## input file
| PyPSA case input file | Unnamed: 1 | Unnamed: 2 | Unnamed: 3 | Unnamed: 4 | Unnamed: 5 | Unnamed: 6 | Unnamed: 7 | Unnamed: 8 | Unnamed: 9 | Unnamed: 10 | Unnamed: 11 | Unnamed: 12 | Unnamed: 13 | Unnamed: 14 | Unnamed: 15 | Unnamed: 16 | Unnamed: 17 | Unnamed: 18 | Unnamed: 19 | Unnamed: 20 | Unnamed: 21 | Unnamed: 22 | Unnamed: 23 | Unnamed: 24 | Unnamed: 25
0
1 | Everything outside of the <CASE_DATA> or <COMPONENT_DATA> flag is for notes, etc.
2
3 | Note that demand has no decisions.
4 | Note that unmet demand is represented a source with a variable cost only, so unmet demand has an output decision.
5 | Information about PyPSA components and their attributes can be found here: https://pypsa.readthedocs.io/en/latest/components.html
6
7 | REQUIRED KEYWORDS
8 | component | PyPSA component type
9 | name | Unique name of the component
10 | bus | Name of bus from which this technology would get or give its energy (or in the case of link, the giving bus)
11
12 | OPTIONAL KEYWORDS
13 | time_series_file | Name of time series file that will get loaded
14 | capital_cost | Fixed cost, if not defined default is 0
15 | marginal_cost | Marginal cost, if not defined default is 0
16 | max_hours | Hours at max capacity for StorageUnit
17 | cyclic_state_of_charge | Assume cyclic state of charge for StorageUnit (Boolean)
18 | efficiency | Efficiency of component
19 | standing_loss | Losses per hour to state of charge
20
21 | CASE_DATA
22
23 | input_path | /carnegie/data/Shared/Labs/Caldeira Lab/Everyone/energy_demand_capacity_data/US_solar_wind_demand/
24 | costs_path | clab_pypsa/utilities/costs_2020.csv |  |  |  | Note: Path to PyPSA database
25 | output_path | output_data
26 | case_name | all_firm_case_all_stores
27 | filename_prefix | all_firm
28 | datetime_start | 2016-01-01 00:00:00 |  | Note: Dates must be formatted as text (not excel date format)
29 | datetime_end | 2017-01-01 00:00:00
30 | delta_t | 1
31 | no_time_steps | 8784 |  | Note: this assumes time unit for dt is 'hour'
32 | total_hours | 8784
33
34 | solver | gurobi
35 | logging_level | info |  | Note: Can be error, warning, info, or debug and specifies level of detail in terminal output
36 | numerics_scaling | 1 |  | Note: Factor to avoid rounding in Gurobi solver for small values
37
38 | time_unit | h
39 | power_unit | MW
40 | mass_unit | t
41 | currency | € |  | Note: 2020 €
42
43
44 | END_CASE_DATA | Note: To use PyPSA default costs, use same technology names as in costs_path |  |  |  |  | Note: p_min_mu sets uni/bidirectionality |  |  |  | Note: Capital costs are the product of hourly fixed costs and time_range |  |  |  |  | Note: cost per energy stored for Store/StoragUnit
45 |  |  | Note: For Link, bus is interpreted as bus0 | [6 empty] | Note: p_nom is a factor multiplied to the given capacity, e_nom is assumed for stores | [7 empty] | Note: For StorageUnit, efficiency is interpreted as efficiency_store
46 | MEM vocabulary
47 | tech_type | tech_name |  | node | [5 empty] | normalization | capacity | fixed_cost |  | var_cost |  |  |  | charging_time |  | efficiency |  |  |  | decay_rate
48 | COMPONENT_DATA | [14 empty] | Data source
49 | component | name | carrier | bus | bus1 | bus2 | p_min_pu | p_max_pu | time_series_file | normalization | p_nom | capital_cost |  | marginal_cost |  |  | sign | max_hours | cyclic_state_of_charge | efficiency | efficiency_dispatch | efficiency2 |  | standing_loss
50 | Load | load |  | electricity |  |  |  |  | US_demand_unnormalized.csv | [15 empty] | 1/h | Note: PyPSA costs storage_unit by power cost; cost of energy capacity is effectively capital_cost/max_hours
51 | Generator | solar-utility |  | electricity |  |  |  |  | US_capacity_solar_25pctTop_unnormalized.csv |  |  | db | €/time range/MW | db | €/MWh | PyPSA DB
52 | Generator | onwind |  | electricity |  |  |  |  | US_capacity_wind_25pctTop_unnormalized.csv |  |  | db | €/time range/MW | db | €/MWh | PyPSA DB
53 | Generator | CCGT % wCCS | natgas_wCCS | natgas_wCCS_out | [7 empty] | 143326.4338 | €/time range/MW | 39.2231 | €/MWh | NREL |  |  |  | db
54 | Link | CCGT % link wCCS | natgas_wCCS | natgas_wCCS_out | electricity | co2_atmosphere_out | [5 empty] | 0 | €/time range/MW | 0 | €/MWh | PyPSA DB |  |  |  | 1 |  | .05*db_co2_emissions | t/MWh
55 | Generator | CCGT | natgas | natgas_out | [7 empty] | db | €/time range/MW | db | €/MWh | PyPSA DB |  |  |  | db
56 | Link | CCGT % link | natgas | natgas_out | electricity | co2_atmosphere_out | [5 empty] | 0 | €/time range/MW | 0 | €/MWh | PyPSA DB |  |  |  | 1 |  | db_co2_emissions | t/MWh
57 | Generator | BECCS | beccs | beccs_out | [7 empty] | 407013.0478 | €/time range/MW | 14.5614 | €/MWh | NREL
58 | Link | BECCS % link | beccs | beccs_out | electricity | co2_atmosphere_out | [5 empty] | 0 | €/time range/MW | 0 | €/MWh | NREL | [5 empty] | -1.22 | t/MWh
59 | Generator | geothermal | geothermal | geoth_out | [7 empty] | db | €/time range/MW | db | €/MWh | PyPSA DB |  |  |  | db
60 | Link | geothermal % link | geothermal | geoth_out | electricity | co2_atmosphere_out | [5 empty] | 0 | €/time range/MW | 0 | €/MWh | PyPSA DB |  |  |  | 1 |  | db_co2_emissions | t/MWh
61 | Generator | nuclear |  | electricity | [7 empty] | db | €/time range/MW | db | €/MWh | PyPSA DB |  |  |  | db
62 | Generator | hydro |  | electricity | [7 empty] | db | €/time range/MW | db | €/MWh | PyPSA DB |  |  |  | db
63 | Store | load shifting forward |  | electricity | [7 empty] | 219298.2456 | €/time range/MW |  | €/MWh | Gerke et al | -1
64 | Store | load shifting backward |  | electricity | [7 empty] | 219298.2456 | €/time range/MW |  | €/MWh | Gerke et al
65 | Generator | load shedding |  | electricity | [8 empty] | €/time range/MW | 8771.9298 | €/MWh | Gorman
66 | Link | direct air capture |  | co2_atmosphere_out | co2_stored | electricity | [5 empty] | db | €/time range/MW | db | €/MWh | PyPSA DB | [5 empty] | -1*db_energy-input | MWh/t
67 | Store | co2 atmosphere |  | co2_atmosphere_out | [6 empty] | 0 |  | €/time range/MW |  | €/MWh | -
68 | Store | CO2 storage tank |  | co2_stored | [7 empty] | db | €/time range/CO2 | db |  | PyPSA DB
69 | StorageUnit | battery storage |  | electricity | [7 empty] | 6*db_capital_cost | €/time range/MW | 0.015 | €/MWh | PyPSA DB |  | 6 | TRUE
70 | Link | Lead-Acid-bicharger | lead_acid_store | electricity | lead_acid |  | -1 |  |  |  |  | db |  | db |  | PyPSA DB
71 | Store | Lead-Acid-store | lead_acid_store | lead_acid | [7 empty] | db |  | db |  | PyPSA DB |  |  | TRUE
72 | Link | Lithium-Ion-LFP-bicharger | lithium_ion_lfp_store | electricity | lithium_ion_lfp |  | -1 |  |  |  |  | db |  | db |  | PyPSA DB
73 | Store | Lithium-Ion-LFP-store | lithium_ion_lfp_store | lithium_ion_lfp | [7 empty] | db |  | db |  | PyPSA DB |  |  | TRUE
74 | Link | Lithium-Ion-NMC-bicharger | lithium_ion_nmc_store | electricity | lithium_ion_nmc |  | -1 |  |  |  |  | db |  | db |  | PyPSA DB
75 | Store | Lithium-Ion-NMC-store | lithium_ion_nmc_store | lithium_ion_nmc | [7 empty] | db |  | db |  | PyPSA DB |  |  | TRUE
76 | Link | Ni-Zn-bicharger | ni_zn_store | electricity | ni_zn |  | -1 |  |  |  |  | db |  | db |  | PyPSA DB
77 | Store | Ni-Zn-store | ni_zn_store | ni_zn | [7 empty] | db |  | db |  | PyPSA DB |  |  | TRUE
78 | Link | Vanadium-Redox-Flow-bicharger | redox_store | electricity | vanadium |  | -1 |  |  |  |  | db |  | db |  | PyPSA DB
79 | Store | Vanadium-Redox-Flow-store | redox_store | vanadium | [7 empty] | db |  | db |  | PyPSA DB |  |  | TRUE
80 | Link | Zn-Air-bicharger | zn_air_store | electricity | zn_air |  | -1 |  |  |  |  | db |  | db |  | PyPSA DB
81 | Store | Zn-Air-store | zn_air_store | zn_air | [7 empty] | db |  | db |  | PyPSA DB |  |  | TRUE
82 | Link | Zn-Br-Flow-bicharger | zn_br_flow_store | electricity | zn_br_flow |  | -1 |  |  |  |  | db |  | db |  | PyPSA DB | [9 empty] | Note: one way efficiency should be square root of round-trip efficiecy
83 | Store | Zn-Br-Flow-store | zn_br_flow_store | zn_br_flow | [7 empty] | db |  | db |  | PyPSA DB |  |  | TRUE | [6 empty] | Note: Be careful when designating storage costs that the source is for kWh stored and not what you get out after accounting for pump inefficiency.
84 | Link | Zn-Br-Nonflow-bicharger | zn_br_nonflow_store | electricity | zn_br_nonflow |  | -1 |  |  |  |  | db |  | db |  | PyPSA DB | [9 empty] | Note: one way efficiency should be square root of round-trip efficiecy
85 | Store | Zn-Br-Nonflow-store | zn_br_nonflow_store | zn_br_nonflow | [7 empty] | db |  | db |  | PyPSA DB |  |  | TRUE | [6 empty] | Note: Be careful when designating storage costs that the source is for kWh stored and not what you get out after accounting for pump inefficiency.
86 | Link | Compressed-Air-Adiabatic-bicharger | compressed_air_store | electricity | comp_air |  | -1 |  |  |  |  | db |  | db |  | PyPSA DB
87 | Store | Compressed-Air-Adiabatic-store | compressed_air_store | comp_air | [7 empty] | db |  | db |  | PyPSA DB |  |  | TRUE
88 | Link | Gravity-Brick-bicharger | gravity_brick_store | electricity | grav_brick |  | -1 |  |  |  |  | db |  | db |  | PyPSA DB
89 | Store | Gravity-Brick-store | gravity_brick_store | grav_brick | [7 empty] | db |  | db |  | PyPSA DB |  |  | TRUE
90 | Link | Gravity-Water-Aboveground-bicharger | gravity_aboveground_store | electricity | grav_abo_ground |  | -1 |  |  |  |  | db |  | db |  | PyPSA DB
91 | Store | Gravity-Water-Aboveground-store | gravity_aboveground_store | grav_abo_ground | [7 empty] | db |  | db |  | PyPSA DB |  |  | TRUE
92 | Link | Gravity-Water-Underground-bicharger | gravity_underground_store | electricity | grav_und_ground |  | -1 |  |  |  |  | db |  | db |  | PyPSA DB
93 | Store | Gravity-Water-Underground-store | gravity_underground_store | grav_und_ground | [7 empty] | db |  | db |  | PyPSA DB |  |  | TRUE
94 | Link | Pumped-Storage-Hydro-bicharger | phs_store | electricity | h2o |  | -1 |  |  |  |  | db | €/time range/MW | db | €/MWh | PyPSA DB
95 | Store | Pumped-Storage-Hydro-store | phs_store | h2o | [7 empty] | db | €/time range/MWh | db | €/MWh | PyPSA DB |  |  | TRUE
96 | Link | electrolysis | hydrogen_store | electricity | h2 | [6 empty] | db | €/time range/MW | 0.02 | €/MWh | PyPSA DB |  |  |  | db
97 | Store | hydrogen storage underground | hydrogen_store | h2 | [7 empty] | db | €/time range/MWh | db | €/MWh | PyPSA DB |  |  | TRUE | db |  |  |  | 4e-06
98 | Link | fuel cell | hydrogen_store | h2 | electricity | [6 empty] | db | €/time range/MW | 0.003 | €/MWh | PyPSA DB |  |  |  | db
99 | Link | Concrete-charger | concrete_store | electricity | concrete | [6 empty] | db |  | db |  | PyPSA DB
100 | Store | Concrete-store | concrete_store | concrete | [7 empty] | db |  | db |  | PyPSA DB |  |  | TRUE
101 | Link | Concrete-discharger | concrete_store | concrete | electricity | [6 empty] | db |  | db |  | PyPSA DB
102 | Link | HighT-Molten-Salt-charger | highT_molten_salt_store | electricity | highT_salt | [6 empty] | db |  | db |  | PyPSA DB
103 | Store | HighT-Molten-Salt-store | highT_molten_salt_store | highT_salt | [7 empty] | db |  | db |  | PyPSA DB |  |  | TRUE
104 | Link | HighT-Molten-Salt-discharger | highT_molten_salt_store | highT_salt | electricity | [6 empty] | db |  | db |  | PyPSA DB
105 | Link | Liquid-Air-charger | liquid_air_store | electricity | liquid_air | [6 empty] | db |  | db |  | PyPSA DB
106 | Store | Liquid-Air-store | liquid_air_store | liquid_air | [7 empty] | db |  | db |  | PyPSA DB |  |  | TRUE
107 | Link | Liquid-Air-discharger | liquid_air_store | liquid_air | electricity | [6 empty] | db |  | db |  | PyPSA DB
108 | Link | LowT-Molten-Salt-charger | lowT_molten_salt_store | electricity | lowT_salt | [6 empty] | db |  | db |  | PyPSA DB
109 | Store | LowT-Molten-Salt-store | lowT_molten_salt_store | lowT_salt | [7 empty] | db |  | db |  | PyPSA DB |  |  | TRUE
110 | Link | LowT-Molten-Salt-discharger | lowT_molten_salt_store | lowT_salt | electricity | [6 empty] | db |  | db |  | PyPSA DB
111 | Link | Pumped-Heat-charger | pumped_heat_store | electricity | pumped_heat | [6 empty] | db |  | db |  | PyPSA DB
112 | Store | Pumped-Heat-store | pumped_heat_store | pumped_heat | [7 empty] | db |  | db |  | PyPSA DB |  |  | TRUE
113 | Link | Pumped-Heat-discharger | pumped_heat_store | pumped_heat | electricity | [6 empty] | db |  | db |  | PyPSA DB
114 | Link | Sand-charger | sand_store | electricity | sand | [6 empty] | db |  | db |  | PyPSA DB
115 | Store | Sand-store | sand_store | sand | [7 empty] | db |  | db |  | PyPSA DB |  |  | TRUE
116 | Link | Sand-discharger | sand_store | sand | electricity | [6 empty] | db |  | db |  | PyPSA DB
117
118 | END_COMPONENT_DATA
119
120 | Note that any information that is in a column without an attribute header is consider a comment, and not used.
121 | Note that for MEM, storage is in energy units whereas for PyPSA it is in power units.
122 | Note: If there is a # in front of component (e.g. #Generator), this row will be ignored
123
124 | Note: costing for nuclear heat has to be for kWh thermal (or other energy unit)
125 | Note: % indicates addition to standard PyPSA name which stands before the %
126 | Note: carrier allows to group different technologies
127
128 | Cost calculations
129
130
131
132 |  | Source natural gas CCS costs | NREL (National Renewable Energy Laboratory). 2020. "2020 Annual Technology Baseline."
133 |  |  | https://atb-archive.nrel.gov/electricity/2020/data.php
134
135 |  | Source BECCS | NREL
136 |  |  | https://www.nrel.gov/docs/fy22osti/81644.pdf
137
138 |  | Source load shifting costs | Gerke et al. The California Demand Response Potential Study, Phase 3: Final Report on the Shift Resource through 2030.
139 |  |  | https://doi.org/10.20357/B7MS40
140
141 |  | Source lost load | Gorman. The quest to quantify the value of lost load: A critical review of the economics of power outages
142 |  |  | https://doi.org/10.1016/j.tej.2022.107187
143
144 |  | Source all other costs | PyPSA technology data
145 |  |  | https://github.com/PyPSA/technology-data/blob/master/outputs/costs_2020.csv
146
147
148 |  | 2020 €/$ | 1.14
149 |  | Discount rate | 0.07
150 |  | name | Overnight cost [€/MW] | Fixed O&M cost [€/MWyear] | Other fixed cost* (% of capital cost) | Lifetime [years] | Capital recovery factor [%/year] | Annual fixed costs [€/year] | Variable O&M [€/MWh] | Fuel cost [€/MWh] | Efficiency | Decay rate | Hourly fixed costs |  |  | Variable cost [€/MWh] | CO2 emissions
151 |  | pumped_hydro_storage energy | 103100 | 1546.5 |  | 30 | 0.080586 | 8433.0851 |  |  |  |  | 0.84446 | €/h/MW
152 |  | pumped_hydro_storage power | 1612000 | 14250 | 0.015 | 30 | 0.080586 | 146103.8617 |  |  | 0.81 |  | 14.6303 | €/h/MW |  | 0.00026316
153
154 |  | natural gas with CCS | 1969000 | 53000 |  | 30 | 0.080586 | 162945.7079 | 9 | 20 | 0.56 |  | 16.3168 | €/h/MW |  | 39.2231
155 |  | (NG combined cycle 95% CCS (H-frame basis -> 2nd Gen Tech)), Moderate
156 |  |  | 965000 | 27000 |  | 30 | 0.080586 | 79941.7123 | 2 | 8 | 0.56 |  | 8.0051 |  |  | 14.2857
157
158 |  | BECCS | 5580000 | 162000 |  | 30 | 0.080586 | 462727.129 |  |  |  |  | 46.3357 | €/h/MW |  | 14.5614 | -1.22 | tCO2/MWh
159
160 |  | load shedding | [13 empty] | 8771.9298
161 |  | load shifting | [5 empty] | 219298.2456
162
163 |  | * includes property, tax, insurance, licensing, permiting costs

## component inputs
| component | name | bus | p_set | carrier | capital_cost | marginal_cost | p_max_pu | p_nom_extendable | efficiency | bus0 | bus1 | bus2 | efficiency2 | sign | e_nom_extendable | e_nom | max_hours | cyclic_state_of_charge | p_min_pu | e_cyclic | standing_loss
0 | Load | load | electricity | date 2016-01-01 00:00:00 470809.0 2016-01-01 01:00:00 462893.0 2016-01-01 02:00:00 452352.0 2016-01-01 03:00:00 438677.0 2016-01-01 04:00:00 423295.0 ... 2016-12-31 20:00:00 432009.0 2016-12-31 21:00:00 435982.0 2016-12-31 22:00:00 450070.0 2016-12-31 23:00:00 459604.0 2017-01-01 00:00:00 460100.0 Name: demand (mw), Length: 8785, dtype: float64 | load
1 | Generator | solar-utility | electricity |  | solar-utility | 49588.7324 | 0 | date 2016-01-01 00:00:00 0.001722 2016-01-01 01:00:00 0.000000 2016-01-01 02:00:00 0.000000 2016-01-01 03:00:00 0.000000 2016-01-01 04:00:00 0.000000 ... 2016-12-31 20:00:00 0.497600 2016-12-31 21:00:00 0.513896 2016-12-31 22:00:00 0.439581 2016-12-31 23:00:00 0.156704 2017-01-01 00:00:00 0.001761 Name: solar 25% top, Length: 8785, dtype: float64 | TRUE
2 | Generator | onwind | electricity |  | onwind | 107318.8334 | 1.5 | date 2016-01-01 00:00:00 0.561034 2016-01-01 01:00:00 0.562139 2016-01-01 02:00:00 0.561250 2016-01-01 03:00:00 0.571372 2016-01-01 04:00:00 0.589611 ... 2016-12-31 20:00:00 0.381054 2016-12-31 21:00:00 0.371423 2016-12-31 22:00:00 0.413461 2016-12-31 23:00:00 0.486720 2017-01-01 00:00:00 0.543709 Name: wind 25% top, Length: 8785, dtype: float64 | TRUE
3 | Generator | CCGT % wCCS | natgas_wCCS_out |  | natgas_wCCS | 143326.4338 | 39.2231 |  | TRUE | 0.56
4 | Link | CCGT % link wCCS |  |  | natgas_wCCS | 0 | 0 |  | TRUE | 1 | natgas_wCCS_out | electricity | co2_atmosphere_out | 0.01
5 | Generator | CCGT | natgas_out |  | natgas | 104817.2552 | 40.2929 |  | TRUE | 0.56
6 | Link | CCGT % link |  |  | natgas | 0 | 0 |  | TRUE | 1 | natgas_out | electricity | co2_atmosphere_out | 0.2
7 | Generator | BECCS | beccs_out |  | beccs | 407013.0478 | 14.5614 |  | TRUE
8 | Link | BECCS % link |  |  | beccs | 0 | 0 |  | TRUE |  | beccs_out | electricity | co2_atmosphere_out | -1.22
9 | Generator | geothermal | geoth_out |  | geothermal | 334482.1991 | 0 |  | TRUE | 0.24
10 | Link | geothermal % link |  |  | geothermal | 0 | 0 |  | TRUE | 1 | geoth_out | electricity | co2_atmosphere_out | 0.03
11 | Generator | nuclear | electricity |  | nuclear | 706772.6168 | 11.3788 |  | TRUE | 0.33
12 | Generator | hydro | electricity |  | hydro | 177345.2166 | 0 |  | TRUE | 0.9
13 | Store | load shifting forward | electricity |  | load shifting forward | 219298.2456 | [8 empty] | -1 | TRUE
14 | Store | load shifting backward | electricity |  | load shifting backward | 219298.2456 | [9 empty] | TRUE
15 | Generator | load shedding | electricity |  | load shedding |  | 8771.9298 |  | TRUE
16 | Link | direct air capture |  |  | direct air capture | 1007250.4802 | 0 |  | TRUE |  | co2_atmosphere_out | co2_stored | electricity | -2
17 | Store | co2 atmosphere | co2_atmosphere_out |  | co2 atmosphere | [11 empty] | 0
18 | Store | CO2 storage tank | co2_stored |  | CO2 storage tank | 242.2253 | 0 | [8 empty] | TRUE
19 | StorageUnit | battery storage | electricity |  | battery storage | 131394.9526 | 0.015 |  | TRUE | [8 empty] | 6 | TRUE
20 | Link | Lead-Acid-bicharger |  |  | lead_acid_store | 20342.6982 | 0 |  | TRUE |  | electricity | lead_acid | [7 empty] | -1
21 | Store | Lead-Acid-store | lead_acid |  | lead_acid_store | 42449.2621 | 0 | [8 empty] | TRUE |  |  |  |  | TRUE
22 | Link | Lithium-Ion-LFP-bicharger |  |  | lithium_ion_lfp_store | 10956.5448 | 0 |  | TRUE |  | electricity | lithium_ion_lfp | [7 empty] | -1
23 | Store | Lithium-Ion-LFP-store | lithium_ion_lfp |  | lithium_ion_lfp_store | 31344.748 | 0 | [8 empty] | TRUE |  |  |  |  | TRUE
24 | Link | Lithium-Ion-NMC-bicharger |  |  | lithium_ion_nmc_store | 12150.6712 | 0 |  | TRUE |  | electricity | lithium_ion_nmc | [7 empty] | -1
25 | Store | Lithium-Ion-NMC-store | lithium_ion_nmc |  | lithium_ion_nmc_store | 40461.1323 | 0 | [8 empty] | TRUE |  |  |  |  | TRUE
26 | Link | Ni-Zn-bicharger |  |  | ni_zn_store | 11297.3829 | 0 |  | TRUE |  | electricity | ni_zn | [7 empty] | -1
27 | Store | Ni-Zn-store | ni_zn |  | ni_zn_store | 34978.3527 | 0 | [8 empty] | TRUE |  |  |  |  | TRUE
28 | Link | Vanadium-Redox-Flow-bicharger |  |  | redox_store | 20358.8666 | 0 |  | TRUE |  | electricity | vanadium | [7 empty] | -1
29 | Store | Vanadium-Redox-Flow-store | vanadium |  | redox_store | 36880.2443 | 0 | [8 empty] | TRUE |  |  |  |  | TRUE
30 | Link | Zn-Air-bicharger |  |  | zn_air_store | 12879.2176 | 0 |  | TRUE |  | electricity | zn_air | [7 empty] | -1
31 | Store | Zn-Air-store | zn_air |  | zn_air_store | 15483.1894 | 0 | [8 empty] | TRUE |  |  |  |  | TRUE
32 | Link | Zn-Br-Flow-bicharger |  |  | zn_br_flow_store | 20335.0267 | 0 |  | TRUE |  | electricity | zn_br_flow | [7 empty] | -1
33 | Store | Zn-Br-Flow-store | zn_br_flow |  | zn_br_flow_store | 62672.1059 | 0 | [8 empty] | TRUE |  |  |  |  | TRUE
34 | Link | Zn-Br-Nonflow-bicharger |  |  | zn_br_nonflow_store | 15682.004 | 0 |  | TRUE |  | electricity | zn_br_nonflow | [7 empty] | -1
35 | Store | Zn-Br-Nonflow-store | zn_br_nonflow |  | zn_br_nonflow_store | 28160.4554 | 0 | [8 empty] | TRUE |  |  |  |  | TRUE
36 | Link | Compressed-Air-Adiabatic-bicharger |  |  | compressed_air_store | 69012.3568 | 0 |  | TRUE |  | electricity | comp_air | [7 empty] | -1
37 | Store | Compressed-Air-Adiabatic-store | comp_air |  | compressed_air_store | 372.7473 | 0 | [8 empty] | TRUE |  |  |  |  | TRUE
38 | Link | Gravity-Brick-bicharger |  |  | gravity_brick_store | 33661.1731 | 0 |  | TRUE |  | electricity | grav_brick | [7 empty] | -1
39 | Store | Gravity-Brick-store | grav_brick |  | gravity_brick_store | 12628.3705 | 0 | [8 empty] | TRUE |  |  |  |  | TRUE
40 | Link | Gravity-Water-Aboveground-bicharger |  |  | gravity_aboveground_store | 28555.929 | 0 |  | TRUE |  | electricity | grav_abo_ground | [7 empty] | -1
41 | Store | Gravity-Water-Aboveground-store | grav_abo_ground |  | gravity_aboveground_store | 9336.1172 | 0 | [8 empty] | TRUE |  |  |  |  | TRUE
42 | Link | Gravity-Water-Underground-bicharger |  |  | gravity_underground_store | 70693.337 | 0 |  | TRUE |  | electricity | grav_und_ground | [7 empty] | -1
43 | Store | Gravity-Water-Underground-store | grav_und_ground |  | gravity_underground_store | 7347.3972 | 0 | [8 empty] | TRUE |  |  |  |  | TRUE
44 | Link | Pumped-Storage-Hydro-bicharger |  |  | phs_store | 102789.2725 | 0 |  | TRUE |  | electricity | h2o | [7 empty] | -1
45 | Store | Pumped-Storage-Hydro-store | h2o |  | phs_store | 3904.3881 | 0 | [8 empty] | TRUE |  |  |  |  | TRUE
46 | Link | electrolysis |  |  | hydrogen_store | 62293.8258 | 0.02 |  | TRUE | 0.8 | electricity | h2
47 | Store | hydrogen storage underground | h2 |  | hydrogen_store | 210.2423 | 0 | [8 empty] | TRUE |  |  |  |  | TRUE | 4e-06
48 | Link | fuel cell |  |  | hydrogen_store | 250090.7535 | 0.003 |  | TRUE | 0.58 | h2 | electricity
49 | Link | Concrete-charger |  |  | concrete_store | 14991.6613 | 0 |  | TRUE |  | electricity | concrete
50 | Store | Concrete-store | concrete |  | concrete_store | 2144.2077 | 0 | [8 empty] | TRUE |  |  |  |  | TRUE
51 | Link | Concrete-discharger |  |  | concrete_store | 54449.1165 | 0 |  | TRUE |  | concrete | electricity
52 | Link | HighT-Molten-Salt-charger |  |  | highT_molten_salt_store | 14982.18 | 0 |  | TRUE |  | electricity | highT_salt
53 | Store | HighT-Molten-Salt-store | highT_salt |  | highT_molten_salt_store | 8210.3623 | 0 | [8 empty] | TRUE |  |  |  |  | TRUE
54 | Link | HighT-Molten-Salt-discharger |  |  | highT_molten_salt_store | 54414.6825 | 0 |  | TRUE |  | highT_salt | electricity
55 | Link | Liquid-Air-charger |  |  | liquid_air_store | 36920.7588 | 0 |  | TRUE |  | electricity | liquid_air
56 | Store | Liquid-Air-store | liquid_air |  | liquid_air_store | 13621.8699 | 0 | [8 empty] | TRUE |  |  |  |  | TRUE
57 | Link | Liquid-Air-discharger |  |  | liquid_air_store | 26403.5346 | 0 |  | TRUE |  | liquid_air | electricity
58 | Link | LowT-Molten-Salt-charger |  |  | lowT_molten_salt_store | 11910.3873 | 0 |  | TRUE |  | electricity | lowT_salt
59 | Store | LowT-Molten-Salt-store | lowT_salt |  | lowT_molten_salt_store | 5063.7732 | 0 | [8 empty] | TRUE |  |  |  |  | TRUE
60 | Link | LowT-Molten-Salt-discharger |  |  | lowT_molten_salt_store | 43258.0528 | 0 |  | TRUE |  | lowT_salt | electricity
61 | Link | Pumped-Heat-charger |  |  | pumped_heat_store | 60028.892 | 0 |  | TRUE |  | electricity | pumped_heat
62 | Store | Pumped-Heat-store | pumped_heat |  | pumped_heat_store | 2239.3872 | 0 | [8 empty] | TRUE |  |  |  |  | TRUE
63 | Link | Pumped-Heat-discharger |  |  | pumped_heat_store | 42917.9303 | 0 |  | TRUE |  | pumped_heat | electricity
64 | Link | Sand-charger |  |  | sand_store | 12169.5302 | 0 |  | TRUE |  | electricity | sand
65 | Store | Sand-store | sand |  | sand_store | 584.6121 | 0 | [8 empty] | TRUE |  |  |  |  | TRUE
66 | Link | Sand-discharger |  |  | sand_store | 44199.2496 | 0 |  | TRUE |  | sand | electricity

## time inputs
snapshot | solar-utility series | onwind series | load load
2016-01-01 | 0.0017221 | 0.56103 | 470809
2016-01-01 01:00 | 0 | 0.56214 | 462893
2016-01-01 02:00 | 0 | 0.56125 | 452352
2016-01-01 03:00 | 0 | 0.57137 | 438677
2016-01-01 04:00 | 0 | 0.58961 | 423295
2016-01-01 05:00 | 0 | 0.6128 | 410979
2016-01-01 06:00 | 0 | 0.63396 | 400444
2016-01-01 07:00 | 0 | 0.64464 | 390845
2016-01-01 08:00 | 0 | 0.64481 | 383868
2016-01-01 09:00 | 0 | 0.64438 | 382247
2016-01-01 10:00 | 0 | 0.64187 | 385757
2016-01-01 11:00 | 0 | 0.6402 | 390944
2016-01-01 12:00 | 0 | 0.64083 | 398539
2016-01-01 13:00 | 0 | 0.64006 | 407548
2016-01-01 14:00 | 0.045026 | 0.59659 | 420289
2016-01-01 15:00 | 0.40261 | 0.46501 | 431770
2016-01-01 16:00 | 0.58429 | 0.3778 | 438480
2016-01-01 17:00 | 0.5848 | 0.41622 | 440338
2016-01-01 18:00 | 0.5481 | 0.45167 | 438036
2016-01-01 19:00 | 0.53386 | 0.44429 | 432321
2016-01-01 20:00 | 0.55315 | 0.41578 | 428860
2016-01-01 21:00 | 0.5848 | 0.37843 | 430801
2016-01-01 22:00 | 0.5356 | 0.47878 | 445055
2016-01-01 23:00 | 0.21023 | 0.58054 | 460170
2016-01-02 | 0.0019649 | 0.62083 | 465935
2016-01-02 01:00 | 0 | 0.64592 | 465362
2016-01-02 02:00 | 0 | 0.66047 | 462094
2016-01-02 03:00 | 0 | 0.66248 | 450580
2016-01-02 04:00 | 0 | 0.65364 | 434931
2016-01-02 05:00 | 0 | 0.63781 | 417915
2016-01-02 06:00 | 0 | 0.61815 | 406626
2016-01-02 07:00 | 0 | 0.59628 | 397512
2016-01-02 08:00 | 0 | 0.57689 | 392956
2016-01-02 09:00 | 0 | 0.56957 | 392210
2016-01-02 10:00 | 0 | 0.56554 | 396592
2016-01-02 11:00 | 0 | 0.55664 | 406767
2016-01-02 12:00 | 0 | 0.54933 | 420668
2016-01-02 13:00 | 0 | 0.54684 | 434757
2016-01-02 14:00 | 0.065175 | 0.50123 | 445046
2016-01-02 15:00 | 0.31668 | 0.34605 | 450093
2016-01-02 16:00 | 0.46539 | 0.22017 | 448776
2016-01-02 17:00 | 0.50479 | 0.21919 | 443349
2016-01-02 18:00 | 0.4964 | 0.28064 | 435148
2016-01-02 19:00 | 0.48474 | 0.3142 | 427129
2016-01-02 20:00 | 0.49386 | 0.30673 | 420682
2016-01-02 21:00 | 0.49861 | 0.29954 | 423696
2016-01-02 22:00 | 0.41262 | 0.40672 | 441498
2016-01-02 23:00 | 0.14873 | 0.47839 | 461592
2016-01-03 | 0.0019495 | 0.51762 | 469345
2016-01-03 01:00 | 0 | 0.54313 | 470347
2016-01-03 02:00 | 0 | 0.56023 | 467310
2016-01-03 03:00 | 0 | 0.57619 | 456030
2016-01-03 04:00 | 0 | 0.58655 | 441559
2016-01-03 05:00 | 0 | 0.58999 | 427167
2016-01-03 06:00 | 0 | 0.58676 | 413834
2016-01-03 07:00 | 0 | 0.5742 | 404865
2016-01-03 08:00 | 0 | 0.55269 | 399699
2016-01-03 09:00 | 0 | 0.52918 | 398110
2016-01-03 10:00 | 0 | 0.49774 | 400834
2016-01-03 11:00 | 0 | 0.45999 | 408834
2016-01-03 12:00 | 0 | 0.42558 | 420449
2016-01-03 13:00 | 0 | 0.40041 | 433181
2016-01-03 14:00 | 0.039661 | 0.31984 | 440085
2016-01-03 15:00 | 0.37348 | 0.18006 | 439806
2016-01-03 16:00 | 0.49634 | 0.10574 | 434999
2016-01-03 17:00 | 0.51266 | 0.086993 | 430919
2016-01-03 18:00 | 0.49228 | 0.083043 | 427178
2016-01-03 19:00 | 0.4773 | 0.086987 | 422449
2016-01-03 20:00 | 0.47837 | 0.090145 | 418943
2016-01-03 21:00 | 0.46511 | 0.097928 | 424541
2016-01-03 22:00 | 0.36923 | 0.14652 | 444380
2016-01-03 23:00 | 0.08686 | 0.19289 | 464325
2016-01-04 | 0.0020809 | 0.23921 | 474796
2016-01-04 01:00 | 0 | 0.27818 | 477021
2016-01-04 02:00 | 0 | 0.30743 | 469735
2016-01-04 03:00 | 0 | 0.3276 | 452837
2016-01-04 04:00 | 0 | 0.32839 | 435678
2016-01-04 05:00 | 0 | 0.31547 | 421559
2016-01-04 06:00 | 0 | 0.30021 | 410607
2016-01-04 07:00 | 0 | 0.28701 | 404707
2016-01-04 08:00 | 0 | 0.27463 | 403331
2016-01-04 09:00 | 0 | 0.2621 | 408268
2016-01-04 10:00 | 0 | 0.25405 | 424056
2016-01-04 11:00 | 0 | 0.25228 | 457966
2016-01-04 12:00 | 0 | 0.25844 | 490049
2016-01-04 13:00 | 0 | 0.27302 | 503347
2016-01-04 14:00 | 0.084897 | 0.28079 | 505677
2016-01-04 15:00 | 0.25929 | 0.22814 | 505098
2016-01-04 16:00 | 0.36727 | 0.1918 | 499867
2016-01-04 17:00 | 0.40003 | 0.20839 | 493446
2016-01-04 18:00 | 0.40313 | 0.24344 | 487900
2016-01-04 19:00 | 0.40039 | 0.27815 | 483354
2016-01-04 20:00 | 0.39534 | 0.29967 | 480122
2016-01-04 21:00 | 0.36121 | 0.31175 | 484754
2016-01-04 22:00 | 0.2623 | 0.39893 | 504066
2016-01-04 23:00 | 0.080196 | 0.53954 | 527878
2016-01-05 | 0.0016392 | 0.59697 | 538994
2016-01-05 01:00 | 0 | 0.6026 | 539677
2016-01-05 02:00 | 0 | 0.58396 | 531819
2016-01-05 03:00 | 0 | 0.55926 | 511858
2016-01-05 04:00 | 0 | 0.53794 | 488356
2016-01-05 05:00 | 0 | 0.51898 | 470100
2016-01-05 06:00 | 0 | 0.50129 | 459532
2016-01-05 07:00 | 0 | 0.48933 | 452735
2016-01-05 08:00 | 0 | 0.4815 | 450290
2016-01-05 09:00 | 0 | 0.46578 | 455066
2016-01-05 10:00 | 0 | 0.44938 | 471666
2016-01-05 11:00 | 0 | 0.43343 | 505340
2016-01-05 12:00 | 0 | 0.42277 | 536414
2016-01-05 13:00 | 0 | 0.41797 | 544393
2016-01-05 14:00 | 0.021223 | 0.39658 | 538308
2016-01-05 15:00 | 0.18775 | 0.40007 | 530432
2016-01-05 16:00 | 0.31142 | 0.42693 | 518961
2016-01-05 17:00 | 0.37362 | 0.45872 | 507046
2016-01-05 18:00 | 0.38627 | 0.45812 | 497896
2016-01-05 19:00 | 0.38481 | 0.43627 | 489977
2016-01-05 20:00 | 0.38058 | 0.40494 | 485292
2016-01-05 21:00 | 0.35004 | 0.38505 | 489904
2016-01-05 22:00 | 0.26091 | 0.41903 | 511089
2016-01-05 23:00 | 0.068156 | 0.5029 | 534774
2016-01-06 | 0.0018312 | 0.53648 | 544758
2016-01-06 01:00 | 0 | 0.53142 | 544168
2016-01-06 02:00 | 0 | 0.5143 | 534403
2016-01-06 03:00 | 0 | 0.50066 | 512646
2016-01-06 04:00 | 0 | 0.48766 | 488746
2016-01-06 05:00 | 0 | 0.47316 | 469710
2016-01-06 06:00 | 0 | 0.45467 | 459026
2016-01-06 07:00 | 0 | 0.43175 | 450847
2016-01-06 08:00 | 0 | 0.40631 | 447761
2016-01-06 09:00 | 0 | 0.38612 | 449636
2016-01-06 10:00 | 0 | 0.36481 | 463512
2016-01-06 11:00 | 0 | 0.34699 | 495560
2016-01-06 12:00 | 0 | 0.32789 | 524202
2016-01-06 13:00 | 0 | 0.30904 | 530125
2016-01-06 14:00 | 0.017994 | 0.26364 | 523807
2016-01-06 15:00 | 0.16713 | 0.1985 | 515122
2016-01-06 16:00 | 0.28894 | 0.1747 | 505229
2016-01-06 17:00 | 0.36954 | 0.18492 | 493888
2016-01-06 18:00 | 0.39122 | 0.18383 | 485222
2016-01-06 19:00 | 0.39117 | 0.17607 | 478021
2016-01-06 20:00 | 0.38642 | 0.16644 | 474674
2016-01-06 21:00 | 0.36423 | 0.16435 | 478064
2016-01-06 22:00 | 0.2863 | 0.19536 | 496279
2016-01-06 23:00 | 0.10402 | 0.26811 | 515072
2016-01-07 | 0.00090527 | 0.31581 | 521111
2016-01-07 01:00 | 0 | 0.33922 | 518375
2016-01-07 02:00 | 0 | 0.3402 | 506895
2016-01-07 03:00 | 0 | 0.32304 | 486281
2016-01-07 04:00 | 0 | 0.2902 | 461291
2016-01-07 05:00 | 0 | 0.26358 | 439921
2016-01-07 06:00 | 0 | 0.23998 | 425551
2016-01-07 07:00 | 0 | 0.22081 | 415893
2016-01-07 08:00 | 0 | 0.2109 | 410460
2016-01-07 09:00 | 0 | 0.20832 | 411058
2016-01-07 10:00 | 0 | 0.21594 | 423691
2016-01-07 11:00 | 0 | 0.22867 | 454300
2016-01-07 12:00 | 0 | 0.24108 | 483496
2016-01-07 13:00 | 0 | 0.24658 | 491785
2016-01-07 14:00 | 0.042386 | 0.21343 | 490686
2016-01-07 15:00 | 0.1967 | 0.14049 | 488256
2016-01-07 16:00 | 0.30441 | 0.15546 | 481130
2016-01-07 17:00 | 0.36281 | 0.19065 | 472955
2016-01-07 18:00 | 0.37753 | 0.19968 | 465227
2016-01-07 19:00 | 0.37099 | 0.20893 | 459310
2016-01-07 20:00 | 0.35866 | 0.21973 | 456439
2016-01-07 21:00 | 0.32887 | 0.23064 | 457995
2016-01-07 22:00 | 0.25993 | 0.25021 | 473389
2016-01-07 23:00 | 0.089468 | 0.28693 | 488977
2016-01-08 | 0.0024239 | 0.29778 | 494433
2016-01-08 01:00 | 0 | 0.29324 | 491621
2016-01-08 02:00 | 0 | 0.27983 | 481932
2016-01-08 03:00 | 0 | 0.26409 | 461801
2016-01-08 04:00 | 0 | 0.25071 | 437008
2016-01-08 05:00 | 0 | 0.2473 | 415288
2016-01-08 06:00 | 0 | 0.24685 | 399917
2016-01-08 07:00 | 0 | 0.24954 | 389529
2016-01-08 08:00 | 0 | 0.25289 | 384659
2016-01-08 09:00 | 0 | 0.25946 | 384914
2016-01-08 10:00 | 0 | 0.27022 | 395661
2016-01-08 11:00 | 0 | 0.27774 | 426104
2016-01-08 12:00 | 0 | 0.28247 | 455472
2016-01-08 13:00 | 0 | 0.2821 | 467173
2016-01-08 14:00 | 0.035377 | 0.26315 | 472550
2016-01-08 15:00 | 0.22817 | 0.26028 | 476734
2016-01-08 16:00 | 0.3899 | 0.26137 | 475016
2016-01-08 17:00 | 0.45234 | 0.25896 | 468663
2016-01-08 18:00 | 0.44326 | 0.2687 | 463564
2016-01-08 19:00 | 0.42052 | 0.29222 | 458952
2016-01-08 20:00 | 0.4077 | 0.32442 | 454537
2016-01-08 21:00 | 0.39966 | 0.34742 | 454446
2016-01-08 22:00 | 0.35428 | 0.36855 | 463432
2016-01-08 23:00 | 0.18836 | 0.39891 | 472623
2016-01-09 | 0.0036188 | 0.41074 | 473493
2016-01-09 01:00 | 0 | 0.41133 | 468337
2016-01-09 02:00 | 0 | 0.41125 | 459225
2016-01-09 03:00 | 0 | 0.4084 | 443600
2016-01-09 04:00 | 0 | 0.40893 | 424303
2016-01-09 05:00 | 0 | 0.41113 | 406106
2016-01-09 06:00 | 0 | 0.42191 | 390602
2016-01-09 07:00 | 0 | 0.4403 | 380209
2016-01-09 08:00 | 0 | 0.46413 | 373855
2016-01-09 09:00 | 0 | 0.48056 | 372820
2016-01-09 10:00 | 0 | 0.49813 | 376458
2016-01-09 11:00 | 0 | 0.51142 | 385225
2016-01-09 12:00 | 0 | 0.51404 | 400062
2016-01-09 13:00 | 2.61e-08 | 0.51036 | 417421
2016-01-09 14:00 | 0.098657 | 0.4963 | 432775
2016-01-09 15:00 | 0.42169 | 0.49706 | 443504
2016-01-09 16:00 | 0.57421 | 0.48361 | 447564
2016-01-09 17:00 | 0.58612 | 0.46263 | 446237
2016-01-09 18:00 | 0.54993 | 0.46092 | 441450
2016-01-09 19:00 | 0.53031 | 0.46978 | 437135
2016-01-09 20:00 | 0.54515 | 0.47638 | 434799
2016-01-09 21:00 | 0.55773 | 0.47931 | 438748
2016-01-09 22:00 | 0.49662 | 0.46463 | 451099
2016-01-09 23:00 | 0.17046 | 0.43744 | 461966
2016-01-10 | 0.00071692 | 0.41613 | 466908
2016-01-10 01:00 | 0 | 0.39935 | 465022
2016-01-10 02:00 | 0 | 0.38465 | 458039
2016-01-10 03:00 | 0 | 0.36871 | 445223
2016-01-10 04:00 | 0 | 0.35402 | 429865
2016-01-10 05:00 | 0 | 0.34417 | 414836
2016-01-10 06:00 | 0 | 0.33657 | 401159
2016-01-10 07:00 | 0 | 0.32998 | 391763
2016-01-10 08:00 | 0 | 0.32364 | 387369
2016-01-10 09:00 | 0 | 0.32513 | 386669
2016-01-10 10:00 | 0 | 0.33117 | 390692
2016-01-10 11:00 | 0 | 0.33073 | 400516
2016-01-10 12:00 | 0 | 0.31998 | 415332
2016-01-10 13:00 | 2.09e-07 | 0.30064 | 431531
2016-01-10 14:00 | 0.10714 | 0.26445 | 446224
2016-01-10 15:00 | 0.36678 | 0.19145 | 454445
2016-01-10 16:00 | 0.50479 | 0.15692 | 455969
2016-01-10 17:00 | 0.53637 | 0.16619 | 455005
2016-01-10 18:00 | 0.52392 | 0.19383 | 450676
2016-01-10 19:00 | 0.50759 | 0.2191 | 445348
2016-01-10 20:00 | 0.50702 | 0.23578 | 441043
2016-01-10 21:00 | 0.50436 | 0.24205 | 445970
2016-01-10 22:00 | 0.42446 | 0.26002 | 462762
2016-01-10 23:00 | 0.17367 | 0.31445 | 486387
2016-01-11 | 0.0028482 | 0.37533 | 499575
2016-01-11 01:00 | 0 | 0.42408 | 503763
2016-01-11 02:00 | 0 | 0.44679 | 499300
2016-01-11 03:00 | 0 | 0.4614 | 486290
2016-01-11 04:00 | 0 | 0.4709 | 469026
2016-01-11 05:00 | 0 | 0.48079 | 454916
2016-01-11 06:00 | 0 | 0.48597 | 445035
2016-01-11 07:00 | 0 | 0.48676 | 440399
2016-01-11 08:00 | 0 | 0.48183 | 440627
2016-01-11 09:00 | 0 | 0.46555 | 447243
2016-01-11 10:00 | 0 | 0.44727 | 465391
2016-01-11 11:00 | 0 | 0.43643 | 503205
2016-01-11 12:00 | 0 | 0.42763 | 537493
2016-01-11 13:00 | 5.8e-08 | 0.42586 | 547765
2016-01-11 14:00 | 0.095254 | 0.39626 | 543677
2016-01-11 15:00 | 0.48176 | 0.31857 | 535867
2016-01-11 16:00 | 0.61991 | 0.33687 | 524193
2016-01-11 17:00 | 0.61419 | 0.42591 | 511046
2016-01-11 18:00 | 0.58534 | 0.48688 | 501251
2016-01-11 19:00 | 0.57482 | 0.53143 | 492140
2016-01-11 20:00 | 0.59235 | 0.55402 | 485928
2016-01-11 21:00 | 0.62042 | 0.54329 | 488605
2016-01-11 22:00 | 0.56078 | 0.55823 | 506939
2016-01-11 23:00 | 0.19536 | 0.57687 | 526379
2016-01-12 | 0.0025805 | 0.57875 | 542445
2016-01-12 01:00 | 0 | 0.58336 | 543639
2016-01-12 02:00 | 0 | 0.60723 | 535222
2016-01-12 03:00 | 0 | 0.65447 | 517768
2016-01-12 04:00 | 0 | 0.6874 | 493946
2016-01-12 05:00 | 0 | 0.69762 | 476108
2016-01-12 06:00 | 0 | 0.69935 | 463046
2016-01-12 07:00 | 0 | 0.69247 | 454908
2016-01-12 08:00 | 0 | 0.68 | 451631
2016-01-12 09:00 | 0 | 0.66013 | 454626
2016-01-12 10:00 | 0 | 0.63281 | 468323
2016-01-12 11:00 | 0 | 0.59316 | 501211
2016-01-12 12:00 | 0 | 0.5425 | 532066
2016-01-12 13:00 | 6.52e-07 | 0.49191 | 539233
2016-01-12 14:00 | 0.12928 | 0.38673 | 532105
2016-01-12 15:00 | 0.55394 | 0.28053 | 521670
2016-01-12 16:00 | 0.65746 | 0.21589 | 510052
2016-01-12 17:00 | 0.64056 | 0.20691 | 498062
2016-01-12 18:00 | 0.60264 | 0.22232 | 488561
2016-01-12 19:00 | 0.58558 | 0.24217 | 480756
2016-01-12 20:00 | 0.60013 | 0.25296 | 474428
2016-01-12 21:00 | 0.62769 | 0.25401 | 476053
2016-01-12 22:00 | 0.57449 | 0.27715 | 492115
2016-01-12 23:00 | 0.20565 | 0.31038 | 513200
2016-01-13 | 0.0033679 | 0.37906 | 524891
2016-01-13 01:00 | 0 | 0.46674 | 526072
2016-01-13 02:00 | 0 | 0.53911 | 519458
2016-01-13 03:00 | 0 | 0.60088 | 503849
2016-01-13 04:00 | 0 | 0.63887 | 483469
2016-01-13 05:00 | 0 | 0.6421 | 465481
2016-01-13 06:00 | 0 | 0.63926 | 454923
2016-01-13 07:00 | 0 | 0.63448 | 448875
2016-01-13 08:00 | 0 | 0.63112 | 447429
2016-01-13 09:00 | 0 | 0.62141 | 452208
2016-01-13 10:00 | 0 | 0.60972 | 469687
2016-01-13 11:00 | 0 | 0.60055 | 505391
2016-01-13 12:00 | 0 | 0.58414 | 537146
2016-01-13 13:00 | 1.18e-06 | 0.56618 | 545012
2016-01-13 14:00 | 0.05567 | 0.4648 | 537234
2016-01-13 15:00 | 0.4856 | 0.29439 | 525619
2016-01-13 16:00 | 0.5809 | 0.20678 | 512003
2016-01-13 17:00 | 0.58156 | 0.20838 | 498883
2016-01-13 18:00 | 0.55966 | 0.24156 | 487741
2016-01-13 19:00 | 0.54701 | 0.26326 | 480098
2016-01-13 20:00 | 0.56107 | 0.27023 | 475714
2016-01-13 21:00 | 0.57419 | 0.32151 | 479086
2016-01-13 22:00 | 0.49401 | 0.41122 | 495539
2016-01-13 23:00 | 0.17431 | 0.49826 | 515312
2016-01-14 | 0.003882 | 0.57062 | 525731
2016-01-14 01:00 | 0 | 0.61577 | 525788
2016-01-14 02:00 | 0 | 0.64527 | 518221
2016-01-14 03:00 | 0 | 0.67326 | 499085
2016-01-14 04:00 | 0 | 0.70129 | 476059
2016-01-14 05:00 | 0 | 0.7233 | 455967
2016-01-14 06:00 | 0 | 0.73473 | 443426
2016-01-14 07:00 | 0 | 0.73192 | 434625
2016-01-14 08:00 | 0 | 0.71851 | 430323
2016-01-14 09:00 | 0 | 0.69133 | 433882
2016-01-14 10:00 | 0 | 0.67192 | 449048
2016-01-14 11:00 | 0 | 0.66291 | 482678
2016-01-14 12:00 | 0 | 0.65959 | 511825
2016-01-14 13:00 | 0 | 0.65686 | 518934
2016-01-14 14:00 | 0.13053 | 0.58009 | 511165
2016-01-14 15:00 | 0.48191 | 0.4541 | 499774
2016-01-14 16:00 | 0.58644 | 0.42369 | 485758
2016-01-14 17:00 | 0.60438 | 0.50764 | 471708
2016-01-14 18:00 | 0.58128 | 0.5748 | 461997
2016-01-14 19:00 | 0.56184 | 0.59899 | 454127
2016-01-14 20:00 | 0.56958 | 0.60204 | 449692
2016-01-14 21:00 | 0.58043 | 0.61718 | 451533
2016-01-14 22:00 | 0.50578 | 0.63861 | 463636
2016-01-14 23:00 | 0.19515 | 0.66778 | 481986
2016-01-15 | 0.0026644 | 0.68403 | 491071
2016-01-15 01:00 | 0 | 0.69302 | 490964
2016-01-15 02:00 | 0 | 0.69659 | 482259
2016-01-15 03:00 | 0 | 0.69278 | 462693
2016-01-15 04:00 | 0 | 0.68409 | 440735
2016-01-15 05:00 | 0 | 0.67135 | 420298
2016-01-15 06:00 | 0 | 0.65955 | 406086
2016-01-15 07:00 | 0 | 0.64791 | 397042
2016-01-15 08:00 | 0 | 0.63308 | 392675
2016-01-15 09:00 | 0 | 0.61938 | 394761
2016-01-15 10:00 | 0 | 0.60382 | 407359
2016-01-15 11:00 | 0 | 0.58435 | 436666
2016-01-15 12:00 | 0 | 0.56155 | 466185
2016-01-15 13:00 | 2.53e-06 | 0.52761 | 477552
2016-01-15 14:00 | 0.1402 | 0.39378 | 480240
2016-01-15 15:00 | 0.33532 | 0.29717 | 481526
2016-01-15 16:00 | 0.45059 | 0.26869 | 477244
2016-01-15 17:00 | 0.48227 | 0.24852 | 470535
2016-01-15 18:00 | 0.47624 | 0.24841 | 464809
2016-01-15 19:00 | 0.47052 | 0.26147 | 459306
2016-01-15 20:00 | 0.4661 | 0.27683 | 455638
2016-01-15 21:00 | 0.45393 | 0.28037 | 456911
2016-01-15 22:00 | 0.39994 | 0.29398 | 464155
2016-01-15 23:00 | 0.19056 | 0.32855 | 471864
2016-01-16 | 0.0058251 | 0.34649 | 473518
2016-01-16 01:00 | 0 | 0.34541 | 469990
2016-01-16 02:00 | 0 | 0.33666 | 462067
2016-01-16 03:00 | 0 | 0.33144 | 446898
2016-01-16 04:00 | 0 | 0.32857 | 429098
2016-01-16 05:00 | 0 | 0.32506 | 411200
2016-01-16 06:00 | 0 | 0.32389 | 397507
2016-01-16 07:00 | 0 | 0.32565 | 388116
2016-01-16 08:00 | 0 | 0.3286 | 383335
2016-01-16 09:00 | 0 | 0.32873 | 382836
2016-01-16 10:00 | 0 | 0.33917 | 388193
2016-01-16 11:00 | 0 | 0.35568 | 398613
2016-01-16 12:00 | 0 | 0.36062 | 414957
2016-01-16 13:00 | 0 | 0.36 | 431737
2016-01-16 14:00 | 0.056431 | 0.32496 | 445036
2016-01-16 15:00 | 0.3752 | 0.273 | 450767
2016-01-16 16:00 | 0.47454 | 0.26485 | 449596
2016-01-16 17:00 | 0.49433 | 0.27747 | 445176
2016-01-16 18:00 | 0.48237 | 0.29662 | 438693
2016-01-16 19:00 | 0.47666 | 0.31319 | 433491
2016-01-16 20:00 | 0.47859 | 0.32492 | 430588
2016-01-16 21:00 | 0.4739 | 0.32849 | 433541
2016-01-16 22:00 | 0.39368 | 0.31385 | 444810
2016-01-16 23:00 | 0.13742 | 0.3009 | 460141
2016-01-17 | 0.0036858 | 0.29762 | 466002
2016-01-17 01:00 | 0 | 0.29913 | 466202
2016-01-17 02:00 | 0 | 0.31298 | 461031
2016-01-17 03:00 | 0 | 0.33308 | 449651
2016-01-17 04:00 | 0 | 0.36075 | 433925
2016-01-17 05:00 | 0 | 0.39183 | 420780
2016-01-17 06:00 | 0 | 0.42059 | 409148
2016-01-17 07:00 | 0 | 0.43887 | 400726
2016-01-17 08:00 | 0 | 0.44311 | 397107
2016-01-17 09:00 | 0 | 0.42422 | 396995
2016-01-17 10:00 | 0 | 0.39388 | 401148
2016-01-17 11:00 | 0 | 0.36896 | 411144
2016-01-17 12:00 | 0 | 0.35135 | 426593
2016-01-17 13:00 | 3.71e-06 | 0.33728 | 444517
2016-01-17 14:00 | 0.049245 | 0.29434 | 458932
2016-01-17 15:00 | 0.36051 | 0.24316 | 464245
2016-01-17 16:00 | 0.50948 | 0.23498 | 462424
2016-01-17 17:00 | 0.5445 | 0.23382 | 459077
2016-01-17 18:00 | 0.52042 | 0.23029 | 454097
2016-01-17 19:00 | 0.5128 | 0.22805 | 448939
2016-01-17 20:00 | 0.53142 | 0.22142 | 445370
2016-01-17 21:00 | 0.54981 | 0.21247 | 448873
2016-01-17 22:00 | 0.49747 | 0.21152 | 464088
2016-01-17 23:00 | 0.17362 | 0.24792 | 485734
2016-01-18 | 0.0050361 | 0.27235 | 496055
2016-01-18 01:00 | 0 | 0.27314 | 499903
2016-01-18 02:00 | 0 | 0.26859 | 495273
2016-01-18 03:00 | 0 | 0.25908 | 485022
2016-01-18 04:00 | 0 | 0.24875 | 469740
2016-01-18 05:00 | 0 | 0.2432 | 455921
2016-01-18 06:00 | 0 | 0.23917 | 448386
2016-01-18 07:00 | 0 | 0.23303 | 444095
2016-01-18 08:00 | 0 | 0.22761 | 444476
2016-01-18 09:00 | 0 | 0.21932 | 451294
2016-01-18 10:00 | 0 | 0.21398 | 467139
2016-01-18 11:00 | 0 | 0.21138 | 494557
2016-01-18 12:00 | 0 | 0.21067 | 523689
2016-01-18 13:00 | 5.03e-06 | 0.21403 | 540845
2016-01-18 14:00 | 0.07477 | 0.19978 | 544986
2016-01-18 15:00 | 0.33183 | 0.15766 | 543295
2016-01-18 16:00 | 0.44145 | 0.14074 | 536682
2016-01-18 17:00 | 0.47739 | 0.1441 | 527471
2016-01-18 18:00 | 0.47938 | 0.15997 | 517624
2016-01-18 19:00 | 0.47761 | 0.17647 | 509646
2016-01-18 20:00 | 0.48286 | 0.18521 | 504548
2016-01-18 21:00 | 0.47459 | 0.19507 | 507574
2016-01-18 22:00 | 0.39346 | 0.23152 | 526254
2016-01-18 23:00 | 0.16686 | 0.33868 | 549477
2016-01-19 | 0.0050901 | 0.39524 | 562369
2016-01-19 01:00 | 0 | 0.41426 | 563958
2016-01-19 02:00 | 0 | 0.39862 | 556327
2016-01-19 03:00 | 0 | 0.37982 | 538055
2016-01-19 04:00 | 0 | 0.3684 | 516738
2016-01-19 05:00 | 0 | 0.36227 | 501292
2016-01-19 06:00 | 0 | 0.35807 | 488827
2016-01-19 07:00 | 0 | 0.35577 | 482783
2016-01-19 08:00 | 0 | 0.35133 | 481076
2016-01-19 09:00 | 0 | 0.34534 | 486092
2016-01-19 10:00 | 0 | 0.34117 | 502163
2016-01-19 11:00 | 0 | 0.33794 | 535457
2016-01-19 12:00 | 0 | 0.33913 | 566299
2016-01-19 13:00 | 0 | 0.34546 | 573164
2016-01-19 14:00 | 0.052253 | 0.32875 | 566429
2016-01-19 15:00 | 0.335 | 0.26661 | 557716
2016-01-19 16:00 | 0.44222 | 0.26538 | 545130
2016-01-19 17:00 | 0.45758 | 0.271 | 531980
2016-01-19 18:00 | 0.45271 | 0.25925 | 520957
2016-01-19 19:00 | 0.45397 | 0.25162 | 512504
2016-01-19 20:00 | 0.46435 | 0.24139 | 508038
2016-01-19 21:00 | 0.46243 | 0.2214 | 511350
2016-01-19 22:00 | 0.37438 | 0.21108 | 528590
2016-01-19 23:00 | 0.12432 | 0.26178 | 550838
2016-01-20 | 0.0041729 | 0.3151 | 561888
2016-01-20 01:00 | 0 | 0.35726 | 561943
2016-01-20 02:00 | 0 | 0.39298 | 552117
2016-01-20 03:00 | 0 | 0.39873 | 532519
2016-01-20 04:00 | 0 | 0.38608 | 508121
2016-01-20 05:00 | 0 | 0.3655 | 489033
2016-01-20 06:00 | 0 | 0.34788 | 477201
2016-01-20 07:00 | 0 | 0.33757 | 469244
2016-01-20 08:00 | 0 | 0.32783 | 465073
2016-01-20 09:00 | 0 | 0.31283 | 467668
2016-01-20 10:00 | 0 | 0.29723 | 480665
2016-01-20 11:00 | 0 | 0.28153 | 511178
2016-01-20 12:00 | 0 | 0.26795 | 538547
2016-01-20 13:00 | 1.09e-05 | 0.26412 | 545720
2016-01-20 14:00 | 0.033773 | 0.24411 | 541525
2016-01-20 15:00 | 0.31721 | 0.20056 | 535783
2016-01-20 16:00 | 0.47167 | 0.2019 | 524933
2016-01-20 17:00 | 0.52938 | 0.23964 | 513323
2016-01-20 18:00 | 0.53081 | 0.27801 | 504846
2016-01-20 19:00 | 0.53301 | 0.31056 | 499511
2016-01-20 20:00 | 0.55706 | 0.32679 | 496267
2016-01-20 21:00 | 0.58755 | 0.31478 | 498452
2016-01-20 22:00 | 0.54556 | 0.3129 | 512960
2016-01-20 23:00 | 0.26403 | 0.35203 | 530355
2016-01-21 | 0.0092433 | 0.3583 | 536685
2016-01-21 01:00 | 0 | 0.35257 | 533921
2016-01-21 02:00 | 0 | 0.3444 | 523733
2016-01-21 03:00 | 0 | 0.33906 | 502414
2016-01-21 04:00 | 0 | 0.33758 | 477551
2016-01-21 05:00 | 0 | 0.33144 | 456315
2016-01-21 06:00 | 0 | 0.31919 | 443693
2016-01-21 07:00 | 0 | 0.31593 | 435960
2016-01-21 08:00 | 0 | 0.31888 | 432949
2016-01-21 09:00 | 0 | 0.31769 | 435901
2016-01-21 10:00 | 0 | 0.31649 | 448923
2016-01-21 11:00 | 0 | 0.31566 | 480425
2016-01-21 12:00 | 0 | 0.31788 | 510035
2016-01-21 13:00 | 1.47e-05 | 0.32124 | 518534
2016-01-21 14:00 | 0.07907 | 0.29758 | 515838
2016-01-21 15:00 | 0.50895 | 0.31602 | 511625
2016-01-21 16:00 | 0.61913 | 0.33608 | 504869
2016-01-21 17:00 | 0.61776 | 0.34429 | 497314
2016-01-21 18:00 | 0.58808 | 0.35637 | 490719
2016-01-21 19:00 | 0.57325 | 0.37971 | 486338
2016-01-21 20:00 | 0.58294 | 0.40293 | 483984
2016-01-21 21:00 | 0.59659 | 0.41289 | 486412
2016-01-21 22:00 | 0.53297 | 0.4016 | 501961
2016-01-21 23:00 | 0.21177 | 0.41514 | 520445
2016-01-22 | 0.0062849 | 0.42216 | 527936
2016-01-22 01:00 | 0 | 0.40402 | 526468
2016-01-22 02:00 | 0 | 0.38178 | 516856
2016-01-22 03:00 | 0 | 0.36552 | 498821
2016-01-22 04:00 | 0 | 0.35109 | 476229
2016-01-22 05:00 | 0 | 0.34759 | 456375
2016-01-22 06:00 | 0 | 0.35256 | 444230
2016-01-22 07:00 | 0 | 0.3619 | 436401
2016-01-22 08:00 | 0 | 0.37173 | 433510
2016-01-22 09:00 | 0 | 0.37985 | 436978
2016-01-22 10:00 | 0 | 0.38896 | 449180
2016-01-22 11:00 | 0 | 0.38714 | 477761
2016-01-22 12:00 | 0 | 0.37578 | 507663
2016-01-22 13:00 | 2.26e-05 | 0.35767 | 521669
2016-01-22 14:00 | 0.087179 | 0.30705 | 527730
2016-01-22 15:00 | 0.47304 | 0.27741 | 530526
2016-01-22 16:00 | 0.56429 | 0.23355 | 527349
2016-01-22 17:00 | 0.55701 | 0.21048 | 521407
2016-01-22 18:00 | 0.53881 | 0.20987 | 515885
2016-01-22 19:00 | 0.53324 | 0.22012 | 510547
2016-01-22 20:00 | 0.54594 | 0.23788 | 506514
2016-01-22 21:00 | 0.55467 | 0.25986 | 507046
2016-01-22 22:00 | 0.46568 | 0.29215 | 517154
2016-01-22 23:00 | 0.1812 | 0.3821 | 529079
2016-01-23 | 0.0051588 | 0.46208 | 532762
2016-01-23 01:00 | 0 | 0.48704 | 529195
2016-01-23 02:00 | 0 | 0.48926 | 520505
2016-01-23 03:00 | 0 | 0.48661 | 505807
2016-01-23 04:00 | 0 | 0.48092 | 487425
2016-01-23 05:00 | 0 | 0.47877 | 471931
2016-01-23 06:00 | 0 | 0.47895 | 460046
2016-01-23 07:00 | 0 | 0.48341 | 452760
2016-01-23 08:00 | 0 | 0.48707 | 448842
2016-01-23 09:00 | 0 | 0.49429 | 449099
2016-01-23 10:00 | 0 | 0.5026 | 454288
2016-01-23 11:00 | 0 | 0.50984 | 463739
2016-01-23 12:00 | 0 | 0.51621 | 478856
2016-01-23 13:00 | 2.78e-05 | 0.5215 | 495520
2016-01-23 14:00 | 0.099082 | 0.48998 | 509928
2016-01-23 15:00 | 0.34843 | 0.42499 | 516578
2016-01-23 16:00 | 0.45111 | 0.35664 | 513731
2016-01-23 17:00 | 0.47939 | 0.35413 | 505643
2016-01-23 18:00 | 0.47354 | 0.37083 | 494705
2016-01-23 19:00 | 0.46385 | 0.38233 | 483360
2016-01-23 20:00 | 0.45906 | 0.37691 | 476779
2016-01-23 21:00 | 0.43485 | 0.36026 | 476727
2016-01-23 22:00 | 0.34958 | 0.39887 | 488300
2016-01-23 23:00 | 0.15029 | 0.53601 | 505374
2016-01-24 | 0.0098227 | 0.59087 | 514019
2016-01-24 01:00 | 0 | 0.59556 | 514024
2016-01-24 02:00 | 0 | 0.57328 | 508962
2016-01-24 03:00 | 0 | 0.53701 | 497824
2016-01-24 04:00 | 0 | 0.49958 | 482754
2016-01-24 05:00 | 0 | 0.46528 | 468555
2016-01-24 06:00 | 0 | 0.43382 | 459947
2016-01-24 07:00 | 0 | 0.4034 | 454182
2016-01-24 08:00 | 0 | 0.37673 | 452194
2016-01-24 09:00 | 0 | 0.3579 | 453163
2016-01-24 10:00 | 0 | 0.34536 | 457622
2016-01-24 11:00 | 0 | 0.33382 | 468618
2016-01-24 12:00 | 0 | 0.32414 | 482809
2016-01-24 13:00 | 2.59e-05 | 0.31737 | 494739
2016-01-24 14:00 | 0.078346 | 0.27996 | 496332
2016-01-24 15:00 | 0.39883 | 0.19938 | 487392
2016-01-24 16:00 | 0.53516 | 0.19565 | 473672
2016-01-24 17:00 | 0.56827 | 0.22715 | 460203
2016-01-24 18:00 | 0.54756 | 0.27048 | 447336
2016-01-24 19:00 | 0.5343 | 0.30316 | 437481
2016-01-24 20:00 | 0.54361 | 0.32322 | 431504
2016-01-24 21:00 | 0.55732 | 0.34625 | 433670
2016-01-24 22:00 | 0.503 | 0.4094 | 450881
2016-01-24 23:00 | 0.25689 | 0.47431 | 474596
2016-01-25 | 0.010035 | 0.49704 | 491726
2016-01-25 01:00 | 0 | 0.48531 | 495962
2016-01-25 02:00 | 0 | 0.47603 | 491171
2016-01-25 03:00 | 0 | 0.47755 | 478100
2016-01-25 04:00 | 0 | 0.48346 | 460344
2016-01-25 05:00 | 0 | 0.48938 | 445039
2016-01-25 06:00 | 0 | 0.50107 | 435449
2016-01-25 07:00 | 0 | 0.51736 | 430084
2016-01-25 08:00 | 0 | 0.53277 | 429371
2016-01-25 09:00 | 0 | 0.5388 | 434477
2016-01-25 10:00 | 0 | 0.54594 | 450562
2016-01-25 11:00 | 0 | 0.55749 | 482964
2016-01-25 12:00 | 0 | 0.56 | 513254
2016-01-25 13:00 | 2.8e-05 | 0.5669 | 521833
2016-01-25 14:00 | 0.15452 | 0.4833 | 513400
2016-01-25 15:00 | 0.48082 | 0.50462 | 502803
2016-01-25 16:00 | 0.61529 | 0.54846 | 490218
2016-01-25 17:00 | 0.6334 | 0.562 | 478418
2016-01-25 18:00 | 0.60138 | 0.58032 | 468443
2016-01-25 19:00 | 0.58294 | 0.60314 | 460520
2016-01-25 20:00 | 0.59342 | 0.61695 | 455084
2016-01-25 21:00 | 0.60642 | 0.61356 | 456462
2016-01-25 22:00 | 0.54651 | 0.59735 | 470804
2016-01-25 23:00 | 0.29061 | 0.66992 | 489971
2016-01-26 | 0.014353 | 0.72151 | 498882
2016-01-26 01:00 | 0 | 0.73616 | 497920
2016-01-26 02:00 | 0 | 0.73185 | 487578
2016-01-26 03:00 | 0 | 0.7017 | 468214
2016-01-26 04:00 | 0 | 0.65944 | 444306
2016-01-26 05:00 | 0 | 0.62368 | 424224
2016-01-26 06:00 | 0 | 0.58985 | 410463
2016-01-26 07:00 | 0 | 0.57134 | 402333
2016-01-26 08:00 | 0 | 0.5556 | 398895
2016-01-26 09:00 | 0 | 0.55142 | 402129
2016-01-26 10:00 | 0 | 0.5533 | 415301
2016-01-26 11:00 | 0 | 0.54769 | 445595
2016-01-26 12:00 | 0 | 0.53415 | 475322
2016-01-26 13:00 | 4.67e-06 | 0.51268 | 486896
2016-01-26 14:00 | 0.042868 | 0.40124 | 487445
2016-01-26 15:00 | 0.49808 | 0.29998 | 486455
2016-01-26 16:00 | 0.61716 | 0.29808 | 481157
2016-01-26 17:00 | 0.60771 | 0.32196 | 474019
2016-01-26 18:00 | 0.58715 | 0.32662 | 468079
2016-01-26 19:00 | 0.57672 | 0.32234 | 463872
2016-01-26 20:00 | 0.59273 | 0.31093 | 461239
2016-01-26 21:00 | 0.61694 | 0.27643 | 463887
2016-01-26 22:00 | 0.59295 | 0.26327 | 477148
2016-01-26 23:00 | 0.30918 | 0.25797 | 492997
2016-01-27 | 0.015881 | 0.27734 | 500249
2016-01-27 01:00 | 0 | 0.31423 | 499113
2016-01-27 02:00 | 0 | 0.35485 | 488910
2016-01-27 03:00 | 0 | 0.39205 | 469326
2016-01-27 04:00 | 0 | 0.43479 | 445534
2016-01-27 05:00 | 0 | 0.48398 | 425309
2016-01-27 06:00 | 0 | 0.53192 | 411719
2016-01-27 07:00 | 0 | 0.57064 | 403198
2016-01-27 08:00 | 0 | 0.60484 | 399404
2016-01-27 09:00 | 0 | 0.63408 | 403381
2016-01-27 10:00 | 0 | 0.65329 | 418666
2016-01-27 11:00 | 0 | 0.66139 | 449958
2016-01-27 12:00 | 0 | 0.6634 | 482253
2016-01-27 13:00 | 2.98e-05 | 0.66642 | 494454
2016-01-27 14:00 | 0.092099 | 0.57475 | 496472
2016-01-27 15:00 | 0.54032 | 0.4754 | 495410
2016-01-27 16:00 | 0.63901 | 0.45311 | 488754
2016-01-27 17:00 | 0.62094 | 0.51039 | 479322
2016-01-27 18:00 | 0.594 | 0.5689 | 469952
2016-01-27 19:00 | 0.58112 | 0.6032 | 462707
2016-01-27 20:00 | 0.5926 | 0.60768 | 458018
2016-01-27 21:00 | 0.61015 | 0.60849 | 458984
2016-01-27 22:00 | 0.55857 | 0.65987 | 471783
2016-01-27 23:00 | 0.23259 | 0.69052 | 491721
2016-01-28 | 0.010578 | 0.7185 | 503795
2016-01-28 01:00 | 0 | 0.74465 | 505618
2016-01-28 02:00 | 0 | 0.7664 | 498533
2016-01-28 03:00 | 0 | 0.78733 | 480798
2016-01-28 04:00 | 0 | 0.80773 | 458328
2016-01-28 05:00 | 0 | 0.82475 | 439388
2016-01-28 06:00 | 0 | 0.8356 | 427549
2016-01-28 07:00 | 0 | 0.84331 | 420148
2016-01-28 08:00 | 0 | 0.83759 | 417062
2016-01-28 09:00 | 0 | 0.82346 | 420727
2016-01-28 10:00 | 0 | 0.80631 | 437126
2016-01-28 11:00 | 0 | 0.79151 | 471427
2016-01-28 12:00 | 0 | 0.7737 | 503404
2016-01-28 13:00 | 3.62e-05 | 0.74211 | 512040
2016-01-28 14:00 | 0.091961 | 0.55297 | 507622
2016-01-28 15:00 | 0.54663 | 0.34228 | 498829
2016-01-28 16:00 | 0.67487 | 0.2963 | 486539
2016-01-28 17:00 | 0.65899 | 0.33188 | 473213
2016-01-28 18:00 | 0.61911 | 0.34377 | 463101
2016-01-28 19:00 | 0.60272 | 0.33482 | 455087
2016-01-28 20:00 | 0.61796 | 0.32023 | 450296
2016-01-28 21:00 | 0.65238 | 0.30855 | 452306
2016-01-28 22:00 | 0.61706 | 0.33917 | 463893
2016-01-28 23:00 | 0.26728 | 0.37637 | 479734
2016-01-29 | 0.014032 | 0.41058 | 489988
2016-01-29 01:00 | 0 | 0.44411 | 491465
2016-01-29 02:00 | 0 | 0.49006 | 483885
2016-01-29 03:00 | 0 | 0.55581 | 466139
2016-01-29 04:00 | 0 | 0.62855 | 442987
2016-01-29 05:00 | 0 | 0.6816 | 424662
2016-01-29 06:00 | 0 | 0.71972 | 413273
2016-01-29 07:00 | 0 | 0.75209 | 406076
2016-01-29 08:00 | 0 | 0.77592 | 403830
2016-01-29 09:00 | 0 | 0.78918 | 408717
2016-01-29 10:00 | 0 | 0.80087 | 423725
2016-01-29 11:00 | 0 | 0.8148 | 458104
2016-01-29 12:00 | 0 | 0.82052 | 489880
2016-01-29 13:00 | 3.94e-05 | 0.81893 | 498339
2016-01-29 14:00 | 0.11095 | 0.70645 | 492284
2016-01-29 15:00 | 0.48106 | 0.58703 | 483987
2016-01-29 16:00 | 0.57184 | 0.61274 | 472607
2016-01-29 17:00 | 0.56876 | 0.73498 | 461493
2016-01-29 18:00 | 0.55108 | 0.79233 | 453063
2016-01-29 19:00 | 0.54428 | 0.80937 | 446413
2016-01-29 20:00 | 0.55283 | 0.80173 | 441068
2016-01-29 21:00 | 0.56383 | 0.79891 | 441048
2016-01-29 22:00 | 0.4918 | 0.81157 | 450733
2016-01-29 23:00 | 0.23008 | 0.81841 | 465999
2016-01-30 | 0.013564 | 0.78504 | 473718
2016-01-30 01:00 | 0 | 0.74212 | 473262
2016-01-30 02:00 | 0 | 0.70075 | 468077
2016-01-30 03:00 | 0 | 0.66793 | 455580
2016-01-30 04:00 | 0 | 0.65037 | 437622
2016-01-30 05:00 | 0 | 0.64987 | 421454
2016-01-30 06:00 | 0 | 0.66886 | 409661
2016-01-30 07:00 | 0 | 0.67799 | 401725
2016-01-30 08:00 | 0 | 0.67038 | 397446
2016-01-30 09:00 | 0 | 0.65914 | 399211
2016-01-30 10:00 | 0 | 0.64377 | 406491
2016-01-30 11:00 | 0 | 0.62954 | 420075
2016-01-30 12:00 | 0 | 0.62403 | 436599
2016-01-30 13:00 | 4.36e-05 | 0.62454 | 448082
2016-01-30 14:00 | 0.10935 | 0.5401 | 447923
2016-01-30 15:00 | 0.42269 | 0.35059 | 440969
2016-01-30 16:00 | 0.51863 | 0.33245 | 431135
2016-01-30 17:00 | 0.5357 | 0.41794 | 420375
2016-01-30 18:00 | 0.52564 | 0.47547 | 410136
2016-01-30 19:00 | 0.52025 | 0.50968 | 402345
2016-01-30 20:00 | 0.52796 | 0.53362 | 398119
2016-01-30 21:00 | 0.53794 | 0.55571 | 398211
2016-01-30 22:00 | 0.47652 | 0.57517 | 407935
2016-01-30 23:00 | 0.24979 | 0.58693 | 424712
2016-01-31 | 0.016489 | 0.59834 | 432706
2016-01-31 01:00 | 0 | 0.60341 | 433566
2016-01-31 02:00 | 0 | 0.61749 | 428394
2016-01-31 03:00 | 0 | 0.64683 | 417412
2016-01-31 04:00 | 0 | 0.67022 | 401466
2016-01-31 05:00 | 0 | 0.67545 | 385031
2016-01-31 06:00 | 0 | 0.67181 | 372884
2016-01-31 07:00 | 0 | 0.66085 | 364163
2016-01-31 08:00 | 0 | 0.64981 | 359200
2016-01-31 09:00 | 0 | 0.62858 | 358040
2016-01-31 10:00 | 0 | 0.59374 | 360898
2016-01-31 11:00 | 0 | 0.5612 | 368195
2016-01-31 12:00 | 0 | 0.53048 | 380157
2016-01-31 13:00 | 5.51e-05 | 0.50261 | 391752
2016-01-31 14:00 | 0.11746 | 0.38899 | 399409
2016-01-31 15:00 | 0.36893 | 0.29341 | 400465
2016-01-31 16:00 | 0.45933 | 0.34679 | 398733
2016-01-31 17:00 | 0.47833 | 0.36964 | 397649
2016-01-31 18:00 | 0.4735 | 0.36127 | 395805
2016-01-31 19:00 | 0.46491 | 0.35606 | 393066
2016-01-31 20:00 | 0.44498 | 0.34751 | 391975
2016-01-31 21:00 | 0.40389 | 0.32146 | 395107
2016-01-31 22:00 | 0.32392 | 0.33141 | 407470
2016-01-31 23:00 | 0.14804 | 0.35834 | 425236
2016-02-01 | 0.012193 | 0.36298 | 434806
2016-02-01 01:00 | 0 | 0.35282 | 435064
2016-02-01 02:00 | 0 | 0.3351 | 426819
2016-02-01 03:00 | 0 | 0.3208 | 411759
2016-02-01 04:00 | 0 | 0.30793 | 391383
2016-02-01 05:00 | 0 | 0.2947 | 372942
2016-02-01 06:00 | 0 | 0.284 | 361001
2016-02-01 07:00 | 0 | 0.27675 | 353033
2016-02-01 08:00 | 0 | 0.26996 | 350045
2016-02-01 09:00 | 0 | 0.25704 | 353256
2016-02-01 10:00 | 0 | 0.24073 | 368542
2016-02-01 11:00 | 0 | 0.2342 | 401550
2016-02-01 12:00 | 0 | 0.23251 | 433191
2016-02-01 13:00 | 5.98e-05 | 0.22838 | 444295
2016-02-01 14:00 | 0.092878 | 0.1671 | 447894
2016-02-01 15:00 | 0.31718 | 0.17864 | 450694
2016-02-01 16:00 | 0.45352 | 0.26264 | 449644
2016-02-01 17:00 | 0.49924 | 0.32992 | 446263
2016-02-01 18:00 | 0.50663 | 0.36697 | 442699
2016-02-01 19:00 | 0.49938 | 0.3959 | 439797
2016-02-01 20:00 | 0.49173 | 0.42348 | 437129
2016-02-01 21:00 | 0.48025 | 0.4545 | 438025
2016-02-01 22:00 | 0.43514 | 0.48843 | 446188
2016-02-01 23:00 | 0.26102 | 0.54558 | 461930
2016-02-02 | 0.024179 | 0.57161 | 471806
2016-02-02 01:00 | 0 | 0.56317 | 470709
2016-02-02 02:00 | 0 | 0.54474 | 461079
2016-02-02 03:00 | 0 | 0.5323 | 442670
2016-02-02 04:00 | 0 | 0.51648 | 418336
2016-02-02 05:00 | 0 | 0.50954 | 396625
2016-02-02 06:00 | 0 | 0.50837 | 381749
2016-02-02 07:00 | 0 | 0.52081 | 371769
2016-02-02 08:00 | 0 | 0.53823 | 366772
2016-02-02 09:00 | 0 | 0.56491 | 368591
2016-02-02 10:00 | 0 | 0.60408 | 382021
2016-02-02 11:00 | 0 | 0.64143 | 414646
2016-02-02 12:00 | 0 | 0.66191 | 443825
2016-02-02 13:00 | 7.89e-05 | 0.66825 | 453953
2016-02-02 14:00 | 0.11822 | 0.6028 | 457153
2016-02-02 15:00 | 0.51215 | 0.64892 | 459078
2016-02-02 16:00 | 0.60884 | 0.66511 | 457079
2016-02-02 17:00 | 0.61417 | 0.66287 | 450673
2016-02-02 18:00 | 0.59705 | 0.6482 | 448768
2016-02-02 19:00 | 0.5816 | 0.63599 | 444618
2016-02-02 20:00 | 0.58235 | 0.6297 | 441273
2016-02-02 21:00 | 0.57689 | 0.62561 | 442635
2016-02-02 22:00 | 0.5138 | 0.62633 | 452450
2016-02-02 23:00 | 0.30896 | 0.63514 | 466845
2016-02-03 | 0.028656 | 0.63343 | 475296
2016-02-03 01:00 | 0 | 0.62075 | 474068
2016-02-03 02:00 | 0 | 0.61191 | 463570
2016-02-03 03:00 | 0 | 0.60504 | 444152
2016-02-03 04:00 | 0 | 0.59897 | 420117
2016-02-03 05:00 | 0 | 0.59243 | 399540
2016-02-03 06:00 | 0 | 0.58809 | 384347
2016-02-03 07:00 | 0 | 0.58355 | 374131
2016-02-03 08:00 | 0 | 0.57726 | 369211
2016-02-03 09:00 | 0 | 0.56404 | 371215
2016-02-03 10:00 | 0 | 0.55084 | 383781
2016-02-03 11:00 | 0 | 0.5383 | 415255
2016-02-03 12:00 | 0 | 0.52451 | 446694
2016-02-03 13:00 | 9.79e-05 | 0.49735 | 459887
2016-02-03 14:00 | 0.2302 | 0.43898 | 465986
2016-02-03 15:00 | 0.62755 | 0.42389 | 469666
2016-02-03 16:00 | 0.71243 | 0.41345 | 468347
2016-02-03 17:00 | 0.70131 | 0.41901 | 463302
2016-02-03 18:00 | 0.66644 | 0.43149 | 458532
2016-02-03 19:00 | 0.64601 | 0.4586 | 453700
2016-02-03 20:00 | 0.65218 | 0.48084 | 449532
2016-02-03 21:00 | 0.66442 | 0.47829 | 450158
2016-02-03 22:00 | 0.62101 | 0.42834 | 458219
2016-02-03 23:00 | 0.38355 | 0.41659 | 472065
2016-02-04 | 0.028756 | 0.41961 | 482328
2016-02-04 01:00 | 0 | 0.41339 | 482856
2016-02-04 02:00 | 0 | 0.42164 | 474367
2016-02-04 03:00 | 0 | 0.42474 | 456290
2016-02-04 04:00 | 0 | 0.42138 | 432825
2016-02-04 05:00 | 0 | 0.41869 | 412681
2016-02-04 06:00 | 0 | 0.41706 | 398724
2016-02-04 07:00 | 0 | 0.41398 | 390171
2016-02-04 08:00 | 0 | 0.40942 | 386439
2016-02-04 09:00 | 0 | 0.39928 | 389595
2016-02-04 10:00 | 0 | 0.38587 | 404973
2016-02-04 11:00 | 0 | 0.37917 | 438227
2016-02-04 12:00 | 0 | 0.38022 | 472199
2016-02-04 13:00 | 0.00010829 | 0.3817 | 484949
2016-02-04 14:00 | 0.14401 | 0.31885 | 487328
2016-02-04 15:00 | 0.53896 | 0.23456 | 485781
2016-02-04 16:00 | 0.62128 | 0.23297 | 479593
2016-02-04 17:00 | 0.63222 | 0.2572 | 470967
2016-02-04 18:00 | 0.61046 | 0.28252 | 462918
2016-02-04 19:00 | 0.59375 | 0.29742 | 456299
2016-02-04 20:00 | 0.59172 | 0.30158 | 451360
2016-02-04 21:00 | 0.59113 | 0.27999 | 451716
2016-02-04 22:00 | 0.53159 | 0.24645 | 461495
2016-02-04 23:00 | 0.33271 | 0.24139 | 477809
2016-02-05 | 0.029349 | 0.26037 | 491436
2016-02-05 01:00 | 0 | 0.30494 | 495085
2016-02-05 02:00 | 0 | 0.36804 | 488990
2016-02-05 03:00 | 0 | 0.42061 | 473043
2016-02-05 04:00 | 0 | 0.46144 | 452119
2016-02-05 05:00 | 0 | 0.48202 | 433235
2016-02-05 06:00 | 0 | 0.48294 | 421814
2016-02-05 07:00 | 0 | 0.47429 | 416139
2016-02-05 08:00 | 0 | 0.4623 | 414463
2016-02-05 09:00 | 0 | 0.44837 | 418537
2016-02-05 10:00 | 0 | 0.43929 | 435319
2016-02-05 11:00 | 0 | 0.4355 | 470378
2016-02-05 12:00 | 0 | 0.43916 | 503832
2016-02-05 13:00 | 0.00012561 | 0.43683 | 514139
2016-02-05 14:00 | 0.12887 | 0.35691 | 511370
2016-02-05 15:00 | 0.60098 | 0.32065 | 503724
2016-02-05 16:00 | 0.70556 | 0.38845 | 490621
2016-02-05 17:00 | 0.70874 | 0.46401 | 475355
2016-02-05 18:00 | 0.67554 | 0.49408 | 462022
2016-02-05 19:00 | 0.65794 | 0.50727 | 451872
2016-02-05 20:00 | 0.66858 | 0.50781 | 443685
2016-02-05 21:00 | 0.68959 | 0.47585 | 442344
2016-02-05 22:00 | 0.6509 | 0.42711 | 452742
2016-02-05 23:00 | 0.35794 | 0.4581 | 471656
2016-02-06 | 0.033942 | 0.48663 | 483417
2016-02-06 01:00 | 0 | 0.50957 | 486500
2016-02-06 02:00 | 0 | 0.53801 | 483385
2016-02-06 03:00 | 0 | 0.56186 | 472460
2016-02-06 04:00 | 0 | 0.59078 | 454189
2016-02-06 05:00 | 0 | 0.62642 | 438683
2016-02-06 06:00 | 0 | 0.65435 | 427364
2016-02-06 07:00 | 0 | 0.6633 | 420107
2016-02-06 08:00 | 0 | 0.66072 | 416611
2016-02-06 09:00 | 0 | 0.65213 | 417580
2016-02-06 10:00 | 0 | 0.63725 | 424321
2016-02-06 11:00 | 0 | 0.62351 | 438511
2016-02-06 12:00 | 0 | 0.61167 | 455511
2016-02-06 13:00 | 0.00014291 | 0.58864 | 468212
2016-02-06 14:00 | 0.16534 | 0.45882 | 470531
2016-02-06 15:00 | 0.65798 | 0.36365 | 464518
2016-02-06 16:00 | 0.73073 | 0.34357 | 453862
2016-02-06 17:00 | 0.71453 | 0.37621 | 441481
2016-02-06 18:00 | 0.68257 | 0.42218 | 429388
2016-02-06 19:00 | 0.66729 | 0.46625 | 419274
2016-02-06 20:00 | 0.68003 | 0.49241 | 413456
2016-02-06 21:00 | 0.70089 | 0.55422 | 413630
2016-02-06 22:00 | 0.64359 | 0.65713 | 423228
2016-02-06 23:00 | 0.37556 | 0.7294 | 441840
2016-02-07 | 0.032122 | 0.78781 | 454496
2016-02-07 01:00 | 0 | 0.85745 | 458884
2016-02-07 02:00 | 0 | 0.90038 | 456449
2016-02-07 03:00 | 0 | 0.92982 | 448253
2016-02-07 04:00 | 0 | 0.94841 | 434897
2016-02-07 05:00 | 0 | 0.95657 | 421779
2016-02-07 06:00 | 0 | 0.95558 | 412123
2016-02-07 07:00 | 0 | 0.94674 | 406532
2016-02-07 08:00 | 0 | 0.93176 | 404173
2016-02-07 09:00 | 0 | 0.91291 | 405629
2016-02-07 10:00 | 0 | 0.89772 | 410888
2016-02-07 11:00 | 0 | 0.88736 | 421930
2016-02-07 12:00 | 0 | 0.87059 | 436080
2016-02-07 13:00 | 0.00017491 | 0.84482 | 449995
2016-02-07 14:00 | 0.16823 | 0.72376 | 454302
2016-02-07 15:00 | 0.64815 | 0.62282 | 448053
2016-02-07 16:00 | 0.73214 | 0.6687 | 438340
2016-02-07 17:00 | 0.71017 | 0.69426 | 429703
2016-02-07 18:00 | 0.6749 | 0.72079 | 422701
2016-02-07 19:00 | 0.65976 | 0.73912 | 416621
2016-02-07 20:00 | 0.67352 | 0.76174 | 413206
2016-02-07 21:00 | 0.70317 | 0.79192 | 414826
2016-02-07 22:00 | 0.65831 | 0.83716 | 425152
2016-02-07 23:00 | 0.38507 | 0.89089 | 437288
2016-02-08 | 0.040386 | 0.92501 | 441298
2016-02-08 01:00 | 0 | 0.92171 | 444780
2016-02-08 02:00 | 0 | 0.90688 | 444304
2016-02-08 03:00 | 0 | 0.89311 | 438359
2016-02-08 04:00 | 0 | 0.87599 | 430018
2016-02-08 05:00 | 0 | 0.86439 | 413486
2016-02-08 06:00 | 0 | 0.85824 | 402235
2016-02-08 07:00 | 0 | 0.85036 | 396922
2016-02-08 08:00 | 0 | 0.84878 | 396560
2016-02-08 09:00 | 0 | 0.8492 | 402530
2016-02-08 10:00 | 0 | 0.84945 | 421060
2016-02-08 11:00 | 0 | 0.84675 | 457551
2016-02-08 12:00 | 0 | 0.83959 | 490360
2016-02-08 13:00 | 0.0002141 | 0.81695 | 498868
2016-02-08 14:00 | 0.1545 | 0.71714 | 495896
2016-02-08 15:00 | 0.63181 | 0.76414 | 491192
2016-02-08 16:00 | 0.72436 | 0.77768 | 483825
2016-02-08 17:00 | 0.70816 | 0.78848 | 475907
2016-02-08 18:00 | 0.6773 | 0.80196 | 469962
2016-02-08 19:00 | 0.66551 | 0.80914 | 464212
2016-02-08 20:00 | 0.68033 | 0.81105 | 462931
2016-02-08 21:00 | 0.7093 | 0.80652 | 465945
2016-02-08 22:00 | 0.6558 | 0.79831 | 477812
2016-02-08 23:00 | 0.3794 | 0.80549 | 496619
2016-02-09 | 0.038812 | 0.79565 | 509626
2016-02-09 01:00 | 0 | 0.76806 | 510239
2016-02-09 02:00 | 0 | 0.73615 | 501502
2016-02-09 03:00 | 0 | 0.70613 | 482734
2016-02-09 04:00 | 0 | 0.66824 | 460155
2016-02-09 05:00 | 0 | 0.64516 | 441222
2016-02-09 06:00 | 0 | 0.63508 | 430094
2016-02-09 07:00 | 0 | 0.63554 | 422745
2016-02-09 08:00 | 0 | 0.63662 | 420922
2016-02-09 09:00 | 0 | 0.63355 | 425374
2016-02-09 10:00 | 0 | 0.63465 | 441627
2016-02-09 11:00 | 0 | 0.63428 | 474965
2016-02-09 12:00 | 0 | 0.6288 | 506389
2016-02-09 13:00 | 0.00025469 | 0.60194 | 516917
2016-02-09 14:00 | 0.17983 | 0.48937 | 517639
2016-02-09 15:00 | 0.67769 | 0.42757 | 515197
2016-02-09 16:00 | 0.73854 | 0.45138 | 507624
2016-02-09 17:00 | 0.71106 | 0.48297 | 499345
2016-02-09 18:00 | 0.68151 | 0.50688 | 492763
2016-02-09 19:00 | 0.66711 | 0.5276 | 487287
2016-02-09 20:00 | 0.68019 | 0.53062 | 484330
2016-02-09 21:00 | 0.70208 | 0.49153 | 487233
2016-02-09 22:00 | 0.64706 | 0.44458 | 498901
2016-02-09 23:00 | 0.37177 | 0.44839 | 517753
2016-02-10 | 0.044519 | 0.42358 | 529194
2016-02-10 01:00 | 0 | 0.37432 | 530973
2016-02-10 02:00 | 0 | 0.33603 | 522241
2016-02-10 03:00 | 0 | 0.32019 | 503741
2016-02-10 04:00 | 0 | 0.31994 | 482147
2016-02-10 05:00 | 0 | 0.34243 | 464778
2016-02-10 06:00 | 0 | 0.3908 | 452580
2016-02-10 07:00 | 0 | 0.44557 | 445595
2016-02-10 08:00 | 0 | 0.48238 | 444200
2016-02-10 09:00 | 0 | 0.5044 | 449544
2016-02-10 10:00 | 0 | 0.52064 | 466577
2016-02-10 11:00 | 0 | 0.53842 | 500684
2016-02-10 12:00 | 0 | 0.55626 | 531402
2016-02-10 13:00 | 0.00029202 | 0.56477 | 537770
2016-02-10 14:00 | 0.19277 | 0.48274 | 531182
2016-02-10 15:00 | 0.65774 | 0.35568 | 523892
2016-02-10 16:00 | 0.71619 | 0.32575 | 511822
2016-02-10 17:00 | 0.70425 | 0.38137 | 499374
2016-02-10 18:00 | 0.67108 | 0.42507 | 492133
2016-02-10 19:00 | 0.65577 | 0.448 | 486135
2016-02-10 20:00 | 0.66741 | 0.45507 | 483900
2016-02-10 21:00 | 0.68809 | 0.44971 | 485523
2016-02-10 22:00 | 0.64508 | 0.49169 | 497609
2016-02-10 23:00 | 0.37382 | 0.53412 | 518119
2016-02-11 | 0.049909 | 0.54708 | 530898
2016-02-11 01:00 | 0 | 0.55448 | 533120
2016-02-11 02:00 | 0 | 0.54743 | 525973
2016-02-11 03:00 | 0 | 0.53188 | 508875
2016-02-11 04:00 | 0 | 0.50352 | 486593
2016-02-11 05:00 | 0 | 0.47555 | 468600
2016-02-11 06:00 | 0 | 0.45523 | 457292
2016-02-11 07:00 | 0 | 0.43392 | 449932
2016-02-11 08:00 | 0 | 0.41175 | 447546
2016-02-11 09:00 | 0 | 0.39595 | 451367
2016-02-11 10:00 | 0 | 0.38423 | 468521
2016-02-11 11:00 | 0 | 0.37533 | 502753
2016-02-11 12:00 | 0 | 0.36588 | 530737
2016-02-11 13:00 | 0.00034871 | 0.34754 | 533208
2016-02-11 14:00 | 0.20276 | 0.26703 | 523308
2016-02-11 15:00 | 0.63114 | 0.20297 | 512717
2016-02-11 16:00 | 0.69483 | 0.17829 | 499570
2016-02-11 17:00 | 0.69494 | 0.19716 | 487907
2016-02-11 18:00 | 0.66873 | 0.21697 | 479400
2016-02-11 19:00 | 0.65358 | 0.22964 | 473142
2016-02-11 20:00 | 0.66289 | 0.23773 | 469165
2016-02-11 21:00 | 0.68134 | 0.23509 | 471140
2016-02-11 22:00 | 0.62546 | 0.22926 | 481798
2016-02-11 23:00 | 0.35891 | 0.26808 | 501780
2016-02-12 | 0.036732 | 0.29151 | 515314
2016-02-12 01:00 | 0 | 0.29272 | 517658
2016-02-12 02:00 | 0 | 0.28211 | 510551
2016-02-12 03:00 | 0 | 0.26367 | 492901
2016-02-12 04:00 | 0 | 0.24703 | 471644
2016-02-12 05:00 | 0 | 0.24073 | 451818
2016-02-12 06:00 | 0 | 0.2511 | 438740
2016-02-12 07:00 | 0 | 0.26933 | 430656
2016-02-12 08:00 | 0 | 0.29544 | 426606
2016-02-12 09:00 | 0 | 0.32599 | 429427
2016-02-12 10:00 | 0 | 0.35605 | 444187
2016-02-12 11:00 | 0 | 0.38193 | 475473
2016-02-12 12:00 | 0 | 0.3947 | 502426
2016-02-12 13:00 | 0.00043786 | 0.37996 | 508523
2016-02-12 14:00 | 0.185 | 0.3329 | 506503
2016-02-12 15:00 | 0.6311 | 0.319 | 502566
2016-02-12 16:00 | 0.69235 | 0.31945 | 495536
2016-02-12 17:00 | 0.6807 | 0.31541 | 486750
2016-02-12 18:00 | 0.65707 | 0.31152 | 481045
2016-02-12 19:00 | 0.64565 | 0.30875 | 477507
2016-02-12 20:00 | 0.65723 | 0.30446 | 475470
2016-02-12 21:00 | 0.67584 | 0.29928 | 475511
2016-02-12 22:00 | 0.63093 | 0.30153 | 480587
2016-02-12 23:00 | 0.41212 | 0.37434 | 492585
2016-02-13 | 0.064186 | 0.47072 | 499809
2016-02-13 01:00 | 2.26e-08 | 0.47882 | 498731
2016-02-13 02:00 | 0 | 0.46785 | 491920
2016-02-13 03:00 | 0 | 0.44657 | 479170
2016-02-13 04:00 | 0 | 0.42613 | 462280
2016-02-13 05:00 | 0 | 0.40354 | 446151
2016-02-13 06:00 | 0 | 0.38324 | 434017
2016-02-13 07:00 | 0 | 0.3652 | 426569
2016-02-13 08:00 | 0 | 0.35458 | 423312
2016-02-13 09:00 | 0 | 0.35088 | 425077
2016-02-13 10:00 | 0 | 0.35354 | 432371
2016-02-13 11:00 | 0 | 0.3608 | 445669
2016-02-13 12:00 | 0 | 0.3738 | 462097
2016-02-13 13:00 | 0.00053239 | 0.3868 | 476177
2016-02-13 14:00 | 0.14724 | 0.40133 | 484883
2016-02-13 15:00 | 0.54834 | 0.41247 | 485582
2016-02-13 16:00 | 0.64869 | 0.42933 | 480430
2016-02-13 17:00 | 0.66567 | 0.46549 | 471854
2016-02-13 18:00 | 0.6495 | 0.49688 | 462669
2016-02-13 19:00 | 0.64069 | 0.51979 | 456167
2016-02-13 20:00 | 0.65355 | 0.53788 | 452362
2016-02-13 21:00 | 0.66585 | 0.55806 | 455137
2016-02-13 22:00 | 0.63228 | 0.57815 | 466557
2016-02-13 23:00 | 0.41847 | 0.68749 | 487773
2016-02-14 | 0.086842 | 0.74704 | 501197
2016-02-14 01:00 | 2.99e-06 | 0.75768 | 504675
2016-02-14 02:00 | 0 | 0.75371 | 501941
2016-02-14 03:00 | 0 | 0.7534 | 493215
2016-02-14 04:00 | 0 | 0.75205 | 478969
2016-02-14 05:00 | 0 | 0.7526 | 464148
2016-02-14 06:00 | 0 | 0.75297 | 453891
2016-02-14 07:00 | 0 | 0.75365 | 447242
2016-02-14 08:00 | 0 | 0.74731 | 443436
2016-02-14 09:00 | 0 | 0.73468 | 442406
2016-02-14 10:00 | 0 | 0.70754 | 446344
2016-02-14 11:00 | 0 | 0.67313 | 455950
2016-02-14 12:00 | 0 | 0.62939 | 467682
2016-02-14 13:00 | 0.00066158 | 0.57266 | 477822
2016-02-14 14:00 | 0.15366 | 0.43865 | 482732
2016-02-14 15:00 | 0.54254 | 0.35887 | 480794
2016-02-14 16:00 | 0.63871 | 0.34737 | 474300
2016-02-14 17:00 | 0.64459 | 0.35581 | 468035
2016-02-14 18:00 | 0.62478 | 0.35376 | 461079
2016-02-14 19:00 | 0.61605 | 0.35062 | 454990
2016-02-14 20:00 | 0.62813 | 0.34405 | 453504
2016-02-14 21:00 | 0.64162 | 0.33146 | 457219
2016-02-14 22:00 | 0.58122 | 0.32771 | 468996
2016-02-14 23:00 | 0.37266 | 0.36045 | 487064
2016-02-15 | 0.054166 | 0.40425 | 497245
2016-02-15 01:00 | 4.95e-06 | 0.43505 | 496464
2016-02-15 02:00 | 0 | 0.45523 | 487759
2016-02-15 03:00 | 0 | 0.46527 | 473863
2016-02-15 04:00 | 0 | 0.47427 | 456247
2016-02-15 05:00 | 0 | 0.48338 | 438571
2016-02-15 06:00 | 0 | 0.48749 | 426178
2016-02-15 07:00 | 0 | 0.49532 | 418030
2016-02-15 08:00 | 0 | 0.50206 | 413802
2016-02-15 09:00 | 0 | 0.51516 | 416020
2016-02-15 10:00 | 0 | 0.53335 | 426241
2016-02-15 11:00 | 0 | 0.53834 | 448824
2016-02-15 12:00 | 0 | 0.52207 | 472250
2016-02-15 13:00 | 0.00083168 | 0.46652 | 486638
2016-02-15 14:00 | 0.20451 | 0.29157 | 495412
2016-02-15 15:00 | 0.60932 | 0.22294 | 501301
2016-02-15 16:00 | 0.68883 | 0.23415 | 502221
2016-02-15 17:00 | 0.68881 | 0.24758 | 499362
2016-02-15 18:00 | 0.66738 | 0.26746 | 495186
2016-02-15 19:00 | 0.65691 | 0.28867 | 490387
2016-02-15 20:00 | 0.67041 | 0.31223 | 486695
2016-02-15 21:00 | 0.69862 | 0.34132 | 487005
2016-02-15 22:00 | 0.6748 | 0.37457 | 494230
2016-02-15 23:00 | 0.46328 | 0.43276 | 505582
2016-02-16 | 0.065392 | 0.48946 | 510575
2016-02-16 01:00 | 1.19e-05 | 0.55269 | 506685
2016-02-16 02:00 | 0 | 0.6132 | 492620
2016-02-16 03:00 | 0 | 0.65819 | 471783
2016-02-16 04:00 | 0 | 0.68399 | 446533
2016-02-16 05:00 | 0 | 0.6979 | 425067
2016-02-16 06:00 | 0 | 0.69614 | 408969
2016-02-16 07:00 | 0 | 0.68545 | 398529
2016-02-16 08:00 | 0 | 0.67502 | 392492
2016-02-16 09:00 | 0 | 0.66166 | 393274
2016-02-16 10:00 | 0 | 0.65537 | 404072
2016-02-16 11:00 | 0 | 0.65295 | 430339
2016-02-16 12:00 | 0 | 0.64562 | 458011
2016-02-16 13:00 | 0.0010552 | 0.60696 | 469751
2016-02-16 14:00 | 0.21453 | 0.44325 | 472089
2016-02-16 15:00 | 0.64279 | 0.47813 | 471516
2016-02-16 16:00 | 0.73067 | 0.48485 | 467780
2016-02-16 17:00 | 0.71328 | 0.46231 | 462095
2016-02-16 18:00 | 0.68811 | 0.41903 | 457704
2016-02-16 19:00 | 0.67595 | 0.37761 | 454346
2016-02-16 20:00 | 0.68713 | 0.33224 | 451843
2016-02-16 21:00 | 0.70917 | 0.29901 | 453875
2016-02-16 22:00 | 0.68614 | 0.2714 | 461734
2016-02-16 23:00 | 0.43827 | 0.30707 | 475995
2016-02-17 | 0.06995 | 0.34449 | 484937
2016-02-17 01:00 | 1.69e-05 | 0.35852 | 484039
2016-02-17 02:00 | 0 | 0.3556 | 473447
2016-02-17 03:00 | 0 | 0.3532 | 453437
2016-02-17 04:00 | 0 | 0.36084 | 429448
2016-02-17 05:00 | 0 | 0.37513 | 409782
2016-02-17 06:00 | 0 | 0.39205 | 396069
2016-02-17 07:00 | 0 | 0.41047 | 387846
2016-02-17 08:00 | 0 | 0.42589 | 384746
2016-02-17 09:00 | 0 | 0.43608 | 387908
2016-02-17 10:00 | 0 | 0.43326 | 402965
2016-02-17 11:00 | 0 | 0.42207 | 435062
2016-02-17 12:00 | 0 | 0.40759 | 464480
2016-02-17 13:00 | 0.0012409 | 0.35751 | 472263
2016-02-17 14:00 | 0.23725 | 0.20529 | 470126
2016-02-17 15:00 | 0.55383 | 0.14041 | 465928
2016-02-17 16:00 | 0.6254 | 0.19187 | 460744
2016-02-17 17:00 | 0.62335 | 0.22518 | 454129
2016-02-17 18:00 | 0.60811 | 0.2308 | 450106
2016-02-17 19:00 | 0.59894 | 0.2312 | 446675
2016-02-17 20:00 | 0.60017 | 0.23314 | 445132
2016-02-17 21:00 | 0.59589 | 0.23498 | 447514
2016-02-17 22:00 | 0.53129 | 0.31297 | 455731
2016-02-17 23:00 | 0.31349 | 0.641 | 471276
2016-02-18 | 0.040353 | 0.84739 | 483727
2016-02-18 01:00 | 2.12e-06 | 0.89042 | 485158
2016-02-18 02:00 | 0 | 0.87464 | 476973
2016-02-18 03:00 | 0 | 0.8614 | 459573
2016-02-18 04:00 | 0 | 0.85247 | 437201
2016-02-18 05:00 | 0 | 0.84925 | 418285
2016-02-18 06:00 | 0 | 0.83874 | 406299
2016-02-18 07:00 | 0 | 0.83329 | 399315
2016-02-18 08:00 | 0 | 0.8282 | 397681
2016-02-18 09:00 | 0 | 0.81143 | 401207
2016-02-18 10:00 | 0 | 0.79842 | 416327
2016-02-18 11:00 | 0 | 0.7972 | 450344
2016-02-18 12:00 | 0 | 0.79744 | 478649
2016-02-18 13:00 | 0.0016234 | 0.7778 | 482466
2016-02-18 14:00 | 0.21137 | 0.73827 | 475884
2016-02-18 15:00 | 0.48207 | 0.6967 | 468614
2016-02-18 16:00 | 0.59065 | 0.70343 | 460316
2016-02-18 17:00 | 0.62385 | 0.72943 | 452277
2016-02-18 18:00 | 0.61255 | 0.75529 | 446581
2016-02-18 19:00 | 0.61073 | 0.75887 | 442689
2016-02-18 20:00 | 0.62363 | 0.75753 | 440034
2016-02-18 21:00 | 0.64081 | 0.74611 | 441636
2016-02-18 22:00 | 0.61644 | 0.76724 | 450288
2016-02-18 23:00 | 0.43761 | 0.82593 | 467437
2016-02-19 | 0.083605 | 0.88626 | 480110
2016-02-19 01:00 | 2.53e-05 | 0.90281 | 482106
2016-02-19 02:00 | 0 | 0.89683 | 474395
2016-02-19 03:00 | 0 | 0.89291 | 457282
2016-02-19 04:00 | 0 | 0.86965 | 434122
2016-02-19 05:00 | 0 | 0.85415 | 414536
2016-02-19 06:00 | 0 | 0.86097 | 402028
2016-02-19 07:00 | 0 | 0.88955 | 393397
2016-02-19 08:00 | 0 | 0.89835 | 389054
2016-02-19 09:00 | 0 | 0.90359 | 391710
2016-02-19 10:00 | 0 | 0.90462 | 405420
2016-02-19 11:00 | 0 | 0.89659 | 435170
2016-02-19 12:00 | 0 | 0.873 | 460531
2016-02-19 13:00 | 0.0019306 | 0.81677 | 463967
2016-02-19 14:00 | 0.18789 | 0.67116 | 460831
2016-02-19 15:00 | 0.53753 | 0.6327 | 457400
2016-02-19 16:00 | 0.6343 | 0.65647 | 450971
2016-02-19 17:00 | 0.63918 | 0.64995 | 444834
2016-02-19 18:00 | 0.61411 | 0.633 | 439677
2016-02-19 19:00 | 0.59515 | 0.62606 | 436715
2016-02-19 20:00 | 0.59357 | 0.63371 | 434312
2016-02-19 21:00 | 0.58499 | 0.64376 | 433831
2016-02-19 22:00 | 0.54817 | 0.6537 | 438853
2016-02-19 23:00 | 0.39976 | 0.68417 | 448325
2016-02-20 | 0.074991 | 0.71793 | 453703
2016-02-20 01:00 | 2.15e-05 | 0.75698 | 450837
2016-02-20 02:00 | 0 | 0.79702 | 442242
2016-02-20 03:00 | 0 | 0.83228 | 427846
2016-02-20 04:00 | 0 | 0.83984 | 408070
2016-02-20 05:00 | 0 | 0.84091 | 388577
2016-02-20 06:00 | 0 | 0.83655 | 373572
2016-02-20 07:00 | 0 | 0.82752 | 362627
2016-02-20 08:00 | 0 | 0.8155 | 356552
2016-02-20 09:00 | 0 | 0.79374 | 354018
2016-02-20 10:00 | 0 | 0.76041 | 356351
2016-02-20 11:00 | 0 | 0.72046 | 365919
2016-02-20 12:00 | 0 | 0.68947 | 377725
2016-02-20 13:00 | 0.0016052 | 0.61941 | 389961
2016-02-20 14:00 | 0.21637 | 0.35655 | 399954
2016-02-20 15:00 | 0.61128 | 0.28664 | 403739
2016-02-20 16:00 | 0.7016 | 0.3236 | 402616
2016-02-20 17:00 | 0.6968 | 0.34896 | 399046
2016-02-20 18:00 | 0.67334 | 0.34619 | 394304
2016-02-20 19:00 | 0.65746 | 0.33641 | 389180
2016-02-20 20:00 | 0.66044 | 0.32727 | 385273
2016-02-20 21:00 | 0.66803 | 0.318 | 384806
2016-02-20 22:00 | 0.6349 | 0.33392 | 389641
2016-02-20 23:00 | 0.43684 | 0.4303 | 402422
2016-02-21 | 0.082912 | 0.51905 | 410711
2016-02-21 01:00 | 2.53e-05 | 0.55646 | 410144
2016-02-21 02:00 | 0 | 0.55212 | 404838
2016-02-21 03:00 | 0 | 0.53006 | 393889
2016-02-21 04:00 | 0 | 0.49486 | 378380
2016-02-21 05:00 | 0 | 0.46245 | 362368
2016-02-21 06:00 | 0 | 0.4468 | 349945
2016-02-21 07:00 | 0 | 0.44479 | 340082
2016-02-21 08:00 | 0 | 0.44664 | 334957
2016-02-21 09:00 | 0 | 0.44335 | 332892
2016-02-21 10:00 | 0 | 0.43507 | 334852
2016-02-21 11:00 | 0 | 0.41836 | 341609
2016-02-21 12:00 | 0 | 0.39597 | 351690
2016-02-21 13:00 | 0.00066425 | 0.35657 | 363583
2016-02-21 14:00 | 0.17233 | 0.25185 | 376732
2016-02-21 15:00 | 0.55304 | 0.31201 | 383921
2016-02-21 16:00 | 0.6514 | 0.36739 | 387634
2016-02-21 17:00 | 0.65268 | 0.35576 | 389435
2016-02-21 18:00 | 0.64192 | 0.33435 | 388620
2016-02-21 19:00 | 0.63409 | 0.31173 | 386747
2016-02-21 20:00 | 0.64215 | 0.28968 | 386428
2016-02-21 21:00 | 0.65355 | 0.26372 | 389231
2016-02-21 22:00 | 0.64633 | 0.24126 | 397837
2016-02-21 23:00 | 0.47783 | 0.27826 | 412587
2016-02-22 | 0.10501 | 0.34612 | 424634
2016-02-22 01:00 | 4.55e-05 | 0.36785 | 425052
2016-02-22 02:00 | 0 | 0.36706 | 417877
2016-02-22 03:00 | 0 | 0.36449 | 403748
2016-02-22 04:00 | 0 | 0.35946 | 384325
2016-02-22 05:00 | 0 | 0.35475 | 366010
2016-02-22 06:00 | 0 | 0.3474 | 353139
2016-02-22 07:00 | 0 | 0.33938 | 344882
2016-02-22 08:00 | 0 | 0.32434 | 341726
2016-02-22 09:00 | 0 | 0.30533 | 345837
2016-02-22 10:00 | 0 | 0.28545 | 360995
2016-02-22 11:00 | 0 | 0.2678 | 392795
2016-02-22 12:00 | 0 | 0.25152 | 421725
2016-02-22 13:00 | 0.0029146 | 0.21483 | 434072
2016-02-22 14:00 | 0.20023 | 0.14198 | 439407
2016-02-22 15:00 | 0.54054 | 0.161 | 442540
2016-02-22 16:00 | 0.63999 | 0.17317 | 441350
2016-02-22 17:00 | 0.64359 | 0.16663 | 438115
2016-02-22 18:00 | 0.62638 | 0.16094 | 435252
2016-02-22 19:00 | 0.60822 | 0.15944 | 432459
2016-02-22 20:00 | 0.60079 | 0.16323 | 429886
2016-02-22 21:00 | 0.58399 | 0.16997 | 431668
2016-02-22 22:00 | 0.53987 | 0.18209 | 438908
2016-02-22 23:00 | 0.4036 | 0.24466 | 455125
2016-02-23 | 0.10985 | 0.36577 | 466325
2016-02-23 01:00 | 5.76e-05 | 0.44171 | 465317
2016-02-23 02:00 | 0 | 0.4674 | 455231
2016-02-23 03:00 | 0 | 0.46412 | 436595
2016-02-23 04:00 | 0 | 0.44654 | 412301
2016-02-23 05:00 | 0 | 0.43414 | 391289
2016-02-23 06:00 | 0 | 0.43261 | 376473
2016-02-23 07:00 | 0 | 0.42927 | 366921
2016-02-23 08:00 | 0 | 0.42795 | 362150
2016-02-23 09:00 | 0 | 0.43042 | 364236
2016-02-23 10:00 | 0 | 0.43214 | 377442
2016-02-23 11:00 | 0 | 0.43464 | 409522
2016-02-23 12:00 | 0 | 0.43697 | 437217
2016-02-23 13:00 | 0.0026094 | 0.42543 | 448790
2016-02-23 14:00 | 0.17769 | 0.39697 | 455082
2016-02-23 15:00 | 0.54662 | 0.56016 | 459144
2016-02-23 16:00 | 0.63629 | 0.63515 | 458114
2016-02-23 17:00 | 0.65532 | 0.66489 | 455547
2016-02-23 18:00 | 0.65051 | 0.68352 | 453357
2016-02-23 19:00 | 0.63955 | 0.69824 | 450352
2016-02-23 20:00 | 0.64209 | 0.71037 | 448235
2016-02-23 21:00 | 0.64131 | 0.71767 | 450200
2016-02-23 22:00 | 0.60461 | 0.70845 | 457914
2016-02-23 23:00 | 0.43198 | 0.7262 | 470990
2016-02-24 | 0.0969 | 0.71499 | 480005
2016-02-24 01:00 | 5.68e-05 | 0.66784 | 478026
2016-02-24 02:00 | 0 | 0.62773 | 467177
2016-02-24 03:00 | 0 | 0.58732 | 446539
2016-02-24 04:00 | 0 | 0.55674 | 422370
2016-02-24 05:00 | 0 | 0.5462 | 400870
2016-02-24 06:00 | 0 | 0.5486 | 385872
2016-02-24 07:00 | 0 | 0.55246 | 376535
2016-02-24 08:00 | 0 | 0.55432 | 371637
2016-02-24 09:00 | 0 | 0.55789 | 373087
2016-02-24 10:00 | 0 | 0.56095 | 385851
2016-02-24 11:00 | 0 | 0.56488 | 417203
2016-02-24 12:00 | 0 | 0.57041 | 446997
2016-02-24 13:00 | 0.0045241 | 0.51548 | 458516
2016-02-24 14:00 | 0.30463 | 0.37907 | 463168
2016-02-24 15:00 | 0.69962 | 0.44229 | 466375
2016-02-24 16:00 | 0.77056 | 0.50475 | 465391
2016-02-24 17:00 | 0.76624 | 0.50756 | 460966
2016-02-24 18:00 | 0.74524 | 0.52162 | 456504
2016-02-24 19:00 | 0.73283 | 0.5447 | 451870
2016-02-24 20:00 | 0.74079 | 0.56646 | 447422
2016-02-24 21:00 | 0.74905 | 0.5841 | 447402
2016-02-24 22:00 | 0.71637 | 0.57276 | 453275
2016-02-24 23:00 | 0.50358 | 0.61463 | 464896
2016-02-25 | 0.11625 | 0.6566 | 474305
2016-02-25 01:00 | 8.43e-05 | 0.64999 | 473808
2016-02-25 02:00 | 0 | 0.64191 | 464981
2016-02-25 03:00 | 0 | 0.62346 | 447005
2016-02-25 04:00 | 0 | 0.60309 | 423778
2016-02-25 05:00 | 0 | 0.59281 | 403872
2016-02-25 06:00 | 0 | 0.58557 | 390676
2016-02-25 07:00 | 0 | 0.57362 | 382205
2016-02-25 08:00 | 0 | 0.55513 | 378974
2016-02-25 09:00 | 0 | 0.53973 | 382788
2016-02-25 10:00 | 0 | 0.51995 | 397613
2016-02-25 11:00 | 0 | 0.50338 | 430734
2016-02-25 12:00 | 0 | 0.48682 | 460048
2016-02-25 13:00 | 0.0048374 | 0.41681 | 469454
2016-02-25 14:00 | 0.3015 | 0.41208 | 469941
2016-02-25 15:00 | 0.74503 | 0.45488 | 468999
2016-02-25 16:00 | 0.79328 | 0.41654 | 464064
2016-02-25 17:00 | 0.76873 | 0.3723 | 457790
2016-02-25 18:00 | 0.74328 | 0.33872 | 452895
2016-02-25 19:00 | 0.73018 | 0.31463 | 449327
2016-02-25 20:00 | 0.73902 | 0.29455 | 447423
2016-02-25 21:00 | 0.75365 | 0.27167 | 449033
2016-02-25 22:00 | 0.71445 | 0.23887 | 456517
2016-02-25 23:00 | 0.52666 | 0.25191 | 472070
2016-02-26 | 0.13037 | 0.29397 | 484445
2016-02-26 01:00 | 0.00010386 | 0.30126 | 486525
2016-02-26 02:00 | 0 | 0.31797 | 478144
2016-02-26 03:00 | 0 | 0.33916 | 462233
2016-02-26 04:00 | 0 | 0.35834 | 440294
2016-02-26 05:00 | 0 | 0.38404 | 420829
2016-02-26 06:00 | 0 | 0.41788 | 408908
2016-02-26 07:00 | 0 | 0.45873 | 401981
2016-02-26 08:00 | 0 | 0.49424 | 400044
2016-02-26 09:00 | 0 | 0.51585 | 404325
2016-02-26 10:00 | 0 | 0.5255 | 419789
2016-02-26 11:00 | 0 | 0.53076 | 453147
2016-02-26 12:00 | 0 | 0.53814 | 480966
2016-02-26 13:00 | 0.0069838 | 0.49674 | 487257
2016-02-26 14:00 | 0.32198 | 0.27597 | 482161
2016-02-26 15:00 | 0.71269 | 0.21464 | 474541
2016-02-26 16:00 | 0.7594 | 0.28233 | 465184
2016-02-26 17:00 | 0.74525 | 0.33875 | 454966
2016-02-26 18:00 | 0.72149 | 0.36449 | 445971
2016-02-26 19:00 | 0.70704 | 0.37188 | 439126
2016-02-26 20:00 | 0.71249 | 0.36316 | 434190
2016-02-26 21:00 | 0.71958 | 0.33078 | 433274
2016-02-26 22:00 | 0.6795 | 0.32679 | 439688
2016-02-26 23:00 | 0.47314 | 0.36419 | 454068
2016-02-27 | 0.098538 | 0.38189 | 467219
2016-02-27 01:00 | 0.00010387 | 0.43499 | 470275
2016-02-27 02:00 | 0 | 0.50489 | 466084
2016-02-27 03:00 | 0 | 0.588 | 454694
2016-02-27 04:00 | 0 | 0.65866 | 437593
2016-02-27 05:00 | 0 | 0.71614 | 420905
2016-02-27 06:00 | 0 | 0.75541 | 409881
2016-02-27 07:00 | 0 | 0.78457 | 403439
2016-02-27 08:00 | 0 | 0.81025 | 400110
2016-02-27 09:00 | 0 | 0.83286 | 401585
2016-02-27 10:00 | 0 | 0.84499 | 407285
2016-02-27 11:00 | 0 | 0.84287 | 421811
2016-02-27 12:00 | 0 | 0.83206 | 436914
2016-02-27 13:00 | 0.0069439 | 0.74614 | 443577
2016-02-27 14:00 | 0.29149 | 0.43352 | 440303
2016-02-27 15:00 | 0.64338 | 0.27007 | 431766
2016-02-27 16:00 | 0.71663 | 0.29397 | 421204
2016-02-27 17:00 | 0.71566 | 0.43592 | 410971
2016-02-27 18:00 | 0.69975 | 0.53128 | 401316
2016-02-27 19:00 | 0.6898 | 0.59549 | 394032
2016-02-27 20:00 | 0.69573 | 0.64147 | 388994
2016-02-27 21:00 | 0.70188 | 0.6874 | 388726
2016-02-27 22:00 | 0.66525 | 0.74388 | 393736
2016-02-27 23:00 | 0.48935 | 0.8128 | 408718
2016-02-28 | 0.12828 | 0.85703 | 423181
2016-02-28 01:00 | 0.00016284 | 0.86879 | 427036
2016-02-28 02:00 | 0 | 0.87416 | 425059
2016-02-28 03:00 | 0 | 0.87849 | 416833
2016-02-28 04:00 | 0 | 0.88532 | 402937
2016-02-28 05:00 | 0 | 0.88952 | 389520
2016-02-28 06:00 | 0 | 0.89071 | 379015
2016-02-28 07:00 | 0 | 0.8905 | 372201
2016-02-28 08:00 | 0 | 0.88599 | 368586
2016-02-28 09:00 | 0 | 0.87592 | 368931
2016-02-28 10:00 | 0 | 0.86094 | 373265
2016-02-28 11:00 | 0 | 0.85289 | 382121
2016-02-28 12:00 | 0 | 0.84023 | 392248
2016-02-28 13:00 | 0.0083156 | 0.79132 | 397171
2016-02-28 14:00 | 0.31137 | 0.66929 | 396002
2016-02-28 15:00 | 0.67714 | 0.72539 | 390876
2016-02-28 16:00 | 0.71907 | 0.76213 | 385642
2016-02-28 17:00 | 0.70968 | 0.75833 | 380965
2016-02-28 18:00 | 0.69026 | 0.74201 | 377464
2016-02-28 19:00 | 0.67505 | 0.73659 | 374184
2016-02-28 20:00 | 0.67299 | 0.73326 | 372997
2016-02-28 21:00 | 0.66586 | 0.70501 | 375600
2016-02-28 22:00 | 0.60258 | 0.64132 | 384629
2016-02-28 23:00 | 0.43005 | 0.62651 | 401421
2016-02-29 | 0.08868 | 0.64719 | 416582
2016-02-29 01:00 | 0.00017062 | 0.65153 | 419648
2016-02-29 02:00 | 0 | 0.65281 | 412789
2016-02-29 03:00 | 0 | 0.65692 | 398731
2016-02-29 04:00 | 0 | 0.67951 | 379684
2016-02-29 05:00 | 0 | 0.70158 | 363692
2016-02-29 06:00 | 0 | 0.72264 | 350896
2016-02-29 07:00 | 0 | 0.7454 | 343233
2016-02-29 08:00 | 0 | 0.76001 | 341224
2016-02-29 09:00 | 0 | 0.75925 | 345544
2016-02-29 10:00 | 0 | 0.75573 | 362124
2016-02-29 11:00 | 0 | 0.74565 | 395627
2016-02-29 12:00 | 0 | 0.72079 | 424567
2016-02-29 13:00 | 0.011068 | 0.62191 | 433075
2016-02-29 14:00 | 0.31062 | 0.42238 | 435615
2016-02-29 15:00 | 0.66122 | 0.39712 | 436352
2016-02-29 16:00 | 0.74251 | 0.50056 | 434270
2016-02-29 17:00 | 0.72572 | 0.50536 | 430284
2016-02-29 18:00 | 0.70109 | 0.50216 | 426871
2016-02-29 19:00 | 0.68375 | 0.5006 | 424041
2016-02-29 20:00 | 0.68707 | 0.50173 | 421577
2016-02-29 21:00 | 0.68967 | 0.50467 | 422147
2016-02-29 22:00 | 0.65922 | 0.51481 | 427406
2016-02-29 23:00 | 0.49693 | 0.55946 | 440807
2016-03-01 | 0.14834 | 0.58388 | 454975
2016-03-01 01:00 | 0.00027336 | 0.57558 | 454940
2016-03-01 02:00 | 0 | 0.55832 | 443646
2016-03-01 03:00 | 0 | 0.5445 | 424940
2016-03-01 04:00 | 0 | 0.53209 | 402448
2016-03-01 05:00 | 0 | 0.52255 | 382522
2016-03-01 06:00 | 0 | 0.52232 | 369140
2016-03-01 07:00 | 0 | 0.51991 | 360103
2016-03-01 08:00 | 0 | 0.52154 | 356976
2016-03-01 09:00 | 0 | 0.53426 | 359428
2016-03-01 10:00 | 0 | 0.53129 | 373689
2016-03-01 11:00 | 0 | 0.51145 | 405395
2016-03-01 12:00 | 0 | 0.48986 | 430326
2016-03-01 13:00 | 0.013582 | 0.4271 | 435727
2016-03-01 14:00 | 0.3183 | 0.35675 | 436321
2016-03-01 15:00 | 0.5953 | 0.3779 | 437031
2016-03-01 16:00 | 0.68232 | 0.39201 | 436038
2016-03-01 17:00 | 0.70652 | 0.39571 | 434122
2016-03-01 18:00 | 0.69679 | 0.39266 | 434041
2016-03-01 19:00 | 0.68991 | 0.37842 | 433074
2016-03-01 20:00 | 0.69897 | 0.35352 | 432861
2016-03-01 21:00 | 0.70387 | 0.31603 | 434932
2016-03-01 22:00 | 0.66356 | 0.26863 | 441207
2016-03-01 23:00 | 0.50046 | 0.23539 | 453833
2016-03-02 | 0.17454 | 0.24019 | 465032
2016-03-02 01:00 | 0.00036465 | 0.24835 | 465282
2016-03-02 02:00 | 0 | 0.27101 | 454570
2016-03-02 03:00 | 0 | 0.30663 | 436355
2016-03-02 04:00 | 0 | 0.35842 | 412434
2016-03-02 05:00 | 0 | 0.41323 | 392239
2016-03-02 06:00 | 0 | 0.44989 | 377688
2016-03-02 07:00 | 0 | 0.4702 | 367874
2016-03-02 08:00 | 0 | 0.47886 | 363047
2016-03-02 09:00 | 0 | 0.478 | 366611
2016-03-02 10:00 | 0 | 0.46446 | 380785
2016-03-02 11:00 | 0 | 0.45256 | 413576
2016-03-02 12:00 | 0 | 0.4539 | 442641
2016-03-02 13:00 | 0.015171 | 0.40452 | 453351
2016-03-02 14:00 | 0.32078 | 0.31838 | 455991
2016-03-02 15:00 | 0.69585 | 0.41422 | 456455
2016-03-02 16:00 | 0.75547 | 0.50799 | 452835
2016-03-02 17:00 | 0.75079 | 0.54616 | 447782
2016-03-02 18:00 | 0.73449 | 0.56388 | 444000
2016-03-02 19:00 | 0.72475 | 0.57092 | 440889
2016-03-02 20:00 | 0.73487 | 0.57002 | 440393
2016-03-02 21:00 | 0.74342 | 0.56405 | 441612
2016-03-02 22:00 | 0.71857 | 0.56639 | 448869
2016-03-02 23:00 | 0.5534 | 0.59965 | 464980
2016-03-03 | 0.15227 | 0.625 | 480343
2016-03-03 01:00 | 0.0004093 | 0.609 | 482244
2016-03-03 02:00 | 0 | 0.57198 | 473944
2016-03-03 03:00 | 0 | 0.54019 | 455696
2016-03-03 04:00 | 0 | 0.52002 | 432467
2016-03-03 05:00 | 0 | 0.50982 | 412330
2016-03-03 06:00 | 0 | 0.50247 | 398057
2016-03-03 07:00 | 0 | 0.49222 | 389473
2016-03-03 08:00 | 0 | 0.4817 | 385904
2016-03-03 09:00 | 0 | 0.48107 | 389188
2016-03-03 10:00 | 0 | 0.4902 | 403284
2016-03-03 11:00 | 0 | 0.49532 | 434864
2016-03-03 12:00 | 0 | 0.49876 | 459002
2016-03-03 13:00 | 0.016355 | 0.44477 | 463654
2016-03-03 14:00 | 0.325 | 0.34566 | 463675
2016-03-03 15:00 | 0.59313 | 0.39275 | 462773
2016-03-03 16:00 | 0.67571 | 0.38575 | 459966
2016-03-03 17:00 | 0.68917 | 0.35021 | 456789
2016-03-03 18:00 | 0.67777 | 0.3067 | 455812
2016-03-03 19:00 | 0.66652 | 0.25906 | 455296
2016-03-03 20:00 | 0.66286 | 0.22095 | 455980
2016-03-03 21:00 | 0.63859 | 0.19557 | 459774
2016-03-03 22:00 | 0.56746 | 0.17767 | 466502
2016-03-03 23:00 | 0.39444 | 0.21691 | 478087
2016-03-04 | 0.097077 | 0.31127 | 485246
2016-03-04 01:00 | 0.00032331 | 0.38484 | 483854
2016-03-04 02:00 | 0 | 0.45299 | 472650
2016-03-04 03:00 | 0 | 0.49522 | 453614
2016-03-04 04:00 | 0 | 0.50977 | 429518
2016-03-04 05:00 | 0 | 0.51477 | 409097
2016-03-04 06:00 | 0 | 0.5239 | 395777
2016-03-04 07:00 | 0 | 0.53861 | 386963
2016-03-04 08:00 | 0 | 0.55789 | 382446
2016-03-04 09:00 | 0 | 0.57368 | 383930
2016-03-04 10:00 | 0 | 0.57383 | 396378
2016-03-04 11:00 | 0 | 0.57409 | 426195
2016-03-04 12:00 | 0 | 0.57992 | 452772
2016-03-04 13:00 | 0.017892 | 0.53719 | 463137
2016-03-04 14:00 | 0.26039 | 0.36407 | 466733
2016-03-04 15:00 | 0.59569 | 0.40608 | 467077
2016-03-04 16:00 | 0.68657 | 0.53805 | 464285
2016-03-04 17:00 | 0.6915 | 0.55854 | 456607
2016-03-04 18:00 | 0.67894 | 0.55545 | 452165
2016-03-04 19:00 | 0.66754 | 0.55162 | 448207
2016-03-04 20:00 | 0.66682 | 0.53537 | 444972
2016-03-04 21:00 | 0.65922 | 0.50808 | 444497
2016-03-04 22:00 | 0.6078 | 0.47839 | 447234
2016-03-04 23:00 | 0.43735 | 0.53046 | 454889
2016-03-05 | 0.099581 | 0.56033 | 462545
2016-03-05 01:00 | 0.00032005 | 0.54565 | 459738
2016-03-05 02:00 | 0 | 0.52722 | 454048
2016-03-05 03:00 | 0 | 0.52041 | 439985
2016-03-05 04:00 | 0 | 0.51932 | 419916
2016-03-05 05:00 | 0 | 0.51617 | 402308
2016-03-05 06:00 | 0 | 0.5067 | 389789
2016-03-05 07:00 | 0 | 0.49704 | 381883
2016-03-05 08:00 | 0 | 0.49422 | 378361
2016-03-05 09:00 | 0 | 0.49515 | 378804
2016-03-05 10:00 | 0 | 0.496 | 383622
2016-03-05 11:00 | 0 | 0.49973 | 394733
2016-03-05 12:00 | 0 | 0.5 | 407767
2016-03-05 13:00 | 0.02156 | 0.42061 | 417596
2016-03-05 14:00 | 0.24185 | 0.24805 | 421215
2016-03-05 15:00 | 0.46205 | 0.19881 | 420620
2016-03-05 16:00 | 0.58059 | 0.25817 | 416121
2016-03-05 17:00 | 0.62313 | 0.30439 | 411893
2016-03-05 18:00 | 0.61844 | 0.35021 | 407135
2016-03-05 19:00 | 0.60977 | 0.39505 | 404596
2016-03-05 20:00 | 0.60092 | 0.43605 | 402744
2016-03-05 21:00 | 0.56867 | 0.46878 | 403627
2016-03-05 22:00 | 0.49368 | 0.50718 | 407156
2016-03-05 23:00 | 0.34638 | 0.63955 | 417186
2016-03-06 | 0.10813 | 0.77788 | 426981
2016-03-06 01:00 | 0.00043813 | 0.84754 | 428558
2016-03-06 02:00 | 0 | 0.88186 | 423457
2016-03-06 03:00 | 0 | 0.89827 | 411547
2016-03-06 04:00 | 0 | 0.90357 | 394847
2016-03-06 05:00 | 0 | 0.89415 | 378337
2016-03-06 06:00 | 0 | 0.87503 | 366804
2016-03-06 07:00 | 0 | 0.85714 | 360173
2016-03-06 08:00 | 0 | 0.83991 | 356411
2016-03-06 09:00 | 0 | 0.81631 | 356415
2016-03-06 10:00 | 0 | 0.79942 | 359048
2016-03-06 11:00 | 0 | 0.78555 | 366646
2016-03-06 12:00 | 0 | 0.76689 | 377600
2016-03-06 13:00 | 0.012564 | 0.69357 | 387619
2016-03-06 14:00 | 0.223 | 0.53517 | 393836
2016-03-06 15:00 | 0.44764 | 0.55467 | 394051
2016-03-06 16:00 | 0.55687 | 0.57661 | 391527
2016-03-06 17:00 | 0.59909 | 0.57009 | 389677
2016-03-06 18:00 | 0.59583 | 0.56033 | 387230
2016-03-06 19:00 | 0.58601 | 0.55098 | 385165
2016-03-06 20:00 | 0.5781 | 0.54249 | 383511
2016-03-06 21:00 | 0.55602 | 0.54443 | 386144
2016-03-06 22:00 | 0.50173 | 0.57363 | 392608
2016-03-06 23:00 | 0.38527 | 0.64149 | 408579
2016-03-07 | 0.16462 | 0.73341 | 426425
2016-03-07 01:00 | 0.0010416 | 0.78697 | 431649
2016-03-07 02:00 | 0 | 0.80707 | 424435
2016-03-07 03:00 | 0 | 0.82729 | 410688
2016-03-07 04:00 | 0 | 0.83935 | 391731
2016-03-07 05:00 | 0 | 0.84236 | 376348
2016-03-07 06:00 | 0 | 0.8414 | 366160
2016-03-07 07:00 | 0 | 0.82628 | 359939
2016-03-07 08:00 | 0 | 0.79901 | 357960
2016-03-07 09:00 | 0 | 0.76515 | 361536
2016-03-07 10:00 | 0 | 0.72701 | 376711
2016-03-07 11:00 | 0 | 0.6951 | 408344
2016-03-07 12:00 | 0 | 0.67113 | 431451
2016-03-07 13:00 | 0.019554 | 0.5943 | 436012
2016-03-07 14:00 | 0.30863 | 0.4626 | 435209
2016-03-07 15:00 | 0.54963 | 0.49391 | 434992
2016-03-07 16:00 | 0.60862 | 0.54858 | 433605
2016-03-07 17:00 | 0.62413 | 0.57858 | 430155
2016-03-07 18:00 | 0.62308 | 0.61818 | 428360
2016-03-07 19:00 | 0.61226 | 0.65254 | 425749
2016-03-07 20:00 | 0.59811 | 0.67169 | 423283
2016-03-07 21:00 | 0.56513 | 0.6879 | 422736
2016-03-07 22:00 | 0.4939 | 0.71609 | 425027
2016-03-07 23:00 | 0.34072 | 0.77075 | 436129
2016-03-08 | 0.090513 | 0.81871 | 448796
2016-03-08 01:00 | 0.0014342 | 0.82269 | 447563
2016-03-08 02:00 | 0 | 0.81372 | 436677
2016-03-08 03:00 | 0 | 0.80182 | 418531
2016-03-08 04:00 | 0 | 0.79768 | 395467
2016-03-08 05:00 | 0 | 0.79517 | 374281
2016-03-08 06:00 | 0 | 0.77881 | 359069
2016-03-08 07:00 | 0 | 0.75392 | 349145
2016-03-08 08:00 | 0 | 0.72808 | 344267
2016-03-08 09:00 | 0 | 0.69188 | 346924
2016-03-08 10:00 | 0 | 0.66283 | 358915
2016-03-08 11:00 | 0 | 0.6516 | 387430
2016-03-08 12:00 | 0 | 0.64095 | 411254
2016-03-08 13:00 | 0.012863 | 0.57122 | 419161
2016-03-08 14:00 | 0.28662 | 0.51668 | 423336
2016-03-08 15:00 | 0.65305 | 0.4932 | 425877
2016-03-08 16:00 | 0.73069 | 0.46071 | 426409
2016-03-08 17:00 | 0.72194 | 0.43015 | 424840
2016-03-08 18:00 | 0.69411 | 0.39341 | 424108
2016-03-08 19:00 | 0.66443 | 0.3597 | 423858
2016-03-08 20:00 | 0.64728 | 0.33191 | 422736
2016-03-08 21:00 | 0.6189 | 0.30501 | 422784
2016-03-08 22:00 | 0.55776 | 0.27568 | 424813
2016-03-08 23:00 | 0.40434 | 0.26612 | 433883
2016-03-09 | 0.14053 | 0.29469 | 446635
2016-03-09 01:00 | 0.0014756 | 0.30049 | 445107
2016-03-09 02:00 | 0 | 0.30375 | 432794
2016-03-09 03:00 | 0 | 0.28354 | 413765
2016-03-09 04:00 | 0 | 0.25857 | 389747
2016-03-09 05:00 | 0 | 0.24289 | 367798
2016-03-09 06:00 | 0 | 0.23872 | 350590
2016-03-09 07:00 | 0 | 0.24768 | 339505
2016-03-09 08:00 | 0 | 0.26021 | 334541
2016-03-09 09:00 | 0 | 0.25881 | 336101
2016-03-09 10:00 | 0 | 0.24657 | 349279
2016-03-09 11:00 | 0 | 0.23764 | 375362
2016-03-09 12:00 | 0 | 0.23323 | 399305
2016-03-09 13:00 | 0.011514 | 0.20235 | 409712
2016-03-09 14:00 | 0.28552 | 0.11868 | 415738
2016-03-09 15:00 | 0.59084 | 0.11202 | 420814
2016-03-09 16:00 | 0.68958 | 0.12356 | 423758
2016-03-09 17:00 | 0.70124 | 0.1237 | 424288
2016-03-09 18:00 | 0.69276 | 0.12236 | 424566
2016-03-09 19:00 | 0.68544 | 0.12047 | 424719
2016-03-09 20:00 | 0.69318 | 0.11803 | 423876
2016-03-09 21:00 | 0.69429 | 0.11464 | 424493
2016-03-09 22:00 | 0.65583 | 0.10655 | 426869
2016-03-09 23:00 | 0.49617 | 0.12155 | 436308
2016-03-10 | 0.15133 | 0.17848 | 446277
2016-03-10 01:00 | 0.0023676 | 0.23702 | 443311
2016-03-10 02:00 | 0 | 0.26584 | 431802
2016-03-10 03:00 | 0 | 0.26749 | 412417
2016-03-10 04:00 | 0 | 0.25269 | 387558
2016-03-10 05:00 | 0 | 0.24017 | 365298
2016-03-10 06:00 | 0 | 0.23896 | 348775
2016-03-10 07:00 | 0 | 0.25117 | 337334
2016-03-10 08:00 | 0 | 0.27829 | 331475
2016-03-10 09:00 | 0 | 0.30185 | 332082
2016-03-10 10:00 | 0 | 0.32349 | 344103
2016-03-10 11:00 | 0 | 0.34407 | 368195
2016-03-10 12:00 | 0 | 0.35951 | 393405
2016-03-10 13:00 | 0.020343 | 0.31902 | 406887
2016-03-10 14:00 | 0.36801 | 0.20313 | 416430
2016-03-10 15:00 | 0.74127 | 0.22176 | 424084
2016-03-10 16:00 | 0.78971 | 0.25564 | 427335
2016-03-10 17:00 | 0.77965 | 0.28914 | 428866
2016-03-10 18:00 | 0.7604 | 0.2969 | 430572
2016-03-10 19:00 | 0.74595 | 0.29418 | 431701
2016-03-10 20:00 | 0.74951 | 0.28411 | 432151
2016-03-10 21:00 | 0.75264 | 0.26793 | 433016
2016-03-10 22:00 | 0.7182 | 0.24692 | 434635
2016-03-10 23:00 | 0.55873 | 0.30665 | 440543
2016-03-11 | 0.17782 | 0.44743 | 448569
2016-03-11 01:00 | 0.0028766 | 0.56792 | 447010
2016-03-11 02:00 | 0 | 0.63819 | 436255
2016-03-11 03:00 | 0 | 0.68979 | 417010
2016-03-11 04:00 | 0 | 0.72062 | 392696
2016-03-11 05:00 | 0 | 0.73362 | 371586
2016-03-11 06:00 | 0 | 0.73718 | 354663
2016-03-11 07:00 | 0 | 0.74358 | 342633
2016-03-11 08:00 | 0 | 0.73419 | 336132
2016-03-11 09:00 | 0 | 0.71302 | 336078
2016-03-11 10:00 | 0 | 0.69687 | 345496
2016-03-11 11:00 | 0 | 0.67986 | 370252
2016-03-11 12:00 | 0 | 0.65794 | 395329
2016-03-11 13:00 | 0.027537 | 0.5264 | 409015
2016-03-11 14:00 | 0.35266 | 0.29915 | 417633
2016-03-11 15:00 | 0.54686 | 0.29885 | 424674
2016-03-11 16:00 | 0.59149 | 0.41632 | 429006
2016-03-11 17:00 | 0.61403 | 0.43081 | 429653
2016-03-11 18:00 | 0.62307 | 0.42286 | 429771
2016-03-11 19:00 | 0.61885 | 0.41301 | 429113
2016-03-11 20:00 | 0.61023 | 0.39996 | 426720
2016-03-11 21:00 | 0.58518 | 0.38128 | 424934
2016-03-11 22:00 | 0.52168 | 0.37134 | 422823
2016-03-11 23:00 | 0.375 | 0.42437 | 424991
2016-03-12 | 0.11124 | 0.53096 | 430809
2016-03-12 01:00 | 0.0025135 | 0.61701 | 428644
2016-03-12 02:00 | 0 | 0.66482 | 417666
2016-03-12 03:00 | 0 | 0.67416 | 404957
2016-03-12 04:00 | 0 | 0.6676 | 382164
2016-03-12 05:00 | 0 | 0.65249 | 364958
2016-03-12 06:00 | 0 | 0.62334 | 350331
2016-03-12 07:00 | 0 | 0.58365 | 338382
2016-03-12 08:00 | 0 | 0.54438 | 331415
2016-03-12 09:00 | 0 | 0.51009 | 328871
2016-03-12 10:00 | 0 | 0.48058 | 331181
2016-03-12 11:00 | 0 | 0.4569 | 337640
2016-03-12 12:00 | 0 | 0.44758 | 348302
2016-03-12 13:00 | 0.023242 | 0.36409 | 362752
2016-03-12 14:00 | 0.32009 | 0.2262 | 377676
2016-03-12 15:00 | 0.64697 | 0.21573 | 388255
2016-03-12 16:00 | 0.73455 | 0.3161 | 393475
2016-03-12 17:00 | 0.74591 | 0.37515 | 394458
2016-03-12 18:00 | 0.73438 | 0.39995 | 393388
2016-03-12 19:00 | 0.72344 | 0.41762 | 391365
2016-03-12 20:00 | 0.72624 | 0.43593 | 390385
2016-03-12 21:00 | 0.72403 | 0.46079 | 390775
2016-03-12 22:00 | 0.68047 | 0.50617 | 392732
2016-03-12 23:00 | 0.54183 | 0.58661 | 399719
2016-03-13 | 0.1955 | 0.70168 | 407436
2016-03-13 01:00 | 0.0037235 | 0.73542 | 406516
2016-03-13 02:00 | 0 | 0.72832 | 398876
2016-03-13 03:00 | 0 | 0.71238 | 386291
2016-03-13 04:00 | 0 | 0.69139 | 368389
2016-03-13 05:00 | 0 | 0.67363 | 351061
2016-03-13 06:00 | 0 | 0.65319 | 337314
2016-03-13 07:00 | 0 | 0.63266 | 327141
2016-03-13 08:00 | 0 | 0.60946 | 320515
2016-03-13 09:00 | 0 | 0.59104 | 318901
2016-03-13 10:00 | 0 | 0.57662 | 322082
2016-03-13 11:00 | 0 | 0.56483 | 327898
2016-03-13 12:00 | 0 | 0.5569 | 336578
2016-03-13 13:00 | 0.038929 | 0.48819 | 349873
2016-03-13 14:00 | 0.38529 | 0.34702 | 364303
2016-03-13 15:00 | 0.64333 | 0.39527 | 374745
2016-03-13 16:00 | 0.69867 | 0.45426 | 383345
2016-03-13 17:00 | 0.70543 | 0.4422 | 389604
2016-03-13 18:00 | 0.69184 | 0.41204 | 392033
2016-03-13 19:00 | 0.67866 | 0.37987 | 392600
2016-03-13 20:00 | 0.67323 | 0.34786 | 394457
2016-03-13 21:00 | 0.6546 | 0.31132 | 398498
2016-03-13 22:00 | 0.60037 | 0.27136 | 402033
2016-03-13 23:00 | 0.43451 | 0.27713 | 407399
2016-03-14 | 0.14794 | 0.31482 | 415290
2016-03-14 01:00 | 0.0027356 | 0.30293 | 416415
2016-03-14 02:00 | 0 | 0.29092 | 404724
2016-03-14 03:00 | 0 | 0.29471 | 385037
2016-03-14 04:00 | 0 | 0.328 | 361989
2016-03-14 05:00 | 0 | 0.37479 | 343022
2016-03-14 06:00 | 0 | 0.42008 | 331889
2016-03-14 07:00 | 0 | 0.45851 | 325049
2016-03-14 08:00 | 0 | 0.48875 | 326183
2016-03-14 09:00 | 0 | 0.49678 | 338931
2016-03-14 10:00 | 0 | 0.48907 | 362356
2016-03-14 11:00 | 0 | 0.47805 | 391876
2016-03-14 12:00 | 0 | 0.4737 | 409185
2016-03-14 13:00 | 0.053779 | 0.4269 | 420455
2016-03-14 14:00 | 0.43357 | 0.27303 | 429944
2016-03-14 15:00 | 0.69362 | 0.29614 | 437125
2016-03-14 16:00 | 0.75528 | 0.40314 | 440561
2016-03-14 17:00 | 0.75408 | 0.4741 | 443657
2016-03-14 18:00 | 0.74156 | 0.52224 | 446603
2016-03-14 19:00 | 0.73278 | 0.56116 | 448872
2016-03-14 20:00 | 0.73783 | 0.58736 | 450737
2016-03-14 21:00 | 0.74096 | 0.60931 | 452592
2016-03-14 22:00 | 0.70591 | 0.63172 | 452529
2016-03-14 23:00 | 0.56412 | 0.71782 | 452786
2016-03-15 | 0.24784 | 0.78369 | 455067
2016-03-15 01:00 | 0.0061384 | 0.82067 | 447983
2016-03-15 02:00 | 0 | 0.83519 | 428966
2016-03-15 03:00 | 0 | 0.83807 | 406413
2016-03-15 04:00 | 0 | 0.82654 | 382353
2016-03-15 05:00 | 0 | 0.82008 | 362173
2016-03-15 06:00 | 0 | 0.81076 | 348585
2016-03-15 07:00 | 0 | 0.79627 | 339980
2016-03-15 08:00 | 0 | 0.78189 | 339086
2016-03-15 09:00 | 0 | 0.77934 | 347259
2016-03-15 10:00 | 0 | 0.77455 | 373132
2016-03-15 11:00 | 0 | 0.77782 | 400253
2016-03-15 12:00 | 0 | 0.7734 | 413051
2016-03-15 13:00 | 0.053515 | 0.6574 | 421080
2016-03-15 14:00 | 0.47503 | 0.60562 | 429798
2016-03-15 15:00 | 0.73549 | 0.74608 | 434747
2016-03-15 16:00 | 0.7801 | 0.77564 | 438744
2016-03-15 17:00 | 0.77681 | 0.79015 | 442489
2016-03-15 18:00 | 0.76364 | 0.79969 | 445272
2016-03-15 19:00 | 0.75486 | 0.81184 | 447216
2016-03-15 20:00 | 0.758 | 0.82153 | 450355
2016-03-15 21:00 | 0.74916 | 0.8125 | 453096
2016-03-15 22:00 | 0.70144 | 0.77998 | 451827
2016-03-15 23:00 | 0.55984 | 0.74618 | 453300
2016-03-16 | 0.24383 | 0.76933 | 457078
2016-03-16 01:00 | 0.0086333 | 0.7697 | 450176
2016-03-16 02:00 | 0 | 0.75443 | 429895
2016-03-16 03:00 | 0 | 0.73482 | 405990
2016-03-16 04:00 | 0 | 0.71702 | 381536
2016-03-16 05:00 | 0 | 0.70932 | 362804
2016-03-16 06:00 | 0 | 0.70321 | 348463
2016-03-16 07:00 | 0 | 0.69643 | 340052
2016-03-16 08:00 | 0 | 0.69303 | 338483
2016-03-16 09:00 | 0 | 0.69117 | 347356
2016-03-16 10:00 | 0 | 0.68905 | 373130
2016-03-16 11:00 | 0 | 0.68594 | 399637
2016-03-16 12:00 | 0 | 0.677 | 411341
2016-03-16 13:00 | 0.05746 | 0.53087 | 418427
2016-03-16 14:00 | 0.47333 | 0.45518 | 426785
2016-03-16 15:00 | 0.79082 | 0.59434 | 430950
2016-03-16 16:00 | 0.82335 | 0.64398 | 433247
2016-03-16 17:00 | 0.81053 | 0.6515 | 436321
2016-03-16 18:00 | 0.79263 | 0.65144 | 440033
2016-03-16 19:00 | 0.77978 | 0.65346 | 441359
2016-03-16 20:00 | 0.78613 | 0.66255 | 442901
2016-03-16 21:00 | 0.78933 | 0.66644 | 445026
2016-03-16 22:00 | 0.75862 | 0.66123 | 443029
2016-03-16 23:00 | 0.60435 | 0.66257 | 444337
2016-03-17 | 0.2644 | 0.7068 | 450102
2016-03-17 01:00 | 0.0085605 | 0.74223 | 443752
2016-03-17 02:00 | 0 | 0.74649 | 425098
2016-03-17 03:00 | 0 | 0.71685 | 401834
2016-03-17 04:00 | 0 | 0.6628 | 379767
2016-03-17 05:00 | 0 | 0.61791 | 360361
2016-03-17 06:00 | 0 | 0.58389 | 347411
2016-03-17 07:00 | 0 | 0.56232 | 339963
2016-03-17 08:00 | 0 | 0.5424 | 339724
2016-03-17 09:00 | 0 | 0.52689 | 349694
2016-03-17 10:00 | 0 | 0.52401 | 376622
2016-03-17 11:00 | 0 | 0.51729 | 404862
2016-03-17 12:00 | 0 | 0.50015 | 416193
2016-03-17 13:00 | 0.099731 | 0.3482 | 422526
2016-03-17 14:00 | 0.47875 | 0.33009 | 428195
2016-03-17 15:00 | 0.79725 | 0.39627 | 431071
2016-03-17 16:00 | 0.82237 | 0.42243 | 431928
2016-03-17 17:00 | 0.80911 | 0.42359 | 433473
2016-03-17 18:00 | 0.79026 | 0.42043 | 433891
2016-03-17 19:00 | 0.77655 | 0.42063 | 433058
2016-03-17 20:00 | 0.78154 | 0.42222 | 432969
2016-03-17 21:00 | 0.78272 | 0.42391 | 433016
2016-03-17 22:00 | 0.748 | 0.42424 | 431528
2016-03-17 23:00 | 0.59449 | 0.43865 | 434635
2016-03-18 | 0.27421 | 0.49087 | 442171
2016-03-18 01:00 | 0.011316 | 0.51785 | 436010
2016-03-18 02:00 | 0 | 0.52282 | 419733
2016-03-18 03:00 | 0 | 0.51717 | 399149
2016-03-18 04:00 | 0 | 0.49515 | 378574
2016-03-18 05:00 | 0 | 0.4512 | 361172
2016-03-18 06:00 | 0 | 0.40726 | 348755
2016-03-18 07:00 | 0 | 0.37703 | 341577
2016-03-18 08:00 | 0 | 0.36461 | 341671
2016-03-18 09:00 | 0 | 0.35825 | 352041
2016-03-18 10:00 | 0 | 0.35313 | 378131
2016-03-18 11:00 | 0 | 0.34973 | 405393
2016-03-18 12:00 | 0 | 0.34107 | 416764
2016-03-18 13:00 | 0.072862 | 0.32077 | 422899
2016-03-18 14:00 | 0.43518 | 0.39003 | 428495
2016-03-18 15:00 | 0.75057 | 0.40952 | 430735
2016-03-18 16:00 | 0.79603 | 0.40156 | 430355
2016-03-18 17:00 | 0.80112 | 0.39095 | 430978
2016-03-18 18:00 | 0.79018 | 0.38826 | 430776
2016-03-18 19:00 | 0.78163 | 0.39922 | 429869
2016-03-18 20:00 | 0.79105 | 0.42106 | 427879
2016-03-18 21:00 | 0.79668 | 0.44126 | 426015
2016-03-18 22:00 | 0.76915 | 0.45503 | 423443
2016-03-18 23:00 | 0.62519 | 0.46091 | 426392
2016-03-19 | 0.27656 | 0.46484 | 431619
2016-03-19 01:00 | 0.012481 | 0.44399 | 426822
2016-03-19 02:00 | 0 | 0.41875 | 415031
2016-03-19 03:00 | 0 | 0.39998 | 397357
2016-03-19 04:00 | 0 | 0.37616 | 378153
2016-03-19 05:00 | 0 | 0.35257 | 362685
2016-03-19 06:00 | 0 | 0.33756 | 350609
2016-03-19 07:00 | 0 | 0.32685 | 342841
2016-03-19 08:00 | 0 | 0.32 | 340170
2016-03-19 09:00 | 0 | 0.31336 | 342388
2016-03-19 10:00 | 0 | 0.31341 | 351318
2016-03-19 11:00 | 0 | 0.31294 | 364242
2016-03-19 12:00 | 0 | 0.30395 | 379072
2016-03-19 13:00 | 0.11509 | 0.23649 | 393999
2016-03-19 14:00 | 0.4876 | 0.28939 | 404444
2016-03-19 15:00 | 0.77915 | 0.30229 | 407591
2016-03-19 16:00 | 0.81643 | 0.29401 | 406100
2016-03-19 17:00 | 0.81595 | 0.29552 | 401953
2016-03-19 18:00 | 0.79944 | 0.30878 | 396743
2016-03-19 19:00 | 0.78565 | 0.32631 | 392100
2016-03-19 20:00 | 0.78846 | 0.34131 | 390815
2016-03-19 21:00 | 0.78527 | 0.35024 | 392401
2016-03-19 22:00 | 0.74493 | 0.34812 | 394474
2016-03-19 23:00 | 0.57647 | 0.33534 | 401004
2016-03-20 | 0.25255 | 0.40094 | 411271
2016-03-20 01:00 | 0.013666 | 0.46782 | 411596
2016-03-20 02:00 | 0 | 0.46235 | 403284
2016-03-20 03:00 | 0 | 0.43094 | 390083
2016-03-20 04:00 | 0 | 0.39478 | 375309
2016-03-20 05:00 | 0 | 0.37225 | 362490
2016-03-20 06:00 | 0 | 0.3551 | 352719
2016-03-20 07:00 | 0 | 0.34449 | 346932
2016-03-20 08:00 | 0 | 0.3403 | 344382
2016-03-20 09:00 | 0 | 0.33353 | 347241
2016-03-20 10:00 | 0 | 0.32019 | 354367
2016-03-20 11:00 | 0 | 0.30562 | 366569
2016-03-20 12:00 | 0 | 0.27782 | 380362
2016-03-20 13:00 | 0.10565 | 0.1628 | 392900
2016-03-20 14:00 | 0.47482 | 0.13865 | 399596
2016-03-20 15:00 | 0.7565 | 0.11809 | 400534
2016-03-20 16:00 | 0.82762 | 0.10343 | 400810
2016-03-20 17:00 | 0.82344 | 0.088605 | 400102
2016-03-20 18:00 | 0.80854 | 0.080349 | 397444
2016-03-20 19:00 | 0.7974 | 0.078568 | 395478
2016-03-20 20:00 | 0.8028 | 0.079986 | 395877
2016-03-20 21:00 | 0.80291 | 0.080602 | 399662
2016-03-20 22:00 | 0.77442 | 0.076762 | 405572
2016-03-20 23:00 | 0.62439 | 0.10153 | 416082
2016-03-21 | 0.28832 | 0.2049 | 427870
2016-03-21 01:00 | 0.013208 | 0.37275 | 429768
2016-03-21 02:00 | 0 | 0.51933 | 419224
2016-03-21 03:00 | 0 | 0.60119 | 404100
2016-03-21 04:00 | 0 | 0.65206 | 386926
2016-03-21 05:00 | 0 | 0.67689 | 374439
2016-03-21 06:00 | 0 | 0.68924 | 366584
2016-03-21 07:00 | 0 | 0.70114 | 363565
2016-03-21 08:00 | 0 | 0.70856 | 367334
2016-03-21 09:00 | 0 | 0.69639 | 382061
2016-03-21 10:00 | 0 | 0.67715 | 414117
2016-03-21 11:00 | 0 | 0.66263 | 446242
2016-03-21 12:00 | 0 | 0.63804 | 459193
2016-03-21 13:00 | 0.084603 | 0.45243 | 458799
2016-03-21 14:00 | 0.47507 | 0.3878 | 454396
2016-03-21 15:00 | 0.67852 | 0.5317 | 448158
2016-03-21 16:00 | 0.73233 | 0.56957 | 440472
2016-03-21 17:00 | 0.73682 | 0.60291 | 433201
2016-03-21 18:00 | 0.72393 | 0.62105 | 426170
2016-03-21 19:00 | 0.71196 | 0.62974 | 420613
2016-03-21 20:00 | 0.70515 | 0.6337 | 417130
2016-03-21 21:00 | 0.68263 | 0.64065 | 417140
2016-03-21 22:00 | 0.61868 | 0.65108 | 419473
2016-03-21 23:00 | 0.48144 | 0.72125 | 429597
2016-03-22 | 0.20562 | 0.80819 | 443841
2016-03-22 01:00 | 0.013768 | 0.82556 | 443516
2016-03-22 02:00 | 0 | 0.80536 | 429343
2016-03-22 03:00 | 0 | 0.77631 | 409902
2016-03-22 04:00 | 0 | 0.75002 | 391147
2016-03-22 05:00 | 0 | 0.72676 | 378205
2016-03-22 06:00 | 0 | 0.71103 | 369958
2016-03-22 07:00 | 0 | 0.69644 | 367249
2016-03-22 08:00 | 0 | 0.67779 | 370148
2016-03-22 09:00 | 0 | 0.64854 | 384088
2016-03-22 10:00 | 0 | 0.62374 | 415444
2016-03-22 11:00 | 0 | 0.60372 | 444966
2016-03-22 12:00 | 0 | 0.58099 | 452497
2016-03-22 13:00 | 0.06923 | 0.48642 | 447072
2016-03-22 14:00 | 0.39707 | 0.41342 | 440164
2016-03-22 15:00 | 0.6225 | 0.40253 | 433376
2016-03-22 16:00 | 0.70842 | 0.42884 | 426274
2016-03-22 17:00 | 0.72425 | 0.44559 | 419962
2016-03-22 18:00 | 0.72324 | 0.45445 | 415490
2016-03-22 19:00 | 0.71969 | 0.472 | 410986
2016-03-22 20:00 | 0.72235 | 0.49698 | 408946
2016-03-22 21:00 | 0.7125 | 0.52396 | 409661
2016-03-22 22:00 | 0.65709 | 0.55496 | 411033
2016-03-22 23:00 | 0.54225 | 0.61616 | 417740
2016-03-23 | 0.27768 | 0.7139 | 429407
2016-03-23 01:00 | 0.024288 | 0.76447 | 427410
2016-03-23 02:00 | 0 | 0.77784 | 412169
2016-03-23 03:00 | 0 | 0.78309 | 392077
2016-03-23 04:00 | 0 | 0.78837 | 371435
2016-03-23 05:00 | 0 | 0.78503 | 355275
2016-03-23 06:00 | 0 | 0.77687 | 344743
2016-03-23 07:00 | 0 | 0.77337 | 338507
2016-03-23 08:00 | 0 | 0.77586 | 340284
2016-03-23 09:00 | 0 | 0.77125 | 351735
2016-03-23 10:00 | 0 | 0.7618 | 379557
2016-03-23 11:00 | 0 | 0.75988 | 406573
2016-03-23 12:00 | 9.67e-08 | 0.75883 | 417572
2016-03-23 13:00 | 0.097658 | 0.7442 | 420523
2016-03-23 14:00 | 0.43713 | 0.74006 | 423590
2016-03-23 15:00 | 0.69325 | 0.75738 | 423947
2016-03-23 16:00 | 0.78223 | 0.75533 | 421960
2016-03-23 17:00 | 0.78927 | 0.74865 | 421085
2016-03-23 18:00 | 0.7785 | 0.74016 | 420827
2016-03-23 19:00 | 0.76859 | 0.73868 | 420457
2016-03-23 20:00 | 0.77106 | 0.74345 | 421559
2016-03-23 21:00 | 0.76589 | 0.74666 | 423750
2016-03-23 22:00 | 0.73655 | 0.74369 | 424144
2016-03-23 23:00 | 0.61953 | 0.74081 | 428453
2016-03-24 | 0.35409 | 0.73479 | 436285
2016-03-24 01:00 | 0.02771 | 0.72463 | 431813
2016-03-24 02:00 | 0 | 0.70202 | 415184
2016-03-24 03:00 | 0 | 0.68986 | 393248
2016-03-24 04:00 | 0 | 0.69006 | 370780
2016-03-24 05:00 | 0 | 0.71397 | 353765
2016-03-24 06:00 | 0 | 0.74072 | 342199
2016-03-24 07:00 | 0 | 0.74874 | 335265
2016-03-24 08:00 | 0 | 0.74416 | 334414
2016-03-24 09:00 | 0 | 0.73375 | 344570
2016-03-24 10:00 | 0 | 0.71309 | 369985
2016-03-24 11:00 | 0 | 0.6831 | 397052
2016-03-24 12:00 | 2.26e-06 | 0.64913 | 410677
2016-03-24 13:00 | 0.12014 | 0.53282 | 417690
2016-03-24 14:00 | 0.51547 | 0.51032 | 424441
2016-03-24 15:00 | 0.81388 | 0.50454 | 426778
2016-03-24 16:00 | 0.85689 | 0.47485 | 426376
2016-03-24 17:00 | 0.85134 | 0.43961 | 425775
2016-03-24 18:00 | 0.83046 | 0.40342 | 424162
2016-03-24 19:00 | 0.81321 | 0.36747 | 422130
2016-03-24 20:00 | 0.81334 | 0.33007 | 421635
2016-03-24 21:00 | 0.8064 | 0.29549 | 422036
2016-03-24 22:00 | 0.76854 | 0.26655 | 421562
2016-03-24 23:00 | 0.64181 | 0.25429 | 424048
2016-03-25 | 0.33885 | 0.33479 | 429148
2016-03-25 01:00 | 0.029002 | 0.42032 | 426822
2016-03-25 02:00 | 0 | 0.49966 | 411393
2016-03-25 03:00 | 0 | 0.55927 | 391348
2016-03-25 04:00 | 0 | 0.58994 | 370618
2016-03-25 05:00 | 0 | 0.59172 | 353765
2016-03-25 06:00 | 0 | 0.57554 | 342034
2016-03-25 07:00 | 0 | 0.55317 | 335251
2016-03-25 08:00 | 0 | 0.53047 | 334299
2016-03-25 09:00 | 0 | 0.51296 | 340714
2016-03-25 10:00 | 0 | 0.50189 | 358380
2016-03-25 11:00 | 0 | 0.50086 | 380796
2016-03-25 12:00 | 4.3e-06 | 0.48732 | 397205
2016-03-25 13:00 | 0.10721 | 0.32589 | 410507
2016-03-25 14:00 | 0.50987 | 0.29951 | 419029
2016-03-25 15:00 | 0.74584 | 0.45695 | 420350
2016-03-25 16:00 | 0.78028 | 0.47915 | 417424
2016-03-25 17:00 | 0.78702 | 0.46711 | 413151
2016-03-25 18:00 | 0.77783 | 0.45696 | 409258
2016-03-25 19:00 | 0.76559 | 0.4523 | 405291
2016-03-25 20:00 | 0.76501 | 0.45435 | 402461
2016-03-25 21:00 | 0.75487 | 0.47036 | 401640
2016-03-25 22:00 | 0.71053 | 0.49718 | 399619
2016-03-25 23:00 | 0.59164 | 0.55468 | 400658
2016-03-26 | 0.32189 | 0.64549 | 407842
2016-03-26 01:00 | 0.030742 | 0.66823 | 406429
2016-03-26 02:00 | 0 | 0.66325 | 396327
2016-03-26 03:00 | 0 | 0.64395 | 381589
2016-03-26 04:00 | 0 | 0.60896 | 365218
2016-03-26 05:00 | 0 | 0.57102 | 350691
2016-03-26 06:00 | 0 | 0.53582 | 340886
2016-03-26 07:00 | 0 | 0.50615 | 333906
2016-03-26 08:00 | 0 | 0.48604 | 331611
2016-03-26 09:00 | 0 | 0.46936 | 334220
2016-03-26 10:00 | 0 | 0.45182 | 342424
2016-03-26 11:00 | 0 | 0.43857 | 354664
2016-03-26 12:00 | 1.08e-05 | 0.40699 | 369423
2016-03-26 13:00 | 0.099074 | 0.34338 | 382245
2016-03-26 14:00 | 0.48158 | 0.35949 | 389687
2016-03-26 15:00 | 0.75002 | 0.35343 | 391379
2016-03-26 16:00 | 0.78258 | 0.31691 | 389794
2016-03-26 17:00 | 0.7895 | 0.27984 | 385681
2016-03-26 18:00 | 0.77981 | 0.25716 | 381045
2016-03-26 19:00 | 0.76697 | 0.24441 | 378689
2016-03-26 20:00 | 0.76149 | 0.2371 | 378613
2016-03-26 21:00 | 0.74797 | 0.23025 | 380015
2016-03-26 22:00 | 0.70987 | 0.2299 | 382175
2016-03-26 23:00 | 0.59783 | 0.254 | 387402
2016-03-27 | 0.34871 | 0.34118 | 397354
2016-03-27 01:00 | 0.032405 | 0.39886 | 397754
2016-03-27 02:00 | 0 | 0.42624 | 389218
2016-03-27 03:00 | 0 | 0.4471 | 375683
2016-03-27 04:00 | 0 | 0.45505 | 359203
2016-03-27 05:00 | 0 | 0.46959 | 343173
2016-03-27 06:00 | 0 | 0.48635 | 331201
2016-03-27 07:00 | 0 | 0.49493 | 323577
2016-03-27 08:00 | 0 | 0.50239 | 320006
2016-03-27 09:00 | 0 | 0.50656 | 321002
2016-03-27 10:00 | 0 | 0.5027 | 326695
2016-03-27 11:00 | 0 | 0.48262 | 335550
2016-03-27 12:00 | 1.96e-05 | 0.44359 | 350038
2016-03-27 13:00 | 0.17421 | 0.2946 | 364893
2016-03-27 14:00 | 0.53376 | 0.22449 | 373526
2016-03-27 15:00 | 0.75593 | 0.22582 | 376118
2016-03-27 16:00 | 0.82464 | 0.20706 | 376696
2016-03-27 17:00 | 0.83248 | 0.18389 | 374050
2016-03-27 18:00 | 0.81661 | 0.17155 | 369424
2016-03-27 19:00 | 0.80371 | 0.1685 | 366593
2016-03-27 20:00 | 0.80266 | 0.1712 | 365917
2016-03-27 21:00 | 0.79372 | 0.17163 | 366194
2016-03-27 22:00 | 0.75906 | 0.16203 | 369738
2016-03-27 23:00 | 0.6291 | 0.14563 | 378549
2016-03-28 | 0.33293 | 0.17874 | 389831
2016-03-28 01:00 | 0.027293 | 0.26863 | 391812
2016-03-28 02:00 | 0 | 0.39423 | 382930
2016-03-28 03:00 | 0 | 0.51946 | 368065
2016-03-28 04:00 | 0 | 0.61095 | 350485
2016-03-28 05:00 | 0 | 0.65118 | 337077
2016-03-28 06:00 | 0 | 0.66844 | 328173
2016-03-28 07:00 | 0 | 0.667 | 323301
2016-03-28 08:00 | 0 | 0.65077 | 324491
2016-03-28 09:00 | 0 | 0.61352 | 337024
2016-03-28 10:00 | 0 | 0.57211 | 363343
2016-03-28 11:00 | 0 | 0.53721 | 392770
2016-03-28 12:00 | 3.59e-05 | 0.49832 | 410892
2016-03-28 13:00 | 0.15934 | 0.28412 | 421543
2016-03-28 14:00 | 0.45115 | 0.16615 | 429601
2016-03-28 15:00 | 0.62947 | 0.25324 | 432761
2016-03-28 16:00 | 0.67901 | 0.3432 | 432650
2016-03-28 17:00 | 0.69209 | 0.36358 | 432249
2016-03-28 18:00 | 0.68845 | 0.36643 | 431364
2016-03-28 19:00 | 0.67649 | 0.37254 | 429831
2016-03-28 20:00 | 0.66255 | 0.38502 | 428490
2016-03-28 21:00 | 0.63301 | 0.40629 | 429216
2016-03-28 22:00 | 0.57622 | 0.44064 | 428639
2016-03-28 23:00 | 0.45245 | 0.53313 | 430926
2016-03-29 | 0.22162 | 0.72946 | 437328
2016-03-29 01:00 | 0.025598 | 0.81475 | 433906
2016-03-29 02:00 | 0 | 0.84275 | 417820
2016-03-29 03:00 | 0 | 0.84903 | 396910
2016-03-29 04:00 | 0 | 0.83263 | 375069
2016-03-29 05:00 | 0 | 0.80619 | 359006
2016-03-29 06:00 | 0 | 0.77068 | 348076
2016-03-29 07:00 | 0 | 0.72998 | 342509
2016-03-29 08:00 | 0 | 0.69392 | 342496
2016-03-29 09:00 | 0 | 0.66328 | 353594
2016-03-29 10:00 | 0 | 0.64833 | 381057
2016-03-29 11:00 | 0 | 0.6392 | 409016
2016-03-29 12:00 | 2.38e-05 | 0.61178 | 421276
2016-03-29 13:00 | 0.11542 | 0.44337 | 426116
2016-03-29 14:00 | 0.42148 | 0.4269 | 430112
2016-03-29 15:00 | 0.63324 | 0.57523 | 429882
2016-03-29 16:00 | 0.69179 | 0.62286 | 426445
2016-03-29 17:00 | 0.7061 | 0.65843 | 423530
2016-03-29 18:00 | 0.6982 | 0.68548 | 419707
2016-03-29 19:00 | 0.68492 | 0.70206 | 414668
2016-03-29 20:00 | 0.66905 | 0.7107 | 411618
2016-03-29 21:00 | 0.63515 | 0.71961 | 410978
2016-03-29 22:00 | 0.55425 | 0.74026 | 411659
2016-03-29 23:00 | 0.4037 | 0.76524 | 416763
2016-03-30 | 0.21613 | 0.77773 | 428876
2016-03-30 01:00 | 0.028195 | 0.77974 | 426869
2016-03-30 02:00 | 0 | 0.7737 | 411229
2016-03-30 03:00 | 0 | 0.76011 | 391943
2016-03-30 04:00 | 0 | 0.73758 | 373299
2016-03-30 05:00 | 0 | 0.71201 | 358903
2016-03-30 06:00 | 0 | 0.68761 | 348692
2016-03-30 07:00 | 0 | 0.65931 | 343985
2016-03-30 08:00 | 0 | 0.64154 | 345324
2016-03-30 09:00 | 0 | 0.63297 | 354962
2016-03-30 10:00 | 0 | 0.63587 | 382679
2016-03-30 11:00 | 0 | 0.63763 | 409373
2016-03-30 12:00 | 2.25e-05 | 0.62837 | 419980
2016-03-30 13:00 | 0.11639 | 0.51875 | 423396
2016-03-30 14:00 | 0.4599 | 0.48637 | 425989
2016-03-30 15:00 | 0.70717 | 0.50785 | 425878
2016-03-30 16:00 | 0.7562 | 0.53168 | 423641
2016-03-30 17:00 | 0.75533 | 0.5393 | 422023
2016-03-30 18:00 | 0.74534 | 0.54699 | 419795
2016-03-30 19:00 | 0.73461 | 0.54985 | 420096
2016-03-30 20:00 | 0.73137 | 0.55505 | 419362
2016-03-30 21:00 | 0.71963 | 0.56184 | 420230
2016-03-30 22:00 | 0.68629 | 0.5592 | 421131
2016-03-30 23:00 | 0.57512 | 0.56433 | 425611
2016-03-31 | 0.33737 | 0.60333 | 434380
2016-03-31 01:00 | 0.048423 | 0.61564 | 429456
2016-03-31 02:00 | 0 | 0.61699 | 412312
2016-03-31 03:00 | 0 | 0.62069 | 392062
2016-03-31 04:00 | 0 | 0.62931 | 370608
2016-03-31 05:00 | 0 | 0.63467 | 354013
2016-03-31 06:00 | 0 | 0.63147 | 341985
2016-03-31 07:00 | 0 | 0.61948 | 334931
2016-03-31 08:00 | 0 | 0.61723 | 334585
2016-03-31 09:00 | 0 | 0.60244 | 343135
2016-03-31 10:00 | 0 | 0.58083 | 366257
2016-03-31 11:00 | 0 | 0.56716 | 392250
2016-03-31 12:00 | 8.57e-05 | 0.54355 | 405935
2016-03-31 13:00 | 0.17681 | 0.48078 | 415097
2016-03-31 14:00 | 0.51824 | 0.55387 | 424306
2016-03-31 15:00 | 0.7487 | 0.57016 | 429177
2016-03-31 16:00 | 0.80985 | 0.57258 | 430678
2016-03-31 17:00 | 0.80772 | 0.57002 | 432261
2016-03-31 18:00 | 0.78671 | 0.56939 | 433513
2016-03-31 19:00 | 0.76381 | 0.57165 | 433019
2016-03-31 20:00 | 0.74799 | 0.57893 | 433947
2016-03-31 21:00 | 0.7194 | 0.58571 | 435573
2016-03-31 22:00 | 0.65811 | 0.59 | 434337
2016-03-31 23:00 | 0.53924 | 0.58517 | 435426
2016-04-01 | 0.31714 | 0.5966 | 439296
2016-04-01 01:00 | 0.051001 | 0.65921 | 434590
2016-04-01 02:00 | 1.72e-07 | 0.67166 | 417220
2016-04-01 03:00 | 0 | 0.65244 | 396361
2016-04-01 04:00 | 0 | 0.63952 | 373765
2016-04-01 05:00 | 0 | 0.62403 | 355606
2016-04-01 06:00 | 0 | 0.60046 | 342598
2016-04-01 07:00 | 0 | 0.5832 | 334101
2016-04-01 08:00 | 0 | 0.56041 | 332912
2016-04-01 09:00 | 0 | 0.54163 | 340789
2016-04-01 10:00 | 0 | 0.53431 | 363022
2016-04-01 11:00 | 0 | 0.52717 | 389519
2016-04-01 12:00 | 2.88e-05 | 0.48394 | 404981
2016-04-01 13:00 | 0.11849 | 0.42564 | 416209
2016-04-01 14:00 | 0.50643 | 0.53191 | 425683
2016-04-01 15:00 | 0.71205 | 0.55328 | 430139
2016-04-01 16:00 | 0.80358 | 0.53229 | 430453
2016-04-01 17:00 | 0.80649 | 0.52367 | 429766
2016-04-01 18:00 | 0.79711 | 0.53685 | 427550
2016-04-01 19:00 | 0.78676 | 0.57278 | 424573
2016-04-01 20:00 | 0.79112 | 0.6198 | 421807
2016-04-01 21:00 | 0.79026 | 0.65705 | 419340
2016-04-01 22:00 | 0.76968 | 0.661 | 415624
2016-04-01 23:00 | 0.66955 | 0.61496 | 414611
2016-04-02 | 0.43002 | 0.58274 | 419217
2016-04-02 01:00 | 0.057277 | 0.61196 | 416423
2016-04-02 02:00 | 4.28e-07 | 0.6101 | 404928
2016-04-02 03:00 | 0 | 0.62194 | 388010
2016-04-02 04:00 | 0 | 0.63792 | 368271
2016-04-02 05:00 | 0 | 0.64176 | 353021
2016-04-02 06:00 | 0 | 0.64462 | 341050
2016-04-02 07:00 | 0 | 0.65186 | 332783
2016-04-02 08:00 | 0 | 0.66623 | 329988
2016-04-02 09:00 | 0 | 0.68346 | 333243
2016-04-02 10:00 | 0 | 0.70578 | 342208
2016-04-02 11:00 | 0 | 0.72345 | 355236
2016-04-02 12:00 | 0.00010103 | 0.70906 | 369959
2016-04-02 13:00 | 0.17573 | 0.4925 | 384596
2016-04-02 14:00 | 0.59396 | 0.37497 | 393724
2016-04-02 15:00 | 0.78576 | 0.42251 | 396754
2016-04-02 16:00 | 0.87259 | 0.47457 | 394001
2016-04-02 17:00 | 0.8741 | 0.45233 | 389895
2016-04-02 18:00 | 0.8589 | 0.41807 | 385511
2016-04-02 19:00 | 0.84832 | 0.3895 | 381717
2016-04-02 20:00 | 0.85337 | 0.37077 | 380927
2016-04-02 21:00 | 0.85416 | 0.35297 | 382002
2016-04-02 22:00 | 0.82824 | 0.33309 | 383591
2016-04-02 23:00 | 0.71102 | 0.29737 | 388056
2016-04-03 | 0.42536 | 0.32238 | 397214
2016-04-03 01:00 | 0.055891 | 0.38622 | 399248
2016-04-03 02:00 | 7.32e-08 | 0.47334 | 390446
2016-04-03 03:00 | 0 | 0.58523 | 377150
2016-04-03 04:00 | 0 | 0.72924 | 361280
2016-04-03 05:00 | 0 | 0.81261 | 347844
2016-04-03 06:00 | 0 | 0.8602 | 338151
2016-04-03 07:00 | 0 | 0.88614 | 332824
2016-04-03 08:00 | 0 | 0.89528 | 331348
2016-04-03 09:00 | 0 | 0.88984 | 333588
2016-04-03 10:00 | 0 | 0.87702 | 341431
2016-04-03 11:00 | 0 | 0.86846 | 351983
2016-04-03 12:00 | 9.98e-05 | 0.83597 | 364633
2016-04-03 13:00 | 0.17905 | 0.57106 | 374386
2016-04-03 14:00 | 0.56789 | 0.42557 | 378868
2016-04-03 15:00 | 0.74745 | 0.56184 | 378196
2016-04-03 16:00 | 0.84739 | 0.65207 | 377267
2016-04-03 17:00 | 0.84977 | 0.6765 | 375638
2016-04-03 18:00 | 0.83207 | 0.68132 | 373692
2016-04-03 19:00 | 0.81972 | 0.68431 | 372138
2016-04-03 20:00 | 0.82077 | 0.68366 | 374893
2016-04-03 21:00 | 0.81629 | 0.68391 | 380097
2016-04-03 22:00 | 0.77984 | 0.67603 | 386300
2016-04-03 23:00 | 0.65318 | 0.67566 | 393963
2016-04-04 | 0.38197 | 0.70953 | 405691
2016-04-04 01:00 | 0.048543 | 0.75585 | 406544
2016-04-04 02:00 | 2.43e-06 | 0.75368 | 393610
2016-04-04 03:00 | 0 | 0.71619 | 376446
2016-04-04 04:00 | 0 | 0.65417 | 357190
2016-04-04 05:00 | 0 | 0.58642 | 342504
2016-04-04 06:00 | 0 | 0.53003 | 332944
2016-04-04 07:00 | 0 | 0.48581 | 327624
2016-04-04 08:00 | 0 | 0.45391 | 328757
2016-04-04 09:00 | 0 | 0.42258 | 342155
2016-04-04 10:00 | 0 | 0.40122 | 371782
2016-04-04 11:00 | 0 | 0.39269 | 399995
2016-04-04 12:00 | 0.00010661 | 0.34851 | 411957
2016-04-04 13:00 | 0.22007 | 0.19413 | 417396
2016-04-04 14:00 | 0.51159 | 0.12219 | 422326
2016-04-04 15:00 | 0.70158 | 0.13833 | 424961
2016-04-04 16:00 | 0.79367 | 0.15075 | 426317
2016-04-04 17:00 | 0.80543 | 0.14297 | 428527
2016-04-04 18:00 | 0.79267 | 0.14008 | 430624
2016-04-04 19:00 | 0.78025 | 0.14504 | 432786
2016-04-04 20:00 | 0.77527 | 0.15647 | 436918
2016-04-04 21:00 | 0.75925 | 0.17012 | 441503
2016-04-04 22:00 | 0.70977 | 0.19388 | 444042
2016-04-04 23:00 | 0.59772 | 0.26271 | 445816
2016-04-05 | 0.35436 | 0.53783 | 451312
2016-04-05 01:00 | 0.058307 | 0.72267 | 446412
2016-04-05 02:00 | 4.72e-06 | 0.80118 | 427575
2016-04-05 03:00 | 0 | 0.83682 | 404221
2016-04-05 04:00 | 0 | 0.85382 | 382051
2016-04-05 05:00 | 0 | 0.85653 | 364334
2016-04-05 06:00 | 0 | 0.84564 | 352651
2016-04-05 07:00 | 0 | 0.82941 | 345982
2016-04-05 08:00 | 0 | 0.81685 | 346231
2016-04-05 09:00 | 0 | 0.79776 | 359065
2016-04-05 10:00 | 0 | 0.78683 | 388043
2016-04-05 11:00 | 0 | 0.78126 | 415330
2016-04-05 12:00 | 0.0001286 | 0.74126 | 425343
2016-04-05 13:00 | 0.20167 | 0.60423 | 429582
2016-04-05 14:00 | 0.55182 | 0.64645 | 433786
2016-04-05 15:00 | 0.74602 | 0.78578 | 434652
2016-04-05 16:00 | 0.83219 | 0.82691 | 433606
2016-04-05 17:00 | 0.82441 | 0.81718 | 433699
2016-04-05 18:00 | 0.80344 | 0.8147 | 433874
2016-04-05 19:00 | 0.78887 | 0.81738 | 434463
2016-04-05 20:00 | 0.78866 | 0.81742 | 436496
2016-04-05 21:00 | 0.78236 | 0.82444 | 440088
2016-04-05 22:00 | 0.74996 | 0.83566 | 442738
2016-04-05 23:00 | 0.63945 | 0.84208 | 446832
2016-04-06 | 0.3941 | 0.85733 | 457670
2016-04-06 01:00 | 0.062109 | 0.85712 | 455270
2016-04-06 02:00 | 8.92e-06 | 0.8534 | 437545
2016-04-06 03:00 | 0 | 0.8522 | 414687
2016-04-06 04:00 | 0 | 0.84169 | 394336
2016-04-06 05:00 | 0 | 0.82836 | 377399
2016-04-06 06:00 | 0 | 0.82141 | 365727
2016-04-06 07:00 | 0 | 0.81901 | 359665
2016-04-06 08:00 | 0 | 0.81459 | 359740
2016-04-06 09:00 | 0 | 0.8111 | 370546
2016-04-06 10:00 | 0 | 0.80653 | 398678
2016-04-06 11:00 | 0 | 0.80685 | 423477
2016-04-06 12:00 | 0.00015019 | 0.78205 | 429642
2016-04-06 13:00 | 0.21234 | 0.66023 | 430930
2016-04-06 14:00 | 0.5942 | 0.75148 | 432890
2016-04-06 15:00 | 0.7966 | 0.7839 | 432338
2016-04-06 16:00 | 0.86568 | 0.77144 | 430134
2016-04-06 17:00 | 0.87043 | 0.76529 | 429355
2016-04-06 18:00 | 0.85462 | 0.7634 | 429714
2016-04-06 19:00 | 0.84124 | 0.76361 | 429632
2016-04-06 20:00 | 0.84157 | 0.76229 | 432251
2016-04-06 21:00 | 0.83644 | 0.75296 | 435366
2016-04-06 22:00 | 0.80668 | 0.72749 | 438344
2016-04-06 23:00 | 0.68773 | 0.6696 | 443182
2016-04-07 | 0.41791 | 0.62558 | 448526
2016-04-07 01:00 | 0.058264 | 0.57415 | 443024
2016-04-07 02:00 | 9.22e-06 | 0.54059 | 424750
2016-04-07 03:00 | 0 | 0.54152 | 401619
2016-04-07 04:00 | 0 | 0.57265 | 378658
2016-04-07 05:00 | 0 | 0.61934 | 361094
2016-04-07 06:00 | 0 | 0.67869 | 348949
2016-04-07 07:00 | 0 | 0.71883 | 342122
2016-04-07 08:00 | 0 | 0.73334 | 341886
2016-04-07 09:00 | 0 | 0.74586 | 350117
2016-04-07 10:00 | 0 | 0.7553 | 376991
2016-04-07 11:00 | 0 | 0.75134 | 403392
2016-04-07 12:00 | 0.00018077 | 0.70288 | 414841
2016-04-07 13:00 | 0.18455 | 0.51539 | 421774
2016-04-07 14:00 | 0.45268 | 0.57038 | 428430
2016-04-07 15:00 | 0.61169 | 0.67892 | 431891
2016-04-07 16:00 | 0.69391 | 0.69699 | 433514
2016-04-07 17:00 | 0.71785 | 0.69419 | 435105
2016-04-07 18:00 | 0.71653 | 0.69293 | 436583
2016-04-07 19:00 | 0.70349 | 0.69456 | 438358
2016-04-07 20:00 | 0.69156 | 0.69829 | 441584
2016-04-07 21:00 | 0.66178 | 0.70206 | 444346
2016-04-07 22:00 | 0.59484 | 0.70377 | 443858
2016-04-07 23:00 | 0.46479 | 0.70405 | 443415
2016-04-08 | 0.26294 | 0.73273 | 447159
2016-04-08 01:00 | 0.034304 | 0.81498 | 442404
2016-04-08 02:00 | 6.17e-06 | 0.79935 | 424868
2016-04-08 03:00 | 0 | 0.74673 | 402749
2016-04-08 04:00 | 0 | 0.66113 | 380965
2016-04-08 05:00 | 0 | 0.57212 | 363625
2016-04-08 06:00 | 0 | 0.49886 | 351875
2016-04-08 07:00 | 0 | 0.45246 | 345250
2016-04-08 08:00 | 0 | 0.42976 | 345398
2016-04-08 09:00 | 0 | 0.41255 | 355321
2016-04-08 10:00 | 0 | 0.40299 | 380433
2016-04-08 11:00 | 0 | 0.40403 | 404672
2016-04-08 12:00 | 0.00019621 | 0.37346 | 414752
2016-04-08 13:00 | 0.13043 | 0.28726 | 420576
2016-04-08 14:00 | 0.32893 | 0.35974 | 426123
2016-04-08 15:00 | 0.47923 | 0.40847 | 429033
2016-04-08 16:00 | 0.56504 | 0.40638 | 428742
2016-04-08 17:00 | 0.60355 | 0.39529 | 428449
2016-04-08 18:00 | 0.60945 | 0.38606 | 428302
2016-04-08 19:00 | 0.60158 | 0.37855 | 426825
2016-04-08 20:00 | 0.58587 | 0.3712 | 426716
2016-04-08 21:00 | 0.54238 | 0.36412 | 426130
2016-04-08 22:00 | 0.47103 | 0.35499 | 423852
2016-04-08 23:00 | 0.34663 | 0.34678 | 422141
2016-04-09 | 0.18013 | 0.40102 | 427867
2016-04-09 01:00 | 0.017252 | 0.58222 | 426624
2016-04-09 02:00 | 9.18e-08 | 0.65128 | 415274
2016-04-09 03:00 | 0 | 0.6558 | 399143
2016-04-09 04:00 | 0 | 0.62961 | 381061
2016-04-09 05:00 | 0 | 0.60126 | 367048
2016-04-09 06:00 | 0 | 0.58213 | 356187
2016-04-09 07:00 | 0 | 0.56636 | 349844
2016-04-09 08:00 | 0 | 0.55456 | 347363
2016-04-09 09:00 | 0 | 0.53678 | 351170
2016-04-09 10:00 | 0 | 0.52376 | 359217
2016-04-09 11:00 | 0 | 0.51988 | 369960
2016-04-09 12:00 | 0.0002203 | 0.50067 | 383239
2016-04-09 13:00 | 0.16668 | 0.49479 | 394503
2016-04-09 14:00 | 0.43552 | 0.50625 | 402159
2016-04-09 15:00 | 0.61325 | 0.53502 | 404535
2016-04-09 16:00 | 0.6776 | 0.56914 | 403425
2016-04-09 17:00 | 0.68742 | 0.60684 | 401764
2016-04-09 18:00 | 0.68223 | 0.64243 | 399211
2016-04-09 19:00 | 0.67524 | 0.67793 | 396576
2016-04-09 20:00 | 0.66736 | 0.70616 | 396480
2016-04-09 21:00 | 0.6397 | 0.73082 | 396600
2016-04-09 22:00 | 0.57814 | 0.74874 | 397334
2016-04-09 23:00 | 0.46216 | 0.76334 | 400185
2016-04-10 | 0.26481 | 0.82262 | 410290
2016-04-10 01:00 | 0.025691 | 0.88353 | 412863
2016-04-10 02:00 | 1.24e-07 | 0.91312 | 404305
2016-04-10 03:00 | 0 | 0.91207 | 391068
2016-04-10 04:00 | 0 | 0.8937 | 376051
2016-04-10 05:00 | 0 | 0.87162 | 363926
2016-04-10 06:00 | 0 | 0.84217 | 354621
2016-04-10 07:00 | 0 | 0.81261 | 348915
2016-04-10 08:00 | 0 | 0.78544 | 347315
2016-04-10 09:00 | 0 | 0.76987 | 348954
2016-04-10 10:00 | 0 | 0.75326 | 354885
2016-04-10 11:00 | 0 | 0.73253 | 362477
2016-04-10 12:00 | 0.0004577 | 0.64839 | 371109
2016-04-10 13:00 | 0.21617 | 0.51696 | 379666
2016-04-10 14:00 | 0.47058 | 0.58866 | 385109
2016-04-10 15:00 | 0.64559 | 0.62437 | 386806
2016-04-10 16:00 | 0.70336 | 0.61651 | 388802
2016-04-10 17:00 | 0.70245 | 0.59713 | 388882
2016-04-10 18:00 | 0.68632 | 0.5822 | 388785
2016-04-10 19:00 | 0.66099 | 0.57585 | 388616
2016-04-10 20:00 | 0.63296 | 0.57706 | 391078
2016-04-10 21:00 | 0.5837 | 0.58005 | 395313
2016-04-10 22:00 | 0.49806 | 0.58817 | 399719
2016-04-10 23:00 | 0.37786 | 0.61608 | 405711
2016-04-11 | 0.20409 | 0.68183 | 416358
2016-04-11 01:00 | 0.041129 | 0.72508 | 415376
2016-04-11 02:00 | 1.79e-06 | 0.69799 | 401510
2016-04-11 03:00 | 0 | 0.65286 | 383794
2016-04-11 04:00 | 0 | 0.62684 | 365234
2016-04-11 05:00 | 0 | 0.6089 | 350424
2016-04-11 06:00 | 0 | 0.60477 | 340447
2016-04-11 07:00 | 0 | 0.58893 | 335183
2016-04-11 08:00 | 0 | 0.57633 | 337219
2016-04-11 09:00 | 0 | 0.5399 | 348728
2016-04-11 10:00 | 0 | 0.49536 | 376332
2016-04-11 11:00 | 0 | 0.4863 | 402260
2016-04-11 12:00 | 0.0003739 | 0.42693 | 414026
2016-04-11 13:00 | 0.20326 | 0.42161 | 421216
2016-04-11 14:00 | 0.48129 | 0.46264 | 427489
2016-04-11 15:00 | 0.67303 | 0.45591 | 430492
2016-04-11 16:00 | 0.74956 | 0.42682 | 430721
2016-04-11 17:00 | 0.75109 | 0.39298 | 431134
2016-04-11 18:00 | 0.73532 | 0.36103 | 431481
2016-04-11 19:00 | 0.72218 | 0.33781 | 431842
2016-04-11 20:00 | 0.71725 | 0.32411 | 432855
2016-04-11 21:00 | 0.70064 | 0.31103 | 434795
2016-04-11 22:00 | 0.65612 | 0.29475 | 434879
2016-04-11 23:00 | 0.54715 | 0.27291 | 435622
2016-04-12 | 0.34327 | 0.30642 | 440493
2016-04-12 01:00 | 0.070271 | 0.44416 | 436390
2016-04-12 02:00 | 1.99e-05 | 0.52991 | 419168
2016-04-12 03:00 | 0 | 0.52932 | 396397
2016-04-12 04:00 | 0 | 0.51495 | 375364
2016-04-12 05:00 | 0 | 0.49538 | 357673
2016-04-12 06:00 | 0 | 0.46568 | 345682
2016-04-12 07:00 | 0 | 0.4359 | 339401
2016-04-12 08:00 | 0 | 0.41818 | 339616
2016-04-12 09:00 | 0 | 0.41676 | 349814
2016-04-12 10:00 | 0 | 0.41895 | 376869
2016-04-12 11:00 | 0 | 0.41919 | 402783
2016-04-12 12:00 | 0.00089368 | 0.3705 | 414108
2016-04-12 13:00 | 0.17864 | 0.23714 | 420206
2016-04-12 14:00 | 0.49726 | 0.28421 | 426478
2016-04-12 15:00 | 0.66926 | 0.31718 | 428627
2016-04-12 16:00 | 0.72638 | 0.31635 | 428801
2016-04-12 17:00 | 0.7205 | 0.30342 | 429079
2016-04-12 18:00 | 0.70355 | 0.28778 | 428016
2016-04-12 19:00 | 0.68628 | 0.27533 | 426659
2016-04-12 20:00 | 0.67266 | 0.26442 | 426407
2016-04-12 21:00 | 0.64645 | 0.25433 | 426789
2016-04-12 22:00 | 0.60005 | 0.24895 | 425314
2016-04-12 23:00 | 0.49889 | 0.27171 | 426837
2016-04-13 | 0.33825 | 0.39039 | 437655
2016-04-13 01:00 | 0.085677 | 0.5207 | 436961
2016-04-13 02:00 | 2.04e-05 | 0.54957 | 419995
2016-04-13 03:00 | 0 | 0.54558 | 397238
2016-04-13 04:00 | 0 | 0.53766 | 376195
2016-04-13 05:00 | 0 | 0.5279 | 360619
2016-04-13 06:00 | 0 | 0.51844 | 349758
2016-04-13 07:00 | 0 | 0.49861 | 344004
2016-04-13 08:00 | 0 | 0.47599 | 343734
2016-04-13 09:00 | 0 | 0.45023 | 355247
2016-04-13 10:00 | 0 | 0.41998 | 383845
2016-04-13 11:00 | 0 | 0.39182 | 408309
2016-04-13 12:00 | 0.0020192 | 0.315 | 416018
2016-04-13 13:00 | 0.22167 | 0.15617 | 419496
2016-04-13 14:00 | 0.56059 | 0.13761 | 422022
2016-04-13 15:00 | 0.72045 | 0.20522 | 422677
2016-04-13 16:00 | 0.78642 | 0.22584 | 421635
2016-04-13 17:00 | 0.78653 | 0.22622 | 421421
2016-04-13 18:00 | 0.77901 | 0.23298 | 420318
2016-04-13 19:00 | 0.77395 | 0.24309 | 419147
2016-04-13 20:00 | 0.77322 | 0.2514 | 419580
2016-04-13 21:00 | 0.76472 | 0.25162 | 420450
2016-04-13 22:00 | 0.72679 | 0.25585 | 420714
2016-04-13 23:00 | 0.6212 | 0.29751 | 423466
2016-04-14 | 0.42727 | 0.47007 | 433333
2016-04-14 01:00 | 0.10057 | 0.64702 | 431857
2016-04-14 02:00 | 6.1e-05 | 0.7007 | 415238
2016-04-14 03:00 | 0 | 0.69854 | 393102
2016-04-14 04:00 | 0 | 0.68032 | 373006
2016-04-14 05:00 | 0 | 0.65008 | 358223
2016-04-14 06:00 | 0 | 0.60878 | 347343
2016-04-14 07:00 | 0 | 0.56162 | 341993
2016-04-14 08:00 | 0 | 0.51381 | 341746
2016-04-14 09:00 | 0 | 0.46433 | 352742
2016-04-14 10:00 | 0 | 0.42398 | 380747
2016-04-14 11:00 | 0 | 0.39349 | 404590
2016-04-14 12:00 | 0.0011141 | 0.32985 | 413020
2016-04-14 13:00 | 0.27098 | 0.20115 | 416572
2016-04-14 14:00 | 0.60336 | 0.22237 | 420562
2016-04-14 15:00 | 0.75834 | 0.32117 | 422502
2016-04-14 16:00 | 0.83644 | 0.37763 | 423006
2016-04-14 17:00 | 0.83717 | 0.42074 | 424556
2016-04-14 18:00 | 0.82043 | 0.46297 | 425327
2016-04-14 19:00 | 0.80748 | 0.50692 | 425102
2016-04-14 20:00 | 0.80453 | 0.54742 | 425819
2016-04-14 21:00 | 0.79345 | 0.57883 | 426379
2016-04-14 22:00 | 0.75339 | 0.60199 | 425115
2016-04-14 23:00 | 0.65115 | 0.6402 | 426133
2016-04-15 | 0.43706 | 0.74127 | 434114
2016-04-15 01:00 | 0.111 | 0.83564 | 432498
2016-04-15 02:00 | 7.57e-05 | 0.84661 | 415650
2016-04-15 03:00 | 0 | 0.85185 | 394724
2016-04-15 04:00 | 0 | 0.84843 | 372955
2016-04-15 05:00 | 0 | 0.84553 | 354842
2016-04-15 06:00 | 0 | 0.83761 | 343301
2016-04-15 07:00 | 0 | 0.82272 | 337169
2016-04-15 08:00 | 0 | 0.79571 | 336380
2016-04-15 09:00 | 0 | 0.76189 | 347158
2016-04-15 10:00 | 0 | 0.73294 | 373539
2016-04-15 11:00 | 0 | 0.69513 | 396502
2016-04-15 12:00 | 0.0034037 | 0.58862 | 405688
2016-04-15 13:00 | 0.16054 | 0.52357 | 412042
2016-04-15 14:00 | 0.49417 | 0.61771 | 416745
2016-04-15 15:00 | 0.66086 | 0.66046 | 418833
2016-04-15 16:00 | 0.71855 | 0.64688 | 418523
2016-04-15 17:00 | 0.73569 | 0.63721 | 418123
2016-04-15 18:00 | 0.73355 | 0.64283 | 418358
2016-04-15 19:00 | 0.7183 | 0.65924 | 418101
2016-04-15 20:00 | 0.70388 | 0.67938 | 417358
2016-04-15 21:00 | 0.67667 | 0.69481 | 416596
2016-04-15 22:00 | 0.62613 | 0.701 | 413276
2016-04-15 23:00 | 0.53397 | 0.7115 | 410671
2016-04-16 | 0.37749 | 0.75017 | 414985
2016-04-16 01:00 | 0.12231 | 0.76881 | 414242
2016-04-16 02:00 | 0.00010106 | 0.75455 | 400649
2016-04-16 03:00 | 0 | 0.7585 | 382895
2016-04-16 04:00 | 0 | 0.75312 | 363855
2016-04-16 05:00 | 0 | 0.74624 | 347496
2016-04-16 06:00 | 0 | 0.73845 | 335417
2016-04-16 07:00 | 0 | 0.72318 | 327825
2016-04-16 08:00 | 0 | 0.71209 | 325337
2016-04-16 09:00 | 0 | 0.69997 | 327933
2016-04-16 10:00 | 0 | 0.68916 | 334746
2016-04-16 11:00 | 0 | 0.67881 | 344307
2016-04-16 12:00 | 0.0018635 | 0.60224 | 357102
2016-04-16 13:00 | 0.16762 | 0.57339 | 369331
2016-04-16 14:00 | 0.49969 | 0.63968 | 378117
2016-04-16 15:00 | 0.68417 | 0.6657 | 382861
2016-04-16 16:00 | 0.77828 | 0.68096 | 385141
2016-04-16 17:00 | 0.79122 | 0.69603 | 384341
2016-04-16 18:00 | 0.78715 | 0.70127 | 383770
2016-04-16 19:00 | 0.77712 | 0.70726 | 384101
2016-04-16 20:00 | 0.76714 | 0.70909 | 385462
2016-04-16 21:00 | 0.73931 | 0.7046 | 387085
2016-04-16 22:00 | 0.69085 | 0.68456 | 388102
2016-04-16 23:00 | 0.5908 | 0.65556 | 388037
2016-04-17 | 0.41113 | 0.65742 | 394464
2016-04-17 01:00 | 0.12968 | 0.66258 | 395190
2016-04-17 02:00 | 0.00012548 | 0.65354 | 384800
2016-04-17 03:00 | 0 | 0.64388 | 369347
2016-04-17 04:00 | 0 | 0.6317 | 351753
2016-04-17 05:00 | 0 | 0.61951 | 335850
2016-04-17 06:00 | 0 | 0.59545 | 324047
2016-04-17 07:00 | 0 | 0.57998 | 316631
2016-04-17 08:00 | 0 | 0.55458 | 313590
2016-04-17 09:00 | 0 | 0.51766 | 314738
2016-04-17 10:00 | 0 | 0.49117 | 318416
2016-04-17 11:00 | 0 | 0.45082 | 324666
2016-04-17 12:00 | 0.0023684 | 0.37376 | 336399
2016-04-17 13:00 | 0.19901 | 0.3534 | 348917
2016-04-17 14:00 | 0.54587 | 0.38593 | 357864
2016-04-17 15:00 | 0.70405 | 0.37404 | 363985
2016-04-17 16:00 | 0.80505 | 0.34147 | 369659
2016-04-17 17:00 | 0.82717 | 0.31923 | 373861
2016-04-17 18:00 | 0.8196 | 0.30737 | 377212
2016-04-17 19:00 | 0.80761 | 0.29301 | 380218
2016-04-17 20:00 | 0.80133 | 0.27275 | 385045
2016-04-17 21:00 | 0.7881 | 0.25564 | 391181
2016-04-17 22:00 | 0.74844 | 0.24939 | 396115
2016-04-17 23:00 | 0.63914 | 0.26376 | 399850
2016-04-18 | 0.43835 | 0.29972 | 409894
2016-04-18 01:00 | 0.13075 | 0.35169 | 410275
2016-04-18 02:00 | 0.00016177 | 0.38179 | 394431
2016-04-18 03:00 | 0 | 0.37136 | 373893
2016-04-18 04:00 | 0 | 0.34897 | 352812
2016-04-18 05:00 | 0 | 0.32591 | 335936
2016-04-18 06:00 | 0 | 0.31165 | 324461
2016-04-18 07:00 | 0 | 0.29576 | 317564
2016-04-18 08:00 | 0 | 0.28894 | 318785
2016-04-18 09:00 | 0 | 0.28546 | 330821
2016-04-18 10:00 | 0 | 0.28392 | 355668
2016-04-18 11:00 | 0 | 0.28355 | 379602
2016-04-18 12:00 | 0.0039937 | 0.25881 | 393054
2016-04-18 13:00 | 0.20565 | 0.26826 | 402340
2016-04-18 14:00 | 0.57841 | 0.26439 | 411514
2016-04-18 15:00 | 0.72253 | 0.24316 | 418575
2016-04-18 16:00 | 0.81743 | 0.23485 | 423926
2016-04-18 17:00 | 0.82913 | 0.23474 | 430108
2016-04-18 18:00 | 0.81733 | 0.24487 | 435650
2016-04-18 19:00 | 0.80246 | 0.25626 | 440894
2016-04-18 20:00 | 0.79279 | 0.25729 | 446123
2016-04-18 21:00 | 0.77718 | 0.24831 | 449708
2016-04-18 22:00 | 0.73503 | 0.24298 | 449607
2016-04-18 23:00 | 0.62733 | 0.24166 | 447482
2016-04-19 | 0.45737 | 0.25322 | 451741
2016-04-19 01:00 | 0.13595 | 0.30336 | 445831
2016-04-19 02:00 | 0.00019696 | 0.32861 | 423020
2016-04-19 03:00 | 0 | 0.32991 | 395905
2016-04-19 04:00 | 0 | 0.31199 | 370617
2016-04-19 05:00 | 0 | 0.28243 | 351081
2016-04-19 06:00 | 0 | 0.25672 | 335723
2016-04-19 07:00 | 0 | 0.22886 | 326292
2016-04-19 08:00 | 0 | 0.20421 | 324772
2016-04-19 09:00 | 0 | 0.18541 | 334201
2016-04-19 10:00 | 0 | 0.17092 | 357981
2016-04-19 11:00 | 0 | 0.16268 | 381298
2016-04-19 12:00 | 0.0025503 | 0.13141 | 394412
2016-04-19 13:00 | 0.19967 | 0.084687 | 403745
2016-04-19 14:00 | 0.51691 | 0.073524 | 412923
2016-04-19 15:00 | 0.70402 | 0.071202 | 420240
2016-04-19 16:00 | 0.78971 | 0.068328 | 426487
2016-04-19 17:00 | 0.80875 | 0.064811 | 433092
2016-04-19 18:00 | 0.8013 | 0.06398 | 439811
2016-04-19 19:00 | 0.79386 | 0.0648 | 444448
2016-04-19 20:00 | 0.79602 | 0.066871 | 449010
2016-04-19 21:00 | 0.78923 | 0.068844 | 451693
2016-04-19 22:00 | 0.7531 | 0.070701 | 450937
2016-04-19 23:00 | 0.65162 | 0.076637 | 448986
2016-04-20 | 0.46275 | 0.11121 | 453335
2016-04-20 01:00 | 0.12176 | 0.1861 | 447800
2016-04-20 02:00 | 0.00020668 | 0.23402 | 425207
2016-04-20 03:00 | 0 | 0.25121 | 398341
2016-04-20 04:00 | 0 | 0.25187 | 373790
2016-04-20 05:00 | 0 | 0.23794 | 354341
2016-04-20 06:00 | 0 | 0.21691 | 338967
2016-04-20 07:00 | 0 | 0.19507 | 329453
2016-04-20 08:00 | 0 | 0.17677 | 327697
2016-04-20 09:00 | 0 | 0.15895 | 335851
2016-04-20 10:00 | 0 | 0.14882 | 359277
2016-04-20 11:00 | 0 | 0.1469 | 381420
2016-04-20 12:00 | 0.0076499 | 0.1287 | 393612
2016-04-20 13:00 | 0.25342 | 0.096273 | 402045
2016-04-20 14:00 | 0.59384 | 0.098729 | 411489
2016-04-20 15:00 | 0.78705 | 0.11934 | 418261
2016-04-20 16:00 | 0.84991 | 0.13554 | 423595
2016-04-20 17:00 | 0.85635 | 0.14932 | 429865
2016-04-20 18:00 | 0.84193 | 0.16239 | 436060
2016-04-20 19:00 | 0.82932 | 0.1747 | 441806
2016-04-20 20:00 | 0.82803 | 0.1867 | 446836
2016-04-20 21:00 | 0.82069 | 0.19561 | 450042
2016-04-20 22:00 | 0.78901 | 0.19791 | 449574
2016-04-20 23:00 | 0.70119 | 0.1966 | 447815
2016-04-21 | 0.51878 | 0.23991 | 452475
2016-04-21 01:00 | 0.14967 | 0.31865 | 446707
2016-04-21 02:00 | 0.00035987 | 0.3468 | 424801
2016-04-21 03:00 | 0 | 0.34644 | 397449
2016-04-21 04:00 | 0 | 0.34975 | 372952
2016-04-21 05:00 | 0 | 0.3716 | 353450
2016-04-21 06:00 | 0 | 0.40424 | 339040
2016-04-21 07:00 | 0 | 0.42997 | 329104
2016-04-21 08:00 | 0 | 0.44773 | 328157
2016-04-21 09:00 | 0 | 0.46039 | 338269
2016-04-21 10:00 | 0 | 0.47882 | 361209
2016-04-21 11:00 | 0 | 0.49419 | 383770
2016-04-21 12:00 | 0.0057635 | 0.4099 | 396389
2016-04-21 13:00 | 0.29094 | 0.24134 | 406990
2016-04-21 14:00 | 0.62382 | 0.25667 | 416456
2016-04-21 15:00 | 0.79042 | 0.34257 | 422710
2016-04-21 16:00 | 0.85117 | 0.34891 | 427217
2016-04-21 17:00 | 0.85791 | 0.33697 | 432716
2016-04-21 18:00 | 0.84725 | 0.32441 | 438091
2016-04-21 19:00 | 0.8392 | 0.31646 | 441494
2016-04-21 20:00 | 0.84043 | 0.31259 | 445199
2016-04-21 21:00 | 0.83705 | 0.30897 | 446943
2016-04-21 22:00 | 0.80688 | 0.3029 | 444527
2016-04-21 23:00 | 0.71734 | 0.2789 | 442859
2016-04-22 | 0.533 | 0.3117 | 447196
2016-04-22 01:00 | 0.14704 | 0.44325 | 441770
2016-04-22 02:00 | 0.00042381 | 0.51347 | 422572
2016-04-22 03:00 | 0 | 0.53304 | 397667
2016-04-22 04:00 | 0 | 0.52236 | 372324
2016-04-22 05:00 | 0 | 0.49208 | 351972
2016-04-22 06:00 | 0 | 0.4536 | 337193
2016-04-22 07:00 | 0 | 0.42063 | 328530
2016-04-22 08:00 | 0 | 0.40198 | 326530
2016-04-22 09:00 | 0 | 0.39325 | 334964
2016-04-22 10:00 | 0 | 0.39244 | 357619
2016-04-22 11:00 | 0 | 0.3901 | 379900
2016-04-22 12:00 | 0.0071985 | 0.31451 | 394673
2016-04-22 13:00 | 0.3186 | 0.16989 | 406988
2016-04-22 14:00 | 0.60393 | 0.15033 | 418460
2016-04-22 15:00 | 0.7448 | 0.18001 | 427657
2016-04-22 16:00 | 0.7991 | 0.18271 | 433658
2016-04-22 17:00 | 0.80224 | 0.18586 | 439032
2016-04-22 18:00 | 0.78745 | 0.1943 | 442216
2016-04-22 19:00 | 0.77165 | 0.20443 | 444884
2016-04-22 20:00 | 0.76142 | 0.2144 | 446311
2016-04-22 21:00 | 0.73514 | 0.2274 | 444810
2016-04-22 22:00 | 0.67917 | 0.25186 | 438929
2016-04-22 23:00 | 0.58154 | 0.29567 | 432558
2016-04-23 | 0.39862 | 0.43193 | 430109
2016-04-23 01:00 | 0.10456 | 0.62344 | 425116
2016-04-23 02:00 | 0.00049221 | 0.71065 | 409918
2016-04-23 03:00 | 0 | 0.75652 | 389115
2016-04-23 04:00 | 0 | 0.77366 | 367121
2016-04-23 05:00 | 0 | 0.77071 | 349095
2016-04-23 06:00 | 0 | 0.75028 | 334518
2016-04-23 07:00 | 0 | 0.72311 | 324061
2016-04-23 08:00 | 0 | 0.70193 | 319655
2016-04-23 09:00 | 0 | 0.67834 | 319973
2016-04-23 10:00 | 0 | 0.65499 | 324738
2016-04-23 11:00 | 0 | 0.63 | 331488
2016-04-23 12:00 | 0.0096494 | 0.52392 | 347734
2016-04-23 13:00 | 0.25063 | 0.35653 | 364929
2016-04-23 14:00 | 0.57485 | 0.43199 | 378609
2016-04-23 15:00 | 0.74431 | 0.51652 | 387838
2016-04-23 16:00 | 0.81847 | 0.5447 | 393458
2016-04-23 17:00 | 0.8291 | 0.56337 | 396452
2016-04-23 18:00 | 0.81604 | 0.59774 | 399233
2016-04-23 19:00 | 0.79841 | 0.63455 | 402836
2016-04-23 20:00 | 0.7816 | 0.66349 | 407198
2016-04-23 21:00 | 0.75219 | 0.68818 | 410530
2016-04-23 22:00 | 0.71268 | 0.71465 | 410579
2016-04-23 23:00 | 0.62931 | 0.7512 | 406408
2016-04-24 | 0.47741 | 0.84247 | 406739
2016-04-24 01:00 | 0.17592 | 0.89203 | 404663
2016-04-24 02:00 | 0.00074589 | 0.90154 | 391475
2016-04-24 03:00 | 0 | 0.8913 | 373773
2016-04-24 04:00 | 0 | 0.87289 | 354686
2016-04-24 05:00 | 0 | 0.85775 | 337640
2016-04-24 06:00 | 0 | 0.83591 | 324491
2016-04-24 07:00 | 0 | 0.8105 | 315498
2016-04-24 08:00 | 0 | 0.79216 | 310594
2016-04-24 09:00 | 0 | 0.77295 | 310897
2016-04-24 10:00 | 0 | 0.75838 | 313017
2016-04-24 11:00 | 0 | 0.74665 | 318226
2016-04-24 12:00 | 0.011006 | 0.66703 | 329266
2016-04-24 13:00 | 0.29857 | 0.58144 | 344458
2016-04-24 14:00 | 0.56469 | 0.66529 | 356787
2016-04-24 15:00 | 0.72925 | 0.67819 | 366344
2016-04-24 16:00 | 0.79101 | 0.65341 | 375208
2016-04-24 17:00 | 0.79658 | 0.6479 | 382701
2016-04-24 18:00 | 0.78882 | 0.66194 | 389327
2016-04-24 19:00 | 0.779 | 0.68083 | 395220
2016-04-24 20:00 | 0.77093 | 0.69499 | 402723
2016-04-24 21:00 | 0.75158 | 0.70051 | 410249
2016-04-24 22:00 | 0.70258 | 0.69428 | 413936
2016-04-24 23:00 | 0.61077 | 0.69223 | 414161
2016-04-25 | 0.43396 | 0.73026 | 419221
2016-04-25 01:00 | 0.09724 | 0.75939 | 417903
2016-04-25 02:00 | 0.00069063 | 0.76252 | 402086
2016-04-25 03:00 | 0 | 0.74899 | 379851
2016-04-25 04:00 | 0 | 0.72886 | 358291
2016-04-25 05:00 | 0 | 0.6888 | 340422
2016-04-25 06:00 | 0 | 0.63805 | 327914
2016-04-25 07:00 | 0 | 0.59171 | 321046
2016-04-25 08:00 | 0 | 0.5499 | 320265
2016-04-25 09:00 | 0 | 0.52819 | 331202
2016-04-25 10:00 | 0 | 0.50264 | 355674
2016-04-25 11:00 | 0 | 0.46591 | 380416
2016-04-25 12:00 | 0.01764 | 0.36329 | 396610
2016-04-25 13:00 | 0.29631 | 0.28968 | 410489
2016-04-25 14:00 | 0.56616 | 0.28986 | 423717
2016-04-25 15:00 | 0.71311 | 0.28298 | 434555
2016-04-25 16:00 | 0.77914 | 0.27234 | 443887
2016-04-25 17:00 | 0.79163 | 0.26921 | 453038
2016-04-25 18:00 | 0.78351 | 0.27642 | 460667
2016-04-25 19:00 | 0.77144 | 0.29149 | 466214
2016-04-25 20:00 | 0.76158 | 0.30964 | 470456
2016-04-25 21:00 | 0.7392 | 0.32216 | 472741
2016-04-25 22:00 | 0.67785 | 0.32751 | 470154
2016-04-25 23:00 | 0.5779 | 0.33725 | 464938
2016-04-26 | 0.41378 | 0.41981 | 465175
2016-04-26 01:00 | 0.12493 | 0.53467 | 459454
2016-04-26 02:00 | 0.001268 | 0.587 | 437277
2016-04-26 03:00 | 0 | 0.59758 | 409994
2016-04-26 04:00 | 0 | 0.59324 | 384049
2016-04-26 05:00 | 0 | 0.57878 | 363833
2016-04-26 06:00 | 0 | 0.55949 | 347623
2016-04-26 07:00 | 0 | 0.53669 | 337973
2016-04-26 08:00 | 0 | 0.51709 | 335367
2016-04-26 09:00 | 0 | 0.48109 | 344432
2016-04-26 10:00 | 0 | 0.44056 | 367887
2016-04-26 11:00 | 0 | 0.41072 | 391180
2016-04-26 12:00 | 0.014274 | 0.34854 | 407178
2016-04-26 13:00 | 0.26721 | 0.3023 | 422235
2016-04-26 14:00 | 0.56552 | 0.33905 | 436334
2016-04-26 15:00 | 0.73781 | 0.35615 | 446619
2016-04-26 16:00 | 0.80133 | 0.35407 | 455231
2016-04-26 17:00 | 0.81021 | 0.35544 | 463553
2016-04-26 18:00 | 0.79895 | 0.36627 | 469707
2016-04-26 19:00 | 0.78243 | 0.38386 | 475374
2016-04-26 20:00 | 0.77053 | 0.39632 | 480460
2016-04-26 21:00 | 0.74548 | 0.39478 | 481605
2016-04-26 22:00 | 0.69276 | 0.37866 | 476490
2016-04-26 23:00 | 0.58956 | 0.38333 | 470285
2016-04-27 | 0.42845 | 0.42896 | 469467
2016-04-27 01:00 | 0.14181 | 0.49773 | 461997
2016-04-27 02:00 | 0.0012923 | 0.53705 | 439067
2016-04-27 03:00 | 0 | 0.54316 | 410842
2016-04-27 04:00 | 0 | 0.53931 | 385976
2016-04-27 05:00 | 0 | 0.53916 | 365813
2016-04-27 06:00 | 0 | 0.54211 | 350619
2016-04-27 07:00 | 0 | 0.53218 | 340552
2016-04-27 08:00 | 0 | 0.53853 | 338420
2016-04-27 09:00 | 0 | 0.56568 | 346567
2016-04-27 10:00 | 0 | 0.58888 | 366914
2016-04-27 11:00 | 0 | 0.59501 | 389260
2016-04-27 12:00 | 0.023292 | 0.5516 | 404052
2016-04-27 13:00 | 0.31643 | 0.52511 | 416117
2016-04-27 14:00 | 0.53942 | 0.58423 | 427951
2016-04-27 15:00 | 0.67323 | 0.61202 | 437301
2016-04-27 16:00 | 0.74035 | 0.6057 | 445005
2016-04-27 17:00 | 0.7567 | 0.59028 | 451967
2016-04-27 18:00 | 0.75508 | 0.58608 | 457457
2016-04-27 19:00 | 0.74545 | 0.58973 | 461254
2016-04-27 20:00 | 0.72937 | 0.59879 | 464324
2016-04-27 21:00 | 0.69474 | 0.59291 | 465915
2016-04-27 22:00 | 0.62665 | 0.56722 | 464293
2016-04-27 23:00 | 0.52085 | 0.52356 | 459867
2016-04-28 | 0.35193 | 0.49274 | 460658
2016-04-28 01:00 | 0.095624 | 0.49606 | 453142
2016-04-28 02:00 | 0.0013888 | 0.4928 | 432540
2016-04-28 03:00 | 0 | 0.50484 | 406442
2016-04-28 04:00 | 0 | 0.50678 | 382221
2016-04-28 05:00 | 0 | 0.49131 | 362038
2016-04-28 06:00 | 0 | 0.46354 | 346774
2016-04-28 07:00 | 0 | 0.43702 | 337582
2016-04-28 08:00 | 0 | 0.42022 | 336250
2016-04-28 09:00 | 0 | 0.39915 | 345488
2016-04-28 10:00 | 0 | 0.38452 | 368035
2016-04-28 11:00 | 0 | 0.37006 | 391846
2016-04-28 12:00 | 0.014173 | 0.28999 | 406902
2016-04-28 13:00 | 0.24201 | 0.26245 | 419282
2016-04-28 14:00 | 0.50442 | 0.28407 | 433056
2016-04-28 15:00 | 0.66935 | 0.28367 | 441684
2016-04-28 16:00 | 0.74484 | 0.26064 | 450834
2016-04-28 17:00 | 0.76018 | 0.24401 | 458772
2016-04-28 18:00 | 0.7536 | 0.23826 | 465420
2016-04-28 19:00 | 0.74027 | 0.24184 | 469346
2016-04-28 20:00 | 0.72525 | 0.24863 | 472165
2016-04-28 21:00 | 0.69368 | 0.25471 | 474195
2016-04-28 22:00 | 0.63591 | 0.26285 | 471519
2016-04-28 23:00 | 0.52276 | 0.27194 | 466295
2016-04-29 | 0.36108 | 0.30407 | 464614
2016-04-29 01:00 | 0.12195 | 0.3825 | 457563
2016-04-29 02:00 | 0.0024963 | 0.41474 | 437103
2016-04-29 03:00 | 0 | 0.40723 | 411991
2016-04-29 04:00 | 0 | 0.38754 | 387942
2016-04-29 05:00 | 0 | 0.36208 | 367523
2016-04-29 06:00 | 0 | 0.33781 | 352398
2016-04-29 07:00 | 0 | 0.31677 | 343479
2016-04-29 08:00 | 0 | 0.29484 | 341591
2016-04-29 09:00 | 0 | 0.27724 | 348117
2016-04-29 10:00 | 0 | 0.27213 | 371354
2016-04-29 11:00 | 0 | 0.27503 | 393813
2016-04-29 12:00 | 0.0095424 | 0.2564 | 409204
2016-04-29 13:00 | 0.25081 | 0.23226 | 422065
2016-04-29 14:00 | 0.53027 | 0.28007 | 435392
2016-04-29 15:00 | 0.66489 | 0.33253 | 444825
2016-04-29 16:00 | 0.73438 | 0.34818 | 451813
2016-04-29 17:00 | 0.73952 | 0.33855 | 458114
2016-04-29 18:00 | 0.72826 | 0.32818 | 462240
2016-04-29 19:00 | 0.71466 | 0.31992 | 463801
2016-04-29 20:00 | 0.70449 | 0.31824 | 463626
2016-04-29 21:00 | 0.6786 | 0.31786 | 460788
2016-04-29 22:00 | 0.62619 | 0.31804 | 453866
2016-04-29 23:00 | 0.52807 | 0.31691 | 445437
2016-04-30 | 0.36264 | 0.33404 | 444156
2016-04-30 01:00 | 0.12503 | 0.4057 | 438874
2016-04-30 02:00 | 0.0028166 | 0.46474 | 422664
2016-04-30 03:00 | 0 | 0.48639 | 402570
2016-04-30 04:00 | 0 | 0.47495 | 381191
2016-04-30 05:00 | 0 | 0.45655 | 362138
2016-04-30 06:00 | 0 | 0.45028 | 347527
2016-04-30 07:00 | 0 | 0.44067 | 338012
2016-04-30 08:00 | 0 | 0.43136 | 332576
2016-04-30 09:00 | 0 | 0.42286 | 332710
2016-04-30 10:00 | 0 | 0.40526 | 336162
2016-04-30 11:00 | 0 | 0.39198 | 344325
2016-04-30 12:00 | 0.017749 | 0.32949 | 359766
2016-04-30 13:00 | 0.30519 | 0.33459 | 376422
2016-04-30 14:00 | 0.58329 | 0.41847 | 389822
2016-04-30 15:00 | 0.71967 | 0.484 | 400099
2016-04-30 16:00 | 0.77078 | 0.50572 | 406119
2016-04-30 17:00 | 0.77142 | 0.51439 | 409523
2016-04-30 18:00 | 0.75743 | 0.51791 | 411456
2016-04-30 19:00 | 0.73805 | 0.5151 | 413469
2016-04-30 20:00 | 0.71673 | 0.50904 | 416757
2016-04-30 21:00 | 0.68161 | 0.50231 | 418294
2016-04-30 22:00 | 0.6144 | 0.49495 | 417016
2016-04-30 23:00 | 0.504 | 0.48131 | 415549
2016-05-01 | 0.34863 | 0.47596 | 416916
2016-05-01 01:00 | 0.13329 | 0.56946 | 412798
2016-05-01 02:00 | 0.0034002 | 0.62494 | 401503
2016-05-01 03:00 | 0 | 0.62328 | 385360
2016-05-01 04:00 | 0 | 0.60459 | 365765
2016-05-01 05:00 | 0 | 0.56965 | 348049
2016-05-01 06:00 | 0 | 0.53471 | 335251
2016-05-01 07:00 | 0 | 0.50086 | 326397
2016-05-01 08:00 | 0 | 0.47949 | 321535
2016-05-01 09:00 | 0 | 0.46079 | 319199
2016-05-01 10:00 | 0 | 0.44783 | 323091
2016-05-01 11:00 | 0 | 0.43596 | 328861
2016-05-01 12:00 | 0.027389 | 0.37057 | 343758
2016-05-01 13:00 | 0.28437 | 0.43123 | 362462
2016-05-01 14:00 | 0.59056 | 0.45675 | 378251
2016-05-01 15:00 | 0.728 | 0.43958 | 390123
2016-05-01 16:00 | 0.78373 | 0.39926 | 400493
2016-05-01 17:00 | 0.78887 | 0.35158 | 407354
2016-05-01 18:00 | 0.78077 | 0.30308 | 411927
2016-05-01 19:00 | 0.76428 | 0.25853 | 414209
2016-05-01 20:00 | 0.75306 | 0.22247 | 421199
2016-05-01 21:00 | 0.72721 | 0.19565 | 424474
2016-05-01 22:00 | 0.67782 | 0.1786 | 425817
2016-05-01 23:00 | 0.57596 | 0.1701 | 426115
2016-05-02 | 0.41381 | 0.1777 | 429974
2016-05-02 01:00 | 0.16965 | 0.19992 | 426880
2016-05-02 02:00 | 0.0039635 | 0.19118 | 411645
2016-05-02 03:00 | 0 | 0.17981 | 388976
2016-05-02 04:00 | 0 | 0.18302 | 368129
2016-05-02 05:00 | 0 | 0.20247 | 349560
2016-05-02 06:00 | 0 | 0.23645 | 337193
2016-05-02 07:00 | 0 | 0.27971 | 329807
2016-05-02 08:00 | 0 | 0.32162 | 329309
2016-05-02 09:00 | 0 | 0.34986 | 339137
2016-05-02 10:00 | 0 | 0.37184 | 364593
2016-05-02 11:00 | 0 | 0.39184 | 388475
2016-05-02 12:00 | 0.044108 | 0.31611 | 405413
2016-05-02 13:00 | 0.38439 | 0.17328 | 418102
2016-05-02 14:00 | 0.68006 | 0.13829 | 431131
2016-05-02 15:00 | 0.8194 | 0.13646 | 440805
2016-05-02 16:00 | 0.88086 | 0.12768 | 446145
2016-05-02 17:00 | 0.87857 | 0.12242 | 451006
2016-05-02 18:00 | 0.86324 | 0.12503 | 454621
2016-05-02 19:00 | 0.85167 | 0.13176 | 454755
2016-05-02 20:00 | 0.8497 | 0.13876 | 454805
2016-05-02 21:00 | 0.84213 | 0.14007 | 454255
2016-05-02 22:00 | 0.80918 | 0.13346 | 452259
2016-05-02 23:00 | 0.72124 | 0.12112 | 450556
2016-05-03 | 0.53373 | 0.11217 | 452680
2016-05-03 01:00 | 0.20109 | 0.12704 | 448063
2016-05-03 02:00 | 0.0039858 | 0.13612 | 427991
2016-05-03 03:00 | 0 | 0.15552 | 402380
2016-05-03 04:00 | 0 | 0.19078 | 378036
2016-05-03 05:00 | 0 | 0.23808 | 359393
2016-05-03 06:00 | 0 | 0.29027 | 344496
2016-05-03 07:00 | 0 | 0.32686 | 336170
2016-05-03 08:00 | 0 | 0.34616 | 334623
2016-05-03 09:00 | 0 | 0.35149 | 343487
2016-05-03 10:00 | 0 | 0.35791 | 366757
2016-05-03 11:00 | 0 | 0.36445 | 390360
2016-05-03 12:00 | 0.044713 | 0.26755 | 405042
2016-05-03 13:00 | 0.3847 | 0.11126 | 415297
2016-05-03 14:00 | 0.68107 | 0.13843 | 425481
2016-05-03 15:00 | 0.80451 | 0.19738 | 433100
2016-05-03 16:00 | 0.86528 | 0.22197 | 438801
2016-05-03 17:00 | 0.87471 | 0.25176 | 444221
2016-05-03 18:00 | 0.86794 | 0.28776 | 448945
2016-05-03 19:00 | 0.85927 | 0.32652 | 452197
2016-05-03 20:00 | 0.85482 | 0.36265 | 453611
2016-05-03 21:00 | 0.84222 | 0.38998 | 455985
2016-05-03 22:00 | 0.80709 | 0.40482 | 453653
2016-05-03 23:00 | 0.71005 | 0.40979 | 450134
2016-05-04 | 0.5191 | 0.43573 | 450877
2016-05-04 01:00 | 0.14984 | 0.48165 | 447810
2016-05-04 02:00 | 0.0026439 | 0.49483 | 428280
2016-05-04 03:00 | 0 | 0.50121 | 402015
2016-05-04 04:00 | 0 | 0.50604 | 377603
2016-05-04 05:00 | 0 | 0.51171 | 356872
2016-05-04 06:00 | 0 | 0.52131 | 342224
2016-05-04 07:00 | 0 | 0.5375 | 333126
2016-05-04 08:00 | 0 | 0.57087 | 330907
2016-05-04 09:00 | 0 | 0.59509 | 339623
2016-05-04 10:00 | 0 | 0.595 | 363251
2016-05-04 11:00 | 0 | 0.57412 | 384772
2016-05-04 12:00 | 0.043863 | 0.3908 | 397724
2016-05-04 13:00 | 0.39259 | 0.17941 | 408059
2016-05-04 14:00 | 0.61488 | 0.15934 | 417378
2016-05-04 15:00 | 0.73742 | 0.21188 | 424290
2016-05-04 16:00 | 0.80166 | 0.22738 | 428071
2016-05-04 17:00 | 0.82282 | 0.22708 | 431499
2016-05-04 18:00 | 0.82589 | 0.22816 | 434414
2016-05-04 19:00 | 0.8225 | 0.2294 | 436900
2016-05-04 20:00 | 0.82353 | 0.22855 | 440380
2016-05-04 21:00 | 0.81639 | 0.22433 | 444502
2016-05-04 22:00 | 0.7824 | 0.21373 | 445815
2016-05-04 23:00 | 0.69603 | 0.18798 | 445200
2016-05-05 | 0.52307 | 0.24278 | 446544
2016-05-05 01:00 | 0.16574 | 0.3265 | 441798
2016-05-05 02:00 | 0.002409 | 0.4011 | 423253
2016-05-05 03:00 | 0 | 0.44582 | 396594
2016-05-05 04:00 | 0 | 0.47722 | 373065
2016-05-05 05:00 | 0 | 0.4916 | 353190
2016-05-05 06:00 | 0 | 0.49897 | 338476
2016-05-05 07:00 | 0 | 0.49975 | 330208
2016-05-05 08:00 | 0 | 0.49393 | 328324
2016-05-05 09:00 | 0 | 0.47468 | 338000
2016-05-05 10:00 | 0 | 0.4478 | 360668
2016-05-05 11:00 | 0 | 0.42159 | 384312
2016-05-05 12:00 | 0.044214 | 0.30939 | 397866
2016-05-05 13:00 | 0.38627 | 0.12069 | 407841
2016-05-05 14:00 | 0.60624 | 0.065644 | 417112
2016-05-05 15:00 | 0.74633 | 0.10715 | 423684
2016-05-05 16:00 | 0.81041 | 0.12878 | 428046
2016-05-05 17:00 | 0.82581 | 0.13172 | 432047
2016-05-05 18:00 | 0.82111 | 0.13279 | 435161
2016-05-05 19:00 | 0.81163 | 0.13329 | 438825
2016-05-05 20:00 | 0.80398 | 0.13586 | 442719
2016-05-05 21:00 | 0.7857 | 0.1374 | 445012
2016-05-05 22:00 | 0.74201 | 0.1434 | 443527
2016-05-05 23:00 | 0.63222 | 0.18417 | 439817
2016-05-06 | 0.43846 | 0.35586 | 440439
2016-05-06 01:00 | 0.1329 | 0.5592 | 437238
2016-05-06 02:00 | 0.0036987 | 0.64956 | 419489
2016-05-06 03:00 | 0 | 0.71069 | 395943
2016-05-06 04:00 | 0 | 0.75019 | 373058
2016-05-06 05:00 | 0 | 0.76741 | 354787
2016-05-06 06:00 | 0 | 0.77054 | 340135
2016-05-06 07:00 | 0 | 0.76712 | 331931
2016-05-06 08:00 | 0 | 0.75349 | 330173
2016-05-06 09:00 | 0 | 0.71969 | 338097
2016-05-06 10:00 | 0 | 0.6869 | 360487
2016-05-06 11:00 | 0 | 0.65448 | 380677
2016-05-06 12:00 | 0.04817 | 0.44875 | 393325
2016-05-06 13:00 | 0.34381 | 0.26865 | 404237
2016-05-06 14:00 | 0.56506 | 0.33131 | 414417
2016-05-06 15:00 | 0.68397 | 0.46417 | 420427
2016-05-06 16:00 | 0.75015 | 0.5317 | 423953
2016-05-06 17:00 | 0.7588 | 0.5567 | 429165
2016-05-06 18:00 | 0.7519 | 0.57507 | 432520
2016-05-06 19:00 | 0.73874 | 0.59306 | 435460
2016-05-06 20:00 | 0.72624 | 0.61241 | 438257
2016-05-06 21:00 | 0.6971 | 0.63308 | 439977
2016-05-06 22:00 | 0.6357 | 0.64994 | 436609
2016-05-06 23:00 | 0.53373 | 0.68562 | 430635
2016-05-07 | 0.36432 | 0.76715 | 427574
2016-05-07 01:00 | 0.092544 | 0.8361 | 423353
2016-05-07 02:00 | 0.0030966 | 0.84977 | 408515
2016-05-07 03:00 | 0 | 0.83254 | 387298
2016-05-07 04:00 | 0 | 0.80723 | 365512
2016-05-07 05:00 | 0 | 0.77826 | 346615
2016-05-07 06:00 | 0 | 0.74763 | 332451
2016-05-07 07:00 | 0 | 0.72403 | 322728
2016-05-07 08:00 | 0 | 0.69916 | 318790
2016-05-07 09:00 | 0 | 0.66414 | 320006
2016-05-07 10:00 | 0 | 0.62064 | 324047
2016-05-07 11:00 | 0 | 0.56577 | 331978
2016-05-07 12:00 | 0.051006 | 0.38215 | 345804
2016-05-07 13:00 | 0.3395 | 0.32177 | 360939
2016-05-07 14:00 | 0.53499 | 0.43861 | 372679
2016-05-07 15:00 | 0.66585 | 0.49507 | 381821
2016-05-07 16:00 | 0.70828 | 0.48382 | 387645
2016-05-07 17:00 | 0.72009 | 0.48013 | 392381
2016-05-07 18:00 | 0.72013 | 0.48831 | 397613
2016-05-07 19:00 | 0.71347 | 0.50646 | 403027
2016-05-07 20:00 | 0.705 | 0.52594 | 408250
2016-05-07 21:00 | 0.6891 | 0.54568 | 412868
2016-05-07 22:00 | 0.64959 | 0.54695 | 411596
2016-05-07 23:00 | 0.55277 | 0.53131 | 408324
2016-05-08 | 0.38814 | 0.53912 | 407114
2016-05-08 01:00 | 0.11794 | 0.54953 | 405342
2016-05-08 02:00 | 0.0051644 | 0.54493 | 393060
2016-05-08 03:00 | 0 | 0.55235 | 374129
2016-05-08 04:00 | 0 | 0.54525 | 355169
2016-05-08 05:00 | 0 | 0.53515 | 338425
2016-05-08 06:00 | 0 | 0.51925 | 323847
2016-05-08 07:00 | 0 | 0.49991 | 314294
2016-05-08 08:00 | 0 | 0.47721 | 309467
2016-05-08 09:00 | 0 | 0.43907 | 309104
2016-05-08 10:00 | 0 | 0.40683 | 310431
2016-05-08 11:00 | 0 | 0.37247 | 316560
2016-05-08 12:00 | 0.046305 | 0.25297 | 330585
2016-05-08 13:00 | 0.33514 | 0.15675 | 347778
2016-05-08 14:00 | 0.53967 | 0.19934 | 361514
2016-05-08 15:00 | 0.67234 | 0.25104 | 371092
2016-05-08 16:00 | 0.7224 | 0.27849 | 378210
2016-05-08 17:00 | 0.73435 | 0.31449 | 385384
2016-05-08 18:00 | 0.73298 | 0.35011 | 390460
2016-05-08 19:00 | 0.72481 | 0.3897 | 394844
2016-05-08 20:00 | 0.71452 | 0.4326 | 399732
2016-05-08 21:00 | 0.68961 | 0.46732 | 403856
2016-05-08 22:00 | 0.63758 | 0.48812 | 405261
2016-05-08 23:00 | 0.54066 | 0.50626 | 404452
2016-05-09 | 0.38858 | 0.56789 | 408354
2016-05-09 01:00 | 0.1448 | 0.66322 | 410942
2016-05-09 02:00 | 0.0080845 | 0.7103 | 398272
2016-05-09 03:00 | 0 | 0.70879 | 376734
2016-05-09 04:00 | 0 | 0.70472 | 356149
2016-05-09 05:00 | 0 | 0.6921 | 339213
2016-05-09 06:00 | 0 | 0.66918 | 326866
2016-05-09 07:00 | 0 | 0.63892 | 319749
2016-05-09 08:00 | 0 | 0.62268 | 319811
2016-05-09 09:00 | 0 | 0.60932 | 330336
2016-05-09 10:00 | 0 | 0.59127 | 354415
2016-05-09 11:00 | 0 | 0.56454 | 378910
2016-05-09 12:00 | 0.054638 | 0.443 | 395303
2016-05-09 13:00 | 0.37928 | 0.37549 | 408599
2016-05-09 14:00 | 0.63365 | 0.47854 | 421708
2016-05-09 15:00 | 0.78059 | 0.53001 | 432747
2016-05-09 16:00 | 0.85304 | 0.55598 | 441139
2016-05-09 17:00 | 0.86932 | 0.57816 | 449406
2016-05-09 18:00 | 0.86558 | 0.57803 | 454614
2016-05-09 19:00 | 0.86032 | 0.56736 | 458060
2016-05-09 20:00 | 0.86142 | 0.5546 | 460481
2016-05-09 21:00 | 0.85877 | 0.53635 | 462328
2016-05-09 22:00 | 0.83491 | 0.50989 | 461423
2016-05-09 23:00 | 0.75601 | 0.50191 | 458974
2016-05-10 | 0.58634 | 0.52715 | 460125
2016-05-10 01:00 | 0.26423 | 0.56975 | 454568
2016-05-10 02:00 | 0.010226 | 0.58296 | 433819
2016-05-10 03:00 | 0 | 0.56371 | 406534
2016-05-10 04:00 | 0 | 0.53571 | 383084
2016-05-10 05:00 | 0 | 0.50657 | 362448
2016-05-10 06:00 | 0 | 0.48265 | 348334
2016-05-10 07:00 | 0 | 0.46965 | 339313
2016-05-10 08:00 | 0 | 0.47201 | 337125
2016-05-10 09:00 | 0 | 0.4595 | 344916
2016-05-10 10:00 | 0 | 0.44295 | 366983
2016-05-10 11:00 | 0 | 0.42611 | 389659
2016-05-10 12:00 | 0.047706 | 0.35214 | 404419
2016-05-10 13:00 | 0.42904 | 0.28997 | 419261
2016-05-10 14:00 | 0.67894 | 0.31289 | 434066
2016-05-10 15:00 | 0.81709 | 0.33628 | 446541
2016-05-10 16:00 | 0.86491 | 0.34846 | 456308
2016-05-10 17:00 | 0.87226 | 0.35957 | 465920
2016-05-10 18:00 | 0.862 | 0.37497 | 472503
2016-05-10 19:00 | 0.85026 | 0.39095 | 482473
2016-05-10 20:00 | 0.84529 | 0.40548 | 487083
2016-05-10 21:00 | 0.8366 | 0.4191 | 491162
2016-05-10 22:00 | 0.80445 | 0.42699 | 489289
2016-05-10 23:00 | 0.70907 | 0.43994 | 484040
2016-05-11 | 0.55386 | 0.50214 | 482045
2016-05-11 01:00 | 0.2547 | 0.5943 | 474763
2016-05-11 02:00 | 0.011398 | 0.65775 | 451796
2016-05-11 03:00 | 0 | 0.67354 | 422468
2016-05-11 04:00 | 0 | 0.66908 | 395481
2016-05-11 05:00 | 0 | 0.66781 | 374208
2016-05-11 06:00 | 0 | 0.65228 | 356964
2016-05-11 07:00 | 0 | 0.6288 | 346965
2016-05-11 08:00 | 0 | 0.6071 | 343361
2016-05-11 09:00 | 0 | 0.582 | 350486
2016-05-11 10:00 | 0 | 0.54966 | 371278
2016-05-11 11:00 | 0 | 0.5164 | 393207
2016-05-11 12:00 | 0.069394 | 0.42954 | 408675
2016-05-11 13:00 | 0.48588 | 0.42899 | 423244
2016-05-11 14:00 | 0.70629 | 0.47151 | 439106
2016-05-11 15:00 | 0.83419 | 0.47327 | 453877
2016-05-11 16:00 | 0.88345 | 0.45661 | 466276
2016-05-11 17:00 | 0.88725 | 0.4412 | 478553
2016-05-11 18:00 | 0.8763 | 0.43429 | 488461
2016-05-11 19:00 | 0.86422 | 0.43369 | 496684
2016-05-11 20:00 | 0.85932 | 0.43704 | 503446
2016-05-11 21:00 | 0.85121 | 0.44128 | 507256
2016-05-11 22:00 | 0.82166 | 0.44171 | 505658
2016-05-11 23:00 | 0.72722 | 0.43228 | 499182
2016-05-12 | 0.57456 | 0.43679 | 494879
2016-05-12 01:00 | 0.27163 | 0.53834 | 486960
2016-05-12 02:00 | 0.021054 | 0.60631 | 463156
2016-05-12 03:00 | 0 | 0.5818 | 431786
2016-05-12 04:00 | 0 | 0.55381 | 402945
2016-05-12 05:00 | 0 | 0.54045 | 378794
2016-05-12 06:00 | 0 | 0.51994 | 360427
2016-05-12 07:00 | 0 | 0.50075 | 348378
2016-05-12 08:00 | 0 | 0.49739 | 344455
2016-05-12 09:00 | 0 | 0.50989 | 351745
2016-05-12 10:00 | 0 | 0.51587 | 371489
2016-05-12 11:00 | 0 | 0.50124 | 394087
2016-05-12 12:00 | 0.067875 | 0.34839 | 411018
2016-05-12 13:00 | 0.4612 | 0.33277 | 425972
2016-05-12 14:00 | 0.6754 | 0.39533 | 441729
2016-05-12 15:00 | 0.81249 | 0.38969 | 456234
2016-05-12 16:00 | 0.85739 | 0.37598 | 467349
2016-05-12 17:00 | 0.87056 | 0.37829 | 478180
2016-05-12 18:00 | 0.86374 | 0.39174 | 486478
2016-05-12 19:00 | 0.85309 | 0.40304 | 492041
2016-05-12 20:00 | 0.84785 | 0.4074 | 496444
2016-05-12 21:00 | 0.83301 | 0.4002 | 498562
2016-05-12 22:00 | 0.80079 | 0.3839 | 495548
2016-05-12 23:00 | 0.70793 | 0.34669 | 488381
2016-05-13 | 0.56051 | 0.31708 | 485226
2016-05-13 01:00 | 0.26984 | 0.35688 | 476994
2016-05-13 02:00 | 0.022584 | 0.39318 | 454338
2016-05-13 03:00 | 0 | 0.41104 | 425241
2016-05-13 04:00 | 0 | 0.44561 | 397075
2016-05-13 05:00 | 0 | 0.46961 | 373740
2016-05-13 06:00 | 0 | 0.49269 | 355538
2016-05-13 07:00 | 0 | 0.51337 | 344884
2016-05-13 08:00 | 0 | 0.53024 | 340706
2016-05-13 09:00 | 0 | 0.53107 | 347137
2016-05-13 10:00 | 0 | 0.53209 | 365799
2016-05-13 11:00 | 0 | 0.5283 | 386840
2016-05-13 12:00 | 0.083158 | 0.41845 | 404240
2016-05-13 13:00 | 0.49106 | 0.41054 | 420934
2016-05-13 14:00 | 0.67711 | 0.53858 | 437331
2016-05-13 15:00 | 0.79652 | 0.61767 | 450750
2016-05-13 16:00 | 0.8407 | 0.62579 | 460881
2016-05-13 17:00 | 0.84589 | 0.62621 | 470063
2016-05-13 18:00 | 0.83472 | 0.63024 | 477395
2016-05-13 19:00 | 0.82363 | 0.63398 | 482250
2016-05-13 20:00 | 0.82171 | 0.6311 | 487130
2016-05-13 21:00 | 0.81189 | 0.62348 | 488871
2016-05-13 22:00 | 0.78303 | 0.62032 | 482639
2016-05-13 23:00 | 0.69893 | 0.62769 | 472125
2016-05-14 | 0.55322 | 0.66353 | 464396
2016-05-14 01:00 | 0.25976 | 0.70431 | 456650
2016-05-14 02:00 | 0.013686 | 0.72001 | 436573
2016-05-14 03:00 | 0 | 0.68804 | 410969
2016-05-14 04:00 | 0 | 0.642 | 386548
2016-05-14 05:00 | 0 | 0.59594 | 364735
2016-05-14 06:00 | 0 | 0.55442 | 347950
2016-05-14 07:00 | 0 | 0.5119 | 336595
2016-05-14 08:00 | 0 | 0.48488 | 329954
2016-05-14 09:00 | 0 | 0.46078 | 329381
2016-05-14 10:00 | 0 | 0.4471 | 331966
2016-05-14 11:00 | 0 | 0.41578 | 339821
2016-05-14 12:00 | 0.050996 | 0.37089 | 354790
2016-05-14 13:00 | 0.32267 | 0.43244 | 373261
2016-05-14 14:00 | 0.54315 | 0.45841 | 389689
2016-05-14 15:00 | 0.68054 | 0.42525 | 402974
2016-05-14 16:00 | 0.75608 | 0.39011 | 412566
2016-05-14 17:00 | 0.77452 | 0.36713 | 419073
2016-05-14 18:00 | 0.76786 | 0.352 | 423400
2016-05-14 19:00 | 0.75258 | 0.33719 | 426488
2016-05-14 20:00 | 0.73625 | 0.32233 | 428397
2016-05-14 21:00 | 0.7009 | 0.3077 | 429643
2016-05-14 22:00 | 0.64479 | 0.29006 | 426999
2016-05-14 23:00 | 0.53809 | 0.26326 | 421121
2016-05-15 | 0.38676 | 0.23336 | 418122
2016-05-15 01:00 | 0.18775 | 0.28091 | 415781
2016-05-15 02:00 | 0.015831 | 0.28584 | 402866
2016-05-15 03:00 | 0 | 0.26787 | 383232
2016-05-15 04:00 | 0 | 0.2502 | 362945
2016-05-15 05:00 | 0 | 0.24461 | 346723
2016-05-15 06:00 | 0 | 0.24197 | 333578
2016-05-15 07:00 | 0 | 0.24602 | 324196
2016-05-15 08:00 | 0 | 0.26263 | 319701
2016-05-15 09:00 | 0 | 0.27192 | 318872
2016-05-15 10:00 | 0 | 0.27632 | 318994
2016-05-15 11:00 | 0 | 0.27255 | 323783
2016-05-15 12:00 | 0.014976 | 0.17217 | 337445
2016-05-15 13:00 | 0.21377 | 0.12291 | 352435
2016-05-15 14:00 | 0.40936 | 0.16576 | 363915
2016-05-15 15:00 | 0.5322 | 0.19151 | 373504
2016-05-15 16:00 | 0.60983 | 0.20043 | 381919
2016-05-15 17:00 | 0.64688 | 0.21104 | 388083
2016-05-15 18:00 | 0.65724 | 0.22307 | 392908
2016-05-15 19:00 | 0.65046 | 0.23647 | 396532
2016-05-15 20:00 | 0.63554 | 0.25032 | 400970
2016-05-15 21:00 | 0.60481 | 0.25336 | 406594
2016-05-15 22:00 | 0.56195 | 0.24872 | 409840
2016-05-15 23:00 | 0.49789 | 0.24587 | 410874
2016-05-16 | 0.38964 | 0.26505 | 415868
2016-05-16 01:00 | 0.21786 | 0.31022 | 417754
2016-05-16 02:00 | 0.018832 | 0.34897 | 404136
2016-05-16 03:00 | 0 | 0.37553 | 383325
2016-05-16 04:00 | 0 | 0.38872 | 363727
2016-05-16 05:00 | 0 | 0.37958 | 346806
2016-05-16 06:00 | 0 | 0.3631 | 335215
2016-05-16 07:00 | 0 | 0.34727 | 329279
2016-05-16 08:00 | 0 | 0.32664 | 330265
2016-05-16 09:00 | 0 | 0.29933 | 340929
2016-05-16 10:00 | 0 | 0.27396 | 364383
2016-05-16 11:00 | 0 | 0.23671 | 388026
2016-05-16 12:00 | 0.043513 | 0.15614 | 402296
2016-05-16 13:00 | 0.37264 | 0.1279 | 413477
2016-05-16 14:00 | 0.6031 | 0.1557 | 424269
2016-05-16 15:00 | 0.7272 | 0.19283 | 431985
2016-05-16 16:00 | 0.77612 | 0.21005 | 437327
2016-05-16 17:00 | 0.77852 | 0.21363 | 442315
2016-05-16 18:00 | 0.76685 | 0.21459 | 446051
2016-05-16 19:00 | 0.7513 | 0.21392 | 447837
2016-05-16 20:00 | 0.73601 | 0.21149 | 450109
2016-05-16 21:00 | 0.70864 | 0.2069 | 451899
2016-05-16 22:00 | 0.65801 | 0.20463 | 451067
2016-05-16 23:00 | 0.566 | 0.21253 | 449437
2016-05-17 | 0.41488 | 0.26183 | 452267
2016-05-17 01:00 | 0.19091 | 0.37155 | 449303
2016-05-17 02:00 | 0.018621 | 0.44508 | 430077
2016-05-17 03:00 | 0 | 0.46314 | 403559
2016-05-17 04:00 | 0 | 0.45126 | 380929
2016-05-17 05:00 | 0 | 0.42836 | 362454
2016-05-17 06:00 | 0 | 0.41073 | 347520
2016-05-17 07:00 | 0 | 0.39186 | 339506
2016-05-17 08:00 | 0 | 0.37552 | 338388
2016-05-17 09:00 | 0 | 0.34208 | 347189
2016-05-17 10:00 | 0 | 0.3092 | 370062
2016-05-17 11:00 | 0 | 0.28431 | 393054
2016-05-17 12:00 | 0.036614 | 0.22463 | 408527
2016-05-17 13:00 | 0.3093 | 0.21153 | 420490
2016-05-17 14:00 | 0.55257 | 0.22934 | 432111
2016-05-17 15:00 | 0.67128 | 0.24211 | 439578
2016-05-17 16:00 | 0.71269 | 0.23622 | 447591
2016-05-17 17:00 | 0.72267 | 0.22505 | 452503
2016-05-17 18:00 | 0.71026 | 0.21449 | 455461
2016-05-17 19:00 | 0.68903 | 0.20727 | 458010
2016-05-17 20:00 | 0.6662 | 0.20433 | 458342
2016-05-17 21:00 | 0.62522 | 0.20465 | 459922
2016-05-17 22:00 | 0.56601 | 0.21057 | 459064
2016-05-17 23:00 | 0.48084 | 0.21856 | 455928
2016-05-18 | 0.36041 | 0.23001 | 456165
2016-05-18 01:00 | 0.19443 | 0.28932 | 453024
2016-05-18 02:00 | 0.037754 | 0.35672 | 434923
2016-05-18 03:00 | 0 | 0.40605 | 408791
2016-05-18 04:00 | 0 | 0.43567 | 385096
2016-05-18 05:00 | 0 | 0.43786 | 365147
2016-05-18 06:00 | 0 | 0.42421 | 349847
2016-05-18 07:00 | 0 | 0.40571 | 340892
2016-05-18 08:00 | 0 | 0.38845 | 339155
2016-05-18 09:00 | 0 | 0.35982 | 347311
2016-05-18 10:00 | 0 | 0.32916 | 369141
2016-05-18 11:00 | 0 | 0.29905 | 391333
2016-05-18 12:00 | 0.043256 | 0.1707 | 404643
2016-05-18 13:00 | 0.32908 | 0.11326 | 414696
2016-05-18 14:00 | 0.55779 | 0.14183 | 425309
2016-05-18 15:00 | 0.67739 | 0.14632 | 433956
2016-05-18 16:00 | 0.72567 | 0.13387 | 441180
2016-05-18 17:00 | 0.73463 | 0.1287 | 447088
2016-05-18 18:00 | 0.72099 | 0.12674 | 452422
2016-05-18 19:00 | 0.7033 | 0.12597 | 455695
2016-05-18 20:00 | 0.6873 | 0.12713 | 458559
2016-05-18 21:00 | 0.65825 | 0.13112 | 460812
2016-05-18 22:00 | 0.61046 | 0.13712 | 458743
2016-05-18 23:00 | 0.52541 | 0.15043 | 455111
2016-05-19 | 0.41013 | 0.19179 | 455162
2016-05-19 01:00 | 0.23695 | 0.35209 | 452069
2016-05-19 02:00 | 0.021841 | 0.46865 | 434434
2016-05-19 03:00 | 0 | 0.52096 | 408119
2016-05-19 04:00 | 0 | 0.54282 | 383142
2016-05-19 05:00 | 0 | 0.54061 | 362941
2016-05-19 06:00 | 0 | 0.52507 | 347770
2016-05-19 07:00 | 0 | 0.49847 | 337967
2016-05-19 08:00 | 0 | 0.46653 | 336146
2016-05-19 09:00 | 0 | 0.43175 | 345081
2016-05-19 10:00 | 0 | 0.40809 | 367118
2016-05-19 11:00 | 0 | 0.36435 | 389239
2016-05-19 12:00 | 0.061455 | 0.20468 | 403543
2016-05-19 13:00 | 0.40671 | 0.17805 | 415692
2016-05-19 14:00 | 0.61774 | 0.25192 | 427306
2016-05-19 15:00 | 0.73766 | 0.29842 | 436602
2016-05-19 16:00 | 0.79059 | 0.31598 | 443665
2016-05-19 17:00 | 0.80139 | 0.32446 | 449379
2016-05-19 18:00 | 0.79477 | 0.32642 | 453245
2016-05-19 19:00 | 0.78901 | 0.31867 | 455347
2016-05-19 20:00 | 0.78544 | 0.30863 | 456705
2016-05-19 21:00 | 0.77444 | 0.30026 | 457769
2016-05-19 22:00 | 0.74362 | 0.29869 | 454744
2016-05-19 23:00 | 0.66629 | 0.31137 | 450085
2016-05-20 | 0.52372 | 0.3594 | 449796
2016-05-20 01:00 | 0.24614 | 0.50547 | 447542
2016-05-20 02:00 | 0.011815 | 0.61162 | 430084
2016-05-20 03:00 | 0 | 0.62169 | 403363
2016-05-20 04:00 | 0 | 0.61152 | 378108
2016-05-20 05:00 | 0 | 0.58386 | 359636
2016-05-20 06:00 | 0 | 0.54281 | 344888
2016-05-20 07:00 | 0 | 0.49583 | 335003
2016-05-20 08:00 | 0 | 0.45278 | 332872
2016-05-20 09:00 | 0 | 0.4172 | 341353
2016-05-20 10:00 | 0 | 0.38146 | 361869
2016-05-20 11:00 | 0 | 0.33583 | 383643
2016-05-20 12:00 | 0.086822 | 0.22302 | 399492
2016-05-20 13:00 | 0.41818 | 0.2129 | 413654
2016-05-20 14:00 | 0.6338 | 0.25 | 426738
2016-05-20 15:00 | 0.76151 | 0.28959 | 435829
2016-05-20 16:00 | 0.82493 | 0.31101 | 441805
2016-05-20 17:00 | 0.83761 | 0.32364 | 446073
2016-05-20 18:00 | 0.83523 | 0.3257 | 449358
2016-05-20 19:00 | 0.82658 | 0.32168 | 451726
2016-05-20 20:00 | 0.82114 | 0.31897 | 454033
2016-05-20 21:00 | 0.80486 | 0.31676 | 454399
2016-05-20 22:00 | 0.76492 | 0.32315 | 449646
2016-05-20 23:00 | 0.66438 | 0.34747 | 441625
2016-05-21 | 0.53583 | 0.4061 | 438654
2016-05-21 01:00 | 0.23513 | 0.55421 | 433474
2016-05-21 02:00 | 0.024648 | 0.63754 | 415012
2016-05-21 03:00 | 0 | 0.65343 | 396530
2016-05-21 04:00 | 0 | 0.64685 | 374530
2016-05-21 05:00 | 0 | 0.62112 | 355822
2016-05-21 06:00 | 0 | 0.58532 | 340289
2016-05-21 07:00 | 0 | 0.55338 | 330939
2016-05-21 08:00 | 0 | 0.52108 | 326053
2016-05-21 09:00 | 0 | 0.48758 | 325912
2016-05-21 10:00 | 0 | 0.46698 | 330394
2016-05-21 11:00 | 0 | 0.44767 | 338051
2016-05-21 12:00 | 0.083589 | 0.34681 | 355555
2016-05-21 13:00 | 0.42984 | 0.37771 | 375291
2016-05-21 14:00 | 0.66901 | 0.45477 | 393987
2016-05-21 15:00 | 0.79388 | 0.48671 | 408509
2016-05-21 16:00 | 0.84797 | 0.50022 | 418122
2016-05-21 17:00 | 0.85339 | 0.51767 | 424519
2016-05-21 18:00 | 0.84675 | 0.53994 | 429572
2016-05-21 19:00 | 0.83684 | 0.56398 | 433418
2016-05-21 20:00 | 0.8313 | 0.58552 | 436977
2016-05-21 21:00 | 0.81788 | 0.60298 | 439549
2016-05-21 22:00 | 0.7775 | 0.62144 | 436862
2016-05-21 23:00 | 0.68351 | 0.64576 | 431572
2016-05-22 | 0.50961 | 0.67891 | 426922
2016-05-22 01:00 | 0.23449 | 0.75866 | 422713
2016-05-22 02:00 | 0.017635 | 0.77888 | 410686
2016-05-22 03:00 | 0 | 0.76926 | 391852
2016-05-22 04:00 | 0 | 0.75868 | 371675
2016-05-22 05:00 | 0 | 0.73719 | 352334
2016-05-22 06:00 | 0 | 0.72192 | 337141
2016-05-22 07:00 | 0 | 0.71567 | 326650
2016-05-22 08:00 | 0 | 0.71049 | 321017
2016-05-22 09:00 | 0 | 0.68866 | 319360
2016-05-22 10:00 | 0 | 0.66301 | 319221
2016-05-22 11:00 | 0 | 0.61415 | 324076
2016-05-22 12:00 | 0.081906 | 0.45706 | 340092
2016-05-22 13:00 | 0.44858 | 0.42586 | 358790
2016-05-22 14:00 | 0.67486 | 0.50501 | 375530
2016-05-22 15:00 | 0.80633 | 0.53014 | 389040
2016-05-22 16:00 | 0.856 | 0.52469 | 401106
2016-05-22 17:00 | 0.86509 | 0.53218 | 410650
2016-05-22 18:00 | 0.85632 | 0.55327 | 419010
2016-05-22 19:00 | 0.84848 | 0.58182 | 426197
2016-05-22 20:00 | 0.84822 | 0.60784 | 434349
2016-05-22 21:00 | 0.83714 | 0.62819 | 440959
2016-05-22 22:00 | 0.80607 | 0.64718 | 443899
2016-05-22 23:00 | 0.71861 | 0.66542 | 442256
2016-05-23 | 0.57 | 0.71168 | 440455
2016-05-23 01:00 | 0.27534 | 0.78636 | 437320
2016-05-23 02:00 | 0.026223 | 0.81607 | 421608
2016-05-23 03:00 | 0 | 0.81344 | 397199
2016-05-23 04:00 | 0 | 0.80577 | 372838
2016-05-23 05:00 | 0 | 0.79768 | 352582
2016-05-23 06:00 | 0 | 0.78654 | 337779
2016-05-23 07:00 | 0 | 0.75933 | 329066
2016-05-23 08:00 | 0 | 0.72663 | 326685
2016-05-23 09:00 | 0 | 0.68742 | 336393
2016-05-23 10:00 | 0 | 0.65255 | 358134
2016-05-23 11:00 | 0 | 0.6006 | 381460
2016-05-23 12:00 | 0.092986 | 0.41085 | 399759
2016-05-23 13:00 | 0.46252 | 0.31422 | 416209
2016-05-23 14:00 | 0.68274 | 0.35816 | 432114
2016-05-23 15:00 | 0.80035 | 0.36119 | 446006
2016-05-23 16:00 | 0.84854 | 0.35655 | 457678
2016-05-23 17:00 | 0.86561 | 0.35165 | 469006
2016-05-23 18:00 | 0.86041 | 0.35181 | 478348
2016-05-23 19:00 | 0.85177 | 0.35985 | 486089
2016-05-23 20:00 | 0.84635 | 0.37243 | 490872
2016-05-23 21:00 | 0.83416 | 0.3779 | 493110
2016-05-23 22:00 | 0.79812 | 0.37525 | 490741
2016-05-23 23:00 | 0.70889 | 0.36889 | 484074
2016-05-24 | 0.54544 | 0.38989 | 477807
2016-05-24 01:00 | 0.23942 | 0.47217 | 471053
2016-05-24 02:00 | 0.016679 | 0.51356 | 448908
2016-05-24 03:00 | 0 | 0.50944 | 420111
2016-05-24 04:00 | 0 | 0.49727 | 392234
2016-05-24 05:00 | 0 | 0.49026 | 370342
2016-05-24 06:00 | 0 | 0.49104 | 354097
2016-05-24 07:00 | 0 | 0.47945 | 344011
2016-05-24 08:00 | 0 | 0.46636 | 341307
2016-05-24 09:00 | 0 | 0.43389 | 348338
2016-05-24 10:00 | 0 | 0.39899 | 366672
2016-05-24 11:00 | 0 | 0.35084 | 389826
2016-05-24 12:00 | 0.10236 | 0.2019 | 408663
2016-05-24 13:00 | 0.44092 | 0.13618 | 426934
2016-05-24 14:00 | 0.63748 | 0.14701 | 445433
2016-05-24 15:00 | 0.76678 | 0.15259 | 462381
2016-05-24 16:00 | 0.81711 | 0.16146 | 476400
2016-05-24 17:00 | 0.82547 | 0.18189 | 489270
2016-05-24 18:00 | 0.81687 | 0.20975 | 500907
2016-05-24 19:00 | 0.80473 | 0.23939 | 509782
2016-05-24 20:00 | 0.79565 | 0.26625 | 516707
2016-05-24 21:00 | 0.77621 | 0.28638 | 520133
2016-05-24 22:00 | 0.73136 | 0.30691 | 518155
2016-05-24 23:00 | 0.63317 | 0.32889 | 509918
2016-05-25 | 0.48962 | 0.38948 | 501806
2016-05-25 01:00 | 0.22571 | 0.50063 | 493666
2016-05-25 02:00 | 0.015504 | 0.57726 | 469882
2016-05-25 03:00 | 0 | 0.605 | 439830
2016-05-25 04:00 | 0 | 0.61158 | 412104
2016-05-25 05:00 | 0 | 0.61331 | 388110
2016-05-25 06:00 | 0 | 0.61228 | 369349
2016-05-25 07:00 | 0 | 0.59868 | 357330
2016-05-25 08:00 | 0 | 0.57266 | 353196
2016-05-25 09:00 | 0 | 0.52423 | 360438
2016-05-25 10:00 | 0 | 0.50152 | 377881
2016-05-25 11:00 | 7.37e-07 | 0.4705 | 400106
2016-05-25 12:00 | 0.10862 | 0.34779 | 420344
2016-05-25 13:00 | 0.45435 | 0.24805 | 440803
2016-05-25 14:00 | 0.64761 | 0.26962 | 461933
2016-05-25 15:00 | 0.77893 | 0.2969 | 481414
2016-05-25 16:00 | 0.8168 | 0.30972 | 497705
2016-05-25 17:00 | 0.82341 | 0.31252 | 513227
2016-05-25 18:00 | 0.81631 | 0.31325 | 526761
2016-05-25 19:00 | 0.80637 | 0.31762 | 537291
2016-05-25 20:00 | 0.7978 | 0.32336 | 544450
2016-05-25 21:00 | 0.78196 | 0.32217 | 547431
2016-05-25 22:00 | 0.73925 | 0.30716 | 542287
2016-05-25 23:00 | 0.64889 | 0.29381 | 531381
2016-05-26 | 0.50988 | 0.31604 | 521817
2016-05-26 01:00 | 0.23654 | 0.38678 | 512256
2016-05-26 02:00 | 0.019863 | 0.44162 | 488412
2016-05-26 03:00 | 0 | 0.4729 | 455944
2016-05-26 04:00 | 0 | 0.48563 | 425635
2016-05-26 05:00 | 0 | 0.48738 | 400557
2016-05-26 06:00 | 0 | 0.48906 | 380967
2016-05-26 07:00 | 0 | 0.48407 | 367149
2016-05-26 08:00 | 0 | 0.47463 | 361979
2016-05-26 09:00 | 0 | 0.46112 | 367885
2016-05-26 10:00 | 0 | 0.4547 | 387246
2016-05-26 11:00 | 2.01e-06 | 0.41266 | 410827
2016-05-26 12:00 | 0.12671 | 0.25615 | 432688
2016-05-26 13:00 | 0.48296 | 0.19962 | 453714
2016-05-26 14:00 | 0.67948 | 0.2414 | 476278
2016-05-26 15:00 | 0.79882 | 0.26719 | 497102
2016-05-26 16:00 | 0.83705 | 0.28329 | 514615
2016-05-26 17:00 | 0.83488 | 0.30489 | 530002
2016-05-26 18:00 | 0.8201 | 0.33688 | 540760
2016-05-26 19:00 | 0.8019 | 0.37467 | 550035
2016-05-26 20:00 | 0.78721 | 0.40391 | 554684
2016-05-26 21:00 | 0.76588 | 0.41054 | 553672
2016-05-26 22:00 | 0.72145 | 0.40843 | 546361
2016-05-26 23:00 | 0.63807 | 0.41786 | 533794
2016-05-27 | 0.50929 | 0.44619 | 523360
2016-05-27 01:00 | 0.26338 | 0.48975 | 514618
2016-05-27 02:00 | 0.03045 | 0.53372 | 489810
2016-05-27 03:00 | 0 | 0.54002 | 459477
2016-05-27 04:00 | 0 | 0.47951 | 428775
2016-05-27 05:00 | 0 | 0.42656 | 402449
2016-05-27 06:00 | 0 | 0.39216 | 381992
2016-05-27 07:00 | 0 | 0.35837 | 368753
2016-05-27 08:00 | 0 | 0.33343 | 363980
2016-05-27 09:00 | 0 | 0.31531 | 368934
2016-05-27 10:00 | 0 | 0.30055 | 384185
2016-05-27 11:00 | 2.79e-06 | 0.28318 | 405105
2016-05-27 12:00 | 0.11218 | 0.18903 | 429110
2016-05-27 13:00 | 0.46854 | 0.15126 | 452260
2016-05-27 14:00 | 0.68702 | 0.17369 | 475781
2016-05-27 15:00 | 0.79284 | 0.19269 | 496673
2016-05-27 16:00 | 0.82854 | 0.19678 | 513944
2016-05-27 17:00 | 0.83215 | 0.20042 | 527326
2016-05-27 18:00 | 0.82402 | 0.19689 | 537440
2016-05-27 19:00 | 0.81389 | 0.18161 | 543658
2016-05-27 20:00 | 0.80547 | 0.16612 | 546585
2016-05-27 21:00 | 0.78766 | 0.15394 | 544994
2016-05-27 22:00 | 0.75212 | 0.14516 | 535312
2016-05-27 23:00 | 0.67337 | 0.14424 | 520452
2016-05-28 | 0.54357 | 0.16117 | 507956
2016-05-28 01:00 | 0.28267 | 0.22755 | 498303
2016-05-28 02:00 | 0.042965 | 0.30488 | 477056
2016-05-28 03:00 | 0 | 0.33354 | 447806
2016-05-28 04:00 | 0 | 0.32921 | 418066
2016-05-28 05:00 | 0 | 0.32187 | 394181
2016-05-28 06:00 | 0 | 0.31473 | 375435
2016-05-28 07:00 | 0 | 0.30029 | 360860
2016-05-28 08:00 | 0 | 0.28636 | 352135
2016-05-28 09:00 | 0 | 0.27405 | 348132
2016-05-28 10:00 | 0 | 0.27263 | 349321
2016-05-28 11:00 | 4.42e-06 | 0.26279 | 357711
2016-05-28 12:00 | 0.14609 | 0.15471 | 377804
2016-05-28 13:00 | 0.53994 | 0.11444 | 404774
2016-05-28 14:00 | 0.71055 | 0.13518 | 431917
2016-05-28 15:00 | 0.8149 | 0.14472 | 456896
2016-05-28 16:00 | 0.85937 | 0.15061 | 477425
2016-05-28 17:00 | 0.86027 | 0.15743 | 492482
2016-05-28 18:00 | 0.8501 | 0.16789 | 504366
2016-05-28 19:00 | 0.8352 | 0.17979 | 514319
2016-05-28 20:00 | 0.82292 | 0.19003 | 522878
2016-05-28 21:00 | 0.80116 | 0.19483 | 526804
2016-05-28 22:00 | 0.75611 | 0.19185 | 524119
2016-05-28 23:00 | 0.66673 | 0.18375 | 513281
2016-05-29 | 0.51716 | 0.18774 | 501272
2016-05-29 01:00 | 0.25147 | 0.25184 | 491484
2016-05-29 02:00 | 0.026963 | 0.31356 | 472491
2016-05-29 03:00 | 0 | 0.34067 | 444592
2016-05-29 04:00 | 0 | 0.3648 | 418205
2016-05-29 05:00 | 0 | 0.39308 | 394074
2016-05-29 06:00 | 0 | 0.40376 | 373955
2016-05-29 07:00 | 0 | 0.41534 | 359007
2016-05-29 08:00 | 0 | 0.43254 | 349369
2016-05-29 09:00 | 0 | 0.43142 | 344568
2016-05-29 10:00 | 0 | 0.42394 | 342370
2016-05-29 11:00 | 7.61e-07 | 0.36163 | 347608
2016-05-29 12:00 | 0.11175 | 0.20046 | 364457
2016-05-29 13:00 | 0.42767 | 0.1438 | 390643
2016-05-29 14:00 | 0.62417 | 0.18465 | 417784
2016-05-29 15:00 | 0.72977 | 0.20846 | 442750
2016-05-29 16:00 | 0.77993 | 0.20444 | 464005
2016-05-29 17:00 | 0.79032 | 0.19818 | 480240
2016-05-29 18:00 | 0.78754 | 0.20274 | 492006
2016-05-29 19:00 | 0.77717 | 0.21491 | 500465
2016-05-29 20:00 | 0.76983 | 0.22593 | 506111
2016-05-29 21:00 | 0.75031 | 0.22596 | 508248
2016-05-29 22:00 | 0.71367 | 0.21392 | 504790
2016-05-29 23:00 | 0.6259 | 0.20597 | 494498
2016-05-30 | 0.49145 | 0.23669 | 483132
2016-05-30 01:00 | 0.26525 | 0.35234 | 472908
2016-05-30 02:00 | 0.035805 | 0.43953 | 456189
2016-05-30 03:00 | 0 | 0.45361 | 431028
2016-05-30 04:00 | 0 | 0.446 | 404498
2016-05-30 05:00 | 0 | 0.43279 | 380422
2016-05-30 06:00 | 0 | 0.41569 | 362999
2016-05-30 07:00 | 0 | 0.38928 | 349662
2016-05-30 08:00 | 0 | 0.35471 | 342344
2016-05-30 09:00 | 0 | 0.30925 | 340098
2016-05-30 10:00 | 0 | 0.27168 | 340563
2016-05-30 11:00 | 3.22e-07 | 0.23875 | 346582
2016-05-30 12:00 | 0.09808 | 0.13958 | 362900
2016-05-30 13:00 | 0.44311 | 0.12039 | 390192
2016-05-30 14:00 | 0.66598 | 0.15949 | 420252
2016-05-30 15:00 | 0.77994 | 0.16709 | 448922
2016-05-30 16:00 | 0.82954 | 0.1728 | 472712
2016-05-30 17:00 | 0.84063 | 0.18979 | 490171
2016-05-30 18:00 | 0.83586 | 0.21666 | 503610
2016-05-30 19:00 | 0.82842 | 0.24993 | 513592
2016-05-30 20:00 | 0.82647 | 0.28801 | 521499
2016-05-30 21:00 | 0.81773 | 0.32532 | 526698
2016-05-30 22:00 | 0.78696 | 0.35824 | 526040
2016-05-30 23:00 | 0.70199 | 0.39855 | 519884
2016-05-31 | 0.55368 | 0.49626 | 510821
2016-05-31 01:00 | 0.30087 | 0.6643 | 501289
2016-05-31 02:00 | 0.042811 | 0.75113 | 478475
2016-05-31 03:00 | 0 | 0.7208 | 446575
2016-05-31 04:00 | 0 | 0.64417 | 417426
2016-05-31 05:00 | 0 | 0.58532 | 392066
2016-05-31 06:00 | 0 | 0.53603 | 372274
2016-05-31 07:00 | 0 | 0.49539 | 359147
2016-05-31 08:00 | 0 | 0.45969 | 355102
2016-05-31 09:00 | 0 | 0.42906 | 362437
2016-05-31 10:00 | 0 | 0.40241 | 380869
2016-05-31 11:00 | 4.13e-07 | 0.36744 | 404434
2016-05-31 12:00 | 0.11954 | 0.28438 | 430258
2016-05-31 13:00 | 0.50381 | 0.34283 | 457434
2016-05-31 14:00 | 0.69321 | 0.37319 | 485399
2016-05-31 15:00 | 0.78357 | 0.36874 | 511566
2016-05-31 16:00 | 0.82333 | 0.35283 | 533684
2016-05-31 17:00 | 0.82337 | 0.34465 | 552896
2016-05-31 18:00 | 0.80871 | 0.34202 | 566702
2016-05-31 19:00 | 0.78707 | 0.34077 | 575476
2016-05-31 20:00 | 0.76967 | 0.33851 | 578930
2016-05-31 21:00 | 0.74837 | 0.33407 | 578388
2016-05-31 22:00 | 0.71517 | 0.33072 | 571152
2016-05-31 23:00 | 0.64265 | 0.33106 | 558447
2016-06-01 | 0.51419 | 0.34412 | 545151
2016-06-01 01:00 | 0.30891 | 0.38816 | 533134
2016-06-01 02:00 | 0.057516 | 0.43458 | 505636
2016-06-01 03:00 | 1.91e-08 | 0.43709 | 469955
2016-06-01 04:00 | 0 | 0.42316 | 436947
2016-06-01 05:00 | 0 | 0.4087 | 409528
2016-06-01 06:00 | 0 | 0.40039 | 388462
2016-06-01 07:00 | 0 | 0.40449 | 373860
2016-06-01 08:00 | 0 | 0.41249 | 367627
2016-06-01 09:00 | 0 | 0.42511 | 372843
2016-06-01 10:00 | 0 | 0.43535 | 388457
2016-06-01 11:00 | 7.59e-06 | 0.39317 | 411140
2016-06-01 12:00 | 0.074201 | 0.25997 | 435165
2016-06-01 13:00 | 0.41453 | 0.29419 | 458866
2016-06-01 14:00 | 0.60638 | 0.33529 | 485380
2016-06-01 15:00 | 0.71441 | 0.32728 | 510547
2016-06-01 16:00 | 0.75556 | 0.31979 | 531408
2016-06-01 17:00 | 0.7617 | 0.31554 | 550110
2016-06-01 18:00 | 0.74909 | 0.30863 | 564854
2016-06-01 19:00 | 0.73391 | 0.29604 | 574628
2016-06-01 20:00 | 0.71686 | 0.27979 | 580324
2016-06-01 21:00 | 0.6936 | 0.26005 | 579092
2016-06-01 22:00 | 0.66201 | 0.23284 | 570068
2016-06-01 23:00 | 0.59673 | 0.19673 | 556557
2016-06-02 | 0.47466 | 0.16863 | 544273
2016-06-02 01:00 | 0.30003 | 0.18209 | 532348
2016-06-02 02:00 | 0.057849 | 0.21307 | 507490
2016-06-02 03:00 | 2e-07 | 0.2412 | 472589
2016-06-02 04:00 | 0 | 0.26897 | 439690
2016-06-02 05:00 | 0 | 0.29437 | 412308
2016-06-02 06:00 | 0 | 0.31342 | 390358
2016-06-02 07:00 | 0 | 0.32801 | 375879
2016-06-02 08:00 | 0 | 0.34255 | 370219
2016-06-02 09:00 | 0 | 0.34703 | 375798
2016-06-02 10:00 | 0 | 0.35021 | 393345
2016-06-02 11:00 | 5.3e-06 | 0.31332 | 414211
2016-06-02 12:00 | 0.10477 | 0.16557 | 435951
2016-06-02 13:00 | 0.46895 | 0.10429 | 457230
2016-06-02 14:00 | 0.67136 | 0.12116 | 479125
2016-06-02 15:00 | 0.78624 | 0.14578 | 500458
2016-06-02 16:00 | 0.83038 | 0.16033 | 519600
2016-06-02 17:00 | 0.83619 | 0.17474 | 537657
2016-06-02 18:00 | 0.83006 | 0.18892 | 551753
2016-06-02 19:00 | 0.81939 | 0.19899 | 561585
2016-06-02 20:00 | 0.81198 | 0.20594 | 567278
2016-06-02 21:00 | 0.79392 | 0.21516 | 568552
2016-06-02 22:00 | 0.7638 | 0.22706 | 562007
2016-06-02 23:00 | 0.69543 | 0.24487 | 550541
2016-06-03 | 0.55894 | 0.30145 | 540859
2016-06-03 01:00 | 0.34026 | 0.4573 | 528804
2016-06-03 02:00 | 0.046418 | 0.5566 | 504648
2016-06-03 03:00 | 3.37e-07 | 0.58278 | 471826
2016-06-03 04:00 | 0 | 0.5798 | 440612
2016-06-03 05:00 | 0 | 0.56433 | 412775
2016-06-03 06:00 | 0 | 0.54738 | 391019
2016-06-03 07:00 | 0 | 0.53664 | 376807
2016-06-03 08:00 | 0 | 0.5273 | 370748
2016-06-03 09:00 | 0 | 0.52193 | 376029
2016-06-03 10:00 | 0 | 0.51258 | 390568
2016-06-03 11:00 | 8.38e-06 | 0.46433 | 410728
2016-06-03 12:00 | 0.12234 | 0.28898 | 433401
2016-06-03 13:00 | 0.49458 | 0.25553 | 456710
2016-06-03 14:00 | 0.7017 | 0.34365 | 482352
2016-06-03 15:00 | 0.79597 | 0.38076 | 506438
2016-06-03 16:00 | 0.83754 | 0.37861 | 526219
2016-06-03 17:00 | 0.84857 | 0.36968 | 544271
2016-06-03 18:00 | 0.84346 | 0.36141 | 559157
2016-06-03 19:00 | 0.83538 | 0.35597 | 568887
2016-06-03 20:00 | 0.83221 | 0.35296 | 574581
2016-06-03 21:00 | 0.82329 | 0.3541 | 574869
2016-06-03 22:00 | 0.79445 | 0.35681 | 567521
2016-06-03 23:00 | 0.72217 | 0.34788 | 553923
2016-06-04 | 0.5906 | 0.35202 | 541270
2016-06-04 01:00 | 0.35349 | 0.4329 | 530077
2016-06-04 02:00 | 0.04755 | 0.53084 | 507757
2016-06-04 03:00 | 4.31e-07 | 0.54703 | 476751
2016-06-04 04:00 | 0 | 0.51072 | 445566
2016-06-04 05:00 | 0 | 0.45923 | 417881
2016-06-04 06:00 | 0 | 0.41708 | 395618
2016-06-04 07:00 | 0 | 0.39272 | 378450
2016-06-04 08:00 | 0 | 0.39198 | 367703
2016-06-04 09:00 | 0 | 0.40717 | 364114
2016-06-04 10:00 | 0 | 0.43044 | 364270
2016-06-04 11:00 | 9.92e-06 | 0.39997 | 372504
2016-06-04 12:00 | 0.15011 | 0.23693 | 391583
2016-06-04 13:00 | 0.5314 | 0.23452 | 416910
2016-06-04 14:00 | 0.68035 | 0.36388 | 444249
2016-06-04 15:00 | 0.78321 | 0.43363 | 469972
2016-06-04 16:00 | 0.81915 | 0.47453 | 491295
2016-06-04 17:00 | 0.82724 | 0.50135 | 507879
2016-06-04 18:00 | 0.82258 | 0.52351 | 520690
2016-06-04 19:00 | 0.81438 | 0.54379 | 530123
2016-06-04 20:00 | 0.80999 | 0.56098 | 536156
2016-06-04 21:00 | 0.79802 | 0.57492 | 539077
2016-06-04 22:00 | 0.76981 | 0.57239 | 535584
2016-06-04 23:00 | 0.69583 | 0.53889 | 526357
2016-06-05 | 0.56748 | 0.48925 | 517223
2016-06-05 01:00 | 0.3084 | 0.55322 | 507566
2016-06-05 02:00 | 0.031121 | 0.57285 | 488695
2016-06-05 03:00 | 0 | 0.52782 | 461209
2016-06-05 04:00 | 0 | 0.4779 | 431573
2016-06-05 05:00 | 0 | 0.43968 | 406781
2016-06-05 06:00 | 0 | 0.41995 | 386419
2016-06-05 07:00 | 0 | 0.40743 | 370429
2016-06-05 08:00 | 0 | 0.4004 | 360252
2016-06-05 09:00 | 0 | 0.39213 | 355281
2016-06-05 10:00 | 0 | 0.39484 | 352955
2016-06-05 11:00 | 1.34e-05 | 0.35168 | 357290
2016-06-05 12:00 | 0.14986 | 0.19319 | 374022
2016-06-05 13:00 | 0.53103 | 0.11867 | 397413
2016-06-05 14:00 | 0.70881 | 0.18483 | 422285
2016-06-05 15:00 | 0.79729 | 0.26326 | 445523
2016-06-05 16:00 | 0.84048 | 0.30512 | 466044
2016-06-05 17:00 | 0.84662 | 0.3361 | 483304
2016-06-05 18:00 | 0.84006 | 0.3592 | 497201
2016-06-05 19:00 | 0.83079 | 0.37258 | 508990
2016-06-05 20:00 | 0.82758 | 0.38104 | 519010
2016-06-05 21:00 | 0.81836 | 0.38738 | 525768
2016-06-05 22:00 | 0.79115 | 0.38828 | 526990
2016-06-05 23:00 | 0.70785 | 0.38631 | 521930
2016-06-06 | 0.57799 | 0.39814 | 513888
2016-06-06 01:00 | 0.31762 | 0.48725 | 504098
2016-06-06 02:00 | 0.043799 | 0.58846 | 485611
2016-06-06 03:00 | 8.35e-07 | 0.60534 | 456516
2016-06-06 04:00 | 0 | 0.57023 | 426240
2016-06-06 05:00 | 0 | 0.52917 | 403188
2016-06-06 06:00 | 0 | 0.50243 | 384384
2016-06-06 07:00 | 0 | 0.4966 | 370595
2016-06-06 08:00 | 0 | 0.49349 | 366015
2016-06-06 09:00 | 0 | 0.48861 | 371425
2016-06-06 10:00 | 0 | 0.48715 | 387935
2016-06-06 11:00 | 1.22e-05 | 0.42548 | 411661
2016-06-06 12:00 | 0.1305 | 0.25569 | 435162
2016-06-06 13:00 | 0.47762 | 0.22149 | 461328
2016-06-06 14:00 | 0.6826 | 0.27385 | 485280
2016-06-06 15:00 | 0.77921 | 0.30285 | 509087
2016-06-06 16:00 | 0.82034 | 0.30425 | 527204
2016-06-06 17:00 | 0.82732 | 0.30768 | 545385
2016-06-06 18:00 | 0.81727 | 0.30856 | 560299
2016-06-06 19:00 | 0.79848 | 0.3116 | 570244
2016-06-06 20:00 | 0.7796 | 0.31599 | 578371
2016-06-06 21:00 | 0.75136 | 0.31896 | 581232
2016-06-06 22:00 | 0.71603 | 0.32234 | 579340
2016-06-06 23:00 | 0.64068 | 0.32668 | 568858
2016-06-07 | 0.52204 | 0.35354 | 558041
2016-06-07 01:00 | 0.30548 | 0.48713 | 544630
2016-06-07 02:00 | 0.039285 | 0.63609 | 517539
2016-06-07 03:00 | 6.58e-07 | 0.62914 | 483215
2016-06-07 04:00 | 0 | 0.56097 | 448043
2016-06-07 05:00 | 0 | 0.49273 | 419365
2016-06-07 06:00 | 0 | 0.43344 | 397308
2016-06-07 07:00 | 0 | 0.38778 | 381818
2016-06-07 08:00 | 0 | 0.35407 | 375224
2016-06-07 09:00 | 0 | 0.33221 | 379918
2016-06-07 10:00 | 0 | 0.31655 | 394415
2016-06-07 11:00 | 5.73e-06 | 0.25255 | 414034
2016-06-07 12:00 | 0.11247 | 0.12153 | 436079
2016-06-07 13:00 | 0.4616 | 0.12064 | 460021
2016-06-07 14:00 | 0.65955 | 0.15079 | 485342
2016-06-07 15:00 | 0.76164 | 0.1394 | 508842
2016-06-07 16:00 | 0.80642 | 0.12017 | 528600
2016-06-07 17:00 | 0.81705 | 0.1083 | 546244
2016-06-07 18:00 | 0.80772 | 0.10338 | 559521
2016-06-07 19:00 | 0.79148 | 0.10384 | 569433
2016-06-07 20:00 | 0.77536 | 0.10981 | 575757
2016-06-07 21:00 | 0.75432 | 0.11786 | 579190
2016-06-07 22:00 | 0.72036 | 0.13348 | 575363
2016-06-07 23:00 | 0.63645 | 0.15925 | 564201
2016-06-08 | 0.50509 | 0.20742 | 548515
2016-06-08 01:00 | 0.28016 | 0.34787 | 533334
2016-06-08 02:00 | 0.03863 | 0.51707 | 506870
2016-06-08 03:00 | 1.93e-06 | 0.558 | 470978
2016-06-08 04:00 | 0 | 0.54047 | 437565
2016-06-08 05:00 | 0 | 0.50119 | 408850
2016-06-08 06:00 | 0 | 0.46938 | 386228
2016-06-08 07:00 | 0 | 0.44948 | 371486
2016-06-08 08:00 | 0 | 0.44456 | 364715
2016-06-08 09:00 | 0 | 0.44071 | 370472
2016-06-08 10:00 | 0 | 0.43629 | 382405
2016-06-08 11:00 | 4.31e-06 | 0.38475 | 400432
2016-06-08 12:00 | 0.11727 | 0.20314 | 420465
2016-06-08 13:00 | 0.44153 | 0.17551 | 442199
2016-06-08 14:00 | 0.63022 | 0.22489 | 465246
2016-06-08 15:00 | 0.71917 | 0.23147 | 486017
2016-06-08 16:00 | 0.76693 | 0.22054 | 502863
2016-06-08 17:00 | 0.77969 | 0.2198 | 519109
2016-06-08 18:00 | 0.77735 | 0.22851 | 532051
2016-06-08 19:00 | 0.76621 | 0.2403 | 543040
2016-06-08 20:00 | 0.75604 | 0.25393 | 551323
2016-06-08 21:00 | 0.73633 | 0.26528 | 555836
2016-06-08 22:00 | 0.69985 | 0.27602 | 553751
2016-06-08 23:00 | 0.61946 | 0.30876 | 543784
2016-06-09 | 0.48716 | 0.39716 | 530422
2016-06-09 01:00 | 0.26552 | 0.55529 | 517442
2016-06-09 02:00 | 0.034859 | 0.66508 | 494403
2016-06-09 03:00 | 1.49e-06 | 0.70627 | 461505
2016-06-09 04:00 | 0 | 0.70124 | 429485
2016-06-09 05:00 | 0 | 0.66947 | 402849
2016-06-09 06:00 | 0 | 0.63228 | 382478
2016-06-09 07:00 | 0 | 0.60365 | 368821
2016-06-09 08:00 | 0 | 0.57698 | 362709
2016-06-09 09:00 | 0 | 0.53165 | 366616
2016-06-09 10:00 | 0 | 0.48826 | 380315
2016-06-09 11:00 | 7.27e-06 | 0.4029 | 398304
2016-06-09 12:00 | 0.11535 | 0.23263 | 419320
2016-06-09 13:00 | 0.43497 | 0.23629 | 441583
2016-06-09 14:00 | 0.64097 | 0.32703 | 464597
2016-06-09 15:00 | 0.7517 | 0.33226 | 485879
2016-06-09 16:00 | 0.80899 | 0.32023 | 505989
2016-06-09 17:00 | 0.82262 | 0.31611 | 524767
2016-06-09 18:00 | 0.82029 | 0.31783 | 539999
2016-06-09 19:00 | 0.81231 | 0.32287 | 552774
2016-06-09 20:00 | 0.80617 | 0.32847 | 560594
2016-06-09 21:00 | 0.7912 | 0.33666 | 566846
2016-06-09 22:00 | 0.75729 | 0.35068 | 564371
2016-06-09 23:00 | 0.67834 | 0.38014 | 554318
2016-06-10 | 0.53952 | 0.4577 | 540316
2016-06-10 01:00 | 0.31319 | 0.61268 | 530398
2016-06-10 02:00 | 0.052476 | 0.72229 | 505423
2016-06-10 03:00 | 2.05e-06 | 0.71947 | 473098
2016-06-10 04:00 | 0 | 0.69097 | 438393
2016-06-10 05:00 | 0 | 0.65463 | 411512
2016-06-10 06:00 | 0 | 0.6153 | 391226
2016-06-10 07:00 | 0 | 0.5657 | 376885
2016-06-10 08:00 | 0 | 0.5154 | 369546
2016-06-10 09:00 | 0 | 0.46668 | 372398
2016-06-10 10:00 | 0 | 0.42754 | 383857
2016-06-10 11:00 | 9.14e-06 | 0.33945 | 402748
2016-06-10 12:00 | 0.12657 | 0.18186 | 426829
2016-06-10 13:00 | 0.42817 | 0.19712 | 454646
2016-06-10 14:00 | 0.58886 | 0.24662 | 482301
2016-06-10 15:00 | 0.68137 | 0.25357 | 508873
2016-06-10 16:00 | 0.72998 | 0.26226 | 531905
2016-06-10 17:00 | 0.74446 | 0.28399 | 551022
2016-06-10 18:00 | 0.74244 | 0.31146 | 567314
2016-06-10 19:00 | 0.73347 | 0.33132 | 579868
2016-06-10 20:00 | 0.71689 | 0.33505 | 589997
2016-06-10 21:00 | 0.68376 | 0.33241 | 593420
2016-06-10 22:00 | 0.6295 | 0.32853 | 587600
2016-06-10 23:00 | 0.53742 | 0.34125 | 573688
2016-06-11 | 0.40509 | 0.41187 | 556480
2016-06-11 01:00 | 0.21393 | 0.58689 | 540736
2016-06-11 02:00 | 0.032552 | 0.70348 | 517639
2016-06-11 03:00 | 2.62e-06 | 0.69478 | 486640
2016-06-11 04:00 | 0 | 0.66402 | 455231
2016-06-11 05:00 | 0 | 0.63536 | 426453
2016-06-11 06:00 | 0 | 0.60039 | 405689
2016-06-11 07:00 | 0 | 0.56313 | 388245
2016-06-11 08:00 | 0 | 0.53447 | 375972
2016-06-11 09:00 | 0 | 0.49515 | 372056
2016-06-11 10:00 | 0 | 0.45654 | 372473
2016-06-11 11:00 | 8.03e-06 | 0.37924 | 382390
2016-06-11 12:00 | 0.092122 | 0.25114 | 405494
2016-06-11 13:00 | 0.3086 | 0.24893 | 438077
2016-06-11 14:00 | 0.48649 | 0.30419 | 473340
2016-06-11 15:00 | 0.5999 | 0.32961 | 506666
2016-06-11 16:00 | 0.66231 | 0.33391 | 534752
2016-06-11 17:00 | 0.683 | 0.34272 | 555285
2016-06-11 18:00 | 0.67726 | 0.35925 | 571006
2016-06-11 19:00 | 0.66388 | 0.37801 | 582511
2016-06-11 20:00 | 0.64097 | 0.40251 | 590597
2016-06-11 21:00 | 0.60496 | 0.43479 | 595049
2016-06-11 22:00 | 0.54997 | 0.47559 | 591829
2016-06-11 23:00 | 0.47173 | 0.52699 | 580903
2016-06-12 | 0.35875 | 0.60492 | 566512
2016-06-12 01:00 | 0.20329 | 0.7093 | 552841
2016-06-12 02:00 | 0.024773 | 0.75993 | 531300
2016-06-12 03:00 | 1.6e-06 | 0.74616 | 501243
2016-06-12 04:00 | 0 | 0.70781 | 470687
2016-06-12 05:00 | 0 | 0.67295 | 442054
2016-06-12 06:00 | 0 | 0.64964 | 418211
2016-06-12 07:00 | 0 | 0.61829 | 400428
2016-06-12 08:00 | 0 | 0.59265 | 387567
2016-06-12 09:00 | 0 | 0.53706 | 380020
2016-06-12 10:00 | 0 | 0.46561 | 376210
2016-06-12 11:00 | 3.77e-06 | 0.39354 | 384024
2016-06-12 12:00 | 0.10397 | 0.30643 | 407958
2016-06-12 13:00 | 0.41377 | 0.32105 | 437678
2016-06-12 14:00 | 0.61229 | 0.33931 | 468012
2016-06-12 15:00 | 0.7192 | 0.32998 | 494687
2016-06-12 16:00 | 0.77461 | 0.32303 | 517422
2016-06-12 17:00 | 0.78608 | 0.31934 | 534487
2016-06-12 18:00 | 0.78057 | 0.32071 | 545621
2016-06-12 19:00 | 0.77104 | 0.32004 | 552724
2016-06-12 20:00 | 0.76189 | 0.31468 | 556947
2016-06-12 21:00 | 0.74442 | 0.30521 | 558748
2016-06-12 22:00 | 0.70904 | 0.29166 | 554207
2016-06-12 23:00 | 0.63446 | 0.27884 | 543277
2016-06-13 | 0.52686 | 0.29455 | 530139
2016-06-13 01:00 | 0.30355 | 0.40086 | 519068
2016-06-13 02:00 | 0.035865 | 0.4744 | 498816
2016-06-13 03:00 | 2.74e-06 | 0.45119 | 469138
2016-06-13 04:00 | 0 | 0.40546 | 439711
2016-06-13 05:00 | 0 | 0.36584 | 415207
2016-06-13 06:00 | 0 | 0.32732 | 394517
2016-06-13 07:00 | 0 | 0.29394 | 380639
2016-06-13 08:00 | 0 | 0.27134 | 374559
2016-06-13 09:00 | 0 | 0.2423 | 379564
2016-06-13 10:00 | 0 | 0.22054 | 394195
2016-06-13 11:00 | 4e-06 | 0.18451 | 416210
2016-06-13 12:00 | 0.14144 | 0.11091 | 440541
2016-06-13 13:00 | 0.46694 | 0.094479 | 467299
2016-06-13 14:00 | 0.6673 | 0.10295 | 495712
2016-06-13 15:00 | 0.76388 | 0.09984 | 522570
2016-06-13 16:00 | 0.803 | 0.093823 | 545584
2016-06-13 17:00 | 0.80562 | 0.089879 | 565469
2016-06-13 18:00 | 0.79493 | 0.090341 | 580343
2016-06-13 19:00 | 0.78386 | 0.094501 | 589658
2016-06-13 20:00 | 0.77718 | 0.098483 | 595279
2016-06-13 21:00 | 0.76668 | 0.10711 | 596967
2016-06-13 22:00 | 0.73376 | 0.12524 | 591091
2016-06-13 23:00 | 0.65056 | 0.15896 | 579889
2016-06-14 | 0.53824 | 0.21258 | 565632
2016-06-14 01:00 | 0.2948 | 0.341 | 551948
2016-06-14 02:00 | 0.04099 | 0.46675 | 527027
2016-06-14 03:00 | 0 | 0.47225 | 491855
2016-06-14 04:00 | 0 | 0.44611 | 458318
2016-06-14 05:00 | 0 | 0.41848 | 429694
2016-06-14 06:00 | 0 | 0.39414 | 408610
2016-06-14 07:00 | 0 | 0.37013 | 393006
2016-06-14 08:00 | 0 | 0.34431 | 386262
2016-06-14 09:00 | 0 | 0.31773 | 390262
2016-06-14 10:00 | 0 | 0.3071 | 405010
2016-06-14 11:00 | 1.32e-05 | 0.28893 | 425599
2016-06-14 12:00 | 0.16651 | 0.20155 | 449688
2016-06-14 13:00 | 0.55105 | 0.21367 | 476353
2016-06-14 14:00 | 0.70221 | 0.25338 | 503944
2016-06-14 15:00 | 0.80436 | 0.26357 | 530927
2016-06-14 16:00 | 0.8593 | 0.2772 | 553952
2016-06-14 17:00 | 0.86532 | 0.29852 | 573249
2016-06-14 18:00 | 0.85367 | 0.3212 | 587081
2016-06-14 19:00 | 0.84006 | 0.34304 | 595687
2016-06-14 20:00 | 0.83191 | 0.3573 | 601822
2016-06-14 21:00 | 0.81708 | 0.35726 | 603737
2016-06-14 22:00 | 0.78601 | 0.3491 | 597600
2016-06-14 23:00 | 0.70256 | 0.33149 | 585548
2016-06-15 | 0.554 | 0.33634 | 570965
2016-06-15 01:00 | 0.30135 | 0.40804 | 557325
2016-06-15 02:00 | 0.037084 | 0.46001 | 532471
2016-06-15 03:00 | 2.61e-06 | 0.47924 | 498690
2016-06-15 04:00 | 0 | 0.48186 | 466211
2016-06-15 05:00 | 0 | 0.48775 | 438142
2016-06-15 06:00 | 0 | 0.50478 | 417100
2016-06-15 07:00 | 0 | 0.51539 | 402112
2016-06-15 08:00 | 0 | 0.51429 | 394759
2016-06-15 09:00 | 0 | 0.50176 | 398514
2016-06-15 10:00 | 0 | 0.4782 | 413684
2016-06-15 11:00 | 1.75e-05 | 0.40943 | 433725
2016-06-15 12:00 | 0.15071 | 0.22061 | 458210
2016-06-15 13:00 | 0.52471 | 0.15861 | 486171
2016-06-15 14:00 | 0.6847 | 0.1642 | 515729
2016-06-15 15:00 | 0.7965 | 0.18625 | 544200
2016-06-15 16:00 | 0.8423 | 0.19834 | 569028
2016-06-15 17:00 | 0.85369 | 0.21806 | 590949
2016-06-15 18:00 | 0.84986 | 0.24605 | 608682
2016-06-15 19:00 | 0.84329 | 0.27776 | 621100
2016-06-15 20:00 | 0.84225 | 0.30696 | 629859
2016-06-15 21:00 | 0.83687 | 0.32989 | 632024
2016-06-15 22:00 | 0.80844 | 0.3476 | 626813
2016-06-15 23:00 | 0.74235 | 0.37164 | 613147
2016-06-16 | 0.59446 | 0.44433 | 596583
2016-06-16 01:00 | 0.34037 | 0.61156 | 579747
2016-06-16 02:00 | 0.047601 | 0.7209 | 552876
2016-06-16 03:00 | 2.07e-06 | 0.75404 | 516809
2016-06-16 04:00 | 0 | 0.73338 | 482294
2016-06-16 05:00 | 0 | 0.69511 | 452694
2016-06-16 06:00 | 0 | 0.65012 | 429579
2016-06-16 07:00 | 0 | 0.60901 | 412910
2016-06-16 08:00 | 0 | 0.58165 | 404973
2016-06-16 09:00 | 0 | 0.55667 | 408505
2016-06-16 10:00 | 0 | 0.5282 | 422239
2016-06-16 11:00 | 1.67e-05 | 0.45926 | 442317
2016-06-16 12:00 | 0.16139 | 0.33655 | 467491
2016-06-16 13:00 | 0.55893 | 0.34697 | 494771
2016-06-16 14:00 | 0.70996 | 0.37596 | 523244
2016-06-16 15:00 | 0.81812 | 0.38081 | 550557
2016-06-16 16:00 | 0.85707 | 0.36736 | 573493
2016-06-16 17:00 | 0.87499 | 0.3656 | 593314
2016-06-16 18:00 | 0.86837 | 0.38406 | 608327
2016-06-16 19:00 | 0.86004 | 0.4121 | 617141
2016-06-16 20:00 | 0.85833 | 0.44206 | 622344
2016-06-16 21:00 | 0.8518 | 0.46807 | 623112
2016-06-16 22:00 | 0.82356 | 0.48019 | 617203
2016-06-16 23:00 | 0.7577 | 0.47581 | 605611
2016-06-17 | 0.60271 | 0.51317 | 591553
2016-06-17 01:00 | 0.35658 | 0.6363 | 575723
2016-06-17 02:00 | 0.049939 | 0.72472 | 549591
2016-06-17 03:00 | 1.78e-06 | 0.73126 | 515717
2016-06-17 04:00 | 0 | 0.70743 | 483717
2016-06-17 05:00 | 0 | 0.68153 | 454279
2016-06-17 06:00 | 0 | 0.64985 | 428248
2016-06-17 07:00 | 0 | 0.62478 | 411752
2016-06-17 08:00 | 0 | 0.59611 | 403500
2016-06-17 09:00 | 0 | 0.56534 | 405513
2016-06-17 10:00 | 0 | 0.535 | 416644
2016-06-17 11:00 | 1.66e-05 | 0.4624 | 434301
2016-06-17 12:00 | 0.15707 | 0.30858 | 459290
2016-06-17 13:00 | 0.55306 | 0.29951 | 488911
2016-06-17 14:00 | 0.70763 | 0.28985 | 518595
2016-06-17 15:00 | 0.81093 | 0.25138 | 545741
2016-06-17 16:00 | 0.85203 | 0.21914 | 567490
2016-06-17 17:00 | 0.86526 | 0.20013 | 584549
2016-06-17 18:00 | 0.86101 | 0.18937 | 597291
2016-06-17 19:00 | 0.8533 | 0.18475 | 606608
2016-06-17 20:00 | 0.85114 | 0.18274 | 612181
2016-06-17 21:00 | 0.84395 | 0.18265 | 612561
2016-06-17 22:00 | 0.814 | 0.18868 | 604742
2016-06-17 23:00 | 0.74226 | 0.20837 | 590018
2016-06-18 | 0.58769 | 0.27552 | 571383
2016-06-18 01:00 | 0.32722 | 0.42267 | 554508
2016-06-18 02:00 | 0.048206 | 0.55167 | 530096
2016-06-18 03:00 | 8.24e-07 | 0.58047 | 497484
2016-06-18 04:00 | 0 | 0.54755 | 465759
2016-06-18 05:00 | 0 | 0.50665 | 436125
2016-06-18 06:00 | 0 | 0.46711 | 410907
2016-06-18 07:00 | 0 | 0.42833 | 393168
2016-06-18 08:00 | 0 | 0.39851 | 381758
2016-06-18 09:00 | 0 | 0.34793 | 376227
2016-06-18 10:00 | 0 | 0.30212 | 375830
2016-06-18 11:00 | 8.76e-06 | 0.24589 | 384738
2016-06-18 12:00 | 0.16263 | 0.14261 | 405325
2016-06-18 13:00 | 0.53801 | 0.10942 | 432021
2016-06-18 14:00 | 0.68773 | 0.11973 | 460821
2016-06-18 15:00 | 0.78578 | 0.11117 | 489654
2016-06-18 16:00 | 0.82382 | 0.097808 | 514631
2016-06-18 17:00 | 0.82882 | 0.092262 | 534606
2016-06-18 18:00 | 0.82061 | 0.092331 | 551191
2016-06-18 19:00 | 0.80996 | 0.099156 | 564545
2016-06-18 20:00 | 0.80153 | 0.11372 | 574478
2016-06-18 21:00 | 0.78424 | 0.13741 | 579685
2016-06-18 22:00 | 0.75119 | 0.17188 | 575841
2016-06-18 23:00 | 0.67038 | 0.22191 | 562708
2016-06-19 | 0.51684 | 0.29895 | 545617
2016-06-19 01:00 | 0.28293 | 0.46338 | 531539
2016-06-19 02:00 | 0.047518 | 0.61502 | 511308
2016-06-19 03:00 | 4.12e-06 | 0.65664 | 481727
2016-06-19 04:00 | 0 | 0.65631 | 450963
2016-06-19 05:00 | 0 | 0.63725 | 423780
2016-06-19 06:00 | 0 | 0.6111 | 400632
2016-06-19 07:00 | 0 | 0.58515 | 383744
2016-06-19 08:00 | 0 | 0.56323 | 372003
2016-06-19 09:00 | 0 | 0.54485 | 364628
2016-06-19 10:00 | 0 | 0.52409 | 361484
2016-06-19 11:00 | 1.49e-05 | 0.45628 | 367308
2016-06-19 12:00 | 0.13804 | 0.3188 | 387174
2016-06-19 13:00 | 0.46228 | 0.36011 | 415881
2016-06-19 14:00 | 0.63772 | 0.41874 | 447988
2016-06-19 15:00 | 0.74573 | 0.43877 | 479035
2016-06-19 16:00 | 0.79638 | 0.4547 | 506647
2016-06-19 17:00 | 0.80831 | 0.46895 | 530674
2016-06-19 18:00 | 0.80607 | 0.47772 | 550246
2016-06-19 19:00 | 0.8003 | 0.48098 | 567009
2016-06-19 20:00 | 0.79586 | 0.482 | 580864
2016-06-19 21:00 | 0.78208 | 0.48549 | 590387
2016-06-19 22:00 | 0.75162 | 0.49367 | 591563
2016-06-19 23:00 | 0.68352 | 0.51054 | 584623
2016-06-20 | 0.54053 | 0.55826 | 571899
2016-06-20 01:00 | 0.33336 | 0.67232 | 560612
2016-06-20 02:00 | 0.045559 | 0.77277 | 538629
2016-06-20 03:00 | 1.45e-06 | 0.77673 | 506404
2016-06-20 04:00 | 0 | 0.74855 | 472788
2016-06-20 05:00 | 0 | 0.7177 | 444380
2016-06-20 06:00 | 0 | 0.68687 | 420074
2016-06-20 07:00 | 0 | 0.65765 | 403268
2016-06-20 08:00 | 0 | 0.62122 | 394676
2016-06-20 09:00 | 0 | 0.57143 | 397331
2016-06-20 10:00 | 0 | 0.51769 | 410679
2016-06-20 11:00 | 1.66e-05 | 0.39334 | 433379
2016-06-20 12:00 | 0.16261 | 0.22459 | 461784
2016-06-20 13:00 | 0.51456 | 0.28205 | 494530
2016-06-20 14:00 | 0.69468 | 0.29187 | 529278
2016-06-20 15:00 | 0.78144 | 0.2573 | 563124
2016-06-20 16:00 | 0.82391 | 0.22493 | 592728
2016-06-20 17:00 | 0.82969 | 0.20826 | 618309
2016-06-20 18:00 | 0.82305 | 0.20207 | 637952
2016-06-20 19:00 | 0.81542 | 0.19855 | 653245
2016-06-20 20:00 | 0.8137 | 0.19481 | 664302
2016-06-20 21:00 | 0.80703 | 0.1942 | 668915
2016-06-20 22:00 | 0.78356 | 0.1931 | 664906
2016-06-20 23:00 | 0.71005 | 0.19169 | 651397
2016-06-21 | 0.57976 | 0.20697 | 631507
2016-06-21 01:00 | 0.32615 | 0.3286 | 612804
2016-06-21 02:00 | 0.048632 | 0.49889 | 581995
2016-06-21 03:00 | 1.26e-06 | 0.55426 | 539949
2016-06-21 04:00 | 0 | 0.54404 | 501362
2016-06-21 05:00 | 0 | 0.52013 | 469238
2016-06-21 06:00 | 0 | 0.4948 | 441958
2016-06-21 07:00 | 0 | 0.47726 | 422625
2016-06-21 08:00 | 0 | 0.4652 | 412705
2016-06-21 09:00 | 0 | 0.43709 | 414254
2016-06-21 10:00 | 0 | 0.40477 | 427487
2016-06-21 11:00 | 1.41e-05 | 0.34471 | 447267
2016-06-21 12:00 | 0.14051 | 0.1878 | 470193
2016-06-21 13:00 | 0.44528 | 0.15691 | 498042
2016-06-21 14:00 | 0.64717 | 0.21341 | 529549
2016-06-21 15:00 | 0.7343 | 0.23773 | 560715
2016-06-21 16:00 | 0.78676 | 0.24515 | 586867
2016-06-21 17:00 | 0.80003 | 0.25826 | 609939
2016-06-21 18:00 | 0.80045 | 0.28049 | 627655
2016-06-21 19:00 | 0.79378 | 0.31004 | 640291
2016-06-21 20:00 | 0.78771 | 0.34247 | 649707
2016-06-21 21:00 | 0.77568 | 0.37151 | 653434
2016-06-21 22:00 | 0.74371 | 0.39778 | 648117
2016-06-21 23:00 | 0.66455 | 0.43303 | 634951
2016-06-22 | 0.52356 | 0.51851 | 617957
2016-06-22 01:00 | 0.27825 | 0.70788 | 599868
2016-06-22 02:00 | 0.048132 | 0.82969 | 571899
2016-06-22 03:00 | 3.82e-06 | 0.84836 | 532903
2016-06-22 04:00 | 0 | 0.83532 | 495486
2016-06-22 05:00 | 0 | 0.80966 | 464781
2016-06-22 06:00 | 0 | 0.7808 | 439728
2016-06-22 07:00 | 0 | 0.75598 | 422327
2016-06-22 08:00 | 0 | 0.72815 | 411323
2016-06-22 09:00 | 0 | 0.69449 | 412625
2016-06-22 10:00 | 0 | 0.6628 | 424663
2016-06-22 11:00 | 1.63e-05 | 0.59264 | 445447
2016-06-22 12:00 | 0.13922 | 0.45761 | 469789
2016-06-22 13:00 | 0.44249 | 0.54688 | 498029
2016-06-22 14:00 | 0.64527 | 0.5737 | 528101
2016-06-22 15:00 | 0.72496 | 0.53277 | 557079
2016-06-22 16:00 | 0.77651 | 0.48681 | 582091
2016-06-22 17:00 | 0.78886 | 0.45305 | 604925
2016-06-22 18:00 | 0.78458 | 0.42845 | 623197
2016-06-22 19:00 | 0.77181 | 0.40658 | 636797
2016-06-22 20:00 | 0.76156 | 0.38738 | 648742
2016-06-22 21:00 | 0.74634 | 0.36855 | 653933
2016-06-22 22:00 | 0.71119 | 0.35148 | 651094
2016-06-22 23:00 | 0.63839 | 0.34148 | 640266
2016-06-23 | 0.51504 | 0.36351 | 623630
2016-06-23 01:00 | 0.29098 | 0.4892 | 607473
2016-06-23 02:00 | 0.050151 | 0.59734 | 579275
2016-06-23 03:00 | 4.03e-06 | 0.62867 | 541127
2016-06-23 04:00 | 0 | 0.6027 | 505365
2016-06-23 05:00 | 0 | 0.55896 | 474918
2016-06-23 06:00 | 0 | 0.51945 | 449614
2016-06-23 07:00 | 0 | 0.47986 | 430975
2016-06-23 08:00 | 0 | 0.44459 | 420920
2016-06-23 09:00 | 0 | 0.40927 | 422636
2016-06-23 10:00 | 0 | 0.37099 | 435624
2016-06-23 11:00 | 1.85e-06 | 0.28293 | 453506
2016-06-23 12:00 | 0.11425 | 0.1774 | 476162
2016-06-23 13:00 | 0.43225 | 0.19809 | 503574
2016-06-23 14:00 | 0.61958 | 0.21713 | 533806
2016-06-23 15:00 | 0.70485 | 0.20004 | 562667
2016-06-23 16:00 | 0.74737 | 0.17614 | 586908
2016-06-23 17:00 | 0.76084 | 0.16038 | 609543
2016-06-23 18:00 | 0.75453 | 0.15063 | 626573
2016-06-23 19:00 | 0.744 | 0.14256 | 639206
2016-06-23 20:00 | 0.73409 | 0.14034 | 646663
2016-06-23 21:00 | 0.71504 | 0.14611 | 648522
2016-06-23 22:00 | 0.68149 | 0.16132 | 641842
2016-06-23 23:00 | 0.60987 | 0.19533 | 627035
2016-06-24 | 0.48903 | 0.26882 | 610069
2016-06-24 01:00 | 0.29726 | 0.44222 | 593801
2016-06-24 02:00 | 0.047409 | 0.59401 | 567900
2016-06-24 03:00 | 3.95e-06 | 0.62864 | 530470
2016-06-24 04:00 | 0 | 0.60303 | 495549
2016-06-24 05:00 | 0 | 0.56139 | 464939
2016-06-24 06:00 | 0 | 0.52236 | 439525
2016-06-24 07:00 | 0 | 0.50174 | 421376
2016-06-24 08:00 | 0 | 0.4877 | 412085
2016-06-24 09:00 | 0 | 0.46158 | 413435
2016-06-24 10:00 | 0 | 0.43714 | 424244
2016-06-24 11:00 | 2.55e-06 | 0.36689 | 440458
2016-06-24 12:00 | 0.10713 | 0.23088 | 463708
2016-06-24 13:00 | 0.42151 | 0.27078 | 493073
2016-06-24 14:00 | 0.61034 | 0.28959 | 525878
2016-06-24 15:00 | 0.71196 | 0.26166 | 555545
2016-06-24 16:00 | 0.76665 | 0.25228 | 580705
2016-06-24 17:00 | 0.79094 | 0.26845 | 602435
2016-06-24 18:00 | 0.78659 | 0.30011 | 619693
2016-06-24 19:00 | 0.775 | 0.33847 | 630709
2016-06-24 20:00 | 0.76212 | 0.37923 | 638495
2016-06-24 21:00 | 0.74043 | 0.42227 | 640690
2016-06-24 22:00 | 0.69938 | 0.46574 | 633972
2016-06-24 23:00 | 0.62277 | 0.51402 | 618931
2016-06-25 | 0.48921 | 0.57995 | 599867
2016-06-25 01:00 | 0.28986 | 0.70264 | 582333
2016-06-25 02:00 | 0.040875 | 0.78129 | 556986
2016-06-25 03:00 | 3.71e-06 | 0.77185 | 523448
2016-06-25 04:00 | 0 | 0.74945 | 488739
2016-06-25 05:00 | 0 | 0.72856 | 458760
2016-06-25 06:00 | 0 | 0.70213 | 434366
2016-06-25 07:00 | 0 | 0.67722 | 415428
2016-06-25 08:00 | 0 | 0.66433 | 403474
2016-06-25 09:00 | 0 | 0.64321 | 398206
2016-06-25 10:00 | 0 | 0.61466 | 396437
2016-06-25 11:00 | 9.57e-06 | 0.54909 | 406211
2016-06-25 12:00 | 0.10578 | 0.47036 | 429393
2016-06-25 13:00 | 0.42089 | 0.60459 | 460277
2016-06-25 14:00 | 0.6214 | 0.652 | 496302
2016-06-25 15:00 | 0.72398 | 0.63851 | 529538
2016-06-25 16:00 | 0.77384 | 0.62844 | 556540
2016-06-25 17:00 | 0.78935 | 0.62826 | 577439
2016-06-25 18:00 | 0.78534 | 0.63159 | 594128
2016-06-25 19:00 | 0.76934 | 0.63366 | 607626
2016-06-25 20:00 | 0.75284 | 0.63095 | 617969
2016-06-25 21:00 | 0.72642 | 0.62425 | 622318
2016-06-25 22:00 | 0.67781 | 0.62032 | 618800
2016-06-25 23:00 | 0.59671 | 0.61911 | 606976
2016-06-26 | 0.474 | 0.62445 | 589083
2016-06-26 01:00 | 0.28758 | 0.64888 | 574644
2016-06-26 02:00 | 0.052865 | 0.63898 | 551576
2016-06-26 03:00 | 3.23e-06 | 0.58502 | 519032
2016-06-26 04:00 | 0 | 0.53455 | 486390
2016-06-26 05:00 | 0 | 0.48692 | 459029
2016-06-26 06:00 | 0 | 0.44867 | 434515
2016-06-26 07:00 | 0 | 0.4227 | 415502
2016-06-26 08:00 | 0 | 0.41479 | 402118
2016-06-26 09:00 | 0 | 0.41315 | 393992
2016-06-26 10:00 | 0 | 0.40196 | 389269
2016-06-26 11:00 | 2.66e-06 | 0.34645 | 395323
2016-06-26 12:00 | 0.09336 | 0.23117 | 417009
2016-06-26 13:00 | 0.41427 | 0.26343 | 448690
2016-06-26 14:00 | 0.57732 | 0.28971 | 482510
2016-06-26 15:00 | 0.68365 | 0.29972 | 515606
2016-06-26 16:00 | 0.73274 | 0.30681 | 545152
2016-06-26 17:00 | 0.74548 | 0.31354 | 569377
2016-06-26 18:00 | 0.73895 | 0.31909 | 587630
2016-06-26 19:00 | 0.72363 | 0.3217 | 600551
2016-06-26 20:00 | 0.70841 | 0.32065 | 611011
2016-06-26 21:00 | 0.68422 | 0.31633 | 618377
2016-06-26 22:00 | 0.64674 | 0.31178 | 617665
2016-06-26 23:00 | 0.57888 | 0.3073 | 607496
2016-06-27 | 0.44827 | 0.31444 | 592599
2016-06-27 01:00 | 0.2749 | 0.36696 | 578817
2016-06-27 02:00 | 0.051251 | 0.44577 | 554582
2016-06-27 03:00 | 2.31e-06 | 0.47235 | 522357
2016-06-27 04:00 | 0 | 0.45846 | 487380
2016-06-27 05:00 | 0 | 0.42355 | 457889
2016-06-27 06:00 | 0 | 0.38021 | 434252
2016-06-27 07:00 | 0 | 0.33475 | 417528
2016-06-27 08:00 | 0 | 0.29721 | 409693
2016-06-27 09:00 | 0 | 0.25681 | 412485
2016-06-27 10:00 | 0 | 0.22229 | 425260
2016-06-27 11:00 | 1.36e-05 | 0.15796 | 445867
2016-06-27 12:00 | 0.13226 | 0.093115 | 473347
2016-06-27 13:00 | 0.43441 | 0.094565 | 505702
2016-06-27 14:00 | 0.60539 | 0.10925 | 541134
2016-06-27 15:00 | 0.70728 | 0.11496 | 575398
2016-06-27 16:00 | 0.74991 | 0.11723 | 605106
2016-06-27 17:00 | 0.76743 | 0.11683 | 630216
2016-06-27 18:00 | 0.76274 | 0.11536 | 649665
2016-06-27 19:00 | 0.75167 | 0.113 | 662709
2016-06-27 20:00 | 0.74176 | 0.1115 | 670215
2016-06-27 21:00 | 0.72263 | 0.10974 | 671047
2016-06-27 22:00 | 0.68568 | 0.10931 | 663408
2016-06-27 23:00 | 0.6029 | 0.11526 | 649398
2016-06-28 | 0.46759 | 0.14024 | 630972
2016-06-28 01:00 | 0.262 | 0.23919 | 611553
2016-06-28 02:00 | 0.039836 | 0.38103 | 582436
2016-06-28 03:00 | 2.45e-06 | 0.43686 | 542570
2016-06-28 04:00 | 0 | 0.42154 | 505108
2016-06-28 05:00 | 0 | 0.38564 | 472652
2016-06-28 06:00 | 0 | 0.34406 | 447155
2016-06-28 07:00 | 0 | 0.30037 | 428315
2016-06-28 08:00 | 0 | 0.2621 | 418966
2016-06-28 09:00 | 0 | 0.21946 | 421131
2016-06-28 10:00 | 0 | 0.19029 | 432714
2016-06-28 11:00 | 5.03e-06 | 0.15564 | 450973
2016-06-28 12:00 | 0.12651 | 0.069084 | 473234
2016-06-28 13:00 | 0.39905 | 0.046865 | 500024
2016-06-28 14:00 | 0.5773 | 0.045806 | 529073
2016-06-28 15:00 | 0.69149 | 0.03997 | 556879
2016-06-28 16:00 | 0.73874 | 0.037423 | 580836
2016-06-28 17:00 | 0.75504 | 0.037973 | 601203
2016-06-28 18:00 | 0.7516 | 0.040708 | 616276
2016-06-28 19:00 | 0.73985 | 0.044996 | 624529
2016-06-28 20:00 | 0.72542 | 0.050787 | 628520
2016-06-28 21:00 | 0.69259 | 0.05972 | 628828
2016-06-28 22:00 | 0.6435 | 0.072342 | 621537
2016-06-28 23:00 | 0.56051 | 0.090669 | 607995
2016-06-29 | 0.42302 | 0.12629 | 591546
2016-06-29 01:00 | 0.22366 | 0.22112 | 574649
2016-06-29 02:00 | 0.036303 | 0.34715 | 547945
2016-06-29 03:00 | 2.2e-06 | 0.37423 | 513219
2016-06-29 04:00 | 0 | 0.35625 | 478698
2016-06-29 05:00 | 0 | 0.33098 | 449349
2016-06-29 06:00 | 0 | 0.30401 | 424797
2016-06-29 07:00 | 0 | 0.28245 | 407843
2016-06-29 08:00 | 0 | 0.26457 | 399379
2016-06-29 09:00 | 0 | 0.23229 | 401264
2016-06-29 10:00 | 0 | 0.20104 | 413223
2016-06-29 11:00 | 3.84e-06 | 0.15703 | 432696
2016-06-29 12:00 | 0.10804 | 0.070059 | 456995
2016-06-29 13:00 | 0.36695 | 0.05476 | 482516
2016-06-29 14:00 | 0.53659 | 0.062831 | 511202
2016-06-29 15:00 | 0.63005 | 0.051916 | 540055
2016-06-29 16:00 | 0.68127 | 0.039492 | 565473
2016-06-29 17:00 | 0.70161 | 0.032319 | 588208
2016-06-29 18:00 | 0.70233 | 0.029421 | 607375
2016-06-29 19:00 | 0.69343 | 0.030806 | 621004
2016-06-29 20:00 | 0.68231 | 0.033987 | 630653
2016-06-29 21:00 | 0.66154 | 0.038369 | 634465
2016-06-29 22:00 | 0.61903 | 0.048229 | 629556
2016-06-29 23:00 | 0.53675 | 0.065849 | 616067
2016-06-30 | 0.3959 | 0.10485 | 597182
2016-06-30 01:00 | 0.19767 | 0.20803 | 580014
2016-06-30 02:00 | 0.041619 | 0.33214 | 553545
2016-06-30 03:00 | 2.07e-06 | 0.37657 | 516726
2016-06-30 04:00 | 0 | 0.36222 | 480169
2016-06-30 05:00 | 0 | 0.33453 | 449511
2016-06-30 06:00 | 0 | 0.30751 | 424274
2016-06-30 07:00 | 0 | 0.28604 | 406855
2016-06-30 08:00 | 0 | 0.27226 | 398026
2016-06-30 09:00 | 0 | 0.25006 | 399538
2016-06-30 10:00 | 0 | 0.22907 | 410455
2016-06-30 11:00 | 2.01e-06 | 0.19032 | 428603
2016-06-30 12:00 | 0.082016 | 0.11435 | 452042
2016-06-30 13:00 | 0.301 | 0.12254 | 479897
2016-06-30 14:00 | 0.47567 | 0.1573 | 509011
2016-06-30 15:00 | 0.57205 | 0.16388 | 536971
2016-06-30 16:00 | 0.62566 | 0.15947 | 561106
2016-06-30 17:00 | 0.64401 | 0.15657 | 582107
2016-06-30 18:00 | 0.6336 | 0.15868 | 600446
2016-06-30 19:00 | 0.61205 | 0.16607 | 614080
2016-06-30 20:00 | 0.58427 | 0.17829 | 623589
2016-06-30 21:00 | 0.54081 | 0.19329 | 626709
2016-06-30 22:00 | 0.48173 | 0.2078 | 620594
2016-06-30 23:00 | 0.40326 | 0.22323 | 607167
2016-07-01 | 0.29173 | 0.25809 | 590202
2016-07-01 01:00 | 0.15922 | 0.37034 | 574790
2016-07-01 02:00 | 0.047611 | 0.52093 | 549953
2016-07-01 03:00 | 2.34e-06 | 0.5434 | 515518
2016-07-01 04:00 | 0 | 0.50751 | 480417
2016-07-01 05:00 | 0 | 0.47052 | 450190
2016-07-01 06:00 | 0 | 0.43127 | 426366
2016-07-01 07:00 | 0 | 0.39622 | 409213
2016-07-01 08:00 | 0 | 0.37261 | 400250
2016-07-01 09:00 | 0 | 0.34342 | 401487
2016-07-01 10:00 | 0 | 0.31092 | 412287
2016-07-01 11:00 | 0 | 0.23838 | 428746
2016-07-01 12:00 | 0.068691 | 0.15314 | 450070
2016-07-01 13:00 | 0.28862 | 0.17822 | 478324
2016-07-01 14:00 | 0.48574 | 0.18983 | 508012
2016-07-01 15:00 | 0.5991 | 0.16868 | 535615
2016-07-01 16:00 | 0.64763 | 0.14994 | 559186
2016-07-01 17:00 | 0.66524 | 0.14355 | 579245
2016-07-01 18:00 | 0.65535 | 0.14609 | 595305
2016-07-01 19:00 | 0.63179 | 0.15307 | 605699
2016-07-01 20:00 | 0.59675 | 0.1601 | 611337
2016-07-01 21:00 | 0.53964 | 0.17321 | 611951
2016-07-01 22:00 | 0.47607 | 0.18933 | 605031
2016-07-01 23:00 | 0.3931 | 0.20193 | 590638
2016-07-02 | 0.29182 | 0.22569 | 571712
2016-07-02 01:00 | 0.16844 | 0.29122 | 554807
2016-07-02 02:00 | 0.036967 | 0.36899 | 531328
2016-07-02 03:00 | 1.96e-06 | 0.40506 | 499376
2016-07-02 04:00 | 0 | 0.39277 | 466635
2016-07-02 05:00 | 0 | 0.37068 | 439718
2016-07-02 06:00 | 0 | 0.35069 | 416966
2016-07-02 07:00 | 0 | 0.32547 | 399240
2016-07-02 08:00 | 0 | 0.30577 | 387170
2016-07-02 09:00 | 0 | 0.28367 | 380581
2016-07-02 10:00 | 0 | 0.26489 | 378094
2016-07-02 11:00 | 5.64e-06 | 0.23061 | 383661
2016-07-02 12:00 | 0.098114 | 0.14459 | 400616
2016-07-02 13:00 | 0.37952 | 0.18027 | 426470
2016-07-02 14:00 | 0.58733 | 0.21103 | 455527
2016-07-02 15:00 | 0.69626 | 0.19989 | 483095
2016-07-02 16:00 | 0.73563 | 0.18701 | 505288
2016-07-02 17:00 | 0.74112 | 0.18015 | 521550
2016-07-02 18:00 | 0.72939 | 0.17551 | 534147
2016-07-02 19:00 | 0.71283 | 0.17158 | 543318
2016-07-02 20:00 | 0.69206 | 0.1697 | 550529
2016-07-02 21:00 | 0.65749 | 0.17335 | 553668
2016-07-02 22:00 | 0.61386 | 0.1868 | 551163
2016-07-02 23:00 | 0.54035 | 0.21483 | 541555
2016-07-03 | 0.4304 | 0.26787 | 529567
2016-07-03 01:00 | 0.25903 | 0.35372 | 519482
2016-07-03 02:00 | 0.039335 | 0.44831 | 501337
2016-07-03 03:00 | 1.61e-06 | 0.47676 | 475042
2016-07-03 04:00 | 0 | 0.46694 | 447642
2016-07-03 05:00 | 0 | 0.45683 | 423652
2016-07-03 06:00 | 0 | 0.45981 | 404833
2016-07-03 07:00 | 0 | 0.46001 | 389215
2016-07-03 08:00 | 0 | 0.45335 | 378146
2016-07-03 09:00 | 0 | 0.41875 | 372341
2016-07-03 10:00 | 0 | 0.38052 | 368890
2016-07-03 11:00 | 3.86e-06 | 0.31692 | 371706
2016-07-03 12:00 | 0.13285 | 0.25241 | 386611
2016-07-03 13:00 | 0.4854 | 0.28719 | 411545
2016-07-03 14:00 | 0.67164 | 0.29755 | 439309
2016-07-03 15:00 | 0.7669 | 0.28465 | 464843
2016-07-03 16:00 | 0.80761 | 0.26215 | 488465
2016-07-03 17:00 | 0.81625 | 0.23988 | 506543
2016-07-03 18:00 | 0.80746 | 0.22121 | 520834
2016-07-03 19:00 | 0.79779 | 0.20873 | 531090
2016-07-03 20:00 | 0.79293 | 0.19906 | 538146
2016-07-03 21:00 | 0.78281 | 0.19496 | 542328
2016-07-03 22:00 | 0.75653 | 0.19511 | 540729
2016-07-03 23:00 | 0.69037 | 0.20225 | 532210
2016-07-04 | 0.55835 | 0.22935 | 521496
2016-07-04 01:00 | 0.32526 | 0.31971 | 511466
2016-07-04 02:00 | 0.044486 | 0.43386 | 495426
2016-07-04 03:00 | 2.44e-06 | 0.45556 | 471952
2016-07-04 04:00 | 0 | 0.4267 | 444686
2016-07-04 05:00 | 0 | 0.39542 | 420950
2016-07-04 06:00 | 0 | 0.37342 | 400759
2016-07-04 07:00 | 0 | 0.36664 | 385823
2016-07-04 08:00 | 0 | 0.3698 | 377948
2016-07-04 09:00 | 0 | 0.36547 | 375023
2016-07-04 10:00 | 0 | 0.36164 | 373626
2016-07-04 11:00 | 1.18e-05 | 0.32995 | 376666
2016-07-04 12:00 | 0.17191 | 0.19897 | 392312
2016-07-04 13:00 | 0.53198 | 0.15166 | 418892
2016-07-04 14:00 | 0.69308 | 0.1615 | 450265
2016-07-04 15:00 | 0.7753 | 0.14238 | 479712
2016-07-04 16:00 | 0.82893 | 0.1217 | 505125
2016-07-04 17:00 | 0.8341 | 0.11423 | 524716
2016-07-04 18:00 | 0.82817 | 0.11973 | 539792
2016-07-04 19:00 | 0.81869 | 0.13027 | 550802
2016-07-04 20:00 | 0.81515 | 0.13832 | 559591
2016-07-04 21:00 | 0.80412 | 0.13729 | 564260
2016-07-04 22:00 | 0.77304 | 0.13058 | 562347
2016-07-04 23:00 | 0.70466 | 0.13 | 553619
2016-07-05 | 0.56463 | 0.15007 | 541829
2016-07-05 01:00 | 0.32475 | 0.25459 | 528918
2016-07-05 02:00 | 0.040933 | 0.44479 | 512243
2016-07-05 03:00 | 1.44e-06 | 0.58419 | 489014
2016-07-05 04:00 | 0 | 0.62792 | 463425
2016-07-05 05:00 | 0 | 0.6215 | 439017
2016-07-05 06:00 | 0 | 0.59757 | 420628
2016-07-05 07:00 | 0 | 0.56285 | 407204
2016-07-05 08:00 | 0 | 0.52169 | 400873
2016-07-05 09:00 | 0 | 0.48941 | 404728
2016-07-05 10:00 | 0 | 0.47103 | 418595
2016-07-05 11:00 | 5.11e-06 | 0.4073 | 438717
2016-07-05 12:00 | 0.15258 | 0.24115 | 466482
2016-07-05 13:00 | 0.51223 | 0.20021 | 498721
2016-07-05 14:00 | 0.67802 | 0.23091 | 532131
2016-07-05 15:00 | 0.77083 | 0.24584 | 562591
2016-07-05 16:00 | 0.82301 | 0.24459 | 588617
2016-07-05 17:00 | 0.83084 | 0.24443 | 611568
2016-07-05 18:00 | 0.82542 | 0.24742 | 630490
2016-07-05 19:00 | 0.81916 | 0.25221 | 645161
2016-07-05 20:00 | 0.81779 | 0.25271 | 655847
2016-07-05 21:00 | 0.81101 | 0.24412 | 660906
2016-07-05 22:00 | 0.78394 | 0.23998 | 659394
2016-07-05 23:00 | 0.70749 | 0.2593 | 648330
2016-07-06 | 0.57202 | 0.31771 | 631841
2016-07-06 01:00 | 0.3331 | 0.413 | 615342
2016-07-06 02:00 | 0.038526 | 0.49 | 588636
2016-07-06 03:00 | 1.59e-06 | 0.51989 | 550875
2016-07-06 04:00 | 0 | 0.50413 | 513295
2016-07-06 05:00 | 0 | 0.47093 | 482780
2016-07-06 06:00 | 0 | 0.45007 | 456911
2016-07-06 07:00 | 0 | 0.44086 | 438013
2016-07-06 08:00 | 0 | 0.4369 | 428937
2016-07-06 09:00 | 0 | 0.41591 | 430708
2016-07-06 10:00 | 0 | 0.39488 | 445156
2016-07-06 11:00 | 9.35e-06 | 0.34248 | 463770
2016-07-06 12:00 | 0.15093 | 0.21405 | 489145
2016-07-06 13:00 | 0.518 | 0.23502 | 520664
2016-07-06 14:00 | 0.66941 | 0.25113 | 555412
2016-07-06 15:00 | 0.77396 | 0.22833 | 588346
2016-07-06 16:00 | 0.81761 | 0.19832 | 615929
2016-07-06 17:00 | 0.83079 | 0.18595 | 637138
2016-07-06 18:00 | 0.8252 | 0.19313 | 653810
2016-07-06 19:00 | 0.81699 | 0.20952 | 665008
2016-07-06 20:00 | 0.81321 | 0.2308 | 672372
2016-07-06 21:00 | 0.8044 | 0.25463 | 676348
2016-07-06 22:00 | 0.7777 | 0.2817 | 672541
2016-07-06 23:00 | 0.70168 | 0.32089 | 659367
2016-07-07 | 0.56028 | 0.38003 | 641094
2016-07-07 01:00 | 0.31165 | 0.5354 | 623195
2016-07-07 02:00 | 0.041634 | 0.64674 | 595023
2016-07-07 03:00 | 1.13e-06 | 0.65589 | 556249
2016-07-07 04:00 | 0 | 0.61769 | 519251
2016-07-07 05:00 | 0 | 0.58123 | 487018
2016-07-07 06:00 | 0 | 0.54786 | 460529
2016-07-07 07:00 | 0 | 0.52704 | 441619
2016-07-07 08:00 | 0 | 0.51734 | 432270
2016-07-07 09:00 | 0 | 0.49178 | 434678
2016-07-07 10:00 | 0 | 0.46565 | 447332
2016-07-07 11:00 | 1.14e-05 | 0.42957 | 467197
2016-07-07 12:00 | 0.13077 | 0.32581 | 491641
2016-07-07 13:00 | 0.49844 | 0.33661 | 521731
2016-07-07 14:00 | 0.66098 | 0.36092 | 555164
2016-07-07 15:00 | 0.76373 | 0.34289 | 587617
2016-07-07 16:00 | 0.81378 | 0.3227 | 614204
2016-07-07 17:00 | 0.82678 | 0.31255 | 635168
2016-07-07 18:00 | 0.81919 | 0.30981 | 654364
2016-07-07 19:00 | 0.80829 | 0.31618 | 664473
2016-07-07 20:00 | 0.80218 | 0.32182 | 671071
2016-07-07 21:00 | 0.78905 | 0.32011 | 673729
2016-07-07 22:00 | 0.75704 | 0.31243 | 668069
2016-07-07 23:00 | 0.67065 | 0.30809 | 654646
2016-07-08 | 0.54908 | 0.31746 | 638410
2016-07-08 01:00 | 0.31152 | 0.40512 | 621532
2016-07-08 02:00 | 0.039956 | 0.49963 | 593605
2016-07-08 03:00 | 8.11e-07 | 0.5189 | 555858
2016-07-08 04:00 | 0 | 0.49081 | 518604
2016-07-08 05:00 | 0 | 0.45065 | 488114
2016-07-08 06:00 | 0 | 0.41923 | 461874
2016-07-08 07:00 | 0 | 0.39987 | 442742
2016-07-08 08:00 | 0 | 0.38737 | 432778
2016-07-08 09:00 | 0 | 0.36433 | 434603
2016-07-08 10:00 | 0 | 0.34447 | 446741
2016-07-08 11:00 | 9.69e-09 | 0.29382 | 464941
2016-07-08 12:00 | 0.096627 | 0.18652 | 491037
2016-07-08 13:00 | 0.43696 | 0.17694 | 523699
2016-07-08 14:00 | 0.62036 | 0.20428 | 557938
2016-07-08 15:00 | 0.72685 | 0.20659 | 591140
2016-07-08 16:00 | 0.78604 | 0.20137 | 616688
2016-07-08 17:00 | 0.79948 | 0.19796 | 637306
2016-07-08 18:00 | 0.79605 | 0.19595 | 652156
2016-07-08 19:00 | 0.78672 | 0.19311 | 661112
2016-07-08 20:00 | 0.77955 | 0.18697 | 666277
2016-07-08 21:00 | 0.76197 | 0.17848 | 666264
2016-07-08 22:00 | 0.73252 | 0.16986 | 657650
2016-07-08 23:00 | 0.64847 | 0.17226 | 641615
2016-07-09 | 0.54079 | 0.2165 | 621080
2016-07-09 01:00 | 0.30984 | 0.36017 | 600655
2016-07-09 02:00 | 0.0401 | 0.49134 | 573074
2016-07-09 03:00 | 2.38e-07 | 0.51375 | 537026
2016-07-09 04:00 | 0 | 0.49029 | 503058
2016-07-09 05:00 | 0 | 0.45924 | 472233
2016-07-09 06:00 | 0 | 0.43767 | 446984
2016-07-09 07:00 | 0 | 0.41806 | 427811
2016-07-09 08:00 | 0 | 0.3983 | 415102
2016-07-09 09:00 | 0 | 0.36921 | 408303
2016-07-09 10:00 | 0 | 0.34848 | 405812
2016-07-09 11:00 | 7.37e-06 | 0.29793 | 412095
2016-07-09 12:00 | 0.12135 | 0.16801 | 431529
2016-07-09 13:00 | 0.49015 | 0.15517 | 461399
2016-07-09 14:00 | 0.6455 | 0.17437 | 494489
2016-07-09 15:00 | 0.74934 | 0.16509 | 525257
2016-07-09 16:00 | 0.80593 | 0.16381 | 550195
2016-07-09 17:00 | 0.81757 | 0.17406 | 569722
2016-07-09 18:00 | 0.81365 | 0.19107 | 583892
2016-07-09 19:00 | 0.80472 | 0.20769 | 595393
2016-07-09 20:00 | 0.79994 | 0.22283 | 603013
2016-07-09 21:00 | 0.78864 | 0.2416 | 605780
2016-07-09 22:00 | 0.76146 | 0.26462 | 600420
2016-07-09 23:00 | 0.68366 | 0.29779 | 588550
2016-07-10 | 0.55426 | 0.3714 | 572382
2016-07-10 01:00 | 0.29687 | 0.54659 | 557030
2016-07-10 02:00 | 0.035977 | 0.65514 | 534735
2016-07-10 03:00 | 3.02e-07 | 0.665 | 504637
2016-07-10 04:00 | 0 | 0.6464 | 472865
2016-07-10 05:00 | 0 | 0.61817 | 445168
2016-07-10 06:00 | 0 | 0.58191 | 423042
2016-07-10 07:00 | 0 | 0.55108 | 405389
2016-07-10 08:00 | 0 | 0.5162 | 392995
2016-07-10 09:00 | 0 | 0.46763 | 386041
2016-07-10 10:00 | 0 | 0.42014 | 382415
2016-07-10 11:00 | 6.35e-06 | 0.35472 | 387490
2016-07-10 12:00 | 0.10511 | 0.22777 | 407703
2016-07-10 13:00 | 0.47974 | 0.22842 | 435099
2016-07-10 14:00 | 0.68131 | 0.25541 | 466139
2016-07-10 15:00 | 0.78333 | 0.26425 | 496547
2016-07-10 16:00 | 0.83642 | 0.29315 | 524202
2016-07-10 17:00 | 0.84522 | 0.33927 | 547624
2016-07-10 18:00 | 0.83983 | 0.37574 | 566798
2016-07-10 19:00 | 0.83326 | 0.40361 | 581698
2016-07-10 20:00 | 0.83368 | 0.4279 | 592595
2016-07-10 21:00 | 0.82858 | 0.45326 | 599783
2016-07-10 22:00 | 0.80631 | 0.47936 | 600387
2016-07-10 23:00 | 0.72724 | 0.51506 | 591233
2016-07-11 | 0.59818 | 0.57877 | 576878
2016-07-11 01:00 | 0.32583 | 0.70289 | 564175
2016-07-11 02:00 | 0.049906 | 0.75932 | 541665
2016-07-11 03:00 | 1.82e-07 | 0.75979 | 509761
2016-07-11 04:00 | 0 | 0.75555 | 477528
2016-07-11 05:00 | 0 | 0.75991 | 450542
2016-07-11 06:00 | 0 | 0.75606 | 428646
2016-07-11 07:00 | 0 | 0.75431 | 412850
2016-07-11 08:00 | 0 | 0.74412 | 406101
2016-07-11 09:00 | 0 | 0.72413 | 410976
2016-07-11 10:00 | 0 | 0.70122 | 424742
2016-07-11 11:00 | 5.69e-06 | 0.65814 | 443139
2016-07-11 12:00 | 0.12414 | 0.60235 | 469783
2016-07-11 13:00 | 0.49097 | 0.66755 | 501025
2016-07-11 14:00 | 0.69504 | 0.70241 | 535818
2016-07-11 15:00 | 0.80201 | 0.69658 | 568424
2016-07-11 16:00 | 0.84935 | 0.68419 | 596823
2016-07-11 17:00 | 0.86169 | 0.68292 | 621048
2016-07-11 18:00 | 0.8564 | 0.68742 | 640543
2016-07-11 19:00 | 0.84887 | 0.69127 | 654436
2016-07-11 20:00 | 0.84716 | 0.69332 | 663615
2016-07-11 21:00 | 0.84126 | 0.69812 | 666782
2016-07-11 22:00 | 0.81723 | 0.70652 | 661340
2016-07-11 23:00 | 0.74397 | 0.71744 | 647838
2016-07-12 | 0.58749 | 0.74177 | 629895
2016-07-12 01:00 | 0.32748 | 0.80468 | 611767
2016-07-12 02:00 | 0.035868 | 0.83911 | 583447
2016-07-12 03:00 | 1.36e-08 | 0.85221 | 544892
2016-07-12 04:00 | 0 | 0.84468 | 509022
2016-07-12 05:00 | 0 | 0.82267 | 477314
2016-07-12 06:00 | 0 | 0.79016 | 450498
2016-07-12 07:00 | 0 | 0.75455 | 431704
2016-07-12 08:00 | 0 | 0.71814 | 421999
2016-07-12 09:00 | 0 | 0.67805 | 422987
2016-07-12 10:00 | 0 | 0.64907 | 436029
2016-07-12 11:00 | 4.67e-06 | 0.59417 | 456498
2016-07-12 12:00 | 0.12606 | 0.44322 | 482934
2016-07-12 13:00 | 0.49407 | 0.48719 | 512658
2016-07-12 14:00 | 0.68639 | 0.52715 | 546489
2016-07-12 15:00 | 0.79895 | 0.50132 | 578718
2016-07-12 16:00 | 0.84426 | 0.48391 | 607314
2016-07-12 17:00 | 0.85235 | 0.48402 | 630683
2016-07-12 18:00 | 0.84806 | 0.4965 | 648626
2016-07-12 19:00 | 0.84081 | 0.50911 | 661644
2016-07-12 20:00 | 0.84069 | 0.51722 | 670411
2016-07-12 21:00 | 0.83645 | 0.51859 | 673446
2016-07-12 22:00 | 0.81236 | 0.5157 | 669508
2016-07-12 23:00 | 0.74202 | 0.51281 | 656296
2016-07-13 | 0.56527 | 0.53186 | 638843
2016-07-13 01:00 | 0.2957 | 0.62083 | 620660
2016-07-13 02:00 | 0.034598 | 0.6927 | 592697
2016-07-13 03:00 | 0 | 0.74815 | 554697
2016-07-13 04:00 | 0 | 0.76409 | 517724
2016-07-13 05:00 | 0 | 0.75013 | 485379
2016-07-13 06:00 | 0 | 0.7191 | 459917
2016-07-13 07:00 | 0 | 0.68945 | 441934
2016-07-13 08:00 | 0 | 0.66211 | 432676
2016-07-13 09:00 | 0 | 0.63965 | 435833
2016-07-13 10:00 | 0 | 0.62262 | 448951
2016-07-13 11:00 | 4.41e-06 | 0.55845 | 469550
2016-07-13 12:00 | 0.12583 | 0.38947 | 496070
2016-07-13 13:00 | 0.48746 | 0.43794 | 525443
2016-07-13 14:00 | 0.6976 | 0.4996 | 559810
2016-07-13 15:00 | 0.79546 | 0.49022 | 594899
2016-07-13 16:00 | 0.84383 | 0.46161 | 625088
2016-07-13 17:00 | 0.85075 | 0.44079 | 649828
2016-07-13 18:00 | 0.84419 | 0.43408 | 668009
2016-07-13 19:00 | 0.83662 | 0.43514 | 679325
2016-07-13 20:00 | 0.83618 | 0.43756 | 684178
2016-07-13 21:00 | 0.8305 | 0.4371 | 685078
2016-07-13 22:00 | 0.80711 | 0.43415 | 679696
2016-07-13 23:00 | 0.74008 | 0.43515 | 666990
2016-07-14 | 0.56046 | 0.46346 | 650042
2016-07-14 01:00 | 0.29831 | 0.53769 | 631894
2016-07-14 02:00 | 0.037011 | 0.5926 | 602801
2016-07-14 03:00 | 0 | 0.58953 | 564675
2016-07-14 04:00 | 0 | 0.57142 | 526053
2016-07-14 05:00 | 0 | 0.54478 | 493962
2016-07-14 06:00 | 0 | 0.51878 | 467053
2016-07-14 07:00 | 0 | 0.49876 | 447367
2016-07-14 08:00 | 0 | 0.48774 | 437746
2016-07-14 09:00 | 0 | 0.46201 | 439448
2016-07-14 10:00 | 0 | 0.43826 | 453146
2016-07-14 11:00 | 0 | 0.3789 | 473437
2016-07-14 12:00 | 0.10722 | 0.24254 | 498162
2016-07-14 13:00 | 0.48664 | 0.2596 | 527954
2016-07-14 14:00 | 0.68413 | 0.29124 | 563662
2016-07-14 15:00 | 0.78483 | 0.29888 | 597192
2016-07-14 16:00 | 0.82831 | 0.29038 | 624767
2016-07-14 17:00 | 0.8353 | 0.28481 | 645953
2016-07-14 18:00 | 0.82905 | 0.28231 | 661070
2016-07-14 19:00 | 0.82207 | 0.28003 | 671398
2016-07-14 20:00 | 0.82225 | 0.27537 | 676307
2016-07-14 21:00 | 0.81601 | 0.26784 | 677747
2016-07-14 22:00 | 0.79542 | 0.26049 | 673278
2016-07-14 23:00 | 0.71602 | 0.25279 | 660714
2016-07-15 | 0.56013 | 0.26262 | 643060
2016-07-15 01:00 | 0.28635 | 0.3469 | 626168
2016-07-15 02:00 | 0.032675 | 0.43159 | 596932
2016-07-15 03:00 | 0 | 0.42696 | 557655
2016-07-15 04:00 | 0 | 0.38986 | 520968
2016-07-15 05:00 | 0 | 0.35303 | 488419
2016-07-15 06:00 | 0 | 0.31833 | 461753
2016-07-15 07:00 | 0 | 0.28668 | 442091
2016-07-15 08:00 | 0 | 0.25602 | 431829
2016-07-15 09:00 | 0 | 0.22398 | 432607
2016-07-15 10:00 | 0 | 0.20201 | 444406
2016-07-15 11:00 | 1.89e-06 | 0.16458 | 462733
2016-07-15 12:00 | 0.10531 | 0.089451 | 487020
2016-07-15 13:00 | 0.46128 | 0.090023 | 517382
2016-07-15 14:00 | 0.67264 | 0.10799 | 548705
2016-07-15 15:00 | 0.76874 | 0.10293 | 577335
2016-07-15 16:00 | 0.81323 | 0.086933 | 601301
2016-07-15 17:00 | 0.82246 | 0.072891 | 623336
2016-07-15 18:00 | 0.81827 | 0.063544 | 640286
2016-07-15 19:00 | 0.81041 | 0.054996 | 650704
2016-07-15 20:00 | 0.80712 | 0.04998 | 657165
2016-07-15 21:00 | 0.79747 | 0.055623 | 657587
2016-07-15 22:00 | 0.76622 | 0.070154 | 648192
2016-07-15 23:00 | 0.68155 | 0.09747 | 630495
2016-07-16 | 0.52794 | 0.14951 | 610563
2016-07-16 01:00 | 0.25734 | 0.27394 | 593282
2016-07-16 02:00 | 0.027069 | 0.42346 | 566934
2016-07-16 03:00 | 0 | 0.45258 | 531396
2016-07-16 04:00 | 0 | 0.43797 | 495930
2016-07-16 05:00 | 0 | 0.41111 | 465615
2016-07-16 06:00 | 0 | 0.38793 | 441570
2016-07-16 07:00 | 0 | 0.36999 | 422379
2016-07-16 08:00 | 0 | 0.35606 | 410187
2016-07-16 09:00 | 0 | 0.31976 | 404433
2016-07-16 10:00 | 0 | 0.27947 | 403956
2016-07-16 11:00 | 0 | 0.23719 | 411897
2016-07-16 12:00 | 0.091395 | 0.166 | 431408
2016-07-16 13:00 | 0.41184 | 0.20568 | 460733
2016-07-16 14:00 | 0.62882 | 0.25893 | 493000
2016-07-16 15:00 | 0.74324 | 0.27484 | 524171
2016-07-16 16:00 | 0.7994 | 0.28157 | 550527
2016-07-16 17:00 | 0.81709 | 0.29195 | 572417
2016-07-16 18:00 | 0.81503 | 0.31115 | 589029
2016-07-16 19:00 | 0.80746 | 0.33752 | 600006
2016-07-16 20:00 | 0.80345 | 0.36777 | 606513
2016-07-16 21:00 | 0.79455 | 0.3975 | 608656
2016-07-16 22:00 | 0.76805 | 0.43627 | 603469
2016-07-16 23:00 | 0.69038 | 0.48349 | 591077
2016-07-17 | 0.53853 | 0.54919 | 575707
2016-07-17 01:00 | 0.27378 | 0.66005 | 560346
2016-07-17 02:00 | 0.024951 | 0.70719 | 538670
2016-07-17 03:00 | 0 | 0.69133 | 508492
2016-07-17 04:00 | 0 | 0.65645 | 477482
2016-07-17 05:00 | 0 | 0.61903 | 451035
2016-07-17 06:00 | 0 | 0.58701 | 429643
2016-07-17 07:00 | 0 | 0.55377 | 411588
2016-07-17 08:00 | 0 | 0.53338 | 399818
2016-07-17 09:00 | 0 | 0.50684 | 392622
2016-07-17 10:00 | 0 | 0.48067 | 387527
2016-07-17 11:00 | 7.91e-07 | 0.43158 | 391641
2016-07-17 12:00 | 0.10636 | 0.31304 | 411311
2016-07-17 13:00 | 0.4338 | 0.36089 | 444110
2016-07-17 14:00 | 0.64684 | 0.40011 | 479639
2016-07-17 15:00 | 0.74108 | 0.38163 | 514092
2016-07-17 16:00 | 0.78917 | 0.35467 | 545689
2016-07-17 17:00 | 0.80439 | 0.33955 | 571375
2016-07-17 18:00 | 0.80052 | 0.33693 | 591889
2016-07-17 19:00 | 0.78919 | 0.33969 | 607872
2016-07-17 20:00 | 0.78143 | 0.34012 | 620128
2016-07-17 21:00 | 0.76603 | 0.33821 | 628734
2016-07-17 22:00 | 0.73136 | 0.33325 | 630088
2016-07-17 23:00 | 0.65331 | 0.33043 | 622054
2016-07-18 | 0.50747 | 0.3566 | 608973
2016-07-18 01:00 | 0.25564 | 0.4422 | 595724
2016-07-18 02:00 | 0.028984 | 0.52098 | 572179
2016-07-18 03:00 | 0 | 0.52496 | 540002
2016-07-18 04:00 | 0 | 0.48699 | 506806
2016-07-18 05:00 | 0 | 0.45565 | 477936
2016-07-18 06:00 | 0 | 0.43481 | 455072
2016-07-18 07:00 | 0 | 0.43038 | 438275
2016-07-18 08:00 | 0 | 0.41922 | 430035
2016-07-18 09:00 | 0 | 0.3839 | 432780
2016-07-18 10:00 | 0 | 0.34952 | 446146
2016-07-18 11:00 | 4.31e-07 | 0.31774 | 466590
2016-07-18 12:00 | 0.076565 | 0.18341 | 495607
2016-07-18 13:00 | 0.36175 | 0.17642 | 530189
2016-07-18 14:00 | 0.56222 | 0.22742 | 567488
2016-07-18 15:00 | 0.67073 | 0.20517 | 602663
2016-07-18 16:00 | 0.72923 | 0.17354 | 632805
2016-07-18 17:00 | 0.75318 | 0.16505 | 655699
2016-07-18 18:00 | 0.75075 | 0.17436 | 671854
2016-07-18 19:00 | 0.73706 | 0.19361 | 678778
2016-07-18 20:00 | 0.72211 | 0.22006 | 679882
2016-07-18 21:00 | 0.69633 | 0.24989 | 677977
2016-07-18 22:00 | 0.65752 | 0.28727 | 673385
2016-07-18 23:00 | 0.57804 | 0.3336 | 662839
2016-07-19 | 0.43704 | 0.40645 | 645707
2016-07-19 01:00 | 0.21685 | 0.53986 | 626926
2016-07-19 02:00 | 0.034844 | 0.63338 | 597364
2016-07-19 03:00 | 0 | 0.62526 | 558734
2016-07-19 04:00 | 0 | 0.59716 | 520670
2016-07-19 05:00 | 0 | 0.55789 | 488298
2016-07-19 06:00 | 0 | 0.51964 | 461564
2016-07-19 07:00 | 0 | 0.48955 | 442848
2016-07-19 08:00 | 0 | 0.47857 | 433311
2016-07-19 09:00 | 0 | 0.45634 | 435488
2016-07-19 10:00 | 0 | 0.4275 | 448967
2016-07-19 11:00 | 7.89e-08 | 0.36868 | 468631
2016-07-19 12:00 | 0.08166 | 0.20578 | 495509
2016-07-19 13:00 | 0.40397 | 0.17921 | 525717
2016-07-19 14:00 | 0.61781 | 0.23126 | 561169
2016-07-19 15:00 | 0.71487 | 0.22908 | 594934
2016-07-19 16:00 | 0.76661 | 0.21876 | 622824
2016-07-19 17:00 | 0.77272 | 0.22479 | 644321
2016-07-19 18:00 | 0.7599 | 0.23691 | 659831
2016-07-19 19:00 | 0.74404 | 0.24691 | 669705
2016-07-19 20:00 | 0.72984 | 0.25399 | 676736
2016-07-19 21:00 | 0.70368 | 0.2618 | 678202
2016-07-19 22:00 | 0.66092 | 0.27316 | 671340
2016-07-19 23:00 | 0.57513 | 0.29695 | 655422
2016-07-20 | 0.4323 | 0.36533 | 636565
2016-07-20 01:00 | 0.22584 | 0.52542 | 618519
2016-07-20 02:00 | 0.030576 | 0.62887 | 589729
2016-07-20 03:00 | 0 | 0.6198 | 552048
2016-07-20 04:00 | 0 | 0.58735 | 514405
2016-07-20 05:00 | 0 | 0.56405 | 482657
2016-07-20 06:00 | 0 | 0.54722 | 456339
2016-07-20 07:00 | 0 | 0.52081 | 437311
2016-07-20 08:00 | 0 | 0.4932 | 427406
2016-07-20 09:00 | 0 | 0.47113 | 429429
2016-07-20 10:00 | 0 | 0.44711 | 441816
2016-07-20 11:00 | 3.4e-08 | 0.39718 | 460581
2016-07-20 12:00 | 0.089385 | 0.24711 | 486874
2016-07-20 13:00 | 0.40212 | 0.25401 | 517655
2016-07-20 14:00 | 0.62142 | 0.25867 | 552701
2016-07-20 15:00 | 0.70821 | 0.2134 | 587835
2016-07-20 16:00 | 0.75537 | 0.18404 | 618472
2016-07-20 17:00 | 0.76203 | 0.19306 | 645401
2016-07-20 18:00 | 0.75064 | 0.22729 | 666420
2016-07-20 19:00 | 0.73343 | 0.26722 | 681326
2016-07-20 20:00 | 0.7157 | 0.30259 | 691916
2016-07-20 21:00 | 0.68554 | 0.33534 | 696978
2016-07-20 22:00 | 0.63483 | 0.36608 | 691384
2016-07-20 23:00 | 0.5491 | 0.39838 | 678219
2016-07-21 | 0.41514 | 0.45896 | 659397
2016-07-21 01:00 | 0.21827 | 0.5844 | 640391
2016-07-21 02:00 | 0.021531 | 0.67308 | 611187
2016-07-21 03:00 | 0 | 0.68304 | 572027
2016-07-21 04:00 | 0 | 0.66313 | 533254
2016-07-21 05:00 | 0 | 0.63744 | 498740
2016-07-21 06:00 | 0 | 0.61096 | 470257
2016-07-21 07:00 | 0 | 0.57767 | 449749
2016-07-21 08:00 | 0 | 0.54119 | 438554
2016-07-21 09:00 | 0 | 0.49089 | 440488
2016-07-21 10:00 | 0 | 0.437 | 453335
2016-07-21 11:00 | 0 | 0.36689 | 472775
2016-07-21 12:00 | 0.093763 | 0.20342 | 499350
2016-07-21 13:00 | 0.41047 | 0.2113 | 533096
2016-07-21 14:00 | 0.63917 | 0.2393 | 571530
2016-07-21 15:00 | 0.73427 | 0.19916 | 609171
2016-07-21 16:00 | 0.77114 | 0.17222 | 640721
2016-07-21 17:00 | 0.78386 | 0.17039 | 668011
2016-07-21 18:00 | 0.77284 | 0.18498 | 687574
2016-07-21 19:00 | 0.75624 | 0.20158 | 699093
2016-07-21 20:00 | 0.74126 | 0.21029 | 706996
2016-07-21 21:00 | 0.71677 | 0.2118 | 708155
2016-07-21 22:00 | 0.67241 | 0.20754 | 703672
2016-07-21 23:00 | 0.58838 | 0.20959 | 690274
2016-07-22 | 0.4515 | 0.25419 | 672875
2016-07-22 01:00 | 0.22054 | 0.39007 | 654666
2016-07-22 02:00 | 0.021923 | 0.48796 | 622878
2016-07-22 03:00 | 0 | 0.51807 | 585323
2016-07-22 04:00 | 0 | 0.51894 | 547793
2016-07-22 05:00 | 0 | 0.50415 | 512625
2016-07-22 06:00 | 0 | 0.48286 | 483330
2016-07-22 07:00 | 0 | 0.45983 | 462741
2016-07-22 08:00 | 0 | 0.44138 | 451233
2016-07-22 09:00 | 0 | 0.4125 | 451810
2016-07-22 10:00 | 0 | 0.3848 | 463057
2016-07-22 11:00 | 0 | 0.34686 | 480339
2016-07-22 12:00 | 0.084332 | 0.19124 | 506206
2016-07-22 13:00 | 0.39217 | 0.13375 | 540344
2016-07-22 14:00 | 0.59667 | 0.14862 | 574745
2016-07-22 15:00 | 0.70995 | 0.1492 | 611626
2016-07-22 16:00 | 0.76412 | 0.15309 | 643805
2016-07-22 17:00 | 0.78132 | 0.1681 | 669636
2016-07-22 18:00 | 0.77077 | 0.18481 | 689538
2016-07-22 19:00 | 0.75382 | 0.1965 | 702510
2016-07-22 20:00 | 0.74133 | 0.2053 | 709819
2016-07-22 21:00 | 0.71961 | 0.21533 | 711442
2016-07-22 22:00 | 0.68395 | 0.22981 | 706132
2016-07-22 23:00 | 0.60478 | 0.25364 | 692225
2016-07-23 | 0.46757 | 0.31277 | 671763
2016-07-23 01:00 | 0.21656 | 0.48972 | 651983
2016-07-23 02:00 | 0.017055 | 0.626 | 622735
2016-07-23 03:00 | 0 | 0.65758 | 585435
2016-07-23 04:00 | 0 | 0.64357 | 548300
2016-07-23 05:00 | 0 | 0.61395 | 513775
2016-07-23 06:00 | 0 | 0.59075 | 485017
2016-07-23 07:00 | 0 | 0.56257 | 462396
2016-07-23 08:00 | 0 | 0.54453 | 446904
2016-07-23 09:00 | 0 | 0.52632 | 438752
2016-07-23 10:00 | 0 | 0.50427 | 436738
2016-07-23 11:00 | 0 | 0.46118 | 444141
2016-07-23 12:00 | 0.077278 | 0.32018 | 469768
2016-07-23 13:00 | 0.4309 | 0.3081 | 507074
2016-07-23 14:00 | 0.64377 | 0.40002 | 548202
2016-07-23 15:00 | 0.76657 | 0.42124 | 587785
2016-07-23 16:00 | 0.80645 | 0.4239 | 621140
2016-07-23 17:00 | 0.81754 | 0.43291 | 644617
2016-07-23 18:00 | 0.81323 | 0.44101 | 662366
2016-07-23 19:00 | 0.80445 | 0.44254 | 673513
2016-07-23 20:00 | 0.80041 | 0.43656 | 680986
2016-07-23 21:00 | 0.7885 | 0.4244 | 683097
2016-07-23 22:00 | 0.75645 | 0.40743 | 677117
2016-07-23 23:00 | 0.67636 | 0.39872 | 661899
2016-07-24 | 0.52595 | 0.43207 | 643422
2016-07-24 01:00 | 0.2621 | 0.58171 | 626308
2016-07-24 02:00 | 0.019335 | 0.69229 | 599234
2016-07-24 03:00 | 0 | 0.68858 | 565417
2016-07-24 04:00 | 0 | 0.63578 | 531046
2016-07-24 05:00 | 0 | 0.57063 | 499365
2016-07-24 06:00 | 0 | 0.5217 | 472698
2016-07-24 07:00 | 0 | 0.4854 | 451439
2016-07-24 08:00 | 0 | 0.44808 | 436259
2016-07-24 09:00 | 0 | 0.40844 | 427100
2016-07-24 10:00 | 0 | 0.38941 | 422282
2016-07-24 11:00 | 0 | 0.3461 | 426061
2016-07-24 12:00 | 0.067864 | 0.18873 | 447059
2016-07-24 13:00 | 0.3792 | 0.20167 | 480914
2016-07-24 14:00 | 0.58594 | 0.25703 | 520133
2016-07-24 15:00 | 0.71577 | 0.24078 | 558015
2016-07-24 16:00 | 0.77039 | 0.21692 | 591243
2016-07-24 17:00 | 0.7784 | 0.20004 | 618086
2016-07-24 18:00 | 0.76733 | 0.19159 | 639300
2016-07-24 19:00 | 0.75031 | 0.18918 | 654798
2016-07-24 20:00 | 0.73536 | 0.19062 | 666727
2016-07-24 21:00 | 0.71976 | 0.19534 | 674628
2016-07-24 22:00 | 0.68468 | 0.20177 | 674912
2016-07-24 23:00 | 0.60793 | 0.20988 | 664359
2016-07-25 | 0.46154 | 0.24134 | 649454
2016-07-25 01:00 | 0.2312 | 0.35346 | 634444
2016-07-25 02:00 | 0.01699 | 0.43154 | 605194
2016-07-25 03:00 | 0 | 0.43117 | 570238
2016-07-25 04:00 | 0 | 0.4231 | 536805
2016-07-25 05:00 | 0 | 0.41649 | 505415
2016-07-25 06:00 | 0 | 0.40967 | 479358
2016-07-25 07:00 | 0 | 0.40024 | 460062
2016-07-25 08:00 | 0 | 0.38918 | 450411
2016-07-25 09:00 | 0 | 0.33985 | 451810
2016-07-25 10:00 | 0 | 0.28742 | 464579
2016-07-25 11:00 | 0 | 0.24355 | 484904
2016-07-25 12:00 | 0.064276 | 0.12375 | 513142
2016-07-25 13:00 | 0.33637 | 0.085143 | 546585
2016-07-25 14:00 | 0.56843 | 0.12425 | 584999
2016-07-25 15:00 | 0.68692 | 0.13305 | 623644
2016-07-25 16:00 | 0.73513 | 0.13376 | 655225
2016-07-25 17:00 | 0.7431 | 0.13292 | 680782
2016-07-25 18:00 | 0.73882 | 0.13158 | 699429
2016-07-25 19:00 | 0.72045 | 0.12995 | 711269
2016-07-25 20:00 | 0.70763 | 0.12969 | 716310
2016-07-25 21:00 | 0.67923 | 0.13539 | 716023
2016-07-25 22:00 | 0.63213 | 0.14577 | 709531
2016-07-25 23:00 | 0.54697 | 0.1672 | 694428
2016-07-26 | 0.41026 | 0.22004 | 676132
2016-07-26 01:00 | 0.20484 | 0.36494 | 655962
2016-07-26 02:00 | 0.017393 | 0.48309 | 623004
2016-07-26 03:00 | 0 | 0.49827 | 581261
2016-07-26 04:00 | 0 | 0.48415 | 543580
2016-07-26 05:00 | 0 | 0.45169 | 508876
2016-07-26 06:00 | 0 | 0.4125 | 480696
2016-07-26 07:00 | 0 | 0.37483 | 460391
2016-07-26 08:00 | 0 | 0.34861 | 449809
2016-07-26 09:00 | 0 | 0.31521 | 451638
2016-07-26 10:00 | 0 | 0.2863 | 465570
2016-07-26 11:00 | 0 | 0.24817 | 484569
2016-07-26 12:00 | 0.052464 | 0.12988 | 509911
2016-07-26 13:00 | 0.30762 | 0.085747 | 540417
2016-07-26 14:00 | 0.54846 | 0.12319 | 576926
2016-07-26 15:00 | 0.66758 | 0.13064 | 612758
2016-07-26 16:00 | 0.73049 | 0.1196 | 643650
2016-07-26 17:00 | 0.74499 | 0.11203 | 669322
2016-07-26 18:00 | 0.73683 | 0.10498 | 688128
2016-07-26 19:00 | 0.7183 | 0.099126 | 700540
2016-07-26 20:00 | 0.70008 | 0.097847 | 708679
2016-07-26 21:00 | 0.67 | 0.10712 | 711359
2016-07-26 22:00 | 0.62701 | 0.12897 | 706608
2016-07-26 23:00 | 0.55138 | 0.16408 | 691752
2016-07-27 | 0.42012 | 0.22413 | 673003
2016-07-27 01:00 | 0.22281 | 0.354 | 653739
2016-07-27 02:00 | 0.014462 | 0.4339 | 621186
2016-07-27 03:00 | 0 | 0.40531 | 580774
2016-07-27 04:00 | 0 | 0.3563 | 542329
2016-07-27 05:00 | 0 | 0.31137 | 507273
2016-07-27 06:00 | 0 | 0.26421 | 480502
2016-07-27 07:00 | 0 | 0.22281 | 460678
2016-07-27 08:00 | 0 | 0.18856 | 450024
2016-07-27 09:00 | 0 | 0.16123 | 451869
2016-07-27 10:00 | 0 | 0.14627 | 463705
2016-07-27 11:00 | 0 | 0.12848 | 482751
2016-07-27 12:00 | 0.056496 | 0.069071 | 506035
2016-07-27 13:00 | 0.39644 | 0.054696 | 535215
2016-07-27 14:00 | 0.62803 | 0.067528 | 571253
2016-07-27 15:00 | 0.72853 | 0.066403 | 606150
2016-07-27 16:00 | 0.78337 | 0.06292 | 636932
2016-07-27 17:00 | 0.79593 | 0.061736 | 663231
2016-07-27 18:00 | 0.78929 | 0.062671 | 683972
2016-07-27 19:00 | 0.77753 | 0.065121 | 697747
2016-07-27 20:00 | 0.77029 | 0.068838 | 707014
2016-07-27 21:00 | 0.75881 | 0.073431 | 710613
2016-07-27 22:00 | 0.72983 | 0.080809 | 705857
2016-07-27 23:00 | 0.64717 | 0.095354 | 690397
2016-07-28 | 0.50885 | 0.1278 | 671829
2016-07-28 01:00 | 0.22469 | 0.2286 | 653940
2016-07-28 02:00 | 0.01284 | 0.31972 | 622504
2016-07-28 03:00 | 0 | 0.31415 | 581709
2016-07-28 04:00 | 0 | 0.27754 | 544970
2016-07-28 05:00 | 0 | 0.24308 | 511693
2016-07-28 06:00 | 0 | 0.2139 | 484090
2016-07-28 07:00 | 0 | 0.193 | 463557
2016-07-28 08:00 | 0 | 0.18193 | 452595
2016-07-28 09:00 | 0 | 0.16682 | 454199
2016-07-28 10:00 | 0 | 0.15615 | 466476
2016-07-28 11:00 | 0 | 0.13815 | 484847
2016-07-28 12:00 | 0.074043 | 0.074727 | 508526
2016-07-28 13:00 | 0.40719 | 0.062904 | 538216
2016-07-28 14:00 | 0.63658 | 0.080003 | 571509
2016-07-28 15:00 | 0.74026 | 0.09407 | 604417
2016-07-28 16:00 | 0.78023 | 0.097448 | 631869
2016-07-28 17:00 | 0.79967 | 0.09444 | 655351
2016-07-28 18:00 | 0.7928 | 0.086422 | 672844
2016-07-28 19:00 | 0.78441 | 0.078301 | 682884
2016-07-28 20:00 | 0.78152 | 0.072832 | 687430
2016-07-28 21:00 | 0.77272 | 0.072381 | 685827
2016-07-28 22:00 | 0.74328 | 0.079814 | 677578
2016-07-28 23:00 | 0.66018 | 0.096228 | 662885
2016-07-29 | 0.51409 | 0.13549 | 647637
2016-07-29 01:00 | 0.2207 | 0.25095 | 630930
2016-07-29 02:00 | 0.011755 | 0.33614 | 601375
2016-07-29 03:00 | 0 | 0.32911 | 565258
2016-07-29 04:00 | 0 | 0.29331 | 530970
2016-07-29 05:00 | 0 | 0.25162 | 499706
2016-07-29 06:00 | 0 | 0.21201 | 473385
2016-07-29 07:00 | 0 | 0.18456 | 453827
2016-07-29 08:00 | 0 | 0.16431 | 443185
2016-07-29 09:00 | 0 | 0.14307 | 444954
2016-07-29 10:00 | 0 | 0.12683 | 456762
2016-07-29 11:00 | 0 | 0.10663 | 471010
2016-07-29 12:00 | 0.04364 | 0.055523 | 492462
2016-07-29 13:00 | 0.3444 | 0.038356 | 519661
2016-07-29 14:00 | 0.57758 | 0.037565 | 550570
2016-07-29 15:00 | 0.69352 | 0.035128 | 581314
2016-07-29 16:00 | 0.73804 | 0.035578 | 607866
2016-07-29 17:00 | 0.75667 | 0.040334 | 630198
2016-07-29 18:00 | 0.75505 | 0.047139 | 648328
2016-07-29 19:00 | 0.7473 | 0.054377 | 661198
2016-07-29 20:00 | 0.7378 | 0.062324 | 670462
2016-07-29 21:00 | 0.71738 | 0.067448 | 673061
2016-07-29 22:00 | 0.68231 | 0.070517 | 665364
2016-07-29 23:00 | 0.59441 | 0.077812 | 647298
2016-07-30 | 0.44818 | 0.10858 | 628330
2016-07-30 01:00 | 0.19812 | 0.22047 | 610732
2016-07-30 02:00 | 0.011256 | 0.33882 | 582387
2016-07-30 03:00 | 0 | 0.36781 | 546078
2016-07-30 04:00 | 0 | 0.36218 | 511269
2016-07-30 05:00 | 0 | 0.34675 | 481131
2016-07-30 06:00 | 0 | 0.3334 | 455364
2016-07-30 07:00 | 0 | 0.31793 | 436572
2016-07-30 08:00 | 0 | 0.29784 | 424111
2016-07-30 09:00 | 0 | 0.25685 | 418253
2016-07-30 10:00 | 0 | 0.21997 | 418195
2016-07-30 11:00 | 0 | 0.19112 | 424007
2016-07-30 12:00 | 0.059183 | 0.11405 | 444413
2016-07-30 13:00 | 0.34629 | 0.11329 | 473661
2016-07-30 14:00 | 0.57007 | 0.13503 | 507186
2016-07-30 15:00 | 0.69045 | 0.13156 | 539766
2016-07-30 16:00 | 0.74058 | 0.12676 | 567012
2016-07-30 17:00 | 0.75102 | 0.12357 | 587831
2016-07-30 18:00 | 0.74192 | 0.12145 | 602724
2016-07-30 19:00 | 0.7252 | 0.12089 | 612872
2016-07-30 20:00 | 0.70653 | 0.12279 | 620163
2016-07-30 21:00 | 0.67661 | 0.131 | 621612
2016-07-30 22:00 | 0.62859 | 0.15094 | 615579
2016-07-30 23:00 | 0.5404 | 0.19069 | 599767
2016-07-31 | 0.39852 | 0.27903 | 586029
2016-07-31 01:00 | 0.17438 | 0.49953 | 573461
2016-07-31 02:00 | 0.010821 | 0.64715 | 550364
2016-07-31 03:00 | 0 | 0.63819 | 522363
2016-07-31 04:00 | 0 | 0.59796 | 492477
2016-07-31 05:00 | 0 | 0.56017 | 465571
2016-07-31 06:00 | 0 | 0.52971 | 442492
2016-07-31 07:00 | 0 | 0.50965 | 424682
2016-07-31 08:00 | 0 | 0.4972 | 412231
2016-07-31 09:00 | 0 | 0.47103 | 405962
2016-07-31 10:00 | 0 | 0.44024 | 404106
2016-07-31 11:00 | 0 | 0.39257 | 406223
2016-07-31 12:00 | 0.060657 | 0.24848 | 424927
2016-07-31 13:00 | 0.3069 | 0.21703 | 454237
2016-07-31 14:00 | 0.53948 | 0.25043 | 488251
2016-07-31 15:00 | 0.67014 | 0.24027 | 521252
2016-07-31 16:00 | 0.71425 | 0.23091 | 552152
2016-07-31 17:00 | 0.72258 | 0.23936 | 577859
2016-07-31 18:00 | 0.70443 | 0.25966 | 598135
2016-07-31 19:00 | 0.68238 | 0.28345 | 611955
2016-07-31 20:00 | 0.65856 | 0.30274 | 621525
2016-07-31 21:00 | 0.62375 | 0.32034 | 625838
2016-07-31 22:00 | 0.57455 | 0.34373 | 622856
2016-07-31 23:00 | 0.4952 | 0.3943 | 612704
2016-08-01 | 0.363 | 0.49835 | 600594
2016-08-01 01:00 | 0.1693 | 0.67692 | 586283
2016-08-01 02:00 | 0.0091852 | 0.75132 | 562283
2016-08-01 03:00 | 0 | 0.7084 | 529962
2016-08-01 04:00 | 0 | 0.64537 | 496993
2016-08-01 05:00 | 0 | 0.59348 | 468458
2016-08-01 06:00 | 0 | 0.54835 | 446164
2016-08-01 07:00 | 0 | 0.50651 | 430203
2016-08-01 08:00 | 0 | 0.47762 | 423452
2016-08-01 09:00 | 0 | 0.44246 | 426831
2016-08-01 10:00 | 0 | 0.41885 | 441975
2016-08-01 11:00 | 0 | 0.38073 | 460070
2016-08-01 12:00 | 0.052305 | 0.27053 | 483963
2016-08-01 13:00 | 0.3042 | 0.27789 | 514411
2016-08-01 14:00 | 0.53944 | 0.32309 | 548025
2016-08-01 15:00 | 0.65642 | 0.31588 | 581008
2016-08-01 16:00 | 0.71076 | 0.299 | 609100
2016-08-01 17:00 | 0.72584 | 0.29745 | 633495
2016-08-01 18:00 | 0.71825 | 0.30394 | 652822
2016-08-01 19:00 | 0.69983 | 0.30915 | 666006
2016-08-01 20:00 | 0.67798 | 0.31021 | 674610
2016-08-01 21:00 | 0.64316 | 0.30067 | 677045
2016-08-01 22:00 | 0.59272 | 0.28807 | 670787
2016-08-01 23:00 | 0.50427 | 0.2895 | 657844
2016-08-02 | 0.36509 | 0.34786 | 641335
2016-08-02 01:00 | 0.1716 | 0.49155 | 622717
2016-08-02 02:00 | 0.0080411 | 0.55757 | 592757
2016-08-02 03:00 | 0 | 0.55212 | 554537
2016-08-02 04:00 | 0 | 0.5127 | 516692
2016-08-02 05:00 | 0 | 0.4696 | 485217
2016-08-02 06:00 | 0 | 0.43494 | 459636
2016-08-02 07:00 | 0 | 0.41775 | 441125
2016-08-02 08:00 | 0 | 0.40723 | 432409
2016-08-02 09:00 | 0 | 0.37175 | 435990
2016-08-02 10:00 | 0 | 0.32705 | 451272
2016-08-02 11:00 | 0 | 0.27915 | 468913
2016-08-02 12:00 | 0.048246 | 0.16093 | 489949
2016-08-02 13:00 | 0.32003 | 0.12054 | 517096
2016-08-02 14:00 | 0.55232 | 0.12968 | 549361
2016-08-02 15:00 | 0.67168 | 0.11591 | 581580
2016-08-02 16:00 | 0.71549 | 0.091279 | 609773
2016-08-02 17:00 | 0.71817 | 0.079614 | 634098
2016-08-02 18:00 | 0.70055 | 0.077201 | 653280
2016-08-02 19:00 | 0.67166 | 0.081205 | 663366
2016-08-02 20:00 | 0.63982 | 0.090119 | 670381
2016-08-02 21:00 | 0.60078 | 0.10029 | 672154
2016-08-02 22:00 | 0.54948 | 0.11452 | 666562
2016-08-02 23:00 | 0.47508 | 0.14176 | 652378
2016-08-03 | 0.35329 | 0.19993 | 635814
2016-08-03 01:00 | 0.17449 | 0.35508 | 617329
2016-08-03 02:00 | 0.0079898 | 0.45115 | 587534
2016-08-03 03:00 | 0 | 0.46716 | 548730
2016-08-03 04:00 | 0 | 0.45272 | 512360
2016-08-03 05:00 | 0 | 0.43424 | 481561
2016-08-03 06:00 | 0 | 0.42133 | 456311
2016-08-03 07:00 | 0 | 0.40223 | 438423
2016-08-03 08:00 | 0 | 0.38369 | 429382
2016-08-03 09:00 | 0 | 0.36123 | 432012
2016-08-03 10:00 | 0 | 0.34406 | 446890
2016-08-03 11:00 | 0 | 0.33245 | 465284
2016-08-03 12:00 | 0.039294 | 0.23303 | 486959
2016-08-03 13:00 | 0.27726 | 0.22091 | 514567
2016-08-03 14:00 | 0.4906 | 0.27535 | 547136
2016-08-03 15:00 | 0.62632 | 0.31093 | 580434
2016-08-03 16:00 | 0.68886 | 0.33027 | 610440
2016-08-03 17:00 | 0.6969 | 0.34831 | 636024
2016-08-03 18:00 | 0.68356 | 0.36885 | 656420
2016-08-03 19:00 | 0.66007 | 0.38959 | 671477
2016-08-03 20:00 | 0.63215 | 0.41221 | 681036
2016-08-03 21:00 | 0.5959 | 0.43746 | 683380
2016-08-03 22:00 | 0.54986 | 0.46561 | 677806
2016-08-03 23:00 | 0.46279 | 0.49659 | 663640
2016-08-04 | 0.33248 | 0.5591 | 647265
2016-08-04 01:00 | 0.1552 | 0.70639 | 629193
2016-08-04 02:00 | 0.0075409 | 0.76329 | 597187
2016-08-04 03:00 | 0 | 0.74326 | 558357
2016-08-04 04:00 | 0 | 0.70294 | 521327
2016-08-04 05:00 | 0 | 0.66733 | 490549
2016-08-04 06:00 | 0 | 0.64215 | 462055
2016-08-04 07:00 | 0 | 0.61386 | 443032
2016-08-04 08:00 | 0 | 0.58574 | 433845
2016-08-04 09:00 | 0 | 0.55141 | 436996
2016-08-04 10:00 | 0 | 0.52779 | 452952
2016-08-04 11:00 | 0 | 0.49543 | 471032
2016-08-04 12:00 | 0.0423 | 0.38467 | 492757
2016-08-04 13:00 | 0.2758 | 0.40985 | 520777
2016-08-04 14:00 | 0.49975 | 0.46025 | 554967
2016-08-04 15:00 | 0.63117 | 0.44021 | 588187
2016-08-04 16:00 | 0.69771 | 0.41033 | 616495
2016-08-04 17:00 | 0.71181 | 0.392 | 640288
2016-08-04 18:00 | 0.69942 | 0.38077 | 658458
2016-08-04 19:00 | 0.6772 | 0.37279 | 670155
2016-08-04 20:00 | 0.65478 | 0.36342 | 676999
2016-08-04 21:00 | 0.62096 | 0.35518 | 678514
2016-08-04 22:00 | 0.56864 | 0.34563 | 672659
2016-08-04 23:00 | 0.47462 | 0.33134 | 657579
2016-08-05 | 0.3326 | 0.33217 | 641092
2016-08-05 01:00 | 0.14075 | 0.43159 | 623479
2016-08-05 02:00 | 0.0068187 | 0.49068 | 592327
2016-08-05 03:00 | 0 | 0.49867 | 554932
2016-08-05 04:00 | 0 | 0.481 | 518997
2016-08-05 05:00 | 0 | 0.44732 | 487155
2016-08-05 06:00 | 0 | 0.41098 | 461710
2016-08-05 07:00 | 0 | 0.37683 | 444178
2016-08-05 08:00 | 0 | 0.35179 | 434777
2016-08-05 09:00 | 0 | 0.30421 | 437450
2016-08-05 10:00 | 0 | 0.2569 | 450978
2016-08-05 11:00 | 0 | 0.21462 | 467665
2016-08-05 12:00 | 0.044431 | 0.1345 | 489571
2016-08-05 13:00 | 0.28068 | 0.11576 | 517694
2016-08-05 14:00 | 0.52047 | 0.12329 | 548878
2016-08-05 15:00 | 0.6472 | 0.11236 | 579384
2016-08-05 16:00 | 0.69914 | 0.1063 | 605984
2016-08-05 17:00 | 0.70562 | 0.1077 | 629230
2016-08-05 18:00 | 0.68986 | 0.11288 | 646679
2016-08-05 19:00 | 0.66901 | 0.12052 | 657913
2016-08-05 20:00 | 0.64707 | 0.12799 | 662883
2016-08-05 21:00 | 0.61259 | 0.13602 | 661113
2016-08-05 22:00 | 0.56212 | 0.14452 | 651147
2016-08-05 23:00 | 0.47918 | 0.15636 | 634076
2016-08-06 | 0.34817 | 0.19541 | 616767
2016-08-06 01:00 | 0.15655 | 0.31952 | 600353
2016-08-06 02:00 | 0.0057006 | 0.41072 | 573118
2016-08-06 03:00 | 0 | 0.41525 | 539577
2016-08-06 04:00 | 0 | 0.40147 | 506865
2016-08-06 05:00 | 0 | 0.38139 | 477499
2016-08-06 06:00 | 0 | 0.36412 | 453173
2016-08-06 07:00 | 0 | 0.34578 | 435218
2016-08-06 08:00 | 0 | 0.33087 | 423260
2016-08-06 09:00 | 0 | 0.30011 | 418988
2016-08-06 10:00 | 0 | 0.26909 | 419093
2016-08-06 11:00 | 0 | 0.23907 | 424830
2016-08-06 12:00 | 0.030881 | 0.14229 | 443533
2016-08-06 13:00 | 0.30731 | 0.11999 | 472726
2016-08-06 14:00 | 0.55915 | 0.13927 | 507408
2016-08-06 15:00 | 0.67469 | 0.13312 | 541235
2016-08-06 16:00 | 0.72234 | 0.12522 | 569814
2016-08-06 17:00 | 0.72882 | 0.12089 | 592151
2016-08-06 18:00 | 0.71374 | 0.12128 | 608053
2016-08-06 19:00 | 0.69193 | 0.12594 | 619282
2016-08-06 20:00 | 0.6761 | 0.13426 | 626743
2016-08-06 21:00 | 0.65035 | 0.14706 | 629027
2016-08-06 22:00 | 0.61185 | 0.16425 | 623131
2016-08-06 23:00 | 0.53569 | 0.19197 | 609762
2016-08-07 | 0.39696 | 0.25262 | 594637
2016-08-07 01:00 | 0.18537 | 0.38624 | 579373
2016-08-07 02:00 | 0.0048807 | 0.46359 | 551628
2016-08-07 03:00 | 0 | 0.46296 | 518395
2016-08-07 04:00 | 0 | 0.43908 | 487018
2016-08-07 05:00 | 0 | 0.41453 | 460336
2016-08-07 06:00 | 0 | 0.38955 | 436438
2016-08-07 07:00 | 0 | 0.36697 | 418176
2016-08-07 08:00 | 0 | 0.34972 | 405109
2016-08-07 09:00 | 0 | 0.31171 | 398654
2016-08-07 10:00 | 0 | 0.27456 | 396437
2016-08-07 11:00 | 0 | 0.24518 | 400201
2016-08-07 12:00 | 0.026118 | 0.14606 | 417446
2016-08-07 13:00 | 0.33043 | 0.11469 | 445771
2016-08-07 14:00 | 0.61631 | 0.13864 | 476693
2016-08-07 15:00 | 0.72553 | 0.13048 | 508737
2016-08-07 16:00 | 0.77595 | 0.12278 | 537718
2016-08-07 17:00 | 0.77911 | 0.11556 | 561896
2016-08-07 18:00 | 0.7617 | 0.10723 | 580214
2016-08-07 19:00 | 0.74132 | 0.10183 | 594523
2016-08-07 20:00 | 0.72317 | 0.10213 | 604471
2016-08-07 21:00 | 0.70085 | 0.1124 | 610725
2016-08-07 22:00 | 0.66368 | 0.13395 | 609226
2016-08-07 23:00 | 0.57784 | 0.17137 | 598850
2016-08-08 | 0.42484 | 0.24702 | 586835
2016-08-08 01:00 | 0.19436 | 0.40451 | 573941
2016-08-08 02:00 | 0.0054181 | 0.48618 | 547508
2016-08-08 03:00 | 0 | 0.487 | 514602
2016-08-08 04:00 | 0 | 0.46723 | 484360
2016-08-08 05:00 | 0 | 0.44199 | 456614
2016-08-08 06:00 | 0 | 0.40577 | 434810
2016-08-08 07:00 | 0 | 0.37384 | 420049
2016-08-08 08:00 | 0 | 0.35001 | 413608
2016-08-08 09:00 | 0 | 0.3227 | 418611
2016-08-08 10:00 | 0 | 0.3085 | 433554
2016-08-08 11:00 | 0 | 0.30067 | 451396
2016-08-08 12:00 | 0.021898 | 0.2089 | 472744
2016-08-08 13:00 | 0.32077 | 0.20613 | 500555
2016-08-08 14:00 | 0.60304 | 0.28307 | 530957
2016-08-08 15:00 | 0.72266 | 0.2796 | 562651
2016-08-08 16:00 | 0.77921 | 0.26186 | 588832
2016-08-08 17:00 | 0.78282 | 0.24968 | 610947
2016-08-08 18:00 | 0.77012 | 0.24361 | 628214
2016-08-08 19:00 | 0.75604 | 0.24013 | 640296
2016-08-08 20:00 | 0.75031 | 0.23666 | 648566
2016-08-08 21:00 | 0.73576 | 0.23302 | 651755
2016-08-08 22:00 | 0.70293 | 0.23056 | 647720
2016-08-08 23:00 | 0.62164 | 0.23312 | 635421
2016-08-09 | 0.46999 | 0.27498 | 621949
2016-08-09 01:00 | 0.20156 | 0.43935 | 604820
2016-08-09 02:00 | 0.0042747 | 0.5178 | 573048
2016-08-09 03:00 | 0 | 0.49956 | 534744
2016-08-09 04:00 | 0 | 0.46207 | 500652
2016-08-09 05:00 | 0 | 0.43329 | 471436
2016-08-09 06:00 | 0 | 0.40736 | 448168
2016-08-09 07:00 | 0 | 0.38365 | 431015
2016-08-09 08:00 | 0 | 0.36285 | 423605
2016-08-09 09:00 | 0 | 0.33878 | 428396
2016-08-09 10:00 | 0 | 0.30776 | 445945
2016-08-09 11:00 | 0 | 0.27217 | 464137
2016-08-09 12:00 | 0.022785 | 0.15898 | 484561
2016-08-09 13:00 | 0.29108 | 0.10924 | 510825
2016-08-09 14:00 | 0.56184 | 0.10857 | 544130
2016-08-09 15:00 | 0.6824 | 0.10797 | 576327
2016-08-09 16:00 | 0.72681 | 0.10654 | 604939
2016-08-09 17:00 | 0.74396 | 0.11496 | 630306
2016-08-09 18:00 | 0.74255 | 0.13034 | 650268
2016-08-09 19:00 | 0.73141 | 0.15151 | 662438
2016-08-09 20:00 | 0.71932 | 0.17909 | 669236
2016-08-09 21:00 | 0.6956 | 0.21292 | 670932
2016-08-09 22:00 | 0.65384 | 0.257 | 664467
2016-08-09 23:00 | 0.55897 | 0.32428 | 651555
2016-08-10 | 0.41495 | 0.41082 | 638816
2016-08-10 01:00 | 0.19205 | 0.55031 | 622333
2016-08-10 02:00 | 0.0040341 | 0.60296 | 593236
2016-08-10 03:00 | 0 | 0.59299 | 555718
2016-08-10 04:00 | 0 | 0.57594 | 522030
2016-08-10 05:00 | 0 | 0.56092 | 491580
2016-08-10 06:00 | 0 | 0.53996 | 466906
2016-08-10 07:00 | 0 | 0.51022 | 449880
2016-08-10 08:00 | 0 | 0.47646 | 442094
2016-08-10 09:00 | 0 | 0.43962 | 446610
2016-08-10 10:00 | 0 | 0.4016 | 463323
2016-08-10 11:00 | 0 | 0.3741 | 482624
2016-08-10 12:00 | 0.024794 | 0.26147 | 504305
2016-08-10 13:00 | 0.27918 | 0.22074 | 532360
2016-08-10 14:00 | 0.55163 | 0.26815 | 566502
2016-08-10 15:00 | 0.688 | 0.28093 | 600882
2016-08-10 16:00 | 0.75309 | 0.28994 | 630175
2016-08-10 17:00 | 0.75894 | 0.31524 | 654319
2016-08-10 18:00 | 0.73997 | 0.34434 | 672363
2016-08-10 19:00 | 0.71283 | 0.3725 | 683463
2016-08-10 20:00 | 0.68428 | 0.39714 | 692115
2016-08-10 21:00 | 0.64705 | 0.41517 | 694043
2016-08-10 22:00 | 0.59519 | 0.42851 | 689634
2016-08-10 23:00 | 0.5041 | 0.44347 | 676888
2016-08-11 | 0.37368 | 0.50485 | 663518
2016-08-11 01:00 | 0.18008 | 0.61283 | 645779
2016-08-11 02:00 | 0.0058516 | 0.62546 | 613591
2016-08-11 03:00 | 0 | 0.58083 | 574880
2016-08-11 04:00 | 0 | 0.5373 | 539161
2016-08-11 05:00 | 0 | 0.49951 | 506885
2016-08-11 06:00 | 0 | 0.45356 | 480926
2016-08-11 07:00 | 0 | 0.4155 | 463267
2016-08-11 08:00 | 0 | 0.39012 | 454853
2016-08-11 09:00 | 0 | 0.36365 | 459811
2016-08-11 10:00 | 0 | 0.34228 | 477411
2016-08-11 11:00 | 0 | 0.33229 | 496658
2016-08-11 12:00 | 0.02335 | 0.24601 | 520056
2016-08-11 13:00 | 0.28151 | 0.23649 | 548905
2016-08-11 14:00 | 0.52539 | 0.31122 | 584554
2016-08-11 15:00 | 0.6612 | 0.31284 | 620926
2016-08-11 16:00 | 0.72903 | 0.28386 | 650476
2016-08-11 17:00 | 0.74392 | 0.26102 | 672839
2016-08-11 18:00 | 0.73958 | 0.24661 | 691270
2016-08-11 19:00 | 0.73014 | 0.23539 | 704348
2016-08-11 20:00 | 0.72422 | 0.22344 | 711228
2016-08-11 21:00 | 0.71145 | 0.21317 | 712067
2016-08-11 22:00 | 0.67675 | 0.20183 | 705532
2016-08-11 23:00 | 0.58503 | 0.1956 | 693311
2016-08-12 | 0.44402 | 0.23111 | 679786
2016-08-12 01:00 | 0.20224 | 0.32528 | 661145
2016-08-12 02:00 | 0.0027509 | 0.36693 | 627372
2016-08-12 03:00 | 0 | 0.35162 | 587829
2016-08-12 04:00 | 0 | 0.31811 | 552138
2016-08-12 05:00 | 0 | 0.29515 | 518806
2016-08-12 06:00 | 0 | 0.27977 | 491927
2016-08-12 07:00 | 0 | 0.27714 | 472808
2016-08-12 08:00 | 0 | 0.2828 | 463193
2016-08-12 09:00 | 0 | 0.28469 | 466210
2016-08-12 10:00 | 0 | 0.29585 | 482275
2016-08-12 11:00 | 0 | 0.30371 | 501898
2016-08-12 12:00 | 0.028933 | 0.22353 | 523776
2016-08-12 13:00 | 0.37921 | 0.19962 | 552524
2016-08-12 14:00 | 0.59224 | 0.25395 | 585241
2016-08-12 15:00 | 0.73469 | 0.27089 | 618102
2016-08-12 16:00 | 0.7923 | 0.2606 | 645060
2016-08-12 17:00 | 0.80032 | 0.2492 | 667185
2016-08-12 18:00 | 0.79017 | 0.24042 | 683130
2016-08-12 19:00 | 0.77736 | 0.23261 | 691605
2016-08-12 20:00 | 0.76952 | 0.2257 | 693676
2016-08-12 21:00 | 0.75359 | 0.21638 | 691677
2016-08-12 22:00 | 0.71723 | 0.20809 | 681134
2016-08-12 23:00 | 0.61886 | 0.19706 | 662811
2016-08-13 | 0.46548 | 0.20049 | 647312
2016-08-13 01:00 | 0.17651 | 0.27263 | 628394
2016-08-13 02:00 | 0.002373 | 0.2989 | 598858
2016-08-13 03:00 | 0 | 0.30331 | 564410
2016-08-13 04:00 | 0 | 0.30004 | 530967
2016-08-13 05:00 | 0 | 0.29046 | 500597
2016-08-13 06:00 | 0 | 0.28152 | 474944
2016-08-13 07:00 | 0 | 0.27698 | 456605
2016-08-13 08:00 | 0 | 0.28205 | 444618
2016-08-13 09:00 | 0 | 0.28896 | 439691
2016-08-13 10:00 | 0 | 0.30272 | 440900
2016-08-13 11:00 | 0 | 0.31125 | 448811
2016-08-13 12:00 | 0.022261 | 0.18212 | 469762
2016-08-13 13:00 | 0.30415 | 0.1216 | 498958
2016-08-13 14:00 | 0.55874 | 0.18752 | 531719
2016-08-13 15:00 | 0.68077 | 0.2099 | 563517
2016-08-13 16:00 | 0.74825 | 0.21066 | 590577
2016-08-13 17:00 | 0.75538 | 0.20785 | 610030
2016-08-13 18:00 | 0.74625 | 0.20711 | 625920
2016-08-13 19:00 | 0.73706 | 0.20459 | 637776
2016-08-13 20:00 | 0.73421 | 0.20122 | 645466
2016-08-13 21:00 | 0.72411 | 0.20259 | 647940
2016-08-13 22:00 | 0.69047 | 0.20325 | 643110
2016-08-13 23:00 | 0.60151 | 0.20121 | 628592
2016-08-14 | 0.45096 | 0.22888 | 615613
2016-08-14 01:00 | 0.17477 | 0.32009 | 598889
2016-08-14 02:00 | 0.0019266 | 0.34414 | 570370
2016-08-14 03:00 | 0 | 0.33093 | 539040
2016-08-14 04:00 | 0 | 0.30257 | 506573
2016-08-14 05:00 | 0 | 0.2715 | 479368
2016-08-14 06:00 | 0 | 0.2522 | 454836
2016-08-14 07:00 | 0 | 0.2461 | 436168
2016-08-14 08:00 | 0 | 0.25239 | 423088
2016-08-14 09:00 | 0 | 0.25556 | 416755
2016-08-14 10:00 | 0 | 0.25926 | 413239
2016-08-14 11:00 | 0 | 0.26696 | 417707
2016-08-14 12:00 | 0.013324 | 0.18342 | 437681
2016-08-14 13:00 | 0.28149 | 0.081057 | 467631
2016-08-14 14:00 | 0.55697 | 0.10216 | 499596
2016-08-14 15:00 | 0.71097 | 0.12194 | 530843
2016-08-14 16:00 | 0.7797 | 0.12414 | 558890
2016-08-14 17:00 | 0.78958 | 0.12283 | 580961
2016-08-14 18:00 | 0.78177 | 0.12021 | 597919
2016-08-14 19:00 | 0.77136 | 0.11683 | 610934
2016-08-14 20:00 | 0.76805 | 0.11476 | 620918
2016-08-14 21:00 | 0.75908 | 0.11951 | 627236
2016-08-14 22:00 | 0.73106 | 0.13593 | 625583
2016-08-14 23:00 | 0.63973 | 0.17503 | 616316
2016-08-15 | 0.49244 | 0.26448 | 607623
2016-08-15 01:00 | 0.16875 | 0.41268 | 594043
2016-08-15 02:00 | 0.001872 | 0.4791 | 565864
2016-08-15 03:00 | 0 | 0.48517 | 531803
2016-08-15 04:00 | 0 | 0.45914 | 498640
2016-08-15 05:00 | 0 | 0.41846 | 471763
2016-08-15 06:00 | 0 | 0.36793 | 448691
2016-08-15 07:00 | 0 | 0.32262 | 433241
2016-08-15 08:00 | 0 | 0.29669 | 426487
2016-08-15 09:00 | 0 | 0.27569 | 430827
2016-08-15 10:00 | 0 | 0.25622 | 448712
2016-08-15 11:00 | 0 | 0.24651 | 470395
2016-08-15 12:00 | 0.012353 | 0.16435 | 491924
2016-08-15 13:00 | 0.30937 | 0.069014 | 518273
2016-08-15 14:00 | 0.59267 | 0.088494 | 549237
2016-08-15 15:00 | 0.72274 | 0.10299 | 578771
2016-08-15 16:00 | 0.79137 | 0.099849 | 603983
2016-08-15 17:00 | 0.79541 | 0.096078 | 625189
2016-08-15 18:00 | 0.78899 | 0.094523 | 639774
2016-08-15 19:00 | 0.78027 | 0.090157 | 650054
2016-08-15 20:00 | 0.77944 | 0.085994 | 657927
2016-08-15 21:00 | 0.77271 | 0.083351 | 659978
2016-08-15 22:00 | 0.73597 | 0.08577 | 653805
2016-08-15 23:00 | 0.65013 | 0.10347 | 641039
2016-08-16 | 0.44945 | 0.18408 | 631686
2016-08-16 01:00 | 0.14935 | 0.37549 | 615028
2016-08-16 02:00 | 0.0013284 | 0.45391 | 582698
2016-08-16 03:00 | 0 | 0.44857 | 545197
2016-08-16 04:00 | 0 | 0.41433 | 509549
2016-08-16 05:00 | 0 | 0.37218 | 478492
2016-08-16 06:00 | 0 | 0.33314 | 454127
2016-08-16 07:00 | 0 | 0.30325 | 437248
2016-08-16 08:00 | 0 | 0.28845 | 429944
2016-08-16 09:00 | 0 | 0.26867 | 434927
2016-08-16 10:00 | 0 | 0.24874 | 453229
2016-08-16 11:00 | 0 | 0.22963 | 473966
2016-08-16 12:00 | 0.0092355 | 0.14056 | 495516
2016-08-16 13:00 | 0.28331 | 0.051648 | 521078
2016-08-16 14:00 | 0.57119 | 0.056231 | 551975
2016-08-16 15:00 | 0.70787 | 0.060625 | 581844
2016-08-16 16:00 | 0.78072 | 0.053736 | 607904
2016-08-16 17:00 | 0.78906 | 0.053604 | 629406
2016-08-16 18:00 | 0.78463 | 0.05687 | 645681
2016-08-16 19:00 | 0.77302 | 0.062372 | 655792
2016-08-16 20:00 | 0.76603 | 0.066764 | 662781
2016-08-16 21:00 | 0.74996 | 0.069338 | 666103
2016-08-16 22:00 | 0.71012 | 0.072832 | 660448
2016-08-16 23:00 | 0.60708 | 0.084518 | 649221
2016-08-17 | 0.44795 | 0.15009 | 639748
2016-08-17 01:00 | 0.15171 | 0.32549 | 622478
2016-08-17 02:00 | 0.0010527 | 0.45808 | 589902
2016-08-17 03:00 | 0 | 0.50813 | 551696
2016-08-17 04:00 | 0 | 0.5059 | 516398
2016-08-17 05:00 | 0 | 0.48228 | 486058
2016-08-17 06:00 | 0 | 0.44557 | 460748
2016-08-17 07:00 | 0 | 0.40621 | 442708
2016-08-17 08:00 | 0 | 0.37314 | 435260
2016-08-17 09:00 | 0 | 0.34232 | 439205
2016-08-17 10:00 | 0 | 0.31243 | 458406
2016-08-17 11:00 | 0 | 0.28656 | 480095
2016-08-17 12:00 | 0.012567 | 0.19383 | 498402
2016-08-17 13:00 | 0.26067 | 0.073587 | 521282
2016-08-17 14:00 | 0.55729 | 0.071133 | 549024
2016-08-17 15:00 | 0.68897 | 0.09353 | 576883
2016-08-17 16:00 | 0.7567 | 0.087068 | 602481
2016-08-17 17:00 | 0.76117 | 0.081991 | 624699
2016-08-17 18:00 | 0.74929 | 0.082665 | 642586
2016-08-17 19:00 | 0.73194 | 0.087826 | 655492
2016-08-17 20:00 | 0.71499 | 0.095316 | 665307
2016-08-17 21:00 | 0.6887 | 0.10494 | 668430
2016-08-17 22:00 | 0.64275 | 0.12331 | 661194
2016-08-17 23:00 | 0.55131 | 0.16434 | 646276
2016-08-18 | 0.39303 | 0.28131 | 634017
2016-08-18 01:00 | 0.13733 | 0.49705 | 614945
2016-08-18 02:00 | 0.00087392 | 0.59306 | 582294
2016-08-18 03:00 | 0 | 0.59951 | 543538
2016-08-18 04:00 | 0 | 0.5683 | 507707
2016-08-18 05:00 | 0 | 0.52202 | 476687
2016-08-18 06:00 | 0 | 0.47123 | 452939
2016-08-18 07:00 | 0 | 0.42708 | 435719
2016-08-18 08:00 | 0 | 0.39466 | 427768
2016-08-18 09:00 | 0 | 0.36329 | 433040
2016-08-18 10:00 | 0 | 0.33661 | 452116
2016-08-18 11:00 | 0 | 0.31639 | 472052
2016-08-18 12:00 | 0.011263 | 0.21381 | 491223
2016-08-18 13:00 | 0.21073 | 0.12739 | 514763
2016-08-18 14:00 | 0.5107 | 0.14382 | 543408
2016-08-18 15:00 | 0.6546 | 0.19398 | 573296
2016-08-18 16:00 | 0.71729 | 0.21998 | 600194
2016-08-18 17:00 | 0.7186 | 0.2405 | 623965
2016-08-18 18:00 | 0.705 | 0.25574 | 642152
2016-08-18 19:00 | 0.68509 | 0.26202 | 654155
2016-08-18 20:00 | 0.66528 | 0.26493 | 661159
2016-08-18 21:00 | 0.63851 | 0.2712 | 661487
2016-08-18 22:00 | 0.59625 | 0.28502 | 652540
2016-08-18 23:00 | 0.51321 | 0.31179 | 637120
2016-08-19 | 0.36767 | 0.37656 | 625313
2016-08-19 01:00 | 0.1255 | 0.48303 | 608471
2016-08-19 02:00 | 0.0008235 | 0.48442 | 577238
2016-08-19 03:00 | 0 | 0.45453 | 539195
2016-08-19 04:00 | 0 | 0.42122 | 504080
2016-08-19 05:00 | 0 | 0.384 | 473150
2016-08-19 06:00 | 0 | 0.34943 | 449103
2016-08-19 07:00 | 0 | 0.3191 | 431993
2016-08-19 08:00 | 0 | 0.2974 | 424279
2016-08-19 09:00 | 0 | 0.26884 | 428643
2016-08-19 10:00 | 0 | 0.25134 | 445811
2016-08-19 11:00 | 0 | 0.23997 | 465515
2016-08-19 12:00 | 0.005565 | 0.17183 | 485714
2016-08-19 13:00 | 0.21476 | 0.14747 | 509916
2016-08-19 14:00 | 0.51358 | 0.17063 | 539855
2016-08-19 15:00 | 0.6533 | 0.17149 | 568155
2016-08-19 16:00 | 0.71484 | 0.1638 | 593314
2016-08-19 17:00 | 0.72651 | 0.16043 | 615385
2016-08-19 18:00 | 0.71734 | 0.16482 | 632255
2016-08-19 19:00 | 0.69989 | 0.17465 | 642342
2016-08-19 20:00 | 0.68646 | 0.1921 | 647445
2016-08-19 21:00 | 0.65971 | 0.2164 | 645344
2016-08-19 22:00 | 0.61422 | 0.24302 | 633038
2016-08-19 23:00 | 0.52645 | 0.27205 | 613220
2016-08-20 | 0.38007 | 0.31468 | 598060
2016-08-20 01:00 | 0.12132 | 0.37498 | 580612
2016-08-20 02:00 | 0.00057373 | 0.39779 | 551582
2016-08-20 03:00 | 0 | 0.38812 | 517337
2016-08-20 04:00 | 0 | 0.37029 | 484281
2016-08-20 05:00 | 0 | 0.36571 | 457219
2016-08-20 06:00 | 0 | 0.37016 | 434967
2016-08-20 07:00 | 0 | 0.38258 | 418235
2016-08-20 08:00 | 0 | 0.40526 | 407918
2016-08-20 09:00 | 0 | 0.4167 | 404022
2016-08-20 10:00 | 0 | 0.42236 | 406349
2016-08-20 11:00 | 0 | 0.41697 | 414084
2016-08-20 12:00 | 0.0048235 | 0.36811 | 434124
2016-08-20 13:00 | 0.22043 | 0.37851 | 461548
2016-08-20 14:00 | 0.51253 | 0.40751 | 491914
2016-08-20 15:00 | 0.68287 | 0.38884 | 520936
2016-08-20 16:00 | 0.74524 | 0.34559 | 543602
2016-08-20 17:00 | 0.75301 | 0.30832 | 560233
2016-08-20 18:00 | 0.74165 | 0.28288 | 572044
2016-08-20 19:00 | 0.72399 | 0.26816 | 580000
2016-08-20 20:00 | 0.71042 | 0.25939 | 587024
2016-08-20 21:00 | 0.68525 | 0.25146 | 589548
2016-08-20 22:00 | 0.64615 | 0.23869 | 583463
2016-08-20 23:00 | 0.55224 | 0.2153 | 570525
2016-08-21 | 0.39487 | 0.21739 | 560708
2016-08-21 01:00 | 0.12058 | 0.28206 | 546320
2016-08-21 02:00 | 0.00045065 | 0.28246 | 522016
2016-08-21 03:00 | 0 | 0.27102 | 492804
2016-08-21 04:00 | 0 | 0.26523 | 463664
2016-08-21 05:00 | 0 | 0.27143 | 439723
2016-08-21 06:00 | 0 | 0.29207 | 419299
2016-08-21 07:00 | 0 | 0.32059 | 403933
2016-08-21 08:00 | 0 | 0.35417 | 393719
2016-08-21 09:00 | 0 | 0.35968 | 388523
2016-08-21 10:00 | 0 | 0.36264 | 389420
2016-08-21 11:00 | 0 | 0.37141 | 393384
2016-08-21 12:00 | 0.0057517 | 0.29295 | 409119
2016-08-21 13:00 | 0.21642 | 0.11582 | 434233
2016-08-21 14:00 | 0.50111 | 0.10087 | 460036
2016-08-21 15:00 | 0.65985 | 0.12374 | 486552
2016-08-21 16:00 | 0.7245 | 0.13003 | 510928
2016-08-21 17:00 | 0.73089 | 0.13142 | 530086
2016-08-21 18:00 | 0.71727 | 0.13587 | 544479
2016-08-21 19:00 | 0.69366 | 0.1385 | 554802
2016-08-21 20:00 | 0.67056 | 0.13882 | 562710
2016-08-21 21:00 | 0.63575 | 0.14005 | 569215
2016-08-21 22:00 | 0.58863 | 0.14589 | 568881
2016-08-21 23:00 | 0.4868 | 0.16635 | 561221
2016-08-22 | 0.3314 | 0.28692 | 553368
2016-08-22 01:00 | 0.10468 | 0.50836 | 540660
2016-08-22 02:00 | 0.00030083 | 0.60944 | 513972
2016-08-22 03:00 | 0 | 0.66037 | 480482
2016-08-22 04:00 | 0 | 0.67995 | 450332
2016-08-22 05:00 | 0 | 0.68185 | 424764
2016-08-22 06:00 | 0 | 0.66956 | 405107
2016-08-22 07:00 | 0 | 0.65537 | 391802
2016-08-22 08:00 | 0 | 0.63987 | 386560
2016-08-22 09:00 | 0 | 0.60992 | 392538
2016-08-22 10:00 | 0 | 0.5833 | 411037
2016-08-22 11:00 | 0 | 0.56115 | 432991
2016-08-22 12:00 | 0.0041716 | 0.42068 | 452576
2016-08-22 13:00 | 0.18375 | 0.30854 | 476225
2016-08-22 14:00 | 0.42998 | 0.36692 | 502924
2016-08-22 15:00 | 0.56726 | 0.4156 | 527223
2016-08-22 16:00 | 0.63076 | 0.44653 | 548113
2016-08-22 17:00 | 0.64144 | 0.47295 | 567815
2016-08-22 18:00 | 0.63187 | 0.49328 | 584628
2016-08-22 19:00 | 0.61481 | 0.51186 | 597886
2016-08-22 20:00 | 0.59968 | 0.53016 | 606740
2016-08-22 21:00 | 0.57146 | 0.54744 | 610780
2016-08-22 22:00 | 0.52362 | 0.56393 | 605164
2016-08-22 23:00 | 0.43472 | 0.58351 | 590472
2016-08-23 | 0.29031 | 0.66768 | 578424
2016-08-23 01:00 | 0.078792 | 0.77064 | 561596
2016-08-23 02:00 | 0.00027031 | 0.79172 | 528809
2016-08-23 03:00 | 0 | 0.78834 | 492151
2016-08-23 04:00 | 0 | 0.77278 | 459051
2016-08-23 05:00 | 0 | 0.74906 | 431811
2016-08-23 06:00 | 0 | 0.72738 | 410817
2016-08-23 07:00 | 0 | 0.7164 | 396993
2016-08-23 08:00 | 0 | 0.71213 | 390746
2016-08-23 09:00 | 0 | 0.70078 | 397163
2016-08-23 10:00 | 0 | 0.68274 | 416794
2016-08-23 11:00 | 0 | 0.66108 | 437417
2016-08-23 12:00 | 0.0058434 | 0.57613 | 454648
2016-08-23 13:00 | 0.19091 | 0.48957 | 477293
2016-08-23 14:00 | 0.46838 | 0.65188 | 505355
2016-08-23 15:00 | 0.62111 | 0.70389 | 533055
2016-08-23 16:00 | 0.69978 | 0.71381 | 557774
2016-08-23 17:00 | 0.70799 | 0.72873 | 579989
2016-08-23 18:00 | 0.69882 | 0.7395 | 599625
2016-08-23 19:00 | 0.67758 | 0.74171 | 613462
2016-08-23 20:00 | 0.65422 | 0.73541 | 623291
2016-08-23 21:00 | 0.62124 | 0.71634 | 628108
2016-08-23 22:00 | 0.57461 | 0.68637 | 622384
2016-08-23 23:00 | 0.49133 | 0.67594 | 608385
2016-08-24 | 0.35592 | 0.70401 | 598766
2016-08-24 01:00 | 0.12161 | 0.78605 | 581939
2016-08-24 02:00 | 0.00018064 | 0.79012 | 548730
2016-08-24 03:00 | 0 | 0.76602 | 510750
2016-08-24 04:00 | 0 | 0.72337 | 477056
2016-08-24 05:00 | 0 | 0.68322 | 447879
2016-08-24 06:00 | 0 | 0.64663 | 425903
2016-08-24 07:00 | 0 | 0.62037 | 410647
2016-08-24 08:00 | 0 | 0.59591 | 403762
2016-08-24 09:00 | 0 | 0.56374 | 409712
2016-08-24 10:00 | 0 | 0.54099 | 428782
2016-08-24 11:00 | 0 | 0.51445 | 447986
2016-08-24 12:00 | 0.002651 | 0.40182 | 465480
2016-08-24 13:00 | 0.17495 | 0.3445 | 488202
2016-08-24 14:00 | 0.49969 | 0.41249 | 516237
2016-08-24 15:00 | 0.64902 | 0.43558 | 544552
2016-08-24 16:00 | 0.73625 | 0.43189 | 569357
2016-08-24 17:00 | 0.7462 | 0.42352 | 593181
2016-08-24 18:00 | 0.73551 | 0.41766 | 614042
2016-08-24 19:00 | 0.71702 | 0.40948 | 628911
2016-08-24 20:00 | 0.70307 | 0.39649 | 639660
2016-08-24 21:00 | 0.67625 | 0.37921 | 644653
2016-08-24 22:00 | 0.63399 | 0.36024 | 639097
2016-08-24 23:00 | 0.54331 | 0.34854 | 626278
2016-08-25 | 0.38736 | 0.38215 | 615389
2016-08-25 01:00 | 0.11753 | 0.44931 | 596882
2016-08-25 02:00 | 0.00014435 | 0.44392 | 563679
2016-08-25 03:00 | 0 | 0.42542 | 524938
2016-08-25 04:00 | 0 | 0.40783 | 489614
2016-08-25 05:00 | 0 | 0.38474 | 461217
2016-08-25 06:00 | 0 | 0.36616 | 437953
2016-08-25 07:00 | 0 | 0.35456 | 421820
2016-08-25 08:00 | 0 | 0.35169 | 415450
2016-08-25 09:00 | 0 | 0.33664 | 420070
2016-08-25 10:00 | 0 | 0.32175 | 439258
2016-08-25 11:00 | 0 | 0.30558 | 460850
2016-08-25 12:00 | 0.0014828 | 0.22825 | 479942
2016-08-25 13:00 | 0.19025 | 0.21003 | 504835
2016-08-25 14:00 | 0.50505 | 0.2257 | 535488
2016-08-25 15:00 | 0.66323 | 0.20138 | 565825
2016-08-25 16:00 | 0.73232 | 0.16639 | 594468
2016-08-25 17:00 | 0.73188 | 0.14131 | 620489
2016-08-25 18:00 | 0.72238 | 0.1255 | 639768
2016-08-25 19:00 | 0.70157 | 0.11461 | 652454
2016-08-25 20:00 | 0.67938 | 0.10615 | 659693
2016-08-25 21:00 | 0.64155 | 0.098582 | 660450
2016-08-25 22:00 | 0.58744 | 0.092967 | 651636
2016-08-25 23:00 | 0.48602 | 0.094251 | 636994
2016-08-26 | 0.33693 | 0.13664 | 625254
2016-08-26 01:00 | 0.11164 | 0.20275 | 606013
2016-08-26 02:00 | 0.00012143 | 0.23386 | 572344
2016-08-26 03:00 | 0 | 0.24303 | 533346
2016-08-26 04:00 | 0 | 0.24733 | 497549
2016-08-26 05:00 | 0 | 0.25384 | 467937
2016-08-26 06:00 | 0 | 0.26083 | 444734
2016-08-26 07:00 | 0 | 0.26509 | 428458
2016-08-26 08:00 | 0 | 0.26099 | 420866
2016-08-26 09:00 | 0 | 0.24152 | 425519
2016-08-26 10:00 | 0 | 0.22178 | 444728
2016-08-26 11:00 | 0 | 0.20676 | 466043
2016-08-26 12:00 | 0.00091518 | 0.13815 | 487524
2016-08-26 13:00 | 0.15143 | 0.054934 | 514353
2016-08-26 14:00 | 0.45747 | 0.063852 | 545261
2016-08-26 15:00 | 0.6085 | 0.079083 | 576723
2016-08-26 16:00 | 0.68776 | 0.081088 | 603840
2016-08-26 17:00 | 0.69877 | 0.079802 | 625441
2016-08-26 18:00 | 0.69527 | 0.080306 | 641847
2016-08-26 19:00 | 0.68315 | 0.083409 | 651451
2016-08-26 20:00 | 0.67757 | 0.088855 | 655480
2016-08-26 21:00 | 0.65818 | 0.091578 | 653550
2016-08-26 22:00 | 0.62565 | 0.092799 | 639815
2016-08-26 23:00 | 0.53257 | 0.10342 | 617267
2016-08-27 | 0.36912 | 0.16296 | 600923
2016-08-27 01:00 | 0.10772 | 0.29295 | 580016
2016-08-27 02:00 | 8.82e-05 | 0.34269 | 549444
2016-08-27 03:00 | 0 | 0.34466 | 516865
2016-08-27 04:00 | 0 | 0.32549 | 484549
2016-08-27 05:00 | 0 | 0.30134 | 455263
2016-08-27 06:00 | 0 | 0.28369 | 431590
2016-08-27 07:00 | 0 | 0.27119 | 414085
2016-08-27 08:00 | 0 | 0.2596 | 404444
2016-08-27 09:00 | 0 | 0.24432 | 400736
2016-08-27 10:00 | 0 | 0.22976 | 403135
2016-08-27 11:00 | 0 | 0.21675 | 411095
2016-08-27 12:00 | 0.0013379 | 0.17531 | 431558
2016-08-27 13:00 | 0.19779 | 0.094248 | 461423
2016-08-27 14:00 | 0.52467 | 0.080179 | 494132
2016-08-27 15:00 | 0.66568 | 0.083477 | 525588
2016-08-27 16:00 | 0.73359 | 0.082004 | 554105
2016-08-27 17:00 | 0.73622 | 0.081013 | 576251
2016-08-27 18:00 | 0.72366 | 0.084226 | 591311
2016-08-27 19:00 | 0.7078 | 0.090188 | 600803
2016-08-27 20:00 | 0.6966 | 0.094977 | 606858
2016-08-27 21:00 | 0.67443 | 0.096909 | 604271
2016-08-27 22:00 | 0.63086 | 0.10044 | 598870
2016-08-27 23:00 | 0.52953 | 0.1185 | 582528
2016-08-28 | 0.37143 | 0.21214 | 569917
2016-08-28 01:00 | 0.10772 | 0.39989 | 553360
2016-08-28 02:00 | 6.99e-05 | 0.50411 | 527742
2016-08-28 03:00 | 0 | 0.56779 | 498208
2016-08-28 04:00 | 0 | 0.5835 | 468879
2016-08-28 05:00 | 0 | 0.57876 | 442377
2016-08-28 06:00 | 0 | 0.56108 | 421597
2016-08-28 07:00 | 0 | 0.53709 | 406476
2016-08-28 08:00 | 0 | 0.50794 | 395549
2016-08-28 09:00 | 0 | 0.46967 | 390437
2016-08-28 10:00 | 0 | 0.43086 | 390275
2016-08-28 11:00 | 0 | 0.39412 | 394254
2016-08-28 12:00 | 0.001114 | 0.29666 | 413566
2016-08-28 13:00 | 0.16993 | 0.14677 | 444935
2016-08-28 14:00 | 0.51481 | 0.11337 | 478450
2016-08-28 15:00 | 0.70123 | 0.12905 | 511645
2016-08-28 16:00 | 0.74097 | 0.13346 | 544093
2016-08-28 17:00 | 0.73852 | 0.1429 | 570618
2016-08-28 18:00 | 0.7271 | 0.15782 | 591249
2016-08-28 19:00 | 0.70835 | 0.17169 | 604776
2016-08-28 20:00 | 0.69415 | 0.18176 | 615064
2016-08-28 21:00 | 0.66962 | 0.19337 | 618991
2016-08-28 22:00 | 0.63207 | 0.21031 | 613165
2016-08-28 23:00 | 0.54545 | 0.24449 | 600665
2016-08-29 | 0.39528 | 0.34037 | 591304
2016-08-29 01:00 | 0.10675 | 0.45827 | 573739
2016-08-29 02:00 | 5.59e-05 | 0.48791 | 542108
2016-08-29 03:00 | 0 | 0.46879 | 506758
2016-08-29 04:00 | 0 | 0.44464 | 473517
2016-08-29 05:00 | 0 | 0.41794 | 446810
2016-08-29 06:00 | 0 | 0.38593 | 426452
2016-08-29 07:00 | 0 | 0.34588 | 412154
2016-08-29 08:00 | 0 | 0.30888 | 407216
2016-08-29 09:00 | 0 | 0.26784 | 414170
2016-08-29 10:00 | 0 | 0.23722 | 436856
2016-08-29 11:00 | 0 | 0.21294 | 457948
2016-08-29 12:00 | 0.00035055 | 0.15933 | 478038
2016-08-29 13:00 | 0.11591 | 0.093916 | 505765
2016-08-29 14:00 | 0.4552 | 0.09843 | 537954
2016-08-29 15:00 | 0.64028 | 0.10148 | 569735
2016-08-29 16:00 | 0.68052 | 0.10179 | 599965
2016-08-29 17:00 | 0.68775 | 0.10087 | 625021
2016-08-29 18:00 | 0.68073 | 0.099487 | 643308
2016-08-29 19:00 | 0.66668 | 0.097022 | 654056
2016-08-29 20:00 | 0.65452 | 0.093777 | 659447
2016-08-29 21:00 | 0.63131 | 0.089649 | 660975
2016-08-29 22:00 | 0.5926 | 0.08957 | 653722
2016-08-29 23:00 | 0.50494 | 0.097512 | 638313
2016-08-30 | 0.34953 | 0.13695 | 627299
2016-08-30 01:00 | 0.087471 | 0.24224 | 604806
2016-08-30 02:00 | 3.78e-05 | 0.29957 | 566777
2016-08-30 03:00 | 0 | 0.30269 | 525022
2016-08-30 04:00 | 0 | 0.28566 | 488171
2016-08-30 05:00 | 0 | 0.2605 | 457494
2016-08-30 06:00 | 0 | 0.23564 | 433597
2016-08-30 07:00 | 0 | 0.21216 | 417950
2016-08-30 08:00 | 0 | 0.19368 | 410177
2016-08-30 09:00 | 0 | 0.18147 | 416385
2016-08-30 10:00 | 0 | 0.17555 | 437575
2016-08-30 11:00 | 0 | 0.17022 | 456389
2016-08-30 12:00 | 0.00053928 | 0.14054 | 474287
2016-08-30 13:00 | 0.13172 | 0.069301 | 498228
2016-08-30 14:00 | 0.46218 | 0.063872 | 528147
2016-08-30 15:00 | 0.64212 | 0.078612 | 558262
2016-08-30 16:00 | 0.68701 | 0.079106 | 585627
2016-08-30 17:00 | 0.69402 | 0.077045 | 610613
2016-08-30 18:00 | 0.68564 | 0.077924 | 629443
2016-08-30 19:00 | 0.67238 | 0.0816 | 642942
2016-08-30 20:00 | 0.66437 | 0.085914 | 651700
2016-08-30 21:00 | 0.6468 | 0.090645 | 654714
2016-08-30 22:00 | 0.61424 | 0.10067 | 646260
2016-08-30 23:00 | 0.52036 | 0.12602 | 631370
2016-08-31 | 0.35379 | 0.19801 | 620327
2016-08-31 01:00 | 0.084828 | 0.32277 | 599178
2016-08-31 02:00 | 2.16e-05 | 0.3719 | 562468
2016-08-31 03:00 | 0 | 0.36627 | 522581
2016-08-31 04:00 | 0 | 0.34445 | 487285
2016-08-31 05:00 | 0 | 0.31393 | 460254
2016-08-31 06:00 | 0 | 0.28812 | 436830
2016-08-31 07:00 | 0 | 0.2679 | 423222
2016-08-31 08:00 | 0 | 0.24853 | 416224
2016-08-31 09:00 | 0 | 0.23066 | 422535
2016-08-31 10:00 | 0 | 0.21796 | 442793
2016-08-31 11:00 | 0 | 0.21192 | 462873
2016-08-31 12:00 | 0.00039584 | 0.17745 | 481439
2016-08-31 13:00 | 0.13336 | 0.09154 | 503448
2016-08-31 14:00 | 0.46067 | 0.077274 | 531164
2016-08-31 15:00 | 0.66748 | 0.11177 | 558056
2016-08-31 16:00 | 0.71397 | 0.13861 | 583431
2016-08-31 17:00 | 0.71473 | 0.15446 | 606050
2016-08-31 18:00 | 0.70306 | 0.16454 | 622657
2016-08-31 19:00 | 0.68818 | 0.17267 | 632821
2016-08-31 20:00 | 0.67664 | 0.18262 | 640752
2016-08-31 21:00 | 0.65788 | 0.19286 | 640375
2016-08-31 22:00 | 0.61744 | 0.20399 | 631718
2016-08-31 23:00 | 0.52175 | 0.22835 | 619018
2016-09-01 | 0.3516 | 0.31722 | 609097
2016-09-01 01:00 | 0.084384 | 0.41979 | 588286
2016-09-01 02:00 | 2.92e-05 | 0.42808 | 555048
2016-09-01 03:00 | 0 | 0.41544 | 516859
2016-09-01 04:00 | 0 | 0.40646 | 482326
2016-09-01 05:00 | 0 | 0.38752 | 453317
2016-09-01 06:00 | 0 | 0.36493 | 431277
2016-09-01 07:00 | 0 | 0.35083 | 415650
2016-09-01 08:00 | 0 | 0.33842 | 408914
2016-09-01 09:00 | 0 | 0.32012 | 414048
2016-09-01 10:00 | 0 | 0.3103 | 435041
2016-09-01 11:00 | 0 | 0.30604 | 454300
2016-09-01 12:00 | 0.0005094 | 0.25121 | 469139
2016-09-01 13:00 | 0.15226 | 0.14592 | 490089
2016-09-01 14:00 | 0.49696 | 0.17423 | 514772
2016-09-01 15:00 | 0.65849 | 0.22207 | 538909
2016-09-01 16:00 | 0.71559 | 0.23451 | 559226
2016-09-01 17:00 | 0.70821 | 0.23584 | 577014
2016-09-01 18:00 | 0.69031 | 0.23851 | 588812
2016-09-01 19:00 | 0.66929 | 0.24393 | 595831
2016-09-01 20:00 | 0.65549 | 0.25295 | 599406
2016-09-01 21:00 | 0.63119 | 0.26995 | 599573
2016-09-01 22:00 | 0.58734 | 0.30074 | 590983
2016-09-01 23:00 | 0.49045 | 0.3475 | 579268
2016-09-02 | 0.32412 | 0.47134 | 570677
2016-09-02 01:00 | 0.084028 | 0.61715 | 555203
2016-09-02 02:00 | 2.26e-05 | 0.63021 | 524072
2016-09-02 03:00 | 0 | 0.60275 | 489864
2016-09-02 04:00 | 0 | 0.56072 | 458419
2016-09-02 05:00 | 0 | 0.52325 | 432694
2016-09-02 06:00 | 0 | 0.49734 | 411570
2016-09-02 07:00 | 0 | 0.47989 | 397043
2016-09-02 08:00 | 0 | 0.46549 | 390801
2016-09-02 09:00 | 0 | 0.44282 | 395237
2016-09-02 10:00 | 0 | 0.4255 | 411279
2016-09-02 11:00 | 0 | 0.4151 | 429471
2016-09-02 12:00 | 0.00042728 | 0.3484 | 443622
2016-09-02 13:00 | 0.1337 | 0.30817 | 461899
2016-09-02 14:00 | 0.50201 | 0.37917 | 482422
2016-09-02 15:00 | 0.66406 | 0.39159 | 500856
2016-09-02 16:00 | 0.74447 | 0.38336 | 516563
2016-09-02 17:00 | 0.7379 | 0.37678 | 531791
2016-09-02 18:00 | 0.71512 | 0.37269 | 544019
2016-09-02 19:00 | 0.69416 | 0.37365 | 551969
2016-09-02 20:00 | 0.686 | 0.3788 | 557436
2016-09-02 21:00 | 0.669 | 0.38868 | 558648
2016-09-02 22:00 | 0.62719 | 0.40654 | 549446
2016-09-02 23:00 | 0.53124 | 0.44497 | 535830
2016-09-03 | 0.36338 | 0.55731 | 525082
2016-09-03 01:00 | 0.076612 | 0.69957 | 509780
2016-09-03 02:00 | 1.16e-05 | 0.73045 | 484607
2016-09-03 03:00 | 0 | 0.72024 | 455399
2016-09-03 04:00 | 0 | 0.69218 | 428410
2016-09-03 05:00 | 0 | 0.6557 | 405539
2016-09-03 06:00 | 0 | 0.62371 | 386607
2016-09-03 07:00 | 0 | 0.59174 | 372541
2016-09-03 08:00 | 0 | 0.56654 | 363495
2016-09-03 09:00 | 0 | 0.53006 | 359961
2016-09-03 10:00 | 0 | 0.48457 | 362478
2016-09-03 11:00 | 0 | 0.45141 | 365475
2016-09-03 12:00 | 0.00026946 | 0.37715 | 378162
2016-09-03 13:00 | 0.14297 | 0.30753 | 398947
2016-09-03 14:00 | 0.46494 | 0.36399 | 422857
2016-09-03 15:00 | 0.65628 | 0.3858 | 445178
2016-09-03 16:00 | 0.71378 | 0.37665 | 465906
2016-09-03 17:00 | 0.7163 | 0.37307 | 482753
2016-09-03 18:00 | 0.70862 | 0.37758 | 496541
2016-09-03 19:00 | 0.69919 | 0.38274 | 507892
2016-09-03 20:00 | 0.6969 | 0.38671 | 516890
2016-09-03 21:00 | 0.68603 | 0.39511 | 521120
2016-09-03 22:00 | 0.64744 | 0.41264 | 517258
2016-09-03 23:00 | 0.55155 | 0.44524 | 507028
2016-09-04 | 0.36376 | 0.5436 | 497324
2016-09-04 01:00 | 0.06943 | 0.6567 | 483109
2016-09-04 02:00 | 1.07e-05 | 0.66084 | 460774
2016-09-04 03:00 | 0 | 0.63165 | 435321
2016-09-04 04:00 | 0 | 0.59471 | 410858
2016-09-04 05:00 | 0 | 0.55744 | 389279
2016-09-04 06:00 | 0 | 0.51656 | 372139
2016-09-04 07:00 | 0 | 0.48101 | 359705
2016-09-04 08:00 | 0 | 0.45409 | 352011
2016-09-04 09:00 | 0 | 0.43479 | 348343
2016-09-04 10:00 | 0 | 0.42339 | 347660
2016-09-04 11:00 | 0 | 0.41171 | 350404
2016-09-04 12:00 | 0.00018684 | 0.38081 | 362722
2016-09-04 13:00 | 0.15832 | 0.34319 | 385606
2016-09-04 14:00 | 0.52897 | 0.41473 | 411518
2016-09-04 15:00 | 0.73945 | 0.43932 | 436974
2016-09-04 16:00 | 0.77549 | 0.44193 | 461851
2016-09-04 17:00 | 0.7805 | 0.45039 | 483097
2016-09-04 18:00 | 0.77441 | 0.47322 | 499644
2016-09-04 19:00 | 0.76705 | 0.50443 | 512563
2016-09-04 20:00 | 0.76947 | 0.53568 | 522026
2016-09-04 21:00 | 0.77008 | 0.56743 | 526330
2016-09-04 22:00 | 0.74048 | 0.60133 | 521745
2016-09-04 23:00 | 0.63792 | 0.63486 | 509010
2016-09-05 | 0.42382 | 0.68672 | 499706
2016-09-05 01:00 | 0.075843 | 0.73287 | 485495
2016-09-05 02:00 | 1.29e-05 | 0.71088 | 462737
2016-09-05 03:00 | 0 | 0.6759 | 437089
2016-09-05 04:00 | 0 | 0.64226 | 412375
2016-09-05 05:00 | 0 | 0.61815 | 389910
2016-09-05 06:00 | 0 | 0.59708 | 373373
2016-09-05 07:00 | 0 | 0.57453 | 361629
2016-09-05 08:00 | 0 | 0.55566 | 354901
2016-09-05 09:00 | 0 | 0.53056 | 353197
2016-09-05 10:00 | 0 | 0.49888 | 356613
2016-09-05 11:00 | 0 | 0.46073 | 359505
2016-09-05 12:00 | 0.00014488 | 0.39663 | 371656
2016-09-05 13:00 | 0.15765 | 0.35235 | 397428
2016-09-05 14:00 | 0.57277 | 0.43836 | 429589
2016-09-05 15:00 | 0.78851 | 0.4626 | 461590
2016-09-05 16:00 | 0.81151 | 0.44936 | 490153
2016-09-05 17:00 | 0.80625 | 0.44136 | 513829
2016-09-05 18:00 | 0.79084 | 0.45141 | 532803
2016-09-05 19:00 | 0.77794 | 0.47338 | 547506
2016-09-05 20:00 | 0.77776 | 0.49274 | 559333
2016-09-05 21:00 | 0.77395 | 0.50103 | 567243
2016-09-05 22:00 | 0.74489 | 0.50762 | 566801
2016-09-05 23:00 | 0.64096 | 0.52507 | 558791
2016-09-06 | 0.416 | 0.57101 | 553560
2016-09-06 01:00 | 0.070994 | 0.62158 | 536653
2016-09-06 02:00 | 6.73e-06 | 0.6235 | 505417
2016-09-06 03:00 | 0 | 0.59236 | 471840
2016-09-06 04:00 | 0 | 0.55981 | 441900
2016-09-06 05:00 | 0 | 0.53875 | 416467
2016-09-06 06:00 | 0 | 0.52459 | 397731
2016-09-06 07:00 | 0 | 0.51512 | 385563
2016-09-06 08:00 | 0 | 0.5044 | 381781
2016-09-06 09:00 | 0 | 0.49314 | 390414
2016-09-06 10:00 | 0 | 0.47218 | 414539
2016-09-06 11:00 | 0 | 0.45328 | 437133
2016-09-06 12:00 | 0.00010323 | 0.41179 | 457047
2016-09-06 13:00 | 0.1403 | 0.38361 | 482950
2016-09-06 14:00 | 0.53133 | 0.44537 | 513254
2016-09-06 15:00 | 0.71545 | 0.43082 | 543266
2016-09-06 16:00 | 0.73158 | 0.38439 | 570498
2016-09-06 17:00 | 0.72583 | 0.33436 | 596132
2016-09-06 18:00 | 0.70407 | 0.31185 | 616338
2016-09-06 19:00 | 0.67771 | 0.31541 | 630808
2016-09-06 20:00 | 0.65261 | 0.32618 | 640366
2016-09-06 21:00 | 0.61806 | 0.33867 | 643927
2016-09-06 22:00 | 0.56539 | 0.35074 | 637359
2016-09-06 23:00 | 0.46827 | 0.36837 | 624075
2016-09-07 | 0.31564 | 0.41957 | 613268
2016-09-07 01:00 | 0.065678 | 0.47573 | 590777
2016-09-07 02:00 | 5.32e-06 | 0.49863 | 555333
2016-09-07 03:00 | 0 | 0.50038 | 518248
2016-09-07 04:00 | 0 | 0.48857 | 483143
2016-09-07 05:00 | 0 | 0.48046 | 453597
2016-09-07 06:00 | 0 | 0.47474 | 430734
2016-09-07 07:00 | 0 | 0.45847 | 415236
2016-09-07 08:00 | 0 | 0.44125 | 409003
2016-09-07 09:00 | 0 | 0.42675 | 416585
2016-09-07 10:00 | 0 | 0.42283 | 440038
2016-09-07 11:00 | 0 | 0.41129 | 460425
2016-09-07 12:00 | 3.04e-05 | 0.37969 | 478984
2016-09-07 13:00 | 0.077208 | 0.32009 | 502651
2016-09-07 14:00 | 0.38159 | 0.40526 | 531556
2016-09-07 15:00 | 0.57 | 0.46492 | 561068
2016-09-07 16:00 | 0.61425 | 0.44697 | 589066
2016-09-07 17:00 | 0.63063 | 0.43094 | 612874
2016-09-07 18:00 | 0.63253 | 0.43122 | 631647
2016-09-07 19:00 | 0.62435 | 0.43771 | 644930
2016-09-07 20:00 | 0.61515 | 0.44628 | 653355
2016-09-07 21:00 | 0.59341 | 0.4578 | 656020
2016-09-07 22:00 | 0.55475 | 0.46498 | 648378
2016-09-07 23:00 | 0.46749 | 0.47345 | 635022
2016-09-08 | 0.31342 | 0.53831 | 623500
2016-09-08 01:00 | 0.054098 | 0.62503 | 600621
2016-09-08 02:00 | 2.33e-06 | 0.61651 | 564849
2016-09-08 03:00 | 0 | 0.59328 | 525607
2016-09-08 04:00 | 0 | 0.56996 | 490421
2016-09-08 05:00 | 0 | 0.54592 | 461164
2016-09-08 06:00 | 0 | 0.51959 | 438309
2016-09-08 07:00 | 0 | 0.49583 | 423023
2016-09-08 08:00 | 0 | 0.47013 | 416468
2016-09-08 09:00 | 0 | 0.43953 | 424161
2016-09-08 10:00 | 0 | 0.41904 | 448419
2016-09-08 11:00 | 0 | 0.41333 | 469557
2016-09-08 12:00 | 4.93e-05 | 0.37779 | 484677
2016-09-08 13:00 | 0.12067 | 0.24942 | 506377
2016-09-08 14:00 | 0.52818 | 0.23194 | 535641
2016-09-08 15:00 | 0.73713 | 0.26576 | 564311
2016-09-08 16:00 | 0.77819 | 0.26312 | 591052
2016-09-08 17:00 | 0.7786 | 0.26018 | 614819
2016-09-08 18:00 | 0.76609 | 0.27032 | 633513
2016-09-08 19:00 | 0.75627 | 0.28516 | 646581
2016-09-08 20:00 | 0.7584 | 0.30114 | 654955
2016-09-08 21:00 | 0.7528 | 0.31358 | 657602
2016-09-08 22:00 | 0.72214 | 0.32404 | 649221
2016-09-08 23:00 | 0.62115 | 0.34807 | 636235
2016-09-09 | 0.42545 | 0.45011 | 625267
2016-09-09 01:00 | 0.059403 | 0.55189 | 601889
2016-09-09 02:00 | 9.8e-07 | 0.58367 | 564918
2016-09-09 03:00 | 0 | 0.58499 | 526930
2016-09-09 04:00 | 0 | 0.56177 | 491451
2016-09-09 05:00 | 0 | 0.53225 | 461648
2016-09-09 06:00 | 0 | 0.50322 | 438210
2016-09-09 07:00 | 0 | 0.48058 | 422423
2016-09-09 08:00 | 0 | 0.45954 | 415921
2016-09-09 09:00 | 0 | 0.43938 | 423218
2016-09-09 10:00 | 0 | 0.42414 | 446054
2016-09-09 11:00 | 0 | 0.41289 | 467381
2016-09-09 12:00 | 5.01e-05 | 0.37101 | 482993
2016-09-09 13:00 | 0.13596 | 0.26012 | 506442
2016-09-09 14:00 | 0.56312 | 0.35042 | 534724
2016-09-09 15:00 | 0.76286 | 0.38755 | 563014
2016-09-09 16:00 | 0.79114 | 0.36953 | 588325
2016-09-09 17:00 | 0.78778 | 0.35736 | 611508
2016-09-09 18:00 | 0.77474 | 0.3688 | 629152
2016-09-09 19:00 | 0.76381 | 0.40082 | 640895
2016-09-09 20:00 | 0.76593 | 0.44186 | 647977
2016-09-09 21:00 | 0.76335 | 0.46812 | 647514
2016-09-09 22:00 | 0.73382 | 0.48941 | 635007
2016-09-09 23:00 | 0.63214 | 0.5108 | 616608
2016-09-10 | 0.41181 | 0.56897 | 602141
2016-09-10 01:00 | 0.059859 | 0.64842 | 579290
2016-09-10 02:00 | 5.4e-07 | 0.64127 | 548551
2016-09-10 03:00 | 0 | 0.63131 | 515363
2016-09-10 04:00 | 0 | 0.63739 | 482675
2016-09-10 05:00 | 0 | 0.6405 | 452595
2016-09-10 06:00 | 0 | 0.63363 | 429718
2016-09-10 07:00 | 0 | 0.6356 | 412703
2016-09-10 08:00 | 0 | 0.60954 | 402092
2016-09-10 09:00 | 0 | 0.56355 | 398700
2016-09-10 10:00 | 0 | 0.52876 | 401747
2016-09-10 11:00 | 0 | 0.52162 | 408440
2016-09-10 12:00 | 3.62e-05 | 0.47306 | 426216
2016-09-10 13:00 | 0.12263 | 0.31883 | 452245
2016-09-10 14:00 | 0.51814 | 0.32376 | 482481
2016-09-10 15:00 | 0.73543 | 0.3647 | 511554
2016-09-10 16:00 | 0.77706 | 0.36158 | 535911
2016-09-10 17:00 | 0.77439 | 0.33169 | 554524
2016-09-10 18:00 | 0.76233 | 0.30473 | 567796
2016-09-10 19:00 | 0.7548 | 0.28373 | 576545
2016-09-10 20:00 | 0.76031 | 0.26759 | 581338
2016-09-10 21:00 | 0.76214 | 0.25588 | 580827
2016-09-10 22:00 | 0.73553 | 0.23858 | 572569
2016-09-10 23:00 | 0.63355 | 0.22967 | 561112
2016-09-11 | 0.40183 | 0.2856 | 551027
2016-09-11 01:00 | 0.053466 | 0.35522 | 533658
2016-09-11 02:00 | 6.39e-08 | 0.41759 | 506921
2016-09-11 03:00 | 0 | 0.48788 | 477279
2016-09-11 04:00 | 0 | 0.55253 | 447993
2016-09-11 05:00 | 0 | 0.59571 | 422117
2016-09-11 06:00 | 0 | 0.62527 | 402358
2016-09-11 07:00 | 0 | 0.64004 | 386718
2016-09-11 08:00 | 0 | 0.64289 | 376287
2016-09-11 09:00 | 0 | 0.62314 | 371742
2016-09-11 10:00 | 0 | 0.59967 | 372620
2016-09-11 11:00 | 0 | 0.5854 | 375875
2016-09-11 12:00 | 5.79e-05 | 0.53601 | 389538
2016-09-11 13:00 | 0.13226 | 0.33557 | 412784
2016-09-11 14:00 | 0.55601 | 0.30007 | 437043
2016-09-11 15:00 | 0.73747 | 0.3757 | 459920
2016-09-11 16:00 | 0.77957 | 0.40624 | 482980
2016-09-11 17:00 | 0.77104 | 0.41338 | 503234
2016-09-11 18:00 | 0.75592 | 0.41529 | 519746
2016-09-11 19:00 | 0.74167 | 0.4182 | 532370
2016-09-11 20:00 | 0.73924 | 0.42054 | 542155
2016-09-11 21:00 | 0.73171 | 0.42141 | 547828
2016-09-11 22:00 | 0.69581 | 0.42601 | 543941
2016-09-11 23:00 | 0.57889 | 0.49346 | 534700
2016-09-12 | 0.3588 | 0.69236 | 527731
2016-09-12 01:00 | 0.050499 | 0.79047 | 509612
2016-09-12 02:00 | 0 | 0.8117 | 480759
2016-09-12 03:00 | 0 | 0.80437 | 449727
2016-09-12 04:00 | 0 | 0.77898 | 420593
2016-09-12 05:00 | 0 | 0.747 | 395761
2016-09-12 06:00 | 0 | 0.71075 | 377690
2016-09-12 07:00 | 0 | 0.68169 | 366274
2016-09-12 08:00 | 0 | 0.64732 | 363221
2016-09-12 09:00 | 0 | 0.61388 | 371835
2016-09-12 10:00 | 0 | 0.58567 | 395317
2016-09-12 11:00 | 0 | 0.56227 | 417166
2016-09-12 12:00 | 2.52e-05 | 0.51535 | 432034
2016-09-12 13:00 | 0.084892 | 0.41809 | 452760
2016-09-12 14:00 | 0.45872 | 0.51642 | 476402
2016-09-12 15:00 | 0.65191 | 0.56437 | 499707
2016-09-12 16:00 | 0.70802 | 0.53504 | 521331
2016-09-12 17:00 | 0.70983 | 0.50894 | 542091
2016-09-12 18:00 | 0.69497 | 0.49316 | 559929
2016-09-12 19:00 | 0.67312 | 0.47587 | 572163
2016-09-12 20:00 | 0.65761 | 0.45301 | 580272
2016-09-12 21:00 | 0.63515 | 0.42591 | 582208
2016-09-12 22:00 | 0.5888 | 0.41477 | 573717
2016-09-12 23:00 | 0.48558 | 0.44383 | 562447
2016-09-13 | 0.30755 | 0.51069 | 553340
2016-09-13 01:00 | 0.043115 | 0.54154 | 531862
2016-09-13 02:00 | 0 | 0.52039 | 499804
2016-09-13 03:00 | 0 | 0.50129 | 463720
2016-09-13 04:00 | 0 | 0.47326 | 431172
2016-09-13 05:00 | 0 | 0.44345 | 406107
2016-09-13 06:00 | 0 | 0.41869 | 388315
2016-09-13 07:00 | 0 | 0.3953 | 376303
2016-09-13 08:00 | 0 | 0.37237 | 373384
2016-09-13 09:00 | 0 | 0.33872 | 381489
2016-09-13 10:00 | 0 | 0.30812 | 405252
2016-09-13 11:00 | 0 | 0.28321 | 427960
2016-09-13 12:00 | 3.63e-06 | 0.24305 | 443105
2016-09-13 13:00 | 0.098759 | 0.19813 | 463253
2016-09-13 14:00 | 0.48765 | 0.18891 | 485936
2016-09-13 15:00 | 0.68484 | 0.17063 | 507323
2016-09-13 16:00 | 0.73496 | 0.13881 | 529282
2016-09-13 17:00 | 0.72987 | 0.11582 | 549796
2016-09-13 18:00 | 0.70814 | 0.10381 | 566080
2016-09-13 19:00 | 0.6886 | 0.09811 | 577699
2016-09-13 20:00 | 0.6766 | 0.098174 | 585213
2016-09-13 21:00 | 0.65312 | 0.10082 | 586393
2016-09-13 22:00 | 0.59897 | 0.10683 | 576414
2016-09-13 23:00 | 0.46862 | 0.12438 | 564411
2016-09-14 | 0.25519 | 0.17146 | 557510
2016-09-14 01:00 | 0.031 | 0.24224 | 538277
2016-09-14 02:00 | 0 | 0.24835 | 509253
2016-09-14 03:00 | 0 | 0.25674 | 473004
2016-09-14 04:00 | 0 | 0.27518 | 438738
2016-09-14 05:00 | 0 | 0.28682 | 411716
2016-09-14 06:00 | 0 | 0.29335 | 392440
2016-09-14 07:00 | 0 | 0.29836 | 381027
2016-09-14 08:00 | 0 | 0.29737 | 377224
2016-09-14 09:00 | 0 | 0.27877 | 385772
2016-09-14 10:00 | 0 | 0.2557 | 410618
2016-09-14 11:00 | 0 | 0.24014 | 433998
2016-09-14 12:00 | 1.25e-05 | 0.21306 | 451544
2016-09-14 13:00 | 0.062715 | 0.117 | 472214
2016-09-14 14:00 | 0.41679 | 0.13624 | 496004
2016-09-14 15:00 | 0.64405 | 0.16328 | 519969
2016-09-14 16:00 | 0.70053 | 0.16494 | 542546
2016-09-14 17:00 | 0.7088 | 0.168 | 563715
2016-09-14 18:00 | 0.70223 | 0.1725 | 579326
2016-09-14 19:00 | 0.69312 | 0.17653 | 590339
2016-09-14 20:00 | 0.69411 | 0.17693 | 597164
2016-09-14 21:00 | 0.68203 | 0.17868 | 596445
2016-09-14 22:00 | 0.64042 | 0.18403 | 585395
2016-09-14 23:00 | 0.5354 | 0.19458 | 572760
2016-09-15 | 0.33754 | 0.30234 | 562942
2016-09-15 01:00 | 0.036458 | 0.43446 | 541029
2016-09-15 02:00 | 0 | 0.44941 | 508860
2016-09-15 03:00 | 0 | 0.42996 | 471861
2016-09-15 04:00 | 0 | 0.4063 | 437274
2016-09-15 05:00 | 0 | 0.3868 | 409873
2016-09-15 06:00 | 0 | 0.37404 | 390396
2016-09-15 07:00 | 0 | 0.35734 | 377710
2016-09-15 08:00 | 0 | 0.34293 | 372857
2016-09-15 09:00 | 0 | 0.32485 | 380669
2016-09-15 10:00 | 0 | 0.312 | 405076
2016-09-15 11:00 | 0 | 0.31077 | 426605
2016-09-15 12:00 | 8.33e-06 | 0.28883 | 441383
2016-09-15 13:00 | 0.070045 | 0.19048 | 461221
2016-09-15 14:00 | 0.48207 | 0.15595 | 483767
2016-09-15 15:00 | 0.7095 | 0.18163 | 506225
2016-09-15 16:00 | 0.73563 | 0.20369 | 526880
2016-09-15 17:00 | 0.7313 | 0.22435 | 546504
2016-09-15 18:00 | 0.71782 | 0.24697 | 561739
2016-09-15 19:00 | 0.70417 | 0.26595 | 572572
2016-09-15 20:00 | 0.70455 | 0.27082 | 579275
2016-09-15 21:00 | 0.70372 | 0.2654 | 579583
2016-09-15 22:00 | 0.68179 | 0.27219 | 570244
2016-09-15 23:00 | 0.59385 | 0.30626 | 559133
2016-09-16 | 0.3736 | 0.39517 | 552439
2016-09-16 01:00 | 0.031103 | 0.46943 | 532841
2016-09-16 02:00 | 0 | 0.47931 | 502456
2016-09-16 03:00 | 0 | 0.46696 | 467791
2016-09-16 04:00 | 0 | 0.44576 | 435036
2016-09-16 05:00 | 0 | 0.42056 | 408298
2016-09-16 06:00 | 0 | 0.39844 | 389324
2016-09-16 07:00 | 0 | 0.38158 | 376567
2016-09-16 08:00 | 0 | 0.37065 | 372278
2016-09-16 09:00 | 0 | 0.34719 | 379772
2016-09-16 10:00 | 0 | 0.32729 | 403765
2016-09-16 11:00 | 0 | 0.31913 | 426434
2016-09-16 12:00 | 4.47e-06 | 0.30555 | 441129
2016-09-16 13:00 | 0.078259 | 0.20153 | 460947
2016-09-16 14:00 | 0.50524 | 0.17287 | 482425
2016-09-16 15:00 | 0.76579 | 0.21351 | 503225
2016-09-16 16:00 | 0.79237 | 0.21902 | 522004
2016-09-16 17:00 | 0.78681 | 0.21534 | 539250
2016-09-16 18:00 | 0.77001 | 0.21332 | 552449
2016-09-16 19:00 | 0.75879 | 0.21598 | 562395
2016-09-16 20:00 | 0.76288 | 0.21801 | 568008
2016-09-16 21:00 | 0.76235 | 0.21432 | 566868
2016-09-16 22:00 | 0.73049 | 0.20555 | 556300
2016-09-16 23:00 | 0.62448 | 0.19847 | 543980
2016-09-17 | 0.37913 | 0.22838 | 533857
2016-09-17 01:00 | 0.031625 | 0.26015 | 514936
2016-09-17 02:00 | 0 | 0.2746 | 491140
2016-09-17 03:00 | 0 | 0.28235 | 461461
2016-09-17 04:00 | 0 | 0.29124 | 432146
2016-09-17 05:00 | 0 | 0.30886 | 407483
2016-09-17 06:00 | 0 | 0.32707 | 388124
2016-09-17 07:00 | 0 | 0.34052 | 375365
2016-09-17 08:00 | 0 | 0.35263 | 367743
2016-09-17 09:00 | 0 | 0.36109 | 366707
2016-09-17 10:00 | 0 | 0.36775 | 372011
2016-09-17 11:00 | 0 | 0.37452 | 379978
2016-09-17 12:00 | 2.9e-06 | 0.36046 | 395702
2016-09-17 13:00 | 0.087556 | 0.22406 | 418046
2016-09-17 14:00 | 0.49513 | 0.12012 | 442054
2016-09-17 15:00 | 0.73987 | 0.12385 | 465066
2016-09-17 16:00 | 0.76538 | 0.15772 | 485343
2016-09-17 17:00 | 0.76077 | 0.17454 | 502464
2016-09-17 18:00 | 0.74596 | 0.18281 | 516397
2016-09-17 19:00 | 0.7373 | 0.19596 | 526818
2016-09-17 20:00 | 0.74254 | 0.20978 | 535561
2016-09-17 21:00 | 0.7415 | 0.22073 | 539564
2016-09-17 22:00 | 0.71569 | 0.22386 | 535724
2016-09-17 23:00 | 0.59783 | 0.25415 | 528480
2016-09-18 | 0.35252 | 0.35893 | 521396
2016-09-18 01:00 | 0.028435 | 0.47082 | 504388
2016-09-18 02:00 | 0 | 0.53622 | 480604
2016-09-18 03:00 | 0 | 0.58871 | 453704
2016-09-18 04:00 | 0 | 0.63165 | 426816
2016-09-18 05:00 | 0 | 0.66132 | 403371
2016-09-18 06:00 | 0 | 0.66927 | 384582
2016-09-18 07:00 | 0 | 0.66554 | 370698
2016-09-18 08:00 | 0 | 0.65065 | 362522
2016-09-18 09:00 | 0 | 0.63098 | 360159
2016-09-18 10:00 | 0 | 0.60523 | 363022
2016-09-18 11:00 | 0 | 0.58298 | 368632
2016-09-18 12:00 | 0 | 0.55217 | 383070
2016-09-18 13:00 | 0.088419 | 0.41328 | 407510
2016-09-18 14:00 | 0.50875 | 0.27598 | 433739
2016-09-18 15:00 | 0.7402 | 0.33065 | 460279
2016-09-18 16:00 | 0.76733 | 0.38025 | 486363
2016-09-18 17:00 | 0.76073 | 0.40579 | 510136
2016-09-18 18:00 | 0.74715 | 0.4336 | 529340
2016-09-18 19:00 | 0.73617 | 0.4563 | 544013
2016-09-18 20:00 | 0.73973 | 0.46703 | 556485
2016-09-18 21:00 | 0.74215 | 0.46772 | 565678
2016-09-18 22:00 | 0.72145 | 0.46459 | 566590
2016-09-18 23:00 | 0.61167 | 0.4968 | 564433
2016-09-19 | 0.35671 | 0.58356 | 558678
2016-09-19 01:00 | 0.030638 | 0.65862 | 538138
2016-09-19 02:00 | 0 | 0.69597 | 508786
2016-09-19 03:00 | 0 | 0.71056 | 475390
2016-09-19 04:00 | 0 | 0.71245 | 443166
2016-09-19 05:00 | 0 | 0.70939 | 416746
2016-09-19 06:00 | 0 | 0.70587 | 397704
2016-09-19 07:00 | 0 | 0.69921 | 386159
2016-09-19 08:00 | 0 | 0.68663 | 383320
2016-09-19 09:00 | 0 | 0.65821 | 393834
2016-09-19 10:00 | 0 | 0.6262 | 419651
2016-09-19 11:00 | 0 | 0.59281 | 443218
2016-09-19 12:00 | 2.13e-07 | 0.53971 | 460085
2016-09-19 13:00 | 0.10895 | 0.31314 | 481042
2016-09-19 14:00 | 0.51555 | 0.16285 | 505348
2016-09-19 15:00 | 0.71363 | 0.20859 | 529849
2016-09-19 16:00 | 0.74133 | 0.23538 | 553897
2016-09-19 17:00 | 0.73067 | 0.22643 | 575743
2016-09-19 18:00 | 0.71398 | 0.21765 | 594099
2016-09-19 19:00 | 0.7003 | 0.21722 | 607306
2016-09-19 20:00 | 0.69677 | 0.22065 | 616818
2016-09-19 21:00 | 0.68462 | 0.21826 | 618763
2016-09-19 22:00 | 0.63925 | 0.21089 | 612028
2016-09-19 23:00 | 0.50795 | 0.24291 | 600923
2016-09-20 | 0.23185 | 0.37948 | 588349
2016-09-20 01:00 | 0.020818 | 0.47088 | 564326
2016-09-20 02:00 | 0 | 0.51626 | 530781
2016-09-20 03:00 | 0 | 0.53461 | 491276
2016-09-20 04:00 | 0 | 0.53275 | 454545
2016-09-20 05:00 | 0 | 0.51447 | 425252
2016-09-20 06:00 | 0 | 0.48978 | 404308
2016-09-20 07:00 | 0 | 0.46854 | 390534
2016-09-20 08:00 | 0 | 0.46195 | 385650
2016-09-20 09:00 | 0 | 0.4661 | 393778
2016-09-20 10:00 | 0 | 0.45788 | 418576
2016-09-20 11:00 | 0 | 0.44223 | 441938
2016-09-20 12:00 | 0 | 0.40246 | 456999
2016-09-20 13:00 | 0.077967 | 0.22314 | 477501
2016-09-20 14:00 | 0.29535 | 0.12826 | 501755
2016-09-20 15:00 | 0.46826 | 0.15689 | 527500
2016-09-20 16:00 | 0.54162 | 0.19476 | 551934
2016-09-20 17:00 | 0.56379 | 0.21499 | 575250
2016-09-20 18:00 | 0.56994 | 0.22594 | 593606
2016-09-20 19:00 | 0.56203 | 0.23342 | 607109
2016-09-20 20:00 | 0.54607 | 0.23791 | 615912
2016-09-20 21:00 | 0.51475 | 0.23858 | 617397
2016-09-20 22:00 | 0.46323 | 0.25759 | 608226
2016-09-20 23:00 | 0.3592 | 0.35378 | 595605
2016-09-21 | 0.17905 | 0.54704 | 584391
2016-09-21 01:00 | 0.021272 | 0.65818 | 559930
2016-09-21 02:00 | 0 | 0.6762 | 526181
2016-09-21 03:00 | 0 | 0.66343 | 487926
2016-09-21 04:00 | 0 | 0.62858 | 452003
2016-09-21 05:00 | 0 | 0.59064 | 423398
2016-09-21 06:00 | 0 | 0.56357 | 402738
2016-09-21 07:00 | 0 | 0.55051 | 389346
2016-09-21 08:00 | 0 | 0.53507 | 383965
2016-09-21 09:00 | 0 | 0.50942 | 391881
2016-09-21 10:00 | 0 | 0.48027 | 416612
2016-09-21 11:00 | 0 | 0.4573 | 439838
2016-09-21 12:00 | 0 | 0.43898 | 454962
2016-09-21 13:00 | 0.047408 | 0.32896 | 475231
2016-09-21 14:00 | 0.30117 | 0.3015 | 497212
2016-09-21 15:00 | 0.49116 | 0.38242 | 521302
2016-09-21 16:00 | 0.58466 | 0.39833 | 544593
2016-09-21 17:00 | 0.61796 | 0.38789 | 566369
2016-09-21 18:00 | 0.61652 | 0.37681 | 584246
2016-09-21 19:00 | 0.60116 | 0.37153 | 596829
2016-09-21 20:00 | 0.59312 | 0.37781 | 604822
2016-09-21 21:00 | 0.56925 | 0.39157 | 605721
2016-09-21 22:00 | 0.52083 | 0.41826 | 596355
2016-09-21 23:00 | 0.41207 | 0.46769 | 584985
2016-09-22 | 0.2271 | 0.55919 | 573454
2016-09-22 01:00 | 0.018676 | 0.62458 | 548664
2016-09-22 02:00 | 0 | 0.62174 | 516374
2016-09-22 03:00 | 0 | 0.6036 | 479292
2016-09-22 04:00 | 0 | 0.58099 | 443302
2016-09-22 05:00 | 0 | 0.55492 | 415188
2016-09-22 06:00 | 0 | 0.53173 | 395166
2016-09-22 07:00 | 0 | 0.50557 | 382311
2016-09-22 08:00 | 0 | 0.48411 | 377551
2016-09-22 09:00 | 0 | 0.45328 | 385422
2016-09-22 10:00 | 0 | 0.41511 | 410280
2016-09-22 11:00 | 0 | 0.39035 | 433417
2016-09-22 12:00 | 0 | 0.36169 | 449577
2016-09-22 13:00 | 0.071732 | 0.26707 | 469504
2016-09-22 14:00 | 0.3871 | 0.29788 | 492763
2016-09-22 15:00 | 0.62594 | 0.39223 | 517230
2016-09-22 16:00 | 0.69107 | 0.39318 | 540813
2016-09-22 17:00 | 0.69846 | 0.37104 | 562153
2016-09-22 18:00 | 0.6915 | 0.36162 | 578833
2016-09-22 19:00 | 0.68218 | 0.36426 | 591220
2016-09-22 20:00 | 0.68116 | 0.37282 | 599241
2016-09-22 21:00 | 0.67158 | 0.38335 | 599315
2016-09-22 22:00 | 0.63922 | 0.39927 | 586693
2016-09-22 23:00 | 0.52581 | 0.44027 | 574124
2016-09-23 | 0.25972 | 0.56713 | 563475
2016-09-23 01:00 | 0.018963 | 0.65338 | 540989
2016-09-23 02:00 | 0 | 0.65237 | 510591
2016-09-23 03:00 | 0 | 0.6372 | 474484
2016-09-23 04:00 | 0 | 0.60869 | 440499
2016-09-23 05:00 | 0 | 0.58268 | 411698
2016-09-23 06:00 | 0 | 0.56275 | 392249
2016-09-23 07:00 | 0 | 0.54286 | 380374
2016-09-23 08:00 | 0 | 0.52198 | 376076
2016-09-23 09:00 | 0 | 0.5031 | 382748
2016-09-23 10:00 | 0 | 0.48964 | 406169
2016-09-23 11:00 | 0 | 0.47999 | 429086
2016-09-23 12:00 | 0 | 0.47154 | 445632
2016-09-23 13:00 | 0.069164 | 0.3586 | 468144
2016-09-23 14:00 | 0.4265 | 0.40576 | 491424
2016-09-23 15:00 | 0.65226 | 0.50752 | 515169
2016-09-23 16:00 | 0.7373 | 0.53932 | 536671
2016-09-23 17:00 | 0.73882 | 0.56024 | 556404
2016-09-23 18:00 | 0.72875 | 0.5901 | 571875
2016-09-23 19:00 | 0.72159 | 0.6177 | 582063
2016-09-23 20:00 | 0.72719 | 0.63886 | 588232
2016-09-23 21:00 | 0.72721 | 0.64936 | 586369
2016-09-23 22:00 | 0.68876 | 0.65258 | 572867
2016-09-23 23:00 | 0.55311 | 0.68284 | 556402
2016-09-24 | 0.27325 | 0.7592 | 541761
2016-09-24 01:00 | 0.014452 | 0.77925 | 520490
2016-09-24 02:00 | 0 | 0.76307 | 495866
2016-09-24 03:00 | 0 | 0.74143 | 465603
2016-09-24 04:00 | 0 | 0.7282 | 435837
2016-09-24 05:00 | 0 | 0.70937 | 410777
2016-09-24 06:00 | 0 | 0.68747 | 390880
2016-09-24 07:00 | 0 | 0.65116 | 376962
2016-09-24 08:00 | 0 | 0.6211 | 368954
2016-09-24 09:00 | 0 | 0.59464 | 367250
2016-09-24 10:00 | 0 | 0.57146 | 372473
2016-09-24 11:00 | 0 | 0.55055 | 380737
2016-09-24 12:00 | 0 | 0.51484 | 396108
2016-09-24 13:00 | 0.048043 | 0.40319 | 419312
2016-09-24 14:00 | 0.41221 | 0.38823 | 445085
2016-09-24 15:00 | 0.68603 | 0.4452 | 469931
2016-09-24 16:00 | 0.74233 | 0.47314 | 490873
2016-09-24 17:00 | 0.74141 | 0.4833 | 506967
2016-09-24 18:00 | 0.72704 | 0.49411 | 518027
2016-09-24 19:00 | 0.71707 | 0.50682 | 526151
2016-09-24 20:00 | 0.71936 | 0.50705 | 531570
2016-09-24 21:00 | 0.71448 | 0.48947 | 531513
2016-09-24 22:00 | 0.6892 | 0.47396 | 524247
2016-09-24 23:00 | 0.58696 | 0.49847 | 514988
2016-09-25 | 0.29583 | 0.57594 | 507029
2016-09-25 01:00 | 0.021975 | 0.60492 | 488250
2016-09-25 02:00 | 0 | 0.60908 | 465257
2016-09-25 03:00 | 0 | 0.60432 | 438400
2016-09-25 04:00 | 0 | 0.60011 | 412771
2016-09-25 05:00 | 0 | 0.59325 | 389711
2016-09-25 06:00 | 0 | 0.57896 | 371879
2016-09-25 07:00 | 0 | 0.57209 | 359076
2016-09-25 08:00 | 0 | 0.57198 | 351230
2016-09-25 09:00 | 0 | 0.58195 | 347942
2016-09-25 10:00 | 0 | 0.59738 | 349504
2016-09-25 11:00 | 0 | 0.6138 | 355102
2016-09-25 12:00 | 0 | 0.61841 | 367703
2016-09-25 13:00 | 0.040995 | 0.56354 | 389629
2016-09-25 14:00 | 0.41165 | 0.60787 | 411035
2016-09-25 15:00 | 0.70222 | 0.68491 | 433297
2016-09-25 16:00 | 0.73555 | 0.7214 | 455494
2016-09-25 17:00 | 0.7267 | 0.73269 | 474452
2016-09-25 18:00 | 0.71134 | 0.74085 | 489324
2016-09-25 19:00 | 0.6948 | 0.7416 | 499479
2016-09-25 20:00 | 0.69141 | 0.74218 | 506893
2016-09-25 21:00 | 0.68042 | 0.73379 | 512205
2016-09-25 22:00 | 0.64835 | 0.709 | 510048
2016-09-25 23:00 | 0.52275 | 0.68326 | 508980
2016-09-26 | 0.27227 | 0.71099 | 507252
2016-09-26 01:00 | 0.011276 | 0.7093 | 488879
2016-09-26 02:00 | 0 | 0.68538 | 463538
2016-09-26 03:00 | 0 | 0.67171 | 432734
2016-09-26 04:00 | 0 | 0.652 | 404904
2016-09-26 05:00 | 0 | 0.645 | 381928
2016-09-26 06:00 | 0 | 0.64275 | 365113
2016-09-26 07:00 | 0 | 0.63467 | 355928
2016-09-26 08:00 | 0 | 0.62573 | 354275
2016-09-26 09:00 | 0 | 0.61972 | 364282
2016-09-26 10:00 | 0 | 0.62376 | 388057
2016-09-26 11:00 | 0 | 0.63355 | 412470
2016-09-26 12:00 | 0 | 0.62422 | 427194
2016-09-26 13:00 | 0.041704 | 0.42192 | 441798
2016-09-26 14:00 | 0.36767 | 0.28896 | 457712
2016-09-26 15:00 | 0.64534 | 0.39673 | 473022
2016-09-26 16:00 | 0.69271 | 0.45612 | 486534
2016-09-26 17:00 | 0.69326 | 0.45934 | 498321
2016-09-26 18:00 | 0.68089 | 0.46467 | 506525
2016-09-26 19:00 | 0.66609 | 0.47412 | 511847
2016-09-26 20:00 | 0.66068 | 0.48016 | 516288
2016-09-26 21:00 | 0.64784 | 0.47484 | 516610
2016-09-26 22:00 | 0.61665 | 0.44788 | 513497
2016-09-26 23:00 | 0.49934 | 0.42124 | 512918
2016-09-27 | 0.23818 | 0.45148 | 510195
2016-09-27 01:00 | 0.012223 | 0.4461 | 488881
2016-09-27 02:00 | 0 | 0.43297 | 462918
2016-09-27 03:00 | 0 | 0.42557 | 433838
2016-09-27 04:00 | 0 | 0.43542 | 403286
2016-09-27 05:00 | 0 | 0.45588 | 380547
2016-09-27 06:00 | 0 | 0.47505 | 364245
2016-09-27 07:00 | 0 | 0.49199 | 354187
2016-09-27 08:00 | 0 | 0.50657 | 351614
2016-09-27 09:00 | 0 | 0.51589 | 360380
2016-09-27 10:00 | 0 | 0.52601 | 384379
2016-09-27 11:00 | 0 | 0.53579 | 408124
2016-09-27 12:00 | 0 | 0.53023 | 421531
2016-09-27 13:00 | 0.040494 | 0.35476 | 436094
2016-09-27 14:00 | 0.4061 | 0.18315 | 449971
2016-09-27 15:00 | 0.68732 | 0.18346 | 464478
2016-09-27 16:00 | 0.73682 | 0.22404 | 478113
2016-09-27 17:00 | 0.73197 | 0.25256 | 490862
2016-09-27 18:00 | 0.7164 | 0.26754 | 502725
2016-09-27 19:00 | 0.7035 | 0.27861 | 511919
2016-09-27 20:00 | 0.7022 | 0.2879 | 518483
2016-09-27 21:00 | 0.69556 | 0.28646 | 520523
2016-09-27 22:00 | 0.6577 | 0.26898 | 516150
2016-09-27 23:00 | 0.52644 | 0.28762 | 514287
2016-09-28 | 0.23156 | 0.36085 | 509353
2016-09-28 01:00 | 0.0096907 | 0.41001 | 490346
2016-09-28 02:00 | 0 | 0.44814 | 462860
2016-09-28 03:00 | 0 | 0.4646 | 429862
2016-09-28 04:00 | 0 | 0.45988 | 400207
2016-09-28 05:00 | 0 | 0.45271 | 377301
2016-09-28 06:00 | 0 | 0.45029 | 361628
2016-09-28 07:00 | 0 | 0.45474 | 351135
2016-09-28 08:00 | 0 | 0.45436 | 348448
2016-09-28 09:00 | 0 | 0.43808 | 357233
2016-09-28 10:00 | 0 | 0.41462 | 380412
2016-09-28 11:00 | 0 | 0.39221 | 404373
2016-09-28 12:00 | 0 | 0.36606 | 417225
2016-09-28 13:00 | 0.04663 | 0.21148 | 433252
2016-09-28 14:00 | 0.3943 | 0.13519 | 448706
2016-09-28 15:00 | 0.66177 | 0.15208 | 463538
2016-09-28 16:00 | 0.71901 | 0.16971 | 478083
2016-09-28 17:00 | 0.71674 | 0.16868 | 491792
2016-09-28 18:00 | 0.69837 | 0.16689 | 503207
2016-09-28 19:00 | 0.67926 | 0.16861 | 513287
2016-09-28 20:00 | 0.66899 | 0.17441 | 521245
2016-09-28 21:00 | 0.64282 | 0.18328 | 525594
2016-09-28 22:00 | 0.57875 | 0.19258 | 522849
2016-09-28 23:00 | 0.43273 | 0.24783 | 519181
2016-09-29 | 0.17082 | 0.50823 | 510516
2016-09-29 01:00 | 0.0083044 | 0.61986 | 490776
2016-09-29 02:00 | 0 | 0.62577 | 463586
2016-09-29 03:00 | 0 | 0.60151 | 431162
2016-09-29 04:00 | 0 | 0.56583 | 402391
2016-09-29 05:00 | 0 | 0.52963 | 379998
2016-09-29 06:00 | 0 | 0.49812 | 363000
2016-09-29 07:00 | 0 | 0.47678 | 352206
2016-09-29 08:00 | 0 | 0.45766 | 349223
2016-09-29 09:00 | 0 | 0.42153 | 357698
2016-09-29 10:00 | 0 | 0.39107 | 380829
2016-09-29 11:00 | 0 | 0.3745 | 405282
2016-09-29 12:00 | 0 | 0.35232 | 418930
2016-09-29 13:00 | 0.042634 | 0.22257 | 433174
2016-09-29 14:00 | 0.35971 | 0.14823 | 446476
2016-09-29 15:00 | 0.58862 | 0.16732 | 457915
2016-09-29 16:00 | 0.66303 | 0.20107 | 467097
2016-09-29 17:00 | 0.66252 | 0.21337 | 476837
2016-09-29 18:00 | 0.63516 | 0.22144 | 484414
2016-09-29 19:00 | 0.60951 | 0.22868 | 490997
2016-09-29 20:00 | 0.59498 | 0.23504 | 496619
2016-09-29 21:00 | 0.56657 | 0.24344 | 498650
2016-09-29 22:00 | 0.51684 | 0.25676 | 496050
2016-09-29 23:00 | 0.40341 | 0.33217 | 495047
2016-09-30 | 0.18245 | 0.51676 | 490559
2016-09-30 01:00 | 0.0069679 | 0.62602 | 474123
2016-09-30 02:00 | 0 | 0.63701 | 449269
2016-09-30 03:00 | 0 | 0.60454 | 418628
2016-09-30 04:00 | 0 | 0.54966 | 390352
2016-09-30 05:00 | 0 | 0.49842 | 369439
2016-09-30 06:00 | 0 | 0.45894 | 355595
2016-09-30 07:00 | 0 | 0.42976 | 346003
2016-09-30 08:00 | 0 | 0.4009 | 343264
2016-09-30 09:00 | 0 | 0.36934 | 351472
2016-09-30 10:00 | 0 | 0.34467 | 372870
2016-09-30 11:00 | 0 | 0.33222 | 396585
2016-09-30 12:00 | 0 | 0.31667 | 410605
2016-09-30 13:00 | 0.027815 | 0.23082 | 425358
2016-09-30 14:00 | 0.2866 | 0.16129 | 438424
2016-09-30 15:00 | 0.55898 | 0.20711 | 449478
2016-09-30 16:00 | 0.66316 | 0.23257 | 458534
2016-09-30 17:00 | 0.6715 | 0.239 | 466904
2016-09-30 18:00 | 0.65764 | 0.23911 | 473293
2016-09-30 19:00 | 0.64757 | 0.2315 | 477889
2016-09-30 20:00 | 0.65063 | 0.22049 | 481571
2016-09-30 21:00 | 0.64887 | 0.20619 | 481980
2016-09-30 22:00 | 0.6215 | 0.19731 | 477094
2016-09-30 23:00 | 0.50821 | 0.25342 | 471788
2016-10-01 | 0.24306 | 0.41798 | 464160
2016-10-01 01:00 | 0.014263 | 0.49983 | 449071
2016-10-01 02:00 | 0 | 0.4981 | 429616
2016-10-01 03:00 | 0 | 0.4666 | 403733
2016-10-01 04:00 | 0 | 0.41559 | 379347
2016-10-01 05:00 | 0 | 0.36307 | 360029
2016-10-01 06:00 | 0 | 0.32156 | 345957
2016-10-01 07:00 | 0 | 0.29273 | 335981
2016-10-01 08:00 | 0 | 0.26729 | 330386
2016-10-01 09:00 | 0 | 0.24889 | 329674
2016-10-01 10:00 | 0 | 0.23976 | 335756
2016-10-01 11:00 | 0 | 0.23578 | 344879
2016-10-01 12:00 | 0 | 0.22877 | 358481
2016-10-01 13:00 | 0.038544 | 0.15882 | 375301
2016-10-01 14:00 | 0.39965 | 0.078225 | 391050
2016-10-01 15:00 | 0.69564 | 0.091038 | 405328
2016-10-01 16:00 | 0.75124 | 0.11062 | 416744
2016-10-01 17:00 | 0.73339 | 0.12654 | 426036
2016-10-01 18:00 | 0.70978 | 0.13149 | 434374
2016-10-01 19:00 | 0.69638 | 0.12673 | 441308
2016-10-01 20:00 | 0.70368 | 0.11734 | 446442
2016-10-01 21:00 | 0.71294 | 0.11211 | 449559
2016-10-01 22:00 | 0.69614 | 0.11525 | 447957
2016-10-01 23:00 | 0.57704 | 0.16947 | 447614
2016-10-02 | 0.253 | 0.3709 | 444225
2016-10-02 01:00 | 0.0048617 | 0.48312 | 431609
2016-10-02 02:00 | 0 | 0.52098 | 414372
2016-10-02 03:00 | 0 | 0.52578 | 392285
2016-10-02 04:00 | 0 | 0.50539 | 369627
2016-10-02 05:00 | 0 | 0.48151 | 352065
2016-10-02 06:00 | 0 | 0.45505 | 338309
2016-10-02 07:00 | 0 | 0.42531 | 328815
2016-10-02 08:00 | 0 | 0.39592 | 322930
2016-10-02 09:00 | 0 | 0.35882 | 321307
2016-10-02 10:00 | 0 | 0.3268 | 324074
2016-10-02 11:00 | 0 | 0.302 | 330659
2016-10-02 12:00 | 0 | 0.27804 | 341997
2016-10-02 13:00 | 0.04114 | 0.18431 | 360340
2016-10-02 14:00 | 0.39181 | 0.088688 | 377856
2016-10-02 15:00 | 0.69627 | 0.11504 | 394308
2016-10-02 16:00 | 0.75135 | 0.13335 | 409258
2016-10-02 17:00 | 0.73402 | 0.14939 | 422382
2016-10-02 18:00 | 0.71075 | 0.16254 | 432750
2016-10-02 19:00 | 0.6962 | 0.16854 | 440823
2016-10-02 20:00 | 0.70103 | 0.17028 | 447418
2016-10-02 21:00 | 0.7084 | 0.17435 | 452442
2016-10-02 22:00 | 0.68294 | 0.19069 | 453706
2016-10-02 23:00 | 0.55377 | 0.28244 | 455845
2016-10-03 | 0.22151 | 0.52189 | 454506
2016-10-03 01:00 | 0.0043462 | 0.63557 | 440665
2016-10-03 02:00 | 0 | 0.67261 | 419948
2016-10-03 03:00 | 0 | 0.67816 | 393288
2016-10-03 04:00 | 0 | 0.65846 | 370228
2016-10-03 05:00 | 0 | 0.6304 | 352069
2016-10-03 06:00 | 0 | 0.60629 | 339911
2016-10-03 07:00 | 0 | 0.59218 | 332910
2016-10-03 08:00 | 0 | 0.57761 | 333017
2016-10-03 09:00 | 0 | 0.55632 | 343797
2016-10-03 10:00 | 0 | 0.54136 | 367448
2016-10-03 11:00 | 0 | 0.53092 | 392416
2016-10-03 12:00 | 0 | 0.53136 | 407507
2016-10-03 13:00 | 0.028871 | 0.45366 | 422920
2016-10-03 14:00 | 0.34633 | 0.42937 | 438778
2016-10-03 15:00 | 0.64317 | 0.57175 | 452970
2016-10-03 16:00 | 0.70779 | 0.65743 | 466381
2016-10-03 17:00 | 0.70748 | 0.69287 | 478612
2016-10-03 18:00 | 0.69639 | 0.7232 | 488215
2016-10-03 19:00 | 0.69176 | 0.75332 | 494304
2016-10-03 20:00 | 0.69997 | 0.78283 | 497335
2016-10-03 21:00 | 0.70059 | 0.8099 | 497321
2016-10-03 22:00 | 0.68436 | 0.83436 | 493897
2016-10-03 23:00 | 0.56166 | 0.87587 | 493550
2016-10-04 | 0.2296 | 0.92683 | 488761
2016-10-04 01:00 | 0.0028047 | 0.92409 | 471633
2016-10-04 02:00 | 0 | 0.89612 | 446352
2016-10-04 03:00 | 0 | 0.87606 | 416647
2016-10-04 04:00 | 0 | 0.85831 | 388923
2016-10-04 05:00 | 0 | 0.84701 | 366116
2016-10-04 06:00 | 0 | 0.83609 | 351179
2016-10-04 07:00 | 0 | 0.82432 | 342658
2016-10-04 08:00 | 0 | 0.81318 | 341000
2016-10-04 09:00 | 0 | 0.79795 | 350712
2016-10-04 10:00 | 0 | 0.78207 | 375478
2016-10-04 11:00 | 0 | 0.77285 | 400098
2016-10-04 12:00 | 0 | 0.76163 | 413981
2016-10-04 13:00 | 0.028333 | 0.6743 | 428455
2016-10-04 14:00 | 0.39342 | 0.63101 | 442417
2016-10-04 15:00 | 0.73227 | 0.69759 | 455453
2016-10-04 16:00 | 0.77387 | 0.68997 | 468286
2016-10-04 17:00 | 0.76659 | 0.67872 | 480699
2016-10-04 18:00 | 0.74779 | 0.66874 | 490527
2016-10-04 19:00 | 0.73534 | 0.66026 | 497249
2016-10-04 20:00 | 0.74218 | 0.65214 | 502525
2016-10-04 21:00 | 0.74821 | 0.63751 | 503411
2016-10-04 22:00 | 0.73262 | 0.62526 | 498983
2016-10-04 23:00 | 0.58774 | 0.64168 | 498935
2016-10-05 | 0.23474 | 0.67327 | 495150
2016-10-05 01:00 | 0.0027234 | 0.66717 | 478735
2016-10-05 02:00 | 0 | 0.65579 | 453603
2016-10-05 03:00 | 0 | 0.65041 | 425594
2016-10-05 04:00 | 0 | 0.63964 | 397551
2016-10-05 05:00 | 0 | 0.63132 | 377091
2016-10-05 06:00 | 0 | 0.6189 | 361549
2016-10-05 07:00 | 0 | 0.59907 | 352193
2016-10-05 08:00 | 0 | 0.58577 | 349490
2016-10-05 09:00 | 0 | 0.5636 | 357785
2016-10-05 10:00 | 0 | 0.54214 | 381831
2016-10-05 11:00 | 0 | 0.53204 | 406223
2016-10-05 12:00 | 0 | 0.51999 | 419017
2016-10-05 13:00 | 0.026937 | 0.4261 | 432725
2016-10-05 14:00 | 0.38634 | 0.36453 | 447305
2016-10-05 15:00 | 0.73522 | 0.41094 | 460409
2016-10-05 16:00 | 0.77442 | 0.42178 | 473195
2016-10-05 17:00 | 0.75644 | 0.42758 | 486313
2016-10-05 18:00 | 0.73305 | 0.43845 | 498180
2016-10-05 19:00 | 0.71886 | 0.45099 | 507295
2016-10-05 20:00 | 0.7239 | 0.45624 | 513946
2016-10-05 21:00 | 0.72961 | 0.45178 | 515936
2016-10-05 22:00 | 0.71028 | 0.44058 | 511466
2016-10-05 23:00 | 0.562 | 0.47028 | 509137
2016-10-06 | 0.2154 | 0.56064 | 502299
2016-10-06 01:00 | 0.0028614 | 0.63033 | 481284
2016-10-06 02:00 | 0 | 0.66521 | 458450
2016-10-06 03:00 | 0 | 0.66669 | 429111
2016-10-06 04:00 | 0 | 0.64369 | 403890
2016-10-06 05:00 | 0 | 0.61133 | 381752
2016-10-06 06:00 | 0 | 0.58087 | 366277
2016-10-06 07:00 | 0 | 0.55091 | 356084
2016-10-06 08:00 | 0 | 0.5241 | 353626
2016-10-06 09:00 | 0 | 0.49789 | 362758
2016-10-06 10:00 | 0 | 0.47428 | 385927
2016-10-06 11:00 | 0 | 0.45657 | 410874
2016-10-06 12:00 | 0 | 0.44604 | 424885
2016-10-06 13:00 | 0.022041 | 0.38317 | 438806
2016-10-06 14:00 | 0.3326 | 0.38766 | 452384
2016-10-06 15:00 | 0.71098 | 0.4533 | 464701
2016-10-06 16:00 | 0.75616 | 0.45436 | 475928
2016-10-06 17:00 | 0.73612 | 0.43231 | 487992
2016-10-06 18:00 | 0.71714 | 0.41225 | 498243
2016-10-06 19:00 | 0.70476 | 0.40246 | 504825
2016-10-06 20:00 | 0.70994 | 0.4106 | 509579
2016-10-06 21:00 | 0.71306 | 0.42769 | 510568
2016-10-06 22:00 | 0.68395 | 0.44094 | 506396
2016-10-06 23:00 | 0.55136 | 0.46609 | 505799
2016-10-07 | 0.20958 | 0.50132 | 500734
2016-10-07 01:00 | 0.0035225 | 0.51485 | 484447
2016-10-07 02:00 | 0 | 0.53299 | 459365
2016-10-07 03:00 | 0 | 0.54765 | 428443
2016-10-07 04:00 | 0 | 0.55475 | 401406
2016-10-07 05:00 | 0 | 0.55657 | 379573
2016-10-07 06:00 | 0 | 0.56091 | 362525
2016-10-07 07:00 | 0 | 0.56411 | 353282
2016-10-07 08:00 | 0 | 0.56013 | 350335
2016-10-07 09:00 | 0 | 0.52426 | 357442
2016-10-07 10:00 | 0 | 0.47797 | 377785
2016-10-07 11:00 | 0 | 0.46106 | 401400
2016-10-07 12:00 | 0 | 0.45521 | 416117
2016-10-07 13:00 | 0.016532 | 0.3877 | 429380
2016-10-07 14:00 | 0.37611 | 0.38406 | 442980
2016-10-07 15:00 | 0.6794 | 0.40238 | 453071
2016-10-07 16:00 | 0.73263 | 0.38629 | 461304
2016-10-07 17:00 | 0.72758 | 0.37046 | 469765
2016-10-07 18:00 | 0.70706 | 0.35873 | 476505
2016-10-07 19:00 | 0.6941 | 0.34992 | 479943
2016-10-07 20:00 | 0.69694 | 0.34138 | 482069
2016-10-07 21:00 | 0.69671 | 0.32724 | 481238
2016-10-07 22:00 | 0.67296 | 0.29092 | 476103
2016-10-07 23:00 | 0.51603 | 0.2783 | 472386
2016-10-08 | 0.17346 | 0.34457 | 465369
2016-10-08 01:00 | 0.0012964 | 0.3849 | 450868
2016-10-08 02:00 | 0 | 0.41562 | 428352
2016-10-08 03:00 | 0 | 0.44606 | 407395
2016-10-08 04:00 | 0 | 0.46075 | 385732
2016-10-08 05:00 | 0 | 0.45923 | 364959
2016-10-08 06:00 | 0 | 0.45132 | 350104
2016-10-08 07:00 | 0 | 0.4403 | 339014
2016-10-08 08:00 | 0 | 0.42518 | 332471
2016-10-08 09:00 | 0 | 0.40211 | 331938
2016-10-08 10:00 | 0 | 0.37833 | 338002
2016-10-08 11:00 | 0 | 0.35774 | 348329
2016-10-08 12:00 | 0 | 0.34008 | 361100
2016-10-08 13:00 | 0.011475 | 0.24348 | 379211
2016-10-08 14:00 | 0.2288 | 0.10919 | 394483
2016-10-08 15:00 | 0.50403 | 0.11635 | 406622
2016-10-08 16:00 | 0.60041 | 0.14536 | 415739
2016-10-08 17:00 | 0.60721 | 0.13961 | 421708
2016-10-08 18:00 | 0.58993 | 0.12758 | 426659
2016-10-08 19:00 | 0.57137 | 0.11682 | 431968
2016-10-08 20:00 | 0.55779 | 0.10915 | 436274
2016-10-08 21:00 | 0.53064 | 0.10486 | 439383
2016-10-08 22:00 | 0.49097 | 0.11477 | 439069
2016-10-08 23:00 | 0.38473 | 0.20657 | 435365
2016-10-09 | 0.16564 | 0.36874 | 432182
2016-10-09 01:00 | 0.0019661 | 0.46817 | 422059
2016-10-09 02:00 | 0 | 0.48252 | 402252
2016-10-09 03:00 | 0 | 0.48164 | 380070
2016-10-09 04:00 | 0 | 0.48055 | 362415
2016-10-09 05:00 | 0 | 0.47414 | 344211
2016-10-09 06:00 | 0 | 0.47834 | 329703
2016-10-09 07:00 | 0 | 0.477 | 320457
2016-10-09 08:00 | 0 | 0.46869 | 314804
2016-10-09 09:00 | 0 | 0.44924 | 313504
2016-10-09 10:00 | 0 | 0.43864 | 316333
2016-10-09 11:00 | 0 | 0.43705 | 323004
2016-10-09 12:00 | 0 | 0.43931 | 334487
2016-10-09 13:00 | 0.0095861 | 0.37159 | 350536
2016-10-09 14:00 | 0.24328 | 0.23843 | 363656
2016-10-09 15:00 | 0.56268 | 0.28561 | 374100
2016-10-09 16:00 | 0.65616 | 0.36313 | 383930
2016-10-09 17:00 | 0.65121 | 0.40079 | 392899
2016-10-09 18:00 | 0.62912 | 0.43313 | 400269
2016-10-09 19:00 | 0.60847 | 0.45797 | 408188
2016-10-09 20:00 | 0.59542 | 0.47236 | 416624
2016-10-09 21:00 | 0.58142 | 0.47569 | 423858
2016-10-09 22:00 | 0.55574 | 0.47024 | 427184
2016-10-09 23:00 | 0.45481 | 0.55654 | 433837
2016-10-10 | 0.18453 | 0.66285 | 435426
2016-10-10 01:00 | 0.00094442 | 0.70913 | 419781
2016-10-10 02:00 | 0 | 0.72461 | 401543
2016-10-10 03:00 | 0 | 0.72683 | 381256
2016-10-10 04:00 | 0 | 0.71765 | 358189
2016-10-10 05:00 | 0 | 0.69993 | 340263
2016-10-10 06:00 | 0 | 0.68353 | 327877
2016-10-10 07:00 | 0 | 0.65894 | 320921
2016-10-10 08:00 | 0 | 0.63466 | 320475
2016-10-10 09:00 | 0 | 0.59699 | 328559
2016-10-10 10:00 | 0 | 0.56363 | 350200
2016-10-10 11:00 | 0 | 0.53667 | 374730
2016-10-10 12:00 | 0 | 0.52089 | 390068
2016-10-10 13:00 | 0.023213 | 0.44198 | 403659
2016-10-10 14:00 | 0.35092 | 0.32457 | 414344
2016-10-10 15:00 | 0.61674 | 0.36526 | 422674
2016-10-10 16:00 | 0.68672 | 0.41232 | 429540
2016-10-10 17:00 | 0.67969 | 0.41449 | 436521
2016-10-10 18:00 | 0.66245 | 0.41191 | 443254
2016-10-10 19:00 | 0.64942 | 0.40896 | 449624
2016-10-10 20:00 | 0.65119 | 0.40141 | 456276
2016-10-10 21:00 | 0.65067 | 0.39478 | 461341
2016-10-10 22:00 | 0.61271 | 0.40232 | 463319
2016-10-10 23:00 | 0.45385 | 0.49056 | 469066
2016-10-11 | 0.12846 | 0.62632 | 465861
2016-10-11 01:00 | 0.0006282 | 0.70463 | 450737
2016-10-11 02:00 | 0 | 0.74238 | 428112
2016-10-11 03:00 | 0 | 0.74898 | 400669
2016-10-11 04:00 | 0 | 0.72859 | 375252
2016-10-11 05:00 | 0 | 0.69775 | 357030
2016-10-11 06:00 | 0 | 0.65884 | 343584
2016-10-11 07:00 | 0 | 0.6188 | 336113
2016-10-11 08:00 | 0 | 0.58215 | 334737
2016-10-11 09:00 | 0 | 0.55234 | 343866
2016-10-11 10:00 | 0 | 0.5279 | 369914
2016-10-11 11:00 | 0 | 0.5029 | 395969
2016-10-11 12:00 | 0 | 0.47665 | 407918
2016-10-11 13:00 | 0.015359 | 0.36317 | 417206
2016-10-11 14:00 | 0.30124 | 0.23366 | 425449
2016-10-11 15:00 | 0.58977 | 0.23341 | 432647
2016-10-11 16:00 | 0.67929 | 0.26421 | 439652
2016-10-11 17:00 | 0.67986 | 0.26901 | 446392
2016-10-11 18:00 | 0.6636 | 0.28303 | 453427
2016-10-11 19:00 | 0.65332 | 0.30572 | 458453
2016-10-11 20:00 | 0.65947 | 0.32551 | 464133
2016-10-11 21:00 | 0.66645 | 0.34319 | 468519
2016-10-11 22:00 | 0.64842 | 0.38285 | 469706
2016-10-11 23:00 | 0.5109 | 0.45568 | 474251
2016-10-12 | 0.17349 | 0.53594 | 471249
2016-10-12 01:00 | 0.00051295 | 0.55689 | 456932
2016-10-12 02:00 | 0 | 0.56873 | 433484
2016-10-12 03:00 | 0 | 0.56538 | 406043
2016-10-12 04:00 | 0 | 0.56421 | 380992
2016-10-12 05:00 | 0 | 0.55766 | 361760
2016-10-12 06:00 | 0 | 0.54877 | 348243
2016-10-12 07:00 | 0 | 0.54253 | 340838
2016-10-12 08:00 | 0 | 0.54342 | 340028
2016-10-12 09:00 | 0 | 0.54005 | 348468
2016-10-12 10:00 | 0 | 0.52714 | 373533
2016-10-12 11:00 | 0 | 0.52005 | 399567
2016-10-12 12:00 | 0 | 0.50979 | 411951
2016-10-12 13:00 | 0.013642 | 0.46102 | 423006
2016-10-12 14:00 | 0.30358 | 0.42656 | 433683
2016-10-12 15:00 | 0.61662 | 0.42925 | 442339
2016-10-12 16:00 | 0.69518 | 0.40761 | 449506
2016-10-12 17:00 | 0.69897 | 0.36937 | 456544
2016-10-12 18:00 | 0.67324 | 0.33344 | 462687
2016-10-12 19:00 | 0.65533 | 0.30622 | 467162
2016-10-12 20:00 | 0.65424 | 0.28527 | 471056
2016-10-12 21:00 | 0.65111 | 0.26724 | 474321
2016-10-12 22:00 | 0.59659 | 0.24799 | 474450
2016-10-12 23:00 | 0.43019 | 0.25213 | 477720
2016-10-13 | 0.1422 | 0.29729 | 473170
2016-10-13 01:00 | 0.00033761 | 0.31825 | 458461
2016-10-13 02:00 | 0 | 0.33588 | 435066
2016-10-13 03:00 | 0 | 0.34176 | 407110
2016-10-13 04:00 | 0 | 0.35017 | 381865
2016-10-13 05:00 | 0 | 0.36055 | 362529
2016-10-13 06:00 | 0 | 0.36544 | 348729
2016-10-13 07:00 | 0 | 0.36113 | 341147
2016-10-13 08:00 | 0 | 0.35114 | 340195
2016-10-13 09:00 | 0 | 0.34398 | 348595
2016-10-13 10:00 | 0 | 0.33778 | 373419
2016-10-13 11:00 | 0 | 0.33165 | 399415
2016-10-13 12:00 | 0 | 0.32246 | 412453
2016-10-13 13:00 | 0.0068971 | 0.25687 | 423354
2016-10-13 14:00 | 0.24106 | 0.16636 | 433595
2016-10-13 15:00 | 0.55264 | 0.1602 | 441745
2016-10-13 16:00 | 0.63093 | 0.16492 | 448142
2016-10-13 17:00 | 0.63405 | 0.16717 | 454591
2016-10-13 18:00 | 0.62393 | 0.17095 | 460716
2016-10-13 19:00 | 0.61718 | 0.1731 | 464994
2016-10-13 20:00 | 0.62488 | 0.16633 | 467977
2016-10-13 21:00 | 0.631 | 0.16291 | 469397
2016-10-13 22:00 | 0.60297 | 0.17842 | 468201
2016-10-13 23:00 | 0.45331 | 0.29318 | 472705
2016-10-14 | 0.1138 | 0.47024 | 470940
2016-10-14 01:00 | 0.00019909 | 0.56053 | 456951
2016-10-14 02:00 | 0 | 0.60141 | 433342
2016-10-14 03:00 | 0 | 0.62144 | 407036
2016-10-14 04:00 | 0 | 0.63032 | 382596
2016-10-14 05:00 | 0 | 0.6292 | 362278
2016-10-14 06:00 | 0 | 0.62267 | 348008
2016-10-14 07:00 | 0 | 0.61482 | 340313
2016-10-14 08:00 | 0 | 0.60154 | 339060
2016-10-14 09:00 | 0 | 0.57517 | 347726
2016-10-14 10:00 | 0 | 0.55219 | 371146
2016-10-14 11:00 | 0 | 0.53831 | 396426
2016-10-14 12:00 | 0 | 0.5302 | 409246
2016-10-14 13:00 | 0.0091081 | 0.49674 | 419731
2016-10-14 14:00 | 0.27824 | 0.40222 | 429523
2016-10-14 15:00 | 0.54355 | 0.3911 | 436532
2016-10-14 16:00 | 0.62779 | 0.42927 | 442480
2016-10-14 17:00 | 0.64069 | 0.46427 | 448288
2016-10-14 18:00 | 0.63372 | 0.5031 | 453012
2016-10-14 19:00 | 0.62863 | 0.54428 | 456009
2016-10-14 20:00 | 0.63496 | 0.58197 | 458200
2016-10-14 21:00 | 0.64108 | 0.62739 | 458185
2016-10-14 22:00 | 0.60225 | 0.67944 | 455239
2016-10-14 23:00 | 0.4391 | 0.79742 | 456333
2016-10-15 | 0.094799 | 0.90436 | 451920
2016-10-15 01:00 | 0.00014375 | 0.9307 | 440415
2016-10-15 02:00 | 0 | 0.92822 | 422463
2016-10-15 03:00 | 0 | 0.92437 | 399992
2016-10-15 04:00 | 0 | 0.9159 | 377730
2016-10-15 05:00 | 0 | 0.89859 | 360123
2016-10-15 06:00 | 0 | 0.87759 | 346109
2016-10-15 07:00 | 0 | 0.85874 | 337138
2016-10-15 08:00 | 0 | 0.84313 | 333073
2016-10-15 09:00 | 0 | 0.82265 | 334219
2016-10-15 10:00 | 0 | 0.79482 | 341744
2016-10-15 11:00 | 0 | 0.77354 | 353154
2016-10-15 12:00 | 0 | 0.74801 | 366424
2016-10-15 13:00 | 0.009392 | 0.68303 | 381324
2016-10-15 14:00 | 0.32178 | 0.54576 | 395160
2016-10-15 15:00 | 0.62946 | 0.47298 | 407344
2016-10-15 16:00 | 0.70065 | 0.4964 | 417435
2016-10-15 17:00 | 0.69472 | 0.50092 | 425068
2016-10-15 18:00 | 0.6759 | 0.47024 | 431579
2016-10-15 19:00 | 0.66763 | 0.43578 | 437621
2016-10-15 20:00 | 0.6785 | 0.39693 | 442960
2016-10-15 21:00 | 0.69543 | 0.36063 | 445535
2016-10-15 22:00 | 0.68042 | 0.34869 | 446436
2016-10-15 23:00 | 0.49636 | 0.41525 | 449627
2016-10-16 | 0.11725 | 0.47742 | 445552
2016-10-16 01:00 | 0.00011651 | 0.51837 | 434826
2016-10-16 02:00 | 0 | 0.54409 | 417311
2016-10-16 03:00 | 0 | 0.57581 | 396189
2016-10-16 04:00 | 0 | 0.60853 | 374750
2016-10-16 05:00 | 0 | 0.62411 | 357343
2016-10-16 06:00 | 0 | 0.6281 | 343637
2016-10-16 07:00 | 0 | 0.63994 | 333971
2016-10-16 08:00 | 0 | 0.65447 | 328806
2016-10-16 09:00 | 0 | 0.66635 | 327782
2016-10-16 10:00 | 0 | 0.68219 | 331842
2016-10-16 11:00 | 0 | 0.69173 | 340368
2016-10-16 12:00 | 0 | 0.70583 | 351891
2016-10-16 13:00 | 0.0081807 | 0.65264 | 367423
2016-10-16 14:00 | 0.31655 | 0.53615 | 383772
2016-10-16 15:00 | 0.57035 | 0.5099 | 400544
2016-10-16 16:00 | 0.6447 | 0.59078 | 416790
2016-10-16 17:00 | 0.64454 | 0.68706 | 430707
2016-10-16 18:00 | 0.62667 | 0.73268 | 442178
2016-10-16 19:00 | 0.6189 | 0.75319 | 451589
2016-10-16 20:00 | 0.62334 | 0.75853 | 458822
2016-10-16 21:00 | 0.63252 | 0.75228 | 464628
2016-10-16 22:00 | 0.61418 | 0.75669 | 467804
2016-10-16 23:00 | 0.45714 | 0.81713 | 471245
2016-10-17 | 0.10816 | 0.85498 | 468534
2016-10-17 01:00 | 8.49e-05 | 0.84947 | 453973
2016-10-17 02:00 | 0 | 0.8215 | 431304
2016-10-17 03:00 | 0 | 0.78858 | 404663
2016-10-17 04:00 | 0 | 0.76709 | 379946
2016-10-17 05:00 | 0 | 0.74994 | 360858
2016-10-17 06:00 | 0 | 0.72122 | 347528
2016-10-17 07:00 | 0 | 0.69575 | 340423
2016-10-17 08:00 | 0 | 0.67029 | 339804
2016-10-17 09:00 | 0 | 0.63714 | 349623
2016-10-17 10:00 | 0 | 0.60881 | 376218
2016-10-17 11:00 | 0 | 0.5899 | 404471
2016-10-17 12:00 | 0 | 0.58016 | 420646
2016-10-17 13:00 | 0.0079174 | 0.54041 | 436484
2016-10-17 14:00 | 0.30061 | 0.4363 | 453409
2016-10-17 15:00 | 0.60107 | 0.43545 | 468848
2016-10-17 16:00 | 0.68774 | 0.51896 | 483953
2016-10-17 17:00 | 0.69122 | 0.58003 | 498846
2016-10-17 18:00 | 0.66971 | 0.61724 | 511978
2016-10-17 19:00 | 0.66 | 0.63975 | 521613
2016-10-17 20:00 | 0.6718 | 0.65474 | 527488
2016-10-17 21:00 | 0.69386 | 0.6666 | 528429
2016-10-17 22:00 | 0.68577 | 0.69133 | 523606
2016-10-17 23:00 | 0.51176 | 0.76937 | 522334
2016-10-18 | 0.12135 | 0.81432 | 514513
2016-10-18 01:00 | 8.84e-05 | 0.81057 | 495858
2016-10-18 02:00 | 0 | 0.79928 | 468422
2016-10-18 03:00 | 0 | 0.79092 | 435906
2016-10-18 04:00 | 0 | 0.78313 | 406153
2016-10-18 05:00 | 0 | 0.76608 | 383174
2016-10-18 06:00 | 0 | 0.75023 | 367099
2016-10-18 07:00 | 0 | 0.73741 | 357029
2016-10-18 08:00 | 0 | 0.71698 | 354533
2016-10-18 09:00 | 0 | 0.67642 | 363232
2016-10-18 10:00 | 0 | 0.63577 | 388280
2016-10-18 11:00 | 0 | 0.59703 | 414599
2016-10-18 12:00 | 0 | 0.56205 | 428263
2016-10-18 13:00 | 0.0058595 | 0.44825 | 443362
2016-10-18 14:00 | 0.28001 | 0.26506 | 459677
2016-10-18 15:00 | 0.67268 | 0.25748 | 473422
2016-10-18 16:00 | 0.73686 | 0.24389 | 487336
2016-10-18 17:00 | 0.71155 | 0.21427 | 500972
2016-10-18 18:00 | 0.68389 | 0.19931 | 512847
2016-10-18 19:00 | 0.66782 | 0.19869 | 521572
2016-10-18 20:00 | 0.67458 | 0.19986 | 527230
2016-10-18 21:00 | 0.68845 | 0.1988 | 527453
2016-10-18 22:00 | 0.66896 | 0.20335 | 522155
2016-10-18 23:00 | 0.49627 | 0.25835 | 520044
2016-10-19 | 0.11895 | 0.35453 | 512531
2016-10-19 01:00 | 6.18e-05 | 0.42021 | 493705
2016-10-19 02:00 | 0 | 0.44105 | 465734
2016-10-19 03:00 | 0 | 0.43067 | 434382
2016-10-19 04:00 | 0 | 0.40441 | 404120
2016-10-19 05:00 | 0 | 0.37167 | 381461
2016-10-19 06:00 | 0 | 0.34386 | 365213
2016-10-19 07:00 | 0 | 0.32185 | 355191
2016-10-19 08:00 | 0 | 0.3038 | 353273
2016-10-19 09:00 | 0 | 0.28924 | 362507
2016-10-19 10:00 | 0 | 0.28264 | 387847
2016-10-19 11:00 | 0 | 0.28485 | 413174
2016-10-19 12:00 | 0 | 0.28751 | 427913
2016-10-19 13:00 | 0.0050292 | 0.24365 | 441862
2016-10-19 14:00 | 0.26848 | 0.12636 | 458750
2016-10-19 15:00 | 0.69145 | 0.13094 | 474396
2016-10-19 16:00 | 0.74362 | 0.15916 | 488621
2016-10-19 17:00 | 0.71762 | 0.14789 | 504233
2016-10-19 18:00 | 0.68988 | 0.13924 | 514868
2016-10-19 19:00 | 0.67638 | 0.14675 | 522783
2016-10-19 20:00 | 0.68546 | 0.16754 | 526819
2016-10-19 21:00 | 0.70109 | 0.20051 | 524964
2016-10-19 22:00 | 0.68883 | 0.24308 | 520100
2016-10-19 23:00 | 0.51667 | 0.35088 | 519054
2016-10-20 | 0.11501 | 0.48392 | 509934
2016-10-20 01:00 | 5.1e-05 | 0.48911 | 488304
2016-10-20 02:00 | 0 | 0.46043 | 461216
2016-10-20 03:00 | 0 | 0.42539 | 433142
2016-10-20 04:00 | 0 | 0.40721 | 402047
2016-10-20 05:00 | 0 | 0.41165 | 379104
2016-10-20 06:00 | 0 | 0.43422 | 362360
2016-10-20 07:00 | 0 | 0.45151 | 352629
2016-10-20 08:00 | 0 | 0.46327 | 350469
2016-10-20 09:00 | 0 | 0.45832 | 358516
2016-10-20 10:00 | 0 | 0.45044 | 382205
2016-10-20 11:00 | 0 | 0.44036 | 407642
2016-10-20 12:00 | 0 | 0.42952 | 421327
2016-10-20 13:00 | 0.0047758 | 0.38594 | 433915
2016-10-20 14:00 | 0.24858 | 0.32793 | 446863
2016-10-20 15:00 | 0.67916 | 0.30479 | 458334
2016-10-20 16:00 | 0.73505 | 0.28017 | 468446
2016-10-20 17:00 | 0.72176 | 0.25841 | 477166
2016-10-20 18:00 | 0.69621 | 0.24524 | 483333
2016-10-20 19:00 | 0.68256 | 0.23717 | 485984
2016-10-20 20:00 | 0.69208 | 0.23069 | 487956
2016-10-20 21:00 | 0.70991 | 0.22033 | 486898
2016-10-20 22:00 | 0.69967 | 0.20219 | 485387
2016-10-20 23:00 | 0.51975 | 0.23258 | 487256
2016-10-21 | 0.11839 | 0.32175 | 481349
2016-10-21 01:00 | 3.32e-05 | 0.40078 | 464833
2016-10-21 02:00 | 0 | 0.47779 | 440739
2016-10-21 03:00 | 0 | 0.53168 | 411354
2016-10-21 04:00 | 0 | 0.55199 | 384789
2016-10-21 05:00 | 0 | 0.55481 | 365676
2016-10-21 06:00 | 0 | 0.55176 | 350932
2016-10-21 07:00 | 0 | 0.54355 | 342072
2016-10-21 08:00 | 0 | 0.53667 | 340233
2016-10-21 09:00 | 0 | 0.52861 | 347723
2016-10-21 10:00 | 0 | 0.52643 | 369935
2016-10-21 11:00 | 0 | 0.53104 | 396221
2016-10-21 12:00 | 0 | 0.54018 | 410677
2016-10-21 13:00 | 0.0034688 | 0.51203 | 423400
2016-10-21 14:00 | 0.24934 | 0.32562 | 433205
2016-10-21 15:00 | 0.68087 | 0.25331 | 439526
2016-10-21 16:00 | 0.73708 | 0.34517 | 443972
2016-10-21 17:00 | 0.71133 | 0.36555 | 448132
2016-10-21 18:00 | 0.68414 | 0.34828 | 450191
2016-10-21 19:00 | 0.6702 | 0.33138 | 451429
2016-10-21 20:00 | 0.67884 | 0.31506 | 452203
2016-10-21 21:00 | 0.69828 | 0.29126 | 451126
2016-10-21 22:00 | 0.69485 | 0.27135 | 448961
2016-10-21 23:00 | 0.51178 | 0.37948 | 449429
2016-10-22 | 0.1125 | 0.46134 | 443542
2016-10-22 01:00 | 2.65e-05 | 0.50653 | 430130
2016-10-22 02:00 | 0 | 0.52395 | 411926
2016-10-22 03:00 | 0 | 0.53572 | 388331
2016-10-22 04:00 | 0 | 0.54814 | 367509
2016-10-22 05:00 | 0 | 0.54752 | 350055
2016-10-22 06:00 | 0 | 0.53947 | 336559
2016-10-22 07:00 | 0 | 0.52624 | 328180
2016-10-22 08:00 | 0 | 0.50576 | 324353
2016-10-22 09:00 | 0 | 0.47664 | 326281
2016-10-22 10:00 | 0 | 0.45652 | 333702
2016-10-22 11:00 | 0 | 0.45146 | 346674
2016-10-22 12:00 | 0 | 0.45859 | 360161
2016-10-22 13:00 | 0.0028987 | 0.42345 | 374661
2016-10-22 14:00 | 0.26086 | 0.26891 | 383664
2016-10-22 15:00 | 0.61088 | 0.15772 | 387972
2016-10-22 16:00 | 0.6835 | 0.22351 | 388617
2016-10-22 17:00 | 0.67245 | 0.32898 | 388083
2016-10-22 18:00 | 0.64955 | 0.372 | 387684
2016-10-22 19:00 | 0.63789 | 0.39942 | 389417
2016-10-22 20:00 | 0.64608 | 0.41432 | 393748
2016-10-22 21:00 | 0.66141 | 0.42424 | 398974
2016-10-22 22:00 | 0.62641 | 0.47435 | 403878
2016-10-22 23:00 | 0.43036 | 0.64969 | 410658
2016-10-23 | 0.086016 | 0.74998 | 410237
2016-10-23 01:00 | 1.29e-05 | 0.78496 | 403081
2016-10-23 02:00 | 0 | 0.79783 | 389395
2016-10-23 03:00 | 0 | 0.79901 | 371839
2016-10-23 04:00 | 0 | 0.78444 | 354383
2016-10-23 05:00 | 0 | 0.76489 | 339525
2016-10-23 06:00 | 0 | 0.73883 | 328360
2016-10-23 07:00 | 0 | 0.71365 | 321477
2016-10-23 08:00 | 0 | 0.68792 | 318501
2016-10-23 09:00 | 0 | 0.6519 | 318837
2016-10-23 10:00 | 0 | 0.61843 | 325778
2016-10-23 11:00 | 0 | 0.58619 | 335639
2016-10-23 12:00 | 0 | 0.5585 | 347934
2016-10-23 13:00 | 0.0014174 | 0.48118 | 358905
2016-10-23 14:00 | 0.2237 | 0.31613 | 364785
2016-10-23 15:00 | 0.4846 | 0.34712 | 368963
2016-10-23 16:00 | 0.59979 | 0.3481 | 373345
2016-10-23 17:00 | 0.61424 | 0.32748 | 377387
2016-10-23 18:00 | 0.5965 | 0.29964 | 380953
2016-10-23 19:00 | 0.58129 | 0.27933 | 384868
2016-10-23 20:00 | 0.58171 | 0.26381 | 391183
2016-10-23 21:00 | 0.58047 | 0.2527 | 398828
2016-10-23 22:00 | 0.53275 | 0.25498 | 408238
2016-10-23 23:00 | 0.35288 | 0.40228 | 420251
2016-10-24 | 0.056876 | 0.59725 | 422595
2016-10-24 01:00 | 1.15e-05 | 0.66155 | 411659
2016-10-24 02:00 | 0 | 0.64985 | 393670
2016-10-24 03:00 | 0 | 0.61525 | 371559
2016-10-24 04:00 | 0 | 0.57156 | 352342
2016-10-24 05:00 | 0 | 0.5249 | 336659
2016-10-24 06:00 | 0 | 0.48514 | 325873
2016-10-24 07:00 | 0 | 0.45036 | 321177
2016-10-24 08:00 | 0 | 0.41957 | 322115
2016-10-24 09:00 | 0 | 0.38298 | 334390
2016-10-24 10:00 | 0 | 0.35381 | 362713
2016-10-24 11:00 | 0 | 0.32605 | 392252
2016-10-24 12:00 | 0 | 0.29742 | 406365
2016-10-24 13:00 | 0.0021007 | 0.24852 | 414488
2016-10-24 14:00 | 0.22403 | 0.15819 | 422221
2016-10-24 15:00 | 0.42068 | 0.14701 | 427759
2016-10-24 16:00 | 0.51173 | 0.16532 | 432360
2016-10-24 17:00 | 0.52967 | 0.17165 | 437102
2016-10-24 18:00 | 0.51769 | 0.17914 | 441106
2016-10-24 19:00 | 0.50117 | 0.18643 | 444839
2016-10-24 20:00 | 0.48437 | 0.19168 | 448354
2016-10-24 21:00 | 0.45033 | 0.19734 | 451542
2016-10-24 22:00 | 0.37941 | 0.221 | 454806
2016-10-24 23:00 | 0.22674 | 0.40067 | 462102
2016-10-25 | 0.049075 | 0.63928 | 459418
2016-10-25 01:00 | 1.28e-05 | 0.72394 | 445715
2016-10-25 02:00 | 0 | 0.72337 | 421898
2016-10-25 03:00 | 0 | 0.69728 | 395290
2016-10-25 04:00 | 0 | 0.66315 | 370928
2016-10-25 05:00 | 0 | 0.6265 | 353108
2016-10-25 06:00 | 0 | 0.58689 | 340493
2016-10-25 07:00 | 0 | 0.54778 | 333872
2016-10-25 08:00 | 0 | 0.51397 | 333840
2016-10-25 09:00 | 0 | 0.48461 | 345250
2016-10-25 10:00 | 0 | 0.47087 | 374380
2016-10-25 11:00 | 0 | 0.46125 | 402791
2016-10-25 12:00 | 0 | 0.45851 | 414577
2016-10-25 13:00 | 0.00060858 | 0.43481 | 420864
2016-10-25 14:00 | 0.10337 | 0.35033 | 425780
2016-10-25 15:00 | 0.36828 | 0.33402 | 429361
2016-10-25 16:00 | 0.5278 | 0.4093 | 433164
2016-10-25 17:00 | 0.58626 | 0.46754 | 437173
2016-10-25 18:00 | 0.58052 | 0.51008 | 440755
2016-10-25 19:00 | 0.57192 | 0.54519 | 444026
2016-10-25 20:00 | 0.58453 | 0.56278 | 448066
2016-10-25 21:00 | 0.60449 | 0.56047 | 451997
2016-10-25 22:00 | 0.59043 | 0.56234 | 457558
2016-10-25 23:00 | 0.45082 | 0.60567 | 465965
2016-10-26 | 0.08443 | 0.65915 | 463206
2016-10-26 01:00 | 1.25e-05 | 0.63796 | 450822
2016-10-26 02:00 | 0 | 0.61677 | 427489
2016-10-26 03:00 | 0 | 0.60167 | 401143
2016-10-26 04:00 | 0 | 0.58579 | 377467
2016-10-26 05:00 | 0 | 0.57539 | 358988
2016-10-26 06:00 | 0 | 0.56459 | 346963
2016-10-26 07:00 | 0 | 0.54997 | 340536
2016-10-26 08:00 | 0 | 0.52819 | 341377
2016-10-26 09:00 | 0 | 0.49029 | 351909
2016-10-26 10:00 | 0 | 0.45255 | 379889
2016-10-26 11:00 | 0 | 0.42703 | 408520
2016-10-26 12:00 | 0 | 0.40995 | 419924
2016-10-26 13:00 | 0.0015322 | 0.37334 | 425356
2016-10-26 14:00 | 0.22155 | 0.2509 | 430914
2016-10-26 15:00 | 0.60229 | 0.22467 | 434118
2016-10-26 16:00 | 0.69086 | 0.23716 | 437865
2016-10-26 17:00 | 0.67295 | 0.22542 | 442826
2016-10-26 18:00 | 0.64094 | 0.21141 | 447686
2016-10-26 19:00 | 0.62692 | 0.2041 | 452795
2016-10-26 20:00 | 0.6373 | 0.19366 | 458288
2016-10-26 21:00 | 0.66055 | 0.17845 | 463634
2016-10-26 22:00 | 0.63826 | 0.16027 | 469313
2016-10-26 23:00 | 0.43153 | 0.19458 | 474513
2016-10-27 | 0.066606 | 0.25241 | 470084
2016-10-27 01:00 | 1.18e-05 | 0.30527 | 457175
2016-10-27 02:00 | 0 | 0.3397 | 433502
2016-10-27 03:00 | 0 | 0.36102 | 405656
2016-10-27 04:00 | 0 | 0.36809 | 380313
2016-10-27 05:00 | 0 | 0.36953 | 361970
2016-10-27 06:00 | 0 | 0.37219 | 348505
2016-10-27 07:00 | 0 | 0.37093 | 341247
2016-10-27 08:00 | 0 | 0.36309 | 340680
2016-10-27 09:00 | 0 | 0.35047 | 350607
2016-10-27 10:00 | 0 | 0.34035 | 376569
2016-10-27 11:00 | 0 | 0.33383 | 404673
2016-10-27 12:00 | 0 | 0.32529 | 417790
2016-10-27 13:00 | 0.00108 | 0.31053 | 426933
2016-10-27 14:00 | 0.21046 | 0.21473 | 435210
2016-10-27 15:00 | 0.47088 | 0.1249 | 441686
2016-10-27 16:00 | 0.55383 | 0.13883 | 447689
2016-10-27 17:00 | 0.55972 | 0.15899 | 454898
2016-10-27 18:00 | 0.54281 | 0.16001 | 460712
2016-10-27 19:00 | 0.52744 | 0.16277 | 464519
2016-10-27 20:00 | 0.51936 | 0.17285 | 469105
2016-10-27 21:00 | 0.49665 | 0.19797 | 471458
2016-10-27 22:00 | 0.41965 | 0.29307 | 473190
2016-10-27 23:00 | 0.22641 | 0.53549 | 475743
2016-10-28 | 0.016406 | 0.69452 | 471538
2016-10-28 01:00 | 3.05e-07 | 0.78253 | 458174
2016-10-28 02:00 | 0 | 0.81725 | 435168
2016-10-28 03:00 | 0 | 0.82706 | 407076
2016-10-28 04:00 | 0 | 0.82673 | 380575
2016-10-28 05:00 | 0 | 0.81748 | 360923
2016-10-28 06:00 | 0 | 0.80145 | 346937
2016-10-28 07:00 | 0 | 0.78337 | 340245
2016-10-28 08:00 | 0 | 0.76474 | 339281
2016-10-28 09:00 | 0 | 0.7493 | 347939
2016-10-28 10:00 | 0 | 0.74235 | 374656
2016-10-28 11:00 | 0 | 0.73259 | 401690
2016-10-28 12:00 | 0 | 0.71839 | 413635
2016-10-28 13:00 | 0.0010715 | 0.66963 | 422680
2016-10-28 14:00 | 0.12715 | 0.50738 | 431243
2016-10-28 15:00 | 0.30073 | 0.37897 | 437540
2016-10-28 16:00 | 0.40028 | 0.43798 | 443197
2016-10-28 17:00 | 0.43958 | 0.49528 | 449351
2016-10-28 18:00 | 0.45617 | 0.50447 | 454376
2016-10-28 19:00 | 0.46053 | 0.51205 | 456865
2016-10-28 20:00 | 0.45842 | 0.51886 | 459630
2016-10-28 21:00 | 0.43588 | 0.51998 | 460343
2016-10-28 22:00 | 0.383 | 0.53825 | 459351
2016-10-28 23:00 | 0.25355 | 0.59539 | 458141
2016-10-29 | 0.056879 | 0.65941 | 451526
2016-10-29 01:00 | 2.79e-06 | 0.6569 | 438382
2016-10-29 02:00 | 0 | 0.63744 | 419698
2016-10-29 03:00 | 0 | 0.60871 | 398575
2016-10-29 04:00 | 0 | 0.57895 | 376913
2016-10-29 05:00 | 0 | 0.56044 | 358730
2016-10-29 06:00 | 0 | 0.54359 | 345598
2016-10-29 07:00 | 0 | 0.52466 | 336136
2016-10-29 08:00 | 0 | 0.51013 | 331955
2016-10-29 09:00 | 0 | 0.49525 | 334188
2016-10-29 10:00 | 0 | 0.48529 | 341183
2016-10-29 11:00 | 0 | 0.4785 | 353400
2016-10-29 12:00 | 0 | 0.46809 | 366362
2016-10-29 13:00 | 0.00071991 | 0.42792 | 379350
2016-10-29 14:00 | 0.1736 | 0.29084 | 393060
2016-10-29 15:00 | 0.50484 | 0.30702 | 402815
2016-10-29 16:00 | 0.62039 | 0.36949 | 410672
2016-10-29 17:00 | 0.62886 | 0.35709 | 417739
2016-10-29 18:00 | 0.60249 | 0.33823 | 425048
2016-10-29 19:00 | 0.59032 | 0.3416 | 430421
2016-10-29 20:00 | 0.60182 | 0.3581 | 436729
2016-10-29 21:00 | 0.62088 | 0.37472 | 439461
2016-10-29 22:00 | 0.59377 | 0.39075 | 439395
2016-10-29 23:00 | 0.37758 | 0.44487 | 439845
2016-10-30 | 0.046086 | 0.50805 | 433880
2016-10-30 01:00 | 7.84e-07 | 0.51938 | 421469
2016-10-30 02:00 | 0 | 0.51727 | 405072
2016-10-30 03:00 | 0 | 0.51507 | 385088
2016-10-30 04:00 | 0 | 0.51261 | 364576
2016-10-30 05:00 | 0 | 0.50782 | 348139
2016-10-30 06:00 | 0 | 0.49634 | 334018
2016-10-30 07:00 | 0 | 0.47682 | 324431
2016-10-30 08:00 | 0 | 0.45328 | 318956
2016-10-30 09:00 | 0 | 0.41187 | 317742
2016-10-30 10:00 | 0 | 0.37247 | 321987
2016-10-30 11:00 | 0 | 0.34725 | 330156
2016-10-30 12:00 | 0 | 0.32841 | 342297
2016-10-30 13:00 | 0.00059478 | 0.29405 | 356809
2016-10-30 14:00 | 0.18889 | 0.23537 | 371612
2016-10-30 15:00 | 0.3703 | 0.1885 | 384979
2016-10-30 16:00 | 0.46062 | 0.17385 | 398469
2016-10-30 17:00 | 0.48806 | 0.17828 | 411094
2016-10-30 18:00 | 0.4952 | 0.17708 | 421927
2016-10-30 19:00 | 0.5012 | 0.17661 | 429488
2016-10-30 20:00 | 0.50413 | 0.17675 | 436896
2016-10-30 21:00 | 0.49205 | 0.17665 | 441267
2016-10-30 22:00 | 0.43942 | 0.18572 | 444525
2016-10-30 23:00 | 0.26733 | 0.29305 | 448448
2016-10-31 | 0.054225 | 0.43282 | 445376
2016-10-31 01:00 | 1.55e-07 | 0.51223 | 430012
2016-10-31 02:00 | 0 | 0.54834 | 410424
2016-10-31 03:00 | 0 | 0.56649 | 386114
2016-10-31 04:00 | 0 | 0.57182 | 363896
2016-10-31 05:00 | 0 | 0.57026 | 346071
2016-10-31 06:00 | 0 | 0.5732 | 334247
2016-10-31 07:00 | 0 | 0.58172 | 327083
2016-10-31 08:00 | 0 | 0.58684 | 326644
2016-10-31 09:00 | 0 | 0.58748 | 336996
2016-10-31 10:00 | 0 | 0.59156 | 364167
2016-10-31 11:00 | 0 | 0.60877 | 394234
2016-10-31 12:00 | 0 | 0.63876 | 409948
2016-10-31 13:00 | 0.00047581 | 0.64488 | 418819
2016-10-31 14:00 | 0.15252 | 0.58588 | 428158
2016-10-31 15:00 | 0.50213 | 0.63919 | 435884
2016-10-31 16:00 | 0.62814 | 0.73225 | 443570
2016-10-31 17:00 | 0.6393 | 0.77852 | 452155
2016-10-31 18:00 | 0.61377 | 0.79627 | 457632
2016-10-31 19:00 | 0.59979 | 0.79533 | 463453
2016-10-31 20:00 | 0.60827 | 0.78543 | 466731
2016-10-31 21:00 | 0.62142 | 0.76919 | 467068
2016-10-31 22:00 | 0.58233 | 0.7741 | 465870
2016-10-31 23:00 | 0.37658 | 0.82655 | 462651
2016-11-01 | 0.058282 | 0.86168 | 457791
2016-11-01 01:00 | 0 | 0.85389 | 446536
2016-11-01 02:00 | 0 | 0.84215 | 426933
2016-11-01 03:00 | 0 | 0.82492 | 401248
2016-11-01 04:00 | 0 | 0.80523 | 377067
2016-11-01 05:00 | 0 | 0.78966 | 358819
2016-11-01 06:00 | 0 | 0.76166 | 346642
2016-11-01 07:00 | 0 | 0.72028 | 340076
2016-11-01 08:00 | 0 | 0.66835 | 339261
2016-11-01 09:00 | 0 | 0.59616 | 348857
2016-11-01 10:00 | 0 | 0.52623 | 375785
2016-11-01 11:00 | 0 | 0.47006 | 404362
2016-11-01 12:00 | 0 | 0.42961 | 418100
2016-11-01 13:00 | 0.0003552 | 0.38116 | 424883
2016-11-01 14:00 | 0.09131 | 0.26449 | 432738
2016-11-01 15:00 | 0.3218 | 0.19823 | 441024
2016-11-01 16:00 | 0.46121 | 0.19421 | 448543
2016-11-01 17:00 | 0.51334 | 0.23987 | 454209
2016-11-01 18:00 | 0.51294 | 0.26402 | 460031
2016-11-01 19:00 | 0.5041 | 0.28035 | 464625
2016-11-01 20:00 | 0.49829 | 0.29036 | 469424
2016-11-01 21:00 | 0.48337 | 0.29391 | 473308
2016-11-01 22:00 | 0.43537 | 0.31523 | 477350
2016-11-01 23:00 | 0.3073 | 0.42383 | 481831
2016-11-02 | 0.058241 | 0.49996 | 478077
2016-11-02 01:00 | 0 | 0.52088 | 461935
2016-11-02 02:00 | 0 | 0.5239 | 438071
2016-11-02 03:00 | 0 | 0.53165 | 411034
2016-11-02 04:00 | 0 | 0.53283 | 384186
2016-11-02 05:00 | 0 | 0.51605 | 363898
2016-11-02 06:00 | 0 | 0.48946 | 350436
2016-11-02 07:00 | 0 | 0.46407 | 342291
2016-11-02 08:00 | 0 | 0.44964 | 340929
2016-11-02 09:00 | 0 | 0.41985 | 350511
2016-11-02 10:00 | 0 | 0.39053 | 375741
2016-11-02 11:00 | 0 | 0.36786 | 403615
2016-11-02 12:00 | 0 | 0.34788 | 418313
2016-11-02 13:00 | 0.0001469 | 0.3173 | 426393
2016-11-02 14:00 | 0.090839 | 0.23045 | 436379
2016-11-02 15:00 | 0.49401 | 0.16919 | 444579
2016-11-02 16:00 | 0.6102 | 0.15316 | 451675
2016-11-02 17:00 | 0.60246 | 0.15635 | 459394
2016-11-02 18:00 | 0.57566 | 0.16208 | 466383
2016-11-02 19:00 | 0.55841 | 0.16308 | 471568
2016-11-02 20:00 | 0.56125 | 0.16472 | 474377
2016-11-02 21:00 | 0.57053 | 0.1712 | 475810
2016-11-02 22:00 | 0.54677 | 0.19586 | 479192
2016-11-02 23:00 | 0.37102 | 0.26805 | 481998
2016-11-03 | 0.054502 | 0.32192 | 476820
2016-11-03 01:00 | 0 | 0.33738 | 460151
2016-11-03 02:00 | 0 | 0.33984 | 436685
2016-11-03 03:00 | 0 | 0.34388 | 410743
2016-11-03 04:00 | 0 | 0.35579 | 386212
2016-11-03 05:00 | 0 | 0.3774 | 367300
2016-11-03 06:00 | 0 | 0.40505 | 351478
2016-11-03 07:00 | 0 | 0.42573 | 342221
2016-11-03 08:00 | 0 | 0.43823 | 340441
2016-11-03 09:00 | 0 | 0.43661 | 349046
2016-11-03 10:00 | 0 | 0.42904 | 372309
2016-11-03 11:00 | 0 | 0.42241 | 400076
2016-11-03 12:00 | 0 | 0.41969 | 415884
2016-11-03 13:00 | 9.89e-05 | 0.41156 | 425592
2016-11-03 14:00 | 0.087324 | 0.28845 | 436543
2016-11-03 15:00 | 0.43963 | 0.15792 | 444376
2016-11-03 16:00 | 0.56917 | 0.11204 | 450775
2016-11-03 17:00 | 0.584 | 0.10215 | 457150
2016-11-03 18:00 | 0.56883 | 0.10558 | 461030
2016-11-03 19:00 | 0.55311 | 0.10428 | 462902
2016-11-03 20:00 | 0.55007 | 0.098255 | 463605
2016-11-03 21:00 | 0.5448 | 0.091792 | 464188
2016-11-03 22:00 | 0.50449 | 0.107 | 466431
2016-11-03 23:00 | 0.32006 | 0.12507 | 469489
2016-11-04 | 0.045918 | 0.14517 | 466276
2016-11-04 01:00 | 0 | 0.16145 | 452064
2016-11-04 02:00 | 0 | 0.17814 | 428563
2016-11-04 03:00 | 0 | 0.21157 | 402878
2016-11-04 04:00 | 0 | 0.24962 | 378204
2016-11-04 05:00 | 0 | 0.27849 | 358324
2016-11-04 06:00 | 0 | 0.30317 | 345610
2016-11-04 07:00 | 0 | 0.32233 | 337040
2016-11-04 08:00 | 0 | 0.33283 | 335876
2016-11-04 09:00 | 0 | 0.31946 | 344352
2016-11-04 10:00 | 0 | 0.29838 | 368826
2016-11-04 11:00 | 0 | 0.28295 | 396880
2016-11-04 12:00 | 0 | 0.27061 | 411547
2016-11-04 13:00 | 3.04e-05 | 0.25344 | 419830
2016-11-04 14:00 | 0.061083 | 0.18028 | 428091
2016-11-04 15:00 | 0.36023 | 0.090824 | 432715
2016-11-04 16:00 | 0.48477 | 0.05975 | 435014
2016-11-04 17:00 | 0.52163 | 0.062693 | 438947
2016-11-04 18:00 | 0.5125 | 0.074259 | 441631
2016-11-04 19:00 | 0.49878 | 0.082199 | 442149
2016-11-04 20:00 | 0.49503 | 0.079657 | 442635
2016-11-04 21:00 | 0.49086 | 0.078435 | 442022
2016-11-04 22:00 | 0.44536 | 0.10602 | 442778
2016-11-04 23:00 | 0.28666 | 0.1716 | 445082
2016-11-05 | 0.035852 | 0.27805 | 439915
2016-11-05 01:00 | 0 | 0.36304 | 429862
2016-11-05 02:00 | 0 | 0.42301 | 411940
2016-11-05 03:00 | 0 | 0.46368 | 391059
2016-11-05 04:00 | 0 | 0.48608 | 370153
2016-11-05 05:00 | 0 | 0.49168 | 353399
2016-11-05 06:00 | 0 | 0.48296 | 341473
2016-11-05 07:00 | 0 | 0.46608 | 334333
2016-11-05 08:00 | 0 | 0.44448 | 331103
2016-11-05 09:00 | 0 | 0.40724 | 334017
2016-11-05 10:00 | 0 | 0.36327 | 342246
2016-11-05 11:00 | 0 | 0.33049 | 356642
2016-11-05 12:00 | 0 | 0.31098 | 371131
2016-11-05 13:00 | 7.2e-05 | 0.29555 | 383228
2016-11-05 14:00 | 0.04753 | 0.19885 | 390961
2016-11-05 15:00 | 0.34259 | 0.11207 | 394262
2016-11-05 16:00 | 0.48692 | 0.087998 | 394556
2016-11-05 17:00 | 0.52217 | 0.11272 | 393623
2016-11-05 18:00 | 0.51006 | 0.14657 | 392979
2016-11-05 19:00 | 0.49681 | 0.16768 | 392981
2016-11-05 20:00 | 0.49407 | 0.18014 | 395241
2016-11-05 21:00 | 0.48966 | 0.19407 | 397859
2016-11-05 22:00 | 0.45127 | 0.27496 | 405579
2016-11-05 23:00 | 0.31306 | 0.41097 | 412819
2016-11-06 | 0.043386 | 0.5164 | 411564
2016-11-06 01:00 | 0 | 0.57223 | 404747
2016-11-06 02:00 | 0 | 0.60668 | 390608
2016-11-06 03:00 | 0 | 0.63554 | 373425
2016-11-06 04:00 | 0 | 0.65732 | 355387
2016-11-06 05:00 | 0 | 0.66896 | 339352
2016-11-06 06:00 | 0 | 0.66521 | 329384
2016-11-06 07:00 | 0 | 0.64511 | 322959
2016-11-06 08:00 | 0 | 0.61031 | 320466
2016-11-06 09:00 | 0 | 0.56717 | 321170
2016-11-06 10:00 | 0 | 0.5308 | 325728
2016-11-06 11:00 | 0 | 0.50992 | 332624
2016-11-06 12:00 | 0 | 0.50393 | 345359
2016-11-06 13:00 | 4.1e-05 | 0.49817 | 357221
2016-11-06 14:00 | 0.085637 | 0.38196 | 367391
2016-11-06 15:00 | 0.4202 | 0.29985 | 373236
2016-11-06 16:00 | 0.53898 | 0.35314 | 377869
2016-11-06 17:00 | 0.5446 | 0.44288 | 381108
2016-11-06 18:00 | 0.53021 | 0.48695 | 384402
2016-11-06 19:00 | 0.52801 | 0.50987 | 386938
2016-11-06 20:00 | 0.543 | 0.51202 | 390845
2016-11-06 21:00 | 0.56571 | 0.50425 | 400236
2016-11-06 22:00 | 0.53484 | 0.53599 | 410590
2016-11-06 23:00 | 0.34439 | 0.62182 | 420573
2016-11-07 | 0.035073 | 0.67602 | 422553
2016-11-07 01:00 | 0 | 0.67817 | 417048
2016-11-07 02:00 | 0 | 0.66981 | 401103
2016-11-07 03:00 | 0 | 0.6594 | 383244
2016-11-07 04:00 | 0 | 0.64614 | 364444
2016-11-07 05:00 | 0 | 0.61552 | 348335
2016-11-07 06:00 | 0 | 0.58606 | 336181
2016-11-07 07:00 | 0 | 0.55818 | 329397
2016-11-07 08:00 | 0 | 0.53731 | 327608
2016-11-07 09:00 | 0 | 0.51038 | 331047
2016-11-07 10:00 | 0 | 0.48595 | 345633
2016-11-07 11:00 | 0 | 0.46614 | 376476
2016-11-07 12:00 | 0 | 0.44852 | 402683
2016-11-07 13:00 | 9.87e-05 | 0.41935 | 414736
2016-11-07 14:00 | 0.18835 | 0.28371 | 421647
2016-11-07 15:00 | 0.46513 | 0.21078 | 426656
2016-11-07 16:00 | 0.58962 | 0.24726 | 428919
2016-11-07 17:00 | 0.60697 | 0.26919 | 430687
2016-11-07 18:00 | 0.59176 | 0.28026 | 432362
2016-11-07 19:00 | 0.58084 | 0.28969 | 433968
2016-11-07 20:00 | 0.5953 | 0.30289 | 434391
2016-11-07 21:00 | 0.61936 | 0.31786 | 437060
2016-11-07 22:00 | 0.58627 | 0.32507 | 448643
2016-11-07 23:00 | 0.37143 | 0.39245 | 460712
2016-11-08 | 0.035522 | 0.44354 | 460750
2016-11-08 01:00 | 0 | 0.44975 | 454242
2016-11-08 02:00 | 0 | 0.43494 | 437320
2016-11-08 03:00 | 0 | 0.42117 | 414551
2016-11-08 04:00 | 0 | 0.41333 | 390965
2016-11-08 05:00 | 0 | 0.41024 | 370090
2016-11-08 06:00 | 0 | 0.41434 | 355713
2016-11-08 07:00 | 0 | 0.42045 | 346507
2016-11-08 08:00 | 0 | 0.42422 | 342579
2016-11-08 09:00 | 0 | 0.42813 | 343730
2016-11-08 10:00 | 0 | 0.43449 | 356009
2016-11-08 11:00 | 0 | 0.43497 | 382960
2016-11-08 12:00 | 0 | 0.43461 | 407432
2016-11-08 13:00 | 6.13e-05 | 0.42436 | 417824
2016-11-08 14:00 | 0.19821 | 0.3287 | 423057
2016-11-08 15:00 | 0.54457 | 0.30715 | 425691
2016-11-08 16:00 | 0.65281 | 0.28975 | 426448
2016-11-08 17:00 | 0.63926 | 0.27064 | 426886
2016-11-08 18:00 | 0.60235 | 0.26123 | 428327
2016-11-08 19:00 | 0.58659 | 0.25672 | 429072
2016-11-08 20:00 | 0.59891 | 0.25436 | 429520
2016-11-08 21:00 | 0.63246 | 0.25673 | 432640
2016-11-08 22:00 | 0.61522 | 0.30503 | 445778
2016-11-08 23:00 | 0.37868 | 0.4085 | 457394
2016-11-09 | 0.036632 | 0.5054 | 457668
2016-11-09 01:00 | 0 | 0.54479 | 451035
2016-11-09 02:00 | 0 | 0.54998 | 434243
2016-11-09 03:00 | 0 | 0.53878 | 410461
2016-11-09 04:00 | 0 | 0.51941 | 388056
2016-11-09 05:00 | 0 | 0.5025 | 371470
2016-11-09 06:00 | 0 | 0.49322 | 356814
2016-11-09 07:00 | 0 | 0.48235 | 345056
2016-11-09 08:00 | 0 | 0.47009 | 338487
2016-11-09 09:00 | 0 | 0.46187 | 338307
2016-11-09 10:00 | 0 | 0.45597 | 348602
2016-11-09 11:00 | 0 | 0.45644 | 375832
2016-11-09 12:00 | 0 | 0.45922 | 400769
2016-11-09 13:00 | 1.97e-05 | 0.45267 | 413065
2016-11-09 14:00 | 0.20866 | 0.34299 | 421908
2016-11-09 15:00 | 0.54671 | 0.19448 | 426417
2016-11-09 16:00 | 0.63677 | 0.12604 | 426920
2016-11-09 17:00 | 0.6264 | 0.14684 | 428995
2016-11-09 18:00 | 0.59241 | 0.16573 | 430462
2016-11-09 19:00 | 0.57383 | 0.18108 | 430710
2016-11-09 20:00 | 0.58132 | 0.18578 | 430888
2016-11-09 21:00 | 0.60428 | 0.19269 | 435479
2016-11-09 22:00 | 0.57118 | 0.30981 | 446668
2016-11-09 23:00 | 0.35379 | 0.43098 | 458996
2016-11-10 | 0.032319 | 0.51648 | 459987
2016-11-10 01:00 | 0 | 0.58375 | 454010
2016-11-10 02:00 | 0 | 0.63266 | 437767
2016-11-10 03:00 | 0 | 0.66923 | 415539
2016-11-10 04:00 | 0 | 0.69835 | 392399
2016-11-10 05:00 | 0 | 0.71789 | 372662
2016-11-10 06:00 | 0 | 0.726 | 358277
2016-11-10 07:00 | 0 | 0.71939 | 349674
2016-11-10 08:00 | 0 | 0.69938 | 345853
2016-11-10 09:00 | 0 | 0.67222 | 348169
2016-11-10 10:00 | 0 | 0.6488 | 360076
2016-11-10 11:00 | 0 | 0.62688 | 389933
2016-11-10 12:00 | 0 | 0.60677 | 414297
2016-11-10 13:00 | 2.42e-05 | 0.57491 | 422778
2016-11-10 14:00 | 0.16159 | 0.39133 | 424861
2016-11-10 15:00 | 0.50842 | 0.23404 | 425356
2016-11-10 16:00 | 0.61482 | 0.3347 | 424871
2016-11-10 17:00 | 0.61119 | 0.4044 | 424766
2016-11-10 18:00 | 0.57708 | 0.43226 | 425604
2016-11-10 19:00 | 0.56003 | 0.43728 | 426796
2016-11-10 20:00 | 0.56977 | 0.43397 | 427295
2016-11-10 21:00 | 0.59285 | 0.42891 | 429964
2016-11-10 22:00 | 0.56237 | 0.47397 | 440203
2016-11-10 23:00 | 0.32904 | 0.58329 | 452413
2016-11-11 | 0.025362 | 0.65565 | 453740
2016-11-11 01:00 | 0 | 0.69485 | 448723
2016-11-11 02:00 | 0 | 0.71141 | 434945
2016-11-11 03:00 | 0 | 0.71042 | 413757
2016-11-11 04:00 | 0 | 0.69203 | 391708
2016-11-11 05:00 | 0 | 0.66461 | 371502
2016-11-11 06:00 | 0 | 0.63548 | 357326
2016-11-11 07:00 | 0 | 0.60083 | 347689
2016-11-11 08:00 | 0 | 0.56494 | 343422
2016-11-11 09:00 | 0 | 0.53003 | 344999
2016-11-11 10:00 | 0 | 0.5001 | 354705
2016-11-11 11:00 | 0 | 0.4745 | 378884
2016-11-11 12:00 | 0 | 0.45462 | 402229
2016-11-11 13:00 | 3.58e-05 | 0.41896 | 413318
2016-11-11 14:00 | 0.1455 | 0.2892 | 417219
2016-11-11 15:00 | 0.50679 | 0.23944 | 418797
2016-11-11 16:00 | 0.64362 | 0.22113 | 419146
2016-11-11 17:00 | 0.63532 | 0.21662 | 418334
2016-11-11 18:00 | 0.59609 | 0.21877 | 418496
2016-11-11 19:00 | 0.57887 | 0.22777 | 418696
2016-11-11 20:00 | 0.59332 | 0.24302 | 418481
2016-11-11 21:00 | 0.62102 | 0.26028 | 421340
2016-11-11 22:00 | 0.58323 | 0.31089 | 431879
2016-11-11 23:00 | 0.31726 | 0.45497 | 440688
2016-11-12 | 0.021613 | 0.5624 | 439461
2016-11-12 01:00 | 0 | 0.60334 | 433417
2016-11-12 02:00 | 0 | 0.61828 | 420648
2016-11-12 03:00 | 0 | 0.61888 | 403892
2016-11-12 04:00 | 0 | 0.61755 | 385337
2016-11-12 05:00 | 0 | 0.61783 | 367248
2016-11-12 06:00 | 0 | 0.61823 | 353155
2016-11-12 07:00 | 0 | 0.61394 | 344828
2016-11-12 08:00 | 0 | 0.60623 | 340511
2016-11-12 09:00 | 0 | 0.59571 | 340583
2016-11-12 10:00 | 0 | 0.58514 | 345289
2016-11-12 11:00 | 0 | 0.57087 | 355373
2016-11-12 12:00 | 0 | 0.55875 | 368396
2016-11-12 13:00 | 4.35e-05 | 0.53986 | 381390
2016-11-12 14:00 | 0.18715 | 0.42827 | 389712
2016-11-12 15:00 | 0.43785 | 0.27949 | 392801
2016-11-12 16:00 | 0.53778 | 0.32452 | 393111
2016-11-12 17:00 | 0.54546 | 0.35692 | 391081
2016-11-12 18:00 | 0.5334 | 0.35838 | 388594
2016-11-12 19:00 | 0.5275 | 0.36779 | 386795
2016-11-12 20:00 | 0.54027 | 0.37307 | 387364
2016-11-12 21:00 | 0.55471 | 0.37812 | 392396
2016-11-12 22:00 | 0.50971 | 0.44845 | 406035
2016-11-12 23:00 | 0.25867 | 0.56445 | 419527
2016-11-13 | 0.019455 | 0.66151 | 422595
2016-11-13 01:00 | 0 | 0.73017 | 421057
2016-11-13 02:00 | 0 | 0.77072 | 411988
2016-11-13 03:00 | 0 | 0.79402 | 398326
2016-11-13 04:00 | 0 | 0.80453 | 382834
2016-11-13 05:00 | 0 | 0.80911 | 367618
2016-11-13 06:00 | 0 | 0.80827 | 355910
2016-11-13 07:00 | 0 | 0.80221 | 348713
2016-11-13 08:00 | 0 | 0.79217 | 343481
2016-11-13 09:00 | 0 | 0.77372 | 342102
2016-11-13 10:00 | 0 | 0.75738 | 346332
2016-11-13 11:00 | 0 | 0.7402 | 354510
2016-11-13 12:00 | 0 | 0.72208 | 365072
2016-11-13 13:00 | 3.36e-05 | 0.69317 | 375353
2016-11-13 14:00 | 0.17079 | 0.52023 | 381539
2016-11-13 15:00 | 0.49924 | 0.34094 | 382161
2016-11-13 16:00 | 0.61755 | 0.3969 | 381553
2016-11-13 17:00 | 0.61042 | 0.51232 | 381489
2016-11-13 18:00 | 0.57803 | 0.51666 | 381742
2016-11-13 19:00 | 0.56551 | 0.51132 | 382484
2016-11-13 20:00 | 0.58333 | 0.50204 | 384574
2016-11-13 21:00 | 0.61267 | 0.49492 | 391806
2016-11-13 22:00 | 0.57851 | 0.5359 | 408986
2016-11-13 23:00 | 0.31695 | 0.63982 | 426882
2016-11-14 | 0.02192 | 0.67351 | 430953
2016-11-14 01:00 | 0 | 0.69272 | 430938
2016-11-14 02:00 | 0 | 0.6945 | 417746
2016-11-14 03:00 | 0 | 0.68277 | 399502
2016-11-14 04:00 | 0 | 0.66914 | 379881
2016-11-14 05:00 | 0 | 0.66114 | 362913
2016-11-14 06:00 | 0 | 0.6515 | 349904
2016-11-14 07:00 | 0 | 0.64016 | 342914
2016-11-14 08:00 | 0 | 0.62074 | 341012
2016-11-14 09:00 | 0 | 0.58465 | 345976
2016-11-14 10:00 | 0 | 0.54462 | 362341
2016-11-14 11:00 | 0 | 0.51206 | 393689
2016-11-14 12:00 | 0 | 0.4847 | 421004
2016-11-14 13:00 | 2.38e-05 | 0.45668 | 430839
2016-11-14 14:00 | 0.18611 | 0.33694 | 433072
2016-11-14 15:00 | 0.51314 | 0.20802 | 432017
2016-11-14 16:00 | 0.63871 | 0.1659 | 430617
2016-11-14 17:00 | 0.6322 | 0.18535 | 428936
2016-11-14 18:00 | 0.59416 | 0.20663 | 429070
2016-11-14 19:00 | 0.5803 | 0.22521 | 429960
2016-11-14 20:00 | 0.59862 | 0.24299 | 430707
2016-11-14 21:00 | 0.63527 | 0.25345 | 436153
2016-11-14 22:00 | 0.60133 | 0.28695 | 450135
2016-11-14 23:00 | 0.33691 | 0.32128 | 462512
2016-11-15 | 0.018082 | 0.34175 | 463726
2016-11-15 01:00 | 0 | 0.36325 | 458080
2016-11-15 02:00 | 0 | 0.3873 | 441923
2016-11-15 03:00 | 0 | 0.42248 | 419149
2016-11-15 04:00 | 0 | 0.46574 | 394010
2016-11-15 05:00 | 0 | 0.50418 | 374011
2016-11-15 06:00 | 0 | 0.53616 | 359783
2016-11-15 07:00 | 0 | 0.56506 | 350973
2016-11-15 08:00 | 0 | 0.58359 | 347090
2016-11-15 09:00 | 0 | 0.5918 | 349717
2016-11-15 10:00 | 0 | 0.59244 | 361722
2016-11-15 11:00 | 0 | 0.59192 | 391526
2016-11-15 12:00 | 0 | 0.5906 | 417710
2016-11-15 13:00 | 2.47e-05 | 0.58535 | 426726
2016-11-15 14:00 | 0.20047 | 0.45203 | 429103
2016-11-15 15:00 | 0.56314 | 0.18747 | 428933
2016-11-15 16:00 | 0.66132 | 0.165 | 427043
2016-11-15 17:00 | 0.63426 | 0.21636 | 426613
2016-11-15 18:00 | 0.59195 | 0.23055 | 428470
2016-11-15 19:00 | 0.57433 | 0.23554 | 429860
2016-11-15 20:00 | 0.587 | 0.23321 | 431192
2016-11-15 21:00 | 0.61214 | 0.21568 | 435035
2016-11-15 22:00 | 0.5726 | 0.26866 | 447443
2016-11-15 23:00 | 0.2887 | 0.34492 | 457660
2016-11-16 | 0.014792 | 0.40672 | 459462
2016-11-16 01:00 | 0 | 0.44886 | 454621
2016-11-16 02:00 | 0 | 0.47637 | 439452
2016-11-16 03:00 | 0 | 0.50032 | 416820
2016-11-16 04:00 | 0 | 0.52776 | 392584
2016-11-16 05:00 | 0 | 0.55123 | 371667
2016-11-16 06:00 | 0 | 0.56916 | 357214
2016-11-16 07:00 | 0 | 0.58612 | 349218
2016-11-16 08:00 | 0 | 0.59892 | 345715
2016-11-16 09:00 | 0 | 0.60664 | 347876
2016-11-16 10:00 | 0 | 0.62262 | 362110
2016-11-16 11:00 | 0 | 0.64059 | 392804
2016-11-16 12:00 | 0 | 0.64834 | 418031
2016-11-16 13:00 | 2.62e-05 | 0.6587 | 425972
2016-11-16 14:00 | 0.13532 | 0.54813 | 427597
2016-11-16 15:00 | 0.31881 | 0.31763 | 427627
2016-11-16 16:00 | 0.44679 | 0.27515 | 426578
2016-11-16 17:00 | 0.4859 | 0.45895 | 426245
2016-11-16 18:00 | 0.48515 | 0.58808 | 428712
2016-11-16 19:00 | 0.47905 | 0.63536 | 430296
2016-11-16 20:00 | 0.48331 | 0.65404 | 431956
2016-11-16 21:00 | 0.47039 | 0.66785 | 435639
2016-11-16 22:00 | 0.39232 | 0.70689 | 446127
2016-11-16 23:00 | 0.18696 | 0.77544 | 456617
2016-11-17 | 0.018365 | 0.81228 | 458388
2016-11-17 01:00 | 0 | 0.80471 | 453785
2016-11-17 02:00 | 0 | 0.77974 | 439943
2016-11-17 03:00 | 0 | 0.75421 | 417582
2016-11-17 04:00 | 0 | 0.73164 | 393907
2016-11-17 05:00 | 0 | 0.71578 | 373832
2016-11-17 06:00 | 0 | 0.70306 | 358914
2016-11-17 07:00 | 0 | 0.69288 | 349622
2016-11-17 08:00 | 0 | 0.68168 | 345824
2016-11-17 09:00 | 0 | 0.65845 | 349147
2016-11-17 10:00 | 0 | 0.63755 | 362368
2016-11-17 11:00 | 0 | 0.62668 | 391662
2016-11-17 12:00 | 0 | 0.6173 | 417282
2016-11-17 13:00 | 1.8e-05 | 0.60838 | 425836
2016-11-17 14:00 | 0.099928 | 0.55908 | 428519
2016-11-17 15:00 | 0.42475 | 0.551 | 429950
2016-11-17 16:00 | 0.56179 | 0.59199 | 428367
2016-11-17 17:00 | 0.56136 | 0.62074 | 428497
2016-11-17 18:00 | 0.53842 | 0.64433 | 429853
2016-11-17 19:00 | 0.52742 | 0.66047 | 431227
2016-11-17 20:00 | 0.53333 | 0.68247 | 432204
2016-11-17 21:00 | 0.54809 | 0.71306 | 434647
2016-11-17 22:00 | 0.537 | 0.73744 | 445468
2016-11-17 23:00 | 0.29832 | 0.75509 | 455817
2016-11-18 | 0.016674 | 0.75967 | 458725
2016-11-18 01:00 | 0 | 0.75591 | 455329
2016-11-18 02:00 | 0 | 0.75477 | 441714
2016-11-18 03:00 | 0 | 0.75522 | 420225
2016-11-18 04:00 | 0 | 0.75388 | 397919
2016-11-18 05:00 | 0 | 0.75334 | 377492
2016-11-18 06:00 | 0 | 0.74747 | 361446
2016-11-18 07:00 | 0 | 0.74383 | 351750
2016-11-18 08:00 | 0 | 0.74888 | 347859
2016-11-18 09:00 | 0 | 0.75631 | 350172
2016-11-18 10:00 | 0 | 0.76008 | 362246
2016-11-18 11:00 | 0 | 0.76537 | 390730
2016-11-18 12:00 | 0 | 0.76482 | 415430
2016-11-18 13:00 | 2.35e-05 | 0.76036 | 424480
2016-11-18 14:00 | 0.1318 | 0.74901 | 429303
2016-11-18 15:00 | 0.58081 | 0.78372 | 432262
2016-11-18 16:00 | 0.67854 | 0.79347 | 432288
2016-11-18 17:00 | 0.66039 | 0.78354 | 431234
2016-11-18 18:00 | 0.6255 | 0.77327 | 431637
2016-11-18 19:00 | 0.60785 | 0.76908 | 431202
2016-11-18 20:00 | 0.62143 | 0.76299 | 429761
2016-11-18 21:00 | 0.65265 | 0.74902 | 429356
2016-11-18 22:00 | 0.60903 | 0.71976 | 436510
2016-11-18 23:00 | 0.32916 | 0.69778 | 442370
2016-11-19 | 0.015713 | 0.70358 | 440526
2016-11-19 01:00 | 0 | 0.67843 | 434981
2016-11-19 02:00 | 0 | 0.64497 | 422453
2016-11-19 03:00 | 0 | 0.61165 | 406615
2016-11-19 04:00 | 0 | 0.58258 | 387722
2016-11-19 05:00 | 0 | 0.56013 | 369717
2016-11-19 06:00 | 0 | 0.54125 | 354879
2016-11-19 07:00 | 0 | 0.519 | 344814
2016-11-19 08:00 | 0 | 0.49244 | 339808
2016-11-19 09:00 | 0 | 0.45117 | 340430
2016-11-19 10:00 | 0 | 0.40794 | 345724
2016-11-19 11:00 | 0 | 0.38125 | 356890
2016-11-19 12:00 | 0 | 0.36273 | 371621
2016-11-19 13:00 | 2.04e-05 | 0.34648 | 386603
2016-11-19 14:00 | 0.12827 | 0.26343 | 398800
2016-11-19 15:00 | 0.53421 | 0.26304 | 405020
2016-11-19 16:00 | 0.65757 | 0.30987 | 406368
2016-11-19 17:00 | 0.63824 | 0.33489 | 404935
2016-11-19 18:00 | 0.59851 | 0.35106 | 402033
2016-11-19 19:00 | 0.58113 | 0.36259 | 399027
2016-11-19 20:00 | 0.59317 | 0.37013 | 397484
2016-11-19 21:00 | 0.62465 | 0.36828 | 400502
2016-11-19 22:00 | 0.58108 | 0.36779 | 413683
2016-11-19 23:00 | 0.26681 | 0.4896 | 427279
2016-11-20 | 0.011802 | 0.54532 | 431645
2016-11-20 01:00 | 0 | 0.55647 | 430975
2016-11-20 02:00 | 0 | 0.5548 | 423762
2016-11-20 03:00 | 0 | 0.57318 | 411879
2016-11-20 04:00 | 0 | 0.58705 | 396011
2016-11-20 05:00 | 0 | 0.58949 | 382816
2016-11-20 06:00 | 0 | 0.58018 | 371724
2016-11-20 07:00 | 0 | 0.56837 | 364615
2016-11-20 08:00 | 0 | 0.5557 | 361541
2016-11-20 09:00 | 0 | 0.52701 | 362066
2016-11-20 10:00 | 0 | 0.50121 | 367715
2016-11-20 11:00 | 0 | 0.48104 | 377998
2016-11-20 12:00 | 0 | 0.46581 | 390252
2016-11-20 13:00 | 2.28e-05 | 0.44773 | 404595
2016-11-20 14:00 | 0.095506 | 0.33938 | 413303
2016-11-20 15:00 | 0.42029 | 0.29386 | 413355
2016-11-20 16:00 | 0.52859 | 0.31263 | 411016
2016-11-20 17:00 | 0.53046 | 0.30861 | 408200
2016-11-20 18:00 | 0.50024 | 0.28805 | 405059
2016-11-20 19:00 | 0.48172 | 0.26147 | 402637
2016-11-20 20:00 | 0.47902 | 0.23499 | 402846
2016-11-20 21:00 | 0.46255 | 0.20869 | 409160
2016-11-20 22:00 | 0.37658 | 0.25825 | 426655
2016-11-20 23:00 | 0.13829 | 0.4101 | 444859
2016-11-21 | 0.0076254 | 0.51124 | 452735
2016-11-21 01:00 | 0 | 0.55683 | 453663
2016-11-21 02:00 | 0 | 0.56372 | 444215
2016-11-21 03:00 | 0 | 0.55238 | 429663
2016-11-21 04:00 | 0 | 0.53917 | 412088
2016-11-21 05:00 | 0 | 0.52499 | 396983
2016-11-21 06:00 | 0 | 0.50086 | 386667
2016-11-21 07:00 | 0 | 0.47638 | 381643
2016-11-21 08:00 | 0 | 0.45753 | 380988
2016-11-21 09:00 | 0 | 0.42783 | 385774
2016-11-21 10:00 | 0 | 0.39814 | 400883
2016-11-21 11:00 | 0 | 0.38833 | 433200
2016-11-21 12:00 | 0 | 0.39541 | 460210
2016-11-21 13:00 | 1.79e-05 | 0.40546 | 470429
2016-11-21 14:00 | 0.047487 | 0.35284 | 469601
2016-11-21 15:00 | 0.16175 | 0.27948 | 464608
2016-11-21 16:00 | 0.2712 | 0.27336 | 457689
2016-11-21 17:00 | 0.34147 | 0.32378 | 450508
2016-11-21 18:00 | 0.36637 | 0.38846 | 445167
2016-11-21 19:00 | 0.36407 | 0.42079 | 440899
2016-11-21 20:00 | 0.34632 | 0.44456 | 439651
2016-11-21 21:00 | 0.31713 | 0.46849 | 444452
2016-11-21 22:00 | 0.26344 | 0.57538 | 462555
2016-11-21 23:00 | 0.16766 | 0.71958 | 478994
2016-11-22 | 0.013395 | 0.74609 | 485243
2016-11-22 01:00 | 0 | 0.73725 | 484328
2016-11-22 02:00 | 0 | 0.72005 | 472096
2016-11-22 03:00 | 0 | 0.70695 | 451534
2016-11-22 04:00 | 0 | 0.69181 | 430349
2016-11-22 05:00 | 0 | 0.68076 | 411026
2016-11-22 06:00 | 0 | 0.66705 | 398180
2016-11-22 07:00 | 0 | 0.65902 | 390171
2016-11-22 08:00 | 0 | 0.6425 | 387592
2016-11-22 09:00 | 0 | 0.63075 | 391911
2016-11-22 10:00 | 0 | 0.62603 | 404976
2016-11-22 11:00 | 0 | 0.61974 | 433602
2016-11-22 12:00 | 0 | 0.61231 | 457480
2016-11-22 13:00 | 5.38e-08 | 0.60802 | 466043
2016-11-22 14:00 | 0.071122 | 0.53612 | 464785
2016-11-22 15:00 | 0.42971 | 0.49679 | 460742
2016-11-22 16:00 | 0.58341 | 0.54037 | 454831
2016-11-22 17:00 | 0.5959 | 0.57232 | 447871
2016-11-22 18:00 | 0.55742 | 0.57981 | 444399
2016-11-22 19:00 | 0.53775 | 0.57499 | 441711
2016-11-22 20:00 | 0.54466 | 0.56715 | 440798
2016-11-22 21:00 | 0.56203 | 0.55205 | 445928
2016-11-22 22:00 | 0.5217 | 0.55696 | 461392
2016-11-22 23:00 | 0.25109 | 0.597 | 474383
2016-11-23 | 0.0063784 | 0.58402 | 478166
2016-11-23 01:00 | 0 | 0.56081 | 475989
2016-11-23 02:00 | 0 | 0.53674 | 464330
2016-11-23 03:00 | 0 | 0.52083 | 445737
2016-11-23 04:00 | 0 | 0.51232 | 424766
2016-11-23 05:00 | 0 | 0.50481 | 405449
2016-11-23 06:00 | 0 | 0.49932 | 391023
2016-11-23 07:00 | 0 | 0.49426 | 381703
2016-11-23 08:00 | 0 | 0.48526 | 377086
2016-11-23 09:00 | 0 | 0.46916 | 378179
2016-11-23 10:00 | 0 | 0.45492 | 387805
2016-11-23 11:00 | 0 | 0.44024 | 410565
2016-11-23 12:00 | 0 | 0.42182 | 432308
2016-11-23 13:00 | 1.07e-05 | 0.40312 | 445040
2016-11-23 14:00 | 0.15702 | 0.29931 | 450014
2016-11-23 15:00 | 0.48034 | 0.27772 | 451262
2016-11-23 16:00 | 0.59334 | 0.25622 | 448505
2016-11-23 17:00 | 0.59953 | 0.22649 | 443676
2016-11-23 18:00 | 0.57029 | 0.20794 | 439557
2016-11-23 19:00 | 0.55756 | 0.20172 | 437064
2016-11-23 20:00 | 0.57509 | 0.19807 | 435214
2016-11-23 21:00 | 0.60588 | 0.18519 | 438616
2016-11-23 22:00 | 0.56652 | 0.19381 | 450517
2016-11-23 23:00 | 0.25987 | 0.25727 | 457499
2016-11-24 | 0.019017 | 0.29588 | 457519
2016-11-24 01:00 | 0 | 0.32361 | 452882
2016-11-24 02:00 | 0 | 0.34824 | 440455
2016-11-24 03:00 | 0 | 0.37973 | 422019
2016-11-24 04:00 | 0 | 0.39879 | 400437
2016-11-24 05:00 | 0 | 0.40114 | 378621
2016-11-24 06:00 | 0 | 0.39981 | 361370
2016-11-24 07:00 | 0 | 0.39257 | 349616
2016-11-24 08:00 | 0 | 0.38735 | 342238
2016-11-24 09:00 | 0 | 0.38313 | 339265
2016-11-24 10:00 | 0 | 0.37911 | 341378
2016-11-24 11:00 | 0 | 0.38104 | 349184
2016-11-24 12:00 | 0 | 0.38145 | 360350
2016-11-24 13:00 | 8.1e-06 | 0.37974 | 378419
2016-11-24 14:00 | 0.121 | 0.31725 | 397131
2016-11-24 15:00 | 0.45457 | 0.24927 | 410459
2016-11-24 16:00 | 0.5999 | 0.29506 | 417634
2016-11-24 17:00 | 0.60157 | 0.36437 | 414375
2016-11-24 18:00 | 0.57085 | 0.37716 | 404355
2016-11-24 19:00 | 0.55488 | 0.37331 | 395055
2016-11-24 20:00 | 0.56753 | 0.37195 | 386948
2016-11-24 21:00 | 0.58479 | 0.36533 | 381058
2016-11-24 22:00 | 0.54184 | 0.36161 | 380683
2016-11-24 23:00 | 0.24719 | 0.42876 | 383072
2016-11-25 | 0.0064978 | 0.45052 | 383138
2016-11-25 01:00 | 0 | 0.45735 | 382911
2016-11-25 02:00 | 0 | 0.46304 | 377658
2016-11-25 03:00 | 0 | 0.47665 | 369843
2016-11-25 04:00 | 0 | 0.49226 | 358662
2016-11-25 05:00 | 0 | 0.50467 | 346627
2016-11-25 06:00 | 0 | 0.51445 | 336310
2016-11-25 07:00 | 0 | 0.52252 | 328607
2016-11-25 08:00 | 0 | 0.51631 | 325091
2016-11-25 09:00 | 0 | 0.50504 | 326511
2016-11-25 10:00 | 0 | 0.49899 | 331977
2016-11-25 11:00 | 0 | 0.48956 | 343329
2016-11-25 12:00 | 0 | 0.47574 | 357486
2016-11-25 13:00 | 3.02e-07 | 0.46332 | 371226
2016-11-25 14:00 | 0.11004 | 0.38056 | 383890
2016-11-25 15:00 | 0.48557 | 0.23888 | 391571
2016-11-25 16:00 | 0.60668 | 0.16614 | 395380
2016-11-25 17:00 | 0.58435 | 0.15312 | 396317
2016-11-25 18:00 | 0.55642 | 0.16035 | 394411
2016-11-25 19:00 | 0.53961 | 0.17186 | 392762
2016-11-25 20:00 | 0.54595 | 0.17577 | 391901
2016-11-25 21:00 | 0.55706 | 0.21905 | 396044
2016-11-25 22:00 | 0.50413 | 0.32492 | 406896
2016-11-25 23:00 | 0.19677 | 0.45298 | 416199
2016-11-26 | 0.0051314 | 0.55427 | 418426
2016-11-26 01:00 | 0 | 0.62732 | 415820
2016-11-26 02:00 | 0 | 0.67196 | 407072
2016-11-26 03:00 | 0 | 0.68767 | 393596
2016-11-26 04:00 | 0 | 0.67958 | 378696
2016-11-26 05:00 | 0 | 0.6632 | 361931
2016-11-26 06:00 | 0 | 0.64051 | 349185
2016-11-26 07:00 | 0 | 0.61417 | 340395
2016-11-26 08:00 | 0 | 0.58891 | 335497
2016-11-26 09:00 | 0 | 0.57269 | 334757
2016-11-26 10:00 | 0 | 0.56145 | 339519
2016-11-26 11:00 | 0 | 0.54286 | 348815
2016-11-26 12:00 | 0 | 0.51642 | 361410
2016-11-26 13:00 | 0 | 0.4956 | 375765
2016-11-26 14:00 | 0.044908 | 0.40129 | 389723
2016-11-26 15:00 | 0.40162 | 0.23556 | 397906
2016-11-26 16:00 | 0.52884 | 0.19982 | 400428
2016-11-26 17:00 | 0.52598 | 0.24334 | 398878
2016-11-26 18:00 | 0.48968 | 0.27604 | 394611
2016-11-26 19:00 | 0.46614 | 0.28139 | 390173
2016-11-26 20:00 | 0.45634 | 0.2661 | 387851
2016-11-26 21:00 | 0.44754 | 0.2471 | 393039
2016-11-26 22:00 | 0.36802 | 0.27944 | 407750
2016-11-26 23:00 | 0.15401 | 0.36775 | 422463
2016-11-27 | 0.0021298 | 0.45758 | 428188
2016-11-27 01:00 | 0 | 0.51509 | 427833
2016-11-27 02:00 | 0 | 0.5554 | 420951
2016-11-27 03:00 | 0 | 0.56885 | 409666
2016-11-27 04:00 | 0 | 0.57004 | 395489
2016-11-27 05:00 | 0 | 0.5569 | 380970
2016-11-27 06:00 | 0 | 0.53262 | 368714
2016-11-27 07:00 | 0 | 0.51194 | 360779
2016-11-27 08:00 | 0 | 0.49535 | 357817
2016-11-27 09:00 | 0 | 0.481 | 357740
2016-11-27 10:00 | 0 | 0.49657 | 362297
2016-11-27 11:00 | 0 | 0.53261 | 371445
2016-11-27 12:00 | 0 | 0.56333 | 383264
2016-11-27 13:00 | 0 | 0.58346 | 394819
2016-11-27 14:00 | 0.035921 | 0.57758 | 400599
2016-11-27 15:00 | 0.24958 | 0.59099 | 400939
2016-11-27 16:00 | 0.39952 | 0.60306 | 399311
2016-11-27 17:00 | 0.45151 | 0.63772 | 397982
2016-11-27 18:00 | 0.4475 | 0.67485 | 397282
2016-11-27 19:00 | 0.44125 | 0.70498 | 396576
2016-11-27 20:00 | 0.44049 | 0.72842 | 398083
2016-11-27 21:00 | 0.43384 | 0.76141 | 406538
2016-11-27 22:00 | 0.37243 | 0.81079 | 427369
2016-11-27 23:00 | 0.16594 | 0.85209 | 444427
2016-11-28 | 0.005972 | 0.86063 | 451693
2016-11-28 01:00 | 0 | 0.86156 | 450201
2016-11-28 02:00 | 0 | 0.86247 | 436097
2016-11-28 03:00 | 0 | 0.86837 | 420486
2016-11-28 04:00 | 0 | 0.87844 | 399764
2016-11-28 05:00 | 0 | 0.88867 | 383424
2016-11-28 06:00 | 0 | 0.89231 | 369420
2016-11-28 07:00 | 0 | 0.89313 | 362223
2016-11-28 08:00 | 0 | 0.88596 | 359618
2016-11-28 09:00 | 0 | 0.87818 | 361754
2016-11-28 10:00 | 0 | 0.87255 | 375602
2016-11-28 11:00 | 0 | 0.86657 | 406268
2016-11-28 12:00 | 0 | 0.85771 | 433750
2016-11-28 13:00 | 1.64e-06 | 0.85082 | 445747
2016-11-28 14:00 | 0.12211 | 0.75841 | 450896
2016-11-28 15:00 | 0.32252 | 0.68212 | 453009
2016-11-28 16:00 | 0.43992 | 0.7399 | 452270
2016-11-28 17:00 | 0.46279 | 0.79712 | 449944
2016-11-28 18:00 | 0.45789 | 0.80492 | 447330
2016-11-28 19:00 | 0.45144 | 0.80753 | 445643
2016-11-28 20:00 | 0.4538 | 0.79765 | 445537
2016-11-28 21:00 | 0.44493 | 0.78527 | 451033
2016-11-28 22:00 | 0.36771 | 0.80125 | 466339
2016-11-28 23:00 | 0.17167 | 0.82248 | 477026
2016-11-29 | 0.0057514 | 0.82804 | 480299
2016-11-29 01:00 | 0 | 0.83238 | 476024
2016-11-29 02:00 | 0 | 0.83226 | 460372
2016-11-29 03:00 | 0 | 0.83047 | 437418
2016-11-29 04:00 | 0 | 0.82832 | 411152
2016-11-29 05:00 | 0 | 0.82341 | 388395
2016-11-29 06:00 | 0 | 0.81067 | 370865
2016-11-29 07:00 | 0 | 0.79561 | 359202
2016-11-29 08:00 | 0 | 0.78704 | 353473
2016-11-29 09:00 | 0 | 0.78 | 354019
2016-11-29 10:00 | 0 | 0.77162 | 364087
2016-11-29 11:00 | 0 | 0.76743 | 392679
2016-11-29 12:00 | 0 | 0.76713 | 421206
2016-11-29 13:00 | 1.17e-06 | 0.76016 | 434752
2016-11-29 14:00 | 0.064637 | 0.61128 | 442692
2016-11-29 15:00 | 0.44369 | 0.5614 | 447076
2016-11-29 16:00 | 0.59592 | 0.65794 | 447270
2016-11-29 17:00 | 0.58334 | 0.66232 | 446183
2016-11-29 18:00 | 0.53401 | 0.6689 | 445690
2016-11-29 19:00 | 0.51469 | 0.68341 | 443770
2016-11-29 20:00 | 0.52267 | 0.69429 | 441815
2016-11-29 21:00 | 0.53711 | 0.69798 | 444535
2016-11-29 22:00 | 0.50151 | 0.71978 | 457321
2016-11-29 23:00 | 0.26146 | 0.78818 | 470093
2016-11-30 | 0.0054853 | 0.80524 | 475132
2016-11-30 01:00 | 0 | 0.79608 | 472057
2016-11-30 02:00 | 0 | 0.77829 | 457313
2016-11-30 03:00 | 0 | 0.75044 | 435628
2016-11-30 04:00 | 0 | 0.72647 | 410476
2016-11-30 05:00 | 0 | 0.70765 | 387059
2016-11-30 06:00 | 0 | 0.69154 | 369075
2016-11-30 07:00 | 0 | 0.67188 | 357559
2016-11-30 08:00 | 0 | 0.65433 | 351988
2016-11-30 09:00 | 0 | 0.6433 | 353346
2016-11-30 10:00 | 0 | 0.63063 | 365143
2016-11-30 11:00 | 0 | 0.62208 | 393457
2016-11-30 12:00 | 0 | 0.61172 | 421615
2016-11-30 13:00 | 6.54e-07 | 0.60021 | 435659
2016-11-30 14:00 | 0.079457 | 0.4887 | 444282
2016-11-30 15:00 | 0.51423 | 0.45855 | 448406
2016-11-30 16:00 | 0.60731 | 0.54408 | 449393
2016-11-30 17:00 | 0.59735 | 0.57301 | 447517
2016-11-30 18:00 | 0.56552 | 0.58707 | 445504
2016-11-30 19:00 | 0.55117 | 0.59047 | 444301
2016-11-30 20:00 | 0.56274 | 0.57976 | 442947
2016-11-30 21:00 | 0.58199 | 0.54561 | 446786
2016-11-30 22:00 | 0.50834 | 0.52033 | 459609
2016-11-30 23:00 | 0.2085 | 0.54398 | 471628
2016-12-01 | 0.0036948 | 0.53425 | 477172
2016-12-01 01:00 | 0 | 0.51084 | 475680
2016-12-01 02:00 | 0 | 0.49517 | 462867
2016-12-01 03:00 | 0 | 0.49652 | 441928
2016-12-01 04:00 | 0 | 0.50189 | 418210
2016-12-01 05:00 | 0 | 0.49543 | 396190
2016-12-01 06:00 | 0 | 0.47781 | 379482
2016-12-01 07:00 | 0 | 0.45 | 369828
2016-12-01 08:00 | 0 | 0.41916 | 366207
2016-12-01 09:00 | 0 | 0.39518 | 369381
2016-12-01 10:00 | 0 | 0.37678 | 382798
2016-12-01 11:00 | 0 | 0.35841 | 412850
2016-12-01 12:00 | 0 | 0.34052 | 442143
2016-12-01 13:00 | 3.68e-07 | 0.32454 | 454793
2016-12-01 14:00 | 0.075276 | 0.21397 | 458619
2016-12-01 15:00 | 0.38044 | 0.13045 | 458254
2016-12-01 16:00 | 0.51899 | 0.13692 | 454588
2016-12-01 17:00 | 0.54224 | 0.15019 | 449213
2016-12-01 18:00 | 0.52142 | 0.14664 | 445828
2016-12-01 19:00 | 0.50748 | 0.13943 | 443702
2016-12-01 20:00 | 0.51613 | 0.13196 | 441771
2016-12-01 21:00 | 0.51749 | 0.12192 | 445029
2016-12-01 22:00 | 0.45191 | 0.14686 | 460354
2016-12-01 23:00 | 0.20552 | 0.17404 | 476034
2016-12-02 | 0.0044039 | 0.2005 | 483265
2016-12-02 01:00 | 0 | 0.22091 | 484225
2016-12-02 02:00 | 0 | 0.2302 | 474133
2016-12-02 03:00 | 0 | 0.22875 | 454348
2016-12-02 04:00 | 0 | 0.22165 | 431309
2016-12-02 05:00 | 0 | 0.2116 | 410862
2016-12-02 06:00 | 0 | 0.19915 | 395520
2016-12-02 07:00 | 0 | 0.18933 | 386345
2016-12-02 08:00 | 0 | 0.18139 | 382964
2016-12-02 09:00 | 0 | 0.17482 | 385768
2016-12-02 10:00 | 0 | 0.17731 | 398872
2016-12-02 11:00 | 0 | 0.1835 | 430263
2016-12-02 12:00 | 0 | 0.18285 | 458440
2016-12-02 13:00 | 0 | 0.17333 | 468105
2016-12-02 14:00 | 0.023716 | 0.12772 | 468340
2016-12-02 15:00 | 0.27647 | 0.083993 | 463520
2016-12-02 16:00 | 0.45127 | 0.078079 | 456429
2016-12-02 17:00 | 0.49044 | 0.078895 | 449418
2016-12-02 18:00 | 0.46246 | 0.082008 | 445013
2016-12-02 19:00 | 0.44692 | 0.088946 | 441327
2016-12-02 20:00 | 0.44766 | 0.1035 | 439813
2016-12-02 21:00 | 0.43701 | 0.12084 | 444457
2016-12-02 22:00 | 0.37965 | 0.16818 | 458344
2016-12-02 23:00 | 0.20342 | 0.24082 | 471340
2016-12-03 | 0.0043175 | 0.2766 | 474735
2016-12-03 01:00 | 0 | 0.27678 | 473002
2016-12-03 02:00 | 0 | 0.27878 | 463743
2016-12-03 03:00 | 0 | 0.28163 | 447592
2016-12-03 04:00 | 0 | 0.28827 | 428138
2016-12-03 05:00 | 0 | 0.31022 | 409157
2016-12-03 06:00 | 0 | 0.34627 | 394654
2016-12-03 07:00 | 0 | 0.36598 | 384381
2016-12-03 08:00 | 0 | 0.37209 | 378927
2016-12-03 09:00 | 0 | 0.36603 | 377562
2016-12-03 10:00 | 0 | 0.35989 | 382297
2016-12-03 11:00 | 0 | 0.35486 | 391458
2016-12-03 12:00 | 0 | 0.35101 | 405403
2016-12-03 13:00 | 0 | 0.34618 | 420327
2016-12-03 14:00 | 0.010415 | 0.31962 | 431496
2016-12-03 15:00 | 0.3417 | 0.26155 | 436825
2016-12-03 16:00 | 0.5067 | 0.2622 | 436892
2016-12-03 17:00 | 0.53023 | 0.27953 | 433208
2016-12-03 18:00 | 0.50603 | 0.29538 | 428346
2016-12-03 19:00 | 0.4895 | 0.30512 | 425207
2016-12-03 20:00 | 0.5011 | 0.31072 | 424515
2016-12-03 21:00 | 0.52368 | 0.31031 | 429335
2016-12-03 22:00 | 0.48387 | 0.34397 | 445857
2016-12-03 23:00 | 0.22706 | 0.39629 | 456957
2016-12-04 | 0.0034572 | 0.41572 | 459226
2016-12-04 01:00 | 0 | 0.41466 | 457461
2016-12-04 02:00 | 0 | 0.40948 | 448462
2016-12-04 03:00 | 0 | 0.40924 | 434284
2016-12-04 04:00 | 0 | 0.41404 | 416817
2016-12-04 05:00 | 0 | 0.42155 | 399836
2016-12-04 06:00 | 0 | 0.42689 | 384940
2016-12-04 07:00 | 0 | 0.42916 | 373882
2016-12-04 08:00 | 0 | 0.43392 | 367585
2016-12-04 09:00 | 0 | 0.4481 | 365589
2016-12-04 10:00 | 0 | 0.46704 | 367383
2016-12-04 11:00 | 0 | 0.484 | 374978
2016-12-04 12:00 | 0 | 0.49218 | 385505
2016-12-04 13:00 | 0 | 0.48617 | 400585
2016-12-04 14:00 | 0.084526 | 0.4279 | 413990
2016-12-04 15:00 | 0.44933 | 0.28953 | 420910
2016-12-04 16:00 | 0.58094 | 0.22532 | 423653
2016-12-04 17:00 | 0.58468 | 0.23684 | 425473
2016-12-04 18:00 | 0.55484 | 0.26556 | 426290
2016-12-04 19:00 | 0.53626 | 0.27978 | 425797
2016-12-04 20:00 | 0.55151 | 0.27263 | 426201
2016-12-04 21:00 | 0.5771 | 0.26416 | 435167
2016-12-04 22:00 | 0.52969 | 0.30235 | 453288
2016-12-04 23:00 | 0.2165 | 0.36076 | 468054
2016-12-05 | 0.0021879 | 0.44793 | 474630
2016-12-05 01:00 | 0 | 0.51961 | 474565
2016-12-05 02:00 | 0 | 0.55978 | 462403
2016-12-05 03:00 | 0 | 0.57518 | 442384
2016-12-05 04:00 | 0 | 0.58157 | 420138
2016-12-05 05:00 | 0 | 0.58428 | 400445
2016-12-05 06:00 | 0 | 0.58401 | 385515
2016-12-05 07:00 | 0 | 0.58855 | 376224
2016-12-05 08:00 | 0 | 0.58883 | 372708
2016-12-05 09:00 | 0 | 0.57856 | 376676
2016-12-05 10:00 | 0 | 0.57008 | 390407
2016-12-05 11:00 | 0 | 0.56614 | 421183
2016-12-05 12:00 | 0 | 0.55934 | 451832
2016-12-05 13:00 | 0 | 0.55978 | 466587
2016-12-05 14:00 | 0.086458 | 0.51421 | 473979
2016-12-05 15:00 | 0.38223 | 0.43041 | 476630
2016-12-05 16:00 | 0.52056 | 0.49824 | 473521
2016-12-05 17:00 | 0.54372 | 0.59164 | 469196
2016-12-05 18:00 | 0.5247 | 0.63863 | 464977
2016-12-05 19:00 | 0.5189 | 0.66625 | 462140
2016-12-05 20:00 | 0.53984 | 0.67445 | 460300
2016-12-05 21:00 | 0.56598 | 0.66812 | 466385
2016-12-05 22:00 | 0.5027 | 0.6874 | 485100
2016-12-05 23:00 | 0.17557 | 0.74605 | 500221
2016-12-06 | 0.0021579 | 0.77482 | 505617
2016-12-06 01:00 | 0 | 0.77708 | 503684
2016-12-06 02:00 | 0 | 0.76156 | 489900
2016-12-06 03:00 | 0 | 0.7342 | 466299
2016-12-06 04:00 | 0 | 0.70473 | 439753
2016-12-06 05:00 | 0 | 0.69718 | 416325
2016-12-06 06:00 | 0 | 0.70201 | 398910
2016-12-06 07:00 | 0 | 0.7155 | 388642
2016-12-06 08:00 | 0 | 0.73226 | 383548
2016-12-06 09:00 | 0 | 0.74305 | 385909
2016-12-06 10:00 | 0 | 0.74738 | 399364
2016-12-06 11:00 | 0 | 0.74899 | 428384
2016-12-06 12:00 | 0 | 0.73473 | 457657
2016-12-06 13:00 | 0 | 0.70809 | 470719
2016-12-06 14:00 | 0.035758 | 0.64717 | 477873
2016-12-06 15:00 | 0.27608 | 0.66903 | 480748
2016-12-06 16:00 | 0.44022 | 0.65898 | 479528
2016-12-06 17:00 | 0.48498 | 0.6071 | 475564
2016-12-06 18:00 | 0.47262 | 0.56551 | 472105
2016-12-06 19:00 | 0.45722 | 0.54106 | 469315
2016-12-06 20:00 | 0.457 | 0.52495 | 468827
2016-12-06 21:00 | 0.45102 | 0.50983 | 474872
2016-12-06 22:00 | 0.38697 | 0.50096 | 489968
2016-12-06 23:00 | 0.17504 | 0.50976 | 503644
2016-12-07 | 0.0018476 | 0.52129 | 509312
2016-12-07 01:00 | 0 | 0.52843 | 507253
2016-12-07 02:00 | 0 | 0.53199 | 494187
2016-12-07 03:00 | 0 | 0.531 | 471487
2016-12-07 04:00 | 0 | 0.53239 | 447099
2016-12-07 05:00 | 0 | 0.53418 | 425025
2016-12-07 06:00 | 0 | 0.53461 | 407421
2016-12-07 07:00 | 0 | 0.53789 | 397029
2016-12-07 08:00 | 0 | 0.53696 | 393111
2016-12-07 09:00 | 0 | 0.53575 | 395627
2016-12-07 10:00 | 0 | 0.54079 | 408777
2016-12-07 11:00 | 0 | 0.54205 | 438605
2016-12-07 12:00 | 0 | 0.53809 | 468836
2016-12-07 13:00 | 0 | 0.53541 | 480119
2016-12-07 14:00 | 0.031302 | 0.51584 | 483620
2016-12-07 15:00 | 0.30724 | 0.50513 | 482502
2016-12-07 16:00 | 0.46479 | 0.5121 | 477539
2016-12-07 17:00 | 0.48823 | 0.51384 | 472931
2016-12-07 18:00 | 0.46727 | 0.52133 | 468546
2016-12-07 19:00 | 0.45193 | 0.53857 | 465826
2016-12-07 20:00 | 0.45534 | 0.56744 | 464802
2016-12-07 21:00 | 0.45193 | 0.59754 | 470564
2016-12-07 22:00 | 0.38759 | 0.62722 | 490794
2016-12-07 23:00 | 0.13248 | 0.64055 | 508905
2016-12-08 | 0.0016504 | 0.6377 | 515767
2016-12-08 01:00 | 0 | 0.63352 | 515797
2016-12-08 02:00 | 0 | 0.62273 | 504234
2016-12-08 03:00 | 0 | 0.60625 | 483118
2016-12-08 04:00 | 0 | 0.5889 | 458668
2016-12-08 05:00 | 0 | 0.57979 | 436373
2016-12-08 06:00 | 0 | 0.57567 | 420643
2016-12-08 07:00 | 0 | 0.56996 | 410867
2016-12-08 08:00 | 0 | 0.56088 | 406984
2016-12-08 09:00 | 0 | 0.54868 | 410688
2016-12-08 10:00 | 0 | 0.53491 | 425576
2016-12-08 11:00 | 0 | 0.51904 | 455738
2016-12-08 12:00 | 0 | 0.50178 | 486601
2016-12-08 13:00 | 0 | 0.47384 | 499919
2016-12-08 14:00 | 0.036084 | 0.46173 | 505890
2016-12-08 15:00 | 0.30616 | 0.4667 | 507576
2016-12-08 16:00 | 0.44646 | 0.41765 | 504190
2016-12-08 17:00 | 0.47666 | 0.36463 | 499818
2016-12-08 18:00 | 0.46338 | 0.3338 | 496188
2016-12-08 19:00 | 0.45269 | 0.31167 | 493982
2016-12-08 20:00 | 0.46036 | 0.29035 | 492492
2016-12-08 21:00 | 0.46604 | 0.26458 | 500117
2016-12-08 22:00 | 0.39582 | 0.23091 | 522102
2016-12-08 23:00 | 0.14761 | 0.22619 | 540306
2016-12-09 | 0.00090965 | 0.22761 | 548078
2016-12-09 01:00 | 0 | 0.21949 | 548669
2016-12-09 02:00 | 0 | 0.20393 | 537696
2016-12-09 03:00 | 0 | 0.19003 | 516390
2016-12-09 04:00 | 0 | 0.18574 | 492244
2016-12-09 05:00 | 0 | 0.1884 | 472568
2016-12-09 06:00 | 0 | 0.19501 | 457516
2016-12-09 07:00 | 0 | 0.1973 | 449077
2016-12-09 08:00 | 0 | 0.2012 | 446304
2016-12-09 09:00 | 0 | 0.19975 | 449959
2016-12-09 10:00 | 0 | 0.19276 | 463778
2016-12-09 11:00 | 0 | 0.18667 | 495626
2016-12-09 12:00 | 0 | 0.1805 | 525030
2016-12-09 13:00 | 0 | 0.17716 | 533803
2016-12-09 14:00 | 0.073628 | 0.17035 | 533344
2016-12-09 15:00 | 0.33224 | 0.18212 | 528271
2016-12-09 16:00 | 0.44521 | 0.1807 | 518734
2016-12-09 17:00 | 0.46512 | 0.17127 | 508481
2016-12-09 18:00 | 0.45832 | 0.16523 | 499720
2016-12-09 19:00 | 0.4632 | 0.15836 | 493059
2016-12-09 20:00 | 0.48301 | 0.14915 | 489983
2016-12-09 21:00 | 0.48875 | 0.13358 | 497648
2016-12-09 22:00 | 0.41794 | 0.13665 | 518119
2016-12-09 23:00 | 0.13844 | 0.2133 | 534333
2016-12-10 | 0.0016572 | 0.27827 | 539440
2016-12-10 01:00 | 0 | 0.30034 | 539358
2016-12-10 02:00 | 0 | 0.29871 | 531113
2016-12-10 03:00 | 0 | 0.28979 | 515810
2016-12-10 04:00 | 0 | 0.27821 | 495884
2016-12-10 05:00 | 0 | 0.26299 | 477552
2016-12-10 06:00 | 0 | 0.24804 | 463945
2016-12-10 07:00 | 0 | 0.2357 | 454895
2016-12-10 08:00 | 0 | 0.22819 | 449580
2016-12-10 09:00 | 0 | 0.22808 | 450270
2016-12-10 10:00 | 0 | 0.23373 | 455532
2016-12-10 11:00 | 0 | 0.24478 | 468218
2016-12-10 12:00 | 0 | 0.2597 | 483684
2016-12-10 13:00 | 0 | 0.27714 | 496268
2016-12-10 14:00 | 0.068245 | 0.25973 | 499445
2016-12-10 15:00 | 0.3221 | 0.26231 | 493783
2016-12-10 16:00 | 0.43409 | 0.3221 | 485209
2016-12-10 17:00 | 0.45711 | 0.3693 | 475911
2016-12-10 18:00 | 0.44789 | 0.41473 | 465551
2016-12-10 19:00 | 0.44334 | 0.44939 | 457626
2016-12-10 20:00 | 0.44848 | 0.47325 | 454752
2016-12-10 21:00 | 0.4531 | 0.49736 | 462525
2016-12-10 22:00 | 0.38322 | 0.54916 | 482787
2016-12-10 23:00 | 0.12822 | 0.60337 | 498996
2016-12-11 | 0.0015759 | 0.61427 | 506135
2016-12-11 01:00 | 0 | 0.60542 | 506369
2016-12-11 02:00 | 0 | 0.58958 | 498720
2016-12-11 03:00 | 0 | 0.56752 | 485255
2016-12-11 04:00 | 0 | 0.55007 | 468080
2016-12-11 05:00 | 0 | 0.53822 | 451964
2016-12-11 06:00 | 0 | 0.53197 | 438417
2016-12-11 07:00 | 0 | 0.52462 | 428411
2016-12-11 08:00 | 0 | 0.5215 | 422924
2016-12-11 09:00 | 0 | 0.50582 | 420773
2016-12-11 10:00 | 0 | 0.48206 | 423363
2016-12-11 11:00 | 0 | 0.46154 | 429902
2016-12-11 12:00 | 0 | 0.4478 | 438684
2016-12-11 13:00 | 0 | 0.4376 | 449833
2016-12-11 14:00 | 0.049626 | 0.4148 | 455639
2016-12-11 15:00 | 0.26146 | 0.38197 | 455897
2016-12-11 16:00 | 0.41766 | 0.40624 | 452539
2016-12-11 17:00 | 0.48759 | 0.43942 | 450280
2016-12-11 18:00 | 0.48338 | 0.46778 | 447019
2016-12-11 19:00 | 0.47259 | 0.49091 | 444274
2016-12-11 20:00 | 0.49349 | 0.49773 | 443363
2016-12-11 21:00 | 0.52767 | 0.48093 | 449731
2016-12-11 22:00 | 0.46355 | 0.45661 | 468778
2016-12-11 23:00 | 0.17172 | 0.4649 | 483949
2016-12-12 | 0.001935 | 0.44827 | 490456
2016-12-12 01:00 | 0 | 0.43232 | 490156
2016-12-12 02:00 | 0 | 0.42136 | 477727
2016-12-12 03:00 | 0 | 0.41285 | 458047
2016-12-12 04:00 | 0 | 0.39789 | 435517
2016-12-12 05:00 | 0 | 0.38182 | 413850
2016-12-12 06:00 | 0 | 0.37219 | 397790
2016-12-12 07:00 | 0 | 0.36289 | 388280
2016-12-12 08:00 | 0 | 0.36081 | 383816
2016-12-12 09:00 | 0 | 0.35374 | 386705
2016-12-12 10:00 | 0 | 0.34712 | 399214
2016-12-12 11:00 | 0 | 0.34327 | 428769
2016-12-12 12:00 | 0 | 0.33818 | 459733
2016-12-12 13:00 | 0 | 0.33465 | 474570
2016-12-12 14:00 | 0.077631 | 0.30513 | 481857
2016-12-12 15:00 | 0.30685 | 0.23626 | 485452
2016-12-12 16:00 | 0.46542 | 0.22115 | 483680
2016-12-12 17:00 | 0.51106 | 0.2825 | 479136
2016-12-12 18:00 | 0.49055 | 0.34181 | 474502
2016-12-12 19:00 | 0.47486 | 0.3706 | 469330
2016-12-12 20:00 | 0.48472 | 0.3801 | 465665
2016-12-12 21:00 | 0.4916 | 0.37379 | 471122
2016-12-12 22:00 | 0.4152 | 0.39711 | 489289
2016-12-12 23:00 | 0.12978 | 0.44643 | 506586
2016-12-13 | 0.00099876 | 0.47251 | 513426
2016-12-13 01:00 | 0 | 0.49353 | 512445
2016-12-13 02:00 | 0 | 0.50773 | 498922
2016-12-13 03:00 | 0 | 0.51291 | 477079
2016-12-13 04:00 | 0 | 0.51902 | 450772
2016-12-13 05:00 | 0 | 0.5228 | 428061
2016-12-13 06:00 | 0 | 0.52392 | 411296
2016-12-13 07:00 | 0 | 0.51696 | 400863
2016-12-13 08:00 | 0 | 0.5064 | 396104
2016-12-13 09:00 | 0 | 0.48999 | 398352
2016-12-13 10:00 | 0 | 0.47742 | 412311
2016-12-13 11:00 | 0 | 0.47191 | 439986
2016-12-13 12:00 | 0 | 0.46213 | 468628
2016-12-13 13:00 | 0 | 0.44846 | 480429
2016-12-13 14:00 | 0.079673 | 0.4334 | 485323
2016-12-13 15:00 | 0.36042 | 0.38239 | 488028
2016-12-13 16:00 | 0.50833 | 0.33076 | 485695
2016-12-13 17:00 | 0.53494 | 0.34645 | 482159
2016-12-13 18:00 | 0.50567 | 0.37945 | 479438
2016-12-13 19:00 | 0.48803 | 0.40256 | 478435
2016-12-13 20:00 | 0.50054 | 0.41754 | 478561
2016-12-13 21:00 | 0.5013 | 0.41498 | 484659
2016-12-13 22:00 | 0.42526 | 0.41143 | 501507
2016-12-13 23:00 | 0.15114 | 0.48402 | 516581
2016-12-14 | 0.0016147 | 0.53873 | 522850
2016-12-14 01:00 | 0 | 0.53782 | 520842
2016-12-14 02:00 | 0 | 0.52724 | 507901
2016-12-14 03:00 | 0 | 0.52285 | 486219
2016-12-14 04:00 | 0 | 0.51513 | 461112
2016-12-14 05:00 | 0 | 0.50034 | 437754
2016-12-14 06:00 | 0 | 0.48417 | 420383
2016-12-14 07:00 | 0 | 0.46386 | 409972
2016-12-14 08:00 | 0 | 0.44649 | 405901
2016-12-14 09:00 | 0 | 0.44195 | 408921
2016-12-14 10:00 | 0 | 0.44337 | 423189
2016-12-14 11:00 | 0 | 0.44976 | 453577
2016-12-14 12:00 | 0 | 0.46149 | 483151
2016-12-14 13:00 | 0 | 0.471 | 494539
2016-12-14 14:00 | 0.050178 | 0.4405 | 497724
2016-12-14 15:00 | 0.30541 | 0.42968 | 495918
2016-12-14 16:00 | 0.43688 | 0.45643 | 492643
2016-12-14 17:00 | 0.48326 | 0.4904 | 488018
2016-12-14 18:00 | 0.47631 | 0.50852 | 486077
2016-12-14 19:00 | 0.47066 | 0.51451 | 484267
2016-12-14 20:00 | 0.48909 | 0.51145 | 485080
2016-12-14 21:00 | 0.49696 | 0.49694 | 493089
2016-12-14 22:00 | 0.41569 | 0.46642 | 512913
2016-12-14 23:00 | 0.15361 | 0.50044 | 530545
2016-12-15 | 0.0014445 | 0.50222 | 537736
2016-12-15 01:00 | 0 | 0.46331 | 537977
2016-12-15 02:00 | 0 | 0.41726 | 527870
2016-12-15 03:00 | 0 | 0.36914 | 508040
2016-12-15 04:00 | 0 | 0.32824 | 483044
2016-12-15 05:00 | 0 | 0.29653 | 460192
2016-12-15 06:00 | 0 | 0.27065 | 444580
2016-12-15 07:00 | 0 | 0.24796 | 435415
2016-12-15 08:00 | 0 | 0.23681 | 432190
2016-12-15 09:00 | 0 | 0.22649 | 436254
2016-12-15 10:00 | 0 | 0.22034 | 453968
2016-12-15 11:00 | 0 | 0.22199 | 485955
2016-12-15 12:00 | 0 | 0.23195 | 516985
2016-12-15 13:00 | 0 | 0.24743 | 529454
2016-12-15 14:00 | 0.034955 | 0.25903 | 532001
2016-12-15 15:00 | 0.25423 | 0.29202 | 530640
2016-12-15 16:00 | 0.34154 | 0.32303 | 526810
2016-12-15 17:00 | 0.36673 | 0.34743 | 521762
2016-12-15 18:00 | 0.3677 | 0.36521 | 517951
2016-12-15 19:00 | 0.36505 | 0.37752 | 515590
2016-12-15 20:00 | 0.36175 | 0.388 | 515718
2016-12-15 21:00 | 0.34756 | 0.40479 | 525072
2016-12-15 22:00 | 0.27463 | 0.42351 | 547634
2016-12-15 23:00 | 0.062033 | 0.48096 | 565975
2016-12-16 | 2.05e-05 | 0.51121 | 573691
2016-12-16 01:00 | 0 | 0.50703 | 574150
2016-12-16 02:00 | 0 | 0.48695 | 563855
2016-12-16 03:00 | 0 | 0.45571 | 542728
2016-12-16 04:00 | 0 | 0.42819 | 516634
2016-12-16 05:00 | 0 | 0.40392 | 494644
2016-12-16 06:00 | 0 | 0.38671 | 478167
2016-12-16 07:00 | 0 | 0.38523 | 468952
2016-12-16 08:00 | 0 | 0.38356 | 464287
2016-12-16 09:00 | 0 | 0.38358 | 466808
2016-12-16 10:00 | 0 | 0.38356 | 480215
2016-12-16 11:00 | 0 | 0.3882 | 509127
2016-12-16 12:00 | 0 | 0.39719 | 536307
2016-12-16 13:00 | 0 | 0.40193 | 546053
2016-12-16 14:00 | 0.029469 | 0.39279 | 547755
2016-12-16 15:00 | 0.18219 | 0.38701 | 545038
2016-12-16 16:00 | 0.32189 | 0.38602 | 537828
2016-12-16 17:00 | 0.39512 | 0.3828 | 527938
2016-12-16 18:00 | 0.41821 | 0.38238 | 521278
2016-12-16 19:00 | 0.42422 | 0.39026 | 516221
2016-12-16 20:00 | 0.4459 | 0.41284 | 512984
2016-12-16 21:00 | 0.47377 | 0.44728 | 516347
2016-12-16 22:00 | 0.42474 | 0.48641 | 528963
2016-12-16 23:00 | 0.16511 | 0.51566 | 538562
2016-12-17 | 0.0017548 | 0.52954 | 538262
2016-12-17 01:00 | 0 | 0.54068 | 534022
2016-12-17 02:00 | 0 | 0.54696 | 521280
2016-12-17 03:00 | 0 | 0.55486 | 502161
2016-12-17 04:00 | 0 | 0.57883 | 478629
2016-12-17 05:00 | 0 | 0.60484 | 456200
2016-12-17 06:00 | 0 | 0.62756 | 438385
2016-12-17 07:00 | 0 | 0.65204 | 425874
2016-12-17 08:00 | 0 | 0.67187 | 418189
2016-12-17 09:00 | 0 | 0.68499 | 415645
2016-12-17 10:00 | 0 | 0.6892 | 418795
2016-12-17 11:00 | 0 | 0.69087 | 427947
2016-12-17 12:00 | 0 | 0.68811 | 441519
2016-12-17 13:00 | 0 | 0.6713 | 458175
2016-12-17 14:00 | 0.040671 | 0.66158 | 474077
2016-12-17 15:00 | 0.34483 | 0.62199 | 484504
2016-12-17 16:00 | 0.54866 | 0.58072 | 487476
2016-12-17 17:00 | 0.55772 | 0.57371 | 484404
2016-12-17 18:00 | 0.5312 | 0.59781 | 478451
2016-12-17 19:00 | 0.51826 | 0.63463 | 472354
2016-12-17 20:00 | 0.53331 | 0.67074 | 468144
2016-12-17 21:00 | 0.55544 | 0.68852 | 470744
2016-12-17 22:00 | 0.54205 | 0.67999 | 484005
2016-12-17 23:00 | 0.22549 | 0.65553 | 495374
2016-12-18 | 0.0018111 | 0.63064 | 499639
2016-12-18 01:00 | 0 | 0.60451 | 500069
2016-12-18 02:00 | 0 | 0.58374 | 491239
2016-12-18 03:00 | 0 | 0.57207 | 479320
2016-12-18 04:00 | 0 | 0.56082 | 461403
2016-12-18 05:00 | 0 | 0.54524 | 443249
2016-12-18 06:00 | 0 | 0.52749 | 427707
2016-12-18 07:00 | 0 | 0.51122 | 417417
2016-12-18 08:00 | 0 | 0.49654 | 412050
2016-12-18 09:00 | 0 | 0.47064 | 411510
2016-12-18 10:00 | 0 | 0.44009 | 415036
2016-12-18 11:00 | 0 | 0.41713 | 424423
2016-12-18 12:00 | 0 | 0.39853 | 438142
2016-12-18 13:00 | 0 | 0.39174 | 457346
2016-12-18 14:00 | 0.08574 | 0.38993 | 474790
2016-12-18 15:00 | 0.49042 | 0.34076 | 485275
2016-12-18 16:00 | 0.65036 | 0.27617 | 488225
2016-12-18 17:00 | 0.62786 | 0.27764 | 487242
2016-12-18 18:00 | 0.58885 | 0.29185 | 484137
2016-12-18 19:00 | 0.57185 | 0.29843 | 480659
2016-12-18 20:00 | 0.58722 | 0.30567 | 479543
2016-12-18 21:00 | 0.61569 | 0.30905 | 486497
2016-12-18 22:00 | 0.56998 | 0.3594 | 505481
2016-12-18 23:00 | 0.21815 | 0.44216 | 525851
2016-12-19 | 0.002806 | 0.51372 | 537426
2016-12-19 01:00 | 0 | 0.54668 | 542277
2016-12-19 02:00 | 0 | 0.55543 | 534931
2016-12-19 03:00 | 0 | 0.5645 | 519640
2016-12-19 04:00 | 0 | 0.57968 | 499938
2016-12-19 05:00 | 0 | 0.59477 | 481449
2016-12-19 06:00 | 0 | 0.60459 | 468614
2016-12-19 07:00 | 0 | 0.60922 | 461616
2016-12-19 08:00 | 0 | 0.60989 | 459526
2016-12-19 09:00 | 0 | 0.60255 | 463945
2016-12-19 10:00 | 0 | 0.59446 | 480074
2016-12-19 11:00 | 0 | 0.59125 | 510834
2016-12-19 12:00 | 0 | 0.58977 | 542300
2016-12-19 13:00 | 0 | 0.58928 | 559266
2016-12-19 14:00 | 0.034472 | 0.56355 | 565631
2016-12-19 15:00 | 0.43438 | 0.47045 | 563343
2016-12-19 16:00 | 0.59115 | 0.39615 | 555471
2016-12-19 17:00 | 0.58021 | 0.3972 | 545422
2016-12-19 18:00 | 0.55009 | 0.44331 | 536491
2016-12-19 19:00 | 0.53303 | 0.48065 | 528857
2016-12-19 20:00 | 0.54548 | 0.50786 | 525223
2016-12-19 21:00 | 0.5696 | 0.55828 | 529043
2016-12-19 22:00 | 0.50964 | 0.70921 | 548076
2016-12-19 23:00 | 0.22809 | 0.81683 | 567860
2016-12-20 | 0.0029418 | 0.85892 | 576875
2016-12-20 01:00 | 0 | 0.87688 | 577523
2016-12-20 02:00 | 0 | 0.88115 | 566272
2016-12-20 03:00 | 0 | 0.88767 | 545611
2016-12-20 04:00 | 0 | 0.89717 | 520703
2016-12-20 05:00 | 0 | 0.89965 | 498602
2016-12-20 06:00 | 0 | 0.89398 | 480938
2016-12-20 07:00 | 0 | 0.884 | 470824
2016-12-20 08:00 | 0 | 0.869 | 467099
2016-12-20 09:00 | 0 | 0.85397 | 470497
2016-12-20 10:00 | 0 | 0.84754 | 483373
2016-12-20 11:00 | 0 | 0.84386 | 509656
2016-12-20 12:00 | 0 | 0.82415 | 537310
2016-12-20 13:00 | 0 | 0.79622 | 547315
2016-12-20 14:00 | 0.037892 | 0.71372 | 545994
2016-12-20 15:00 | 0.43035 | 0.55863 | 537898
2016-12-20 16:00 | 0.5851 | 0.40151 | 525586
2016-12-20 17:00 | 0.58562 | 0.36268 | 511467
2016-12-20 18:00 | 0.54551 | 0.37676 | 499927
2016-12-20 19:00 | 0.52171 | 0.37875 | 491141
2016-12-20 20:00 | 0.53037 | 0.38089 | 486462
2016-12-20 21:00 | 0.53592 | 0.42794 | 490003
2016-12-20 22:00 | 0.45063 | 0.50718 | 509653
2016-12-20 23:00 | 0.1518 | 0.54771 | 529350
2016-12-21 | 0.0029824 | 0.59463 | 539075
2016-12-21 01:00 | 0 | 0.6364 | 541622
2016-12-21 02:00 | 0 | 0.6761 | 532200
2016-12-21 03:00 | 0 | 0.71479 | 513573
2016-12-21 04:00 | 0 | 0.73252 | 490567
2016-12-21 05:00 | 0 | 0.73452 | 468962
2016-12-21 06:00 | 0 | 0.7343 | 453796
2016-12-21 07:00 | 0 | 0.73454 | 445178
2016-12-21 08:00 | 0 | 0.73425 | 441880
2016-12-21 09:00 | 0 | 0.73834 | 444408
2016-12-21 10:00 | 0 | 0.74579 | 456626
2016-12-21 11:00 | 0 | 0.76246 | 483811
2016-12-21 12:00 | 0 | 0.7826 | 510286
2016-12-21 13:00 | 0 | 0.80063 | 520079
2016-12-21 14:00 | 0.034087 | 0.73504 | 517715
2016-12-21 15:00 | 0.17097 | 0.57903 | 509230
2016-12-21 16:00 | 0.30738 | 0.49612 | 497804
2016-12-21 17:00 | 0.36807 | 0.53692 | 485887
2016-12-21 18:00 | 0.38004 | 0.61254 | 475256
2016-12-21 19:00 | 0.3791 | 0.66402 | 467024
2016-12-21 20:00 | 0.38052 | 0.69069 | 464161
2016-12-21 21:00 | 0.36492 | 0.71917 | 469351
2016-12-21 22:00 | 0.30241 | 0.78256 | 486513
2016-12-21 23:00 | 0.10896 | 0.82479 | 502430
2016-12-22 | 0.0012124 | 0.83637 | 509163
2016-12-22 01:00 | 0 | 0.82779 | 509868
2016-12-22 02:00 | 0 | 0.81489 | 500571
2016-12-22 03:00 | 0 | 0.80652 | 482877
2016-12-22 04:00 | 0 | 0.78658 | 460330
2016-12-22 05:00 | 0 | 0.76152 | 440070
2016-12-22 06:00 | 0 | 0.74035 | 423190
2016-12-22 07:00 | 0 | 0.71191 | 411998
2016-12-22 08:00 | 0 | 0.68555 | 406434
2016-12-22 09:00 | 0 | 0.65724 | 407653
2016-12-22 10:00 | 0 | 0.62109 | 417723
2016-12-22 11:00 | 0 | 0.57785 | 441338
2016-12-22 12:00 | 0 | 0.53364 | 468480
2016-12-22 13:00 | 0 | 0.49787 | 481338
2016-12-22 14:00 | 0.018919 | 0.4309 | 484535
2016-12-22 15:00 | 0.091037 | 0.35842 | 482772
2016-12-22 16:00 | 0.22247 | 0.27019 | 476519
2016-12-22 17:00 | 0.30009 | 0.22943 | 467884
2016-12-22 18:00 | 0.33538 | 0.23819 | 460572
2016-12-22 19:00 | 0.34461 | 0.25639 | 455456
2016-12-22 20:00 | 0.34835 | 0.27997 | 454145
2016-12-22 21:00 | 0.3398 | 0.38178 | 459862
2016-12-22 22:00 | 0.28688 | 0.52788 | 475102
2016-12-22 23:00 | 0.13043 | 0.59947 | 489576
2016-12-23 | 0.0016122 | 0.62738 | 495798
2016-12-23 01:00 | 0 | 0.63333 | 497223
2016-12-23 02:00 | 0 | 0.62986 | 487588
2016-12-23 03:00 | 0 | 0.62675 | 472798
2016-12-23 04:00 | 0 | 0.62705 | 451296
2016-12-23 05:00 | 0 | 0.62692 | 429186
2016-12-23 06:00 | 0 | 0.62615 | 412910
2016-12-23 07:00 | 0 | 0.62134 | 401630
2016-12-23 08:00 | 0 | 0.6171 | 396314
2016-12-23 09:00 | 0 | 0.62294 | 397588
2016-12-23 10:00 | 0 | 0.63818 | 405943
2016-12-23 11:00 | 0 | 0.65648 | 424029
2016-12-23 12:00 | 0 | 0.67075 | 444616
2016-12-23 13:00 | 0 | 0.6697 | 458812
2016-12-23 14:00 | 0.019464 | 0.63157 | 465951
2016-12-23 15:00 | 0.2363 | 0.53461 | 466609
2016-12-23 16:00 | 0.36445 | 0.48939 | 463057
2016-12-23 17:00 | 0.42029 | 0.48697 | 457024
2016-12-23 18:00 | 0.42136 | 0.48154 | 451089
2016-12-23 19:00 | 0.42519 | 0.45183 | 446074
2016-12-23 20:00 | 0.43887 | 0.39245 | 443898
2016-12-23 21:00 | 0.44904 | 0.35112 | 449172
2016-12-23 22:00 | 0.3657 | 0.41582 | 463676
2016-12-23 23:00 | 0.11724 | 0.45572 | 474071
2016-12-24 | 0.00086813 | 0.46013 | 476015
2016-12-24 01:00 | 0 | 0.44129 | 472752
2016-12-24 02:00 | 0 | 0.40968 | 462869
2016-12-24 03:00 | 0 | 0.39241 | 446590
2016-12-24 04:00 | 0 | 0.37783 | 425537
2016-12-24 05:00 | 0 | 0.35993 | 404551
2016-12-24 06:00 | 0 | 0.3388 | 388257
2016-12-24 07:00 | 0 | 0.31799 | 375554
2016-12-24 08:00 | 0 | 0.30513 | 366969
2016-12-24 09:00 | 0 | 0.28924 | 363078
2016-12-24 10:00 | 0 | 0.28067 | 363251
2016-12-24 11:00 | 0 | 0.27563 | 369381
2016-12-24 12:00 | 0 | 0.27428 | 381480
2016-12-24 13:00 | 0 | 0.2834 | 398053
2016-12-24 14:00 | 0.033179 | 0.28864 | 415360
2016-12-24 15:00 | 0.32833 | 0.22943 | 428043
2016-12-24 16:00 | 0.44894 | 0.18798 | 433806
2016-12-24 17:00 | 0.47369 | 0.22227 | 433274
2016-12-24 18:00 | 0.46236 | 0.27503 | 428294
2016-12-24 19:00 | 0.4569 | 0.30938 | 423092
2016-12-24 20:00 | 0.46708 | 0.33916 | 419950
2016-12-24 21:00 | 0.47422 | 0.37689 | 420867
2016-12-24 22:00 | 0.39101 | 0.51925 | 429184
2016-12-24 23:00 | 0.11863 | 0.68853 | 434716
2016-12-25 | 0.0013198 | 0.74563 | 434106
2016-12-25 01:00 | 0 | 0.73086 | 431811
2016-12-25 02:00 | 0 | 0.67189 | 424473
2016-12-25 03:00 | 0 | 0.62163 | 414284
2016-12-25 04:00 | 0 | 0.59541 | 400191
2016-12-25 05:00 | 0 | 0.58242 | 383442
2016-12-25 06:00 | 0 | 0.58787 | 370192
2016-12-25 07:00 | 0 | 0.60199 | 360271
2016-12-25 08:00 | 0 | 0.6126 | 353271
2016-12-25 09:00 | 0 | 0.62226 | 350538
2016-12-25 10:00 | 0 | 0.6482 | 352300
2016-12-25 11:00 | 0 | 0.67752 | 358203
2016-12-25 12:00 | 0 | 0.70663 | 367970
2016-12-25 13:00 | 0 | 0.73766 | 382950
2016-12-25 14:00 | 0.033636 | 0.77113 | 396269
2016-12-25 15:00 | 0.29757 | 0.78498 | 403256
2016-12-25 16:00 | 0.46553 | 0.79523 | 405805
2016-12-25 17:00 | 0.50548 | 0.81045 | 404927
2016-12-25 18:00 | 0.49459 | 0.82808 | 400037
2016-12-25 19:00 | 0.48588 | 0.84999 | 394876
2016-12-25 20:00 | 0.50152 | 0.86734 | 390187
2016-12-25 21:00 | 0.52549 | 0.88805 | 389975
2016-12-25 22:00 | 0.47188 | 0.9048 | 398888
2016-12-25 23:00 | 0.1837 | 0.92466 | 408809
2016-12-26 | 0.0013995 | 0.92253 | 414867
2016-12-26 01:00 | 0 | 0.91107 | 418361
2016-12-26 02:00 | 0 | 0.88883 | 414284
2016-12-26 03:00 | 0 | 0.8814 | 404879
2016-12-26 04:00 | 0 | 0.87328 | 390156
2016-12-26 05:00 | 0 | 0.86757 | 375132
2016-12-26 06:00 | 0 | 0.86395 | 362658
2016-12-26 07:00 | 0 | 0.86203 | 353699
2016-12-26 08:00 | 0 | 0.85667 | 348608
2016-12-26 09:00 | 0 | 0.84155 | 347460
2016-12-26 10:00 | 0 | 0.83064 | 351425
2016-12-26 11:00 | 0 | 0.81583 | 360472
2016-12-26 12:00 | 0 | 0.80204 | 372219
2016-12-26 13:00 | 0 | 0.78995 | 386382
2016-12-26 14:00 | 0.037568 | 0.71759 | 402763
2016-12-26 15:00 | 0.44785 | 0.64497 | 415695
2016-12-26 16:00 | 0.61754 | 0.68585 | 423628
2016-12-26 17:00 | 0.60783 | 0.69351 | 425977
2016-12-26 18:00 | 0.56815 | 0.67925 | 424365
2016-12-26 19:00 | 0.55057 | 0.67451 | 421404
2016-12-26 20:00 | 0.56958 | 0.66289 | 419521
2016-12-26 21:00 | 0.59799 | 0.63181 | 423752
2016-12-26 22:00 | 0.51989 | 0.63488 | 436949
2016-12-26 23:00 | 0.18574 | 0.64107 | 451101
2016-12-27 | 0.0016102 | 0.64278 | 457182
2016-12-27 01:00 | 0 | 0.64502 | 456649
2016-12-27 02:00 | 0 | 0.64303 | 445529
2016-12-27 03:00 | 0 | 0.63856 | 428812
2016-12-27 04:00 | 0 | 0.63855 | 407088
2016-12-27 05:00 | 0 | 0.63862 | 386994
2016-12-27 06:00 | 0 | 0.63699 | 370840
2016-12-27 07:00 | 0 | 0.62298 | 360758
2016-12-27 08:00 | 0 | 0.5995 | 355649
2016-12-27 09:00 | 0 | 0.564 | 355194
2016-12-27 10:00 | 0 | 0.52854 | 363773
2016-12-27 11:00 | 0 | 0.50498 | 381884
2016-12-27 12:00 | 0 | 0.49361 | 404862
2016-12-27 13:00 | 0 | 0.49298 | 423598
2016-12-27 14:00 | 0.076485 | 0.45973 | 438131
2016-12-27 15:00 | 0.4282 | 0.34003 | 446838
2016-12-27 16:00 | 0.57818 | 0.24958 | 449707
2016-12-27 17:00 | 0.58181 | 0.24193 | 447435
2016-12-27 18:00 | 0.5438 | 0.27182 | 443791
2016-12-27 19:00 | 0.52405 | 0.2917 | 440307
2016-12-27 20:00 | 0.53867 | 0.31269 | 438806
2016-12-27 21:00 | 0.56243 | 0.38214 | 441567
2016-12-27 22:00 | 0.48888 | 0.50886 | 455269
2016-12-27 23:00 | 0.18982 | 0.61866 | 470265
2016-12-28 | 0.0027315 | 0.69105 | 475038
2016-12-28 01:00 | 0 | 0.74942 | 473497
2016-12-28 02:00 | 0 | 0.79499 | 462033
2016-12-28 03:00 | 0 | 0.83252 | 443776
2016-12-28 04:00 | 0 | 0.8639 | 422447
2016-12-28 05:00 | 0 | 0.87228 | 402556
2016-12-28 06:00 | 0 | 0.86302 | 387175
2016-12-28 07:00 | 0 | 0.84526 | 377738
2016-12-28 08:00 | 0 | 0.82933 | 373272
2016-12-28 09:00 | 0 | 0.81164 | 374497
2016-12-28 10:00 | 0 | 0.79934 | 384252
2016-12-28 11:00 | 0 | 0.79481 | 403077
2016-12-28 12:00 | 0 | 0.79305 | 427341
2016-12-28 13:00 | 0 | 0.799 | 443446
2016-12-28 14:00 | 0.032394 | 0.74703 | 452691
2016-12-28 15:00 | 0.33795 | 0.57599 | 456814
2016-12-28 16:00 | 0.52394 | 0.47493 | 456842
2016-12-28 17:00 | 0.54613 | 0.54654 | 453459
2016-12-28 18:00 | 0.51369 | 0.62825 | 449712
2016-12-28 19:00 | 0.49848 | 0.65336 | 446431
2016-12-28 20:00 | 0.51459 | 0.6624 | 444718
2016-12-28 21:00 | 0.53599 | 0.69437 | 448630
2016-12-28 22:00 | 0.46663 | 0.79235 | 463782
2016-12-28 23:00 | 0.19042 | 0.87426 | 477506
2016-12-29 | 0.0016683 | 0.91706 | 481095
2016-12-29 01:00 | 0 | 0.92816 | 479408
2016-12-29 02:00 | 0 | 0.9319 | 468166
2016-12-29 03:00 | 0 | 0.93426 | 448978
2016-12-29 04:00 | 0 | 0.93347 | 426749
2016-12-29 05:00 | 0 | 0.9235 | 407362
2016-12-29 06:00 | 0 | 0.91033 | 391950
2016-12-29 07:00 | 0 | 0.89451 | 380919
2016-12-29 08:00 | 0 | 0.87919 | 374964
2016-12-29 09:00 | 0 | 0.86798 | 375678
2016-12-29 10:00 | 0 | 0.85489 | 383293
2016-12-29 11:00 | 0 | 0.84381 | 400267
2016-12-29 12:00 | 0 | 0.83544 | 422823
2016-12-29 13:00 | 0 | 0.82554 | 439712
2016-12-29 14:00 | 0.053651 | 0.74334 | 451937
2016-12-29 15:00 | 0.35059 | 0.65793 | 458406
2016-12-29 16:00 | 0.5094 | 0.66335 | 459642
2016-12-29 17:00 | 0.52178 | 0.67686 | 457177
2016-12-29 18:00 | 0.49245 | 0.65697 | 453413
2016-12-29 19:00 | 0.47417 | 0.61991 | 448588
2016-12-29 20:00 | 0.47443 | 0.58244 | 445166
2016-12-29 21:00 | 0.491 | 0.53842 | 448553
2016-12-29 22:00 | 0.41173 | 0.55844 | 463901
2016-12-29 23:00 | 0.17009 | 0.58742 | 480596
2016-12-30 | 0.0016277 | 0.60732 | 486871
2016-12-30 01:00 | 0 | 0.61598 | 487082
2016-12-30 02:00 | 0 | 0.61955 | 476994
2016-12-30 03:00 | 0 | 0.63139 | 460130
2016-12-30 04:00 | 0 | 0.64122 | 439914
2016-12-30 05:00 | 0 | 0.64251 | 421903
2016-12-30 06:00 | 0 | 0.63847 | 407091
2016-12-30 07:00 | 0 | 0.63143 | 398686
2016-12-30 08:00 | 0 | 0.62491 | 394429
2016-12-30 09:00 | 0 | 0.6231 | 396327
2016-12-30 10:00 | 0 | 0.62508 | 405523
2016-12-30 11:00 | 0 | 0.63262 | 425145
2016-12-30 12:00 | 0 | 0.64758 | 447660
2016-12-30 13:00 | 0 | 0.66833 | 463447
2016-12-30 14:00 | 0.066719 | 0.61355 | 470223
2016-12-30 15:00 | 0.33992 | 0.49243 | 471272
2016-12-30 16:00 | 0.48141 | 0.49189 | 467833
2016-12-30 17:00 | 0.5036 | 0.58274 | 461282
2016-12-30 18:00 | 0.4784 | 0.63601 | 453356
2016-12-30 19:00 | 0.46424 | 0.67126 | 446082
2016-12-30 20:00 | 0.47219 | 0.68752 | 441690
2016-12-30 21:00 | 0.48048 | 0.73834 | 446474
2016-12-30 22:00 | 0.39249 | 0.78405 | 463624
2016-12-30 23:00 | 0.13147 | 0.81133 | 481092
2016-12-31 | 0.0013272 | 0.82084 | 487680
2016-12-31 01:00 | 0 | 0.81546 | 489425
2016-12-31 02:00 | 0 | 0.8063 | 481878
2016-12-31 03:00 | 0 | 0.8072 | 468220
2016-12-31 04:00 | 0 | 0.79934 | 450956
2016-12-31 05:00 | 0 | 0.79354 | 433000
2016-12-31 06:00 | 0 | 0.79506 | 420297
2016-12-31 07:00 | 0 | 0.79259 | 411686
2016-12-31 08:00 | 0 | 0.77895 | 406155
2016-12-31 09:00 | 0 | 0.75431 | 404289
2016-12-31 10:00 | 0 | 0.72933 | 407850
2016-12-31 11:00 | 0 | 0.70563 | 415139
2016-12-31 12:00 | 0 | 0.68337 | 426446
2016-12-31 13:00 | 0 | 0.65616 | 437460
2016-12-31 14:00 | 0.036427 | 0.55801 | 444140
2016-12-31 15:00 | 0.29475 | 0.49612 | 446688
2016-12-31 16:00 | 0.45444 | 0.45406 | 445791
2016-12-31 17:00 | 0.50867 | 0.40843 | 442001
2016-12-31 18:00 | 0.49731 | 0.39735 | 437484
2016-12-31 19:00 | 0.48732 | 0.39133 | 433876
2016-12-31 20:00 | 0.4976 | 0.38105 | 432009
2016-12-31 21:00 | 0.5139 | 0.37142 | 435982
2016-12-31 22:00 | 0.43958 | 0.41346 | 450070
2016-12-31 23:00 | 0.1567 | 0.48672 | 459604
2017-01-01 | 0.0017613 | 0.54371 | 460100

## case results
| objective [€] | system cost [€/h]
0 | 234423592393.694 | 26687567.4401

## component results
| carrier | Capacity Factor | Capital Expenditure [€] | Curtailment [MWh] | Dispatch [MW] | Installed Capacity [MW] | Market Value [€/MWh] | Operational Expenditure [€] | Optimal Capacity [MW] | Revenue [€] | Supply [MW] | Withdrawal [MW]
Generator | geothermal |  | 0 | 0 | 0 | 0 |  | 0 | 0 | 0 | 0 | 0
| natgas |  | 0 | 0 | 0 | 0 |  | 0 | 0 | 0 | 0 | 0
| natgas_wCCS |  | 0 | 0 | 0 | 0 |  | 0 | 0 | 0 | 0 | 0
| nuclear |  | 0 | 0 | 0 | 0 |  | 0 | 0 | 0 | 0 | 0
| onwind | 0.17252 | 103686395320.1966 | 2281916607.6305 | 1464276603.9128 | 0 | 72.3107 | 2196414905.8692 | 966152.8363 | 105882810225.9867 | 1464276603.9128 | 0
| solar-utility | 0.27527 | 52068885994.6396 | 17531580.0938 | 2539200902.0872 | 0 | 20.506 | 0 | 1050014.4579 | 52068885994.6631 | 2539200902.0872 | 0
Link | direct air capture |  | 0 |  | 0 | 0 |  | 0 | 0 | 0 | 0 | 0
| geothermal |  | 0 |  | 0 | 0 |  | 0 | 0 | 0 | 0 | 0
| gravity_aboveground_store | 0.7395 | 7039403107.4803 |  | -5.8208e-09 | 0 | -3.2079e+17 | 0 | 246512.8382 | 7039403107.4894 | 1601480105.9775 | -1601480105.9775
| gravity_brick_store |  | 0 |  | 0 | 0 |  | 0 | 0 | 0 | 0 | 0
| gravity_underground_store | 0.90367 | 8178484531.0112 |  | 1.9456e-08 | 0 | 2.1224e+17 | 0 | 115689.6092 | 8178484531.011 | 918434312.1799 | -918434312.1799
| highT_molten_salt_store |  | 0 |  | 0 | 0 |  | 0 | 0 | 0 | 0 | 0
| hydrogen_store |  | 0 |  | 0 | 0 |  | 0 | 0 | 0 | 0 | 0
| lead_acid_store |  | 0 |  | 0 | 0 |  | 0 | 0 | 0 | 0 | 0
| liquid_air_store |  | 0 |  | 0 | 0 |  | 0 | 0 | 0 | 0 | 0
| lithium_ion_lfp_store |  | 0 |  | 0 | 0 |  | 0 | 0 | 0 | 0 | 0
| lithium_ion_nmc_store |  | 0 |  | 0 | 0 |  | 0 | 0 | 0 | 0 | 0
| natgas |  | 0 |  | 0 | 0 |  | 0 | 0 | 0 | 0 | 0
| natgas_wCCS |  | 0 |  | 0 | 0 |  | 0 | 0 | 0 | 0 | 0
| ni_zn_store |  | 0 |  | 0 | 0 |  | 0 | 0 | 0 | 0 | 0
| redox_store |  | 0 |  | 0 | 0 |  | 0 | 0 | 0 | 0 | 0
| zn_air_store | 0.11009 | 396598959.6019 |  | -1.1642e-10 | 0 | inf | 0 | 30793.7153 | 396598959.6024 | 29782488.6134 | -29782488.6134
| zn_br_flow_store |  | 0 |  | 0 | 0 |  | 0 | 0 | 0 | 0 | 0
| zn_br_nonflow_store |  | 0 |  | 0 | 0 |  | 0 | 0 | 0 | 0 | 0
Load | load |  |  |  | -4003477506 |  | -58.555 |  |  | 234423592393.6846 | 0 | -4003477506
StorageUnit | battery storage |  | 0 | 0 | 0 | 0 |  | 0 | 0 | 0 | 0 | 0
Store | co2 atmosphere |  | 0 |  | 0 | 0 |  | 0 | 0 | 0 | 0 | 0
| gravity_aboveground_store | 0.43076 | 26643276523.025 |  | -5.8208e-09 | 0 | -1.2141e+18 | 0 | 2853785.581 | 26643276523.0185 | 800740052.9888 | -800740052.9888
| gravity_brick_store |  | 0 |  | 0 | 0 |  | 0 | 0 | 0 | 0 | 0
| gravity_underground_store | 0.43041 | 33647771632.3509 |  | 1.9456e-08 | 0 | 8.7321e+17 | 0 | 4579549.8469 | 33647771632.343 | 459217156.0899 | -459217156.0899
| highT_molten_salt_store |  | 0 |  | 0 | 0 |  | 0 | 0 | 0 | 0 | 0
| hydrogen_store |  | 0 |  | 0 | 0 |  | 0 | 0 | 0 | 0 | 0
| lead_acid_store |  | 0 |  | 0 | 0 |  | 0 | 0 | 0 | 0 | 0
| liquid_air_store |  | 0 |  | 0 | 0 |  | 0 | 0 | 0 | 0 | 0
| lithium_ion_lfp_store |  | 0 |  | 0 | 0 |  | 0 | 0 | 0 | 0 | 0
| lithium_ion_nmc_store |  | 0 |  | 0 | 0 |  | 0 | 0 | 0 | 0 | 0
| load shifting backward |  | 0 |  | 0 | 0 |  | 0 | 0 | 0 | 0 | 0
| load shifting forward |  | 0 |  | 0 | 0 |  | 0 | 0 | 0 | 0 | 0
| ni_zn_store |  | 0 |  | 0 | 0 |  | 0 | 0 | 0 | 0 | 0
| redox_store |  | 0 |  | 0 | 0 |  | 0 | 0 | 0 | 0 | 0
| zn_air_store | 0.11562 | 566361419.5709 |  | -1.1642e-10 | 0 | inf | 0 | 36579.1185 | 566361419.5705 | 14891244.3067 | -14891244.3067
| zn_br_flow_store |  | 0 |  | 0 | 0 |  | 0 | 0 | 0 | 0 | 0
| zn_br_nonflow_store |  | 0 |  | 0 | 0 |  | 0 | 0 | 0 | 0 | 0

## time results
snapshot | CCGT dispatch | CCGT % wCCS dispatch | geothermal dispatch | nuclear dispatch | onwind dispatch | solar-utility dispatch | load load | battery storage charged | battery storage discharged | battery storage state of charge | Gravity-Brick-store state of charge | Gravity-Water-Aboveground-store state of charge | Gravity-Water-Underground-store state of charge | HighT-Molten-Salt-store state of charge | Lead-Acid-store state of charge | Liquid-Air-store state of charge | Lithium-Ion-LFP-store state of charge | Lithium-Ion-NMC-store state of charge | Ni-Zn-store state of charge | Vanadium-Redox-Flow-store state of charge | Zn-Air-store state of charge | Zn-Br-Flow-store state of charge | Zn-Br-Nonflow-store state of charge | co2 atmosphere state of charge | hydrogen storage underground state of charge | load shifting backward state of charge | load shifting forward state of charge | CCGT % link dispatch | CCGT % link wCCS dispatch | Gravity-Brick-bicharger dispatch | Gravity-Water-Aboveground-bicharger dispatch | Gravity-Water-Underground-bicharger dispatch | HighT-Molten-Salt-charger dispatch | HighT-Molten-Salt-discharger dispatch | Lead-Acid-bicharger dispatch | Liquid-Air-charger dispatch | Liquid-Air-discharger dispatch | Lithium-Ion-LFP-bicharger dispatch | Lithium-Ion-NMC-bicharger dispatch | Ni-Zn-bicharger dispatch | Vanadium-Redox-Flow-bicharger dispatch | Zn-Air-bicharger dispatch | Zn-Br-Flow-bicharger dispatch | Zn-Br-Nonflow-bicharger dispatch | direct air capture dispatch | electrolysis dispatch | fuel cell dispatch | geothermal % link dispatch
2016-01-01 | 0 | 0 | 0 | 0 | 542044.6744 | 1808.1784 | 470809 | 0 | 0 | 0 | 0 | 1339879.2333 | 2506171.5199 | 0 | 0 | 0 | 0 | 0 | 0 | 0 | 0 | 0 | 0 | 0 | 0 | 0 | 0 | 0 | 0 | 0 | -42645.7564 | 115689.6092 | 0 | 0 | 0 | 0 | 0 | 0 | 0 | 0 | 0 | 0 | 0 | 0 | 0 | 0 | 0 | 0
2016-01-01 01:00 | 0 | 0 | 0 | 0 | 100690.5525 | 0 | 462893 | 0 | 0 | 0 | 0 | 1093366.3951 | 2390481.9107 | 0 | 0 | 0 | 0 | 0 | 0 | 0 | 0 | 0 | 0 | 0 | 0 | 0 | 0 | 0 | 0 | 0 | -246512.8382 | -115689.6092 | 0 | 0 | 0 | 0 | 0 | 0 | 0 | 0 | 0 | 0 | 0 | 0 | 0 | 0 | 0 | 0
2016-01-01 02:00 | 0 | 0 | 0 | 0 | 90149.5525 | 0 | 452352 | 0 | 0 | 0 | 0 | 846853.5568 | 2274792.3015 | 0 | 0 | 0 | 0 | 0 | 0 | 0 | 0 | 0 | 0 | 0 | 0 | 0 | 0 | 0 | 0 | 0 | -246512.8382 | -115689.6092 | 0 | 0 | 0 | 0 | 0 | 0 | 0 | 0 | 0 | 0 | 0 | 0 | 0 | 0 | 0 | 0
2016-01-01 03:00 | 0 | 0 | 0 | 0 | 76474.5525 | 0 | 438677 | 0 | 0 | 0 | 0 | 600340.7186 | 2159102.6922 | 0 | 0 | 0 | 0 | 0 | 0 | 0 | 0 | 0 | 0 | 0 | 0 | 0 | 0 | 0 | 0 | 0 | -246512.8382 | -115689.6092 | 0 | 0 | 0 | 0 | 0 | 0 | 0 | 0 | 0 | 0 | 0 | 0 | 0 | 0 | 0 | 0
2016-01-01 04:00 | 0 | 0 | 0 | 0 | 554118.229 | 0 | 423295 | 0 | 0 | 0 | 0 | 846853.5568 | 2043413.083 | 0 | 0 | 0 | 0 | 0 | 0 | 0 | 0 | 0 | 0 | 0 | 0 | 0 | 0 | 0 | 0 | 0 | 246512.8382 | -115689.6092 | 0 | 0 | 0 | 0 | 0 | 0 | 0 | 0 | 0 | 0 | 0 | 0 | 0 | 0 | 0 | 0
2016-01-01 05:00 | 0 | 0 | 0 | 0 | 280155.771 | 0 | 410979 | 0 | 0 | 0 | 0 | 600340.7186 | 2159102.6922 | 0 | 0 | 0 | 0 | 0 | 0 | 0 | 0 | 0 | 0 | 0 | 0 | 0 | 0 | 0 | 0 | 0 | -246512.8382 | 115689.6092 | 0 | 0 | 0 | 0 | 0 | 0 | 0 | 0 | 0 | 0 | 0 | 0 | 0 | 0 | 0 | 0
2016-01-01 06:00 | 0 | 0 | 0 | 0 | 531267.229 | 0 | 400444 | 0 | 0 | 0 | 0 | 846853.5568 | 2043413.083 | 0 | 0 | 0 | 0 | 0 | 0 | 0 | 0 | 0 | 0 | 0 | 0 | 0 | 0 | 0 | 0 | 0 | 246512.8382 | -115689.6092 | 0 | 0 | 0 | 0 | 0 | 0 | 0 | 0 | 0 | 0 | 0 | 0 | 0 | 0 | 0 | 0
2016-01-01 07:00 | 0 | 0 | 0 | 0 | 260021.771 | 0 | 390845 | 0 | 0 | 0 | 0 | 600340.7186 | 2159102.6922 | 0 | 0 | 0 | 0 | 0 | 0 | 0 | 0 | 0 | 0 | 0 | 0 | 0 | 0 | 0 | 0 | 0 | -246512.8382 | 115689.6092 | 0 | 0 | 0 | 0 | 0 | 0 | 0 | 0 | 0 | 0 | 0 | 0 | 0 | 0 | 0 | 0
2016-01-01 08:00 | 0 | 0 | 0 | 0 | 514691.229 | 0 | 383868 | 0 | 0 | 0 | 0 | 846853.5568 | 2043413.083 | 0 | 0 | 0 | 0 | 0 | 0 | 0 | 0 | 0 | 0 | 0 | 0 | 0 | 0 | 0 | 0 | 0 | 246512.8382 | -115689.6092 | 0 | 0 | 0 | 0 | 0 | 0 | 0 | 0 | 0 | 0 | 0 | 0 | 0 | 0 | 0 | 0
2016-01-01 09:00 | 0 | 0 | 0 | 0 | 251423.771 | 0 | 382247 | 0 | 0 | 0 | 0 | 600340.7186 | 2159102.6922 | 0 | 0 | 0 | 0 | 0 | 0 | 0 | 0 | 0 | 0 | 0 | 0 | 0 | 0 | 0 | 0 | 0 | -246512.8382 | 115689.6092 | 0 | 0 | 0 | 0 | 0 | 0 | 0 | 0 | 0 | 0 | 0 | 0 | 0 | 0 | 0 | 0
2016-01-01 10:00 | 0 | 0 | 0 | 0 | 620148.8813 | 0 | 385757 | 0 | 0 | 0 | 0 | 719042.9906 | 2274792.3015 | 0 | 0 | 0 | 0 | 0 | 0 | 0 | 0 | 0 | 0 | 0 | 0 | 0 | 0 | 0 | 0 | 0 | 118702.272 | 115689.6092 | 0 | 0 | 0 | 0 | 0 | 0 | 0 | 0 | 0 | 0 | 0 | 0 | 0 | 0 | 0 | 0
2016-01-01 11:00 | 0 | 0 | 0 | 0 | 28741.5525 | 0 | 390944 | 0 | 0 | 0 | 0 | 472530.1524 | 2159102.6922 | 0 | 0 | 0 | 0 | 0 | 0 | 0 | 0 | 0 | 0 | 0 | 0 | 0 | 0 | 0 | 0 | 0 | -246512.8382 | -115689.6092 | 0 | 0 | 0 | 0 | 0 | 0 | 0 | 0 | 0 | 0 | 0 | 0 | 0 | 0 | 0 | 0
2016-01-01 12:00 | 0 | 0 | 0 | 0 | 619137.983 | 0 | 398539 | 0 | 0 | 0 | 0 | 577439.5261 | 2274792.3015 | 0 | 0 | 0 | 0 | 0 | 0 | 0 | 0 | 0 | 0 | 0 | 0 | 0 | 0 | 0 | 0 | 0 | 104909.3738 | 115689.6092 | 0 | 0 | 0 | 0 | 0 | 0 | 0 | 0 | 0 | 0 | 0 | 0 | 0 | 0 | 0 | 0
2016-01-01 13:00 | 0 | 0 | 0 | 0 | 45345.5525 | 0 | 407548 | 0 | 0 | 0 | 0 | 330926.6879 | 2159102.6922 | 0 | 0 | 0 | 0 | 0 | 0 | 0 | 0 | 0 | 0 | 0 | 0 | 0 | 0 | 0 | 0 | 0 | -246512.8382 | -115689.6092 | 0 | 0 | 0 | 0 | 0 | 0 | 0 | 0 | 0 | 0 | 0 | 0 | 0 | 0 | 0 | 0
2016-01-01 14:00 | 0 | 0 | 0 | 0 | 576393.0647 | 47277.9772 | 420289 | 0 | 0 | 0 | 0 | 577439.5261 | 2115971.8959 | 0 | 0 | 0 | 0 | 0 | 0 | 0 | 0 | 0 | 0 | 0 | 0 | 0 | 0 | 0 | 0 | 0 | 246512.8382 | -43130.7963 | 0 | 0 | 0 | 0 | 0 | 0 | 0 | 0 | 0 | 0 | 0 | 0 | 0 | 0 | 0 | 0
2016-01-01 15:00 | 0 | 0 | 0 | 0 | 0 | 422741.8804 | 431770 | 0 | 0 | 0 | 0 | 452721.7973 | 2231661.5051 | 0 | 0 | 0 | 0 | 0 | 0 | 0 | 0 | 0 | 0 | 0 | 0 | 0 | 0 | 0 | 0 | 0 | -124717.7288 | 115689.6092 | 0 | 0 | 0 | 0 | 0 | 0 | 0 | 0 | 0 | 0 | 0 | 0 | 0 | 0 | 0 | 0
2016-01-01 16:00 | 0 | 0 | 0 | 0 | 187168.9276 | 613513.5199 | 438480 | 0 | 0 | 0 | 0 | 699234.6356 | 2347351.1144 | 0 | 0 | 0 | 0 | 0 | 0 | 0 | 0 | 0 | 0 | 0 | 0 | 0 | 0 | 0 | 0 | 0 | 246512.8382 | 115689.6092 | 0 | 0 | 0 | 0 | 0 | 0 | 0 | 0 | 0 | 0 | 0 | 0 | 0 | 0 | 0 | 0
2016-01-01 17:00 | 0 | 0 | 0 | 0 | 0 | 614048.4991 | 440338 | 0 | 0 | 0 | 0 | 757255.5254 | 2463040.7236 | 0 | 0 | 0 | 0 | 0 | 0 | 0 | 0 | 0 | 0 | 0 | 0 | 0 | 0 | 0 | 0 | 0 | 58020.8899 | 115689.6092 | 0 | 0 | 0 | 0 | 0 | 0 | 0 | 0 | 0 | 0 | 0 | 0 | 0 | 0 | 0 | 0
2016-01-01 18:00 | 0 | 0 | 0 | 0 | 0 | 575511.5268 | 438036 | 0 | 0 | 0 | 0 | 1003768.3637 | 2354003.4122 | 0 | 0 | 0 | 0 | 0 | 0 | 0 | 0 | 0 | 0 | 0 | 0 | 0 | 0 | 0 | 0 | 0 | 246512.8382 | -109037.3114 | 0 | 0 | 0 | 0 | 0 | 0 | 0 | 0 | 0 | 0 | 0 | 0 | 0 | 0 | 0 | 0
2016-01-01 19:00 | 0 | 0 | 0 | 0 | 0 | 560560.0014 | 432321 | 0 | 0 | 0 | 0 | 1016317.7558 | 2469693.0214 | 0 | 0 | 0 | 0 | 0 | 0 | 0 | 0 | 0 | 0 | 0 | 0 | 0 | 0 | 0 | 0 | 0 | 12549.3921 | 115689.6092 | 0 | 0 | 0 | 0 | 0 | 0 | 0 | 0 | 0 | 0 | 0 | 0 | 0 | 0 | 0 | 0
2016-01-01 20:00 | 0 | 0 | 0 | 0 | 210243.0482 | 580819.3993 | 428860 | 0 | 0 | 0 | 0 | 1262830.594 | 2585382.6307 | 0 | 0 | 0 | 0 | 0 | 0 | 0 | 0 | 0 | 0 | 0 | 0 | 0 | 0 | 0 | 0 | 0 | 246512.8382 | 115689.6092 | 0 | 0 | 0 | 0 | 0 | 0 | 0 | 0 | 0 | 0 | 0 | 0 | 0 | 0 | 0 | 0
2016-01-01 21:00 | 0 | 0 | 0 | 0 | 0 | 614049.19 | 430801 | 0 | 0 | 0 | 0 | 1330389.1748 | 2701072.2399 | 0 | 0 | 0 | 0 | 0 | 0 | 0 | 0 | 0 | 0 | 0 | 0 | 0 | 0 | 0 | 0 | 0 | 67558.5808 | 115689.6092 | 0 | 0 | 0 | 0 | 0 | 0 | 0 | 0 | 0 | 0 | 0 | 0 | 0 | 0 | 0 | 0
2016-01-01 22:00 | 0 | 0 | 0 | 0 | 13494.0249 | 562384.2041 | 445055 | 0 | 0 | 0 | 0 | 1576902.0131 | 2585382.6307 | 0 | 0 | 0 | 0 | 0 | 0 | 0 | 0 | 0 | 0 | 0 | 0 | 0 | 0 | 0 | 0 | 0 | 246512.8382 | -115689.6092 | 0 | 0 | 0 | 0 | 0 | 0 | 0 | 0 | 0 | 0 | 0 | 0 | 0 | 0 | 0 | 0
2016-01-01 23:00 | 0 | 0 | 0 | 0 | 108606.4431 | 220740.3279 | 460170 | 0 | 0 | 0 | 0 | 1330389.1748 | 2701072.2399 | 0 | 0 | 0 | 0 | 0 | 0 | 0 | 0 | 0 | 0 | 0 | 0 | 0 | 0 | 0 | 0 | 0 | -246512.8382 | 115689.6092 | 0 | 0 | 0 | 0 | 0 | 0 | 0 | 0 | 0 | 0 | 0 | 0 | 0 | 0 | 0 | 0
2016-01-02 | 0 | 0 | 0 | 0 | 599815.5407 | 2063.1629 | 465935 | 0 | 0 | 0 | 0 | 1350643.2692 | 2816761.8491 | 0 | 0 | 0 | 0 | 0 | 0 | 0 | 0 | 0 | 0 | 0 | 0 | 0 | 0 | 0 | 0 | 0 | 20254.0944 | 115689.6092 | 0 | 0 | 0 | 0 | 0 | 0 | 0 | 0 | 0 | 0 | 0 | 0 | 0 | 0 | 0 | 0
2016-01-02 01:00 | 0 | 0 | 0 | 0 | 334538.771 | 0 | 465362 | 0 | 0 | 0 | 0 | 1104130.431 | 2932451.4584 | 0 | 0 | 0 | 0 | 0 | 0 | 0 | 0 | 0 | 0 | 0 | 0 | 0 | 0 | 0 | 0 | 0 | -246512.8382 | 115689.6092 | 0 | 0 | 0 | 0 | 0 | 0 | 0 | 0 | 0 | 0 | 0 | 0 | 0 | 0 | 0 | 0
2016-01-02 02:00 | 0 | 0 | 0 | 0 | 638117.6535 | 0 | 462094 | 0 | 0 | 0 | 0 | 1350643.2692 | 2861962.2737 | 0 | 0 | 0 | 0 | 0 | 0 | 0 | 0 | 0 | 0 | 0 | 0 | 0 | 0 | 0 | 0 | 0 | 246512.8382 | -70489.1847 | 0 | 0 | 0 | 0 | 0 | 0 | 0 | 0 | 0 | 0 | 0 | 0 | 0 | 0 | 0 | 0
2016-01-02 03:00 | 0 | 0 | 0 | 0 | 88377.5525 | 0 | 450580 | 0 | 0 | 0 | 0 | 1104130.431 | 2746272.6644 | 0 | 0 | 0 | 0 | 0 | 0 | 0 | 0 | 0 | 0 | 0 | 0 | 0 | 0 | 0 | 0 | 0 | -246512.8382 | -115689.6092 | 0 | 0 | 0 | 0 | 0 | 0 | 0 | 0 | 0 | 0 | 0 | 0 | 0 | 0 | 0 | 0
2016-01-02 04:00 | 0 | 0 | 0 | 0 | 631512.5381 | 0 | 434931 | 0 | 0 | 0 | 0 | 1185022.3599 | 2861962.2737 | 0 | 0 | 0 | 0 | 0 | 0 | 0 | 0 | 0 | 0 | 0 | 0 | 0 | 0 | 0 | 0 | 0 | 80891.9289 | 115689.6092 | 0 | 0 | 0 | 0 | 0 | 0 | 0 | 0 | 0 | 0 | 0 | 0 | 0 | 0 | 0 | 0
2016-01-02 05:00 | 0 | 0 | 0 | 0 | 55712.5525 | 0 | 417915 | 0 | 0 | 0 | 0 | 938509.5216 | 2746272.6644 | 0 | 0 | 0 | 0 | 0 | 0 | 0 | 0 | 0 | 0 | 0 | 0 | 0 | 0 | 0 | 0 | 0 | -246512.8382 | -115689.6092 | 0 | 0 | 0 | 0 | 0 | 0 | 0 | 0 | 0 | 0 | 0 | 0 | 0 | 0 | 0 | 0
2016-01-02 06:00 | 0 | 0 | 0 | 0 | 597229.3815 | 0 | 406626 | 0 | 0 | 0 | 0 | 1013423.2939 | 2861962.2737 | 0 | 0 | 0 | 0 | 0 | 0 | 0 | 0 | 0 | 0 | 0 | 0 | 0 | 0 | 0 | 0 | 0 | 74913.7722 | 115689.6092 | 0 | 0 | 0 | 0 | 0 | 0 | 0 | 0 | 0 | 0 | 0 | 0 | 0 | 0 | 0 | 0
2016-01-02 07:00 | 0 | 0 | 0 | 0 | 35309.5525 | 0 | 397512 | 0 | 0 | 0 | 0 | 766910.4556 | 2746272.6644 | 0 | 0 | 0 | 0 | 0 | 0 | 0 | 0 | 0 | 0 | 0 | 0 | 0 | 0 | 0 | 0 | 0 | -246512.8382 | -115689.6092 | 0 | 0 | 0 | 0 | 0 | 0 | 0 | 0 | 0 | 0 | 0 | 0 | 0 | 0 | 0 | 0
2016-01-02 08:00 | 0 | 0 | 0 | 0 | 557361.2238 | 0 | 392956 | 0 | 0 | 0 | 0 | 815626.0702 | 2861962.2737 | 0 | 0 | 0 | 0 | 0 | 0 | 0 | 0 | 0 | 0 | 0 | 0 | 0 | 0 | 0 | 0 | 0 | 48715.6146 | 115689.6092 | 0 | 0 | 0 | 0 | 0 | 0 | 0 | 0 | 0 | 0 | 0 | 0 | 0 | 0 | 0 | 0
2016-01-02 09:00 | 0 | 0 | 0 | 0 | 550292.7318 | 0 | 392210 | 0 | 0 | 0 | 0 | 1062138.9084 | 2773532.1672 | 0 | 0 | 0 | 0 | 0 | 0 | 0 | 0 | 0 | 0 | 0 | 0 | 0 | 0 | 0 | 0 | 0 | 246512.8382 | -88430.1065 | 0 | 0 | 0 | 0 | 0 | 0 | 0 | 0 | 0 | 0 | 0 | 0 | 0 | 0 | 0 | 0
2016-01-02 10:00 | 0 | 0 | 0 | 0 | 546394.6133 | 0 | 396592 | 0 | 0 | 0 | 0 | 1096251.9125 | 2889221.7764 | 0 | 0 | 0 | 0 | 0 | 0 | 0 | 0 | 0 | 0 | 0 | 0 | 0 | 0 | 0 | 0 | 0 | 34113.0041 | 115689.6092 | 0 | 0 | 0 | 0 | 0 | 0 | 0 | 0 | 0 | 0 | 0 | 0 | 0 | 0 | 0 | 0
2016-01-02 11:00 | 0 | 0 | 0 | 0 | 44564.5525 | 0 | 406767 | 0 | 0 | 0 | 0 | 849739.0743 | 2773532.1672 | 0 | 0 | 0 | 0 | 0 | 0 | 0 | 0 | 0 | 0 | 0 | 0 | 0 | 0 | 0 | 0 | 0 | -246512.8382 | -115689.6092 | 0 | 0 | 0 | 0 | 0 | 0 | 0 | 0 | 0 | 0 | 0 | 0 | 0 | 0 | 0 | 0
2016-01-02 12:00 | 0 | 0 | 0 | 0 | 530738.0737 | 0 | 420668 | 0 | 0 | 0 | 0 | 844119.5388 | 2889221.7764 | 0 | 0 | 0 | 0 | 0 | 0 | 0 | 0 | 0 | 0 | 0 | 0 | 0 | 0 | 0 | 0 | 0 | -5619.5355 | 115689.6092 | 0 | 0 | 0 | 0 | 0 | 0 | 0 | 0 | 0 | 0 | 0 | 0 | 0 | 0 | 0 | 0
2016-01-02 13:00 | 0 | 0 | 0 | 0 | 408859.1572 | 0 | 434757 | 0 | 0 | 0 | 0 | 933911.3052 | 2773532.1672 | 0 | 0 | 0 | 0 | 0 | 0 | 0 | 0 | 0 | 0 | 0 | 0 | 0 | 0 | 0 | 0 | 0 | 89791.7664 | -115689.6092 | 0 | 0 | 0 | 0 | 0 | 0 | 0 | 0 | 0 | 0 | 0 | 0 | 0 | 0 | 0 | 0
2016-01-02 14:00 | 0 | 0 | 0 | 0 | 484261.023 | 68434.1935 | 445046 | 0 | 0 | 0 | 0 | 925870.9124 | 2889221.7764 | 0 | 0 | 0 | 0 | 0 | 0 | 0 | 0 | 0 | 0 | 0 | 0 | 0 | 0 | 0 | 0 | 0 | -8040.3927 | 115689.6092 | 0 | 0 | 0 | 0 | 0 | 0 | 0 | 0 | 0 | 0 | 0 | 0 | 0 | 0 | 0 | 0
2016-01-02 15:00 | 0 | 0 | 0 | 0 | 334340.6903 | 332519.28 | 450093 | 0 | 0 | 0 | 0 | 1026948.2735 | 3004911.3857 | 0 | 0 | 0 | 0 | 0 | 0 | 0 | 0 | 0 | 0 | 0 | 0 | 0 | 0 | 0 | 0 | 0 | 101077.361 | 115689.6092 | 0 | 0 | 0 | 0 | 0 | 0 | 0 | 0 | 0 | 0 | 0 | 0 | 0 | 0 | 0 | 0
2016-01-02 16:00 | 0 | 0 | 0 | 0 | 212716.9647 | 488670.7552 | 448776 | 0 | 0 | 0 | 0 | 1163870.3841 | 3120600.9949 | 0 | 0 | 0 | 0 | 0 | 0 | 0 | 0 | 0 | 0 | 0 | 0 | 0 | 0 | 0 | 0 | 0 | 136922.1106 | 115689.6092 | 0 | 0 | 0 | 0 | 0 | 0 | 0 | 0 | 0 | 0 | 0 | 0 | 0 | 0 | 0 | 0
2016-01-02 17:00 | 0 | 0 | 0 | 0 | 0 | 530031.8789 | 443349 | 0 | 0 | 0 | 0 | 1366242.8723 | 3004911.3857 | 0 | 0 | 0 | 0 | 0 | 0 | 0 | 0 | 0 | 0 | 0 | 0 | 0 | 0 | 0 | 0 | 0 | 202372.4881 | -115689.6092 | 0 | 0 | 0 | 0 | 0 | 0 | 0 | 0 | 0 | 0 | 0 | 0 | 0 | 0 | 0 | 0
2016-01-02 18:00 | 0 | 0 | 0 | 0 | 0 | 521228.2049 | 435148 | 0 | 0 | 0 | 0 | 1336633.4679 | 3120600.9949 | 0 | 0 | 0 | 0 | 0 | 0 | 0 | 0 | 0 | 0 | 0 | 0 | 0 | 0 | 0 | 0 | 0 | -29609.4043 | 115689.6092 | 0 | 0 | 0 | 0 | 0 | 0 | 0 | 0 | 0 | 0 | 0 | 0 | 0 | 0 | 0 | 0
2016-01-02 19:00 | 0 | 0 | 0 | 0 | 280348.9291 | 508982.5184 | 427129 | 0 | 0 | 0 | 0 | 1583146.3062 | 3236290.6041 | 0 | 0 | 0 | 0 | 0 | 0 | 0 | 0 | 0 | 0 | 0 | 0 | 0 | 0 | 0 | 0 | 0 | 246512.8382 | 115689.6092 | 0 | 0 | 0 | 0 | 0 | 0 | 0 | 0 | 0 | 0 | 0 | 0 | 0 | 0 | 0 | 0
2016-01-02 20:00 | 0 | 0 | 0 | 0 | 0 | 518554.9437 | 420682 | 0 | 0 | 0 | 0 | 1565329.6406 | 3351980.2134 | 0 | 0 | 0 | 0 | 0 | 0 | 0 | 0 | 0 | 0 | 0 | 0 | 0 | 0 | 0 | 0 | 0 | -17816.6656 | 115689.6092 | 0 | 0 | 0 | 0 | 0 | 0 | 0 | 0 | 0 | 0 | 0 | 0 | 0 | 0 | 0 | 0
2016-01-02 21:00 | 0 | 0 | 0 | 0 | 262346.5627 | 523551.8848 | 423696 | 0 | 0 | 0 | 0 | 1811842.4789 | 3467669.8226 | 0 | 0 | 0 | 0 | 0 | 0 | 0 | 0 | 0 | 0 | 0 | 0 | 0 | 0 | 0 | 0 | 0 | 246512.8382 | 115689.6092 | 0 | 0 | 0 | 0 | 0 | 0 | 0 | 0 | 0 | 0 | 0 | 0 | 0 | 0 | 0 | 0
2016-01-02 22:00 | 0 | 0 | 0 | 0 | 0 | 433253.3158 | 441498 | 0 | 0 | 0 | 0 | 1687908.1854 | 3583359.4318 | 0 | 0 | 0 | 0 | 0 | 0 | 0 | 0 | 0 | 0 | 0 | 0 | 0 | 0 | 0 | 0 | 0 | -123934.2934 | 115689.6092 | 0 | 0 | 0 | 0 | 0 | 0 | 0 | 0 | 0 | 0 | 0 | 0 | 0 | 0 | 0 | 0
2016-01-02 23:00 | 0 | 0 | 0 | 0 | 462198.9065 | 156167.3998 | 461592 | 0 | 0 | 0 | 0 | 1934421.0236 | 3493620.8999 | 0 | 0 | 0 | 0 | 0 | 0 | 0 | 0 | 0 | 0 | 0 | 0 | 0 | 0 | 0 | 0 | 0 | 246512.8382 | -89738.532 | 0 | 0 | 0 | 0 | 0 | 0 | 0 | 0 | 0 | 0 | 0 | 0 | 0 | 0 | 0 | 0
2016-01-03 | 0 | 0 | 0 | 0 | 500100.4862 | 2047.0063 | 469345 | 0 | 0 | 0 | 0 | 1851533.9069 | 3609310.5091 | 0 | 0 | 0 | 0 | 0 | 0 | 0 | 0 | 0 | 0 | 0 | 0 | 0 | 0 | 0 | 0 | 0 | -82887.1167 | 115689.6092 | 0 | 0 | 0 | 0 | 0 | 0 | 0 | 0 | 0 | 0 | 0 | 0 | 0 | 0 | 0 | 0
2016-01-03 01:00 | 0 | 0 | 0 | 0 | 524746.0025 | 0 | 470347 | 0 | 0 | 0 | 0 | 2021622.5187 | 3493620.8999 | 0 | 0 | 0 | 0 | 0 | 0 | 0 | 0 | 0 | 0 | 0 | 0 | 0 | 0 | 0 | 0 | 0 | 170088.6118 | -115689.6092 | 0 | 0 | 0 | 0 | 0 | 0 | 0 | 0 | 0 | 0 | 0 | 0 | 0 | 0 | 0 | 0
2016-01-03 02:00 | 0 | 0 | 0 | 0 | 105107.5525 | 0 | 467310 | 0 | 0 | 0 | 0 | 1775109.6805 | 3377931.2906 | 0 | 0 | 0 | 0 | 0 | 0 | 0 | 0 | 0 | 0 | 0 | 0 | 0 | 0 | 0 | 0 | 0 | -246512.8382 | -115689.6092 | 0 | 0 | 0 | 0 | 0 | 0 | 0 | 0 | 0 | 0 | 0 | 0 | 0 | 0 | 0 | 0
2016-01-03 03:00 | 0 | 0 | 0 | 0 | 556689.0375 | 0 | 456030 | 0 | 0 | 0 | 0 | 1760079.1087 | 3493620.8999 | 0 | 0 | 0 | 0 | 0 | 0 | 0 | 0 | 0 | 0 | 0 | 0 | 0 | 0 | 0 | 0 | 0 | -15030.5718 | 115689.6092 | 0 | 0 | 0 | 0 | 0 | 0 | 0 | 0 | 0 | 0 | 0 | 0 | 0 | 0 | 0 | 0
2016-01-03 04:00 | 0 | 0 | 0 | 0 | 566696.7635 | 0 | 441559 | 0 | 0 | 0 | 0 | 1769527.263 | 3609310.5091 | 0 | 0 | 0 | 0 | 0 | 0 | 0 | 0 | 0 | 0 | 0 | 0 | 0 | 0 | 0 | 0 | 0 | 9448.1543 | 115689.6092 | 0 | 0 | 0 | 0 | 0 | 0 | 0 | 0 | 0 | 0 | 0 | 0 | 0 | 0 | 0 | 0
2016-01-03 05:00 | 0 | 0 | 0 | 0 | 570025.0064 | 0 | 427167 | 0 | 0 | 0 | 0 | 1796695.6602 | 3725000.1183 | 0 | 0 | 0 | 0 | 0 | 0 | 0 | 0 | 0 | 0 | 0 | 0 | 0 | 0 | 0 | 0 | 0 | 27168.3972 | 115689.6092 | 0 | 0 | 0 | 0 | 0 | 0 | 0 | 0 | 0 | 0 | 0 | 0 | 0 | 0 | 0 | 0
2016-01-03 06:00 | 0 | 0 | 0 | 0 | 544657.229 | 0 | 413834 | 0 | 0 | 0 | 0 | 2043208.4984 | 3609310.5091 | 0 | 0 | 0 | 0 | 0 | 0 | 0 | 0 | 0 | 0 | 0 | 0 | 0 | 0 | 0 | 0 | 0 | 246512.8382 | -115689.6092 | 0 | 0 | 0 | 0 | 0 | 0 | 0 | 0 | 0 | 0 | 0 | 0 | 0 | 0 | 0 | 0
2016-01-03 07:00 | 0 | 0 | 0 | 0 | 554766.803 | 0 | 404865 | 0 | 0 | 0 | 0 | 2077420.6921 | 3725000.1183 | 0 | 0 | 0 | 0 | 0 | 0 | 0 | 0 | 0 | 0 | 0 | 0 | 0 | 0 | 0 | 0 | 0 | 34212.1937 | 115689.6092 | 0 | 0 | 0 | 0 | 0 | 0 | 0 | 0 | 0 | 0 | 0 | 0 | 0 | 0 | 0 | 0
2016-01-03 08:00 | 0 | 0 | 0 | 0 | 533985.4902 | 0 | 399699 | 0 | 0 | 0 | 0 | 2096017.5731 | 3840689.7276 | 0 | 0 | 0 | 0 | 0 | 0 | 0 | 0 | 0 | 0 | 0 | 0 | 0 | 0 | 0 | 0 | 0 | 18596.881 | 115689.6092 | 0 | 0 | 0 | 0 | 0 | 0 | 0 | 0 | 0 | 0 | 0 | 0 | 0 | 0 | 0 | 0
2016-01-03 09:00 | 0 | 0 | 0 | 0 | 511264.9715 | 0 | 398110 | 0 | 0 | 0 | 0 | 2093482.9354 | 3956379.3368 | 0 | 0 | 0 | 0 | 0 | 0 | 0 | 0 | 0 | 0 | 0 | 0 | 0 | 0 | 0 | 0 | 0 | -2534.6377 | 115689.6092 | 0 | 0 | 0 | 0 | 0 | 0 | 0 | 0 | 0 | 0 | 0 | 0 | 0 | 0 | 0 | 0
2016-01-03 10:00 | 0 | 0 | 0 | 0 | 480893.276 | 0 | 400834 | 0 | 0 | 0 | 0 | 2289231.8207 | 3840689.7276 | 0 | 0 | 0 | 0 | 0 | 0 | 0 | 0 | 0 | 0 | 0 | 0 | 0 | 0 | 0 | 0 | 0 | 195748.8852 | -115689.6092 | 0 | 0 | 0 | 0 | 0 | 0 | 0 | 0 | 0 | 0 | 0 | 0 | 0 | 0 | 0 | 0
2016-01-03 11:00 | 0 | 0 | 0 | 0 | 444423.0991 | 0 | 408834 | 0 | 0 | 0 | 0 | 2209131.3106 | 3956379.3368 | 0 | 0 | 0 | 0 | 0 | 0 | 0 | 0 | 0 | 0 | 0 | 0 | 0 | 0 | 0 | 0 | 0 | -80100.5101 | 115689.6092 | 0 | 0 | 0 | 0 | 0 | 0 | 0 | 0 | 0 | 0 | 0 | 0 | 0 | 0 | 0 | 0
2016-01-03 12:00 | 0 | 0 | 0 | 0 | 411177.323 | 0 | 420449 | 0 | 0 | 0 | 0 | 2315549.2428 | 3840689.7276 | 0 | 0 | 0 | 0 | 0 | 0 | 0 | 0 | 0 | 0 | 0 | 0 | 0 | 0 | 0 | 0 | 0 | 106417.9323 | -115689.6092 | 0 | 0 | 0 | 0 | 0 | 0 | 0 | 0 | 0 | 0 | 0 | 0 | 0 | 0 | 0 | 0
2016-01-03 13:00 | 0 | 0 | 0 | 0 | 386854.4321 | 0 | 433181 | 0 | 0 | 0 | 0 | 2153533.0657 | 3956379.3368 | 0 | 0 | 0 | 0 | 0 | 0 | 0 | 0 | 0 | 0 | 0 | 0 | 0 | 0 | 0 | 0 | 0 | -162016.1771 | 115689.6092 | 0 | 0 | 0 | 0 | 0 | 0 | 0 | 0 | 0 | 0 | 0 | 0 | 0 | 0 | 0 | 0
2016-01-03 14:00 | 0 | 0 | 0 | 0 | 309010.3697 | 41645.0298 | 440085 | 0 | 0 | 0 | 0 | 2174007.6712 | 3840689.7276 | 0 | 0 | 0 | 0 | 0 | 0 | 0 | 5785.4032 | 0 | 0 | 0 | 0 | 0 | 0 | 0 | 0 | 0 | 20474.6055 | -115689.6092 | 0 | 0 | 0 | 0 | 0 | 0 | 0 | 0 | 0 | 5785.4032 | 0 | 0 | 0 | 0 | 0 | 0
2016-01-03 15:00 | 0 | 0 | 0 | 0 | 173968.0806 | 392160.4655 | 439806 | 0 | 0 | 0 | 0 | 2153846.8928 | 3956379.3368 | 0 | 0 | 0 | 0 | 0 | 0 | 0 | 36579.1185 | 0 | 0 | 0 | 0 | 0 | 0 | 0 | 0 | 0 | -20160.7785 | 115689.6092 | 0 | 0 | 0 | 0 | 0 | 0 | 0 | 0 | 0 | 30793.7153 | 0 | 0 | 0 | 0 | 0 | 0
2016-01-03 16:00 | 0 | 0 | 0 | 0 | 102163.8868 | 521168.5431 | 434999 | 0 | 0 | 0 | 0 | 2226490.7134 | 4072068.946 | 0 | 0 | 0 | 0 | 0 | 0 | 0 | 36579.1185 | 0 | 0 | 0 | 0 | 0 | 0 | 0 | 0 | 0 | 72643.8206 | 115689.6092 | 0 | 0 | 0 | 0 | 0 | 0 | 0 | 0 | 0 | 0 | 0 | 0 | 0 | 0 | 0 | 0
2016-01-03 17:00 | 0 | 0 | 0 | 0 | 84048.7337 | 538304.9103 | 430919 | 0 | 0 | 0 | 0 | 2473003.5516 | 4016990.7517 | 0 | 0 | 0 | 0 | 0 | 0 | 0 | 36579.1185 | 0 | 0 | 0 | 0 | 0 | 0 | 0 | 0 | 0 | 246512.8382 | -55078.1943 | 0 | 0 | 0 | 0 | 0 | 0 | 0 | 0 | 0 | 0 | 0 | 0 | 0 | 0 | 0 | 0
2016-01-03 18:00 | 0 | 0 | 0 | 0 | 0 | 516899.4772 | 427178 | 0 | 0 | 0 | 0 | 2709208.3534 | 3901301.1425 | 0 | 0 | 0 | 0 | 0 | 0 | 0 | 5785.4032 | 0 | 0 | 0 | 0 | 0 | 0 | 0 | 0 | 0 | 236204.8018 | -115689.6092 | 0 | 0 | 0 | 0 | 0 | 0 | 0 | 0 | 0 | -30793.7153 | 0 | 0 | 0 | 0 | 0 | 0
2016-01-03 19:00 | 0 | 0 | 0 | 0 | 84042.6943 | 501169.4416 | 422449 | 0 | 0 | 0 | 0 | 2725488.1648 | 4016990.7517 | 0 | 0 | 0 | 0 | 0 | 0 | 0 | 36579.1185 | 0 | 0 | 0 | 0 | 0 | 0 | 0 | 0 | 0 | 16279.8113 | 115689.6092 | 0 | 0 | 0 | 0 | 0 | 0 | 0 | 0 | 0 | 30793.7153 | 0 | 0 | 0 | 0 | 0 | 0
2016-01-03 20:00 | 0 | 0 | 0 | 0 | 87094.1682 | 502290.5799 | 418943 | 0 | 0 | 0 | 0 | 2780240.3036 | 4132680.361 | 0 | 0 | 0 | 0 | 0 | 0 | 0 | 36579.1185 | 0 | 0 | 0 | 0 | 0 | 0 | 0 | 0 | 0 | 54752.1388 | 115689.6092 | 0 | 0 | 0 | 0 | 0 | 0 | 0 | 0 | 0 | 0 | 0 | 0 | 0 | 0 | 0 | 0
2016-01-03 21:00 | 0 | 0 | 0 | 0 | 94613.4758 | 488368.6954 | 424541 | 0 | 0 | 0 | 0 | 2853785.581 | 4248369.9702 | 0 | 0 | 0 | 0 | 0 | 0 | 0 | 5785.4032 | 0 | 0 | 0 | 0 | 0 | 0 | 0 | 0 | 0 | 73545.2773 | 115689.6092 | 0 | 0 | 0 | 0 | 0 | 0 | 0 | 0 | 0 | -30793.7153 | 0 | 0 | 0 | 0 | 0 | 0
2016-01-03 22:00 | 0 | 0 | 0 | 0 | 141556.5639 | 387694.8716 | 444380 | 0 | 0 | 0 | 0 | 2792173.692 | 4364059.5794 | 0 | 0 | 0 | 0 | 0 | 0 | 0 | 36579.1185 | 0 | 0 | 0 | 0 | 0 | 0 | 0 | 0 | 0 | -61611.889 | 115689.6092 | 0 | 0 | 0 | 0 | 0 | 0 | 0 | 0 | 0 | 30793.7153 | 0 | 0 | 0 | 0 | 0 | 0
2016-01-03 23:00 | 0 | 0 | 0 | 0 | 186356.6729 | 91204.4805 | 464325 | 0 | 0 | 0 | 0 | 2751893.17 | 4248369.9702 | 0 | 0 | 0 | 0 | 0 | 0 | 0 | 5785.4032 | 0 | 0 | 0 | 0 | 0 | 0 | 0 | 0 | 0 | -40280.522 | -115689.6092 | 0 | 0 | 0 | 0 | 0 | 0 | 0 | 0 | 0 | -30793.7153 | 0 | 0 | 0 | 0 | 0 | 0
2016-01-04 | 0 | 0 | 0 | 0 | 141202.3064 | 2184.9614 | 474796 | 0 | 0 | 0 | 0 | 2505380.3317 | 4132680.361 | 0 | 0 | 0 | 0 | 0 | 0 | 0 | 36579.1185 | 0 | 0 | 0 | 0 | 0 | 0 | 0 | 0 | 0 | -246512.8382 | -115689.6092 | 0 | 0 | 0 | 0 | 0 | 0 | 0 | 0 | 0 | 30793.7153 | 0 | 0 | 0 | 0 | 0 | 0
2016-01-04 01:00 | 0 | 0 | 0 | 0 | 268764.0037 | 0 | 477021 | 0 | 0 | 0 | 0 | 2443606.66 | 4016990.7517 | 0 | 0 | 0 | 0 | 0 | 0 | 0 | 5785.4032 | 0 | 0 | 0 | 0 | 0 | 0 | 0 | 0 | 0 | -61773.6717 | -115689.6092 | 0 | 0 | 0 | 0 | 0 | 0 | 0 | 0 | 0 | -30793.7153 | 0 | 0 | 0 | 0 | 0 | 0
2016-01-04 02:00 | 0 | 0 | 0 | 0 | 297021.5134 | 0 | 469735 | 0 | 0 | 0 | 0 | 2355789.0673 | 3901301.1425 | 0 | 0 | 0 | 0 | 0 | 0 | 0 | 36579.1185 | 0 | 0 | 0 | 0 | 0 | 0 | 0 | 0 | 0 | -87817.5927 | -115689.6092 | 0 | 0 | 0 | 0 | 0 | 0 | 0 | 0 | 0 | 30793.7153 | 0 | 0 | 0 | 0 | 0 | 0
2016-01-04 03:00 | 0 | 0 | 0 | 0 | 316514.014 | 0 | 452837 | 0 | 0 | 0 | 0 | 2365949.4059 | 3785611.5333 | 0 | 0 | 0 | 0 | 0 | 0 | 0 | 5785.4032 | 0 | 0 | 0 | 0 | 0 | 0 | 0 | 0 | 0 | 10160.3386 | -115689.6092 | 0 | 0 | 0 | 0 | 0 | 0 | 0 | 0 | 0 | -30793.7153 | 0 | 0 | 0 | 0 | 0 | 0
2016-01-04 04:00 | 0 | 0 | 0 | 0 | 317272.8092 | 0 | 435678 | 0 | 0 | 0 | 0 | 2332440.109 | 3669921.924 | 0 | 0 | 0 | 0 | 0 | 0 | 0 | 36579.1185 | 0 | 0 | 0 | 0 | 0 | 0 | 0 | 0 | 0 | -33509.2969 | -115689.6092 | 0 | 0 | 0 | 0 | 0 | 0 | 0 | 0 | 0 | 30793.7153 | 0 | 0 | 0 | 0 | 0 | 0
2016-01-04 05:00 | 0 | 0 | 0 | 0 | 304788.8933 | 0 | 421559 | 0 | 0 | 0 | 0 | 2130774.1084 | 3785611.5333 | 0 | 0 | 0 | 0 | 0 | 0 | 0 | 5785.4032 | 0 | 0 | 0 | 0 | 0 | 0 | 0 | 0 | 0 | -201666.0006 | 115689.6092 | 0 | 0 | 0 | 0 | 0 | 0 | 0 | 0 | 0 | -30793.7153 | 0 | 0 | 0 | 0 | 0 | 0
2016-01-04 06:00 | 0 | 0 | 0 | 0 | 290045.5537 | 0 | 410607 | 0 | 0 | 0 | 0 | 2095108.556 | 3669921.924 | 0 | 0 | 0 | 0 | 0 | 0 | 0 | 36579.1185 | 0 | 0 | 0 | 0 | 0 | 0 | 0 | 0 | 0 | -35665.5524 | -115689.6092 | 0 | 0 | 0 | 0 | 0 | 0 | 0 | 0 | 0 | 30793.7153 | 0 | 0 | 0 | 0 | 0 | 0
2016-01-04 07:00 | 0 | 0 | 0 | 0 | 277298.3023 | 0 | 404707 | 0 | 0 | 0 | 0 | 2114183.1829 | 3554232.3148 | 0 | 0 | 0 | 0 | 0 | 0 | 0 | 5785.4032 | 0 | 0 | 0 | 0 | 0 | 0 | 0 | 0 | 0 | 19074.6268 | -115689.6092 | 0 | 0 | 0 | 0 | 0 | 0 | 0 | 0 | 0 | -30793.7153 | 0 | 0 | 0 | 0 | 0 | 0
2016-01-04 08:00 | 0 | 0 | 0 | 0 | 71922.2679 | 0 | 403331 | 0 | 0 | 0 | 0 | 1867670.3446 | 3438542.7056 | 0 | 0 | 0 | 0 | 0 | 0 | 0 | 36579.1185 | 0 | 0 | 0 | 0 | 0 | 0 | 0 | 0 | 0 | -246512.8382 | -115689.6092 | 0 | 0 | 0 | 0 | 0 | 0 | 0 | 0 | 0 | 30793.7153 | 0 | 0 | 0 | 0 | 0 | 0
2016-01-04 09:00 | 0 | 0 | 0 | 0 | 253229.3994 | 0 | 408268 | 0 | 0 | 0 | 0 | 1859115.0686 | 3322853.0963 | 0 | 0 | 0 | 0 | 0 | 0 | 0 | 5785.4032 | 0 | 0 | 0 | 0 | 0 | 0 | 0 | 0 | 0 | -8555.276 | -115689.6092 | 0 | 0 | 0 | 0 | 0 | 0 | 0 | 0 | 0 | -30793.7153 | 0 | 0 | 0 | 0 | 0 | 0
2016-01-04 10:00 | 0 | 0 | 0 | 0 | 245446.6953 | 0 | 424056 | 0 | 0 | 0 | 0 | 1612602.2304 | 3359962.9146 | 0 | 0 | 0 | 0 | 0 | 0 | 0 | 36579.1185 | 0 | 0 | 0 | 0 | 0 | 0 | 0 | 0 | 0 | -246512.8382 | 37109.8183 | 0 | 0 | 0 | 0 | 0 | 0 | 0 | 0 | 0 | 30793.7153 | 0 | 0 | 0 | 0 | 0 | 0
2016-01-04 11:00 | 0 | 0 | 0 | 0 | 243743.4172 | 0 | 457966 | 0 | 0 | 0 | 0 | 1544862.9721 | 3244273.3054 | 0 | 0 | 0 | 0 | 0 | 0 | 0 | 5785.4032 | 0 | 0 | 0 | 0 | 0 | 0 | 0 | 0 | 0 | -67739.2583 | -115689.6092 | 0 | 0 | 0 | 0 | 0 | 0 | 0 | 0 | 0 | -30793.7153 | 0 | 0 | 0 | 0 | 0 | 0
2016-01-04 12:00 | 0 | 0 | 0 | 0 | 249694.109 | 0 | 490049 | 0 | 0 | 0 | 0 | 1389403.975 | 3128583.6961 | 0 | 0 | 0 | 0 | 0 | 0 | 0 | 36579.1185 | 0 | 0 | 0 | 0 | 0 | 0 | 0 | 0 | 0 | -155458.9971 | -115689.6092 | 0 | 0 | 0 | 0 | 0 | 0 | 0 | 0 | 0 | 30793.7153 | 0 | 0 | 0 | 0 | 0 | 0
2016-01-04 13:00 | 0 | 0 | 0 | 0 | 263779.5266 | 0 | 503347 | 0 | 0 | 0 | 0 | 1142891.1368 | 3166322.7763 | 0 | 0 | 0 | 0 | 0 | 0 | 0 | 5785.4032 | 0 | 0 | 0 | 0 | 0 | 0 | 0 | 0 | 0 | -246512.8382 | 37739.0801 | 0 | 0 | 0 | 0 | 0 | 0 | 0 | 0 | 0 | -30793.7153 | 0 | 0 | 0 | 0 | 0 | 0
2016-01-04 14:00 | 0 | 0 | 0 | 0 | 271283.655 | 89142.6942 | 505677 | 0 | 0 | 0 | 0 | 896378.2985 | 3236791.2484 | 0 | 0 | 0 | 0 | 0 | 0 | 0 | 36579.1185 | 0 | 0 | 0 | 0 | 0 | 0 | 0 | 0 | 0 | -246512.8382 | 70468.4721 | 0 | 0 | 0 | 0 | 0 | 0 | 0 | 0 | 0 | 30793.7153 | 0 | 0 | 0 | 0 | 0 | 0
2016-01-04 15:00 | 0 | 0 | 0 | 0 | 220417.1574 | 272260.373 | 505098 | 0 | 0 | 0 | 0 | 1030441.1534 | 3121101.6391 | 0 | 0 | 0 | 0 | 0 | 0 | 0 | 5785.4032 | 0 | 0 | 0 | 0 | 0 | 0 | 0 | 0 | 0 | 134062.8549 | -115689.6092 | 0 | 0 | 0 | 0 | 0 | 0 | 0 | 0 | 0 | -30793.7153 | 0 | 0 | 0 | 0 | 0 | 0
2016-01-04 16:00 | 0 | 0 | 0 | 0 | 185308.115 | 385638.1726 | 499867 | 0 | 0 | 0 | 0 | 1186416.3349 | 3005412.0299 | 0 | 0 | 0 | 0 | 0 | 0 | 0 | 36579.1185 | 0 | 0 | 0 | 0 | 0 | 0 | 0 | 0 | 0 | 155975.1815 | -115689.6092 | 0 | 0 | 0 | 0 | 0 | 0 | 0 | 0 | 0 | 30793.7153 | 0 | 0 | 0 | 0 | 0 | 0
2016-01-04 17:00 | 0 | 0 | 0 | 0 | 201336.0736 | 420042.498 | 493446 | 0 | 0 | 0 | 0 | 1229453.0126 | 3121101.6391 | 0 | 0 | 0 | 0 | 0 | 0 | 0 | 5785.4032 | 0 | 0 | 0 | 0 | 0 | 0 | 0 | 0 | 0 | 43036.6777 | 115689.6092 | 0 | 0 | 0 | 0 | 0 | 0 | 0 | 0 | 0 | -30793.7153 | 0 | 0 | 0 | 0 | 0 | 0
2016-01-04 18:00 | 0 | 0 | 0 | 0 | 235201.4599 | 423287.2831 | 487900 | 0 | 0 | 0 | 0 | 1475965.8509 | 3014383.8286 | 0 | 0 | 0 | 0 | 0 | 0 | 0 | 36579.1185 | 0 | 0 | 0 | 0 | 0 | 0 | 0 | 0 | 0 | 246512.8382 | -106717.8105 | 0 | 0 | 0 | 0 | 0 | 0 | 0 | 0 | 0 | 30793.7153 | 0 | 0 | 0 | 0 | 0 | 0
2016-01-04 19:00 | 0 | 0 | 0 | 0 | 268738.6142 | 420415.9703 | 483354 | 0 | 0 | 0 | 0 | 1596870.5414 | 3130073.4378 | 0 | 0 | 0 | 0 | 0 | 0 | 0 | 5785.4032 | 0 | 0 | 0 | 0 | 0 | 0 | 0 | 0 | 0 | 120904.6906 | 115689.6092 | 0 | 0 | 0 | 0 | 0 | 0 | 0 | 0 | 0 | -30793.7153 | 0 | 0 | 0 | 0 | 0 | 0
2016-01-04 20:00 | 0 | 0 | 0 | 0 | 289530.4242 | 415107.7156 | 480122 | 0 | 0 | 0 | 0 | 1674903.3567 | 3245763.0471 | 0 | 0 | 0 | 0 | 0 | 0 | 0 | 36579.1185 | 0 | 0 | 0 | 0 | 0 | 0 | 0 | 0 | 0 | 78032.8153 | 115689.6092 | 0 | 0 | 0 | 0 | 0 | 0 | 0 | 0 | 0 | 30793.7153 | 0 | 0 | 0 | 0 | 0 | 0
2016-01-04 21:00 | 0 | 0 | 0 | 0 | 301202.5949 | 379277.8791 | 484754 | 0 | 0 | 0 | 0 | 1785733.9368 | 3361452.6563 | 0 | 0 | 0 | 0 | 0 | 0 | 0 | 5785.4032 | 0 | 0 | 0 | 0 | 0 | 0 | 0 | 0 | 0 | 110830.5801 | 115689.6092 | 0 | 0 | 0 | 0 | 0 | 0 | 0 | 0 | 0 | -30793.7153 | 0 | 0 | 0 | 0 | 0 | 0
2016-01-04 22:00 | 0 | 0 | 0 | 0 | 385429.8243 | 275419.416 | 504066 | 0 | 0 | 0 | 0 | 2027413.071 | 3245763.0471 | 0 | 0 | 0 | 0 | 0 | 0 | 0 | 36579.1185 | 0 | 0 | 0 | 0 | 0 | 0 | 0 | 0 | 0 | 241679.1343 | -115689.6092 | 0 | 0 | 0 | 0 | 0 | 0 | 0 | 0 | 0 | 30793.7153 | 0 | 0 | 0 | 0 | 0 | 0
2016-01-04 23:00 | 0 | 0 | 0 | 0 | 521282.7069 | 84206.9563 | 527878 | 0 | 0 | 0 | 0 | 2020128.8404 | 3361452.6563 | 0 | 0 | 0 | 0 | 0 | 0 | 0 | 5785.4032 | 0 | 0 | 0 | 0 | 0 | 0 | 0 | 0 | 0 | -7284.2307 | 115689.6092 | 0 | 0 | 0 | 0 | 0 | 0 | 0 | 0 | 0 | -30793.7153 | 0 | 0 | 0 | 0 | 0 | 0
2016-01-05 | 0 | 0 | 0 | 0 | 297860.8615 | 1721.1847 | 538994 | 0 | 0 | 0 | 0 | 1865612.7805 | 3245763.0471 | 0 | 0 | 0 | 0 | 0 | 0 | 0 | 36579.1185 | 0 | 0 | 0 | 0 | 0 | 0 | 0 | 0 | 0 | -154516.0598 | -115689.6092 | 0 | 0 | 0 | 0 | 0 | 0 | 0 | 0 | 0 | 30793.7153 | 0 | 0 | 0 | 0 | 0 | 0
2016-01-05 01:00 | 0 | 0 | 0 | 0 | 582202.4035 | 0 | 539677 | 0 | 0 | 0 | 0 | 1823242.2902 | 3361452.6563 | 0 | 0 | 0 | 0 | 0 | 0 | 0 | 5785.4032 | 0 | 0 | 0 | 0 | 0 | 0 | 0 | 0 | 0 | -42370.4904 | 115689.6092 | 0 | 0 | 0 | 0 | 0 | 0 | 0 | 0 | 0 | -30793.7153 | 0 | 0 | 0 | 0 | 0 | 0
2016-01-05 02:00 | 0 | 0 | 0 | 0 | 564190.9495 | 0 | 531819 | 0 | 0 | 0 | 0 | 1940510.1336 | 3245763.0471 | 0 | 0 | 0 | 0 | 0 | 0 | 0 | 36579.1185 | 0 | 0 | 0 | 0 | 0 | 0 | 0 | 0 | 0 | 117267.8434 | -115689.6092 | 0 | 0 | 0 | 0 | 0 | 0 | 0 | 0 | 0 | 30793.7153 | 0 | 0 | 0 | 0 | 0 | 0
2016-01-05 03:00 | 0 | 0 | 0 | 0 | 540334.5356 | 0 | 511858 | 0 | 0 | 0 | 0 | 1884090.7753 | 3361452.6563 | 0 | 0 | 0 | 0 | 0 | 0 | 0 | 5785.4032 | 0 | 0 | 0 | 0 | 0 | 0 | 0 | 0 | 0 | -56419.3583 | 115689.6092 | 0 | 0 | 0 | 0 | 0 | 0 | 0 | 0 | 0 | -30793.7153 | 0 | 0 | 0 | 0 | 0 | 0
2016-01-05 04:00 | 0 | 0 | 0 | 0 | 519730.0027 | 0 | 488356 | 0 | 0 | 0 | 0 | 2000360.6719 | 3245763.0471 | 0 | 0 | 0 | 0 | 0 | 0 | 0 | 36579.1185 | 0 | 0 | 0 | 0 | 0 | 0 | 0 | 0 | 0 | 116269.8966 | -115689.6092 | 0 | 0 | 0 | 0 | 0 | 0 | 0 | 0 | 0 | 30793.7153 | 0 | 0 | 0 | 0 | 0 | 0
2016-01-05 05:00 | 0 | 0 | 0 | 0 | 501413.6531 | 0 | 470100 | 0 | 0 | 0 | 0 | 1946778.431 | 3361452.6563 | 0 | 0 | 0 | 0 | 0 | 0 | 0 | 5785.4032 | 0 | 0 | 0 | 0 | 0 | 0 | 0 | 0 | 0 | -53582.2408 | 115689.6092 | 0 | 0 | 0 | 0 | 0 | 0 | 0 | 0 | 0 | -30793.7153 | 0 | 0 | 0 | 0 | 0 | 0
2016-01-05 06:00 | 0 | 0 | 0 | 0 | 484321.2655 | 0 | 459532 | 0 | 0 | 0 | 0 | 2056463.5904 | 3245763.0471 | 0 | 0 | 0 | 0 | 0 | 0 | 0 | 36579.1185 | 0 | 0 | 0 | 0 | 0 | 0 | 0 | 0 | 0 | 109685.1594 | -115689.6092 | 0 | 0 | 0 | 0 | 0 | 0 | 0 | 0 | 0 | 30793.7153 | 0 | 0 | 0 | 0 | 0 | 0
2016-01-05 07:00 | 0 | 0 | 0 | 0 | 472766.5355 | 0 | 452735 | 0 | 0 | 0 | 0 | 1991599.2321 | 3361452.6563 | 0 | 0 | 0 | 0 | 0 | 0 | 0 | 5785.4032 | 0 | 0 | 0 | 0 | 0 | 0 | 0 | 0 | 0 | -64864.3584 | 115689.6092 | 0 | 0 | 0 | 0 | 0 | 0 | 0 | 0 | 0 | -30793.7153 | 0 | 0 | 0 | 0 | 0 | 0
2016-01-05 08:00 | 0 | 0 | 0 | 0 | 465201.325 | 0 | 450290 | 0 | 0 | 0 | 0 | 2091406.451 | 3245763.0471 | 0 | 0 | 0 | 0 | 0 | 0 | 0 | 36579.1185 | 0 | 0 | 0 | 0 | 0 | 0 | 0 | 0 | 0 | 99807.2189 | -115689.6092 | 0 | 0 | 0 | 0 | 0 | 0 | 0 | 0 | 0 | 30793.7153 | 0 | 0 | 0 | 0 | 0 | 0
2016-01-05 09:00 | 0 | 0 | 0 | 0 | 450012.5203 | 0 | 455066 | 0 | 0 | 0 | 0 | 2001457.0774 | 3361452.6563 | 0 | 0 | 0 | 0 | 0 | 0 | 0 | 5785.4032 | 0 | 0 | 0 | 0 | 0 | 0 | 0 | 0 | 0 | -89949.3736 | 115689.6092 | 0 | 0 | 0 | 0 | 0 | 0 | 0 | 0 | 0 | -30793.7153 | 0 | 0 | 0 | 0 | 0 | 0
2016-01-05 10:00 | 0 | 0 | 0 | 0 | 434170.4543 | 0 | 471666 | 0 | 0 | 0 | 0 | 1817478.2071 | 3477142.2655 | 0 | 0 | 0 | 0 | 0 | 0 | 0 | 36579.1185 | 0 | 0 | 0 | 0 | 0 | 0 | 0 | 0 | 0 | -183978.8703 | 115689.6092 | 0 | 0 | 0 | 0 | 0 | 0 | 0 | 0 | 0 | 30793.7153 | 0 | 0 | 0 | 0 | 0 | 0
2016-01-05 11:00 | 0 | 0 | 0 | 0 | 418757.1022 | 0 | 505340 | 0 | 0 | 0 | 0 | 1645999.4154 | 3592831.8748 | 0 | 0 | 0 | 0 | 0 | 0 | 0 | 5785.4032 | 0 | 0 | 0 | 0 | 0 | 0 | 0 | 0 | 0 | -171478.7917 | 115689.6092 | 0 | 0 | 0 | 0 | 0 | 0 | 0 | 0 | 0 | -30793.7153 | 0 | 0 | 0 | 0 | 0 | 0
2016-01-05 12:00 | 0 | 0 | 0 | 0 | 408464.1408 | 0 | 536414 | 0 | 0 | 0 | 0 | 1602945.45 | 3477142.2655 | 0 | 0 | 0 | 0 | 0 | 0 | 0 | 36579.1185 | 0 | 0 | 0 | 0 | 0 | 0 | 0 | 0 | 0 | -43053.9653 | -115689.6092 | 0 | 0 | 0 | 0 | 0 | 0 | 0 | 0 | 0 | 30793.7153 | 0 | 0 | 0 | 0 | 0 | 0
2016-01-05 13:00 | 0 | 0 | 0 | 0 | 403820.9551 | 0 | 544393 | 0 | 0 | 0 | 0 | 1377477.5113 | 3592831.8748 | 0 | 0 | 0 | 0 | 0 | 0 | 0 | 5785.4032 | 0 | 0 | 0 | 0 | 0 | 0 | 0 | 0 | 0 | -225467.9388 | 115689.6092 | 0 | 0 | 0 | 0 | 0 | 0 | 0 | 0 | 0 | -30793.7153 | 0 | 0 | 0 | 0 | 0 | 0
2016-01-05 14:00 | 0 | 0 | 0 | 0 | 383152.8214 | 22284.923 | 538308 | 0 | 0 | 0 | 0 | 1329503.1496 | 3477142.2655 | 0 | 0 | 0 | 0 | 0 | 0 | 0 | 36579.1185 | 0 | 0 | 0 | 0 | 0 | 0 | 0 | 0 | 0 | -47974.3616 | -115689.6092 | 0 | 0 | 0 | 0 | 0 | 0 | 0 | 0 | 0 | 30793.7153 | 0 | 0 | 0 | 0 | 0 | 0
2016-01-05 15:00 | 0 | 0 | 0 | 0 | 386529.4203 | 197137.349 | 530432 | 0 | 0 | 0 | 0 | 1297842.025 | 3592831.8748 | 0 | 0 | 0 | 0 | 0 | 0 | 0 | 5785.4032 | 0 | 0 | 0 | 0 | 0 | 0 | 0 | 0 | 0 | -31661.1247 | 115689.6092 | 0 | 0 | 0 | 0 | 0 | 0 | 0 | 0 | 0 | -30793.7153 | 0 | 0 | 0 | 0 | 0 | 0
2016-01-05 16:00 | 0 | 0 | 0 | 0 | 412481.3617 | 326991.0641 | 518961 | 0 | 0 | 0 | 0 | 1408449.2447 | 3708521.484 | 0 | 0 | 0 | 0 | 0 | 0 | 0 | 0 | 0 | 0 | 0 | 0 | 0 | 0 | 0 | 0 | 0 | 110607.2198 | 115689.6092 | 0 | 0 | 0 | 0 | 0 | 0 | 0 | 0 | 0 | -5785.4032 | 0 | 0 | 0 | 0 | 0 | 0
2016-01-05 17:00 | 0 | 0 | 0 | 0 | 443197.8202 | 392309.934 | 507046 | 0 | 0 | 0 | 0 | 1621221.3898 | 3824211.0932 | 0 | 0 | 0 | 0 | 0 | 0 | 0 | 0 | 0 | 0 | 0 | 0 | 0 | 0 | 0 | 0 | 0 | 212772.145 | 115689.6092 | 0 | 0 | 0 | 0 | 0 | 0 | 0 | 0 | 0 | 0 | 0 | 0 | 0 | 0 | 0 | 0
2016-01-05 18:00 | 0 | 0 | 0 | 0 | 442613.1644 | 405591.2288 | 497896 | 0 | 0 | 0 | 0 | 1867734.228 | 3897212.9329 | 0 | 0 | 0 | 0 | 0 | 0 | 0 | 30793.7153 | 0 | 0 | 0 | 0 | 0 | 0 | 0 | 0 | 0 | 246512.8382 | 73001.8397 | 0 | 0 | 0 | 0 | 0 | 0 | 0 | 0 | 0 | 30793.7153 | 0 | 0 | 0 | 0 | 0 | 0
2016-01-05 19:00 | 0 | 0 | 0 | 0 | 421505.2254 | 404052.4232 | 489977 | 0 | 0 | 0 | 0 | 2114247.0662 | 4012902.5421 | 0 | 0 | 0 | 0 | 0 | 0 | 0 | 4171.9164 | 0 | 0 | 0 | 0 | 0 | 0 | 0 | 0 | 0 | 246512.8382 | 115689.6092 | 0 | 0 | 0 | 0 | 0 | 0 | 0 | 0 | 0 | -26621.799 | 0 | 0 | 0 | 0 | 0 | 0
2016-01-05 20:00 | 0 | 0 | 0 | 0 | 391230.2881 | 399619.428 | 485292 | 0 | 0 | 0 | 0 | 2360759.9045 | 4041153.7047 | 0 | 0 | 0 | 0 | 0 | 0 | 0 | 34965.6317 | 0 | 0 | 0 | 0 | 0 | 0 | 0 | 0 | 0 | 246512.8382 | 28251.1625 | 0 | 0 | 0 | 0 | 0 | 0 | 0 | 0 | 0 | 30793.7153 | 0 | 0 | 0 | 0 | 0 | 0
2016-01-05 21:00 | 0 | 0 | 0 | 0 | 372020.9331 | 367546.4046 | 489904 | 0 | 0 | 0 | 0 | 2607272.7427 | 4073484.4326 | 0 | 0 | 0 | 0 | 0 | 0 | 0 | 5785.4032 | 0 | 0 | 0 | 0 | 0 | 0 | 0 | 0 | 0 | 246512.8382 | 32330.7279 | 0 | 0 | 0 | 0 | 0 | 0 | 0 | 0 | 0 | -29180.2285 | 0 | 0 | 0 | 0 | 0 | 0
2016-01-05 22:00 | 0 | 0 | 0 | 0 | 398749.5103 | 273956.434 | 511089 | 0 | 0 | 0 | 0 | 2853785.581 | 3957794.8234 | 0 | 0 | 0 | 0 | 0 | 0 | 0 | 36579.1185 | 0 | 0 | 0 | 0 | 0 | 0 | 0 | 0 | 0 | 246512.8382 | -115689.6092 | 0 | 0 | 0 | 0 | 0 | 0 | 0 | 0 | 0 | 30793.7153 | 0 | 0 | 0 | 0 | 0 | 0
2016-01-05 23:00 | 0 | 0 | 0 | 0 | 485880.2169 | 71564.3391 | 534774 | 0 | 0 | 0 | 0 | 2791560.243 | 4073484.4326 | 0 | 0 | 0 | 0 | 0 | 0 | 0 | 5785.4032 | 0 | 0 | 0 | 0 | 0 | 0 | 0 | 0 | 0 | -62225.3379 | 115689.6092 | 0 | 0 | 0 | 0 | 0 | 0 | 0 | 0 | 0 | -30793.7153 | 0 | 0 | 0 | 0 | 0 | 0
2016-01-06 | 0 | 0 | 0 | 0 | 518321.8939 | 1922.7602 | 544758 | 0 | 0 | 0 | 0 | 2851942.7911 | 3957794.8234 | 0 | 0 | 0 | 0 | 0 | 0 | 0 | 36579.1185 | 0 | 0 | 0 | 0 | 0 | 0 | 0 | 0 | 0 | 60382.548 | -115689.6092 | 0 | 0 | 0 | 0 | 0 | 0 | 0 | 0 | 0 | 30793.7153 | 0 | 0 | 0 | 0 | 0 | 0
2016-01-06 01:00 | 0 | 0 | 0 | 0 | 513428.7104 | 0 | 544168 | 0 | 0 | 0 | 0 | 2736307.6076 | 4073484.4326 | 0 | 0 | 0 | 0 | 0 | 0 | 0 | 5785.4032 | 0 | 0 | 0 | 0 | 0 | 0 | 0 | 0 | 0 | -115635.1835 | 115689.6092 | 0 | 0 | 0 | 0 | 0 | 0 | 0 | 0 | 0 | -30793.7153 | 0 | 0 | 0 | 0 | 0 | 0
2016-01-06 02:00 | 0 | 0 | 0 | 0 | 496896.6036 | 0 | 534403 | 0 | 0 | 0 | 0 | 2783697.1051 | 3957794.8234 | 0 | 0 | 0 | 0 | 0 | 0 | 0 | 36579.1185 | 0 | 0 | 0 | 0 | 0 | 0 | 0 | 0 | 0 | 47389.4975 | -115689.6092 | 0 | 0 | 0 | 0 | 0 | 0 | 0 | 0 | 0 | 30793.7153 | 0 | 0 | 0 | 0 | 0 | 0
2016-01-06 03:00 | 0 | 0 | 0 | 0 | 483718.8904 | 0 | 512646 | 0 | 0 | 0 | 0 | 2669874.1016 | 4073484.4326 | 0 | 0 | 0 | 0 | 0 | 0 | 0 | 5785.4032 | 0 | 0 | 0 | 0 | 0 | 0 | 0 | 0 | 0 | -113823.0035 | 115689.6092 | 0 | 0 | 0 | 0 | 0 | 0 | 0 | 0 | 0 | -30793.7153 | 0 | 0 | 0 | 0 | 0 | 0
2016-01-06 04:00 | 0 | 0 | 0 | 0 | 471158.3075 | 0 | 488746 | 0 | 0 | 0 | 0 | 2737182.303 | 3957794.8234 | 0 | 0 | 0 | 0 | 0 | 0 | 0 | 36579.1185 | 0 | 0 | 0 | 0 | 0 | 0 | 0 | 0 | 0 | 67308.2014 | -115689.6092 | 0 | 0 | 0 | 0 | 0 | 0 | 0 | 0 | 0 | 30793.7153 | 0 | 0 | 0 | 0 | 0 | 0
2016-01-06 05:00 | 0 | 0 | 0 | 0 | 457142.7447 | 0 | 469710 | 0 | 0 | 0 | 0 | 2639719.1537 | 4073484.4326 | 0 | 0 | 0 | 0 | 0 | 0 | 0 | 5785.4032 | 0 | 0 | 0 | 0 | 0 | 0 | 0 | 0 | 0 | -97463.1492 | 115689.6092 | 0 | 0 | 0 | 0 | 0 | 0 | 0 | 0 | 0 | -30793.7153 | 0 | 0 | 0 | 0 | 0 | 0
2016-01-06 06:00 | 0 | 0 | 0 | 0 | 439277.8957 | 0 | 459026 | 0 | 0 | 0 | 0 | 2704866.9433 | 3957794.8234 | 0 | 0 | 0 | 0 | 0 | 0 | 0 | 36579.1185 | 0 | 0 | 0 | 0 | 0 | 0 | 0 | 0 | 0 | 65147.7896 | -115689.6092 | 0 | 0 | 0 | 0 | 0 | 0 | 0 | 0 | 0 | 30793.7153 | 0 | 0 | 0 | 0 | 0 | 0
2016-01-06 07:00 | 0 | 0 | 0 | 0 | 417137.9556 | 0 | 450847 | 0 | 0 | 0 | 0 | 2555468.2897 | 4073484.4326 | 0 | 0 | 0 | 0 | 0 | 0 | 0 | 36579.1185 | 0 | 0 | 0 | 0 | 0 | 0 | 0 | 0 | 0 | -149398.6536 | 115689.6092 | 0 | 0 | 0 | 0 | 0 | 0 | 0 | 0 | 0 | 0 | 0 | 0 | 0 | 0 | 0 | 0
2016-01-06 08:00 | 0 | 0 | 0 | 0 | 392556.3899 | 0 | 447761 | 0 | 0 | 0 | 0 | 2615953.2888 | 3957794.8234 | 0 | 0 | 0 | 0 | 0 | 0 | 0 | 36579.1185 | 0 | 0 | 0 | 0 | 0 | 0 | 0 | 0 | 0 | 60484.9991 | -115689.6092 | 0 | 0 | 0 | 0 | 0 | 0 | 0 | 0 | 0 | 0 | 0 | 0 | 0 | 0 | 0 | 0
2016-01-06 09:00 | 0 | 0 | 0 | 0 | 373054.5098 | 0 | 449636 | 0 | 0 | 0 | 0 | 2685855.1232 | 3842105.2142 | 0 | 0 | 0 | 0 | 0 | 0 | 0 | 5785.4032 | 0 | 0 | 0 | 0 | 0 | 0 | 0 | 0 | 0 | 69901.8344 | -115689.6092 | 0 | 0 | 0 | 0 | 0 | 0 | 0 | 0 | 0 | -30793.7153 | 0 | 0 | 0 | 0 | 0 | 0
2016-01-06 10:00 | 0 | 0 | 0 | 0 | 352458.3873 | 0 | 463512 | 0 | 0 | 0 | 0 | 2659697.4044 | 3726415.6049 | 0 | 0 | 0 | 0 | 0 | 0 | 0 | 36579.1185 | 0 | 0 | 0 | 0 | 0 | 0 | 0 | 0 | 0 | -26157.7188 | -115689.6092 | 0 | 0 | 0 | 0 | 0 | 0 | 0 | 0 | 0 | 30793.7153 | 0 | 0 | 0 | 0 | 0 | 0
2016-01-06 11:00 | 0 | 0 | 0 | 0 | 335248.2759 | 0 | 495560 | 0 | 0 | 0 | 0 | 2615075.2896 | 3610725.9957 | 0 | 0 | 0 | 0 | 0 | 0 | 0 | 36579.1185 | 0 | 0 | 0 | 0 | 0 | 0 | 0 | 0 | 0 | -44622.1148 | -115689.6092 | 0 | 0 | 0 | 0 | 0 | 0 | 0 | 0 | 0 | 0 | 0 | 0 | 0 | 0 | 0 | 0
2016-01-06 12:00 | 0 | 0 | 0 | 0 | 316788.1869 | 0 | 524202 | 0 | 0 | 0 | 0 | 2368562.4514 | 3649825.0209 | 0 | 0 | 0 | 0 | 0 | 0 | 0 | 36579.1185 | 0 | 0 | 0 | 0 | 0 | 0 | 0 | 0 | 0 | -246512.8382 | 39099.0252 | 0 | 0 | 0 | 0 | 0 | 0 | 0 | 0 | 0 | 0 | 0 | 0 | 0 | 0 | 0 | 0
2016-01-06 13:00 | 0 | 0 | 0 | 0 | 298581.4126 | 0 | 530125 | 0 | 0 | 0 | 0 | 2122049.6131 | 3695587.987 | 0 | 0 | 0 | 0 | 0 | 0 | 0 | 5785.4032 | 0 | 0 | 0 | 0 | 0 | 0 | 0 | 0 | 0 | -246512.8382 | 45762.9661 | 0 | 0 | 0 | 0 | 0 | 0 | 0 | 0 | 0 | -30793.7153 | 0 | 0 | 0 | 0 | 0 | 0
2016-01-06 14:00 | 0 | 0 | 0 | 0 | 254713.9 | 18893.6294 | 523807 | 0 | 0 | 0 | 0 | 1956746.0364 | 3579898.3778 | 0 | 0 | 0 | 0 | 0 | 0 | 0 | 36579.1185 | 0 | 0 | 0 | 0 | 0 | 0 | 0 | 0 | 0 | -165303.5767 | -115689.6092 | 0 | 0 | 0 | 0 | 0 | 0 | 0 | 0 | 0 | 30793.7153 | 0 | 0 | 0 | 0 | 0 | 0
2016-01-06 15:00 | 0 | 0 | 0 | 0 | 0 | 175491.1959 | 515122 | 0 | 0 | 0 | 0 | 1732804.8416 | 3464208.7685 | 0 | 0 | 0 | 0 | 0 | 0 | 0 | 36579.1185 | 0 | 0 | 0 | 0 | 0 | 0 | 0 | 0 | 0 | -223941.1948 | -115689.6092 | 0 | 0 | 0 | 0 | 0 | 0 | 0 | 0 | 0 | 0 | 0 | 0 | 0 | 0 | 0 | 0
2016-01-06 16:00 | 0 | 0 | 0 | 0 | 168786.9256 | 303394.044 | 505229 | 0 | 0 | 0 | 0 | 1815446.4205 | 3348519.1593 | 0 | 0 | 0 | 0 | 0 | 0 | 0 | 36579.1185 | 0 | 0 | 0 | 0 | 0 | 0 | 0 | 0 | 0 | 82641.5789 | -115689.6092 | 0 | 0 | 0 | 0 | 0 | 0 | 0 | 0 | 0 | 0 | 0 | 0 | 0 | 0 | 0 | 0
2016-01-06 17:00 | 0 | 0 | 0 | 0 | 178660.4965 | 388022.684 | 493888 | 0 | 0 | 0 | 0 | 2034724.9256 | 3232829.5501 | 0 | 0 | 0 | 0 | 0 | 0 | 0 | 5785.4032 | 0 | 0 | 0 | 0 | 0 | 0 | 0 | 0 | 0 | 219278.5051 | -115689.6092 | 0 | 0 | 0 | 0 | 0 | 0 | 0 | 0 | 0 | -30793.7153 | 0 | 0 | 0 | 0 | 0 | 0
2016-01-06 18:00 | 0 | 0 | 0 | 0 | 177606.19 | 410786.8368 | 485222 | 0 | 0 | 0 | 0 | 2222791.8463 | 3117139.9408 | 0 | 0 | 0 | 0 | 0 | 0 | 0 | 36579.1185 | 0 | 0 | 0 | 0 | 0 | 0 | 0 | 0 | 0 | 188066.9207 | -115689.6092 | 0 | 0 | 0 | 0 | 0 | 0 | 0 | 0 | 0 | 30793.7153 | 0 | 0 | 0 | 0 | 0 | 0
2016-01-06 19:00 | 0 | 0 | 0 | 0 | 170111.0951 | 410738.4721 | 478021 | 0 | 0 | 0 | 0 | 2469304.6845 | 3004249.3851 | 0 | 0 | 0 | 0 | 0 | 0 | 0 | 5785.4032 | 0 | 0 | 0 | 0 | 0 | 0 | 0 | 0 | 0 | 246512.8382 | -112890.5557 | 0 | 0 | 0 | 0 | 0 | 0 | 0 | 0 | 0 | -30793.7153 | 0 | 0 | 0 | 0 | 0 | 0
2016-01-06 20:00 | 0 | 0 | 0 | 0 | 160803.3603 | 405743.001 | 474674 | 0 | 0 | 0 | 0 | 2414693.7213 | 3119938.9944 | 0 | 0 | 0 | 0 | 0 | 0 | 0 | 36579.1185 | 0 | 0 | 0 | 0 | 0 | 0 | 0 | 0 | 0 | -54610.9632 | 115689.6092 | 0 | 0 | 0 | 0 | 0 | 0 | 0 | 0 | 0 | 30793.7153 | 0 | 0 | 0 | 0 | 0 | 0
2016-01-06 21:00 | 0 | 0 | 0 | 0 | 158790.3499 | 382448.8272 | 478064 | 0 | 0 | 0 | 0 | 2362179.2892 | 3235628.6036 | 0 | 0 | 0 | 0 | 0 | 0 | 0 | 36579.1185 | 0 | 0 | 0 | 0 | 0 | 0 | 0 | 0 | 0 | -52514.4321 | 115689.6092 | 0 | 0 | 0 | 0 | 0 | 0 | 0 | 0 | 0 | 0 | 0 | 0 | 0 | 0 | 0 | 0
2016-01-06 22:00 | 0 | 0 | 0 | 0 | 188747.8393 | 300615.6575 | 496279 | 0 | 0 | 0 | 0 | 2470953.3953 | 3119938.9944 | 0 | 0 | 0 | 0 | 0 | 0 | 0 | 36579.1185 | 0 | 0 | 0 | 0 | 0 | 0 | 0 | 0 | 0 | 108774.106 | -115689.6092 | 0 | 0 | 0 | 0 | 0 | 0 | 0 | 0 | 0 | 0 | 0 | 0 | 0 | 0 | 0 | 0
2016-01-06 23:00 | 0 | 0 | 0 | 0 | 259033.2921 | 109225.4576 | 515072 | 0 | 0 | 0 | 0 | 2470623.4695 | 3004249.3851 | 0 | 0 | 0 | 0 | 0 | 0 | 0 | 5785.4032 | 0 | 0 | 0 | 0 | 0 | 0 | 0 | 0 | 0 | -329.9258 | -115689.6092 | 0 | 0 | 0 | 0 | 0 | 0 | 0 | 0 | 0 | -30793.7153 | 0 | 0 | 0 | 0 | 0 | 0
2016-01-07 | 0 | 0 | 0 | 0 | 305123.388 | 950.5508 | 521111 | 0 | 0 | 0 | 0 | 2340482.3022 | 2888559.7759 | 0 | 0 | 0 | 0 | 0 | 0 | 0 | 36579.1185 | 0 | 0 | 0 | 0 | 0 | 0 | 0 | 0 | 0 | -130141.1673 | -115689.6092 | 0 | 0 | 0 | 0 | 0 | 0 | 0 | 0 | 0 | 30793.7153 | 0 | 0 | 0 | 0 | 0 | 0
2016-01-07 01:00 | 0 | 0 | 0 | 0 | 327736.0821 | 0 | 518375 | 0 | 0 | 0 | 0 | 2265532.9935 | 2772870.1667 | 0 | 0 | 0 | 0 | 0 | 0 | 0 | 36579.1185 | 0 | 0 | 0 | 0 | 0 | 0 | 0 | 0 | 0 | -74949.3087 | -115689.6092 | 0 | 0 | 0 | 0 | 0 | 0 | 0 | 0 | 0 | 0 | 0 | 0 | 0 | 0 | 0 | 0
2016-01-07 02:00 | 0 | 0 | 0 | 0 | 328688.2479 | 0 | 506895 | 0 | 0 | 0 | 0 | 2203015.8507 | 2657180.5574 | 0 | 0 | 0 | 0 | 0 | 0 | 0 | 36579.1185 | 0 | 0 | 0 | 0 | 0 | 0 | 0 | 0 | 0 | -62517.1428 | -115689.6092 | 0 | 0 | 0 | 0 | 0 | 0 | 0 | 0 | 0 | 0 | 0 | 0 | 0 | 0 | 0 | 0
2016-01-07 03:00 | 0 | 0 | 0 | 0 | 312106.1475 | 0 | 486281 | 0 | 0 | 0 | 0 | 2175324.3227 | 2541490.9482 | 0 | 0 | 0 | 0 | 0 | 0 | 0 | 5785.4032 | 0 | 0 | 0 | 0 | 0 | 0 | 0 | 0 | 0 | -27691.528 | -115689.6092 | 0 | 0 | 0 | 0 | 0 | 0 | 0 | 0 | 0 | -30793.7153 | 0 | 0 | 0 | 0 | 0 | 0
2016-01-07 04:00 | 0 | 0 | 0 | 0 | 280378.3144 | 0 | 461291 | 0 | 0 | 0 | 0 | 2079307.5311 | 2425801.339 | 0 | 0 | 0 | 0 | 0 | 0 | 0 | 36579.1185 | 0 | 0 | 0 | 0 | 0 | 0 | 0 | 0 | 0 | -96016.7917 | -115689.6092 | 0 | 0 | 0 | 0 | 0 | 0 | 0 | 0 | 0 | 30793.7153 | 0 | 0 | 0 | 0 | 0 | 0
2016-01-07 05:00 | 0 | 0 | 0 | 0 | 254659.9433 | 0 | 439921 | 0 | 0 | 0 | 0 | 1832794.6928 | 2487053.1205 | 0 | 0 | 0 | 0 | 0 | 0 | 0 | 36579.1185 | 0 | 0 | 0 | 0 | 0 | 0 | 0 | 0 | 0 | -246512.8382 | 61251.7815 | 0 | 0 | 0 | 0 | 0 | 0 | 0 | 0 | 0 | 0 | 0 | 0 | 0 | 0 | 0 | 0
2016-01-07 06:00 | 0 | 0 | 0 | 0 | 231856.8185 | 0 | 425551 | 0 | 0 | 0 | 0 | 1754790.1206 | 2371363.5113 | 0 | 0 | 0 | 0 | 0 | 0 | 0 | 36579.1185 | 0 | 0 | 0 | 0 | 0 | 0 | 0 | 0 | 0 | -78004.5722 | -115689.6092 | 0 | 0 | 0 | 0 | 0 | 0 | 0 | 0 | 0 | 0 | 0 | 0 | 0 | 0 | 0 | 0
2016-01-07 07:00 | 0 | 0 | 0 | 0 | 213340.026 | 0 | 415893 | 0 | 0 | 0 | 0 | 1508277.2823 | 2446117.0909 | 0 | 0 | 0 | 0 | 0 | 0 | 0 | 5785.4032 | 0 | 0 | 0 | 0 | 0 | 0 | 0 | 0 | 0 | -246512.8382 | 74753.5796 | 0 | 0 | 0 | 0 | 0 | 0 | 0 | 0 | 0 | -30793.7153 | 0 | 0 | 0 | 0 | 0 | 0
2016-01-07 08:00 | 0 | 0 | 0 | 0 | 203766.2379 | 0 | 410460 | 0 | 0 | 0 | 0 | 1386479.4141 | 2330427.4816 | 0 | 0 | 0 | 0 | 0 | 0 | 0 | 36579.1185 | 0 | 0 | 0 | 0 | 0 | 0 | 0 | 0 | 0 | -121797.8682 | -115689.6092 | 0 | 0 | 0 | 0 | 0 | 0 | 0 | 0 | 0 | 30793.7153 | 0 | 0 | 0 | 0 | 0 | 0
2016-01-07 09:00 | 0 | 0 | 0 | 0 | 201267.6623 | 0 | 411058 | 0 | 0 | 0 | 0 | 1292378.6856 | 2214737.8724 | 0 | 0 | 0 | 0 | 0 | 0 | 0 | 36579.1185 | 0 | 0 | 0 | 0 | 0 | 0 | 0 | 0 | 0 | -94100.7285 | -115689.6092 | 0 | 0 | 0 | 0 | 0 | 0 | 0 | 0 | 0 | 0 | 0 | 0 | 0 | 0 | 0 | 0
2016-01-07 10:00 | 0 | 0 | 0 | 0 | 208628.2175 | 0 | 423691 | 0 | 0 | 0 | 0 | 1193005.5123 | 2099048.2632 | 0 | 0 | 0 | 0 | 0 | 0 | 0 | 36579.1185 | 0 | 0 | 0 | 0 | 0 | 0 | 0 | 0 | 0 | -99373.1733 | -115689.6092 | 0 | 0 | 0 | 0 | 0 | 0 | 0 | 0 | 0 | 0 | 0 | 0 | 0 | 0 | 0 | 0
2016-01-07 11:00 | 0 | 0 | 0 | 0 | 220929.771 | 0 | 454300 | 0 | 0 | 0 | 0 | 1106118.6079 | 1983358.6539 | 0 | 0 | 0 | 0 | 0 | 0 | 0 | 5785.4032 | 0 | 0 | 0 | 0 | 0 | 0 | 0 | 0 | 0 | -86886.9044 | -115689.6092 | 0 | 0 | 0 | 0 | 0 | 0 | 0 | 0 | 0 | -30793.7153 | 0 | 0 | 0 | 0 | 0 | 0
2016-01-07 12:00 | 0 | 0 | 0 | 0 | 232919.2572 | 0 | 483496 | 0 | 0 | 0 | 0 | 940437.759 | 1867669.0447 | 0 | 0 | 0 | 0 | 0 | 0 | 0 | 36579.1185 | 0 | 0 | 0 | 0 | 0 | 0 | 0 | 0 | 0 | -165680.8489 | -115689.6092 | 0 | 0 | 0 | 0 | 0 | 0 | 0 | 0 | 0 | 30793.7153 | 0 | 0 | 0 | 0 | 0 | 0
2016-01-07 13:00 | 0 | 0 | 0 | 0 | 238233.3674 | 0 | 491785 | 0 | 0 | 0 | 0 | 833369.4509 | 1751979.4355 | 0 | 0 | 0 | 0 | 0 | 0 | 0 | 5785.4032 | 0 | 0 | 0 | 0 | 0 | 0 | 0 | 0 | 0 | -107068.3081 | -115689.6092 | 0 | 0 | 0 | 0 | 0 | 0 | 0 | 0 | 0 | -30793.7153 | 0 | 0 | 0 | 0 | 0 | 0
2016-01-07 14:00 | 0 | 0 | 0 | 0 | 206204.6105 | 44505.917 | 490686 | 0 | 0 | 0 | 0 | 586856.6127 | 1727723.0859 | 0 | 0 | 0 | 0 | 0 | 0 | 0 | 36579.1185 | 0 | 0 | 0 | 0 | 0 | 0 | 0 | 0 | 0 | -246512.8382 | -24256.3496 | 0 | 0 | 0 | 0 | 0 | 0 | 0 | 0 | 0 | 30793.7153 | 0 | 0 | 0 | 0 | 0 | 0
2016-01-07 15:00 | 0 | 0 | 0 | 0 | 135738.5007 | 206535.3322 | 488256 | 0 | 0 | 0 | 0 | 556564.0549 | 1612033.4767 | 0 | 0 | 0 | 0 | 0 | 0 | 0 | 36579.1185 | 0 | 0 | 0 | 0 | 0 | 0 | 0 | 0 | 0 | -30292.5578 | -115689.6092 | 0 | 0 | 0 | 0 | 0 | 0 | 0 | 0 | 0 | 0 | 0 | 0 | 0 | 0 | 0 | 0
2016-01-07 16:00 | 0 | 0 | 0 | 0 | 150193.4293 | 319634.6964 | 481130 | 0 | 0 | 0 | 0 | 691745.5051 | 1496343.8674 | 0 | 0 | 0 | 0 | 0 | 0 | 0 | 5785.4032 | 0 | 0 | 0 | 0 | 0 | 0 | 0 | 0 | 0 | 135181.4502 | -115689.6092 | 0 | 0 | 0 | 0 | 0 | 0 | 0 | 0 | 0 | -30793.7153 | 0 | 0 | 0 | 0 | 0 | 0
2016-01-07 17:00 | 0 | 0 | 0 | 0 | 184193.333 | 380958.318 | 472955 | 0 | 0 | 0 | 0 | 868838.05 | 1380654.2582 | 0 | 0 | 0 | 0 | 0 | 0 | 0 | 36579.1185 | 0 | 0 | 0 | 0 | 0 | 0 | 0 | 0 | 0 | 177092.545 | -115689.6092 | 0 | 0 | 0 | 0 | 0 | 0 | 0 | 0 | 0 | 30793.7153 | 0 | 0 | 0 | 0 | 0 | 0
2016-01-07 18:00 | 0 | 0 | 0 | 0 | 192918.0245 | 396415.1546 | 465227 | 0 | 0 | 0 | 0 | 1108633.8384 | 1264964.649 | 0 | 0 | 0 | 0 | 0 | 0 | 0 | 36579.1185 | 0 | 0 | 0 | 0 | 0 | 0 | 0 | 0 | 0 | 239795.7883 | -115689.6092 | 0 | 0 | 0 | 0 | 0 | 0 | 0 | 0 | 0 | 0 | 0 | 0 | 0 | 0 | 0 | 0
2016-01-07 19:00 | 0 | 0 | 0 | 0 | 201859.7304 | 389547.7954 | 459310 | 0 | 0 | 0 | 0 | 1355146.6766 | 1150549.3365 | 0 | 0 | 0 | 0 | 0 | 0 | 0 | 36579.1185 | 0 | 0 | 0 | 0 | 0 | 0 | 0 | 0 | 0 | 246512.8382 | -114415.3125 | 0 | 0 | 0 | 0 | 0 | 0 | 0 | 0 | 0 | 0 | 0 | 0 | 0 | 0 | 0 | 0
2016-01-07 20:00 | 0 | 0 | 0 | 0 | 212289.129 | 376595.4302 | 456439 | 0 | 0 | 0 | 0 | 1402696.342 | 1266238.9458 | 0 | 0 | 0 | 0 | 0 | 0 | 0 | 5785.4032 | 0 | 0 | 0 | 0 | 0 | 0 | 0 | 0 | 0 | 47549.6654 | 115689.6092 | 0 | 0 | 0 | 0 | 0 | 0 | 0 | 0 | 0 | -30793.7153 | 0 | 0 | 0 | 0 | 0 | 0
2016-01-07 21:00 | 0 | 0 | 0 | 0 | 222835.8717 | 345318.4123 | 457995 | 0 | 0 | 0 | 0 | 1597751.5199 | 1150549.3365 | 0 | 0 | 0 | 0 | 0 | 0 | 0 | 36579.1185 | 0 | 0 | 0 | 0 | 0 | 0 | 0 | 0 | 0 | 195055.1779 | -115689.6092 | 0 | 0 | 0 | 0 | 0 | 0 | 0 | 0 | 0 | 30793.7153 | 0 | 0 | 0 | 0 | 0 | 0
2016-01-07 22:00 | 0 | 0 | 0 | 0 | 241739.2858 | 272932.3308 | 473389 | 0 | 0 | 0 | 0 | 1754723.7457 | 1034859.7273 | 0 | 0 | 0 | 0 | 0 | 0 | 0 | 36579.1185 | 0 | 0 | 0 | 0 | 0 | 0 | 0 | 0 | 0 | 156972.2258 | -115689.6092 | 0 | 0 | 0 | 0 | 0 | 0 | 0 | 0 | 0 | 0 | 0 | 0 | 0 | 0 | 0 | 0
2016-01-07 23:00 | 0 | 0 | 0 | 0 | 277221.0052 | 93942.8563 | 488977 | 0 | 0 | 0 | 0 | 1752600.2164 | 919170.1181 | 0 | 0 | 0 | 0 | 0 | 0 | 0 | 36579.1185 | 0 | 0 | 0 | 0 | 0 | 0 | 0 | 0 | 0 | -2123.5293 | -115689.6092 | 0 | 0 | 0 | 0 | 0 | 0 | 0 | 0 | 0 | 0 | 0 | 0 | 0 | 0 | 0 | 0
2016-01-08 | 0 | 0 | 0 | 0 | 287702.6253 | 2545.1615 | 494433 | 0 | 0 | 0 | 0 | 1506087.3781 | 992291.4585 | 0 | 0 | 0 | 0 | 0 | 0 | 0 | 5785.4032 | 0 | 0 | 0 | 0 | 0 | 0 | 0 | 0 | 0 | -246512.8382 | 73121.3405 | 0 | 0 | 0 | 0 | 0 | 0 | 0 | 0 | 0 | -30793.7153 | 0 | 0 | 0 | 0 | 0 | 0
2016-01-08 01:00 | 0 | 0 | 0 | 0 | 217732.6786 | 0 | 491621 | 0 | 0 | 0 | 0 | 1317094.9506 | 876601.8493 | 0 | 0 | 0 | 0 | 0 | 0 | 0 | 36579.1185 | 0 | 0 | 0 | 0 | 0 | 0 | 0 | 0 | 0 | -188992.4275 | -115689.6092 | 0 | 0 | 0 | 0 | 0 | 0 | 0 | 0 | 0 | 30793.7153 | 0 | 0 | 0 | 0 | 0 | 0
2016-01-08 02:00 | 0 | 0 | 0 | 0 | 270354.2024 | 0 | 481932 | 0 | 0 | 0 | 0 | 1221206.7623 | 760912.2401 | 0 | 0 | 0 | 0 | 0 | 0 | 0 | 36579.1185 | 0 | 0 | 0 | 0 | 0 | 0 | 0 | 0 | 0 | -95888.1883 | -115689.6092 | 0 | 0 | 0 | 0 | 0 | 0 | 0 | 0 | 0 | 0 | 0 | 0 | 0 | 0 | 0 | 0
2016-01-08 03:00 | 0 | 0 | 0 | 0 | 255151.6107 | 0 | 461801 | 0 | 0 | 0 | 0 | 1130246.9822 | 645222.6308 | 0 | 0 | 0 | 0 | 0 | 0 | 0 | 36579.1185 | 0 | 0 | 0 | 0 | 0 | 0 | 0 | 0 | 0 | -90959.78 | -115689.6092 | 0 | 0 | 0 | 0 | 0 | 0 | 0 | 0 | 0 | 0 | 0 | 0 | 0 | 0 | 0 | 0
2016-01-08 04:00 | 0 | 0 | 0 | 0 | 242226.9823 | 0 | 437008 | 0 | 0 | 0 | 0 | 1081949.2891 | 529533.0216 | 0 | 0 | 0 | 0 | 0 | 0 | 0 | 5785.4032 | 0 | 0 | 0 | 0 | 0 | 0 | 0 | 0 | 0 | -48297.6931 | -115689.6092 | 0 | 0 | 0 | 0 | 0 | 0 | 0 | 0 | 0 | -30793.7153 | 0 | 0 | 0 | 0 | 0 | 0
2016-01-08 05:00 | 0 | 0 | 0 | 0 | 238926.354 | 0 | 415288 | 0 | 0 | 0 | 0 | 990483.537 | 413843.4124 | 0 | 0 | 0 | 0 | 0 | 0 | 0 | 36579.1185 | 0 | 0 | 0 | 0 | 0 | 0 | 0 | 0 | 0 | -91465.7521 | -115689.6092 | 0 | 0 | 0 | 0 | 0 | 0 | 0 | 0 | 0 | 30793.7153 | 0 | 0 | 0 | 0 | 0 | 0
2016-01-08 06:00 | 0 | 0 | 0 | 0 | 238491.7099 | 0 | 399917 | 0 | 0 | 0 | 0 | 743970.6988 | 498930.9605 | 0 | 0 | 0 | 0 | 0 | 0 | 0 | 36579.1185 | 0 | 0 | 0 | 0 | 0 | 0 | 0 | 0 | 0 | -246512.8382 | 85087.5481 | 0 | 0 | 0 | 0 | 0 | 0 | 0 | 0 | 0 | 0 | 0 | 0 | 0 | 0 | 0 | 0
2016-01-08 07:00 | 0 | 0 | 0 | 0 | 241090.5064 | 0 | 389529 | 0 | 0 | 0 | 0 | 497457.8606 | 597005.3051 | 0 | 0 | 0 | 0 | 0 | 0 | 0 | 36579.1185 | 0 | 0 | 0 | 0 | 0 | 0 | 0 | 0 | 0 | -246512.8382 | 98074.3446 | 0 | 0 | 0 | 0 | 0 | 0 | 0 | 0 | 0 | 0 | 0 | 0 | 0 | 0 | 0 | 0
2016-01-08 08:00 | 0 | 0 | 0 | 0 | 244326.7377 | 0 | 384659 | 0 | 0 | 0 | 0 | 503608.9229 | 481315.6959 | 0 | 0 | 0 | 0 | 0 | 0 | 0 | 5785.4032 | 0 | 0 | 0 | 0 | 0 | 0 | 0 | 0 | 0 | 6151.0623 | -115689.6092 | 0 | 0 | 0 | 0 | 0 | 0 | 0 | 0 | 0 | -30793.7153 | 0 | 0 | 0 | 0 | 0 | 0
2016-01-08 09:00 | 0 | 0 | 0 | 0 | 250678.6052 | 0 | 384914 | 0 | 0 | 0 | 0 | 454269.422 | 365626.0866 | 0 | 0 | 0 | 0 | 0 | 0 | 0 | 36579.1185 | 0 | 0 | 0 | 0 | 0 | 0 | 0 | 0 | 0 | -49339.5009 | -115689.6092 | 0 | 0 | 0 | 0 | 0 | 0 | 0 | 0 | 0 | 30793.7153 | 0 | 0 | 0 | 0 | 0 | 0
2016-01-08 10:00 | 0 | 0 | 0 | 0 | 261075.1372 | 0 | 395661 | 0 | 0 | 0 | 0 | 435373.1685 | 249936.4774 | 0 | 0 | 0 | 0 | 0 | 0 | 0 | 36579.1185 | 0 | 0 | 0 | 0 | 0 | 0 | 0 | 0 | 0 | -18896.2535 | -115689.6092 | 0 | 0 | 0 | 0 | 0 | 0 | 0 | 0 | 0 | 0 | 0 | 0 | 0 | 0 | 0 | 0
2016-01-08 11:00 | 0 | 0 | 0 | 0 | 268337.4956 | 0 | 426104 | 0 | 0 | 0 | 0 | 393296.2733 | 134246.8682 | 0 | 0 | 0 | 0 | 0 | 0 | 0 | 36579.1185 | 0 | 0 | 0 | 0 | 0 | 0 | 0 | 0 | 0 | -42076.8952 | -115689.6092 | 0 | 0 | 0 | 0 | 0 | 0 | 0 | 0 | 0 | 0 | 0 | 0 | 0 | 0 | 0 | 0
2016-01-08 12:00 | 0 | 0 | 0 | 0 | 272913.5538 | 0 | 455472 | 0 | 0 | 0 | 0 | 260088.8014 | 115689.6092 | 0 | 0 | 0 | 0 | 0 | 0 | 0 | 5785.4032 | 0 | 0 | 0 | 0 | 0 | 0 | 0 | 0 | 0 | -133207.4719 | -18557.259 | 0 | 0 | 0 | 0 | 0 | 0 | 0 | 0 | 0 | -30793.7153 | 0 | 0 | 0 | 0 | 0 | 0
2016-01-08 13:00 | 0 | 0 | 0 | 0 | 272550.8378 | 0 | 467173 | 0 | 0 | 0 | 0 | 150362.5331 | 0 | 0 | 0 | 0 | 0 | 0 | 0 | 0 | 36579.1185 | 0 | 0 | 0 | 0 | 0 | 0 | 0 | 0 | 0 | -109726.2682 | -115689.6092 | 0 | 0 | 0 | 0 | 0 | 0 | 0 | 0 | 0 | 30793.7153 | 0 | 0 | 0 | 0 | 0 | 0
2016-01-08 14:00 | 0 | 0 | 0 | 0 | 254247.1622 | 37146.5893 | 472550 | 0 | 0 | 0 | 0 | 0 | 0 | 0 | 0 | 0 | 0 | 0 | 0 | 0 | 5785.4032 | 0 | 0 | 0 | 0 | 0 | 0 | 0 | 0 | 0 | -150362.5331 | 0 | 0 | 0 | 0 | 0 | 0 | 0 | 0 | 0 | 0 | -30793.7153 | 0 | 0 | 0 | 0 | 0 | 0
2016-01-08 15:00 | 0 | 0 | 0 | 0 | 231369.2476 | 239579.3492 | 476734 | 0 | 0 | 0 | 0 | 0 | 0 | 0 | 0 | 0 | 0 | 0 | 0 | 0 | 0 | 0 | 0 | 0 | 0 | 0 | 0 | 0 | 0 | 0 | 0 | 0 | 0 | 0 | 0 | 0 | 0 | 0 | 0 | 0 | 0 | -5785.4032 | 0 | 0 | 0 | 0 | 0 | 0
2016-01-08 16:00 | 0 | 0 | 0 | 0 | 252518.8095 | 409397.7801 | 475016 | 0 | 0 | 0 | 0 | 186900.5895 | 0 | 0 | 0 | 0 | 0 | 0 | 0 | 0 | 0 | 0 | 0 | 0 | 0 | 0 | 0 | 0 | 0 | 0 | 186900.5895 | 0 | 0 | 0 | 0 | 0 | 0 | 0 | 0 | 0 | 0 | 0 | 0 | 0 | 0 | 0 | 0 | 0
2016-01-08 17:00 | 0 | 0 | 0 | 0 | 0 | 474962.1717 | 468663 | 0 | 0 | 0 | 0 | 77510.152 | 115689.6092 | 0 | 0 | 0 | 0 | 0 | 0 | 0 | 0 | 0 | 0 | 0 | 0 | 0 | 0 | 0 | 0 | 0 | -109390.4375 | 115689.6092 | 0 | 0 | 0 | 0 | 0 | 0 | 0 | 0 | 0 | 0 | 0 | 0 | 0 | 0 | 0 | 0
2016-01-08 18:00 | 0 | 0 | 0 | 0 | 259604.5241 | 465427.5543 | 463564 | 0 | 0 | 0 | 0 | 223288.6212 | 231379.2185 | 0 | 0 | 0 | 0 | 0 | 0 | 0 | 0 | 0 | 0 | 0 | 0 | 0 | 0 | 0 | 0 | 0 | 145778.4692 | 115689.6092 | 0 | 0 | 0 | 0 | 0 | 0 | 0 | 0 | 0 | 0 | 0 | 0 | 0 | 0 | 0 | 0
2016-01-08 19:00 | 0 | 0 | 0 | 0 | 282333.0493 | 441553.4491 | 458952 | 0 | 0 | 0 | 0 | 469801.4595 | 249800.8786 | 0 | 0 | 0 | 0 | 0 | 0 | 0 | 0 | 0 | 0 | 0 | 0 | 0 | 0 | 0 | 0 | 0 | 246512.8382 | 18421.6602 | 0 | 0 | 0 | 0 | 0 | 0 | 0 | 0 | 0 | 0 | 0 | 0 | 0 | 0 | 0 | 0
2016-01-08 20:00 | 0 | 0 | 0 | 0 | 313442.7504 | 428086.7627 | 454537 | 0 | 0 | 0 | 0 | 641104.3633 | 365490.4879 | 0 | 0 | 0 | 0 | 0 | 0 | 0 | 0 | 0 | 0 | 0 | 0 | 0 | 0 | 0 | 0 | 0 | 171302.9038 | 115689.6092 | 0 | 0 | 0 | 0 | 0 | 0 | 0 | 0 | 0 | 0 | 0 | 0 | 0 | 0 | 0 | 0
2016-01-08 21:00 | 0 | 0 | 0 | 0 | 165624.2602 | 419644.9688 | 454446 | 0 | 0 | 0 | 0 | 887617.2016 | 249800.8786 | 0 | 0 | 0 | 0 | 0 | 0 | 0 | 0 | 0 | 0 | 0 | 0 | 0 | 0 | 0 | 0 | 0 | 246512.8382 | -115689.6092 | 0 | 0 | 0 | 0 | 0 | 0 | 0 | 0 | 0 | 0 | 0 | 0 | 0 | 0 | 0 | 0
2016-01-08 22:00 | 0 | 0 | 0 | 0 | 356072.911 | 371996.9885 | 463432 | 0 | 0 | 0 | 0 | 1036565.4919 | 365490.4879 | 0 | 0 | 0 | 0 | 0 | 0 | 0 | 0 | 0 | 0 | 0 | 0 | 0 | 0 | 0 | 0 | 0 | 148948.2903 | 115689.6092 | 0 | 0 | 0 | 0 | 0 | 0 | 0 | 0 | 0 | 0 | 0 | 0 | 0 | 0 | 0 | 0
2016-01-08 23:00 | 0 | 0 | 0 | 0 | 385407.4917 | 197783.3777 | 472623 | 0 | 0 | 0 | 0 | 1031443.7521 | 481180.0971 | 0 | 0 | 0 | 0 | 0 | 0 | 0 | 0 | 0 | 0 | 0 | 0 | 0 | 0 | 0 | 0 | 0 | -5121.7398 | 115689.6092 | 0 | 0 | 0 | 0 | 0 | 0 | 0 | 0 | 0 | 0 | 0 | 0 | 0 | 0 | 0 | 0
2016-01-09 | 0 | 0 | 0 | 0 | 396842.0033 | 3799.7745 | 473493 | 0 | 0 | 0 | 0 | 842902.9206 | 596869.7063 | 0 | 0 | 0 | 0 | 0 | 0 | 0 | 0 | 0 | 0 | 0 | 0 | 0 | 0 | 0 | 0 | 0 | -188540.8315 | 115689.6092 | 0 | 0 | 0 | 0 | 0 | 0 | 0 | 0 | 0 | 0 | 0 | 0 | 0 | 0 | 0 | 0
2016-01-09 01:00 | 0 | 0 | 0 | 0 | 106134.5525 | 0 | 468337 | 0 | 0 | 0 | 0 | 596390.0823 | 481180.0971 | 0 | 0 | 0 | 0 | 0 | 0 | 0 | 0 | 0 | 0 | 0 | 0 | 0 | 0 | 0 | 0 | 0 | -246512.8382 | -115689.6092 | 0 | 0 | 0 | 0 | 0 | 0 | 0 | 0 | 0 | 0 | 0 | 0 | 0 | 0 | 0 | 0
2016-01-09 02:00 | 0 | 0 | 0 | 0 | 397334.5576 | 0 | 459225 | 0 | 0 | 0 | 0 | 418810.0307 | 596869.7063 | 0 | 0 | 0 | 0 | 0 | 0 | 0 | 0 | 0 | 0 | 0 | 0 | 0 | 0 | 0 | 0 | 0 | -177580.0516 | 115689.6092 | 0 | 0 | 0 | 0 | 0 | 0 | 0 | 0 | 0 | 0 | 0 | 0 | 0 | 0 | 0 | 0
2016-01-09 03:00 | 0 | 0 | 0 | 0 | 394576.03 | 0 | 443600 | 0 | 0 | 0 | 0 | 485475.6699 | 481180.0971 | 0 | 0 | 0 | 0 | 0 | 0 | 0 | 0 | 0 | 0 | 0 | 0 | 0 | 0 | 0 | 0 | 0 | 66665.6392 | -115689.6092 | 0 | 0 | 0 | 0 | 0 | 0 | 0 | 0 | 0 | 0 | 0 | 0 | 0 | 0 | 0 | 0
2016-01-09 04:00 | 0 | 0 | 0 | 0 | 395087.3374 | 0 | 424303 | 0 | 0 | 0 | 0 | 340570.3981 | 596869.7063 | 0 | 0 | 0 | 0 | 0 | 0 | 0 | 0 | 0 | 0 | 0 | 0 | 0 | 0 | 0 | 0 | 0 | -144905.2719 | 115689.6092 | 0 | 0 | 0 | 0 | 0 | 0 | 0 | 0 | 0 | 0 | 0 | 0 | 0 | 0 | 0 | 0
2016-01-09 05:00 | 0 | 0 | 0 | 0 | 397218.8116 | 0 | 406106 | 0 | 0 | 0 | 0 | 447372.8189 | 481180.0971 | 0 | 0 | 0 | 0 | 0 | 0 | 0 | 0 | 0 | 0 | 0 | 0 | 0 | 0 | 0 | 0 | 0 | 106802.4208 | -115689.6092 | 0 | 0 | 0 | 0 | 0 | 0 | 0 | 0 | 0 | 0 | 0 | 0 | 0 | 0 | 0 | 0
2016-01-09 06:00 | 0 | 0 | 0 | 0 | 407625.7587 | 0 | 390602 | 0 | 0 | 0 | 0 | 348706.9684 | 596869.7063 | 0 | 0 | 0 | 0 | 0 | 0 | 0 | 0 | 0 | 0 | 0 | 0 | 0 | 0 | 0 | 0 | 0 | -98665.8505 | 115689.6092 | 0 | 0 | 0 | 0 | 0 | 0 | 0 | 0 | 0 | 0 | 0 | 0 | 0 | 0 | 0 | 0
2016-01-09 07:00 | 0 | 0 | 0 | 0 | 425401.8202 | 0 | 380209 | 0 | 0 | 0 | 0 | 509589.3978 | 481180.0971 | 0 | 0 | 0 | 0 | 0 | 0 | 0 | 0 | 0 | 0 | 0 | 0 | 0 | 0 | 0 | 0 | 0 | 160882.4295 | -115689.6092 | 0 | 0 | 0 | 0 | 0 | 0 | 0 | 0 | 0 | 0 | 0 | 0 | 0 | 0 | 0 | 0
2016-01-09 08:00 | 0 | 0 | 0 | 0 | 448417.26 | 0 | 373855 | 0 | 0 | 0 | 0 | 457844.496 | 596869.7063 | 0 | 0 | 0 | 0 | 0 | 0 | 0 | 10617.5525 | 0 | 0 | 0 | 0 | 0 | 0 | 0 | 0 | 0 | -51744.9018 | 115689.6092 | 0 | 0 | 0 | 0 | 0 | 0 | 0 | 0 | 0 | 10617.5525 | 0 | 0 | 0 | 0 | 0 | 0
2016-01-09 09:00 | 0 | 0 | 0 | 0 | 0 | 0 | 372820 | 0 | 0 | 0 | 0 | 211331.6578 | 481180.0971 | 0 | 0 | 0 | 0 | 0 | 0 | 0 | 0 | 0 | 0 | 0 | 0 | 0 | 0 | 0 | 0 | 0 | -246512.8382 | -115689.6092 | 0 | 0 | 0 | 0 | 0 | 0 | 0 | 0 | 0 | -10617.5525 | 0 | 0 | 0 | 0 | 0 | 0
2016-01-09 10:00 | 0 | 0 | 0 | 0 | 481274.1528 | 0 | 376458 | 0 | 0 | 0 | 0 | 200458.2013 | 596869.7063 | 0 | 0 | 0 | 0 | 0 | 0 | 0 | 0 | 0 | 0 | 0 | 0 | 0 | 0 | 0 | 0 | 0 | -10873.4565 | 115689.6092 | 0 | 0 | 0 | 0 | 0 | 0 | 0 | 0 | 0 | 0 | 0 | 0 | 0 | 0 | 0 | 0
2016-01-09 11:00 | 0 | 0 | 0 | 0 | 494114.5259 | 0 | 385225 | 0 | 0 | 0 | 0 | 425037.3364 | 481180.0971 | 0 | 0 | 0 | 0 | 0 | 0 | 0 | 0 | 0 | 0 | 0 | 0 | 0 | 0 | 0 | 0 | 0 | 224579.1351 | -115689.6092 | 0 | 0 | 0 | 0 | 0 | 0 | 0 | 0 | 0 | 0 | 0 | 0 | 0 | 0 | 0 | 0
2016-01-09 12:00 | 0 | 0 | 0 | 0 | 496638.3103 | 0 | 400062 | 0 | 0 | 0 | 0 | 405924.0375 | 596869.7063 | 0 | 0 | 0 | 0 | 0 | 0 | 0 | 0 | 0 | 0 | 0 | 0 | 0 | 0 | 0 | 0 | 0 | -19113.2989 | 115689.6092 | 0 | 0 | 0 | 0 | 0 | 0 | 0 | 0 | 0 | 0 | 0 | 0 | 0 | 0 | 0 | 0
2016-01-09 13:00 | 0 | 0 | 0 | 0 | 55218.5251 | 0.027405 | 417421 | 0 | 0 | 0 | 0 | 159411.1993 | 481180.0971 | 0 | 0 | 0 | 0 | 0 | 0 | 0 | 0 | 0 | 0 | 0 | 0 | 0 | 0 | 0 | 0 | 0 | -246512.8382 | -115689.6092 | 0 | 0 | 0 | 0 | 0 | 0 | 0 | 0 | 0 | 0 | 0 | 0 | 0 | 0 | 0 | 0
2016-01-09 14:00 | 0 | 0 | 0 | 0 | 479503.1106 | 103591.7982 | 432775 | 0 | 0 | 0 | 0 | 194041.4989 | 596869.7063 | 0 | 0 | 0 | 0 | 0 | 0 | 0 | 0 | 0 | 0 | 0 | 0 | 0 | 0 | 0 | 0 | 0 | 34630.2996 | 115689.6092 | 0 | 0 | 0 | 0 | 0 | 0 | 0 | 0 | 0 | 0 | 0 | 0 | 0 | 0 | 0 | 0
2016-01-09 15:00 | 0 | 0 | 0 | 0 | 131550.8102 | 442776.4188 | 443504 | 0 | 0 | 0 | 0 | 440554.3371 | 481180.0971 | 0 | 0 | 0 | 0 | 0 | 0 | 0 | 0 | 0 | 0 | 0 | 0 | 0 | 0 | 0 | 0 | 0 | 246512.8382 | -115689.6092 | 0 | 0 | 0 | 0 | 0 | 0 | 0 | 0 | 0 | 0 | 0 | 0 | 0 | 0 | 0 | 0
2016-01-09 16:00 | 0 | 0 | 0 | 0 | 206838.5801 | 602927.8674 | 447564 | 0 | 0 | 0 | 0 | 687067.1753 | 596869.7063 | 0 | 0 | 0 | 0 | 0 | 0 | 0 | 0 | 0 | 0 | 0 | 0 | 0 | 0 | 0 | 0 | 0 | 246512.8382 | 115689.6092 | 0 | 0 | 0 | 0 | 0 | 0 | 0 | 0 | 0 | 0 | 0 | 0 | 0 | 0 | 0 | 0
2016-01-09 17:00 | 0 | 0 | 0 | 0 | 0 | 615429.812 | 446237 | 0 | 0 | 0 | 0 | 740570.3781 | 712559.3155 | 0 | 0 | 0 | 0 | 0 | 0 | 0 | 0 | 0 | 0 | 0 | 0 | 0 | 0 | 0 | 0 | 0 | 53503.2028 | 115689.6092 | 0 | 0 | 0 | 0 | 0 | 0 | 0 | 0 | 0 | 0 | 0 | 0 | 0 | 0 | 0 | 0
2016-01-09 18:00 | 0 | 0 | 0 | 0 | 226222.9443 | 577429.5032 | 441450 | 0 | 0 | 0 | 0 | 987083.2164 | 828248.9248 | 0 | 0 | 0 | 0 | 0 | 0 | 0 | 0 | 0 | 0 | 0 | 0 | 0 | 0 | 0 | 0 | 0 | 246512.8382 | 115689.6092 | 0 | 0 | 0 | 0 | 0 | 0 | 0 | 0 | 0 | 0 | 0 | 0 | 0 | 0 | 0 | 0
2016-01-09 19:00 | 0 | 0 | 0 | 0 | 242502.2989 | 556835.1486 | 437135 | 0 | 0 | 0 | 0 | 1233596.0546 | 943938.534 | 0 | 0 | 0 | 0 | 0 | 0 | 0 | 0 | 0 | 0 | 0 | 0 | 0 | 0 | 0 | 0 | 0 | 246512.8382 | 115689.6092 | 0 | 0 | 0 | 0 | 0 | 0 | 0 | 0 | 0 | 0 | 0 | 0 | 0 | 0 | 0 | 0
2016-01-09 20:00 | 0 | 0 | 0 | 0 | 224588.7916 | 572412.6559 | 434799 | 0 | 0 | 0 | 0 | 1480108.8929 | 1059628.1432 | 0 | 0 | 0 | 0 | 0 | 0 | 0 | 0 | 0 | 0 | 0 | 0 | 0 | 0 | 0 | 0 | 0 | 246512.8382 | 115689.6092 | 0 | 0 | 0 | 0 | 0 | 0 | 0 | 0 | 0 | 0 | 0 | 0 | 0 | 0 | 0 | 0
2016-01-09 21:00 | 0 | 0 | 0 | 0 | 215328.3304 | 585622.1171 | 438748 | 0 | 0 | 0 | 0 | 1726621.7311 | 1175317.7525 | 0 | 0 | 0 | 0 | 0 | 0 | 0 | 0 | 0 | 0 | 0 | 0 | 0 | 0 | 0 | 0 | 0 | 246512.8382 | 115689.6092 | 0 | 0 | 0 | 0 | 0 | 0 | 0 | 0 | 0 | 0 | 0 | 0 | 0 | 0 | 0 | 0
2016-01-09 22:00 | 0 | 0 | 0 | 0 | 291840.1971 | 521461.2503 | 451099 | 0 | 0 | 0 | 0 | 1973134.5694 | 1291007.3617 | 0 | 0 | 0 | 0 | 0 | 0 | 0 | 0 | 0 | 0 | 0 | 0 | 0 | 0 | 0 | 0 | 0 | 246512.8382 | 115689.6092 | 0 | 0 | 0 | 0 | 0 | 0 | 0 | 0 | 0 | 0 | 0 | 0 | 0 | 0 | 0 | 0
2016-01-09 23:00 | 0 | 0 | 0 | 0 | 422637.0444 | 178987.4091 | 461966 | 0 | 0 | 0 | 0 | 1997103.4137 | 1406696.9709 | 0 | 0 | 0 | 0 | 0 | 0 | 0 | 0 | 0 | 0 | 0 | 0 | 0 | 0 | 0 | 0 | 0 | 23968.8443 | 115689.6092 | 0 | 0 | 0 | 0 | 0 | 0 | 0 | 0 | 0 | 0 | 0 | 0 | 0 | 0 | 0 | 0
2016-01-10 | 0 | 0 | 0 | 0 | 103952.7804 | 752.7722 | 466908 | 0 | 0 | 0 | 0 | 1750590.5754 | 1291007.3617 | 0 | 0 | 0 | 0 | 0 | 0 | 0 | 0 | 0 | 0 | 0 | 0 | 0 | 0 | 0 | 0 | 0 | -246512.8382 | -115689.6092 | 0 | 0 | 0 | 0 | 0 | 0 | 0 | 0 | 0 | 0 | 0 | 0 | 0 | 0 | 0 | 0
2016-01-10 01:00 | 0 | 0 | 0 | 0 | 385833.1806 | 0 | 465022 | 0 | 0 | 0 | 0 | 1787091.3652 | 1175317.7525 | 0 | 0 | 0 | 0 | 0 | 0 | 0 | 0 | 0 | 0 | 0 | 0 | 0 | 0 | 0 | 0 | 0 | 36500.7898 | -115689.6092 | 0 | 0 | 0 | 0 | 0 | 0 | 0 | 0 | 0 | 0 | 0 | 0 | 0 | 0 | 0 | 0
2016-01-10 02:00 | 0 | 0 | 0 | 0 | 371630.5426 | 0 | 458039 | 0 | 0 | 0 | 0 | 1584993.2986 | 1291007.3617 | 0 | 0 | 0 | 0 | 0 | 0 | 0 | 0 | 0 | 0 | 0 | 0 | 0 | 0 | 0 | 0 | 0 | -202098.0666 | 115689.6092 | 0 | 0 | 0 | 0 | 0 | 0 | 0 | 0 | 0 | 0 | 0 | 0 | 0 | 0 | 0 | 0
2016-01-10 03:00 | 0 | 0 | 0 | 0 | 356225.6733 | 0 | 445223 | 0 | 0 | 0 | 0 | 1611685.5811 | 1175317.7525 | 0 | 0 | 0 | 0 | 0 | 0 | 0 | 0 | 0 | 0 | 0 | 0 | 0 | 0 | 0 | 0 | 0 | 26692.2825 | -115689.6092 | 0 | 0 | 0 | 0 | 0 | 0 | 0 | 0 | 0 | 0 | 0 | 0 | 0 | 0 | 0 | 0
2016-01-10 04:00 | 0 | 0 | 0 | 0 | 67662.5525 | 0 | 429865 | 0 | 0 | 0 | 0 | 1365172.7429 | 1059628.1432 | 0 | 0 | 0 | 0 | 0 | 0 | 0 | 0 | 0 | 0 | 0 | 0 | 0 | 0 | 0 | 0 | 0 | -246512.8382 | -115689.6092 | 0 | 0 | 0 | 0 | 0 | 0 | 0 | 0 | 0 | 0 | 0 | 0 | 0 | 0 | 0 | 0
2016-01-10 05:00 | 0 | 0 | 0 | 0 | 332523.2573 | 0 | 414836 | 0 | 0 | 0 | 0 | 1398549.6094 | 943938.534 | 0 | 0 | 0 | 0 | 0 | 0 | 0 | 0 | 0 | 0 | 0 | 0 | 0 | 0 | 0 | 0 | 0 | 33376.8666 | -115689.6092 | 0 | 0 | 0 | 0 | 0 | 0 | 0 | 0 | 0 | 0 | 0 | 0 | 0 | 0 | 0 | 0
2016-01-10 06:00 | 0 | 0 | 0 | 0 | 325178.0031 | 0 | 401159 | 0 | 0 | 0 | 0 | 1206879.0033 | 1059628.1432 | 0 | 0 | 0 | 0 | 0 | 0 | 0 | 0 | 0 | 0 | 0 | 0 | 0 | 0 | 0 | 0 | 0 | -191670.6061 | 115689.6092 | 0 | 0 | 0 | 0 | 0 | 0 | 0 | 0 | 0 | 0 | 0 | 0 | 0 | 0 | 0 | 0
2016-01-10 07:00 | 0 | 0 | 0 | 0 | 318806.9217 | 0 | 391763 | 0 | 0 | 0 | 0 | 1018233.3158 | 1175317.7525 | 0 | 0 | 0 | 0 | 0 | 0 | 0 | 0 | 0 | 0 | 0 | 0 | 0 | 0 | 0 | 0 | 0 | -188645.6875 | 115689.6092 | 0 | 0 | 0 | 0 | 0 | 0 | 0 | 0 | 0 | 0 | 0 | 0 | 0 | 0 | 0 | 0
2016-01-10 08:00 | 0 | 0 | 0 | 0 | 312687.3686 | 0 | 387369 | 0 | 0 | 0 | 0 | 1059241.2936 | 1059628.1432 | 0 | 0 | 0 | 0 | 0 | 0 | 0 | 0 | 0 | 0 | 0 | 0 | 0 | 0 | 0 | 0 | 0 | 41007.9778 | -115689.6092 | 0 | 0 | 0 | 0 | 0 | 0 | 0 | 0 | 0 | 0 | 0 | 0 | 0 | 0 | 0 | 0
2016-01-10 09:00 | 0 | 0 | 0 | 0 | 314120.6071 | 0 | 386669 | 0 | 0 | 0 | 0 | 1102382.5099 | 943938.534 | 0 | 0 | 0 | 0 | 0 | 0 | 0 | 0 | 0 | 0 | 0 | 0 | 0 | 0 | 0 | 0 | 0 | 43141.2163 | -115689.6092 | 0 | 0 | 0 | 0 | 0 | 0 | 0 | 0 | 0 | 0 | 0 | 0 | 0 | 0 | 0 | 0
2016-01-10 10:00 | 0 | 0 | 0 | 0 | 319961.9555 | 0 | 390692 | 0 | 0 | 0 | 0 | 915962.8562 | 1059628.1432 | 0 | 0 | 0 | 0 | 0 | 0 | 0 | 0 | 0 | 0 | 0 | 0 | 0 | 0 | 0 | 0 | 0 | -186419.6537 | 115689.6092 | 0 | 0 | 0 | 0 | 0 | 0 | 0 | 0 | 0 | 0 | 0 | 0 | 0 | 0 | 0 | 0
2016-01-10 11:00 | 0 | 0 | 0 | 0 | 319536.0792 | 0 | 400516 | 0 | 0 | 0 | 0 | 950672.5447 | 943938.534 | 0 | 0 | 0 | 0 | 0 | 0 | 0 | 0 | 0 | 0 | 0 | 0 | 0 | 0 | 0 | 0 | 0 | 34709.6885 | -115689.6092 | 0 | 0 | 0 | 0 | 0 | 0 | 0 | 0 | 0 | 0 | 0 | 0 | 0 | 0 | 0 | 0
2016-01-10 12:00 | 0 | 0 | 0 | 0 | 53129.5525 | 0 | 415332 | 0 | 0 | 0 | 0 | 704159.7064 | 828248.9248 | 0 | 0 | 0 | 0 | 0 | 0 | 0 | 0 | 0 | 0 | 0 | 0 | 0 | 0 | 0 | 0 | 0 | -246512.8382 | -115689.6092 | 0 | 0 | 0 | 0 | 0 | 0 | 0 | 0 | 0 | 0 | 0 | 0 | 0 | 0 | 0 | 0
2016-01-10 13:00 | 0 | 0 | 0 | 0 | 290465.3751 | 0.21945 | 431531 | 0 | 0 | 0 | 0 | 678783.9103 | 712559.3155 | 0 | 0 | 0 | 0 | 0 | 0 | 0 | 0 | 0 | 0 | 0 | 0 | 0 | 0 | 0 | 0 | 0 | -25375.7962 | -115689.6092 | 0 | 0 | 0 | 0 | 0 | 0 | 0 | 0 | 0 | 0 | 0 | 0 | 0 | 0 | 0 | 0
2016-01-10 14:00 | 0 | 0 | 0 | 0 | 255500.4653 | 112498.6068 | 446224 | 0 | 0 | 0 | 0 | 710463.1884 | 596869.7063 | 0 | 0 | 0 | 0 | 0 | 0 | 0 | 5785.4032 | 0 | 0 | 0 | 0 | 0 | 0 | 0 | 0 | 0 | 31679.2782 | -115689.6092 | 0 | 0 | 0 | 0 | 0 | 0 | 0 | 0 | 0 | 5785.4032 | 0 | 0 | 0 | 0 | 0 | 0
2016-01-10 15:00 | 0 | 0 | 0 | 0 | 184967.8379 | 385123.7957 | 454445 | 0 | 0 | 0 | 0 | 679626.4975 | 712559.3155 | 0 | 0 | 0 | 0 | 0 | 0 | 0 | 36579.1185 | 0 | 0 | 0 | 0 | 0 | 0 | 0 | 0 | 0 | -30836.691 | 115689.6092 | 0 | 0 | 0 | 0 | 0 | 0 | 0 | 0 | 0 | 30793.7153 | 0 | 0 | 0 | 0 | 0 | 0
2016-01-10 16:00 | 0 | 0 | 0 | 0 | 151605.5505 | 530041.9769 | 455969 | 0 | 0 | 0 | 0 | 789615.4156 | 828248.9248 | 0 | 0 | 0 | 0 | 0 | 0 | 0 | 36579.1185 | 0 | 0 | 0 | 0 | 0 | 0 | 0 | 0 | 0 | 109988.9182 | 115689.6092 | 0 | 0 | 0 | 0 | 0 | 0 | 0 | 0 | 0 | 0 | 0 | 0 | 0 | 0 | 0 | 0
2016-01-10 17:00 | 0 | 0 | 0 | 0 | 160569.4325 | 563201.3463 | 455005 | 0 | 0 | 0 | 0 | 948476.9884 | 943938.534 | 0 | 0 | 0 | 0 | 0 | 0 | 0 | 30793.7153 | 0 | 0 | 0 | 0 | 0 | 0 | 0 | 0 | 0 | 158861.5727 | 115689.6092 | 0 | 0 | 0 | 0 | 0 | 0 | 0 | 0 | 0 | -5785.4032 | 0 | 0 | 0 | 0 | 0 | 0
2016-01-10 18:00 | 0 | 0 | 0 | 0 | 0 | 550123.8363 | 450676 | 0 | 0 | 0 | 0 | 963028.9307 | 1059628.1432 | 0 | 0 | 0 | 0 | 0 | 0 | 0 | 0 | 0 | 0 | 0 | 0 | 0 | 0 | 0 | 0 | 0 | 14551.9424 | 115689.6092 | 0 | 0 | 0 | 0 | 0 | 0 | 0 | 0 | 0 | -30793.7153 | 0 | 0 | 0 | 0 | 0 | 0
2016-01-10 19:00 | 0 | 0 | 0 | 0 | 211688.1182 | 532976.2654 | 445348 | 0 | 0 | 0 | 0 | 1146655.7051 | 1175317.7525 | 0 | 0 | 0 | 0 | 0 | 0 | 0 | 0 | 0 | 0 | 0 | 0 | 0 | 0 | 0 | 0 | 0 | 183626.7744 | 115689.6092 | 0 | 0 | 0 | 0 | 0 | 0 | 0 | 0 | 0 | 0 | 0 | 0 | 0 | 0 | 0 | 0
2016-01-10 20:00 | 0 | 0 | 0 | 0 | 0 | 532378.2391 | 441043 | 0 | 0 | 0 | 0 | 1353680.5534 | 1059628.1432 | 0 | 0 | 0 | 0 | 0 | 0 | 0 | 0 | 0 | 0 | 0 | 0 | 0 | 0 | 0 | 0 | 0 | 207024.8483 | -115689.6092 | 0 | 0 | 0 | 0 | 0 | 0 | 0 | 0 | 0 | 0 | 0 | 0 | 0 | 0 | 0 | 0
2016-01-10 21:00 | 0 | 0 | 0 | 0 | 233860.493 | 529581.8249 | 445970 | 0 | 0 | 0 | 0 | 1555463.262 | 1175317.7525 | 0 | 0 | 0 | 0 | 0 | 0 | 0 | 0 | 0 | 0 | 0 | 0 | 0 | 0 | 0 | 0 | 0 | 201782.7086 | 115689.6092 | 0 | 0 | 0 | 0 | 0 | 0 | 0 | 0 | 0 | 0 | 0 | 0 | 0 | 0 | 0 | 0
2016-01-10 22:00 | 0 | 0 | 0 | 0 | 0 | 445688.0574 | 462762 | 0 | 0 | 0 | 0 | 1654078.9287 | 1059628.1432 | 0 | 0 | 0 | 0 | 0 | 0 | 0 | 0 | 0 | 0 | 0 | 0 | 0 | 0 | 0 | 0 | 0 | 98615.6666 | -115689.6092 | 0 | 0 | 0 | 0 | 0 | 0 | 0 | 0 | 0 | 0 | 0 | 0 | 0 | 0 | 0 | 0
2016-01-10 23:00 | 0 | 0 | 0 | 0 | 303802.288 | 182351.1766 | 486387 | 0 | 0 | 0 | 0 | 1538155.7841 | 1175317.7525 | 0 | 0 | 0 | 0 | 0 | 0 | 0 | 0 | 0 | 0 | 0 | 0 | 0 | 0 | 0 | 0 | 0 | -115923.1446 | 115689.6092 | 0 | 0 | 0 | 0 | 0 | 0 | 0 | 0 | 0 | 0 | 0 | 0 | 0 | 0 | 0 | 0
2016-01-11 | 0 | 0 | 0 | 0 | 362629.141 | 2990.6344 | 499575 | 0 | 0 | 0 | 0 | 1519890.1687 | 1059628.1432 | 0 | 0 | 0 | 0 | 0 | 0 | 0 | 0 | 0 | 0 | 0 | 0 | 0 | 0 | 0 | 0 | 0 | -18265.6153 | -115689.6092 | 0 | 0 | 0 | 0 | 0 | 0 | 0 | 0 | 0 | 0 | 0 | 0 | 0 | 0 | 0 | 0
2016-01-11 01:00 | 0 | 0 | 0 | 0 | 409730.3865 | 0 | 503763 | 0 | 0 | 0 | 0 | 1310167.946 | 1175317.7525 | 0 | 0 | 0 | 0 | 0 | 0 | 0 | 0 | 0 | 0 | 0 | 0 | 0 | 0 | 0 | 0 | 0 | -209722.2228 | 115689.6092 | 0 | 0 | 0 | 0 | 0 | 0 | 0 | 0 | 0 | 0 | 0 | 0 | 0 | 0 | 0 | 0
2016-01-11 02:00 | 0 | 0 | 0 | 0 | 137097.5525 | 0 | 499300 | 0 | 0 | 0 | 0 | 1063655.1077 | 1059628.1432 | 0 | 0 | 0 | 0 | 0 | 0 | 0 | 0 | 0 | 0 | 0 | 0 | 0 | 0 | 0 | 0 | 0 | -246512.8382 | -115689.6092 | 0 | 0 | 0 | 0 | 0 | 0 | 0 | 0 | 0 | 0 | 0 | 0 | 0 | 0 | 0 | 0
2016-01-11 03:00 | 0 | 0 | 0 | 0 | 445778.9932 | 0 | 486290 | 0 | 0 | 0 | 0 | 1138833.7101 | 943938.534 | 0 | 0 | 0 | 0 | 0 | 0 | 0 | 0 | 0 | 0 | 0 | 0 | 0 | 0 | 0 | 0 | 0 | 75178.6024 | -115689.6092 | 0 | 0 | 0 | 0 | 0 | 0 | 0 | 0 | 0 | 0 | 0 | 0 | 0 | 0 | 0 | 0
2016-01-11 04:00 | 0 | 0 | 0 | 0 | 454966.1647 | 0 | 469026 | 0 | 0 | 0 | 0 | 1009084.2655 | 1059628.1432 | 0 | 0 | 0 | 0 | 0 | 0 | 0 | 0 | 0 | 0 | 0 | 0 | 0 | 0 | 0 | 0 | 0 | -129749.4446 | 115689.6092 | 0 | 0 | 0 | 0 | 0 | 0 | 0 | 0 | 0 | 0 | 0 | 0 | 0 | 0 | 0 | 0
2016-01-11 05:00 | 0 | 0 | 0 | 0 | 464516.7951 | 0 | 454916 | 0 | 0 | 0 | 0 | 1134374.6699 | 943938.534 | 0 | 0 | 0 | 0 | 0 | 0 | 0 | 0 | 0 | 0 | 0 | 0 | 0 | 0 | 0 | 0 | 0 | 125290.4043 | -115689.6092 | 0 | 0 | 0 | 0 | 0 | 0 | 0 | 0 | 0 | 0 | 0 | 0 | 0 | 0 | 0 | 0
2016-01-11 06:00 | 0 | 0 | 0 | 0 | 82832.5525 | 0 | 445035 | 0 | 0 | 0 | 0 | 887861.8316 | 828248.9248 | 0 | 0 | 0 | 0 | 0 | 0 | 0 | 0 | 0 | 0 | 0 | 0 | 0 | 0 | 0 | 0 | 0 | -246512.8382 | -115689.6092 | 0 | 0 | 0 | 0 | 0 | 0 | 0 | 0 | 0 | 0 | 0 | 0 | 0 | 0 | 0 | 0
2016-01-11 07:00 | 0 | 0 | 0 | 0 | 470281.975 | 0 | 440399 | 0 | 0 | 0 | 0 | 802055.1973 | 943938.534 | 0 | 0 | 0 | 0 | 0 | 0 | 0 | 0 | 0 | 0 | 0 | 0 | 0 | 0 | 0 | 0 | 0 | -85806.6343 | 115689.6092 | 0 | 0 | 0 | 0 | 0 | 0 | 0 | 0 | 0 | 0 | 0 | 0 | 0 | 0 | 0 | 0
2016-01-11 08:00 | 0 | 0 | 0 | 0 | 465517.0811 | 0 | 440627 | 0 | 0 | 0 | 0 | 711255.6693 | 1059628.1432 | 0 | 0 | 0 | 0 | 0 | 0 | 0 | 0 | 0 | 0 | 0 | 0 | 0 | 0 | 0 | 0 | 0 | -90799.5281 | 115689.6092 | 0 | 0 | 0 | 0 | 0 | 0 | 0 | 0 | 0 | 0 | 0 | 0 | 0 | 0 | 0 | 0
2016-01-11 09:00 | 0 | 0 | 0 | 0 | 449789.5883 | 0 | 447243 | 0 | 0 | 0 | 0 | 829491.8668 | 943938.534 | 0 | 0 | 0 | 0 | 0 | 0 | 0 | 0 | 0 | 0 | 0 | 0 | 0 | 0 | 0 | 0 | 0 | 118236.1975 | -115689.6092 | 0 | 0 | 0 | 0 | 0 | 0 | 0 | 0 | 0 | 0 | 0 | 0 | 0 | 0 | 0 | 0
2016-01-11 10:00 | 0 | 0 | 0 | 0 | 103188.5525 | 0 | 465391 | 0 | 0 | 0 | 0 | 582979.0285 | 828248.9248 | 0 | 0 | 0 | 0 | 0 | 0 | 0 | 0 | 0 | 0 | 0 | 0 | 0 | 0 | 0 | 0 | 0 | -246512.8382 | -115689.6092 | 0 | 0 | 0 | 0 | 0 | 0 | 0 | 0 | 0 | 0 | 0 | 0 | 0 | 0 | 0 | 0
2016-01-11 11:00 | 0 | 0 | 0 | 0 | 421662.7092 | 0 | 503205 | 0 | 0 | 0 | 0 | 617126.347 | 712559.3155 | 0 | 0 | 0 | 0 | 0 | 0 | 0 | 0 | 0 | 0 | 0 | 0 | 0 | 0 | 0 | 0 | 0 | 34147.3185 | -115689.6092 | 0 | 0 | 0 | 0 | 0 | 0 | 0 | 0 | 0 | 0 | 0 | 0 | 0 | 0 | 0 | 0
2016-01-11 12:00 | 0 | 0 | 0 | 0 | 413160.3682 | 0 | 537493 | 0 | 0 | 0 | 0 | 608483.3244 | 596869.7063 | 0 | 0 | 0 | 0 | 0 | 0 | 0 | 0 | 0 | 0 | 0 | 0 | 0 | 0 | 0 | 0 | 0 | -8643.0226 | -115689.6092 | 0 | 0 | 0 | 0 | 0 | 0 | 0 | 0 | 0 | 0 | 0 | 0 | 0 | 0 | 0 | 0
2016-01-11 13:00 | 0 | 0 | 0 | 0 | 411448.4207 | 0.060901 | 547765 | 0 | 0 | 0 | 0 | 361970.4861 | 707066.0261 | 0 | 0 | 0 | 0 | 0 | 0 | 0 | 0 | 0 | 0 | 0 | 0 | 0 | 0 | 0 | 0 | 0 | -246512.8382 | 110196.3198 | 0 | 0 | 0 | 0 | 0 | 0 | 0 | 0 | 0 | 0 | 0 | 0 | 0 | 0 | 0 | 0
2016-01-11 14:00 | 0 | 0 | 0 | 0 | 81456.4417 | 100018.1108 | 543677 | 0 | 0 | 0 | 0 | 115457.6479 | 591376.4169 | 0 | 0 | 0 | 0 | 0 | 0 | 0 | 0 | 0 | 0 | 0 | 0 | 0 | 0 | 0 | 0 | 0 | -246512.8382 | -115689.6092 | 0 | 0 | 0 | 0 | 0 | 0 | 0 | 0 | 0 | 0 | 0 | 0 | 0 | 0 | 0 | 0
2016-01-11 15:00 | 0 | 0 | 0 | 0 | 307785.3313 | 505858.3946 | 535867 | 0 | 0 | 0 | 0 | 277544.7646 | 707066.0261 | 0 | 0 | 0 | 0 | 0 | 0 | 0 | 0 | 0 | 0 | 0 | 0 | 0 | 0 | 0 | 0 | 0 | 162087.1167 | 115689.6092 | 0 | 0 | 0 | 0 | 0 | 0 | 0 | 0 | 0 | 0 | 0 | 0 | 0 | 0 | 0 | 0
2016-01-11 16:00 | 0 | 0 | 0 | 0 | 0 | 650911.4501 | 524193 | 0 | 0 | 0 | 0 | 288573.6055 | 822755.6354 | 0 | 0 | 0 | 0 | 0 | 0 | 0 | 0 | 0 | 0 | 0 | 0 | 0 | 0 | 0 | 0 | 0 | 11028.8409 | 115689.6092 | 0 | 0 | 0 | 0 | 0 | 0 | 0 | 0 | 0 | 0 | 0 | 0 | 0 | 0 | 0 | 0
2016-01-11 17:00 | 0 | 0 | 0 | 0 | 228336.885 | 644911.5625 | 511046 | 0 | 0 | 0 | 0 | 535086.4438 | 938445.2446 | 0 | 0 | 0 | 0 | 0 | 0 | 0 | 0 | 0 | 0 | 0 | 0 | 0 | 0 | 0 | 0 | 0 | 246512.8382 | 115689.6092 | 0 | 0 | 0 | 0 | 0 | 0 | 0 | 0 | 0 | 0 | 0 | 0 | 0 | 0 | 0 | 0
2016-01-11 18:00 | 0 | 0 | 0 | 0 | 0 | 614611.1536 | 501251 | 0 | 0 | 0 | 0 | 532756.9881 | 1054134.8538 | 0 | 0 | 0 | 0 | 0 | 0 | 0 | 0 | 0 | 0 | 0 | 0 | 0 | 0 | 0 | 0 | 0 | -2329.4557 | 115689.6092 | 0 | 0 | 0 | 0 | 0 | 0 | 0 | 0 | 0 | 0 | 0 | 0 | 0 | 0 | 0 | 0
2016-01-11 19:00 | 0 | 0 | 0 | 0 | 19393.8448 | 603569.3842 | 492140 | 0 | 0 | 0 | 0 | 779269.8263 | 938445.2446 | 0 | 0 | 0 | 0 | 0 | 0 | 0 | 0 | 0 | 0 | 0 | 0 | 0 | 0 | 0 | 0 | 0 | 246512.8382 | -115689.6092 | 0 | 0 | 0 | 0 | 0 | 0 | 0 | 0 | 0 | 0 | 0 | 0 | 0 | 0 | 0 | 0
2016-01-11 20:00 | 0 | 0 | 0 | 0 | 0 | 621979.5303 | 485928 | 0 | 0 | 0 | 0 | 799631.7473 | 1054134.8538 | 0 | 0 | 0 | 0 | 0 | 0 | 0 | 0 | 0 | 0 | 0 | 0 | 0 | 0 | 0 | 0 | 0 | 20361.921 | 115689.6092 | 0 | 0 | 0 | 0 | 0 | 0 | 0 | 0 | 0 | 0 | 0 | 0 | 0 | 0 | 0 | 0
2016-01-11 21:00 | 0 | 0 | 0 | 0 | 199355.3312 | 651452.1162 | 488605 | 0 | 0 | 0 | 0 | 1046144.5856 | 1169824.4631 | 0 | 0 | 0 | 0 | 0 | 0 | 0 | 0 | 0 | 0 | 0 | 0 | 0 | 0 | 0 | 0 | 0 | 246512.8382 | 115689.6092 | 0 | 0 | 0 | 0 | 0 | 0 | 0 | 0 | 0 | 0 | 0 | 0 | 0 | 0 | 0 | 0
2016-01-11 22:00 | 0 | 0 | 0 | 0 | 0 | 588831.0715 | 506939 | 0 | 0 | 0 | 0 | 1012347.0479 | 1285514.0723 | 0 | 0 | 0 | 0 | 0 | 0 | 0 | 0 | 0 | 0 | 0 | 0 | 0 | 0 | 0 | 0 | 0 | -33797.5377 | 115689.6092 | 0 | 0 | 0 | 0 | 0 | 0 | 0 | 0 | 0 | 0 | 0 | 0 | 0 | 0 | 0 | 0
2016-01-11 23:00 | 0 | 0 | 0 | 0 | 557345.9924 | 205135.0267 | 526379 | 0 | 0 | 0 | 0 | 1258859.8861 | 1275103.2531 | 0 | 0 | 0 | 0 | 0 | 0 | 0 | 0 | 0 | 0 | 0 | 0 | 0 | 0 | 0 | 0 | 0 | 246512.8382 | -10410.8192 | 0 | 0 | 0 | 0 | 0 | 0 | 0 | 0 | 0 | 0 | 0 | 0 | 0 | 0 | 0 | 0
2016-01-12 | 0 | 0 | 0 | 0 | 177533.0207 | 2709.5319 | 542445 | 0 | 0 | 0 | 0 | 1012347.0479 | 1159413.6439 | 0 | 0 | 0 | 0 | 0 | 0 | 0 | 0 | 0 | 0 | 0 | 0 | 0 | 0 | 0 | 0 | 0 | -246512.8382 | -115689.6092 | 0 | 0 | 0 | 0 | 0 | 0 | 0 | 0 | 0 | 0 | 0 | 0 | 0 | 0 | 0 | 0
2016-01-12 01:00 | 0 | 0 | 0 | 0 | 563617.2596 | 0 | 543639 | 0 | 0 | 0 | 0 | 916635.6982 | 1275103.2531 | 0 | 0 | 0 | 0 | 0 | 0 | 0 | 0 | 0 | 0 | 0 | 0 | 0 | 0 | 0 | 0 | 0 | -95711.3497 | 115689.6092 | 0 | 0 | 0 | 0 | 0 | 0 | 0 | 0 | 0 | 0 | 0 | 0 | 0 | 0 | 0 | 0
2016-01-12 02:00 | 0 | 0 | 0 | 0 | 586674.354 | 0 | 535222 | 0 | 0 | 0 | 0 | 852398.443 | 1390792.8624 | 0 | 0 | 0 | 0 | 0 | 0 | 0 | 0 | 0 | 0 | 0 | 0 | 0 | 0 | 0 | 0 | 0 | -64237.2552 | 115689.6092 | 0 | 0 | 0 | 0 | 0 | 0 | 0 | 0 | 0 | 0 | 0 | 0 | 0 | 0 | 0 | 0
2016-01-12 03:00 | 0 | 0 | 0 | 0 | 632319.7433 | 0 | 517768 | 0 | 0 | 0 | 0 | 851260.5771 | 1506482.4716 | 0 | 0 | 0 | 0 | 0 | 0 | 0 | 0 | 0 | 0 | 0 | 0 | 0 | 0 | 0 | 0 | 0 | -1137.8659 | 115689.6092 | 0 | 0 | 0 | 0 | 0 | 0 | 0 | 0 | 0 | 0 | 0 | 0 | 0 | 0 | 0 | 0
2016-01-12 04:00 | 0 | 0 | 0 | 0 | 131743.5525 | 0 | 493946 | 0 | 0 | 0 | 0 | 604747.7388 | 1390792.8624 | 0 | 0 | 0 | 0 | 0 | 0 | 0 | 0 | 0 | 0 | 0 | 0 | 0 | 0 | 0 | 0 | 0 | -246512.8382 | -115689.6092 | 0 | 0 | 0 | 0 | 0 | 0 | 0 | 0 | 0 | 0 | 0 | 0 | 0 | 0 | 0 | 0
2016-01-12 05:00 | 0 | 0 | 0 | 0 | 674011.5666 | 0 | 476108 | 0 | 0 | 0 | 0 | 686961.6962 | 1506482.4716 | 0 | 0 | 0 | 0 | 0 | 0 | 0 | 0 | 0 | 0 | 0 | 0 | 0 | 0 | 0 | 0 | 0 | 82213.9574 | 115689.6092 | 0 | 0 | 0 | 0 | 0 | 0 | 0 | 0 | 0 | 0 | 0 | 0 | 0 | 0 | 0 | 0
2016-01-12 06:00 | 0 | 0 | 0 | 0 | 100843.5525 | 0 | 463046 | 0 | 0 | 0 | 0 | 440448.858 | 1390792.8624 | 0 | 0 | 0 | 0 | 0 | 0 | 0 | 0 | 0 | 0 | 0 | 0 | 0 | 0 | 0 | 0 | 0 | -246512.8382 | -115689.6092 | 0 | 0 | 0 | 0 | 0 | 0 | 0 | 0 | 0 | 0 | 0 | 0 | 0 | 0 | 0 | 0
2016-01-12 07:00 | 0 | 0 | 0 | 0 | 669030.672 | 0 | 454908 | 0 | 0 | 0 | 0 | 538881.9207 | 1506482.4716 | 0 | 0 | 0 | 0 | 0 | 0 | 0 | 0 | 0 | 0 | 0 | 0 | 0 | 0 | 0 | 0 | 0 | 98433.0627 | 115689.6092 | 0 | 0 | 0 | 0 | 0 | 0 | 0 | 0 | 0 | 0 | 0 | 0 | 0 | 0 | 0 | 0
2016-01-12 08:00 | 0 | 0 | 0 | 0 | 656983.9605 | 0 | 451631 | 0 | 0 | 0 | 0 | 785394.759 | 1465322.5939 | 0 | 0 | 0 | 0 | 0 | 0 | 0 | 0 | 0 | 0 | 0 | 0 | 0 | 0 | 0 | 0 | 0 | 246512.8382 | -41159.8777 | 0 | 0 | 0 | 0 | 0 | 0 | 0 | 0 | 0 | 0 | 0 | 0 | 0 | 0 | 0 | 0
2016-01-12 09:00 | 0 | 0 | 0 | 0 | 637782.6198 | 0 | 454626 | 0 | 0 | 0 | 0 | 852861.7695 | 1581012.2031 | 0 | 0 | 0 | 0 | 0 | 0 | 0 | 0 | 0 | 0 | 0 | 0 | 0 | 0 | 0 | 0 | 0 | 67467.0105 | 115689.6092 | 0 | 0 | 0 | 0 | 0 | 0 | 0 | 0 | 0 | 0 | 0 | 0 | 0 | 0 | 0 | 0
2016-01-12 10:00 | 0 | 0 | 0 | 0 | 611390.5734 | 0 | 468323 | 0 | 0 | 0 | 0 | 880239.7337 | 1696701.8124 | 0 | 0 | 0 | 0 | 0 | 0 | 0 | 0 | 0 | 0 | 0 | 0 | 0 | 0 | 0 | 0 | 0 | 27377.9642 | 115689.6092 | 0 | 0 | 0 | 0 | 0 | 0 | 0 | 0 | 0 | 0 | 0 | 0 | 0 | 0 | 0 | 0
2016-01-12 11:00 | 0 | 0 | 0 | 0 | 573083.5381 | 0 | 501211 | 0 | 0 | 0 | 0 | 836422.6625 | 1812391.4216 | 0 | 0 | 0 | 0 | 0 | 0 | 0 | 0 | 0 | 0 | 0 | 0 | 0 | 0 | 0 | 0 | 0 | -43817.0711 | 115689.6092 | 0 | 0 | 0 | 0 | 0 | 0 | 0 | 0 | 0 | 0 | 0 | 0 | 0 | 0 | 0 | 0
2016-01-12 12:00 | 0 | 0 | 0 | 0 | 169863.5525 | 0 | 532066 | 0 | 0 | 0 | 0 | 589909.8243 | 1696701.8124 | 0 | 0 | 0 | 0 | 0 | 0 | 0 | 0 | 0 | 0 | 0 | 0 | 0 | 0 | 0 | 0 | 0 | -246512.8382 | -115689.6092 | 0 | 0 | 0 | 0 | 0 | 0 | 0 | 0 | 0 | 0 | 0 | 0 | 0 | 0 | 0 | 0
2016-01-12 13:00 | 0 | 0 | 0 | 0 | 475261.1045 | 0.68461 | 539233 | 0 | 0 | 0 | 0 | 641628.2226 | 1581012.2031 | 0 | 0 | 0 | 0 | 0 | 0 | 0 | 0 | 0 | 0 | 0 | 0 | 0 | 0 | 0 | 0 | 0 | 51718.3983 | -115689.6092 | 0 | 0 | 0 | 0 | 0 | 0 | 0 | 0 | 0 | 0 | 0 | 0 | 0 | 0 | 0 | 0
2016-01-12 14:00 | 0 | 0 | 0 | 0 | 265532.4526 | 135749.3184 | 532105 | 0 | 0 | 0 | 0 | 395115.3844 | 1696701.8124 | 0 | 0 | 0 | 0 | 0 | 0 | 0 | 0 | 0 | 0 | 0 | 0 | 0 | 0 | 0 | 0 | 0 | -246512.8382 | 115689.6092 | 0 | 0 | 0 | 0 | 0 | 0 | 0 | 0 | 0 | 0 | 0 | 0 | 0 | 0 | 0 | 0
2016-01-12 15:00 | 0 | 0 | 0 | 0 | 271030.6872 | 581649.9145 | 521670 | 0 | 0 | 0 | 0 | 641628.2226 | 1781199.5758 | 0 | 0 | 0 | 0 | 0 | 0 | 0 | 0 | 0 | 0 | 0 | 0 | 0 | 0 | 0 | 0 | 0 | 246512.8382 | 84497.7634 | 0 | 0 | 0 | 0 | 0 | 0 | 0 | 0 | 0 | 0 | 0 | 0 | 0 | 0 | 0 | 0
2016-01-12 16:00 | 0 | 0 | 0 | 0 | 0 | 690344.1404 | 510052 | 0 | 0 | 0 | 0 | 706230.7538 | 1896889.185 | 0 | 0 | 0 | 0 | 0 | 0 | 0 | 0 | 0 | 0 | 0 | 0 | 0 | 0 | 0 | 0 | 0 | 64602.5312 | 115689.6092 | 0 | 0 | 0 | 0 | 0 | 0 | 0 | 0 | 0 | 0 | 0 | 0 | 0 | 0 | 0 | 0
2016-01-12 17:00 | 0 | 0 | 0 | 0 | 0 | 672598.706 | 498062 | 0 | 0 | 0 | 0 | 952743.592 | 1824913.0528 | 0 | 0 | 0 | 0 | 0 | 0 | 0 | 0 | 0 | 0 | 0 | 0 | 0 | 0 | 0 | 0 | 0 | 246512.8382 | -71976.1322 | 0 | 0 | 0 | 0 | 0 | 0 | 0 | 0 | 0 | 0 | 0 | 0 | 0 | 0 | 0 | 0
2016-01-12 18:00 | 0 | 0 | 0 | 0 | 0 | 632783.9627 | 488561 | 0 | 0 | 0 | 0 | 981276.9455 | 1940602.662 | 0 | 0 | 0 | 0 | 0 | 0 | 0 | 0 | 0 | 0 | 0 | 0 | 0 | 0 | 0 | 0 | 0 | 28533.3535 | 115689.6092 | 0 | 0 | 0 | 0 | 0 | 0 | 0 | 0 | 0 | 0 | 0 | 0 | 0 | 0 | 0 | 0
2016-01-12 19:00 | 0 | 0 | 0 | 0 | 233977.9559 | 614872.3604 | 480756 | 0 | 0 | 0 | 0 | 1227789.7838 | 2056292.2713 | 0 | 0 | 0 | 0 | 0 | 0 | 0 | 5891.8688 | 0 | 0 | 0 | 0 | 0 | 0 | 0 | 0 | 0 | 246512.8382 | 115689.6092 | 0 | 0 | 0 | 0 | 0 | 0 | 0 | 0 | 0 | 5891.8688 | 0 | 0 | 0 | 0 | 0 | 0
2016-01-12 20:00 | 0 | 0 | 0 | 0 | 0 | 630140.4316 | 474428 | 0 | 0 | 0 | 0 | 1474302.622 | 1971383.7335 | 0 | 0 | 0 | 0 | 0 | 0 | 0 | 0 | 0 | 0 | 0 | 0 | 0 | 0 | 0 | 0 | 0 | 246512.8382 | -84908.5378 | 0 | 0 | 0 | 0 | 0 | 0 | 0 | 0 | 0 | -5891.8688 | 0 | 0 | 0 | 0 | 0 | 0
2016-01-12 21:00 | 0 | 0 | 0 | 0 | 0 | 659084.539 | 476053 | 0 | 0 | 0 | 0 | 1541644.5518 | 2087073.3427 | 0 | 0 | 0 | 0 | 0 | 0 | 0 | 0 | 0 | 0 | 0 | 0 | 0 | 0 | 0 | 0 | 0 | 67341.9298 | 115689.6092 | 0 | 0 | 0 | 0 | 0 | 0 | 0 | 0 | 0 | 0 | 0 | 0 | 0 | 0 | 0 | 0
2016-01-12 22:00 | 0 | 0 | 0 | 0 | 19714.2806 | 603223.9484 | 492115 | 0 | 0 | 0 | 0 | 1788157.39 | 1971383.7335 | 0 | 0 | 0 | 0 | 0 | 0 | 0 | 0 | 0 | 0 | 0 | 0 | 0 | 0 | 0 | 0 | 0 | 246512.8382 | -115689.6092 | 0 | 0 | 0 | 0 | 0 | 0 | 0 | 0 | 0 | 0 | 0 | 0 | 0 | 0 | 0 | 0
2016-01-12 23:00 | 0 | 0 | 0 | 0 | 299878.5017 | 215940.59 | 513200 | 0 | 0 | 0 | 0 | 1675086.8725 | 2087073.3427 | 0 | 0 | 0 | 0 | 0 | 0 | 0 | 0 | 0 | 0 | 0 | 0 | 0 | 0 | 0 | 0 | 0 | -113070.5175 | 115689.6092 | 0 | 0 | 0 | 0 | 0 | 0 | 0 | 0 | 0 | 0 | 0 | 0 | 0 | 0 | 0 | 0
2016-01-13 | 0 | 0 | 0 | 0 | 159152.255 | 3536.2975 | 524891 | 0 | 0 | 0 | 0 | 1428574.0343 | 1971383.7335 | 0 | 0 | 0 | 0 | 0 | 0 | 0 | 0 | 0 | 0 | 0 | 0 | 0 | 0 | 0 | 0 | 0 | -246512.8382 | -115689.6092 | 0 | 0 | 0 | 0 | 0 | 0 | 0 | 0 | 0 | 0 | 0 | 0 | 0 | 0 | 0 | 0
2016-01-13 01:00 | 0 | 0 | 0 | 0 | 450937.517 | 0 | 526072 | 0 | 0 | 0 | 0 | 1237749.942 | 2087073.3427 | 0 | 0 | 0 | 0 | 0 | 0 | 0 | 0 | 0 | 0 | 0 | 0 | 0 | 0 | 0 | 0 | 0 | -190824.0923 | 115689.6092 | 0 | 0 | 0 | 0 | 0 | 0 | 0 | 0 | 0 | 0 | 0 | 0 | 0 | 0 | 0 | 0
2016-01-13 02:00 | 0 | 0 | 0 | 0 | 157255.5525 | 0 | 519458 | 0 | 0 | 0 | 0 | 991237.1038 | 1971383.7335 | 0 | 0 | 0 | 0 | 0 | 0 | 0 | 0 | 0 | 0 | 0 | 0 | 0 | 0 | 0 | 0 | 0 | -246512.8382 | -115689.6092 | 0 | 0 | 0 | 0 | 0 | 0 | 0 | 0 | 0 | 0 | 0 | 0 | 0 | 0 | 0 | 0
2016-01-13 03:00 | 0 | 0 | 0 | 0 | 580540.7868 | 0 | 503849 | 0 | 0 | 0 | 0 | 952239.2814 | 2087073.3427 | 0 | 0 | 0 | 0 | 0 | 0 | 0 | 0 | 0 | 0 | 0 | 0 | 0 | 0 | 0 | 0 | 0 | -38997.8224 | 115689.6092 | 0 | 0 | 0 | 0 | 0 | 0 | 0 | 0 | 0 | 0 | 0 | 0 | 0 | 0 | 0 | 0
2016-01-13 04:00 | 0 | 0 | 0 | 0 | 121266.5525 | 0 | 483469 | 0 | 0 | 0 | 0 | 705726.4431 | 1971383.7335 | 0 | 0 | 0 | 0 | 0 | 0 | 0 | 0 | 0 | 0 | 0 | 0 | 0 | 0 | 0 | 0 | 0 | -246512.8382 | -115689.6092 | 0 | 0 | 0 | 0 | 0 | 0 | 0 | 0 | 0 | 0 | 0 | 0 | 0 | 0 | 0 | 0
2016-01-13 05:00 | 0 | 0 | 0 | 0 | 620369.2482 | 0 | 465481 | 0 | 0 | 0 | 0 | 744925.0821 | 2087073.3427 | 0 | 0 | 0 | 0 | 0 | 0 | 0 | 0 | 0 | 0 | 0 | 0 | 0 | 0 | 0 | 0 | 0 | 39198.6389 | 115689.6092 | 0 | 0 | 0 | 0 | 0 | 0 | 0 | 0 | 0 | 0 | 0 | 0 | 0 | 0 | 0 | 0
2016-01-13 06:00 | 0 | 0 | 0 | 0 | 92720.5525 | 0 | 454923 | 0 | 0 | 0 | 0 | 498412.2438 | 1971383.7335 | 0 | 0 | 0 | 0 | 0 | 0 | 0 | 0 | 0 | 0 | 0 | 0 | 0 | 0 | 0 | 0 | 0 | -246512.8382 | -115689.6092 | 0 | 0 | 0 | 0 | 0 | 0 | 0 | 0 | 0 | 0 | 0 | 0 | 0 | 0 | 0 | 0
2016-01-13 07:00 | 0 | 0 | 0 | 0 | 613001.8584 | 0 | 448875 | 0 | 0 | 0 | 0 | 546849.493 | 2087073.3427 | 0 | 0 | 0 | 0 | 0 | 0 | 0 | 0 | 0 | 0 | 0 | 0 | 0 | 0 | 0 | 0 | 0 | 48437.2492 | 115689.6092 | 0 | 0 | 0 | 0 | 0 | 0 | 0 | 0 | 0 | 0 | 0 | 0 | 0 | 0 | 0 | 0
2016-01-13 08:00 | 0 | 0 | 0 | 0 | 609762.3074 | 0 | 447429 | 0 | 0 | 0 | 0 | 793362.3313 | 2002893.8118 | 0 | 0 | 0 | 0 | 0 | 0 | 0 | 0 | 0 | 0 | 0 | 0 | 0 | 0 | 0 | 0 | 0 | 246512.8382 | -84179.5309 | 0 | 0 | 0 | 0 | 0 | 0 | 0 | 0 | 0 | 0 | 0 | 0 | 0 | 0 | 0 | 0
2016-01-13 09:00 | 0 | 0 | 0 | 0 | 600373.5616 | 0 | 452208 | 0 | 0 | 0 | 0 | 825838.2837 | 2118583.421 | 0 | 0 | 0 | 0 | 0 | 0 | 0 | 0 | 0 | 0 | 0 | 0 | 0 | 0 | 0 | 0 | 0 | 32475.9524 | 115689.6092 | 0 | 0 | 0 | 0 | 0 | 0 | 0 | 0 | 0 | 0 | 0 | 0 | 0 | 0 | 0 | 0
2016-01-13 10:00 | 0 | 0 | 0 | 0 | 107484.5525 | 0 | 469687 | 0 | 0 | 0 | 0 | 579325.4454 | 2002893.8118 | 0 | 0 | 0 | 0 | 0 | 0 | 0 | 0 | 0 | 0 | 0 | 0 | 0 | 0 | 0 | 0 | 0 | -246512.8382 | -115689.6092 | 0 | 0 | 0 | 0 | 0 | 0 | 0 | 0 | 0 | 0 | 0 | 0 | 0 | 0 | 0 | 0
2016-01-13 11:00 | 0 | 0 | 0 | 0 | 580218.398 | 0 | 505391 | 0 | 0 | 0 | 0 | 769842.4527 | 1887204.2026 | 0 | 0 | 0 | 0 | 0 | 0 | 0 | 0 | 0 | 0 | 0 | 0 | 0 | 0 | 0 | 0 | 0 | 190517.0073 | -115689.6092 | 0 | 0 | 0 | 0 | 0 | 0 | 0 | 0 | 0 | 0 | 0 | 0 | 0 | 0 | 0 | 0
2016-01-13 12:00 | 0 | 0 | 0 | 0 | 406322.771 | 0 | 537146 | 0 | 0 | 0 | 0 | 523329.6145 | 2002893.8118 | 0 | 0 | 0 | 0 | 0 | 0 | 0 | 0 | 0 | 0 | 0 | 0 | 0 | 0 | 0 | 0 | 0 | -246512.8382 | 115689.6092 | 0 | 0 | 0 | 0 | 0 | 0 | 0 | 0 | 0 | 0 | 0 | 0 | 0 | 0 | 0 | 0
2016-01-13 13:00 | 0 | 0 | 0 | 0 | 547011.812 | 1.239 | 545012 | 0 | 0 | 0 | 0 | 641020.2747 | 1887204.2026 | 0 | 0 | 0 | 0 | 0 | 0 | 0 | 0 | 0 | 0 | 0 | 0 | 0 | 0 | 0 | 0 | 0 | 117690.6603 | -115689.6092 | 0 | 0 | 0 | 0 | 0 | 0 | 0 | 0 | 0 | 0 | 0 | 0 | 0 | 0 | 0 | 0
2016-01-13 14:00 | 0 | 0 | 0 | 0 | 347956.7276 | 58454.0434 | 537234 | 0 | 0 | 0 | 0 | 394507.4365 | 2002893.8118 | 0 | 0 | 0 | 0 | 0 | 0 | 0 | 0 | 0 | 0 | 0 | 0 | 0 | 0 | 0 | 0 | 0 | -246512.8382 | 115689.6092 | 0 | 0 | 0 | 0 | 0 | 0 | 0 | 0 | 0 | 0 | 0 | 0 | 0 | 0 | 0 | 0
2016-01-13 15:00 | 0 | 0 | 0 | 0 | 284428.4474 | 509891.6513 | 525619 | 0 | 0 | 0 | 0 | 547518.926 | 2118583.421 | 0 | 0 | 0 | 0 | 0 | 0 | 0 | 0 | 0 | 0 | 0 | 0 | 0 | 0 | 0 | 0 | 0 | 153011.4895 | 115689.6092 | 0 | 0 | 0 | 0 | 0 | 0 | 0 | 0 | 0 | 0 | 0 | 0 | 0 | 0 | 0 | 0
2016-01-13 16:00 | 0 | 0 | 0 | 0 | 0 | 609950.9395 | 512003 | 0 | 0 | 0 | 0 | 761156.4747 | 2002893.8118 | 0 | 0 | 0 | 0 | 0 | 0 | 0 | 0 | 0 | 0 | 0 | 0 | 0 | 0 | 0 | 0 | 0 | 213637.5487 | -115689.6092 | 0 | 0 | 0 | 0 | 0 | 0 | 0 | 0 | 0 | 0 | 0 | 0 | 0 | 0 | 0 | 0
2016-01-13 17:00 | 0 | 0 | 0 | 0 | 0 | 610644.9917 | 498883 | 0 | 0 | 0 | 0 | 757228.8572 | 2118583.421 | 0 | 0 | 0 | 0 | 0 | 0 | 0 | 0 | 0 | 0 | 0 | 0 | 0 | 0 | 0 | 0 | 0 | -3927.6175 | 115689.6092 | 0 | 0 | 0 | 0 | 0 | 0 | 0 | 0 | 0 | 0 | 0 | 0 | 0 | 0 | 0 | 0
2016-01-13 18:00 | 0 | 0 | 0 | 0 | 30918.2773 | 587645.9517 | 487741 | 0 | 0 | 0 | 0 | 1003741.6954 | 2002893.8118 | 0 | 0 | 0 | 0 | 0 | 0 | 0 | 0 | 0 | 0 | 0 | 0 | 0 | 0 | 0 | 0 | 0 | 246512.8382 | -115689.6092 | 0 | 0 | 0 | 0 | 0 | 0 | 0 | 0 | 0 | 0 | 0 | 0 | 0 | 0 | 0 | 0
2016-01-13 19:00 | 0 | 0 | 0 | 0 | 0 | 574363.2352 | 480098 | 0 | 0 | 0 | 0 | 982317.3214 | 2118583.421 | 0 | 0 | 0 | 0 | 0 | 0 | 0 | 0 | 0 | 0 | 0 | 0 | 0 | 0 | 0 | 0 | 0 | -21424.374 | 115689.6092 | 0 | 0 | 0 | 0 | 0 | 0 | 0 | 0 | 0 | 0 | 0 | 0 | 0 | 0 | 0 | 0
2016-01-13 20:00 | 0 | 0 | 0 | 0 | 248785.6903 | 589130.7572 | 475714 | 0 | 0 | 0 | 0 | 1228830.1596 | 2234273.0303 | 0 | 0 | 0 | 0 | 0 | 0 | 0 | 0 | 0 | 0 | 0 | 0 | 0 | 0 | 0 | 0 | 0 | 246512.8382 | 115689.6092 | 0 | 0 | 0 | 0 | 0 | 0 | 0 | 0 | 0 | 0 | 0 | 0 | 0 | 0 | 0 | 0
2016-01-13 21:00 | 0 | 0 | 0 | 0 | 0 | 602905.1241 | 479086 | 0 | 0 | 0 | 0 | 1236959.6745 | 2349962.6395 | 0 | 0 | 0 | 0 | 0 | 0 | 0 | 0 | 0 | 0 | 0 | 0 | 0 | 0 | 0 | 0 | 0 | 8129.5148 | 115689.6092 | 0 | 0 | 0 | 0 | 0 | 0 | 0 | 0 | 0 | 0 | 0 | 0 | 0 | 0 | 0 | 0
2016-01-13 22:00 | 0 | 0 | 0 | 0 | 0 | 518720.1215 | 495539 | 0 | 0 | 0 | 0 | 1375830.4052 | 2234273.0303 | 0 | 0 | 0 | 0 | 0 | 0 | 0 | 0 | 0 | 0 | 0 | 0 | 0 | 0 | 0 | 0 | 0 | 138870.7307 | -115689.6092 | 0 | 0 | 0 | 0 | 0 | 0 | 0 | 0 | 0 | 0 | 0 | 0 | 0 | 0 | 0 | 0
2016-01-13 23:00 | 0 | 0 | 0 | 0 | 481399.1855 | 183025.897 | 515312 | 0 | 0 | 0 | 0 | 1409253.8785 | 2349962.6395 | 0 | 0 | 0 | 0 | 0 | 0 | 0 | 0 | 0 | 0 | 0 | 0 | 0 | 0 | 0 | 0 | 0 | 33423.4733 | 115689.6092 | 0 | 0 | 0 | 0 | 0 | 0 | 0 | 0 | 0 | 0 | 0 | 0 | 0 | 0 | 0 | 0
2016-01-14 | 0 | 0 | 0 | 0 | 390831.6338 | 4076.1372 | 525731 | 0 | 0 | 0 | 0 | 1162741.0402 | 2465652.2487 | 0 | 0 | 0 | 0 | 0 | 0 | 0 | 0 | 0 | 0 | 0 | 0 | 0 | 0 | 0 | 0 | 0 | -246512.8382 | 115689.6092 | 0 | 0 | 0 | 0 | 0 | 0 | 0 | 0 | 0 | 0 | 0 | 0 | 0 | 0 | 0 | 0
2016-01-14 01:00 | 0 | 0 | 0 | 0 | 594928.9416 | 0 | 525788 | 0 | 0 | 0 | 0 | 1347571.5911 | 2349962.6395 | 0 | 0 | 0 | 0 | 0 | 0 | 0 | 0 | 0 | 0 | 0 | 0 | 0 | 0 | 0 | 0 | 0 | 184830.5509 | -115689.6092 | 0 | 0 | 0 | 0 | 0 | 0 | 0 | 0 | 0 | 0 | 0 | 0 | 0 | 0 | 0 | 0
2016-01-14 02:00 | 0 | 0 | 0 | 0 | 156018.5525 | 0 | 518221 | 0 | 0 | 0 | 0 | 1101058.7528 | 2234273.0303 | 0 | 0 | 0 | 0 | 0 | 0 | 0 | 0 | 0 | 0 | 0 | 0 | 0 | 0 | 0 | 0 | 0 | -246512.8382 | -115689.6092 | 0 | 0 | 0 | 0 | 0 | 0 | 0 | 0 | 0 | 0 | 0 | 0 | 0 | 0 | 0 | 0
2016-01-14 03:00 | 0 | 0 | 0 | 0 | 650475.2546 | 0 | 499085 | 0 | 0 | 0 | 0 | 1136759.3982 | 2349962.6395 | 0 | 0 | 0 | 0 | 0 | 0 | 0 | 0 | 0 | 0 | 0 | 0 | 0 | 0 | 0 | 0 | 0 | 35700.6453 | 115689.6092 | 0 | 0 | 0 | 0 | 0 | 0 | 0 | 0 | 0 | 0 | 0 | 0 | 0 | 0 | 0 | 0
2016-01-14 04:00 | 0 | 0 | 0 | 0 | 113856.5525 | 0 | 476059 | 0 | 0 | 0 | 0 | 890246.5599 | 2234273.0303 | 0 | 0 | 0 | 0 | 0 | 0 | 0 | 0 | 0 | 0 | 0 | 0 | 0 | 0 | 0 | 0 | 0 | -246512.8382 | -115689.6092 | 0 | 0 | 0 | 0 | 0 | 0 | 0 | 0 | 0 | 0 | 0 | 0 | 0 | 0 | 0 | 0
2016-01-14 05:00 | 0 | 0 | 0 | 0 | 698816.0509 | 0 | 455967 | 0 | 0 | 0 | 0 | 1136759.3982 | 2230609.2429 | 0 | 0 | 0 | 0 | 0 | 0 | 0 | 0 | 0 | 0 | 0 | 0 | 0 | 0 | 0 | 0 | 0 | 246512.8382 | -3663.7873 | 0 | 0 | 0 | 0 | 0 | 0 | 0 | 0 | 0 | 0 | 0 | 0 | 0 | 0 | 0 | 0
2016-01-14 06:00 | 0 | 0 | 0 | 0 | 312602.771 | 0 | 443426 | 0 | 0 | 0 | 0 | 890246.5599 | 2346298.8522 | 0 | 0 | 0 | 0 | 0 | 0 | 0 | 0 | 0 | 0 | 0 | 0 | 0 | 0 | 0 | 0 | 0 | -246512.8382 | 115689.6092 | 0 | 0 | 0 | 0 | 0 | 0 | 0 | 0 | 0 | 0 | 0 | 0 | 0 | 0 | 0 | 0
2016-01-14 07:00 | 0 | 0 | 0 | 0 | 707148.0515 | 0 | 434625 | 0 | 0 | 0 | 0 | 1136759.3982 | 2372309.0654 | 0 | 0 | 0 | 0 | 0 | 0 | 0 | 0 | 0 | 0 | 0 | 0 | 0 | 0 | 0 | 0 | 0 | 246512.8382 | 26010.2133 | 0 | 0 | 0 | 0 | 0 | 0 | 0 | 0 | 0 | 0 | 0 | 0 | 0 | 0 | 0 | 0
2016-01-14 08:00 | 0 | 0 | 0 | 0 | 68120.5525 | 0 | 430323 | 0 | 0 | 0 | 0 | 890246.5599 | 2256619.4562 | 0 | 0 | 0 | 0 | 0 | 0 | 0 | 0 | 0 | 0 | 0 | 0 | 0 | 0 | 0 | 0 | 0 | -246512.8382 | -115689.6092 | 0 | 0 | 0 | 0 | 0 | 0 | 0 | 0 | 0 | 0 | 0 | 0 | 0 | 0 | 0 | 0
2016-01-14 09:00 | 0 | 0 | 0 | 0 | 667926.709 | 0 | 433882 | 0 | 0 | 0 | 0 | 1008601.6597 | 2372309.0654 | 0 | 0 | 0 | 0 | 0 | 0 | 0 | 0 | 0 | 0 | 0 | 0 | 0 | 0 | 0 | 0 | 0 | 118355.0998 | 115689.6092 | 0 | 0 | 0 | 0 | 0 | 0 | 0 | 0 | 0 | 0 | 0 | 0 | 0 | 0 | 0 | 0
2016-01-14 10:00 | 0 | 0 | 0 | 0 | 86845.5525 | 0 | 449048 | 0 | 0 | 0 | 0 | 762088.8215 | 2256619.4562 | 0 | 0 | 0 | 0 | 0 | 0 | 0 | 0 | 0 | 0 | 0 | 0 | 0 | 0 | 0 | 0 | 0 | -246512.8382 | -115689.6092 | 0 | 0 | 0 | 0 | 0 | 0 | 0 | 0 | 0 | 0 | 0 | 0 | 0 | 0 | 0 | 0
2016-01-14 11:00 | 0 | 0 | 0 | 0 | 640467.5604 | 0 | 482678 | 0 | 0 | 0 | 0 | 804188.7727 | 2372309.0654 | 0 | 0 | 0 | 0 | 0 | 0 | 0 | 0 | 0 | 0 | 0 | 0 | 0 | 0 | 0 | 0 | 0 | 42099.9512 | 115689.6092 | 0 | 0 | 0 | 0 | 0 | 0 | 0 | 0 | 0 | 0 | 0 | 0 | 0 | 0 | 0 | 0
2016-01-14 12:00 | 0 | 0 | 0 | 0 | 381001.771 | 0 | 511825 | 0 | 0 | 0 | 0 | 557675.9344 | 2487998.6747 | 0 | 0 | 0 | 0 | 0 | 0 | 0 | 0 | 0 | 0 | 0 | 0 | 0 | 0 | 0 | 0 | 0 | -246512.8382 | 115689.6092 | 0 | 0 | 0 | 0 | 0 | 0 | 0 | 0 | 0 | 0 | 0 | 0 | 0 | 0 | 0 | 0
2016-01-14 13:00 | 0 | 0 | 0 | 0 | 634628.2361 | 0 | 518934 | 0 | 0 | 0 | 0 | 789059.7797 | 2372309.0654 | 0 | 0 | 0 | 0 | 0 | 0 | 0 | 0 | 0 | 0 | 0 | 0 | 0 | 0 | 0 | 0 | 0 | 231383.8453 | -115689.6092 | 0 | 0 | 0 | 0 | 0 | 0 | 0 | 0 | 0 | 0 | 0 | 0 | 0 | 0 | 0 | 0
2016-01-14 14:00 | 0 | 0 | 0 | 0 | 11904.5706 | 137057.9819 | 511165 | 0 | 0 | 0 | 0 | 542546.9415 | 2256619.4562 | 0 | 0 | 0 | 0 | 0 | 0 | 0 | 0 | 0 | 0 | 0 | 0 | 0 | 0 | 0 | 0 | 0 | -246512.8382 | -115689.6092 | 0 | 0 | 0 | 0 | 0 | 0 | 0 | 0 | 0 | 0 | 0 | 0 | 0 | 0 | 0 | 0
2016-01-14 15:00 | 0 | 0 | 0 | 0 | 355962.9122 | 506013.5353 | 499774 | 0 | 0 | 0 | 0 | 789059.7797 | 2372309.0654 | 0 | 0 | 0 | 0 | 0 | 0 | 0 | 0 | 0 | 0 | 0 | 0 | 0 | 0 | 0 | 0 | 0 | 246512.8382 | 115689.6092 | 0 | 0 | 0 | 0 | 0 | 0 | 0 | 0 | 0 | 0 | 0 | 0 | 0 | 0 | 0 | 0
2016-01-14 16:00 | 0 | 0 | 0 | 0 | 0 | 615769.4025 | 485758 | 0 | 0 | 0 | 0 | 803381.5729 | 2487998.6747 | 0 | 0 | 0 | 0 | 0 | 0 | 0 | 0 | 0 | 0 | 0 | 0 | 0 | 0 | 0 | 0 | 0 | 14321.7932 | 115689.6092 | 0 | 0 | 0 | 0 | 0 | 0 | 0 | 0 | 0 | 0 | 0 | 0 | 0 | 0 | 0 | 0
2016-01-14 17:00 | 0 | 0 | 0 | 0 | 199300.5737 | 634609.8738 | 471708 | 0 | 0 | 0 | 0 | 1049894.4112 | 2603688.2839 | 0 | 0 | 0 | 0 | 0 | 0 | 0 | 0 | 0 | 0 | 0 | 0 | 0 | 0 | 0 | 0 | 0 | 246512.8382 | 115689.6092 | 0 | 0 | 0 | 0 | 0 | 0 | 0 | 0 | 0 | 0 | 0 | 0 | 0 | 0 | 0 | 0
2016-01-14 18:00 | 0 | 0 | 0 | 0 | 213848.3097 | 610351.1378 | 461997 | 0 | 0 | 0 | 0 | 1296407.2494 | 2719377.8931 | 0 | 0 | 0 | 0 | 0 | 0 | 0 | 0 | 0 | 0 | 0 | 0 | 0 | 0 | 0 | 0 | 0 | 246512.8382 | 115689.6092 | 0 | 0 | 0 | 0 | 0 | 0 | 0 | 0 | 0 | 0 | 0 | 0 | 0 | 0 | 0 | 0
2016-01-14 19:00 | 0 | 0 | 0 | 0 | 0 | 589944.4229 | 454127 | 0 | 0 | 0 | 0 | 1542920.0877 | 2608682.4777 | 0 | 0 | 0 | 0 | 0 | 0 | 0 | 0 | 0 | 0 | 0 | 0 | 0 | 0 | 0 | 0 | 0 | 246512.8382 | -110695.4154 | 0 | 0 | 0 | 0 | 0 | 0 | 0 | 0 | 0 | 0 | 0 | 0 | 0 | 0 | 0 | 0
2016-01-14 20:00 | 0 | 0 | 0 | 0 | 213822.729 | 598071.7185 | 449692 | 0 | 0 | 0 | 0 | 1789432.9259 | 2724372.087 | 0 | 0 | 0 | 0 | 0 | 0 | 0 | 0 | 0 | 0 | 0 | 0 | 0 | 0 | 0 | 0 | 0 | 246512.8382 | 115689.6092 | 0 | 0 | 0 | 0 | 0 | 0 | 0 | 0 | 0 | 0 | 0 | 0 | 0 | 0 | 0 | 0
2016-01-14 21:00 | 0 | 0 | 0 | 0 | 0 | 609458.803 | 451533 | 0 | 0 | 0 | 0 | 1831669.1196 | 2840061.6962 | 0 | 0 | 0 | 0 | 0 | 0 | 0 | 0 | 0 | 0 | 0 | 0 | 0 | 0 | 0 | 0 | 0 | 42236.1937 | 115689.6092 | 0 | 0 | 0 | 0 | 0 | 0 | 0 | 0 | 0 | 0 | 0 | 0 | 0 | 0 | 0 | 0
2016-01-14 22:00 | 0 | 0 | 0 | 0 | 0 | 531078.6425 | 463636 | 0 | 0 | 0 | 0 | 2014801.3714 | 2724372.087 | 0 | 0 | 0 | 0 | 0 | 0 | 0 | 0 | 0 | 0 | 0 | 0 | 0 | 0 | 0 | 0 | 0 | 183132.2518 | -115689.6092 | 0 | 0 | 0 | 0 | 0 | 0 | 0 | 0 | 0 | 0 | 0 | 0 | 0 | 0 | 0 | 0
2016-01-14 23:00 | 0 | 0 | 0 | 0 | 146257.1137 | 204905.6573 | 481986 | 0 | 0 | 0 | 0 | 1768288.5331 | 2840061.6962 | 0 | 0 | 0 | 0 | 0 | 0 | 0 | 0 | 0 | 0 | 0 | 0 | 0 | 0 | 0 | 0 | 0 | -246512.8382 | 115689.6092 | 0 | 0 | 0 | 0 | 0 | 0 | 0 | 0 | 0 | 0 | 0 | 0 | 0 | 0 | 0 | 0
2016-01-15 | 0 | 0 | 0 | 0 | 660873.8609 | 2797.6155 | 491071 | 0 | 0 | 0 | 0 | 1825199.4003 | 2955751.3054 | 0 | 0 | 0 | 0 | 0 | 0 | 0 | 0 | 0 | 0 | 0 | 0 | 0 | 0 | 0 | 0 | 0 | 56910.8672 | 115689.6092 | 0 | 0 | 0 | 0 | 0 | 0 | 0 | 0 | 0 | 0 | 0 | 0 | 0 | 0 | 0 | 0
2016-01-15 01:00 | 0 | 0 | 0 | 0 | 128761.5525 | 0 | 490964 | 0 | 0 | 0 | 0 | 1578686.5621 | 2840061.6962 | 0 | 0 | 0 | 0 | 0 | 0 | 0 | 0 | 0 | 0 | 0 | 0 | 0 | 0 | 0 | 0 | 0 | -246512.8382 | -115689.6092 | 0 | 0 | 0 | 0 | 0 | 0 | 0 | 0 | 0 | 0 | 0 | 0 | 0 | 0 | 0 | 0
2016-01-15 02:00 | 0 | 0 | 0 | 0 | 673016.3229 | 0 | 482259 | 0 | 0 | 0 | 0 | 1653754.2758 | 2955751.3054 | 0 | 0 | 0 | 0 | 0 | 0 | 0 | 0 | 0 | 0 | 0 | 0 | 0 | 0 | 0 | 0 | 0 | 75067.7137 | 115689.6092 | 0 | 0 | 0 | 0 | 0 | 0 | 0 | 0 | 0 | 0 | 0 | 0 | 0 | 0 | 0 | 0
2016-01-15 03:00 | 0 | 0 | 0 | 0 | 100490.5525 | 0 | 462693 | 0 | 0 | 0 | 0 | 1407241.4375 | 2840061.6962 | 0 | 0 | 0 | 0 | 0 | 0 | 0 | 0 | 0 | 0 | 0 | 0 | 0 | 0 | 0 | 0 | 0 | -246512.8382 | -115689.6092 | 0 | 0 | 0 | 0 | 0 | 0 | 0 | 0 | 0 | 0 | 0 | 0 | 0 | 0 | 0 | 0
2016-01-15 04:00 | 0 | 0 | 0 | 0 | 660930.7789 | 0 | 440735 | 0 | 0 | 0 | 0 | 1511747.6073 | 2955751.3054 | 0 | 0 | 0 | 0 | 0 | 0 | 0 | 0 | 0 | 0 | 0 | 0 | 0 | 0 | 0 | 0 | 0 | 104506.1697 | 115689.6092 | 0 | 0 | 0 | 0 | 0 | 0 | 0 | 0 | 0 | 0 | 0 | 0 | 0 | 0 | 0 | 0
2016-01-15 05:00 | 0 | 0 | 0 | 0 | 648624.0768 | 0 | 420298 | 0 | 0 | 0 | 0 | 1758260.4455 | 2937564.544 | 0 | 0 | 0 | 0 | 0 | 0 | 0 | 0 | 0 | 0 | 0 | 0 | 0 | 0 | 0 | 0 | 0 | 246512.8382 | -18186.7615 | 0 | 0 | 0 | 0 | 0 | 0 | 0 | 0 | 0 | 0 | 0 | 0 | 0 | 0 | 0 | 0
2016-01-15 06:00 | 0 | 0 | 0 | 0 | 637227.3109 | 0 | 406086 | 0 | 0 | 0 | 0 | 1842918.4318 | 3053254.1532 | 0 | 0 | 0 | 0 | 0 | 0 | 0 | 30793.7153 | 0 | 0 | 0 | 0 | 0 | 0 | 0 | 0 | 0 | 84657.9863 | 115689.6092 | 0 | 0 | 0 | 0 | 0 | 0 | 0 | 0 | 0 | 30793.7153 | 0 | 0 | 0 | 0 | 0 | 0
2016-01-15 07:00 | 0 | 0 | 0 | 0 | 4045.8372 | 0 | 397042 | 0 | 0 | 0 | 0 | 1596405.5935 | 2937564.544 | 0 | 0 | 0 | 0 | 0 | 0 | 0 | 0 | 0 | 0 | 0 | 0 | 0 | 0 | 0 | 0 | 0 | -246512.8382 | -115689.6092 | 0 | 0 | 0 | 0 | 0 | 0 | 0 | 0 | 0 | -30793.7153 | 0 | 0 | 0 | 0 | 0 | 0
2016-01-15 08:00 | 0 | 0 | 0 | 0 | 611653.3554 | 0 | 392675 | 0 | 0 | 0 | 0 | 1699694.3397 | 3053254.1532 | 0 | 0 | 0 | 0 | 0 | 0 | 0 | 0 | 0 | 0 | 0 | 0 | 0 | 0 | 0 | 0 | 0 | 103288.7462 | 115689.6092 | 0 | 0 | 0 | 0 | 0 | 0 | 0 | 0 | 0 | 0 | 0 | 0 | 0 | 0 | 0 | 0
2016-01-15 09:00 | 0 | 0 | 0 | 0 | 32558.5525 | 0 | 394761 | 0 | 0 | 0 | 0 | 1453181.5015 | 2937564.544 | 0 | 0 | 0 | 0 | 0 | 0 | 0 | 0 | 0 | 0 | 0 | 0 | 0 | 0 | 0 | 0 | 0 | -246512.8382 | -115689.6092 | 0 | 0 | 0 | 0 | 0 | 0 | 0 | 0 | 0 | 0 | 0 | 0 | 0 | 0 | 0 | 0
2016-01-15 10:00 | 0 | 0 | 0 | 0 | 583386.1108 | 0 | 407359 | 0 | 0 | 0 | 0 | 1513519.0031 | 3053254.1532 | 0 | 0 | 0 | 0 | 0 | 0 | 0 | 0 | 0 | 0 | 0 | 0 | 0 | 0 | 0 | 0 | 0 | 60337.5016 | 115689.6092 | 0 | 0 | 0 | 0 | 0 | 0 | 0 | 0 | 0 | 0 | 0 | 0 | 0 | 0 | 0 | 0
2016-01-15 11:00 | 0 | 0 | 0 | 0 | 564571.2012 | 0 | 436666 | 0 | 0 | 0 | 0 | 1525734.595 | 3168943.7624 | 0 | 0 | 0 | 0 | 0 | 0 | 0 | 0 | 0 | 0 | 0 | 0 | 0 | 0 | 0 | 0 | 0 | 12215.592 | 115689.6092 | 0 | 0 | 0 | 0 | 0 | 0 | 0 | 0 | 0 | 0 | 0 | 0 | 0 | 0 | 0 | 0
2016-01-15 12:00 | 0 | 0 | 0 | 0 | 542547.1058 | 0 | 466185 | 0 | 0 | 0 | 0 | 1717786.31 | 3053254.1532 | 0 | 0 | 0 | 0 | 0 | 0 | 0 | 0 | 0 | 0 | 0 | 0 | 0 | 0 | 0 | 0 | 0 | 192051.715 | -115689.6092 | 0 | 0 | 0 | 0 | 0 | 0 | 0 | 0 | 0 | 0 | 0 | 0 | 0 | 0 | 0 | 0
2016-01-15 13:00 | 0 | 0 | 0 | 0 | 115346.896 | 2.6565 | 477552 | 0 | 0 | 0 | 0 | 1471273.4718 | 2937564.544 | 0 | 0 | 0 | 0 | 0 | 0 | 0 | 0 | 0 | 0 | 0 | 0 | 0 | 0 | 0 | 0 | 0 | -246512.8382 | -115689.6092 | 0 | 0 | 0 | 0 | 0 | 0 | 0 | 0 | 0 | 0 | 0 | 0 | 0 | 0 | 0 | 0
2016-01-15 14:00 | 0 | 0 | 0 | 0 | 380454.2821 | 147207.1938 | 480240 | 0 | 0 | 0 | 0 | 1403005.3385 | 3053254.1532 | 0 | 0 | 0 | 0 | 0 | 0 | 0 | 0 | 0 | 0 | 0 | 0 | 0 | 0 | 0 | 0 | 0 | -68268.1333 | 115689.6092 | 0 | 0 | 0 | 0 | 0 | 0 | 0 | 0 | 0 | 0 | 0 | 0 | 0 | 0 | 0 | 0
2016-01-15 15:00 | 0 | 0 | 0 | 0 | 287111.4287 | 352094.3173 | 481526 | 0 | 0 | 0 | 0 | 1444995.4752 | 3168943.7624 | 0 | 0 | 0 | 0 | 0 | 0 | 0 | 0 | 0 | 0 | 0 | 0 | 0 | 0 | 0 | 0 | 0 | 41990.1368 | 115689.6092 | 0 | 0 | 0 | 0 | 0 | 0 | 0 | 0 | 0 | 0 | 0 | 0 | 0 | 0 | 0 | 0
2016-01-15 16:00 | 0 | 0 | 0 | 0 | 259599.0412 | 473123.6972 | 477244 | 0 | 0 | 0 | 0 | 1584784.6044 | 3284633.3717 | 0 | 0 | 0 | 0 | 0 | 0 | 0 | 0 | 0 | 0 | 0 | 0 | 0 | 0 | 0 | 0 | 0 | 139789.1292 | 115689.6092 | 0 | 0 | 0 | 0 | 0 | 0 | 0 | 0 | 0 | 0 | 0 | 0 | 0 | 0 | 0 | 0
2016-01-15 17:00 | 0 | 0 | 0 | 0 | 0 | 506390.4054 | 470535 | 0 | 0 | 0 | 0 | 1736329.6191 | 3168943.7624 | 0 | 0 | 0 | 0 | 0 | 0 | 0 | 0 | 0 | 0 | 0 | 0 | 0 | 0 | 0 | 0 | 0 | 151545.0147 | -115689.6092 | 0 | 0 | 0 | 0 | 0 | 0 | 0 | 0 | 0 | 0 | 0 | 0 | 0 | 0 | 0 | 0
2016-01-15 18:00 | 0 | 0 | 0 | 0 | 239999.1566 | 500057.6716 | 464809 | 0 | 0 | 0 | 0 | 1895887.8381 | 3284633.3717 | 0 | 0 | 0 | 0 | 0 | 0 | 0 | 0 | 0 | 0 | 0 | 0 | 0 | 0 | 0 | 0 | 0 | 159558.219 | 115689.6092 | 0 | 0 | 0 | 0 | 0 | 0 | 0 | 0 | 0 | 0 | 0 | 0 | 0 | 0 | 0 | 0
2016-01-15 19:00 | 0 | 0 | 0 | 0 | 0 | 494056.1365 | 459306 | 0 | 0 | 0 | 0 | 1814948.3654 | 3400322.9809 | 0 | 0 | 0 | 0 | 0 | 0 | 0 | 0 | 0 | 0 | 0 | 0 | 0 | 0 | 0 | 0 | 0 | -80939.4727 | 115689.6092 | 0 | 0 | 0 | 0 | 0 | 0 | 0 | 0 | 0 | 0 | 0 | 0 | 0 | 0 | 0 | 0
2016-01-15 20:00 | 0 | 0 | 0 | 0 | 267457.1303 | 489416.6466 | 455638 | 0 | 0 | 0 | 0 | 2000494.5331 | 3516012.5901 | 0 | 0 | 0 | 0 | 0 | 0 | 0 | 0 | 0 | 0 | 0 | 0 | 0 | 0 | 0 | 0 | 0 | 185546.1677 | 115689.6092 | 0 | 0 | 0 | 0 | 0 | 0 | 0 | 0 | 0 | 0 | 0 | 0 | 0 | 0 | 0 | 0
2016-01-15 21:00 | 0 | 0 | 0 | 0 | 270879.4031 | 476631.5099 | 456911 | 0 | 0 | 0 | 0 | 2247007.3713 | 3560099.6649 | 0 | 0 | 0 | 0 | 0 | 0 | 0 | 0 | 0 | 0 | 0 | 0 | 0 | 0 | 0 | 0 | 0 | 246512.8382 | 44087.0748 | 0 | 0 | 0 | 0 | 0 | 0 | 0 | 0 | 0 | 0 | 0 | 0 | 0 | 0 | 0 | 0
2016-01-15 22:00 | 0 | 0 | 0 | 0 | 284031.2117 | 419947.857 | 464155 | 0 | 0 | 0 | 0 | 2371141.8309 | 3675789.2741 | 0 | 0 | 0 | 0 | 0 | 0 | 0 | 0 | 0 | 0 | 0 | 0 | 0 | 0 | 0 | 0 | 0 | 124134.4595 | 115689.6092 | 0 | 0 | 0 | 0 | 0 | 0 | 0 | 0 | 0 | 0 | 0 | 0 | 0 | 0 | 0 | 0
2016-01-15 23:00 | 0 | 0 | 0 | 0 | 317425.3812 | 200095.5432 | 471864 | 0 | 0 | 0 | 0 | 2532488.3644 | 3560099.6649 | 0 | 0 | 0 | 0 | 0 | 0 | 0 | 0 | 0 | 0 | 0 | 0 | 0 | 0 | 0 | 0 | 0 | 161346.5336 | -115689.6092 | 0 | 0 | 0 | 0 | 0 | 0 | 0 | 0 | 0 | 0 | 0 | 0 | 0 | 0 | 0 | 0
2016-01-16 | 0 | 0 | 0 | 0 | 334757.6645 | 6116.455 | 473518 | 0 | 0 | 0 | 0 | 2515534.0931 | 3444410.0557 | 0 | 0 | 0 | 0 | 0 | 0 | 0 | 0 | 0 | 0 | 0 | 0 | 0 | 0 | 0 | 0 | 0 | -16954.2713 | -115689.6092 | 0 | 0 | 0 | 0 | 0 | 0 | 0 | 0 | 0 | 0 | 0 | 0 | 0 | 0 | 0 | 0
2016-01-16 01:00 | 0 | 0 | 0 | 0 | 107787.5525 | 0 | 469990 | 0 | 0 | 0 | 0 | 2269021.2549 | 3328720.4464 | 0 | 0 | 0 | 0 | 0 | 0 | 0 | 0 | 0 | 0 | 0 | 0 | 0 | 0 | 0 | 0 | 0 | -246512.8382 | -115689.6092 | 0 | 0 | 0 | 0 | 0 | 0 | 0 | 0 | 0 | 0 | 0 | 0 | 0 | 0 | 0 | 0
2016-01-16 02:00 | 0 | 0 | 0 | 0 | 325264.8699 | 0 | 462067 | 0 | 0 | 0 | 0 | 2247908.734 | 3213030.8372 | 0 | 0 | 0 | 0 | 0 | 0 | 0 | 0 | 0 | 0 | 0 | 0 | 0 | 0 | 0 | 0 | 0 | -21112.5209 | -115689.6092 | 0 | 0 | 0 | 0 | 0 | 0 | 0 | 0 | 0 | 0 | 0 | 0 | 0 | 0 | 0 | 0
2016-01-16 03:00 | 0 | 0 | 0 | 0 | 320222.0371 | 0 | 446898 | 0 | 0 | 0 | 0 | 2236922.3804 | 3097341.228 | 0 | 0 | 0 | 0 | 0 | 0 | 0 | 0 | 0 | 0 | 0 | 0 | 0 | 0 | 0 | 0 | 0 | -10986.3537 | -115689.6092 | 0 | 0 | 0 | 0 | 0 | 0 | 0 | 0 | 0 | 0 | 0 | 0 | 0 | 0 | 0 | 0
2016-01-16 04:00 | 0 | 0 | 0 | 0 | 317448.2857 | 0 | 429098 | 0 | 0 | 0 | 0 | 2009583.0569 | 3213030.8372 | 0 | 0 | 0 | 0 | 0 | 0 | 0 | 0 | 0 | 0 | 0 | 0 | 0 | 0 | 0 | 0 | 0 | -227339.3235 | 115689.6092 | 0 | 0 | 0 | 0 | 0 | 0 | 0 | 0 | 0 | 0 | 0 | 0 | 0 | 0 | 0 | 0
2016-01-16 05:00 | 0 | 0 | 0 | 0 | 314056.6555 | 0 | 411200 | 0 | 0 | 0 | 0 | 2028129.3216 | 3097341.228 | 0 | 0 | 0 | 0 | 0 | 0 | 0 | 0 | 0 | 0 | 0 | 0 | 0 | 0 | 0 | 0 | 0 | 18546.2647 | -115689.6092 | 0 | 0 | 0 | 0 | 0 | 0 | 0 | 0 | 0 | 0 | 0 | 0 | 0 | 0 | 0 | 0
2016-01-16 06:00 | 0 | 0 | 0 | 0 | 312930.3783 | 0 | 397507 | 0 | 0 | 0 | 0 | 1827863.0906 | 3213030.8372 | 0 | 0 | 0 | 0 | 0 | 0 | 0 | 0 | 0 | 0 | 0 | 0 | 0 | 0 | 0 | 0 | 0 | -200266.231 | 115689.6092 | 0 | 0 | 0 | 0 | 0 | 0 | 0 | 0 | 0 | 0 | 0 | 0 | 0 | 0 | 0 | 0
2016-01-16 07:00 | 0 | 0 | 0 | 0 | 314624.7678 | 0 | 388116 | 0 | 0 | 0 | 0 | 1870061.4677 | 3097341.228 | 0 | 0 | 0 | 0 | 0 | 0 | 0 | 0 | 0 | 0 | 0 | 0 | 0 | 0 | 0 | 0 | 0 | 42198.3771 | -115689.6092 | 0 | 0 | 0 | 0 | 0 | 0 | 0 | 0 | 0 | 0 | 0 | 0 | 0 | 0 | 0 | 0
2016-01-16 08:00 | 0 | 0 | 0 | 0 | 317475.1999 | 0 | 383335 | 0 | 0 | 0 | 0 | 1688512.0583 | 3213030.8372 | 0 | 0 | 0 | 0 | 0 | 0 | 0 | 0 | 0 | 0 | 0 | 0 | 0 | 0 | 0 | 0 | 0 | -181549.4094 | 115689.6092 | 0 | 0 | 0 | 0 | 0 | 0 | 0 | 0 | 0 | 0 | 0 | 0 | 0 | 0 | 0 | 0
2016-01-16 09:00 | 0 | 0 | 0 | 0 | 317602.96 | 0 | 382836 | 0 | 0 | 0 | 0 | 1738968.6276 | 3097341.228 | 0 | 0 | 0 | 0 | 0 | 0 | 0 | 0 | 0 | 0 | 0 | 0 | 0 | 0 | 0 | 0 | 0 | 50456.5693 | -115689.6092 | 0 | 0 | 0 | 0 | 0 | 0 | 0 | 0 | 0 | 0 | 0 | 0 | 0 | 0 | 0 | 0
2016-01-16 10:00 | 0 | 0 | 0 | 0 | 327689.3029 | 0 | 388193 | 0 | 0 | 0 | 0 | 1794154.5397 | 2981651.6187 | 0 | 0 | 0 | 0 | 0 | 0 | 0 | 0 | 0 | 0 | 0 | 0 | 0 | 0 | 0 | 0 | 0 | 55185.9121 | -115689.6092 | 0 | 0 | 0 | 0 | 0 | 0 | 0 | 0 | 0 | 0 | 0 | 0 | 0 | 0 | 0 | 0
2016-01-16 11:00 | 0 | 0 | 0 | 0 | 343640.6843 | 0 | 398613 | 0 | 0 | 0 | 0 | 1623492.6148 | 3097341.228 | 0 | 0 | 0 | 0 | 0 | 0 | 0 | 0 | 0 | 0 | 0 | 0 | 0 | 0 | 0 | 0 | 0 | -170661.9249 | 115689.6092 | 0 | 0 | 0 | 0 | 0 | 0 | 0 | 0 | 0 | 0 | 0 | 0 | 0 | 0 | 0 | 0
2016-01-16 12:00 | 0 | 0 | 0 | 0 | 348411.8108 | 0 | 414957 | 0 | 0 | 0 | 0 | 1538632.2391 | 3115656.4144 | 0 | 0 | 0 | 0 | 0 | 0 | 0 | 0 | 0 | 0 | 0 | 0 | 0 | 0 | 0 | 0 | 0 | -84860.3757 | 18315.1865 | 0 | 0 | 0 | 0 | 0 | 0 | 0 | 0 | 0 | 0 | 0 | 0 | 0 | 0 | 0 | 0
2016-01-16 13:00 | 0 | 0 | 0 | 0 | 347814.5525 | 0 | 431737 | 0 | 0 | 0 | 0 | 1570399.4008 | 2999966.8052 | 0 | 0 | 0 | 0 | 0 | 0 | 0 | 0 | 0 | 0 | 0 | 0 | 0 | 0 | 0 | 0 | 0 | 31767.1617 | -115689.6092 | 0 | 0 | 0 | 0 | 0 | 0 | 0 | 0 | 0 | 0 | 0 | 0 | 0 | 0 | 0 | 0
2016-01-16 14:00 | 0 | 0 | 0 | 0 | 313963.8024 | 59253.1916 | 445036 | 0 | 0 | 0 | 0 | 1382890.7856 | 3115656.4144 | 0 | 0 | 0 | 0 | 0 | 0 | 0 | 0 | 0 | 0 | 0 | 0 | 0 | 0 | 0 | 0 | 0 | -187508.6153 | 115689.6092 | 0 | 0 | 0 | 0 | 0 | 0 | 0 | 0 | 0 | 0 | 0 | 0 | 0 | 0 | 0 | 0
2016-01-16 15:00 | 0 | 0 | 0 | 0 | 263755.2607 | 393964.8503 | 450767 | 0 | 0 | 0 | 0 | 1474154.2873 | 3231346.0237 | 0 | 0 | 0 | 0 | 0 | 0 | 0 | 0 | 0 | 0 | 0 | 0 | 0 | 0 | 0 | 0 | 0 | 91263.5017 | 115689.6092 | 0 | 0 | 0 | 0 | 0 | 0 | 0 | 0 | 0 | 0 | 0 | 0 | 0 | 0 | 0 | 0
2016-01-16 16:00 | 0 | 0 | 0 | 0 | 255885.5053 | 498278.5082 | 449596 | 0 | 0 | 0 | 0 | 1663032.6915 | 3347035.6329 | 0 | 0 | 0 | 0 | 0 | 0 | 0 | 0 | 0 | 0 | 0 | 0 | 0 | 0 | 0 | 0 | 0 | 188878.4043 | 115689.6092 | 0 | 0 | 0 | 0 | 0 | 0 | 0 | 0 | 0 | 0 | 0 | 0 | 0 | 0 | 0 | 0
2016-01-16 17:00 | 0 | 0 | 0 | 0 | 0 | 519054.3075 | 445176 | 0 | 0 | 0 | 0 | 1621221.3898 | 3462725.2421 | 0 | 0 | 0 | 0 | 0 | 0 | 0 | 0 | 0 | 0 | 0 | 0 | 0 | 0 | 0 | 0 | 0 | -41811.3018 | 115689.6092 | 0 | 0 | 0 | 0 | 0 | 0 | 0 | 0 | 0 | 0 | 0 | 0 | 0 | 0 | 0 | 0
2016-01-16 18:00 | 0 | 0 | 0 | 0 | 286580.5451 | 506500.4406 | 438693 | 0 | 0 | 0 | 0 | 1867734.228 | 3570600.3897 | 0 | 0 | 0 | 0 | 0 | 0 | 0 | 0 | 0 | 0 | 0 | 0 | 0 | 0 | 0 | 0 | 0 | 246512.8382 | 107875.1475 | 0 | 0 | 0 | 0 | 0 | 0 | 0 | 0 | 0 | 0 | 0 | 0 | 0 | 0 | 0 | 0
2016-01-16 19:00 | 0 | 0 | 0 | 0 | 63814.1044 | 500500.1246 | 433491 | 0 | 0 | 0 | 0 | 2114247.0662 | 3454910.7804 | 0 | 0 | 0 | 0 | 0 | 0 | 0 | 0 | 0 | 0 | 0 | 0 | 0 | 0 | 0 | 0 | 0 | 246512.8382 | -115689.6092 | 0 | 0 | 0 | 0 | 0 | 0 | 0 | 0 | 0 | 0 | 0 | 0 | 0 | 0 | 0 | 0
2016-01-16 20:00 | 0 | 0 | 0 | 0 | 290267.2169 | 502523.2305 | 430588 | 0 | 0 | 0 | 0 | 2360759.9045 | 3570600.3897 | 0 | 0 | 0 | 0 | 0 | 0 | 0 | 0 | 0 | 0 | 0 | 0 | 0 | 0 | 0 | 0 | 0 | 246512.8382 | 115689.6092 | 0 | 0 | 0 | 0 | 0 | 0 | 0 | 0 | 0 | 0 | 0 | 0 | 0 | 0 | 0 | 0
2016-01-16 21:00 | 0 | 0 | 0 | 0 | 298136.6776 | 497606.7699 | 433541 | 0 | 0 | 0 | 0 | 2607272.7427 | 3686289.9989 | 0 | 0 | 0 | 0 | 0 | 0 | 0 | 0 | 0 | 0 | 0 | 0 | 0 | 0 | 0 | 0 | 0 | 246512.8382 | 115689.6092 | 0 | 0 | 0 | 0 | 0 | 0 | 0 | 0 | 0 | 0 | 0 | 0 | 0 | 0 | 0 | 0
2016-01-16 22:00 | 0 | 0 | 0 | 0 | 303230.9835 | 413372.8051 | 444810 | 0 | 0 | 0 | 0 | 2853785.581 | 3711570.9492 | 0 | 0 | 0 | 0 | 0 | 0 | 0 | 0 | 0 | 0 | 0 | 0 | 0 | 0 | 0 | 0 | 0 | 246512.8382 | 25280.9503 | 0 | 0 | 0 | 0 | 0 | 0 | 0 | 0 | 0 | 0 | 0 | 0 | 0 | 0 | 0 | 0
2016-01-16 23:00 | 0 | 0 | 0 | 0 | 290712.8861 | 144295.5226 | 460141 | 0 | 0 | 0 | 0 | 2682169.6651 | 3827260.5585 | 0 | 0 | 0 | 0 | 0 | 0 | 0 | 30793.7153 | 0 | 0 | 0 | 0 | 0 | 0 | 0 | 0 | 0 | -171615.9159 | 115689.6092 | 0 | 0 | 0 | 0 | 0 | 0 | 0 | 0 | 0 | 30793.7153 | 0 | 0 | 0 | 0 | 0 | 0
2016-01-17 | 0 | 0 | 0 | 0 | 287548.867 | 3870.1569 | 466002 | 0 | 0 | 0 | 0 | 2435656.8269 | 3924198.7327 | 0 | 0 | 0 | 0 | 0 | 0 | 0 | 5785.4032 | 0 | 0 | 0 | 0 | 0 | 0 | 0 | 0 | 0 | -246512.8382 | 96938.1743 | 0 | 0 | 0 | 0 | 0 | 0 | 0 | 0 | 0 | -25008.3122 | 0 | 0 | 0 | 0 | 0 | 0
2016-01-17 01:00 | 0 | 0 | 0 | 0 | 134793.2679 | 0 | 466202 | 0 | 0 | 0 | 0 | 2189143.9886 | 3808509.1235 | 0 | 0 | 0 | 0 | 0 | 0 | 0 | 36579.1185 | 0 | 0 | 0 | 0 | 0 | 0 | 0 | 0 | 0 | -246512.8382 | -115689.6092 | 0 | 0 | 0 | 0 | 0 | 0 | 0 | 0 | 0 | 30793.7153 | 0 | 0 | 0 | 0 | 0 | 0
2016-01-17 02:00 | 0 | 0 | 0 | 0 | 302389.219 | 0 | 461031 | 0 | 0 | 0 | 0 | 2176985.5321 | 3692819.5143 | 0 | 0 | 0 | 0 | 0 | 0 | 0 | 5785.4032 | 0 | 0 | 0 | 0 | 0 | 0 | 0 | 0 | 0 | -12158.4565 | -115689.6092 | 0 | 0 | 0 | 0 | 0 | 0 | 0 | 0 | 0 | -30793.7153 | 0 | 0 | 0 | 0 | 0 | 0
2016-01-17 03:00 | 0 | 0 | 0 | 0 | 321804.3075 | 0 | 449651 | 0 | 0 | 0 | 0 | 1930472.6939 | 3780691.9447 | 0 | 0 | 0 | 0 | 0 | 0 | 0 | 36579.1185 | 0 | 0 | 0 | 0 | 0 | 0 | 0 | 0 | 0 | -246512.8382 | 87872.4305 | 0 | 0 | 0 | 0 | 0 | 0 | 0 | 0 | 0 | 30793.7153 | 0 | 0 | 0 | 0 | 0 | 0
2016-01-17 04:00 | 0 | 0 | 0 | 0 | 348535.944 | 0 | 433925 | 0 | 0 | 0 | 0 | 1991566.9625 | 3665002.3355 | 0 | 0 | 0 | 0 | 0 | 0 | 0 | 5785.4032 | 0 | 0 | 0 | 0 | 0 | 0 | 0 | 0 | 0 | 61094.2686 | -115689.6092 | 0 | 0 | 0 | 0 | 0 | 0 | 0 | 0 | 0 | -30793.7153 | 0 | 0 | 0 | 0 | 0 | 0
2016-01-17 05:00 | 0 | 0 | 0 | 0 | 378569.489 | 0 | 420780 | 0 | 0 | 0 | 0 | 2070831.4638 | 3549312.7263 | 0 | 0 | 0 | 0 | 0 | 0 | 0 | 0 | 0 | 0 | 0 | 0 | 0 | 0 | 0 | 0 | 0 | 79264.5014 | -115689.6092 | 0 | 0 | 0 | 0 | 0 | 0 | 0 | 0 | 0 | -5785.4032 | 0 | 0 | 0 | 0 | 0 | 0
2016-01-17 06:00 | 0 | 0 | 0 | 0 | 406358.5768 | 0 | 409148 | 0 | 0 | 0 | 0 | 2183731.6499 | 3433623.117 | 0 | 0 | 0 | 0 | 0 | 0 | 0 | 0 | 0 | 0 | 0 | 0 | 0 | 0 | 0 | 0 | 0 | 112900.1861 | -115689.6092 | 0 | 0 | 0 | 0 | 0 | 0 | 0 | 0 | 0 | 0 | 0 | 0 | 0 | 0 | 0 | 0
2016-01-17 07:00 | 0 | 0 | 0 | 0 | 424017.8846 | 0 | 400726 | 0 | 0 | 0 | 0 | 2060540.2099 | 3549312.7263 | 0 | 0 | 0 | 0 | 0 | 0 | 0 | 30793.7153 | 0 | 0 | 0 | 0 | 0 | 0 | 0 | 0 | 0 | -123191.44 | 115689.6092 | 0 | 0 | 0 | 0 | 0 | 0 | 0 | 0 | 0 | 30793.7153 | 0 | 0 | 0 | 0 | 0 | 0
2016-01-17 08:00 | 0 | 0 | 0 | 0 | 428107.6559 | 0 | 397107 | 0 | 0 | 0 | 0 | 2000859.5687 | 3665002.3355 | 0 | 0 | 0 | 0 | 0 | 0 | 0 | 5785.4032 | 0 | 0 | 0 | 0 | 0 | 0 | 0 | 0 | 0 | -59680.6412 | 115689.6092 | 0 | 0 | 0 | 0 | 0 | 0 | 0 | 0 | 0 | -25008.3122 | 0 | 0 | 0 | 0 | 0 | 0
2016-01-17 09:00 | 0 | 0 | 0 | 0 | 264228.8695 | 0 | 396995 | 0 | 0 | 0 | 0 | 1952989.3321 | 3549312.7263 | 0 | 0 | 0 | 0 | 0 | 0 | 0 | 36579.1185 | 0 | 0 | 0 | 0 | 0 | 0 | 0 | 0 | 0 | -47870.2366 | -115689.6092 | 0 | 0 | 0 | 0 | 0 | 0 | 0 | 0 | 0 | 30793.7153 | 0 | 0 | 0 | 0 | 0 | 0
2016-01-17 10:00 | 0 | 0 | 0 | 0 | 380550.91 | 0 | 401148 | 0 | 0 | 0 | 0 | 1847496.3482 | 3665002.3355 | 0 | 0 | 0 | 0 | 0 | 0 | 0 | 5785.4032 | 0 | 0 | 0 | 0 | 0 | 0 | 0 | 0 | 0 | -105492.9839 | 115689.6092 | 0 | 0 | 0 | 0 | 0 | 0 | 0 | 0 | 0 | -30793.7153 | 0 | 0 | 0 | 0 | 0 | 0
2016-01-17 11:00 | 0 | 0 | 0 | 0 | 356469.0027 | 0 | 411144 | 0 | 0 | 0 | 0 | 1765322.9017 | 3661707.0694 | 0 | 0 | 0 | 0 | 0 | 0 | 0 | 36579.1185 | 0 | 0 | 0 | 0 | 0 | 0 | 0 | 0 | 0 | -82173.4465 | -3295.2661 | 0 | 0 | 0 | 0 | 0 | 0 | 0 | 0 | 0 | 30793.7153 | 0 | 0 | 0 | 0 | 0 | 0
2016-01-17 12:00 | 0 | 0 | 0 | 0 | 339459.7767 | 0 | 426593 | 0 | 0 | 0 | 0 | 1593293.7845 | 3777396.6787 | 0 | 0 | 0 | 0 | 0 | 0 | 0 | 5785.4032 | 0 | 0 | 0 | 0 | 0 | 0 | 0 | 0 | 0 | -172029.1172 | 115689.6092 | 0 | 0 | 0 | 0 | 0 | 0 | 0 | 0 | 0 | -30793.7153 | 0 | 0 | 0 | 0 | 0 | 0
2016-01-17 13:00 | 0 | 0 | 0 | 0 | 325859.707 | 3.8956 | 444517 | 0 | 0 | 0 | 0 | 1559536.281 | 3661707.0694 | 0 | 0 | 0 | 0 | 0 | 0 | 0 | 36579.1185 | 0 | 0 | 0 | 0 | 0 | 0 | 0 | 0 | 0 | -33757.5035 | -115689.6092 | 0 | 0 | 0 | 0 | 0 | 0 | 0 | 0 | 0 | 30793.7153 | 0 | 0 | 0 | 0 | 0 | 0
2016-01-17 14:00 | 0 | 0 | 0 | 0 | 284381.5107 | 51707.4758 | 458932 | 0 | 0 | 0 | 0 | 1351797.3736 | 3777396.6787 | 0 | 0 | 0 | 0 | 0 | 0 | 0 | 5785.4032 | 0 | 0 | 0 | 0 | 0 | 0 | 0 | 0 | 0 | -207738.9074 | 115689.6092 | 0 | 0 | 0 | 0 | 0 | 0 | 0 | 0 | 0 | -30793.7153 | 0 | 0 | 0 | 0 | 0 | 0
2016-01-17 15:00 | 0 | 0 | 0 | 0 | 234934.4105 | 378539.1572 | 464245 | 0 | 0 | 0 | 0 | 1391121.7352 | 3893086.2879 | 0 | 0 | 0 | 0 | 0 | 0 | 0 | 0 | 0 | 0 | 0 | 0 | 0 | 0 | 0 | 0 | 0 | 39324.3616 | 115689.6092 | 0 | 0 | 0 | 0 | 0 | 0 | 0 | 0 | 0 | -5785.4032 | 0 | 0 | 0 | 0 | 0 | 0
2016-01-17 16:00 | 0 | 0 | 0 | 0 | 227025.9935 | 534963.8829 | 462424 | 0 | 0 | 0 | 0 | 1574998.0024 | 4008775.8971 | 0 | 0 | 0 | 0 | 0 | 0 | 0 | 0 | 0 | 0 | 0 | 0 | 0 | 0 | 0 | 0 | 0 | 183876.2672 | 115689.6092 | 0 | 0 | 0 | 0 | 0 | 0 | 0 | 0 | 0 | 0 | 0 | 0 | 0 | 0 | 0 | 0
2016-01-17 17:00 | 0 | 0 | 0 | 0 | 225910.4667 | 571730.2263 | 459077 | 0 | 0 | 0 | 0 | 1821510.8406 | 4100826.7519 | 0 | 0 | 0 | 0 | 0 | 0 | 0 | 0 | 0 | 0 | 0 | 0 | 0 | 0 | 0 | 0 | 0 | 246512.8382 | 92050.8547 | 0 | 0 | 0 | 0 | 0 | 0 | 0 | 0 | 0 | 0 | 0 | 0 | 0 | 0 | 0 | 0
2016-01-17 18:00 | 0 | 0 | 0 | 0 | 222490.5127 | 546443.5912 | 454097 | 0 | 0 | 0 | 0 | 2068023.6789 | 4169151.0175 | 0 | 0 | 0 | 0 | 0 | 0 | 0 | 0 | 0 | 0 | 0 | 0 | 0 | 0 | 0 | 0 | 0 | 246512.8382 | 68324.2657 | 0 | 0 | 0 | 0 | 0 | 0 | 0 | 0 | 0 | 0 | 0 | 0 | 0 | 0 | 0 | 0
2016-01-17 19:00 | 0 | 0 | 0 | 0 | 220330.5408 | 538451.2991 | 448939 | 0 | 0 | 0 | 0 | 2314536.5171 | 4232481.0192 | 0 | 0 | 0 | 0 | 0 | 0 | 0 | 0 | 0 | 0 | 0 | 0 | 0 | 0 | 0 | 0 | 0 | 246512.8382 | 63330.0016 | 0 | 0 | 0 | 0 | 0 | 0 | 0 | 0 | 0 | 0 | 0 | 0 | 0 | 0 | 0 | 0
2016-01-17 20:00 | 0 | 0 | 0 | 0 | 213926.274 | 557996.7502 | 445370 | 0 | 0 | 0 | 0 | 2525399.9321 | 4348170.6284 | 0 | 0 | 0 | 0 | 0 | 0 | 0 | 0 | 0 | 0 | 0 | 0 | 0 | 0 | 0 | 0 | 0 | 210863.415 | 115689.6092 | 0 | 0 | 0 | 0 | 0 | 0 | 0 | 0 | 0 | 0 | 0 | 0 | 0 | 0 | 0 | 0
2016-01-17 21:00 | 0 | 0 | 0 | 0 | 205280.1414 | 577311.2138 | 448873 | 0 | 0 | 0 | 0 | 2712634.9627 | 4463860.2376 | 0 | 0 | 0 | 0 | 0 | 0 | 0 | 30793.7153 | 0 | 0 | 0 | 0 | 0 | 0 | 0 | 0 | 0 | 187235.0306 | 115689.6092 | 0 | 0 | 0 | 0 | 0 | 0 | 0 | 0 | 0 | 30793.7153 | 0 | 0 | 0 | 0 | 0 | 0
2016-01-17 22:00 | 0 | 0 | 0 | 0 | 204360.4392 | 522353.1914 | 464088 | 0 | 0 | 0 | 0 | 2853785.581 | 4579549.8469 | 0 | 0 | 0 | 0 | 0 | 0 | 0 | 36579.1185 | 0 | 0 | 0 | 0 | 0 | 0 | 0 | 0 | 0 | 141150.6183 | 115689.6092 | 0 | 0 | 0 | 0 | 0 | 0 | 0 | 0 | 0 | 5785.4032 | 0 | 0 | 0 | 0 | 0 | 0
2016-01-17 23:00 | 0 | 0 | 0 | 0 | 239525.8895 | 182307.5958 | 485734 | 0 | 0 | 0 | 0 | 2853785.581 | 4515649.3322 | 0 | 0 | 0 | 0 | 0 | 0 | 0 | 36579.1185 | 0 | 0 | 0 | 0 | 0 | 0 | 0 | 0 | 0 | 0 | -63900.5147 | 0 | 0 | 0 | 0 | 0 | 0 | 0 | 0 | 0 | 0 | 0 | 0 | 0 | 0 | 0 | 0
2016-01-18 | 0 | 0 | 0 | 0 | 263134.5287 | 5287.9589 | 496055 | 0 | 0 | 0 | 0 | 2741842.6778 | 4399959.7229 | 0 | 0 | 0 | 0 | 0 | 0 | 0 | 36579.1185 | 0 | 0 | 0 | 0 | 0 | 0 | 0 | 0 | 0 | -111942.9031 | -115689.6092 | 0 | 0 | 0 | 0 | 0 | 0 | 0 | 0 | 0 | 0 | 0 | 0 | 0 | 0 | 0 | 0
2016-01-18 01:00 | 0 | 0 | 0 | 0 | 263896.3915 | 0 | 499903 | 0 | 0 | 0 | 0 | 2621525.6785 | 4284270.1137 | 0 | 0 | 0 | 0 | 0 | 0 | 0 | 36579.1185 | 0 | 0 | 0 | 0 | 0 | 0 | 0 | 0 | 0 | -120316.9993 | -115689.6092 | 0 | 0 | 0 | 0 | 0 | 0 | 0 | 0 | 0 | 0 | 0 | 0 | 0 | 0 | 0 | 0
2016-01-18 02:00 | 0 | 0 | 0 | 0 | 259497.6647 | 0 | 495273 | 0 | 0 | 0 | 0 | 2501439.9525 | 4168580.5045 | 0 | 0 | 0 | 0 | 0 | 0 | 0 | 36579.1185 | 0 | 0 | 0 | 0 | 0 | 0 | 0 | 0 | 0 | -120085.726 | -115689.6092 | 0 | 0 | 0 | 0 | 0 | 0 | 0 | 0 | 0 | 0 | 0 | 0 | 0 | 0 | 0 | 0
2016-01-18 03:00 | 0 | 0 | 0 | 0 | 250307.0296 | 0 | 485022 | 0 | 0 | 0 | 0 | 2382414.5913 | 4052890.8952 | 0 | 0 | 0 | 0 | 0 | 0 | 0 | 36579.1185 | 0 | 0 | 0 | 0 | 0 | 0 | 0 | 0 | 0 | -119025.3612 | -115689.6092 | 0 | 0 | 0 | 0 | 0 | 0 | 0 | 0 | 0 | 0 | 0 | 0 | 0 | 0 | 0 | 0
2016-01-18 04:00 | 0 | 0 | 0 | 0 | 240331.3315 | 0 | 469740 | 0 | 0 | 0 | 0 | 2268695.5321 | 3937201.286 | 0 | 0 | 0 | 0 | 0 | 0 | 0 | 36579.1185 | 0 | 0 | 0 | 0 | 0 | 0 | 0 | 0 | 0 | -113719.0592 | -115689.6092 | 0 | 0 | 0 | 0 | 0 | 0 | 0 | 0 | 0 | 0 | 0 | 0 | 0 | 0 | 0 | 0
2016-01-18 05:00 | 0 | 0 | 0 | 0 | 234965.1708 | 0 | 455921 | 0 | 0 | 0 | 0 | 2022182.6938 | 3962758.2951 | 0 | 0 | 0 | 0 | 0 | 0 | 0 | 36579.1185 | 0 | 0 | 0 | 0 | 0 | 0 | 0 | 0 | 0 | -246512.8382 | 25557.0091 | 0 | 0 | 0 | 0 | 0 | 0 | 0 | 0 | 0 | 0 | 0 | 0 | 0 | 0 | 0 | 0
2016-01-18 06:00 | 0 | 0 | 0 | 0 | 231070.3334 | 0 | 448386 | 0 | 0 | 0 | 0 | 1920556.6365 | 3847068.6859 | 0 | 0 | 0 | 0 | 0 | 0 | 0 | 36579.1185 | 0 | 0 | 0 | 0 | 0 | 0 | 0 | 0 | 0 | -101626.0574 | -115689.6092 | 0 | 0 | 0 | 0 | 0 | 0 | 0 | 0 | 0 | 0 | 0 | 0 | 0 | 0 | 0 | 0
2016-01-18 07:00 | 0 | 0 | 0 | 0 | 225139.4091 | 0 | 444095 | 0 | 0 | 0 | 0 | 1817290.6548 | 3731379.0766 | 0 | 0 | 0 | 0 | 0 | 0 | 0 | 36579.1185 | 0 | 0 | 0 | 0 | 0 | 0 | 0 | 0 | 0 | -103265.9817 | -115689.6092 | 0 | 0 | 0 | 0 | 0 | 0 | 0 | 0 | 0 | 0 | 0 | 0 | 0 | 0 | 0 | 0
2016-01-18 08:00 | 0 | 0 | 0 | 0 | 219905.2799 | 0 | 444476 | 0 | 0 | 0 | 0 | 1708409.5439 | 3615689.4674 | 0 | 0 | 0 | 0 | 0 | 0 | 0 | 36579.1185 | 0 | 0 | 0 | 0 | 0 | 0 | 0 | 0 | 0 | -108881.1108 | -115689.6092 | 0 | 0 | 0 | 0 | 0 | 0 | 0 | 0 | 0 | 0 | 0 | 0 | 0 | 0 | 0 | 0
2016-01-18 09:00 | 0 | 0 | 0 | 0 | 211901.3955 | 0 | 451294 | 0 | 0 | 0 | 0 | 1584706.5486 | 3499999.8582 | 0 | 0 | 0 | 0 | 0 | 0 | 0 | 36579.1185 | 0 | 0 | 0 | 0 | 0 | 0 | 0 | 0 | 0 | -123702.9953 | -115689.6092 | 0 | 0 | 0 | 0 | 0 | 0 | 0 | 0 | 0 | 0 | 0 | 0 | 0 | 0 | 0 | 0
2016-01-18 10:00 | 0 | 0 | 0 | 0 | 206740.6196 | 0 | 467139 | 0 | 0 | 0 | 0 | 1338193.7104 | 3486114.316 | 0 | 0 | 0 | 0 | 0 | 0 | 0 | 36579.1185 | 0 | 0 | 0 | 0 | 0 | 0 | 0 | 0 | 0 | -246512.8382 | -13885.5422 | 0 | 0 | 0 | 0 | 0 | 0 | 0 | 0 | 0 | 0 | 0 | 0 | 0 | 0 | 0 | 0
2016-01-18 11:00 | 0 | 0 | 0 | 0 | 204226.9739 | 0 | 494557 | 0 | 0 | 0 | 0 | 1163553.2935 | 3370424.7067 | 0 | 0 | 0 | 0 | 0 | 0 | 0 | 36579.1185 | 0 | 0 | 0 | 0 | 0 | 0 | 0 | 0 | 0 | -174640.4168 | -115689.6092 | 0 | 0 | 0 | 0 | 0 | 0 | 0 | 0 | 0 | 0 | 0 | 0 | 0 | 0 | 0 | 0
2016-01-18 12:00 | 0 | 0 | 0 | 0 | 203537.6799 | 0 | 523689 | 0 | 0 | 0 | 0 | 917040.4553 | 3296786.2249 | 0 | 0 | 0 | 0 | 0 | 0 | 0 | 36579.1185 | 0 | 0 | 0 | 0 | 0 | 0 | 0 | 0 | 0 | -246512.8382 | -73638.4818 | 0 | 0 | 0 | 0 | 0 | 0 | 0 | 0 | 0 | 0 | 0 | 0 | 0 | 0 | 0 | 0
2016-01-18 13:00 | 0 | 0 | 0 | 0 | 206782.8607 | 5.2816 | 540845 | 0 | 0 | 0 | 0 | 698673.2068 | 3181096.6156 | 0 | 0 | 0 | 0 | 0 | 0 | 0 | 36579.1185 | 0 | 0 | 0 | 0 | 0 | 0 | 0 | 0 | 0 | -218367.2485 | -115689.6092 | 0 | 0 | 0 | 0 | 0 | 0 | 0 | 0 | 0 | 0 | 0 | 0 | 0 | 0 | 0 | 0
2016-01-18 14:00 | 0 | 0 | 0 | 0 | 193019.6368 | 78509.9884 | 544986 | 0 | 0 | 0 | 0 | 540906.4412 | 3065407.0064 | 0 | 0 | 0 | 0 | 0 | 0 | 0 | 36579.1185 | 0 | 0 | 0 | 0 | 0 | 0 | 0 | 0 | 0 | -157766.7656 | -115689.6092 | 0 | 0 | 0 | 0 | 0 | 0 | 0 | 0 | 0 | 0 | 0 | 0 | 0 | 0 | 0 | 0
2016-01-18 15:00 | 0 | 0 | 0 | 0 | 152322.2504 | 348425.4376 | 543295 | 0 | 0 | 0 | 0 | 614048.7385 | 2949717.3972 | 0 | 0 | 0 | 0 | 0 | 0 | 0 | 36579.1185 | 0 | 0 | 0 | 0 | 0 | 0 | 0 | 0 | 0 | 73142.2973 | -115689.6092 | 0 | 0 | 0 | 0 | 0 | 0 | 0 | 0 | 0 | 0 | 0 | 0 | 0 | 0 | 0 | 0
2016-01-18 16:00 | 0 | 0 | 0 | 0 | 135976.497 | 463523.7563 | 536682 | 0 | 0 | 0 | 0 | 792556.6011 | 2834027.788 | 0 | 0 | 0 | 0 | 0 | 0 | 0 | 36579.1185 | 0 | 0 | 0 | 0 | 0 | 0 | 0 | 0 | 0 | 178507.8626 | -115689.6092 | 0 | 0 | 0 | 0 | 0 | 0 | 0 | 0 | 0 | 0 | 0 | 0 | 0 | 0 | 0 | 0
2016-01-18 17:00 | 0 | 0 | 0 | 0 | 139226.6004 | 501267.4846 | 527471 | 0 | 0 | 0 | 0 | 1021269.2953 | 2718338.1787 | 0 | 0 | 0 | 0 | 0 | 0 | 0 | 36579.1185 | 0 | 0 | 0 | 0 | 0 | 0 | 0 | 0 | 0 | 228712.6943 | -115689.6092 | 0 | 0 | 0 | 0 | 0 | 0 | 0 | 0 | 0 | 0 | 0 | 0 | 0 | 0 | 0 | 0
2016-01-18 18:00 | 0 | 0 | 0 | 0 | 154559.7783 | 503355.6526 | 517624 | 0 | 0 | 0 | 0 | 1045871.117 | 2834027.788 | 0 | 0 | 0 | 0 | 0 | 0 | 0 | 36579.1185 | 0 | 0 | 0 | 0 | 0 | 0 | 0 | 0 | 0 | 24601.8216 | 115689.6092 | 0 | 0 | 0 | 0 | 0 | 0 | 0 | 0 | 0 | 0 | 0 | 0 | 0 | 0 | 0 | 0
2016-01-18 19:00 | 0 | 0 | 0 | 0 | 170497.5098 | 501500.5826 | 509646 | 0 | 0 | 0 | 0 | 1292383.9552 | 2749867.0422 | 0 | 0 | 0 | 0 | 0 | 0 | 0 | 36579.1185 | 0 | 0 | 0 | 0 | 0 | 0 | 0 | 0 | 0 | 246512.8382 | -84160.7458 | 0 | 0 | 0 | 0 | 0 | 0 | 0 | 0 | 0 | 0 | 0 | 0 | 0 | 0 | 0 | 0
2016-01-18 20:00 | 0 | 0 | 0 | 0 | 178937.5679 | 507010.0211 | 504548 | 0 | 0 | 0 | 0 | 1538896.7934 | 2684753.7929 | 0 | 0 | 0 | 0 | 0 | 0 | 0 | 36579.1185 | 0 | 0 | 0 | 0 | 0 | 0 | 0 | 0 | 0 | 246512.8382 | -65113.2493 | 0 | 0 | 0 | 0 | 0 | 0 | 0 | 0 | 0 | 0 | 0 | 0 | 0 | 0 | 0 | 0
2016-01-18 21:00 | 0 | 0 | 0 | 0 | 188464.7314 | 498327.3465 | 507574 | 0 | 0 | 0 | 0 | 1785409.6317 | 2617459.0326 | 0 | 0 | 0 | 0 | 0 | 0 | 0 | 36579.1185 | 0 | 0 | 0 | 0 | 0 | 0 | 0 | 0 | 0 | 246512.8382 | -67294.7603 | 0 | 0 | 0 | 0 | 0 | 0 | 0 | 0 | 0 | 0 | 0 | 0 | 0 | 0 | 0 | 0
2016-01-18 22:00 | 0 | 0 | 0 | 0 | 223679.1038 | 413137.836 | 526254 | 0 | 0 | 0 | 0 | 1780282.9623 | 2733148.6418 | 0 | 0 | 0 | 0 | 0 | 0 | 0 | 36579.1185 | 0 | 0 | 0 | 0 | 0 | 0 | 0 | 0 | 0 | -5126.6694 | 115689.6092 | 0 | 0 | 0 | 0 | 0 | 0 | 0 | 0 | 0 | 0 | 0 | 0 | 0 | 0 | 0 | 0
2016-01-18 23:00 | 0 | 0 | 0 | 0 | 327214.0185 | 175203.6726 | 549477 | 0 | 0 | 0 | 0 | 1848913.2626 | 2617459.0326 | 0 | 0 | 0 | 0 | 0 | 0 | 0 | 36579.1185 | 0 | 0 | 0 | 0 | 0 | 0 | 0 | 0 | 0 | 68630.3003 | -115689.6092 | 0 | 0 | 0 | 0 | 0 | 0 | 0 | 0 | 0 | 0 | 0 | 0 | 0 | 0 | 0 | 0
2016-01-19 | 0 | 0 | 0 | 0 | 381864.4634 | 5344.6334 | 562369 | 0 | 0 | 0 | 0 | 1789442.9687 | 2501769.4233 | 0 | 0 | 0 | 0 | 0 | 0 | 0 | 36579.1185 | 0 | 0 | 0 | 0 | 0 | 0 | 0 | 0 | 0 | -59470.294 | -115689.6092 | 0 | 0 | 0 | 0 | 0 | 0 | 0 | 0 | 0 | 0 | 0 | 0 | 0 | 0 | 0 | 0
2016-01-19 01:00 | 0 | 0 | 0 | 0 | 400235.8595 | 0 | 563958 | 0 | 0 | 0 | 0 | 1741410.4374 | 2386079.8141 | 0 | 0 | 0 | 0 | 0 | 0 | 0 | 36579.1185 | 0 | 0 | 0 | 0 | 0 | 0 | 0 | 0 | 0 | -48032.5312 | -115689.6092 | 0 | 0 | 0 | 0 | 0 | 0 | 0 | 0 | 0 | 0 | 0 | 0 | 0 | 0 | 0 | 0
2016-01-19 02:00 | 0 | 0 | 0 | 0 | 385125.7799 | 0 | 556327 | 0 | 0 | 0 | 0 | 1685898.8266 | 2270390.2049 | 0 | 0 | 0 | 0 | 0 | 0 | 0 | 36579.1185 | 0 | 0 | 0 | 0 | 0 | 0 | 0 | 0 | 0 | -55511.6109 | -115689.6092 | 0 | 0 | 0 | 0 | 0 | 0 | 0 | 0 | 0 | 0 | 0 | 0 | 0 | 0 | 0 | 0
2016-01-19 03:00 | 0 | 0 | 0 | 0 | 366967.1992 | 0 | 538055 | 0 | 0 | 0 | 0 | 1630500.635 | 2154700.5956 | 0 | 0 | 0 | 0 | 0 | 0 | 0 | 36579.1185 | 0 | 0 | 0 | 0 | 0 | 0 | 0 | 0 | 0 | -55398.1916 | -115689.6092 | 0 | 0 | 0 | 0 | 0 | 0 | 0 | 0 | 0 | 0 | 0 | 0 | 0 | 0 | 0 | 0
2016-01-19 04:00 | 0 | 0 | 0 | 0 | 355932.356 | 0 | 516738 | 0 | 0 | 0 | 0 | 1383987.7967 | 2240407.7899 | 0 | 0 | 0 | 0 | 0 | 0 | 0 | 36579.1185 | 0 | 0 | 0 | 0 | 0 | 0 | 0 | 0 | 0 | -246512.8382 | 85707.1943 | 0 | 0 | 0 | 0 | 0 | 0 | 0 | 0 | 0 | 0 | 0 | 0 | 0 | 0 | 0 | 0
2016-01-19 05:00 | 0 | 0 | 0 | 0 | 350005.2267 | 0 | 501292 | 0 | 0 | 0 | 0 | 1348390.6327 | 2124718.1807 | 0 | 0 | 0 | 0 | 0 | 0 | 0 | 36579.1185 | 0 | 0 | 0 | 0 | 0 | 0 | 0 | 0 | 0 | -35597.164 | -115689.6092 | 0 | 0 | 0 | 0 | 0 | 0 | 0 | 0 | 0 | 0 | 0 | 0 | 0 | 0 | 0 | 0
2016-01-19 06:00 | 0 | 0 | 0 | 0 | 345948.9442 | 0 | 488827 | 0 | 0 | 0 | 0 | 1321202.1861 | 2009028.5715 | 0 | 0 | 0 | 0 | 0 | 0 | 0 | 36579.1185 | 0 | 0 | 0 | 0 | 0 | 0 | 0 | 0 | 0 | -27188.4466 | -115689.6092 | 0 | 0 | 0 | 0 | 0 | 0 | 0 | 0 | 0 | 0 | 0 | 0 | 0 | 0 | 0 | 0
2016-01-19 07:00 | 0 | 0 | 0 | 0 | 343725.5415 | 0 | 482783 | 0 | 0 | 0 | 0 | 1297834.3368 | 1893338.9622 | 0 | 0 | 0 | 0 | 0 | 0 | 0 | 36579.1185 | 0 | 0 | 0 | 0 | 0 | 0 | 0 | 0 | 0 | -23367.8493 | -115689.6092 | 0 | 0 | 0 | 0 | 0 | 0 | 0 | 0 | 0 | 0 | 0 | 0 | 0 | 0 | 0 | 0
2016-01-19 08:00 | 0 | 0 | 0 | 0 | 339438.4663 | 0 | 481076 | 0 | 0 | 0 | 0 | 1271886.4124 | 1777649.353 | 0 | 0 | 0 | 0 | 0 | 0 | 0 | 36579.1185 | 0 | 0 | 0 | 0 | 0 | 0 | 0 | 0 | 0 | -25947.9245 | -115689.6092 | 0 | 0 | 0 | 0 | 0 | 0 | 0 | 0 | 0 | 0 | 0 | 0 | 0 | 0 | 0 | 0
2016-01-19 09:00 | 0 | 0 | 0 | 0 | 333649.237 | 0 | 486092 | 0 | 0 | 0 | 0 | 1235133.2586 | 1661959.7438 | 0 | 0 | 0 | 0 | 0 | 0 | 0 | 36579.1185 | 0 | 0 | 0 | 0 | 0 | 0 | 0 | 0 | 0 | -36753.1538 | -115689.6092 | 0 | 0 | 0 | 0 | 0 | 0 | 0 | 0 | 0 | 0 | 0 | 0 | 0 | 0 | 0 | 0
2016-01-19 10:00 | 0 | 0 | 0 | 0 | 329625.1534 | 0 | 502163 | 0 | 0 | 0 | 0 | 988620.4203 | 1735934.7354 | 0 | 0 | 0 | 0 | 0 | 0 | 0 | 36579.1185 | 0 | 0 | 0 | 0 | 0 | 0 | 0 | 0 | 0 | -246512.8382 | 73974.9916 | 0 | 0 | 0 | 0 | 0 | 0 | 0 | 0 | 0 | 0 | 0 | 0 | 0 | 0 | 0 | 0
2016-01-19 11:00 | 0 | 0 | 0 | 0 | 326505.4816 | 0 | 535457 | 0 | 0 | 0 | 0 | 895358.5112 | 1620245.1262 | 0 | 0 | 0 | 0 | 0 | 0 | 0 | 36579.1185 | 0 | 0 | 0 | 0 | 0 | 0 | 0 | 0 | 0 | -93261.9091 | -115689.6092 | 0 | 0 | 0 | 0 | 0 | 0 | 0 | 0 | 0 | 0 | 0 | 0 | 0 | 0 | 0 | 0
2016-01-19 12:00 | 0 | 0 | 0 | 0 | 327652.9224 | 0 | 566299 | 0 | 0 | 0 | 0 | 772402.0429 | 1504555.5169 | 0 | 0 | 0 | 0 | 0 | 0 | 0 | 36579.1185 | 0 | 0 | 0 | 0 | 0 | 0 | 0 | 0 | 0 | -122956.4683 | -115689.6092 | 0 | 0 | 0 | 0 | 0 | 0 | 0 | 0 | 0 | 0 | 0 | 0 | 0 | 0 | 0 | 0
2016-01-19 13:00 | 0 | 0 | 0 | 0 | 333768.5791 | 0 | 573164 | 0 | 0 | 0 | 0 | 525889.2046 | 1511672.9342 | 0 | 0 | 0 | 0 | 0 | 0 | 0 | 36579.1185 | 0 | 0 | 0 | 0 | 0 | 0 | 0 | 0 | 0 | -246512.8382 | 7117.4173 | 0 | 0 | 0 | 0 | 0 | 0 | 0 | 0 | 0 | 0 | 0 | 0 | 0 | 0 | 0 | 0
2016-01-19 14:00 | 0 | 0 | 0 | 0 | 317618.0378 | 54866.6932 | 566429 | 0 | 0 | 0 | 0 | 447634.5449 | 1395983.325 | 0 | 0 | 0 | 0 | 0 | 0 | 0 | 36579.1185 | 0 | 0 | 0 | 0 | 0 | 0 | 0 | 0 | 0 | -78254.6598 | -115689.6092 | 0 | 0 | 0 | 0 | 0 | 0 | 0 | 0 | 0 | 0 | 0 | 0 | 0 | 0 | 0 | 0
2016-01-19 15:00 | 0 | 0 | 0 | 0 | 257582.8609 | 351757.5892 | 557716 | 0 | 0 | 0 | 0 | 614948.6042 | 1280293.7158 | 0 | 0 | 0 | 0 | 0 | 0 | 0 | 36579.1185 | 0 | 0 | 0 | 0 | 0 | 0 | 0 | 0 | 0 | 167314.0593 | -115689.6092 | 0 | 0 | 0 | 0 | 0 | 0 | 0 | 0 | 0 | 0 | 0 | 0 | 0 | 0 | 0 | 0
2016-01-19 16:00 | 0 | 0 | 0 | 0 | 256393.9625 | 464337.3589 | 545130 | 0 | 0 | 0 | 0 | 861461.4425 | 1209382.199 | 0 | 0 | 0 | 0 | 0 | 0 | 0 | 36579.1185 | 0 | 0 | 0 | 0 | 0 | 0 | 0 | 0 | 0 | 246512.8382 | -70911.5168 | 0 | 0 | 0 | 0 | 0 | 0 | 0 | 0 | 0 | 0 | 0 | 0 | 0 | 0 | 0 | 0
2016-01-19 17:00 | 0 | 0 | 0 | 0 | 261825.7453 | 480462.8216 | 531980 | 0 | 0 | 0 | 0 | 956080.4001 | 1325071.8082 | 0 | 0 | 0 | 0 | 0 | 0 | 0 | 36579.1185 | 0 | 0 | 0 | 0 | 0 | 0 | 0 | 0 | 0 | 94618.9576 | 115689.6092 | 0 | 0 | 0 | 0 | 0 | 0 | 0 | 0 | 0 | 0 | 0 | 0 | 0 | 0 | 0 | 0
2016-01-19 18:00 | 0 | 0 | 0 | 0 | 250474.973 | 475349.0013 | 520957 | 0 | 0 | 0 | 0 | 1202593.2383 | 1283425.9443 | 0 | 0 | 0 | 0 | 0 | 0 | 0 | 36579.1185 | 0 | 0 | 0 | 0 | 0 | 0 | 0 | 0 | 0 | 246512.8382 | -41645.8639 | 0 | 0 | 0 | 0 | 0 | 0 | 0 | 0 | 0 | 0 | 0 | 0 | 0 | 0 | 0 | 0
2016-01-19 19:00 | 0 | 0 | 0 | 0 | 243105.6007 | 476674.5952 | 512504 | 0 | 0 | 0 | 0 | 1294179.825 | 1399115.5535 | 0 | 0 | 0 | 0 | 0 | 0 | 0 | 36579.1185 | 0 | 0 | 0 | 0 | 0 | 0 | 0 | 0 | 0 | 91586.5867 | 115689.6092 | 0 | 0 | 0 | 0 | 0 | 0 | 0 | 0 | 0 | 0 | 0 | 0 | 0 | 0 | 0 | 0
2016-01-19 20:00 | 0 | 0 | 0 | 0 | 233220.3442 | 487576.9415 | 508038 | 0 | 0 | 0 | 0 | 1540692.6632 | 1365362.001 | 0 | 0 | 0 | 0 | 0 | 0 | 0 | 36579.1185 | 0 | 0 | 0 | 0 | 0 | 0 | 0 | 0 | 0 | 246512.8382 | -33753.5525 | 0 | 0 | 0 | 0 | 0 | 0 | 0 | 0 | 0 | 0 | 0 | 0 | 0 | 0 | 0 | 0
2016-01-19 21:00 | 0 | 0 | 0 | 0 | 213905.0718 | 485557.3983 | 511350 | 0 | 0 | 0 | 0 | 1787205.5015 | 1306961.6328 | 0 | 0 | 0 | 0 | 0 | 0 | 0 | 36579.1185 | 0 | 0 | 0 | 0 | 0 | 0 | 0 | 0 | 0 | 246512.8382 | -58400.3682 | 0 | 0 | 0 | 0 | 0 | 0 | 0 | 0 | 0 | 0 | 0 | 0 | 0 | 0 | 0 | 0
2016-01-19 22:00 | 0 | 0 | 0 | 0 | 203939.984 | 393104.6364 | 528590 | 0 | 0 | 0 | 0 | 1971349.7311 | 1191272.0236 | 0 | 0 | 0 | 0 | 0 | 0 | 0 | 36579.1185 | 0 | 0 | 0 | 0 | 0 | 0 | 0 | 0 | 0 | 184144.2297 | -115689.6092 | 0 | 0 | 0 | 0 | 0 | 0 | 0 | 0 | 0 | 0 | 0 | 0 | 0 | 0 | 0 | 0
2016-01-19 23:00 | 0 | 0 | 0 | 0 | 252915.8152 | 130534.3177 | 550838 | 0 | 0 | 0 | 0 | 1724836.8929 | 1270396.9947 | 0 | 0 | 0 | 0 | 0 | 0 | 0 | 36579.1185 | 0 | 0 | 0 | 0 | 0 | 0 | 0 | 0 | 0 | -246512.8382 | 79124.9711 | 0 | 0 | 0 | 0 | 0 | 0 | 0 | 0 | 0 | 0 | 0 | 0 | 0 | 0 | 0 | 0
2016-01-20 | 0 | 0 | 0 | 0 | 304437.9074 | 4381.6053 | 561888 | 0 | 0 | 0 | 0 | 1587458.0148 | 1154707.3855 | 0 | 0 | 0 | 0 | 0 | 0 | 0 | 36579.1185 | 0 | 0 | 0 | 0 | 0 | 0 | 0 | 0 | 0 | -137378.878 | -115689.6092 | 0 | 0 | 0 | 0 | 0 | 0 | 0 | 0 | 0 | 0 | 0 | 0 | 0 | 0 | 0 | 0
2016-01-20 01:00 | 0 | 0 | 0 | 0 | 345164.4339 | 0 | 561943 | 0 | 0 | 0 | 0 | 1486369.058 | 1039017.7763 | 0 | 0 | 0 | 0 | 0 | 0 | 0 | 36579.1185 | 0 | 0 | 0 | 0 | 0 | 0 | 0 | 0 | 0 | -101088.9569 | -115689.6092 | 0 | 0 | 0 | 0 | 0 | 0 | 0 | 0 | 0 | 0 | 0 | 0 | 0 | 0 | 0 | 0
2016-01-20 02:00 | 0 | 0 | 0 | 0 | 379677.9407 | 0 | 552117 | 0 | 0 | 0 | 0 | 1429619.6079 | 923328.167 | 0 | 0 | 0 | 0 | 0 | 0 | 0 | 36579.1185 | 0 | 0 | 0 | 0 | 0 | 0 | 0 | 0 | 0 | -56749.4501 | -115689.6092 | 0 | 0 | 0 | 0 | 0 | 0 | 0 | 0 | 0 | 0 | 0 | 0 | 0 | 0 | 0 | 0
2016-01-20 03:00 | 0 | 0 | 0 | 0 | 385230.4954 | 0 | 532519 | 0 | 0 | 0 | 0 | 1398020.7125 | 807638.5578 | 0 | 0 | 0 | 0 | 0 | 0 | 0 | 36579.1185 | 0 | 0 | 0 | 0 | 0 | 0 | 0 | 0 | 0 | -31598.8954 | -115689.6092 | 0 | 0 | 0 | 0 | 0 | 0 | 0 | 0 | 0 | 0 | 0 | 0 | 0 | 0 | 0 | 0
2016-01-20 04:00 | 0 | 0 | 0 | 0 | 373015.6956 | 0 | 508121 | 0 | 0 | 0 | 0 | 1378605.0173 | 691948.9486 | 0 | 0 | 0 | 0 | 0 | 0 | 0 | 36579.1185 | 0 | 0 | 0 | 0 | 0 | 0 | 0 | 0 | 0 | -19415.6952 | -115689.6092 | 0 | 0 | 0 | 0 | 0 | 0 | 0 | 0 | 0 | 0 | 0 | 0 | 0 | 0 | 0 | 0
2016-01-20 05:00 | 0 | 0 | 0 | 0 | 353130.2346 | 0 | 489033 | 0 | 0 | 0 | 0 | 1132092.1791 | 807638.5578 | 0 | 0 | 0 | 0 | 0 | 0 | 0 | 31499.5821 | 0 | 0 | 0 | 0 | 0 | 0 | 0 | 0 | 0 | -246512.8382 | 115689.6092 | 0 | 0 | 0 | 0 | 0 | 0 | 0 | 0 | 0 | -5079.5364 | 0 | 0 | 0 | 0 | 0 | 0
2016-01-20 06:00 | 0 | 0 | 0 | 0 | 336109.2234 | 0 | 477201 | 0 | 0 | 0 | 0 | 1101610.4753 | 691948.9486 | 0 | 0 | 0 | 0 | 0 | 0 | 0 | 36579.1185 | 0 | 0 | 0 | 0 | 0 | 0 | 0 | 0 | 0 | -30481.7038 | -115689.6092 | 0 | 0 | 0 | 0 | 0 | 0 | 0 | 0 | 0 | 5079.5364 | 0 | 0 | 0 | 0 | 0 | 0
2016-01-20 07:00 | 0 | 0 | 0 | 0 | 326145.1627 | 0 | 469244 | 0 | 0 | 0 | 0 | 1074201.2472 | 576259.3393 | 0 | 0 | 0 | 0 | 0 | 0 | 0 | 36579.1185 | 0 | 0 | 0 | 0 | 0 | 0 | 0 | 0 | 0 | -27409.2281 | -115689.6092 | 0 | 0 | 0 | 0 | 0 | 0 | 0 | 0 | 0 | 0 | 0 | 0 | 0 | 0 | 0 | 0
2016-01-20 08:00 | 0 | 0 | 0 | 0 | 316731.9356 | 0 | 465073 | 0 | 0 | 0 | 0 | 1041549.7921 | 460569.7301 | 0 | 0 | 0 | 0 | 0 | 0 | 0 | 36579.1185 | 0 | 0 | 0 | 0 | 0 | 0 | 0 | 0 | 0 | -32651.4552 | -115689.6092 | 0 | 0 | 0 | 0 | 0 | 0 | 0 | 0 | 0 | 0 | 0 | 0 | 0 | 0 | 0 | 0
2016-01-20 09:00 | 0 | 0 | 0 | 0 | 302239.5445 | 0 | 467668 | 0 | 0 | 0 | 0 | 991810.9458 | 344880.1209 | 0 | 0 | 0 | 0 | 0 | 0 | 0 | 36579.1185 | 0 | 0 | 0 | 0 | 0 | 0 | 0 | 0 | 0 | -49738.8463 | -115689.6092 | 0 | 0 | 0 | 0 | 0 | 0 | 0 | 0 | 0 | 0 | 0 | 0 | 0 | 0 | 0 | 0
2016-01-20 10:00 | 0 | 0 | 0 | 0 | 287167.2627 | 0 | 480665 | 0 | 0 | 0 | 0 | 745298.1075 | 397895.2218 | 0 | 0 | 0 | 0 | 0 | 0 | 0 | 36579.1185 | 0 | 0 | 0 | 0 | 0 | 0 | 0 | 0 | 0 | -246512.8382 | 53015.1009 | 0 | 0 | 0 | 0 | 0 | 0 | 0 | 0 | 0 | 0 | 0 | 0 | 0 | 0 | 0 | 0
2016-01-20 11:00 | 0 | 0 | 0 | 0 | 272005.203 | 0 | 511178 | 0 | 0 | 0 | 0 | 621814.9198 | 282205.6125 | 0 | 0 | 0 | 0 | 0 | 0 | 0 | 36579.1185 | 0 | 0 | 0 | 0 | 0 | 0 | 0 | 0 | 0 | -123483.1877 | -115689.6092 | 0 | 0 | 0 | 0 | 0 | 0 | 0 | 0 | 0 | 0 | 0 | 0 | 0 | 0 | 0 | 0
2016-01-20 12:00 | 0 | 0 | 0 | 0 | 258876.3676 | 0 | 538547 | 0 | 0 | 0 | 0 | 457833.8966 | 166516.0033 | 0 | 0 | 0 | 0 | 0 | 0 | 0 | 36579.1185 | 0 | 0 | 0 | 0 | 0 | 0 | 0 | 0 | 0 | -163981.0232 | -115689.6092 | 0 | 0 | 0 | 0 | 0 | 0 | 0 | 0 | 0 | 0 | 0 | 0 | 0 | 0 | 0 | 0
2016-01-20 13:00 | 0 | 0 | 0 | 0 | 255183.0793 | 11.4452 | 545720 | 0 | 0 | 0 | 0 | 211321.0584 | 122503.366 | 0 | 0 | 0 | 0 | 0 | 0 | 0 | 36579.1185 | 0 | 0 | 0 | 0 | 0 | 0 | 0 | 0 | 0 | -246512.8382 | -44012.6373 | 0 | 0 | 0 | 0 | 0 | 0 | 0 | 0 | 0 | 0 | 0 | 0 | 0 | 0 | 0 | 0
2016-01-20 14:00 | 0 | 0 | 0 | 0 | 235847.2607 | 35461.8537 | 541525 | 0 | 0 | 0 | 0 | 56794.782 | 6813.7568 | 0 | 0 | 0 | 0 | 0 | 0 | 0 | 36579.1185 | 0 | 0 | 0 | 0 | 0 | 0 | 0 | 0 | 0 | -154526.2764 | -115689.6092 | 0 | 0 | 0 | 0 | 0 | 0 | 0 | 0 | 0 | 0 | 0 | 0 | 0 | 0 | 0 | 0
2016-01-20 15:00 | 0 | 0 | 0 | 0 | 193770.2177 | 333074.1475 | 535783 | 0 | 0 | 0 | 0 | 54669.904 | 0 | 0 | 0 | 0 | 0 | 0 | 0 | 0 | 36579.1185 | 0 | 0 | 0 | 0 | 0 | 0 | 0 | 0 | 0 | -2124.878 | -6813.7568 | 0 | 0 | 0 | 0 | 0 | 0 | 0 | 0 | 0 | 0 | 0 | 0 | 0 | 0 | 0 | 0
2016-01-20 16:00 | 0 | 0 | 0 | 0 | 195069.7957 | 495264.3241 | 524933 | 0 | 0 | 0 | 0 | 104381.4146 | 115689.6092 | 0 | 0 | 0 | 0 | 0 | 0 | 0 | 36579.1185 | 0 | 0 | 0 | 0 | 0 | 0 | 0 | 0 | 0 | 49711.5106 | 115689.6092 | 0 | 0 | 0 | 0 | 0 | 0 | 0 | 0 | 0 | 0 | 0 | 0 | 0 | 0 | 0 | 0
2016-01-20 17:00 | 0 | 0 | 0 | 0 | 231527.3836 | 555855.2593 | 513323 | 0 | 0 | 0 | 0 | 350894.2528 | 147027.1455 | 0 | 0 | 0 | 0 | 0 | 0 | 0 | 32788.3869 | 0 | 0 | 0 | 0 | 0 | 0 | 0 | 0 | 0 | 246512.8382 | 31337.5362 | 0 | 0 | 0 | 0 | 0 | 0 | 0 | 0 | 0 | -3790.7315 | 0 | 0 | 0 | 0 | 0 | 0
2016-01-20 18:00 | 0 | 0 | 0 | 0 | 268597.4931 | 557354.5466 | 504846 | 0 | 0 | 0 | 0 | 597407.0911 | 252414.0623 | 0 | 0 | 0 | 0 | 0 | 0 | 0 | 1994.6716 | 0 | 0 | 0 | 0 | 0 | 0 | 0 | 0 | 0 | 246512.8382 | 105386.9168 | 0 | 0 | 0 | 0 | 0 | 0 | 0 | 0 | 0 | -30793.7153 | 0 | 0 | 0 | 0 | 0 | 0
2016-01-20 19:00 | 0 | 0 | 0 | 0 | 300048.647 | 559670.1288 | 499511 | 0 | 0 | 0 | 0 | 843919.9293 | 368103.6715 | 0 | 0 | 0 | 0 | 0 | 0 | 0 | 0 | 0 | 0 | 0 | 0 | 0 | 0 | 0 | 0 | 0 | 246512.8382 | 115689.6092 | 0 | 0 | 0 | 0 | 0 | 0 | 0 | 0 | 0 | -1994.6716 | 0 | 0 | 0 | 0 | 0 | 0
2016-01-20 20:00 | 0 | 0 | 0 | 0 | 279338.6898 | 584916.1609 | 496267 | 0 | 0 | 0 | 0 | 1090432.7676 | 483793.2807 | 0 | 0 | 0 | 0 | 0 | 0 | 0 | 5785.4032 | 0 | 0 | 0 | 0 | 0 | 0 | 0 | 0 | 0 | 246512.8382 | 115689.6092 | 0 | 0 | 0 | 0 | 0 | 0 | 0 | 0 | 0 | 5785.4032 | 0 | 0 | 0 | 0 | 0 | 0
2016-01-20 21:00 | 0 | 0 | 0 | 0 | 274507.5942 | 616940.5686 | 498452 | 0 | 0 | 0 | 0 | 1336945.6058 | 599482.89 | 0 | 0 | 0 | 0 | 0 | 0 | 0 | 36579.1185 | 0 | 0 | 0 | 0 | 0 | 0 | 0 | 0 | 0 | 246512.8382 | 115689.6092 | 0 | 0 | 0 | 0 | 0 | 0 | 0 | 0 | 0 | 30793.7153 | 0 | 0 | 0 | 0 | 0 | 0
2016-01-20 22:00 | 0 | 0 | 0 | 0 | 302313.8455 | 572848.602 | 512960 | 0 | 0 | 0 | 0 | 1583458.444 | 715172.4992 | 0 | 0 | 0 | 0 | 0 | 0 | 0 | 36579.1185 | 0 | 0 | 0 | 0 | 0 | 0 | 0 | 0 | 0 | 246512.8382 | 115689.6092 | 0 | 0 | 0 | 0 | 0 | 0 | 0 | 0 | 0 | 0 | 0 | 0 | 0 | 0 | 0 | 0
2016-01-20 23:00 | 0 | 0 | 0 | 0 | 340112.8333 | 277236.3694 | 530355 | 0 | 0 | 0 | 0 | 1786142.256 | 599482.89 | 0 | 0 | 0 | 0 | 0 | 0 | 0 | 36579.1185 | 0 | 0 | 0 | 0 | 0 | 0 | 0 | 0 | 0 | 202683.8119 | -115689.6092 | 0 | 0 | 0 | 0 | 0 | 0 | 0 | 0 | 0 | 0 | 0 | 0 | 0 | 0 | 0 | 0
2016-01-21 | 0 | 0 | 0 | 0 | 346174.7718 | 9705.6448 | 536685 | 0 | 0 | 0 | 0 | 1539629.4177 | 665191.1448 | 0 | 0 | 0 | 0 | 0 | 0 | 0 | 36579.1185 | 0 | 0 | 0 | 0 | 0 | 0 | 0 | 0 | 0 | -246512.8382 | 65708.2549 | 0 | 0 | 0 | 0 | 0 | 0 | 0 | 0 | 0 | 0 | 0 | 0 | 0 | 0 | 0 | 0
2016-01-21 01:00 | 0 | 0 | 0 | 0 | 340638.2465 | 0 | 533921 | 0 | 0 | 0 | 0 | 1462036.2735 | 549501.5356 | 0 | 0 | 0 | 0 | 0 | 0 | 0 | 36579.1185 | 0 | 0 | 0 | 0 | 0 | 0 | 0 | 0 | 0 | -77593.1443 | -115689.6092 | 0 | 0 | 0 | 0 | 0 | 0 | 0 | 0 | 0 | 0 | 0 | 0 | 0 | 0 | 0 | 0
2016-01-21 02:00 | 0 | 0 | 0 | 0 | 332743.8165 | 0 | 523733 | 0 | 0 | 0 | 0 | 1215523.4352 | 605025.1903 | 0 | 0 | 0 | 0 | 0 | 0 | 0 | 36579.1185 | 0 | 0 | 0 | 0 | 0 | 0 | 0 | 0 | 0 | -246512.8382 | 55523.6547 | 0 | 0 | 0 | 0 | 0 | 0 | 0 | 0 | 0 | 0 | 0 | 0 | 0 | 0 | 0 | 0
2016-01-21 03:00 | 0 | 0 | 0 | 0 | 327581.3885 | 0 | 502414 | 0 | 0 | 0 | 0 | 1156380.4329 | 489335.5811 | 0 | 0 | 0 | 0 | 0 | 0 | 0 | 36579.1185 | 0 | 0 | 0 | 0 | 0 | 0 | 0 | 0 | 0 | -59143.0023 | -115689.6092 | 0 | 0 | 0 | 0 | 0 | 0 | 0 | 0 | 0 | 0 | 0 | 0 | 0 | 0 | 0 | 0
2016-01-21 04:00 | 0 | 0 | 0 | 0 | 326152.9305 | 0 | 477551 | 0 | 0 | 0 | 0 | 1120671.9727 | 373645.9719 | 0 | 0 | 0 | 0 | 0 | 0 | 0 | 36579.1185 | 0 | 0 | 0 | 0 | 0 | 0 | 0 | 0 | 0 | -35708.4602 | -115689.6092 | 0 | 0 | 0 | 0 | 0 | 0 | 0 | 0 | 0 | 0 | 0 | 0 | 0 | 0 | 0 | 0
2016-01-21 05:00 | 0 | 0 | 0 | 0 | 320224.8109 | 0 | 456315 | 0 | 0 | 0 | 0 | 874159.1344 | 489335.5811 | 0 | 0 | 0 | 0 | 0 | 0 | 0 | 31312.1584 | 0 | 0 | 0 | 0 | 0 | 0 | 0 | 0 | 0 | -246512.8382 | 115689.6092 | 0 | 0 | 0 | 0 | 0 | 0 | 0 | 0 | 0 | -5266.9601 | 0 | 0 | 0 | 0 | 0 | 0
2016-01-21 06:00 | 0 | 0 | 0 | 0 | 308386.289 | 0 | 443693 | 0 | 0 | 0 | 0 | 849275.0726 | 373645.9719 | 0 | 0 | 0 | 0 | 0 | 0 | 0 | 36579.1185 | 0 | 0 | 0 | 0 | 0 | 0 | 0 | 0 | 0 | -24884.0618 | -115689.6092 | 0 | 0 | 0 | 0 | 0 | 0 | 0 | 0 | 0 | 5266.9601 | 0 | 0 | 0 | 0 | 0 | 0
2016-01-21 07:00 | 0 | 0 | 0 | 0 | 305241.136 | 0 | 435960 | 0 | 0 | 0 | 0 | 834245.8178 | 257956.3627 | 0 | 0 | 0 | 0 | 0 | 0 | 0 | 36579.1185 | 0 | 0 | 0 | 0 | 0 | 0 | 0 | 0 | 0 | -15029.2548 | -115689.6092 | 0 | 0 | 0 | 0 | 0 | 0 | 0 | 0 | 0 | 0 | 0 | 0 | 0 | 0 | 0 | 0
2016-01-21 08:00 | 0 | 0 | 0 | 0 | 308088.5323 | 0 | 432949 | 0 | 0 | 0 | 0 | 593695.7409 | 373645.9719 | 0 | 0 | 0 | 0 | 0 | 0 | 0 | 36579.1185 | 0 | 0 | 0 | 0 | 0 | 0 | 0 | 0 | 0 | -240550.0769 | 115689.6092 | 0 | 0 | 0 | 0 | 0 | 0 | 0 | 0 | 0 | 0 | 0 | 0 | 0 | 0 | 0 | 0
2016-01-21 09:00 | 0 | 0 | 0 | 0 | 306935.8057 | 0 | 435901 | 0 | 0 | 0 | 0 | 580420.1559 | 257956.3627 | 0 | 0 | 0 | 0 | 0 | 0 | 0 | 36579.1185 | 0 | 0 | 0 | 0 | 0 | 0 | 0 | 0 | 0 | -13275.5851 | -115689.6092 | 0 | 0 | 0 | 0 | 0 | 0 | 0 | 0 | 0 | 0 | 0 | 0 | 0 | 0 | 0 | 0
2016-01-21 10:00 | 0 | 0 | 0 | 0 | 305777.4822 | 0 | 448923 | 0 | 0 | 0 | 0 | 552964.2473 | 142266.7534 | 0 | 0 | 0 | 0 | 0 | 0 | 0 | 36579.1185 | 0 | 0 | 0 | 0 | 0 | 0 | 0 | 0 | 0 | -27455.9086 | -115689.6092 | 0 | 0 | 0 | 0 | 0 | 0 | 0 | 0 | 0 | 0 | 0 | 0 | 0 | 0 | 0 | 0
2016-01-21 11:00 | 0 | 0 | 0 | 0 | 304980.4244 | 0 | 480425 | 0 | 0 | 0 | 0 | 493209.2809 | 26577.1442 | 0 | 0 | 0 | 0 | 0 | 0 | 0 | 36579.1185 | 0 | 0 | 0 | 0 | 0 | 0 | 0 | 0 | 0 | -59754.9663 | -115689.6092 | 0 | 0 | 0 | 0 | 0 | 0 | 0 | 0 | 0 | 0 | 0 | 0 | 0 | 0 | 0 | 0
2016-01-21 12:00 | 0 | 0 | 0 | 0 | 307122.223 | 0 | 510035 | 0 | 0 | 0 | 0 | 246696.4427 | 70177.2054 | 0 | 0 | 0 | 0 | 0 | 0 | 0 | 36579.1185 | 0 | 0 | 0 | 0 | 0 | 0 | 0 | 0 | 0 | -246512.8382 | 43600.0612 | 0 | 0 | 0 | 0 | 0 | 0 | 0 | 0 | 0 | 0 | 0 | 0 | 0 | 0 | 0 | 0
2016-01-21 13:00 | 0 | 0 | 0 | 0 | 310371.5563 | 15.4352 | 518534 | 0 | 0 | 0 | 0 | 114512.0428 | 0 | 0 | 0 | 0 | 0 | 0 | 0 | 0 | 30793.7153 | 0 | 0 | 0 | 0 | 0 | 0 | 0 | 0 | 0 | -132184.3999 | -70177.2054 | 0 | 0 | 0 | 0 | 0 | 0 | 0 | 0 | 0 | -5785.4032 | 0 | 0 | 0 | 0 | 0 | 0
2016-01-21 14:00 | 0 | 0 | 0 | 0 | 287507.3929 | 83024.849 | 515838 | 0 | 0 | 0 | 0 | 0 | 0 | 0 | 0 | 0 | 0 | 0 | 0 | 0 | 0 | 0 | 0 | 0 | 0 | 0 | 0 | 0 | 0 | 0 | -114512.0428 | 0 | 0 | 0 | 0 | 0 | 0 | 0 | 0 | 0 | 0 | -30793.7153 | 0 | 0 | 0 | 0 | 0 | 0
2016-01-21 15:00 | 0 | 0 | 0 | 0 | 0 | 534400.4263 | 511625 | 0 | 0 | 0 | 0 | 16990.0231 | 0 | 0 | 0 | 0 | 0 | 0 | 0 | 0 | 5785.4032 | 0 | 0 | 0 | 0 | 0 | 0 | 0 | 0 | 0 | 16990.0231 | 0 | 0 | 0 | 0 | 0 | 0 | 0 | 0 | 0 | 0 | 5785.4032 | 0 | 0 | 0 | 0 | 0 | 0
2016-01-21 16:00 | 0 | 0 | 0 | 0 | 247768.4556 | 650096.7072 | 504869 | 0 | 0 | 0 | 0 | 263502.8613 | 115689.6092 | 0 | 0 | 0 | 0 | 0 | 0 | 0 | 36579.1185 | 0 | 0 | 0 | 0 | 0 | 0 | 0 | 0 | 0 | 246512.8382 | 115689.6092 | 0 | 0 | 0 | 0 | 0 | 0 | 0 | 0 | 0 | 30793.7153 | 0 | 0 | 0 | 0 | 0 | 0
2016-01-21 17:00 | 0 | 0 | 0 | 0 | 180061.1448 | 648661.5873 | 497314 | 0 | 0 | 0 | 0 | 510015.6996 | 231379.2185 | 0 | 0 | 0 | 0 | 0 | 0 | 0 | 5785.4032 | 0 | 0 | 0 | 0 | 0 | 0 | 0 | 0 | 0 | 246512.8382 | 115689.6092 | 0 | 0 | 0 | 0 | 0 | 0 | 0 | 0 | 0 | -30793.7153 | 0 | 0 | 0 | 0 | 0 | 0
2016-01-21 18:00 | 0 | 0 | 0 | 0 | 235428.9125 | 617492.535 | 490719 | 0 | 0 | 0 | 0 | 756528.5378 | 347068.8277 | 0 | 0 | 0 | 0 | 0 | 0 | 0 | 5785.4032 | 0 | 0 | 0 | 0 | 0 | 0 | 0 | 0 | 0 | 246512.8382 | 115689.6092 | 0 | 0 | 0 | 0 | 0 | 0 | 0 | 0 | 0 | 0 | 0 | 0 | 0 | 0 | 0 | 0
2016-01-21 19:00 | 0 | 0 | 0 | 0 | 277408.8828 | 601925.28 | 486338 | 0 | 0 | 0 | 0 | 1003041.3761 | 462758.4369 | 0 | 0 | 0 | 0 | 0 | 0 | 0 | 36579.1185 | 0 | 0 | 0 | 0 | 0 | 0 | 0 | 0 | 0 | 246512.8382 | 115689.6092 | 0 | 0 | 0 | 0 | 0 | 0 | 0 | 0 | 0 | 30793.7153 | 0 | 0 | 0 | 0 | 0 | 0
2016-01-21 20:00 | 0 | 0 | 0 | 0 | 234095.6174 | 612090.8301 | 483984 | 0 | 0 | 0 | 0 | 1249554.2143 | 578448.0462 | 0 | 0 | 0 | 0 | 0 | 0 | 0 | 36579.1185 | 0 | 0 | 0 | 0 | 0 | 0 | 0 | 0 | 0 | 246512.8382 | 115689.6092 | 0 | 0 | 0 | 0 | 0 | 0 | 0 | 0 | 0 | 0 | 0 | 0 | 0 | 0 | 0 | 0
2016-01-21 21:00 | 0 | 0 | 0 | 0 | 0 | 626423.6188 | 486412 | 0 | 0 | 0 | 0 | 1496067.0525 | 502740.542 | 0 | 0 | 0 | 0 | 0 | 0 | 0 | 5785.4032 | 0 | 0 | 0 | 0 | 0 | 0 | 0 | 0 | 0 | 246512.8382 | -75707.5041 | 0 | 0 | 0 | 0 | 0 | 0 | 0 | 0 | 0 | -30793.7153 | 0 | 0 | 0 | 0 | 0 | 0
2016-01-21 22:00 | 0 | 0 | 0 | 0 | 335331.3593 | 559625.8035 | 501961 | 0 | 0 | 0 | 0 | 1742579.8908 | 618430.1513 | 0 | 0 | 0 | 0 | 0 | 0 | 0 | 36579.1185 | 0 | 0 | 0 | 0 | 0 | 0 | 0 | 0 | 0 | 246512.8382 | 115689.6092 | 0 | 0 | 0 | 0 | 0 | 0 | 0 | 0 | 0 | 30793.7153 | 0 | 0 | 0 | 0 | 0 | 0
2016-01-21 23:00 | 0 | 0 | 0 | 0 | 401087.8324 | 222359.6917 | 520445 | 0 | 0 | 0 | 0 | 1760686.521 | 734119.7605 | 0 | 0 | 0 | 0 | 0 | 0 | 0 | 5785.4032 | 0 | 0 | 0 | 0 | 0 | 0 | 0 | 0 | 0 | 18106.6302 | 115689.6092 | 0 | 0 | 0 | 0 | 0 | 0 | 0 | 0 | 0 | -30793.7153 | 0 | 0 | 0 | 0 | 0 | 0
2016-01-22 | 0 | 0 | 0 | 0 | 267584.0422 | 6599.2611 | 527936 | 0 | 0 | 0 | 0 | 1591829.7181 | 618430.1513 | 0 | 0 | 0 | 0 | 0 | 0 | 0 | 36579.1185 | 0 | 0 | 0 | 0 | 0 | 0 | 0 | 0 | 0 | -168856.8029 | -115689.6092 | 0 | 0 | 0 | 0 | 0 | 0 | 0 | 0 | 0 | 30793.7153 | 0 | 0 | 0 | 0 | 0 | 0
2016-01-22 01:00 | 0 | 0 | 0 | 0 | 390348.4959 | 0 | 526468 | 0 | 0 | 0 | 0 | 1602193.5386 | 502740.542 | 0 | 0 | 0 | 0 | 0 | 0 | 0 | 5785.4032 | 0 | 0 | 0 | 0 | 0 | 0 | 0 | 0 | 0 | 10363.8204 | -115689.6092 | 0 | 0 | 0 | 0 | 0 | 0 | 0 | 0 | 0 | -30793.7153 | 0 | 0 | 0 | 0 | 0 | 0
2016-01-22 02:00 | 0 | 0 | 0 | 0 | 368854.344 | 0 | 516856 | 0 | 0 | 0 | 0 | 1355680.7003 | 570458.0089 | 0 | 0 | 0 | 0 | 0 | 0 | 0 | 36579.1185 | 0 | 0 | 0 | 0 | 0 | 0 | 0 | 0 | 0 | -246512.8382 | 67717.4669 | 0 | 0 | 0 | 0 | 0 | 0 | 0 | 0 | 0 | 30793.7153 | 0 | 0 | 0 | 0 | 0 | 0
2016-01-22 03:00 | 0 | 0 | 0 | 0 | 353149.7006 | 0 | 498821 | 0 | 0 | 0 | 0 | 1125113.507 | 686147.6181 | 0 | 0 | 0 | 0 | 0 | 0 | 0 | 5785.4032 | 0 | 0 | 0 | 0 | 0 | 0 | 0 | 0 | 0 | -230567.1933 | 115689.6092 | 0 | 0 | 0 | 0 | 0 | 0 | 0 | 0 | 0 | -30793.7153 | 0 | 0 | 0 | 0 | 0 | 0
2016-01-22 04:00 | 0 | 0 | 0 | 0 | 339208.8688 | 0 | 476229 | 0 | 0 | 0 | 0 | 1072989.2697 | 570458.0089 | 0 | 0 | 0 | 0 | 0 | 0 | 0 | 36579.1185 | 0 | 0 | 0 | 0 | 0 | 0 | 0 | 0 | 0 | -52124.2373 | -115689.6092 | 0 | 0 | 0 | 0 | 0 | 0 | 0 | 0 | 0 | 30793.7153 | 0 | 0 | 0 | 0 | 0 | 0
2016-01-22 05:00 | 0 | 0 | 0 | 0 | 335820.8925 | 0 | 456375 | 0 | 0 | 0 | 0 | 867539.2683 | 686147.6181 | 0 | 0 | 0 | 0 | 0 | 0 | 0 | 5785.4032 | 0 | 0 | 0 | 0 | 0 | 0 | 0 | 0 | 0 | -205450.0014 | 115689.6092 | 0 | 0 | 0 | 0 | 0 | 0 | 0 | 0 | 0 | -30793.7153 | 0 | 0 | 0 | 0 | 0 | 0
2016-01-22 06:00 | 0 | 0 | 0 | 0 | 340627.4024 | 0 | 444230 | 0 | 0 | 0 | 0 | 848832.5646 | 570458.0089 | 0 | 0 | 0 | 0 | 0 | 0 | 0 | 36579.1185 | 0 | 0 | 0 | 0 | 0 | 0 | 0 | 0 | 0 | -18706.7037 | -115689.6092 | 0 | 0 | 0 | 0 | 0 | 0 | 0 | 0 | 0 | 30793.7153 | 0 | 0 | 0 | 0 | 0 | 0
2016-01-22 07:00 | 0 | 0 | 0 | 0 | 349648.4526 | 0 | 436401 | 0 | 0 | 0 | 0 | 908563.3417 | 454768.3997 | 0 | 0 | 0 | 0 | 0 | 0 | 0 | 5785.4032 | 0 | 0 | 0 | 0 | 0 | 0 | 0 | 0 | 0 | 59730.7771 | -115689.6092 | 0 | 0 | 0 | 0 | 0 | 0 | 0 | 0 | 0 | -30793.7153 | 0 | 0 | 0 | 0 | 0 | 0
2016-01-22 08:00 | 0 | 0 | 0 | 0 | 65522.1494 | 0 | 433510 | 0 | 0 | 0 | 0 | 662050.5035 | 339078.7905 | 0 | 0 | 0 | 0 | 0 | 0 | 0 | 0 | 0 | 0 | 0 | 0 | 0 | 0 | 0 | 0 | 0 | -246512.8382 | -115689.6092 | 0 | 0 | 0 | 0 | 0 | 0 | 0 | 0 | 0 | -5785.4032 | 0 | 0 | 0 | 0 | 0 | 0
2016-01-22 09:00 | 0 | 0 | 0 | 0 | 366996.1924 | 0 | 436978 | 0 | 0 | 0 | 0 | 707758.3052 | 223389.1812 | 0 | 0 | 0 | 0 | 0 | 0 | 0 | 0 | 0 | 0 | 0 | 0 | 0 | 0 | 0 | 0 | 0 | 45707.8017 | -115689.6092 | 0 | 0 | 0 | 0 | 0 | 0 | 0 | 0 | 0 | 0 | 0 | 0 | 0 | 0 | 0 | 0
2016-01-22 10:00 | 0 | 0 | 0 | 0 | 375795.2371 | 0 | 449180 | 0 | 0 | 0 | 0 | 518683.9331 | 339078.7905 | 0 | 0 | 0 | 0 | 0 | 0 | 0 | 0 | 0 | 0 | 0 | 0 | 0 | 0 | 0 | 0 | 0 | -189074.3721 | 115689.6092 | 0 | 0 | 0 | 0 | 0 | 0 | 0 | 0 | 0 | 0 | 0 | 0 | 0 | 0 | 0 | 0
2016-01-22 11:00 | 0 | 0 | 0 | 0 | 374038.6312 | 0 | 477761 | 0 | 0 | 0 | 0 | 299271.955 | 454768.3997 | 0 | 0 | 0 | 0 | 0 | 0 | 0 | 0 | 0 | 0 | 0 | 0 | 0 | 0 | 0 | 0 | 0 | -219411.978 | 115689.6092 | 0 | 0 | 0 | 0 | 0 | 0 | 0 | 0 | 0 | 0 | 0 | 0 | 0 | 0 | 0 | 0
2016-01-22 12:00 | 0 | 0 | 0 | 0 | 363060.5041 | 0 | 507663 | 0 | 0 | 0 | 0 | 270359.0684 | 339078.7905 | 0 | 0 | 0 | 0 | 0 | 0 | 0 | 0 | 0 | 0 | 0 | 0 | 0 | 0 | 0 | 0 | 0 | -28912.8866 | -115689.6092 | 0 | 0 | 0 | 0 | 0 | 0 | 0 | 0 | 0 | 0 | 0 | 0 | 0 | 0 | 0 | 0
2016-01-22 13:00 | 0 | 0 | 0 | 0 | 345566.1226 | 23.7303 | 521669 | 0 | 0 | 0 | 0 | 23846.2302 | 409512.4816 | 0 | 0 | 0 | 0 | 0 | 0 | 0 | 0 | 0 | 0 | 0 | 0 | 0 | 0 | 0 | 0 | 0 | -246512.8382 | 70433.6911 | 0 | 0 | 0 | 0 | 0 | 0 | 0 | 0 | 0 | 0 | 0 | 0 | 0 | 0 | 0 | 0
2016-01-22 14:00 | 0 | 0 | 0 | 0 | 296654.926 | 91539.2346 | 527730 | 0 | 0 | 0 | 0 | 0 | 293822.8723 | 0 | 0 | 0 | 0 | 0 | 0 | 0 | 0 | 0 | 0 | 0 | 0 | 0 | 0 | 0 | 0 | 0 | -23846.2302 | -115689.6092 | 0 | 0 | 0 | 0 | 0 | 0 | 0 | 0 | 0 | 0 | 0 | 0 | 0 | 0 | 0 | 0
2016-01-22 15:00 | 0 | 0 | 0 | 0 | 268018.3705 | 496698.7867 | 530526 | 0 | 0 | 0 | 0 | 118501.5479 | 409512.4816 | 0 | 0 | 0 | 0 | 0 | 0 | 0 | 0 | 0 | 0 | 0 | 0 | 0 | 0 | 0 | 0 | 0 | 118501.5479 | 115689.6092 | 0 | 0 | 0 | 0 | 0 | 0 | 0 | 0 | 0 | 0 | 0 | 0 | 0 | 0 | 0 | 0
2016-01-22 16:00 | 0 | 0 | 0 | 0 | 0 | 592517.6691 | 527349 | 0 | 0 | 0 | 0 | 299359.8263 | 293822.8723 | 0 | 0 | 0 | 0 | 0 | 0 | 0 | 0 | 0 | 0 | 0 | 0 | 0 | 0 | 0 | 0 | 0 | 180858.2784 | -115689.6092 | 0 | 0 | 0 | 0 | 0 | 0 | 0 | 0 | 0 | 0 | 0 | 0 | 0 | 0 | 0 | 0
2016-01-22 17:00 | 0 | 0 | 0 | 0 | 203353.3766 | 584864.5926 | 521407 | 0 | 0 | 0 | 0 | 450481.1862 | 409512.4816 | 0 | 0 | 0 | 0 | 0 | 0 | 0 | 0 | 0 | 0 | 0 | 0 | 0 | 0 | 0 | 0 | 0 | 151121.3599 | 115689.6092 | 0 | 0 | 0 | 0 | 0 | 0 | 0 | 0 | 0 | 0 | 0 | 0 | 0 | 0 | 0 | 0
2016-01-22 18:00 | 0 | 0 | 0 | 0 | 202763.577 | 565753.6427 | 515885 | 0 | 0 | 0 | 0 | 587423.7967 | 525202.0908 | 0 | 0 | 0 | 0 | 0 | 0 | 0 | 0 | 0 | 0 | 0 | 0 | 0 | 0 | 0 | 0 | 0 | 136942.6105 | 115689.6092 | 0 | 0 | 0 | 0 | 0 | 0 | 0 | 0 | 0 | 0 | 0 | 0 | 0 | 0 | 0 | 0
2016-01-22 19:00 | 0 | 0 | 0 | 0 | 212670.7159 | 559909.8923 | 510547 | 0 | 0 | 0 | 0 | 733767.7956 | 640891.7 | 0 | 0 | 0 | 0 | 0 | 0 | 0 | 0 | 0 | 0 | 0 | 0 | 0 | 0 | 0 | 0 | 0 | 146343.9989 | 115689.6092 | 0 | 0 | 0 | 0 | 0 | 0 | 0 | 0 | 0 | 0 | 0 | 0 | 0 | 0 | 0 | 0
2016-01-22 20:00 | 0 | 0 | 0 | 0 | 0 | 573244.5593 | 506514 | 0 | 0 | 0 | 0 | 916187.9641 | 525202.0908 | 0 | 0 | 0 | 0 | 0 | 0 | 0 | 0 | 0 | 0 | 0 | 0 | 0 | 0 | 0 | 0 | 0 | 182420.1685 | -115689.6092 | 0 | 0 | 0 | 0 | 0 | 0 | 0 | 0 | 0 | 0 | 0 | 0 | 0 | 0 | 0 | 0
2016-01-22 21:00 | 0 | 0 | 0 | 0 | 251061.4249 | 582412.4907 | 507046 | 0 | 0 | 0 | 0 | 1126926.2705 | 640891.7 | 0 | 0 | 0 | 0 | 0 | 0 | 0 | 0 | 0 | 0 | 0 | 0 | 0 | 0 | 0 | 0 | 0 | 210738.3063 | 115689.6092 | 0 | 0 | 0 | 0 | 0 | 0 | 0 | 0 | 0 | 0 | 0 | 0 | 0 | 0 | 0 | 0
2016-01-22 22:00 | 0 | 0 | 0 | 0 | 282263.0506 | 488972.0873 | 517154 | 0 | 0 | 0 | 0 | 1265317.7991 | 756581.3093 | 0 | 0 | 0 | 0 | 0 | 0 | 0 | 0 | 0 | 0 | 0 | 0 | 0 | 0 | 0 | 0 | 0 | 138391.5286 | 115689.6092 | 0 | 0 | 0 | 0 | 0 | 0 | 0 | 0 | 0 | 0 | 0 | 0 | 0 | 0 | 0 | 0
2016-01-22 23:00 | 0 | 0 | 0 | 0 | 369170.475 | 190262.6534 | 529079 | 0 | 0 | 0 | 0 | 1411361.5367 | 640891.7 | 0 | 0 | 0 | 0 | 0 | 0 | 0 | 0 | 0 | 0 | 0 | 0 | 0 | 0 | 0 | 0 | 0 | 146043.7376 | -115689.6092 | 0 | 0 | 0 | 0 | 0 | 0 | 0 | 0 | 0 | 0 | 0 | 0 | 0 | 0 | 0 | 0
2016-01-23 | 0 | 0 | 0 | 0 | 165142.7075 | 5416.845 | 532762 | 0 | 0 | 0 | 0 | 1164848.6984 | 525202.0908 | 0 | 0 | 0 | 0 | 0 | 0 | 0 | 0 | 0 | 0 | 0 | 0 | 0 | 0 | 0 | 0 | 0 | -246512.8382 | -115689.6092 | 0 | 0 | 0 | 0 | 0 | 0 | 0 | 0 | 0 | 0 | 0 | 0 | 0 | 0 | 0 | 0
2016-01-23 01:00 | 0 | 0 | 0 | 0 | 470551.177 | 0 | 529195 | 0 | 0 | 0 | 0 | 990515.2662 | 640891.7 | 0 | 0 | 0 | 0 | 0 | 0 | 0 | 0 | 0 | 0 | 0 | 0 | 0 | 0 | 0 | 0 | 0 | -174333.4322 | 115689.6092 | 0 | 0 | 0 | 0 | 0 | 0 | 0 | 0 | 0 | 0 | 0 | 0 | 0 | 0 | 0 | 0
2016-01-23 02:00 | 0 | 0 | 0 | 0 | 472704.2138 | 0 | 520505 | 0 | 0 | 0 | 0 | 827024.8708 | 756581.3093 | 0 | 0 | 0 | 0 | 0 | 0 | 0 | 0 | 0 | 0 | 0 | 0 | 0 | 0 | 0 | 0 | 0 | -163490.3954 | 115689.6092 | 0 | 0 | 0 | 0 | 0 | 0 | 0 | 0 | 0 | 0 | 0 | 0 | 0 | 0 | 0 | 0
2016-01-23 03:00 | 0 | 0 | 0 | 0 | 470141.2963 | 0 | 505807 | 0 | 0 | 0 | 0 | 907048.7764 | 640891.7 | 0 | 0 | 0 | 0 | 0 | 0 | 0 | 0 | 0 | 0 | 0 | 0 | 0 | 0 | 0 | 0 | 0 | 80023.9056 | -115689.6092 | 0 | 0 | 0 | 0 | 0 | 0 | 0 | 0 | 0 | 0 | 0 | 0 | 0 | 0 | 0 | 0
2016-01-23 04:00 | 0 | 0 | 0 | 0 | 464643.9167 | 0 | 487425 | 0 | 0 | 0 | 0 | 999957.3023 | 525202.0908 | 0 | 0 | 0 | 0 | 0 | 0 | 0 | 0 | 0 | 0 | 0 | 0 | 0 | 0 | 0 | 0 | 0 | 92908.5259 | -115689.6092 | 0 | 0 | 0 | 0 | 0 | 0 | 0 | 0 | 0 | 0 | 0 | 0 | 0 | 0 | 0 | 0
2016-01-23 05:00 | 0 | 0 | 0 | 0 | 462566.1576 | 0 | 471931 | 0 | 0 | 0 | 0 | 874902.8507 | 640891.7 | 0 | 0 | 0 | 0 | 0 | 0 | 0 | 0 | 0 | 0 | 0 | 0 | 0 | 0 | 0 | 0 | 0 | -125054.4516 | 115689.6092 | 0 | 0 | 0 | 0 | 0 | 0 | 0 | 0 | 0 | 0 | 0 | 0 | 0 | 0 | 0 | 0
2016-01-23 06:00 | 0 | 0 | 0 | 0 | 462743.4815 | 0 | 460046 | 0 | 0 | 0 | 0 | 761910.7229 | 756581.3093 | 0 | 0 | 0 | 0 | 0 | 0 | 0 | 0 | 0 | 0 | 0 | 0 | 0 | 0 | 0 | 0 | 0 | -112992.1278 | 115689.6092 | 0 | 0 | 0 | 0 | 0 | 0 | 0 | 0 | 0 | 0 | 0 | 0 | 0 | 0 | 0 | 0
2016-01-23 07:00 | 0 | 0 | 0 | 0 | 467048.0228 | 0 | 452760 | 0 | 0 | 0 | 0 | 660509.1365 | 872270.9185 | 0 | 0 | 0 | 0 | 0 | 0 | 0 | 0 | 0 | 0 | 0 | 0 | 0 | 0 | 0 | 0 | 0 | -101401.5865 | 115689.6092 | 0 | 0 | 0 | 0 | 0 | 0 | 0 | 0 | 0 | 0 | 0 | 0 | 0 | 0 | 0 | 0
2016-01-23 08:00 | 0 | 0 | 0 | 0 | 86639.5525 | 0 | 448842 | 0 | 0 | 0 | 0 | 413996.2982 | 756581.3093 | 0 | 0 | 0 | 0 | 0 | 0 | 0 | 0 | 0 | 0 | 0 | 0 | 0 | 0 | 0 | 0 | 0 | -246512.8382 | -115689.6092 | 0 | 0 | 0 | 0 | 0 | 0 | 0 | 0 | 0 | 0 | 0 | 0 | 0 | 0 | 0 | 0
2016-01-23 09:00 | 0 | 0 | 0 | 0 | 477557.6845 | 0 | 449099 | 0 | 0 | 0 | 0 | 326765.3735 | 872270.9185 | 0 | 0 | 0 | 0 | 0 | 0 | 0 | 0 | 0 | 0 | 0 | 0 | 0 | 0 | 0 | 0 | 0 | -87230.9247 | 115689.6092 | 0 | 0 | 0 | 0 | 0 | 0 | 0 | 0 | 0 | 0 | 0 | 0 | 0 | 0 | 0 | 0
2016-01-23 10:00 | 0 | 0 | 0 | 0 | 485584.9924 | 0 | 454288 | 0 | 0 | 0 | 0 | 473751.9752 | 756581.3093 | 0 | 0 | 0 | 0 | 0 | 0 | 0 | 0 | 0 | 0 | 0 | 0 | 0 | 0 | 0 | 0 | 0 | 146986.6017 | -115689.6092 | 0 | 0 | 0 | 0 | 0 | 0 | 0 | 0 | 0 | 0 | 0 | 0 | 0 | 0 | 0 | 0
2016-01-23 11:00 | 0 | 0 | 0 | 0 | 492582.0529 | 0 | 463739 | 0 | 0 | 0 | 0 | 386905.4189 | 872270.9185 | 0 | 0 | 0 | 0 | 0 | 0 | 0 | 0 | 0 | 0 | 0 | 0 | 0 | 0 | 0 | 0 | 0 | -86846.5563 | 115689.6092 | 0 | 0 | 0 | 0 | 0 | 0 | 0 | 0 | 0 | 0 | 0 | 0 | 0 | 0 | 0 | 0
2016-01-23 12:00 | 0 | 0 | 0 | 0 | 498737.5972 | 0 | 478856 | 0 | 0 | 0 | 0 | 522476.6253 | 756581.3093 | 0 | 0 | 0 | 0 | 0 | 0 | 0 | 0 | 0 | 0 | 0 | 0 | 0 | 0 | 0 | 0 | 0 | 135571.2064 | -115689.6092 | 0 | 0 | 0 | 0 | 0 | 0 | 0 | 0 | 0 | 0 | 0 | 0 | 0 | 0 | 0 | 0
2016-01-23 13:00 | 0 | 0 | 0 | 0 | 503850.9137 | 29.1904 | 495520 | 0 | 0 | 0 | 0 | 415147.1201 | 872270.9185 | 0 | 0 | 0 | 0 | 0 | 0 | 0 | 0 | 0 | 0 | 0 | 0 | 0 | 0 | 0 | 0 | 0 | -107329.5051 | 115689.6092 | 0 | 0 | 0 | 0 | 0 | 0 | 0 | 0 | 0 | 0 | 0 | 0 | 0 | 0 | 0 | 0
2016-01-23 14:00 | 0 | 0 | 0 | 0 | 473398.3908 | 104037.4622 | 509928 | 0 | 0 | 0 | 0 | 598344.5823 | 756581.3093 | 0 | 0 | 0 | 0 | 0 | 0 | 0 | 0 | 0 | 0 | 0 | 0 | 0 | 0 | 0 | 0 | 0 | 183197.4622 | -115689.6092 | 0 | 0 | 0 | 0 | 0 | 0 | 0 | 0 | 0 | 0 | 0 | 0 | 0 | 0 | 0 | 0
2016-01-23 15:00 | 0 | 0 | 0 | 0 | 410605.2804 | 365861.0904 | 516578 | 0 | 0 | 0 | 0 | 742543.3439 | 872270.9185 | 0 | 0 | 0 | 0 | 0 | 0 | 0 | 0 | 0 | 0 | 0 | 0 | 0 | 0 | 0 | 0 | 0 | 144198.7616 | 115689.6092 | 0 | 0 | 0 | 0 | 0 | 0 | 0 | 0 | 0 | 0 | 0 | 0 | 0 | 0 | 0 | 0
2016-01-23 16:00 | 0 | 0 | 0 | 0 | 0 | 473674.5033 | 513731 | 0 | 0 | 0 | 0 | 586797.238 | 987960.5277 | 0 | 0 | 0 | 0 | 0 | 0 | 0 | 0 | 0 | 0 | 0 | 0 | 0 | 0 | 0 | 0 | 0 | -155746.1059 | 115689.6092 | 0 | 0 | 0 | 0 | 0 | 0 | 0 | 0 | 0 | 0 | 0 | 0 | 0 | 0 | 0 | 0
2016-01-23 17:00 | 0 | 0 | 0 | 0 | 342139.19 | 503370.8883 | 505643 | 0 | 0 | 0 | 0 | 833310.0762 | 1081314.7678 | 0 | 0 | 0 | 0 | 0 | 0 | 0 | 0 | 0 | 0 | 0 | 0 | 0 | 0 | 0 | 0 | 0 | 246512.8382 | 93354.2401 | 0 | 0 | 0 | 0 | 0 | 0 | 0 | 0 | 0 | 0 | 0 | 0 | 0 | 0 | 0 | 0
2016-01-23 18:00 | 0 | 0 | 0 | 0 | 128305.2384 | 497222.9907 | 494705 | 0 | 0 | 0 | 0 | 1079822.9144 | 965625.1586 | 0 | 0 | 0 | 0 | 0 | 0 | 0 | 0 | 0 | 0 | 0 | 0 | 0 | 0 | 0 | 0 | 0 | 246512.8382 | -115689.6092 | 0 | 0 | 0 | 0 | 0 | 0 | 0 | 0 | 0 | 0 | 0 | 0 | 0 | 0 | 0 | 0
2016-01-23 19:00 | 0 | 0 | 0 | 0 | 369391.3655 | 487049.9791 | 483360 | 0 | 0 | 0 | 0 | 1326335.7527 | 1081314.7678 | 0 | 0 | 0 | 0 | 0 | 0 | 0 | 10878.8972 | 0 | 0 | 0 | 0 | 0 | 0 | 0 | 0 | 0 | 246512.8382 | 115689.6092 | 0 | 0 | 0 | 0 | 0 | 0 | 0 | 0 | 0 | 10878.8972 | 0 | 0 | 0 | 0 | 0 | 0
2016-01-23 20:00 | 0 | 0 | 0 | 0 | 0 | 482016.3484 | 476779 | 0 | 0 | 0 | 0 | 1226762.389 | 1197004.3771 | 0 | 0 | 0 | 0 | 0 | 0 | 0 | 0 | 0 | 0 | 0 | 0 | 0 | 0 | 0 | 0 | 0 | -99573.3636 | 115689.6092 | 0 | 0 | 0 | 0 | 0 | 0 | 0 | 0 | 0 | -10878.8972 | 0 | 0 | 0 | 0 | 0 | 0
2016-01-23 21:00 | 0 | 0 | 0 | 0 | 348063.1929 | 456599.9851 | 476727 | 0 | 0 | 0 | 0 | 1473275.2273 | 1278427.7168 | 0 | 0 | 0 | 0 | 0 | 0 | 0 | 0 | 0 | 0 | 0 | 0 | 0 | 0 | 0 | 0 | 0 | 246512.8382 | 81423.3397 | 0 | 0 | 0 | 0 | 0 | 0 | 0 | 0 | 0 | 0 | 0 | 0 | 0 | 0 | 0 | 0
2016-01-23 22:00 | 0 | 0 | 0 | 0 | 0 | 367063.8232 | 488300 | 0 | 0 | 0 | 0 | 1467728.6597 | 1162738.1076 | 0 | 0 | 0 | 0 | 0 | 0 | 0 | 0 | 0 | 0 | 0 | 0 | 0 | 0 | 0 | 0 | 0 | -5546.5676 | -115689.6092 | 0 | 0 | 0 | 0 | 0 | 0 | 0 | 0 | 0 | 0 | 0 | 0 | 0 | 0 | 0 | 0
2016-01-23 23:00 | 0 | 0 | 0 | 0 | 517867.6533 | 157803.3905 | 505374 | 0 | 0 | 0 | 0 | 1522336.0943 | 1278427.7168 | 0 | 0 | 0 | 0 | 0 | 0 | 0 | 0 | 0 | 0 | 0 | 0 | 0 | 0 | 0 | 0 | 0 | 54607.4346 | 115689.6092 | 0 | 0 | 0 | 0 | 0 | 0 | 0 | 0 | 0 | 0 | 0 | 0 | 0 | 0 | 0 | 0
2016-01-24 | 0 | 0 | 0 | 0 | 570869.7138 | 10314.0295 | 514019 | 0 | 0 | 0 | 0 | 1705190.4469 | 1162738.1076 | 0 | 0 | 0 | 0 | 0 | 0 | 0 | 0 | 0 | 0 | 0 | 0 | 0 | 0 | 0 | 0 | 0 | 182854.3526 | -115689.6092 | 0 | 0 | 0 | 0 | 0 | 0 | 0 | 0 | 0 | 0 | 0 | 0 | 0 | 0 | 0 | 0
2016-01-24 01:00 | 0 | 0 | 0 | 0 | 575403.7049 | 0 | 514024 | 0 | 0 | 0 | 0 | 1650880.5425 | 1278427.7168 | 0 | 0 | 0 | 0 | 0 | 0 | 0 | 0 | 0 | 0 | 0 | 0 | 0 | 0 | 0 | 0 | 0 | -54309.9044 | 115689.6092 | 0 | 0 | 0 | 0 | 0 | 0 | 0 | 0 | 0 | 0 | 0 | 0 | 0 | 0 | 0 | 0
2016-01-24 02:00 | 0 | 0 | 0 | 0 | 146759.5525 | 0 | 508962 | 0 | 0 | 0 | 0 | 1404367.7043 | 1162738.1076 | 0 | 0 | 0 | 0 | 0 | 0 | 0 | 0 | 0 | 0 | 0 | 0 | 0 | 0 | 0 | 0 | 0 | -246512.8382 | -115689.6092 | 0 | 0 | 0 | 0 | 0 | 0 | 0 | 0 | 0 | 0 | 0 | 0 | 0 | 0 | 0 | 0
2016-01-24 03:00 | 0 | 0 | 0 | 0 | 518836.2263 | 0 | 497824 | 0 | 0 | 0 | 0 | 1309690.3213 | 1278427.7168 | 0 | 0 | 0 | 0 | 0 | 0 | 0 | 0 | 0 | 0 | 0 | 0 | 0 | 0 | 0 | 0 | 0 | -94677.3829 | 115689.6092 | 0 | 0 | 0 | 0 | 0 | 0 | 0 | 0 | 0 | 0 | 0 | 0 | 0 | 0 | 0 | 0
2016-01-24 04:00 | 0 | 0 | 0 | 0 | 482674.1778 | 0 | 482754 | 0 | 0 | 0 | 0 | 1425300.1084 | 1162738.1076 | 0 | 0 | 0 | 0 | 0 | 0 | 0 | 0 | 0 | 0 | 0 | 0 | 0 | 0 | 0 | 0 | 0 | 115609.787 | -115689.6092 | 0 | 0 | 0 | 0 | 0 | 0 | 0 | 0 | 0 | 0 | 0 | 0 | 0 | 0 | 0 | 0
2016-01-24 05:00 | 0 | 0 | 0 | 0 | 449532.238 | 0 | 468555 | 0 | 0 | 0 | 0 | 1290587.7372 | 1278427.7168 | 0 | 0 | 0 | 0 | 0 | 0 | 0 | 0 | 0 | 0 | 0 | 0 | 0 | 0 | 0 | 0 | 0 | -134712.3712 | 115689.6092 | 0 | 0 | 0 | 0 | 0 | 0 | 0 | 0 | 0 | 0 | 0 | 0 | 0 | 0 | 0 | 0
2016-01-24 06:00 | 0 | 0 | 0 | 0 | 419138.5113 | 0 | 459947 | 0 | 0 | 0 | 0 | 1365468.8577 | 1162738.1076 | 0 | 0 | 0 | 0 | 0 | 0 | 0 | 0 | 0 | 0 | 0 | 0 | 0 | 0 | 0 | 0 | 0 | 74881.1205 | -115689.6092 | 0 | 0 | 0 | 0 | 0 | 0 | 0 | 0 | 0 | 0 | 0 | 0 | 0 | 0 | 0 | 0
2016-01-24 07:00 | 0 | 0 | 0 | 0 | 389744.6156 | 0 | 454182 | 0 | 0 | 0 | 0 | 1416721.0825 | 1047048.4983 | 0 | 0 | 0 | 0 | 0 | 0 | 0 | 0 | 0 | 0 | 0 | 0 | 0 | 0 | 0 | 0 | 0 | 51252.2248 | -115689.6092 | 0 | 0 | 0 | 0 | 0 | 0 | 0 | 0 | 0 | 0 | 0 | 0 | 0 | 0 | 0 | 0
2016-01-24 08:00 | 0 | 0 | 0 | 0 | 363978.8479 | 0 | 452194 | 0 | 0 | 0 | 0 | 1212816.3211 | 1162738.1076 | 0 | 0 | 0 | 0 | 0 | 0 | 0 | 0 | 0 | 0 | 0 | 0 | 0 | 0 | 0 | 0 | 0 | -203904.7614 | 115689.6092 | 0 | 0 | 0 | 0 | 0 | 0 | 0 | 0 | 0 | 0 | 0 | 0 | 0 | 0 | 0 | 0
2016-01-24 09:00 | 0 | 0 | 0 | 0 | 345784.8779 | 0 | 453163 | 0 | 0 | 0 | 0 | 989748.5898 | 1278427.7168 | 0 | 0 | 0 | 0 | 0 | 0 | 0 | 0 | 0 | 0 | 0 | 0 | 0 | 0 | 0 | 0 | 0 | -223067.7313 | 115689.6092 | 0 | 0 | 0 | 0 | 0 | 0 | 0 | 0 | 0 | 0 | 0 | 0 | 0 | 0 | 0 | 0
2016-01-24 10:00 | 0 | 0 | 0 | 0 | 95419.5525 | 0 | 457622 | 0 | 0 | 0 | 0 | 743235.7515 | 1162738.1076 | 0 | 0 | 0 | 0 | 0 | 0 | 0 | 0 | 0 | 0 | 0 | 0 | 0 | 0 | 0 | 0 | 0 | -246512.8382 | -115689.6092 | 0 | 0 | 0 | 0 | 0 | 0 | 0 | 0 | 0 | 0 | 0 | 0 | 0 | 0 | 0 | 0
2016-01-24 11:00 | 0 | 0 | 0 | 0 | 322517.3892 | 0 | 468618 | 0 | 0 | 0 | 0 | 712824.75 | 1047048.4983 | 0 | 0 | 0 | 0 | 0 | 0 | 0 | 0 | 0 | 0 | 0 | 0 | 0 | 0 | 0 | 0 | 0 | -30411.0016 | -115689.6092 | 0 | 0 | 0 | 0 | 0 | 0 | 0 | 0 | 0 | 0 | 0 | 0 | 0 | 0 | 0 | 0
2016-01-24 12:00 | 0 | 0 | 0 | 0 | 313172.6633 | 0 | 482809 | 0 | 0 | 0 | 0 | 466311.9117 | 1123924.9999 | 0 | 0 | 0 | 0 | 0 | 0 | 0 | 0 | 0 | 0 | 0 | 0 | 0 | 0 | 0 | 0 | 0 | -246512.8382 | 76876.5016 | 0 | 0 | 0 | 0 | 0 | 0 | 0 | 0 | 0 | 0 | 0 | 0 | 0 | 0 | 0 | 0
2016-01-24 13:00 | 0 | 0 | 0 | 0 | 306624.0108 | 27.1954 | 494739 | 0 | 0 | 0 | 0 | 268988.376 | 1133160.7418 | 0 | 0 | 0 | 0 | 0 | 0 | 0 | 0 | 0 | 0 | 0 | 0 | 0 | 0 | 0 | 0 | 0 | -197323.5357 | 9235.7419 | 0 | 0 | 0 | 0 | 0 | 0 | 0 | 0 | 0 | 0 | 0 | 0 | 0 | 0 | 0 | 0
2016-01-24 14:00 | 0 | 0 | 0 | 0 | 57650.1544 | 82264.8013 | 496332 | 0 | 0 | 0 | 0 | 22475.5377 | 1017471.1326 | 0 | 0 | 0 | 0 | 0 | 0 | 0 | 5785.4032 | 0 | 0 | 0 | 0 | 0 | 0 | 0 | 0 | 0 | -246512.8382 | -115689.6092 | 0 | 0 | 0 | 0 | 0 | 0 | 0 | 0 | 0 | 5785.4032 | 0 | 0 | 0 | 0 | 0 | 0
2016-01-24 15:00 | 0 | 0 | 0 | 0 | 192627.7024 | 418772.0844 | 487392 | 0 | 0 | 0 | 0 | 0 | 1133160.7418 | 0 | 0 | 0 | 0 | 0 | 0 | 0 | 36579.1185 | 0 | 0 | 0 | 0 | 0 | 0 | 0 | 0 | 0 | -22475.5377 | 115689.6092 | 0 | 0 | 0 | 0 | 0 | 0 | 0 | 0 | 0 | 30793.7153 | 0 | 0 | 0 | 0 | 0 | 0
2016-01-24 16:00 | 0 | 0 | 0 | 0 | 189029.1386 | 561925.5641 | 473672 | 0 | 0 | 0 | 0 | 246512.8382 | 1194724.3216 | 0 | 0 | 0 | 0 | 0 | 0 | 0 | 5785.4032 | 0 | 0 | 0 | 0 | 0 | 0 | 0 | 0 | 0 | 246512.8382 | 61563.5798 | 0 | 0 | 0 | 0 | 0 | 0 | 0 | 0 | 0 | -30793.7153 | 0 | 0 | 0 | 0 | 0 | 0
2016-01-24 17:00 | 0 | 0 | 0 | 0 | 0 | 596693.9368 | 460203 | 0 | 0 | 0 | 0 | 493025.6765 | 1090487.8233 | 0 | 0 | 0 | 0 | 0 | 0 | 0 | 0 | 0 | 0 | 0 | 0 | 0 | 0 | 0 | 0 | 0 | 246512.8382 | -104236.4983 | 0 | 0 | 0 | 0 | 0 | 0 | 0 | 0 | 0 | -5785.4032 | 0 | 0 | 0 | 0 | 0 | 0
2016-01-24 18:00 | 0 | 0 | 0 | 0 | 0 | 574941.5412 | 447336 | 0 | 0 | 0 | 0 | 504941.6084 | 1206177.4325 | 0 | 0 | 0 | 0 | 0 | 0 | 0 | 0 | 0 | 0 | 0 | 0 | 0 | 0 | 0 | 0 | 0 | 11915.9319 | 115689.6092 | 0 | 0 | 0 | 0 | 0 | 0 | 0 | 0 | 0 | 0 | 0 | 0 | 0 | 0 | 0 | 0
2016-01-24 19:00 | 0 | 0 | 0 | 0 | 238657.3415 | 561026.1059 | 437481 | 0 | 0 | 0 | 0 | 751454.4467 | 1321867.0418 | 0 | 0 | 0 | 0 | 0 | 0 | 0 | 0 | 0 | 0 | 0 | 0 | 0 | 0 | 0 | 0 | 0 | 246512.8382 | 115689.6092 | 0 | 0 | 0 | 0 | 0 | 0 | 0 | 0 | 0 | 0 | 0 | 0 | 0 | 0 | 0 | 0
2016-01-24 20:00 | 0 | 0 | 0 | 0 | 0 | 570801.5358 | 431504 | 0 | 0 | 0 | 0 | 775062.3732 | 1437556.651 | 0 | 0 | 0 | 0 | 0 | 0 | 0 | 0 | 0 | 0 | 0 | 0 | 0 | 0 | 0 | 0 | 0 | 23607.9265 | 115689.6092 | 0 | 0 | 0 | 0 | 0 | 0 | 0 | 0 | 0 | 0 | 0 | 0 | 0 | 0 | 0 | 0
2016-01-24 21:00 | 0 | 0 | 0 | 0 | 0 | 585190.4845 | 433670 | 0 | 0 | 0 | 0 | 1021575.2115 | 1342564.2972 | 0 | 0 | 0 | 0 | 0 | 0 | 0 | 0 | 0 | 0 | 0 | 0 | 0 | 0 | 0 | 0 | 0 | 246512.8382 | -94992.3537 | 0 | 0 | 0 | 0 | 0 | 0 | 0 | 0 | 0 | 0 | 0 | 0 | 0 | 0 | 0 | 0
2016-01-24 22:00 | 0 | 0 | 0 | 0 | 0 | 528154.535 | 450881 | 0 | 0 | 0 | 0 | 983159.1372 | 1458253.9065 | 0 | 0 | 0 | 0 | 0 | 0 | 0 | 0 | 0 | 0 | 0 | 0 | 0 | 0 | 0 | 0 | 0 | -38416.0743 | 115689.6092 | 0 | 0 | 0 | 0 | 0 | 0 | 0 | 0 | 0 | 0 | 0 | 0 | 0 | 0 | 0 | 0
2016-01-24 23:00 | 0 | 0 | 0 | 0 | 458254.0456 | 269743.0242 | 474596 | 0 | 0 | 0 | 0 | 1120870.5977 | 1573943.5157 | 0 | 0 | 0 | 0 | 0 | 0 | 0 | 0 | 0 | 0 | 0 | 0 | 0 | 0 | 0 | 0 | 0 | 137711.4605 | 115689.6092 | 0 | 0 | 0 | 0 | 0 | 0 | 0 | 0 | 0 | 0 | 0 | 0 | 0 | 0 | 0 | 0
2016-01-25 | 0 | 0 | 0 | 0 | 480213.2735 | 10537.2374 | 491726 | 0 | 0 | 0 | 0 | 1235584.7178 | 1458253.9065 | 0 | 0 | 0 | 0 | 0 | 0 | 0 | 0 | 0 | 0 | 0 | 0 | 0 | 0 | 0 | 0 | 0 | 114714.1201 | -115689.6092 | 0 | 0 | 0 | 0 | 0 | 0 | 0 | 0 | 0 | 0 | 0 | 0 | 0 | 0 | 0 | 0
2016-01-25 01:00 | 0 | 0 | 0 | 0 | 468883.3538 | 0 | 495962 | 0 | 0 | 0 | 0 | 1092816.4623 | 1573943.5157 | 0 | 0 | 0 | 0 | 0 | 0 | 0 | 0 | 0 | 0 | 0 | 0 | 0 | 0 | 0 | 0 | 0 | -142768.2555 | 115689.6092 | 0 | 0 | 0 | 0 | 0 | 0 | 0 | 0 | 0 | 0 | 0 | 0 | 0 | 0 | 0 | 0
2016-01-25 02:00 | 0 | 0 | 0 | 0 | 128968.5525 | 0 | 491171 | 0 | 0 | 0 | 0 | 846303.6241 | 1458253.9065 | 0 | 0 | 0 | 0 | 0 | 0 | 0 | 0 | 0 | 0 | 0 | 0 | 0 | 0 | 0 | 0 | 0 | -246512.8382 | -115689.6092 | 0 | 0 | 0 | 0 | 0 | 0 | 0 | 0 | 0 | 0 | 0 | 0 | 0 | 0 | 0 | 0
2016-01-25 03:00 | 0 | 0 | 0 | 0 | 461389.4318 | 0 | 478100 | 0 | 0 | 0 | 0 | 713903.4467 | 1573943.5157 | 0 | 0 | 0 | 0 | 0 | 0 | 0 | 0 | 0 | 0 | 0 | 0 | 0 | 0 | 0 | 0 | 0 | -132400.1774 | 115689.6092 | 0 | 0 | 0 | 0 | 0 | 0 | 0 | 0 | 0 | 0 | 0 | 0 | 0 | 0 | 0 | 0
2016-01-25 04:00 | 0 | 0 | 0 | 0 | 98141.5525 | 0 | 460344 | 0 | 0 | 0 | 0 | 467390.6084 | 1458253.9065 | 0 | 0 | 0 | 0 | 0 | 0 | 0 | 0 | 0 | 0 | 0 | 0 | 0 | 0 | 0 | 0 | 0 | -246512.8382 | -115689.6092 | 0 | 0 | 0 | 0 | 0 | 0 | 0 | 0 | 0 | 0 | 0 | 0 | 0 | 0 | 0 | 0
2016-01-25 05:00 | 0 | 0 | 0 | 0 | 472813.8181 | 0 | 445039 | 0 | 0 | 0 | 0 | 379475.8173 | 1573943.5157 | 0 | 0 | 0 | 0 | 0 | 0 | 0 | 0 | 0 | 0 | 0 | 0 | 0 | 0 | 0 | 0 | 0 | -87914.7912 | 115689.6092 | 0 | 0 | 0 | 0 | 0 | 0 | 0 | 0 | 0 | 0 | 0 | 0 | 0 | 0 | 0 | 0
2016-01-25 06:00 | 0 | 0 | 0 | 0 | 484107.3873 | 0 | 435449 | 0 | 0 | 0 | 0 | 543823.8138 | 1458253.9065 | 0 | 0 | 0 | 0 | 0 | 0 | 0 | 0 | 0 | 0 | 0 | 0 | 0 | 0 | 0 | 0 | 0 | 164347.9965 | -115689.6092 | 0 | 0 | 0 | 0 | 0 | 0 | 0 | 0 | 0 | 0 | 0 | 0 | 0 | 0 | 0 | 0
2016-01-25 07:00 | 0 | 0 | 0 | 0 | 499850.0159 | 0 | 430084 | 0 | 0 | 0 | 0 | 582661.6659 | 1489182.0703 | 0 | 0 | 0 | 0 | 0 | 0 | 0 | 0 | 0 | 0 | 0 | 0 | 0 | 0 | 0 | 0 | 0 | 38837.8521 | 30928.1638 | 0 | 0 | 0 | 0 | 0 | 0 | 0 | 0 | 0 | 0 | 0 | 0 | 0 | 0 | 0 | 0
2016-01-25 08:00 | 0 | 0 | 0 | 0 | 67168.5525 | 0 | 429371 | 0 | 0 | 0 | 0 | 336148.8276 | 1373492.461 | 0 | 0 | 0 | 0 | 0 | 0 | 0 | 0 | 0 | 0 | 0 | 0 | 0 | 0 | 0 | 0 | 0 | -246512.8382 | -115689.6092 | 0 | 0 | 0 | 0 | 0 | 0 | 0 | 0 | 0 | 0 | 0 | 0 | 0 | 0 | 0 | 0
2016-01-25 09:00 | 0 | 0 | 0 | 0 | 520566.036 | 0 | 434477 | 0 | 0 | 0 | 0 | 306548.2544 | 1489182.0703 | 0 | 0 | 0 | 0 | 0 | 0 | 0 | 0 | 0 | 0 | 0 | 0 | 0 | 0 | 0 | 0 | 0 | -29600.5732 | 115689.6092 | 0 | 0 | 0 | 0 | 0 | 0 | 0 | 0 | 0 | 0 | 0 | 0 | 0 | 0 | 0 | 0
2016-01-25 10:00 | 0 | 0 | 0 | 0 | 88359.5525 | 0 | 450562 | 0 | 0 | 0 | 0 | 60035.4162 | 1373492.461 | 0 | 0 | 0 | 0 | 0 | 0 | 0 | 0 | 0 | 0 | 0 | 0 | 0 | 0 | 0 | 0 | 0 | -246512.8382 | -115689.6092 | 0 | 0 | 0 | 0 | 0 | 0 | 0 | 0 | 0 | 0 | 0 | 0 | 0 | 0 | 0 | 0
2016-01-25 11:00 | 0 | 0 | 0 | 0 | 538618.1931 | 0 | 482964 | 0 | 0 | 0 | 0 | 0 | 1489182.0703 | 0 | 0 | 0 | 0 | 0 | 0 | 0 | 0 | 0 | 0 | 0 | 0 | 0 | 0 | 0 | 0 | 0 | -60035.4162 | 115689.6092 | 0 | 0 | 0 | 0 | 0 | 0 | 0 | 0 | 0 | 0 | 0 | 0 | 0 | 0 | 0 | 0
2016-01-25 12:00 | 0 | 0 | 0 | 0 | 541049.3718 | 0 | 513254 | 0 | 0 | 0 | 0 | 143484.981 | 1373492.461 | 0 | 0 | 0 | 0 | 0 | 0 | 0 | 0 | 0 | 0 | 0 | 0 | 0 | 0 | 0 | 0 | 0 | 143484.981 | -115689.6092 | 0 | 0 | 0 | 0 | 0 | 0 | 0 | 0 | 0 | 0 | 0 | 0 | 0 | 0 | 0 | 0
2016-01-25 13:00 | 0 | 0 | 0 | 0 | 547716.5239 | 29.4004 | 521833 | 0 | 0 | 0 | 0 | 285087.5145 | 1257802.8518 | 0 | 0 | 0 | 0 | 0 | 0 | 0 | 0 | 0 | 0 | 0 | 0 | 0 | 0 | 0 | 0 | 0 | 141602.5335 | -115689.6092 | 0 | 0 | 0 | 0 | 0 | 0 | 0 | 0 | 0 | 0 | 0 | 0 | 0 | 0 | 0 | 0
2016-01-25 14:00 | 0 | 0 | 0 | 0 | 0 | 162253.0547 | 513400 | 0 | 0 | 0 | 0 | 38574.6763 | 1153168.7447 | 0 | 0 | 0 | 0 | 0 | 0 | 0 | 0 | 0 | 0 | 0 | 0 | 0 | 0 | 0 | 0 | 0 | -246512.8382 | -104634.1071 | 0 | 0 | 0 | 0 | 0 | 0 | 0 | 0 | 0 | 0 | 0 | 0 | 0 | 0 | 0 | 0
2016-01-25 15:00 | 0 | 0 | 0 | 0 | 360139.5318 | 504865.9157 | 502803 | 0 | 0 | 0 | 0 | 285087.5145 | 1268858.3539 | 0 | 0 | 0 | 0 | 0 | 0 | 0 | 0 | 0 | 0 | 0 | 0 | 0 | 0 | 0 | 0 | 0 | 246512.8382 | 115689.6092 | 0 | 0 | 0 | 0 | 0 | 0 | 0 | 0 | 0 | 0 | 0 | 0 | 0 | 0 | 0 | 0
2016-01-25 16:00 | 0 | 0 | 0 | 0 | 0 | 646064.1098 | 490218 | 0 | 0 | 0 | 0 | 325244.0151 | 1384547.9632 | 0 | 0 | 0 | 0 | 0 | 0 | 0 | 0 | 0 | 0 | 0 | 0 | 0 | 0 | 0 | 0 | 0 | 40156.5006 | 115689.6092 | 0 | 0 | 0 | 0 | 0 | 0 | 0 | 0 | 0 | 0 | 0 | 0 | 0 | 0 | 0 | 0
2016-01-25 17:00 | 0 | 0 | 0 | 0 | 0 | 665080.1804 | 478418 | 0 | 0 | 0 | 0 | 571756.8534 | 1324697.3053 | 0 | 0 | 0 | 0 | 0 | 0 | 0 | 0 | 0 | 0 | 0 | 0 | 0 | 0 | 0 | 0 | 0 | 246512.8382 | -59850.6579 | 0 | 0 | 0 | 0 | 0 | 0 | 0 | 0 | 0 | 0 | 0 | 0 | 0 | 0 | 0 | 0
2016-01-25 18:00 | 0 | 0 | 0 | 0 | 0 | 631457.8333 | 468443 | 0 | 0 | 0 | 0 | 619082.0775 | 1440386.9145 | 0 | 0 | 0 | 0 | 0 | 0 | 0 | 0 | 0 | 0 | 0 | 0 | 0 | 0 | 0 | 0 | 0 | 47325.2241 | 115689.6092 | 0 | 0 | 0 | 0 | 0 | 0 | 0 | 0 | 0 | 0 | 0 | 0 | 0 | 0 | 0 | 0
2016-01-25 19:00 | 0 | 0 | 0 | 0 | 210624.9613 | 612097.4861 | 460520 | 0 | 0 | 0 | 0 | 865594.9157 | 1556076.5238 | 0 | 0 | 0 | 0 | 0 | 0 | 0 | 0 | 0 | 0 | 0 | 0 | 0 | 0 | 0 | 0 | 0 | 246512.8382 | 115689.6092 | 0 | 0 | 0 | 0 | 0 | 0 | 0 | 0 | 0 | 0 | 0 | 0 | 0 | 0 | 0 | 0
2016-01-25 20:00 | 0 | 0 | 0 | 0 | 0 | 623104.3404 | 455084 | 0 | 0 | 0 | 0 | 917925.6469 | 1671766.133 | 0 | 0 | 0 | 0 | 0 | 0 | 0 | 0 | 0 | 0 | 0 | 0 | 0 | 0 | 0 | 0 | 0 | 52330.7312 | 115689.6092 | 0 | 0 | 0 | 0 | 0 | 0 | 0 | 0 | 0 | 0 | 0 | 0 | 0 | 0 | 0 | 0
2016-01-25 21:00 | 0 | 0 | 0 | 0 | 181910.463 | 636753.9844 | 456462 | 0 | 0 | 0 | 0 | 1164438.4851 | 1787455.7422 | 0 | 0 | 0 | 0 | 0 | 0 | 0 | 0 | 0 | 0 | 0 | 0 | 0 | 0 | 0 | 0 | 0 | 246512.8382 | 115689.6092 | 0 | 0 | 0 | 0 | 0 | 0 | 0 | 0 | 0 | 0 | 0 | 0 | 0 | 0 | 0 | 0
2016-01-25 22:00 | 0 | 0 | 0 | 0 | 0 | 573845.0153 | 470804 | 0 | 0 | 0 | 0 | 1151789.8912 | 1903145.3515 | 0 | 0 | 0 | 0 | 0 | 0 | 0 | 0 | 0 | 0 | 0 | 0 | 0 | 0 | 0 | 0 | 0 | -12648.5939 | 115689.6092 | 0 | 0 | 0 | 0 | 0 | 0 | 0 | 0 | 0 | 0 | 0 | 0 | 0 | 0 | 0 | 0
2016-01-25 23:00 | 0 | 0 | 0 | 0 | 315651.3219 | 305142.9071 | 489971 | 0 | 0 | 0 | 0 | 1398302.7294 | 1787455.7422 | 0 | 0 | 0 | 0 | 0 | 0 | 0 | 0 | 0 | 0 | 0 | 0 | 0 | 0 | 0 | 0 | 0 | 246512.8382 | -115689.6092 | 0 | 0 | 0 | 0 | 0 | 0 | 0 | 0 | 0 | 0 | 0 | 0 | 0 | 0 | 0 | 0
2016-01-26 | 0 | 0 | 0 | 0 | 697088.5754 | 15070.3588 | 498882 | 0 | 0 | 0 | 0 | 1495890.0544 | 1903145.3515 | 0 | 0 | 0 | 0 | 0 | 0 | 0 | 0 | 0 | 0 | 0 | 0 | 0 | 0 | 0 | 0 | 0 | 97587.3249 | 115689.6092 | 0 | 0 | 0 | 0 | 0 | 0 | 0 | 0 | 0 | 0 | 0 | 0 | 0 | 0 | 0 | 0
2016-01-26 01:00 | 0 | 0 | 0 | 0 | 135717.5525 | 0 | 497920 | 0 | 0 | 0 | 0 | 1249377.2161 | 1787455.7422 | 0 | 0 | 0 | 0 | 0 | 0 | 0 | 0 | 0 | 0 | 0 | 0 | 0 | 0 | 0 | 0 | 0 | -246512.8382 | -115689.6092 | 0 | 0 | 0 | 0 | 0 | 0 | 0 | 0 | 0 | 0 | 0 | 0 | 0 | 0 | 0 | 0
2016-01-26 02:00 | 0 | 0 | 0 | 0 | 707081.3541 | 0 | 487578 | 0 | 0 | 0 | 0 | 1495890.0544 | 1760446.2581 | 0 | 0 | 0 | 0 | 0 | 0 | 0 | 0 | 0 | 0 | 0 | 0 | 0 | 0 | 0 | 0 | 0 | 246512.8382 | -27009.4841 | 0 | 0 | 0 | 0 | 0 | 0 | 0 | 0 | 0 | 0 | 0 | 0 | 0 | 0 | 0 | 0
2016-01-26 03:00 | 0 | 0 | 0 | 0 | 337390.771 | 0 | 468214 | 0 | 0 | 0 | 0 | 1249377.2161 | 1876135.8673 | 0 | 0 | 0 | 0 | 0 | 0 | 0 | 0 | 0 | 0 | 0 | 0 | 0 | 0 | 0 | 0 | 0 | -246512.8382 | 115689.6092 | 0 | 0 | 0 | 0 | 0 | 0 | 0 | 0 | 0 | 0 | 0 | 0 | 0 | 0 | 0 | 0
2016-01-26 04:00 | 0 | 0 | 0 | 0 | 637123.2031 | 0 | 444306 | 0 | 0 | 0 | 0 | 1326504.8099 | 1991825.4766 | 0 | 0 | 0 | 0 | 0 | 0 | 0 | 0 | 0 | 0 | 0 | 0 | 0 | 0 | 0 | 0 | 0 | 77127.5938 | 115689.6092 | 0 | 0 | 0 | 0 | 0 | 0 | 0 | 0 | 0 | 0 | 0 | 0 | 0 | 0 | 0 | 0
2016-01-26 05:00 | 0 | 0 | 0 | 0 | 62021.5525 | 0 | 424224 | 0 | 0 | 0 | 0 | 1079991.9717 | 1876135.8673 | 0 | 0 | 0 | 0 | 0 | 0 | 0 | 0 | 0 | 0 | 0 | 0 | 0 | 0 | 0 | 0 | 0 | -246512.8382 | -115689.6092 | 0 | 0 | 0 | 0 | 0 | 0 | 0 | 0 | 0 | 0 | 0 | 0 | 0 | 0 | 0 | 0
2016-01-26 06:00 | 0 | 0 | 0 | 0 | 569889.4387 | 0 | 410463 | 0 | 0 | 0 | 0 | 1123728.8012 | 1991825.4766 | 0 | 0 | 0 | 0 | 0 | 0 | 0 | 0 | 0 | 0 | 0 | 0 | 0 | 0 | 0 | 0 | 0 | 43736.8295 | 115689.6092 | 0 | 0 | 0 | 0 | 0 | 0 | 0 | 0 | 0 | 0 | 0 | 0 | 0 | 0 | 0 | 0
2016-01-26 07:00 | 0 | 0 | 0 | 0 | 40130.5525 | 0 | 402333 | 0 | 0 | 0 | 0 | 877215.963 | 1876135.8673 | 0 | 0 | 0 | 0 | 0 | 0 | 0 | 0 | 0 | 0 | 0 | 0 | 0 | 0 | 0 | 0 | 0 | -246512.8382 | -115689.6092 | 0 | 0 | 0 | 0 | 0 | 0 | 0 | 0 | 0 | 0 | 0 | 0 | 0 | 0 | 0 | 0
2016-01-26 08:00 | 0 | 0 | 0 | 0 | 536793.5912 | 0 | 398895 | 0 | 0 | 0 | 0 | 899424.945 | 1991825.4766 | 0 | 0 | 0 | 0 | 0 | 0 | 0 | 0 | 0 | 0 | 0 | 0 | 0 | 0 | 0 | 0 | 0 | 22208.982 | 115689.6092 | 0 | 0 | 0 | 0 | 0 | 0 | 0 | 0 | 0 | 0 | 0 | 0 | 0 | 0 | 0 | 0
2016-01-26 09:00 | 0 | 0 | 0 | 0 | 39926.5525 | 0 | 402129 | 0 | 0 | 0 | 0 | 652912.1067 | 1876135.8673 | 0 | 0 | 0 | 0 | 0 | 0 | 0 | 0 | 0 | 0 | 0 | 0 | 0 | 0 | 0 | 0 | 0 | -246512.8382 | -115689.6092 | 0 | 0 | 0 | 0 | 0 | 0 | 0 | 0 | 0 | 0 | 0 | 0 | 0 | 0 | 0 | 0
2016-01-26 10:00 | 0 | 0 | 0 | 0 | 534577.0076 | 0 | 415301 | 0 | 0 | 0 | 0 | 656498.5051 | 1991825.4766 | 0 | 0 | 0 | 0 | 0 | 0 | 0 | 0 | 0 | 0 | 0 | 0 | 0 | 0 | 0 | 0 | 0 | 3586.3984 | 115689.6092 | 0 | 0 | 0 | 0 | 0 | 0 | 0 | 0 | 0 | 0 | 0 | 0 | 0 | 0 | 0 | 0
2016-01-26 11:00 | 0 | 0 | 0 | 0 | 529154.5589 | 0 | 445595 | 0 | 0 | 0 | 0 | 855747.6733 | 1876135.8673 | 0 | 0 | 0 | 0 | 0 | 0 | 0 | 0 | 0 | 0 | 0 | 0 | 0 | 0 | 0 | 0 | 0 | 199249.1681 | -115689.6092 | 0 | 0 | 0 | 0 | 0 | 0 | 0 | 0 | 0 | 0 | 0 | 0 | 0 | 0 | 0 | 0
2016-01-26 12:00 | 0 | 0 | 0 | 0 | 516074.6243 | 0 | 475322 | 0 | 0 | 0 | 0 | 1012189.9068 | 1760446.2581 | 0 | 0 | 0 | 0 | 0 | 0 | 0 | 0 | 0 | 0 | 0 | 0 | 0 | 0 | 0 | 0 | 0 | 156442.2336 | -115689.6092 | 0 | 0 | 0 | 0 | 0 | 0 | 0 | 0 | 0 | 0 | 0 | 0 | 0 | 0 | 0 | 0
2016-01-26 13:00 | 0 | 0 | 0 | 0 | 124688.649 | 4.9036 | 486896 | 0 | 0 | 0 | 0 | 765677.0686 | 1644756.6489 | 0 | 0 | 0 | 0 | 0 | 0 | 0 | 0 | 0 | 0 | 0 | 0 | 0 | 0 | 0 | 0 | 0 | -246512.8382 | -115689.6092 | 0 | 0 | 0 | 0 | 0 | 0 | 0 | 0 | 0 | 0 | 0 | 0 | 0 | 0 | 0 | 0
2016-01-26 14:00 | 0 | 0 | 0 | 0 | 387658.9177 | 45012.2172 | 487445 | 0 | 0 | 0 | 0 | 595213.5942 | 1760446.2581 | 0 | 0 | 0 | 0 | 0 | 0 | 0 | 0 | 0 | 0 | 0 | 0 | 0 | 0 | 0 | 0 | 0 | -170463.4744 | 115689.6092 | 0 | 0 | 0 | 0 | 0 | 0 | 0 | 0 | 0 | 0 | 0 | 0 | 0 | 0 | 0 | 0
2016-01-26 15:00 | 0 | 0 | 0 | 0 | 0 | 522992.7951 | 486455 | 0 | 0 | 0 | 0 | 516061.7801 | 1876135.8673 | 0 | 0 | 0 | 0 | 0 | 0 | 0 | 0 | 0 | 0 | 0 | 0 | 0 | 0 | 0 | 0 | 0 | -79151.8141 | 115689.6092 | 0 | 0 | 0 | 0 | 0 | 0 | 0 | 0 | 0 | 0 | 0 | 0 | 0 | 0 | 0 | 0
2016-01-26 16:00 | 0 | 0 | 0 | 0 | 195336.3908 | 648023.0567 | 481157 | 0 | 0 | 0 | 0 | 762574.6183 | 1991825.4766 | 0 | 0 | 0 | 0 | 0 | 0 | 0 | 0 | 0 | 0 | 0 | 0 | 0 | 0 | 0 | 0 | 0 | 246512.8382 | 115689.6092 | 0 | 0 | 0 | 0 | 0 | 0 | 0 | 0 | 0 | 0 | 0 | 0 | 0 | 0 | 0 | 0
2016-01-26 17:00 | 0 | 0 | 0 | 0 | 198117.5056 | 638103.9418 | 474019 | 0 | 0 | 0 | 0 | 1009087.4566 | 2107515.0858 | 0 | 0 | 0 | 0 | 0 | 0 | 0 | 0 | 0 | 0 | 0 | 0 | 0 | 0 | 0 | 0 | 0 | 246512.8382 | 115689.6092 | 0 | 0 | 0 | 0 | 0 | 0 | 0 | 0 | 0 | 0 | 0 | 0 | 0 | 0 | 0 | 0
2016-01-26 18:00 | 0 | 0 | 0 | 0 | 0 | 616515.8105 | 468079 | 0 | 0 | 0 | 0 | 1255600.2948 | 2009439.058 | 0 | 0 | 0 | 0 | 0 | 0 | 0 | 0 | 0 | 0 | 0 | 0 | 0 | 0 | 0 | 0 | 0 | 246512.8382 | -98076.0278 | 0 | 0 | 0 | 0 | 0 | 0 | 0 | 0 | 0 | 0 | 0 | 0 | 0 | 0 | 0 | 0
2016-01-26 19:00 | 0 | 0 | 0 | 0 | 0 | 605566.2471 | 463872 | 0 | 0 | 0 | 0 | 1502113.1331 | 1904620.4669 | 0 | 0 | 0 | 0 | 0 | 0 | 0 | 0 | 0 | 0 | 0 | 0 | 0 | 0 | 0 | 0 | 0 | 246512.8382 | -104818.5911 | 0 | 0 | 0 | 0 | 0 | 0 | 0 | 0 | 0 | 0 | 0 | 0 | 0 | 0 | 0 | 0
2016-01-26 20:00 | 0 | 0 | 0 | 0 | 201066.6015 | 622374.846 | 461239 | 0 | 0 | 0 | 0 | 1748625.9713 | 2020310.0761 | 0 | 0 | 0 | 0 | 0 | 0 | 0 | 0 | 0 | 0 | 0 | 0 | 0 | 0 | 0 | 0 | 0 | 246512.8382 | 115689.6092 | 0 | 0 | 0 | 0 | 0 | 0 | 0 | 0 | 0 | 0 | 0 | 0 | 0 | 0 | 0 | 0
2016-01-26 21:00 | 0 | 0 | 0 | 0 | 0 | 647798.1142 | 463887 | 0 | 0 | 0 | 0 | 1811062.0731 | 2135999.6854 | 0 | 0 | 0 | 0 | 0 | 0 | 0 | 5785.4032 | 0 | 0 | 0 | 0 | 0 | 0 | 0 | 0 | 0 | 62436.1018 | 115689.6092 | 0 | 0 | 0 | 0 | 0 | 0 | 0 | 0 | 0 | 5785.4032 | 0 | 0 | 0 | 0 | 0 | 0
2016-01-26 22:00 | 0 | 0 | 0 | 0 | 16159.3986 | 622605.5457 | 477148 | 0 | 0 | 0 | 0 | 2057574.9114 | 2020310.0761 | 0 | 0 | 0 | 0 | 0 | 0 | 0 | 36579.1185 | 0 | 0 | 0 | 0 | 0 | 0 | 0 | 0 | 0 | 246512.8382 | -115689.6092 | 0 | 0 | 0 | 0 | 0 | 0 | 0 | 0 | 0 | 30793.7153 | 0 | 0 | 0 | 0 | 0 | 0
2016-01-26 23:00 | 0 | 0 | 0 | 0 | 249238.5051 | 324643.4985 | 492997 | 0 | 0 | 0 | 0 | 2053564.021 | 2135999.6854 | 0 | 0 | 0 | 0 | 0 | 0 | 0 | 5785.4032 | 0 | 0 | 0 | 0 | 0 | 0 | 0 | 0 | 0 | -4010.8903 | 115689.6092 | 0 | 0 | 0 | 0 | 0 | 0 | 0 | 0 | 0 | -30793.7153 | 0 | 0 | 0 | 0 | 0 | 0
2016-01-27 | 0 | 0 | 0 | 0 | 115586 | 16675.1494 | 500249 | 0 | 0 | 0 | 0 | 1807051.1828 | 2020310.0761 | 0 | 0 | 0 | 0 | 0 | 0 | 0 | 0 | 0 | 0 | 0 | 0 | 0 | 0 | 0 | 0 | 0 | -246512.8382 | -115689.6092 | 0 | 0 | 0 | 0 | 0 | 0 | 0 | 0 | 0 | -5785.4032 | 0 | 0 | 0 | 0 | 0 | 0
2016-01-27 01:00 | 0 | 0 | 0 | 0 | 303589.7354 | 0 | 499113 | 0 | 0 | 0 | 0 | 1727217.5274 | 1904620.4669 | 0 | 0 | 0 | 0 | 0 | 0 | 0 | 0 | 0 | 0 | 0 | 0 | 0 | 0 | 0 | 0 | 0 | -79833.6554 | -115689.6092 | 0 | 0 | 0 | 0 | 0 | 0 | 0 | 0 | 0 | 0 | 0 | 0 | 0 | 0 | 0 | 0
2016-01-27 02:00 | 0 | 0 | 0 | 0 | 126707.5525 | 0 | 488910 | 0 | 0 | 0 | 0 | 1480704.6891 | 1788930.8577 | 0 | 0 | 0 | 0 | 0 | 0 | 0 | 0 | 0 | 0 | 0 | 0 | 0 | 0 | 0 | 0 | 0 | -246512.8382 | -115689.6092 | 0 | 0 | 0 | 0 | 0 | 0 | 0 | 0 | 0 | 0 | 0 | 0 | 0 | 0 | 0 | 0
2016-01-27 03:00 | 0 | 0 | 0 | 0 | 378783.3479 | 0 | 469326 | 0 | 0 | 0 | 0 | 1505851.6462 | 1673241.2484 | 0 | 0 | 0 | 0 | 0 | 0 | 0 | 0 | 0 | 0 | 0 | 0 | 0 | 0 | 0 | 0 | 0 | 25146.9571 | -115689.6092 | 0 | 0 | 0 | 0 | 0 | 0 | 0 | 0 | 0 | 0 | 0 | 0 | 0 | 0 | 0 | 0
2016-01-27 04:00 | 0 | 0 | 0 | 0 | 83331.5525 | 0 | 445534 | 0 | 0 | 0 | 0 | 1259338.808 | 1557551.6392 | 0 | 0 | 0 | 0 | 0 | 0 | 0 | 0 | 0 | 0 | 0 | 0 | 0 | 0 | 0 | 0 | 0 | -246512.8382 | -115689.6092 | 0 | 0 | 0 | 0 | 0 | 0 | 0 | 0 | 0 | 0 | 0 | 0 | 0 | 0 | 0 | 0
2016-01-27 05:00 | 0 | 0 | 0 | 0 | 467595.2005 | 0 | 425309 | 0 | 0 | 0 | 0 | 1185935.3993 | 1673241.2484 | 0 | 0 | 0 | 0 | 0 | 0 | 0 | 0 | 0 | 0 | 0 | 0 | 0 | 0 | 0 | 0 | 0 | -73403.4087 | 115689.6092 | 0 | 0 | 0 | 0 | 0 | 0 | 0 | 0 | 0 | 0 | 0 | 0 | 0 | 0 | 0 | 0
2016-01-27 06:00 | 0 | 0 | 0 | 0 | 280895.771 | 0 | 411719 | 0 | 0 | 0 | 0 | 939422.5611 | 1788930.8577 | 0 | 0 | 0 | 0 | 0 | 0 | 0 | 0 | 0 | 0 | 0 | 0 | 0 | 0 | 0 | 0 | 0 | -246512.8382 | 115689.6092 | 0 | 0 | 0 | 0 | 0 | 0 | 0 | 0 | 0 | 0 | 0 | 0 | 0 | 0 | 0 | 0
2016-01-27 07:00 | 0 | 0 | 0 | 0 | 551328.8119 | 0 | 403198 | 0 | 0 | 0 | 0 | 1185935.3993 | 1673241.2484 | 0 | 0 | 0 | 0 | 0 | 0 | 0 | 17307.5829 | 0 | 0 | 0 | 0 | 0 | 0 | 0 | 0 | 0 | 246512.8382 | -115689.6092 | 0 | 0 | 0 | 0 | 0 | 0 | 0 | 0 | 0 | 17307.5829 | 0 | 0 | 0 | 0 | 0 | 0
2016-01-27 08:00 | 0 | 0 | 0 | 0 | 19893.9697 | 0 | 399404 | 0 | 0 | 0 | 0 | 939422.5611 | 1557551.6392 | 0 | 0 | 0 | 0 | 0 | 0 | 0 | 0 | 0 | 0 | 0 | 0 | 0 | 0 | 0 | 0 | 0 | -246512.8382 | -115689.6092 | 0 | 0 | 0 | 0 | 0 | 0 | 0 | 0 | 0 | -17307.5829 | 0 | 0 | 0 | 0 | 0 | 0
2016-01-27 09:00 | 0 | 0 | 0 | 0 | 612622.2734 | 0 | 403381 | 0 | 0 | 0 | 0 | 1185935.3993 | 1520280.0743 | 0 | 0 | 0 | 0 | 0 | 0 | 0 | 0 | 0 | 0 | 0 | 0 | 0 | 0 | 0 | 0 | 0 | 246512.8382 | -37271.5649 | 0 | 0 | 0 | 0 | 0 | 0 | 0 | 0 | 0 | 0 | 0 | 0 | 0 | 0 | 0 | 0
2016-01-27 10:00 | 0 | 0 | 0 | 0 | 56463.5525 | 0 | 418666 | 0 | 0 | 0 | 0 | 939422.5611 | 1404590.4651 | 0 | 0 | 0 | 0 | 0 | 0 | 0 | 0 | 0 | 0 | 0 | 0 | 0 | 0 | 0 | 0 | 0 | -246512.8382 | -115689.6092 | 0 | 0 | 0 | 0 | 0 | 0 | 0 | 0 | 0 | 0 | 0 | 0 | 0 | 0 | 0 | 0
2016-01-27 11:00 | 0 | 0 | 0 | 0 | 639001.4583 | 0 | 449958 | 0 | 0 | 0 | 0 | 1012776.4101 | 1520280.0743 | 0 | 0 | 0 | 0 | 0 | 0 | 0 | 0 | 0 | 0 | 0 | 0 | 0 | 0 | 0 | 0 | 0 | 73353.849 | 115689.6092 | 0 | 0 | 0 | 0 | 0 | 0 | 0 | 0 | 0 | 0 | 0 | 0 | 0 | 0 | 0 | 0
2016-01-27 12:00 | 0 | 0 | 0 | 0 | 120050.5525 | 0 | 482253 | 0 | 0 | 0 | 0 | 766263.5719 | 1404590.4651 | 0 | 0 | 0 | 0 | 0 | 0 | 0 | 0 | 0 | 0 | 0 | 0 | 0 | 0 | 0 | 0 | 0 | -246512.8382 | -115689.6092 | 0 | 0 | 0 | 0 | 0 | 0 | 0 | 0 | 0 | 0 | 0 | 0 | 0 | 0 | 0 | 0
2016-01-27 13:00 | 0 | 0 | 0 | 0 | 643865.1306 | 31.2904 | 494454 | 0 | 0 | 0 | 0 | 800016.3836 | 1520280.0743 | 0 | 0 | 0 | 0 | 0 | 0 | 0 | 0 | 0 | 0 | 0 | 0 | 0 | 0 | 0 | 0 | 0 | 33752.8118 | 115689.6092 | 0 | 0 | 0 | 0 | 0 | 0 | 0 | 0 | 0 | 0 | 0 | 0 | 0 | 0 | 0 | 0
2016-01-27 14:00 | 0 | 0 | 0 | 0 | 268943.5251 | 96705.2459 | 496472 | 0 | 0 | 0 | 0 | 553503.5454 | 1635969.6836 | 0 | 0 | 0 | 0 | 0 | 0 | 0 | 0 | 0 | 0 | 0 | 0 | 0 | 0 | 0 | 0 | 0 | -246512.8382 | 115689.6092 | 0 | 0 | 0 | 0 | 0 | 0 | 0 | 0 | 0 | 0 | 0 | 0 | 0 | 0 | 0 | 0
2016-01-27 15:00 | 0 | 0 | 0 | 0 | 290272.6403 | 567339.8072 | 495410 | 0 | 0 | 0 | 0 | 800016.3836 | 1751659.2928 | 0 | 0 | 0 | 0 | 0 | 0 | 0 | 0 | 0 | 0 | 0 | 0 | 0 | 0 | 0 | 0 | 0 | 246512.8382 | 115689.6092 | 0 | 0 | 0 | 0 | 0 | 0 | 0 | 0 | 0 | 0 | 0 | 0 | 0 | 0 | 0 | 0
2016-01-27 16:00 | 0 | 0 | 0 | 0 | 0 | 670971.2119 | 488754 | 0 | 0 | 0 | 0 | 866543.9864 | 1867348.902 | 0 | 0 | 0 | 0 | 0 | 0 | 0 | 0 | 0 | 0 | 0 | 0 | 0 | 0 | 0 | 0 | 0 | 66527.6027 | 115689.6092 | 0 | 0 | 0 | 0 | 0 | 0 | 0 | 0 | 0 | 0 | 0 | 0 | 0 | 0 | 0 | 0
2016-01-27 17:00 | 0 | 0 | 0 | 0 | 0 | 651999.2588 | 479322 | 0 | 0 | 0 | 0 | 1113056.8246 | 1793513.3226 | 0 | 0 | 0 | 0 | 0 | 0 | 0 | 0 | 0 | 0 | 0 | 0 | 0 | 0 | 0 | 0 | 0 | 246512.8382 | -73835.5794 | 0 | 0 | 0 | 0 | 0 | 0 | 0 | 0 | 0 | 0 | 0 | 0 | 0 | 0 | 0 | 0
2016-01-27 18:00 | 0 | 0 | 0 | 0 | 208444.275 | 623710.1725 | 469952 | 0 | 0 | 0 | 0 | 1359569.6628 | 1909202.9318 | 0 | 0 | 0 | 0 | 0 | 0 | 0 | 0 | 0 | 0 | 0 | 0 | 0 | 0 | 0 | 0 | 0 | 246512.8382 | 115689.6092 | 0 | 0 | 0 | 0 | 0 | 0 | 0 | 0 | 0 | 0 | 0 | 0 | 0 | 0 | 0 | 0
2016-01-27 19:00 | 0 | 0 | 0 | 0 | 0 | 610180.9168 | 462707 | 0 | 0 | 0 | 0 | 1391353.9704 | 2024892.5411 | 0 | 0 | 0 | 0 | 0 | 0 | 0 | 0 | 0 | 0 | 0 | 0 | 0 | 0 | 0 | 0 | 0 | 31784.3076 | 115689.6092 | 0 | 0 | 0 | 0 | 0 | 0 | 0 | 0 | 0 | 0 | 0 | 0 | 0 | 0 | 0 | 0
2016-01-27 20:00 | 0 | 0 | 0 | 0 | 0 | 622238.1226 | 458018 | 0 | 0 | 0 | 0 | 1637866.8086 | 1942599.8254 | 0 | 0 | 0 | 0 | 0 | 0 | 0 | 0 | 0 | 0 | 0 | 0 | 0 | 0 | 0 | 0 | 0 | 246512.8382 | -82292.7157 | 0 | 0 | 0 | 0 | 0 | 0 | 0 | 0 | 0 | 0 | 0 | 0 | 0 | 0 | 0 | 0
2016-01-27 21:00 | 0 | 0 | 0 | 0 | 0 | 640669.5073 | 458984 | 0 | 0 | 0 | 0 | 1703862.7067 | 2058289.4346 | 0 | 0 | 0 | 0 | 0 | 0 | 0 | 0 | 0 | 0 | 0 | 0 | 0 | 0 | 0 | 0 | 0 | 65995.898 | 115689.6092 | 0 | 0 | 0 | 0 | 0 | 0 | 0 | 0 | 0 | 0 | 0 | 0 | 0 | 0 | 0 | 0
2016-01-27 22:00 | 0 | 0 | 0 | 0 | 16104.3048 | 586501.9242 | 471783 | 0 | 0 | 0 | 0 | 1950375.5449 | 1942599.8254 | 0 | 0 | 0 | 0 | 0 | 0 | 0 | 0 | 0 | 0 | 0 | 0 | 0 | 0 | 0 | 0 | 0 | 246512.8382 | -115689.6092 | 0 | 0 | 0 | 0 | 0 | 0 | 0 | 0 | 0 | 0 | 0 | 0 | 0 | 0 | 0 | 0
2016-01-27 23:00 | 0 | 0 | 0 | 0 | 116674.5113 | 244223.2597 | 491721 | 0 | 0 | 0 | 0 | 1703862.7067 | 2058289.4346 | 0 | 0 | 0 | 0 | 0 | 0 | 0 | 0 | 0 | 0 | 0 | 0 | 0 | 0 | 0 | 0 | 0 | -246512.8382 | 115689.6092 | 0 | 0 | 0 | 0 | 0 | 0 | 0 | 0 | 0 | 0 | 0 | 0 | 0 | 0 | 0 | 0
2016-01-28 | 0 | 0 | 0 | 0 | 361865.1255 | 11106.6455 | 503795 | 0 | 0 | 0 | 0 | 1457349.8684 | 2173979.0439 | 0 | 0 | 0 | 0 | 0 | 0 | 0 | 0 | 0 | 0 | 0 | 0 | 0 | 0 | 0 | 0 | 0 | -246512.8382 | 115689.6092 | 0 | 0 | 0 | 0 | 0 | 0 | 0 | 0 | 0 | 0 | 0 | 0 | 0 | 0 | 0 | 0
2016-01-28 01:00 | 0 | 0 | 0 | 0 | 719446.1172 | 0 | 505618 | 0 | 0 | 0 | 0 | 1703862.7067 | 2141294.3229 | 0 | 0 | 0 | 0 | 0 | 0 | 0 | 0 | 0 | 0 | 0 | 0 | 0 | 0 | 0 | 0 | 0 | 246512.8382 | -32684.721 | 0 | 0 | 0 | 0 | 0 | 0 | 0 | 0 | 0 | 0 | 0 | 0 | 0 | 0 | 0 | 0
2016-01-28 02:00 | 0 | 0 | 0 | 0 | 136330.5525 | 0 | 498533 | 0 | 0 | 0 | 0 | 1457349.8684 | 2025604.7136 | 0 | 0 | 0 | 0 | 0 | 0 | 0 | 0 | 0 | 0 | 0 | 0 | 0 | 0 | 0 | 0 | 0 | -246512.8382 | -115689.6092 | 0 | 0 | 0 | 0 | 0 | 0 | 0 | 0 | 0 | 0 | 0 | 0 | 0 | 0 | 0 | 0
2016-01-28 03:00 | 0 | 0 | 0 | 0 | 118595.5525 | 0 | 480798 | 0 | 0 | 0 | 0 | 1210837.0302 | 1909915.1044 | 0 | 0 | 0 | 0 | 0 | 0 | 0 | 0 | 0 | 0 | 0 | 0 | 0 | 0 | 0 | 0 | 0 | -246512.8382 | -115689.6092 | 0 | 0 | 0 | 0 | 0 | 0 | 0 | 0 | 0 | 0 | 0 | 0 | 0 | 0 | 0 | 0
2016-01-28 04:00 | 0 | 0 | 0 | 0 | 780394.1733 | 0 | 458328 | 0 | 0 | 0 | 0 | 1457349.8684 | 1985468.4395 | 0 | 0 | 0 | 0 | 0 | 0 | 0 | 0 | 0 | 0 | 0 | 0 | 0 | 0 | 0 | 0 | 0 | 246512.8382 | 75553.3351 | 0 | 0 | 0 | 0 | 0 | 0 | 0 | 0 | 0 | 0 | 0 | 0 | 0 | 0 | 0 | 0
2016-01-28 05:00 | 0 | 0 | 0 | 0 | 77185.5525 | 0 | 439388 | 0 | 0 | 0 | 0 | 1210837.0302 | 1869778.8303 | 0 | 0 | 0 | 0 | 0 | 0 | 0 | 0 | 0 | 0 | 0 | 0 | 0 | 0 | 0 | 0 | 0 | -246512.8382 | -115689.6092 | 0 | 0 | 0 | 0 | 0 | 0 | 0 | 0 | 0 | 0 | 0 | 0 | 0 | 0 | 0 | 0
2016-01-28 06:00 | 0 | 0 | 0 | 0 | 65346.5525 | 0 | 427549 | 0 | 0 | 0 | 0 | 964324.1919 | 1754089.221 | 0 | 0 | 0 | 0 | 0 | 0 | 0 | 0 | 0 | 0 | 0 | 0 | 0 | 0 | 0 | 0 | 0 | -246512.8382 | -115689.6092 | 0 | 0 | 0 | 0 | 0 | 0 | 0 | 0 | 0 | 0 | 0 | 0 | 0 | 0 | 0 | 0
2016-01-28 07:00 | 0 | 0 | 0 | 0 | 782350.4475 | 0 | 420148 | 0 | 0 | 0 | 0 | 1210837.0302 | 1869778.8303 | 0 | 0 | 0 | 0 | 0 | 0 | 0 | 0 | 0 | 0 | 0 | 0 | 0 | 0 | 0 | 0 | 0 | 246512.8382 | 115689.6092 | 0 | 0 | 0 | 0 | 0 | 0 | 0 | 0 | 0 | 0 | 0 | 0 | 0 | 0 | 0 | 0
2016-01-28 08:00 | 0 | 0 | 0 | 0 | 54859.5525 | 0 | 417062 | 0 | 0 | 0 | 0 | 964324.1919 | 1754089.221 | 0 | 0 | 0 | 0 | 0 | 0 | 0 | 0 | 0 | 0 | 0 | 0 | 0 | 0 | 0 | 0 | 0 | -246512.8382 | -115689.6092 | 0 | 0 | 0 | 0 | 0 | 0 | 0 | 0 | 0 | 0 | 0 | 0 | 0 | 0 | 0 | 0
2016-01-28 09:00 | 0 | 0 | 0 | 0 | 289903.771 | 0 | 420727 | 0 | 0 | 0 | 0 | 717811.3537 | 1869778.8303 | 0 | 0 | 0 | 0 | 0 | 0 | 0 | 0 | 0 | 0 | 0 | 0 | 0 | 0 | 0 | 0 | 0 | -246512.8382 | 115689.6092 | 0 | 0 | 0 | 0 | 0 | 0 | 0 | 0 | 0 | 0 | 0 | 0 | 0 | 0 | 0 | 0
2016-01-28 10:00 | 0 | 0 | 0 | 0 | 779020.8441 | 0 | 437126 | 0 | 0 | 0 | 0 | 964324.1919 | 1965160.8361 | 0 | 0 | 0 | 0 | 0 | 0 | 0 | 0 | 0 | 0 | 0 | 0 | 0 | 0 | 0 | 0 | 0 | 246512.8382 | 95382.0058 | 0 | 0 | 0 | 0 | 0 | 0 | 0 | 0 | 0 | 0 | 0 | 0 | 0 | 0 | 0 | 0
2016-01-28 11:00 | 0 | 0 | 0 | 0 | 109224.5525 | 0 | 471427 | 0 | 0 | 0 | 0 | 717811.3537 | 1849471.2269 | 0 | 0 | 0 | 0 | 0 | 0 | 0 | 0 | 0 | 0 | 0 | 0 | 0 | 0 | 0 | 0 | 0 | -246512.8382 | -115689.6092 | 0 | 0 | 0 | 0 | 0 | 0 | 0 | 0 | 0 | 0 | 0 | 0 | 0 | 0 | 0 | 0
2016-01-28 12:00 | 0 | 0 | 0 | 0 | 141201.5525 | 0 | 503404 | 0 | 0 | 0 | 0 | 471298.5155 | 1733781.6176 | 0 | 0 | 0 | 0 | 0 | 0 | 0 | 0 | 0 | 0 | 0 | 0 | 0 | 0 | 0 | 0 | 0 | -246512.8382 | -115689.6092 | 0 | 0 | 0 | 0 | 0 | 0 | 0 | 0 | 0 | 0 | 0 | 0 | 0 | 0 | 0 | 0
2016-01-28 13:00 | 0 | 0 | 0 | 0 | 716990.8292 | 38.0105 | 512040 | 0 | 0 | 0 | 0 | 560597.7459 | 1849471.2269 | 0 | 0 | 0 | 0 | 0 | 0 | 0 | 0 | 0 | 0 | 0 | 0 | 0 | 0 | 0 | 0 | 0 | 89299.2305 | 115689.6092 | 0 | 0 | 0 | 0 | 0 | 0 | 0 | 0 | 0 | 0 | 0 | 0 | 0 | 0 | 0 | 0
2016-01-28 14:00 | 0 | 0 | 0 | 0 | 48858.6532 | 96560.8993 | 507622 | 0 | 0 | 0 | 0 | 314084.9077 | 1733781.6176 | 0 | 0 | 0 | 0 | 0 | 0 | 0 | 0 | 0 | 0 | 0 | 0 | 0 | 0 | 0 | 0 | 0 | -246512.8382 | -115689.6092 | 0 | 0 | 0 | 0 | 0 | 0 | 0 | 0 | 0 | 0 | 0 | 0 | 0 | 0 | 0 | 0
2016-01-28 15:00 | 0 | 0 | 0 | 0 | 287060.736 | 573970.7115 | 498829 | 0 | 0 | 0 | 0 | 560597.7459 | 1849471.2269 | 0 | 0 | 0 | 0 | 0 | 0 | 0 | 0 | 0 | 0 | 0 | 0 | 0 | 0 | 0 | 0 | 0 | 246512.8382 | 115689.6092 | 0 | 0 | 0 | 0 | 0 | 0 | 0 | 0 | 0 | 0 | 0 | 0 | 0 | 0 | 0 | 0
2016-01-28 16:00 | 0 | 0 | 0 | 0 | 0 | 708624.3902 | 486539 | 0 | 0 | 0 | 0 | 666993.5269 | 1965160.8361 | 0 | 0 | 0 | 0 | 0 | 0 | 0 | 0 | 0 | 0 | 0 | 0 | 0 | 0 | 0 | 0 | 0 | 106395.781 | 115689.6092 | 0 | 0 | 0 | 0 | 0 | 0 | 0 | 0 | 0 | 0 | 0 | 0 | 0 | 0 | 0 | 0
2016-01-28 17:00 | 0 | 0 | 0 | 0 | 0 | 691950.5901 | 473213 | 0 | 0 | 0 | 0 | 913506.3651 | 1937385.5879 | 0 | 0 | 0 | 0 | 0 | 0 | 0 | 0 | 0 | 0 | 0 | 0 | 0 | 0 | 0 | 0 | 0 | 246512.8382 | -27775.2482 | 0 | 0 | 0 | 0 | 0 | 0 | 0 | 0 | 0 | 0 | 0 | 0 | 0 | 0 | 0 | 0
2016-01-28 18:00 | 0 | 0 | 0 | 0 | 0 | 650073.8704 | 463101 | 0 | 0 | 0 | 0 | 1160019.2034 | 1877845.6201 | 0 | 0 | 0 | 0 | 0 | 0 | 0 | 0 | 0 | 0 | 0 | 0 | 0 | 0 | 0 | 0 | 0 | 246512.8382 | -59539.9678 | 0 | 0 | 0 | 0 | 0 | 0 | 0 | 0 | 0 | 0 | 0 | 0 | 0 | 0 | 0 | 0
2016-01-28 19:00 | 0 | 0 | 0 | 0 | 0 | 632869.4423 | 455087 | 0 | 0 | 0 | 0 | 1222112.0365 | 1993535.2293 | 0 | 0 | 0 | 0 | 0 | 0 | 0 | 0 | 0 | 0 | 0 | 0 | 0 | 0 | 0 | 0 | 0 | 62092.8331 | 115689.6092 | 0 | 0 | 0 | 0 | 0 | 0 | 0 | 0 | 0 | 0 | 0 | 0 | 0 | 0 | 0 | 0
2016-01-28 20:00 | 0 | 0 | 0 | 0 | 163630.6678 | 648867.7797 | 450296 | 0 | 0 | 0 | 0 | 1468624.8747 | 2109224.8385 | 0 | 0 | 0 | 0 | 0 | 0 | 0 | 0 | 0 | 0 | 0 | 0 | 0 | 0 | 0 | 0 | 0 | 246512.8382 | 115689.6092 | 0 | 0 | 0 | 0 | 0 | 0 | 0 | 0 | 0 | 0 | 0 | 0 | 0 | 0 | 0 | 0
2016-01-28 21:00 | 0 | 0 | 0 | 0 | 0 | 685003.2576 | 452306 | 0 | 0 | 0 | 0 | 1579847.1199 | 2224914.4478 | 0 | 0 | 0 | 0 | 0 | 0 | 0 | 5785.4032 | 0 | 0 | 0 | 0 | 0 | 0 | 0 | 0 | 0 | 111222.2452 | 115689.6092 | 0 | 0 | 0 | 0 | 0 | 0 | 0 | 0 | 0 | 5785.4032 | 0 | 0 | 0 | 0 | 0 | 0
2016-01-28 22:00 | 0 | 0 | 0 | 0 | 0 | 647924.6966 | 463893 | 0 | 0 | 0 | 0 | 1826359.9581 | 2131639.5908 | 0 | 0 | 0 | 0 | 0 | 0 | 0 | 36579.1185 | 0 | 0 | 0 | 0 | 0 | 0 | 0 | 0 | 0 | 246512.8382 | -93274.857 | 0 | 0 | 0 | 0 | 0 | 0 | 0 | 0 | 0 | 30793.7153 | 0 | 0 | 0 | 0 | 0 | 0
2016-01-28 23:00 | 0 | 0 | 0 | 0 | 363627.1402 | 280646.9655 | 479734 | 0 | 0 | 0 | 0 | 1906004.17 | 2247329.2 | 0 | 0 | 0 | 0 | 0 | 0 | 0 | 5785.4032 | 0 | 0 | 0 | 0 | 0 | 0 | 0 | 0 | 0 | 79644.2118 | 115689.6092 | 0 | 0 | 0 | 0 | 0 | 0 | 0 | 0 | 0 | -30793.7153 | 0 | 0 | 0 | 0 | 0 | 0
2016-01-29 | 0 | 0 | 0 | 0 | 338646.0228 | 14733.3451 | 489988 | 0 | 0 | 0 | 0 | 1659491.3317 | 2363018.8093 | 0 | 0 | 0 | 0 | 0 | 0 | 0 | 0 | 0 | 0 | 0 | 0 | 0 | 0 | 0 | 0 | 0 | -246512.8382 | 115689.6092 | 0 | 0 | 0 | 0 | 0 | 0 | 0 | 0 | 0 | -5785.4032 | 0 | 0 | 0 | 0 | 0 | 0
2016-01-29 01:00 | 0 | 0 | 0 | 0 | 429081.366 | 0 | 491465 | 0 | 0 | 0 | 0 | 1712797.3069 | 2247329.2 | 0 | 0 | 0 | 0 | 0 | 0 | 0 | 0 | 0 | 0 | 0 | 0 | 0 | 0 | 0 | 0 | 0 | 53305.9752 | -115689.6092 | 0 | 0 | 0 | 0 | 0 | 0 | 0 | 0 | 0 | 0 | 0 | 0 | 0 | 0 | 0 | 0
2016-01-29 02:00 | 0 | 0 | 0 | 0 | 121682.5525 | 0 | 483885 | 0 | 0 | 0 | 0 | 1466284.4687 | 2131639.5908 | 0 | 0 | 0 | 0 | 0 | 0 | 0 | 0 | 0 | 0 | 0 | 0 | 0 | 0 | 0 | 0 | 0 | -246512.8382 | -115689.6092 | 0 | 0 | 0 | 0 | 0 | 0 | 0 | 0 | 0 | 0 | 0 | 0 | 0 | 0 | 0 | 0
2016-01-29 03:00 | 0 | 0 | 0 | 0 | 536994.6351 | 0 | 466139 | 0 | 0 | 0 | 0 | 1622035.9976 | 2015949.9816 | 0 | 0 | 0 | 0 | 0 | 0 | 0 | 30793.7153 | 0 | 0 | 0 | 0 | 0 | 0 | 0 | 0 | 0 | 155751.529 | -115689.6092 | 0 | 0 | 0 | 0 | 0 | 0 | 0 | 0 | 0 | 30793.7153 | 0 | 0 | 0 | 0 | 0 | 0
2016-01-29 04:00 | 0 | 0 | 0 | 0 | 49990.8372 | 0 | 442987 | 0 | 0 | 0 | 0 | 1375523.1594 | 1900260.3723 | 0 | 0 | 0 | 0 | 0 | 0 | 0 | 0 | 0 | 0 | 0 | 0 | 0 | 0 | 0 | 0 | 0 | -246512.8382 | -115689.6092 | 0 | 0 | 0 | 0 | 0 | 0 | 0 | 0 | 0 | -30793.7153 | 0 | 0 | 0 | 0 | 0 | 0
2016-01-29 05:00 | 0 | 0 | 0 | 0 | 62459.5525 | 0 | 424662 | 0 | 0 | 0 | 0 | 1129010.3212 | 1784570.7631 | 0 | 0 | 0 | 0 | 0 | 0 | 0 | 0 | 0 | 0 | 0 | 0 | 0 | 0 | 0 | 0 | 0 | -246512.8382 | -115689.6092 | 0 | 0 | 0 | 0 | 0 | 0 | 0 | 0 | 0 | 0 | 0 | 0 | 0 | 0 | 0 | 0
2016-01-29 06:00 | 0 | 0 | 0 | 0 | 695360.0314 | 0 | 413273 | 0 | 0 | 0 | 0 | 1375523.1594 | 1820144.9562 | 0 | 0 | 0 | 0 | 0 | 0 | 0 | 0 | 0 | 0 | 0 | 0 | 0 | 0 | 0 | 0 | 0 | 246512.8382 | 35574.1931 | 0 | 0 | 0 | 0 | 0 | 0 | 0 | 0 | 0 | 0 | 0 | 0 | 0 | 0 | 0 | 0
2016-01-29 07:00 | 0 | 0 | 0 | 0 | 43873.5525 | 0 | 406076 | 0 | 0 | 0 | 0 | 1129010.3212 | 1704455.347 | 0 | 0 | 0 | 0 | 0 | 0 | 0 | 0 | 0 | 0 | 0 | 0 | 0 | 0 | 0 | 0 | 0 | -246512.8382 | -115689.6092 | 0 | 0 | 0 | 0 | 0 | 0 | 0 | 0 | 0 | 0 | 0 | 0 | 0 | 0 | 0 | 0
2016-01-29 08:00 | 0 | 0 | 0 | 0 | 41627.5525 | 0 | 403830 | 0 | 0 | 0 | 0 | 882497.4829 | 1588765.7378 | 0 | 0 | 0 | 0 | 0 | 0 | 0 | 0 | 0 | 0 | 0 | 0 | 0 | 0 | 0 | 0 | 0 | -246512.8382 | -115689.6092 | 0 | 0 | 0 | 0 | 0 | 0 | 0 | 0 | 0 | 0 | 0 | 0 | 0 | 0 | 0 | 0
2016-01-29 09:00 | 0 | 0 | 0 | 0 | 762470.6479 | 0 | 408717 | 0 | 0 | 0 | 0 | 1129010.3212 | 1696006.5475 | 0 | 0 | 0 | 0 | 0 | 0 | 0 | 0 | 0 | 0 | 0 | 0 | 0 | 0 | 0 | 0 | 0 | 246512.8382 | 107240.8097 | 0 | 0 | 0 | 0 | 0 | 0 | 0 | 0 | 0 | 0 | 0 | 0 | 0 | 0 | 0 | 0
2016-01-29 10:00 | 0 | 0 | 0 | 0 | 61522.5525 | 0 | 423725 | 0 | 0 | 0 | 0 | 882497.4829 | 1580316.9382 | 0 | 0 | 0 | 0 | 0 | 0 | 0 | 0 | 0 | 0 | 0 | 0 | 0 | 0 | 0 | 0 | 0 | -246512.8382 | -115689.6092 | 0 | 0 | 0 | 0 | 0 | 0 | 0 | 0 | 0 | 0 | 0 | 0 | 0 | 0 | 0 | 0
2016-01-29 11:00 | 0 | 0 | 0 | 0 | 327280.771 | 0 | 458104 | 0 | 0 | 0 | 0 | 635984.6447 | 1696006.5475 | 0 | 0 | 0 | 0 | 0 | 0 | 0 | 0 | 0 | 0 | 0 | 0 | 0 | 0 | 0 | 0 | 0 | -246512.8382 | 115689.6092 | 0 | 0 | 0 | 0 | 0 | 0 | 0 | 0 | 0 | 0 | 0 | 0 | 0 | 0 | 0 | 0
2016-01-29 12:00 | 0 | 0 | 0 | 0 | 792749.8498 | 0 | 489880 | 0 | 0 | 0 | 0 | 882497.4829 | 1752363.559 | 0 | 0 | 0 | 0 | 0 | 0 | 0 | 0 | 0 | 0 | 0 | 0 | 0 | 0 | 0 | 0 | 0 | 246512.8382 | 56357.0115 | 0 | 0 | 0 | 0 | 0 | 0 | 0 | 0 | 0 | 0 | 0 | 0 | 0 | 0 | 0 | 0
2016-01-29 13:00 | 0 | 0 | 0 | 0 | 136095.182 | 41.3706 | 498339 | 0 | 0 | 0 | 0 | 635984.6447 | 1636673.9498 | 0 | 0 | 0 | 0 | 0 | 0 | 0 | 0 | 0 | 0 | 0 | 0 | 0 | 0 | 0 | 0 | 0 | -246512.8382 | -115689.6092 | 0 | 0 | 0 | 0 | 0 | 0 | 0 | 0 | 0 | 0 | 0 | 0 | 0 | 0 | 0 | 0
2016-01-29 14:00 | 0 | 0 | 0 | 0 | 244966.4948 | 116494.2761 | 492284 | 0 | 0 | 0 | 0 | 389471.8064 | 1752363.559 | 0 | 0 | 0 | 0 | 0 | 0 | 0 | 0 | 0 | 0 | 0 | 0 | 0 | 0 | 0 | 0 | 0 | -246512.8382 | 115689.6092 | 0 | 0 | 0 | 0 | 0 | 0 | 0 | 0 | 0 | 0 | 0 | 0 | 0 | 0 | 0 | 0
2016-01-29 15:00 | 0 | 0 | 0 | 0 | 341071.08 | 505118.3675 | 483987 | 0 | 0 | 0 | 0 | 635984.6447 | 1868053.1682 | 0 | 0 | 0 | 0 | 0 | 0 | 0 | 0 | 0 | 0 | 0 | 0 | 0 | 0 | 0 | 0 | 0 | 246512.8382 | 115689.6092 | 0 | 0 | 0 | 0 | 0 | 0 | 0 | 0 | 0 | 0 | 0 | 0 | 0 | 0 | 0 | 0
2016-01-29 16:00 | 0 | 0 | 0 | 0 | 0 | 600438.8701 | 472607 | 0 | 0 | 0 | 0 | 648126.9055 | 1983742.7775 | 0 | 0 | 0 | 0 | 0 | 0 | 0 | 0 | 0 | 0 | 0 | 0 | 0 | 0 | 0 | 0 | 0 | 12142.2608 | 115689.6092 | 0 | 0 | 0 | 0 | 0 | 0 | 0 | 0 | 0 | 0 | 0 | 0 | 0 | 0 | 0 | 0
2016-01-29 17:00 | 0 | 0 | 0 | 0 | 0 | 597205.8787 | 461493 | 0 | 0 | 0 | 0 | 668150.175 | 2099432.3867 | 0 | 0 | 0 | 0 | 0 | 0 | 0 | 0 | 0 | 0 | 0 | 0 | 0 | 0 | 0 | 0 | 0 | 20023.2695 | 115689.6092 | 0 | 0 | 0 | 0 | 0 | 0 | 0 | 0 | 0 | 0 | 0 | 0 | 0 | 0 | 0 | 0
2016-01-29 18:00 | 0 | 0 | 0 | 0 | 236619.8459 | 578645.6016 | 453063 | 0 | 0 | 0 | 0 | 914663.0132 | 2215121.9959 | 0 | 0 | 0 | 0 | 0 | 0 | 0 | 0 | 0 | 0 | 0 | 0 | 0 | 0 | 0 | 0 | 0 | 246512.8382 | 115689.6092 | 0 | 0 | 0 | 0 | 0 | 0 | 0 | 0 | 0 | 0 | 0 | 0 | 0 | 0 | 0 | 0
2016-01-29 19:00 | 0 | 0 | 0 | 0 | 0 | 571498.4566 | 446413 | 0 | 0 | 0 | 0 | 924058.8606 | 2330811.6052 | 0 | 0 | 0 | 0 | 0 | 0 | 0 | 0 | 0 | 0 | 0 | 0 | 0 | 0 | 0 | 0 | 0 | 9395.8474 | 115689.6092 | 0 | 0 | 0 | 0 | 0 | 0 | 0 | 0 | 0 | 0 | 0 | 0 | 0 | 0 | 0 | 0
2016-01-29 20:00 | 0 | 0 | 0 | 0 | 0 | 580478.0858 | 441068 | 0 | 0 | 0 | 0 | 1170571.6988 | 2223708.8527 | 0 | 0 | 0 | 0 | 0 | 0 | 0 | 0 | 0 | 0 | 0 | 0 | 0 | 0 | 0 | 0 | 0 | 246512.8382 | -107102.7525 | 0 | 0 | 0 | 0 | 0 | 0 | 0 | 0 | 0 | 0 | 0 | 0 | 0 | 0 | 0 | 0
2016-01-29 21:00 | 0 | 0 | 0 | 0 | 0 | 592032.7284 | 441048 | 0 | 0 | 0 | 0 | 1205866.818 | 2339398.4619 | 0 | 0 | 0 | 0 | 0 | 0 | 0 | 0 | 0 | 0 | 0 | 0 | 0 | 0 | 0 | 0 | 0 | 35295.1191 | 115689.6092 | 0 | 0 | 0 | 0 | 0 | 0 | 0 | 0 | 0 | 0 | 0 | 0 | 0 | 0 | 0 | 0
2016-01-29 22:00 | 0 | 0 | 0 | 0 | 0 | 516400.0053 | 450733 | 0 | 0 | 0 | 0 | 1155844.2141 | 2455088.0711 | 0 | 0 | 0 | 0 | 0 | 0 | 0 | 0 | 0 | 0 | 0 | 0 | 0 | 0 | 0 | 0 | 0 | -50022.6039 | 115689.6092 | 0 | 0 | 0 | 0 | 0 | 0 | 0 | 0 | 0 | 0 | 0 | 0 | 0 | 0 | 0 | 0
2016-01-29 23:00 | 0 | 0 | 0 | 0 | 0 | 241583.3039 | 465999 | 0 | 0 | 0 | 0 | 1047118.1272 | 2339398.4619 | 0 | 0 | 0 | 0 | 0 | 0 | 0 | 0 | 0 | 0 | 0 | 0 | 0 | 0 | 0 | 0 | 0 | -108726.0869 | -115689.6092 | 0 | 0 | 0 | 0 | 0 | 0 | 0 | 0 | 0 | 0 | 0 | 0 | 0 | 0 | 0 | 0
2016-01-30 | 0 | 0 | 0 | 0 | 758472.7616 | 14242.0412 | 473718 | 0 | 0 | 0 | 0 | 1293630.9654 | 2391882.4265 | 0 | 0 | 0 | 0 | 0 | 0 | 0 | 0 | 0 | 0 | 0 | 0 | 0 | 0 | 0 | 0 | 0 | 246512.8382 | 52483.9645 | 0 | 0 | 0 | 0 | 0 | 0 | 0 | 0 | 0 | 0 | 0 | 0 | 0 | 0 | 0 | 0
2016-01-30 01:00 | 0 | 0 | 0 | 0 | 111059.5525 | 0 | 473262 | 0 | 0 | 0 | 0 | 1047118.1272 | 2276192.8172 | 0 | 0 | 0 | 0 | 0 | 0 | 0 | 0 | 0 | 0 | 0 | 0 | 0 | 0 | 0 | 0 | 0 | -246512.8382 | -115689.6092 | 0 | 0 | 0 | 0 | 0 | 0 | 0 | 0 | 0 | 0 | 0 | 0 | 0 | 0 | 0 | 0
2016-01-30 02:00 | 0 | 0 | 0 | 0 | 677029.3228 | 0 | 468077 | 0 | 0 | 0 | 0 | 1293630.9654 | 2238632.3018 | 0 | 0 | 0 | 0 | 0 | 0 | 0 | 0 | 0 | 0 | 0 | 0 | 0 | 0 | 0 | 0 | 0 | 246512.8382 | -37560.5154 | 0 | 0 | 0 | 0 | 0 | 0 | 0 | 0 | 0 | 0 | 0 | 0 | 0 | 0 | 0 | 0
2016-01-30 03:00 | 0 | 0 | 0 | 0 | 645320.2766 | 0 | 455580 | 0 | 0 | 0 | 0 | 1367681.6327 | 2354321.911 | 0 | 0 | 0 | 0 | 0 | 0 | 0 | 0 | 0 | 0 | 0 | 0 | 0 | 0 | 0 | 0 | 0 | 74050.6673 | 115689.6092 | 0 | 0 | 0 | 0 | 0 | 0 | 0 | 0 | 0 | 0 | 0 | 0 | 0 | 0 | 0 | 0
2016-01-30 04:00 | 0 | 0 | 0 | 0 | 75419.5525 | 0 | 437622 | 0 | 0 | 0 | 0 | 1121168.7945 | 2238632.3018 | 0 | 0 | 0 | 0 | 0 | 0 | 0 | 0 | 0 | 0 | 0 | 0 | 0 | 0 | 0 | 0 | 0 | -246512.8382 | -115689.6092 | 0 | 0 | 0 | 0 | 0 | 0 | 0 | 0 | 0 | 0 | 0 | 0 | 0 | 0 | 0 | 0
2016-01-30 05:00 | 0 | 0 | 0 | 0 | 627874.079 | 0 | 421454 | 0 | 0 | 0 | 0 | 1211899.2642 | 2354321.911 | 0 | 0 | 0 | 0 | 0 | 0 | 0 | 0 | 0 | 0 | 0 | 0 | 0 | 0 | 0 | 0 | 0 | 90730.4697 | 115689.6092 | 0 | 0 | 0 | 0 | 0 | 0 | 0 | 0 | 0 | 0 | 0 | 0 | 0 | 0 | 0 | 0
2016-01-30 06:00 | 0 | 0 | 0 | 0 | 646221.9976 | 0 | 409661 | 0 | 0 | 0 | 0 | 1458412.1025 | 2313576.3551 | 0 | 0 | 0 | 0 | 0 | 0 | 0 | 30793.7153 | 0 | 0 | 0 | 0 | 0 | 0 | 0 | 0 | 0 | 246512.8382 | -40745.5559 | 0 | 0 | 0 | 0 | 0 | 0 | 0 | 0 | 0 | 30793.7153 | 0 | 0 | 0 | 0 | 0 | 0
2016-01-30 07:00 | 0 | 0 | 0 | 0 | 8728.8372 | 0 | 401725 | 0 | 0 | 0 | 0 | 1211899.2642 | 2197886.7458 | 0 | 0 | 0 | 0 | 0 | 0 | 0 | 0 | 0 | 0 | 0 | 0 | 0 | 0 | 0 | 0 | 0 | -246512.8382 | -115689.6092 | 0 | 0 | 0 | 0 | 0 | 0 | 0 | 0 | 0 | -30793.7153 | 0 | 0 | 0 | 0 | 0 | 0
2016-01-30 08:00 | 0 | 0 | 0 | 0 | 35243.5525 | 0 | 397446 | 0 | 0 | 0 | 0 | 965386.426 | 2082197.1366 | 0 | 0 | 0 | 0 | 0 | 0 | 0 | 0 | 0 | 0 | 0 | 0 | 0 | 0 | 0 | 0 | 0 | -246512.8382 | -115689.6092 | 0 | 0 | 0 | 0 | 0 | 0 | 0 | 0 | 0 | 0 | 0 | 0 | 0 | 0 | 0 | 0
2016-01-30 09:00 | 0 | 0 | 0 | 0 | 636832.679 | 0 | 399211 | 0 | 0 | 0 | 0 | 1087318.4957 | 2197886.7458 | 0 | 0 | 0 | 0 | 0 | 0 | 0 | 0 | 0 | 0 | 0 | 0 | 0 | 0 | 0 | 0 | 0 | 121932.0697 | 115689.6092 | 0 | 0 | 0 | 0 | 0 | 0 | 0 | 0 | 0 | 0 | 0 | 0 | 0 | 0 | 0 | 0
2016-01-30 10:00 | 0 | 0 | 0 | 0 | 44288.5525 | 0 | 406491 | 0 | 0 | 0 | 0 | 840805.6575 | 2082197.1366 | 0 | 0 | 0 | 0 | 0 | 0 | 0 | 0 | 0 | 0 | 0 | 0 | 0 | 0 | 0 | 0 | 0 | -246512.8382 | -115689.6092 | 0 | 0 | 0 | 0 | 0 | 0 | 0 | 0 | 0 | 0 | 0 | 0 | 0 | 0 | 0 | 0
2016-01-30 11:00 | 0 | 0 | 0 | 0 | 608233.3483 | 0 | 420075 | 0 | 0 | 0 | 0 | 1087318.4957 | 2023842.6467 | 0 | 0 | 0 | 0 | 0 | 0 | 0 | 0 | 0 | 0 | 0 | 0 | 0 | 0 | 0 | 0 | 0 | 246512.8382 | -58354.49 | 0 | 0 | 0 | 0 | 0 | 0 | 0 | 0 | 0 | 0 | 0 | 0 | 0 | 0 | 0 | 0
2016-01-30 12:00 | 0 | 0 | 0 | 0 | 74396.5525 | 0 | 436599 | 0 | 0 | 0 | 0 | 840805.6575 | 1908153.0374 | 0 | 0 | 0 | 0 | 0 | 0 | 0 | 0 | 0 | 0 | 0 | 0 | 0 | 0 | 0 | 0 | 0 | -246512.8382 | -115689.6092 | 0 | 0 | 0 | 0 | 0 | 0 | 0 | 0 | 0 | 0 | 0 | 0 | 0 | 0 | 0 | 0
2016-01-30 13:00 | 0 | 0 | 0 | 0 | 603400.2537 | 45.7806 | 448082 | 0 | 0 | 0 | 0 | 880480.0826 | 2023842.6467 | 0 | 0 | 0 | 0 | 0 | 0 | 0 | 0 | 0 | 0 | 0 | 0 | 0 | 0 | 0 | 0 | 0 | 39674.4251 | 115689.6092 | 0 | 0 | 0 | 0 | 0 | 0 | 0 | 0 | 0 | 0 | 0 | 0 | 0 | 0 | 0 | 0
2016-01-30 14:00 | 0 | 0 | 0 | 0 | 0 | 114820.5741 | 447923 | 0 | 0 | 0 | 0 | 633967.2444 | 1937253.059 | 0 | 0 | 0 | 0 | 0 | 0 | 0 | 0 | 0 | 0 | 0 | 0 | 0 | 0 | 0 | 0 | 0 | -246512.8382 | -86589.5877 | 0 | 0 | 0 | 0 | 0 | 0 | 0 | 0 | 0 | 0 | 0 | 0 | 0 | 0 | 0 | 0
2016-01-30 15:00 | 0 | 0 | 0 | 0 | 338722.1345 | 443830.6711 | 440969 | 0 | 0 | 0 | 0 | 880480.0826 | 2032324.0263 | 0 | 0 | 0 | 0 | 0 | 0 | 0 | 0 | 0 | 0 | 0 | 0 | 0 | 0 | 0 | 0 | 0 | 246512.8382 | 95070.9673 | 0 | 0 | 0 | 0 | 0 | 0 | 0 | 0 | 0 | 0 | 0 | 0 | 0 | 0 | 0 | 0
2016-01-30 16:00 | 0 | 0 | 0 | 0 | 0 | 544565.5511 | 431135 | 0 | 0 | 0 | 0 | 878221.0245 | 2148013.6356 | 0 | 0 | 0 | 0 | 0 | 0 | 0 | 0 | 0 | 0 | 0 | 0 | 0 | 0 | 0 | 0 | 0 | -2259.0581 | 115689.6092 | 0 | 0 | 0 | 0 | 0 | 0 | 0 | 0 | 0 | 0 | 0 | 0 | 0 | 0 | 0 | 0
2016-01-30 17:00 | 0 | 0 | 0 | 0 | 0 | 562490.5443 | 420375 | 0 | 0 | 0 | 0 | 904646.9596 | 2263703.2448 | 0 | 0 | 0 | 0 | 0 | 0 | 0 | 0 | 0 | 0 | 0 | 0 | 0 | 0 | 0 | 0 | 0 | 26425.9351 | 115689.6092 | 0 | 0 | 0 | 0 | 0 | 0 | 0 | 0 | 0 | 0 | 0 | 0 | 0 | 0 | 0 | 0
2016-01-30 18:00 | 0 | 0 | 0 | 0 | 0 | 551931.5527 | 410136 | 0 | 0 | 0 | 0 | 1151159.7978 | 2158985.9593 | 0 | 0 | 0 | 0 | 0 | 0 | 0 | 0 | 0 | 0 | 0 | 0 | 0 | 0 | 0 | 0 | 0 | 246512.8382 | -104717.2855 | 0 | 0 | 0 | 0 | 0 | 0 | 0 | 0 | 0 | 0 | 0 | 0 | 0 | 0 | 0 | 0
2016-01-30 19:00 | 0 | 0 | 0 | 0 | 0 | 546274.0864 | 402345 | 0 | 0 | 0 | 0 | 1179399.2749 | 2274675.5685 | 0 | 0 | 0 | 0 | 0 | 0 | 0 | 0 | 0 | 0 | 0 | 0 | 0 | 0 | 0 | 0 | 0 | 28239.4771 | 115689.6092 | 0 | 0 | 0 | 0 | 0 | 0 | 0 | 0 | 0 | 0 | 0 | 0 | 0 | 0 | 0 | 0
2016-01-30 20:00 | 0 | 0 | 0 | 0 | 0 | 554365.1019 | 398119 | 0 | 0 | 0 | 0 | 1425912.1132 | 2184408.8322 | 0 | 0 | 0 | 0 | 0 | 0 | 0 | 0 | 0 | 0 | 0 | 0 | 0 | 0 | 0 | 0 | 0 | 246512.8382 | -90266.7363 | 0 | 0 | 0 | 0 | 0 | 0 | 0 | 0 | 0 | 0 | 0 | 0 | 0 | 0 | 0 | 0
2016-01-30 21:00 | 0 | 0 | 0 | 0 | 195573.6544 | 564839.7931 | 398211 | 0 | 0 | 0 | 0 | 1672424.9514 | 2300098.4414 | 0 | 0 | 0 | 0 | 0 | 0 | 0 | 0 | 0 | 0 | 0 | 0 | 0 | 0 | 0 | 0 | 0 | 246512.8382 | 115689.6092 | 0 | 0 | 0 | 0 | 0 | 0 | 0 | 0 | 0 | 0 | 0 | 0 | 0 | 0 | 0 | 0
2016-01-30 22:00 | 0 | 0 | 0 | 0 | 38409.4115 | 500348.8175 | 407935 | 0 | 0 | 0 | 0 | 1918937.7897 | 2184408.8322 | 0 | 0 | 0 | 0 | 0 | 0 | 0 | 0 | 0 | 0 | 0 | 0 | 0 | 0 | 0 | 0 | 0 | 246512.8382 | -115689.6092 | 0 | 0 | 0 | 0 | 0 | 0 | 0 | 0 | 0 | 0 | 0 | 0 | 0 | 0 | 0 | 0
2016-01-30 23:00 | 0 | 0 | 0 | 0 | 31601.8795 | 262286.8915 | 424712 | 0 | 0 | 0 | 0 | 1672424.9514 | 2300098.4414 | 0 | 0 | 0 | 0 | 0 | 0 | 0 | 0 | 0 | 0 | 0 | 0 | 0 | 0 | 0 | 0 | 0 | -246512.8382 | 115689.6092 | 0 | 0 | 0 | 0 | 0 | 0 | 0 | 0 | 0 | 0 | 0 | 0 | 0 | 0 | 0 | 0
2016-01-31 | 0 | 0 | 0 | 0 | 578085.2553 | 17314.1032 | 432706 | 0 | 0 | 0 | 0 | 1719428.7006 | 2415788.0506 | 0 | 0 | 0 | 0 | 0 | 0 | 0 | 0 | 0 | 0 | 0 | 0 | 0 | 0 | 0 | 0 | 0 | 47003.7492 | 115689.6092 | 0 | 0 | 0 | 0 | 0 | 0 | 0 | 0 | 0 | 0 | 0 | 0 | 0 | 0 | 0 | 0
2016-01-31 01:00 | 0 | 0 | 0 | 0 | 71363.5525 | 0 | 433566 | 0 | 0 | 0 | 0 | 1472915.8624 | 2300098.4414 | 0 | 0 | 0 | 0 | 0 | 0 | 0 | 0 | 0 | 0 | 0 | 0 | 0 | 0 | 0 | 0 | 0 | -246512.8382 | -115689.6092 | 0 | 0 | 0 | 0 | 0 | 0 | 0 | 0 | 0 | 0 | 0 | 0 | 0 | 0 | 0 | 0
2016-01-31 02:00 | 0 | 0 | 0 | 0 | 596592.8964 | 0 | 428394 | 0 | 0 | 0 | 0 | 1719428.7006 | 2221784.4996 | 0 | 0 | 0 | 0 | 0 | 0 | 0 | 0 | 0 | 0 | 0 | 0 | 0 | 0 | 0 | 0 | 0 | 246512.8382 | -78313.9418 | 0 | 0 | 0 | 0 | 0 | 0 | 0 | 0 | 0 | 0 | 0 | 0 | 0 | 0 | 0 | 0
2016-01-31 03:00 | 0 | 0 | 0 | 0 | 55209.5525 | 0 | 417412 | 0 | 0 | 0 | 0 | 1472915.8624 | 2106094.8903 | 0 | 0 | 0 | 0 | 0 | 0 | 0 | 0 | 0 | 0 | 0 | 0 | 0 | 0 | 0 | 0 | 0 | -246512.8382 | -115689.6092 | 0 | 0 | 0 | 0 | 0 | 0 | 0 | 0 | 0 | 0 | 0 | 0 | 0 | 0 | 0 | 0
2016-01-31 04:00 | 0 | 0 | 0 | 0 | 647531.6429 | 0 | 401466 | 0 | 0 | 0 | 0 | 1719428.7006 | 2105647.695 | 0 | 0 | 0 | 0 | 0 | 0 | 0 | 0 | 0 | 0 | 0 | 0 | 0 | 0 | 0 | 0 | 0 | 246512.8382 | -447.1953 | 0 | 0 | 0 | 0 | 0 | 0 | 0 | 0 | 0 | 0 | 0 | 0 | 0 | 0 | 0 | 0
2016-01-31 05:00 | 0 | 0 | 0 | 0 | 254207.771 | 0 | 385031 | 0 | 0 | 0 | 0 | 1472915.8624 | 2221337.3042 | 0 | 0 | 0 | 0 | 0 | 0 | 0 | 0 | 0 | 0 | 0 | 0 | 0 | 0 | 0 | 0 | 0 | -246512.8382 | 115689.6092 | 0 | 0 | 0 | 0 | 0 | 0 | 0 | 0 | 0 | 0 | 0 | 0 | 0 | 0 | 0 | 0
2016-01-31 06:00 | 0 | 0 | 0 | 0 | 649074.7793 | 0 | 372884 | 0 | 0 | 0 | 0 | 1633417.0325 | 2337026.9135 | 0 | 0 | 0 | 0 | 0 | 0 | 0 | 0 | 0 | 0 | 0 | 0 | 0 | 0 | 0 | 0 | 0 | 160501.1701 | 115689.6092 | 0 | 0 | 0 | 0 | 0 | 0 | 0 | 0 | 0 | 0 | 0 | 0 | 0 | 0 | 0 | 0
2016-01-31 07:00 | 0 | 0 | 0 | 0 | 1960.5525 | 0 | 364163 | 0 | 0 | 0 | 0 | 1386904.1942 | 2221337.3042 | 0 | 0 | 0 | 0 | 0 | 0 | 0 | 0 | 0 | 0 | 0 | 0 | 0 | 0 | 0 | 0 | 0 | -246512.8382 | -115689.6092 | 0 | 0 | 0 | 0 | 0 | 0 | 0 | 0 | 0 | 0 | 0 | 0 | 0 | 0 | 0 | 0
2016-01-31 08:00 | 0 | 0 | 0 | 0 | 627819.1909 | 0 | 359200 | 0 | 0 | 0 | 0 | 1539833.7759 | 2337026.9135 | 0 | 0 | 0 | 0 | 0 | 0 | 0 | 0 | 0 | 0 | 0 | 0 | 0 | 0 | 0 | 0 | 0 | 152929.5816 | 115689.6092 | 0 | 0 | 0 | 0 | 0 | 0 | 0 | 0 | 0 | 0 | 0 | 0 | 0 | 0 | 0 | 0
2016-01-31 09:00 | 0 | 0 | 0 | 0 | 0 | 0 | 358040 | 0 | 0 | 0 | 0 | 1293320.9376 | 2225499.7517 | 0 | 0 | 0 | 0 | 0 | 0 | 0 | 0 | 0 | 0 | 0 | 0 | 0 | 0 | 0 | 0 | 0 | -246512.8382 | -111527.1618 | 0 | 0 | 0 | 0 | 0 | 0 | 0 | 0 | 0 | 0 | 0 | 0 | 0 | 0 | 0 | 0
2016-01-31 10:00 | 0 | 0 | 0 | 0 | 573641.2073 | 0 | 360898 | 0 | 0 | 0 | 0 | 1390374.5357 | 2341189.3609 | 0 | 0 | 0 | 0 | 0 | 0 | 0 | 0 | 0 | 0 | 0 | 0 | 0 | 0 | 0 | 0 | 0 | 97053.5981 | 115689.6092 | 0 | 0 | 0 | 0 | 0 | 0 | 0 | 0 | 0 | 0 | 0 | 0 | 0 | 0 | 0 | 0
2016-01-31 11:00 | 0 | 0 | 0 | 0 | 5992.5525 | 0 | 368195 | 0 | 0 | 0 | 0 | 1143861.6974 | 2225499.7517 | 0 | 0 | 0 | 0 | 0 | 0 | 0 | 0 | 0 | 0 | 0 | 0 | 0 | 0 | 0 | 0 | 0 | -246512.8382 | -115689.6092 | 0 | 0 | 0 | 0 | 0 | 0 | 0 | 0 | 0 | 0 | 0 | 0 | 0 | 0 | 0 | 0
2016-01-31 12:00 | 0 | 0 | 0 | 0 | 512520.8398 | 0 | 380157 | 0 | 0 | 0 | 0 | 1160535.928 | 2341189.3609 | 0 | 0 | 0 | 0 | 0 | 0 | 0 | 0 | 0 | 0 | 0 | 0 | 0 | 0 | 0 | 0 | 0 | 16674.2306 | 115689.6092 | 0 | 0 | 0 | 0 | 0 | 0 | 0 | 0 | 0 | 0 | 0 | 0 | 0 | 0 | 0 | 0
2016-01-31 13:00 | 0 | 0 | 0 | 0 | 29491.6967 | 57.8558 | 391752 | 0 | 0 | 0 | 0 | 914023.0898 | 2225499.7517 | 0 | 0 | 0 | 0 | 0 | 0 | 0 | 0 | 0 | 0 | 0 | 0 | 0 | 0 | 0 | 0 | 0 | -246512.8382 | -115689.6092 | 0 | 0 | 0 | 0 | 0 | 0 | 0 | 0 | 0 | 0 | 0 | 0 | 0 | 0 | 0 | 0
2016-01-31 14:00 | 0 | 0 | 0 | 0 | 375819.2992 | 123331.3697 | 399409 | 0 | 0 | 0 | 0 | 898075.1494 | 2341189.3609 | 0 | 0 | 0 | 0 | 0 | 0 | 0 | 0 | 0 | 0 | 0 | 0 | 0 | 0 | 0 | 0 | 0 | -15947.9404 | 115689.6092 | 0 | 0 | 0 | 0 | 0 | 0 | 0 | 0 | 0 | 0 | 0 | 0 | 0 | 0 | 0 | 0
2016-01-31 15:00 | 0 | 0 | 0 | 0 | 0 | 387381.9054 | 400465 | 0 | 0 | 0 | 0 | 1000681.664 | 2225499.7517 | 0 | 0 | 0 | 0 | 0 | 0 | 0 | 0 | 0 | 0 | 0 | 0 | 0 | 0 | 0 | 0 | 0 | 102606.5146 | -115689.6092 | 0 | 0 | 0 | 0 | 0 | 0 | 0 | 0 | 0 | 0 | 0 | 0 | 0 | 0 | 0 | 0
2016-01-31 16:00 | 0 | 0 | 0 | 0 | 278633.766 | 482301.6814 | 398733 | 0 | 0 | 0 | 0 | 1247194.5022 | 2341189.3609 | 0 | 0 | 0 | 0 | 0 | 0 | 0 | 0 | 0 | 0 | 0 | 0 | 0 | 0 | 0 | 0 | 0 | 246512.8382 | 115689.6092 | 0 | 0 | 0 | 0 | 0 | 0 | 0 | 0 | 0 | 0 | 0 | 0 | 0 | 0 | 0 | 0
2016-01-31 17:00 | 0 | 0 | 0 | 0 | 257602.9585 | 502248.489 | 397649 | 0 | 0 | 0 | 0 | 1493707.3405 | 2456878.9702 | 0 | 0 | 0 | 0 | 0 | 0 | 0 | 0 | 0 | 0 | 0 | 0 | 0 | 0 | 0 | 0 | 0 | 246512.8382 | 115689.6092 | 0 | 0 | 0 | 0 | 0 | 0 | 0 | 0 | 0 | 0 | 0 | 0 | 0 | 0 | 0 | 0
2016-01-31 18:00 | 0 | 0 | 0 | 0 | 0 | 497180.191 | 395805 | 0 | 0 | 0 | 0 | 1479392.9223 | 2572568.5794 | 0 | 0 | 0 | 0 | 0 | 0 | 0 | 0 | 0 | 0 | 0 | 0 | 0 | 0 | 0 | 0 | 0 | -14314.4182 | 115689.6092 | 0 | 0 | 0 | 0 | 0 | 0 | 0 | 0 | 0 | 0 | 0 | 0 | 0 | 0 | 0 | 0
2016-01-31 19:00 | 0 | 0 | 0 | 0 | 0 | 488158.2599 | 393066 | 0 | 0 | 0 | 0 | 1690174.7914 | 2456878.9702 | 0 | 0 | 0 | 0 | 0 | 0 | 0 | 0 | 0 | 0 | 0 | 0 | 0 | 0 | 0 | 0 | 0 | 210781.8692 | -115689.6092 | 0 | 0 | 0 | 0 | 0 | 0 | 0 | 0 | 0 | 0 | 0 | 0 | 0 | 0 | 0 | 0
2016-01-31 20:00 | 0 | 0 | 0 | 0 | 286943.5092 | 467233.9383 | 391975 | 0 | 0 | 0 | 0 | 1936687.6297 | 2572568.5794 | 0 | 0 | 0 | 0 | 0 | 0 | 0 | 0 | 0 | 0 | 0 | 0 | 0 | 0 | 0 | 0 | 0 | 246512.8382 | 115689.6092 | 0 | 0 | 0 | 0 | 0 | 0 | 0 | 0 | 0 | 0 | 0 | 0 | 0 | 0 | 0 | 0
2016-01-31 21:00 | 0 | 0 | 0 | 0 | 0 | 424088.5544 | 395107 | 0 | 0 | 0 | 0 | 2081358.7933 | 2456878.9702 | 0 | 0 | 0 | 0 | 0 | 0 | 0 | 0 | 0 | 0 | 0 | 0 | 0 | 0 | 0 | 0 | 0 | 144671.1636 | -115689.6092 | 0 | 0 | 0 | 0 | 0 | 0 | 0 | 0 | 0 | 0 | 0 | 0 | 0 | 0 | 0 | 0
2016-01-31 22:00 | 0 | 0 | 0 | 0 | 320188.7531 | 340121.5085 | 407470 | 0 | 0 | 0 | 0 | 2218509.4457 | 2572568.5794 | 0 | 0 | 0 | 0 | 0 | 0 | 0 | 0 | 0 | 0 | 0 | 0 | 0 | 0 | 0 | 0 | 0 | 137150.6524 | 115689.6092 | 0 | 0 | 0 | 0 | 0 | 0 | 0 | 0 | 0 | 0 | 0 | 0 | 0 | 0 | 0 | 0
2016-01-31 23:00 | 0 | 0 | 0 | 0 | 346213.6053 | 155441.1394 | 425236 | 0 | 0 | 0 | 0 | 2179238.5813 | 2688258.1886 | 0 | 0 | 0 | 0 | 0 | 0 | 0 | 0 | 0 | 0 | 0 | 0 | 0 | 0 | 0 | 0 | 0 | -39270.8645 | 115689.6092 | 0 | 0 | 0 | 0 | 0 | 0 | 0 | 0 | 0 | 0 | 0 | 0 | 0 | 0 | 0 | 0
2016-02-01 | 0 | 0 | 0 | 0 | 350693.0648 | 12802.7853 | 434806 | 0 | 0 | 0 | 0 | 2223618.0406 | 2572568.5794 | 0 | 0 | 0 | 0 | 0 | 0 | 0 | 0 | 0 | 0 | 0 | 0 | 0 | 0 | 0 | 0 | 0 | 44379.4593 | -115689.6092 | 0 | 0 | 0 | 0 | 0 | 0 | 0 | 0 | 0 | 0 | 0 | 0 | 0 | 0 | 0 | 0
2016-02-01 01:00 | 0 | 0 | 0 | 0 | 340880.0929 | 0 | 435064 | 0 | 0 | 0 | 0 | 2245123.7427 | 2456878.9702 | 0 | 0 | 0 | 0 | 0 | 0 | 0 | 0 | 0 | 0 | 0 | 0 | 0 | 0 | 0 | 0 | 0 | 21505.7021 | -115689.6092 | 0 | 0 | 0 | 0 | 0 | 0 | 0 | 0 | 0 | 0 | 0 | 0 | 0 | 0 | 0 | 0
2016-02-01 02:00 | 0 | 0 | 0 | 0 | 64616.5525 | 0 | 426819 | 0 | 0 | 0 | 0 | 1998610.9045 | 2341189.3609 | 0 | 0 | 0 | 0 | 0 | 0 | 0 | 0 | 0 | 0 | 0 | 0 | 0 | 0 | 0 | 0 | 0 | -246512.8382 | -115689.6092 | 0 | 0 | 0 | 0 | 0 | 0 | 0 | 0 | 0 | 0 | 0 | 0 | 0 | 0 | 0 | 0
2016-02-01 03:00 | 0 | 0 | 0 | 0 | 309942.0086 | 0 | 411759 | 0 | 0 | 0 | 0 | 2012483.5223 | 2225499.7517 | 0 | 0 | 0 | 0 | 0 | 0 | 0 | 0 | 0 | 0 | 0 | 0 | 0 | 0 | 0 | 0 | 0 | 13872.6178 | -115689.6092 | 0 | 0 | 0 | 0 | 0 | 0 | 0 | 0 | 0 | 0 | 0 | 0 | 0 | 0 | 0 | 0
2016-02-01 04:00 | 0 | 0 | 0 | 0 | 297511.3239 | 0 | 391383 | 0 | 0 | 0 | 0 | 2034301.4555 | 2109810.1425 | 0 | 0 | 0 | 0 | 0 | 0 | 0 | 0 | 0 | 0 | 0 | 0 | 0 | 0 | 0 | 0 | 0 | 21817.9331 | -115689.6092 | 0 | 0 | 0 | 0 | 0 | 0 | 0 | 0 | 0 | 0 | 0 | 0 | 0 | 0 | 0 | 0
2016-02-01 05:00 | 0 | 0 | 0 | 0 | 284728.9857 | 0 | 372942 | 0 | 0 | 0 | 0 | 1830398.8319 | 2225499.7517 | 0 | 0 | 0 | 0 | 0 | 0 | 0 | 0 | 0 | 0 | 0 | 0 | 0 | 0 | 0 | 0 | 0 | -203902.6236 | 115689.6092 | 0 | 0 | 0 | 0 | 0 | 0 | 0 | 0 | 0 | 0 | 0 | 0 | 0 | 0 | 0 | 0
2016-02-01 06:00 | 0 | 0 | 0 | 0 | 0 | 0 | 361001 | 0 | 0 | 0 | 0 | 1585087.4411 | 2109810.1425 | 0 | 0 | 0 | 0 | 0 | 0 | 0 | 0 | 0 | 0 | 0 | 0 | 0 | 0 | 0 | 0 | 0 | -245311.3908 | -115689.6092 | 0 | 0 | 0 | 0 | 0 | 0 | 0 | 0 | 0 | 0 | 0 | 0 | 0 | 0 | 0 | 0
2016-02-01 07:00 | 0 | 0 | 0 | 0 | 267386.4611 | 0 | 353033 | 0 | 0 | 0 | 0 | 1615130.5114 | 1994120.5332 | 0 | 0 | 0 | 0 | 0 | 0 | 0 | 0 | 0 | 0 | 0 | 0 | 0 | 0 | 0 | 0 | 0 | 30043.0703 | -115689.6092 | 0 | 0 | 0 | 0 | 0 | 0 | 0 | 0 | 0 | 0 | 0 | 0 | 0 | 0 | 0 | 0
2016-02-01 08:00 | 0 | 0 | 0 | 0 | 260823.6303 | 0 | 350045 | 0 | 0 | 0 | 0 | 1641598.751 | 1878430.924 | 0 | 0 | 0 | 0 | 0 | 0 | 0 | 0 | 0 | 0 | 0 | 0 | 0 | 0 | 0 | 0 | 0 | 26468.2395 | -115689.6092 | 0 | 0 | 0 | 0 | 0 | 0 | 0 | 0 | 0 | 0 | 0 | 0 | 0 | 0 | 0 | 0
2016-02-01 09:00 | 0 | 0 | 0 | 0 | 248335.4498 | 0 | 353256 | 0 | 0 | 0 | 0 | 1420988.5915 | 1994120.5332 | 0 | 0 | 0 | 0 | 0 | 0 | 0 | 0 | 0 | 0 | 0 | 0 | 0 | 0 | 0 | 0 | 0 | -220610.1594 | 115689.6092 | 0 | 0 | 0 | 0 | 0 | 0 | 0 | 0 | 0 | 0 | 0 | 0 | 0 | 0 | 0 | 0
2016-02-01 10:00 | 0 | 0 | 0 | 0 | 6339.5525 | 0 | 368542 | 0 | 0 | 0 | 0 | 1174475.7533 | 1878430.924 | 0 | 0 | 0 | 0 | 0 | 0 | 0 | 0 | 0 | 0 | 0 | 0 | 0 | 0 | 0 | 0 | 0 | -246512.8382 | -115689.6092 | 0 | 0 | 0 | 0 | 0 | 0 | 0 | 0 | 0 | 0 | 0 | 0 | 0 | 0 | 0 | 0
2016-02-01 11:00 | 0 | 0 | 0 | 0 | 226277.5139 | 0 | 401550 | 0 | 0 | 0 | 0 | 1114892.8764 | 1762741.3148 | 0 | 0 | 0 | 0 | 0 | 0 | 0 | 0 | 0 | 0 | 0 | 0 | 0 | 0 | 0 | 0 | 0 | -59582.8769 | -115689.6092 | 0 | 0 | 0 | 0 | 0 | 0 | 0 | 0 | 0 | 0 | 0 | 0 | 0 | 0 | 0 | 0
2016-02-01 12:00 | 0 | 0 | 0 | 0 | 224637.8984 | 0 | 433191 | 0 | 0 | 0 | 0 | 1022029.3841 | 1647051.7056 | 0 | 0 | 0 | 0 | 0 | 0 | 0 | 0 | 0 | 0 | 0 | 0 | 0 | 0 | 0 | 0 | 0 | -92863.4923 | -115689.6092 | 0 | 0 | 0 | 0 | 0 | 0 | 0 | 0 | 0 | 0 | 0 | 0 | 0 | 0 | 0 | 0
2016-02-01 13:00 | 0 | 0 | 0 | 0 | 220649.6823 | 62.7909 | 444295 | 0 | 0 | 0 | 0 | 775516.5459 | 1669982.017 | 0 | 0 | 0 | 0 | 0 | 0 | 0 | 0 | 0 | 0 | 0 | 0 | 0 | 0 | 0 | 0 | 0 | -246512.8382 | 22930.3114 | 0 | 0 | 0 | 0 | 0 | 0 | 0 | 0 | 0 | 0 | 0 | 0 | 0 | 0 | 0 | 0
2016-02-01 14:00 | 0 | 0 | 0 | 0 | 0 | 97523.1914 | 447894 | 0 | 0 | 0 | 0 | 529003.7076 | 1566124.0466 | 0 | 0 | 0 | 0 | 0 | 0 | 0 | 0 | 0 | 0 | 0 | 0 | 0 | 0 | 0 | 0 | 0 | -246512.8382 | -103857.9704 | 0 | 0 | 0 | 0 | 0 | 0 | 0 | 0 | 0 | 0 | 0 | 0 | 0 | 0 | 0 | 0
2016-02-01 15:00 | 0 | 0 | 0 | 0 | 0 | 333048.567 | 450694 | 0 | 0 | 0 | 0 | 527047.8839 | 1450434.4374 | 0 | 0 | 0 | 0 | 0 | 0 | 0 | 0 | 0 | 0 | 0 | 0 | 0 | 0 | 0 | 0 | 0 | -1955.8237 | -115689.6092 | 0 | 0 | 0 | 0 | 0 | 0 | 0 | 0 | 0 | 0 | 0 | 0 | 0 | 0 | 0 | 0
2016-02-01 16:00 | 0 | 0 | 0 | 0 | 0 | 476201.0575 | 449644 | 0 | 0 | 0 | 0 | 669294.5507 | 1334744.8282 | 0 | 0 | 0 | 0 | 0 | 0 | 0 | 0 | 0 | 0 | 0 | 0 | 0 | 0 | 0 | 0 | 0 | 142246.6668 | -115689.6092 | 0 | 0 | 0 | 0 | 0 | 0 | 0 | 0 | 0 | 0 | 0 | 0 | 0 | 0 | 0 | 0
2016-02-01 17:00 | 0 | 0 | 0 | 0 | 284251.4414 | 524214.0061 | 446263 | 0 | 0 | 0 | 0 | 915807.3889 | 1450434.4374 | 0 | 0 | 0 | 0 | 0 | 0 | 0 | 0 | 0 | 0 | 0 | 0 | 0 | 0 | 0 | 0 | 0 | 246512.8382 | 115689.6092 | 0 | 0 | 0 | 0 | 0 | 0 | 0 | 0 | 0 | 0 | 0 | 0 | 0 | 0 | 0 | 0
2016-02-01 18:00 | 0 | 0 | 0 | 0 | 0 | 531966.9338 | 442699 | 0 | 0 | 0 | 0 | 1120764.9319 | 1334744.8282 | 0 | 0 | 0 | 0 | 0 | 0 | 0 | 0 | 0 | 0 | 0 | 0 | 0 | 0 | 0 | 0 | 0 | 204957.543 | -115689.6092 | 0 | 0 | 0 | 0 | 0 | 0 | 0 | 0 | 0 | 0 | 0 | 0 | 0 | 0 | 0 | 0
2016-02-01 19:00 | 0 | 0 | 0 | 0 | 277640.0165 | 524359.431 | 439797 | 0 | 0 | 0 | 0 | 1367277.7702 | 1450434.4374 | 0 | 0 | 0 | 0 | 0 | 0 | 0 | 0 | 0 | 0 | 0 | 0 | 0 | 0 | 0 | 0 | 0 | 246512.8382 | 115689.6092 | 0 | 0 | 0 | 0 | 0 | 0 | 0 | 0 | 0 | 0 | 0 | 0 | 0 | 0 | 0 | 0
2016-02-01 20:00 | 0 | 0 | 0 | 0 | 0 | 516319.6099 | 437129 | 0 | 0 | 0 | 0 | 1330778.7708 | 1566124.0466 | 0 | 0 | 0 | 0 | 0 | 0 | 0 | 0 | 0 | 0 | 0 | 0 | 0 | 0 | 0 | 0 | 0 | -36498.9993 | 115689.6092 | 0 | 0 | 0 | 0 | 0 | 0 | 0 | 0 | 0 | 0 | 0 | 0 | 0 | 0 | 0 | 0
2016-02-01 21:00 | 0 | 0 | 0 | 0 | 64583.9821 | 504264.2469 | 438025 | 0 | 0 | 0 | 0 | 1577291.6091 | 1450434.4374 | 0 | 0 | 0 | 0 | 0 | 0 | 0 | 0 | 0 | 0 | 0 | 0 | 0 | 0 | 0 | 0 | 0 | 246512.8382 | -115689.6092 | 0 | 0 | 0 | 0 | 0 | 0 | 0 | 0 | 0 | 0 | 0 | 0 | 0 | 0 | 0 | 0
2016-02-01 22:00 | 0 | 0 | 0 | 0 | 0 | 456908.2147 | 446188 | 0 | 0 | 0 | 0 | 1472322.2146 | 1566124.0466 | 0 | 0 | 0 | 0 | 0 | 0 | 0 | 0 | 0 | 0 | 0 | 0 | 0 | 0 | 0 | 0 | 0 | -104969.3945 | 115689.6092 | 0 | 0 | 0 | 0 | 0 | 0 | 0 | 0 | 0 | 0 | 0 | 0 | 0 | 0 | 0 | 0
2016-02-01 23:00 | 0 | 0 | 0 | 0 | 318675.8564 | 274077.3726 | 461930 | 0 | 0 | 0 | 0 | 1718835.0528 | 1450434.4374 | 0 | 0 | 0 | 0 | 0 | 0 | 0 | 0 | 0 | 0 | 0 | 0 | 0 | 0 | 0 | 0 | 0 | 246512.8382 | -115689.6092 | 0 | 0 | 0 | 0 | 0 | 0 | 0 | 0 | 0 | 0 | 0 | 0 | 0 | 0 | 0 | 0
2016-02-02 | 0 | 0 | 0 | 0 | 315594.0304 | 25388.7406 | 471806 | 0 | 0 | 0 | 0 | 1472322.2146 | 1566124.0466 | 0 | 0 | 0 | 0 | 0 | 0 | 0 | 0 | 0 | 0 | 0 | 0 | 0 | 0 | 0 | 0 | 0 | -246512.8382 | 115689.6092 | 0 | 0 | 0 | 0 | 0 | 0 | 0 | 0 | 0 | 0 | 0 | 0 | 0 | 0 | 0 | 0
2016-02-02 01:00 | 0 | 0 | 0 | 0 | 544108.4938 | 0 | 470709 | 0 | 0 | 0 | 0 | 1430032.0991 | 1681813.6558 | 0 | 0 | 0 | 0 | 0 | 0 | 0 | 0 | 0 | 0 | 0 | 0 | 0 | 0 | 0 | 0 | 0 | -42290.1155 | 115689.6092 | 0 | 0 | 0 | 0 | 0 | 0 | 0 | 0 | 0 | 0 | 0 | 0 | 0 | 0 | 0 | 0
2016-02-02 02:00 | 0 | 0 | 0 | 0 | 98876.5525 | 0 | 461079 | 0 | 0 | 0 | 0 | 1183519.2609 | 1566124.0466 | 0 | 0 | 0 | 0 | 0 | 0 | 0 | 0 | 0 | 0 | 0 | 0 | 0 | 0 | 0 | 0 | 0 | -246512.8382 | -115689.6092 | 0 | 0 | 0 | 0 | 0 | 0 | 0 | 0 | 0 | 0 | 0 | 0 | 0 | 0 | 0 | 0
2016-02-02 03:00 | 0 | 0 | 0 | 0 | 514287.9208 | 0 | 442670 | 0 | 0 | 0 | 0 | 1139447.5724 | 1681813.6558 | 0 | 0 | 0 | 0 | 0 | 0 | 0 | 0 | 0 | 0 | 0 | 0 | 0 | 0 | 0 | 0 | 0 | -44071.6885 | 115689.6092 | 0 | 0 | 0 | 0 | 0 | 0 | 0 | 0 | 0 | 0 | 0 | 0 | 0 | 0 | 0 | 0
2016-02-02 04:00 | 0 | 0 | 0 | 0 | 62104.058 | 0 | 418336 | 0 | 0 | 0 | 0 | 898905.2397 | 1566124.0466 | 0 | 0 | 0 | 0 | 0 | 0 | 0 | 0 | 0 | 0 | 0 | 0 | 0 | 0 | 0 | 0 | 0 | -240542.3327 | -115689.6092 | 0 | 0 | 0 | 0 | 0 | 0 | 0 | 0 | 0 | 0 | 0 | 0 | 0 | 0 | 0 | 0
2016-02-02 05:00 | 0 | 0 | 0 | 0 | 492289.096 | 0 | 396625 | 0 | 0 | 0 | 0 | 1110258.945 | 1450434.4374 | 0 | 0 | 0 | 0 | 0 | 0 | 0 | 0 | 0 | 0 | 0 | 0 | 0 | 0 | 0 | 0 | 0 | 211353.7053 | -115689.6092 | 0 | 0 | 0 | 0 | 0 | 0 | 0 | 0 | 0 | 0 | 0 | 0 | 0 | 0 | 0 | 0
2016-02-02 06:00 | 0 | 0 | 0 | 0 | 491163.3889 | 0 | 381749 | 0 | 0 | 0 | 0 | 1103983.7246 | 1566124.0466 | 0 | 0 | 0 | 0 | 0 | 0 | 0 | 0 | 0 | 0 | 0 | 0 | 0 | 0 | 0 | 0 | 0 | -6275.2204 | 115689.6092 | 0 | 0 | 0 | 0 | 0 | 0 | 0 | 0 | 0 | 0 | 0 | 0 | 0 | 0 | 0 | 0
2016-02-02 07:00 | 0 | 0 | 0 | 0 | 503184.7388 | 0 | 371769 | 0 | 0 | 0 | 0 | 1115140.3016 | 1681813.6558 | 0 | 0 | 0 | 0 | 0 | 0 | 0 | 4569.5525 | 0 | 0 | 0 | 0 | 0 | 0 | 0 | 0 | 0 | 11156.577 | 115689.6092 | 0 | 0 | 0 | 0 | 0 | 0 | 0 | 0 | 0 | 4569.5525 | 0 | 0 | 0 | 0 | 0 | 0
2016-02-02 08:00 | 0 | 0 | 0 | 0 | 0 | 0 | 366772 | 0 | 0 | 0 | 0 | 868627.4634 | 1566124.0466 | 0 | 0 | 0 | 0 | 0 | 0 | 0 | 0 | 0 | 0 | 0 | 0 | 0 | 0 | 0 | 0 | 0 | -246512.8382 | -115689.6092 | 0 | 0 | 0 | 0 | 0 | 0 | 0 | 0 | 0 | -4569.5525 | 0 | 0 | 0 | 0 | 0 | 0
2016-02-02 09:00 | 0 | 0 | 0 | 0 | 545785.9293 | 0 | 368591 | 0 | 0 | 0 | 0 | 930132.7834 | 1681813.6558 | 0 | 0 | 0 | 0 | 0 | 0 | 0 | 0 | 0 | 0 | 0 | 0 | 0 | 0 | 0 | 0 | 0 | 61505.3201 | 115689.6092 | 0 | 0 | 0 | 0 | 0 | 0 | 0 | 0 | 0 | 0 | 0 | 0 | 0 | 0 | 0 | 0
2016-02-02 10:00 | 0 | 0 | 0 | 0 | 19818.5525 | 0 | 382021 | 0 | 0 | 0 | 0 | 683619.9452 | 1566124.0466 | 0 | 0 | 0 | 0 | 0 | 0 | 0 | 0 | 0 | 0 | 0 | 0 | 0 | 0 | 0 | 0 | 0 | -246512.8382 | -115689.6092 | 0 | 0 | 0 | 0 | 0 | 0 | 0 | 0 | 0 | 0 | 0 | 0 | 0 | 0 | 0 | 0
2016-02-02 11:00 | 0 | 0 | 0 | 0 | 619723.9151 | 0 | 414646 | 0 | 0 | 0 | 0 | 773008.251 | 1681813.6558 | 0 | 0 | 0 | 0 | 0 | 0 | 0 | 0 | 0 | 0 | 0 | 0 | 0 | 0 | 0 | 0 | 0 | 89388.3058 | 115689.6092 | 0 | 0 | 0 | 0 | 0 | 0 | 0 | 0 | 0 | 0 | 0 | 0 | 0 | 0 | 0 | 0
2016-02-02 12:00 | 0 | 0 | 0 | 0 | 81622.5525 | 0 | 443825 | 0 | 0 | 0 | 0 | 526495.4128 | 1566124.0466 | 0 | 0 | 0 | 0 | 0 | 0 | 0 | 0 | 0 | 0 | 0 | 0 | 0 | 0 | 0 | 0 | 0 | -246512.8382 | -115689.6092 | 0 | 0 | 0 | 0 | 0 | 0 | 0 | 0 | 0 | 0 | 0 | 0 | 0 | 0 | 0 | 0
2016-02-02 13:00 | 0 | 0 | 0 | 0 | 645635.6646 | 82.8461 | 453953 | 0 | 0 | 0 | 0 | 773008.251 | 1511376.7191 | 0 | 0 | 0 | 0 | 0 | 0 | 0 | 0 | 0 | 0 | 0 | 0 | 0 | 0 | 0 | 0 | 0 | 246512.8382 | -54747.3275 | 0 | 0 | 0 | 0 | 0 | 0 | 0 | 0 | 0 | 0 | 0 | 0 | 0 | 0 | 0 | 0
2016-02-02 14:00 | 0 | 0 | 0 | 0 | 202199.481 | 124130.29 | 457153 | 0 | 0 | 0 | 0 | 526495.4128 | 1627066.3283 | 0 | 0 | 0 | 0 | 0 | 0 | 0 | 0 | 0 | 0 | 0 | 0 | 0 | 0 | 0 | 0 | 0 | -246512.8382 | 115689.6092 | 0 | 0 | 0 | 0 | 0 | 0 | 0 | 0 | 0 | 0 | 0 | 0 | 0 | 0 | 0 | 0
2016-02-02 15:00 | 0 | 0 | 0 | 0 | 283519.619 | 537760.8285 | 459078 | 0 | 0 | 0 | 0 | 773008.251 | 1742755.9376 | 0 | 0 | 0 | 0 | 0 | 0 | 0 | 0 | 0 | 0 | 0 | 0 | 0 | 0 | 0 | 0 | 0 | 246512.8382 | 115689.6092 | 0 | 0 | 0 | 0 | 0 | 0 | 0 | 0 | 0 | 0 | 0 | 0 | 0 | 0 | 0 | 0
2016-02-02 16:00 | 0 | 0 | 0 | 0 | 0 | 639289.7169 | 457079 | 0 | 0 | 0 | 0 | 1019521.0893 | 1678453.8162 | 0 | 0 | 0 | 0 | 0 | 0 | 0 | 0 | 0 | 0 | 0 | 0 | 0 | 0 | 0 | 0 | 0 | 246512.8382 | -64302.1214 | 0 | 0 | 0 | 0 | 0 | 0 | 0 | 0 | 0 | 0 | 0 | 0 | 0 | 0 | 0 | 0
2016-02-02 17:00 | 0 | 0 | 0 | 0 | 0 | 644883.1428 | 450673 | 0 | 0 | 0 | 0 | 1098041.6228 | 1794143.4254 | 0 | 0 | 0 | 0 | 0 | 0 | 0 | 0 | 0 | 0 | 0 | 0 | 0 | 0 | 0 | 0 | 0 | 78520.5336 | 115689.6092 | 0 | 0 | 0 | 0 | 0 | 0 | 0 | 0 | 0 | 0 | 0 | 0 | 0 | 0 | 0 | 0
2016-02-02 18:00 | 0 | 0 | 0 | 0 | 184061.5162 | 626908.9313 | 448768 | 0 | 0 | 0 | 0 | 1344554.4611 | 1909833.0347 | 0 | 0 | 0 | 0 | 0 | 0 | 0 | 0 | 0 | 0 | 0 | 0 | 0 | 0 | 0 | 0 | 0 | 246512.8382 | 115689.6092 | 0 | 0 | 0 | 0 | 0 | 0 | 0 | 0 | 0 | 0 | 0 | 0 | 0 | 0 | 0 | 0
2016-02-02 19:00 | 0 | 0 | 0 | 0 | 0 | 610690.1108 | 444618 | 0 | 0 | 0 | 0 | 1394936.9627 | 2025522.6439 | 0 | 0 | 0 | 0 | 0 | 0 | 0 | 0 | 0 | 0 | 0 | 0 | 0 | 0 | 0 | 0 | 0 | 50382.5016 | 115689.6092 | 0 | 0 | 0 | 0 | 0 | 0 | 0 | 0 | 0 | 0 | 0 | 0 | 0 | 0 | 0 | 0
2016-02-02 20:00 | 0 | 0 | 0 | 0 | 0 | 611472.1479 | 441273 | 0 | 0 | 0 | 0 | 1641449.8009 | 1949208.9536 | 0 | 0 | 0 | 0 | 0 | 0 | 0 | 0 | 0 | 0 | 0 | 0 | 0 | 0 | 0 | 0 | 0 | 246512.8382 | -76313.6903 | 0 | 0 | 0 | 0 | 0 | 0 | 0 | 0 | 0 | 0 | 0 | 0 | 0 | 0 | 0 | 0
2016-02-02 21:00 | 0 | 0 | 0 | 0 | 0 | 605738.7214 | 442635 | 0 | 0 | 0 | 0 | 1688863.9131 | 2064898.5628 | 0 | 0 | 0 | 0 | 0 | 0 | 0 | 0 | 0 | 0 | 0 | 0 | 0 | 0 | 0 | 0 | 0 | 47414.1122 | 115689.6092 | 0 | 0 | 0 | 0 | 0 | 0 | 0 | 0 | 0 | 0 | 0 | 0 | 0 | 0 | 0 | 0
2016-02-02 22:00 | 0 | 0 | 0 | 0 | 0 | 539501.1025 | 452450 | 0 | 0 | 0 | 0 | 1660225.4064 | 2180588.172 | 0 | 0 | 0 | 0 | 0 | 0 | 0 | 0 | 0 | 0 | 0 | 0 | 0 | 0 | 0 | 0 | 0 | -28638.5067 | 115689.6092 | 0 | 0 | 0 | 0 | 0 | 0 | 0 | 0 | 0 | 0 | 0 | 0 | 0 | 0 | 0 | 0
2016-02-02 23:00 | 0 | 0 | 0 | 0 | 0 | 324414.9754 | 466845 | 0 | 0 | 0 | 0 | 1633484.991 | 2064898.5628 | 0 | 0 | 0 | 0 | 0 | 0 | 0 | 0 | 0 | 0 | 0 | 0 | 0 | 0 | 0 | 0 | 0 | -26740.4154 | -115689.6092 | 0 | 0 | 0 | 0 | 0 | 0 | 0 | 0 | 0 | 0 | 0 | 0 | 0 | 0 | 0 | 0
2016-02-03 | 0 | 0 | 0 | 0 | 611985.5603 | 30088.9088 | 475296 | 0 | 0 | 0 | 0 | 1684573.8509 | 2180588.172 | 0 | 0 | 0 | 0 | 0 | 0 | 0 | 0 | 0 | 0 | 0 | 0 | 0 | 0 | 0 | 0 | 0 | 51088.8598 | 115689.6092 | 0 | 0 | 0 | 0 | 0 | 0 | 0 | 0 | 0 | 0 | 0 | 0 | 0 | 0 | 0 | 0
2016-02-03 01:00 | 0 | 0 | 0 | 0 | 111865.5525 | 0 | 474068 | 0 | 0 | 0 | 0 | 1438061.0126 | 2064898.5628 | 0 | 0 | 0 | 0 | 0 | 0 | 0 | 0 | 0 | 0 | 0 | 0 | 0 | 0 | 0 | 0 | 0 | -246512.8382 | -115689.6092 | 0 | 0 | 0 | 0 | 0 | 0 | 0 | 0 | 0 | 0 | 0 | 0 | 0 | 0 | 0 | 0
2016-02-03 02:00 | 0 | 0 | 0 | 0 | 591202.9046 | 0 | 463570 | 0 | 0 | 0 | 0 | 1681383.5265 | 1949208.9536 | 0 | 0 | 0 | 0 | 0 | 0 | 0 | 0 | 0 | 0 | 0 | 0 | 0 | 0 | 0 | 0 | 0 | 243322.5138 | -115689.6092 | 0 | 0 | 0 | 0 | 0 | 0 | 0 | 0 | 0 | 0 | 0 | 0 | 0 | 0 | 0 | 0
2016-02-03 03:00 | 0 | 0 | 0 | 0 | 81949.5525 | 0 | 444152 | 0 | 0 | 0 | 0 | 1434870.6882 | 1833519.3443 | 0 | 0 | 0 | 0 | 0 | 0 | 0 | 0 | 0 | 0 | 0 | 0 | 0 | 0 | 0 | 0 | 0 | -246512.8382 | -115689.6092 | 0 | 0 | 0 | 0 | 0 | 0 | 0 | 0 | 0 | 0 | 0 | 0 | 0 | 0 | 0 | 0
2016-02-03 04:00 | 0 | 0 | 0 | 0 | 578700.7207 | 0 | 420117 | 0 | 0 | 0 | 0 | 1446971.0844 | 1949208.9536 | 0 | 0 | 0 | 0 | 0 | 0 | 0 | 30793.7153 | 0 | 0 | 0 | 0 | 0 | 0 | 0 | 0 | 0 | 12100.3962 | 115689.6092 | 0 | 0 | 0 | 0 | 0 | 0 | 0 | 0 | 0 | 30793.7153 | 0 | 0 | 0 | 0 | 0 | 0
2016-02-03 05:00 | 0 | 0 | 0 | 0 | 6543.8372 | 0 | 399540 | 0 | 0 | 0 | 0 | 1200458.2461 | 1833519.3443 | 0 | 0 | 0 | 0 | 0 | 0 | 0 | 0 | 0 | 0 | 0 | 0 | 0 | 0 | 0 | 0 | 0 | -246512.8382 | -115689.6092 | 0 | 0 | 0 | 0 | 0 | 0 | 0 | 0 | 0 | -30793.7153 | 0 | 0 | 0 | 0 | 0 | 0
2016-02-03 06:00 | 0 | 0 | 0 | 0 | 568188.1383 | 0 | 384347 | 0 | 0 | 0 | 0 | 1268609.7752 | 1949208.9536 | 0 | 0 | 0 | 0 | 0 | 0 | 0 | 0 | 0 | 0 | 0 | 0 | 0 | 0 | 0 | 0 | 0 | 68151.5291 | 115689.6092 | 0 | 0 | 0 | 0 | 0 | 0 | 0 | 0 | 0 | 0 | 0 | 0 | 0 | 0 | 0 | 0
2016-02-03 07:00 | 0 | 0 | 0 | 0 | 11928.5525 | 0 | 374131 | 0 | 0 | 0 | 0 | 1022096.937 | 1833519.3443 | 0 | 0 | 0 | 0 | 0 | 0 | 0 | 0 | 0 | 0 | 0 | 0 | 0 | 0 | 0 | 0 | 0 | -246512.8382 | -115689.6092 | 0 | 0 | 0 | 0 | 0 | 0 | 0 | 0 | 0 | 0 | 0 | 0 | 0 | 0 | 0 | 0
2016-02-03 08:00 | 0 | 0 | 0 | 0 | 557719.7651 | 0 | 369211 | 0 | 0 | 0 | 0 | 1094916.0928 | 1949208.9536 | 0 | 0 | 0 | 0 | 0 | 0 | 0 | 0 | 0 | 0 | 0 | 0 | 0 | 0 | 0 | 0 | 0 | 72819.1558 | 115689.6092 | 0 | 0 | 0 | 0 | 0 | 0 | 0 | 0 | 0 | 0 | 0 | 0 | 0 | 0 | 0 | 0
2016-02-03 09:00 | 0 | 0 | 0 | 0 | 9012.5525 | 0 | 371215 | 0 | 0 | 0 | 0 | 848403.2545 | 1833519.3443 | 0 | 0 | 0 | 0 | 0 | 0 | 0 | 0 | 0 | 0 | 0 | 0 | 0 | 0 | 0 | 0 | 0 | -246512.8382 | -115689.6092 | 0 | 0 | 0 | 0 | 0 | 0 | 0 | 0 | 0 | 0 | 0 | 0 | 0 | 0 | 0 | 0
2016-02-03 10:00 | 0 | 0 | 0 | 0 | 532199.5403 | 0 | 383781 | 0 | 0 | 0 | 0 | 881132.1856 | 1949208.9536 | 0 | 0 | 0 | 0 | 0 | 0 | 0 | 0 | 0 | 0 | 0 | 0 | 0 | 0 | 0 | 0 | 0 | 32728.9311 | 115689.6092 | 0 | 0 | 0 | 0 | 0 | 0 | 0 | 0 | 0 | 0 | 0 | 0 | 0 | 0 | 0 | 0
2016-02-03 11:00 | 0 | 0 | 0 | 0 | 53052.5525 | 0 | 415255 | 0 | 0 | 0 | 0 | 634619.3473 | 1833519.3443 | 0 | 0 | 0 | 0 | 0 | 0 | 0 | 0 | 0 | 0 | 0 | 0 | 0 | 0 | 0 | 0 | 0 | -246512.8382 | -115689.6092 | 0 | 0 | 0 | 0 | 0 | 0 | 0 | 0 | 0 | 0 | 0 | 0 | 0 | 0 | 0 | 0
2016-02-03 12:00 | 0 | 0 | 0 | 0 | 506754.3817 | 0 | 446694 | 0 | 0 | 0 | 0 | 578990.1198 | 1949208.9536 | 0 | 0 | 0 | 0 | 0 | 0 | 0 | 0 | 0 | 0 | 0 | 0 | 0 | 0 | 0 | 0 | 0 | -55629.2275 | 115689.6092 | 0 | 0 | 0 | 0 | 0 | 0 | 0 | 0 | 0 | 0 | 0 | 0 | 0 | 0 | 0 | 0
2016-02-03 13:00 | 0 | 0 | 0 | 0 | 97581.7561 | 102.7964 | 459887 | 0 | 0 | 0 | 0 | 332477.2816 | 1833519.3443 | 0 | 0 | 0 | 0 | 0 | 0 | 0 | 0 | 0 | 0 | 0 | 0 | 0 | 0 | 0 | 0 | 0 | -246512.8382 | -115689.6092 | 0 | 0 | 0 | 0 | 0 | 0 | 0 | 0 | 0 | 0 | 0 | 0 | 0 | 0 | 0 | 0
2016-02-03 14:00 | 0 | 0 | 0 | 0 | 0 | 241714.4139 | 465986 | 0 | 0 | 0 | 0 | 85964.4434 | 1855760.5965 | 0 | 0 | 0 | 0 | 0 | 0 | 0 | 0 | 0 | 0 | 0 | 0 | 0 | 0 | 0 | 0 | 0 | -246512.8382 | 22241.2522 | 0 | 0 | 0 | 0 | 0 | 0 | 0 | 0 | 0 | 0 | 0 | 0 | 0 | 0 | 0 | 0
2016-02-03 15:00 | 0 | 0 | 0 | 0 | 172928.4177 | 658940.0297 | 469666 | 0 | 0 | 0 | 0 | 332477.2816 | 1971450.2058 | 0 | 0 | 0 | 0 | 0 | 0 | 0 | 0 | 0 | 0 | 0 | 0 | 0 | 0 | 0 | 0 | 0 | 246512.8382 | 115689.6092 | 0 | 0 | 0 | 0 | 0 | 0 | 0 | 0 | 0 | 0 | 0 | 0 | 0 | 0 | 0 | 0
2016-02-03 16:00 | 0 | 0 | 0 | 0 | 0 | 748066.0759 | 468347 | 0 | 0 | 0 | 0 | 496506.7483 | 2087139.815 | 0 | 0 | 0 | 0 | 0 | 0 | 0 | 0 | 0 | 0 | 0 | 0 | 0 | 0 | 0 | 0 | 0 | 164029.4667 | 115689.6092 | 0 | 0 | 0 | 0 | 0 | 0 | 0 | 0 | 0 | 0 | 0 | 0 | 0 | 0 | 0 | 0
2016-02-03 17:00 | 0 | 0 | 0 | 0 | 0 | 736383.3001 | 463302 | 0 | 0 | 0 | 0 | 743019.5865 | 2113708.2768 | 0 | 0 | 0 | 0 | 0 | 0 | 0 | 0 | 0 | 0 | 0 | 0 | 0 | 0 | 0 | 0 | 0 | 246512.8382 | 26568.4618 | 0 | 0 | 0 | 0 | 0 | 0 | 0 | 0 | 0 | 0 | 0 | 0 | 0 | 0 | 0 | 0
2016-02-03 18:00 | 0 | 0 | 0 | 0 | 120966.3559 | 699768.0916 | 458532 | 0 | 0 | 0 | 0 | 989532.4248 | 2229397.886 | 0 | 0 | 0 | 0 | 0 | 0 | 0 | 0 | 0 | 0 | 0 | 0 | 0 | 0 | 0 | 0 | 0 | 246512.8382 | 115689.6092 | 0 | 0 | 0 | 0 | 0 | 0 | 0 | 0 | 0 | 0 | 0 | 0 | 0 | 0 | 0 | 0
2016-02-03 19:00 | 0 | 0 | 0 | 0 | 0 | 678317.5457 | 453700 | 0 | 0 | 0 | 0 | 1098460.3612 | 2345087.4953 | 0 | 0 | 0 | 0 | 0 | 0 | 0 | 0 | 0 | 0 | 0 | 0 | 0 | 0 | 0 | 0 | 0 | 108927.9365 | 115689.6092 | 0 | 0 | 0 | 0 | 0 | 0 | 0 | 0 | 0 | 0 | 0 | 0 | 0 | 0 | 0 | 0
2016-02-03 20:00 | 0 | 0 | 0 | 0 | 126936.4267 | 684798.0207 | 449532 | 0 | 0 | 0 | 0 | 1344973.1995 | 2460777.1045 | 0 | 0 | 0 | 0 | 0 | 0 | 0 | 0 | 0 | 0 | 0 | 0 | 0 | 0 | 0 | 0 | 0 | 246512.8382 | 115689.6092 | 0 | 0 | 0 | 0 | 0 | 0 | 0 | 0 | 0 | 0 | 0 | 0 | 0 | 0 | 0 | 0
2016-02-03 21:00 | 0 | 0 | 0 | 0 | 0 | 697655.2073 | 450158 | 0 | 0 | 0 | 0 | 1476780.7976 | 2576466.7137 | 0 | 0 | 0 | 0 | 0 | 0 | 0 | 0 | 0 | 0 | 0 | 0 | 0 | 0 | 0 | 0 | 0 | 131807.5981 | 115689.6092 | 0 | 0 | 0 | 0 | 0 | 0 | 0 | 0 | 0 | 0 | 0 | 0 | 0 | 0 | 0 | 0
2016-02-03 22:00 | 0 | 0 | 0 | 0 | 0 | 652069.1299 | 458219 | 0 | 0 | 0 | 0 | 1723293.6358 | 2523804.0054 | 0 | 0 | 0 | 0 | 0 | 0 | 0 | 0 | 0 | 0 | 0 | 0 | 0 | 0 | 0 | 0 | 0 | 246512.8382 | -52662.7083 | 0 | 0 | 0 | 0 | 0 | 0 | 0 | 0 | 0 | 0 | 0 | 0 | 0 | 0 | 0 | 0
2016-02-03 23:00 | 0 | 0 | 0 | 0 | 0 | 402734.8703 | 472065 | 0 | 0 | 0 | 0 | 1538273.8968 | 2639493.6147 | 0 | 0 | 0 | 0 | 0 | 0 | 0 | 0 | 0 | 0 | 0 | 0 | 0 | 0 | 0 | 0 | 0 | -185019.739 | 115689.6092 | 0 | 0 | 0 | 0 | 0 | 0 | 0 | 0 | 0 | 0 | 0 | 0 | 0 | 0 | 0 | 0
2016-02-04 | 0 | 0 | 0 | 0 | 405408.438 | 30194.4058 | 482328 | 0 | 0 | 0 | 0 | 1607238.3498 | 2523804.0054 | 0 | 0 | 0 | 0 | 0 | 0 | 0 | 0 | 0 | 0 | 0 | 0 | 0 | 0 | 0 | 0 | 0 | 68964.453 | -115689.6092 | 0 | 0 | 0 | 0 | 0 | 0 | 0 | 0 | 0 | 0 | 0 | 0 | 0 | 0 | 0 | 0
2016-02-04 01:00 | 0 | 0 | 0 | 0 | 399394.0525 | 0 | 482856 | 0 | 0 | 0 | 0 | 1639466.0116 | 2408114.3962 | 0 | 0 | 0 | 0 | 0 | 0 | 0 | 0 | 0 | 0 | 0 | 0 | 0 | 0 | 0 | 0 | 0 | 32227.6617 | -115689.6092 | 0 | 0 | 0 | 0 | 0 | 0 | 0 | 0 | 0 | 0 | 0 | 0 | 0 | 0 | 0 | 0
2016-02-04 02:00 | 0 | 0 | 0 | 0 | 407365.0588 | 0 | 474367 | 0 | 0 | 0 | 0 | 1688153.6796 | 2292424.787 | 0 | 0 | 0 | 0 | 0 | 0 | 0 | 0 | 0 | 0 | 0 | 0 | 0 | 0 | 0 | 0 | 0 | 48687.668 | -115689.6092 | 0 | 0 | 0 | 0 | 0 | 0 | 0 | 0 | 0 | 0 | 0 | 0 | 0 | 0 | 0 | 0
2016-02-04 03:00 | 0 | 0 | 0 | 0 | 410361.1905 | 0 | 456290 | 0 | 0 | 0 | 0 | 1526535.2609 | 2408114.3962 | 0 | 0 | 0 | 0 | 0 | 0 | 0 | 0 | 0 | 0 | 0 | 0 | 0 | 0 | 0 | 0 | 0 | -161618.4187 | 115689.6092 | 0 | 0 | 0 | 0 | 0 | 0 | 0 | 0 | 0 | 0 | 0 | 0 | 0 | 0 | 0 | 0
2016-02-04 04:00 | 0 | 0 | 0 | 0 | 407115.802 | 0 | 432825 | 0 | 0 | 0 | 0 | 1616515.6722 | 2292424.787 | 0 | 0 | 0 | 0 | 0 | 0 | 0 | 0 | 0 | 0 | 0 | 0 | 0 | 0 | 0 | 0 | 0 | 89980.4112 | -115689.6092 | 0 | 0 | 0 | 0 | 0 | 0 | 0 | 0 | 0 | 0 | 0 | 0 | 0 | 0 | 0 | 0
2016-02-04 05:00 | 0 | 0 | 0 | 0 | 50478.5525 | 0 | 412681 | 0 | 0 | 0 | 0 | 1370002.8339 | 2176735.1777 | 0 | 0 | 0 | 0 | 0 | 0 | 0 | 0 | 0 | 0 | 0 | 0 | 0 | 0 | 0 | 0 | 0 | -246512.8382 | -115689.6092 | 0 | 0 | 0 | 0 | 0 | 0 | 0 | 0 | 0 | 0 | 0 | 0 | 0 | 0 | 0 | 0
2016-02-04 06:00 | 0 | 0 | 0 | 0 | 402948.2882 | 0 | 398724 | 0 | 0 | 0 | 0 | 1489916.7314 | 2061045.5685 | 0 | 0 | 0 | 0 | 0 | 0 | 0 | 0 | 0 | 0 | 0 | 0 | 0 | 0 | 0 | 0 | 0 | 119913.8975 | -115689.6092 | 0 | 0 | 0 | 0 | 0 | 0 | 0 | 0 | 0 | 0 | 0 | 0 | 0 | 0 | 0 | 0
2016-02-04 07:00 | 0 | 0 | 0 | 0 | 27968.5525 | 0 | 390171 | 0 | 0 | 0 | 0 | 1243403.8932 | 1945355.9593 | 0 | 0 | 0 | 0 | 0 | 0 | 0 | 0 | 0 | 0 | 0 | 0 | 0 | 0 | 0 | 0 | 0 | -246512.8382 | -115689.6092 | 0 | 0 | 0 | 0 | 0 | 0 | 0 | 0 | 0 | 0 | 0 | 0 | 0 | 0 | 0 | 0
2016-02-04 08:00 | 0 | 0 | 0 | 0 | 395561.2923 | 0 | 386439 | 0 | 0 | 0 | 0 | 1136836.5763 | 2061045.5685 | 0 | 0 | 0 | 0 | 0 | 0 | 0 | 0 | 0 | 0 | 0 | 0 | 0 | 0 | 0 | 0 | 0 | -106567.3169 | 115689.6092 | 0 | 0 | 0 | 0 | 0 | 0 | 0 | 0 | 0 | 0 | 0 | 0 | 0 | 0 | 0 | 0
2016-02-04 09:00 | 0 | 0 | 0 | 0 | 385764.8185 | 0 | 389595 | 0 | 0 | 0 | 0 | 1248696.004 | 1945355.9593 | 0 | 0 | 0 | 0 | 0 | 0 | 0 | 0 | 0 | 0 | 0 | 0 | 0 | 0 | 0 | 0 | 0 | 111859.4277 | -115689.6092 | 0 | 0 | 0 | 0 | 0 | 0 | 0 | 0 | 0 | 0 | 0 | 0 | 0 | 0 | 0 | 0
2016-02-04 10:00 | 0 | 0 | 0 | 0 | 372812.3755 | 0 | 404973 | 0 | 0 | 0 | 0 | 1332224.9887 | 1829666.35 | 0 | 0 | 0 | 0 | 0 | 0 | 0 | 0 | 0 | 0 | 0 | 0 | 0 | 0 | 0 | 0 | 0 | 83528.9847 | -115689.6092 | 0 | 0 | 0 | 0 | 0 | 0 | 0 | 0 | 0 | 0 | 0 | 0 | 0 | 0 | 0 | 0
2016-02-04 11:00 | 0 | 0 | 0 | 0 | 76024.5525 | 0 | 438227 | 0 | 0 | 0 | 0 | 1085712.1505 | 1713976.7408 | 0 | 0 | 0 | 0 | 0 | 0 | 0 | 0 | 0 | 0 | 0 | 0 | 0 | 0 | 0 | 0 | 0 | -246512.8382 | -115689.6092 | 0 | 0 | 0 | 0 | 0 | 0 | 0 | 0 | 0 | 0 | 0 | 0 | 0 | 0 | 0 | 0
2016-02-04 12:00 | 0 | 0 | 0 | 0 | 367349.0286 | 0 | 472199 | 0 | 0 | 0 | 0 | 865172.5698 | 1829666.35 | 0 | 0 | 0 | 0 | 0 | 0 | 0 | 0 | 0 | 0 | 0 | 0 | 0 | 0 | 0 | 0 | 0 | -220539.5807 | 115689.6092 | 0 | 0 | 0 | 0 | 0 | 0 | 0 | 0 | 0 | 0 | 0 | 0 | 0 | 0 | 0 | 0
2016-02-04 13:00 | 0 | 0 | 0 | 0 | 122632.8444 | 113.7082 | 484949 | 0 | 0 | 0 | 0 | 618659.7316 | 1713976.7408 | 0 | 0 | 0 | 0 | 0 | 0 | 0 | 0 | 0 | 0 | 0 | 0 | 0 | 0 | 0 | 0 | 0 | -246512.8382 | -115689.6092 | 0 | 0 | 0 | 0 | 0 | 0 | 0 | 0 | 0 | 0 | 0 | 0 | 0 | 0 | 0 | 0
2016-02-04 14:00 | 0 | 0 | 0 | 0 | 308061.1409 | 151209.1296 | 487328 | 0 | 0 | 0 | 0 | 474912.3929 | 1829666.35 | 0 | 0 | 0 | 0 | 0 | 0 | 0 | 0 | 0 | 0 | 0 | 0 | 0 | 0 | 0 | 0 | 0 | -143747.3387 | 115689.6092 | 0 | 0 | 0 | 0 | 0 | 0 | 0 | 0 | 0 | 0 | 0 | 0 | 0 | 0 | 0 | 0
2016-02-04 15:00 | 0 | 0 | 0 | 0 | 0 | 565919.9073 | 485781 | 0 | 0 | 0 | 0 | 670740.9094 | 1713976.7408 | 0 | 0 | 0 | 0 | 0 | 0 | 0 | 0 | 0 | 0 | 0 | 0 | 0 | 0 | 0 | 0 | 0 | 195828.5165 | -115689.6092 | 0 | 0 | 0 | 0 | 0 | 0 | 0 | 0 | 0 | 0 | 0 | 0 | 0 | 0 | 0 | 0
2016-02-04 16:00 | 0 | 0 | 0 | 0 | 0 | 652350.0256 | 479593 | 0 | 0 | 0 | 0 | 917253.7476 | 1640220.9281 | 0 | 0 | 0 | 0 | 0 | 0 | 0 | 0 | 0 | 0 | 0 | 0 | 0 | 0 | 0 | 0 | 0 | 246512.8382 | -73755.8127 | 0 | 0 | 0 | 0 | 0 | 0 | 0 | 0 | 0 | 0 | 0 | 0 | 0 | 0 | 0 | 0
2016-02-04 17:00 | 0 | 0 | 0 | 0 | 169333.8902 | 663835.5573 | 470967 | 0 | 0 | 0 | 0 | 1163766.5859 | 1755910.5374 | 0 | 0 | 0 | 0 | 0 | 0 | 0 | 0 | 0 | 0 | 0 | 0 | 0 | 0 | 0 | 0 | 0 | 246512.8382 | 115689.6092 | 0 | 0 | 0 | 0 | 0 | 0 | 0 | 0 | 0 | 0 | 0 | 0 | 0 | 0 | 0 | 0
2016-02-04 18:00 | 0 | 0 | 0 | 0 | 0 | 640991.9142 | 462918 | 0 | 0 | 0 | 0 | 1226150.8908 | 1871600.1466 | 0 | 0 | 0 | 0 | 0 | 0 | 0 | 0 | 0 | 0 | 0 | 0 | 0 | 0 | 0 | 0 | 0 | 62384.305 | 115689.6092 | 0 | 0 | 0 | 0 | 0 | 0 | 0 | 0 | 0 | 0 | 0 | 0 | 0 | 0 | 0 | 0
2016-02-04 19:00 | 0 | 0 | 0 | 0 | 0 | 623446.4446 | 456299 | 0 | 0 | 0 | 0 | 1472663.7291 | 1792234.7529 | 0 | 0 | 0 | 0 | 0 | 0 | 0 | 0 | 0 | 0 | 0 | 0 | 0 | 0 | 0 | 0 | 0 | 246512.8382 | -79365.3937 | 0 | 0 | 0 | 0 | 0 | 0 | 0 | 0 | 0 | 0 | 0 | 0 | 0 | 0 | 0 | 0
2016-02-04 20:00 | 0 | 0 | 0 | 0 | 0 | 621318.8507 | 451360 | 0 | 0 | 0 | 0 | 1526932.9705 | 1907924.3622 | 0 | 0 | 0 | 0 | 0 | 0 | 0 | 0 | 0 | 0 | 0 | 0 | 0 | 0 | 0 | 0 | 0 | 54269.2414 | 115689.6092 | 0 | 0 | 0 | 0 | 0 | 0 | 0 | 0 | 0 | 0 | 0 | 0 | 0 | 0 | 0 | 0
2016-02-04 21:00 | 0 | 0 | 0 | 0 | 0 | 620696.9996 | 451716 | 0 | 0 | 0 | 0 | 1773445.8088 | 1830392.5235 | 0 | 0 | 0 | 0 | 0 | 0 | 0 | 0 | 0 | 0 | 0 | 0 | 0 | 0 | 0 | 0 | 0 | 246512.8382 | -77531.8387 | 0 | 0 | 0 | 0 | 0 | 0 | 0 | 0 | 0 | 0 | 0 | 0 | 0 | 0 | 0 | 0
2016-02-04 22:00 | 0 | 0 | 0 | 0 | 238106.2216 | 558181.5832 | 461495 | 0 | 0 | 0 | 0 | 1992549.0043 | 1946082.1327 | 0 | 0 | 0 | 0 | 0 | 0 | 0 | 0 | 0 | 0 | 0 | 0 | 0 | 0 | 0 | 0 | 0 | 219103.1956 | 115689.6092 | 0 | 0 | 0 | 0 | 0 | 0 | 0 | 0 | 0 | 0 | 0 | 0 | 0 | 0 | 0 | 0
2016-02-04 23:00 | 0 | 0 | 0 | 0 | 233217.1627 | 349345.9181 | 477809 | 0 | 0 | 0 | 0 | 1981613.4759 | 2061771.7419 | 0 | 0 | 0 | 0 | 0 | 0 | 0 | 0 | 0 | 0 | 0 | 0 | 0 | 0 | 0 | 0 | 0 | -10935.5284 | 115689.6092 | 0 | 0 | 0 | 0 | 0 | 0 | 0 | 0 | 0 | 0 | 0 | 0 | 0 | 0 | 0 | 0
2016-02-05 | 0 | 0 | 0 | 0 | 98416.3285 | 30817.224 | 491436 | 0 | 0 | 0 | 0 | 1735100.6376 | 1946082.1327 | 0 | 0 | 0 | 0 | 0 | 0 | 0 | 0 | 0 | 0 | 0 | 0 | 0 | 0 | 0 | 0 | 0 | -246512.8382 | -115689.6092 | 0 | 0 | 0 | 0 | 0 | 0 | 0 | 0 | 0 | 0 | 0 | 0 | 0 | 0 | 0 | 0
2016-02-05 01:00 | 0 | 0 | 0 | 0 | 294617.8111 | 0 | 495085 | 0 | 0 | 0 | 0 | 1650323.058 | 1830392.5235 | 0 | 0 | 0 | 0 | 0 | 0 | 0 | 0 | 0 | 0 | 0 | 0 | 0 | 0 | 0 | 0 | 0 | -84777.5796 | -115689.6092 | 0 | 0 | 0 | 0 | 0 | 0 | 0 | 0 | 0 | 0 | 0 | 0 | 0 | 0 | 0 | 0
2016-02-05 02:00 | 0 | 0 | 0 | 0 | 126787.5525 | 0 | 488990 | 0 | 0 | 0 | 0 | 1403810.2198 | 1714702.9142 | 0 | 0 | 0 | 0 | 0 | 0 | 0 | 0 | 0 | 0 | 0 | 0 | 0 | 0 | 0 | 0 | 0 | -246512.8382 | -115689.6092 | 0 | 0 | 0 | 0 | 0 | 0 | 0 | 0 | 0 | 0 | 0 | 0 | 0 | 0 | 0 | 0
2016-02-05 03:00 | 0 | 0 | 0 | 0 | 406374.5164 | 0 | 473043 | 0 | 0 | 0 | 0 | 1452831.3454 | 1599013.305 | 0 | 0 | 0 | 0 | 0 | 0 | 0 | 0 | 0 | 0 | 0 | 0 | 0 | 0 | 0 | 0 | 0 | 49021.1256 | -115689.6092 | 0 | 0 | 0 | 0 | 0 | 0 | 0 | 0 | 0 | 0 | 0 | 0 | 0 | 0 | 0 | 0
2016-02-05 04:00 | 0 | 0 | 0 | 0 | 89916.5525 | 0 | 452119 | 0 | 0 | 0 | 0 | 1206318.5072 | 1483323.6958 | 0 | 0 | 0 | 0 | 0 | 0 | 0 | 0 | 0 | 0 | 0 | 0 | 0 | 0 | 0 | 0 | 0 | -246512.8382 | -115689.6092 | 0 | 0 | 0 | 0 | 0 | 0 | 0 | 0 | 0 | 0 | 0 | 0 | 0 | 0 | 0 | 0
2016-02-05 05:00 | 0 | 0 | 0 | 0 | 465701.1255 | 0 | 433235 | 0 | 0 | 0 | 0 | 1123095.0235 | 1599013.305 | 0 | 0 | 0 | 0 | 0 | 0 | 0 | 0 | 0 | 0 | 0 | 0 | 0 | 0 | 0 | 0 | 0 | -83223.4837 | 115689.6092 | 0 | 0 | 0 | 0 | 0 | 0 | 0 | 0 | 0 | 0 | 0 | 0 | 0 | 0 | 0 | 0
2016-02-05 06:00 | 0 | 0 | 0 | 0 | 59611.5525 | 0 | 421814 | 0 | 0 | 0 | 0 | 876582.1852 | 1483323.6958 | 0 | 0 | 0 | 0 | 0 | 0 | 0 | 0 | 0 | 0 | 0 | 0 | 0 | 0 | 0 | 0 | 0 | -246512.8382 | -115689.6092 | 0 | 0 | 0 | 0 | 0 | 0 | 0 | 0 | 0 | 0 | 0 | 0 | 0 | 0 | 0 | 0
2016-02-05 07:00 | 0 | 0 | 0 | 0 | 458234.8365 | 0 | 416139 | 0 | 0 | 0 | 0 | 1034367.631 | 1367634.0865 | 0 | 0 | 0 | 0 | 0 | 0 | 0 | 0 | 0 | 0 | 0 | 0 | 0 | 0 | 0 | 0 | 0 | 157785.4457 | -115689.6092 | 0 | 0 | 0 | 0 | 0 | 0 | 0 | 0 | 0 | 0 | 0 | 0 | 0 | 0 | 0 | 0
2016-02-05 08:00 | 0 | 0 | 0 | 0 | 446651.3471 | 0 | 414463 | 0 | 0 | 0 | 0 | 950866.3688 | 1483323.6958 | 0 | 0 | 0 | 0 | 0 | 0 | 0 | 0 | 0 | 0 | 0 | 0 | 0 | 0 | 0 | 0 | 0 | -83501.2622 | 115689.6092 | 0 | 0 | 0 | 0 | 0 | 0 | 0 | 0 | 0 | 0 | 0 | 0 | 0 | 0 | 0 | 0
2016-02-05 09:00 | 0 | 0 | 0 | 0 | 433193.6815 | 0 | 418537 | 0 | 0 | 0 | 0 | 849833.4411 | 1599013.305 | 0 | 0 | 0 | 0 | 0 | 0 | 0 | 0 | 0 | 0 | 0 | 0 | 0 | 0 | 0 | 0 | 0 | -101032.9277 | 115689.6092 | 0 | 0 | 0 | 0 | 0 | 0 | 0 | 0 | 0 | 0 | 0 | 0 | 0 | 0 | 0 | 0
2016-02-05 10:00 | 0 | 0 | 0 | 0 | 73116.5525 | 0 | 435319 | 0 | 0 | 0 | 0 | 603320.6028 | 1483323.6958 | 0 | 0 | 0 | 0 | 0 | 0 | 0 | 0 | 0 | 0 | 0 | 0 | 0 | 0 | 0 | 0 | 0 | -246512.8382 | -115689.6092 | 0 | 0 | 0 | 0 | 0 | 0 | 0 | 0 | 0 | 0 | 0 | 0 | 0 | 0 | 0 | 0
2016-02-05 11:00 | 0 | 0 | 0 | 0 | 420763.6992 | 0 | 470378 | 0 | 0 | 0 | 0 | 438016.6928 | 1599013.305 | 0 | 0 | 0 | 0 | 0 | 0 | 0 | 0 | 0 | 0 | 0 | 0 | 0 | 0 | 0 | 0 | 0 | -165303.91 | 115689.6092 | 0 | 0 | 0 | 0 | 0 | 0 | 0 | 0 | 0 | 0 | 0 | 0 | 0 | 0 | 0 | 0
2016-02-05 12:00 | 0 | 0 | 0 | 0 | 141629.5525 | 0 | 503832 | 0 | 0 | 0 | 0 | 191503.8545 | 1483323.6958 | 0 | 0 | 0 | 0 | 0 | 0 | 0 | 0 | 0 | 0 | 0 | 0 | 0 | 0 | 0 | 0 | 0 | -246512.8382 | -115689.6092 | 0 | 0 | 0 | 0 | 0 | 0 | 0 | 0 | 0 | 0 | 0 | 0 | 0 | 0 | 0 | 0
2016-02-05 13:00 | 0 | 0 | 0 | 0 | 422043.3493 | 131.8944 | 514139 | 0 | 0 | 0 | 0 | 215229.7075 | 1367634.0865 | 0 | 0 | 0 | 0 | 0 | 0 | 0 | 0 | 0 | 0 | 0 | 0 | 0 | 0 | 0 | 0 | 0 | 23725.853 | -115689.6092 | 0 | 0 | 0 | 0 | 0 | 0 | 0 | 0 | 0 | 0 | 0 | 0 | 0 | 0 | 0 | 0
2016-02-05 14:00 | 0 | 0 | 0 | 0 | 344829.062 | 135320.4274 | 511370 | 0 | 0 | 0 | 0 | 299698.8061 | 1251944.4773 | 0 | 0 | 0 | 0 | 0 | 0 | 0 | 0 | 0 | 0 | 0 | 0 | 0 | 0 | 0 | 0 | 0 | 84469.0986 | -115689.6092 | 0 | 0 | 0 | 0 | 0 | 0 | 0 | 0 | 0 | 0 | 0 | 0 | 0 | 0 | 0 | 0
2016-02-05 15:00 | 0 | 0 | 0 | 0 | 234889.5208 | 631036.9266 | 503724 | 0 | 0 | 0 | 0 | 546211.6443 | 1367634.0865 | 0 | 0 | 0 | 0 | 0 | 0 | 0 | 0 | 0 | 0 | 0 | 0 | 0 | 0 | 0 | 0 | 0 | 246512.8382 | 115689.6092 | 0 | 0 | 0 | 0 | 0 | 0 | 0 | 0 | 0 | 0 | 0 | 0 | 0 | 0 | 0 | 0
2016-02-05 16:00 | 0 | 0 | 0 | 0 | 0 | 740845.5864 | 490621 | 0 | 0 | 0 | 0 | 680746.6215 | 1483323.6958 | 0 | 0 | 0 | 0 | 0 | 0 | 0 | 0 | 0 | 0 | 0 | 0 | 0 | 0 | 0 | 0 | 0 | 134534.9772 | 115689.6092 | 0 | 0 | 0 | 0 | 0 | 0 | 0 | 0 | 0 | 0 | 0 | 0 | 0 | 0 | 0 | 0
2016-02-05 17:00 | 0 | 0 | 0 | 0 | 93368.2885 | 744189.159 | 475355 | 0 | 0 | 0 | 0 | 927259.4598 | 1599013.305 | 0 | 0 | 0 | 0 | 0 | 0 | 0 | 0 | 0 | 0 | 0 | 0 | 0 | 0 | 0 | 0 | 0 | 246512.8382 | 115689.6092 | 0 | 0 | 0 | 0 | 0 | 0 | 0 | 0 | 0 | 0 | 0 | 0 | 0 | 0 | 0 | 0
2016-02-05 18:00 | 0 | 0 | 0 | 0 | 0 | 709329.0875 | 462022 | 0 | 0 | 0 | 0 | 1058876.938 | 1714702.9142 | 0 | 0 | 0 | 0 | 0 | 0 | 0 | 0 | 0 | 0 | 0 | 0 | 0 | 0 | 0 | 0 | 0 | 131617.4782 | 115689.6092 | 0 | 0 | 0 | 0 | 0 | 0 | 0 | 0 | 0 | 0 | 0 | 0 | 0 | 0 | 0 | 0
2016-02-05 19:00 | 0 | 0 | 0 | 0 | 0 | 690848.8571 | 451872 | 0 | 0 | 0 | 0 | 1305389.7762 | 1707166.9331 | 0 | 0 | 0 | 0 | 0 | 0 | 0 | 0 | 0 | 0 | 0 | 0 | 0 | 0 | 0 | 0 | 0 | 246512.8382 | -7535.9811 | 0 | 0 | 0 | 0 | 0 | 0 | 0 | 0 | 0 | 0 | 0 | 0 | 0 | 0 | 0 | 0
2016-02-05 20:00 | 0 | 0 | 0 | 0 | 0 | 702017.4126 | 443685 | 0 | 0 | 0 | 0 | 1448032.5796 | 1822856.5424 | 0 | 0 | 0 | 0 | 0 | 0 | 0 | 0 | 0 | 0 | 0 | 0 | 0 | 0 | 0 | 0 | 0 | 142642.8033 | 115689.6092 | 0 | 0 | 0 | 0 | 0 | 0 | 0 | 0 | 0 | 0 | 0 | 0 | 0 | 0 | 0 | 0
2016-02-05 21:00 | 0 | 0 | 0 | 0 | 0 | 724076.4229 | 442344 | 0 | 0 | 0 | 0 | 1694545.4178 | 1858076.127 | 0 | 0 | 0 | 0 | 0 | 0 | 0 | 0 | 0 | 0 | 0 | 0 | 0 | 0 | 0 | 0 | 0 | 246512.8382 | 35219.5847 | 0 | 0 | 0 | 0 | 0 | 0 | 0 | 0 | 0 | 0 | 0 | 0 | 0 | 0 | 0 | 0
2016-02-05 22:00 | 0 | 0 | 0 | 0 | 0 | 683455.0764 | 452742 | 0 | 0 | 0 | 0 | 1809568.885 | 1973765.7363 | 0 | 0 | 0 | 0 | 0 | 0 | 0 | 0 | 0 | 0 | 0 | 0 | 0 | 0 | 0 | 0 | 0 | 115023.4672 | 115689.6092 | 0 | 0 | 0 | 0 | 0 | 0 | 0 | 0 | 0 | 0 | 0 | 0 | 0 | 0 | 0 | 0
2016-02-05 23:00 | 0 | 0 | 0 | 0 | 0 | 375839.8944 | 471656 | 0 | 0 | 0 | 0 | 1829442.3886 | 1858076.127 | 0 | 0 | 0 | 0 | 0 | 0 | 0 | 0 | 0 | 0 | 0 | 0 | 0 | 0 | 0 | 0 | 0 | 19873.5037 | -115689.6092 | 0 | 0 | 0 | 0 | 0 | 0 | 0 | 0 | 0 | 0 | 0 | 0 | 0 | 0 | 0 | 0
2016-02-06 | 0 | 0 | 0 | 0 | 470161.2754 | 35639.176 | 483417 | 0 | 0 | 0 | 0 | 1736136.2308 | 1973765.7363 | 0 | 0 | 0 | 0 | 0 | 0 | 0 | 0 | 0 | 0 | 0 | 0 | 0 | 0 | 0 | 0 | 0 | -93306.1578 | 115689.6092 | 0 | 0 | 0 | 0 | 0 | 0 | 0 | 0 | 0 | 0 | 0 | 0 | 0 | 0 | 0 | 0
2016-02-06 01:00 | 0 | 0 | 0 | 0 | 124297.5525 | 0 | 486500 | 0 | 0 | 0 | 0 | 1489623.3925 | 1858076.127 | 0 | 0 | 0 | 0 | 0 | 0 | 0 | 0 | 0 | 0 | 0 | 0 | 0 | 0 | 0 | 0 | 0 | -246512.8382 | -115689.6092 | 0 | 0 | 0 | 0 | 0 | 0 | 0 | 0 | 0 | 0 | 0 | 0 | 0 | 0 | 0 | 0
2016-02-06 02:00 | 0 | 0 | 0 | 0 | 519797.1136 | 0 | 483385 | 0 | 0 | 0 | 0 | 1641725.1154 | 1742386.5178 | 0 | 0 | 0 | 0 | 0 | 0 | 0 | 0 | 0 | 0 | 0 | 0 | 0 | 0 | 0 | 0 | 0 | 152101.7228 | -115689.6092 | 0 | 0 | 0 | 0 | 0 | 0 | 0 | 0 | 0 | 0 | 0 | 0 | 0 | 0 | 0 | 0
2016-02-06 03:00 | 0 | 0 | 0 | 0 | 110257.5525 | 0 | 472460 | 0 | 0 | 0 | 0 | 1395212.2772 | 1626696.9086 | 0 | 0 | 0 | 0 | 0 | 0 | 0 | 0 | 0 | 0 | 0 | 0 | 0 | 0 | 0 | 0 | 0 | -246512.8382 | -115689.6092 | 0 | 0 | 0 | 0 | 0 | 0 | 0 | 0 | 0 | 0 | 0 | 0 | 0 | 0 | 0 | 0
2016-02-06 04:00 | 0 | 0 | 0 | 0 | 91986.5525 | 0 | 454189 | 0 | 0 | 0 | 0 | 1148699.4389 | 1511007.2993 | 0 | 0 | 0 | 0 | 0 | 0 | 0 | 0 | 0 | 0 | 0 | 0 | 0 | 0 | 0 | 0 | 0 | -246512.8382 | -115689.6092 | 0 | 0 | 0 | 0 | 0 | 0 | 0 | 0 | 0 | 0 | 0 | 0 | 0 | 0 | 0 | 0
2016-02-06 05:00 | 0 | 0 | 0 | 0 | 605218.9997 | 0 | 438683 | 0 | 0 | 0 | 0 | 1199545.8294 | 1626696.9086 | 0 | 0 | 0 | 0 | 0 | 0 | 0 | 0 | 0 | 0 | 0 | 0 | 0 | 0 | 0 | 0 | 0 | 50846.3905 | 115689.6092 | 0 | 0 | 0 | 0 | 0 | 0 | 0 | 0 | 0 | 0 | 0 | 0 | 0 | 0 | 0 | 0
2016-02-06 06:00 | 0 | 0 | 0 | 0 | 65161.5525 | 0 | 427364 | 0 | 0 | 0 | 0 | 953032.9912 | 1511007.2993 | 0 | 0 | 0 | 0 | 0 | 0 | 0 | 0 | 0 | 0 | 0 | 0 | 0 | 0 | 0 | 0 | 0 | -246512.8382 | -115689.6092 | 0 | 0 | 0 | 0 | 0 | 0 | 0 | 0 | 0 | 0 | 0 | 0 | 0 | 0 | 0 | 0
2016-02-06 07:00 | 0 | 0 | 0 | 0 | 289283.771 | 0 | 420107 | 0 | 0 | 0 | 0 | 706520.1529 | 1626696.9086 | 0 | 0 | 0 | 0 | 0 | 0 | 0 | 0 | 0 | 0 | 0 | 0 | 0 | 0 | 0 | 0 | 0 | -246512.8382 | 115689.6092 | 0 | 0 | 0 | 0 | 0 | 0 | 0 | 0 | 0 | 0 | 0 | 0 | 0 | 0 | 0 | 0
2016-02-06 08:00 | 0 | 0 | 0 | 0 | 638355.1146 | 0 | 416611 | 0 | 0 | 0 | 0 | 812574.6583 | 1742386.5178 | 0 | 0 | 0 | 0 | 0 | 0 | 0 | 0 | 0 | 0 | 0 | 0 | 0 | 0 | 0 | 0 | 0 | 106054.5054 | 115689.6092 | 0 | 0 | 0 | 0 | 0 | 0 | 0 | 0 | 0 | 0 | 0 | 0 | 0 | 0 | 0 | 0
2016-02-06 09:00 | 0 | 0 | 0 | 0 | 55377.5525 | 0 | 417580 | 0 | 0 | 0 | 0 | 566061.82 | 1626696.9086 | 0 | 0 | 0 | 0 | 0 | 0 | 0 | 0 | 0 | 0 | 0 | 0 | 0 | 0 | 0 | 0 | 0 | -246512.8382 | -115689.6092 | 0 | 0 | 0 | 0 | 0 | 0 | 0 | 0 | 0 | 0 | 0 | 0 | 0 | 0 | 0 | 0
2016-02-06 10:00 | 0 | 0 | 0 | 0 | 615676.697 | 0 | 424321 | 0 | 0 | 0 | 0 | 641727.9078 | 1742386.5178 | 0 | 0 | 0 | 0 | 0 | 0 | 0 | 0 | 0 | 0 | 0 | 0 | 0 | 0 | 0 | 0 | 0 | 75666.0877 | 115689.6092 | 0 | 0 | 0 | 0 | 0 | 0 | 0 | 0 | 0 | 0 | 0 | 0 | 0 | 0 | 0 | 0
2016-02-06 11:00 | 0 | 0 | 0 | 0 | 602407.3346 | 0 | 438511 | 0 | 0 | 0 | 0 | 888240.746 | 1659770.0142 | 0 | 0 | 0 | 0 | 0 | 0 | 0 | 0 | 0 | 0 | 0 | 0 | 0 | 0 | 0 | 0 | 0 | 246512.8382 | -82616.5036 | 0 | 0 | 0 | 0 | 0 | 0 | 0 | 0 | 0 | 0 | 0 | 0 | 0 | 0 | 0 | 0
2016-02-06 12:00 | 0 | 0 | 0 | 0 | 93308.5525 | 0 | 455511 | 0 | 0 | 0 | 0 | 641727.9078 | 1544080.4049 | 0 | 0 | 0 | 0 | 0 | 0 | 0 | 0 | 0 | 0 | 0 | 0 | 0 | 0 | 0 | 0 | 0 | -246512.8382 | -115689.6092 | 0 | 0 | 0 | 0 | 0 | 0 | 0 | 0 | 0 | 0 | 0 | 0 | 0 | 0 | 0 | 0
2016-02-06 13:00 | 0 | 0 | 0 | 0 | 105859.496 | 150.0565 | 468212 | 0 | 0 | 0 | 0 | 395215.0696 | 1428390.7957 | 0 | 0 | 0 | 0 | 0 | 0 | 0 | 0 | 0 | 0 | 0 | 0 | 0 | 0 | 0 | 0 | 0 | -246512.8382 | -115689.6092 | 0 | 0 | 0 | 0 | 0 | 0 | 0 | 0 | 0 | 0 | 0 | 0 | 0 | 0 | 0 | 0
2016-02-06 14:00 | 0 | 0 | 0 | 0 | 443288.5024 | 173612.2938 | 470531 | 0 | 0 | 0 | 0 | 425895.2565 | 1544080.4049 | 0 | 0 | 0 | 0 | 0 | 0 | 0 | 0 | 0 | 0 | 0 | 0 | 0 | 0 | 0 | 0 | 0 | 30680.1869 | 115689.6092 | 0 | 0 | 0 | 0 | 0 | 0 | 0 | 0 | 0 | 0 | 0 | 0 | 0 | 0 | 0 | 0
2016-02-06 15:00 | 0 | 0 | 0 | 0 | 0 | 690890.507 | 464518 | 0 | 0 | 0 | 0 | 536578.1542 | 1659770.0142 | 0 | 0 | 0 | 0 | 0 | 0 | 0 | 0 | 0 | 0 | 0 | 0 | 0 | 0 | 0 | 0 | 0 | 110682.8978 | 115689.6092 | 0 | 0 | 0 | 0 | 0 | 0 | 0 | 0 | 0 | 0 | 0 | 0 | 0 | 0 | 0 | 0
2016-02-06 16:00 | 0 | 0 | 0 | 0 | 48789.699 | 767274.7485 | 453862 | 0 | 0 | 0 | 0 | 783090.9925 | 1775459.6234 | 0 | 0 | 0 | 0 | 0 | 0 | 0 | 0 | 0 | 0 | 0 | 0 | 0 | 0 | 0 | 0 | 0 | 246512.8382 | 115689.6092 | 0 | 0 | 0 | 0 | 0 | 0 | 0 | 0 | 0 | 0 | 0 | 0 | 0 | 0 | 0 | 0
2016-02-06 17:00 | 0 | 0 | 0 | 0 | 0 | 750270.8837 | 441481 | 0 | 0 | 0 | 0 | 976191.2669 | 1891149.2326 | 0 | 0 | 0 | 0 | 0 | 0 | 0 | 0 | 0 | 0 | 0 | 0 | 0 | 0 | 0 | 0 | 0 | 193100.2745 | 115689.6092 | 0 | 0 | 0 | 0 | 0 | 0 | 0 | 0 | 0 | 0 | 0 | 0 | 0 | 0 | 0 | 0
2016-02-06 18:00 | 0 | 0 | 0 | 0 | 0 | 716710.0129 | 429388 | 0 | 0 | 0 | 0 | 1222704.1052 | 1931958.4073 | 0 | 0 | 0 | 0 | 0 | 0 | 0 | 0 | 0 | 0 | 0 | 0 | 0 | 0 | 0 | 0 | 0 | 246512.8382 | 40809.1746 | 0 | 0 | 0 | 0 | 0 | 0 | 0 | 0 | 0 | 0 | 0 | 0 | 0 | 0 | 0 | 0
2016-02-06 19:00 | 0 | 0 | 0 | 0 | 0 | 700663.1554 | 419274 | 0 | 0 | 0 | 0 | 1388403.6513 | 2047648.0165 | 0 | 0 | 0 | 0 | 0 | 0 | 0 | 0 | 0 | 0 | 0 | 0 | 0 | 0 | 0 | 0 | 0 | 165699.5461 | 115689.6092 | 0 | 0 | 0 | 0 | 0 | 0 | 0 | 0 | 0 | 0 | 0 | 0 | 0 | 0 | 0 | 0
2016-02-06 20:00 | 0 | 0 | 0 | 0 | 61622.204 | 714036.2435 | 413456 | 0 | 0 | 0 | 0 | 1634916.4896 | 2163337.6257 | 0 | 0 | 0 | 0 | 0 | 0 | 0 | 0 | 0 | 0 | 0 | 0 | 0 | 0 | 0 | 0 | 0 | 246512.8382 | 115689.6092 | 0 | 0 | 0 | 0 | 0 | 0 | 0 | 0 | 0 | 0 | 0 | 0 | 0 | 0 | 0 | 0
2016-02-06 21:00 | 0 | 0 | 0 | 0 | 0 | 735947.5052 | 413630 | 0 | 0 | 0 | 0 | 1841544.3856 | 2279027.235 | 0 | 0 | 0 | 0 | 0 | 0 | 0 | 0 | 0 | 0 | 0 | 0 | 0 | 0 | 0 | 0 | 0 | 206627.896 | 115689.6092 | 0 | 0 | 0 | 0 | 0 | 0 | 0 | 0 | 0 | 0 | 0 | 0 | 0 | 0 | 0 | 0
2016-02-06 22:00 | 0 | 0 | 0 | 0 | 0 | 675781.1591 | 423228 | 0 | 0 | 0 | 0 | 1978407.9354 | 2394716.8442 | 0 | 0 | 0 | 0 | 0 | 0 | 0 | 0 | 0 | 0 | 0 | 0 | 0 | 0 | 0 | 0 | 0 | 136863.5499 | 115689.6092 | 0 | 0 | 0 | 0 | 0 | 0 | 0 | 0 | 0 | 0 | 0 | 0 | 0 | 0 | 0 | 0
2016-02-06 23:00 | 0 | 0 | 0 | 0 | 0 | 394346.5914 | 441840 | 0 | 0 | 0 | 0 | 2046604.1361 | 2279027.235 | 0 | 0 | 0 | 0 | 0 | 0 | 0 | 0 | 0 | 0 | 0 | 0 | 0 | 0 | 0 | 0 | 0 | 68196.2007 | -115689.6092 | 0 | 0 | 0 | 0 | 0 | 0 | 0 | 0 | 0 | 0 | 0 | 0 | 0 | 0 | 0 | 0
2016-02-07 | 0 | 0 | 0 | 0 | 58565.2653 | 33728.2872 | 454496 | 0 | 0 | 0 | 0 | 1800091.2979 | 2163337.6257 | 0 | 0 | 0 | 0 | 0 | 0 | 0 | 0 | 0 | 0 | 0 | 0 | 0 | 0 | 0 | 0 | 0 | -246512.8382 | -115689.6092 | 0 | 0 | 0 | 0 | 0 | 0 | 0 | 0 | 0 | 0 | 0 | 0 | 0 | 0 | 0 | 0
2016-02-07 01:00 | 0 | 0 | 0 | 0 | 96681.5525 | 0 | 458884 | 0 | 0 | 0 | 0 | 1553578.4596 | 2047648.0165 | 0 | 0 | 0 | 0 | 0 | 0 | 0 | 0 | 0 | 0 | 0 | 0 | 0 | 0 | 0 | 0 | 0 | -246512.8382 | -115689.6092 | 0 | 0 | 0 | 0 | 0 | 0 | 0 | 0 | 0 | 0 | 0 | 0 | 0 | 0 | 0 | 0
2016-02-07 02:00 | 0 | 0 | 0 | 0 | 818651.4475 | 0 | 456449 | 0 | 0 | 0 | 0 | 1800091.2979 | 2163337.6257 | 0 | 0 | 0 | 0 | 0 | 0 | 0 | 0 | 0 | 0 | 0 | 0 | 0 | 0 | 0 | 0 | 0 | 246512.8382 | 115689.6092 | 0 | 0 | 0 | 0 | 0 | 0 | 0 | 0 | 0 | 0 | 0 | 0 | 0 | 0 | 0 | 0
2016-02-07 03:00 | 0 | 0 | 0 | 0 | 86050.5525 | 0 | 448253 | 0 | 0 | 0 | 0 | 1553578.4596 | 2047648.0165 | 0 | 0 | 0 | 0 | 0 | 0 | 0 | 0 | 0 | 0 | 0 | 0 | 0 | 0 | 0 | 0 | 0 | -246512.8382 | -115689.6092 | 0 | 0 | 0 | 0 | 0 | 0 | 0 | 0 | 0 | 0 | 0 | 0 | 0 | 0 | 0 | 0
2016-02-07 04:00 | 0 | 0 | 0 | 0 | 72694.5525 | 0 | 434897 | 0 | 0 | 0 | 0 | 1307065.6214 | 1931958.4073 | 0 | 0 | 0 | 0 | 0 | 0 | 0 | 0 | 0 | 0 | 0 | 0 | 0 | 0 | 0 | 0 | 0 | -246512.8382 | -115689.6092 | 0 | 0 | 0 | 0 | 0 | 0 | 0 | 0 | 0 | 0 | 0 | 0 | 0 | 0 | 0 | 0
2016-02-07 05:00 | 0 | 0 | 0 | 0 | 290955.771 | 0 | 421779 | 0 | 0 | 0 | 0 | 1060552.7831 | 2047648.0165 | 0 | 0 | 0 | 0 | 0 | 0 | 0 | 0 | 0 | 0 | 0 | 0 | 0 | 0 | 0 | 0 | 0 | -246512.8382 | 115689.6092 | 0 | 0 | 0 | 0 | 0 | 0 | 0 | 0 | 0 | 0 | 0 | 0 | 0 | 0 | 0 | 0
2016-02-07 06:00 | 0 | 0 | 0 | 0 | 542946.229 | 0 | 412123 | 0 | 0 | 0 | 0 | 1307065.6214 | 1931958.4073 | 0 | 0 | 0 | 0 | 0 | 0 | 0 | 0 | 0 | 0 | 0 | 0 | 0 | 0 | 0 | 0 | 0 | 246512.8382 | -115689.6092 | 0 | 0 | 0 | 0 | 0 | 0 | 0 | 0 | 0 | 0 | 0 | 0 | 0 | 0 | 0 | 0
2016-02-07 07:00 | 0 | 0 | 0 | 0 | 44329.5525 | 0 | 406532 | 0 | 0 | 0 | 0 | 1060552.7831 | 1816268.798 | 0 | 0 | 0 | 0 | 0 | 0 | 0 | 0 | 0 | 0 | 0 | 0 | 0 | 0 | 0 | 0 | 0 | -246512.8382 | -115689.6092 | 0 | 0 | 0 | 0 | 0 | 0 | 0 | 0 | 0 | 0 | 0 | 0 | 0 | 0 | 0 | 0
2016-02-07 08:00 | 0 | 0 | 0 | 0 | 273349.771 | 0 | 404173 | 0 | 0 | 0 | 0 | 814039.9449 | 1931958.4073 | 0 | 0 | 0 | 0 | 0 | 0 | 0 | 0 | 0 | 0 | 0 | 0 | 0 | 0 | 0 | 0 | 0 | -246512.8382 | 115689.6092 | 0 | 0 | 0 | 0 | 0 | 0 | 0 | 0 | 0 | 0 | 0 | 0 | 0 | 0 | 0 | 0
2016-02-07 09:00 | 0 | 0 | 0 | 0 | 43426.5525 | 0 | 405629 | 0 | 0 | 0 | 0 | 567527.1066 | 1816268.798 | 0 | 0 | 0 | 0 | 0 | 0 | 0 | 0 | 0 | 0 | 0 | 0 | 0 | 0 | 0 | 0 | 0 | -246512.8382 | -115689.6092 | 0 | 0 | 0 | 0 | 0 | 0 | 0 | 0 | 0 | 0 | 0 | 0 | 0 | 0 | 0 | 0
2016-02-07 10:00 | 0 | 0 | 0 | 0 | 541711.229 | 0 | 410888 | 0 | 0 | 0 | 0 | 814039.9449 | 1700579.1888 | 0 | 0 | 0 | 0 | 0 | 0 | 0 | 0 | 0 | 0 | 0 | 0 | 0 | 0 | 0 | 0 | 0 | 246512.8382 | -115689.6092 | 0 | 0 | 0 | 0 | 0 | 0 | 0 | 0 | 0 | 0 | 0 | 0 | 0 | 0 | 0 | 0
2016-02-07 11:00 | 0 | 0 | 0 | 0 | 291106.771 | 0 | 421930 | 0 | 0 | 0 | 0 | 567527.1066 | 1816268.798 | 0 | 0 | 0 | 0 | 0 | 0 | 0 | 0 | 0 | 0 | 0 | 0 | 0 | 0 | 0 | 0 | 0 | -246512.8382 | 115689.6092 | 0 | 0 | 0 | 0 | 0 | 0 | 0 | 0 | 0 | 0 | 0 | 0 | 0 | 0 | 0 | 0
2016-02-07 12:00 | 0 | 0 | 0 | 0 | 73877.5525 | 0 | 436080 | 0 | 0 | 0 | 0 | 321014.2684 | 1700579.1888 | 0 | 0 | 0 | 0 | 0 | 0 | 0 | 0 | 0 | 0 | 0 | 0 | 0 | 0 | 0 | 0 | 0 | -246512.8382 | -115689.6092 | 0 | 0 | 0 | 0 | 0 | 0 | 0 | 0 | 0 | 0 | 0 | 0 | 0 | 0 | 0 | 0
2016-02-07 13:00 | 0 | 0 | 0 | 0 | 87608.8924 | 183.6601 | 449995 | 0 | 0 | 0 | 0 | 74501.4302 | 1584889.5796 | 0 | 0 | 0 | 0 | 0 | 0 | 0 | 0 | 0 | 0 | 0 | 0 | 0 | 0 | 0 | 0 | 0 | -246512.8382 | -115689.6092 | 0 | 0 | 0 | 0 | 0 | 0 | 0 | 0 | 0 | 0 | 0 | 0 | 0 | 0 | 0 | 0
2016-02-07 14:00 | 0 | 0 | 0 | 0 | 639864.0044 | 176640.4431 | 454302 | 0 | 0 | 0 | 0 | 321014.2684 | 1700579.1888 | 0 | 0 | 0 | 0 | 0 | 0 | 0 | 0 | 0 | 0 | 0 | 0 | 0 | 0 | 0 | 0 | 0 | 246512.8382 | 115689.6092 | 0 | 0 | 0 | 0 | 0 | 0 | 0 | 0 | 0 | 0 | 0 | 0 | 0 | 0 | 0 | 0
2016-02-07 15:00 | 0 | 0 | 0 | 0 | 129692.4984 | 680562.9491 | 448053 | 0 | 0 | 0 | 0 | 567527.1066 | 1816268.798 | 0 | 0 | 0 | 0 | 0 | 0 | 0 | 0 | 0 | 0 | 0 | 0 | 0 | 0 | 0 | 0 | 0 | 246512.8382 | 115689.6092 | 0 | 0 | 0 | 0 | 0 | 0 | 0 | 0 | 0 | 0 | 0 | 0 | 0 | 0 | 0 | 0
2016-02-07 16:00 | 0 | 0 | 0 | 0 | 31779.923 | 768762.5245 | 438340 | 0 | 0 | 0 | 0 | 814039.9449 | 1931958.4073 | 0 | 0 | 0 | 0 | 0 | 0 | 0 | 0 | 0 | 0 | 0 | 0 | 0 | 0 | 0 | 0 | 0 | 246512.8382 | 115689.6092 | 0 | 0 | 0 | 0 | 0 | 0 | 0 | 0 | 0 | 0 | 0 | 0 | 0 | 0 | 0 | 0
2016-02-07 17:00 | 0 | 0 | 0 | 0 | 0 | 745685.7887 | 429703 | 0 | 0 | 0 | 0 | 1060552.7831 | 2001428.3577 | 0 | 0 | 0 | 0 | 0 | 0 | 0 | 0 | 0 | 0 | 0 | 0 | 0 | 0 | 0 | 0 | 0 | 246512.8382 | 69469.9505 | 0 | 0 | 0 | 0 | 0 | 0 | 0 | 0 | 0 | 0 | 0 | 0 | 0 | 0 | 0 | 0
2016-02-07 18:00 | 0 | 0 | 0 | 0 | 0 | 708655.0853 | 422701 | 0 | 0 | 0 | 0 | 1230817.2592 | 2117117.967 | 0 | 0 | 0 | 0 | 0 | 0 | 0 | 0 | 0 | 0 | 0 | 0 | 0 | 0 | 0 | 0 | 0 | 170264.476 | 115689.6092 | 0 | 0 | 0 | 0 | 0 | 0 | 0 | 0 | 0 | 0 | 0 | 0 | 0 | 0 | 0 | 0
2016-02-07 19:00 | 0 | 0 | 0 | 0 | 86062.618 | 692760.8295 | 416621 | 0 | 0 | 0 | 0 | 1477330.0974 | 2232807.5762 | 0 | 0 | 0 | 0 | 0 | 0 | 0 | 0 | 0 | 0 | 0 | 0 | 0 | 0 | 0 | 0 | 0 | 246512.8382 | 115689.6092 | 0 | 0 | 0 | 0 | 0 | 0 | 0 | 0 | 0 | 0 | 0 | 0 | 0 | 0 | 0 | 0
2016-02-07 20:00 | 0 | 0 | 0 | 0 | 68201.0927 | 707207.3547 | 413206 | 0 | 0 | 0 | 0 | 1723842.9357 | 2348497.1854 | 0 | 0 | 0 | 0 | 0 | 0 | 0 | 0 | 0 | 0 | 0 | 0 | 0 | 0 | 0 | 0 | 0 | 246512.8382 | 115689.6092 | 0 | 0 | 0 | 0 | 0 | 0 | 0 | 0 | 0 | 0 | 0 | 0 | 0 | 0 | 0 | 0
2016-02-07 21:00 | 0 | 0 | 0 | 0 | 0 | 738338.8417 | 414826 | 0 | 0 | 0 | 0 | 1970355.7739 | 2425497.1889 | 0 | 0 | 0 | 0 | 0 | 0 | 0 | 0 | 0 | 0 | 0 | 0 | 0 | 0 | 0 | 0 | 0 | 246512.8382 | 77000.0035 | 0 | 0 | 0 | 0 | 0 | 0 | 0 | 0 | 0 | 0 | 0 | 0 | 0 | 0 | 0 | 0
2016-02-07 22:00 | 0 | 0 | 0 | 0 | 0 | 691233.6402 | 425152 | 0 | 0 | 0 | 0 | 2120747.8049 | 2541186.7982 | 0 | 0 | 0 | 0 | 0 | 0 | 0 | 0 | 0 | 0 | 0 | 0 | 0 | 0 | 0 | 0 | 0 | 150392.031 | 115689.6092 | 0 | 0 | 0 | 0 | 0 | 0 | 0 | 0 | 0 | 0 | 0 | 0 | 0 | 0 | 0 | 0
2016-02-07 23:00 | 0 | 0 | 0 | 0 | 0 | 404332.5103 | 437288 | 0 | 0 | 0 | 0 | 1972102.7059 | 2656876.4074 | 0 | 0 | 0 | 0 | 0 | 0 | 0 | 0 | 0 | 0 | 0 | 0 | 0 | 0 | 0 | 0 | 0 | -148645.0989 | 115689.6092 | 0 | 0 | 0 | 0 | 0 | 0 | 0 | 0 | 0 | 0 | 0 | 0 | 0 | 0 | 0 | 0
2016-02-08 | 0 | 0 | 0 | 0 | 36689.9259 | 42405.6266 | 441298 | 0 | 0 | 0 | 0 | 1725589.8677 | 2541186.7982 | 0 | 0 | 0 | 0 | 0 | 0 | 0 | 0 | 0 | 0 | 0 | 0 | 0 | 0 | 0 | 0 | 0 | -246512.8382 | -115689.6092 | 0 | 0 | 0 | 0 | 0 | 0 | 0 | 0 | 0 | 0 | 0 | 0 | 0 | 0 | 0 | 0
2016-02-08 01:00 | 0 | 0 | 0 | 0 | 82577.5525 | 0 | 444780 | 0 | 0 | 0 | 0 | 1479077.0295 | 2425497.1889 | 0 | 0 | 0 | 0 | 0 | 0 | 0 | 0 | 0 | 0 | 0 | 0 | 0 | 0 | 0 | 0 | 0 | -246512.8382 | -115689.6092 | 0 | 0 | 0 | 0 | 0 | 0 | 0 | 0 | 0 | 0 | 0 | 0 | 0 | 0 | 0 | 0
2016-02-08 02:00 | 0 | 0 | 0 | 0 | 806506.4475 | 0 | 444304 | 0 | 0 | 0 | 0 | 1725589.8677 | 2541186.7982 | 0 | 0 | 0 | 0 | 0 | 0 | 0 | 0 | 0 | 0 | 0 | 0 | 0 | 0 | 0 | 0 | 0 | 246512.8382 | 115689.6092 | 0 | 0 | 0 | 0 | 0 | 0 | 0 | 0 | 0 | 0 | 0 | 0 | 0 | 0 | 0 | 0
2016-02-08 03:00 | 0 | 0 | 0 | 0 | 76156.5525 | 0 | 438359 | 0 | 0 | 0 | 0 | 1479077.0295 | 2425497.1889 | 0 | 0 | 0 | 0 | 0 | 0 | 0 | 0 | 0 | 0 | 0 | 0 | 0 | 0 | 0 | 0 | 0 | -246512.8382 | -115689.6092 | 0 | 0 | 0 | 0 | 0 | 0 | 0 | 0 | 0 | 0 | 0 | 0 | 0 | 0 | 0 | 0
2016-02-08 04:00 | 0 | 0 | 0 | 0 | 67815.5525 | 0 | 430018 | 0 | 0 | 0 | 0 | 1232564.1912 | 2309807.5797 | 0 | 0 | 0 | 0 | 0 | 0 | 0 | 0 | 0 | 0 | 0 | 0 | 0 | 0 | 0 | 0 | 0 | -246512.8382 | -115689.6092 | 0 | 0 | 0 | 0 | 0 | 0 | 0 | 0 | 0 | 0 | 0 | 0 | 0 | 0 | 0 | 0
2016-02-08 05:00 | 0 | 0 | 0 | 0 | 282662.771 | 0 | 413486 | 0 | 0 | 0 | 0 | 986051.353 | 2425497.1889 | 0 | 0 | 0 | 0 | 0 | 0 | 0 | 0 | 0 | 0 | 0 | 0 | 0 | 0 | 0 | 0 | 0 | -246512.8382 | 115689.6092 | 0 | 0 | 0 | 0 | 0 | 0 | 0 | 0 | 0 | 0 | 0 | 0 | 0 | 0 | 0 | 0
2016-02-08 06:00 | 0 | 0 | 0 | 0 | 533058.229 | 0 | 402235 | 0 | 0 | 0 | 0 | 1232564.1912 | 2309807.5797 | 0 | 0 | 0 | 0 | 0 | 0 | 0 | 0 | 0 | 0 | 0 | 0 | 0 | 0 | 0 | 0 | 0 | 246512.8382 | -115689.6092 | 0 | 0 | 0 | 0 | 0 | 0 | 0 | 0 | 0 | 0 | 0 | 0 | 0 | 0 | 0 | 0
2016-02-08 07:00 | 0 | 0 | 0 | 0 | 34719.5525 | 0 | 396922 | 0 | 0 | 0 | 0 | 986051.353 | 2194117.9705 | 0 | 0 | 0 | 0 | 0 | 0 | 0 | 0 | 0 | 0 | 0 | 0 | 0 | 0 | 0 | 0 | 0 | -246512.8382 | -115689.6092 | 0 | 0 | 0 | 0 | 0 | 0 | 0 | 0 | 0 | 0 | 0 | 0 | 0 | 0 | 0 | 0
2016-02-08 08:00 | 0 | 0 | 0 | 0 | 265736.771 | 0 | 396560 | 0 | 0 | 0 | 0 | 739538.5147 | 2309807.5797 | 0 | 0 | 0 | 0 | 0 | 0 | 0 | 0 | 0 | 0 | 0 | 0 | 0 | 0 | 0 | 0 | 0 | -246512.8382 | 115689.6092 | 0 | 0 | 0 | 0 | 0 | 0 | 0 | 0 | 0 | 0 | 0 | 0 | 0 | 0 | 0 | 0
2016-02-08 09:00 | 0 | 0 | 0 | 0 | 40327.5525 | 0 | 402530 | 0 | 0 | 0 | 0 | 493025.6765 | 2194117.9705 | 0 | 0 | 0 | 0 | 0 | 0 | 0 | 0 | 0 | 0 | 0 | 0 | 0 | 0 | 0 | 0 | 0 | -246512.8382 | -115689.6092 | 0 | 0 | 0 | 0 | 0 | 0 | 0 | 0 | 0 | 0 | 0 | 0 | 0 | 0 | 0 | 0
2016-02-08 10:00 | 0 | 0 | 0 | 0 | 551883.229 | 0 | 421060 | 0 | 0 | 0 | 0 | 739538.5147 | 2078428.3612 | 0 | 0 | 0 | 0 | 0 | 0 | 0 | 0 | 0 | 0 | 0 | 0 | 0 | 0 | 0 | 0 | 0 | 246512.8382 | -115689.6092 | 0 | 0 | 0 | 0 | 0 | 0 | 0 | 0 | 0 | 0 | 0 | 0 | 0 | 0 | 0 | 0
2016-02-08 11:00 | 0 | 0 | 0 | 0 | 326727.771 | 0 | 457551 | 0 | 0 | 0 | 0 | 493025.6765 | 2194117.9705 | 0 | 0 | 0 | 0 | 0 | 0 | 0 | 0 | 0 | 0 | 0 | 0 | 0 | 0 | 0 | 0 | 0 | -246512.8382 | 115689.6092 | 0 | 0 | 0 | 0 | 0 | 0 | 0 | 0 | 0 | 0 | 0 | 0 | 0 | 0 | 0 | 0
2016-02-08 12:00 | 0 | 0 | 0 | 0 | 128157.5525 | 0 | 490360 | 0 | 0 | 0 | 0 | 246512.8382 | 2078428.3612 | 0 | 0 | 0 | 0 | 0 | 0 | 0 | 0 | 0 | 0 | 0 | 0 | 0 | 0 | 0 | 0 | 0 | -246512.8382 | -115689.6092 | 0 | 0 | 0 | 0 | 0 | 0 | 0 | 0 | 0 | 0 | 0 | 0 | 0 | 0 | 0 | 0
2016-02-08 13:00 | 0 | 0 | 0 | 0 | 136440.7444 | 224.8081 | 498868 | 0 | 0 | 0 | 0 | 0 | 1962738.752 | 0 | 0 | 0 | 0 | 0 | 0 | 0 | 0 | 0 | 0 | 0 | 0 | 0 | 0 | 0 | 0 | 0 | -246512.8382 | -115689.6092 | 0 | 0 | 0 | 0 | 0 | 0 | 0 | 0 | 0 | 0 | 0 | 0 | 0 | 0 | 0 | 0
2016-02-08 14:00 | 0 | 0 | 0 | 0 | 692867.5802 | 162232.026 | 495896 | 0 | 0 | 0 | 0 | 246512.8382 | 2075429.52 | 0 | 0 | 0 | 0 | 0 | 0 | 0 | 0 | 0 | 0 | 0 | 0 | 0 | 0 | 0 | 0 | 0 | 246512.8382 | 112690.768 | 0 | 0 | 0 | 0 | 0 | 0 | 0 | 0 | 0 | 0 | 0 | 0 | 0 | 0 | 0 | 0
2016-02-08 15:00 | 0 | 0 | 0 | 0 | 0 | 663410.4883 | 491192 | 0 | 0 | 0 | 0 | 493025.6765 | 2001135.1701 | 0 | 0 | 0 | 0 | 0 | 0 | 0 | 0 | 0 | 0 | 0 | 0 | 0 | 0 | 0 | 0 | 0 | 246512.8382 | -74294.3499 | 0 | 0 | 0 | 0 | 0 | 0 | 0 | 0 | 0 | 0 | 0 | 0 | 0 | 0 | 0 | 0
2016-02-08 16:00 | 0 | 0 | 0 | 0 | 85441.9001 | 760585.5474 | 483825 | 0 | 0 | 0 | 0 | 739538.5147 | 2116824.7794 | 0 | 0 | 0 | 0 | 0 | 0 | 0 | 0 | 0 | 0 | 0 | 0 | 0 | 0 | 0 | 0 | 0 | 246512.8382 | 115689.6092 | 0 | 0 | 0 | 0 | 0 | 0 | 0 | 0 | 0 | 0 | 0 | 0 | 0 | 0 | 0 | 0
2016-02-08 17:00 | 0 | 0 | 0 | 0 | 0 | 743577.6117 | 475907 | 0 | 0 | 0 | 0 | 891519.5172 | 2232514.3886 | 0 | 0 | 0 | 0 | 0 | 0 | 0 | 0 | 0 | 0 | 0 | 0 | 0 | 0 | 0 | 0 | 0 | 151981.0024 | 115689.6092 | 0 | 0 | 0 | 0 | 0 | 0 | 0 | 0 | 0 | 0 | 0 | 0 | 0 | 0 | 0 | 0
2016-02-08 18:00 | 0 | 0 | 0 | 0 | 0 | 711179.2927 | 469962 | 0 | 0 | 0 | 0 | 1138032.3554 | 2227218.8431 | 0 | 0 | 0 | 0 | 0 | 0 | 0 | 0 | 0 | 0 | 0 | 0 | 0 | 0 | 0 | 0 | 0 | 246512.8382 | -5295.5455 | 0 | 0 | 0 | 0 | 0 | 0 | 0 | 0 | 0 | 0 | 0 | 0 | 0 | 0 | 0 | 0
2016-02-08 19:00 | 0 | 0 | 0 | 0 | 127616.2648 | 698798.1827 | 464212 | 0 | 0 | 0 | 0 | 1384545.1937 | 2342908.4523 | 0 | 0 | 0 | 0 | 0 | 0 | 0 | 0 | 0 | 0 | 0 | 0 | 0 | 0 | 0 | 0 | 0 | 246512.8382 | 115689.6092 | 0 | 0 | 0 | 0 | 0 | 0 | 0 | 0 | 0 | 0 | 0 | 0 | 0 | 0 | 0 | 0
2016-02-08 20:00 | 0 | 0 | 0 | 0 | 110778.6506 | 714354.7969 | 462931 | 0 | 0 | 0 | 0 | 1631058.0319 | 2458598.0615 | 0 | 0 | 0 | 0 | 0 | 0 | 0 | 0 | 0 | 0 | 0 | 0 | 0 | 0 | 0 | 0 | 0 | 246512.8382 | 115689.6092 | 0 | 0 | 0 | 0 | 0 | 0 | 0 | 0 | 0 | 0 | 0 | 0 | 0 | 0 | 0 | 0
2016-02-08 21:00 | 0 | 0 | 0 | 0 | 0 | 744776.5455 | 465945 | 0 | 0 | 0 | 0 | 1794199.9682 | 2574287.6708 | 0 | 0 | 0 | 0 | 0 | 0 | 0 | 0 | 0 | 0 | 0 | 0 | 0 | 0 | 0 | 0 | 0 | 163141.9363 | 115689.6092 | 0 | 0 | 0 | 0 | 0 | 0 | 0 | 0 | 0 | 0 | 0 | 0 | 0 | 0 | 0 | 0
2016-02-08 22:00 | 0 | 0 | 0 | 0 | 0 | 688603.6511 | 477812 | 0 | 0 | 0 | 0 | 2040712.8064 | 2538566.4837 | 0 | 0 | 0 | 0 | 0 | 0 | 0 | 0 | 0 | 0 | 0 | 0 | 0 | 0 | 0 | 0 | 0 | 246512.8382 | -35721.1871 | 0 | 0 | 0 | 0 | 0 | 0 | 0 | 0 | 0 | 0 | 0 | 0 | 0 | 0 | 0 | 0
2016-02-08 23:00 | 0 | 0 | 0 | 0 | 0 | 398377.5686 | 496619 | 0 | 0 | 0 | 0 | 2058160.9842 | 2422876.8744 | 0 | 0 | 0 | 0 | 0 | 0 | 0 | 0 | 0 | 0 | 0 | 0 | 0 | 0 | 0 | 0 | 0 | 17448.1778 | -115689.6092 | 0 | 0 | 0 | 0 | 0 | 0 | 0 | 0 | 0 | 0 | 0 | 0 | 0 | 0 | 0 | 0
2016-02-09 | 0 | 0 | 0 | 0 | 106670.7158 | 40752.8367 | 509626 | 0 | 0 | 0 | 0 | 1811648.146 | 2307187.2652 | 0 | 0 | 0 | 0 | 0 | 0 | 0 | 0 | 0 | 0 | 0 | 0 | 0 | 0 | 0 | 0 | 0 | -246512.8382 | -115689.6092 | 0 | 0 | 0 | 0 | 0 | 0 | 0 | 0 | 0 | 0 | 0 | 0 | 0 | 0 | 0 | 0
2016-02-09 01:00 | 0 | 0 | 0 | 0 | 742065.6092 | 0 | 510239 | 0 | 0 | 0 | 0 | 2058160.9842 | 2292501.0361 | 0 | 0 | 0 | 0 | 0 | 0 | 0 | 0 | 0 | 0 | 0 | 0 | 0 | 0 | 0 | 0 | 0 | 246512.8382 | -14686.2291 | 0 | 0 | 0 | 0 | 0 | 0 | 0 | 0 | 0 | 0 | 0 | 0 | 0 | 0 | 0 | 0
2016-02-09 02:00 | 0 | 0 | 0 | 0 | 139299.5525 | 0 | 501502 | 0 | 0 | 0 | 0 | 1811648.146 | 2176811.4269 | 0 | 0 | 0 | 0 | 0 | 0 | 0 | 0 | 0 | 0 | 0 | 0 | 0 | 0 | 0 | 0 | 0 | -246512.8382 | -115689.6092 | 0 | 0 | 0 | 0 | 0 | 0 | 0 | 0 | 0 | 0 | 0 | 0 | 0 | 0 | 0 | 0
2016-02-09 03:00 | 0 | 0 | 0 | 0 | 120531.5525 | 0 | 482734 | 0 | 0 | 0 | 0 | 1565135.3077 | 2061121.8177 | 0 | 0 | 0 | 0 | 0 | 0 | 0 | 0 | 0 | 0 | 0 | 0 | 0 | 0 | 0 | 0 | 0 | -246512.8382 | -115689.6092 | 0 | 0 | 0 | 0 | 0 | 0 | 0 | 0 | 0 | 0 | 0 | 0 | 0 | 0 | 0 | 0
2016-02-09 04:00 | 0 | 0 | 0 | 0 | 645621.5974 | 0 | 460155 | 0 | 0 | 0 | 0 | 1634912.2959 | 2176811.4269 | 0 | 0 | 0 | 0 | 0 | 0 | 0 | 0 | 0 | 0 | 0 | 0 | 0 | 0 | 0 | 0 | 0 | 69776.9882 | 115689.6092 | 0 | 0 | 0 | 0 | 0 | 0 | 0 | 0 | 0 | 0 | 0 | 0 | 0 | 0 | 0 | 0
2016-02-09 05:00 | 0 | 0 | 0 | 0 | 79019.5525 | 0 | 441222 | 0 | 0 | 0 | 0 | 1388399.4577 | 2061121.8177 | 0 | 0 | 0 | 0 | 0 | 0 | 0 | 0 | 0 | 0 | 0 | 0 | 0 | 0 | 0 | 0 | 0 | -246512.8382 | -115689.6092 | 0 | 0 | 0 | 0 | 0 | 0 | 0 | 0 | 0 | 0 | 0 | 0 | 0 | 0 | 0 | 0
2016-02-09 06:00 | 0 | 0 | 0 | 0 | 67891.5525 | 0 | 430094 | 0 | 0 | 0 | 0 | 1141886.6194 | 1945432.2084 | 0 | 0 | 0 | 0 | 0 | 0 | 0 | 0 | 0 | 0 | 0 | 0 | 0 | 0 | 0 | 0 | 0 | -246512.8382 | -115689.6092 | 0 | 0 | 0 | 0 | 0 | 0 | 0 | 0 | 0 | 0 | 0 | 0 | 0 | 0 | 0 | 0
2016-02-09 07:00 | 0 | 0 | 0 | 0 | 614032.8053 | 0 | 422745 | 0 | 0 | 0 | 0 | 1217484.8155 | 2061121.8177 | 0 | 0 | 0 | 0 | 0 | 0 | 0 | 0 | 0 | 0 | 0 | 0 | 0 | 0 | 0 | 0 | 0 | 75598.1961 | 115689.6092 | 0 | 0 | 0 | 0 | 0 | 0 | 0 | 0 | 0 | 0 | 0 | 0 | 0 | 0 | 0 | 0
2016-02-09 08:00 | 0 | 0 | 0 | 0 | 58719.5525 | 0 | 420922 | 0 | 0 | 0 | 0 | 970971.9773 | 1945432.2084 | 0 | 0 | 0 | 0 | 0 | 0 | 0 | 0 | 0 | 0 | 0 | 0 | 0 | 0 | 0 | 0 | 0 | -246512.8382 | -115689.6092 | 0 | 0 | 0 | 0 | 0 | 0 | 0 | 0 | 0 | 0 | 0 | 0 | 0 | 0 | 0 | 0
2016-02-09 09:00 | 0 | 0 | 0 | 0 | 294550.771 | 0 | 425374 | 0 | 0 | 0 | 0 | 724459.139 | 2061121.8177 | 0 | 0 | 0 | 0 | 0 | 0 | 0 | 0 | 0 | 0 | 0 | 0 | 0 | 0 | 0 | 0 | 0 | -246512.8382 | 115689.6092 | 0 | 0 | 0 | 0 | 0 | 0 | 0 | 0 | 0 | 0 | 0 | 0 | 0 | 0 | 0 | 0
2016-02-09 10:00 | 0 | 0 | 0 | 0 | 613170.2675 | 0 | 441627 | 0 | 0 | 0 | 0 | 780312.7973 | 2176811.4269 | 0 | 0 | 0 | 0 | 0 | 0 | 0 | 0 | 0 | 0 | 0 | 0 | 0 | 0 | 0 | 0 | 0 | 55853.6583 | 115689.6092 | 0 | 0 | 0 | 0 | 0 | 0 | 0 | 0 | 0 | 0 | 0 | 0 | 0 | 0 | 0 | 0
2016-02-09 11:00 | 0 | 0 | 0 | 0 | 344141.771 | 0 | 474965 | 0 | 0 | 0 | 0 | 533799.9591 | 2292501.0361 | 0 | 0 | 0 | 0 | 0 | 0 | 0 | 0 | 0 | 0 | 0 | 0 | 0 | 0 | 0 | 0 | 0 | -246512.8382 | 115689.6092 | 0 | 0 | 0 | 0 | 0 | 0 | 0 | 0 | 0 | 0 | 0 | 0 | 0 | 0 | 0 | 0
2016-02-09 12:00 | 0 | 0 | 0 | 0 | 607514.6301 | 0 | 506389 | 0 | 0 | 0 | 0 | 750615.1984 | 2176811.4269 | 0 | 0 | 0 | 0 | 0 | 0 | 0 | 0 | 0 | 0 | 0 | 0 | 0 | 0 | 0 | 0 | 0 | 216815.2393 | -115689.6092 | 0 | 0 | 0 | 0 | 0 | 0 | 0 | 0 | 0 | 0 | 0 | 0 | 0 | 0 | 0 | 0
2016-02-09 13:00 | 0 | 0 | 0 | 0 | 154447.1285 | 267.424 | 516917 | 0 | 0 | 0 | 0 | 504102.3602 | 2061121.8177 | 0 | 0 | 0 | 0 | 0 | 0 | 0 | 0 | 0 | 0 | 0 | 0 | 0 | 0 | 0 | 0 | 0 | -246512.8382 | -115689.6092 | 0 | 0 | 0 | 0 | 0 | 0 | 0 | 0 | 0 | 0 | 0 | 0 | 0 | 0 | 0 | 0
2016-02-09 14:00 | 0 | 0 | 0 | 0 | 472805.7217 | 188819.9482 | 517639 | 0 | 0 | 0 | 0 | 750615.1984 | 1958595.6494 | 0 | 0 | 0 | 0 | 0 | 0 | 0 | 0 | 0 | 0 | 0 | 0 | 0 | 0 | 0 | 0 | 0 | 246512.8382 | -102526.1683 | 0 | 0 | 0 | 0 | 0 | 0 | 0 | 0 | 0 | 0 | 0 | 0 | 0 | 0 | 0 | 0
2016-02-09 15:00 | 0 | 0 | 0 | 0 | 165814.1793 | 711585.2682 | 515197 | 0 | 0 | 0 | 0 | 997128.0366 | 2074285.2586 | 0 | 0 | 0 | 0 | 0 | 0 | 0 | 0 | 0 | 0 | 0 | 0 | 0 | 0 | 0 | 0 | 0 | 246512.8382 | 115689.6092 | 0 | 0 | 0 | 0 | 0 | 0 | 0 | 0 | 0 | 0 | 0 | 0 | 0 | 0 | 0 | 0
2016-02-09 16:00 | 0 | 0 | 0 | 0 | 0 | 775482.742 | 507624 | 0 | 0 | 0 | 0 | 1149297.1694 | 2189974.8678 | 0 | 0 | 0 | 0 | 0 | 0 | 0 | 0 | 0 | 0 | 0 | 0 | 0 | 0 | 0 | 0 | 0 | 152169.1328 | 115689.6092 | 0 | 0 | 0 | 0 | 0 | 0 | 0 | 0 | 0 | 0 | 0 | 0 | 0 | 0 | 0 | 0
2016-02-09 17:00 | 0 | 0 | 0 | 0 | 0 | 746621.2938 | 499345 | 0 | 0 | 0 | 0 | 1395810.0076 | 2190738.3234 | 0 | 0 | 0 | 0 | 0 | 0 | 0 | 0 | 0 | 0 | 0 | 0 | 0 | 0 | 0 | 0 | 0 | 246512.8382 | 763.4556 | 0 | 0 | 0 | 0 | 0 | 0 | 0 | 0 | 0 | 0 | 0 | 0 | 0 | 0 | 0 | 0
2016-02-09 18:00 | 0 | 0 | 0 | 0 | 0 | 715600.345 | 492763 | 0 | 0 | 0 | 0 | 1642322.8459 | 2167062.8302 | 0 | 0 | 0 | 0 | 0 | 0 | 0 | 0 | 0 | 0 | 0 | 0 | 0 | 0 | 0 | 0 | 0 | 246512.8382 | -23675.4932 | 0 | 0 | 0 | 0 | 0 | 0 | 0 | 0 | 0 | 0 | 0 | 0 | 0 | 0 | 0 | 0
2016-02-09 19:00 | 0 | 0 | 0 | 0 | 0 | 700473.6824 | 487287 | 0 | 0 | 0 | 0 | 1739819.919 | 2282752.4394 | 0 | 0 | 0 | 0 | 0 | 0 | 0 | 0 | 0 | 0 | 0 | 0 | 0 | 0 | 0 | 0 | 0 | 97497.0731 | 115689.6092 | 0 | 0 | 0 | 0 | 0 | 0 | 0 | 0 | 0 | 0 | 0 | 0 | 0 | 0 | 0 | 0
2016-02-09 20:00 | 0 | 0 | 0 | 0 | 132320.8547 | 714211.5927 | 484330 | 0 | 0 | 0 | 0 | 1986332.7573 | 2398442.0487 | 0 | 0 | 0 | 0 | 0 | 0 | 0 | 0 | 0 | 0 | 0 | 0 | 0 | 0 | 0 | 0 | 0 | 246512.8382 | 115689.6092 | 0 | 0 | 0 | 0 | 0 | 0 | 0 | 0 | 0 | 0 | 0 | 0 | 0 | 0 | 0 | 0
2016-02-09 21:00 | 0 | 0 | 0 | 0 | 0 | 737198.6583 | 487233 | 0 | 0 | 0 | 0 | 2120608.8064 | 2514131.6579 | 0 | 0 | 0 | 0 | 0 | 0 | 0 | 0 | 0 | 0 | 0 | 0 | 0 | 0 | 0 | 0 | 0 | 134276.0491 | 115689.6092 | 0 | 0 | 0 | 0 | 0 | 0 | 0 | 0 | 0 | 0 | 0 | 0 | 0 | 0 | 0 | 0
2016-02-09 22:00 | 0 | 0 | 0 | 0 | 0 | 679426.7043 | 498901 | 0 | 0 | 0 | 0 | 2367121.6446 | 2448144.524 | 0 | 0 | 0 | 0 | 0 | 0 | 0 | 0 | 0 | 0 | 0 | 0 | 0 | 0 | 0 | 0 | 0 | 246512.8382 | -65987.1339 | 0 | 0 | 0 | 0 | 0 | 0 | 0 | 0 | 0 | 0 | 0 | 0 | 0 | 0 | 0 | 0
2016-02-09 23:00 | 0 | 0 | 0 | 0 | 0 | 390367.5028 | 517753 | 0 | 0 | 0 | 0 | 2124046.5382 | 2563834.1332 | 0 | 0 | 0 | 0 | 0 | 0 | 0 | 0 | 0 | 0 | 0 | 0 | 0 | 0 | 0 | 0 | 0 | -243075.1064 | 115689.6092 | 0 | 0 | 0 | 0 | 0 | 0 | 0 | 0 | 0 | 0 | 0 | 0 | 0 | 0 | 0 | 0
2016-02-10 | 0 | 0 | 0 | 0 | 409244.0425 | 46745.8131 | 529194 | 0 | 0 | 0 | 0 | 2166532.0031 | 2448144.524 | 0 | 0 | 0 | 0 | 0 | 0 | 0 | 0 | 0 | 0 | 0 | 0 | 0 | 0 | 0 | 0 | 0 | 42485.4648 | -115689.6092 | 0 | 0 | 0 | 0 | 0 | 0 | 0 | 0 | 0 | 0 | 0 | 0 | 0 | 0 | 0 | 0
2016-02-10 01:00 | 0 | 0 | 0 | 0 | 361646.0796 | 0 | 530973 | 0 | 0 | 0 | 0 | 1920019.1648 | 2525330.4418 | 0 | 0 | 0 | 0 | 0 | 0 | 0 | 0 | 0 | 0 | 0 | 0 | 0 | 0 | 0 | 0 | 0 | -246512.8382 | 77185.9178 | 0 | 0 | 0 | 0 | 0 | 0 | 0 | 0 | 0 | 0 | 0 | 0 | 0 | 0 | 0 | 0
2016-02-10 02:00 | 0 | 0 | 0 | 0 | 324657.9008 | 0 | 522241 | 0 | 0 | 0 | 0 | 1673506.3266 | 2574260.1808 | 0 | 0 | 0 | 0 | 0 | 0 | 0 | 0 | 0 | 0 | 0 | 0 | 0 | 0 | 0 | 0 | 0 | -246512.8382 | 48929.739 | 0 | 0 | 0 | 0 | 0 | 0 | 0 | 0 | 0 | 0 | 0 | 0 | 0 | 0 | 0 | 0
2016-02-10 03:00 | 0 | 0 | 0 | 0 | 141538.5525 | 0 | 503741 | 0 | 0 | 0 | 0 | 1426993.4883 | 2458570.5716 | 0 | 0 | 0 | 0 | 0 | 0 | 0 | 0 | 0 | 0 | 0 | 0 | 0 | 0 | 0 | 0 | 0 | -246512.8382 | -115689.6092 | 0 | 0 | 0 | 0 | 0 | 0 | 0 | 0 | 0 | 0 | 0 | 0 | 0 | 0 | 0 | 0
2016-02-10 04:00 | 0 | 0 | 0 | 0 | 309110.0467 | 0 | 482147 | 0 | 0 | 0 | 0 | 1369646.1443 | 2342880.9624 | 0 | 0 | 0 | 0 | 0 | 0 | 0 | 0 | 0 | 0 | 0 | 0 | 0 | 0 | 0 | 0 | 0 | -57347.3441 | -115689.6092 | 0 | 0 | 0 | 0 | 0 | 0 | 0 | 0 | 0 | 0 | 0 | 0 | 0 | 0 | 0 | 0
2016-02-10 05:00 | 0 | 0 | 0 | 0 | 102575.5525 | 0 | 464778 | 0 | 0 | 0 | 0 | 1123133.306 | 2227191.3531 | 0 | 0 | 0 | 0 | 0 | 0 | 0 | 0 | 0 | 0 | 0 | 0 | 0 | 0 | 0 | 0 | 0 | -246512.8382 | -115689.6092 | 0 | 0 | 0 | 0 | 0 | 0 | 0 | 0 | 0 | 0 | 0 | 0 | 0 | 0 | 0 | 0
2016-02-10 06:00 | 0 | 0 | 0 | 0 | 377574.0327 | 0 | 452580 | 0 | 0 | 0 | 0 | 1163816.948 | 2111501.7439 | 0 | 0 | 0 | 0 | 0 | 0 | 0 | 0 | 0 | 0 | 0 | 0 | 0 | 0 | 0 | 0 | 0 | 40683.6419 | -115689.6092 | 0 | 0 | 0 | 0 | 0 | 0 | 0 | 0 | 0 | 0 | 0 | 0 | 0 | 0 | 0 | 0
2016-02-10 07:00 | 0 | 0 | 0 | 0 | 83392.5525 | 0 | 445595 | 0 | 0 | 0 | 0 | 917304.1097 | 1995812.1347 | 0 | 0 | 0 | 0 | 0 | 0 | 0 | 0 | 0 | 0 | 0 | 0 | 0 | 0 | 0 | 0 | 0 | -246512.8382 | -115689.6092 | 0 | 0 | 0 | 0 | 0 | 0 | 0 | 0 | 0 | 0 | 0 | 0 | 0 | 0 | 0 | 0
2016-02-10 08:00 | 0 | 0 | 0 | 0 | 466050.7308 | 0 | 444200 | 0 | 0 | 0 | 0 | 823465.2313 | 2111501.7439 | 0 | 0 | 0 | 0 | 0 | 0 | 0 | 0 | 0 | 0 | 0 | 0 | 0 | 0 | 0 | 0 | 0 | -93838.8784 | 115689.6092 | 0 | 0 | 0 | 0 | 0 | 0 | 0 | 0 | 0 | 0 | 0 | 0 | 0 | 0 | 0 | 0
2016-02-10 09:00 | 0 | 0 | 0 | 0 | 87341.5525 | 0 | 449544 | 0 | 0 | 0 | 0 | 576952.3931 | 1995812.1347 | 0 | 0 | 0 | 0 | 0 | 0 | 0 | 0 | 0 | 0 | 0 | 0 | 0 | 0 | 0 | 0 | 0 | -246512.8382 | -115689.6092 | 0 | 0 | 0 | 0 | 0 | 0 | 0 | 0 | 0 | 0 | 0 | 0 | 0 | 0 | 0 | 0
2016-02-10 10:00 | 0 | 0 | 0 | 0 | 503014.6592 | 0 | 466577 | 0 | 0 | 0 | 0 | 729079.6615 | 1880122.5254 | 0 | 0 | 0 | 0 | 0 | 0 | 0 | 0 | 0 | 0 | 0 | 0 | 0 | 0 | 0 | 0 | 0 | 152127.2684 | -115689.6092 | 0 | 0 | 0 | 0 | 0 | 0 | 0 | 0 | 0 | 0 | 0 | 0 | 0 | 0 | 0 | 0
2016-02-10 11:00 | 0 | 0 | 0 | 0 | 520195.756 | 0 | 500684 | 0 | 0 | 0 | 0 | 632901.8082 | 1995812.1347 | 0 | 0 | 0 | 0 | 0 | 0 | 0 | 0 | 0 | 0 | 0 | 0 | 0 | 0 | 0 | 0 | 0 | -96177.8532 | 115689.6092 | 0 | 0 | 0 | 0 | 0 | 0 | 0 | 0 | 0 | 0 | 0 | 0 | 0 | 0 | 0 | 0
2016-02-10 12:00 | 0 | 0 | 0 | 0 | 537436.5157 | 0 | 531402 | 0 | 0 | 0 | 0 | 523246.7147 | 2111501.7439 | 0 | 0 | 0 | 0 | 0 | 0 | 0 | 0 | 0 | 0 | 0 | 0 | 0 | 0 | 0 | 0 | 0 | -109655.0935 | 115689.6092 | 0 | 0 | 0 | 0 | 0 | 0 | 0 | 0 | 0 | 0 | 0 | 0 | 0 | 0 | 0 | 0
2016-02-10 13:00 | 0 | 0 | 0 | 0 | 175260.9263 | 306.6263 | 537770 | 0 | 0 | 0 | 0 | 276733.8765 | 1995812.1347 | 0 | 0 | 0 | 0 | 0 | 0 | 0 | 0 | 0 | 0 | 0 | 0 | 0 | 0 | 0 | 0 | 0 | -246512.8382 | -115689.6092 | 0 | 0 | 0 | 0 | 0 | 0 | 0 | 0 | 0 | 0 | 0 | 0 | 0 | 0 | 0 | 0
2016-02-10 14:00 | 0 | 0 | 0 | 0 | 466396.0252 | 202409.3193 | 531182 | 0 | 0 | 0 | 0 | 298667.6117 | 2111501.7439 | 0 | 0 | 0 | 0 | 0 | 0 | 0 | 0 | 0 | 0 | 0 | 0 | 0 | 0 | 0 | 0 | 0 | 21933.7353 | 115689.6092 | 0 | 0 | 0 | 0 | 0 | 0 | 0 | 0 | 0 | 0 | 0 | 0 | 0 | 0 | 0 | 0
2016-02-10 15:00 | 0 | 0 | 0 | 0 | 0 | 690635.7284 | 523892 | 0 | 0 | 0 | 0 | 349721.7308 | 2227191.3531 | 0 | 0 | 0 | 0 | 0 | 0 | 0 | 0 | 0 | 0 | 0 | 0 | 0 | 0 | 0 | 0 | 0 | 51054.1191 | 115689.6092 | 0 | 0 | 0 | 0 | 0 | 0 | 0 | 0 | 0 | 0 | 0 | 0 | 0 | 0 | 0 | 0
2016-02-10 16:00 | 0 | 0 | 0 | 0 | 0 | 752010.3072 | 511822 | 0 | 0 | 0 | 0 | 596234.5691 | 2220866.8221 | 0 | 0 | 0 | 0 | 0 | 0 | 0 | 0 | 0 | 0 | 0 | 0 | 0 | 0 | 0 | 0 | 0 | 246512.8382 | -6324.5311 | 0 | 0 | 0 | 0 | 0 | 0 | 0 | 0 | 0 | 0 | 0 | 0 | 0 | 0 | 0 | 0
2016-02-10 17:00 | 0 | 0 | 0 | 0 | 0 | 739475.2503 | 499374 | 0 | 0 | 0 | 0 | 720646.2102 | 2336556.4313 | 0 | 0 | 0 | 0 | 0 | 0 | 0 | 0 | 0 | 0 | 0 | 0 | 0 | 0 | 0 | 0 | 0 | 124411.6411 | 115689.6092 | 0 | 0 | 0 | 0 | 0 | 0 | 0 | 0 | 0 | 0 | 0 | 0 | 0 | 0 | 0 | 0
2016-02-10 18:00 | 0 | 0 | 0 | 0 | 0 | 704639.1653 | 492133 | 0 | 0 | 0 | 0 | 967159.0484 | 2302549.7584 | 0 | 0 | 0 | 0 | 0 | 0 | 0 | 0 | 0 | 0 | 0 | 0 | 0 | 0 | 0 | 0 | 0 | 246512.8382 | -34006.6729 | 0 | 0 | 0 | 0 | 0 | 0 | 0 | 0 | 0 | 0 | 0 | 0 | 0 | 0 | 0 | 0
2016-02-10 19:00 | 0 | 0 | 0 | 0 | 159774.4571 | 688562.9904 | 486135 | 0 | 0 | 0 | 0 | 1213671.8867 | 2418239.3676 | 0 | 0 | 0 | 0 | 0 | 0 | 0 | 0 | 0 | 0 | 0 | 0 | 0 | 0 | 0 | 0 | 0 | 246512.8382 | 115689.6092 | 0 | 0 | 0 | 0 | 0 | 0 | 0 | 0 | 0 | 0 | 0 | 0 | 0 | 0 | 0 | 0
2016-02-10 20:00 | 0 | 0 | 0 | 0 | 0 | 700792.5277 | 483900 | 0 | 0 | 0 | 0 | 1460184.7249 | 2388619.057 | 0 | 0 | 0 | 0 | 0 | 0 | 0 | 0 | 0 | 0 | 0 | 0 | 0 | 0 | 0 | 0 | 0 | 246512.8382 | -29620.3106 | 0 | 0 | 0 | 0 | 0 | 0 | 0 | 0 | 0 | 0 | 0 | 0 | 0 | 0 | 0 | 0
2016-02-10 21:00 | 0 | 0 | 0 | 0 | 0 | 722500.9791 | 485523 | 0 | 0 | 0 | 0 | 1581473.0948 | 2504308.6663 | 0 | 0 | 0 | 0 | 0 | 0 | 0 | 0 | 0 | 0 | 0 | 0 | 0 | 0 | 0 | 0 | 0 | 121288.3699 | 115689.6092 | 0 | 0 | 0 | 0 | 0 | 0 | 0 | 0 | 0 | 0 | 0 | 0 | 0 | 0 | 0 | 0
2016-02-10 22:00 | 0 | 0 | 0 | 0 | 0 | 677338.0786 | 497609 | 0 | 0 | 0 | 0 | 1827985.933 | 2437524.9066 | 0 | 0 | 0 | 0 | 0 | 0 | 0 | 0 | 0 | 0 | 0 | 0 | 0 | 0 | 0 | 0 | 0 | 246512.8382 | -66783.7597 | 0 | 0 | 0 | 0 | 0 | 0 | 0 | 0 | 0 | 0 | 0 | 0 | 0 | 0 | 0 | 0
2016-02-10 23:00 | 0 | 0 | 0 | 0 | 0 | 392514.8926 | 518119 | 0 | 0 | 0 | 0 | 1586692.2165 | 2553214.5158 | 0 | 0 | 0 | 0 | 0 | 0 | 0 | 0 | 0 | 0 | 0 | 0 | 0 | 0 | 0 | 0 | 0 | -241293.7166 | 115689.6092 | 0 | 0 | 0 | 0 | 0 | 0 | 0 | 0 | 0 | 0 | 0 | 0 | 0 | 0 | 0 | 0
2016-02-11 | 0 | 0 | 0 | 0 | 528564.8859 | 52405.5128 | 530898 | 0 | 0 | 0 | 0 | 1521075.0059 | 2668904.125 | 0 | 0 | 0 | 0 | 0 | 0 | 0 | 0 | 0 | 0 | 0 | 0 | 0 | 0 | 0 | 0 | 0 | -65617.2105 | 115689.6092 | 0 | 0 | 0 | 0 | 0 | 0 | 0 | 0 | 0 | 0 | 0 | 0 | 0 | 0 | 0 | 0
2016-02-11 01:00 | 0 | 0 | 0 | 0 | 535710.9213 | 0 | 533120 | 0 | 0 | 0 | 0 | 1639355.5365 | 2553214.5158 | 0 | 0 | 0 | 0 | 0 | 0 | 0 | 0 | 0 | 0 | 0 | 0 | 0 | 0 | 0 | 0 | 0 | 118280.5306 | -115689.6092 | 0 | 0 | 0 | 0 | 0 | 0 | 0 | 0 | 0 | 0 | 0 | 0 | 0 | 0 | 0 | 0
2016-02-11 02:00 | 0 | 0 | 0 | 0 | 528898.4472 | 0 | 525973 | 0 | 0 | 0 | 0 | 1757970.593 | 2437524.9066 | 0 | 0 | 0 | 0 | 0 | 0 | 0 | 0 | 0 | 0 | 0 | 0 | 0 | 0 | 0 | 0 | 0 | 118615.0565 | -115689.6092 | 0 | 0 | 0 | 0 | 0 | 0 | 0 | 0 | 0 | 0 | 0 | 0 | 0 | 0 | 0 | 0
2016-02-11 03:00 | 0 | 0 | 0 | 0 | 146672.5525 | 0 | 508875 | 0 | 0 | 0 | 0 | 1511457.7547 | 2321835.2974 | 0 | 0 | 0 | 0 | 0 | 0 | 0 | 0 | 0 | 0 | 0 | 0 | 0 | 0 | 0 | 0 | 0 | -246512.8382 | -115689.6092 | 0 | 0 | 0 | 0 | 0 | 0 | 0 | 0 | 0 | 0 | 0 | 0 | 0 | 0 | 0 | 0
2016-02-11 04:00 | 0 | 0 | 0 | 0 | 486475.8356 | 0 | 486593 | 0 | 0 | 0 | 0 | 1395650.9811 | 2437524.9066 | 0 | 0 | 0 | 0 | 0 | 0 | 0 | 0 | 0 | 0 | 0 | 0 | 0 | 0 | 0 | 0 | 0 | -115806.7736 | 115689.6092 | 0 | 0 | 0 | 0 | 0 | 0 | 0 | 0 | 0 | 0 | 0 | 0 | 0 | 0 | 0 | 0
2016-02-11 05:00 | 0 | 0 | 0 | 0 | 106397.5525 | 0 | 468600 | 0 | 0 | 0 | 0 | 1149138.1428 | 2321835.2974 | 0 | 0 | 0 | 0 | 0 | 0 | 0 | 0 | 0 | 0 | 0 | 0 | 0 | 0 | 0 | 0 | 0 | -246512.8382 | -115689.6092 | 0 | 0 | 0 | 0 | 0 | 0 | 0 | 0 | 0 | 0 | 0 | 0 | 0 | 0 | 0 | 0
2016-02-11 06:00 | 0 | 0 | 0 | 0 | 439819.9209 | 0 | 457292 | 0 | 0 | 0 | 0 | 1015976.4545 | 2437524.9066 | 0 | 0 | 0 | 0 | 0 | 0 | 0 | 0 | 0 | 0 | 0 | 0 | 0 | 0 | 0 | 0 | 0 | -133161.6883 | 115689.6092 | 0 | 0 | 0 | 0 | 0 | 0 | 0 | 0 | 0 | 0 | 0 | 0 | 0 | 0 | 0 | 0
2016-02-11 07:00 | 0 | 0 | 0 | 0 | 419232.5064 | 0 | 449932 | 0 | 0 | 0 | 0 | 1100966.5701 | 2321835.2974 | 0 | 0 | 0 | 0 | 0 | 0 | 0 | 0 | 0 | 0 | 0 | 0 | 0 | 0 | 0 | 0 | 0 | 84990.1156 | -115689.6092 | 0 | 0 | 0 | 0 | 0 | 0 | 0 | 0 | 0 | 0 | 0 | 0 | 0 | 0 | 0 | 0
2016-02-11 08:00 | 0 | 0 | 0 | 0 | 397810.244 | 0 | 447546 | 0 | 0 | 0 | 0 | 1166920.4233 | 2206145.6881 | 0 | 0 | 0 | 0 | 0 | 0 | 0 | 0 | 0 | 0 | 0 | 0 | 0 | 0 | 0 | 0 | 0 | 65953.8532 | -115689.6092 | 0 | 0 | 0 | 0 | 0 | 0 | 0 | 0 | 0 | 0 | 0 | 0 | 0 | 0 | 0 | 0
2016-02-11 09:00 | 0 | 0 | 0 | 0 | 382545.005 | 0 | 451367 | 0 | 0 | 0 | 0 | 1213788.0376 | 2090456.0789 | 0 | 0 | 0 | 0 | 0 | 0 | 0 | 0 | 0 | 0 | 0 | 0 | 0 | 0 | 0 | 0 | 0 | 46867.6142 | -115689.6092 | 0 | 0 | 0 | 0 | 0 | 0 | 0 | 0 | 0 | 0 | 0 | 0 | 0 | 0 | 0 | 0
2016-02-11 10:00 | 0 | 0 | 0 | 0 | 371223.6676 | 0 | 468521 | 0 | 0 | 0 | 0 | 1000801.0959 | 2206145.6881 | 0 | 0 | 0 | 0 | 0 | 0 | 0 | 0 | 0 | 0 | 0 | 0 | 0 | 0 | 0 | 0 | 0 | -212986.9416 | 115689.6092 | 0 | 0 | 0 | 0 | 0 | 0 | 0 | 0 | 0 | 0 | 0 | 0 | 0 | 0 | 0 | 0
2016-02-11 11:00 | 0 | 0 | 0 | 0 | 362630.1014 | 0 | 502753 | 0 | 0 | 0 | 0 | 976367.8066 | 2090456.0789 | 0 | 0 | 0 | 0 | 0 | 0 | 0 | 0 | 0 | 0 | 0 | 0 | 0 | 0 | 0 | 0 | 0 | -24433.2894 | -115689.6092 | 0 | 0 | 0 | 0 | 0 | 0 | 0 | 0 | 0 | 0 | 0 | 0 | 0 | 0 | 0 | 0
2016-02-11 12:00 | 0 | 0 | 0 | 0 | 353500.0972 | 0 | 530737 | 0 | 0 | 0 | 0 | 914820.513 | 1974766.4697 | 0 | 0 | 0 | 0 | 0 | 0 | 0 | 0 | 0 | 0 | 0 | 0 | 0 | 0 | 0 | 0 | 0 | -61547.2936 | -115689.6092 | 0 | 0 | 0 | 0 | 0 | 0 | 0 | 0 | 0 | 0 | 0 | 0 | 0 | 0 | 0 | 0
2016-02-11 13:00 | 0 | 0 | 0 | 0 | 170639.3988 | 366.1537 | 533208 | 0 | 0 | 0 | 0 | 668307.6747 | 1859076.8604 | 0 | 0 | 0 | 0 | 0 | 0 | 0 | 0 | 0 | 0 | 0 | 0 | 0 | 0 | 0 | 0 | 0 | -246512.8382 | -115689.6092 | 0 | 0 | 0 | 0 | 0 | 0 | 0 | 0 | 0 | 0 | 0 | 0 | 0 | 0 | 0 | 0
2016-02-11 14:00 | 0 | 0 | 0 | 0 | 257993.4739 | 212903.5691 | 523308 | 0 | 0 | 0 | 0 | 731586.327 | 1743387.2512 | 0 | 0 | 0 | 0 | 0 | 0 | 0 | 0 | 0 | 0 | 0 | 0 | 0 | 0 | 0 | 0 | 0 | 63278.6523 | -115689.6092 | 0 | 0 | 0 | 0 | 0 | 0 | 0 | 0 | 0 | 0 | 0 | 0 | 0 | 0 | 0 | 0
2016-02-11 15:00 | 0 | 0 | 0 | 0 | 0 | 662710.0237 | 512717 | 0 | 0 | 0 | 0 | 765889.7415 | 1859076.8604 | 0 | 0 | 0 | 0 | 0 | 0 | 0 | 0 | 0 | 0 | 0 | 0 | 0 | 0 | 0 | 0 | 0 | 34303.4145 | 115689.6092 | 0 | 0 | 0 | 0 | 0 | 0 | 0 | 0 | 0 | 0 | 0 | 0 | 0 | 0 | 0 | 0
2016-02-11 16:00 | 0 | 0 | 0 | 0 | 0 | 729582.1874 | 499570 | 0 | 0 | 0 | 0 | 1012402.5797 | 1842576.2096 | 0 | 0 | 0 | 0 | 0 | 0 | 0 | 0 | 0 | 0 | 0 | 0 | 0 | 0 | 0 | 0 | 0 | 246512.8382 | -16500.6509 | 0 | 0 | 0 | 0 | 0 | 0 | 0 | 0 | 0 | 0 | 0 | 0 | 0 | 0 | 0 | 0
2016-02-11 17:00 | 0 | 0 | 0 | 0 | 120407.4755 | 729701.972 | 487907 | 0 | 0 | 0 | 0 | 1258915.418 | 1958265.8188 | 0 | 0 | 0 | 0 | 0 | 0 | 0 | 0 | 0 | 0 | 0 | 0 | 0 | 0 | 0 | 0 | 0 | 246512.8382 | 115689.6092 | 0 | 0 | 0 | 0 | 0 | 0 | 0 | 0 | 0 | 0 | 0 | 0 | 0 | 0 | 0 | 0
2016-02-11 18:00 | 0 | 0 | 0 | 0 | 0 | 702174.1577 | 479400 | 0 | 0 | 0 | 0 | 1505428.2562 | 1934527.1382 | 0 | 0 | 0 | 0 | 0 | 0 | 0 | 0 | 0 | 0 | 0 | 0 | 0 | 0 | 0 | 0 | 0 | 246512.8382 | -23738.6806 | 0 | 0 | 0 | 0 | 0 | 0 | 0 | 0 | 0 | 0 | 0 | 0 | 0 | 0 | 0 | 0
2016-02-11 19:00 | 0 | 0 | 0 | 0 | 0 | 686266.9952 | 473142 | 0 | 0 | 0 | 0 | 1602863.6421 | 2050216.7475 | 0 | 0 | 0 | 0 | 0 | 0 | 0 | 0 | 0 | 0 | 0 | 0 | 0 | 0 | 0 | 0 | 0 | 97435.3859 | 115689.6092 | 0 | 0 | 0 | 0 | 0 | 0 | 0 | 0 | 0 | 0 | 0 | 0 | 0 | 0 | 0 | 0
2016-02-11 20:00 | 0 | 0 | 0 | 0 | 0 | 696040.0541 | 469165 | 0 | 0 | 0 | 0 | 1849376.4804 | 2030578.9633 | 0 | 0 | 0 | 0 | 0 | 0 | 0 | 0 | 0 | 0 | 0 | 0 | 0 | 0 | 0 | 0 | 0 | 246512.8382 | -19637.7842 | 0 | 0 | 0 | 0 | 0 | 0 | 0 | 0 | 0 | 0 | 0 | 0 | 0 | 0 | 0 | 0
2016-02-11 21:00 | 0 | 0 | 0 | 0 | 0 | 715412.0428 | 471140 | 0 | 0 | 0 | 0 | 1977958.9139 | 2146268.5725 | 0 | 0 | 0 | 0 | 0 | 0 | 0 | 0 | 0 | 0 | 0 | 0 | 0 | 0 | 0 | 0 | 0 | 128582.4335 | 115689.6092 | 0 | 0 | 0 | 0 | 0 | 0 | 0 | 0 | 0 | 0 | 0 | 0 | 0 | 0 | 0 | 0
2016-02-11 22:00 | 0 | 0 | 0 | 0 | 187256.0998 | 656744.3476 | 481798 | 0 | 0 | 0 | 0 | 2224471.7522 | 2261958.1818 | 0 | 0 | 0 | 0 | 0 | 0 | 0 | 0 | 0 | 0 | 0 | 0 | 0 | 0 | 0 | 0 | 0 | 246512.8382 | 115689.6092 | 0 | 0 | 0 | 0 | 0 | 0 | 0 | 0 | 0 | 0 | 0 | 0 | 0 | 0 | 0 | 0
2016-02-11 23:00 | 0 | 0 | 0 | 0 | 259010.0841 | 376864.3085 | 501780 | 0 | 0 | 0 | 0 | 2242876.5355 | 2377647.791 | 0 | 0 | 0 | 0 | 0 | 0 | 0 | 0 | 0 | 0 | 0 | 0 | 0 | 0 | 0 | 0 | 0 | 18404.7834 | 115689.6092 | 0 | 0 | 0 | 0 | 0 | 0 | 0 | 0 | 0 | 0 | 0 | 0 | 0 | 0 | 0 | 0
2016-02-12 | 0 | 0 | 0 | 0 | 281646.5301 | 38569.4419 | 515314 | 0 | 0 | 0 | 0 | 2163468.1167 | 2261958.1818 | 0 | 0 | 0 | 0 | 0 | 0 | 0 | 0 | 0 | 0 | 0 | 0 | 0 | 0 | 0 | 0 | 0 | -79408.4188 | -115689.6092 | 0 | 0 | 0 | 0 | 0 | 0 | 0 | 0 | 0 | 0 | 0 | 0 | 0 | 0 | 0 | 0
2016-02-12 01:00 | 0 | 0 | 0 | 0 | 282814.4485 | 0 | 517658 | 0 | 0 | 0 | 0 | 2044314.1745 | 2146268.5725 | 0 | 0 | 0 | 0 | 0 | 0 | 0 | 0 | 0 | 0 | 0 | 0 | 0 | 0 | 0 | 0 | 0 | -119153.9423 | -115689.6092 | 0 | 0 | 0 | 0 | 0 | 0 | 0 | 0 | 0 | 0 | 0 | 0 | 0 | 0 | 0 | 0
2016-02-12 02:00 | 0 | 0 | 0 | 0 | 272562.9061 | 0 | 510551 | 0 | 0 | 0 | 0 | 1797801.3362 | 2154793.3168 | 0 | 0 | 0 | 0 | 0 | 0 | 0 | 0 | 0 | 0 | 0 | 0 | 0 | 0 | 0 | 0 | 0 | -246512.8382 | 8524.7443 | 0 | 0 | 0 | 0 | 0 | 0 | 0 | 0 | 0 | 0 | 0 | 0 | 0 | 0 | 0 | 0
2016-02-12 03:00 | 0 | 0 | 0 | 0 | 254744.2053 | 0 | 492901 | 0 | 0 | 0 | 0 | 1551288.498 | 2163149.3604 | 0 | 0 | 0 | 0 | 0 | 0 | 0 | 0 | 0 | 0 | 0 | 0 | 0 | 0 | 0 | 0 | 0 | -246512.8382 | 8356.0436 | 0 | 0 | 0 | 0 | 0 | 0 | 0 | 0 | 0 | 0 | 0 | 0 | 0 | 0 | 0 | 0
2016-02-12 04:00 | 0 | 0 | 0 | 0 | 109441.5525 | 0 | 471644 | 0 | 0 | 0 | 0 | 1304775.6598 | 2047459.7512 | 0 | 0 | 0 | 0 | 0 | 0 | 0 | 0 | 0 | 0 | 0 | 0 | 0 | 0 | 0 | 0 | 0 | -246512.8382 | -115689.6092 | 0 | 0 | 0 | 0 | 0 | 0 | 0 | 0 | 0 | 0 | 0 | 0 | 0 | 0 | 0 | 0
2016-02-12 05:00 | 0 | 0 | 0 | 0 | 232585.8717 | 0 | 451818 | 0 | 0 | 0 | 0 | 1201233.1407 | 1931770.1419 | 0 | 0 | 0 | 0 | 0 | 0 | 0 | 0 | 0 | 0 | 0 | 0 | 0 | 0 | 0 | 0 | 0 | -103542.5191 | -115689.6092 | 0 | 0 | 0 | 0 | 0 | 0 | 0 | 0 | 0 | 0 | 0 | 0 | 0 | 0 | 0 | 0
2016-02-12 06:00 | 0 | 0 | 0 | 0 | 242598.9628 | 0 | 438740 | 0 | 0 | 0 | 0 | 1120781.7126 | 1816080.5327 | 0 | 0 | 0 | 0 | 0 | 0 | 0 | 0 | 0 | 0 | 0 | 0 | 0 | 0 | 0 | 0 | 0 | -80451.428 | -115689.6092 | 0 | 0 | 0 | 0 | 0 | 0 | 0 | 0 | 0 | 0 | 0 | 0 | 0 | 0 | 0 | 0
2016-02-12 07:00 | 0 | 0 | 0 | 0 | 260212.1763 | 0 | 430656 | 0 | 0 | 0 | 0 | 1066027.4982 | 1700390.9235 | 0 | 0 | 0 | 0 | 0 | 0 | 0 | 0 | 0 | 0 | 0 | 0 | 0 | 0 | 0 | 0 | 0 | -54754.2145 | -115689.6092 | 0 | 0 | 0 | 0 | 0 | 0 | 0 | 0 | 0 | 0 | 0 | 0 | 0 | 0 | 0 | 0
2016-02-12 08:00 | 0 | 0 | 0 | 0 | 285435.7294 | 0 | 426606 | 0 | 0 | 0 | 0 | 1040546.8368 | 1584701.3142 | 0 | 0 | 0 | 0 | 0 | 0 | 0 | 0 | 0 | 0 | 0 | 0 | 0 | 0 | 0 | 0 | 0 | -25480.6614 | -115689.6092 | 0 | 0 | 0 | 0 | 0 | 0 | 0 | 0 | 0 | 0 | 0 | 0 | 0 | 0 | 0 | 0
2016-02-12 09:00 | 0 | 0 | 0 | 0 | 314951.6183 | 0 | 429427 | 0 | 0 | 0 | 0 | 794033.9985 | 1700390.9235 | 0 | 0 | 0 | 0 | 0 | 0 | 0 | 16347.8473 | 0 | 0 | 0 | 0 | 0 | 0 | 0 | 0 | 0 | -246512.8382 | 115689.6092 | 0 | 0 | 0 | 0 | 0 | 0 | 0 | 0 | 0 | 16347.8473 | 0 | 0 | 0 | 0 | 0 | 0
2016-02-12 10:00 | 0 | 0 | 0 | 0 | 65636.7052 | 0 | 444187 | 0 | 0 | 0 | 0 | 547521.1603 | 1584701.3142 | 0 | 0 | 0 | 0 | 0 | 0 | 0 | 0 | 0 | 0 | 0 | 0 | 0 | 0 | 0 | 0 | 0 | -246512.8382 | -115689.6092 | 0 | 0 | 0 | 0 | 0 | 0 | 0 | 0 | 0 | -16347.8473 | 0 | 0 | 0 | 0 | 0 | 0
2016-02-12 11:00 | 0 | 0 | 0 | 0 | 368998.5113 | 0 | 475473 | 0 | 0 | 0 | 0 | 556736.2809 | 1469011.705 | 0 | 0 | 0 | 0 | 0 | 0 | 0 | 0 | 0 | 0 | 0 | 0 | 0 | 0 | 0 | 0 | 0 | 9215.1206 | -115689.6092 | 0 | 0 | 0 | 0 | 0 | 0 | 0 | 0 | 0 | 0 | 0 | 0 | 0 | 0 | 0 | 0
2016-02-12 12:00 | 0 | 0 | 0 | 0 | 381341.1902 | 0 | 502426 | 0 | 0 | 0 | 0 | 551341.0802 | 1353322.0958 | 0 | 0 | 0 | 0 | 0 | 0 | 0 | 0 | 0 | 0 | 0 | 0 | 0 | 0 | 0 | 0 | 0 | -5395.2006 | -115689.6092 | 0 | 0 | 0 | 0 | 0 | 0 | 0 | 0 | 0 | 0 | 0 | 0 | 0 | 0 | 0 | 0
2016-02-12 13:00 | 0 | 0 | 0 | 0 | 367096.7999 | 459.7635 | 508523 | 0 | 0 | 0 | 0 | 304828.242 | 1428074.7821 | 0 | 0 | 0 | 0 | 0 | 0 | 0 | 30793.7153 | 0 | 0 | 0 | 0 | 0 | 0 | 0 | 0 | 0 | -246512.8382 | 74752.6863 | 0 | 0 | 0 | 0 | 0 | 0 | 0 | 0 | 0 | 30793.7153 | 0 | 0 | 0 | 0 | 0 | 0
2016-02-12 14:00 | 0 | 0 | 0 | 0 | 0 | 194257.1373 | 506503 | 0 | 0 | 0 | 0 | 139065.7038 | 1312385.1729 | 0 | 0 | 0 | 0 | 0 | 0 | 0 | 0 | 0 | 0 | 0 | 0 | 0 | 0 | 0 | 0 | 0 | -165762.5382 | -115689.6092 | 0 | 0 | 0 | 0 | 0 | 0 | 0 | 0 | 0 | -30793.7153 | 0 | 0 | 0 | 0 | 0 | 0
2016-02-12 15:00 | 0 | 0 | 0 | 0 | 202108.9358 | 662659.5117 | 502566 | 0 | 0 | 0 | 0 | 385578.5421 | 1428074.7821 | 0 | 0 | 0 | 0 | 0 | 0 | 0 | 0 | 0 | 0 | 0 | 0 | 0 | 0 | 0 | 0 | 0 | 246512.8382 | 115689.6092 | 0 | 0 | 0 | 0 | 0 | 0 | 0 | 0 | 0 | 0 | 0 | 0 | 0 | 0 | 0 | 0
2016-02-12 16:00 | 0 | 0 | 0 | 0 | 0 | 726973.584 | 495536 | 0 | 0 | 0 | 0 | 632091.3803 | 1412999.5278 | 0 | 0 | 0 | 0 | 0 | 0 | 0 | 0 | 0 | 0 | 0 | 0 | 0 | 0 | 0 | 0 | 0 | 246512.8382 | -15075.2543 | 0 | 0 | 0 | 0 | 0 | 0 | 0 | 0 | 0 | 0 | 0 | 0 | 0 | 0 | 0 | 0
2016-02-12 17:00 | 0 | 0 | 0 | 0 | 0 | 714740.9113 | 486750 | 0 | 0 | 0 | 0 | 878604.2186 | 1394477.6009 | 0 | 0 | 0 | 0 | 0 | 0 | 0 | 0 | 0 | 0 | 0 | 0 | 0 | 0 | 0 | 0 | 0 | 246512.8382 | -18521.9269 | 0 | 0 | 0 | 0 | 0 | 0 | 0 | 0 | 0 | 0 | 0 | 0 | 0 | 0 | 0 | 0
2016-02-12 18:00 | 0 | 0 | 0 | 0 | 153316.5245 | 689930.923 | 481045 | 0 | 0 | 0 | 0 | 1125117.0568 | 1510167.2101 | 0 | 0 | 0 | 0 | 0 | 0 | 0 | 0 | 0 | 0 | 0 | 0 | 0 | 0 | 0 | 0 | 0 | 246512.8382 | 115689.6092 | 0 | 0 | 0 | 0 | 0 | 0 | 0 | 0 | 0 | 0 | 0 | 0 | 0 | 0 | 0 | 0
2016-02-12 19:00 | 0 | 0 | 0 | 0 | 0 | 677939.0648 | 477507 | 0 | 0 | 0 | 0 | 1209859.5124 | 1625856.8193 | 0 | 0 | 0 | 0 | 0 | 0 | 0 | 0 | 0 | 0 | 0 | 0 | 0 | 0 | 0 | 0 | 0 | 84742.4556 | 115689.6092 | 0 | 0 | 0 | 0 | 0 | 0 | 0 | 0 | 0 | 0 | 0 | 0 | 0 | 0 | 0 | 0
2016-02-12 20:00 | 0 | 0 | 0 | 0 | 0 | 690103.853 | 475470 | 0 | 0 | 0 | 0 | 1456372.3507 | 1593977.8341 | 0 | 0 | 0 | 0 | 0 | 0 | 0 | 0 | 0 | 0 | 0 | 0 | 0 | 0 | 0 | 0 | 0 | 246512.8382 | -31878.9853 | 0 | 0 | 0 | 0 | 0 | 0 | 0 | 0 | 0 | 0 | 0 | 0 | 0 | 0 | 0 | 0
2016-02-12 21:00 | 0 | 0 | 0 | 0 | 0 | 709645.0998 | 475511 | 0 | 0 | 0 | 0 | 1574816.8412 | 1709667.4433 | 0 | 0 | 0 | 0 | 0 | 0 | 0 | 0 | 0 | 0 | 0 | 0 | 0 | 0 | 0 | 0 | 0 | 118444.4906 | 115689.6092 | 0 | 0 | 0 | 0 | 0 | 0 | 0 | 0 | 0 | 0 | 0 | 0 | 0 | 0 | 0 | 0
2016-02-12 22:00 | 0 | 0 | 0 | 0 | 0 | 662480.7352 | 480587 | 0 | 0 | 0 | 0 | 1821329.6795 | 1645048.3403 | 0 | 0 | 0 | 0 | 0 | 0 | 0 | 0 | 0 | 0 | 0 | 0 | 0 | 0 | 0 | 0 | 0 | 246512.8382 | -64619.1031 | 0 | 0 | 0 | 0 | 0 | 0 | 0 | 0 | 0 | 0 | 0 | 0 | 0 | 0 | 0 | 0
2016-02-12 23:00 | 0 | 0 | 0 | 0 | 0 | 432733.8463 | 492585 | 0 | 0 | 0 | 0 | 1645788.9166 | 1760737.9495 | 0 | 0 | 0 | 0 | 0 | 0 | 0 | 0 | 0 | 0 | 0 | 0 | 0 | 0 | 0 | 0 | 0 | -175540.7629 | 115689.6092 | 0 | 0 | 0 | 0 | 0 | 0 | 0 | 0 | 0 | 0 | 0 | 0 | 0 | 0 | 0 | 0
2016-02-13 | 0 | 0 | 0 | 0 | 454788.5162 | 67396.5892 | 499809 | 0 | 0 | 0 | 0 | 1783854.6312 | 1645048.3403 | 0 | 0 | 0 | 0 | 0 | 0 | 0 | 0 | 0 | 0 | 0 | 0 | 0 | 0 | 0 | 0 | 0 | 138065.7146 | -115689.6092 | 0 | 0 | 0 | 0 | 0 | 0 | 0 | 0 | 0 | 0 | 0 | 0 | 0 | 0 | 0 | 0
2016-02-13 01:00 | 0 | 0 | 0 | 0 | 462612.3794 | 0.02373 | 498731 | 0 | 0 | 0 | 0 | 1632046.4251 | 1760737.9495 | 0 | 0 | 0 | 0 | 0 | 0 | 0 | 0 | 0 | 0 | 0 | 0 | 0 | 0 | 0 | 0 | 0 | -151808.2061 | 115689.6092 | 0 | 0 | 0 | 0 | 0 | 0 | 0 | 0 | 0 | 0 | 0 | 0 | 0 | 0 | 0 | 0
2016-02-13 02:00 | 0 | 0 | 0 | 0 | 452013.4538 | 0 | 491920 | 0 | 0 | 0 | 0 | 1476450.2696 | 1876427.5587 | 0 | 0 | 0 | 0 | 0 | 0 | 0 | 0 | 0 | 0 | 0 | 0 | 0 | 0 | 0 | 0 | 0 | -155596.1555 | 115689.6092 | 0 | 0 | 0 | 0 | 0 | 0 | 0 | 0 | 0 | 0 | 0 | 0 | 0 | 0 | 0 | 0
2016-02-13 03:00 | 0 | 0 | 0 | 0 | 116967.5525 | 0 | 479170 | 0 | 0 | 0 | 0 | 1229937.4313 | 1760737.9495 | 0 | 0 | 0 | 0 | 0 | 0 | 0 | 0 | 0 | 0 | 0 | 0 | 0 | 0 | 0 | 0 | 0 | -246512.8382 | -115689.6092 | 0 | 0 | 0 | 0 | 0 | 0 | 0 | 0 | 0 | 0 | 0 | 0 | 0 | 0 | 0 | 0
2016-02-13 04:00 | 0 | 0 | 0 | 0 | 411706.4917 | 0 | 462280 | 0 | 0 | 0 | 0 | 1295053.5323 | 1645048.3403 | 0 | 0 | 0 | 0 | 0 | 0 | 0 | 0 | 0 | 0 | 0 | 0 | 0 | 0 | 0 | 0 | 0 | 65116.1009 | -115689.6092 | 0 | 0 | 0 | 0 | 0 | 0 | 0 | 0 | 0 | 0 | 0 | 0 | 0 | 0 | 0 | 0
2016-02-13 05:00 | 0 | 0 | 0 | 0 | 389877.1553 | 0 | 446151 | 0 | 0 | 0 | 0 | 1354469.2968 | 1529358.731 | 0 | 0 | 0 | 0 | 0 | 0 | 0 | 0 | 0 | 0 | 0 | 0 | 0 | 0 | 0 | 0 | 0 | 59415.7645 | -115689.6092 | 0 | 0 | 0 | 0 | 0 | 0 | 0 | 0 | 0 | 0 | 0 | 0 | 0 | 0 | 0 | 0
2016-02-13 06:00 | 0 | 0 | 0 | 0 | 370265.416 | 0 | 434017 | 0 | 0 | 0 | 0 | 1175028.1035 | 1645048.3403 | 0 | 0 | 0 | 0 | 0 | 0 | 0 | 0 | 0 | 0 | 0 | 0 | 0 | 0 | 0 | 0 | 0 | -179441.1933 | 115689.6092 | 0 | 0 | 0 | 0 | 0 | 0 | 0 | 0 | 0 | 0 | 0 | 0 | 0 | 0 | 0 | 0
2016-02-13 07:00 | 0 | 0 | 0 | 0 | 64366.5525 | 0 | 426569 | 0 | 0 | 0 | 0 | 928515.2653 | 1529358.731 | 0 | 0 | 0 | 0 | 0 | 0 | 0 | 0 | 0 | 0 | 0 | 0 | 0 | 0 | 0 | 0 | 0 | -246512.8382 | -115689.6092 | 0 | 0 | 0 | 0 | 0 | 0 | 0 | 0 | 0 | 0 | 0 | 0 | 0 | 0 | 0 | 0
2016-02-13 08:00 | 0 | 0 | 0 | 0 | 342578.636 | 0 | 423312 | 0 | 0 | 0 | 0 | 963471.5105 | 1413669.1218 | 0 | 0 | 0 | 0 | 0 | 0 | 0 | 0 | 0 | 0 | 0 | 0 | 0 | 0 | 0 | 0 | 0 | 34956.2452 | -115689.6092 | 0 | 0 | 0 | 0 | 0 | 0 | 0 | 0 | 0 | 0 | 0 | 0 | 0 | 0 | 0 | 0
2016-02-13 09:00 | 0 | 0 | 0 | 0 | 338999.746 | 0 | 425077 | 0 | 0 | 0 | 0 | 993083.8657 | 1297979.5126 | 0 | 0 | 0 | 0 | 0 | 0 | 0 | 0 | 0 | 0 | 0 | 0 | 0 | 0 | 0 | 0 | 0 | 29612.3552 | -115689.6092 | 0 | 0 | 0 | 0 | 0 | 0 | 0 | 0 | 0 | 0 | 0 | 0 | 0 | 0 | 0 | 0
2016-02-13 10:00 | 0 | 0 | 0 | 0 | 341576.0949 | 0 | 432371 | 0 | 0 | 0 | 0 | 786599.3514 | 1413669.1218 | 0 | 0 | 0 | 0 | 0 | 0 | 0 | 0 | 0 | 0 | 0 | 0 | 0 | 0 | 0 | 0 | 0 | -206484.5143 | 115689.6092 | 0 | 0 | 0 | 0 | 0 | 0 | 0 | 0 | 0 | 0 | 0 | 0 | 0 | 0 | 0 | 0
2016-02-13 11:00 | 0 | 0 | 0 | 0 | 83466.5525 | 0 | 445669 | 0 | 0 | 0 | 0 | 540086.5131 | 1297979.5126 | 0 | 0 | 0 | 0 | 0 | 0 | 0 | 0 | 0 | 0 | 0 | 0 | 0 | 0 | 0 | 0 | 0 | -246512.8382 | -115689.6092 | 0 | 0 | 0 | 0 | 0 | 0 | 0 | 0 | 0 | 0 | 0 | 0 | 0 | 0 | 0 | 0
2016-02-13 12:00 | 0 | 0 | 0 | 0 | 361152.5397 | 0 | 462097 | 0 | 0 | 0 | 0 | 323452.4436 | 1413669.1218 | 0 | 0 | 0 | 0 | 0 | 0 | 0 | 0 | 0 | 0 | 0 | 0 | 0 | 0 | 0 | 0 | 0 | -216634.0695 | 115689.6092 | 0 | 0 | 0 | 0 | 0 | 0 | 0 | 0 | 0 | 0 | 0 | 0 | 0 | 0 | 0 | 0
2016-02-13 13:00 | 0 | 0 | 0 | 0 | 344794.7569 | 559.014 | 476177 | 0 | 0 | 0 | 0 | 76939.6054 | 1529358.731 | 0 | 0 | 0 | 0 | 0 | 0 | 0 | 0 | 0 | 0 | 0 | 0 | 0 | 0 | 0 | 0 | 0 | -246512.8382 | 115689.6092 | 0 | 0 | 0 | 0 | 0 | 0 | 0 | 0 | 0 | 0 | 0 | 0 | 0 | 0 | 0 | 0
2016-02-13 14:00 | 0 | 0 | 0 | 0 | 387744.3304 | 154607.9697 | 484883 | 0 | 0 | 0 | 0 | 250098.5147 | 1413669.1218 | 0 | 0 | 0 | 0 | 0 | 0 | 0 | 0 | 0 | 0 | 0 | 0 | 0 | 0 | 0 | 0 | 0 | 173158.9094 | -115689.6092 | 0 | 0 | 0 | 0 | 0 | 0 | 0 | 0 | 0 | 0 | 0 | 0 | 0 | 0 | 0 | 0
2016-02-13 15:00 | 0 | 0 | 0 | 0 | 0 | 575767.3513 | 485582 | 0 | 0 | 0 | 0 | 224594.2568 | 1529358.731 | 0 | 0 | 0 | 0 | 0 | 0 | 0 | 0 | 0 | 0 | 0 | 0 | 0 | 0 | 0 | 0 | 0 | -25504.2579 | 115689.6092 | 0 | 0 | 0 | 0 | 0 | 0 | 0 | 0 | 0 | 0 | 0 | 0 | 0 | 0 | 0 | 0
2016-02-13 16:00 | 0 | 0 | 0 | 0 | 0 | 681131.7062 | 480430 | 0 | 0 | 0 | 0 | 471107.0951 | 1483547.599 | 0 | 0 | 0 | 0 | 0 | 0 | 0 | 0 | 0 | 0 | 0 | 0 | 0 | 0 | 0 | 0 | 0 | 246512.8382 | -45811.132 | 0 | 0 | 0 | 0 | 0 | 0 | 0 | 0 | 0 | 0 | 0 | 0 | 0 | 0 | 0 | 0
2016-02-13 17:00 | 0 | 0 | 0 | 0 | 135096.0123 | 698960.4351 | 471854 | 0 | 0 | 0 | 0 | 717619.9333 | 1599237.2083 | 0 | 0 | 0 | 0 | 0 | 0 | 0 | 0 | 0 | 0 | 0 | 0 | 0 | 0 | 0 | 0 | 0 | 246512.8382 | 115689.6092 | 0 | 0 | 0 | 0 | 0 | 0 | 0 | 0 | 0 | 0 | 0 | 0 | 0 | 0 | 0 | 0
2016-02-13 18:00 | 0 | 0 | 0 | 0 | 0 | 681983.1252 | 462669 | 0 | 0 | 0 | 0 | 964132.7715 | 1572038.4952 | 0 | 0 | 0 | 0 | 0 | 0 | 0 | 0 | 0 | 0 | 0 | 0 | 0 | 0 | 0 | 0 | 0 | 246512.8382 | -27198.7131 | 0 | 0 | 0 | 0 | 0 | 0 | 0 | 0 | 0 | 0 | 0 | 0 | 0 | 0 | 0 | 0
2016-02-13 19:00 | 0 | 0 | 0 | 0 | 145630.8911 | 672738.5564 | 456167 | 0 | 0 | 0 | 0 | 1210645.6098 | 1687728.1044 | 0 | 0 | 0 | 0 | 0 | 0 | 0 | 0 | 0 | 0 | 0 | 0 | 0 | 0 | 0 | 0 | 0 | 246512.8382 | 115689.6092 | 0 | 0 | 0 | 0 | 0 | 0 | 0 | 0 | 0 | 0 | 0 | 0 | 0 | 0 | 0 | 0
2016-02-13 20:00 | 0 | 0 | 0 | 0 | 0 | 686233.443 | 452362 | 0 | 0 | 0 | 0 | 1457158.448 | 1675086.7092 | 0 | 0 | 0 | 0 | 0 | 0 | 0 | 0 | 0 | 0 | 0 | 0 | 0 | 0 | 0 | 0 | 0 | 246512.8382 | -12641.3953 | 0 | 0 | 0 | 0 | 0 | 0 | 0 | 0 | 0 | 0 | 0 | 0 | 0 | 0 | 0 | 0
2016-02-13 21:00 | 0 | 0 | 0 | 0 | 0 | 699154.3046 | 455137 | 0 | 0 | 0 | 0 | 1585486.1433 | 1790776.3184 | 0 | 0 | 0 | 0 | 0 | 0 | 0 | 0 | 0 | 0 | 0 | 0 | 0 | 0 | 0 | 0 | 0 | 128327.6953 | 115689.6092 | 0 | 0 | 0 | 0 | 0 | 0 | 0 | 0 | 0 | 0 | 0 | 0 | 0 | 0 | 0 | 0
2016-02-13 22:00 | 0 | 0 | 0 | 0 | 0 | 663907.6366 | 466557 | 0 | 0 | 0 | 0 | 1831998.9816 | 1741614.1167 | 0 | 0 | 0 | 0 | 0 | 0 | 0 | 0 | 0 | 0 | 0 | 0 | 0 | 0 | 0 | 0 | 0 | 246512.8382 | -49162.2017 | 0 | 0 | 0 | 0 | 0 | 0 | 0 | 0 | 0 | 0 | 0 | 0 | 0 | 0 | 0 | 0
2016-02-13 23:00 | 0 | 0 | 0 | 0 | 0 | 439394.655 | 487773 | 0 | 0 | 0 | 0 | 1667931.0274 | 1857303.726 | 0 | 0 | 0 | 0 | 0 | 0 | 0 | 0 | 0 | 0 | 0 | 0 | 0 | 0 | 0 | 0 | 0 | -164067.9542 | 115689.6092 | 0 | 0 | 0 | 0 | 0 | 0 | 0 | 0 | 0 | 0 | 0 | 0 | 0 | 0 | 0 | 0
2016-02-14 | 0 | 0 | 0 | 0 | 279188.449 | 91185.322 | 501197 | 0 | 0 | 0 | 0 | 1421418.1892 | 1972993.3352 | 0 | 0 | 0 | 0 | 0 | 0 | 0 | 0 | 0 | 0 | 0 | 0 | 0 | 0 | 0 | 0 | 0 | -246512.8382 | 115689.6092 | 0 | 0 | 0 | 0 | 0 | 0 | 0 | 0 | 0 | 0 | 0 | 0 | 0 | 0 | 0 | 0
2016-02-14 01:00 | 0 | 0 | 0 | 0 | 732030.97 | 3.1395 | 504675 | 0 | 0 | 0 | 0 | 1667931.0274 | 1953839.6065 | 0 | 0 | 0 | 0 | 0 | 0 | 0 | 0 | 0 | 0 | 0 | 0 | 0 | 0 | 0 | 0 | 0 | 246512.8382 | -19153.7287 | 0 | 0 | 0 | 0 | 0 | 0 | 0 | 0 | 0 | 0 | 0 | 0 | 0 | 0 | 0 | 0
2016-02-14 02:00 | 0 | 0 | 0 | 0 | 139738.5525 | 0 | 501941 | 0 | 0 | 0 | 0 | 1421418.1892 | 1838149.9973 | 0 | 0 | 0 | 0 | 0 | 0 | 0 | 0 | 0 | 0 | 0 | 0 | 0 | 0 | 0 | 0 | 0 | -246512.8382 | -115689.6092 | 0 | 0 | 0 | 0 | 0 | 0 | 0 | 0 | 0 | 0 | 0 | 0 | 0 | 0 | 0 | 0
2016-02-14 03:00 | 0 | 0 | 0 | 0 | 131012.5525 | 0 | 493215 | 0 | 0 | 0 | 0 | 1174905.3509 | 1722460.388 | 0 | 0 | 0 | 0 | 0 | 0 | 0 | 0 | 0 | 0 | 0 | 0 | 0 | 0 | 0 | 0 | 0 | -246512.8382 | -115689.6092 | 0 | 0 | 0 | 0 | 0 | 0 | 0 | 0 | 0 | 0 | 0 | 0 | 0 | 0 | 0 | 0
2016-02-14 04:00 | 0 | 0 | 0 | 0 | 726598.2085 | 0 | 478969 | 0 | 0 | 0 | 0 | 1306844.9502 | 1838149.9973 | 0 | 0 | 0 | 0 | 0 | 0 | 0 | 0 | 0 | 0 | 0 | 0 | 0 | 0 | 0 | 0 | 0 | 131939.5993 | 115689.6092 | 0 | 0 | 0 | 0 | 0 | 0 | 0 | 0 | 0 | 0 | 0 | 0 | 0 | 0 | 0 | 0
2016-02-14 05:00 | 0 | 0 | 0 | 0 | 101945.5525 | 0 | 464148 | 0 | 0 | 0 | 0 | 1060332.112 | 1722460.388 | 0 | 0 | 0 | 0 | 0 | 0 | 0 | 0 | 0 | 0 | 0 | 0 | 0 | 0 | 0 | 0 | 0 | -246512.8382 | -115689.6092 | 0 | 0 | 0 | 0 | 0 | 0 | 0 | 0 | 0 | 0 | 0 | 0 | 0 | 0 | 0 | 0
2016-02-14 06:00 | 0 | 0 | 0 | 0 | 323067.771 | 0 | 453891 | 0 | 0 | 0 | 0 | 813819.2737 | 1838149.9973 | 0 | 0 | 0 | 0 | 0 | 0 | 0 | 0 | 0 | 0 | 0 | 0 | 0 | 0 | 0 | 0 | 0 | -246512.8382 | 115689.6092 | 0 | 0 | 0 | 0 | 0 | 0 | 0 | 0 | 0 | 0 | 0 | 0 | 0 | 0 | 0 | 0
2016-02-14 07:00 | 0 | 0 | 0 | 0 | 728145.4125 | 0 | 447242 | 0 | 0 | 0 | 0 | 1060332.112 | 1872540.5715 | 0 | 0 | 0 | 0 | 0 | 0 | 0 | 0 | 0 | 0 | 0 | 0 | 0 | 0 | 0 | 0 | 0 | 246512.8382 | 34390.5742 | 0 | 0 | 0 | 0 | 0 | 0 | 0 | 0 | 0 | 0 | 0 | 0 | 0 | 0 | 0 | 0
2016-02-14 08:00 | 0 | 0 | 0 | 0 | 81233.5525 | 0 | 443436 | 0 | 0 | 0 | 0 | 813819.2737 | 1756850.9622 | 0 | 0 | 0 | 0 | 0 | 0 | 0 | 0 | 0 | 0 | 0 | 0 | 0 | 0 | 0 | 0 | 0 | -246512.8382 | -115689.6092 | 0 | 0 | 0 | 0 | 0 | 0 | 0 | 0 | 0 | 0 | 0 | 0 | 0 | 0 | 0 | 0
2016-02-14 09:00 | 0 | 0 | 0 | 0 | 709811.4808 | 0 | 442406 | 0 | 0 | 0 | 0 | 965535.1453 | 1872540.5715 | 0 | 0 | 0 | 0 | 0 | 0 | 0 | 0 | 0 | 0 | 0 | 0 | 0 | 0 | 0 | 0 | 0 | 151715.8715 | 115689.6092 | 0 | 0 | 0 | 0 | 0 | 0 | 0 | 0 | 0 | 0 | 0 | 0 | 0 | 0 | 0 | 0
2016-02-14 10:00 | 0 | 0 | 0 | 0 | 683593.6743 | 0 | 446344 | 0 | 0 | 0 | 0 | 1212047.9835 | 1863277.4076 | 0 | 0 | 0 | 0 | 0 | 0 | 0 | 0 | 0 | 0 | 0 | 0 | 0 | 0 | 0 | 0 | 0 | 246512.8382 | -9263.1639 | 0 | 0 | 0 | 0 | 0 | 0 | 0 | 0 | 0 | 0 | 0 | 0 | 0 | 0 | 0 | 0
2016-02-14 11:00 | 0 | 0 | 0 | 0 | 93747.5525 | 0 | 455950 | 0 | 0 | 0 | 0 | 965535.1453 | 1747587.7983 | 0 | 0 | 0 | 0 | 0 | 0 | 0 | 0 | 0 | 0 | 0 | 0 | 0 | 0 | 0 | 0 | 0 | -246512.8382 | -115689.6092 | 0 | 0 | 0 | 0 | 0 | 0 | 0 | 0 | 0 | 0 | 0 | 0 | 0 | 0 | 0 | 0
2016-02-14 12:00 | 0 | 0 | 0 | 0 | 608088.8485 | 0 | 467682 | 0 | 0 | 0 | 0 | 959458.6693 | 1863277.4076 | 0 | 0 | 0 | 0 | 0 | 0 | 0 | 30793.7153 | 0 | 0 | 0 | 0 | 0 | 0 | 0 | 0 | 0 | -6076.476 | 115689.6092 | 0 | 0 | 0 | 0 | 0 | 0 | 0 | 0 | 0 | 30793.7153 | 0 | 0 | 0 | 0 | 0 | 0
2016-02-14 13:00 | 0 | 0 | 0 | 0 | 84131.1655 | 694.6717 | 477822 | 0 | 0 | 0 | 0 | 712945.831 | 1747587.7983 | 0 | 0 | 0 | 0 | 0 | 0 | 0 | 0 | 0 | 0 | 0 | 0 | 0 | 0 | 0 | 0 | 0 | -246512.8382 | -115689.6092 | 0 | 0 | 0 | 0 | 0 | 0 | 0 | 0 | 0 | -30793.7153 | 0 | 0 | 0 | 0 | 0 | 0
2016-02-14 14:00 | 0 | 0 | 0 | 0 | 423802.6672 | 161342.6575 | 482732 | 0 | 0 | 0 | 0 | 699669.5465 | 1863277.4076 | 0 | 0 | 0 | 0 | 0 | 0 | 0 | 0 | 0 | 0 | 0 | 0 | 0 | 0 | 0 | 0 | 0 | -13276.2845 | 115689.6092 | 0 | 0 | 0 | 0 | 0 | 0 | 0 | 0 | 0 | 0 | 0 | 0 | 0 | 0 | 0 | 0
2016-02-14 15:00 | 0 | 0 | 0 | 0 | 0 | 569673.2585 | 480794 | 0 | 0 | 0 | 0 | 904238.4142 | 1747587.7983 | 0 | 0 | 0 | 0 | 0 | 0 | 0 | 0 | 0 | 0 | 0 | 0 | 0 | 0 | 0 | 0 | 0 | 204568.8677 | -115689.6092 | 0 | 0 | 0 | 0 | 0 | 0 | 0 | 0 | 0 | 0 | 0 | 0 | 0 | 0 | 0 | 0
2016-02-14 16:00 | 0 | 0 | 0 | 0 | 0 | 670658.5113 | 474300 | 0 | 0 | 0 | 0 | 984907.3163 | 1863277.4076 | 0 | 0 | 0 | 0 | 0 | 0 | 0 | 0 | 0 | 0 | 0 | 0 | 0 | 0 | 0 | 0 | 0 | 80668.9021 | 115689.6092 | 0 | 0 | 0 | 0 | 0 | 0 | 0 | 0 | 0 | 0 | 0 | 0 | 0 | 0 | 0 | 0
2016-02-14 17:00 | 0 | 0 | 0 | 0 | 153406.4545 | 676830.993 | 468035 | 0 | 0 | 0 | 0 | 1231420.1546 | 1978967.0168 | 0 | 0 | 0 | 0 | 0 | 0 | 0 | 0 | 0 | 0 | 0 | 0 | 0 | 0 | 0 | 0 | 0 | 246512.8382 | 115689.6092 | 0 | 0 | 0 | 0 | 0 | 0 | 0 | 0 | 0 | 0 | 0 | 0 | 0 | 0 | 0 | 0
2016-02-14 18:00 | 0 | 0 | 0 | 0 | 0 | 656032.6111 | 461079 | 0 | 0 | 0 | 0 | 1477932.9928 | 1927407.7897 | 0 | 0 | 0 | 0 | 0 | 0 | 0 | 0 | 0 | 0 | 0 | 0 | 0 | 0 | 0 | 0 | 0 | 246512.8382 | -51559.2271 | 0 | 0 | 0 | 0 | 0 | 0 | 0 | 0 | 0 | 0 | 0 | 0 | 0 | 0 | 0 | 0
2016-02-14 19:00 | 0 | 0 | 0 | 0 | 0 | 646860.4303 | 454990 | 0 | 0 | 0 | 0 | 1554113.8139 | 2043097.3989 | 0 | 0 | 0 | 0 | 0 | 0 | 0 | 0 | 0 | 0 | 0 | 0 | 0 | 0 | 0 | 0 | 0 | 76180.8211 | 115689.6092 | 0 | 0 | 0 | 0 | 0 | 0 | 0 | 0 | 0 | 0 | 0 | 0 | 0 | 0 | 0 | 0
2016-02-14 20:00 | 0 | 0 | 0 | 0 | 0 | 659542.0482 | 453504 | 0 | 0 | 0 | 0 | 1800626.6521 | 2002622.6088 | 0 | 0 | 0 | 0 | 0 | 0 | 0 | 0 | 0 | 0 | 0 | 0 | 0 | 0 | 0 | 0 | 0 | 246512.8382 | -40474.7901 | 0 | 0 | 0 | 0 | 0 | 0 | 0 | 0 | 0 | 0 | 0 | 0 | 0 | 0 | 0 | 0
2016-02-14 21:00 | 0 | 0 | 0 | 0 | 0 | 673705.1335 | 457219 | 0 | 0 | 0 | 0 | 1901423.1764 | 2118312.2181 | 0 | 0 | 0 | 0 | 0 | 0 | 0 | 0 | 0 | 0 | 0 | 0 | 0 | 0 | 0 | 0 | 0 | 100796.5243 | 115689.6092 | 0 | 0 | 0 | 0 | 0 | 0 | 0 | 0 | 0 | 0 | 0 | 0 | 0 | 0 | 0 | 0
2016-02-14 22:00 | 0 | 0 | 0 | 0 | 0 | 610292.1942 | 468996 | 0 | 0 | 0 | 0 | 1927029.7614 | 2234001.8273 | 0 | 0 | 0 | 0 | 0 | 0 | 0 | 0 | 0 | 0 | 0 | 0 | 0 | 0 | 0 | 0 | 0 | 25606.585 | 115689.6092 | 0 | 0 | 0 | 0 | 0 | 0 | 0 | 0 | 0 | 0 | 0 | 0 | 0 | 0 | 0 | 0
2016-02-14 23:00 | 0 | 0 | 0 | 0 | 0 | 391301.0581 | 487064 | 0 | 0 | 0 | 0 | 1946956.4287 | 2118312.2181 | 0 | 0 | 0 | 0 | 0 | 0 | 0 | 0 | 0 | 0 | 0 | 0 | 0 | 0 | 0 | 0 | 0 | 19926.6673 | -115689.6092 | 0 | 0 | 0 | 0 | 0 | 0 | 0 | 0 | 0 | 0 | 0 | 0 | 0 | 0 | 0 | 0
2016-02-15 | 0 | 0 | 0 | 0 | 390563.7953 | 56875.0779 | 497245 | 0 | 0 | 0 | 0 | 2012839.9111 | 2002622.6088 | 0 | 0 | 0 | 0 | 0 | 0 | 0 | 0 | 0 | 0 | 0 | 0 | 0 | 0 | 0 | 0 | 0 | 65883.4824 | -115689.6092 | 0 | 0 | 0 | 0 | 0 | 0 | 0 | 0 | 0 | 0 | 0 | 0 | 0 | 0 | 0 | 0
2016-02-15 01:00 | 0 | 0 | 0 | 0 | 365635.5734 | 5.1976 | 496464 | 0 | 0 | 0 | 0 | 1766327.0729 | 2118312.2181 | 0 | 0 | 0 | 0 | 0 | 0 | 0 | 0 | 0 | 0 | 0 | 0 | 0 | 0 | 0 | 0 | 0 | -246512.8382 | 115689.6092 | 0 | 0 | 0 | 0 | 0 | 0 | 0 | 0 | 0 | 0 | 0 | 0 | 0 | 0 | 0 | 0
2016-02-15 02:00 | 0 | 0 | 0 | 0 | 439820.2601 | 0 | 487759 | 0 | 0 | 0 | 0 | 1834077.9421 | 2002622.6088 | 0 | 0 | 0 | 0 | 0 | 0 | 0 | 0 | 0 | 0 | 0 | 0 | 0 | 0 | 0 | 0 | 0 | 67750.8693 | -115689.6092 | 0 | 0 | 0 | 0 | 0 | 0 | 0 | 0 | 0 | 0 | 0 | 0 | 0 | 0 | 0 | 0
2016-02-15 03:00 | 0 | 0 | 0 | 0 | 111660.5525 | 0 | 473863 | 0 | 0 | 0 | 0 | 1587565.1039 | 1886932.9996 | 0 | 0 | 0 | 0 | 0 | 0 | 0 | 0 | 0 | 0 | 0 | 0 | 0 | 0 | 0 | 0 | 0 | -246512.8382 | -115689.6092 | 0 | 0 | 0 | 0 | 0 | 0 | 0 | 0 | 0 | 0 | 0 | 0 | 0 | 0 | 0 | 0
2016-02-15 04:00 | 0 | 0 | 0 | 0 | 458218.0216 | 0 | 456247 | 0 | 0 | 0 | 0 | 1473846.5162 | 2002622.6088 | 0 | 0 | 0 | 0 | 0 | 0 | 0 | 0 | 0 | 0 | 0 | 0 | 0 | 0 | 0 | 0 | 0 | -113718.5877 | 115689.6092 | 0 | 0 | 0 | 0 | 0 | 0 | 0 | 0 | 0 | 0 | 0 | 0 | 0 | 0 | 0 | 0
2016-02-15 05:00 | 0 | 0 | 0 | 0 | 76368.5525 | 0 | 438571 | 0 | 0 | 0 | 0 | 1227333.678 | 1886932.9996 | 0 | 0 | 0 | 0 | 0 | 0 | 0 | 0 | 0 | 0 | 0 | 0 | 0 | 0 | 0 | 0 | 0 | -246512.8382 | -115689.6092 | 0 | 0 | 0 | 0 | 0 | 0 | 0 | 0 | 0 | 0 | 0 | 0 | 0 | 0 | 0 | 0
2016-02-15 06:00 | 0 | 0 | 0 | 0 | 470990.0394 | 0 | 426178 | 0 | 0 | 0 | 0 | 1156456.1082 | 2002622.6088 | 0 | 0 | 0 | 0 | 0 | 0 | 0 | 0 | 0 | 0 | 0 | 0 | 0 | 0 | 0 | 0 | 0 | -70877.5698 | 115689.6092 | 0 | 0 | 0 | 0 | 0 | 0 | 0 | 0 | 0 | 0 | 0 | 0 | 0 | 0 | 0 | 0
2016-02-15 07:00 | 0 | 0 | 0 | 0 | 55827.5525 | 0 | 418030 | 0 | 0 | 0 | 0 | 909943.2699 | 1886932.9996 | 0 | 0 | 0 | 0 | 0 | 0 | 0 | 0 | 0 | 0 | 0 | 0 | 0 | 0 | 0 | 0 | 0 | -246512.8382 | -115689.6092 | 0 | 0 | 0 | 0 | 0 | 0 | 0 | 0 | 0 | 0 | 0 | 0 | 0 | 0 | 0 | 0
2016-02-15 08:00 | 0 | 0 | 0 | 0 | 485071.03 | 0 | 413802 | 0 | 0 | 0 | 0 | 1096901.9092 | 1771243.3904 | 0 | 0 | 0 | 0 | 0 | 0 | 0 | 0 | 0 | 0 | 0 | 0 | 0 | 0 | 0 | 0 | 0 | 186958.6393 | -115689.6092 | 0 | 0 | 0 | 0 | 0 | 0 | 0 | 0 | 0 | 0 | 0 | 0 | 0 | 0 | 0 | 0
2016-02-15 09:00 | 0 | 0 | 0 | 0 | 285196.771 | 0 | 416020 | 0 | 0 | 0 | 0 | 850389.0709 | 1886932.9996 | 0 | 0 | 0 | 0 | 0 | 0 | 0 | 0 | 0 | 0 | 0 | 0 | 0 | 0 | 0 | 0 | 0 | -246512.8382 | 115689.6092 | 0 | 0 | 0 | 0 | 0 | 0 | 0 | 0 | 0 | 0 | 0 | 0 | 0 | 0 | 0 | 0
2016-02-15 10:00 | 0 | 0 | 0 | 0 | 515302.103 | 0 | 426241 | 0 | 0 | 0 | 0 | 1055139.7832 | 1771243.3904 | 0 | 0 | 0 | 0 | 0 | 0 | 0 | 0 | 0 | 0 | 0 | 0 | 0 | 0 | 0 | 0 | 0 | 204750.7122 | -115689.6092 | 0 | 0 | 0 | 0 | 0 | 0 | 0 | 0 | 0 | 0 | 0 | 0 | 0 | 0 | 0 | 0
2016-02-15 11:00 | 0 | 0 | 0 | 0 | 86621.5525 | 0 | 448824 | 0 | 0 | 0 | 0 | 808626.9449 | 1655553.7811 | 0 | 0 | 0 | 0 | 0 | 0 | 0 | 0 | 0 | 0 | 0 | 0 | 0 | 0 | 0 | 0 | 0 | -246512.8382 | -115689.6092 | 0 | 0 | 0 | 0 | 0 | 0 | 0 | 0 | 0 | 0 | 0 | 0 | 0 | 0 | 0 | 0
2016-02-15 12:00 | 0 | 0 | 0 | 0 | 504401.5368 | 0 | 472250 | 0 | 0 | 0 | 0 | 956468.0909 | 1539864.1719 | 0 | 0 | 0 | 0 | 0 | 0 | 0 | 0 | 0 | 0 | 0 | 0 | 0 | 0 | 0 | 0 | 0 | 147841.146 | -115689.6092 | 0 | 0 | 0 | 0 | 0 | 0 | 0 | 0 | 0 | 0 | 0 | 0 | 0 | 0 | 0 | 0
2016-02-15 13:00 | 0 | 0 | 0 | 0 | 123562.2765 | 873.276 | 486638 | 0 | 0 | 0 | 0 | 709955.2527 | 1424174.5627 | 0 | 0 | 0 | 0 | 0 | 0 | 0 | 0 | 0 | 0 | 0 | 0 | 0 | 0 | 0 | 0 | 0 | -246512.8382 | -115689.6092 | 0 | 0 | 0 | 0 | 0 | 0 | 0 | 0 | 0 | 0 | 0 | 0 | 0 | 0 | 0 | 0
2016-02-15 14:00 | 0 | 0 | 0 | 0 | 281705.5002 | 214736.2602 | 495412 | 0 | 0 | 0 | 0 | 595295.4038 | 1539864.1719 | 0 | 0 | 0 | 0 | 0 | 0 | 0 | 0 | 0 | 0 | 0 | 0 | 0 | 0 | 0 | 0 | 0 | -114659.8489 | 115689.6092 | 0 | 0 | 0 | 0 | 0 | 0 | 0 | 0 | 0 | 0 | 0 | 0 | 0 | 0 | 0 | 0
2016-02-15 15:00 | 0 | 0 | 0 | 0 | 0 | 639794.1218 | 501301 | 0 | 0 | 0 | 0 | 618098.9164 | 1655553.7811 | 0 | 0 | 0 | 0 | 0 | 0 | 0 | 0 | 0 | 0 | 0 | 0 | 0 | 0 | 0 | 0 | 0 | 22803.5125 | 115689.6092 | 0 | 0 | 0 | 0 | 0 | 0 | 0 | 0 | 0 | 0 | 0 | 0 | 0 | 0 | 0 | 0
2016-02-15 16:00 | 0 | 0 | 0 | 0 | 0 | 723280.7535 | 502221 | 0 | 0 | 0 | 0 | 864611.7546 | 1630100.6963 | 0 | 0 | 0 | 0 | 0 | 0 | 0 | 0 | 0 | 0 | 0 | 0 | 0 | 0 | 0 | 0 | 0 | 246512.8382 | -25453.0848 | 0 | 0 | 0 | 0 | 0 | 0 | 0 | 0 | 0 | 0 | 0 | 0 | 0 | 0 | 0 | 0
2016-02-15 17:00 | 0 | 0 | 0 | 0 | 138298.7922 | 723265.6553 | 499362 | 0 | 0 | 0 | 0 | 1111124.5928 | 1745790.3056 | 0 | 0 | 0 | 0 | 0 | 0 | 0 | 0 | 0 | 0 | 0 | 0 | 0 | 0 | 0 | 0 | 0 | 246512.8382 | 115689.6092 | 0 | 0 | 0 | 0 | 0 | 0 | 0 | 0 | 0 | 0 | 0 | 0 | 0 | 0 | 0 | 0
2016-02-15 18:00 | 0 | 0 | 0 | 0 | 0 | 700753.9795 | 495186 | 0 | 0 | 0 | 0 | 1201002.9631 | 1861479.9148 | 0 | 0 | 0 | 0 | 0 | 0 | 0 | 0 | 0 | 0 | 0 | 0 | 0 | 0 | 0 | 0 | 0 | 89878.3703 | 115689.6092 | 0 | 0 | 0 | 0 | 0 | 0 | 0 | 0 | 0 | 0 | 0 | 0 | 0 | 0 | 0 | 0
2016-02-15 19:00 | 0 | 0 | 0 | 0 | 0 | 689766.267 | 490387 | 0 | 0 | 0 | 0 | 1447515.8014 | 1814346.3436 | 0 | 0 | 0 | 0 | 0 | 0 | 0 | 0 | 0 | 0 | 0 | 0 | 0 | 0 | 0 | 0 | 0 | 246512.8382 | -47133.5712 | 0 | 0 | 0 | 0 | 0 | 0 | 0 | 0 | 0 | 0 | 0 | 0 | 0 | 0 | 0 | 0
2016-02-15 20:00 | 0 | 0 | 0 | 0 | 0 | 703944.5167 | 486695 | 0 | 0 | 0 | 0 | 1549075.7089 | 1930035.9528 | 0 | 0 | 0 | 0 | 0 | 0 | 0 | 0 | 0 | 0 | 0 | 0 | 0 | 0 | 0 | 0 | 0 | 101559.9075 | 115689.6092 | 0 | 0 | 0 | 0 | 0 | 0 | 0 | 0 | 0 | 0 | 0 | 0 | 0 | 0 | 0 | 0
2016-02-15 21:00 | 0 | 0 | 0 | 0 | 0 | 733556.4049 | 487005 | 0 | 0 | 0 | 0 | 1795588.5471 | 1930074.5195 | 0 | 0 | 0 | 0 | 0 | 0 | 0 | 0 | 0 | 0 | 0 | 0 | 0 | 0 | 0 | 0 | 0 | 246512.8382 | 38.5667 | 0 | 0 | 0 | 0 | 0 | 0 | 0 | 0 | 0 | 0 | 0 | 0 | 0 | 0 | 0 | 0
2016-02-15 22:00 | 0 | 0 | 0 | 0 | 0 | 708551.8447 | 494230 | 0 | 0 | 0 | 0 | 1894220.7826 | 2045764.1288 | 0 | 0 | 0 | 0 | 0 | 0 | 0 | 0 | 0 | 0 | 0 | 0 | 0 | 0 | 0 | 0 | 0 | 98632.2355 | 115689.6092 | 0 | 0 | 0 | 0 | 0 | 0 | 0 | 0 | 0 | 0 | 0 | 0 | 0 | 0 | 0 | 0
2016-02-15 23:00 | 0 | 0 | 0 | 0 | 0 | 486449.6565 | 505582 | 0 | 0 | 0 | 0 | 1759398.8298 | 2161453.738 | 0 | 0 | 0 | 0 | 0 | 0 | 0 | 0 | 0 | 0 | 0 | 0 | 0 | 0 | 0 | 0 | 0 | -134821.9528 | 115689.6092 | 0 | 0 | 0 | 0 | 0 | 0 | 0 | 0 | 0 | 0 | 0 | 0 | 0 | 0 | 0 | 0
2016-02-16 | 0 | 0 | 0 | 0 | 472895.3797 | 68662.6168 | 510575 | 0 | 0 | 0 | 0 | 1906071.4356 | 2045764.1288 | 0 | 0 | 0 | 0 | 0 | 0 | 0 | 0 | 0 | 0 | 0 | 0 | 0 | 0 | 0 | 0 | 0 | 146672.6058 | -115689.6092 | 0 | 0 | 0 | 0 | 0 | 0 | 0 | 0 | 0 | 0 | 0 | 0 | 0 | 0 | 0 | 0
2016-02-16 01:00 | 0 | 0 | 0 | 0 | 144470.0574 | 12.4952 | 506685 | 0 | 0 | 0 | 0 | 1659558.5974 | 1930074.5195 | 0 | 0 | 0 | 0 | 0 | 0 | 0 | 0 | 0 | 0 | 0 | 0 | 0 | 0 | 0 | 0 | 0 | -246512.8382 | -115689.6092 | 0 | 0 | 0 | 0 | 0 | 0 | 0 | 0 | 0 | 0 | 0 | 0 | 0 | 0 | 0 | 0
2016-02-16 02:00 | 0 | 0 | 0 | 0 | 361796.771 | 0 | 492620 | 0 | 0 | 0 | 0 | 1413045.7591 | 2045764.1288 | 0 | 0 | 0 | 0 | 0 | 0 | 0 | 0 | 0 | 0 | 0 | 0 | 0 | 0 | 0 | 0 | 0 | -246512.8382 | 115689.6092 | 0 | 0 | 0 | 0 | 0 | 0 | 0 | 0 | 0 | 0 | 0 | 0 | 0 | 0 | 0 | 0
2016-02-16 03:00 | 0 | 0 | 0 | 0 | 635912.001 | 0 | 471783 | 0 | 0 | 0 | 0 | 1659558.5974 | 1963380.2915 | 0 | 0 | 0 | 0 | 0 | 0 | 0 | 0 | 0 | 0 | 0 | 0 | 0 | 0 | 0 | 0 | 0 | 246512.8382 | -82383.8372 | 0 | 0 | 0 | 0 | 0 | 0 | 0 | 0 | 0 | 0 | 0 | 0 | 0 | 0 | 0 | 0
2016-02-16 04:00 | 0 | 0 | 0 | 0 | 84330.5525 | 0 | 446533 | 0 | 0 | 0 | 0 | 1413045.7591 | 1847690.6823 | 0 | 0 | 0 | 0 | 0 | 0 | 0 | 0 | 0 | 0 | 0 | 0 | 0 | 0 | 0 | 0 | 0 | -246512.8382 | -115689.6092 | 0 | 0 | 0 | 0 | 0 | 0 | 0 | 0 | 0 | 0 | 0 | 0 | 0 | 0 | 0 | 0
2016-02-16 05:00 | 0 | 0 | 0 | 0 | 62864.5525 | 0 | 425067 | 0 | 0 | 0 | 0 | 1166532.9209 | 1732001.0731 | 0 | 0 | 0 | 0 | 0 | 0 | 0 | 0 | 0 | 0 | 0 | 0 | 0 | 0 | 0 | 0 | 0 | -246512.8382 | -115689.6092 | 0 | 0 | 0 | 0 | 0 | 0 | 0 | 0 | 0 | 0 | 0 | 0 | 0 | 0 | 0 | 0
2016-02-16 06:00 | 0 | 0 | 0 | 0 | 672575.2877 | 0 | 408969 | 0 | 0 | 0 | 0 | 1413045.7591 | 1749094.5225 | 0 | 0 | 0 | 0 | 0 | 0 | 0 | 0 | 0 | 0 | 0 | 0 | 0 | 0 | 0 | 0 | 0 | 246512.8382 | 17093.4494 | 0 | 0 | 0 | 0 | 0 | 0 | 0 | 0 | 0 | 0 | 0 | 0 | 0 | 0 | 0 | 0
2016-02-16 07:00 | 0 | 0 | 0 | 0 | 36326.5525 | 0 | 398529 | 0 | 0 | 0 | 0 | 1166532.9209 | 1633404.9133 | 0 | 0 | 0 | 0 | 0 | 0 | 0 | 0 | 0 | 0 | 0 | 0 | 0 | 0 | 0 | 0 | 0 | -246512.8382 | -115689.6092 | 0 | 0 | 0 | 0 | 0 | 0 | 0 | 0 | 0 | 0 | 0 | 0 | 0 | 0 | 0 | 0
2016-02-16 08:00 | 0 | 0 | 0 | 0 | 261668.771 | 0 | 392492 | 0 | 0 | 0 | 0 | 920020.0826 | 1749094.5225 | 0 | 0 | 0 | 0 | 0 | 0 | 0 | 0 | 0 | 0 | 0 | 0 | 0 | 0 | 0 | 0 | 0 | -246512.8382 | 115689.6092 | 0 | 0 | 0 | 0 | 0 | 0 | 0 | 0 | 0 | 0 | 0 | 0 | 0 | 0 | 0 | 0
2016-02-16 09:00 | 0 | 0 | 0 | 0 | 639263.7504 | 0 | 393274 | 0 | 0 | 0 | 0 | 1166532.9209 | 1748571.4347 | 0 | 0 | 0 | 0 | 0 | 0 | 0 | 0 | 0 | 0 | 0 | 0 | 0 | 0 | 0 | 0 | 0 | 246512.8382 | -523.0878 | 0 | 0 | 0 | 0 | 0 | 0 | 0 | 0 | 0 | 0 | 0 | 0 | 0 | 0 | 0 | 0
2016-02-16 10:00 | 0 | 0 | 0 | 0 | 41869.5525 | 0 | 404072 | 0 | 0 | 0 | 0 | 920020.0826 | 1632881.8255 | 0 | 0 | 0 | 0 | 0 | 0 | 0 | 0 | 0 | 0 | 0 | 0 | 0 | 0 | 0 | 0 | 0 | -246512.8382 | -115689.6092 | 0 | 0 | 0 | 0 | 0 | 0 | 0 | 0 | 0 | 0 | 0 | 0 | 0 | 0 | 0 | 0
2016-02-16 11:00 | 0 | 0 | 0 | 0 | 299515.771 | 0 | 430339 | 0 | 0 | 0 | 0 | 673507.2444 | 1748571.4347 | 0 | 0 | 0 | 0 | 0 | 0 | 0 | 0 | 0 | 0 | 0 | 0 | 0 | 0 | 0 | 0 | 0 | -246512.8382 | 115689.6092 | 0 | 0 | 0 | 0 | 0 | 0 | 0 | 0 | 0 | 0 | 0 | 0 | 0 | 0 | 0 | 0
2016-02-16 12:00 | 0 | 0 | 0 | 0 | 623770.882 | 0 | 458011 | 0 | 0 | 0 | 0 | 723577.5171 | 1864261.0439 | 0 | 0 | 0 | 0 | 0 | 0 | 0 | 0 | 0 | 0 | 0 | 0 | 0 | 0 | 0 | 0 | 0 | 50070.2727 | 115689.6092 | 0 | 0 | 0 | 0 | 0 | 0 | 0 | 0 | 0 | 0 | 0 | 0 | 0 | 0 | 0 | 0
2016-02-16 13:00 | 0 | 0 | 0 | 0 | 106440.529 | 1108.0236 | 469751 | 0 | 0 | 0 | 0 | 477064.6789 | 1748571.4347 | 0 | 0 | 0 | 0 | 0 | 0 | 0 | 0 | 0 | 0 | 0 | 0 | 0 | 0 | 0 | 0 | 0 | -246512.8382 | -115689.6092 | 0 | 0 | 0 | 0 | 0 | 0 | 0 | 0 | 0 | 0 | 0 | 0 | 0 | 0 | 0 | 0
2016-02-16 14:00 | 0 | 0 | 0 | 0 | 428250.5335 | 225261.0948 | 472089 | 0 | 0 | 0 | 0 | 542797.6979 | 1864261.0439 | 0 | 0 | 0 | 0 | 0 | 0 | 0 | 0 | 0 | 0 | 0 | 0 | 0 | 0 | 0 | 0 | 0 | 65733.019 | 115689.6092 | 0 | 0 | 0 | 0 | 0 | 0 | 0 | 0 | 0 | 0 | 0 | 0 | 0 | 0 | 0 | 0
2016-02-16 15:00 | 0 | 0 | 0 | 0 | 158783.2987 | 674935.1488 | 471516 | 0 | 0 | 0 | 0 | 789310.5361 | 1979950.6531 | 0 | 0 | 0 | 0 | 0 | 0 | 0 | 0 | 0 | 0 | 0 | 0 | 0 | 0 | 0 | 0 | 0 | 246512.8382 | 115689.6092 | 0 | 0 | 0 | 0 | 0 | 0 | 0 | 0 | 0 | 0 | 0 | 0 | 0 | 0 | 0 | 0
2016-02-16 16:00 | 0 | 0 | 0 | 0 | 0 | 767211.0378 | 467780 | 0 | 0 | 0 | 0 | 973051.9648 | 2095640.2624 | 0 | 0 | 0 | 0 | 0 | 0 | 0 | 0 | 0 | 0 | 0 | 0 | 0 | 0 | 0 | 0 | 0 | 183741.4286 | 115689.6092 | 0 | 0 | 0 | 0 | 0 | 0 | 0 | 0 | 0 | 0 | 0 | 0 | 0 | 0 | 0 | 0
2016-02-16 17:00 | 0 | 0 | 0 | 0 | 0 | 748950.1913 | 462095 | 0 | 0 | 0 | 0 | 1219564.803 | 2135982.6154 | 0 | 0 | 0 | 0 | 0 | 0 | 0 | 0 | 0 | 0 | 0 | 0 | 0 | 0 | 0 | 0 | 0 | 246512.8382 | 40342.353 | 0 | 0 | 0 | 0 | 0 | 0 | 0 | 0 | 0 | 0 | 0 | 0 | 0 | 0 | 0 | 0
2016-02-16 18:00 | 0 | 0 | 0 | 0 | 0 | 722523.693 | 457704 | 0 | 0 | 0 | 0 | 1466077.6412 | 2154289.4702 | 0 | 0 | 0 | 0 | 0 | 0 | 0 | 0 | 0 | 0 | 0 | 0 | 0 | 0 | 0 | 0 | 0 | 246512.8382 | 18306.8548 | 0 | 0 | 0 | 0 | 0 | 0 | 0 | 0 | 0 | 0 | 0 | 0 | 0 | 0 | 0 | 0
2016-02-16 19:00 | 0 | 0 | 0 | 0 | 0 | 709755.3377 | 454346 | 0 | 0 | 0 | 0 | 1605797.3697 | 2269979.0794 | 0 | 0 | 0 | 0 | 0 | 0 | 0 | 0 | 0 | 0 | 0 | 0 | 0 | 0 | 0 | 0 | 0 | 139719.7284 | 115689.6092 | 0 | 0 | 0 | 0 | 0 | 0 | 0 | 0 | 0 | 0 | 0 | 0 | 0 | 0 | 0 | 0
2016-02-16 20:00 | 0 | 0 | 0 | 0 | 92552.9505 | 721492.4969 | 451843 | 0 | 0 | 0 | 0 | 1852310.2079 | 2385668.6886 | 0 | 0 | 0 | 0 | 0 | 0 | 0 | 0 | 0 | 0 | 0 | 0 | 0 | 0 | 0 | 0 | 0 | 246512.8382 | 115689.6092 | 0 | 0 | 0 | 0 | 0 | 0 | 0 | 0 | 0 | 0 | 0 | 0 | 0 | 0 | 0 | 0
2016-02-16 21:00 | 0 | 0 | 0 | 0 | 0 | 744635.3983 | 453875 | 0 | 0 | 0 | 0 | 2027380.997 | 2501358.2979 | 0 | 0 | 0 | 0 | 0 | 0 | 0 | 0 | 0 | 0 | 0 | 0 | 0 | 0 | 0 | 0 | 0 | 175070.7891 | 115689.6092 | 0 | 0 | 0 | 0 | 0 | 0 | 0 | 0 | 0 | 0 | 0 | 0 | 0 | 0 | 0 | 0
2016-02-16 22:00 | 0 | 0 | 0 | 0 | 0 | 720457.8032 | 461734 | 0 | 0 | 0 | 0 | 2273893.8353 | 2513569.2629 | 0 | 0 | 0 | 0 | 0 | 0 | 0 | 0 | 0 | 0 | 0 | 0 | 0 | 0 | 0 | 0 | 0 | 246512.8382 | 12210.965 | 0 | 0 | 0 | 0 | 0 | 0 | 0 | 0 | 0 | 0 | 0 | 0 | 0 | 0 | 0 | 0
2016-02-16 23:00 | 0 | 0 | 0 | 0 | 0 | 460190.0423 | 475995 | 0 | 0 | 0 | 0 | 2373778.4868 | 2397879.6536 | 0 | 0 | 0 | 0 | 0 | 0 | 0 | 0 | 0 | 0 | 0 | 0 | 0 | 0 | 0 | 0 | 0 | 99884.6515 | -115689.6092 | 0 | 0 | 0 | 0 | 0 | 0 | 0 | 0 | 0 | 0 | 0 | 0 | 0 | 0 | 0 | 0
2016-02-17 | 0 | 0 | 0 | 0 | 332826.9018 | 73448.3475 | 484937 | 0 | 0 | 0 | 0 | 2179427.1269 | 2513569.2629 | 0 | 0 | 0 | 0 | 0 | 0 | 0 | 0 | 0 | 0 | 0 | 0 | 0 | 0 | 0 | 0 | 0 | -194351.3599 | 115689.6092 | 0 | 0 | 0 | 0 | 0 | 0 | 0 | 0 | 0 | 0 | 0 | 0 | 0 | 0 | 0 | 0
2016-02-17 01:00 | 0 | 0 | 0 | 0 | 121818.8073 | 17.7452 | 484039 | 0 | 0 | 0 | 0 | 1932914.2886 | 2397879.6536 | 0 | 0 | 0 | 0 | 0 | 0 | 0 | 0 | 0 | 0 | 0 | 0 | 0 | 0 | 0 | 0 | 0 | -246512.8382 | -115689.6092 | 0 | 0 | 0 | 0 | 0 | 0 | 0 | 0 | 0 | 0 | 0 | 0 | 0 | 0 | 0 | 0
2016-02-17 02:00 | 0 | 0 | 0 | 0 | 343568.1253 | 0 | 473447 | 0 | 0 | 0 | 0 | 1918725.0231 | 2282190.0444 | 0 | 0 | 0 | 0 | 0 | 0 | 0 | 0 | 0 | 0 | 0 | 0 | 0 | 0 | 0 | 0 | 0 | -14189.2655 | -115689.6092 | 0 | 0 | 0 | 0 | 0 | 0 | 0 | 0 | 0 | 0 | 0 | 0 | 0 | 0 | 0 | 0
2016-02-17 03:00 | 0 | 0 | 0 | 0 | 91234.5525 | 0 | 453437 | 0 | 0 | 0 | 0 | 1672212.1849 | 2166500.4352 | 0 | 0 | 0 | 0 | 0 | 0 | 0 | 0 | 0 | 0 | 0 | 0 | 0 | 0 | 0 | 0 | 0 | -246512.8382 | -115689.6092 | 0 | 0 | 0 | 0 | 0 | 0 | 0 | 0 | 0 | 0 | 0 | 0 | 0 | 0 | 0 | 0
2016-02-17 04:00 | 0 | 0 | 0 | 0 | 348622.1529 | 0 | 429448 | 0 | 0 | 0 | 0 | 1475696.7285 | 2282190.0444 | 0 | 0 | 0 | 0 | 0 | 0 | 0 | 0 | 0 | 0 | 0 | 0 | 0 | 0 | 0 | 0 | 0 | -196515.4564 | 115689.6092 | 0 | 0 | 0 | 0 | 0 | 0 | 0 | 0 | 0 | 0 | 0 | 0 | 0 | 0 | 0 | 0
2016-02-17 05:00 | 0 | 0 | 0 | 0 | 47579.5525 | 0 | 409782 | 0 | 0 | 0 | 0 | 1229183.8903 | 2166500.4352 | 0 | 0 | 0 | 0 | 0 | 0 | 0 | 0 | 0 | 0 | 0 | 0 | 0 | 0 | 0 | 0 | 0 | -246512.8382 | -115689.6092 | 0 | 0 | 0 | 0 | 0 | 0 | 0 | 0 | 0 | 0 | 0 | 0 | 0 | 0 | 0 | 0
2016-02-17 06:00 | 0 | 0 | 0 | 0 | 378777.2205 | 0 | 396069 | 0 | 0 | 0 | 0 | 1327581.72 | 2050810.8259 | 0 | 0 | 0 | 0 | 0 | 0 | 0 | 0 | 0 | 0 | 0 | 0 | 0 | 0 | 0 | 0 | 0 | 98397.8298 | -115689.6092 | 0 | 0 | 0 | 0 | 0 | 0 | 0 | 0 | 0 | 0 | 0 | 0 | 0 | 0 | 0 | 0
2016-02-17 07:00 | 0 | 0 | 0 | 0 | 25643.5525 | 0 | 387846 | 0 | 0 | 0 | 0 | 1081068.8818 | 1935121.2167 | 0 | 0 | 0 | 0 | 0 | 0 | 0 | 0 | 0 | 0 | 0 | 0 | 0 | 0 | 0 | 0 | 0 | -246512.8382 | -115689.6092 | 0 | 0 | 0 | 0 | 0 | 0 | 0 | 0 | 0 | 0 | 0 | 0 | 0 | 0 | 0 | 0
2016-02-17 08:00 | 0 | 0 | 0 | 0 | 411471.4084 | 0 | 384746 | 0 | 0 | 0 | 0 | 992104.6809 | 2050810.8259 | 0 | 0 | 0 | 0 | 0 | 0 | 0 | 0 | 0 | 0 | 0 | 0 | 0 | 0 | 0 | 0 | 0 | -88964.2009 | 115689.6092 | 0 | 0 | 0 | 0 | 0 | 0 | 0 | 0 | 0 | 0 | 0 | 0 | 0 | 0 | 0 | 0
2016-02-17 09:00 | 0 | 0 | 0 | 0 | 421317.642 | 0 | 387908 | 0 | 0 | 0 | 0 | 1141203.9321 | 1935121.2167 | 0 | 0 | 0 | 0 | 0 | 0 | 0 | 0 | 0 | 0 | 0 | 0 | 0 | 0 | 0 | 0 | 0 | 149099.2512 | -115689.6092 | 0 | 0 | 0 | 0 | 0 | 0 | 0 | 0 | 0 | 0 | 0 | 0 | 0 | 0 | 0 | 0
2016-02-17 10:00 | 0 | 0 | 0 | 0 | 418593.3083 | 0 | 402965 | 0 | 0 | 0 | 0 | 1041142.6312 | 2050810.8259 | 0 | 0 | 0 | 0 | 0 | 0 | 0 | 0 | 0 | 0 | 0 | 0 | 0 | 0 | 0 | 0 | 0 | -100061.3009 | 115689.6092 | 0 | 0 | 0 | 0 | 0 | 0 | 0 | 0 | 0 | 0 | 0 | 0 | 0 | 0 | 0 | 0
2016-02-17 11:00 | 0 | 0 | 0 | 0 | 72859.5525 | 0 | 435062 | 0 | 0 | 0 | 0 | 794629.793 | 1935121.2167 | 0 | 0 | 0 | 0 | 0 | 0 | 0 | 0 | 0 | 0 | 0 | 0 | 0 | 0 | 0 | 0 | 0 | -246512.8382 | -115689.6092 | 0 | 0 | 0 | 0 | 0 | 0 | 0 | 0 | 0 | 0 | 0 | 0 | 0 | 0 | 0 | 0
2016-02-17 12:00 | 0 | 0 | 0 | 0 | 393790.8037 | 0 | 464480 | 0 | 0 | 0 | 0 | 839630.2059 | 1819431.6075 | 0 | 0 | 0 | 0 | 0 | 0 | 0 | 0 | 0 | 0 | 0 | 0 | 0 | 0 | 0 | 0 | 0 | 45000.413 | -115689.6092 | 0 | 0 | 0 | 0 | 0 | 0 | 0 | 0 | 0 | 0 | 0 | 0 | 0 | 0 | 0 | 0
2016-02-17 13:00 | 0 | 0 | 0 | 0 | 108757.5686 | 1302.9839 | 472263 | 0 | 0 | 0 | 0 | 593117.3677 | 1703741.9983 | 0 | 0 | 0 | 0 | 0 | 0 | 0 | 0 | 0 | 0 | 0 | 0 | 0 | 0 | 0 | 0 | 0 | -246512.8382 | -115689.6092 | 0 | 0 | 0 | 0 | 0 | 0 | 0 | 0 | 0 | 0 | 0 | 0 | 0 | 0 | 0 | 0
2016-02-17 14:00 | 0 | 0 | 0 | 0 | 198345.5002 | 249114.4076 | 470126 | 0 | 0 | 0 | 0 | 454761.6662 | 1819431.6075 | 0 | 0 | 0 | 0 | 0 | 0 | 0 | 0 | 0 | 0 | 0 | 0 | 0 | 0 | 0 | 0 | 0 | -138355.7014 | 115689.6092 | 0 | 0 | 0 | 0 | 0 | 0 | 0 | 0 | 0 | 0 | 0 | 0 | 0 | 0 | 0 | 0
2016-02-17 15:00 | 0 | 0 | 0 | 0 | 0 | 581532.5502 | 465928 | 0 | 0 | 0 | 0 | 686055.8257 | 1703741.9983 | 0 | 0 | 0 | 0 | 0 | 0 | 0 | 0 | 0 | 0 | 0 | 0 | 0 | 0 | 0 | 0 | 0 | 231294.1594 | -115689.6092 | 0 | 0 | 0 | 0 | 0 | 0 | 0 | 0 | 0 | 0 | 0 | 0 | 0 | 0 | 0 | 0
2016-02-17 16:00 | 0 | 0 | 0 | 0 | 0 | 656680.9005 | 460744 | 0 | 0 | 0 | 0 | 766303.117 | 1819431.6075 | 0 | 0 | 0 | 0 | 0 | 0 | 0 | 0 | 0 | 0 | 0 | 0 | 0 | 0 | 0 | 0 | 0 | 80247.2913 | 115689.6092 | 0 | 0 | 0 | 0 | 0 | 0 | 0 | 0 | 0 | 0 | 0 | 0 | 0 | 0 | 0 | 0
2016-02-17 17:00 | 0 | 0 | 0 | 0 | 161799.9748 | 654531.4726 | 454129 | 0 | 0 | 0 | 0 | 1012815.9552 | 1935121.2167 | 0 | 0 | 0 | 0 | 0 | 0 | 0 | 0 | 0 | 0 | 0 | 0 | 0 | 0 | 0 | 0 | 0 | 246512.8382 | 115689.6092 | 0 | 0 | 0 | 0 | 0 | 0 | 0 | 0 | 0 | 0 | 0 | 0 | 0 | 0 | 0 | 0
2016-02-17 18:00 | 0 | 0 | 0 | 0 | 0 | 638524.9892 | 450106 | 0 | 0 | 0 | 0 | 1085545.3352 | 2050810.8259 | 0 | 0 | 0 | 0 | 0 | 0 | 0 | 0 | 0 | 0 | 0 | 0 | 0 | 0 | 0 | 0 | 0 | 72729.38 | 115689.6092 | 0 | 0 | 0 | 0 | 0 | 0 | 0 | 0 | 0 | 0 | 0 | 0 | 0 | 0 | 0 | 0
2016-02-17 19:00 | 0 | 0 | 0 | 0 | 0 | 628898.4031 | 446675 | 0 | 0 | 0 | 0 | 1332058.1734 | 1986521.3908 | 0 | 0 | 0 | 0 | 0 | 0 | 0 | 0 | 0 | 0 | 0 | 0 | 0 | 0 | 0 | 0 | 0 | 246512.8382 | -64289.4351 | 0 | 0 | 0 | 0 | 0 | 0 | 0 | 0 | 0 | 0 | 0 | 0 | 0 | 0 | 0 | 0
2016-02-17 20:00 | 0 | 0 | 0 | 0 | 0 | 630184.8955 | 445132 | 0 | 0 | 0 | 0 | 1401421.4597 | 2102211.0001 | 0 | 0 | 0 | 0 | 0 | 0 | 0 | 0 | 0 | 0 | 0 | 0 | 0 | 0 | 0 | 0 | 0 | 69363.2863 | 115689.6092 | 0 | 0 | 0 | 0 | 0 | 0 | 0 | 0 | 0 | 0 | 0 | 0 | 0 | 0 | 0 | 0
2016-02-17 21:00 | 0 | 0 | 0 | 0 | 0 | 625696.6864 | 447514 | 0 | 0 | 0 | 0 | 1647934.298 | 2033880.8483 | 0 | 0 | 0 | 0 | 0 | 0 | 0 | 0 | 0 | 0 | 0 | 0 | 0 | 0 | 0 | 0 | 0 | 246512.8382 | -68330.1518 | 0 | 0 | 0 | 0 | 0 | 0 | 0 | 0 | 0 | 0 | 0 | 0 | 0 | 0 | 0 | 0
2016-02-17 22:00 | 0 | 0 | 0 | 0 | 0 | 557867.0986 | 455731 | 0 | 0 | 0 | 0 | 1634380.7873 | 2149570.4575 | 0 | 0 | 0 | 0 | 0 | 0 | 0 | 0 | 0 | 0 | 0 | 0 | 0 | 0 | 0 | 0 | 0 | -13553.5107 | 115689.6092 | 0 | 0 | 0 | 0 | 0 | 0 | 0 | 0 | 0 | 0 | 0 | 0 | 0 | 0 | 0 | 0
2016-02-17 23:00 | 0 | 0 | 0 | 0 | 0 | 329170.7334 | 471276 | 0 | 0 | 0 | 0 | 1387867.9491 | 2253978.0292 | 0 | 0 | 0 | 0 | 0 | 0 | 0 | 0 | 0 | 0 | 0 | 0 | 0 | 0 | 0 | 0 | 0 | -246512.8382 | 104407.5717 | 0 | 0 | 0 | 0 | 0 | 0 | 0 | 0 | 0 | 0 | 0 | 0 | 0 | 0 | 0 | 0
2016-02-18 | 0 | 0 | 0 | 0 | 79153.8011 | 42370.7515 | 483727 | 0 | 0 | 0 | 0 | 1141355.1108 | 2138288.42 | 0 | 0 | 0 | 0 | 0 | 0 | 0 | 0 | 0 | 0 | 0 | 0 | 0 | 0 | 0 | 0 | 0 | -246512.8382 | -115689.6092 | 0 | 0 | 0 | 0 | 0 | 0 | 0 | 0 | 0 | 0 | 0 | 0 | 0 | 0 | 0 | 0
2016-02-18 01:00 | 0 | 0 | 0 | 0 | 615979.003 | 2.226 | 485158 | 0 | 0 | 0 | 0 | 1387867.9491 | 2022598.8107 | 0 | 0 | 0 | 0 | 0 | 0 | 0 | 0 | 0 | 0 | 0 | 0 | 0 | 0 | 0 | 0 | 0 | 246512.8382 | -115689.6092 | 0 | 0 | 0 | 0 | 0 | 0 | 0 | 0 | 0 | 0 | 0 | 0 | 0 | 0 | 0 | 0
2016-02-18 02:00 | 0 | 0 | 0 | 0 | 346149.771 | 0 | 476973 | 0 | 0 | 0 | 0 | 1141355.1108 | 2138288.42 | 0 | 0 | 0 | 0 | 0 | 0 | 0 | 0 | 0 | 0 | 0 | 0 | 0 | 0 | 0 | 0 | 0 | -246512.8382 | 115689.6092 | 0 | 0 | 0 | 0 | 0 | 0 | 0 | 0 | 0 | 0 | 0 | 0 | 0 | 0 | 0 | 0
2016-02-18 03:00 | 0 | 0 | 0 | 0 | 97370.5525 | 0 | 459573 | 0 | 0 | 0 | 0 | 894842.2726 | 2022598.8107 | 0 | 0 | 0 | 0 | 0 | 0 | 0 | 0 | 0 | 0 | 0 | 0 | 0 | 0 | 0 | 0 | 0 | -246512.8382 | -115689.6092 | 0 | 0 | 0 | 0 | 0 | 0 | 0 | 0 | 0 | 0 | 0 | 0 | 0 | 0 | 0 | 0
2016-02-18 04:00 | 0 | 0 | 0 | 0 | 568024.229 | 0 | 437201 | 0 | 0 | 0 | 0 | 1141355.1108 | 1906909.2015 | 0 | 0 | 0 | 0 | 0 | 0 | 0 | 0 | 0 | 0 | 0 | 0 | 0 | 0 | 0 | 0 | 0 | 246512.8382 | -115689.6092 | 0 | 0 | 0 | 0 | 0 | 0 | 0 | 0 | 0 | 0 | 0 | 0 | 0 | 0 | 0 | 0
2016-02-18 05:00 | 0 | 0 | 0 | 0 | 287461.771 | 0 | 418285 | 0 | 0 | 0 | 0 | 894842.2726 | 2022598.8107 | 0 | 0 | 0 | 0 | 0 | 0 | 0 | 0 | 0 | 0 | 0 | 0 | 0 | 0 | 0 | 0 | 0 | -246512.8382 | 115689.6092 | 0 | 0 | 0 | 0 | 0 | 0 | 0 | 0 | 0 | 0 | 0 | 0 | 0 | 0 | 0 | 0
2016-02-18 06:00 | 0 | 0 | 0 | 0 | 44096.5525 | 0 | 406299 | 0 | 0 | 0 | 0 | 648329.4344 | 1906909.2015 | 0 | 0 | 0 | 0 | 0 | 0 | 0 | 0 | 0 | 0 | 0 | 0 | 0 | 0 | 0 | 0 | 0 | -246512.8382 | -115689.6092 | 0 | 0 | 0 | 0 | 0 | 0 | 0 | 0 | 0 | 0 | 0 | 0 | 0 | 0 | 0 | 0
2016-02-18 07:00 | 0 | 0 | 0 | 0 | 530138.229 | 0 | 399315 | 0 | 0 | 0 | 0 | 894842.2726 | 1791219.5923 | 0 | 0 | 0 | 0 | 0 | 0 | 0 | 0 | 0 | 0 | 0 | 0 | 0 | 0 | 0 | 0 | 0 | 246512.8382 | -115689.6092 | 0 | 0 | 0 | 0 | 0 | 0 | 0 | 0 | 0 | 0 | 0 | 0 | 0 | 0 | 0 | 0
2016-02-18 08:00 | 0 | 0 | 0 | 0 | 266857.771 | 0 | 397681 | 0 | 0 | 0 | 0 | 648329.4344 | 1906909.2015 | 0 | 0 | 0 | 0 | 0 | 0 | 0 | 0 | 0 | 0 | 0 | 0 | 0 | 0 | 0 | 0 | 0 | -246512.8382 | 115689.6092 | 0 | 0 | 0 | 0 | 0 | 0 | 0 | 0 | 0 | 0 | 0 | 0 | 0 | 0 | 0 | 0
2016-02-18 09:00 | 0 | 0 | 0 | 0 | 39004.5525 | 0 | 401207 | 0 | 0 | 0 | 0 | 401816.5961 | 1791219.5923 | 0 | 0 | 0 | 0 | 0 | 0 | 0 | 0 | 0 | 0 | 0 | 0 | 0 | 0 | 0 | 0 | 0 | -246512.8382 | -115689.6092 | 0 | 0 | 0 | 0 | 0 | 0 | 0 | 0 | 0 | 0 | 0 | 0 | 0 | 0 | 0 | 0
2016-02-18 10:00 | 0 | 0 | 0 | 0 | 547150.229 | 0 | 416327 | 0 | 0 | 0 | 0 | 648329.4344 | 1675529.983 | 0 | 0 | 0 | 0 | 0 | 0 | 0 | 0 | 0 | 0 | 0 | 0 | 0 | 0 | 0 | 0 | 0 | 246512.8382 | -115689.6092 | 0 | 0 | 0 | 0 | 0 | 0 | 0 | 0 | 0 | 0 | 0 | 0 | 0 | 0 | 0 | 0
2016-02-18 11:00 | 0 | 0 | 0 | 0 | 319520.771 | 0 | 450344 | 0 | 0 | 0 | 0 | 401816.5961 | 1791219.5923 | 0 | 0 | 0 | 0 | 0 | 0 | 0 | 0 | 0 | 0 | 0 | 0 | 0 | 0 | 0 | 0 | 0 | -246512.8382 | 115689.6092 | 0 | 0 | 0 | 0 | 0 | 0 | 0 | 0 | 0 | 0 | 0 | 0 | 0 | 0 | 0 | 0
2016-02-18 12:00 | 0 | 0 | 0 | 0 | 116446.5525 | 0 | 478649 | 0 | 0 | 0 | 0 | 155303.7579 | 1675529.983 | 0 | 0 | 0 | 0 | 0 | 0 | 0 | 0 | 0 | 0 | 0 | 0 | 0 | 0 | 0 | 0 | 0 | -246512.8382 | -115689.6092 | 0 | 0 | 0 | 0 | 0 | 0 | 0 | 0 | 0 | 0 | 0 | 0 | 0 | 0 | 0 | 0
2016-02-18 13:00 | 0 | 0 | 0 | 0 | 611584.5862 | 1704.6428 | 482466 | 0 | 0 | 0 | 0 | 401816.5961 | 1559840.3738 | 0 | 0 | 0 | 0 | 0 | 0 | 0 | 0 | 0 | 0 | 0 | 0 | 0 | 0 | 0 | 0 | 0 | 246512.8382 | -115689.6092 | 0 | 0 | 0 | 0 | 0 | 0 | 0 | 0 | 0 | 0 | 0 | 0 | 0 | 0 | 0 | 0
2016-02-18 14:00 | 0 | 0 | 0 | 0 | 616143.7249 | 221942.7225 | 475884 | 0 | 0 | 0 | 0 | 648329.4344 | 1675529.983 | 0 | 0 | 0 | 0 | 0 | 0 | 0 | 0 | 0 | 0 | 0 | 0 | 0 | 0 | 0 | 0 | 0 | 246512.8382 | 115689.6092 | 0 | 0 | 0 | 0 | 0 | 0 | 0 | 0 | 0 | 0 | 0 | 0 | 0 | 0 | 0 | 0
2016-02-18 15:00 | 0 | 0 | 0 | 0 | 0 | 506184.6078 | 468614 | 0 | 0 | 0 | 0 | 801589.6514 | 1559840.3738 | 0 | 0 | 0 | 0 | 0 | 0 | 0 | 0 | 0 | 0 | 0 | 0 | 0 | 0 | 0 | 0 | 0 | 153260.2171 | -115689.6092 | 0 | 0 | 0 | 0 | 0 | 0 | 0 | 0 | 0 | 0 | 0 | 0 | 0 | 0 | 0 | 0
2016-02-18 16:00 | 0 | 0 | 0 | 0 | 202325.4759 | 620192.9716 | 460316 | 0 | 0 | 0 | 0 | 1048102.4897 | 1675529.983 | 0 | 0 | 0 | 0 | 0 | 0 | 0 | 0 | 0 | 0 | 0 | 0 | 0 | 0 | 0 | 0 | 0 | 246512.8382 | 115689.6092 | 0 | 0 | 0 | 0 | 0 | 0 | 0 | 0 | 0 | 0 | 0 | 0 | 0 | 0 | 0 | 0
2016-02-18 17:00 | 0 | 0 | 0 | 0 | 0 | 655050.3383 | 452277 | 0 | 0 | 0 | 0 | 1135186.2188 | 1791219.5923 | 0 | 0 | 0 | 0 | 0 | 0 | 0 | 0 | 0 | 0 | 0 | 0 | 0 | 0 | 0 | 0 | 0 | 87083.7291 | 115689.6092 | 0 | 0 | 0 | 0 | 0 | 0 | 0 | 0 | 0 | 0 | 0 | 0 | 0 | 0 | 0 | 0
2016-02-18 18:00 | 0 | 0 | 0 | 0 | 0 | 643191.4257 | 446581 | 0 | 0 | 0 | 0 | 1381699.057 | 1741317.1797 | 0 | 0 | 0 | 0 | 0 | 0 | 0 | 0 | 0 | 0 | 0 | 0 | 0 | 0 | 0 | 0 | 0 | 246512.8382 | -49902.4126 | 0 | 0 | 0 | 0 | 0 | 0 | 0 | 0 | 0 | 0 | 0 | 0 | 0 | 0 | 0 | 0
2016-02-18 19:00 | 0 | 0 | 0 | 0 | 0 | 641275.5809 | 442689 | 0 | 0 | 0 | 0 | 1464596.0286 | 1857006.7889 | 0 | 0 | 0 | 0 | 0 | 0 | 0 | 0 | 0 | 0 | 0 | 0 | 0 | 0 | 0 | 0 | 0 | 82896.9716 | 115689.6092 | 0 | 0 | 0 | 0 | 0 | 0 | 0 | 0 | 0 | 0 | 0 | 0 | 0 | 0 | 0 | 0
2016-02-18 20:00 | 0 | 0 | 0 | 0 | 0 | 654816.9432 | 440034 | 0 | 0 | 0 | 0 | 1711108.8669 | 1825276.8939 | 0 | 0 | 0 | 0 | 0 | 0 | 0 | 0 | 0 | 0 | 0 | 0 | 0 | 0 | 0 | 0 | 0 | 246512.8382 | -31729.895 | 0 | 0 | 0 | 0 | 0 | 0 | 0 | 0 | 0 | 0 | 0 | 0 | 0 | 0 | 0 | 0
2016-02-18 21:00 | 0 | 0 | 0 | 0 | 0 | 672859.391 | 441636 | 0 | 0 | 0 | 0 | 1826642.6486 | 1940966.5031 | 0 | 0 | 0 | 0 | 0 | 0 | 0 | 0 | 0 | 0 | 0 | 0 | 0 | 0 | 0 | 0 | 0 | 115533.7818 | 115689.6092 | 0 | 0 | 0 | 0 | 0 | 0 | 0 | 0 | 0 | 0 | 0 | 0 | 0 | 0 | 0 | 0
2016-02-18 22:00 | 0 | 0 | 0 | 0 | 0 | 647275.9063 | 450288 | 0 | 0 | 0 | 0 | 2073155.4869 | 1891441.5712 | 0 | 0 | 0 | 0 | 0 | 0 | 0 | 0 | 0 | 0 | 0 | 0 | 0 | 0 | 0 | 0 | 0 | 246512.8382 | -49524.9319 | 0 | 0 | 0 | 0 | 0 | 0 | 0 | 0 | 0 | 0 | 0 | 0 | 0 | 0 | 0 | 0
2016-02-18 23:00 | 0 | 0 | 0 | 0 | 0 | 459492.4526 | 467437 | 0 | 0 | 0 | 0 | 1949521.3302 | 2007131.1804 | 0 | 0 | 0 | 0 | 0 | 0 | 0 | 0 | 0 | 0 | 0 | 0 | 0 | 0 | 0 | 0 | 0 | -123634.1567 | 115689.6092 | 0 | 0 | 0 | 0 | 0 | 0 | 0 | 0 | 0 | 0 | 0 | 0 | 0 | 0 | 0 | 0
2016-02-19 | 0 | 0 | 0 | 0 | 30121.2943 | 87786.2582 | 480110 | 0 | 0 | 0 | 0 | 1703008.492 | 1891441.5712 | 0 | 0 | 0 | 0 | 0 | 0 | 0 | 0 | 0 | 0 | 0 | 0 | 0 | 0 | 0 | 0 | 0 | -246512.8382 | -115689.6092 | 0 | 0 | 0 | 0 | 0 | 0 | 0 | 0 | 0 | 0 | 0 | 0 | 0 | 0 | 0 | 0
2016-02-19 01:00 | 0 | 0 | 0 | 0 | 119876.9872 | 26.5654 | 482106 | 0 | 0 | 0 | 0 | 1456495.6537 | 1775751.962 | 0 | 0 | 0 | 0 | 0 | 0 | 0 | 0 | 0 | 0 | 0 | 0 | 0 | 0 | 0 | 0 | 0 | -246512.8382 | -115689.6092 | 0 | 0 | 0 | 0 | 0 | 0 | 0 | 0 | 0 | 0 | 0 | 0 | 0 | 0 | 0 | 0
2016-02-19 02:00 | 0 | 0 | 0 | 0 | 836597.4475 | 0 | 474395 | 0 | 0 | 0 | 0 | 1703008.492 | 1891441.5712 | 0 | 0 | 0 | 0 | 0 | 0 | 0 | 0 | 0 | 0 | 0 | 0 | 0 | 0 | 0 | 0 | 0 | 246512.8382 | 115689.6092 | 0 | 0 | 0 | 0 | 0 | 0 | 0 | 0 | 0 | 0 | 0 | 0 | 0 | 0 | 0 | 0
2016-02-19 03:00 | 0 | 0 | 0 | 0 | 95079.5525 | 0 | 457282 | 0 | 0 | 0 | 0 | 1456495.6537 | 1775751.962 | 0 | 0 | 0 | 0 | 0 | 0 | 0 | 0 | 0 | 0 | 0 | 0 | 0 | 0 | 0 | 0 | 0 | -246512.8382 | -115689.6092 | 0 | 0 | 0 | 0 | 0 | 0 | 0 | 0 | 0 | 0 | 0 | 0 | 0 | 0 | 0 | 0
2016-02-19 04:00 | 0 | 0 | 0 | 0 | 71919.5525 | 0 | 434122 | 0 | 0 | 0 | 0 | 1209982.8155 | 1660062.3527 | 0 | 0 | 0 | 0 | 0 | 0 | 0 | 0 | 0 | 0 | 0 | 0 | 0 | 0 | 0 | 0 | 0 | -246512.8382 | -115689.6092 | 0 | 0 | 0 | 0 | 0 | 0 | 0 | 0 | 0 | 0 | 0 | 0 | 0 | 0 | 0 | 0
2016-02-19 05:00 | 0 | 0 | 0 | 0 | 283712.771 | 0 | 414536 | 0 | 0 | 0 | 0 | 963469.9773 | 1775751.962 | 0 | 0 | 0 | 0 | 0 | 0 | 0 | 0 | 0 | 0 | 0 | 0 | 0 | 0 | 0 | 0 | 0 | -246512.8382 | 115689.6092 | 0 | 0 | 0 | 0 | 0 | 0 | 0 | 0 | 0 | 0 | 0 | 0 | 0 | 0 | 0 | 0
2016-02-19 06:00 | 0 | 0 | 0 | 0 | 532851.229 | 0 | 402028 | 0 | 0 | 0 | 0 | 1209982.8155 | 1660062.3527 | 0 | 0 | 0 | 0 | 0 | 0 | 0 | 0 | 0 | 0 | 0 | 0 | 0 | 0 | 0 | 0 | 0 | 246512.8382 | -115689.6092 | 0 | 0 | 0 | 0 | 0 | 0 | 0 | 0 | 0 | 0 | 0 | 0 | 0 | 0 | 0 | 0
2016-02-19 07:00 | 0 | 0 | 0 | 0 | 31194.5525 | 0 | 393397 | 0 | 0 | 0 | 0 | 963469.9773 | 1544372.7435 | 0 | 0 | 0 | 0 | 0 | 0 | 0 | 0 | 0 | 0 | 0 | 0 | 0 | 0 | 0 | 0 | 0 | -246512.8382 | -115689.6092 | 0 | 0 | 0 | 0 | 0 | 0 | 0 | 0 | 0 | 0 | 0 | 0 | 0 | 0 | 0 | 0
2016-02-19 08:00 | 0 | 0 | 0 | 0 | 258230.771 | 0 | 389054 | 0 | 0 | 0 | 0 | 716957.139 | 1660062.3527 | 0 | 0 | 0 | 0 | 0 | 0 | 0 | 0 | 0 | 0 | 0 | 0 | 0 | 0 | 0 | 0 | 0 | -246512.8382 | 115689.6092 | 0 | 0 | 0 | 0 | 0 | 0 | 0 | 0 | 0 | 0 | 0 | 0 | 0 | 0 | 0 | 0
2016-02-19 09:00 | 0 | 0 | 0 | 0 | 522533.229 | 0 | 391710 | 0 | 0 | 0 | 0 | 963469.9773 | 1544372.7435 | 0 | 0 | 0 | 0 | 0 | 0 | 0 | 0 | 0 | 0 | 0 | 0 | 0 | 0 | 0 | 0 | 0 | 246512.8382 | -115689.6092 | 0 | 0 | 0 | 0 | 0 | 0 | 0 | 0 | 0 | 0 | 0 | 0 | 0 | 0 | 0 | 0
2016-02-19 10:00 | 0 | 0 | 0 | 0 | 43217.5525 | 0 | 405420 | 0 | 0 | 0 | 0 | 716957.139 | 1428683.1343 | 0 | 0 | 0 | 0 | 0 | 0 | 0 | 0 | 0 | 0 | 0 | 0 | 0 | 0 | 0 | 0 | 0 | -246512.8382 | -115689.6092 | 0 | 0 | 0 | 0 | 0 | 0 | 0 | 0 | 0 | 0 | 0 | 0 | 0 | 0 | 0 | 0
2016-02-19 11:00 | 0 | 0 | 0 | 0 | 304346.771 | 0 | 435170 | 0 | 0 | 0 | 0 | 470444.3008 | 1544372.7435 | 0 | 0 | 0 | 0 | 0 | 0 | 0 | 0 | 0 | 0 | 0 | 0 | 0 | 0 | 0 | 0 | 0 | -246512.8382 | 115689.6092 | 0 | 0 | 0 | 0 | 0 | 0 | 0 | 0 | 0 | 0 | 0 | 0 | 0 | 0 | 0 | 0
2016-02-19 12:00 | 0 | 0 | 0 | 0 | 98328.5525 | 0 | 460531 | 0 | 0 | 0 | 0 | 223931.4625 | 1428683.1343 | 0 | 0 | 0 | 0 | 0 | 0 | 0 | 0 | 0 | 0 | 0 | 0 | 0 | 0 | 0 | 0 | 0 | -246512.8382 | -115689.6092 | 0 | 0 | 0 | 0 | 0 | 0 | 0 | 0 | 0 | 0 | 0 | 0 | 0 | 0 | 0 | 0
2016-02-19 13:00 | 0 | 0 | 0 | 0 | 789121.9652 | 2027.1821 | 463967 | 0 | 0 | 0 | 0 | 470444.3008 | 1509352.4433 | 0 | 0 | 0 | 0 | 0 | 0 | 0 | 0 | 0 | 0 | 0 | 0 | 0 | 0 | 0 | 0 | 0 | 246512.8382 | 80669.309 | 0 | 0 | 0 | 0 | 0 | 0 | 0 | 0 | 0 | 0 | 0 | 0 | 0 | 0 | 0 | 0
2016-02-19 14:00 | 0 | 0 | 0 | 0 | 132718.7495 | 197289.0215 | 460831 | 0 | 0 | 0 | 0 | 223931.4625 | 1625042.0525 | 0 | 0 | 0 | 0 | 0 | 0 | 0 | 0 | 0 | 0 | 0 | 0 | 0 | 0 | 0 | 0 | 0 | -246512.8382 | 115689.6092 | 0 | 0 | 0 | 0 | 0 | 0 | 0 | 0 | 0 | 0 | 0 | 0 | 0 | 0 | 0 | 0
2016-02-19 15:00 | 0 | 0 | 0 | 0 | 255187.9617 | 564414.4858 | 457400 | 0 | 0 | 0 | 0 | 470444.3008 | 1740731.6618 | 0 | 0 | 0 | 0 | 0 | 0 | 0 | 0 | 0 | 0 | 0 | 0 | 0 | 0 | 0 | 0 | 0 | 246512.8382 | 115689.6092 | 0 | 0 | 0 | 0 | 0 | 0 | 0 | 0 | 0 | 0 | 0 | 0 | 0 | 0 | 0 | 0
2016-02-19 16:00 | 0 | 0 | 0 | 0 | 0 | 666028.0263 | 450971 | 0 | 0 | 0 | 0 | 569811.7179 | 1856421.271 | 0 | 0 | 0 | 0 | 0 | 0 | 0 | 0 | 0 | 0 | 0 | 0 | 0 | 0 | 0 | 0 | 0 | 99367.4171 | 115689.6092 | 0 | 0 | 0 | 0 | 0 | 0 | 0 | 0 | 0 | 0 | 0 | 0 | 0 | 0 | 0 | 0
2016-02-19 17:00 | 0 | 0 | 0 | 0 | 135887.6875 | 671148.7599 | 444834 | 0 | 0 | 0 | 0 | 816324.5561 | 1972110.8802 | 0 | 0 | 0 | 0 | 0 | 0 | 0 | 0 | 0 | 0 | 0 | 0 | 0 | 0 | 0 | 0 | 0 | 246512.8382 | 115689.6092 | 0 | 0 | 0 | 0 | 0 | 0 | 0 | 0 | 0 | 0 | 0 | 0 | 0 | 0 | 0 | 0
2016-02-19 18:00 | 0 | 0 | 0 | 0 | 0 | 644824.3452 | 439677 | 0 | 0 | 0 | 0 | 905782.2921 | 2087800.4895 | 0 | 0 | 0 | 0 | 0 | 0 | 0 | 0 | 0 | 0 | 0 | 0 | 0 | 0 | 0 | 0 | 0 | 89457.7359 | 115689.6092 | 0 | 0 | 0 | 0 | 0 | 0 | 0 | 0 | 0 | 0 | 0 | 0 | 0 | 0 | 0 | 0
2016-02-19 19:00 | 0 | 0 | 0 | 0 | 0 | 624918.526 | 436715 | 0 | 0 | 0 | 0 | 1152295.1303 | 2029491.1772 | 0 | 0 | 0 | 0 | 0 | 0 | 0 | 0 | 0 | 0 | 0 | 0 | 0 | 0 | 0 | 0 | 0 | 246512.8382 | -58309.3123 | 0 | 0 | 0 | 0 | 0 | 0 | 0 | 0 | 0 | 0 | 0 | 0 | 0 | 0 | 0 | 0
2016-02-19 20:00 | 0 | 0 | 0 | 0 | 173256.5372 | 623257.9103 | 434312 | 0 | 0 | 0 | 0 | 1398807.9685 | 2145180.7864 | 0 | 0 | 0 | 0 | 0 | 0 | 0 | 0 | 0 | 0 | 0 | 0 | 0 | 0 | 0 | 0 | 0 | 246512.8382 | 115689.6092 | 0 | 0 | 0 | 0 | 0 | 0 | 0 | 0 | 0 | 0 | 0 | 0 | 0 | 0 | 0 | 0
2016-02-19 21:00 | 0 | 0 | 0 | 0 | 181784.0586 | 614249.3889 | 433831 | 0 | 0 | 0 | 0 | 1645320.8068 | 2260870.3957 | 0 | 0 | 0 | 0 | 0 | 0 | 0 | 0 | 0 | 0 | 0 | 0 | 0 | 0 | 0 | 0 | 0 | 246512.8382 | 115689.6092 | 0 | 0 | 0 | 0 | 0 | 0 | 0 | 0 | 0 | 0 | 0 | 0 | 0 | 0 | 0 | 0
2016-02-19 22:00 | 0 | 0 | 0 | 0 | 0 | 575582.5593 | 438853 | 0 | 0 | 0 | 0 | 1666360.7568 | 2376560.0049 | 0 | 0 | 0 | 0 | 0 | 0 | 0 | 0 | 0 | 0 | 0 | 0 | 0 | 0 | 0 | 0 | 0 | 21039.95 | 115689.6092 | 0 | 0 | 0 | 0 | 0 | 0 | 0 | 0 | 0 | 0 | 0 | 0 | 0 | 0 | 0 | 0
2016-02-19 23:00 | 0 | 0 | 0 | 0 | 0 | 419758.9605 | 448325 | 0 | 0 | 0 | 0 | 1753484.3265 | 2260870.3957 | 0 | 0 | 0 | 0 | 0 | 0 | 0 | 0 | 0 | 0 | 0 | 0 | 0 | 0 | 0 | 0 | 0 | 87123.5697 | -115689.6092 | 0 | 0 | 0 | 0 | 0 | 0 | 0 | 0 | 0 | 0 | 0 | 0 | 0 | 0 | 0 | 0
2016-02-20 | 0 | 0 | 0 | 0 | 12758.9456 | 78741.6069 | 453703 | 0 | 0 | 0 | 0 | 1506971.4883 | 2145180.7864 | 0 | 0 | 0 | 0 | 0 | 0 | 0 | 0 | 0 | 0 | 0 | 0 | 0 | 0 | 0 | 0 | 0 | -246512.8382 | -115689.6092 | 0 | 0 | 0 | 0 | 0 | 0 | 0 | 0 | 0 | 0 | 0 | 0 | 0 | 0 | 0 | 0
2016-02-20 01:00 | 0 | 0 | 0 | 0 | 731356.7634 | 22.5753 | 450837 | 0 | 0 | 0 | 0 | 1753484.3265 | 2179210.2869 | 0 | 0 | 0 | 0 | 0 | 0 | 0 | 0 | 0 | 0 | 0 | 0 | 0 | 0 | 0 | 0 | 0 | 246512.8382 | 34029.5005 | 0 | 0 | 0 | 0 | 0 | 0 | 0 | 0 | 0 | 0 | 0 | 0 | 0 | 0 | 0 | 0
2016-02-20 02:00 | 0 | 0 | 0 | 0 | 80039.5525 | 0 | 442242 | 0 | 0 | 0 | 0 | 1506971.4883 | 2063520.6777 | 0 | 0 | 0 | 0 | 0 | 0 | 0 | 0 | 0 | 0 | 0 | 0 | 0 | 0 | 0 | 0 | 0 | -246512.8382 | -115689.6092 | 0 | 0 | 0 | 0 | 0 | 0 | 0 | 0 | 0 | 0 | 0 | 0 | 0 | 0 | 0 | 0
2016-02-20 03:00 | 0 | 0 | 0 | 0 | 65643.5525 | 0 | 427846 | 0 | 0 | 0 | 0 | 1260458.65 | 1947831.0685 | 0 | 0 | 0 | 0 | 0 | 0 | 0 | 0 | 0 | 0 | 0 | 0 | 0 | 0 | 0 | 0 | 0 | -246512.8382 | -115689.6092 | 0 | 0 | 0 | 0 | 0 | 0 | 0 | 0 | 0 | 0 | 0 | 0 | 0 | 0 | 0 | 0
2016-02-20 04:00 | 0 | 0 | 0 | 0 | 277246.771 | 0 | 408070 | 0 | 0 | 0 | 0 | 1013945.8118 | 2063520.6777 | 0 | 0 | 0 | 0 | 0 | 0 | 0 | 0 | 0 | 0 | 0 | 0 | 0 | 0 | 0 | 0 | 0 | -246512.8382 | 115689.6092 | 0 | 0 | 0 | 0 | 0 | 0 | 0 | 0 | 0 | 0 | 0 | 0 | 0 | 0 | 0 | 0
2016-02-20 05:00 | 0 | 0 | 0 | 0 | 519400.229 | 0 | 388577 | 0 | 0 | 0 | 0 | 1260458.65 | 1947831.0685 | 0 | 0 | 0 | 0 | 0 | 0 | 0 | 0 | 0 | 0 | 0 | 0 | 0 | 0 | 0 | 0 | 0 | 246512.8382 | -115689.6092 | 0 | 0 | 0 | 0 | 0 | 0 | 0 | 0 | 0 | 0 | 0 | 0 | 0 | 0 | 0 | 0
2016-02-20 06:00 | 0 | 0 | 0 | 0 | 11369.5525 | 0 | 373572 | 0 | 0 | 0 | 0 | 1013945.8118 | 1832141.4592 | 0 | 0 | 0 | 0 | 0 | 0 | 0 | 0 | 0 | 0 | 0 | 0 | 0 | 0 | 0 | 0 | 0 | -246512.8382 | -115689.6092 | 0 | 0 | 0 | 0 | 0 | 0 | 0 | 0 | 0 | 0 | 0 | 0 | 0 | 0 | 0 | 0
2016-02-20 07:00 | 0 | 0 | 0 | 0 | 231803.771 | 0 | 362627 | 0 | 0 | 0 | 0 | 767432.9735 | 1947831.0685 | 0 | 0 | 0 | 0 | 0 | 0 | 0 | 0 | 0 | 0 | 0 | 0 | 0 | 0 | 0 | 0 | 0 | -246512.8382 | 115689.6092 | 0 | 0 | 0 | 0 | 0 | 0 | 0 | 0 | 0 | 0 | 0 | 0 | 0 | 0 | 0 | 0
2016-02-20 08:00 | 0 | 0 | 0 | 0 | 0 | 0 | 356552 | 0 | 0 | 0 | 0 | 526570.5828 | 1832141.4592 | 0 | 0 | 0 | 0 | 0 | 0 | 0 | 0 | 0 | 0 | 0 | 0 | 0 | 0 | 0 | 0 | 0 | -240862.3908 | -115689.6092 | 0 | 0 | 0 | 0 | 0 | 0 | 0 | 0 | 0 | 0 | 0 | 0 | 0 | 0 | 0 | 0
2016-02-20 09:00 | 0 | 0 | 0 | 0 | 484841.229 | 0 | 354018 | 0 | 0 | 0 | 0 | 773083.421 | 1716451.85 | 0 | 0 | 0 | 0 | 0 | 0 | 0 | 0 | 0 | 0 | 0 | 0 | 0 | 0 | 0 | 0 | 0 | 246512.8382 | -115689.6092 | 0 | 0 | 0 | 0 | 0 | 0 | 0 | 0 | 0 | 0 | 0 | 0 | 0 | 0 | 0 | 0
2016-02-20 10:00 | 0 | 0 | 0 | 0 | 225527.771 | 0 | 356351 | 0 | 0 | 0 | 0 | 526570.5828 | 1832141.4592 | 0 | 0 | 0 | 0 | 0 | 0 | 0 | 0 | 0 | 0 | 0 | 0 | 0 | 0 | 0 | 0 | 0 | -246512.8382 | 115689.6092 | 0 | 0 | 0 | 0 | 0 | 0 | 0 | 0 | 0 | 0 | 0 | 0 | 0 | 0 | 0 | 0
2016-02-20 11:00 | 0 | 0 | 0 | 0 | 3716.5525 | 0 | 365919 | 0 | 0 | 0 | 0 | 280057.7445 | 1716451.85 | 0 | 0 | 0 | 0 | 0 | 0 | 0 | 0 | 0 | 0 | 0 | 0 | 0 | 0 | 0 | 0 | 0 | -246512.8382 | -115689.6092 | 0 | 0 | 0 | 0 | 0 | 0 | 0 | 0 | 0 | 0 | 0 | 0 | 0 | 0 | 0 | 0
2016-02-20 12:00 | 0 | 0 | 0 | 0 | 134014.4911 | 0 | 377725 | 0 | 0 | 0 | 0 | 152036.8449 | 1600762.2408 | 0 | 0 | 0 | 0 | 0 | 0 | 0 | 0 | 0 | 0 | 0 | 0 | 0 | 0 | 0 | 0 | 0 | -128020.8997 | -115689.6092 | 0 | 0 | 0 | 0 | 0 | 0 | 0 | 0 | 0 | 0 | 0 | 0 | 0 | 0 | 0 | 0
2016-02-20 13:00 | 0 | 0 | 0 | 0 | 598441.0753 | 1685.5273 | 389961 | 0 | 0 | 0 | 0 | 246512.8382 | 1716451.85 | 0 | 0 | 0 | 0 | 0 | 0 | 0 | 0 | 0 | 0 | 0 | 0 | 0 | 0 | 0 | 0 | 0 | 94475.9934 | 115689.6092 | 0 | 0 | 0 | 0 | 0 | 0 | 0 | 0 | 0 | 0 | 0 | 0 | 0 | 0 | 0 | 0
2016-02-20 14:00 | 0 | 0 | 0 | 0 | 0 | 227194.918 | 399954 | 0 | 0 | 0 | 0 | 0 | 1790205.6062 | 0 | 0 | 0 | 0 | 0 | 0 | 0 | 0 | 0 | 0 | 0 | 0 | 0 | 0 | 0 | 0 | 0 | -246512.8382 | 73753.7562 | 0 | 0 | 0 | 0 | 0 | 0 | 0 | 0 | 0 | 0 | 0 | 0 | 0 | 0 | 0 | 0
2016-02-20 15:00 | 0 | 0 | 0 | 0 | 124089.0821 | 641852.3653 | 403739 | 0 | 0 | 0 | 0 | 246512.8382 | 1905895.2154 | 0 | 0 | 0 | 0 | 0 | 0 | 0 | 0 | 0 | 0 | 0 | 0 | 0 | 0 | 0 | 0 | 0 | 246512.8382 | 115689.6092 | 0 | 0 | 0 | 0 | 0 | 0 | 0 | 0 | 0 | 0 | 0 | 0 | 0 | 0 | 0 | 0
2016-02-20 16:00 | 0 | 0 | 0 | 0 | 0 | 736692.5167 | 402616 | 0 | 0 | 0 | 0 | 464899.7457 | 2021584.8247 | 0 | 0 | 0 | 0 | 0 | 0 | 0 | 0 | 0 | 0 | 0 | 0 | 0 | 0 | 0 | 0 | 0 | 218386.9075 | 115689.6092 | 0 | 0 | 0 | 0 | 0 | 0 | 0 | 0 | 0 | 0 | 0 | 0 | 0 | 0 | 0 | 0
2016-02-20 17:00 | 0 | 0 | 0 | 0 | 0 | 731653.0479 | 399046 | 0 | 0 | 0 | 0 | 711412.584 | 2107679.0344 | 0 | 0 | 0 | 0 | 0 | 0 | 0 | 0 | 0 | 0 | 0 | 0 | 0 | 0 | 0 | 0 | 0 | 246512.8382 | 86094.2097 | 0 | 0 | 0 | 0 | 0 | 0 | 0 | 0 | 0 | 0 | 0 | 0 | 0 | 0 | 0 | 0
2016-02-20 18:00 | 0 | 0 | 0 | 0 | 0 | 707017.2045 | 394304 | 0 | 0 | 0 | 0 | 908436.1792 | 2223368.6436 | 0 | 0 | 0 | 0 | 0 | 0 | 0 | 0 | 0 | 0 | 0 | 0 | 0 | 0 | 0 | 0 | 0 | 197023.5952 | 115689.6092 | 0 | 0 | 0 | 0 | 0 | 0 | 0 | 0 | 0 | 0 | 0 | 0 | 0 | 0 | 0 | 0
2016-02-20 19:00 | 0 | 0 | 0 | 0 | 0 | 690338.7759 | 389180 | 0 | 0 | 0 | 0 | 1154949.0175 | 2278014.5812 | 0 | 0 | 0 | 0 | 0 | 0 | 0 | 0 | 0 | 0 | 0 | 0 | 0 | 0 | 0 | 0 | 0 | 246512.8382 | 54645.9376 | 0 | 0 | 0 | 0 | 0 | 0 | 0 | 0 | 0 | 0 | 0 | 0 | 0 | 0 | 0 | 0
2016-02-20 20:00 | 0 | 0 | 0 | 0 | 0 | 693467.6783 | 385273 | 0 | 0 | 0 | 0 | 1347454.0865 | 2393704.1905 | 0 | 0 | 0 | 0 | 0 | 0 | 0 | 0 | 0 | 0 | 0 | 0 | 0 | 0 | 0 | 0 | 0 | 192505.069 | 115689.6092 | 0 | 0 | 0 | 0 | 0 | 0 | 0 | 0 | 0 | 0 | 0 | 0 | 0 | 0 | 0 | 0
2016-02-20 21:00 | 0 | 0 | 0 | 0 | 0 | 701441.6655 | 384806 | 0 | 0 | 0 | 0 | 1593966.9247 | 2463827.0177 | 0 | 0 | 0 | 0 | 0 | 0 | 0 | 0 | 0 | 0 | 0 | 0 | 0 | 0 | 0 | 0 | 0 | 246512.8382 | 70122.8273 | 0 | 0 | 0 | 0 | 0 | 0 | 0 | 0 | 0 | 0 | 0 | 0 | 0 | 0 | 0 | 0
2016-02-20 22:00 | 0 | 0 | 0 | 0 | 0 | 666655.6011 | 389641 | 0 | 0 | 0 | 0 | 1755291.9166 | 2579516.6269 | 0 | 0 | 0 | 0 | 0 | 0 | 0 | 0 | 0 | 0 | 0 | 0 | 0 | 0 | 0 | 0 | 0 | 161324.9918 | 115689.6092 | 0 | 0 | 0 | 0 | 0 | 0 | 0 | 0 | 0 | 0 | 0 | 0 | 0 | 0 | 0 | 0
2016-02-20 23:00 | 0 | 0 | 0 | 0 | 0 | 458683.1046 | 402422 | 0 | 0 | 0 | 0 | 1927242.6304 | 2463827.0177 | 0 | 0 | 0 | 0 | 0 | 0 | 0 | 0 | 0 | 0 | 0 | 0 | 0 | 0 | 0 | 0 | 0 | 171950.7138 | -115689.6092 | 0 | 0 | 0 | 0 | 0 | 0 | 0 | 0 | 0 | 0 | 0 | 0 | 0 | 0 | 0 | 0
2016-02-21 | 0 | 0 | 0 | 0 | 0 | 87058.5425 | 410711 | 0 | 0 | 0 | 0 | 1680729.7921 | 2386687.3985 | 0 | 0 | 0 | 0 | 0 | 0 | 0 | 0 | 0 | 0 | 0 | 0 | 0 | 0 | 0 | 0 | 0 | -246512.8382 | -77139.6192 | 0 | 0 | 0 | 0 | 0 | 0 | 0 | 0 | 0 | 0 | 0 | 0 | 0 | 0 | 0 | 0
2016-02-21 01:00 | 0 | 0 | 0 | 0 | 279294.2056 | 26.5654 | 410144 | 0 | 0 | 0 | 0 | 1434216.9539 | 2502377.0077 | 0 | 0 | 0 | 0 | 0 | 0 | 0 | 0 | 0 | 0 | 0 | 0 | 0 | 0 | 0 | 0 | 0 | -246512.8382 | 115689.6092 | 0 | 0 | 0 | 0 | 0 | 0 | 0 | 0 | 0 | 0 | 0 | 0 | 0 | 0 | 0 | 0
2016-02-21 02:00 | 0 | 0 | 0 | 0 | 533436.8845 | 0 | 404838 | 0 | 0 | 0 | 0 | 1678505.4476 | 2386687.3985 | 0 | 0 | 0 | 0 | 0 | 0 | 0 | 0 | 0 | 0 | 0 | 0 | 0 | 0 | 0 | 0 | 0 | 244288.4937 | -115689.6092 | 0 | 0 | 0 | 0 | 0 | 0 | 0 | 0 | 0 | 0 | 0 | 0 | 0 | 0 | 0 | 0
2016-02-21 03:00 | 0 | 0 | 0 | 0 | 31686.5525 | 0 | 393889 | 0 | 0 | 0 | 0 | 1431992.6094 | 2270997.7893 | 0 | 0 | 0 | 0 | 0 | 0 | 0 | 0 | 0 | 0 | 0 | 0 | 0 | 0 | 0 | 0 | 0 | -246512.8382 | -115689.6092 | 0 | 0 | 0 | 0 | 0 | 0 | 0 | 0 | 0 | 0 | 0 | 0 | 0 | 0 | 0 | 0
2016-02-21 04:00 | 0 | 0 | 0 | 0 | 16177.5525 | 0 | 378380 | 0 | 0 | 0 | 0 | 1185479.7711 | 2155308.18 | 0 | 0 | 0 | 0 | 0 | 0 | 0 | 0 | 0 | 0 | 0 | 0 | 0 | 0 | 0 | 0 | 0 | -246512.8382 | -115689.6092 | 0 | 0 | 0 | 0 | 0 | 0 | 0 | 0 | 0 | 0 | 0 | 0 | 0 | 0 | 0 | 0
2016-02-21 05:00 | 0 | 0 | 0 | 0 | 446799.068 | 0 | 362368 | 0 | 0 | 0 | 0 | 1154221.2299 | 2270997.7893 | 0 | 0 | 0 | 0 | 0 | 0 | 0 | 0 | 0 | 0 | 0 | 0 | 0 | 0 | 0 | 0 | 0 | -31258.5413 | 115689.6092 | 0 | 0 | 0 | 0 | 0 | 0 | 0 | 0 | 0 | 0 | 0 | 0 | 0 | 0 | 0 | 0
2016-02-21 06:00 | 0 | 0 | 0 | 0 | 0 | 0 | 349945 | 0 | 0 | 0 | 0 | 907708.3916 | 2167565.6275 | 0 | 0 | 0 | 0 | 0 | 0 | 0 | 0 | 0 | 0 | 0 | 0 | 0 | 0 | 0 | 0 | 0 | -246512.8382 | -103432.1618 | 0 | 0 | 0 | 0 | 0 | 0 | 0 | 0 | 0 | 0 | 0 | 0 | 0 | 0 | 0 | 0
2016-02-21 07:00 | 0 | 0 | 0 | 0 | 429737.6272 | 0 | 340082 | 0 | 0 | 0 | 0 | 1113053.6281 | 2051876.0183 | 0 | 0 | 0 | 0 | 0 | 0 | 0 | 0 | 0 | 0 | 0 | 0 | 0 | 0 | 0 | 0 | 0 | 205345.2364 | -115689.6092 | 0 | 0 | 0 | 0 | 0 | 0 | 0 | 0 | 0 | 0 | 0 | 0 | 0 | 0 | 0 | 0
2016-02-21 08:00 | 0 | 0 | 0 | 0 | 431522.5298 | 0 | 334957 | 0 | 0 | 0 | 0 | 1093929.5487 | 2167565.6275 | 0 | 0 | 0 | 0 | 0 | 0 | 0 | 0 | 0 | 0 | 0 | 0 | 0 | 0 | 0 | 0 | 0 | -19124.0794 | 115689.6092 | 0 | 0 | 0 | 0 | 0 | 0 | 0 | 0 | 0 | 0 | 0 | 0 | 0 | 0 | 0 | 0
2016-02-21 09:00 | 0 | 0 | 0 | 0 | 0 | 0 | 332892 | 0 | 0 | 0 | 0 | 847416.7104 | 2081186.4657 | 0 | 0 | 0 | 0 | 0 | 0 | 0 | 0 | 0 | 0 | 0 | 0 | 0 | 0 | 0 | 0 | 0 | -246512.8382 | -86379.1618 | 0 | 0 | 0 | 0 | 0 | 0 | 0 | 0 | 0 | 0 | 0 | 0 | 0 | 0 | 0 | 0
2016-02-21 10:00 | 0 | 0 | 0 | 0 | 420348.0883 | 0 | 334852 | 0 | 0 | 0 | 0 | 1048602.4079 | 1965496.8565 | 0 | 0 | 0 | 0 | 0 | 0 | 0 | 0 | 0 | 0 | 0 | 0 | 0 | 0 | 0 | 0 | 0 | 201185.6975 | -115689.6092 | 0 | 0 | 0 | 0 | 0 | 0 | 0 | 0 | 0 | 0 | 0 | 0 | 0 | 0 | 0 | 0
2016-02-21 11:00 | 0 | 0 | 0 | 0 | 404204.3217 | 0 | 341609 | 0 | 0 | 0 | 0 | 964714.4051 | 2081186.4657 | 0 | 0 | 0 | 0 | 0 | 0 | 0 | 30793.7153 | 0 | 0 | 0 | 0 | 0 | 0 | 0 | 0 | 0 | -83888.0029 | 115689.6092 | 0 | 0 | 0 | 0 | 0 | 0 | 0 | 0 | 0 | 30793.7153 | 0 | 0 | 0 | 0 | 0 | 0
2016-02-21 12:00 | 0 | 0 | 0 | 0 | 0 | 0 | 351690 | 0 | 0 | 0 | 0 | 718201.5668 | 2006803.0193 | 0 | 0 | 0 | 0 | 0 | 0 | 0 | 0 | 0 | 0 | 0 | 0 | 0 | 0 | 0 | 0 | 0 | -246512.8382 | -74383.4464 | 0 | 0 | 0 | 0 | 0 | 0 | 0 | 0 | 0 | -30793.7153 | 0 | 0 | 0 | 0 | 0 | 0
2016-02-21 13:00 | 0 | 0 | 0 | 0 | 344498.0638 | 697.4742 | 363583 | 0 | 0 | 0 | 0 | 584124.4956 | 2122492.6285 | 0 | 0 | 0 | 0 | 0 | 0 | 0 | 0 | 0 | 0 | 0 | 0 | 0 | 0 | 0 | 0 | 0 | -134077.0712 | 115689.6092 | 0 | 0 | 0 | 0 | 0 | 0 | 0 | 0 | 0 | 0 | 0 | 0 | 0 | 0 | 0 | 0
2016-02-21 14:00 | 0 | 0 | 0 | 0 | 0 | 180951.0286 | 376732 | 0 | 0 | 0 | 0 | 504033.1334 | 2006803.0193 | 0 | 0 | 0 | 0 | 0 | 0 | 0 | 0 | 0 | 0 | 0 | 0 | 0 | 0 | 0 | 0 | 0 | -80091.3622 | -115689.6092 | 0 | 0 | 0 | 0 | 0 | 0 | 0 | 0 | 0 | 0 | 0 | 0 | 0 | 0 | 0 | 0
2016-02-21 15:00 | 0 | 0 | 0 | 0 | 0 | 580703.8326 | 383921 | 0 | 0 | 0 | 0 | 750545.9716 | 1957073.0136 | 0 | 0 | 0 | 0 | 0 | 0 | 0 | 0 | 0 | 0 | 0 | 0 | 0 | 0 | 0 | 0 | 0 | 246512.8382 | -49730.0057 | 0 | 0 | 0 | 0 | 0 | 0 | 0 | 0 | 0 | 0 | 0 | 0 | 0 | 0 | 0 | 0
2016-02-21 16:00 | 0 | 0 | 0 | 0 | 65858.1447 | 683978.3028 | 387634 | 0 | 0 | 0 | 0 | 997058.8099 | 2072762.6229 | 0 | 0 | 0 | 0 | 0 | 0 | 0 | 0 | 0 | 0 | 0 | 0 | 0 | 0 | 0 | 0 | 0 | 246512.8382 | 115689.6092 | 0 | 0 | 0 | 0 | 0 | 0 | 0 | 0 | 0 | 0 | 0 | 0 | 0 | 0 | 0 | 0
2016-02-21 17:00 | 0 | 0 | 0 | 0 | 66309.5076 | 685327.9399 | 389435 | 0 | 0 | 0 | 0 | 1243571.6481 | 2188452.2321 | 0 | 0 | 0 | 0 | 0 | 0 | 0 | 0 | 0 | 0 | 0 | 0 | 0 | 0 | 0 | 0 | 0 | 246512.8382 | 115689.6092 | 0 | 0 | 0 | 0 | 0 | 0 | 0 | 0 | 0 | 0 | 0 | 0 | 0 | 0 | 0 | 0
2016-02-21 18:00 | 0 | 0 | 0 | 0 | 0 | 674022.2505 | 388620 | 0 | 0 | 0 | 0 | 1413284.2894 | 2304141.8413 | 0 | 0 | 0 | 0 | 0 | 0 | 0 | 0 | 0 | 0 | 0 | 0 | 0 | 0 | 0 | 0 | 0 | 169712.6413 | 115689.6092 | 0 | 0 | 0 | 0 | 0 | 0 | 0 | 0 | 0 | 0 | 0 | 0 | 0 | 0 | 0 | 0
2016-02-21 19:00 | 0 | 0 | 0 | 0 | 0 | 665801.2579 | 386747 | 0 | 0 | 0 | 0 | 1659797.1276 | 2336683.261 | 0 | 0 | 0 | 0 | 0 | 0 | 0 | 0 | 0 | 0 | 0 | 0 | 0 | 0 | 0 | 0 | 0 | 246512.8382 | 32541.4196 | 0 | 0 | 0 | 0 | 0 | 0 | 0 | 0 | 0 | 0 | 0 | 0 | 0 | 0 | 0 | 0
2016-02-21 20:00 | 0 | 0 | 0 | 0 | 0 | 674264.6988 | 386428 | 0 | 0 | 0 | 0 | 1831944.2172 | 2452372.8702 | 0 | 0 | 0 | 0 | 0 | 0 | 0 | 0 | 0 | 0 | 0 | 0 | 0 | 0 | 0 | 0 | 0 | 172147.0896 | 115689.6092 | 0 | 0 | 0 | 0 | 0 | 0 | 0 | 0 | 0 | 0 | 0 | 0 | 0 | 0 | 0 | 0
2016-02-21 21:00 | 0 | 0 | 0 | 0 | 0 | 686237.4845 | 389231 | 0 | 0 | 0 | 0 | 2078457.0555 | 2502866.5164 | 0 | 0 | 0 | 0 | 0 | 0 | 0 | 0 | 0 | 0 | 0 | 0 | 0 | 0 | 0 | 0 | 0 | 246512.8382 | 50493.6463 | 0 | 0 | 0 | 0 | 0 | 0 | 0 | 0 | 0 | 0 | 0 | 0 | 0 | 0 | 0 | 0
2016-02-21 22:00 | 0 | 0 | 0 | 0 | 0 | 678660.8059 | 397837 | 0 | 0 | 0 | 0 | 2243591.2522 | 2618556.1257 | 0 | 0 | 0 | 0 | 0 | 0 | 0 | 0 | 0 | 0 | 0 | 0 | 0 | 0 | 0 | 0 | 0 | 165134.1967 | 115689.6092 | 0 | 0 | 0 | 0 | 0 | 0 | 0 | 0 | 0 | 0 | 0 | 0 | 0 | 0 | 0 | 0
2016-02-21 23:00 | 0 | 0 | 0 | 0 | 0 | 501726.4386 | 412587 | 0 | 0 | 0 | 0 | 2448420.3 | 2502866.5164 | 0 | 0 | 0 | 0 | 0 | 0 | 0 | 0 | 0 | 0 | 0 | 0 | 0 | 0 | 0 | 0 | 0 | 204829.0478 | -115689.6092 | 0 | 0 | 0 | 0 | 0 | 0 | 0 | 0 | 0 | 0 | 0 | 0 | 0 | 0 | 0 | 0
2016-02-22 | 0 | 0 | 0 | 0 | 183548.337 | 110262.434 | 424634 | 0 | 0 | 0 | 0 | 2201907.4618 | 2618556.1257 | 0 | 0 | 0 | 0 | 0 | 0 | 0 | 0 | 0 | 0 | 0 | 0 | 0 | 0 | 0 | 0 | 0 | -246512.8382 | 115689.6092 | 0 | 0 | 0 | 0 | 0 | 0 | 0 | 0 | 0 | 0 | 0 | 0 | 0 | 0 | 0 | 0
2016-02-22 01:00 | 0 | 0 | 0 | 0 | 355396.3132 | 47.7757 | 425052 | 0 | 0 | 0 | 0 | 2247989.1598 | 2502866.5164 | 0 | 0 | 0 | 0 | 0 | 0 | 0 | 0 | 0 | 0 | 0 | 0 | 0 | 0 | 0 | 0 | 0 | 46081.6981 | -115689.6092 | 0 | 0 | 0 | 0 | 0 | 0 | 0 | 0 | 0 | 0 | 0 | 0 | 0 | 0 | 0 | 0
2016-02-22 02:00 | 0 | 0 | 0 | 0 | 55674.5525 | 0 | 417877 | 0 | 0 | 0 | 0 | 2001476.3216 | 2387176.9072 | 0 | 0 | 0 | 0 | 0 | 0 | 0 | 0 | 0 | 0 | 0 | 0 | 0 | 0 | 0 | 0 | 0 | -246512.8382 | -115689.6092 | 0 | 0 | 0 | 0 | 0 | 0 | 0 | 0 | 0 | 0 | 0 | 0 | 0 | 0 | 0 | 0
2016-02-22 03:00 | 0 | 0 | 0 | 0 | 352155.3912 | 0 | 403748 | 0 | 0 | 0 | 0 | 1834194.1035 | 2502866.5164 | 0 | 0 | 0 | 0 | 0 | 0 | 0 | 0 | 0 | 0 | 0 | 0 | 0 | 0 | 0 | 0 | 0 | -167282.2181 | 115689.6092 | 0 | 0 | 0 | 0 | 0 | 0 | 0 | 0 | 0 | 0 | 0 | 0 | 0 | 0 | 0 | 0
2016-02-22 04:00 | 0 | 0 | 0 | 0 | 22122.5525 | 0 | 384325 | 0 | 0 | 0 | 0 | 1587681.2653 | 2387176.9072 | 0 | 0 | 0 | 0 | 0 | 0 | 0 | 0 | 0 | 0 | 0 | 0 | 0 | 0 | 0 | 0 | 0 | -246512.8382 | -115689.6092 | 0 | 0 | 0 | 0 | 0 | 0 | 0 | 0 | 0 | 0 | 0 | 0 | 0 | 0 | 0 | 0
2016-02-22 05:00 | 0 | 0 | 0 | 0 | 342739.6849 | 0 | 366010 | 0 | 0 | 0 | 0 | 1448721.341 | 2502866.5164 | 0 | 0 | 0 | 0 | 0 | 0 | 0 | 0 | 0 | 0 | 0 | 0 | 0 | 0 | 0 | 0 | 0 | -138959.9243 | 115689.6092 | 0 | 0 | 0 | 0 | 0 | 0 | 0 | 0 | 0 | 0 | 0 | 0 | 0 | 0 | 0 | 0
2016-02-22 06:00 | 0 | 0 | 0 | 0 | 0 | 0 | 353139 | 0 | 0 | 0 | 0 | 1211271.9502 | 2387176.9072 | 0 | 0 | 0 | 0 | 0 | 0 | 0 | 0 | 0 | 0 | 0 | 0 | 0 | 0 | 0 | 0 | 0 | -237449.3908 | -115689.6092 | 0 | 0 | 0 | 0 | 0 | 0 | 0 | 0 | 0 | 0 | 0 | 0 | 0 | 0 | 0 | 0
2016-02-22 07:00 | 0 | 0 | 0 | 0 | 327889.5738 | 0 | 344882 | 0 | 0 | 0 | 0 | 1309969.1333 | 2271487.298 | 0 | 0 | 0 | 0 | 0 | 0 | 0 | 0 | 0 | 0 | 0 | 0 | 0 | 0 | 0 | 0 | 0 | 98697.1831 | -115689.6092 | 0 | 0 | 0 | 0 | 0 | 0 | 0 | 0 | 0 | 0 | 0 | 0 | 0 | 0 | 0 | 0
2016-02-22 08:00 | 0 | 0 | 0 | 0 | 313361.2448 | 0 | 341726 | 0 | 0 | 0 | 0 | 1397293.9873 | 2155797.6887 | 0 | 0 | 0 | 0 | 0 | 0 | 0 | 0 | 0 | 0 | 0 | 0 | 0 | 0 | 0 | 0 | 0 | 87324.854 | -115689.6092 | 0 | 0 | 0 | 0 | 0 | 0 | 0 | 0 | 0 | 0 | 0 | 0 | 0 | 0 | 0 | 0
2016-02-22 09:00 | 0 | 0 | 0 | 0 | 294999.2821 | 0 | 345837 | 0 | 0 | 0 | 0 | 1230766.6602 | 2271487.298 | 0 | 0 | 0 | 0 | 0 | 0 | 0 | 0 | 0 | 0 | 0 | 0 | 0 | 0 | 0 | 0 | 0 | -166527.3271 | 115689.6092 | 0 | 0 | 0 | 0 | 0 | 0 | 0 | 0 | 0 | 0 | 0 | 0 | 0 | 0 | 0 | 0
2016-02-22 10:00 | 0 | 0 | 0 | 0 | 0 | 0 | 360995 | 0 | 0 | 0 | 0 | 985461.2694 | 2155797.6887 | 0 | 0 | 0 | 0 | 0 | 0 | 0 | 0 | 0 | 0 | 0 | 0 | 0 | 0 | 0 | 0 | 0 | -245305.3908 | -115689.6092 | 0 | 0 | 0 | 0 | 0 | 0 | 0 | 0 | 0 | 0 | 0 | 0 | 0 | 0 | 0 | 0
2016-02-22 11:00 | 0 | 0 | 0 | 0 | 258732.9296 | 0 | 392795 | 0 | 0 | 0 | 0 | 967088.8083 | 2040108.0795 | 0 | 0 | 0 | 0 | 0 | 0 | 0 | 0 | 0 | 0 | 0 | 0 | 0 | 0 | 0 | 0 | 0 | -18372.4611 | -115689.6092 | 0 | 0 | 0 | 0 | 0 | 0 | 0 | 0 | 0 | 0 | 0 | 0 | 0 | 0 | 0 | 0
2016-02-22 12:00 | 0 | 0 | 0 | 0 | 243008.1111 | 0 | 421725 | 0 | 0 | 0 | 0 | 898276.1254 | 1924418.4703 | 0 | 0 | 0 | 0 | 0 | 0 | 0 | 5785.4032 | 0 | 0 | 0 | 0 | 0 | 0 | 0 | 0 | 0 | -68812.6828 | -115689.6092 | 0 | 0 | 0 | 0 | 0 | 0 | 0 | 0 | 0 | 5785.4032 | 0 | 0 | 0 | 0 | 0 | 0
2016-02-22 13:00 | 0 | 0 | 0 | 0 | 207559.1761 | 3060.3931 | 434072 | 0 | 0 | 0 | 0 | 651763.2872 | 1916685.1625 | 0 | 0 | 0 | 0 | 0 | 0 | 0 | 36579.1185 | 0 | 0 | 0 | 0 | 0 | 0 | 0 | 0 | 0 | -246512.8382 | -7733.3078 | 0 | 0 | 0 | 0 | 0 | 0 | 0 | 0 | 0 | 30793.7153 | 0 | 0 | 0 | 0 | 0 | 0
2016-02-22 14:00 | 0 | 0 | 0 | 0 | 0 | 210247.5219 | 439407 | 0 | 0 | 0 | 0 | 569087.1336 | 1800995.5532 | 0 | 0 | 0 | 0 | 0 | 0 | 0 | 5785.4032 | 0 | 0 | 0 | 0 | 0 | 0 | 0 | 0 | 0 | -82676.1536 | -115689.6092 | 0 | 0 | 0 | 0 | 0 | 0 | 0 | 0 | 0 | -30793.7153 | 0 | 0 | 0 | 0 | 0 | 0
2016-02-22 15:00 | 0 | 0 | 0 | 0 | 0 | 567571.748 | 442540 | 0 | 0 | 0 | 0 | 578429.2724 | 1916685.1625 | 0 | 0 | 0 | 0 | 0 | 0 | 0 | 5785.4032 | 0 | 0 | 0 | 0 | 0 | 0 | 0 | 0 | 0 | 9342.1388 | 115689.6092 | 0 | 0 | 0 | 0 | 0 | 0 | 0 | 0 | 0 | 0 | 0 | 0 | 0 | 0 | 0 | 0
2016-02-22 16:00 | 0 | 0 | 0 | 0 | 162350.6996 | 671995.4632 | 441350 | 0 | 0 | 0 | 0 | 824942.1106 | 2032374.7717 | 0 | 0 | 0 | 0 | 0 | 0 | 0 | 36579.1185 | 0 | 0 | 0 | 0 | 0 | 0 | 0 | 0 | 0 | 246512.8382 | 115689.6092 | 0 | 0 | 0 | 0 | 0 | 0 | 0 | 0 | 0 | 30793.7153 | 0 | 0 | 0 | 0 | 0 | 0
2016-02-22 17:00 | 0 | 0 | 0 | 0 | 0 | 675779.2407 | 438115 | 0 | 0 | 0 | 0 | 977710.4575 | 2148064.3809 | 0 | 0 | 0 | 0 | 0 | 0 | 0 | 5785.4032 | 0 | 0 | 0 | 0 | 0 | 0 | 0 | 0 | 0 | 152768.3468 | 115689.6092 | 0 | 0 | 0 | 0 | 0 | 0 | 0 | 0 | 0 | -30793.7153 | 0 | 0 | 0 | 0 | 0 | 0
2016-02-22 18:00 | 0 | 0 | 0 | 0 | 0 | 657710.1688 | 435252 | 0 | 0 | 0 | 0 | 1090264.4202 | 2263753.9901 | 0 | 0 | 0 | 0 | 0 | 0 | 0 | 0 | 0 | 0 | 0 | 0 | 0 | 0 | 0 | 0 | 0 | 112553.9627 | 115689.6092 | 0 | 0 | 0 | 0 | 0 | 0 | 0 | 0 | 0 | -5785.4032 | 0 | 0 | 0 | 0 | 0 | 0
2016-02-22 19:00 | 0 | 0 | 0 | 0 | 0 | 638643.7133 | 432459 | 0 | 0 | 0 | 0 | 1336777.2584 | 2223425.8652 | 0 | 0 | 0 | 0 | 0 | 0 | 0 | 0 | 0 | 0 | 0 | 0 | 0 | 0 | 0 | 0 | 0 | 246512.8382 | -40328.1249 | 0 | 0 | 0 | 0 | 0 | 0 | 0 | 0 | 0 | 0 | 0 | 0 | 0 | 0 | 0 | 0
2016-02-22 20:00 | 0 | 0 | 0 | 0 | 157700.7006 | 630833.7635 | 429886 | 0 | 0 | 0 | 0 | 1583290.0967 | 2335561.4911 | 0 | 0 | 0 | 0 | 0 | 0 | 0 | 0 | 0 | 0 | 0 | 0 | 0 | 0 | 0 | 0 | 0 | 246512.8382 | 112135.6258 | 0 | 0 | 0 | 0 | 0 | 0 | 0 | 0 | 0 | 0 | 0 | 0 | 0 | 0 | 0 | 0
2016-02-22 21:00 | 0 | 0 | 0 | 0 | 0 | 613199.784 | 431668 | 0 | 0 | 0 | 0 | 1829802.9349 | 2270580.4368 | 0 | 0 | 0 | 0 | 0 | 0 | 0 | 0 | 0 | 0 | 0 | 0 | 0 | 0 | 0 | 0 | 0 | 246512.8382 | -64981.0543 | 0 | 0 | 0 | 0 | 0 | 0 | 0 | 0 | 0 | 0 | 0 | 0 | 0 | 0 | 0 | 0
2016-02-22 22:00 | 0 | 0 | 0 | 0 | 0 | 566869.3965 | 438908 | 0 | 0 | 0 | 0 | 2073453.9406 | 2154890.8276 | 0 | 0 | 0 | 0 | 0 | 0 | 0 | 0 | 0 | 0 | 0 | 0 | 0 | 0 | 0 | 0 | 0 | 243651.0057 | -115689.6092 | 0 | 0 | 0 | 0 | 0 | 0 | 0 | 0 | 0 | 0 | 0 | 0 | 0 | 0 | 0 | 0
2016-02-22 23:00 | 0 | 0 | 0 | 0 | 0 | 423784.6729 | 455125 | 0 | 0 | 0 | 0 | 1926424.0043 | 2270580.4368 | 0 | 0 | 0 | 0 | 0 | 0 | 0 | 0 | 0 | 0 | 0 | 0 | 0 | 0 | 0 | 0 | 0 | -147029.9364 | 115689.6092 | 0 | 0 | 0 | 0 | 0 | 0 | 0 | 0 | 0 | 0 | 0 | 0 | 0 | 0 | 0 | 0
2016-02-23 | 0 | 0 | 0 | 0 | 0 | 115347.358 | 466325 | 0 | 0 | 0 | 0 | 1691135.9714 | 2154890.8276 | 0 | 0 | 0 | 0 | 0 | 0 | 0 | 0 | 0 | 0 | 0 | 0 | 0 | 0 | 0 | 0 | 0 | -235288.0328 | -115689.6092 | 0 | 0 | 0 | 0 | 0 | 0 | 0 | 0 | 0 | 0 | 0 | 0 | 0 | 0 | 0 | 0
2016-02-23 01:00 | 0 | 0 | 0 | 0 | 426758.3114 | 60.4808 | 465317 | 0 | 0 | 0 | 0 | 1768327.3729 | 2039201.2183 | 0 | 0 | 0 | 0 | 0 | 0 | 0 | 0 | 0 | 0 | 0 | 0 | 0 | 0 | 0 | 0 | 0 | 77191.4014 | -115689.6092 | 0 | 0 | 0 | 0 | 0 | 0 | 0 | 0 | 0 | 0 | 0 | 0 | 0 | 0 | 0 | 0
2016-02-23 02:00 | 0 | 0 | 0 | 0 | 324407.771 | 0 | 455231 | 0 | 0 | 0 | 0 | 1521814.5346 | 2154890.8276 | 0 | 0 | 0 | 0 | 0 | 0 | 0 | 0 | 0 | 0 | 0 | 0 | 0 | 0 | 0 | 0 | 0 | -246512.8382 | 115689.6092 | 0 | 0 | 0 | 0 | 0 | 0 | 0 | 0 | 0 | 0 | 0 | 0 | 0 | 0 | 0 | 0
2016-02-23 03:00 | 0 | 0 | 0 | 0 | 448414.1615 | 0 | 436595 | 0 | 0 | 0 | 0 | 1649323.3054 | 2039201.2183 | 0 | 0 | 0 | 0 | 0 | 0 | 0 | 0 | 0 | 0 | 0 | 0 | 0 | 0 | 0 | 0 | 0 | 127508.7707 | -115689.6092 | 0 | 0 | 0 | 0 | 0 | 0 | 0 | 0 | 0 | 0 | 0 | 0 | 0 | 0 | 0 | 0
2016-02-23 04:00 | 0 | 0 | 0 | 0 | 50098.5525 | 0 | 412301 | 0 | 0 | 0 | 0 | 1402810.4671 | 1923511.6091 | 0 | 0 | 0 | 0 | 0 | 0 | 0 | 0 | 0 | 0 | 0 | 0 | 0 | 0 | 0 | 0 | 0 | -246512.8382 | -115689.6092 | 0 | 0 | 0 | 0 | 0 | 0 | 0 | 0 | 0 | 0 | 0 | 0 | 0 | 0 | 0 | 0
2016-02-23 05:00 | 0 | 0 | 0 | 0 | 419448.1981 | 0 | 391289 | 0 | 0 | 0 | 0 | 1315280.056 | 2039201.2183 | 0 | 0 | 0 | 0 | 0 | 0 | 0 | 0 | 0 | 0 | 0 | 0 | 0 | 0 | 0 | 0 | 0 | -87530.4112 | 115689.6092 | 0 | 0 | 0 | 0 | 0 | 0 | 0 | 0 | 0 | 0 | 0 | 0 | 0 | 0 | 0 | 0
2016-02-23 06:00 | 0 | 0 | 0 | 0 | 14270.5525 | 0 | 376473 | 0 | 0 | 0 | 0 | 1068767.2177 | 1923511.6091 | 0 | 0 | 0 | 0 | 0 | 0 | 0 | 0 | 0 | 0 | 0 | 0 | 0 | 0 | 0 | 0 | 0 | -246512.8382 | -115689.6092 | 0 | 0 | 0 | 0 | 0 | 0 | 0 | 0 | 0 | 0 | 0 | 0 | 0 | 0 | 0 | 0
2016-02-23 07:00 | 0 | 0 | 0 | 0 | 414743.255 | 0 | 366921 | 0 | 0 | 0 | 0 | 1000899.8635 | 2039201.2183 | 0 | 0 | 0 | 0 | 0 | 0 | 0 | 0 | 0 | 0 | 0 | 0 | 0 | 0 | 0 | 0 | 0 | -67867.3542 | 115689.6092 | 0 | 0 | 0 | 0 | 0 | 0 | 0 | 0 | 0 | 0 | 0 | 0 | 0 | 0 | 0 | 0
2016-02-23 08:00 | 0 | 0 | 0 | 0 | 0 | 0 | 362150 | 0 | 0 | 0 | 0 | 754439.4727 | 1923511.6091 | 0 | 0 | 0 | 0 | 0 | 0 | 0 | 0 | 0 | 0 | 0 | 0 | 0 | 0 | 0 | 0 | 0 | -246460.3908 | -115689.6092 | 0 | 0 | 0 | 0 | 0 | 0 | 0 | 0 | 0 | 0 | 0 | 0 | 0 | 0 | 0 | 0
2016-02-23 09:00 | 0 | 0 | 0 | 0 | 415849.5947 | 0 | 364236 | 0 | 0 | 0 | 0 | 921742.6766 | 1807821.9999 | 0 | 0 | 0 | 0 | 0 | 0 | 0 | 0 | 0 | 0 | 0 | 0 | 0 | 0 | 0 | 0 | 0 | 167303.2039 | -115689.6092 | 0 | 0 | 0 | 0 | 0 | 0 | 0 | 0 | 0 | 0 | 0 | 0 | 0 | 0 | 0 | 0
2016-02-23 10:00 | 0 | 0 | 0 | 0 | 15239.5525 | 0 | 377442 | 0 | 0 | 0 | 0 | 675229.8384 | 1692132.3906 | 0 | 0 | 0 | 0 | 0 | 0 | 0 | 0 | 0 | 0 | 0 | 0 | 0 | 0 | 0 | 0 | 0 | -246512.8382 | -115689.6092 | 0 | 0 | 0 | 0 | 0 | 0 | 0 | 0 | 0 | 0 | 0 | 0 | 0 | 0 | 0 | 0
2016-02-23 11:00 | 0 | 0 | 0 | 0 | 419929.4629 | 0 | 409522 | 0 | 0 | 0 | 0 | 801326.9105 | 1576442.7814 | 0 | 0 | 0 | 0 | 0 | 0 | 0 | 0 | 0 | 0 | 0 | 0 | 0 | 0 | 0 | 0 | 0 | 126097.0722 | -115689.6092 | 0 | 0 | 0 | 0 | 0 | 0 | 0 | 0 | 0 | 0 | 0 | 0 | 0 | 0 | 0 | 0
2016-02-23 12:00 | 0 | 0 | 0 | 0 | 306393.771 | 0 | 437217 | 0 | 0 | 0 | 0 | 554814.0723 | 1692132.3906 | 0 | 0 | 0 | 0 | 0 | 0 | 0 | 0 | 0 | 0 | 0 | 0 | 0 | 0 | 0 | 0 | 0 | -246512.8382 | 115689.6092 | 0 | 0 | 0 | 0 | 0 | 0 | 0 | 0 | 0 | 0 | 0 | 0 | 0 | 0 | 0 | 0
2016-02-23 13:00 | 0 | 0 | 0 | 0 | 411034.4339 | 2739.9539 | 448790 | 0 | 0 | 0 | 0 | 635488.0693 | 1576442.7814 | 0 | 0 | 0 | 0 | 0 | 0 | 0 | 0 | 0 | 0 | 0 | 0 | 0 | 0 | 0 | 0 | 0 | 80673.997 | -115689.6092 | 0 | 0 | 0 | 0 | 0 | 0 | 0 | 0 | 0 | 0 | 0 | 0 | 0 | 0 | 0 | 0
2016-02-23 14:00 | 0 | 0 | 0 | 0 | 0 | 186573.5011 | 455082 | 0 | 0 | 0 | 0 | 388975.2311 | 1554447.1207 | 0 | 0 | 0 | 0 | 0 | 0 | 0 | 0 | 0 | 0 | 0 | 0 | 0 | 0 | 0 | 0 | 0 | -246512.8382 | -21995.6607 | 0 | 0 | 0 | 0 | 0 | 0 | 0 | 0 | 0 | 0 | 0 | 0 | 0 | 0 | 0 | 0
2016-02-23 15:00 | 0 | 0 | 0 | 0 | 16004.7182 | 573962.5109 | 459144 | 0 | 0 | 0 | 0 | 635488.0693 | 1438757.5115 | 0 | 0 | 0 | 0 | 0 | 0 | 0 | 0 | 0 | 0 | 0 | 0 | 0 | 0 | 0 | 0 | 0 | 246512.8382 | -115689.6092 | 0 | 0 | 0 | 0 | 0 | 0 | 0 | 0 | 0 | 0 | 0 | 0 | 0 | 0 | 0 | 0
2016-02-23 16:00 | 0 | 0 | 0 | 0 | 0 | 668116.4715 | 458114 | 0 | 0 | 0 | 0 | 729800.9316 | 1554447.1207 | 0 | 0 | 0 | 0 | 0 | 0 | 0 | 0 | 0 | 0 | 0 | 0 | 0 | 0 | 0 | 0 | 0 | 94312.8623 | 115689.6092 | 0 | 0 | 0 | 0 | 0 | 0 | 0 | 0 | 0 | 0 | 0 | 0 | 0 | 0 | 0 | 0
2016-02-23 17:00 | 0 | 0 | 0 | 0 | 0 | 688094.1369 | 455547 | 0 | 0 | 0 | 0 | 976313.7698 | 1540481.4193 | 0 | 0 | 0 | 0 | 0 | 0 | 0 | 0 | 0 | 0 | 0 | 0 | 0 | 0 | 0 | 0 | 0 | 246512.8382 | -13965.7014 | 0 | 0 | 0 | 0 | 0 | 0 | 0 | 0 | 0 | 0 | 0 | 0 | 0 | 0 | 0 | 0
2016-02-23 18:00 | 0 | 0 | 0 | 0 | 132513.589 | 683045.8585 | 453357 | 0 | 0 | 0 | 0 | 1222826.608 | 1656171.0286 | 0 | 0 | 0 | 0 | 0 | 0 | 0 | 0 | 0 | 0 | 0 | 0 | 0 | 0 | 0 | 0 | 0 | 246512.8382 | 115689.6092 | 0 | 0 | 0 | 0 | 0 | 0 | 0 | 0 | 0 | 0 | 0 | 0 | 0 | 0 | 0 | 0
2016-02-23 19:00 | 0 | 0 | 0 | 0 | 141014.8785 | 671539.569 | 450352 | 0 | 0 | 0 | 0 | 1469339.4463 | 1771860.6378 | 0 | 0 | 0 | 0 | 0 | 0 | 0 | 0 | 0 | 0 | 0 | 0 | 0 | 0 | 0 | 0 | 0 | 246512.8382 | 115689.6092 | 0 | 0 | 0 | 0 | 0 | 0 | 0 | 0 | 0 | 0 | 0 | 0 | 0 | 0 | 0 | 0
2016-02-23 20:00 | 0 | 0 | 0 | 0 | 0 | 674199.4289 | 448235 | 0 | 0 | 0 | 0 | 1579614.2659 | 1887550.247 | 0 | 0 | 0 | 0 | 0 | 0 | 0 | 0 | 0 | 0 | 0 | 0 | 0 | 0 | 0 | 0 | 0 | 110274.8197 | 115689.6092 | 0 | 0 | 0 | 0 | 0 | 0 | 0 | 0 | 0 | 0 | 0 | 0 | 0 | 0 | 0 | 0
2016-02-23 21:00 | 0 | 0 | 0 | 0 | 0 | 673386.5581 | 450200 | 0 | 0 | 0 | 0 | 1826127.1042 | 1864223.9669 | 0 | 0 | 0 | 0 | 0 | 0 | 0 | 0 | 0 | 0 | 0 | 0 | 0 | 0 | 0 | 0 | 0 | 246512.8382 | -23326.2801 | 0 | 0 | 0 | 0 | 0 | 0 | 0 | 0 | 0 | 0 | 0 | 0 | 0 | 0 | 0 | 0
2016-02-23 22:00 | 0 | 0 | 0 | 0 | 0 | 634851.7111 | 457914 | 0 | 0 | 0 | 0 | 1887375.206 | 1979913.5761 | 0 | 0 | 0 | 0 | 0 | 0 | 0 | 0 | 0 | 0 | 0 | 0 | 0 | 0 | 0 | 0 | 0 | 61248.1018 | 115689.6092 | 0 | 0 | 0 | 0 | 0 | 0 | 0 | 0 | 0 | 0 | 0 | 0 | 0 | 0 | 0 | 0
2016-02-23 23:00 | 0 | 0 | 0 | 0 | 0 | 453583.135 | 470990 | 0 | 0 | 0 | 0 | 1985657.9503 | 1864223.9669 | 0 | 0 | 0 | 0 | 0 | 0 | 0 | 0 | 0 | 0 | 0 | 0 | 0 | 0 | 0 | 0 | 0 | 98282.7442 | -115689.6092 | 0 | 0 | 0 | 0 | 0 | 0 | 0 | 0 | 0 | 0 | 0 | 0 | 0 | 0 | 0 | 0
2016-02-24 | 0 | 0 | 0 | 0 | 247435.0771 | 101746.6939 | 480005 | 0 | 0 | 0 | 0 | 1739145.112 | 1979913.5761 | 0 | 0 | 0 | 0 | 0 | 0 | 0 | 0 | 0 | 0 | 0 | 0 | 0 | 0 | 0 | 0 | 0 | -246512.8382 | 115689.6092 | 0 | 0 | 0 | 0 | 0 | 0 | 0 | 0 | 0 | 0 | 0 | 0 | 0 | 0 | 0 | 0
2016-02-24 01:00 | 0 | 0 | 0 | 0 | 645233.9547 | 59.6408 | 478026 | 0 | 0 | 0 | 0 | 1790723.0983 | 2095603.1854 | 0 | 0 | 0 | 0 | 0 | 0 | 0 | 0 | 0 | 0 | 0 | 0 | 0 | 0 | 0 | 0 | 0 | 51577.9863 | 115689.6092 | 0 | 0 | 0 | 0 | 0 | 0 | 0 | 0 | 0 | 0 | 0 | 0 | 0 | 0 | 0 | 0
2016-02-24 02:00 | 0 | 0 | 0 | 0 | 104974.5525 | 0 | 467177 | 0 | 0 | 0 | 0 | 1544210.26 | 1979913.5761 | 0 | 0 | 0 | 0 | 0 | 0 | 0 | 0 | 0 | 0 | 0 | 0 | 0 | 0 | 0 | 0 | 0 | -246512.8382 | -115689.6092 | 0 | 0 | 0 | 0 | 0 | 0 | 0 | 0 | 0 | 0 | 0 | 0 | 0 | 0 | 0 | 0
2016-02-24 03:00 | 0 | 0 | 0 | 0 | 84336.5525 | 0 | 446539 | 0 | 0 | 0 | 0 | 1297697.4218 | 1864223.9669 | 0 | 0 | 0 | 0 | 0 | 0 | 0 | 0 | 0 | 0 | 0 | 0 | 0 | 0 | 0 | 0 | 0 | -246512.8382 | -115689.6092 | 0 | 0 | 0 | 0 | 0 | 0 | 0 | 0 | 0 | 0 | 0 | 0 | 0 | 0 | 0 | 0
2016-02-24 04:00 | 0 | 0 | 0 | 0 | 537892.707 | 0 | 422370 | 0 | 0 | 0 | 0 | 1528909.738 | 1748534.3577 | 0 | 0 | 0 | 0 | 0 | 0 | 0 | 0 | 0 | 0 | 0 | 0 | 0 | 0 | 0 | 0 | 0 | 231212.3162 | -115689.6092 | 0 | 0 | 0 | 0 | 0 | 0 | 0 | 0 | 0 | 0 | 0 | 0 | 0 | 0 | 0 | 0
2016-02-24 05:00 | 0 | 0 | 0 | 0 | 38667.5525 | 0 | 400870 | 0 | 0 | 0 | 0 | 1282396.8998 | 1632844.7484 | 0 | 0 | 0 | 0 | 0 | 0 | 0 | 0 | 0 | 0 | 0 | 0 | 0 | 0 | 0 | 0 | 0 | -246512.8382 | -115689.6092 | 0 | 0 | 0 | 0 | 0 | 0 | 0 | 0 | 0 | 0 | 0 | 0 | 0 | 0 | 0 | 0
2016-02-24 06:00 | 0 | 0 | 0 | 0 | 23669.5525 | 0 | 385872 | 0 | 0 | 0 | 0 | 1035884.0615 | 1517155.1392 | 0 | 0 | 0 | 0 | 0 | 0 | 0 | 0 | 0 | 0 | 0 | 0 | 0 | 0 | 0 | 0 | 0 | -246512.8382 | -115689.6092 | 0 | 0 | 0 | 0 | 0 | 0 | 0 | 0 | 0 | 0 | 0 | 0 | 0 | 0 | 0 | 0
2016-02-24 07:00 | 0 | 0 | 0 | 0 | 533756.17 | 0 | 376535 | 0 | 0 | 0 | 0 | 1067981.0697 | 1632844.7484 | 0 | 0 | 0 | 0 | 0 | 0 | 0 | 9434.5525 | 0 | 0 | 0 | 0 | 0 | 0 | 0 | 0 | 0 | 32097.0082 | 115689.6092 | 0 | 0 | 0 | 0 | 0 | 0 | 0 | 0 | 0 | 9434.5525 | 0 | 0 | 0 | 0 | 0 | 0
2016-02-24 08:00 | 0 | 0 | 0 | 0 | 0 | 0 | 371637 | 0 | 0 | 0 | 0 | 821468.2315 | 1517155.1392 | 0 | 0 | 0 | 0 | 0 | 0 | 0 | 0 | 0 | 0 | 0 | 0 | 0 | 0 | 0 | 0 | 0 | -246512.8382 | -115689.6092 | 0 | 0 | 0 | 0 | 0 | 0 | 0 | 0 | 0 | -9434.5525 | 0 | 0 | 0 | 0 | 0 | 0
2016-02-24 09:00 | 0 | 0 | 0 | 0 | 242263.771 | 0 | 373087 | 0 | 0 | 0 | 0 | 574955.3933 | 1632844.7484 | 0 | 0 | 0 | 0 | 0 | 0 | 0 | 0 | 0 | 0 | 0 | 0 | 0 | 0 | 0 | 0 | 0 | -246512.8382 | 115689.6092 | 0 | 0 | 0 | 0 | 0 | 0 | 0 | 0 | 0 | 0 | 0 | 0 | 0 | 0 | 0 | 0
2016-02-24 10:00 | 0 | 0 | 0 | 0 | 541964.6576 | 0 | 385851 | 0 | 0 | 0 | 0 | 821468.2315 | 1542445.5678 | 0 | 0 | 0 | 0 | 0 | 0 | 0 | 0 | 0 | 0 | 0 | 0 | 0 | 0 | 0 | 0 | 0 | 246512.8382 | -90399.1806 | 0 | 0 | 0 | 0 | 0 | 0 | 0 | 0 | 0 | 0 | 0 | 0 | 0 | 0 | 0 | 0
2016-02-24 11:00 | 0 | 0 | 0 | 0 | 55000.5525 | 0 | 417203 | 0 | 0 | 0 | 0 | 574955.3933 | 1426755.9586 | 0 | 0 | 0 | 0 | 0 | 0 | 0 | 0 | 0 | 0 | 0 | 0 | 0 | 0 | 0 | 0 | 0 | -246512.8382 | -115689.6092 | 0 | 0 | 0 | 0 | 0 | 0 | 0 | 0 | 0 | 0 | 0 | 0 | 0 | 0 | 0 | 0
2016-02-24 12:00 | 0 | 0 | 0 | 0 | 316173.771 | 0 | 446997 | 0 | 0 | 0 | 0 | 328442.555 | 1542445.5678 | 0 | 0 | 0 | 0 | 0 | 0 | 0 | 0 | 0 | 0 | 0 | 0 | 0 | 0 | 0 | 0 | 0 | -246512.8382 | 115689.6092 | 0 | 0 | 0 | 0 | 0 | 0 | 0 | 0 | 0 | 0 | 0 | 0 | 0 | 0 | 0 | 0
2016-02-24 13:00 | 0 | 0 | 0 | 0 | 498032.9191 | 4750.3557 | 458516 | 0 | 0 | 0 | 0 | 457605.7237 | 1426755.9586 | 0 | 0 | 0 | 0 | 0 | 0 | 0 | 30793.7153 | 0 | 0 | 0 | 0 | 0 | 0 | 0 | 0 | 0 | 129163.1687 | -115689.6092 | 0 | 0 | 0 | 0 | 0 | 0 | 0 | 0 | 0 | 30793.7153 | 0 | 0 | 0 | 0 | 0 | 0
2016-02-24 14:00 | 0 | 0 | 0 | 0 | 0 | 319863.0399 | 463168 | 0 | 0 | 0 | 0 | 460784.0882 | 1311066.3493 | 0 | 0 | 0 | 0 | 0 | 0 | 0 | 0 | 0 | 0 | 0 | 0 | 0 | 0 | 0 | 0 | 0 | 3178.3644 | -115689.6092 | 0 | 0 | 0 | 0 | 0 | 0 | 0 | 0 | 0 | -30793.7153 | 0 | 0 | 0 | 0 | 0 | 0
2016-02-24 15:00 | 0 | 0 | 0 | 0 | 93971.1782 | 734606.2693 | 466375 | 0 | 0 | 0 | 0 | 707296.9264 | 1426755.9586 | 0 | 0 | 0 | 0 | 0 | 0 | 0 | 0 | 0 | 0 | 0 | 0 | 0 | 0 | 0 | 0 | 0 | 246512.8382 | 115689.6092 | 0 | 0 | 0 | 0 | 0 | 0 | 0 | 0 | 0 | 0 | 0 | 0 | 0 | 0 | 0 | 0
2016-02-24 16:00 | 0 | 0 | 0 | 0 | 0 | 809099.693 | 465391 | 0 | 0 | 0 | 0 | 935316.0102 | 1542445.5678 | 0 | 0 | 0 | 0 | 0 | 0 | 0 | 0 | 0 | 0 | 0 | 0 | 0 | 0 | 0 | 0 | 0 | 228019.0838 | 115689.6092 | 0 | 0 | 0 | 0 | 0 | 0 | 0 | 0 | 0 | 0 | 0 | 0 | 0 | 0 | 0 | 0
2016-02-24 17:00 | 0 | 0 | 0 | 0 | 0 | 804561.0171 | 460966 | 0 | 0 | 0 | 0 | 1163221.418 | 1658135.177 | 0 | 0 | 0 | 0 | 0 | 0 | 0 | 0 | 0 | 0 | 0 | 0 | 0 | 0 | 0 | 0 | 0 | 227905.4078 | 115689.6092 | 0 | 0 | 0 | 0 | 0 | 0 | 0 | 0 | 0 | 0 | 0 | 0 | 0 | 0 | 0 | 0
2016-02-24 18:00 | 0 | 0 | 0 | 0 | 0 | 782516.1095 | 456504 | 0 | 0 | 0 | 0 | 1373543.9183 | 1773824.7863 | 0 | 0 | 0 | 0 | 0 | 0 | 0 | 0 | 0 | 0 | 0 | 0 | 0 | 0 | 0 | 0 | 0 | 210322.5003 | 115689.6092 | 0 | 0 | 0 | 0 | 0 | 0 | 0 | 0 | 0 | 0 | 0 | 0 | 0 | 0 | 0 | 0
2016-02-24 19:00 | 0 | 0 | 0 | 0 | 0 | 769482.7357 | 451870 | 0 | 0 | 0 | 0 | 1620056.7565 | 1844924.6838 | 0 | 0 | 0 | 0 | 0 | 0 | 0 | 0 | 0 | 0 | 0 | 0 | 0 | 0 | 0 | 0 | 0 | 246512.8382 | 71099.8975 | 0 | 0 | 0 | 0 | 0 | 0 | 0 | 0 | 0 | 0 | 0 | 0 | 0 | 0 | 0 | 0
2016-02-24 20:00 | 0 | 0 | 0 | 0 | 31780.3658 | 777844.0817 | 447422 | 0 | 0 | 0 | 0 | 1866569.5948 | 1960614.293 | 0 | 0 | 0 | 0 | 0 | 0 | 0 | 0 | 0 | 0 | 0 | 0 | 0 | 0 | 0 | 0 | 0 | 246512.8382 | 115689.6092 | 0 | 0 | 0 | 0 | 0 | 0 | 0 | 0 | 0 | 0 | 0 | 0 | 0 | 0 | 0 | 0
2016-02-24 21:00 | 0 | 0 | 0 | 0 | 0 | 786516.0041 | 447402 | 0 | 0 | 0 | 0 | 2113082.433 | 2053215.4589 | 0 | 0 | 0 | 0 | 0 | 0 | 0 | 0 | 0 | 0 | 0 | 0 | 0 | 0 | 0 | 0 | 0 | 246512.8382 | 92601.1659 | 0 | 0 | 0 | 0 | 0 | 0 | 0 | 0 | 0 | 0 | 0 | 0 | 0 | 0 | 0 | 0
2016-02-24 22:00 | 0 | 0 | 0 | 0 | 0 | 752197.0995 | 453275 | 0 | 0 | 0 | 0 | 2296314.9233 | 2168905.0681 | 0 | 0 | 0 | 0 | 0 | 0 | 0 | 0 | 0 | 0 | 0 | 0 | 0 | 0 | 0 | 0 | 0 | 183232.4903 | 115689.6092 | 0 | 0 | 0 | 0 | 0 | 0 | 0 | 0 | 0 | 0 | 0 | 0 | 0 | 0 | 0 | 0
2016-02-24 23:00 | 0 | 0 | 0 | 0 | 0 | 528771.2284 | 464896 | 0 | 0 | 0 | 0 | 2475879.7609 | 2053215.4589 | 0 | 0 | 0 | 0 | 0 | 0 | 0 | 0 | 0 | 0 | 0 | 0 | 0 | 0 | 0 | 0 | 0 | 179564.8376 | -115689.6092 | 0 | 0 | 0 | 0 | 0 | 0 | 0 | 0 | 0 | 0 | 0 | 0 | 0 | 0 | 0 | 0
2016-02-25 | 0 | 0 | 0 | 0 | 0 | 122069.0455 | 474305 | 0 | 0 | 0 | 0 | 2229366.9227 | 1947492.3426 | 0 | 0 | 0 | 0 | 0 | 0 | 0 | 0 | 0 | 0 | 0 | 0 | 0 | 0 | 0 | 0 | 0 | -246512.8382 | -105723.1163 | 0 | 0 | 0 | 0 | 0 | 0 | 0 | 0 | 0 | 0 | 0 | 0 | 0 | 0 | 0 | 0
2016-02-25 01:00 | 0 | 0 | 0 | 0 | 342896.2548 | 88.5162 | 473808 | 0 | 0 | 0 | 0 | 1982854.0845 | 2063181.9518 | 0 | 0 | 0 | 0 | 0 | 0 | 0 | 0 | 0 | 0 | 0 | 0 | 0 | 0 | 0 | 0 | 0 | -246512.8382 | 115689.6092 | 0 | 0 | 0 | 0 | 0 | 0 | 0 | 0 | 0 | 0 | 0 | 0 | 0 | 0 | 0 | 0
2016-02-25 02:00 | 0 | 0 | 0 | 0 | 620185.198 | 0 | 464981 | 0 | 0 | 0 | 0 | 2022368.6732 | 2178871.561 | 0 | 0 | 0 | 0 | 0 | 0 | 0 | 0 | 0 | 0 | 0 | 0 | 0 | 0 | 0 | 0 | 0 | 39514.5888 | 115689.6092 | 0 | 0 | 0 | 0 | 0 | 0 | 0 | 0 | 0 | 0 | 0 | 0 | 0 | 0 | 0 | 0
2016-02-25 03:00 | 0 | 0 | 0 | 0 | 84802.5525 | 0 | 447005 | 0 | 0 | 0 | 0 | 1775855.835 | 2063181.9518 | 0 | 0 | 0 | 0 | 0 | 0 | 0 | 0 | 0 | 0 | 0 | 0 | 0 | 0 | 0 | 0 | 0 | -246512.8382 | -115689.6092 | 0 | 0 | 0 | 0 | 0 | 0 | 0 | 0 | 0 | 0 | 0 | 0 | 0 | 0 | 0 | 0
2016-02-25 04:00 | 0 | 0 | 0 | 0 | 61575.5525 | 0 | 423778 | 0 | 0 | 0 | 0 | 1529342.9967 | 1947492.3426 | 0 | 0 | 0 | 0 | 0 | 0 | 0 | 0 | 0 | 0 | 0 | 0 | 0 | 0 | 0 | 0 | 0 | -246512.8382 | -115689.6092 | 0 | 0 | 0 | 0 | 0 | 0 | 0 | 0 | 0 | 0 | 0 | 0 | 0 | 0 | 0 | 0
2016-02-25 05:00 | 0 | 0 | 0 | 0 | 572749.7941 | 0 | 403872 | 0 | 0 | 0 | 0 | 1582531.1816 | 2063181.9518 | 0 | 0 | 0 | 0 | 0 | 0 | 0 | 0 | 0 | 0 | 0 | 0 | 0 | 0 | 0 | 0 | 0 | 53188.1849 | 115689.6092 | 0 | 0 | 0 | 0 | 0 | 0 | 0 | 0 | 0 | 0 | 0 | 0 | 0 | 0 | 0 | 0
2016-02-25 06:00 | 0 | 0 | 0 | 0 | 28473.5525 | 0 | 390676 | 0 | 0 | 0 | 0 | 1336018.3434 | 1947492.3426 | 0 | 0 | 0 | 0 | 0 | 0 | 0 | 0 | 0 | 0 | 0 | 0 | 0 | 0 | 0 | 0 | 0 | -246512.8382 | -115689.6092 | 0 | 0 | 0 | 0 | 0 | 0 | 0 | 0 | 0 | 0 | 0 | 0 | 0 | 0 | 0 | 0
2016-02-25 07:00 | 0 | 0 | 0 | 0 | 20002.5525 | 0 | 382205 | 0 | 0 | 0 | 0 | 1089505.5051 | 1831802.7333 | 0 | 0 | 0 | 0 | 0 | 0 | 0 | 0 | 0 | 0 | 0 | 0 | 0 | 0 | 0 | 0 | 0 | -246512.8382 | -115689.6092 | 0 | 0 | 0 | 0 | 0 | 0 | 0 | 0 | 0 | 0 | 0 | 0 | 0 | 0 | 0 | 0
2016-02-25 08:00 | 0 | 0 | 0 | 0 | 536339.9979 | 0 | 378974 | 0 | 0 | 0 | 0 | 1131181.8938 | 1947492.3426 | 0 | 0 | 0 | 0 | 0 | 0 | 0 | 0 | 0 | 0 | 0 | 0 | 0 | 0 | 0 | 0 | 0 | 41676.3887 | 115689.6092 | 0 | 0 | 0 | 0 | 0 | 0 | 0 | 0 | 0 | 0 | 0 | 0 | 0 | 0 | 0 | 0
2016-02-25 09:00 | 0 | 0 | 0 | 0 | 20585.5525 | 0 | 382788 | 0 | 0 | 0 | 0 | 884669.0556 | 1831802.7333 | 0 | 0 | 0 | 0 | 0 | 0 | 0 | 0 | 0 | 0 | 0 | 0 | 0 | 0 | 0 | 0 | 0 | -246512.8382 | -115689.6092 | 0 | 0 | 0 | 0 | 0 | 0 | 0 | 0 | 0 | 0 | 0 | 0 | 0 | 0 | 0 | 0
2016-02-25 10:00 | 0 | 0 | 0 | 0 | 35410.5525 | 0 | 397613 | 0 | 0 | 0 | 0 | 638156.2173 | 1716113.1241 | 0 | 0 | 0 | 0 | 0 | 0 | 0 | 0 | 0 | 0 | 0 | 0 | 0 | 0 | 0 | 0 | 0 | -246512.8382 | -115689.6092 | 0 | 0 | 0 | 0 | 0 | 0 | 0 | 0 | 0 | 0 | 0 | 0 | 0 | 0 | 0 | 0
2016-02-25 11:00 | 0 | 0 | 0 | 0 | 486343.7895 | 0 | 430734 | 0 | 0 | 0 | 0 | 809455.6161 | 1600423.5149 | 0 | 0 | 0 | 0 | 0 | 0 | 0 | 0 | 0 | 0 | 0 | 0 | 0 | 0 | 0 | 0 | 0 | 171299.3988 | -115689.6092 | 0 | 0 | 0 | 0 | 0 | 0 | 0 | 0 | 0 | 0 | 0 | 0 | 0 | 0 | 0 | 0
2016-02-25 12:00 | 0 | 0 | 0 | 0 | 329224.771 | 0 | 460048 | 0 | 0 | 0 | 0 | 562942.7779 | 1716113.1241 | 0 | 0 | 0 | 0 | 0 | 0 | 0 | 0 | 0 | 0 | 0 | 0 | 0 | 0 | 0 | 0 | 0 | -246512.8382 | 115689.6092 | 0 | 0 | 0 | 0 | 0 | 0 | 0 | 0 | 0 | 0 | 0 | 0 | 0 | 0 | 0 | 0
2016-02-25 13:00 | 0 | 0 | 0 | 0 | 402701.5743 | 5079.3756 | 469454 | 0 | 0 | 0 | 0 | 616959.3371 | 1600423.5149 | 0 | 0 | 0 | 0 | 0 | 0 | 0 | 0 | 0 | 0 | 0 | 0 | 0 | 0 | 0 | 0 | 0 | 54016.5592 | -115689.6092 | 0 | 0 | 0 | 0 | 0 | 0 | 0 | 0 | 0 | 0 | 0 | 0 | 0 | 0 | 0 | 0
2016-02-25 14:00 | 0 | 0 | 0 | 0 | 0 | 316583.3302 | 469941 | 0 | 0 | 0 | 0 | 579291.2765 | 1484733.9056 | 0 | 0 | 0 | 0 | 0 | 0 | 0 | 0 | 0 | 0 | 0 | 0 | 0 | 0 | 0 | 0 | 0 | -37668.0605 | -115689.6092 | 0 | 0 | 0 | 0 | 0 | 0 | 0 | 0 | 0 | 0 | 0 | 0 | 0 | 0 | 0 | 0
2016-02-25 15:00 | 0 | 0 | 0 | 0 | 48912.7428 | 782288.7047 | 468999 | 0 | 0 | 0 | 0 | 825804.1148 | 1600423.5149 | 0 | 0 | 0 | 0 | 0 | 0 | 0 | 0 | 0 | 0 | 0 | 0 | 0 | 0 | 0 | 0 | 0 | 246512.8382 | 115689.6092 | 0 | 0 | 0 | 0 | 0 | 0 | 0 | 0 | 0 | 0 | 0 | 0 | 0 | 0 | 0 | 0
2016-02-25 16:00 | 0 | 0 | 0 | 0 | 0 | 832953.2232 | 464064 | 0 | 0 | 0 | 0 | 1072316.953 | 1716113.1241 | 0 | 0 | 0 | 0 | 0 | 0 | 0 | 6686.7757 | 0 | 0 | 0 | 0 | 0 | 0 | 0 | 0 | 0 | 246512.8382 | 115689.6092 | 0 | 0 | 0 | 0 | 0 | 0 | 0 | 0 | 0 | 6686.7757 | 0 | 0 | 0 | 0 | 0 | 0
2016-02-25 17:00 | 0 | 0 | 0 | 0 | 0 | 807172.7348 | 457790 | 0 | 0 | 0 | 0 | 1281903.139 | 1831802.7333 | 0 | 0 | 0 | 0 | 0 | 0 | 0 | 30793.7153 | 0 | 0 | 0 | 0 | 0 | 0 | 0 | 0 | 0 | 209586.186 | 115689.6092 | 0 | 0 | 0 | 0 | 0 | 0 | 0 | 0 | 0 | 24106.9396 | 0 | 0 | 0 | 0 | 0 | 0
2016-02-25 18:00 | 0 | 0 | 0 | 0 | 0 | 780452.0761 | 452895 | 0 | 0 | 0 | 0 | 1528415.9773 | 1943640.6865 | 0 | 0 | 0 | 0 | 0 | 0 | 0 | 0 | 0 | 0 | 0 | 0 | 0 | 0 | 0 | 0 | 0 | 246512.8382 | 111837.9532 | 0 | 0 | 0 | 0 | 0 | 0 | 0 | 0 | 0 | -30793.7153 | 0 | 0 | 0 | 0 | 0 | 0
2016-02-25 19:00 | 0 | 0 | 0 | 0 | 0 | 766694.3803 | 449327 | 0 | 0 | 0 | 0 | 1774928.8155 | 2014495.2286 | 0 | 0 | 0 | 0 | 0 | 0 | 0 | 0 | 0 | 0 | 0 | 0 | 0 | 0 | 0 | 0 | 0 | 246512.8382 | 70854.5421 | 0 | 0 | 0 | 0 | 0 | 0 | 0 | 0 | 0 | 0 | 0 | 0 | 0 | 0 | 0 | 0
2016-02-25 20:00 | 0 | 0 | 0 | 0 | 33644.9409 | 775980.5066 | 447423 | 0 | 0 | 0 | 0 | 2021441.6538 | 2130184.8378 | 0 | 0 | 0 | 0 | 0 | 0 | 0 | 0 | 0 | 0 | 0 | 0 | 0 | 0 | 0 | 0 | 0 | 246512.8382 | 115689.6092 | 0 | 0 | 0 | 0 | 0 | 0 | 0 | 0 | 0 | 0 | 0 | 0 | 0 | 0 | 0 | 0
2016-02-25 21:00 | 0 | 0 | 0 | 0 | 0 | 791339.487 | 449033 | 0 | 0 | 0 | 0 | 2267954.492 | 2225978.4866 | 0 | 0 | 0 | 0 | 0 | 0 | 0 | 0 | 0 | 0 | 0 | 0 | 0 | 0 | 0 | 0 | 0 | 246512.8382 | 95793.6488 | 0 | 0 | 0 | 0 | 0 | 0 | 0 | 0 | 0 | 0 | 0 | 0 | 0 | 0 | 0 | 0
2016-02-25 22:00 | 0 | 0 | 0 | 0 | 0 | 750184.6817 | 456517 | 0 | 0 | 0 | 0 | 2514467.3303 | 2273133.3301 | 0 | 0 | 0 | 0 | 0 | 0 | 0 | 0 | 0 | 0 | 0 | 0 | 0 | 0 | 0 | 0 | 0 | 246512.8382 | 47154.8435 | 0 | 0 | 0 | 0 | 0 | 0 | 0 | 0 | 0 | 0 | 0 | 0 | 0 | 0 | 0 | 0
2016-02-25 23:00 | 0 | 0 | 0 | 0 | 0 | 553001.6949 | 472070 | 0 | 0 | 0 | 0 | 2711088.6344 | 2157443.7209 | 0 | 0 | 0 | 0 | 0 | 0 | 0 | 0 | 0 | 0 | 0 | 0 | 0 | 0 | 0 | 0 | 0 | 196621.3041 | -115689.6092 | 0 | 0 | 0 | 0 | 0 | 0 | 0 | 0 | 0 | 0 | 0 | 0 | 0 | 0 | 0 | 0
2016-02-26 | 0 | 0 | 0 | 0 | 0 | 136892.3411 | 484445 | 0 | 0 | 0 | 0 | 2464575.7961 | 2056403.9002 | 0 | 0 | 0 | 0 | 0 | 0 | 0 | 0 | 0 | 0 | 0 | 0 | 0 | 0 | 0 | 0 | 0 | -246512.8382 | -101039.8207 | 0 | 0 | 0 | 0 | 0 | 0 | 0 | 0 | 0 | 0 | 0 | 0 | 0 | 0 | 0 | 0
2016-02-26 01:00 | 0 | 0 | 0 | 0 | 291059.6132 | 109.0514 | 486525 | 0 | 0 | 0 | 0 | 2218062.9579 | 2107560.403 | 0 | 0 | 0 | 0 | 0 | 0 | 0 | 0 | 0 | 0 | 0 | 0 | 0 | 0 | 0 | 0 | 0 | -246512.8382 | 51156.5028 | 0 | 0 | 0 | 0 | 0 | 0 | 0 | 0 | 0 | 0 | 0 | 0 | 0 | 0 | 0 | 0
2016-02-26 02:00 | 0 | 0 | 0 | 0 | 115941.5525 | 0 | 478144 | 0 | 0 | 0 | 0 | 1971550.1196 | 1991870.7937 | 0 | 0 | 0 | 0 | 0 | 0 | 0 | 0 | 0 | 0 | 0 | 0 | 0 | 0 | 0 | 0 | 0 | -246512.8382 | -115689.6092 | 0 | 0 | 0 | 0 | 0 | 0 | 0 | 0 | 0 | 0 | 0 | 0 | 0 | 0 | 0 | 0
2016-02-26 03:00 | 0 | 0 | 0 | 0 | 327684.7562 | 0 | 462233 | 0 | 0 | 0 | 0 | 1952691.4851 | 1876181.1845 | 0 | 0 | 0 | 0 | 0 | 0 | 0 | 0 | 0 | 0 | 0 | 0 | 0 | 0 | 0 | 0 | 0 | -18858.6346 | -115689.6092 | 0 | 0 | 0 | 0 | 0 | 0 | 0 | 0 | 0 | 0 | 0 | 0 | 0 | 0 | 0 | 0
2016-02-26 04:00 | 0 | 0 | 0 | 0 | 78091.5525 | 0 | 440294 | 0 | 0 | 0 | 0 | 1706178.6468 | 1760491.5753 | 0 | 0 | 0 | 0 | 0 | 0 | 0 | 0 | 0 | 0 | 0 | 0 | 0 | 0 | 0 | 0 | 0 | -246512.8382 | -115689.6092 | 0 | 0 | 0 | 0 | 0 | 0 | 0 | 0 | 0 | 0 | 0 | 0 | 0 | 0 | 0 | 0
2016-02-26 05:00 | 0 | 0 | 0 | 0 | 371039.8338 | 0 | 420829 | 0 | 0 | 0 | 0 | 1509906.1561 | 1876181.1845 | 0 | 0 | 0 | 0 | 0 | 0 | 0 | 30793.7153 | 0 | 0 | 0 | 0 | 0 | 0 | 0 | 0 | 0 | -196272.4907 | 115689.6092 | 0 | 0 | 0 | 0 | 0 | 0 | 0 | 0 | 0 | 30793.7153 | 0 | 0 | 0 | 0 | 0 | 0
2016-02-26 06:00 | 0 | 0 | 0 | 0 | 15911.8372 | 0 | 408908 | 0 | 0 | 0 | 0 | 1263393.3179 | 1760491.5753 | 0 | 0 | 0 | 0 | 0 | 0 | 0 | 0 | 0 | 0 | 0 | 0 | 0 | 0 | 0 | 0 | 0 | -246512.8382 | -115689.6092 | 0 | 0 | 0 | 0 | 0 | 0 | 0 | 0 | 0 | -30793.7153 | 0 | 0 | 0 | 0 | 0 | 0
2016-02-26 07:00 | 0 | 0 | 0 | 0 | 39778.5525 | 0 | 401981 | 0 | 0 | 0 | 0 | 1016880.4796 | 1644801.966 | 0 | 0 | 0 | 0 | 0 | 0 | 0 | 0 | 0 | 0 | 0 | 0 | 0 | 0 | 0 | 0 | 0 | -246512.8382 | -115689.6092 | 0 | 0 | 0 | 0 | 0 | 0 | 0 | 0 | 0 | 0 | 0 | 0 | 0 | 0 | 0 | 0
2016-02-26 08:00 | 0 | 0 | 0 | 0 | 477515.3931 | 0 | 400044 | 0 | 0 | 0 | 0 | 978662.2635 | 1760491.5753 | 0 | 0 | 0 | 0 | 0 | 0 | 0 | 0 | 0 | 0 | 0 | 0 | 0 | 0 | 0 | 0 | 0 | -38218.2161 | 115689.6092 | 0 | 0 | 0 | 0 | 0 | 0 | 0 | 0 | 0 | 0 | 0 | 0 | 0 | 0 | 0 | 0
2016-02-26 09:00 | 0 | 0 | 0 | 0 | 42122.5525 | 0 | 404325 | 0 | 0 | 0 | 0 | 732149.4253 | 1644801.966 | 0 | 0 | 0 | 0 | 0 | 0 | 0 | 0 | 0 | 0 | 0 | 0 | 0 | 0 | 0 | 0 | 0 | -246512.8382 | -115689.6092 | 0 | 0 | 0 | 0 | 0 | 0 | 0 | 0 | 0 | 0 | 0 | 0 | 0 | 0 | 0 | 0
2016-02-26 10:00 | 0 | 0 | 0 | 0 | 136817.0501 | 0 | 419789 | 0 | 0 | 0 | 0 | 564867.0846 | 1529112.3568 | 0 | 0 | 0 | 0 | 0 | 0 | 0 | 0 | 0 | 0 | 0 | 0 | 0 | 0 | 0 | 0 | 0 | -167282.3406 | -115689.6092 | 0 | 0 | 0 | 0 | 0 | 0 | 0 | 0 | 0 | 0 | 0 | 0 | 0 | 0 | 0 | 0
2016-02-26 11:00 | 0 | 0 | 0 | 0 | 512795.7789 | 0 | 453147 | 0 | 0 | 0 | 0 | 508826.2543 | 1644801.966 | 0 | 0 | 0 | 0 | 0 | 0 | 0 | 0 | 0 | 0 | 0 | 0 | 0 | 0 | 0 | 0 | 0 | -56040.8304 | 115689.6092 | 0 | 0 | 0 | 0 | 0 | 0 | 0 | 0 | 0 | 0 | 0 | 0 | 0 | 0 | 0 | 0
2016-02-26 12:00 | 0 | 0 | 0 | 0 | 118763.5525 | 0 | 480966 | 0 | 0 | 0 | 0 | 262313.416 | 1529112.3568 | 0 | 0 | 0 | 0 | 0 | 0 | 0 | 0 | 0 | 0 | 0 | 0 | 0 | 0 | 0 | 0 | 0 | -246512.8382 | -115689.6092 | 0 | 0 | 0 | 0 | 0 | 0 | 0 | 0 | 0 | 0 | 0 | 0 | 0 | 0 | 0 | 0
2016-02-26 13:00 | 0 | 0 | 0 | 0 | 479923.7667 | 7333.1046 | 487257 | 0 | 0 | 0 | 0 | 378002.8966 | 1413422.7476 | 0 | 0 | 0 | 0 | 0 | 0 | 0 | 0 | 0 | 0 | 0 | 0 | 0 | 0 | 0 | 0 | 0 | 115689.4806 | -115689.6092 | 0 | 0 | 0 | 0 | 0 | 0 | 0 | 0 | 0 | 0 | 0 | 0 | 0 | 0 | 0 | 0
2016-02-26 14:00 | 0 | 0 | 0 | 0 | 266624.753 | 338086.4955 | 482161 | 0 | 0 | 0 | 0 | 384863.5358 | 1529112.3568 | 0 | 0 | 0 | 0 | 0 | 0 | 0 | 0 | 0 | 0 | 0 | 0 | 0 | 0 | 0 | 0 | 0 | 6860.6392 | 115689.6092 | 0 | 0 | 0 | 0 | 0 | 0 | 0 | 0 | 0 | 0 | 0 | 0 | 0 | 0 | 0 | 0
2016-02-26 15:00 | 0 | 0 | 0 | 0 | 0 | 748337.4438 | 474541 | 0 | 0 | 0 | 0 | 631376.3741 | 1556395.9623 | 0 | 0 | 0 | 0 | 0 | 0 | 0 | 0 | 0 | 0 | 0 | 0 | 0 | 0 | 0 | 0 | 0 | 246512.8382 | 27283.6055 | 0 | 0 | 0 | 0 | 0 | 0 | 0 | 0 | 0 | 0 | 0 | 0 | 0 | 0 | 0 | 0
2016-02-26 16:00 | 0 | 0 | 0 | 0 | 0 | 797378.7796 | 465184 | 0 | 0 | 0 | 0 | 847881.5444 | 1672085.5716 | 0 | 0 | 0 | 0 | 0 | 0 | 0 | 0 | 0 | 0 | 0 | 0 | 0 | 0 | 0 | 0 | 0 | 216505.1704 | 115689.6092 | 0 | 0 | 0 | 0 | 0 | 0 | 0 | 0 | 0 | 0 | 0 | 0 | 0 | 0 | 0 | 0
2016-02-26 17:00 | 0 | 0 | 0 | 0 | 0 | 782518.4678 | 454966 | 0 | 0 | 0 | 0 | 1094394.3827 | 1753125.2012 | 0 | 0 | 0 | 0 | 0 | 0 | 0 | 0 | 0 | 0 | 0 | 0 | 0 | 0 | 0 | 0 | 0 | 246512.8382 | 81039.6296 | 0 | 0 | 0 | 0 | 0 | 0 | 0 | 0 | 0 | 0 | 0 | 0 | 0 | 0 | 0 | 0
2016-02-26 18:00 | 0 | 0 | 0 | 0 | 0 | 757573.1599 | 445971 | 0 | 0 | 0 | 0 | 1290306.9333 | 1868814.8104 | 0 | 0 | 0 | 0 | 0 | 0 | 0 | 0 | 0 | 0 | 0 | 0 | 0 | 0 | 0 | 0 | 0 | 195912.5507 | 115689.6092 | 0 | 0 | 0 | 0 | 0 | 0 | 0 | 0 | 0 | 0 | 0 | 0 | 0 | 0 | 0 | 0
2016-02-26 19:00 | 0 | 0 | 0 | 0 | 58927.4064 | 742401.0411 | 439126 | 0 | 0 | 0 | 0 | 1536819.7716 | 1984504.4196 | 0 | 0 | 0 | 0 | 0 | 0 | 0 | 0 | 0 | 0 | 0 | 0 | 0 | 0 | 0 | 0 | 0 | 246512.8382 | 115689.6092 | 0 | 0 | 0 | 0 | 0 | 0 | 0 | 0 | 0 | 0 | 0 | 0 | 0 | 0 | 0 | 0
2016-02-26 20:00 | 0 | 0 | 0 | 0 | 48271.2143 | 748121.2332 | 434190 | 0 | 0 | 0 | 0 | 1783332.6098 | 2100194.0288 | 0 | 0 | 0 | 0 | 0 | 0 | 0 | 0 | 0 | 0 | 0 | 0 | 0 | 0 | 0 | 0 | 0 | 246512.8382 | 115689.6092 | 0 | 0 | 0 | 0 | 0 | 0 | 0 | 0 | 0 | 0 | 0 | 0 | 0 | 0 | 0 | 0
2016-02-26 21:00 | 0 | 0 | 0 | 0 | 0 | 755564.1767 | 433274 | 0 | 0 | 0 | 0 | 2029845.448 | 2175971.3673 | 0 | 0 | 0 | 0 | 0 | 0 | 0 | 0 | 0 | 0 | 0 | 0 | 0 | 0 | 0 | 0 | 0 | 246512.8382 | 75777.3384 | 0 | 0 | 0 | 0 | 0 | 0 | 0 | 0 | 0 | 0 | 0 | 0 | 0 | 0 | 0 | 0
2016-02-26 22:00 | 0 | 0 | 0 | 0 | 0 | 713480.3679 | 439688 | 0 | 0 | 0 | 0 | 2187948.2067 | 2291660.9765 | 0 | 0 | 0 | 0 | 0 | 0 | 0 | 0 | 0 | 0 | 0 | 0 | 0 | 0 | 0 | 0 | 0 | 158102.7587 | 115689.6092 | 0 | 0 | 0 | 0 | 0 | 0 | 0 | 0 | 0 | 0 | 0 | 0 | 0 | 0 | 0 | 0
2016-02-26 23:00 | 0 | 0 | 0 | 0 | 0 | 496801.6073 | 454068 | 0 | 0 | 0 | 0 | 2346371.4232 | 2175971.3673 | 0 | 0 | 0 | 0 | 0 | 0 | 0 | 0 | 0 | 0 | 0 | 0 | 0 | 0 | 0 | 0 | 0 | 158423.2165 | -115689.6092 | 0 | 0 | 0 | 0 | 0 | 0 | 0 | 0 | 0 | 0 | 0 | 0 | 0 | 0 | 0 | 0
2016-02-27 | 0 | 0 | 0 | 0 | 1550.1974 | 103466.3551 | 467219 | 0 | 0 | 0 | 0 | 2099858.585 | 2060281.758 | 0 | 0 | 0 | 0 | 0 | 0 | 0 | 0 | 0 | 0 | 0 | 0 | 0 | 0 | 0 | 0 | 0 | -246512.8382 | -115689.6092 | 0 | 0 | 0 | 0 | 0 | 0 | 0 | 0 | 0 | 0 | 0 | 0 | 0 | 0 | 0 | 0
2016-02-27 01:00 | 0 | 0 | 0 | 0 | 420266.0184 | 109.064 | 470275 | 0 | 0 | 0 | 0 | 1934269.0581 | 2175971.3673 | 0 | 0 | 0 | 0 | 0 | 0 | 0 | 0 | 0 | 0 | 0 | 0 | 0 | 0 | 0 | 0 | 0 | -165589.5269 | 115689.6092 | 0 | 0 | 0 | 0 | 0 | 0 | 0 | 0 | 0 | 0 | 0 | 0 | 0 | 0 | 0 | 0
2016-02-27 02:00 | 0 | 0 | 0 | 0 | 103881.5525 | 0 | 466084 | 0 | 0 | 0 | 0 | 1687756.2199 | 2060281.758 | 0 | 0 | 0 | 0 | 0 | 0 | 0 | 0 | 0 | 0 | 0 | 0 | 0 | 0 | 0 | 0 | 0 | -246512.8382 | -115689.6092 | 0 | 0 | 0 | 0 | 0 | 0 | 0 | 0 | 0 | 0 | 0 | 0 | 0 | 0 | 0 | 0
2016-02-27 03:00 | 0 | 0 | 0 | 0 | 92491.5525 | 0 | 454694 | 0 | 0 | 0 | 0 | 1441243.3816 | 1944592.1488 | 0 | 0 | 0 | 0 | 0 | 0 | 0 | 0 | 0 | 0 | 0 | 0 | 0 | 0 | 0 | 0 | 0 | -246512.8382 | -115689.6092 | 0 | 0 | 0 | 0 | 0 | 0 | 0 | 0 | 0 | 0 | 0 | 0 | 0 | 0 | 0 | 0
2016-02-27 04:00 | 0 | 0 | 0 | 0 | 75390.5525 | 0 | 437593 | 0 | 0 | 0 | 0 | 1194730.5434 | 1828902.5396 | 0 | 0 | 0 | 0 | 0 | 0 | 0 | 0 | 0 | 0 | 0 | 0 | 0 | 0 | 0 | 0 | 0 | -246512.8382 | -115689.6092 | 0 | 0 | 0 | 0 | 0 | 0 | 0 | 0 | 0 | 0 | 0 | 0 | 0 | 0 | 0 | 0
2016-02-27 05:00 | 0 | 0 | 0 | 0 | 691900.8197 | 0 | 420905 | 0 | 0 | 0 | 0 | 1350036.7538 | 1944592.1488 | 0 | 0 | 0 | 0 | 0 | 0 | 0 | 0 | 0 | 0 | 0 | 0 | 0 | 0 | 0 | 0 | 0 | 155306.2105 | 115689.6092 | 0 | 0 | 0 | 0 | 0 | 0 | 0 | 0 | 0 | 0 | 0 | 0 | 0 | 0 | 0 | 0
2016-02-27 06:00 | 0 | 0 | 0 | 0 | 47678.5525 | 0 | 409881 | 0 | 0 | 0 | 0 | 1103523.9156 | 1828902.5396 | 0 | 0 | 0 | 0 | 0 | 0 | 0 | 0 | 0 | 0 | 0 | 0 | 0 | 0 | 0 | 0 | 0 | -246512.8382 | -115689.6092 | 0 | 0 | 0 | 0 | 0 | 0 | 0 | 0 | 0 | 0 | 0 | 0 | 0 | 0 | 0 | 0
2016-02-27 07:00 | 0 | 0 | 0 | 0 | 41236.5525 | 0 | 403439 | 0 | 0 | 0 | 0 | 857011.0774 | 1713212.9304 | 0 | 0 | 0 | 0 | 0 | 0 | 0 | 0 | 0 | 0 | 0 | 0 | 0 | 0 | 0 | 0 | 0 | -246512.8382 | -115689.6092 | 0 | 0 | 0 | 0 | 0 | 0 | 0 | 0 | 0 | 0 | 0 | 0 | 0 | 0 | 0 | 0
2016-02-27 08:00 | 0 | 0 | 0 | 0 | 37907.5525 | 0 | 400110 | 0 | 0 | 0 | 0 | 610498.2391 | 1597523.3211 | 0 | 0 | 0 | 0 | 0 | 0 | 0 | 0 | 0 | 0 | 0 | 0 | 0 | 0 | 0 | 0 | 0 | -246512.8382 | -115689.6092 | 0 | 0 | 0 | 0 | 0 | 0 | 0 | 0 | 0 | 0 | 0 | 0 | 0 | 0 | 0 | 0
2016-02-27 09:00 | 0 | 0 | 0 | 0 | 763787.4475 | 0 | 401585 | 0 | 0 | 0 | 0 | 857011.0774 | 1713212.9304 | 0 | 0 | 0 | 0 | 0 | 0 | 0 | 0 | 0 | 0 | 0 | 0 | 0 | 0 | 0 | 0 | 0 | 246512.8382 | 115689.6092 | 0 | 0 | 0 | 0 | 0 | 0 | 0 | 0 | 0 | 0 | 0 | 0 | 0 | 0 | 0 | 0
2016-02-27 10:00 | 0 | 0 | 0 | 0 | 45082.5525 | 0 | 407285 | 0 | 0 | 0 | 0 | 610498.2391 | 1597523.3211 | 0 | 0 | 0 | 0 | 0 | 0 | 0 | 0 | 0 | 0 | 0 | 0 | 0 | 0 | 0 | 0 | 0 | -246512.8382 | -115689.6092 | 0 | 0 | 0 | 0 | 0 | 0 | 0 | 0 | 0 | 0 | 0 | 0 | 0 | 0 | 0 | 0
2016-02-27 11:00 | 0 | 0 | 0 | 0 | 59608.5525 | 0 | 421811 | 0 | 0 | 0 | 0 | 363985.4009 | 1481833.7119 | 0 | 0 | 0 | 0 | 0 | 0 | 0 | 0 | 0 | 0 | 0 | 0 | 0 | 0 | 0 | 0 | 0 | -246512.8382 | -115689.6092 | 0 | 0 | 0 | 0 | 0 | 0 | 0 | 0 | 0 | 0 | 0 | 0 | 0 | 0 | 0 | 0
2016-02-27 12:00 | 0 | 0 | 0 | 0 | 306090.771 | 0 | 436914 | 0 | 0 | 0 | 0 | 117472.5626 | 1597523.3211 | 0 | 0 | 0 | 0 | 0 | 0 | 0 | 0 | 0 | 0 | 0 | 0 | 0 | 0 | 0 | 0 | 0 | -246512.8382 | 115689.6092 | 0 | 0 | 0 | 0 | 0 | 0 | 0 | 0 | 0 | 0 | 0 | 0 | 0 | 0 | 0 | 0
2016-02-27 13:00 | 0 | 0 | 0 | 0 | 720881.4329 | 7291.1502 | 443577 | 0 | 0 | 0 | 0 | 363985.4009 | 1635606.0661 | 0 | 0 | 0 | 0 | 0 | 0 | 0 | 0 | 0 | 0 | 0 | 0 | 0 | 0 | 0 | 0 | 0 | 246512.8382 | 38082.7449 | 0 | 0 | 0 | 0 | 0 | 0 | 0 | 0 | 0 | 0 | 0 | 0 | 0 | 0 | 0 | 0
2016-02-27 14:00 | 0 | 0 | 0 | 0 | 0 | 306068.9874 | 440303 | 0 | 0 | 0 | 0 | 345440.9975 | 1519916.4568 | 0 | 0 | 0 | 0 | 0 | 0 | 0 | 0 | 0 | 0 | 0 | 0 | 0 | 0 | 0 | 0 | 0 | -18544.4034 | -115689.6092 | 0 | 0 | 0 | 0 | 0 | 0 | 0 | 0 | 0 | 0 | 0 | 0 | 0 | 0 | 0 | 0
2016-02-27 15:00 | 0 | 0 | 0 | 0 | 118415.1488 | 675553.2986 | 431766 | 0 | 0 | 0 | 0 | 591953.8357 | 1635606.0661 | 0 | 0 | 0 | 0 | 0 | 0 | 0 | 0 | 0 | 0 | 0 | 0 | 0 | 0 | 0 | 0 | 0 | 246512.8382 | 115689.6092 | 0 | 0 | 0 | 0 | 0 | 0 | 0 | 0 | 0 | 0 | 0 | 0 | 0 | 0 | 0 | 0
2016-02-27 16:00 | 0 | 0 | 0 | 0 | 0 | 752477.0365 | 421204 | 0 | 0 | 0 | 0 | 807537.263 | 1751295.6753 | 0 | 0 | 0 | 0 | 0 | 0 | 0 | 0 | 0 | 0 | 0 | 0 | 0 | 0 | 0 | 0 | 0 | 215583.4273 | 115689.6092 | 0 | 0 | 0 | 0 | 0 | 0 | 0 | 0 | 0 | 0 | 0 | 0 | 0 | 0 | 0 | 0
2016-02-27 17:00 | 0 | 0 | 0 | 0 | 0 | 751457.6394 | 410971 | 0 | 0 | 0 | 0 | 1054050.1012 | 1845269.4765 | 0 | 0 | 0 | 0 | 0 | 0 | 0 | 0 | 0 | 0 | 0 | 0 | 0 | 0 | 0 | 0 | 0 | 246512.8382 | 93973.8012 | 0 | 0 | 0 | 0 | 0 | 0 | 0 | 0 | 0 | 0 | 0 | 0 | 0 | 0 | 0 | 0
2016-02-27 18:00 | 0 | 0 | 0 | 0 | 28775.9493 | 734742.4981 | 401316 | 0 | 0 | 0 | 0 | 1300562.9395 | 1960959.0857 | 0 | 0 | 0 | 0 | 0 | 0 | 0 | 0 | 0 | 0 | 0 | 0 | 0 | 0 | 0 | 0 | 0 | 246512.8382 | 115689.6092 | 0 | 0 | 0 | 0 | 0 | 0 | 0 | 0 | 0 | 0 | 0 | 0 | 0 | 0 | 0 | 0
2016-02-27 19:00 | 0 | 0 | 0 | 0 | 0 | 724297.1727 | 394032 | 0 | 0 | 0 | 0 | 1547075.7777 | 2044711.4202 | 0 | 0 | 0 | 0 | 0 | 0 | 0 | 0 | 0 | 0 | 0 | 0 | 0 | 0 | 0 | 0 | 0 | 246512.8382 | 83752.3345 | 0 | 0 | 0 | 0 | 0 | 0 | 0 | 0 | 0 | 0 | 0 | 0 | 0 | 0 | 0 | 0
2016-02-27 20:00 | 0 | 0 | 0 | 0 | 20673.7034 | 730522.7441 | 388994 | 0 | 0 | 0 | 0 | 1793588.6159 | 2160401.0294 | 0 | 0 | 0 | 0 | 0 | 0 | 0 | 0 | 0 | 0 | 0 | 0 | 0 | 0 | 0 | 0 | 0 | 246512.8382 | 115689.6092 | 0 | 0 | 0 | 0 | 0 | 0 | 0 | 0 | 0 | 0 | 0 | 0 | 0 | 0 | 0 | 0
2016-02-27 21:00 | 0 | 0 | 0 | 0 | 0 | 736981.0418 | 388726 | 0 | 0 | 0 | 0 | 2040101.4542 | 2262143.233 | 0 | 0 | 0 | 0 | 0 | 0 | 0 | 0 | 0 | 0 | 0 | 0 | 0 | 0 | 0 | 0 | 0 | 246512.8382 | 101742.2036 | 0 | 0 | 0 | 0 | 0 | 0 | 0 | 0 | 0 | 0 | 0 | 0 | 0 | 0 | 0 | 0
2016-02-27 22:00 | 0 | 0 | 0 | 0 | 0 | 698520.5998 | 393736 | 0 | 0 | 0 | 0 | 2229196.4448 | 2377832.8422 | 0 | 0 | 0 | 0 | 0 | 0 | 0 | 0 | 0 | 0 | 0 | 0 | 0 | 0 | 0 | 0 | 0 | 189094.9906 | 115689.6092 | 0 | 0 | 0 | 0 | 0 | 0 | 0 | 0 | 0 | 0 | 0 | 0 | 0 | 0 | 0 | 0
2016-02-27 23:00 | 0 | 0 | 0 | 0 | 0 | 513826.7086 | 408718 | 0 | 0 | 0 | 0 | 2218615.5442 | 2493522.4514 | 0 | 0 | 0 | 0 | 0 | 0 | 0 | 0 | 0 | 0 | 0 | 0 | 0 | 0 | 0 | 0 | 0 | -10580.9006 | 115689.6092 | 0 | 0 | 0 | 0 | 0 | 0 | 0 | 0 | 0 | 0 | 0 | 0 | 0 | 0 | 0 | 0
2016-02-28 | 0 | 0 | 0 | 0 | 0 | 134694.1746 | 423181 | 0 | 0 | 0 | 0 | 1972102.7059 | 2451548.4643 | 0 | 0 | 0 | 0 | 0 | 0 | 0 | 0 | 0 | 0 | 0 | 0 | 0 | 0 | 0 | 0 | 0 | -246512.8382 | -41973.9871 | 0 | 0 | 0 | 0 | 0 | 0 | 0 | 0 | 0 | 0 | 0 | 0 | 0 | 0 | 0 | 0
2016-02-28 01:00 | 0 | 0 | 0 | 0 | 64662.565 | 170.9875 | 427036 | 0 | 0 | 0 | 0 | 1725589.8677 | 2335858.8551 | 0 | 0 | 0 | 0 | 0 | 0 | 0 | 0 | 0 | 0 | 0 | 0 | 0 | 0 | 0 | 0 | 0 | -246512.8382 | -115689.6092 | 0 | 0 | 0 | 0 | 0 | 0 | 0 | 0 | 0 | 0 | 0 | 0 | 0 | 0 | 0 | 0
2016-02-28 02:00 | 0 | 0 | 0 | 0 | 62856.5525 | 0 | 425059 | 0 | 0 | 0 | 0 | 1479077.0295 | 2220169.2458 | 0 | 0 | 0 | 0 | 0 | 0 | 0 | 0 | 0 | 0 | 0 | 0 | 0 | 0 | 0 | 0 | 0 | -246512.8382 | -115689.6092 | 0 | 0 | 0 | 0 | 0 | 0 | 0 | 0 | 0 | 0 | 0 | 0 | 0 | 0 | 0 | 0
2016-02-28 03:00 | 0 | 0 | 0 | 0 | 547656.229 | 0 | 416833 | 0 | 0 | 0 | 0 | 1725589.8677 | 2104479.6366 | 0 | 0 | 0 | 0 | 0 | 0 | 0 | 0 | 0 | 0 | 0 | 0 | 0 | 0 | 0 | 0 | 0 | 246512.8382 | -115689.6092 | 0 | 0 | 0 | 0 | 0 | 0 | 0 | 0 | 0 | 0 | 0 | 0 | 0 | 0 | 0 | 0
2016-02-28 04:00 | 0 | 0 | 0 | 0 | 272113.771 | 0 | 402937 | 0 | 0 | 0 | 0 | 1479077.0295 | 2220169.2458 | 0 | 0 | 0 | 0 | 0 | 0 | 0 | 0 | 0 | 0 | 0 | 0 | 0 | 0 | 0 | 0 | 0 | -246512.8382 | 115689.6092 | 0 | 0 | 0 | 0 | 0 | 0 | 0 | 0 | 0 | 0 | 0 | 0 | 0 | 0 | 0 | 0
2016-02-28 05:00 | 0 | 0 | 0 | 0 | 27317.5525 | 0 | 389520 | 0 | 0 | 0 | 0 | 1232564.1912 | 2104479.6366 | 0 | 0 | 0 | 0 | 0 | 0 | 0 | 0 | 0 | 0 | 0 | 0 | 0 | 0 | 0 | 0 | 0 | -246512.8382 | -115689.6092 | 0 | 0 | 0 | 0 | 0 | 0 | 0 | 0 | 0 | 0 | 0 | 0 | 0 | 0 | 0 | 0
2016-02-28 06:00 | 0 | 0 | 0 | 0 | 16812.5525 | 0 | 379015 | 0 | 0 | 0 | 0 | 986051.353 | 1988790.0274 | 0 | 0 | 0 | 0 | 0 | 0 | 0 | 0 | 0 | 0 | 0 | 0 | 0 | 0 | 0 | 0 | 0 | -246512.8382 | -115689.6092 | 0 | 0 | 0 | 0 | 0 | 0 | 0 | 0 | 0 | 0 | 0 | 0 | 0 | 0 | 0 | 0
2016-02-28 07:00 | 0 | 0 | 0 | 0 | 9998.5525 | 0 | 372201 | 0 | 0 | 0 | 0 | 739538.5147 | 1873100.4181 | 0 | 0 | 0 | 0 | 0 | 0 | 0 | 0 | 0 | 0 | 0 | 0 | 0 | 0 | 0 | 0 | 0 | -246512.8382 | -115689.6092 | 0 | 0 | 0 | 0 | 0 | 0 | 0 | 0 | 0 | 0 | 0 | 0 | 0 | 0 | 0 | 0
2016-02-28 08:00 | 0 | 0 | 0 | 0 | 730788.4475 | 0 | 368586 | 0 | 0 | 0 | 0 | 986051.353 | 1988790.0274 | 0 | 0 | 0 | 0 | 0 | 0 | 0 | 0 | 0 | 0 | 0 | 0 | 0 | 0 | 0 | 0 | 0 | 246512.8382 | 115689.6092 | 0 | 0 | 0 | 0 | 0 | 0 | 0 | 0 | 0 | 0 | 0 | 0 | 0 | 0 | 0 | 0
2016-02-28 09:00 | 0 | 0 | 0 | 0 | 6728.5525 | 0 | 368931 | 0 | 0 | 0 | 0 | 739538.5147 | 1873100.4181 | 0 | 0 | 0 | 0 | 0 | 0 | 0 | 0 | 0 | 0 | 0 | 0 | 0 | 0 | 0 | 0 | 0 | -246512.8382 | -115689.6092 | 0 | 0 | 0 | 0 | 0 | 0 | 0 | 0 | 0 | 0 | 0 | 0 | 0 | 0 | 0 | 0
2016-02-28 10:00 | 0 | 0 | 0 | 0 | 11062.5525 | 0 | 373265 | 0 | 0 | 0 | 0 | 493025.6765 | 1757410.8089 | 0 | 0 | 0 | 0 | 0 | 0 | 0 | 0 | 0 | 0 | 0 | 0 | 0 | 0 | 0 | 0 | 0 | -246512.8382 | -115689.6092 | 0 | 0 | 0 | 0 | 0 | 0 | 0 | 0 | 0 | 0 | 0 | 0 | 0 | 0 | 0 | 0
2016-02-28 11:00 | 0 | 0 | 0 | 0 | 19918.5525 | 0 | 382121 | 0 | 0 | 0 | 0 | 246512.8382 | 1641721.1997 | 0 | 0 | 0 | 0 | 0 | 0 | 0 | 0 | 0 | 0 | 0 | 0 | 0 | 0 | 0 | 0 | 0 | -246512.8382 | -115689.6092 | 0 | 0 | 0 | 0 | 0 | 0 | 0 | 0 | 0 | 0 | 0 | 0 | 0 | 0 | 0 | 0
2016-02-28 12:00 | 0 | 0 | 0 | 0 | 261424.771 | 0 | 392248 | 0 | 0 | 0 | 0 | 0 | 1757410.8089 | 0 | 0 | 0 | 0 | 0 | 0 | 0 | 0 | 0 | 0 | 0 | 0 | 0 | 0 | 0 | 0 | 0 | -246512.8382 | 115689.6092 | 0 | 0 | 0 | 0 | 0 | 0 | 0 | 0 | 0 | 0 | 0 | 0 | 0 | 0 | 0 | 0
2016-02-28 13:00 | 0 | 0 | 0 | 0 | 519262.7067 | 8731.5223 | 397171 | 0 | 0 | 0 | 0 | 246512.8382 | 1641721.1997 | 0 | 0 | 0 | 0 | 0 | 0 | 0 | 0 | 0 | 0 | 0 | 0 | 0 | 0 | 0 | 0 | 0 | 246512.8382 | -115689.6092 | 0 | 0 | 0 | 0 | 0 | 0 | 0 | 0 | 0 | 0 | 0 | 0 | 0 | 0 | 0 | 0
2016-02-28 14:00 | 0 | 0 | 0 | 0 | 219824.9317 | 326946.7871 | 396002 | 0 | 0 | 0 | 0 | 281592.9478 | 1757410.8089 | 0 | 0 | 0 | 0 | 0 | 0 | 0 | 0 | 0 | 0 | 0 | 0 | 0 | 0 | 0 | 0 | 0 | 35080.1095 | 115689.6092 | 0 | 0 | 0 | 0 | 0 | 0 | 0 | 0 | 0 | 0 | 0 | 0 | 0 | 0 | 0 | 0
2016-02-28 15:00 | 0 | 0 | 0 | 0 | 42075.553 | 711002.8945 | 390876 | 0 | 0 | 0 | 0 | 528105.786 | 1873100.4181 | 0 | 0 | 0 | 0 | 0 | 0 | 0 | 0 | 0 | 0 | 0 | 0 | 0 | 0 | 0 | 0 | 0 | 246512.8382 | 115689.6092 | 0 | 0 | 0 | 0 | 0 | 0 | 0 | 0 | 0 | 0 | 0 | 0 | 0 | 0 | 0 | 0
2016-02-28 16:00 | 0 | 0 | 0 | 0 | 0 | 755033.7524 | 385642 | 0 | 0 | 0 | 0 | 751014.2139 | 1988790.0274 | 0 | 0 | 0 | 0 | 0 | 0 | 0 | 30793.7153 | 0 | 0 | 0 | 0 | 0 | 0 | 0 | 0 | 0 | 222908.4279 | 115689.6092 | 0 | 0 | 0 | 0 | 0 | 0 | 0 | 0 | 0 | 30793.7153 | 0 | 0 | 0 | 0 | 0 | 0
2016-02-28 17:00 | 0 | 0 | 0 | 0 | 0 | 745177.4683 | 380965 | 0 | 0 | 0 | 0 | 997527.0521 | 2104479.6366 | 0 | 0 | 0 | 0 | 0 | 0 | 0 | 32803.7362 | 0 | 0 | 0 | 0 | 0 | 0 | 0 | 0 | 0 | 246512.8382 | 115689.6092 | 0 | 0 | 0 | 0 | 0 | 0 | 0 | 0 | 0 | 2010.0208 | 0 | 0 | 0 | 0 | 0 | 0
2016-02-28 18:00 | 0 | 0 | 0 | 0 | 0 | 724782.8264 | 377464 | 0 | 0 | 0 | 0 | 1244039.8904 | 2210520.1283 | 0 | 0 | 0 | 0 | 0 | 0 | 0 | 27569.2326 | 0 | 0 | 0 | 0 | 0 | 0 | 0 | 0 | 0 | 246512.8382 | 106040.4917 | 0 | 0 | 0 | 0 | 0 | 0 | 0 | 0 | 0 | -5234.5035 | 0 | 0 | 0 | 0 | 0 | 0
2016-02-28 19:00 | 0 | 0 | 0 | 0 | 0 | 708817.2149 | 374184 | 0 | 0 | 0 | 0 | 1490552.7286 | 2326209.7376 | 0 | 0 | 0 | 0 | 0 | 0 | 0 | 0 | 0 | 0 | 0 | 0 | 0 | 0 | 0 | 0 | 0 | 246512.8382 | 115689.6092 | 0 | 0 | 0 | 0 | 0 | 0 | 0 | 0 | 0 | -27569.2326 | 0 | 0 | 0 | 0 | 0 | 0
2016-02-28 20:00 | 0 | 0 | 0 | 0 | 0 | 706650.0816 | 372997 | 0 | 0 | 0 | 0 | 1737065.5669 | 2413349.981 | 0 | 0 | 0 | 0 | 0 | 0 | 0 | 0 | 0 | 0 | 0 | 0 | 0 | 0 | 0 | 0 | 0 | 246512.8382 | 87140.2434 | 0 | 0 | 0 | 0 | 0 | 0 | 0 | 0 | 0 | 0 | 0 | 0 | 0 | 0 | 0 | 0
2016-02-28 21:00 | 0 | 0 | 0 | 0 | 0 | 699162.0915 | 375600 | 0 | 0 | 0 | 0 | 1944938.0491 | 2529039.5902 | 0 | 0 | 0 | 0 | 0 | 0 | 0 | 0 | 0 | 0 | 0 | 0 | 0 | 0 | 0 | 0 | 0 | 207872.4822 | 115689.6092 | 0 | 0 | 0 | 0 | 0 | 0 | 0 | 0 | 0 | 0 | 0 | 0 | 0 | 0 | 0 | 0
2016-02-28 22:00 | 0 | 0 | 0 | 0 | 0 | 632719.9213 | 384629 | 0 | 0 | 0 | 0 | 2191450.8873 | 2530617.6732 | 0 | 0 | 0 | 0 | 0 | 0 | 0 | 0 | 0 | 0 | 0 | 0 | 0 | 0 | 0 | 0 | 0 | 246512.8382 | 1578.0831 | 0 | 0 | 0 | 0 | 0 | 0 | 0 | 0 | 0 | 0 | 0 | 0 | 0 | 0 | 0 | 0
2016-02-28 23:00 | 0 | 0 | 0 | 0 | 0 | 451561.9632 | 401421 | 0 | 0 | 0 | 0 | 2357281.4598 | 2414928.064 | 0 | 0 | 0 | 0 | 0 | 0 | 0 | 0 | 0 | 0 | 0 | 0 | 0 | 0 | 0 | 0 | 0 | 165830.5725 | -115689.6092 | 0 | 0 | 0 | 0 | 0 | 0 | 0 | 0 | 0 | 0 | 0 | 0 | 0 | 0 | 0 | 0
2016-02-29 | 0 | 0 | 0 | 0 | 0 | 93115.2853 | 416582 | 0 | 0 | 0 | 0 | 2110768.6216 | 2337974.1875 | 0 | 0 | 0 | 0 | 0 | 0 | 0 | 0 | 0 | 0 | 0 | 0 | 0 | 0 | 0 | 0 | 0 | -246512.8382 | -76953.8765 | 0 | 0 | 0 | 0 | 0 | 0 | 0 | 0 | 0 | 0 | 0 | 0 | 0 | 0 | 0 | 0
2016-02-29 01:00 | 0 | 0 | 0 | 0 | 57266.3938 | 179.1587 | 419648 | 0 | 0 | 0 | 0 | 1864255.7833 | 2222284.5783 | 0 | 0 | 0 | 0 | 0 | 0 | 0 | 0 | 0 | 0 | 0 | 0 | 0 | 0 | 0 | 0 | 0 | -246512.8382 | -115689.6092 | 0 | 0 | 0 | 0 | 0 | 0 | 0 | 0 | 0 | 0 | 0 | 0 | 0 | 0 | 0 | 0
2016-02-29 02:00 | 0 | 0 | 0 | 0 | 630715.0871 | 0 | 412789 | 0 | 0 | 0 | 0 | 1935698.5459 | 2337974.1875 | 0 | 0 | 0 | 0 | 0 | 0 | 0 | 30793.7153 | 0 | 0 | 0 | 0 | 0 | 0 | 0 | 0 | 0 | 71442.7626 | 115689.6092 | 0 | 0 | 0 | 0 | 0 | 0 | 0 | 0 | 0 | 30793.7153 | 0 | 0 | 0 | 0 | 0 | 0
2016-02-29 03:00 | 0 | 0 | 0 | 0 | 5734.8372 | 0 | 398731 | 0 | 0 | 0 | 0 | 1689185.7076 | 2222284.5783 | 0 | 0 | 0 | 0 | 0 | 0 | 0 | 0 | 0 | 0 | 0 | 0 | 0 | 0 | 0 | 0 | 0 | -246512.8382 | -115689.6092 | 0 | 0 | 0 | 0 | 0 | 0 | 0 | 0 | 0 | -30793.7153 | 0 | 0 | 0 | 0 | 0 | 0
2016-02-29 04:00 | 0 | 0 | 0 | 0 | 17481.5525 | 0 | 379684 | 0 | 0 | 0 | 0 | 1442672.8694 | 2106594.9691 | 0 | 0 | 0 | 0 | 0 | 0 | 0 | 0 | 0 | 0 | 0 | 0 | 0 | 0 | 0 | 0 | 0 | -246512.8382 | -115689.6092 | 0 | 0 | 0 | 0 | 0 | 0 | 0 | 0 | 0 | 0 | 0 | 0 | 0 | 0 | 0 | 0
2016-02-29 05:00 | 0 | 0 | 0 | 0 | 1489.5525 | 0 | 363692 | 0 | 0 | 0 | 0 | 1196160.0311 | 1990905.3598 | 0 | 0 | 0 | 0 | 0 | 0 | 0 | 0 | 0 | 0 | 0 | 0 | 0 | 0 | 0 | 0 | 0 | -246512.8382 | -115689.6092 | 0 | 0 | 0 | 0 | 0 | 0 | 0 | 0 | 0 | 0 | 0 | 0 | 0 | 0 | 0 | 0
2016-02-29 06:00 | 0 | 0 | 0 | 0 | 698182.6797 | 0 | 350896 | 0 | 0 | 0 | 0 | 1396963.3863 | 2106594.9691 | 0 | 0 | 0 | 0 | 0 | 0 | 0 | 30793.7153 | 0 | 0 | 0 | 0 | 0 | 0 | 0 | 0 | 0 | 200803.3552 | 115689.6092 | 0 | 0 | 0 | 0 | 0 | 0 | 0 | 0 | 0 | 30793.7153 | 0 | 0 | 0 | 0 | 0 | 0
2016-02-29 07:00 | 0 | 0 | 0 | 0 | 0 | 0 | 343233 | 0 | 0 | 0 | 0 | 1150450.5481 | 2040668.5226 | 0 | 0 | 0 | 0 | 0 | 0 | 0 | 0 | 0 | 0 | 0 | 0 | 0 | 0 | 0 | 0 | 0 | -246512.8382 | -65926.4464 | 0 | 0 | 0 | 0 | 0 | 0 | 0 | 0 | 0 | -30793.7153 | 0 | 0 | 0 | 0 | 0 | 0
2016-02-29 08:00 | 0 | 0 | 0 | 0 | 0 | 0 | 341224 | 0 | 0 | 0 | 0 | 903937.7098 | 1945957.3609 | 0 | 0 | 0 | 0 | 0 | 0 | 0 | 0 | 0 | 0 | 0 | 0 | 0 | 0 | 0 | 0 | 0 | -246512.8382 | -94711.1618 | 0 | 0 | 0 | 0 | 0 | 0 | 0 | 0 | 0 | 0 | 0 | 0 | 0 | 0 | 0 | 0
2016-02-29 09:00 | 0 | 0 | 0 | 0 | 0 | 0 | 345544 | 0 | 0 | 0 | 0 | 674083.3191 | 1830267.7516 | 0 | 0 | 0 | 0 | 0 | 0 | 0 | 0 | 0 | 0 | 0 | 0 | 0 | 0 | 0 | 0 | 0 | -229854.3908 | -115689.6092 | 0 | 0 | 0 | 0 | 0 | 0 | 0 | 0 | 0 | 0 | 0 | 0 | 0 | 0 | 0 | 0
2016-02-29 10:00 | 0 | 0 | 0 | 0 | 492947.229 | 0 | 362124 | 0 | 0 | 0 | 0 | 920596.1573 | 1714578.1424 | 0 | 0 | 0 | 0 | 0 | 0 | 0 | 0 | 0 | 0 | 0 | 0 | 0 | 0 | 0 | 0 | 0 | 246512.8382 | -115689.6092 | 0 | 0 | 0 | 0 | 0 | 0 | 0 | 0 | 0 | 0 | 0 | 0 | 0 | 0 | 0 | 0
2016-02-29 11:00 | 0 | 0 | 0 | 0 | 264803.771 | 0 | 395627 | 0 | 0 | 0 | 0 | 674083.3191 | 1830267.7516 | 0 | 0 | 0 | 0 | 0 | 0 | 0 | 0 | 0 | 0 | 0 | 0 | 0 | 0 | 0 | 0 | 0 | -246512.8382 | 115689.6092 | 0 | 0 | 0 | 0 | 0 | 0 | 0 | 0 | 0 | 0 | 0 | 0 | 0 | 0 | 0 | 0
2016-02-29 12:00 | 0 | 0 | 0 | 0 | 62364.5525 | 0 | 424567 | 0 | 0 | 0 | 0 | 427570.4808 | 1714578.1424 | 0 | 0 | 0 | 0 | 0 | 0 | 0 | 0 | 0 | 0 | 0 | 0 | 0 | 0 | 0 | 0 | 0 | -246512.8382 | -115689.6092 | 0 | 0 | 0 | 0 | 0 | 0 | 0 | 0 | 0 | 0 | 0 | 0 | 0 | 0 | 0 | 0
2016-02-29 13:00 | 0 | 0 | 0 | 0 | 59251.1805 | 11621.3721 | 433075 | 0 | 0 | 0 | 0 | 181057.6426 | 1598888.5332 | 0 | 0 | 0 | 0 | 0 | 0 | 0 | 0 | 0 | 0 | 0 | 0 | 0 | 0 | 0 | 0 | 0 | -246512.8382 | -115689.6092 | 0 | 0 | 0 | 0 | 0 | 0 | 0 | 0 | 0 | 0 | 0 | 0 | 0 | 0 | 0 | 0
2016-02-29 14:00 | 0 | 0 | 0 | 0 | 408085.6939 | 326157.3001 | 435615 | 0 | 0 | 0 | 0 | 427570.4808 | 1651003.6889 | 0 | 0 | 0 | 0 | 0 | 0 | 0 | 0 | 0 | 0 | 0 | 0 | 0 | 0 | 0 | 0 | 0 | 246512.8382 | 52115.1557 | 0 | 0 | 0 | 0 | 0 | 0 | 0 | 0 | 0 | 0 | 0 | 0 | 0 | 0 | 0 | 0
2016-02-29 15:00 | 0 | 0 | 0 | 0 | 104263.8466 | 694290.6008 | 436352 | 0 | 0 | 0 | 0 | 674083.3191 | 1766693.2981 | 0 | 0 | 0 | 0 | 0 | 0 | 0 | 0 | 0 | 0 | 0 | 0 | 0 | 0 | 0 | 0 | 0 | 246512.8382 | 115689.6092 | 0 | 0 | 0 | 0 | 0 | 0 | 0 | 0 | 0 | 0 | 0 | 0 | 0 | 0 | 0 | 0
2016-02-29 16:00 | 0 | 0 | 0 | 0 | 16826.4066 | 779646.0409 | 434270 | 0 | 0 | 0 | 0 | 920596.1573 | 1882382.9074 | 0 | 0 | 0 | 0 | 0 | 0 | 0 | 0 | 0 | 0 | 0 | 0 | 0 | 0 | 0 | 0 | 0 | 246512.8382 | 115689.6092 | 0 | 0 | 0 | 0 | 0 | 0 | 0 | 0 | 0 | 0 | 0 | 0 | 0 | 0 | 0 | 0
2016-02-29 17:00 | 0 | 0 | 0 | 0 | 0 | 762013.3676 | 430284 | 0 | 0 | 0 | 0 | 1136635.9157 | 1998072.5166 | 0 | 0 | 0 | 0 | 0 | 0 | 0 | 0 | 0 | 0 | 0 | 0 | 0 | 0 | 0 | 0 | 0 | 216039.7583 | 115689.6092 | 0 | 0 | 0 | 0 | 0 | 0 | 0 | 0 | 0 | 0 | 0 | 0 | 0 | 0 | 0 | 0
2016-02-29 18:00 | 0 | 0 | 0 | 0 | 0 | 736155.2653 | 426871 | 0 | 0 | 0 | 0 | 1383148.7539 | 2060843.9436 | 0 | 0 | 0 | 0 | 0 | 0 | 0 | 0 | 0 | 0 | 0 | 0 | 0 | 0 | 0 | 0 | 0 | 246512.8382 | 62771.427 | 0 | 0 | 0 | 0 | 0 | 0 | 0 | 0 | 0 | 0 | 0 | 0 | 0 | 0 | 0 | 0
2016-02-29 19:00 | 0 | 0 | 0 | 0 | 68296.9208 | 717946.5267 | 424041 | 0 | 0 | 0 | 0 | 1629661.5922 | 2176533.5529 | 0 | 0 | 0 | 0 | 0 | 0 | 0 | 0 | 0 | 0 | 0 | 0 | 0 | 0 | 0 | 0 | 0 | 246512.8382 | 115689.6092 | 0 | 0 | 0 | 0 | 0 | 0 | 0 | 0 | 0 | 0 | 0 | 0 | 0 | 0 | 0 | 0
2016-02-29 20:00 | 0 | 0 | 0 | 0 | 0 | 721438.0054 | 421577 | 0 | 0 | 0 | 0 | 1813832.9883 | 2292223.1621 | 0 | 0 | 0 | 0 | 0 | 0 | 0 | 0 | 0 | 0 | 0 | 0 | 0 | 0 | 0 | 0 | 0 | 184171.3962 | 115689.6092 | 0 | 0 | 0 | 0 | 0 | 0 | 0 | 0 | 0 | 0 | 0 | 0 | 0 | 0 | 0 | 0
2016-02-29 21:00 | 0 | 0 | 0 | 0 | 60185.9122 | 724163.5353 | 422147 | 0 | 0 | 0 | 0 | 2060345.8265 | 2407912.7713 | 0 | 0 | 0 | 0 | 0 | 0 | 0 | 0 | 0 | 0 | 0 | 0 | 0 | 0 | 0 | 0 | 0 | 246512.8382 | 115689.6092 | 0 | 0 | 0 | 0 | 0 | 0 | 0 | 0 | 0 | 0 | 0 | 0 | 0 | 0 | 0 | 0
2016-02-29 22:00 | 0 | 0 | 0 | 0 | 0 | 692193.3566 | 427406 | 0 | 0 | 0 | 0 | 2209443.5739 | 2523602.3806 | 0 | 0 | 0 | 0 | 0 | 0 | 0 | 0 | 0 | 0 | 0 | 0 | 0 | 0 | 0 | 0 | 0 | 149097.7473 | 115689.6092 | 0 | 0 | 0 | 0 | 0 | 0 | 0 | 0 | 0 | 0 | 0 | 0 | 0 | 0 | 0 | 0
2016-02-29 23:00 | 0 | 0 | 0 | 0 | 0 | 521780.1586 | 440807 | 0 | 0 | 0 | 0 | 2406106.3417 | 2407912.7713 | 0 | 0 | 0 | 0 | 0 | 0 | 0 | 0 | 0 | 0 | 0 | 0 | 0 | 0 | 0 | 0 | 0 | 196662.7679 | -115689.6092 | 0 | 0 | 0 | 0 | 0 | 0 | 0 | 0 | 0 | 0 | 0 | 0 | 0 | 0 | 0 | 0
2016-03-01 | 0 | 0 | 0 | 0 | 0 | 155760.7722 | 454975 | 0 | 0 | 0 | 0 | 2159593.5035 | 2355211.3818 | 0 | 0 | 0 | 0 | 0 | 0 | 0 | 0 | 0 | 0 | 0 | 0 | 0 | 0 | 0 | 0 | 0 | -246512.8382 | -52701.3895 | 0 | 0 | 0 | 0 | 0 | 0 | 0 | 0 | 0 | 0 | 0 | 0 | 0 | 0 | 0 | 0
2016-03-01 01:00 | 0 | 0 | 0 | 0 | 323829.738 | 287.033 | 454940 | 0 | 0 | 0 | 0 | 1913080.6653 | 2470900.991 | 0 | 0 | 0 | 0 | 0 | 0 | 0 | 0 | 0 | 0 | 0 | 0 | 0 | 0 | 0 | 0 | 0 | -246512.8382 | 115689.6092 | 0 | 0 | 0 | 0 | 0 | 0 | 0 | 0 | 0 | 0 | 0 | 0 | 0 | 0 | 0 | 0
2016-03-01 02:00 | 0 | 0 | 0 | 0 | 539425.8099 | 0 | 443646 | 0 | 0 | 0 | 0 | 1893170.8659 | 2586590.6002 | 0 | 0 | 0 | 0 | 0 | 0 | 0 | 0 | 0 | 0 | 0 | 0 | 0 | 0 | 0 | 0 | 0 | -19909.7993 | 115689.6092 | 0 | 0 | 0 | 0 | 0 | 0 | 0 | 0 | 0 | 0 | 0 | 0 | 0 | 0 | 0 | 0
2016-03-01 03:00 | 0 | 0 | 0 | 0 | 62737.5525 | 0 | 424940 | 0 | 0 | 0 | 0 | 1646658.0277 | 2470900.991 | 0 | 0 | 0 | 0 | 0 | 0 | 0 | 0 | 0 | 0 | 0 | 0 | 0 | 0 | 0 | 0 | 0 | -246512.8382 | -115689.6092 | 0 | 0 | 0 | 0 | 0 | 0 | 0 | 0 | 0 | 0 | 0 | 0 | 0 | 0 | 0 | 0
2016-03-01 04:00 | 0 | 0 | 0 | 0 | 40245.5525 | 0 | 402448 | 0 | 0 | 0 | 0 | 1400145.1894 | 2355211.3818 | 0 | 0 | 0 | 0 | 0 | 0 | 0 | 0 | 0 | 0 | 0 | 0 | 0 | 0 | 0 | 0 | 0 | -246512.8382 | -115689.6092 | 0 | 0 | 0 | 0 | 0 | 0 | 0 | 0 | 0 | 0 | 0 | 0 | 0 | 0 | 0 | 0
2016-03-01 05:00 | 0 | 0 | 0 | 0 | 504863.6998 | 0 | 382522 | 0 | 0 | 0 | 0 | 1631238.946 | 2239521.7725 | 0 | 0 | 0 | 0 | 0 | 0 | 0 | 6937.5525 | 0 | 0 | 0 | 0 | 0 | 0 | 0 | 0 | 0 | 231093.7565 | -115689.6092 | 0 | 0 | 0 | 0 | 0 | 0 | 0 | 0 | 0 | 6937.5525 | 0 | 0 | 0 | 0 | 0 | 0
2016-03-01 06:00 | 0 | 0 | 0 | 0 | 0 | 0 | 369140 | 0 | 0 | 0 | 0 | 1384726.1077 | 2123832.1633 | 0 | 0 | 0 | 0 | 0 | 0 | 0 | 0 | 0 | 0 | 0 | 0 | 0 | 0 | 0 | 0 | 0 | -246512.8382 | -115689.6092 | 0 | 0 | 0 | 0 | 0 | 0 | 0 | 0 | 0 | -6937.5525 | 0 | 0 | 0 | 0 | 0 | 0
2016-03-01 07:00 | 0 | 0 | 0 | 0 | 0 | 0 | 360103 | 0 | 0 | 0 | 0 | 1138213.2695 | 2010242.0016 | 0 | 0 | 0 | 0 | 0 | 0 | 0 | 0 | 0 | 0 | 0 | 0 | 0 | 0 | 0 | 0 | 0 | -246512.8382 | -113590.1618 | 0 | 0 | 0 | 0 | 0 | 0 | 0 | 0 | 0 | 0 | 0 | 0 | 0 | 0 | 0 | 0
2016-03-01 08:00 | 0 | 0 | 0 | 0 | 503882.8789 | 0 | 356976 | 0 | 0 | 0 | 0 | 1169430.5391 | 2125931.6108 | 0 | 0 | 0 | 0 | 0 | 0 | 0 | 0 | 0 | 0 | 0 | 0 | 0 | 0 | 0 | 0 | 0 | 31217.2696 | 115689.6092 | 0 | 0 | 0 | 0 | 0 | 0 | 0 | 0 | 0 | 0 | 0 | 0 | 0 | 0 | 0 | 0
2016-03-01 09:00 | 0 | 0 | 0 | 0 | 0 | 0 | 359428 | 0 | 0 | 0 | 0 | 922917.7009 | 2013016.449 | 0 | 0 | 0 | 0 | 0 | 0 | 0 | 0 | 0 | 0 | 0 | 0 | 0 | 0 | 0 | 0 | 0 | -246512.8382 | -112915.1618 | 0 | 0 | 0 | 0 | 0 | 0 | 0 | 0 | 0 | 0 | 0 | 0 | 0 | 0 | 0 | 0
2016-03-01 10:00 | 0 | 0 | 0 | 0 | 242865.771 | 0 | 373689 | 0 | 0 | 0 | 0 | 676404.8627 | 2128706.0583 | 0 | 0 | 0 | 0 | 0 | 0 | 0 | 0 | 0 | 0 | 0 | 0 | 0 | 0 | 0 | 0 | 0 | -246512.8382 | 115689.6092 | 0 | 0 | 0 | 0 | 0 | 0 | 0 | 0 | 0 | 0 | 0 | 0 | 0 | 0 | 0 | 0
2016-03-01 11:00 | 0 | 0 | 0 | 0 | 494141.1714 | 0 | 405395 | 0 | 0 | 0 | 0 | 880840.6433 | 2013016.449 | 0 | 0 | 0 | 0 | 0 | 0 | 0 | 0 | 0 | 0 | 0 | 0 | 0 | 0 | 0 | 0 | 0 | 204435.7807 | -115689.6092 | 0 | 0 | 0 | 0 | 0 | 0 | 0 | 0 | 0 | 0 | 0 | 0 | 0 | 0 | 0 | 0
2016-03-01 12:00 | 0 | 0 | 0 | 0 | 68123.5525 | 0 | 430326 | 0 | 0 | 0 | 0 | 634327.8051 | 1897326.8398 | 0 | 0 | 0 | 0 | 0 | 0 | 0 | 0 | 0 | 0 | 0 | 0 | 0 | 0 | 0 | 0 | 0 | -246512.8382 | -115689.6092 | 0 | 0 | 0 | 0 | 0 | 0 | 0 | 0 | 0 | 0 | 0 | 0 | 0 | 0 | 0 | 0
2016-03-01 13:00 | 0 | 0 | 0 | 0 | 59262.7721 | 14261.7804 | 435727 | 0 | 0 | 0 | 0 | 387814.9668 | 1781637.2306 | 0 | 0 | 0 | 0 | 0 | 0 | 0 | 0 | 0 | 0 | 0 | 0 | 0 | 0 | 0 | 0 | 0 | -246512.8382 | -115689.6092 | 0 | 0 | 0 | 0 | 0 | 0 | 0 | 0 | 0 | 0 | 0 | 0 | 0 | 0 | 0 | 0
2016-03-01 14:00 | 0 | 0 | 0 | 0 | 344672.3471 | 334214.606 | 436321 | 0 | 0 | 0 | 0 | 634327.8051 | 1777690.3455 | 0 | 0 | 0 | 0 | 0 | 0 | 0 | 0 | 0 | 0 | 0 | 0 | 0 | 0 | 0 | 0 | 0 | 246512.8382 | -3946.8851 | 0 | 0 | 0 | 0 | 0 | 0 | 0 | 0 | 0 | 0 | 0 | 0 | 0 | 0 | 0 | 0
2016-03-01 15:00 | 0 | 0 | 0 | 0 | 0 | 625071.4133 | 437031 | 0 | 0 | 0 | 0 | 706678.6092 | 1893379.9547 | 0 | 0 | 0 | 0 | 0 | 0 | 0 | 0 | 0 | 0 | 0 | 0 | 0 | 0 | 0 | 0 | 0 | 72350.8041 | 115689.6092 | 0 | 0 | 0 | 0 | 0 | 0 | 0 | 0 | 0 | 0 | 0 | 0 | 0 | 0 | 0 | 0
2016-03-01 16:00 | 0 | 0 | 0 | 0 | 0 | 716443.3428 | 436038 | 0 | 0 | 0 | 0 | 953191.4474 | 1927272.4593 | 0 | 0 | 0 | 0 | 0 | 0 | 0 | 0 | 0 | 0 | 0 | 0 | 0 | 0 | 0 | 0 | 0 | 246512.8382 | 33892.5046 | 0 | 0 | 0 | 0 | 0 | 0 | 0 | 0 | 0 | 0 | 0 | 0 | 0 | 0 | 0 | 0
2016-03-01 17:00 | 0 | 0 | 0 | 0 | 54465.9037 | 741858.5438 | 434122 | 0 | 0 | 0 | 0 | 1199704.2856 | 2042962.0685 | 0 | 0 | 0 | 0 | 0 | 0 | 0 | 0 | 0 | 0 | 0 | 0 | 0 | 0 | 0 | 0 | 0 | 246512.8382 | 115689.6092 | 0 | 0 | 0 | 0 | 0 | 0 | 0 | 0 | 0 | 0 | 0 | 0 | 0 | 0 | 0 | 0
2016-03-01 18:00 | 0 | 0 | 0 | 0 | 0 | 731643.7868 | 434041 | 0 | 0 | 0 | 0 | 1381617.4632 | 2158651.6777 | 0 | 0 | 0 | 0 | 0 | 0 | 0 | 0 | 0 | 0 | 0 | 0 | 0 | 0 | 0 | 0 | 0 | 181913.1776 | 115689.6092 | 0 | 0 | 0 | 0 | 0 | 0 | 0 | 0 | 0 | 0 | 0 | 0 | 0 | 0 | 0 | 0
2016-03-01 19:00 | 0 | 0 | 0 | 0 | 0 | 724411.2263 | 433074 | 0 | 0 | 0 | 0 | 1557265.0803 | 2274341.2869 | 0 | 0 | 0 | 0 | 0 | 0 | 0 | 0 | 0 | 0 | 0 | 0 | 0 | 0 | 0 | 0 | 0 | 175647.6171 | 115689.6092 | 0 | 0 | 0 | 0 | 0 | 0 | 0 | 0 | 0 | 0 | 0 | 0 | 0 | 0 | 0 | 0
2016-03-01 20:00 | 0 | 0 | 0 | 0 | 61131.4366 | 733932.0109 | 432861 | 0 | 0 | 0 | 0 | 1803777.9186 | 2390030.8962 | 0 | 0 | 0 | 0 | 0 | 0 | 0 | 0 | 0 | 0 | 0 | 0 | 0 | 0 | 0 | 0 | 0 | 246512.8382 | 115689.6092 | 0 | 0 | 0 | 0 | 0 | 0 | 0 | 0 | 0 | 0 | 0 | 0 | 0 | 0 | 0 | 0
2016-03-01 21:00 | 0 | 0 | 0 | 0 | 0 | 739073.8298 | 434932 | 0 | 0 | 0 | 0 | 1992230.1391 | 2505720.5054 | 0 | 0 | 0 | 0 | 0 | 0 | 0 | 0 | 0 | 0 | 0 | 0 | 0 | 0 | 0 | 0 | 0 | 188452.2206 | 115689.6092 | 0 | 0 | 0 | 0 | 0 | 0 | 0 | 0 | 0 | 0 | 0 | 0 | 0 | 0 | 0 | 0
2016-03-01 22:00 | 0 | 0 | 0 | 0 | 0 | 696744.1413 | 441207 | 0 | 0 | 0 | 0 | 2132077.6712 | 2621410.1146 | 0 | 0 | 0 | 0 | 0 | 0 | 0 | 0 | 0 | 0 | 0 | 0 | 0 | 0 | 0 | 0 | 0 | 139847.532 | 115689.6092 | 0 | 0 | 0 | 0 | 0 | 0 | 0 | 0 | 0 | 0 | 0 | 0 | 0 | 0 | 0 | 0
2016-03-01 23:00 | 0 | 0 | 0 | 0 | 0 | 525485.6061 | 453833 | 0 | 0 | 0 | 0 | 2319419.8865 | 2505720.5054 | 0 | 0 | 0 | 0 | 0 | 0 | 0 | 0 | 0 | 0 | 0 | 0 | 0 | 0 | 0 | 0 | 0 | 187342.2153 | -115689.6092 | 0 | 0 | 0 | 0 | 0 | 0 | 0 | 0 | 0 | 0 | 0 | 0 | 0 | 0 | 0 | 0
2016-03-02 | 0 | 0 | 0 | 0 | 232060.1048 | 183268.6184 | 465032 | 0 | 0 | 0 | 0 | 2385406.2189 | 2390030.8962 | 0 | 0 | 0 | 0 | 0 | 0 | 0 | 0 | 0 | 0 | 0 | 0 | 0 | 0 | 0 | 0 | 0 | 65986.3324 | -115689.6092 | 0 | 0 | 0 | 0 | 0 | 0 | 0 | 0 | 0 | 0 | 0 | 0 | 0 | 0 | 0 | 0
2016-03-02 01:00 | 0 | 0 | 0 | 0 | 239946.1138 | 382.892 | 465282 | 0 | 0 | 0 | 0 | 2138893.3807 | 2411590.7402 | 0 | 0 | 0 | 0 | 0 | 0 | 0 | 0 | 0 | 0 | 0 | 0 | 0 | 0 | 0 | 0 | 0 | -246512.8382 | 21559.844 | 0 | 0 | 0 | 0 | 0 | 0 | 0 | 0 | 0 | 0 | 0 | 0 | 0 | 0 | 0 | 0
2016-03-02 02:00 | 0 | 0 | 0 | 0 | 92367.5525 | 0 | 454570 | 0 | 0 | 0 | 0 | 1892380.5425 | 2295901.131 | 0 | 0 | 0 | 0 | 0 | 0 | 0 | 0 | 0 | 0 | 0 | 0 | 0 | 0 | 0 | 0 | 0 | -246512.8382 | -115689.6092 | 0 | 0 | 0 | 0 | 0 | 0 | 0 | 0 | 0 | 0 | 0 | 0 | 0 | 0 | 0 | 0
2016-03-02 03:00 | 0 | 0 | 0 | 0 | 296252.1379 | 0 | 436355 | 0 | 0 | 0 | 0 | 1867967.2896 | 2180211.5218 | 0 | 0 | 0 | 0 | 0 | 0 | 0 | 0 | 0 | 0 | 0 | 0 | 0 | 0 | 0 | 0 | 0 | -24413.2529 | -115689.6092 | 0 | 0 | 0 | 0 | 0 | 0 | 0 | 0 | 0 | 0 | 0 | 0 | 0 | 0 | 0 | 0
2016-03-02 04:00 | 0 | 0 | 0 | 0 | 50231.5525 | 0 | 412434 | 0 | 0 | 0 | 0 | 1621454.4513 | 2064521.9125 | 0 | 0 | 0 | 0 | 0 | 0 | 0 | 0 | 0 | 0 | 0 | 0 | 0 | 0 | 0 | 0 | 0 | -246512.8382 | -115689.6092 | 0 | 0 | 0 | 0 | 0 | 0 | 0 | 0 | 0 | 0 | 0 | 0 | 0 | 0 | 0 | 0
2016-03-02 05:00 | 0 | 0 | 0 | 0 | 30036.5525 | 0 | 392239 | 0 | 0 | 0 | 0 | 1374941.6131 | 1948832.3033 | 0 | 0 | 0 | 0 | 0 | 0 | 0 | 0 | 0 | 0 | 0 | 0 | 0 | 0 | 0 | 0 | 0 | -246512.8382 | -115689.6092 | 0 | 0 | 0 | 0 | 0 | 0 | 0 | 0 | 0 | 0 | 0 | 0 | 0 | 0 | 0 | 0
2016-03-02 06:00 | 0 | 0 | 0 | 0 | 434660.0493 | 0 | 377688 | 0 | 0 | 0 | 0 | 1310552.5007 | 2064521.9125 | 0 | 0 | 0 | 0 | 0 | 0 | 0 | 5671.5525 | 0 | 0 | 0 | 0 | 0 | 0 | 0 | 0 | 0 | -64389.1124 | 115689.6092 | 0 | 0 | 0 | 0 | 0 | 0 | 0 | 0 | 0 | 5671.5525 | 0 | 0 | 0 | 0 | 0 | 0
2016-03-02 07:00 | 0 | 0 | 0 | 0 | 0 | 0 | 367874 | 0 | 0 | 0 | 0 | 1064039.6624 | 1948832.3033 | 0 | 0 | 0 | 0 | 0 | 0 | 0 | 0 | 0 | 0 | 0 | 0 | 0 | 0 | 0 | 0 | 0 | -246512.8382 | -115689.6092 | 0 | 0 | 0 | 0 | 0 | 0 | 0 | 0 | 0 | -5671.5525 | 0 | 0 | 0 | 0 | 0 | 0
2016-03-02 08:00 | 0 | 0 | 0 | 0 | 844.5525 | 0 | 363047 | 0 | 0 | 0 | 0 | 817526.8242 | 1833142.6941 | 0 | 0 | 0 | 0 | 0 | 0 | 0 | 0 | 0 | 0 | 0 | 0 | 0 | 0 | 0 | 0 | 0 | -246512.8382 | -115689.6092 | 0 | 0 | 0 | 0 | 0 | 0 | 0 | 0 | 0 | 0 | 0 | 0 | 0 | 0 | 0 | 0
2016-03-02 09:00 | 0 | 0 | 0 | 0 | 461818.2539 | 0 | 366611 | 0 | 0 | 0 | 0 | 1028423.6873 | 1717453.0848 | 0 | 0 | 0 | 0 | 0 | 0 | 0 | 0 | 0 | 0 | 0 | 0 | 0 | 0 | 0 | 0 | 0 | 210896.8631 | -115689.6092 | 0 | 0 | 0 | 0 | 0 | 0 | 0 | 0 | 0 | 0 | 0 | 0 | 0 | 0 | 0 | 0
2016-03-02 10:00 | 0 | 0 | 0 | 0 | 18582.5525 | 0 | 380785 | 0 | 0 | 0 | 0 | 781910.8491 | 1601763.4756 | 0 | 0 | 0 | 0 | 0 | 0 | 0 | 0 | 0 | 0 | 0 | 0 | 0 | 0 | 0 | 0 | 0 | -246512.8382 | -115689.6092 | 0 | 0 | 0 | 0 | 0 | 0 | 0 | 0 | 0 | 0 | 0 | 0 | 0 | 0 | 0 | 0
2016-03-02 11:00 | 0 | 0 | 0 | 0 | 51373.5525 | 0 | 413576 | 0 | 0 | 0 | 0 | 535398.0108 | 1486073.8664 | 0 | 0 | 0 | 0 | 0 | 0 | 0 | 0 | 0 | 0 | 0 | 0 | 0 | 0 | 0 | 0 | 0 | -246512.8382 | -115689.6092 | 0 | 0 | 0 | 0 | 0 | 0 | 0 | 0 | 0 | 0 | 0 | 0 | 0 | 0 | 0 | 0
2016-03-02 12:00 | 0 | 0 | 0 | 0 | 438537.7347 | 0 | 442641 | 0 | 0 | 0 | 0 | 415605.1363 | 1601763.4756 | 0 | 0 | 0 | 0 | 0 | 0 | 0 | 0 | 0 | 0 | 0 | 0 | 0 | 0 | 0 | 0 | 0 | -119792.8746 | 115689.6092 | 0 | 0 | 0 | 0 | 0 | 0 | 0 | 0 | 0 | 0 | 0 | 0 | 0 | 0 | 0 | 0
2016-03-02 13:00 | 0 | 0 | 0 | 0 | 75218.4619 | 15930.0906 | 453351 | 0 | 0 | 0 | 0 | 169092.298 | 1486073.8664 | 0 | 0 | 0 | 0 | 0 | 0 | 0 | 0 | 0 | 0 | 0 | 0 | 0 | 0 | 0 | 0 | 0 | -246512.8382 | -115689.6092 | 0 | 0 | 0 | 0 | 0 | 0 | 0 | 0 | 0 | 0 | 0 | 0 | 0 | 0 | 0 | 0
2016-03-02 14:00 | 0 | 0 | 0 | 0 | 307604.6501 | 336821.2438 | 455991 | 0 | 0 | 0 | 0 | 241837.5827 | 1601763.4756 | 0 | 0 | 0 | 0 | 0 | 0 | 0 | 0 | 0 | 0 | 0 | 0 | 0 | 0 | 0 | 0 | 0 | 72745.2847 | 115689.6092 | 0 | 0 | 0 | 0 | 0 | 0 | 0 | 0 | 0 | 0 | 0 | 0 | 0 | 0 | 0 | 0
2016-03-02 15:00 | 0 | 0 | 0 | 0 | 88004.1981 | 730653.2494 | 456455 | 0 | 0 | 0 | 0 | 488350.421 | 1717453.0848 | 0 | 0 | 0 | 0 | 0 | 0 | 0 | 0 | 0 | 0 | 0 | 0 | 0 | 0 | 0 | 0 | 0 | 246512.8382 | 115689.6092 | 0 | 0 | 0 | 0 | 0 | 0 | 0 | 0 | 0 | 0 | 0 | 0 | 0 | 0 | 0 | 0
2016-03-02 16:00 | 0 | 0 | 0 | 0 | 0 | 793255.8768 | 452835 | 0 | 0 | 0 | 0 | 734863.2592 | 1811361.1234 | 0 | 0 | 0 | 0 | 0 | 0 | 0 | 0 | 0 | 0 | 0 | 0 | 0 | 0 | 0 | 0 | 0 | 246512.8382 | 93908.0386 | 0 | 0 | 0 | 0 | 0 | 0 | 0 | 0 | 0 | 0 | 0 | 0 | 0 | 0 | 0 | 0
2016-03-02 17:00 | 0 | 0 | 0 | 0 | 0 | 788340.0745 | 447782 | 0 | 0 | 0 | 0 | 959731.7245 | 1927050.7326 | 0 | 0 | 0 | 0 | 0 | 0 | 0 | 0 | 0 | 0 | 0 | 0 | 0 | 0 | 0 | 0 | 0 | 224868.4653 | 115689.6092 | 0 | 0 | 0 | 0 | 0 | 0 | 0 | 0 | 0 | 0 | 0 | 0 | 0 | 0 | 0 | 0
2016-03-02 18:00 | 0 | 0 | 0 | 0 | 0 | 771225.5035 | 444000 | 0 | 0 | 0 | 0 | 1171267.6188 | 2042740.3419 | 0 | 0 | 0 | 0 | 0 | 0 | 0 | 0 | 0 | 0 | 0 | 0 | 0 | 0 | 0 | 0 | 0 | 211535.8943 | 115689.6092 | 0 | 0 | 0 | 0 | 0 | 0 | 0 | 0 | 0 | 0 | 0 | 0 | 0 | 0 | 0 | 0
2016-03-02 19:00 | 0 | 0 | 0 | 0 | 0 | 760999.0169 | 440889 | 0 | 0 | 0 | 0 | 1417780.457 | 2116337.5205 | 0 | 0 | 0 | 0 | 0 | 0 | 0 | 0 | 0 | 0 | 0 | 0 | 0 | 0 | 0 | 0 | 0 | 246512.8382 | 73597.1786 | 0 | 0 | 0 | 0 | 0 | 0 | 0 | 0 | 0 | 0 | 0 | 0 | 0 | 0 | 0 | 0
2016-03-02 20:00 | 0 | 0 | 0 | 0 | 30974.6797 | 771620.7678 | 440393 | 0 | 0 | 0 | 0 | 1664293.2953 | 2232027.1297 | 0 | 0 | 0 | 0 | 0 | 0 | 0 | 0 | 0 | 0 | 0 | 0 | 0 | 0 | 0 | 0 | 0 | 246512.8382 | 115689.6092 | 0 | 0 | 0 | 0 | 0 | 0 | 0 | 0 | 0 | 0 | 0 | 0 | 0 | 0 | 0 | 0
2016-03-02 21:00 | 0 | 0 | 0 | 0 | 0 | 780604.996 | 441612 | 0 | 0 | 0 | 0 | 1910806.1335 | 2324507.2875 | 0 | 0 | 0 | 0 | 0 | 0 | 0 | 0 | 0 | 0 | 0 | 0 | 0 | 0 | 0 | 0 | 0 | 246512.8382 | 92480.1578 | 0 | 0 | 0 | 0 | 0 | 0 | 0 | 0 | 0 | 0 | 0 | 0 | 0 | 0 | 0 | 0
2016-03-02 22:00 | 0 | 0 | 0 | 0 | 0 | 754512.9589 | 448869 | 0 | 0 | 0 | 0 | 2100760.4832 | 2440196.8967 | 0 | 0 | 0 | 0 | 0 | 0 | 0 | 0 | 0 | 0 | 0 | 0 | 0 | 0 | 0 | 0 | 0 | 189954.3497 | 115689.6092 | 0 | 0 | 0 | 0 | 0 | 0 | 0 | 0 | 0 | 0 | 0 | 0 | 0 | 0 | 0 | 0
2016-03-02 23:00 | 0 | 0 | 0 | 0 | 0 | 581074.7596 | 464980 | 0 | 0 | 0 | 0 | 2332544.852 | 2324507.2875 | 0 | 0 | 0 | 0 | 0 | 0 | 0 | 0 | 0 | 0 | 0 | 0 | 0 | 0 | 0 | 0 | 0 | 231784.3689 | -115689.6092 | 0 | 0 | 0 | 0 | 0 | 0 | 0 | 0 | 0 | 0 | 0 | 0 | 0 | 0 | 0 | 0
2016-03-03 | 0 | 0 | 0 | 0 | 0 | 159890.3058 | 480343 | 0 | 0 | 0 | 0 | 2086032.0138 | 2250567.4316 | 0 | 0 | 0 | 0 | 0 | 0 | 0 | 0 | 0 | 0 | 0 | 0 | 0 | 0 | 0 | 0 | 0 | -246512.8382 | -73939.8559 | 0 | 0 | 0 | 0 | 0 | 0 | 0 | 0 | 0 | 0 | 0 | 0 | 0 | 0 | 0 | 0
2016-03-03 01:00 | 0 | 0 | 0 | 0 | 350991.0001 | 429.7709 | 482244 | 0 | 0 | 0 | 0 | 1839519.1756 | 2366257.0408 | 0 | 0 | 0 | 0 | 0 | 0 | 0 | 0 | 0 | 0 | 0 | 0 | 0 | 0 | 0 | 0 | 0 | -246512.8382 | 115689.6092 | 0 | 0 | 0 | 0 | 0 | 0 | 0 | 0 | 0 | 0 | 0 | 0 | 0 | 0 | 0 | 0
2016-03-03 02:00 | 0 | 0 | 0 | 0 | 552621.1157 | 0 | 473944 | 0 | 0 | 0 | 0 | 1802506.682 | 2481946.65 | 0 | 0 | 0 | 0 | 0 | 0 | 0 | 0 | 0 | 0 | 0 | 0 | 0 | 0 | 0 | 0 | 0 | -37012.4935 | 115689.6092 | 0 | 0 | 0 | 0 | 0 | 0 | 0 | 0 | 0 | 0 | 0 | 0 | 0 | 0 | 0 | 0
2016-03-03 03:00 | 0 | 0 | 0 | 0 | 93493.5525 | 0 | 455696 | 0 | 0 | 0 | 0 | 1555993.8438 | 2366257.0408 | 0 | 0 | 0 | 0 | 0 | 0 | 0 | 0 | 0 | 0 | 0 | 0 | 0 | 0 | 0 | 0 | 0 | -246512.8382 | -115689.6092 | 0 | 0 | 0 | 0 | 0 | 0 | 0 | 0 | 0 | 0 | 0 | 0 | 0 | 0 | 0 | 0
2016-03-03 04:00 | 0 | 0 | 0 | 0 | 70264.5525 | 0 | 432467 | 0 | 0 | 0 | 0 | 1309481.0055 | 2250567.4316 | 0 | 0 | 0 | 0 | 0 | 0 | 0 | 0 | 0 | 0 | 0 | 0 | 0 | 0 | 0 | 0 | 0 | -246512.8382 | -115689.6092 | 0 | 0 | 0 | 0 | 0 | 0 | 0 | 0 | 0 | 0 | 0 | 0 | 0 | 0 | 0 | 0
2016-03-03 05:00 | 0 | 0 | 0 | 0 | 492564.3501 | 0 | 412330 | 0 | 0 | 0 | 0 | 1274025.7464 | 2366257.0408 | 0 | 0 | 0 | 0 | 0 | 0 | 0 | 0 | 0 | 0 | 0 | 0 | 0 | 0 | 0 | 0 | 0 | -35455.2591 | 115689.6092 | 0 | 0 | 0 | 0 | 0 | 0 | 0 | 0 | 0 | 0 | 0 | 0 | 0 | 0 | 0 | 0
2016-03-03 06:00 | 0 | 0 | 0 | 0 | 35854.5525 | 0 | 398057 | 0 | 0 | 0 | 0 | 1027512.9081 | 2250567.4316 | 0 | 0 | 0 | 0 | 0 | 0 | 0 | 0 | 0 | 0 | 0 | 0 | 0 | 0 | 0 | 0 | 0 | -246512.8382 | -115689.6092 | 0 | 0 | 0 | 0 | 0 | 0 | 0 | 0 | 0 | 0 | 0 | 0 | 0 | 0 | 0 | 0
2016-03-03 07:00 | 0 | 0 | 0 | 0 | 27270.5525 | 0 | 389473 | 0 | 0 | 0 | 0 | 781000.0699 | 2134877.8223 | 0 | 0 | 0 | 0 | 0 | 0 | 0 | 0 | 0 | 0 | 0 | 0 | 0 | 0 | 0 | 0 | 0 | -246512.8382 | -115689.6092 | 0 | 0 | 0 | 0 | 0 | 0 | 0 | 0 | 0 | 0 | 0 | 0 | 0 | 0 | 0 | 0
2016-03-03 08:00 | 0 | 0 | 0 | 0 | 465395.8232 | 0 | 385904 | 0 | 0 | 0 | 0 | 744802.2838 | 2250567.4316 | 0 | 0 | 0 | 0 | 0 | 0 | 0 | 0 | 0 | 0 | 0 | 0 | 0 | 0 | 0 | 0 | 0 | -36197.7861 | 115689.6092 | 0 | 0 | 0 | 0 | 0 | 0 | 0 | 0 | 0 | 0 | 0 | 0 | 0 | 0 | 0 | 0
2016-03-03 09:00 | 0 | 0 | 0 | 0 | 26985.5525 | 0 | 389188 | 0 | 0 | 0 | 0 | 498289.4456 | 2134877.8223 | 0 | 0 | 0 | 0 | 0 | 0 | 0 | 0 | 0 | 0 | 0 | 0 | 0 | 0 | 0 | 0 | 0 | -246512.8382 | -115689.6092 | 0 | 0 | 0 | 0 | 0 | 0 | 0 | 0 | 0 | 0 | 0 | 0 | 0 | 0 | 0 | 0
2016-03-03 10:00 | 0 | 0 | 0 | 0 | 473607.9174 | 0 | 403284 | 0 | 0 | 0 | 0 | 684302.9723 | 2019188.2131 | 0 | 0 | 0 | 0 | 0 | 0 | 0 | 0 | 0 | 0 | 0 | 0 | 0 | 0 | 0 | 0 | 0 | 186013.5267 | -115689.6092 | 0 | 0 | 0 | 0 | 0 | 0 | 0 | 0 | 0 | 0 | 0 | 0 | 0 | 0 | 0 | 0
2016-03-03 11:00 | 0 | 0 | 0 | 0 | 478555.0045 | 0 | 434864 | 0 | 0 | 0 | 0 | 612304.3675 | 2134877.8223 | 0 | 0 | 0 | 0 | 0 | 0 | 0 | 0 | 0 | 0 | 0 | 0 | 0 | 0 | 0 | 0 | 0 | -71998.6047 | 115689.6092 | 0 | 0 | 0 | 0 | 0 | 0 | 0 | 0 | 0 | 0 | 0 | 0 | 0 | 0 | 0 | 0
2016-03-03 12:00 | 0 | 0 | 0 | 0 | 96799.5525 | 0 | 459002 | 0 | 0 | 0 | 0 | 365791.5293 | 2019188.2131 | 0 | 0 | 0 | 0 | 0 | 0 | 0 | 0 | 0 | 0 | 0 | 0 | 0 | 0 | 0 | 0 | 0 | -246512.8382 | -115689.6092 | 0 | 0 | 0 | 0 | 0 | 0 | 0 | 0 | 0 | 0 | 0 | 0 | 0 | 0 | 0 | 0
2016-03-03 13:00 | 0 | 0 | 0 | 0 | 429715.6154 | 17172.7439 | 463654 | 0 | 0 | 0 | 0 | 233336.2793 | 2134877.8223 | 0 | 0 | 0 | 0 | 0 | 0 | 0 | 0 | 0 | 0 | 0 | 0 | 0 | 0 | 0 | 0 | 0 | -132455.25 | 115689.6092 | 0 | 0 | 0 | 0 | 0 | 0 | 0 | 0 | 0 | 0 | 0 | 0 | 0 | 0 | 0 | 0
2016-03-03 14:00 | 0 | 0 | 0 | 0 | 0 | 341255.4821 | 463675 | 0 | 0 | 0 | 0 | 226606.3707 | 2019188.2131 | 0 | 0 | 0 | 0 | 0 | 0 | 0 | 0 | 0 | 0 | 0 | 0 | 0 | 0 | 0 | 0 | 0 | -6729.9086 | -115689.6092 | 0 | 0 | 0 | 0 | 0 | 0 | 0 | 0 | 0 | 0 | 0 | 0 | 0 | 0 | 0 | 0
2016-03-03 15:00 | 0 | 0 | 0 | 0 | 0 | 622799.1211 | 462773 | 0 | 0 | 0 | 0 | 473119.2089 | 1932701.496 | 0 | 0 | 0 | 0 | 0 | 0 | 0 | 0 | 0 | 0 | 0 | 0 | 0 | 0 | 0 | 0 | 0 | 246512.8382 | -86486.7171 | 0 | 0 | 0 | 0 | 0 | 0 | 0 | 0 | 0 | 0 | 0 | 0 | 0 | 0 | 0 | 0
2016-03-03 16:00 | 0 | 0 | 0 | 0 | 112662.3864 | 709506.0611 | 459966 | 0 | 0 | 0 | 0 | 719632.0472 | 2048391.1052 | 0 | 0 | 0 | 0 | 0 | 0 | 0 | 0 | 0 | 0 | 0 | 0 | 0 | 0 | 0 | 0 | 0 | 246512.8382 | 115689.6092 | 0 | 0 | 0 | 0 | 0 | 0 | 0 | 0 | 0 | 0 | 0 | 0 | 0 | 0 | 0 | 0
2016-03-03 17:00 | 0 | 0 | 0 | 0 | 0 | 723639.3439 | 456789 | 0 | 0 | 0 | 0 | 870792.7818 | 2164080.7145 | 0 | 0 | 0 | 0 | 0 | 0 | 0 | 0 | 0 | 0 | 0 | 0 | 0 | 0 | 0 | 0 | 0 | 151160.7347 | 115689.6092 | 0 | 0 | 0 | 0 | 0 | 0 | 0 | 0 | 0 | 0 | 0 | 0 | 0 | 0 | 0 | 0
2016-03-03 18:00 | 0 | 0 | 0 | 0 | 0 | 711665.5408 | 455812 | 0 | 0 | 0 | 0 | 1117305.6201 | 2173421.417 | 0 | 0 | 0 | 0 | 0 | 0 | 0 | 0 | 0 | 0 | 0 | 0 | 0 | 0 | 0 | 0 | 0 | 246512.8382 | 9340.7025 | 0 | 0 | 0 | 0 | 0 | 0 | 0 | 0 | 0 | 0 | 0 | 0 | 0 | 0 | 0 | 0
2016-03-03 19:00 | 0 | 0 | 0 | 0 | 0 | 699854.325 | 455296 | 0 | 0 | 0 | 0 | 1363818.4583 | 2171466.9038 | 0 | 0 | 0 | 0 | 0 | 0 | 0 | 0 | 0 | 0 | 0 | 0 | 0 | 0 | 0 | 0 | 0 | 246512.8382 | -1954.5132 | 0 | 0 | 0 | 0 | 0 | 0 | 0 | 0 | 0 | 0 | 0 | 0 | 0 | 0 | 0 | 0
2016-03-03 20:00 | 0 | 0 | 0 | 0 | 0 | 696013.0887 | 455980 | 0 | 0 | 0 | 0 | 1488161.9377 | 2287156.513 | 0 | 0 | 0 | 0 | 0 | 0 | 0 | 0 | 0 | 0 | 0 | 0 | 0 | 0 | 0 | 0 | 0 | 124343.4794 | 115689.6092 | 0 | 0 | 0 | 0 | 0 | 0 | 0 | 0 | 0 | 0 | 0 | 0 | 0 | 0 | 0 | 0
2016-03-03 21:00 | 0 | 0 | 0 | 0 | 0 | 670526.2379 | 459774 | 0 | 0 | 0 | 0 | 1734674.776 | 2251395.9126 | 0 | 0 | 0 | 0 | 0 | 0 | 0 | 0 | 0 | 0 | 0 | 0 | 0 | 0 | 0 | 0 | 0 | 246512.8382 | -35760.6004 | 0 | 0 | 0 | 0 | 0 | 0 | 0 | 0 | 0 | 0 | 0 | 0 | 0 | 0 | 0 | 0
2016-03-03 22:00 | 0 | 0 | 0 | 0 | 0 | 595843.1206 | 466502 | 0 | 0 | 0 | 0 | 1748326.2873 | 2367085.5219 | 0 | 0 | 0 | 0 | 0 | 0 | 0 | 0 | 0 | 0 | 0 | 0 | 0 | 0 | 0 | 0 | 0 | 13651.5113 | 115689.6092 | 0 | 0 | 0 | 0 | 0 | 0 | 0 | 0 | 0 | 0 | 0 | 0 | 0 | 0 | 0 | 0
2016-03-03 23:00 | 0 | 0 | 0 | 0 | 209567.7625 | 414168.3076 | 478087 | 0 | 0 | 0 | 0 | 1778285.7482 | 2482775.1311 | 0 | 0 | 0 | 0 | 0 | 0 | 0 | 0 | 0 | 0 | 0 | 0 | 0 | 0 | 0 | 0 | 0 | 29959.4608 | 115689.6092 | 0 | 0 | 0 | 0 | 0 | 0 | 0 | 0 | 0 | 0 | 0 | 0 | 0 | 0 | 0 | 0
2016-03-04 | 0 | 0 | 0 | 0 | 21110.8202 | 101932.7323 | 485246 | 0 | 0 | 0 | 0 | 1531772.9099 | 2367085.5219 | 0 | 0 | 0 | 0 | 0 | 0 | 0 | 0 | 0 | 0 | 0 | 0 | 0 | 0 | 0 | 0 | 0 | -246512.8382 | -115689.6092 | 0 | 0 | 0 | 0 | 0 | 0 | 0 | 0 | 0 | 0 | 0 | 0 | 0 | 0 | 0 | 0
2016-03-04 01:00 | 0 | 0 | 0 | 0 | 371811.3107 | 339.4812 | 483854 | 0 | 0 | 0 | 0 | 1304380.0927 | 2482775.1311 | 0 | 0 | 0 | 0 | 0 | 0 | 0 | 0 | 0 | 0 | 0 | 0 | 0 | 0 | 0 | 0 | 0 | -227392.8173 | 115689.6092 | 0 | 0 | 0 | 0 | 0 | 0 | 0 | 0 | 0 | 0 | 0 | 0 | 0 | 0 | 0 | 0
2016-03-04 02:00 | 0 | 0 | 0 | 0 | 110447.5525 | 0 | 472650 | 0 | 0 | 0 | 0 | 1057867.2544 | 2367085.5219 | 0 | 0 | 0 | 0 | 0 | 0 | 0 | 0 | 0 | 0 | 0 | 0 | 0 | 0 | 0 | 0 | 0 | -246512.8382 | -115689.6092 | 0 | 0 | 0 | 0 | 0 | 0 | 0 | 0 | 0 | 0 | 0 | 0 | 0 | 0 | 0 | 0
2016-03-04 03:00 | 0 | 0 | 0 | 0 | 91411.5525 | 0 | 453614 | 0 | 0 | 0 | 0 | 811354.4162 | 2251395.9126 | 0 | 0 | 0 | 0 | 0 | 0 | 0 | 0 | 0 | 0 | 0 | 0 | 0 | 0 | 0 | 0 | 0 | -246512.8382 | -115689.6092 | 0 | 0 | 0 | 0 | 0 | 0 | 0 | 0 | 0 | 0 | 0 | 0 | 0 | 0 | 0 | 0
2016-03-04 04:00 | 0 | 0 | 0 | 0 | 492519.6356 | 0 | 429518 | 0 | 0 | 0 | 0 | 758666.4425 | 2367085.5219 | 0 | 0 | 0 | 0 | 0 | 0 | 0 | 0 | 0 | 0 | 0 | 0 | 0 | 0 | 0 | 0 | 0 | -52687.9737 | 115689.6092 | 0 | 0 | 0 | 0 | 0 | 0 | 0 | 0 | 0 | 0 | 0 | 0 | 0 | 0 | 0 | 0
2016-03-04 05:00 | 0 | 0 | 0 | 0 | 46894.5525 | 0 | 409097 | 0 | 0 | 0 | 0 | 512153.6043 | 2251395.9126 | 0 | 0 | 0 | 0 | 0 | 0 | 0 | 0 | 0 | 0 | 0 | 0 | 0 | 0 | 0 | 0 | 0 | -246512.8382 | -115689.6092 | 0 | 0 | 0 | 0 | 0 | 0 | 0 | 0 | 0 | 0 | 0 | 0 | 0 | 0 | 0 | 0
2016-03-04 06:00 | 0 | 0 | 0 | 0 | 506168.2332 | 0 | 395777 | 0 | 0 | 0 | 0 | 738234.4467 | 2135706.3034 | 0 | 0 | 0 | 0 | 0 | 0 | 0 | 0 | 0 | 0 | 0 | 0 | 0 | 0 | 0 | 0 | 0 | 226080.8424 | -115689.6092 | 0 | 0 | 0 | 0 | 0 | 0 | 0 | 0 | 0 | 0 | 0 | 0 | 0 | 0 | 0 | 0
2016-03-04 07:00 | 0 | 0 | 0 | 0 | 520377.5125 | 0 | 386963 | 0 | 0 | 0 | 0 | 984747.285 | 2022607.9777 | 0 | 0 | 0 | 0 | 0 | 0 | 0 | 0 | 0 | 0 | 0 | 0 | 0 | 0 | 0 | 0 | 0 | 246512.8382 | -113098.3257 | 0 | 0 | 0 | 0 | 0 | 0 | 0 | 0 | 0 | 0 | 0 | 0 | 0 | 0 | 0 | 0
2016-03-04 08:00 | 0 | 0 | 0 | 0 | 20243.5525 | 0 | 382446 | 0 | 0 | 0 | 0 | 738234.4467 | 1906918.3685 | 0 | 0 | 0 | 0 | 0 | 0 | 0 | 0 | 0 | 0 | 0 | 0 | 0 | 0 | 0 | 0 | 0 | -246512.8382 | -115689.6092 | 0 | 0 | 0 | 0 | 0 | 0 | 0 | 0 | 0 | 0 | 0 | 0 | 0 | 0 | 0 | 0
2016-03-04 09:00 | 0 | 0 | 0 | 0 | 21727.5525 | 0 | 383930 | 0 | 0 | 0 | 0 | 491721.6085 | 1791228.7593 | 0 | 0 | 0 | 0 | 0 | 0 | 0 | 0 | 0 | 0 | 0 | 0 | 0 | 0 | 0 | 0 | 0 | -246512.8382 | -115689.6092 | 0 | 0 | 0 | 0 | 0 | 0 | 0 | 0 | 0 | 0 | 0 | 0 | 0 | 0 | 0 | 0
2016-03-04 10:00 | 0 | 0 | 0 | 0 | 554406.4376 | 0 | 396378 | 0 | 0 | 0 | 0 | 534060.4369 | 1906918.3685 | 0 | 0 | 0 | 0 | 0 | 0 | 0 | 0 | 0 | 0 | 0 | 0 | 0 | 0 | 0 | 0 | 0 | 42338.8284 | 115689.6092 | 0 | 0 | 0 | 0 | 0 | 0 | 0 | 0 | 0 | 0 | 0 | 0 | 0 | 0 | 0 | 0
2016-03-04 11:00 | 0 | 0 | 0 | 0 | 63992.5525 | 0 | 426195 | 0 | 0 | 0 | 0 | 287547.5986 | 1791228.7593 | 0 | 0 | 0 | 0 | 0 | 0 | 0 | 0 | 0 | 0 | 0 | 0 | 0 | 0 | 0 | 0 | 0 | -246512.8382 | -115689.6092 | 0 | 0 | 0 | 0 | 0 | 0 | 0 | 0 | 0 | 0 | 0 | 0 | 0 | 0 | 0 | 0
2016-03-04 12:00 | 0 | 0 | 0 | 0 | 90569.5525 | 0 | 452772 | 0 | 0 | 0 | 0 | 41034.7604 | 1675539.15 | 0 | 0 | 0 | 0 | 0 | 0 | 0 | 0 | 0 | 0 | 0 | 0 | 0 | 0 | 0 | 0 | 0 | -246512.8382 | -115689.6092 | 0 | 0 | 0 | 0 | 0 | 0 | 0 | 0 | 0 | 0 | 0 | 0 | 0 | 0 | 0 | 0
2016-03-04 13:00 | 0 | 0 | 0 | 0 | 519004.5166 | 18787.3322 | 463137 | 0 | 0 | 0 | 0 | 0 | 1791228.7593 | 0 | 0 | 0 | 0 | 0 | 0 | 0 | 0 | 0 | 0 | 0 | 0 | 0 | 0 | 0 | 0 | 0 | -41034.7604 | 115689.6092 | 0 | 0 | 0 | 0 | 0 | 0 | 0 | 0 | 0 | 0 | 0 | 0 | 0 | 0 | 0 | 0
2016-03-04 14:00 | 0 | 0 | 0 | 0 | 351749.6524 | 273411.4524 | 466733 | 0 | 0 | 0 | 0 | 246512.8382 | 1703144.0258 | 0 | 0 | 0 | 0 | 0 | 0 | 0 | 0 | 0 | 0 | 0 | 0 | 0 | 0 | 0 | 0 | 0 | 246512.8382 | -88084.7335 | 0 | 0 | 0 | 0 | 0 | 0 | 0 | 0 | 0 | 0 | 0 | 0 | 0 | 0 | 0 | 0
2016-03-04 15:00 | 0 | 0 | 0 | 0 | 0 | 625487.5876 | 467077 | 0 | 0 | 0 | 0 | 493025.6765 | 1615041.7752 | 0 | 0 | 0 | 0 | 0 | 0 | 0 | 0 | 0 | 0 | 0 | 0 | 0 | 0 | 0 | 0 | 0 | 246512.8382 | -88102.2506 | 0 | 0 | 0 | 0 | 0 | 0 | 0 | 0 | 0 | 0 | 0 | 0 | 0 | 0 | 0 | 0
2016-03-04 16:00 | 0 | 0 | 0 | 0 | 0 | 720911.5334 | 464285 | 0 | 0 | 0 | 0 | 739538.5147 | 1625155.4703 | 0 | 0 | 0 | 0 | 0 | 0 | 0 | 0 | 0 | 0 | 0 | 0 | 0 | 0 | 0 | 0 | 0 | 246512.8382 | 10113.6951 | 0 | 0 | 0 | 0 | 0 | 0 | 0 | 0 | 0 | 0 | 0 | 0 | 0 | 0 | 0 | 0
2016-03-04 17:00 | 0 | 0 | 0 | 0 | 0 | 726086.3784 | 456607 | 0 | 0 | 0 | 0 | 893328.2839 | 1740845.0795 | 0 | 0 | 0 | 0 | 0 | 0 | 0 | 0 | 0 | 0 | 0 | 0 | 0 | 0 | 0 | 0 | 0 | 153789.7692 | 115689.6092 | 0 | 0 | 0 | 0 | 0 | 0 | 0 | 0 | 0 | 0 | 0 | 0 | 0 | 0 | 0 | 0
2016-03-04 18:00 | 0 | 0 | 0 | 0 | 0 | 712892.3157 | 452165 | 0 | 0 | 0 | 0 | 1139841.1222 | 1755059.557 | 0 | 0 | 0 | 0 | 0 | 0 | 0 | 0 | 0 | 0 | 0 | 0 | 0 | 0 | 0 | 0 | 0 | 246512.8382 | 14214.4775 | 0 | 0 | 0 | 0 | 0 | 0 | 0 | 0 | 0 | 0 | 0 | 0 | 0 | 0 | 0 | 0
2016-03-04 19:00 | 0 | 0 | 0 | 0 | 0 | 700928.0289 | 448207 | 0 | 0 | 0 | 0 | 1276872.5418 | 1870749.1662 | 0 | 0 | 0 | 0 | 0 | 0 | 0 | 0 | 0 | 0 | 0 | 0 | 0 | 0 | 0 | 0 | 0 | 137031.4196 | 115689.6092 | 0 | 0 | 0 | 0 | 0 | 0 | 0 | 0 | 0 | 0 | 0 | 0 | 0 | 0 | 0 | 0
2016-03-04 20:00 | 0 | 0 | 0 | 0 | 0 | 700168.4652 | 444972 | 0 | 0 | 0 | 0 | 1523385.3801 | 1879432.7932 | 0 | 0 | 0 | 0 | 0 | 0 | 0 | 0 | 0 | 0 | 0 | 0 | 0 | 0 | 0 | 0 | 0 | 246512.8382 | 8683.627 | 0 | 0 | 0 | 0 | 0 | 0 | 0 | 0 | 0 | 0 | 0 | 0 | 0 | 0 | 0 | 0
2016-03-04 21:00 | 0 | 0 | 0 | 0 | 0 | 692190.658 | 444497 | 0 | 0 | 0 | 0 | 1655389.4288 | 1995122.4024 | 0 | 0 | 0 | 0 | 0 | 0 | 0 | 0 | 0 | 0 | 0 | 0 | 0 | 0 | 0 | 0 | 0 | 132004.0488 | 115689.6092 | 0 | 0 | 0 | 0 | 0 | 0 | 0 | 0 | 0 | 0 | 0 | 0 | 0 | 0 | 0 | 0
2016-03-04 22:00 | 0 | 0 | 0 | 0 | 0 | 638198.0557 | 447234 | 0 | 0 | 0 | 0 | 1901902.2671 | 1939573.6199 | 0 | 0 | 0 | 0 | 0 | 0 | 0 | 0 | 0 | 0 | 0 | 0 | 0 | 0 | 0 | 0 | 0 | 246512.8382 | -55548.7826 | 0 | 0 | 0 | 0 | 0 | 0 | 0 | 0 | 0 | 0 | 0 | 0 | 0 | 0 | 0 | 0
2016-03-04 23:00 | 0 | 0 | 0 | 0 | 0 | 459218.7107 | 454889 | 0 | 0 | 0 | 0 | 1790542.3685 | 2055263.2291 | 0 | 0 | 0 | 0 | 0 | 0 | 0 | 0 | 0 | 0 | 0 | 0 | 0 | 0 | 0 | 0 | 0 | -111359.8986 | 115689.6092 | 0 | 0 | 0 | 0 | 0 | 0 | 0 | 0 | 0 | 0 | 0 | 0 | 0 | 0 | 0 | 0
2016-03-05 | 0 | 0 | 0 | 0 | 219762.8715 | 104561.1558 | 462545 | 0 | 0 | 0 | 0 | 1768011.0051 | 1939573.6199 | 0 | 0 | 0 | 0 | 0 | 0 | 0 | 0 | 0 | 0 | 0 | 0 | 0 | 0 | 0 | 0 | 0 | -22531.3634 | -115689.6092 | 0 | 0 | 0 | 0 | 0 | 0 | 0 | 0 | 0 | 0 | 0 | 0 | 0 | 0 | 0 | 0
2016-03-05 01:00 | 0 | 0 | 0 | 0 | 527181.7183 | 336.054 | 459738 | 0 | 0 | 0 | 0 | 1720101.1681 | 2055263.2291 | 0 | 0 | 0 | 0 | 0 | 0 | 0 | 0 | 0 | 0 | 0 | 0 | 0 | 0 | 0 | 0 | 0 | -47909.837 | 115689.6092 | 0 | 0 | 0 | 0 | 0 | 0 | 0 | 0 | 0 | 0 | 0 | 0 | 0 | 0 | 0 | 0
2016-03-05 02:00 | 0 | 0 | 0 | 0 | 91845.5525 | 0 | 454048 | 0 | 0 | 0 | 0 | 1473588.3299 | 1939573.6199 | 0 | 0 | 0 | 0 | 0 | 0 | 0 | 0 | 0 | 0 | 0 | 0 | 0 | 0 | 0 | 0 | 0 | -246512.8382 | -115689.6092 | 0 | 0 | 0 | 0 | 0 | 0 | 0 | 0 | 0 | 0 | 0 | 0 | 0 | 0 | 0 | 0
2016-03-05 03:00 | 0 | 0 | 0 | 0 | 502791.9667 | 0 | 439985 | 0 | 0 | 0 | 0 | 1420705.6874 | 2055263.2291 | 0 | 0 | 0 | 0 | 0 | 0 | 0 | 0 | 0 | 0 | 0 | 0 | 0 | 0 | 0 | 0 | 0 | -52882.6425 | 115689.6092 | 0 | 0 | 0 | 0 | 0 | 0 | 0 | 0 | 0 | 0 | 0 | 0 | 0 | 0 | 0 | 0
2016-03-05 04:00 | 0 | 0 | 0 | 0 | 501746.9507 | 0 | 419916 | 0 | 0 | 0 | 0 | 1386847.0288 | 2170952.8383 | 0 | 0 | 0 | 0 | 0 | 0 | 0 | 0 | 0 | 0 | 0 | 0 | 0 | 0 | 0 | 0 | 0 | -33858.6585 | 115689.6092 | 0 | 0 | 0 | 0 | 0 | 0 | 0 | 0 | 0 | 0 | 0 | 0 | 0 | 0 | 0 | 0
2016-03-05 05:00 | 0 | 0 | 0 | 0 | 40105.5525 | 0 | 402308 | 0 | 0 | 0 | 0 | 1140334.1906 | 2055263.2291 | 0 | 0 | 0 | 0 | 0 | 0 | 0 | 0 | 0 | 0 | 0 | 0 | 0 | 0 | 0 | 0 | 0 | -246512.8382 | -115689.6092 | 0 | 0 | 0 | 0 | 0 | 0 | 0 | 0 | 0 | 0 | 0 | 0 | 0 | 0 | 0 | 0
2016-03-05 06:00 | 0 | 0 | 0 | 0 | 27586.5525 | 0 | 389789 | 0 | 0 | 0 | 0 | 893821.3523 | 1939573.6199 | 0 | 0 | 0 | 0 | 0 | 0 | 0 | 0 | 0 | 0 | 0 | 0 | 0 | 0 | 0 | 0 | 0 | -246512.8382 | -115689.6092 | 0 | 0 | 0 | 0 | 0 | 0 | 0 | 0 | 0 | 0 | 0 | 0 | 0 | 0 | 0 | 0
2016-03-05 07:00 | 0 | 0 | 0 | 0 | 480216.484 | 0 | 381883 | 0 | 0 | 0 | 0 | 1107844.4456 | 1823884.0106 | 0 | 0 | 0 | 0 | 0 | 0 | 0 | 0 | 0 | 0 | 0 | 0 | 0 | 0 | 0 | 0 | 0 | 214023.0932 | -115689.6092 | 0 | 0 | 0 | 0 | 0 | 0 | 0 | 0 | 0 | 0 | 0 | 0 | 0 | 0 | 0 | 0
2016-03-05 08:00 | 0 | 0 | 0 | 0 | 247537.771 | 0 | 378361 | 0 | 0 | 0 | 0 | 861331.6073 | 1939573.6199 | 0 | 0 | 0 | 0 | 0 | 0 | 0 | 0 | 0 | 0 | 0 | 0 | 0 | 0 | 0 | 0 | 0 | -246512.8382 | 115689.6092 | 0 | 0 | 0 | 0 | 0 | 0 | 0 | 0 | 0 | 0 | 0 | 0 | 0 | 0 | 0 | 0
2016-03-05 09:00 | 0 | 0 | 0 | 0 | 478388.2427 | 0 | 378804 | 0 | 0 | 0 | 0 | 1076605.4592 | 1823884.0106 | 0 | 0 | 0 | 0 | 0 | 0 | 0 | 0 | 0 | 0 | 0 | 0 | 0 | 0 | 0 | 0 | 0 | 215273.8519 | -115689.6092 | 0 | 0 | 0 | 0 | 0 | 0 | 0 | 0 | 0 | 0 | 0 | 0 | 0 | 0 | 0 | 0
2016-03-05 10:00 | 0 | 0 | 0 | 0 | 21419.5525 | 0 | 383622 | 0 | 0 | 0 | 0 | 830092.621 | 1708194.4014 | 0 | 0 | 0 | 0 | 0 | 0 | 0 | 0 | 0 | 0 | 0 | 0 | 0 | 0 | 0 | 0 | 0 | -246512.8382 | -115689.6092 | 0 | 0 | 0 | 0 | 0 | 0 | 0 | 0 | 0 | 0 | 0 | 0 | 0 | 0 | 0 | 0
2016-03-05 11:00 | 0 | 0 | 0 | 0 | 32530.5525 | 0 | 394733 | 0 | 0 | 0 | 0 | 583579.7827 | 1592504.7922 | 0 | 0 | 0 | 0 | 0 | 0 | 0 | 0 | 0 | 0 | 0 | 0 | 0 | 0 | 0 | 0 | 0 | -246512.8382 | -115689.6092 | 0 | 0 | 0 | 0 | 0 | 0 | 0 | 0 | 0 | 0 | 0 | 0 | 0 | 0 | 0 | 0
2016-03-05 12:00 | 0 | 0 | 0 | 0 | 483075.6066 | 0 | 407767 | 0 | 0 | 0 | 0 | 774577.9985 | 1476815.183 | 0 | 0 | 0 | 0 | 0 | 0 | 0 | 0 | 0 | 0 | 0 | 0 | 0 | 0 | 0 | 0 | 0 | 190998.2158 | -115689.6092 | 0 | 0 | 0 | 0 | 0 | 0 | 0 | 0 | 0 | 0 | 0 | 0 | 0 | 0 | 0 | 0
2016-03-05 13:00 | 0 | 0 | 0 | 0 | 406375.7879 | 22638.8094 | 417596 | 0 | 0 | 0 | 0 | 670306.9866 | 1592504.7922 | 0 | 0 | 0 | 0 | 0 | 0 | 0 | 0 | 0 | 0 | 0 | 0 | 0 | 0 | 0 | 0 | 0 | -104271.0119 | 115689.6092 | 0 | 0 | 0 | 0 | 0 | 0 | 0 | 0 | 0 | 0 | 0 | 0 | 0 | 0 | 0 | 0
2016-03-05 14:00 | 0 | 0 | 0 | 0 | 0 | 253941.8228 | 421215 | 0 | 0 | 0 | 0 | 618723.4187 | 1476815.183 | 0 | 0 | 0 | 0 | 0 | 0 | 0 | 0 | 0 | 0 | 0 | 0 | 0 | 0 | 0 | 0 | 0 | -51583.5679 | -115689.6092 | 0 | 0 | 0 | 0 | 0 | 0 | 0 | 0 | 0 | 0 | 0 | 0 | 0 | 0 | 0 | 0
2016-03-05 15:00 | 0 | 0 | 0 | 0 | 0 | 485161.6436 | 420620 | 0 | 0 | 0 | 0 | 567575.4531 | 1592504.7922 | 0 | 0 | 0 | 0 | 0 | 0 | 0 | 0 | 0 | 0 | 0 | 0 | 0 | 0 | 0 | 0 | 0 | -51147.9656 | 115689.6092 | 0 | 0 | 0 | 0 | 0 | 0 | 0 | 0 | 0 | 0 | 0 | 0 | 0 | 0 | 0 | 0
2016-03-05 16:00 | 0 | 0 | 0 | 0 | 168692.6941 | 609630.7533 | 416121 | 0 | 0 | 0 | 0 | 814088.2913 | 1708194.4014 | 0 | 0 | 0 | 0 | 0 | 0 | 0 | 0 | 0 | 0 | 0 | 0 | 0 | 0 | 0 | 0 | 0 | 246512.8382 | 115689.6092 | 0 | 0 | 0 | 0 | 0 | 0 | 0 | 0 | 0 | 0 | 0 | 0 | 0 | 0 | 0 | 0
2016-03-05 17:00 | 0 | 0 | 0 | 0 | 119800.2218 | 654295.2257 | 411893 | 0 | 0 | 0 | 0 | 1060601.1296 | 1823884.0106 | 0 | 0 | 0 | 0 | 0 | 0 | 0 | 0 | 0 | 0 | 0 | 0 | 0 | 0 | 0 | 0 | 0 | 246512.8382 | 115689.6092 | 0 | 0 | 0 | 0 | 0 | 0 | 0 | 0 | 0 | 0 | 0 | 0 | 0 | 0 | 0 | 0
2016-03-05 18:00 | 0 | 0 | 0 | 0 | 0 | 649373.2714 | 407135 | 0 | 0 | 0 | 0 | 1187149.7917 | 1939573.6199 | 0 | 0 | 0 | 0 | 0 | 0 | 0 | 0 | 0 | 0 | 0 | 0 | 0 | 0 | 0 | 0 | 0 | 126548.6621 | 115689.6092 | 0 | 0 | 0 | 0 | 0 | 0 | 0 | 0 | 0 | 0 | 0 | 0 | 0 | 0 | 0 | 0
2016-03-05 19:00 | 0 | 0 | 0 | 0 | 0 | 640270.0933 | 404596 | 0 | 0 | 0 | 0 | 1307134.2758 | 2055263.2291 | 0 | 0 | 0 | 0 | 0 | 0 | 0 | 0 | 0 | 0 | 0 | 0 | 0 | 0 | 0 | 0 | 0 | 119984.4841 | 115689.6092 | 0 | 0 | 0 | 0 | 0 | 0 | 0 | 0 | 0 | 0 | 0 | 0 | 0 | 0 | 0 | 0
2016-03-05 20:00 | 0 | 0 | 0 | 0 | 0 | 630973.7042 | 402744 | 0 | 0 | 0 | 0 | 1553647.114 | 2036980.0951 | 0 | 0 | 0 | 0 | 0 | 0 | 0 | 0 | 0 | 0 | 0 | 0 | 0 | 0 | 0 | 0 | 0 | 246512.8382 | -18283.134 | 0 | 0 | 0 | 0 | 0 | 0 | 0 | 0 | 0 | 0 | 0 | 0 | 0 | 0 | 0 | 0
2016-03-05 21:00 | 0 | 0 | 0 | 0 | 0 | 597110.7516 | 403627 | 0 | 0 | 0 | 0 | 1631441.2564 | 2152669.7043 | 0 | 0 | 0 | 0 | 0 | 0 | 0 | 0 | 0 | 0 | 0 | 0 | 0 | 0 | 0 | 0 | 0 | 77794.1424 | 115689.6092 | 0 | 0 | 0 | 0 | 0 | 0 | 0 | 0 | 0 | 0 | 0 | 0 | 0 | 0 | 0 | 0
2016-03-05 22:00 | 0 | 0 | 0 | 0 | 0 | 518369.6739 | 407156 | 0 | 0 | 0 | 0 | 1858344.5395 | 2036980.0951 | 0 | 0 | 0 | 0 | 0 | 0 | 0 | 0 | 0 | 0 | 0 | 0 | 0 | 0 | 0 | 0 | 0 | 226903.2831 | -115689.6092 | 0 | 0 | 0 | 0 | 0 | 0 | 0 | 0 | 0 | 0 | 0 | 0 | 0 | 0 | 0 | 0
2016-03-05 23:00 | 0 | 0 | 0 | 0 | 0 | 363706.7716 | 417186 | 0 | 0 | 0 | 0 | 1689175.7018 | 2152669.7043 | 0 | 0 | 0 | 0 | 0 | 0 | 0 | 0 | 0 | 0 | 0 | 0 | 0 | 0 | 0 | 0 | 0 | -169168.8377 | 115689.6092 | 0 | 0 | 0 | 0 | 0 | 0 | 0 | 0 | 0 | 0 | 0 | 0 | 0 | 0 | 0 | 0
2016-03-06 | 0 | 0 | 0 | 0 | 0 | 113540.8721 | 426981 | 0 | 0 | 0 | 0 | 1491425.1832 | 2036980.0951 | 0 | 0 | 0 | 0 | 0 | 0 | 0 | 0 | 0 | 0 | 0 | 0 | 0 | 0 | 0 | 0 | 0 | -197750.5186 | -115689.6092 | 0 | 0 | 0 | 0 | 0 | 0 | 0 | 0 | 0 | 0 | 0 | 0 | 0 | 0 | 0 | 0
2016-03-06 01:00 | 0 | 0 | 0 | 0 | 558921.1851 | 460.0439 | 428558 | 0 | 0 | 0 | 0 | 1737938.0214 | 1921290.4858 | 0 | 0 | 0 | 0 | 0 | 0 | 0 | 0 | 0 | 0 | 0 | 0 | 0 | 0 | 0 | 0 | 0 | 246512.8382 | -115689.6092 | 0 | 0 | 0 | 0 | 0 | 0 | 0 | 0 | 0 | 0 | 0 | 0 | 0 | 0 | 0 | 0
2016-03-06 02:00 | 0 | 0 | 0 | 0 | 292633.771 | 0 | 423457 | 0 | 0 | 0 | 0 | 1491425.1832 | 2036980.0951 | 0 | 0 | 0 | 0 | 0 | 0 | 0 | 0 | 0 | 0 | 0 | 0 | 0 | 0 | 0 | 0 | 0 | -246512.8382 | 115689.6092 | 0 | 0 | 0 | 0 | 0 | 0 | 0 | 0 | 0 | 0 | 0 | 0 | 0 | 0 | 0 | 0
2016-03-06 03:00 | 0 | 0 | 0 | 0 | 49344.5525 | 0 | 411547 | 0 | 0 | 0 | 0 | 1244912.3449 | 1921290.4858 | 0 | 0 | 0 | 0 | 0 | 0 | 0 | 0 | 0 | 0 | 0 | 0 | 0 | 0 | 0 | 0 | 0 | -246512.8382 | -115689.6092 | 0 | 0 | 0 | 0 | 0 | 0 | 0 | 0 | 0 | 0 | 0 | 0 | 0 | 0 | 0 | 0
2016-03-06 04:00 | 0 | 0 | 0 | 0 | 32644.5525 | 0 | 394847 | 0 | 0 | 0 | 0 | 998399.5067 | 1805600.8766 | 0 | 0 | 0 | 0 | 0 | 0 | 0 | 0 | 0 | 0 | 0 | 0 | 0 | 0 | 0 | 0 | 0 | -246512.8382 | -115689.6092 | 0 | 0 | 0 | 0 | 0 | 0 | 0 | 0 | 0 | 0 | 0 | 0 | 0 | 0 | 0 | 0
2016-03-06 05:00 | 0 | 0 | 0 | 0 | 740539.4475 | 0 | 378337 | 0 | 0 | 0 | 0 | 1244912.3449 | 1921290.4858 | 0 | 0 | 0 | 0 | 0 | 0 | 0 | 0 | 0 | 0 | 0 | 0 | 0 | 0 | 0 | 0 | 0 | 246512.8382 | 115689.6092 | 0 | 0 | 0 | 0 | 0 | 0 | 0 | 0 | 0 | 0 | 0 | 0 | 0 | 0 | 0 | 0
2016-03-06 06:00 | 0 | 0 | 0 | 0 | 4601.5525 | 0 | 366804 | 0 | 0 | 0 | 0 | 998399.5067 | 1805600.8766 | 0 | 0 | 0 | 0 | 0 | 0 | 0 | 0 | 0 | 0 | 0 | 0 | 0 | 0 | 0 | 0 | 0 | -246512.8382 | -115689.6092 | 0 | 0 | 0 | 0 | 0 | 0 | 0 | 0 | 0 | 0 | 0 | 0 | 0 | 0 | 0 | 0
2016-03-06 07:00 | 0 | 0 | 0 | 0 | 0 | 0 | 360173 | 0 | 0 | 0 | 0 | 751886.6684 | 1691940.7149 | 0 | 0 | 0 | 0 | 0 | 0 | 0 | 0 | 0 | 0 | 0 | 0 | 0 | 0 | 0 | 0 | 0 | -246512.8382 | -113660.1618 | 0 | 0 | 0 | 0 | 0 | 0 | 0 | 0 | 0 | 0 | 0 | 0 | 0 | 0 | 0 | 0
2016-03-06 08:00 | 0 | 0 | 0 | 0 | 718613.4475 | 0 | 356411 | 0 | 0 | 0 | 0 | 998399.5067 | 1807630.3241 | 0 | 0 | 0 | 0 | 0 | 0 | 0 | 0 | 0 | 0 | 0 | 0 | 0 | 0 | 0 | 0 | 0 | 246512.8382 | 115689.6092 | 0 | 0 | 0 | 0 | 0 | 0 | 0 | 0 | 0 | 0 | 0 | 0 | 0 | 0 | 0 | 0
2016-03-06 09:00 | 0 | 0 | 0 | 0 | 0 | 0 | 356415 | 0 | 0 | 0 | 0 | 751886.6684 | 1697728.1623 | 0 | 0 | 0 | 0 | 0 | 0 | 0 | 0 | 0 | 0 | 0 | 0 | 0 | 0 | 0 | 0 | 0 | -246512.8382 | -109902.1618 | 0 | 0 | 0 | 0 | 0 | 0 | 0 | 0 | 0 | 0 | 0 | 0 | 0 | 0 | 0 | 0
2016-03-06 10:00 | 0 | 0 | 0 | 0 | 0 | 0 | 359048 | 0 | 0 | 0 | 0 | 505373.8302 | 1585193.0006 | 0 | 0 | 0 | 0 | 0 | 0 | 0 | 0 | 0 | 0 | 0 | 0 | 0 | 0 | 0 | 0 | 0 | -246512.8382 | -112535.1618 | 0 | 0 | 0 | 0 | 0 | 0 | 0 | 0 | 0 | 0 | 0 | 0 | 0 | 0 | 0 | 0
2016-03-06 11:00 | 0 | 0 | 0 | 0 | 235822.771 | 0 | 366646 | 0 | 0 | 0 | 0 | 258860.992 | 1700882.6098 | 0 | 0 | 0 | 0 | 0 | 0 | 0 | 0 | 0 | 0 | 0 | 0 | 0 | 0 | 0 | 0 | 0 | -246512.8382 | 115689.6092 | 0 | 0 | 0 | 0 | 0 | 0 | 0 | 0 | 0 | 0 | 0 | 0 | 0 | 0 | 0 | 0
2016-03-06 12:00 | 0 | 0 | 0 | 0 | 508423.229 | 0 | 377600 | 0 | 0 | 0 | 0 | 505373.8302 | 1585193.0006 | 0 | 0 | 0 | 0 | 0 | 0 | 0 | 0 | 0 | 0 | 0 | 0 | 0 | 0 | 0 | 0 | 0 | 246512.8382 | -115689.6092 | 0 | 0 | 0 | 0 | 0 | 0 | 0 | 0 | 0 | 0 | 0 | 0 | 0 | 0 | 0 | 0
2016-03-06 13:00 | 0 | 0 | 0 | 0 | 12224.4376 | 13192.1149 | 387619 | 0 | 0 | 0 | 0 | 258860.992 | 1469503.3913 | 0 | 0 | 0 | 0 | 0 | 0 | 0 | 0 | 0 | 0 | 0 | 0 | 0 | 0 | 0 | 0 | 0 | -246512.8382 | -115689.6092 | 0 | 0 | 0 | 0 | 0 | 0 | 0 | 0 | 0 | 0 | 0 | 0 | 0 | 0 | 0 | 0
2016-03-06 14:00 | 0 | 0 | 0 | 0 | 517059.4065 | 234147.9887 | 393836 | 0 | 0 | 0 | 0 | 500542.778 | 1585193.0006 | 0 | 0 | 0 | 0 | 0 | 0 | 0 | 0 | 0 | 0 | 0 | 0 | 0 | 0 | 0 | 0 | 0 | 241681.786 | 115689.6092 | 0 | 0 | 0 | 0 | 0 | 0 | 0 | 0 | 0 | 0 | 0 | 0 | 0 | 0 | 0 | 0
2016-03-06 15:00 | 0 | 0 | 0 | 0 | 54845.3413 | 470028.8878 | 394051 | 0 | 0 | 0 | 0 | 747055.6162 | 1469503.3913 | 0 | 0 | 0 | 0 | 0 | 0 | 0 | 0 | 0 | 0 | 0 | 0 | 0 | 0 | 0 | 0 | 0 | 246512.8382 | -115689.6092 | 0 | 0 | 0 | 0 | 0 | 0 | 0 | 0 | 0 | 0 | 0 | 0 | 0 | 0 | 0 | 0
2016-03-06 16:00 | 0 | 0 | 0 | 0 | 0 | 584725.8143 | 391527 | 0 | 0 | 0 | 0 | 824564.8213 | 1585193.0006 | 0 | 0 | 0 | 0 | 0 | 0 | 0 | 0 | 0 | 0 | 0 | 0 | 0 | 0 | 0 | 0 | 0 | 77509.205 | 115689.6092 | 0 | 0 | 0 | 0 | 0 | 0 | 0 | 0 | 0 | 0 | 0 | 0 | 0 | 0 | 0 | 0
2016-03-06 17:00 | 0 | 0 | 0 | 0 | 122828.8321 | 629050.6153 | 389677 | 0 | 0 | 0 | 0 | 1071077.6595 | 1700882.6098 | 0 | 0 | 0 | 0 | 0 | 0 | 0 | 0 | 0 | 0 | 0 | 0 | 0 | 0 | 0 | 0 | 0 | 246512.8382 | 115689.6092 | 0 | 0 | 0 | 0 | 0 | 0 | 0 | 0 | 0 | 0 | 0 | 0 | 0 | 0 | 0 | 0
2016-03-06 18:00 | 0 | 0 | 0 | 0 | 0 | 625633.4031 | 387230 | 0 | 0 | 0 | 0 | 1193791.4534 | 1816572.219 | 0 | 0 | 0 | 0 | 0 | 0 | 0 | 0 | 0 | 0 | 0 | 0 | 0 | 0 | 0 | 0 | 0 | 122713.7939 | 115689.6092 | 0 | 0 | 0 | 0 | 0 | 0 | 0 | 0 | 0 | 0 | 0 | 0 | 0 | 0 | 0 | 0
2016-03-06 19:00 | 0 | 0 | 0 | 0 | 0 | 615314.1729 | 385165 | 0 | 0 | 0 | 0 | 1440304.2916 | 1800208.5537 | 0 | 0 | 0 | 0 | 0 | 0 | 0 | 0 | 0 | 0 | 0 | 0 | 0 | 0 | 0 | 0 | 0 | 246512.8382 | -16363.6654 | 0 | 0 | 0 | 0 | 0 | 0 | 0 | 0 | 0 | 0 | 0 | 0 | 0 | 0 | 0 | 0
2016-03-06 20:00 | 0 | 0 | 0 | 0 | 0 | 607009.3418 | 383511 | 0 | 0 | 0 | 0 | 1548113.0242 | 1915898.1629 | 0 | 0 | 0 | 0 | 0 | 0 | 0 | 0 | 0 | 0 | 0 | 0 | 0 | 0 | 0 | 0 | 0 | 107808.7326 | 115689.6092 | 0 | 0 | 0 | 0 | 0 | 0 | 0 | 0 | 0 | 0 | 0 | 0 | 0 | 0 | 0 | 0
2016-03-06 21:00 | 0 | 0 | 0 | 0 | 0 | 583826.06 | 386144 | 0 | 0 | 0 | 0 | 1794625.8625 | 1867067.3847 | 0 | 0 | 0 | 0 | 0 | 0 | 0 | 0 | 0 | 0 | 0 | 0 | 0 | 0 | 0 | 0 | 0 | 246512.8382 | -48830.7782 | 0 | 0 | 0 | 0 | 0 | 0 | 0 | 0 | 0 | 0 | 0 | 0 | 0 | 0 | 0 | 0
2016-03-06 22:00 | 0 | 0 | 0 | 0 | 0 | 526822.9434 | 392608 | 0 | 0 | 0 | 0 | 1813151.1966 | 1982756.9939 | 0 | 0 | 0 | 0 | 0 | 0 | 0 | 0 | 0 | 0 | 0 | 0 | 0 | 0 | 0 | 0 | 0 | 18525.3341 | 115689.6092 | 0 | 0 | 0 | 0 | 0 | 0 | 0 | 0 | 0 | 0 | 0 | 0 | 0 | 0 | 0 | 0
2016-03-06 23:00 | 0 | 0 | 0 | 0 | 0 | 404541.2742 | 408579 | 0 | 0 | 0 | 0 | 1693423.8616 | 2098446.6031 | 0 | 0 | 0 | 0 | 0 | 0 | 0 | 0 | 0 | 0 | 0 | 0 | 0 | 0 | 0 | 0 | 0 | -119727.335 | 115689.6092 | 0 | 0 | 0 | 0 | 0 | 0 | 0 | 0 | 0 | 0 | 0 | 0 | 0 | 0 | 0 | 0
2016-03-07 | 0 | 0 | 0 | 0 | 0 | 172852.2419 | 426425 | 0 | 0 | 0 | 0 | 1446911.0233 | 2091386.6832 | 0 | 0 | 0 | 0 | 0 | 0 | 0 | 0 | 0 | 0 | 0 | 0 | 0 | 0 | 0 | 0 | 0 | -246512.8382 | -7059.9199 | 0 | 0 | 0 | 0 | 0 | 0 | 0 | 0 | 0 | 0 | 0 | 0 | 0 | 0 | 0 | 0
2016-03-07 01:00 | 0 | 0 | 0 | 0 | 68352.8291 | 1093.7234 | 431649 | 0 | 0 | 0 | 0 | 1200398.1851 | 1975697.074 | 0 | 0 | 0 | 0 | 0 | 0 | 0 | 0 | 0 | 0 | 0 | 0 | 0 | 0 | 0 | 0 | 0 | -246512.8382 | -115689.6092 | 0 | 0 | 0 | 0 | 0 | 0 | 0 | 0 | 0 | 0 | 0 | 0 | 0 | 0 | 0 | 0
2016-03-07 02:00 | 0 | 0 | 0 | 0 | 555258.229 | 0 | 424435 | 0 | 0 | 0 | 0 | 1446911.0233 | 1860007.4648 | 0 | 0 | 0 | 0 | 0 | 0 | 0 | 0 | 0 | 0 | 0 | 0 | 0 | 0 | 0 | 0 | 0 | 246512.8382 | -115689.6092 | 0 | 0 | 0 | 0 | 0 | 0 | 0 | 0 | 0 | 0 | 0 | 0 | 0 | 0 | 0 | 0
2016-03-07 03:00 | 0 | 0 | 0 | 0 | 279864.771 | 0 | 410688 | 0 | 0 | 0 | 0 | 1200398.1851 | 1975697.074 | 0 | 0 | 0 | 0 | 0 | 0 | 0 | 0 | 0 | 0 | 0 | 0 | 0 | 0 | 0 | 0 | 0 | -246512.8382 | 115689.6092 | 0 | 0 | 0 | 0 | 0 | 0 | 0 | 0 | 0 | 0 | 0 | 0 | 0 | 0 | 0 | 0
2016-03-07 04:00 | 0 | 0 | 0 | 0 | 29528.5525 | 0 | 391731 | 0 | 0 | 0 | 0 | 953885.3469 | 1860007.4648 | 0 | 0 | 0 | 0 | 0 | 0 | 0 | 0 | 0 | 0 | 0 | 0 | 0 | 0 | 0 | 0 | 0 | -246512.8382 | -115689.6092 | 0 | 0 | 0 | 0 | 0 | 0 | 0 | 0 | 0 | 0 | 0 | 0 | 0 | 0 | 0 | 0
2016-03-07 05:00 | 0 | 0 | 0 | 0 | 14145.5525 | 0 | 376348 | 0 | 0 | 0 | 0 | 707372.5086 | 1744317.8555 | 0 | 0 | 0 | 0 | 0 | 0 | 0 | 0 | 0 | 0 | 0 | 0 | 0 | 0 | 0 | 0 | 0 | -246512.8382 | -115689.6092 | 0 | 0 | 0 | 0 | 0 | 0 | 0 | 0 | 0 | 0 | 0 | 0 | 0 | 0 | 0 | 0
2016-03-07 06:00 | 0 | 0 | 0 | 0 | 728362.4475 | 0 | 366160 | 0 | 0 | 0 | 0 | 953885.3469 | 1860007.4648 | 0 | 0 | 0 | 0 | 0 | 0 | 0 | 0 | 0 | 0 | 0 | 0 | 0 | 0 | 0 | 0 | 0 | 246512.8382 | 115689.6092 | 0 | 0 | 0 | 0 | 0 | 0 | 0 | 0 | 0 | 0 | 0 | 0 | 0 | 0 | 0 | 0
2016-03-07 07:00 | 0 | 0 | 0 | 0 | 0 | 0 | 359939 | 0 | 0 | 0 | 0 | 707372.5086 | 1746581.303 | 0 | 0 | 0 | 0 | 0 | 0 | 0 | 0 | 0 | 0 | 0 | 0 | 0 | 0 | 0 | 0 | 0 | -246512.8382 | -113426.1618 | 0 | 0 | 0 | 0 | 0 | 0 | 0 | 0 | 0 | 0 | 0 | 0 | 0 | 0 | 0 | 0
2016-03-07 08:00 | 0 | 0 | 0 | 0 | 0 | 0 | 357960 | 0 | 0 | 0 | 0 | 460859.6704 | 1635134.1413 | 0 | 0 | 0 | 0 | 0 | 0 | 0 | 0 | 0 | 0 | 0 | 0 | 0 | 0 | 0 | 0 | 0 | -246512.8382 | -111447.1618 | 0 | 0 | 0 | 0 | 0 | 0 | 0 | 0 | 0 | 0 | 0 | 0 | 0 | 0 | 0 | 0
2016-03-07 09:00 | 0 | 0 | 0 | 0 | 723738.4475 | 0 | 361536 | 0 | 0 | 0 | 0 | 707372.5086 | 1750823.7505 | 0 | 0 | 0 | 0 | 0 | 0 | 0 | 0 | 0 | 0 | 0 | 0 | 0 | 0 | 0 | 0 | 0 | 246512.8382 | 115689.6092 | 0 | 0 | 0 | 0 | 0 | 0 | 0 | 0 | 0 | 0 | 0 | 0 | 0 | 0 | 0 | 0
2016-03-07 10:00 | 0 | 0 | 0 | 0 | 507534.229 | 0 | 376711 | 0 | 0 | 0 | 0 | 953885.3469 | 1635134.1413 | 0 | 0 | 0 | 0 | 0 | 0 | 0 | 0 | 0 | 0 | 0 | 0 | 0 | 0 | 0 | 0 | 0 | 246512.8382 | -115689.6092 | 0 | 0 | 0 | 0 | 0 | 0 | 0 | 0 | 0 | 0 | 0 | 0 | 0 | 0 | 0 | 0
2016-03-07 11:00 | 0 | 0 | 0 | 0 | 46141.5525 | 0 | 408344 | 0 | 0 | 0 | 0 | 707372.5086 | 1519444.532 | 0 | 0 | 0 | 0 | 0 | 0 | 0 | 0 | 0 | 0 | 0 | 0 | 0 | 0 | 0 | 0 | 0 | -246512.8382 | -115689.6092 | 0 | 0 | 0 | 0 | 0 | 0 | 0 | 0 | 0 | 0 | 0 | 0 | 0 | 0 | 0 | 0
2016-03-07 12:00 | 0 | 0 | 0 | 0 | 300627.771 | 0 | 431451 | 0 | 0 | 0 | 0 | 460859.6704 | 1635134.1413 | 0 | 0 | 0 | 0 | 0 | 0 | 0 | 0 | 0 | 0 | 0 | 0 | 0 | 0 | 0 | 0 | 0 | -246512.8382 | 115689.6092 | 0 | 0 | 0 | 0 | 0 | 0 | 0 | 0 | 0 | 0 | 0 | 0 | 0 | 0 | 0 | 0
2016-03-07 13:00 | 0 | 0 | 0 | 0 | 574181.0162 | 20531.7528 | 436012 | 0 | 0 | 0 | 0 | 707372.5086 | 1547322.072 | 0 | 0 | 0 | 0 | 0 | 0 | 0 | 0 | 0 | 0 | 0 | 0 | 0 | 0 | 0 | 0 | 0 | 246512.8382 | -87812.0693 | 0 | 0 | 0 | 0 | 0 | 0 | 0 | 0 | 0 | 0 | 0 | 0 | 0 | 0 | 0 | 0
2016-03-07 14:00 | 0 | 0 | 0 | 0 | 0 | 324066.1218 | 435209 | 0 | 0 | 0 | 0 | 480540.0211 | 1663011.6812 | 0 | 0 | 0 | 0 | 0 | 0 | 0 | 0 | 0 | 0 | 0 | 0 | 0 | 0 | 0 | 0 | 0 | -226832.4875 | 115689.6092 | 0 | 0 | 0 | 0 | 0 | 0 | 0 | 0 | 0 | 0 | 0 | 0 | 0 | 0 | 0 | 0
2016-03-07 15:00 | 0 | 0 | 0 | 0 | 0 | 577119.3447 | 434992 | 0 | 0 | 0 | 0 | 727052.8594 | 1558626.1877 | 0 | 0 | 0 | 0 | 0 | 0 | 0 | 0 | 0 | 0 | 0 | 0 | 0 | 0 | 0 | 0 | 0 | 246512.8382 | -104385.4936 | 0 | 0 | 0 | 0 | 0 | 0 | 0 | 0 | 0 | 0 | 0 | 0 | 0 | 0 | 0 | 0
2016-03-07 16:00 | 0 | 0 | 0 | 0 | 156742.7487 | 639064.6988 | 433605 | 0 | 0 | 0 | 0 | 973565.6976 | 1674315.7969 | 0 | 0 | 0 | 0 | 0 | 0 | 0 | 0 | 0 | 0 | 0 | 0 | 0 | 0 | 0 | 0 | 0 | 246512.8382 | 115689.6092 | 0 | 0 | 0 | 0 | 0 | 0 | 0 | 0 | 0 | 0 | 0 | 0 | 0 | 0 | 0 | 0
2016-03-07 17:00 | 0 | 0 | 0 | 0 | 0 | 655347.547 | 430155 | 0 | 0 | 0 | 0 | 1083068.6354 | 1790005.4061 | 0 | 0 | 0 | 0 | 0 | 0 | 0 | 0 | 0 | 0 | 0 | 0 | 0 | 0 | 0 | 0 | 0 | 109502.9378 | 115689.6092 | 0 | 0 | 0 | 0 | 0 | 0 | 0 | 0 | 0 | 0 | 0 | 0 | 0 | 0 | 0 | 0
2016-03-07 18:00 | 0 | 0 | 0 | 0 | 0 | 654241.2497 | 428360 | 0 | 0 | 0 | 0 | 1193260.2759 | 1905695.0153 | 0 | 0 | 0 | 0 | 0 | 0 | 0 | 0 | 0 | 0 | 0 | 0 | 0 | 0 | 0 | 0 | 0 | 110191.6404 | 115689.6092 | 0 | 0 | 0 | 0 | 0 | 0 | 0 | 0 | 0 | 0 | 0 | 0 | 0 | 0 | 0 | 0
2016-03-07 19:00 | 0 | 0 | 0 | 0 | 0 | 642879.9399 | 425749 | 0 | 0 | 0 | 0 | 1439773.1141 | 1876313.117 | 0 | 0 | 0 | 0 | 0 | 0 | 0 | 0 | 0 | 0 | 0 | 0 | 0 | 0 | 0 | 0 | 0 | 246512.8382 | -29381.8983 | 0 | 0 | 0 | 0 | 0 | 0 | 0 | 0 | 0 | 0 | 0 | 0 | 0 | 0 | 0 | 0
2016-03-07 20:00 | 0 | 0 | 0 | 0 | 0 | 628019.0979 | 423283 | 0 | 0 | 0 | 0 | 1528819.6028 | 1992002.7263 | 0 | 0 | 0 | 0 | 0 | 0 | 0 | 0 | 0 | 0 | 0 | 0 | 0 | 0 | 0 | 0 | 0 | 89046.4887 | 115689.6092 | 0 | 0 | 0 | 0 | 0 | 0 | 0 | 0 | 0 | 0 | 0 | 0 | 0 | 0 | 0 | 0
2016-03-07 21:00 | 0 | 0 | 0 | 0 | 0 | 593396.7601 | 422736 | 0 | 0 | 0 | 0 | 1775332.441 | 1916150.6482 | 0 | 0 | 0 | 0 | 0 | 0 | 0 | 0 | 0 | 0 | 0 | 0 | 0 | 0 | 0 | 0 | 0 | 246512.8382 | -75852.0781 | 0 | 0 | 0 | 0 | 0 | 0 | 0 | 0 | 0 | 0 | 0 | 0 | 0 | 0 | 0 | 0
2016-03-07 22:00 | 0 | 0 | 0 | 0 | 0 | 518605.4767 | 425027 | 0 | 0 | 0 | 0 | 1753221.3085 | 2031840.2574 | 0 | 0 | 0 | 0 | 0 | 0 | 0 | 0 | 0 | 0 | 0 | 0 | 0 | 0 | 0 | 0 | 0 | -22111.1326 | 115689.6092 | 0 | 0 | 0 | 0 | 0 | 0 | 0 | 0 | 0 | 0 | 0 | 0 | 0 | 0 | 0 | 0
2016-03-07 23:00 | 0 | 0 | 0 | 0 | 0 | 357763.2277 | 436129 | 0 | 0 | 0 | 0 | 1790545.1454 | 1916150.6482 | 0 | 0 | 0 | 0 | 0 | 0 | 0 | 0 | 0 | 0 | 0 | 0 | 0 | 0 | 0 | 0 | 0 | 37323.837 | -115689.6092 | 0 | 0 | 0 | 0 | 0 | 0 | 0 | 0 | 0 | 0 | 0 | 0 | 0 | 0 | 0 | 0
2016-03-08 | 0 | 0 | 0 | 0 | 0 | 95039.5313 | 448796 | 0 | 0 | 0 | 0 | 1552478.286 | 1800461.039 | 0 | 0 | 0 | 0 | 0 | 0 | 0 | 0 | 0 | 0 | 0 | 0 | 0 | 0 | 0 | 0 | 0 | -238066.8595 | -115689.6092 | 0 | 0 | 0 | 0 | 0 | 0 | 0 | 0 | 0 | 0 | 0 | 0 | 0 | 0 | 0 | 0
2016-03-08 01:00 | 0 | 0 | 0 | 0 | 576880.3193 | 1505.9097 | 447563 | 0 | 0 | 0 | 0 | 1798991.1242 | 1684771.4297 | 0 | 0 | 0 | 0 | 0 | 0 | 0 | 0 | 0 | 0 | 0 | 0 | 0 | 0 | 0 | 0 | 0 | 246512.8382 | -115689.6092 | 0 | 0 | 0 | 0 | 0 | 0 | 0 | 0 | 0 | 0 | 0 | 0 | 0 | 0 | 0 | 0
2016-03-08 02:00 | 0 | 0 | 0 | 0 | 305853.771 | 0 | 436677 | 0 | 0 | 0 | 0 | 1552478.286 | 1800461.039 | 0 | 0 | 0 | 0 | 0 | 0 | 0 | 0 | 0 | 0 | 0 | 0 | 0 | 0 | 0 | 0 | 0 | -246512.8382 | 115689.6092 | 0 | 0 | 0 | 0 | 0 | 0 | 0 | 0 | 0 | 0 | 0 | 0 | 0 | 0 | 0 | 0
2016-03-08 03:00 | 0 | 0 | 0 | 0 | 56328.5525 | 0 | 418531 | 0 | 0 | 0 | 0 | 1305965.4477 | 1684771.4297 | 0 | 0 | 0 | 0 | 0 | 0 | 0 | 0 | 0 | 0 | 0 | 0 | 0 | 0 | 0 | 0 | 0 | -246512.8382 | -115689.6092 | 0 | 0 | 0 | 0 | 0 | 0 | 0 | 0 | 0 | 0 | 0 | 0 | 0 | 0 | 0 | 0
2016-03-08 04:00 | 0 | 0 | 0 | 0 | 33264.5525 | 0 | 395467 | 0 | 0 | 0 | 0 | 1059452.6095 | 1569081.8205 | 0 | 0 | 0 | 0 | 0 | 0 | 0 | 0 | 0 | 0 | 0 | 0 | 0 | 0 | 0 | 0 | 0 | -246512.8382 | -115689.6092 | 0 | 0 | 0 | 0 | 0 | 0 | 0 | 0 | 0 | 0 | 0 | 0 | 0 | 0 | 0 | 0
2016-03-08 05:00 | 0 | 0 | 0 | 0 | 736483.4475 | 0 | 374281 | 0 | 0 | 0 | 0 | 1305965.4477 | 1684771.4297 | 0 | 0 | 0 | 0 | 0 | 0 | 0 | 0 | 0 | 0 | 0 | 0 | 0 | 0 | 0 | 0 | 0 | 246512.8382 | 115689.6092 | 0 | 0 | 0 | 0 | 0 | 0 | 0 | 0 | 0 | 0 | 0 | 0 | 0 | 0 | 0 | 0
2016-03-08 06:00 | 0 | 0 | 0 | 0 | 0 | 0 | 359069 | 0 | 0 | 0 | 0 | 1059452.6095 | 1572215.268 | 0 | 0 | 0 | 0 | 0 | 0 | 0 | 0 | 0 | 0 | 0 | 0 | 0 | 0 | 0 | 0 | 0 | -246512.8382 | -112556.1618 | 0 | 0 | 0 | 0 | 0 | 0 | 0 | 0 | 0 | 0 | 0 | 0 | 0 | 0 | 0 | 0
2016-03-08 07:00 | 0 | 0 | 0 | 0 | 0 | 0 | 349145 | 0 | 0 | 0 | 0 | 812939.7712 | 1469583.1062 | 0 | 0 | 0 | 0 | 0 | 0 | 0 | 0 | 0 | 0 | 0 | 0 | 0 | 0 | 0 | 0 | 0 | -246512.8382 | -102632.1618 | 0 | 0 | 0 | 0 | 0 | 0 | 0 | 0 | 0 | 0 | 0 | 0 | 0 | 0 | 0 | 0
2016-03-08 08:00 | 0 | 0 | 0 | 0 | 703437.5087 | 0 | 344267 | 0 | 0 | 0 | 0 | 1059452.6095 | 1582240.7767 | 0 | 0 | 0 | 0 | 0 | 0 | 0 | 0 | 0 | 0 | 0 | 0 | 0 | 0 | 0 | 0 | 0 | 246512.8382 | 112657.6705 | 0 | 0 | 0 | 0 | 0 | 0 | 0 | 0 | 0 | 0 | 0 | 0 | 0 | 0 | 0 | 0
2016-03-08 09:00 | 0 | 0 | 0 | 0 | 0 | 0 | 346924 | 0 | 0 | 0 | 0 | 812939.7712 | 1481829.6149 | 0 | 0 | 0 | 0 | 0 | 0 | 0 | 0 | 0 | 0 | 0 | 0 | 0 | 0 | 0 | 0 | 0 | -246512.8382 | -100411.1618 | 0 | 0 | 0 | 0 | 0 | 0 | 0 | 0 | 0 | 0 | 0 | 0 | 0 | 0 | 0 | 0
2016-03-08 10:00 | 0 | 0 | 0 | 0 | 228091.771 | 0 | 358915 | 0 | 0 | 0 | 0 | 566426.933 | 1597519.2241 | 0 | 0 | 0 | 0 | 0 | 0 | 0 | 0 | 0 | 0 | 0 | 0 | 0 | 0 | 0 | 0 | 0 | -246512.8382 | 115689.6092 | 0 | 0 | 0 | 0 | 0 | 0 | 0 | 0 | 0 | 0 | 0 | 0 | 0 | 0 | 0 | 0
2016-03-08 11:00 | 0 | 0 | 0 | 0 | 629547.5571 | 0 | 387430 | 0 | 0 | 0 | 0 | 812939.7712 | 1593123.943 | 0 | 0 | 0 | 0 | 0 | 0 | 0 | 0 | 0 | 0 | 0 | 0 | 0 | 0 | 0 | 0 | 0 | 246512.8382 | -4395.2811 | 0 | 0 | 0 | 0 | 0 | 0 | 0 | 0 | 0 | 0 | 0 | 0 | 0 | 0 | 0 | 0
2016-03-08 12:00 | 0 | 0 | 0 | 0 | 49051.5525 | 0 | 411254 | 0 | 0 | 0 | 0 | 566426.933 | 1477434.3338 | 0 | 0 | 0 | 0 | 0 | 0 | 0 | 0 | 0 | 0 | 0 | 0 | 0 | 0 | 0 | 0 | 0 | -246512.8382 | -115689.6092 | 0 | 0 | 0 | 0 | 0 | 0 | 0 | 0 | 0 | 0 | 0 | 0 | 0 | 0 | 0 | 0
2016-03-08 13:00 | 0 | 0 | 0 | 0 | 43452.2019 | 13506.3507 | 419161 | 0 | 0 | 0 | 0 | 319914.0947 | 1361744.7245 | 0 | 0 | 0 | 0 | 0 | 0 | 0 | 0 | 0 | 0 | 0 | 0 | 0 | 0 | 0 | 0 | 0 | -246512.8382 | -115689.6092 | 0 | 0 | 0 | 0 | 0 | 0 | 0 | 0 | 0 | 0 | 0 | 0 | 0 | 0 | 0 | 0
2016-03-08 14:00 | 0 | 0 | 0 | 0 | 484586.6982 | 300951.7492 | 423336 | 0 | 0 | 0 | 0 | 566426.933 | 1477434.3338 | 0 | 0 | 0 | 0 | 0 | 0 | 0 | 0 | 0 | 0 | 0 | 0 | 0 | 0 | 0 | 0 | 0 | 246512.8382 | 115689.6092 | 0 | 0 | 0 | 0 | 0 | 0 | 0 | 0 | 0 | 0 | 0 | 0 | 0 | 0 | 0 | 0
2016-03-08 15:00 | 0 | 0 | 0 | 0 | 102362.3123 | 685717.1351 | 425877 | 0 | 0 | 0 | 0 | 812939.7712 | 1593123.943 | 0 | 0 | 0 | 0 | 0 | 0 | 0 | 0 | 0 | 0 | 0 | 0 | 0 | 0 | 0 | 0 | 0 | 246512.8382 | 115689.6092 | 0 | 0 | 0 | 0 | 0 | 0 | 0 | 0 | 0 | 0 | 0 | 0 | 0 | 0 | 0 | 0
2016-03-08 16:00 | 0 | 0 | 0 | 0 | 21374.6318 | 767236.8157 | 426409 | 0 | 0 | 0 | 0 | 1059452.6095 | 1708813.5522 | 0 | 0 | 0 | 0 | 0 | 0 | 0 | 0 | 0 | 0 | 0 | 0 | 0 | 0 | 0 | 0 | 0 | 246512.8382 | 115689.6092 | 0 | 0 | 0 | 0 | 0 | 0 | 0 | 0 | 0 | 0 | 0 | 0 | 0 | 0 | 0 | 0
2016-03-08 17:00 | 0 | 0 | 0 | 0 | 28997.9172 | 758044.5303 | 424840 | 0 | 0 | 0 | 0 | 1305965.4477 | 1824503.1615 | 0 | 0 | 0 | 0 | 0 | 0 | 0 | 0 | 0 | 0 | 0 | 0 | 0 | 0 | 0 | 0 | 0 | 246512.8382 | 115689.6092 | 0 | 0 | 0 | 0 | 0 | 0 | 0 | 0 | 0 | 0 | 0 | 0 | 0 | 0 | 0 | 0
2016-03-08 18:00 | 0 | 0 | 0 | 0 | 0 | 728823.4994 | 424108 | 0 | 0 | 0 | 0 | 1494991.3379 | 1940192.7707 | 0 | 0 | 0 | 0 | 0 | 0 | 0 | 0 | 0 | 0 | 0 | 0 | 0 | 0 | 0 | 0 | 0 | 189025.8902 | 115689.6092 | 0 | 0 | 0 | 0 | 0 | 0 | 0 | 0 | 0 | 0 | 0 | 0 | 0 | 0 | 0 | 0
2016-03-08 19:00 | 0 | 0 | 0 | 0 | 0 | 697663.9476 | 423858 | 0 | 0 | 0 | 0 | 1741504.1761 | 1967485.8801 | 0 | 0 | 0 | 0 | 0 | 0 | 0 | 0 | 0 | 0 | 0 | 0 | 0 | 0 | 0 | 0 | 0 | 246512.8382 | 27293.1094 | 0 | 0 | 0 | 0 | 0 | 0 | 0 | 0 | 0 | 0 | 0 | 0 | 0 | 0 | 0 | 0
2016-03-08 20:00 | 0 | 0 | 0 | 0 | 0 | 679657.9763 | 422736 | 0 | 0 | 0 | 0 | 1882736.5432 | 2083175.4893 | 0 | 0 | 0 | 0 | 0 | 0 | 0 | 0 | 0 | 0 | 0 | 0 | 0 | 0 | 0 | 0 | 0 | 141232.3671 | 115689.6092 | 0 | 0 | 0 | 0 | 0 | 0 | 0 | 0 | 0 | 0 | 0 | 0 | 0 | 0 | 0 | 0
2016-03-08 21:00 | 0 | 0 | 0 | 0 | 0 | 649848.7179 | 422784 | 0 | 0 | 0 | 0 | 2129249.3815 | 2063727.369 | 0 | 0 | 0 | 0 | 0 | 0 | 0 | 0 | 0 | 0 | 0 | 0 | 0 | 0 | 0 | 0 | 0 | 246512.8382 | -19448.1203 | 0 | 0 | 0 | 0 | 0 | 0 | 0 | 0 | 0 | 0 | 0 | 0 | 0 | 0 | 0 | 0
2016-03-08 22:00 | 0 | 0 | 0 | 0 | 0 | 585652.4972 | 424813 | 0 | 0 | 0 | 0 | 2174399.2694 | 2179416.9782 | 0 | 0 | 0 | 0 | 0 | 0 | 0 | 0 | 0 | 0 | 0 | 0 | 0 | 0 | 0 | 0 | 0 | 45149.8879 | 115689.6092 | 0 | 0 | 0 | 0 | 0 | 0 | 0 | 0 | 0 | 0 | 0 | 0 | 0 | 0 | 0 | 0
2016-03-08 23:00 | 0 | 0 | 0 | 0 | 0 | 424564.1815 | 433883 | 0 | 0 | 0 | 0 | 2280770.0602 | 2063727.369 | 0 | 0 | 0 | 0 | 0 | 0 | 0 | 0 | 0 | 0 | 0 | 0 | 0 | 0 | 0 | 0 | 0 | 106370.7908 | -115689.6092 | 0 | 0 | 0 | 0 | 0 | 0 | 0 | 0 | 0 | 0 | 0 | 0 | 0 | 0 | 0 | 0
2016-03-09 | 0 | 0 | 0 | 0 | 284718.6256 | 147553.3909 | 446635 | 0 | 0 | 0 | 0 | 2150717.4674 | 2179416.9782 | 0 | 0 | 0 | 0 | 0 | 0 | 0 | 0 | 0 | 0 | 0 | 0 | 0 | 0 | 0 | 0 | 0 | -130052.5927 | 115689.6092 | 0 | 0 | 0 | 0 | 0 | 0 | 0 | 0 | 0 | 0 | 0 | 0 | 0 | 0 | 0 | 0
2016-03-09 01:00 | 0 | 0 | 0 | 0 | 290322.4174 | 1549.3961 | 445107 | 0 | 0 | 0 | 0 | 2113171.8901 | 2063727.369 | 0 | 0 | 0 | 0 | 0 | 0 | 0 | 0 | 0 | 0 | 0 | 0 | 0 | 0 | 0 | 0 | 0 | -37545.5773 | -115689.6092 | 0 | 0 | 0 | 0 | 0 | 0 | 0 | 0 | 0 | 0 | 0 | 0 | 0 | 0 | 0 | 0
2016-03-09 02:00 | 0 | 0 | 0 | 0 | 293464.8613 | 0 | 432794 | 0 | 0 | 0 | 0 | 2089532.3607 | 1948037.7598 | 0 | 0 | 0 | 0 | 0 | 0 | 0 | 0 | 0 | 0 | 0 | 0 | 0 | 0 | 0 | 0 | 0 | -23639.5294 | -115689.6092 | 0 | 0 | 0 | 0 | 0 | 0 | 0 | 0 | 0 | 0 | 0 | 0 | 0 | 0 | 0 | 0
2016-03-09 03:00 | 0 | 0 | 0 | 0 | 273939.7009 | 0 | 413765 | 0 | 0 | 0 | 0 | 1843019.5224 | 2054725.2989 | 0 | 0 | 0 | 0 | 0 | 0 | 0 | 0 | 0 | 0 | 0 | 0 | 0 | 0 | 0 | 0 | 0 | -246512.8382 | 106687.5391 | 0 | 0 | 0 | 0 | 0 | 0 | 0 | 0 | 0 | 0 | 0 | 0 | 0 | 0 | 0 | 0
2016-03-09 04:00 | 0 | 0 | 0 | 0 | 249817.9427 | 0 | 389747 | 0 | 0 | 0 | 0 | 1596506.6842 | 2155713.5274 | 0 | 0 | 0 | 0 | 0 | 0 | 0 | 5595.5525 | 0 | 0 | 0 | 0 | 0 | 0 | 0 | 0 | 0 | -246512.8382 | 100988.2285 | 0 | 0 | 0 | 0 | 0 | 0 | 0 | 0 | 0 | 5595.5525 | 0 | 0 | 0 | 0 | 0 | 0
2016-03-09 05:00 | 0 | 0 | 0 | 0 | 0 | 0 | 367798 | 0 | 0 | 0 | 0 | 1349993.846 | 2040023.9181 | 0 | 0 | 0 | 0 | 0 | 0 | 0 | 0 | 0 | 0 | 0 | 0 | 0 | 0 | 0 | 0 | 0 | -246512.8382 | -115689.6092 | 0 | 0 | 0 | 0 | 0 | 0 | 0 | 0 | 0 | -5595.5525 | 0 | 0 | 0 | 0 | 0 | 0
2016-03-09 06:00 | 0 | 0 | 0 | 0 | 230641.5016 | 0 | 350590 | 0 | 0 | 0 | 0 | 1345734.9568 | 1924334.3089 | 0 | 0 | 0 | 0 | 0 | 0 | 0 | 0 | 0 | 0 | 0 | 0 | 0 | 0 | 0 | 0 | 0 | -4258.8891 | -115689.6092 | 0 | 0 | 0 | 0 | 0 | 0 | 0 | 0 | 0 | 0 | 0 | 0 | 0 | 0 | 0 | 0
2016-03-09 07:00 | 0 | 0 | 0 | 0 | 0 | 0 | 339505 | 0 | 0 | 0 | 0 | 1121919.5661 | 1808644.6997 | 0 | 0 | 0 | 0 | 0 | 0 | 0 | 0 | 0 | 0 | 0 | 0 | 0 | 0 | 0 | 0 | 0 | -223815.3908 | -115689.6092 | 0 | 0 | 0 | 0 | 0 | 0 | 0 | 0 | 0 | 0 | 0 | 0 | 0 | 0 | 0 | 0
2016-03-09 08:00 | 0 | 0 | 0 | 0 | 251403.1512 | 0 | 334541 | 0 | 0 | 0 | 0 | 1154471.3266 | 1692955.0904 | 0 | 0 | 0 | 0 | 0 | 0 | 0 | 0 | 0 | 0 | 0 | 0 | 0 | 0 | 0 | 0 | 0 | 32551.7605 | -115689.6092 | 0 | 0 | 0 | 0 | 0 | 0 | 0 | 0 | 0 | 0 | 0 | 0 | 0 | 0 | 0 | 0
2016-03-09 09:00 | 0 | 0 | 0 | 0 | 0 | 0 | 336101 | 0 | 0 | 0 | 0 | 934059.9358 | 1577265.4812 | 0 | 0 | 0 | 0 | 0 | 0 | 0 | 0 | 0 | 0 | 0 | 0 | 0 | 0 | 0 | 0 | 0 | -220411.3908 | -115689.6092 | 0 | 0 | 0 | 0 | 0 | 0 | 0 | 0 | 0 | 0 | 0 | 0 | 0 | 0 | 0 | 0
2016-03-09 10:00 | 0 | 0 | 0 | 0 | 238225.4961 | 0 | 349279 | 0 | 0 | 0 | 0 | 707316.8227 | 1692955.0904 | 0 | 0 | 0 | 0 | 0 | 0 | 0 | 0 | 0 | 0 | 0 | 0 | 0 | 0 | 0 | 0 | 0 | -226743.1131 | 115689.6092 | 0 | 0 | 0 | 0 | 0 | 0 | 0 | 0 | 0 | 0 | 0 | 0 | 0 | 0 | 0 | 0
2016-03-09 11:00 | 0 | 0 | 0 | 0 | 229595.8296 | 0 | 375362 | 0 | 0 | 0 | 0 | 677240.2615 | 1577265.4812 | 0 | 0 | 0 | 0 | 0 | 0 | 0 | 0 | 0 | 0 | 0 | 0 | 0 | 0 | 0 | 0 | 0 | -30076.5612 | -115689.6092 | 0 | 0 | 0 | 0 | 0 | 0 | 0 | 0 | 0 | 0 | 0 | 0 | 0 | 0 | 0 | 0
2016-03-09 12:00 | 0 | 0 | 0 | 0 | 225332.9826 | 0 | 399305 | 0 | 0 | 0 | 0 | 430727.4233 | 1644020.8989 | 0 | 0 | 0 | 0 | 0 | 0 | 0 | 5785.4032 | 0 | 0 | 0 | 0 | 0 | 0 | 0 | 0 | 0 | -246512.8382 | 66755.4177 | 0 | 0 | 0 | 0 | 0 | 0 | 0 | 0 | 0 | 5785.4032 | 0 | 0 | 0 | 0 | 0 | 0
2016-03-09 13:00 | 0 | 0 | 0 | 0 | 195504.7896 | 12089.8801 | 409712 | 0 | 0 | 0 | 0 | 313505.9869 | 1528331.2897 | 0 | 0 | 0 | 0 | 0 | 0 | 0 | 36579.1185 | 0 | 0 | 0 | 0 | 0 | 0 | 0 | 0 | 0 | -117221.4364 | -115689.6092 | 0 | 0 | 0 | 0 | 0 | 0 | 0 | 0 | 0 | 30793.7153 | 0 | 0 | 0 | 0 | 0 | 0
2016-03-09 14:00 | 0 | 0 | 0 | 0 | 114667.5296 | 299800.0713 | 415738 | 0 | 0 | 0 | 0 | 196545.9785 | 1644020.8989 | 0 | 0 | 0 | 0 | 0 | 0 | 0 | 36579.1185 | 0 | 0 | 0 | 0 | 0 | 0 | 0 | 0 | 0 | -116960.0083 | 115689.6092 | 0 | 0 | 0 | 0 | 0 | 0 | 0 | 0 | 0 | 0 | 0 | 0 | 0 | 0 | 0 | 0
2016-03-09 15:00 | 0 | 0 | 0 | 0 | 108232.2396 | 620392.361 | 420814 | 0 | 0 | 0 | 0 | 443058.8168 | 1705318.6612 | 0 | 0 | 0 | 0 | 0 | 0 | 0 | 36579.1185 | 0 | 0 | 0 | 0 | 0 | 0 | 0 | 0 | 0 | 246512.8382 | 61297.7623 | 0 | 0 | 0 | 0 | 0 | 0 | 0 | 0 | 0 | 0 | 0 | 0 | 0 | 0 | 0 | 0
2016-03-09 16:00 | 0 | 0 | 0 | 0 | 0 | 724073.2634 | 423758 | 0 | 0 | 0 | 0 | 627684.471 | 1821008.2705 | 0 | 0 | 0 | 0 | 0 | 0 | 0 | 36579.1185 | 0 | 0 | 0 | 0 | 0 | 0 | 0 | 0 | 0 | 184625.6542 | 115689.6092 | 0 | 0 | 0 | 0 | 0 | 0 | 0 | 0 | 0 | 0 | 0 | 0 | 0 | 0 | 0 | 0
2016-03-09 17:00 | 0 | 0 | 0 | 0 | 50178.7678 | 736311.6796 | 424288 | 0 | 0 | 0 | 0 | 874197.3092 | 1936697.8797 | 0 | 0 | 0 | 0 | 0 | 0 | 0 | 36579.1185 | 0 | 0 | 0 | 0 | 0 | 0 | 0 | 0 | 0 | 246512.8382 | 115689.6092 | 0 | 0 | 0 | 0 | 0 | 0 | 0 | 0 | 0 | 0 | 0 | 0 | 0 | 0 | 0 | 0
2016-03-09 18:00 | 0 | 0 | 0 | 0 | 0 | 727403.5995 | 424566 | 0 | 0 | 0 | 0 | 1092139.0148 | 2052387.4889 | 0 | 0 | 0 | 0 | 0 | 0 | 0 | 5785.4032 | 0 | 0 | 0 | 0 | 0 | 0 | 0 | 0 | 0 | 217941.7056 | 115689.6092 | 0 | 0 | 0 | 0 | 0 | 0 | 0 | 0 | 0 | -30793.7153 | 0 | 0 | 0 | 0 | 0 | 0
2016-03-09 19:00 | 0 | 0 | 0 | 0 | 0 | 719726.0986 | 424719 | 0 | 0 | 0 | 0 | 1338651.8531 | 2070088.0339 | 0 | 0 | 0 | 0 | 0 | 0 | 0 | 36579.1185 | 0 | 0 | 0 | 0 | 0 | 0 | 0 | 0 | 0 | 246512.8382 | 17700.545 | 0 | 0 | 0 | 0 | 0 | 0 | 0 | 0 | 0 | 30793.7153 | 0 | 0 | 0 | 0 | 0 | 0
2016-03-09 20:00 | 0 | 0 | 0 | 0 | 0 | 727851.816 | 423876 | 0 | 0 | 0 | 0 | 1557731.7752 | 2185777.6432 | 0 | 0 | 0 | 0 | 0 | 0 | 0 | 5785.4032 | 0 | 0 | 0 | 0 | 0 | 0 | 0 | 0 | 0 | 219079.9221 | 115689.6092 | 0 | 0 | 0 | 0 | 0 | 0 | 0 | 0 | 0 | -30793.7153 | 0 | 0 | 0 | 0 | 0 | 0
2016-03-09 21:00 | 0 | 0 | 0 | 0 | 88474.924 | 729014.2388 | 424493 | 0 | 0 | 0 | 0 | 1804244.6135 | 2301467.2524 | 0 | 0 | 0 | 0 | 0 | 0 | 0 | 36579.1185 | 0 | 0 | 0 | 0 | 0 | 0 | 0 | 0 | 0 | 246512.8382 | 115689.6092 | 0 | 0 | 0 | 0 | 0 | 0 | 0 | 0 | 0 | 30793.7153 | 0 | 0 | 0 | 0 | 0 | 0
2016-03-09 22:00 | 0 | 0 | 0 | 0 | 100442.3608 | 688629.0867 | 426869 | 0 | 0 | 0 | 0 | 2050757.4517 | 2417156.8616 | 0 | 0 | 0 | 0 | 0 | 0 | 0 | 36579.1185 | 0 | 0 | 0 | 0 | 0 | 0 | 0 | 0 | 0 | 246512.8382 | 115689.6092 | 0 | 0 | 0 | 0 | 0 | 0 | 0 | 0 | 0 | 0 | 0 | 0 | 0 | 0 | 0 | 0
2016-03-09 23:00 | 0 | 0 | 0 | 0 | 117435.7082 | 520981.6048 | 436308 | 0 | 0 | 0 | 0 | 2297270.2899 | 2403547.0517 | 0 | 0 | 0 | 0 | 0 | 0 | 0 | 5785.4032 | 0 | 0 | 0 | 0 | 0 | 0 | 0 | 0 | 0 | 246512.8382 | -13609.81 | 0 | 0 | 0 | 0 | 0 | 0 | 0 | 0 | 0 | -30793.7153 | 0 | 0 | 0 | 0 | 0 | 0
2016-03-10 | 0 | 0 | 0 | 0 | 0 | 158894.2359 | 446277 | 0 | 0 | 0 | 0 | 2131362.5382 | 2287857.4424 | 0 | 0 | 0 | 0 | 0 | 0 | 0 | 0 | 0 | 0 | 0 | 0 | 0 | 0 | 0 | 0 | 0 | -165907.7517 | -115689.6092 | 0 | 0 | 0 | 0 | 0 | 0 | 0 | 0 | 0 | -5785.4032 | 0 | 0 | 0 | 0 | 0 | 0
2016-03-10 01:00 | 0 | 0 | 0 | 0 | 78622.5099 | 2486.0426 | 443311 | 0 | 0 | 0 | 0 | 1884849.7 | 2172167.8332 | 0 | 0 | 0 | 0 | 0 | 0 | 0 | 0 | 0 | 0 | 0 | 0 | 0 | 0 | 0 | 0 | 0 | -246512.8382 | -115689.6092 | 0 | 0 | 0 | 0 | 0 | 0 | 0 | 0 | 0 | 0 | 0 | 0 | 0 | 0 | 0 | 0
2016-03-10 02:00 | 0 | 0 | 0 | 0 | 256844.8148 | 0 | 431802 | 0 | 0 | 0 | 0 | 1825582.124 | 2056478.224 | 0 | 0 | 0 | 0 | 0 | 0 | 0 | 0 | 0 | 0 | 0 | 0 | 0 | 0 | 0 | 0 | 0 | -59267.5759 | -115689.6092 | 0 | 0 | 0 | 0 | 0 | 0 | 0 | 0 | 0 | 0 | 0 | 0 | 0 | 0 | 0 | 0
2016-03-10 03:00 | 0 | 0 | 0 | 0 | 50214.5525 | 0 | 412417 | 0 | 0 | 0 | 0 | 1579069.2858 | 1940788.6147 | 0 | 0 | 0 | 0 | 0 | 0 | 0 | 0 | 0 | 0 | 0 | 0 | 0 | 0 | 0 | 0 | 0 | -246512.8382 | -115689.6092 | 0 | 0 | 0 | 0 | 0 | 0 | 0 | 0 | 0 | 0 | 0 | 0 | 0 | 0 | 0 | 0
2016-03-10 04:00 | 0 | 0 | 0 | 0 | 244133.7671 | 0 | 387558 | 0 | 0 | 0 | 0 | 1332556.4475 | 2043877.2201 | 0 | 0 | 0 | 0 | 0 | 0 | 0 | 0 | 0 | 0 | 0 | 0 | 0 | 0 | 0 | 0 | 0 | -246512.8382 | 103088.6053 | 0 | 0 | 0 | 0 | 0 | 0 | 0 | 0 | 0 | 0 | 0 | 0 | 0 | 0 | 0 | 0
2016-03-10 05:00 | 0 | 0 | 0 | 0 | 3095.5525 | 0 | 365298 | 0 | 0 | 0 | 0 | 1086043.6093 | 1928187.6108 | 0 | 0 | 0 | 0 | 0 | 0 | 0 | 0 | 0 | 0 | 0 | 0 | 0 | 0 | 0 | 0 | 0 | -246512.8382 | -115689.6092 | 0 | 0 | 0 | 0 | 0 | 0 | 0 | 0 | 0 | 0 | 0 | 0 | 0 | 0 | 0 | 0
2016-03-10 06:00 | 0 | 0 | 0 | 0 | 230870.2548 | 0 | 348775 | 0 | 0 | 0 | 0 | 1083828.4733 | 1812498.0016 | 0 | 0 | 0 | 0 | 0 | 0 | 0 | 0 | 0 | 0 | 0 | 0 | 0 | 0 | 0 | 0 | 0 | -2215.136 | -115689.6092 | 0 | 0 | 0 | 0 | 0 | 0 | 0 | 0 | 0 | 0 | 0 | 0 | 0 | 0 | 0 | 0
2016-03-10 07:00 | 0 | 0 | 0 | 0 | 242668.2755 | 0 | 337334 | 0 | 0 | 0 | 0 | 1104852.358 | 1696808.3924 | 0 | 0 | 0 | 0 | 0 | 0 | 0 | 0 | 0 | 0 | 0 | 0 | 0 | 0 | 0 | 0 | 0 | 21023.8848 | -115689.6092 | 0 | 0 | 0 | 0 | 0 | 0 | 0 | 0 | 0 | 0 | 0 | 0 | 0 | 0 | 0 | 0
2016-03-10 08:00 | 0 | 0 | 0 | 0 | 268867.0855 | 0 | 331475 | 0 | 0 | 0 | 0 | 1127140.3374 | 1581118.7831 | 0 | 0 | 0 | 0 | 0 | 0 | 0 | 30793.7153 | 0 | 0 | 0 | 0 | 0 | 0 | 0 | 0 | 0 | 22287.9794 | -115689.6092 | 0 | 0 | 0 | 0 | 0 | 0 | 0 | 0 | 0 | 30793.7153 | 0 | 0 | 0 | 0 | 0 | 0
2016-03-10 09:00 | 0 | 0 | 0 | 0 | 0 | 0 | 332082 | 0 | 0 | 0 | 0 | 941541.662 | 1465429.1739 | 0 | 0 | 0 | 0 | 0 | 0 | 0 | 0 | 0 | 0 | 0 | 0 | 0 | 0 | 0 | 0 | 0 | -185598.6754 | -115689.6092 | 0 | 0 | 0 | 0 | 0 | 0 | 0 | 0 | 0 | -30793.7153 | 0 | 0 | 0 | 0 | 0 | 0
2016-03-10 10:00 | 0 | 0 | 0 | 0 | 312540.2351 | 0 | 344103 | 0 | 0 | 0 | 0 | 794289.2879 | 1581118.7831 | 0 | 0 | 0 | 0 | 0 | 0 | 0 | 0 | 0 | 0 | 0 | 0 | 0 | 0 | 0 | 0 | 0 | -147252.3741 | 115689.6092 | 0 | 0 | 0 | 0 | 0 | 0 | 0 | 0 | 0 | 0 | 0 | 0 | 0 | 0 | 0 | 0
2016-03-10 11:00 | 0 | 0 | 0 | 0 | 5992.5525 | 0 | 368195 | 0 | 0 | 0 | 0 | 547776.4496 | 1465429.1739 | 0 | 0 | 0 | 0 | 0 | 0 | 0 | 0 | 0 | 0 | 0 | 0 | 0 | 0 | 0 | 0 | 0 | -246512.8382 | -115689.6092 | 0 | 0 | 0 | 0 | 0 | 0 | 0 | 0 | 0 | 0 | 0 | 0 | 0 | 0 | 0 | 0
2016-03-10 12:00 | 0 | 0 | 0 | 0 | 347343.8931 | 0 | 393405 | 0 | 0 | 0 | 0 | 617404.9519 | 1349739.5647 | 0 | 0 | 0 | 0 | 0 | 0 | 0 | 0 | 0 | 0 | 0 | 0 | 0 | 0 | 0 | 0 | 0 | 69628.5023 | -115689.6092 | 0 | 0 | 0 | 0 | 0 | 0 | 0 | 0 | 0 | 0 | 0 | 0 | 0 | 0 | 0 | 0
2016-03-10 13:00 | 0 | 0 | 0 | 0 | 23323.9457 | 21360.6069 | 406887 | 0 | 0 | 0 | 0 | 370892.1137 | 1234049.9554 | 0 | 0 | 0 | 0 | 0 | 0 | 0 | 0 | 0 | 0 | 0 | 0 | 0 | 0 | 0 | 0 | 0 | -246512.8382 | -115689.6092 | 0 | 0 | 0 | 0 | 0 | 0 | 0 | 0 | 0 | 0 | 0 | 0 | 0 | 0 | 0 | 0
2016-03-10 14:00 | 0 | 0 | 0 | 0 | 196258.3801 | 386413.4875 | 416430 | 0 | 0 | 0 | 0 | 413503.5678 | 1349739.5647 | 0 | 0 | 0 | 0 | 0 | 0 | 0 | 7940.8043 | 0 | 0 | 0 | 0 | 0 | 0 | 0 | 0 | 0 | 42611.4541 | 115689.6092 | 0 | 0 | 0 | 0 | 0 | 0 | 0 | 0 | 0 | 7940.8043 | 0 | 0 | 0 | 0 | 0 | 0
2016-03-10 15:00 | 0 | 0 | 0 | 0 | 0 | 778345.6432 | 424084 | 0 | 0 | 0 | 0 | 660016.406 | 1465429.1739 | 0 | 0 | 0 | 0 | 0 | 0 | 0 | 0 | 0 | 0 | 0 | 0 | 0 | 0 | 0 | 0 | 0 | 246512.8382 | 115689.6092 | 0 | 0 | 0 | 0 | 0 | 0 | 0 | 0 | 0 | -7940.8043 | 0 | 0 | 0 | 0 | 0 | 0
2016-03-10 16:00 | 0 | 0 | 0 | 0 | 0 | 792880.8866 | 427335 | 0 | 0 | 0 | 0 | 906529.2443 | 1581118.7831 | 0 | 0 | 0 | 0 | 0 | 0 | 0 | 3343.4391 | 0 | 0 | 0 | 0 | 0 | 0 | 0 | 0 | 0 | 246512.8382 | 115689.6092 | 0 | 0 | 0 | 0 | 0 | 0 | 0 | 0 | 0 | 3343.4391 | 0 | 0 | 0 | 0 | 0 | 0
2016-03-10 17:00 | 0 | 0 | 0 | 0 | 0 | 818642.8145 | 428866 | 0 | 0 | 0 | 0 | 1153042.0825 | 1696808.3924 | 0 | 0 | 0 | 0 | 0 | 0 | 0 | 30917.8061 | 0 | 0 | 0 | 0 | 0 | 0 | 0 | 0 | 0 | 246512.8382 | 115689.6092 | 0 | 0 | 0 | 0 | 0 | 0 | 0 | 0 | 0 | 27574.367 | 0 | 0 | 0 | 0 | 0 | 0
2016-03-10 18:00 | 0 | 0 | 0 | 0 | 0 | 798435.7598 | 430572 | 0 | 0 | 0 | 0 | 1399554.9207 | 1812498.0016 | 0 | 0 | 0 | 0 | 0 | 0 | 0 | 36579.1185 | 0 | 0 | 0 | 0 | 0 | 0 | 0 | 0 | 0 | 246512.8382 | 115689.6092 | 0 | 0 | 0 | 0 | 0 | 0 | 0 | 0 | 0 | 5661.3124 | 0 | 0 | 0 | 0 | 0 | 0
2016-03-10 19:00 | 0 | 0 | 0 | 0 | 0 | 783256.8726 | 431701 | 0 | 0 | 0 | 0 | 1646067.759 | 1928187.6108 | 0 | 0 | 0 | 0 | 0 | 0 | 0 | 25932.5437 | 0 | 0 | 0 | 0 | 0 | 0 | 0 | 0 | 0 | 246512.8382 | 115689.6092 | 0 | 0 | 0 | 0 | 0 | 0 | 0 | 0 | 0 | -10646.5748 | 0 | 0 | 0 | 0 | 0 | 0
2016-03-10 20:00 | 0 | 0 | 0 | 0 | 0 | 787000.6803 | 432151 | 0 | 0 | 0 | 0 | 1892580.5972 | 2025877.878 | 0 | 0 | 0 | 0 | 0 | 0 | 0 | 36579.1185 | 0 | 0 | 0 | 0 | 0 | 0 | 0 | 0 | 0 | 246512.8382 | 97690.2672 | 0 | 0 | 0 | 0 | 0 | 0 | 0 | 0 | 0 | 10646.5748 | 0 | 0 | 0 | 0 | 0 | 0
2016-03-10 21:00 | 0 | 0 | 0 | 0 | 0 | 790282.4417 | 433016 | 0 | 0 | 0 | 0 | 2139093.4355 | 2141567.4873 | 0 | 0 | 0 | 0 | 0 | 0 | 0 | 31643.1127 | 0 | 0 | 0 | 0 | 0 | 0 | 0 | 0 | 0 | 246512.8382 | 115689.6092 | 0 | 0 | 0 | 0 | 0 | 0 | 0 | 0 | 0 | -4936.0058 | 0 | 0 | 0 | 0 | 0 | 0
2016-03-10 22:00 | 0 | 0 | 0 | 0 | 0 | 754119.7726 | 434635 | 0 | 0 | 0 | 0 | 2385606.2737 | 2215388.819 | 0 | 0 | 0 | 0 | 0 | 0 | 0 | 30793.7153 | 0 | 0 | 0 | 0 | 0 | 0 | 0 | 0 | 0 | 246512.8382 | 73821.3317 | 0 | 0 | 0 | 0 | 0 | 0 | 0 | 0 | 0 | -849.3974 | 0 | 0 | 0 | 0 | 0 | 0
2016-03-10 23:00 | 0 | 0 | 0 | 0 | 0 | 586671.1298 | 440543 | 0 | 0 | 0 | 0 | 2632119.112 | 2145797.8259 | 0 | 0 | 0 | 0 | 0 | 0 | 0 | 0 | 0 | 0 | 0 | 0 | 0 | 0 | 0 | 0 | 0 | 246512.8382 | -69590.9931 | 0 | 0 | 0 | 0 | 0 | 0 | 0 | 0 | 0 | -30793.7153 | 0 | 0 | 0 | 0 | 0 | 0
2016-03-11 | 0 | 0 | 0 | 0 | 0 | 186715.4872 | 448569 | 0 | 0 | 0 | 0 | 2385606.2737 | 2130457.1513 | 0 | 0 | 0 | 0 | 0 | 0 | 0 | 0 | 0 | 0 | 0 | 0 | 0 | 0 | 0 | 0 | 0 | -246512.8382 | -15340.6746 | 0 | 0 | 0 | 0 | 0 | 0 | 0 | 0 | 0 | 0 | 0 | 0 | 0 | 0 | 0 | 0
2016-03-11 01:00 | 0 | 0 | 0 | 0 | 81787.0694 | 3020.4831 | 447010 | 0 | 0 | 0 | 0 | 2139093.4355 | 2014767.5421 | 0 | 0 | 0 | 0 | 0 | 0 | 0 | 0 | 0 | 0 | 0 | 0 | 0 | 0 | 0 | 0 | 0 | -246512.8382 | -115689.6092 | 0 | 0 | 0 | 0 | 0 | 0 | 0 | 0 | 0 | 0 | 0 | 0 | 0 | 0 | 0 | 0
2016-03-11 02:00 | 0 | 0 | 0 | 0 | 74052.5525 | 0 | 436255 | 0 | 0 | 0 | 0 | 1892580.5972 | 1899077.9329 | 0 | 0 | 0 | 0 | 0 | 0 | 0 | 0 | 0 | 0 | 0 | 0 | 0 | 0 | 0 | 0 | 0 | -246512.8382 | -115689.6092 | 0 | 0 | 0 | 0 | 0 | 0 | 0 | 0 | 0 | 0 | 0 | 0 | 0 | 0 | 0 | 0
2016-03-11 03:00 | 0 | 0 | 0 | 0 | 666439.0539 | 0 | 417010 | 0 | 0 | 0 | 0 | 2026320.0419 | 2014767.5421 | 0 | 0 | 0 | 0 | 0 | 0 | 0 | 0 | 0 | 0 | 0 | 0 | 0 | 0 | 0 | 0 | 0 | 133739.4447 | 115689.6092 | 0 | 0 | 0 | 0 | 0 | 0 | 0 | 0 | 0 | 0 | 0 | 0 | 0 | 0 | 0 | 0
2016-03-11 04:00 | 0 | 0 | 0 | 0 | 30493.5525 | 0 | 392696 | 0 | 0 | 0 | 0 | 1779807.2037 | 1899077.9329 | 0 | 0 | 0 | 0 | 0 | 0 | 0 | 0 | 0 | 0 | 0 | 0 | 0 | 0 | 0 | 0 | 0 | -246512.8382 | -115689.6092 | 0 | 0 | 0 | 0 | 0 | 0 | 0 | 0 | 0 | 0 | 0 | 0 | 0 | 0 | 0 | 0
2016-03-11 05:00 | 0 | 0 | 0 | 0 | 9383.5525 | 0 | 371586 | 0 | 0 | 0 | 0 | 1533294.3654 | 1783388.3236 | 0 | 0 | 0 | 0 | 0 | 0 | 0 | 0 | 0 | 0 | 0 | 0 | 0 | 0 | 0 | 0 | 0 | -246512.8382 | -115689.6092 | 0 | 0 | 0 | 0 | 0 | 0 | 0 | 0 | 0 | 0 | 0 | 0 | 0 | 0 | 0 | 0
2016-03-11 06:00 | 0 | 0 | 0 | 0 | 0 | 0 | 354663 | 0 | 0 | 0 | 0 | 1286781.5272 | 1675238.1619 | 0 | 0 | 0 | 0 | 0 | 0 | 0 | 0 | 0 | 0 | 0 | 0 | 0 | 0 | 0 | 0 | 0 | -246512.8382 | -108150.1618 | 0 | 0 | 0 | 0 | 0 | 0 | 0 | 0 | 0 | 0 | 0 | 0 | 0 | 0 | 0 | 0
2016-03-11 07:00 | 0 | 0 | 0 | 0 | 718412.5588 | 0 | 342633 | 0 | 0 | 0 | 0 | 1533294.3654 | 1790927.7711 | 0 | 0 | 0 | 0 | 0 | 0 | 0 | 13577.1114 | 0 | 0 | 0 | 0 | 0 | 0 | 0 | 0 | 0 | 246512.8382 | 115689.6092 | 0 | 0 | 0 | 0 | 0 | 0 | 0 | 0 | 0 | 13577.1114 | 0 | 0 | 0 | 0 | 0 | 0
2016-03-11 08:00 | 0 | 0 | 0 | 0 | 0 | 0 | 336132 | 0 | 0 | 0 | 0 | 1286781.5272 | 1714885.7207 | 0 | 0 | 0 | 0 | 0 | 0 | 0 | 0 | 0 | 0 | 0 | 0 | 0 | 0 | 0 | 0 | 0 | -246512.8382 | -76042.0504 | 0 | 0 | 0 | 0 | 0 | 0 | 0 | 0 | 0 | -13577.1114 | 0 | 0 | 0 | 0 | 0 | 0
2016-03-11 09:00 | 0 | 0 | 0 | 0 | 0 | 0 | 336078 | 0 | 0 | 0 | 0 | 1040268.689 | 1625320.5589 | 0 | 0 | 0 | 0 | 0 | 0 | 0 | 0 | 0 | 0 | 0 | 0 | 0 | 0 | 0 | 0 | 0 | -246512.8382 | -89565.1618 | 0 | 0 | 0 | 0 | 0 | 0 | 0 | 0 | 0 | 0 | 0 | 0 | 0 | 0 | 0 | 0
2016-03-11 10:00 | 0 | 0 | 0 | 0 | 0 | 0 | 345496 | 0 | 0 | 0 | 0 | 793755.8507 | 1526337.3972 | 0 | 0 | 0 | 0 | 0 | 0 | 0 | 0 | 0 | 0 | 0 | 0 | 0 | 0 | 0 | 0 | 0 | -246512.8382 | -98983.1618 | 0 | 0 | 0 | 0 | 0 | 0 | 0 | 0 | 0 | 0 | 0 | 0 | 0 | 0 | 0 | 0
2016-03-11 11:00 | 0 | 0 | 0 | 0 | 656849.1842 | 0 | 370252 | 0 | 0 | 0 | 0 | 1040268.689 | 1566421.7431 | 0 | 0 | 0 | 0 | 0 | 0 | 0 | 0 | 0 | 0 | 0 | 0 | 0 | 0 | 0 | 0 | 0 | 246512.8382 | 40084.3459 | 0 | 0 | 0 | 0 | 0 | 0 | 0 | 0 | 0 | 0 | 0 | 0 | 0 | 0 | 0 | 0
2016-03-11 12:00 | 0 | 0 | 0 | 0 | 33126.5525 | 0 | 395329 | 0 | 0 | 0 | 0 | 793755.8507 | 1450732.1339 | 0 | 0 | 0 | 0 | 0 | 0 | 0 | 0 | 0 | 0 | 0 | 0 | 0 | 0 | 0 | 0 | 0 | -246512.8382 | -115689.6092 | 0 | 0 | 0 | 0 | 0 | 0 | 0 | 0 | 0 | 0 | 0 | 0 | 0 | 0 | 0 | 0
2016-03-11 13:00 | 0 | 0 | 0 | 0 | 17898.1962 | 28914.3563 | 409015 | 0 | 0 | 0 | 0 | 547243.0125 | 1335042.5246 | 0 | 0 | 0 | 0 | 0 | 0 | 0 | 0 | 0 | 0 | 0 | 0 | 0 | 0 | 0 | 0 | 0 | -246512.8382 | -115689.6092 | 0 | 0 | 0 | 0 | 0 | 0 | 0 | 0 | 0 | 0 | 0 | 0 | 0 | 0 | 0 | 0
2016-03-11 14:00 | 0 | 0 | 0 | 0 | 289029.4324 | 370297.7974 | 417633 | 0 | 0 | 0 | 0 | 673247.633 | 1450732.1339 | 0 | 0 | 0 | 0 | 0 | 0 | 0 | 0 | 0 | 0 | 0 | 0 | 0 | 0 | 0 | 0 | 0 | 126004.6206 | 115689.6092 | 0 | 0 | 0 | 0 | 0 | 0 | 0 | 0 | 0 | 0 | 0 | 0 | 0 | 0 | 0 | 0
2016-03-11 15:00 | 0 | 0 | 0 | 0 | 0 | 574214.5248 | 424674 | 0 | 0 | 0 | 0 | 707098.5486 | 1566421.7431 | 0 | 0 | 0 | 0 | 0 | 0 | 0 | 0 | 0 | 0 | 0 | 0 | 0 | 0 | 0 | 0 | 0 | 33850.9156 | 115689.6092 | 0 | 0 | 0 | 0 | 0 | 0 | 0 | 0 | 0 | 0 | 0 | 0 | 0 | 0 | 0 | 0
2016-03-11 16:00 | 0 | 0 | 0 | 0 | 0 | 621069.7851 | 429006 | 0 | 0 | 0 | 0 | 953611.3869 | 1511972.69 | 0 | 0 | 0 | 0 | 0 | 0 | 0 | 0 | 0 | 0 | 0 | 0 | 0 | 0 | 0 | 0 | 0 | 246512.8382 | -54449.0531 | 0 | 0 | 0 | 0 | 0 | 0 | 0 | 0 | 0 | 0 | 0 | 0 | 0 | 0 | 0 | 0
2016-03-11 17:00 | 0 | 0 | 0 | 0 | 147111.0315 | 644744.416 | 429653 | 0 | 0 | 0 | 0 | 1200124.2251 | 1627662.2992 | 0 | 0 | 0 | 0 | 0 | 0 | 0 | 0 | 0 | 0 | 0 | 0 | 0 | 0 | 0 | 0 | 0 | 246512.8382 | 115689.6092 | 0 | 0 | 0 | 0 | 0 | 0 | 0 | 0 | 0 | 0 | 0 | 0 | 0 | 0 | 0 | 0
2016-03-11 18:00 | 0 | 0 | 0 | 0 | 0 | 654232.6343 | 429771 | 0 | 0 | 0 | 0 | 1308896.2502 | 1743351.9084 | 0 | 0 | 0 | 0 | 0 | 0 | 0 | 0 | 0 | 0 | 0 | 0 | 0 | 0 | 0 | 0 | 0 | 108772.0251 | 115689.6092 | 0 | 0 | 0 | 0 | 0 | 0 | 0 | 0 | 0 | 0 | 0 | 0 | 0 | 0 | 0 | 0
2016-03-11 19:00 | 0 | 0 | 0 | 0 | 0 | 649798.1786 | 429113 | 0 | 0 | 0 | 0 | 1555409.0884 | 1717524.2488 | 0 | 0 | 0 | 0 | 0 | 0 | 0 | 0 | 0 | 0 | 0 | 0 | 0 | 0 | 0 | 0 | 0 | 246512.8382 | -25827.6596 | 0 | 0 | 0 | 0 | 0 | 0 | 0 | 0 | 0 | 0 | 0 | 0 | 0 | 0 | 0 | 0
2016-03-11 20:00 | 0 | 0 | 0 | 0 | 0 | 640746.0943 | 426720 | 0 | 0 | 0 | 0 | 1653745.5735 | 1833213.858 | 0 | 0 | 0 | 0 | 0 | 0 | 0 | 0 | 0 | 0 | 0 | 0 | 0 | 0 | 0 | 0 | 0 | 98336.485 | 115689.6092 | 0 | 0 | 0 | 0 | 0 | 0 | 0 | 0 | 0 | 0 | 0 | 0 | 0 | 0 | 0 | 0
2016-03-11 21:00 | 0 | 0 | 0 | 0 | 0 | 614444.3063 | 424934 | 0 | 0 | 0 | 0 | 1900258.4117 | 1776211.3261 | 0 | 0 | 0 | 0 | 0 | 0 | 0 | 0 | 0 | 0 | 0 | 0 | 0 | 0 | 0 | 0 | 0 | 246512.8382 | -57002.532 | 0 | 0 | 0 | 0 | 0 | 0 | 0 | 0 | 0 | 0 | 0 | 0 | 0 | 0 | 0 | 0
2016-03-11 22:00 | 0 | 0 | 0 | 0 | 0 | 547775.6396 | 422823 | 0 | 0 | 0 | 0 | 1909521.4421 | 1891900.9353 | 0 | 0 | 0 | 0 | 0 | 0 | 0 | 0 | 0 | 0 | 0 | 0 | 0 | 0 | 0 | 0 | 0 | 9263.0303 | 115689.6092 | 0 | 0 | 0 | 0 | 0 | 0 | 0 | 0 | 0 | 0 | 0 | 0 | 0 | 0 | 0 | 0
2016-03-11 23:00 | 0 | 0 | 0 | 0 | 0 | 393760.088 | 424991 | 0 | 0 | 0 | 0 | 1993980.1393 | 1776211.3261 | 0 | 0 | 0 | 0 | 0 | 0 | 0 | 0 | 0 | 0 | 0 | 0 | 0 | 0 | 0 | 0 | 0 | 84458.6972 | -115689.6092 | 0 | 0 | 0 | 0 | 0 | 0 | 0 | 0 | 0 | 0 | 0 | 0 | 0 | 0 | 0 | 0
2016-03-12 | 0 | 0 | 0 | 0 | 0 | 116803.2492 | 430809 | 0 | 0 | 0 | 0 | 1747467.301 | 1708718.4135 | 0 | 0 | 0 | 0 | 0 | 0 | 0 | 0 | 0 | 0 | 0 | 0 | 0 | 0 | 0 | 0 | 0 | -246512.8382 | -67492.9126 | 0 | 0 | 0 | 0 | 0 | 0 | 0 | 0 | 0 | 0 | 0 | 0 | 0 | 0 | 0 | 0
2016-03-12 01:00 | 0 | 0 | 0 | 0 | 63802.3107 | 2639.2418 | 428644 | 0 | 0 | 0 | 0 | 1500954.4628 | 1593028.8043 | 0 | 0 | 0 | 0 | 0 | 0 | 0 | 0 | 0 | 0 | 0 | 0 | 0 | 0 | 0 | 0 | 0 | -246512.8382 | -115689.6092 | 0 | 0 | 0 | 0 | 0 | 0 | 0 | 0 | 0 | 0 | 0 | 0 | 0 | 0 | 0 | 0
2016-03-12 02:00 | 0 | 0 | 0 | 0 | 642317.1692 | 0 | 417666 | 0 | 0 | 0 | 0 | 1747467.301 | 1571167.1352 | 0 | 0 | 0 | 0 | 0 | 0 | 0 | 0 | 0 | 0 | 0 | 0 | 0 | 0 | 0 | 0 | 0 | 246512.8382 | -21861.669 | 0 | 0 | 0 | 0 | 0 | 0 | 0 | 0 | 0 | 0 | 0 | 0 | 0 | 0 | 0 | 0
2016-03-12 03:00 | 0 | 0 | 0 | 0 | 42754.5525 | 0 | 404957 | 0 | 0 | 0 | 0 | 1500954.4628 | 1455477.526 | 0 | 0 | 0 | 0 | 0 | 0 | 0 | 0 | 0 | 0 | 0 | 0 | 0 | 0 | 0 | 0 | 0 | -246512.8382 | -115689.6092 | 0 | 0 | 0 | 0 | 0 | 0 | 0 | 0 | 0 | 0 | 0 | 0 | 0 | 0 | 0 | 0
2016-03-12 04:00 | 0 | 0 | 0 | 0 | 19961.5525 | 0 | 382164 | 0 | 0 | 0 | 0 | 1254441.6246 | 1339787.9168 | 0 | 0 | 0 | 0 | 0 | 0 | 0 | 0 | 0 | 0 | 0 | 0 | 0 | 0 | 0 | 0 | 0 | -246512.8382 | -115689.6092 | 0 | 0 | 0 | 0 | 0 | 0 | 0 | 0 | 0 | 0 | 0 | 0 | 0 | 0 | 0 | 0
2016-03-12 05:00 | 0 | 0 | 0 | 0 | 234134.771 | 0 | 364958 | 0 | 0 | 0 | 0 | 1007928.7863 | 1455477.526 | 0 | 0 | 0 | 0 | 0 | 0 | 0 | 0 | 0 | 0 | 0 | 0 | 0 | 0 | 0 | 0 | 0 | -246512.8382 | 115689.6092 | 0 | 0 | 0 | 0 | 0 | 0 | 0 | 0 | 0 | 0 | 0 | 0 | 0 | 0 | 0 | 0
2016-03-12 06:00 | 0 | 0 | 0 | 0 | 602241.5003 | 0 | 350331 | 0 | 0 | 0 | 0 | 1254441.6246 | 1460875.188 | 0 | 0 | 0 | 0 | 0 | 0 | 0 | 0 | 0 | 0 | 0 | 0 | 0 | 0 | 0 | 0 | 0 | 246512.8382 | 5397.662 | 0 | 0 | 0 | 0 | 0 | 0 | 0 | 0 | 0 | 0 | 0 | 0 | 0 | 0 | 0 | 0
2016-03-12 07:00 | 0 | 0 | 0 | 0 | 0 | 0 | 338382 | 0 | 0 | 0 | 0 | 1007928.7863 | 1369006.0263 | 0 | 0 | 0 | 0 | 0 | 0 | 0 | 0 | 0 | 0 | 0 | 0 | 0 | 0 | 0 | 0 | 0 | -246512.8382 | -91869.1618 | 0 | 0 | 0 | 0 | 0 | 0 | 0 | 0 | 0 | 0 | 0 | 0 | 0 | 0 | 0 | 0
2016-03-12 08:00 | 0 | 0 | 0 | 0 | 0 | 0 | 331415 | 0 | 0 | 0 | 0 | 761415.9481 | 1284103.8645 | 0 | 0 | 0 | 0 | 0 | 0 | 0 | 0 | 0 | 0 | 0 | 0 | 0 | 0 | 0 | 0 | 0 | -246512.8382 | -84902.1618 | 0 | 0 | 0 | 0 | 0 | 0 | 0 | 0 | 0 | 0 | 0 | 0 | 0 | 0 | 0 | 0
2016-03-12 09:00 | 0 | 0 | 0 | 0 | 0 | 0 | 328871 | 0 | 0 | 0 | 0 | 548234.5573 | 1168414.2553 | 0 | 0 | 0 | 0 | 0 | 0 | 0 | 0 | 0 | 0 | 0 | 0 | 0 | 0 | 0 | 0 | 0 | -213181.3908 | -115689.6092 | 0 | 0 | 0 | 0 | 0 | 0 | 0 | 0 | 0 | 0 | 0 | 0 | 0 | 0 | 0 | 0
2016-03-12 10:00 | 0 | 0 | 0 | 0 | 464309.0133 | 0 | 331181 | 0 | 0 | 0 | 0 | 565672.9614 | 1284103.8645 | 0 | 0 | 0 | 0 | 0 | 0 | 0 | 0 | 0 | 0 | 0 | 0 | 0 | 0 | 0 | 0 | 0 | 17438.4041 | 115689.6092 | 0 | 0 | 0 | 0 | 0 | 0 | 0 | 0 | 0 | 0 | 0 | 0 | 0 | 0 | 0 | 0
2016-03-12 11:00 | 0 | 0 | 0 | 0 | 0 | 0 | 337640 | 0 | 0 | 0 | 0 | 319160.1231 | 1192976.7028 | 0 | 0 | 0 | 0 | 0 | 0 | 0 | 0 | 0 | 0 | 0 | 0 | 0 | 0 | 0 | 0 | 0 | -246512.8382 | -91127.1618 | 0 | 0 | 0 | 0 | 0 | 0 | 0 | 0 | 0 | 0 | 0 | 0 | 0 | 0 | 0 | 0
2016-03-12 12:00 | 0 | 0 | 0 | 0 | 432434.6187 | 0 | 348302 | 0 | 0 | 0 | 0 | 518982.3511 | 1077287.0935 | 0 | 0 | 0 | 0 | 0 | 0 | 0 | 0 | 0 | 0 | 0 | 0 | 0 | 0 | 0 | 0 | 0 | 199822.2279 | -115689.6092 | 0 | 0 | 0 | 0 | 0 | 0 | 0 | 0 | 0 | 0 | 0 | 0 | 0 | 0 | 0 | 0
2016-03-12 13:00 | 0 | 0 | 0 | 0 | 351769.759 | 24404.3499 | 362752 | 0 | 0 | 0 | 0 | 385921.1354 | 1192976.7028 | 0 | 0 | 0 | 0 | 0 | 0 | 0 | 30793.7153 | 0 | 0 | 0 | 0 | 0 | 0 | 0 | 0 | 0 | -133061.2156 | 115689.6092 | 0 | 0 | 0 | 0 | 0 | 0 | 0 | 0 | 0 | 30793.7153 | 0 | 0 | 0 | 0 | 0 | 0
2016-03-12 14:00 | 0 | 0 | 0 | 0 | 0 | 336099.4124 | 377676 | 0 | 0 | 0 | 0 | 259448.6539 | 1308666.312 | 0 | 0 | 0 | 0 | 0 | 0 | 0 | 0 | 0 | 0 | 0 | 0 | 0 | 0 | 0 | 0 | 0 | -126472.4815 | 115689.6092 | 0 | 0 | 0 | 0 | 0 | 0 | 0 | 0 | 0 | -30793.7153 | 0 | 0 | 0 | 0 | 0 | 0
2016-03-12 15:00 | 0 | 0 | 0 | 0 | 71128.3053 | 679329.1422 | 388255 | 0 | 0 | 0 | 0 | 505961.4922 | 1424355.9212 | 0 | 0 | 0 | 0 | 0 | 0 | 0 | 0 | 0 | 0 | 0 | 0 | 0 | 0 | 0 | 0 | 0 | 246512.8382 | 115689.6092 | 0 | 0 | 0 | 0 | 0 | 0 | 0 | 0 | 0 | 0 | 0 | 0 | 0 | 0 | 0 | 0
2016-03-12 16:00 | 0 | 0 | 0 | 0 | 0 | 755677.4475 | 393475 | 0 | 0 | 0 | 0 | 752474.3304 | 1540045.5304 | 0 | 0 | 0 | 0 | 0 | 0 | 0 | 0 | 0 | 0 | 0 | 0 | 0 | 0 | 0 | 0 | 0 | 246512.8382 | 115689.6092 | 0 | 0 | 0 | 0 | 0 | 0 | 0 | 0 | 0 | 0 | 0 | 0 | 0 | 0 | 0 | 0
2016-03-12 17:00 | 0 | 0 | 0 | 0 | 0 | 756660.4475 | 394458 | 0 | 0 | 0 | 0 | 998987.1687 | 1655735.1397 | 0 | 0 | 0 | 0 | 0 | 0 | 0 | 0 | 0 | 0 | 0 | 0 | 0 | 0 | 0 | 0 | 0 | 246512.8382 | 115689.6092 | 0 | 0 | 0 | 0 | 0 | 0 | 0 | 0 | 0 | 0 | 0 | 0 | 0 | 0 | 0 | 0
2016-03-12 18:00 | 0 | 0 | 0 | 0 | 0 | 771112.9252 | 393388 | 0 | 0 | 0 | 0 | 1245500.0069 | 1771424.7489 | 0 | 0 | 0 | 0 | 0 | 0 | 0 | 15522.4777 | 0 | 0 | 0 | 0 | 0 | 0 | 0 | 0 | 0 | 246512.8382 | 115689.6092 | 0 | 0 | 0 | 0 | 0 | 0 | 0 | 0 | 0 | 15522.4777 | 0 | 0 | 0 | 0 | 0 | 0
2016-03-12 19:00 | 0 | 0 | 0 | 0 | 0 | 759624.6865 | 391365 | 0 | 0 | 0 | 0 | 1492012.8451 | 1887114.3581 | 0 | 0 | 0 | 0 | 0 | 0 | 0 | 21579.7168 | 0 | 0 | 0 | 0 | 0 | 0 | 0 | 0 | 0 | 246512.8382 | 115689.6092 | 0 | 0 | 0 | 0 | 0 | 0 | 0 | 0 | 0 | 6057.2391 | 0 | 0 | 0 | 0 | 0 | 0
2016-03-12 20:00 | 0 | 0 | 0 | 0 | 0 | 762558.7472 | 390385 | 0 | 0 | 0 | 0 | 1738525.6834 | 2002803.9674 | 0 | 0 | 0 | 0 | 0 | 0 | 0 | 31551.0165 | 0 | 0 | 0 | 0 | 0 | 0 | 0 | 0 | 0 | 246512.8382 | 115689.6092 | 0 | 0 | 0 | 0 | 0 | 0 | 0 | 0 | 0 | 9971.2997 | 0 | 0 | 0 | 0 | 0 | 0
2016-03-12 21:00 | 0 | 0 | 0 | 0 | 0 | 758005.5495 | 390775 | 0 | 0 | 0 | 0 | 1985038.5216 | 2118493.5766 | 0 | 0 | 0 | 0 | 0 | 0 | 0 | 36579.1185 | 0 | 0 | 0 | 0 | 0 | 0 | 0 | 0 | 0 | 246512.8382 | 115689.6092 | 0 | 0 | 0 | 0 | 0 | 0 | 0 | 0 | 0 | 5028.102 | 0 | 0 | 0 | 0 | 0 | 0
2016-03-12 22:00 | 0 | 0 | 0 | 0 | 0 | 714502.7365 | 392732 | 0 | 0 | 0 | 0 | 2196905.0521 | 2234183.1858 | 0 | 0 | 0 | 0 | 0 | 0 | 0 | 30793.7153 | 0 | 0 | 0 | 0 | 0 | 0 | 0 | 0 | 0 | 211866.5305 | 115689.6092 | 0 | 0 | 0 | 0 | 0 | 0 | 0 | 0 | 0 | -5785.4032 | 0 | 0 | 0 | 0 | 0 | 0
2016-03-12 23:00 | 0 | 0 | 0 | 0 | 0 | 568928.5882 | 399719 | 0 | 0 | 0 | 0 | 2281218.7464 | 2349872.7951 | 0 | 0 | 0 | 0 | 0 | 0 | 0 | 0 | 0 | 0 | 0 | 0 | 0 | 0 | 0 | 0 | 0 | 84313.6943 | 115689.6092 | 0 | 0 | 0 | 0 | 0 | 0 | 0 | 0 | 0 | -30793.7153 | 0 | 0 | 0 | 0 | 0 | 0
2016-03-13 | 0 | 0 | 0 | 0 | 0 | 205277.3992 | 407436 | 0 | 0 | 0 | 0 | 2034705.9082 | 2394227.0325 | 0 | 0 | 0 | 0 | 0 | 0 | 0 | 0 | 0 | 0 | 0 | 0 | 0 | 0 | 0 | 0 | 0 | -246512.8382 | 44354.2374 | 0 | 0 | 0 | 0 | 0 | 0 | 0 | 0 | 0 | 0 | 0 | 0 | 0 | 0 | 0 | 0
2016-03-13 01:00 | 0 | 0 | 0 | 0 | 40403.7953 | 3909.7572 | 406516 | 0 | 0 | 0 | 0 | 1788193.0699 | 2278537.4233 | 0 | 0 | 0 | 0 | 0 | 0 | 0 | 0 | 0 | 0 | 0 | 0 | 0 | 0 | 0 | 0 | 0 | -246512.8382 | -115689.6092 | 0 | 0 | 0 | 0 | 0 | 0 | 0 | 0 | 0 | 0 | 0 | 0 | 0 | 0 | 0 | 0
2016-03-13 02:00 | 0 | 0 | 0 | 0 | 36673.5525 | 0 | 398876 | 0 | 0 | 0 | 0 | 1541680.2317 | 2162847.814 | 0 | 0 | 0 | 0 | 0 | 0 | 0 | 0 | 0 | 0 | 0 | 0 | 0 | 0 | 0 | 0 | 0 | -246512.8382 | -115689.6092 | 0 | 0 | 0 | 0 | 0 | 0 | 0 | 0 | 0 | 0 | 0 | 0 | 0 | 0 | 0 | 0
2016-03-13 03:00 | 0 | 0 | 0 | 0 | 24088.5525 | 0 | 386291 | 0 | 0 | 0 | 0 | 1295167.3935 | 2047158.2048 | 0 | 0 | 0 | 0 | 0 | 0 | 0 | 0 | 0 | 0 | 0 | 0 | 0 | 0 | 0 | 0 | 0 | -246512.8382 | -115689.6092 | 0 | 0 | 0 | 0 | 0 | 0 | 0 | 0 | 0 | 0 | 0 | 0 | 0 | 0 | 0 | 0
2016-03-13 04:00 | 0 | 0 | 0 | 0 | 667988.2452 | 0 | 368389 | 0 | 0 | 0 | 0 | 1479077.0295 | 2162847.814 | 0 | 0 | 0 | 0 | 0 | 0 | 0 | 0 | 0 | 0 | 0 | 0 | 0 | 0 | 0 | 0 | 0 | 183909.636 | 115689.6092 | 0 | 0 | 0 | 0 | 0 | 0 | 0 | 0 | 0 | 0 | 0 | 0 | 0 | 0 | 0 | 0
2016-03-13 05:00 | 0 | 0 | 0 | 0 | 0 | 0 | 351061 | 0 | 0 | 0 | 0 | 1232564.1912 | 2058299.6523 | 0 | 0 | 0 | 0 | 0 | 0 | 0 | 0 | 0 | 0 | 0 | 0 | 0 | 0 | 0 | 0 | 0 | -246512.8382 | -104548.1618 | 0 | 0 | 0 | 0 | 0 | 0 | 0 | 0 | 0 | 0 | 0 | 0 | 0 | 0 | 0 | 0
2016-03-13 06:00 | 0 | 0 | 0 | 0 | 0 | 0 | 337314 | 0 | 0 | 0 | 0 | 986051.353 | 1967498.4905 | 0 | 0 | 0 | 0 | 0 | 0 | 0 | 0 | 0 | 0 | 0 | 0 | 0 | 0 | 0 | 0 | 0 | -246512.8382 | -90801.1618 | 0 | 0 | 0 | 0 | 0 | 0 | 0 | 0 | 0 | 0 | 0 | 0 | 0 | 0 | 0 | 0
2016-03-13 07:00 | 0 | 0 | 0 | 0 | 0 | 0 | 327141 | 0 | 0 | 0 | 0 | 739538.5147 | 1886870.3288 | 0 | 0 | 0 | 0 | 0 | 0 | 0 | 0 | 0 | 0 | 0 | 0 | 0 | 0 | 0 | 0 | 0 | -246512.8382 | -80628.1618 | 0 | 0 | 0 | 0 | 0 | 0 | 0 | 0 | 0 | 0 | 0 | 0 | 0 | 0 | 0 | 0
2016-03-13 08:00 | 0 | 0 | 0 | 0 | 0 | 0 | 320515 | 0 | 0 | 0 | 0 | 493025.6765 | 1812868.167 | 0 | 0 | 0 | 0 | 0 | 0 | 0 | 0 | 0 | 0 | 0 | 0 | 0 | 0 | 0 | 0 | 0 | -246512.8382 | -74002.1618 | 0 | 0 | 0 | 0 | 0 | 0 | 0 | 0 | 0 | 0 | 0 | 0 | 0 | 0 | 0 | 0
2016-03-13 09:00 | 0 | 0 | 0 | 0 | 571037.5442 | 0 | 318901 | 0 | 0 | 0 | 0 | 739538.5147 | 1818491.873 | 0 | 0 | 0 | 0 | 0 | 0 | 0 | 0 | 0 | 0 | 0 | 0 | 0 | 0 | 0 | 0 | 0 | 246512.8382 | 5623.706 | 0 | 0 | 0 | 0 | 0 | 0 | 0 | 0 | 0 | 0 | 0 | 0 | 0 | 0 | 0 | 0
2016-03-13 10:00 | 0 | 0 | 0 | 0 | 0 | 0 | 322082 | 0 | 0 | 0 | 0 | 493025.6765 | 1742922.7112 | 0 | 0 | 0 | 0 | 0 | 0 | 0 | 0 | 0 | 0 | 0 | 0 | 0 | 0 | 0 | 0 | 0 | -246512.8382 | -75569.1618 | 0 | 0 | 0 | 0 | 0 | 0 | 0 | 0 | 0 | 0 | 0 | 0 | 0 | 0 | 0 | 0
2016-03-13 11:00 | 0 | 0 | 0 | 0 | 0 | 0 | 327898 | 0 | 0 | 0 | 0 | 246512.8382 | 1661537.5495 | 0 | 0 | 0 | 0 | 0 | 0 | 0 | 0 | 0 | 0 | 0 | 0 | 0 | 0 | 0 | 0 | 0 | -246512.8382 | -81385.1618 | 0 | 0 | 0 | 0 | 0 | 0 | 0 | 0 | 0 | 0 | 0 | 0 | 0 | 0 | 0 | 0
2016-03-13 12:00 | 0 | 0 | 0 | 0 | 205754.771 | 0 | 336578 | 0 | 0 | 0 | 0 | 0 | 1777227.1587 | 0 | 0 | 0 | 0 | 0 | 0 | 0 | 0 | 0 | 0 | 0 | 0 | 0 | 0 | 0 | 0 | 0 | -246512.8382 | 115689.6092 | 0 | 0 | 0 | 0 | 0 | 0 | 0 | 0 | 0 | 0 | 0 | 0 | 0 | 0 | 0 | 0
2016-03-13 13:00 | 0 | 0 | 0 | 0 | 471667.5657 | 40875.6086 | 349873 | 0 | 0 | 0 | 0 | 246512.8382 | 1693384.4947 | 0 | 0 | 0 | 0 | 0 | 0 | 0 | 0 | 0 | 0 | 0 | 0 | 0 | 0 | 0 | 0 | 0 | 246512.8382 | -83842.664 | 0 | 0 | 0 | 0 | 0 | 0 | 0 | 0 | 0 | 0 | 0 | 0 | 0 | 0 | 0 | 0
2016-03-13 14:00 | 0 | 0 | 0 | 0 | 0 | 404555.9628 | 364303 | 0 | 0 | 0 | 0 | 402455.4103 | 1577694.8855 | 0 | 0 | 0 | 0 | 0 | 0 | 0 | 0 | 0 | 0 | 0 | 0 | 0 | 0 | 0 | 0 | 0 | 155942.5721 | -115689.6092 | 0 | 0 | 0 | 0 | 0 | 0 | 0 | 0 | 0 | 0 | 0 | 0 | 0 | 0 | 0 | 0
2016-03-13 15:00 | 0 | 0 | 0 | 0 | 0 | 675508.4746 | 374745 | 0 | 0 | 0 | 0 | 648968.2486 | 1631945.5218 | 0 | 0 | 0 | 0 | 0 | 0 | 0 | 0 | 0 | 0 | 0 | 0 | 0 | 0 | 0 | 0 | 0 | 246512.8382 | 54250.6363 | 0 | 0 | 0 | 0 | 0 | 0 | 0 | 0 | 0 | 0 | 0 | 0 | 0 | 0 | 0 | 0
2016-03-13 16:00 | 0 | 0 | 0 | 0 | 0 | 733616.5918 | 383345 | 0 | 0 | 0 | 0 | 883550.2311 | 1747635.131 | 0 | 0 | 0 | 0 | 0 | 0 | 0 | 0 | 0 | 0 | 0 | 0 | 0 | 0 | 0 | 0 | 0 | 234581.9825 | 115689.6092 | 0 | 0 | 0 | 0 | 0 | 0 | 0 | 0 | 0 | 0 | 0 | 0 | 0 | 0 | 0 | 0
2016-03-13 17:00 | 0 | 0 | 0 | 0 | 0 | 740710.2794 | 389604 | 0 | 0 | 0 | 0 | 1118966.9013 | 1863324.7403 | 0 | 0 | 0 | 0 | 0 | 0 | 0 | 0 | 0 | 0 | 0 | 0 | 0 | 0 | 0 | 0 | 0 | 235416.6702 | 115689.6092 | 0 | 0 | 0 | 0 | 0 | 0 | 0 | 0 | 0 | 0 | 0 | 0 | 0 | 0 | 0 | 0
2016-03-13 18:00 | 0 | 0 | 0 | 0 | 0 | 726438.4987 | 392033 | 0 | 0 | 0 | 0 | 1365479.7396 | 1951217.4007 | 0 | 0 | 0 | 0 | 0 | 0 | 0 | 0 | 0 | 0 | 0 | 0 | 0 | 0 | 0 | 0 | 0 | 246512.8382 | 87892.6604 | 0 | 0 | 0 | 0 | 0 | 0 | 0 | 0 | 0 | 0 | 0 | 0 | 0 | 0 | 0 | 0
2016-03-13 19:00 | 0 | 0 | 0 | 0 | 0 | 712605.2533 | 392600 | 0 | 0 | 0 | 0 | 1611992.5778 | 2024709.8158 | 0 | 0 | 0 | 0 | 0 | 0 | 0 | 0 | 0 | 0 | 0 | 0 | 0 | 0 | 0 | 0 | 0 | 246512.8382 | 73492.4151 | 0 | 0 | 0 | 0 | 0 | 0 | 0 | 0 | 0 | 0 | 0 | 0 | 0 | 0 | 0 | 0
2016-03-13 20:00 | 0 | 0 | 0 | 0 | 0 | 706898.326 | 394457 | 0 | 0 | 0 | 0 | 1808744.2946 | 2140399.425 | 0 | 0 | 0 | 0 | 0 | 0 | 0 | 0 | 0 | 0 | 0 | 0 | 0 | 0 | 0 | 0 | 0 | 196751.7168 | 115689.6092 | 0 | 0 | 0 | 0 | 0 | 0 | 0 | 0 | 0 | 0 | 0 | 0 | 0 | 0 | 0 | 0
2016-03-13 21:00 | 0 | 0 | 0 | 0 | 0 | 687344.058 | 398498 | 0 | 0 | 0 | 0 | 2055257.1328 | 2182732.6447 | 0 | 0 | 0 | 0 | 0 | 0 | 0 | 0 | 0 | 0 | 0 | 0 | 0 | 0 | 0 | 0 | 0 | 246512.8382 | 42333.2197 | 0 | 0 | 0 | 0 | 0 | 0 | 0 | 0 | 0 | 0 | 0 | 0 | 0 | 0 | 0 | 0
2016-03-13 22:00 | 0 | 0 | 0 | 0 | 0 | 630398.038 | 402033 | 0 | 0 | 0 | 0 | 2167932.5616 | 2298422.254 | 0 | 0 | 0 | 0 | 0 | 0 | 0 | 0 | 0 | 0 | 0 | 0 | 0 | 0 | 0 | 0 | 0 | 112675.4287 | 115689.6092 | 0 | 0 | 0 | 0 | 0 | 0 | 0 | 0 | 0 | 0 | 0 | 0 | 0 | 0 | 0 | 0
2016-03-13 23:00 | 0 | 0 | 0 | 0 | 0 | 456237.8257 | 407399 | 0 | 0 | 0 | 0 | 2332460.9965 | 2182732.6447 | 0 | 0 | 0 | 0 | 0 | 0 | 0 | 0 | 0 | 0 | 0 | 0 | 0 | 0 | 0 | 0 | 0 | 164528.4349 | -115689.6092 | 0 | 0 | 0 | 0 | 0 | 0 | 0 | 0 | 0 | 0 | 0 | 0 | 0 | 0 | 0 | 0
2016-03-14 | 0 | 0 | 0 | 0 | 304164.6871 | 155342.4286 | 415290 | 0 | 0 | 0 | 0 | 2492367.7214 | 2067043.0355 | 0 | 0 | 0 | 0 | 0 | 0 | 0 | 0 | 0 | 0 | 0 | 0 | 0 | 0 | 0 | 0 | 0 | 159906.7249 | -115689.6092 | 0 | 0 | 0 | 0 | 0 | 0 | 0 | 0 | 0 | 0 | 0 | 0 | 0 | 0 | 0 | 0
2016-03-14 01:00 | 0 | 0 | 0 | 0 | 292680.2283 | 2872.387 | 416415 | 0 | 0 | 0 | 0 | 2245854.8832 | 2182732.6447 | 0 | 0 | 0 | 0 | 0 | 0 | 0 | 9960.8443 | 0 | 0 | 0 | 0 | 0 | 0 | 0 | 0 | 0 | -246512.8382 | 115689.6092 | 0 | 0 | 0 | 0 | 0 | 0 | 0 | 0 | 0 | 9960.8443 | 0 | 0 | 0 | 0 | 0 | 0
2016-03-14 02:00 | 0 | 0 | 0 | 0 | 32560.7082 | 0 | 404724 | 0 | 0 | 0 | 0 | 1999342.0449 | 2067043.0355 | 0 | 0 | 0 | 0 | 0 | 0 | 0 | 0 | 0 | 0 | 0 | 0 | 0 | 0 | 0 | 0 | 0 | -246512.8382 | -115689.6092 | 0 | 0 | 0 | 0 | 0 | 0 | 0 | 0 | 0 | -9960.8443 | 0 | 0 | 0 | 0 | 0 | 0
2016-03-14 03:00 | 0 | 0 | 0 | 0 | 22834.5525 | 0 | 385037 | 0 | 0 | 0 | 0 | 1752829.2067 | 1951353.4263 | 0 | 0 | 0 | 0 | 0 | 0 | 0 | 0 | 0 | 0 | 0 | 0 | 0 | 0 | 0 | 0 | 0 | -246512.8382 | -115689.6092 | 0 | 0 | 0 | 0 | 0 | 0 | 0 | 0 | 0 | 0 | 0 | 0 | 0 | 0 | 0 | 0
2016-03-14 04:00 | 0 | 0 | 0 | 0 | 316899.3264 | 0 | 361989 | 0 | 0 | 0 | 0 | 1823429.1423 | 1835663.8171 | 0 | 0 | 0 | 0 | 0 | 0 | 0 | 0 | 0 | 0 | 0 | 0 | 0 | 0 | 0 | 0 | 0 | 70599.9356 | -115689.6092 | 0 | 0 | 0 | 0 | 0 | 0 | 0 | 0 | 0 | 0 | 0 | 0 | 0 | 0 | 0 | 0
2016-03-14 05:00 | 0 | 0 | 0 | 0 | 0 | 0 | 343022 | 0 | 0 | 0 | 0 | 1576916.3041 | 1739154.6553 | 0 | 0 | 0 | 0 | 0 | 0 | 0 | 0 | 0 | 0 | 0 | 0 | 0 | 0 | 0 | 0 | 0 | -246512.8382 | -96509.1618 | 0 | 0 | 0 | 0 | 0 | 0 | 0 | 0 | 0 | 0 | 0 | 0 | 0 | 0 | 0 | 0
2016-03-14 06:00 | 0 | 0 | 0 | 0 | 0 | 0 | 331889 | 0 | 0 | 0 | 0 | 1330403.4658 | 1653778.4935 | 0 | 0 | 0 | 0 | 0 | 0 | 0 | 0 | 0 | 0 | 0 | 0 | 0 | 0 | 0 | 0 | 0 | -246512.8382 | -85376.1618 | 0 | 0 | 0 | 0 | 0 | 0 | 0 | 0 | 0 | 0 | 0 | 0 | 0 | 0 | 0 | 0
2016-03-14 07:00 | 0 | 0 | 0 | 0 | 0 | 0 | 325049 | 0 | 0 | 0 | 0 | 1121044.0751 | 1538088.8843 | 0 | 0 | 0 | 0 | 0 | 0 | 0 | 0 | 0 | 0 | 0 | 0 | 0 | 0 | 0 | 0 | 0 | -209359.3908 | -115689.6092 | 0 | 0 | 0 | 0 | 0 | 0 | 0 | 0 | 0 | 0 | 0 | 0 | 0 | 0 | 0 | 0
2016-03-14 08:00 | 0 | 0 | 0 | 0 | 472207.533 | 0 | 326183 | 0 | 0 | 0 | 0 | 1151378.9989 | 1653778.4935 | 0 | 0 | 0 | 0 | 0 | 0 | 0 | 0 | 0 | 0 | 0 | 0 | 0 | 0 | 0 | 0 | 0 | 30334.9238 | 115689.6092 | 0 | 0 | 0 | 0 | 0 | 0 | 0 | 0 | 0 | 0 | 0 | 0 | 0 | 0 | 0 | 0
2016-03-14 09:00 | 0 | 0 | 0 | 0 | 0 | 0 | 338931 | 0 | 0 | 0 | 0 | 904866.1606 | 1561360.3318 | 0 | 0 | 0 | 0 | 0 | 0 | 0 | 0 | 0 | 0 | 0 | 0 | 0 | 0 | 0 | 0 | 0 | -246512.8382 | -92418.1618 | 0 | 0 | 0 | 0 | 0 | 0 | 0 | 0 | 0 | 0 | 0 | 0 | 0 | 0 | 0 | 0
2016-03-14 10:00 | 0 | 0 | 0 | 0 | 231532.771 | 0 | 362356 | 0 | 0 | 0 | 0 | 658353.3224 | 1677049.941 | 0 | 0 | 0 | 0 | 0 | 0 | 0 | 0 | 0 | 0 | 0 | 0 | 0 | 0 | 0 | 0 | 0 | -246512.8382 | 115689.6092 | 0 | 0 | 0 | 0 | 0 | 0 | 0 | 0 | 0 | 0 | 0 | 0 | 0 | 0 | 0 | 0
2016-03-14 11:00 | 0 | 0 | 0 | 0 | 461871.7749 | 0 | 391876 | 0 | 0 | 0 | 0 | 844038.7065 | 1561360.3318 | 0 | 0 | 0 | 0 | 0 | 0 | 0 | 0 | 0 | 0 | 0 | 0 | 0 | 0 | 0 | 0 | 0 | 185685.3841 | -115689.6092 | 0 | 0 | 0 | 0 | 0 | 0 | 0 | 0 | 0 | 0 | 0 | 0 | 0 | 0 | 0 | 0
2016-03-14 12:00 | 0 | 0 | 0 | 0 | 46982.5525 | 0 | 409185 | 0 | 0 | 0 | 0 | 597525.8683 | 1445670.7225 | 0 | 0 | 0 | 0 | 0 | 0 | 0 | 0 | 0 | 0 | 0 | 0 | 0 | 0 | 0 | 0 | 0 | -246512.8382 | -115689.6092 | 0 | 0 | 0 | 0 | 0 | 0 | 0 | 0 | 0 | 0 | 0 | 0 | 0 | 0 | 0 | 0
2016-03-14 13:00 | 0 | 0 | 0 | 0 | 1784.1893 | 56468.3632 | 420455 | 0 | 0 | 0 | 0 | 351013.03 | 1329981.1133 | 0 | 0 | 0 | 0 | 0 | 0 | 0 | 0 | 0 | 0 | 0 | 0 | 0 | 0 | 0 | 0 | 0 | -246512.8382 | -115689.6092 | 0 | 0 | 0 | 0 | 0 | 0 | 0 | 0 | 0 | 0 | 0 | 0 | 0 | 0 | 0 | 0
2016-03-14 14:00 | 0 | 0 | 0 | 0 | 263786.0114 | 455253.9842 | 429944 | 0 | 0 | 0 | 0 | 597525.8683 | 1341770.5553 | 0 | 0 | 0 | 0 | 0 | 0 | 0 | 30793.7153 | 0 | 0 | 0 | 0 | 0 | 0 | 0 | 0 | 0 | 246512.8382 | 11789.442 | 0 | 0 | 0 | 0 | 0 | 0 | 0 | 0 | 0 | 30793.7153 | 0 | 0 | 0 | 0 | 0 | 0
2016-03-14 15:00 | 0 | 0 | 0 | 0 | 0 | 728315.1013 | 437125 | 0 | 0 | 0 | 0 | 803820.0757 | 1457460.1645 | 0 | 0 | 0 | 0 | 0 | 0 | 0 | 0 | 0 | 0 | 0 | 0 | 0 | 0 | 0 | 0 | 0 | 206294.2074 | 115689.6092 | 0 | 0 | 0 | 0 | 0 | 0 | 0 | 0 | 0 | -30793.7153 | 0 | 0 | 0 | 0 | 0 | 0
2016-03-14 16:00 | 0 | 0 | 0 | 0 | 9710.2613 | 793053.1862 | 440561 | 0 | 0 | 0 | 0 | 1050332.9139 | 1573149.7738 | 0 | 0 | 0 | 0 | 0 | 0 | 0 | 0 | 0 | 0 | 0 | 0 | 0 | 0 | 0 | 0 | 0 | 246512.8382 | 115689.6092 | 0 | 0 | 0 | 0 | 0 | 0 | 0 | 0 | 0 | 0 | 0 | 0 | 0 | 0 | 0 | 0
2016-03-14 17:00 | 0 | 0 | 0 | 0 | 0 | 791794.6609 | 443657 | 0 | 0 | 0 | 0 | 1282780.9656 | 1688839.383 | 0 | 0 | 0 | 0 | 0 | 0 | 0 | 0 | 0 | 0 | 0 | 0 | 0 | 0 | 0 | 0 | 0 | 232448.0517 | 115689.6092 | 0 | 0 | 0 | 0 | 0 | 0 | 0 | 0 | 0 | 0 | 0 | 0 | 0 | 0 | 0 | 0
2016-03-14 18:00 | 0 | 0 | 0 | 0 | 0 | 778644.5056 | 446603 | 0 | 0 | 0 | 0 | 1499132.862 | 1804528.9922 | 0 | 0 | 0 | 0 | 0 | 0 | 0 | 0 | 0 | 0 | 0 | 0 | 0 | 0 | 0 | 0 | 0 | 216351.8964 | 115689.6092 | 0 | 0 | 0 | 0 | 0 | 0 | 0 | 0 | 0 | 0 | 0 | 0 | 0 | 0 | 0 | 0
2016-03-14 19:00 | 0 | 0 | 0 | 0 | 0 | 769431.1412 | 448872 | 0 | 0 | 0 | 0 | 1745645.7003 | 1878575.2952 | 0 | 0 | 0 | 0 | 0 | 0 | 0 | 0 | 0 | 0 | 0 | 0 | 0 | 0 | 0 | 0 | 0 | 246512.8382 | 74046.3029 | 0 | 0 | 0 | 0 | 0 | 0 | 0 | 0 | 0 | 0 | 0 | 0 | 0 | 0 | 0 | 0
2016-03-14 20:00 | 0 | 0 | 0 | 0 | 0 | 774727.3689 | 450737 | 0 | 0 | 0 | 0 | 1953946.46 | 1994264.9044 | 0 | 0 | 0 | 0 | 0 | 0 | 0 | 0 | 0 | 0 | 0 | 0 | 0 | 0 | 0 | 0 | 0 | 208300.7597 | 115689.6092 | 0 | 0 | 0 | 0 | 0 | 0 | 0 | 0 | 0 | 0 | 0 | 0 | 0 | 0 | 0 | 0
2016-03-14 21:00 | 0 | 0 | 0 | 0 | 0 | 778020.2258 | 452592 | 0 | 0 | 0 | 0 | 2200459.2982 | 2073180.292 | 0 | 0 | 0 | 0 | 0 | 0 | 0 | 0 | 0 | 0 | 0 | 0 | 0 | 0 | 0 | 0 | 0 | 246512.8382 | 78915.3876 | 0 | 0 | 0 | 0 | 0 | 0 | 0 | 0 | 0 | 0 | 0 | 0 | 0 | 0 | 0 | 0
2016-03-14 22:00 | 0 | 0 | 0 | 0 | 0 | 741212.7838 | 452529 | 0 | 0 | 0 | 0 | 2373453.4728 | 2188869.9012 | 0 | 0 | 0 | 0 | 0 | 0 | 0 | 0 | 0 | 0 | 0 | 0 | 0 | 0 | 0 | 0 | 0 | 172994.1746 | 115689.6092 | 0 | 0 | 0 | 0 | 0 | 0 | 0 | 0 | 0 | 0 | 0 | 0 | 0 | 0 | 0 | 0
2016-03-14 23:00 | 0 | 0 | 0 | 0 | 0 | 592337.5266 | 452786 | 0 | 0 | 0 | 0 | 2619966.3111 | 2081908.5895 | 0 | 0 | 0 | 0 | 0 | 0 | 0 | 0 | 0 | 0 | 0 | 0 | 0 | 0 | 0 | 0 | 0 | 246512.8382 | -106961.3117 | 0 | 0 | 0 | 0 | 0 | 0 | 0 | 0 | 0 | 0 | 0 | 0 | 0 | 0 | 0 | 0
2016-03-15 | 0 | 0 | 0 | 0 | 0 | 260231.4367 | 455067 | 0 | 0 | 0 | 0 | 2373453.4728 | 2133585.8645 | 0 | 0 | 0 | 0 | 0 | 0 | 0 | 0 | 0 | 0 | 0 | 0 | 0 | 0 | 0 | 0 | 0 | -246512.8382 | 51677.275 | 0 | 0 | 0 | 0 | 0 | 0 | 0 | 0 | 0 | 0 | 0 | 0 | 0 | 0 | 0 | 0
2016-03-15 01:00 | 0 | 0 | 0 | 0 | 79335.1018 | 6445.4507 | 447983 | 0 | 0 | 0 | 0 | 2126940.6346 | 2017896.2553 | 0 | 0 | 0 | 0 | 0 | 0 | 0 | 0 | 0 | 0 | 0 | 0 | 0 | 0 | 0 | 0 | 0 | -246512.8382 | -115689.6092 | 0 | 0 | 0 | 0 | 0 | 0 | 0 | 0 | 0 | 0 | 0 | 0 | 0 | 0 | 0 | 0
2016-03-15 02:00 | 0 | 0 | 0 | 0 | 66763.5525 | 0 | 428966 | 0 | 0 | 0 | 0 | 1880427.7963 | 1902206.6461 | 0 | 0 | 0 | 0 | 0 | 0 | 0 | 0 | 0 | 0 | 0 | 0 | 0 | 0 | 0 | 0 | 0 | -246512.8382 | -115689.6092 | 0 | 0 | 0 | 0 | 0 | 0 | 0 | 0 | 0 | 0 | 0 | 0 | 0 | 0 | 0 | 0
2016-03-15 03:00 | 0 | 0 | 0 | 0 | 44210.5525 | 0 | 406413 | 0 | 0 | 0 | 0 | 1633914.9581 | 1786517.0368 | 0 | 0 | 0 | 0 | 0 | 0 | 0 | 0 | 0 | 0 | 0 | 0 | 0 | 0 | 0 | 0 | 0 | -246512.8382 | -115689.6092 | 0 | 0 | 0 | 0 | 0 | 0 | 0 | 0 | 0 | 0 | 0 | 0 | 0 | 0 | 0 | 0
2016-03-15 04:00 | 0 | 0 | 0 | 0 | 513176.229 | 0 | 382353 | 0 | 0 | 0 | 0 | 1880427.7963 | 1670827.4276 | 0 | 0 | 0 | 0 | 0 | 0 | 0 | 0 | 0 | 0 | 0 | 0 | 0 | 0 | 0 | 0 | 0 | 246512.8382 | -115689.6092 | 0 | 0 | 0 | 0 | 0 | 0 | 0 | 0 | 0 | 0 | 0 | 0 | 0 | 0 | 0 | 0
2016-03-15 05:00 | 0 | 0 | 0 | 0 | 231349.771 | 0 | 362173 | 0 | 0 | 0 | 0 | 1633914.9581 | 1786517.0368 | 0 | 0 | 0 | 0 | 0 | 0 | 0 | 0 | 0 | 0 | 0 | 0 | 0 | 0 | 0 | 0 | 0 | -246512.8382 | 115689.6092 | 0 | 0 | 0 | 0 | 0 | 0 | 0 | 0 | 0 | 0 | 0 | 0 | 0 | 0 | 0 | 0
2016-03-15 06:00 | 0 | 0 | 0 | 0 | 0 | 0 | 348585 | 0 | 0 | 0 | 0 | 1387402.1198 | 1684444.8751 | 0 | 0 | 0 | 0 | 0 | 0 | 0 | 0 | 0 | 0 | 0 | 0 | 0 | 0 | 0 | 0 | 0 | -246512.8382 | -102072.1618 | 0 | 0 | 0 | 0 | 0 | 0 | 0 | 0 | 0 | 0 | 0 | 0 | 0 | 0 | 0 | 0
2016-03-15 07:00 | 0 | 0 | 0 | 0 | 0 | 0 | 339980 | 0 | 0 | 0 | 0 | 1140889.2816 | 1590977.7133 | 0 | 0 | 0 | 0 | 0 | 0 | 0 | 0 | 0 | 0 | 0 | 0 | 0 | 0 | 0 | 0 | 0 | -246512.8382 | -93467.1618 | 0 | 0 | 0 | 0 | 0 | 0 | 0 | 0 | 0 | 0 | 0 | 0 | 0 | 0 | 0 | 0
2016-03-15 08:00 | 0 | 0 | 0 | 0 | 0 | 0 | 339086 | 0 | 0 | 0 | 0 | 917492.8908 | 1475288.1041 | 0 | 0 | 0 | 0 | 0 | 0 | 0 | 0 | 0 | 0 | 0 | 0 | 0 | 0 | 0 | 0 | 0 | -223396.3908 | -115689.6092 | 0 | 0 | 0 | 0 | 0 | 0 | 0 | 0 | 0 | 0 | 0 | 0 | 0 | 0 | 0 | 0
2016-03-15 09:00 | 0 | 0 | 0 | 0 | 478082.229 | 0 | 347259 | 0 | 0 | 0 | 0 | 1164005.7291 | 1359598.4948 | 0 | 0 | 0 | 0 | 0 | 0 | 0 | 0 | 0 | 0 | 0 | 0 | 0 | 0 | 0 | 0 | 0 | 246512.8382 | -115689.6092 | 0 | 0 | 0 | 0 | 0 | 0 | 0 | 0 | 0 | 0 | 0 | 0 | 0 | 0 | 0 | 0
2016-03-15 10:00 | 0 | 0 | 0 | 0 | 10929.5525 | 0 | 373132 | 0 | 0 | 0 | 0 | 917492.8908 | 1243908.8856 | 0 | 0 | 0 | 0 | 0 | 0 | 0 | 0 | 0 | 0 | 0 | 0 | 0 | 0 | 0 | 0 | 0 | -246512.8382 | -115689.6092 | 0 | 0 | 0 | 0 | 0 | 0 | 0 | 0 | 0 | 0 | 0 | 0 | 0 | 0 | 0 | 0
2016-03-15 11:00 | 0 | 0 | 0 | 0 | 269429.771 | 0 | 400253 | 0 | 0 | 0 | 0 | 670980.0526 | 1359598.4948 | 0 | 0 | 0 | 0 | 0 | 0 | 0 | 0 | 0 | 0 | 0 | 0 | 0 | 0 | 0 | 0 | 0 | -246512.8382 | 115689.6092 | 0 | 0 | 0 | 0 | 0 | 0 | 0 | 0 | 0 | 0 | 0 | 0 | 0 | 0 | 0 | 0
2016-03-15 12:00 | 0 | 0 | 0 | 0 | 50848.5525 | 0 | 413051 | 0 | 0 | 0 | 0 | 424467.2143 | 1243908.8856 | 0 | 0 | 0 | 0 | 0 | 0 | 0 | 0 | 0 | 0 | 0 | 0 | 0 | 0 | 0 | 0 | 0 | -246512.8382 | -115689.6092 | 0 | 0 | 0 | 0 | 0 | 0 | 0 | 0 | 0 | 0 | 0 | 0 | 0 | 0 | 0 | 0
2016-03-15 13:00 | 0 | 0 | 0 | 0 | 2686.1055 | 56191.4471 | 421080 | 0 | 0 | 0 | 0 | 177954.3761 | 1128219.2764 | 0 | 0 | 0 | 0 | 0 | 0 | 0 | 0 | 0 | 0 | 0 | 0 | 0 | 0 | 0 | 0 | 0 | -246512.8382 | -115689.6092 | 0 | 0 | 0 | 0 | 0 | 0 | 0 | 0 | 0 | 0 | 0 | 0 | 0 | 0 | 0 | 0
2016-03-15 14:00 | 0 | 0 | 0 | 0 | 293208.311 | 498792.1365 | 429798 | 0 | 0 | 0 | 0 | 424467.2143 | 1243908.8856 | 0 | 0 | 0 | 0 | 0 | 0 | 0 | 0 | 0 | 0 | 0 | 0 | 0 | 0 | 0 | 0 | 0 | 246512.8382 | 115689.6092 | 0 | 0 | 0 | 0 | 0 | 0 | 0 | 0 | 0 | 0 | 0 | 0 | 0 | 0 | 0 | 0
2016-03-15 15:00 | 0 | 0 | 0 | 0 | 24670.8141 | 772278.6334 | 434747 | 0 | 0 | 0 | 0 | 670980.0526 | 1359598.4948 | 0 | 0 | 0 | 0 | 0 | 0 | 0 | 0 | 0 | 0 | 0 | 0 | 0 | 0 | 0 | 0 | 0 | 246512.8382 | 115689.6092 | 0 | 0 | 0 | 0 | 0 | 0 | 0 | 0 | 0 | 0 | 0 | 0 | 0 | 0 | 0 | 0
2016-03-15 16:00 | 0 | 0 | 0 | 0 | 0 | 819113.6053 | 438744 | 0 | 0 | 0 | 0 | 917492.8908 | 1475288.1041 | 0 | 0 | 0 | 0 | 0 | 0 | 0 | 18167.1578 | 0 | 0 | 0 | 0 | 0 | 0 | 0 | 0 | 0 | 246512.8382 | 115689.6092 | 0 | 0 | 0 | 0 | 0 | 0 | 0 | 0 | 0 | 18167.1578 | 0 | 0 | 0 | 0 | 0 | 0
2016-03-15 17:00 | 0 | 0 | 0 | 0 | 0 | 815658.3479 | 442489 | 0 | 0 | 0 | 0 | 1164005.7291 | 1590977.7133 | 0 | 0 | 0 | 0 | 0 | 0 | 0 | 29134.0583 | 0 | 0 | 0 | 0 | 0 | 0 | 0 | 0 | 0 | 246512.8382 | 115689.6092 | 0 | 0 | 0 | 0 | 0 | 0 | 0 | 0 | 0 | 10966.9005 | 0 | 0 | 0 | 0 | 0 | 0
2016-03-15 18:00 | 0 | 0 | 0 | 0 | 0 | 801830.9879 | 445272 | 0 | 0 | 0 | 0 | 1410518.5673 | 1706667.3225 | 0 | 0 | 0 | 0 | 0 | 0 | 0 | 23490.5987 | 0 | 0 | 0 | 0 | 0 | 0 | 0 | 0 | 0 | 246512.8382 | 115689.6092 | 0 | 0 | 0 | 0 | 0 | 0 | 0 | 0 | 0 | -5643.4596 | 0 | 0 | 0 | 0 | 0 | 0
2016-03-15 19:00 | 0 | 0 | 0 | 0 | 0 | 792614.1269 | 447216 | 0 | 0 | 0 | 0 | 1627138.5652 | 1822356.9318 | 0 | 0 | 0 | 0 | 0 | 0 | 0 | 36579.1185 | 0 | 0 | 0 | 0 | 0 | 0 | 0 | 0 | 0 | 216619.9978 | 115689.6092 | 0 | 0 | 0 | 0 | 0 | 0 | 0 | 0 | 0 | 13088.5198 | 0 | 0 | 0 | 0 | 0 | 0
2016-03-15 20:00 | 0 | 0 | 0 | 0 | 0 | 795913.7973 | 450355 | 0 | 0 | 0 | 0 | 1873651.4034 | 1938046.541 | 0 | 0 | 0 | 0 | 0 | 0 | 0 | 19935.4683 | 0 | 0 | 0 | 0 | 0 | 0 | 0 | 0 | 0 | 246512.8382 | 115689.6092 | 0 | 0 | 0 | 0 | 0 | 0 | 0 | 0 | 0 | -16643.6502 | 0 | 0 | 0 | 0 | 0 | 0
2016-03-15 21:00 | 0 | 0 | 0 | 0 | 0 | 786629.749 | 453096 | 0 | 0 | 0 | 0 | 2120164.2416 | 2014209.2048 | 0 | 0 | 0 | 0 | 0 | 0 | 0 | 30793.7153 | 0 | 0 | 0 | 0 | 0 | 0 | 0 | 0 | 0 | 246512.8382 | 76162.6638 | 0 | 0 | 0 | 0 | 0 | 0 | 0 | 0 | 0 | 10858.247 | 0 | 0 | 0 | 0 | 0 | 0
2016-03-15 22:00 | 0 | 0 | 0 | 0 | 0 | 736520.8709 | 451827 | 0 | 0 | 0 | 0 | 2366677.0799 | 2083183.9527 | 0 | 0 | 0 | 0 | 0 | 0 | 0 | 0 | 0 | 0 | 0 | 0 | 0 | 0 | 0 | 0 | 0 | 246512.8382 | 68974.7479 | 0 | 0 | 0 | 0 | 0 | 0 | 0 | 0 | 0 | -30793.7153 | 0 | 0 | 0 | 0 | 0 | 0
2016-03-15 23:00 | 0 | 0 | 0 | 0 | 0 | 587838.0561 | 453300 | 0 | 0 | 0 | 0 | 2613189.9181 | 1971209.1706 | 0 | 0 | 0 | 0 | 0 | 0 | 0 | 0 | 0 | 0 | 0 | 0 | 0 | 0 | 0 | 0 | 0 | 246512.8382 | -111974.7822 | 0 | 0 | 0 | 0 | 0 | 0 | 0 | 0 | 0 | 0 | 0 | 0 | 0 | 0 | 0 | 0
2016-03-16 | 0 | 0 | 0 | 0 | 0 | 256027.3857 | 457078 | 0 | 0 | 0 | 0 | 2366677.0799 | 2016671.3945 | 0 | 0 | 0 | 0 | 0 | 0 | 0 | 0 | 0 | 0 | 0 | 0 | 0 | 0 | 0 | 0 | 0 | -246512.8382 | 45462.224 | 0 | 0 | 0 | 0 | 0 | 0 | 0 | 0 | 0 | 0 | 0 | 0 | 0 | 0 | 0 | 0
2016-03-16 01:00 | 0 | 0 | 0 | 0 | 78908.4837 | 9065.0688 | 450176 | 0 | 0 | 0 | 0 | 2120164.2416 | 1900981.7853 | 0 | 0 | 0 | 0 | 0 | 0 | 0 | 0 | 0 | 0 | 0 | 0 | 0 | 0 | 0 | 0 | 0 | -246512.8382 | -115689.6092 | 0 | 0 | 0 | 0 | 0 | 0 | 0 | 0 | 0 | 0 | 0 | 0 | 0 | 0 | 0 | 0
2016-03-16 02:00 | 0 | 0 | 0 | 0 | 67692.5525 | 0 | 429895 | 0 | 0 | 0 | 0 | 1873651.4034 | 1785292.176 | 0 | 0 | 0 | 0 | 0 | 0 | 0 | 0 | 0 | 0 | 0 | 0 | 0 | 0 | 0 | 0 | 0 | -246512.8382 | -115689.6092 | 0 | 0 | 0 | 0 | 0 | 0 | 0 | 0 | 0 | 0 | 0 | 0 | 0 | 0 | 0 | 0
2016-03-16 03:00 | 0 | 0 | 0 | 0 | 43787.5525 | 0 | 405990 | 0 | 0 | 0 | 0 | 1627138.5652 | 1669602.5668 | 0 | 0 | 0 | 0 | 0 | 0 | 0 | 0 | 0 | 0 | 0 | 0 | 0 | 0 | 0 | 0 | 0 | -246512.8382 | -115689.6092 | 0 | 0 | 0 | 0 | 0 | 0 | 0 | 0 | 0 | 0 | 0 | 0 | 0 | 0 | 0 | 0
2016-03-16 04:00 | 0 | 0 | 0 | 0 | 19333.5525 | 0 | 381536 | 0 | 0 | 0 | 0 | 1380625.7269 | 1553912.9576 | 0 | 0 | 0 | 0 | 0 | 0 | 0 | 0 | 0 | 0 | 0 | 0 | 0 | 0 | 0 | 0 | 0 | -246512.8382 | -115689.6092 | 0 | 0 | 0 | 0 | 0 | 0 | 0 | 0 | 0 | 0 | 0 | 0 | 0 | 0 | 0 | 0
2016-03-16 05:00 | 0 | 0 | 0 | 0 | 685309.128 | 0 | 362804 | 0 | 0 | 0 | 0 | 1627138.5652 | 1629905.2473 | 0 | 0 | 0 | 0 | 0 | 0 | 0 | 0 | 0 | 0 | 0 | 0 | 0 | 0 | 0 | 0 | 0 | 246512.8382 | 75992.2897 | 0 | 0 | 0 | 0 | 0 | 0 | 0 | 0 | 0 | 0 | 0 | 0 | 0 | 0 | 0 | 0
2016-03-16 06:00 | 0 | 0 | 0 | 0 | 0 | 0 | 348463 | 0 | 0 | 0 | 0 | 1380625.7269 | 1527955.0856 | 0 | 0 | 0 | 0 | 0 | 0 | 0 | 0 | 0 | 0 | 0 | 0 | 0 | 0 | 0 | 0 | 0 | -246512.8382 | -101950.1618 | 0 | 0 | 0 | 0 | 0 | 0 | 0 | 0 | 0 | 0 | 0 | 0 | 0 | 0 | 0 | 0
2016-03-16 07:00 | 0 | 0 | 0 | 0 | 0 | 0 | 340052 | 0 | 0 | 0 | 0 | 1134112.8887 | 1434415.9238 | 0 | 0 | 0 | 0 | 0 | 0 | 0 | 0 | 0 | 0 | 0 | 0 | 0 | 0 | 0 | 0 | 0 | -246512.8382 | -93539.1618 | 0 | 0 | 0 | 0 | 0 | 0 | 0 | 0 | 0 | 0 | 0 | 0 | 0 | 0 | 0 | 0
2016-03-16 08:00 | 0 | 0 | 0 | 0 | 0 | 0 | 338483 | 0 | 0 | 0 | 0 | 887600.0504 | 1342445.762 | 0 | 0 | 0 | 0 | 0 | 0 | 0 | 0 | 0 | 0 | 0 | 0 | 0 | 0 | 0 | 0 | 0 | -246512.8382 | -91970.1618 | 0 | 0 | 0 | 0 | 0 | 0 | 0 | 0 | 0 | 0 | 0 | 0 | 0 | 0 | 0 | 0
2016-03-16 09:00 | 0 | 0 | 0 | 0 | 0 | 0 | 347356 | 0 | 0 | 0 | 0 | 641087.2122 | 1241602.6003 | 0 | 0 | 0 | 0 | 0 | 0 | 0 | 0 | 0 | 0 | 0 | 0 | 0 | 0 | 0 | 0 | 0 | -246512.8382 | -100843.1618 | 0 | 0 | 0 | 0 | 0 | 0 | 0 | 0 | 0 | 0 | 0 | 0 | 0 | 0 | 0 | 0
2016-03-16 10:00 | 0 | 0 | 0 | 0 | 665722.8738 | 0 | 373130 | 0 | 0 | 0 | 0 | 887600.0504 | 1287682.6359 | 0 | 0 | 0 | 0 | 0 | 0 | 0 | 0 | 0 | 0 | 0 | 0 | 0 | 0 | 0 | 0 | 0 | 246512.8382 | 46080.0356 | 0 | 0 | 0 | 0 | 0 | 0 | 0 | 0 | 0 | 0 | 0 | 0 | 0 | 0 | 0 | 0
2016-03-16 11:00 | 0 | 0 | 0 | 0 | 37434.5525 | 0 | 399637 | 0 | 0 | 0 | 0 | 641087.2122 | 1171993.0266 | 0 | 0 | 0 | 0 | 0 | 0 | 0 | 0 | 0 | 0 | 0 | 0 | 0 | 0 | 0 | 0 | 0 | -246512.8382 | -115689.6092 | 0 | 0 | 0 | 0 | 0 | 0 | 0 | 0 | 0 | 0 | 0 | 0 | 0 | 0 | 0 | 0
2016-03-16 12:00 | 0 | 0 | 0 | 0 | 49138.5525 | 0 | 411341 | 0 | 0 | 0 | 0 | 394574.374 | 1056303.4174 | 0 | 0 | 0 | 0 | 0 | 0 | 0 | 0 | 0 | 0 | 0 | 0 | 0 | 0 | 0 | 0 | 0 | -246512.8382 | -115689.6092 | 0 | 0 | 0 | 0 | 0 | 0 | 0 | 0 | 0 | 0 | 0 | 0 | 0 | 0 | 0 | 0
2016-03-16 13:00 | 0 | 0 | 0 | 0 | 227270.1103 | 60333.6607 | 418427 | 0 | 0 | 0 | 0 | 148061.5357 | 1171993.0266 | 0 | 0 | 0 | 0 | 0 | 0 | 0 | 0 | 0 | 0 | 0 | 0 | 0 | 0 | 0 | 0 | 0 | -246512.8382 | 115689.6092 | 0 | 0 | 0 | 0 | 0 | 0 | 0 | 0 | 0 | 0 | 0 | 0 | 0 | 0 | 0 | 0
2016-03-16 14:00 | 0 | 0 | 0 | 0 | 291985.6266 | 497001.8209 | 426785 | 0 | 0 | 0 | 0 | 394574.374 | 1287682.6359 | 0 | 0 | 0 | 0 | 0 | 0 | 0 | 0 | 0 | 0 | 0 | 0 | 0 | 0 | 0 | 0 | 0 | 246512.8382 | 115689.6092 | 0 | 0 | 0 | 0 | 0 | 0 | 0 | 0 | 0 | 0 | 0 | 0 | 0 | 0 | 0 | 0
2016-03-16 15:00 | 0 | 0 | 0 | 0 | 0 | 793152.4475 | 430950 | 0 | 0 | 0 | 0 | 641087.2122 | 1403372.2451 | 0 | 0 | 0 | 0 | 0 | 0 | 0 | 0 | 0 | 0 | 0 | 0 | 0 | 0 | 0 | 0 | 0 | 246512.8382 | 115689.6092 | 0 | 0 | 0 | 0 | 0 | 0 | 0 | 0 | 0 | 0 | 0 | 0 | 0 | 0 | 0 | 0
2016-03-16 16:00 | 0 | 0 | 0 | 0 | 0 | 795449.4475 | 433247 | 0 | 0 | 0 | 0 | 887600.0504 | 1519061.8543 | 0 | 0 | 0 | 0 | 0 | 0 | 0 | 0 | 0 | 0 | 0 | 0 | 0 | 0 | 0 | 0 | 0 | 246512.8382 | 115689.6092 | 0 | 0 | 0 | 0 | 0 | 0 | 0 | 0 | 0 | 0 | 0 | 0 | 0 | 0 | 0 | 0
2016-03-16 17:00 | 0 | 0 | 0 | 0 | 0 | 798523.4475 | 436321 | 0 | 0 | 0 | 0 | 1134112.8887 | 1634751.4636 | 0 | 0 | 0 | 0 | 0 | 0 | 0 | 0 | 0 | 0 | 0 | 0 | 0 | 0 | 0 | 0 | 0 | 246512.8382 | 115689.6092 | 0 | 0 | 0 | 0 | 0 | 0 | 0 | 0 | 0 | 0 | 0 | 0 | 0 | 0 | 0 | 0
2016-03-16 18:00 | 0 | 0 | 0 | 0 | 0 | 802235.4475 | 440033 | 0 | 0 | 0 | 0 | 1380625.7269 | 1750441.0728 | 0 | 0 | 0 | 0 | 0 | 0 | 0 | 0 | 0 | 0 | 0 | 0 | 0 | 0 | 0 | 0 | 0 | 246512.8382 | 115689.6092 | 0 | 0 | 0 | 0 | 0 | 0 | 0 | 0 | 0 | 0 | 0 | 0 | 0 | 0 | 0 | 0
2016-03-16 19:00 | 0 | 0 | 0 | 0 | 0 | 818783.3338 | 441359 | 0 | 0 | 0 | 0 | 1627138.5652 | 1866130.682 | 0 | 0 | 0 | 0 | 0 | 0 | 0 | 15221.8863 | 0 | 0 | 0 | 0 | 0 | 0 | 0 | 0 | 0 | 246512.8382 | 115689.6092 | 0 | 0 | 0 | 0 | 0 | 0 | 0 | 0 | 0 | 15221.8863 | 0 | 0 | 0 | 0 | 0 | 0
2016-03-16 20:00 | 0 | 0 | 0 | 0 | 0 | 804878.5092 | 442901 | 0 | 0 | 0 | 0 | 1873651.4034 | 1981820.2912 | 0 | 0 | 0 | 0 | 0 | 0 | 0 | 14996.948 | 0 | 0 | 0 | 0 | 0 | 0 | 0 | 0 | 0 | 246512.8382 | 115689.6092 | 0 | 0 | 0 | 0 | 0 | 0 | 0 | 0 | 0 | -224.9383 | 0 | 0 | 0 | 0 | 0 | 0
2016-03-16 21:00 | 0 | 0 | 0 | 0 | 0 | 828810.618 | 445026 | 0 | 0 | 0 | 0 | 2120164.2416 | 2097509.9005 | 0 | 0 | 0 | 0 | 0 | 0 | 0 | 36579.1185 | 0 | 0 | 0 | 0 | 0 | 0 | 0 | 0 | 0 | 246512.8382 | 115689.6092 | 0 | 0 | 0 | 0 | 0 | 0 | 0 | 0 | 0 | 21582.1705 | 0 | 0 | 0 | 0 | 0 | 0
2016-03-16 22:00 | 0 | 0 | 0 | 0 | 0 | 796565.0268 | 443029 | 0 | 0 | 0 | 0 | 2363796.0624 | 2213199.5097 | 0 | 0 | 0 | 0 | 0 | 0 | 0 | 30793.7153 | 0 | 0 | 0 | 0 | 0 | 0 | 0 | 0 | 0 | 243631.8207 | 115689.6092 | 0 | 0 | 0 | 0 | 0 | 0 | 0 | 0 | 0 | -5785.4032 | 0 | 0 | 0 | 0 | 0 | 0
2016-03-16 23:00 | 0 | 0 | 0 | 0 | 0 | 634577.7612 | 444337 | 0 | 0 | 0 | 0 | 2610308.9006 | 2187721.148 | 0 | 0 | 0 | 0 | 0 | 0 | 0 | 0 | 0 | 0 | 0 | 0 | 0 | 0 | 0 | 0 | 0 | 246512.8382 | -25478.3617 | 0 | 0 | 0 | 0 | 0 | 0 | 0 | 0 | 0 | -30793.7153 | 0 | 0 | 0 | 0 | 0 | 0
2016-03-17 | 0 | 0 | 0 | 0 | 0 | 277627.1239 | 450102 | 0 | 0 | 0 | 0 | 2553523.6338 | 2072031.5388 | 0 | 0 | 0 | 0 | 0 | 0 | 0 | 0 | 0 | 0 | 0 | 0 | 0 | 0 | 0 | 0 | 0 | -56785.2668 | -115689.6092 | 0 | 0 | 0 | 0 | 0 | 0 | 0 | 0 | 0 | 0 | 0 | 0 | 0 | 0 | 0 | 0
2016-03-17 01:00 | 0 | 0 | 0 | 0 | 72560.8618 | 8988.6908 | 443752 | 0 | 0 | 0 | 0 | 2307010.7955 | 1956341.9296 | 0 | 0 | 0 | 0 | 0 | 0 | 0 | 0 | 0 | 0 | 0 | 0 | 0 | 0 | 0 | 0 | 0 | -246512.8382 | -115689.6092 | 0 | 0 | 0 | 0 | 0 | 0 | 0 | 0 | 0 | 0 | 0 | 0 | 0 | 0 | 0 | 0
2016-03-17 02:00 | 0 | 0 | 0 | 0 | 62895.5525 | 0 | 425098 | 0 | 0 | 0 | 0 | 2060497.9573 | 1840652.3203 | 0 | 0 | 0 | 0 | 0 | 0 | 0 | 0 | 0 | 0 | 0 | 0 | 0 | 0 | 0 | 0 | 0 | -246512.8382 | -115689.6092 | 0 | 0 | 0 | 0 | 0 | 0 | 0 | 0 | 0 | 0 | 0 | 0 | 0 | 0 | 0 | 0
2016-03-17 03:00 | 0 | 0 | 0 | 0 | 39631.5525 | 0 | 401834 | 0 | 0 | 0 | 0 | 1813985.119 | 1724962.7111 | 0 | 0 | 0 | 0 | 0 | 0 | 0 | 0 | 0 | 0 | 0 | 0 | 0 | 0 | 0 | 0 | 0 | -246512.8382 | -115689.6092 | 0 | 0 | 0 | 0 | 0 | 0 | 0 | 0 | 0 | 0 | 0 | 0 | 0 | 0 | 0 | 0
2016-03-17 04:00 | 0 | 0 | 0 | 0 | 248943.771 | 0 | 379767 | 0 | 0 | 0 | 0 | 1567472.2808 | 1840652.3203 | 0 | 0 | 0 | 0 | 0 | 0 | 0 | 0 | 0 | 0 | 0 | 0 | 0 | 0 | 0 | 0 | 0 | -246512.8382 | 115689.6092 | 0 | 0 | 0 | 0 | 0 | 0 | 0 | 0 | 0 | 0 | 0 | 0 | 0 | 0 | 0 | 0
2016-03-17 05:00 | 0 | 0 | 0 | 0 | 596998.2352 | 0 | 360361 | 0 | 0 | 0 | 0 | 1688419.9068 | 1956341.9296 | 0 | 0 | 0 | 0 | 0 | 0 | 0 | 0 | 0 | 0 | 0 | 0 | 0 | 0 | 0 | 0 | 0 | 120947.626 | 115689.6092 | 0 | 0 | 0 | 0 | 0 | 0 | 0 | 0 | 0 | 0 | 0 | 0 | 0 | 0 | 0 | 0
2016-03-17 06:00 | 0 | 0 | 0 | 0 | 0 | 0 | 347411 | 0 | 0 | 0 | 0 | 1441907.0685 | 1855443.7678 | 0 | 0 | 0 | 0 | 0 | 0 | 0 | 0 | 0 | 0 | 0 | 0 | 0 | 0 | 0 | 0 | 0 | -246512.8382 | -100898.1618 | 0 | 0 | 0 | 0 | 0 | 0 | 0 | 0 | 0 | 0 | 0 | 0 | 0 | 0 | 0 | 0
2016-03-17 07:00 | 0 | 0 | 0 | 0 | 0 | 0 | 339963 | 0 | 0 | 0 | 0 | 1195394.2303 | 1761993.606 | 0 | 0 | 0 | 0 | 0 | 0 | 0 | 0 | 0 | 0 | 0 | 0 | 0 | 0 | 0 | 0 | 0 | -246512.8382 | -93450.1618 | 0 | 0 | 0 | 0 | 0 | 0 | 0 | 0 | 0 | 0 | 0 | 0 | 0 | 0 | 0 | 0
2016-03-17 08:00 | 0 | 0 | 0 | 0 | 0 | 0 | 339724 | 0 | 0 | 0 | 0 | 948881.392 | 1668782.4443 | 0 | 0 | 0 | 0 | 0 | 0 | 0 | 0 | 0 | 0 | 0 | 0 | 0 | 0 | 0 | 0 | 0 | -246512.8382 | -93211.1618 | 0 | 0 | 0 | 0 | 0 | 0 | 0 | 0 | 0 | 0 | 0 | 0 | 0 | 0 | 0 | 0
2016-03-17 09:00 | 0 | 0 | 0 | 0 | 0 | 0 | 349694 | 0 | 0 | 0 | 0 | 714877.0013 | 1553092.8351 | 0 | 0 | 0 | 0 | 0 | 0 | 0 | 0 | 0 | 0 | 0 | 0 | 0 | 0 | 0 | 0 | 0 | -234004.3908 | -115689.6092 | 0 | 0 | 0 | 0 | 0 | 0 | 0 | 0 | 0 | 0 | 0 | 0 | 0 | 0 | 0 | 0
2016-03-17 10:00 | 0 | 0 | 0 | 0 | 506270.6445 | 0 | 376622 | 0 | 0 | 0 | 0 | 960215.255 | 1437403.2258 | 0 | 0 | 0 | 0 | 0 | 0 | 0 | 0 | 0 | 0 | 0 | 0 | 0 | 0 | 0 | 0 | 0 | 245338.2537 | -115689.6092 | 0 | 0 | 0 | 0 | 0 | 0 | 0 | 0 | 0 | 0 | 0 | 0 | 0 | 0 | 0 | 0
2016-03-17 11:00 | 0 | 0 | 0 | 0 | 42659.5525 | 0 | 404862 | 0 | 0 | 0 | 0 | 713702.4167 | 1321713.6166 | 0 | 0 | 0 | 0 | 0 | 0 | 0 | 0 | 0 | 0 | 0 | 0 | 0 | 0 | 0 | 0 | 0 | -246512.8382 | -115689.6092 | 0 | 0 | 0 | 0 | 0 | 0 | 0 | 0 | 0 | 0 | 0 | 0 | 0 | 0 | 0 | 0
2016-03-17 12:00 | 0 | 0 | 0 | 0 | 53990.5525 | 0 | 416193 | 0 | 0 | 0 | 0 | 467189.5785 | 1206024.0074 | 0 | 0 | 0 | 0 | 0 | 0 | 0 | 0 | 0 | 0 | 0 | 0 | 0 | 0 | 0 | 0 | 0 | -246512.8382 | -115689.6092 | 0 | 0 | 0 | 0 | 0 | 0 | 0 | 0 | 0 | 0 | 0 | 0 | 0 | 0 | 0 | 0
2016-03-17 13:00 | 0 | 0 | 0 | 0 | 186984.0836 | 104718.6874 | 422526 | 0 | 0 | 0 | 0 | 220676.7402 | 1321713.6166 | 0 | 0 | 0 | 0 | 0 | 0 | 0 | 0 | 0 | 0 | 0 | 0 | 0 | 0 | 0 | 0 | 0 | -246512.8382 | 115689.6092 | 0 | 0 | 0 | 0 | 0 | 0 | 0 | 0 | 0 | 0 | 0 | 0 | 0 | 0 | 0 | 0
2016-03-17 14:00 | 0 | 0 | 0 | 0 | 287706.8992 | 502690.5482 | 428195 | 0 | 0 | 0 | 0 | 467189.5785 | 1437403.2258 | 0 | 0 | 0 | 0 | 0 | 0 | 0 | 0 | 0 | 0 | 0 | 0 | 0 | 0 | 0 | 0 | 0 | 246512.8382 | 115689.6092 | 0 | 0 | 0 | 0 | 0 | 0 | 0 | 0 | 0 | 0 | 0 | 0 | 0 | 0 | 0 | 0
2016-03-17 15:00 | 0 | 0 | 0 | 0 | 0 | 793273.4475 | 431071 | 0 | 0 | 0 | 0 | 713702.4167 | 1553092.8351 | 0 | 0 | 0 | 0 | 0 | 0 | 0 | 0 | 0 | 0 | 0 | 0 | 0 | 0 | 0 | 0 | 0 | 246512.8382 | 115689.6092 | 0 | 0 | 0 | 0 | 0 | 0 | 0 | 0 | 0 | 0 | 0 | 0 | 0 | 0 | 0 | 0
2016-03-17 16:00 | 0 | 0 | 0 | 0 | 0 | 794130.4475 | 431928 | 0 | 0 | 0 | 0 | 960215.255 | 1668782.4443 | 0 | 0 | 0 | 0 | 0 | 0 | 0 | 0 | 0 | 0 | 0 | 0 | 0 | 0 | 0 | 0 | 0 | 246512.8382 | 115689.6092 | 0 | 0 | 0 | 0 | 0 | 0 | 0 | 0 | 0 | 0 | 0 | 0 | 0 | 0 | 0 | 0
2016-03-17 17:00 | 0 | 0 | 0 | 0 | 0 | 795675.4475 | 433473 | 0 | 0 | 0 | 0 | 1206728.0932 | 1784472.0535 | 0 | 0 | 0 | 0 | 0 | 0 | 0 | 0 | 0 | 0 | 0 | 0 | 0 | 0 | 0 | 0 | 0 | 246512.8382 | 115689.6092 | 0 | 0 | 0 | 0 | 0 | 0 | 0 | 0 | 0 | 0 | 0 | 0 | 0 | 0 | 0 | 0
2016-03-17 18:00 | 0 | 0 | 0 | 0 | 0 | 796093.4475 | 433891 | 0 | 0 | 0 | 0 | 1453240.9314 | 1900161.6628 | 0 | 0 | 0 | 0 | 0 | 0 | 0 | 0 | 0 | 0 | 0 | 0 | 0 | 0 | 0 | 0 | 0 | 246512.8382 | 115689.6092 | 0 | 0 | 0 | 0 | 0 | 0 | 0 | 0 | 0 | 0 | 0 | 0 | 0 | 0 | 0 | 0
2016-03-17 19:00 | 0 | 0 | 0 | 0 | 0 | 815389.0917 | 433058 | 0 | 0 | 0 | 0 | 1699753.7697 | 2015851.272 | 0 | 0 | 0 | 0 | 0 | 0 | 0 | 20128.6442 | 0 | 0 | 0 | 0 | 0 | 0 | 0 | 0 | 0 | 246512.8382 | 115689.6092 | 0 | 0 | 0 | 0 | 0 | 0 | 0 | 0 | 0 | 20128.6442 | 0 | 0 | 0 | 0 | 0 | 0
2016-03-17 20:00 | 0 | 0 | 0 | 0 | 0 | 784974.7569 | 432969 | 0 | 0 | 0 | 0 | 1946266.6079 | 2131540.8812 | 0 | 0 | 0 | 0 | 0 | 0 | 0 | 9931.9536 | 0 | 0 | 0 | 0 | 0 | 0 | 0 | 0 | 0 | 246512.8382 | 115689.6092 | 0 | 0 | 0 | 0 | 0 | 0 | 0 | 0 | 0 | -10196.6906 | 0 | 0 | 0 | 0 | 0 | 0
2016-03-17 21:00 | 0 | 0 | 0 | 0 | 0 | 821865.6123 | 433016 | 0 | 0 | 0 | 0 | 2192779.4462 | 2247230.4904 | 0 | 0 | 0 | 0 | 0 | 0 | 0 | 36579.1185 | 0 | 0 | 0 | 0 | 0 | 0 | 0 | 0 | 0 | 246512.8382 | 115689.6092 | 0 | 0 | 0 | 0 | 0 | 0 | 0 | 0 | 0 | 26647.1649 | 0 | 0 | 0 | 0 | 0 | 0
2016-03-17 22:00 | 0 | 0 | 0 | 0 | 0 | 785407.8913 | 431528 | 0 | 0 | 0 | 0 | 2436755.1314 | 2362920.0997 | 0 | 0 | 0 | 0 | 0 | 0 | 0 | 30793.7153 | 0 | 0 | 0 | 0 | 0 | 0 | 0 | 0 | 0 | 243975.6852 | 115689.6092 | 0 | 0 | 0 | 0 | 0 | 0 | 0 | 0 | 0 | -5785.4032 | 0 | 0 | 0 | 0 | 0 | 0
2016-03-17 23:00 | 0 | 0 | 0 | 0 | 0 | 624219.0126 | 434635 | 0 | 0 | 0 | 0 | 2683267.9697 | 2336784.9894 | 0 | 0 | 0 | 0 | 0 | 0 | 0 | 0 | 0 | 0 | 0 | 0 | 0 | 0 | 0 | 0 | 0 | 246512.8382 | -26135.1103 | 0 | 0 | 0 | 0 | 0 | 0 | 0 | 0 | 0 | -30793.7153 | 0 | 0 | 0 | 0 | 0 | 0
2016-03-18 | 0 | 0 | 0 | 0 | 0 | 287925.5135 | 442171 | 0 | 0 | 0 | 0 | 2644712.0924 | 2221095.3802 | 0 | 0 | 0 | 0 | 0 | 0 | 0 | 0 | 0 | 0 | 0 | 0 | 0 | 0 | 0 | 0 | 0 | -38555.8773 | -115689.6092 | 0 | 0 | 0 | 0 | 0 | 0 | 0 | 0 | 0 | 0 | 0 | 0 | 0 | 0 | 0 | 0
2016-03-18 01:00 | 0 | 0 | 0 | 0 | 61925.6981 | 11881.8544 | 436010 | 0 | 0 | 0 | 0 | 2398199.2541 | 2105405.7709 | 0 | 0 | 0 | 0 | 0 | 0 | 0 | 0 | 0 | 0 | 0 | 0 | 0 | 0 | 0 | 0 | 0 | -246512.8382 | -115689.6092 | 0 | 0 | 0 | 0 | 0 | 0 | 0 | 0 | 0 | 0 | 0 | 0 | 0 | 0 | 0 | 0
2016-03-18 02:00 | 0 | 0 | 0 | 0 | 57530.5525 | 0 | 419733 | 0 | 0 | 0 | 0 | 2151686.4159 | 1989716.1617 | 0 | 0 | 0 | 0 | 0 | 0 | 0 | 0 | 0 | 0 | 0 | 0 | 0 | 0 | 0 | 0 | 0 | -246512.8382 | -115689.6092 | 0 | 0 | 0 | 0 | 0 | 0 | 0 | 0 | 0 | 0 | 0 | 0 | 0 | 0 | 0 | 0
2016-03-18 03:00 | 0 | 0 | 0 | 0 | 268325.771 | 0 | 399149 | 0 | 0 | 0 | 0 | 1905173.5776 | 2105405.7709 | 0 | 0 | 0 | 0 | 0 | 0 | 0 | 0 | 0 | 0 | 0 | 0 | 0 | 0 | 0 | 0 | 0 | -246512.8382 | 115689.6092 | 0 | 0 | 0 | 0 | 0 | 0 | 0 | 0 | 0 | 0 | 0 | 0 | 0 | 0 | 0 | 0
2016-03-18 04:00 | 0 | 0 | 0 | 0 | 478390.8909 | 0 | 378574 | 0 | 0 | 0 | 0 | 1889300.8593 | 2221095.3802 | 0 | 0 | 0 | 0 | 0 | 0 | 0 | 0 | 0 | 0 | 0 | 0 | 0 | 0 | 0 | 0 | 0 | -15872.7184 | 115689.6092 | 0 | 0 | 0 | 0 | 0 | 0 | 0 | 0 | 0 | 0 | 0 | 0 | 0 | 0 | 0 | 0
2016-03-18 05:00 | 0 | 0 | 0 | 0 | 0 | 0 | 361172 | 0 | 0 | 0 | 0 | 1642788.021 | 2106436.2184 | 0 | 0 | 0 | 0 | 0 | 0 | 0 | 0 | 0 | 0 | 0 | 0 | 0 | 0 | 0 | 0 | 0 | -246512.8382 | -114659.1618 | 0 | 0 | 0 | 0 | 0 | 0 | 0 | 0 | 0 | 0 | 0 | 0 | 0 | 0 | 0 | 0
2016-03-18 06:00 | 0 | 0 | 0 | 0 | 0 | 0 | 348755 | 0 | 0 | 0 | 0 | 1396275.1828 | 2004194.0567 | 0 | 0 | 0 | 0 | 0 | 0 | 0 | 0 | 0 | 0 | 0 | 0 | 0 | 0 | 0 | 0 | 0 | -246512.8382 | -102242.1618 | 0 | 0 | 0 | 0 | 0 | 0 | 0 | 0 | 0 | 0 | 0 | 0 | 0 | 0 | 0 | 0
2016-03-18 07:00 | 0 | 0 | 0 | 0 | 364264.5876 | 0 | 341577 | 0 | 0 | 0 | 0 | 1503858.6643 | 1888504.4474 | 0 | 0 | 0 | 0 | 0 | 0 | 0 | 30793.7153 | 0 | 0 | 0 | 0 | 0 | 0 | 0 | 0 | 0 | 107583.4815 | -115689.6092 | 0 | 0 | 0 | 0 | 0 | 0 | 0 | 0 | 0 | 30793.7153 | 0 | 0 | 0 | 0 | 0 | 0
2016-03-18 08:00 | 0 | 0 | 0 | 0 | 0 | 0 | 341671 | 0 | 0 | 0 | 0 | 1257345.826 | 1824140.001 | 0 | 0 | 0 | 0 | 0 | 0 | 0 | 0 | 0 | 0 | 0 | 0 | 0 | 0 | 0 | 0 | 0 | -246512.8382 | -64364.4464 | 0 | 0 | 0 | 0 | 0 | 0 | 0 | 0 | 0 | -30793.7153 | 0 | 0 | 0 | 0 | 0 | 0
2016-03-18 09:00 | 0 | 0 | 0 | 0 | 0 | 0 | 352041 | 0 | 0 | 0 | 0 | 1010832.9878 | 1718611.8392 | 0 | 0 | 0 | 0 | 0 | 0 | 0 | 0 | 0 | 0 | 0 | 0 | 0 | 0 | 0 | 0 | 0 | -246512.8382 | -105528.1618 | 0 | 0 | 0 | 0 | 0 | 0 | 0 | 0 | 0 | 0 | 0 | 0 | 0 | 0 | 0 | 0
2016-03-18 10:00 | 0 | 0 | 0 | 0 | 341177.7482 | 0 | 378131 | 0 | 0 | 0 | 0 | 1089569.3452 | 1602922.23 | 0 | 0 | 0 | 0 | 0 | 0 | 0 | 0 | 0 | 0 | 0 | 0 | 0 | 0 | 0 | 0 | 0 | 78736.3574 | -115689.6092 | 0 | 0 | 0 | 0 | 0 | 0 | 0 | 0 | 0 | 0 | 0 | 0 | 0 | 0 | 0 | 0
2016-03-18 11:00 | 0 | 0 | 0 | 0 | 43190.5525 | 0 | 405393 | 0 | 0 | 0 | 0 | 843056.5069 | 1487232.6208 | 0 | 0 | 0 | 0 | 0 | 0 | 0 | 0 | 0 | 0 | 0 | 0 | 0 | 0 | 0 | 0 | 0 | -246512.8382 | -115689.6092 | 0 | 0 | 0 | 0 | 0 | 0 | 0 | 0 | 0 | 0 | 0 | 0 | 0 | 0 | 0 | 0
2016-03-18 12:00 | 0 | 0 | 0 | 0 | 54561.5525 | 0 | 416764 | 0 | 0 | 0 | 0 | 596543.6687 | 1371543.0115 | 0 | 0 | 0 | 0 | 0 | 0 | 0 | 0 | 0 | 0 | 0 | 0 | 0 | 0 | 0 | 0 | 0 | -246512.8382 | -115689.6092 | 0 | 0 | 0 | 0 | 0 | 0 | 0 | 0 | 0 | 0 | 0 | 0 | 0 | 0 | 0 | 0
2016-03-18 13:00 | 0 | 0 | 0 | 0 | 309910.3932 | 76505.7051 | 422899 | 0 | 0 | 0 | 0 | 623050.684 | 1308553.0945 | 0 | 0 | 0 | 0 | 0 | 0 | 0 | 0 | 0 | 0 | 0 | 0 | 0 | 0 | 0 | 0 | 0 | 26507.0153 | -62989.9171 | 0 | 0 | 0 | 0 | 0 | 0 | 0 | 0 | 0 | 0 | 0 | 0 | 0 | 0 | 0 | 0
2016-03-18 14:00 | 0 | 0 | 0 | 0 | 0 | 456948.2203 | 428495 | 0 | 0 | 0 | 0 | 535814.2951 | 1424242.7037 | 0 | 0 | 0 | 0 | 0 | 0 | 0 | 0 | 0 | 0 | 0 | 0 | 0 | 0 | 0 | 0 | 0 | -87236.3889 | 115689.6092 | 0 | 0 | 0 | 0 | 0 | 0 | 0 | 0 | 0 | 0 | 0 | 0 | 0 | 0 | 0 | 0
2016-03-18 15:00 | 0 | 0 | 0 | 0 | 4824.5037 | 788112.9438 | 430735 | 0 | 0 | 0 | 0 | 782327.1333 | 1539932.3129 | 0 | 0 | 0 | 0 | 0 | 0 | 0 | 0 | 0 | 0 | 0 | 0 | 0 | 0 | 0 | 0 | 0 | 246512.8382 | 115689.6092 | 0 | 0 | 0 | 0 | 0 | 0 | 0 | 0 | 0 | 0 | 0 | 0 | 0 | 0 | 0 | 0
2016-03-18 16:00 | 0 | 0 | 0 | 0 | 0 | 792557.4475 | 430355 | 0 | 0 | 0 | 0 | 1028839.9716 | 1655621.9222 | 0 | 0 | 0 | 0 | 0 | 0 | 0 | 0 | 0 | 0 | 0 | 0 | 0 | 0 | 0 | 0 | 0 | 246512.8382 | 115689.6092 | 0 | 0 | 0 | 0 | 0 | 0 | 0 | 0 | 0 | 0 | 0 | 0 | 0 | 0 | 0 | 0
2016-03-18 17:00 | 0 | 0 | 0 | 0 | 0 | 793180.4475 | 430978 | 0 | 0 | 0 | 0 | 1275352.8098 | 1771311.5314 | 0 | 0 | 0 | 0 | 0 | 0 | 0 | 0 | 0 | 0 | 0 | 0 | 0 | 0 | 0 | 0 | 0 | 246512.8382 | 115689.6092 | 0 | 0 | 0 | 0 | 0 | 0 | 0 | 0 | 0 | 0 | 0 | 0 | 0 | 0 | 0 | 0
2016-03-18 18:00 | 0 | 0 | 0 | 0 | 0 | 792978.4475 | 430776 | 0 | 0 | 0 | 0 | 1521865.6481 | 1887001.1406 | 0 | 0 | 0 | 0 | 0 | 0 | 0 | 0 | 0 | 0 | 0 | 0 | 0 | 0 | 0 | 0 | 0 | 246512.8382 | 115689.6092 | 0 | 0 | 0 | 0 | 0 | 0 | 0 | 0 | 0 | 0 | 0 | 0 | 0 | 0 | 0 | 0
2016-03-18 19:00 | 0 | 0 | 0 | 0 | 0 | 792071.4475 | 429869 | 0 | 0 | 0 | 0 | 1768378.4863 | 2002690.7499 | 0 | 0 | 0 | 0 | 0 | 0 | 0 | 0 | 0 | 0 | 0 | 0 | 0 | 0 | 0 | 0 | 0 | 246512.8382 | 115689.6092 | 0 | 0 | 0 | 0 | 0 | 0 | 0 | 0 | 0 | 0 | 0 | 0 | 0 | 0 | 0 | 0
2016-03-18 20:00 | 0 | 0 | 0 | 0 | 0 | 790081.4475 | 427879 | 0 | 0 | 0 | 0 | 2014891.3246 | 2118380.3591 | 0 | 0 | 0 | 0 | 0 | 0 | 0 | 0 | 0 | 0 | 0 | 0 | 0 | 0 | 0 | 0 | 0 | 246512.8382 | 115689.6092 | 0 | 0 | 0 | 0 | 0 | 0 | 0 | 0 | 0 | 0 | 0 | 0 | 0 | 0 | 0 | 0
2016-03-18 21:00 | 0 | 0 | 0 | 0 | 0 | 802827.3632 | 426015 | 0 | 0 | 0 | 0 | 2261404.1628 | 2234069.9683 | 0 | 0 | 0 | 0 | 0 | 0 | 0 | 14609.9157 | 0 | 0 | 0 | 0 | 0 | 0 | 0 | 0 | 0 | 246512.8382 | 115689.6092 | 0 | 0 | 0 | 0 | 0 | 0 | 0 | 0 | 0 | 14609.9157 | 0 | 0 | 0 | 0 | 0 | 0
2016-03-18 22:00 | 0 | 0 | 0 | 0 | 0 | 807614.6502 | 423443 | 0 | 0 | 0 | 0 | 2507917.001 | 2349759.5776 | 0 | 0 | 0 | 0 | 0 | 0 | 0 | 36579.1185 | 0 | 0 | 0 | 0 | 0 | 0 | 0 | 0 | 0 | 246512.8382 | 115689.6092 | 0 | 0 | 0 | 0 | 0 | 0 | 0 | 0 | 0 | 21969.2027 | 0 | 0 | 0 | 0 | 0 | 0
2016-03-18 23:00 | 0 | 0 | 0 | 0 | 0 | 656460.3387 | 426392 | 0 | 0 | 0 | 0 | 2754429.8393 | 2364108.7933 | 0 | 0 | 0 | 0 | 0 | 0 | 0 | 5785.4032 | 0 | 0 | 0 | 0 | 0 | 0 | 0 | 0 | 0 | 246512.8382 | 14349.2158 | 0 | 0 | 0 | 0 | 0 | 0 | 0 | 0 | 0 | -30793.7153 | 0 | 0 | 0 | 0 | 0 | 0
2016-03-19 | 0 | 0 | 0 | 0 | 0 | 290390.1043 | 431619 | 0 | 0 | 0 | 0 | 2734675.9559 | 2248419.1841 | 0 | 0 | 0 | 0 | 0 | 0 | 0 | 0 | 0 | 0 | 0 | 0 | 0 | 0 | 0 | 0 | 0 | -19753.8833 | -115689.6092 | 0 | 0 | 0 | 0 | 0 | 0 | 0 | 0 | 0 | -5785.4032 | 0 | 0 | 0 | 0 | 0 | 0
2016-03-19 01:00 | 0 | 0 | 0 | 0 | 51514.3126 | 13105.2399 | 426822 | 0 | 0 | 0 | 0 | 2488163.1177 | 2132729.5749 | 0 | 0 | 0 | 0 | 0 | 0 | 0 | 0 | 0 | 0 | 0 | 0 | 0 | 0 | 0 | 0 | 0 | -246512.8382 | -115689.6092 | 0 | 0 | 0 | 0 | 0 | 0 | 0 | 0 | 0 | 0 | 0 | 0 | 0 | 0 | 0 | 0
2016-03-19 02:00 | 0 | 0 | 0 | 0 | 52828.5525 | 0 | 415031 | 0 | 0 | 0 | 0 | 2241650.2795 | 2017039.9656 | 0 | 0 | 0 | 0 | 0 | 0 | 0 | 0 | 0 | 0 | 0 | 0 | 0 | 0 | 0 | 0 | 0 | -246512.8382 | -115689.6092 | 0 | 0 | 0 | 0 | 0 | 0 | 0 | 0 | 0 | 0 | 0 | 0 | 0 | 0 | 0 | 0
2016-03-19 03:00 | 0 | 0 | 0 | 0 | 386438.9478 | 0 | 397357 | 0 | 0 | 0 | 0 | 2099092.0655 | 2132729.5749 | 0 | 0 | 0 | 0 | 0 | 0 | 0 | 15950.5525 | 0 | 0 | 0 | 0 | 0 | 0 | 0 | 0 | 0 | -142558.214 | 115689.6092 | 0 | 0 | 0 | 0 | 0 | 0 | 0 | 0 | 0 | 15950.5525 | 0 | 0 | 0 | 0 | 0 | 0
2016-03-19 04:00 | 0 | 0 | 0 | 0 | 0 | 0 | 378153 | 0 | 0 | 0 | 0 | 1852579.2272 | 2017039.9656 | 0 | 0 | 0 | 0 | 0 | 0 | 0 | 0 | 0 | 0 | 0 | 0 | 0 | 0 | 0 | 0 | 0 | -246512.8382 | -115689.6092 | 0 | 0 | 0 | 0 | 0 | 0 | 0 | 0 | 0 | -15950.5525 | 0 | 0 | 0 | 0 | 0 | 0
2016-03-19 05:00 | 0 | 0 | 0 | 0 | 482.5525 | 0 | 362685 | 0 | 0 | 0 | 0 | 1606066.389 | 1901350.3564 | 0 | 0 | 0 | 0 | 0 | 0 | 0 | 0 | 0 | 0 | 0 | 0 | 0 | 0 | 0 | 0 | 0 | -246512.8382 | -115689.6092 | 0 | 0 | 0 | 0 | 0 | 0 | 0 | 0 | 0 | 0 | 0 | 0 | 0 | 0 | 0 | 0
2016-03-19 06:00 | 0 | 0 | 0 | 0 | 326130.0356 | 0 | 350609 | 0 | 0 | 0 | 0 | 1465897.8154 | 2017039.9656 | 0 | 0 | 0 | 0 | 0 | 0 | 0 | 0 | 0 | 0 | 0 | 0 | 0 | 0 | 0 | 0 | 0 | -140168.5736 | 115689.6092 | 0 | 0 | 0 | 0 | 0 | 0 | 0 | 0 | 0 | 0 | 0 | 0 | 0 | 0 | 0 | 0
2016-03-19 07:00 | 0 | 0 | 0 | 0 | 0 | 0 | 342841 | 0 | 0 | 0 | 0 | 1219384.9771 | 1920711.8039 | 0 | 0 | 0 | 0 | 0 | 0 | 0 | 0 | 0 | 0 | 0 | 0 | 0 | 0 | 0 | 0 | 0 | -246512.8382 | -96328.1618 | 0 | 0 | 0 | 0 | 0 | 0 | 0 | 0 | 0 | 0 | 0 | 0 | 0 | 0 | 0 | 0
2016-03-19 08:00 | 0 | 0 | 0 | 0 | 0 | 0 | 340170 | 0 | 0 | 0 | 0 | 972872.1389 | 1827054.6421 | 0 | 0 | 0 | 0 | 0 | 0 | 0 | 0 | 0 | 0 | 0 | 0 | 0 | 0 | 0 | 0 | 0 | -246512.8382 | -93657.1618 | 0 | 0 | 0 | 0 | 0 | 0 | 0 | 0 | 0 | 0 | 0 | 0 | 0 | 0 | 0 | 0
2016-03-19 09:00 | 0 | 0 | 0 | 0 | 302749.7138 | 0 | 342388 | 0 | 0 | 0 | 0 | 1048923.4619 | 1711365.0329 | 0 | 0 | 0 | 0 | 0 | 0 | 0 | 0 | 0 | 0 | 0 | 0 | 0 | 0 | 0 | 0 | 0 | 76051.323 | -115689.6092 | 0 | 0 | 0 | 0 | 0 | 0 | 0 | 0 | 0 | 0 | 0 | 0 | 0 | 0 | 0 | 0
2016-03-19 10:00 | 0 | 0 | 0 | 0 | 0 | 0 | 351318 | 0 | 0 | 0 | 0 | 802410.6237 | 1606559.8711 | 0 | 0 | 0 | 0 | 0 | 0 | 0 | 0 | 0 | 0 | 0 | 0 | 0 | 0 | 0 | 0 | 0 | -246512.8382 | -104805.1618 | 0 | 0 | 0 | 0 | 0 | 0 | 0 | 0 | 0 | 0 | 0 | 0 | 0 | 0 | 0 | 0
2016-03-19 11:00 | 0 | 0 | 0 | 0 | 233418.771 | 0 | 364242 | 0 | 0 | 0 | 0 | 555897.7854 | 1722249.4804 | 0 | 0 | 0 | 0 | 0 | 0 | 0 | 0 | 0 | 0 | 0 | 0 | 0 | 0 | 0 | 0 | 0 | -246512.8382 | 115689.6092 | 0 | 0 | 0 | 0 | 0 | 0 | 0 | 0 | 0 | 0 | 0 | 0 | 0 | 0 | 0 | 0
2016-03-19 12:00 | 0 | 0 | 0 | 0 | 293659.6407 | 0 | 379072 | 0 | 0 | 0 | 0 | 586175.0353 | 1606559.8711 | 0 | 0 | 0 | 0 | 0 | 0 | 0 | 0 | 0 | 0 | 0 | 0 | 0 | 0 | 0 | 0 | 0 | 30277.2499 | -115689.6092 | 0 | 0 | 0 | 0 | 0 | 0 | 0 | 0 | 0 | 0 | 0 | 0 | 0 | 0 | 0 | 0
2016-03-19 13:00 | 0 | 0 | 0 | 0 | 0 | 120841.2331 | 393999 | 0 | 0 | 0 | 0 | 339662.1971 | 1579914.9425 | 0 | 0 | 0 | 0 | 0 | 0 | 0 | 0 | 0 | 0 | 0 | 0 | 0 | 0 | 0 | 0 | 0 | -246512.8382 | -26644.9287 | 0 | 0 | 0 | 0 | 0 | 0 | 0 | 0 | 0 | 0 | 0 | 0 | 0 | 0 | 0 | 0
2016-03-19 14:00 | 0 | 0 | 0 | 0 | 0 | 511982.4422 | 404444 | 0 | 0 | 0 | 0 | 331511.0301 | 1695604.5517 | 0 | 0 | 0 | 0 | 0 | 0 | 0 | 0 | 0 | 0 | 0 | 0 | 0 | 0 | 0 | 0 | 0 | -8151.167 | 115689.6092 | 0 | 0 | 0 | 0 | 0 | 0 | 0 | 0 | 0 | 0 | 0 | 0 | 0 | 0 | 0 | 0
2016-03-19 15:00 | 0 | 0 | 0 | 0 | 0 | 769793.4475 | 407591 | 0 | 0 | 0 | 0 | 578023.8683 | 1811294.1609 | 0 | 0 | 0 | 0 | 0 | 0 | 0 | 0 | 0 | 0 | 0 | 0 | 0 | 0 | 0 | 0 | 0 | 246512.8382 | 115689.6092 | 0 | 0 | 0 | 0 | 0 | 0 | 0 | 0 | 0 | 0 | 0 | 0 | 0 | 0 | 0 | 0
2016-03-19 16:00 | 0 | 0 | 0 | 0 | 0 | 768302.4475 | 406100 | 0 | 0 | 0 | 0 | 824536.7065 | 1926983.7702 | 0 | 0 | 0 | 0 | 0 | 0 | 0 | 0 | 0 | 0 | 0 | 0 | 0 | 0 | 0 | 0 | 0 | 246512.8382 | 115689.6092 | 0 | 0 | 0 | 0 | 0 | 0 | 0 | 0 | 0 | 0 | 0 | 0 | 0 | 0 | 0 | 0
2016-03-19 17:00 | 0 | 0 | 0 | 0 | 0 | 764155.4475 | 401953 | 0 | 0 | 0 | 0 | 1071049.5448 | 2042673.3794 | 0 | 0 | 0 | 0 | 0 | 0 | 0 | 0 | 0 | 0 | 0 | 0 | 0 | 0 | 0 | 0 | 0 | 246512.8382 | 115689.6092 | 0 | 0 | 0 | 0 | 0 | 0 | 0 | 0 | 0 | 0 | 0 | 0 | 0 | 0 | 0 | 0
2016-03-19 18:00 | 0 | 0 | 0 | 0 | 0 | 758945.4475 | 396743 | 0 | 0 | 0 | 0 | 1317562.383 | 2158362.9886 | 0 | 0 | 0 | 0 | 0 | 0 | 0 | 0 | 0 | 0 | 0 | 0 | 0 | 0 | 0 | 0 | 0 | 246512.8382 | 115689.6092 | 0 | 0 | 0 | 0 | 0 | 0 | 0 | 0 | 0 | 0 | 0 | 0 | 0 | 0 | 0 | 0
2016-03-19 19:00 | 0 | 0 | 0 | 0 | 0 | 754302.4475 | 392100 | 0 | 0 | 0 | 0 | 1564075.2213 | 2274052.5979 | 0 | 0 | 0 | 0 | 0 | 0 | 0 | 0 | 0 | 0 | 0 | 0 | 0 | 0 | 0 | 0 | 0 | 246512.8382 | 115689.6092 | 0 | 0 | 0 | 0 | 0 | 0 | 0 | 0 | 0 | 0 | 0 | 0 | 0 | 0 | 0 | 0
2016-03-19 20:00 | 0 | 0 | 0 | 0 | 0 | 753017.4475 | 390815 | 0 | 0 | 0 | 0 | 1810588.0595 | 2389742.2071 | 0 | 0 | 0 | 0 | 0 | 0 | 0 | 0 | 0 | 0 | 0 | 0 | 0 | 0 | 0 | 0 | 0 | 246512.8382 | 115689.6092 | 0 | 0 | 0 | 0 | 0 | 0 | 0 | 0 | 0 | 0 | 0 | 0 | 0 | 0 | 0 | 0
2016-03-19 21:00 | 0 | 0 | 0 | 0 | 0 | 765674.4964 | 392401 | 0 | 0 | 0 | 0 | 2057100.8977 | 2505431.8163 | 0 | 0 | 0 | 0 | 0 | 0 | 0 | 11071.049 | 0 | 0 | 0 | 0 | 0 | 0 | 0 | 0 | 0 | 246512.8382 | 115689.6092 | 0 | 0 | 0 | 0 | 0 | 0 | 0 | 0 | 0 | 11071.049 | 0 | 0 | 0 | 0 | 0 | 0
2016-03-19 22:00 | 0 | 0 | 0 | 0 | 0 | 782184.517 | 394474 | 0 | 0 | 0 | 0 | 2303613.736 | 2621121.4256 | 0 | 0 | 0 | 0 | 0 | 0 | 0 | 36579.1185 | 0 | 0 | 0 | 0 | 0 | 0 | 0 | 0 | 0 | 246512.8382 | 115689.6092 | 0 | 0 | 0 | 0 | 0 | 0 | 0 | 0 | 0 | 25508.0695 | 0 | 0 | 0 | 0 | 0 | 0
2016-03-19 23:00 | 0 | 0 | 0 | 0 | 0 | 605299.3471 | 401004 | 0 | 0 | 0 | 0 | 2550126.5742 | 2609697.6497 | 0 | 0 | 0 | 0 | 0 | 0 | 0 | 5785.4032 | 0 | 0 | 0 | 0 | 0 | 0 | 0 | 0 | 0 | 246512.8382 | -11423.7758 | 0 | 0 | 0 | 0 | 0 | 0 | 0 | 0 | 0 | -30793.7153 | 0 | 0 | 0 | 0 | 0 | 0
2016-03-20 | 0 | 0 | 0 | 0 | 0 | 265179.1983 | 411271 | 0 | 0 | 0 | 0 | 2303613.736 | 2715904.0895 | 0 | 0 | 0 | 0 | 0 | 0 | 0 | 0 | 0 | 0 | 0 | 0 | 0 | 0 | 0 | 0 | 0 | -246512.8382 | 106206.4397 | 0 | 0 | 0 | 0 | 0 | 0 | 0 | 0 | 0 | -5785.4032 | 0 | 0 | 0 | 0 | 0 | 0
2016-03-20 01:00 | 0 | 0 | 0 | 0 | 35044.4256 | 14349.1269 | 411596 | 0 | 0 | 0 | 0 | 2057100.8977 | 2600214.4802 | 0 | 0 | 0 | 0 | 0 | 0 | 0 | 0 | 0 | 0 | 0 | 0 | 0 | 0 | 0 | 0 | 0 | -246512.8382 | -115689.6092 | 0 | 0 | 0 | 0 | 0 | 0 | 0 | 0 | 0 | 0 | 0 | 0 | 0 | 0 | 0 | 0
2016-03-20 02:00 | 0 | 0 | 0 | 0 | 41081.5525 | 0 | 403284 | 0 | 0 | 0 | 0 | 1810588.0595 | 2484524.871 | 0 | 0 | 0 | 0 | 0 | 0 | 0 | 0 | 0 | 0 | 0 | 0 | 0 | 0 | 0 | 0 | 0 | -246512.8382 | -115689.6092 | 0 | 0 | 0 | 0 | 0 | 0 | 0 | 0 | 0 | 0 | 0 | 0 | 0 | 0 | 0 | 0
2016-03-20 03:00 | 0 | 0 | 0 | 0 | 416352.4743 | 0 | 390083 | 0 | 0 | 0 | 0 | 1939440.5905 | 2368835.2618 | 0 | 0 | 0 | 0 | 0 | 0 | 0 | 13106.5525 | 0 | 0 | 0 | 0 | 0 | 0 | 0 | 0 | 0 | 128852.531 | -115689.6092 | 0 | 0 | 0 | 0 | 0 | 0 | 0 | 0 | 0 | 13106.5525 | 0 | 0 | 0 | 0 | 0 | 0
2016-03-20 04:00 | 0 | 0 | 0 | 0 | 0 | 0 | 375309 | 0 | 0 | 0 | 0 | 1692927.7523 | 2253145.6525 | 0 | 0 | 0 | 0 | 0 | 0 | 0 | 0 | 0 | 0 | 0 | 0 | 0 | 0 | 0 | 0 | 0 | -246512.8382 | -115689.6092 | 0 | 0 | 0 | 0 | 0 | 0 | 0 | 0 | 0 | -13106.5525 | 0 | 0 | 0 | 0 | 0 | 0
2016-03-20 05:00 | 0 | 0 | 0 | 0 | 287.5525 | 0 | 362490 | 0 | 0 | 0 | 0 | 1446414.9141 | 2137456.0433 | 0 | 0 | 0 | 0 | 0 | 0 | 0 | 0 | 0 | 0 | 0 | 0 | 0 | 0 | 0 | 0 | 0 | -246512.8382 | -115689.6092 | 0 | 0 | 0 | 0 | 0 | 0 | 0 | 0 | 0 | 0 | 0 | 0 | 0 | 0 | 0 | 0
2016-03-20 06:00 | 0 | 0 | 0 | 0 | 343076.651 | 0 | 352719 | 0 | 0 | 0 | 0 | 1552462.1743 | 2021766.4341 | 0 | 0 | 0 | 0 | 0 | 0 | 0 | 0 | 0 | 0 | 0 | 0 | 0 | 0 | 0 | 0 | 0 | 106047.2603 | -115689.6092 | 0 | 0 | 0 | 0 | 0 | 0 | 0 | 0 | 0 | 0 | 0 | 0 | 0 | 0 | 0 | 0
2016-03-20 07:00 | 0 | 0 | 0 | 0 | 0 | 0 | 346932 | 0 | 0 | 0 | 0 | 1305949.3361 | 1921347.2723 | 0 | 0 | 0 | 0 | 0 | 0 | 0 | 0 | 0 | 0 | 0 | 0 | 0 | 0 | 0 | 0 | 0 | -246512.8382 | -100419.1618 | 0 | 0 | 0 | 0 | 0 | 0 | 0 | 0 | 0 | 0 | 0 | 0 | 0 | 0 | 0 | 0
2016-03-20 08:00 | 0 | 0 | 0 | 0 | 0 | 0 | 344382 | 0 | 0 | 0 | 0 | 1059436.4978 | 1823478.1106 | 0 | 0 | 0 | 0 | 0 | 0 | 0 | 0 | 0 | 0 | 0 | 0 | 0 | 0 | 0 | 0 | 0 | -246512.8382 | -97869.1618 | 0 | 0 | 0 | 0 | 0 | 0 | 0 | 0 | 0 | 0 | 0 | 0 | 0 | 0 | 0 | 0
2016-03-20 09:00 | 0 | 0 | 0 | 0 | 322240.5168 | 0 | 347241 | 0 | 0 | 0 | 0 | 918746.4055 | 1939167.7198 | 0 | 0 | 0 | 0 | 0 | 0 | 0 | 0 | 0 | 0 | 0 | 0 | 0 | 0 | 0 | 0 | 0 | -140690.0924 | 115689.6092 | 0 | 0 | 0 | 0 | 0 | 0 | 0 | 0 | 0 | 0 | 0 | 0 | 0 | 0 | 0 | 0
2016-03-20 10:00 | 0 | 0 | 0 | 0 | 0 | 0 | 354367 | 0 | 0 | 0 | 0 | 672233.5672 | 1831313.558 | 0 | 0 | 0 | 0 | 0 | 0 | 0 | 0 | 0 | 0 | 0 | 0 | 0 | 0 | 0 | 0 | 0 | -246512.8382 | -107854.1618 | 0 | 0 | 0 | 0 | 0 | 0 | 0 | 0 | 0 | 0 | 0 | 0 | 0 | 0 | 0 | 0
2016-03-20 11:00 | 0 | 0 | 0 | 0 | 4366.5525 | 0 | 366569 | 0 | 0 | 0 | 0 | 425720.729 | 1715623.9488 | 0 | 0 | 0 | 0 | 0 | 0 | 0 | 0 | 0 | 0 | 0 | 0 | 0 | 0 | 0 | 0 | 0 | -246512.8382 | -115689.6092 | 0 | 0 | 0 | 0 | 0 | 0 | 0 | 0 | 0 | 0 | 0 | 0 | 0 | 0 | 0 | 0
2016-03-20 12:00 | 0 | 0 | 0 | 0 | 268420.9876 | 0 | 380362 | 0 | 0 | 0 | 0 | 198090.1073 | 1831313.558 | 0 | 0 | 0 | 0 | 0 | 0 | 0 | 0 | 0 | 0 | 0 | 0 | 0 | 0 | 0 | 0 | 0 | -227630.6216 | 115689.6092 | 0 | 0 | 0 | 0 | 0 | 0 | 0 | 0 | 0 | 0 | 0 | 0 | 0 | 0 | 0 | 0
2016-03-20 13:00 | 0 | 0 | 0 | 0 | 157288.4354 | 110930.5572 | 392900 | 0 | 0 | 0 | 0 | 189098.7092 | 1715623.9488 | 0 | 0 | 0 | 0 | 0 | 0 | 0 | 0 | 0 | 0 | 0 | 0 | 0 | 0 | 0 | 0 | 0 | -8991.3982 | -115689.6092 | 0 | 0 | 0 | 0 | 0 | 0 | 0 | 0 | 0 | 0 | 0 | 0 | 0 | 0 | 0 | 0
2016-03-20 14:00 | 0 | 0 | 0 | 0 | 0 | 498564.9249 | 399596 | 0 | 0 | 0 | 0 | 403757.2433 | 1599934.3396 | 0 | 0 | 0 | 0 | 0 | 0 | 0 | 0 | 0 | 0 | 0 | 0 | 0 | 0 | 0 | 0 | 0 | 214658.5341 | -115689.6092 | 0 | 0 | 0 | 0 | 0 | 0 | 0 | 0 | 0 | 0 | 0 | 0 | 0 | 0 | 0 | 0
2016-03-20 15:00 | 0 | 0 | 0 | 0 | 0 | 762736.4475 | 400534 | 0 | 0 | 0 | 0 | 650270.0815 | 1715623.9488 | 0 | 0 | 0 | 0 | 0 | 0 | 0 | 0 | 0 | 0 | 0 | 0 | 0 | 0 | 0 | 0 | 0 | 246512.8382 | 115689.6092 | 0 | 0 | 0 | 0 | 0 | 0 | 0 | 0 | 0 | 0 | 0 | 0 | 0 | 0 | 0 | 0
2016-03-20 16:00 | 0 | 0 | 0 | 0 | 0 | 763012.4475 | 400810 | 0 | 0 | 0 | 0 | 896782.9198 | 1831313.558 | 0 | 0 | 0 | 0 | 0 | 0 | 0 | 0 | 0 | 0 | 0 | 0 | 0 | 0 | 0 | 0 | 0 | 246512.8382 | 115689.6092 | 0 | 0 | 0 | 0 | 0 | 0 | 0 | 0 | 0 | 0 | 0 | 0 | 0 | 0 | 0 | 0
2016-03-20 17:00 | 0 | 0 | 0 | 0 | 0 | 762304.4475 | 400102 | 0 | 0 | 0 | 0 | 1143295.758 | 1947003.1673 | 0 | 0 | 0 | 0 | 0 | 0 | 0 | 0 | 0 | 0 | 0 | 0 | 0 | 0 | 0 | 0 | 0 | 246512.8382 | 115689.6092 | 0 | 0 | 0 | 0 | 0 | 0 | 0 | 0 | 0 | 0 | 0 | 0 | 0 | 0 | 0 | 0
2016-03-20 18:00 | 0 | 0 | 0 | 0 | 0 | 759646.4475 | 397444 | 0 | 0 | 0 | 0 | 1389808.5962 | 2062692.7765 | 0 | 0 | 0 | 0 | 0 | 0 | 0 | 0 | 0 | 0 | 0 | 0 | 0 | 0 | 0 | 0 | 0 | 246512.8382 | 115689.6092 | 0 | 0 | 0 | 0 | 0 | 0 | 0 | 0 | 0 | 0 | 0 | 0 | 0 | 0 | 0 | 0
2016-03-20 19:00 | 0 | 0 | 0 | 0 | 0 | 757680.4475 | 395478 | 0 | 0 | 0 | 0 | 1636321.4345 | 2178382.3857 | 0 | 0 | 0 | 0 | 0 | 0 | 0 | 0 | 0 | 0 | 0 | 0 | 0 | 0 | 0 | 0 | 0 | 246512.8382 | 115689.6092 | 0 | 0 | 0 | 0 | 0 | 0 | 0 | 0 | 0 | 0 | 0 | 0 | 0 | 0 | 0 | 0
2016-03-20 20:00 | 0 | 0 | 0 | 0 | 0 | 758079.4475 | 395877 | 0 | 0 | 0 | 0 | 1882834.2727 | 2294071.995 | 0 | 0 | 0 | 0 | 0 | 0 | 0 | 0 | 0 | 0 | 0 | 0 | 0 | 0 | 0 | 0 | 0 | 246512.8382 | 115689.6092 | 0 | 0 | 0 | 0 | 0 | 0 | 0 | 0 | 0 | 0 | 0 | 0 | 0 | 0 | 0 | 0
2016-03-20 21:00 | 0 | 0 | 0 | 0 | 0 | 767649.8506 | 399662 | 0 | 0 | 0 | 0 | 2129347.111 | 2409761.6042 | 0 | 0 | 0 | 0 | 0 | 0 | 0 | 5785.4032 | 0 | 0 | 0 | 0 | 0 | 0 | 0 | 0 | 0 | 246512.8382 | 115689.6092 | 0 | 0 | 0 | 0 | 0 | 0 | 0 | 0 | 0 | 5785.4032 | 0 | 0 | 0 | 0 | 0 | 0
2016-03-20 22:00 | 0 | 0 | 0 | 0 | 0 | 798568.1628 | 405572 | 0 | 0 | 0 | 0 | 2375859.9492 | 2525451.2134 | 0 | 0 | 0 | 0 | 0 | 0 | 0 | 36579.1185 | 0 | 0 | 0 | 0 | 0 | 0 | 0 | 0 | 0 | 246512.8382 | 115689.6092 | 0 | 0 | 0 | 0 | 0 | 0 | 0 | 0 | 0 | 30793.7153 | 0 | 0 | 0 | 0 | 0 | 0
2016-03-20 23:00 | 0 | 0 | 0 | 0 | 0 | 655623.3228 | 416082 | 0 | 0 | 0 | 0 | 2530505.3781 | 2641140.8227 | 0 | 0 | 0 | 0 | 0 | 0 | 0 | 5785.4032 | 0 | 0 | 0 | 0 | 0 | 0 | 0 | 0 | 0 | 154645.4289 | 115689.6092 | 0 | 0 | 0 | 0 | 0 | 0 | 0 | 0 | 0 | -30793.7153 | 0 | 0 | 0 | 0 | 0 | 0
2016-03-21 | 0 | 0 | 0 | 0 | 0 | 302744.882 | 427870 | 0 | 0 | 0 | 0 | 2526855.2725 | 2525451.2134 | 0 | 0 | 0 | 0 | 0 | 0 | 0 | 0 | 0 | 0 | 0 | 0 | 0 | 0 | 0 | 0 | 0 | -3650.1056 | -115689.6092 | 0 | 0 | 0 | 0 | 0 | 0 | 0 | 0 | 0 | -5785.4032 | 0 | 0 | 0 | 0 | 0 | 0
2016-03-21 01:00 | 0 | 0 | 0 | 0 | 53696.5479 | 13869.0047 | 429768 | 0 | 0 | 0 | 0 | 2280342.4343 | 2409761.6042 | 0 | 0 | 0 | 0 | 0 | 0 | 0 | 0 | 0 | 0 | 0 | 0 | 0 | 0 | 0 | 0 | 0 | -246512.8382 | -115689.6092 | 0 | 0 | 0 | 0 | 0 | 0 | 0 | 0 | 0 | 0 | 0 | 0 | 0 | 0 | 0 | 0
2016-03-21 02:00 | 0 | 0 | 0 | 0 | 57021.5525 | 0 | 419224 | 0 | 0 | 0 | 0 | 2033829.5961 | 2294071.995 | 0 | 0 | 0 | 0 | 0 | 0 | 0 | 0 | 0 | 0 | 0 | 0 | 0 | 0 | 0 | 0 | 0 | -246512.8382 | -115689.6092 | 0 | 0 | 0 | 0 | 0 | 0 | 0 | 0 | 0 | 0 | 0 | 0 | 0 | 0 | 0 | 0
2016-03-21 03:00 | 0 | 0 | 0 | 0 | 41897.5525 | 0 | 404100 | 0 | 0 | 0 | 0 | 1787316.7578 | 2178382.3857 | 0 | 0 | 0 | 0 | 0 | 0 | 0 | 0 | 0 | 0 | 0 | 0 | 0 | 0 | 0 | 0 | 0 | -246512.8382 | -115689.6092 | 0 | 0 | 0 | 0 | 0 | 0 | 0 | 0 | 0 | 0 | 0 | 0 | 0 | 0 | 0 | 0
2016-03-21 04:00 | 0 | 0 | 0 | 0 | 24723.5525 | 0 | 386926 | 0 | 0 | 0 | 0 | 1540803.9196 | 2062692.7765 | 0 | 0 | 0 | 0 | 0 | 0 | 0 | 0 | 0 | 0 | 0 | 0 | 0 | 0 | 0 | 0 | 0 | -246512.8382 | -115689.6092 | 0 | 0 | 0 | 0 | 0 | 0 | 0 | 0 | 0 | 0 | 0 | 0 | 0 | 0 | 0 | 0
2016-03-21 05:00 | 0 | 0 | 0 | 0 | 653981.1508 | 0 | 374439 | 0 | 0 | 0 | 0 | 1700274.9086 | 2178382.3857 | 0 | 0 | 0 | 0 | 0 | 0 | 0 | 4381.5525 | 0 | 0 | 0 | 0 | 0 | 0 | 0 | 0 | 0 | 159470.989 | 115689.6092 | 0 | 0 | 0 | 0 | 0 | 0 | 0 | 0 | 0 | 4381.5525 | 0 | 0 | 0 | 0 | 0 | 0
2016-03-21 06:00 | 0 | 0 | 0 | 0 | 0 | 0 | 366584 | 0 | 0 | 0 | 0 | 1453762.0703 | 2062692.7765 | 0 | 0 | 0 | 0 | 0 | 0 | 0 | 0 | 0 | 0 | 0 | 0 | 0 | 0 | 0 | 0 | 0 | -246512.8382 | -115689.6092 | 0 | 0 | 0 | 0 | 0 | 0 | 0 | 0 | 0 | -4381.5525 | 0 | 0 | 0 | 0 | 0 | 0
2016-03-21 07:00 | 0 | 0 | 0 | 0 | 1362.5525 | 0 | 363565 | 0 | 0 | 0 | 0 | 1207249.2321 | 1947003.1673 | 0 | 0 | 0 | 0 | 0 | 0 | 0 | 0 | 0 | 0 | 0 | 0 | 0 | 0 | 0 | 0 | 0 | -246512.8382 | -115689.6092 | 0 | 0 | 0 | 0 | 0 | 0 | 0 | 0 | 0 | 0 | 0 | 0 | 0 | 0 | 0 | 0
2016-03-21 08:00 | 0 | 0 | 0 | 0 | 5131.5525 | 0 | 367334 | 0 | 0 | 0 | 0 | 960736.3939 | 1831313.558 | 0 | 0 | 0 | 0 | 0 | 0 | 0 | 0 | 0 | 0 | 0 | 0 | 0 | 0 | 0 | 0 | 0 | -246512.8382 | -115689.6092 | 0 | 0 | 0 | 0 | 0 | 0 | 0 | 0 | 0 | 0 | 0 | 0 | 0 | 0 | 0 | 0
2016-03-21 09:00 | 0 | 0 | 0 | 0 | 19858.5525 | 0 | 382061 | 0 | 0 | 0 | 0 | 714223.5556 | 1715623.9488 | 0 | 0 | 0 | 0 | 0 | 0 | 0 | 0 | 0 | 0 | 0 | 0 | 0 | 0 | 0 | 0 | 0 | -246512.8382 | -115689.6092 | 0 | 0 | 0 | 0 | 0 | 0 | 0 | 0 | 0 | 0 | 0 | 0 | 0 | 0 | 0 | 0
2016-03-21 10:00 | 0 | 0 | 0 | 0 | 654231.31 | 0 | 414117 | 0 | 0 | 0 | 0 | 960736.3939 | 1709225.4205 | 0 | 0 | 0 | 0 | 0 | 0 | 0 | 0 | 0 | 0 | 0 | 0 | 0 | 0 | 0 | 0 | 0 | 246512.8382 | -6398.5283 | 0 | 0 | 0 | 0 | 0 | 0 | 0 | 0 | 0 | 0 | 0 | 0 | 0 | 0 | 0 | 0
2016-03-21 11:00 | 0 | 0 | 0 | 0 | 84039.5525 | 0 | 446242 | 0 | 0 | 0 | 0 | 714223.5556 | 1593535.8113 | 0 | 0 | 0 | 0 | 0 | 0 | 0 | 0 | 0 | 0 | 0 | 0 | 0 | 0 | 0 | 0 | 0 | -246512.8382 | -115689.6092 | 0 | 0 | 0 | 0 | 0 | 0 | 0 | 0 | 0 | 0 | 0 | 0 | 0 | 0 | 0 | 0
2016-03-21 12:00 | 0 | 0 | 0 | 0 | 96990.5525 | 0 | 459193 | 0 | 0 | 0 | 0 | 467710.7174 | 1477846.2021 | 0 | 0 | 0 | 0 | 0 | 0 | 0 | 0 | 0 | 0 | 0 | 0 | 0 | 0 | 0 | 0 | 0 | -246512.8382 | -115689.6092 | 0 | 0 | 0 | 0 | 0 | 0 | 0 | 0 | 0 | 0 | 0 | 0 | 0 | 0 | 0 | 0
2016-03-21 13:00 | 0 | 0 | 0 | 0 | 7761.6543 | 88834.8982 | 458799 | 0 | 0 | 0 | 0 | 221197.8791 | 1362156.5928 | 0 | 0 | 0 | 0 | 0 | 0 | 0 | 0 | 0 | 0 | 0 | 0 | 0 | 0 | 0 | 0 | 0 | -246512.8382 | -115689.6092 | 0 | 0 | 0 | 0 | 0 | 0 | 0 | 0 | 0 | 0 | 0 | 0 | 0 | 0 | 0 | 0
2016-03-21 14:00 | 0 | 0 | 0 | 0 | 317762.8499 | 498835.5976 | 454396 | 0 | 0 | 0 | 0 | 467710.7174 | 1477846.2021 | 0 | 0 | 0 | 0 | 0 | 0 | 0 | 0 | 0 | 0 | 0 | 0 | 0 | 0 | 0 | 0 | 0 | 246512.8382 | 115689.6092 | 0 | 0 | 0 | 0 | 0 | 0 | 0 | 0 | 0 | 0 | 0 | 0 | 0 | 0 | 0 | 0
2016-03-21 15:00 | 0 | 0 | 0 | 0 | 97907.1712 | 712453.2763 | 448158 | 0 | 0 | 0 | 0 | 714223.5556 | 1593535.8113 | 0 | 0 | 0 | 0 | 0 | 0 | 0 | 0 | 0 | 0 | 0 | 0 | 0 | 0 | 0 | 0 | 0 | 246512.8382 | 115689.6092 | 0 | 0 | 0 | 0 | 0 | 0 | 0 | 0 | 0 | 0 | 0 | 0 | 0 | 0 | 0 | 0
2016-03-21 16:00 | 0 | 0 | 0 | 0 | 33715.5839 | 768958.8636 | 440472 | 0 | 0 | 0 | 0 | 960736.3939 | 1709225.4205 | 0 | 0 | 0 | 0 | 0 | 0 | 0 | 0 | 0 | 0 | 0 | 0 | 0 | 0 | 0 | 0 | 0 | 246512.8382 | 115689.6092 | 0 | 0 | 0 | 0 | 0 | 0 | 0 | 0 | 0 | 0 | 0 | 0 | 0 | 0 | 0 | 0
2016-03-21 17:00 | 0 | 0 | 0 | 0 | 0 | 773673.8842 | 433201 | 0 | 0 | 0 | 0 | 1185519.6688 | 1824915.0298 | 0 | 0 | 0 | 0 | 0 | 0 | 0 | 0 | 0 | 0 | 0 | 0 | 0 | 0 | 0 | 0 | 0 | 224783.275 | 115689.6092 | 0 | 0 | 0 | 0 | 0 | 0 | 0 | 0 | 0 | 0 | 0 | 0 | 0 | 0 | 0 | 0
2016-03-21 18:00 | 0 | 0 | 0 | 0 | 0 | 760132.4599 | 426170 | 0 | 0 | 0 | 0 | 1403792.5195 | 1940604.639 | 0 | 0 | 0 | 0 | 0 | 0 | 0 | 0 | 0 | 0 | 0 | 0 | 0 | 0 | 0 | 0 | 0 | 218272.8506 | 115689.6092 | 0 | 0 | 0 | 0 | 0 | 0 | 0 | 0 | 0 | 0 | 0 | 0 | 0 | 0 | 0 | 0
2016-03-21 19:00 | 0 | 0 | 0 | 0 | 0 | 747569.6396 | 420613 | 0 | 0 | 0 | 0 | 1650305.3577 | 2021048.4403 | 0 | 0 | 0 | 0 | 0 | 0 | 0 | 0 | 0 | 0 | 0 | 0 | 0 | 0 | 0 | 0 | 0 | 246512.8382 | 80443.8014 | 0 | 0 | 0 | 0 | 0 | 0 | 0 | 0 | 0 | 0 | 0 | 0 | 0 | 0 | 0 | 0
2016-03-21 20:00 | 0 | 0 | 0 | 0 | 0 | 740422.6448 | 417130 | 0 | 0 | 0 | 0 | 1857908.3933 | 2136738.0496 | 0 | 0 | 0 | 0 | 0 | 0 | 0 | 0 | 0 | 0 | 0 | 0 | 0 | 0 | 0 | 0 | 0 | 207603.0356 | 115689.6092 | 0 | 0 | 0 | 0 | 0 | 0 | 0 | 0 | 0 | 0 | 0 | 0 | 0 | 0 | 0 | 0
2016-03-21 21:00 | 0 | 0 | 0 | 0 | 0 | 716774.1163 | 417140 | 0 | 0 | 0 | 0 | 2104421.2315 | 2189859.3276 | 0 | 0 | 0 | 0 | 0 | 0 | 0 | 0 | 0 | 0 | 0 | 0 | 0 | 0 | 0 | 0 | 0 | 246512.8382 | 53121.278 | 0 | 0 | 0 | 0 | 0 | 0 | 0 | 0 | 0 | 0 | 0 | 0 | 0 | 0 | 0 | 0
2016-03-21 22:00 | 0 | 0 | 0 | 0 | 0 | 649619.7045 | 419473 | 0 | 0 | 0 | 0 | 2350934.0697 | 2173493.1939 | 0 | 0 | 0 | 0 | 0 | 0 | 0 | 0 | 0 | 0 | 0 | 0 | 0 | 0 | 0 | 0 | 0 | 246512.8382 | -16366.1337 | 0 | 0 | 0 | 0 | 0 | 0 | 0 | 0 | 0 | 0 | 0 | 0 | 0 | 0 | 0 | 0
2016-03-21 23:00 | 0 | 0 | 0 | 0 | 0 | 505515.9082 | 429597 | 0 | 0 | 0 | 0 | 2311163.3687 | 2289182.8031 | 0 | 0 | 0 | 0 | 0 | 0 | 0 | 0 | 0 | 0 | 0 | 0 | 0 | 0 | 0 | 0 | 0 | -39770.701 | 115689.6092 | 0 | 0 | 0 | 0 | 0 | 0 | 0 | 0 | 0 | 0 | 0 | 0 | 0 | 0 | 0 | 0
2016-03-22 | 0 | 0 | 0 | 0 | 0 | 215899.148 | 443841 | 0 | 0 | 0 | 0 | 2198911.126 | 2173493.1939 | 0 | 0 | 0 | 0 | 0 | 0 | 0 | 0 | 0 | 0 | 0 | 0 | 0 | 0 | 0 | 0 | 0 | -112252.2427 | -115689.6092 | 0 | 0 | 0 | 0 | 0 | 0 | 0 | 0 | 0 | 0 | 0 | 0 | 0 | 0 | 0 | 0
2016-03-22 01:00 | 0 | 0 | 0 | 0 | 66856.7571 | 14456.7954 | 443516 | 0 | 0 | 0 | 0 | 1952398.2878 | 2057803.5846 | 0 | 0 | 0 | 0 | 0 | 0 | 0 | 0 | 0 | 0 | 0 | 0 | 0 | 0 | 0 | 0 | 0 | -246512.8382 | -115689.6092 | 0 | 0 | 0 | 0 | 0 | 0 | 0 | 0 | 0 | 0 | 0 | 0 | 0 | 0 | 0 | 0
2016-03-22 02:00 | 0 | 0 | 0 | 0 | 67140.5525 | 0 | 429343 | 0 | 0 | 0 | 0 | 1705885.4495 | 1942113.9754 | 0 | 0 | 0 | 0 | 0 | 0 | 0 | 0 | 0 | 0 | 0 | 0 | 0 | 0 | 0 | 0 | 0 | -246512.8382 | -115689.6092 | 0 | 0 | 0 | 0 | 0 | 0 | 0 | 0 | 0 | 0 | 0 | 0 | 0 | 0 | 0 | 0
2016-03-22 03:00 | 0 | 0 | 0 | 0 | 47699.5525 | 0 | 409902 | 0 | 0 | 0 | 0 | 1459372.6113 | 1826424.3662 | 0 | 0 | 0 | 0 | 0 | 0 | 0 | 0 | 0 | 0 | 0 | 0 | 0 | 0 | 0 | 0 | 0 | -246512.8382 | -115689.6092 | 0 | 0 | 0 | 0 | 0 | 0 | 0 | 0 | 0 | 0 | 0 | 0 | 0 | 0 | 0 | 0
2016-03-22 04:00 | 0 | 0 | 0 | 0 | 521970.229 | 0 | 391147 | 0 | 0 | 0 | 0 | 1705885.4495 | 1710734.7569 | 0 | 0 | 0 | 0 | 0 | 0 | 0 | 0 | 0 | 0 | 0 | 0 | 0 | 0 | 0 | 0 | 0 | 246512.8382 | -115689.6092 | 0 | 0 | 0 | 0 | 0 | 0 | 0 | 0 | 0 | 0 | 0 | 0 | 0 | 0 | 0 | 0
2016-03-22 05:00 | 0 | 0 | 0 | 0 | 16002.5525 | 0 | 378205 | 0 | 0 | 0 | 0 | 1459372.6113 | 1595045.1477 | 0 | 0 | 0 | 0 | 0 | 0 | 0 | 0 | 0 | 0 | 0 | 0 | 0 | 0 | 0 | 0 | 0 | -246512.8382 | -115689.6092 | 0 | 0 | 0 | 0 | 0 | 0 | 0 | 0 | 0 | 0 | 0 | 0 | 0 | 0 | 0 | 0
2016-03-22 06:00 | 0 | 0 | 0 | 0 | 239134.771 | 0 | 369958 | 0 | 0 | 0 | 0 | 1212859.773 | 1710734.7569 | 0 | 0 | 0 | 0 | 0 | 0 | 0 | 0 | 0 | 0 | 0 | 0 | 0 | 0 | 0 | 0 | 0 | -246512.8382 | 115689.6092 | 0 | 0 | 0 | 0 | 0 | 0 | 0 | 0 | 0 | 0 | 0 | 0 | 0 | 0 | 0 | 0
2016-03-22 07:00 | 0 | 0 | 0 | 0 | 5046.5525 | 0 | 367249 | 0 | 0 | 0 | 0 | 966346.9348 | 1595045.1477 | 0 | 0 | 0 | 0 | 0 | 0 | 0 | 0 | 0 | 0 | 0 | 0 | 0 | 0 | 0 | 0 | 0 | -246512.8382 | -115689.6092 | 0 | 0 | 0 | 0 | 0 | 0 | 0 | 0 | 0 | 0 | 0 | 0 | 0 | 0 | 0 | 0
2016-03-22 08:00 | 0 | 0 | 0 | 0 | 7945.5525 | 0 | 370148 | 0 | 0 | 0 | 0 | 719834.0966 | 1479355.5385 | 0 | 0 | 0 | 0 | 0 | 0 | 0 | 0 | 0 | 0 | 0 | 0 | 0 | 0 | 0 | 0 | 0 | -246512.8382 | -115689.6092 | 0 | 0 | 0 | 0 | 0 | 0 | 0 | 0 | 0 | 0 | 0 | 0 | 0 | 0 | 0 | 0
2016-03-22 09:00 | 0 | 0 | 0 | 0 | 626589.2281 | 0 | 384088 | 0 | 0 | 0 | 0 | 966346.9348 | 1475343.9283 | 0 | 0 | 0 | 0 | 0 | 0 | 0 | 0 | 0 | 0 | 0 | 0 | 0 | 0 | 0 | 0 | 0 | 246512.8382 | -4011.6102 | 0 | 0 | 0 | 0 | 0 | 0 | 0 | 0 | 0 | 0 | 0 | 0 | 0 | 0 | 0 | 0
2016-03-22 10:00 | 0 | 0 | 0 | 0 | 53241.5525 | 0 | 415444 | 0 | 0 | 0 | 0 | 719834.0966 | 1359654.319 | 0 | 0 | 0 | 0 | 0 | 0 | 0 | 0 | 0 | 0 | 0 | 0 | 0 | 0 | 0 | 0 | 0 | -246512.8382 | -115689.6092 | 0 | 0 | 0 | 0 | 0 | 0 | 0 | 0 | 0 | 0 | 0 | 0 | 0 | 0 | 0 | 0
2016-03-22 11:00 | 0 | 0 | 0 | 0 | 82763.5525 | 0 | 444966 | 0 | 0 | 0 | 0 | 473321.2583 | 1243964.7098 | 0 | 0 | 0 | 0 | 0 | 0 | 0 | 0 | 0 | 0 | 0 | 0 | 0 | 0 | 0 | 0 | 0 | -246512.8382 | -115689.6092 | 0 | 0 | 0 | 0 | 0 | 0 | 0 | 0 | 0 | 0 | 0 | 0 | 0 | 0 | 0 | 0
2016-03-22 12:00 | 0 | 0 | 0 | 0 | 321673.771 | 0 | 452497 | 0 | 0 | 0 | 0 | 226808.4201 | 1359654.319 | 0 | 0 | 0 | 0 | 0 | 0 | 0 | 0 | 0 | 0 | 0 | 0 | 0 | 0 | 0 | 0 | 0 | -246512.8382 | 115689.6092 | 0 | 0 | 0 | 0 | 0 | 0 | 0 | 0 | 0 | 0 | 0 | 0 | 0 | 0 | 0 | 0
2016-03-22 13:00 | 0 | 0 | 0 | 0 | 469958.2712 | 72692.8558 | 447072 | 0 | 0 | 0 | 0 | 438077.1564 | 1243964.7098 | 0 | 0 | 0 | 0 | 0 | 0 | 0 | 0 | 0 | 0 | 0 | 0 | 0 | 0 | 0 | 0 | 0 | 211268.7363 | -115689.6092 | 0 | 0 | 0 | 0 | 0 | 0 | 0 | 0 | 0 | 0 | 0 | 0 | 0 | 0 | 0 | 0
2016-03-22 14:00 | 0 | 0 | 0 | 0 | 0 | 416933.0492 | 440164 | 0 | 0 | 0 | 0 | 299156.5964 | 1359654.319 | 0 | 0 | 0 | 0 | 0 | 0 | 0 | 0 | 0 | 0 | 0 | 0 | 0 | 0 | 0 | 0 | 0 | -138920.56 | 115689.6092 | 0 | 0 | 0 | 0 | 0 | 0 | 0 | 0 | 0 | 0 | 0 | 0 | 0 | 0 | 0 | 0
2016-03-22 15:00 | 0 | 0 | 0 | 0 | 0 | 653637.2299 | 433376 | 0 | 0 | 0 | 0 | 545669.4346 | 1333402.7107 | 0 | 0 | 0 | 0 | 0 | 0 | 0 | 0 | 0 | 0 | 0 | 0 | 0 | 0 | 0 | 0 | 0 | 246512.8382 | -26251.6083 | 0 | 0 | 0 | 0 | 0 | 0 | 0 | 0 | 0 | 0 | 0 | 0 | 0 | 0 | 0 | 0
2016-03-22 16:00 | 0 | 0 | 0 | 0 | 44623.8108 | 743852.6367 | 426274 | 0 | 0 | 0 | 0 | 792182.2728 | 1449092.3199 | 0 | 0 | 0 | 0 | 0 | 0 | 0 | 0 | 0 | 0 | 0 | 0 | 0 | 0 | 0 | 0 | 0 | 246512.8382 | 115689.6092 | 0 | 0 | 0 | 0 | 0 | 0 | 0 | 0 | 0 | 0 | 0 | 0 | 0 | 0 | 0 | 0
2016-03-22 17:00 | 0 | 0 | 0 | 0 | 0 | 760473.6421 | 419962 | 0 | 0 | 0 | 0 | 1017004.3057 | 1564781.9292 | 0 | 0 | 0 | 0 | 0 | 0 | 0 | 0 | 0 | 0 | 0 | 0 | 0 | 0 | 0 | 0 | 0 | 224822.0329 | 115689.6092 | 0 | 0 | 0 | 0 | 0 | 0 | 0 | 0 | 0 | 0 | 0 | 0 | 0 | 0 | 0 | 0
2016-03-22 18:00 | 0 | 0 | 0 | 0 | 0 | 759409.0398 | 415490 | 0 | 0 | 0 | 0 | 1245233.7363 | 1680471.5384 | 0 | 0 | 0 | 0 | 0 | 0 | 0 | 0 | 0 | 0 | 0 | 0 | 0 | 0 | 0 | 0 | 0 | 228229.4306 | 115689.6092 | 0 | 0 | 0 | 0 | 0 | 0 | 0 | 0 | 0 | 0 | 0 | 0 | 0 | 0 | 0 | 0
2016-03-22 19:00 | 0 | 0 | 0 | 0 | 0 | 755684.8275 | 410986 | 0 | 0 | 0 | 0 | 1491746.5746 | 1778657.5277 | 0 | 0 | 0 | 0 | 0 | 0 | 0 | 0 | 0 | 0 | 0 | 0 | 0 | 0 | 0 | 0 | 0 | 246512.8382 | 98185.9893 | 0 | 0 | 0 | 0 | 0 | 0 | 0 | 0 | 0 | 0 | 0 | 0 | 0 | 0 | 0 | 0
2016-03-22 20:00 | 0 | 0 | 0 | 0 | 0 | 758478.9024 | 408946 | 0 | 0 | 0 | 0 | 1725589.8677 | 1894347.1369 | 0 | 0 | 0 | 0 | 0 | 0 | 0 | 0 | 0 | 0 | 0 | 0 | 0 | 0 | 0 | 0 | 0 | 233843.2931 | 115689.6092 | 0 | 0 | 0 | 0 | 0 | 0 | 0 | 0 | 0 | 0 | 0 | 0 | 0 | 0 | 0 | 0
2016-03-22 21:00 | 0 | 0 | 0 | 0 | 0 | 748138.2497 | 409661 | 0 | 0 | 0 | 0 | 1972102.7059 | 1986311.5484 | 0 | 0 | 0 | 0 | 0 | 0 | 0 | 0 | 0 | 0 | 0 | 0 | 0 | 0 | 0 | 0 | 0 | 246512.8382 | 91964.4115 | 0 | 0 | 0 | 0 | 0 | 0 | 0 | 0 | 0 | 0 | 0 | 0 | 0 | 0 | 0 | 0
2016-03-22 22:00 | 0 | 0 | 0 | 0 | 0 | 689950.2642 | 411033 | 0 | 0 | 0 | 0 | 2218615.5442 | 2018715.9744 | 0 | 0 | 0 | 0 | 0 | 0 | 0 | 0 | 0 | 0 | 0 | 0 | 0 | 0 | 0 | 0 | 0 | 246512.8382 | 32404.426 | 0 | 0 | 0 | 0 | 0 | 0 | 0 | 0 | 0 | 0 | 0 | 0 | 0 | 0 | 0 | 0
2016-03-22 23:00 | 0 | 0 | 0 | 0 | 0 | 569372.2571 | 417740 | 0 | 0 | 0 | 0 | 2465128.3824 | 1923835.3933 | 0 | 0 | 0 | 0 | 0 | 0 | 0 | 0 | 0 | 0 | 0 | 0 | 0 | 0 | 0 | 0 | 0 | 246512.8382 | -94880.5811 | 0 | 0 | 0 | 0 | 0 | 0 | 0 | 0 | 0 | 0 | 0 | 0 | 0 | 0 | 0 | 0
2016-03-23 | 0 | 0 | 0 | 0 | 0 | 291571.6425 | 429407 | 0 | 0 | 0 | 0 | 2218615.5442 | 2032512.874 | 0 | 0 | 0 | 0 | 0 | 0 | 0 | 0 | 0 | 0 | 0 | 0 | 0 | 0 | 0 | 0 | 0 | -246512.8382 | 108677.4807 | 0 | 0 | 0 | 0 | 0 | 0 | 0 | 0 | 0 | 0 | 0 | 0 | 0 | 0 | 0 | 0
2016-03-23 01:00 | 0 | 0 | 0 | 0 | 39704.3352 | 25503.2174 | 427410 | 0 | 0 | 0 | 0 | 1972102.7059 | 1916823.2648 | 0 | 0 | 0 | 0 | 0 | 0 | 0 | 0 | 0 | 0 | 0 | 0 | 0 | 0 | 0 | 0 | 0 | -246512.8382 | -115689.6092 | 0 | 0 | 0 | 0 | 0 | 0 | 0 | 0 | 0 | 0 | 0 | 0 | 0 | 0 | 0 | 0
2016-03-23 02:00 | 0 | 0 | 0 | 0 | 49966.5525 | 0 | 412169 | 0 | 0 | 0 | 0 | 1725589.8677 | 1801133.6556 | 0 | 0 | 0 | 0 | 0 | 0 | 0 | 0 | 0 | 0 | 0 | 0 | 0 | 0 | 0 | 0 | 0 | -246512.8382 | -115689.6092 | 0 | 0 | 0 | 0 | 0 | 0 | 0 | 0 | 0 | 0 | 0 | 0 | 0 | 0 | 0 | 0
2016-03-23 03:00 | 0 | 0 | 0 | 0 | 29874.5525 | 0 | 392077 | 0 | 0 | 0 | 0 | 1479077.0295 | 1685444.0463 | 0 | 0 | 0 | 0 | 0 | 0 | 0 | 0 | 0 | 0 | 0 | 0 | 0 | 0 | 0 | 0 | 0 | -246512.8382 | -115689.6092 | 0 | 0 | 0 | 0 | 0 | 0 | 0 | 0 | 0 | 0 | 0 | 0 | 0 | 0 | 0 | 0
2016-03-23 04:00 | 0 | 0 | 0 | 0 | 9232.5525 | 0 | 371435 | 0 | 0 | 0 | 0 | 1232564.1912 | 1569754.4371 | 0 | 0 | 0 | 0 | 0 | 0 | 0 | 0 | 0 | 0 | 0 | 0 | 0 | 0 | 0 | 0 | 0 | -246512.8382 | -115689.6092 | 0 | 0 | 0 | 0 | 0 | 0 | 0 | 0 | 0 | 0 | 0 | 0 | 0 | 0 | 0 | 0
2016-03-23 05:00 | 0 | 0 | 0 | 0 | 486098.229 | 0 | 355275 | 0 | 0 | 0 | 0 | 1479077.0295 | 1454064.8279 | 0 | 0 | 0 | 0 | 0 | 0 | 0 | 0 | 0 | 0 | 0 | 0 | 0 | 0 | 0 | 0 | 0 | 246512.8382 | -115689.6092 | 0 | 0 | 0 | 0 | 0 | 0 | 0 | 0 | 0 | 0 | 0 | 0 | 0 | 0 | 0 | 0
2016-03-23 06:00 | 0 | 0 | 0 | 0 | 213919.771 | 0 | 344743 | 0 | 0 | 0 | 0 | 1232564.1912 | 1569754.4371 | 0 | 0 | 0 | 0 | 0 | 0 | 0 | 0 | 0 | 0 | 0 | 0 | 0 | 0 | 0 | 0 | 0 | -246512.8382 | 115689.6092 | 0 | 0 | 0 | 0 | 0 | 0 | 0 | 0 | 0 | 0 | 0 | 0 | 0 | 0 | 0 | 0
2016-03-23 07:00 | 0 | 0 | 0 | 0 | 0 | 0 | 338507 | 0 | 0 | 0 | 0 | 986051.353 | 1477760.2753 | 0 | 0 | 0 | 0 | 0 | 0 | 0 | 0 | 0 | 0 | 0 | 0 | 0 | 0 | 0 | 0 | 0 | -246512.8382 | -91994.1618 | 0 | 0 | 0 | 0 | 0 | 0 | 0 | 0 | 0 | 0 | 0 | 0 | 0 | 0 | 0 | 0
2016-03-23 08:00 | 0 | 0 | 0 | 0 | 0 | 0 | 340284 | 0 | 0 | 0 | 0 | 739538.5147 | 1383989.1136 | 0 | 0 | 0 | 0 | 0 | 0 | 0 | 0 | 0 | 0 | 0 | 0 | 0 | 0 | 0 | 0 | 0 | -246512.8382 | -93771.1618 | 0 | 0 | 0 | 0 | 0 | 0 | 0 | 0 | 0 | 0 | 0 | 0 | 0 | 0 | 0 | 0
2016-03-23 09:00 | 0 | 0 | 0 | 0 | 0 | 0 | 351735 | 0 | 0 | 0 | 0 | 493025.6765 | 1278766.9518 | 0 | 0 | 0 | 0 | 0 | 0 | 0 | 0 | 0 | 0 | 0 | 0 | 0 | 0 | 0 | 0 | 0 | -246512.8382 | -105222.1618 | 0 | 0 | 0 | 0 | 0 | 0 | 0 | 0 | 0 | 0 | 0 | 0 | 0 | 0 | 0 | 0
2016-03-23 10:00 | 0 | 0 | 0 | 0 | 17354.5525 | 0 | 379557 | 0 | 0 | 0 | 0 | 246512.8382 | 1163077.3426 | 0 | 0 | 0 | 0 | 0 | 0 | 0 | 0 | 0 | 0 | 0 | 0 | 0 | 0 | 0 | 0 | 0 | -246512.8382 | -115689.6092 | 0 | 0 | 0 | 0 | 0 | 0 | 0 | 0 | 0 | 0 | 0 | 0 | 0 | 0 | 0 | 0
2016-03-23 11:00 | 0 | 0 | 0 | 0 | 537396.229 | 0 | 406573 | 0 | 0 | 0 | 0 | 493025.6765 | 1047387.7334 | 0 | 0 | 0 | 0 | 0 | 0 | 0 | 0 | 0 | 0 | 0 | 0 | 0 | 0 | 0 | 0 | 0 | 246512.8382 | -115689.6092 | 0 | 0 | 0 | 0 | 0 | 0 | 0 | 0 | 0 | 0 | 0 | 0 | 0 | 0 | 0 | 0
2016-03-23 12:00 | 0 | 0 | 0 | 0 | 55369.451 | 0.10154 | 417572 | 0 | 0 | 0 | 0 | 246512.8382 | 931698.1241 | 0 | 0 | 0 | 0 | 0 | 0 | 0 | 0 | 0 | 0 | 0 | 0 | 0 | 0 | 0 | 0 | 0 | -246512.8382 | -115689.6092 | 0 | 0 | 0 | 0 | 0 | 0 | 0 | 0 | 0 | 0 | 0 | 0 | 0 | 0 | 0 | 0
2016-03-23 13:00 | 0 | 0 | 0 | 0 | 187157.1504 | 102542.6206 | 420523 | 0 | 0 | 0 | 0 | 0 | 1047387.7334 | 0 | 0 | 0 | 0 | 0 | 0 | 0 | 0 | 0 | 0 | 0 | 0 | 0 | 0 | 0 | 0 | 0 | -246512.8382 | 115689.6092 | 0 | 0 | 0 | 0 | 0 | 0 | 0 | 0 | 0 | 0 | 0 | 0 | 0 | 0 | 0 | 0
2016-03-23 14:00 | 0 | 0 | 0 | 0 | 95424.3781 | 458988.8509 | 423590 | 0 | 0 | 0 | 0 | 246512.8382 | 931698.1241 | 0 | 0 | 0 | 0 | 0 | 0 | 0 | 0 | 0 | 0 | 0 | 0 | 0 | 0 | 0 | 0 | 0 | 246512.8382 | -115689.6092 | 0 | 0 | 0 | 0 | 0 | 0 | 0 | 0 | 0 | 0 | 0 | 0 | 0 | 0 | 0 | 0
2016-03-23 15:00 | 0 | 0 | 0 | 0 | 58230.063 | 727919.3845 | 423947 | 0 | 0 | 0 | 0 | 493025.6765 | 1047387.7334 | 0 | 0 | 0 | 0 | 0 | 0 | 0 | 0 | 0 | 0 | 0 | 0 | 0 | 0 | 0 | 0 | 0 | 246512.8382 | 115689.6092 | 0 | 0 | 0 | 0 | 0 | 0 | 0 | 0 | 0 | 0 | 0 | 0 | 0 | 0 | 0 | 0
2016-03-23 16:00 | 0 | 0 | 0 | 0 | 0 | 784162.4475 | 421960 | 0 | 0 | 0 | 0 | 739538.5147 | 1163077.3426 | 0 | 0 | 0 | 0 | 0 | 0 | 0 | 0 | 0 | 0 | 0 | 0 | 0 | 0 | 0 | 0 | 0 | 246512.8382 | 115689.6092 | 0 | 0 | 0 | 0 | 0 | 0 | 0 | 0 | 0 | 0 | 0 | 0 | 0 | 0 | 0 | 0
2016-03-23 17:00 | 0 | 0 | 0 | 0 | 0 | 783287.4475 | 421085 | 0 | 0 | 0 | 0 | 986051.353 | 1278766.9518 | 0 | 0 | 0 | 0 | 0 | 0 | 0 | 0 | 0 | 0 | 0 | 0 | 0 | 0 | 0 | 0 | 0 | 246512.8382 | 115689.6092 | 0 | 0 | 0 | 0 | 0 | 0 | 0 | 0 | 0 | 0 | 0 | 0 | 0 | 0 | 0 | 0
2016-03-23 18:00 | 0 | 0 | 0 | 0 | 0 | 783029.4475 | 420827 | 0 | 0 | 0 | 0 | 1232564.1912 | 1394456.5611 | 0 | 0 | 0 | 0 | 0 | 0 | 0 | 0 | 0 | 0 | 0 | 0 | 0 | 0 | 0 | 0 | 0 | 246512.8382 | 115689.6092 | 0 | 0 | 0 | 0 | 0 | 0 | 0 | 0 | 0 | 0 | 0 | 0 | 0 | 0 | 0 | 0
2016-03-23 19:00 | 0 | 0 | 0 | 0 | 0 | 782659.4475 | 420457 | 0 | 0 | 0 | 0 | 1479077.0295 | 1510146.1703 | 0 | 0 | 0 | 0 | 0 | 0 | 0 | 0 | 0 | 0 | 0 | 0 | 0 | 0 | 0 | 0 | 0 | 246512.8382 | 115689.6092 | 0 | 0 | 0 | 0 | 0 | 0 | 0 | 0 | 0 | 0 | 0 | 0 | 0 | 0 | 0 | 0
2016-03-23 20:00 | 0 | 0 | 0 | 0 | 0 | 809623.184 | 421559 | 0 | 0 | 0 | 0 | 1725589.8677 | 1625835.7795 | 0 | 0 | 0 | 0 | 0 | 0 | 0 | 25861.7366 | 0 | 0 | 0 | 0 | 0 | 0 | 0 | 0 | 0 | 246512.8382 | 115689.6092 | 0 | 0 | 0 | 0 | 0 | 0 | 0 | 0 | 0 | 25861.7366 | 0 | 0 | 0 | 0 | 0 | 0
2016-03-23 21:00 | 0 | 0 | 0 | 0 | 0 | 796669.8294 | 423750 | 0 | 0 | 0 | 0 | 1972102.7059 | 1741525.3888 | 0 | 0 | 0 | 0 | 0 | 0 | 0 | 36579.1185 | 0 | 0 | 0 | 0 | 0 | 0 | 0 | 0 | 0 | 246512.8382 | 115689.6092 | 0 | 0 | 0 | 0 | 0 | 0 | 0 | 0 | 0 | 10717.3819 | 0 | 0 | 0 | 0 | 0 | 0
2016-03-23 22:00 | 0 | 0 | 0 | 0 | 0 | 773386.7514 | 424144 | 0 | 0 | 0 | 0 | 2218615.5442 | 1857214.998 | 0 | 0 | 0 | 0 | 0 | 0 | 0 | 23619.4225 | 0 | 0 | 0 | 0 | 0 | 0 | 0 | 0 | 0 | 246512.8382 | 115689.6092 | 0 | 0 | 0 | 0 | 0 | 0 | 0 | 0 | 0 | -12959.696 | 0 | 0 | 0 | 0 | 0 | 0
2016-03-23 23:00 | 0 | 0 | 0 | 0 | 0 | 650516.8736 | 428453 | 0 | 0 | 0 | 0 | 2465128.3824 | 1856385.4558 | 0 | 0 | 0 | 0 | 0 | 0 | 0 | 0 | 0 | 0 | 0 | 0 | 0 | 0 | 0 | 0 | 0 | 246512.8382 | -829.5422 | 0 | 0 | 0 | 0 | 0 | 0 | 0 | 0 | 0 | -23619.4225 | 0 | 0 | 0 | 0 | 0 | 0
2016-03-24 | 0 | 0 | 0 | 0 | 0 | 371802.1373 | 436285 | 0 | 0 | 0 | 0 | 2291045.6412 | 1965985.3343 | 0 | 0 | 0 | 0 | 0 | 0 | 0 | 0 | 0 | 0 | 0 | 0 | 0 | 0 | 0 | 0 | 0 | -174082.7412 | 109599.8786 | 0 | 0 | 0 | 0 | 0 | 0 | 0 | 0 | 0 | 0 | 0 | 0 | 0 | 0 | 0 | 0
2016-03-24 01:00 | 0 | 0 | 0 | 0 | 40514.8692 | 29095.6833 | 431813 | 0 | 0 | 0 | 0 | 2044532.803 | 1850295.7251 | 0 | 0 | 0 | 0 | 0 | 0 | 0 | 0 | 0 | 0 | 0 | 0 | 0 | 0 | 0 | 0 | 0 | -246512.8382 | -115689.6092 | 0 | 0 | 0 | 0 | 0 | 0 | 0 | 0 | 0 | 0 | 0 | 0 | 0 | 0 | 0 | 0
2016-03-24 02:00 | 0 | 0 | 0 | 0 | 52981.5525 | 0 | 415184 | 0 | 0 | 0 | 0 | 1798019.9647 | 1734606.1159 | 0 | 0 | 0 | 0 | 0 | 0 | 0 | 0 | 0 | 0 | 0 | 0 | 0 | 0 | 0 | 0 | 0 | -246512.8382 | -115689.6092 | 0 | 0 | 0 | 0 | 0 | 0 | 0 | 0 | 0 | 0 | 0 | 0 | 0 | 0 | 0 | 0
2016-03-24 03:00 | 0 | 0 | 0 | 0 | 31045.5525 | 0 | 393248 | 0 | 0 | 0 | 0 | 1551507.1265 | 1618916.5067 | 0 | 0 | 0 | 0 | 0 | 0 | 0 | 0 | 0 | 0 | 0 | 0 | 0 | 0 | 0 | 0 | 0 | -246512.8382 | -115689.6092 | 0 | 0 | 0 | 0 | 0 | 0 | 0 | 0 | 0 | 0 | 0 | 0 | 0 | 0 | 0 | 0
2016-03-24 04:00 | 0 | 0 | 0 | 0 | 8577.5525 | 0 | 370780 | 0 | 0 | 0 | 0 | 1304994.2883 | 1503226.8974 | 0 | 0 | 0 | 0 | 0 | 0 | 0 | 0 | 0 | 0 | 0 | 0 | 0 | 0 | 0 | 0 | 0 | -246512.8382 | -115689.6092 | 0 | 0 | 0 | 0 | 0 | 0 | 0 | 0 | 0 | 0 | 0 | 0 | 0 | 0 | 0 | 0
2016-03-24 05:00 | 0 | 0 | 0 | 0 | 222941.771 | 0 | 353765 | 0 | 0 | 0 | 0 | 1058481.45 | 1618916.5067 | 0 | 0 | 0 | 0 | 0 | 0 | 0 | 0 | 0 | 0 | 0 | 0 | 0 | 0 | 0 | 0 | 0 | -246512.8382 | 115689.6092 | 0 | 0 | 0 | 0 | 0 | 0 | 0 | 0 | 0 | 0 | 0 | 0 | 0 | 0 | 0 | 0
2016-03-24 06:00 | 0 | 0 | 0 | 0 | 715653.4311 | 0 | 342199 | 0 | 0 | 0 | 0 | 1304994.2883 | 1734606.1159 | 0 | 0 | 0 | 0 | 0 | 0 | 0 | 11251.9837 | 0 | 0 | 0 | 0 | 0 | 0 | 0 | 0 | 0 | 246512.8382 | 115689.6092 | 0 | 0 | 0 | 0 | 0 | 0 | 0 | 0 | 0 | 11251.9837 | 0 | 0 | 0 | 0 | 0 | 0
2016-03-24 07:00 | 0 | 0 | 0 | 0 | 0 | 0 | 335265 | 0 | 0 | 0 | 0 | 1058481.45 | 1657105.9378 | 0 | 0 | 0 | 0 | 0 | 0 | 0 | 0 | 0 | 0 | 0 | 0 | 0 | 0 | 0 | 0 | 0 | -246512.8382 | -77500.1781 | 0 | 0 | 0 | 0 | 0 | 0 | 0 | 0 | 0 | -11251.9837 | 0 | 0 | 0 | 0 | 0 | 0
2016-03-24 08:00 | 0 | 0 | 0 | 0 | 0 | 0 | 334414 | 0 | 0 | 0 | 0 | 811968.6118 | 1569204.776 | 0 | 0 | 0 | 0 | 0 | 0 | 0 | 0 | 0 | 0 | 0 | 0 | 0 | 0 | 0 | 0 | 0 | -246512.8382 | -87901.1618 | 0 | 0 | 0 | 0 | 0 | 0 | 0 | 0 | 0 | 0 | 0 | 0 | 0 | 0 | 0 | 0
2016-03-24 09:00 | 0 | 0 | 0 | 0 | 0 | 0 | 344570 | 0 | 0 | 0 | 0 | 565455.7735 | 1471147.6143 | 0 | 0 | 0 | 0 | 0 | 0 | 0 | 0 | 0 | 0 | 0 | 0 | 0 | 0 | 0 | 0 | 0 | -246512.8382 | -98057.1618 | 0 | 0 | 0 | 0 | 0 | 0 | 0 | 0 | 0 | 0 | 0 | 0 | 0 | 0 | 0 | 0
2016-03-24 10:00 | 0 | 0 | 0 | 0 | 7782.5525 | 0 | 369985 | 0 | 0 | 0 | 0 | 318942.9353 | 1355458.0051 | 0 | 0 | 0 | 0 | 0 | 0 | 0 | 0 | 0 | 0 | 0 | 0 | 0 | 0 | 0 | 0 | 0 | -246512.8382 | -115689.6092 | 0 | 0 | 0 | 0 | 0 | 0 | 0 | 0 | 0 | 0 | 0 | 0 | 0 | 0 | 0 | 0
2016-03-24 11:00 | 0 | 0 | 0 | 0 | 266228.771 | 0 | 397052 | 0 | 0 | 0 | 0 | 72430.097 | 1471147.6143 | 0 | 0 | 0 | 0 | 0 | 0 | 0 | 0 | 0 | 0 | 0 | 0 | 0 | 0 | 0 | 0 | 0 | -246512.8382 | 115689.6092 | 0 | 0 | 0 | 0 | 0 | 0 | 0 | 0 | 0 | 0 | 0 | 0 | 0 | 0 | 0 | 0
2016-03-24 12:00 | 0 | 0 | 0 | 0 | 627157.0428 | 2.373 | 410677 | 0 | 0 | 0 | 0 | 318942.9353 | 1441117.1919 | 0 | 0 | 0 | 0 | 0 | 0 | 0 | 0 | 0 | 0 | 0 | 0 | 0 | 0 | 0 | 0 | 0 | 246512.8382 | -30030.4224 | 0 | 0 | 0 | 0 | 0 | 0 | 0 | 0 | 0 | 0 | 0 | 0 | 0 | 0 | 0 | 0
2016-03-24 13:00 | 0 | 0 | 0 | 0 | 0 | 126153.0494 | 417690 | 0 | 0 | 0 | 0 | 72430.097 | 1396093.0795 | 0 | 0 | 0 | 0 | 0 | 0 | 0 | 0 | 0 | 0 | 0 | 0 | 0 | 0 | 0 | 0 | 0 | -246512.8382 | -45024.1124 | 0 | 0 | 0 | 0 | 0 | 0 | 0 | 0 | 0 | 0 | 0 | 0 | 0 | 0 | 0 | 0
2016-03-24 14:00 | 0 | 0 | 0 | 0 | 245392.6439 | 541250.8035 | 424441 | 0 | 0 | 0 | 0 | 318942.9353 | 1511782.6888 | 0 | 0 | 0 | 0 | 0 | 0 | 0 | 0 | 0 | 0 | 0 | 0 | 0 | 0 | 0 | 0 | 0 | 246512.8382 | 115689.6092 | 0 | 0 | 0 | 0 | 0 | 0 | 0 | 0 | 0 | 0 | 0 | 0 | 0 | 0 | 0 | 0
2016-03-24 15:00 | 0 | 0 | 0 | 0 | 0 | 788980.4475 | 426778 | 0 | 0 | 0 | 0 | 565455.7735 | 1627472.298 | 0 | 0 | 0 | 0 | 0 | 0 | 0 | 0 | 0 | 0 | 0 | 0 | 0 | 0 | 0 | 0 | 0 | 246512.8382 | 115689.6092 | 0 | 0 | 0 | 0 | 0 | 0 | 0 | 0 | 0 | 0 | 0 | 0 | 0 | 0 | 0 | 0
2016-03-24 16:00 | 0 | 0 | 0 | 0 | 0 | 788578.4475 | 426376 | 0 | 0 | 0 | 0 | 811968.6118 | 1743161.9072 | 0 | 0 | 0 | 0 | 0 | 0 | 0 | 0 | 0 | 0 | 0 | 0 | 0 | 0 | 0 | 0 | 0 | 246512.8382 | 115689.6092 | 0 | 0 | 0 | 0 | 0 | 0 | 0 | 0 | 0 | 0 | 0 | 0 | 0 | 0 | 0 | 0
2016-03-24 17:00 | 0 | 0 | 0 | 0 | 0 | 787977.4475 | 425775 | 0 | 0 | 0 | 0 | 1058481.45 | 1858851.5165 | 0 | 0 | 0 | 0 | 0 | 0 | 0 | 0 | 0 | 0 | 0 | 0 | 0 | 0 | 0 | 0 | 0 | 246512.8382 | 115689.6092 | 0 | 0 | 0 | 0 | 0 | 0 | 0 | 0 | 0 | 0 | 0 | 0 | 0 | 0 | 0 | 0
2016-03-24 18:00 | 0 | 0 | 0 | 0 | 0 | 786364.4475 | 424162 | 0 | 0 | 0 | 0 | 1304994.2883 | 1974541.1257 | 0 | 0 | 0 | 0 | 0 | 0 | 0 | 0 | 0 | 0 | 0 | 0 | 0 | 0 | 0 | 0 | 0 | 246512.8382 | 115689.6092 | 0 | 0 | 0 | 0 | 0 | 0 | 0 | 0 | 0 | 0 | 0 | 0 | 0 | 0 | 0 | 0
2016-03-24 19:00 | 0 | 0 | 0 | 0 | 0 | 784332.4475 | 422130 | 0 | 0 | 0 | 0 | 1551507.1265 | 2090230.7349 | 0 | 0 | 0 | 0 | 0 | 0 | 0 | 0 | 0 | 0 | 0 | 0 | 0 | 0 | 0 | 0 | 0 | 246512.8382 | 115689.6092 | 0 | 0 | 0 | 0 | 0 | 0 | 0 | 0 | 0 | 0 | 0 | 0 | 0 | 0 | 0 | 0
2016-03-24 20:00 | 0 | 0 | 0 | 0 | 0 | 783837.4475 | 421635 | 0 | 0 | 0 | 0 | 1798019.9647 | 2205920.3442 | 0 | 0 | 0 | 0 | 0 | 0 | 0 | 0 | 0 | 0 | 0 | 0 | 0 | 0 | 0 | 0 | 0 | 246512.8382 | 115689.6092 | 0 | 0 | 0 | 0 | 0 | 0 | 0 | 0 | 0 | 0 | 0 | 0 | 0 | 0 | 0 | 0
2016-03-24 21:00 | 0 | 0 | 0 | 0 | 0 | 797603.0031 | 422036 | 0 | 0 | 0 | 0 | 2044532.803 | 2321609.9534 | 0 | 0 | 0 | 0 | 0 | 0 | 0 | 13364.5557 | 0 | 0 | 0 | 0 | 0 | 0 | 0 | 0 | 0 | 246512.8382 | 115689.6092 | 0 | 0 | 0 | 0 | 0 | 0 | 0 | 0 | 0 | 13364.5557 | 0 | 0 | 0 | 0 | 0 | 0
2016-03-24 22:00 | 0 | 0 | 0 | 0 | 0 | 806979.0103 | 421562 | 0 | 0 | 0 | 0 | 2291045.6412 | 2437299.5626 | 0 | 0 | 0 | 0 | 0 | 0 | 0 | 36579.1185 | 0 | 0 | 0 | 0 | 0 | 0 | 0 | 0 | 0 | 246512.8382 | 115689.6092 | 0 | 0 | 0 | 0 | 0 | 0 | 0 | 0 | 0 | 23214.5628 | 0 | 0 | 0 | 0 | 0 | 0
2016-03-24 23:00 | 0 | 0 | 0 | 0 | 0 | 673914.3626 | 424048 | 0 | 0 | 0 | 0 | 2456016.1099 | 2552989.1719 | 0 | 0 | 0 | 0 | 0 | 0 | 0 | 5785.4032 | 0 | 0 | 0 | 0 | 0 | 0 | 0 | 0 | 0 | 164970.4687 | 115689.6092 | 0 | 0 | 0 | 0 | 0 | 0 | 0 | 0 | 0 | -30793.7153 | 0 | 0 | 0 | 0 | 0 | 0
2016-03-25 | 0 | 0 | 0 | 0 | 0 | 355801.219 | 429148 | 0 | 0 | 0 | 0 | 2504144.3413 | 2437299.5626 | 0 | 0 | 0 | 0 | 0 | 0 | 0 | 0 | 0 | 0 | 0 | 0 | 0 | 0 | 0 | 0 | 0 | 48128.2314 | -115689.6092 | 0 | 0 | 0 | 0 | 0 | 0 | 0 | 0 | 0 | -5785.4032 | 0 | 0 | 0 | 0 | 0 | 0
2016-03-25 01:00 | 0 | 0 | 0 | 0 | 34167.1634 | 30452.3891 | 426822 | 0 | 0 | 0 | 0 | 2257631.5031 | 2321609.9534 | 0 | 0 | 0 | 0 | 0 | 0 | 0 | 0 | 0 | 0 | 0 | 0 | 0 | 0 | 0 | 0 | 0 | -246512.8382 | -115689.6092 | 0 | 0 | 0 | 0 | 0 | 0 | 0 | 0 | 0 | 0 | 0 | 0 | 0 | 0 | 0 | 0
2016-03-25 02:00 | 0 | 0 | 0 | 0 | 49190.5525 | 0 | 411393 | 0 | 0 | 0 | 0 | 2011118.6648 | 2205920.3442 | 0 | 0 | 0 | 0 | 0 | 0 | 0 | 0 | 0 | 0 | 0 | 0 | 0 | 0 | 0 | 0 | 0 | -246512.8382 | -115689.6092 | 0 | 0 | 0 | 0 | 0 | 0 | 0 | 0 | 0 | 0 | 0 | 0 | 0 | 0 | 0 | 0
2016-03-25 03:00 | 0 | 0 | 0 | 0 | 29145.5525 | 0 | 391348 | 0 | 0 | 0 | 0 | 1764605.8266 | 2090230.7349 | 0 | 0 | 0 | 0 | 0 | 0 | 0 | 0 | 0 | 0 | 0 | 0 | 0 | 0 | 0 | 0 | 0 | -246512.8382 | -115689.6092 | 0 | 0 | 0 | 0 | 0 | 0 | 0 | 0 | 0 | 0 | 0 | 0 | 0 | 0 | 0 | 0
2016-03-25 04:00 | 0 | 0 | 0 | 0 | 8415.5525 | 0 | 370618 | 0 | 0 | 0 | 0 | 1518092.9883 | 1974541.1257 | 0 | 0 | 0 | 0 | 0 | 0 | 0 | 0 | 0 | 0 | 0 | 0 | 0 | 0 | 0 | 0 | 0 | -246512.8382 | -115689.6092 | 0 | 0 | 0 | 0 | 0 | 0 | 0 | 0 | 0 | 0 | 0 | 0 | 0 | 0 | 0 | 0
2016-03-25 05:00 | 0 | 0 | 0 | 0 | 571689.3844 | 0 | 353765 | 0 | 0 | 0 | 0 | 1620327.7635 | 2090230.7349 | 0 | 0 | 0 | 0 | 0 | 0 | 0 | 0 | 0 | 0 | 0 | 0 | 0 | 0 | 0 | 0 | 0 | 102234.7751 | 115689.6092 | 0 | 0 | 0 | 0 | 0 | 0 | 0 | 0 | 0 | 0 | 0 | 0 | 0 | 0 | 0 | 0
2016-03-25 06:00 | 0 | 0 | 0 | 0 | 0 | 0 | 342034 | 0 | 0 | 0 | 0 | 1373814.9252 | 1994709.5732 | 0 | 0 | 0 | 0 | 0 | 0 | 0 | 0 | 0 | 0 | 0 | 0 | 0 | 0 | 0 | 0 | 0 | -246512.8382 | -95521.1618 | 0 | 0 | 0 | 0 | 0 | 0 | 0 | 0 | 0 | 0 | 0 | 0 | 0 | 0 | 0 | 0
2016-03-25 07:00 | 0 | 0 | 0 | 0 | 0 | 0 | 335251 | 0 | 0 | 0 | 0 | 1127302.087 | 1905971.4114 | 0 | 0 | 0 | 0 | 0 | 0 | 0 | 0 | 0 | 0 | 0 | 0 | 0 | 0 | 0 | 0 | 0 | -246512.8382 | -88738.1618 | 0 | 0 | 0 | 0 | 0 | 0 | 0 | 0 | 0 | 0 | 0 | 0 | 0 | 0 | 0 | 0
2016-03-25 08:00 | 0 | 0 | 0 | 0 | 0 | 0 | 334299 | 0 | 0 | 0 | 0 | 880789.2488 | 1818185.2497 | 0 | 0 | 0 | 0 | 0 | 0 | 0 | 0 | 0 | 0 | 0 | 0 | 0 | 0 | 0 | 0 | 0 | -246512.8382 | -87786.1618 | 0 | 0 | 0 | 0 | 0 | 0 | 0 | 0 | 0 | 0 | 0 | 0 | 0 | 0 | 0 | 0
2016-03-25 09:00 | 0 | 0 | 0 | 0 | 0 | 0 | 340714 | 0 | 0 | 0 | 0 | 634276.4105 | 1723984.0879 | 0 | 0 | 0 | 0 | 0 | 0 | 0 | 0 | 0 | 0 | 0 | 0 | 0 | 0 | 0 | 0 | 0 | -246512.8382 | -94201.1618 | 0 | 0 | 0 | 0 | 0 | 0 | 0 | 0 | 0 | 0 | 0 | 0 | 0 | 0 | 0 | 0
2016-03-25 10:00 | 0 | 0 | 0 | 0 | 484903.3919 | 0 | 358380 | 0 | 0 | 0 | 0 | 876489.4116 | 1608294.4787 | 0 | 0 | 0 | 0 | 0 | 0 | 0 | 0 | 0 | 0 | 0 | 0 | 0 | 0 | 0 | 0 | 0 | 242213.0011 | -115689.6092 | 0 | 0 | 0 | 0 | 0 | 0 | 0 | 0 | 0 | 0 | 0 | 0 | 0 | 0 | 0 | 0
2016-03-25 11:00 | 0 | 0 | 0 | 0 | 18593.5525 | 0 | 380796 | 0 | 0 | 0 | 0 | 629976.5734 | 1492604.8694 | 0 | 0 | 0 | 0 | 0 | 0 | 0 | 0 | 0 | 0 | 0 | 0 | 0 | 0 | 0 | 0 | 0 | -246512.8382 | -115689.6092 | 0 | 0 | 0 | 0 | 0 | 0 | 0 | 0 | 0 | 0 | 0 | 0 | 0 | 0 | 0 | 0
2016-03-25 12:00 | 0 | 0 | 0 | 0 | 34998.0375 | 4.5151 | 397205 | 0 | 0 | 0 | 0 | 383463.7352 | 1376915.2602 | 0 | 0 | 0 | 0 | 0 | 0 | 0 | 0 | 0 | 0 | 0 | 0 | 0 | 0 | 0 | 0 | 0 | -246512.8382 | -115689.6092 | 0 | 0 | 0 | 0 | 0 | 0 | 0 | 0 | 0 | 0 | 0 | 0 | 0 | 0 | 0 | 0
2016-03-25 13:00 | 0 | 0 | 0 | 0 | 0 | 112568.9966 | 410507 | 0 | 0 | 0 | 0 | 136950.8969 | 1325490.095 | 0 | 0 | 0 | 0 | 0 | 0 | 0 | 0 | 0 | 0 | 0 | 0 | 0 | 0 | 0 | 0 | 0 | -246512.8382 | -51425.1652 | 0 | 0 | 0 | 0 | 0 | 0 | 0 | 0 | 0 | 0 | 0 | 0 | 0 | 0 | 0 | 0
2016-03-25 14:00 | 0 | 0 | 0 | 0 | 245861.5733 | 535369.8742 | 419029 | 0 | 0 | 0 | 0 | 383463.7352 | 1441179.7043 | 0 | 0 | 0 | 0 | 0 | 0 | 0 | 0 | 0 | 0 | 0 | 0 | 0 | 0 | 0 | 0 | 0 | 246512.8382 | 115689.6092 | 0 | 0 | 0 | 0 | 0 | 0 | 0 | 0 | 0 | 0 | 0 | 0 | 0 | 0 | 0 | 0
2016-03-25 15:00 | 0 | 0 | 0 | 0 | 0 | 782552.4475 | 420350 | 0 | 0 | 0 | 0 | 629976.5734 | 1556869.3135 | 0 | 0 | 0 | 0 | 0 | 0 | 0 | 0 | 0 | 0 | 0 | 0 | 0 | 0 | 0 | 0 | 0 | 246512.8382 | 115689.6092 | 0 | 0 | 0 | 0 | 0 | 0 | 0 | 0 | 0 | 0 | 0 | 0 | 0 | 0 | 0 | 0
2016-03-25 16:00 | 0 | 0 | 0 | 0 | 0 | 779626.4475 | 417424 | 0 | 0 | 0 | 0 | 876489.4116 | 1672558.9227 | 0 | 0 | 0 | 0 | 0 | 0 | 0 | 0 | 0 | 0 | 0 | 0 | 0 | 0 | 0 | 0 | 0 | 246512.8382 | 115689.6092 | 0 | 0 | 0 | 0 | 0 | 0 | 0 | 0 | 0 | 0 | 0 | 0 | 0 | 0 | 0 | 0
2016-03-25 17:00 | 0 | 0 | 0 | 0 | 0 | 775353.4475 | 413151 | 0 | 0 | 0 | 0 | 1123002.2499 | 1788248.532 | 0 | 0 | 0 | 0 | 0 | 0 | 0 | 0 | 0 | 0 | 0 | 0 | 0 | 0 | 0 | 0 | 0 | 246512.8382 | 115689.6092 | 0 | 0 | 0 | 0 | 0 | 0 | 0 | 0 | 0 | 0 | 0 | 0 | 0 | 0 | 0 | 0
2016-03-25 18:00 | 0 | 0 | 0 | 0 | 0 | 771460.4475 | 409258 | 0 | 0 | 0 | 0 | 1369515.0881 | 1903938.1412 | 0 | 0 | 0 | 0 | 0 | 0 | 0 | 0 | 0 | 0 | 0 | 0 | 0 | 0 | 0 | 0 | 0 | 246512.8382 | 115689.6092 | 0 | 0 | 0 | 0 | 0 | 0 | 0 | 0 | 0 | 0 | 0 | 0 | 0 | 0 | 0 | 0
2016-03-25 19:00 | 0 | 0 | 0 | 0 | 0 | 767493.4475 | 405291 | 0 | 0 | 0 | 0 | 1616027.9264 | 2019627.7504 | 0 | 0 | 0 | 0 | 0 | 0 | 0 | 0 | 0 | 0 | 0 | 0 | 0 | 0 | 0 | 0 | 0 | 246512.8382 | 115689.6092 | 0 | 0 | 0 | 0 | 0 | 0 | 0 | 0 | 0 | 0 | 0 | 0 | 0 | 0 | 0 | 0
2016-03-25 20:00 | 0 | 0 | 0 | 0 | 0 | 772457.25 | 402461 | 0 | 0 | 0 | 0 | 1862540.7646 | 2135317.3597 | 0 | 0 | 0 | 0 | 0 | 0 | 0 | 7793.8026 | 0 | 0 | 0 | 0 | 0 | 0 | 0 | 0 | 0 | 246512.8382 | 115689.6092 | 0 | 0 | 0 | 0 | 0 | 0 | 0 | 0 | 0 | 7793.8026 | 0 | 0 | 0 | 0 | 0 | 0
2016-03-25 21:00 | 0 | 0 | 0 | 0 | 0 | 792627.7634 | 401640 | 0 | 0 | 0 | 0 | 2109053.6029 | 2251006.9689 | 0 | 0 | 0 | 0 | 0 | 0 | 0 | 36579.1185 | 0 | 0 | 0 | 0 | 0 | 0 | 0 | 0 | 0 | 246512.8382 | 115689.6092 | 0 | 0 | 0 | 0 | 0 | 0 | 0 | 0 | 0 | 28785.3159 | 0 | 0 | 0 | 0 | 0 | 0
2016-03-25 22:00 | 0 | 0 | 0 | 0 | 0 | 746063.3277 | 399619 | 0 | 0 | 0 | 0 | 2355566.4411 | 2366696.5781 | 0 | 0 | 0 | 0 | 0 | 0 | 0 | 20820.9987 | 0 | 0 | 0 | 0 | 0 | 0 | 0 | 0 | 0 | 246512.8382 | 115689.6092 | 0 | 0 | 0 | 0 | 0 | 0 | 0 | 0 | 0 | -15758.1198 | 0 | 0 | 0 | 0 | 0 | 0
2016-03-25 23:00 | 0 | 0 | 0 | 0 | 0 | 621231.059 | 400658 | 0 | 0 | 0 | 0 | 2602079.2793 | 2361577.7976 | 0 | 0 | 0 | 0 | 0 | 0 | 0 | 0 | 0 | 0 | 0 | 0 | 0 | 0 | 0 | 0 | 0 | 246512.8382 | -5118.7806 | 0 | 0 | 0 | 0 | 0 | 0 | 0 | 0 | 0 | -20820.9987 | 0 | 0 | 0 | 0 | 0 | 0
2016-03-26 | 0 | 0 | 0 | 0 | 0 | 337987.9401 | 407842 | 0 | 0 | 0 | 0 | 2416535.6102 | 2477267.4068 | 0 | 0 | 0 | 0 | 0 | 0 | 0 | 0 | 0 | 0 | 0 | 0 | 0 | 0 | 0 | 0 | 0 | -185543.6692 | 115689.6092 | 0 | 0 | 0 | 0 | 0 | 0 | 0 | 0 | 0 | 0 | 0 | 0 | 0 | 0 | 0 | 0
2016-03-26 01:00 | 0 | 0 | 0 | 0 | 11946.5492 | 32280.0033 | 406429 | 0 | 0 | 0 | 0 | 2170022.7719 | 2361577.7976 | 0 | 0 | 0 | 0 | 0 | 0 | 0 | 0 | 0 | 0 | 0 | 0 | 0 | 0 | 0 | 0 | 0 | -246512.8382 | -115689.6092 | 0 | 0 | 0 | 0 | 0 | 0 | 0 | 0 | 0 | 0 | 0 | 0 | 0 | 0 | 0 | 0
2016-03-26 02:00 | 0 | 0 | 0 | 0 | 34124.5525 | 0 | 396327 | 0 | 0 | 0 | 0 | 1923509.9337 | 2245888.1883 | 0 | 0 | 0 | 0 | 0 | 0 | 0 | 0 | 0 | 0 | 0 | 0 | 0 | 0 | 0 | 0 | 0 | -246512.8382 | -115689.6092 | 0 | 0 | 0 | 0 | 0 | 0 | 0 | 0 | 0 | 0 | 0 | 0 | 0 | 0 | 0 | 0
2016-03-26 03:00 | 0 | 0 | 0 | 0 | 19386.5525 | 0 | 381589 | 0 | 0 | 0 | 0 | 1676997.0954 | 2130198.5791 | 0 | 0 | 0 | 0 | 0 | 0 | 0 | 0 | 0 | 0 | 0 | 0 | 0 | 0 | 0 | 0 | 0 | -246512.8382 | -115689.6092 | 0 | 0 | 0 | 0 | 0 | 0 | 0 | 0 | 0 | 0 | 0 | 0 | 0 | 0 | 0 | 0
2016-03-26 04:00 | 0 | 0 | 0 | 0 | 3015.5525 | 0 | 365218 | 0 | 0 | 0 | 0 | 1430484.2572 | 2014508.9699 | 0 | 0 | 0 | 0 | 0 | 0 | 0 | 0 | 0 | 0 | 0 | 0 | 0 | 0 | 0 | 0 | 0 | -246512.8382 | -115689.6092 | 0 | 0 | 0 | 0 | 0 | 0 | 0 | 0 | 0 | 0 | 0 | 0 | 0 | 0 | 0 | 0
2016-03-26 05:00 | 0 | 0 | 0 | 0 | 551690.7704 | 0 | 350691 | 0 | 0 | 0 | 0 | 1515794.4184 | 2130198.5791 | 0 | 0 | 0 | 0 | 0 | 0 | 0 | 0 | 0 | 0 | 0 | 0 | 0 | 0 | 0 | 0 | 0 | 85310.1612 | 115689.6092 | 0 | 0 | 0 | 0 | 0 | 0 | 0 | 0 | 0 | 0 | 0 | 0 | 0 | 0 | 0 | 0
2016-03-26 06:00 | 0 | 0 | 0 | 0 | 0 | 0 | 340886 | 0 | 0 | 0 | 0 | 1269281.5801 | 2035825.4174 | 0 | 0 | 0 | 0 | 0 | 0 | 0 | 0 | 0 | 0 | 0 | 0 | 0 | 0 | 0 | 0 | 0 | -246512.8382 | -94373.1618 | 0 | 0 | 0 | 0 | 0 | 0 | 0 | 0 | 0 | 0 | 0 | 0 | 0 | 0 | 0 | 0
2016-03-26 07:00 | 0 | 0 | 0 | 0 | 0 | 0 | 333906 | 0 | 0 | 0 | 0 | 1022768.7419 | 1948432.2556 | 0 | 0 | 0 | 0 | 0 | 0 | 0 | 0 | 0 | 0 | 0 | 0 | 0 | 0 | 0 | 0 | 0 | -246512.8382 | -87393.1618 | 0 | 0 | 0 | 0 | 0 | 0 | 0 | 0 | 0 | 0 | 0 | 0 | 0 | 0 | 0 | 0
2016-03-26 08:00 | 0 | 0 | 0 | 0 | 0 | 0 | 331611 | 0 | 0 | 0 | 0 | 776255.9036 | 1863334.0938 | 0 | 0 | 0 | 0 | 0 | 0 | 0 | 0 | 0 | 0 | 0 | 0 | 0 | 0 | 0 | 0 | 0 | -246512.8382 | -85098.1618 | 0 | 0 | 0 | 0 | 0 | 0 | 0 | 0 | 0 | 0 | 0 | 0 | 0 | 0 | 0 | 0
2016-03-26 09:00 | 0 | 0 | 0 | 0 | 0 | 0 | 334220 | 0 | 0 | 0 | 0 | 529743.0654 | 1775626.9321 | 0 | 0 | 0 | 0 | 0 | 0 | 0 | 0 | 0 | 0 | 0 | 0 | 0 | 0 | 0 | 0 | 0 | -246512.8382 | -87707.1618 | 0 | 0 | 0 | 0 | 0 | 0 | 0 | 0 | 0 | 0 | 0 | 0 | 0 | 0 | 0 | 0
2016-03-26 10:00 | 0 | 0 | 0 | 0 | 436529.8401 | 0 | 342424 | 0 | 0 | 0 | 0 | 739538.5147 | 1659937.3228 | 0 | 0 | 0 | 0 | 0 | 0 | 0 | 0 | 0 | 0 | 0 | 0 | 0 | 0 | 0 | 0 | 0 | 209795.4493 | -115689.6092 | 0 | 0 | 0 | 0 | 0 | 0 | 0 | 0 | 0 | 0 | 0 | 0 | 0 | 0 | 0 | 0
2016-03-26 11:00 | 0 | 0 | 0 | 0 | 0 | 0 | 354664 | 0 | 0 | 0 | 0 | 493025.6765 | 1551786.1611 | 0 | 0 | 0 | 0 | 0 | 0 | 0 | 0 | 0 | 0 | 0 | 0 | 0 | 0 | 0 | 0 | 0 | -246512.8382 | -108151.1618 | 0 | 0 | 0 | 0 | 0 | 0 | 0 | 0 | 0 | 0 | 0 | 0 | 0 | 0 | 0 | 0
2016-03-26 12:00 | 0 | 0 | 0 | 0 | 7209.2124 | 11.3402 | 369423 | 0 | 0 | 0 | 0 | 246512.8382 | 1436096.5519 | 0 | 0 | 0 | 0 | 0 | 0 | 0 | 0 | 0 | 0 | 0 | 0 | 0 | 0 | 0 | 0 | 0 | -246512.8382 | -115689.6092 | 0 | 0 | 0 | 0 | 0 | 0 | 0 | 0 | 0 | 0 | 0 | 0 | 0 | 0 | 0 | 0
2016-03-26 13:00 | 0 | 0 | 0 | 0 | 0 | 104029.4527 | 382245 | 0 | 0 | 0 | 0 | 0 | 1404393.8428 | 0 | 0 | 0 | 0 | 0 | 0 | 0 | 0 | 0 | 0 | 0 | 0 | 0 | 0 | 0 | 0 | 0 | -246512.8382 | -31702.7091 | 0 | 0 | 0 | 0 | 0 | 0 | 0 | 0 | 0 | 0 | 0 | 0 | 0 | 0 | 0 | 0
2016-03-26 14:00 | 0 | 0 | 0 | 0 | 246222.2395 | 505667.208 | 389687 | 0 | 0 | 0 | 0 | 246512.8382 | 1520083.452 | 0 | 0 | 0 | 0 | 0 | 0 | 0 | 0 | 0 | 0 | 0 | 0 | 0 | 0 | 0 | 0 | 0 | 246512.8382 | 115689.6092 | 0 | 0 | 0 | 0 | 0 | 0 | 0 | 0 | 0 | 0 | 0 | 0 | 0 | 0 | 0 | 0
2016-03-26 15:00 | 0 | 0 | 0 | 0 | 0 | 753581.4475 | 391379 | 0 | 0 | 0 | 0 | 493025.6765 | 1635773.0612 | 0 | 0 | 0 | 0 | 0 | 0 | 0 | 0 | 0 | 0 | 0 | 0 | 0 | 0 | 0 | 0 | 0 | 246512.8382 | 115689.6092 | 0 | 0 | 0 | 0 | 0 | 0 | 0 | 0 | 0 | 0 | 0 | 0 | 0 | 0 | 0 | 0
2016-03-26 16:00 | 0 | 0 | 0 | 0 | 0 | 751996.4475 | 389794 | 0 | 0 | 0 | 0 | 739538.5147 | 1751462.6705 | 0 | 0 | 0 | 0 | 0 | 0 | 0 | 0 | 0 | 0 | 0 | 0 | 0 | 0 | 0 | 0 | 0 | 246512.8382 | 115689.6092 | 0 | 0 | 0 | 0 | 0 | 0 | 0 | 0 | 0 | 0 | 0 | 0 | 0 | 0 | 0 | 0
2016-03-26 17:00 | 0 | 0 | 0 | 0 | 0 | 747883.4475 | 385681 | 0 | 0 | 0 | 0 | 986051.353 | 1867152.2797 | 0 | 0 | 0 | 0 | 0 | 0 | 0 | 0 | 0 | 0 | 0 | 0 | 0 | 0 | 0 | 0 | 0 | 246512.8382 | 115689.6092 | 0 | 0 | 0 | 0 | 0 | 0 | 0 | 0 | 0 | 0 | 0 | 0 | 0 | 0 | 0 | 0
2016-03-26 18:00 | 0 | 0 | 0 | 0 | 0 | 743247.4475 | 381045 | 0 | 0 | 0 | 0 | 1232564.1912 | 1982841.8889 | 0 | 0 | 0 | 0 | 0 | 0 | 0 | 0 | 0 | 0 | 0 | 0 | 0 | 0 | 0 | 0 | 0 | 246512.8382 | 115689.6092 | 0 | 0 | 0 | 0 | 0 | 0 | 0 | 0 | 0 | 0 | 0 | 0 | 0 | 0 | 0 | 0
2016-03-26 19:00 | 0 | 0 | 0 | 0 | 0 | 740891.4475 | 378689 | 0 | 0 | 0 | 0 | 1479077.0295 | 2098531.4982 | 0 | 0 | 0 | 0 | 0 | 0 | 0 | 0 | 0 | 0 | 0 | 0 | 0 | 0 | 0 | 0 | 0 | 246512.8382 | 115689.6092 | 0 | 0 | 0 | 0 | 0 | 0 | 0 | 0 | 0 | 0 | 0 | 0 | 0 | 0 | 0 | 0
2016-03-26 20:00 | 0 | 0 | 0 | 0 | 0 | 745606.8155 | 378613 | 0 | 0 | 0 | 0 | 1725589.8677 | 2214221.1074 | 0 | 0 | 0 | 0 | 0 | 0 | 0 | 4791.368 | 0 | 0 | 0 | 0 | 0 | 0 | 0 | 0 | 0 | 246512.8382 | 115689.6092 | 0 | 0 | 0 | 0 | 0 | 0 | 0 | 0 | 0 | 4791.368 | 0 | 0 | 0 | 0 | 0 | 0
2016-03-26 21:00 | 0 | 0 | 0 | 0 | 0 | 773011.1628 | 380015 | 0 | 0 | 0 | 0 | 1972102.7059 | 2329910.7166 | 0 | 0 | 0 | 0 | 0 | 0 | 0 | 35585.0833 | 0 | 0 | 0 | 0 | 0 | 0 | 0 | 0 | 0 | 246512.8382 | 115689.6092 | 0 | 0 | 0 | 0 | 0 | 0 | 0 | 0 | 0 | 30793.7153 | 0 | 0 | 0 | 0 | 0 | 0
2016-03-26 22:00 | 0 | 0 | 0 | 0 | 0 | 745371.4826 | 382175 | 0 | 0 | 0 | 0 | 2218615.5442 | 2445600.3258 | 0 | 0 | 0 | 0 | 0 | 0 | 0 | 36579.1185 | 0 | 0 | 0 | 0 | 0 | 0 | 0 | 0 | 0 | 246512.8382 | 115689.6092 | 0 | 0 | 0 | 0 | 0 | 0 | 0 | 0 | 0 | 994.0352 | 0 | 0 | 0 | 0 | 0 | 0
2016-03-26 23:00 | 0 | 0 | 0 | 0 | 0 | 627732.4933 | 387402 | 0 | 0 | 0 | 0 | 2465128.3824 | 2470211.6963 | 0 | 0 | 0 | 0 | 0 | 0 | 0 | 5785.4032 | 0 | 0 | 0 | 0 | 0 | 0 | 0 | 0 | 0 | 246512.8382 | 24611.3704 | 0 | 0 | 0 | 0 | 0 | 0 | 0 | 0 | 0 | -30793.7153 | 0 | 0 | 0 | 0 | 0 | 0
2016-03-27 | 0 | 0 | 0 | 0 | 0 | 366146.8225 | 397354 | 0 | 0 | 0 | 0 | 2555396.2173 | 2354522.087 | 0 | 0 | 0 | 0 | 0 | 0 | 0 | 0 | 0 | 0 | 0 | 0 | 0 | 0 | 0 | 0 | 0 | 90267.8349 | -115689.6092 | 0 | 0 | 0 | 0 | 0 | 0 | 0 | 0 | 0 | -5785.4032 | 0 | 0 | 0 | 0 | 0 | 0
2016-03-27 01:00 | 0 | 0 | 0 | 0 | 1525.6482 | 34025.9044 | 397754 | 0 | 0 | 0 | 0 | 2308883.3791 | 2238832.4778 | 0 | 0 | 0 | 0 | 0 | 0 | 0 | 0 | 0 | 0 | 0 | 0 | 0 | 0 | 0 | 0 | 0 | -246512.8382 | -115689.6092 | 0 | 0 | 0 | 0 | 0 | 0 | 0 | 0 | 0 | 0 | 0 | 0 | 0 | 0 | 0 | 0
2016-03-27 02:00 | 0 | 0 | 0 | 0 | 27015.5525 | 0 | 389218 | 0 | 0 | 0 | 0 | 2062370.5408 | 2123142.8686 | 0 | 0 | 0 | 0 | 0 | 0 | 0 | 0 | 0 | 0 | 0 | 0 | 0 | 0 | 0 | 0 | 0 | -246512.8382 | -115689.6092 | 0 | 0 | 0 | 0 | 0 | 0 | 0 | 0 | 0 | 0 | 0 | 0 | 0 | 0 | 0 | 0
2016-03-27 03:00 | 0 | 0 | 0 | 0 | 244859.771 | 0 | 375683 | 0 | 0 | 0 | 0 | 1815857.7026 | 2238832.4778 | 0 | 0 | 0 | 0 | 0 | 0 | 0 | 0 | 0 | 0 | 0 | 0 | 0 | 0 | 0 | 0 | 0 | -246512.8382 | 115689.6092 | 0 | 0 | 0 | 0 | 0 | 0 | 0 | 0 | 0 | 0 | 0 | 0 | 0 | 0 | 0 | 0
2016-03-27 04:00 | 0 | 0 | 0 | 0 | 439643.3517 | 0 | 359203 | 0 | 0 | 0 | 0 | 1780608.445 | 2354522.087 | 0 | 0 | 0 | 0 | 0 | 0 | 0 | 0 | 0 | 0 | 0 | 0 | 0 | 0 | 0 | 0 | 0 | -35249.2576 | 115689.6092 | 0 | 0 | 0 | 0 | 0 | 0 | 0 | 0 | 0 | 0 | 0 | 0 | 0 | 0 | 0 | 0
2016-03-27 05:00 | 0 | 0 | 0 | 0 | 0 | 0 | 343173 | 0 | 0 | 0 | 0 | 1534095.6068 | 2257861.9253 | 0 | 0 | 0 | 0 | 0 | 0 | 0 | 0 | 0 | 0 | 0 | 0 | 0 | 0 | 0 | 0 | 0 | -246512.8382 | -96660.1618 | 0 | 0 | 0 | 0 | 0 | 0 | 0 | 0 | 0 | 0 | 0 | 0 | 0 | 0 | 0 | 0
2016-03-27 06:00 | 0 | 0 | 0 | 0 | 0 | 0 | 331201 | 0 | 0 | 0 | 0 | 1287582.7685 | 2173173.7635 | 0 | 0 | 0 | 0 | 0 | 0 | 0 | 0 | 0 | 0 | 0 | 0 | 0 | 0 | 0 | 0 | 0 | -246512.8382 | -84688.1618 | 0 | 0 | 0 | 0 | 0 | 0 | 0 | 0 | 0 | 0 | 0 | 0 | 0 | 0 | 0 | 0
2016-03-27 07:00 | 0 | 0 | 0 | 0 | 0 | 0 | 323577 | 0 | 0 | 0 | 0 | 1041069.9303 | 2096109.6018 | 0 | 0 | 0 | 0 | 0 | 0 | 0 | 0 | 0 | 0 | 0 | 0 | 0 | 0 | 0 | 0 | 0 | -246512.8382 | -77064.1618 | 0 | 0 | 0 | 0 | 0 | 0 | 0 | 0 | 0 | 0 | 0 | 0 | 0 | 0 | 0 | 0
2016-03-27 08:00 | 0 | 0 | 0 | 0 | 0 | 0 | 320006 | 0 | 0 | 0 | 0 | 794557.092 | 2022616.44 | 0 | 0 | 0 | 0 | 0 | 0 | 0 | 0 | 0 | 0 | 0 | 0 | 0 | 0 | 0 | 0 | 0 | -246512.8382 | -73493.1618 | 0 | 0 | 0 | 0 | 0 | 0 | 0 | 0 | 0 | 0 | 0 | 0 | 0 | 0 | 0 | 0
2016-03-27 09:00 | 0 | 0 | 0 | 0 | 0 | 0 | 321002 | 0 | 0 | 0 | 0 | 589244.7013 | 1906926.8308 | 0 | 0 | 0 | 0 | 0 | 0 | 0 | 0 | 0 | 0 | 0 | 0 | 0 | 0 | 0 | 0 | 0 | -205312.3908 | -115689.6092 | 0 | 0 | 0 | 0 | 0 | 0 | 0 | 0 | 0 | 0 | 0 | 0 | 0 | 0 | 0 | 0
2016-03-27 10:00 | 0 | 0 | 0 | 0 | 485682.7797 | 0 | 326695 | 0 | 0 | 0 | 0 | 835757.5395 | 1819401.7722 | 0 | 0 | 0 | 0 | 0 | 0 | 0 | 0 | 0 | 0 | 0 | 0 | 0 | 0 | 0 | 0 | 0 | 246512.8382 | -87525.0586 | 0 | 0 | 0 | 0 | 0 | 0 | 0 | 0 | 0 | 0 | 0 | 0 | 0 | 0 | 0 | 0
2016-03-27 11:00 | 0 | 0 | 0 | 0 | 0 | 0 | 335550 | 0 | 0 | 0 | 0 | 589244.7013 | 1730364.6104 | 0 | 0 | 0 | 0 | 0 | 0 | 0 | 0 | 0 | 0 | 0 | 0 | 0 | 0 | 0 | 0 | 0 | -246512.8382 | -89037.1618 | 0 | 0 | 0 | 0 | 0 | 0 | 0 | 0 | 0 | 0 | 0 | 0 | 0 | 0 | 0 | 0
2016-03-27 12:00 | 0 | 0 | 0 | 0 | 0 | 20.5803 | 350038 | 0 | 0 | 0 | 0 | 342731.863 | 1626860.0289 | 0 | 0 | 0 | 0 | 0 | 0 | 0 | 0 | 0 | 0 | 0 | 0 | 0 | 0 | 0 | 0 | 0 | -246512.8382 | -103504.5815 | 0 | 0 | 0 | 0 | 0 | 0 | 0 | 0 | 0 | 0 | 0 | 0 | 0 | 0 | 0 | 0
2016-03-27 13:00 | 0 | 0 | 0 | 0 | 0 | 182918.6601 | 364893 | 0 | 0 | 0 | 0 | 96219.0248 | 1691398.5273 | 0 | 0 | 0 | 0 | 0 | 0 | 0 | 0 | 0 | 0 | 0 | 0 | 0 | 0 | 0 | 0 | 0 | -246512.8382 | 64538.4984 | 0 | 0 | 0 | 0 | 0 | 0 | 0 | 0 | 0 | 0 | 0 | 0 | 0 | 0 | 0 | 0
2016-03-27 14:00 | 0 | 0 | 0 | 0 | 175276.0999 | 560452.3476 | 373526 | 0 | 0 | 0 | 0 | 342731.863 | 1807088.1365 | 0 | 0 | 0 | 0 | 0 | 0 | 0 | 0 | 0 | 0 | 0 | 0 | 0 | 0 | 0 | 0 | 0 | 246512.8382 | 115689.6092 | 0 | 0 | 0 | 0 | 0 | 0 | 0 | 0 | 0 | 0 | 0 | 0 | 0 | 0 | 0 | 0
2016-03-27 15:00 | 0 | 0 | 0 | 0 | 0 | 738320.4475 | 376118 | 0 | 0 | 0 | 0 | 589244.7013 | 1922777.7458 | 0 | 0 | 0 | 0 | 0 | 0 | 0 | 0 | 0 | 0 | 0 | 0 | 0 | 0 | 0 | 0 | 0 | 246512.8382 | 115689.6092 | 0 | 0 | 0 | 0 | 0 | 0 | 0 | 0 | 0 | 0 | 0 | 0 | 0 | 0 | 0 | 0
2016-03-27 16:00 | 0 | 0 | 0 | 0 | 0 | 738898.4475 | 376696 | 0 | 0 | 0 | 0 | 835757.5395 | 2038467.355 | 0 | 0 | 0 | 0 | 0 | 0 | 0 | 0 | 0 | 0 | 0 | 0 | 0 | 0 | 0 | 0 | 0 | 246512.8382 | 115689.6092 | 0 | 0 | 0 | 0 | 0 | 0 | 0 | 0 | 0 | 0 | 0 | 0 | 0 | 0 | 0 | 0
2016-03-27 17:00 | 0 | 0 | 0 | 0 | 0 | 736252.4475 | 374050 | 0 | 0 | 0 | 0 | 1082270.3778 | 2154156.9642 | 0 | 0 | 0 | 0 | 0 | 0 | 0 | 0 | 0 | 0 | 0 | 0 | 0 | 0 | 0 | 0 | 0 | 246512.8382 | 115689.6092 | 0 | 0 | 0 | 0 | 0 | 0 | 0 | 0 | 0 | 0 | 0 | 0 | 0 | 0 | 0 | 0
2016-03-27 18:00 | 0 | 0 | 0 | 0 | 0 | 731626.4475 | 369424 | 0 | 0 | 0 | 0 | 1328783.216 | 2269846.5735 | 0 | 0 | 0 | 0 | 0 | 0 | 0 | 0 | 0 | 0 | 0 | 0 | 0 | 0 | 0 | 0 | 0 | 246512.8382 | 115689.6092 | 0 | 0 | 0 | 0 | 0 | 0 | 0 | 0 | 0 | 0 | 0 | 0 | 0 | 0 | 0 | 0
2016-03-27 19:00 | 0 | 0 | 0 | 0 | 0 | 728795.4475 | 366593 | 0 | 0 | 0 | 0 | 1575296.0542 | 2385536.1827 | 0 | 0 | 0 | 0 | 0 | 0 | 0 | 0 | 0 | 0 | 0 | 0 | 0 | 0 | 0 | 0 | 0 | 246512.8382 | 115689.6092 | 0 | 0 | 0 | 0 | 0 | 0 | 0 | 0 | 0 | 0 | 0 | 0 | 0 | 0 | 0 | 0
2016-03-27 20:00 | 0 | 0 | 0 | 0 | 0 | 728119.4475 | 365917 | 0 | 0 | 0 | 0 | 1821808.8925 | 2501225.7919 | 0 | 0 | 0 | 0 | 0 | 0 | 0 | 0 | 0 | 0 | 0 | 0 | 0 | 0 | 0 | 0 | 0 | 246512.8382 | 115689.6092 | 0 | 0 | 0 | 0 | 0 | 0 | 0 | 0 | 0 | 0 | 0 | 0 | 0 | 0 | 0 | 0
2016-03-27 21:00 | 0 | 0 | 0 | 0 | 0 | 734181.8506 | 366194 | 0 | 0 | 0 | 0 | 2068321.7307 | 2616915.4012 | 0 | 0 | 0 | 0 | 0 | 0 | 0 | 5785.4032 | 0 | 0 | 0 | 0 | 0 | 0 | 0 | 0 | 0 | 246512.8382 | 115689.6092 | 0 | 0 | 0 | 0 | 0 | 0 | 0 | 0 | 0 | 5785.4032 | 0 | 0 | 0 | 0 | 0 | 0
2016-03-27 22:00 | 0 | 0 | 0 | 0 | 0 | 762734.1628 | 369738 | 0 | 0 | 0 | 0 | 2314834.569 | 2732605.0104 | 0 | 0 | 0 | 0 | 0 | 0 | 0 | 36579.1185 | 0 | 0 | 0 | 0 | 0 | 0 | 0 | 0 | 0 | 246512.8382 | 115689.6092 | 0 | 0 | 0 | 0 | 0 | 0 | 0 | 0 | 0 | 30793.7153 | 0 | 0 | 0 | 0 | 0 | 0
2016-03-27 23:00 | 0 | 0 | 0 | 0 | 0 | 660565.5571 | 378549 | 0 | 0 | 0 | 0 | 2511955.2322 | 2848294.6196 | 0 | 0 | 0 | 0 | 0 | 0 | 0 | 5785.4032 | 0 | 0 | 0 | 0 | 0 | 0 | 0 | 0 | 0 | 197120.6632 | 115689.6092 | 0 | 0 | 0 | 0 | 0 | 0 | 0 | 0 | 0 | -30793.7153 | 0 | 0 | 0 | 0 | 0 | 0
2016-03-28 | 0 | 0 | 0 | 0 | 0 | 349585.1775 | 389831 | 0 | 0 | 0 | 0 | 2593184.4221 | 2732605.0104 | 0 | 0 | 0 | 0 | 0 | 0 | 0 | 0 | 0 | 0 | 0 | 0 | 0 | 0 | 0 | 0 | 0 | 81229.1899 | -115689.6092 | 0 | 0 | 0 | 0 | 0 | 0 | 0 | 0 | 0 | -5785.4032 | 0 | 0 | 0 | 0 | 0 | 0
2016-03-28 01:00 | 0 | 0 | 0 | 0 | 951.9363 | 28657.6162 | 391812 | 0 | 0 | 0 | 0 | 2346671.5839 | 2616915.4012 | 0 | 0 | 0 | 0 | 0 | 0 | 0 | 0 | 0 | 0 | 0 | 0 | 0 | 0 | 0 | 0 | 0 | -246512.8382 | -115689.6092 | 0 | 0 | 0 | 0 | 0 | 0 | 0 | 0 | 0 | 0 | 0 | 0 | 0 | 0 | 0 | 0
2016-03-28 02:00 | 0 | 0 | 0 | 0 | 20727.5525 | 0 | 382930 | 0 | 0 | 0 | 0 | 2100158.7456 | 2501225.7919 | 0 | 0 | 0 | 0 | 0 | 0 | 0 | 0 | 0 | 0 | 0 | 0 | 0 | 0 | 0 | 0 | 0 | -246512.8382 | -115689.6092 | 0 | 0 | 0 | 0 | 0 | 0 | 0 | 0 | 0 | 0 | 0 | 0 | 0 | 0 | 0 | 0
2016-03-28 03:00 | 0 | 0 | 0 | 0 | 5862.5525 | 0 | 368065 | 0 | 0 | 0 | 0 | 1853645.9074 | 2385536.1827 | 0 | 0 | 0 | 0 | 0 | 0 | 0 | 0 | 0 | 0 | 0 | 0 | 0 | 0 | 0 | 0 | 0 | -246512.8382 | -115689.6092 | 0 | 0 | 0 | 0 | 0 | 0 | 0 | 0 | 0 | 0 | 0 | 0 | 0 | 0 | 0 | 0
2016-03-28 04:00 | 0 | 0 | 0 | 0 | 0 | 0 | 350485 | 0 | 0 | 0 | 0 | 1607133.0692 | 2281564.0209 | 0 | 0 | 0 | 0 | 0 | 0 | 0 | 0 | 0 | 0 | 0 | 0 | 0 | 0 | 0 | 0 | 0 | -246512.8382 | -103972.1618 | 0 | 0 | 0 | 0 | 0 | 0 | 0 | 0 | 0 | 0 | 0 | 0 | 0 | 0 | 0 | 0
2016-03-28 05:00 | 0 | 0 | 0 | 0 | 206253.771 | 0 | 337077 | 0 | 0 | 0 | 0 | 1360620.2309 | 2397253.6302 | 0 | 0 | 0 | 0 | 0 | 0 | 0 | 0 | 0 | 0 | 0 | 0 | 0 | 0 | 0 | 0 | 0 | -246512.8382 | 115689.6092 | 0 | 0 | 0 | 0 | 0 | 0 | 0 | 0 | 0 | 0 | 0 | 0 | 0 | 0 | 0 | 0
2016-03-28 06:00 | 0 | 0 | 0 | 0 | 645816.7361 | 0 | 328173 | 0 | 0 | 0 | 0 | 1607133.0692 | 2437590.8127 | 0 | 0 | 0 | 0 | 0 | 0 | 0 | 30793.7153 | 0 | 0 | 0 | 0 | 0 | 0 | 0 | 0 | 0 | 246512.8382 | 40337.1826 | 0 | 0 | 0 | 0 | 0 | 0 | 0 | 0 | 0 | 30793.7153 | 0 | 0 | 0 | 0 | 0 | 0
2016-03-28 07:00 | 0 | 0 | 0 | 0 | 0 | 0 | 323301 | 0 | 0 | 0 | 0 | 1360620.2309 | 2391596.3663 | 0 | 0 | 0 | 0 | 0 | 0 | 0 | 0 | 0 | 0 | 0 | 0 | 0 | 0 | 0 | 0 | 0 | -246512.8382 | -45994.4464 | 0 | 0 | 0 | 0 | 0 | 0 | 0 | 0 | 0 | -30793.7153 | 0 | 0 | 0 | 0 | 0 | 0
2016-03-28 08:00 | 0 | 0 | 0 | 0 | 0 | 0 | 324491 | 0 | 0 | 0 | 0 | 1114107.3927 | 2313618.2045 | 0 | 0 | 0 | 0 | 0 | 0 | 0 | 0 | 0 | 0 | 0 | 0 | 0 | 0 | 0 | 0 | 0 | -246512.8382 | -77978.1618 | 0 | 0 | 0 | 0 | 0 | 0 | 0 | 0 | 0 | 0 | 0 | 0 | 0 | 0 | 0 | 0
2016-03-28 09:00 | 0 | 0 | 0 | 0 | 0 | 0 | 337024 | 0 | 0 | 0 | 0 | 867594.5544 | 2223107.0428 | 0 | 0 | 0 | 0 | 0 | 0 | 0 | 0 | 0 | 0 | 0 | 0 | 0 | 0 | 0 | 0 | 0 | -246512.8382 | -90511.1618 | 0 | 0 | 0 | 0 | 0 | 0 | 0 | 0 | 0 | 0 | 0 | 0 | 0 | 0 | 0 | 0
2016-03-28 10:00 | 0 | 0 | 0 | 0 | 1140.5525 | 0 | 363343 | 0 | 0 | 0 | 0 | 621081.7162 | 2107417.4335 | 0 | 0 | 0 | 0 | 0 | 0 | 0 | 0 | 0 | 0 | 0 | 0 | 0 | 0 | 0 | 0 | 0 | -246512.8382 | -115689.6092 | 0 | 0 | 0 | 0 | 0 | 0 | 0 | 0 | 0 | 0 | 0 | 0 | 0 | 0 | 0 | 0
2016-03-28 11:00 | 0 | 0 | 0 | 0 | 519025.3845 | 0 | 392770 | 0 | 0 | 0 | 0 | 863026.71 | 1991727.8243 | 0 | 0 | 0 | 0 | 0 | 0 | 0 | 0 | 0 | 0 | 0 | 0 | 0 | 0 | 0 | 0 | 0 | 241944.9938 | -115689.6092 | 0 | 0 | 0 | 0 | 0 | 0 | 0 | 0 | 0 | 0 | 0 | 0 | 0 | 0 | 0 | 0
2016-03-28 12:00 | 0 | 0 | 0 | 0 | 48651.857 | 37.6955 | 410892 | 0 | 0 | 0 | 0 | 616513.8717 | 1876038.2151 | 0 | 0 | 0 | 0 | 0 | 0 | 0 | 0 | 0 | 0 | 0 | 0 | 0 | 0 | 0 | 0 | 0 | -246512.8382 | -115689.6092 | 0 | 0 | 0 | 0 | 0 | 0 | 0 | 0 | 0 | 0 | 0 | 0 | 0 | 0 | 0 | 0
2016-03-28 13:00 | 0 | 0 | 0 | 0 | 0 | 167307.2793 | 421543 | 0 | 0 | 0 | 0 | 477967.7603 | 1760348.6058 | 0 | 0 | 0 | 0 | 0 | 0 | 0 | 0 | 0 | 0 | 0 | 0 | 0 | 0 | 0 | 0 | 0 | -138546.1115 | -115689.6092 | 0 | 0 | 0 | 0 | 0 | 0 | 0 | 0 | 0 | 0 | 0 | 0 | 0 | 0 | 0 | 0
2016-03-28 14:00 | 0 | 0 | 0 | 0 | 160523.8581 | 473716.8661 | 429601 | 0 | 0 | 0 | 0 | 566917.8752 | 1876038.2151 | 0 | 0 | 0 | 0 | 0 | 0 | 0 | 0 | 0 | 0 | 0 | 0 | 0 | 0 | 0 | 0 | 0 | 88950.115 | 115689.6092 | 0 | 0 | 0 | 0 | 0 | 0 | 0 | 0 | 0 | 0 | 0 | 0 | 0 | 0 | 0 | 0
2016-03-28 15:00 | 0 | 0 | 0 | 0 | 0 | 660954.535 | 432761 | 0 | 0 | 0 | 0 | 813430.7135 | 1857718.9118 | 0 | 0 | 0 | 0 | 0 | 0 | 0 | 0 | 0 | 0 | 0 | 0 | 0 | 0 | 0 | 0 | 0 | 246512.8382 | -18319.3033 | 0 | 0 | 0 | 0 | 0 | 0 | 0 | 0 | 0 | 0 | 0 | 0 | 0 | 0 | 0 | 0
2016-03-28 16:00 | 0 | 0 | 0 | 0 | 0 | 712969.7679 | 432650 | 0 | 0 | 0 | 0 | 978060.8722 | 1973408.521 | 0 | 0 | 0 | 0 | 0 | 0 | 0 | 0 | 0 | 0 | 0 | 0 | 0 | 0 | 0 | 0 | 0 | 164630.1587 | 115689.6092 | 0 | 0 | 0 | 0 | 0 | 0 | 0 | 0 | 0 | 0 | 0 | 0 | 0 | 0 | 0 | 0
2016-03-28 17:00 | 0 | 0 | 0 | 0 | 67744.8927 | 726706.5548 | 432249 | 0 | 0 | 0 | 0 | 1224573.7104 | 2089098.1303 | 0 | 0 | 0 | 0 | 0 | 0 | 0 | 0 | 0 | 0 | 0 | 0 | 0 | 0 | 0 | 0 | 0 | 246512.8382 | 115689.6092 | 0 | 0 | 0 | 0 | 0 | 0 | 0 | 0 | 0 | 0 | 0 | 0 | 0 | 0 | 0 | 0
2016-03-28 18:00 | 0 | 0 | 0 | 0 | 0 | 722884.9925 | 431364 | 0 | 0 | 0 | 0 | 1400405.0937 | 2204787.7395 | 0 | 0 | 0 | 0 | 0 | 0 | 0 | 0 | 0 | 0 | 0 | 0 | 0 | 0 | 0 | 0 | 0 | 175831.3833 | 115689.6092 | 0 | 0 | 0 | 0 | 0 | 0 | 0 | 0 | 0 | 0 | 0 | 0 | 0 | 0 | 0 | 0
2016-03-28 19:00 | 0 | 0 | 0 | 0 | 0 | 710324.2051 | 429831 | 0 | 0 | 0 | 0 | 1646917.9319 | 2238768.1063 | 0 | 0 | 0 | 0 | 0 | 0 | 0 | 0 | 0 | 0 | 0 | 0 | 0 | 0 | 0 | 0 | 0 | 246512.8382 | 33980.3668 | 0 | 0 | 0 | 0 | 0 | 0 | 0 | 0 | 0 | 0 | 0 | 0 | 0 | 0 | 0 | 0
2016-03-28 20:00 | 0 | 0 | 0 | 0 | 0 | 695687.9149 | 428490 | 0 | 0 | 0 | 0 | 1798426.2376 | 2354457.7155 | 0 | 0 | 0 | 0 | 0 | 0 | 0 | 0 | 0 | 0 | 0 | 0 | 0 | 0 | 0 | 0 | 0 | 151508.3057 | 115689.6092 | 0 | 0 | 0 | 0 | 0 | 0 | 0 | 0 | 0 | 0 | 0 | 0 | 0 | 0 | 0 | 0
2016-03-28 21:00 | 0 | 0 | 0 | 0 | 0 | 664669.7833 | 429216 | 0 | 0 | 0 | 0 | 2044939.0759 | 2343398.6606 | 0 | 0 | 0 | 0 | 0 | 0 | 0 | 0 | 0 | 0 | 0 | 0 | 0 | 0 | 0 | 0 | 0 | 246512.8382 | -11059.055 | 0 | 0 | 0 | 0 | 0 | 0 | 0 | 0 | 0 | 0 | 0 | 0 | 0 | 0 | 0 | 0
2016-03-28 22:00 | 0 | 0 | 0 | 0 | 0 | 605039.017 | 428639 | 0 | 0 | 0 | 0 | 2105649.4836 | 2459088.2698 | 0 | 0 | 0 | 0 | 0 | 0 | 0 | 0 | 0 | 0 | 0 | 0 | 0 | 0 | 0 | 0 | 0 | 60710.4078 | 115689.6092 | 0 | 0 | 0 | 0 | 0 | 0 | 0 | 0 | 0 | 0 | 0 | 0 | 0 | 0 | 0 | 0
2016-03-28 23:00 | 0 | 0 | 0 | 0 | 0 | 475075.8442 | 430926 | 0 | 0 | 0 | 0 | 2265488.9371 | 2343398.6606 | 0 | 0 | 0 | 0 | 0 | 0 | 0 | 0 | 0 | 0 | 0 | 0 | 0 | 0 | 0 | 0 | 0 | 159839.4534 | -115689.6092 | 0 | 0 | 0 | 0 | 0 | 0 | 0 | 0 | 0 | 0 | 0 | 0 | 0 | 0 | 0 | 0
2016-03-29 | 0 | 0 | 0 | 0 | 0 | 232704.7365 | 437328 | 0 | 0 | 0 | 0 | 2018976.0988 | 2385288.2353 | 0 | 0 | 0 | 0 | 0 | 0 | 0 | 0 | 0 | 0 | 0 | 0 | 0 | 0 | 0 | 0 | 0 | -246512.8382 | 41889.5748 | 0 | 0 | 0 | 0 | 0 | 0 | 0 | 0 | 0 | 0 | 0 | 0 | 0 | 0 | 0 | 0
2016-03-29 01:00 | 0 | 0 | 0 | 0 | 44825.3538 | 26878.1987 | 433906 | 0 | 0 | 0 | 0 | 1772463.2606 | 2269598.6261 | 0 | 0 | 0 | 0 | 0 | 0 | 0 | 0 | 0 | 0 | 0 | 0 | 0 | 0 | 0 | 0 | 0 | -246512.8382 | -115689.6092 | 0 | 0 | 0 | 0 | 0 | 0 | 0 | 0 | 0 | 0 | 0 | 0 | 0 | 0 | 0 | 0
2016-03-29 02:00 | 0 | 0 | 0 | 0 | 55617.5525 | 0 | 417820 | 0 | 0 | 0 | 0 | 1525950.4223 | 2153909.0169 | 0 | 0 | 0 | 0 | 0 | 0 | 0 | 0 | 0 | 0 | 0 | 0 | 0 | 0 | 0 | 0 | 0 | -246512.8382 | -115689.6092 | 0 | 0 | 0 | 0 | 0 | 0 | 0 | 0 | 0 | 0 | 0 | 0 | 0 | 0 | 0 | 0
2016-03-29 03:00 | 0 | 0 | 0 | 0 | 527733.229 | 0 | 396910 | 0 | 0 | 0 | 0 | 1772463.2606 | 2038219.4077 | 0 | 0 | 0 | 0 | 0 | 0 | 0 | 0 | 0 | 0 | 0 | 0 | 0 | 0 | 0 | 0 | 0 | 246512.8382 | -115689.6092 | 0 | 0 | 0 | 0 | 0 | 0 | 0 | 0 | 0 | 0 | 0 | 0 | 0 | 0 | 0 | 0
2016-03-29 04:00 | 0 | 0 | 0 | 0 | 12866.5525 | 0 | 375069 | 0 | 0 | 0 | 0 | 1525950.4223 | 1922529.7984 | 0 | 0 | 0 | 0 | 0 | 0 | 0 | 0 | 0 | 0 | 0 | 0 | 0 | 0 | 0 | 0 | 0 | -246512.8382 | -115689.6092 | 0 | 0 | 0 | 0 | 0 | 0 | 0 | 0 | 0 | 0 | 0 | 0 | 0 | 0 | 0 | 0
2016-03-29 05:00 | 0 | 0 | 0 | 0 | 0 | 0 | 359006 | 0 | 0 | 0 | 0 | 1279437.5841 | 1810036.6367 | 0 | 0 | 0 | 0 | 0 | 0 | 0 | 0 | 0 | 0 | 0 | 0 | 0 | 0 | 0 | 0 | 0 | -246512.8382 | -112493.1618 | 0 | 0 | 0 | 0 | 0 | 0 | 0 | 0 | 0 | 0 | 0 | 0 | 0 | 0 | 0 | 0
2016-03-29 06:00 | 0 | 0 | 0 | 0 | 217252.771 | 0 | 348076 | 0 | 0 | 0 | 0 | 1032924.7459 | 1925726.2459 | 0 | 0 | 0 | 0 | 0 | 0 | 0 | 0 | 0 | 0 | 0 | 0 | 0 | 0 | 0 | 0 | 0 | -246512.8382 | 115689.6092 | 0 | 0 | 0 | 0 | 0 | 0 | 0 | 0 | 0 | 0 | 0 | 0 | 0 | 0 | 0 | 0
2016-03-29 07:00 | 0 | 0 | 0 | 0 | 0 | 0 | 342509 | 0 | 0 | 0 | 0 | 806105.3551 | 1810036.6367 | 0 | 0 | 0 | 0 | 0 | 0 | 0 | 0 | 0 | 0 | 0 | 0 | 0 | 0 | 0 | 0 | 0 | -226819.3908 | -115689.6092 | 0 | 0 | 0 | 0 | 0 | 0 | 0 | 0 | 0 | 0 | 0 | 0 | 0 | 0 | 0 | 0
2016-03-29 08:00 | 0 | 0 | 0 | 0 | 473319.229 | 0 | 342496 | 0 | 0 | 0 | 0 | 1052618.1933 | 1694347.0274 | 0 | 0 | 0 | 0 | 0 | 0 | 0 | 0 | 0 | 0 | 0 | 0 | 0 | 0 | 0 | 0 | 0 | 246512.8382 | -115689.6092 | 0 | 0 | 0 | 0 | 0 | 0 | 0 | 0 | 0 | 0 | 0 | 0 | 0 | 0 | 0 | 0
2016-03-29 09:00 | 0 | 0 | 0 | 0 | 0 | 0 | 353594 | 0 | 0 | 0 | 0 | 806105.3551 | 1587265.8657 | 0 | 0 | 0 | 0 | 0 | 0 | 0 | 0 | 0 | 0 | 0 | 0 | 0 | 0 | 0 | 0 | 0 | -246512.8382 | -107081.1618 | 0 | 0 | 0 | 0 | 0 | 0 | 0 | 0 | 0 | 0 | 0 | 0 | 0 | 0 | 0 | 0
2016-03-29 10:00 | 0 | 0 | 0 | 0 | 18854.5525 | 0 | 381057 | 0 | 0 | 0 | 0 | 559592.5169 | 1471576.2564 | 0 | 0 | 0 | 0 | 0 | 0 | 0 | 0 | 0 | 0 | 0 | 0 | 0 | 0 | 0 | 0 | 0 | -246512.8382 | -115689.6092 | 0 | 0 | 0 | 0 | 0 | 0 | 0 | 0 | 0 | 0 | 0 | 0 | 0 | 0 | 0 | 0
2016-03-29 11:00 | 0 | 0 | 0 | 0 | 278192.771 | 0 | 409016 | 0 | 0 | 0 | 0 | 313079.6786 | 1587265.8657 | 0 | 0 | 0 | 0 | 0 | 0 | 0 | 0 | 0 | 0 | 0 | 0 | 0 | 0 | 0 | 0 | 0 | -246512.8382 | 115689.6092 | 0 | 0 | 0 | 0 | 0 | 0 | 0 | 0 | 0 | 0 | 0 | 0 | 0 | 0 | 0 | 0
2016-03-29 12:00 | 0 | 0 | 0 | 0 | 591071.2624 | 24.9903 | 421276 | 0 | 0 | 0 | 0 | 367210.3221 | 1702955.4749 | 0 | 0 | 0 | 0 | 0 | 0 | 0 | 0 | 0 | 0 | 0 | 0 | 0 | 0 | 0 | 0 | 0 | 54130.6435 | 115689.6092 | 0 | 0 | 0 | 0 | 0 | 0 | 0 | 0 | 0 | 0 | 0 | 0 | 0 | 0 | 0 | 0
2016-03-29 13:00 | 0 | 0 | 0 | 0 | 0 | 121189.0346 | 426116 | 0 | 0 | 0 | 0 | 177972.966 | 1587265.8657 | 0 | 0 | 0 | 0 | 0 | 0 | 0 | 0 | 0 | 0 | 0 | 0 | 0 | 0 | 0 | 0 | 0 | -189237.3561 | -115689.6092 | 0 | 0 | 0 | 0 | 0 | 0 | 0 | 0 | 0 | 0 | 0 | 0 | 0 | 0 | 0 | 0
2016-03-29 14:00 | 0 | 0 | 0 | 0 | 118375.0975 | 442560.1315 | 430112 | 0 | 0 | 0 | 0 | 424485.8043 | 1471576.2564 | 0 | 0 | 0 | 0 | 0 | 0 | 0 | 0 | 0 | 0 | 0 | 0 | 0 | 0 | 0 | 0 | 0 | 246512.8382 | -115689.6092 | 0 | 0 | 0 | 0 | 0 | 0 | 0 | 0 | 0 | 0 | 0 | 0 | 0 | 0 | 0 | 0
2016-03-29 15:00 | 0 | 0 | 0 | 0 | 127168.9283 | 664915.5192 | 429882 | 0 | 0 | 0 | 0 | 670998.6425 | 1587265.8657 | 0 | 0 | 0 | 0 | 0 | 0 | 0 | 0 | 0 | 0 | 0 | 0 | 0 | 0 | 0 | 0 | 0 | 246512.8382 | 115689.6092 | 0 | 0 | 0 | 0 | 0 | 0 | 0 | 0 | 0 | 0 | 0 | 0 | 0 | 0 | 0 | 0
2016-03-29 16:00 | 0 | 0 | 0 | 0 | 0 | 726386.2741 | 426445 | 0 | 0 | 0 | 0 | 855250.3074 | 1702955.4749 | 0 | 0 | 0 | 0 | 0 | 0 | 0 | 0 | 0 | 0 | 0 | 0 | 0 | 0 | 0 | 0 | 0 | 184251.6649 | 115689.6092 | 0 | 0 | 0 | 0 | 0 | 0 | 0 | 0 | 0 | 0 | 0 | 0 | 0 | 0 | 0 | 0
2016-03-29 17:00 | 0 | 0 | 0 | 0 | 44312.1262 | 741420.3213 | 423530 | 0 | 0 | 0 | 0 | 1101763.1456 | 1818645.0841 | 0 | 0 | 0 | 0 | 0 | 0 | 0 | 0 | 0 | 0 | 0 | 0 | 0 | 0 | 0 | 0 | 0 | 246512.8382 | 115689.6092 | 0 | 0 | 0 | 0 | 0 | 0 | 0 | 0 | 0 | 0 | 0 | 0 | 0 | 0 | 0 | 0
2016-03-29 18:00 | 0 | 0 | 0 | 0 | 0 | 733119.3238 | 419707 | 0 | 0 | 0 | 0 | 1299485.8602 | 1934334.6934 | 0 | 0 | 0 | 0 | 0 | 0 | 0 | 0 | 0 | 0 | 0 | 0 | 0 | 0 | 0 | 0 | 0 | 197722.7146 | 115689.6092 | 0 | 0 | 0 | 0 | 0 | 0 | 0 | 0 | 0 | 0 | 0 | 0 | 0 | 0 | 0 | 0
2016-03-29 19:00 | 0 | 0 | 0 | 0 | 0 | 719177.7968 | 414668 | 0 | 0 | 0 | 0 | 1545998.6985 | 1992331.6519 | 0 | 0 | 0 | 0 | 0 | 0 | 0 | 0 | 0 | 0 | 0 | 0 | 0 | 0 | 0 | 0 | 0 | 246512.8382 | 57996.9585 | 0 | 0 | 0 | 0 | 0 | 0 | 0 | 0 | 0 | 0 | 0 | 0 | 0 | 0 | 0 | 0
2016-03-29 20:00 | 0 | 0 | 0 | 0 | 0 | 702507.364 | 411618 | 0 | 0 | 0 | 0 | 1721198.4533 | 2108021.2611 | 0 | 0 | 0 | 0 | 0 | 0 | 0 | 0 | 0 | 0 | 0 | 0 | 0 | 0 | 0 | 0 | 0 | 175199.7548 | 115689.6092 | 0 | 0 | 0 | 0 | 0 | 0 | 0 | 0 | 0 | 0 | 0 | 0 | 0 | 0 | 0 | 0
2016-03-29 21:00 | 0 | 0 | 0 | 0 | 0 | 666919.6335 | 410978 | 0 | 0 | 0 | 0 | 1967711.2915 | 2117450.0564 | 0 | 0 | 0 | 0 | 0 | 0 | 0 | 0 | 0 | 0 | 0 | 0 | 0 | 0 | 0 | 0 | 0 | 246512.8382 | 9428.7953 | 0 | 0 | 0 | 0 | 0 | 0 | 0 | 0 | 0 | 0 | 0 | 0 | 0 | 0 | 0 | 0
2016-03-29 22:00 | 0 | 0 | 0 | 0 | 0 | 581975.5618 | 411659 | 0 | 0 | 0 | 0 | 2022338.244 | 2233139.6656 | 0 | 0 | 0 | 0 | 0 | 0 | 0 | 0 | 0 | 0 | 0 | 0 | 0 | 0 | 0 | 0 | 0 | 54626.9526 | 115689.6092 | 0 | 0 | 0 | 0 | 0 | 0 | 0 | 0 | 0 | 0 | 0 | 0 | 0 | 0 | 0 | 0
2016-03-29 23:00 | 0 | 0 | 0 | 0 | 0 | 423887.9019 | 416763 | 0 | 0 | 0 | 0 | 2145152.7552 | 2117450.0564 | 0 | 0 | 0 | 0 | 0 | 0 | 0 | 0 | 0 | 0 | 0 | 0 | 0 | 0 | 0 | 0 | 0 | 122814.5111 | -115689.6092 | 0 | 0 | 0 | 0 | 0 | 0 | 0 | 0 | 0 | 0 | 0 | 0 | 0 | 0 | 0 | 0
2016-03-30 | 0 | 0 | 0 | 0 | 0 | 226940.9142 | 428876 | 0 | 0 | 0 | 0 | 1898639.9169 | 2162027.8088 | 0 | 0 | 0 | 0 | 0 | 0 | 0 | 0 | 0 | 0 | 0 | 0 | 0 | 0 | 0 | 0 | 0 | -246512.8382 | 44577.7525 | 0 | 0 | 0 | 0 | 0 | 0 | 0 | 0 | 0 | 0 | 0 | 0 | 0 | 0 | 0 | 0
2016-03-30 01:00 | 0 | 0 | 0 | 0 | 35061.3203 | 29605.2322 | 426869 | 0 | 0 | 0 | 0 | 1652127.0787 | 2046338.1996 | 0 | 0 | 0 | 0 | 0 | 0 | 0 | 0 | 0 | 0 | 0 | 0 | 0 | 0 | 0 | 0 | 0 | -246512.8382 | -115689.6092 | 0 | 0 | 0 | 0 | 0 | 0 | 0 | 0 | 0 | 0 | 0 | 0 | 0 | 0 | 0 | 0
2016-03-30 02:00 | 0 | 0 | 0 | 0 | 49026.5525 | 0 | 411229 | 0 | 0 | 0 | 0 | 1405614.2404 | 1930648.5904 | 0 | 0 | 0 | 0 | 0 | 0 | 0 | 0 | 0 | 0 | 0 | 0 | 0 | 0 | 0 | 0 | 0 | -246512.8382 | -115689.6092 | 0 | 0 | 0 | 0 | 0 | 0 | 0 | 0 | 0 | 0 | 0 | 0 | 0 | 0 | 0 | 0
2016-03-30 03:00 | 0 | 0 | 0 | 0 | 522766.229 | 0 | 391943 | 0 | 0 | 0 | 0 | 1652127.0787 | 1814958.9811 | 0 | 0 | 0 | 0 | 0 | 0 | 0 | 0 | 0 | 0 | 0 | 0 | 0 | 0 | 0 | 0 | 0 | 246512.8382 | -115689.6092 | 0 | 0 | 0 | 0 | 0 | 0 | 0 | 0 | 0 | 0 | 0 | 0 | 0 | 0 | 0 | 0
2016-03-30 04:00 | 0 | 0 | 0 | 0 | 11096.5525 | 0 | 373299 | 0 | 0 | 0 | 0 | 1405614.2404 | 1699269.3719 | 0 | 0 | 0 | 0 | 0 | 0 | 0 | 0 | 0 | 0 | 0 | 0 | 0 | 0 | 0 | 0 | 0 | -246512.8382 | -115689.6092 | 0 | 0 | 0 | 0 | 0 | 0 | 0 | 0 | 0 | 0 | 0 | 0 | 0 | 0 | 0 | 0
2016-03-30 05:00 | 0 | 0 | 0 | 0 | 0 | 0 | 358903 | 0 | 0 | 0 | 0 | 1159101.4022 | 1586879.2102 | 0 | 0 | 0 | 0 | 0 | 0 | 0 | 0 | 0 | 0 | 0 | 0 | 0 | 0 | 0 | 0 | 0 | -246512.8382 | -112390.1618 | 0 | 0 | 0 | 0 | 0 | 0 | 0 | 0 | 0 | 0 | 0 | 0 | 0 | 0 | 0 | 0
2016-03-30 06:00 | 0 | 0 | 0 | 0 | 217868.771 | 0 | 348692 | 0 | 0 | 0 | 0 | 912588.564 | 1702568.8194 | 0 | 0 | 0 | 0 | 0 | 0 | 0 | 0 | 0 | 0 | 0 | 0 | 0 | 0 | 0 | 0 | 0 | -246512.8382 | 115689.6092 | 0 | 0 | 0 | 0 | 0 | 0 | 0 | 0 | 0 | 0 | 0 | 0 | 0 | 0 | 0 | 0
2016-03-30 07:00 | 0 | 0 | 0 | 0 | 0 | 0 | 343985 | 0 | 0 | 0 | 0 | 684293.1732 | 1586879.2102 | 0 | 0 | 0 | 0 | 0 | 0 | 0 | 0 | 0 | 0 | 0 | 0 | 0 | 0 | 0 | 0 | 0 | -228295.3908 | -115689.6092 | 0 | 0 | 0 | 0 | 0 | 0 | 0 | 0 | 0 | 0 | 0 | 0 | 0 | 0 | 0 | 0
2016-03-30 08:00 | 0 | 0 | 0 | 0 | 476147.229 | 0 | 345324 | 0 | 0 | 0 | 0 | 930806.0114 | 1471189.6009 | 0 | 0 | 0 | 0 | 0 | 0 | 0 | 0 | 0 | 0 | 0 | 0 | 0 | 0 | 0 | 0 | 0 | 246512.8382 | -115689.6092 | 0 | 0 | 0 | 0 | 0 | 0 | 0 | 0 | 0 | 0 | 0 | 0 | 0 | 0 | 0 | 0
2016-03-30 09:00 | 0 | 0 | 0 | 0 | 0 | 0 | 354962 | 0 | 0 | 0 | 0 | 684293.1732 | 1362740.4392 | 0 | 0 | 0 | 0 | 0 | 0 | 0 | 0 | 0 | 0 | 0 | 0 | 0 | 0 | 0 | 0 | 0 | -246512.8382 | -108449.1618 | 0 | 0 | 0 | 0 | 0 | 0 | 0 | 0 | 0 | 0 | 0 | 0 | 0 | 0 | 0 | 0
2016-03-30 10:00 | 0 | 0 | 0 | 0 | 20476.5525 | 0 | 382679 | 0 | 0 | 0 | 0 | 437780.3349 | 1247050.8299 | 0 | 0 | 0 | 0 | 0 | 0 | 0 | 0 | 0 | 0 | 0 | 0 | 0 | 0 | 0 | 0 | 0 | -246512.8382 | -115689.6092 | 0 | 0 | 0 | 0 | 0 | 0 | 0 | 0 | 0 | 0 | 0 | 0 | 0 | 0 | 0 | 0
2016-03-30 11:00 | 0 | 0 | 0 | 0 | 47170.5525 | 0 | 409373 | 0 | 0 | 0 | 0 | 191267.4967 | 1131361.2207 | 0 | 0 | 0 | 0 | 0 | 0 | 0 | 0 | 0 | 0 | 0 | 0 | 0 | 0 | 0 | 0 | 0 | -246512.8382 | -115689.6092 | 0 | 0 | 0 | 0 | 0 | 0 | 0 | 0 | 0 | 0 | 0 | 0 | 0 | 0 | 0 | 0
2016-03-30 12:00 | 0 | 0 | 0 | 0 | 607103.5649 | 23.6253 | 419980 | 0 | 0 | 0 | 0 | 262725.0777 | 1247050.8299 | 0 | 0 | 0 | 0 | 0 | 0 | 0 | 0 | 0 | 0 | 0 | 0 | 0 | 0 | 0 | 0 | 0 | 71457.581 | 115689.6092 | 0 | 0 | 0 | 0 | 0 | 0 | 0 | 0 | 0 | 0 | 0 | 0 | 0 | 0 | 0 | 0
2016-03-30 13:00 | 0 | 0 | 0 | 0 | 0 | 122208.2238 | 423396 | 0 | 0 | 0 | 0 | 77226.9108 | 1131361.2207 | 0 | 0 | 0 | 0 | 0 | 0 | 0 | 0 | 0 | 0 | 0 | 0 | 0 | 0 | 0 | 0 | 0 | -185498.1669 | -115689.6092 | 0 | 0 | 0 | 0 | 0 | 0 | 0 | 0 | 0 | 0 | 0 | 0 | 0 | 0 | 0 | 0
2016-03-30 14:00 | 0 | 0 | 0 | 0 | 0 | 482905.3516 | 425989 | 0 | 0 | 0 | 0 | 18453.6531 | 1247050.8299 | 0 | 0 | 0 | 0 | 0 | 0 | 0 | 0 | 0 | 0 | 0 | 0 | 0 | 0 | 0 | 0 | 0 | -58773.2577 | 115689.6092 | 0 | 0 | 0 | 0 | 0 | 0 | 0 | 0 | 0 | 0 | 0 | 0 | 0 | 0 | 0 | 0
2016-03-30 15:00 | 0 | 0 | 0 | 0 | 45543.7865 | 742536.6609 | 425878 | 0 | 0 | 0 | 0 | 264966.4913 | 1362740.4392 | 0 | 0 | 0 | 0 | 0 | 0 | 0 | 0 | 0 | 0 | 0 | 0 | 0 | 0 | 0 | 0 | 0 | 246512.8382 | 115689.6092 | 0 | 0 | 0 | 0 | 0 | 0 | 0 | 0 | 0 | 0 | 0 | 0 | 0 | 0 | 0 | 0
2016-03-30 16:00 | 0 | 0 | 0 | 0 | 0 | 794022.6961 | 423641 | 0 | 0 | 0 | 0 | 511479.3296 | 1478430.0484 | 0 | 0 | 0 | 0 | 0 | 0 | 0 | 8179.2486 | 0 | 0 | 0 | 0 | 0 | 0 | 0 | 0 | 0 | 246512.8382 | 115689.6092 | 0 | 0 | 0 | 0 | 0 | 0 | 0 | 0 | 0 | 8179.2486 | 0 | 0 | 0 | 0 | 0 | 0
2016-03-30 17:00 | 0 | 0 | 0 | 0 | 0 | 793108.7824 | 422023 | 0 | 0 | 0 | 0 | 757992.1678 | 1594119.6576 | 0 | 0 | 0 | 0 | 0 | 0 | 0 | 17062.5835 | 0 | 0 | 0 | 0 | 0 | 0 | 0 | 0 | 0 | 246512.8382 | 115689.6092 | 0 | 0 | 0 | 0 | 0 | 0 | 0 | 0 | 0 | 8883.3349 | 0 | 0 | 0 | 0 | 0 | 0
2016-03-30 18:00 | 0 | 0 | 0 | 0 | 0 | 782618.5867 | 419795 | 0 | 0 | 0 | 0 | 1004505.006 | 1709809.2669 | 0 | 0 | 0 | 0 | 0 | 0 | 0 | 17683.7227 | 0 | 0 | 0 | 0 | 0 | 0 | 0 | 0 | 0 | 246512.8382 | 115689.6092 | 0 | 0 | 0 | 0 | 0 | 0 | 0 | 0 | 0 | 621.1392 | 0 | 0 | 0 | 0 | 0 | 0
2016-03-30 19:00 | 0 | 0 | 0 | 0 | 0 | 771353.5339 | 420096 | 0 | 0 | 0 | 0 | 1251017.8443 | 1795658.5667 | 0 | 0 | 0 | 0 | 0 | 0 | 0 | 36579.1185 | 0 | 0 | 0 | 0 | 0 | 0 | 0 | 0 | 0 | 246512.8382 | 85849.2999 | 0 | 0 | 0 | 0 | 0 | 0 | 0 | 0 | 0 | 18895.3958 | 0 | 0 | 0 | 0 | 0 | 0
2016-03-30 20:00 | 0 | 0 | 0 | 0 | 0 | 767950.73 | 419362 | 0 | 0 | 0 | 0 | 1497530.6825 | 1911348.176 | 0 | 0 | 0 | 0 | 0 | 0 | 0 | 22965.401 | 0 | 0 | 0 | 0 | 0 | 0 | 0 | 0 | 0 | 246512.8382 | 115689.6092 | 0 | 0 | 0 | 0 | 0 | 0 | 0 | 0 | 0 | -13613.7175 | 0 | 0 | 0 | 0 | 0 | 0
2016-03-30 21:00 | 0 | 0 | 0 | 0 | 0 | 755617.0323 | 420230 | 0 | 0 | 0 | 0 | 1744043.5208 | 1992394.0557 | 0 | 0 | 0 | 0 | 0 | 0 | 0 | 30793.7153 | 0 | 0 | 0 | 0 | 0 | 0 | 0 | 0 | 0 | 246512.8382 | 81045.8797 | 0 | 0 | 0 | 0 | 0 | 0 | 0 | 0 | 0 | 7828.3143 | 0 | 0 | 0 | 0 | 0 | 0
2016-03-30 22:00 | 0 | 0 | 0 | 0 | 0 | 720611.8278 | 421131 | 0 | 0 | 0 | 0 | 1990556.359 | 2076155.7605 | 0 | 0 | 0 | 0 | 0 | 0 | 0 | 0 | 0 | 0 | 0 | 0 | 0 | 0 | 0 | 0 | 0 | 246512.8382 | 83761.7048 | 0 | 0 | 0 | 0 | 0 | 0 | 0 | 0 | 0 | -30793.7153 | 0 | 0 | 0 | 0 | 0 | 0
2016-03-30 23:00 | 0 | 0 | 0 | 0 | 0 | 603885.447 | 425611 | 0 | 0 | 0 | 0 | 2237069.1973 | 2007917.3693 | 0 | 0 | 0 | 0 | 0 | 0 | 0 | 0 | 0 | 0 | 0 | 0 | 0 | 0 | 0 | 0 | 0 | 246512.8382 | -68238.3913 | 0 | 0 | 0 | 0 | 0 | 0 | 0 | 0 | 0 | 0 | 0 | 0 | 0 | 0 | 0 | 0
2016-03-31 | 0 | 0 | 0 | 0 | 0 | 354246.5015 | 434380 | 0 | 0 | 0 | 0 | 2272625.308 | 1892227.76 | 0 | 0 | 0 | 0 | 0 | 0 | 0 | 0 | 0 | 0 | 0 | 0 | 0 | 0 | 0 | 0 | 0 | 35556.1107 | -115689.6092 | 0 | 0 | 0 | 0 | 0 | 0 | 0 | 0 | 0 | 0 | 0 | 0 | 0 | 0 | 0 | 0
2016-03-31 01:00 | 0 | 0 | 0 | 0 | 16408.3612 | 50845.1914 | 429456 | 0 | 0 | 0 | 0 | 2026112.4697 | 1776538.1508 | 0 | 0 | 0 | 0 | 0 | 0 | 0 | 0 | 0 | 0 | 0 | 0 | 0 | 0 | 0 | 0 | 0 | -246512.8382 | -115689.6092 | 0 | 0 | 0 | 0 | 0 | 0 | 0 | 0 | 0 | 0 | 0 | 0 | 0 | 0 | 0 | 0
2016-03-31 02:00 | 0 | 0 | 0 | 0 | 50109.5525 | 0 | 412312 | 0 | 0 | 0 | 0 | 1779599.6315 | 1660848.5416 | 0 | 0 | 0 | 0 | 0 | 0 | 0 | 0 | 0 | 0 | 0 | 0 | 0 | 0 | 0 | 0 | 0 | -246512.8382 | -115689.6092 | 0 | 0 | 0 | 0 | 0 | 0 | 0 | 0 | 0 | 0 | 0 | 0 | 0 | 0 | 0 | 0
2016-03-31 03:00 | 0 | 0 | 0 | 0 | 29859.5525 | 0 | 392062 | 0 | 0 | 0 | 0 | 1533086.7932 | 1545158.9323 | 0 | 0 | 0 | 0 | 0 | 0 | 0 | 0 | 0 | 0 | 0 | 0 | 0 | 0 | 0 | 0 | 0 | -246512.8382 | -115689.6092 | 0 | 0 | 0 | 0 | 0 | 0 | 0 | 0 | 0 | 0 | 0 | 0 | 0 | 0 | 0 | 0
2016-03-31 04:00 | 0 | 0 | 0 | 0 | 8405.5525 | 0 | 370608 | 0 | 0 | 0 | 0 | 1286573.955 | 1429469.3231 | 0 | 0 | 0 | 0 | 0 | 0 | 0 | 0 | 0 | 0 | 0 | 0 | 0 | 0 | 0 | 0 | 0 | -246512.8382 | -115689.6092 | 0 | 0 | 0 | 0 | 0 | 0 | 0 | 0 | 0 | 0 | 0 | 0 | 0 | 0 | 0 | 0
2016-03-31 05:00 | 0 | 0 | 0 | 0 | 613187.3569 | 0 | 354013 | 0 | 0 | 0 | 0 | 1430058.7026 | 1545158.9323 | 0 | 0 | 0 | 0 | 0 | 0 | 0 | 0 | 0 | 0 | 0 | 0 | 0 | 0 | 0 | 0 | 0 | 143484.7476 | 115689.6092 | 0 | 0 | 0 | 0 | 0 | 0 | 0 | 0 | 0 | 0 | 0 | 0 | 0 | 0 | 0 | 0
2016-03-31 06:00 | 0 | 0 | 0 | 0 | 0 | 0 | 341985 | 0 | 0 | 0 | 0 | 1183545.8644 | 1449686.7706 | 0 | 0 | 0 | 0 | 0 | 0 | 0 | 0 | 0 | 0 | 0 | 0 | 0 | 0 | 0 | 0 | 0 | -246512.8382 | -95472.1618 | 0 | 0 | 0 | 0 | 0 | 0 | 0 | 0 | 0 | 0 | 0 | 0 | 0 | 0 | 0 | 0
2016-03-31 07:00 | 0 | 0 | 0 | 0 | 0 | 0 | 334931 | 0 | 0 | 0 | 0 | 937033.0261 | 1361268.6088 | 0 | 0 | 0 | 0 | 0 | 0 | 0 | 0 | 0 | 0 | 0 | 0 | 0 | 0 | 0 | 0 | 0 | -246512.8382 | -88418.1618 | 0 | 0 | 0 | 0 | 0 | 0 | 0 | 0 | 0 | 0 | 0 | 0 | 0 | 0 | 0 | 0
2016-03-31 08:00 | 0 | 0 | 0 | 0 | 0 | 0 | 334585 | 0 | 0 | 0 | 0 | 690520.1879 | 1273196.4471 | 0 | 0 | 0 | 0 | 0 | 0 | 0 | 0 | 0 | 0 | 0 | 0 | 0 | 0 | 0 | 0 | 0 | -246512.8382 | -88072.1618 | 0 | 0 | 0 | 0 | 0 | 0 | 0 | 0 | 0 | 0 | 0 | 0 | 0 | 0 | 0 | 0
2016-03-31 09:00 | 0 | 0 | 0 | 0 | 0 | 0 | 343135 | 0 | 0 | 0 | 0 | 444007.3496 | 1176574.2853 | 0 | 0 | 0 | 0 | 0 | 0 | 0 | 0 | 0 | 0 | 0 | 0 | 0 | 0 | 0 | 0 | 0 | -246512.8382 | -96622.1618 | 0 | 0 | 0 | 0 | 0 | 0 | 0 | 0 | 0 | 0 | 0 | 0 | 0 | 0 | 0 | 0
2016-03-31 10:00 | 0 | 0 | 0 | 0 | 279568.8487 | 0 | 366257 | 0 | 0 | 0 | 0 | 473008.8076 | 1060884.6761 | 0 | 0 | 0 | 0 | 0 | 0 | 0 | 0 | 0 | 0 | 0 | 0 | 0 | 0 | 0 | 0 | 0 | 29001.458 | -115689.6092 | 0 | 0 | 0 | 0 | 0 | 0 | 0 | 0 | 0 | 0 | 0 | 0 | 0 | 0 | 0 | 0
2016-03-31 11:00 | 0 | 0 | 0 | 0 | 547964.2841 | 0 | 392250 | 0 | 0 | 0 | 0 | 513033.4825 | 1176574.2853 | 0 | 0 | 0 | 0 | 0 | 0 | 0 | 0 | 0 | 0 | 0 | 0 | 0 | 0 | 0 | 0 | 0 | 40024.6749 | 115689.6092 | 0 | 0 | 0 | 0 | 0 | 0 | 0 | 0 | 0 | 0 | 0 | 0 | 0 | 0 | 0 | 0
2016-03-31 12:00 | 0 | 0 | 0 | 0 | 43642.5663 | 89.9862 | 405935 | 0 | 0 | 0 | 0 | 266520.6443 | 1060884.6761 | 0 | 0 | 0 | 0 | 0 | 0 | 0 | 0 | 0 | 0 | 0 | 0 | 0 | 0 | 0 | 0 | 0 | -246512.8382 | -115689.6092 | 0 | 0 | 0 | 0 | 0 | 0 | 0 | 0 | 0 | 0 | 0 | 0 | 0 | 0 | 0 | 0
2016-03-31 13:00 | 0 | 0 | 0 | 0 | 0 | 185652.9555 | 415097 | 0 | 0 | 0 | 0 | 20007.806 | 1077953.4698 | 0 | 0 | 0 | 0 | 0 | 0 | 0 | 0 | 0 | 0 | 0 | 0 | 0 | 0 | 0 | 0 | 0 | -246512.8382 | 17068.7937 | 0 | 0 | 0 | 0 | 0 | 0 | 0 | 0 | 0 | 0 | 0 | 0 | 0 | 0 | 0 | 0
2016-03-31 14:00 | 0 | 0 | 0 | 0 | 242352.1584 | 544156.2891 | 424306 | 0 | 0 | 0 | 0 | 266520.6443 | 1193643.0791 | 0 | 0 | 0 | 0 | 0 | 0 | 0 | 0 | 0 | 0 | 0 | 0 | 0 | 0 | 0 | 0 | 0 | 246512.8382 | 115689.6092 | 0 | 0 | 0 | 0 | 0 | 0 | 0 | 0 | 0 | 0 | 0 | 0 | 0 | 0 | 0 | 0
2016-03-31 15:00 | 0 | 0 | 0 | 0 | 5230.2313 | 786149.2162 | 429177 | 0 | 0 | 0 | 0 | 513033.4825 | 1309332.6883 | 0 | 0 | 0 | 0 | 0 | 0 | 0 | 0 | 0 | 0 | 0 | 0 | 0 | 0 | 0 | 0 | 0 | 246512.8382 | 115689.6092 | 0 | 0 | 0 | 0 | 0 | 0 | 0 | 0 | 0 | 0 | 0 | 0 | 0 | 0 | 0 | 0
2016-03-31 16:00 | 0 | 0 | 0 | 0 | 0 | 792880.4475 | 430678 | 0 | 0 | 0 | 0 | 759546.3207 | 1425022.2975 | 0 | 0 | 0 | 0 | 0 | 0 | 0 | 0 | 0 | 0 | 0 | 0 | 0 | 0 | 0 | 0 | 0 | 246512.8382 | 115689.6092 | 0 | 0 | 0 | 0 | 0 | 0 | 0 | 0 | 0 | 0 | 0 | 0 | 0 | 0 | 0 | 0
2016-03-31 17:00 | 0 | 0 | 0 | 0 | 0 | 794463.4475 | 432261 | 0 | 0 | 0 | 0 | 1006059.159 | 1540711.9068 | 0 | 0 | 0 | 0 | 0 | 0 | 0 | 0 | 0 | 0 | 0 | 0 | 0 | 0 | 0 | 0 | 0 | 246512.8382 | 115689.6092 | 0 | 0 | 0 | 0 | 0 | 0 | 0 | 0 | 0 | 0 | 0 | 0 | 0 | 0 | 0 | 0
2016-03-31 18:00 | 0 | 0 | 0 | 0 | 0 | 826058.3274 | 433513 | 0 | 0 | 0 | 0 | 1252571.9972 | 1656401.516 | 0 | 0 | 0 | 0 | 0 | 0 | 0 | 30342.88 | 0 | 0 | 0 | 0 | 0 | 0 | 0 | 0 | 0 | 246512.8382 | 115689.6092 | 0 | 0 | 0 | 0 | 0 | 0 | 0 | 0 | 0 | 30342.88 | 0 | 0 | 0 | 0 | 0 | 0
2016-03-31 19:00 | 0 | 0 | 0 | 0 | 0 | 801457.686 | 433019 | 0 | 0 | 0 | 0 | 1499084.8355 | 1772091.1252 | 0 | 0 | 0 | 0 | 0 | 0 | 0 | 36579.1185 | 0 | 0 | 0 | 0 | 0 | 0 | 0 | 0 | 0 | 246512.8382 | 115689.6092 | 0 | 0 | 0 | 0 | 0 | 0 | 0 | 0 | 0 | 6236.2385 | 0 | 0 | 0 | 0 | 0 | 0
2016-03-31 20:00 | 0 | 0 | 0 | 0 | 0 | 785403.4823 | 433947 | 0 | 0 | 0 | 0 | 1745597.6737 | 1877034.7693 | 0 | 0 | 0 | 0 | 0 | 0 | 0 | 36579.1185 | 0 | 0 | 0 | 0 | 0 | 0 | 0 | 0 | 0 | 246512.8382 | 104943.644 | 0 | 0 | 0 | 0 | 0 | 0 | 0 | 0 | 0 | 0 | 0 | 0 | 0 | 0 | 0 | 0
2016-03-31 21:00 | 0 | 0 | 0 | 0 | 0 | 755380.484 | 435573 | 0 | 0 | 0 | 0 | 1992110.512 | 1956114.8182 | 0 | 0 | 0 | 0 | 0 | 0 | 0 | 30793.7153 | 0 | 0 | 0 | 0 | 0 | 0 | 0 | 0 | 0 | 246512.8382 | 79080.0489 | 0 | 0 | 0 | 0 | 0 | 0 | 0 | 0 | 0 | -5785.4032 | 0 | 0 | 0 | 0 | 0 | 0
2016-03-31 22:00 | 0 | 0 | 0 | 0 | 0 | 691023.421 | 434337 | 0 | 0 | 0 | 0 | 2238623.3502 | 1997082.1163 | 0 | 0 | 0 | 0 | 0 | 0 | 0 | 0 | 0 | 0 | 0 | 0 | 0 | 0 | 0 | 0 | 0 | 246512.8382 | 40967.2981 | 0 | 0 | 0 | 0 | 0 | 0 | 0 | 0 | 0 | -30793.7153 | 0 | 0 | 0 | 0 | 0 | 0
2016-03-31 23:00 | 0 | 0 | 0 | 0 | 0 | 566207.8139 | 435426 | 0 | 0 | 0 | 0 | 2485094.7733 | 1881392.507 | 0 | 0 | 0 | 0 | 0 | 0 | 0 | 0 | 0 | 0 | 0 | 0 | 0 | 0 | 0 | 0 | 0 | 246471.4231 | -115689.6092 | 0 | 0 | 0 | 0 | 0 | 0 | 0 | 0 | 0 | 0 | 0 | 0 | 0 | 0 | 0 | 0
2016-04-01 | 0 | 0 | 0 | 0 | 0 | 333004.94 | 439296 | 0 | 0 | 0 | 0 | 2263114.1041 | 1997082.1163 | 0 | 0 | 0 | 0 | 0 | 0 | 0 | 0 | 0 | 0 | 0 | 0 | 0 | 0 | 0 | 0 | 0 | -221980.6692 | 115689.6092 | 0 | 0 | 0 | 0 | 0 | 0 | 0 | 0 | 0 | 0 | 0 | 0 | 0 | 0 | 0 | 0
2016-04-01 01:00 | 0 | 0 | 0 | 0 | 18835.825 | 53551.7275 | 434590 | 0 | 0 | 0 | 0 | 2016601.2658 | 1881392.507 | 0 | 0 | 0 | 0 | 0 | 0 | 0 | 0 | 0 | 0 | 0 | 0 | 0 | 0 | 0 | 0 | 0 | -246512.8382 | -115689.6092 | 0 | 0 | 0 | 0 | 0 | 0 | 0 | 0 | 0 | 0 | 0 | 0 | 0 | 0 | 0 | 0
2016-04-01 02:00 | 0 | 0 | 0 | 0 | 55017.3719 | 0.1806 | 417220 | 0 | 0 | 0 | 0 | 1770088.4276 | 1765702.8978 | 0 | 0 | 0 | 0 | 0 | 0 | 0 | 0 | 0 | 0 | 0 | 0 | 0 | 0 | 0 | 0 | 0 | -246512.8382 | -115689.6092 | 0 | 0 | 0 | 0 | 0 | 0 | 0 | 0 | 0 | 0 | 0 | 0 | 0 | 0 | 0 | 0
2016-04-01 03:00 | 0 | 0 | 0 | 0 | 34158.5525 | 0 | 396361 | 0 | 0 | 0 | 0 | 1523575.5893 | 1650013.2886 | 0 | 0 | 0 | 0 | 0 | 0 | 0 | 0 | 0 | 0 | 0 | 0 | 0 | 0 | 0 | 0 | 0 | -246512.8382 | -115689.6092 | 0 | 0 | 0 | 0 | 0 | 0 | 0 | 0 | 0 | 0 | 0 | 0 | 0 | 0 | 0 | 0
2016-04-01 04:00 | 0 | 0 | 0 | 0 | 11562.5525 | 0 | 373765 | 0 | 0 | 0 | 0 | 1277062.7511 | 1534323.6793 | 0 | 0 | 0 | 0 | 0 | 0 | 0 | 0 | 0 | 0 | 0 | 0 | 0 | 0 | 0 | 0 | 0 | -246512.8382 | -115689.6092 | 0 | 0 | 0 | 0 | 0 | 0 | 0 | 0 | 0 | 0 | 0 | 0 | 0 | 0 | 0 | 0
2016-04-01 05:00 | 0 | 0 | 0 | 0 | 602904.4628 | 0 | 355606 | 0 | 0 | 0 | 0 | 1408671.6046 | 1650013.2886 | 0 | 0 | 0 | 0 | 0 | 0 | 0 | 0 | 0 | 0 | 0 | 0 | 0 | 0 | 0 | 0 | 0 | 131608.8535 | 115689.6092 | 0 | 0 | 0 | 0 | 0 | 0 | 0 | 0 | 0 | 0 | 0 | 0 | 0 | 0 | 0 | 0
2016-04-01 06:00 | 0 | 0 | 0 | 0 | 0 | 0 | 342598 | 0 | 0 | 0 | 0 | 1162158.7664 | 1553928.1268 | 0 | 0 | 0 | 0 | 0 | 0 | 0 | 0 | 0 | 0 | 0 | 0 | 0 | 0 | 0 | 0 | 0 | -246512.8382 | -96085.1618 | 0 | 0 | 0 | 0 | 0 | 0 | 0 | 0 | 0 | 0 | 0 | 0 | 0 | 0 | 0 | 0
2016-04-01 07:00 | 0 | 0 | 0 | 0 | 0 | 0 | 334101 | 0 | 0 | 0 | 0 | 915645.9281 | 1466339.9651 | 0 | 0 | 0 | 0 | 0 | 0 | 0 | 0 | 0 | 0 | 0 | 0 | 0 | 0 | 0 | 0 | 0 | -246512.8382 | -87588.1618 | 0 | 0 | 0 | 0 | 0 | 0 | 0 | 0 | 0 | 0 | 0 | 0 | 0 | 0 | 0 | 0
2016-04-01 08:00 | 0 | 0 | 0 | 0 | 0 | 0 | 332912 | 0 | 0 | 0 | 0 | 669133.0899 | 1379940.8033 | 0 | 0 | 0 | 0 | 0 | 0 | 0 | 0 | 0 | 0 | 0 | 0 | 0 | 0 | 0 | 0 | 0 | -246512.8382 | -86399.1618 | 0 | 0 | 0 | 0 | 0 | 0 | 0 | 0 | 0 | 0 | 0 | 0 | 0 | 0 | 0 | 0
2016-04-01 09:00 | 0 | 0 | 0 | 0 | 0 | 0 | 340789 | 0 | 0 | 0 | 0 | 422620.2516 | 1285664.6416 | 0 | 0 | 0 | 0 | 0 | 0 | 0 | 0 | 0 | 0 | 0 | 0 | 0 | 0 | 0 | 0 | 0 | -246512.8382 | -94276.1618 | 0 | 0 | 0 | 0 | 0 | 0 | 0 | 0 | 0 | 0 | 0 | 0 | 0 | 0 | 0 | 0
2016-04-01 10:00 | 0 | 0 | 0 | 0 | 516228.7421 | 0 | 363022 | 0 | 0 | 0 | 0 | 669133.0899 | 1192358.5454 | 0 | 0 | 0 | 0 | 0 | 0 | 0 | 0 | 0 | 0 | 0 | 0 | 0 | 0 | 0 | 0 | 0 | 246512.8382 | -93306.0961 | 0 | 0 | 0 | 0 | 0 | 0 | 0 | 0 | 0 | 0 | 0 | 0 | 0 | 0 | 0 | 0
2016-04-01 11:00 | 0 | 0 | 0 | 0 | 27316.5525 | 0 | 389519 | 0 | 0 | 0 | 0 | 422620.2516 | 1076668.9362 | 0 | 0 | 0 | 0 | 0 | 0 | 0 | 0 | 0 | 0 | 0 | 0 | 0 | 0 | 0 | 0 | 0 | -246512.8382 | -115689.6092 | 0 | 0 | 0 | 0 | 0 | 0 | 0 | 0 | 0 | 0 | 0 | 0 | 0 | 0 | 0 | 0
2016-04-01 12:00 | 0 | 0 | 0 | 0 | 42748.3121 | 30.2404 | 404981 | 0 | 0 | 0 | 0 | 176107.4134 | 960979.327 | 0 | 0 | 0 | 0 | 0 | 0 | 0 | 0 | 0 | 0 | 0 | 0 | 0 | 0 | 0 | 0 | 0 | -246512.8382 | -115689.6092 | 0 | 0 | 0 | 0 | 0 | 0 | 0 | 0 | 0 | 0 | 0 | 0 | 0 | 0 | 0 | 0
2016-04-01 13:00 | 0 | 0 | 0 | 0 | 0 | 124411.9774 | 416209 | 0 | 0 | 0 | 0 | 0 | 845289.7177 | 0 | 0 | 0 | 0 | 0 | 0 | 0 | 0 | 0 | 0 | 0 | 0 | 0 | 0 | 0 | 0 | 0 | -176107.4134 | -115689.6092 | 0 | 0 | 0 | 0 | 0 | 0 | 0 | 0 | 0 | 0 | 0 | 0 | 0 | 0 | 0 | 0
2016-04-01 14:00 | 0 | 0 | 0 | 0 | 256128.9062 | 531756.5413 | 425683 | 0 | 0 | 0 | 0 | 246512.8382 | 960979.327 | 0 | 0 | 0 | 0 | 0 | 0 | 0 | 0 | 0 | 0 | 0 | 0 | 0 | 0 | 0 | 0 | 0 | 246512.8382 | 115689.6092 | 0 | 0 | 0 | 0 | 0 | 0 | 0 | 0 | 0 | 0 | 0 | 0 | 0 | 0 | 0 | 0
2016-04-01 15:00 | 0 | 0 | 0 | 0 | 0 | 747660.2716 | 430139 | 0 | 0 | 0 | 0 | 448344.5006 | 1076668.9362 | 0 | 0 | 0 | 0 | 0 | 0 | 0 | 0 | 0 | 0 | 0 | 0 | 0 | 0 | 0 | 0 | 0 | 201831.6624 | 115689.6092 | 0 | 0 | 0 | 0 | 0 | 0 | 0 | 0 | 0 | 0 | 0 | 0 | 0 | 0 | 0 | 0
2016-04-01 16:00 | 0 | 0 | 0 | 0 | 0 | 792655.4475 | 430453 | 0 | 0 | 0 | 0 | 694857.3388 | 1192358.5454 | 0 | 0 | 0 | 0 | 0 | 0 | 0 | 0 | 0 | 0 | 0 | 0 | 0 | 0 | 0 | 0 | 0 | 246512.8382 | 115689.6092 | 0 | 0 | 0 | 0 | 0 | 0 | 0 | 0 | 0 | 0 | 0 | 0 | 0 | 0 | 0 | 0
2016-04-01 17:00 | 0 | 0 | 0 | 0 | 0 | 791968.4475 | 429766 | 0 | 0 | 0 | 0 | 941370.1771 | 1308048.1547 | 0 | 0 | 0 | 0 | 0 | 0 | 0 | 0 | 0 | 0 | 0 | 0 | 0 | 0 | 0 | 0 | 0 | 246512.8382 | 115689.6092 | 0 | 0 | 0 | 0 | 0 | 0 | 0 | 0 | 0 | 0 | 0 | 0 | 0 | 0 | 0 | 0
2016-04-01 18:00 | 0 | 0 | 0 | 0 | 0 | 789752.4475 | 427550 | 0 | 0 | 0 | 0 | 1187883.0153 | 1423737.7639 | 0 | 0 | 0 | 0 | 0 | 0 | 0 | 0 | 0 | 0 | 0 | 0 | 0 | 0 | 0 | 0 | 0 | 246512.8382 | 115689.6092 | 0 | 0 | 0 | 0 | 0 | 0 | 0 | 0 | 0 | 0 | 0 | 0 | 0 | 0 | 0 | 0
2016-04-01 19:00 | 0 | 0 | 0 | 0 | 0 | 786775.4475 | 424573 | 0 | 0 | 0 | 0 | 1434395.8536 | 1539427.3731 | 0 | 0 | 0 | 0 | 0 | 0 | 0 | 0 | 0 | 0 | 0 | 0 | 0 | 0 | 0 | 0 | 0 | 246512.8382 | 115689.6092 | 0 | 0 | 0 | 0 | 0 | 0 | 0 | 0 | 0 | 0 | 0 | 0 | 0 | 0 | 0 | 0
2016-04-01 20:00 | 0 | 0 | 0 | 0 | 0 | 784009.4475 | 421807 | 0 | 0 | 0 | 0 | 1680908.6918 | 1655116.9824 | 0 | 0 | 0 | 0 | 0 | 0 | 0 | 0 | 0 | 0 | 0 | 0 | 0 | 0 | 0 | 0 | 0 | 246512.8382 | 115689.6092 | 0 | 0 | 0 | 0 | 0 | 0 | 0 | 0 | 0 | 0 | 0 | 0 | 0 | 0 | 0 | 0
2016-04-01 21:00 | 0 | 0 | 0 | 0 | 0 | 787774.3418 | 419340 | 0 | 0 | 0 | 0 | 1927421.5301 | 1770806.5916 | 0 | 0 | 0 | 0 | 0 | 0 | 0 | 6231.8944 | 0 | 0 | 0 | 0 | 0 | 0 | 0 | 0 | 0 | 246512.8382 | 115689.6092 | 0 | 0 | 0 | 0 | 0 | 0 | 0 | 0 | 0 | 6231.8944 | 0 | 0 | 0 | 0 | 0 | 0
2016-04-01 22:00 | 0 | 0 | 0 | 0 | 0 | 808173.6716 | 415624 | 0 | 0 | 0 | 0 | 2173934.3683 | 1886496.2008 | 0 | 0 | 0 | 0 | 0 | 0 | 0 | 36579.1185 | 0 | 0 | 0 | 0 | 0 | 0 | 0 | 0 | 0 | 246512.8382 | 115689.6092 | 0 | 0 | 0 | 0 | 0 | 0 | 0 | 0 | 0 | 30347.2241 | 0 | 0 | 0 | 0 | 0 | 0
2016-04-01 23:00 | 0 | 0 | 0 | 0 | 0 | 703041.9274 | 414611 | 0 | 0 | 0 | 0 | 2420447.2065 | 1959208.0053 | 0 | 0 | 0 | 0 | 0 | 0 | 0 | 5785.4032 | 0 | 0 | 0 | 0 | 0 | 0 | 0 | 0 | 0 | 246512.8382 | 72711.8045 | 0 | 0 | 0 | 0 | 0 | 0 | 0 | 0 | 0 | -30793.7153 | 0 | 0 | 0 | 0 | 0 | 0
2016-04-02 | 0 | 0 | 0 | 0 | 0 | 451522.8176 | 419217 | 0 | 0 | 0 | 0 | 2435708.9349 | 1982037.4977 | 0 | 0 | 0 | 0 | 0 | 0 | 0 | 0 | 0 | 0 | 0 | 0 | 0 | 0 | 0 | 0 | 0 | 15261.7284 | 22829.4924 | 0 | 0 | 0 | 0 | 0 | 0 | 0 | 0 | 0 | -5785.4032 | 0 | 0 | 0 | 0 | 0 | 0
2016-04-02 01:00 | 0 | 0 | 0 | 0 | 0 | 60141.6813 | 416423 | 0 | 0 | 0 | 0 | 2189196.0967 | 1872269.0172 | 0 | 0 | 0 | 0 | 0 | 0 | 0 | 0 | 0 | 0 | 0 | 0 | 0 | 0 | 0 | 0 | 0 | -246512.8382 | -109768.4805 | 0 | 0 | 0 | 0 | 0 | 0 | 0 | 0 | 0 | 0 | 0 | 0 | 0 | 0 | 0 | 0
2016-04-02 02:00 | 0 | 0 | 0 | 0 | 42725.1031 | 0.44941 | 404928 | 0 | 0 | 0 | 0 | 1942683.2585 | 1756579.408 | 0 | 0 | 0 | 0 | 0 | 0 | 0 | 0 | 0 | 0 | 0 | 0 | 0 | 0 | 0 | 0 | 0 | -246512.8382 | -115689.6092 | 0 | 0 | 0 | 0 | 0 | 0 | 0 | 0 | 0 | 0 | 0 | 0 | 0 | 0 | 0 | 0
2016-04-02 03:00 | 0 | 0 | 0 | 0 | 25807.5525 | 0 | 388010 | 0 | 0 | 0 | 0 | 1696170.4202 | 1640889.7988 | 0 | 0 | 0 | 0 | 0 | 0 | 0 | 0 | 0 | 0 | 0 | 0 | 0 | 0 | 0 | 0 | 0 | -246512.8382 | -115689.6092 | 0 | 0 | 0 | 0 | 0 | 0 | 0 | 0 | 0 | 0 | 0 | 0 | 0 | 0 | 0 | 0
2016-04-02 04:00 | 0 | 0 | 0 | 0 | 6068.5525 | 0 | 368271 | 0 | 0 | 0 | 0 | 1449657.582 | 1525200.1896 | 0 | 0 | 0 | 0 | 0 | 0 | 0 | 0 | 0 | 0 | 0 | 0 | 0 | 0 | 0 | 0 | 0 | -246512.8382 | -115689.6092 | 0 | 0 | 0 | 0 | 0 | 0 | 0 | 0 | 0 | 0 | 0 | 0 | 0 | 0 | 0 | 0
2016-04-02 05:00 | 0 | 0 | 0 | 0 | 0 | 0 | 353021 | 0 | 0 | 0 | 0 | 1203144.7437 | 1418692.0278 | 0 | 0 | 0 | 0 | 0 | 0 | 0 | 0 | 0 | 0 | 0 | 0 | 0 | 0 | 0 | 0 | 0 | -246512.8382 | -106508.1618 | 0 | 0 | 0 | 0 | 0 | 0 | 0 | 0 | 0 | 0 | 0 | 0 | 0 | 0 | 0 | 0
2016-04-02 06:00 | 0 | 0 | 0 | 0 | 210226.771 | 0 | 341050 | 0 | 0 | 0 | 0 | 956631.9055 | 1534381.637 | 0 | 0 | 0 | 0 | 0 | 0 | 0 | 0 | 0 | 0 | 0 | 0 | 0 | 0 | 0 | 0 | 0 | -246512.8382 | 115689.6092 | 0 | 0 | 0 | 0 | 0 | 0 | 0 | 0 | 0 | 0 | 0 | 0 | 0 | 0 | 0 | 0
2016-04-02 07:00 | 0 | 0 | 0 | 0 | 0 | 0 | 332783 | 0 | 0 | 0 | 0 | 739538.5147 | 1418692.0278 | 0 | 0 | 0 | 0 | 0 | 0 | 0 | 0 | 0 | 0 | 0 | 0 | 0 | 0 | 0 | 0 | 0 | -217093.3908 | -115689.6092 | 0 | 0 | 0 | 0 | 0 | 0 | 0 | 0 | 0 | 0 | 0 | 0 | 0 | 0 | 0 | 0
2016-04-02 08:00 | 0 | 0 | 0 | 0 | 460811.229 | 0 | 329988 | 0 | 0 | 0 | 0 | 986051.353 | 1303002.4186 | 0 | 0 | 0 | 0 | 0 | 0 | 0 | 0 | 0 | 0 | 0 | 0 | 0 | 0 | 0 | 0 | 0 | 246512.8382 | -115689.6092 | 0 | 0 | 0 | 0 | 0 | 0 | 0 | 0 | 0 | 0 | 0 | 0 | 0 | 0 | 0 | 0
2016-04-02 09:00 | 0 | 0 | 0 | 0 | 0 | 0 | 333243 | 0 | 0 | 0 | 0 | 739538.5147 | 1216272.2568 | 0 | 0 | 0 | 0 | 0 | 0 | 0 | 0 | 0 | 0 | 0 | 0 | 0 | 0 | 0 | 0 | 0 | -246512.8382 | -86730.1618 | 0 | 0 | 0 | 0 | 0 | 0 | 0 | 0 | 0 | 0 | 0 | 0 | 0 | 0 | 0 | 0
2016-04-02 10:00 | 0 | 0 | 0 | 0 | 0 | 0 | 342208 | 0 | 0 | 0 | 0 | 493025.6765 | 1120577.095 | 0 | 0 | 0 | 0 | 0 | 0 | 0 | 0 | 0 | 0 | 0 | 0 | 0 | 0 | 0 | 0 | 0 | -246512.8382 | -95695.1618 | 0 | 0 | 0 | 0 | 0 | 0 | 0 | 0 | 0 | 0 | 0 | 0 | 0 | 0 | 0 | 0
2016-04-02 11:00 | 0 | 0 | 0 | 0 | 0 | 0 | 355236 | 0 | 0 | 0 | 0 | 246512.8382 | 1011853.9333 | 0 | 0 | 0 | 0 | 0 | 0 | 0 | 0 | 0 | 0 | 0 | 0 | 0 | 0 | 0 | 0 | 0 | -246512.8382 | -108723.1618 | 0 | 0 | 0 | 0 | 0 | 0 | 0 | 0 | 0 | 0 | 0 | 0 | 0 | 0 | 0 | 0
2016-04-02 12:00 | 0 | 0 | 0 | 0 | 7650.4643 | 106.0882 | 369959 | 0 | 0 | 0 | 0 | 0 | 896164.3241 | 0 | 0 | 0 | 0 | 0 | 0 | 0 | 0 | 0 | 0 | 0 | 0 | 0 | 0 | 0 | 0 | 0 | -246512.8382 | -115689.6092 | 0 | 0 | 0 | 0 | 0 | 0 | 0 | 0 | 0 | 0 | 0 | 0 | 0 | 0 | 0 | 0
2016-04-02 13:00 | 0 | 0 | 0 | 0 | 315762.0724 | 184523.5369 | 384596 | 0 | 0 | 0 | 0 | 0 | 1011853.9333 | 0 | 0 | 0 | 0 | 0 | 0 | 0 | 0 | 0 | 0 | 0 | 0 | 0 | 0 | 0 | 0 | 0 | 0 | 115689.6092 | 0 | 0 | 0 | 0 | 0 | 0 | 0 | 0 | 0 | 0 | 0 | 0 | 0 | 0 | 0 | 0
2016-04-02 14:00 | 0 | 0 | 0 | 0 | 132260.8617 | 623665.5857 | 393724 | 0 | 0 | 0 | 0 | 246512.8382 | 1127543.5425 | 0 | 0 | 0 | 0 | 0 | 0 | 0 | 0 | 0 | 0 | 0 | 0 | 0 | 0 | 0 | 0 | 0 | 246512.8382 | 115689.6092 | 0 | 0 | 0 | 0 | 0 | 0 | 0 | 0 | 0 | 0 | 0 | 0 | 0 | 0 | 0 | 0
2016-04-02 15:00 | 0 | 0 | 0 | 0 | 0 | 758956.4475 | 396754 | 0 | 0 | 0 | 0 | 493025.6765 | 1243233.1518 | 0 | 0 | 0 | 0 | 0 | 0 | 0 | 0 | 0 | 0 | 0 | 0 | 0 | 0 | 0 | 0 | 0 | 246512.8382 | 115689.6092 | 0 | 0 | 0 | 0 | 0 | 0 | 0 | 0 | 0 | 0 | 0 | 0 | 0 | 0 | 0 | 0
2016-04-02 16:00 | 0 | 0 | 0 | 0 | 0 | 756203.4475 | 394001 | 0 | 0 | 0 | 0 | 739538.5147 | 1358922.761 | 0 | 0 | 0 | 0 | 0 | 0 | 0 | 0 | 0 | 0 | 0 | 0 | 0 | 0 | 0 | 0 | 0 | 246512.8382 | 115689.6092 | 0 | 0 | 0 | 0 | 0 | 0 | 0 | 0 | 0 | 0 | 0 | 0 | 0 | 0 | 0 | 0
2016-04-02 17:00 | 0 | 0 | 0 | 0 | 0 | 752097.4475 | 389895 | 0 | 0 | 0 | 0 | 986051.353 | 1474612.3702 | 0 | 0 | 0 | 0 | 0 | 0 | 0 | 0 | 0 | 0 | 0 | 0 | 0 | 0 | 0 | 0 | 0 | 246512.8382 | 115689.6092 | 0 | 0 | 0 | 0 | 0 | 0 | 0 | 0 | 0 | 0 | 0 | 0 | 0 | 0 | 0 | 0
2016-04-02 18:00 | 0 | 0 | 0 | 0 | 0 | 747713.4475 | 385511 | 0 | 0 | 0 | 0 | 1232564.1912 | 1590301.9795 | 0 | 0 | 0 | 0 | 0 | 0 | 0 | 0 | 0 | 0 | 0 | 0 | 0 | 0 | 0 | 0 | 0 | 246512.8382 | 115689.6092 | 0 | 0 | 0 | 0 | 0 | 0 | 0 | 0 | 0 | 0 | 0 | 0 | 0 | 0 | 0 | 0
2016-04-02 19:00 | 0 | 0 | 0 | 0 | 0 | 743919.4475 | 381717 | 0 | 0 | 0 | 0 | 1479077.0295 | 1705991.5887 | 0 | 0 | 0 | 0 | 0 | 0 | 0 | 0 | 0 | 0 | 0 | 0 | 0 | 0 | 0 | 0 | 0 | 246512.8382 | 115689.6092 | 0 | 0 | 0 | 0 | 0 | 0 | 0 | 0 | 0 | 0 | 0 | 0 | 0 | 0 | 0 | 0
2016-04-02 20:00 | 0 | 0 | 0 | 0 | 0 | 743129.4475 | 380927 | 0 | 0 | 0 | 0 | 1725589.8677 | 1821681.1979 | 0 | 0 | 0 | 0 | 0 | 0 | 0 | 0 | 0 | 0 | 0 | 0 | 0 | 0 | 0 | 0 | 0 | 246512.8382 | 115689.6092 | 0 | 0 | 0 | 0 | 0 | 0 | 0 | 0 | 0 | 0 | 0 | 0 | 0 | 0 | 0 | 0
2016-04-02 21:00 | 0 | 0 | 0 | 0 | 0 | 749989.8506 | 382002 | 0 | 0 | 0 | 0 | 1972102.7059 | 1937370.8071 | 0 | 0 | 0 | 0 | 0 | 0 | 0 | 5785.4032 | 0 | 0 | 0 | 0 | 0 | 0 | 0 | 0 | 0 | 246512.8382 | 115689.6092 | 0 | 0 | 0 | 0 | 0 | 0 | 0 | 0 | 0 | 5785.4032 | 0 | 0 | 0 | 0 | 0 | 0
2016-04-02 22:00 | 0 | 0 | 0 | 0 | 0 | 776587.1628 | 383591 | 0 | 0 | 0 | 0 | 2218615.5442 | 2053060.4164 | 0 | 0 | 0 | 0 | 0 | 0 | 0 | 36579.1185 | 0 | 0 | 0 | 0 | 0 | 0 | 0 | 0 | 0 | 246512.8382 | 115689.6092 | 0 | 0 | 0 | 0 | 0 | 0 | 0 | 0 | 0 | 30793.7153 | 0 | 0 | 0 | 0 | 0 | 0
2016-04-02 23:00 | 0 | 0 | 0 | 0 | 0 | 746586.0386 | 388056 | 0 | 0 | 0 | 0 | 2465128.3824 | 2168750.0256 | 0 | 0 | 0 | 0 | 0 | 0 | 0 | 32906.7096 | 0 | 0 | 0 | 0 | 0 | 0 | 0 | 0 | 0 | 246512.8382 | 115689.6092 | 0 | 0 | 0 | 0 | 0 | 0 | 0 | 0 | 0 | -3672.4089 | 0 | 0 | 0 | 0 | 0 | 0
2016-04-03 | 0 | 0 | 0 | 0 | 0 | 446635.0602 | 397214 | 0 | 0 | 0 | 0 | 2465128.3824 | 2248964.8011 | 0 | 0 | 0 | 0 | 0 | 0 | 0 | 2112.9943 | 0 | 0 | 0 | 0 | 0 | 0 | 0 | 0 | 0 | 0 | 80214.7755 | 0 | 0 | 0 | 0 | 0 | 0 | 0 | 0 | 0 | -30793.7153 | 0 | 0 | 0 | 0 | 0 | 0
2016-04-03 01:00 | 0 | 0 | 0 | 0 | 0 | 58685.9832 | 399248 | 0 | 0 | 0 | 0 | 2218615.5442 | 2157028.6168 | 0 | 0 | 0 | 0 | 0 | 0 | 0 | 0 | 0 | 0 | 0 | 0 | 0 | 0 | 0 | 0 | 0 | -246512.8382 | -91936.1843 | 0 | 0 | 0 | 0 | 0 | 0 | 0 | 0 | 0 | -2112.9943 | 0 | 0 | 0 | 0 | 0 | 0
2016-04-03 02:00 | 0 | 0 | 0 | 0 | 28243.4757 | 0.076861 | 390446 | 0 | 0 | 0 | 0 | 1972102.7059 | 2041339.0076 | 0 | 0 | 0 | 0 | 0 | 0 | 0 | 0 | 0 | 0 | 0 | 0 | 0 | 0 | 0 | 0 | 0 | -246512.8382 | -115689.6092 | 0 | 0 | 0 | 0 | 0 | 0 | 0 | 0 | 0 | 0 | 0 | 0 | 0 | 0 | 0 | 0
2016-04-03 03:00 | 0 | 0 | 0 | 0 | 14947.5525 | 0 | 377150 | 0 | 0 | 0 | 0 | 1725589.8677 | 1925649.3984 | 0 | 0 | 0 | 0 | 0 | 0 | 0 | 0 | 0 | 0 | 0 | 0 | 0 | 0 | 0 | 0 | 0 | -246512.8382 | -115689.6092 | 0 | 0 | 0 | 0 | 0 | 0 | 0 | 0 | 0 | 0 | 0 | 0 | 0 | 0 | 0 | 0
2016-04-03 04:00 | 0 | 0 | 0 | 0 | 0 | 0 | 361280 | 0 | 0 | 0 | 0 | 1479077.0295 | 1810882.2366 | 0 | 0 | 0 | 0 | 0 | 0 | 0 | 0 | 0 | 0 | 0 | 0 | 0 | 0 | 0 | 0 | 0 | -246512.8382 | -114767.1618 | 0 | 0 | 0 | 0 | 0 | 0 | 0 | 0 | 0 | 0 | 0 | 0 | 0 | 0 | 0 | 0
2016-04-03 05:00 | 0 | 0 | 0 | 0 | 0 | 0 | 347844 | 0 | 0 | 0 | 0 | 1232564.1912 | 1709551.0749 | 0 | 0 | 0 | 0 | 0 | 0 | 0 | 0 | 0 | 0 | 0 | 0 | 0 | 0 | 0 | 0 | 0 | -246512.8382 | -101331.1618 | 0 | 0 | 0 | 0 | 0 | 0 | 0 | 0 | 0 | 0 | 0 | 0 | 0 | 0 | 0 | 0
2016-04-03 06:00 | 0 | 0 | 0 | 0 | 0 | 0 | 338151 | 0 | 0 | 0 | 0 | 986051.353 | 1617912.9131 | 0 | 0 | 0 | 0 | 0 | 0 | 0 | 0 | 0 | 0 | 0 | 0 | 0 | 0 | 0 | 0 | 0 | -246512.8382 | -91638.1618 | 0 | 0 | 0 | 0 | 0 | 0 | 0 | 0 | 0 | 0 | 0 | 0 | 0 | 0 | 0 | 0
2016-04-03 07:00 | 0 | 0 | 0 | 0 | 202000.771 | 0 | 332824 | 0 | 0 | 0 | 0 | 739538.5147 | 1733602.5223 | 0 | 0 | 0 | 0 | 0 | 0 | 0 | 0 | 0 | 0 | 0 | 0 | 0 | 0 | 0 | 0 | 0 | -246512.8382 | 115689.6092 | 0 | 0 | 0 | 0 | 0 | 0 | 0 | 0 | 0 | 0 | 0 | 0 | 0 | 0 | 0 | 0
2016-04-03 08:00 | 0 | 0 | 0 | 0 | 462171.229 | 0 | 331348 | 0 | 0 | 0 | 0 | 986051.353 | 1617912.9131 | 0 | 0 | 0 | 0 | 0 | 0 | 0 | 0 | 0 | 0 | 0 | 0 | 0 | 0 | 0 | 0 | 0 | 246512.8382 | -115689.6092 | 0 | 0 | 0 | 0 | 0 | 0 | 0 | 0 | 0 | 0 | 0 | 0 | 0 | 0 | 0 | 0
2016-04-03 09:00 | 0 | 0 | 0 | 0 | 0 | 0 | 333588 | 0 | 0 | 0 | 0 | 739538.5147 | 1530837.7513 | 0 | 0 | 0 | 0 | 0 | 0 | 0 | 0 | 0 | 0 | 0 | 0 | 0 | 0 | 0 | 0 | 0 | -246512.8382 | -87075.1618 | 0 | 0 | 0 | 0 | 0 | 0 | 0 | 0 | 0 | 0 | 0 | 0 | 0 | 0 | 0 | 0
2016-04-03 10:00 | 0 | 0 | 0 | 0 | 0 | 0 | 341431 | 0 | 0 | 0 | 0 | 493025.6765 | 1435919.5896 | 0 | 0 | 0 | 0 | 0 | 0 | 0 | 0 | 0 | 0 | 0 | 0 | 0 | 0 | 0 | 0 | 0 | -246512.8382 | -94918.1618 | 0 | 0 | 0 | 0 | 0 | 0 | 0 | 0 | 0 | 0 | 0 | 0 | 0 | 0 | 0 | 0
2016-04-03 11:00 | 0 | 0 | 0 | 0 | 0 | 0 | 351983 | 0 | 0 | 0 | 0 | 246512.8382 | 1330449.4278 | 0 | 0 | 0 | 0 | 0 | 0 | 0 | 0 | 0 | 0 | 0 | 0 | 0 | 0 | 0 | 0 | 0 | -246512.8382 | -105470.1618 | 0 | 0 | 0 | 0 | 0 | 0 | 0 | 0 | 0 | 0 | 0 | 0 | 0 | 0 | 0 | 0
2016-04-03 12:00 | 0 | 0 | 0 | 0 | 2325.7611 | 104.7914 | 364633 | 0 | 0 | 0 | 0 | 0 | 1214759.8186 | 0 | 0 | 0 | 0 | 0 | 0 | 0 | 0 | 0 | 0 | 0 | 0 | 0 | 0 | 0 | 0 | 0 | -246512.8382 | -115689.6092 | 0 | 0 | 0 | 0 | 0 | 0 | 0 | 0 | 0 | 0 | 0 | 0 | 0 | 0 | 0 | 0
2016-04-03 13:00 | 0 | 0 | 0 | 0 | 302069.3981 | 188006.2112 | 374386 | 0 | 0 | 0 | 0 | 0 | 1330449.4278 | 0 | 0 | 0 | 0 | 0 | 0 | 0 | 0 | 0 | 0 | 0 | 0 | 0 | 0 | 0 | 0 | 0 | 0 | 115689.6092 | 0 | 0 | 0 | 0 | 0 | 0 | 0 | 0 | 0 | 0 | 0 | 0 | 0 | 0 | 0 | 0
2016-04-03 14:00 | 0 | 0 | 0 | 0 | 144778.704 | 596291.7435 | 378868 | 0 | 0 | 0 | 0 | 246512.8382 | 1446139.0371 | 0 | 0 | 0 | 0 | 0 | 0 | 0 | 0 | 0 | 0 | 0 | 0 | 0 | 0 | 0 | 0 | 0 | 246512.8382 | 115689.6092 | 0 | 0 | 0 | 0 | 0 | 0 | 0 | 0 | 0 | 0 | 0 | 0 | 0 | 0 | 0 | 0
2016-04-03 15:00 | 0 | 0 | 0 | 0 | 0 | 740398.4475 | 378196 | 0 | 0 | 0 | 0 | 493025.6765 | 1561828.6463 | 0 | 0 | 0 | 0 | 0 | 0 | 0 | 0 | 0 | 0 | 0 | 0 | 0 | 0 | 0 | 0 | 0 | 246512.8382 | 115689.6092 | 0 | 0 | 0 | 0 | 0 | 0 | 0 | 0 | 0 | 0 | 0 | 0 | 0 | 0 | 0 | 0
2016-04-03 16:00 | 0 | 0 | 0 | 0 | 0 | 739469.4475 | 377267 | 0 | 0 | 0 | 0 | 739538.5147 | 1677518.2555 | 0 | 0 | 0 | 0 | 0 | 0 | 0 | 0 | 0 | 0 | 0 | 0 | 0 | 0 | 0 | 0 | 0 | 246512.8382 | 115689.6092 | 0 | 0 | 0 | 0 | 0 | 0 | 0 | 0 | 0 | 0 | 0 | 0 | 0 | 0 | 0 | 0
2016-04-03 17:00 | 0 | 0 | 0 | 0 | 0 | 737840.4475 | 375638 | 0 | 0 | 0 | 0 | 986051.353 | 1793207.8648 | 0 | 0 | 0 | 0 | 0 | 0 | 0 | 0 | 0 | 0 | 0 | 0 | 0 | 0 | 0 | 0 | 0 | 246512.8382 | 115689.6092 | 0 | 0 | 0 | 0 | 0 | 0 | 0 | 0 | 0 | 0 | 0 | 0 | 0 | 0 | 0 | 0
2016-04-03 18:00 | 0 | 0 | 0 | 0 | 0 | 735894.4475 | 373692 | 0 | 0 | 0 | 0 | 1232564.1912 | 1908897.474 | 0 | 0 | 0 | 0 | 0 | 0 | 0 | 0 | 0 | 0 | 0 | 0 | 0 | 0 | 0 | 0 | 0 | 246512.8382 | 115689.6092 | 0 | 0 | 0 | 0 | 0 | 0 | 0 | 0 | 0 | 0 | 0 | 0 | 0 | 0 | 0 | 0
2016-04-03 19:00 | 0 | 0 | 0 | 0 | 0 | 734340.4475 | 372138 | 0 | 0 | 0 | 0 | 1479077.0295 | 2024587.0832 | 0 | 0 | 0 | 0 | 0 | 0 | 0 | 0 | 0 | 0 | 0 | 0 | 0 | 0 | 0 | 0 | 0 | 246512.8382 | 115689.6092 | 0 | 0 | 0 | 0 | 0 | 0 | 0 | 0 | 0 | 0 | 0 | 0 | 0 | 0 | 0 | 0
2016-04-03 20:00 | 0 | 0 | 0 | 0 | 0 | 737095.4475 | 374893 | 0 | 0 | 0 | 0 | 1725589.8677 | 2140276.6924 | 0 | 0 | 0 | 0 | 0 | 0 | 0 | 0 | 0 | 0 | 0 | 0 | 0 | 0 | 0 | 0 | 0 | 246512.8382 | 115689.6092 | 0 | 0 | 0 | 0 | 0 | 0 | 0 | 0 | 0 | 0 | 0 | 0 | 0 | 0 | 0 | 0
2016-04-03 21:00 | 0 | 0 | 0 | 0 | 0 | 748084.8506 | 380097 | 0 | 0 | 0 | 0 | 1972102.7059 | 2255966.3017 | 0 | 0 | 0 | 0 | 0 | 0 | 0 | 5785.4032 | 0 | 0 | 0 | 0 | 0 | 0 | 0 | 0 | 0 | 246512.8382 | 115689.6092 | 0 | 0 | 0 | 0 | 0 | 0 | 0 | 0 | 0 | 5785.4032 | 0 | 0 | 0 | 0 | 0 | 0
2016-04-03 22:00 | 0 | 0 | 0 | 0 | 0 | 779296.1628 | 386300 | 0 | 0 | 0 | 0 | 2218615.5442 | 2371655.9109 | 0 | 0 | 0 | 0 | 0 | 0 | 0 | 36579.1185 | 0 | 0 | 0 | 0 | 0 | 0 | 0 | 0 | 0 | 246512.8382 | 115689.6092 | 0 | 0 | 0 | 0 | 0 | 0 | 0 | 0 | 0 | 30793.7153 | 0 | 0 | 0 | 0 | 0 | 0
2016-04-03 23:00 | 0 | 0 | 0 | 0 | 0 | 685850.8461 | 393963 | 0 | 0 | 0 | 0 | 2425607.4963 | 2487345.5201 | 0 | 0 | 0 | 0 | 0 | 0 | 0 | 5785.4032 | 0 | 0 | 0 | 0 | 0 | 0 | 0 | 0 | 0 | 206991.9522 | 115689.6092 | 0 | 0 | 0 | 0 | 0 | 0 | 0 | 0 | 0 | -30793.7153 | 0 | 0 | 0 | 0 | 0 | 0
2016-04-04 | 0 | 0 | 0 | 0 | 0 | 401073.9416 | 405691 | 0 | 0 | 0 | 0 | 2311086.2319 | 2603035.1294 | 0 | 0 | 0 | 0 | 0 | 0 | 0 | 0 | 0 | 0 | 0 | 0 | 0 | 0 | 0 | 0 | 0 | -114521.2644 | 115689.6092 | 0 | 0 | 0 | 0 | 0 | 0 | 0 | 0 | 0 | -5785.4032 | 0 | 0 | 0 | 0 | 0 | 0
2016-04-04 01:00 | 0 | 0 | 0 | 0 | 0 | 50971.1038 | 406544 | 0 | 0 | 0 | 0 | 2064573.3937 | 2493975.0715 | 0 | 0 | 0 | 0 | 0 | 0 | 0 | 0 | 0 | 0 | 0 | 0 | 0 | 0 | 0 | 0 | 0 | -246512.8382 | -109060.0579 | 0 | 0 | 0 | 0 | 0 | 0 | 0 | 0 | 0 | 0 | 0 | 0 | 0 | 0 | 0 | 0
2016-04-04 02:00 | 0 | 0 | 0 | 0 | 31405.001 | 2.5515 | 393610 | 0 | 0 | 0 | 0 | 1818060.5555 | 2378285.4622 | 0 | 0 | 0 | 0 | 0 | 0 | 0 | 0 | 0 | 0 | 0 | 0 | 0 | 0 | 0 | 0 | 0 | -246512.8382 | -115689.6092 | 0 | 0 | 0 | 0 | 0 | 0 | 0 | 0 | 0 | 0 | 0 | 0 | 0 | 0 | 0 | 0
2016-04-04 03:00 | 0 | 0 | 0 | 0 | 14243.5525 | 0 | 376446 | 0 | 0 | 0 | 0 | 1571547.7172 | 2262595.853 | 0 | 0 | 0 | 0 | 0 | 0 | 0 | 0 | 0 | 0 | 0 | 0 | 0 | 0 | 0 | 0 | 0 | -246512.8382 | -115689.6092 | 0 | 0 | 0 | 0 | 0 | 0 | 0 | 0 | 0 | 0 | 0 | 0 | 0 | 0 | 0 | 0
2016-04-04 04:00 | 0 | 0 | 0 | 0 | 226366.771 | 0 | 357190 | 0 | 0 | 0 | 0 | 1325034.879 | 2378285.4622 | 0 | 0 | 0 | 0 | 0 | 0 | 0 | 0 | 0 | 0 | 0 | 0 | 0 | 0 | 0 | 0 | 0 | -246512.8382 | 115689.6092 | 0 | 0 | 0 | 0 | 0 | 0 | 0 | 0 | 0 | 0 | 0 | 0 | 0 | 0 | 0 | 0
2016-04-04 05:00 | 0 | 0 | 0 | 0 | 566568.2488 | 0 | 342504 | 0 | 0 | 0 | 0 | 1571547.7172 | 2325043.1574 | 0 | 0 | 0 | 0 | 0 | 0 | 0 | 30793.7153 | 0 | 0 | 0 | 0 | 0 | 0 | 0 | 0 | 0 | 246512.8382 | -53242.3048 | 0 | 0 | 0 | 0 | 0 | 0 | 0 | 0 | 0 | 30793.7153 | 0 | 0 | 0 | 0 | 0 | 0
2016-04-04 06:00 | 0 | 0 | 0 | 0 | 0 | 0 | 332944 | 0 | 0 | 0 | 0 | 1325034.879 | 2269405.711 | 0 | 0 | 0 | 0 | 0 | 0 | 0 | 0 | 0 | 0 | 0 | 0 | 0 | 0 | 0 | 0 | 0 | -246512.8382 | -55637.4464 | 0 | 0 | 0 | 0 | 0 | 0 | 0 | 0 | 0 | -30793.7153 | 0 | 0 | 0 | 0 | 0 | 0
2016-04-04 07:00 | 0 | 0 | 0 | 0 | 0 | 0 | 327624 | 0 | 0 | 0 | 0 | 1078522.0407 | 2188294.5492 | 0 | 0 | 0 | 0 | 0 | 0 | 0 | 0 | 0 | 0 | 0 | 0 | 0 | 0 | 0 | 0 | 0 | -246512.8382 | -81111.1618 | 0 | 0 | 0 | 0 | 0 | 0 | 0 | 0 | 0 | 0 | 0 | 0 | 0 | 0 | 0 | 0
2016-04-04 08:00 | 0 | 0 | 0 | 0 | 0 | 0 | 328757 | 0 | 0 | 0 | 0 | 832009.2025 | 2106050.3875 | 0 | 0 | 0 | 0 | 0 | 0 | 0 | 0 | 0 | 0 | 0 | 0 | 0 | 0 | 0 | 0 | 0 | -246512.8382 | -82244.1618 | 0 | 0 | 0 | 0 | 0 | 0 | 0 | 0 | 0 | 0 | 0 | 0 | 0 | 0 | 0 | 0
2016-04-04 09:00 | 0 | 0 | 0 | 0 | 0 | 0 | 342155 | 0 | 0 | 0 | 0 | 605543.8117 | 1990360.7782 | 0 | 0 | 0 | 0 | 0 | 0 | 0 | 0 | 0 | 0 | 0 | 0 | 0 | 0 | 0 | 0 | 0 | -226465.3908 | -115689.6092 | 0 | 0 | 0 | 0 | 0 | 0 | 0 | 0 | 0 | 0 | 0 | 0 | 0 | 0 | 0 | 0
2016-04-04 10:00 | 0 | 0 | 0 | 0 | 387643.2061 | 0 | 371782 | 0 | 0 | 0 | 0 | 737094.627 | 1874671.169 | 0 | 0 | 0 | 0 | 0 | 0 | 0 | 0 | 0 | 0 | 0 | 0 | 0 | 0 | 0 | 0 | 0 | 131550.8153 | -115689.6092 | 0 | 0 | 0 | 0 | 0 | 0 | 0 | 0 | 0 | 0 | 0 | 0 | 0 | 0 | 0 | 0
2016-04-04 11:00 | 0 | 0 | 0 | 0 | 37792.5525 | 0 | 399995 | 0 | 0 | 0 | 0 | 490581.7888 | 1758981.5598 | 0 | 0 | 0 | 0 | 0 | 0 | 0 | 0 | 0 | 0 | 0 | 0 | 0 | 0 | 0 | 0 | 0 | -246512.8382 | -115689.6092 | 0 | 0 | 0 | 0 | 0 | 0 | 0 | 0 | 0 | 0 | 0 | 0 | 0 | 0 | 0 | 0
2016-04-04 12:00 | 0 | 0 | 0 | 0 | 286807.23 | 111.9441 | 411957 | 0 | 0 | 0 | 0 | 244068.9505 | 1874671.169 | 0 | 0 | 0 | 0 | 0 | 0 | 0 | 5785.4032 | 0 | 0 | 0 | 0 | 0 | 0 | 0 | 0 | 0 | -246512.8382 | 115689.6092 | 0 | 0 | 0 | 0 | 0 | 0 | 0 | 0 | 0 | 5785.4032 | 0 | 0 | 0 | 0 | 0 | 0
2016-04-04 13:00 | 0 | 0 | 0 | 0 | 187562.7176 | 231075.4186 | 417396 | 0 | 0 | 0 | 0 | 224804.3428 | 1864384.1976 | 0 | 0 | 0 | 0 | 0 | 0 | 0 | 36579.1185 | 0 | 0 | 0 | 0 | 0 | 0 | 0 | 0 | 0 | -19264.6077 | -10286.9714 | 0 | 0 | 0 | 0 | 0 | 0 | 0 | 0 | 0 | 30793.7153 | 0 | 0 | 0 | 0 | 0 | 0
2016-04-04 14:00 | 0 | 0 | 0 | 0 | 0 | 537175.6061 | 422326 | 0 | 0 | 0 | 0 | 461128.9613 | 1748694.5884 | 0 | 0 | 0 | 0 | 0 | 0 | 0 | 30793.7153 | 0 | 0 | 0 | 0 | 0 | 0 | 0 | 0 | 0 | 236324.6185 | -115689.6092 | 0 | 0 | 0 | 0 | 0 | 0 | 0 | 0 | 0 | -5785.4032 | 0 | 0 | 0 | 0 | 0 | 0
2016-04-04 15:00 | 0 | 0 | 0 | 0 | 0 | 736671.3726 | 424961 | 0 | 0 | 0 | 0 | 687943.44 | 1864384.1976 | 0 | 0 | 0 | 0 | 0 | 0 | 0 | 0 | 0 | 0 | 0 | 0 | 0 | 0 | 0 | 0 | 0 | 226814.4787 | 115689.6092 | 0 | 0 | 0 | 0 | 0 | 0 | 0 | 0 | 0 | -30793.7153 | 0 | 0 | 0 | 0 | 0 | 0
2016-04-04 16:00 | 0 | 0 | 0 | 0 | 0 | 788519.4475 | 426317 | 0 | 0 | 0 | 0 | 934456.2782 | 1980073.8068 | 0 | 0 | 0 | 0 | 0 | 0 | 0 | 0 | 0 | 0 | 0 | 0 | 0 | 0 | 0 | 0 | 0 | 246512.8382 | 115689.6092 | 0 | 0 | 0 | 0 | 0 | 0 | 0 | 0 | 0 | 0 | 0 | 0 | 0 | 0 | 0 | 0
2016-04-04 17:00 | 0 | 0 | 0 | 0 | 0 | 790729.4475 | 428527 | 0 | 0 | 0 | 0 | 1180969.1165 | 2095763.4161 | 0 | 0 | 0 | 0 | 0 | 0 | 0 | 0 | 0 | 0 | 0 | 0 | 0 | 0 | 0 | 0 | 0 | 246512.8382 | 115689.6092 | 0 | 0 | 0 | 0 | 0 | 0 | 0 | 0 | 0 | 0 | 0 | 0 | 0 | 0 | 0 | 0
2016-04-04 18:00 | 0 | 0 | 0 | 0 | 0 | 792826.4475 | 430624 | 0 | 0 | 0 | 0 | 1427481.9547 | 2211453.0253 | 0 | 0 | 0 | 0 | 0 | 0 | 0 | 0 | 0 | 0 | 0 | 0 | 0 | 0 | 0 | 0 | 0 | 246512.8382 | 115689.6092 | 0 | 0 | 0 | 0 | 0 | 0 | 0 | 0 | 0 | 0 | 0 | 0 | 0 | 0 | 0 | 0
2016-04-04 19:00 | 0 | 0 | 0 | 0 | 0 | 819269.0484 | 432786 | 0 | 0 | 0 | 0 | 1673994.793 | 2327142.6345 | 0 | 0 | 0 | 0 | 0 | 0 | 0 | 24280.6009 | 0 | 0 | 0 | 0 | 0 | 0 | 0 | 0 | 0 | 246512.8382 | 115689.6092 | 0 | 0 | 0 | 0 | 0 | 0 | 0 | 0 | 0 | 24280.6009 | 0 | 0 | 0 | 0 | 0 | 0
2016-04-04 20:00 | 0 | 0 | 0 | 0 | 0 | 811418.965 | 436918 | 0 | 0 | 0 | 0 | 1920507.6312 | 2442832.2438 | 0 | 0 | 0 | 0 | 0 | 0 | 0 | 36579.1185 | 0 | 0 | 0 | 0 | 0 | 0 | 0 | 0 | 0 | 246512.8382 | 115689.6092 | 0 | 0 | 0 | 0 | 0 | 0 | 0 | 0 | 0 | 12298.5176 | 0 | 0 | 0 | 0 | 0 | 0
2016-04-04 21:00 | 0 | 0 | 0 | 0 | 0 | 797226.9527 | 441503 | 0 | 0 | 0 | 0 | 2167020.4694 | 2552043.3583 | 0 | 0 | 0 | 0 | 0 | 0 | 0 | 36579.1185 | 0 | 0 | 0 | 0 | 0 | 0 | 0 | 0 | 0 | 246512.8382 | 109211.1145 | 0 | 0 | 0 | 0 | 0 | 0 | 0 | 0 | 0 | 0 | 0 | 0 | 0 | 0 | 0 | 0
2016-04-04 22:00 | 0 | 0 | 0 | 0 | 0 | 745265.7262 | 444042 | 0 | 0 | 0 | 0 | 2413533.3077 | 2612539.6494 | 0 | 0 | 0 | 0 | 0 | 0 | 0 | 30793.7153 | 0 | 0 | 0 | 0 | 0 | 0 | 0 | 0 | 0 | 246512.8382 | 60496.2912 | 0 | 0 | 0 | 0 | 0 | 0 | 0 | 0 | 0 | -5785.4032 | 0 | 0 | 0 | 0 | 0 | 0
2016-04-04 23:00 | 0 | 0 | 0 | 0 | 0 | 627613.3671 | 445816 | 0 | 0 | 0 | 0 | 2660046.1459 | 2578617.8936 | 0 | 0 | 0 | 0 | 0 | 0 | 0 | 0 | 0 | 0 | 0 | 0 | 0 | 0 | 0 | 0 | 0 | 246512.8382 | -33921.7558 | 0 | 0 | 0 | 0 | 0 | 0 | 0 | 0 | 0 | -30793.7153 | 0 | 0 | 0 | 0 | 0 | 0
2016-04-05 | 0 | 0 | 0 | 0 | 0 | 372083.8457 | 451312 | 0 | 0 | 0 | 0 | 2465128.3824 | 2694307.5028 | 0 | 0 | 0 | 0 | 0 | 0 | 0 | 0 | 0 | 0 | 0 | 0 | 0 | 0 | 0 | 0 | 0 | -194917.7635 | 115689.6092 | 0 | 0 | 0 | 0 | 0 | 0 | 0 | 0 | 0 | 0 | 0 | 0 | 0 | 0 | 0 | 0
2016-04-05 01:00 | 0 | 0 | 0 | 0 | 22986.6567 | 61222.8958 | 446412 | 0 | 0 | 0 | 0 | 2218615.5442 | 2578617.8936 | 0 | 0 | 0 | 0 | 0 | 0 | 0 | 0 | 0 | 0 | 0 | 0 | 0 | 0 | 0 | 0 | 0 | -246512.8382 | -115689.6092 | 0 | 0 | 0 | 0 | 0 | 0 | 0 | 0 | 0 | 0 | 0 | 0 | 0 | 0 | 0 | 0
2016-04-05 02:00 | 0 | 0 | 0 | 0 | 65367.5965 | 4.9561 | 427575 | 0 | 0 | 0 | 0 | 1972102.7059 | 2462928.2844 | 0 | 0 | 0 | 0 | 0 | 0 | 0 | 0 | 0 | 0 | 0 | 0 | 0 | 0 | 0 | 0 | 0 | -246512.8382 | -115689.6092 | 0 | 0 | 0 | 0 | 0 | 0 | 0 | 0 | 0 | 0 | 0 | 0 | 0 | 0 | 0 | 0
2016-04-05 03:00 | 0 | 0 | 0 | 0 | 42018.5525 | 0 | 404221 | 0 | 0 | 0 | 0 | 1725589.8677 | 2347238.6751 | 0 | 0 | 0 | 0 | 0 | 0 | 0 | 0 | 0 | 0 | 0 | 0 | 0 | 0 | 0 | 0 | 0 | -246512.8382 | -115689.6092 | 0 | 0 | 0 | 0 | 0 | 0 | 0 | 0 | 0 | 0 | 0 | 0 | 0 | 0 | 0 | 0
2016-04-05 04:00 | 0 | 0 | 0 | 0 | 19848.5525 | 0 | 382051 | 0 | 0 | 0 | 0 | 1479077.0295 | 2231549.0659 | 0 | 0 | 0 | 0 | 0 | 0 | 0 | 0 | 0 | 0 | 0 | 0 | 0 | 0 | 0 | 0 | 0 | -246512.8382 | -115689.6092 | 0 | 0 | 0 | 0 | 0 | 0 | 0 | 0 | 0 | 0 | 0 | 0 | 0 | 0 | 0 | 0
2016-04-05 05:00 | 0 | 0 | 0 | 0 | 2131.5525 | 0 | 364334 | 0 | 0 | 0 | 0 | 1232564.1912 | 2115859.4567 | 0 | 0 | 0 | 0 | 0 | 0 | 0 | 0 | 0 | 0 | 0 | 0 | 0 | 0 | 0 | 0 | 0 | -246512.8382 | -115689.6092 | 0 | 0 | 0 | 0 | 0 | 0 | 0 | 0 | 0 | 0 | 0 | 0 | 0 | 0 | 0 | 0
2016-04-05 06:00 | 0 | 0 | 0 | 0 | 221827.771 | 0 | 352651 | 0 | 0 | 0 | 0 | 986051.353 | 2231549.0659 | 0 | 0 | 0 | 0 | 0 | 0 | 0 | 0 | 0 | 0 | 0 | 0 | 0 | 0 | 0 | 0 | 0 | -246512.8382 | 115689.6092 | 0 | 0 | 0 | 0 | 0 | 0 | 0 | 0 | 0 | 0 | 0 | 0 | 0 | 0 | 0 | 0
2016-04-05 07:00 | 0 | 0 | 0 | 0 | 476805.229 | 0 | 345982 | 0 | 0 | 0 | 0 | 1232564.1912 | 2115859.4567 | 0 | 0 | 0 | 0 | 0 | 0 | 0 | 0 | 0 | 0 | 0 | 0 | 0 | 0 | 0 | 0 | 0 | 246512.8382 | -115689.6092 | 0 | 0 | 0 | 0 | 0 | 0 | 0 | 0 | 0 | 0 | 0 | 0 | 0 | 0 | 0 | 0
2016-04-05 08:00 | 0 | 0 | 0 | 0 | 0 | 0 | 346231 | 0 | 0 | 0 | 0 | 986051.353 | 2016141.2949 | 0 | 0 | 0 | 0 | 0 | 0 | 0 | 0 | 0 | 0 | 0 | 0 | 0 | 0 | 0 | 0 | 0 | -246512.8382 | -99718.1618 | 0 | 0 | 0 | 0 | 0 | 0 | 0 | 0 | 0 | 0 | 0 | 0 | 0 | 0 | 0 | 0
2016-04-05 09:00 | 0 | 0 | 0 | 0 | 0 | 0 | 359065 | 0 | 0 | 0 | 0 | 739538.5147 | 1903589.1331 | 0 | 0 | 0 | 0 | 0 | 0 | 0 | 0 | 0 | 0 | 0 | 0 | 0 | 0 | 0 | 0 | 0 | -246512.8382 | -112552.1618 | 0 | 0 | 0 | 0 | 0 | 0 | 0 | 0 | 0 | 0 | 0 | 0 | 0 | 0 | 0 | 0
2016-04-05 10:00 | 0 | 0 | 0 | 0 | 25840.5525 | 0 | 388043 | 0 | 0 | 0 | 0 | 493025.6765 | 1787899.5239 | 0 | 0 | 0 | 0 | 0 | 0 | 0 | 0 | 0 | 0 | 0 | 0 | 0 | 0 | 0 | 0 | 0 | -246512.8382 | -115689.6092 | 0 | 0 | 0 | 0 | 0 | 0 | 0 | 0 | 0 | 0 | 0 | 0 | 0 | 0 | 0 | 0
2016-04-05 11:00 | 0 | 0 | 0 | 0 | 53127.5525 | 0 | 415330 | 0 | 0 | 0 | 0 | 246512.8382 | 1672209.9147 | 0 | 0 | 0 | 0 | 0 | 0 | 0 | 0 | 0 | 0 | 0 | 0 | 0 | 0 | 0 | 0 | 0 | -246512.8382 | -115689.6092 | 0 | 0 | 0 | 0 | 0 | 0 | 0 | 0 | 0 | 0 | 0 | 0 | 0 | 0 | 0 | 0
2016-04-05 12:00 | 0 | 0 | 0 | 0 | 63005.5186 | 135.034 | 425343 | 0 | 0 | 0 | 0 | 0 | 1556520.3054 | 0 | 0 | 0 | 0 | 0 | 0 | 0 | 0 | 0 | 0 | 0 | 0 | 0 | 0 | 0 | 0 | 0 | -246512.8382 | -115689.6092 | 0 | 0 | 0 | 0 | 0 | 0 | 0 | 0 | 0 | 0 | 0 | 0 | 0 | 0 | 0 | 0
2016-04-05 13:00 | 0 | 0 | 0 | 0 | 333510.6595 | 211760.9497 | 429582 | 0 | 0 | 0 | 0 | 0 | 1672209.9147 | 0 | 0 | 0 | 0 | 0 | 0 | 0 | 0 | 0 | 0 | 0 | 0 | 0 | 0 | 0 | 0 | 0 | 0 | 115689.6092 | 0 | 0 | 0 | 0 | 0 | 0 | 0 | 0 | 0 | 0 | 0 | 0 | 0 | 0 | 0 | 0
2016-04-05 14:00 | 0 | 0 | 0 | 0 | 216572.7296 | 579415.7179 | 433786 | 0 | 0 | 0 | 0 | 246512.8382 | 1787899.5239 | 0 | 0 | 0 | 0 | 0 | 0 | 0 | 0 | 0 | 0 | 0 | 0 | 0 | 0 | 0 | 0 | 0 | 246512.8382 | 115689.6092 | 0 | 0 | 0 | 0 | 0 | 0 | 0 | 0 | 0 | 0 | 0 | 0 | 0 | 0 | 0 | 0
2016-04-05 15:00 | 0 | 0 | 0 | 0 | 13523.8607 | 783330.5868 | 434652 | 0 | 0 | 0 | 0 | 493025.6765 | 1903589.1331 | 0 | 0 | 0 | 0 | 0 | 0 | 0 | 0 | 0 | 0 | 0 | 0 | 0 | 0 | 0 | 0 | 0 | 246512.8382 | 115689.6092 | 0 | 0 | 0 | 0 | 0 | 0 | 0 | 0 | 0 | 0 | 0 | 0 | 0 | 0 | 0 | 0
2016-04-05 16:00 | 0 | 0 | 0 | 0 | 0 | 795808.4475 | 433606 | 0 | 0 | 0 | 0 | 739538.5147 | 2019278.7424 | 0 | 0 | 0 | 0 | 0 | 0 | 0 | 0 | 0 | 0 | 0 | 0 | 0 | 0 | 0 | 0 | 0 | 246512.8382 | 115689.6092 | 0 | 0 | 0 | 0 | 0 | 0 | 0 | 0 | 0 | 0 | 0 | 0 | 0 | 0 | 0 | 0
2016-04-05 17:00 | 0 | 0 | 0 | 0 | 0 | 795901.4475 | 433699 | 0 | 0 | 0 | 0 | 986051.353 | 2134968.3516 | 0 | 0 | 0 | 0 | 0 | 0 | 0 | 0 | 0 | 0 | 0 | 0 | 0 | 0 | 0 | 0 | 0 | 246512.8382 | 115689.6092 | 0 | 0 | 0 | 0 | 0 | 0 | 0 | 0 | 0 | 0 | 0 | 0 | 0 | 0 | 0 | 0
2016-04-05 18:00 | 0 | 0 | 0 | 0 | 0 | 796076.4475 | 433874 | 0 | 0 | 0 | 0 | 1232564.1912 | 2250657.9608 | 0 | 0 | 0 | 0 | 0 | 0 | 0 | 0 | 0 | 0 | 0 | 0 | 0 | 0 | 0 | 0 | 0 | 246512.8382 | 115689.6092 | 0 | 0 | 0 | 0 | 0 | 0 | 0 | 0 | 0 | 0 | 0 | 0 | 0 | 0 | 0 | 0
2016-04-05 19:00 | 0 | 0 | 0 | 0 | 0 | 796665.4475 | 434463 | 0 | 0 | 0 | 0 | 1479077.0295 | 2366347.5701 | 0 | 0 | 0 | 0 | 0 | 0 | 0 | 0 | 0 | 0 | 0 | 0 | 0 | 0 | 0 | 0 | 0 | 246512.8382 | 115689.6092 | 0 | 0 | 0 | 0 | 0 | 0 | 0 | 0 | 0 | 0 | 0 | 0 | 0 | 0 | 0 | 0
2016-04-05 20:00 | 0 | 0 | 0 | 0 | 0 | 816078.9909 | 436496 | 0 | 0 | 0 | 0 | 1725589.8677 | 2482037.1793 | 0 | 0 | 0 | 0 | 0 | 0 | 0 | 17380.5434 | 0 | 0 | 0 | 0 | 0 | 0 | 0 | 0 | 0 | 246512.8382 | 115689.6092 | 0 | 0 | 0 | 0 | 0 | 0 | 0 | 0 | 0 | 17380.5434 | 0 | 0 | 0 | 0 | 0 | 0
2016-04-05 21:00 | 0 | 0 | 0 | 0 | 0 | 821489.0226 | 440088 | 0 | 0 | 0 | 0 | 1972102.7059 | 2597726.7885 | 0 | 0 | 0 | 0 | 0 | 0 | 0 | 36579.1185 | 0 | 0 | 0 | 0 | 0 | 0 | 0 | 0 | 0 | 246512.8382 | 115689.6092 | 0 | 0 | 0 | 0 | 0 | 0 | 0 | 0 | 0 | 19198.5751 | 0 | 0 | 0 | 0 | 0 | 0
2016-04-05 22:00 | 0 | 0 | 0 | 0 | 0 | 787473.3842 | 442738 | 0 | 0 | 0 | 0 | 2218615.5442 | 2701734.7377 | 0 | 0 | 0 | 0 | 0 | 0 | 0 | 30793.7153 | 0 | 0 | 0 | 0 | 0 | 0 | 0 | 0 | 0 | 246512.8382 | 104007.9491 | 0 | 0 | 0 | 0 | 0 | 0 | 0 | 0 | 0 | -5785.4032 | 0 | 0 | 0 | 0 | 0 | 0
2016-04-05 23:00 | 0 | 0 | 0 | 0 | 0 | 671436.8472 | 446832 | 0 | 0 | 0 | 0 | 2465128.3824 | 2710620.4619 | 0 | 0 | 0 | 0 | 0 | 0 | 0 | 0 | 0 | 0 | 0 | 0 | 0 | 0 | 0 | 0 | 0 | 246512.8382 | 8885.7242 | 0 | 0 | 0 | 0 | 0 | 0 | 0 | 0 | 0 | -30793.7153 | 0 | 0 | 0 | 0 | 0 | 0
2016-04-06 | 0 | 0 | 0 | 0 | 0 | 413809.3633 | 457670 | 0 | 0 | 0 | 0 | 2465128.3824 | 2666759.8252 | 0 | 0 | 0 | 0 | 0 | 0 | 0 | 0 | 0 | 0 | 0 | 0 | 0 | 0 | 0 | 0 | 0 | 0 | -43860.6367 | 0 | 0 | 0 | 0 | 0 | 0 | 0 | 0 | 0 | 0 | 0 | 0 | 0 | 0 | 0 | 0
2016-04-06 01:00 | 0 | 0 | 0 | 0 | 27851.7604 | 65215.7921 | 455270 | 0 | 0 | 0 | 0 | 2218615.5442 | 2551070.216 | 0 | 0 | 0 | 0 | 0 | 0 | 0 | 0 | 0 | 0 | 0 | 0 | 0 | 0 | 0 | 0 | 0 | -246512.8382 | -115689.6092 | 0 | 0 | 0 | 0 | 0 | 0 | 0 | 0 | 0 | 0 | 0 | 0 | 0 | 0 | 0 | 0
2016-04-06 02:00 | 0 | 0 | 0 | 0 | 75333.1864 | 9.3661 | 437545 | 0 | 0 | 0 | 0 | 1972102.7059 | 2435380.6067 | 0 | 0 | 0 | 0 | 0 | 0 | 0 | 0 | 0 | 0 | 0 | 0 | 0 | 0 | 0 | 0 | 0 | -246512.8382 | -115689.6092 | 0 | 0 | 0 | 0 | 0 | 0 | 0 | 0 | 0 | 0 | 0 | 0 | 0 | 0 | 0 | 0
2016-04-06 03:00 | 0 | 0 | 0 | 0 | 52484.5525 | 0 | 414687 | 0 | 0 | 0 | 0 | 1725589.8677 | 2319690.9975 | 0 | 0 | 0 | 0 | 0 | 0 | 0 | 0 | 0 | 0 | 0 | 0 | 0 | 0 | 0 | 0 | 0 | -246512.8382 | -115689.6092 | 0 | 0 | 0 | 0 | 0 | 0 | 0 | 0 | 0 | 0 | 0 | 0 | 0 | 0 | 0 | 0
2016-04-06 04:00 | 0 | 0 | 0 | 0 | 32133.5525 | 0 | 394336 | 0 | 0 | 0 | 0 | 1479077.0295 | 2204001.3883 | 0 | 0 | 0 | 0 | 0 | 0 | 0 | 0 | 0 | 0 | 0 | 0 | 0 | 0 | 0 | 0 | 0 | -246512.8382 | -115689.6092 | 0 | 0 | 0 | 0 | 0 | 0 | 0 | 0 | 0 | 0 | 0 | 0 | 0 | 0 | 0 | 0
2016-04-06 05:00 | 0 | 0 | 0 | 0 | 15196.5525 | 0 | 377399 | 0 | 0 | 0 | 0 | 1232564.1912 | 2088311.779 | 0 | 0 | 0 | 0 | 0 | 0 | 0 | 0 | 0 | 0 | 0 | 0 | 0 | 0 | 0 | 0 | 0 | -246512.8382 | -115689.6092 | 0 | 0 | 0 | 0 | 0 | 0 | 0 | 0 | 0 | 0 | 0 | 0 | 0 | 0 | 0 | 0
2016-04-06 06:00 | 0 | 0 | 0 | 0 | 234903.771 | 0 | 365727 | 0 | 0 | 0 | 0 | 986051.353 | 2204001.3883 | 0 | 0 | 0 | 0 | 0 | 0 | 0 | 0 | 0 | 0 | 0 | 0 | 0 | 0 | 0 | 0 | 0 | -246512.8382 | 115689.6092 | 0 | 0 | 0 | 0 | 0 | 0 | 0 | 0 | 0 | 0 | 0 | 0 | 0 | 0 | 0 | 0
2016-04-06 07:00 | 0 | 0 | 0 | 0 | 490488.229 | 0 | 359665 | 0 | 0 | 0 | 0 | 1232564.1912 | 2088311.779 | 0 | 0 | 0 | 0 | 0 | 0 | 0 | 0 | 0 | 0 | 0 | 0 | 0 | 0 | 0 | 0 | 0 | 246512.8382 | -115689.6092 | 0 | 0 | 0 | 0 | 0 | 0 | 0 | 0 | 0 | 0 | 0 | 0 | 0 | 0 | 0 | 0
2016-04-06 08:00 | 0 | 0 | 0 | 0 | 0 | 0 | 359740 | 0 | 0 | 0 | 0 | 986051.353 | 1975084.6173 | 0 | 0 | 0 | 0 | 0 | 0 | 0 | 0 | 0 | 0 | 0 | 0 | 0 | 0 | 0 | 0 | 0 | -246512.8382 | -113227.1618 | 0 | 0 | 0 | 0 | 0 | 0 | 0 | 0 | 0 | 0 | 0 | 0 | 0 | 0 | 0 | 0
2016-04-06 09:00 | 0 | 0 | 0 | 0 | 8343.5525 | 0 | 370546 | 0 | 0 | 0 | 0 | 739538.5147 | 1859395.0081 | 0 | 0 | 0 | 0 | 0 | 0 | 0 | 0 | 0 | 0 | 0 | 0 | 0 | 0 | 0 | 0 | 0 | -246512.8382 | -115689.6092 | 0 | 0 | 0 | 0 | 0 | 0 | 0 | 0 | 0 | 0 | 0 | 0 | 0 | 0 | 0 | 0
2016-04-06 10:00 | 0 | 0 | 0 | 0 | 36475.5525 | 0 | 398678 | 0 | 0 | 0 | 0 | 493025.6765 | 1743705.3988 | 0 | 0 | 0 | 0 | 0 | 0 | 0 | 0 | 0 | 0 | 0 | 0 | 0 | 0 | 0 | 0 | 0 | -246512.8382 | -115689.6092 | 0 | 0 | 0 | 0 | 0 | 0 | 0 | 0 | 0 | 0 | 0 | 0 | 0 | 0 | 0 | 0
2016-04-06 11:00 | 0 | 0 | 0 | 0 | 61274.5525 | 0 | 423477 | 0 | 0 | 0 | 0 | 246512.8382 | 1628015.7896 | 0 | 0 | 0 | 0 | 0 | 0 | 0 | 0 | 0 | 0 | 0 | 0 | 0 | 0 | 0 | 0 | 0 | -246512.8382 | -115689.6092 | 0 | 0 | 0 | 0 | 0 | 0 | 0 | 0 | 0 | 0 | 0 | 0 | 0 | 0 | 0 | 0
2016-04-06 12:00 | 0 | 0 | 0 | 0 | 298661.0662 | 157.7048 | 429642 | 0 | 0 | 0 | 0 | 0 | 1743705.3988 | 0 | 0 | 0 | 0 | 0 | 0 | 0 | 0 | 0 | 0 | 0 | 0 | 0 | 0 | 0 | 0 | 0 | -246512.8382 | 115689.6092 | 0 | 0 | 0 | 0 | 0 | 0 | 0 | 0 | 0 | 0 | 0 | 0 | 0 | 0 | 0 | 0
2016-04-06 13:00 | 0 | 0 | 0 | 0 | 323659.7461 | 222959.8631 | 430930 | 0 | 0 | 0 | 0 | 0 | 1859395.0081 | 0 | 0 | 0 | 0 | 0 | 0 | 0 | 0 | 0 | 0 | 0 | 0 | 0 | 0 | 0 | 0 | 0 | 0 | 115689.6092 | 0 | 0 | 0 | 0 | 0 | 0 | 0 | 0 | 0 | 0 | 0 | 0 | 0 | 0 | 0 | 0
2016-04-06 14:00 | 0 | 0 | 0 | 0 | 171177.0728 | 623915.3747 | 432890 | 0 | 0 | 0 | 0 | 246512.8382 | 1975084.6173 | 0 | 0 | 0 | 0 | 0 | 0 | 0 | 0 | 0 | 0 | 0 | 0 | 0 | 0 | 0 | 0 | 0 | 246512.8382 | 115689.6092 | 0 | 0 | 0 | 0 | 0 | 0 | 0 | 0 | 0 | 0 | 0 | 0 | 0 | 0 | 0 | 0
2016-04-06 15:00 | 0 | 0 | 0 | 0 | 0 | 794540.4475 | 432338 | 0 | 0 | 0 | 0 | 493025.6765 | 2090774.2265 | 0 | 0 | 0 | 0 | 0 | 0 | 0 | 0 | 0 | 0 | 0 | 0 | 0 | 0 | 0 | 0 | 0 | 246512.8382 | 115689.6092 | 0 | 0 | 0 | 0 | 0 | 0 | 0 | 0 | 0 | 0 | 0 | 0 | 0 | 0 | 0 | 0
2016-04-06 16:00 | 0 | 0 | 0 | 0 | 0 | 792336.4475 | 430134 | 0 | 0 | 0 | 0 | 739538.5147 | 2206463.8357 | 0 | 0 | 0 | 0 | 0 | 0 | 0 | 0 | 0 | 0 | 0 | 0 | 0 | 0 | 0 | 0 | 0 | 246512.8382 | 115689.6092 | 0 | 0 | 0 | 0 | 0 | 0 | 0 | 0 | 0 | 0 | 0 | 0 | 0 | 0 | 0 | 0
2016-04-06 17:00 | 0 | 0 | 0 | 0 | 0 | 791557.4475 | 429355 | 0 | 0 | 0 | 0 | 986051.353 | 2322153.445 | 0 | 0 | 0 | 0 | 0 | 0 | 0 | 0 | 0 | 0 | 0 | 0 | 0 | 0 | 0 | 0 | 0 | 246512.8382 | 115689.6092 | 0 | 0 | 0 | 0 | 0 | 0 | 0 | 0 | 0 | 0 | 0 | 0 | 0 | 0 | 0 | 0
2016-04-06 18:00 | 0 | 0 | 0 | 0 | 0 | 791916.4475 | 429714 | 0 | 0 | 0 | 0 | 1232564.1912 | 2437843.0542 | 0 | 0 | 0 | 0 | 0 | 0 | 0 | 0 | 0 | 0 | 0 | 0 | 0 | 0 | 0 | 0 | 0 | 246512.8382 | 115689.6092 | 0 | 0 | 0 | 0 | 0 | 0 | 0 | 0 | 0 | 0 | 0 | 0 | 0 | 0 | 0 | 0
2016-04-06 19:00 | 0 | 0 | 0 | 0 | 0 | 791834.4475 | 429632 | 0 | 0 | 0 | 0 | 1479077.0295 | 2553532.6634 | 0 | 0 | 0 | 0 | 0 | 0 | 0 | 0 | 0 | 0 | 0 | 0 | 0 | 0 | 0 | 0 | 0 | 246512.8382 | 115689.6092 | 0 | 0 | 0 | 0 | 0 | 0 | 0 | 0 | 0 | 0 | 0 | 0 | 0 | 0 | 0 | 0
2016-04-06 20:00 | 0 | 0 | 0 | 0 | 0 | 794453.4475 | 432251 | 0 | 0 | 0 | 0 | 1725589.8677 | 2669222.2727 | 0 | 0 | 0 | 0 | 0 | 0 | 0 | 0 | 0 | 0 | 0 | 0 | 0 | 0 | 0 | 0 | 0 | 246512.8382 | 115689.6092 | 0 | 0 | 0 | 0 | 0 | 0 | 0 | 0 | 0 | 0 | 0 | 0 | 0 | 0 | 0 | 0
2016-04-06 21:00 | 0 | 0 | 0 | 0 | 0 | 803353.8506 | 435366 | 0 | 0 | 0 | 0 | 1972102.7059 | 2784911.8819 | 0 | 0 | 0 | 0 | 0 | 0 | 0 | 5785.4032 | 0 | 0 | 0 | 0 | 0 | 0 | 0 | 0 | 0 | 246512.8382 | 115689.6092 | 0 | 0 | 0 | 0 | 0 | 0 | 0 | 0 | 0 | 5785.4032 | 0 | 0 | 0 | 0 | 0 | 0
2016-04-06 22:00 | 0 | 0 | 0 | 0 | 0 | 831340.1628 | 438344 | 0 | 0 | 0 | 0 | 2218615.5442 | 2900601.4911 | 0 | 0 | 0 | 0 | 0 | 0 | 0 | 36579.1185 | 0 | 0 | 0 | 0 | 0 | 0 | 0 | 0 | 0 | 246512.8382 | 115689.6092 | 0 | 0 | 0 | 0 | 0 | 0 | 0 | 0 | 0 | 30793.7153 | 0 | 0 | 0 | 0 | 0 | 0
2016-04-06 23:00 | 0 | 0 | 0 | 0 | 0 | 722128.0024 | 443182 | 0 | 0 | 0 | 0 | 2465128.3824 | 2963828.3707 | 0 | 0 | 0 | 0 | 0 | 0 | 0 | 5785.4032 | 0 | 0 | 0 | 0 | 0 | 0 | 0 | 0 | 0 | 246512.8382 | 63226.8795 | 0 | 0 | 0 | 0 | 0 | 0 | 0 | 0 | 0 | -30793.7153 | 0 | 0 | 0 | 0 | 0 | 0
2016-04-07 | 0 | 0 | 0 | 0 | 0 | 438806.4874 | 448526 | 0 | 0 | 0 | 0 | 2576883.8822 | 2848138.7614 | 0 | 0 | 0 | 0 | 0 | 0 | 0 | 0 | 0 | 0 | 0 | 0 | 0 | 0 | 0 | 0 | 0 | 111755.4998 | -115689.6092 | 0 | 0 | 0 | 0 | 0 | 0 | 0 | 0 | 0 | -5785.4032 | 0 | 0 | 0 | 0 | 0 | 0
2016-04-07 01:00 | 0 | 0 | 0 | 0 | 19642.9904 | 61178.5621 | 443024 | 0 | 0 | 0 | 0 | 2330371.0439 | 2732449.1522 | 0 | 0 | 0 | 0 | 0 | 0 | 0 | 0 | 0 | 0 | 0 | 0 | 0 | 0 | 0 | 0 | 0 | -246512.8382 | -115689.6092 | 0 | 0 | 0 | 0 | 0 | 0 | 0 | 0 | 0 | 0 | 0 | 0 | 0 | 0 | 0 | 0
2016-04-07 02:00 | 0 | 0 | 0 | 0 | 62537.8714 | 9.6811 | 424750 | 0 | 0 | 0 | 0 | 2083858.2057 | 2616759.543 | 0 | 0 | 0 | 0 | 0 | 0 | 0 | 0 | 0 | 0 | 0 | 0 | 0 | 0 | 0 | 0 | 0 | -246512.8382 | -115689.6092 | 0 | 0 | 0 | 0 | 0 | 0 | 0 | 0 | 0 | 0 | 0 | 0 | 0 | 0 | 0 | 0
2016-04-07 03:00 | 0 | 0 | 0 | 0 | 39416.5525 | 0 | 401619 | 0 | 0 | 0 | 0 | 1837345.3674 | 2501069.9337 | 0 | 0 | 0 | 0 | 0 | 0 | 0 | 0 | 0 | 0 | 0 | 0 | 0 | 0 | 0 | 0 | 0 | -246512.8382 | -115689.6092 | 0 | 0 | 0 | 0 | 0 | 0 | 0 | 0 | 0 | 0 | 0 | 0 | 0 | 0 | 0 | 0
2016-04-07 04:00 | 0 | 0 | 0 | 0 | 16455.5525 | 0 | 378658 | 0 | 0 | 0 | 0 | 1590832.5292 | 2385380.3245 | 0 | 0 | 0 | 0 | 0 | 0 | 0 | 0 | 0 | 0 | 0 | 0 | 0 | 0 | 0 | 0 | 0 | -246512.8382 | -115689.6092 | 0 | 0 | 0 | 0 | 0 | 0 | 0 | 0 | 0 | 0 | 0 | 0 | 0 | 0 | 0 | 0
2016-04-07 05:00 | 0 | 0 | 0 | 0 | 598379.9574 | 0 | 361094 | 0 | 0 | 0 | 0 | 1712428.8774 | 2501069.9337 | 0 | 0 | 0 | 0 | 0 | 0 | 0 | 0 | 0 | 0 | 0 | 0 | 0 | 0 | 0 | 0 | 0 | 121596.3482 | 115689.6092 | 0 | 0 | 0 | 0 | 0 | 0 | 0 | 0 | 0 | 0 | 0 | 0 | 0 | 0 | 0 | 0
2016-04-07 06:00 | 0 | 0 | 0 | 0 | 0 | 0 | 348949 | 0 | 0 | 0 | 0 | 1465916.0392 | 2398633.772 | 0 | 0 | 0 | 0 | 0 | 0 | 0 | 0 | 0 | 0 | 0 | 0 | 0 | 0 | 0 | 0 | 0 | -246512.8382 | -102436.1618 | 0 | 0 | 0 | 0 | 0 | 0 | 0 | 0 | 0 | 0 | 0 | 0 | 0 | 0 | 0 | 0
2016-04-07 07:00 | 0 | 0 | 0 | 0 | 0 | 0 | 342122 | 0 | 0 | 0 | 0 | 1219403.2009 | 2303024.6102 | 0 | 0 | 0 | 0 | 0 | 0 | 0 | 0 | 0 | 0 | 0 | 0 | 0 | 0 | 0 | 0 | 0 | -246512.8382 | -95609.1618 | 0 | 0 | 0 | 0 | 0 | 0 | 0 | 0 | 0 | 0 | 0 | 0 | 0 | 0 | 0 | 0
2016-04-07 08:00 | 0 | 0 | 0 | 0 | 0 | 0 | 341886 | 0 | 0 | 0 | 0 | 972890.3627 | 2207651.4485 | 0 | 0 | 0 | 0 | 0 | 0 | 0 | 0 | 0 | 0 | 0 | 0 | 0 | 0 | 0 | 0 | 0 | -246512.8382 | -95373.1618 | 0 | 0 | 0 | 0 | 0 | 0 | 0 | 0 | 0 | 0 | 0 | 0 | 0 | 0 | 0 | 0
2016-04-07 09:00 | 0 | 0 | 0 | 0 | 0 | 0 | 350117 | 0 | 0 | 0 | 0 | 726377.5244 | 2104047.2867 | 0 | 0 | 0 | 0 | 0 | 0 | 0 | 0 | 0 | 0 | 0 | 0 | 0 | 0 | 0 | 0 | 0 | -246512.8382 | -103604.1618 | 0 | 0 | 0 | 0 | 0 | 0 | 0 | 0 | 0 | 0 | 0 | 0 | 0 | 0 | 0 | 0
2016-04-07 10:00 | 0 | 0 | 0 | 0 | 14788.5525 | 0 | 376991 | 0 | 0 | 0 | 0 | 479864.6862 | 1988357.6775 | 0 | 0 | 0 | 0 | 0 | 0 | 0 | 0 | 0 | 0 | 0 | 0 | 0 | 0 | 0 | 0 | 0 | -246512.8382 | -115689.6092 | 0 | 0 | 0 | 0 | 0 | 0 | 0 | 0 | 0 | 0 | 0 | 0 | 0 | 0 | 0 | 0
2016-04-07 11:00 | 0 | 0 | 0 | 0 | 725910.156 | 0 | 403392 | 0 | 0 | 0 | 0 | 726377.5244 | 2064362.9953 | 0 | 0 | 0 | 0 | 0 | 0 | 0 | 0 | 0 | 0 | 0 | 0 | 0 | 0 | 0 | 0 | 0 | 246512.8382 | 76005.3178 | 0 | 0 | 0 | 0 | 0 | 0 | 0 | 0 | 0 | 0 | 0 | 0 | 0 | 0 | 0 | 0
2016-04-07 12:00 | 0 | 0 | 0 | 0 | 52448.7425 | 189.8101 | 414841 | 0 | 0 | 0 | 0 | 479864.6862 | 1948673.386 | 0 | 0 | 0 | 0 | 0 | 0 | 0 | 0 | 0 | 0 | 0 | 0 | 0 | 0 | 0 | 0 | 0 | -246512.8382 | -115689.6092 | 0 | 0 | 0 | 0 | 0 | 0 | 0 | 0 | 0 | 0 | 0 | 0 | 0 | 0 | 0 | 0
2016-04-07 13:00 | 0 | 0 | 0 | 0 | 0 | 193780.3677 | 421774 | 0 | 0 | 0 | 0 | 233351.8479 | 1967192.592 | 0 | 0 | 0 | 0 | 0 | 0 | 0 | 0 | 0 | 0 | 0 | 0 | 0 | 0 | 0 | 0 | 0 | -246512.8382 | 18519.206 | 0 | 0 | 0 | 0 | 0 | 0 | 0 | 0 | 0 | 0 | 0 | 0 | 0 | 0 | 0 | 0
2016-04-07 14:00 | 0 | 0 | 0 | 0 | 83932.7755 | 475320.4535 | 428430 | 0 | 0 | 0 | 0 | 479864.6862 | 1851502.9828 | 0 | 0 | 0 | 0 | 0 | 0 | 0 | 0 | 0 | 0 | 0 | 0 | 0 | 0 | 0 | 0 | 0 | 246512.8382 | -115689.6092 | 0 | 0 | 0 | 0 | 0 | 0 | 0 | 0 | 0 | 0 | 0 | 0 | 0 | 0 | 0 | 0
2016-04-07 15:00 | 0 | 0 | 0 | 0 | 151807.0419 | 642286.4056 | 431891 | 0 | 0 | 0 | 0 | 726377.5244 | 1967192.592 | 0 | 0 | 0 | 0 | 0 | 0 | 0 | 0 | 0 | 0 | 0 | 0 | 0 | 0 | 0 | 0 | 0 | 246512.8382 | 115689.6092 | 0 | 0 | 0 | 0 | 0 | 0 | 0 | 0 | 0 | 0 | 0 | 0 | 0 | 0 | 0 | 0
2016-04-07 16:00 | 0 | 0 | 0 | 0 | 67103.2586 | 728613.1889 | 433514 | 0 | 0 | 0 | 0 | 972890.3627 | 2082882.2012 | 0 | 0 | 0 | 0 | 0 | 0 | 0 | 0 | 0 | 0 | 0 | 0 | 0 | 0 | 0 | 0 | 0 | 246512.8382 | 115689.6092 | 0 | 0 | 0 | 0 | 0 | 0 | 0 | 0 | 0 | 0 | 0 | 0 | 0 | 0 | 0 | 0
2016-04-07 17:00 | 0 | 0 | 0 | 0 | 0 | 753757.5522 | 435105 | 0 | 0 | 0 | 0 | 1175853.3057 | 2198571.8104 | 0 | 0 | 0 | 0 | 0 | 0 | 0 | 0 | 0 | 0 | 0 | 0 | 0 | 0 | 0 | 0 | 0 | 202962.943 | 115689.6092 | 0 | 0 | 0 | 0 | 0 | 0 | 0 | 0 | 0 | 0 | 0 | 0 | 0 | 0 | 0 | 0
2016-04-07 18:00 | 0 | 0 | 0 | 0 | 0 | 752370.1324 | 436583 | 0 | 0 | 0 | 0 | 1422366.1439 | 2267846.1047 | 0 | 0 | 0 | 0 | 0 | 0 | 0 | 0 | 0 | 0 | 0 | 0 | 0 | 0 | 0 | 0 | 0 | 246512.8382 | 69274.2942 | 0 | 0 | 0 | 0 | 0 | 0 | 0 | 0 | 0 | 0 | 0 | 0 | 0 | 0 | 0 | 0
2016-04-07 19:00 | 0 | 0 | 0 | 0 | 0 | 738671.7436 | 438358 | 0 | 0 | 0 | 0 | 1606990.2783 | 2383535.7139 | 0 | 0 | 0 | 0 | 0 | 0 | 0 | 0 | 0 | 0 | 0 | 0 | 0 | 0 | 0 | 0 | 0 | 184624.1343 | 115689.6092 | 0 | 0 | 0 | 0 | 0 | 0 | 0 | 0 | 0 | 0 | 0 | 0 | 0 | 0 | 0 | 0
2016-04-07 20:00 | 0 | 0 | 0 | 0 | 0 | 726143.4583 | 441584 | 0 | 0 | 0 | 0 | 1853503.1165 | 2421582.3339 | 0 | 0 | 0 | 0 | 0 | 0 | 0 | 0 | 0 | 0 | 0 | 0 | 0 | 0 | 0 | 0 | 0 | 246512.8382 | 38046.62 | 0 | 0 | 0 | 0 | 0 | 0 | 0 | 0 | 0 | 0 | 0 | 0 | 0 | 0 | 0 | 0
2016-04-07 21:00 | 0 | 0 | 0 | 0 | 0 | 694876.134 | 444346 | 0 | 0 | 0 | 0 | 1988343.6413 | 2537271.9431 | 0 | 0 | 0 | 0 | 0 | 0 | 0 | 0 | 0 | 0 | 0 | 0 | 0 | 0 | 0 | 0 | 0 | 134840.5248 | 115689.6092 | 0 | 0 | 0 | 0 | 0 | 0 | 0 | 0 | 0 | 0 | 0 | 0 | 0 | 0 | 0 | 0
2016-04-07 22:00 | 0 | 0 | 0 | 0 | 0 | 624591.5557 | 443858 | 0 | 0 | 0 | 0 | 2234856.4796 | 2471492.6606 | 0 | 0 | 0 | 0 | 0 | 0 | 0 | 0 | 0 | 0 | 0 | 0 | 0 | 0 | 0 | 0 | 0 | 246512.8382 | -65779.2826 | 0 | 0 | 0 | 0 | 0 | 0 | 0 | 0 | 0 | 0 | 0 | 0 | 0 | 0 | 0 | 0
2016-04-07 23:00 | 0 | 0 | 0 | 0 | 0 | 488033.324 | 443415 | 0 | 0 | 0 | 0 | 2163785.1943 | 2587182.2698 | 0 | 0 | 0 | 0 | 0 | 0 | 0 | 0 | 0 | 0 | 0 | 0 | 0 | 0 | 0 | 0 | 0 | -71071.2853 | 115689.6092 | 0 | 0 | 0 | 0 | 0 | 0 | 0 | 0 | 0 | 0 | 0 | 0 | 0 | 0 | 0 | 0
2016-04-08 | 0 | 0 | 0 | 0 | 0 | 276095.9078 | 447159 | 0 | 0 | 0 | 0 | 2108411.7113 | 2471492.6606 | 0 | 0 | 0 | 0 | 0 | 0 | 0 | 0 | 0 | 0 | 0 | 0 | 0 | 0 | 0 | 0 | 0 | -55373.483 | -115689.6092 | 0 | 0 | 0 | 0 | 0 | 0 | 0 | 0 | 0 | 0 | 0 | 0 | 0 | 0 | 0 | 0
2016-04-08 01:00 | 0 | 0 | 0 | 0 | 44182.2829 | 36019.2697 | 442404 | 0 | 0 | 0 | 0 | 1861898.8731 | 2355803.0514 | 0 | 0 | 0 | 0 | 0 | 0 | 0 | 0 | 0 | 0 | 0 | 0 | 0 | 0 | 0 | 0 | 0 | -246512.8382 | -115689.6092 | 0 | 0 | 0 | 0 | 0 | 0 | 0 | 0 | 0 | 0 | 0 | 0 | 0 | 0 | 0 | 0
2016-04-08 02:00 | 0 | 0 | 0 | 0 | 62659.0739 | 6.4786 | 424868 | 0 | 0 | 0 | 0 | 1615386.0349 | 2240113.4421 | 0 | 0 | 0 | 0 | 0 | 0 | 0 | 0 | 0 | 0 | 0 | 0 | 0 | 0 | 0 | 0 | 0 | -246512.8382 | -115689.6092 | 0 | 0 | 0 | 0 | 0 | 0 | 0 | 0 | 0 | 0 | 0 | 0 | 0 | 0 | 0 | 0
2016-04-08 03:00 | 0 | 0 | 0 | 0 | 533572.229 | 0 | 402749 | 0 | 0 | 0 | 0 | 1861898.8731 | 2124423.8329 | 0 | 0 | 0 | 0 | 0 | 0 | 0 | 0 | 0 | 0 | 0 | 0 | 0 | 0 | 0 | 0 | 0 | 246512.8382 | -115689.6092 | 0 | 0 | 0 | 0 | 0 | 0 | 0 | 0 | 0 | 0 | 0 | 0 | 0 | 0 | 0 | 0
2016-04-08 04:00 | 0 | 0 | 0 | 0 | 18762.5525 | 0 | 380965 | 0 | 0 | 0 | 0 | 1615386.0349 | 2008734.2237 | 0 | 0 | 0 | 0 | 0 | 0 | 0 | 0 | 0 | 0 | 0 | 0 | 0 | 0 | 0 | 0 | 0 | -246512.8382 | -115689.6092 | 0 | 0 | 0 | 0 | 0 | 0 | 0 | 0 | 0 | 0 | 0 | 0 | 0 | 0 | 0 | 0
2016-04-08 05:00 | 0 | 0 | 0 | 0 | 232801.771 | 0 | 363625 | 0 | 0 | 0 | 0 | 1368873.1966 | 2124423.8329 | 0 | 0 | 0 | 0 | 0 | 0 | 0 | 0 | 0 | 0 | 0 | 0 | 0 | 0 | 0 | 0 | 0 | -246512.8382 | 115689.6092 | 0 | 0 | 0 | 0 | 0 | 0 | 0 | 0 | 0 | 0 | 0 | 0 | 0 | 0 | 0 | 0
2016-04-08 06:00 | 0 | 0 | 0 | 0 | 0 | 0 | 351875 | 0 | 0 | 0 | 0 | 1132687.8058 | 2008734.2237 | 0 | 0 | 0 | 0 | 0 | 0 | 0 | 0 | 0 | 0 | 0 | 0 | 0 | 0 | 0 | 0 | 0 | -236185.3908 | -115689.6092 | 0 | 0 | 0 | 0 | 0 | 0 | 0 | 0 | 0 | 0 | 0 | 0 | 0 | 0 | 0 | 0
2016-04-08 07:00 | 0 | 0 | 0 | 0 | 437146.9345 | 0 | 345250 | 0 | 0 | 0 | 0 | 1340274.3496 | 1893044.6144 | 0 | 0 | 0 | 0 | 0 | 0 | 0 | 0 | 0 | 0 | 0 | 0 | 0 | 0 | 0 | 0 | 0 | 207586.5437 | -115689.6092 | 0 | 0 | 0 | 0 | 0 | 0 | 0 | 0 | 0 | 0 | 0 | 0 | 0 | 0 | 0 | 0
2016-04-08 08:00 | 0 | 0 | 0 | 0 | 0 | 0 | 345398 | 0 | 0 | 0 | 0 | 1093761.5113 | 1794159.4527 | 0 | 0 | 0 | 0 | 0 | 0 | 0 | 0 | 0 | 0 | 0 | 0 | 0 | 0 | 0 | 0 | 0 | -246512.8382 | -98885.1618 | 0 | 0 | 0 | 0 | 0 | 0 | 0 | 0 | 0 | 0 | 0 | 0 | 0 | 0 | 0 | 0
2016-04-08 09:00 | 0 | 0 | 0 | 0 | 0 | 0 | 355321 | 0 | 0 | 0 | 0 | 854130.1205 | 1678469.8434 | 0 | 0 | 0 | 0 | 0 | 0 | 0 | 0 | 0 | 0 | 0 | 0 | 0 | 0 | 0 | 0 | 0 | -239631.3908 | -115689.6092 | 0 | 0 | 0 | 0 | 0 | 0 | 0 | 0 | 0 | 0 | 0 | 0 | 0 | 0 | 0 | 0
2016-04-08 10:00 | 0 | 0 | 0 | 0 | 389351.0445 | 0 | 380433 | 0 | 0 | 0 | 0 | 747358.5558 | 1794159.4527 | 0 | 0 | 0 | 0 | 0 | 0 | 0 | 0 | 0 | 0 | 0 | 0 | 0 | 0 | 0 | 0 | 0 | -106771.5647 | 115689.6092 | 0 | 0 | 0 | 0 | 0 | 0 | 0 | 0 | 0 | 0 | 0 | 0 | 0 | 0 | 0 | 0
2016-04-08 11:00 | 0 | 0 | 0 | 0 | 42469.5525 | 0 | 404672 | 0 | 0 | 0 | 0 | 500845.7176 | 1678469.8434 | 0 | 0 | 0 | 0 | 0 | 0 | 0 | 0 | 0 | 0 | 0 | 0 | 0 | 0 | 0 | 0 | 0 | -246512.8382 | -115689.6092 | 0 | 0 | 0 | 0 | 0 | 0 | 0 | 0 | 0 | 0 | 0 | 0 | 0 | 0 | 0 | 0
2016-04-08 12:00 | 0 | 0 | 0 | 0 | 360823.8304 | 206.0212 | 414752 | 0 | 0 | 0 | 0 | 562813.1784 | 1562780.2342 | 0 | 0 | 0 | 0 | 0 | 0 | 0 | 0 | 0 | 0 | 0 | 0 | 0 | 0 | 0 | 0 | 0 | 61967.4608 | -115689.6092 | 0 | 0 | 0 | 0 | 0 | 0 | 0 | 0 | 0 | 0 | 0 | 0 | 0 | 0 | 0 | 0
2016-04-08 13:00 | 0 | 0 | 0 | 0 | 277532.6678 | 136953.2125 | 420576 | 0 | 0 | 0 | 0 | 441033.4494 | 1678469.8434 | 0 | 0 | 0 | 0 | 0 | 0 | 0 | 0 | 0 | 0 | 0 | 0 | 0 | 0 | 0 | 0 | 0 | -121779.729 | 115689.6092 | 0 | 0 | 0 | 0 | 0 | 0 | 0 | 0 | 0 | 0 | 0 | 0 | 0 | 0 | 0 | 0
2016-04-08 14:00 | 0 | 0 | 0 | 0 | 0 | 345384.0266 | 426123 | 0 | 0 | 0 | 0 | 475984.0853 | 1562780.2342 | 0 | 0 | 0 | 0 | 0 | 0 | 0 | 0 | 0 | 0 | 0 | 0 | 0 | 0 | 0 | 0 | 0 | 34950.6359 | -115689.6092 | 0 | 0 | 0 | 0 | 0 | 0 | 0 | 0 | 0 | 0 | 0 | 0 | 0 | 0 | 0 | 0
2016-04-08 15:00 | 0 | 0 | 0 | 0 | 0 | 503200.8038 | 429033 | 0 | 0 | 0 | 0 | 434462.2799 | 1678469.8434 | 0 | 0 | 0 | 0 | 0 | 0 | 0 | 0 | 0 | 0 | 0 | 0 | 0 | 0 | 0 | 0 | 0 | -41521.8054 | 115689.6092 | 0 | 0 | 0 | 0 | 0 | 0 | 0 | 0 | 0 | 0 | 0 | 0 | 0 | 0 | 0 | 0
2016-04-08 16:00 | 0 | 0 | 0 | 0 | 0 | 593302.5444 | 428742 | 0 | 0 | 0 | 0 | 680975.1181 | 1596517.5496 | 0 | 0 | 0 | 0 | 0 | 0 | 0 | 0 | 0 | 0 | 0 | 0 | 0 | 0 | 0 | 0 | 0 | 246512.8382 | -81952.2938 | 0 | 0 | 0 | 0 | 0 | 0 | 0 | 0 | 0 | 0 | 0 | 0 | 0 | 0 | 0 | 0
2016-04-08 17:00 | 0 | 0 | 0 | 0 | 0 | 633733.8993 | 428449 | 0 | 0 | 0 | 0 | 770570.4081 | 1712207.1589 | 0 | 0 | 0 | 0 | 0 | 0 | 0 | 0 | 0 | 0 | 0 | 0 | 0 | 0 | 0 | 0 | 0 | 89595.29 | 115689.6092 | 0 | 0 | 0 | 0 | 0 | 0 | 0 | 0 | 0 | 0 | 0 | 0 | 0 | 0 | 0 | 0
2016-04-08 18:00 | 0 | 0 | 0 | 0 | 0 | 639935.3655 | 428302 | 0 | 0 | 0 | 0 | 1017083.2464 | 1677327.6861 | 0 | 0 | 0 | 0 | 0 | 0 | 0 | 0 | 0 | 0 | 0 | 0 | 0 | 0 | 0 | 0 | 0 | 246512.8382 | -34879.4727 | 0 | 0 | 0 | 0 | 0 | 0 | 0 | 0 | 0 | 0 | 0 | 0 | 0 | 0 | 0 | 0
2016-04-08 19:00 | 0 | 0 | 0 | 0 | 0 | 631670.1725 | 426825 | 0 | 0 | 0 | 0 | 1106238.8096 | 1793017.2954 | 0 | 0 | 0 | 0 | 0 | 0 | 0 | 0 | 0 | 0 | 0 | 0 | 0 | 0 | 0 | 0 | 0 | 89155.5633 | 115689.6092 | 0 | 0 | 0 | 0 | 0 | 0 | 0 | 0 | 0 | 0 | 0 | 0 | 0 | 0 | 0 | 0
2016-04-08 20:00 | 0 | 0 | 0 | 0 | 0 | 615171.4339 | 426716 | 0 | 0 | 0 | 0 | 1352751.6479 | 1734959.891 | 0 | 0 | 0 | 0 | 0 | 0 | 0 | 0 | 0 | 0 | 0 | 0 | 0 | 0 | 0 | 0 | 0 | 246512.8382 | -58057.4043 | 0 | 0 | 0 | 0 | 0 | 0 | 0 | 0 | 0 | 0 | 0 | 0 | 0 | 0 | 0 | 0
2016-04-08 21:00 | 0 | 0 | 0 | 0 | 0 | 569509.8636 | 426130 | 0 | 0 | 0 | 0 | 1380441.9023 | 1850649.5003 | 0 | 0 | 0 | 0 | 0 | 0 | 0 | 0 | 0 | 0 | 0 | 0 | 0 | 0 | 0 | 0 | 0 | 27690.2544 | 115689.6092 | 0 | 0 | 0 | 0 | 0 | 0 | 0 | 0 | 0 | 0 | 0 | 0 | 0 | 0 | 0 | 0
2016-04-08 22:00 | 0 | 0 | 0 | 0 | 0 | 494584.8587 | 423852 | 0 | 0 | 0 | 0 | 1566864.3703 | 1734959.891 | 0 | 0 | 0 | 0 | 0 | 0 | 0 | 0 | 0 | 0 | 0 | 0 | 0 | 0 | 0 | 0 | 0 | 186422.468 | -115689.6092 | 0 | 0 | 0 | 0 | 0 | 0 | 0 | 0 | 0 | 0 | 0 | 0 | 0 | 0 | 0 | 0
2016-04-08 23:00 | 0 | 0 | 0 | 0 | 0 | 363970.4092 | 422141 | 0 | 0 | 0 | 0 | 1393004.1702 | 1850649.5003 | 0 | 0 | 0 | 0 | 0 | 0 | 0 | 0 | 0 | 0 | 0 | 0 | 0 | 0 | 0 | 0 | 0 | -173860.2 | 115689.6092 | 0 | 0 | 0 | 0 | 0 | 0 | 0 | 0 | 0 | 0 | 0 | 0 | 0 | 0 | 0 | 0
2016-04-09 | 0 | 0 | 0 | 0 | 0 | 189138.5447 | 427867 | 0 | 0 | 0 | 0 | 1269965.3241 | 1734959.891 | 0 | 0 | 0 | 0 | 0 | 0 | 0 | 0 | 0 | 0 | 0 | 0 | 0 | 0 | 0 | 0 | 0 | -123038.8461 | -115689.6092 | 0 | 0 | 0 | 0 | 0 | 0 | 0 | 0 | 0 | 0 | 0 | 0 | 0 | 0 | 0 | 0
2016-04-09 01:00 | 0 | 0 | 0 | 0 | 96071.183 | 18114.3255 | 426624 | 0 | 0 | 0 | 0 | 1073216.4418 | 1619270.2818 | 0 | 0 | 0 | 0 | 0 | 0 | 0 | 0 | 0 | 0 | 0 | 0 | 0 | 0 | 0 | 0 | 0 | -196748.8823 | -115689.6092 | 0 | 0 | 0 | 0 | 0 | 0 | 0 | 0 | 0 | 0 | 0 | 0 | 0 | 0 | 0 | 0
2016-04-09 02:00 | 0 | 0 | 0 | 0 | 629236.5728 | 0.096391 | 415274 | 0 | 0 | 0 | 0 | 1319729.2801 | 1586720.1128 | 0 | 0 | 0 | 0 | 0 | 0 | 0 | 0 | 0 | 0 | 0 | 0 | 0 | 0 | 0 | 0 | 0 | 246512.8382 | -32550.169 | 0 | 0 | 0 | 0 | 0 | 0 | 0 | 0 | 0 | 0 | 0 | 0 | 0 | 0 | 0 | 0
2016-04-09 03:00 | 0 | 0 | 0 | 0 | 36940.5525 | 0 | 399143 | 0 | 0 | 0 | 0 | 1073216.4418 | 1471030.5035 | 0 | 0 | 0 | 0 | 0 | 0 | 0 | 0 | 0 | 0 | 0 | 0 | 0 | 0 | 0 | 0 | 0 | -246512.8382 | -115689.6092 | 0 | 0 | 0 | 0 | 0 | 0 | 0 | 0 | 0 | 0 | 0 | 0 | 0 | 0 | 0 | 0
2016-04-09 04:00 | 0 | 0 | 0 | 0 | 250237.771 | 0 | 381061 | 0 | 0 | 0 | 0 | 826703.6036 | 1586720.1128 | 0 | 0 | 0 | 0 | 0 | 0 | 0 | 0 | 0 | 0 | 0 | 0 | 0 | 0 | 0 | 0 | 0 | -246512.8382 | 115689.6092 | 0 | 0 | 0 | 0 | 0 | 0 | 0 | 0 | 0 | 0 | 0 | 0 | 0 | 0 | 0 | 0
2016-04-09 05:00 | 0 | 0 | 0 | 0 | 580913.0098 | 0 | 367048 | 0 | 0 | 0 | 0 | 1073216.4418 | 1554072.2843 | 0 | 0 | 0 | 0 | 0 | 0 | 0 | 0 | 0 | 0 | 0 | 0 | 0 | 0 | 0 | 0 | 0 | 246512.8382 | -32647.8285 | 0 | 0 | 0 | 0 | 0 | 0 | 0 | 0 | 0 | 0 | 0 | 0 | 0 | 0 | 0 | 0
2016-04-09 06:00 | 0 | 0 | 0 | 0 | 0 | 0 | 356187 | 0 | 0 | 0 | 0 | 826703.6036 | 1444398.1225 | 0 | 0 | 0 | 0 | 0 | 0 | 0 | 0 | 0 | 0 | 0 | 0 | 0 | 0 | 0 | 0 | 0 | -246512.8382 | -109674.1618 | 0 | 0 | 0 | 0 | 0 | 0 | 0 | 0 | 0 | 0 | 0 | 0 | 0 | 0 | 0 | 0
2016-04-09 07:00 | 0 | 0 | 0 | 0 | 219020.771 | 0 | 349844 | 0 | 0 | 0 | 0 | 580190.7653 | 1560087.7318 | 0 | 0 | 0 | 0 | 0 | 0 | 0 | 0 | 0 | 0 | 0 | 0 | 0 | 0 | 0 | 0 | 0 | -246512.8382 | 115689.6092 | 0 | 0 | 0 | 0 | 0 | 0 | 0 | 0 | 0 | 0 | 0 | 0 | 0 | 0 | 0 | 0
2016-04-09 08:00 | 0 | 0 | 0 | 0 | 535788.9295 | 0 | 347363 | 0 | 0 | 0 | 0 | 826703.6036 | 1502000.823 | 0 | 0 | 0 | 0 | 0 | 0 | 0 | 0 | 0 | 0 | 0 | 0 | 0 | 0 | 0 | 0 | 0 | 246512.8382 | -58086.9088 | 0 | 0 | 0 | 0 | 0 | 0 | 0 | 0 | 0 | 0 | 0 | 0 | 0 | 0 | 0 | 0
2016-04-09 09:00 | 0 | 0 | 0 | 0 | 0 | 0 | 351170 | 0 | 0 | 0 | 0 | 580190.7653 | 1397343.6612 | 0 | 0 | 0 | 0 | 0 | 0 | 0 | 0 | 0 | 0 | 0 | 0 | 0 | 0 | 0 | 0 | 0 | -246512.8382 | -104657.1618 | 0 | 0 | 0 | 0 | 0 | 0 | 0 | 0 | 0 | 0 | 0 | 0 | 0 | 0 | 0 | 0
2016-04-09 10:00 | 0 | 0 | 0 | 0 | 0 | 0 | 359217 | 0 | 0 | 0 | 0 | 333677.9271 | 1284639.4995 | 0 | 0 | 0 | 0 | 0 | 0 | 0 | 0 | 0 | 0 | 0 | 0 | 0 | 0 | 0 | 0 | 0 | -246512.8382 | -112704.1618 | 0 | 0 | 0 | 0 | 0 | 0 | 0 | 0 | 0 | 0 | 0 | 0 | 0 | 0 | 0 | 0
2016-04-09 11:00 | 0 | 0 | 0 | 0 | 502284.6408 | 0 | 369960 | 0 | 0 | 0 | 0 | 350312.9587 | 1400329.1087 | 0 | 0 | 0 | 0 | 0 | 0 | 0 | 0 | 0 | 0 | 0 | 0 | 0 | 0 | 0 | 0 | 0 | 16635.0316 | 115689.6092 | 0 | 0 | 0 | 0 | 0 | 0 | 0 | 0 | 0 | 0 | 0 | 0 | 0 | 0 | 0 | 0
2016-04-09 12:00 | 0 | 0 | 0 | 0 | 20805.2385 | 231.314 | 383239 | 0 | 0 | 0 | 0 | 103800.1205 | 1284639.4995 | 0 | 0 | 0 | 0 | 0 | 0 | 0 | 0 | 0 | 0 | 0 | 0 | 0 | 0 | 0 | 0 | 0 | -246512.8382 | -115689.6092 | 0 | 0 | 0 | 0 | 0 | 0 | 0 | 0 | 0 | 0 | 0 | 0 | 0 | 0 | 0 | 0
2016-04-09 13:00 | 0 | 0 | 0 | 0 | 0 | 175013.2703 | 394503 | 0 | 0 | 0 | 0 | 0 | 1168949.8902 | 0 | 0 | 0 | 0 | 0 | 0 | 0 | 0 | 0 | 0 | 0 | 0 | 0 | 0 | 0 | 0 | 0 | -103800.1205 | -115689.6092 | 0 | 0 | 0 | 0 | 0 | 0 | 0 | 0 | 0 | 0 | 0 | 0 | 0 | 0 | 0 | 0
2016-04-09 14:00 | 0 | 0 | 0 | 0 | 75683.4225 | 457298.8065 | 402159 | 0 | 0 | 0 | 0 | 246512.8382 | 1053260.281 | 0 | 0 | 0 | 0 | 0 | 0 | 0 | 0 | 0 | 0 | 0 | 0 | 0 | 0 | 0 | 0 | 0 | 246512.8382 | -115689.6092 | 0 | 0 | 0 | 0 | 0 | 0 | 0 | 0 | 0 | 0 | 0 | 0 | 0 | 0 | 0 | 0
2016-04-09 15:00 | 0 | 0 | 0 | 0 | 122817.8924 | 643919.5551 | 404535 | 0 | 0 | 0 | 0 | 493025.6765 | 1168949.8902 | 0 | 0 | 0 | 0 | 0 | 0 | 0 | 0 | 0 | 0 | 0 | 0 | 0 | 0 | 0 | 0 | 0 | 246512.8382 | 115689.6092 | 0 | 0 | 0 | 0 | 0 | 0 | 0 | 0 | 0 | 0 | 0 | 0 | 0 | 0 | 0 | 0
2016-04-09 16:00 | 0 | 0 | 0 | 0 | 54139.6395 | 711487.808 | 403425 | 0 | 0 | 0 | 0 | 739538.5147 | 1284639.4995 | 0 | 0 | 0 | 0 | 0 | 0 | 0 | 0 | 0 | 0 | 0 | 0 | 0 | 0 | 0 | 0 | 0 | 246512.8382 | 115689.6092 | 0 | 0 | 0 | 0 | 0 | 0 | 0 | 0 | 0 | 0 | 0 | 0 | 0 | 0 | 0 | 0
2016-04-09 17:00 | 0 | 0 | 0 | 0 | 0 | 721802.4308 | 401764 | 0 | 0 | 0 | 0 | 943887.3362 | 1400329.1087 | 0 | 0 | 0 | 0 | 0 | 0 | 0 | 0 | 0 | 0 | 0 | 0 | 0 | 0 | 0 | 0 | 0 | 204348.8215 | 115689.6092 | 0 | 0 | 0 | 0 | 0 | 0 | 0 | 0 | 0 | 0 | 0 | 0 | 0 | 0 | 0 | 0
2016-04-09 18:00 | 0 | 0 | 0 | 0 | 0 | 716354.352 | 399211 | 0 | 0 | 0 | 0 | 1190400.1745 | 1470959.6225 | 0 | 0 | 0 | 0 | 0 | 0 | 0 | 0 | 0 | 0 | 0 | 0 | 0 | 0 | 0 | 0 | 0 | 246512.8382 | 70630.5137 | 0 | 0 | 0 | 0 | 0 | 0 | 0 | 0 | 0 | 0 | 0 | 0 | 0 | 0 | 0 | 0
2016-04-09 19:00 | 0 | 0 | 0 | 0 | 0 | 709015.971 | 396576 | 0 | 0 | 0 | 0 | 1387150.5363 | 1586649.2317 | 0 | 0 | 0 | 0 | 0 | 0 | 0 | 0 | 0 | 0 | 0 | 0 | 0 | 0 | 0 | 0 | 0 | 196750.3618 | 115689.6092 | 0 | 0 | 0 | 0 | 0 | 0 | 0 | 0 | 0 | 0 | 0 | 0 | 0 | 0 | 0 | 0
2016-04-09 20:00 | 0 | 0 | 0 | 0 | 0 | 700732.9036 | 396480 | 0 | 0 | 0 | 0 | 1633663.3745 | 1644389.2971 | 0 | 0 | 0 | 0 | 0 | 0 | 0 | 0 | 0 | 0 | 0 | 0 | 0 | 0 | 0 | 0 | 0 | 246512.8382 | 57740.0654 | 0 | 0 | 0 | 0 | 0 | 0 | 0 | 0 | 0 | 0 | 0 | 0 | 0 | 0 | 0 | 0
2016-04-09 21:00 | 0 | 0 | 0 | 0 | 0 | 671693.7416 | 396600 | 0 | 0 | 0 | 0 | 1793067.5069 | 1760078.9063 | 0 | 0 | 0 | 0 | 0 | 0 | 0 | 0 | 0 | 0 | 0 | 0 | 0 | 0 | 0 | 0 | 0 | 159404.1324 | 115689.6092 | 0 | 0 | 0 | 0 | 0 | 0 | 0 | 0 | 0 | 0 | 0 | 0 | 0 | 0 | 0 | 0
2016-04-09 22:00 | 0 | 0 | 0 | 0 | 0 | 607051.0778 | 397334 | 0 | 0 | 0 | 0 | 1887094.9755 | 1875768.5155 | 0 | 0 | 0 | 0 | 0 | 0 | 0 | 0 | 0 | 0 | 0 | 0 | 0 | 0 | 0 | 0 | 0 | 94027.4686 | 115689.6092 | 0 | 0 | 0 | 0 | 0 | 0 | 0 | 0 | 0 | 0 | 0 | 0 | 0 | 0 | 0 | 0
2016-04-09 23:00 | 0 | 0 | 0 | 0 | 0 | 485275.4925 | 400185 | 0 | 0 | 0 | 0 | 1856495.8587 | 1991458.1248 | 0 | 0 | 0 | 0 | 0 | 0 | 0 | 0 | 0 | 0 | 0 | 0 | 0 | 0 | 0 | 0 | 0 | -30599.1167 | 115689.6092 | 0 | 0 | 0 | 0 | 0 | 0 | 0 | 0 | 0 | 0 | 0 | 0 | 0 | 0 | 0 | 0
2016-04-10 | 0 | 0 | 0 | 0 | 0 | 278052.9436 | 410290 | 0 | 0 | 0 | 0 | 1839948.4116 | 1875768.5155 | 0 | 0 | 0 | 0 | 0 | 0 | 0 | 0 | 0 | 0 | 0 | 0 | 0 | 0 | 0 | 0 | 0 | -16547.4471 | -115689.6092 | 0 | 0 | 0 | 0 | 0 | 0 | 0 | 0 | 0 | 0 | 0 | 0 | 0 | 0 | 0 | 0
2016-04-10 01:00 | 0 | 0 | 0 | 0 | 23684.8558 | 26975.6967 | 412863 | 0 | 0 | 0 | 0 | 1593435.5734 | 1760078.9063 | 0 | 0 | 0 | 0 | 0 | 0 | 0 | 0 | 0 | 0 | 0 | 0 | 0 | 0 | 0 | 0 | 0 | -246512.8382 | -115689.6092 | 0 | 0 | 0 | 0 | 0 | 0 | 0 | 0 | 0 | 0 | 0 | 0 | 0 | 0 | 0 | 0
2016-04-10 02:00 | 0 | 0 | 0 | 0 | 42102.4223 | 0.1302 | 404305 | 0 | 0 | 0 | 0 | 1346922.7351 | 1644389.2971 | 0 | 0 | 0 | 0 | 0 | 0 | 0 | 0 | 0 | 0 | 0 | 0 | 0 | 0 | 0 | 0 | 0 | -246512.8382 | -115689.6092 | 0 | 0 | 0 | 0 | 0 | 0 | 0 | 0 | 0 | 0 | 0 | 0 | 0 | 0 | 0 | 0
2016-04-10 03:00 | 0 | 0 | 0 | 0 | 28865.5525 | 0 | 391068 | 0 | 0 | 0 | 0 | 1100409.8969 | 1528699.6878 | 0 | 0 | 0 | 0 | 0 | 0 | 0 | 0 | 0 | 0 | 0 | 0 | 0 | 0 | 0 | 0 | 0 | -246512.8382 | -115689.6092 | 0 | 0 | 0 | 0 | 0 | 0 | 0 | 0 | 0 | 0 | 0 | 0 | 0 | 0 | 0 | 0
2016-04-10 04:00 | 0 | 0 | 0 | 0 | 738253.4475 | 0 | 376051 | 0 | 0 | 0 | 0 | 1346922.7351 | 1644389.2971 | 0 | 0 | 0 | 0 | 0 | 0 | 0 | 0 | 0 | 0 | 0 | 0 | 0 | 0 | 0 | 0 | 0 | 246512.8382 | 115689.6092 | 0 | 0 | 0 | 0 | 0 | 0 | 0 | 0 | 0 | 0 | 0 | 0 | 0 | 0 | 0 | 0
2016-04-10 05:00 | 0 | 0 | 0 | 0 | 1723.5525 | 0 | 363926 | 0 | 0 | 0 | 0 | 1100409.8969 | 1528699.6878 | 0 | 0 | 0 | 0 | 0 | 0 | 0 | 0 | 0 | 0 | 0 | 0 | 0 | 0 | 0 | 0 | 0 | -246512.8382 | -115689.6092 | 0 | 0 | 0 | 0 | 0 | 0 | 0 | 0 | 0 | 0 | 0 | 0 | 0 | 0 | 0 | 0
2016-04-10 06:00 | 0 | 0 | 0 | 0 | 0 | 0 | 354621 | 0 | 0 | 0 | 0 | 853897.0586 | 1420591.5261 | 0 | 0 | 0 | 0 | 0 | 0 | 0 | 0 | 0 | 0 | 0 | 0 | 0 | 0 | 0 | 0 | 0 | -246512.8382 | -108108.1618 | 0 | 0 | 0 | 0 | 0 | 0 | 0 | 0 | 0 | 0 | 0 | 0 | 0 | 0 | 0 | 0
2016-04-10 07:00 | 0 | 0 | 0 | 0 | 0 | 0 | 348915 | 0 | 0 | 0 | 0 | 607384.2204 | 1318189.3643 | 0 | 0 | 0 | 0 | 0 | 0 | 0 | 0 | 0 | 0 | 0 | 0 | 0 | 0 | 0 | 0 | 0 | -246512.8382 | -102402.1618 | 0 | 0 | 0 | 0 | 0 | 0 | 0 | 0 | 0 | 0 | 0 | 0 | 0 | 0 | 0 | 0
2016-04-10 08:00 | 0 | 0 | 0 | 0 | 117266.8469 | 0 | 347315 | 0 | 0 | 0 | 0 | 493025.6765 | 1202499.7551 | 0 | 0 | 0 | 0 | 0 | 0 | 0 | 0 | 0 | 0 | 0 | 0 | 0 | 0 | 0 | 0 | 0 | -114358.5439 | -115689.6092 | 0 | 0 | 0 | 0 | 0 | 0 | 0 | 0 | 0 | 0 | 0 | 0 | 0 | 0 | 0 | 0
2016-04-10 09:00 | 0 | 0 | 0 | 0 | 711156.4475 | 0 | 348954 | 0 | 0 | 0 | 0 | 739538.5147 | 1318189.3643 | 0 | 0 | 0 | 0 | 0 | 0 | 0 | 0 | 0 | 0 | 0 | 0 | 0 | 0 | 0 | 0 | 0 | 246512.8382 | 115689.6092 | 0 | 0 | 0 | 0 | 0 | 0 | 0 | 0 | 0 | 0 | 0 | 0 | 0 | 0 | 0 | 0
2016-04-10 10:00 | 0 | 0 | 0 | 0 | 0 | 0 | 354885 | 0 | 0 | 0 | 0 | 493025.6765 | 1209817.2026 | 0 | 0 | 0 | 0 | 0 | 0 | 0 | 0 | 0 | 0 | 0 | 0 | 0 | 0 | 0 | 0 | 0 | -246512.8382 | -108372.1618 | 0 | 0 | 0 | 0 | 0 | 0 | 0 | 0 | 0 | 0 | 0 | 0 | 0 | 0 | 0 | 0
2016-04-10 11:00 | 0 | 0 | 0 | 0 | 274.5525 | 0 | 362477 | 0 | 0 | 0 | 0 | 246512.8382 | 1094127.5933 | 0 | 0 | 0 | 0 | 0 | 0 | 0 | 0 | 0 | 0 | 0 | 0 | 0 | 0 | 0 | 0 | 0 | -246512.8382 | -115689.6092 | 0 | 0 | 0 | 0 | 0 | 0 | 0 | 0 | 0 | 0 | 0 | 0 | 0 | 0 | 0 | 0
2016-04-10 12:00 | 0 | 0 | 0 | 0 | 239805.1825 | 480.5885 | 371109 | 0 | 0 | 0 | 0 | 0 | 1209817.2026 | 0 | 0 | 0 | 0 | 0 | 0 | 0 | 0 | 0 | 0 | 0 | 0 | 0 | 0 | 0 | 0 | 0 | -246512.8382 | 115689.6092 | 0 | 0 | 0 | 0 | 0 | 0 | 0 | 0 | 0 | 0 | 0 | 0 | 0 | 0 | 0 | 0
2016-04-10 13:00 | 0 | 0 | 0 | 0 | 499460.2148 | 226980.3013 | 379666 | 0 | 0 | 0 | 0 | 246512.8382 | 1310078.8804 | 0 | 0 | 0 | 0 | 0 | 0 | 0 | 0 | 0 | 0 | 0 | 0 | 0 | 0 | 0 | 0 | 0 | 246512.8382 | 100261.6778 | 0 | 0 | 0 | 0 | 0 | 0 | 0 | 0 | 0 | 0 | 0 | 0 | 0 | 0 | 0 | 0
2016-04-10 14:00 | 0 | 0 | 0 | 0 | 0 | 494120.536 | 385109 | 0 | 0 | 0 | 0 | 239834.765 | 1425768.4896 | 0 | 0 | 0 | 0 | 0 | 0 | 0 | 0 | 0 | 0 | 0 | 0 | 0 | 0 | 0 | 0 | 0 | -6678.0732 | 115689.6092 | 0 | 0 | 0 | 0 | 0 | 0 | 0 | 0 | 0 | 0 | 0 | 0 | 0 | 0 | 0 | 0
2016-04-10 15:00 | 0 | 0 | 0 | 0 | 71134.7439 | 677873.7035 | 386806 | 0 | 0 | 0 | 0 | 486347.6033 | 1541458.0989 | 0 | 0 | 0 | 0 | 0 | 0 | 0 | 0 | 0 | 0 | 0 | 0 | 0 | 0 | 0 | 0 | 0 | 246512.8382 | 115689.6092 | 0 | 0 | 0 | 0 | 0 | 0 | 0 | 0 | 0 | 0 | 0 | 0 | 0 | 0 | 0 | 0
2016-04-10 16:00 | 0 | 0 | 0 | 0 | 0 | 738542.9509 | 388802 | 0 | 0 | 0 | 0 | 720398.945 | 1657147.7081 | 0 | 0 | 0 | 0 | 0 | 0 | 0 | 0 | 0 | 0 | 0 | 0 | 0 | 0 | 0 | 0 | 0 | 234051.3417 | 115689.6092 | 0 | 0 | 0 | 0 | 0 | 0 | 0 | 0 | 0 | 0 | 0 | 0 | 0 | 0 | 0 | 0
2016-04-10 17:00 | 0 | 0 | 0 | 0 | 0 | 737585.8648 | 388882 | 0 | 0 | 0 | 0 | 953413.2006 | 1772837.3173 | 0 | 0 | 0 | 0 | 0 | 0 | 0 | 0 | 0 | 0 | 0 | 0 | 0 | 0 | 0 | 0 | 0 | 233014.2556 | 115689.6092 | 0 | 0 | 0 | 0 | 0 | 0 | 0 | 0 | 0 | 0 | 0 | 0 | 0 | 0 | 0 | 0
2016-04-10 18:00 | 0 | 0 | 0 | 0 | 0 | 720647.1292 | 388785 | 0 | 0 | 0 | 0 | 1199926.0388 | 1858186.6083 | 0 | 0 | 0 | 0 | 0 | 0 | 0 | 0 | 0 | 0 | 0 | 0 | 0 | 0 | 0 | 0 | 0 | 246512.8382 | 85349.291 | 0 | 0 | 0 | 0 | 0 | 0 | 0 | 0 | 0 | 0 | 0 | 0 | 0 | 0 | 0 | 0
2016-04-10 19:00 | 0 | 0 | 0 | 0 | 0 | 694052.9406 | 388616 | 0 | 0 | 0 | 0 | 1446438.877 | 1917110.7106 | 0 | 0 | 0 | 0 | 0 | 0 | 0 | 0 | 0 | 0 | 0 | 0 | 0 | 0 | 0 | 0 | 0 | 246512.8382 | 58924.1023 | 0 | 0 | 0 | 0 | 0 | 0 | 0 | 0 | 0 | 0 | 0 | 0 | 0 | 0 | 0 | 0
2016-04-10 20:00 | 0 | 0 | 0 | 0 | 0 | 664621.9866 | 391078 | 0 | 0 | 0 | 0 | 1692951.7153 | 1944141.859 | 0 | 0 | 0 | 0 | 0 | 0 | 0 | 0 | 0 | 0 | 0 | 0 | 0 | 0 | 0 | 0 | 0 | 246512.8382 | 27031.1484 | 0 | 0 | 0 | 0 | 0 | 0 | 0 | 0 | 0 | 0 | 0 | 0 | 0 | 0 | 0 | 0
2016-04-10 21:00 | 0 | 0 | 0 | 0 | 0 | 612894.2025 | 395313 | 0 | 0 | 0 | 0 | 1794843.3085 | 2059831.4682 | 0 | 0 | 0 | 0 | 0 | 0 | 0 | 0 | 0 | 0 | 0 | 0 | 0 | 0 | 0 | 0 | 0 | 101891.5932 | 115689.6092 | 0 | 0 | 0 | 0 | 0 | 0 | 0 | 0 | 0 | 0 | 0 | 0 | 0 | 0 | 0 | 0
2016-04-10 22:00 | 0 | 0 | 0 | 0 | 0 | 522974.5858 | 399719 | 0 | 0 | 0 | 0 | 2033788.5035 | 1944141.859 | 0 | 0 | 0 | 0 | 0 | 0 | 0 | 0 | 0 | 0 | 0 | 0 | 0 | 0 | 0 | 0 | 0 | 238945.195 | -115689.6092 | 0 | 0 | 0 | 0 | 0 | 0 | 0 | 0 | 0 | 0 | 0 | 0 | 0 | 0 | 0 | 0
2016-04-10 23:00 | 0 | 0 | 0 | 0 | 0 | 396758.021 | 405711 | 0 | 0 | 0 | 0 | 1909145.9153 | 2059831.4682 | 0 | 0 | 0 | 0 | 0 | 0 | 0 | 0 | 0 | 0 | 0 | 0 | 0 | 0 | 0 | 0 | 0 | -124642.5882 | 115689.6092 | 0 | 0 | 0 | 0 | 0 | 0 | 0 | 0 | 0 | 0 | 0 | 0 | 0 | 0 | 0 | 0
2016-04-11 | 0 | 0 | 0 | 0 | 0 | 214293.6612 | 416358 | 0 | 0 | 0 | 0 | 1822771.1858 | 1944141.859 | 0 | 0 | 0 | 0 | 0 | 0 | 0 | 0 | 0 | 0 | 0 | 0 | 0 | 0 | 0 | 0 | 0 | -86374.7295 | -115689.6092 | 0 | 0 | 0 | 0 | 0 | 0 | 0 | 0 | 0 | 0 | 0 | 0 | 0 | 0 | 0 | 0
2016-04-11 01:00 | 0 | 0 | 0 | 0 | 9987.7221 | 43185.8304 | 415376 | 0 | 0 | 0 | 0 | 1576258.3475 | 1828452.2498 | 0 | 0 | 0 | 0 | 0 | 0 | 0 | 0 | 0 | 0 | 0 | 0 | 0 | 0 | 0 | 0 | 0 | -246512.8382 | -115689.6092 | 0 | 0 | 0 | 0 | 0 | 0 | 0 | 0 | 0 | 0 | 0 | 0 | 0 | 0 | 0 | 0
2016-04-11 02:00 | 0 | 0 | 0 | 0 | 39305.673 | 1.8795 | 401510 | 0 | 0 | 0 | 0 | 1329745.5093 | 1712762.6405 | 0 | 0 | 0 | 0 | 0 | 0 | 0 | 0 | 0 | 0 | 0 | 0 | 0 | 0 | 0 | 0 | 0 | -246512.8382 | -115689.6092 | 0 | 0 | 0 | 0 | 0 | 0 | 0 | 0 | 0 | 0 | 0 | 0 | 0 | 0 | 0 | 0
2016-04-11 03:00 | 0 | 0 | 0 | 0 | 630759.7746 | 0 | 383794 | 0 | 0 | 0 | 0 | 1576258.3475 | 1710184.0244 | 0 | 0 | 0 | 0 | 0 | 0 | 0 | 3031.5525 | 0 | 0 | 0 | 0 | 0 | 0 | 0 | 0 | 0 | 246512.8382 | -2578.6162 | 0 | 0 | 0 | 0 | 0 | 0 | 0 | 0 | 0 | 3031.5525 | 0 | 0 | 0 | 0 | 0 | 0
2016-04-11 04:00 | 0 | 0 | 0 | 0 | 0 | 0 | 365234 | 0 | 0 | 0 | 0 | 1329745.5093 | 1594494.4151 | 0 | 0 | 0 | 0 | 0 | 0 | 0 | 0 | 0 | 0 | 0 | 0 | 0 | 0 | 0 | 0 | 0 | -246512.8382 | -115689.6092 | 0 | 0 | 0 | 0 | 0 | 0 | 0 | 0 | 0 | -3031.5525 | 0 | 0 | 0 | 0 | 0 | 0
2016-04-11 05:00 | 0 | 0 | 0 | 0 | 0 | 0 | 350424 | 0 | 0 | 0 | 0 | 1083232.671 | 1490583.2534 | 0 | 0 | 0 | 0 | 0 | 0 | 0 | 0 | 0 | 0 | 0 | 0 | 0 | 0 | 0 | 0 | 0 | -246512.8382 | -103911.1618 | 0 | 0 | 0 | 0 | 0 | 0 | 0 | 0 | 0 | 0 | 0 | 0 | 0 | 0 | 0 | 0
2016-04-11 06:00 | 0 | 0 | 0 | 0 | 0 | 0 | 340447 | 0 | 0 | 0 | 0 | 836719.8328 | 1396649.0916 | 0 | 0 | 0 | 0 | 0 | 0 | 0 | 0 | 0 | 0 | 0 | 0 | 0 | 0 | 0 | 0 | 0 | -246512.8382 | -93934.1618 | 0 | 0 | 0 | 0 | 0 | 0 | 0 | 0 | 0 | 0 | 0 | 0 | 0 | 0 | 0 | 0
2016-04-11 07:00 | 0 | 0 | 0 | 0 | 568994.0305 | 0 | 335183 | 0 | 0 | 0 | 0 | 954841.2541 | 1512338.7009 | 0 | 0 | 0 | 0 | 0 | 0 | 0 | 0 | 0 | 0 | 0 | 0 | 0 | 0 | 0 | 0 | 0 | 118121.4213 | 115689.6092 | 0 | 0 | 0 | 0 | 0 | 0 | 0 | 0 | 0 | 0 | 0 | 0 | 0 | 0 | 0 | 0
2016-04-11 08:00 | 0 | 0 | 0 | 0 | 0 | 0 | 337219 | 0 | 0 | 0 | 0 | 708328.4158 | 1421632.5391 | 0 | 0 | 0 | 0 | 0 | 0 | 0 | 0 | 0 | 0 | 0 | 0 | 0 | 0 | 0 | 0 | 0 | -246512.8382 | -90706.1618 | 0 | 0 | 0 | 0 | 0 | 0 | 0 | 0 | 0 | 0 | 0 | 0 | 0 | 0 | 0 | 0
2016-04-11 09:00 | 0 | 0 | 0 | 0 | 0 | 0 | 348728 | 0 | 0 | 0 | 0 | 461815.5776 | 1319417.3773 | 0 | 0 | 0 | 0 | 0 | 0 | 0 | 0 | 0 | 0 | 0 | 0 | 0 | 0 | 0 | 0 | 0 | -246512.8382 | -102215.1618 | 0 | 0 | 0 | 0 | 0 | 0 | 0 | 0 | 0 | 0 | 0 | 0 | 0 | 0 | 0 | 0
2016-04-11 10:00 | 0 | 0 | 0 | 0 | 339960.7128 | 0 | 376332 | 0 | 0 | 0 | 0 | 541133.8996 | 1203727.7681 | 0 | 0 | 0 | 0 | 0 | 0 | 0 | 0 | 0 | 0 | 0 | 0 | 0 | 0 | 0 | 0 | 0 | 79318.322 | -115689.6092 | 0 | 0 | 0 | 0 | 0 | 0 | 0 | 0 | 0 | 0 | 0 | 0 | 0 | 0 | 0 | 0
2016-04-11 11:00 | 0 | 0 | 0 | 0 | 469841.3861 | 0 | 402260 | 0 | 0 | 0 | 0 | 493025.6765 | 1319417.3773 | 0 | 0 | 0 | 0 | 0 | 0 | 0 | 0 | 0 | 0 | 0 | 0 | 0 | 0 | 0 | 0 | 0 | -48108.2232 | 115689.6092 | 0 | 0 | 0 | 0 | 0 | 0 | 0 | 0 | 0 | 0 | 0 | 0 | 0 | 0 | 0 | 0
2016-04-11 12:00 | 0 | 0 | 0 | 0 | 51430.9479 | 392.6046 | 414026 | 0 | 0 | 0 | 0 | 246512.8382 | 1203727.7681 | 0 | 0 | 0 | 0 | 0 | 0 | 0 | 0 | 0 | 0 | 0 | 0 | 0 | 0 | 0 | 0 | 0 | -246512.8382 | -115689.6092 | 0 | 0 | 0 | 0 | 0 | 0 | 0 | 0 | 0 | 0 | 0 | 0 | 0 | 0 | 0 | 0
2016-04-11 13:00 | 0 | 0 | 0 | 0 | 0 | 213427.4119 | 421216 | 0 | 0 | 0 | 0 | 0 | 1242452.0182 | 0 | 0 | 0 | 0 | 0 | 0 | 0 | 0 | 0 | 0 | 0 | 0 | 0 | 0 | 0 | 0 | 0 | -246512.8382 | 38724.2501 | 0 | 0 | 0 | 0 | 0 | 0 | 0 | 0 | 0 | 0 | 0 | 0 | 0 | 0 | 0 | 0
2016-04-11 14:00 | 0 | 0 | 0 | 0 | 284334.6269 | 505356.8206 | 427489 | 0 | 0 | 0 | 0 | 246512.8382 | 1358141.6275 | 0 | 0 | 0 | 0 | 0 | 0 | 0 | 0 | 0 | 0 | 0 | 0 | 0 | 0 | 0 | 0 | 0 | 246512.8382 | 115689.6092 | 0 | 0 | 0 | 0 | 0 | 0 | 0 | 0 | 0 | 0 | 0 | 0 | 0 | 0 | 0 | 0
2016-04-11 15:00 | 0 | 0 | 0 | 0 | 86000.3398 | 706694.1077 | 430492 | 0 | 0 | 0 | 0 | 493025.6765 | 1473831.2367 | 0 | 0 | 0 | 0 | 0 | 0 | 0 | 0 | 0 | 0 | 0 | 0 | 0 | 0 | 0 | 0 | 0 | 246512.8382 | 115689.6092 | 0 | 0 | 0 | 0 | 0 | 0 | 0 | 0 | 0 | 0 | 0 | 0 | 0 | 0 | 0 | 0
2016-04-11 16:00 | 0 | 0 | 0 | 0 | 0 | 787048.9368 | 430721 | 0 | 0 | 0 | 0 | 739538.5147 | 1583646.3353 | 0 | 0 | 0 | 0 | 0 | 0 | 0 | 0 | 0 | 0 | 0 | 0 | 0 | 0 | 0 | 0 | 0 | 246512.8382 | 109815.0986 | 0 | 0 | 0 | 0 | 0 | 0 | 0 | 0 | 0 | 0 | 0 | 0 | 0 | 0 | 0 | 0
2016-04-11 17:00 | 0 | 0 | 0 | 0 | 0 | 788654.0036 | 431134 | 0 | 0 | 0 | 0 | 981368.9091 | 1699335.9445 | 0 | 0 | 0 | 0 | 0 | 0 | 0 | 0 | 0 | 0 | 0 | 0 | 0 | 0 | 0 | 0 | 0 | 241830.3944 | 115689.6092 | 0 | 0 | 0 | 0 | 0 | 0 | 0 | 0 | 0 | 0 | 0 | 0 | 0 | 0 | 0 | 0
2016-04-11 18:00 | 0 | 0 | 0 | 0 | 0 | 772094.507 | 431481 | 0 | 0 | 0 | 0 | 1227881.7474 | 1793436.6133 | 0 | 0 | 0 | 0 | 0 | 0 | 0 | 0 | 0 | 0 | 0 | 0 | 0 | 0 | 0 | 0 | 0 | 246512.8382 | 94100.6688 | 0 | 0 | 0 | 0 | 0 | 0 | 0 | 0 | 0 | 0 | 0 | 0 | 0 | 0 | 0 | 0
2016-04-11 19:00 | 0 | 0 | 0 | 0 | 0 | 758301.3229 | 431842 | 0 | 0 | 0 | 0 | 1438651.461 | 1909126.2226 | 0 | 0 | 0 | 0 | 0 | 0 | 0 | 0 | 0 | 0 | 0 | 0 | 0 | 0 | 0 | 0 | 0 | 210769.7136 | 115689.6092 | 0 | 0 | 0 | 0 | 0 | 0 | 0 | 0 | 0 | 0 | 0 | 0 | 0 | 0 | 0 | 0
2016-04-11 20:00 | 0 | 0 | 0 | 0 | 0 | 753121.7034 | 432855 | 0 | 0 | 0 | 0 | 1685164.2993 | 1982880.0877 | 0 | 0 | 0 | 0 | 0 | 0 | 0 | 0 | 0 | 0 | 0 | 0 | 0 | 0 | 0 | 0 | 0 | 246512.8382 | 73753.8652 | 0 | 0 | 0 | 0 | 0 | 0 | 0 | 0 | 0 | 0 | 0 | 0 | 0 | 0 | 0 | 0
2016-04-11 21:00 | 0 | 0 | 0 | 0 | 0 | 735687.1604 | 434795 | 0 | 0 | 0 | 0 | 1870366.8505 | 2098569.697 | 0 | 0 | 0 | 0 | 0 | 0 | 0 | 0 | 0 | 0 | 0 | 0 | 0 | 0 | 0 | 0 | 0 | 185202.5512 | 115689.6092 | 0 | 0 | 0 | 0 | 0 | 0 | 0 | 0 | 0 | 0 | 0 | 0 | 0 | 0 | 0 | 0
2016-04-11 22:00 | 0 | 0 | 0 | 0 | 0 | 688938.1049 | 434879 | 0 | 0 | 0 | 0 | 2116879.6887 | 2106115.9636 | 0 | 0 | 0 | 0 | 0 | 0 | 0 | 0 | 0 | 0 | 0 | 0 | 0 | 0 | 0 | 0 | 0 | 246512.8382 | 7546.2666 | 0 | 0 | 0 | 0 | 0 | 0 | 0 | 0 | 0 | 0 | 0 | 0 | 0 | 0 | 0 | 0
2016-04-11 23:00 | 0 | 0 | 0 | 0 | 0 | 574517.245 | 435622 | 0 | 0 | 0 | 0 | 2140085.3245 | 2221805.5728 | 0 | 0 | 0 | 0 | 0 | 0 | 0 | 0 | 0 | 0 | 0 | 0 | 0 | 0 | 0 | 0 | 0 | 23205.6358 | 115689.6092 | 0 | 0 | 0 | 0 | 0 | 0 | 0 | 0 | 0 | 0 | 0 | 0 | 0 | 0 | 0 | 0
2016-04-12 | 0 | 0 | 0 | 0 | 0 | 360435.8474 | 440493 | 0 | 0 | 0 | 0 | 2175717.7811 | 2106115.9636 | 0 | 0 | 0 | 0 | 0 | 0 | 0 | 0 | 0 | 0 | 0 | 0 | 0 | 0 | 0 | 0 | 0 | 35632.4566 | -115689.6092 | 0 | 0 | 0 | 0 | 0 | 0 | 0 | 0 | 0 | 0 | 0 | 0 | 0 | 0 | 0 | 0
2016-04-12 01:00 | 0 | 0 | 0 | 0 | 401.808 | 73785.7445 | 436390 | 0 | 0 | 0 | 0 | 1929204.9429 | 1990426.3544 | 0 | 0 | 0 | 0 | 0 | 0 | 0 | 0 | 0 | 0 | 0 | 0 | 0 | 0 | 0 | 0 | 0 | -246512.8382 | -115689.6092 | 0 | 0 | 0 | 0 | 0 | 0 | 0 | 0 | 0 | 0 | 0 | 0 | 0 | 0 | 0 | 0
2016-04-12 02:00 | 0 | 0 | 0 | 0 | 56944.6572 | 20.8953 | 419168 | 0 | 0 | 0 | 0 | 1682692.1047 | 1874736.7451 | 0 | 0 | 0 | 0 | 0 | 0 | 0 | 0 | 0 | 0 | 0 | 0 | 0 | 0 | 0 | 0 | 0 | -246512.8382 | -115689.6092 | 0 | 0 | 0 | 0 | 0 | 0 | 0 | 0 | 0 | 0 | 0 | 0 | 0 | 0 | 0 | 0
2016-04-12 03:00 | 0 | 0 | 0 | 0 | 511403.5024 | 0 | 396397 | 0 | 0 | 0 | 0 | 1668847.4453 | 1990426.3544 | 0 | 0 | 0 | 0 | 0 | 0 | 0 | 13161.5525 | 0 | 0 | 0 | 0 | 0 | 0 | 0 | 0 | 0 | -13844.6594 | 115689.6092 | 0 | 0 | 0 | 0 | 0 | 0 | 0 | 0 | 0 | 13161.5525 | 0 | 0 | 0 | 0 | 0 | 0
2016-04-12 04:00 | 0 | 0 | 0 | 0 | 0 | 0 | 375364 | 0 | 0 | 0 | 0 | 1422334.6071 | 1874736.7451 | 0 | 0 | 0 | 0 | 0 | 0 | 0 | 0 | 0 | 0 | 0 | 0 | 0 | 0 | 0 | 0 | 0 | -246512.8382 | -115689.6092 | 0 | 0 | 0 | 0 | 0 | 0 | 0 | 0 | 0 | -13161.5525 | 0 | 0 | 0 | 0 | 0 | 0
2016-04-12 05:00 | 0 | 0 | 0 | 0 | 0 | 0 | 357673 | 0 | 0 | 0 | 0 | 1175821.7688 | 1763576.5834 | 0 | 0 | 0 | 0 | 0 | 0 | 0 | 0 | 0 | 0 | 0 | 0 | 0 | 0 | 0 | 0 | 0 | -246512.8382 | -111160.1618 | 0 | 0 | 0 | 0 | 0 | 0 | 0 | 0 | 0 | 0 | 0 | 0 | 0 | 0 | 0 | 0
2016-04-12 06:00 | 0 | 0 | 0 | 0 | 0 | 0 | 345682 | 0 | 0 | 0 | 0 | 945829.378 | 1647886.9741 | 0 | 0 | 0 | 0 | 0 | 0 | 0 | 0 | 0 | 0 | 0 | 0 | 0 | 0 | 0 | 0 | 0 | -229992.3908 | -115689.6092 | 0 | 0 | 0 | 0 | 0 | 0 | 0 | 0 | 0 | 0 | 0 | 0 | 0 | 0 | 0 | 0
2016-04-12 07:00 | 0 | 0 | 0 | 0 | 421146.1537 | 0 | 339401 | 0 | 0 | 0 | 0 | 1143264.141 | 1532197.3649 | 0 | 0 | 0 | 0 | 0 | 0 | 0 | 0 | 0 | 0 | 0 | 0 | 0 | 0 | 0 | 0 | 0 | 197434.7629 | -115689.6092 | 0 | 0 | 0 | 0 | 0 | 0 | 0 | 0 | 0 | 0 | 0 | 0 | 0 | 0 | 0 | 0
2016-04-12 08:00 | 0 | 0 | 0 | 0 | 0 | 0 | 339616 | 0 | 0 | 0 | 0 | 896751.3027 | 1439094.2032 | 0 | 0 | 0 | 0 | 0 | 0 | 0 | 0 | 0 | 0 | 0 | 0 | 0 | 0 | 0 | 0 | 0 | -246512.8382 | -93103.1618 | 0 | 0 | 0 | 0 | 0 | 0 | 0 | 0 | 0 | 0 | 0 | 0 | 0 | 0 | 0 | 0
2016-04-12 09:00 | 0 | 0 | 0 | 0 | 0 | 0 | 349814 | 0 | 0 | 0 | 0 | 650238.4645 | 1335793.0414 | 0 | 0 | 0 | 0 | 0 | 0 | 0 | 0 | 0 | 0 | 0 | 0 | 0 | 0 | 0 | 0 | 0 | -246512.8382 | -103301.1618 | 0 | 0 | 0 | 0 | 0 | 0 | 0 | 0 | 0 | 0 | 0 | 0 | 0 | 0 | 0 | 0
2016-04-12 10:00 | 0 | 0 | 0 | 0 | 196604.1168 | 0 | 376869 | 0 | 0 | 0 | 0 | 585663.1905 | 1220103.4322 | 0 | 0 | 0 | 0 | 0 | 0 | 0 | 0 | 0 | 0 | 0 | 0 | 0 | 0 | 0 | 0 | 0 | -64575.2739 | -115689.6092 | 0 | 0 | 0 | 0 | 0 | 0 | 0 | 0 | 0 | 0 | 0 | 0 | 0 | 0 | 0 | 0
2016-04-12 11:00 | 0 | 0 | 0 | 0 | 404999.4326 | 0 | 402783 | 0 | 0 | 0 | 0 | 472190.0139 | 1335793.0414 | 0 | 0 | 0 | 0 | 0 | 0 | 0 | 0 | 0 | 0 | 0 | 0 | 0 | 0 | 0 | 0 | 0 | -113473.1766 | 115689.6092 | 0 | 0 | 0 | 0 | 0 | 0 | 0 | 0 | 0 | 0 | 0 | 0 | 0 | 0 | 0 | 0
2016-04-12 12:00 | 0 | 0 | 0 | 0 | 50967.1725 | 938.3801 | 414108 | 0 | 0 | 0 | 0 | 225677.1757 | 1220103.4322 | 0 | 0 | 0 | 0 | 0 | 0 | 0 | 0 | 0 | 0 | 0 | 0 | 0 | 0 | 0 | 0 | 0 | -246512.8382 | -115689.6092 | 0 | 0 | 0 | 0 | 0 | 0 | 0 | 0 | 0 | 0 | 0 | 0 | 0 | 0 | 0 | 0
2016-04-12 13:00 | 0 | 0 | 0 | 0 | 0 | 187578.1245 | 420206 | 0 | 0 | 0 | 0 | 108738.9094 | 1104413.8229 | 0 | 0 | 0 | 0 | 0 | 0 | 0 | 0 | 0 | 0 | 0 | 0 | 0 | 0 | 0 | 0 | 0 | -116938.2663 | -115689.6092 | 0 | 0 | 0 | 0 | 0 | 0 | 0 | 0 | 0 | 0 | 0 | 0 | 0 | 0 | 0 | 0
2016-04-12 14:00 | 0 | 0 | 0 | 0 | 266547.8084 | 522132.639 | 426478 | 0 | 0 | 0 | 0 | 355251.7476 | 1220103.4322 | 0 | 0 | 0 | 0 | 0 | 0 | 0 | 0 | 0 | 0 | 0 | 0 | 0 | 0 | 0 | 0 | 0 | 246512.8382 | 115689.6092 | 0 | 0 | 0 | 0 | 0 | 0 | 0 | 0 | 0 | 0 | 0 | 0 | 0 | 0 | 0 | 0
2016-04-12 15:00 | 0 | 0 | 0 | 0 | 88092.0242 | 702737.4232 | 428627 | 0 | 0 | 0 | 0 | 601764.5859 | 1335793.0414 | 0 | 0 | 0 | 0 | 0 | 0 | 0 | 0 | 0 | 0 | 0 | 0 | 0 | 0 | 0 | 0 | 0 | 246512.8382 | 115689.6092 | 0 | 0 | 0 | 0 | 0 | 0 | 0 | 0 | 0 | 0 | 0 | 0 | 0 | 0 | 0 | 0
2016-04-12 16:00 | 0 | 0 | 0 | 0 | 0 | 762706.1167 | 428801 | 0 | 0 | 0 | 0 | 848277.4241 | 1423185.3199 | 0 | 0 | 0 | 0 | 0 | 0 | 0 | 0 | 0 | 0 | 0 | 0 | 0 | 0 | 0 | 0 | 0 | 246512.8382 | 87392.2785 | 0 | 0 | 0 | 0 | 0 | 0 | 0 | 0 | 0 | 0 | 0 | 0 | 0 | 0 | 0 | 0
2016-04-12 17:00 | 0 | 0 | 0 | 0 | 34750.9509 | 756530.4966 | 429079 | 0 | 0 | 0 | 0 | 1094790.2624 | 1538874.9291 | 0 | 0 | 0 | 0 | 0 | 0 | 0 | 0 | 0 | 0 | 0 | 0 | 0 | 0 | 0 | 0 | 0 | 246512.8382 | 115689.6092 | 0 | 0 | 0 | 0 | 0 | 0 | 0 | 0 | 0 | 0 | 0 | 0 | 0 | 0 | 0 | 0
2016-04-12 18:00 | 0 | 0 | 0 | 0 | 0 | 738742.5996 | 428016 | 0 | 0 | 0 | 0 | 1341303.1006 | 1603088.6905 | 0 | 0 | 0 | 0 | 0 | 0 | 0 | 0 | 0 | 0 | 0 | 0 | 0 | 0 | 0 | 0 | 0 | 246512.8382 | 64213.7614 | 0 | 0 | 0 | 0 | 0 | 0 | 0 | 0 | 0 | 0 | 0 | 0 | 0 | 0 | 0 | 0
2016-04-12 19:00 | 0 | 0 | 0 | 0 | 0 | 720605.9844 | 426659 | 0 | 0 | 0 | 0 | 1519560.4758 | 1718778.2997 | 0 | 0 | 0 | 0 | 0 | 0 | 0 | 0 | 0 | 0 | 0 | 0 | 0 | 0 | 0 | 0 | 0 | 178257.3752 | 115689.6092 | 0 | 0 | 0 | 0 | 0 | 0 | 0 | 0 | 0 | 0 | 0 | 0 | 0 | 0 | 0 | 0
2016-04-12 20:00 | 0 | 0 | 0 | 0 | 0 | 706297.6716 | 426407 | 0 | 0 | 0 | 0 | 1766073.314 | 1752156.133 | 0 | 0 | 0 | 0 | 0 | 0 | 0 | 0 | 0 | 0 | 0 | 0 | 0 | 0 | 0 | 0 | 0 | 246512.8382 | 33377.8333 | 0 | 0 | 0 | 0 | 0 | 0 | 0 | 0 | 0 | 0 | 0 | 0 | 0 | 0 | 0 | 0
2016-04-12 21:00 | 0 | 0 | 0 | 0 | 0 | 678777.3019 | 426789 | 0 | 0 | 0 | 0 | 1902372.0067 | 1867845.7422 | 0 | 0 | 0 | 0 | 0 | 0 | 0 | 0 | 0 | 0 | 0 | 0 | 0 | 0 | 0 | 0 | 0 | 136298.6926 | 115689.6092 | 0 | 0 | 0 | 0 | 0 | 0 | 0 | 0 | 0 | 0 | 0 | 0 | 0 | 0 | 0 | 0
2016-04-12 22:00 | 0 | 0 | 0 | 0 | 0 | 630063.0393 | 425314 | 0 | 0 | 0 | 0 | 2148884.8449 | 1826081.9433 | 0 | 0 | 0 | 0 | 0 | 0 | 0 | 0 | 0 | 0 | 0 | 0 | 0 | 0 | 0 | 0 | 0 | 246512.8382 | -41763.799 | 0 | 0 | 0 | 0 | 0 | 0 | 0 | 0 | 0 | 0 | 0 | 0 | 0 | 0 | 0 | 0
2016-04-12 23:00 | 0 | 0 | 0 | 0 | 0 | 523842.5151 | 426837 | 0 | 0 | 0 | 0 | 2130200.7508 | 1941771.5525 | 0 | 0 | 0 | 0 | 0 | 0 | 0 | 0 | 0 | 0 | 0 | 0 | 0 | 0 | 0 | 0 | 0 | -18684.0941 | 115689.6092 | 0 | 0 | 0 | 0 | 0 | 0 | 0 | 0 | 0 | 0 | 0 | 0 | 0 | 0 | 0 | 0
2016-04-13 | 0 | 0 | 0 | 0 | 0 | 355163.4035 | 437655 | 0 | 0 | 0 | 0 | 2163398.7636 | 1826081.9433 | 0 | 0 | 0 | 0 | 0 | 0 | 0 | 0 | 0 | 0 | 0 | 0 | 0 | 0 | 0 | 0 | 0 | 33198.0127 | -115689.6092 | 0 | 0 | 0 | 0 | 0 | 0 | 0 | 0 | 0 | 0 | 0 | 0 | 0 | 0 | 0 | 0
2016-04-13 01:00 | 0 | 0 | 0 | 0 | 0 | 89962.4153 | 436961 | 0 | 0 | 0 | 0 | 1916885.9253 | 1725596.1968 | 0 | 0 | 0 | 0 | 0 | 0 | 0 | 0 | 0 | 0 | 0 | 0 | 0 | 0 | 0 | 0 | 0 | -246512.8382 | -100485.7465 | 0 | 0 | 0 | 0 | 0 | 0 | 0 | 0 | 0 | 0 | 0 | 0 | 0 | 0 | 0 | 0
2016-04-13 02:00 | 0 | 0 | 0 | 0 | 57771.1322 | 21.4203 | 419995 | 0 | 0 | 0 | 0 | 1670373.0871 | 1609906.5875 | 0 | 0 | 0 | 0 | 0 | 0 | 0 | 0 | 0 | 0 | 0 | 0 | 0 | 0 | 0 | 0 | 0 | -246512.8382 | -115689.6092 | 0 | 0 | 0 | 0 | 0 | 0 | 0 | 0 | 0 | 0 | 0 | 0 | 0 | 0 | 0 | 0
2016-04-13 03:00 | 0 | 0 | 0 | 0 | 527112.2055 | 0 | 397238 | 0 | 0 | 0 | 0 | 1670565.1308 | 1725596.1968 | 0 | 0 | 0 | 0 | 0 | 0 | 0 | 13992.5525 | 0 | 0 | 0 | 0 | 0 | 0 | 0 | 0 | 0 | 192.0438 | 115689.6092 | 0 | 0 | 0 | 0 | 0 | 0 | 0 | 0 | 0 | 13992.5525 | 0 | 0 | 0 | 0 | 0 | 0
2016-04-13 04:00 | 0 | 0 | 0 | 0 | 0 | 0 | 376195 | 0 | 0 | 0 | 0 | 1424052.2926 | 1609906.5875 | 0 | 0 | 0 | 0 | 0 | 0 | 0 | 0 | 0 | 0 | 0 | 0 | 0 | 0 | 0 | 0 | 0 | -246512.8382 | -115689.6092 | 0 | 0 | 0 | 0 | 0 | 0 | 0 | 0 | 0 | -13992.5525 | 0 | 0 | 0 | 0 | 0 | 0
2016-04-13 05:00 | 0 | 0 | 0 | 0 | 0 | 0 | 360619 | 0 | 0 | 0 | 0 | 1177539.4544 | 1495800.4258 | 0 | 0 | 0 | 0 | 0 | 0 | 0 | 0 | 0 | 0 | 0 | 0 | 0 | 0 | 0 | 0 | 0 | -246512.8382 | -114106.1618 | 0 | 0 | 0 | 0 | 0 | 0 | 0 | 0 | 0 | 0 | 0 | 0 | 0 | 0 | 0 | 0
2016-04-13 06:00 | 0 | 0 | 0 | 0 | 0 | 0 | 349758 | 0 | 0 | 0 | 0 | 931026.6161 | 1392555.264 | 0 | 0 | 0 | 0 | 0 | 0 | 0 | 0 | 0 | 0 | 0 | 0 | 0 | 0 | 0 | 0 | 0 | -246512.8382 | -103245.1618 | 0 | 0 | 0 | 0 | 0 | 0 | 0 | 0 | 0 | 0 | 0 | 0 | 0 | 0 | 0 | 0
2016-04-13 07:00 | 0 | 0 | 0 | 0 | 481729.8871 | 0 | 344004 | 0 | 0 | 0 | 0 | 1177539.4544 | 1283768.3129 | 0 | 0 | 0 | 0 | 0 | 0 | 0 | 0 | 0 | 0 | 0 | 0 | 0 | 0 | 0 | 0 | 0 | 246512.8382 | -108786.9512 | 0 | 0 | 0 | 0 | 0 | 0 | 0 | 0 | 0 | 0 | 0 | 0 | 0 | 0 | 0 | 0
2016-04-13 08:00 | 0 | 0 | 0 | 0 | 0 | 0 | 343734 | 0 | 0 | 0 | 0 | 931026.6161 | 1186547.1511 | 0 | 0 | 0 | 0 | 0 | 0 | 0 | 0 | 0 | 0 | 0 | 0 | 0 | 0 | 0 | 0 | 0 | -246512.8382 | -97221.1618 | 0 | 0 | 0 | 0 | 0 | 0 | 0 | 0 | 0 | 0 | 0 | 0 | 0 | 0 | 0 | 0
2016-04-13 09:00 | 0 | 0 | 0 | 0 | 0 | 0 | 355247 | 0 | 0 | 0 | 0 | 684513.7779 | 1077812.9893 | 0 | 0 | 0 | 0 | 0 | 0 | 0 | 0 | 0 | 0 | 0 | 0 | 0 | 0 | 0 | 0 | 0 | -246512.8382 | -108734.1618 | 0 | 0 | 0 | 0 | 0 | 0 | 0 | 0 | 0 | 0 | 0 | 0 | 0 | 0 | 0 | 0
2016-04-13 10:00 | 0 | 0 | 0 | 0 | 21642.5525 | 0 | 383845 | 0 | 0 | 0 | 0 | 438000.9396 | 962123.3801 | 0 | 0 | 0 | 0 | 0 | 0 | 0 | 0 | 0 | 0 | 0 | 0 | 0 | 0 | 0 | 0 | 0 | -246512.8382 | -115689.6092 | 0 | 0 | 0 | 0 | 0 | 0 | 0 | 0 | 0 | 0 | 0 | 0 | 0 | 0 | 0 | 0
2016-04-13 11:00 | 0 | 0 | 0 | 0 | 378554.3281 | 0 | 408309 | 0 | 0 | 0 | 0 | 286771.2553 | 1077812.9893 | 0 | 0 | 0 | 0 | 0 | 0 | 0 | 5785.4032 | 0 | 0 | 0 | 0 | 0 | 0 | 0 | 0 | 0 | -151229.6843 | 115689.6092 | 0 | 0 | 0 | 0 | 0 | 0 | 0 | 0 | 0 | 5785.4032 | 0 | 0 | 0 | 0 | 0 | 0
2016-04-13 12:00 | 0 | 0 | 0 | 0 | 304337.1164 | 2120.2364 | 416018 | 0 | 0 | 0 | 0 | 40258.4171 | 1183971.4651 | 0 | 0 | 0 | 0 | 0 | 0 | 0 | 36579.1185 | 0 | 0 | 0 | 0 | 0 | 0 | 0 | 0 | 0 | -246512.8382 | 106158.4758 | 0 | 0 | 0 | 0 | 0 | 0 | 0 | 0 | 0 | 30793.7153 | 0 | 0 | 0 | 0 | 0 | 0
2016-04-13 13:00 | 0 | 0 | 0 | 0 | 0 | 232754.2584 | 419496 | 0 | 0 | 0 | 0 | 0 | 1068281.8559 | 0 | 0 | 0 | 0 | 0 | 0 | 0 | 5785.4032 | 0 | 0 | 0 | 0 | 0 | 0 | 0 | 0 | 0 | -40258.4171 | -115689.6092 | 0 | 0 | 0 | 0 | 0 | 0 | 0 | 0 | 0 | -30793.7153 | 0 | 0 | 0 | 0 | 0 | 0
2016-04-13 14:00 | 0 | 0 | 0 | 0 | 0 | 588628.9616 | 422022 | 0 | 0 | 0 | 0 | 56702.7555 | 1183971.4651 | 0 | 0 | 0 | 0 | 0 | 0 | 0 | 0 | 0 | 0 | 0 | 0 | 0 | 0 | 0 | 0 | 0 | 56702.7555 | 115689.6092 | 0 | 0 | 0 | 0 | 0 | 0 | 0 | 0 | 0 | -5785.4032 | 0 | 0 | 0 | 0 | 0 | 0
2016-04-13 15:00 | 0 | 0 | 0 | 0 | 28397.2358 | 756482.2117 | 422677 | 0 | 0 | 0 | 0 | 303215.5938 | 1299661.0743 | 0 | 0 | 0 | 0 | 0 | 0 | 0 | 0 | 0 | 0 | 0 | 0 | 0 | 0 | 0 | 0 | 0 | 246512.8382 | 115689.6092 | 0 | 0 | 0 | 0 | 0 | 0 | 0 | 0 | 0 | 0 | 0 | 0 | 0 | 0 | 0 | 0
2016-04-13 16:00 | 0 | 0 | 0 | 0 | 0 | 783837.4475 | 421635 | 0 | 0 | 0 | 0 | 549728.432 | 1415350.6836 | 0 | 0 | 0 | 0 | 0 | 0 | 0 | 0 | 0 | 0 | 0 | 0 | 0 | 0 | 0 | 0 | 0 | 246512.8382 | 115689.6092 | 0 | 0 | 0 | 0 | 0 | 0 | 0 | 0 | 0 | 0 | 0 | 0 | 0 | 0 | 0 | 0
2016-04-13 17:00 | 0 | 0 | 0 | 0 | 0 | 783623.4475 | 421421 | 0 | 0 | 0 | 0 | 796241.2703 | 1531040.2928 | 0 | 0 | 0 | 0 | 0 | 0 | 0 | 0 | 0 | 0 | 0 | 0 | 0 | 0 | 0 | 0 | 0 | 246512.8382 | 115689.6092 | 0 | 0 | 0 | 0 | 0 | 0 | 0 | 0 | 0 | 0 | 0 | 0 | 0 | 0 | 0 | 0
2016-04-13 18:00 | 0 | 0 | 0 | 0 | 0 | 782520.4475 | 420318 | 0 | 0 | 0 | 0 | 1042754.1085 | 1646729.902 | 0 | 0 | 0 | 0 | 0 | 0 | 0 | 0 | 0 | 0 | 0 | 0 | 0 | 0 | 0 | 0 | 0 | 246512.8382 | 115689.6092 | 0 | 0 | 0 | 0 | 0 | 0 | 0 | 0 | 0 | 0 | 0 | 0 | 0 | 0 | 0 | 0
2016-04-13 19:00 | 0 | 0 | 0 | 0 | 0 | 781349.4475 | 419147 | 0 | 0 | 0 | 0 | 1289266.9467 | 1762419.5113 | 0 | 0 | 0 | 0 | 0 | 0 | 0 | 0 | 0 | 0 | 0 | 0 | 0 | 0 | 0 | 0 | 0 | 246512.8382 | 115689.6092 | 0 | 0 | 0 | 0 | 0 | 0 | 0 | 0 | 0 | 0 | 0 | 0 | 0 | 0 | 0 | 0
2016-04-13 20:00 | 0 | 0 | 0 | 0 | 0 | 798050.6175 | 419580 | 0 | 0 | 0 | 0 | 1535779.785 | 1878109.1205 | 0 | 0 | 0 | 0 | 0 | 0 | 0 | 16268.17 | 0 | 0 | 0 | 0 | 0 | 0 | 0 | 0 | 0 | 246512.8382 | 115689.6092 | 0 | 0 | 0 | 0 | 0 | 0 | 0 | 0 | 0 | 16268.17 | 0 | 0 | 0 | 0 | 0 | 0
2016-04-13 21:00 | 0 | 0 | 0 | 0 | 0 | 802963.3959 | 420450 | 0 | 0 | 0 | 0 | 1782292.6232 | 1993798.7297 | 0 | 0 | 0 | 0 | 0 | 0 | 0 | 36579.1185 | 0 | 0 | 0 | 0 | 0 | 0 | 0 | 0 | 0 | 246512.8382 | 115689.6092 | 0 | 0 | 0 | 0 | 0 | 0 | 0 | 0 | 0 | 20310.9485 | 0 | 0 | 0 | 0 | 0 | 0
2016-04-13 22:00 | 0 | 0 | 0 | 0 | 0 | 763137.7903 | 420714 | 0 | 0 | 0 | 0 | 2028805.4615 | 2109488.339 | 0 | 0 | 0 | 0 | 0 | 0 | 0 | 16800.4613 | 0 | 0 | 0 | 0 | 0 | 0 | 0 | 0 | 0 | 246512.8382 | 115689.6092 | 0 | 0 | 0 | 0 | 0 | 0 | 0 | 0 | 0 | -19778.6572 | 0 | 0 | 0 | 0 | 0 | 0
2016-04-13 23:00 | 0 | 0 | 0 | 0 | 0 | 652273.5499 | 423466 | 0 | 0 | 0 | 0 | 2275318.2997 | 2108583.5119 | 0 | 0 | 0 | 0 | 0 | 0 | 0 | 0 | 0 | 0 | 0 | 0 | 0 | 0 | 0 | 0 | 0 | 246512.8382 | -904.8271 | 0 | 0 | 0 | 0 | 0 | 0 | 0 | 0 | 0 | -16800.4613 | 0 | 0 | 0 | 0 | 0 | 0
2016-04-14 | 0 | 0 | 0 | 0 | 0 | 448644.7795 | 433333 | 0 | 0 | 0 | 0 | 2406319.6884 | 1992893.9027 | 0 | 0 | 0 | 0 | 0 | 0 | 0 | 0 | 0 | 0 | 0 | 0 | 0 | 0 | 0 | 0 | 0 | 131001.3887 | -115689.6092 | 0 | 0 | 0 | 0 | 0 | 0 | 0 | 0 | 0 | 0 | 0 | 0 | 0 | 0 | 0 | 0
2016-04-14 01:00 | 0 | 0 | 0 | 0 | 0 | 105602.7481 | 431857 | 0 | 0 | 0 | 0 | 2159806.8502 | 1913152.489 | 0 | 0 | 0 | 0 | 0 | 0 | 0 | 0 | 0 | 0 | 0 | 0 | 0 | 0 | 0 | 0 | 0 | -246512.8382 | -79741.4136 | 0 | 0 | 0 | 0 | 0 | 0 | 0 | 0 | 0 | 0 | 0 | 0 | 0 | 0 | 0 | 0
2016-04-14 02:00 | 0 | 0 | 0 | 0 | 52971.5016 | 64.0509 | 415238 | 0 | 0 | 0 | 0 | 1913294.0119 | 1797462.8798 | 0 | 0 | 0 | 0 | 0 | 0 | 0 | 0 | 0 | 0 | 0 | 0 | 0 | 0 | 0 | 0 | 0 | -246512.8382 | -115689.6092 | 0 | 0 | 0 | 0 | 0 | 0 | 0 | 0 | 0 | 0 | 0 | 0 | 0 | 0 | 0 | 0
2016-04-14 03:00 | 0 | 0 | 0 | 0 | 30899.5525 | 0 | 393102 | 0 | 0 | 0 | 0 | 1666781.1737 | 1681773.2706 | 0 | 0 | 0 | 0 | 0 | 0 | 0 | 0 | 0 | 0 | 0 | 0 | 0 | 0 | 0 | 0 | 0 | -246512.8382 | -115689.6092 | 0 | 0 | 0 | 0 | 0 | 0 | 0 | 0 | 0 | 0 | 0 | 0 | 0 | 0 | 0 | 0
2016-04-14 04:00 | 0 | 0 | 0 | 0 | 10803.5525 | 0 | 373006 | 0 | 0 | 0 | 0 | 1420268.3354 | 1566083.6613 | 0 | 0 | 0 | 0 | 0 | 0 | 0 | 0 | 0 | 0 | 0 | 0 | 0 | 0 | 0 | 0 | 0 | -246512.8382 | -115689.6092 | 0 | 0 | 0 | 0 | 0 | 0 | 0 | 0 | 0 | 0 | 0 | 0 | 0 | 0 | 0 | 0
2016-04-14 05:00 | 0 | 0 | 0 | 0 | 227399.771 | 0 | 358223 | 0 | 0 | 0 | 0 | 1173755.4972 | 1681773.2706 | 0 | 0 | 0 | 0 | 0 | 0 | 0 | 0 | 0 | 0 | 0 | 0 | 0 | 0 | 0 | 0 | 0 | -246512.8382 | 115689.6092 | 0 | 0 | 0 | 0 | 0 | 0 | 0 | 0 | 0 | 0 | 0 | 0 | 0 | 0 | 0 | 0
2016-04-14 06:00 | 0 | 0 | 0 | 0 | 588171.2542 | 0 | 347343 | 0 | 0 | 0 | 0 | 1298894.1422 | 1797462.8798 | 0 | 0 | 0 | 0 | 0 | 0 | 0 | 0 | 0 | 0 | 0 | 0 | 0 | 0 | 0 | 0 | 0 | 125138.645 | 115689.6092 | 0 | 0 | 0 | 0 | 0 | 0 | 0 | 0 | 0 | 0 | 0 | 0 | 0 | 0 | 0 | 0
2016-04-14 07:00 | 0 | 0 | 0 | 0 | 0 | 0 | 341993 | 0 | 0 | 0 | 0 | 1052381.3039 | 1701982.718 | 0 | 0 | 0 | 0 | 0 | 0 | 0 | 0 | 0 | 0 | 0 | 0 | 0 | 0 | 0 | 0 | 0 | -246512.8382 | -95480.1618 | 0 | 0 | 0 | 0 | 0 | 0 | 0 | 0 | 0 | 0 | 0 | 0 | 0 | 0 | 0 | 0
2016-04-14 08:00 | 0 | 0 | 0 | 0 | 0 | 0 | 341746 | 0 | 0 | 0 | 0 | 805868.4657 | 1606749.5563 | 0 | 0 | 0 | 0 | 0 | 0 | 0 | 0 | 0 | 0 | 0 | 0 | 0 | 0 | 0 | 0 | 0 | -246512.8382 | -95233.1618 | 0 | 0 | 0 | 0 | 0 | 0 | 0 | 0 | 0 | 0 | 0 | 0 | 0 | 0 | 0 | 0
2016-04-14 09:00 | 0 | 0 | 0 | 0 | 0 | 0 | 352742 | 0 | 0 | 0 | 0 | 559355.6274 | 1500520.3945 | 0 | 0 | 0 | 0 | 0 | 0 | 0 | 0 | 0 | 0 | 0 | 0 | 0 | 0 | 0 | 0 | 0 | -246512.8382 | -106229.1618 | 0 | 0 | 0 | 0 | 0 | 0 | 0 | 0 | 0 | 0 | 0 | 0 | 0 | 0 | 0 | 0
2016-04-14 10:00 | 0 | 0 | 0 | 0 | 18544.5525 | 0 | 380747 | 0 | 0 | 0 | 0 | 312842.7892 | 1384830.7853 | 0 | 0 | 0 | 0 | 0 | 0 | 0 | 0 | 0 | 0 | 0 | 0 | 0 | 0 | 0 | 0 | 0 | -246512.8382 | -115689.6092 | 0 | 0 | 0 | 0 | 0 | 0 | 0 | 0 | 0 | 0 | 0 | 0 | 0 | 0 | 0 | 0
2016-04-14 11:00 | 0 | 0 | 0 | 0 | 380174.0427 | 0 | 404590 | 0 | 0 | 0 | 0 | 404116.4412 | 1269141.176 | 0 | 0 | 0 | 0 | 0 | 0 | 0 | 0 | 0 | 0 | 0 | 0 | 0 | 0 | 0 | 0 | 0 | 91273.652 | -115689.6092 | 0 | 0 | 0 | 0 | 0 | 0 | 0 | 0 | 0 | 0 | 0 | 0 | 0 | 0 | 0 | 0
2016-04-14 12:00 | 0 | 0 | 0 | 0 | 49647.7251 | 1169.8274 | 413020 | 0 | 0 | 0 | 0 | 157603.6029 | 1153451.5668 | 0 | 0 | 0 | 0 | 0 | 0 | 0 | 0 | 0 | 0 | 0 | 0 | 0 | 0 | 0 | 0 | 0 | -246512.8382 | -115689.6092 | 0 | 0 | 0 | 0 | 0 | 0 | 0 | 0 | 0 | 0 | 0 | 0 | 0 | 0 | 0 | 0
2016-04-14 13:00 | 0 | 0 | 0 | 0 | 194338.2586 | 284532.04 | 416572 | 0 | 0 | 0 | 0 | 104212.2923 | 1269141.176 | 0 | 0 | 0 | 0 | 0 | 0 | 0 | 0 | 0 | 0 | 0 | 0 | 0 | 0 | 0 | 0 | 0 | -53391.3106 | 115689.6092 | 0 | 0 | 0 | 0 | 0 | 0 | 0 | 0 | 0 | 0 | 0 | 0 | 0 | 0 | 0 | 0
2016-04-14 14:00 | 0 | 0 | 0 | 0 | 149225.5191 | 633538.9284 | 420562 | 0 | 0 | 0 | 0 | 350725.1305 | 1384830.7853 | 0 | 0 | 0 | 0 | 0 | 0 | 0 | 0 | 0 | 0 | 0 | 0 | 0 | 0 | 0 | 0 | 0 | 246512.8382 | 115689.6092 | 0 | 0 | 0 | 0 | 0 | 0 | 0 | 0 | 0 | 0 | 0 | 0 | 0 | 0 | 0 | 0
2016-04-14 15:00 | 0 | 0 | 0 | 0 | 0 | 784704.4475 | 422502 | 0 | 0 | 0 | 0 | 597237.9688 | 1500520.3945 | 0 | 0 | 0 | 0 | 0 | 0 | 0 | 0 | 0 | 0 | 0 | 0 | 0 | 0 | 0 | 0 | 0 | 246512.8382 | 115689.6092 | 0 | 0 | 0 | 0 | 0 | 0 | 0 | 0 | 0 | 0 | 0 | 0 | 0 | 0 | 0 | 0
2016-04-14 16:00 | 0 | 0 | 0 | 0 | 0 | 785208.4475 | 423006 | 0 | 0 | 0 | 0 | 843750.807 | 1616210.0037 | 0 | 0 | 0 | 0 | 0 | 0 | 0 | 0 | 0 | 0 | 0 | 0 | 0 | 0 | 0 | 0 | 0 | 246512.8382 | 115689.6092 | 0 | 0 | 0 | 0 | 0 | 0 | 0 | 0 | 0 | 0 | 0 | 0 | 0 | 0 | 0 | 0
2016-04-14 17:00 | 0 | 0 | 0 | 0 | 0 | 786758.4475 | 424556 | 0 | 0 | 0 | 0 | 1090263.6453 | 1731899.613 | 0 | 0 | 0 | 0 | 0 | 0 | 0 | 0 | 0 | 0 | 0 | 0 | 0 | 0 | 0 | 0 | 0 | 246512.8382 | 115689.6092 | 0 | 0 | 0 | 0 | 0 | 0 | 0 | 0 | 0 | 0 | 0 | 0 | 0 | 0 | 0 | 0
2016-04-14 18:00 | 0 | 0 | 0 | 0 | 0 | 787529.4475 | 425327 | 0 | 0 | 0 | 0 | 1336776.4835 | 1847589.2222 | 0 | 0 | 0 | 0 | 0 | 0 | 0 | 0 | 0 | 0 | 0 | 0 | 0 | 0 | 0 | 0 | 0 | 246512.8382 | 115689.6092 | 0 | 0 | 0 | 0 | 0 | 0 | 0 | 0 | 0 | 0 | 0 | 0 | 0 | 0 | 0 | 0
2016-04-14 19:00 | 0 | 0 | 0 | 0 | 0 | 787304.4475 | 425102 | 0 | 0 | 0 | 0 | 1583289.3217 | 1963278.8314 | 0 | 0 | 0 | 0 | 0 | 0 | 0 | 0 | 0 | 0 | 0 | 0 | 0 | 0 | 0 | 0 | 0 | 246512.8382 | 115689.6092 | 0 | 0 | 0 | 0 | 0 | 0 | 0 | 0 | 0 | 0 | 0 | 0 | 0 | 0 | 0 | 0
2016-04-14 20:00 | 0 | 0 | 0 | 0 | 0 | 790053.5381 | 425819 | 0 | 0 | 0 | 0 | 1829802.16 | 2078968.4407 | 0 | 0 | 0 | 0 | 0 | 0 | 0 | 2032.0907 | 0 | 0 | 0 | 0 | 0 | 0 | 0 | 0 | 0 | 246512.8382 | 115689.6092 | 0 | 0 | 0 | 0 | 0 | 0 | 0 | 0 | 0 | 2032.0907 | 0 | 0 | 0 | 0 | 0 | 0
2016-04-14 21:00 | 0 | 0 | 0 | 0 | 0 | 819375.1628 | 426379 | 0 | 0 | 0 | 0 | 2076314.9982 | 2194658.0499 | 0 | 0 | 0 | 0 | 0 | 0 | 0 | 32825.806 | 0 | 0 | 0 | 0 | 0 | 0 | 0 | 0 | 0 | 246512.8382 | 115689.6092 | 0 | 0 | 0 | 0 | 0 | 0 | 0 | 0 | 0 | 30793.7153 | 0 | 0 | 0 | 0 | 0 | 0
2016-04-14 22:00 | 0 | 0 | 0 | 0 | 0 | 791070.76 | 425115 | 0 | 0 | 0 | 0 | 2322827.8365 | 2310347.6591 | 0 | 0 | 0 | 0 | 0 | 0 | 0 | 36579.1185 | 0 | 0 | 0 | 0 | 0 | 0 | 0 | 0 | 0 | 246512.8382 | 115689.6092 | 0 | 0 | 0 | 0 | 0 | 0 | 0 | 0 | 0 | 3753.3125 | 0 | 0 | 0 | 0 | 0 | 0
2016-04-14 23:00 | 0 | 0 | 0 | 0 | 0 | 683715.1398 | 426133 | 0 | 0 | 0 | 0 | 2569340.6747 | 2352210.676 | 0 | 0 | 0 | 0 | 0 | 0 | 0 | 5785.4032 | 0 | 0 | 0 | 0 | 0 | 0 | 0 | 0 | 0 | 246512.8382 | 41863.0169 | 0 | 0 | 0 | 0 | 0 | 0 | 0 | 0 | 0 | -30793.7153 | 0 | 0 | 0 | 0 | 0 | 0
2016-04-15 | 0 | 0 | 0 | 0 | 0 | 458923.4161 | 434114 | 0 | 0 | 0 | 0 | 2484245.8848 | 2467900.2852 | 0 | 0 | 0 | 0 | 0 | 0 | 0 | 0 | 0 | 0 | 0 | 0 | 0 | 0 | 0 | 0 | 0 | -85094.7899 | 115689.6092 | 0 | 0 | 0 | 0 | 0 | 0 | 0 | 0 | 0 | -5785.4032 | 0 | 0 | 0 | 0 | 0 | 0
2016-04-15 01:00 | 0 | 0 | 0 | 0 | 0 | 116550.2976 | 432498 | 0 | 0 | 0 | 0 | 2237733.0466 | 2398465.421 | 0 | 0 | 0 | 0 | 0 | 0 | 0 | 0 | 0 | 0 | 0 | 0 | 0 | 0 | 0 | 0 | 0 | -246512.8382 | -69434.8642 | 0 | 0 | 0 | 0 | 0 | 0 | 0 | 0 | 0 | 0 | 0 | 0 | 0 | 0 | 0 | 0
2016-04-15 02:00 | 0 | 0 | 0 | 0 | 53368.0664 | 79.4861 | 415650 | 0 | 0 | 0 | 0 | 1991220.2083 | 2282775.8118 | 0 | 0 | 0 | 0 | 0 | 0 | 0 | 0 | 0 | 0 | 0 | 0 | 0 | 0 | 0 | 0 | 0 | -246512.8382 | -115689.6092 | 0 | 0 | 0 | 0 | 0 | 0 | 0 | 0 | 0 | 0 | 0 | 0 | 0 | 0 | 0 | 0
2016-04-15 03:00 | 0 | 0 | 0 | 0 | 32521.5525 | 0 | 394724 | 0 | 0 | 0 | 0 | 1744707.3701 | 2167086.2026 | 0 | 0 | 0 | 0 | 0 | 0 | 0 | 0 | 0 | 0 | 0 | 0 | 0 | 0 | 0 | 0 | 0 | -246512.8382 | -115689.6092 | 0 | 0 | 0 | 0 | 0 | 0 | 0 | 0 | 0 | 0 | 0 | 0 | 0 | 0 | 0 | 0
2016-04-15 04:00 | 0 | 0 | 0 | 0 | 10752.5525 | 0 | 372955 | 0 | 0 | 0 | 0 | 1498194.5318 | 2051396.5933 | 0 | 0 | 0 | 0 | 0 | 0 | 0 | 0 | 0 | 0 | 0 | 0 | 0 | 0 | 0 | 0 | 0 | -246512.8382 | -115689.6092 | 0 | 0 | 0 | 0 | 0 | 0 | 0 | 0 | 0 | 0 | 0 | 0 | 0 | 0 | 0 | 0
2016-04-15 05:00 | 0 | 0 | 0 | 0 | 0 | 0 | 354842 | 0 | 0 | 0 | 0 | 1251681.6936 | 1943067.4316 | 0 | 0 | 0 | 0 | 0 | 0 | 0 | 0 | 0 | 0 | 0 | 0 | 0 | 0 | 0 | 0 | 0 | -246512.8382 | -108329.1618 | 0 | 0 | 0 | 0 | 0 | 0 | 0 | 0 | 0 | 0 | 0 | 0 | 0 | 0 | 0 | 0
2016-04-15 06:00 | 0 | 0 | 0 | 0 | 0 | 0 | 343301 | 0 | 0 | 0 | 0 | 1024070.3028 | 1827377.8223 | 0 | 0 | 0 | 0 | 0 | 0 | 0 | 0 | 0 | 0 | 0 | 0 | 0 | 0 | 0 | 0 | 0 | -227611.3908 | -115689.6092 | 0 | 0 | 0 | 0 | 0 | 0 | 0 | 0 | 0 | 0 | 0 | 0 | 0 | 0 | 0 | 0
2016-04-15 07:00 | 0 | 0 | 0 | 0 | 467992.229 | 0 | 337169 | 0 | 0 | 0 | 0 | 1270583.1411 | 1711688.2131 | 0 | 0 | 0 | 0 | 0 | 0 | 0 | 0 | 0 | 0 | 0 | 0 | 0 | 0 | 0 | 0 | 0 | 246512.8382 | -115689.6092 | 0 | 0 | 0 | 0 | 0 | 0 | 0 | 0 | 0 | 0 | 0 | 0 | 0 | 0 | 0 | 0
2016-04-15 08:00 | 0 | 0 | 0 | 0 | 205556.771 | 0 | 336380 | 0 | 0 | 0 | 0 | 1024070.3028 | 1827377.8223 | 0 | 0 | 0 | 0 | 0 | 0 | 0 | 0 | 0 | 0 | 0 | 0 | 0 | 0 | 0 | 0 | 0 | -246512.8382 | 115689.6092 | 0 | 0 | 0 | 0 | 0 | 0 | 0 | 0 | 0 | 0 | 0 | 0 | 0 | 0 | 0 | 0
2016-04-15 09:00 | 0 | 0 | 0 | 0 | 0 | 0 | 347158 | 0 | 0 | 0 | 0 | 777557.4646 | 1726732.6606 | 0 | 0 | 0 | 0 | 0 | 0 | 0 | 0 | 0 | 0 | 0 | 0 | 0 | 0 | 0 | 0 | 0 | -246512.8382 | -100645.1618 | 0 | 0 | 0 | 0 | 0 | 0 | 0 | 0 | 0 | 0 | 0 | 0 | 0 | 0 | 0 | 0
2016-04-15 10:00 | 0 | 0 | 0 | 0 | 11336.5525 | 0 | 373539 | 0 | 0 | 0 | 0 | 531044.6263 | 1611043.0513 | 0 | 0 | 0 | 0 | 0 | 0 | 0 | 0 | 0 | 0 | 0 | 0 | 0 | 0 | 0 | 0 | 0 | -246512.8382 | -115689.6092 | 0 | 0 | 0 | 0 | 0 | 0 | 0 | 0 | 0 | 0 | 0 | 0 | 0 | 0 | 0 | 0
2016-04-15 11:00 | 0 | 0 | 0 | 0 | 34299.5525 | 0 | 396502 | 0 | 0 | 0 | 0 | 284531.7881 | 1495353.4421 | 0 | 0 | 0 | 0 | 0 | 0 | 0 | 0 | 0 | 0 | 0 | 0 | 0 | 0 | 0 | 0 | 0 | -246512.8382 | -115689.6092 | 0 | 0 | 0 | 0 | 0 | 0 | 0 | 0 | 0 | 0 | 0 | 0 | 0 | 0 | 0 | 0
2016-04-15 12:00 | 0 | 0 | 0 | 0 | 39911.6572 | 3573.8954 | 405688 | 0 | 0 | 0 | 0 | 38018.9499 | 1379663.8329 | 0 | 0 | 0 | 0 | 0 | 0 | 0 | 0 | 0 | 0 | 0 | 0 | 0 | 0 | 0 | 0 | 0 | -246512.8382 | -115689.6092 | 0 | 0 | 0 | 0 | 0 | 0 | 0 | 0 | 0 | 0 | 0 | 0 | 0 | 0 | 0 | 0
2016-04-15 13:00 | 0 | 0 | 0 | 0 | 505843.8909 | 168567.1108 | 412042 | 0 | 0 | 0 | 0 | 284531.7881 | 1395519.9963 | 0 | 0 | 0 | 0 | 0 | 0 | 0 | 0 | 0 | 0 | 0 | 0 | 0 | 0 | 0 | 0 | 0 | 246512.8382 | 15856.1634 | 0 | 0 | 0 | 0 | 0 | 0 | 0 | 0 | 0 | 0 | 0 | 0 | 0 | 0 | 0 | 0
2016-04-15 14:00 | 0 | 0 | 0 | 0 | 0 | 518887.646 | 416745 | 0 | 0 | 0 | 0 | 270984.8249 | 1511209.6056 | 0 | 0 | 0 | 0 | 0 | 0 | 0 | 0 | 0 | 0 | 0 | 0 | 0 | 0 | 0 | 0 | 0 | -13546.9632 | 115689.6092 | 0 | 0 | 0 | 0 | 0 | 0 | 0 | 0 | 0 | 0 | 0 | 0 | 0 | 0 | 0 | 0
2016-04-15 15:00 | 0 | 0 | 0 | 0 | 87123.3832 | 693912.0643 | 418833 | 0 | 0 | 0 | 0 | 517497.6631 | 1626899.2148 | 0 | 0 | 0 | 0 | 0 | 0 | 0 | 0 | 0 | 0 | 0 | 0 | 0 | 0 | 0 | 0 | 0 | 246512.8382 | 115689.6092 | 0 | 0 | 0 | 0 | 0 | 0 | 0 | 0 | 0 | 0 | 0 | 0 | 0 | 0 | 0 | 0
2016-04-15 16:00 | 0 | 0 | 0 | 0 | 26238.026 | 754487.4215 | 418523 | 0 | 0 | 0 | 0 | 764010.5014 | 1742588.824 | 0 | 0 | 0 | 0 | 0 | 0 | 0 | 0 | 0 | 0 | 0 | 0 | 0 | 0 | 0 | 0 | 0 | 246512.8382 | 115689.6092 | 0 | 0 | 0 | 0 | 0 | 0 | 0 | 0 | 0 | 0 | 0 | 0 | 0 | 0 | 0 | 0
2016-04-15 17:00 | 0 | 0 | 0 | 0 | 0 | 772486.0921 | 418123 | 0 | 0 | 0 | 0 | 1002683.9842 | 1858278.4332 | 0 | 0 | 0 | 0 | 0 | 0 | 0 | 0 | 0 | 0 | 0 | 0 | 0 | 0 | 0 | 0 | 0 | 238673.4828 | 115689.6092 | 0 | 0 | 0 | 0 | 0 | 0 | 0 | 0 | 0 | 0 | 0 | 0 | 0 | 0 | 0 | 0
2016-04-15 18:00 | 0 | 0 | 0 | 0 | 0 | 770236.1148 | 418358 | 0 | 0 | 0 | 0 | 1212791.2343 | 1973968.0425 | 0 | 0 | 0 | 0 | 0 | 0 | 0 | 26081.2554 | 0 | 0 | 0 | 0 | 0 | 0 | 0 | 0 | 0 | 210107.2501 | 115689.6092 | 0 | 0 | 0 | 0 | 0 | 0 | 0 | 0 | 0 | 26081.2554 | 0 | 0 | 0 | 0 | 0 | 0
2016-04-15 19:00 | 0 | 0 | 0 | 0 | 0 | 754222.192 | 418101 | 0 | 0 | 0 | 0 | 1459304.0726 | 2089657.6517 | 0 | 0 | 0 | 0 | 0 | 0 | 0 | 0 | 0 | 0 | 0 | 0 | 0 | 0 | 0 | 0 | 0 | 246512.8382 | 115689.6092 | 0 | 0 | 0 | 0 | 0 | 0 | 0 | 0 | 0 | -26081.2554 | 0 | 0 | 0 | 0 | 0 | 0
2016-04-15 20:00 | 0 | 0 | 0 | 0 | 0 | 739081.5569 | 417358 | 0 | 0 | 0 | 0 | 1705816.9108 | 2164868.3703 | 0 | 0 | 0 | 0 | 0 | 0 | 0 | 0 | 0 | 0 | 0 | 0 | 0 | 0 | 0 | 0 | 0 | 246512.8382 | 75210.7186 | 0 | 0 | 0 | 0 | 0 | 0 | 0 | 0 | 0 | 0 | 0 | 0 | 0 | 0 | 0 | 0
2016-04-15 21:00 | 0 | 0 | 0 | 0 | 0 | 710514.5527 | 416596 | 0 | 0 | 0 | 0 | 1884045.8543 | 2280557.9796 | 0 | 0 | 0 | 0 | 0 | 0 | 0 | 0 | 0 | 0 | 0 | 0 | 0 | 0 | 0 | 0 | 0 | 178228.9435 | 115689.6092 | 0 | 0 | 0 | 0 | 0 | 0 | 0 | 0 | 0 | 0 | 0 | 0 | 0 | 0 | 0 | 0
2016-04-15 22:00 | 0 | 0 | 0 | 0 | 0 | 657443.2929 | 413276 | 0 | 0 | 0 | 0 | 2130558.6926 | 2278212.4343 | 0 | 0 | 0 | 0 | 0 | 0 | 0 | 0 | 0 | 0 | 0 | 0 | 0 | 0 | 0 | 0 | 0 | 246512.8382 | -2345.5453 | 0 | 0 | 0 | 0 | 0 | 0 | 0 | 0 | 0 | 0 | 0 | 0 | 0 | 0 | 0 | 0
2016-04-15 23:00 | 0 | 0 | 0 | 0 | 0 | 560673.4827 | 410671 | 0 | 0 | 0 | 0 | 2338208.6283 | 2220564.9812 | 0 | 0 | 0 | 0 | 0 | 0 | 0 | 0 | 0 | 0 | 0 | 0 | 0 | 0 | 0 | 0 | 0 | 207649.9358 | -57647.4531 | 0 | 0 | 0 | 0 | 0 | 0 | 0 | 0 | 0 | 0 | 0 | 0 | 0 | 0 | 0 | 0
2016-04-16 | 0 | 0 | 0 | 0 | 0 | 396375.0776 | 414985 | 0 | 0 | 0 | 0 | 2203909.0967 | 2336254.5904 | 0 | 0 | 0 | 0 | 0 | 0 | 0 | 0 | 0 | 0 | 0 | 0 | 0 | 0 | 0 | 0 | 0 | -134299.5316 | 115689.6092 | 0 | 0 | 0 | 0 | 0 | 0 | 0 | 0 | 0 | 0 | 0 | 0 | 0 | 0 | 0 | 0
2016-04-16 01:00 | 0 | 0 | 0 | 0 | 0 | 128422.6399 | 414242 | 0 | 0 | 0 | 0 | 1957396.2585 | 2296948.0686 | 0 | 0 | 0 | 0 | 0 | 0 | 0 | 0 | 0 | 0 | 0 | 0 | 0 | 0 | 0 | 0 | 0 | -246512.8382 | -39306.5219 | 0 | 0 | 0 | 0 | 0 | 0 | 0 | 0 | 0 | 0 | 0 | 0 | 0 | 0 | 0 | 0
2016-04-16 02:00 | 0 | 0 | 0 | 0 | 38340.4412 | 106.1113 | 400649 | 0 | 0 | 0 | 0 | 1710883.4202 | 2181258.4593 | 0 | 0 | 0 | 0 | 0 | 0 | 0 | 0 | 0 | 0 | 0 | 0 | 0 | 0 | 0 | 0 | 0 | -246512.8382 | -115689.6092 | 0 | 0 | 0 | 0 | 0 | 0 | 0 | 0 | 0 | 0 | 0 | 0 | 0 | 0 | 0 | 0
2016-04-16 03:00 | 0 | 0 | 0 | 0 | 20692.5525 | 0 | 382895 | 0 | 0 | 0 | 0 | 1464370.582 | 2065568.8501 | 0 | 0 | 0 | 0 | 0 | 0 | 0 | 0 | 0 | 0 | 0 | 0 | 0 | 0 | 0 | 0 | 0 | -246512.8382 | -115689.6092 | 0 | 0 | 0 | 0 | 0 | 0 | 0 | 0 | 0 | 0 | 0 | 0 | 0 | 0 | 0 | 0
2016-04-16 04:00 | 0 | 0 | 0 | 0 | 1652.5525 | 0 | 363855 | 0 | 0 | 0 | 0 | 1217857.7437 | 1949879.2409 | 0 | 0 | 0 | 0 | 0 | 0 | 0 | 0 | 0 | 0 | 0 | 0 | 0 | 0 | 0 | 0 | 0 | -246512.8382 | -115689.6092 | 0 | 0 | 0 | 0 | 0 | 0 | 0 | 0 | 0 | 0 | 0 | 0 | 0 | 0 | 0 | 0
2016-04-16 05:00 | 0 | 0 | 0 | 0 | 0 | 0 | 347496 | 0 | 0 | 0 | 0 | 986051.353 | 1834189.6316 | 0 | 0 | 0 | 0 | 0 | 0 | 0 | 0 | 0 | 0 | 0 | 0 | 0 | 0 | 0 | 0 | 0 | -231806.3908 | -115689.6092 | 0 | 0 | 0 | 0 | 0 | 0 | 0 | 0 | 0 | 0 | 0 | 0 | 0 | 0 | 0 | 0
2016-04-16 06:00 | 0 | 0 | 0 | 0 | 466240.229 | 0 | 335417 | 0 | 0 | 0 | 0 | 1232564.1912 | 1718500.0224 | 0 | 0 | 0 | 0 | 0 | 0 | 0 | 0 | 0 | 0 | 0 | 0 | 0 | 0 | 0 | 0 | 0 | 246512.8382 | -115689.6092 | 0 | 0 | 0 | 0 | 0 | 0 | 0 | 0 | 0 | 0 | 0 | 0 | 0 | 0 | 0 | 0
2016-04-16 07:00 | 0 | 0 | 0 | 0 | 0 | 0 | 327825 | 0 | 0 | 0 | 0 | 986051.353 | 1637187.8606 | 0 | 0 | 0 | 0 | 0 | 0 | 0 | 0 | 0 | 0 | 0 | 0 | 0 | 0 | 0 | 0 | 0 | -246512.8382 | -81312.1618 | 0 | 0 | 0 | 0 | 0 | 0 | 0 | 0 | 0 | 0 | 0 | 0 | 0 | 0 | 0 | 0
2016-04-16 08:00 | 0 | 0 | 0 | 0 | 194513.771 | 0 | 325337 | 0 | 0 | 0 | 0 | 739538.5147 | 1752877.4699 | 0 | 0 | 0 | 0 | 0 | 0 | 0 | 0 | 0 | 0 | 0 | 0 | 0 | 0 | 0 | 0 | 0 | -246512.8382 | 115689.6092 | 0 | 0 | 0 | 0 | 0 | 0 | 0 | 0 | 0 | 0 | 0 | 0 | 0 | 0 | 0 | 0
2016-04-16 09:00 | 0 | 0 | 0 | 0 | 0 | 0 | 327933 | 0 | 0 | 0 | 0 | 493025.6765 | 1671457.3081 | 0 | 0 | 0 | 0 | 0 | 0 | 0 | 0 | 0 | 0 | 0 | 0 | 0 | 0 | 0 | 0 | 0 | -246512.8382 | -81420.1618 | 0 | 0 | 0 | 0 | 0 | 0 | 0 | 0 | 0 | 0 | 0 | 0 | 0 | 0 | 0 | 0
2016-04-16 10:00 | 0 | 0 | 0 | 0 | 0 | 0 | 334746 | 0 | 0 | 0 | 0 | 246512.8382 | 1583224.1464 | 0 | 0 | 0 | 0 | 0 | 0 | 0 | 0 | 0 | 0 | 0 | 0 | 0 | 0 | 0 | 0 | 0 | -246512.8382 | -88233.1618 | 0 | 0 | 0 | 0 | 0 | 0 | 0 | 0 | 0 | 0 | 0 | 0 | 0 | 0 | 0 | 0
2016-04-16 11:00 | 0 | 0 | 0 | 0 | 0 | 0 | 344307 | 0 | 0 | 0 | 0 | 0 | 1485429.9846 | 0 | 0 | 0 | 0 | 0 | 0 | 0 | 0 | 0 | 0 | 0 | 0 | 0 | 0 | 0 | 0 | 0 | -246512.8382 | -97794.1618 | 0 | 0 | 0 | 0 | 0 | 0 | 0 | 0 | 0 | 0 | 0 | 0 | 0 | 0 | 0 | 0
2016-04-16 12:00 | 0 | 0 | 0 | 0 | 239455.7098 | 1956.6809 | 357102 | 0 | 0 | 0 | 0 | 0 | 1369740.3754 | 0 | 0 | 0 | 0 | 0 | 0 | 0 | 0 | 0 | 0 | 0 | 0 | 0 | 0 | 0 | 0 | 0 | 0 | -115689.6092 | 0 | 0 | 0 | 0 | 0 | 0 | 0 | 0 | 0 | 0 | 0 | 0 | 0 | 0 | 0 | 0
2016-04-16 13:00 | 0 | 0 | 0 | 0 | 77642.7764 | 175998.6144 | 369331 | 0 | 0 | 0 | 0 | 0 | 1254050.7661 | 0 | 0 | 0 | 0 | 0 | 0 | 0 | 0 | 0 | 0 | 0 | 0 | 0 | 0 | 0 | 0 | 0 | 0 | -115689.6092 | 0 | 0 | 0 | 0 | 0 | 0 | 0 | 0 | 0 | 0 | 0 | 0 | 0 | 0 | 0 | 0
2016-04-16 14:00 | 0 | 0 | 0 | 0 | 215632.474 | 524686.9735 | 378117 | 0 | 0 | 0 | 0 | 246512.8382 | 1369740.3754 | 0 | 0 | 0 | 0 | 0 | 0 | 0 | 0 | 0 | 0 | 0 | 0 | 0 | 0 | 0 | 0 | 0 | 246512.8382 | 115689.6092 | 0 | 0 | 0 | 0 | 0 | 0 | 0 | 0 | 0 | 0 | 0 | 0 | 0 | 0 | 0 | 0
2016-04-16 15:00 | 0 | 0 | 0 | 0 | 26679.4574 | 718383.99 | 382861 | 0 | 0 | 0 | 0 | 493025.6765 | 1485429.9846 | 0 | 0 | 0 | 0 | 0 | 0 | 0 | 0 | 0 | 0 | 0 | 0 | 0 | 0 | 0 | 0 | 0 | 246512.8382 | 115689.6092 | 0 | 0 | 0 | 0 | 0 | 0 | 0 | 0 | 0 | 0 | 0 | 0 | 0 | 0 | 0 | 0
2016-04-16 16:00 | 0 | 0 | 0 | 0 | 0 | 747343.4475 | 385141 | 0 | 0 | 0 | 0 | 739538.5147 | 1601119.5938 | 0 | 0 | 0 | 0 | 0 | 0 | 0 | 0 | 0 | 0 | 0 | 0 | 0 | 0 | 0 | 0 | 0 | 246512.8382 | 115689.6092 | 0 | 0 | 0 | 0 | 0 | 0 | 0 | 0 | 0 | 0 | 0 | 0 | 0 | 0 | 0 | 0
2016-04-16 17:00 | 0 | 0 | 0 | 0 | 0 | 746543.4475 | 384341 | 0 | 0 | 0 | 0 | 986051.353 | 1716809.2031 | 0 | 0 | 0 | 0 | 0 | 0 | 0 | 0 | 0 | 0 | 0 | 0 | 0 | 0 | 0 | 0 | 0 | 246512.8382 | 115689.6092 | 0 | 0 | 0 | 0 | 0 | 0 | 0 | 0 | 0 | 0 | 0 | 0 | 0 | 0 | 0 | 0
2016-04-16 18:00 | 0 | 0 | 0 | 0 | 0 | 745972.4475 | 383770 | 0 | 0 | 0 | 0 | 1232564.1912 | 1832498.8123 | 0 | 0 | 0 | 0 | 0 | 0 | 0 | 0 | 0 | 0 | 0 | 0 | 0 | 0 | 0 | 0 | 0 | 246512.8382 | 115689.6092 | 0 | 0 | 0 | 0 | 0 | 0 | 0 | 0 | 0 | 0 | 0 | 0 | 0 | 0 | 0 | 0
2016-04-16 19:00 | 0 | 0 | 0 | 0 | 0 | 746303.4475 | 384101 | 0 | 0 | 0 | 0 | 1479077.0295 | 1948188.4215 | 0 | 0 | 0 | 0 | 0 | 0 | 0 | 0 | 0 | 0 | 0 | 0 | 0 | 0 | 0 | 0 | 0 | 246512.8382 | 115689.6092 | 0 | 0 | 0 | 0 | 0 | 0 | 0 | 0 | 0 | 0 | 0 | 0 | 0 | 0 | 0 | 0
2016-04-16 20:00 | 0 | 0 | 0 | 0 | 0 | 757243.3619 | 385462 | 0 | 0 | 0 | 0 | 1725589.8677 | 2063878.0308 | 0 | 0 | 0 | 0 | 0 | 0 | 0 | 9578.9144 | 0 | 0 | 0 | 0 | 0 | 0 | 0 | 0 | 0 | 246512.8382 | 115689.6092 | 0 | 0 | 0 | 0 | 0 | 0 | 0 | 0 | 0 | 9578.9144 | 0 | 0 | 0 | 0 | 0 | 0
2016-04-16 21:00 | 0 | 0 | 0 | 0 | 0 | 776287.6516 | 387085 | 0 | 0 | 0 | 0 | 1972102.7059 | 2179567.64 | 0 | 0 | 0 | 0 | 0 | 0 | 0 | 36579.1185 | 0 | 0 | 0 | 0 | 0 | 0 | 0 | 0 | 0 | 246512.8382 | 115689.6092 | 0 | 0 | 0 | 0 | 0 | 0 | 0 | 0 | 0 | 27000.2041 | 0 | 0 | 0 | 0 | 0 | 0
2016-04-16 22:00 | 0 | 0 | 0 | 0 | 0 | 725407.4412 | 388102 | 0 | 0 | 0 | 0 | 2218615.5442 | 2295257.2492 | 0 | 0 | 0 | 0 | 0 | 0 | 0 | 11682.1122 | 0 | 0 | 0 | 0 | 0 | 0 | 0 | 0 | 0 | 246512.8382 | 115689.6092 | 0 | 0 | 0 | 0 | 0 | 0 | 0 | 0 | 0 | -24897.0063 | 0 | 0 | 0 | 0 | 0 | 0
2016-04-16 23:00 | 0 | 0 | 0 | 0 | 0 | 620349.7031 | 388037 | 0 | 0 | 0 | 0 | 2465128.3824 | 2292739.2263 | 0 | 0 | 0 | 0 | 0 | 0 | 0 | 0 | 0 | 0 | 0 | 0 | 0 | 0 | 0 | 0 | 0 | 246512.8382 | -2518.023 | 0 | 0 | 0 | 0 | 0 | 0 | 0 | 0 | 0 | -11682.1122 | 0 | 0 | 0 | 0 | 0 | 0
2016-04-17 | 0 | 0 | 0 | 0 | 0 | 431691.2282 | 394464 | 0 | 0 | 0 | 0 | 2618045.2198 | 2177049.617 | 0 | 0 | 0 | 0 | 0 | 0 | 0 | 0 | 0 | 0 | 0 | 0 | 0 | 0 | 0 | 0 | 0 | 152916.8374 | -115689.6092 | 0 | 0 | 0 | 0 | 0 | 0 | 0 | 0 | 0 | 0 | 0 | 0 | 0 | 0 | 0 | 0
2016-04-17 01:00 | 0 | 0 | 0 | 0 | 0 | 136167.9004 | 395190 | 0 | 0 | 0 | 0 | 2371532.3816 | 2164540.3557 | 0 | 0 | 0 | 0 | 0 | 0 | 0 | 0 | 0 | 0 | 0 | 0 | 0 | 0 | 0 | 0 | 0 | -246512.8382 | -12509.2614 | 0 | 0 | 0 | 0 | 0 | 0 | 0 | 0 | 0 | 0 | 0 | 0 | 0 | 0 | 0 | 0
2016-04-17 02:00 | 0 | 0 | 0 | 0 | 22465.7925 | 131.76 | 384800 | 0 | 0 | 0 | 0 | 2125019.5433 | 2048850.7464 | 0 | 0 | 0 | 0 | 0 | 0 | 0 | 0 | 0 | 0 | 0 | 0 | 0 | 0 | 0 | 0 | 0 | -246512.8382 | -115689.6092 | 0 | 0 | 0 | 0 | 0 | 0 | 0 | 0 | 0 | 0 | 0 | 0 | 0 | 0 | 0 | 0
2016-04-17 03:00 | 0 | 0 | 0 | 0 | 7144.5525 | 0 | 369347 | 0 | 0 | 0 | 0 | 1878506.7051 | 1933161.1372 | 0 | 0 | 0 | 0 | 0 | 0 | 0 | 0 | 0 | 0 | 0 | 0 | 0 | 0 | 0 | 0 | 0 | -246512.8382 | -115689.6092 | 0 | 0 | 0 | 0 | 0 | 0 | 0 | 0 | 0 | 0 | 0 | 0 | 0 | 0 | 0 | 0
2016-04-17 04:00 | 0 | 0 | 0 | 0 | 0 | 0 | 351753 | 0 | 0 | 0 | 0 | 1631993.8669 | 1827920.9754 | 0 | 0 | 0 | 0 | 0 | 0 | 0 | 0 | 0 | 0 | 0 | 0 | 0 | 0 | 0 | 0 | 0 | -246512.8382 | -105240.1618 | 0 | 0 | 0 | 0 | 0 | 0 | 0 | 0 | 0 | 0 | 0 | 0 | 0 | 0 | 0 | 0
2016-04-17 05:00 | 0 | 0 | 0 | 0 | 0 | 0 | 335850 | 0 | 0 | 0 | 0 | 1385481.0286 | 1738583.8137 | 0 | 0 | 0 | 0 | 0 | 0 | 0 | 0 | 0 | 0 | 0 | 0 | 0 | 0 | 0 | 0 | 0 | -246512.8382 | -89337.1618 | 0 | 0 | 0 | 0 | 0 | 0 | 0 | 0 | 0 | 0 | 0 | 0 | 0 | 0 | 0 | 0
2016-04-17 06:00 | 0 | 0 | 0 | 0 | 0 | 0 | 324047 | 0 | 0 | 0 | 0 | 1138968.1904 | 1661049.6519 | 0 | 0 | 0 | 0 | 0 | 0 | 0 | 0 | 0 | 0 | 0 | 0 | 0 | 0 | 0 | 0 | 0 | -246512.8382 | -77534.1618 | 0 | 0 | 0 | 0 | 0 | 0 | 0 | 0 | 0 | 0 | 0 | 0 | 0 | 0 | 0 | 0
2016-04-17 07:00 | 0 | 0 | 0 | 0 | 560352.5151 | 0 | 316631 | 0 | 0 | 0 | 0 | 1267000.0963 | 1776739.2612 | 0 | 0 | 0 | 0 | 0 | 0 | 0 | 0 | 0 | 0 | 0 | 0 | 0 | 0 | 0 | 0 | 0 | 128031.9059 | 115689.6092 | 0 | 0 | 0 | 0 | 0 | 0 | 0 | 0 | 0 | 0 | 0 | 0 | 0 | 0 | 0 | 0
2016-04-17 08:00 | 0 | 0 | 0 | 0 | 0 | 0 | 313590 | 0 | 0 | 0 | 0 | 1069099.7055 | 1661049.6519 | 0 | 0 | 0 | 0 | 0 | 0 | 0 | 0 | 0 | 0 | 0 | 0 | 0 | 0 | 0 | 0 | 0 | -197900.3908 | -115689.6092 | 0 | 0 | 0 | 0 | 0 | 0 | 0 | 0 | 0 | 0 | 0 | 0 | 0 | 0 | 0 | 0
2016-04-17 09:00 | 0 | 0 | 0 | 0 | 0 | 0 | 314738 | 0 | 0 | 0 | 0 | 822586.8673 | 1592824.4902 | 0 | 0 | 0 | 0 | 0 | 0 | 0 | 0 | 0 | 0 | 0 | 0 | 0 | 0 | 0 | 0 | 0 | -246512.8382 | -68225.1618 | 0 | 0 | 0 | 0 | 0 | 0 | 0 | 0 | 0 | 0 | 0 | 0 | 0 | 0 | 0 | 0
2016-04-17 10:00 | 0 | 0 | 0 | 0 | 0 | 0 | 318416 | 0 | 0 | 0 | 0 | 619860.4765 | 1477134.8809 | 0 | 0 | 0 | 0 | 0 | 0 | 0 | 0 | 0 | 0 | 0 | 0 | 0 | 0 | 0 | 0 | 0 | -202726.3908 | -115689.6092 | 0 | 0 | 0 | 0 | 0 | 0 | 0 | 0 | 0 | 0 | 0 | 0 | 0 | 0 | 0 | 0
2016-04-17 11:00 | 0 | 0 | 0 | 0 | 0 | 0 | 324666 | 0 | 0 | 0 | 0 | 373347.6382 | 1398981.7192 | 0 | 0 | 0 | 0 | 0 | 0 | 0 | 0 | 0 | 0 | 0 | 0 | 0 | 0 | 0 | 0 | 0 | -246512.8382 | -78153.1618 | 0 | 0 | 0 | 0 | 0 | 0 | 0 | 0 | 0 | 0 | 0 | 0 | 0 | 0 | 0 | 0
2016-04-17 12:00 | 0 | 0 | 0 | 0 | 0 | 2486.8059 | 336399 | 0 | 0 | 0 | 0 | 126834.8 | 1311582.3634 | 0 | 0 | 0 | 0 | 0 | 0 | 0 | 0 | 0 | 0 | 0 | 0 | 0 | 0 | 0 | 0 | 0 | -246512.8382 | -87399.3558 | 0 | 0 | 0 | 0 | 0 | 0 | 0 | 0 | 0 | 0 | 0 | 0 | 0 | 0 | 0 | 0
2016-04-17 13:00 | 0 | 0 | 0 | 0 | 341441.8692 | 208966.3898 | 348917 | 0 | 0 | 0 | 0 | 212636.4498 | 1427271.9726 | 0 | 0 | 0 | 0 | 0 | 0 | 0 | 0 | 0 | 0 | 0 | 0 | 0 | 0 | 0 | 0 | 0 | 85801.6498 | 115689.6092 | 0 | 0 | 0 | 0 | 0 | 0 | 0 | 0 | 0 | 0 | 0 | 0 | 0 | 0 | 0 | 0
2016-04-17 14:00 | 0 | 0 | 0 | 0 | 0 | 573173.321 | 357864 | 0 | 0 | 0 | 0 | 312256.1616 | 1542961.5818 | 0 | 0 | 0 | 0 | 0 | 0 | 0 | 0 | 0 | 0 | 0 | 0 | 0 | 0 | 0 | 0 | 0 | 99619.7118 | 115689.6092 | 0 | 0 | 0 | 0 | 0 | 0 | 0 | 0 | 0 | 0 | 0 | 0 | 0 | 0 | 0 | 0
2016-04-17 15:00 | 0 | 0 | 0 | 0 | 0 | 726187.4475 | 363985 | 0 | 0 | 0 | 0 | 558768.9998 | 1658651.1911 | 0 | 0 | 0 | 0 | 0 | 0 | 0 | 0 | 0 | 0 | 0 | 0 | 0 | 0 | 0 | 0 | 0 | 246512.8382 | 115689.6092 | 0 | 0 | 0 | 0 | 0 | 0 | 0 | 0 | 0 | 0 | 0 | 0 | 0 | 0 | 0 | 0
2016-04-17 16:00 | 0 | 0 | 0 | 0 | 0 | 731861.4475 | 369659 | 0 | 0 | 0 | 0 | 805281.8381 | 1774340.8003 | 0 | 0 | 0 | 0 | 0 | 0 | 0 | 0 | 0 | 0 | 0 | 0 | 0 | 0 | 0 | 0 | 0 | 246512.8382 | 115689.6092 | 0 | 0 | 0 | 0 | 0 | 0 | 0 | 0 | 0 | 0 | 0 | 0 | 0 | 0 | 0 | 0
2016-04-17 17:00 | 0 | 0 | 0 | 0 | 0 | 736063.4475 | 373861 | 0 | 0 | 0 | 0 | 1051794.6763 | 1890030.4095 | 0 | 0 | 0 | 0 | 0 | 0 | 0 | 0 | 0 | 0 | 0 | 0 | 0 | 0 | 0 | 0 | 0 | 246512.8382 | 115689.6092 | 0 | 0 | 0 | 0 | 0 | 0 | 0 | 0 | 0 | 0 | 0 | 0 | 0 | 0 | 0 | 0
2016-04-17 18:00 | 0 | 0 | 0 | 0 | 0 | 739414.4475 | 377212 | 0 | 0 | 0 | 0 | 1298307.5145 | 2005720.0188 | 0 | 0 | 0 | 0 | 0 | 0 | 0 | 0 | 0 | 0 | 0 | 0 | 0 | 0 | 0 | 0 | 0 | 246512.8382 | 115689.6092 | 0 | 0 | 0 | 0 | 0 | 0 | 0 | 0 | 0 | 0 | 0 | 0 | 0 | 0 | 0 | 0
2016-04-17 19:00 | 0 | 0 | 0 | 0 | 0 | 742420.4475 | 380218 | 0 | 0 | 0 | 0 | 1544820.3528 | 2121409.628 | 0 | 0 | 0 | 0 | 0 | 0 | 0 | 0 | 0 | 0 | 0 | 0 | 0 | 0 | 0 | 0 | 0 | 246512.8382 | 115689.6092 | 0 | 0 | 0 | 0 | 0 | 0 | 0 | 0 | 0 | 0 | 0 | 0 | 0 | 0 | 0 | 0
2016-04-17 20:00 | 0 | 0 | 0 | 0 | 0 | 747247.4475 | 385045 | 0 | 0 | 0 | 0 | 1791333.191 | 2237099.2372 | 0 | 0 | 0 | 0 | 0 | 0 | 0 | 0 | 0 | 0 | 0 | 0 | 0 | 0 | 0 | 0 | 0 | 246512.8382 | 115689.6092 | 0 | 0 | 0 | 0 | 0 | 0 | 0 | 0 | 0 | 0 | 0 | 0 | 0 | 0 | 0 | 0
2016-04-17 21:00 | 0 | 0 | 0 | 0 | 0 | 762410.1872 | 391181 | 0 | 0 | 0 | 0 | 2037846.0293 | 2352788.8464 | 0 | 0 | 0 | 0 | 0 | 0 | 0 | 9026.7397 | 0 | 0 | 0 | 0 | 0 | 0 | 0 | 0 | 0 | 246512.8382 | 115689.6092 | 0 | 0 | 0 | 0 | 0 | 0 | 0 | 0 | 0 | 9026.7397 | 0 | 0 | 0 | 0 | 0 | 0
2016-04-17 22:00 | 0 | 0 | 0 | 0 | 0 | 785869.8263 | 396115 | 0 | 0 | 0 | 0 | 2284358.8675 | 2468478.4557 | 0 | 0 | 0 | 0 | 0 | 0 | 0 | 36579.1185 | 0 | 0 | 0 | 0 | 0 | 0 | 0 | 0 | 0 | 246512.8382 | 115689.6092 | 0 | 0 | 0 | 0 | 0 | 0 | 0 | 0 | 0 | 27552.3788 | 0 | 0 | 0 | 0 | 0 | 0
2016-04-17 23:00 | 0 | 0 | 0 | 0 | 0 | 671107.8766 | 399850 | 0 | 0 | 0 | 0 | 2470720.8502 | 2584168.0649 | 0 | 0 | 0 | 0 | 0 | 0 | 0 | 5785.4032 | 0 | 0 | 0 | 0 | 0 | 0 | 0 | 0 | 0 | 186361.9827 | 115689.6092 | 0 | 0 | 0 | 0 | 0 | 0 | 0 | 0 | 0 | -30793.7153 | 0 | 0 | 0 | 0 | 0 | 0
2016-04-18 | 0 | 0 | 0 | 0 | 0 | 460274.2104 | 409894 | 0 | 0 | 0 | 0 | 2642576.073 | 2468478.4557 | 0 | 0 | 0 | 0 | 0 | 0 | 0 | 0 | 0 | 0 | 0 | 0 | 0 | 0 | 0 | 0 | 0 | 171855.2228 | -115689.6092 | 0 | 0 | 0 | 0 | 0 | 0 | 0 | 0 | 0 | -5785.4032 | 0 | 0 | 0 | 0 | 0 | 0
2016-04-18 01:00 | 0 | 0 | 0 | 0 | 0 | 137286.2918 | 410275 | 0 | 0 | 0 | 0 | 2396063.2347 | 2442002.5857 | 0 | 0 | 0 | 0 | 0 | 0 | 0 | 0 | 0 | 0 | 0 | 0 | 0 | 0 | 0 | 0 | 0 | -246512.8382 | -26475.87 | 0 | 0 | 0 | 0 | 0 | 0 | 0 | 0 | 0 | 0 | 0 | 0 | 0 | 0 | 0 | 0
2016-04-18 02:00 | 0 | 0 | 0 | 0 | 32058.6864 | 169.8661 | 394431 | 0 | 0 | 0 | 0 | 2149550.3965 | 2326312.9765 | 0 | 0 | 0 | 0 | 0 | 0 | 0 | 0 | 0 | 0 | 0 | 0 | 0 | 0 | 0 | 0 | 0 | -246512.8382 | -115689.6092 | 0 | 0 | 0 | 0 | 0 | 0 | 0 | 0 | 0 | 0 | 0 | 0 | 0 | 0 | 0 | 0
2016-04-18 03:00 | 0 | 0 | 0 | 0 | 11690.5525 | 0 | 373893 | 0 | 0 | 0 | 0 | 1903037.5582 | 2210623.3672 | 0 | 0 | 0 | 0 | 0 | 0 | 0 | 0 | 0 | 0 | 0 | 0 | 0 | 0 | 0 | 0 | 0 | -246512.8382 | -115689.6092 | 0 | 0 | 0 | 0 | 0 | 0 | 0 | 0 | 0 | 0 | 0 | 0 | 0 | 0 | 0 | 0
2016-04-18 04:00 | 0 | 0 | 0 | 0 | 337159.7784 | 0 | 352812 | 0 | 0 | 0 | 0 | 1771695.7274 | 2326312.9765 | 0 | 0 | 0 | 0 | 0 | 0 | 0 | 0 | 0 | 0 | 0 | 0 | 0 | 0 | 0 | 0 | 0 | -131341.8308 | 115689.6092 | 0 | 0 | 0 | 0 | 0 | 0 | 0 | 0 | 0 | 0 | 0 | 0 | 0 | 0 | 0 | 0
2016-04-18 05:00 | 0 | 0 | 0 | 0 | 0 | 0 | 335936 | 0 | 0 | 0 | 0 | 1525182.8892 | 2236889.8147 | 0 | 0 | 0 | 0 | 0 | 0 | 0 | 0 | 0 | 0 | 0 | 0 | 0 | 0 | 0 | 0 | 0 | -246512.8382 | -89423.1618 | 0 | 0 | 0 | 0 | 0 | 0 | 0 | 0 | 0 | 0 | 0 | 0 | 0 | 0 | 0 | 0
2016-04-18 06:00 | 0 | 0 | 0 | 0 | 0 | 0 | 324461 | 0 | 0 | 0 | 0 | 1316411.4984 | 2121200.2055 | 0 | 0 | 0 | 0 | 0 | 0 | 0 | 0 | 0 | 0 | 0 | 0 | 0 | 0 | 0 | 0 | 0 | -208771.3908 | -115689.6092 | 0 | 0 | 0 | 0 | 0 | 0 | 0 | 0 | 0 | 0 | 0 | 0 | 0 | 0 | 0 | 0
2016-04-18 07:00 | 0 | 0 | 0 | 0 | 0 | 0 | 317564 | 0 | 0 | 0 | 0 | 1069898.6602 | 2050149.0437 | 0 | 0 | 0 | 0 | 0 | 0 | 0 | 0 | 0 | 0 | 0 | 0 | 0 | 0 | 0 | 0 | 0 | -246512.8382 | -71051.1618 | 0 | 0 | 0 | 0 | 0 | 0 | 0 | 0 | 0 | 0 | 0 | 0 | 0 | 0 | 0 | 0
2016-04-18 08:00 | 0 | 0 | 0 | 0 | 0 | 0 | 318785 | 0 | 0 | 0 | 0 | 866803.2694 | 1934459.4345 | 0 | 0 | 0 | 0 | 0 | 0 | 0 | 0 | 0 | 0 | 0 | 0 | 0 | 0 | 0 | 0 | 0 | -203095.3908 | -115689.6092 | 0 | 0 | 0 | 0 | 0 | 0 | 0 | 0 | 0 | 0 | 0 | 0 | 0 | 0 | 0 | 0
2016-04-18 09:00 | 0 | 0 | 0 | 0 | 275793.2873 | 0 | 330821 | 0 | 0 | 0 | 0 | 927465.166 | 1818769.8253 | 0 | 0 | 0 | 0 | 0 | 0 | 0 | 0 | 0 | 0 | 0 | 0 | 0 | 0 | 0 | 0 | 0 | 60661.8966 | -115689.6092 | 0 | 0 | 0 | 0 | 0 | 0 | 0 | 0 | 0 | 0 | 0 | 0 | 0 | 0 | 0 | 0
2016-04-18 10:00 | 0 | 0 | 0 | 0 | 0 | 0 | 355668 | 0 | 0 | 0 | 0 | 680952.3277 | 1709614.6635 | 0 | 0 | 0 | 0 | 0 | 0 | 0 | 0 | 0 | 0 | 0 | 0 | 0 | 0 | 0 | 0 | 0 | -246512.8382 | -109155.1618 | 0 | 0 | 0 | 0 | 0 | 0 | 0 | 0 | 0 | 0 | 0 | 0 | 0 | 0 | 0 | 0
2016-04-18 11:00 | 0 | 0 | 0 | 0 | 17399.5525 | 0 | 379602 | 0 | 0 | 0 | 0 | 434439.4895 | 1593925.0543 | 0 | 0 | 0 | 0 | 0 | 0 | 0 | 0 | 0 | 0 | 0 | 0 | 0 | 0 | 0 | 0 | 0 | -246512.8382 | -115689.6092 | 0 | 0 | 0 | 0 | 0 | 0 | 0 | 0 | 0 | 0 | 0 | 0 | 0 | 0 | 0 | 0
2016-04-18 12:00 | 0 | 0 | 0 | 0 | 26658.1444 | 4193.4081 | 393054 | 0 | 0 | 0 | 0 | 187926.6513 | 1478235.445 | 0 | 0 | 0 | 0 | 0 | 0 | 0 | 0 | 0 | 0 | 0 | 0 | 0 | 0 | 0 | 0 | 0 | -246512.8382 | -115689.6092 | 0 | 0 | 0 | 0 | 0 | 0 | 0 | 0 | 0 | 0 | 0 | 0 | 0 | 0 | 0 | 0
2016-04-18 13:00 | 0 | 0 | 0 | 0 | 114166.2698 | 215936.6881 | 402340 | 0 | 0 | 0 | 0 | 0 | 1593925.0543 | 0 | 0 | 0 | 0 | 0 | 0 | 0 | 0 | 0 | 0 | 0 | 0 | 0 | 0 | 0 | 0 | 0 | -187926.6513 | 115689.6092 | 0 | 0 | 0 | 0 | 0 | 0 | 0 | 0 | 0 | 0 | 0 | 0 | 0 | 0 | 0 | 0
2016-04-18 14:00 | 0 | 0 | 0 | 0 | 166378.7367 | 607337.7108 | 411514 | 0 | 0 | 0 | 0 | 246512.8382 | 1709614.6635 | 0 | 0 | 0 | 0 | 0 | 0 | 0 | 0 | 0 | 0 | 0 | 0 | 0 | 0 | 0 | 0 | 0 | 246512.8382 | 115689.6092 | 0 | 0 | 0 | 0 | 0 | 0 | 0 | 0 | 0 | 0 | 0 | 0 | 0 | 0 | 0 | 0
2016-04-18 15:00 | 0 | 0 | 0 | 0 | 0 | 758663.1095 | 418575 | 0 | 0 | 0 | 0 | 470911.3386 | 1825304.2727 | 0 | 0 | 0 | 0 | 0 | 0 | 0 | 0 | 0 | 0 | 0 | 0 | 0 | 0 | 0 | 0 | 0 | 224398.5003 | 115689.6092 | 0 | 0 | 0 | 0 | 0 | 0 | 0 | 0 | 0 | 0 | 0 | 0 | 0 | 0 | 0 | 0
2016-04-18 16:00 | 0 | 0 | 0 | 0 | 0 | 786128.4475 | 423926 | 0 | 0 | 0 | 0 | 717424.1768 | 1940993.882 | 0 | 0 | 0 | 0 | 0 | 0 | 0 | 0 | 0 | 0 | 0 | 0 | 0 | 0 | 0 | 0 | 0 | 246512.8382 | 115689.6092 | 0 | 0 | 0 | 0 | 0 | 0 | 0 | 0 | 0 | 0 | 0 | 0 | 0 | 0 | 0 | 0
2016-04-18 17:00 | 0 | 0 | 0 | 0 | 0 | 792310.4475 | 430108 | 0 | 0 | 0 | 0 | 963937.015 | 2056683.4912 | 0 | 0 | 0 | 0 | 0 | 0 | 0 | 0 | 0 | 0 | 0 | 0 | 0 | 0 | 0 | 0 | 0 | 246512.8382 | 115689.6092 | 0 | 0 | 0 | 0 | 0 | 0 | 0 | 0 | 0 | 0 | 0 | 0 | 0 | 0 | 0 | 0
2016-04-18 18:00 | 0 | 0 | 0 | 0 | 0 | 797852.4475 | 435650 | 0 | 0 | 0 | 0 | 1210449.8533 | 2172373.1004 | 0 | 0 | 0 | 0 | 0 | 0 | 0 | 0 | 0 | 0 | 0 | 0 | 0 | 0 | 0 | 0 | 0 | 246512.8382 | 115689.6092 | 0 | 0 | 0 | 0 | 0 | 0 | 0 | 0 | 0 | 0 | 0 | 0 | 0 | 0 | 0 | 0
2016-04-18 19:00 | 0 | 0 | 0 | 0 | 0 | 811418.2159 | 440894 | 0 | 0 | 0 | 0 | 1456962.6915 | 2288062.7097 | 0 | 0 | 0 | 0 | 0 | 0 | 0 | 8321.7684 | 0 | 0 | 0 | 0 | 0 | 0 | 0 | 0 | 0 | 246512.8382 | 115689.6092 | 0 | 0 | 0 | 0 | 0 | 0 | 0 | 0 | 0 | 8321.7684 | 0 | 0 | 0 | 0 | 0 | 0
2016-04-18 20:00 | 0 | 0 | 0 | 0 | 0 | 832443.6376 | 446123 | 0 | 0 | 0 | 0 | 1703475.5298 | 2403752.3189 | 0 | 0 | 0 | 0 | 0 | 0 | 0 | 32439.9585 | 0 | 0 | 0 | 0 | 0 | 0 | 0 | 0 | 0 | 246512.8382 | 115689.6092 | 0 | 0 | 0 | 0 | 0 | 0 | 0 | 0 | 0 | 24118.1901 | 0 | 0 | 0 | 0 | 0 | 0
2016-04-18 21:00 | 0 | 0 | 0 | 0 | 0 | 816049.6075 | 449708 | 0 | 0 | 0 | 0 | 1949988.368 | 2519441.9281 | 0 | 0 | 0 | 0 | 0 | 0 | 0 | 36579.1185 | 0 | 0 | 0 | 0 | 0 | 0 | 0 | 0 | 0 | 246512.8382 | 115689.6092 | 0 | 0 | 0 | 0 | 0 | 0 | 0 | 0 | 0 | 4139.16 | 0 | 0 | 0 | 0 | 0 | 0
2016-04-18 22:00 | 0 | 0 | 0 | 0 | 0 | 771787.2361 | 449607 | 0 | 0 | 0 | 0 | 2196501.2063 | 2625903.0413 | 0 | 0 | 0 | 0 | 0 | 0 | 0 | 5785.4032 | 0 | 0 | 0 | 0 | 0 | 0 | 0 | 0 | 0 | 246512.8382 | 106461.1131 | 0 | 0 | 0 | 0 | 0 | 0 | 0 | 0 | 0 | -30793.7153 | 0 | 0 | 0 | 0 | 0 | 0
2016-04-18 23:00 | 0 | 0 | 0 | 0 | 0 | 658700.3534 | 447482 | 0 | 0 | 0 | 0 | 2443014.0445 | 2596393.9596 | 0 | 0 | 0 | 0 | 0 | 0 | 0 | 0 | 0 | 0 | 0 | 0 | 0 | 0 | 0 | 0 | 0 | 246512.8382 | -29509.0816 | 0 | 0 | 0 | 0 | 0 | 0 | 0 | 0 | 0 | -5785.4032 | 0 | 0 | 0 | 0 | 0 | 0
2016-04-19 | 0 | 0 | 0 | 0 | 0 | 480242.4445 | 451741 | 0 | 0 | 0 | 0 | 2587205.0983 | 2480704.3504 | 0 | 0 | 0 | 0 | 0 | 0 | 0 | 0 | 0 | 0 | 0 | 0 | 0 | 0 | 0 | 0 | 0 | 144191.0538 | -115689.6092 | 0 | 0 | 0 | 0 | 0 | 0 | 0 | 0 | 0 | 0 | 0 | 0 | 0 | 0 | 0 | 0
2016-04-19 01:00 | 0 | 0 | 0 | 0 | 0 | 142754.3219 | 445831 | 0 | 0 | 0 | 0 | 2340692.26 | 2424140.5105 | 0 | 0 | 0 | 0 | 0 | 0 | 0 | 0 | 0 | 0 | 0 | 0 | 0 | 0 | 0 | 0 | 0 | -246512.8382 | -56563.8399 | 0 | 0 | 0 | 0 | 0 | 0 | 0 | 0 | 0 | 0 | 0 | 0 | 0 | 0 | 0 | 0
2016-04-19 02:00 | 0 | 0 | 0 | 0 | 60610.7417 | 206.8108 | 423020 | 0 | 0 | 0 | 0 | 2094179.4218 | 2308450.9013 | 0 | 0 | 0 | 0 | 0 | 0 | 0 | 0 | 0 | 0 | 0 | 0 | 0 | 0 | 0 | 0 | 0 | -246512.8382 | -115689.6092 | 0 | 0 | 0 | 0 | 0 | 0 | 0 | 0 | 0 | 0 | 0 | 0 | 0 | 0 | 0 | 0
2016-04-19 03:00 | 0 | 0 | 0 | 0 | 33702.5525 | 0 | 395905 | 0 | 0 | 0 | 0 | 1847666.5835 | 2192761.292 | 0 | 0 | 0 | 0 | 0 | 0 | 0 | 0 | 0 | 0 | 0 | 0 | 0 | 0 | 0 | 0 | 0 | -246512.8382 | -115689.6092 | 0 | 0 | 0 | 0 | 0 | 0 | 0 | 0 | 0 | 0 | 0 | 0 | 0 | 0 | 0 | 0
2016-04-19 04:00 | 0 | 0 | 0 | 0 | 301434.3498 | 0 | 370617 | 0 | 0 | 0 | 0 | 1662794.3241 | 2308450.9013 | 0 | 0 | 0 | 0 | 0 | 0 | 0 | 0 | 0 | 0 | 0 | 0 | 0 | 0 | 0 | 0 | 0 | -184872.2594 | 115689.6092 | 0 | 0 | 0 | 0 | 0 | 0 | 0 | 0 | 0 | 0 | 0 | 0 | 0 | 0 | 0 | 0
2016-04-19 05:00 | 0 | 0 | 0 | 0 | 0 | 0 | 351081 | 0 | 0 | 0 | 0 | 1416281.4859 | 2203882.7395 | 0 | 0 | 0 | 0 | 0 | 0 | 0 | 0 | 0 | 0 | 0 | 0 | 0 | 0 | 0 | 0 | 0 | -246512.8382 | -104568.1618 | 0 | 0 | 0 | 0 | 0 | 0 | 0 | 0 | 0 | 0 | 0 | 0 | 0 | 0 | 0 | 0
2016-04-19 06:00 | 0 | 0 | 0 | 0 | 0 | 0 | 335723 | 0 | 0 | 0 | 0 | 1169768.6476 | 2114672.5778 | 0 | 0 | 0 | 0 | 0 | 0 | 0 | 0 | 0 | 0 | 0 | 0 | 0 | 0 | 0 | 0 | 0 | -246512.8382 | -89210.1618 | 0 | 0 | 0 | 0 | 0 | 0 | 0 | 0 | 0 | 0 | 0 | 0 | 0 | 0 | 0 | 0
2016-04-19 07:00 | 0 | 0 | 0 | 0 | 0 | 0 | 326292 | 0 | 0 | 0 | 0 | 959166.2569 | 1998982.9685 | 0 | 0 | 0 | 0 | 0 | 0 | 0 | 0 | 0 | 0 | 0 | 0 | 0 | 0 | 0 | 0 | 0 | -210602.3908 | -115689.6092 | 0 | 0 | 0 | 0 | 0 | 0 | 0 | 0 | 0 | 0 | 0 | 0 | 0 | 0 | 0 | 0
2016-04-19 08:00 | 0 | 0 | 0 | 0 | 197302.314 | 0 | 324772 | 0 | 0 | 0 | 0 | 916592.4648 | 1883293.3593 | 0 | 0 | 0 | 0 | 0 | 0 | 0 | 30793.7153 | 0 | 0 | 0 | 0 | 0 | 0 | 0 | 0 | 0 | -42573.7921 | -115689.6092 | 0 | 0 | 0 | 0 | 0 | 0 | 0 | 0 | 0 | 30793.7153 | 0 | 0 | 0 | 0 | 0 | 0
2016-04-19 09:00 | 0 | 0 | 0 | 0 | 0 | 0 | 334201 | 0 | 0 | 0 | 0 | 670079.6266 | 1826398.9129 | 0 | 0 | 0 | 0 | 0 | 0 | 0 | 0 | 0 | 0 | 0 | 0 | 0 | 0 | 0 | 0 | 0 | -246512.8382 | -56894.4464 | 0 | 0 | 0 | 0 | 0 | 0 | 0 | 0 | 0 | -30793.7153 | 0 | 0 | 0 | 0 | 0 | 0
2016-04-19 10:00 | 0 | 0 | 0 | 0 | 165134.4302 | 0 | 357981 | 0 | 0 | 0 | 0 | 592922.666 | 1710709.3036 | 0 | 0 | 0 | 0 | 0 | 0 | 0 | 0 | 0 | 0 | 0 | 0 | 0 | 0 | 0 | 0 | 0 | -77156.9605 | -115689.6092 | 0 | 0 | 0 | 0 | 0 | 0 | 0 | 0 | 0 | 0 | 0 | 0 | 0 | 0 | 0 | 0
2016-04-19 11:00 | 0 | 0 | 0 | 0 | 157174.9907 | 0 | 381298 | 0 | 0 | 0 | 0 | 484489.266 | 1595019.6944 | 0 | 0 | 0 | 0 | 0 | 0 | 0 | 0 | 0 | 0 | 0 | 0 | 0 | 0 | 0 | 0 | 0 | -108433.4001 | -115689.6092 | 0 | 0 | 0 | 0 | 0 | 0 | 0 | 0 | 0 | 0 | 0 | 0 | 0 | 0 | 0 | 0
2016-04-19 12:00 | 0 | 0 | 0 | 0 | 126958.7975 | 2677.8298 | 394412 | 0 | 0 | 0 | 0 | 329618.0993 | 1479330.0852 | 0 | 0 | 0 | 0 | 0 | 0 | 0 | 5785.4032 | 0 | 0 | 0 | 0 | 0 | 0 | 0 | 0 | 0 | -154871.1667 | -115689.6092 | 0 | 0 | 0 | 0 | 0 | 0 | 0 | 0 | 0 | 5785.4032 | 0 | 0 | 0 | 0 | 0 | 0
2016-04-19 13:00 | 0 | 0 | 0 | 0 | 81820.7282 | 209660.275 | 403745 | 0 | 0 | 0 | 0 | 302249.9965 | 1363640.4759 | 0 | 0 | 0 | 0 | 0 | 0 | 0 | 36579.1185 | 0 | 0 | 0 | 0 | 0 | 0 | 0 | 0 | 0 | -27368.1028 | -115689.6092 | 0 | 0 | 0 | 0 | 0 | 0 | 0 | 0 | 0 | 30793.7153 | 0 | 0 | 0 | 0 | 0 | 0
2016-04-19 14:00 | 0 | 0 | 0 | 0 | 0 | 542764.4928 | 412923 | 0 | 0 | 0 | 0 | 347195.5954 | 1479330.0852 | 0 | 0 | 0 | 0 | 0 | 0 | 0 | 5785.4032 | 0 | 0 | 0 | 0 | 0 | 0 | 0 | 0 | 0 | 44945.5989 | 115689.6092 | 0 | 0 | 0 | 0 | 0 | 0 | 0 | 0 | 0 | -30793.7153 | 0 | 0 | 0 | 0 | 0 | 0
2016-04-19 15:00 | 0 | 0 | 0 | 0 | 0 | 739231.7719 | 420240 | 0 | 0 | 0 | 0 | 593708.4336 | 1557594.422 | 0 | 0 | 0 | 0 | 0 | 0 | 0 | 0 | 0 | 0 | 0 | 0 | 0 | 0 | 0 | 0 | 0 | 246512.8382 | 78264.3369 | 0 | 0 | 0 | 0 | 0 | 0 | 0 | 0 | 0 | -5785.4032 | 0 | 0 | 0 | 0 | 0 | 0
2016-04-19 16:00 | 0 | 0 | 0 | 0 | 0 | 788689.4475 | 426487 | 0 | 0 | 0 | 0 | 840221.2719 | 1673284.0313 | 0 | 0 | 0 | 0 | 0 | 0 | 0 | 0 | 0 | 0 | 0 | 0 | 0 | 0 | 0 | 0 | 0 | 246512.8382 | 115689.6092 | 0 | 0 | 0 | 0 | 0 | 0 | 0 | 0 | 0 | 0 | 0 | 0 | 0 | 0 | 0 | 0
2016-04-19 17:00 | 0 | 0 | 0 | 0 | 0 | 795294.4475 | 433092 | 0 | 0 | 0 | 0 | 1086734.1101 | 1788973.6405 | 0 | 0 | 0 | 0 | 0 | 0 | 0 | 0 | 0 | 0 | 0 | 0 | 0 | 0 | 0 | 0 | 0 | 246512.8382 | 115689.6092 | 0 | 0 | 0 | 0 | 0 | 0 | 0 | 0 | 0 | 0 | 0 | 0 | 0 | 0 | 0 | 0
2016-04-19 18:00 | 0 | 0 | 0 | 0 | 0 | 802013.4475 | 439811 | 0 | 0 | 0 | 0 | 1333246.9484 | 1904663.2497 | 0 | 0 | 0 | 0 | 0 | 0 | 0 | 0 | 0 | 0 | 0 | 0 | 0 | 0 | 0 | 0 | 0 | 246512.8382 | 115689.6092 | 0 | 0 | 0 | 0 | 0 | 0 | 0 | 0 | 0 | 0 | 0 | 0 | 0 | 0 | 0 | 0
2016-04-19 19:00 | 0 | 0 | 0 | 0 | 0 | 806650.4475 | 444448 | 0 | 0 | 0 | 0 | 1579759.7866 | 2020352.859 | 0 | 0 | 0 | 0 | 0 | 0 | 0 | 0 | 0 | 0 | 0 | 0 | 0 | 0 | 0 | 0 | 0 | 246512.8382 | 115689.6092 | 0 | 0 | 0 | 0 | 0 | 0 | 0 | 0 | 0 | 0 | 0 | 0 | 0 | 0 | 0 | 0
2016-04-19 20:00 | 0 | 0 | 0 | 0 | 0 | 835835.9875 | 449010 | 0 | 0 | 0 | 0 | 1826272.6249 | 2136042.4682 | 0 | 0 | 0 | 0 | 0 | 0 | 0 | 24623.54 | 0 | 0 | 0 | 0 | 0 | 0 | 0 | 0 | 0 | 246512.8382 | 115689.6092 | 0 | 0 | 0 | 0 | 0 | 0 | 0 | 0 | 0 | 24623.54 | 0 | 0 | 0 | 0 | 0 | 0
2016-04-19 21:00 | 0 | 0 | 0 | 0 | 0 | 825851.0259 | 451693 | 0 | 0 | 0 | 0 | 2072785.4631 | 2251732.0774 | 0 | 0 | 0 | 0 | 0 | 0 | 0 | 36579.1185 | 0 | 0 | 0 | 0 | 0 | 0 | 0 | 0 | 0 | 246512.8382 | 115689.6092 | 0 | 0 | 0 | 0 | 0 | 0 | 0 | 0 | 0 | 11955.5785 | 0 | 0 | 0 | 0 | 0 | 0
2016-04-19 22:00 | 0 | 0 | 0 | 0 | 0 | 790763.783 | 450937 | 0 | 0 | 0 | 0 | 2319298.3013 | 2345046.0222 | 0 | 0 | 0 | 0 | 0 | 0 | 0 | 36579.1185 | 0 | 0 | 0 | 0 | 0 | 0 | 0 | 0 | 0 | 246512.8382 | 93313.9448 | 0 | 0 | 0 | 0 | 0 | 0 | 0 | 0 | 0 | 0 | 0 | 0 | 0 | 0 | 0 | 0
2016-04-19 23:00 | 0 | 0 | 0 | 0 | 0 | 684214.1339 | 448986 | 0 | 0 | 0 | 0 | 2565811.1396 | 2333761.3179 | 0 | 0 | 0 | 0 | 0 | 0 | 0 | 36579.1185 | 0 | 0 | 0 | 0 | 0 | 0 | 0 | 0 | 0 | 246512.8382 | -11284.7043 | 0 | 0 | 0 | 0 | 0 | 0 | 0 | 0 | 0 | 0 | 0 | 0 | 0 | 0 | 0 | 0
2016-04-20 | 0 | 0 | 0 | 0 | 0 | 485891.2861 | 453335 | 0 | 0 | 0 | 0 | 2714057.0349 | 2218071.7087 | 0 | 0 | 0 | 0 | 0 | 0 | 0 | 36579.1185 | 0 | 0 | 0 | 0 | 0 | 0 | 0 | 0 | 0 | 148245.8953 | -115689.6092 | 0 | 0 | 0 | 0 | 0 | 0 | 0 | 0 | 0 | 0 | 0 | 0 | 0 | 0 | 0 | 0
2016-04-20 01:00 | 0 | 0 | 0 | 0 | 158328.2888 | 127854.7669 | 447800 | 0 | 0 | 0 | 0 | 2467544.1967 | 2333761.3179 | 0 | 0 | 0 | 0 | 0 | 0 | 0 | 5785.4032 | 0 | 0 | 0 | 0 | 0 | 0 | 0 | 0 | 0 | -246512.8382 | 115689.6092 | 0 | 0 | 0 | 0 | 0 | 0 | 0 | 0 | 0 | -30793.7153 | 0 | 0 | 0 | 0 | 0 | 0
2016-04-20 02:00 | 0 | 0 | 0 | 0 | 57002.1345 | 217.0149 | 425207 | 0 | 0 | 0 | 0 | 2221031.3584 | 2218071.7087 | 0 | 0 | 0 | 0 | 0 | 0 | 0 | 0 | 0 | 0 | 0 | 0 | 0 | 0 | 0 | 0 | 0 | -246512.8382 | -115689.6092 | 0 | 0 | 0 | 0 | 0 | 0 | 0 | 0 | 0 | -5785.4032 | 0 | 0 | 0 | 0 | 0 | 0
2016-04-20 03:00 | 0 | 0 | 0 | 0 | 36138.5525 | 0 | 398341 | 0 | 0 | 0 | 0 | 1974518.5202 | 2102382.0994 | 0 | 0 | 0 | 0 | 0 | 0 | 0 | 0 | 0 | 0 | 0 | 0 | 0 | 0 | 0 | 0 | 0 | -246512.8382 | -115689.6092 | 0 | 0 | 0 | 0 | 0 | 0 | 0 | 0 | 0 | 0 | 0 | 0 | 0 | 0 | 0 | 0
2016-04-20 04:00 | 0 | 0 | 0 | 0 | 11587.5525 | 0 | 373790 | 0 | 0 | 0 | 0 | 1728005.6819 | 1986692.4902 | 0 | 0 | 0 | 0 | 0 | 0 | 0 | 0 | 0 | 0 | 0 | 0 | 0 | 0 | 0 | 0 | 0 | -246512.8382 | -115689.6092 | 0 | 0 | 0 | 0 | 0 | 0 | 0 | 0 | 0 | 0 | 0 | 0 | 0 | 0 | 0 | 0
2016-04-20 05:00 | 0 | 0 | 0 | 0 | 229891.0337 | 0 | 354341 | 0 | 0 | 0 | 0 | 1481492.8437 | 2077961.6468 | 0 | 0 | 0 | 0 | 0 | 0 | 0 | 30793.7153 | 0 | 0 | 0 | 0 | 0 | 0 | 0 | 0 | 0 | -246512.8382 | 91269.1566 | 0 | 0 | 0 | 0 | 0 | 0 | 0 | 0 | 0 | 30793.7153 | 0 | 0 | 0 | 0 | 0 | 0
2016-04-20 06:00 | 0 | 0 | 0 | 0 | 0 | 0 | 338967 | 0 | 0 | 0 | 0 | 1234980.0054 | 2016301.2004 | 0 | 0 | 0 | 0 | 0 | 0 | 0 | 0 | 0 | 0 | 0 | 0 | 0 | 0 | 0 | 0 | 0 | -246512.8382 | -61660.4464 | 0 | 0 | 0 | 0 | 0 | 0 | 0 | 0 | 0 | -30793.7153 | 0 | 0 | 0 | 0 | 0 | 0
2016-04-20 07:00 | 0 | 0 | 0 | 0 | 0 | 0 | 329453 | 0 | 0 | 0 | 0 | 1021216.6147 | 1900611.5912 | 0 | 0 | 0 | 0 | 0 | 0 | 0 | 0 | 0 | 0 | 0 | 0 | 0 | 0 | 0 | 0 | 0 | -213763.3908 | -115689.6092 | 0 | 0 | 0 | 0 | 0 | 0 | 0 | 0 | 0 | 0 | 0 | 0 | 0 | 0 | 0 | 0
2016-04-20 08:00 | 0 | 0 | 0 | 0 | 170790.2735 | 0 | 327697 | 0 | 0 | 0 | 0 | 949205.7821 | 1784921.9819 | 0 | 0 | 0 | 0 | 0 | 0 | 0 | 30793.7153 | 0 | 0 | 0 | 0 | 0 | 0 | 0 | 0 | 0 | -72010.8326 | -115689.6092 | 0 | 0 | 0 | 0 | 0 | 0 | 0 | 0 | 0 | 30793.7153 | 0 | 0 | 0 | 0 | 0 | 0
2016-04-20 09:00 | 0 | 0 | 0 | 0 | 0 | 0 | 335851 | 0 | 0 | 0 | 0 | 702692.9438 | 1726377.5355 | 0 | 0 | 0 | 0 | 0 | 0 | 0 | 0 | 0 | 0 | 0 | 0 | 0 | 0 | 0 | 0 | 0 | -246512.8382 | -58544.4464 | 0 | 0 | 0 | 0 | 0 | 0 | 0 | 0 | 0 | -30793.7153 | 0 | 0 | 0 | 0 | 0 | 0
2016-04-20 10:00 | 0 | 0 | 0 | 0 | 143783.4284 | 0 | 359277 | 0 | 0 | 0 | 0 | 602888.9814 | 1610687.9263 | 0 | 0 | 0 | 0 | 0 | 0 | 0 | 0 | 0 | 0 | 0 | 0 | 0 | 0 | 0 | 0 | 0 | -99803.9624 | -115689.6092 | 0 | 0 | 0 | 0 | 0 | 0 | 0 | 0 | 0 | 0 | 0 | 0 | 0 | 0 | 0 | 0
2016-04-20 11:00 | 0 | 0 | 0 | 0 | 141930.6709 | 0 | 381420 | 0 | 0 | 0 | 0 | 473303.8583 | 1494998.3171 | 0 | 0 | 0 | 0 | 0 | 0 | 0 | 5785.4032 | 0 | 0 | 0 | 0 | 0 | 0 | 0 | 0 | 0 | -129585.1231 | -115689.6092 | 0 | 0 | 0 | 0 | 0 | 0 | 0 | 0 | 0 | 5785.4032 | 0 | 0 | 0 | 0 | 0 | 0
2016-04-20 12:00 | 0 | 0 | 0 | 0 | 124341.1706 | 8032.5413 | 393612 | 0 | 0 | 0 | 0 | 226791.0201 | 1449479.1519 | 0 | 0 | 0 | 0 | 0 | 0 | 0 | 36579.1185 | 0 | 0 | 0 | 0 | 0 | 0 | 0 | 0 | 0 | -246512.8382 | -45519.1652 | 0 | 0 | 0 | 0 | 0 | 0 | 0 | 0 | 0 | 30793.7153 | 0 | 0 | 0 | 0 | 0 | 0
2016-04-20 13:00 | 0 | 0 | 0 | 0 | 0 | 266094.7017 | 402045 | 0 | 0 | 0 | 0 | 216764.5037 | 1354349.0853 | 0 | 0 | 0 | 0 | 0 | 0 | 0 | 5785.4032 | 0 | 0 | 0 | 0 | 0 | 0 | 0 | 0 | 0 | -10026.5164 | -95130.0666 | 0 | 0 | 0 | 0 | 0 | 0 | 0 | 0 | 0 | -30793.7153 | 0 | 0 | 0 | 0 | 0 | 0
2016-04-20 14:00 | 0 | 0 | 0 | 0 | 0 | 623542.5083 | 411489 | 0 | 0 | 0 | 0 | 463277.342 | 1325675.1585 | 0 | 0 | 0 | 0 | 0 | 0 | 0 | 0 | 0 | 0 | 0 | 0 | 0 | 0 | 0 | 0 | 0 | 246512.8382 | -28673.9268 | 0 | 0 | 0 | 0 | 0 | 0 | 0 | 0 | 0 | -5785.4032 | 0 | 0 | 0 | 0 | 0 | 0
2016-04-20 15:00 | 0 | 0 | 0 | 0 | 0 | 780463.4475 | 418261 | 0 | 0 | 0 | 0 | 709790.1802 | 1441364.7677 | 0 | 0 | 0 | 0 | 0 | 0 | 0 | 0 | 0 | 0 | 0 | 0 | 0 | 0 | 0 | 0 | 0 | 246512.8382 | 115689.6092 | 0 | 0 | 0 | 0 | 0 | 0 | 0 | 0 | 0 | 0 | 0 | 0 | 0 | 0 | 0 | 0
2016-04-20 16:00 | 0 | 0 | 0 | 0 | 0 | 785797.4475 | 423595 | 0 | 0 | 0 | 0 | 956303.0185 | 1557054.377 | 0 | 0 | 0 | 0 | 0 | 0 | 0 | 0 | 0 | 0 | 0 | 0 | 0 | 0 | 0 | 0 | 0 | 246512.8382 | 115689.6092 | 0 | 0 | 0 | 0 | 0 | 0 | 0 | 0 | 0 | 0 | 0 | 0 | 0 | 0 | 0 | 0
2016-04-20 17:00 | 0 | 0 | 0 | 0 | 0 | 792067.4475 | 429865 | 0 | 0 | 0 | 0 | 1202815.8567 | 1672743.9862 | 0 | 0 | 0 | 0 | 0 | 0 | 0 | 0 | 0 | 0 | 0 | 0 | 0 | 0 | 0 | 0 | 0 | 246512.8382 | 115689.6092 | 0 | 0 | 0 | 0 | 0 | 0 | 0 | 0 | 0 | 0 | 0 | 0 | 0 | 0 | 0 | 0
2016-04-20 18:00 | 0 | 0 | 0 | 0 | 0 | 798262.4475 | 436060 | 0 | 0 | 0 | 0 | 1449328.695 | 1788433.5954 | 0 | 0 | 0 | 0 | 0 | 0 | 0 | 0 | 0 | 0 | 0 | 0 | 0 | 0 | 0 | 0 | 0 | 246512.8382 | 115689.6092 | 0 | 0 | 0 | 0 | 0 | 0 | 0 | 0 | 0 | 0 | 0 | 0 | 0 | 0 | 0 | 0
2016-04-20 19:00 | 0 | 0 | 0 | 0 | 0 | 804008.4475 | 441806 | 0 | 0 | 0 | 0 | 1695841.5332 | 1904123.2047 | 0 | 0 | 0 | 0 | 0 | 0 | 0 | 0 | 0 | 0 | 0 | 0 | 0 | 0 | 0 | 0 | 0 | 246512.8382 | 115689.6092 | 0 | 0 | 0 | 0 | 0 | 0 | 0 | 0 | 0 | 0 | 0 | 0 | 0 | 0 | 0 | 0
2016-04-20 20:00 | 0 | 0 | 0 | 0 | 0 | 809038.4475 | 446836 | 0 | 0 | 0 | 0 | 1942354.3714 | 2019812.8139 | 0 | 0 | 0 | 0 | 0 | 0 | 0 | 0 | 0 | 0 | 0 | 0 | 0 | 0 | 0 | 0 | 0 | 246512.8382 | 115689.6092 | 0 | 0 | 0 | 0 | 0 | 0 | 0 | 0 | 0 | 0 | 0 | 0 | 0 | 0 | 0 | 0
2016-04-20 21:00 | 0 | 0 | 0 | 0 | 0 | 832123.571 | 450042 | 0 | 0 | 0 | 0 | 2188867.2097 | 2135502.4231 | 0 | 0 | 0 | 0 | 0 | 0 | 0 | 19879.1235 | 0 | 0 | 0 | 0 | 0 | 0 | 0 | 0 | 0 | 246512.8382 | 115689.6092 | 0 | 0 | 0 | 0 | 0 | 0 | 0 | 0 | 0 | 19879.1235 | 0 | 0 | 0 | 0 | 0 | 0
2016-04-20 22:00 | 0 | 0 | 0 | 0 | 0 | 828476.4425 | 449574 | 0 | 0 | 0 | 0 | 2435380.0479 | 2251192.0324 | 0 | 0 | 0 | 0 | 0 | 0 | 0 | 36579.1185 | 0 | 0 | 0 | 0 | 0 | 0 | 0 | 0 | 0 | 246512.8382 | 115689.6092 | 0 | 0 | 0 | 0 | 0 | 0 | 0 | 0 | 0 | 16699.995 | 0 | 0 | 0 | 0 | 0 | 0
2016-04-20 23:00 | 0 | 0 | 0 | 0 | 0 | 736256.535 | 447815 | 0 | 0 | 0 | 0 | 2638925.689 | 2366881.6416 | 0 | 0 | 0 | 0 | 0 | 0 | 0 | 5785.4032 | 0 | 0 | 0 | 0 | 0 | 0 | 0 | 0 | 0 | 203545.6411 | 115689.6092 | 0 | 0 | 0 | 0 | 0 | 0 | 0 | 0 | 0 | -30793.7153 | 0 | 0 | 0 | 0 | 0 | 0
2016-04-21 | 0 | 0 | 0 | 0 | 0 | 544729.0667 | 452475 | 0 | 0 | 0 | 0 | 2852654.7681 | 2251192.0324 | 0 | 0 | 0 | 0 | 0 | 0 | 0 | 0 | 0 | 0 | 0 | 0 | 0 | 0 | 0 | 0 | 0 | 213729.0791 | -115689.6092 | 0 | 0 | 0 | 0 | 0 | 0 | 0 | 0 | 0 | -5785.4032 | 0 | 0 | 0 | 0 | 0 | 0
2016-04-21 01:00 | 0 | 0 | 0 | 0 | 0 | 157155.3605 | 446707 | 0 | 0 | 0 | 0 | 2606141.9299 | 2208153.2311 | 0 | 0 | 0 | 0 | 0 | 0 | 0 | 0 | 0 | 0 | 0 | 0 | 0 | 0 | 0 | 0 | 0 | -246512.8382 | -43038.8013 | 0 | 0 | 0 | 0 | 0 | 0 | 0 | 0 | 0 | 0 | 0 | 0 | 0 | 0 | 0 | 0
2016-04-21 02:00 | 0 | 0 | 0 | 0 | 62220.6838 | 377.8687 | 424801 | 0 | 0 | 0 | 0 | 2359629.0916 | 2092463.6218 | 0 | 0 | 0 | 0 | 0 | 0 | 0 | 0 | 0 | 0 | 0 | 0 | 0 | 0 | 0 | 0 | 0 | -246512.8382 | -115689.6092 | 0 | 0 | 0 | 0 | 0 | 0 | 0 | 0 | 0 | 0 | 0 | 0 | 0 | 0 | 0 | 0
2016-04-21 03:00 | 0 | 0 | 0 | 0 | 35246.5525 | 0 | 397449 | 0 | 0 | 0 | 0 | 2113116.2534 | 1976774.0126 | 0 | 0 | 0 | 0 | 0 | 0 | 0 | 0 | 0 | 0 | 0 | 0 | 0 | 0 | 0 | 0 | 0 | -246512.8382 | -115689.6092 | 0 | 0 | 0 | 0 | 0 | 0 | 0 | 0 | 0 | 0 | 0 | 0 | 0 | 0 | 0 | 0
2016-04-21 04:00 | 0 | 0 | 0 | 0 | 10749.5525 | 0 | 372952 | 0 | 0 | 0 | 0 | 1866603.4151 | 1861084.4034 | 0 | 0 | 0 | 0 | 0 | 0 | 0 | 0 | 0 | 0 | 0 | 0 | 0 | 0 | 0 | 0 | 0 | -246512.8382 | -115689.6092 | 0 | 0 | 0 | 0 | 0 | 0 | 0 | 0 | 0 | 0 | 0 | 0 | 0 | 0 | 0 | 0
2016-04-21 05:00 | 0 | 0 | 0 | 0 | 359019.4791 | 0 | 353450 | 0 | 0 | 0 | 0 | 1725689.5697 | 1976774.0126 | 0 | 0 | 0 | 0 | 0 | 0 | 0 | 30793.7153 | 0 | 0 | 0 | 0 | 0 | 0 | 0 | 0 | 0 | -140913.8455 | 115689.6092 | 0 | 0 | 0 | 0 | 0 | 0 | 0 | 0 | 0 | 30793.7153 | 0 | 0 | 0 | 0 | 0 | 0
2016-04-21 06:00 | 0 | 0 | 0 | 0 | 0 | 0 | 339040 | 0 | 0 | 0 | 0 | 1479176.7314 | 1915040.5662 | 0 | 0 | 0 | 0 | 0 | 0 | 0 | 0 | 0 | 0 | 0 | 0 | 0 | 0 | 0 | 0 | 0 | -246512.8382 | -61733.4464 | 0 | 0 | 0 | 0 | 0 | 0 | 0 | 0 | 0 | -30793.7153 | 0 | 0 | 0 | 0 | 0 | 0
2016-04-21 07:00 | 0 | 0 | 0 | 0 | 0 | 0 | 329104 | 0 | 0 | 0 | 0 | 1232663.8932 | 1832449.4044 | 0 | 0 | 0 | 0 | 0 | 0 | 0 | 0 | 0 | 0 | 0 | 0 | 0 | 0 | 0 | 0 | 0 | -246512.8382 | -82591.1618 | 0 | 0 | 0 | 0 | 0 | 0 | 0 | 0 | 0 | 0 | 0 | 0 | 0 | 0 | 0 | 0
2016-04-21 08:00 | 0 | 0 | 0 | 0 | 0 | 0 | 328157 | 0 | 0 | 0 | 0 | 986151.0549 | 1750805.2427 | 0 | 0 | 0 | 0 | 0 | 0 | 0 | 0 | 0 | 0 | 0 | 0 | 0 | 0 | 0 | 0 | 0 | -246512.8382 | -81644.1618 | 0 | 0 | 0 | 0 | 0 | 0 | 0 | 0 | 0 | 0 | 0 | 0 | 0 | 0 | 0 | 0
2016-04-21 09:00 | 0 | 0 | 0 | 0 | 0 | 0 | 338269 | 0 | 0 | 0 | 0 | 739638.2167 | 1659049.0809 | 0 | 0 | 0 | 0 | 0 | 0 | 0 | 0 | 0 | 0 | 0 | 0 | 0 | 0 | 0 | 0 | 0 | -246512.8382 | -91756.1618 | 0 | 0 | 0 | 0 | 0 | 0 | 0 | 0 | 0 | 0 | 0 | 0 | 0 | 0 | 0 | 0
2016-04-21 10:00 | 0 | 0 | 0 | 0 | 0 | 0 | 361209 | 0 | 0 | 0 | 0 | 493125.3785 | 1544352.9191 | 0 | 0 | 0 | 0 | 0 | 0 | 0 | 0 | 0 | 0 | 0 | 0 | 0 | 0 | 0 | 0 | 0 | -246512.8382 | -114696.1618 | 0 | 0 | 0 | 0 | 0 | 0 | 0 | 0 | 0 | 0 | 0 | 0 | 0 | 0 | 0 | 0
2016-04-21 11:00 | 0 | 0 | 0 | 0 | 21567.5525 | 0 | 383770 | 0 | 0 | 0 | 0 | 246612.5402 | 1428663.3099 | 0 | 0 | 0 | 0 | 0 | 0 | 0 | 0 | 0 | 0 | 0 | 0 | 0 | 0 | 0 | 0 | 0 | -246512.8382 | -115689.6092 | 0 | 0 | 0 | 0 | 0 | 0 | 0 | 0 | 0 | 0 | 0 | 0 | 0 | 0 | 0 | 0
2016-04-21 12:00 | 0 | 0 | 0 | 0 | 396024.381 | 6051.7657 | 396389 | 0 | 0 | 0 | 0 | 367989.2961 | 1312973.7007 | 0 | 0 | 0 | 0 | 0 | 0 | 0 | 0 | 0 | 0 | 0 | 0 | 0 | 0 | 0 | 0 | 0 | 121376.7559 | -115689.6092 | 0 | 0 | 0 | 0 | 0 | 0 | 0 | 0 | 0 | 0 | 0 | 0 | 0 | 0 | 0 | 0
2016-04-21 13:00 | 0 | 0 | 0 | 0 | 0 | 305496.2853 | 406990 | 0 | 0 | 0 | 0 | 150805.9722 | 1428663.3099 | 0 | 0 | 0 | 0 | 0 | 0 | 0 | 0 | 0 | 0 | 0 | 0 | 0 | 0 | 0 | 0 | 0 | -217183.3239 | 115689.6092 | 0 | 0 | 0 | 0 | 0 | 0 | 0 | 0 | 0 | 0 | 0 | 0 | 0 | 0 | 0 | 0
2016-04-21 14:00 | 0 | 0 | 0 | 0 | 0 | 655023.2332 | 416456 | 0 | 0 | 0 | 0 | 397318.8104 | 1420717.7049 | 0 | 0 | 0 | 0 | 0 | 0 | 0 | 0 | 0 | 0 | 0 | 0 | 0 | 0 | 0 | 0 | 0 | 246512.8382 | -7945.605 | 0 | 0 | 0 | 0 | 0 | 0 | 0 | 0 | 0 | 0 | 0 | 0 | 0 | 0 | 0 | 0
2016-04-21 15:00 | 0 | 0 | 0 | 0 | 0 | 784912.4475 | 422710 | 0 | 0 | 0 | 0 | 643831.6487 | 1536407.3141 | 0 | 0 | 0 | 0 | 0 | 0 | 0 | 0 | 0 | 0 | 0 | 0 | 0 | 0 | 0 | 0 | 0 | 246512.8382 | 115689.6092 | 0 | 0 | 0 | 0 | 0 | 0 | 0 | 0 | 0 | 0 | 0 | 0 | 0 | 0 | 0 | 0
2016-04-21 16:00 | 0 | 0 | 0 | 0 | 0 | 789419.4475 | 427217 | 0 | 0 | 0 | 0 | 890344.4869 | 1652096.9234 | 0 | 0 | 0 | 0 | 0 | 0 | 0 | 0 | 0 | 0 | 0 | 0 | 0 | 0 | 0 | 0 | 0 | 246512.8382 | 115689.6092 | 0 | 0 | 0 | 0 | 0 | 0 | 0 | 0 | 0 | 0 | 0 | 0 | 0 | 0 | 0 | 0
2016-04-21 17:00 | 0 | 0 | 0 | 0 | 0 | 794918.4475 | 432716 | 0 | 0 | 0 | 0 | 1136857.3251 | 1767786.5326 | 0 | 0 | 0 | 0 | 0 | 0 | 0 | 0 | 0 | 0 | 0 | 0 | 0 | 0 | 0 | 0 | 0 | 246512.8382 | 115689.6092 | 0 | 0 | 0 | 0 | 0 | 0 | 0 | 0 | 0 | 0 | 0 | 0 | 0 | 0 | 0 | 0
2016-04-21 18:00 | 0 | 0 | 0 | 0 | 0 | 800293.4475 | 438091 | 0 | 0 | 0 | 0 | 1383370.1634 | 1883476.1418 | 0 | 0 | 0 | 0 | 0 | 0 | 0 | 0 | 0 | 0 | 0 | 0 | 0 | 0 | 0 | 0 | 0 | 246512.8382 | 115689.6092 | 0 | 0 | 0 | 0 | 0 | 0 | 0 | 0 | 0 | 0 | 0 | 0 | 0 | 0 | 0 | 0
2016-04-21 19:00 | 0 | 0 | 0 | 0 | 0 | 803696.4475 | 441494 | 0 | 0 | 0 | 0 | 1629883.0016 | 1999165.7511 | 0 | 0 | 0 | 0 | 0 | 0 | 0 | 0 | 0 | 0 | 0 | 0 | 0 | 0 | 0 | 0 | 0 | 246512.8382 | 115689.6092 | 0 | 0 | 0 | 0 | 0 | 0 | 0 | 0 | 0 | 0 | 0 | 0 | 0 | 0 | 0 | 0
2016-04-21 20:00 | 0 | 0 | 0 | 0 | 0 | 807401.4475 | 445199 | 0 | 0 | 0 | 0 | 1876395.8399 | 2114855.3603 | 0 | 0 | 0 | 0 | 0 | 0 | 0 | 0 | 0 | 0 | 0 | 0 | 0 | 0 | 0 | 0 | 0 | 246512.8382 | 115689.6092 | 0 | 0 | 0 | 0 | 0 | 0 | 0 | 0 | 0 | 0 | 0 | 0 | 0 | 0 | 0 | 0
2016-04-21 21:00 | 0 | 0 | 0 | 0 | 0 | 814930.8506 | 446943 | 0 | 0 | 0 | 0 | 2122908.6781 | 2230544.9695 | 0 | 0 | 0 | 0 | 0 | 0 | 0 | 5785.4032 | 0 | 0 | 0 | 0 | 0 | 0 | 0 | 0 | 0 | 246512.8382 | 115689.6092 | 0 | 0 | 0 | 0 | 0 | 0 | 0 | 0 | 0 | 5785.4032 | 0 | 0 | 0 | 0 | 0 | 0
2016-04-21 22:00 | 0 | 0 | 0 | 0 | 0 | 837523.1628 | 444527 | 0 | 0 | 0 | 0 | 2369421.5164 | 2346234.5788 | 0 | 0 | 0 | 0 | 0 | 0 | 0 | 36579.1185 | 0 | 0 | 0 | 0 | 0 | 0 | 0 | 0 | 0 | 246512.8382 | 115689.6092 | 0 | 0 | 0 | 0 | 0 | 0 | 0 | 0 | 0 | 30793.7153 | 0 | 0 | 0 | 0 | 0 | 0
2016-04-21 23:00 | 0 | 0 | 0 | 0 | 21055.2214 | 753212.5107 | 442859 | 0 | 0 | 0 | 0 | 2615934.3546 | 2461924.188 | 0 | 0 | 0 | 0 | 0 | 0 | 0 | 5785.4032 | 0 | 0 | 0 | 0 | 0 | 0 | 0 | 0 | 0 | 246512.8382 | 115689.6092 | 0 | 0 | 0 | 0 | 0 | 0 | 0 | 0 | 0 | -30793.7153 | 0 | 0 | 0 | 0 | 0 | 0
2016-04-22 | 0 | 0 | 0 | 0 | 0 | 559657.1412 | 447196 | 0 | 0 | 0 | 0 | 2618491.2897 | 2577613.7972 | 0 | 0 | 0 | 0 | 0 | 0 | 0 | 0 | 0 | 0 | 0 | 0 | 0 | 0 | 0 | 0 | 0 | 2556.9351 | 115689.6092 | 0 | 0 | 0 | 0 | 0 | 0 | 0 | 0 | 0 | -5785.4032 | 0 | 0 | 0 | 0 | 0 | 0
2016-04-22 01:00 | 0 | 0 | 0 | 0 | 0 | 154392.5047 | 441770 | 0 | 0 | 0 | 0 | 2371978.4515 | 2536749.1401 | 0 | 0 | 0 | 0 | 0 | 0 | 0 | 0 | 0 | 0 | 0 | 0 | 0 | 0 | 0 | 0 | 0 | -246512.8382 | -40864.6571 | 0 | 0 | 0 | 0 | 0 | 0 | 0 | 0 | 0 | 0 | 0 | 0 | 0 | 0 | 0 | 0
2016-04-22 02:00 | 0 | 0 | 0 | 0 | 59924.5417 | 445.0108 | 422572 | 0 | 0 | 0 | 0 | 2125465.6132 | 2421059.5309 | 0 | 0 | 0 | 0 | 0 | 0 | 0 | 0 | 0 | 0 | 0 | 0 | 0 | 0 | 0 | 0 | 0 | -246512.8382 | -115689.6092 | 0 | 0 | 0 | 0 | 0 | 0 | 0 | 0 | 0 | 0 | 0 | 0 | 0 | 0 | 0 | 0
2016-04-22 03:00 | 0 | 0 | 0 | 0 | 35464.5525 | 0 | 397667 | 0 | 0 | 0 | 0 | 1878952.775 | 2305369.9217 | 0 | 0 | 0 | 0 | 0 | 0 | 0 | 0 | 0 | 0 | 0 | 0 | 0 | 0 | 0 | 0 | 0 | -246512.8382 | -115689.6092 | 0 | 0 | 0 | 0 | 0 | 0 | 0 | 0 | 0 | 0 | 0 | 0 | 0 | 0 | 0 | 0
2016-04-22 04:00 | 0 | 0 | 0 | 0 | 10121.5525 | 0 | 372324 | 0 | 0 | 0 | 0 | 1632439.9367 | 2189680.3125 | 0 | 0 | 0 | 0 | 0 | 0 | 0 | 0 | 0 | 0 | 0 | 0 | 0 | 0 | 0 | 0 | 0 | -246512.8382 | -115689.6092 | 0 | 0 | 0 | 0 | 0 | 0 | 0 | 0 | 0 | 0 | 0 | 0 | 0 | 0 | 0 | 0
2016-04-22 05:00 | 0 | 0 | 0 | 0 | 0 | 0 | 351972 | 0 | 0 | 0 | 0 | 1385927.0985 | 2084221.1507 | 0 | 0 | 0 | 0 | 0 | 0 | 0 | 0 | 0 | 0 | 0 | 0 | 0 | 0 | 0 | 0 | 0 | -246512.8382 | -105459.1618 | 0 | 0 | 0 | 0 | 0 | 0 | 0 | 0 | 0 | 0 | 0 | 0 | 0 | 0 | 0 | 0
2016-04-22 06:00 | 0 | 0 | 0 | 0 | 0 | 0 | 337193 | 0 | 0 | 0 | 0 | 1139414.2603 | 1993540.9889 | 0 | 0 | 0 | 0 | 0 | 0 | 0 | 0 | 0 | 0 | 0 | 0 | 0 | 0 | 0 | 0 | 0 | -246512.8382 | -90680.1618 | 0 | 0 | 0 | 0 | 0 | 0 | 0 | 0 | 0 | 0 | 0 | 0 | 0 | 0 | 0 | 0
2016-04-22 07:00 | 0 | 0 | 0 | 0 | 406392.0869 | 0 | 328530 | 0 | 0 | 0 | 0 | 1332965.9564 | 1877851.3797 | 0 | 0 | 0 | 0 | 0 | 0 | 0 | 0 | 0 | 0 | 0 | 0 | 0 | 0 | 0 | 0 | 0 | 193551.6961 | -115689.6092 | 0 | 0 | 0 | 0 | 0 | 0 | 0 | 0 | 0 | 0 | 0 | 0 | 0 | 0 | 0 | 0
2016-04-22 08:00 | 0 | 0 | 0 | 0 | 0 | 0 | 326530 | 0 | 0 | 0 | 0 | 1122125.5656 | 1762161.7705 | 0 | 0 | 0 | 0 | 0 | 0 | 0 | 0 | 0 | 0 | 0 | 0 | 0 | 0 | 0 | 0 | 0 | -210840.3908 | -115689.6092 | 0 | 0 | 0 | 0 | 0 | 0 | 0 | 0 | 0 | 0 | 0 | 0 | 0 | 0 | 0 | 0
2016-04-22 09:00 | 0 | 0 | 0 | 0 | 0 | 0 | 334964 | 0 | 0 | 0 | 0 | 875612.7274 | 1673710.6087 | 0 | 0 | 0 | 0 | 0 | 0 | 0 | 0 | 0 | 0 | 0 | 0 | 0 | 0 | 0 | 0 | 0 | -246512.8382 | -88451.1618 | 0 | 0 | 0 | 0 | 0 | 0 | 0 | 0 | 0 | 0 | 0 | 0 | 0 | 0 | 0 | 0
2016-04-22 10:00 | 0 | 0 | 0 | 0 | 0 | 0 | 357619 | 0 | 0 | 0 | 0 | 629099.8891 | 1562604.447 | 0 | 0 | 0 | 0 | 0 | 0 | 0 | 0 | 0 | 0 | 0 | 0 | 0 | 0 | 0 | 0 | 0 | -246512.8382 | -111106.1618 | 0 | 0 | 0 | 0 | 0 | 0 | 0 | 0 | 0 | 0 | 0 | 0 | 0 | 0 | 0 | 0
2016-04-22 11:00 | 0 | 0 | 0 | 0 | 17697.5525 | 0 | 379900 | 0 | 0 | 0 | 0 | 382587.0509 | 1446914.8377 | 0 | 0 | 0 | 0 | 0 | 0 | 0 | 0 | 0 | 0 | 0 | 0 | 0 | 0 | 0 | 0 | 0 | -246512.8382 | -115689.6092 | 0 | 0 | 0 | 0 | 0 | 0 | 0 | 0 | 0 | 0 | 0 | 0 | 0 | 0 | 0 | 0
2016-04-22 12:00 | 0 | 0 | 0 | 0 | 303868.1729 | 7558.5595 | 394673 | 0 | 0 | 0 | 0 | 415030.3925 | 1331225.2285 | 0 | 0 | 0 | 0 | 0 | 0 | 0 | 0 | 0 | 0 | 0 | 0 | 0 | 0 | 0 | 0 | 0 | 32443.3416 | -115689.6092 | 0 | 0 | 0 | 0 | 0 | 0 | 0 | 0 | 0 | 0 | 0 | 0 | 0 | 0 | 0 | 0
2016-04-22 13:00 | 0 | 0 | 0 | 0 | 0 | 334535.3277 | 406988 | 0 | 0 | 0 | 0 | 196094.3956 | 1446914.8377 | 0 | 0 | 0 | 0 | 0 | 0 | 0 | 30793.7153 | 0 | 0 | 0 | 0 | 0 | 0 | 0 | 0 | 0 | -218935.9969 | 115689.6092 | 0 | 0 | 0 | 0 | 0 | 0 | 0 | 0 | 0 | 30793.7153 | 0 | 0 | 0 | 0 | 0 | 0
2016-04-22 14:00 | 0 | 0 | 0 | 0 | 0 | 634139.8107 | 418460 | 0 | 0 | 0 | 0 | 326878.3124 | 1562604.447 | 0 | 0 | 0 | 0 | 0 | 0 | 0 | 0 | 0 | 0 | 0 | 0 | 0 | 0 | 0 | 0 | 0 | 130783.9168 | 115689.6092 | 0 | 0 | 0 | 0 | 0 | 0 | 0 | 0 | 0 | -30793.7153 | 0 | 0 | 0 | 0 | 0 | 0
2016-04-22 15:00 | 0 | 0 | 0 | 0 | 0 | 782052.3422 | 427657 | 0 | 0 | 0 | 0 | 573391.1506 | 1670486.951 | 0 | 0 | 0 | 0 | 0 | 0 | 0 | 0 | 0 | 0 | 0 | 0 | 0 | 0 | 0 | 0 | 0 | 246512.8382 | 107882.504 | 0 | 0 | 0 | 0 | 0 | 0 | 0 | 0 | 0 | 0 | 0 | 0 | 0 | 0 | 0 | 0
2016-04-22 16:00 | 0 | 0 | 0 | 0 | 0 | 795860.4475 | 433658 | 0 | 0 | 0 | 0 | 819903.9889 | 1786176.5602 | 0 | 0 | 0 | 0 | 0 | 0 | 0 | 0 | 0 | 0 | 0 | 0 | 0 | 0 | 0 | 0 | 0 | 246512.8382 | 115689.6092 | 0 | 0 | 0 | 0 | 0 | 0 | 0 | 0 | 0 | 0 | 0 | 0 | 0 | 0 | 0 | 0
2016-04-22 17:00 | 0 | 0 | 0 | 0 | 0 | 812243.2779 | 439032 | 0 | 0 | 0 | 0 | 1066416.8271 | 1901866.1694 | 0 | 0 | 0 | 0 | 0 | 0 | 0 | 11008.8304 | 0 | 0 | 0 | 0 | 0 | 0 | 0 | 0 | 0 | 246512.8382 | 115689.6092 | 0 | 0 | 0 | 0 | 0 | 0 | 0 | 0 | 0 | 11008.8304 | 0 | 0 | 0 | 0 | 0 | 0
2016-04-22 18:00 | 0 | 0 | 0 | 0 | 0 | 826836.4112 | 442216 | 0 | 0 | 0 | 0 | 1312929.6654 | 2017555.7787 | 0 | 0 | 0 | 0 | 0 | 0 | 0 | 33426.7942 | 0 | 0 | 0 | 0 | 0 | 0 | 0 | 0 | 0 | 246512.8382 | 115689.6092 | 0 | 0 | 0 | 0 | 0 | 0 | 0 | 0 | 0 | 22417.9638 | 0 | 0 | 0 | 0 | 0 | 0
2016-04-22 19:00 | 0 | 0 | 0 | 0 | 0 | 810238.7718 | 444884 | 0 | 0 | 0 | 0 | 1559442.5036 | 2133245.3879 | 0 | 0 | 0 | 0 | 0 | 0 | 0 | 36579.1185 | 0 | 0 | 0 | 0 | 0 | 0 | 0 | 0 | 0 | 246512.8382 | 115689.6092 | 0 | 0 | 0 | 0 | 0 | 0 | 0 | 0 | 0 | 3152.3243 | 0 | 0 | 0 | 0 | 0 | 0
2016-04-22 20:00 | 0 | 0 | 0 | 0 | 0 | 799503.1363 | 446311 | 0 | 0 | 0 | 0 | 1805955.3418 | 2248934.9971 | 0 | 0 | 0 | 0 | 0 | 0 | 0 | 27568.8073 | 0 | 0 | 0 | 0 | 0 | 0 | 0 | 0 | 0 | 246512.8382 | 115689.6092 | 0 | 0 | 0 | 0 | 0 | 0 | 0 | 0 | 0 | -9010.3112 | 0 | 0 | 0 | 0 | 0 | 0
2016-04-22 21:00 | 0 | 0 | 0 | 0 | 0 | 771909.7864 | 444810 | 0 | 0 | 0 | 0 | 2052468.1801 | 2326297.0373 | 0 | 0 | 0 | 0 | 0 | 0 | 0 | 30793.7153 | 0 | 0 | 0 | 0 | 0 | 0 | 0 | 0 | 0 | 246512.8382 | 77362.0401 | 0 | 0 | 0 | 0 | 0 | 0 | 0 | 0 | 0 | 3224.908 | 0 | 0 | 0 | 0 | 0 | 0
2016-04-22 22:00 | 0 | 0 | 0 | 0 | 0 | 713137.3177 | 438929 | 0 | 0 | 0 | 0 | 2298981.0183 | 2384786.232 | 0 | 0 | 0 | 0 | 0 | 0 | 0 | 0 | 0 | 0 | 0 | 0 | 0 | 0 | 0 | 0 | 0 | 246512.8382 | 58489.1948 | 0 | 0 | 0 | 0 | 0 | 0 | 0 | 0 | 0 | -30793.7153 | 0 | 0 | 0 | 0 | 0 | 0
2016-04-22 23:00 | 0 | 0 | 0 | 0 | 0 | 610620.3762 | 432558 | 0 | 0 | 0 | 0 | 2545493.8566 | 2316335.77 | 0 | 0 | 0 | 0 | 0 | 0 | 0 | 0 | 0 | 0 | 0 | 0 | 0 | 0 | 0 | 0 | 0 | 246512.8382 | -68450.462 | 0 | 0 | 0 | 0 | 0 | 0 | 0 | 0 | 0 | 0 | 0 | 0 | 0 | 0 | 0 | 0
2016-04-23 | 0 | 0 | 0 | 0 | 0 | 418561 | 430109 | 0 | 0 | 0 | 0 | 2418256.2474 | 2432025.3792 | 0 | 0 | 0 | 0 | 0 | 0 | 0 | 0 | 0 | 0 | 0 | 0 | 0 | 0 | 0 | 0 | 0 | -127237.6092 | 115689.6092 | 0 | 0 | 0 | 0 | 0 | 0 | 0 | 0 | 0 | 0 | 0 | 0 | 0 | 0 | 0 | 0
2016-04-23 01:00 | 0 | 0 | 0 | 0 | 0 | 109785.6876 | 425116 | 0 | 0 | 0 | 0 | 2218615.5442 | 2316335.77 | 0 | 0 | 0 | 0 | 0 | 0 | 0 | 0 | 0 | 0 | 0 | 0 | 0 | 0 | 0 | 0 | 0 | -199640.7032 | -115689.6092 | 0 | 0 | 0 | 0 | 0 | 0 | 0 | 0 | 0 | 0 | 0 | 0 | 0 | 0 | 0 | 0
2016-04-23 02:00 | 0 | 0 | 0 | 0 | 47198.7197 | 516.8329 | 409918 | 0 | 0 | 0 | 0 | 1972102.7059 | 2200646.1608 | 0 | 0 | 0 | 0 | 0 | 0 | 0 | 0 | 0 | 0 | 0 | 0 | 0 | 0 | 0 | 0 | 0 | -246512.8382 | -115689.6092 | 0 | 0 | 0 | 0 | 0 | 0 | 0 | 0 | 0 | 0 | 0 | 0 | 0 | 0 | 0 | 0
2016-04-23 03:00 | 0 | 0 | 0 | 0 | 26912.5525 | 0 | 389115 | 0 | 0 | 0 | 0 | 1725589.8677 | 2084956.5515 | 0 | 0 | 0 | 0 | 0 | 0 | 0 | 0 | 0 | 0 | 0 | 0 | 0 | 0 | 0 | 0 | 0 | -246512.8382 | -115689.6092 | 0 | 0 | 0 | 0 | 0 | 0 | 0 | 0 | 0 | 0 | 0 | 0 | 0 | 0 | 0 | 0
2016-04-23 04:00 | 0 | 0 | 0 | 0 | 4918.5525 | 0 | 367121 | 0 | 0 | 0 | 0 | 1479077.0295 | 1969266.9423 | 0 | 0 | 0 | 0 | 0 | 0 | 0 | 0 | 0 | 0 | 0 | 0 | 0 | 0 | 0 | 0 | 0 | -246512.8382 | -115689.6092 | 0 | 0 | 0 | 0 | 0 | 0 | 0 | 0 | 0 | 0 | 0 | 0 | 0 | 0 | 0 | 0
2016-04-23 05:00 | 0 | 0 | 0 | 0 | 0 | 0 | 349095 | 0 | 0 | 0 | 0 | 1232564.1912 | 1866684.7805 | 0 | 0 | 0 | 0 | 0 | 0 | 0 | 0 | 0 | 0 | 0 | 0 | 0 | 0 | 0 | 0 | 0 | -246512.8382 | -102582.1618 | 0 | 0 | 0 | 0 | 0 | 0 | 0 | 0 | 0 | 0 | 0 | 0 | 0 | 0 | 0 | 0
2016-04-23 06:00 | 0 | 0 | 0 | 0 | 0 | 0 | 334518 | 0 | 0 | 0 | 0 | 986051.353 | 1778679.6188 | 0 | 0 | 0 | 0 | 0 | 0 | 0 | 0 | 0 | 0 | 0 | 0 | 0 | 0 | 0 | 0 | 0 | -246512.8382 | -88005.1618 | 0 | 0 | 0 | 0 | 0 | 0 | 0 | 0 | 0 | 0 | 0 | 0 | 0 | 0 | 0 | 0
2016-04-23 07:00 | 0 | 0 | 0 | 0 | 0 | 0 | 324061 | 0 | 0 | 0 | 0 | 739538.5147 | 1701131.457 | 0 | 0 | 0 | 0 | 0 | 0 | 0 | 0 | 0 | 0 | 0 | 0 | 0 | 0 | 0 | 0 | 0 | -246512.8382 | -77548.1618 | 0 | 0 | 0 | 0 | 0 | 0 | 0 | 0 | 0 | 0 | 0 | 0 | 0 | 0 | 0 | 0
2016-04-23 08:00 | 0 | 0 | 0 | 0 | 0 | 0 | 319655 | 0 | 0 | 0 | 0 | 493025.6765 | 1627989.2953 | 0 | 0 | 0 | 0 | 0 | 0 | 0 | 0 | 0 | 0 | 0 | 0 | 0 | 0 | 0 | 0 | 0 | -246512.8382 | -73142.1618 | 0 | 0 | 0 | 0 | 0 | 0 | 0 | 0 | 0 | 0 | 0 | 0 | 0 | 0 | 0 | 0
2016-04-23 09:00 | 0 | 0 | 0 | 0 | 655375.7479 | 0 | 319973 | 0 | 0 | 0 | 0 | 739538.5147 | 1686085.4896 | 0 | 0 | 0 | 0 | 0 | 0 | 0 | 30793.7153 | 0 | 0 | 0 | 0 | 0 | 0 | 0 | 0 | 0 | 246512.8382 | 58096.1944 | 0 | 0 | 0 | 0 | 0 | 0 | 0 | 0 | 0 | 30793.7153 | 0 | 0 | 0 | 0 | 0 | 0
2016-04-23 10:00 | 0 | 0 | 0 | 0 | 0 | 0 | 324738 | 0 | 0 | 0 | 0 | 493025.6765 | 1638654.0432 | 0 | 0 | 0 | 0 | 0 | 0 | 0 | 0 | 0 | 0 | 0 | 0 | 0 | 0 | 0 | 0 | 0 | -246512.8382 | -47431.4464 | 0 | 0 | 0 | 0 | 0 | 0 | 0 | 0 | 0 | -30793.7153 | 0 | 0 | 0 | 0 | 0 | 0
2016-04-23 11:00 | 0 | 0 | 0 | 0 | 0 | 0 | 331488 | 0 | 0 | 0 | 0 | 246512.8382 | 1553678.8814 | 0 | 0 | 0 | 0 | 0 | 0 | 0 | 0 | 0 | 0 | 0 | 0 | 0 | 0 | 0 | 0 | 0 | -246512.8382 | -84975.1618 | 0 | 0 | 0 | 0 | 0 | 0 | 0 | 0 | 0 | 0 | 0 | 0 | 0 | 0 | 0 | 0
2016-04-23 12:00 | 0 | 0 | 0 | 0 | 0 | 10132.0452 | 347734 | 0 | 0 | 0 | 0 | 0 | 1462589.7649 | 0 | 0 | 0 | 0 | 0 | 0 | 0 | 0 | 0 | 0 | 0 | 0 | 0 | 0 | 0 | 0 | 0 | -246512.8382 | -91089.1165 | 0 | 0 | 0 | 0 | 0 | 0 | 0 | 0 | 0 | 0 | 0 | 0 | 0 | 0 | 0 | 0
2016-04-23 13:00 | 0 | 0 | 0 | 0 | 217452.3054 | 263166.3038 | 364929 | 0 | 0 | 0 | 0 | 0 | 1578279.3741 | 0 | 0 | 0 | 0 | 0 | 0 | 0 | 0 | 0 | 0 | 0 | 0 | 0 | 0 | 0 | 0 | 0 | 0 | 115689.6092 | 0 | 0 | 0 | 0 | 0 | 0 | 0 | 0 | 0 | 0 | 0 | 0 | 0 | 0 | 0 | 0
2016-04-23 14:00 | 0 | 0 | 0 | 0 | 137208.4071 | 603603.0403 | 378609 | 0 | 0 | 0 | 0 | 246512.8382 | 1693968.9834 | 0 | 0 | 0 | 0 | 0 | 0 | 0 | 0 | 0 | 0 | 0 | 0 | 0 | 0 | 0 | 0 | 0 | 246512.8382 | 115689.6092 | 0 | 0 | 0 | 0 | 0 | 0 | 0 | 0 | 0 | 0 | 0 | 0 | 0 | 0 | 0 | 0
2016-04-23 15:00 | 0 | 0 | 0 | 0 | 0 | 750040.4475 | 387838 | 0 | 0 | 0 | 0 | 493025.6765 | 1809658.5926 | 0 | 0 | 0 | 0 | 0 | 0 | 0 | 0 | 0 | 0 | 0 | 0 | 0 | 0 | 0 | 0 | 0 | 246512.8382 | 115689.6092 | 0 | 0 | 0 | 0 | 0 | 0 | 0 | 0 | 0 | 0 | 0 | 0 | 0 | 0 | 0 | 0
2016-04-23 16:00 | 0 | 0 | 0 | 0 | 0 | 755660.4475 | 393458 | 0 | 0 | 0 | 0 | 739538.5147 | 1925348.2018 | 0 | 0 | 0 | 0 | 0 | 0 | 0 | 0 | 0 | 0 | 0 | 0 | 0 | 0 | 0 | 0 | 0 | 246512.8382 | 115689.6092 | 0 | 0 | 0 | 0 | 0 | 0 | 0 | 0 | 0 | 0 | 0 | 0 | 0 | 0 | 0 | 0
2016-04-23 17:00 | 0 | 0 | 0 | 0 | 0 | 758654.4475 | 396452 | 0 | 0 | 0 | 0 | 986051.353 | 2041037.8111 | 0 | 0 | 0 | 0 | 0 | 0 | 0 | 0 | 0 | 0 | 0 | 0 | 0 | 0 | 0 | 0 | 0 | 246512.8382 | 115689.6092 | 0 | 0 | 0 | 0 | 0 | 0 | 0 | 0 | 0 | 0 | 0 | 0 | 0 | 0 | 0 | 0
2016-04-23 18:00 | 0 | 0 | 0 | 0 | 0 | 761435.4475 | 399233 | 0 | 0 | 0 | 0 | 1232564.1912 | 2156727.4203 | 0 | 0 | 0 | 0 | 0 | 0 | 0 | 0 | 0 | 0 | 0 | 0 | 0 | 0 | 0 | 0 | 0 | 246512.8382 | 115689.6092 | 0 | 0 | 0 | 0 | 0 | 0 | 0 | 0 | 0 | 0 | 0 | 0 | 0 | 0 | 0 | 0
2016-04-23 19:00 | 0 | 0 | 0 | 0 | 0 | 765038.4475 | 402836 | 0 | 0 | 0 | 0 | 1479077.0295 | 2272417.0295 | 0 | 0 | 0 | 0 | 0 | 0 | 0 | 0 | 0 | 0 | 0 | 0 | 0 | 0 | 0 | 0 | 0 | 246512.8382 | 115689.6092 | 0 | 0 | 0 | 0 | 0 | 0 | 0 | 0 | 0 | 0 | 0 | 0 | 0 | 0 | 0 | 0
2016-04-23 20:00 | 0 | 0 | 0 | 0 | 0 | 788899.9048 | 407198 | 0 | 0 | 0 | 0 | 1725589.8677 | 2388106.6388 | 0 | 0 | 0 | 0 | 0 | 0 | 0 | 19499.4573 | 0 | 0 | 0 | 0 | 0 | 0 | 0 | 0 | 0 | 246512.8382 | 115689.6092 | 0 | 0 | 0 | 0 | 0 | 0 | 0 | 0 | 0 | 19499.4573 | 0 | 0 | 0 | 0 | 0 | 0
2016-04-23 21:00 | 0 | 0 | 0 | 0 | 0 | 789812.1087 | 410530 | 0 | 0 | 0 | 0 | 1972102.7059 | 2503796.248 | 0 | 0 | 0 | 0 | 0 | 0 | 0 | 36579.1185 | 0 | 0 | 0 | 0 | 0 | 0 | 0 | 0 | 0 | 246512.8382 | 115689.6092 | 0 | 0 | 0 | 0 | 0 | 0 | 0 | 0 | 0 | 17079.6612 | 0 | 0 | 0 | 0 | 0 | 0
2016-04-23 22:00 | 0 | 0 | 0 | 0 | 0 | 748325.607 | 410579 | 0 | 0 | 0 | 0 | 2218615.5442 | 2600815.4199 | 0 | 0 | 0 | 0 | 0 | 0 | 0 | 30793.7153 | 0 | 0 | 0 | 0 | 0 | 0 | 0 | 0 | 0 | 246512.8382 | 97019.1719 | 0 | 0 | 0 | 0 | 0 | 0 | 0 | 0 | 0 | -5785.4032 | 0 | 0 | 0 | 0 | 0 | 0
2016-04-23 23:00 | 0 | 0 | 0 | 0 | 0 | 660789.4632 | 406408 | 0 | 0 | 0 | 0 | 2388101.1135 | 2716505.0291 | 0 | 0 | 0 | 0 | 0 | 0 | 0 | 0 | 0 | 0 | 0 | 0 | 0 | 0 | 0 | 0 | 0 | 169485.5693 | 115689.6092 | 0 | 0 | 0 | 0 | 0 | 0 | 0 | 0 | 0 | -30793.7153 | 0 | 0 | 0 | 0 | 0 | 0
2016-04-24 | 0 | 0 | 0 | 0 | 0 | 501285.8147 | 406739 | 0 | 0 | 0 | 0 | 2598337.5375 | 2600815.4199 | 0 | 0 | 0 | 0 | 0 | 0 | 0 | 0 | 0 | 0 | 0 | 0 | 0 | 0 | 0 | 0 | 0 | 210236.424 | -115689.6092 | 0 | 0 | 0 | 0 | 0 | 0 | 0 | 0 | 0 | 0 | 0 | 0 | 0 | 0 | 0 | 0
2016-04-24 01:00 | 0 | 0 | 0 | 0 | 0 | 184719.7594 | 404663 | 0 | 0 | 0 | 0 | 2351824.6993 | 2627385.0175 | 0 | 0 | 0 | 0 | 0 | 0 | 0 | 0 | 0 | 0 | 0 | 0 | 0 | 0 | 0 | 0 | 0 | -246512.8382 | 26569.5976 | 0 | 0 | 0 | 0 | 0 | 0 | 0 | 0 | 0 | 0 | 0 | 0 | 0 | 0 | 0 | 0
2016-04-24 02:00 | 0 | 0 | 0 | 0 | 28489.353 | 783.1995 | 391475 | 0 | 0 | 0 | 0 | 2105311.861 | 2511695.4082 | 0 | 0 | 0 | 0 | 0 | 0 | 0 | 0 | 0 | 0 | 0 | 0 | 0 | 0 | 0 | 0 | 0 | -246512.8382 | -115689.6092 | 0 | 0 | 0 | 0 | 0 | 0 | 0 | 0 | 0 | 0 | 0 | 0 | 0 | 0 | 0 | 0
2016-04-24 03:00 | 0 | 0 | 0 | 0 | 11570.5525 | 0 | 373773 | 0 | 0 | 0 | 0 | 1858799.0228 | 2396005.799 | 0 | 0 | 0 | 0 | 0 | 0 | 0 | 0 | 0 | 0 | 0 | 0 | 0 | 0 | 0 | 0 | 0 | -246512.8382 | -115689.6092 | 0 | 0 | 0 | 0 | 0 | 0 | 0 | 0 | 0 | 0 | 0 | 0 | 0 | 0 | 0 | 0
2016-04-24 04:00 | 0 | 0 | 0 | 0 | 0 | 0 | 354686 | 0 | 0 | 0 | 0 | 1612286.1845 | 2287832.6373 | 0 | 0 | 0 | 0 | 0 | 0 | 0 | 0 | 0 | 0 | 0 | 0 | 0 | 0 | 0 | 0 | 0 | -246512.8382 | -108173.1618 | 0 | 0 | 0 | 0 | 0 | 0 | 0 | 0 | 0 | 0 | 0 | 0 | 0 | 0 | 0 | 0
2016-04-24 05:00 | 0 | 0 | 0 | 0 | 0 | 0 | 337640 | 0 | 0 | 0 | 0 | 1365773.3463 | 2196705.4755 | 0 | 0 | 0 | 0 | 0 | 0 | 0 | 0 | 0 | 0 | 0 | 0 | 0 | 0 | 0 | 0 | 0 | -246512.8382 | -91127.1618 | 0 | 0 | 0 | 0 | 0 | 0 | 0 | 0 | 0 | 0 | 0 | 0 | 0 | 0 | 0 | 0
2016-04-24 06:00 | 0 | 0 | 0 | 0 | 0 | 0 | 324491 | 0 | 0 | 0 | 0 | 1119260.508 | 2118727.3137 | 0 | 0 | 0 | 0 | 0 | 0 | 0 | 0 | 0 | 0 | 0 | 0 | 0 | 0 | 0 | 0 | 0 | -246512.8382 | -77978.1618 | 0 | 0 | 0 | 0 | 0 | 0 | 0 | 0 | 0 | 0 | 0 | 0 | 0 | 0 | 0 | 0
2016-04-24 07:00 | 0 | 0 | 0 | 0 | 0 | 0 | 315498 | 0 | 0 | 0 | 0 | 872747.6698 | 2049742.152 | 0 | 0 | 0 | 0 | 0 | 0 | 0 | 0 | 0 | 0 | 0 | 0 | 0 | 0 | 0 | 0 | 0 | -246512.8382 | -68985.1618 | 0 | 0 | 0 | 0 | 0 | 0 | 0 | 0 | 0 | 0 | 0 | 0 | 0 | 0 | 0 | 0
2016-04-24 08:00 | 0 | 0 | 0 | 0 | 0 | 0 | 310594 | 0 | 0 | 0 | 0 | 626234.8316 | 1985660.9902 | 0 | 0 | 0 | 0 | 0 | 0 | 0 | 0 | 0 | 0 | 0 | 0 | 0 | 0 | 0 | 0 | 0 | -246512.8382 | -64081.1618 | 0 | 0 | 0 | 0 | 0 | 0 | 0 | 0 | 0 | 0 | 0 | 0 | 0 | 0 | 0 | 0
2016-04-24 09:00 | 0 | 0 | 0 | 0 | 0 | 0 | 310897 | 0 | 0 | 0 | 0 | 431027.4408 | 1869971.381 | 0 | 0 | 0 | 0 | 0 | 0 | 0 | 0 | 0 | 0 | 0 | 0 | 0 | 0 | 0 | 0 | 0 | -195207.3908 | -115689.6092 | 0 | 0 | 0 | 0 | 0 | 0 | 0 | 0 | 0 | 0 | 0 | 0 | 0 | 0 | 0 | 0
2016-04-24 10:00 | 0 | 0 | 0 | 0 | 443840.229 | 0 | 313017 | 0 | 0 | 0 | 0 | 677540.279 | 1754281.7718 | 0 | 0 | 0 | 0 | 0 | 0 | 0 | 0 | 0 | 0 | 0 | 0 | 0 | 0 | 0 | 0 | 0 | 246512.8382 | -115689.6092 | 0 | 0 | 0 | 0 | 0 | 0 | 0 | 0 | 0 | 0 | 0 | 0 | 0 | 0 | 0 | 0
2016-04-24 11:00 | 0 | 0 | 0 | 0 | 0 | 0 | 318226 | 0 | 0 | 0 | 0 | 431027.4408 | 1682568.61 | 0 | 0 | 0 | 0 | 0 | 0 | 0 | 0 | 0 | 0 | 0 | 0 | 0 | 0 | 0 | 0 | 0 | -246512.8382 | -71713.1618 | 0 | 0 | 0 | 0 | 0 | 0 | 0 | 0 | 0 | 0 | 0 | 0 | 0 | 0 | 0 | 0
2016-04-24 12:00 | 0 | 0 | 0 | 0 | 186885.8131 | 11556.9579 | 329266 | 0 | 0 | 0 | 0 | 184514.6026 | 1798258.2192 | 0 | 0 | 0 | 0 | 0 | 0 | 0 | 0 | 0 | 0 | 0 | 0 | 0 | 0 | 0 | 0 | 0 | -246512.8382 | 115689.6092 | 0 | 0 | 0 | 0 | 0 | 0 | 0 | 0 | 0 | 0 | 0 | 0 | 0 | 0 | 0 | 0
2016-04-24 13:00 | 0 | 0 | 0 | 0 | 0 | 313506.5758 | 344458 | 0 | 0 | 0 | 0 | 37873.5691 | 1913947.8285 | 0 | 0 | 0 | 0 | 0 | 0 | 0 | 0 | 0 | 0 | 0 | 0 | 0 | 0 | 0 | 0 | 0 | -146641.0335 | 115689.6092 | 0 | 0 | 0 | 0 | 0 | 0 | 0 | 0 | 0 | 0 | 0 | 0 | 0 | 0 | 0 | 0
2016-04-24 14:00 | 0 | 0 | 0 | 0 | 126057.2211 | 592932.2264 | 356787 | 0 | 0 | 0 | 0 | 284386.4073 | 2029637.4377 | 0 | 0 | 0 | 0 | 0 | 0 | 0 | 0 | 0 | 0 | 0 | 0 | 0 | 0 | 0 | 0 | 0 | 246512.8382 | 115689.6092 | 0 | 0 | 0 | 0 | 0 | 0 | 0 | 0 | 0 | 0 | 0 | 0 | 0 | 0 | 0 | 0
2016-04-24 15:00 | 0 | 0 | 0 | 0 | 0 | 728546.4475 | 366344 | 0 | 0 | 0 | 0 | 530899.2456 | 2145327.0469 | 0 | 0 | 0 | 0 | 0 | 0 | 0 | 0 | 0 | 0 | 0 | 0 | 0 | 0 | 0 | 0 | 0 | 246512.8382 | 115689.6092 | 0 | 0 | 0 | 0 | 0 | 0 | 0 | 0 | 0 | 0 | 0 | 0 | 0 | 0 | 0 | 0
2016-04-24 16:00 | 0 | 0 | 0 | 0 | 0 | 737410.4475 | 375208 | 0 | 0 | 0 | 0 | 777412.0838 | 2261016.6562 | 0 | 0 | 0 | 0 | 0 | 0 | 0 | 0 | 0 | 0 | 0 | 0 | 0 | 0 | 0 | 0 | 0 | 246512.8382 | 115689.6092 | 0 | 0 | 0 | 0 | 0 | 0 | 0 | 0 | 0 | 0 | 0 | 0 | 0 | 0 | 0 | 0
2016-04-24 17:00 | 0 | 0 | 0 | 0 | 0 | 744903.4475 | 382701 | 0 | 0 | 0 | 0 | 1023924.922 | 2376706.2654 | 0 | 0 | 0 | 0 | 0 | 0 | 0 | 0 | 0 | 0 | 0 | 0 | 0 | 0 | 0 | 0 | 0 | 246512.8382 | 115689.6092 | 0 | 0 | 0 | 0 | 0 | 0 | 0 | 0 | 0 | 0 | 0 | 0 | 0 | 0 | 0 | 0
2016-04-24 18:00 | 0 | 0 | 0 | 0 | 0 | 751529.4475 | 389327 | 0 | 0 | 0 | 0 | 1270437.7603 | 2492395.8746 | 0 | 0 | 0 | 0 | 0 | 0 | 0 | 0 | 0 | 0 | 0 | 0 | 0 | 0 | 0 | 0 | 0 | 246512.8382 | 115689.6092 | 0 | 0 | 0 | 0 | 0 | 0 | 0 | 0 | 0 | 0 | 0 | 0 | 0 | 0 | 0 | 0
2016-04-24 19:00 | 0 | 0 | 0 | 0 | 0 | 757422.4475 | 395220 | 0 | 0 | 0 | 0 | 1516950.5985 | 2608085.4839 | 0 | 0 | 0 | 0 | 0 | 0 | 0 | 0 | 0 | 0 | 0 | 0 | 0 | 0 | 0 | 0 | 0 | 246512.8382 | 115689.6092 | 0 | 0 | 0 | 0 | 0 | 0 | 0 | 0 | 0 | 0 | 0 | 0 | 0 | 0 | 0 | 0
2016-04-24 20:00 | 0 | 0 | 0 | 0 | 0 | 784789.8253 | 402723 | 0 | 0 | 0 | 0 | 1763463.4368 | 2723775.0931 | 0 | 0 | 0 | 0 | 0 | 0 | 0 | 19864.3779 | 0 | 0 | 0 | 0 | 0 | 0 | 0 | 0 | 0 | 246512.8382 | 115689.6092 | 0 | 0 | 0 | 0 | 0 | 0 | 0 | 0 | 0 | 19864.3779 | 0 | 0 | 0 | 0 | 0 | 0
2016-04-24 21:00 | 0 | 0 | 0 | 0 | 0 | 789166.1881 | 410249 | 0 | 0 | 0 | 0 | 2009976.275 | 2839464.7023 | 0 | 0 | 0 | 0 | 0 | 0 | 0 | 36579.1185 | 0 | 0 | 0 | 0 | 0 | 0 | 0 | 0 | 0 | 246512.8382 | 115689.6092 | 0 | 0 | 0 | 0 | 0 | 0 | 0 | 0 | 0 | 16714.7406 | 0 | 0 | 0 | 0 | 0 | 0
2016-04-24 22:00 | 0 | 0 | 0 | 0 | 0 | 737720.0556 | 413936 | 0 | 0 | 0 | 0 | 2256489.1133 | 2947529.635 | 0 | 0 | 0 | 0 | 0 | 0 | 0 | 5785.4032 | 0 | 0 | 0 | 0 | 0 | 0 | 0 | 0 | 0 | 246512.8382 | 108064.9327 | 0 | 0 | 0 | 0 | 0 | 0 | 0 | 0 | 0 | -30793.7153 | 0 | 0 | 0 | 0 | 0 | 0
2016-04-24 23:00 | 0 | 0 | 0 | 0 | 0 | 641312.8196 | 414161 | 0 | 0 | 0 | 0 | 2503001.9515 | 2933954.0196 | 0 | 0 | 0 | 0 | 0 | 0 | 0 | 0 | 0 | 0 | 0 | 0 | 0 | 0 | 0 | 0 | 0 | 246512.8382 | -13575.6155 | 0 | 0 | 0 | 0 | 0 | 0 | 0 | 0 | 0 | -5785.4032 | 0 | 0 | 0 | 0 | 0 | 0
2016-04-25 | 0 | 0 | 0 | 0 | 0 | 455665.7757 | 419221 | 0 | 0 | 0 | 0 | 2423757.118 | 3049643.6288 | 0 | 0 | 0 | 0 | 0 | 0 | 0 | 0 | 0 | 0 | 0 | 0 | 0 | 0 | 0 | 0 | 0 | -79244.8335 | 115689.6092 | 0 | 0 | 0 | 0 | 0 | 0 | 0 | 0 | 0 | 0 | 0 | 0 | 0 | 0 | 0 | 0
2016-04-25 01:00 | 0 | 0 | 0 | 0 | 0 | 102103.5214 | 417903 | 0 | 0 | 0 | 0 | 2177244.2797 | 2980356.9884 | 0 | 0 | 0 | 0 | 0 | 0 | 0 | 0 | 0 | 0 | 0 | 0 | 0 | 0 | 0 | 0 | 0 | -246512.8382 | -69286.6404 | 0 | 0 | 0 | 0 | 0 | 0 | 0 | 0 | 0 | 0 | 0 | 0 | 0 | 0 | 0 | 0
2016-04-25 02:00 | 0 | 0 | 0 | 0 | 39158.3821 | 725.1704 | 402086 | 0 | 0 | 0 | 0 | 1930731.4415 | 2864667.3792 | 0 | 0 | 0 | 0 | 0 | 0 | 0 | 0 | 0 | 0 | 0 | 0 | 0 | 0 | 0 | 0 | 0 | -246512.8382 | -115689.6092 | 0 | 0 | 0 | 0 | 0 | 0 | 0 | 0 | 0 | 0 | 0 | 0 | 0 | 0 | 0 | 0
2016-04-25 03:00 | 0 | 0 | 0 | 0 | 17648.5525 | 0 | 379851 | 0 | 0 | 0 | 0 | 1684218.6032 | 2748977.77 | 0 | 0 | 0 | 0 | 0 | 0 | 0 | 0 | 0 | 0 | 0 | 0 | 0 | 0 | 0 | 0 | 0 | -246512.8382 | -115689.6092 | 0 | 0 | 0 | 0 | 0 | 0 | 0 | 0 | 0 | 0 | 0 | 0 | 0 | 0 | 0 | 0
2016-04-25 04:00 | 0 | 0 | 0 | 0 | 0 | 0 | 358291 | 0 | 0 | 0 | 0 | 1437705.765 | 2637199.6082 | 0 | 0 | 0 | 0 | 0 | 0 | 0 | 0 | 0 | 0 | 0 | 0 | 0 | 0 | 0 | 0 | 0 | -246512.8382 | -111778.1618 | 0 | 0 | 0 | 0 | 0 | 0 | 0 | 0 | 0 | 0 | 0 | 0 | 0 | 0 | 0 | 0
2016-04-25 05:00 | 0 | 0 | 0 | 0 | 0 | 0 | 340422 | 0 | 0 | 0 | 0 | 1191192.9267 | 2543290.4465 | 0 | 0 | 0 | 0 | 0 | 0 | 0 | 0 | 0 | 0 | 0 | 0 | 0 | 0 | 0 | 0 | 0 | -246512.8382 | -93909.1618 | 0 | 0 | 0 | 0 | 0 | 0 | 0 | 0 | 0 | 0 | 0 | 0 | 0 | 0 | 0 | 0
2016-04-25 06:00 | 0 | 0 | 0 | 0 | 0 | 0 | 327914 | 0 | 0 | 0 | 0 | 944680.0885 | 2461889.2847 | 0 | 0 | 0 | 0 | 0 | 0 | 0 | 0 | 0 | 0 | 0 | 0 | 0 | 0 | 0 | 0 | 0 | -246512.8382 | -81401.1618 | 0 | 0 | 0 | 0 | 0 | 0 | 0 | 0 | 0 | 0 | 0 | 0 | 0 | 0 | 0 | 0
2016-04-25 07:00 | 0 | 0 | 0 | 0 | 571679.8765 | 0 | 321046 | 0 | 0 | 0 | 0 | 1079624.3557 | 2577578.8939 | 0 | 0 | 0 | 0 | 0 | 0 | 0 | 0 | 0 | 0 | 0 | 0 | 0 | 0 | 0 | 0 | 0 | 134944.2672 | 115689.6092 | 0 | 0 | 0 | 0 | 0 | 0 | 0 | 0 | 0 | 0 | 0 | 0 | 0 | 0 | 0 | 0
2016-04-25 08:00 | 0 | 0 | 0 | 0 | 0 | 0 | 320265 | 0 | 0 | 0 | 0 | 875048.965 | 2461889.2847 | 0 | 0 | 0 | 0 | 0 | 0 | 0 | 0 | 0 | 0 | 0 | 0 | 0 | 0 | 0 | 0 | 0 | -204575.3908 | -115689.6092 | 0 | 0 | 0 | 0 | 0 | 0 | 0 | 0 | 0 | 0 | 0 | 0 | 0 | 0 | 0 | 0
2016-04-25 09:00 | 0 | 0 | 0 | 0 | 0 | 0 | 331202 | 0 | 0 | 0 | 0 | 628536.1267 | 2377200.1229 | 0 | 0 | 0 | 0 | 0 | 0 | 0 | 0 | 0 | 0 | 0 | 0 | 0 | 0 | 0 | 0 | 0 | -246512.8382 | -84689.1618 | 0 | 0 | 0 | 0 | 0 | 0 | 0 | 0 | 0 | 0 | 0 | 0 | 0 | 0 | 0 | 0
2016-04-25 10:00 | 0 | 0 | 0 | 0 | 0 | 0 | 355674 | 0 | 0 | 0 | 0 | 382023.2885 | 2268038.9612 | 0 | 0 | 0 | 0 | 0 | 0 | 0 | 0 | 0 | 0 | 0 | 0 | 0 | 0 | 0 | 0 | 0 | -246512.8382 | -109161.1618 | 0 | 0 | 0 | 0 | 0 | 0 | 0 | 0 | 0 | 0 | 0 | 0 | 0 | 0 | 0 | 0
2016-04-25 11:00 | 0 | 0 | 0 | 0 | 18213.5525 | 0 | 380416 | 0 | 0 | 0 | 0 | 135510.4502 | 2152349.352 | 0 | 0 | 0 | 0 | 0 | 0 | 0 | 0 | 0 | 0 | 0 | 0 | 0 | 0 | 0 | 0 | 0 | -246512.8382 | -115689.6092 | 0 | 0 | 0 | 0 | 0 | 0 | 0 | 0 | 0 | 0 | 0 | 0 | 0 | 0 | 0 | 0
2016-04-25 12:00 | 0 | 0 | 0 | 0 | 350997.8773 | 18522.5039 | 396610 | 0 | 0 | 0 | 0 | 224110.4407 | 2036659.7427 | 0 | 0 | 0 | 0 | 0 | 0 | 0 | 0 | 0 | 0 | 0 | 0 | 0 | 0 | 0 | 0 | 0 | 88599.9904 | -115689.6092 | 0 | 0 | 0 | 0 | 0 | 0 | 0 | 0 | 0 | 0 | 0 | 0 | 0 | 0 | 0 | 0
2016-04-25 13:00 | 0 | 0 | 0 | 0 | 0 | 311128.2353 | 410489 | 0 | 0 | 0 | 0 | 240439.2851 | 1920970.1335 | 0 | 0 | 0 | 0 | 0 | 0 | 0 | 0 | 0 | 0 | 0 | 0 | 0 | 0 | 0 | 0 | 0 | 16328.8445 | -115689.6092 | 0 | 0 | 0 | 0 | 0 | 0 | 0 | 0 | 0 | 0 | 0 | 0 | 0 | 0 | 0 | 0
2016-04-25 14:00 | 0 | 0 | 0 | 0 | 191442.968 | 594476.4795 | 423717 | 0 | 0 | 0 | 0 | 486952.1234 | 2036659.7427 | 0 | 0 | 0 | 0 | 0 | 0 | 0 | 0 | 0 | 0 | 0 | 0 | 0 | 0 | 0 | 0 | 0 | 246512.8382 | 115689.6092 | 0 | 0 | 0 | 0 | 0 | 0 | 0 | 0 | 0 | 0 | 0 | 0 | 0 | 0 | 0 | 0
2016-04-25 15:00 | 0 | 0 | 0 | 0 | 47986.2805 | 748771.1669 | 434555 | 0 | 0 | 0 | 0 | 733464.9616 | 2152349.352 | 0 | 0 | 0 | 0 | 0 | 0 | 0 | 0 | 0 | 0 | 0 | 0 | 0 | 0 | 0 | 0 | 0 | 246512.8382 | 115689.6092 | 0 | 0 | 0 | 0 | 0 | 0 | 0 | 0 | 0 | 0 | 0 | 0 | 0 | 0 | 0 | 0
2016-04-25 16:00 | 0 | 0 | 0 | 0 | 0 | 818105.5809 | 443887 | 0 | 0 | 0 | 0 | 979977.7999 | 2268038.9612 | 0 | 0 | 0 | 0 | 0 | 0 | 0 | 12016.1335 | 0 | 0 | 0 | 0 | 0 | 0 | 0 | 0 | 0 | 246512.8382 | 115689.6092 | 0 | 0 | 0 | 0 | 0 | 0 | 0 | 0 | 0 | 12016.1335 | 0 | 0 | 0 | 0 | 0 | 0
2016-04-25 17:00 | 0 | 0 | 0 | 0 | 0 | 831227.3544 | 453038 | 0 | 0 | 0 | 0 | 1226490.6381 | 2383728.5704 | 0 | 0 | 0 | 0 | 0 | 0 | 0 | 28003.0403 | 0 | 0 | 0 | 0 | 0 | 0 | 0 | 0 | 0 | 246512.8382 | 115689.6092 | 0 | 0 | 0 | 0 | 0 | 0 | 0 | 0 | 0 | 15986.9069 | 0 | 0 | 0 | 0 | 0 | 0
2016-04-25 18:00 | 0 | 0 | 0 | 0 | 0 | 822697.5126 | 460667 | 0 | 0 | 0 | 0 | 1473003.4764 | 2499418.1797 | 0 | 0 | 0 | 0 | 0 | 0 | 0 | 27831.1054 | 0 | 0 | 0 | 0 | 0 | 0 | 0 | 0 | 0 | 246512.8382 | 115689.6092 | 0 | 0 | 0 | 0 | 0 | 0 | 0 | 0 | 0 | -171.9349 | 0 | 0 | 0 | 0 | 0 | 0
2016-04-25 19:00 | 0 | 0 | 0 | 0 | 0 | 810019.0395 | 466214 | 0 | 0 | 0 | 0 | 1719516.3146 | 2587962.3678 | 0 | 0 | 0 | 0 | 0 | 0 | 0 | 36579.1185 | 0 | 0 | 0 | 0 | 0 | 0 | 0 | 0 | 0 | 246512.8382 | 88544.1882 | 0 | 0 | 0 | 0 | 0 | 0 | 0 | 0 | 0 | 8748.0131 | 0 | 0 | 0 | 0 | 0 | 0
2016-04-25 20:00 | 0 | 0 | 0 | 0 | 0 | 799670.3238 | 470456 | 0 | 0 | 0 | 0 | 1938826.4323 | 2703651.977 | 0 | 0 | 0 | 0 | 0 | 0 | 0 | 30793.7153 | 0 | 0 | 0 | 0 | 0 | 0 | 0 | 0 | 0 | 219310.1177 | 115689.6092 | 0 | 0 | 0 | 0 | 0 | 0 | 0 | 0 | 0 | -5785.4032 | 0 | 0 | 0 | 0 | 0 | 0
2016-04-25 21:00 | 0 | 0 | 0 | 0 | 0 | 776171.1241 | 472741 | 0 | 0 | 0 | 0 | 2185339.2706 | 2791362.9782 | 0 | 0 | 0 | 0 | 0 | 0 | 0 | 0 | 0 | 0 | 0 | 0 | 0 | 0 | 0 | 0 | 0 | 246512.8382 | 87711.0012 | 0 | 0 | 0 | 0 | 0 | 0 | 0 | 0 | 0 | -30793.7153 | 0 | 0 | 0 | 0 | 0 | 0
2016-04-25 22:00 | 0 | 0 | 0 | 0 | 0 | 711750.9699 | 470154 | 0 | 0 | 0 | 0 | 2431852.1088 | 2786447.1099 | 0 | 0 | 0 | 0 | 0 | 0 | 0 | 0 | 0 | 0 | 0 | 0 | 0 | 0 | 0 | 0 | 0 | 246512.8382 | -4915.8683 | 0 | 0 | 0 | 0 | 0 | 0 | 0 | 0 | 0 | 0 | 0 | 0 | 0 | 0 | 0 | 0
2016-04-25 23:00 | 0 | 0 | 0 | 0 | 0 | 606806.4507 | 464938 | 0 | 0 | 0 | 0 | 2458030.9503 | 2902136.7192 | 0 | 0 | 0 | 0 | 0 | 0 | 0 | 0 | 0 | 0 | 0 | 0 | 0 | 0 | 0 | 0 | 0 | 26178.8415 | 115689.6092 | 0 | 0 | 0 | 0 | 0 | 0 | 0 | 0 | 0 | 0 | 0 | 0 | 0 | 0 | 0 | 0
2016-04-26 | 0 | 0 | 0 | 0 | 0 | 434479.8839 | 465175 | 0 | 0 | 0 | 0 | 2543025.4434 | 2786447.1099 | 0 | 0 | 0 | 0 | 0 | 0 | 0 | 0 | 0 | 0 | 0 | 0 | 0 | 0 | 0 | 0 | 0 | 84994.4931 | -115689.6092 | 0 | 0 | 0 | 0 | 0 | 0 | 0 | 0 | 0 | 0 | 0 | 0 | 0 | 0 | 0 | 0
2016-04-26 01:00 | 0 | 0 | 0 | 0 | 0 | 131180.8504 | 459454 | 0 | 0 | 0 | 0 | 2296512.6051 | 2704686.7986 | 0 | 0 | 0 | 0 | 0 | 0 | 0 | 0 | 0 | 0 | 0 | 0 | 0 | 0 | 0 | 0 | 0 | -246512.8382 | -81760.3113 | 0 | 0 | 0 | 0 | 0 | 0 | 0 | 0 | 0 | 0 | 0 | 0 | 0 | 0 | 0 | 0
2016-04-26 02:00 | 0 | 0 | 0 | 0 | 73743.0995 | 1331.453 | 437277 | 0 | 0 | 0 | 0 | 2049999.7669 | 2588997.1894 | 0 | 0 | 0 | 0 | 0 | 0 | 0 | 0 | 0 | 0 | 0 | 0 | 0 | 0 | 0 | 0 | 0 | -246512.8382 | -115689.6092 | 0 | 0 | 0 | 0 | 0 | 0 | 0 | 0 | 0 | 0 | 0 | 0 | 0 | 0 | 0 | 0
2016-04-26 03:00 | 0 | 0 | 0 | 0 | 47791.5525 | 0 | 409994 | 0 | 0 | 0 | 0 | 1803486.9286 | 2473307.5801 | 0 | 0 | 0 | 0 | 0 | 0 | 0 | 0 | 0 | 0 | 0 | 0 | 0 | 0 | 0 | 0 | 0 | -246512.8382 | -115689.6092 | 0 | 0 | 0 | 0 | 0 | 0 | 0 | 0 | 0 | 0 | 0 | 0 | 0 | 0 | 0 | 0
2016-04-26 04:00 | 0 | 0 | 0 | 0 | 21846.5525 | 0 | 384049 | 0 | 0 | 0 | 0 | 1556974.0904 | 2357617.9709 | 0 | 0 | 0 | 0 | 0 | 0 | 0 | 0 | 0 | 0 | 0 | 0 | 0 | 0 | 0 | 0 | 0 | -246512.8382 | -115689.6092 | 0 | 0 | 0 | 0 | 0 | 0 | 0 | 0 | 0 | 0 | 0 | 0 | 0 | 0 | 0 | 0
2016-04-26 05:00 | 0 | 0 | 0 | 0 | 559192.3337 | 0 | 363833 | 0 | 0 | 0 | 0 | 1605850.0995 | 2473307.5801 | 0 | 0 | 0 | 0 | 0 | 0 | 0 | 30793.7153 | 0 | 0 | 0 | 0 | 0 | 0 | 0 | 0 | 0 | 48876.0091 | 115689.6092 | 0 | 0 | 0 | 0 | 0 | 0 | 0 | 0 | 0 | 30793.7153 | 0 | 0 | 0 | 0 | 0 | 0
2016-04-26 06:00 | 0 | 0 | 0 | 0 | 0 | 0 | 347623 | 0 | 0 | 0 | 0 | 1359337.2613 | 2402991.1337 | 0 | 0 | 0 | 0 | 0 | 0 | 0 | 0 | 0 | 0 | 0 | 0 | 0 | 0 | 0 | 0 | 0 | -246512.8382 | -70316.4464 | 0 | 0 | 0 | 0 | 0 | 0 | 0 | 0 | 0 | -30793.7153 | 0 | 0 | 0 | 0 | 0 | 0
2016-04-26 07:00 | 0 | 0 | 0 | 0 | 0 | 0 | 337973 | 0 | 0 | 0 | 0 | 1112824.423 | 2311530.972 | 0 | 0 | 0 | 0 | 0 | 0 | 0 | 0 | 0 | 0 | 0 | 0 | 0 | 0 | 0 | 0 | 0 | -246512.8382 | -91460.1618 | 0 | 0 | 0 | 0 | 0 | 0 | 0 | 0 | 0 | 0 | 0 | 0 | 0 | 0 | 0 | 0
2016-04-26 08:00 | 0 | 0 | 0 | 0 | 0 | 0 | 335367 | 0 | 0 | 0 | 0 | 866311.5848 | 2222676.8102 | 0 | 0 | 0 | 0 | 0 | 0 | 0 | 0 | 0 | 0 | 0 | 0 | 0 | 0 | 0 | 0 | 0 | -246512.8382 | -88854.1618 | 0 | 0 | 0 | 0 | 0 | 0 | 0 | 0 | 0 | 0 | 0 | 0 | 0 | 0 | 0 | 0
2016-04-26 09:00 | 0 | 0 | 0 | 0 | 0 | 0 | 344432 | 0 | 0 | 0 | 0 | 619798.7465 | 2124757.6484 | 0 | 0 | 0 | 0 | 0 | 0 | 0 | 0 | 0 | 0 | 0 | 0 | 0 | 0 | 0 | 0 | 0 | -246512.8382 | -97919.1618 | 0 | 0 | 0 | 0 | 0 | 0 | 0 | 0 | 0 | 0 | 0 | 0 | 0 | 0 | 0 | 0
2016-04-26 10:00 | 0 | 0 | 0 | 0 | 425650.5601 | 0 | 367887 | 0 | 0 | 0 | 0 | 793251.9159 | 2009068.0392 | 0 | 0 | 0 | 0 | 0 | 0 | 0 | 0 | 0 | 0 | 0 | 0 | 0 | 0 | 0 | 0 | 0 | 173453.1694 | -115689.6092 | 0 | 0 | 0 | 0 | 0 | 0 | 0 | 0 | 0 | 0 | 0 | 0 | 0 | 0 | 0 | 0
2016-04-26 11:00 | 0 | 0 | 0 | 0 | 28977.5525 | 0 | 391180 | 0 | 0 | 0 | 0 | 546739.0777 | 1893378.43 | 0 | 0 | 0 | 0 | 0 | 0 | 0 | 0 | 0 | 0 | 0 | 0 | 0 | 0 | 0 | 0 | 0 | -246512.8382 | -115689.6092 | 0 | 0 | 0 | 0 | 0 | 0 | 0 | 0 | 0 | 0 | 0 | 0 | 0 | 0 | 0 | 0
2016-04-26 12:00 | 0 | 0 | 0 | 0 | 29987.8751 | 14987.6775 | 407178 | 0 | 0 | 0 | 0 | 300226.2394 | 1777688.8207 | 0 | 0 | 0 | 0 | 0 | 0 | 0 | 0 | 0 | 0 | 0 | 0 | 0 | 0 | 0 | 0 | 0 | -246512.8382 | -115689.6092 | 0 | 0 | 0 | 0 | 0 | 0 | 0 | 0 | 0 | 0 | 0 | 0 | 0 | 0 | 0 | 0
2016-04-26 13:00 | 0 | 0 | 0 | 0 | 0 | 280578.745 | 422235 | 0 | 0 | 0 | 0 | 53713.4012 | 1882545.404 | 0 | 0 | 0 | 0 | 0 | 0 | 0 | 0 | 0 | 0 | 0 | 0 | 0 | 0 | 0 | 0 | 0 | -246512.8382 | 104856.5833 | 0 | 0 | 0 | 0 | 0 | 0 | 0 | 0 | 0 | 0 | 0 | 0 | 0 | 0 | 0 | 0
2016-04-26 14:00 | 0 | 0 | 0 | 0 | 204727.4233 | 593809.0242 | 436334 | 0 | 0 | 0 | 0 | 300226.2394 | 1998235.0132 | 0 | 0 | 0 | 0 | 0 | 0 | 0 | 0 | 0 | 0 | 0 | 0 | 0 | 0 | 0 | 0 | 0 | 246512.8382 | 115689.6092 | 0 | 0 | 0 | 0 | 0 | 0 | 0 | 0 | 0 | 0 | 0 | 0 | 0 | 0 | 0 | 0
2016-04-26 15:00 | 0 | 0 | 0 | 0 | 34106.3868 | 774715.0607 | 446619 | 0 | 0 | 0 | 0 | 546739.0777 | 2113924.6225 | 0 | 0 | 0 | 0 | 0 | 0 | 0 | 0 | 0 | 0 | 0 | 0 | 0 | 0 | 0 | 0 | 0 | 246512.8382 | 115689.6092 | 0 | 0 | 0 | 0 | 0 | 0 | 0 | 0 | 0 | 0 | 0 | 0 | 0 | 0 | 0 | 0
2016-04-26 16:00 | 0 | 0 | 0 | 0 | 0 | 822032.275 | 455231 | 0 | 0 | 0 | 0 | 793251.9159 | 2229614.2317 | 0 | 0 | 0 | 0 | 0 | 0 | 0 | 4598.8275 | 0 | 0 | 0 | 0 | 0 | 0 | 0 | 0 | 0 | 246512.8382 | 115689.6092 | 0 | 0 | 0 | 0 | 0 | 0 | 0 | 0 | 0 | 4598.8275 | 0 | 0 | 0 | 0 | 0 | 0
2016-04-26 17:00 | 0 | 0 | 0 | 0 | 0 | 850735.6307 | 463553 | 0 | 0 | 0 | 0 | 1039764.7542 | 2345303.8409 | 0 | 0 | 0 | 0 | 0 | 0 | 0 | 29579.0108 | 0 | 0 | 0 | 0 | 0 | 0 | 0 | 0 | 0 | 246512.8382 | 115689.6092 | 0 | 0 | 0 | 0 | 0 | 0 | 0 | 0 | 0 | 24980.1832 | 0 | 0 | 0 | 0 | 0 | 0
2016-04-26 18:00 | 0 | 0 | 0 | 0 | 0 | 838909.5552 | 469707 | 0 | 0 | 0 | 0 | 1286277.5924 | 2460993.4502 | 0 | 0 | 0 | 0 | 0 | 0 | 0 | 36579.1185 | 0 | 0 | 0 | 0 | 0 | 0 | 0 | 0 | 0 | 246512.8382 | 115689.6092 | 0 | 0 | 0 | 0 | 0 | 0 | 0 | 0 | 0 | 7000.1077 | 0 | 0 | 0 | 0 | 0 | 0
2016-04-26 19:00 | 0 | 0 | 0 | 0 | 0 | 821561.0998 | 475374 | 0 | 0 | 0 | 0 | 1532790.4306 | 2576683.0594 | 0 | 0 | 0 | 0 | 0 | 0 | 0 | 20563.7708 | 0 | 0 | 0 | 0 | 0 | 0 | 0 | 0 | 0 | 246512.8382 | 115689.6092 | 0 | 0 | 0 | 0 | 0 | 0 | 0 | 0 | 0 | -16015.3477 | 0 | 0 | 0 | 0 | 0 | 0
2016-04-26 20:00 | 0 | 0 | 0 | 0 | 0 | 809071.4655 | 480460 | 0 | 0 | 0 | 0 | 1735482.3424 | 2692372.6686 | 0 | 0 | 0 | 0 | 0 | 0 | 0 | 30793.7153 | 0 | 0 | 0 | 0 | 0 | 0 | 0 | 0 | 0 | 202691.9117 | 115689.6092 | 0 | 0 | 0 | 0 | 0 | 0 | 0 | 0 | 0 | 10229.9445 | 0 | 0 | 0 | 0 | 0 | 0
2016-04-26 21:00 | 0 | 0 | 0 | 0 | 0 | 782768.8606 | 481605 | 0 | 0 | 0 | 0 | 1981995.1806 | 2777817.4063 | 0 | 0 | 0 | 0 | 0 | 0 | 0 | 0 | 0 | 0 | 0 | 0 | 0 | 0 | 0 | 0 | 0 | 246512.8382 | 85444.7376 | 0 | 0 | 0 | 0 | 0 | 0 | 0 | 0 | 0 | -30793.7153 | 0 | 0 | 0 | 0 | 0 | 0
2016-04-26 22:00 | 0 | 0 | 0 | 0 | 0 | 727407.7219 | 476490 | 0 | 0 | 0 | 0 | 2228508.0188 | 2782222.2899 | 0 | 0 | 0 | 0 | 0 | 0 | 0 | 0 | 0 | 0 | 0 | 0 | 0 | 0 | 0 | 0 | 0 | 246512.8382 | 4404.8836 | 0 | 0 | 0 | 0 | 0 | 0 | 0 | 0 | 0 | 0 | 0 | 0 | 0 | 0 | 0 | 0
2016-04-26 23:00 | 0 | 0 | 0 | 0 | 0 | 619047.9308 | 470285 | 0 | 0 | 0 | 0 | 2261581.3404 | 2897911.8991 | 0 | 0 | 0 | 0 | 0 | 0 | 0 | 0 | 0 | 0 | 0 | 0 | 0 | 0 | 0 | 0 | 0 | 33073.3216 | 115689.6092 | 0 | 0 | 0 | 0 | 0 | 0 | 0 | 0 | 0 | 0 | 0 | 0 | 0 | 0 | 0 | 0
2016-04-27 | 0 | 0 | 0 | 0 | 0 | 449878.2451 | 469467 | 0 | 0 | 0 | 0 | 2357682.1948 | 2782222.2899 | 0 | 0 | 0 | 0 | 0 | 0 | 0 | 0 | 0 | 0 | 0 | 0 | 0 | 0 | 0 | 0 | 0 | 96100.8543 | -115689.6092 | 0 | 0 | 0 | 0 | 0 | 0 | 0 | 0 | 0 | 0 | 0 | 0 | 0 | 0 | 0 | 0
2016-04-27 01:00 | 0 | 0 | 0 | 0 | 0 | 148905.5061 | 461997 | 0 | 0 | 0 | 0 | 2111169.3565 | 2715643.6342 | 0 | 0 | 0 | 0 | 0 | 0 | 0 | 0 | 0 | 0 | 0 | 0 | 0 | 0 | 0 | 0 | 0 | -246512.8382 | -66578.6557 | 0 | 0 | 0 | 0 | 0 | 0 | 0 | 0 | 0 | 0 | 0 | 0 | 0 | 0 | 0 | 0
2016-04-27 02:00 | 0 | 0 | 0 | 0 | 75507.6251 | 1356.9274 | 439067 | 0 | 0 | 0 | 0 | 1864656.5183 | 2599954.025 | 0 | 0 | 0 | 0 | 0 | 0 | 0 | 0 | 0 | 0 | 0 | 0 | 0 | 0 | 0 | 0 | 0 | -246512.8382 | -115689.6092 | 0 | 0 | 0 | 0 | 0 | 0 | 0 | 0 | 0 | 0 | 0 | 0 | 0 | 0 | 0 | 0
2016-04-27 03:00 | 0 | 0 | 0 | 0 | 48639.5525 | 0 | 410842 | 0 | 0 | 0 | 0 | 1618143.6801 | 2484264.4158 | 0 | 0 | 0 | 0 | 0 | 0 | 0 | 0 | 0 | 0 | 0 | 0 | 0 | 0 | 0 | 0 | 0 | -246512.8382 | -115689.6092 | 0 | 0 | 0 | 0 | 0 | 0 | 0 | 0 | 0 | 0 | 0 | 0 | 0 | 0 | 0 | 0
2016-04-27 04:00 | 0 | 0 | 0 | 0 | 521058.1663 | 0 | 385976 | 0 | 0 | 0 | 0 | 1633925.6845 | 2599954.025 | 0 | 0 | 0 | 0 | 0 | 0 | 0 | 3610.5525 | 0 | 0 | 0 | 0 | 0 | 0 | 0 | 0 | 0 | 15782.0045 | 115689.6092 | 0 | 0 | 0 | 0 | 0 | 0 | 0 | 0 | 0 | 3610.5525 | 0 | 0 | 0 | 0 | 0 | 0
2016-04-27 05:00 | 0 | 0 | 0 | 0 | 0 | 0 | 365813 | 0 | 0 | 0 | 0 | 1387412.8463 | 2484264.4158 | 0 | 0 | 0 | 0 | 0 | 0 | 0 | 0 | 0 | 0 | 0 | 0 | 0 | 0 | 0 | 0 | 0 | -246512.8382 | -115689.6092 | 0 | 0 | 0 | 0 | 0 | 0 | 0 | 0 | 0 | -3610.5525 | 0 | 0 | 0 | 0 | 0 | 0
2016-04-27 06:00 | 0 | 0 | 0 | 0 | 0 | 0 | 350619 | 0 | 0 | 0 | 0 | 1140900.0081 | 2380158.254 | 0 | 0 | 0 | 0 | 0 | 0 | 0 | 0 | 0 | 0 | 0 | 0 | 0 | 0 | 0 | 0 | 0 | -246512.8382 | -104106.1618 | 0 | 0 | 0 | 0 | 0 | 0 | 0 | 0 | 0 | 0 | 0 | 0 | 0 | 0 | 0 | 0
2016-04-27 07:00 | 0 | 0 | 0 | 0 | 0 | 0 | 340552 | 0 | 0 | 0 | 0 | 894387.1698 | 2286119.0922 | 0 | 0 | 0 | 0 | 0 | 0 | 0 | 0 | 0 | 0 | 0 | 0 | 0 | 0 | 0 | 0 | 0 | -246512.8382 | -94039.1618 | 0 | 0 | 0 | 0 | 0 | 0 | 0 | 0 | 0 | 0 | 0 | 0 | 0 | 0 | 0 | 0
2016-04-27 08:00 | 0 | 0 | 0 | 0 | 0 | 0 | 338420 | 0 | 0 | 0 | 0 | 647874.3316 | 2194211.9305 | 0 | 0 | 0 | 0 | 0 | 0 | 0 | 0 | 0 | 0 | 0 | 0 | 0 | 0 | 0 | 0 | 0 | -246512.8382 | -91907.1618 | 0 | 0 | 0 | 0 | 0 | 0 | 0 | 0 | 0 | 0 | 0 | 0 | 0 | 0 | 0 | 0
2016-04-27 09:00 | 0 | 0 | 0 | 0 | 0 | 0 | 346567 | 0 | 0 | 0 | 0 | 401361.4933 | 2094157.7687 | 0 | 0 | 0 | 0 | 0 | 0 | 0 | 0 | 0 | 0 | 0 | 0 | 0 | 0 | 0 | 0 | 0 | -246512.8382 | -100054.1618 | 0 | 0 | 0 | 0 | 0 | 0 | 0 | 0 | 0 | 0 | 0 | 0 | 0 | 0 | 0 | 0
2016-04-27 10:00 | 0 | 0 | 0 | 0 | 568947.3953 | 0 | 366914 | 0 | 0 | 0 | 0 | 647874.3316 | 2049678.3258 | 0 | 0 | 0 | 0 | 0 | 0 | 0 | 0 | 0 | 0 | 0 | 0 | 0 | 0 | 0 | 0 | 0 | 246512.8382 | -44479.443 | 0 | 0 | 0 | 0 | 0 | 0 | 0 | 0 | 0 | 0 | 0 | 0 | 0 | 0 | 0 | 0
2016-04-27 11:00 | 0 | 0 | 0 | 0 | 27057.5525 | 0 | 389260 | 0 | 0 | 0 | 0 | 401361.4933 | 1933988.7165 | 0 | 0 | 0 | 0 | 0 | 0 | 0 | 0 | 0 | 0 | 0 | 0 | 0 | 0 | 0 | 0 | 0 | -246512.8382 | -115689.6092 | 0 | 0 | 0 | 0 | 0 | 0 | 0 | 0 | 0 | 0 | 0 | 0 | 0 | 0 | 0 | 0
2016-04-27 12:00 | 0 | 0 | 0 | 0 | 17392.0929 | 24457.4597 | 404052 | 0 | 0 | 0 | 0 | 154848.6551 | 1818299.1073 | 0 | 0 | 0 | 0 | 0 | 0 | 0 | 0 | 0 | 0 | 0 | 0 | 0 | 0 | 0 | 0 | 0 | -246512.8382 | -115689.6092 | 0 | 0 | 0 | 0 | 0 | 0 | 0 | 0 | 0 | 0 | 0 | 0 | 0 | 0 | 0 | 0
2016-04-27 13:00 | 0 | 0 | 0 | 0 | 0 | 332259.7374 | 416117 | 0 | 0 | 0 | 0 | 106394.0894 | 1782896.4103 | 0 | 0 | 0 | 0 | 0 | 0 | 0 | 0 | 0 | 0 | 0 | 0 | 0 | 0 | 0 | 0 | 0 | -48454.5656 | -35402.697 | 0 | 0 | 0 | 0 | 0 | 0 | 0 | 0 | 0 | 0 | 0 | 0 | 0 | 0 | 0 | 0
2016-04-27 14:00 | 0 | 0 | 0 | 0 | 223752.5569 | 566400.8905 | 427951 | 0 | 0 | 0 | 0 | 352906.9277 | 1898586.0196 | 0 | 0 | 0 | 0 | 0 | 0 | 0 | 0 | 0 | 0 | 0 | 0 | 0 | 0 | 0 | 0 | 0 | 246512.8382 | 115689.6092 | 0 | 0 | 0 | 0 | 0 | 0 | 0 | 0 | 0 | 0 | 0 | 0 | 0 | 0 | 0 | 0
2016-04-27 15:00 | 0 | 0 | 0 | 0 | 92600.809 | 706902.6384 | 437301 | 0 | 0 | 0 | 0 | 599419.7659 | 2014275.6288 | 0 | 0 | 0 | 0 | 0 | 0 | 0 | 0 | 0 | 0 | 0 | 0 | 0 | 0 | 0 | 0 | 0 | 246512.8382 | 115689.6092 | 0 | 0 | 0 | 0 | 0 | 0 | 0 | 0 | 0 | 0 | 0 | 0 | 0 | 0 | 0 | 0
2016-04-27 16:00 | 0 | 0 | 0 | 0 | 29827.2233 | 777380.2242 | 445005 | 0 | 0 | 0 | 0 | 845932.6042 | 2129965.238 | 0 | 0 | 0 | 0 | 0 | 0 | 0 | 0 | 0 | 0 | 0 | 0 | 0 | 0 | 0 | 0 | 0 | 246512.8382 | 115689.6092 | 0 | 0 | 0 | 0 | 0 | 0 | 0 | 0 | 0 | 0 | 0 | 0 | 0 | 0 | 0 | 0
2016-04-27 17:00 | 0 | 0 | 0 | 0 | 0 | 794542.7399 | 451967 | 0 | 0 | 0 | 0 | 1072818.7348 | 2245654.8473 | 0 | 0 | 0 | 0 | 0 | 0 | 0 | 0 | 0 | 0 | 0 | 0 | 0 | 0 | 0 | 0 | 0 | 226886.1307 | 115689.6092 | 0 | 0 | 0 | 0 | 0 | 0 | 0 | 0 | 0 | 0 | 0 | 0 | 0 | 0 | 0 | 0
2016-04-27 18:00 | 0 | 0 | 0 | 0 | 0 | 792846.3827 | 457457 | 0 | 0 | 0 | 0 | 1292518.5083 | 2361344.4565 | 0 | 0 | 0 | 0 | 0 | 0 | 0 | 0 | 0 | 0 | 0 | 0 | 0 | 0 | 0 | 0 | 0 | 219699.7735 | 115689.6092 | 0 | 0 | 0 | 0 | 0 | 0 | 0 | 0 | 0 | 0 | 0 | 0 | 0 | 0 | 0 | 0
2016-04-27 19:00 | 0 | 0 | 0 | 0 | 0 | 782733.4803 | 461254 | 0 | 0 | 0 | 0 | 1539031.3466 | 2436311.0986 | 0 | 0 | 0 | 0 | 0 | 0 | 0 | 0 | 0 | 0 | 0 | 0 | 0 | 0 | 0 | 0 | 0 | 246512.8382 | 74966.6421 | 0 | 0 | 0 | 0 | 0 | 0 | 0 | 0 | 0 | 0 | 0 | 0 | 0 | 0 | 0 | 0
2016-04-27 20:00 | 0 | 0 | 0 | 0 | 0 | 765844.6645 | 464324 | 0 | 0 | 0 | 0 | 1785544.1848 | 2491318.9249 | 0 | 0 | 0 | 0 | 0 | 0 | 0 | 0 | 0 | 0 | 0 | 0 | 0 | 0 | 0 | 0 | 0 | 246512.8382 | 55007.8263 | 0 | 0 | 0 | 0 | 0 | 0 | 0 | 0 | 0 | 0 | 0 | 0 | 0 | 0 | 0 | 0
2016-04-27 21:00 | 0 | 0 | 0 | 0 | 0 | 729492.2074 | 465915 | 0 | 0 | 0 | 0 | 1933431.783 | 2607008.5341 | 0 | 0 | 0 | 0 | 0 | 0 | 0 | 0 | 0 | 0 | 0 | 0 | 0 | 0 | 0 | 0 | 0 | 147887.5982 | 115689.6092 | 0 | 0 | 0 | 0 | 0 | 0 | 0 | 0 | 0 | 0 | 0 | 0 | 0 | 0 | 0 | 0
2016-04-27 22:00 | 0 | 0 | 0 | 0 | 0 | 657989.9703 | 464293 | 0 | 0 | 0 | 0 | 2179944.6212 | 2554192.6662 | 0 | 0 | 0 | 0 | 0 | 0 | 0 | 0 | 0 | 0 | 0 | 0 | 0 | 0 | 0 | 0 | 0 | 246512.8382 | -52815.8679 | 0 | 0 | 0 | 0 | 0 | 0 | 0 | 0 | 0 | 0 | 0 | 0 | 0 | 0 | 0 | 0
2016-04-27 23:00 | 0 | 0 | 0 | 0 | 0 | 546895.2907 | 459867 | 0 | 0 | 0 | 0 | 2382662.5211 | 2438503.057 | 0 | 0 | 0 | 0 | 0 | 0 | 0 | 0 | 0 | 0 | 0 | 0 | 0 | 0 | 0 | 0 | 0 | 202717.8999 | -115689.6092 | 0 | 0 | 0 | 0 | 0 | 0 | 0 | 0 | 0 | 0 | 0 | 0 | 0 | 0 | 0 | 0
2016-04-28 | 0 | 0 | 0 | 0 | 0 | 369532.1174 | 460658 | 0 | 0 | 0 | 0 | 2175847.0293 | 2554192.6662 | 0 | 0 | 0 | 0 | 0 | 0 | 0 | 0 | 0 | 0 | 0 | 0 | 0 | 0 | 0 | 0 | 0 | -206815.4918 | 115689.6092 | 0 | 0 | 0 | 0 | 0 | 0 | 0 | 0 | 0 | 0 | 0 | 0 | 0 | 0 | 0 | 0
2016-04-28 01:00 | 0 | 0 | 0 | 0 | 0 | 100406.6119 | 453142 | 0 | 0 | 0 | 0 | 1929334.1911 | 2447970.1164 | 0 | 0 | 0 | 0 | 0 | 0 | 0 | 0 | 0 | 0 | 0 | 0 | 0 | 0 | 0 | 0 | 0 | -246512.8382 | -106222.5498 | 0 | 0 | 0 | 0 | 0 | 0 | 0 | 0 | 0 | 0 | 0 | 0 | 0 | 0 | 0 | 0
2016-04-28 02:00 | 0 | 0 | 0 | 0 | 476120.2742 | 1458.2202 | 432540 | 0 | 0 | 0 | 0 | 1858683.0762 | 2563659.7256 | 0 | 0 | 0 | 0 | 0 | 0 | 0 | 0 | 0 | 0 | 0 | 0 | 0 | 0 | 0 | 0 | 0 | -70651.1148 | 115689.6092 | 0 | 0 | 0 | 0 | 0 | 0 | 0 | 0 | 0 | 0 | 0 | 0 | 0 | 0 | 0 | 0
2016-04-28 03:00 | 0 | 0 | 0 | 0 | 44239.5525 | 0 | 406442 | 0 | 0 | 0 | 0 | 1612170.238 | 2447970.1164 | 0 | 0 | 0 | 0 | 0 | 0 | 0 | 0 | 0 | 0 | 0 | 0 | 0 | 0 | 0 | 0 | 0 | -246512.8382 | -115689.6092 | 0 | 0 | 0 | 0 | 0 | 0 | 0 | 0 | 0 | 0 | 0 | 0 | 0 | 0 | 0 | 0
2016-04-28 04:00 | 0 | 0 | 0 | 0 | 20018.5525 | 0 | 382221 | 0 | 0 | 0 | 0 | 1365657.3997 | 2332280.5071 | 0 | 0 | 0 | 0 | 0 | 0 | 0 | 0 | 0 | 0 | 0 | 0 | 0 | 0 | 0 | 0 | 0 | -246512.8382 | -115689.6092 | 0 | 0 | 0 | 0 | 0 | 0 | 0 | 0 | 0 | 0 | 0 | 0 | 0 | 0 | 0 | 0
2016-04-28 05:00 | 0 | 0 | 0 | 0 | 0 | 0 | 362038 | 0 | 0 | 0 | 0 | 1119144.5615 | 2216755.3454 | 0 | 0 | 0 | 0 | 0 | 0 | 0 | 0 | 0 | 0 | 0 | 0 | 0 | 0 | 0 | 0 | 0 | -246512.8382 | -115525.1618 | 0 | 0 | 0 | 0 | 0 | 0 | 0 | 0 | 0 | 0 | 0 | 0 | 0 | 0 | 0 | 0
2016-04-28 06:00 | 0 | 0 | 0 | 0 | 447853.276 | 0 | 346774 | 0 | 0 | 0 | 0 | 1305119.7314 | 2101065.7362 | 0 | 0 | 0 | 0 | 0 | 0 | 0 | 30793.7153 | 0 | 0 | 0 | 0 | 0 | 0 | 0 | 0 | 0 | 185975.1699 | -115689.6092 | 0 | 0 | 0 | 0 | 0 | 0 | 0 | 0 | 0 | 30793.7153 | 0 | 0 | 0 | 0 | 0 | 0
2016-04-28 07:00 | 0 | 0 | 0 | 0 | 0 | 0 | 337582 | 0 | 0 | 0 | 0 | 1058606.8931 | 2040790.2897 | 0 | 0 | 0 | 0 | 0 | 0 | 0 | 0 | 0 | 0 | 0 | 0 | 0 | 0 | 0 | 0 | 0 | -246512.8382 | -60275.4464 | 0 | 0 | 0 | 0 | 0 | 0 | 0 | 0 | 0 | -30793.7153 | 0 | 0 | 0 | 0 | 0 | 0
2016-04-28 08:00 | 0 | 0 | 0 | 0 | 0 | 0 | 336250 | 0 | 0 | 0 | 0 | 812094.0549 | 1951053.128 | 0 | 0 | 0 | 0 | 0 | 0 | 0 | 0 | 0 | 0 | 0 | 0 | 0 | 0 | 0 | 0 | 0 | -246512.8382 | -89737.1618 | 0 | 0 | 0 | 0 | 0 | 0 | 0 | 0 | 0 | 0 | 0 | 0 | 0 | 0 | 0 | 0
2016-04-28 09:00 | 0 | 0 | 0 | 0 | 0 | 0 | 345488 | 0 | 0 | 0 | 0 | 582295.6641 | 1835363.5187 | 0 | 0 | 0 | 0 | 0 | 0 | 0 | 0 | 0 | 0 | 0 | 0 | 0 | 0 | 0 | 0 | 0 | -229798.3908 | -115689.6092 | 0 | 0 | 0 | 0 | 0 | 0 | 0 | 0 | 0 | 0 | 0 | 0 | 0 | 0 | 0 | 0
2016-04-28 10:00 | 0 | 0 | 0 | 0 | 371501.0066 | 0 | 368035 | 0 | 0 | 0 | 0 | 701451.28 | 1719673.9095 | 0 | 0 | 0 | 0 | 0 | 0 | 0 | 0 | 0 | 0 | 0 | 0 | 0 | 0 | 0 | 0 | 0 | 119155.6158 | -115689.6092 | 0 | 0 | 0 | 0 | 0 | 0 | 0 | 0 | 0 | 0 | 0 | 0 | 0 | 0 | 0 | 0
2016-04-28 11:00 | 0 | 0 | 0 | 0 | 29643.5525 | 0 | 391846 | 0 | 0 | 0 | 0 | 454938.4417 | 1603984.3003 | 0 | 0 | 0 | 0 | 0 | 0 | 0 | 0 | 0 | 0 | 0 | 0 | 0 | 0 | 0 | 0 | 0 | -246512.8382 | -115689.6092 | 0 | 0 | 0 | 0 | 0 | 0 | 0 | 0 | 0 | 0 | 0 | 0 | 0 | 0 | 0 | 0
2016-04-28 12:00 | 0 | 0 | 0 | 0 | 29818.2163 | 14881.3362 | 406902 | 0 | 0 | 0 | 0 | 208425.6035 | 1488294.691 | 0 | 0 | 0 | 0 | 0 | 0 | 0 | 0 | 0 | 0 | 0 | 0 | 0 | 0 | 0 | 0 | 0 | -246512.8382 | -115689.6092 | 0 | 0 | 0 | 0 | 0 | 0 | 0 | 0 | 0 | 0 | 0 | 0 | 0 | 0 | 0 | 0
2016-04-28 13:00 | 0 | 0 | 0 | 0 | 253570.975 | 254114.0914 | 419282 | 0 | 0 | 0 | 0 | 412518.2791 | 1372605.0818 | 0 | 0 | 0 | 0 | 0 | 0 | 0 | 0 | 0 | 0 | 0 | 0 | 0 | 0 | 0 | 0 | 0 | 204092.6756 | -115689.6092 | 0 | 0 | 0 | 0 | 0 | 0 | 0 | 0 | 0 | 0 | 0 | 0 | 0 | 0 | 0 | 0
2016-04-28 14:00 | 0 | 0 | 0 | 0 | 0 | 529652.8195 | 433056 | 0 | 0 | 0 | 0 | 393425.4894 | 1488294.691 | 0 | 0 | 0 | 0 | 0 | 0 | 0 | 0 | 0 | 0 | 0 | 0 | 0 | 0 | 0 | 0 | 0 | -19092.7897 | 115689.6092 | 0 | 0 | 0 | 0 | 0 | 0 | 0 | 0 | 0 | 0 | 0 | 0 | 0 | 0 | 0 | 0
2016-04-28 15:00 | 0 | 0 | 0 | 0 | 0 | 702822.4608 | 441684 | 0 | 0 | 0 | 0 | 639938.3276 | 1502920.3136 | 0 | 0 | 0 | 0 | 0 | 0 | 0 | 0 | 0 | 0 | 0 | 0 | 0 | 0 | 0 | 0 | 0 | 246512.8382 | 14625.6225 | 0 | 0 | 0 | 0 | 0 | 0 | 0 | 0 | 0 | 0 | 0 | 0 | 0 | 0 | 0 | 0
2016-04-28 16:00 | 0 | 0 | 0 | 0 | 30946.9904 | 782089.4571 | 450834 | 0 | 0 | 0 | 0 | 886451.1659 | 1618609.9228 | 0 | 0 | 0 | 0 | 0 | 0 | 0 | 0 | 0 | 0 | 0 | 0 | 0 | 0 | 0 | 0 | 0 | 246512.8382 | 115689.6092 | 0 | 0 | 0 | 0 | 0 | 0 | 0 | 0 | 0 | 0 | 0 | 0 | 0 | 0 | 0 | 0
2016-04-28 17:00 | 0 | 0 | 0 | 0 | 0 | 798205.1368 | 458772 | 0 | 0 | 0 | 0 | 1110194.6934 | 1734299.532 | 0 | 0 | 0 | 0 | 0 | 0 | 0 | 0 | 0 | 0 | 0 | 0 | 0 | 0 | 0 | 0 | 0 | 223743.5275 | 115689.6092 | 0 | 0 | 0 | 0 | 0 | 0 | 0 | 0 | 0 | 0 | 0 | 0 | 0 | 0 | 0 | 0
2016-04-28 18:00 | 0 | 0 | 0 | 0 | 0 | 791286.9538 | 465420 | 0 | 0 | 0 | 0 | 1356707.5316 | 1813653.6475 | 0 | 0 | 0 | 0 | 0 | 0 | 0 | 0 | 0 | 0 | 0 | 0 | 0 | 0 | 0 | 0 | 0 | 246512.8382 | 79354.1155 | 0 | 0 | 0 | 0 | 0 | 0 | 0 | 0 | 0 | 0 | 0 | 0 | 0 | 0 | 0 | 0
2016-04-28 19:00 | 0 | 0 | 0 | 0 | 0 | 777295.0333 | 469346 | 0 | 0 | 0 | 0 | 1548966.9557 | 1929343.2568 | 0 | 0 | 0 | 0 | 0 | 0 | 0 | 0 | 0 | 0 | 0 | 0 | 0 | 0 | 0 | 0 | 0 | 192259.4241 | 115689.6092 | 0 | 0 | 0 | 0 | 0 | 0 | 0 | 0 | 0 | 0 | 0 | 0 | 0 | 0 | 0 | 0
2016-04-28 20:00 | 0 | 0 | 0 | 0 | 0 | 761527.4062 | 472165 | 0 | 0 | 0 | 0 | 1795479.794 | 1972192.8247 | 0 | 0 | 0 | 0 | 0 | 0 | 0 | 0 | 0 | 0 | 0 | 0 | 0 | 0 | 0 | 0 | 0 | 246512.8382 | 42849.5679 | 0 | 0 | 0 | 0 | 0 | 0 | 0 | 0 | 0 | 0 | 0 | 0 | 0 | 0 | 0 | 0
2016-04-28 21:00 | 0 | 0 | 0 | 0 | 0 | 728376.3193 | 474195 | 0 | 0 | 0 | 0 | 1933971.504 | 2087882.4339 | 0 | 0 | 0 | 0 | 0 | 0 | 0 | 0 | 0 | 0 | 0 | 0 | 0 | 0 | 0 | 0 | 0 | 138491.71 | 115689.6092 | 0 | 0 | 0 | 0 | 0 | 0 | 0 | 0 | 0 | 0 | 0 | 0 | 0 | 0 | 0 | 0
2016-04-28 22:00 | 0 | 0 | 0 | 0 | 0 | 667710.0004 | 471519 | 0 | 0 | 0 | 0 | 2180484.3423 | 2037560.5961 | 0 | 0 | 0 | 0 | 0 | 0 | 0 | 0 | 0 | 0 | 0 | 0 | 0 | 0 | 0 | 0 | 0 | 246512.8382 | -50321.8379 | 0 | 0 | 0 | 0 | 0 | 0 | 0 | 0 | 0 | 0 | 0 | 0 | 0 | 0 | 0 | 0
2016-04-28 23:00 | 0 | 0 | 0 | 0 | 0 | 548910.7472 | 466295 | 0 | 0 | 0 | 0 | 2378789.6987 | 1921870.9868 | 0 | 0 | 0 | 0 | 0 | 0 | 0 | 0 | 0 | 0 | 0 | 0 | 0 | 0 | 0 | 0 | 0 | 198305.3564 | -115689.6092 | 0 | 0 | 0 | 0 | 0 | 0 | 0 | 0 | 0 | 0 | 0 | 0 | 0 | 0 | 0 | 0
2016-04-29 | 0 | 0 | 0 | 0 | 0 | 379138.9905 | 464614 | 0 | 0 | 0 | 0 | 2177625.08 | 2037560.5961 | 0 | 0 | 0 | 0 | 0 | 0 | 0 | 0 | 0 | 0 | 0 | 0 | 0 | 0 | 0 | 0 | 0 | -201164.6187 | 115689.6092 | 0 | 0 | 0 | 0 | 0 | 0 | 0 | 0 | 0 | 0 | 0 | 0 | 0 | 0 | 0 | 0
2016-04-29 01:00 | 0 | 0 | 0 | 0 | 0 | 128053.2175 | 457563 | 0 | 0 | 0 | 0 | 1963804.9067 | 1921870.9868 | 0 | 0 | 0 | 0 | 0 | 0 | 0 | 0 | 0 | 0 | 0 | 0 | 0 | 0 | 0 | 0 | 0 | -213820.1733 | -115689.6092 | 0 | 0 | 0 | 0 | 0 | 0 | 0 | 0 | 0 | 0 | 0 | 0 | 0 | 0 | 0 | 0
2016-04-29 02:00 | 0 | 0 | 0 | 0 | 400697.5289 | 2621.192 | 437103 | 0 | 0 | 0 | 0 | 1814331.0184 | 2037560.5961 | 0 | 0 | 0 | 0 | 0 | 0 | 0 | 0 | 0 | 0 | 0 | 0 | 0 | 0 | 0 | 0 | 0 | -149473.8883 | 115689.6092 | 0 | 0 | 0 | 0 | 0 | 0 | 0 | 0 | 0 | 0 | 0 | 0 | 0 | 0 | 0 | 0
2016-04-29 03:00 | 0 | 0 | 0 | 0 | 49788.5525 | 0 | 411991 | 0 | 0 | 0 | 0 | 1567818.1802 | 1921870.9868 | 0 | 0 | 0 | 0 | 0 | 0 | 0 | 0 | 0 | 0 | 0 | 0 | 0 | 0 | 0 | 0 | 0 | -246512.8382 | -115689.6092 | 0 | 0 | 0 | 0 | 0 | 0 | 0 | 0 | 0 | 0 | 0 | 0 | 0 | 0 | 0 | 0
2016-04-29 04:00 | 0 | 0 | 0 | 0 | 25739.5525 | 0 | 387942 | 0 | 0 | 0 | 0 | 1321305.342 | 1806181.3776 | 0 | 0 | 0 | 0 | 0 | 0 | 0 | 0 | 0 | 0 | 0 | 0 | 0 | 0 | 0 | 0 | 0 | -246512.8382 | -115689.6092 | 0 | 0 | 0 | 0 | 0 | 0 | 0 | 0 | 0 | 0 | 0 | 0 | 0 | 0 | 0 | 0
2016-04-29 05:00 | 0 | 0 | 0 | 0 | 349822.8248 | 0 | 367523 | 0 | 0 | 0 | 0 | 1187915.5575 | 1921870.9868 | 0 | 0 | 0 | 0 | 0 | 0 | 0 | 0 | 0 | 0 | 0 | 0 | 0 | 0 | 0 | 0 | 0 | -133389.7844 | 115689.6092 | 0 | 0 | 0 | 0 | 0 | 0 | 0 | 0 | 0 | 0 | 0 | 0 | 0 | 0 | 0 | 0
2016-04-29 06:00 | 0 | 0 | 0 | 0 | 0 | 0 | 352398 | 0 | 0 | 0 | 0 | 941402.7193 | 1815985.8251 | 0 | 0 | 0 | 0 | 0 | 0 | 0 | 0 | 0 | 0 | 0 | 0 | 0 | 0 | 0 | 0 | 0 | -246512.8382 | -105885.1618 | 0 | 0 | 0 | 0 | 0 | 0 | 0 | 0 | 0 | 0 | 0 | 0 | 0 | 0 | 0 | 0
2016-04-29 07:00 | 0 | 0 | 0 | 0 | 0 | 0 | 343479 | 0 | 0 | 0 | 0 | 713613.3285 | 1700296.2159 | 0 | 0 | 0 | 0 | 0 | 0 | 0 | 0 | 0 | 0 | 0 | 0 | 0 | 0 | 0 | 0 | 0 | -227789.3908 | -115689.6092 | 0 | 0 | 0 | 0 | 0 | 0 | 0 | 0 | 0 | 0 | 0 | 0 | 0 | 0 | 0 | 0
2016-04-29 08:00 | 0 | 0 | 0 | 0 | 284858.683 | 0 | 341591 | 0 | 0 | 0 | 0 | 772570.6207 | 1584606.6066 | 0 | 0 | 0 | 0 | 0 | 0 | 0 | 0 | 0 | 0 | 0 | 0 | 0 | 0 | 0 | 0 | 0 | 58957.2922 | -115689.6092 | 0 | 0 | 0 | 0 | 0 | 0 | 0 | 0 | 0 | 0 | 0 | 0 | 0 | 0 | 0 | 0
2016-04-29 09:00 | 0 | 0 | 0 | 0 | 0 | 0 | 348117 | 0 | 0 | 0 | 0 | 526057.7825 | 1483002.4449 | 0 | 0 | 0 | 0 | 0 | 0 | 0 | 0 | 0 | 0 | 0 | 0 | 0 | 0 | 0 | 0 | 0 | -246512.8382 | -101604.1618 | 0 | 0 | 0 | 0 | 0 | 0 | 0 | 0 | 0 | 0 | 0 | 0 | 0 | 0 | 0 | 0
2016-04-29 10:00 | 0 | 0 | 0 | 0 | 262923.4466 | 0 | 371354 | 0 | 0 | 0 | 0 | 533316.8383 | 1367312.8356 | 0 | 0 | 0 | 0 | 0 | 0 | 0 | 0 | 0 | 0 | 0 | 0 | 0 | 0 | 0 | 0 | 0 | 7259.0558 | -115689.6092 | 0 | 0 | 0 | 0 | 0 | 0 | 0 | 0 | 0 | 0 | 0 | 0 | 0 | 0 | 0 | 0
2016-04-29 11:00 | 0 | 0 | 0 | 0 | 265723.113 | 0 | 393813 | 0 | 0 | 0 | 0 | 289537.3421 | 1483002.4449 | 0 | 0 | 0 | 0 | 0 | 0 | 0 | 0 | 0 | 0 | 0 | 0 | 0 | 0 | 0 | 0 | 0 | -243779.4962 | 115689.6092 | 0 | 0 | 0 | 0 | 0 | 0 | 0 | 0 | 0 | 0 | 0 | 0 | 0 | 0 | 0 | 0
2016-04-29 12:00 | 0 | 0 | 0 | 0 | 36981.9303 | 10019.6223 | 409204 | 0 | 0 | 0 | 0 | 43024.5039 | 1367312.8356 | 0 | 0 | 0 | 0 | 0 | 0 | 0 | 0 | 0 | 0 | 0 | 0 | 0 | 0 | 0 | 0 | 0 | -246512.8382 | -115689.6092 | 0 | 0 | 0 | 0 | 0 | 0 | 0 | 0 | 0 | 0 | 0 | 0 | 0 | 0 | 0 | 0
2016-04-29 13:00 | 0 | 0 | 0 | 0 | 0 | 263350.8869 | 422065 | 0 | 0 | 0 | 0 | 0 | 1251623.2264 | 0 | 0 | 0 | 0 | 0 | 0 | 0 | 0 | 0 | 0 | 0 | 0 | 0 | 0 | 0 | 0 | 0 | -43024.5039 | -115689.6092 | 0 | 0 | 0 | 0 | 0 | 0 | 0 | 0 | 0 | 0 | 0 | 0 | 0 | 0 | 0 | 0
2016-04-29 14:00 | 0 | 0 | 0 | 0 | 240805.9804 | 556788.467 | 435392 | 0 | 0 | 0 | 0 | 246512.8382 | 1367312.8356 | 0 | 0 | 0 | 0 | 0 | 0 | 0 | 0 | 0 | 0 | 0 | 0 | 0 | 0 | 0 | 0 | 0 | 246512.8382 | 115689.6092 | 0 | 0 | 0 | 0 | 0 | 0 | 0 | 0 | 0 | 0 | 0 | 0 | 0 | 0 | 0 | 0
2016-04-29 15:00 | 0 | 0 | 0 | 0 | 108880.3462 | 698147.1013 | 444825 | 0 | 0 | 0 | 0 | 493025.6765 | 1483002.4449 | 0 | 0 | 0 | 0 | 0 | 0 | 0 | 0 | 0 | 0 | 0 | 0 | 0 | 0 | 0 | 0 | 0 | 246512.8382 | 115689.6092 | 0 | 0 | 0 | 0 | 0 | 0 | 0 | 0 | 0 | 0 | 0 | 0 | 0 | 0 | 0 | 0
2016-04-29 16:00 | 0 | 0 | 0 | 0 | 0 | 771107.0965 | 451813 | 0 | 0 | 0 | 0 | 739538.5147 | 1555783.7032 | 0 | 0 | 0 | 0 | 0 | 0 | 0 | 0 | 0 | 0 | 0 | 0 | 0 | 0 | 0 | 0 | 0 | 246512.8382 | 72781.2583 | 0 | 0 | 0 | 0 | 0 | 0 | 0 | 0 | 0 | 0 | 0 | 0 | 0 | 0 | 0 | 0
2016-04-29 17:00 | 0 | 0 | 0 | 0 | 43811.0345 | 776505.413 | 458114 | 0 | 0 | 0 | 0 | 986051.353 | 1671473.3124 | 0 | 0 | 0 | 0 | 0 | 0 | 0 | 0 | 0 | 0 | 0 | 0 | 0 | 0 | 0 | 0 | 0 | 246512.8382 | 115689.6092 | 0 | 0 | 0 | 0 | 0 | 0 | 0 | 0 | 0 | 0 | 0 | 0 | 0 | 0 | 0 | 0
2016-04-29 18:00 | 0 | 0 | 0 | 0 | 0 | 764682.6303 | 462240 | 0 | 0 | 0 | 0 | 1232564.1912 | 1727403.1045 | 0 | 0 | 0 | 0 | 0 | 0 | 0 | 0 | 0 | 0 | 0 | 0 | 0 | 0 | 0 | 0 | 0 | 246512.8382 | 55929.7921 | 0 | 0 | 0 | 0 | 0 | 0 | 0 | 0 | 0 | 0 | 0 | 0 | 0 | 0 | 0 | 0
2016-04-29 19:00 | 0 | 0 | 0 | 0 | 0 | 750407.6502 | 463801 | 0 | 0 | 0 | 0 | 1403481.2322 | 1843092.7137 | 0 | 0 | 0 | 0 | 0 | 0 | 0 | 0 | 0 | 0 | 0 | 0 | 0 | 0 | 0 | 0 | 0 | 170917.0409 | 115689.6092 | 0 | 0 | 0 | 0 | 0 | 0 | 0 | 0 | 0 | 0 | 0 | 0 | 0 | 0 | 0 | 0
2016-04-29 20:00 | 0 | 0 | 0 | 0 | 86101.4152 | 739727.0323 | 463626 | 0 | 0 | 0 | 0 | 1649994.0704 | 1958782.323 | 0 | 0 | 0 | 0 | 0 | 0 | 0 | 0 | 0 | 0 | 0 | 0 | 0 | 0 | 0 | 0 | 0 | 246512.8382 | 115689.6092 | 0 | 0 | 0 | 0 | 0 | 0 | 0 | 0 | 0 | 0 | 0 | 0 | 0 | 0 | 0 | 0
2016-04-29 21:00 | 0 | 0 | 0 | 0 | 110454.7713 | 712535.6762 | 460788 | 0 | 0 | 0 | 0 | 1896506.9086 | 2074471.9322 | 0 | 0 | 0 | 0 | 0 | 0 | 0 | 0 | 0 | 0 | 0 | 0 | 0 | 0 | 0 | 0 | 0 | 246512.8382 | 115689.6092 | 0 | 0 | 0 | 0 | 0 | 0 | 0 | 0 | 0 | 0 | 0 | 0 | 0 | 0 | 0 | 0
2016-04-29 22:00 | 0 | 0 | 0 | 0 | 0 | 657509.7378 | 453866 | 0 | 0 | 0 | 0 | 2143019.7469 | 2031602.8318 | 0 | 0 | 0 | 0 | 0 | 0 | 0 | 0 | 0 | 0 | 0 | 0 | 0 | 0 | 0 | 0 | 0 | 246512.8382 | -42869.1004 | 0 | 0 | 0 | 0 | 0 | 0 | 0 | 0 | 0 | 0 | 0 | 0 | 0 | 0 | 0 | 0
2016-04-29 23:00 | 0 | 0 | 0 | 0 | 0 | 554485.2047 | 445437 | 0 | 0 | 0 | 0 | 2136378.3423 | 2147292.441 | 0 | 0 | 0 | 0 | 0 | 0 | 0 | 0 | 0 | 0 | 0 | 0 | 0 | 0 | 0 | 0 | 0 | -6641.4046 | 115689.6092 | 0 | 0 | 0 | 0 | 0 | 0 | 0 | 0 | 0 | 0 | 0 | 0 | 0 | 0 | 0 | 0
2016-04-30 | 0 | 0 | 0 | 0 | 0 | 380774.7104 | 444156 | 0 | 0 | 0 | 0 | 2188686.6619 | 2031602.8318 | 0 | 0 | 0 | 0 | 0 | 0 | 0 | 0 | 0 | 0 | 0 | 0 | 0 | 0 | 0 | 0 | 0 | 52308.3196 | -115689.6092 | 0 | 0 | 0 | 0 | 0 | 0 | 0 | 0 | 0 | 0 | 0 | 0 | 0 | 0 | 0 | 0
2016-04-30 01:00 | 0 | 0 | 0 | 0 | 0 | 131284.5194 | 438874 | 0 | 0 | 0 | 0 | 1942173.8237 | 1970526.1894 | 0 | 0 | 0 | 0 | 0 | 0 | 0 | 0 | 0 | 0 | 0 | 0 | 0 | 0 | 0 | 0 | 0 | -246512.8382 | -61076.6424 | 0 | 0 | 0 | 0 | 0 | 0 | 0 | 0 | 0 | 0 | 0 | 0 | 0 | 0 | 0 | 0
2016-04-30 02:00 | 0 | 0 | 0 | 0 | 57504.0797 | 2957.4728 | 422664 | 0 | 0 | 0 | 0 | 1695660.9855 | 1854836.5802 | 0 | 0 | 0 | 0 | 0 | 0 | 0 | 0 | 0 | 0 | 0 | 0 | 0 | 0 | 0 | 0 | 0 | -246512.8382 | -115689.6092 | 0 | 0 | 0 | 0 | 0 | 0 | 0 | 0 | 0 | 0 | 0 | 0 | 0 | 0 | 0 | 0
2016-04-30 03:00 | 0 | 0 | 0 | 0 | 469928.3862 | 0 | 402570 | 0 | 0 | 0 | 0 | 1878708.9809 | 1739146.971 | 0 | 0 | 0 | 0 | 0 | 0 | 0 | 0 | 0 | 0 | 0 | 0 | 0 | 0 | 0 | 0 | 0 | 183047.9954 | -115689.6092 | 0 | 0 | 0 | 0 | 0 | 0 | 0 | 0 | 0 | 0 | 0 | 0 | 0 | 0 | 0 | 0
2016-04-30 04:00 | 0 | 0 | 0 | 0 | 18988.5525 | 0 | 381191 | 0 | 0 | 0 | 0 | 1632196.1426 | 1623457.3617 | 0 | 0 | 0 | 0 | 0 | 0 | 0 | 0 | 0 | 0 | 0 | 0 | 0 | 0 | 0 | 0 | 0 | -246512.8382 | -115689.6092 | 0 | 0 | 0 | 0 | 0 | 0 | 0 | 0 | 0 | 0 | 0 | 0 | 0 | 0 | 0 | 0
2016-04-30 05:00 | 0 | 0 | 0 | 0 | 0 | 0 | 362138 | 0 | 0 | 0 | 0 | 1385683.3044 | 1507832.2 | 0 | 0 | 0 | 0 | 0 | 0 | 0 | 0 | 0 | 0 | 0 | 0 | 0 | 0 | 0 | 0 | 0 | -246512.8382 | -115625.1618 | 0 | 0 | 0 | 0 | 0 | 0 | 0 | 0 | 0 | 0 | 0 | 0 | 0 | 0 | 0 | 0
2016-04-30 06:00 | 0 | 0 | 0 | 0 | 0 | 0 | 347527 | 0 | 0 | 0 | 0 | 1139170.4662 | 1406818.0382 | 0 | 0 | 0 | 0 | 0 | 0 | 0 | 0 | 0 | 0 | 0 | 0 | 0 | 0 | 0 | 0 | 0 | -246512.8382 | -101014.1618 | 0 | 0 | 0 | 0 | 0 | 0 | 0 | 0 | 0 | 0 | 0 | 0 | 0 | 0 | 0 | 0
2016-04-30 07:00 | 0 | 0 | 0 | 0 | 425755.4457 | 0 | 338012 | 0 | 0 | 0 | 0 | 1080430.5873 | 1522507.6474 | 0 | 0 | 0 | 0 | 0 | 0 | 0 | 30793.7153 | 0 | 0 | 0 | 0 | 0 | 0 | 0 | 0 | 0 | -58739.8789 | 115689.6092 | 0 | 0 | 0 | 0 | 0 | 0 | 0 | 0 | 0 | 30793.7153 | 0 | 0 | 0 | 0 | 0 | 0
2016-04-30 08:00 | 0 | 0 | 0 | 0 | 0 | 0 | 332576 | 0 | 0 | 0 | 0 | 833917.7491 | 1467238.201 | 0 | 0 | 0 | 0 | 0 | 0 | 0 | 0 | 0 | 0 | 0 | 0 | 0 | 0 | 0 | 0 | 0 | -246512.8382 | -55269.4464 | 0 | 0 | 0 | 0 | 0 | 0 | 0 | 0 | 0 | -30793.7153 | 0 | 0 | 0 | 0 | 0 | 0
2016-04-30 09:00 | 0 | 0 | 0 | 0 | 0 | 0 | 332710 | 0 | 0 | 0 | 0 | 587404.9108 | 1381041.0392 | 0 | 0 | 0 | 0 | 0 | 0 | 0 | 0 | 0 | 0 | 0 | 0 | 0 | 0 | 0 | 0 | 0 | -246512.8382 | -86197.1618 | 0 | 0 | 0 | 0 | 0 | 0 | 0 | 0 | 0 | 0 | 0 | 0 | 0 | 0 | 0 | 0
2016-04-30 10:00 | 0 | 0 | 0 | 0 | 0 | 0 | 336162 | 0 | 0 | 0 | 0 | 340892.0726 | 1291391.8775 | 0 | 0 | 0 | 0 | 0 | 0 | 0 | 0 | 0 | 0 | 0 | 0 | 0 | 0 | 0 | 0 | 0 | -246512.8382 | -89649.1618 | 0 | 0 | 0 | 0 | 0 | 0 | 0 | 0 | 0 | 0 | 0 | 0 | 0 | 0 | 0 | 0
2016-04-30 11:00 | 0 | 0 | 0 | 0 | 0 | 0 | 344325 | 0 | 0 | 0 | 0 | 112256.6818 | 1175702.2683 | 0 | 0 | 0 | 0 | 0 | 0 | 0 | 0 | 0 | 0 | 0 | 0 | 0 | 0 | 0 | 0 | 0 | -228635.3908 | -115689.6092 | 0 | 0 | 0 | 0 | 0 | 0 | 0 | 0 | 0 | 0 | 0 | 0 | 0 | 0 | 0 | 0
2016-04-30 12:00 | 0 | 0 | 0 | 0 | 318334.9426 | 18637.0962 | 359766 | 0 | 0 | 0 | 0 | 205152.3298 | 1060012.659 | 0 | 0 | 0 | 0 | 0 | 0 | 0 | 0 | 0 | 0 | 0 | 0 | 0 | 0 | 0 | 0 | 0 | 92895.648 | -115689.6092 | 0 | 0 | 0 | 0 | 0 | 0 | 0 | 0 | 0 | 0 | 0 | 0 | 0 | 0 | 0 | 0
2016-04-30 13:00 | 0 | 0 | 0 | 0 | 0 | 320455.9494 | 376422 | 0 | 0 | 0 | 0 | 80943.6949 | 1128255.2433 | 0 | 0 | 0 | 0 | 0 | 0 | 0 | 0 | 0 | 0 | 0 | 0 | 0 | 0 | 0 | 0 | 0 | -124208.6348 | 68242.5843 | 0 | 0 | 0 | 0 | 0 | 0 | 0 | 0 | 0 | 0 | 0 | 0 | 0 | 0 | 0 | 0
2016-04-30 14:00 | 0 | 0 | 0 | 0 | 139566.0588 | 612458.3887 | 389822 | 0 | 0 | 0 | 0 | 327456.5332 | 1243944.8525 | 0 | 0 | 0 | 0 | 0 | 0 | 0 | 0 | 0 | 0 | 0 | 0 | 0 | 0 | 0 | 0 | 0 | 246512.8382 | 115689.6092 | 0 | 0 | 0 | 0 | 0 | 0 | 0 | 0 | 0 | 0 | 0 | 0 | 0 | 0 | 0 | 0
2016-04-30 15:00 | 0 | 0 | 0 | 0 | 6635.7985 | 755665.649 | 400099 | 0 | 0 | 0 | 0 | 573969.3714 | 1359634.4618 | 0 | 0 | 0 | 0 | 0 | 0 | 0 | 0 | 0 | 0 | 0 | 0 | 0 | 0 | 0 | 0 | 0 | 246512.8382 | 115689.6092 | 0 | 0 | 0 | 0 | 0 | 0 | 0 | 0 | 0 | 0 | 0 | 0 | 0 | 0 | 0 | 0
2016-04-30 16:00 | 0 | 0 | 0 | 0 | 0 | 768321.4475 | 406119 | 0 | 0 | 0 | 0 | 820482.2097 | 1475324.071 | 0 | 0 | 0 | 0 | 0 | 0 | 0 | 0 | 0 | 0 | 0 | 0 | 0 | 0 | 0 | 0 | 0 | 246512.8382 | 115689.6092 | 0 | 0 | 0 | 0 | 0 | 0 | 0 | 0 | 0 | 0 | 0 | 0 | 0 | 0 | 0 | 0
2016-04-30 17:00 | 0 | 0 | 0 | 0 | 0 | 786650.0092 | 409523 | 0 | 0 | 0 | 0 | 1066995.0479 | 1591013.6802 | 0 | 0 | 0 | 0 | 0 | 0 | 0 | 14924.5617 | 0 | 0 | 0 | 0 | 0 | 0 | 0 | 0 | 0 | 246512.8382 | 115689.6092 | 0 | 0 | 0 | 0 | 0 | 0 | 0 | 0 | 0 | 14924.5617 | 0 | 0 | 0 | 0 | 0 | 0
2016-04-30 18:00 | 0 | 0 | 0 | 0 | 0 | 795313.0042 | 411456 | 0 | 0 | 0 | 0 | 1313507.8862 | 1706703.2895 | 0 | 0 | 0 | 0 | 0 | 0 | 0 | 36579.1185 | 0 | 0 | 0 | 0 | 0 | 0 | 0 | 0 | 0 | 246512.8382 | 115689.6092 | 0 | 0 | 0 | 0 | 0 | 0 | 0 | 0 | 0 | 21654.5568 | 0 | 0 | 0 | 0 | 0 | 0
2016-04-30 19:00 | 0 | 0 | 0 | 0 | 0 | 774967.2458 | 413469 | 0 | 0 | 0 | 0 | 1559316.5227 | 1822392.8987 | 0 | 0 | 0 | 0 | 0 | 0 | 0 | 36579.1185 | 0 | 0 | 0 | 0 | 0 | 0 | 0 | 0 | 0 | 245808.6366 | 115689.6092 | 0 | 0 | 0 | 0 | 0 | 0 | 0 | 0 | 0 | 0 | 0 | 0 | 0 | 0 | 0 | 0
2016-04-30 20:00 | 0 | 0 | 0 | 0 | 0 | 752576.1652 | 416757 | 0 | 0 | 0 | 0 | 1785231.4819 | 1938082.5079 | 0 | 0 | 0 | 0 | 0 | 0 | 0 | 30793.7153 | 0 | 0 | 0 | 0 | 0 | 0 | 0 | 0 | 0 | 225914.9592 | 115689.6092 | 0 | 0 | 0 | 0 | 0 | 0 | 0 | 0 | 0 | -5785.4032 | 0 | 0 | 0 | 0 | 0 | 0
2016-04-30 21:00 | 0 | 0 | 0 | 0 | 0 | 715704.8687 | 418294 | 0 | 0 | 0 | 0 | 2031744.3201 | 2019774.2537 | 0 | 0 | 0 | 0 | 0 | 0 | 0 | 0 | 0 | 0 | 0 | 0 | 0 | 0 | 0 | 0 | 0 | 246512.8382 | 81691.7458 | 0 | 0 | 0 | 0 | 0 | 0 | 0 | 0 | 0 | -30793.7153 | 0 | 0 | 0 | 0 | 0 | 0
2016-04-30 22:00 | 0 | 0 | 0 | 0 | 0 | 645130.5693 | 417016 | 0 | 0 | 0 | 0 | 2278257.1584 | 2001375.9847 | 0 | 0 | 0 | 0 | 0 | 0 | 0 | 0 | 0 | 0 | 0 | 0 | 0 | 0 | 0 | 0 | 0 | 246512.8382 | -18398.269 | 0 | 0 | 0 | 0 | 0 | 0 | 0 | 0 | 0 | 0 | 0 | 0 | 0 | 0 | 0 | 0
2016-04-30 23:00 | 0 | 0 | 0 | 0 | 0 | 529206.431 | 415549 | 0 | 0 | 0 | 0 | 2507604.1986 | 1885686.3755 | 0 | 0 | 0 | 0 | 0 | 0 | 0 | 0 | 0 | 0 | 0 | 0 | 0 | 0 | 0 | 0 | 0 | 229347.0403 | -115689.6092 | 0 | 0 | 0 | 0 | 0 | 0 | 0 | 0 | 0 | 0 | 0 | 0 | 0 | 0 | 0 | 0
2016-05-01 | 0 | 0 | 0 | 0 | 0 | 366067.2702 | 416916 | 0 | 0 | 0 | 0 | 2341065.8596 | 2001375.9847 | 0 | 0 | 0 | 0 | 0 | 0 | 0 | 0 | 0 | 0 | 0 | 0 | 0 | 0 | 0 | 0 | 0 | -166538.339 | 115689.6092 | 0 | 0 | 0 | 0 | 0 | 0 | 0 | 0 | 0 | 0 | 0 | 0 | 0 | 0 | 0 | 0
2016-05-01 01:00 | 0 | 0 | 0 | 0 | 0 | 139960.0685 | 412798 | 0 | 0 | 0 | 0 | 2183917.5374 | 1885686.3755 | 0 | 0 | 0 | 0 | 0 | 0 | 0 | 0 | 0 | 0 | 0 | 0 | 0 | 0 | 0 | 0 | 0 | -157148.3222 | -115689.6092 | 0 | 0 | 0 | 0 | 0 | 0 | 0 | 0 | 0 | 0 | 0 | 0 | 0 | 0 | 0 | 0
2016-05-01 02:00 | 0 | 0 | 0 | 0 | 35730.3301 | 3570.2224 | 401503 | 0 | 0 | 0 | 0 | 1937404.6992 | 1769996.7663 | 0 | 0 | 0 | 0 | 0 | 0 | 0 | 0 | 0 | 0 | 0 | 0 | 0 | 0 | 0 | 0 | 0 | -246512.8382 | -115689.6092 | 0 | 0 | 0 | 0 | 0 | 0 | 0 | 0 | 0 | 0 | 0 | 0 | 0 | 0 | 0 | 0
2016-05-01 03:00 | 0 | 0 | 0 | 0 | 23157.5525 | 0 | 385360 | 0 | 0 | 0 | 0 | 1690891.8609 | 1654307.157 | 0 | 0 | 0 | 0 | 0 | 0 | 0 | 0 | 0 | 0 | 0 | 0 | 0 | 0 | 0 | 0 | 0 | -246512.8382 | -115689.6092 | 0 | 0 | 0 | 0 | 0 | 0 | 0 | 0 | 0 | 0 | 0 | 0 | 0 | 0 | 0 | 0
2016-05-01 04:00 | 0 | 0 | 0 | 0 | 3562.5525 | 0 | 365765 | 0 | 0 | 0 | 0 | 1444379.0227 | 1538617.5478 | 0 | 0 | 0 | 0 | 0 | 0 | 0 | 0 | 0 | 0 | 0 | 0 | 0 | 0 | 0 | 0 | 0 | -246512.8382 | -115689.6092 | 0 | 0 | 0 | 0 | 0 | 0 | 0 | 0 | 0 | 0 | 0 | 0 | 0 | 0 | 0 | 0
2016-05-01 05:00 | 0 | 0 | 0 | 0 | 0 | 0 | 348049 | 0 | 0 | 0 | 0 | 1197866.1845 | 1437081.386 | 0 | 0 | 0 | 0 | 0 | 0 | 0 | 0 | 0 | 0 | 0 | 0 | 0 | 0 | 0 | 0 | 0 | -246512.8382 | -101536.1618 | 0 | 0 | 0 | 0 | 0 | 0 | 0 | 0 | 0 | 0 | 0 | 0 | 0 | 0 | 0 | 0
2016-05-01 06:00 | 0 | 0 | 0 | 0 | 516607.076 | 0 | 335251 | 0 | 0 | 0 | 0 | 1232738.9359 | 1552770.9953 | 0 | 0 | 0 | 0 | 0 | 0 | 0 | 30793.7153 | 0 | 0 | 0 | 0 | 0 | 0 | 0 | 0 | 0 | 34872.7514 | 115689.6092 | 0 | 0 | 0 | 0 | 0 | 0 | 0 | 0 | 0 | 30793.7153 | 0 | 0 | 0 | 0 | 0 | 0
2016-05-01 07:00 | 0 | 0 | 0 | 0 | 0 | 0 | 326397 | 0 | 0 | 0 | 0 | 986226.0976 | 1503680.5488 | 0 | 0 | 0 | 0 | 0 | 0 | 0 | 0 | 0 | 0 | 0 | 0 | 0 | 0 | 0 | 0 | 0 | -246512.8382 | -49090.4464 | 0 | 0 | 0 | 0 | 0 | 0 | 0 | 0 | 0 | -30793.7153 | 0 | 0 | 0 | 0 | 0 | 0
2016-05-01 08:00 | 0 | 0 | 0 | 0 | 0 | 0 | 321535 | 0 | 0 | 0 | 0 | 780380.7069 | 1387990.9396 | 0 | 0 | 0 | 0 | 0 | 0 | 0 | 0 | 0 | 0 | 0 | 0 | 0 | 0 | 0 | 0 | 0 | -205845.3908 | -115689.6092 | 0 | 0 | 0 | 0 | 0 | 0 | 0 | 0 | 0 | 0 | 0 | 0 | 0 | 0 | 0 | 0
2016-05-01 09:00 | 0 | 0 | 0 | 0 | 0 | 0 | 319199 | 0 | 0 | 0 | 0 | 533867.8686 | 1315304.7779 | 0 | 0 | 0 | 0 | 0 | 0 | 0 | 0 | 0 | 0 | 0 | 0 | 0 | 0 | 0 | 0 | 0 | -246512.8382 | -72686.1618 | 0 | 0 | 0 | 0 | 0 | 0 | 0 | 0 | 0 | 0 | 0 | 0 | 0 | 0 | 0 | 0
2016-05-01 10:00 | 0 | 0 | 0 | 0 | 0 | 0 | 323091 | 0 | 0 | 0 | 0 | 287355.0304 | 1238726.6161 | 0 | 0 | 0 | 0 | 0 | 0 | 0 | 0 | 0 | 0 | 0 | 0 | 0 | 0 | 0 | 0 | 0 | -246512.8382 | -76578.1618 | 0 | 0 | 0 | 0 | 0 | 0 | 0 | 0 | 0 | 0 | 0 | 0 | 0 | 0 | 0 | 0
2016-05-01 11:00 | 0 | 0 | 0 | 0 | 0 | 0 | 328861 | 0 | 0 | 0 | 0 | 74183.6396 | 1123037.0069 | 0 | 0 | 0 | 0 | 0 | 0 | 0 | 0 | 0 | 0 | 0 | 0 | 0 | 0 | 0 | 0 | 0 | -213171.3908 | -115689.6092 | 0 | 0 | 0 | 0 | 0 | 0 | 0 | 0 | 0 | 0 | 0 | 0 | 0 | 0 | 0 | 0
2016-05-01 12:00 | 0 | 0 | 0 | 0 | 358030.6844 | 28759.3101 | 343758 | 0 | 0 | 0 | 0 | 232905.2434 | 1007347.3976 | 0 | 0 | 0 | 0 | 0 | 0 | 0 | 0 | 0 | 0 | 0 | 0 | 0 | 0 | 0 | 0 | 0 | 158721.6038 | -115689.6092 | 0 | 0 | 0 | 0 | 0 | 0 | 0 | 0 | 0 | 0 | 0 | 0 | 0 | 0 | 0 | 0
2016-05-01 13:00 | 0 | 0 | 0 | 0 | 0 | 298590.4799 | 362462 | 0 | 0 | 0 | 0 | 53344.114 | 1123037.0069 | 0 | 0 | 0 | 0 | 0 | 0 | 0 | 0 | 0 | 0 | 0 | 0 | 0 | 0 | 0 | 0 | 0 | -179561.1294 | 115689.6092 | 0 | 0 | 0 | 0 | 0 | 0 | 0 | 0 | 0 | 0 | 0 | 0 | 0 | 0 | 0 | 0
2016-05-01 14:00 | 0 | 0 | 0 | 0 | 0 | 620097.3993 | 378251 | 0 | 0 | 0 | 0 | 299856.9523 | 1118370.5679 | 0 | 0 | 0 | 0 | 0 | 0 | 0 | 0 | 0 | 0 | 0 | 0 | 0 | 0 | 0 | 0 | 0 | 246512.8382 | -4666.4389 | 0 | 0 | 0 | 0 | 0 | 0 | 0 | 0 | 0 | 0 | 0 | 0 | 0 | 0 | 0 | 0
2016-05-01 15:00 | 0 | 0 | 0 | 0 | 0 | 752325.4475 | 390123 | 0 | 0 | 0 | 0 | 546369.7905 | 1234060.1772 | 0 | 0 | 0 | 0 | 0 | 0 | 0 | 0 | 0 | 0 | 0 | 0 | 0 | 0 | 0 | 0 | 0 | 246512.8382 | 115689.6092 | 0 | 0 | 0 | 0 | 0 | 0 | 0 | 0 | 0 | 0 | 0 | 0 | 0 | 0 | 0 | 0
2016-05-01 16:00 | 0 | 0 | 0 | 0 | 0 | 762695.4475 | 400493 | 0 | 0 | 0 | 0 | 792882.6288 | 1349749.7864 | 0 | 0 | 0 | 0 | 0 | 0 | 0 | 0 | 0 | 0 | 0 | 0 | 0 | 0 | 0 | 0 | 0 | 246512.8382 | 115689.6092 | 0 | 0 | 0 | 0 | 0 | 0 | 0 | 0 | 0 | 0 | 0 | 0 | 0 | 0 | 0 | 0
2016-05-01 17:00 | 0 | 0 | 0 | 0 | 0 | 769556.4475 | 407354 | 0 | 0 | 0 | 0 | 1039395.467 | 1465439.3956 | 0 | 0 | 0 | 0 | 0 | 0 | 0 | 0 | 0 | 0 | 0 | 0 | 0 | 0 | 0 | 0 | 0 | 246512.8382 | 115689.6092 | 0 | 0 | 0 | 0 | 0 | 0 | 0 | 0 | 0 | 0 | 0 | 0 | 0 | 0 | 0 | 0
2016-05-01 18:00 | 0 | 0 | 0 | 0 | 0 | 777287.5945 | 411927 | 0 | 0 | 0 | 0 | 1285908.3052 | 1581129.0048 | 0 | 0 | 0 | 0 | 0 | 0 | 0 | 3158.1471 | 0 | 0 | 0 | 0 | 0 | 0 | 0 | 0 | 0 | 246512.8382 | 115689.6092 | 0 | 0 | 0 | 0 | 0 | 0 | 0 | 0 | 0 | 3158.1471 | 0 | 0 | 0 | 0 | 0 | 0
2016-05-01 19:00 | 0 | 0 | 0 | 0 | 0 | 802509.0904 | 414209 | 0 | 0 | 0 | 0 | 1532421.1435 | 1696818.6141 | 0 | 0 | 0 | 0 | 0 | 0 | 0 | 29255.79 | 0 | 0 | 0 | 0 | 0 | 0 | 0 | 0 | 0 | 246512.8382 | 115689.6092 | 0 | 0 | 0 | 0 | 0 | 0 | 0 | 0 | 0 | 26097.6429 | 0 | 0 | 0 | 0 | 0 | 0
2016-05-01 20:00 | 0 | 0 | 0 | 0 | 0 | 790724.776 | 421199 | 0 | 0 | 0 | 0 | 1778933.9817 | 1812508.2233 | 0 | 0 | 0 | 0 | 0 | 0 | 0 | 36579.1185 | 0 | 0 | 0 | 0 | 0 | 0 | 0 | 0 | 0 | 246512.8382 | 115689.6092 | 0 | 0 | 0 | 0 | 0 | 0 | 0 | 0 | 0 | 7323.3285 | 0 | 0 | 0 | 0 | 0 | 0
2016-05-01 21:00 | 0 | 0 | 0 | 0 | 0 | 763579.4274 | 424474 | 0 | 0 | 0 | 0 | 2025446.82 | 1928197.8325 | 0 | 0 | 0 | 0 | 0 | 0 | 0 | 13482.0984 | 0 | 0 | 0 | 0 | 0 | 0 | 0 | 0 | 0 | 246512.8382 | 115689.6092 | 0 | 0 | 0 | 0 | 0 | 0 | 0 | 0 | 0 | -23097.0201 | 0 | 0 | 0 | 0 | 0 | 0
2016-05-01 22:00 | 0 | 0 | 0 | 0 | 93611.4311 | 711719.6333 | 425817 | 0 | 0 | 0 | 0 | 2271959.6582 | 2043887.4418 | 0 | 0 | 0 | 0 | 0 | 0 | 0 | 30793.7153 | 0 | 0 | 0 | 0 | 0 | 0 | 0 | 0 | 0 | 246512.8382 | 115689.6092 | 0 | 0 | 0 | 0 | 0 | 0 | 0 | 0 | 0 | 17311.6169 | 0 | 0 | 0 | 0 | 0 | 0
2016-05-01 23:00 | 0 | 0 | 0 | 0 | 0 | 604762.2185 | 426115 | 0 | 0 | 0 | 0 | 2518472.4965 | 2006815.5374 | 0 | 0 | 0 | 0 | 0 | 0 | 0 | 0 | 0 | 0 | 0 | 0 | 0 | 0 | 0 | 0 | 0 | 246512.8382 | -37071.9044 | 0 | 0 | 0 | 0 | 0 | 0 | 0 | 0 | 0 | -30793.7153 | 0 | 0 | 0 | 0 | 0 | 0
2016-05-02 | 0 | 0 | 0 | 0 | 0 | 434510.6136 | 429974 | 0 | 0 | 0 | 0 | 2407319.5008 | 2122505.1466 | 0 | 0 | 0 | 0 | 0 | 0 | 0 | 0 | 0 | 0 | 0 | 0 | 0 | 0 | 0 | 0 | 0 | -111152.9956 | 115689.6092 | 0 | 0 | 0 | 0 | 0 | 0 | 0 | 0 | 0 | 0 | 0 | 0 | 0 | 0 | 0 | 0
2016-05-02 01:00 | 0 | 0 | 0 | 0 | 0 | 178130.2288 | 426880 | 0 | 0 | 0 | 0 | 2160806.6626 | 2120268.2136 | 0 | 0 | 0 | 0 | 0 | 0 | 0 | 0 | 0 | 0 | 0 | 0 | 0 | 0 | 0 | 0 | 0 | -246512.8382 | -2236.933 | 0 | 0 | 0 | 0 | 0 | 0 | 0 | 0 | 0 | 0 | 0 | 0 | 0 | 0 | 0 | 0
2016-05-02 02:00 | 0 | 0 | 0 | 0 | 45280.7835 | 4161.7691 | 411645 | 0 | 0 | 0 | 0 | 1914293.8243 | 2004578.6044 | 0 | 0 | 0 | 0 | 0 | 0 | 0 | 0 | 0 | 0 | 0 | 0 | 0 | 0 | 0 | 0 | 0 | -246512.8382 | -115689.6092 | 0 | 0 | 0 | 0 | 0 | 0 | 0 | 0 | 0 | 0 | 0 | 0 | 0 | 0 | 0 | 0
2016-05-02 03:00 | 0 | 0 | 0 | 0 | 26773.5525 | 0 | 388976 | 0 | 0 | 0 | 0 | 1667780.9861 | 1888888.9951 | 0 | 0 | 0 | 0 | 0 | 0 | 0 | 0 | 0 | 0 | 0 | 0 | 0 | 0 | 0 | 0 | 0 | -246512.8382 | -115689.6092 | 0 | 0 | 0 | 0 | 0 | 0 | 0 | 0 | 0 | 0 | 0 | 0 | 0 | 0 | 0 | 0
2016-05-02 04:00 | 0 | 0 | 0 | 0 | 176828.3287 | 0 | 368129 | 0 | 0 | 0 | 0 | 1592169.924 | 1773199.3859 | 0 | 0 | 0 | 0 | 0 | 0 | 0 | 0 | 0 | 0 | 0 | 0 | 0 | 0 | 0 | 0 | 0 | -75611.0621 | -115689.6092 | 0 | 0 | 0 | 0 | 0 | 0 | 0 | 0 | 0 | 0 | 0 | 0 | 0 | 0 | 0 | 0
2016-05-02 05:00 | 0 | 0 | 0 | 0 | 0 | 0 | 349560 | 0 | 0 | 0 | 0 | 1345657.0858 | 1670152.2241 | 0 | 0 | 0 | 0 | 0 | 0 | 0 | 0 | 0 | 0 | 0 | 0 | 0 | 0 | 0 | 0 | 0 | -246512.8382 | -103047.1618 | 0 | 0 | 0 | 0 | 0 | 0 | 0 | 0 | 0 | 0 | 0 | 0 | 0 | 0 | 0 | 0
2016-05-02 06:00 | 0 | 0 | 0 | 0 | 0 | 0 | 337193 | 0 | 0 | 0 | 0 | 1099144.2476 | 1579472.0624 | 0 | 0 | 0 | 0 | 0 | 0 | 0 | 0 | 0 | 0 | 0 | 0 | 0 | 0 | 0 | 0 | 0 | -246512.8382 | -90680.1618 | 0 | 0 | 0 | 0 | 0 | 0 | 0 | 0 | 0 | 0 | 0 | 0 | 0 | 0 | 0 | 0
2016-05-02 07:00 | 0 | 0 | 0 | 0 | 0 | 0 | 329807 | 0 | 0 | 0 | 0 | 852631.4093 | 1496177.9006 | 0 | 0 | 0 | 0 | 0 | 0 | 0 | 0 | 0 | 0 | 0 | 0 | 0 | 0 | 0 | 0 | 0 | -246512.8382 | -83294.1618 | 0 | 0 | 0 | 0 | 0 | 0 | 0 | 0 | 0 | 0 | 0 | 0 | 0 | 0 | 0 | 0
2016-05-02 08:00 | 0 | 0 | 0 | 0 | 0 | 0 | 329309 | 0 | 0 | 0 | 0 | 606118.5711 | 1413381.7389 | 0 | 0 | 0 | 0 | 0 | 0 | 0 | 0 | 0 | 0 | 0 | 0 | 0 | 0 | 0 | 0 | 0 | -246512.8382 | -82796.1618 | 0 | 0 | 0 | 0 | 0 | 0 | 0 | 0 | 0 | 0 | 0 | 0 | 0 | 0 | 0 | 0
2016-05-02 09:00 | 0 | 0 | 0 | 0 | 0 | 0 | 339137 | 0 | 0 | 0 | 0 | 382671.1803 | 1297692.1296 | 0 | 0 | 0 | 0 | 0 | 0 | 0 | 0 | 0 | 0 | 0 | 0 | 0 | 0 | 0 | 0 | 0 | -223447.3908 | -115689.6092 | 0 | 0 | 0 | 0 | 0 | 0 | 0 | 0 | 0 | 0 | 0 | 0 | 0 | 0 | 0 | 0
2016-05-02 10:00 | 0 | 0 | 0 | 0 | 359257.8869 | 0 | 364593 | 0 | 0 | 0 | 0 | 493025.6765 | 1182002.5204 | 0 | 0 | 0 | 0 | 0 | 0 | 0 | 0 | 0 | 0 | 0 | 0 | 0 | 0 | 0 | 0 | 0 | 110354.4962 | -115689.6092 | 0 | 0 | 0 | 0 | 0 | 0 | 0 | 0 | 0 | 0 | 0 | 0 | 0 | 0 | 0 | 0
2016-05-02 11:00 | 0 | 0 | 0 | 0 | 26272.5525 | 0 | 388475 | 0 | 0 | 0 | 0 | 246512.8382 | 1066312.9112 | 0 | 0 | 0 | 0 | 0 | 0 | 0 | 0 | 0 | 0 | 0 | 0 | 0 | 0 | 0 | 0 | 0 | -246512.8382 | -115689.6092 | 0 | 0 | 0 | 0 | 0 | 0 | 0 | 0 | 0 | 0 | 0 | 0 | 0 | 0 | 0 | 0
2016-05-02 12:00 | 0 | 0 | 0 | 0 | 228275.7112 | 46314.0598 | 405413 | 0 | 0 | 0 | 0 | 0 | 1182002.5204 | 0 | 0 | 0 | 0 | 0 | 0 | 0 | 0 | 0 | 0 | 0 | 0 | 0 | 0 | 0 | 0 | 0 | -246512.8382 | 115689.6092 | 0 | 0 | 0 | 0 | 0 | 0 | 0 | 0 | 0 | 0 | 0 | 0 | 0 | 0 | 0 | 0
2016-05-02 13:00 | 0 | 0 | 0 | 0 | 167411.1761 | 403616.2608 | 418102 | 0 | 0 | 0 | 0 | 6442.1124 | 1297692.1296 | 0 | 0 | 0 | 0 | 0 | 0 | 0 | 30793.7153 | 0 | 0 | 0 | 0 | 0 | 0 | 0 | 0 | 0 | 6442.1124 | 115689.6092 | 0 | 0 | 0 | 0 | 0 | 0 | 0 | 0 | 0 | 30793.7153 | 0 | 0 | 0 | 0 | 0 | 0
2016-05-02 14:00 | 0 | 0 | 0 | 0 | 0 | 714068.9126 | 431131 | 0 | 0 | 0 | 0 | 204484.1311 | 1413381.7389 | 0 | 0 | 0 | 0 | 0 | 0 | 0 | 0 | 0 | 0 | 0 | 0 | 0 | 0 | 0 | 0 | 0 | 198042.0187 | 115689.6092 | 0 | 0 | 0 | 0 | 0 | 0 | 0 | 0 | 0 | -30793.7153 | 0 | 0 | 0 | 0 | 0 | 0
2016-05-02 15:00 | 0 | 0 | 0 | 0 | 0 | 803007.4475 | 440805 | 0 | 0 | 0 | 0 | 450996.9693 | 1529071.3481 | 0 | 0 | 0 | 0 | 0 | 0 | 0 | 0 | 0 | 0 | 0 | 0 | 0 | 0 | 0 | 0 | 0 | 246512.8382 | 115689.6092 | 0 | 0 | 0 | 0 | 0 | 0 | 0 | 0 | 0 | 0 | 0 | 0 | 0 | 0 | 0 | 0
2016-05-02 16:00 | 0 | 0 | 0 | 0 | 0 | 808347.4475 | 446145 | 0 | 0 | 0 | 0 | 697509.8075 | 1644760.9573 | 0 | 0 | 0 | 0 | 0 | 0 | 0 | 0 | 0 | 0 | 0 | 0 | 0 | 0 | 0 | 0 | 0 | 246512.8382 | 115689.6092 | 0 | 0 | 0 | 0 | 0 | 0 | 0 | 0 | 0 | 0 | 0 | 0 | 0 | 0 | 0 | 0
2016-05-02 17:00 | 0 | 0 | 0 | 0 | 0 | 813208.4475 | 451006 | 0 | 0 | 0 | 0 | 944022.6458 | 1760450.5666 | 0 | 0 | 0 | 0 | 0 | 0 | 0 | 0 | 0 | 0 | 0 | 0 | 0 | 0 | 0 | 0 | 0 | 246512.8382 | 115689.6092 | 0 | 0 | 0 | 0 | 0 | 0 | 0 | 0 | 0 | 0 | 0 | 0 | 0 | 0 | 0 | 0
2016-05-02 18:00 | 0 | 0 | 0 | 0 | 0 | 816823.4475 | 454621 | 0 | 0 | 0 | 0 | 1190535.484 | 1876140.1758 | 0 | 0 | 0 | 0 | 0 | 0 | 0 | 0 | 0 | 0 | 0 | 0 | 0 | 0 | 0 | 0 | 0 | 246512.8382 | 115689.6092 | 0 | 0 | 0 | 0 | 0 | 0 | 0 | 0 | 0 | 0 | 0 | 0 | 0 | 0 | 0 | 0
2016-05-02 19:00 | 0 | 0 | 0 | 0 | 0 | 816957.4475 | 454755 | 0 | 0 | 0 | 0 | 1437048.3223 | 1991829.785 | 0 | 0 | 0 | 0 | 0 | 0 | 0 | 0 | 0 | 0 | 0 | 0 | 0 | 0 | 0 | 0 | 0 | 246512.8382 | 115689.6092 | 0 | 0 | 0 | 0 | 0 | 0 | 0 | 0 | 0 | 0 | 0 | 0 | 0 | 0 | 0 | 0
2016-05-02 20:00 | 0 | 0 | 0 | 0 | 0 | 817007.4475 | 454805 | 0 | 0 | 0 | 0 | 1683561.1605 | 2107519.3943 | 0 | 0 | 0 | 0 | 0 | 0 | 0 | 0 | 0 | 0 | 0 | 0 | 0 | 0 | 0 | 0 | 0 | 246512.8382 | 115689.6092 | 0 | 0 | 0 | 0 | 0 | 0 | 0 | 0 | 0 | 0 | 0 | 0 | 0 | 0 | 0 | 0
2016-05-02 21:00 | 0 | 0 | 0 | 0 | 0 | 822242.8506 | 454255 | 0 | 0 | 0 | 0 | 1930073.9988 | 2223209.0035 | 0 | 0 | 0 | 0 | 0 | 0 | 0 | 5785.4032 | 0 | 0 | 0 | 0 | 0 | 0 | 0 | 0 | 0 | 246512.8382 | 115689.6092 | 0 | 0 | 0 | 0 | 0 | 0 | 0 | 0 | 0 | 5785.4032 | 0 | 0 | 0 | 0 | 0 | 0
2016-05-02 22:00 | 0 | 0 | 0 | 0 | 0 | 845255.1628 | 452259 | 0 | 0 | 0 | 0 | 2176586.837 | 2338898.6127 | 0 | 0 | 0 | 0 | 0 | 0 | 0 | 36579.1185 | 0 | 0 | 0 | 0 | 0 | 0 | 0 | 0 | 0 | 246512.8382 | 115689.6092 | 0 | 0 | 0 | 0 | 0 | 0 | 0 | 0 | 0 | 30793.7153 | 0 | 0 | 0 | 0 | 0 | 0
2016-05-02 23:00 | 0 | 0 | 0 | 0 | 0 | 757316.0575 | 450556 | 0 | 0 | 0 | 0 | 2423099.6752 | 2399145.832 | 0 | 0 | 0 | 0 | 0 | 0 | 0 | 36579.1185 | 0 | 0 | 0 | 0 | 0 | 0 | 0 | 0 | 0 | 246512.8382 | 60247.2193 | 0 | 0 | 0 | 0 | 0 | 0 | 0 | 0 | 0 | 0 | 0 | 0 | 0 | 0 | 0 | 0
2016-05-03 | 0 | 0 | 0 | 0 | 0 | 560428.5269 | 452680 | 0 | 0 | 0 | 0 | 2669612.5135 | 2291175.2361 | 0 | 0 | 0 | 0 | 0 | 0 | 0 | 5785.4032 | 0 | 0 | 0 | 0 | 0 | 0 | 0 | 0 | 0 | 246512.8382 | -107970.596 | 0 | 0 | 0 | 0 | 0 | 0 | 0 | 0 | 0 | -30793.7153 | 0 | 0 | 0 | 0 | 0 | 0
2016-05-03 01:00 | 0 | 0 | 0 | 0 | 0 | 211148.7766 | 448063 | 0 | 0 | 0 | 0 | 2554173.3024 | 2175485.6268 | 0 | 0 | 0 | 0 | 0 | 0 | 0 | 0 | 0 | 0 | 0 | 0 | 0 | 0 | 0 | 0 | 0 | -115439.211 | -115689.6092 | 0 | 0 | 0 | 0 | 0 | 0 | 0 | 0 | 0 | -5785.4032 | 0 | 0 | 0 | 0 | 0 | 0
2016-05-03 02:00 | 0 | 0 | 0 | 0 | 61603.4017 | 4185.1508 | 427991 | 0 | 0 | 0 | 0 | 2307660.4642 | 2059796.0176 | 0 | 0 | 0 | 0 | 0 | 0 | 0 | 0 | 0 | 0 | 0 | 0 | 0 | 0 | 0 | 0 | 0 | -246512.8382 | -115689.6092 | 0 | 0 | 0 | 0 | 0 | 0 | 0 | 0 | 0 | 0 | 0 | 0 | 0 | 0 | 0 | 0
2016-05-03 03:00 | 0 | 0 | 0 | 0 | 40177.5525 | 0 | 402380 | 0 | 0 | 0 | 0 | 2061147.626 | 1944106.4084 | 0 | 0 | 0 | 0 | 0 | 0 | 0 | 0 | 0 | 0 | 0 | 0 | 0 | 0 | 0 | 0 | 0 | -246512.8382 | -115689.6092 | 0 | 0 | 0 | 0 | 0 | 0 | 0 | 0 | 0 | 0 | 0 | 0 | 0 | 0 | 0 | 0
2016-05-03 04:00 | 0 | 0 | 0 | 0 | 15833.5525 | 0 | 378036 | 0 | 0 | 0 | 0 | 1814634.7877 | 1828416.7991 | 0 | 0 | 0 | 0 | 0 | 0 | 0 | 0 | 0 | 0 | 0 | 0 | 0 | 0 | 0 | 0 | 0 | -246512.8382 | -115689.6092 | 0 | 0 | 0 | 0 | 0 | 0 | 0 | 0 | 0 | 0 | 0 | 0 | 0 | 0 | 0 | 0
2016-05-03 05:00 | 0 | 0 | 0 | 0 | 0 | 0 | 359393 | 0 | 0 | 0 | 0 | 1568121.9495 | 1715536.6374 | 0 | 0 | 0 | 0 | 0 | 0 | 0 | 0 | 0 | 0 | 0 | 0 | 0 | 0 | 0 | 0 | 0 | -246512.8382 | -112880.1618 | 0 | 0 | 0 | 0 | 0 | 0 | 0 | 0 | 0 | 0 | 0 | 0 | 0 | 0 | 0 | 0
2016-05-03 06:00 | 0 | 0 | 0 | 0 | 0 | 0 | 344496 | 0 | 0 | 0 | 0 | 1321609.1112 | 1617553.4756 | 0 | 0 | 0 | 0 | 0 | 0 | 0 | 0 | 0 | 0 | 0 | 0 | 0 | 0 | 0 | 0 | 0 | -246512.8382 | -97983.1618 | 0 | 0 | 0 | 0 | 0 | 0 | 0 | 0 | 0 | 0 | 0 | 0 | 0 | 0 | 0 | 0
2016-05-03 07:00 | 0 | 0 | 0 | 0 | 315798.9498 | 0 | 336170 | 0 | 0 | 0 | 0 | 1185548.4518 | 1733243.0849 | 0 | 0 | 0 | 0 | 0 | 0 | 0 | 0 | 0 | 0 | 0 | 0 | 0 | 0 | 0 | 0 | 0 | -136060.6594 | 115689.6092 | 0 | 0 | 0 | 0 | 0 | 0 | 0 | 0 | 0 | 0 | 0 | 0 | 0 | 0 | 0 | 0
2016-05-03 08:00 | 0 | 0 | 0 | 0 | 0 | 0 | 334623 | 0 | 0 | 0 | 0 | 939035.6136 | 1645132.9231 | 0 | 0 | 0 | 0 | 0 | 0 | 0 | 0 | 0 | 0 | 0 | 0 | 0 | 0 | 0 | 0 | 0 | -246512.8382 | -88110.1618 | 0 | 0 | 0 | 0 | 0 | 0 | 0 | 0 | 0 | 0 | 0 | 0 | 0 | 0 | 0 | 0
2016-05-03 09:00 | 0 | 0 | 0 | 0 | 0 | 0 | 343487 | 0 | 0 | 0 | 0 | 692522.7753 | 1548158.7613 | 0 | 0 | 0 | 0 | 0 | 0 | 0 | 0 | 0 | 0 | 0 | 0 | 0 | 0 | 0 | 0 | 0 | -246512.8382 | -96974.1618 | 0 | 0 | 0 | 0 | 0 | 0 | 0 | 0 | 0 | 0 | 0 | 0 | 0 | 0 | 0 | 0
2016-05-03 10:00 | 0 | 0 | 0 | 0 | 4554.5525 | 0 | 366757 | 0 | 0 | 0 | 0 | 446009.9371 | 1432469.1521 | 0 | 0 | 0 | 0 | 0 | 0 | 0 | 0 | 0 | 0 | 0 | 0 | 0 | 0 | 0 | 0 | 0 | -246512.8382 | -115689.6092 | 0 | 0 | 0 | 0 | 0 | 0 | 0 | 0 | 0 | 0 | 0 | 0 | 0 | 0 | 0 | 0
2016-05-03 11:00 | 0 | 0 | 0 | 0 | 28157.5525 | 0 | 390360 | 0 | 0 | 0 | 0 | 199497.0988 | 1316779.5429 | 0 | 0 | 0 | 0 | 0 | 0 | 0 | 0 | 0 | 0 | 0 | 0 | 0 | 0 | 0 | 0 | 0 | -246512.8382 | -115689.6092 | 0 | 0 | 0 | 0 | 0 | 0 | 0 | 0 | 0 | 0 | 0 | 0 | 0 | 0 | 0 | 0
2016-05-03 12:00 | 0 | 0 | 0 | 0 | 258497.9226 | 46949.0812 | 405042 | 0 | 0 | 0 | 0 | 215591.7119 | 1201089.9336 | 0 | 0 | 0 | 0 | 0 | 0 | 0 | 0 | 0 | 0 | 0 | 0 | 0 | 0 | 0 | 0 | 0 | 16094.6131 | -115689.6092 | 0 | 0 | 0 | 0 | 0 | 0 | 0 | 0 | 0 | 0 | 0 | 0 | 0 | 0 | 0 | 0
2016-05-03 13:00 | 0 | 0 | 0 | 0 | 107495.6061 | 403942.3186 | 415297 | 0 | 0 | 0 | 0 | 165249.3121 | 1316779.5429 | 0 | 0 | 0 | 0 | 0 | 0 | 0 | 30793.7153 | 0 | 0 | 0 | 0 | 0 | 0 | 0 | 0 | 0 | -50342.3998 | 115689.6092 | 0 | 0 | 0 | 0 | 0 | 0 | 0 | 0 | 0 | 30793.7153 | 0 | 0 | 0 | 0 | 0 | 0
2016-05-03 14:00 | 0 | 0 | 0 | 0 | 0 | 715136.5515 | 425481 | 0 | 0 | 0 | 0 | 370008.9697 | 1432469.1521 | 0 | 0 | 0 | 0 | 0 | 0 | 0 | 0 | 0 | 0 | 0 | 0 | 0 | 0 | 0 | 0 | 0 | 204759.6576 | 115689.6092 | 0 | 0 | 0 | 0 | 0 | 0 | 0 | 0 | 0 | -30793.7153 | 0 | 0 | 0 | 0 | 0 | 0
2016-05-03 15:00 | 0 | 0 | 0 | 0 | 0 | 795302.4475 | 433100 | 0 | 0 | 0 | 0 | 616521.8079 | 1548158.7613 | 0 | 0 | 0 | 0 | 0 | 0 | 0 | 0 | 0 | 0 | 0 | 0 | 0 | 0 | 0 | 0 | 0 | 246512.8382 | 115689.6092 | 0 | 0 | 0 | 0 | 0 | 0 | 0 | 0 | 0 | 0 | 0 | 0 | 0 | 0 | 0 | 0
2016-05-03 16:00 | 0 | 0 | 0 | 0 | 0 | 801003.4475 | 438801 | 0 | 0 | 0 | 0 | 863034.6462 | 1663848.3706 | 0 | 0 | 0 | 0 | 0 | 0 | 0 | 0 | 0 | 0 | 0 | 0 | 0 | 0 | 0 | 0 | 0 | 246512.8382 | 115689.6092 | 0 | 0 | 0 | 0 | 0 | 0 | 0 | 0 | 0 | 0 | 0 | 0 | 0 | 0 | 0 | 0
2016-05-03 17:00 | 0 | 0 | 0 | 0 | 0 | 806423.4475 | 444221 | 0 | 0 | 0 | 0 | 1109547.4844 | 1779537.9798 | 0 | 0 | 0 | 0 | 0 | 0 | 0 | 0 | 0 | 0 | 0 | 0 | 0 | 0 | 0 | 0 | 0 | 246512.8382 | 115689.6092 | 0 | 0 | 0 | 0 | 0 | 0 | 0 | 0 | 0 | 0 | 0 | 0 | 0 | 0 | 0 | 0
2016-05-03 18:00 | 0 | 0 | 0 | 0 | 0 | 811147.4475 | 448945 | 0 | 0 | 0 | 0 | 1356060.3226 | 1895227.589 | 0 | 0 | 0 | 0 | 0 | 0 | 0 | 0 | 0 | 0 | 0 | 0 | 0 | 0 | 0 | 0 | 0 | 246512.8382 | 115689.6092 | 0 | 0 | 0 | 0 | 0 | 0 | 0 | 0 | 0 | 0 | 0 | 0 | 0 | 0 | 0 | 0
2016-05-03 19:00 | 0 | 0 | 0 | 0 | 0 | 814399.4475 | 452197 | 0 | 0 | 0 | 0 | 1602573.1609 | 2010917.1983 | 0 | 0 | 0 | 0 | 0 | 0 | 0 | 0 | 0 | 0 | 0 | 0 | 0 | 0 | 0 | 0 | 0 | 246512.8382 | 115689.6092 | 0 | 0 | 0 | 0 | 0 | 0 | 0 | 0 | 0 | 0 | 0 | 0 | 0 | 0 | 0 | 0
2016-05-03 20:00 | 0 | 0 | 0 | 0 | 0 | 815813.4475 | 453611 | 0 | 0 | 0 | 0 | 1849085.9991 | 2126606.8075 | 0 | 0 | 0 | 0 | 0 | 0 | 0 | 0 | 0 | 0 | 0 | 0 | 0 | 0 | 0 | 0 | 0 | 246512.8382 | 115689.6092 | 0 | 0 | 0 | 0 | 0 | 0 | 0 | 0 | 0 | 0 | 0 | 0 | 0 | 0 | 0 | 0
2016-05-03 21:00 | 0 | 0 | 0 | 0 | 0 | 823972.8506 | 455985 | 0 | 0 | 0 | 0 | 2095598.8374 | 2242296.4167 | 0 | 0 | 0 | 0 | 0 | 0 | 0 | 5785.4032 | 0 | 0 | 0 | 0 | 0 | 0 | 0 | 0 | 0 | 246512.8382 | 115689.6092 | 0 | 0 | 0 | 0 | 0 | 0 | 0 | 0 | 0 | 5785.4032 | 0 | 0 | 0 | 0 | 0 | 0
2016-05-03 22:00 | 0 | 0 | 0 | 0 | 0 | 846649.1628 | 453653 | 0 | 0 | 0 | 0 | 2342111.6756 | 2357986.026 | 0 | 0 | 0 | 0 | 0 | 0 | 0 | 36579.1185 | 0 | 0 | 0 | 0 | 0 | 0 | 0 | 0 | 0 | 246512.8382 | 115689.6092 | 0 | 0 | 0 | 0 | 0 | 0 | 0 | 0 | 0 | 30793.7153 | 0 | 0 | 0 | 0 | 0 | 0
2016-05-03 23:00 | 0 | 0 | 0 | 0 | 0 | 745558.2445 | 450134 | 0 | 0 | 0 | 0 | 2552640.0262 | 2473675.6352 | 0 | 0 | 0 | 0 | 0 | 0 | 0 | 5785.4032 | 0 | 0 | 0 | 0 | 0 | 0 | 0 | 0 | 0 | 210528.3506 | 115689.6092 | 0 | 0 | 0 | 0 | 0 | 0 | 0 | 0 | 0 | -30793.7153 | 0 | 0 | 0 | 0 | 0 | 0
2016-05-04 | 0 | 0 | 0 | 0 | 0 | 545062.0631 | 450877 | 0 | 0 | 0 | 0 | 2768300.1017 | 2357986.026 | 0 | 0 | 0 | 0 | 0 | 0 | 0 | 0 | 0 | 0 | 0 | 0 | 0 | 0 | 0 | 0 | 0 | 215660.0755 | -115689.6092 | 0 | 0 | 0 | 0 | 0 | 0 | 0 | 0 | 0 | -5785.4032 | 0 | 0 | 0 | 0 | 0 | 0
2016-05-04 01:00 | 0 | 0 | 0 | 0 | 0 | 157330.5291 | 447810 | 0 | 0 | 0 | 0 | 2521787.2634 | 2314019.3933 | 0 | 0 | 0 | 0 | 0 | 0 | 0 | 0 | 0 | 0 | 0 | 0 | 0 | 0 | 0 | 0 | 0 | -246512.8382 | -43966.6326 | 0 | 0 | 0 | 0 | 0 | 0 | 0 | 0 | 0 | 0 | 0 | 0 | 0 | 0 | 0 | 0
2016-05-04 02:00 | 0 | 0 | 0 | 0 | 63301.4624 | 2776.0902 | 428280 | 0 | 0 | 0 | 0 | 2275274.4252 | 2198329.7841 | 0 | 0 | 0 | 0 | 0 | 0 | 0 | 0 | 0 | 0 | 0 | 0 | 0 | 0 | 0 | 0 | 0 | -246512.8382 | -115689.6092 | 0 | 0 | 0 | 0 | 0 | 0 | 0 | 0 | 0 | 0 | 0 | 0 | 0 | 0 | 0 | 0
2016-05-04 03:00 | 0 | 0 | 0 | 0 | 39812.5525 | 0 | 402015 | 0 | 0 | 0 | 0 | 2028761.5869 | 2082640.1749 | 0 | 0 | 0 | 0 | 0 | 0 | 0 | 0 | 0 | 0 | 0 | 0 | 0 | 0 | 0 | 0 | 0 | -246512.8382 | -115689.6092 | 0 | 0 | 0 | 0 | 0 | 0 | 0 | 0 | 0 | 0 | 0 | 0 | 0 | 0 | 0 | 0
2016-05-04 04:00 | 0 | 0 | 0 | 0 | 15400.5525 | 0 | 377603 | 0 | 0 | 0 | 0 | 1782248.7487 | 1966950.5656 | 0 | 0 | 0 | 0 | 0 | 0 | 0 | 0 | 0 | 0 | 0 | 0 | 0 | 0 | 0 | 0 | 0 | -246512.8382 | -115689.6092 | 0 | 0 | 0 | 0 | 0 | 0 | 0 | 0 | 0 | 0 | 0 | 0 | 0 | 0 | 0 | 0
2016-05-04 05:00 | 0 | 0 | 0 | 0 | 0 | 0 | 356872 | 0 | 0 | 0 | 0 | 1535735.9105 | 1856591.4039 | 0 | 0 | 0 | 0 | 0 | 0 | 0 | 0 | 0 | 0 | 0 | 0 | 0 | 0 | 0 | 0 | 0 | -246512.8382 | -110359.1618 | 0 | 0 | 0 | 0 | 0 | 0 | 0 | 0 | 0 | 0 | 0 | 0 | 0 | 0 | 0 | 0
2016-05-04 06:00 | 0 | 0 | 0 | 0 | 0 | 0 | 342224 | 0 | 0 | 0 | 0 | 1289223.0722 | 1760880.2421 | 0 | 0 | 0 | 0 | 0 | 0 | 0 | 0 | 0 | 0 | 0 | 0 | 0 | 0 | 0 | 0 | 0 | -246512.8382 | -95711.1618 | 0 | 0 | 0 | 0 | 0 | 0 | 0 | 0 | 0 | 0 | 0 | 0 | 0 | 0 | 0 | 0
2016-05-04 07:00 | 0 | 0 | 0 | 0 | 0 | 0 | 333126 | 0 | 0 | 0 | 0 | 1042710.234 | 1674267.0804 | 0 | 0 | 0 | 0 | 0 | 0 | 0 | 0 | 0 | 0 | 0 | 0 | 0 | 0 | 0 | 0 | 0 | -246512.8382 | -86613.1618 | 0 | 0 | 0 | 0 | 0 | 0 | 0 | 0 | 0 | 0 | 0 | 0 | 0 | 0 | 0 | 0
2016-05-04 08:00 | 0 | 0 | 0 | 0 | 0 | 0 | 330907 | 0 | 0 | 0 | 0 | 796197.3957 | 1589872.9186 | 0 | 0 | 0 | 0 | 0 | 0 | 0 | 0 | 0 | 0 | 0 | 0 | 0 | 0 | 0 | 0 | 0 | -246512.8382 | -84394.1618 | 0 | 0 | 0 | 0 | 0 | 0 | 0 | 0 | 0 | 0 | 0 | 0 | 0 | 0 | 0 | 0
2016-05-04 09:00 | 0 | 0 | 0 | 0 | 0 | 0 | 339623 | 0 | 0 | 0 | 0 | 549684.5575 | 1496762.7569 | 0 | 0 | 0 | 0 | 0 | 0 | 0 | 0 | 0 | 0 | 0 | 0 | 0 | 0 | 0 | 0 | 0 | -246512.8382 | -93110.1618 | 0 | 0 | 0 | 0 | 0 | 0 | 0 | 0 | 0 | 0 | 0 | 0 | 0 | 0 | 0 | 0
2016-05-04 10:00 | 0 | 0 | 0 | 0 | 574861.7917 | 0 | 363251 | 0 | 0 | 0 | 0 | 645605.7399 | 1612452.3661 | 0 | 0 | 0 | 0 | 0 | 0 | 0 | 0 | 0 | 0 | 0 | 0 | 0 | 0 | 0 | 0 | 0 | 95921.1824 | 115689.6092 | 0 | 0 | 0 | 0 | 0 | 0 | 0 | 0 | 0 | 0 | 0 | 0 | 0 | 0 | 0 | 0
2016-05-04 11:00 | 0 | 0 | 0 | 0 | 22569.5525 | 0 | 384772 | 0 | 0 | 0 | 0 | 399092.9017 | 1496762.7569 | 0 | 0 | 0 | 0 | 0 | 0 | 0 | 0 | 0 | 0 | 0 | 0 | 0 | 0 | 0 | 0 | 0 | -246512.8382 | -115689.6092 | 0 | 0 | 0 | 0 | 0 | 0 | 0 | 0 | 0 | 0 | 0 | 0 | 0 | 0 | 0 | 0
2016-05-04 12:00 | 0 | 0 | 0 | 0 | 220843.9931 | 46056.7779 | 397724 | 0 | 0 | 0 | 0 | 152580.0634 | 1612452.3661 | 0 | 0 | 0 | 0 | 0 | 0 | 0 | 0 | 0 | 0 | 0 | 0 | 0 | 0 | 0 | 0 | 0 | -246512.8382 | 115689.6092 | 0 | 0 | 0 | 0 | 0 | 0 | 0 | 0 | 0 | 0 | 0 | 0 | 0 | 0 | 0 | 0
2016-05-04 13:00 | 0 | 0 | 0 | 0 | 173341.2706 | 412220.6725 | 408059 | 0 | 0 | 0 | 0 | 183599.682 | 1728141.9753 | 0 | 0 | 0 | 0 | 0 | 0 | 0 | 30793.7153 | 0 | 0 | 0 | 0 | 0 | 0 | 0 | 0 | 0 | 31019.6185 | 115689.6092 | 0 | 0 | 0 | 0 | 0 | 0 | 0 | 0 | 0 | 30793.7153 | 0 | 0 | 0 | 0 | 0 | 0
2016-05-04 14:00 | 0 | 0 | 0 | 0 | 0 | 645631.6855 | 417378 | 0 | 0 | 0 | 0 | 388657.1985 | 1782131.8596 | 0 | 0 | 0 | 0 | 0 | 0 | 0 | 0 | 0 | 0 | 0 | 0 | 0 | 0 | 0 | 0 | 0 | 205057.5166 | 53989.8843 | 0 | 0 | 0 | 0 | 0 | 0 | 0 | 0 | 0 | -30793.7153 | 0 | 0 | 0 | 0 | 0 | 0
2016-05-04 15:00 | 0 | 0 | 0 | 0 | 0 | 774306.0181 | 424290 | 0 | 0 | 0 | 0 | 635170.0368 | 1885635.0395 | 0 | 0 | 0 | 0 | 0 | 0 | 0 | 0 | 0 | 0 | 0 | 0 | 0 | 0 | 0 | 0 | 0 | 246512.8382 | 103503.1798 | 0 | 0 | 0 | 0 | 0 | 0 | 0 | 0 | 0 | 0 | 0 | 0 | 0 | 0 | 0 | 0
2016-05-04 16:00 | 0 | 0 | 0 | 0 | 0 | 790273.4475 | 428071 | 0 | 0 | 0 | 0 | 881682.875 | 2001324.6487 | 0 | 0 | 0 | 0 | 0 | 0 | 0 | 0 | 0 | 0 | 0 | 0 | 0 | 0 | 0 | 0 | 0 | 246512.8382 | 115689.6092 | 0 | 0 | 0 | 0 | 0 | 0 | 0 | 0 | 0 | 0 | 0 | 0 | 0 | 0 | 0 | 0
2016-05-04 17:00 | 0 | 0 | 0 | 0 | 0 | 793701.4475 | 431499 | 0 | 0 | 0 | 0 | 1128195.7133 | 2117014.2579 | 0 | 0 | 0 | 0 | 0 | 0 | 0 | 0 | 0 | 0 | 0 | 0 | 0 | 0 | 0 | 0 | 0 | 246512.8382 | 115689.6092 | 0 | 0 | 0 | 0 | 0 | 0 | 0 | 0 | 0 | 0 | 0 | 0 | 0 | 0 | 0 | 0
2016-05-04 18:00 | 0 | 0 | 0 | 0 | 0 | 796616.4475 | 434414 | 0 | 0 | 0 | 0 | 1374708.5515 | 2232703.8672 | 0 | 0 | 0 | 0 | 0 | 0 | 0 | 0 | 0 | 0 | 0 | 0 | 0 | 0 | 0 | 0 | 0 | 246512.8382 | 115689.6092 | 0 | 0 | 0 | 0 | 0 | 0 | 0 | 0 | 0 | 0 | 0 | 0 | 0 | 0 | 0 | 0
2016-05-04 19:00 | 0 | 0 | 0 | 0 | 0 | 799102.4475 | 436900 | 0 | 0 | 0 | 0 | 1621221.3898 | 2348393.4764 | 0 | 0 | 0 | 0 | 0 | 0 | 0 | 0 | 0 | 0 | 0 | 0 | 0 | 0 | 0 | 0 | 0 | 246512.8382 | 115689.6092 | 0 | 0 | 0 | 0 | 0 | 0 | 0 | 0 | 0 | 0 | 0 | 0 | 0 | 0 | 0 | 0
2016-05-04 20:00 | 0 | 0 | 0 | 0 | 0 | 802582.4475 | 440380 | 0 | 0 | 0 | 0 | 1867734.228 | 2464083.0856 | 0 | 0 | 0 | 0 | 0 | 0 | 0 | 0 | 0 | 0 | 0 | 0 | 0 | 0 | 0 | 0 | 0 | 246512.8382 | 115689.6092 | 0 | 0 | 0 | 0 | 0 | 0 | 0 | 0 | 0 | 0 | 0 | 0 | 0 | 0 | 0 | 0
2016-05-04 21:00 | 0 | 0 | 0 | 0 | 0 | 837498.1628 | 444502 | 0 | 0 | 0 | 0 | 2114247.0662 | 2579772.6949 | 0 | 0 | 0 | 0 | 0 | 0 | 0 | 30793.7153 | 0 | 0 | 0 | 0 | 0 | 0 | 0 | 0 | 0 | 246512.8382 | 115689.6092 | 0 | 0 | 0 | 0 | 0 | 0 | 0 | 0 | 0 | 30793.7153 | 0 | 0 | 0 | 0 | 0 | 0
2016-05-04 22:00 | 0 | 0 | 0 | 0 | 0 | 813802.8506 | 445815 | 0 | 0 | 0 | 0 | 2360759.9045 | 2695462.3041 | 0 | 0 | 0 | 0 | 0 | 0 | 0 | 36579.1185 | 0 | 0 | 0 | 0 | 0 | 0 | 0 | 0 | 0 | 246512.8382 | 115689.6092 | 0 | 0 | 0 | 0 | 0 | 0 | 0 | 0 | 0 | 5785.4032 | 0 | 0 | 0 | 0 | 0 | 0
2016-05-04 23:00 | 0 | 0 | 0 | 0 | 0 | 730846.5644 | 445200 | 0 | 0 | 0 | 0 | 2607272.7427 | 2740381.4334 | 0 | 0 | 0 | 0 | 0 | 0 | 0 | 30793.7153 | 0 | 0 | 0 | 0 | 0 | 0 | 0 | 0 | 0 | 246512.8382 | 44919.1293 | 0 | 0 | 0 | 0 | 0 | 0 | 0 | 0 | 0 | -5785.4032 | 0 | 0 | 0 | 0 | 0 | 0
2016-05-05 | 0 | 0 | 0 | 0 | 0 | 549229.3016 | 446544 | 0 | 0 | 0 | 0 | 2853785.581 | 2627347.6121 | 0 | 0 | 0 | 0 | 0 | 0 | 0 | 0 | 0 | 0 | 0 | 0 | 0 | 0 | 0 | 0 | 0 | 246512.8382 | -113033.8213 | 0 | 0 | 0 | 0 | 0 | 0 | 0 | 0 | 0 | -30793.7153 | 0 | 0 | 0 | 0 | 0 | 0
2016-05-05 01:00 | 0 | 0 | 0 | 0 | 0 | 174029.3963 | 441798 | 0 | 0 | 0 | 0 | 2607272.7427 | 2606091.8466 | 0 | 0 | 0 | 0 | 0 | 0 | 0 | 0 | 0 | 0 | 0 | 0 | 0 | 0 | 0 | 0 | 0 | -246512.8382 | -21255.7655 | 0 | 0 | 0 | 0 | 0 | 0 | 0 | 0 | 0 | 0 | 0 | 0 | 0 | 0 | 0 | 0
2016-05-05 02:00 | 0 | 0 | 0 | 0 | 58521.0593 | 2529.4932 | 423253 | 0 | 0 | 0 | 0 | 2360759.9045 | 2490402.2374 | 0 | 0 | 0 | 0 | 0 | 0 | 0 | 0 | 0 | 0 | 0 | 0 | 0 | 0 | 0 | 0 | 0 | -246512.8382 | -115689.6092 | 0 | 0 | 0 | 0 | 0 | 0 | 0 | 0 | 0 | 0 | 0 | 0 | 0 | 0 | 0 | 0
2016-05-05 03:00 | 0 | 0 | 0 | 0 | 34391.5525 | 0 | 396594 | 0 | 0 | 0 | 0 | 2114247.0662 | 2374712.6282 | 0 | 0 | 0 | 0 | 0 | 0 | 0 | 0 | 0 | 0 | 0 | 0 | 0 | 0 | 0 | 0 | 0 | -246512.8382 | -115689.6092 | 0 | 0 | 0 | 0 | 0 | 0 | 0 | 0 | 0 | 0 | 0 | 0 | 0 | 0 | 0 | 0
2016-05-05 04:00 | 0 | 0 | 0 | 0 | 10862.5525 | 0 | 373065 | 0 | 0 | 0 | 0 | 1867734.228 | 2259023.0189 | 0 | 0 | 0 | 0 | 0 | 0 | 0 | 0 | 0 | 0 | 0 | 0 | 0 | 0 | 0 | 0 | 0 | -246512.8382 | -115689.6092 | 0 | 0 | 0 | 0 | 0 | 0 | 0 | 0 | 0 | 0 | 0 | 0 | 0 | 0 | 0 | 0
2016-05-05 05:00 | 0 | 0 | 0 | 0 | 0 | 0 | 353190 | 0 | 0 | 0 | 0 | 1621221.3898 | 2152345.8572 | 0 | 0 | 0 | 0 | 0 | 0 | 0 | 0 | 0 | 0 | 0 | 0 | 0 | 0 | 0 | 0 | 0 | -246512.8382 | -106677.1618 | 0 | 0 | 0 | 0 | 0 | 0 | 0 | 0 | 0 | 0 | 0 | 0 | 0 | 0 | 0 | 0
2016-05-05 06:00 | 0 | 0 | 0 | 0 | 0 | 0 | 338476 | 0 | 0 | 0 | 0 | 1374708.5515 | 2060382.6954 | 0 | 0 | 0 | 0 | 0 | 0 | 0 | 0 | 0 | 0 | 0 | 0 | 0 | 0 | 0 | 0 | 0 | -246512.8382 | -91963.1618 | 0 | 0 | 0 | 0 | 0 | 0 | 0 | 0 | 0 | 0 | 0 | 0 | 0 | 0 | 0 | 0
2016-05-05 07:00 | 0 | 0 | 0 | 0 | 0 | 0 | 330208 | 0 | 0 | 0 | 0 | 1128195.7133 | 1976687.5337 | 0 | 0 | 0 | 0 | 0 | 0 | 0 | 0 | 0 | 0 | 0 | 0 | 0 | 0 | 0 | 0 | 0 | -246512.8382 | -83695.1618 | 0 | 0 | 0 | 0 | 0 | 0 | 0 | 0 | 0 | 0 | 0 | 0 | 0 | 0 | 0 | 0
2016-05-05 08:00 | 0 | 0 | 0 | 0 | 477216.3476 | 0 | 328324 | 0 | 0 | 0 | 0 | 1130604.7363 | 2092377.1429 | 0 | 0 | 0 | 0 | 0 | 0 | 0 | 30793.7153 | 0 | 0 | 0 | 0 | 0 | 0 | 0 | 0 | 0 | 2409.023 | 115689.6092 | 0 | 0 | 0 | 0 | 0 | 0 | 0 | 0 | 0 | 30793.7153 | 0 | 0 | 0 | 0 | 0 | 0
2016-05-05 09:00 | 0 | 0 | 0 | 0 | 0 | 0 | 338000 | 0 | 0 | 0 | 0 | 939088.0608 | 1976687.5337 | 0 | 0 | 0 | 0 | 0 | 0 | 0 | 0 | 0 | 0 | 0 | 0 | 0 | 0 | 0 | 0 | 0 | -191516.6754 | -115689.6092 | 0 | 0 | 0 | 0 | 0 | 0 | 0 | 0 | 0 | -30793.7153 | 0 | 0 | 0 | 0 | 0 | 0
2016-05-05 10:00 | 0 | 0 | 0 | 0 | 0 | 0 | 360668 | 0 | 0 | 0 | 0 | 692575.2226 | 1862532.3719 | 0 | 0 | 0 | 0 | 0 | 0 | 0 | 0 | 0 | 0 | 0 | 0 | 0 | 0 | 0 | 0 | 0 | -246512.8382 | -114155.1618 | 0 | 0 | 0 | 0 | 0 | 0 | 0 | 0 | 0 | 0 | 0 | 0 | 0 | 0 | 0 | 0
2016-05-05 11:00 | 0 | 0 | 0 | 0 | 27894.9557 | 0 | 384312 | 0 | 0 | 0 | 0 | 446062.3844 | 1746842.7627 | 0 | 0 | 0 | 0 | 0 | 0 | 0 | 5785.4032 | 0 | 0 | 0 | 0 | 0 | 0 | 0 | 0 | 0 | -246512.8382 | -115689.6092 | 0 | 0 | 0 | 0 | 0 | 0 | 0 | 0 | 0 | 5785.4032 | 0 | 0 | 0 | 0 | 0 | 0
2016-05-05 12:00 | 0 | 0 | 0 | 0 | 79845.3745 | 46424.9644 | 397866 | 0 | 0 | 0 | 0 | 259362.6172 | 1631153.1534 | 0 | 0 | 0 | 0 | 0 | 0 | 0 | 36579.1185 | 0 | 0 | 0 | 0 | 0 | 0 | 0 | 0 | 0 | -186699.7672 | -115689.6092 | 0 | 0 | 0 | 0 | 0 | 0 | 0 | 0 | 0 | 30793.7153 | 0 | 0 | 0 | 0 | 0 | 0
2016-05-05 13:00 | 0 | 0 | 0 | 0 | 0 | 405593.9347 | 407841 | 0 | 0 | 0 | 0 | 172219.658 | 1746842.7627 | 0 | 0 | 0 | 0 | 0 | 0 | 0 | 5785.4032 | 0 | 0 | 0 | 0 | 0 | 0 | 0 | 0 | 0 | -87142.9592 | 115689.6092 | 0 | 0 | 0 | 0 | 0 | 0 | 0 | 0 | 0 | -30793.7153 | 0 | 0 | 0 | 0 | 0 | 0
2016-05-05 14:00 | 0 | 0 | 0 | 0 | 63422.501 | 636563.2976 | 417112 | 0 | 0 | 0 | 0 | 342956.0152 | 1862532.3719 | 0 | 0 | 0 | 0 | 0 | 0 | 0 | 2233.2353 | 0 | 0 | 0 | 0 | 0 | 0 | 0 | 0 | 0 | 170736.3572 | 115689.6092 | 0 | 0 | 0 | 0 | 0 | 0 | 0 | 0 | 0 | -3552.1678 | 0 | 0 | 0 | 0 | 0 | 0
2016-05-05 15:00 | 0 | 0 | 0 | 0 | 0 | 783653.2121 | 423684 | 0 | 0 | 0 | 0 | 589468.8534 | 1978221.9811 | 0 | 0 | 0 | 0 | 0 | 0 | 0 | 0 | 0 | 0 | 0 | 0 | 0 | 0 | 0 | 0 | 0 | 246512.8382 | 115689.6092 | 0 | 0 | 0 | 0 | 0 | 0 | 0 | 0 | 0 | -2233.2353 | 0 | 0 | 0 | 0 | 0 | 0
2016-05-05 16:00 | 0 | 0 | 0 | 0 | 0 | 790248.4475 | 428046 | 0 | 0 | 0 | 0 | 835981.6917 | 2093911.5904 | 0 | 0 | 0 | 0 | 0 | 0 | 0 | 0 | 0 | 0 | 0 | 0 | 0 | 0 | 0 | 0 | 0 | 246512.8382 | 115689.6092 | 0 | 0 | 0 | 0 | 0 | 0 | 0 | 0 | 0 | 0 | 0 | 0 | 0 | 0 | 0 | 0
2016-05-05 17:00 | 0 | 0 | 0 | 0 | 0 | 794249.4475 | 432047 | 0 | 0 | 0 | 0 | 1082494.5299 | 2209601.1996 | 0 | 0 | 0 | 0 | 0 | 0 | 0 | 0 | 0 | 0 | 0 | 0 | 0 | 0 | 0 | 0 | 0 | 246512.8382 | 115689.6092 | 0 | 0 | 0 | 0 | 0 | 0 | 0 | 0 | 0 | 0 | 0 | 0 | 0 | 0 | 0 | 0
2016-05-05 18:00 | 0 | 0 | 0 | 0 | 0 | 797363.4475 | 435161 | 0 | 0 | 0 | 0 | 1329007.3682 | 2325290.8088 | 0 | 0 | 0 | 0 | 0 | 0 | 0 | 0 | 0 | 0 | 0 | 0 | 0 | 0 | 0 | 0 | 0 | 246512.8382 | 115689.6092 | 0 | 0 | 0 | 0 | 0 | 0 | 0 | 0 | 0 | 0 | 0 | 0 | 0 | 0 | 0 | 0
2016-05-05 19:00 | 0 | 0 | 0 | 0 | 0 | 801027.4475 | 438825 | 0 | 0 | 0 | 0 | 1575520.2064 | 2440980.4181 | 0 | 0 | 0 | 0 | 0 | 0 | 0 | 0 | 0 | 0 | 0 | 0 | 0 | 0 | 0 | 0 | 0 | 246512.8382 | 115689.6092 | 0 | 0 | 0 | 0 | 0 | 0 | 0 | 0 | 0 | 0 | 0 | 0 | 0 | 0 | 0 | 0
2016-05-05 20:00 | 0 | 0 | 0 | 0 | 0 | 823718.3913 | 442719 | 0 | 0 | 0 | 0 | 1822033.0447 | 2556670.0273 | 0 | 0 | 0 | 0 | 0 | 0 | 0 | 18796.9439 | 0 | 0 | 0 | 0 | 0 | 0 | 0 | 0 | 0 | 246512.8382 | 115689.6092 | 0 | 0 | 0 | 0 | 0 | 0 | 0 | 0 | 0 | 18796.9439 | 0 | 0 | 0 | 0 | 0 | 0
2016-05-05 21:00 | 0 | 0 | 0 | 0 | 0 | 824996.6221 | 445012 | 0 | 0 | 0 | 0 | 2068545.8829 | 2672359.6365 | 0 | 0 | 0 | 0 | 0 | 0 | 0 | 36579.1185 | 0 | 0 | 0 | 0 | 0 | 0 | 0 | 0 | 0 | 246512.8382 | 115689.6092 | 0 | 0 | 0 | 0 | 0 | 0 | 0 | 0 | 0 | 17782.1746 | 0 | 0 | 0 | 0 | 0 | 0
2016-05-05 22:00 | 0 | 0 | 0 | 0 | 0 | 779124.273 | 443527 | 0 | 0 | 0 | 0 | 2315058.7211 | 2761444.0713 | 0 | 0 | 0 | 0 | 0 | 0 | 0 | 36579.1185 | 0 | 0 | 0 | 0 | 0 | 0 | 0 | 0 | 0 | 246512.8382 | 89084.4347 | 0 | 0 | 0 | 0 | 0 | 0 | 0 | 0 | 0 | 0 | 0 | 0 | 0 | 0 | 0 | 0
2016-05-05 23:00 | 0 | 0 | 0 | 0 | 0 | 663836.1264 | 439817 | 0 | 0 | 0 | 0 | 2561571.5594 | 2744735.7626 | 0 | 0 | 0 | 0 | 0 | 0 | 0 | 30793.7153 | 0 | 0 | 0 | 0 | 0 | 0 | 0 | 0 | 0 | 246512.8382 | -16708.3087 | 0 | 0 | 0 | 0 | 0 | 0 | 0 | 0 | 0 | -5785.4032 | 0 | 0 | 0 | 0 | 0 | 0
2016-05-06 | 0 | 0 | 0 | 0 | 0 | 460391.8257 | 440439 | 0 | 0 | 0 | 0 | 2496628.4911 | 2860425.3718 | 0 | 0 | 0 | 0 | 0 | 0 | 0 | 0 | 0 | 0 | 0 | 0 | 0 | 0 | 0 | 0 | 0 | -64943.0682 | 115689.6092 | 0 | 0 | 0 | 0 | 0 | 0 | 0 | 0 | 0 | -30793.7153 | 0 | 0 | 0 | 0 | 0 | 0
2016-05-06 01:00 | 0 | 0 | 0 | 0 | 0 | 139543.217 | 437238 | 0 | 0 | 0 | 0 | 2250115.6529 | 2809243.4271 | 0 | 0 | 0 | 0 | 0 | 0 | 0 | 0 | 0 | 0 | 0 | 0 | 0 | 0 | 0 | 0 | 0 | -246512.8382 | -51181.9447 | 0 | 0 | 0 | 0 | 0 | 0 | 0 | 0 | 0 | 0 | 0 | 0 | 0 | 0 | 0 | 0
2016-05-06 02:00 | 0 | 0 | 0 | 0 | 53402.8399 | 3883.7126 | 419489 | 0 | 0 | 0 | 0 | 2003602.8147 | 2693553.8178 | 0 | 0 | 0 | 0 | 0 | 0 | 0 | 0 | 0 | 0 | 0 | 0 | 0 | 0 | 0 | 0 | 0 | -246512.8382 | -115689.6092 | 0 | 0 | 0 | 0 | 0 | 0 | 0 | 0 | 0 | 0 | 0 | 0 | 0 | 0 | 0 | 0
2016-05-06 03:00 | 0 | 0 | 0 | 0 | 33740.5525 | 0 | 395943 | 0 | 0 | 0 | 0 | 1757089.9764 | 2577864.2086 | 0 | 0 | 0 | 0 | 0 | 0 | 0 | 0 | 0 | 0 | 0 | 0 | 0 | 0 | 0 | 0 | 0 | -246512.8382 | -115689.6092 | 0 | 0 | 0 | 0 | 0 | 0 | 0 | 0 | 0 | 0 | 0 | 0 | 0 | 0 | 0 | 0
2016-05-06 04:00 | 0 | 0 | 0 | 0 | 10855.5525 | 0 | 373058 | 0 | 0 | 0 | 0 | 1510577.1382 | 2462174.5994 | 0 | 0 | 0 | 0 | 0 | 0 | 0 | 0 | 0 | 0 | 0 | 0 | 0 | 0 | 0 | 0 | 0 | -246512.8382 | -115689.6092 | 0 | 0 | 0 | 0 | 0 | 0 | 0 | 0 | 0 | 0 | 0 | 0 | 0 | 0 | 0 | 0
2016-05-06 05:00 | 0 | 0 | 0 | 0 | 0 | 0 | 354787 | 0 | 0 | 0 | 0 | 1264064.2999 | 2353900.4376 | 0 | 0 | 0 | 0 | 0 | 0 | 0 | 0 | 0 | 0 | 0 | 0 | 0 | 0 | 0 | 0 | 0 | -246512.8382 | -108274.1618 | 0 | 0 | 0 | 0 | 0 | 0 | 0 | 0 | 0 | 0 | 0 | 0 | 0 | 0 | 0 | 0
2016-05-06 06:00 | 0 | 0 | 0 | 0 | 0 | 0 | 340135 | 0 | 0 | 0 | 0 | 1017551.4617 | 2260278.2759 | 0 | 0 | 0 | 0 | 0 | 0 | 0 | 0 | 0 | 0 | 0 | 0 | 0 | 0 | 0 | 0 | 0 | -246512.8382 | -93622.1618 | 0 | 0 | 0 | 0 | 0 | 0 | 0 | 0 | 0 | 0 | 0 | 0 | 0 | 0 | 0 | 0
2016-05-06 07:00 | 0 | 0 | 0 | 0 | 0 | 0 | 331931 | 0 | 0 | 0 | 0 | 771038.6234 | 2174860.1141 | 0 | 0 | 0 | 0 | 0 | 0 | 0 | 0 | 0 | 0 | 0 | 0 | 0 | 0 | 0 | 0 | 0 | -246512.8382 | -85418.1618 | 0 | 0 | 0 | 0 | 0 | 0 | 0 | 0 | 0 | 0 | 0 | 0 | 0 | 0 | 0 | 0
2016-05-06 08:00 | 0 | 0 | 0 | 0 | 0 | 0 | 330173 | 0 | 0 | 0 | 0 | 524525.7852 | 2091199.9523 | 0 | 0 | 0 | 0 | 0 | 0 | 0 | 0 | 0 | 0 | 0 | 0 | 0 | 0 | 0 | 0 | 0 | -246512.8382 | -83660.1618 | 0 | 0 | 0 | 0 | 0 | 0 | 0 | 0 | 0 | 0 | 0 | 0 | 0 | 0 | 0 | 0
2016-05-06 09:00 | 0 | 0 | 0 | 0 | 0 | 0 | 338097 | 0 | 0 | 0 | 0 | 278012.947 | 1999615.7906 | 0 | 0 | 0 | 0 | 0 | 0 | 0 | 0 | 0 | 0 | 0 | 0 | 0 | 0 | 0 | 0 | 0 | -246512.8382 | -91584.1618 | 0 | 0 | 0 | 0 | 0 | 0 | 0 | 0 | 0 | 0 | 0 | 0 | 0 | 0 | 0 | 0
2016-05-06 10:00 | 0 | 0 | 0 | 0 | 663646.9089 | 0 | 360487 | 0 | 0 | 0 | 0 | 524525.7852 | 2037788.3088 | 0 | 0 | 0 | 0 | 0 | 0 | 0 | 18474.5525 | 0 | 0 | 0 | 0 | 0 | 0 | 0 | 0 | 0 | 246512.8382 | 38172.5182 | 0 | 0 | 0 | 0 | 0 | 0 | 0 | 0 | 0 | 18474.5525 | 0 | 0 | 0 | 0 | 0 | 0
2016-05-06 11:00 | 0 | 0 | 0 | 0 | 0 | 0 | 380677 | 0 | 0 | 0 | 0 | 278012.947 | 1922098.6995 | 0 | 0 | 0 | 0 | 0 | 0 | 0 | 0 | 0 | 0 | 0 | 0 | 0 | 0 | 0 | 0 | 0 | -246512.8382 | -115689.6092 | 0 | 0 | 0 | 0 | 0 | 0 | 0 | 0 | 0 | -18474.5525 | 0 | 0 | 0 | 0 | 0 | 0
2016-05-06 12:00 | 0 | 0 | 0 | 0 | 0 | 50579.125 | 393325 | 0 | 0 | 0 | 0 | 31500.1087 | 1825865.6628 | 0 | 0 | 0 | 0 | 0 | 0 | 0 | 0 | 0 | 0 | 0 | 0 | 0 | 0 | 0 | 0 | 0 | -246512.8382 | -96233.0367 | 0 | 0 | 0 | 0 | 0 | 0 | 0 | 0 | 0 | 0 | 0 | 0 | 0 | 0 | 0 | 0
2016-05-06 13:00 | 0 | 0 | 0 | 0 | 0 | 361003.5713 | 404237 | 0 | 0 | 0 | 0 | 103956.2893 | 1710176.0536 | 0 | 0 | 0 | 0 | 0 | 0 | 0 | 0 | 0 | 0 | 0 | 0 | 0 | 0 | 0 | 0 | 0 | 72456.1805 | -115689.6092 | 0 | 0 | 0 | 0 | 0 | 0 | 0 | 0 | 0 | 0 | 0 | 0 | 0 | 0 | 0 | 0
2016-05-06 14:00 | 0 | 0 | 0 | 0 | 183296.9454 | 593322.5021 | 414417 | 0 | 0 | 0 | 0 | 350469.1275 | 1825865.6628 | 0 | 0 | 0 | 0 | 0 | 0 | 0 | 0 | 0 | 0 | 0 | 0 | 0 | 0 | 0 | 0 | 0 | 246512.8382 | 115689.6092 | 0 | 0 | 0 | 0 | 0 | 0 | 0 | 0 | 0 | 0 | 0 | 0 | 0 | 0 | 0 | 0
2016-05-06 15:00 | 0 | 0 | 0 | 0 | 64450.8046 | 718178.6429 | 420427 | 0 | 0 | 0 | 0 | 596981.9657 | 1941555.272 | 0 | 0 | 0 | 0 | 0 | 0 | 0 | 0 | 0 | 0 | 0 | 0 | 0 | 0 | 0 | 0 | 0 | 246512.8382 | 115689.6092 | 0 | 0 | 0 | 0 | 0 | 0 | 0 | 0 | 0 | 0 | 0 | 0 | 0 | 0 | 0 | 0
2016-05-06 16:00 | 0 | 0 | 0 | 0 | 0 | 787669.8891 | 423953 | 0 | 0 | 0 | 0 | 843494.804 | 2057244.8813 | 0 | 0 | 0 | 0 | 0 | 0 | 0 | 1514.4417 | 0 | 0 | 0 | 0 | 0 | 0 | 0 | 0 | 0 | 246512.8382 | 115689.6092 | 0 | 0 | 0 | 0 | 0 | 0 | 0 | 0 | 0 | 1514.4417 | 0 | 0 | 0 | 0 | 0 | 0
2016-05-06 17:00 | 0 | 0 | 0 | 0 | 0 | 796747.9235 | 429165 | 0 | 0 | 0 | 0 | 1090007.6422 | 2172934.4905 | 0 | 0 | 0 | 0 | 0 | 0 | 0 | 6894.9177 | 0 | 0 | 0 | 0 | 0 | 0 | 0 | 0 | 0 | 246512.8382 | 115689.6092 | 0 | 0 | 0 | 0 | 0 | 0 | 0 | 0 | 0 | 5380.4761 | 0 | 0 | 0 | 0 | 0 | 0
2016-05-06 18:00 | 0 | 0 | 0 | 0 | 0 | 789501.3863 | 432520 | 0 | 0 | 0 | 0 | 1336520.4805 | 2288624.0997 | 0 | 0 | 0 | 0 | 0 | 0 | 0 | 1673.8566 | 0 | 0 | 0 | 0 | 0 | 0 | 0 | 0 | 0 | 246512.8382 | 115689.6092 | 0 | 0 | 0 | 0 | 0 | 0 | 0 | 0 | 0 | -5221.0612 | 0 | 0 | 0 | 0 | 0 | 0
2016-05-06 19:00 | 0 | 0 | 0 | 0 | 0 | 775691.3893 | 435460 | 0 | 0 | 0 | 0 | 1583033.3187 | 2384016.5074 | 0 | 0 | 0 | 0 | 0 | 0 | 0 | 0 | 0 | 0 | 0 | 0 | 0 | 0 | 0 | 0 | 0 | 246512.8382 | 95392.4077 | 0 | 0 | 0 | 0 | 0 | 0 | 0 | 0 | 0 | -1673.8566 | 0 | 0 | 0 | 0 | 0 | 0
2016-05-06 20:00 | 0 | 0 | 0 | 0 | 0 | 762560.0818 | 438257 | 0 | 0 | 0 | 0 | 1829546.157 | 2461806.7509 | 0 | 0 | 0 | 0 | 0 | 0 | 0 | 0 | 0 | 0 | 0 | 0 | 0 | 0 | 0 | 0 | 0 | 246512.8382 | 77790.2435 | 0 | 0 | 0 | 0 | 0 | 0 | 0 | 0 | 0 | 0 | 0 | 0 | 0 | 0 | 0 | 0
2016-05-06 21:00 | 0 | 0 | 0 | 0 | 0 | 731969.8383 | 439977 | 0 | 0 | 0 | 0 | 2005849.3861 | 2577496.3601 | 0 | 0 | 0 | 0 | 0 | 0 | 0 | 0 | 0 | 0 | 0 | 0 | 0 | 0 | 0 | 0 | 0 | 176303.2291 | 115689.6092 | 0 | 0 | 0 | 0 | 0 | 0 | 0 | 0 | 0 | 0 | 0 | 0 | 0 | 0 | 0 | 0
2016-05-06 22:00 | 0 | 0 | 0 | 0 | 0 | 667493.6407 | 436609 | 0 | 0 | 0 | 0 | 2252362.2243 | 2561868.1626 | 0 | 0 | 0 | 0 | 0 | 0 | 0 | 0 | 0 | 0 | 0 | 0 | 0 | 0 | 0 | 0 | 0 | 246512.8382 | -15628.1975 | 0 | 0 | 0 | 0 | 0 | 0 | 0 | 0 | 0 | 0 | 0 | 0 | 0 | 0 | 0 | 0
2016-05-06 23:00 | 0 | 0 | 0 | 0 | 0 | 560424.7322 | 430635 | 0 | 0 | 0 | 0 | 2497841.5657 | 2446178.5534 | 0 | 0 | 0 | 0 | 0 | 0 | 0 | 0 | 0 | 0 | 0 | 0 | 0 | 0 | 0 | 0 | 0 | 245479.3414 | -115689.6092 | 0 | 0 | 0 | 0 | 0 | 0 | 0 | 0 | 0 | 0 | 0 | 0 | 0 | 0 | 0 | 0
2016-05-07 | 0 | 0 | 0 | 0 | 0 | 382543.3568 | 427574 | 0 | 0 | 0 | 0 | 2337121.3134 | 2561868.1626 | 0 | 0 | 0 | 0 | 0 | 0 | 0 | 0 | 0 | 0 | 0 | 0 | 0 | 0 | 0 | 0 | 0 | -160720.2524 | 115689.6092 | 0 | 0 | 0 | 0 | 0 | 0 | 0 | 0 | 0 | 0 | 0 | 0 | 0 | 0 | 0 | 0
2016-05-07 01:00 | 0 | 0 | 0 | 0 | 0 | 97172.1075 | 423353 | 0 | 0 | 0 | 0 | 2090608.4751 | 2482200.1083 | 0 | 0 | 0 | 0 | 0 | 0 | 0 | 0 | 0 | 0 | 0 | 0 | 0 | 0 | 0 | 0 | 0 | -246512.8382 | -79668.0543 | 0 | 0 | 0 | 0 | 0 | 0 | 0 | 0 | 0 | 0 | 0 | 0 | 0 | 0 | 0 | 0
2016-05-07 02:00 | 0 | 0 | 0 | 0 | 43061.0631 | 3251.4895 | 408515 | 0 | 0 | 0 | 0 | 1844095.6369 | 2366510.4991 | 0 | 0 | 0 | 0 | 0 | 0 | 0 | 0 | 0 | 0 | 0 | 0 | 0 | 0 | 0 | 0 | 0 | -246512.8382 | -115689.6092 | 0 | 0 | 0 | 0 | 0 | 0 | 0 | 0 | 0 | 0 | 0 | 0 | 0 | 0 | 0 | 0
2016-05-07 03:00 | 0 | 0 | 0 | 0 | 25095.5525 | 0 | 387298 | 0 | 0 | 0 | 0 | 1597582.7986 | 2250820.8899 | 0 | 0 | 0 | 0 | 0 | 0 | 0 | 0 | 0 | 0 | 0 | 0 | 0 | 0 | 0 | 0 | 0 | -246512.8382 | -115689.6092 | 0 | 0 | 0 | 0 | 0 | 0 | 0 | 0 | 0 | 0 | 0 | 0 | 0 | 0 | 0 | 0
2016-05-07 04:00 | 0 | 0 | 0 | 0 | 3309.5525 | 0 | 365512 | 0 | 0 | 0 | 0 | 1351069.9604 | 2135131.2806 | 0 | 0 | 0 | 0 | 0 | 0 | 0 | 0 | 0 | 0 | 0 | 0 | 0 | 0 | 0 | 0 | 0 | -246512.8382 | -115689.6092 | 0 | 0 | 0 | 0 | 0 | 0 | 0 | 0 | 0 | 0 | 0 | 0 | 0 | 0 | 0 | 0
2016-05-07 05:00 | 0 | 0 | 0 | 0 | 0 | 0 | 346615 | 0 | 0 | 0 | 0 | 1104557.1221 | 2035029.1189 | 0 | 0 | 0 | 0 | 0 | 0 | 0 | 0 | 0 | 0 | 0 | 0 | 0 | 0 | 0 | 0 | 0 | -246512.8382 | -100102.1618 | 0 | 0 | 0 | 0 | 0 | 0 | 0 | 0 | 0 | 0 | 0 | 0 | 0 | 0 | 0 | 0
2016-05-07 06:00 | 0 | 0 | 0 | 0 | 0 | 0 | 332451 | 0 | 0 | 0 | 0 | 858044.2839 | 1949090.9571 | 0 | 0 | 0 | 0 | 0 | 0 | 0 | 0 | 0 | 0 | 0 | 0 | 0 | 0 | 0 | 0 | 0 | -246512.8382 | -85938.1618 | 0 | 0 | 0 | 0 | 0 | 0 | 0 | 0 | 0 | 0 | 0 | 0 | 0 | 0 | 0 | 0
2016-05-07 07:00 | 0 | 0 | 0 | 0 | 0 | 0 | 322728 | 0 | 0 | 0 | 0 | 651005.8931 | 1833401.3479 | 0 | 0 | 0 | 0 | 0 | 0 | 0 | 0 | 0 | 0 | 0 | 0 | 0 | 0 | 0 | 0 | 0 | -207038.3908 | -115689.6092 | 0 | 0 | 0 | 0 | 0 | 0 | 0 | 0 | 0 | 0 | 0 | 0 | 0 | 0 | 0 | 0
2016-05-07 08:00 | 0 | 0 | 0 | 0 | 449613.229 | 0 | 318790 | 0 | 0 | 0 | 0 | 897518.7314 | 1717711.7387 | 0 | 0 | 0 | 0 | 0 | 0 | 0 | 0 | 0 | 0 | 0 | 0 | 0 | 0 | 0 | 0 | 0 | 246512.8382 | -115689.6092 | 0 | 0 | 0 | 0 | 0 | 0 | 0 | 0 | 0 | 0 | 0 | 0 | 0 | 0 | 0 | 0
2016-05-07 09:00 | 0 | 0 | 0 | 0 | 0 | 0 | 320006 | 0 | 0 | 0 | 0 | 651005.8931 | 1644218.5769 | 0 | 0 | 0 | 0 | 0 | 0 | 0 | 0 | 0 | 0 | 0 | 0 | 0 | 0 | 0 | 0 | 0 | -246512.8382 | -73493.1618 | 0 | 0 | 0 | 0 | 0 | 0 | 0 | 0 | 0 | 0 | 0 | 0 | 0 | 0 | 0 | 0
2016-05-07 10:00 | 0 | 0 | 0 | 0 | 0 | 0 | 324047 | 0 | 0 | 0 | 0 | 404493.0549 | 1566684.4152 | 0 | 0 | 0 | 0 | 0 | 0 | 0 | 0 | 0 | 0 | 0 | 0 | 0 | 0 | 0 | 0 | 0 | -246512.8382 | -77534.1618 | 0 | 0 | 0 | 0 | 0 | 0 | 0 | 0 | 0 | 0 | 0 | 0 | 0 | 0 | 0 | 0
2016-05-07 11:00 | 0 | 0 | 0 | 0 | 0 | 0 | 331978 | 0 | 0 | 0 | 0 | 157980.2167 | 1481219.2534 | 0 | 0 | 0 | 0 | 0 | 0 | 0 | 0 | 0 | 0 | 0 | 0 | 0 | 0 | 0 | 0 | 0 | -246512.8382 | -85465.1618 | 0 | 0 | 0 | 0 | 0 | 0 | 0 | 0 | 0 | 0 | 0 | 0 | 0 | 0 | 0 | 0
2016-05-07 12:00 | 0 | 0 | 0 | 0 | 369214.5885 | 53557.2285 | 345804 | 0 | 0 | 0 | 0 | 350637.643 | 1365529.6442 | 0 | 0 | 0 | 0 | 0 | 0 | 0 | 0 | 0 | 0 | 0 | 0 | 0 | 0 | 0 | 0 | 0 | 192657.4263 | -115689.6092 | 0 | 0 | 0 | 0 | 0 | 0 | 0 | 0 | 0 | 0 | 0 | 0 | 0 | 0 | 0 | 0
2016-05-07 13:00 | 0 | 0 | 0 | 0 | 0 | 356478.4353 | 360939 | 0 | 0 | 0 | 0 | 230487.469 | 1481219.2534 | 0 | 0 | 0 | 0 | 0 | 0 | 0 | 0 | 0 | 0 | 0 | 0 | 0 | 0 | 0 | 0 | 0 | -120150.1739 | 115689.6092 | 0 | 0 | 0 | 0 | 0 | 0 | 0 | 0 | 0 | 0 | 0 | 0 | 0 | 0 | 0 | 0
2016-05-07 14:00 | 0 | 0 | 0 | 0 | 0 | 561743.984 | 372679 | 0 | 0 | 0 | 0 | 303862.8438 | 1596908.8626 | 0 | 0 | 0 | 0 | 0 | 0 | 0 | 0 | 0 | 0 | 0 | 0 | 0 | 0 | 0 | 0 | 0 | 73375.3748 | 115689.6092 | 0 | 0 | 0 | 0 | 0 | 0 | 0 | 0 | 0 | 0 | 0 | 0 | 0 | 0 | 0 | 0
2016-05-07 15:00 | 0 | 0 | 0 | 0 | 44871.0151 | 699152.4324 | 381821 | 0 | 0 | 0 | 0 | 550375.6821 | 1712598.4719 | 0 | 0 | 0 | 0 | 0 | 0 | 0 | 0 | 0 | 0 | 0 | 0 | 0 | 0 | 0 | 0 | 0 | 246512.8382 | 115689.6092 | 0 | 0 | 0 | 0 | 0 | 0 | 0 | 0 | 0 | 0 | 0 | 0 | 0 | 0 | 0 | 0
2016-05-07 16:00 | 0 | 0 | 0 | 0 | 0 | 743703.8455 | 387645 | 0 | 0 | 0 | 0 | 790744.9183 | 1828288.0811 | 0 | 0 | 0 | 0 | 0 | 0 | 0 | 0 | 0 | 0 | 0 | 0 | 0 | 0 | 0 | 0 | 0 | 240369.2362 | 115689.6092 | 0 | 0 | 0 | 0 | 0 | 0 | 0 | 0 | 0 | 0 | 0 | 0 | 0 | 0 | 0 | 0
2016-05-07 17:00 | 0 | 0 | 0 | 0 | 0 | 756103.3055 | 392381 | 0 | 0 | 0 | 0 | 1037257.7565 | 1925753.7951 | 0 | 0 | 0 | 0 | 0 | 0 | 0 | 19743.7533 | 0 | 0 | 0 | 0 | 0 | 0 | 0 | 0 | 0 | 246512.8382 | 97465.714 | 0 | 0 | 0 | 0 | 0 | 0 | 0 | 0 | 0 | 19743.7533 | 0 | 0 | 0 | 0 | 0 | 0
2016-05-07 18:00 | 0 | 0 | 0 | 0 | 0 | 756148.0309 | 397613 | 0 | 0 | 0 | 0 | 1283770.5948 | 2041443.4043 | 0 | 0 | 0 | 0 | 0 | 0 | 0 | 16076.3367 | 0 | 0 | 0 | 0 | 0 | 0 | 0 | 0 | 0 | 246512.8382 | 115689.6092 | 0 | 0 | 0 | 0 | 0 | 0 | 0 | 0 | 0 | -3667.4166 | 0 | 0 | 0 | 0 | 0 | 0
2016-05-07 19:00 | 0 | 0 | 0 | 0 | 0 | 749153.1107 | 403027 | 0 | 0 | 0 | 0 | 1530283.433 | 2157133.0136 | 0 | 0 | 0 | 0 | 0 | 0 | 0 | 0 | 0 | 0 | 0 | 0 | 0 | 0 | 0 | 0 | 0 | 246512.8382 | 115689.6092 | 0 | 0 | 0 | 0 | 0 | 0 | 0 | 0 | 0 | -16076.3367 | 0 | 0 | 0 | 0 | 0 | 0
2016-05-07 20:00 | 0 | 0 | 0 | 0 | 0 | 740256.25 | 408250 | 0 | 0 | 0 | 0 | 1776796.2713 | 2242626.4254 | 0 | 0 | 0 | 0 | 0 | 0 | 0 | 0 | 0 | 0 | 0 | 0 | 0 | 0 | 0 | 0 | 0 | 246512.8382 | 85493.4118 | 0 | 0 | 0 | 0 | 0 | 0 | 0 | 0 | 0 | 0 | 0 | 0 | 0 | 0 | 0 | 0
2016-05-07 21:00 | 0 | 0 | 0 | 0 | 0 | 723565.1394 | 412868 | 0 | 0 | 0 | 0 | 2023309.1095 | 2306810.7265 | 0 | 0 | 0 | 0 | 0 | 0 | 0 | 0 | 0 | 0 | 0 | 0 | 0 | 0 | 0 | 0 | 0 | 246512.8382 | 64184.3011 | 0 | 0 | 0 | 0 | 0 | 0 | 0 | 0 | 0 | 0 | 0 | 0 | 0 | 0 | 0 | 0
2016-05-07 22:00 | 0 | 0 | 0 | 0 | 0 | 682078.6082 | 411596 | 0 | 0 | 0 | 0 | 2269821.9477 | 2330780.4965 | 0 | 0 | 0 | 0 | 0 | 0 | 0 | 0 | 0 | 0 | 0 | 0 | 0 | 0 | 0 | 0 | 0 | 246512.8382 | 23969.77 | 0 | 0 | 0 | 0 | 0 | 0 | 0 | 0 | 0 | 0 | 0 | 0 | 0 | 0 | 0 | 0
2016-05-07 23:00 | 0 | 0 | 0 | 0 | 0 | 580415.5669 | 408324 | 0 | 0 | 0 | 0 | 2326223.9054 | 2446470.1057 | 0 | 0 | 0 | 0 | 0 | 0 | 0 | 0 | 0 | 0 | 0 | 0 | 0 | 0 | 0 | 0 | 0 | 56401.9576 | 115689.6092 | 0 | 0 | 0 | 0 | 0 | 0 | 0 | 0 | 0 | 0 | 0 | 0 | 0 | 0 | 0 | 0
2016-05-08 | 0 | 0 | 0 | 0 | 0 | 407547.4131 | 407114 | 0 | 0 | 0 | 0 | 2442346.9277 | 2330780.4965 | 0 | 0 | 0 | 0 | 0 | 0 | 0 | 0 | 0 | 0 | 0 | 0 | 0 | 0 | 0 | 0 | 0 | 116123.0223 | -115689.6092 | 0 | 0 | 0 | 0 | 0 | 0 | 0 | 0 | 0 | 0 | 0 | 0 | 0 | 0 | 0 | 0
2016-05-08 01:00 | 0 | 0 | 0 | 0 | 0 | 123839.1105 | 405342 | 0 | 0 | 0 | 0 | 2195834.0894 | 2295790.4452 | 0 | 0 | 0 | 0 | 0 | 0 | 0 | 0 | 0 | 0 | 0 | 0 | 0 | 0 | 0 | 0 | 0 | -246512.8382 | -34990.0513 | 0 | 0 | 0 | 0 | 0 | 0 | 0 | 0 | 0 | 0 | 0 | 0 | 0 | 0 | 0 | 0
2016-05-08 02:00 | 0 | 0 | 0 | 0 | 25434.8442 | 5422.7083 | 393060 | 0 | 0 | 0 | 0 | 1949321.2512 | 2180100.836 | 0 | 0 | 0 | 0 | 0 | 0 | 0 | 0 | 0 | 0 | 0 | 0 | 0 | 0 | 0 | 0 | 0 | -246512.8382 | -115689.6092 | 0 | 0 | 0 | 0 | 0 | 0 | 0 | 0 | 0 | 0 | 0 | 0 | 0 | 0 | 0 | 0
2016-05-08 03:00 | 0 | 0 | 0 | 0 | 11926.5525 | 0 | 374129 | 0 | 0 | 0 | 0 | 1702808.413 | 2064411.2268 | 0 | 0 | 0 | 0 | 0 | 0 | 0 | 0 | 0 | 0 | 0 | 0 | 0 | 0 | 0 | 0 | 0 | -246512.8382 | -115689.6092 | 0 | 0 | 0 | 0 | 0 | 0 | 0 | 0 | 0 | 0 | 0 | 0 | 0 | 0 | 0 | 0
2016-05-08 04:00 | 0 | 0 | 0 | 0 | 0 | 0 | 355169 | 0 | 0 | 0 | 0 | 1456295.5747 | 1955755.065 | 0 | 0 | 0 | 0 | 0 | 0 | 0 | 0 | 0 | 0 | 0 | 0 | 0 | 0 | 0 | 0 | 0 | -246512.8382 | -108656.1618 | 0 | 0 | 0 | 0 | 0 | 0 | 0 | 0 | 0 | 0 | 0 | 0 | 0 | 0 | 0 | 0
2016-05-08 05:00 | 0 | 0 | 0 | 0 | 0 | 0 | 338425 | 0 | 0 | 0 | 0 | 1209782.7365 | 1863842.9032 | 0 | 0 | 0 | 0 | 0 | 0 | 0 | 0 | 0 | 0 | 0 | 0 | 0 | 0 | 0 | 0 | 0 | -246512.8382 | -91912.1618 | 0 | 0 | 0 | 0 | 0 | 0 | 0 | 0 | 0 | 0 | 0 | 0 | 0 | 0 | 0 | 0
2016-05-08 06:00 | 0 | 0 | 0 | 0 | 0 | 0 | 323847 | 0 | 0 | 0 | 0 | 963269.8982 | 1786508.7415 | 0 | 0 | 0 | 0 | 0 | 0 | 0 | 0 | 0 | 0 | 0 | 0 | 0 | 0 | 0 | 0 | 0 | -246512.8382 | -77334.1618 | 0 | 0 | 0 | 0 | 0 | 0 | 0 | 0 | 0 | 0 | 0 | 0 | 0 | 0 | 0 | 0
2016-05-08 07:00 | 0 | 0 | 0 | 0 | 482986.363 | 0 | 314294 | 0 | 0 | 0 | 0 | 1209782.7365 | 1708688.2663 | 0 | 0 | 0 | 0 | 0 | 0 | 0 | 0 | 0 | 0 | 0 | 0 | 0 | 0 | 0 | 0 | 0 | 246512.8382 | -77820.4752 | 0 | 0 | 0 | 0 | 0 | 0 | 0 | 0 | 0 | 0 | 0 | 0 | 0 | 0 | 0 | 0
2016-05-08 08:00 | 0 | 0 | 0 | 0 | 0 | 0 | 309467 | 0 | 0 | 0 | 0 | 963269.8982 | 1645734.1045 | 0 | 0 | 0 | 0 | 0 | 0 | 0 | 0 | 0 | 0 | 0 | 0 | 0 | 0 | 0 | 0 | 0 | -246512.8382 | -62954.1618 | 0 | 0 | 0 | 0 | 0 | 0 | 0 | 0 | 0 | 0 | 0 | 0 | 0 | 0 | 0 | 0
2016-05-08 09:00 | 0 | 0 | 0 | 0 | 0 | 0 | 309104 | 0 | 0 | 0 | 0 | 716757.06 | 1583142.9428 | 0 | 0 | 0 | 0 | 0 | 0 | 0 | 0 | 0 | 0 | 0 | 0 | 0 | 0 | 0 | 0 | 0 | -246512.8382 | -62591.1618 | 0 | 0 | 0 | 0 | 0 | 0 | 0 | 0 | 0 | 0 | 0 | 0 | 0 | 0 | 0 | 0
2016-05-08 10:00 | 0 | 0 | 0 | 0 | 0 | 0 | 310431 | 0 | 0 | 0 | 0 | 522015.6692 | 1467453.3335 | 0 | 0 | 0 | 0 | 0 | 0 | 0 | 0 | 0 | 0 | 0 | 0 | 0 | 0 | 0 | 0 | 0 | -194741.3908 | -115689.6092 | 0 | 0 | 0 | 0 | 0 | 0 | 0 | 0 | 0 | 0 | 0 | 0 | 0 | 0 | 0 | 0
2016-05-08 11:00 | 0 | 0 | 0 | 0 | 0 | 0 | 316560 | 0 | 0 | 0 | 0 | 275502.831 | 1397406.1718 | 0 | 0 | 0 | 0 | 0 | 0 | 0 | 0 | 0 | 0 | 0 | 0 | 0 | 0 | 0 | 0 | 0 | -246512.8382 | -70047.1618 | 0 | 0 | 0 | 0 | 0 | 0 | 0 | 0 | 0 | 0 | 0 | 0 | 0 | 0 | 0 | 0
2016-05-08 12:00 | 0 | 0 | 0 | 0 | 244407.7931 | 48621.2765 | 330585 | 0 | 0 | 0 | 0 | 322842.7945 | 1281716.5625 | 0 | 0 | 0 | 0 | 0 | 0 | 0 | 30793.7153 | 0 | 0 | 0 | 0 | 0 | 0 | 0 | 0 | 0 | 47339.9635 | -115689.6092 | 0 | 0 | 0 | 0 | 0 | 0 | 0 | 0 | 0 | 30793.7153 | 0 | 0 | 0 | 0 | 0 | 0
2016-05-08 13:00 | 0 | 0 | 0 | 0 | 0 | 351902.3547 | 347778 | 0 | 0 | 0 | 0 | 242071.2553 | 1397406.1718 | 0 | 0 | 0 | 0 | 0 | 0 | 0 | 0 | 0 | 0 | 0 | 0 | 0 | 0 | 0 | 0 | 0 | -80771.5392 | 115689.6092 | 0 | 0 | 0 | 0 | 0 | 0 | 0 | 0 | 0 | -30793.7153 | 0 | 0 | 0 | 0 | 0 | 0
2016-05-08 14:00 | 0 | 0 | 0 | 0 | 0 | 566665.7504 | 361514 | 0 | 0 | 0 | 0 | 488584.0935 | 1356045.0839 | 0 | 0 | 0 | 0 | 0 | 0 | 0 | 0 | 0 | 0 | 0 | 0 | 0 | 0 | 0 | 0 | 0 | 246512.8382 | -41361.0879 | 0 | 0 | 0 | 0 | 0 | 0 | 0 | 0 | 0 | 0 | 0 | 0 | 0 | 0 | 0 | 0
2016-05-08 15:00 | 0 | 0 | 0 | 0 | 27329.2451 | 705965.2023 | 371092 | 0 | 0 | 0 | 0 | 735096.9318 | 1471734.6931 | 0 | 0 | 0 | 0 | 0 | 0 | 0 | 0 | 0 | 0 | 0 | 0 | 0 | 0 | 0 | 0 | 0 | 246512.8382 | 115689.6092 | 0 | 0 | 0 | 0 | 0 | 0 | 0 | 0 | 0 | 0 | 0 | 0 | 0 | 0 | 0 | 0
2016-05-08 16:00 | 0 | 0 | 0 | 0 | 0 | 740412.4475 | 378210 | 0 | 0 | 0 | 0 | 981609.77 | 1587424.3024 | 0 | 0 | 0 | 0 | 0 | 0 | 0 | 0 | 0 | 0 | 0 | 0 | 0 | 0 | 0 | 0 | 0 | 246512.8382 | 115689.6092 | 0 | 0 | 0 | 0 | 0 | 0 | 0 | 0 | 0 | 0 | 0 | 0 | 0 | 0 | 0 | 0
2016-05-08 17:00 | 0 | 0 | 0 | 0 | 0 | 771074.3487 | 385384 | 0 | 0 | 0 | 0 | 1228122.6082 | 1703113.9116 | 0 | 0 | 0 | 0 | 0 | 0 | 0 | 23487.9012 | 0 | 0 | 0 | 0 | 0 | 0 | 0 | 0 | 0 | 246512.8382 | 115689.6092 | 0 | 0 | 0 | 0 | 0 | 0 | 0 | 0 | 0 | 23487.9012 | 0 | 0 | 0 | 0 | 0 | 0
2016-05-08 18:00 | 0 | 0 | 0 | 0 | 0 | 761734.6011 | 390460 | 0 | 0 | 0 | 0 | 1474635.4465 | 1818803.5208 | 0 | 0 | 0 | 0 | 0 | 0 | 0 | 32560.0548 | 0 | 0 | 0 | 0 | 0 | 0 | 0 | 0 | 0 | 246512.8382 | 115689.6092 | 0 | 0 | 0 | 0 | 0 | 0 | 0 | 0 | 0 | 9072.1536 | 0 | 0 | 0 | 0 | 0 | 0
2016-05-08 19:00 | 0 | 0 | 0 | 0 | 0 | 761065.5111 | 394844 | 0 | 0 | 0 | 0 | 1721148.2847 | 1934493.1301 | 0 | 0 | 0 | 0 | 0 | 0 | 0 | 36579.1185 | 0 | 0 | 0 | 0 | 0 | 0 | 0 | 0 | 0 | 246512.8382 | 115689.6092 | 0 | 0 | 0 | 0 | 0 | 0 | 0 | 0 | 0 | 4019.0637 | 0 | 0 | 0 | 0 | 0 | 0
2016-05-08 20:00 | 0 | 0 | 0 | 0 | 0 | 750259.344 | 399732 | 0 | 0 | 0 | 0 | 1967661.123 | 2050182.7393 | 0 | 0 | 0 | 0 | 0 | 0 | 0 | 24904.0151 | 0 | 0 | 0 | 0 | 0 | 0 | 0 | 0 | 0 | 246512.8382 | 115689.6092 | 0 | 0 | 0 | 0 | 0 | 0 | 0 | 0 | 0 | -11675.1034 | 0 | 0 | 0 | 0 | 0 | 0
2016-05-08 21:00 | 0 | 0 | 0 | 0 | 0 | 724104.2672 | 403856 | 0 | 0 | 0 | 0 | 2214173.9612 | 2118028.468 | 0 | 0 | 0 | 0 | 0 | 0 | 0 | 30793.7153 | 0 | 0 | 0 | 0 | 0 | 0 | 0 | 0 | 0 | 246512.8382 | 67845.7287 | 0 | 0 | 0 | 0 | 0 | 0 | 0 | 0 | 0 | 5889.7003 | 0 | 0 | 0 | 0 | 0 | 0
2016-05-08 22:00 | 0 | 0 | 0 | 0 | 0 | 669467.2825 | 405261 | 0 | 0 | 0 | 0 | 2460686.7995 | 2166515.6276 | 0 | 0 | 0 | 0 | 0 | 0 | 0 | 0 | 0 | 0 | 0 | 0 | 0 | 0 | 0 | 0 | 0 | 246512.8382 | 48487.1596 | 0 | 0 | 0 | 0 | 0 | 0 | 0 | 0 | 0 | -30793.7153 | 0 | 0 | 0 | 0 | 0 | 0
2016-05-08 23:00 | 0 | 0 | 0 | 0 | 0 | 567702.793 | 404452 | 0 | 0 | 0 | 0 | 2707199.6377 | 2083253.5823 | 0 | 0 | 0 | 0 | 0 | 0 | 0 | 0 | 0 | 0 | 0 | 0 | 0 | 0 | 0 | 0 | 0 | 246512.8382 | -83262.0453 | 0 | 0 | 0 | 0 | 0 | 0 | 0 | 0 | 0 | 0 | 0 | 0 | 0 | 0 | 0 | 0
2016-05-09 | 0 | 0 | 0 | 0 | 0 | 408015.9747 | 408354 | 0 | 0 | 0 | 0 | 2591172.0032 | 2198943.1915 | 0 | 0 | 0 | 0 | 0 | 0 | 0 | 0 | 0 | 0 | 0 | 0 | 0 | 0 | 0 | 0 | 0 | -116027.6345 | 115689.6092 | 0 | 0 | 0 | 0 | 0 | 0 | 0 | 0 | 0 | 0 | 0 | 0 | 0 | 0 | 0 | 0
2016-05-09 01:00 | 0 | 0 | 0 | 0 | 0 | 152046.3839 | 410942 | 0 | 0 | 0 | 0 | 2344659.1649 | 2186560.4137 | 0 | 0 | 0 | 0 | 0 | 0 | 0 | 0 | 0 | 0 | 0 | 0 | 0 | 0 | 0 | 0 | 0 | -246512.8382 | -12382.7779 | 0 | 0 | 0 | 0 | 0 | 0 | 0 | 0 | 0 | 0 | 0 | 0 | 0 | 0 | 0 | 0
2016-05-09 02:00 | 0 | 0 | 0 | 0 | 27580.7012 | 8488.8513 | 398272 | 0 | 0 | 0 | 0 | 2098146.3267 | 2070870.8044 | 0 | 0 | 0 | 0 | 0 | 0 | 0 | 0 | 0 | 0 | 0 | 0 | 0 | 0 | 0 | 0 | 0 | -246512.8382 | -115689.6092 | 0 | 0 | 0 | 0 | 0 | 0 | 0 | 0 | 0 | 0 | 0 | 0 | 0 | 0 | 0 | 0
2016-05-09 03:00 | 0 | 0 | 0 | 0 | 14531.5525 | 0 | 376734 | 0 | 0 | 0 | 0 | 1851633.4884 | 1955181.1952 | 0 | 0 | 0 | 0 | 0 | 0 | 0 | 0 | 0 | 0 | 0 | 0 | 0 | 0 | 0 | 0 | 0 | -246512.8382 | -115689.6092 | 0 | 0 | 0 | 0 | 0 | 0 | 0 | 0 | 0 | 0 | 0 | 0 | 0 | 0 | 0 | 0
2016-05-09 04:00 | 0 | 0 | 0 | 0 | 0 | 0 | 356149 | 0 | 0 | 0 | 0 | 1605120.6502 | 1845545.0334 | 0 | 0 | 0 | 0 | 0 | 0 | 0 | 0 | 0 | 0 | 0 | 0 | 0 | 0 | 0 | 0 | 0 | -246512.8382 | -109636.1618 | 0 | 0 | 0 | 0 | 0 | 0 | 0 | 0 | 0 | 0 | 0 | 0 | 0 | 0 | 0 | 0
2016-05-09 05:00 | 0 | 0 | 0 | 0 | 0 | 0 | 339213 | 0 | 0 | 0 | 0 | 1358607.8119 | 1752844.8717 | 0 | 0 | 0 | 0 | 0 | 0 | 0 | 0 | 0 | 0 | 0 | 0 | 0 | 0 | 0 | 0 | 0 | -246512.8382 | -92700.1618 | 0 | 0 | 0 | 0 | 0 | 0 | 0 | 0 | 0 | 0 | 0 | 0 | 0 | 0 | 0 | 0
2016-05-09 06:00 | 0 | 0 | 0 | 0 | 0 | 0 | 326866 | 0 | 0 | 0 | 0 | 1112094.9737 | 1672491.7099 | 0 | 0 | 0 | 0 | 0 | 0 | 0 | 0 | 0 | 0 | 0 | 0 | 0 | 0 | 0 | 0 | 0 | -246512.8382 | -80353.1618 | 0 | 0 | 0 | 0 | 0 | 0 | 0 | 0 | 0 | 0 | 0 | 0 | 0 | 0 | 0 | 0
2016-05-09 07:00 | 0 | 0 | 0 | 0 | 0 | 0 | 319749 | 0 | 0 | 0 | 0 | 865582.1355 | 1599255.5482 | 0 | 0 | 0 | 0 | 0 | 0 | 0 | 0 | 0 | 0 | 0 | 0 | 0 | 0 | 0 | 0 | 0 | -246512.8382 | -73236.1618 | 0 | 0 | 0 | 0 | 0 | 0 | 0 | 0 | 0 | 0 | 0 | 0 | 0 | 0 | 0 | 0
2016-05-09 08:00 | 0 | 0 | 0 | 0 | 0 | 0 | 319811 | 0 | 0 | 0 | 0 | 619069.2972 | 1525957.3864 | 0 | 0 | 0 | 0 | 0 | 0 | 0 | 0 | 0 | 0 | 0 | 0 | 0 | 0 | 0 | 0 | 0 | -246512.8382 | -73298.1618 | 0 | 0 | 0 | 0 | 0 | 0 | 0 | 0 | 0 | 0 | 0 | 0 | 0 | 0 | 0 | 0
2016-05-09 09:00 | 0 | 0 | 0 | 0 | 0 | 0 | 330336 | 0 | 0 | 0 | 0 | 372556.459 | 1442134.2246 | 0 | 0 | 0 | 0 | 0 | 0 | 0 | 0 | 0 | 0 | 0 | 0 | 0 | 0 | 0 | 0 | 0 | -246512.8382 | -83823.1618 | 0 | 0 | 0 | 0 | 0 | 0 | 0 | 0 | 0 | 0 | 0 | 0 | 0 | 0 | 0 | 0
2016-05-09 10:00 | 0 | 0 | 0 | 0 | 571256.8928 | 0 | 354415 | 0 | 0 | 0 | 0 | 619069.2972 | 1395755.7267 | 0 | 0 | 0 | 0 | 0 | 0 | 0 | 16707.5525 | 0 | 0 | 0 | 0 | 0 | 0 | 0 | 0 | 0 | 246512.8382 | -46378.4979 | 0 | 0 | 0 | 0 | 0 | 0 | 0 | 0 | 0 | 16707.5525 | 0 | 0 | 0 | 0 | 0 | 0
2016-05-09 11:00 | 0 | 0 | 0 | 0 | 0 | 0 | 378910 | 0 | 0 | 0 | 0 | 372556.459 | 1280066.1175 | 0 | 0 | 0 | 0 | 0 | 0 | 0 | 0 | 0 | 0 | 0 | 0 | 0 | 0 | 0 | 0 | 0 | -246512.8382 | -115689.6092 | 0 | 0 | 0 | 0 | 0 | 0 | 0 | 0 | 0 | -16707.5525 | 0 | 0 | 0 | 0 | 0 | 0
2016-05-09 12:00 | 0 | 0 | 0 | 0 | 0 | 57370.2269 | 395303 | 0 | 0 | 0 | 0 | 126043.6207 | 1188646.1826 | 0 | 0 | 0 | 0 | 0 | 0 | 0 | 0 | 0 | 0 | 0 | 0 | 0 | 0 | 0 | 0 | 0 | -246512.8382 | -91419.9349 | 0 | 0 | 0 | 0 | 0 | 0 | 0 | 0 | 0 | 0 | 0 | 0 | 0 | 0 | 0 | 0
2016-05-09 13:00 | 0 | 0 | 0 | 0 | 0 | 398244.9885 | 408599 | 0 | 0 | 0 | 0 | 0 | 1304335.7918 | 0 | 0 | 0 | 0 | 0 | 0 | 0 | 0 | 0 | 0 | 0 | 0 | 0 | 0 | 0 | 0 | 0 | -126043.6207 | 115689.6092 | 0 | 0 | 0 | 0 | 0 | 0 | 0 | 0 | 0 | 0 | 0 | 0 | 0 | 0 | 0 | 0
2016-05-09 14:00 | 0 | 0 | 0 | 0 | 118567.313 | 665343.1344 | 421708 | 0 | 0 | 0 | 0 | 246512.8382 | 1420025.4011 | 0 | 0 | 0 | 0 | 0 | 0 | 0 | 0 | 0 | 0 | 0 | 0 | 0 | 0 | 0 | 0 | 0 | 246512.8382 | 115689.6092 | 0 | 0 | 0 | 0 | 0 | 0 | 0 | 0 | 0 | 0 | 0 | 0 | 0 | 0 | 0 | 0
2016-05-09 15:00 | 0 | 0 | 0 | 0 | 0 | 794949.4475 | 432747 | 0 | 0 | 0 | 0 | 493025.6765 | 1535715.0103 | 0 | 0 | 0 | 0 | 0 | 0 | 0 | 0 | 0 | 0 | 0 | 0 | 0 | 0 | 0 | 0 | 0 | 246512.8382 | 115689.6092 | 0 | 0 | 0 | 0 | 0 | 0 | 0 | 0 | 0 | 0 | 0 | 0 | 0 | 0 | 0 | 0
2016-05-09 16:00 | 0 | 0 | 0 | 0 | 0 | 803341.4475 | 441139 | 0 | 0 | 0 | 0 | 739538.5147 | 1651404.6195 | 0 | 0 | 0 | 0 | 0 | 0 | 0 | 0 | 0 | 0 | 0 | 0 | 0 | 0 | 0 | 0 | 0 | 246512.8382 | 115689.6092 | 0 | 0 | 0 | 0 | 0 | 0 | 0 | 0 | 0 | 0 | 0 | 0 | 0 | 0 | 0 | 0
2016-05-09 17:00 | 0 | 0 | 0 | 0 | 0 | 811608.4475 | 449406 | 0 | 0 | 0 | 0 | 986051.353 | 1767094.2288 | 0 | 0 | 0 | 0 | 0 | 0 | 0 | 0 | 0 | 0 | 0 | 0 | 0 | 0 | 0 | 0 | 0 | 246512.8382 | 115689.6092 | 0 | 0 | 0 | 0 | 0 | 0 | 0 | 0 | 0 | 0 | 0 | 0 | 0 | 0 | 0 | 0
2016-05-09 18:00 | 0 | 0 | 0 | 0 | 0 | 816816.4475 | 454614 | 0 | 0 | 0 | 0 | 1232564.1912 | 1882783.838 | 0 | 0 | 0 | 0 | 0 | 0 | 0 | 0 | 0 | 0 | 0 | 0 | 0 | 0 | 0 | 0 | 0 | 246512.8382 | 115689.6092 | 0 | 0 | 0 | 0 | 0 | 0 | 0 | 0 | 0 | 0 | 0 | 0 | 0 | 0 | 0 | 0
2016-05-09 19:00 | 0 | 0 | 0 | 0 | 0 | 820262.4475 | 458060 | 0 | 0 | 0 | 0 | 1479077.0295 | 1998473.4472 | 0 | 0 | 0 | 0 | 0 | 0 | 0 | 0 | 0 | 0 | 0 | 0 | 0 | 0 | 0 | 0 | 0 | 246512.8382 | 115689.6092 | 0 | 0 | 0 | 0 | 0 | 0 | 0 | 0 | 0 | 0 | 0 | 0 | 0 | 0 | 0 | 0
2016-05-09 20:00 | 0 | 0 | 0 | 0 | 0 | 822683.4475 | 460481 | 0 | 0 | 0 | 0 | 1725589.8677 | 2114163.0565 | 0 | 0 | 0 | 0 | 0 | 0 | 0 | 0 | 0 | 0 | 0 | 0 | 0 | 0 | 0 | 0 | 0 | 246512.8382 | 115689.6092 | 0 | 0 | 0 | 0 | 0 | 0 | 0 | 0 | 0 | 0 | 0 | 0 | 0 | 0 | 0 | 0
2016-05-09 21:00 | 0 | 0 | 0 | 0 | 0 | 830315.8506 | 462328 | 0 | 0 | 0 | 0 | 1972102.7059 | 2229852.6657 | 0 | 0 | 0 | 0 | 0 | 0 | 0 | 5785.4032 | 0 | 0 | 0 | 0 | 0 | 0 | 0 | 0 | 0 | 246512.8382 | 115689.6092 | 0 | 0 | 0 | 0 | 0 | 0 | 0 | 0 | 0 | 5785.4032 | 0 | 0 | 0 | 0 | 0 | 0
2016-05-09 22:00 | 0 | 0 | 0 | 0 | 0 | 854419.1628 | 461423 | 0 | 0 | 0 | 0 | 2218615.5442 | 2345542.2749 | 0 | 0 | 0 | 0 | 0 | 0 | 0 | 36579.1185 | 0 | 0 | 0 | 0 | 0 | 0 | 0 | 0 | 0 | 246512.8382 | 115689.6092 | 0 | 0 | 0 | 0 | 0 | 0 | 0 | 0 | 0 | 30793.7153 | 0 | 0 | 0 | 0 | 0 | 0
2016-05-09 23:00 | 0 | 0 | 0 | 0 | 0 | 793825.118 | 458974 | 0 | 0 | 0 | 0 | 2465128.3824 | 2461231.8842 | 0 | 0 | 0 | 0 | 0 | 0 | 0 | 9227.789 | 0 | 0 | 0 | 0 | 0 | 0 | 0 | 0 | 0 | 246512.8382 | 115689.6092 | 0 | 0 | 0 | 0 | 0 | 0 | 0 | 0 | 0 | -27351.3295 | 0 | 0 | 0 | 0 | 0 | 0
2016-05-10 | 0 | 0 | 0 | 0 | 0 | 615665.1791 | 460125 | 0 | 0 | 0 | 0 | 2711641.2207 | 2379487.014 | 0 | 0 | 0 | 0 | 0 | 0 | 0 | 0 | 0 | 0 | 0 | 0 | 0 | 0 | 0 | 0 | 0 | 246512.8382 | -81744.8702 | 0 | 0 | 0 | 0 | 0 | 0 | 0 | 0 | 0 | -9227.789 | 0 | 0 | 0 | 0 | 0 | 0
2016-05-10 01:00 | 0 | 0 | 0 | 0 | 0 | 277449.2641 | 454568 | 0 | 0 | 0 | 0 | 2465128.3824 | 2448881.1163 | 0 | 0 | 0 | 0 | 0 | 0 | 0 | 0 | 0 | 0 | 0 | 0 | 0 | 0 | 0 | 0 | 0 | -246512.8382 | 69394.1023 | 0 | 0 | 0 | 0 | 0 | 0 | 0 | 0 | 0 | 0 | 0 | 0 | 0 | 0 | 0 | 0
2016-05-10 02:00 | 0 | 0 | 0 | 0 | 60878.902 | 10737.6505 | 433819 | 0 | 0 | 0 | 0 | 2218615.5442 | 2333191.5071 | 0 | 0 | 0 | 0 | 0 | 0 | 0 | 0 | 0 | 0 | 0 | 0 | 0 | 0 | 0 | 0 | 0 | -246512.8382 | -115689.6092 | 0 | 0 | 0 | 0 | 0 | 0 | 0 | 0 | 0 | 0 | 0 | 0 | 0 | 0 | 0 | 0
2016-05-10 03:00 | 0 | 0 | 0 | 0 | 44331.5525 | 0 | 406534 | 0 | 0 | 0 | 0 | 1972102.7059 | 2217501.8979 | 0 | 0 | 0 | 0 | 0 | 0 | 0 | 0 | 0 | 0 | 0 | 0 | 0 | 0 | 0 | 0 | 0 | -246512.8382 | -115689.6092 | 0 | 0 | 0 | 0 | 0 | 0 | 0 | 0 | 0 | 0 | 0 | 0 | 0 | 0 | 0 | 0
2016-05-10 04:00 | 0 | 0 | 0 | 0 | 20881.5525 | 0 | 383084 | 0 | 0 | 0 | 0 | 1725589.8677 | 2101812.2886 | 0 | 0 | 0 | 0 | 0 | 0 | 0 | 0 | 0 | 0 | 0 | 0 | 0 | 0 | 0 | 0 | 0 | -246512.8382 | -115689.6092 | 0 | 0 | 0 | 0 | 0 | 0 | 0 | 0 | 0 | 0 | 0 | 0 | 0 | 0 | 0 | 0
2016-05-10 05:00 | 0 | 0 | 0 | 0 | 245.5525 | 0 | 362448 | 0 | 0 | 0 | 0 | 1479077.0295 | 1986122.6794 | 0 | 0 | 0 | 0 | 0 | 0 | 0 | 0 | 0 | 0 | 0 | 0 | 0 | 0 | 0 | 0 | 0 | -246512.8382 | -115689.6092 | 0 | 0 | 0 | 0 | 0 | 0 | 0 | 0 | 0 | 0 | 0 | 0 | 0 | 0 | 0 | 0
2016-05-10 06:00 | 0 | 0 | 0 | 0 | 0 | 0 | 348334 | 0 | 0 | 0 | 0 | 1232564.1912 | 1884301.5176 | 0 | 0 | 0 | 0 | 0 | 0 | 0 | 0 | 0 | 0 | 0 | 0 | 0 | 0 | 0 | 0 | 0 | -246512.8382 | -101821.1618 | 0 | 0 | 0 | 0 | 0 | 0 | 0 | 0 | 0 | 0 | 0 | 0 | 0 | 0 | 0 | 0
2016-05-10 07:00 | 0 | 0 | 0 | 0 | 0 | 0 | 339313 | 0 | 0 | 0 | 0 | 986051.353 | 1791501.3559 | 0 | 0 | 0 | 0 | 0 | 0 | 0 | 0 | 0 | 0 | 0 | 0 | 0 | 0 | 0 | 0 | 0 | -246512.8382 | -92800.1618 | 0 | 0 | 0 | 0 | 0 | 0 | 0 | 0 | 0 | 0 | 0 | 0 | 0 | 0 | 0 | 0
2016-05-10 08:00 | 0 | 0 | 0 | 0 | 0 | 0 | 337125 | 0 | 0 | 0 | 0 | 739538.5147 | 1700889.1941 | 0 | 0 | 0 | 0 | 0 | 0 | 0 | 0 | 0 | 0 | 0 | 0 | 0 | 0 | 0 | 0 | 0 | -246512.8382 | -90612.1618 | 0 | 0 | 0 | 0 | 0 | 0 | 0 | 0 | 0 | 0 | 0 | 0 | 0 | 0 | 0 | 0
2016-05-10 09:00 | 0 | 0 | 0 | 0 | 443946.8862 | 0 | 344916 | 0 | 0 | 0 | 0 | 949478.4577 | 1585199.5849 | 0 | 0 | 0 | 0 | 0 | 0 | 0 | 4780.5525 | 0 | 0 | 0 | 0 | 0 | 0 | 0 | 0 | 0 | 209939.943 | -115689.6092 | 0 | 0 | 0 | 0 | 0 | 0 | 0 | 0 | 0 | 4780.5525 | 0 | 0 | 0 | 0 | 0 | 0
2016-05-10 10:00 | 0 | 0 | 0 | 0 | 0 | 0 | 366983 | 0 | 0 | 0 | 0 | 702965.6194 | 1469509.9757 | 0 | 0 | 0 | 0 | 0 | 0 | 0 | 0 | 0 | 0 | 0 | 0 | 0 | 0 | 0 | 0 | 0 | -246512.8382 | -115689.6092 | 0 | 0 | 0 | 0 | 0 | 0 | 0 | 0 | 0 | -4780.5525 | 0 | 0 | 0 | 0 | 0 | 0
2016-05-10 11:00 | 0 | 0 | 0 | 0 | 27456.5525 | 0 | 389659 | 0 | 0 | 0 | 0 | 456452.7812 | 1353820.3664 | 0 | 0 | 0 | 0 | 0 | 0 | 0 | 0 | 0 | 0 | 0 | 0 | 0 | 0 | 0 | 0 | 0 | -246512.8382 | -115689.6092 | 0 | 0 | 0 | 0 | 0 | 0 | 0 | 0 | 0 | 0 | 0 | 0 | 0 | 0 | 0 | 0
2016-05-10 12:00 | 0 | 0 | 0 | 0 | 0 | 50091.7167 | 404419 | 0 | 0 | 0 | 0 | 209939.943 | 1246005.9214 | 0 | 0 | 0 | 0 | 0 | 0 | 0 | 0 | 0 | 0 | 0 | 0 | 0 | 0 | 0 | 0 | 0 | -246512.8382 | -107814.445 | 0 | 0 | 0 | 0 | 0 | 0 | 0 | 0 | 0 | 0 | 0 | 0 | 0 | 0 | 0 | 0
2016-05-10 13:00 | 0 | 0 | 0 | 0 | 62320.7079 | 450495.5297 | 419261 | 0 | 0 | 0 | 0 | 187805.5713 | 1361695.5306 | 0 | 0 | 0 | 0 | 0 | 0 | 0 | 0 | 0 | 0 | 0 | 0 | 0 | 0 | 0 | 0 | 0 | -22134.3717 | 115689.6092 | 0 | 0 | 0 | 0 | 0 | 0 | 0 | 0 | 0 | 0 | 0 | 0 | 0 | 0 | 0 | 0
2016-05-10 14:00 | 0 | 0 | 0 | 0 | 83370.5604 | 712897.8871 | 434066 | 0 | 0 | 0 | 0 | 434318.4095 | 1477385.1399 | 0 | 0 | 0 | 0 | 0 | 0 | 0 | 0 | 0 | 0 | 0 | 0 | 0 | 0 | 0 | 0 | 0 | 246512.8382 | 115689.6092 | 0 | 0 | 0 | 0 | 0 | 0 | 0 | 0 | 0 | 0 | 0 | 0 | 0 | 0 | 0 | 0
2016-05-10 15:00 | 0 | 0 | 0 | 0 | 0 | 808743.4475 | 446541 | 0 | 0 | 0 | 0 | 680831.2478 | 1593074.7491 | 0 | 0 | 0 | 0 | 0 | 0 | 0 | 0 | 0 | 0 | 0 | 0 | 0 | 0 | 0 | 0 | 0 | 246512.8382 | 115689.6092 | 0 | 0 | 0 | 0 | 0 | 0 | 0 | 0 | 0 | 0 | 0 | 0 | 0 | 0 | 0 | 0
2016-05-10 16:00 | 0 | 0 | 0 | 0 | 0 | 818510.4475 | 456308 | 0 | 0 | 0 | 0 | 927344.086 | 1708764.3583 | 0 | 0 | 0 | 0 | 0 | 0 | 0 | 0 | 0 | 0 | 0 | 0 | 0 | 0 | 0 | 0 | 0 | 246512.8382 | 115689.6092 | 0 | 0 | 0 | 0 | 0 | 0 | 0 | 0 | 0 | 0 | 0 | 0 | 0 | 0 | 0 | 0
2016-05-10 17:00 | 0 | 0 | 0 | 0 | 0 | 828122.4475 | 465920 | 0 | 0 | 0 | 0 | 1173856.9242 | 1824453.9676 | 0 | 0 | 0 | 0 | 0 | 0 | 0 | 0 | 0 | 0 | 0 | 0 | 0 | 0 | 0 | 0 | 0 | 246512.8382 | 115689.6092 | 0 | 0 | 0 | 0 | 0 | 0 | 0 | 0 | 0 | 0 | 0 | 0 | 0 | 0 | 0 | 0
2016-05-10 18:00 | 0 | 0 | 0 | 0 | 0 | 834705.4475 | 472503 | 0 | 0 | 0 | 0 | 1420369.7625 | 1940143.5768 | 0 | 0 | 0 | 0 | 0 | 0 | 0 | 0 | 0 | 0 | 0 | 0 | 0 | 0 | 0 | 0 | 0 | 246512.8382 | 115689.6092 | 0 | 0 | 0 | 0 | 0 | 0 | 0 | 0 | 0 | 0 | 0 | 0 | 0 | 0 | 0 | 0
2016-05-10 19:00 | 0 | 0 | 0 | 0 | 0 | 844675.4475 | 482473 | 0 | 0 | 0 | 0 | 1666882.6007 | 2055833.186 | 0 | 0 | 0 | 0 | 0 | 0 | 0 | 0 | 0 | 0 | 0 | 0 | 0 | 0 | 0 | 0 | 0 | 246512.8382 | 115689.6092 | 0 | 0 | 0 | 0 | 0 | 0 | 0 | 0 | 0 | 0 | 0 | 0 | 0 | 0 | 0 | 0
2016-05-10 20:00 | 0 | 0 | 0 | 0 | 0 | 860785.3072 | 487083 | 0 | 0 | 0 | 0 | 1913395.439 | 2171522.7953 | 0 | 0 | 0 | 0 | 0 | 0 | 0 | 11499.8597 | 0 | 0 | 0 | 0 | 0 | 0 | 0 | 0 | 0 | 246512.8382 | 115689.6092 | 0 | 0 | 0 | 0 | 0 | 0 | 0 | 0 | 0 | 11499.8597 | 0 | 0 | 0 | 0 | 0 | 0
2016-05-10 21:00 | 0 | 0 | 0 | 0 | 0 | 878443.7062 | 491162 | 0 | 0 | 0 | 0 | 2159908.2772 | 2287212.4045 | 0 | 0 | 0 | 0 | 0 | 0 | 0 | 36579.1185 | 0 | 0 | 0 | 0 | 0 | 0 | 0 | 0 | 0 | 246512.8382 | 115689.6092 | 0 | 0 | 0 | 0 | 0 | 0 | 0 | 0 | 0 | 25079.2588 | 0 | 0 | 0 | 0 | 0 | 0
2016-05-10 22:00 | 0 | 0 | 0 | 0 | 0 | 844683.0954 | 489289 | 0 | 0 | 0 | 0 | 2406421.1155 | 2402902.0137 | 0 | 0 | 0 | 0 | 0 | 0 | 0 | 29770.7664 | 0 | 0 | 0 | 0 | 0 | 0 | 0 | 0 | 0 | 246512.8382 | 115689.6092 | 0 | 0 | 0 | 0 | 0 | 0 | 0 | 0 | 0 | -6808.3521 | 0 | 0 | 0 | 0 | 0 | 0
2016-05-10 23:00 | 0 | 0 | 0 | 0 | 0 | 744531.4217 | 484040 | 0 | 0 | 0 | 0 | 2652933.9537 | 2415857.6483 | 0 | 0 | 0 | 0 | 0 | 0 | 0 | 30793.7153 | 0 | 0 | 0 | 0 | 0 | 0 | 0 | 0 | 0 | 246512.8382 | 12955.6345 | 0 | 0 | 0 | 0 | 0 | 0 | 0 | 0 | 0 | 1022.9489 | 0 | 0 | 0 | 0 | 0 | 0
2016-05-11 | 0 | 0 | 0 | 0 | 0 | 581559.5345 | 482045 | 0 | 0 | 0 | 0 | 2667552.5943 | 2531547.2575 | 0 | 0 | 0 | 0 | 0 | 0 | 0 | 0 | 0 | 0 | 0 | 0 | 0 | 0 | 0 | 0 | 0 | 14618.6406 | 115689.6092 | 0 | 0 | 0 | 0 | 0 | 0 | 0 | 0 | 0 | -30793.7153 | 0 | 0 | 0 | 0 | 0 | 0
2016-05-11 01:00 | 0 | 0 | 0 | 0 | 0 | 267437.7763 | 474763 | 0 | 0 | 0 | 0 | 2421039.7561 | 2570734.872 | 0 | 0 | 0 | 0 | 0 | 0 | 0 | 0 | 0 | 0 | 0 | 0 | 0 | 0 | 0 | 0 | 0 | -246512.8382 | 39187.6145 | 0 | 0 | 0 | 0 | 0 | 0 | 0 | 0 | 0 | 0 | 0 | 0 | 0 | 0 | 0 | 0
2016-05-11 02:00 | 0 | 0 | 0 | 0 | 77625.3439 | 11968.2086 | 451796 | 0 | 0 | 0 | 0 | 2174526.9178 | 2455045.2628 | 0 | 0 | 0 | 0 | 0 | 0 | 0 | 0 | 0 | 0 | 0 | 0 | 0 | 0 | 0 | 0 | 0 | -246512.8382 | -115689.6092 | 0 | 0 | 0 | 0 | 0 | 0 | 0 | 0 | 0 | 0 | 0 | 0 | 0 | 0 | 0 | 0
2016-05-11 03:00 | 0 | 0 | 0 | 0 | 60265.5525 | 0 | 422468 | 0 | 0 | 0 | 0 | 1928014.0796 | 2339355.6536 | 0 | 0 | 0 | 0 | 0 | 0 | 0 | 0 | 0 | 0 | 0 | 0 | 0 | 0 | 0 | 0 | 0 | -246512.8382 | -115689.6092 | 0 | 0 | 0 | 0 | 0 | 0 | 0 | 0 | 0 | 0 | 0 | 0 | 0 | 0 | 0 | 0
2016-05-11 04:00 | 0 | 0 | 0 | 0 | 33278.5525 | 0 | 395481 | 0 | 0 | 0 | 0 | 1681501.2413 | 2223666.0443 | 0 | 0 | 0 | 0 | 0 | 0 | 0 | 0 | 0 | 0 | 0 | 0 | 0 | 0 | 0 | 0 | 0 | -246512.8382 | -115689.6092 | 0 | 0 | 0 | 0 | 0 | 0 | 0 | 0 | 0 | 0 | 0 | 0 | 0 | 0 | 0 | 0
2016-05-11 05:00 | 0 | 0 | 0 | 0 | 12005.5525 | 0 | 374208 | 0 | 0 | 0 | 0 | 1434988.4031 | 2107976.4351 | 0 | 0 | 0 | 0 | 0 | 0 | 0 | 0 | 0 | 0 | 0 | 0 | 0 | 0 | 0 | 0 | 0 | -246512.8382 | -115689.6092 | 0 | 0 | 0 | 0 | 0 | 0 | 0 | 0 | 0 | 0 | 0 | 0 | 0 | 0 | 0 | 0
2016-05-11 06:00 | 0 | 0 | 0 | 0 | 0 | 0 | 356964 | 0 | 0 | 0 | 0 | 1188475.5648 | 1997525.2733 | 0 | 0 | 0 | 0 | 0 | 0 | 0 | 0 | 0 | 0 | 0 | 0 | 0 | 0 | 0 | 0 | 0 | -246512.8382 | -110451.1618 | 0 | 0 | 0 | 0 | 0 | 0 | 0 | 0 | 0 | 0 | 0 | 0 | 0 | 0 | 0 | 0
2016-05-11 07:00 | 0 | 0 | 0 | 0 | 0 | 0 | 346965 | 0 | 0 | 0 | 0 | 941962.7266 | 1897073.1116 | 0 | 0 | 0 | 0 | 0 | 0 | 0 | 0 | 0 | 0 | 0 | 0 | 0 | 0 | 0 | 0 | 0 | -246512.8382 | -100452.1618 | 0 | 0 | 0 | 0 | 0 | 0 | 0 | 0 | 0 | 0 | 0 | 0 | 0 | 0 | 0 | 0
2016-05-11 08:00 | 0 | 0 | 0 | 0 | 0 | 0 | 343361 | 0 | 0 | 0 | 0 | 695449.8884 | 1800224.9498 | 0 | 0 | 0 | 0 | 0 | 0 | 0 | 0 | 0 | 0 | 0 | 0 | 0 | 0 | 0 | 0 | 0 | -246512.8382 | -96848.1618 | 0 | 0 | 0 | 0 | 0 | 0 | 0 | 0 | 0 | 0 | 0 | 0 | 0 | 0 | 0 | 0
2016-05-11 09:00 | 0 | 0 | 0 | 0 | 0 | 0 | 350486 | 0 | 0 | 0 | 0 | 448937.0501 | 1696251.7881 | 0 | 0 | 0 | 0 | 0 | 0 | 0 | 0 | 0 | 0 | 0 | 0 | 0 | 0 | 0 | 0 | 0 | -246512.8382 | -103973.1618 | 0 | 0 | 0 | 0 | 0 | 0 | 0 | 0 | 0 | 0 | 0 | 0 | 0 | 0 | 0 | 0
2016-05-11 10:00 | 0 | 0 | 0 | 0 | 531056.2356 | 0 | 371278 | 0 | 0 | 0 | 0 | 493025.6765 | 1811941.3973 | 0 | 0 | 0 | 0 | 0 | 0 | 0 | 0 | 0 | 0 | 0 | 0 | 0 | 0 | 0 | 0 | 0 | 44088.6264 | 115689.6092 | 0 | 0 | 0 | 0 | 0 | 0 | 0 | 0 | 0 | 0 | 0 | 0 | 0 | 0 | 0 | 0
2016-05-11 11:00 | 0 | 0 | 0 | 0 | 31004.5525 | 0 | 393207 | 0 | 0 | 0 | 0 | 246512.8382 | 1696251.7881 | 0 | 0 | 0 | 0 | 0 | 0 | 0 | 0 | 0 | 0 | 0 | 0 | 0 | 0 | 0 | 0 | 0 | -246512.8382 | -115689.6092 | 0 | 0 | 0 | 0 | 0 | 0 | 0 | 0 | 0 | 0 | 0 | 0 | 0 | 0 | 0 | 0
2016-05-11 12:00 | 0 | 0 | 0 | 0 | 0 | 72864.5531 | 408675 | 0 | 0 | 0 | 0 | 0 | 1606954.1794 | 0 | 0 | 0 | 0 | 0 | 0 | 0 | 0 | 0 | 0 | 0 | 0 | 0 | 0 | 0 | 0 | 0 | -246512.8382 | -89297.6086 | 0 | 0 | 0 | 0 | 0 | 0 | 0 | 0 | 0 | 0 | 0 | 0 | 0 | 0 | 0 | 0
2016-05-11 13:00 | 0 | 0 | 0 | 0 | 0 | 510177.9241 | 423244 | 0 | 0 | 0 | 0 | 154207.8601 | 1539680.2435 | 0 | 0 | 0 | 0 | 0 | 0 | 0 | 0 | 0 | 0 | 0 | 0 | 0 | 0 | 0 | 0 | 0 | 154207.8601 | -67273.9359 | 0 | 0 | 0 | 0 | 0 | 0 | 0 | 0 | 0 | 0 | 0 | 0 | 0 | 0 | 0 | 0
2016-05-11 14:00 | 0 | 0 | 0 | 0 | 59690.1817 | 741618.2658 | 439106 | 0 | 0 | 0 | 0 | 400720.6983 | 1655369.8528 | 0 | 0 | 0 | 0 | 0 | 0 | 0 | 0 | 0 | 0 | 0 | 0 | 0 | 0 | 0 | 0 | 0 | 246512.8382 | 115689.6092 | 0 | 0 | 0 | 0 | 0 | 0 | 0 | 0 | 0 | 0 | 0 | 0 | 0 | 0 | 0 | 0
2016-05-11 15:00 | 0 | 0 | 0 | 0 | 0 | 816079.4475 | 453877 | 0 | 0 | 0 | 0 | 647233.5365 | 1771059.462 | 0 | 0 | 0 | 0 | 0 | 0 | 0 | 0 | 0 | 0 | 0 | 0 | 0 | 0 | 0 | 0 | 0 | 246512.8382 | 115689.6092 | 0 | 0 | 0 | 0 | 0 | 0 | 0 | 0 | 0 | 0 | 0 | 0 | 0 | 0 | 0 | 0
2016-05-11 16:00 | 0 | 0 | 0 | 0 | 0 | 828478.4475 | 466276 | 0 | 0 | 0 | 0 | 893746.3748 | 1886749.0712 | 0 | 0 | 0 | 0 | 0 | 0 | 0 | 0 | 0 | 0 | 0 | 0 | 0 | 0 | 0 | 0 | 0 | 246512.8382 | 115689.6092 | 0 | 0 | 0 | 0 | 0 | 0 | 0 | 0 | 0 | 0 | 0 | 0 | 0 | 0 | 0 | 0
2016-05-11 17:00 | 0 | 0 | 0 | 0 | 0 | 840755.4475 | 478553 | 0 | 0 | 0 | 0 | 1140259.213 | 2002438.6805 | 0 | 0 | 0 | 0 | 0 | 0 | 0 | 0 | 0 | 0 | 0 | 0 | 0 | 0 | 0 | 0 | 0 | 246512.8382 | 115689.6092 | 0 | 0 | 0 | 0 | 0 | 0 | 0 | 0 | 0 | 0 | 0 | 0 | 0 | 0 | 0 | 0
2016-05-11 18:00 | 0 | 0 | 0 | 0 | 0 | 850663.4475 | 488461 | 0 | 0 | 0 | 0 | 1386772.0513 | 2118128.2897 | 0 | 0 | 0 | 0 | 0 | 0 | 0 | 0 | 0 | 0 | 0 | 0 | 0 | 0 | 0 | 0 | 0 | 246512.8382 | 115689.6092 | 0 | 0 | 0 | 0 | 0 | 0 | 0 | 0 | 0 | 0 | 0 | 0 | 0 | 0 | 0 | 0
2016-05-11 19:00 | 0 | 0 | 0 | 0 | 0 | 858886.4475 | 496684 | 0 | 0 | 0 | 0 | 1633284.8895 | 2233817.8989 | 0 | 0 | 0 | 0 | 0 | 0 | 0 | 0 | 0 | 0 | 0 | 0 | 0 | 0 | 0 | 0 | 0 | 246512.8382 | 115689.6092 | 0 | 0 | 0 | 0 | 0 | 0 | 0 | 0 | 0 | 0 | 0 | 0 | 0 | 0 | 0 | 0
2016-05-11 20:00 | 0 | 0 | 0 | 0 | 0 | 877904.8489 | 503446 | 0 | 0 | 0 | 0 | 1879797.7277 | 2349507.5081 | 0 | 0 | 0 | 0 | 0 | 0 | 0 | 12256.4014 | 0 | 0 | 0 | 0 | 0 | 0 | 0 | 0 | 0 | 246512.8382 | 115689.6092 | 0 | 0 | 0 | 0 | 0 | 0 | 0 | 0 | 0 | 12256.4014 | 0 | 0 | 0 | 0 | 0 | 0
2016-05-11 21:00 | 0 | 0 | 0 | 0 | 0 | 893781.1645 | 507256 | 0 | 0 | 0 | 0 | 2126310.566 | 2465197.1174 | 0 | 0 | 0 | 0 | 0 | 0 | 0 | 36579.1185 | 0 | 0 | 0 | 0 | 0 | 0 | 0 | 0 | 0 | 246512.8382 | 115689.6092 | 0 | 0 | 0 | 0 | 0 | 0 | 0 | 0 | 0 | 24322.7171 | 0 | 0 | 0 | 0 | 0 | 0
2016-05-11 22:00 | 0 | 0 | 0 | 0 | 0 | 862751.5048 | 505658 | 0 | 0 | 0 | 0 | 2372823.4042 | 2580886.7266 | 0 | 0 | 0 | 0 | 0 | 0 | 0 | 31470.1758 | 0 | 0 | 0 | 0 | 0 | 0 | 0 | 0 | 0 | 246512.8382 | 115689.6092 | 0 | 0 | 0 | 0 | 0 | 0 | 0 | 0 | 0 | -5108.9427 | 0 | 0 | 0 | 0 | 0 | 0
2016-05-11 23:00 | 0 | 0 | 0 | 0 | 0 | 763594.5644 | 499182 | 0 | 0 | 0 | 0 | 2516437.4167 | 2696576.3358 | 0 | 0 | 0 | 0 | 0 | 0 | 0 | 36579.1185 | 0 | 0 | 0 | 0 | 0 | 0 | 0 | 0 | 0 | 143614.0125 | 115689.6092 | 0 | 0 | 0 | 0 | 0 | 0 | 0 | 0 | 0 | 5108.9427 | 0 | 0 | 0 | 0 | 0 | 0
2016-05-12 | 0 | 0 | 0 | 0 | 0 | 603297.3696 | 494879 | 0 | 0 | 0 | 0 | 2509166.177 | 2812265.9451 | 0 | 0 | 0 | 0 | 0 | 0 | 0 | 36579.1185 | 0 | 0 | 0 | 0 | 0 | 0 | 0 | 0 | 0 | -7271.2397 | 115689.6092 | 0 | 0 | 0 | 0 | 0 | 0 | 0 | 0 | 0 | 0 | 0 | 0 | 0 | 0 | 0 | 0
2016-05-12 01:00 | 0 | 0 | 0 | 0 | 0 | 285212.6321 | 486960 | 0 | 0 | 0 | 0 | 2453902.1337 | 2696576.3358 | 0 | 0 | 0 | 0 | 0 | 0 | 0 | 5785.4032 | 0 | 0 | 0 | 0 | 0 | 0 | 0 | 0 | 0 | -55264.0434 | -115689.6092 | 0 | 0 | 0 | 0 | 0 | 0 | 0 | 0 | 0 | -30793.7153 | 0 | 0 | 0 | 0 | 0 | 0
2016-05-12 02:00 | 0 | 0 | 0 | 0 | 73061.4442 | 22106.7051 | 463156 | 0 | 0 | 0 | 0 | 2207389.2954 | 2580886.7266 | 0 | 0 | 0 | 0 | 0 | 0 | 0 | 0 | 0 | 0 | 0 | 0 | 0 | 0 | 0 | 0 | 0 | -246512.8382 | -115689.6092 | 0 | 0 | 0 | 0 | 0 | 0 | 0 | 0 | 0 | -5785.4032 | 0 | 0 | 0 | 0 | 0 | 0
2016-05-12 03:00 | 0 | 0 | 0 | 0 | 69583.5525 | 0 | 431786 | 0 | 0 | 0 | 0 | 1960876.4572 | 2465197.1174 | 0 | 0 | 0 | 0 | 0 | 0 | 0 | 0 | 0 | 0 | 0 | 0 | 0 | 0 | 0 | 0 | 0 | -246512.8382 | -115689.6092 | 0 | 0 | 0 | 0 | 0 | 0 | 0 | 0 | 0 | 0 | 0 | 0 | 0 | 0 | 0 | 0
2016-05-12 04:00 | 0 | 0 | 0 | 0 | 40742.5525 | 0 | 402945 | 0 | 0 | 0 | 0 | 1714363.6189 | 2349507.5081 | 0 | 0 | 0 | 0 | 0 | 0 | 0 | 0 | 0 | 0 | 0 | 0 | 0 | 0 | 0 | 0 | 0 | -246512.8382 | -115689.6092 | 0 | 0 | 0 | 0 | 0 | 0 | 0 | 0 | 0 | 0 | 0 | 0 | 0 | 0 | 0 | 0
2016-05-12 05:00 | 0 | 0 | 0 | 0 | 16591.5525 | 0 | 378794 | 0 | 0 | 0 | 0 | 1467850.7807 | 2233817.8989 | 0 | 0 | 0 | 0 | 0 | 0 | 0 | 0 | 0 | 0 | 0 | 0 | 0 | 0 | 0 | 0 | 0 | -246512.8382 | -115689.6092 | 0 | 0 | 0 | 0 | 0 | 0 | 0 | 0 | 0 | 0 | 0 | 0 | 0 | 0 | 0 | 0
2016-05-12 06:00 | 0 | 0 | 0 | 0 | 0 | 0 | 360427 | 0 | 0 | 0 | 0 | 1221337.9425 | 2119903.7372 | 0 | 0 | 0 | 0 | 0 | 0 | 0 | 0 | 0 | 0 | 0 | 0 | 0 | 0 | 0 | 0 | 0 | -246512.8382 | -113914.1618 | 0 | 0 | 0 | 0 | 0 | 0 | 0 | 0 | 0 | 0 | 0 | 0 | 0 | 0 | 0 | 0
2016-05-12 07:00 | 0 | 0 | 0 | 0 | 0 | 0 | 348378 | 0 | 0 | 0 | 0 | 974825.1042 | 2018038.5754 | 0 | 0 | 0 | 0 | 0 | 0 | 0 | 0 | 0 | 0 | 0 | 0 | 0 | 0 | 0 | 0 | 0 | -246512.8382 | -101865.1618 | 0 | 0 | 0 | 0 | 0 | 0 | 0 | 0 | 0 | 0 | 0 | 0 | 0 | 0 | 0 | 0
2016-05-12 08:00 | 0 | 0 | 0 | 0 | 0 | 0 | 344455 | 0 | 0 | 0 | 0 | 728312.266 | 1920096.4136 | 0 | 0 | 0 | 0 | 0 | 0 | 0 | 0 | 0 | 0 | 0 | 0 | 0 | 0 | 0 | 0 | 0 | -246512.8382 | -97942.1618 | 0 | 0 | 0 | 0 | 0 | 0 | 0 | 0 | 0 | 0 | 0 | 0 | 0 | 0 | 0 | 0
2016-05-12 09:00 | 0 | 0 | 0 | 0 | 0 | 0 | 351745 | 0 | 0 | 0 | 0 | 481799.4277 | 1814864.2519 | 0 | 0 | 0 | 0 | 0 | 0 | 0 | 0 | 0 | 0 | 0 | 0 | 0 | 0 | 0 | 0 | 0 | -246512.8382 | -105232.1618 | 0 | 0 | 0 | 0 | 0 | 0 | 0 | 0 | 0 | 0 | 0 | 0 | 0 | 0 | 0 | 0
2016-05-12 10:00 | 0 | 0 | 0 | 0 | 498404.858 | 0 | 371489 | 0 | 0 | 0 | 0 | 493025.6765 | 1930553.8611 | 0 | 0 | 0 | 0 | 0 | 0 | 0 | 0 | 0 | 0 | 0 | 0 | 0 | 0 | 0 | 0 | 0 | 11226.2488 | 115689.6092 | 0 | 0 | 0 | 0 | 0 | 0 | 0 | 0 | 0 | 0 | 0 | 0 | 0 | 0 | 0 | 0
2016-05-12 11:00 | 0 | 0 | 0 | 0 | 31884.5525 | 0 | 394087 | 0 | 0 | 0 | 0 | 246512.8382 | 1814864.2519 | 0 | 0 | 0 | 0 | 0 | 0 | 0 | 0 | 0 | 0 | 0 | 0 | 0 | 0 | 0 | 0 | 0 | -246512.8382 | -115689.6092 | 0 | 0 | 0 | 0 | 0 | 0 | 0 | 0 | 0 | 0 | 0 | 0 | 0 | 0 | 0 | 0
2016-05-12 12:00 | 0 | 0 | 0 | 0 | 0 | 71269.3775 | 411018 | 0 | 0 | 0 | 0 | 0 | 1721628.4676 | 0 | 0 | 0 | 0 | 0 | 0 | 0 | 0 | 0 | 0 | 0 | 0 | 0 | 0 | 0 | 0 | 0 | -246512.8382 | -93235.7843 | 0 | 0 | 0 | 0 | 0 | 0 | 0 | 0 | 0 | 0 | 0 | 0 | 0 | 0 | 0 | 0
2016-05-12 13:00 | 0 | 0 | 0 | 0 | 72527.8407 | 484267.3883 | 425972 | 0 | 0 | 0 | 0 | 246512.8382 | 1605938.8584 | 0 | 0 | 0 | 0 | 0 | 0 | 0 | 0 | 0 | 0 | 0 | 0 | 0 | 0 | 0 | 0 | 0 | 246512.8382 | -115689.6092 | 0 | 0 | 0 | 0 | 0 | 0 | 0 | 0 | 0 | 0 | 0 | 0 | 0 | 0 | 0 | 0
2016-05-12 14:00 | 0 | 0 | 0 | 0 | 94751.7183 | 709179.7292 | 441729 | 0 | 0 | 0 | 0 | 493025.6765 | 1721628.4676 | 0 | 0 | 0 | 0 | 0 | 0 | 0 | 0 | 0 | 0 | 0 | 0 | 0 | 0 | 0 | 0 | 0 | 246512.8382 | 115689.6092 | 0 | 0 | 0 | 0 | 0 | 0 | 0 | 0 | 0 | 0 | 0 | 0 | 0 | 0 | 0 | 0
2016-05-12 15:00 | 0 | 0 | 0 | 0 | 0 | 818436.4475 | 456234 | 0 | 0 | 0 | 0 | 739538.5147 | 1837318.0768 | 0 | 0 | 0 | 0 | 0 | 0 | 0 | 0 | 0 | 0 | 0 | 0 | 0 | 0 | 0 | 0 | 0 | 246512.8382 | 115689.6092 | 0 | 0 | 0 | 0 | 0 | 0 | 0 | 0 | 0 | 0 | 0 | 0 | 0 | 0 | 0 | 0
2016-05-12 16:00 | 0 | 0 | 0 | 0 | 0 | 829551.4475 | 467349 | 0 | 0 | 0 | 0 | 986051.353 | 1953007.6861 | 0 | 0 | 0 | 0 | 0 | 0 | 0 | 0 | 0 | 0 | 0 | 0 | 0 | 0 | 0 | 0 | 0 | 246512.8382 | 115689.6092 | 0 | 0 | 0 | 0 | 0 | 0 | 0 | 0 | 0 | 0 | 0 | 0 | 0 | 0 | 0 | 0
2016-05-12 17:00 | 0 | 0 | 0 | 0 | 0 | 840382.4475 | 478180 | 0 | 0 | 0 | 0 | 1232564.1912 | 2068697.2953 | 0 | 0 | 0 | 0 | 0 | 0 | 0 | 0 | 0 | 0 | 0 | 0 | 0 | 0 | 0 | 0 | 0 | 246512.8382 | 115689.6092 | 0 | 0 | 0 | 0 | 0 | 0 | 0 | 0 | 0 | 0 | 0 | 0 | 0 | 0 | 0 | 0
2016-05-12 18:00 | 0 | 0 | 0 | 0 | 0 | 848680.4475 | 486478 | 0 | 0 | 0 | 0 | 1479077.0295 | 2184386.9045 | 0 | 0 | 0 | 0 | 0 | 0 | 0 | 0 | 0 | 0 | 0 | 0 | 0 | 0 | 0 | 0 | 0 | 246512.8382 | 115689.6092 | 0 | 0 | 0 | 0 | 0 | 0 | 0 | 0 | 0 | 0 | 0 | 0 | 0 | 0 | 0 | 0
2016-05-12 19:00 | 0 | 0 | 0 | 0 | 0 | 854243.4475 | 492041 | 0 | 0 | 0 | 0 | 1725589.8677 | 2300076.5138 | 0 | 0 | 0 | 0 | 0 | 0 | 0 | 0 | 0 | 0 | 0 | 0 | 0 | 0 | 0 | 0 | 0 | 246512.8382 | 115689.6092 | 0 | 0 | 0 | 0 | 0 | 0 | 0 | 0 | 0 | 0 | 0 | 0 | 0 | 0 | 0 | 0
2016-05-12 20:00 | 0 | 0 | 0 | 0 | 0 | 889440.1628 | 496444 | 0 | 0 | 0 | 0 | 1972102.7059 | 2415766.123 | 0 | 0 | 0 | 0 | 0 | 0 | 0 | 30793.7153 | 0 | 0 | 0 | 0 | 0 | 0 | 0 | 0 | 0 | 246512.8382 | 115689.6092 | 0 | 0 | 0 | 0 | 0 | 0 | 0 | 0 | 0 | 30793.7153 | 0 | 0 | 0 | 0 | 0 | 0
2016-05-12 21:00 | 0 | 0 | 0 | 0 | 0 | 866549.8506 | 498562 | 0 | 0 | 0 | 0 | 2218615.5442 | 2531455.7322 | 0 | 0 | 0 | 0 | 0 | 0 | 0 | 36579.1185 | 0 | 0 | 0 | 0 | 0 | 0 | 0 | 0 | 0 | 246512.8382 | 115689.6092 | 0 | 0 | 0 | 0 | 0 | 0 | 0 | 0 | 0 | 5785.4032 | 0 | 0 | 0 | 0 | 0 | 0
2016-05-12 22:00 | 0 | 0 | 0 | 0 | 0 | 840843.0791 | 495548 | 0 | 0 | 0 | 0 | 2454006.4172 | 2647145.3415 | 0 | 0 | 0 | 0 | 0 | 0 | 0 | 30793.7153 | 0 | 0 | 0 | 0 | 0 | 0 | 0 | 0 | 0 | 235390.873 | 115689.6092 | 0 | 0 | 0 | 0 | 0 | 0 | 0 | 0 | 0 | -5785.4032 | 0 | 0 | 0 | 0 | 0 | 0
2016-05-12 23:00 | 0 | 0 | 0 | 0 | 0 | 743336.8182 | 488381 | 0 | 0 | 0 | 0 | 2624066.3415 | 2762834.9507 | 0 | 0 | 0 | 0 | 0 | 0 | 0 | 0 | 0 | 0 | 0 | 0 | 0 | 0 | 0 | 0 | 0 | 170059.9243 | 115689.6092 | 0 | 0 | 0 | 0 | 0 | 0 | 0 | 0 | 0 | -30793.7153 | 0 | 0 | 0 | 0 | 0 | 0
2016-05-13 | 0 | 0 | 0 | 0 | 0 | 588543.3025 | 485226 | 0 | 0 | 0 | 0 | 2679051.1256 | 2811167.469 | 0 | 0 | 0 | 0 | 0 | 0 | 0 | 0 | 0 | 0 | 0 | 0 | 0 | 0 | 0 | 0 | 0 | 54984.7842 | 48332.5183 | 0 | 0 | 0 | 0 | 0 | 0 | 0 | 0 | 0 | 0 | 0 | 0 | 0 | 0 | 0 | 0
2016-05-13 01:00 | 0 | 0 | 0 | 0 | 0 | 283337.5016 | 476994 | 0 | 0 | 0 | 0 | 2432538.2874 | 2864023.8088 | 0 | 0 | 0 | 0 | 0 | 0 | 0 | 0 | 0 | 0 | 0 | 0 | 0 | 0 | 0 | 0 | 0 | -246512.8382 | 52856.3398 | 0 | 0 | 0 | 0 | 0 | 0 | 0 | 0 | 0 | 0 | 0 | 0 | 0 | 0 | 0 | 0
2016-05-13 02:00 | 0 | 0 | 0 | 0 | 68421.6365 | 23713.9161 | 454338 | 0 | 0 | 0 | 0 | 2186025.4492 | 2748334.1996 | 0 | 0 | 0 | 0 | 0 | 0 | 0 | 0 | 0 | 0 | 0 | 0 | 0 | 0 | 0 | 0 | 0 | -246512.8382 | -115689.6092 | 0 | 0 | 0 | 0 | 0 | 0 | 0 | 0 | 0 | 0 | 0 | 0 | 0 | 0 | 0 | 0
2016-05-13 03:00 | 0 | 0 | 0 | 0 | 63038.5525 | 0 | 425241 | 0 | 0 | 0 | 0 | 1939512.6109 | 2632644.5903 | 0 | 0 | 0 | 0 | 0 | 0 | 0 | 0 | 0 | 0 | 0 | 0 | 0 | 0 | 0 | 0 | 0 | -246512.8382 | -115689.6092 | 0 | 0 | 0 | 0 | 0 | 0 | 0 | 0 | 0 | 0 | 0 | 0 | 0 | 0 | 0 | 0
2016-05-13 04:00 | 0 | 0 | 0 | 0 | 34872.5525 | 0 | 397075 | 0 | 0 | 0 | 0 | 1692999.7727 | 2516954.9811 | 0 | 0 | 0 | 0 | 0 | 0 | 0 | 0 | 0 | 0 | 0 | 0 | 0 | 0 | 0 | 0 | 0 | -246512.8382 | -115689.6092 | 0 | 0 | 0 | 0 | 0 | 0 | 0 | 0 | 0 | 0 | 0 | 0 | 0 | 0 | 0 | 0
2016-05-13 05:00 | 0 | 0 | 0 | 0 | 11537.5525 | 0 | 373740 | 0 | 0 | 0 | 0 | 1446486.9344 | 2401265.3719 | 0 | 0 | 0 | 0 | 0 | 0 | 0 | 0 | 0 | 0 | 0 | 0 | 0 | 0 | 0 | 0 | 0 | -246512.8382 | -115689.6092 | 0 | 0 | 0 | 0 | 0 | 0 | 0 | 0 | 0 | 0 | 0 | 0 | 0 | 0 | 0 | 0
2016-05-13 06:00 | 0 | 0 | 0 | 0 | 0 | 0 | 355538 | 0 | 0 | 0 | 0 | 1199974.0962 | 2292240.2101 | 0 | 0 | 0 | 0 | 0 | 0 | 0 | 0 | 0 | 0 | 0 | 0 | 0 | 0 | 0 | 0 | 0 | -246512.8382 | -109025.1618 | 0 | 0 | 0 | 0 | 0 | 0 | 0 | 0 | 0 | 0 | 0 | 0 | 0 | 0 | 0 | 0
2016-05-13 07:00 | 0 | 0 | 0 | 0 | 0 | 0 | 344884 | 0 | 0 | 0 | 0 | 953461.258 | 2193869.0483 | 0 | 0 | 0 | 0 | 0 | 0 | 0 | 0 | 0 | 0 | 0 | 0 | 0 | 0 | 0 | 0 | 0 | -246512.8382 | -98371.1618 | 0 | 0 | 0 | 0 | 0 | 0 | 0 | 0 | 0 | 0 | 0 | 0 | 0 | 0 | 0 | 0
2016-05-13 08:00 | 0 | 0 | 0 | 0 | 0 | 0 | 340706 | 0 | 0 | 0 | 0 | 706948.4197 | 2099675.8866 | 0 | 0 | 0 | 0 | 0 | 0 | 0 | 0 | 0 | 0 | 0 | 0 | 0 | 0 | 0 | 0 | 0 | -246512.8382 | -94193.1618 | 0 | 0 | 0 | 0 | 0 | 0 | 0 | 0 | 0 | 0 | 0 | 0 | 0 | 0 | 0 | 0
2016-05-13 09:00 | 0 | 0 | 0 | 0 | 0 | 0 | 347137 | 0 | 0 | 0 | 0 | 460435.5815 | 1999051.7248 | 0 | 0 | 0 | 0 | 0 | 0 | 0 | 0 | 0 | 0 | 0 | 0 | 0 | 0 | 0 | 0 | 0 | -246512.8382 | -100624.1618 | 0 | 0 | 0 | 0 | 0 | 0 | 0 | 0 | 0 | 0 | 0 | 0 | 0 | 0 | 0 | 0
2016-05-13 10:00 | 0 | 0 | 0 | 0 | 514078.7042 | 0 | 365799 | 0 | 0 | 0 | 0 | 493025.6765 | 2114741.3341 | 0 | 0 | 0 | 0 | 0 | 0 | 0 | 0 | 0 | 0 | 0 | 0 | 0 | 0 | 0 | 0 | 0 | 32590.095 | 115689.6092 | 0 | 0 | 0 | 0 | 0 | 0 | 0 | 0 | 0 | 0 | 0 | 0 | 0 | 0 | 0 | 0
2016-05-13 11:00 | 0 | 0 | 0 | 0 | 24637.5525 | 0 | 386840 | 0 | 0 | 0 | 0 | 246512.8382 | 1999051.7248 | 0 | 0 | 0 | 0 | 0 | 0 | 0 | 0 | 0 | 0 | 0 | 0 | 0 | 0 | 0 | 0 | 0 | -246512.8382 | -115689.6092 | 0 | 0 | 0 | 0 | 0 | 0 | 0 | 0 | 0 | 0 | 0 | 0 | 0 | 0 | 0 | 0
2016-05-13 12:00 | 0 | 0 | 0 | 0 | 0 | 87316.8293 | 404240 | 0 | 0 | 0 | 0 | 0 | 1928641.3924 | 0 | 0 | 0 | 0 | 0 | 0 | 0 | 0 | 0 | 0 | 0 | 0 | 0 | 0 | 0 | 0 | 0 | -246512.8382 | -70410.3325 | 0 | 0 | 0 | 0 | 0 | 0 | 0 | 0 | 0 | 0 | 0 | 0 | 0 | 0 | 0 | 0
2016-05-13 13:00 | 0 | 0 | 0 | 0 | 267511.671 | 515624.7765 | 420934 | 0 | 0 | 0 | 0 | 246512.8382 | 2044331.0016 | 0 | 0 | 0 | 0 | 0 | 0 | 0 | 0 | 0 | 0 | 0 | 0 | 0 | 0 | 0 | 0 | 0 | 246512.8382 | 115689.6092 | 0 | 0 | 0 | 0 | 0 | 0 | 0 | 0 | 0 | 0 | 0 | 0 | 0 | 0 | 0 | 0
2016-05-13 14:00 | 0 | 0 | 0 | 0 | 88562.4419 | 710971.0056 | 437331 | 0 | 0 | 0 | 0 | 493025.6765 | 2160020.6108 | 0 | 0 | 0 | 0 | 0 | 0 | 0 | 0 | 0 | 0 | 0 | 0 | 0 | 0 | 0 | 0 | 0 | 246512.8382 | 115689.6092 | 0 | 0 | 0 | 0 | 0 | 0 | 0 | 0 | 0 | 0 | 0 | 0 | 0 | 0 | 0 | 0
2016-05-13 15:00 | 0 | 0 | 0 | 0 | 0 | 812952.4475 | 450750 | 0 | 0 | 0 | 0 | 739538.5147 | 2275710.2201 | 0 | 0 | 0 | 0 | 0 | 0 | 0 | 0 | 0 | 0 | 0 | 0 | 0 | 0 | 0 | 0 | 0 | 246512.8382 | 115689.6092 | 0 | 0 | 0 | 0 | 0 | 0 | 0 | 0 | 0 | 0 | 0 | 0 | 0 | 0 | 0 | 0
2016-05-13 16:00 | 0 | 0 | 0 | 0 | 0 | 823083.4475 | 460881 | 0 | 0 | 0 | 0 | 986051.353 | 2391399.8293 | 0 | 0 | 0 | 0 | 0 | 0 | 0 | 0 | 0 | 0 | 0 | 0 | 0 | 0 | 0 | 0 | 0 | 246512.8382 | 115689.6092 | 0 | 0 | 0 | 0 | 0 | 0 | 0 | 0 | 0 | 0 | 0 | 0 | 0 | 0 | 0 | 0
2016-05-13 17:00 | 0 | 0 | 0 | 0 | 0 | 832265.4475 | 470063 | 0 | 0 | 0 | 0 | 1232564.1912 | 2507089.4385 | 0 | 0 | 0 | 0 | 0 | 0 | 0 | 0 | 0 | 0 | 0 | 0 | 0 | 0 | 0 | 0 | 0 | 246512.8382 | 115689.6092 | 0 | 0 | 0 | 0 | 0 | 0 | 0 | 0 | 0 | 0 | 0 | 0 | 0 | 0 | 0 | 0
2016-05-13 18:00 | 0 | 0 | 0 | 0 | 0 | 840905.0007 | 477395 | 0 | 0 | 0 | 0 | 1479077.0295 | 2622779.0478 | 0 | 0 | 0 | 0 | 0 | 0 | 0 | 1307.5532 | 0 | 0 | 0 | 0 | 0 | 0 | 0 | 0 | 0 | 246512.8382 | 115689.6092 | 0 | 0 | 0 | 0 | 0 | 0 | 0 | 0 | 0 | 1307.5532 | 0 | 0 | 0 | 0 | 0 | 0
2016-05-13 19:00 | 0 | 0 | 0 | 0 | 0 | 864825.5784 | 482250 | 0 | 0 | 0 | 0 | 1725589.8677 | 2738468.657 | 0 | 0 | 0 | 0 | 0 | 0 | 0 | 21680.6841 | 0 | 0 | 0 | 0 | 0 | 0 | 0 | 0 | 0 | 246512.8382 | 115689.6092 | 0 | 0 | 0 | 0 | 0 | 0 | 0 | 0 | 0 | 20373.1309 | 0 | 0 | 0 | 0 | 0 | 0
2016-05-13 20:00 | 0 | 0 | 0 | 0 | 0 | 862803.0006 | 487130 | 0 | 0 | 0 | 0 | 1972102.7059 | 2854158.2662 | 0 | 0 | 0 | 0 | 0 | 0 | 0 | 35151.2372 | 0 | 0 | 0 | 0 | 0 | 0 | 0 | 0 | 0 | 246512.8382 | 115689.6092 | 0 | 0 | 0 | 0 | 0 | 0 | 0 | 0 | 0 | 13470.5532 | 0 | 0 | 0 | 0 | 0 | 0
2016-05-13 21:00 | 0 | 0 | 0 | 0 | 0 | 852501.3287 | 488871 | 0 | 0 | 0 | 0 | 2218615.5442 | 2969847.8755 | 0 | 0 | 0 | 0 | 0 | 0 | 0 | 36579.1185 | 0 | 0 | 0 | 0 | 0 | 0 | 0 | 0 | 0 | 246512.8382 | 115689.6092 | 0 | 0 | 0 | 0 | 0 | 0 | 0 | 0 | 0 | 1427.8813 | 0 | 0 | 0 | 0 | 0 | 0
2016-05-13 22:00 | 0 | 0 | 0 | 0 | 0 | 822194.3771 | 482639 | 0 | 0 | 0 | 0 | 2448266.7152 | 3085537.4847 | 0 | 0 | 0 | 0 | 0 | 0 | 0 | 30793.7153 | 0 | 0 | 0 | 0 | 0 | 0 | 0 | 0 | 0 | 229651.1711 | 115689.6092 | 0 | 0 | 0 | 0 | 0 | 0 | 0 | 0 | 0 | -5785.4032 | 0 | 0 | 0 | 0 | 0 | 0
2016-05-13 23:00 | 0 | 0 | 0 | 0 | 0 | 733881.9115 | 472125 | 0 | 0 | 0 | 0 | 2625127.7329 | 3201227.0939 | 0 | 0 | 0 | 0 | 0 | 0 | 0 | 0 | 0 | 0 | 0 | 0 | 0 | 0 | 0 | 0 | 0 | 176861.0176 | 115689.6092 | 0 | 0 | 0 | 0 | 0 | 0 | 0 | 0 | 0 | -30793.7153 | 0 | 0 | 0 | 0 | 0 | 0
2016-05-14 | 0 | 0 | 0 | 0 | 0 | 580888.8388 | 464396 | 0 | 0 | 0 | 0 | 2853785.581 | 3089062.0846 | 0 | 0 | 0 | 0 | 0 | 0 | 0 | 0 | 0 | 0 | 0 | 0 | 0 | 0 | 0 | 0 | 0 | 228657.8481 | -112165.0093 | 0 | 0 | 0 | 0 | 0 | 0 | 0 | 0 | 0 | 0 | 0 | 0 | 0 | 0 | 0 | 0
2016-05-14 01:00 | 0 | 0 | 0 | 0 | 0 | 272748.7799 | 456650 | 0 | 0 | 0 | 0 | 2607272.7427 | 3151673.7027 | 0 | 0 | 0 | 0 | 0 | 0 | 0 | 0 | 0 | 0 | 0 | 0 | 0 | 0 | 0 | 0 | 0 | -246512.8382 | 62611.6181 | 0 | 0 | 0 | 0 | 0 | 0 | 0 | 0 | 0 | 0 | 0 | 0 | 0 | 0 | 0 | 0
2016-05-14 02:00 | 0 | 0 | 0 | 0 | 59999.7596 | 14370.7929 | 436573 | 0 | 0 | 0 | 0 | 2360759.9045 | 3035984.0935 | 0 | 0 | 0 | 0 | 0 | 0 | 0 | 0 | 0 | 0 | 0 | 0 | 0 | 0 | 0 | 0 | 0 | -246512.8382 | -115689.6092 | 0 | 0 | 0 | 0 | 0 | 0 | 0 | 0 | 0 | 0 | 0 | 0 | 0 | 0 | 0 | 0
2016-05-14 03:00 | 0 | 0 | 0 | 0 | 48766.5525 | 0 | 410969 | 0 | 0 | 0 | 0 | 2114247.0662 | 2920294.4843 | 0 | 0 | 0 | 0 | 0 | 0 | 0 | 0 | 0 | 0 | 0 | 0 | 0 | 0 | 0 | 0 | 0 | -246512.8382 | -115689.6092 | 0 | 0 | 0 | 0 | 0 | 0 | 0 | 0 | 0 | 0 | 0 | 0 | 0 | 0 | 0 | 0
2016-05-14 04:00 | 0 | 0 | 0 | 0 | 24345.5525 | 0 | 386548 | 0 | 0 | 0 | 0 | 1867734.228 | 2804604.875 | 0 | 0 | 0 | 0 | 0 | 0 | 0 | 0 | 0 | 0 | 0 | 0 | 0 | 0 | 0 | 0 | 0 | -246512.8382 | -115689.6092 | 0 | 0 | 0 | 0 | 0 | 0 | 0 | 0 | 0 | 0 | 0 | 0 | 0 | 0 | 0 | 0
2016-05-14 05:00 | 0 | 0 | 0 | 0 | 2532.5525 | 0 | 364735 | 0 | 0 | 0 | 0 | 1621221.3898 | 2688915.2658 | 0 | 0 | 0 | 0 | 0 | 0 | 0 | 0 | 0 | 0 | 0 | 0 | 0 | 0 | 0 | 0 | 0 | -246512.8382 | -115689.6092 | 0 | 0 | 0 | 0 | 0 | 0 | 0 | 0 | 0 | 0 | 0 | 0 | 0 | 0 | 0 | 0
2016-05-14 06:00 | 0 | 0 | 0 | 0 | 0 | 0 | 347950 | 0 | 0 | 0 | 0 | 1374708.5515 | 2587478.1041 | 0 | 0 | 0 | 0 | 0 | 0 | 0 | 0 | 0 | 0 | 0 | 0 | 0 | 0 | 0 | 0 | 0 | -246512.8382 | -101437.1618 | 0 | 0 | 0 | 0 | 0 | 0 | 0 | 0 | 0 | 0 | 0 | 0 | 0 | 0 | 0 | 0
2016-05-14 07:00 | 0 | 0 | 0 | 0 | 0 | 0 | 336595 | 0 | 0 | 0 | 0 | 1128195.7133 | 2497395.9423 | 0 | 0 | 0 | 0 | 0 | 0 | 0 | 0 | 0 | 0 | 0 | 0 | 0 | 0 | 0 | 0 | 0 | -246512.8382 | -90082.1618 | 0 | 0 | 0 | 0 | 0 | 0 | 0 | 0 | 0 | 0 | 0 | 0 | 0 | 0 | 0 | 0
2016-05-14 08:00 | 0 | 0 | 0 | 0 | 468472.5166 | 0 | 329954 | 0 | 0 | 0 | 0 | 1351610.1238 | 2381706.3331 | 0 | 0 | 0 | 0 | 0 | 0 | 0 | 30793.7153 | 0 | 0 | 0 | 0 | 0 | 0 | 0 | 0 | 0 | 223414.4105 | -115689.6092 | 0 | 0 | 0 | 0 | 0 | 0 | 0 | 0 | 0 | 30793.7153 | 0 | 0 | 0 | 0 | 0 | 0
2016-05-14 09:00 | 0 | 0 | 0 | 0 | 0 | 0 | 329381 | 0 | 0 | 0 | 0 | 1105097.2855 | 2329631.8866 | 0 | 0 | 0 | 0 | 0 | 0 | 0 | 0 | 0 | 0 | 0 | 0 | 0 | 0 | 0 | 0 | 0 | -246512.8382 | -52074.4464 | 0 | 0 | 0 | 0 | 0 | 0 | 0 | 0 | 0 | -30793.7153 | 0 | 0 | 0 | 0 | 0 | 0
2016-05-14 10:00 | 0 | 0 | 0 | 0 | 0 | 0 | 331966 | 0 | 0 | 0 | 0 | 858584.4473 | 2244178.7249 | 0 | 0 | 0 | 0 | 0 | 0 | 0 | 0 | 0 | 0 | 0 | 0 | 0 | 0 | 0 | 0 | 0 | -246512.8382 | -85453.1618 | 0 | 0 | 0 | 0 | 0 | 0 | 0 | 0 | 0 | 0 | 0 | 0 | 0 | 0 | 0 | 0
2016-05-14 11:00 | 0 | 0 | 0 | 0 | 0 | 0 | 339821 | 0 | 0 | 0 | 0 | 612071.609 | 2150870.5631 | 0 | 0 | 0 | 0 | 0 | 0 | 0 | 0 | 0 | 0 | 0 | 0 | 0 | 0 | 0 | 0 | 0 | -246512.8382 | -93308.1618 | 0 | 0 | 0 | 0 | 0 | 0 | 0 | 0 | 0 | 0 | 0 | 0 | 0 | 0 | 0 | 0
2016-05-14 12:00 | 0 | 0 | 0 | 0 | 0 | 53546.7053 | 354790 | 0 | 0 | 0 | 0 | 365558.7708 | 2096140.1067 | 0 | 0 | 0 | 0 | 0 | 0 | 0 | 0 | 0 | 0 | 0 | 0 | 0 | 0 | 0 | 0 | 0 | -246512.8382 | -54730.4565 | 0 | 0 | 0 | 0 | 0 | 0 | 0 | 0 | 0 | 0 | 0 | 0 | 0 | 0 | 0 | 0
2016-05-14 13:00 | 0 | 0 | 0 | 0 | 0 | 338807.9058 | 373261 | 0 | 0 | 0 | 0 | 446795.2858 | 1980450.4974 | 0 | 0 | 0 | 0 | 0 | 0 | 0 | 0 | 0 | 0 | 0 | 0 | 0 | 0 | 0 | 0 | 0 | 81236.515 | -115689.6092 | 0 | 0 | 0 | 0 | 0 | 0 | 0 | 0 | 0 | 0 | 0 | 0 | 0 | 0 | 0 | 0
2016-05-14 14:00 | 0 | 0 | 0 | 0 | 181574.5648 | 570316.8827 | 389689 | 0 | 0 | 0 | 0 | 693308.1241 | 2096140.1067 | 0 | 0 | 0 | 0 | 0 | 0 | 0 | 0 | 0 | 0 | 0 | 0 | 0 | 0 | 0 | 0 | 0 | 246512.8382 | 115689.6092 | 0 | 0 | 0 | 0 | 0 | 0 | 0 | 0 | 0 | 0 | 0 | 0 | 0 | 0 | 0 | 0
2016-05-14 15:00 | 0 | 0 | 0 | 0 | 50594.3981 | 714582.0494 | 402974 | 0 | 0 | 0 | 0 | 939820.9623 | 2211829.7159 | 0 | 0 | 0 | 0 | 0 | 0 | 0 | 0 | 0 | 0 | 0 | 0 | 0 | 0 | 0 | 0 | 0 | 246512.8382 | 115689.6092 | 0 | 0 | 0 | 0 | 0 | 0 | 0 | 0 | 0 | 0 | 0 | 0 | 0 | 0 | 0 | 0
2016-05-14 16:00 | 0 | 0 | 0 | 0 | 0 | 774768.4475 | 412566 | 0 | 0 | 0 | 0 | 1186333.8005 | 2327519.3251 | 0 | 0 | 0 | 0 | 0 | 0 | 0 | 0 | 0 | 0 | 0 | 0 | 0 | 0 | 0 | 0 | 0 | 246512.8382 | 115689.6092 | 0 | 0 | 0 | 0 | 0 | 0 | 0 | 0 | 0 | 0 | 0 | 0 | 0 | 0 | 0 | 0
2016-05-14 17:00 | 0 | 0 | 0 | 0 | 0 | 795662.5408 | 419073 | 0 | 0 | 0 | 0 | 1432846.6388 | 2443208.9344 | 0 | 0 | 0 | 0 | 0 | 0 | 0 | 14387.0933 | 0 | 0 | 0 | 0 | 0 | 0 | 0 | 0 | 0 | 246512.8382 | 115689.6092 | 0 | 0 | 0 | 0 | 0 | 0 | 0 | 0 | 0 | 14387.0933 | 0 | 0 | 0 | 0 | 0 | 0
2016-05-14 18:00 | 0 | 0 | 0 | 0 | 0 | 806263.0653 | 423400 | 0 | 0 | 0 | 0 | 1679359.477 | 2558898.5436 | 0 | 0 | 0 | 0 | 0 | 0 | 0 | 35047.7112 | 0 | 0 | 0 | 0 | 0 | 0 | 0 | 0 | 0 | 246512.8382 | 115689.6092 | 0 | 0 | 0 | 0 | 0 | 0 | 0 | 0 | 0 | 20660.6178 | 0 | 0 | 0 | 0 | 0 | 0
2016-05-14 19:00 | 0 | 0 | 0 | 0 | 0 | 790221.8548 | 426488 | 0 | 0 | 0 | 0 | 1925872.3153 | 2674588.1528 | 0 | 0 | 0 | 0 | 0 | 0 | 0 | 36579.1185 | 0 | 0 | 0 | 0 | 0 | 0 | 0 | 0 | 0 | 246512.8382 | 115689.6092 | 0 | 0 | 0 | 0 | 0 | 0 | 0 | 0 | 0 | 1531.4073 | 0 | 0 | 0 | 0 | 0 | 0
2016-05-14 20:00 | 0 | 0 | 0 | 0 | 0 | 773070.7401 | 428397 | 0 | 0 | 0 | 0 | 2172385.1535 | 2790277.762 | 0 | 0 | 0 | 0 | 0 | 0 | 0 | 19050.4112 | 0 | 0 | 0 | 0 | 0 | 0 | 0 | 0 | 0 | 246512.8382 | 115689.6092 | 0 | 0 | 0 | 0 | 0 | 0 | 0 | 0 | 0 | -17528.7073 | 0 | 0 | 0 | 0 | 0 | 0
2016-05-14 21:00 | 0 | 0 | 0 | 0 | 0 | 735956.0597 | 429643 | 0 | 0 | 0 | 0 | 2418897.9917 | 2869128.3946 | 0 | 0 | 0 | 0 | 0 | 0 | 0 | 0 | 0 | 0 | 0 | 0 | 0 | 0 | 0 | 0 | 0 | 246512.8382 | 78850.6326 | 0 | 0 | 0 | 0 | 0 | 0 | 0 | 0 | 0 | -19050.4112 | 0 | 0 | 0 | 0 | 0 | 0
2016-05-14 22:00 | 0 | 0 | 0 | 0 | 0 | 677038.4433 | 426999 | 0 | 0 | 0 | 0 | 2665410.83 | 2872654.9997 | 0 | 0 | 0 | 0 | 0 | 0 | 0 | 0 | 0 | 0 | 0 | 0 | 0 | 0 | 0 | 0 | 0 | 246512.8382 | 3526.605 | 0 | 0 | 0 | 0 | 0 | 0 | 0 | 0 | 0 | 0 | 0 | 0 | 0 | 0 | 0 | 0
2016-05-14 23:00 | 0 | 0 | 0 | 0 | 0 | 565004.2506 | 421121 | 0 | 0 | 0 | 0 | 2693604.4713 | 2988344.6089 | 0 | 0 | 0 | 0 | 0 | 0 | 0 | 0 | 0 | 0 | 0 | 0 | 0 | 0 | 0 | 0 | 0 | 28193.6413 | 115689.6092 | 0 | 0 | 0 | 0 | 0 | 0 | 0 | 0 | 0 | 0 | 0 | 0 | 0 | 0 | 0 | 0
2016-05-15 | 0 | 0 | 0 | 0 | 0 | 406102.3275 | 418122 | 0 | 0 | 0 | 0 | 2797274.4081 | 2872654.9997 | 0 | 0 | 0 | 0 | 0 | 0 | 0 | 0 | 0 | 0 | 0 | 0 | 0 | 0 | 0 | 0 | 0 | 103669.9368 | -115689.6092 | 0 | 0 | 0 | 0 | 0 | 0 | 0 | 0 | 0 | 0 | 0 | 0 | 0 | 0 | 0 | 0
2016-05-15 01:00 | 0 | 0 | 0 | 0 | 0 | 197144.2413 | 415781 | 0 | 0 | 0 | 0 | 2550761.5698 | 2900531.0792 | 0 | 0 | 0 | 0 | 0 | 0 | 0 | 0 | 0 | 0 | 0 | 0 | 0 | 0 | 0 | 0 | 0 | -246512.8382 | 27876.0795 | 0 | 0 | 0 | 0 | 0 | 0 | 0 | 0 | 0 | 0 | 0 | 0 | 0 | 0 | 0 | 0
2016-05-15 02:00 | 0 | 0 | 0 | 0 | 24040.7148 | 16622.8377 | 402866 | 0 | 0 | 0 | 0 | 2304248.7316 | 2784841.47 | 0 | 0 | 0 | 0 | 0 | 0 | 0 | 0 | 0 | 0 | 0 | 0 | 0 | 0 | 0 | 0 | 0 | -246512.8382 | -115689.6092 | 0 | 0 | 0 | 0 | 0 | 0 | 0 | 0 | 0 | 0 | 0 | 0 | 0 | 0 | 0 | 0
2016-05-15 03:00 | 0 | 0 | 0 | 0 | 258804.1139 | 0 | 383232 | 0 | 0 | 0 | 0 | 2294767.9022 | 2669151.8607 | 0 | 0 | 0 | 0 | 0 | 0 | 0 | 742.5525 | 0 | 0 | 0 | 0 | 0 | 0 | 0 | 0 | 0 | -9480.8294 | -115689.6092 | 0 | 0 | 0 | 0 | 0 | 0 | 0 | 0 | 0 | 742.5525 | 0 | 0 | 0 | 0 | 0 | 0
2016-05-15 04:00 | 0 | 0 | 0 | 0 | 0 | 0 | 362945 | 0 | 0 | 0 | 0 | 2048255.0639 | 2553462.2515 | 0 | 0 | 0 | 0 | 0 | 0 | 0 | 0 | 0 | 0 | 0 | 0 | 0 | 0 | 0 | 0 | 0 | -246512.8382 | -115689.6092 | 0 | 0 | 0 | 0 | 0 | 0 | 0 | 0 | 0 | -742.5525 | 0 | 0 | 0 | 0 | 0 | 0
2016-05-15 05:00 | 0 | 0 | 0 | 0 | 0 | 0 | 346723 | 0 | 0 | 0 | 0 | 1801742.2257 | 2453252.0898 | 0 | 0 | 0 | 0 | 0 | 0 | 0 | 0 | 0 | 0 | 0 | 0 | 0 | 0 | 0 | 0 | 0 | -246512.8382 | -100210.1618 | 0 | 0 | 0 | 0 | 0 | 0 | 0 | 0 | 0 | 0 | 0 | 0 | 0 | 0 | 0 | 0
2016-05-15 06:00 | 0 | 0 | 0 | 0 | 233781.6201 | 0 | 333578 | 0 | 0 | 0 | 0 | 1586256.2365 | 2568941.699 | 0 | 0 | 0 | 0 | 0 | 0 | 0 | 0 | 0 | 0 | 0 | 0 | 0 | 0 | 0 | 0 | 0 | -215485.9891 | 115689.6092 | 0 | 0 | 0 | 0 | 0 | 0 | 0 | 0 | 0 | 0 | 0 | 0 | 0 | 0 | 0 | 0
2016-05-15 07:00 | 0 | 0 | 0 | 0 | 0 | 0 | 324196 | 0 | 0 | 0 | 0 | 1377749.8458 | 2453252.0898 | 0 | 0 | 0 | 0 | 0 | 0 | 0 | 0 | 0 | 0 | 0 | 0 | 0 | 0 | 0 | 0 | 0 | -208506.3908 | -115689.6092 | 0 | 0 | 0 | 0 | 0 | 0 | 0 | 0 | 0 | 0 | 0 | 0 | 0 | 0 | 0 | 0
2016-05-15 08:00 | 0 | 0 | 0 | 0 | 0 | 0 | 319701 | 0 | 0 | 0 | 0 | 1131237.0075 | 2380063.928 | 0 | 0 | 0 | 0 | 0 | 0 | 0 | 0 | 0 | 0 | 0 | 0 | 0 | 0 | 0 | 0 | 0 | -246512.8382 | -73188.1618 | 0 | 0 | 0 | 0 | 0 | 0 | 0 | 0 | 0 | 0 | 0 | 0 | 0 | 0 | 0 | 0
2016-05-15 09:00 | 0 | 0 | 0 | 0 | 0 | 0 | 318872 | 0 | 0 | 0 | 0 | 928054.6168 | 2264374.3188 | 0 | 0 | 0 | 0 | 0 | 0 | 0 | 0 | 0 | 0 | 0 | 0 | 0 | 0 | 0 | 0 | 0 | -203182.3908 | -115689.6092 | 0 | 0 | 0 | 0 | 0 | 0 | 0 | 0 | 0 | 0 | 0 | 0 | 0 | 0 | 0 | 0
2016-05-15 10:00 | 0 | 0 | 0 | 0 | 266968.9546 | 0 | 318994 | 0 | 0 | 0 | 0 | 729546.2468 | 2380063.928 | 0 | 0 | 0 | 0 | 0 | 0 | 0 | 30793.7153 | 0 | 0 | 0 | 0 | 0 | 0 | 0 | 0 | 0 | -198508.37 | 115689.6092 | 0 | 0 | 0 | 0 | 0 | 0 | 0 | 0 | 0 | 30793.7153 | 0 | 0 | 0 | 0 | 0 | 0
2016-05-15 11:00 | 0 | 0 | 0 | 0 | 0 | 0 | 323783 | 0 | 0 | 0 | 0 | 483033.4085 | 2327802.0784 | 0 | 0 | 0 | 0 | 0 | 0 | 0 | 5785.4032 | 0 | 0 | 0 | 0 | 0 | 0 | 0 | 0 | 0 | -246512.8382 | -52261.8496 | 0 | 0 | 0 | 0 | 0 | 0 | 0 | 0 | 0 | -25008.3122 | 0 | 0 | 0 | 0 | 0 | 0
2016-05-15 12:00 | 0 | 0 | 0 | 0 | 166341.5889 | 15724.7089 | 337445 | 0 | 0 | 0 | 0 | 412550.6002 | 2212112.4692 | 0 | 0 | 0 | 0 | 0 | 0 | 0 | 36579.1185 | 0 | 0 | 0 | 0 | 0 | 0 | 0 | 0 | 0 | -70482.8083 | -115689.6092 | 0 | 0 | 0 | 0 | 0 | 0 | 0 | 0 | 0 | 30793.7153 | 0 | 0 | 0 | 0 | 0 | 0
2016-05-15 13:00 | 0 | 0 | 0 | 0 | 118745.1168 | 224458.0805 | 352435 | 0 | 0 | 0 | 0 | 549802.122 | 2096422.8599 | 0 | 0 | 0 | 0 | 0 | 0 | 0 | 5785.4032 | 0 | 0 | 0 | 0 | 0 | 0 | 0 | 0 | 0 | 137251.5218 | -115689.6092 | 0 | 0 | 0 | 0 | 0 | 0 | 0 | 0 | 0 | -30793.7153 | 0 | 0 | 0 | 0 | 0 | 0
2016-05-15 14:00 | 0 | 0 | 0 | 0 | 0 | 429834.3826 | 363915 | 0 | 0 | 0 | 0 | 737196.517 | 1980733.2507 | 0 | 0 | 0 | 0 | 0 | 0 | 0 | 0 | 0 | 0 | 0 | 0 | 0 | 0 | 0 | 0 | 0 | 187394.395 | -115689.6092 | 0 | 0 | 0 | 0 | 0 | 0 | 0 | 0 | 0 | -5785.4032 | 0 | 0 | 0 | 0 | 0 | 0
2016-05-15 15:00 | 0 | 0 | 0 | 0 | 0 | 558815.564 | 373504 | 0 | 0 | 0 | 0 | 806818.4718 | 2096422.8599 | 0 | 0 | 0 | 0 | 0 | 0 | 0 | 0 | 0 | 0 | 0 | 0 | 0 | 0 | 0 | 0 | 0 | 69621.9548 | 115689.6092 | 0 | 0 | 0 | 0 | 0 | 0 | 0 | 0 | 0 | 0 | 0 | 0 | 0 | 0 | 0 | 0
2016-05-15 16:00 | 0 | 0 | 0 | 0 | 0 | 640334.1988 | 381919 | 0 | 0 | 0 | 0 | 949544.0614 | 2212112.4692 | 0 | 0 | 0 | 0 | 0 | 0 | 0 | 0 | 0 | 0 | 0 | 0 | 0 | 0 | 0 | 0 | 0 | 142725.5896 | 115689.6092 | 0 | 0 | 0 | 0 | 0 | 0 | 0 | 0 | 0 | 0 | 0 | 0 | 0 | 0 | 0 | 0
2016-05-15 17:00 | 0 | 0 | 0 | 0 | 0 | 679230.3705 | 388083 | 0 | 0 | 0 | 0 | 1196056.8996 | 2256747.0014 | 0 | 0 | 0 | 0 | 0 | 0 | 0 | 0 | 0 | 0 | 0 | 0 | 0 | 0 | 0 | 0 | 0 | 246512.8382 | 44634.5323 | 0 | 0 | 0 | 0 | 0 | 0 | 0 | 0 | 0 | 0 | 0 | 0 | 0 | 0 | 0 | 0
2016-05-15 18:00 | 0 | 0 | 0 | 0 | 0 | 690111.2451 | 392908 | 0 | 0 | 0 | 0 | 1377570.5355 | 2372436.6107 | 0 | 0 | 0 | 0 | 0 | 0 | 0 | 0 | 0 | 0 | 0 | 0 | 0 | 0 | 0 | 0 | 0 | 181513.6359 | 115689.6092 | 0 | 0 | 0 | 0 | 0 | 0 | 0 | 0 | 0 | 0 | 0 | 0 | 0 | 0 | 0 | 0
2016-05-15 19:00 | 0 | 0 | 0 | 0 | 0 | 682989.9231 | 396532 | 0 | 0 | 0 | 0 | 1624083.3737 | 2412381.6956 | 0 | 0 | 0 | 0 | 0 | 0 | 0 | 0 | 0 | 0 | 0 | 0 | 0 | 0 | 0 | 0 | 0 | 246512.8382 | 39945.0849 | 0 | 0 | 0 | 0 | 0 | 0 | 0 | 0 | 0 | 0 | 0 | 0 | 0 | 0 | 0 | 0
2016-05-15 20:00 | 0 | 0 | 0 | 0 | 95843.0721 | 667329.3754 | 400970 | 0 | 0 | 0 | 0 | 1870596.212 | 2528071.3048 | 0 | 0 | 0 | 0 | 0 | 0 | 0 | 0 | 0 | 0 | 0 | 0 | 0 | 0 | 0 | 0 | 0 | 246512.8382 | 115689.6092 | 0 | 0 | 0 | 0 | 0 | 0 | 0 | 0 | 0 | 0 | 0 | 0 | 0 | 0 | 0 | 0
2016-05-15 21:00 | 0 | 0 | 0 | 0 | 0 | 635059.8764 | 406594 | 0 | 0 | 0 | 0 | 2117109.0502 | 2510024.343 | 0 | 0 | 0 | 0 | 0 | 0 | 0 | 0 | 0 | 0 | 0 | 0 | 0 | 0 | 0 | 0 | 0 | 246512.8382 | -18046.9618 | 0 | 0 | 0 | 0 | 0 | 0 | 0 | 0 | 0 | 0 | 0 | 0 | 0 | 0 | 0 | 0
2016-05-15 22:00 | 0 | 0 | 0 | 0 | 0 | 590054.7878 | 409840 | 0 | 0 | 0 | 0 | 2181634.2288 | 2625713.9522 | 0 | 0 | 0 | 0 | 0 | 0 | 0 | 0 | 0 | 0 | 0 | 0 | 0 | 0 | 0 | 0 | 0 | 64525.1785 | 115689.6092 | 0 | 0 | 0 | 0 | 0 | 0 | 0 | 0 | 0 | 0 | 0 | 0 | 0 | 0 | 0 | 0
2016-05-15 23:00 | 0 | 0 | 0 | 0 | 0 | 522787.4312 | 410874 | 0 | 0 | 0 | 0 | 2409237.2692 | 2510024.343 | 0 | 0 | 0 | 0 | 0 | 0 | 0 | 0 | 0 | 0 | 0 | 0 | 0 | 0 | 0 | 0 | 0 | 227603.0404 | -115689.6092 | 0 | 0 | 0 | 0 | 0 | 0 | 0 | 0 | 0 | 0 | 0 | 0 | 0 | 0 | 0 | 0
2016-05-16 | 0 | 0 | 0 | 0 | 0 | 409124.0245 | 415868 | 0 | 0 | 0 | 0 | 2518182.9029 | 2394334.7337 | 0 | 0 | 0 | 0 | 0 | 0 | 0 | 0 | 0 | 0 | 0 | 0 | 0 | 0 | 0 | 0 | 0 | 108945.6337 | -115689.6092 | 0 | 0 | 0 | 0 | 0 | 0 | 0 | 0 | 0 | 0 | 0 | 0 | 0 | 0 | 0 | 0
2016-05-16 01:00 | 0 | 0 | 0 | 0 | 0 | 228752.9063 | 417754 | 0 | 0 | 0 | 0 | 2271670.0647 | 2451846.4783 | 0 | 0 | 0 | 0 | 0 | 0 | 0 | 0 | 0 | 0 | 0 | 0 | 0 | 0 | 0 | 0 | 0 | -246512.8382 | 57511.7446 | 0 | 0 | 0 | 0 | 0 | 0 | 0 | 0 | 0 | 0 | 0 | 0 | 0 | 0 | 0 | 0
2016-05-16 02:00 | 0 | 0 | 0 | 0 | 337154.4076 | 19773.5163 | 404136 | 0 | 0 | 0 | 0 | 2108772.3793 | 2567536.0875 | 0 | 0 | 0 | 0 | 0 | 0 | 0 | 0 | 0 | 0 | 0 | 0 | 0 | 0 | 0 | 0 | 0 | -162897.6853 | 115689.6092 | 0 | 0 | 0 | 0 | 0 | 0 | 0 | 0 | 0 | 0 | 0 | 0 | 0 | 0 | 0 | 0
2016-05-16 03:00 | 0 | 0 | 0 | 0 | 21122.5525 | 0 | 383325 | 0 | 0 | 0 | 0 | 1862259.5411 | 2451846.4783 | 0 | 0 | 0 | 0 | 0 | 0 | 0 | 0 | 0 | 0 | 0 | 0 | 0 | 0 | 0 | 0 | 0 | -246512.8382 | -115689.6092 | 0 | 0 | 0 | 0 | 0 | 0 | 0 | 0 | 0 | 0 | 0 | 0 | 0 | 0 | 0 | 0
2016-05-16 04:00 | 0 | 0 | 0 | 0 | 1524.5525 | 0 | 363727 | 0 | 0 | 0 | 0 | 1615746.7029 | 2336156.8691 | 0 | 0 | 0 | 0 | 0 | 0 | 0 | 0 | 0 | 0 | 0 | 0 | 0 | 0 | 0 | 0 | 0 | -246512.8382 | -115689.6092 | 0 | 0 | 0 | 0 | 0 | 0 | 0 | 0 | 0 | 0 | 0 | 0 | 0 | 0 | 0 | 0
2016-05-16 05:00 | 0 | 0 | 0 | 0 | 0 | 0 | 346806 | 0 | 0 | 0 | 0 | 1369233.8646 | 2235863.7073 | 0 | 0 | 0 | 0 | 0 | 0 | 0 | 0 | 0 | 0 | 0 | 0 | 0 | 0 | 0 | 0 | 0 | -246512.8382 | -100293.1618 | 0 | 0 | 0 | 0 | 0 | 0 | 0 | 0 | 0 | 0 | 0 | 0 | 0 | 0 | 0 | 0
2016-05-16 06:00 | 0 | 0 | 0 | 0 | 350807.5336 | 0 | 335215 | 0 | 0 | 0 | 0 | 1469722.2921 | 2120174.0981 | 0 | 0 | 0 | 0 | 0 | 0 | 0 | 30793.7153 | 0 | 0 | 0 | 0 | 0 | 0 | 0 | 0 | 0 | 100488.4275 | -115689.6092 | 0 | 0 | 0 | 0 | 0 | 0 | 0 | 0 | 0 | 30793.7153 | 0 | 0 | 0 | 0 | 0 | 0
2016-05-16 07:00 | 0 | 0 | 0 | 0 | 0 | 0 | 329279 | 0 | 0 | 0 | 0 | 1223209.4539 | 2068201.6516 | 0 | 0 | 0 | 0 | 0 | 0 | 0 | 0 | 0 | 0 | 0 | 0 | 0 | 0 | 0 | 0 | 0 | -246512.8382 | -51972.4464 | 0 | 0 | 0 | 0 | 0 | 0 | 0 | 0 | 0 | -30793.7153 | 0 | 0 | 0 | 0 | 0 | 0
2016-05-16 08:00 | 0 | 0 | 0 | 0 | 0 | 0 | 330265 | 0 | 0 | 0 | 0 | 976696.6156 | 1984449.4899 | 0 | 0 | 0 | 0 | 0 | 0 | 0 | 0 | 0 | 0 | 0 | 0 | 0 | 0 | 0 | 0 | 0 | -246512.8382 | -83752.1618 | 0 | 0 | 0 | 0 | 0 | 0 | 0 | 0 | 0 | 0 | 0 | 0 | 0 | 0 | 0 | 0
2016-05-16 09:00 | 0 | 0 | 0 | 0 | 0 | 0 | 340929 | 0 | 0 | 0 | 0 | 751457.2248 | 1868759.8806 | 0 | 0 | 0 | 0 | 0 | 0 | 0 | 0 | 0 | 0 | 0 | 0 | 0 | 0 | 0 | 0 | 0 | -225239.3908 | -115689.6092 | 0 | 0 | 0 | 0 | 0 | 0 | 0 | 0 | 0 | 0 | 0 | 0 | 0 | 0 | 0 | 0
2016-05-16 10:00 | 0 | 0 | 0 | 0 | 264690.8754 | 0 | 364383 | 0 | 0 | 0 | 0 | 767454.7094 | 1753070.2714 | 0 | 0 | 0 | 0 | 0 | 0 | 0 | 0 | 0 | 0 | 0 | 0 | 0 | 0 | 0 | 0 | 0 | 15997.4846 | -115689.6092 | 0 | 0 | 0 | 0 | 0 | 0 | 0 | 0 | 0 | 0 | 0 | 0 | 0 | 0 | 0 | 0
2016-05-16 11:00 | 0 | 0 | 0 | 0 | 228698.9016 | 0 | 388026 | 0 | 0 | 0 | 0 | 520941.8712 | 1840256.0113 | 0 | 0 | 0 | 0 | 0 | 0 | 0 | 0 | 0 | 0 | 0 | 0 | 0 | 0 | 0 | 0 | 0 | -246512.8382 | 87185.7399 | 0 | 0 | 0 | 0 | 0 | 0 | 0 | 0 | 0 | 0 | 0 | 0 | 0 | 0 | 0 | 0
2016-05-16 12:00 | 0 | 0 | 0 | 0 | 150855.6749 | 45689.3663 | 402296 | 0 | 0 | 0 | 0 | 425095.1184 | 1724566.402 | 0 | 0 | 0 | 0 | 0 | 0 | 0 | 5785.4032 | 0 | 0 | 0 | 0 | 0 | 0 | 0 | 0 | 0 | -95846.7528 | -115689.6092 | 0 | 0 | 0 | 0 | 0 | 0 | 0 | 0 | 0 | 5785.4032 | 0 | 0 | 0 | 0 | 0 | 0
2016-05-16 13:00 | 0 | 0 | 0 | 0 | 123568.2648 | 391280.7109 | 413477 | 0 | 0 | 0 | 0 | 379983.7695 | 1840256.0113 | 0 | 0 | 0 | 0 | 0 | 0 | 0 | 36579.1185 | 0 | 0 | 0 | 0 | 0 | 0 | 0 | 0 | 0 | -45111.3489 | 115689.6092 | 0 | 0 | 0 | 0 | 0 | 0 | 0 | 0 | 0 | 30793.7153 | 0 | 0 | 0 | 0 | 0 | 0
2016-05-16 14:00 | 0 | 0 | 0 | 0 | 0 | 633268.1013 | 424269 | 0 | 0 | 0 | 0 | 504086.9768 | 1955945.6205 | 0 | 0 | 0 | 0 | 0 | 0 | 0 | 5785.4032 | 0 | 0 | 0 | 0 | 0 | 0 | 0 | 0 | 0 | 124103.2074 | 115689.6092 | 0 | 0 | 0 | 0 | 0 | 0 | 0 | 0 | 0 | -30793.7153 | 0 | 0 | 0 | 0 | 0 | 0
2016-05-16 15:00 | 0 | 0 | 0 | 0 | 0 | 763572.3377 | 431985 | 0 | 0 | 0 | 0 | 750599.8151 | 2046805.5231 | 0 | 0 | 0 | 0 | 0 | 0 | 0 | 0 | 0 | 0 | 0 | 0 | 0 | 0 | 0 | 0 | 0 | 246512.8382 | 90859.9026 | 0 | 0 | 0 | 0 | 0 | 0 | 0 | 0 | 0 | -5785.4032 | 0 | 0 | 0 | 0 | 0 | 0
2016-05-16 16:00 | 0 | 0 | 0 | 0 | 0 | 814941.7257 | 437327 | 0 | 0 | 0 | 0 | 997112.6533 | 2162495.1324 | 0 | 0 | 0 | 0 | 0 | 0 | 0 | 15412.2782 | 0 | 0 | 0 | 0 | 0 | 0 | 0 | 0 | 0 | 246512.8382 | 115689.6092 | 0 | 0 | 0 | 0 | 0 | 0 | 0 | 0 | 0 | 15412.2782 | 0 | 0 | 0 | 0 | 0 | 0
2016-05-16 17:00 | 0 | 0 | 0 | 0 | 0 | 817461.9441 | 442315 | 0 | 0 | 0 | 0 | 1235403.1479 | 2278184.7416 | 0 | 0 | 0 | 0 | 0 | 0 | 0 | 36579.1185 | 0 | 0 | 0 | 0 | 0 | 0 | 0 | 0 | 0 | 238290.4946 | 115689.6092 | 0 | 0 | 0 | 0 | 0 | 0 | 0 | 0 | 0 | 21166.8403 | 0 | 0 | 0 | 0 | 0 | 0
2016-05-16 18:00 | 0 | 0 | 0 | 0 | 0 | 805206.4137 | 446051 | 0 | 0 | 0 | 0 | 1481915.9861 | 2393874.3508 | 0 | 0 | 0 | 0 | 0 | 0 | 0 | 33532.0847 | 0 | 0 | 0 | 0 | 0 | 0 | 0 | 0 | 0 | 246512.8382 | 115689.6092 | 0 | 0 | 0 | 0 | 0 | 0 | 0 | 0 | 0 | -3047.0338 | 0 | 0 | 0 | 0 | 0 | 0
2016-05-16 19:00 | 0 | 0 | 0 | 0 | 0 | 788876.2182 | 447837 | 0 | 0 | 0 | 0 | 1704218.5614 | 2509563.9601 | 0 | 0 | 0 | 0 | 0 | 0 | 0 | 36579.1185 | 0 | 0 | 0 | 0 | 0 | 0 | 0 | 0 | 0 | 222302.5752 | 115689.6092 | 0 | 0 | 0 | 0 | 0 | 0 | 0 | 0 | 0 | 3047.0338 | 0 | 0 | 0 | 0 | 0 | 0
2016-05-16 20:00 | 0 | 0 | 0 | 0 | 0 | 772817.3905 | 450109 | 0 | 0 | 0 | 0 | 1950731.3996 | 2591544.9155 | 0 | 0 | 0 | 0 | 0 | 0 | 0 | 30793.7153 | 0 | 0 | 0 | 0 | 0 | 0 | 0 | 0 | 0 | 246512.8382 | 81980.9555 | 0 | 0 | 0 | 0 | 0 | 0 | 0 | 0 | 0 | -5785.4032 | 0 | 0 | 0 | 0 | 0 | 0
2016-05-16 21:00 | 0 | 0 | 0 | 0 | 0 | 744086.7427 | 451899 | 0 | 0 | 0 | 0 | 2158023.2484 | 2707234.5248 | 0 | 0 | 0 | 0 | 0 | 0 | 0 | 0 | 0 | 0 | 0 | 0 | 0 | 0 | 0 | 0 | 0 | 207291.8488 | 115689.6092 | 0 | 0 | 0 | 0 | 0 | 0 | 0 | 0 | 0 | -30793.7153 | 0 | 0 | 0 | 0 | 0 | 0
2016-05-16 22:00 | 0 | 0 | 0 | 0 | 0 | 690923.9363 | 451067 | 0 | 0 | 0 | 0 | 2404536.0866 | 2700578.6228 | 0 | 0 | 0 | 0 | 0 | 0 | 0 | 0 | 0 | 0 | 0 | 0 | 0 | 0 | 0 | 0 | 0 | 246512.8382 | -6655.9019 | 0 | 0 | 0 | 0 | 0 | 0 | 0 | 0 | 0 | 0 | 0 | 0 | 0 | 0 | 0 | 0
2016-05-16 23:00 | 0 | 0 | 0 | 0 | 0 | 594309.859 | 449437 | 0 | 0 | 0 | 0 | 2651048.9249 | 2598938.6436 | 0 | 0 | 0 | 0 | 0 | 0 | 0 | 0 | 0 | 0 | 0 | 0 | 0 | 0 | 0 | 0 | 0 | 246512.8382 | -101639.9792 | 0 | 0 | 0 | 0 | 0 | 0 | 0 | 0 | 0 | 0 | 0 | 0 | 0 | 0 | 0 | 0
2016-05-17 | 0 | 0 | 0 | 0 | 0 | 435630.8646 | 452267 | 0 | 0 | 0 | 0 | 2518723.1802 | 2714628.2528 | 0 | 0 | 0 | 0 | 0 | 0 | 0 | 0 | 0 | 0 | 0 | 0 | 0 | 0 | 0 | 0 | 0 | -132325.7447 | 115689.6092 | 0 | 0 | 0 | 0 | 0 | 0 | 0 | 0 | 0 | 0 | 0 | 0 | 0 | 0 | 0 | 0
2016-05-17 01:00 | 0 | 0 | 0 | 0 | 0 | 200453.9194 | 449303 | 0 | 0 | 0 | 0 | 2385563.7089 | 2598938.6436 | 0 | 0 | 0 | 0 | 0 | 0 | 0 | 0 | 0 | 0 | 0 | 0 | 0 | 0 | 0 | 0 | 0 | -133159.4714 | -115689.6092 | 0 | 0 | 0 | 0 | 0 | 0 | 0 | 0 | 0 | 0 | 0 | 0 | 0 | 0 | 0 | 0
2016-05-17 02:00 | 0 | 0 | 0 | 0 | 48321.8616 | 19552.6909 | 430077 | 0 | 0 | 0 | 0 | 2139050.8706 | 2483249.0344 | 0 | 0 | 0 | 0 | 0 | 0 | 0 | 0 | 0 | 0 | 0 | 0 | 0 | 0 | 0 | 0 | 0 | -246512.8382 | -115689.6092 | 0 | 0 | 0 | 0 | 0 | 0 | 0 | 0 | 0 | 0 | 0 | 0 | 0 | 0 | 0 | 0
2016-05-17 03:00 | 0 | 0 | 0 | 0 | 41356.5525 | 0 | 403559 | 0 | 0 | 0 | 0 | 1892538.0324 | 2367559.4252 | 0 | 0 | 0 | 0 | 0 | 0 | 0 | 0 | 0 | 0 | 0 | 0 | 0 | 0 | 0 | 0 | 0 | -246512.8382 | -115689.6092 | 0 | 0 | 0 | 0 | 0 | 0 | 0 | 0 | 0 | 0 | 0 | 0 | 0 | 0 | 0 | 0
2016-05-17 04:00 | 0 | 0 | 0 | 0 | 435982.4981 | 0 | 380929 | 0 | 0 | 0 | 0 | 2063029.5872 | 2251869.8159 | 0 | 0 | 0 | 0 | 0 | 0 | 0 | 251.5525 | 0 | 0 | 0 | 0 | 0 | 0 | 0 | 0 | 0 | 170491.5548 | -115689.6092 | 0 | 0 | 0 | 0 | 0 | 0 | 0 | 0 | 0 | 251.5525 | 0 | 0 | 0 | 0 | 0 | 0
2016-05-17 05:00 | 0 | 0 | 0 | 0 | 0 | 0 | 362454 | 0 | 0 | 0 | 0 | 1816516.7489 | 2136180.2067 | 0 | 0 | 0 | 0 | 0 | 0 | 0 | 0 | 0 | 0 | 0 | 0 | 0 | 0 | 0 | 0 | 0 | -246512.8382 | -115689.6092 | 0 | 0 | 0 | 0 | 0 | 0 | 0 | 0 | 0 | -251.5525 | 0 | 0 | 0 | 0 | 0 | 0
2016-05-17 06:00 | 0 | 0 | 0 | 0 | 0 | 0 | 347520 | 0 | 0 | 0 | 0 | 1570003.9107 | 2035173.0449 | 0 | 0 | 0 | 0 | 0 | 0 | 0 | 0 | 0 | 0 | 0 | 0 | 0 | 0 | 0 | 0 | 0 | -246512.8382 | -101007.1618 | 0 | 0 | 0 | 0 | 0 | 0 | 0 | 0 | 0 | 0 | 0 | 0 | 0 | 0 | 0 | 0
2016-05-17 07:00 | 0 | 0 | 0 | 0 | 0 | 0 | 339506 | 0 | 0 | 0 | 0 | 1323491.0724 | 1942179.8832 | 0 | 0 | 0 | 0 | 0 | 0 | 0 | 0 | 0 | 0 | 0 | 0 | 0 | 0 | 0 | 0 | 0 | -246512.8382 | -92993.1618 | 0 | 0 | 0 | 0 | 0 | 0 | 0 | 0 | 0 | 0 | 0 | 0 | 0 | 0 | 0 | 0
2016-05-17 08:00 | 0 | 0 | 0 | 0 | 362807.3064 | 0 | 338388 | 0 | 0 | 0 | 0 | 1232220.7696 | 2057869.4924 | 0 | 0 | 0 | 0 | 0 | 0 | 0 | 0 | 0 | 0 | 0 | 0 | 0 | 0 | 0 | 0 | 0 | -91270.3028 | 115689.6092 | 0 | 0 | 0 | 0 | 0 | 0 | 0 | 0 | 0 | 0 | 0 | 0 | 0 | 0 | 0 | 0
2016-05-17 09:00 | 0 | 0 | 0 | 0 | 0 | 0 | 347189 | 0 | 0 | 0 | 0 | 985707.9314 | 1957193.3306 | 0 | 0 | 0 | 0 | 0 | 0 | 0 | 0 | 0 | 0 | 0 | 0 | 0 | 0 | 0 | 0 | 0 | -246512.8382 | -100676.1618 | 0 | 0 | 0 | 0 | 0 | 0 | 0 | 0 | 0 | 0 | 0 | 0 | 0 | 0 | 0 | 0
2016-05-17 10:00 | 0 | 0 | 0 | 0 | 7859.5525 | 0 | 370062 | 0 | 0 | 0 | 0 | 739195.0931 | 1841503.7214 | 0 | 0 | 0 | 0 | 0 | 0 | 0 | 0 | 0 | 0 | 0 | 0 | 0 | 0 | 0 | 0 | 0 | -246512.8382 | -115689.6092 | 0 | 0 | 0 | 0 | 0 | 0 | 0 | 0 | 0 | 0 | 0 | 0 | 0 | 0 | 0 | 0
2016-05-17 11:00 | 0 | 0 | 0 | 0 | 274684.1091 | 0 | 393054 | 0 | 0 | 0 | 0 | 728635.9429 | 1725814.1122 | 0 | 0 | 0 | 0 | 0 | 0 | 0 | 7878.8685 | 0 | 0 | 0 | 0 | 0 | 0 | 0 | 0 | 0 | -10559.1502 | -115689.6092 | 0 | 0 | 0 | 0 | 0 | 0 | 0 | 0 | 0 | 7878.8685 | 0 | 0 | 0 | 0 | 0 | 0
2016-05-17 12:00 | 0 | 0 | 0 | 0 | 0 | 38445.684 | 408527 | 0 | 0 | 0 | 0 | 482123.1047 | 1610124.5029 | 0 | 0 | 0 | 0 | 0 | 0 | 0 | 0 | 0 | 0 | 0 | 0 | 0 | 0 | 0 | 0 | 0 | -246512.8382 | -115689.6092 | 0 | 0 | 0 | 0 | 0 | 0 | 0 | 0 | 0 | -7878.8685 | 0 | 0 | 0 | 0 | 0 | 0
2016-05-17 13:00 | 0 | 0 | 0 | 0 | 0 | 324769.9223 | 420490 | 0 | 0 | 0 | 0 | 502092.6362 | 1494434.8937 | 0 | 0 | 0 | 0 | 0 | 0 | 0 | 0 | 0 | 0 | 0 | 0 | 0 | 0 | 0 | 0 | 0 | 19969.5315 | -115689.6092 | 0 | 0 | 0 | 0 | 0 | 0 | 0 | 0 | 0 | 0 | 0 | 0 | 0 | 0 | 0 | 0
2016-05-17 14:00 | 0 | 0 | 0 | 0 | 0 | 580208.7413 | 432111 | 0 | 0 | 0 | 0 | 748605.4745 | 1396019.7968 | 0 | 0 | 0 | 0 | 0 | 0 | 0 | 0 | 0 | 0 | 0 | 0 | 0 | 0 | 0 | 0 | 0 | 246512.8382 | -98415.0969 | 0 | 0 | 0 | 0 | 0 | 0 | 0 | 0 | 0 | 0 | 0 | 0 | 0 | 0 | 0 | 0
2016-05-17 15:00 | 0 | 0 | 0 | 0 | 96923.2298 | 704857.2176 | 439578 | 0 | 0 | 0 | 0 | 995118.3127 | 1511709.406 | 0 | 0 | 0 | 0 | 0 | 0 | 0 | 0 | 0 | 0 | 0 | 0 | 0 | 0 | 0 | 0 | 0 | 246512.8382 | 115689.6092 | 0 | 0 | 0 | 0 | 0 | 0 | 0 | 0 | 0 | 0 | 0 | 0 | 0 | 0 | 0 | 0
2016-05-17 16:00 | 0 | 0 | 0 | 0 | 61453.7115 | 748339.736 | 447591 | 0 | 0 | 0 | 0 | 1241631.151 | 1627399.0152 | 0 | 0 | 0 | 0 | 0 | 0 | 0 | 0 | 0 | 0 | 0 | 0 | 0 | 0 | 0 | 0 | 0 | 246512.8382 | 115689.6092 | 0 | 0 | 0 | 0 | 0 | 0 | 0 | 0 | 0 | 0 | 0 | 0 | 0 | 0 | 0 | 0
2016-05-17 17:00 | 0 | 0 | 0 | 0 | 0 | 758818.3416 | 452503 | 0 | 0 | 0 | 0 | 1432256.8833 | 1743088.6245 | 0 | 0 | 0 | 0 | 0 | 0 | 0 | 0 | 0 | 0 | 0 | 0 | 0 | 0 | 0 | 0 | 0 | 190625.7324 | 115689.6092 | 0 | 0 | 0 | 0 | 0 | 0 | 0 | 0 | 0 | 0 | 0 | 0 | 0 | 0 | 0 | 0
2016-05-17 18:00 | 0 | 0 | 0 | 0 | 0 | 745785.3616 | 455461 | 0 | 0 | 0 | 0 | 1678769.7216 | 1786900.1478 | 0 | 0 | 0 | 0 | 0 | 0 | 0 | 0 | 0 | 0 | 0 | 0 | 0 | 0 | 0 | 0 | 0 | 246512.8382 | 43811.5233 | 0 | 0 | 0 | 0 | 0 | 0 | 0 | 0 | 0 | 0 | 0 | 0 | 0 | 0 | 0 | 0
2016-05-17 19:00 | 0 | 0 | 0 | 0 | 0 | 723492.3587 | 458010 | 0 | 0 | 0 | 0 | 1828562.471 | 1902589.757 | 0 | 0 | 0 | 0 | 0 | 0 | 0 | 0 | 0 | 0 | 0 | 0 | 0 | 0 | 0 | 0 | 0 | 149792.7494 | 115689.6092 | 0 | 0 | 0 | 0 | 0 | 0 | 0 | 0 | 0 | 0 | 0 | 0 | 0 | 0 | 0 | 0
2016-05-17 20:00 | 0 | 0 | 0 | 0 | 0 | 699517.3198 | 458342 | 0 | 0 | 0 | 0 | 2075075.3092 | 1897252.2386 | 0 | 0 | 0 | 0 | 0 | 0 | 0 | 0 | 0 | 0 | 0 | 0 | 0 | 0 | 0 | 0 | 0 | 246512.8382 | -5337.5185 | 0 | 0 | 0 | 0 | 0 | 0 | 0 | 0 | 0 | 0 | 0 | 0 | 0 | 0 | 0 | 0
2016-05-17 21:00 | 0 | 0 | 0 | 0 | 0 | 656486.253 | 459922 | 0 | 0 | 0 | 0 | 2155949.953 | 2012941.8478 | 0 | 0 | 0 | 0 | 0 | 0 | 0 | 0 | 0 | 0 | 0 | 0 | 0 | 0 | 0 | 0 | 0 | 80874.6438 | 115689.6092 | 0 | 0 | 0 | 0 | 0 | 0 | 0 | 0 | 0 | 0 | 0 | 0 | 0 | 0 | 0 | 0
2016-05-17 22:00 | 0 | 0 | 0 | 0 | 0 | 594318.6277 | 459064 | 0 | 0 | 0 | 0 | 2402462.7913 | 1901683.6372 | 0 | 0 | 0 | 0 | 0 | 0 | 0 | 0 | 0 | 0 | 0 | 0 | 0 | 0 | 0 | 0 | 0 | 246512.8382 | -111258.2106 | 0 | 0 | 0 | 0 | 0 | 0 | 0 | 0 | 0 | 0 | 0 | 0 | 0 | 0 | 0 | 0
2016-05-17 23:00 | 0 | 0 | 0 | 0 | 0 | 504884.0568 | 455928 | 0 | 0 | 0 | 0 | 2335729.2388 | 2017373.2465 | 0 | 0 | 0 | 0 | 0 | 0 | 0 | 0 | 0 | 0 | 0 | 0 | 0 | 0 | 0 | 0 | 0 | -66733.5524 | 115689.6092 | 0 | 0 | 0 | 0 | 0 | 0 | 0 | 0 | 0 | 0 | 0 | 0 | 0 | 0 | 0 | 0
2016-05-18 | 0 | 0 | 0 | 0 | 0 | 378439.3417 | 456165 | 0 | 0 | 0 | 0 | 2373693.1898 | 1901683.6372 | 0 | 0 | 0 | 0 | 0 | 0 | 0 | 0 | 0 | 0 | 0 | 0 | 0 | 0 | 0 | 0 | 0 | 37963.951 | -115689.6092 | 0 | 0 | 0 | 0 | 0 | 0 | 0 | 0 | 0 | 0 | 0 | 0 | 0 | 0 | 0 | 0
2016-05-18 01:00 | 0 | 0 | 0 | 0 | 0 | 204156.325 | 453024 | 0 | 0 | 0 | 0 | 2240515.124 | 1785994.028 | 0 | 0 | 0 | 0 | 0 | 0 | 0 | 0 | 0 | 0 | 0 | 0 | 0 | 0 | 0 | 0 | 0 | -133178.0658 | -115689.6092 | 0 | 0 | 0 | 0 | 0 | 0 | 0 | 0 | 0 | 0 | 0 | 0 | 0 | 0 | 0 | 0
2016-05-18 02:00 | 0 | 0 | 0 | 0 | 344647.6329 | 39642.4842 | 434923 | 0 | 0 | 0 | 0 | 2305571.8504 | 1670304.4188 | 0 | 0 | 0 | 0 | 0 | 0 | 0 | 0 | 0 | 0 | 0 | 0 | 0 | 0 | 0 | 0 | 0 | 65056.7264 | -115689.6092 | 0 | 0 | 0 | 0 | 0 | 0 | 0 | 0 | 0 | 0 | 0 | 0 | 0 | 0 | 0 | 0
2016-05-18 03:00 | 0 | 0 | 0 | 0 | 46588.5525 | 0 | 408791 | 0 | 0 | 0 | 0 | 2059059.0122 | 1554614.8095 | 0 | 0 | 0 | 0 | 0 | 0 | 0 | 0 | 0 | 0 | 0 | 0 | 0 | 0 | 0 | 0 | 0 | -246512.8382 | -115689.6092 | 0 | 0 | 0 | 0 | 0 | 0 | 0 | 0 | 0 | 0 | 0 | 0 | 0 | 0 | 0 | 0
2016-05-18 04:00 | 0 | 0 | 0 | 0 | 22893.5525 | 0 | 385096 | 0 | 0 | 0 | 0 | 1812546.1739 | 1438925.2003 | 0 | 0 | 0 | 0 | 0 | 0 | 0 | 0 | 0 | 0 | 0 | 0 | 0 | 0 | 0 | 0 | 0 | -246512.8382 | -115689.6092 | 0 | 0 | 0 | 0 | 0 | 0 | 0 | 0 | 0 | 0 | 0 | 0 | 0 | 0 | 0 | 0
2016-05-18 05:00 | 0 | 0 | 0 | 0 | 2944.5525 | 0 | 365147 | 0 | 0 | 0 | 0 | 1566033.3357 | 1323235.5911 | 0 | 0 | 0 | 0 | 0 | 0 | 0 | 0 | 0 | 0 | 0 | 0 | 0 | 0 | 0 | 0 | 0 | -246512.8382 | -115689.6092 | 0 | 0 | 0 | 0 | 0 | 0 | 0 | 0 | 0 | 0 | 0 | 0 | 0 | 0 | 0 | 0
2016-05-18 06:00 | 0 | 0 | 0 | 0 | 409853.6637 | 0 | 349847 | 0 | 0 | 0 | 0 | 1479556.6748 | 1438925.2003 | 0 | 0 | 0 | 0 | 0 | 0 | 0 | 30793.7153 | 0 | 0 | 0 | 0 | 0 | 0 | 0 | 0 | 0 | -86476.6609 | 115689.6092 | 0 | 0 | 0 | 0 | 0 | 0 | 0 | 0 | 0 | 30793.7153 | 0 | 0 | 0 | 0 | 0 | 0
2016-05-18 07:00 | 0 | 0 | 0 | 0 | 0 | 0 | 340892 | 0 | 0 | 0 | 0 | 1233043.8366 | 1375339.7539 | 0 | 0 | 0 | 0 | 0 | 0 | 0 | 0 | 0 | 0 | 0 | 0 | 0 | 0 | 0 | 0 | 0 | -246512.8382 | -63585.4464 | 0 | 0 | 0 | 0 | 0 | 0 | 0 | 0 | 0 | -30793.7153 | 0 | 0 | 0 | 0 | 0 | 0
2016-05-18 08:00 | 0 | 0 | 0 | 0 | 0 | 0 | 339155 | 0 | 0 | 0 | 0 | 986530.9983 | 1282697.5921 | 0 | 0 | 0 | 0 | 0 | 0 | 0 | 0 | 0 | 0 | 0 | 0 | 0 | 0 | 0 | 0 | 0 | -246512.8382 | -92642.1618 | 0 | 0 | 0 | 0 | 0 | 0 | 0 | 0 | 0 | 0 | 0 | 0 | 0 | 0 | 0 | 0
2016-05-18 09:00 | 0 | 0 | 0 | 0 | 0 | 0 | 347311 | 0 | 0 | 0 | 0 | 754909.6076 | 1167007.9829 | 0 | 0 | 0 | 0 | 0 | 0 | 0 | 0 | 0 | 0 | 0 | 0 | 0 | 0 | 0 | 0 | 0 | -231621.3908 | -115689.6092 | 0 | 0 | 0 | 0 | 0 | 0 | 0 | 0 | 0 | 0 | 0 | 0 | 0 | 0 | 0 | 0
2016-05-18 10:00 | 0 | 0 | 0 | 0 | 318017.9391 | 0 | 369141 | 0 | 0 | 0 | 0 | 819476.1559 | 1051318.3737 | 0 | 0 | 0 | 0 | 0 | 0 | 0 | 0 | 0 | 0 | 0 | 0 | 0 | 0 | 0 | 0 | 0 | 64566.5483 | -115689.6092 | 0 | 0 | 0 | 0 | 0 | 0 | 0 | 0 | 0 | 0 | 0 | 0 | 0 | 0 | 0 | 0
2016-05-18 11:00 | 0 | 0 | 0 | 0 | 266295.1742 | 0 | 391333 | 0 | 0 | 0 | 0 | 572963.3177 | 1167007.9829 | 0 | 0 | 0 | 0 | 0 | 0 | 0 | 5785.4032 | 0 | 0 | 0 | 0 | 0 | 0 | 0 | 0 | 0 | -246512.8382 | 115689.6092 | 0 | 0 | 0 | 0 | 0 | 0 | 0 | 0 | 0 | 5785.4032 | 0 | 0 | 0 | 0 | 0 | 0
2016-05-18 12:00 | 0 | 0 | 0 | 0 | 164925.2301 | 45419.6868 | 404643 | 0 | 0 | 0 | 0 | 463561.1285 | 1051318.3737 | 0 | 0 | 0 | 0 | 0 | 0 | 0 | 36579.1185 | 0 | 0 | 0 | 0 | 0 | 0 | 0 | 0 | 0 | -109402.1891 | -115689.6092 | 0 | 0 | 0 | 0 | 0 | 0 | 0 | 0 | 0 | 30793.7153 | 0 | 0 | 0 | 0 | 0 | 0
2016-05-18 13:00 | 0 | 0 | 0 | 0 | 109425.3002 | 345543.2424 | 414696 | 0 | 0 | 0 | 0 | 388144.062 | 1167007.9829 | 0 | 0 | 0 | 0 | 0 | 0 | 0 | 36579.1185 | 0 | 0 | 0 | 0 | 0 | 0 | 0 | 0 | 0 | -75417.0666 | 115689.6092 | 0 | 0 | 0 | 0 | 0 | 0 | 0 | 0 | 0 | 0 | 0 | 0 | 0 | 0 | 0 | 0
2016-05-18 14:00 | 0 | 0 | 0 | 0 | 0 | 585690.5959 | 425309 | 0 | 0 | 0 | 0 | 432836.0486 | 1282697.5921 | 0 | 0 | 0 | 0 | 0 | 0 | 0 | 36579.1185 | 0 | 0 | 0 | 0 | 0 | 0 | 0 | 0 | 0 | 44691.9867 | 115689.6092 | 0 | 0 | 0 | 0 | 0 | 0 | 0 | 0 | 0 | 0 | 0 | 0 | 0 | 0 | 0 | 0
2016-05-18 15:00 | 0 | 0 | 0 | 0 | 0 | 711265.2343 | 433956 | 0 | 0 | 0 | 0 | 625249.389 | 1398387.2014 | 0 | 0 | 0 | 0 | 0 | 0 | 0 | 5785.4032 | 0 | 0 | 0 | 0 | 0 | 0 | 0 | 0 | 0 | 192413.3404 | 115689.6092 | 0 | 0 | 0 | 0 | 0 | 0 | 0 | 0 | 0 | -30793.7153 | 0 | 0 | 0 | 0 | 0 | 0
2016-05-18 16:00 | 0 | 0 | 0 | 0 | 72215.4366 | 761960.7262 | 441180 | 0 | 0 | 0 | 0 | 871762.2273 | 1514076.8106 | 0 | 0 | 0 | 0 | 0 | 0 | 0 | 36579.1185 | 0 | 0 | 0 | 0 | 0 | 0 | 0 | 0 | 0 | 246512.8382 | 115689.6092 | 0 | 0 | 0 | 0 | 0 | 0 | 0 | 0 | 0 | 30793.7153 | 0 | 0 | 0 | 0 | 0 | 0
2016-05-18 17:00 | 0 | 0 | 0 | 0 | 0 | 771366.9289 | 447088 | 0 | 0 | 0 | 0 | 1118275.0655 | 1622636.6166 | 0 | 0 | 0 | 0 | 0 | 0 | 0 | 5785.4032 | 0 | 0 | 0 | 0 | 0 | 0 | 0 | 0 | 0 | 246512.8382 | 108559.806 | 0 | 0 | 0 | 0 | 0 | 0 | 0 | 0 | 0 | -30793.7153 | 0 | 0 | 0 | 0 | 0 | 0
2016-05-18 18:00 | 0 | 0 | 0 | 0 | 0 | 757053.0541 | 452422 | 0 | 0 | 0 | 0 | 1276422.7951 | 1738326.2258 | 0 | 0 | 0 | 0 | 0 | 0 | 0 | 36579.1185 | 0 | 0 | 0 | 0 | 0 | 0 | 0 | 0 | 0 | 158147.7296 | 115689.6092 | 0 | 0 | 0 | 0 | 0 | 0 | 0 | 0 | 0 | 30793.7153 | 0 | 0 | 0 | 0 | 0 | 0
2016-05-18 19:00 | 0 | 0 | 0 | 0 | 0 | 738472.8183 | 455695 | 0 | 0 | 0 | 0 | 1474304.7195 | 1854015.835 | 0 | 0 | 0 | 0 | 0 | 0 | 0 | 5785.4032 | 0 | 0 | 0 | 0 | 0 | 0 | 0 | 0 | 0 | 197881.9244 | 115689.6092 | 0 | 0 | 0 | 0 | 0 | 0 | 0 | 0 | 0 | -30793.7153 | 0 | 0 | 0 | 0 | 0 | 0
2016-05-18 20:00 | 0 | 0 | 0 | 0 | 0 | 721673.9835 | 458559 | 0 | 0 | 0 | 0 | 1590936.3785 | 1969705.4443 | 0 | 0 | 0 | 0 | 0 | 0 | 0 | 36579.1185 | 0 | 0 | 0 | 0 | 0 | 0 | 0 | 0 | 0 | 116631.659 | 115689.6092 | 0 | 0 | 0 | 0 | 0 | 0 | 0 | 0 | 0 | 30793.7153 | 0 | 0 | 0 | 0 | 0 | 0
2016-05-18 21:00 | 0 | 0 | 0 | 0 | 0 | 691172.5577 | 460812 | 0 | 0 | 0 | 0 | 1837449.2167 | 1953553.1637 | 0 | 0 | 0 | 0 | 0 | 0 | 0 | 36579.1185 | 0 | 0 | 0 | 0 | 0 | 0 | 0 | 0 | 0 | 246512.8382 | -16152.2805 | 0 | 0 | 0 | 0 | 0 | 0 | 0 | 0 | 0 | 0 | 0 | 0 | 0 | 0 | 0 | 0
2016-05-18 22:00 | 0 | 0 | 0 | 0 | 0 | 640994.8805 | 458743 | 0 | 0 | 0 | 0 | 2083962.055 | 1889292.206 | 0 | 0 | 0 | 0 | 0 | 0 | 0 | 36579.1185 | 0 | 0 | 0 | 0 | 0 | 0 | 0 | 0 | 0 | 246512.8382 | -64260.9578 | 0 | 0 | 0 | 0 | 0 | 0 | 0 | 0 | 0 | 0 | 0 | 0 | 0 | 0 | 0 | 0
2016-05-18 23:00 | 0 | 0 | 0 | 0 | 0 | 551691.0185 | 455111 | 0 | 0 | 0 | 0 | 2237660.0425 | 1862967.9524 | 0 | 0 | 0 | 0 | 0 | 0 | 0 | 5785.4032 | 0 | 0 | 0 | 0 | 0 | 0 | 0 | 0 | 0 | 153697.9875 | -26324.2536 | 0 | 0 | 0 | 0 | 0 | 0 | 0 | 0 | 0 | -30793.7153 | 0 | 0 | 0 | 0 | 0 | 0
2016-05-19 | 0 | 0 | 0 | 0 | 0 | 430641.6988 | 455162 | 0 | 0 | 0 | 0 | 2334614.7537 | 1747278.3431 | 0 | 0 | 0 | 0 | 0 | 0 | 0 | 0 | 0 | 0 | 0 | 0 | 0 | 0 | 0 | 0 | 0 | 96954.7112 | -115689.6092 | 0 | 0 | 0 | 0 | 0 | 0 | 0 | 0 | 0 | -5785.4032 | 0 | 0 | 0 | 0 | 0 | 0
2016-05-19 01:00 | 0 | 0 | 0 | 0 | 0 | 248800.2391 | 452069 | 0 | 0 | 0 | 0 | 2247035.602 | 1631588.7339 | 0 | 0 | 0 | 0 | 0 | 0 | 0 | 0 | 0 | 0 | 0 | 0 | 0 | 0 | 0 | 0 | 0 | -87579.1517 | -115689.6092 | 0 | 0 | 0 | 0 | 0 | 0 | 0 | 0 | 0 | 0 | 0 | 0 | 0 | 0 | 0 | 0
2016-05-19 02:00 | 0 | 0 | 0 | 0 | 49297.8581 | 22933.6944 | 434434 | 0 | 0 | 0 | 0 | 2000522.7638 | 1515899.1247 | 0 | 0 | 0 | 0 | 0 | 0 | 0 | 0 | 0 | 0 | 0 | 0 | 0 | 0 | 0 | 0 | 0 | -246512.8382 | -115689.6092 | 0 | 0 | 0 | 0 | 0 | 0 | 0 | 0 | 0 | 0 | 0 | 0 | 0 | 0 | 0 | 0
2016-05-19 03:00 | 0 | 0 | 0 | 0 | 45916.5525 | 0 | 408119 | 0 | 0 | 0 | 0 | 1754009.9255 | 1400209.5154 | 0 | 0 | 0 | 0 | 0 | 0 | 0 | 0 | 0 | 0 | 0 | 0 | 0 | 0 | 0 | 0 | 0 | -246512.8382 | -115689.6092 | 0 | 0 | 0 | 0 | 0 | 0 | 0 | 0 | 0 | 0 | 0 | 0 | 0 | 0 | 0 | 0
2016-05-19 04:00 | 0 | 0 | 0 | 0 | 20939.5525 | 0 | 383142 | 0 | 0 | 0 | 0 | 1507497.0873 | 1284519.9062 | 0 | 0 | 0 | 0 | 0 | 0 | 0 | 0 | 0 | 0 | 0 | 0 | 0 | 0 | 0 | 0 | 0 | -246512.8382 | -115689.6092 | 0 | 0 | 0 | 0 | 0 | 0 | 0 | 0 | 0 | 0 | 0 | 0 | 0 | 0 | 0 | 0
2016-05-19 05:00 | 0 | 0 | 0 | 0 | 738.5525 | 0 | 362941 | 0 | 0 | 0 | 0 | 1260984.249 | 1168830.297 | 0 | 0 | 0 | 0 | 0 | 0 | 0 | 0 | 0 | 0 | 0 | 0 | 0 | 0 | 0 | 0 | 0 | -246512.8382 | -115689.6092 | 0 | 0 | 0 | 0 | 0 | 0 | 0 | 0 | 0 | 0 | 0 | 0 | 0 | 0 | 0 | 0
2016-05-19 06:00 | 0 | 0 | 0 | 0 | 0 | 0 | 347770 | 0 | 0 | 0 | 0 | 1014471.4108 | 1067573.1352 | 0 | 0 | 0 | 0 | 0 | 0 | 0 | 0 | 0 | 0 | 0 | 0 | 0 | 0 | 0 | 0 | 0 | -246512.8382 | -101257.1618 | 0 | 0 | 0 | 0 | 0 | 0 | 0 | 0 | 0 | 0 | 0 | 0 | 0 | 0 | 0 | 0
2016-05-19 07:00 | 0 | 0 | 0 | 0 | 481600.9868 | 0 | 337967 | 0 | 0 | 0 | 0 | 1011622.0731 | 1183262.7445 | 0 | 0 | 0 | 0 | 0 | 0 | 0 | 30793.7153 | 0 | 0 | 0 | 0 | 0 | 0 | 0 | 0 | 0 | -2849.3377 | 115689.6092 | 0 | 0 | 0 | 0 | 0 | 0 | 0 | 0 | 0 | 30793.7153 | 0 | 0 | 0 | 0 | 0 | 0
2016-05-19 08:00 | 0 | 0 | 0 | 0 | 0 | 0 | 336146 | 0 | 0 | 0 | 0 | 765109.2348 | 1124423.298 | 0 | 0 | 0 | 0 | 0 | 0 | 0 | 0 | 0 | 0 | 0 | 0 | 0 | 0 | 0 | 0 | 0 | -246512.8382 | -58839.4464 | 0 | 0 | 0 | 0 | 0 | 0 | 0 | 0 | 0 | -30793.7153 | 0 | 0 | 0 | 0 | 0 | 0
2016-05-19 09:00 | 0 | 0 | 0 | 0 | 0 | 0 | 345081 | 0 | 0 | 0 | 0 | 518596.3966 | 1025855.1363 | 0 | 0 | 0 | 0 | 0 | 0 | 0 | 0 | 0 | 0 | 0 | 0 | 0 | 0 | 0 | 0 | 0 | -246512.8382 | -98568.1618 | 0 | 0 | 0 | 0 | 0 | 0 | 0 | 0 | 0 | 0 | 0 | 0 | 0 | 0 | 0 | 0
2016-05-19 10:00 | 0 | 0 | 0 | 0 | 4915.5525 | 0 | 367118 | 0 | 0 | 0 | 0 | 272083.5583 | 910165.527 | 0 | 0 | 0 | 0 | 0 | 0 | 0 | 0 | 0 | 0 | 0 | 0 | 0 | 0 | 0 | 0 | 0 | -246512.8382 | -115689.6092 | 0 | 0 | 0 | 0 | 0 | 0 | 0 | 0 | 0 | 0 | 0 | 0 | 0 | 0 | 0 | 0
2016-05-19 11:00 | 0 | 0 | 0 | 0 | 27036.5525 | 0 | 389239 | 0 | 0 | 0 | 0 | 25570.7201 | 794475.9178 | 0 | 0 | 0 | 0 | 0 | 0 | 0 | 0 | 0 | 0 | 0 | 0 | 0 | 0 | 0 | 0 | 0 | -246512.8382 | -115689.6092 | 0 | 0 | 0 | 0 | 0 | 0 | 0 | 0 | 0 | 0 | 0 | 0 | 0 | 0 | 0 | 0
2016-05-19 12:00 | 0 | 0 | 0 | 0 | 197753.7403 | 64528.9304 | 403543 | 0 | 0 | 0 | 0 | 0 | 678786.3086 | 0 | 0 | 0 | 0 | 0 | 0 | 0 | 0 | 0 | 0 | 0 | 0 | 0 | 0 | 0 | 0 | 0 | -25570.7201 | -115689.6092 | 0 | 0 | 0 | 0 | 0 | 0 | 0 | 0 | 0 | 0 | 0 | 0 | 0 | 0 | 0 | 0
2016-05-19 13:00 | 0 | 0 | 0 | 0 | 0 | 427047.4941 | 415692 | 0 | 0 | 0 | 0 | 0 | 690141.8027 | 0 | 0 | 0 | 0 | 0 | 0 | 0 | 0 | 0 | 0 | 0 | 0 | 0 | 0 | 0 | 0 | 0 | 0 | 11355.4941 | 0 | 0 | 0 | 0 | 0 | 0 | 0 | 0 | 0 | 0 | 0 | 0 | 0 | 0 | 0 | 0
2016-05-19 14:00 | 0 | 0 | 0 | 0 | 140870.6724 | 648637.7751 | 427306 | 0 | 0 | 0 | 0 | 246512.8382 | 805831.4119 | 0 | 0 | 0 | 0 | 0 | 0 | 0 | 0 | 0 | 0 | 0 | 0 | 0 | 0 | 0 | 0 | 0 | 246512.8382 | 115689.6092 | 0 | 0 | 0 | 0 | 0 | 0 | 0 | 0 | 0 | 0 | 0 | 0 | 0 | 0 | 0 | 0
2016-05-19 15:00 | 0 | 0 | 0 | 0 | 24254.7284 | 774549.7191 | 436602 | 0 | 0 | 0 | 0 | 493025.6765 | 921521.0211 | 0 | 0 | 0 | 0 | 0 | 0 | 0 | 0 | 0 | 0 | 0 | 0 | 0 | 0 | 0 | 0 | 0 | 246512.8382 | 115689.6092 | 0 | 0 | 0 | 0 | 0 | 0 | 0 | 0 | 0 | 0 | 0 | 0 | 0 | 0 | 0 | 0
2016-05-19 16:00 | 0 | 0 | 0 | 0 | 0 | 805867.4475 | 443665 | 0 | 0 | 0 | 0 | 739538.5147 | 1037210.6303 | 0 | 0 | 0 | 0 | 0 | 0 | 0 | 0 | 0 | 0 | 0 | 0 | 0 | 0 | 0 | 0 | 0 | 246512.8382 | 115689.6092 | 0 | 0 | 0 | 0 | 0 | 0 | 0 | 0 | 0 | 0 | 0 | 0 | 0 | 0 | 0 | 0
2016-05-19 17:00 | 0 | 0 | 0 | 0 | 0 | 812350.0197 | 449379 | 0 | 0 | 0 | 0 | 986051.353 | 1152900.2396 | 0 | 0 | 0 | 0 | 0 | 0 | 0 | 768.5723 | 0 | 0 | 0 | 0 | 0 | 0 | 0 | 0 | 0 | 246512.8382 | 115689.6092 | 0 | 0 | 0 | 0 | 0 | 0 | 0 | 0 | 0 | 768.5723 | 0 | 0 | 0 | 0 | 0 | 0
2016-05-19 18:00 | 0 | 0 | 0 | 0 | 0 | 834517.0076 | 453245 | 0 | 0 | 0 | 0 | 1232564.1912 | 1268589.8488 | 0 | 0 | 0 | 0 | 0 | 0 | 0 | 19838.1324 | 0 | 0 | 0 | 0 | 0 | 0 | 0 | 0 | 0 | 246512.8382 | 115689.6092 | 0 | 0 | 0 | 0 | 0 | 0 | 0 | 0 | 0 | 19069.5602 | 0 | 0 | 0 | 0 | 0 | 0
2016-05-19 19:00 | 0 | 0 | 0 | 0 | 0 | 828471.6408 | 455347 | 0 | 0 | 0 | 0 | 1479077.0295 | 1384279.458 | 0 | 0 | 0 | 0 | 0 | 0 | 0 | 30760.3257 | 0 | 0 | 0 | 0 | 0 | 0 | 0 | 0 | 0 | 246512.8382 | 115689.6092 | 0 | 0 | 0 | 0 | 0 | 0 | 0 | 0 | 0 | 10922.1933 | 0 | 0 | 0 | 0 | 0 | 0
2016-05-19 20:00 | 0 | 0 | 0 | 0 | 0 | 824726.2402 | 456705 | 0 | 0 | 0 | 0 | 1725589.8677 | 1499969.0673 | 0 | 0 | 0 | 0 | 0 | 0 | 0 | 36579.1185 | 0 | 0 | 0 | 0 | 0 | 0 | 0 | 0 | 0 | 246512.8382 | 115689.6092 | 0 | 0 | 0 | 0 | 0 | 0 | 0 | 0 | 0 | 5818.7928 | 0 | 0 | 0 | 0 | 0 | 0
2016-05-19 21:00 | 0 | 0 | 0 | 0 | 0 | 813173.3554 | 457769 | 0 | 0 | 0 | 0 | 1972102.7059 | 1608860.5844 | 0 | 0 | 0 | 0 | 0 | 0 | 0 | 36579.1185 | 0 | 0 | 0 | 0 | 0 | 0 | 0 | 0 | 0 | 246512.8382 | 108891.5171 | 0 | 0 | 0 | 0 | 0 | 0 | 0 | 0 | 0 | 0 | 0 | 0 | 0 | 0 | 0 | 0
2016-05-19 22:00 | 0 | 0 | 0 | 0 | 0 | 780812.3749 | 454744 | 0 | 0 | 0 | 0 | 2218615.5442 | 1694201.5243 | 0 | 0 | 0 | 0 | 0 | 0 | 0 | 30793.7153 | 0 | 0 | 0 | 0 | 0 | 0 | 0 | 0 | 0 | 246512.8382 | 85340.9399 | 0 | 0 | 0 | 0 | 0 | 0 | 0 | 0 | 0 | -5785.4032 | 0 | 0 | 0 | 0 | 0 | 0
2016-05-19 23:00 | 0 | 0 | 0 | 0 | 0 | 699616.1996 | 450085 | 0 | 0 | 0 | 0 | 2465128.3824 | 1728013.6009 | 0 | 0 | 0 | 0 | 0 | 0 | 0 | 0 | 0 | 0 | 0 | 0 | 0 | 0 | 0 | 0 | 0 | 246512.8382 | 33812.0767 | 0 | 0 | 0 | 0 | 0 | 0 | 0 | 0 | 0 | -30793.7153 | 0 | 0 | 0 | 0 | 0 | 0
2016-05-20 | 0 | 0 | 0 | 0 | 0 | 549915.7958 | 449796 | 0 | 0 | 0 | 0 | 2680937.7875 | 1612323.9917 | 0 | 0 | 0 | 0 | 0 | 0 | 0 | 0 | 0 | 0 | 0 | 0 | 0 | 0 | 0 | 0 | 0 | 215809.4051 | -115689.6092 | 0 | 0 | 0 | 0 | 0 | 0 | 0 | 0 | 0 | 0 | 0 | 0 | 0 | 0 | 0 | 0
2016-05-20 01:00 | 0 | 0 | 0 | 0 | 0 | 258453.9544 | 447542 | 0 | 0 | 0 | 0 | 2434424.9493 | 1669748.7844 | 0 | 0 | 0 | 0 | 0 | 0 | 0 | 0 | 0 | 0 | 0 | 0 | 0 | 0 | 0 | 0 | 0 | -246512.8382 | 57424.7927 | 0 | 0 | 0 | 0 | 0 | 0 | 0 | 0 | 0 | 0 | 0 | 0 | 0 | 0 | 0 | 0
2016-05-20 02:00 | 0 | 0 | 0 | 0 | 55475.5057 | 12406.0468 | 430084 | 0 | 0 | 0 | 0 | 2187912.111 | 1554059.1752 | 0 | 0 | 0 | 0 | 0 | 0 | 0 | 0 | 0 | 0 | 0 | 0 | 0 | 0 | 0 | 0 | 0 | -246512.8382 | -115689.6092 | 0 | 0 | 0 | 0 | 0 | 0 | 0 | 0 | 0 | 0 | 0 | 0 | 0 | 0 | 0 | 0
2016-05-20 03:00 | 0 | 0 | 0 | 0 | 41160.5525 | 0 | 403363 | 0 | 0 | 0 | 0 | 1941399.2728 | 1438369.5659 | 0 | 0 | 0 | 0 | 0 | 0 | 0 | 0 | 0 | 0 | 0 | 0 | 0 | 0 | 0 | 0 | 0 | -246512.8382 | -115689.6092 | 0 | 0 | 0 | 0 | 0 | 0 | 0 | 0 | 0 | 0 | 0 | 0 | 0 | 0 | 0 | 0
2016-05-20 04:00 | 0 | 0 | 0 | 0 | 15905.5525 | 0 | 378108 | 0 | 0 | 0 | 0 | 1694886.4345 | 1322679.9567 | 0 | 0 | 0 | 0 | 0 | 0 | 0 | 0 | 0 | 0 | 0 | 0 | 0 | 0 | 0 | 0 | 0 | -246512.8382 | -115689.6092 | 0 | 0 | 0 | 0 | 0 | 0 | 0 | 0 | 0 | 0 | 0 | 0 | 0 | 0 | 0 | 0
2016-05-20 05:00 | 0 | 0 | 0 | 0 | 0 | 0 | 359636 | 0 | 0 | 0 | 0 | 1448373.5963 | 1209556.7949 | 0 | 0 | 0 | 0 | 0 | 0 | 0 | 0 | 0 | 0 | 0 | 0 | 0 | 0 | 0 | 0 | 0 | -246512.8382 | -113123.1618 | 0 | 0 | 0 | 0 | 0 | 0 | 0 | 0 | 0 | 0 | 0 | 0 | 0 | 0 | 0 | 0
2016-05-20 06:00 | 0 | 0 | 0 | 0 | 0 | 0 | 344888 | 0 | 0 | 0 | 0 | 1201860.758 | 1111181.6332 | 0 | 0 | 0 | 0 | 0 | 0 | 0 | 0 | 0 | 0 | 0 | 0 | 0 | 0 | 0 | 0 | 0 | -246512.8382 | -98375.1618 | 0 | 0 | 0 | 0 | 0 | 0 | 0 | 0 | 0 | 0 | 0 | 0 | 0 | 0 | 0 | 0
2016-05-20 07:00 | 0 | 0 | 0 | 0 | 204179.771 | 0 | 335003 | 0 | 0 | 0 | 0 | 955347.9198 | 1226871.2424 | 0 | 0 | 0 | 0 | 0 | 0 | 0 | 0 | 0 | 0 | 0 | 0 | 0 | 0 | 0 | 0 | 0 | -246512.8382 | 115689.6092 | 0 | 0 | 0 | 0 | 0 | 0 | 0 | 0 | 0 | 0 | 0 | 0 | 0 | 0 | 0 | 0
2016-05-20 08:00 | 0 | 0 | 0 | 0 | 437457.3381 | 0 | 332872 | 0 | 0 | 0 | 0 | 913449.9334 | 1342560.8516 | 0 | 0 | 0 | 0 | 0 | 0 | 0 | 30793.7153 | 0 | 0 | 0 | 0 | 0 | 0 | 0 | 0 | 0 | -41897.9864 | 115689.6092 | 0 | 0 | 0 | 0 | 0 | 0 | 0 | 0 | 0 | 30793.7153 | 0 | 0 | 0 | 0 | 0 | 0
2016-05-20 09:00 | 0 | 0 | 0 | 0 | 0 | 0 | 341353 | 0 | 0 | 0 | 0 | 666937.0951 | 1278514.4052 | 0 | 0 | 0 | 0 | 0 | 0 | 0 | 0 | 0 | 0 | 0 | 0 | 0 | 0 | 0 | 0 | 0 | -246512.8382 | -64046.4464 | 0 | 0 | 0 | 0 | 0 | 0 | 0 | 0 | 0 | -30793.7153 | 0 | 0 | 0 | 0 | 0 | 0
2016-05-20 10:00 | 0 | 0 | 0 | 0 | 0 | 0 | 361869 | 0 | 0 | 0 | 0 | 420424.2569 | 1163158.2434 | 0 | 0 | 0 | 0 | 0 | 0 | 0 | 0 | 0 | 0 | 0 | 0 | 0 | 0 | 0 | 0 | 0 | -246512.8382 | -115356.1618 | 0 | 0 | 0 | 0 | 0 | 0 | 0 | 0 | 0 | 0 | 0 | 0 | 0 | 0 | 0 | 0
2016-05-20 11:00 | 0 | 0 | 0 | 0 | 21440.5525 | 0 | 383643 | 0 | 0 | 0 | 0 | 173911.4186 | 1047468.6342 | 0 | 0 | 0 | 0 | 0 | 0 | 0 | 0 | 0 | 0 | 0 | 0 | 0 | 0 | 0 | 0 | 0 | -246512.8382 | -115689.6092 | 0 | 0 | 0 | 0 | 0 | 0 | 0 | 0 | 0 | 0 | 0 | 0 | 0 | 0 | 0 | 0
2016-05-20 12:00 | 0 | 0 | 0 | 0 | 215475.6779 | 91163.9594 | 399492 | 0 | 0 | 0 | 0 | 196748.6652 | 931779.025 | 0 | 0 | 0 | 0 | 0 | 0 | 0 | 0 | 0 | 0 | 0 | 0 | 0 | 0 | 0 | 0 | 0 | 22837.2465 | -115689.6092 | 0 | 0 | 0 | 0 | 0 | 0 | 0 | 0 | 0 | 0 | 0 | 0 | 0 | 0 | 0 | 0
2016-05-20 13:00 | 0 | 0 | 0 | 0 | 0 | 439098.2339 | 413654 | 0 | 0 | 0 | 0 | 106503.2898 | 1047468.6342 | 0 | 0 | 0 | 0 | 0 | 0 | 0 | 0 | 0 | 0 | 0 | 0 | 0 | 0 | 0 | 0 | 0 | -90245.3754 | 115689.6092 | 0 | 0 | 0 | 0 | 0 | 0 | 0 | 0 | 0 | 0 | 0 | 0 | 0 | 0 | 0 | 0
2016-05-20 14:00 | 0 | 0 | 0 | 0 | 123436.8477 | 665503.5998 | 426738 | 0 | 0 | 0 | 0 | 353016.128 | 1163158.2434 | 0 | 0 | 0 | 0 | 0 | 0 | 0 | 0 | 0 | 0 | 0 | 0 | 0 | 0 | 0 | 0 | 0 | 246512.8382 | 115689.6092 | 0 | 0 | 0 | 0 | 0 | 0 | 0 | 0 | 0 | 0 | 0 | 0 | 0 | 0 | 0 | 0
2016-05-20 15:00 | 0 | 0 | 0 | 0 | 0 | 798031.4475 | 435829 | 0 | 0 | 0 | 0 | 599528.9663 | 1278847.8527 | 0 | 0 | 0 | 0 | 0 | 0 | 0 | 0 | 0 | 0 | 0 | 0 | 0 | 0 | 0 | 0 | 0 | 246512.8382 | 115689.6092 | 0 | 0 | 0 | 0 | 0 | 0 | 0 | 0 | 0 | 0 | 0 | 0 | 0 | 0 | 0 | 0
2016-05-20 16:00 | 0 | 0 | 0 | 0 | 0 | 804007.4475 | 441805 | 0 | 0 | 0 | 0 | 846041.8045 | 1394537.4619 | 0 | 0 | 0 | 0 | 0 | 0 | 0 | 0 | 0 | 0 | 0 | 0 | 0 | 0 | 0 | 0 | 0 | 246512.8382 | 115689.6092 | 0 | 0 | 0 | 0 | 0 | 0 | 0 | 0 | 0 | 0 | 0 | 0 | 0 | 0 | 0 | 0
2016-05-20 17:00 | 0 | 0 | 0 | 0 | 0 | 808275.4475 | 446073 | 0 | 0 | 0 | 0 | 1092554.6428 | 1510227.0711 | 0 | 0 | 0 | 0 | 0 | 0 | 0 | 0 | 0 | 0 | 0 | 0 | 0 | 0 | 0 | 0 | 0 | 246512.8382 | 115689.6092 | 0 | 0 | 0 | 0 | 0 | 0 | 0 | 0 | 0 | 0 | 0 | 0 | 0 | 0 | 0 | 0
2016-05-20 18:00 | 0 | 0 | 0 | 0 | 0 | 811560.4475 | 449358 | 0 | 0 | 0 | 0 | 1339067.481 | 1625916.6804 | 0 | 0 | 0 | 0 | 0 | 0 | 0 | 0 | 0 | 0 | 0 | 0 | 0 | 0 | 0 | 0 | 0 | 246512.8382 | 115689.6092 | 0 | 0 | 0 | 0 | 0 | 0 | 0 | 0 | 0 | 0 | 0 | 0 | 0 | 0 | 0 | 0
2016-05-20 19:00 | 0 | 0 | 0 | 0 | 0 | 813928.4475 | 451726 | 0 | 0 | 0 | 0 | 1585580.3193 | 1741606.2896 | 0 | 0 | 0 | 0 | 0 | 0 | 0 | 0 | 0 | 0 | 0 | 0 | 0 | 0 | 0 | 0 | 0 | 246512.8382 | 115689.6092 | 0 | 0 | 0 | 0 | 0 | 0 | 0 | 0 | 0 | 0 | 0 | 0 | 0 | 0 | 0 | 0
2016-05-20 20:00 | 0 | 0 | 0 | 0 | 0 | 824301.4839 | 454033 | 0 | 0 | 0 | 0 | 1832093.1575 | 1857295.8988 | 0 | 0 | 0 | 0 | 0 | 0 | 0 | 8066.0365 | 0 | 0 | 0 | 0 | 0 | 0 | 0 | 0 | 0 | 246512.8382 | 115689.6092 | 0 | 0 | 0 | 0 | 0 | 0 | 0 | 0 | 0 | 8066.0365 | 0 | 0 | 0 | 0 | 0 | 0
2016-05-20 21:00 | 0 | 0 | 0 | 0 | 0 | 845114.5295 | 454399 | 0 | 0 | 0 | 0 | 2078605.9957 | 1972985.5081 | 0 | 0 | 0 | 0 | 0 | 0 | 0 | 36579.1185 | 0 | 0 | 0 | 0 | 0 | 0 | 0 | 0 | 0 | 246512.8382 | 115689.6092 | 0 | 0 | 0 | 0 | 0 | 0 | 0 | 0 | 0 | 28513.082 | 0 | 0 | 0 | 0 | 0 | 0
2016-05-20 22:00 | 0 | 0 | 0 | 0 | 0 | 803171.912 | 449646 | 0 | 0 | 0 | 0 | 2325118.834 | 2088675.1173 | 0 | 0 | 0 | 0 | 0 | 0 | 0 | 27902.583 | 0 | 0 | 0 | 0 | 0 | 0 | 0 | 0 | 0 | 246512.8382 | 115689.6092 | 0 | 0 | 0 | 0 | 0 | 0 | 0 | 0 | 0 | -8676.5355 | 0 | 0 | 0 | 0 | 0 | 0
2016-05-20 23:00 | 0 | 0 | 0 | 0 | 0 | 697605.8167 | 441625 | 0 | 0 | 0 | 0 | 2493312.6245 | 2204364.7265 | 0 | 0 | 0 | 0 | 0 | 0 | 0 | 0 | 0 | 0 | 0 | 0 | 0 | 0 | 0 | 0 | 0 | 168193.7905 | 115689.6092 | 0 | 0 | 0 | 0 | 0 | 0 | 0 | 0 | 0 | -27902.583 | 0 | 0 | 0 | 0 | 0 | 0
2016-05-21 | 0 | 0 | 0 | 0 | 0 | 562634.0907 | 438654 | 0 | 0 | 0 | 0 | 2732982.3244 | 2088675.1173 | 0 | 0 | 0 | 0 | 0 | 0 | 0 | 0 | 0 | 0 | 0 | 0 | 0 | 0 | 0 | 0 | 0 | 239669.6999 | -115689.6092 | 0 | 0 | 0 | 0 | 0 | 0 | 0 | 0 | 0 | 0 | 0 | 0 | 0 | 0 | 0 | 0
2016-05-21 01:00 | 0 | 0 | 0 | 0 | 0 | 246894.1395 | 433474 | 0 | 0 | 0 | 0 | 2486469.4862 | 2148608.095 | 0 | 0 | 0 | 0 | 0 | 0 | 0 | 0 | 0 | 0 | 0 | 0 | 0 | 0 | 0 | 0 | 0 | -246512.8382 | 59932.9777 | 0 | 0 | 0 | 0 | 0 | 0 | 0 | 0 | 0 | 0 | 0 | 0 | 0 | 0 | 0 | 0
2016-05-21 02:00 | 0 | 0 | 0 | 0 | 26929.1437 | 25880.4088 | 415012 | 0 | 0 | 0 | 0 | 2239956.648 | 2032918.4858 | 0 | 0 | 0 | 0 | 0 | 0 | 0 | 0 | 0 | 0 | 0 | 0 | 0 | 0 | 0 | 0 | 0 | -246512.8382 | -115689.6092 | 0 | 0 | 0 | 0 | 0 | 0 | 0 | 0 | 0 | 0 | 0 | 0 | 0 | 0 | 0 | 0
2016-05-21 03:00 | 0 | 0 | 0 | 0 | 34327.5525 | 0 | 396530 | 0 | 0 | 0 | 0 | 1993443.8097 | 1917228.8765 | 0 | 0 | 0 | 0 | 0 | 0 | 0 | 0 | 0 | 0 | 0 | 0 | 0 | 0 | 0 | 0 | 0 | -246512.8382 | -115689.6092 | 0 | 0 | 0 | 0 | 0 | 0 | 0 | 0 | 0 | 0 | 0 | 0 | 0 | 0 | 0 | 0
2016-05-21 04:00 | 0 | 0 | 0 | 0 | 12327.5525 | 0 | 374530 | 0 | 0 | 0 | 0 | 1746930.9715 | 1801539.2673 | 0 | 0 | 0 | 0 | 0 | 0 | 0 | 0 | 0 | 0 | 0 | 0 | 0 | 0 | 0 | 0 | 0 | -246512.8382 | -115689.6092 | 0 | 0 | 0 | 0 | 0 | 0 | 0 | 0 | 0 | 0 | 0 | 0 | 0 | 0 | 0 | 0
2016-05-21 05:00 | 0 | 0 | 0 | 0 | 0 | 0 | 355822 | 0 | 0 | 0 | 0 | 1500418.1332 | 1692230.1055 | 0 | 0 | 0 | 0 | 0 | 0 | 0 | 0 | 0 | 0 | 0 | 0 | 0 | 0 | 0 | 0 | 0 | -246512.8382 | -109309.1618 | 0 | 0 | 0 | 0 | 0 | 0 | 0 | 0 | 0 | 0 | 0 | 0 | 0 | 0 | 0 | 0
2016-05-21 06:00 | 0 | 0 | 0 | 0 | 0 | 0 | 340289 | 0 | 0 | 0 | 0 | 1253905.295 | 1598453.9438 | 0 | 0 | 0 | 0 | 0 | 0 | 0 | 0 | 0 | 0 | 0 | 0 | 0 | 0 | 0 | 0 | 0 | -246512.8382 | -93776.1618 | 0 | 0 | 0 | 0 | 0 | 0 | 0 | 0 | 0 | 0 | 0 | 0 | 0 | 0 | 0 | 0
2016-05-21 07:00 | 0 | 0 | 0 | 0 | 0 | 0 | 330939 | 0 | 0 | 0 | 0 | 1007392.4568 | 1514027.782 | 0 | 0 | 0 | 0 | 0 | 0 | 0 | 0 | 0 | 0 | 0 | 0 | 0 | 0 | 0 | 0 | 0 | -246512.8382 | -84426.1618 | 0 | 0 | 0 | 0 | 0 | 0 | 0 | 0 | 0 | 0 | 0 | 0 | 0 | 0 | 0 | 0
2016-05-21 08:00 | 0 | 0 | 0 | 0 | 0 | 0 | 326053 | 0 | 0 | 0 | 0 | 760879.6185 | 1434487.6203 | 0 | 0 | 0 | 0 | 0 | 0 | 0 | 0 | 0 | 0 | 0 | 0 | 0 | 0 | 0 | 0 | 0 | -246512.8382 | -79540.1618 | 0 | 0 | 0 | 0 | 0 | 0 | 0 | 0 | 0 | 0 | 0 | 0 | 0 | 0 | 0 | 0
2016-05-21 09:00 | 0 | 0 | 0 | 0 | 0 | 0 | 325912 | 0 | 0 | 0 | 0 | 514366.7803 | 1355088.4585 | 0 | 0 | 0 | 0 | 0 | 0 | 0 | 0 | 0 | 0 | 0 | 0 | 0 | 0 | 0 | 0 | 0 | -246512.8382 | -79399.1618 | 0 | 0 | 0 | 0 | 0 | 0 | 0 | 0 | 0 | 0 | 0 | 0 | 0 | 0 | 0 | 0
2016-05-21 10:00 | 0 | 0 | 0 | 0 | 451170.3009 | 0 | 330394 | 0 | 0 | 0 | 0 | 519453.4719 | 1470778.0677 | 0 | 0 | 0 | 0 | 0 | 0 | 0 | 0 | 0 | 0 | 0 | 0 | 0 | 0 | 0 | 0 | 0 | 5086.6916 | 115689.6092 | 0 | 0 | 0 | 0 | 0 | 0 | 0 | 0 | 0 | 0 | 0 | 0 | 0 | 0 | 0 | 0
2016-05-21 11:00 | 0 | 0 | 0 | 0 | 0 | 0 | 338051 | 0 | 0 | 0 | 0 | 272940.6337 | 1379239.906 | 0 | 0 | 0 | 0 | 0 | 0 | 0 | 0 | 0 | 0 | 0 | 0 | 0 | 0 | 0 | 0 | 0 | -246512.8382 | -91538.1618 | 0 | 0 | 0 | 0 | 0 | 0 | 0 | 0 | 0 | 0 | 0 | 0 | 0 | 0 | 0 | 0
2016-05-21 12:00 | 0 | 0 | 0 | 0 | 0 | 87769.2564 | 355555 | 0 | 0 | 0 | 0 | 120844.4993 | 1263550.2968 | 0 | 0 | 0 | 0 | 0 | 0 | 0 | 0 | 0 | 0 | 0 | 0 | 0 | 0 | 0 | 0 | 0 | -152096.1344 | -115689.6092 | 0 | 0 | 0 | 0 | 0 | 0 | 0 | 0 | 0 | 0 | 0 | 0 | 0 | 0 | 0 | 0
2016-05-21 13:00 | 0 | 0 | 0 | 0 | 0 | 451333.2512 | 375291 | 0 | 0 | 0 | 0 | 81197.1412 | 1379239.906 | 0 | 0 | 0 | 0 | 0 | 0 | 0 | 0 | 0 | 0 | 0 | 0 | 0 | 0 | 0 | 0 | 0 | -39647.358 | 115689.6092 | 0 | 0 | 0 | 0 | 0 | 0 | 0 | 0 | 0 | 0 | 0 | 0 | 0 | 0 | 0 | 0
2016-05-21 14:00 | 0 | 0 | 0 | 0 | 53722.0638 | 702467.3837 | 393987 | 0 | 0 | 0 | 0 | 327709.9795 | 1494929.5152 | 0 | 0 | 0 | 0 | 0 | 0 | 0 | 0 | 0 | 0 | 0 | 0 | 0 | 0 | 0 | 0 | 0 | 246512.8382 | 115689.6092 | 0 | 0 | 0 | 0 | 0 | 0 | 0 | 0 | 0 | 0 | 0 | 0 | 0 | 0 | 0 | 0
2016-05-21 15:00 | 0 | 0 | 0 | 0 | 0 | 770711.4475 | 408509 | 0 | 0 | 0 | 0 | 574222.8177 | 1610619.1245 | 0 | 0 | 0 | 0 | 0 | 0 | 0 | 0 | 0 | 0 | 0 | 0 | 0 | 0 | 0 | 0 | 0 | 246512.8382 | 115689.6092 | 0 | 0 | 0 | 0 | 0 | 0 | 0 | 0 | 0 | 0 | 0 | 0 | 0 | 0 | 0 | 0
2016-05-21 16:00 | 0 | 0 | 0 | 0 | 0 | 780324.4475 | 418122 | 0 | 0 | 0 | 0 | 820735.656 | 1726308.7337 | 0 | 0 | 0 | 0 | 0 | 0 | 0 | 0 | 0 | 0 | 0 | 0 | 0 | 0 | 0 | 0 | 0 | 246512.8382 | 115689.6092 | 0 | 0 | 0 | 0 | 0 | 0 | 0 | 0 | 0 | 0 | 0 | 0 | 0 | 0 | 0 | 0
2016-05-21 17:00 | 0 | 0 | 0 | 0 | 0 | 786721.4475 | 424519 | 0 | 0 | 0 | 0 | 1067248.4942 | 1841998.3429 | 0 | 0 | 0 | 0 | 0 | 0 | 0 | 0 | 0 | 0 | 0 | 0 | 0 | 0 | 0 | 0 | 0 | 246512.8382 | 115689.6092 | 0 | 0 | 0 | 0 | 0 | 0 | 0 | 0 | 0 | 0 | 0 | 0 | 0 | 0 | 0 | 0
2016-05-21 18:00 | 0 | 0 | 0 | 0 | 0 | 791774.4475 | 429572 | 0 | 0 | 0 | 0 | 1313761.3324 | 1957687.9521 | 0 | 0 | 0 | 0 | 0 | 0 | 0 | 0 | 0 | 0 | 0 | 0 | 0 | 0 | 0 | 0 | 0 | 246512.8382 | 115689.6092 | 0 | 0 | 0 | 0 | 0 | 0 | 0 | 0 | 0 | 0 | 0 | 0 | 0 | 0 | 0 | 0
2016-05-21 19:00 | 0 | 0 | 0 | 0 | 0 | 795620.4475 | 433418 | 0 | 0 | 0 | 0 | 1560274.1707 | 2073377.5614 | 0 | 0 | 0 | 0 | 0 | 0 | 0 | 0 | 0 | 0 | 0 | 0 | 0 | 0 | 0 | 0 | 0 | 246512.8382 | 115689.6092 | 0 | 0 | 0 | 0 | 0 | 0 | 0 | 0 | 0 | 0 | 0 | 0 | 0 | 0 | 0 | 0
2016-05-21 20:00 | 0 | 0 | 0 | 0 | 0 | 799179.4475 | 436977 | 0 | 0 | 0 | 0 | 1806787.0089 | 2189067.1706 | 0 | 0 | 0 | 0 | 0 | 0 | 0 | 0 | 0 | 0 | 0 | 0 | 0 | 0 | 0 | 0 | 0 | 246512.8382 | 115689.6092 | 0 | 0 | 0 | 0 | 0 | 0 | 0 | 0 | 0 | 0 | 0 | 0 | 0 | 0 | 0 | 0
2016-05-21 21:00 | 0 | 0 | 0 | 0 | 0 | 821010.3222 | 439549 | 0 | 0 | 0 | 0 | 2053299.8472 | 2304756.7798 | 0 | 0 | 0 | 0 | 0 | 0 | 0 | 19258.8747 | 0 | 0 | 0 | 0 | 0 | 0 | 0 | 0 | 0 | 246512.8382 | 115689.6092 | 0 | 0 | 0 | 0 | 0 | 0 | 0 | 0 | 0 | 19258.8747 | 0 | 0 | 0 | 0 | 0 | 0
2016-05-21 22:00 | 0 | 0 | 0 | 0 | 0 | 816384.6912 | 436862 | 0 | 0 | 0 | 0 | 2299812.6854 | 2420446.3891 | 0 | 0 | 0 | 0 | 0 | 0 | 0 | 36579.1185 | 0 | 0 | 0 | 0 | 0 | 0 | 0 | 0 | 0 | 246512.8382 | 115689.6092 | 0 | 0 | 0 | 0 | 0 | 0 | 0 | 0 | 0 | 17320.2438 | 0 | 0 | 0 | 0 | 0 | 0
2016-05-21 23:00 | 0 | 0 | 0 | 0 | 0 | 717700.04 | 431572 | 0 | 0 | 0 | 0 | 2501044.8315 | 2536135.9983 | 0 | 0 | 0 | 0 | 0 | 0 | 0 | 5785.4032 | 0 | 0 | 0 | 0 | 0 | 0 | 0 | 0 | 0 | 201232.1461 | 115689.6092 | 0 | 0 | 0 | 0 | 0 | 0 | 0 | 0 | 0 | -30793.7153 | 0 | 0 | 0 | 0 | 0 | 0
2016-05-22 | 0 | 0 | 0 | 0 | 0 | 535102.8838 | 426922 | 0 | 0 | 0 | 0 | 2711641.2207 | 2439505.8962 | 0 | 0 | 0 | 0 | 0 | 0 | 0 | 0 | 0 | 0 | 0 | 0 | 0 | 0 | 0 | 0 | 0 | 210596.3891 | -96630.1021 | 0 | 0 | 0 | 0 | 0 | 0 | 0 | 0 | 0 | -5785.4032 | 0 | 0 | 0 | 0 | 0 | 0
2016-05-22 01:00 | 0 | 0 | 0 | 0 | 0 | 246222.7077 | 422713 | 0 | 0 | 0 | 0 | 2465128.3824 | 2509528.4421 | 0 | 0 | 0 | 0 | 0 | 0 | 0 | 0 | 0 | 0 | 0 | 0 | 0 | 0 | 0 | 0 | 0 | -246512.8382 | 70022.546 | 0 | 0 | 0 | 0 | 0 | 0 | 0 | 0 | 0 | 0 | 0 | 0 | 0 | 0 | 0 | 0
2016-05-22 02:00 | 0 | 0 | 0 | 0 | 29966.5465 | 18517.006 | 410686 | 0 | 0 | 0 | 0 | 2218615.5442 | 2393838.8329 | 0 | 0 | 0 | 0 | 0 | 0 | 0 | 0 | 0 | 0 | 0 | 0 | 0 | 0 | 0 | 0 | 0 | -246512.8382 | -115689.6092 | 0 | 0 | 0 | 0 | 0 | 0 | 0 | 0 | 0 | 0 | 0 | 0 | 0 | 0 | 0 | 0
2016-05-22 03:00 | 0 | 0 | 0 | 0 | 29649.5525 | 0 | 391852 | 0 | 0 | 0 | 0 | 1972102.7059 | 2278149.2237 | 0 | 0 | 0 | 0 | 0 | 0 | 0 | 0 | 0 | 0 | 0 | 0 | 0 | 0 | 0 | 0 | 0 | -246512.8382 | -115689.6092 | 0 | 0 | 0 | 0 | 0 | 0 | 0 | 0 | 0 | 0 | 0 | 0 | 0 | 0 | 0 | 0
2016-05-22 04:00 | 0 | 0 | 0 | 0 | 9472.5525 | 0 | 371675 | 0 | 0 | 0 | 0 | 1725589.8677 | 2162459.6144 | 0 | 0 | 0 | 0 | 0 | 0 | 0 | 0 | 0 | 0 | 0 | 0 | 0 | 0 | 0 | 0 | 0 | -246512.8382 | -115689.6092 | 0 | 0 | 0 | 0 | 0 | 0 | 0 | 0 | 0 | 0 | 0 | 0 | 0 | 0 | 0 | 0
2016-05-22 05:00 | 0 | 0 | 0 | 0 | 0 | 0 | 352334 | 0 | 0 | 0 | 0 | 1479077.0295 | 2056638.4527 | 0 | 0 | 0 | 0 | 0 | 0 | 0 | 0 | 0 | 0 | 0 | 0 | 0 | 0 | 0 | 0 | 0 | -246512.8382 | -105821.1618 | 0 | 0 | 0 | 0 | 0 | 0 | 0 | 0 | 0 | 0 | 0 | 0 | 0 | 0 | 0 | 0
2016-05-22 06:00 | 0 | 0 | 0 | 0 | 0 | 0 | 337141 | 0 | 0 | 0 | 0 | 1232564.1912 | 1966010.2909 | 0 | 0 | 0 | 0 | 0 | 0 | 0 | 0 | 0 | 0 | 0 | 0 | 0 | 0 | 0 | 0 | 0 | -246512.8382 | -90628.1618 | 0 | 0 | 0 | 0 | 0 | 0 | 0 | 0 | 0 | 0 | 0 | 0 | 0 | 0 | 0 | 0
2016-05-22 07:00 | 0 | 0 | 0 | 0 | 0 | 0 | 326650 | 0 | 0 | 0 | 0 | 986051.353 | 1885873.1291 | 0 | 0 | 0 | 0 | 0 | 0 | 0 | 0 | 0 | 0 | 0 | 0 | 0 | 0 | 0 | 0 | 0 | -246512.8382 | -80137.1618 | 0 | 0 | 0 | 0 | 0 | 0 | 0 | 0 | 0 | 0 | 0 | 0 | 0 | 0 | 0 | 0
2016-05-22 08:00 | 0 | 0 | 0 | 0 | 0 | 0 | 321017 | 0 | 0 | 0 | 0 | 739538.5147 | 1811368.9674 | 0 | 0 | 0 | 0 | 0 | 0 | 0 | 0 | 0 | 0 | 0 | 0 | 0 | 0 | 0 | 0 | 0 | -246512.8382 | -74504.1618 | 0 | 0 | 0 | 0 | 0 | 0 | 0 | 0 | 0 | 0 | 0 | 0 | 0 | 0 | 0 | 0
2016-05-22 09:00 | 0 | 0 | 0 | 0 | 0 | 0 | 319360 | 0 | 0 | 0 | 0 | 493025.6765 | 1738521.8056 | 0 | 0 | 0 | 0 | 0 | 0 | 0 | 0 | 0 | 0 | 0 | 0 | 0 | 0 | 0 | 0 | 0 | -246512.8382 | -72847.1618 | 0 | 0 | 0 | 0 | 0 | 0 | 0 | 0 | 0 | 0 | 0 | 0 | 0 | 0 | 0 | 0
2016-05-22 10:00 | 0 | 0 | 0 | 0 | 0 | 0 | 319221 | 0 | 0 | 0 | 0 | 246512.8382 | 1665813.6439 | 0 | 0 | 0 | 0 | 0 | 0 | 0 | 0 | 0 | 0 | 0 | 0 | 0 | 0 | 0 | 0 | 0 | -246512.8382 | -72708.1618 | 0 | 0 | 0 | 0 | 0 | 0 | 0 | 0 | 0 | 0 | 0 | 0 | 0 | 0 | 0 | 0
2016-05-22 11:00 | 0 | 0 | 0 | 0 | 0 | 0 | 324076 | 0 | 0 | 0 | 0 | 0 | 1588250.4821 | 0 | 0 | 0 | 0 | 0 | 0 | 0 | 0 | 0 | 0 | 0 | 0 | 0 | 0 | 0 | 0 | 0 | -246512.8382 | -77563.1618 | 0 | 0 | 0 | 0 | 0 | 0 | 0 | 0 | 0 | 0 | 0 | 0 | 0 | 0 | 0 | 0
2016-05-22 12:00 | 0 | 0 | 0 | 0 | 441585.3614 | 86002.0505 | 340092 | 0 | 0 | 0 | 0 | 241807.5789 | 1533938.3151 | 0 | 0 | 0 | 0 | 0 | 0 | 0 | 0 | 0 | 0 | 0 | 0 | 0 | 0 | 0 | 0 | 0 | 241807.5789 | -54312.167 | 0 | 0 | 0 | 0 | 0 | 0 | 0 | 0 | 0 | 0 | 0 | 0 | 0 | 0 | 0 | 0
2016-05-22 13:00 | 0 | 0 | 0 | 0 | 0 | 471013.4002 | 358790 | 0 | 0 | 0 | 0 | 238341.3699 | 1649627.9243 | 0 | 0 | 0 | 0 | 0 | 0 | 0 | 0 | 0 | 0 | 0 | 0 | 0 | 0 | 0 | 0 | 0 | -3466.209 | 115689.6092 | 0 | 0 | 0 | 0 | 0 | 0 | 0 | 0 | 0 | 0 | 0 | 0 | 0 | 0 | 0 | 0
2016-05-22 14:00 | 0 | 0 | 0 | 0 | 29123.1176 | 708609.3298 | 375530 | 0 | 0 | 0 | 0 | 484854.2082 | 1765317.5335 | 0 | 0 | 0 | 0 | 0 | 0 | 0 | 0 | 0 | 0 | 0 | 0 | 0 | 0 | 0 | 0 | 0 | 246512.8382 | 115689.6092 | 0 | 0 | 0 | 0 | 0 | 0 | 0 | 0 | 0 | 0 | 0 | 0 | 0 | 0 | 0 | 0
2016-05-22 15:00 | 0 | 0 | 0 | 0 | 0 | 751242.4475 | 389040 | 0 | 0 | 0 | 0 | 731367.0464 | 1881007.1428 | 0 | 0 | 0 | 0 | 0 | 0 | 0 | 0 | 0 | 0 | 0 | 0 | 0 | 0 | 0 | 0 | 0 | 246512.8382 | 115689.6092 | 0 | 0 | 0 | 0 | 0 | 0 | 0 | 0 | 0 | 0 | 0 | 0 | 0 | 0 | 0 | 0
2016-05-22 16:00 | 0 | 0 | 0 | 0 | 0 | 763308.4475 | 401106 | 0 | 0 | 0 | 0 | 977879.8847 | 1996696.752 | 0 | 0 | 0 | 0 | 0 | 0 | 0 | 0 | 0 | 0 | 0 | 0 | 0 | 0 | 0 | 0 | 0 | 246512.8382 | 115689.6092 | 0 | 0 | 0 | 0 | 0 | 0 | 0 | 0 | 0 | 0 | 0 | 0 | 0 | 0 | 0 | 0
2016-05-22 17:00 | 0 | 0 | 0 | 0 | 0 | 772852.4475 | 410650 | 0 | 0 | 0 | 0 | 1224392.7229 | 2112386.3612 | 0 | 0 | 0 | 0 | 0 | 0 | 0 | 0 | 0 | 0 | 0 | 0 | 0 | 0 | 0 | 0 | 0 | 246512.8382 | 115689.6092 | 0 | 0 | 0 | 0 | 0 | 0 | 0 | 0 | 0 | 0 | 0 | 0 | 0 | 0 | 0 | 0
2016-05-22 18:00 | 0 | 0 | 0 | 0 | 0 | 781212.4475 | 419010 | 0 | 0 | 0 | 0 | 1470905.5611 | 2228075.9705 | 0 | 0 | 0 | 0 | 0 | 0 | 0 | 0 | 0 | 0 | 0 | 0 | 0 | 0 | 0 | 0 | 0 | 246512.8382 | 115689.6092 | 0 | 0 | 0 | 0 | 0 | 0 | 0 | 0 | 0 | 0 | 0 | 0 | 0 | 0 | 0 | 0
2016-05-22 19:00 | 0 | 0 | 0 | 0 | 0 | 788399.4475 | 426197 | 0 | 0 | 0 | 0 | 1717418.3994 | 2343765.5797 | 0 | 0 | 0 | 0 | 0 | 0 | 0 | 0 | 0 | 0 | 0 | 0 | 0 | 0 | 0 | 0 | 0 | 246512.8382 | 115689.6092 | 0 | 0 | 0 | 0 | 0 | 0 | 0 | 0 | 0 | 0 | 0 | 0 | 0 | 0 | 0 | 0
2016-05-22 20:00 | 0 | 0 | 0 | 0 | 0 | 796551.4475 | 434349 | 0 | 0 | 0 | 0 | 1963931.2376 | 2459455.1889 | 0 | 0 | 0 | 0 | 0 | 0 | 0 | 0 | 0 | 0 | 0 | 0 | 0 | 0 | 0 | 0 | 0 | 246512.8382 | 115689.6092 | 0 | 0 | 0 | 0 | 0 | 0 | 0 | 0 | 0 | 0 | 0 | 0 | 0 | 0 | 0 | 0
2016-05-22 21:00 | 0 | 0 | 0 | 0 | 0 | 808946.8506 | 440959 | 0 | 0 | 0 | 0 | 2210444.0759 | 2575144.7982 | 0 | 0 | 0 | 0 | 0 | 0 | 0 | 5785.4032 | 0 | 0 | 0 | 0 | 0 | 0 | 0 | 0 | 0 | 246512.8382 | 115689.6092 | 0 | 0 | 0 | 0 | 0 | 0 | 0 | 0 | 0 | 5785.4032 | 0 | 0 | 0 | 0 | 0 | 0
2016-05-22 22:00 | 0 | 0 | 0 | 0 | 0 | 836895.1628 | 443899 | 0 | 0 | 0 | 0 | 2456956.9141 | 2690834.4074 | 0 | 0 | 0 | 0 | 0 | 0 | 0 | 36579.1185 | 0 | 0 | 0 | 0 | 0 | 0 | 0 | 0 | 0 | 246512.8382 | 115689.6092 | 0 | 0 | 0 | 0 | 0 | 0 | 0 | 0 | 0 | 30793.7153 | 0 | 0 | 0 | 0 | 0 | 0
2016-05-22 23:00 | 0 | 0 | 0 | 0 | 0 | 754554.0733 | 442256 | 0 | 0 | 0 | 0 | 2684359.0935 | 2806524.0166 | 0 | 0 | 0 | 0 | 0 | 0 | 0 | 5785.4032 | 0 | 0 | 0 | 0 | 0 | 0 | 0 | 0 | 0 | 227402.1794 | 115689.6092 | 0 | 0 | 0 | 0 | 0 | 0 | 0 | 0 | 0 | -30793.7153 | 0 | 0 | 0 | 0 | 0 | 0
2016-05-23 | 0 | 0 | 0 | 0 | 0 | 598507.1385 | 440455 | 0 | 0 | 0 | 0 | 2732507.0259 | 2922213.6259 | 0 | 0 | 0 | 0 | 0 | 0 | 0 | 0 | 0 | 0 | 0 | 0 | 0 | 0 | 0 | 0 | 0 | 48147.9325 | 115689.6092 | 0 | 0 | 0 | 0 | 0 | 0 | 0 | 0 | 0 | -5785.4032 | 0 | 0 | 0 | 0 | 0 | 0
2016-05-23 01:00 | 0 | 0 | 0 | 0 | 0 | 289111.4082 | 437320 | 0 | 0 | 0 | 0 | 2485994.1877 | 3020517.8723 | 0 | 0 | 0 | 0 | 0 | 0 | 0 | 0 | 0 | 0 | 0 | 0 | 0 | 0 | 0 | 0 | 0 | -246512.8382 | 98304.2464 | 0 | 0 | 0 | 0 | 0 | 0 | 0 | 0 | 0 | 0 | 0 | 0 | 0 | 0 | 0 | 0
2016-05-23 02:00 | 0 | 0 | 0 | 0 | 31871.309 | 27534.2435 | 421608 | 0 | 0 | 0 | 0 | 2239481.3494 | 2904828.2631 | 0 | 0 | 0 | 0 | 0 | 0 | 0 | 0 | 0 | 0 | 0 | 0 | 0 | 0 | 0 | 0 | 0 | -246512.8382 | -115689.6092 | 0 | 0 | 0 | 0 | 0 | 0 | 0 | 0 | 0 | 0 | 0 | 0 | 0 | 0 | 0 | 0
2016-05-23 03:00 | 0 | 0 | 0 | 0 | 34996.5525 | 0 | 397199 | 0 | 0 | 0 | 0 | 1992968.5112 | 2789138.6539 | 0 | 0 | 0 | 0 | 0 | 0 | 0 | 0 | 0 | 0 | 0 | 0 | 0 | 0 | 0 | 0 | 0 | -246512.8382 | -115689.6092 | 0 | 0 | 0 | 0 | 0 | 0 | 0 | 0 | 0 | 0 | 0 | 0 | 0 | 0 | 0 | 0
2016-05-23 04:00 | 0 | 0 | 0 | 0 | 10635.5525 | 0 | 372838 | 0 | 0 | 0 | 0 | 1746455.673 | 2673449.0446 | 0 | 0 | 0 | 0 | 0 | 0 | 0 | 0 | 0 | 0 | 0 | 0 | 0 | 0 | 0 | 0 | 0 | -246512.8382 | -115689.6092 | 0 | 0 | 0 | 0 | 0 | 0 | 0 | 0 | 0 | 0 | 0 | 0 | 0 | 0 | 0 | 0
2016-05-23 05:00 | 0 | 0 | 0 | 0 | 0 | 0 | 352582 | 0 | 0 | 0 | 0 | 1499942.8347 | 2567379.8829 | 0 | 0 | 0 | 0 | 0 | 0 | 0 | 0 | 0 | 0 | 0 | 0 | 0 | 0 | 0 | 0 | 0 | -246512.8382 | -106069.1618 | 0 | 0 | 0 | 0 | 0 | 0 | 0 | 0 | 0 | 0 | 0 | 0 | 0 | 0 | 0 | 0
2016-05-23 06:00 | 0 | 0 | 0 | 0 | 0 | 0 | 337779 | 0 | 0 | 0 | 0 | 1253429.9965 | 2476113.7211 | 0 | 0 | 0 | 0 | 0 | 0 | 0 | 0 | 0 | 0 | 0 | 0 | 0 | 0 | 0 | 0 | 0 | -246512.8382 | -91266.1618 | 0 | 0 | 0 | 0 | 0 | 0 | 0 | 0 | 0 | 0 | 0 | 0 | 0 | 0 | 0 | 0
2016-05-23 07:00 | 0 | 0 | 0 | 0 | 0 | 0 | 329066 | 0 | 0 | 0 | 0 | 1006917.1582 | 2393560.5593 | 0 | 0 | 0 | 0 | 0 | 0 | 0 | 0 | 0 | 0 | 0 | 0 | 0 | 0 | 0 | 0 | 0 | -246512.8382 | -82553.1618 | 0 | 0 | 0 | 0 | 0 | 0 | 0 | 0 | 0 | 0 | 0 | 0 | 0 | 0 | 0 | 0
2016-05-23 08:00 | 0 | 0 | 0 | 0 | 0 | 0 | 326685 | 0 | 0 | 0 | 0 | 760404.32 | 2313388.3976 | 0 | 0 | 0 | 0 | 0 | 0 | 0 | 0 | 0 | 0 | 0 | 0 | 0 | 0 | 0 | 0 | 0 | -246512.8382 | -80172.1618 | 0 | 0 | 0 | 0 | 0 | 0 | 0 | 0 | 0 | 0 | 0 | 0 | 0 | 0 | 0 | 0
2016-05-23 09:00 | 0 | 0 | 0 | 0 | 0 | 0 | 336393 | 0 | 0 | 0 | 0 | 513891.4817 | 2223508.2358 | 0 | 0 | 0 | 0 | 0 | 0 | 0 | 0 | 0 | 0 | 0 | 0 | 0 | 0 | 0 | 0 | 0 | -246512.8382 | -89880.1618 | 0 | 0 | 0 | 0 | 0 | 0 | 0 | 0 | 0 | 0 | 0 | 0 | 0 | 0 | 0 | 0
2016-05-23 10:00 | 0 | 0 | 0 | 0 | 0 | 0 | 358134 | 0 | 0 | 0 | 0 | 267378.6435 | 2111887.0741 | 0 | 0 | 0 | 0 | 0 | 0 | 0 | 0 | 0 | 0 | 0 | 0 | 0 | 0 | 0 | 0 | 0 | -246512.8382 | -111621.1618 | 0 | 0 | 0 | 0 | 0 | 0 | 0 | 0 | 0 | 0 | 0 | 0 | 0 | 0 | 0 | 0
2016-05-23 11:00 | 0 | 0 | 0 | 0 | 19257.5525 | 0 | 381460 | 0 | 0 | 0 | 0 | 20865.8053 | 1996197.4648 | 0 | 0 | 0 | 0 | 0 | 0 | 0 | 0 | 0 | 0 | 0 | 0 | 0 | 0 | 0 | 0 | 0 | -246512.8382 | -115689.6092 | 0 | 0 | 0 | 0 | 0 | 0 | 0 | 0 | 0 | 0 | 0 | 0 | 0 | 0 | 0 | 0
2016-05-23 12:00 | 0 | 0 | 0 | 0 | 396946.1449 | 97636.6591 | 399759 | 0 | 0 | 0 | 0 | 0 | 2111887.0741 | 0 | 0 | 0 | 0 | 0 | 0 | 0 | 0 | 0 | 0 | 0 | 0 | 0 | 0 | 0 | 0 | 0 | -20865.8053 | 115689.6092 | 0 | 0 | 0 | 0 | 0 | 0 | 0 | 0 | 0 | 0 | 0 | 0 | 0 | 0 | 0 | 0
2016-05-23 13:00 | 0 | 0 | 0 | 0 | 0 | 485654.7556 | 416209 | 0 | 0 | 0 | 0 | 185135.3648 | 1996197.4648 | 0 | 0 | 0 | 0 | 0 | 0 | 0 | 0 | 0 | 0 | 0 | 0 | 0 | 0 | 0 | 0 | 0 | 185135.3648 | -115689.6092 | 0 | 0 | 0 | 0 | 0 | 0 | 0 | 0 | 0 | 0 | 0 | 0 | 0 | 0 | 0 | 0
2016-05-23 14:00 | 0 | 0 | 0 | 0 | 77431.856 | 716884.5914 | 432114 | 0 | 0 | 0 | 0 | 431648.2031 | 2111887.0741 | 0 | 0 | 0 | 0 | 0 | 0 | 0 | 0 | 0 | 0 | 0 | 0 | 0 | 0 | 0 | 0 | 0 | 246512.8382 | 115689.6092 | 0 | 0 | 0 | 0 | 0 | 0 | 0 | 0 | 0 | 0 | 0 | 0 | 0 | 0 | 0 | 0
2016-05-23 15:00 | 0 | 0 | 0 | 0 | 0 | 808208.4475 | 446006 | 0 | 0 | 0 | 0 | 678161.0413 | 2227576.6833 | 0 | 0 | 0 | 0 | 0 | 0 | 0 | 0 | 0 | 0 | 0 | 0 | 0 | 0 | 0 | 0 | 0 | 246512.8382 | 115689.6092 | 0 | 0 | 0 | 0 | 0 | 0 | 0 | 0 | 0 | 0 | 0 | 0 | 0 | 0 | 0 | 0
2016-05-23 16:00 | 0 | 0 | 0 | 0 | 0 | 819880.4475 | 457678 | 0 | 0 | 0 | 0 | 924673.8796 | 2343266.2925 | 0 | 0 | 0 | 0 | 0 | 0 | 0 | 0 | 0 | 0 | 0 | 0 | 0 | 0 | 0 | 0 | 0 | 246512.8382 | 115689.6092 | 0 | 0 | 0 | 0 | 0 | 0 | 0 | 0 | 0 | 0 | 0 | 0 | 0 | 0 | 0 | 0
2016-05-23 17:00 | 0 | 0 | 0 | 0 | 0 | 831208.4475 | 469006 | 0 | 0 | 0 | 0 | 1171186.7178 | 2458955.9018 | 0 | 0 | 0 | 0 | 0 | 0 | 0 | 0 | 0 | 0 | 0 | 0 | 0 | 0 | 0 | 0 | 0 | 246512.8382 | 115689.6092 | 0 | 0 | 0 | 0 | 0 | 0 | 0 | 0 | 0 | 0 | 0 | 0 | 0 | 0 | 0 | 0
2016-05-23 18:00 | 0 | 0 | 0 | 0 | 0 | 840550.4475 | 478348 | 0 | 0 | 0 | 0 | 1417699.5561 | 2574645.511 | 0 | 0 | 0 | 0 | 0 | 0 | 0 | 0 | 0 | 0 | 0 | 0 | 0 | 0 | 0 | 0 | 0 | 246512.8382 | 115689.6092 | 0 | 0 | 0 | 0 | 0 | 0 | 0 | 0 | 0 | 0 | 0 | 0 | 0 | 0 | 0 | 0
2016-05-23 19:00 | 0 | 0 | 0 | 0 | 0 | 848291.4475 | 486089 | 0 | 0 | 0 | 0 | 1664212.3943 | 2690335.1202 | 0 | 0 | 0 | 0 | 0 | 0 | 0 | 0 | 0 | 0 | 0 | 0 | 0 | 0 | 0 | 0 | 0 | 246512.8382 | 115689.6092 | 0 | 0 | 0 | 0 | 0 | 0 | 0 | 0 | 0 | 0 | 0 | 0 | 0 | 0 | 0 | 0
2016-05-23 20:00 | 0 | 0 | 0 | 0 | 0 | 869089.9769 | 490872 | 0 | 0 | 0 | 0 | 1910725.2325 | 2806024.7295 | 0 | 0 | 0 | 0 | 0 | 0 | 0 | 16015.5294 | 0 | 0 | 0 | 0 | 0 | 0 | 0 | 0 | 0 | 246512.8382 | 115689.6092 | 0 | 0 | 0 | 0 | 0 | 0 | 0 | 0 | 0 | 16015.5294 | 0 | 0 | 0 | 0 | 0 | 0
2016-05-23 21:00 | 0 | 0 | 0 | 0 | 0 | 875876.0366 | 493110 | 0 | 0 | 0 | 0 | 2157238.0708 | 2921714.3387 | 0 | 0 | 0 | 0 | 0 | 0 | 0 | 36579.1185 | 0 | 0 | 0 | 0 | 0 | 0 | 0 | 0 | 0 | 246512.8382 | 115689.6092 | 0 | 0 | 0 | 0 | 0 | 0 | 0 | 0 | 0 | 20563.5891 | 0 | 0 | 0 | 0 | 0 | 0
2016-05-23 22:00 | 0 | 0 | 0 | 0 | 0 | 838034.6789 | 490741 | 0 | 0 | 0 | 0 | 2403750.909 | 3037403.9479 | 0 | 0 | 0 | 0 | 0 | 0 | 0 | 21670.35 | 0 | 0 | 0 | 0 | 0 | 0 | 0 | 0 | 0 | 246512.8382 | 115689.6092 | 0 | 0 | 0 | 0 | 0 | 0 | 0 | 0 | 0 | -14908.7685 | 0 | 0 | 0 | 0 | 0 | 0
2016-05-23 23:00 | 0 | 0 | 0 | 0 | 0 | 744343.8261 | 484074 | 0 | 0 | 0 | 0 | 2570001.4759 | 3153093.5572 | 0 | 0 | 0 | 0 | 0 | 0 | 0 | 0 | 0 | 0 | 0 | 0 | 0 | 0 | 0 | 0 | 0 | 166250.5669 | 115689.6092 | 0 | 0 | 0 | 0 | 0 | 0 | 0 | 0 | 0 | -21670.35 | 0 | 0 | 0 | 0 | 0 | 0
2016-05-24 | 0 | 0 | 0 | 0 | 0 | 572718.1776 | 477807 | 0 | 0 | 0 | 0 | 2780602.2627 | 3037403.9479 | 0 | 0 | 0 | 0 | 0 | 0 | 0 | 0 | 0 | 0 | 0 | 0 | 0 | 0 | 0 | 0 | 0 | 210600.7868 | -115689.6092 | 0 | 0 | 0 | 0 | 0 | 0 | 0 | 0 | 0 | 0 | 0 | 0 | 0 | 0 | 0 | 0
2016-05-24 01:00 | 0 | 0 | 0 | 0 | 0 | 251396.2906 | 471053 | 0 | 0 | 0 | 0 | 2534089.4244 | 3064260.0768 | 0 | 0 | 0 | 0 | 0 | 0 | 0 | 0 | 0 | 0 | 0 | 0 | 0 | 0 | 0 | 0 | 0 | -246512.8382 | 26856.1289 | 0 | 0 | 0 | 0 | 0 | 0 | 0 | 0 | 0 | 0 | 0 | 0 | 0 | 0 | 0 | 0
2016-05-24 02:00 | 0 | 0 | 0 | 0 | 69192.0968 | 17513.4557 | 448908 | 0 | 0 | 0 | 0 | 2287576.5862 | 2948570.4676 | 0 | 0 | 0 | 0 | 0 | 0 | 0 | 0 | 0 | 0 | 0 | 0 | 0 | 0 | 0 | 0 | 0 | -246512.8382 | -115689.6092 | 0 | 0 | 0 | 0 | 0 | 0 | 0 | 0 | 0 | 0 | 0 | 0 | 0 | 0 | 0 | 0
2016-05-24 03:00 | 0 | 0 | 0 | 0 | 57908.5525 | 0 | 420111 | 0 | 0 | 0 | 0 | 2041063.748 | 2832880.8584 | 0 | 0 | 0 | 0 | 0 | 0 | 0 | 0 | 0 | 0 | 0 | 0 | 0 | 0 | 0 | 0 | 0 | -246512.8382 | -115689.6092 | 0 | 0 | 0 | 0 | 0 | 0 | 0 | 0 | 0 | 0 | 0 | 0 | 0 | 0 | 0 | 0
2016-05-24 04:00 | 0 | 0 | 0 | 0 | 30031.5525 | 0 | 392234 | 0 | 0 | 0 | 0 | 1794550.9097 | 2717191.2491 | 0 | 0 | 0 | 0 | 0 | 0 | 0 | 0 | 0 | 0 | 0 | 0 | 0 | 0 | 0 | 0 | 0 | -246512.8382 | -115689.6092 | 0 | 0 | 0 | 0 | 0 | 0 | 0 | 0 | 0 | 0 | 0 | 0 | 0 | 0 | 0 | 0
2016-05-24 05:00 | 0 | 0 | 0 | 0 | 8139.5525 | 0 | 370342 | 0 | 0 | 0 | 0 | 1548038.0715 | 2601501.6399 | 0 | 0 | 0 | 0 | 0 | 0 | 0 | 0 | 0 | 0 | 0 | 0 | 0 | 0 | 0 | 0 | 0 | -246512.8382 | -115689.6092 | 0 | 0 | 0 | 0 | 0 | 0 | 0 | 0 | 0 | 0 | 0 | 0 | 0 | 0 | 0 | 0
2016-05-24 06:00 | 0 | 0 | 0 | 0 | 0 | 0 | 354097 | 0 | 0 | 0 | 0 | 1301525.2332 | 2493917.4781 | 0 | 0 | 0 | 0 | 0 | 0 | 0 | 0 | 0 | 0 | 0 | 0 | 0 | 0 | 0 | 0 | 0 | -246512.8382 | -107584.1618 | 0 | 0 | 0 | 0 | 0 | 0 | 0 | 0 | 0 | 0 | 0 | 0 | 0 | 0 | 0 | 0
2016-05-24 07:00 | 0 | 0 | 0 | 0 | 213187.771 | 0 | 344011 | 0 | 0 | 0 | 0 | 1055012.395 | 2609607.0874 | 0 | 0 | 0 | 0 | 0 | 0 | 0 | 0 | 0 | 0 | 0 | 0 | 0 | 0 | 0 | 0 | 0 | -246512.8382 | 115689.6092 | 0 | 0 | 0 | 0 | 0 | 0 | 0 | 0 | 0 | 0 | 0 | 0 | 0 | 0 | 0 | 0
2016-05-24 08:00 | 0 | 0 | 0 | 0 | 450576.8946 | 0 | 341307 | 0 | 0 | 0 | 0 | 1249178.1835 | 2493917.4781 | 0 | 0 | 0 | 0 | 0 | 0 | 0 | 30793.7153 | 0 | 0 | 0 | 0 | 0 | 0 | 0 | 0 | 0 | 194165.7885 | -115689.6092 | 0 | 0 | 0 | 0 | 0 | 0 | 0 | 0 | 0 | 30793.7153 | 0 | 0 | 0 | 0 | 0 | 0
2016-05-24 09:00 | 0 | 0 | 0 | 0 | 0 | 0 | 348338 | 0 | 0 | 0 | 0 | 1002665.3453 | 2422886.0317 | 0 | 0 | 0 | 0 | 0 | 0 | 0 | 0 | 0 | 0 | 0 | 0 | 0 | 0 | 0 | 0 | 0 | -246512.8382 | -71031.4464 | 0 | 0 | 0 | 0 | 0 | 0 | 0 | 0 | 0 | -30793.7153 | 0 | 0 | 0 | 0 | 0 | 0
2016-05-24 10:00 | 0 | 0 | 0 | 0 | 4469.5525 | 0 | 366672 | 0 | 0 | 0 | 0 | 756152.507 | 2307196.4225 | 0 | 0 | 0 | 0 | 0 | 0 | 0 | 0 | 0 | 0 | 0 | 0 | 0 | 0 | 0 | 0 | 0 | -246512.8382 | -115689.6092 | 0 | 0 | 0 | 0 | 0 | 0 | 0 | 0 | 0 | 0 | 0 | 0 | 0 | 0 | 0 | 0
2016-05-24 11:00 | 0 | 0 | 0 | 0 | 33408.9557 | 0 | 389826 | 0 | 0 | 0 | 0 | 509639.6688 | 2191506.8132 | 0 | 0 | 0 | 0 | 0 | 0 | 0 | 5785.4032 | 0 | 0 | 0 | 0 | 0 | 0 | 0 | 0 | 0 | -246512.8382 | -115689.6092 | 0 | 0 | 0 | 0 | 0 | 0 | 0 | 0 | 0 | 5785.4032 | 0 | 0 | 0 | 0 | 0 | 0
2016-05-24 12:00 | 0 | 0 | 0 | 0 | 195067.6025 | 107482.4672 | 408663 | 0 | 0 | 0 | 0 | 488422.6324 | 2075817.204 | 0 | 0 | 0 | 0 | 0 | 0 | 0 | 36579.1185 | 0 | 0 | 0 | 0 | 0 | 0 | 0 | 0 | 0 | -21217.0364 | -115689.6092 | 0 | 0 | 0 | 0 | 0 | 0 | 0 | 0 | 0 | 30793.7153 | 0 | 0 | 0 | 0 | 0 | 0
2016-05-24 13:00 | 0 | 0 | 0 | 0 | 0 | 462970.175 | 426934 | 0 | 0 | 0 | 0 | 439562.9136 | 2191506.8132 | 0 | 0 | 0 | 0 | 0 | 0 | 0 | 5785.4032 | 0 | 0 | 0 | 0 | 0 | 0 | 0 | 0 | 0 | -48859.7189 | 115689.6092 | 0 | 0 | 0 | 0 | 0 | 0 | 0 | 0 | 0 | -30793.7153 | 0 | 0 | 0 | 0 | 0 | 0
2016-05-24 14:00 | 0 | 0 | 0 | 0 | 0 | 669358.9672 | 445433 | 0 | 0 | 0 | 0 | 686075.7518 | 2155252.3452 | 0 | 0 | 0 | 0 | 0 | 0 | 0 | 19453.0002 | 0 | 0 | 0 | 0 | 0 | 0 | 0 | 0 | 0 | 246512.8382 | -36254.468 | 0 | 0 | 0 | 0 | 0 | 0 | 0 | 0 | 0 | 13667.597 | 0 | 0 | 0 | 0 | 0 | 0
2016-05-24 15:00 | 0 | 0 | 0 | 0 | 0 | 805130.4473 | 462381 | 0 | 0 | 0 | 0 | 932588.59 | 2270941.9544 | 0 | 0 | 0 | 0 | 0 | 0 | 0 | 0 | 0 | 0 | 0 | 0 | 0 | 0 | 0 | 0 | 0 | 246512.8382 | 115689.6092 | 0 | 0 | 0 | 0 | 0 | 0 | 0 | 0 | 0 | -19453.0002 | 0 | 0 | 0 | 0 | 0 | 0
2016-05-24 16:00 | 0 | 0 | 0 | 0 | 0 | 857974.7233 | 476400 | 0 | 0 | 0 | 0 | 1179101.4283 | 2384712.8459 | 0 | 0 | 0 | 0 | 0 | 0 | 0 | 21290.9937 | 0 | 0 | 0 | 0 | 0 | 0 | 0 | 0 | 0 | 246512.8382 | 113770.8915 | 0 | 0 | 0 | 0 | 0 | 0 | 0 | 0 | 0 | 21290.9937 | 0 | 0 | 0 | 0 | 0 | 0
2016-05-24 17:00 | 0 | 0 | 0 | 0 | 0 | 866760.5723 | 489270 | 0 | 0 | 0 | 0 | 1425614.2665 | 2500402.4551 | 0 | 0 | 0 | 0 | 0 | 0 | 0 | 36579.1185 | 0 | 0 | 0 | 0 | 0 | 0 | 0 | 0 | 0 | 246512.8382 | 115689.6092 | 0 | 0 | 0 | 0 | 0 | 0 | 0 | 0 | 0 | 15288.1248 | 0 | 0 | 0 | 0 | 0 | 0
2016-05-24 18:00 | 0 | 0 | 0 | 0 | 0 | 857722.198 | 500907 | 0 | 0 | 0 | 0 | 1666739.8553 | 2616092.0643 | 0 | 0 | 0 | 0 | 0 | 0 | 0 | 36579.1185 | 0 | 0 | 0 | 0 | 0 | 0 | 0 | 0 | 0 | 241125.5888 | 115689.6092 | 0 | 0 | 0 | 0 | 0 | 0 | 0 | 0 | 0 | 0 | 0 | 0 | 0 | 0 | 0 | 0
2016-05-24 19:00 | 0 | 0 | 0 | 0 | 0 | 844978.5957 | 509782 | 0 | 0 | 0 | 0 | 1913252.6936 | 2704775.8218 | 0 | 0 | 0 | 0 | 0 | 0 | 0 | 36579.1185 | 0 | 0 | 0 | 0 | 0 | 0 | 0 | 0 | 0 | 246512.8382 | 88683.7575 | 0 | 0 | 0 | 0 | 0 | 0 | 0 | 0 | 0 | 0 | 0 | 0 | 0 | 0 | 0 | 0
2016-05-24 20:00 | 0 | 0 | 0 | 0 | 0 | 835444.6072 | 516707 | 0 | 0 | 0 | 0 | 2159765.5318 | 2807794.3061 | 0 | 0 | 0 | 0 | 0 | 0 | 0 | 5785.4032 | 0 | 0 | 0 | 0 | 0 | 0 | 0 | 0 | 0 | 246512.8382 | 103018.4843 | 0 | 0 | 0 | 0 | 0 | 0 | 0 | 0 | 0 | -30793.7153 | 0 | 0 | 0 | 0 | 0 | 0
2016-05-24 21:00 | 0 | 0 | 0 | 0 | 0 | 815034.5196 | 520133 | 0 | 0 | 0 | 0 | 2406278.37 | 2861968.3907 | 0 | 0 | 0 | 0 | 0 | 0 | 0 | 0 | 0 | 0 | 0 | 0 | 0 | 0 | 0 | 0 | 0 | 246512.8382 | 54174.0846 | 0 | 0 | 0 | 0 | 0 | 0 | 0 | 0 | 0 | -5785.4032 | 0 | 0 | 0 | 0 | 0 | 0
2016-05-24 22:00 | 0 | 0 | 0 | 0 | 0 | 767936.3416 | 518155 | 0 | 0 | 0 | 0 | 2652791.2083 | 2865236.8941 | 0 | 0 | 0 | 0 | 0 | 0 | 0 | 0 | 0 | 0 | 0 | 0 | 0 | 0 | 0 | 0 | 0 | 246512.8382 | 3268.5034 | 0 | 0 | 0 | 0 | 0 | 0 | 0 | 0 | 0 | 0 | 0 | 0 | 0 | 0 | 0 | 0
2016-05-24 23:00 | 0 | 0 | 0 | 0 | 0 | 664838.6676 | 509918 | 0 | 0 | 0 | 0 | 2692022.2666 | 2980926.5033 | 0 | 0 | 0 | 0 | 0 | 0 | 0 | 0 | 0 | 0 | 0 | 0 | 0 | 0 | 0 | 0 | 0 | 39231.0584 | 115689.6092 | 0 | 0 | 0 | 0 | 0 | 0 | 0 | 0 | 0 | 0 | 0 | 0 | 0 | 0 | 0 | 0
2016-05-25 | 0 | 0 | 0 | 0 | 0 | 514108.5966 | 501806 | 0 | 0 | 0 | 0 | 2820014.4724 | 2865236.8941 | 0 | 0 | 0 | 0 | 0 | 0 | 0 | 0 | 0 | 0 | 0 | 0 | 0 | 0 | 0 | 0 | 0 | 127992.2058 | -115689.6092 | 0 | 0 | 0 | 0 | 0 | 0 | 0 | 0 | 0 | 0 | 0 | 0 | 0 | 0 | 0 | 0
2016-05-25 01:00 | 0 | 0 | 0 | 0 | 0 | 237001.6771 | 493666 | 0 | 0 | 0 | 0 | 2573501.6342 | 2855085.4094 | 0 | 0 | 0 | 0 | 0 | 0 | 0 | 0 | 0 | 0 | 0 | 0 | 0 | 0 | 0 | 0 | 0 | -246512.8382 | -10151.4847 | 0 | 0 | 0 | 0 | 0 | 0 | 0 | 0 | 0 | 0 | 0 | 0 | 0 | 0 | 0 | 0
2016-05-25 02:00 | 0 | 0 | 0 | 0 | 91399.6842 | 16279.8683 | 469882 | 0 | 0 | 0 | 0 | 2326988.7959 | 2739395.8002 | 0 | 0 | 0 | 0 | 0 | 0 | 0 | 0 | 0 | 0 | 0 | 0 | 0 | 0 | 0 | 0 | 0 | -246512.8382 | -115689.6092 | 0 | 0 | 0 | 0 | 0 | 0 | 0 | 0 | 0 | 0 | 0 | 0 | 0 | 0 | 0 | 0
2016-05-25 03:00 | 0 | 0 | 0 | 0 | 77627.5525 | 0 | 439830 | 0 | 0 | 0 | 0 | 2080475.9577 | 2623706.1909 | 0 | 0 | 0 | 0 | 0 | 0 | 0 | 0 | 0 | 0 | 0 | 0 | 0 | 0 | 0 | 0 | 0 | -246512.8382 | -115689.6092 | 0 | 0 | 0 | 0 | 0 | 0 | 0 | 0 | 0 | 0 | 0 | 0 | 0 | 0 | 0 | 0
2016-05-25 04:00 | 0 | 0 | 0 | 0 | 49901.5525 | 0 | 412104 | 0 | 0 | 0 | 0 | 1833963.1195 | 2508016.5817 | 0 | 0 | 0 | 0 | 0 | 0 | 0 | 0 | 0 | 0 | 0 | 0 | 0 | 0 | 0 | 0 | 0 | -246512.8382 | -115689.6092 | 0 | 0 | 0 | 0 | 0 | 0 | 0 | 0 | 0 | 0 | 0 | 0 | 0 | 0 | 0 | 0
2016-05-25 05:00 | 0 | 0 | 0 | 0 | 25907.5525 | 0 | 388110 | 0 | 0 | 0 | 0 | 1587450.2812 | 2392326.9725 | 0 | 0 | 0 | 0 | 0 | 0 | 0 | 0 | 0 | 0 | 0 | 0 | 0 | 0 | 0 | 0 | 0 | -246512.8382 | -115689.6092 | 0 | 0 | 0 | 0 | 0 | 0 | 0 | 0 | 0 | 0 | 0 | 0 | 0 | 0 | 0 | 0
2016-05-25 06:00 | 0 | 0 | 0 | 0 | 7146.5525 | 0 | 369349 | 0 | 0 | 0 | 0 | 1340937.443 | 2276637.3632 | 0 | 0 | 0 | 0 | 0 | 0 | 0 | 0 | 0 | 0 | 0 | 0 | 0 | 0 | 0 | 0 | 0 | -246512.8382 | -115689.6092 | 0 | 0 | 0 | 0 | 0 | 0 | 0 | 0 | 0 | 0 | 0 | 0 | 0 | 0 | 0 | 0
2016-05-25 07:00 | 0 | 0 | 0 | 0 | 0 | 0 | 357330 | 0 | 0 | 0 | 0 | 1094424.6047 | 2165820.2015 | 0 | 0 | 0 | 0 | 0 | 0 | 0 | 0 | 0 | 0 | 0 | 0 | 0 | 0 | 0 | 0 | 0 | -246512.8382 | -110817.1618 | 0 | 0 | 0 | 0 | 0 | 0 | 0 | 0 | 0 | 0 | 0 | 0 | 0 | 0 | 0 | 0
2016-05-25 08:00 | 0 | 0 | 0 | 0 | 553276.0746 | 0 | 353196 | 0 | 0 | 0 | 0 | 1178815.0701 | 2281509.8107 | 0 | 0 | 0 | 0 | 0 | 0 | 0 | 0 | 0 | 0 | 0 | 0 | 0 | 0 | 0 | 0 | 0 | 84390.4653 | 115689.6092 | 0 | 0 | 0 | 0 | 0 | 0 | 0 | 0 | 0 | 0 | 0 | 0 | 0 | 0 | 0 | 0
2016-05-25 09:00 | 0 | 0 | 0 | 0 | 0 | 0 | 360438 | 0 | 0 | 0 | 0 | 932302.2318 | 2167584.649 | 0 | 0 | 0 | 0 | 0 | 0 | 0 | 0 | 0 | 0 | 0 | 0 | 0 | 0 | 0 | 0 | 0 | -246512.8382 | -113925.1618 | 0 | 0 | 0 | 0 | 0 | 0 | 0 | 0 | 0 | 0 | 0 | 0 | 0 | 0 | 0 | 0
2016-05-25 10:00 | 0 | 0 | 0 | 0 | 15678.5525 | 0 | 377881 | 0 | 0 | 0 | 0 | 685789.3936 | 2051895.0397 | 0 | 0 | 0 | 0 | 0 | 0 | 0 | 0 | 0 | 0 | 0 | 0 | 0 | 0 | 0 | 0 | 0 | -246512.8382 | -115689.6092 | 0 | 0 | 0 | 0 | 0 | 0 | 0 | 0 | 0 | 0 | 0 | 0 | 0 | 0 | 0 | 0
2016-05-25 11:00 | 0 | 0 | 0 | 0 | 37902.7787 | 0.77386 | 400106 | 0 | 0 | 0 | 0 | 439276.5553 | 1936205.4305 | 0 | 0 | 0 | 0 | 0 | 0 | 0 | 0 | 0 | 0 | 0 | 0 | 0 | 0 | 0 | 0 | 0 | -246512.8382 | -115689.6092 | 0 | 0 | 0 | 0 | 0 | 0 | 0 | 0 | 0 | 0 | 0 | 0 | 0 | 0 | 0 | 0
2016-05-25 12:00 | 0 | 0 | 0 | 0 | 0 | 114047.6375 | 420344 | 0 | 0 | 0 | 0 | 192763.7171 | 1876421.9062 | 0 | 0 | 0 | 0 | 0 | 0 | 0 | 0 | 0 | 0 | 0 | 0 | 0 | 0 | 0 | 0 | 0 | -246512.8382 | -59783.5243 | 0 | 0 | 0 | 0 | 0 | 0 | 0 | 0 | 0 | 0 | 0 | 0 | 0 | 0 | 0 | 0
2016-05-25 13:00 | 0 | 0 | 0 | 0 | 239658.1017 | 477074.3556 | 440803 | 0 | 0 | 0 | 0 | 439276.5553 | 1875044.81 | 0 | 0 | 0 | 0 | 0 | 0 | 0 | 30793.7153 | 0 | 0 | 0 | 0 | 0 | 0 | 0 | 0 | 0 | 246512.8382 | -1377.0962 | 0 | 0 | 0 | 0 | 0 | 0 | 0 | 0 | 0 | 30793.7153 | 0 | 0 | 0 | 0 | 0 | 0
2016-05-25 14:00 | 0 | 0 | 0 | 0 | 0 | 679996.5755 | 461933 | 0 | 0 | 0 | 0 | 572444.2369 | 1990734.4192 | 0 | 0 | 0 | 0 | 0 | 0 | 0 | 0 | 0 | 0 | 0 | 0 | 0 | 0 | 0 | 0 | 0 | 133167.6816 | 115689.6092 | 0 | 0 | 0 | 0 | 0 | 0 | 0 | 0 | 0 | -30793.7153 | 0 | 0 | 0 | 0 | 0 | 0
2016-05-25 15:00 | 0 | 0 | 0 | 0 | 25732.0699 | 817884.3775 | 481414 | 0 | 0 | 0 | 0 | 818957.0752 | 2106424.0284 | 0 | 0 | 0 | 0 | 0 | 0 | 0 | 0 | 0 | 0 | 0 | 0 | 0 | 0 | 0 | 0 | 0 | 246512.8382 | 115689.6092 | 0 | 0 | 0 | 0 | 0 | 0 | 0 | 0 | 0 | 0 | 0 | 0 | 0 | 0 | 0 | 0
2016-05-25 16:00 | 0 | 0 | 0 | 0 | 0 | 857656.5028 | 497705 | 0 | 0 | 0 | 0 | 1032425.2534 | 2222113.6377 | 0 | 0 | 0 | 0 | 0 | 0 | 0 | 30793.7153 | 0 | 0 | 0 | 0 | 0 | 0 | 0 | 0 | 0 | 213468.1783 | 115689.6092 | 0 | 0 | 0 | 0 | 0 | 0 | 0 | 0 | 0 | 30793.7153 | 0 | 0 | 0 | 0 | 0 | 0
2016-05-25 17:00 | 0 | 0 | 0 | 0 | 0 | 864589.7987 | 513227 | 0 | 0 | 0 | 0 | 1278938.0917 | 2326963.5981 | 0 | 0 | 0 | 0 | 0 | 0 | 0 | 30793.7153 | 0 | 0 | 0 | 0 | 0 | 0 | 0 | 0 | 0 | 246512.8382 | 104849.9604 | 0 | 0 | 0 | 0 | 0 | 0 | 0 | 0 | 0 | 0 | 0 | 0 | 0 | 0 | 0 | 0
2016-05-25 18:00 | 0 | 0 | 0 | 0 | 0 | 857137.7453 | 526761 | 0 | 0 | 0 | 0 | 1524418.9431 | 2442653.2073 | 0 | 0 | 0 | 0 | 0 | 0 | 0 | 0 | 0 | 0 | 0 | 0 | 0 | 0 | 0 | 0 | 0 | 245480.8514 | 115689.6092 | 0 | 0 | 0 | 0 | 0 | 0 | 0 | 0 | 0 | -30793.7153 | 0 | 0 | 0 | 0 | 0 | 0
2016-05-25 19:00 | 0 | 0 | 0 | 0 | 0 | 846696.9307 | 537291 | 0 | 0 | 0 | 0 | 1718135.2645 | 2558342.8166 | 0 | 0 | 0 | 0 | 0 | 0 | 0 | 0 | 0 | 0 | 0 | 0 | 0 | 0 | 0 | 0 | 0 | 193716.3215 | 115689.6092 | 0 | 0 | 0 | 0 | 0 | 0 | 0 | 0 | 0 | 0 | 0 | 0 | 0 | 0 | 0 | 0
2016-05-25 20:00 | 0 | 0 | 0 | 0 | 0 | 837701.5587 | 544450 | 0 | 0 | 0 | 0 | 1895697.214 | 2674032.4258 | 0 | 0 | 0 | 0 | 0 | 0 | 0 | 0 | 0 | 0 | 0 | 0 | 0 | 0 | 0 | 0 | 0 | 177561.9495 | 115689.6092 | 0 | 0 | 0 | 0 | 0 | 0 | 0 | 0 | 0 | 0 | 0 | 0 | 0 | 0 | 0 | 0
2016-05-25 21:00 | 0 | 0 | 0 | 0 | 0 | 821066.8811 | 547431 | 0 | 0 | 0 | 0 | 2142210.0522 | 2701155.4686 | 0 | 0 | 0 | 0 | 0 | 0 | 0 | 0 | 0 | 0 | 0 | 0 | 0 | 0 | 0 | 0 | 0 | 246512.8382 | 27123.0428 | 0 | 0 | 0 | 0 | 0 | 0 | 0 | 0 | 0 | 0 | 0 | 0 | 0 | 0 | 0 | 0
2016-05-25 22:00 | 0 | 0 | 0 | 0 | 0 | 776222.1947 | 542287 | 0 | 0 | 0 | 0 | 2260455.6377 | 2816845.0778 | 0 | 0 | 0 | 0 | 0 | 0 | 0 | 0 | 0 | 0 | 0 | 0 | 0 | 0 | 0 | 0 | 0 | 118245.5855 | 115689.6092 | 0 | 0 | 0 | 0 | 0 | 0 | 0 | 0 | 0 | 0 | 0 | 0 | 0 | 0 | 0 | 0
2016-05-25 23:00 | 0 | 0 | 0 | 0 | 0 | 681343.4091 | 531381 | 0 | 0 | 0 | 0 | 2506968.476 | 2720294.6487 | 0 | 0 | 0 | 0 | 0 | 0 | 0 | 0 | 0 | 0 | 0 | 0 | 0 | 0 | 0 | 0 | 0 | 246512.8382 | -96550.4291 | 0 | 0 | 0 | 0 | 0 | 0 | 0 | 0 | 0 | 0 | 0 | 0 | 0 | 0 | 0 | 0
2016-05-26 | 0 | 0 | 0 | 0 | 0 | 535379.1195 | 521817 | 0 | 0 | 0 | 0 | 2636220.2047 | 2604605.0395 | 0 | 0 | 0 | 0 | 0 | 0 | 0 | 0 | 0 | 0 | 0 | 0 | 0 | 0 | 0 | 0 | 0 | 129251.7288 | -115689.6092 | 0 | 0 | 0 | 0 | 0 | 0 | 0 | 0 | 0 | 0 | 0 | 0 | 0 | 0 | 0 | 0
2016-05-26 01:00 | 0 | 0 | 0 | 0 | 0 | 248366.2314 | 512256 | 0 | 0 | 0 | 0 | 2389707.3665 | 2587228.1091 | 0 | 0 | 0 | 0 | 0 | 0 | 0 | 0 | 0 | 0 | 0 | 0 | 0 | 0 | 0 | 0 | 0 | -246512.8382 | -17376.9304 | 0 | 0 | 0 | 0 | 0 | 0 | 0 | 0 | 0 | 0 | 0 | 0 | 0 | 0 | 0 | 0
2016-05-26 02:00 | 0 | 0 | 0 | 0 | 105352.7793 | 20856.7732 | 488412 | 0 | 0 | 0 | 0 | 2143194.5283 | 2471538.4999 | 0 | 0 | 0 | 0 | 0 | 0 | 0 | 0 | 0 | 0 | 0 | 0 | 0 | 0 | 0 | 0 | 0 | -246512.8382 | -115689.6092 | 0 | 0 | 0 | 0 | 0 | 0 | 0 | 0 | 0 | 0 | 0 | 0 | 0 | 0 | 0 | 0
2016-05-26 03:00 | 0 | 0 | 0 | 0 | 93741.5525 | 0 | 455944 | 0 | 0 | 0 | 0 | 1896681.69 | 2355848.8906 | 0 | 0 | 0 | 0 | 0 | 0 | 0 | 0 | 0 | 0 | 0 | 0 | 0 | 0 | 0 | 0 | 0 | -246512.8382 | -115689.6092 | 0 | 0 | 0 | 0 | 0 | 0 | 0 | 0 | 0 | 0 | 0 | 0 | 0 | 0 | 0 | 0
2016-05-26 04:00 | 0 | 0 | 0 | 0 | 63432.5525 | 0 | 425635 | 0 | 0 | 0 | 0 | 1650168.8518 | 2240159.2814 | 0 | 0 | 0 | 0 | 0 | 0 | 0 | 0 | 0 | 0 | 0 | 0 | 0 | 0 | 0 | 0 | 0 | -246512.8382 | -115689.6092 | 0 | 0 | 0 | 0 | 0 | 0 | 0 | 0 | 0 | 0 | 0 | 0 | 0 | 0 | 0 | 0
2016-05-26 05:00 | 0 | 0 | 0 | 0 | 470878.982 | 0 | 400557 | 0 | 0 | 0 | 0 | 1604801.2246 | 2355848.8906 | 0 | 0 | 0 | 0 | 0 | 0 | 0 | 0 | 0 | 0 | 0 | 0 | 0 | 0 | 0 | 0 | 0 | -45367.6272 | 115689.6092 | 0 | 0 | 0 | 0 | 0 | 0 | 0 | 0 | 0 | 0 | 0 | 0 | 0 | 0 | 0 | 0
2016-05-26 06:00 | 0 | 0 | 0 | 0 | 18764.5525 | 0 | 380967 | 0 | 0 | 0 | 0 | 1358288.3863 | 2240159.2814 | 0 | 0 | 0 | 0 | 0 | 0 | 0 | 0 | 0 | 0 | 0 | 0 | 0 | 0 | 0 | 0 | 0 | -246512.8382 | -115689.6092 | 0 | 0 | 0 | 0 | 0 | 0 | 0 | 0 | 0 | 0 | 0 | 0 | 0 | 0 | 0 | 0
2016-05-26 07:00 | 0 | 0 | 0 | 0 | 4946.5525 | 0 | 367149 | 0 | 0 | 0 | 0 | 1111775.5481 | 2124469.6722 | 0 | 0 | 0 | 0 | 0 | 0 | 0 | 0 | 0 | 0 | 0 | 0 | 0 | 0 | 0 | 0 | 0 | -246512.8382 | -115689.6092 | 0 | 0 | 0 | 0 | 0 | 0 | 0 | 0 | 0 | 0 | 0 | 0 | 0 | 0 | 0 | 0
2016-05-26 08:00 | 0 | 0 | 0 | 0 | 0 | 0 | 361979 | 0 | 0 | 0 | 0 | 865262.7099 | 2009003.5104 | 0 | 0 | 0 | 0 | 0 | 0 | 0 | 0 | 0 | 0 | 0 | 0 | 0 | 0 | 0 | 0 | 0 | -246512.8382 | -115466.1618 | 0 | 0 | 0 | 0 | 0 | 0 | 0 | 0 | 0 | 0 | 0 | 0 | 0 | 0 | 0 | 0
2016-05-26 09:00 | 0 | 0 | 0 | 0 | 5682.5525 | 0 | 367885 | 0 | 0 | 0 | 0 | 618749.8716 | 1893313.9012 | 0 | 0 | 0 | 0 | 0 | 0 | 0 | 0 | 0 | 0 | 0 | 0 | 0 | 0 | 0 | 0 | 0 | -246512.8382 | -115689.6092 | 0 | 0 | 0 | 0 | 0 | 0 | 0 | 0 | 0 | 0 | 0 | 0 | 0 | 0 | 0 | 0
2016-05-26 10:00 | 0 | 0 | 0 | 0 | 439311.3439 | 0 | 387246 | 0 | 0 | 0 | 0 | 555125.6063 | 2009003.5104 | 0 | 0 | 0 | 0 | 0 | 0 | 0 | 0 | 0 | 0 | 0 | 0 | 0 | 0 | 0 | 0 | 0 | -63624.2654 | 115689.6092 | 0 | 0 | 0 | 0 | 0 | 0 | 0 | 0 | 0 | 0 | 0 | 0 | 0 | 0 | 0 | 0
2016-05-26 11:00 | 0 | 0 | 0 | 0 | 48622.442 | 2.1105 | 410827 | 0 | 0 | 0 | 0 | 308612.768 | 1893313.9012 | 0 | 0 | 0 | 0 | 0 | 0 | 0 | 0 | 0 | 0 | 0 | 0 | 0 | 0 | 0 | 0 | 0 | -246512.8382 | -115689.6092 | 0 | 0 | 0 | 0 | 0 | 0 | 0 | 0 | 0 | 0 | 0 | 0 | 0 | 0 | 0 | 0
2016-05-26 12:00 | 0 | 0 | 0 | 0 | 0 | 133044.5557 | 432688 | 0 | 0 | 0 | 0 | 62099.9298 | 1840183.2952 | 0 | 0 | 0 | 0 | 0 | 0 | 0 | 0 | 0 | 0 | 0 | 0 | 0 | 0 | 0 | 0 | 0 | -246512.8382 | -53130.606 | 0 | 0 | 0 | 0 | 0 | 0 | 0 | 0 | 0 | 0 | 0 | 0 | 0 | 0 | 0 | 0
2016-05-26 13:00 | 0 | 0 | 0 | 0 | 77419.3788 | 507117.8502 | 453714 | 0 | 0 | 0 | 0 | 308612.768 | 1724493.6859 | 0 | 0 | 0 | 0 | 0 | 0 | 0 | 0 | 0 | 0 | 0 | 0 | 0 | 0 | 0 | 0 | 0 | 246512.8382 | -115689.6092 | 0 | 0 | 0 | 0 | 0 | 0 | 0 | 0 | 0 | 0 | 0 | 0 | 0 | 0 | 0 | 0
2016-05-26 14:00 | 0 | 0 | 0 | 0 | 125020.075 | 713460.3725 | 476278 | 0 | 0 | 0 | 0 | 555125.6063 | 1840183.2952 | 0 | 0 | 0 | 0 | 0 | 0 | 0 | 0 | 0 | 0 | 0 | 0 | 0 | 0 | 0 | 0 | 0 | 246512.8382 | 115689.6092 | 0 | 0 | 0 | 0 | 0 | 0 | 0 | 0 | 0 | 0 | 0 | 0 | 0 | 0 | 0 | 0
2016-05-26 15:00 | 0 | 0 | 0 | 0 | 0 | 838771.2662 | 497102 | 0 | 0 | 0 | 0 | 781105.2632 | 1955872.9044 | 0 | 0 | 0 | 0 | 0 | 0 | 0 | 0 | 0 | 0 | 0 | 0 | 0 | 0 | 0 | 0 | 0 | 225979.6569 | 115689.6092 | 0 | 0 | 0 | 0 | 0 | 0 | 0 | 0 | 0 | 0 | 0 | 0 | 0 | 0 | 0 | 0
2016-05-26 16:00 | 0 | 0 | 0 | 0 | 0 | 878917.2838 | 514615 | 0 | 0 | 0 | 0 | 1027618.1014 | 2071562.5136 | 0 | 0 | 0 | 0 | 0 | 0 | 0 | 2099.8363 | 0 | 0 | 0 | 0 | 0 | 0 | 0 | 0 | 0 | 246512.8382 | 115689.6092 | 0 | 0 | 0 | 0 | 0 | 0 | 0 | 0 | 0 | 2099.8363 | 0 | 0 | 0 | 0 | 0 | 0
2016-05-26 17:00 | 0 | 0 | 0 | 0 | 0 | 876635.7199 | 530002 | 0 | 0 | 0 | 0 | 1260662.0484 | 2187252.1228 | 0 | 0 | 0 | 0 | 0 | 0 | 0 | 0 | 0 | 0 | 0 | 0 | 0 | 0 | 0 | 0 | 0 | 233043.947 | 115689.6092 | 0 | 0 | 0 | 0 | 0 | 0 | 0 | 0 | 0 | -2099.8363 | 0 | 0 | 0 | 0 | 0 | 0
2016-05-26 18:00 | 0 | 0 | 0 | 0 | 0 | 861116.8118 | 540760 | 0 | 0 | 0 | 0 | 1507174.8867 | 2261096.0964 | 0 | 0 | 0 | 0 | 0 | 0 | 0 | 0 | 0 | 0 | 0 | 0 | 0 | 0 | 0 | 0 | 0 | 246512.8382 | 73843.9736 | 0 | 0 | 0 | 0 | 0 | 0 | 0 | 0 | 0 | 0 | 0 | 0 | 0 | 0 | 0 | 0
2016-05-26 19:00 | 0 | 0 | 0 | 0 | 0 | 842003.7798 | 550035 | 0 | 0 | 0 | 0 | 1683454.0572 | 2376785.7056 | 0 | 0 | 0 | 0 | 0 | 0 | 0 | 0 | 0 | 0 | 0 | 0 | 0 | 0 | 0 | 0 | 0 | 176279.1706 | 115689.6092 | 0 | 0 | 0 | 0 | 0 | 0 | 0 | 0 | 0 | 0 | 0 | 0 | 0 | 0 | 0 | 0
2016-05-26 20:00 | 0 | 0 | 0 | 0 | 0 | 826579.2207 | 554684 | 0 | 0 | 0 | 0 | 1929966.8955 | 2402168.0881 | 0 | 0 | 0 | 0 | 0 | 0 | 0 | 0 | 0 | 0 | 0 | 0 | 0 | 0 | 0 | 0 | 0 | 246512.8382 | 25382.3825 | 0 | 0 | 0 | 0 | 0 | 0 | 0 | 0 | 0 | 0 | 0 | 0 | 0 | 0 | 0 | 0
2016-05-26 21:00 | 0 | 0 | 0 | 0 | 0 | 804182.2181 | 553672 | 0 | 0 | 0 | 0 | 2176479.7337 | 2406165.4679 | 0 | 0 | 0 | 0 | 0 | 0 | 0 | 0 | 0 | 0 | 0 | 0 | 0 | 0 | 0 | 0 | 0 | 246512.8382 | 3997.3798 | 0 | 0 | 0 | 0 | 0 | 0 | 0 | 0 | 0 | 0 | 0 | 0 | 0 | 0 | 0 | 0
2016-05-26 22:00 | 0 | 0 | 0 | 0 | 0 | 757535.8256 | 546361 | 0 | 0 | 0 | 0 | 2271964.9501 | 2521855.0772 | 0 | 0 | 0 | 0 | 0 | 0 | 0 | 0 | 0 | 0 | 0 | 0 | 0 | 0 | 0 | 0 | 0 | 95485.2163 | 115689.6092 | 0 | 0 | 0 | 0 | 0 | 0 | 0 | 0 | 0 | 0 | 0 | 0 | 0 | 0 | 0 | 0
2016-05-26 23:00 | 0 | 0 | 0 | 0 | 0 | 669980.455 | 533794 | 0 | 0 | 0 | 0 | 2518477.7883 | 2411528.694 | 0 | 0 | 0 | 0 | 0 | 0 | 0 | 0 | 0 | 0 | 0 | 0 | 0 | 0 | 0 | 0 | 0 | 246512.8382 | -110326.3832 | 0 | 0 | 0 | 0 | 0 | 0 | 0 | 0 | 0 | 0 | 0 | 0 | 0 | 0 | 0 | 0
2016-05-27 | 0 | 0 | 0 | 0 | 0 | 534761.0254 | 523360 | 0 | 0 | 0 | 0 | 2645568.4229 | 2295839.0847 | 0 | 0 | 0 | 0 | 0 | 0 | 0 | 0 | 0 | 0 | 0 | 0 | 0 | 0 | 0 | 0 | 0 | 127090.6346 | -115689.6092 | 0 | 0 | 0 | 0 | 0 | 0 | 0 | 0 | 0 | 0 | 0 | 0 | 0 | 0 | 0 | 0
2016-05-27 01:00 | 0 | 0 | 0 | 0 | 0 | 276548.421 | 514618 | 0 | 0 | 0 | 0 | 2399055.5847 | 2304282.344 | 0 | 0 | 0 | 0 | 0 | 0 | 0 | 0 | 0 | 0 | 0 | 0 | 0 | 0 | 0 | 0 | 0 | -246512.8382 | 8443.2592 | 0 | 0 | 0 | 0 | 0 | 0 | 0 | 0 | 0 | 0 | 0 | 0 | 0 | 0 | 0 | 0
2016-05-27 02:00 | 0 | 0 | 0 | 0 | 95634.5188 | 31973.0337 | 489810 | 0 | 0 | 0 | 0 | 2152542.7464 | 2188592.7347 | 0 | 0 | 0 | 0 | 0 | 0 | 0 | 0 | 0 | 0 | 0 | 0 | 0 | 0 | 0 | 0 | 0 | -246512.8382 | -115689.6092 | 0 | 0 | 0 | 0 | 0 | 0 | 0 | 0 | 0 | 0 | 0 | 0 | 0 | 0 | 0 | 0
2016-05-27 03:00 | 0 | 0 | 0 | 0 | 97274.5525 | 0 | 459477 | 0 | 0 | 0 | 0 | 1906029.9082 | 2072903.1255 | 0 | 0 | 0 | 0 | 0 | 0 | 0 | 0 | 0 | 0 | 0 | 0 | 0 | 0 | 0 | 0 | 0 | -246512.8382 | -115689.6092 | 0 | 0 | 0 | 0 | 0 | 0 | 0 | 0 | 0 | 0 | 0 | 0 | 0 | 0 | 0 | 0
2016-05-27 04:00 | 0 | 0 | 0 | 0 | 463283.0711 | 0 | 428775 | 0 | 0 | 0 | 0 | 1824848.37 | 2188592.7347 | 0 | 0 | 0 | 0 | 0 | 0 | 0 | 0 | 0 | 0 | 0 | 0 | 0 | 0 | 0 | 0 | 0 | -81181.5382 | 115689.6092 | 0 | 0 | 0 | 0 | 0 | 0 | 0 | 0 | 0 | 0 | 0 | 0 | 0 | 0 | 0 | 0
2016-05-27 05:00 | 0 | 0 | 0 | 0 | 40246.5525 | 0 | 402449 | 0 | 0 | 0 | 0 | 1578335.5318 | 2072903.1255 | 0 | 0 | 0 | 0 | 0 | 0 | 0 | 0 | 0 | 0 | 0 | 0 | 0 | 0 | 0 | 0 | 0 | -246512.8382 | -115689.6092 | 0 | 0 | 0 | 0 | 0 | 0 | 0 | 0 | 0 | 0 | 0 | 0 | 0 | 0 | 0 | 0
2016-05-27 06:00 | 0 | 0 | 0 | 0 | 19789.5525 | 0 | 381992 | 0 | 0 | 0 | 0 | 1331822.6935 | 1957213.5163 | 0 | 0 | 0 | 0 | 0 | 0 | 0 | 0 | 0 | 0 | 0 | 0 | 0 | 0 | 0 | 0 | 0 | -246512.8382 | -115689.6092 | 0 | 0 | 0 | 0 | 0 | 0 | 0 | 0 | 0 | 0 | 0 | 0 | 0 | 0 | 0 | 0
2016-05-27 07:00 | 0 | 0 | 0 | 0 | 6550.5525 | 0 | 368753 | 0 | 0 | 0 | 0 | 1085309.8553 | 1841523.907 | 0 | 0 | 0 | 0 | 0 | 0 | 0 | 0 | 0 | 0 | 0 | 0 | 0 | 0 | 0 | 0 | 0 | -246512.8382 | -115689.6092 | 0 | 0 | 0 | 0 | 0 | 0 | 0 | 0 | 0 | 0 | 0 | 0 | 0 | 0 | 0 | 0
2016-05-27 08:00 | 0 | 0 | 0 | 0 | 322148.9227 | 0 | 363980 | 0 | 0 | 0 | 0 | 1152436.8347 | 1725834.2978 | 0 | 0 | 0 | 0 | 0 | 0 | 0 | 6731.5525 | 0 | 0 | 0 | 0 | 0 | 0 | 0 | 0 | 0 | 67126.9794 | -115689.6092 | 0 | 0 | 0 | 0 | 0 | 0 | 0 | 0 | 0 | 6731.5525 | 0 | 0 | 0 | 0 | 0 | 0
2016-05-27 09:00 | 0 | 0 | 0 | 0 | 0 | 0 | 368934 | 0 | 0 | 0 | 0 | 905923.9964 | 1610144.6886 | 0 | 0 | 0 | 0 | 0 | 0 | 0 | 0 | 0 | 0 | 0 | 0 | 0 | 0 | 0 | 0 | 0 | -246512.8382 | -115689.6092 | 0 | 0 | 0 | 0 | 0 | 0 | 0 | 0 | 0 | -6731.5525 | 0 | 0 | 0 | 0 | 0 | 0
2016-05-27 10:00 | 0 | 0 | 0 | 0 | 21982.5525 | 0 | 384185 | 0 | 0 | 0 | 0 | 659411.1582 | 1494455.0793 | 0 | 0 | 0 | 0 | 0 | 0 | 0 | 0 | 0 | 0 | 0 | 0 | 0 | 0 | 0 | 0 | 0 | -246512.8382 | -115689.6092 | 0 | 0 | 0 | 0 | 0 | 0 | 0 | 0 | 0 | 0 | 0 | 0 | 0 | 0 | 0 | 0
2016-05-27 11:00 | 0 | 0 | 0 | 0 | 42899.623 | 2.9295 | 405105 | 0 | 0 | 0 | 0 | 412898.3199 | 1378765.4701 | 0 | 0 | 0 | 0 | 0 | 0 | 0 | 0 | 0 | 0 | 0 | 0 | 0 | 0 | 0 | 0 | 0 | -246512.8382 | -115689.6092 | 0 | 0 | 0 | 0 | 0 | 0 | 0 | 0 | 0 | 0 | 0 | 0 | 0 | 0 | 0 | 0
2016-05-27 12:00 | 0 | 0 | 0 | 0 | 182631.3035 | 117791.8105 | 429110 | 0 | 0 | 0 | 0 | 168521.8247 | 1494455.0793 | 0 | 0 | 0 | 0 | 0 | 0 | 0 | 0 | 0 | 0 | 0 | 0 | 0 | 0 | 0 | 0 | 0 | -244376.4952 | 115689.6092 | 0 | 0 | 0 | 0 | 0 | 0 | 0 | 0 | 0 | 0 | 0 | 0 | 0 | 0 | 0 | 0
2016-05-27 13:00 | 0 | 0 | 0 | 0 | 0 | 491977.2329 | 452260 | 0 | 0 | 0 | 0 | 92549.4484 | 1610144.6886 | 0 | 0 | 0 | 0 | 0 | 0 | 0 | 0 | 0 | 0 | 0 | 0 | 0 | 0 | 0 | 0 | 0 | -75972.3764 | 115689.6092 | 0 | 0 | 0 | 0 | 0 | 0 | 0 | 0 | 0 | 0 | 0 | 0 | 0 | 0 | 0 | 0
2016-05-27 14:00 | 0 | 0 | 0 | 0 | 116603.3745 | 721380.0729 | 475781 | 0 | 0 | 0 | 0 | 339062.2866 | 1725834.2978 | 0 | 0 | 0 | 0 | 0 | 0 | 0 | 0 | 0 | 0 | 0 | 0 | 0 | 0 | 0 | 0 | 0 | 246512.8382 | 115689.6092 | 0 | 0 | 0 | 0 | 0 | 0 | 0 | 0 | 0 | 0 | 0 | 0 | 0 | 0 | 0 | 0
2016-05-27 15:00 | 0 | 0 | 0 | 0 | 26380.9924 | 832494.4551 | 496673 | 0 | 0 | 0 | 0 | 585575.1248 | 1841523.907 | 0 | 0 | 0 | 0 | 0 | 0 | 0 | 0 | 0 | 0 | 0 | 0 | 0 | 0 | 0 | 0 | 0 | 246512.8382 | 115689.6092 | 0 | 0 | 0 | 0 | 0 | 0 | 0 | 0 | 0 | 0 | 0 | 0 | 0 | 0 | 0 | 0
2016-05-27 16:00 | 0 | 0 | 0 | 0 | 0 | 869976.8916 | 513944 | 0 | 0 | 0 | 0 | 832087.9631 | 1935284.6912 | 0 | 0 | 0 | 0 | 0 | 0 | 0 | 15759.2691 | 0 | 0 | 0 | 0 | 0 | 0 | 0 | 0 | 0 | 246512.8382 | 93760.7842 | 0 | 0 | 0 | 0 | 0 | 0 | 0 | 0 | 0 | 15759.2691 | 0 | 0 | 0 | 0 | 0 | 0
2016-05-27 17:00 | 0 | 0 | 0 | 0 | 0 | 873769.1784 | 527326 | 0 | 0 | 0 | 0 | 1078600.8013 | 2050974.3005 | 0 | 0 | 0 | 0 | 0 | 0 | 0 | 0 | 0 | 0 | 0 | 0 | 0 | 0 | 0 | 0 | 0 | 246512.8382 | 115689.6092 | 0 | 0 | 0 | 0 | 0 | 0 | 0 | 0 | 0 | -15759.2691 | 0 | 0 | 0 | 0 | 0 | 0
2016-05-27 18:00 | 0 | 0 | 0 | 0 | 0 | 865229.457 | 537440 | 0 | 0 | 0 | 0 | 1325113.6396 | 2132250.9192 | 0 | 0 | 0 | 0 | 0 | 0 | 0 | 0 | 0 | 0 | 0 | 0 | 0 | 0 | 0 | 0 | 0 | 246512.8382 | 81276.6187 | 0 | 0 | 0 | 0 | 0 | 0 | 0 | 0 | 0 | 0 | 0 | 0 | 0 | 0 | 0 | 0
2016-05-27 19:00 | 0 | 0 | 0 | 0 | 0 | 854592.9386 | 543658 | 0 | 0 | 0 | 0 | 1514573.5658 | 2247940.5284 | 0 | 0 | 0 | 0 | 0 | 0 | 0 | 5785.4032 | 0 | 0 | 0 | 0 | 0 | 0 | 0 | 0 | 0 | 189459.9262 | 115689.6092 | 0 | 0 | 0 | 0 | 0 | 0 | 0 | 0 | 0 | 5785.4032 | 0 | 0 | 0 | 0 | 0 | 0
2016-05-27 20:00 | 0 | 0 | 0 | 0 | 93830.9304 | 845750.2324 | 546585 | 0 | 0 | 0 | 0 | 1761086.404 | 2363630.1377 | 0 | 0 | 0 | 0 | 0 | 0 | 0 | 36579.1185 | 0 | 0 | 0 | 0 | 0 | 0 | 0 | 0 | 0 | 246512.8382 | 115689.6092 | 0 | 0 | 0 | 0 | 0 | 0 | 0 | 0 | 0 | 30793.7153 | 0 | 0 | 0 | 0 | 0 | 0
2016-05-27 21:00 | 0 | 0 | 0 | 0 | 0 | 827056.152 | 544994 | 0 | 0 | 0 | 0 | 1958252.6621 | 2479319.7469 | 0 | 0 | 0 | 0 | 0 | 0 | 0 | 5785.4032 | 0 | 0 | 0 | 0 | 0 | 0 | 0 | 0 | 0 | 197166.2581 | 115689.6092 | 0 | 0 | 0 | 0 | 0 | 0 | 0 | 0 | 0 | -30793.7153 | 0 | 0 | 0 | 0 | 0 | 0
2016-05-27 22:00 | 0 | 0 | 0 | 0 | 0 | 789739.6829 | 535312 | 0 | 0 | 0 | 0 | 2066197.0204 | 2595009.3561 | 0 | 0 | 0 | 0 | 0 | 0 | 0 | 36579.1185 | 0 | 0 | 0 | 0 | 0 | 0 | 0 | 0 | 0 | 107944.3583 | 115689.6092 | 0 | 0 | 0 | 0 | 0 | 0 | 0 | 0 | 0 | 30793.7153 | 0 | 0 | 0 | 0 | 0 | 0
2016-05-27 23:00 | 0 | 0 | 0 | 0 | 0 | 707047.8964 | 520452 | 0 | 0 | 0 | 0 | 2312709.8587 | 2535092.4143 | 0 | 0 | 0 | 0 | 0 | 0 | 0 | 36579.1185 | 0 | 0 | 0 | 0 | 0 | 0 | 0 | 0 | 0 | 246512.8382 | -59916.9419 | 0 | 0 | 0 | 0 | 0 | 0 | 0 | 0 | 0 | 0 | 0 | 0 | 0 | 0 | 0 | 0
2016-05-28 | 0 | 0 | 0 | 0 | 0 | 570753.8347 | 507956 | 0 | 0 | 0 | 0 | 2290611.7994 | 2650782.0235 | 0 | 0 | 0 | 0 | 0 | 0 | 0 | 5785.4032 | 0 | 0 | 0 | 0 | 0 | 0 | 0 | 0 | 0 | -22098.0592 | 115689.6092 | 0 | 0 | 0 | 0 | 0 | 0 | 0 | 0 | 0 | -30793.7153 | 0 | 0 | 0 | 0 | 0 | 0
2016-05-28 01:00 | 0 | 0 | 0 | 0 | 0 | 296810.7064 | 498303 | 0 | 0 | 0 | 0 | 2210594.5183 | 2535092.4143 | 0 | 0 | 0 | 0 | 0 | 0 | 0 | 0 | 0 | 0 | 0 | 0 | 0 | 0 | 0 | 0 | 0 | -80017.2812 | -115689.6092 | 0 | 0 | 0 | 0 | 0 | 0 | 0 | 0 | 0 | -5785.4032 | 0 | 0 | 0 | 0 | 0 | 0
2016-05-28 02:00 | 0 | 0 | 0 | 0 | 69739.9039 | 45113.6486 | 477056 | 0 | 0 | 0 | 0 | 1964081.68 | 2419402.8051 | 0 | 0 | 0 | 0 | 0 | 0 | 0 | 0 | 0 | 0 | 0 | 0 | 0 | 0 | 0 | 0 | 0 | -246512.8382 | -115689.6092 | 0 | 0 | 0 | 0 | 0 | 0 | 0 | 0 | 0 | 0 | 0 | 0 | 0 | 0 | 0 | 0
2016-05-28 03:00 | 0 | 0 | 0 | 0 | 85603.5525 | 0 | 447806 | 0 | 0 | 0 | 0 | 1717568.8418 | 2303713.1958 | 0 | 0 | 0 | 0 | 0 | 0 | 0 | 0 | 0 | 0 | 0 | 0 | 0 | 0 | 0 | 0 | 0 | -246512.8382 | -115689.6092 | 0 | 0 | 0 | 0 | 0 | 0 | 0 | 0 | 0 | 0 | 0 | 0 | 0 | 0 | 0 | 0
2016-05-28 04:00 | 0 | 0 | 0 | 0 | 55863.5525 | 0 | 418066 | 0 | 0 | 0 | 0 | 1471056.0035 | 2188023.5866 | 0 | 0 | 0 | 0 | 0 | 0 | 0 | 0 | 0 | 0 | 0 | 0 | 0 | 0 | 0 | 0 | 0 | -246512.8382 | -115689.6092 | 0 | 0 | 0 | 0 | 0 | 0 | 0 | 0 | 0 | 0 | 0 | 0 | 0 | 0 | 0 | 0
2016-05-28 05:00 | 0 | 0 | 0 | 0 | 31978.5525 | 0 | 394181 | 0 | 0 | 0 | 0 | 1224543.1653 | 2072333.9774 | 0 | 0 | 0 | 0 | 0 | 0 | 0 | 0 | 0 | 0 | 0 | 0 | 0 | 0 | 0 | 0 | 0 | -246512.8382 | -115689.6092 | 0 | 0 | 0 | 0 | 0 | 0 | 0 | 0 | 0 | 0 | 0 | 0 | 0 | 0 | 0 | 0
2016-05-28 06:00 | 0 | 0 | 0 | 0 | 304075.7093 | 0 | 375435 | 0 | 0 | 0 | 0 | 1268873.4838 | 1956644.3681 | 0 | 0 | 0 | 0 | 0 | 0 | 0 | 0 | 0 | 0 | 0 | 0 | 0 | 0 | 0 | 0 | 0 | 44330.3185 | -115689.6092 | 0 | 0 | 0 | 0 | 0 | 0 | 0 | 0 | 0 | 0 | 0 | 0 | 0 | 0 | 0 | 0
2016-05-28 07:00 | 0 | 0 | 0 | 0 | 0 | 0 | 360860 | 0 | 0 | 0 | 0 | 1022360.6456 | 1842297.2064 | 0 | 0 | 0 | 0 | 0 | 0 | 0 | 0 | 0 | 0 | 0 | 0 | 0 | 0 | 0 | 0 | 0 | -246512.8382 | -114347.1618 | 0 | 0 | 0 | 0 | 0 | 0 | 0 | 0 | 0 | 0 | 0 | 0 | 0 | 0 | 0 | 0
2016-05-28 08:00 | 0 | 0 | 0 | 0 | 0 | 0 | 352135 | 0 | 0 | 0 | 0 | 775847.8073 | 1736675.0446 | 0 | 0 | 0 | 0 | 0 | 0 | 0 | 0 | 0 | 0 | 0 | 0 | 0 | 0 | 0 | 0 | 0 | -246512.8382 | -105622.1618 | 0 | 0 | 0 | 0 | 0 | 0 | 0 | 0 | 0 | 0 | 0 | 0 | 0 | 0 | 0 | 0
2016-05-28 09:00 | 0 | 0 | 0 | 0 | 0 | 0 | 348132 | 0 | 0 | 0 | 0 | 529334.9691 | 1635055.8829 | 0 | 0 | 0 | 0 | 0 | 0 | 0 | 0 | 0 | 0 | 0 | 0 | 0 | 0 | 0 | 0 | 0 | -246512.8382 | -101619.1618 | 0 | 0 | 0 | 0 | 0 | 0 | 0 | 0 | 0 | 0 | 0 | 0 | 0 | 0 | 0 | 0
2016-05-28 10:00 | 0 | 0 | 0 | 0 | 263397.7233 | 0 | 349321 | 0 | 0 | 0 | 0 | 327722.0831 | 1750745.4921 | 0 | 0 | 0 | 0 | 0 | 0 | 0 | 0 | 0 | 0 | 0 | 0 | 0 | 0 | 0 | 0 | 0 | -201612.886 | 115689.6092 | 0 | 0 | 0 | 0 | 0 | 0 | 0 | 0 | 0 | 0 | 0 | 0 | 0 | 0 | 0 | 0
2016-05-28 11:00 | 0 | 0 | 0 | 0 | 0 | 4.6411 | 357711 | 0 | 0 | 0 | 0 | 81209.2449 | 1639551.9714 | 0 | 0 | 0 | 0 | 0 | 0 | 0 | 0 | 0 | 0 | 0 | 0 | 0 | 0 | 0 | 0 | 0 | -246512.8382 | -111193.5207 | 0 | 0 | 0 | 0 | 0 | 0 | 0 | 0 | 0 | 0 | 0 | 0 | 0 | 0 | 0 | 0
2016-05-28 12:00 | 0 | 0 | 0 | 0 | 149475.3246 | 153398.6156 | 377804 | 0 | 0 | 0 | 0 | 121968.7942 | 1523862.3622 | 0 | 0 | 0 | 0 | 0 | 0 | 0 | 0 | 0 | 0 | 0 | 0 | 0 | 0 | 0 | 0 | 0 | 40759.5494 | -115689.6092 | 0 | 0 | 0 | 0 | 0 | 0 | 0 | 0 | 0 | 0 | 0 | 0 | 0 | 0 | 0 | 0
2016-05-28 13:00 | 0 | 0 | 0 | 0 | 0 | 566940.3418 | 404774 | 0 | 0 | 0 | 0 | 137651.8114 | 1639551.9714 | 0 | 0 | 0 | 0 | 0 | 0 | 0 | 30793.7153 | 0 | 0 | 0 | 0 | 0 | 0 | 0 | 0 | 0 | 15683.0172 | 115689.6092 | 0 | 0 | 0 | 0 | 0 | 0 | 0 | 0 | 0 | 30793.7153 | 0 | 0 | 0 | 0 | 0 | 0
2016-05-28 14:00 | 0 | 0 | 0 | 0 | 0 | 746089.3366 | 431917 | 0 | 0 | 0 | 0 | 366928.2541 | 1755241.5806 | 0 | 0 | 0 | 0 | 0 | 0 | 0 | 0 | 0 | 0 | 0 | 0 | 0 | 0 | 0 | 0 | 0 | 229276.4427 | 115689.6092 | 0 | 0 | 0 | 0 | 0 | 0 | 0 | 0 | 0 | -30793.7153 | 0 | 0 | 0 | 0 | 0 | 0
2016-05-28 15:00 | 0 | 0 | 0 | 0 | 0 | 819098.4475 | 456896 | 0 | 0 | 0 | 0 | 613441.0923 | 1870931.1899 | 0 | 0 | 0 | 0 | 0 | 0 | 0 | 0 | 0 | 0 | 0 | 0 | 0 | 0 | 0 | 0 | 0 | 246512.8382 | 115689.6092 | 0 | 0 | 0 | 0 | 0 | 0 | 0 | 0 | 0 | 0 | 0 | 0 | 0 | 0 | 0 | 0
2016-05-28 16:00 | 0 | 0 | 0 | 0 | 0 | 839627.4475 | 477425 | 0 | 0 | 0 | 0 | 859953.9306 | 1986620.7991 | 0 | 0 | 0 | 0 | 0 | 0 | 0 | 0 | 0 | 0 | 0 | 0 | 0 | 0 | 0 | 0 | 0 | 246512.8382 | 115689.6092 | 0 | 0 | 0 | 0 | 0 | 0 | 0 | 0 | 0 | 0 | 0 | 0 | 0 | 0 | 0 | 0
2016-05-28 17:00 | 0 | 0 | 0 | 0 | 0 | 864766.9856 | 492482 | 0 | 0 | 0 | 0 | 1106466.7688 | 2102310.4083 | 0 | 0 | 0 | 0 | 0 | 0 | 0 | 10082.5382 | 0 | 0 | 0 | 0 | 0 | 0 | 0 | 0 | 0 | 246512.8382 | 115689.6092 | 0 | 0 | 0 | 0 | 0 | 0 | 0 | 0 | 0 | 10082.5382 | 0 | 0 | 0 | 0 | 0 | 0
2016-05-28 18:00 | 0 | 0 | 0 | 0 | 0 | 892615.7703 | 504366 | 0 | 0 | 0 | 0 | 1352979.6071 | 2218000.0176 | 0 | 0 | 0 | 0 | 0 | 0 | 0 | 36129.861 | 0 | 0 | 0 | 0 | 0 | 0 | 0 | 0 | 0 | 246512.8382 | 115689.6092 | 0 | 0 | 0 | 0 | 0 | 0 | 0 | 0 | 0 | 26047.3228 | 0 | 0 | 0 | 0 | 0 | 0
2016-05-28 19:00 | 0 | 0 | 0 | 0 | 0 | 876970.705 | 514319 | 0 | 0 | 0 | 0 | 1599492.4453 | 2333689.6268 | 0 | 0 | 0 | 0 | 0 | 0 | 0 | 36579.1185 | 0 | 0 | 0 | 0 | 0 | 0 | 0 | 0 | 0 | 246512.8382 | 115689.6092 | 0 | 0 | 0 | 0 | 0 | 0 | 0 | 0 | 0 | 449.2575 | 0 | 0 | 0 | 0 | 0 | 0
2016-05-28 20:00 | 0 | 0 | 0 | 0 | 0 | 864081.3313 | 522878 | 0 | 0 | 0 | 0 | 1846005.2836 | 2434165.523 | 0 | 0 | 0 | 0 | 0 | 0 | 0 | 30793.7153 | 0 | 0 | 0 | 0 | 0 | 0 | 0 | 0 | 0 | 246512.8382 | 100475.8962 | 0 | 0 | 0 | 0 | 0 | 0 | 0 | 0 | 0 | -5785.4032 | 0 | 0 | 0 | 0 | 0 | 0
2016-05-28 21:00 | 0 | 0 | 0 | 0 | 0 | 841226.3291 | 526804 | 0 | 0 | 0 | 0 | 2075531.7188 | 2549855.1322 | 0 | 0 | 0 | 0 | 0 | 0 | 0 | 0 | 0 | 0 | 0 | 0 | 0 | 0 | 0 | 0 | 0 | 229526.4352 | 115689.6092 | 0 | 0 | 0 | 0 | 0 | 0 | 0 | 0 | 0 | -30793.7153 | 0 | 0 | 0 | 0 | 0 | 0
2016-05-28 22:00 | 0 | 0 | 0 | 0 | 0 | 793926.5399 | 524119 | 0 | 0 | 0 | 0 | 2322044.557 | 2573149.8339 | 0 | 0 | 0 | 0 | 0 | 0 | 0 | 0 | 0 | 0 | 0 | 0 | 0 | 0 | 0 | 0 | 0 | 246512.8382 | 23294.7017 | 0 | 0 | 0 | 0 | 0 | 0 | 0 | 0 | 0 | 0 | 0 | 0 | 0 | 0 | 0 | 0
2016-05-28 23:00 | 0 | 0 | 0 | 0 | 0 | 700077.6621 | 513281 | 0 | 0 | 0 | 0 | 2393151.6099 | 2688839.4432 | 0 | 0 | 0 | 0 | 0 | 0 | 0 | 0 | 0 | 0 | 0 | 0 | 0 | 0 | 0 | 0 | 0 | 71107.0528 | 115689.6092 | 0 | 0 | 0 | 0 | 0 | 0 | 0 | 0 | 0 | 0 | 0 | 0 | 0 | 0 | 0 | 0
2016-05-29 | 0 | 0 | 0 | 0 | 0 | 543025.0014 | 501272 | 0 | 0 | 0 | 0 | 2550594.2205 | 2573149.8339 | 0 | 0 | 0 | 0 | 0 | 0 | 0 | 0 | 0 | 0 | 0 | 0 | 0 | 0 | 0 | 0 | 0 | 157442.6106 | -115689.6092 | 0 | 0 | 0 | 0 | 0 | 0 | 0 | 0 | 0 | 0 | 0 | 0 | 0 | 0 | 0 | 0
2016-05-29 01:00 | 0 | 0 | 0 | 0 | 0 | 264048.5942 | 491484 | 0 | 0 | 0 | 0 | 2304081.3823 | 2592227.2664 | 0 | 0 | 0 | 0 | 0 | 0 | 0 | 0 | 0 | 0 | 0 | 0 | 0 | 0 | 0 | 0 | 0 | -246512.8382 | 19077.4325 | 0 | 0 | 0 | 0 | 0 | 0 | 0 | 0 | 0 | 0 | 0 | 0 | 0 | 0 | 0 | 0
2016-05-29 02:00 | 0 | 0 | 0 | 0 | 81976.5937 | 28311.9588 | 472491 | 0 | 0 | 0 | 0 | 2057568.544 | 2476537.6572 | 0 | 0 | 0 | 0 | 0 | 0 | 0 | 0 | 0 | 0 | 0 | 0 | 0 | 0 | 0 | 0 | 0 | -246512.8382 | -115689.6092 | 0 | 0 | 0 | 0 | 0 | 0 | 0 | 0 | 0 | 0 | 0 | 0 | 0 | 0 | 0 | 0
2016-05-29 03:00 | 0 | 0 | 0 | 0 | 82389.5525 | 0 | 444592 | 0 | 0 | 0 | 0 | 1811055.7058 | 2360848.0479 | 0 | 0 | 0 | 0 | 0 | 0 | 0 | 0 | 0 | 0 | 0 | 0 | 0 | 0 | 0 | 0 | 0 | -246512.8382 | -115689.6092 | 0 | 0 | 0 | 0 | 0 | 0 | 0 | 0 | 0 | 0 | 0 | 0 | 0 | 0 | 0 | 0
2016-05-29 04:00 | 0 | 0 | 0 | 0 | 56002.5525 | 0 | 418205 | 0 | 0 | 0 | 0 | 1564542.8675 | 2245158.4387 | 0 | 0 | 0 | 0 | 0 | 0 | 0 | 0 | 0 | 0 | 0 | 0 | 0 | 0 | 0 | 0 | 0 | -246512.8382 | -115689.6092 | 0 | 0 | 0 | 0 | 0 | 0 | 0 | 0 | 0 | 0 | 0 | 0 | 0 | 0 | 0 | 0
2016-05-29 05:00 | 0 | 0 | 0 | 0 | 31871.5525 | 0 | 394074 | 0 | 0 | 0 | 0 | 1318030.0293 | 2129468.8295 | 0 | 0 | 0 | 0 | 0 | 0 | 0 | 0 | 0 | 0 | 0 | 0 | 0 | 0 | 0 | 0 | 0 | -246512.8382 | -115689.6092 | 0 | 0 | 0 | 0 | 0 | 0 | 0 | 0 | 0 | 0 | 0 | 0 | 0 | 0 | 0 | 0
2016-05-29 06:00 | 0 | 0 | 0 | 0 | 390093.7948 | 0 | 373955 | 0 | 0 | 0 | 0 | 1449858.4333 | 2013779.2202 | 0 | 0 | 0 | 0 | 0 | 0 | 0 | 0 | 0 | 0 | 0 | 0 | 0 | 0 | 0 | 0 | 0 | 131828.404 | -115689.6092 | 0 | 0 | 0 | 0 | 0 | 0 | 0 | 0 | 0 | 0 | 0 | 0 | 0 | 0 | 0 | 0
2016-05-29 07:00 | 0 | 0 | 0 | 0 | 0 | 0 | 359007 | 0 | 0 | 0 | 0 | 1203345.5951 | 1901285.0585 | 0 | 0 | 0 | 0 | 0 | 0 | 0 | 0 | 0 | 0 | 0 | 0 | 0 | 0 | 0 | 0 | 0 | -246512.8382 | -112494.1618 | 0 | 0 | 0 | 0 | 0 | 0 | 0 | 0 | 0 | 0 | 0 | 0 | 0 | 0 | 0 | 0
2016-05-29 08:00 | 0 | 0 | 0 | 0 | 0 | 0 | 349369 | 0 | 0 | 0 | 0 | 956832.7568 | 1798428.8967 | 0 | 0 | 0 | 0 | 0 | 0 | 0 | 0 | 0 | 0 | 0 | 0 | 0 | 0 | 0 | 0 | 0 | -246512.8382 | -102856.1618 | 0 | 0 | 0 | 0 | 0 | 0 | 0 | 0 | 0 | 0 | 0 | 0 | 0 | 0 | 0 | 0
2016-05-29 09:00 | 0 | 0 | 0 | 0 | 0 | 0 | 344568 | 0 | 0 | 0 | 0 | 710319.9186 | 1700373.735 | 0 | 0 | 0 | 0 | 0 | 0 | 0 | 0 | 0 | 0 | 0 | 0 | 0 | 0 | 0 | 0 | 0 | -246512.8382 | -98055.1618 | 0 | 0 | 0 | 0 | 0 | 0 | 0 | 0 | 0 | 0 | 0 | 0 | 0 | 0 | 0 | 0
2016-05-29 10:00 | 0 | 0 | 0 | 0 | 0 | 0 | 342370 | 0 | 0 | 0 | 0 | 463807.0803 | 1604516.5732 | 0 | 0 | 0 | 0 | 0 | 0 | 0 | 0 | 0 | 0 | 0 | 0 | 0 | 0 | 0 | 0 | 0 | -246512.8382 | -95857.1618 | 0 | 0 | 0 | 0 | 0 | 0 | 0 | 0 | 0 | 0 | 0 | 0 | 0 | 0 | 0 | 0
2016-05-29 11:00 | 0 | 0 | 0 | 0 | 200992.6407 | 0.79906 | 347608 | 0 | 0 | 0 | 0 | 432882.1293 | 1488826.964 | 0 | 0 | 0 | 0 | 0 | 0 | 0 | 0 | 0 | 0 | 0 | 0 | 0 | 0 | 0 | 0 | 0 | -30924.951 | -115689.6092 | 0 | 0 | 0 | 0 | 0 | 0 | 0 | 0 | 0 | 0 | 0 | 0 | 0 | 0 | 0 | 0
2016-05-29 12:00 | 0 | 0 | 0 | 0 | 193676.67 | 117335.5005 | 364457 | 0 | 0 | 0 | 0 | 263747.6905 | 1604516.5732 | 0 | 0 | 0 | 0 | 0 | 0 | 0 | 0 | 0 | 0 | 0 | 0 | 0 | 0 | 0 | 0 | 0 | -169134.4388 | 115689.6092 | 0 | 0 | 0 | 0 | 0 | 0 | 0 | 0 | 0 | 0 | 0 | 0 | 0 | 0 | 0 | 0
2016-05-29 13:00 | 0 | 0 | 0 | 0 | 0 | 449063.9935 | 390643 | 0 | 0 | 0 | 0 | 206479.0748 | 1720206.1824 | 0 | 0 | 0 | 0 | 0 | 0 | 0 | 0 | 0 | 0 | 0 | 0 | 0 | 0 | 0 | 0 | 0 | -57268.6157 | 115689.6092 | 0 | 0 | 0 | 0 | 0 | 0 | 0 | 0 | 0 | 0 | 0 | 0 | 0 | 0 | 0 | 0
2016-05-29 14:00 | 0 | 0 | 0 | 0 | 124596.2951 | 655390.1524 | 417784 | 0 | 0 | 0 | 0 | 452991.9131 | 1835895.7917 | 0 | 0 | 0 | 0 | 0 | 0 | 0 | 0 | 0 | 0 | 0 | 0 | 0 | 0 | 0 | 0 | 0 | 246512.8382 | 115689.6092 | 0 | 0 | 0 | 0 | 0 | 0 | 0 | 0 | 0 | 0 | 0 | 0 | 0 | 0 | 0 | 0
2016-05-29 15:00 | 0 | 0 | 0 | 0 | 38687.6354 | 766264.8121 | 442750 | 0 | 0 | 0 | 0 | 699504.7513 | 1951585.4009 | 0 | 0 | 0 | 0 | 0 | 0 | 0 | 0 | 0 | 0 | 0 | 0 | 0 | 0 | 0 | 0 | 0 | 246512.8382 | 115689.6092 | 0 | 0 | 0 | 0 | 0 | 0 | 0 | 0 | 0 | 0 | 0 | 0 | 0 | 0 | 0 | 0
2016-05-29 16:00 | 0 | 0 | 0 | 0 | 0 | 818933.2643 | 464005 | 0 | 0 | 0 | 0 | 938743.4063 | 2067275.0101 | 0 | 0 | 0 | 0 | 0 | 0 | 0 | 0 | 0 | 0 | 0 | 0 | 0 | 0 | 0 | 0 | 0 | 239238.655 | 115689.6092 | 0 | 0 | 0 | 0 | 0 | 0 | 0 | 0 | 0 | 0 | 0 | 0 | 0 | 0 | 0 | 0
2016-05-29 17:00 | 0 | 0 | 0 | 0 | 0 | 829849.8477 | 480240 | 0 | 0 | 0 | 0 | 1185256.2446 | 2170372.0196 | 0 | 0 | 0 | 0 | 0 | 0 | 0 | 0 | 0 | 0 | 0 | 0 | 0 | 0 | 0 | 0 | 0 | 246512.8382 | 103097.0095 | 0 | 0 | 0 | 0 | 0 | 0 | 0 | 0 | 0 | 0 | 0 | 0 | 0 | 0 | 0 | 0
2016-05-29 18:00 | 0 | 0 | 0 | 0 | 0 | 826929.159 | 492006 | 0 | 0 | 0 | 0 | 1431769.0828 | 2258782.3404 | 0 | 0 | 0 | 0 | 0 | 0 | 0 | 0 | 0 | 0 | 0 | 0 | 0 | 0 | 0 | 0 | 0 | 246512.8382 | 88410.3208 | 0 | 0 | 0 | 0 | 0 | 0 | 0 | 0 | 0 | 0 | 0 | 0 | 0 | 0 | 0 | 0
2016-05-29 19:00 | 0 | 0 | 0 | 0 | 0 | 816043.3525 | 500465 | 0 | 0 | 0 | 0 | 1631657.8261 | 2374471.9496 | 0 | 0 | 0 | 0 | 0 | 0 | 0 | 0 | 0 | 0 | 0 | 0 | 0 | 0 | 0 | 0 | 0 | 199888.7433 | 115689.6092 | 0 | 0 | 0 | 0 | 0 | 0 | 0 | 0 | 0 | 0 | 0 | 0 | 0 | 0 | 0 | 0
2016-05-29 20:00 | 0 | 0 | 0 | 0 | 0 | 808327.8116 | 506111 | 0 | 0 | 0 | 0 | 1878170.6644 | 2430175.923 | 0 | 0 | 0 | 0 | 0 | 0 | 0 | 0 | 0 | 0 | 0 | 0 | 0 | 0 | 0 | 0 | 0 | 246512.8382 | 55703.9734 | 0 | 0 | 0 | 0 | 0 | 0 | 0 | 0 | 0 | 0 | 0 | 0 | 0 | 0 | 0 | 0
2016-05-29 21:00 | 0 | 0 | 0 | 0 | 0 | 787832.613 | 508248 | 0 | 0 | 0 | 0 | 2042065.6682 | 2545865.5323 | 0 | 0 | 0 | 0 | 0 | 0 | 0 | 0 | 0 | 0 | 0 | 0 | 0 | 0 | 0 | 0 | 0 | 163895.0038 | 115689.6092 | 0 | 0 | 0 | 0 | 0 | 0 | 0 | 0 | 0 | 0 | 0 | 0 | 0 | 0 | 0 | 0
2016-05-29 22:00 | 0 | 0 | 0 | 0 | 0 | 749367.9196 | 504790 | 0 | 0 | 0 | 0 | 2288578.5064 | 2543930.6136 | 0 | 0 | 0 | 0 | 0 | 0 | 0 | 0 | 0 | 0 | 0 | 0 | 0 | 0 | 0 | 0 | 0 | 246512.8382 | -1934.9187 | 0 | 0 | 0 | 0 | 0 | 0 | 0 | 0 | 0 | 0 | 0 | 0 | 0 | 0 | 0 | 0
2016-05-29 23:00 | 0 | 0 | 0 | 0 | 0 | 657199.2685 | 494498 | 0 | 0 | 0 | 0 | 2335590.1657 | 2659620.2228 | 0 | 0 | 0 | 0 | 0 | 0 | 0 | 0 | 0 | 0 | 0 | 0 | 0 | 0 | 0 | 0 | 0 | 47011.6593 | 115689.6092 | 0 | 0 | 0 | 0 | 0 | 0 | 0 | 0 | 0 | 0 | 0 | 0 | 0 | 0 | 0 | 0
2016-05-30 | 0 | 0 | 0 | 0 | 0 | 516031.025 | 483132 | 0 | 0 | 0 | 0 | 2484178.7999 | 2543930.6136 | 0 | 0 | 0 | 0 | 0 | 0 | 0 | 0 | 0 | 0 | 0 | 0 | 0 | 0 | 0 | 0 | 0 | 148588.6342 | -115689.6092 | 0 | 0 | 0 | 0 | 0 | 0 | 0 | 0 | 0 | 0 | 0 | 0 | 0 | 0 | 0 | 0
2016-05-30 01:00 | 0 | 0 | 0 | 0 | 0 | 278518.1588 | 472908 | 0 | 0 | 0 | 0 | 2237665.9617 | 2596053.6107 | 0 | 0 | 0 | 0 | 0 | 0 | 0 | 0 | 0 | 0 | 0 | 0 | 0 | 0 | 0 | 0 | 0 | -246512.8382 | 52122.9971 | 0 | 0 | 0 | 0 | 0 | 0 | 0 | 0 | 0 | 0 | 0 | 0 | 0 | 0 | 0 | 0
2016-05-30 02:00 | 0 | 0 | 0 | 0 | 56390.3733 | 37596.1793 | 456189 | 0 | 0 | 0 | 0 | 1991153.1234 | 2480364.0014 | 0 | 0 | 0 | 0 | 0 | 0 | 0 | 0 | 0 | 0 | 0 | 0 | 0 | 0 | 0 | 0 | 0 | -246512.8382 | -115689.6092 | 0 | 0 | 0 | 0 | 0 | 0 | 0 | 0 | 0 | 0 | 0 | 0 | 0 | 0 | 0 | 0
2016-05-30 03:00 | 0 | 0 | 0 | 0 | 68825.5525 | 0 | 431028 | 0 | 0 | 0 | 0 | 1744640.2852 | 2364674.3922 | 0 | 0 | 0 | 0 | 0 | 0 | 0 | 0 | 0 | 0 | 0 | 0 | 0 | 0 | 0 | 0 | 0 | -246512.8382 | -115689.6092 | 0 | 0 | 0 | 0 | 0 | 0 | 0 | 0 | 0 | 0 | 0 | 0 | 0 | 0 | 0 | 0
2016-05-30 04:00 | 0 | 0 | 0 | 0 | 42295.5525 | 0 | 404498 | 0 | 0 | 0 | 0 | 1498127.4469 | 2248984.783 | 0 | 0 | 0 | 0 | 0 | 0 | 0 | 0 | 0 | 0 | 0 | 0 | 0 | 0 | 0 | 0 | 0 | -246512.8382 | -115689.6092 | 0 | 0 | 0 | 0 | 0 | 0 | 0 | 0 | 0 | 0 | 0 | 0 | 0 | 0 | 0 | 0
2016-05-30 05:00 | 0 | 0 | 0 | 0 | 418142.9787 | 0 | 380422 | 0 | 0 | 0 | 0 | 1650741.4824 | 2133295.1737 | 0 | 0 | 0 | 0 | 0 | 0 | 0 | 796.5525 | 0 | 0 | 0 | 0 | 0 | 0 | 0 | 0 | 0 | 152614.0354 | -115689.6092 | 0 | 0 | 0 | 0 | 0 | 0 | 0 | 0 | 0 | 796.5525 | 0 | 0 | 0 | 0 | 0 | 0
2016-05-30 06:00 | 0 | 0 | 0 | 0 | 0 | 0 | 362999 | 0 | 0 | 0 | 0 | 1404228.6441 | 2017605.5645 | 0 | 0 | 0 | 0 | 0 | 0 | 0 | 0 | 0 | 0 | 0 | 0 | 0 | 0 | 0 | 0 | 0 | -246512.8382 | -115689.6092 | 0 | 0 | 0 | 0 | 0 | 0 | 0 | 0 | 0 | -796.5525 | 0 | 0 | 0 | 0 | 0 | 0
2016-05-30 07:00 | 0 | 0 | 0 | 0 | 0 | 0 | 349662 | 0 | 0 | 0 | 0 | 1157715.8059 | 1914456.4027 | 0 | 0 | 0 | 0 | 0 | 0 | 0 | 0 | 0 | 0 | 0 | 0 | 0 | 0 | 0 | 0 | 0 | -246512.8382 | -103149.1618 | 0 | 0 | 0 | 0 | 0 | 0 | 0 | 0 | 0 | 0 | 0 | 0 | 0 | 0 | 0 | 0
2016-05-30 08:00 | 0 | 0 | 0 | 0 | 0 | 0 | 342344 | 0 | 0 | 0 | 0 | 911202.9676 | 1818625.241 | 0 | 0 | 0 | 0 | 0 | 0 | 0 | 0 | 0 | 0 | 0 | 0 | 0 | 0 | 0 | 0 | 0 | -246512.8382 | -95831.1618 | 0 | 0 | 0 | 0 | 0 | 0 | 0 | 0 | 0 | 0 | 0 | 0 | 0 | 0 | 0 | 0
2016-05-30 09:00 | 0 | 0 | 0 | 0 | 0 | 0 | 340098 | 0 | 0 | 0 | 0 | 686794.5769 | 1702935.6318 | 0 | 0 | 0 | 0 | 0 | 0 | 0 | 0 | 0 | 0 | 0 | 0 | 0 | 0 | 0 | 0 | 0 | -224408.3908 | -115689.6092 | 0 | 0 | 0 | 0 | 0 | 0 | 0 | 0 | 0 | 0 | 0 | 0 | 0 | 0 | 0 | 0
2016-05-30 10:00 | 0 | 0 | 0 | 0 | 262483.7089 | 0 | 340563 | 0 | 0 | 0 | 0 | 493025.6765 | 1818625.241 | 0 | 0 | 0 | 0 | 0 | 0 | 0 | 0 | 0 | 0 | 0 | 0 | 0 | 0 | 0 | 0 | 0 | -193768.9004 | 115689.6092 | 0 | 0 | 0 | 0 | 0 | 0 | 0 | 0 | 0 | 0 | 0 | 0 | 0 | 0 | 0 | 0
2016-05-30 11:00 | 0 | 0 | 0 | 0 | 0 | 0.3381 | 346582 | 0 | 0 | 0 | 0 | 246512.8382 | 1718556.4173 | 0 | 0 | 0 | 0 | 0 | 0 | 0 | 0 | 0 | 0 | 0 | 0 | 0 | 0 | 0 | 0 | 0 | -246512.8382 | -100068.8237 | 0 | 0 | 0 | 0 | 0 | 0 | 0 | 0 | 0 | 0 | 0 | 0 | 0 | 0 | 0 | 0
2016-05-30 12:00 | 0 | 0 | 0 | 0 | 134852.498 | 102985.8223 | 362900 | 0 | 0 | 0 | 0 | 0 | 1834246.0266 | 0 | 0 | 0 | 0 | 0 | 0 | 0 | 5761.5493 | 0 | 0 | 0 | 0 | 0 | 0 | 0 | 0 | 0 | -246512.8382 | 115689.6092 | 0 | 0 | 0 | 0 | 0 | 0 | 0 | 0 | 0 | 5761.5493 | 0 | 0 | 0 | 0 | 0 | 0
2016-05-30 13:00 | 0 | 0 | 0 | 0 | 0 | 465270.9877 | 390192 | 0 | 0 | 0 | 0 | 165736.4309 | 1718556.4173 | 0 | 0 | 0 | 0 | 0 | 0 | 0 | 30793.7153 | 0 | 0 | 0 | 0 | 0 | 0 | 0 | 0 | 0 | 165736.4309 | -115689.6092 | 0 | 0 | 0 | 0 | 0 | 0 | 0 | 0 | 0 | 25032.166 | 0 | 0 | 0 | 0 | 0 | 0
2016-05-30 14:00 | 0 | 0 | 0 | 0 | 0 | 699284.0895 | 420252 | 0 | 0 | 0 | 0 | 359872.6265 | 1834246.0266 | 0 | 0 | 0 | 0 | 0 | 0 | 0 | 0 | 0 | 0 | 0 | 0 | 0 | 0 | 0 | 0 | 0 | 194136.1956 | 115689.6092 | 0 | 0 | 0 | 0 | 0 | 0 | 0 | 0 | 0 | -30793.7153 | 0 | 0 | 0 | 0 | 0 | 0
2016-05-30 15:00 | 0 | 0 | 0 | 0 | 0 | 811124.4475 | 448922 | 0 | 0 | 0 | 0 | 606385.4647 | 1949935.6358 | 0 | 0 | 0 | 0 | 0 | 0 | 0 | 0 | 0 | 0 | 0 | 0 | 0 | 0 | 0 | 0 | 0 | 246512.8382 | 115689.6092 | 0 | 0 | 0 | 0 | 0 | 0 | 0 | 0 | 0 | 0 | 0 | 0 | 0 | 0 | 0 | 0
2016-05-30 16:00 | 0 | 0 | 0 | 0 | 0 | 834914.4475 | 472712 | 0 | 0 | 0 | 0 | 852898.303 | 2065625.245 | 0 | 0 | 0 | 0 | 0 | 0 | 0 | 0 | 0 | 0 | 0 | 0 | 0 | 0 | 0 | 0 | 0 | 246512.8382 | 115689.6092 | 0 | 0 | 0 | 0 | 0 | 0 | 0 | 0 | 0 | 0 | 0 | 0 | 0 | 0 | 0 | 0
2016-05-30 17:00 | 0 | 0 | 0 | 0 | 0 | 882675.6614 | 490171 | 0 | 0 | 0 | 0 | 1099411.1412 | 2181314.8543 | 0 | 0 | 0 | 0 | 0 | 0 | 0 | 30302.2139 | 0 | 0 | 0 | 0 | 0 | 0 | 0 | 0 | 0 | 246512.8382 | 115689.6092 | 0 | 0 | 0 | 0 | 0 | 0 | 0 | 0 | 0 | 30302.2139 | 0 | 0 | 0 | 0 | 0 | 0
2016-05-30 18:00 | 0 | 0 | 0 | 0 | 0 | 872089.352 | 503610 | 0 | 0 | 0 | 0 | 1345923.9795 | 2297004.4635 | 0 | 0 | 0 | 0 | 0 | 0 | 0 | 36579.1185 | 0 | 0 | 0 | 0 | 0 | 0 | 0 | 0 | 0 | 246512.8382 | 115689.6092 | 0 | 0 | 0 | 0 | 0 | 0 | 0 | 0 | 0 | 6276.9046 | 0 | 0 | 0 | 0 | 0 | 0
2016-05-30 19:00 | 0 | 0 | 0 | 0 | 0 | 869856.1115 | 513592 | 0 | 0 | 0 | 0 | 1592436.8177 | 2406755.7368 | 0 | 0 | 0 | 0 | 0 | 0 | 0 | 36579.1185 | 0 | 0 | 0 | 0 | 0 | 0 | 0 | 0 | 0 | 246512.8382 | 109751.2733 | 0 | 0 | 0 | 0 | 0 | 0 | 0 | 0 | 0 | 0 | 0 | 0 | 0 | 0 | 0 | 0
2016-05-30 20:00 | 0 | 0 | 0 | 0 | 0 | 867805.762 | 521499 | 0 | 0 | 0 | 0 | 1838949.6559 | 2522445.346 | 0 | 0 | 0 | 0 | 0 | 0 | 0 | 20683.433 | 0 | 0 | 0 | 0 | 0 | 0 | 0 | 0 | 0 | 246512.8382 | 115689.6092 | 0 | 0 | 0 | 0 | 0 | 0 | 0 | 0 | 0 | -15895.6855 | 0 | 0 | 0 | 0 | 0 | 0
2016-05-30 21:00 | 0 | 0 | 0 | 0 | 0 | 858623.164 | 526698 | 0 | 0 | 0 | 0 | 2085462.4942 | 2597747.3894 | 0 | 0 | 0 | 0 | 0 | 0 | 0 | 30793.7153 | 0 | 0 | 0 | 0 | 0 | 0 | 0 | 0 | 0 | 246512.8382 | 75302.0434 | 0 | 0 | 0 | 0 | 0 | 0 | 0 | 0 | 0 | 10110.2823 | 0 | 0 | 0 | 0 | 0 | 0
2016-05-30 22:00 | 0 | 0 | 0 | 0 | 0 | 826322.2853 | 526040 | 0 | 0 | 0 | 0 | 2300848.8856 | 2713436.9986 | 0 | 0 | 0 | 0 | 0 | 0 | 0 | 0 | 0 | 0 | 0 | 0 | 0 | 0 | 0 | 0 | 0 | 215386.3914 | 115689.6092 | 0 | 0 | 0 | 0 | 0 | 0 | 0 | 0 | 0 | -30793.7153 | 0 | 0 | 0 | 0 | 0 | 0
2016-05-30 23:00 | 0 | 0 | 0 | 0 | 0 | 737101.0049 | 519884 | 0 | 0 | 0 | 0 | 2547361.7238 | 2684141.1653 | 0 | 0 | 0 | 0 | 0 | 0 | 0 | 0 | 0 | 0 | 0 | 0 | 0 | 0 | 0 | 0 | 0 | 246512.8382 | -29295.8333 | 0 | 0 | 0 | 0 | 0 | 0 | 0 | 0 | 0 | 0 | 0 | 0 | 0 | 0 | 0 | 0
2016-05-31 | 0 | 0 | 0 | 0 | 0 | 581377.0451 | 510821 | 0 | 0 | 0 | 0 | 2502228.1598 | 2799830.7745 | 0 | 0 | 0 | 0 | 0 | 0 | 0 | 0 | 0 | 0 | 0 | 0 | 0 | 0 | 0 | 0 | 0 | -45133.5641 | 115689.6092 | 0 | 0 | 0 | 0 | 0 | 0 | 0 | 0 | 0 | 0 | 0 | 0 | 0 | 0 | 0 | 0
2016-05-31 01:00 | 0 | 0 | 0 | 0 | 0 | 315920.6115 | 501289 | 0 | 0 | 0 | 0 | 2432549.3805 | 2684141.1653 | 0 | 0 | 0 | 0 | 0 | 0 | 0 | 0 | 0 | 0 | 0 | 0 | 0 | 0 | 0 | 0 | 0 | -69678.7793 | -115689.6092 | 0 | 0 | 0 | 0 | 0 | 0 | 0 | 0 | 0 | 0 | 0 | 0 | 0 | 0 | 0 | 0
2016-05-31 02:00 | 0 | 0 | 0 | 0 | 71320.0675 | 44952.485 | 478475 | 0 | 0 | 0 | 0 | 2186036.5422 | 2568451.5561 | 0 | 0 | 0 | 0 | 0 | 0 | 0 | 0 | 0 | 0 | 0 | 0 | 0 | 0 | 0 | 0 | 0 | -246512.8382 | -115689.6092 | 0 | 0 | 0 | 0 | 0 | 0 | 0 | 0 | 0 | 0 | 0 | 0 | 0 | 0 | 0 | 0
2016-05-31 03:00 | 0 | 0 | 0 | 0 | 84372.5525 | 0 | 446575 | 0 | 0 | 0 | 0 | 1939523.704 | 2452761.9468 | 0 | 0 | 0 | 0 | 0 | 0 | 0 | 0 | 0 | 0 | 0 | 0 | 0 | 0 | 0 | 0 | 0 | -246512.8382 | -115689.6092 | 0 | 0 | 0 | 0 | 0 | 0 | 0 | 0 | 0 | 0 | 0 | 0 | 0 | 0 | 0 | 0
2016-05-31 04:00 | 0 | 0 | 0 | 0 | 55223.5525 | 0 | 417426 | 0 | 0 | 0 | 0 | 1693010.8658 | 2337072.3376 | 0 | 0 | 0 | 0 | 0 | 0 | 0 | 0 | 0 | 0 | 0 | 0 | 0 | 0 | 0 | 0 | 0 | -246512.8382 | -115689.6092 | 0 | 0 | 0 | 0 | 0 | 0 | 0 | 0 | 0 | 0 | 0 | 0 | 0 | 0 | 0 | 0
2016-05-31 05:00 | 0 | 0 | 0 | 0 | 29863.5525 | 0 | 392066 | 0 | 0 | 0 | 0 | 1446498.0275 | 2221382.7284 | 0 | 0 | 0 | 0 | 0 | 0 | 0 | 0 | 0 | 0 | 0 | 0 | 0 | 0 | 0 | 0 | 0 | -246512.8382 | -115689.6092 | 0 | 0 | 0 | 0 | 0 | 0 | 0 | 0 | 0 | 0 | 0 | 0 | 0 | 0 | 0 | 0
2016-05-31 06:00 | 0 | 0 | 0 | 0 | 10071.5525 | 0 | 372274 | 0 | 0 | 0 | 0 | 1199985.1893 | 2105693.1191 | 0 | 0 | 0 | 0 | 0 | 0 | 0 | 0 | 0 | 0 | 0 | 0 | 0 | 0 | 0 | 0 | 0 | -246512.8382 | -115689.6092 | 0 | 0 | 0 | 0 | 0 | 0 | 0 | 0 | 0 | 0 | 0 | 0 | 0 | 0 | 0 | 0
2016-05-31 07:00 | 0 | 0 | 0 | 0 | 478624.5762 | 0 | 359147 | 0 | 0 | 0 | 0 | 1203773.1562 | 2221382.7284 | 0 | 0 | 0 | 0 | 0 | 0 | 0 | 0 | 0 | 0 | 0 | 0 | 0 | 0 | 0 | 0 | 0 | 3787.967 | 115689.6092 | 0 | 0 | 0 | 0 | 0 | 0 | 0 | 0 | 0 | 0 | 0 | 0 | 0 | 0 | 0 | 0
2016-05-31 08:00 | 0 | 0 | 0 | 0 | 0 | 0 | 355102 | 0 | 0 | 0 | 0 | 957260.318 | 2112793.5666 | 0 | 0 | 0 | 0 | 0 | 0 | 0 | 0 | 0 | 0 | 0 | 0 | 0 | 0 | 0 | 0 | 0 | -246512.8382 | -108589.1618 | 0 | 0 | 0 | 0 | 0 | 0 | 0 | 0 | 0 | 0 | 0 | 0 | 0 | 0 | 0 | 0
2016-05-31 09:00 | 0 | 0 | 0 | 0 | 234.5525 | 0 | 362437 | 0 | 0 | 0 | 0 | 710747.4798 | 1997103.9574 | 0 | 0 | 0 | 0 | 0 | 0 | 0 | 0 | 0 | 0 | 0 | 0 | 0 | 0 | 0 | 0 | 0 | -246512.8382 | -115689.6092 | 0 | 0 | 0 | 0 | 0 | 0 | 0 | 0 | 0 | 0 | 0 | 0 | 0 | 0 | 0 | 0
2016-05-31 10:00 | 0 | 0 | 0 | 0 | 18666.5525 | 0 | 380869 | 0 | 0 | 0 | 0 | 464234.6415 | 1881414.3482 | 0 | 0 | 0 | 0 | 0 | 0 | 0 | 0 | 0 | 0 | 0 | 0 | 0 | 0 | 0 | 0 | 0 | -246512.8382 | -115689.6092 | 0 | 0 | 0 | 0 | 0 | 0 | 0 | 0 | 0 | 0 | 0 | 0 | 0 | 0 | 0 | 0
2016-05-31 11:00 | 0 | 0 | 0 | 0 | 355000.7093 | 0.43366 | 404434 | 0 | 0 | 0 | 0 | 530491.3938 | 1765724.7389 | 0 | 0 | 0 | 0 | 0 | 0 | 0 | 0 | 0 | 0 | 0 | 0 | 0 | 0 | 0 | 0 | 0 | 66256.7522 | -115689.6092 | 0 | 0 | 0 | 0 | 0 | 0 | 0 | 0 | 0 | 0 | 0 | 0 | 0 | 0 | 0 | 0
2016-05-31 12:00 | 0 | 0 | 0 | 0 | 0 | 125516.0686 | 430258 | 0 | 0 | 0 | 0 | 283978.5555 | 1707495.6458 | 0 | 0 | 0 | 0 | 0 | 0 | 0 | 0 | 0 | 0 | 0 | 0 | 0 | 0 | 0 | 0 | 0 | -246512.8382 | -58229.0931 | 0 | 0 | 0 | 0 | 0 | 0 | 0 | 0 | 0 | 0 | 0 | 0 | 0 | 0 | 0 | 0
2016-05-31 13:00 | 0 | 0 | 0 | 0 | 0 | 529004.0618 | 457434 | 0 | 0 | 0 | 0 | 239859.008 | 1823185.255 | 0 | 0 | 0 | 0 | 0 | 0 | 0 | 0 | 0 | 0 | 0 | 0 | 0 | 0 | 0 | 0 | 0 | -44119.5475 | 115689.6092 | 0 | 0 | 0 | 0 | 0 | 0 | 0 | 0 | 0 | 0 | 0 | 0 | 0 | 0 | 0 | 0
2016-05-31 14:00 | 0 | 0 | 0 | 0 | 119722.0622 | 727879.3852 | 485399 | 0 | 0 | 0 | 0 | 486371.8463 | 1938874.8642 | 0 | 0 | 0 | 0 | 0 | 0 | 0 | 0 | 0 | 0 | 0 | 0 | 0 | 0 | 0 | 0 | 0 | 246512.8382 | 115689.6092 | 0 | 0 | 0 | 0 | 0 | 0 | 0 | 0 | 0 | 0 | 0 | 0 | 0 | 0 | 0 | 0
2016-05-31 15:00 | 0 | 0 | 0 | 0 | 0 | 822758.8134 | 511566 | 0 | 0 | 0 | 0 | 681875.0505 | 2054564.4735 | 0 | 0 | 0 | 0 | 0 | 0 | 0 | 0 | 0 | 0 | 0 | 0 | 0 | 0 | 0 | 0 | 0 | 195503.2042 | 115689.6092 | 0 | 0 | 0 | 0 | 0 | 0 | 0 | 0 | 0 | 0 | 0 | 0 | 0 | 0 | 0 | 0
2016-05-31 16:00 | 0 | 0 | 0 | 0 | 0 | 864507.9417 | 533684 | 0 | 0 | 0 | 0 | 928387.8887 | 2138875.5769 | 0 | 0 | 0 | 0 | 0 | 0 | 0 | 0 | 0 | 0 | 0 | 0 | 0 | 0 | 0 | 0 | 0 | 246512.8382 | 84311.1034 | 0 | 0 | 0 | 0 | 0 | 0 | 0 | 0 | 0 | 0 | 0 | 0 | 0 | 0 | 0 | 0
2016-05-31 17:00 | 0 | 0 | 0 | 0 | 0 | 864555.3015 | 552896 | 0 | 0 | 0 | 0 | 1124357.581 | 2254565.1861 | 0 | 0 | 0 | 0 | 0 | 0 | 0 | 0 | 0 | 0 | 0 | 0 | 0 | 0 | 0 | 0 | 0 | 195969.6923 | 115689.6092 | 0 | 0 | 0 | 0 | 0 | 0 | 0 | 0 | 0 | 0 | 0 | 0 | 0 | 0 | 0 | 0
2016-05-31 18:00 | 0 | 0 | 0 | 0 | 0 | 849158.1026 | 566702 | 0 | 0 | 0 | 0 | 1370870.4193 | 2290508.4505 | 0 | 0 | 0 | 0 | 0 | 0 | 0 | 0 | 0 | 0 | 0 | 0 | 0 | 0 | 0 | 0 | 0 | 246512.8382 | 35943.2644 | 0 | 0 | 0 | 0 | 0 | 0 | 0 | 0 | 0 | 0 | 0 | 0 | 0 | 0 | 0 | 0
2016-05-31 19:00 | 0 | 0 | 0 | 0 | 0 | 826438.0442 | 575476 | 0 | 0 | 0 | 0 | 1617383.2575 | 2294957.6564 | 0 | 0 | 0 | 0 | 0 | 0 | 0 | 0 | 0 | 0 | 0 | 0 | 0 | 0 | 0 | 0 | 0 | 246512.8382 | 4449.2059 | 0 | 0 | 0 | 0 | 0 | 0 | 0 | 0 | 0 | 0 | 0 | 0 | 0 | 0 | 0 | 0
2016-05-31 20:00 | 0 | 0 | 0 | 0 | 0 | 808160.5706 | 578930 | 0 | 0 | 0 | 0 | 1730924.2189 | 2410647.2657 | 0 | 0 | 0 | 0 | 0 | 0 | 0 | 0 | 0 | 0 | 0 | 0 | 0 | 0 | 0 | 0 | 0 | 113540.9614 | 115689.6092 | 0 | 0 | 0 | 0 | 0 | 0 | 0 | 0 | 0 | 0 | 0 | 0 | 0 | 0 | 0 | 0
2016-05-31 21:00 | 0 | 0 | 0 | 0 | 0 | 785798.0693 | 578388 | 0 | 0 | 0 | 0 | 1822644.6789 | 2526336.8749 | 0 | 0 | 0 | 0 | 0 | 0 | 0 | 0 | 0 | 0 | 0 | 0 | 0 | 0 | 0 | 0 | 0 | 91720.4601 | 115689.6092 | 0 | 0 | 0 | 0 | 0 | 0 | 0 | 0 | 0 | 0 | 0 | 0 | 0 | 0 | 0 | 0
2016-05-31 22:00 | 0 | 0 | 0 | 0 | 0 | 750942.2902 | 571152 | 0 | 0 | 0 | 0 | 2069157.5172 | 2459614.3269 | 0 | 0 | 0 | 0 | 0 | 0 | 0 | 0 | 0 | 0 | 0 | 0 | 0 | 0 | 0 | 0 | 0 | 246512.8382 | -66722.548 | 0 | 0 | 0 | 0 | 0 | 0 | 0 | 0 | 0 | 0 | 0 | 0 | 0 | 0 | 0 | 0
2016-05-31 23:00 | 0 | 0 | 0 | 0 | 0 | 674787.8927 | 558447 | 0 | 0 | 0 | 0 | 2069808.8006 | 2575303.9361 | 0 | 0 | 0 | 0 | 0 | 0 | 0 | 0 | 0 | 0 | 0 | 0 | 0 | 0 | 0 | 0 | 0 | 651.2835 | 115689.6092 | 0 | 0 | 0 | 0 | 0 | 0 | 0 | 0 | 0 | 0 | 0 | 0 | 0 | 0 | 0 | 0
2016-06-01 | 0 | 0 | 0 | 0 | 0 | 539904.9738 | 545151 | 0 | 0 | 0 | 0 | 2180252.3836 | 2459614.3269 | 0 | 0 | 0 | 0 | 0 | 0 | 0 | 0 | 0 | 0 | 0 | 0 | 0 | 0 | 0 | 0 | 0 | 110443.583 | -115689.6092 | 0 | 0 | 0 | 0 | 0 | 0 | 0 | 0 | 0 | 0 | 0 | 0 | 0 | 0 | 0 | 0
2016-06-01 01:00 | 0 | 0 | 0 | 0 | 0 | 324361.5927 | 533134 | 0 | 0 | 0 | 0 | 1933739.5454 | 2497354.7578 | 0 | 0 | 0 | 0 | 0 | 0 | 0 | 0 | 0 | 0 | 0 | 0 | 0 | 0 | 0 | 0 | 0 | -246512.8382 | 37740.4309 | 0 | 0 | 0 | 0 | 0 | 0 | 0 | 0 | 0 | 0 | 0 | 0 | 0 | 0 | 0 | 0
2016-06-01 02:00 | 0 | 0 | 0 | 0 | 83041.3977 | 60392.1549 | 505636 | 0 | 0 | 0 | 0 | 1687226.7071 | 2381665.1486 | 0 | 0 | 0 | 0 | 0 | 0 | 0 | 0 | 0 | 0 | 0 | 0 | 0 | 0 | 0 | 0 | 0 | -246512.8382 | -115689.6092 | 0 | 0 | 0 | 0 | 0 | 0 | 0 | 0 | 0 | 0 | 0 | 0 | 0 | 0 | 0 | 0
2016-06-01 03:00 | 0 | 0 | 0 | 0 | 422292.8013 | 0.020055 | 469955 | 0 | 0 | 0 | 0 | 1755254.1377 | 2265975.5394 | 0 | 0 | 0 | 0 | 0 | 0 | 0 | 0 | 0 | 0 | 0 | 0 | 0 | 0 | 0 | 0 | 0 | 68027.4306 | -115689.6092 | 0 | 0 | 0 | 0 | 0 | 0 | 0 | 0 | 0 | 0 | 0 | 0 | 0 | 0 | 0 | 0
2016-06-01 04:00 | 0 | 0 | 0 | 0 | 74744.5525 | 0 | 436947 | 0 | 0 | 0 | 0 | 1508741.2995 | 2150285.9301 | 0 | 0 | 0 | 0 | 0 | 0 | 0 | 0 | 0 | 0 | 0 | 0 | 0 | 0 | 0 | 0 | 0 | -246512.8382 | -115689.6092 | 0 | 0 | 0 | 0 | 0 | 0 | 0 | 0 | 0 | 0 | 0 | 0 | 0 | 0 | 0 | 0
2016-06-01 05:00 | 0 | 0 | 0 | 0 | 47325.5525 | 0 | 409528 | 0 | 0 | 0 | 0 | 1262228.4612 | 2034596.3209 | 0 | 0 | 0 | 0 | 0 | 0 | 0 | 0 | 0 | 0 | 0 | 0 | 0 | 0 | 0 | 0 | 0 | -246512.8382 | -115689.6092 | 0 | 0 | 0 | 0 | 0 | 0 | 0 | 0 | 0 | 0 | 0 | 0 | 0 | 0 | 0 | 0
2016-06-01 06:00 | 0 | 0 | 0 | 0 | 257638.771 | 0 | 388462 | 0 | 0 | 0 | 0 | 1015715.623 | 2150285.9301 | 0 | 0 | 0 | 0 | 0 | 0 | 0 | 0 | 0 | 0 | 0 | 0 | 0 | 0 | 0 | 0 | 0 | -246512.8382 | 115689.6092 | 0 | 0 | 0 | 0 | 0 | 0 | 0 | 0 | 0 | 0 | 0 | 0 | 0 | 0 | 0 | 0
2016-06-01 07:00 | 0 | 0 | 0 | 0 | 390794.6546 | 0 | 373860 | 0 | 0 | 0 | 0 | 1142915.3343 | 2034596.3209 | 0 | 0 | 0 | 0 | 0 | 0 | 0 | 5424.5525 | 0 | 0 | 0 | 0 | 0 | 0 | 0 | 0 | 0 | 127199.7113 | -115689.6092 | 0 | 0 | 0 | 0 | 0 | 0 | 0 | 0 | 0 | 5424.5525 | 0 | 0 | 0 | 0 | 0 | 0
2016-06-01 08:00 | 0 | 0 | 0 | 0 | 0 | 0 | 367627 | 0 | 0 | 0 | 0 | 896402.4961 | 1918906.7117 | 0 | 0 | 0 | 0 | 0 | 0 | 0 | 0 | 0 | 0 | 0 | 0 | 0 | 0 | 0 | 0 | 0 | -246512.8382 | -115689.6092 | 0 | 0 | 0 | 0 | 0 | 0 | 0 | 0 | 0 | -5424.5525 | 0 | 0 | 0 | 0 | 0 | 0
2016-06-01 09:00 | 0 | 0 | 0 | 0 | 10640.5525 | 0 | 372843 | 0 | 0 | 0 | 0 | 649889.6578 | 1803217.1024 | 0 | 0 | 0 | 0 | 0 | 0 | 0 | 0 | 0 | 0 | 0 | 0 | 0 | 0 | 0 | 0 | 0 | -246512.8382 | -115689.6092 | 0 | 0 | 0 | 0 | 0 | 0 | 0 | 0 | 0 | 0 | 0 | 0 | 0 | 0 | 0 | 0
2016-06-01 10:00 | 0 | 0 | 0 | 0 | 26254.5525 | 0 | 388457 | 0 | 0 | 0 | 0 | 403376.8196 | 1687527.4932 | 0 | 0 | 0 | 0 | 0 | 0 | 0 | 0 | 0 | 0 | 0 | 0 | 0 | 0 | 0 | 0 | 0 | -246512.8382 | -115689.6092 | 0 | 0 | 0 | 0 | 0 | 0 | 0 | 0 | 0 | 0 | 0 | 0 | 0 | 0 | 0 | 0
2016-06-01 11:00 | 0 | 0 | 0 | 0 | 379864.7415 | 7.9696 | 411140 | 0 | 0 | 0 | 0 | 256419.9214 | 1803217.1024 | 0 | 0 | 0 | 0 | 0 | 0 | 0 | 0 | 0 | 0 | 0 | 0 | 0 | 0 | 0 | 0 | 0 | -146956.8981 | 115689.6092 | 0 | 0 | 0 | 0 | 0 | 0 | 0 | 0 | 0 | 0 | 0 | 0 | 0 | 0 | 0 | 0
2016-06-01 12:00 | 0 | 0 | 0 | 0 | 0 | 77912.5827 | 435165 | 0 | 0 | 0 | 0 | 9907.0832 | 1692477.5234 | 0 | 0 | 0 | 0 | 0 | 0 | 0 | 0 | 0 | 0 | 0 | 0 | 0 | 0 | 0 | 0 | 0 | -246512.8382 | -110739.5791 | 0 | 0 | 0 | 0 | 0 | 0 | 0 | 0 | 0 | 0 | 0 | 0 | 0 | 0 | 0 | 0
2016-06-01 13:00 | 0 | 0 | 0 | 0 | 0 | 435265.6716 | 458866 | 0 | 0 | 0 | 0 | 101996.3641 | 1576787.9141 | 0 | 0 | 0 | 0 | 0 | 0 | 0 | 0 | 0 | 0 | 0 | 0 | 0 | 0 | 0 | 0 | 0 | 92089.2809 | -115689.6092 | 0 | 0 | 0 | 0 | 0 | 0 | 0 | 0 | 0 | 0 | 0 | 0 | 0 | 0 | 0 | 0
2016-06-01 14:00 | 0 | 0 | 0 | 0 | 210879.7783 | 636702.6692 | 485380 | 0 | 0 | 0 | 0 | 348509.2023 | 1692477.5234 | 0 | 0 | 0 | 0 | 0 | 0 | 0 | 0 | 0 | 0 | 0 | 0 | 0 | 0 | 0 | 0 | 0 | 246512.8382 | 115689.6092 | 0 | 0 | 0 | 0 | 0 | 0 | 0 | 0 | 0 | 0 | 0 | 0 | 0 | 0 | 0 | 0
2016-06-01 15:00 | 0 | 0 | 0 | 0 | 0 | 750144.8988 | 510547 | 0 | 0 | 0 | 0 | 472417.4918 | 1808167.1326 | 0 | 0 | 0 | 0 | 0 | 0 | 0 | 0 | 0 | 0 | 0 | 0 | 0 | 0 | 0 | 0 | 0 | 123908.2895 | 115689.6092 | 0 | 0 | 0 | 0 | 0 | 0 | 0 | 0 | 0 | 0 | 0 | 0 | 0 | 0 | 0 | 0
2016-06-01 16:00 | 0 | 0 | 0 | 0 | 0 | 793351.2937 | 531408 | 0 | 0 | 0 | 0 | 718930.3301 | 1823597.5881 | 0 | 0 | 0 | 0 | 0 | 0 | 0 | 0 | 0 | 0 | 0 | 0 | 0 | 0 | 0 | 0 | 0 | 246512.8382 | 15430.4555 | 0 | 0 | 0 | 0 | 0 | 0 | 0 | 0 | 0 | 0 | 0 | 0 | 0 | 0 | 0 | 0
2016-06-01 17:00 | 0 | 0 | 0 | 0 | 0 | 799797.0143 | 550110 | 0 | 0 | 0 | 0 | 852927.7352 | 1939287.1973 | 0 | 0 | 0 | 0 | 0 | 0 | 0 | 0 | 0 | 0 | 0 | 0 | 0 | 0 | 0 | 0 | 0 | 133997.4051 | 115689.6092 | 0 | 0 | 0 | 0 | 0 | 0 | 0 | 0 | 0 | 0 | 0 | 0 | 0 | 0 | 0 | 0
2016-06-01 18:00 | 0 | 0 | 0 | 0 | 0 | 786551.8705 | 564854 | 0 | 0 | 0 | 0 | 1099440.5734 | 1914472.2296 | 0 | 0 | 0 | 0 | 0 | 0 | 0 | 0 | 0 | 0 | 0 | 0 | 0 | 0 | 0 | 0 | 0 | 246512.8382 | -24814.9677 | 0 | 0 | 0 | 0 | 0 | 0 | 0 | 0 | 0 | 0 | 0 | 0 | 0 | 0 | 0 | 0
2016-06-01 19:00 | 0 | 0 | 0 | 0 | 0 | 770616.6243 | 574628 | 0 | 0 | 0 | 0 | 1179739.5885 | 2030161.8388 | 0 | 0 | 0 | 0 | 0 | 0 | 0 | 0 | 0 | 0 | 0 | 0 | 0 | 0 | 0 | 0 | 0 | 80299.0151 | 115689.6092 | 0 | 0 | 0 | 0 | 0 | 0 | 0 | 0 | 0 | 0 | 0 | 0 | 0 | 0 | 0 | 0
2016-06-01 20:00 | 0 | 0 | 0 | 0 | 0 | 752709.0656 | 580324 | 0 | 0 | 0 | 0 | 1426252.4267 | 1956034.0661 | 0 | 0 | 0 | 0 | 0 | 0 | 0 | 0 | 0 | 0 | 0 | 0 | 0 | 0 | 0 | 0 | 0 | 246512.8382 | -74127.7727 | 0 | 0 | 0 | 0 | 0 | 0 | 0 | 0 | 0 | 0 | 0 | 0 | 0 | 0 | 0 | 0
2016-06-01 21:00 | 0 | 0 | 0 | 0 | 0 | 728285.5455 | 579092 | 0 | 0 | 0 | 0 | 1459756.363 | 2071723.6754 | 0 | 0 | 0 | 0 | 0 | 0 | 0 | 0 | 0 | 0 | 0 | 0 | 0 | 0 | 0 | 0 | 0 | 33503.9363 | 115689.6092 | 0 | 0 | 0 | 0 | 0 | 0 | 0 | 0 | 0 | 0 | 0 | 0 | 0 | 0 | 0 | 0
2016-06-01 22:00 | 0 | 0 | 0 | 0 | 224954.3077 | 695120.4399 | 570068 | 0 | 0 | 0 | 0 | 1706269.2012 | 2175217.5847 | 0 | 0 | 0 | 0 | 0 | 0 | 0 | 0 | 0 | 0 | 0 | 0 | 0 | 0 | 0 | 0 | 0 | 246512.8382 | 103493.9093 | 0 | 0 | 0 | 0 | 0 | 0 | 0 | 0 | 0 | 0 | 0 | 0 | 0 | 0 | 0 | 0
2016-06-01 23:00 | 0 | 0 | 0 | 0 | 190071.5634 | 626577.0018 | 556557 | 0 | 0 | 0 | 0 | 1844885.754 | 2290907.1939 | 0 | 0 | 0 | 0 | 0 | 0 | 0 | 5785.4032 | 0 | 0 | 0 | 0 | 0 | 0 | 0 | 0 | 0 | 138616.5528 | 115689.6092 | 0 | 0 | 0 | 0 | 0 | 0 | 0 | 0 | 0 | 5785.4032 | 0 | 0 | 0 | 0 | 0 | 0
2016-06-02 | 0 | 0 | 0 | 0 | 162920.5741 | 498399.9834 | 544273 | 0 | 0 | 0 | 0 | 2046829.2054 | 2175217.5847 | 0 | 0 | 0 | 0 | 0 | 0 | 0 | 36579.1185 | 0 | 0 | 0 | 0 | 0 | 0 | 0 | 0 | 0 | 201943.4514 | -115689.6092 | 0 | 0 | 0 | 0 | 0 | 0 | 0 | 0 | 0 | 30793.7153 | 0 | 0 | 0 | 0 | 0 | 0
2016-06-02 01:00 | 0 | 0 | 0 | 0 | 0 | 315037.4884 | 532348 | 0 | 0 | 0 | 0 | 1976002.0184 | 2059527.9755 | 0 | 0 | 0 | 0 | 0 | 0 | 0 | 5785.4032 | 0 | 0 | 0 | 0 | 0 | 0 | 0 | 0 | 0 | -70827.187 | -115689.6092 | 0 | 0 | 0 | 0 | 0 | 0 | 0 | 0 | 0 | -30793.7153 | 0 | 0 | 0 | 0 | 0 | 0
2016-06-02 02:00 | 0 | 0 | 0 | 0 | 78759.4724 | 60742.677 | 507490 | 0 | 0 | 0 | 0 | 1729489.1801 | 1943838.3662 | 0 | 0 | 0 | 0 | 0 | 0 | 0 | 0 | 0 | 0 | 0 | 0 | 0 | 0 | 0 | 0 | 0 | -246512.8382 | -115689.6092 | 0 | 0 | 0 | 0 | 0 | 0 | 0 | 0 | 0 | -5785.4032 | 0 | 0 | 0 | 0 | 0 | 0
2016-06-02 03:00 | 0 | 0 | 0 | 0 | 233032.5869 | 0.21 | 472589 | 0 | 0 | 0 | 0 | 1605622.5863 | 1828148.757 | 0 | 0 | 0 | 0 | 0 | 0 | 0 | 0 | 0 | 0 | 0 | 0 | 0 | 0 | 0 | 0 | 0 | -123866.5938 | -115689.6092 | 0 | 0 | 0 | 0 | 0 | 0 | 0 | 0 | 0 | 0 | 0 | 0 | 0 | 0 | 0 | 0
2016-06-02 04:00 | 0 | 0 | 0 | 0 | 77487.5525 | 0 | 439690 | 0 | 0 | 0 | 0 | 1359109.748 | 1712459.1478 | 0 | 0 | 0 | 0 | 0 | 0 | 0 | 0 | 0 | 0 | 0 | 0 | 0 | 0 | 0 | 0 | 0 | -246512.8382 | -115689.6092 | 0 | 0 | 0 | 0 | 0 | 0 | 0 | 0 | 0 | 0 | 0 | 0 | 0 | 0 | 0 | 0
2016-06-02 05:00 | 0 | 0 | 0 | 0 | 281484.771 | 0 | 412308 | 0 | 0 | 0 | 0 | 1112596.9098 | 1828148.757 | 0 | 0 | 0 | 0 | 0 | 0 | 0 | 0 | 0 | 0 | 0 | 0 | 0 | 0 | 0 | 0 | 0 | -246512.8382 | 115689.6092 | 0 | 0 | 0 | 0 | 0 | 0 | 0 | 0 | 0 | 0 | 0 | 0 | 0 | 0 | 0 | 0
2016-06-02 06:00 | 0 | 0 | 0 | 0 | 302815.5977 | 0 | 390358 | 0 | 0 | 0 | 0 | 1127067.5642 | 1712459.1478 | 0 | 0 | 0 | 0 | 0 | 0 | 0 | 13676.5525 | 0 | 0 | 0 | 0 | 0 | 0 | 0 | 0 | 0 | 14470.6544 | -115689.6092 | 0 | 0 | 0 | 0 | 0 | 0 | 0 | 0 | 0 | 13676.5525 | 0 | 0 | 0 | 0 | 0 | 0
2016-06-02 07:00 | 0 | 0 | 0 | 0 | 0 | 0 | 375879 | 0 | 0 | 0 | 0 | 880554.7259 | 1596769.5385 | 0 | 0 | 0 | 0 | 0 | 0 | 0 | 0 | 0 | 0 | 0 | 0 | 0 | 0 | 0 | 0 | 0 | -246512.8382 | -115689.6092 | 0 | 0 | 0 | 0 | 0 | 0 | 0 | 0 | 0 | -13676.5525 | 0 | 0 | 0 | 0 | 0 | 0
2016-06-02 08:00 | 0 | 0 | 0 | 0 | 8016.5525 | 0 | 370219 | 0 | 0 | 0 | 0 | 634041.8877 | 1481079.9293 | 0 | 0 | 0 | 0 | 0 | 0 | 0 | 0 | 0 | 0 | 0 | 0 | 0 | 0 | 0 | 0 | 0 | -246512.8382 | -115689.6092 | 0 | 0 | 0 | 0 | 0 | 0 | 0 | 0 | 0 | 0 | 0 | 0 | 0 | 0 | 0 | 0
2016-06-02 09:00 | 0 | 0 | 0 | 0 | 335279.7774 | 0 | 375798 | 0 | 0 | 0 | 0 | 709213.2743 | 1365390.3201 | 0 | 0 | 0 | 0 | 0 | 0 | 0 | 0 | 0 | 0 | 0 | 0 | 0 | 0 | 0 | 0 | 0 | 75171.3866 | -115689.6092 | 0 | 0 | 0 | 0 | 0 | 0 | 0 | 0 | 0 | 0 | 0 | 0 | 0 | 0 | 0 | 0
2016-06-02 10:00 | 0 | 0 | 0 | 0 | 31142.5525 | 0 | 393345 | 0 | 0 | 0 | 0 | 462700.436 | 1249700.7108 | 0 | 0 | 0 | 0 | 0 | 0 | 0 | 0 | 0 | 0 | 0 | 0 | 0 | 0 | 0 | 0 | 0 | -246512.8382 | -115689.6092 | 0 | 0 | 0 | 0 | 0 | 0 | 0 | 0 | 0 | 0 | 0 | 0 | 0 | 0 | 0 | 0
2016-06-02 11:00 | 0 | 0 | 0 | 0 | 88113.6311 | 5.5651 | 414211 | 0 | 0 | 0 | 0 | 246512.8382 | 1134011.1016 | 0 | 0 | 0 | 0 | 0 | 0 | 0 | 5785.4032 | 0 | 0 | 0 | 0 | 0 | 0 | 0 | 0 | 0 | -216187.5978 | -115689.6092 | 0 | 0 | 0 | 0 | 0 | 0 | 0 | 0 | 0 | 5785.4032 | 0 | 0 | 0 | 0 | 0 | 0
2016-06-02 12:00 | 0 | 0 | 0 | 0 | 159966.3029 | 110006.9277 | 435951 | 0 | 0 | 0 | 0 | 0 | 1183752.4551 | 0 | 0 | 0 | 0 | 0 | 0 | 0 | 36579.1185 | 0 | 0 | 0 | 0 | 0 | 0 | 0 | 0 | 0 | -246512.8382 | 49741.3535 | 0 | 0 | 0 | 0 | 0 | 0 | 0 | 0 | 0 | 30793.7153 | 0 | 0 | 0 | 0 | 0 | 0
2016-06-02 13:00 | 0 | 0 | 0 | 0 | 100757.9711 | 492406.1491 | 457230 | 0 | 0 | 0 | 0 | 177930.7815 | 1141755.7938 | 0 | 0 | 0 | 0 | 0 | 0 | 0 | 36579.1185 | 0 | 0 | 0 | 0 | 0 | 0 | 0 | 0 | 0 | 177930.7815 | -41996.6613 | 0 | 0 | 0 | 0 | 0 | 0 | 0 | 0 | 0 | 0 | 0 | 0 | 0 | 0 | 0 | 0
2016-06-02 14:00 | 0 | 0 | 0 | 0 | 0 | 704932.8628 | 479125 | 0 | 0 | 0 | 0 | 318842.7504 | 1257445.403 | 0 | 0 | 0 | 0 | 0 | 0 | 0 | 5785.4032 | 0 | 0 | 0 | 0 | 0 | 0 | 0 | 0 | 0 | 140911.9689 | 115689.6092 | 0 | 0 | 0 | 0 | 0 | 0 | 0 | 0 | 0 | -30793.7153 | 0 | 0 | 0 | 0 | 0 | 0
2016-06-02 15:00 | 0 | 0 | 0 | 0 | 67887.7524 | 825566.4104 | 500458 | 0 | 0 | 0 | 0 | 565355.5887 | 1373135.0122 | 0 | 0 | 0 | 0 | 0 | 0 | 0 | 36579.1185 | 0 | 0 | 0 | 0 | 0 | 0 | 0 | 0 | 0 | 246512.8382 | 115689.6092 | 0 | 0 | 0 | 0 | 0 | 0 | 0 | 0 | 0 | 30793.7153 | 0 | 0 | 0 | 0 | 0 | 0
2016-06-02 16:00 | 0 | 0 | 0 | 0 | 0 | 871913.4721 | 519600 | 0 | 0 | 0 | 0 | 811868.4269 | 1488824.6215 | 0 | 0 | 0 | 0 | 0 | 0 | 0 | 26690.1431 | 0 | 0 | 0 | 0 | 0 | 0 | 0 | 0 | 0 | 246512.8382 | 115689.6092 | 0 | 0 | 0 | 0 | 0 | 0 | 0 | 0 | 0 | -9888.9754 | 0 | 0 | 0 | 0 | 0 | 0
2016-06-02 17:00 | 0 | 0 | 0 | 0 | 0 | 878016.7914 | 537657 | 0 | 0 | 0 | 0 | 1058381.2651 | 1578568.0024 | 0 | 0 | 0 | 0 | 0 | 0 | 0 | 30793.7153 | 0 | 0 | 0 | 0 | 0 | 0 | 0 | 0 | 0 | 246512.8382 | 89743.3809 | 0 | 0 | 0 | 0 | 0 | 0 | 0 | 0 | 0 | 4103.5722 | 0 | 0 | 0 | 0 | 0 | 0
2016-06-02 18:00 | 0 | 0 | 0 | 0 | 0 | 871575.4294 | 551753 | 0 | 0 | 0 | 0 | 1304894.1034 | 1682671.3088 | 0 | 0 | 0 | 0 | 0 | 0 | 0 | 0 | 0 | 0 | 0 | 0 | 0 | 0 | 0 | 0 | 0 | 246512.8382 | 104103.3065 | 0 | 0 | 0 | 0 | 0 | 0 | 0 | 0 | 0 | -30793.7153 | 0 | 0 | 0 | 0 | 0 | 0
2016-06-02 19:00 | 0 | 0 | 0 | 0 | 0 | 860370.1182 | 561585 | 0 | 0 | 0 | 0 | 1551406.9416 | 1734943.5888 | 0 | 0 | 0 | 0 | 0 | 0 | 0 | 0 | 0 | 0 | 0 | 0 | 0 | 0 | 0 | 0 | 0 | 246512.8382 | 52272.2799 | 0 | 0 | 0 | 0 | 0 | 0 | 0 | 0 | 0 | 0 | 0 | 0 | 0 | 0 | 0 | 0
2016-06-02 20:00 | 0 | 0 | 0 | 0 | 0 | 852586.4146 | 567278 | 0 | 0 | 0 | 0 | 1721025.7469 | 1850633.198 | 0 | 0 | 0 | 0 | 0 | 0 | 0 | 0 | 0 | 0 | 0 | 0 | 0 | 0 | 0 | 0 | 0 | 169618.8053 | 115689.6092 | 0 | 0 | 0 | 0 | 0 | 0 | 0 | 0 | 0 | 0 | 0 | 0 | 0 | 0 | 0 | 0
2016-06-02 21:00 | 0 | 0 | 0 | 0 | 0 | 833626.4883 | 568552 | 0 | 0 | 0 | 0 | 1967538.5852 | 1869194.848 | 0 | 0 | 0 | 0 | 0 | 0 | 0 | 0 | 0 | 0 | 0 | 0 | 0 | 0 | 0 | 0 | 0 | 246512.8382 | 18561.65 | 0 | 0 | 0 | 0 | 0 | 0 | 0 | 0 | 0 | 0 | 0 | 0 | 0 | 0 | 0 | 0
2016-06-02 22:00 | 0 | 0 | 0 | 0 | 0 | 802005.2798 | 562007 | 0 | 0 | 0 | 0 | 2091847.2557 | 1984884.4573 | 0 | 0 | 0 | 0 | 0 | 0 | 0 | 0 | 0 | 0 | 0 | 0 | 0 | 0 | 0 | 0 | 0 | 124308.6706 | 115689.6092 | 0 | 0 | 0 | 0 | 0 | 0 | 0 | 0 | 0 | 0 | 0 | 0 | 0 | 0 | 0 | 0
2016-06-02 23:00 | 0 | 0 | 0 | 0 | 0 | 730208.9809 | 550541 | 0 | 0 | 0 | 0 | 2338360.094 | 1918039.5999 | 0 | 0 | 0 | 0 | 0 | 0 | 0 | 0 | 0 | 0 | 0 | 0 | 0 | 0 | 0 | 0 | 0 | 246512.8382 | -66844.8573 | 0 | 0 | 0 | 0 | 0 | 0 | 0 | 0 | 0 | 0 | 0 | 0 | 0 | 0 | 0 | 0
2016-06-03 | 0 | 0 | 0 | 0 | 0 | 586897.556 | 540859 | 0 | 0 | 0 | 0 | 2268709.0408 | 2033729.2092 | 0 | 0 | 0 | 0 | 0 | 0 | 0 | 0 | 0 | 0 | 0 | 0 | 0 | 0 | 0 | 0 | 0 | -69651.0532 | 115689.6092 | 0 | 0 | 0 | 0 | 0 | 0 | 0 | 0 | 0 | 0 | 0 | 0 | 0 | 0 | 0 | 0
2016-06-03 01:00 | 0 | 0 | 0 | 0 | 0 | 357279.5701 | 528804 | 0 | 0 | 0 | 0 | 2212874.2201 | 1918039.5999 | 0 | 0 | 0 | 0 | 0 | 0 | 0 | 0 | 0 | 0 | 0 | 0 | 0 | 0 | 0 | 0 | 0 | -55834.8207 | -115689.6092 | 0 | 0 | 0 | 0 | 0 | 0 | 0 | 0 | 0 | 0 | 0 | 0 | 0 | 0 | 0 | 0
2016-06-03 02:00 | 0 | 0 | 0 | 0 | 93706.1305 | 48739.422 | 504648 | 0 | 0 | 0 | 0 | 1966361.3818 | 1802349.9907 | 0 | 0 | 0 | 0 | 0 | 0 | 0 | 0 | 0 | 0 | 0 | 0 | 0 | 0 | 0 | 0 | 0 | -246512.8382 | -115689.6092 | 0 | 0 | 0 | 0 | 0 | 0 | 0 | 0 | 0 | 0 | 0 | 0 | 0 | 0 | 0 | 0
2016-06-03 03:00 | 0 | 0 | 0 | 0 | 109623.1987 | 0.35385 | 471826 | 0 | 0 | 0 | 0 | 1719848.5436 | 1686660.3815 | 0 | 0 | 0 | 0 | 0 | 0 | 0 | 0 | 0 | 0 | 0 | 0 | 0 | 0 | 0 | 0 | 0 | -246512.8382 | -115689.6092 | 0 | 0 | 0 | 0 | 0 | 0 | 0 | 0 | 0 | 0 | 0 | 0 | 0 | 0 | 0 | 0
2016-06-03 04:00 | 0 | 0 | 0 | 0 | 78409.5525 | 0 | 440612 | 0 | 0 | 0 | 0 | 1473335.7053 | 1570970.7722 | 0 | 0 | 0 | 0 | 0 | 0 | 0 | 0 | 0 | 0 | 0 | 0 | 0 | 0 | 0 | 0 | 0 | -246512.8382 | -115689.6092 | 0 | 0 | 0 | 0 | 0 | 0 | 0 | 0 | 0 | 0 | 0 | 0 | 0 | 0 | 0 | 0
2016-06-03 05:00 | 0 | 0 | 0 | 0 | 545231.174 | 0 | 412775 | 0 | 0 | 0 | 0 | 1490102.2701 | 1686660.3815 | 0 | 0 | 0 | 0 | 0 | 0 | 0 | 0 | 0 | 0 | 0 | 0 | 0 | 0 | 0 | 0 | 0 | 16766.5648 | 115689.6092 | 0 | 0 | 0 | 0 | 0 | 0 | 0 | 0 | 0 | 0 | 0 | 0 | 0 | 0 | 0 | 0
2016-06-03 06:00 | 0 | 0 | 0 | 0 | 28816.5525 | 0 | 391019 | 0 | 0 | 0 | 0 | 1243589.4319 | 1570970.7722 | 0 | 0 | 0 | 0 | 0 | 0 | 0 | 0 | 0 | 0 | 0 | 0 | 0 | 0 | 0 | 0 | 0 | -246512.8382 | -115689.6092 | 0 | 0 | 0 | 0 | 0 | 0 | 0 | 0 | 0 | 0 | 0 | 0 | 0 | 0 | 0 | 0
2016-06-03 07:00 | 0 | 0 | 0 | 0 | 14604.5525 | 0 | 376807 | 0 | 0 | 0 | 0 | 997076.5936 | 1455281.163 | 0 | 0 | 0 | 0 | 0 | 0 | 0 | 0 | 0 | 0 | 0 | 0 | 0 | 0 | 0 | 0 | 0 | -246512.8382 | -115689.6092 | 0 | 0 | 0 | 0 | 0 | 0 | 0 | 0 | 0 | 0 | 0 | 0 | 0 | 0 | 0 | 0
2016-06-03 08:00 | 0 | 0 | 0 | 0 | 8545.5525 | 0 | 370748 | 0 | 0 | 0 | 0 | 750563.7554 | 1339591.5538 | 0 | 0 | 0 | 0 | 0 | 0 | 0 | 0 | 0 | 0 | 0 | 0 | 0 | 0 | 0 | 0 | 0 | -246512.8382 | -115689.6092 | 0 | 0 | 0 | 0 | 0 | 0 | 0 | 0 | 0 | 0 | 0 | 0 | 0 | 0 | 0 | 0
2016-06-03 09:00 | 0 | 0 | 0 | 0 | 13826.5525 | 0 | 376029 | 0 | 0 | 0 | 0 | 504050.9171 | 1223901.9445 | 0 | 0 | 0 | 0 | 0 | 0 | 0 | 0 | 0 | 0 | 0 | 0 | 0 | 0 | 0 | 0 | 0 | -246512.8382 | -115689.6092 | 0 | 0 | 0 | 0 | 0 | 0 | 0 | 0 | 0 | 0 | 0 | 0 | 0 | 0 | 0 | 0
2016-06-03 10:00 | 0 | 0 | 0 | 0 | 495232.3686 | 0 | 390568 | 0 | 0 | 0 | 0 | 493025.6765 | 1339591.5538 | 0 | 0 | 0 | 0 | 0 | 0 | 0 | 0 | 0 | 0 | 0 | 0 | 0 | 0 | 0 | 0 | 0 | -11025.2406 | 115689.6092 | 0 | 0 | 0 | 0 | 0 | 0 | 0 | 0 | 0 | 0 | 0 | 0 | 0 | 0 | 0 | 0
2016-06-03 11:00 | 0 | 0 | 0 | 0 | 48516.7534 | 8.7991 | 410728 | 0 | 0 | 0 | 0 | 246512.8382 | 1223901.9445 | 0 | 0 | 0 | 0 | 0 | 0 | 0 | 0 | 0 | 0 | 0 | 0 | 0 | 0 | 0 | 0 | 0 | -246512.8382 | -115689.6092 | 0 | 0 | 0 | 0 | 0 | 0 | 0 | 0 | 0 | 0 | 0 | 0 | 0 | 0 | 0 | 0
2016-06-03 12:00 | 0 | 0 | 0 | 0 | 0 | 128461.524 | 433401 | 0 | 0 | 0 | 0 | 0 | 1165475.3068 | 0 | 0 | 0 | 0 | 0 | 0 | 0 | 0 | 0 | 0 | 0 | 0 | 0 | 0 | 0 | 0 | 0 | -246512.8382 | -58426.6377 | 0 | 0 | 0 | 0 | 0 | 0 | 0 | 0 | 0 | 0 | 0 | 0 | 0 | 0 | 0 | 0
2016-06-03 13:00 | 0 | 0 | 0 | 0 | 0 | 519312.7969 | 456710 | 0 | 0 | 0 | 0 | 178292.4061 | 1049785.6976 | 0 | 0 | 0 | 0 | 0 | 0 | 0 | 0 | 0 | 0 | 0 | 0 | 0 | 0 | 0 | 0 | 0 | 178292.4061 | -115689.6092 | 0 | 0 | 0 | 0 | 0 | 0 | 0 | 0 | 0 | 0 | 0 | 0 | 0 | 0 | 0 | 0
2016-06-03 14:00 | 0 | 0 | 0 | 0 | 107756.3822 | 736798.0652 | 482352 | 0 | 0 | 0 | 0 | 424805.2443 | 1165475.3068 | 0 | 0 | 0 | 0 | 0 | 0 | 0 | 0 | 0 | 0 | 0 | 0 | 0 | 0 | 0 | 0 | 0 | 246512.8382 | 115689.6092 | 0 | 0 | 0 | 0 | 0 | 0 | 0 | 0 | 0 | 0 | 0 | 0 | 0 | 0 | 0 | 0
2016-06-03 15:00 | 0 | 0 | 0 | 0 | 0 | 835785.2214 | 506438 | 0 | 0 | 0 | 0 | 638462.8565 | 1281164.916 | 0 | 0 | 0 | 0 | 0 | 0 | 0 | 0 | 0 | 0 | 0 | 0 | 0 | 0 | 0 | 0 | 0 | 213657.6122 | 115689.6092 | 0 | 0 | 0 | 0 | 0 | 0 | 0 | 0 | 0 | 0 | 0 | 0 | 0 | 0 | 0 | 0
2016-06-03 16:00 | 0 | 0 | 0 | 0 | 8996.6098 | 879424.8376 | 526219 | 0 | 0 | 0 | 0 | 884975.6948 | 1396854.5253 | 0 | 0 | 0 | 0 | 0 | 0 | 0 | 0 | 0 | 0 | 0 | 0 | 0 | 0 | 0 | 0 | 0 | 246512.8382 | 115689.6092 | 0 | 0 | 0 | 0 | 0 | 0 | 0 | 0 | 0 | 0 | 0 | 0 | 0 | 0 | 0 | 0
2016-06-03 17:00 | 0 | 0 | 0 | 0 | 0 | 891010.5397 | 544271 | 0 | 0 | 0 | 0 | 1116025.6252 | 1512544.1345 | 0 | 0 | 0 | 0 | 0 | 0 | 0 | 0 | 0 | 0 | 0 | 0 | 0 | 0 | 0 | 0 | 0 | 231049.9304 | 115689.6092 | 0 | 0 | 0 | 0 | 0 | 0 | 0 | 0 | 0 | 0 | 0 | 0 | 0 | 0 | 0 | 0
2016-06-03 18:00 | 0 | 0 | 0 | 0 | 0 | 885641.8032 | 559157 | 0 | 0 | 0 | 0 | 1362538.4634 | 1592516.0994 | 0 | 0 | 0 | 0 | 0 | 0 | 0 | 0 | 0 | 0 | 0 | 0 | 0 | 0 | 0 | 0 | 0 | 246512.8382 | 79971.9649 | 0 | 0 | 0 | 0 | 0 | 0 | 0 | 0 | 0 | 0 | 0 | 0 | 0 | 0 | 0 | 0
2016-06-03 19:00 | 0 | 0 | 0 | 0 | 0 | 877161.9525 | 568887 | 0 | 0 | 0 | 0 | 1555123.8068 | 1708205.7086 | 0 | 0 | 0 | 0 | 0 | 0 | 0 | 0 | 0 | 0 | 0 | 0 | 0 | 0 | 0 | 0 | 0 | 192585.3433 | 115689.6092 | 0 | 0 | 0 | 0 | 0 | 0 | 0 | 0 | 0 | 0 | 0 | 0 | 0 | 0 | 0 | 0
2016-06-03 20:00 | 0 | 0 | 0 | 0 | 62950.234 | 873833.2135 | 574581 | 0 | 0 | 0 | 0 | 1801636.645 | 1823895.3179 | 0 | 0 | 0 | 0 | 0 | 0 | 0 | 0 | 0 | 0 | 0 | 0 | 0 | 0 | 0 | 0 | 0 | 246512.8382 | 115689.6092 | 0 | 0 | 0 | 0 | 0 | 0 | 0 | 0 | 0 | 0 | 0 | 0 | 0 | 0 | 0 | 0
2016-06-03 21:00 | 0 | 0 | 0 | 0 | 0 | 864470.7585 | 574869 | 0 | 0 | 0 | 0 | 1975548.7943 | 1939584.9271 | 0 | 0 | 0 | 0 | 0 | 0 | 0 | 0 | 0 | 0 | 0 | 0 | 0 | 0 | 0 | 0 | 0 | 173912.1493 | 115689.6092 | 0 | 0 | 0 | 0 | 0 | 0 | 0 | 0 | 0 | 0 | 0 | 0 | 0 | 0 | 0 | 0
2016-06-03 22:00 | 0 | 0 | 0 | 0 | 0 | 834189.0346 | 567521 | 0 | 0 | 0 | 0 | 2126527.2197 | 2055274.5363 | 0 | 0 | 0 | 0 | 0 | 0 | 0 | 0 | 0 | 0 | 0 | 0 | 0 | 0 | 0 | 0 | 0 | 150978.4254 | 115689.6092 | 0 | 0 | 0 | 0 | 0 | 0 | 0 | 0 | 0 | 0 | 0 | 0 | 0 | 0 | 0 | 0
2016-06-03 23:00 | 0 | 0 | 0 | 0 | 0 | 758285.1232 | 553923 | 0 | 0 | 0 | 0 | 2215199.7337 | 2170964.1456 | 0 | 0 | 0 | 0 | 0 | 0 | 0 | 0 | 0 | 0 | 0 | 0 | 0 | 0 | 0 | 0 | 0 | 88672.514 | 115689.6092 | 0 | 0 | 0 | 0 | 0 | 0 | 0 | 0 | 0 | 0 | 0 | 0 | 0 | 0 | 0 | 0
2016-06-04 | 0 | 0 | 0 | 0 | 0 | 620143.4708 | 541270 | 0 | 0 | 0 | 0 | 2178383.5952 | 2286653.7548 | 0 | 0 | 0 | 0 | 0 | 0 | 0 | 0 | 0 | 0 | 0 | 0 | 0 | 0 | 0 | 0 | 0 | -36816.1385 | 115689.6092 | 0 | 0 | 0 | 0 | 0 | 0 | 0 | 0 | 0 | 0 | 0 | 0 | 0 | 0 | 0 | 0
2016-06-04 01:00 | 0 | 0 | 0 | 0 | 0 | 371171.17 | 530077 | 0 | 0 | 0 | 0 | 2135167.3745 | 2170964.1456 | 0 | 0 | 0 | 0 | 0 | 0 | 0 | 0 | 0 | 0 | 0 | 0 | 0 | 0 | 0 | 0 | 0 | -43216.2208 | -115689.6092 | 0 | 0 | 0 | 0 | 0 | 0 | 0 | 0 | 0 | 0 | 0 | 0 | 0 | 0 | 0 | 0
2016-06-04 02:00 | 0 | 0 | 0 | 0 | 95626.6769 | 49927.8756 | 507757 | 0 | 0 | 0 | 0 | 1888654.5362 | 2055274.5363 | 0 | 0 | 0 | 0 | 0 | 0 | 0 | 0 | 0 | 0 | 0 | 0 | 0 | 0 | 0 | 0 | 0 | -246512.8382 | -115689.6092 | 0 | 0 | 0 | 0 | 0 | 0 | 0 | 0 | 0 | 0 | 0 | 0 | 0 | 0 | 0 | 0
2016-06-04 03:00 | 0 | 0 | 0 | 0 | 114548.1 | 0.45256 | 476751 | 0 | 0 | 0 | 0 | 1642141.698 | 1939584.9271 | 0 | 0 | 0 | 0 | 0 | 0 | 0 | 0 | 0 | 0 | 0 | 0 | 0 | 0 | 0 | 0 | 0 | -246512.8382 | -115689.6092 | 0 | 0 | 0 | 0 | 0 | 0 | 0 | 0 | 0 | 0 | 0 | 0 | 0 | 0 | 0 | 0
2016-06-04 04:00 | 0 | 0 | 0 | 0 | 83363.5525 | 0 | 445566 | 0 | 0 | 0 | 0 | 1395628.8597 | 1823895.3179 | 0 | 0 | 0 | 0 | 0 | 0 | 0 | 0 | 0 | 0 | 0 | 0 | 0 | 0 | 0 | 0 | 0 | -246512.8382 | -115689.6092 | 0 | 0 | 0 | 0 | 0 | 0 | 0 | 0 | 0 | 0 | 0 | 0 | 0 | 0 | 0 | 0
2016-06-04 05:00 | 0 | 0 | 0 | 0 | 443689.7901 | 0 | 417881 | 0 | 0 | 0 | 0 | 1305748.0406 | 1939584.9271 | 0 | 0 | 0 | 0 | 0 | 0 | 0 | 0 | 0 | 0 | 0 | 0 | 0 | 0 | 0 | 0 | 0 | -89880.8192 | 115689.6092 | 0 | 0 | 0 | 0 | 0 | 0 | 0 | 0 | 0 | 0 | 0 | 0 | 0 | 0 | 0 | 0
2016-06-04 06:00 | 0 | 0 | 0 | 0 | 33415.5525 | 0 | 395618 | 0 | 0 | 0 | 0 | 1059235.2023 | 1823895.3179 | 0 | 0 | 0 | 0 | 0 | 0 | 0 | 0 | 0 | 0 | 0 | 0 | 0 | 0 | 0 | 0 | 0 | -246512.8382 | -115689.6092 | 0 | 0 | 0 | 0 | 0 | 0 | 0 | 0 | 0 | 0 | 0 | 0 | 0 | 0 | 0 | 0
2016-06-04 07:00 | 0 | 0 | 0 | 0 | 16247.5525 | 0 | 378450 | 0 | 0 | 0 | 0 | 812722.3641 | 1708205.7086 | 0 | 0 | 0 | 0 | 0 | 0 | 0 | 0 | 0 | 0 | 0 | 0 | 0 | 0 | 0 | 0 | 0 | -246512.8382 | -115689.6092 | 0 | 0 | 0 | 0 | 0 | 0 | 0 | 0 | 0 | 0 | 0 | 0 | 0 | 0 | 0 | 0
2016-06-04 08:00 | 0 | 0 | 0 | 0 | 5500.5525 | 0 | 367703 | 0 | 0 | 0 | 0 | 566209.5259 | 1592516.0994 | 0 | 0 | 0 | 0 | 0 | 0 | 0 | 0 | 0 | 0 | 0 | 0 | 0 | 0 | 0 | 0 | 0 | -246512.8382 | -115689.6092 | 0 | 0 | 0 | 0 | 0 | 0 | 0 | 0 | 0 | 0 | 0 | 0 | 0 | 0 | 0 | 0
2016-06-04 09:00 | 0 | 0 | 0 | 0 | 233290.771 | 0 | 364114 | 0 | 0 | 0 | 0 | 319696.6876 | 1708205.7086 | 0 | 0 | 0 | 0 | 0 | 0 | 0 | 0 | 0 | 0 | 0 | 0 | 0 | 0 | 0 | 0 | 0 | -246512.8382 | 115689.6092 | 0 | 0 | 0 | 0 | 0 | 0 | 0 | 0 | 0 | 0 | 0 | 0 | 0 | 0 | 0 | 0
2016-06-04 10:00 | 0 | 0 | 0 | 0 | 415870.2839 | 0 | 364270 | 0 | 0 | 0 | 0 | 476695.4443 | 1592516.0994 | 0 | 0 | 0 | 0 | 0 | 0 | 0 | 10291.1364 | 0 | 0 | 0 | 0 | 0 | 0 | 0 | 0 | 0 | 156998.7567 | -115689.6092 | 0 | 0 | 0 | 0 | 0 | 0 | 0 | 0 | 0 | 10291.1364 | 0 | 0 | 0 | 0 | 0 | 0
2016-06-04 11:00 | 0 | 0 | 0 | 0 | 0 | 10.4161 | 372504 | 0 | 0 | 0 | 0 | 230182.6061 | 1476826.4902 | 0 | 0 | 0 | 0 | 0 | 0 | 0 | 0 | 0 | 0 | 0 | 0 | 0 | 0 | 0 | 0 | 0 | -246512.8382 | -115689.6092 | 0 | 0 | 0 | 0 | 0 | 0 | 0 | 0 | 0 | -10291.1364 | 0 | 0 | 0 | 0 | 0 | 0
2016-06-04 12:00 | 0 | 0 | 0 | 0 | 0 | 157617.9569 | 391583 | 0 | 0 | 0 | 0 | 111907.1723 | 1361136.8809 | 0 | 0 | 0 | 0 | 0 | 0 | 0 | 0 | 0 | 0 | 0 | 0 | 0 | 0 | 0 | 0 | 0 | -118275.4338 | -115689.6092 | 0 | 0 | 0 | 0 | 0 | 0 | 0 | 0 | 0 | 0 | 0 | 0 | 0 | 0 | 0 | 0
2016-06-04 13:00 | 0 | 0 | 0 | 0 | 0 | 557972.8518 | 416910 | 0 | 0 | 0 | 0 | 137280.4149 | 1476826.4902 | 0 | 0 | 0 | 0 | 0 | 0 | 0 | 0 | 0 | 0 | 0 | 0 | 0 | 0 | 0 | 0 | 0 | 25373.2426 | 115689.6092 | 0 | 0 | 0 | 0 | 0 | 0 | 0 | 0 | 0 | 0 | 0 | 0 | 0 | 0 | 0 | 0
2016-06-04 14:00 | 0 | 0 | 0 | 0 | 92073.0883 | 714378.3592 | 444249 | 0 | 0 | 0 | 0 | 383793.2531 | 1592516.0994 | 0 | 0 | 0 | 0 | 0 | 0 | 0 | 0 | 0 | 0 | 0 | 0 | 0 | 0 | 0 | 0 | 0 | 246512.8382 | 115689.6092 | 0 | 0 | 0 | 0 | 0 | 0 | 0 | 0 | 0 | 0 | 0 | 0 | 0 | 0 | 0 | 0
2016-06-04 15:00 | 0 | 0 | 0 | 0 | 0 | 822378.3722 | 469972 | 0 | 0 | 0 | 0 | 620510.0161 | 1708205.7086 | 0 | 0 | 0 | 0 | 0 | 0 | 0 | 0 | 0 | 0 | 0 | 0 | 0 | 0 | 0 | 0 | 0 | 236716.763 | 115689.6092 | 0 | 0 | 0 | 0 | 0 | 0 | 0 | 0 | 0 | 0 | 0 | 0 | 0 | 0 | 0 | 0
2016-06-04 16:00 | 0 | 0 | 0 | 0 | 0 | 860118.3856 | 491295 | 0 | 0 | 0 | 0 | 867022.8543 | 1799722.5407 | 0 | 0 | 0 | 0 | 0 | 0 | 0 | 30793.7153 | 0 | 0 | 0 | 0 | 0 | 0 | 0 | 0 | 0 | 246512.8382 | 91516.832 | 0 | 0 | 0 | 0 | 0 | 0 | 0 | 0 | 0 | 30793.7153 | 0 | 0 | 0 | 0 | 0 | 0
2016-06-04 17:00 | 0 | 0 | 0 | 0 | 0 | 868616.4267 | 507879 | 0 | 0 | 0 | 0 | 1113535.6926 | 1915412.1499 | 0 | 0 | 0 | 0 | 0 | 0 | 0 | 29328.6945 | 0 | 0 | 0 | 0 | 0 | 0 | 0 | 0 | 0 | 246512.8382 | 115689.6092 | 0 | 0 | 0 | 0 | 0 | 0 | 0 | 0 | 0 | -1465.0208 | 0 | 0 | 0 | 0 | 0 | 0
2016-06-04 18:00 | 0 | 0 | 0 | 0 | 0 | 863718.9356 | 520690 | 0 | 0 | 0 | 0 | 1360048.5308 | 2031101.7591 | 0 | 0 | 0 | 0 | 0 | 0 | 0 | 10155.1826 | 0 | 0 | 0 | 0 | 0 | 0 | 0 | 0 | 0 | 246512.8382 | 115689.6092 | 0 | 0 | 0 | 0 | 0 | 0 | 0 | 0 | 0 | -19173.5119 | 0 | 0 | 0 | 0 | 0 | 0
2016-06-04 19:00 | 0 | 0 | 0 | 0 | 0 | 855110.4845 | 530123 | 0 | 0 | 0 | 0 | 1579501.5887 | 2146791.3684 | 0 | 0 | 0 | 0 | 0 | 0 | 0 | 0 | 0 | 0 | 0 | 0 | 0 | 0 | 0 | 0 | 0 | 219453.0579 | 115689.6092 | 0 | 0 | 0 | 0 | 0 | 0 | 0 | 0 | 0 | -10155.1826 | 0 | 0 | 0 | 0 | 0 | 0
2016-06-04 20:00 | 0 | 0 | 0 | 0 | 0 | 850501.3987 | 536156 | 0 | 0 | 0 | 0 | 1826014.4269 | 2214623.9289 | 0 | 0 | 0 | 0 | 0 | 0 | 0 | 0 | 0 | 0 | 0 | 0 | 0 | 0 | 0 | 0 | 0 | 246512.8382 | 67832.5605 | 0 | 0 | 0 | 0 | 0 | 0 | 0 | 0 | 0 | 0 | 0 | 0 | 0 | 0 | 0 | 0
2016-06-04 21:00 | 0 | 0 | 0 | 0 | 0 | 837929.4937 | 539077 | 0 | 0 | 0 | 0 | 2009177.3114 | 2330313.5381 | 0 | 0 | 0 | 0 | 0 | 0 | 0 | 0 | 0 | 0 | 0 | 0 | 0 | 0 | 0 | 0 | 0 | 183162.8845 | 115689.6092 | 0 | 0 | 0 | 0 | 0 | 0 | 0 | 0 | 0 | 0 | 0 | 0 | 0 | 0 | 0 | 0
2016-06-04 22:00 | 0 | 0 | 0 | 0 | 0 | 808310.7899 | 535584 | 0 | 0 | 0 | 0 | 2255690.1497 | 2356527.4897 | 0 | 0 | 0 | 0 | 0 | 0 | 0 | 0 | 0 | 0 | 0 | 0 | 0 | 0 | 0 | 0 | 0 | 246512.8382 | 26213.9516 | 0 | 0 | 0 | 0 | 0 | 0 | 0 | 0 | 0 | 0 | 0 | 0 | 0 | 0 | 0 | 0
2016-06-04 23:00 | 0 | 0 | 0 | 0 | 0 | 730629.3185 | 526357 | 0 | 0 | 0 | 0 | 2344272.8589 | 2472217.099 | 0 | 0 | 0 | 0 | 0 | 0 | 0 | 0 | 0 | 0 | 0 | 0 | 0 | 0 | 0 | 0 | 0 | 88582.7093 | 115689.6092 | 0 | 0 | 0 | 0 | 0 | 0 | 0 | 0 | 0 | 0 | 0 | 0 | 0 | 0 | 0 | 0
2016-06-05 | 0 | 0 | 0 | 0 | 0 | 595860.0111 | 517223 | 0 | 0 | 0 | 0 | 2538599.4793 | 2356527.4897 | 0 | 0 | 0 | 0 | 0 | 0 | 0 | 0 | 0 | 0 | 0 | 0 | 0 | 0 | 0 | 0 | 0 | 194326.6203 | -115689.6092 | 0 | 0 | 0 | 0 | 0 | 0 | 0 | 0 | 0 | 0 | 0 | 0 | 0 | 0 | 0 | 0
2016-06-05 01:00 | 0 | 0 | 0 | 0 | 0 | 323822.0784 | 507566 | 0 | 0 | 0 | 0 | 2292086.641 | 2419296.4064 | 0 | 0 | 0 | 0 | 0 | 0 | 0 | 0 | 0 | 0 | 0 | 0 | 0 | 0 | 0 | 0 | 0 | -246512.8382 | 62768.9167 | 0 | 0 | 0 | 0 | 0 | 0 | 0 | 0 | 0 | 0 | 0 | 0 | 0 | 0 | 0 | 0
2016-06-05 02:00 | 0 | 0 | 0 | 0 | 93814.7386 | 32677.8139 | 488695 | 0 | 0 | 0 | 0 | 2045573.8028 | 2303606.7972 | 0 | 0 | 0 | 0 | 0 | 0 | 0 | 0 | 0 | 0 | 0 | 0 | 0 | 0 | 0 | 0 | 0 | -246512.8382 | -115689.6092 | 0 | 0 | 0 | 0 | 0 | 0 | 0 | 0 | 0 | 0 | 0 | 0 | 0 | 0 | 0 | 0
2016-06-05 03:00 | 0 | 0 | 0 | 0 | 99006.5525 | 0 | 461209 | 0 | 0 | 0 | 0 | 1799060.9645 | 2187917.1879 | 0 | 0 | 0 | 0 | 0 | 0 | 0 | 0 | 0 | 0 | 0 | 0 | 0 | 0 | 0 | 0 | 0 | -246512.8382 | -115689.6092 | 0 | 0 | 0 | 0 | 0 | 0 | 0 | 0 | 0 | 0 | 0 | 0 | 0 | 0 | 0 | 0
2016-06-05 04:00 | 0 | 0 | 0 | 0 | 69370.5525 | 0 | 431573 | 0 | 0 | 0 | 0 | 1552548.1263 | 2072227.5787 | 0 | 0 | 0 | 0 | 0 | 0 | 0 | 0 | 0 | 0 | 0 | 0 | 0 | 0 | 0 | 0 | 0 | -246512.8382 | -115689.6092 | 0 | 0 | 0 | 0 | 0 | 0 | 0 | 0 | 0 | 0 | 0 | 0 | 0 | 0 | 0 | 0
2016-06-05 05:00 | 0 | 0 | 0 | 0 | 424798.0105 | 0 | 406781 | 0 | 0 | 0 | 0 | 1454875.5275 | 2187917.1879 | 0 | 0 | 0 | 0 | 0 | 0 | 0 | 0 | 0 | 0 | 0 | 0 | 0 | 0 | 0 | 0 | 0 | -97672.5988 | 115689.6092 | 0 | 0 | 0 | 0 | 0 | 0 | 0 | 0 | 0 | 0 | 0 | 0 | 0 | 0 | 0 | 0
2016-06-05 06:00 | 0 | 0 | 0 | 0 | 24216.5525 | 0 | 386419 | 0 | 0 | 0 | 0 | 1208362.6893 | 2072227.5787 | 0 | 0 | 0 | 0 | 0 | 0 | 0 | 0 | 0 | 0 | 0 | 0 | 0 | 0 | 0 | 0 | 0 | -246512.8382 | -115689.6092 | 0 | 0 | 0 | 0 | 0 | 0 | 0 | 0 | 0 | 0 | 0 | 0 | 0 | 0 | 0 | 0
2016-06-05 07:00 | 0 | 0 | 0 | 0 | 8226.5525 | 0 | 370429 | 0 | 0 | 0 | 0 | 961849.851 | 1956537.9695 | 0 | 0 | 0 | 0 | 0 | 0 | 0 | 0 | 0 | 0 | 0 | 0 | 0 | 0 | 0 | 0 | 0 | -246512.8382 | -115689.6092 | 0 | 0 | 0 | 0 | 0 | 0 | 0 | 0 | 0 | 0 | 0 | 0 | 0 | 0 | 0 | 0
2016-06-05 08:00 | 0 | 0 | 0 | 0 | 0 | 0 | 360252 | 0 | 0 | 0 | 0 | 715337.0128 | 1842798.8077 | 0 | 0 | 0 | 0 | 0 | 0 | 0 | 0 | 0 | 0 | 0 | 0 | 0 | 0 | 0 | 0 | 0 | -246512.8382 | -113739.1618 | 0 | 0 | 0 | 0 | 0 | 0 | 0 | 0 | 0 | 0 | 0 | 0 | 0 | 0 | 0 | 0
2016-06-05 09:00 | 0 | 0 | 0 | 0 | 0 | 0 | 355281 | 0 | 0 | 0 | 0 | 468824.1745 | 1734030.646 | 0 | 0 | 0 | 0 | 0 | 0 | 0 | 0 | 0 | 0 | 0 | 0 | 0 | 0 | 0 | 0 | 0 | -246512.8382 | -108768.1618 | 0 | 0 | 0 | 0 | 0 | 0 | 0 | 0 | 0 | 0 | 0 | 0 | 0 | 0 | 0 | 0
2016-06-05 10:00 | 0 | 0 | 0 | 0 | 381473.6004 | 0 | 352955 | 0 | 0 | 0 | 0 | 613032.3842 | 1618341.0367 | 0 | 0 | 0 | 0 | 0 | 0 | 0 | 0 | 0 | 0 | 0 | 0 | 0 | 0 | 0 | 0 | 0 | 144208.2097 | -115689.6092 | 0 | 0 | 0 | 0 | 0 | 0 | 0 | 0 | 0 | 0 | 0 | 0 | 0 | 0 | 0 | 0
2016-06-05 11:00 | 0 | 0 | 0 | 0 | 0 | 14.0702 | 357290 | 0 | 0 | 0 | 0 | 366519.546 | 1507577.9452 | 0 | 0 | 0 | 0 | 0 | 0 | 0 | 0 | 0 | 0 | 0 | 0 | 0 | 0 | 0 | 0 | 0 | -246512.8382 | -110763.0916 | 0 | 0 | 0 | 0 | 0 | 0 | 0 | 0 | 0 | 0 | 0 | 0 | 0 | 0 | 0 | 0
2016-06-05 12:00 | 0 | 0 | 0 | 0 | 85848.6118 | 157350.1591 | 374022 | 0 | 0 | 0 | 0 | 120006.7077 | 1623267.5544 | 0 | 0 | 0 | 0 | 0 | 0 | 0 | 0 | 0 | 0 | 0 | 0 | 0 | 0 | 0 | 0 | 0 | -246512.8382 | 115689.6092 | 0 | 0 | 0 | 0 | 0 | 0 | 0 | 0 | 0 | 0 | 0 | 0 | 0 | 0 | 0 | 0
2016-06-05 13:00 | 0 | 0 | 0 | 0 | 114655.0295 | 557590.2171 | 397413 | 0 | 0 | 0 | 0 | 279149.3451 | 1738957.1636 | 0 | 0 | 0 | 0 | 0 | 0 | 0 | 0 | 0 | 0 | 0 | 0 | 0 | 0 | 0 | 0 | 0 | 159142.6374 | 115689.6092 | 0 | 0 | 0 | 0 | 0 | 0 | 0 | 0 | 0 | 0 | 0 | 0 | 0 | 0 | 0 | 0
2016-06-05 14:00 | 0 | 0 | 0 | 0 | 0 | 744259.6234 | 422285 | 0 | 0 | 0 | 0 | 525662.1833 | 1814418.9488 | 0 | 0 | 0 | 0 | 0 | 0 | 0 | 0 | 0 | 0 | 0 | 0 | 0 | 0 | 0 | 0 | 0 | 246512.8382 | 75461.7851 | 0 | 0 | 0 | 0 | 0 | 0 | 0 | 0 | 0 | 0 | 0 | 0 | 0 | 0 | 0 | 0
2016-06-05 15:00 | 0 | 0 | 0 | 0 | 0 | 807725.4475 | 445523 | 0 | 0 | 0 | 0 | 772175.0216 | 1930108.558 | 0 | 0 | 0 | 0 | 0 | 0 | 0 | 0 | 0 | 0 | 0 | 0 | 0 | 0 | 0 | 0 | 0 | 246512.8382 | 115689.6092 | 0 | 0 | 0 | 0 | 0 | 0 | 0 | 0 | 0 | 0 | 0 | 0 | 0 | 0 | 0 | 0
2016-06-05 16:00 | 0 | 0 | 0 | 0 | 0 | 828246.4475 | 466044 | 0 | 0 | 0 | 0 | 1018687.8598 | 2045798.1672 | 0 | 0 | 0 | 0 | 0 | 0 | 0 | 0 | 0 | 0 | 0 | 0 | 0 | 0 | 0 | 0 | 0 | 246512.8382 | 115689.6092 | 0 | 0 | 0 | 0 | 0 | 0 | 0 | 0 | 0 | 0 | 0 | 0 | 0 | 0 | 0 | 0
2016-06-05 17:00 | 0 | 0 | 0 | 0 | 0 | 858264.2621 | 483304 | 0 | 0 | 0 | 0 | 1265200.6981 | 2161487.7765 | 0 | 0 | 0 | 0 | 0 | 0 | 0 | 12757.8146 | 0 | 0 | 0 | 0 | 0 | 0 | 0 | 0 | 0 | 246512.8382 | 115689.6092 | 0 | 0 | 0 | 0 | 0 | 0 | 0 | 0 | 0 | 12757.8146 | 0 | 0 | 0 | 0 | 0 | 0
2016-06-05 18:00 | 0 | 0 | 0 | 0 | 0 | 882074.4746 | 497201 | 0 | 0 | 0 | 0 | 1511713.5363 | 2277177.3857 | 0 | 0 | 0 | 0 | 0 | 0 | 0 | 35428.8417 | 0 | 0 | 0 | 0 | 0 | 0 | 0 | 0 | 0 | 246512.8382 | 115689.6092 | 0 | 0 | 0 | 0 | 0 | 0 | 0 | 0 | 0 | 22671.0271 | 0 | 0 | 0 | 0 | 0 | 0
2016-06-05 19:00 | 0 | 0 | 0 | 0 | 0 | 872342.7243 | 508990 | 0 | 0 | 0 | 0 | 1758226.3746 | 2392866.9949 | 0 | 0 | 0 | 0 | 0 | 0 | 0 | 36579.1185 | 0 | 0 | 0 | 0 | 0 | 0 | 0 | 0 | 0 | 246512.8382 | 115689.6092 | 0 | 0 | 0 | 0 | 0 | 0 | 0 | 0 | 0 | 1150.2768 | 0 | 0 | 0 | 0 | 0 | 0
2016-06-05 20:00 | 0 | 0 | 0 | 0 | 0 | 868970.2584 | 519010 | 0 | 0 | 0 | 0 | 2004739.2128 | 2508556.6042 | 0 | 0 | 0 | 0 | 0 | 0 | 0 | 24336.9295 | 0 | 0 | 0 | 0 | 0 | 0 | 0 | 0 | 0 | 246512.8382 | 115689.6092 | 0 | 0 | 0 | 0 | 0 | 0 | 0 | 0 | 0 | -12242.189 | 0 | 0 | 0 | 0 | 0 | 0
2016-06-05 21:00 | 0 | 0 | 0 | 0 | 0 | 859288.1266 | 525768 | 0 | 0 | 0 | 0 | 2216112.9443 | 2624246.2134 | 0 | 0 | 0 | 0 | 0 | 0 | 0 | 30793.7153 | 0 | 0 | 0 | 0 | 0 | 0 | 0 | 0 | 0 | 211373.7315 | 115689.6092 | 0 | 0 | 0 | 0 | 0 | 0 | 0 | 0 | 0 | 6456.7859 | 0 | 0 | 0 | 0 | 0 | 0
2016-06-05 22:00 | 0 | 0 | 0 | 0 | 0 | 830715.8241 | 526990 | 0 | 0 | 0 | 0 | 2462625.7825 | 2712252.9145 | 0 | 0 | 0 | 0 | 0 | 0 | 0 | 0 | 0 | 0 | 0 | 0 | 0 | 0 | 0 | 0 | 0 | 246512.8382 | 88006.7011 | 0 | 0 | 0 | 0 | 0 | 0 | 0 | 0 | 0 | -30793.7153 | 0 | 0 | 0 | 0 | 0 | 0
2016-06-05 23:00 | 0 | 0 | 0 | 0 | 0 | 743256.9215 | 521930 | 0 | 0 | 0 | 0 | 2709138.6208 | 2687066.9978 | 0 | 0 | 0 | 0 | 0 | 0 | 0 | 0 | 0 | 0 | 0 | 0 | 0 | 0 | 0 | 0 | 0 | 246512.8382 | -25185.9167 | 0 | 0 | 0 | 0 | 0 | 0 | 0 | 0 | 0 | 0 | 0 | 0 | 0 | 0 | 0 | 0
2016-06-06 | 0 | 0 | 0 | 0 | 0 | 606894.2466 | 513888 | 0 | 0 | 0 | 0 | 2686455.2581 | 2802756.607 | 0 | 0 | 0 | 0 | 0 | 0 | 0 | 0 | 0 | 0 | 0 | 0 | 0 | 0 | 0 | 0 | 0 | -22683.3626 | 115689.6092 | 0 | 0 | 0 | 0 | 0 | 0 | 0 | 0 | 0 | 0 | 0 | 0 | 0 | 0 | 0 | 0
2016-06-06 01:00 | 0 | 0 | 0 | 0 | 0 | 333506.0205 | 504098 | 0 | 0 | 0 | 0 | 2631552.8879 | 2687066.9978 | 0 | 0 | 0 | 0 | 0 | 0 | 0 | 0 | 0 | 0 | 0 | 0 | 0 | 0 | 0 | 0 | 0 | -54902.3702 | -115689.6092 | 0 | 0 | 0 | 0 | 0 | 0 | 0 | 0 | 0 | 0 | 0 | 0 | 0 | 0 | 0 | 0
2016-06-06 02:00 | 0 | 0 | 0 | 0 | 77419.4491 | 45989.1034 | 485611 | 0 | 0 | 0 | 0 | 2385040.0497 | 2571377.3886 | 0 | 0 | 0 | 0 | 0 | 0 | 0 | 0 | 0 | 0 | 0 | 0 | 0 | 0 | 0 | 0 | 0 | -246512.8382 | -115689.6092 | 0 | 0 | 0 | 0 | 0 | 0 | 0 | 0 | 0 | 0 | 0 | 0 | 0 | 0 | 0 | 0
2016-06-06 03:00 | 0 | 0 | 0 | 0 | 94312.6758 | 0.87676 | 456516 | 0 | 0 | 0 | 0 | 2138527.2114 | 2455687.7793 | 0 | 0 | 0 | 0 | 0 | 0 | 0 | 0 | 0 | 0 | 0 | 0 | 0 | 0 | 0 | 0 | 0 | -246512.8382 | -115689.6092 | 0 | 0 | 0 | 0 | 0 | 0 | 0 | 0 | 0 | 0 | 0 | 0 | 0 | 0 | 0 | 0
2016-06-06 04:00 | 0 | 0 | 0 | 0 | 64037.5525 | 0 | 426240 | 0 | 0 | 0 | 0 | 1892014.3732 | 2339998.1701 | 0 | 0 | 0 | 0 | 0 | 0 | 0 | 0 | 0 | 0 | 0 | 0 | 0 | 0 | 0 | 0 | 0 | -246512.8382 | -115689.6092 | 0 | 0 | 0 | 0 | 0 | 0 | 0 | 0 | 0 | 0 | 0 | 0 | 0 | 0 | 0 | 0
2016-06-06 05:00 | 0 | 0 | 0 | 0 | 40985.5525 | 0 | 403188 | 0 | 0 | 0 | 0 | 1645501.5349 | 2224308.5609 | 0 | 0 | 0 | 0 | 0 | 0 | 0 | 0 | 0 | 0 | 0 | 0 | 0 | 0 | 0 | 0 | 0 | -246512.8382 | -115689.6092 | 0 | 0 | 0 | 0 | 0 | 0 | 0 | 0 | 0 | 0 | 0 | 0 | 0 | 0 | 0 | 0
2016-06-06 06:00 | 0 | 0 | 0 | 0 | 485425.1618 | 0 | 384384 | 0 | 0 | 0 | 0 | 1622460.535 | 2339998.1701 | 0 | 0 | 0 | 0 | 0 | 0 | 0 | 8392.5525 | 0 | 0 | 0 | 0 | 0 | 0 | 0 | 0 | 0 | -23041 | 115689.6092 | 0 | 0 | 0 | 0 | 0 | 0 | 0 | 0 | 0 | 8392.5525 | 0 | 0 | 0 | 0 | 0 | 0
2016-06-06 07:00 | 0 | 0 | 0 | 0 | 0 | 0 | 370595 | 0 | 0 | 0 | 0 | 1375947.6967 | 2224308.5609 | 0 | 0 | 0 | 0 | 0 | 0 | 0 | 0 | 0 | 0 | 0 | 0 | 0 | 0 | 0 | 0 | 0 | -246512.8382 | -115689.6092 | 0 | 0 | 0 | 0 | 0 | 0 | 0 | 0 | 0 | -8392.5525 | 0 | 0 | 0 | 0 | 0 | 0
2016-06-06 08:00 | 0 | 0 | 0 | 0 | 3812.5525 | 0 | 366015 | 0 | 0 | 0 | 0 | 1129434.8585 | 2108618.9516 | 0 | 0 | 0 | 0 | 0 | 0 | 0 | 0 | 0 | 0 | 0 | 0 | 0 | 0 | 0 | 0 | 0 | -246512.8382 | -115689.6092 | 0 | 0 | 0 | 0 | 0 | 0 | 0 | 0 | 0 | 0 | 0 | 0 | 0 | 0 | 0 | 0
2016-06-06 09:00 | 0 | 0 | 0 | 0 | 9222.5525 | 0 | 371425 | 0 | 0 | 0 | 0 | 882922.0202 | 1992929.3424 | 0 | 0 | 0 | 0 | 0 | 0 | 0 | 0 | 0 | 0 | 0 | 0 | 0 | 0 | 0 | 0 | 0 | -246512.8382 | -115689.6092 | 0 | 0 | 0 | 0 | 0 | 0 | 0 | 0 | 0 | 0 | 0 | 0 | 0 | 0 | 0 | 0
2016-06-06 10:00 | 0 | 0 | 0 | 0 | 257111.771 | 0 | 387935 | 0 | 0 | 0 | 0 | 636409.182 | 2108618.9516 | 0 | 0 | 0 | 0 | 0 | 0 | 0 | 0 | 0 | 0 | 0 | 0 | 0 | 0 | 0 | 0 | 0 | -246512.8382 | 115689.6092 | 0 | 0 | 0 | 0 | 0 | 0 | 0 | 0 | 0 | 0 | 0 | 0 | 0 | 0 | 0 | 0
2016-06-06 11:00 | 0 | 0 | 0 | 0 | 411076.9958 | 12.8102 | 411661 | 0 | 0 | 0 | 0 | 751527.5972 | 1992929.3424 | 0 | 0 | 0 | 0 | 0 | 0 | 0 | 0 | 0 | 0 | 0 | 0 | 0 | 0 | 0 | 0 | 0 | 115118.4152 | -115689.6092 | 0 | 0 | 0 | 0 | 0 | 0 | 0 | 0 | 0 | 0 | 0 | 0 | 0 | 0 | 0 | 0
2016-06-06 12:00 | 0 | 0 | 0 | 0 | 0 | 137030.544 | 435162 | 0 | 0 | 0 | 0 | 505014.7589 | 1941310.7246 | 0 | 0 | 0 | 0 | 0 | 0 | 0 | 0 | 0 | 0 | 0 | 0 | 0 | 0 | 0 | 0 | 0 | -246512.8382 | -51618.6178 | 0 | 0 | 0 | 0 | 0 | 0 | 0 | 0 | 0 | 0 | 0 | 0 | 0 | 0 | 0 | 0
2016-06-06 13:00 | 0 | 0 | 0 | 0 | 0 | 501508.2078 | 461328 | 0 | 0 | 0 | 0 | 429505.3575 | 2057000.3338 | 0 | 0 | 0 | 0 | 0 | 0 | 0 | 0 | 0 | 0 | 0 | 0 | 0 | 0 | 0 | 0 | 0 | -75509.4014 | 115689.6092 | 0 | 0 | 0 | 0 | 0 | 0 | 0 | 0 | 0 | 0 | 0 | 0 | 0 | 0 | 0 | 0
2016-06-06 14:00 | 0 | 0 | 0 | 0 | 130738.3406 | 716744.1069 | 485280 | 0 | 0 | 0 | 0 | 676018.1958 | 2172689.9431 | 0 | 0 | 0 | 0 | 0 | 0 | 0 | 0 | 0 | 0 | 0 | 0 | 0 | 0 | 0 | 0 | 0 | 246512.8382 | 115689.6092 | 0 | 0 | 0 | 0 | 0 | 0 | 0 | 0 | 0 | 0 | 0 | 0 | 0 | 0 | 0 | 0
2016-06-06 15:00 | 0 | 0 | 0 | 0 | 0 | 818186.2798 | 509087 | 0 | 0 | 0 | 0 | 869427.8663 | 2288379.5523 | 0 | 0 | 0 | 0 | 0 | 0 | 0 | 0 | 0 | 0 | 0 | 0 | 0 | 0 | 0 | 0 | 0 | 193409.6706 | 115689.6092 | 0 | 0 | 0 | 0 | 0 | 0 | 0 | 0 | 0 | 0 | 0 | 0 | 0 | 0 | 0 | 0
2016-06-06 16:00 | 0 | 0 | 0 | 0 | 0 | 861371.9065 | 527204 | 0 | 0 | 0 | 0 | 1115940.7046 | 2376034.6206 | 0 | 0 | 0 | 0 | 0 | 0 | 0 | 0 | 0 | 0 | 0 | 0 | 0 | 0 | 0 | 0 | 0 | 246512.8382 | 87655.0683 | 0 | 0 | 0 | 0 | 0 | 0 | 0 | 0 | 0 | 0 | 0 | 0 | 0 | 0 | 0 | 0
2016-06-06 17:00 | 0 | 0 | 0 | 0 | 0 | 868699.1972 | 545385 | 0 | 0 | 0 | 0 | 1323565.2925 | 2491724.2298 | 0 | 0 | 0 | 0 | 0 | 0 | 0 | 0 | 0 | 0 | 0 | 0 | 0 | 0 | 0 | 0 | 0 | 207624.588 | 115689.6092 | 0 | 0 | 0 | 0 | 0 | 0 | 0 | 0 | 0 | 0 | 0 | 0 | 0 | 0 | 0 | 0
2016-06-06 18:00 | 0 | 0 | 0 | 0 | 0 | 858140.9322 | 560299 | 0 | 0 | 0 | 0 | 1505717.6155 | 2607413.8391 | 0 | 0 | 0 | 0 | 0 | 0 | 0 | 0 | 0 | 0 | 0 | 0 | 0 | 0 | 0 | 0 | 0 | 182152.323 | 115689.6092 | 0 | 0 | 0 | 0 | 0 | 0 | 0 | 0 | 0 | 0 | 0 | 0 | 0 | 0 | 0 | 0
2016-06-06 19:00 | 0 | 0 | 0 | 0 | 0 | 838410.4109 | 570244 | 0 | 0 | 0 | 0 | 1752230.4538 | 2629067.4117 | 0 | 0 | 0 | 0 | 0 | 0 | 0 | 0 | 0 | 0 | 0 | 0 | 0 | 0 | 0 | 0 | 0 | 246512.8382 | 21653.5726 | 0 | 0 | 0 | 0 | 0 | 0 | 0 | 0 | 0 | 0 | 0 | 0 | 0 | 0 | 0 | 0
2016-06-06 20:00 | 0 | 0 | 0 | 0 | 0 | 818593.1793 | 578371 | 0 | 0 | 0 | 0 | 1876763.0238 | 2744757.0209 | 0 | 0 | 0 | 0 | 0 | 0 | 0 | 0 | 0 | 0 | 0 | 0 | 0 | 0 | 0 | 0 | 0 | 124532.5701 | 115689.6092 | 0 | 0 | 0 | 0 | 0 | 0 | 0 | 0 | 0 | 0 | 0 | 0 | 0 | 0 | 0 | 0
2016-06-06 21:00 | 0 | 0 | 0 | 0 | 0 | 788935.8601 | 581232 | 0 | 0 | 0 | 0 | 2123275.8621 | 2705948.0427 | 0 | 0 | 0 | 0 | 0 | 0 | 0 | 0 | 0 | 0 | 0 | 0 | 0 | 0 | 0 | 0 | 0 | 246512.8382 | -38808.9782 | 0 | 0 | 0 | 0 | 0 | 0 | 0 | 0 | 0 | 0 | 0 | 0 | 0 | 0 | 0 | 0
2016-06-06 22:00 | 0 | 0 | 0 | 0 | 0 | 751843.0724 | 579340 | 0 | 0 | 0 | 0 | 2180089.3253 | 2821637.652 | 0 | 0 | 0 | 0 | 0 | 0 | 0 | 0 | 0 | 0 | 0 | 0 | 0 | 0 | 0 | 0 | 0 | 56813.4632 | 115689.6092 | 0 | 0 | 0 | 0 | 0 | 0 | 0 | 0 | 0 | 0 | 0 | 0 | 0 | 0 | 0 | 0
2016-06-06 23:00 | 0 | 0 | 0 | 0 | 0 | 672725.5603 | 568858 | 0 | 0 | 0 | 0 | 2399646.4949 | 2705948.0427 | 0 | 0 | 0 | 0 | 0 | 0 | 0 | 0 | 0 | 0 | 0 | 0 | 0 | 0 | 0 | 0 | 0 | 219557.1696 | -115689.6092 | 0 | 0 | 0 | 0 | 0 | 0 | 0 | 0 | 0 | 0 | 0 | 0 | 0 | 0 | 0 | 0
2016-06-07 | 0 | 0 | 0 | 0 | 0 | 548153.817 | 558041 | 0 | 0 | 0 | 0 | 2274069.7026 | 2821637.652 | 0 | 0 | 0 | 0 | 0 | 0 | 0 | 0 | 0 | 0 | 0 | 0 | 0 | 0 | 0 | 0 | 0 | -125576.7922 | 115689.6092 | 0 | 0 | 0 | 0 | 0 | 0 | 0 | 0 | 0 | 0 | 0 | 0 | 0 | 0 | 0 | 0
2016-06-07 01:00 | 0 | 0 | 0 | 0 | 0 | 320757.4905 | 544630 | 0 | 0 | 0 | 0 | 2165886.8023 | 2705948.0427 | 0 | 0 | 0 | 0 | 0 | 0 | 0 | 0 | 0 | 0 | 0 | 0 | 0 | 0 | 0 | 0 | 0 | -108182.9003 | -115689.6092 | 0 | 0 | 0 | 0 | 0 | 0 | 0 | 0 | 0 | 0 | 0 | 0 | 0 | 0 | 0 | 0
2016-06-07 02:00 | 0 | 0 | 0 | 0 | 114086.8353 | 41249.7172 | 517539 | 0 | 0 | 0 | 0 | 1919373.9641 | 2590258.4335 | 0 | 0 | 0 | 0 | 0 | 0 | 0 | 0 | 0 | 0 | 0 | 0 | 0 | 0 | 0 | 0 | 0 | -246512.8382 | -115689.6092 | 0 | 0 | 0 | 0 | 0 | 0 | 0 | 0 | 0 | 0 | 0 | 0 | 0 | 0 | 0 | 0
2016-06-07 03:00 | 0 | 0 | 0 | 0 | 121011.8616 | 0.69091 | 483215 | 0 | 0 | 0 | 0 | 1672861.1259 | 2474568.8243 | 0 | 0 | 0 | 0 | 0 | 0 | 0 | 0 | 0 | 0 | 0 | 0 | 0 | 0 | 0 | 0 | 0 | -246512.8382 | -115689.6092 | 0 | 0 | 0 | 0 | 0 | 0 | 0 | 0 | 0 | 0 | 0 | 0 | 0 | 0 | 0 | 0
2016-06-07 04:00 | 0 | 0 | 0 | 0 | 541987.0927 | 0 | 448043 | 0 | 0 | 0 | 0 | 1651115.6093 | 2590258.4335 | 0 | 0 | 0 | 0 | 0 | 0 | 0 | 0 | 0 | 0 | 0 | 0 | 0 | 0 | 0 | 0 | 0 | -21745.5166 | 115689.6092 | 0 | 0 | 0 | 0 | 0 | 0 | 0 | 0 | 0 | 0 | 0 | 0 | 0 | 0 | 0 | 0
2016-06-07 05:00 | 0 | 0 | 0 | 0 | 57162.5525 | 0 | 419365 | 0 | 0 | 0 | 0 | 1404602.771 | 2474568.8243 | 0 | 0 | 0 | 0 | 0 | 0 | 0 | 0 | 0 | 0 | 0 | 0 | 0 | 0 | 0 | 0 | 0 | -246512.8382 | -115689.6092 | 0 | 0 | 0 | 0 | 0 | 0 | 0 | 0 | 0 | 0 | 0 | 0 | 0 | 0 | 0 | 0
2016-06-07 06:00 | 0 | 0 | 0 | 0 | 35105.5525 | 0 | 397308 | 0 | 0 | 0 | 0 | 1158089.9328 | 2358879.215 | 0 | 0 | 0 | 0 | 0 | 0 | 0 | 0 | 0 | 0 | 0 | 0 | 0 | 0 | 0 | 0 | 0 | -246512.8382 | -115689.6092 | 0 | 0 | 0 | 0 | 0 | 0 | 0 | 0 | 0 | 0 | 0 | 0 | 0 | 0 | 0 | 0
2016-06-07 07:00 | 0 | 0 | 0 | 0 | 374656.0734 | 0 | 381818 | 0 | 0 | 0 | 0 | 1266617.6154 | 2243189.6058 | 0 | 0 | 0 | 0 | 0 | 0 | 0 | 0 | 0 | 0 | 0 | 0 | 0 | 0 | 0 | 0 | 0 | 108527.6826 | -115689.6092 | 0 | 0 | 0 | 0 | 0 | 0 | 0 | 0 | 0 | 0 | 0 | 0 | 0 | 0 | 0 | 0
2016-06-07 08:00 | 0 | 0 | 0 | 0 | 342081.8469 | 0 | 375224 | 0 | 0 | 0 | 0 | 1100070.3006 | 2358879.215 | 0 | 0 | 0 | 0 | 0 | 0 | 0 | 17715.5525 | 0 | 0 | 0 | 0 | 0 | 0 | 0 | 0 | 0 | -166547.3148 | 115689.6092 | 0 | 0 | 0 | 0 | 0 | 0 | 0 | 0 | 0 | 17715.5525 | 0 | 0 | 0 | 0 | 0 | 0
2016-06-07 09:00 | 0 | 0 | 0 | 0 | 0 | 0 | 379918 | 0 | 0 | 0 | 0 | 853557.4624 | 2243189.6058 | 0 | 0 | 0 | 0 | 0 | 0 | 0 | 0 | 0 | 0 | 0 | 0 | 0 | 0 | 0 | 0 | 0 | -246512.8382 | -115689.6092 | 0 | 0 | 0 | 0 | 0 | 0 | 0 | 0 | 0 | -17715.5525 | 0 | 0 | 0 | 0 | 0 | 0
2016-06-07 10:00 | 0 | 0 | 0 | 0 | 32212.5525 | 0 | 394415 | 0 | 0 | 0 | 0 | 607044.6241 | 2127499.9966 | 0 | 0 | 0 | 0 | 0 | 0 | 0 | 0 | 0 | 0 | 0 | 0 | 0 | 0 | 0 | 0 | 0 | -246512.8382 | -115689.6092 | 0 | 0 | 0 | 0 | 0 | 0 | 0 | 0 | 0 | 0 | 0 | 0 | 0 | 0 | 0 | 0
2016-06-07 11:00 | 0 | 0 | 0 | 0 | 244000.7491 | 6.0166 | 414034 | 0 | 0 | 0 | 0 | 546921.5958 | 2011810.3873 | 0 | 0 | 0 | 0 | 0 | 0 | 0 | 5785.4032 | 0 | 0 | 0 | 0 | 0 | 0 | 0 | 0 | 0 | -60123.0283 | -115689.6092 | 0 | 0 | 0 | 0 | 0 | 0 | 0 | 0 | 0 | 5785.4032 | 0 | 0 | 0 | 0 | 0 | 0
2016-06-07 12:00 | 0 | 0 | 0 | 0 | 117420.0478 | 118094.998 | 436079 | 0 | 0 | 0 | 0 | 300408.7576 | 2026965.556 | 0 | 0 | 0 | 0 | 0 | 0 | 0 | 36579.1185 | 0 | 0 | 0 | 0 | 0 | 0 | 0 | 0 | 0 | -246512.8382 | 15155.1687 | 0 | 0 | 0 | 0 | 0 | 0 | 0 | 0 | 0 | 30793.7153 | 0 | 0 | 0 | 0 | 0 | 0
2016-06-07 13:00 | 0 | 0 | 0 | 0 | 0 | 484682.6585 | 460021 | 0 | 0 | 0 | 0 | 446545.4285 | 1911275.9468 | 0 | 0 | 0 | 0 | 0 | 0 | 0 | 30793.7153 | 0 | 0 | 0 | 0 | 0 | 0 | 0 | 0 | 0 | 146136.6709 | -115689.6092 | 0 | 0 | 0 | 0 | 0 | 0 | 0 | 0 | 0 | -5785.4032 | 0 | 0 | 0 | 0 | 0 | 0
2016-06-07 14:00 | 0 | 0 | 0 | 0 | 124208.8338 | 692541.8984 | 485342 | 0 | 0 | 0 | 0 | 693058.2668 | 2026965.556 | 0 | 0 | 0 | 0 | 0 | 0 | 0 | 0 | 0 | 0 | 0 | 0 | 0 | 0 | 0 | 0 | 0 | 246512.8382 | 115689.6092 | 0 | 0 | 0 | 0 | 0 | 0 | 0 | 0 | 0 | -30793.7153 | 0 | 0 | 0 | 0 | 0 | 0
2016-06-07 15:00 | 0 | 0 | 0 | 0 | 0 | 799737.0365 | 508842 | 0 | 0 | 0 | 0 | 868263.694 | 2142655.1653 | 0 | 0 | 0 | 0 | 0 | 0 | 0 | 0 | 0 | 0 | 0 | 0 | 0 | 0 | 0 | 0 | 0 | 175205.4272 | 115689.6092 | 0 | 0 | 0 | 0 | 0 | 0 | 0 | 0 | 0 | 0 | 0 | 0 | 0 | 0 | 0 | 0
2016-06-07 16:00 | 0 | 0 | 0 | 0 | 0 | 846752.2318 | 528600 | 0 | 0 | 0 | 0 | 1070726.3166 | 2258344.7745 | 0 | 0 | 0 | 0 | 0 | 0 | 0 | 0 | 0 | 0 | 0 | 0 | 0 | 0 | 0 | 0 | 0 | 202462.6226 | 115689.6092 | 0 | 0 | 0 | 0 | 0 | 0 | 0 | 0 | 0 | 0 | 0 | 0 | 0 | 0 | 0 | 0
2016-06-07 17:00 | 0 | 0 | 0 | 0 | 81323.8633 | 857916.2995 | 546244 | 0 | 0 | 0 | 0 | 1317239.1548 | 2374034.3837 | 0 | 0 | 0 | 0 | 0 | 0 | 0 | 30793.7153 | 0 | 0 | 0 | 0 | 0 | 0 | 0 | 0 | 0 | 246512.8382 | 115689.6092 | 0 | 0 | 0 | 0 | 0 | 0 | 0 | 0 | 0 | 30793.7153 | 0 | 0 | 0 | 0 | 0 | 0
2016-06-07 18:00 | 0 | 0 | 0 | 0 | 0 | 848116.8411 | 559521 | 0 | 0 | 0 | 0 | 1563751.9931 | 2410331.9834 | 0 | 0 | 0 | 0 | 0 | 0 | 0 | 36579.1185 | 0 | 0 | 0 | 0 | 0 | 0 | 0 | 0 | 0 | 246512.8382 | 36297.5997 | 0 | 0 | 0 | 0 | 0 | 0 | 0 | 0 | 0 | 5785.4032 | 0 | 0 | 0 | 0 | 0 | 0
2016-06-07 19:00 | 0 | 0 | 0 | 0 | 0 | 831067.9433 | 569433 | 0 | 0 | 0 | 0 | 1709697.3271 | 2526021.5927 | 0 | 0 | 0 | 0 | 0 | 0 | 0 | 36579.1185 | 0 | 0 | 0 | 0 | 0 | 0 | 0 | 0 | 0 | 145945.334 | 115689.6092 | 0 | 0 | 0 | 0 | 0 | 0 | 0 | 0 | 0 | 0 | 0 | 0 | 0 | 0 | 0 | 0
2016-06-07 20:00 | 0 | 0 | 0 | 0 | 0 | 814140.3935 | 575757 | 0 | 0 | 0 | 0 | 1863184.8267 | 2641711.2019 | 0 | 0 | 0 | 0 | 0 | 0 | 0 | 5785.4032 | 0 | 0 | 0 | 0 | 0 | 0 | 0 | 0 | 0 | 153487.4996 | 115689.6092 | 0 | 0 | 0 | 0 | 0 | 0 | 0 | 0 | 0 | -30793.7153 | 0 | 0 | 0 | 0 | 0 | 0
2016-06-07 21:00 | 0 | 0 | 0 | 0 | 113870.0757 | 792043.9449 | 579190 | 0 | 0 | 0 | 0 | 2109697.6649 | 2691128.6689 | 0 | 0 | 0 | 0 | 0 | 0 | 0 | 36579.1185 | 0 | 0 | 0 | 0 | 0 | 0 | 0 | 0 | 0 | 246512.8382 | 49417.467 | 0 | 0 | 0 | 0 | 0 | 0 | 0 | 0 | 0 | 30793.7153 | 0 | 0 | 0 | 0 | 0 | 0
2016-06-07 22:00 | 0 | 0 | 0 | 0 | 0 | 756387.1896 | 575363 | 0 | 0 | 0 | 0 | 2356210.5031 | 2656433.7356 | 0 | 0 | 0 | 0 | 0 | 0 | 0 | 5785.4032 | 0 | 0 | 0 | 0 | 0 | 0 | 0 | 0 | 0 | 246512.8382 | -34694.9334 | 0 | 0 | 0 | 0 | 0 | 0 | 0 | 0 | 0 | -30793.7153 | 0 | 0 | 0 | 0 | 0 | 0
2016-06-07 23:00 | 0 | 0 | 0 | 0 | 0 | 668280.4596 | 564201 | 0 | 0 | 0 | 0 | 2581764.9751 | 2540744.1263 | 0 | 0 | 0 | 0 | 0 | 0 | 0 | 0 | 0 | 0 | 0 | 0 | 0 | 0 | 0 | 0 | 0 | 225554.472 | -115689.6092 | 0 | 0 | 0 | 0 | 0 | 0 | 0 | 0 | 0 | -5785.4032 | 0 | 0 | 0 | 0 | 0 | 0
2016-06-08 | 0 | 0 | 0 | 0 | 0 | 530352.6405 | 548515 | 0 | 0 | 0 | 0 | 2679292.2248 | 2425054.5171 | 0 | 0 | 0 | 0 | 0 | 0 | 0 | 0 | 0 | 0 | 0 | 0 | 0 | 0 | 0 | 0 | 0 | 97527.2497 | -115689.6092 | 0 | 0 | 0 | 0 | 0 | 0 | 0 | 0 | 0 | 0 | 0 | 0 | 0 | 0 | 0 | 0
2016-06-08 01:00 | 0 | 0 | 0 | 0 | 0 | 294176.1907 | 533334 | 0 | 0 | 0 | 0 | 2432779.3866 | 2432409.5461 | 0 | 0 | 0 | 0 | 0 | 0 | 0 | 0 | 0 | 0 | 0 | 0 | 0 | 0 | 0 | 0 | 0 | -246512.8382 | 7355.029 | 0 | 0 | 0 | 0 | 0 | 0 | 0 | 0 | 0 | 0 | 0 | 0 | 0 | 0 | 0 | 0
2016-06-08 02:00 | 0 | 0 | 0 | 0 | 104106.0159 | 40561.5367 | 506870 | 0 | 0 | 0 | 0 | 2186266.5484 | 2316719.9369 | 0 | 0 | 0 | 0 | 0 | 0 | 0 | 0 | 0 | 0 | 0 | 0 | 0 | 0 | 0 | 0 | 0 | -246512.8382 | -115689.6092 | 0 | 0 | 0 | 0 | 0 | 0 | 0 | 0 | 0 | 0 | 0 | 0 | 0 | 0 | 0 | 0
2016-06-08 03:00 | 0 | 0 | 0 | 0 | 108773.526 | 2.0265 | 470978 | 0 | 0 | 0 | 0 | 1939753.7101 | 2201030.3276 | 0 | 0 | 0 | 0 | 0 | 0 | 0 | 0 | 0 | 0 | 0 | 0 | 0 | 0 | 0 | 0 | 0 | -246512.8382 | -115689.6092 | 0 | 0 | 0 | 0 | 0 | 0 | 0 | 0 | 0 | 0 | 0 | 0 | 0 | 0 | 0 | 0
2016-06-08 04:00 | 0 | 0 | 0 | 0 | 522181.4165 | 0 | 437565 | 0 | 0 | 0 | 0 | 2109266.0205 | 2085340.7184 | 0 | 0 | 0 | 0 | 0 | 0 | 0 | 30793.7153 | 0 | 0 | 0 | 0 | 0 | 0 | 0 | 0 | 0 | 169512.3104 | -115689.6092 | 0 | 0 | 0 | 0 | 0 | 0 | 0 | 0 | 0 | 30793.7153 | 0 | 0 | 0 | 0 | 0 | 0
2016-06-08 05:00 | 0 | 0 | 0 | 0 | 15853.8372 | 0 | 408850 | 0 | 0 | 0 | 0 | 1862753.1823 | 1969651.1092 | 0 | 0 | 0 | 0 | 0 | 0 | 0 | 0 | 0 | 0 | 0 | 0 | 0 | 0 | 0 | 0 | 0 | -246512.8382 | -115689.6092 | 0 | 0 | 0 | 0 | 0 | 0 | 0 | 0 | 0 | -30793.7153 | 0 | 0 | 0 | 0 | 0 | 0
2016-06-08 06:00 | 0 | 0 | 0 | 0 | 24025.5525 | 0 | 386228 | 0 | 0 | 0 | 0 | 1616240.344 | 1853961.4999 | 0 | 0 | 0 | 0 | 0 | 0 | 0 | 0 | 0 | 0 | 0 | 0 | 0 | 0 | 0 | 0 | 0 | -246512.8382 | -115689.6092 | 0 | 0 | 0 | 0 | 0 | 0 | 0 | 0 | 0 | 0 | 0 | 0 | 0 | 0 | 0 | 0
2016-06-08 07:00 | 0 | 0 | 0 | 0 | 9283.5525 | 0 | 371486 | 0 | 0 | 0 | 0 | 1369727.5058 | 1738271.8907 | 0 | 0 | 0 | 0 | 0 | 0 | 0 | 0 | 0 | 0 | 0 | 0 | 0 | 0 | 0 | 0 | 0 | -246512.8382 | -115689.6092 | 0 | 0 | 0 | 0 | 0 | 0 | 0 | 0 | 0 | 0 | 0 | 0 | 0 | 0 | 0 | 0
2016-06-08 08:00 | 0 | 0 | 0 | 0 | 429517.0574 | 0 | 364715 | 0 | 0 | 0 | 0 | 1310570.4015 | 1853961.4999 | 0 | 0 | 0 | 0 | 0 | 0 | 0 | 8269.5525 | 0 | 0 | 0 | 0 | 0 | 0 | 0 | 0 | 0 | -59157.1043 | 115689.6092 | 0 | 0 | 0 | 0 | 0 | 0 | 0 | 0 | 0 | 8269.5525 | 0 | 0 | 0 | 0 | 0 | 0
2016-06-08 09:00 | 0 | 0 | 0 | 0 | 0 | 0 | 370472 | 0 | 0 | 0 | 0 | 1064057.5632 | 1738271.8907 | 0 | 0 | 0 | 0 | 0 | 0 | 0 | 0 | 0 | 0 | 0 | 0 | 0 | 0 | 0 | 0 | 0 | -246512.8382 | -115689.6092 | 0 | 0 | 0 | 0 | 0 | 0 | 0 | 0 | 0 | -8269.5525 | 0 | 0 | 0 | 0 | 0 | 0
2016-06-08 10:00 | 0 | 0 | 0 | 0 | 20202.5525 | 0 | 382405 | 0 | 0 | 0 | 0 | 817544.725 | 1622582.2815 | 0 | 0 | 0 | 0 | 0 | 0 | 0 | 0 | 0 | 0 | 0 | 0 | 0 | 0 | 0 | 0 | 0 | -246512.8382 | -115689.6092 | 0 | 0 | 0 | 0 | 0 | 0 | 0 | 0 | 0 | 0 | 0 | 0 | 0 | 0 | 0 | 0
2016-06-08 11:00 | 0 | 0 | 0 | 0 | 371723.8643 | 4.5256 | 400432 | 0 | 0 | 0 | 0 | 904530.724 | 1506892.6722 | 0 | 0 | 0 | 0 | 0 | 0 | 0 | 0 | 0 | 0 | 0 | 0 | 0 | 0 | 0 | 0 | 0 | 86985.999 | -115689.6092 | 0 | 0 | 0 | 0 | 0 | 0 | 0 | 0 | 0 | 0 | 0 | 0 | 0 | 0 | 0 | 0
2016-06-08 12:00 | 0 | 0 | 0 | 0 | 0 | 123140.0959 | 420465 | 0 | 0 | 0 | 0 | 722895.4292 | 1391203.063 | 0 | 0 | 0 | 0 | 0 | 0 | 0 | 0 | 0 | 0 | 0 | 0 | 0 | 0 | 0 | 0 | 0 | -181635.2949 | -115689.6092 | 0 | 0 | 0 | 0 | 0 | 0 | 0 | 0 | 0 | 0 | 0 | 0 | 0 | 0 | 0 | 0
2016-06-08 13:00 | 0 | 0 | 0 | 0 | 0 | 463614.3494 | 442199 | 0 | 0 | 0 | 0 | 628621.1694 | 1506892.6722 | 0 | 0 | 0 | 0 | 0 | 0 | 0 | 0 | 0 | 0 | 0 | 0 | 0 | 0 | 0 | 0 | 0 | -94274.2598 | 115689.6092 | 0 | 0 | 0 | 0 | 0 | 0 | 0 | 0 | 0 | 0 | 0 | 0 | 0 | 0 | 0 | 0
2016-06-08 14:00 | 0 | 0 | 0 | 0 | 0 | 661741.147 | 465246 | 0 | 0 | 0 | 0 | 875134.0076 | 1456874.981 | 0 | 0 | 0 | 0 | 0 | 0 | 0 | 0 | 0 | 0 | 0 | 0 | 0 | 0 | 0 | 0 | 0 | 246512.8382 | -50017.6912 | 0 | 0 | 0 | 0 | 0 | 0 | 0 | 0 | 0 | 0 | 0 | 0 | 0 | 0 | 0 | 0
2016-06-08 15:00 | 0 | 0 | 0 | 0 | 93076.5796 | 755142.8678 | 486017 | 0 | 0 | 0 | 0 | 1121646.8458 | 1572564.5902 | 0 | 0 | 0 | 0 | 0 | 0 | 0 | 0 | 0 | 0 | 0 | 0 | 0 | 0 | 0 | 0 | 0 | 246512.8382 | 115689.6092 | 0 | 0 | 0 | 0 | 0 | 0 | 0 | 0 | 0 | 0 | 0 | 0 | 0 | 0 | 0 | 0
2016-06-08 16:00 | 0 | 0 | 0 | 0 | 59781.5721 | 805283.8754 | 502863 | 0 | 0 | 0 | 0 | 1368159.6841 | 1688254.1995 | 0 | 0 | 0 | 0 | 0 | 0 | 0 | 0 | 0 | 0 | 0 | 0 | 0 | 0 | 0 | 0 | 0 | 246512.8382 | 115689.6092 | 0 | 0 | 0 | 0 | 0 | 0 | 0 | 0 | 0 | 0 | 0 | 0 | 0 | 0 | 0 | 0
2016-06-08 17:00 | 0 | 0 | 0 | 0 | 0 | 818681.1905 | 519109 | 0 | 0 | 0 | 0 | 1552042.2653 | 1803943.8087 | 0 | 0 | 0 | 0 | 0 | 0 | 0 | 0 | 0 | 0 | 0 | 0 | 0 | 0 | 0 | 0 | 0 | 183882.5812 | 115689.6092 | 0 | 0 | 0 | 0 | 0 | 0 | 0 | 0 | 0 | 0 | 0 | 0 | 0 | 0 | 0 | 0
2016-06-08 18:00 | 0 | 0 | 0 | 0 | 0 | 816224.7131 | 532051 | 0 | 0 | 0 | 0 | 1798555.1035 | 1841604.6836 | 0 | 0 | 0 | 0 | 0 | 0 | 0 | 0 | 0 | 0 | 0 | 0 | 0 | 0 | 0 | 0 | 0 | 246512.8382 | 37660.8749 | 0 | 0 | 0 | 0 | 0 | 0 | 0 | 0 | 0 | 0 | 0 | 0 | 0 | 0 | 0 | 0
2016-06-08 19:00 | 0 | 0 | 0 | 0 | 0 | 804528.8362 | 543040 | 0 | 0 | 0 | 0 | 1944354.3306 | 1957294.2928 | 0 | 0 | 0 | 0 | 0 | 0 | 0 | 0 | 0 | 0 | 0 | 0 | 0 | 0 | 0 | 0 | 0 | 145799.227 | 115689.6092 | 0 | 0 | 0 | 0 | 0 | 0 | 0 | 0 | 0 | 0 | 0 | 0 | 0 | 0 | 0 | 0
2016-06-08 20:00 | 0 | 0 | 0 | 0 | 119677.1189 | 793848.3286 | 551323 | 0 | 0 | 0 | 0 | 2190867.1688 | 2072983.902 | 0 | 0 | 0 | 0 | 0 | 0 | 0 | 0 | 0 | 0 | 0 | 0 | 0 | 0 | 0 | 0 | 0 | 246512.8382 | 115689.6092 | 0 | 0 | 0 | 0 | 0 | 0 | 0 | 0 | 0 | 0 | 0 | 0 | 0 | 0 | 0 | 0
2016-06-08 21:00 | 0 | 0 | 0 | 0 | 0 | 773155.9667 | 555836 | 0 | 0 | 0 | 0 | 2292497.5262 | 2188673.5113 | 0 | 0 | 0 | 0 | 0 | 0 | 0 | 0 | 0 | 0 | 0 | 0 | 0 | 0 | 0 | 0 | 0 | 101630.3574 | 115689.6092 | 0 | 0 | 0 | 0 | 0 | 0 | 0 | 0 | 0 | 0 | 0 | 0 | 0 | 0 | 0 | 0
2016-06-08 22:00 | 0 | 0 | 0 | 0 | 0 | 734851.6933 | 553751 | 0 | 0 | 0 | 0 | 2539010.3645 | 2123261.3664 | 0 | 0 | 0 | 0 | 0 | 0 | 0 | 0 | 0 | 0 | 0 | 0 | 0 | 0 | 0 | 0 | 0 | 246512.8382 | -65412.1449 | 0 | 0 | 0 | 0 | 0 | 0 | 0 | 0 | 0 | 0 | 0 | 0 | 0 | 0 | 0 | 0
2016-06-08 23:00 | 0 | 0 | 0 | 0 | 0 | 650439.8309 | 543784 | 0 | 0 | 0 | 0 | 2529976.5861 | 2238950.9756 | 0 | 0 | 0 | 0 | 0 | 0 | 0 | 0 | 0 | 0 | 0 | 0 | 0 | 0 | 0 | 0 | 0 | -9033.7783 | 115689.6092 | 0 | 0 | 0 | 0 | 0 | 0 | 0 | 0 | 0 | 0 | 0 | 0 | 0 | 0 | 0 | 0
2016-06-09 | 0 | 0 | 0 | 0 | 0 | 511522.1715 | 530422 | 0 | 0 | 0 | 0 | 2395387.1484 | 2354640.5848 | 0 | 0 | 0 | 0 | 0 | 0 | 0 | 0 | 0 | 0 | 0 | 0 | 0 | 0 | 0 | 0 | 0 | -134589.4377 | 115689.6092 | 0 | 0 | 0 | 0 | 0 | 0 | 0 | 0 | 0 | 0 | 0 | 0 | 0 | 0 | 0 | 0
2016-06-09 01:00 | 0 | 0 | 0 | 0 | 0 | 278799.8578 | 517442 | 0 | 0 | 0 | 0 | 2148874.3102 | 2362511.2808 | 0 | 0 | 0 | 0 | 0 | 0 | 0 | 0 | 0 | 0 | 0 | 0 | 0 | 0 | 0 | 0 | 0 | -246512.8382 | 7870.696 | 0 | 0 | 0 | 0 | 0 | 0 | 0 | 0 | 0 | 0 | 0 | 0 | 0 | 0 | 0 | 0
2016-06-09 02:00 | 0 | 0 | 0 | 0 | 95597.7037 | 36602.8488 | 494403 | 0 | 0 | 0 | 0 | 1902361.4719 | 2246821.6716 | 0 | 0 | 0 | 0 | 0 | 0 | 0 | 0 | 0 | 0 | 0 | 0 | 0 | 0 | 0 | 0 | 0 | -246512.8382 | -115689.6092 | 0 | 0 | 0 | 0 | 0 | 0 | 0 | 0 | 0 | 0 | 0 | 0 | 0 | 0 | 0 | 0
2016-06-09 03:00 | 0 | 0 | 0 | 0 | 99300.988 | 1.5645 | 461505 | 0 | 0 | 0 | 0 | 1655848.6337 | 2131132.0624 | 0 | 0 | 0 | 0 | 0 | 0 | 0 | 0 | 0 | 0 | 0 | 0 | 0 | 0 | 0 | 0 | 0 | -246512.8382 | -115689.6092 | 0 | 0 | 0 | 0 | 0 | 0 | 0 | 0 | 0 | 0 | 0 | 0 | 0 | 0 | 0 | 0
2016-06-09 04:00 | 0 | 0 | 0 | 0 | 677504.6816 | 0 | 429485 | 0 | 0 | 0 | 0 | 1902361.4719 | 2132638.9057 | 0 | 0 | 0 | 0 | 0 | 0 | 0 | 0 | 0 | 0 | 0 | 0 | 0 | 0 | 0 | 0 | 0 | 246512.8382 | 1506.8433 | 0 | 0 | 0 | 0 | 0 | 0 | 0 | 0 | 0 | 0 | 0 | 0 | 0 | 0 | 0 | 0
2016-06-09 05:00 | 0 | 0 | 0 | 0 | 40646.5525 | 0 | 402849 | 0 | 0 | 0 | 0 | 1655848.6337 | 2016949.2965 | 0 | 0 | 0 | 0 | 0 | 0 | 0 | 0 | 0 | 0 | 0 | 0 | 0 | 0 | 0 | 0 | 0 | -246512.8382 | -115689.6092 | 0 | 0 | 0 | 0 | 0 | 0 | 0 | 0 | 0 | 0 | 0 | 0 | 0 | 0 | 0 | 0
2016-06-09 06:00 | 0 | 0 | 0 | 0 | 20275.5525 | 0 | 382478 | 0 | 0 | 0 | 0 | 1409335.7955 | 1901259.6873 | 0 | 0 | 0 | 0 | 0 | 0 | 0 | 0 | 0 | 0 | 0 | 0 | 0 | 0 | 0 | 0 | 0 | -246512.8382 | -115689.6092 | 0 | 0 | 0 | 0 | 0 | 0 | 0 | 0 | 0 | 0 | 0 | 0 | 0 | 0 | 0 | 0
2016-06-09 07:00 | 0 | 0 | 0 | 0 | 6618.5525 | 0 | 368821 | 0 | 0 | 0 | 0 | 1162822.9572 | 1785570.078 | 0 | 0 | 0 | 0 | 0 | 0 | 0 | 0 | 0 | 0 | 0 | 0 | 0 | 0 | 0 | 0 | 0 | -246512.8382 | -115689.6092 | 0 | 0 | 0 | 0 | 0 | 0 | 0 | 0 | 0 | 0 | 0 | 0 | 0 | 0 | 0 | 0
2016-06-09 08:00 | 0 | 0 | 0 | 0 | 557451.1949 | 0 | 362709 | 0 | 0 | 0 | 0 | 1237461.9903 | 1901259.6873 | 0 | 0 | 0 | 0 | 0 | 0 | 0 | 4413.5525 | 0 | 0 | 0 | 0 | 0 | 0 | 0 | 0 | 0 | 74639.0331 | 115689.6092 | 0 | 0 | 0 | 0 | 0 | 0 | 0 | 0 | 0 | 4413.5525 | 0 | 0 | 0 | 0 | 0 | 0
2016-06-09 09:00 | 0 | 0 | 0 | 0 | 0 | 0 | 366616 | 0 | 0 | 0 | 0 | 990949.1521 | 1785570.078 | 0 | 0 | 0 | 0 | 0 | 0 | 0 | 0 | 0 | 0 | 0 | 0 | 0 | 0 | 0 | 0 | 0 | -246512.8382 | -115689.6092 | 0 | 0 | 0 | 0 | 0 | 0 | 0 | 0 | 0 | -4413.5525 | 0 | 0 | 0 | 0 | 0 | 0
2016-06-09 10:00 | 0 | 0 | 0 | 0 | 18112.5525 | 0 | 380315 | 0 | 0 | 0 | 0 | 744436.3138 | 1669880.4688 | 0 | 0 | 0 | 0 | 0 | 0 | 0 | 0 | 0 | 0 | 0 | 0 | 0 | 0 | 0 | 0 | 0 | -246512.8382 | -115689.6092 | 0 | 0 | 0 | 0 | 0 | 0 | 0 | 0 | 0 | 0 | 0 | 0 | 0 | 0 | 0 | 0
2016-06-09 11:00 | 0 | 0 | 0 | 0 | 389259.3363 | 7.6336 | 398304 | 0 | 0 | 0 | 0 | 619709.6745 | 1785570.078 | 0 | 0 | 0 | 0 | 0 | 0 | 0 | 0 | 0 | 0 | 0 | 0 | 0 | 0 | 0 | 0 | 0 | -124726.6393 | 115689.6092 | 0 | 0 | 0 | 0 | 0 | 0 | 0 | 0 | 0 | 0 | 0 | 0 | 0 | 0 | 0 | 0
2016-06-09 12:00 | 0 | 0 | 0 | 0 | 0 | 121124.0261 | 419320 | 0 | 0 | 0 | 0 | 373196.8363 | 1733886.9424 | 0 | 0 | 0 | 0 | 0 | 0 | 0 | 0 | 0 | 0 | 0 | 0 | 0 | 0 | 0 | 0 | 0 | -246512.8382 | -51683.1356 | 0 | 0 | 0 | 0 | 0 | 0 | 0 | 0 | 0 | 0 | 0 | 0 | 0 | 0 | 0 | 0
2016-06-09 13:00 | 0 | 0 | 0 | 0 | 0 | 456727.0232 | 441583 | 0 | 0 | 0 | 0 | 272651.2502 | 1849576.5516 | 0 | 0 | 0 | 0 | 0 | 0 | 0 | 0 | 0 | 0 | 0 | 0 | 0 | 0 | 0 | 0 | 0 | -100545.586 | 115689.6092 | 0 | 0 | 0 | 0 | 0 | 0 | 0 | 0 | 0 | 0 | 0 | 0 | 0 | 0 | 0 | 0
2016-06-09 14:00 | 0 | 0 | 0 | 0 | 153774.7191 | 673024.7284 | 464597 | 0 | 0 | 0 | 0 | 519164.0885 | 1965266.1609 | 0 | 0 | 0 | 0 | 0 | 0 | 0 | 0 | 0 | 0 | 0 | 0 | 0 | 0 | 0 | 0 | 0 | 246512.8382 | 115689.6092 | 0 | 0 | 0 | 0 | 0 | 0 | 0 | 0 | 0 | 0 | 0 | 0 | 0 | 0 | 0 | 0
2016-06-09 15:00 | 0 | 0 | 0 | 0 | 58781.3069 | 789300.1405 | 485879 | 0 | 0 | 0 | 0 | 765676.9267 | 2080955.7701 | 0 | 0 | 0 | 0 | 0 | 0 | 0 | 0 | 0 | 0 | 0 | 0 | 0 | 0 | 0 | 0 | 0 | 246512.8382 | 115689.6092 | 0 | 0 | 0 | 0 | 0 | 0 | 0 | 0 | 0 | 0 | 0 | 0 | 0 | 0 | 0 | 0
2016-06-09 16:00 | 0 | 0 | 0 | 0 | 18744.1824 | 849447.2651 | 505989 | 0 | 0 | 0 | 0 | 1012189.765 | 2196645.3793 | 0 | 0 | 0 | 0 | 0 | 0 | 0 | 0 | 0 | 0 | 0 | 0 | 0 | 0 | 0 | 0 | 0 | 246512.8382 | 115689.6092 | 0 | 0 | 0 | 0 | 0 | 0 | 0 | 0 | 0 | 0 | 0 | 0 | 0 | 0 | 0 | 0
2016-06-09 17:00 | 0 | 0 | 0 | 0 | 0 | 863762.4734 | 524767 | 0 | 0 | 0 | 0 | 1235495.6291 | 2312334.9886 | 0 | 0 | 0 | 0 | 0 | 0 | 0 | 0 | 0 | 0 | 0 | 0 | 0 | 0 | 0 | 0 | 0 | 223305.8642 | 115689.6092 | 0 | 0 | 0 | 0 | 0 | 0 | 0 | 0 | 0 | 0 | 0 | 0 | 0 | 0 | 0 | 0
2016-06-09 18:00 | 0 | 0 | 0 | 0 | 0 | 861318.0376 | 539999 | 0 | 0 | 0 | 0 | 1482008.4674 | 2387141.188 | 0 | 0 | 0 | 0 | 0 | 0 | 0 | 0 | 0 | 0 | 0 | 0 | 0 | 0 | 0 | 0 | 0 | 246512.8382 | 74806.1994 | 0 | 0 | 0 | 0 | 0 | 0 | 0 | 0 | 0 | 0 | 0 | 0 | 0 | 0 | 0 | 0
2016-06-09 19:00 | 0 | 0 | 0 | 0 | 0 | 852937.4764 | 552774 | 0 | 0 | 0 | 0 | 1728521.3056 | 2440791.8261 | 0 | 0 | 0 | 0 | 0 | 0 | 0 | 0 | 0 | 0 | 0 | 0 | 0 | 0 | 0 | 0 | 0 | 246512.8382 | 53650.6381 | 0 | 0 | 0 | 0 | 0 | 0 | 0 | 0 | 0 | 0 | 0 | 0 | 0 | 0 | 0 | 0
2016-06-09 20:00 | 0 | 0 | 0 | 0 | 0 | 846489.5686 | 560594 | 0 | 0 | 0 | 0 | 1898727.265 | 2556481.4353 | 0 | 0 | 0 | 0 | 0 | 0 | 0 | 0 | 0 | 0 | 0 | 0 | 0 | 0 | 0 | 0 | 0 | 170205.9594 | 115689.6092 | 0 | 0 | 0 | 0 | 0 | 0 | 0 | 0 | 0 | 0 | 0 | 0 | 0 | 0 | 0 | 0
2016-06-09 21:00 | 0 | 0 | 0 | 0 | 98278.0237 | 830770.4238 | 566846 | 0 | 0 | 0 | 0 | 2145240.1032 | 2672171.0446 | 0 | 0 | 0 | 0 | 0 | 0 | 0 | 0 | 0 | 0 | 0 | 0 | 0 | 0 | 0 | 0 | 0 | 246512.8382 | 115689.6092 | 0 | 0 | 0 | 0 | 0 | 0 | 0 | 0 | 0 | 0 | 0 | 0 | 0 | 0 | 0 | 0
2016-06-09 22:00 | 0 | 0 | 0 | 0 | 0 | 795167.2013 | 564371 | 0 | 0 | 0 | 0 | 2260346.6953 | 2787860.6538 | 0 | 0 | 0 | 0 | 0 | 0 | 0 | 0 | 0 | 0 | 0 | 0 | 0 | 0 | 0 | 0 | 0 | 115106.5921 | 115689.6092 | 0 | 0 | 0 | 0 | 0 | 0 | 0 | 0 | 0 | 0 | 0 | 0 | 0 | 0 | 0 | 0
2016-06-09 23:00 | 0 | 0 | 0 | 0 | 0 | 712271.3298 | 554318 | 0 | 0 | 0 | 0 | 2506859.5336 | 2699301.1454 | 0 | 0 | 0 | 0 | 0 | 0 | 0 | 0 | 0 | 0 | 0 | 0 | 0 | 0 | 0 | 0 | 0 | 246512.8382 | -88559.5084 | 0 | 0 | 0 | 0 | 0 | 0 | 0 | 0 | 0 | 0 | 0 | 0 | 0 | 0 | 0 | 0
2016-06-10 | 0 | 0 | 0 | 0 | 0 | 566499.1257 | 540316 | 0 | 0 | 0 | 0 | 2417353.05 | 2814990.7546 | 0 | 0 | 0 | 0 | 0 | 0 | 0 | 0 | 0 | 0 | 0 | 0 | 0 | 0 | 0 | 0 | 0 | -89506.4835 | 115689.6092 | 0 | 0 | 0 | 0 | 0 | 0 | 0 | 0 | 0 | 0 | 0 | 0 | 0 | 0 | 0 | 0
2016-06-10 01:00 | 0 | 0 | 0 | 0 | 0 | 328851.7905 | 530398 | 0 | 0 | 0 | 0 | 2170840.2118 | 2859957.3833 | 0 | 0 | 0 | 0 | 0 | 0 | 0 | 0 | 0 | 0 | 0 | 0 | 0 | 0 | 0 | 0 | 0 | -246512.8382 | 44966.6287 | 0 | 0 | 0 | 0 | 0 | 0 | 0 | 0 | 0 | 0 | 0 | 0 | 0 | 0 | 0 | 0
2016-06-10 02:00 | 0 | 0 | 0 | 0 | 88119.83 | 55100.7225 | 505423 | 0 | 0 | 0 | 0 | 1924327.3735 | 2744267.7741 | 0 | 0 | 0 | 0 | 0 | 0 | 0 | 0 | 0 | 0 | 0 | 0 | 0 | 0 | 0 | 0 | 0 | -246512.8382 | -115689.6092 | 0 | 0 | 0 | 0 | 0 | 0 | 0 | 0 | 0 | 0 | 0 | 0 | 0 | 0 | 0 | 0
2016-06-10 03:00 | 0 | 0 | 0 | 0 | 110893.4 | 2.1525 | 473098 | 0 | 0 | 0 | 0 | 1677814.5353 | 2628578.1649 | 0 | 0 | 0 | 0 | 0 | 0 | 0 | 0 | 0 | 0 | 0 | 0 | 0 | 0 | 0 | 0 | 0 | -246512.8382 | -115689.6092 | 0 | 0 | 0 | 0 | 0 | 0 | 0 | 0 | 0 | 0 | 0 | 0 | 0 | 0 | 0 | 0
2016-06-10 04:00 | 0 | 0 | 0 | 0 | 667578.3868 | 0 | 438393 | 0 | 0 | 0 | 0 | 1924327.3735 | 2611250.7134 | 0 | 0 | 0 | 0 | 0 | 0 | 0 | 0 | 0 | 0 | 0 | 0 | 0 | 0 | 0 | 0 | 0 | 246512.8382 | -17327.4515 | 0 | 0 | 0 | 0 | 0 | 0 | 0 | 0 | 0 | 0 | 0 | 0 | 0 | 0 | 0 | 0
2016-06-10 05:00 | 0 | 0 | 0 | 0 | 49309.5525 | 0 | 411512 | 0 | 0 | 0 | 0 | 1677814.5353 | 2495561.1042 | 0 | 0 | 0 | 0 | 0 | 0 | 0 | 0 | 0 | 0 | 0 | 0 | 0 | 0 | 0 | 0 | 0 | -246512.8382 | -115689.6092 | 0 | 0 | 0 | 0 | 0 | 0 | 0 | 0 | 0 | 0 | 0 | 0 | 0 | 0 | 0 | 0
2016-06-10 06:00 | 0 | 0 | 0 | 0 | 29023.5525 | 0 | 391226 | 0 | 0 | 0 | 0 | 1431301.697 | 2379871.4949 | 0 | 0 | 0 | 0 | 0 | 0 | 0 | 0 | 0 | 0 | 0 | 0 | 0 | 0 | 0 | 0 | 0 | -246512.8382 | -115689.6092 | 0 | 0 | 0 | 0 | 0 | 0 | 0 | 0 | 0 | 0 | 0 | 0 | 0 | 0 | 0 | 0
2016-06-10 07:00 | 0 | 0 | 0 | 0 | 246061.771 | 0 | 376885 | 0 | 0 | 0 | 0 | 1184788.8588 | 2495561.1042 | 0 | 0 | 0 | 0 | 0 | 0 | 0 | 0 | 0 | 0 | 0 | 0 | 0 | 0 | 0 | 0 | 0 | -246512.8382 | 115689.6092 | 0 | 0 | 0 | 0 | 0 | 0 | 0 | 0 | 0 | 0 | 0 | 0 | 0 | 0 | 0 | 0
2016-06-10 08:00 | 0 | 0 | 0 | 0 | 497955.5399 | 0 | 369546 | 0 | 0 | 0 | 0 | 1418692.4554 | 2379871.4949 | 0 | 0 | 0 | 0 | 0 | 0 | 0 | 10195.5525 | 0 | 0 | 0 | 0 | 0 | 0 | 0 | 0 | 0 | 233903.5966 | -115689.6092 | 0 | 0 | 0 | 0 | 0 | 0 | 0 | 0 | 0 | 10195.5525 | 0 | 0 | 0 | 0 | 0 | 0
2016-06-10 09:00 | 0 | 0 | 0 | 0 | 0 | 0 | 372398 | 0 | 0 | 0 | 0 | 1172179.6172 | 2264181.8857 | 0 | 0 | 0 | 0 | 0 | 0 | 0 | 0 | 0 | 0 | 0 | 0 | 0 | 0 | 0 | 0 | 0 | -246512.8382 | -115689.6092 | 0 | 0 | 0 | 0 | 0 | 0 | 0 | 0 | 0 | -10195.5525 | 0 | 0 | 0 | 0 | 0 | 0
2016-06-10 10:00 | 0 | 0 | 0 | 0 | 21654.5525 | 0 | 383857 | 0 | 0 | 0 | 0 | 925666.7789 | 2148492.2765 | 0 | 0 | 0 | 0 | 0 | 0 | 0 | 0 | 0 | 0 | 0 | 0 | 0 | 0 | 0 | 0 | 0 | -246512.8382 | -115689.6092 | 0 | 0 | 0 | 0 | 0 | 0 | 0 | 0 | 0 | 0 | 0 | 0 | 0 | 0 | 0 | 0
2016-06-10 11:00 | 0 | 0 | 0 | 0 | 327960.0257 | 9.5971 | 402748 | 0 | 0 | 0 | 0 | 966578.011 | 2032802.6672 | 0 | 0 | 0 | 0 | 0 | 0 | 0 | 0 | 0 | 0 | 0 | 0 | 0 | 0 | 0 | 0 | 0 | 40911.2321 | -115689.6092 | 0 | 0 | 0 | 0 | 0 | 0 | 0 | 0 | 0 | 0 | 0 | 0 | 0 | 0 | 0 | 0
2016-06-10 12:00 | 0 | 0 | 0 | 0 | 0 | 132903.544 | 426829 | 0 | 0 | 0 | 0 | 720065.1728 | 1985390.0495 | 0 | 0 | 0 | 0 | 0 | 0 | 0 | 0 | 0 | 0 | 0 | 0 | 0 | 0 | 0 | 0 | 0 | -246512.8382 | -47412.6177 | 0 | 0 | 0 | 0 | 0 | 0 | 0 | 0 | 0 | 0 | 0 | 0 | 0 | 0 | 0 | 0
2016-06-10 13:00 | 0 | 0 | 0 | 0 | 0 | 449580.1019 | 454646 | 0 | 0 | 0 | 0 | 830688.8839 | 1869700.4403 | 0 | 0 | 0 | 0 | 0 | 0 | 0 | 0 | 0 | 0 | 0 | 0 | 0 | 0 | 0 | 0 | 0 | 110623.7111 | -115689.6092 | 0 | 0 | 0 | 0 | 0 | 0 | 0 | 0 | 0 | 0 | 0 | 0 | 0 | 0 | 0 | 0
2016-06-10 14:00 | 0 | 0 | 0 | 0 | 0 | 618309.3202 | 482301 | 0 | 0 | 0 | 0 | 1077201.7221 | 1759195.9223 | 0 | 0 | 0 | 0 | 0 | 0 | 0 | 0 | 0 | 0 | 0 | 0 | 0 | 0 | 0 | 0 | 0 | 246512.8382 | -110504.518 | 0 | 0 | 0 | 0 | 0 | 0 | 0 | 0 | 0 | 0 | 0 | 0 | 0 | 0 | 0 | 0
2016-06-10 15:00 | 0 | 0 | 0 | 0 | 0 | 715449.2353 | 508873 | 0 | 0 | 0 | 0 | 1168088.3482 | 1874885.5315 | 0 | 0 | 0 | 0 | 0 | 0 | 0 | 0 | 0 | 0 | 0 | 0 | 0 | 0 | 0 | 0 | 0 | 90886.6261 | 115689.6092 | 0 | 0 | 0 | 0 | 0 | 0 | 0 | 0 | 0 | 0 | 0 | 0 | 0 | 0 | 0 | 0
2016-06-10 16:00 | 0 | 0 | 0 | 0 | 127616.8455 | 766490.6019 | 531905 | 0 | 0 | 0 | 0 | 1414601.1865 | 1990575.1407 | 0 | 0 | 0 | 0 | 0 | 0 | 0 | 0 | 0 | 0 | 0 | 0 | 0 | 0 | 0 | 0 | 0 | 246512.8382 | 115689.6092 | 0 | 0 | 0 | 0 | 0 | 0 | 0 | 0 | 0 | 0 | 0 | 0 | 0 | 0 | 0 | 0
2016-06-10 17:00 | 0 | 0 | 0 | 0 | 0 | 781693.7875 | 551022 | 0 | 0 | 0 | 0 | 1529583.3647 | 2106264.75 | 0 | 0 | 0 | 0 | 0 | 0 | 0 | 0 | 0 | 0 | 0 | 0 | 0 | 0 | 0 | 0 | 0 | 114982.1783 | 115689.6092 | 0 | 0 | 0 | 0 | 0 | 0 | 0 | 0 | 0 | 0 | 0 | 0 | 0 | 0 | 0 | 0
2016-06-10 18:00 | 0 | 0 | 0 | 0 | 0 | 779569.9369 | 567314 | 0 | 0 | 0 | 0 | 1776096.203 | 2072007.8486 | 0 | 0 | 0 | 0 | 0 | 0 | 0 | 0 | 0 | 0 | 0 | 0 | 0 | 0 | 0 | 0 | 0 | 246512.8382 | -34256.9013 | 0 | 0 | 0 | 0 | 0 | 0 | 0 | 0 | 0 | 0 | 0 | 0 | 0 | 0 | 0 | 0
2016-06-10 19:00 | 0 | 0 | 0 | 0 | 0 | 770151.8984 | 579868 | 0 | 0 | 0 | 0 | 1850690.4921 | 2187697.4579 | 0 | 0 | 0 | 0 | 0 | 0 | 0 | 0 | 0 | 0 | 0 | 0 | 0 | 0 | 0 | 0 | 0 | 74594.2892 | 115689.6092 | 0 | 0 | 0 | 0 | 0 | 0 | 0 | 0 | 0 | 0 | 0 | 0 | 0 | 0 | 0 | 0
2016-06-10 20:00 | 0 | 0 | 0 | 0 | 0 | 752748.187 | 589997 | 0 | 0 | 0 | 0 | 2097203.3304 | 2103935.8066 | 0 | 0 | 0 | 0 | 0 | 0 | 0 | 0 | 0 | 0 | 0 | 0 | 0 | 0 | 0 | 0 | 0 | 246512.8382 | -83761.6512 | 0 | 0 | 0 | 0 | 0 | 0 | 0 | 0 | 0 | 0 | 0 | 0 | 0 | 0 | 0 | 0
2016-06-10 21:00 | 0 | 0 | 0 | 0 | 0 | 717960.5066 | 593420 | 0 | 0 | 0 | 0 | 2106054.2278 | 2219625.4159 | 0 | 0 | 0 | 0 | 0 | 0 | 0 | 0 | 0 | 0 | 0 | 0 | 0 | 0 | 0 | 0 | 0 | 8850.8974 | 115689.6092 | 0 | 0 | 0 | 0 | 0 | 0 | 0 | 0 | 0 | 0 | 0 | 0 | 0 | 0 | 0 | 0
2016-06-10 22:00 | 0 | 0 | 0 | 0 | 0 | 660985.6101 | 587600 | 0 | 0 | 0 | 0 | 2063750.2287 | 2335315.0251 | 0 | 0 | 0 | 0 | 0 | 0 | 0 | 0 | 0 | 0 | 0 | 0 | 0 | 0 | 0 | 0 | 0 | -42303.9991 | 115689.6092 | 0 | 0 | 0 | 0 | 0 | 0 | 0 | 0 | 0 | 0 | 0 | 0 | 0 | 0 | 0 | 0
2016-06-10 23:00 | 0 | 0 | 0 | 0 | 0 | 564303.2063 | 573688 | 0 | 0 | 0 | 0 | 2170055.0442 | 2219625.4159 | 0 | 0 | 0 | 0 | 0 | 0 | 0 | 0 | 0 | 0 | 0 | 0 | 0 | 0 | 0 | 0 | 0 | 106304.8155 | -115689.6092 | 0 | 0 | 0 | 0 | 0 | 0 | 0 | 0 | 0 | 0 | 0 | 0 | 0 | 0 | 0 | 0
2016-06-11 | 0 | 0 | 0 | 0 | 0 | 425351.8299 | 556480 | 0 | 0 | 0 | 0 | 1923542.206 | 2335010.0841 | 0 | 0 | 0 | 0 | 0 | 0 | 0 | 0 | 0 | 0 | 0 | 0 | 0 | 0 | 0 | 0 | 0 | -246512.8382 | 115384.6682 | 0 | 0 | 0 | 0 | 0 | 0 | 0 | 0 | 0 | 0 | 0 | 0 | 0 | 0 | 0 | 0
2016-06-11 01:00 | 0 | 0 | 0 | 0 | 185279.1669 | 224633.604 | 540736 | 0 | 0 | 0 | 0 | 1677029.3677 | 2450699.6933 | 0 | 0 | 0 | 0 | 0 | 0 | 0 | 0 | 0 | 0 | 0 | 0 | 0 | 0 | 0 | 0 | 0 | -246512.8382 | 115689.6092 | 0 | 0 | 0 | 0 | 0 | 0 | 0 | 0 | 0 | 0 | 0 | 0 | 0 | 0 | 0 | 0
2016-06-11 02:00 | 0 | 0 | 0 | 0 | 679669.8871 | 34179.7819 | 517639 | 0 | 0 | 0 | 0 | 1923542.206 | 2400397.524 | 0 | 0 | 0 | 0 | 0 | 0 | 0 | 0 | 0 | 0 | 0 | 0 | 0 | 0 | 0 | 0 | 0 | 246512.8382 | -50302.1693 | 0 | 0 | 0 | 0 | 0 | 0 | 0 | 0 | 0 | 0 | 0 | 0 | 0 | 0 | 0 | 0
2016-06-11 03:00 | 0 | 0 | 0 | 0 | 124434.8015 | 2.751 | 486640 | 0 | 0 | 0 | 0 | 1677029.3677 | 2284707.9148 | 0 | 0 | 0 | 0 | 0 | 0 | 0 | 0 | 0 | 0 | 0 | 0 | 0 | 0 | 0 | 0 | 0 | -246512.8382 | -115689.6092 | 0 | 0 | 0 | 0 | 0 | 0 | 0 | 0 | 0 | 0 | 0 | 0 | 0 | 0 | 0 | 0
2016-06-11 04:00 | 0 | 0 | 0 | 0 | 93028.5525 | 0 | 455231 | 0 | 0 | 0 | 0 | 1430516.5295 | 2169018.3056 | 0 | 0 | 0 | 0 | 0 | 0 | 0 | 0 | 0 | 0 | 0 | 0 | 0 | 0 | 0 | 0 | 0 | -246512.8382 | -115689.6092 | 0 | 0 | 0 | 0 | 0 | 0 | 0 | 0 | 0 | 0 | 0 | 0 | 0 | 0 | 0 | 0
2016-06-11 05:00 | 0 | 0 | 0 | 0 | 613857.0409 | 0 | 426453 | 0 | 0 | 0 | 0 | 1677029.3677 | 2109909.5082 | 0 | 0 | 0 | 0 | 0 | 0 | 0 | 0 | 0 | 0 | 0 | 0 | 0 | 0 | 0 | 0 | 0 | 246512.8382 | -59108.7974 | 0 | 0 | 0 | 0 | 0 | 0 | 0 | 0 | 0 | 0 | 0 | 0 | 0 | 0 | 0 | 0
2016-06-11 06:00 | 0 | 0 | 0 | 0 | 43486.5525 | 0 | 405689 | 0 | 0 | 0 | 0 | 1430516.5295 | 1994219.8989 | 0 | 0 | 0 | 0 | 0 | 0 | 0 | 0 | 0 | 0 | 0 | 0 | 0 | 0 | 0 | 0 | 0 | -246512.8382 | -115689.6092 | 0 | 0 | 0 | 0 | 0 | 0 | 0 | 0 | 0 | 0 | 0 | 0 | 0 | 0 | 0 | 0
2016-06-11 07:00 | 0 | 0 | 0 | 0 | 26042.5525 | 0 | 388245 | 0 | 0 | 0 | 0 | 1184003.6912 | 1878530.2897 | 0 | 0 | 0 | 0 | 0 | 0 | 0 | 0 | 0 | 0 | 0 | 0 | 0 | 0 | 0 | 0 | 0 | -246512.8382 | -115689.6092 | 0 | 0 | 0 | 0 | 0 | 0 | 0 | 0 | 0 | 0 | 0 | 0 | 0 | 0 | 0 | 0
2016-06-11 08:00 | 0 | 0 | 0 | 0 | 516377.1596 | 0 | 375972 | 0 | 0 | 0 | 0 | 1198865.6891 | 1994219.8989 | 0 | 0 | 0 | 0 | 0 | 0 | 0 | 9853.5525 | 0 | 0 | 0 | 0 | 0 | 0 | 0 | 0 | 0 | 14861.9979 | 115689.6092 | 0 | 0 | 0 | 0 | 0 | 0 | 0 | 0 | 0 | 9853.5525 | 0 | 0 | 0 | 0 | 0 | 0
2016-06-11 09:00 | 0 | 0 | 0 | 0 | 0 | 0 | 372056 | 0 | 0 | 0 | 0 | 952352.8509 | 1878530.2897 | 0 | 0 | 0 | 0 | 0 | 0 | 0 | 0 | 0 | 0 | 0 | 0 | 0 | 0 | 0 | 0 | 0 | -246512.8382 | -115689.6092 | 0 | 0 | 0 | 0 | 0 | 0 | 0 | 0 | 0 | -9853.5525 | 0 | 0 | 0 | 0 | 0 | 0
2016-06-11 10:00 | 0 | 0 | 0 | 0 | 10270.5525 | 0 | 372473 | 0 | 0 | 0 | 0 | 705840.0126 | 1762840.6805 | 0 | 0 | 0 | 0 | 0 | 0 | 0 | 0 | 0 | 0 | 0 | 0 | 0 | 0 | 0 | 0 | 0 | -246512.8382 | -115689.6092 | 0 | 0 | 0 | 0 | 0 | 0 | 0 | 0 | 0 | 0 | 0 | 0 | 0 | 0 | 0 | 0
2016-06-11 11:00 | 0 | 0 | 0 | 0 | 366408.5532 | 8.4316 | 382390 | 0 | 0 | 0 | 0 | 774762.8913 | 1647151.0712 | 0 | 0 | 0 | 0 | 0 | 0 | 0 | 30793.7153 | 0 | 0 | 0 | 0 | 0 | 0 | 0 | 0 | 0 | 68922.8787 | -115689.6092 | 0 | 0 | 0 | 0 | 0 | 0 | 0 | 0 | 0 | 30793.7153 | 0 | 0 | 0 | 0 | 0 | 0
2016-06-11 12:00 | 0 | 0 | 0 | 0 | 0 | 96729.3153 | 405494 | 0 | 0 | 0 | 0 | 528250.0531 | 1615692.9402 | 0 | 0 | 0 | 0 | 0 | 0 | 0 | 0 | 0 | 0 | 0 | 0 | 0 | 0 | 0 | 0 | 0 | -246512.8382 | -31458.1311 | 0 | 0 | 0 | 0 | 0 | 0 | 0 | 0 | 0 | -30793.7153 | 0 | 0 | 0 | 0 | 0 | 0
2016-06-11 13:00 | 0 | 0 | 0 | 0 | 0 | 324031.0019 | 438077 | 0 | 0 | 0 | 0 | 298514.4458 | 1731382.5494 | 0 | 0 | 0 | 0 | 0 | 0 | 0 | 0 | 0 | 0 | 0 | 0 | 0 | 0 | 0 | 0 | 0 | -229735.6073 | 115689.6092 | 0 | 0 | 0 | 0 | 0 | 0 | 0 | 0 | 0 | 0 | 0 | 0 | 0 | 0 | 0 | 0
2016-06-11 14:00 | 0 | 0 | 0 | 0 | 93338.3238 | 510824.9052 | 473340 | 0 | 0 | 0 | 0 | 545027.284 | 1615692.9402 | 0 | 0 | 0 | 0 | 0 | 0 | 0 | 0 | 0 | 0 | 0 | 0 | 0 | 0 | 0 | 0 | 0 | 246512.8382 | -115689.6092 | 0 | 0 | 0 | 0 | 0 | 0 | 0 | 0 | 0 | 0 | 0 | 0 | 0 | 0 | 0 | 0
2016-06-11 15:00 | 0 | 0 | 0 | 0 | 0 | 629900.3458 | 506666 | 0 | 0 | 0 | 0 | 552572.0206 | 1731382.5494 | 0 | 0 | 0 | 0 | 0 | 0 | 0 | 0 | 0 | 0 | 0 | 0 | 0 | 0 | 0 | 0 | 0 | 7544.7366 | 115689.6092 | 0 | 0 | 0 | 0 | 0 | 0 | 0 | 0 | 0 | 0 | 0 | 0 | 0 | 0 | 0 | 0
2016-06-11 16:00 | 0 | 0 | 0 | 0 | 0 | 695433.0953 | 534752 | 0 | 0 | 0 | 0 | 799084.8588 | 1645550.8065 | 0 | 0 | 0 | 0 | 0 | 0 | 0 | 0 | 0 | 0 | 0 | 0 | 0 | 0 | 0 | 0 | 0 | 246512.8382 | -85831.7429 | 0 | 0 | 0 | 0 | 0 | 0 | 0 | 0 | 0 | 0 | 0 | 0 | 0 | 0 | 0 | 0
2016-06-11 17:00 | 0 | 0 | 0 | 0 | 0 | 717162.8652 | 555285 | 0 | 0 | 0 | 0 | 845273.1148 | 1761240.4157 | 0 | 0 | 0 | 0 | 0 | 0 | 0 | 0 | 0 | 0 | 0 | 0 | 0 | 0 | 0 | 0 | 0 | 46188.256 | 115689.6092 | 0 | 0 | 0 | 0 | 0 | 0 | 0 | 0 | 0 | 0 | 0 | 0 | 0 | 0 | 0 | 0
2016-06-11 18:00 | 0 | 0 | 0 | 0 | 0 | 711133.2181 | 571006 | 0 | 0 | 0 | 0 | 1091785.9531 | 1654854.7955 | 0 | 0 | 0 | 0 | 0 | 0 | 0 | 0 | 0 | 0 | 0 | 0 | 0 | 0 | 0 | 0 | 0 | 246512.8382 | -106385.6201 | 0 | 0 | 0 | 0 | 0 | 0 | 0 | 0 | 0 | 0 | 0 | 0 | 0 | 0 | 0 | 0
2016-06-11 19:00 | 0 | 0 | 0 | 0 | 247629.5173 | 697083.9301 | 582511 | 0 | 0 | 0 | 0 | 1338298.7913 | 1770544.4048 | 0 | 0 | 0 | 0 | 0 | 0 | 0 | 0 | 0 | 0 | 0 | 0 | 0 | 0 | 0 | 0 | 0 | 246512.8382 | 115689.6092 | 0 | 0 | 0 | 0 | 0 | 0 | 0 | 0 | 0 | 0 | 0 | 0 | 0 | 0 | 0 | 0
2016-06-11 20:00 | 0 | 0 | 0 | 0 | 279771.526 | 673027.9215 | 590597 | 0 | 0 | 0 | 0 | 1584811.6295 | 1886234.014 | 0 | 0 | 0 | 0 | 0 | 0 | 0 | 0 | 0 | 0 | 0 | 0 | 0 | 0 | 0 | 0 | 0 | 246512.8382 | 115689.6092 | 0 | 0 | 0 | 0 | 0 | 0 | 0 | 0 | 0 | 0 | 0 | 0 | 0 | 0 | 0 | 0
2016-06-11 21:00 | 0 | 0 | 0 | 0 | 0 | 635217.766 | 595049 | 0 | 0 | 0 | 0 | 1509290.7864 | 2001923.6232 | 0 | 0 | 0 | 0 | 0 | 0 | 0 | 0 | 0 | 0 | 0 | 0 | 0 | 0 | 0 | 0 | 0 | -75520.8432 | 115689.6092 | 0 | 0 | 0 | 0 | 0 | 0 | 0 | 0 | 0 | 0 | 0 | 0 | 0 | 0 | 0 | 0
2016-06-11 22:00 | 0 | 0 | 0 | 0 | 0 | 577480.0099 | 591829 | 0 | 0 | 0 | 0 | 1610631.4055 | 1886234.014 | 0 | 0 | 0 | 0 | 0 | 0 | 0 | 0 | 0 | 0 | 0 | 0 | 0 | 0 | 0 | 0 | 0 | 101340.6192 | -115689.6092 | 0 | 0 | 0 | 0 | 0 | 0 | 0 | 0 | 0 | 0 | 0 | 0 | 0 | 0 | 0 | 0
2016-06-11 23:00 | 0 | 0 | 0 | 0 | 216406.0189 | 495320.2101 | 580903 | 0 | 0 | 0 | 0 | 1857144.2438 | 1770544.4048 | 0 | 0 | 0 | 0 | 0 | 0 | 0 | 0 | 0 | 0 | 0 | 0 | 0 | 0 | 0 | 0 | 0 | 246512.8382 | -115689.6092 | 0 | 0 | 0 | 0 | 0 | 0 | 0 | 0 | 0 | 0 | 0 | 0 | 0 | 0 | 0 | 0
2016-06-12 | 0 | 0 | 0 | 0 | 0 | 376690.9669 | 566512 | 0 | 0 | 0 | 0 | 1610631.4055 | 1827236.2099 | 0 | 0 | 0 | 0 | 0 | 0 | 0 | 0 | 0 | 0 | 0 | 0 | 0 | 0 | 0 | 0 | 0 | -246512.8382 | 56691.8051 | 0 | 0 | 0 | 0 | 0 | 0 | 0 | 0 | 0 | 0 | 0 | 0 | 0 | 0 | 0 | 0
2016-06-12 01:00 | 0 | 0 | 0 | 0 | 0 | 213453.6287 | 552841 | 0 | 0 | 0 | 0 | 1364118.5673 | 1734361.6768 | 0 | 0 | 0 | 0 | 0 | 0 | 0 | 0 | 0 | 0 | 0 | 0 | 0 | 0 | 0 | 0 | 0 | -246512.8382 | -92874.5331 | 0 | 0 | 0 | 0 | 0 | 0 | 0 | 0 | 0 | 0 | 0 | 0 | 0 | 0 | 0 | 0
2016-06-12 02:00 | 0 | 0 | 0 | 0 | 734212.1595 | 26012.046 | 531300 | 0 | 0 | 0 | 0 | 1477353.1635 | 1850051.286 | 0 | 0 | 0 | 0 | 0 | 0 | 0 | 0 | 0 | 0 | 0 | 0 | 0 | 0 | 0 | 0 | 0 | 113234.5963 | 115689.6092 | 0 | 0 | 0 | 0 | 0 | 0 | 0 | 0 | 0 | 0 | 0 | 0 | 0 | 0 | 0 | 0
2016-06-12 03:00 | 0 | 0 | 0 | 0 | 139038.8725 | 1.68 | 501243 | 0 | 0 | 0 | 0 | 1230840.3253 | 1734361.6768 | 0 | 0 | 0 | 0 | 0 | 0 | 0 | 0 | 0 | 0 | 0 | 0 | 0 | 0 | 0 | 0 | 0 | -246512.8382 | -115689.6092 | 0 | 0 | 0 | 0 | 0 | 0 | 0 | 0 | 0 | 0 | 0 | 0 | 0 | 0 | 0 | 0
2016-06-12 04:00 | 0 | 0 | 0 | 0 | 108484.5525 | 0 | 470687 | 0 | 0 | 0 | 0 | 984327.4871 | 1618672.0675 | 0 | 0 | 0 | 0 | 0 | 0 | 0 | 0 | 0 | 0 | 0 | 0 | 0 | 0 | 0 | 0 | 0 | -246512.8382 | -115689.6092 | 0 | 0 | 0 | 0 | 0 | 0 | 0 | 0 | 0 | 0 | 0 | 0 | 0 | 0 | 0 | 0
2016-06-12 05:00 | 0 | 0 | 0 | 0 | 650170.2952 | 0 | 442054 | 0 | 0 | 0 | 0 | 1076754.173 | 1734361.6768 | 0 | 0 | 0 | 0 | 0 | 0 | 0 | 0 | 0 | 0 | 0 | 0 | 0 | 0 | 0 | 0 | 0 | 92426.686 | 115689.6092 | 0 | 0 | 0 | 0 | 0 | 0 | 0 | 0 | 0 | 0 | 0 | 0 | 0 | 0 | 0 | 0
2016-06-12 06:00 | 0 | 0 | 0 | 0 | 56008.5525 | 0 | 418211 | 0 | 0 | 0 | 0 | 830241.3348 | 1618672.0675 | 0 | 0 | 0 | 0 | 0 | 0 | 0 | 0 | 0 | 0 | 0 | 0 | 0 | 0 | 0 | 0 | 0 | -246512.8382 | -115689.6092 | 0 | 0 | 0 | 0 | 0 | 0 | 0 | 0 | 0 | 0 | 0 | 0 | 0 | 0 | 0 | 0
2016-06-12 07:00 | 0 | 0 | 0 | 0 | 38225.5525 | 0 | 400428 | 0 | 0 | 0 | 0 | 583728.4965 | 1502982.4583 | 0 | 0 | 0 | 0 | 0 | 0 | 0 | 0 | 0 | 0 | 0 | 0 | 0 | 0 | 0 | 0 | 0 | -246512.8382 | -115689.6092 | 0 | 0 | 0 | 0 | 0 | 0 | 0 | 0 | 0 | 0 | 0 | 0 | 0 | 0 | 0 | 0
2016-06-12 08:00 | 0 | 0 | 0 | 0 | 572585.6795 | 0 | 387567 | 0 | 0 | 0 | 0 | 635240.0143 | 1618672.0675 | 0 | 0 | 0 | 0 | 0 | 0 | 0 | 17817.5525 | 0 | 0 | 0 | 0 | 0 | 0 | 0 | 0 | 0 | 51511.5178 | 115689.6092 | 0 | 0 | 0 | 0 | 0 | 0 | 0 | 0 | 0 | 17817.5525 | 0 | 0 | 0 | 0 | 0 | 0
2016-06-12 09:00 | 0 | 0 | 0 | 0 | 0 | 0 | 380020 | 0 | 0 | 0 | 0 | 388727.1761 | 1502982.4583 | 0 | 0 | 0 | 0 | 0 | 0 | 0 | 0 | 0 | 0 | 0 | 0 | 0 | 0 | 0 | 0 | 0 | -246512.8382 | -115689.6092 | 0 | 0 | 0 | 0 | 0 | 0 | 0 | 0 | 0 | -17817.5525 | 0 | 0 | 0 | 0 | 0 | 0
2016-06-12 10:00 | 0 | 0 | 0 | 0 | 268592.763 | 0 | 376210 | 0 | 0 | 0 | 0 | 396799.5484 | 1387292.8491 | 0 | 0 | 0 | 0 | 0 | 0 | 0 | 0 | 0 | 0 | 0 | 0 | 0 | 0 | 0 | 0 | 0 | 8072.3723 | -115689.6092 | 0 | 0 | 0 | 0 | 0 | 0 | 0 | 0 | 0 | 0 | 0 | 0 | 0 | 0 | 0 | 0
2016-06-12 11:00 | 0 | 0 | 0 | 0 | 380216.6559 | 3.9586 | 384024 | 0 | 0 | 0 | 0 | 246512.8382 | 1502982.4583 | 0 | 0 | 0 | 0 | 0 | 0 | 0 | 30793.7153 | 0 | 0 | 0 | 0 | 0 | 0 | 0 | 0 | 0 | -150286.7101 | 115689.6092 | 0 | 0 | 0 | 0 | 0 | 0 | 0 | 0 | 0 | 30793.7153 | 0 | 0 | 0 | 0 | 0 | 0
2016-06-12 12:00 | 0 | 0 | 0 | 0 | 0 | 109172.6335 | 407958 | 0 | 0 | 0 | 0 | 0 | 1481503.6454 | 0 | 0 | 0 | 0 | 0 | 0 | 0 | 0 | 0 | 0 | 0 | 0 | 0 | 0 | 0 | 0 | 0 | -246512.8382 | -21478.813 | 0 | 0 | 0 | 0 | 0 | 0 | 0 | 0 | 0 | -30793.7153 | 0 | 0 | 0 | 0 | 0 | 0
2016-06-12 13:00 | 0 | 0 | 0 | 0 | 0 | 434463.8638 | 437678 | 0 | 0 | 0 | 0 | 0 | 1478289.5092 | 0 | 0 | 0 | 0 | 0 | 0 | 0 | 0 | 0 | 0 | 0 | 0 | 0 | 0 | 0 | 0 | 0 | 0 | -3214.1362 | 0 | 0 | 0 | 0 | 0 | 0 | 0 | 0 | 0 | 0 | 0 | 0 | 0 | 0 | 0 | 0
2016-06-12 14:00 | 0 | 0 | 0 | 0 | 187304.7323 | 642909.7152 | 468012 | 0 | 0 | 0 | 0 | 246512.8382 | 1593979.1184 | 0 | 0 | 0 | 0 | 0 | 0 | 0 | 0 | 0 | 0 | 0 | 0 | 0 | 0 | 0 | 0 | 0 | 246512.8382 | 115689.6092 | 0 | 0 | 0 | 0 | 0 | 0 | 0 | 0 | 0 | 0 | 0 | 0 | 0 | 0 | 0 | 0
2016-06-12 15:00 | 0 | 0 | 0 | 0 | 0 | 755173.3455 | 494687 | 0 | 0 | 0 | 0 | 391309.5746 | 1709668.7276 | 0 | 0 | 0 | 0 | 0 | 0 | 0 | 0 | 0 | 0 | 0 | 0 | 0 | 0 | 0 | 0 | 0 | 144796.7363 | 115689.6092 | 0 | 0 | 0 | 0 | 0 | 0 | 0 | 0 | 0 | 0 | 0 | 0 | 0 | 0 | 0 | 0
2016-06-12 16:00 | 0 | 0 | 0 | 0 | 0 | 813354.4377 | 517422 | 0 | 0 | 0 | 0 | 637822.4128 | 1759088.3271 | 0 | 0 | 0 | 0 | 0 | 0 | 0 | 0 | 0 | 0 | 0 | 0 | 0 | 0 | 0 | 0 | 0 | 246512.8382 | 49419.5995 | 0 | 0 | 0 | 0 | 0 | 0 | 0 | 0 | 0 | 0 | 0 | 0 | 0 | 0 | 0 | 0
2016-06-12 17:00 | 0 | 0 | 0 | 0 | 0 | 825393.3459 | 534487 | 0 | 0 | 0 | 0 | 813039.1495 | 1874777.9363 | 0 | 0 | 0 | 0 | 0 | 0 | 0 | 0 | 0 | 0 | 0 | 0 | 0 | 0 | 0 | 0 | 0 | 175216.7367 | 115689.6092 | 0 | 0 | 0 | 0 | 0 | 0 | 0 | 0 | 0 | 0 | 0 | 0 | 0 | 0 | 0 | 0
2016-06-12 18:00 | 0 | 0 | 0 | 0 | 0 | 819607.6718 | 545621 | 0 | 0 | 0 | 0 | 1059551.9877 | 1902251.7698 | 0 | 0 | 0 | 0 | 0 | 0 | 0 | 0 | 0 | 0 | 0 | 0 | 0 | 0 | 0 | 0 | 0 | 246512.8382 | 27473.8335 | 0 | 0 | 0 | 0 | 0 | 0 | 0 | 0 | 0 | 0 | 0 | 0 | 0 | 0 | 0 | 0
2016-06-12 19:00 | 0 | 0 | 0 | 0 | 0 | 809597.9438 | 552724 | 0 | 0 | 0 | 0 | 1200736.3223 | 2017941.3791 | 0 | 0 | 0 | 0 | 0 | 0 | 0 | 0 | 0 | 0 | 0 | 0 | 0 | 0 | 0 | 0 | 0 | 141184.3345 | 115689.6092 | 0 | 0 | 0 | 0 | 0 | 0 | 0 | 0 | 0 | 0 | 0 | 0 | 0 | 0 | 0 | 0
2016-06-12 20:00 | 0 | 0 | 0 | 0 | 0 | 799994.4527 | 556947 | 0 | 0 | 0 | 0 | 1447249.1605 | 2014475.9936 | 0 | 0 | 0 | 0 | 0 | 0 | 0 | 0 | 0 | 0 | 0 | 0 | 0 | 0 | 0 | 0 | 0 | 246512.8382 | -3465.3855 | 0 | 0 | 0 | 0 | 0 | 0 | 0 | 0 | 0 | 0 | 0 | 0 | 0 | 0 | 0 | 0
2016-06-12 21:00 | 0 | 0 | 0 | 0 | 0 | 781648.598 | 558748 | 0 | 0 | 0 | 0 | 1554460.1493 | 2130165.6028 | 0 | 0 | 0 | 0 | 0 | 0 | 0 | 0 | 0 | 0 | 0 | 0 | 0 | 0 | 0 | 0 | 0 | 107210.9888 | 115689.6092 | 0 | 0 | 0 | 0 | 0 | 0 | 0 | 0 | 0 | 0 | 0 | 0 | 0 | 0 | 0 | 0
2016-06-12 22:00 | 0 | 0 | 0 | 0 | 0 | 744507.1128 | 554207 | 0 | 0 | 0 | 0 | 1629070.6529 | 2245855.212 | 0 | 0 | 0 | 0 | 0 | 0 | 0 | 0 | 0 | 0 | 0 | 0 | 0 | 0 | 0 | 0 | 0 | 74610.5036 | 115689.6092 | 0 | 0 | 0 | 0 | 0 | 0 | 0 | 0 | 0 | 0 | 0 | 0 | 0 | 0 | 0 | 0
2016-06-12 23:00 | 0 | 0 | 0 | 0 | 0 | 666187.4574 | 543277 | 0 | 0 | 0 | 0 | 1867670.7195 | 2130165.6028 | 0 | 0 | 0 | 0 | 0 | 0 | 0 | 0 | 0 | 0 | 0 | 0 | 0 | 0 | 0 | 0 | 0 | 238600.0666 | -115689.6092 | 0 | 0 | 0 | 0 | 0 | 0 | 0 | 0 | 0 | 0 | 0 | 0 | 0 | 0 | 0 | 0
2016-06-13 | 0 | 0 | 0 | 0 | 0 | 553209.3058 | 530139 | 0 | 0 | 0 | 0 | 1775051.4161 | 2245855.212 | 0 | 0 | 0 | 0 | 0 | 0 | 0 | 0 | 0 | 0 | 0 | 0 | 0 | 0 | 0 | 0 | 0 | -92619.3034 | 115689.6092 | 0 | 0 | 0 | 0 | 0 | 0 | 0 | 0 | 0 | 0 | 0 | 0 | 0 | 0 | 0 | 0
2016-06-13 01:00 | 0 | 0 | 0 | 0 | 0 | 318727.7937 | 519068 | 0 | 0 | 0 | 0 | 1690400.819 | 2130165.6028 | 0 | 0 | 0 | 0 | 0 | 0 | 0 | 0 | 0 | 0 | 0 | 0 | 0 | 0 | 0 | 0 | 0 | -84650.5971 | -115689.6092 | 0 | 0 | 0 | 0 | 0 | 0 | 0 | 0 | 0 | 0 | 0 | 0 | 0 | 0 | 0 | 0
2016-06-13 02:00 | 0 | 0 | 0 | 0 | 458344.3383 | 37658.7255 | 498816 | 0 | 0 | 0 | 0 | 1803277.4921 | 2014475.9936 | 0 | 0 | 0 | 0 | 0 | 0 | 0 | 0 | 0 | 0 | 0 | 0 | 0 | 0 | 0 | 0 | 0 | 112876.673 | -115689.6092 | 0 | 0 | 0 | 0 | 0 | 0 | 0 | 0 | 0 | 0 | 0 | 0 | 0 | 0 | 0 | 0
2016-06-13 03:00 | 0 | 0 | 0 | 0 | 106932.6755 | 2.877 | 469138 | 0 | 0 | 0 | 0 | 1556764.6538 | 1898786.3844 | 0 | 0 | 0 | 0 | 0 | 0 | 0 | 0 | 0 | 0 | 0 | 0 | 0 | 0 | 0 | 0 | 0 | -246512.8382 | -115689.6092 | 0 | 0 | 0 | 0 | 0 | 0 | 0 | 0 | 0 | 0 | 0 | 0 | 0 | 0 | 0 | 0
2016-06-13 04:00 | 0 | 0 | 0 | 0 | 391740.0767 | 0 | 439711 | 0 | 0 | 0 | 0 | 1624483.3398 | 1783096.7751 | 0 | 0 | 0 | 0 | 0 | 0 | 0 | 0 | 0 | 0 | 0 | 0 | 0 | 0 | 0 | 0 | 0 | 67718.6859 | -115689.6092 | 0 | 0 | 0 | 0 | 0 | 0 | 0 | 0 | 0 | 0 | 0 | 0 | 0 | 0 | 0 | 0
2016-06-13 05:00 | 0 | 0 | 0 | 0 | 353456.6155 | 0 | 415207 | 0 | 0 | 0 | 0 | 1447043.346 | 1898786.3844 | 0 | 0 | 0 | 0 | 0 | 0 | 0 | 0 | 0 | 0 | 0 | 0 | 0 | 0 | 0 | 0 | 0 | -177439.9938 | 115689.6092 | 0 | 0 | 0 | 0 | 0 | 0 | 0 | 0 | 0 | 0 | 0 | 0 | 0 | 0 | 0 | 0
2016-06-13 06:00 | 0 | 0 | 0 | 0 | 263693.771 | 0 | 394517 | 0 | 0 | 0 | 0 | 1200530.5078 | 2014475.9936 | 0 | 0 | 0 | 0 | 0 | 0 | 0 | 0 | 0 | 0 | 0 | 0 | 0 | 0 | 0 | 0 | 0 | -246512.8382 | 115689.6092 | 0 | 0 | 0 | 0 | 0 | 0 | 0 | 0 | 0 | 0 | 0 | 0 | 0 | 0 | 0 | 0
2016-06-13 07:00 | 0 | 0 | 0 | 0 | 283991.3879 | 0 | 380639 | 0 | 0 | 0 | 0 | 1207215.9523 | 1898786.3844 | 0 | 0 | 0 | 0 | 0 | 0 | 0 | 12356.5525 | 0 | 0 | 0 | 0 | 0 | 0 | 0 | 0 | 0 | 6685.4446 | -115689.6092 | 0 | 0 | 0 | 0 | 0 | 0 | 0 | 0 | 0 | 12356.5525 | 0 | 0 | 0 | 0 | 0 | 0
2016-06-13 08:00 | 0 | 0 | 0 | 0 | 0 | 0 | 374559 | 0 | 0 | 0 | 0 | 960703.1141 | 1783096.7751 | 0 | 0 | 0 | 0 | 0 | 0 | 0 | 0 | 0 | 0 | 0 | 0 | 0 | 0 | 0 | 0 | 0 | -246512.8382 | -115689.6092 | 0 | 0 | 0 | 0 | 0 | 0 | 0 | 0 | 0 | -12356.5525 | 0 | 0 | 0 | 0 | 0 | 0
2016-06-13 09:00 | 0 | 0 | 0 | 0 | 234101.6814 | 0 | 379564 | 0 | 0 | 0 | 0 | 930930.4047 | 1667407.1659 | 0 | 0 | 0 | 0 | 0 | 0 | 0 | 0 | 0 | 0 | 0 | 0 | 0 | 0 | 0 | 0 | 0 | -29772.7094 | -115689.6092 | 0 | 0 | 0 | 0 | 0 | 0 | 0 | 0 | 0 | 0 | 0 | 0 | 0 | 0 | 0 | 0
2016-06-13 10:00 | 0 | 0 | 0 | 0 | 31992.5525 | 0 | 394195 | 0 | 0 | 0 | 0 | 684417.5665 | 1551717.5567 | 0 | 0 | 0 | 0 | 0 | 0 | 0 | 0 | 0 | 0 | 0 | 0 | 0 | 0 | 0 | 0 | 0 | -246512.8382 | -115689.6092 | 0 | 0 | 0 | 0 | 0 | 0 | 0 | 0 | 0 | 0 | 0 | 0 | 0 | 0 | 0 | 0
2016-06-13 11:00 | 0 | 0 | 0 | 0 | 178260.1228 | 4.2001 | 416210 | 0 | 0 | 0 | 0 | 437904.7283 | 1560284.7177 | 0 | 0 | 0 | 0 | 0 | 0 | 0 | 0 | 0 | 0 | 0 | 0 | 0 | 0 | 0 | 0 | 0 | -246512.8382 | 8567.1611 | 0 | 0 | 0 | 0 | 0 | 0 | 0 | 0 | 0 | 0 | 0 | 0 | 0 | 0 | 0 | 0
2016-06-13 12:00 | 0 | 0 | 0 | 0 | 107156.9328 | 148510.4381 | 440541 | 0 | 0 | 0 | 0 | 368720.7084 | 1444595.1085 | 0 | 0 | 0 | 0 | 0 | 0 | 0 | 0 | 0 | 0 | 0 | 0 | 0 | 0 | 0 | 0 | 0 | -69184.0199 | -115689.6092 | 0 | 0 | 0 | 0 | 0 | 0 | 0 | 0 | 0 | 0 | 0 | 0 | 0 | 0 | 0 | 0
2016-06-13 13:00 | 0 | 0 | 0 | 0 | 0 | 490292.4322 | 467299 | 0 | 0 | 0 | 0 | 476610.0345 | 1328905.4993 | 0 | 0 | 0 | 0 | 0 | 0 | 0 | 30793.7153 | 0 | 0 | 0 | 0 | 0 | 0 | 0 | 0 | 0 | 107889.3261 | -115689.6092 | 0 | 0 | 0 | 0 | 0 | 0 | 0 | 0 | 0 | 30793.7153 | 0 | 0 | 0 | 0 | 0 | 0
2016-06-13 14:00 | 0 | 0 | 0 | 0 | 0 | 700671.2342 | 495712 | 0 | 0 | 0 | 0 | 596673.3748 | 1444595.1085 | 0 | 0 | 0 | 0 | 0 | 0 | 0 | 0 | 0 | 0 | 0 | 0 | 0 | 0 | 0 | 0 | 0 | 120063.3403 | 115689.6092 | 0 | 0 | 0 | 0 | 0 | 0 | 0 | 0 | 0 | -30793.7153 | 0 | 0 | 0 | 0 | 0 | 0
2016-06-13 15:00 | 0 | 0 | 0 | 0 | 0 | 802087.3878 | 522570 | 0 | 0 | 0 | 0 | 760501.1533 | 1560284.7177 | 0 | 0 | 0 | 0 | 0 | 0 | 0 | 0 | 0 | 0 | 0 | 0 | 0 | 0 | 0 | 0 | 0 | 163827.7785 | 115689.6092 | 0 | 0 | 0 | 0 | 0 | 0 | 0 | 0 | 0 | 0 | 0 | 0 | 0 | 0 | 0 | 0
2016-06-13 16:00 | 0 | 0 | 0 | 0 | 90647.2822 | 843166.3148 | 545584 | 0 | 0 | 0 | 0 | 1007013.9916 | 1671207.7612 | 0 | 0 | 0 | 0 | 0 | 0 | 0 | 30793.7153 | 0 | 0 | 0 | 0 | 0 | 0 | 0 | 0 | 0 | 246512.8382 | 110923.0435 | 0 | 0 | 0 | 0 | 0 | 0 | 0 | 0 | 0 | 30793.7153 | 0 | 0 | 0 | 0 | 0 | 0
2016-06-13 17:00 | 0 | 0 | 0 | 0 | 0 | 845911.2133 | 565469 | 0 | 0 | 0 | 0 | 1196774.9078 | 1786897.3704 | 0 | 0 | 0 | 0 | 0 | 0 | 0 | 5785.4032 | 0 | 0 | 0 | 0 | 0 | 0 | 0 | 0 | 0 | 189760.9162 | 115689.6092 | 0 | 0 | 0 | 0 | 0 | 0 | 0 | 0 | 0 | -25008.3122 | 0 | 0 | 0 | 0 | 0 | 0
2016-06-13 18:00 | 0 | 0 | 0 | 0 | 87283.5428 | 834683.1556 | 580343 | 0 | 0 | 0 | 0 | 1391915.2817 | 1902586.9797 | 0 | 0 | 0 | 0 | 0 | 0 | 0 | 36579.1185 | 0 | 0 | 0 | 0 | 0 | 0 | 0 | 0 | 0 | 195140.3739 | 115689.6092 | 0 | 0 | 0 | 0 | 0 | 0 | 0 | 0 | 0 | 30793.7153 | 0 | 0 | 0 | 0 | 0 | 0
2016-06-13 19:00 | 0 | 0 | 0 | 0 | 0 | 823063.8552 | 589658 | 0 | 0 | 0 | 0 | 1540425.243 | 2018276.5889 | 0 | 0 | 0 | 0 | 0 | 0 | 0 | 5785.4032 | 0 | 0 | 0 | 0 | 0 | 0 | 0 | 0 | 0 | 148509.9613 | 115689.6092 | 0 | 0 | 0 | 0 | 0 | 0 | 0 | 0 | 0 | -30793.7153 | 0 | 0 | 0 | 0 | 0 | 0
2016-06-13 20:00 | 0 | 0 | 0 | 0 | 95149.4984 | 816050.1482 | 595279 | 0 | 0 | 0 | 0 | 1786938.0813 | 2056890.6819 | 0 | 0 | 0 | 0 | 0 | 0 | 0 | 36579.1185 | 0 | 0 | 0 | 0 | 0 | 0 | 0 | 0 | 0 | 246512.8382 | 38614.093 | 0 | 0 | 0 | 0 | 0 | 0 | 0 | 0 | 0 | 30793.7153 | 0 | 0 | 0 | 0 | 0 | 0
2016-06-13 21:00 | 0 | 0 | 0 | 0 | 0 | 805024.5029 | 596967 | 0 | 0 | 0 | 0 | 2033450.9195 | 2049229.0619 | 0 | 0 | 0 | 0 | 0 | 0 | 0 | 5785.4032 | 0 | 0 | 0 | 0 | 0 | 0 | 0 | 0 | 0 | 246512.8382 | -7661.62 | 0 | 0 | 0 | 0 | 0 | 0 | 0 | 0 | 0 | -30793.7153 | 0 | 0 | 0 | 0 | 0 | 0
2016-06-13 22:00 | 0 | 0 | 0 | 0 | 0 | 770458.9898 | 591091 | 0 | 0 | 0 | 0 | 2072120.9879 | 2164918.6712 | 0 | 0 | 0 | 0 | 0 | 0 | 0 | 30793.7153 | 0 | 0 | 0 | 0 | 0 | 0 | 0 | 0 | 0 | 38670.0684 | 115689.6092 | 0 | 0 | 0 | 0 | 0 | 0 | 0 | 0 | 0 | 25008.3122 | 0 | 0 | 0 | 0 | 0 | 0
2016-06-13 23:00 | 0 | 0 | 0 | 0 | 0 | 683102.3251 | 579889 | 0 | 0 | 0 | 0 | 2141519.7613 | 2229526.9382 | 0 | 0 | 0 | 0 | 0 | 0 | 0 | 0 | 0 | 0 | 0 | 0 | 0 | 0 | 0 | 0 | 0 | 69398.7733 | 64608.2671 | 0 | 0 | 0 | 0 | 0 | 0 | 0 | 0 | 0 | -30793.7153 | 0 | 0 | 0 | 0 | 0 | 0
2016-06-14 | 0 | 0 | 0 | 0 | 0 | 565156.8954 | 565632 | 0 | 0 | 0 | 0 | 2256734.2659 | 2113837.329 | 0 | 0 | 0 | 0 | 0 | 0 | 0 | 0 | 0 | 0 | 0 | 0 | 0 | 0 | 0 | 0 | 0 | 115214.5046 | -115689.6092 | 0 | 0 | 0 | 0 | 0 | 0 | 0 | 0 | 0 | 0 | 0 | 0 | 0 | 0 | 0 | 0
2016-06-14 01:00 | 0 | 0 | 0 | 0 | 0 | 309539.9739 | 551948 | 0 | 0 | 0 | 0 | 2010221.4276 | 2117942.1412 | 0 | 0 | 0 | 0 | 0 | 0 | 0 | 0 | 0 | 0 | 0 | 0 | 0 | 0 | 0 | 0 | 0 | -246512.8382 | 4104.8122 | 0 | 0 | 0 | 0 | 0 | 0 | 0 | 0 | 0 | 0 | 0 | 0 | 0 | 0 | 0 | 0
2016-06-14 02:00 | 0 | 0 | 0 | 0 | 121784.0147 | 43040.5378 | 527027 | 0 | 0 | 0 | 0 | 1763708.5894 | 2002252.5319 | 0 | 0 | 0 | 0 | 0 | 0 | 0 | 0 | 0 | 0 | 0 | 0 | 0 | 0 | 0 | 0 | 0 | -246512.8382 | -115689.6092 | 0 | 0 | 0 | 0 | 0 | 0 | 0 | 0 | 0 | 0 | 0 | 0 | 0 | 0 | 0 | 0
2016-06-14 03:00 | 0 | 0 | 0 | 0 | 456267.2537 | 0 | 491855 | 0 | 0 | 0 | 0 | 1843810.4523 | 1886562.9227 | 0 | 0 | 0 | 0 | 0 | 0 | 0 | 0 | 0 | 0 | 0 | 0 | 0 | 0 | 0 | 0 | 0 | 80101.8629 | -115689.6092 | 0 | 0 | 0 | 0 | 0 | 0 | 0 | 0 | 0 | 0 | 0 | 0 | 0 | 0 | 0 | 0
2016-06-14 04:00 | 0 | 0 | 0 | 0 | 96115.5525 | 0 | 458318 | 0 | 0 | 0 | 0 | 1597297.6141 | 1770873.3135 | 0 | 0 | 0 | 0 | 0 | 0 | 0 | 0 | 0 | 0 | 0 | 0 | 0 | 0 | 0 | 0 | 0 | -246512.8382 | -115689.6092 | 0 | 0 | 0 | 0 | 0 | 0 | 0 | 0 | 0 | 0 | 0 | 0 | 0 | 0 | 0 | 0
2016-06-14 05:00 | 0 | 0 | 0 | 0 | 67491.5525 | 0 | 429694 | 0 | 0 | 0 | 0 | 1350784.7758 | 1655183.7042 | 0 | 0 | 0 | 0 | 0 | 0 | 0 | 0 | 0 | 0 | 0 | 0 | 0 | 0 | 0 | 0 | 0 | -246512.8382 | -115689.6092 | 0 | 0 | 0 | 0 | 0 | 0 | 0 | 0 | 0 | 0 | 0 | 0 | 0 | 0 | 0 | 0
2016-06-14 06:00 | 0 | 0 | 0 | 0 | 380800.7117 | 0 | 408610 | 0 | 0 | 0 | 0 | 1207285.8783 | 1770873.3135 | 0 | 0 | 0 | 0 | 0 | 0 | 0 | 0 | 0 | 0 | 0 | 0 | 0 | 0 | 0 | 0 | 0 | -143498.8975 | 115689.6092 | 0 | 0 | 0 | 0 | 0 | 0 | 0 | 0 | 0 | 0 | 0 | 0 | 0 | 0 | 0 | 0
2016-06-14 07:00 | 0 | 0 | 0 | 0 | 30803.5525 | 0 | 393006 | 0 | 0 | 0 | 0 | 960773.04 | 1655183.7042 | 0 | 0 | 0 | 0 | 0 | 0 | 0 | 0 | 0 | 0 | 0 | 0 | 0 | 0 | 0 | 0 | 0 | -246512.8382 | -115689.6092 | 0 | 0 | 0 | 0 | 0 | 0 | 0 | 0 | 0 | 0 | 0 | 0 | 0 | 0 | 0 | 0
2016-06-14 08:00 | 0 | 0 | 0 | 0 | 24059.5525 | 0 | 386262 | 0 | 0 | 0 | 0 | 714260.2018 | 1539494.095 | 0 | 0 | 0 | 0 | 0 | 0 | 0 | 0 | 0 | 0 | 0 | 0 | 0 | 0 | 0 | 0 | 0 | -246512.8382 | -115689.6092 | 0 | 0 | 0 | 0 | 0 | 0 | 0 | 0 | 0 | 0 | 0 | 0 | 0 | 0 | 0 | 0
2016-06-14 09:00 | 0 | 0 | 0 | 0 | 306972.4538 | 0 | 390262 | 0 | 0 | 0 | 0 | 515281.0464 | 1655183.7042 | 0 | 0 | 0 | 0 | 0 | 0 | 0 | 0 | 0 | 0 | 0 | 0 | 0 | 0 | 0 | 0 | 0 | -198979.1554 | 115689.6092 | 0 | 0 | 0 | 0 | 0 | 0 | 0 | 0 | 0 | 0 | 0 | 0 | 0 | 0 | 0 | 0
2016-06-14 10:00 | 0 | 0 | 0 | 0 | 42807.5525 | 0 | 405010 | 0 | 0 | 0 | 0 | 268768.2081 | 1539494.095 | 0 | 0 | 0 | 0 | 0 | 0 | 0 | 0 | 0 | 0 | 0 | 0 | 0 | 0 | 0 | 0 | 0 | -246512.8382 | -115689.6092 | 0 | 0 | 0 | 0 | 0 | 0 | 0 | 0 | 0 | 0 | 0 | 0 | 0 | 0 | 0 | 0
2016-06-14 11:00 | 0 | 0 | 0 | 0 | 279154.2848 | 13.8602 | 425599 | 0 | 0 | 0 | 0 | 238026.9623 | 1423804.4858 | 0 | 0 | 0 | 0 | 0 | 0 | 0 | 0 | 0 | 0 | 0 | 0 | 0 | 0 | 0 | 0 | 0 | -30741.2458 | -115689.6092 | 0 | 0 | 0 | 0 | 0 | 0 | 0 | 0 | 0 | 0 | 0 | 0 | 0 | 0 | 0 | 0
2016-06-14 12:00 | 0 | 0 | 0 | 0 | 0 | 174836.6705 | 449688 | 0 | 0 | 0 | 0 | 78865.242 | 1308114.8765 | 0 | 0 | 0 | 0 | 0 | 0 | 0 | 0 | 0 | 0 | 0 | 0 | 0 | 0 | 0 | 0 | 0 | -159161.7203 | -115689.6092 | 0 | 0 | 0 | 0 | 0 | 0 | 0 | 0 | 0 | 0 | 0 | 0 | 0 | 0 | 0 | 0
2016-06-14 13:00 | 0 | 0 | 0 | 0 | 0 | 578609.0506 | 476353 | 0 | 0 | 0 | 0 | 65431.6834 | 1423804.4858 | 0 | 0 | 0 | 0 | 0 | 0 | 0 | 0 | 0 | 0 | 0 | 0 | 0 | 0 | 0 | 0 | 0 | -13433.5587 | 115689.6092 | 0 | 0 | 0 | 0 | 0 | 0 | 0 | 0 | 0 | 0 | 0 | 0 | 0 | 0 | 0 | 0
2016-06-14 14:00 | 0 | 0 | 0 | 0 | 128813.339 | 737333.1085 | 503944 | 0 | 0 | 0 | 0 | 311944.5216 | 1539494.095 | 0 | 0 | 0 | 0 | 0 | 0 | 0 | 0 | 0 | 0 | 0 | 0 | 0 | 0 | 0 | 0 | 0 | 246512.8382 | 115689.6092 | 0 | 0 | 0 | 0 | 0 | 0 | 0 | 0 | 0 | 0 | 0 | 0 | 0 | 0 | 0 | 0
2016-06-14 15:00 | 0 | 0 | 0 | 0 | 48542.4515 | 844586.996 | 530927 | 0 | 0 | 0 | 0 | 558457.3599 | 1655183.7042 | 0 | 0 | 0 | 0 | 0 | 0 | 0 | 0 | 0 | 0 | 0 | 0 | 0 | 0 | 0 | 0 | 0 | 246512.8382 | 115689.6092 | 0 | 0 | 0 | 0 | 0 | 0 | 0 | 0 | 0 | 0 | 0 | 0 | 0 | 0 | 0 | 0
2016-06-14 16:00 | 0 | 0 | 0 | 0 | 0 | 902274.2453 | 553952 | 0 | 0 | 0 | 0 | 804970.1981 | 1756993.1113 | 0 | 0 | 0 | 0 | 0 | 0 | 0 | 0 | 0 | 0 | 0 | 0 | 0 | 0 | 0 | 0 | 0 | 246512.8382 | 101809.4071 | 0 | 0 | 0 | 0 | 0 | 0 | 0 | 0 | 0 | 0 | 0 | 0 | 0 | 0 | 0 | 0
2016-06-14 17:00 | 0 | 0 | 0 | 0 | 0 | 908598.0393 | 573249 | 0 | 0 | 0 | 0 | 1051483.0363 | 1845829.3124 | 0 | 0 | 0 | 0 | 0 | 0 | 0 | 0 | 0 | 0 | 0 | 0 | 0 | 0 | 0 | 0 | 0 | 246512.8382 | 88836.201 | 0 | 0 | 0 | 0 | 0 | 0 | 0 | 0 | 0 | 0 | 0 | 0 | 0 | 0 | 0 | 0
2016-06-14 18:00 | 0 | 0 | 0 | 0 | 0 | 896360.9062 | 587081 | 0 | 0 | 0 | 0 | 1245073.3333 | 1961518.9216 | 0 | 0 | 0 | 0 | 0 | 0 | 0 | 0 | 0 | 0 | 0 | 0 | 0 | 0 | 0 | 0 | 0 | 193590.297 | 115689.6092 | 0 | 0 | 0 | 0 | 0 | 0 | 0 | 0 | 0 | 0 | 0 | 0 | 0 | 0 | 0 | 0
2016-06-14 19:00 | 0 | 0 | 0 | 0 | 0 | 882074.7854 | 595687 | 0 | 0 | 0 | 0 | 1415771.5095 | 2077208.5308 | 0 | 0 | 0 | 0 | 0 | 0 | 0 | 0 | 0 | 0 | 0 | 0 | 0 | 0 | 0 | 0 | 0 | 170698.1762 | 115689.6092 | 0 | 0 | 0 | 0 | 0 | 0 | 0 | 0 | 0 | 0 | 0 | 0 | 0 | 0 | 0 | 0
2016-06-14 20:00 | 0 | 0 | 0 | 0 | 0 | 873521.8065 | 601822 | 0 | 0 | 0 | 0 | 1662284.3477 | 2102395.4991 | 0 | 0 | 0 | 0 | 0 | 0 | 0 | 0 | 0 | 0 | 0 | 0 | 0 | 0 | 0 | 0 | 0 | 246512.8382 | 25186.9683 | 0 | 0 | 0 | 0 | 0 | 0 | 0 | 0 | 0 | 0 | 0 | 0 | 0 | 0 | 0 | 0
2016-06-14 21:00 | 0 | 0 | 0 | 0 | 0 | 857949.1313 | 603737 | 0 | 0 | 0 | 0 | 1800806.8698 | 2218085.1083 | 0 | 0 | 0 | 0 | 0 | 0 | 0 | 0 | 0 | 0 | 0 | 0 | 0 | 0 | 0 | 0 | 0 | 138522.5221 | 115689.6092 | 0 | 0 | 0 | 0 | 0 | 0 | 0 | 0 | 0 | 0 | 0 | 0 | 0 | 0 | 0 | 0
2016-06-14 22:00 | 0 | 0 | 0 | 0 | 0 | 825326.9735 | 597600 | 0 | 0 | 0 | 0 | 2047319.7081 | 2199299.2436 | 0 | 0 | 0 | 0 | 0 | 0 | 0 | 0 | 0 | 0 | 0 | 0 | 0 | 0 | 0 | 0 | 0 | 246512.8382 | -18785.8648 | 0 | 0 | 0 | 0 | 0 | 0 | 0 | 0 | 0 | 0 | 0 | 0 | 0 | 0 | 0 | 0
2016-06-14 23:00 | 0 | 0 | 0 | 0 | 0 | 737695.2805 | 585548 | 0 | 0 | 0 | 0 | 2083777.3794 | 2314988.8528 | 0 | 0 | 0 | 0 | 0 | 0 | 0 | 0 | 0 | 0 | 0 | 0 | 0 | 0 | 0 | 0 | 0 | 36457.6713 | 115689.6092 | 0 | 0 | 0 | 0 | 0 | 0 | 0 | 0 | 0 | 0 | 0 | 0 | 0 | 0 | 0 | 0
2016-06-15 | 0 | 0 | 0 | 0 | 0 | 581712.5269 | 570965 | 0 | 0 | 0 | 0 | 2210214.5155 | 2199299.2436 | 0 | 0 | 0 | 0 | 0 | 0 | 0 | 0 | 0 | 0 | 0 | 0 | 0 | 0 | 0 | 0 | 0 | 126437.1361 | -115689.6092 | 0 | 0 | 0 | 0 | 0 | 0 | 0 | 0 | 0 | 0 | 0 | 0 | 0 | 0 | 0 | 0
2016-06-15 01:00 | 0 | 0 | 0 | 0 | 110081.738 | 316420.033 | 557325 | 0 | 0 | 0 | 0 | 1963701.6772 | 2314988.8528 | 0 | 0 | 0 | 0 | 0 | 0 | 0 | 0 | 0 | 0 | 0 | 0 | 0 | 0 | 0 | 0 | 0 | -246512.8382 | 115689.6092 | 0 | 0 | 0 | 0 | 0 | 0 | 0 | 0 | 0 | 0 | 0 | 0 | 0 | 0 | 0 | 0
2016-06-15 02:00 | 0 | 0 | 0 | 0 | 444441.8077 | 38939.1079 | 532471 | 0 | 0 | 0 | 0 | 2030301.202 | 2199299.2436 | 0 | 0 | 0 | 0 | 0 | 0 | 0 | 0 | 0 | 0 | 0 | 0 | 0 | 0 | 0 | 0 | 0 | 66599.5248 | -115689.6092 | 0 | 0 | 0 | 0 | 0 | 0 | 0 | 0 | 0 | 0 | 0 | 0 | 0 | 0 | 0 | 0
2016-06-15 03:00 | 0 | 0 | 0 | 0 | 136484.812 | 2.7405 | 498690 | 0 | 0 | 0 | 0 | 1783788.3638 | 2083609.6343 | 0 | 0 | 0 | 0 | 0 | 0 | 0 | 0 | 0 | 0 | 0 | 0 | 0 | 0 | 0 | 0 | 0 | -246512.8382 | -115689.6092 | 0 | 0 | 0 | 0 | 0 | 0 | 0 | 0 | 0 | 0 | 0 | 0 | 0 | 0 | 0 | 0
2016-06-15 04:00 | 0 | 0 | 0 | 0 | 104008.5525 | 0 | 466211 | 0 | 0 | 0 | 0 | 1537275.5255 | 1967920.0251 | 0 | 0 | 0 | 0 | 0 | 0 | 0 | 0 | 0 | 0 | 0 | 0 | 0 | 0 | 0 | 0 | 0 | -246512.8382 | -115689.6092 | 0 | 0 | 0 | 0 | 0 | 0 | 0 | 0 | 0 | 0 | 0 | 0 | 0 | 0 | 0 | 0
2016-06-15 05:00 | 0 | 0 | 0 | 0 | 75939.5525 | 0 | 438142 | 0 | 0 | 0 | 0 | 1290762.6873 | 1852230.4159 | 0 | 0 | 0 | 0 | 0 | 0 | 0 | 0 | 0 | 0 | 0 | 0 | 0 | 0 | 0 | 0 | 0 | -246512.8382 | -115689.6092 | 0 | 0 | 0 | 0 | 0 | 0 | 0 | 0 | 0 | 0 | 0 | 0 | 0 | 0 | 0 | 0
2016-06-15 06:00 | 0 | 0 | 0 | 0 | 487693.0123 | 0 | 417100 | 0 | 0 | 0 | 0 | 1477045.3088 | 1736540.8066 | 0 | 0 | 0 | 0 | 0 | 0 | 0 | 0 | 0 | 0 | 0 | 0 | 0 | 0 | 0 | 0 | 0 | 186282.6216 | -115689.6092 | 0 | 0 | 0 | 0 | 0 | 0 | 0 | 0 | 0 | 0 | 0 | 0 | 0 | 0 | 0 | 0
2016-06-15 07:00 | 0 | 0 | 0 | 0 | 39909.5525 | 0 | 402112 | 0 | 0 | 0 | 0 | 1230532.4706 | 1620851.1974 | 0 | 0 | 0 | 0 | 0 | 0 | 0 | 0 | 0 | 0 | 0 | 0 | 0 | 0 | 0 | 0 | 0 | -246512.8382 | -115689.6092 | 0 | 0 | 0 | 0 | 0 | 0 | 0 | 0 | 0 | 0 | 0 | 0 | 0 | 0 | 0 | 0
2016-06-15 08:00 | 0 | 0 | 0 | 0 | 32556.5525 | 0 | 394759 | 0 | 0 | 0 | 0 | 984019.6324 | 1505161.5882 | 0 | 0 | 0 | 0 | 0 | 0 | 0 | 0 | 0 | 0 | 0 | 0 | 0 | 0 | 0 | 0 | 0 | -246512.8382 | -115689.6092 | 0 | 0 | 0 | 0 | 0 | 0 | 0 | 0 | 0 | 0 | 0 | 0 | 0 | 0 | 0 | 0
2016-06-15 09:00 | 0 | 0 | 0 | 0 | 36311.5525 | 0 | 398514 | 0 | 0 | 0 | 0 | 737506.7941 | 1389471.9789 | 0 | 0 | 0 | 0 | 0 | 0 | 0 | 0 | 0 | 0 | 0 | 0 | 0 | 0 | 0 | 0 | 0 | -246512.8382 | -115689.6092 | 0 | 0 | 0 | 0 | 0 | 0 | 0 | 0 | 0 | 0 | 0 | 0 | 0 | 0 | 0 | 0
2016-06-15 10:00 | 0 | 0 | 0 | 0 | 462012.0497 | 0 | 413684 | 0 | 0 | 0 | 0 | 670145.2345 | 1505161.5882 | 0 | 0 | 0 | 0 | 0 | 0 | 0 | 0 | 0 | 0 | 0 | 0 | 0 | 0 | 0 | 0 | 0 | -67361.5596 | 115689.6092 | 0 | 0 | 0 | 0 | 0 | 0 | 0 | 0 | 0 | 0 | 0 | 0 | 0 | 0 | 0 | 0
2016-06-15 11:00 | 0 | 0 | 0 | 0 | 77289.5804 | 18.3753 | 433725 | 0 | 0 | 0 | 0 | 423632.3963 | 1389471.9789 | 0 | 0 | 0 | 0 | 0 | 0 | 0 | 5785.4032 | 0 | 0 | 0 | 0 | 0 | 0 | 0 | 0 | 0 | -246512.8382 | -115689.6092 | 0 | 0 | 0 | 0 | 0 | 0 | 0 | 0 | 0 | 5785.4032 | 0 | 0 | 0 | 0 | 0 | 0
2016-06-15 12:00 | 0 | 0 | 0 | 0 | 213143.1231 | 158250.7628 | 458210 | 0 | 0 | 0 | 0 | 190332.9577 | 1505161.5882 | 0 | 0 | 0 | 0 | 0 | 0 | 0 | 36579.1185 | 0 | 0 | 0 | 0 | 0 | 0 | 0 | 0 | 0 | -233299.4386 | 115689.6092 | 0 | 0 | 0 | 0 | 0 | 0 | 0 | 0 | 0 | 30793.7153 | 0 | 0 | 0 | 0 | 0 | 0
2016-06-15 13:00 | 0 | 0 | 0 | 0 | 0 | 550955.3721 | 486171 | 0 | 0 | 0 | 0 | 401600.6544 | 1389471.9789 | 0 | 0 | 0 | 0 | 0 | 0 | 0 | 5785.4032 | 0 | 0 | 0 | 0 | 0 | 0 | 0 | 0 | 0 | 211267.6967 | -115689.6092 | 0 | 0 | 0 | 0 | 0 | 0 | 0 | 0 | 0 | -30793.7153 | 0 | 0 | 0 | 0 | 0 | 0
2016-06-15 14:00 | 0 | 0 | 0 | 0 | 0 | 718945.8591 | 515729 | 0 | 0 | 0 | 0 | 494913.3074 | 1505161.5882 | 0 | 0 | 0 | 0 | 0 | 0 | 0 | 0 | 0 | 0 | 0 | 0 | 0 | 0 | 0 | 0 | 0 | 93312.653 | 115689.6092 | 0 | 0 | 0 | 0 | 0 | 0 | 0 | 0 | 0 | -5785.4032 | 0 | 0 | 0 | 0 | 0 | 0
2016-06-15 15:00 | 0 | 0 | 0 | 0 | 0 | 836331.6458 | 544200 | 0 | 0 | 0 | 0 | 741426.1456 | 1550780.3957 | 0 | 0 | 0 | 0 | 0 | 0 | 0 | 0 | 0 | 0 | 0 | 0 | 0 | 0 | 0 | 0 | 0 | 246512.8382 | 45618.8075 | 0 | 0 | 0 | 0 | 0 | 0 | 0 | 0 | 0 | 0 | 0 | 0 | 0 | 0 | 0 | 0
2016-06-15 16:00 | 0 | 0 | 0 | 0 | 0 | 884424.5917 | 569028 | 0 | 0 | 0 | 0 | 941133.1281 | 1666470.0049 | 0 | 0 | 0 | 0 | 0 | 0 | 0 | 0 | 0 | 0 | 0 | 0 | 0 | 0 | 0 | 0 | 0 | 199706.9825 | 115689.6092 | 0 | 0 | 0 | 0 | 0 | 0 | 0 | 0 | 0 | 0 | 0 | 0 | 0 | 0 | 0 | 0
2016-06-15 17:00 | 0 | 0 | 0 | 0 | 0 | 896382.484 | 590949 | 0 | 0 | 0 | 0 | 1187645.9664 | 1725390.6507 | 0 | 0 | 0 | 0 | 0 | 0 | 0 | 0 | 0 | 0 | 0 | 0 | 0 | 0 | 0 | 0 | 0 | 246512.8382 | 58920.6458 | 0 | 0 | 0 | 0 | 0 | 0 | 0 | 0 | 0 | 0 | 0 | 0 | 0 | 0 | 0 | 0
2016-06-15 18:00 | 0 | 0 | 0 | 0 | 0 | 892367.6981 | 608682 | 0 | 0 | 0 | 0 | 1355642.0552 | 1841080.2599 | 0 | 0 | 0 | 0 | 0 | 0 | 0 | 0 | 0 | 0 | 0 | 0 | 0 | 0 | 0 | 0 | 0 | 167996.0888 | 115689.6092 | 0 | 0 | 0 | 0 | 0 | 0 | 0 | 0 | 0 | 0 | 0 | 0 | 0 | 0 | 0 | 0
2016-06-15 19:00 | 0 | 0 | 0 | 0 | 0 | 885470.4796 | 621100 | 0 | 0 | 0 | 0 | 1602154.8934 | 1858937.9013 | 0 | 0 | 0 | 0 | 0 | 0 | 0 | 0 | 0 | 0 | 0 | 0 | 0 | 0 | 0 | 0 | 0 | 246512.8382 | 17857.6414 | 0 | 0 | 0 | 0 | 0 | 0 | 0 | 0 | 0 | 0 | 0 | 0 | 0 | 0 | 0 | 0
2016-06-15 20:00 | 0 | 0 | 0 | 0 | 0 | 884369.8839 | 629859 | 0 | 0 | 0 | 0 | 1740976.1681 | 1974627.5106 | 0 | 0 | 0 | 0 | 0 | 0 | 0 | 0 | 0 | 0 | 0 | 0 | 0 | 0 | 0 | 0 | 0 | 138821.2747 | 115689.6092 | 0 | 0 | 0 | 0 | 0 | 0 | 0 | 0 | 0 | 0 | 0 | 0 | 0 | 0 | 0 | 0
2016-06-15 21:00 | 0 | 0 | 0 | 0 | 0 | 878730.4284 | 632024 | 0 | 0 | 0 | 0 | 1987489.0063 | 1974821.1008 | 0 | 0 | 0 | 0 | 0 | 0 | 0 | 0 | 0 | 0 | 0 | 0 | 0 | 0 | 0 | 0 | 0 | 246512.8382 | 193.5902 | 0 | 0 | 0 | 0 | 0 | 0 | 0 | 0 | 0 | 0 | 0 | 0 | 0 | 0 | 0 | 0
2016-06-15 22:00 | 0 | 0 | 0 | 0 | 0 | 848869.4547 | 626813 | 0 | 0 | 0 | 0 | 2093855.8518 | 2090510.71 | 0 | 0 | 0 | 0 | 0 | 0 | 0 | 0 | 0 | 0 | 0 | 0 | 0 | 0 | 0 | 0 | 0 | 106366.8455 | 115689.6092 | 0 | 0 | 0 | 0 | 0 | 0 | 0 | 0 | 0 | 0 | 0 | 0 | 0 | 0 | 0 | 0
2016-06-15 23:00 | 0 | 0 | 0 | 0 | 0 | 779474.372 | 613147 | 0 | 0 | 0 | 0 | 2340368.6901 | 2010325.2437 | 0 | 0 | 0 | 0 | 0 | 0 | 0 | 0 | 0 | 0 | 0 | 0 | 0 | 0 | 0 | 0 | 0 | 246512.8382 | -80185.4663 | 0 | 0 | 0 | 0 | 0 | 0 | 0 | 0 | 0 | 0 | 0 | 0 | 0 | 0 | 0 | 0
2016-06-16 | 0 | 0 | 0 | 0 | 0 | 624189.8506 | 596583 | 0 | 0 | 0 | 0 | 2252285.9314 | 2126014.8529 | 0 | 0 | 0 | 0 | 0 | 0 | 0 | 0 | 0 | 0 | 0 | 0 | 0 | 0 | 0 | 0 | 0 | -88082.7586 | 115689.6092 | 0 | 0 | 0 | 0 | 0 | 0 | 0 | 0 | 0 | 0 | 0 | 0 | 0 | 0 | 0 | 0
2016-06-16 01:00 | 0 | 0 | 0 | 0 | 0 | 357389.9991 | 579747 | 0 | 0 | 0 | 0 | 2005773.0932 | 2150170.6902 | 0 | 0 | 0 | 0 | 0 | 0 | 0 | 0 | 0 | 0 | 0 | 0 | 0 | 0 | 0 | 0 | 0 | -246512.8382 | 24155.8373 | 0 | 0 | 0 | 0 | 0 | 0 | 0 | 0 | 0 | 0 | 0 | 0 | 0 | 0 | 0 | 0
2016-06-16 02:00 | 0 | 0 | 0 | 0 | 140691.7776 | 49981.775 | 552876 | 0 | 0 | 0 | 0 | 1759260.2549 | 2034481.081 | 0 | 0 | 0 | 0 | 0 | 0 | 0 | 0 | 0 | 0 | 0 | 0 | 0 | 0 | 0 | 0 | 0 | -246512.8382 | -115689.6092 | 0 | 0 | 0 | 0 | 0 | 0 | 0 | 0 | 0 | 0 | 0 | 0 | 0 | 0 | 0 | 0
2016-06-16 03:00 | 0 | 0 | 0 | 0 | 154604.379 | 2.1735 | 516809 | 0 | 0 | 0 | 0 | 1512747.4167 | 1918791.4718 | 0 | 0 | 0 | 0 | 0 | 0 | 0 | 0 | 0 | 0 | 0 | 0 | 0 | 0 | 0 | 0 | 0 | -246512.8382 | -115689.6092 | 0 | 0 | 0 | 0 | 0 | 0 | 0 | 0 | 0 | 0 | 0 | 0 | 0 | 0 | 0 | 0
2016-06-16 04:00 | 0 | 0 | 0 | 0 | 120091.5525 | 0 | 482294 | 0 | 0 | 0 | 0 | 1266234.5785 | 1803101.8625 | 0 | 0 | 0 | 0 | 0 | 0 | 0 | 0 | 0 | 0 | 0 | 0 | 0 | 0 | 0 | 0 | 0 | -246512.8382 | -115689.6092 | 0 | 0 | 0 | 0 | 0 | 0 | 0 | 0 | 0 | 0 | 0 | 0 | 0 | 0 | 0 | 0
2016-06-16 05:00 | 0 | 0 | 0 | 0 | 671586.2998 | 0 | 452694 | 0 | 0 | 0 | 0 | 1512747.4167 | 1775481.3241 | 0 | 0 | 0 | 0 | 0 | 0 | 0 | 0 | 0 | 0 | 0 | 0 | 0 | 0 | 0 | 0 | 0 | 246512.8382 | -27620.5384 | 0 | 0 | 0 | 0 | 0 | 0 | 0 | 0 | 0 | 0 | 0 | 0 | 0 | 0 | 0 | 0
2016-06-16 06:00 | 0 | 0 | 0 | 0 | 67376.5525 | 0 | 429579 | 0 | 0 | 0 | 0 | 1266234.5785 | 1659791.7149 | 0 | 0 | 0 | 0 | 0 | 0 | 0 | 0 | 0 | 0 | 0 | 0 | 0 | 0 | 0 | 0 | 0 | -246512.8382 | -115689.6092 | 0 | 0 | 0 | 0 | 0 | 0 | 0 | 0 | 0 | 0 | 0 | 0 | 0 | 0 | 0 | 0
2016-06-16 07:00 | 0 | 0 | 0 | 0 | 50707.5525 | 0 | 412910 | 0 | 0 | 0 | 0 | 1019721.7402 | 1544102.1057 | 0 | 0 | 0 | 0 | 0 | 0 | 0 | 0 | 0 | 0 | 0 | 0 | 0 | 0 | 0 | 0 | 0 | -246512.8382 | -115689.6092 | 0 | 0 | 0 | 0 | 0 | 0 | 0 | 0 | 0 | 0 | 0 | 0 | 0 | 0 | 0 | 0
2016-06-16 08:00 | 0 | 0 | 0 | 0 | 42770.5525 | 0 | 404973 | 0 | 0 | 0 | 0 | 773208.902 | 1428412.4964 | 0 | 0 | 0 | 0 | 0 | 0 | 0 | 0 | 0 | 0 | 0 | 0 | 0 | 0 | 0 | 0 | 0 | -246512.8382 | -115689.6092 | 0 | 0 | 0 | 0 | 0 | 0 | 0 | 0 | 0 | 0 | 0 | 0 | 0 | 0 | 0 | 0
2016-06-16 09:00 | 0 | 0 | 0 | 0 | 46302.5525 | 0 | 408505 | 0 | 0 | 0 | 0 | 526696.0637 | 1312722.8872 | 0 | 0 | 0 | 0 | 0 | 0 | 0 | 0 | 0 | 0 | 0 | 0 | 0 | 0 | 0 | 0 | 0 | -246512.8382 | -115689.6092 | 0 | 0 | 0 | 0 | 0 | 0 | 0 | 0 | 0 | 0 | 0 | 0 | 0 | 0 | 0 | 0
2016-06-16 10:00 | 0 | 0 | 0 | 0 | 510321.2624 | 0 | 422239 | 0 | 0 | 0 | 0 | 499088.7169 | 1428412.4964 | 0 | 0 | 0 | 0 | 0 | 0 | 0 | 0 | 0 | 0 | 0 | 0 | 0 | 0 | 0 | 0 | 0 | -27607.3468 | 115689.6092 | 0 | 0 | 0 | 0 | 0 | 0 | 0 | 0 | 0 | 0 | 0 | 0 | 0 | 0 | 0 | 0
2016-06-16 11:00 | 0 | 0 | 0 | 0 | 80097.0173 | 17.5352 | 442317 | 0 | 0 | 0 | 0 | 252575.8787 | 1312722.8872 | 0 | 0 | 0 | 0 | 0 | 0 | 0 | 0 | 0 | 0 | 0 | 0 | 0 | 0 | 0 | 0 | 0 | -246512.8382 | -115689.6092 | 0 | 0 | 0 | 0 | 0 | 0 | 0 | 0 | 0 | 0 | 0 | 0 | 0 | 0 | 0 | 0
2016-06-16 12:00 | 0 | 0 | 0 | 0 | 0 | 169460.7151 | 467491 | 0 | 0 | 0 | 0 | 6063.0404 | 1261205.4405 | 0 | 0 | 0 | 0 | 0 | 0 | 0 | 0 | 0 | 0 | 0 | 0 | 0 | 0 | 0 | 0 | 0 | -246512.8382 | -51517.4467 | 0 | 0 | 0 | 0 | 0 | 0 | 0 | 0 | 0 | 0 | 0 | 0 | 0 | 0 | 0 | 0
2016-06-16 13:00 | 0 | 0 | 0 | 0 | 270087.051 | 586886.3965 | 494771 | 0 | 0 | 0 | 0 | 252575.8787 | 1376895.0498 | 0 | 0 | 0 | 0 | 0 | 0 | 0 | 0 | 0 | 0 | 0 | 0 | 0 | 0 | 0 | 0 | 0 | 246512.8382 | 115689.6092 | 0 | 0 | 0 | 0 | 0 | 0 | 0 | 0 | 0 | 0 | 0 | 0 | 0 | 0 | 0 | 0
2016-06-16 14:00 | 0 | 0 | 0 | 0 | 139976.5932 | 745469.8543 | 523244 | 0 | 0 | 0 | 0 | 499088.7169 | 1492584.659 | 0 | 0 | 0 | 0 | 0 | 0 | 0 | 0 | 0 | 0 | 0 | 0 | 0 | 0 | 0 | 0 | 0 | 246512.8382 | 115689.6092 | 0 | 0 | 0 | 0 | 0 | 0 | 0 | 0 | 0 | 0 | 0 | 0 | 0 | 0 | 0 | 0
2016-06-16 15:00 | 0 | 0 | 0 | 0 | 0 | 859032.9668 | 550557 | 0 | 0 | 0 | 0 | 691875.0745 | 1608274.2682 | 0 | 0 | 0 | 0 | 0 | 0 | 0 | 0 | 0 | 0 | 0 | 0 | 0 | 0 | 0 | 0 | 0 | 192786.3575 | 115689.6092 | 0 | 0 | 0 | 0 | 0 | 0 | 0 | 0 | 0 | 0 | 0 | 0 | 0 | 0 | 0 | 0
2016-06-16 16:00 | 0 | 0 | 0 | 0 | 0 | 899935.5933 | 573493 | 0 | 0 | 0 | 0 | 938387.9127 | 1688204.0233 | 0 | 0 | 0 | 0 | 0 | 0 | 0 | 0 | 0 | 0 | 0 | 0 | 0 | 0 | 0 | 0 | 0 | 246512.8382 | 79929.755 | 0 | 0 | 0 | 0 | 0 | 0 | 0 | 0 | 0 | 0 | 0 | 0 | 0 | 0 | 0 | 0
2016-06-16 17:00 | 0 | 0 | 0 | 0 | 0 | 918753.8295 | 593314 | 0 | 0 | 0 | 0 | 1184900.751 | 1767131.0145 | 0 | 0 | 0 | 0 | 0 | 0 | 0 | 0 | 0 | 0 | 0 | 0 | 0 | 0 | 0 | 0 | 0 | 246512.8382 | 78926.9913 | 0 | 0 | 0 | 0 | 0 | 0 | 0 | 0 | 0 | 0 | 0 | 0 | 0 | 0 | 0 | 0
2016-06-16 18:00 | 0 | 0 | 0 | 0 | 0 | 911797.4176 | 608327 | 0 | 0 | 0 | 0 | 1372681.5593 | 1882820.6238 | 0 | 0 | 0 | 0 | 0 | 0 | 0 | 0 | 0 | 0 | 0 | 0 | 0 | 0 | 0 | 0 | 0 | 187780.8084 | 115689.6092 | 0 | 0 | 0 | 0 | 0 | 0 | 0 | 0 | 0 | 0 | 0 | 0 | 0 | 0 | 0 | 0
2016-06-16 19:00 | 0 | 0 | 0 | 0 | 0 | 903056.8904 | 617141 | 0 | 0 | 0 | 0 | 1619194.3976 | 1922223.6759 | 0 | 0 | 0 | 0 | 0 | 0 | 0 | 0 | 0 | 0 | 0 | 0 | 0 | 0 | 0 | 0 | 0 | 246512.8382 | 39403.0522 | 0 | 0 | 0 | 0 | 0 | 0 | 0 | 0 | 0 | 0 | 0 | 0 | 0 | 0 | 0 | 0
2016-06-16 20:00 | 0 | 0 | 0 | 0 | 0 | 901255.4268 | 622344 | 0 | 0 | 0 | 0 | 1782416.2151 | 2037913.2852 | 0 | 0 | 0 | 0 | 0 | 0 | 0 | 0 | 0 | 0 | 0 | 0 | 0 | 0 | 0 | 0 | 0 | 163221.8176 | 115689.6092 | 0 | 0 | 0 | 0 | 0 | 0 | 0 | 0 | 0 | 0 | 0 | 0 | 0 | 0 | 0 | 0
2016-06-16 21:00 | 0 | 0 | 0 | 0 | 0 | 894400.5964 | 623112 | 0 | 0 | 0 | 0 | 2028929.0534 | 2062689.0433 | 0 | 0 | 0 | 0 | 0 | 0 | 0 | 0 | 0 | 0 | 0 | 0 | 0 | 0 | 0 | 0 | 0 | 246512.8382 | 24775.7582 | 0 | 0 | 0 | 0 | 0 | 0 | 0 | 0 | 0 | 0 | 0 | 0 | 0 | 0 | 0 | 0
2016-06-16 22:00 | 0 | 0 | 0 | 0 | 0 | 864748.48 | 617203 | 0 | 0 | 0 | 0 | 2160784.9241 | 2178378.6526 | 0 | 0 | 0 | 0 | 0 | 0 | 0 | 0 | 0 | 0 | 0 | 0 | 0 | 0 | 0 | 0 | 0 | 131855.8708 | 115689.6092 | 0 | 0 | 0 | 0 | 0 | 0 | 0 | 0 | 0 | 0 | 0 | 0 | 0 | 0 | 0 | 0
2016-06-16 23:00 | 0 | 0 | 0 | 0 | 0 | 795596.0986 | 605611 | 0 | 0 | 0 | 0 | 2235080.4135 | 2294068.2618 | 0 | 0 | 0 | 0 | 0 | 0 | 0 | 0 | 0 | 0 | 0 | 0 | 0 | 0 | 0 | 0 | 0 | 74295.4894 | 115689.6092 | 0 | 0 | 0 | 0 | 0 | 0 | 0 | 0 | 0 | 0 | 0 | 0 | 0 | 0 | 0 | 0
2016-06-17 | 0 | 0 | 0 | 0 | 0 | 632857.8228 | 591553 | 0 | 0 | 0 | 0 | 2392074.8456 | 2178378.6526 | 0 | 0 | 0 | 0 | 0 | 0 | 0 | 0 | 0 | 0 | 0 | 0 | 0 | 0 | 0 | 0 | 0 | 156994.4321 | -115689.6092 | 0 | 0 | 0 | 0 | 0 | 0 | 0 | 0 | 0 | 0 | 0 | 0 | 0 | 0 | 0 | 0
2016-06-17 01:00 | 0 | 0 | 0 | 0 | 0 | 374410.8311 | 575723 | 0 | 0 | 0 | 0 | 2145562.0074 | 2223579.3219 | 0 | 0 | 0 | 0 | 0 | 0 | 0 | 0 | 0 | 0 | 0 | 0 | 0 | 0 | 0 | 0 | 0 | -246512.8382 | 45200.6693 | 0 | 0 | 0 | 0 | 0 | 0 | 0 | 0 | 0 | 0 | 0 | 0 | 0 | 0 | 0 | 0
2016-06-17 02:00 | 0 | 0 | 0 | 0 | 134951.4973 | 52437.0553 | 549591 | 0 | 0 | 0 | 0 | 1899049.1691 | 2107889.7126 | 0 | 0 | 0 | 0 | 0 | 0 | 0 | 0 | 0 | 0 | 0 | 0 | 0 | 0 | 0 | 0 | 0 | -246512.8382 | -115689.6092 | 0 | 0 | 0 | 0 | 0 | 0 | 0 | 0 | 0 | 0 | 0 | 0 | 0 | 0 | 0 | 0
2016-06-17 03:00 | 0 | 0 | 0 | 0 | 153512.6835 | 1.869 | 515717 | 0 | 0 | 0 | 0 | 1652536.3309 | 1992200.1034 | 0 | 0 | 0 | 0 | 0 | 0 | 0 | 0 | 0 | 0 | 0 | 0 | 0 | 0 | 0 | 0 | 0 | -246512.8382 | -115689.6092 | 0 | 0 | 0 | 0 | 0 | 0 | 0 | 0 | 0 | 0 | 0 | 0 | 0 | 0 | 0 | 0
2016-06-17 04:00 | 0 | 0 | 0 | 0 | 121514.5525 | 0 | 483717 | 0 | 0 | 0 | 0 | 1406023.4927 | 1876510.4942 | 0 | 0 | 0 | 0 | 0 | 0 | 0 | 0 | 0 | 0 | 0 | 0 | 0 | 0 | 0 | 0 | 0 | -246512.8382 | -115689.6092 | 0 | 0 | 0 | 0 | 0 | 0 | 0 | 0 | 0 | 0 | 0 | 0 | 0 | 0 | 0 | 0
2016-06-17 05:00 | 0 | 0 | 0 | 0 | 658463.669 | 0 | 454279 | 0 | 0 | 0 | 0 | 1494518.5524 | 1992200.1034 | 0 | 0 | 0 | 0 | 0 | 0 | 0 | 0 | 0 | 0 | 0 | 0 | 0 | 0 | 0 | 0 | 0 | 88495.0598 | 115689.6092 | 0 | 0 | 0 | 0 | 0 | 0 | 0 | 0 | 0 | 0 | 0 | 0 | 0 | 0 | 0 | 0
2016-06-17 06:00 | 0 | 0 | 0 | 0 | 66045.5525 | 0 | 428248 | 0 | 0 | 0 | 0 | 1248005.7142 | 1876510.4942 | 0 | 0 | 0 | 0 | 0 | 0 | 0 | 0 | 0 | 0 | 0 | 0 | 0 | 0 | 0 | 0 | 0 | -246512.8382 | -115689.6092 | 0 | 0 | 0 | 0 | 0 | 0 | 0 | 0 | 0 | 0 | 0 | 0 | 0 | 0 | 0 | 0
2016-06-17 07:00 | 0 | 0 | 0 | 0 | 49549.5525 | 0 | 411752 | 0 | 0 | 0 | 0 | 1001492.876 | 1760820.8849 | 0 | 0 | 0 | 0 | 0 | 0 | 0 | 0 | 0 | 0 | 0 | 0 | 0 | 0 | 0 | 0 | 0 | -246512.8382 | -115689.6092 | 0 | 0 | 0 | 0 | 0 | 0 | 0 | 0 | 0 | 0 | 0 | 0 | 0 | 0 | 0 | 0
2016-06-17 08:00 | 0 | 0 | 0 | 0 | 41297.5525 | 0 | 403500 | 0 | 0 | 0 | 0 | 754980.0377 | 1645131.2757 | 0 | 0 | 0 | 0 | 0 | 0 | 0 | 0 | 0 | 0 | 0 | 0 | 0 | 0 | 0 | 0 | 0 | -246512.8382 | -115689.6092 | 0 | 0 | 0 | 0 | 0 | 0 | 0 | 0 | 0 | 0 | 0 | 0 | 0 | 0 | 0 | 0
2016-06-17 09:00 | 0 | 0 | 0 | 0 | 43310.5525 | 0 | 405513 | 0 | 0 | 0 | 0 | 508467.1995 | 1529441.6665 | 0 | 0 | 0 | 0 | 0 | 0 | 0 | 0 | 0 | 0 | 0 | 0 | 0 | 0 | 0 | 0 | 0 | -246512.8382 | -115689.6092 | 0 | 0 | 0 | 0 | 0 | 0 | 0 | 0 | 0 | 0 | 0 | 0 | 0 | 0 | 0 | 0
2016-06-17 10:00 | 0 | 0 | 0 | 0 | 516892.0862 | 0 | 416644 | 0 | 0 | 0 | 0 | 493025.6765 | 1645131.2757 | 0 | 0 | 0 | 0 | 0 | 0 | 0 | 0 | 0 | 0 | 0 | 0 | 0 | 0 | 0 | 0 | 0 | -15441.523 | 115689.6092 | 0 | 0 | 0 | 0 | 0 | 0 | 0 | 0 | 0 | 0 | 0 | 0 | 0 | 0 | 0 | 0
2016-06-17 11:00 | 0 | 0 | 0 | 0 | 72081.1223 | 17.4302 | 434301 | 0 | 0 | 0 | 0 | 246512.8382 | 1529441.6665 | 0 | 0 | 0 | 0 | 0 | 0 | 0 | 0 | 0 | 0 | 0 | 0 | 0 | 0 | 0 | 0 | 0 | -246512.8382 | -115689.6092 | 0 | 0 | 0 | 0 | 0 | 0 | 0 | 0 | 0 | 0 | 0 | 0 | 0 | 0 | 0 | 0
2016-06-17 12:00 | 0 | 0 | 0 | 0 | 0 | 164922.5148 | 459290 | 0 | 0 | 0 | 0 | 0 | 1481587.0195 | 0 | 0 | 0 | 0 | 0 | 0 | 0 | 0 | 0 | 0 | 0 | 0 | 0 | 0 | 0 | 0 | 0 | -246512.8382 | -47854.6469 | 0 | 0 | 0 | 0 | 0 | 0 | 0 | 0 | 0 | 0 | 0 | 0 | 0 | 0 | 0 | 0
2016-06-17 13:00 | 0 | 0 | 0 | 0 | 39018.2215 | 580716.0075 | 488911 | 0 | 0 | 0 | 0 | 246512.8382 | 1365897.4103 | 0 | 0 | 0 | 0 | 0 | 0 | 0 | 0 | 0 | 0 | 0 | 0 | 0 | 0 | 0 | 0 | 0 | 246512.8382 | -115689.6092 | 0 | 0 | 0 | 0 | 0 | 0 | 0 | 0 | 0 | 0 | 0 | 0 | 0 | 0 | 0 | 0
2016-06-17 14:00 | 0 | 0 | 0 | 0 | 137772.8333 | 743024.6142 | 518595 | 0 | 0 | 0 | 0 | 493025.6765 | 1481587.0195 | 0 | 0 | 0 | 0 | 0 | 0 | 0 | 0 | 0 | 0 | 0 | 0 | 0 | 0 | 0 | 0 | 0 | 246512.8382 | 115689.6092 | 0 | 0 | 0 | 0 | 0 | 0 | 0 | 0 | 0 | 0 | 0 | 0 | 0 | 0 | 0 | 0
2016-06-17 15:00 | 0 | 0 | 0 | 0 | 0 | 851489.3353 | 545741 | 0 | 0 | 0 | 0 | 739538.5147 | 1540822.5166 | 0 | 0 | 0 | 0 | 0 | 0 | 0 | 0 | 0 | 0 | 0 | 0 | 0 | 0 | 0 | 0 | 0 | 246512.8382 | 59235.4971 | 0 | 0 | 0 | 0 | 0 | 0 | 0 | 0 | 0 | 0 | 0 | 0 | 0 | 0 | 0 | 0
2016-06-17 16:00 | 0 | 0 | 0 | 0 | 0 | 894639.0001 | 567490 | 0 | 0 | 0 | 0 | 986051.353 | 1621458.6784 | 0 | 0 | 0 | 0 | 0 | 0 | 0 | 0 | 0 | 0 | 0 | 0 | 0 | 0 | 0 | 0 | 0 | 246512.8382 | 80636.1618 | 0 | 0 | 0 | 0 | 0 | 0 | 0 | 0 | 0 | 0 | 0 | 0 | 0 | 0 | 0 | 0
2016-06-17 17:00 | 0 | 0 | 0 | 0 | 0 | 908534.5859 | 584549 | 0 | 0 | 0 | 0 | 1232564.1912 | 1698931.426 | 0 | 0 | 0 | 0 | 0 | 0 | 0 | 0 | 0 | 0 | 0 | 0 | 0 | 0 | 0 | 0 | 0 | 246512.8382 | 77472.7476 | 0 | 0 | 0 | 0 | 0 | 0 | 0 | 0 | 0 | 0 | 0 | 0 | 0 | 0 | 0 | 0
2016-06-17 18:00 | 0 | 0 | 0 | 0 | 0 | 904071.8228 | 597291 | 0 | 0 | 0 | 0 | 1423655.4048 | 1814621.0353 | 0 | 0 | 0 | 0 | 0 | 0 | 0 | 0 | 0 | 0 | 0 | 0 | 0 | 0 | 0 | 0 | 0 | 191091.2136 | 115689.6092 | 0 | 0 | 0 | 0 | 0 | 0 | 0 | 0 | 0 | 0 | 0 | 0 | 0 | 0 | 0 | 0
2016-06-17 19:00 | 0 | 0 | 0 | 0 | 0 | 895977.5008 | 606608 | 0 | 0 | 0 | 0 | 1670168.243 | 1857477.6978 | 0 | 0 | 0 | 0 | 0 | 0 | 0 | 0 | 0 | 0 | 0 | 0 | 0 | 0 | 0 | 0 | 0 | 246512.8382 | 42856.6625 | 0 | 0 | 0 | 0 | 0 | 0 | 0 | 0 | 0 | 0 | 0 | 0 | 0 | 0 | 0 | 0
2016-06-17 20:00 | 0 | 0 | 0 | 0 | 0 | 893712.2206 | 612181 | 0 | 0 | 0 | 0 | 1836009.8544 | 1973167.307 | 0 | 0 | 0 | 0 | 0 | 0 | 0 | 0 | 0 | 0 | 0 | 0 | 0 | 0 | 0 | 0 | 0 | 165841.6113 | 115689.6092 | 0 | 0 | 0 | 0 | 0 | 0 | 0 | 0 | 0 | 0 | 0 | 0 | 0 | 0 | 0 | 0
2016-06-17 21:00 | 0 | 0 | 0 | 0 | 88601.2981 | 886162.1494 | 612561 | 0 | 0 | 0 | 0 | 2082522.6926 | 2088856.9163 | 0 | 0 | 0 | 0 | 0 | 0 | 0 | 0 | 0 | 0 | 0 | 0 | 0 | 0 | 0 | 0 | 0 | 246512.8382 | 115689.6092 | 0 | 0 | 0 | 0 | 0 | 0 | 0 | 0 | 0 | 0 | 0 | 0 | 0 | 0 | 0 | 0
2016-06-17 22:00 | 0 | 0 | 0 | 0 | 0 | 854716.9674 | 604742 | 0 | 0 | 0 | 0 | 2216808.0508 | 2204546.5255 | 0 | 0 | 0 | 0 | 0 | 0 | 0 | 0 | 0 | 0 | 0 | 0 | 0 | 0 | 0 | 0 | 0 | 134285.3582 | 115689.6092 | 0 | 0 | 0 | 0 | 0 | 0 | 0 | 0 | 0 | 0 | 0 | 0 | 0 | 0 | 0 | 0
2016-06-17 23:00 | 0 | 0 | 0 | 0 | 0 | 779382.0515 | 590018 | 0 | 0 | 0 | 0 | 2290482.4931 | 2320236.1347 | 0 | 0 | 0 | 0 | 0 | 0 | 0 | 0 | 0 | 0 | 0 | 0 | 0 | 0 | 0 | 0 | 0 | 73674.4423 | 115689.6092 | 0 | 0 | 0 | 0 | 0 | 0 | 0 | 0 | 0 | 0 | 0 | 0 | 0 | 0 | 0 | 0
2016-06-18 | 0 | 0 | 0 | 0 | 0 | 617085.8759 | 571383 | 0 | 0 | 0 | 0 | 2451874.9782 | 2204546.5255 | 0 | 0 | 0 | 0 | 0 | 0 | 0 | 0 | 0 | 0 | 0 | 0 | 0 | 0 | 0 | 0 | 0 | 161392.4852 | -115689.6092 | 0 | 0 | 0 | 0 | 0 | 0 | 0 | 0 | 0 | 0 | 0 | 0 | 0 | 0 | 0 | 0
2016-06-18 01:00 | 0 | 0 | 0 | 0 | 0 | 343585.1891 | 554508 | 0 | 0 | 0 | 0 | 2205362.14 | 2240136.5529 | 0 | 0 | 0 | 0 | 0 | 0 | 0 | 0 | 0 | 0 | 0 | 0 | 0 | 0 | 0 | 0 | 0 | -246512.8382 | 35590.0274 | 0 | 0 | 0 | 0 | 0 | 0 | 0 | 0 | 0 | 0 | 0 | 0 | 0 | 0 | 0 | 0
2016-06-18 02:00 | 0 | 0 | 0 | 0 | 117276.1734 | 50617.3792 | 530096 | 0 | 0 | 0 | 0 | 1958849.3018 | 2124446.9436 | 0 | 0 | 0 | 0 | 0 | 0 | 0 | 0 | 0 | 0 | 0 | 0 | 0 | 0 | 0 | 0 | 0 | -246512.8382 | -115689.6092 | 0 | 0 | 0 | 0 | 0 | 0 | 0 | 0 | 0 | 0 | 0 | 0 | 0 | 0 | 0 | 0
2016-06-18 03:00 | 0 | 0 | 0 | 0 | 135280.6873 | 0.86521 | 497484 | 0 | 0 | 0 | 0 | 1712336.4635 | 2008757.3344 | 0 | 0 | 0 | 0 | 0 | 0 | 0 | 0 | 0 | 0 | 0 | 0 | 0 | 0 | 0 | 0 | 0 | -246512.8382 | -115689.6092 | 0 | 0 | 0 | 0 | 0 | 0 | 0 | 0 | 0 | 0 | 0 | 0 | 0 | 0 | 0 | 0
2016-06-18 04:00 | 0 | 0 | 0 | 0 | 529014.402 | 0 | 465759 | 0 | 0 | 0 | 0 | 1891281.4748 | 1893067.7252 | 0 | 0 | 0 | 0 | 0 | 0 | 0 | 0 | 0 | 0 | 0 | 0 | 0 | 0 | 0 | 0 | 0 | 178945.0112 | -115689.6092 | 0 | 0 | 0 | 0 | 0 | 0 | 0 | 0 | 0 | 0 | 0 | 0 | 0 | 0 | 0 | 0
2016-06-18 05:00 | 0 | 0 | 0 | 0 | 73922.5525 | 0 | 436125 | 0 | 0 | 0 | 0 | 1644768.6365 | 1777378.1159 | 0 | 0 | 0 | 0 | 0 | 0 | 0 | 0 | 0 | 0 | 0 | 0 | 0 | 0 | 0 | 0 | 0 | -246512.8382 | -115689.6092 | 0 | 0 | 0 | 0 | 0 | 0 | 0 | 0 | 0 | 0 | 0 | 0 | 0 | 0 | 0 | 0
2016-06-18 06:00 | 0 | 0 | 0 | 0 | 48704.5525 | 0 | 410907 | 0 | 0 | 0 | 0 | 1398255.7983 | 1661688.5067 | 0 | 0 | 0 | 0 | 0 | 0 | 0 | 0 | 0 | 0 | 0 | 0 | 0 | 0 | 0 | 0 | 0 | -246512.8382 | -115689.6092 | 0 | 0 | 0 | 0 | 0 | 0 | 0 | 0 | 0 | 0 | 0 | 0 | 0 | 0 | 0 | 0
2016-06-18 07:00 | 0 | 0 | 0 | 0 | 262344.771 | 0 | 393168 | 0 | 0 | 0 | 0 | 1151742.96 | 1777378.1159 | 0 | 0 | 0 | 0 | 0 | 0 | 0 | 0 | 0 | 0 | 0 | 0 | 0 | 0 | 0 | 0 | 0 | -246512.8382 | 115689.6092 | 0 | 0 | 0 | 0 | 0 | 0 | 0 | 0 | 0 | 0 | 0 | 0 | 0 | 0 | 0 | 0
2016-06-18 08:00 | 0 | 0 | 0 | 0 | 385023.4063 | 0 | 381758 | 0 | 0 | 0 | 0 | 1025294.2046 | 1893067.7252 | 0 | 0 | 0 | 0 | 0 | 0 | 0 | 14024.5525 | 0 | 0 | 0 | 0 | 0 | 0 | 0 | 0 | 0 | -126448.7554 | 115689.6092 | 0 | 0 | 0 | 0 | 0 | 0 | 0 | 0 | 0 | 14024.5525 | 0 | 0 | 0 | 0 | 0 | 0
2016-06-18 09:00 | 0 | 0 | 0 | 0 | 0 | 0 | 376227 | 0 | 0 | 0 | 0 | 778781.3664 | 1777378.1159 | 0 | 0 | 0 | 0 | 0 | 0 | 0 | 0 | 0 | 0 | 0 | 0 | 0 | 0 | 0 | 0 | 0 | -246512.8382 | -115689.6092 | 0 | 0 | 0 | 0 | 0 | 0 | 0 | 0 | 0 | -14024.5525 | 0 | 0 | 0 | 0 | 0 | 0
2016-06-18 10:00 | 0 | 0 | 0 | 0 | 13627.5525 | 0 | 375830 | 0 | 0 | 0 | 0 | 532268.5281 | 1661688.5067 | 0 | 0 | 0 | 0 | 0 | 0 | 0 | 0 | 0 | 0 | 0 | 0 | 0 | 0 | 0 | 0 | 0 | -246512.8382 | -115689.6092 | 0 | 0 | 0 | 0 | 0 | 0 | 0 | 0 | 0 | 0 | 0 | 0 | 0 | 0 | 0 | 0
2016-06-18 11:00 | 0 | 0 | 0 | 0 | 237565.4929 | 9.1981 | 384738 | 0 | 0 | 0 | 0 | 495009.4253 | 1545998.8975 | 0 | 0 | 0 | 0 | 0 | 0 | 0 | 5785.4032 | 0 | 0 | 0 | 0 | 0 | 0 | 0 | 0 | 0 | -37259.1029 | -115689.6092 | 0 | 0 | 0 | 0 | 0 | 0 | 0 | 0 | 0 | 5785.4032 | 0 | 0 | 0 | 0 | 0 | 0
2016-06-18 12:00 | 0 | 0 | 0 | 0 | 137786.1776 | 170767.5484 | 405325 | 0 | 0 | 0 | 0 | 251754.8267 | 1661688.5067 | 0 | 0 | 0 | 0 | 0 | 0 | 0 | 36579.1185 | 0 | 0 | 0 | 0 | 0 | 0 | 0 | 0 | 0 | -243254.5985 | 115689.6092 | 0 | 0 | 0 | 0 | 0 | 0 | 0 | 0 | 0 | 30793.7153 | 0 | 0 | 0 | 0 | 0 | 0
2016-06-18 13:00 | 0 | 0 | 0 | 0 | 105720.962 | 564913.1439 | 432021 | 0 | 0 | 0 | 0 | 374678.3235 | 1777378.1159 | 0 | 0 | 0 | 0 | 0 | 0 | 0 | 36579.1185 | 0 | 0 | 0 | 0 | 0 | 0 | 0 | 0 | 0 | 122923.4968 | 115689.6092 | 0 | 0 | 0 | 0 | 0 | 0 | 0 | 0 | 0 | 0 | 0 | 0 | 0 | 0 | 0 | 0
2016-06-18 14:00 | 0 | 0 | 0 | 0 | 0 | 722130.8007 | 460821 | 0 | 0 | 0 | 0 | 551092.2303 | 1893067.7252 | 0 | 0 | 0 | 0 | 0 | 0 | 0 | 5785.4032 | 0 | 0 | 0 | 0 | 0 | 0 | 0 | 0 | 0 | 176413.9068 | 115689.6092 | 0 | 0 | 0 | 0 | 0 | 0 | 0 | 0 | 0 | -30793.7153 | 0 | 0 | 0 | 0 | 0 | 0
2016-06-18 15:00 | 0 | 0 | 0 | 0 | 57567.1529 | 825083.01 | 489654 | 0 | 0 | 0 | 0 | 797605.0685 | 2008757.3344 | 0 | 0 | 0 | 0 | 0 | 0 | 0 | 36579.1185 | 0 | 0 | 0 | 0 | 0 | 0 | 0 | 0 | 0 | 246512.8382 | 115689.6092 | 0 | 0 | 0 | 0 | 0 | 0 | 0 | 0 | 0 | 30793.7153 | 0 | 0 | 0 | 0 | 0 | 0
2016-06-18 16:00 | 0 | 0 | 0 | 0 | 0 | 865024.8753 | 514631 | 0 | 0 | 0 | 0 | 1032309.3346 | 2124446.9436 | 0 | 0 | 0 | 0 | 0 | 0 | 0 | 36579.1185 | 0 | 0 | 0 | 0 | 0 | 0 | 0 | 0 | 0 | 234704.2661 | 115689.6092 | 0 | 0 | 0 | 0 | 0 | 0 | 0 | 0 | 0 | 0 | 0 | 0 | 0 | 0 | 0 | 0
2016-06-18 17:00 | 0 | 0 | 0 | 0 | 0 | 870274.6988 | 534606 | 0 | 0 | 0 | 0 | 1252288.4241 | 2240136.5529 | 0 | 0 | 0 | 0 | 0 | 0 | 0 | 36579.1185 | 0 | 0 | 0 | 0 | 0 | 0 | 0 | 0 | 0 | 219979.0895 | 115689.6092 | 0 | 0 | 0 | 0 | 0 | 0 | 0 | 0 | 0 | 0 | 0 | 0 | 0 | 0 | 0 | 0
2016-06-18 18:00 | 0 | 0 | 0 | 0 | 0 | 861647.6246 | 551191 | 0 | 0 | 0 | 0 | 1447055.4395 | 2355826.1621 | 0 | 0 | 0 | 0 | 0 | 0 | 0 | 36579.1185 | 0 | 0 | 0 | 0 | 0 | 0 | 0 | 0 | 0 | 194767.0153 | 115689.6092 | 0 | 0 | 0 | 0 | 0 | 0 | 0 | 0 | 0 | 0 | 0 | 0 | 0 | 0 | 0 | 0
2016-06-18 19:00 | 0 | 0 | 0 | 0 | 76282.9819 | 850464.4655 | 564545 | 0 | 0 | 0 | 0 | 1693568.2777 | 2471515.7713 | 0 | 0 | 0 | 0 | 0 | 0 | 0 | 36579.1185 | 0 | 0 | 0 | 0 | 0 | 0 | 0 | 0 | 0 | 246512.8382 | 115689.6092 | 0 | 0 | 0 | 0 | 0 | 0 | 0 | 0 | 0 | 0 | 0 | 0 | 0 | 0 | 0 | 0
2016-06-18 20:00 | 0 | 0 | 0 | 0 | 95067.2647 | 841613.1828 | 574478 | 0 | 0 | 0 | 0 | 1940081.116 | 2587205.3806 | 0 | 0 | 0 | 0 | 0 | 0 | 0 | 36579.1185 | 0 | 0 | 0 | 0 | 0 | 0 | 0 | 0 | 0 | 246512.8382 | 115689.6092 | 0 | 0 | 0 | 0 | 0 | 0 | 0 | 0 | 0 | 0 | 0 | 0 | 0 | 0 | 0 | 0
2016-06-18 21:00 | 0 | 0 | 0 | 0 | 0 | 823467.9029 | 579685 | 0 | 0 | 0 | 0 | 2098968.125 | 2702894.9898 | 0 | 0 | 0 | 0 | 0 | 0 | 0 | 5785.4032 | 0 | 0 | 0 | 0 | 0 | 0 | 0 | 0 | 0 | 158887.009 | 115689.6092 | 0 | 0 | 0 | 0 | 0 | 0 | 0 | 0 | 0 | -30793.7153 | 0 | 0 | 0 | 0 | 0 | 0
2016-06-18 22:00 | 0 | 0 | 0 | 0 | 0 | 788765.4459 | 575841 | 0 | 0 | 0 | 0 | 2345480.9632 | 2675092.0006 | 0 | 0 | 0 | 0 | 0 | 0 | 0 | 0 | 0 | 0 | 0 | 0 | 0 | 0 | 0 | 0 | 0 | 246512.8382 | -27802.9892 | 0 | 0 | 0 | 0 | 0 | 0 | 0 | 0 | 0 | -5785.4032 | 0 | 0 | 0 | 0 | 0 | 0
2016-06-18 23:00 | 0 | 0 | 0 | 0 | 0 | 703910.5204 | 562708 | 0 | 0 | 0 | 0 | 2370993.8744 | 2790781.6098 | 0 | 0 | 0 | 0 | 0 | 0 | 0 | 0 | 0 | 0 | 0 | 0 | 0 | 0 | 0 | 0 | 0 | 25512.9112 | 115689.6092 | 0 | 0 | 0 | 0 | 0 | 0 | 0 | 0 | 0 | 0 | 0 | 0 | 0 | 0 | 0 | 0
2016-06-19 | 0 | 0 | 0 | 0 | 0 | 542686.5125 | 545617 | 0 | 0 | 0 | 0 | 2483752.9961 | 2675092.0006 | 0 | 0 | 0 | 0 | 0 | 0 | 0 | 0 | 0 | 0 | 0 | 0 | 0 | 0 | 0 | 0 | 0 | 112759.1217 | -115689.6092 | 0 | 0 | 0 | 0 | 0 | 0 | 0 | 0 | 0 | 0 | 0 | 0 | 0 | 0 | 0 | 0
2016-06-19 01:00 | 0 | 0 | 0 | 0 | 0 | 297081.6102 | 531539 | 0 | 0 | 0 | 0 | 2237240.1578 | 2687147.449 | 0 | 0 | 0 | 0 | 0 | 0 | 0 | 0 | 0 | 0 | 0 | 0 | 0 | 0 | 0 | 0 | 0 | -246512.8382 | 12055.4484 | 0 | 0 | 0 | 0 | 0 | 0 | 0 | 0 | 0 | 0 | 0 | 0 | 0 | 0 | 0 | 0
2016-06-19 02:00 | 0 | 0 | 0 | 0 | 99210.7933 | 49894.7592 | 511308 | 0 | 0 | 0 | 0 | 1990727.3196 | 2571457.8398 | 0 | 0 | 0 | 0 | 0 | 0 | 0 | 0 | 0 | 0 | 0 | 0 | 0 | 0 | 0 | 0 | 0 | -246512.8382 | -115689.6092 | 0 | 0 | 0 | 0 | 0 | 0 | 0 | 0 | 0 | 0 | 0 | 0 | 0 | 0 | 0 | 0
2016-06-19 03:00 | 0 | 0 | 0 | 0 | 119520.2265 | 4.3261 | 481727 | 0 | 0 | 0 | 0 | 1744214.4813 | 2455768.2305 | 0 | 0 | 0 | 0 | 0 | 0 | 0 | 0 | 0 | 0 | 0 | 0 | 0 | 0 | 0 | 0 | 0 | -246512.8382 | -115689.6092 | 0 | 0 | 0 | 0 | 0 | 0 | 0 | 0 | 0 | 0 | 0 | 0 | 0 | 0 | 0 | 0
2016-06-19 04:00 | 0 | 0 | 0 | 0 | 88760.5525 | 0 | 450963 | 0 | 0 | 0 | 0 | 1497701.6431 | 2340078.6213 | 0 | 0 | 0 | 0 | 0 | 0 | 0 | 0 | 0 | 0 | 0 | 0 | 0 | 0 | 0 | 0 | 0 | -246512.8382 | -115689.6092 | 0 | 0 | 0 | 0 | 0 | 0 | 0 | 0 | 0 | 0 | 0 | 0 | 0 | 0 | 0 | 0
2016-06-19 05:00 | 0 | 0 | 0 | 0 | 615681.0659 | 0 | 423780 | 0 | 0 | 0 | 0 | 1573913.0998 | 2455768.2305 | 0 | 0 | 0 | 0 | 0 | 0 | 0 | 0 | 0 | 0 | 0 | 0 | 0 | 0 | 0 | 0 | 0 | 76211.4567 | 115689.6092 | 0 | 0 | 0 | 0 | 0 | 0 | 0 | 0 | 0 | 0 | 0 | 0 | 0 | 0 | 0 | 0
2016-06-19 06:00 | 0 | 0 | 0 | 0 | 38429.5525 | 0 | 400632 | 0 | 0 | 0 | 0 | 1327400.2615 | 2340078.6213 | 0 | 0 | 0 | 0 | 0 | 0 | 0 | 0 | 0 | 0 | 0 | 0 | 0 | 0 | 0 | 0 | 0 | -246512.8382 | -115689.6092 | 0 | 0 | 0 | 0 | 0 | 0 | 0 | 0 | 0 | 0 | 0 | 0 | 0 | 0 | 0 | 0
2016-06-19 07:00 | 0 | 0 | 0 | 0 | 21541.5525 | 0 | 383744 | 0 | 0 | 0 | 0 | 1080887.4233 | 2224389.0121 | 0 | 0 | 0 | 0 | 0 | 0 | 0 | 0 | 0 | 0 | 0 | 0 | 0 | 0 | 0 | 0 | 0 | -246512.8382 | -115689.6092 | 0 | 0 | 0 | 0 | 0 | 0 | 0 | 0 | 0 | 0 | 0 | 0 | 0 | 0 | 0 | 0
2016-06-19 08:00 | 0 | 0 | 0 | 0 | 9800.5525 | 0 | 372003 | 0 | 0 | 0 | 0 | 834374.5851 | 2108699.4028 | 0 | 0 | 0 | 0 | 0 | 0 | 0 | 0 | 0 | 0 | 0 | 0 | 0 | 0 | 0 | 0 | 0 | -246512.8382 | -115689.6092 | 0 | 0 | 0 | 0 | 0 | 0 | 0 | 0 | 0 | 0 | 0 | 0 | 0 | 0 | 0 | 0
2016-06-19 09:00 | 0 | 0 | 0 | 0 | 2425.5525 | 0 | 364628 | 0 | 0 | 0 | 0 | 587861.7468 | 1993009.7936 | 0 | 0 | 0 | 0 | 0 | 0 | 0 | 0 | 0 | 0 | 0 | 0 | 0 | 0 | 0 | 0 | 0 | -246512.8382 | -115689.6092 | 0 | 0 | 0 | 0 | 0 | 0 | 0 | 0 | 0 | 0 | 0 | 0 | 0 | 0 | 0 | 0
2016-06-19 10:00 | 0 | 0 | 0 | 0 | 506351.5356 | 0 | 361484 | 0 | 0 | 0 | 0 | 611949.7659 | 2108699.4028 | 0 | 0 | 0 | 0 | 0 | 0 | 0 | 5089.9073 | 0 | 0 | 0 | 0 | 0 | 0 | 0 | 0 | 0 | 24088.0191 | 115689.6092 | 0 | 0 | 0 | 0 | 0 | 0 | 0 | 0 | 0 | 5089.9073 | 0 | 0 | 0 | 0 | 0 | 0
2016-06-19 11:00 | 0 | 0 | 0 | 0 | 0 | 15.6452 | 367308 | 0 | 0 | 0 | 0 | 365436.9276 | 1993009.7936 | 0 | 0 | 0 | 0 | 0 | 0 | 0 | 0 | 0 | 0 | 0 | 0 | 0 | 0 | 0 | 0 | 0 | -246512.8382 | -115689.6092 | 0 | 0 | 0 | 0 | 0 | 0 | 0 | 0 | 0 | -5089.9073 | 0 | 0 | 0 | 0 | 0 | 0
2016-06-19 12:00 | 0 | 0 | 0 | 0 | 0 | 144942.8954 | 387174 | 0 | 0 | 0 | 0 | 118924.0894 | 1997291.5272 | 0 | 0 | 0 | 0 | 0 | 0 | 0 | 0 | 0 | 0 | 0 | 0 | 0 | 0 | 0 | 0 | 0 | -246512.8382 | 4281.7336 | 0 | 0 | 0 | 0 | 0 | 0 | 0 | 0 | 0 | 0 | 0 | 0 | 0 | 0 | 0 | 0
2016-06-19 13:00 | 0 | 0 | 0 | 0 | 61307.0598 | 485397.1692 | 415881 | 0 | 0 | 0 | 0 | 365436.9276 | 1881601.918 | 0 | 0 | 0 | 0 | 0 | 0 | 0 | 0 | 0 | 0 | 0 | 0 | 0 | 0 | 0 | 0 | 0 | 246512.8382 | -115689.6092 | 0 | 0 | 0 | 0 | 0 | 0 | 0 | 0 | 0 | 0 | 0 | 0 | 0 | 0 | 0 | 0
2016-06-19 14:00 | 0 | 0 | 0 | 0 | 140575.9025 | 669614.545 | 447988 | 0 | 0 | 0 | 0 | 611949.7659 | 1997291.5272 | 0 | 0 | 0 | 0 | 0 | 0 | 0 | 0 | 0 | 0 | 0 | 0 | 0 | 0 | 0 | 0 | 0 | 246512.8382 | 115689.6092 | 0 | 0 | 0 | 0 | 0 | 0 | 0 | 0 | 0 | 0 | 0 | 0 | 0 | 0 | 0 | 0
2016-06-19 15:00 | 0 | 0 | 0 | 0 | 58211.7891 | 783025.6584 | 479035 | 0 | 0 | 0 | 0 | 858462.6041 | 2112981.1364 | 0 | 0 | 0 | 0 | 0 | 0 | 0 | 0 | 0 | 0 | 0 | 0 | 0 | 0 | 0 | 0 | 0 | 246512.8382 | 115689.6092 | 0 | 0 | 0 | 0 | 0 | 0 | 0 | 0 | 0 | 0 | 0 | 0 | 0 | 0 | 0 | 0
2016-06-19 16:00 | 0 | 0 | 0 | 0 | 32638.2184 | 836211.2291 | 506647 | 0 | 0 | 0 | 0 | 1104975.4424 | 2228670.7457 | 0 | 0 | 0 | 0 | 0 | 0 | 0 | 0 | 0 | 0 | 0 | 0 | 0 | 0 | 0 | 0 | 0 | 246512.8382 | 115689.6092 | 0 | 0 | 0 | 0 | 0 | 0 | 0 | 0 | 0 | 0 | 0 | 0 | 0 | 0 | 0 | 0
2016-06-19 17:00 | 0 | 0 | 0 | 0 | 0 | 848734.0501 | 530674 | 0 | 0 | 0 | 0 | 1351488.2806 | 2300217.9575 | 0 | 0 | 0 | 0 | 0 | 0 | 0 | 0 | 0 | 0 | 0 | 0 | 0 | 0 | 0 | 0 | 0 | 246512.8382 | 71547.2119 | 0 | 0 | 0 | 0 | 0 | 0 | 0 | 0 | 0 | 0 | 0 | 0 | 0 | 0 | 0 | 0
2016-06-19 18:00 | 0 | 0 | 0 | 0 | 0 | 846381.8004 | 550246 | 0 | 0 | 0 | 0 | 1531934.4717 | 2415907.5668 | 0 | 0 | 0 | 0 | 0 | 0 | 0 | 0 | 0 | 0 | 0 | 0 | 0 | 0 | 0 | 0 | 0 | 180446.1911 | 115689.6092 | 0 | 0 | 0 | 0 | 0 | 0 | 0 | 0 | 0 | 0 | 0 | 0 | 0 | 0 | 0 | 0
2016-06-19 19:00 | 0 | 0 | 0 | 0 | 0 | 840325.4965 | 567009 | 0 | 0 | 0 | 0 | 1778447.31 | 2442711.2251 | 0 | 0 | 0 | 0 | 0 | 0 | 0 | 0 | 0 | 0 | 0 | 0 | 0 | 0 | 0 | 0 | 0 | 246512.8382 | 26803.6583 | 0 | 0 | 0 | 0 | 0 | 0 | 0 | 0 | 0 | 0 | 0 | 0 | 0 | 0 | 0 | 0
2016-06-19 20:00 | 0 | 0 | 0 | 0 | 0 | 835659.8003 | 580864 | 0 | 0 | 0 | 0 | 1917553.5011 | 2558400.8343 | 0 | 0 | 0 | 0 | 0 | 0 | 0 | 0 | 0 | 0 | 0 | 0 | 0 | 0 | 0 | 0 | 0 | 139106.1911 | 115689.6092 | 0 | 0 | 0 | 0 | 0 | 0 | 0 | 0 | 0 | 0 | 0 | 0 | 0 | 0 | 0 | 0
2016-06-19 21:00 | 0 | 0 | 0 | 0 | 0 | 821191.0946 | 590387 | 0 | 0 | 0 | 0 | 2164066.3393 | 2542692.0907 | 0 | 0 | 0 | 0 | 0 | 0 | 0 | 0 | 0 | 0 | 0 | 0 | 0 | 0 | 0 | 0 | 0 | 246512.8382 | -15708.7436 | 0 | 0 | 0 | 0 | 0 | 0 | 0 | 0 | 0 | 0 | 0 | 0 | 0 | 0 | 0 | 0
2016-06-19 22:00 | 0 | 0 | 0 | 0 | 164548.6287 | 789216.8187 | 591563 | 0 | 0 | 0 | 0 | 2410579.1776 | 2658381.6999 | 0 | 0 | 0 | 0 | 0 | 0 | 0 | 0 | 0 | 0 | 0 | 0 | 0 | 0 | 0 | 0 | 0 | 246512.8382 | 115689.6092 | 0 | 0 | 0 | 0 | 0 | 0 | 0 | 0 | 0 | 0 | 0 | 0 | 0 | 0 | 0 | 0
2016-06-19 23:00 | 0 | 0 | 0 | 0 | 0 | 717707.24 | 584623 | 0 | 0 | 0 | 0 | 2427973.8083 | 2774071.3091 | 0 | 0 | 0 | 0 | 0 | 0 | 0 | 0 | 0 | 0 | 0 | 0 | 0 | 0 | 0 | 0 | 0 | 17394.6307 | 115689.6092 | 0 | 0 | 0 | 0 | 0 | 0 | 0 | 0 | 0 | 0 | 0 | 0 | 0 | 0 | 0 | 0
2016-06-20 | 0 | 0 | 0 | 0 | 0 | 567559.2686 | 571899 | 0 | 0 | 0 | 0 | 2307944.4676 | 2889760.9184 | 0 | 0 | 0 | 0 | 0 | 0 | 0 | 0 | 0 | 0 | 0 | 0 | 0 | 0 | 0 | 0 | 0 | -120029.3406 | 115689.6092 | 0 | 0 | 0 | 0 | 0 | 0 | 0 | 0 | 0 | 0 | 0 | 0 | 0 | 0 | 0 | 0
2016-06-20 01:00 | 0 | 0 | 0 | 0 | 0 | 350037.633 | 560612 | 0 | 0 | 0 | 0 | 2061431.6294 | 2925699.3896 | 0 | 0 | 0 | 0 | 0 | 0 | 0 | 0 | 0 | 0 | 0 | 0 | 0 | 0 | 0 | 0 | 0 | -246512.8382 | 35938.4712 | 0 | 0 | 0 | 0 | 0 | 0 | 0 | 0 | 0 | 0 | 0 | 0 | 0 | 0 | 0 | 0
2016-06-20 02:00 | 0 | 0 | 0 | 0 | 128589.2714 | 47837.2811 | 538629 | 0 | 0 | 0 | 0 | 1814918.7912 | 2810009.7803 | 0 | 0 | 0 | 0 | 0 | 0 | 0 | 0 | 0 | 0 | 0 | 0 | 0 | 0 | 0 | 0 | 0 | -246512.8382 | -115689.6092 | 0 | 0 | 0 | 0 | 0 | 0 | 0 | 0 | 0 | 0 | 0 | 0 | 0 | 0 | 0 | 0
2016-06-20 03:00 | 0 | 0 | 0 | 0 | 144200.03 | 1.5225 | 506404 | 0 | 0 | 0 | 0 | 1568405.9529 | 2694320.1711 | 0 | 0 | 0 | 0 | 0 | 0 | 0 | 0 | 0 | 0 | 0 | 0 | 0 | 0 | 0 | 0 | 0 | -246512.8382 | -115689.6092 | 0 | 0 | 0 | 0 | 0 | 0 | 0 | 0 | 0 | 0 | 0 | 0 | 0 | 0 | 0 | 0
2016-06-20 04:00 | 0 | 0 | 0 | 0 | 723210.8786 | 0 | 472788 | 0 | 0 | 0 | 0 | 1814918.7912 | 2698230.2115 | 0 | 0 | 0 | 0 | 0 | 0 | 0 | 0 | 0 | 0 | 0 | 0 | 0 | 0 | 0 | 0 | 0 | 246512.8382 | 3910.0404 | 0 | 0 | 0 | 0 | 0 | 0 | 0 | 0 | 0 | 0 | 0 | 0 | 0 | 0 | 0 | 0
2016-06-20 05:00 | 0 | 0 | 0 | 0 | 82177.5525 | 0 | 444380 | 0 | 0 | 0 | 0 | 1568405.9529 | 2582540.6023 | 0 | 0 | 0 | 0 | 0 | 0 | 0 | 0 | 0 | 0 | 0 | 0 | 0 | 0 | 0 | 0 | 0 | -246512.8382 | -115689.6092 | 0 | 0 | 0 | 0 | 0 | 0 | 0 | 0 | 0 | 0 | 0 | 0 | 0 | 0 | 0 | 0
2016-06-20 06:00 | 0 | 0 | 0 | 0 | 57871.5525 | 0 | 420074 | 0 | 0 | 0 | 0 | 1321893.1147 | 2466850.993 | 0 | 0 | 0 | 0 | 0 | 0 | 0 | 0 | 0 | 0 | 0 | 0 | 0 | 0 | 0 | 0 | 0 | -246512.8382 | -115689.6092 | 0 | 0 | 0 | 0 | 0 | 0 | 0 | 0 | 0 | 0 | 0 | 0 | 0 | 0 | 0 | 0
2016-06-20 07:00 | 0 | 0 | 0 | 0 | 41065.5525 | 0 | 403268 | 0 | 0 | 0 | 0 | 1075380.2764 | 2351161.3838 | 0 | 0 | 0 | 0 | 0 | 0 | 0 | 0 | 0 | 0 | 0 | 0 | 0 | 0 | 0 | 0 | 0 | -246512.8382 | -115689.6092 | 0 | 0 | 0 | 0 | 0 | 0 | 0 | 0 | 0 | 0 | 0 | 0 | 0 | 0 | 0 | 0
2016-06-20 08:00 | 0 | 0 | 0 | 0 | 600196.4591 | 0 | 394676 | 0 | 0 | 0 | 0 | 1165211.1263 | 2466850.993 | 0 | 0 | 0 | 0 | 0 | 0 | 0 | 0 | 0 | 0 | 0 | 0 | 0 | 0 | 0 | 0 | 0 | 89830.8498 | 115689.6092 | 0 | 0 | 0 | 0 | 0 | 0 | 0 | 0 | 0 | 0 | 0 | 0 | 0 | 0 | 0 | 0
2016-06-20 09:00 | 0 | 0 | 0 | 0 | 35128.5525 | 0 | 397331 | 0 | 0 | 0 | 0 | 918698.288 | 2351161.3838 | 0 | 0 | 0 | 0 | 0 | 0 | 0 | 0 | 0 | 0 | 0 | 0 | 0 | 0 | 0 | 0 | 0 | -246512.8382 | -115689.6092 | 0 | 0 | 0 | 0 | 0 | 0 | 0 | 0 | 0 | 0 | 0 | 0 | 0 | 0 | 0 | 0
2016-06-20 10:00 | 0 | 0 | 0 | 0 | 48476.5525 | 0 | 410679 | 0 | 0 | 0 | 0 | 672185.4498 | 2235471.7746 | 0 | 0 | 0 | 0 | 0 | 0 | 0 | 0 | 0 | 0 | 0 | 0 | 0 | 0 | 0 | 0 | 0 | -246512.8382 | -115689.6092 | 0 | 0 | 0 | 0 | 0 | 0 | 0 | 0 | 0 | 0 | 0 | 0 | 0 | 0 | 0 | 0
2016-06-20 11:00 | 0 | 0 | 0 | 0 | 380029.7304 | 17.4302 | 433379 | 0 | 0 | 0 | 0 | 734543.2197 | 2119782.1653 | 0 | 0 | 0 | 0 | 0 | 0 | 0 | 0 | 0 | 0 | 0 | 0 | 0 | 0 | 0 | 0 | 0 | 62357.7699 | -115689.6092 | 0 | 0 | 0 | 0 | 0 | 0 | 0 | 0 | 0 | 0 | 0 | 0 | 0 | 0 | 0 | 0
2016-06-20 12:00 | 0 | 0 | 0 | 0 | 0 | 170739.0164 | 461784 | 0 | 0 | 0 | 0 | 488030.3814 | 2075250.0199 | 0 | 0 | 0 | 0 | 0 | 0 | 0 | 0 | 0 | 0 | 0 | 0 | 0 | 0 | 0 | 0 | 0 | -246512.8382 | -44532.1454 | 0 | 0 | 0 | 0 | 0 | 0 | 0 | 0 | 0 | 0 | 0 | 0 | 0 | 0 | 0 | 0
2016-06-20 13:00 | 0 | 0 | 0 | 0 | 0 | 540290.4288 | 494530 | 0 | 0 | 0 | 0 | 519558.2556 | 2089482.5746 | 0 | 0 | 0 | 0 | 0 | 0 | 0 | 0 | 0 | 0 | 0 | 0 | 0 | 0 | 0 | 0 | 0 | 31527.8741 | 14232.5547 | 0 | 0 | 0 | 0 | 0 | 0 | 0 | 0 | 0 | 0 | 0 | 0 | 0 | 0 | 0 | 0
2016-06-20 14:00 | 0 | 0 | 0 | 0 | 0 | 729420.3255 | 529278 | 0 | 0 | 0 | 0 | 766071.0938 | 2043112.0619 | 0 | 0 | 0 | 0 | 0 | 0 | 0 | 0 | 0 | 0 | 0 | 0 | 0 | 0 | 0 | 0 | 0 | 246512.8382 | -46370.5127 | 0 | 0 | 0 | 0 | 0 | 0 | 0 | 0 | 0 | 0 | 0 | 0 | 0 | 0 | 0 | 0
2016-06-20 15:00 | 0 | 0 | 0 | 0 | 104800.8835 | 820525.5639 | 563124 | 0 | 0 | 0 | 0 | 1012583.9321 | 2158801.6711 | 0 | 0 | 0 | 0 | 0 | 0 | 0 | 0 | 0 | 0 | 0 | 0 | 0 | 0 | 0 | 0 | 0 | 246512.8382 | 115689.6092 | 0 | 0 | 0 | 0 | 0 | 0 | 0 | 0 | 0 | 0 | 0 | 0 | 0 | 0 | 0 | 0
2016-06-20 16:00 | 0 | 0 | 0 | 0 | 0 | 865112.7027 | 592728 | 0 | 0 | 0 | 0 | 1169279.0256 | 2274491.2804 | 0 | 0 | 0 | 0 | 0 | 0 | 0 | 0 | 0 | 0 | 0 | 0 | 0 | 0 | 0 | 0 | 0 | 156695.0935 | 115689.6092 | 0 | 0 | 0 | 0 | 0 | 0 | 0 | 0 | 0 | 0 | 0 | 0 | 0 | 0 | 0 | 0
2016-06-20 17:00 | 0 | 0 | 0 | 0 | 0 | 871181.9133 | 618309 | 0 | 0 | 0 | 0 | 1415791.8638 | 2280851.3555 | 0 | 0 | 0 | 0 | 0 | 0 | 0 | 0 | 0 | 0 | 0 | 0 | 0 | 0 | 0 | 0 | 0 | 246512.8382 | 6360.0751 | 0 | 0 | 0 | 0 | 0 | 0 | 0 | 0 | 0 | 0 | 0 | 0 | 0 | 0 | 0 | 0
2016-06-20 18:00 | 0 | 0 | 0 | 0 | 0 | 864210.776 | 637952 | 0 | 0 | 0 | 0 | 1526361.0306 | 2396540.9647 | 0 | 0 | 0 | 0 | 0 | 0 | 0 | 0 | 0 | 0 | 0 | 0 | 0 | 0 | 0 | 0 | 0 | 110569.1668 | 115689.6092 | 0 | 0 | 0 | 0 | 0 | 0 | 0 | 0 | 0 | 0 | 0 | 0 | 0 | 0 | 0 | 0
2016-06-20 19:00 | 0 | 0 | 0 | 0 | 0 | 856203.6094 | 653245 | 0 | 0 | 0 | 0 | 1772873.8688 | 2352986.7358 | 0 | 0 | 0 | 0 | 0 | 0 | 0 | 0 | 0 | 0 | 0 | 0 | 0 | 0 | 0 | 0 | 0 | 246512.8382 | -43554.2289 | 0 | 0 | 0 | 0 | 0 | 0 | 0 | 0 | 0 | 0 | 0 | 0 | 0 | 0 | 0 | 0
2016-06-20 20:00 | 0 | 0 | 0 | 0 | 0 | 854400.8574 | 664302 | 0 | 0 | 0 | 0 | 1847283.117 | 2468676.345 | 0 | 0 | 0 | 0 | 0 | 0 | 0 | 0 | 0 | 0 | 0 | 0 | 0 | 0 | 0 | 0 | 0 | 74409.2482 | 115689.6092 | 0 | 0 | 0 | 0 | 0 | 0 | 0 | 0 | 0 | 0 | 0 | 0 | 0 | 0 | 0 | 0
2016-06-20 21:00 | 0 | 0 | 0 | 0 | 0 | 847393.1953 | 668915 | 0 | 0 | 0 | 0 | 1910071.703 | 2584365.9543 | 0 | 0 | 0 | 0 | 0 | 0 | 0 | 0 | 0 | 0 | 0 | 0 | 0 | 0 | 0 | 0 | 0 | 62788.5861 | 115689.6092 | 0 | 0 | 0 | 0 | 0 | 0 | 0 | 0 | 0 | 0 | 0 | 0 | 0 | 0 | 0 | 0
2016-06-20 22:00 | 0 | 0 | 0 | 0 | 0 | 822748.6829 | 664906 | 0 | 0 | 0 | 0 | 2156584.5413 | 2495695.7989 | 0 | 0 | 0 | 0 | 0 | 0 | 0 | 0 | 0 | 0 | 0 | 0 | 0 | 0 | 0 | 0 | 0 | 246512.8382 | -88670.1553 | 0 | 0 | 0 | 0 | 0 | 0 | 0 | 0 | 0 | 0 | 0 | 0 | 0 | 0 | 0 | 0
2016-06-20 23:00 | 0 | 0 | 0 | 0 | 0 | 745558.5406 | 651397 | 0 | 0 | 0 | 0 | 2135056.4727 | 2611385.4082 | 0 | 0 | 0 | 0 | 0 | 0 | 0 | 0 | 0 | 0 | 0 | 0 | 0 | 0 | 0 | 0 | 0 | -21528.0686 | 115689.6092 | 0 | 0 | 0 | 0 | 0 | 0 | 0 | 0 | 0 | 0 | 0 | 0 | 0 | 0 | 0 | 0
2016-06-21 | 0 | 0 | 0 | 0 | 0 | 608753.2804 | 631507 | 0 | 0 | 0 | 0 | 2227992.3623 | 2495695.7989 | 0 | 0 | 0 | 0 | 0 | 0 | 0 | 0 | 0 | 0 | 0 | 0 | 0 | 0 | 0 | 0 | 0 | 92935.8896 | -115689.6092 | 0 | 0 | 0 | 0 | 0 | 0 | 0 | 0 | 0 | 0 | 0 | 0 | 0 | 0 | 0 | 0
2016-06-21 01:00 | 0 | 0 | 0 | 0 | 139514.9802 | 342465.7908 | 612804 | 0 | 0 | 0 | 0 | 1981479.524 | 2611385.4082 | 0 | 0 | 0 | 0 | 0 | 0 | 0 | 0 | 0 | 0 | 0 | 0 | 0 | 0 | 0 | 0 | 0 | -246512.8382 | 115689.6092 | 0 | 0 | 0 | 0 | 0 | 0 | 0 | 0 | 0 | 0 | 0 | 0 | 0 | 0 | 0 | 0
2016-06-21 02:00 | 0 | 0 | 0 | 0 | 482000.5828 | 51064.5163 | 581995 | 0 | 0 | 0 | 0 | 2048239.2323 | 2495695.7989 | 0 | 0 | 0 | 0 | 0 | 0 | 0 | 0 | 0 | 0 | 0 | 0 | 0 | 0 | 0 | 0 | 0 | 66759.7083 | -115689.6092 | 0 | 0 | 0 | 0 | 0 | 0 | 0 | 0 | 0 | 0 | 0 | 0 | 0 | 0 | 0 | 0
2016-06-21 03:00 | 0 | 0 | 0 | 0 | 177745.2295 | 1.323 | 539949 | 0 | 0 | 0 | 0 | 1801726.3941 | 2380006.1897 | 0 | 0 | 0 | 0 | 0 | 0 | 0 | 0 | 0 | 0 | 0 | 0 | 0 | 0 | 0 | 0 | 0 | -246512.8382 | -115689.6092 | 0 | 0 | 0 | 0 | 0 | 0 | 0 | 0 | 0 | 0 | 0 | 0 | 0 | 0 | 0 | 0
2016-06-21 04:00 | 0 | 0 | 0 | 0 | 139159.5525 | 0 | 501362 | 0 | 0 | 0 | 0 | 1555213.5559 | 2264316.5805 | 0 | 0 | 0 | 0 | 0 | 0 | 0 | 0 | 0 | 0 | 0 | 0 | 0 | 0 | 0 | 0 | 0 | -246512.8382 | -115689.6092 | 0 | 0 | 0 | 0 | 0 | 0 | 0 | 0 | 0 | 0 | 0 | 0 | 0 | 0 | 0 | 0
2016-06-21 05:00 | 0 | 0 | 0 | 0 | 502528.2157 | 0 | 469238 | 0 | 0 | 0 | 0 | 1472814.1623 | 2380006.1897 | 0 | 0 | 0 | 0 | 0 | 0 | 0 | 0 | 0 | 0 | 0 | 0 | 0 | 0 | 0 | 0 | 0 | -82399.3935 | 115689.6092 | 0 | 0 | 0 | 0 | 0 | 0 | 0 | 0 | 0 | 0 | 0 | 0 | 0 | 0 | 0 | 0
2016-06-21 06:00 | 0 | 0 | 0 | 0 | 79755.5525 | 0 | 441958 | 0 | 0 | 0 | 0 | 1226301.3241 | 2264316.5805 | 0 | 0 | 0 | 0 | 0 | 0 | 0 | 0 | 0 | 0 | 0 | 0 | 0 | 0 | 0 | 0 | 0 | -246512.8382 | -115689.6092 | 0 | 0 | 0 | 0 | 0 | 0 | 0 | 0 | 0 | 0 | 0 | 0 | 0 | 0 | 0 | 0
2016-06-21 07:00 | 0 | 0 | 0 | 0 | 291801.771 | 0 | 422625 | 0 | 0 | 0 | 0 | 979788.4858 | 2380006.1897 | 0 | 0 | 0 | 0 | 0 | 0 | 0 | 0 | 0 | 0 | 0 | 0 | 0 | 0 | 0 | 0 | 0 | -246512.8382 | 115689.6092 | 0 | 0 | 0 | 0 | 0 | 0 | 0 | 0 | 0 | 0 | 0 | 0 | 0 | 0 | 0 | 0
2016-06-21 08:00 | 0 | 0 | 0 | 0 | 449454.6076 | 0 | 412705 | 0 | 0 | 0 | 0 | 1132227.7027 | 2264316.5805 | 0 | 0 | 0 | 0 | 0 | 0 | 0 | 0 | 0 | 0 | 0 | 0 | 0 | 0 | 0 | 0 | 0 | 152439.2169 | -115689.6092 | 0 | 0 | 0 | 0 | 0 | 0 | 0 | 0 | 0 | 0 | 0 | 0 | 0 | 0 | 0 | 0
2016-06-21 09:00 | 0 | 0 | 0 | 0 | 52051.5525 | 0 | 414254 | 0 | 0 | 0 | 0 | 885714.8645 | 2148626.9712 | 0 | 0 | 0 | 0 | 0 | 0 | 0 | 0 | 0 | 0 | 0 | 0 | 0 | 0 | 0 | 0 | 0 | -246512.8382 | -115689.6092 | 0 | 0 | 0 | 0 | 0 | 0 | 0 | 0 | 0 | 0 | 0 | 0 | 0 | 0 | 0 | 0
2016-06-21 10:00 | 0 | 0 | 0 | 0 | 65284.5525 | 0 | 427487 | 0 | 0 | 0 | 0 | 639202.0262 | 2032937.362 | 0 | 0 | 0 | 0 | 0 | 0 | 0 | 0 | 0 | 0 | 0 | 0 | 0 | 0 | 0 | 0 | 0 | -246512.8382 | -115689.6092 | 0 | 0 | 0 | 0 | 0 | 0 | 0 | 0 | 0 | 0 | 0 | 0 | 0 | 0 | 0 | 0
2016-06-21 11:00 | 0 | 0 | 0 | 0 | 333047.2851 | 14.8052 | 447267 | 0 | 0 | 0 | 0 | 392689.188 | 2134451.5752 | 0 | 0 | 0 | 0 | 0 | 0 | 0 | 30793.7153 | 0 | 0 | 0 | 0 | 0 | 0 | 0 | 0 | 0 | -246512.8382 | 101514.2132 | 0 | 0 | 0 | 0 | 0 | 0 | 0 | 0 | 0 | 30793.7153 | 0 | 0 | 0 | 0 | 0 | 0
2016-06-21 12:00 | 0 | 0 | 0 | 0 | 0 | 147534.9978 | 470193 | 0 | 0 | 0 | 0 | 146176.3497 | 2089100.1266 | 0 | 0 | 0 | 0 | 0 | 0 | 0 | 0 | 0 | 0 | 0 | 0 | 0 | 0 | 0 | 0 | 0 | -246512.8382 | -45351.4486 | 0 | 0 | 0 | 0 | 0 | 0 | 0 | 0 | 0 | -30793.7153 | 0 | 0 | 0 | 0 | 0 | 0
2016-06-21 13:00 | 0 | 0 | 0 | 0 | 0 | 467555.2595 | 498042 | 0 | 0 | 0 | 0 | 0 | 2204789.7358 | 0 | 0 | 0 | 0 | 0 | 0 | 0 | 0 | 0 | 0 | 0 | 0 | 0 | 0 | 0 | 0 | 0 | -146176.3497 | 115689.6092 | 0 | 0 | 0 | 0 | 0 | 0 | 0 | 0 | 0 | 0 | 0 | 0 | 0 | 0 | 0 | 0
2016-06-21 14:00 | 0 | 0 | 0 | 0 | 0 | 679540.865 | 529549 | 0 | 0 | 0 | 0 | 246512.8382 | 2108268.7626 | 0 | 0 | 0 | 0 | 0 | 0 | 0 | 0 | 0 | 0 | 0 | 0 | 0 | 0 | 0 | 0 | 0 | 246512.8382 | -96520.9732 | 0 | 0 | 0 | 0 | 0 | 0 | 0 | 0 | 0 | 0 | 0 | 0 | 0 | 0 | 0 | 0
2016-06-21 15:00 | 0 | 0 | 0 | 0 | 151893.4249 | 771024.0225 | 560715 | 0 | 0 | 0 | 0 | 493025.6765 | 2223958.3719 | 0 | 0 | 0 | 0 | 0 | 0 | 0 | 0 | 0 | 0 | 0 | 0 | 0 | 0 | 0 | 0 | 0 | 246512.8382 | 115689.6092 | 0 | 0 | 0 | 0 | 0 | 0 | 0 | 0 | 0 | 0 | 0 | 0 | 0 | 0 | 0 | 0
2016-06-21 16:00 | 0 | 0 | 0 | 0 | 0 | 826106.1115 | 586867 | 0 | 0 | 0 | 0 | 739538.5147 | 2216684.6451 | 0 | 0 | 0 | 0 | 0 | 0 | 0 | 0 | 0 | 0 | 0 | 0 | 0 | 0 | 0 | 0 | 0 | 246512.8382 | -7273.7268 | 0 | 0 | 0 | 0 | 0 | 0 | 0 | 0 | 0 | 0 | 0 | 0 | 0 | 0 | 0 | 0
2016-06-21 17:00 | 0 | 0 | 0 | 0 | 0 | 840043.9583 | 609939 | 0 | 0 | 0 | 0 | 853953.8637 | 2332374.2543 | 0 | 0 | 0 | 0 | 0 | 0 | 0 | 0 | 0 | 0 | 0 | 0 | 0 | 0 | 0 | 0 | 0 | 114415.349 | 115689.6092 | 0 | 0 | 0 | 0 | 0 | 0 | 0 | 0 | 0 | 0 | 0 | 0 | 0 | 0 | 0 | 0
2016-06-21 18:00 | 0 | 0 | 0 | 0 | 0 | 840479.5074 | 627655 | 0 | 0 | 0 | 0 | 1100466.702 | 2298685.9235 | 0 | 0 | 0 | 0 | 0 | 0 | 0 | 0 | 0 | 0 | 0 | 0 | 0 | 0 | 0 | 0 | 0 | 246512.8382 | -33688.3308 | 0 | 0 | 0 | 0 | 0 | 0 | 0 | 0 | 0 | 0 | 0 | 0 | 0 | 0 | 0 | 0
2016-06-21 19:00 | 0 | 0 | 0 | 0 | 0 | 833485.3159 | 640291 | 0 | 0 | 0 | 0 | 1177971.4087 | 2414375.5327 | 0 | 0 | 0 | 0 | 0 | 0 | 0 | 0 | 0 | 0 | 0 | 0 | 0 | 0 | 0 | 0 | 0 | 77504.7067 | 115689.6092 | 0 | 0 | 0 | 0 | 0 | 0 | 0 | 0 | 0 | 0 | 0 | 0 | 0 | 0 | 0 | 0
2016-06-21 20:00 | 0 | 0 | 0 | 0 | 0 | 827102.1237 | 649707 | 0 | 0 | 0 | 0 | 1424484.2469 | 2345257.8182 | 0 | 0 | 0 | 0 | 0 | 0 | 0 | 0 | 0 | 0 | 0 | 0 | 0 | 0 | 0 | 0 | 0 | 246512.8382 | -69117.7145 | 0 | 0 | 0 | 0 | 0 | 0 | 0 | 0 | 0 | 0 | 0 | 0 | 0 | 0 | 0 | 0
2016-06-21 21:00 | 0 | 0 | 0 | 0 | 0 | 814471.9618 | 653434 | 0 | 0 | 0 | 0 | 1469832.5995 | 2460947.4274 | 0 | 0 | 0 | 0 | 0 | 0 | 0 | 0 | 0 | 0 | 0 | 0 | 0 | 0 | 0 | 0 | 0 | 45348.3526 | 115689.6092 | 0 | 0 | 0 | 0 | 0 | 0 | 0 | 0 | 0 | 0 | 0 | 0 | 0 | 0 | 0 | 0
2016-06-21 22:00 | 0 | 0 | 0 | 0 | 0 | 780901.9643 | 648117 | 0 | 0 | 0 | 0 | 1486927.9545 | 2576637.0367 | 0 | 0 | 0 | 0 | 0 | 0 | 0 | 0 | 0 | 0 | 0 | 0 | 0 | 0 | 0 | 0 | 0 | 17095.355 | 115689.6092 | 0 | 0 | 0 | 0 | 0 | 0 | 0 | 0 | 0 | 0 | 0 | 0 | 0 | 0 | 0 | 0
2016-06-21 23:00 | 0 | 0 | 0 | 0 | 67985.4284 | 697788.8007 | 634951 | 0 | 0 | 0 | 0 | 1733440.7928 | 2460947.4274 | 0 | 0 | 0 | 0 | 0 | 0 | 0 | 0 | 0 | 0 | 0 | 0 | 0 | 0 | 0 | 0 | 0 | 246512.8382 | -115689.6092 | 0 | 0 | 0 | 0 | 0 | 0 | 0 | 0 | 0 | 0 | 0 | 0 | 0 | 0 | 0 | 0
2016-06-22 | 0 | 0 | 0 | 0 | 0 | 549748.4382 | 617957 | 0 | 0 | 0 | 0 | 1549542.6218 | 2576637.0367 | 0 | 0 | 0 | 0 | 0 | 0 | 0 | 0 | 0 | 0 | 0 | 0 | 0 | 0 | 0 | 0 | 0 | -183898.171 | 115689.6092 | 0 | 0 | 0 | 0 | 0 | 0 | 0 | 0 | 0 | 0 | 0 | 0 | 0 | 0 | 0 | 0
2016-06-22 01:00 | 0 | 0 | 0 | 0 | 0 | 292164.2895 | 599868 | 0 | 0 | 0 | 0 | 1303029.7835 | 2515446.1644 | 0 | 0 | 0 | 0 | 0 | 0 | 0 | 0 | 0 | 0 | 0 | 0 | 0 | 0 | 0 | 0 | 0 | -246512.8382 | -61190.8722 | 0 | 0 | 0 | 0 | 0 | 0 | 0 | 0 | 0 | 0 | 0 | 0 | 0 | 0 | 0 | 0
2016-06-22 02:00 | 0 | 0 | 0 | 0 | 246382.0853 | 50539.2675 | 571899 | 0 | 0 | 0 | 0 | 1143741.7456 | 2399756.5552 | 0 | 0 | 0 | 0 | 0 | 0 | 0 | 0 | 0 | 0 | 0 | 0 | 0 | 0 | 0 | 0 | 0 | -159288.0379 | -115689.6092 | 0 | 0 | 0 | 0 | 0 | 0 | 0 | 0 | 0 | 0 | 0 | 0 | 0 | 0 | 0 | 0
2016-06-22 03:00 | 0 | 0 | 0 | 0 | 819644.4647 | 4.0111 | 532903 | 0 | 0 | 0 | 0 | 1390254.5839 | 2439989.1927 | 0 | 0 | 0 | 0 | 0 | 0 | 0 | 0 | 0 | 0 | 0 | 0 | 0 | 0 | 0 | 0 | 0 | 246512.8382 | 40232.6375 | 0 | 0 | 0 | 0 | 0 | 0 | 0 | 0 | 0 | 0 | 0 | 0 | 0 | 0 | 0 | 0
2016-06-22 04:00 | 0 | 0 | 0 | 0 | 133283.5525 | 0 | 495486 | 0 | 0 | 0 | 0 | 1143741.7456 | 2324299.5834 | 0 | 0 | 0 | 0 | 0 | 0 | 0 | 0 | 0 | 0 | 0 | 0 | 0 | 0 | 0 | 0 | 0 | -246512.8382 | -115689.6092 | 0 | 0 | 0 | 0 | 0 | 0 | 0 | 0 | 0 | 0 | 0 | 0 | 0 | 0 | 0 | 0
2016-06-22 05:00 | 0 | 0 | 0 | 0 | 102578.5525 | 0 | 464781 | 0 | 0 | 0 | 0 | 897228.9074 | 2208609.9742 | 0 | 0 | 0 | 0 | 0 | 0 | 0 | 0 | 0 | 0 | 0 | 0 | 0 | 0 | 0 | 0 | 0 | -246512.8382 | -115689.6092 | 0 | 0 | 0 | 0 | 0 | 0 | 0 | 0 | 0 | 0 | 0 | 0 | 0 | 0 | 0 | 0
2016-06-22 06:00 | 0 | 0 | 0 | 0 | 77525.5525 | 0 | 439728 | 0 | 0 | 0 | 0 | 650716.0691 | 2092920.365 | 0 | 0 | 0 | 0 | 0 | 0 | 0 | 0 | 0 | 0 | 0 | 0 | 0 | 0 | 0 | 0 | 0 | -246512.8382 | -115689.6092 | 0 | 0 | 0 | 0 | 0 | 0 | 0 | 0 | 0 | 0 | 0 | 0 | 0 | 0 | 0 | 0
2016-06-22 07:00 | 0 | 0 | 0 | 0 | 730393.0492 | 0 | 422327 | 0 | 0 | 0 | 0 | 897228.9074 | 2154473.5759 | 0 | 0 | 0 | 0 | 0 | 0 | 0 | 0 | 0 | 0 | 0 | 0 | 0 | 0 | 0 | 0 | 0 | 246512.8382 | 61553.2109 | 0 | 0 | 0 | 0 | 0 | 0 | 0 | 0 | 0 | 0 | 0 | 0 | 0 | 0 | 0 | 0
2016-06-22 08:00 | 0 | 0 | 0 | 0 | 49120.5525 | 0 | 411323 | 0 | 0 | 0 | 0 | 650716.0691 | 2038783.9667 | 0 | 0 | 0 | 0 | 0 | 0 | 0 | 0 | 0 | 0 | 0 | 0 | 0 | 0 | 0 | 0 | 0 | -246512.8382 | -115689.6092 | 0 | 0 | 0 | 0 | 0 | 0 | 0 | 0 | 0 | 0 | 0 | 0 | 0 | 0 | 0 | 0
2016-06-22 09:00 | 0 | 0 | 0 | 0 | 281801.771 | 0 | 412625 | 0 | 0 | 0 | 0 | 404203.2309 | 2154473.5759 | 0 | 0 | 0 | 0 | 0 | 0 | 0 | 0 | 0 | 0 | 0 | 0 | 0 | 0 | 0 | 0 | 0 | -246512.8382 | 115689.6092 | 0 | 0 | 0 | 0 | 0 | 0 | 0 | 0 | 0 | 0 | 0 | 0 | 0 | 0 | 0 | 0
2016-06-22 10:00 | 0 | 0 | 0 | 0 | 640364.8825 | 0 | 424663 | 0 | 0 | 0 | 0 | 504215.5042 | 2270163.1851 | 0 | 0 | 0 | 0 | 0 | 0 | 0 | 0 | 0 | 0 | 0 | 0 | 0 | 0 | 0 | 0 | 0 | 100012.2733 | 115689.6092 | 0 | 0 | 0 | 0 | 0 | 0 | 0 | 0 | 0 | 0 | 0 | 0 | 0 | 0 | 0 | 0
2016-06-22 11:00 | 0 | 0 | 0 | 0 | 83227.4373 | 17.1152 | 445447 | 0 | 0 | 0 | 0 | 257702.666 | 2154473.5759 | 0 | 0 | 0 | 0 | 0 | 0 | 0 | 0 | 0 | 0 | 0 | 0 | 0 | 0 | 0 | 0 | 0 | -246512.8382 | -115689.6092 | 0 | 0 | 0 | 0 | 0 | 0 | 0 | 0 | 0 | 0 | 0 | 0 | 0 | 0 | 0 | 0
2016-06-22 12:00 | 0 | 0 | 0 | 0 | 0 | 146186.2731 | 469789 | 0 | 0 | 0 | 0 | 11189.8277 | 2077383.6873 | 0 | 0 | 0 | 0 | 0 | 0 | 0 | 0 | 0 | 0 | 0 | 0 | 0 | 0 | 0 | 0 | 0 | -246512.8382 | -77089.8886 | 0 | 0 | 0 | 0 | 0 | 0 | 0 | 0 | 0 | 0 | 0 | 0 | 0 | 0 | 0 | 0
2016-06-22 13:00 | 0 | 0 | 0 | 0 | 395609.7509 | 464621.6966 | 498029 | 0 | 0 | 0 | 0 | 257702.666 | 2193073.2965 | 0 | 0 | 0 | 0 | 0 | 0 | 0 | 0 | 0 | 0 | 0 | 0 | 0 | 0 | 0 | 0 | 0 | 246512.8382 | 115689.6092 | 0 | 0 | 0 | 0 | 0 | 0 | 0 | 0 | 0 | 0 | 0 | 0 | 0 | 0 | 0 | 0
2016-06-22 14:00 | 0 | 0 | 0 | 0 | 0 | 677545.6727 | 528101 | 0 | 0 | 0 | 0 | 504215.5042 | 2096005.131 | 0 | 0 | 0 | 0 | 0 | 0 | 0 | 0 | 0 | 0 | 0 | 0 | 0 | 0 | 0 | 0 | 0 | 246512.8382 | -97068.1655 | 0 | 0 | 0 | 0 | 0 | 0 | 0 | 0 | 0 | 0 | 0 | 0 | 0 | 0 | 0 | 0
2016-06-22 15:00 | 0 | 0 | 0 | 0 | 0 | 761214.0514 | 557079 | 0 | 0 | 0 | 0 | 592660.9464 | 2211694.7402 | 0 | 0 | 0 | 0 | 0 | 0 | 0 | 0 | 0 | 0 | 0 | 0 | 0 | 0 | 0 | 0 | 0 | 88445.4422 | 115689.6092 | 0 | 0 | 0 | 0 | 0 | 0 | 0 | 0 | 0 | 0 | 0 | 0 | 0 | 0 | 0 | 0
2016-06-22 16:00 | 0 | 0 | 0 | 0 | 128946.2188 | 815347.2286 | 582091 | 0 | 0 | 0 | 0 | 839173.7846 | 2327384.3494 | 0 | 0 | 0 | 0 | 0 | 0 | 0 | 0 | 0 | 0 | 0 | 0 | 0 | 0 | 0 | 0 | 0 | 246512.8382 | 115689.6092 | 0 | 0 | 0 | 0 | 0 | 0 | 0 | 0 | 0 | 0 | 0 | 0 | 0 | 0 | 0 | 0
2016-06-22 17:00 | 0 | 0 | 0 | 0 | 0 | 828310.6294 | 604925 | 0 | 0 | 0 | 0 | 1085686.6229 | 2304257.1406 | 0 | 0 | 0 | 0 | 0 | 0 | 0 | 0 | 0 | 0 | 0 | 0 | 0 | 0 | 0 | 0 | 0 | 246512.8382 | -23127.2088 | 0 | 0 | 0 | 0 | 0 | 0 | 0 | 0 | 0 | 0 | 0 | 0 | 0 | 0 | 0 | 0
2016-06-22 18:00 | 0 | 0 | 0 | 0 | 0 | 823818.6581 | 623197 | 0 | 0 | 0 | 0 | 1170618.6718 | 2419946.7499 | 0 | 0 | 0 | 0 | 0 | 0 | 0 | 0 | 0 | 0 | 0 | 0 | 0 | 0 | 0 | 0 | 0 | 84932.0489 | 115689.6092 | 0 | 0 | 0 | 0 | 0 | 0 | 0 | 0 | 0 | 0 | 0 | 0 | 0 | 0 | 0 | 0
2016-06-22 19:00 | 0 | 0 | 0 | 0 | 0 | 810414.6072 | 636797 | 0 | 0 | 0 | 0 | 1228546.6698 | 2535636.3591 | 0 | 0 | 0 | 0 | 0 | 0 | 0 | 0 | 0 | 0 | 0 | 0 | 0 | 0 | 0 | 0 | 0 | 57927.998 | 115689.6092 | 0 | 0 | 0 | 0 | 0 | 0 | 0 | 0 | 0 | 0 | 0 | 0 | 0 | 0 | 0 | 0
2016-06-22 20:00 | 0 | 0 | 0 | 0 | 0 | 799650.1446 | 648742 | 0 | 0 | 0 | 0 | 1475059.508 | 2440031.6655 | 0 | 0 | 0 | 0 | 0 | 0 | 0 | 0 | 0 | 0 | 0 | 0 | 0 | 0 | 0 | 0 | 0 | 246512.8382 | -95604.6936 | 0 | 0 | 0 | 0 | 0 | 0 | 0 | 0 | 0 | 0 | 0 | 0 | 0 | 0 | 0 | 0
2016-06-22 21:00 | 0 | 0 | 0 | 0 | 0 | 783666.3562 | 653933 | 0 | 0 | 0 | 0 | 1489103.255 | 2555721.2747 | 0 | 0 | 0 | 0 | 0 | 0 | 0 | 0 | 0 | 0 | 0 | 0 | 0 | 0 | 0 | 0 | 0 | 14043.747 | 115689.6092 | 0 | 0 | 0 | 0 | 0 | 0 | 0 | 0 | 0 | 0 | 0 | 0 | 0 | 0 | 0 | 0
2016-06-22 22:00 | 0 | 0 | 0 | 0 | 0 | 746757.1573 | 651094 | 0 | 0 | 0 | 0 | 1469076.8031 | 2671410.8839 | 0 | 0 | 0 | 0 | 0 | 0 | 0 | 0 | 0 | 0 | 0 | 0 | 0 | 0 | 0 | 0 | 0 | -20026.4519 | 115689.6092 | 0 | 0 | 0 | 0 | 0 | 0 | 0 | 0 | 0 | 0 | 0 | 0 | 0 | 0 | 0 | 0
2016-06-22 23:00 | 0 | 0 | 0 | 0 | 106561.143 | 670313.4892 | 640266 | 0 | 0 | 0 | 0 | 1715589.6413 | 2555721.2747 | 0 | 0 | 0 | 0 | 0 | 0 | 0 | 5785.4032 | 0 | 0 | 0 | 0 | 0 | 0 | 0 | 0 | 0 | 246512.8382 | -115689.6092 | 0 | 0 | 0 | 0 | 0 | 0 | 0 | 0 | 0 | 5785.4032 | 0 | 0 | 0 | 0 | 0 | 0
2016-06-23 | 0 | 0 | 0 | 0 | 351207.8725 | 540803.0711 | 623630 | 0 | 0 | 0 | 0 | 1837487.2604 | 2671410.8839 | 0 | 0 | 0 | 0 | 0 | 0 | 0 | 36579.1185 | 0 | 0 | 0 | 0 | 0 | 0 | 0 | 0 | 0 | 121897.619 | 115689.6092 | 0 | 0 | 0 | 0 | 0 | 0 | 0 | 0 | 0 | 30793.7153 | 0 | 0 | 0 | 0 | 0 | 0
2016-06-23 01:00 | 0 | 0 | 0 | 0 | 0 | 305534.7022 | 607473 | 0 | 0 | 0 | 0 | 1590974.4221 | 2646779.1397 | 0 | 0 | 0 | 0 | 0 | 0 | 0 | 5785.4032 | 0 | 0 | 0 | 0 | 0 | 0 | 0 | 0 | 0 | -246512.8382 | -24631.7442 | 0 | 0 | 0 | 0 | 0 | 0 | 0 | 0 | 0 | -30793.7153 | 0 | 0 | 0 | 0 | 0 | 0
2016-06-23 02:00 | 0 | 0 | 0 | 0 | 158628.394 | 52658.7553 | 579275 | 0 | 0 | 0 | 0 | 1344461.5839 | 2531089.5305 | 0 | 0 | 0 | 0 | 0 | 0 | 0 | 0 | 0 | 0 | 0 | 0 | 0 | 0 | 0 | 0 | 0 | -246512.8382 | -115689.6092 | 0 | 0 | 0 | 0 | 0 | 0 | 0 | 0 | 0 | -5785.4032 | 0 | 0 | 0 | 0 | 0 | 0
2016-06-23 03:00 | 0 | 0 | 0 | 0 | 178920.321 | 4.2316 | 541127 | 0 | 0 | 0 | 0 | 1097948.7456 | 2415399.9212 | 0 | 0 | 0 | 0 | 0 | 0 | 0 | 0 | 0 | 0 | 0 | 0 | 0 | 0 | 0 | 0 | 0 | -246512.8382 | -115689.6092 | 0 | 0 | 0 | 0 | 0 | 0 | 0 | 0 | 0 | 0 | 0 | 0 | 0 | 0 | 0 | 0
2016-06-23 04:00 | 0 | 0 | 0 | 0 | 582298.2594 | 0 | 505365 | 0 | 0 | 0 | 0 | 1059192.3958 | 2531089.5305 | 0 | 0 | 0 | 0 | 0 | 0 | 0 | 0 | 0 | 0 | 0 | 0 | 0 | 0 | 0 | 0 | 0 | -38756.3498 | 115689.6092 | 0 | 0 | 0 | 0 | 0 | 0 | 0 | 0 | 0 | 0 | 0 | 0 | 0 | 0 | 0 | 0
2016-06-23 05:00 | 0 | 0 | 0 | 0 | 112715.5525 | 0 | 474918 | 0 | 0 | 0 | 0 | 812679.5576 | 2415399.9212 | 0 | 0 | 0 | 0 | 0 | 0 | 0 | 0 | 0 | 0 | 0 | 0 | 0 | 0 | 0 | 0 | 0 | -246512.8382 | -115689.6092 | 0 | 0 | 0 | 0 | 0 | 0 | 0 | 0 | 0 | 0 | 0 | 0 | 0 | 0 | 0 | 0
2016-06-23 06:00 | 0 | 0 | 0 | 0 | 501871.938 | 0 | 449614 | 0 | 0 | 0 | 0 | 980627.1048 | 2299710.312 | 0 | 0 | 0 | 0 | 0 | 0 | 0 | 0 | 0 | 0 | 0 | 0 | 0 | 0 | 0 | 0 | 0 | 167947.5473 | -115689.6092 | 0 | 0 | 0 | 0 | 0 | 0 | 0 | 0 | 0 | 0 | 0 | 0 | 0 | 0 | 0 | 0
2016-06-23 07:00 | 0 | 0 | 0 | 0 | 463622.6487 | 0 | 430975 | 0 | 0 | 0 | 0 | 897585.1443 | 2415399.9212 | 0 | 0 | 0 | 0 | 0 | 0 | 0 | 0 | 0 | 0 | 0 | 0 | 0 | 0 | 0 | 0 | 0 | -83041.9606 | 115689.6092 | 0 | 0 | 0 | 0 | 0 | 0 | 0 | 0 | 0 | 0 | 0 | 0 | 0 | 0 | 0 | 0
2016-06-23 08:00 | 0 | 0 | 0 | 0 | 58717.5525 | 0 | 420920 | 0 | 0 | 0 | 0 | 651072.306 | 2299710.312 | 0 | 0 | 0 | 0 | 0 | 0 | 0 | 0 | 0 | 0 | 0 | 0 | 0 | 0 | 0 | 0 | 0 | -246512.8382 | -115689.6092 | 0 | 0 | 0 | 0 | 0 | 0 | 0 | 0 | 0 | 0 | 0 | 0 | 0 | 0 | 0 | 0
2016-06-23 09:00 | 0 | 0 | 0 | 0 | 395412.5995 | 0 | 422636 | 0 | 0 | 0 | 0 | 739538.5147 | 2184020.7028 | 0 | 0 | 0 | 0 | 0 | 0 | 0 | 0 | 0 | 0 | 0 | 0 | 0 | 0 | 0 | 0 | 0 | 88466.2087 | -115689.6092 | 0 | 0 | 0 | 0 | 0 | 0 | 0 | 0 | 0 | 0 | 0 | 0 | 0 | 0 | 0 | 0
2016-06-23 10:00 | 0 | 0 | 0 | 0 | 73421.5525 | 0 | 435624 | 0 | 0 | 0 | 0 | 493025.6765 | 2068331.0935 | 0 | 0 | 0 | 0 | 0 | 0 | 0 | 0 | 0 | 0 | 0 | 0 | 0 | 0 | 0 | 0 | 0 | -246512.8382 | -115689.6092 | 0 | 0 | 0 | 0 | 0 | 0 | 0 | 0 | 0 | 0 | 0 | 0 | 0 | 0 | 0 | 0
2016-06-23 11:00 | 0 | 0 | 0 | 0 | 273355.8741 | 1.9425 | 453506 | 0 | 0 | 0 | 0 | 246512.8382 | 2134695.7484 | 0 | 0 | 0 | 0 | 0 | 0 | 0 | 0 | 0 | 0 | 0 | 0 | 0 | 0 | 0 | 0 | 0 | -246512.8382 | 66364.6548 | 0 | 0 | 0 | 0 | 0 | 0 | 0 | 0 | 0 | 0 | 0 | 0 | 0 | 0 | 0 | 0
2016-06-23 12:00 | 0 | 0 | 0 | 0 | 0 | 119960.0074 | 476162 | 0 | 0 | 0 | 0 | 0 | 2025006.594 | 0 | 0 | 0 | 0 | 0 | 0 | 0 | 0 | 0 | 0 | 0 | 0 | 0 | 0 | 0 | 0 | 0 | -246512.8382 | -109689.1543 | 0 | 0 | 0 | 0 | 0 | 0 | 0 | 0 | 0 | 0 | 0 | 0 | 0 | 0 | 0 | 0
2016-06-23 13:00 | 0 | 0 | 0 | 0 | 0 | 453864.5515 | 503574 | 0 | 0 | 0 | 0 | 65980.1607 | 1909316.9848 | 0 | 0 | 0 | 0 | 0 | 0 | 0 | 0 | 0 | 0 | 0 | 0 | 0 | 0 | 0 | 0 | 0 | 65980.1607 | -115689.6092 | 0 | 0 | 0 | 0 | 0 | 0 | 0 | 0 | 0 | 0 | 0 | 0 | 0 | 0 | 0 | 0
2016-06-23 14:00 | 0 | 0 | 0 | 0 | 209785.2473 | 650570.7761 | 533806 | 0 | 0 | 0 | 0 | 312492.999 | 1989354.17 | 0 | 0 | 0 | 0 | 0 | 0 | 0 | 0 | 0 | 0 | 0 | 0 | 0 | 0 | 0 | 0 | 0 | 246512.8382 | 80037.1852 | 0 | 0 | 0 | 0 | 0 | 0 | 0 | 0 | 0 | 0 | 0 | 0 | 0 | 0 | 0 | 0
2016-06-23 15:00 | 0 | 0 | 0 | 0 | 0 | 740099.7758 | 562667 | 0 | 0 | 0 | 0 | 368450.7624 | 2105043.7792 | 0 | 0 | 0 | 0 | 0 | 0 | 0 | 5785.4032 | 0 | 0 | 0 | 0 | 0 | 0 | 0 | 0 | 0 | 55957.7634 | 115689.6092 | 0 | 0 | 0 | 0 | 0 | 0 | 0 | 0 | 0 | 5785.4032 | 0 | 0 | 0 | 0 | 0 | 0
2016-06-23 16:00 | 0 | 0 | 0 | 0 | 170182.745 | 784744.6476 | 586908 | 0 | 0 | 0 | 0 | 614963.6006 | 2195756.6182 | 0 | 0 | 0 | 0 | 0 | 0 | 0 | 36579.1185 | 0 | 0 | 0 | 0 | 0 | 0 | 0 | 0 | 0 | 246512.8382 | 90712.839 | 0 | 0 | 0 | 0 | 0 | 0 | 0 | 0 | 0 | 30793.7153 | 0 | 0 | 0 | 0 | 0 | 0
2016-06-23 17:00 | 0 | 0 | 0 | 0 | 154954.7338 | 798888.2646 | 609543 | 0 | 0 | 0 | 0 | 843573.9898 | 2311446.2274 | 0 | 0 | 0 | 0 | 0 | 0 | 0 | 36579.1185 | 0 | 0 | 0 | 0 | 0 | 0 | 0 | 0 | 0 | 228610.3892 | 115689.6092 | 0 | 0 | 0 | 0 | 0 | 0 | 0 | 0 | 0 | 0 | 0 | 0 | 0 | 0 | 0 | 0
2016-06-23 18:00 | 0 | 0 | 0 | 0 | 0 | 792268.586 | 626573 | 0 | 0 | 0 | 0 | 1090086.8281 | 2230628.9752 | 0 | 0 | 0 | 0 | 0 | 0 | 0 | 36579.1185 | 0 | 0 | 0 | 0 | 0 | 0 | 0 | 0 | 0 | 246512.8382 | -80817.2522 | 0 | 0 | 0 | 0 | 0 | 0 | 0 | 0 | 0 | 0 | 0 | 0 | 0 | 0 | 0 | 0
2016-06-23 19:00 | 0 | 0 | 0 | 0 | 137734.186 | 781207.7243 | 639206 | 0 | 0 | 0 | 0 | 1254133.1292 | 2346318.5844 | 0 | 0 | 0 | 0 | 0 | 0 | 0 | 36579.1185 | 0 | 0 | 0 | 0 | 0 | 0 | 0 | 0 | 0 | 164046.3011 | 115689.6092 | 0 | 0 | 0 | 0 | 0 | 0 | 0 | 0 | 0 | 0 | 0 | 0 | 0 | 0 | 0 | 0
2016-06-23 20:00 | 0 | 0 | 0 | 0 | 135585.3674 | 770804.559 | 646663 | 0 | 0 | 0 | 0 | 1398170.4464 | 2462008.1937 | 0 | 0 | 0 | 0 | 0 | 0 | 0 | 36579.1185 | 0 | 0 | 0 | 0 | 0 | 0 | 0 | 0 | 0 | 144037.3172 | 115689.6092 | 0 | 0 | 0 | 0 | 0 | 0 | 0 | 0 | 0 | 0 | 0 | 0 | 0 | 0 | 0 | 0
2016-06-23 21:00 | 0 | 0 | 0 | 0 | 0 | 750806.4572 | 648522 | 0 | 0 | 0 | 0 | 1644683.2846 | 2348573.528 | 0 | 0 | 0 | 0 | 0 | 0 | 0 | 5785.4032 | 0 | 0 | 0 | 0 | 0 | 0 | 0 | 0 | 0 | 246512.8382 | -113434.6657 | 0 | 0 | 0 | 0 | 0 | 0 | 0 | 0 | 0 | -30793.7153 | 0 | 0 | 0 | 0 | 0 | 0
2016-06-23 22:00 | 0 | 0 | 0 | 0 | 0 | 715578.552 | 641842 | 0 | 0 | 0 | 0 | 1839894.849 | 2232883.9187 | 0 | 0 | 0 | 0 | 0 | 0 | 0 | 0 | 0 | 0 | 0 | 0 | 0 | 0 | 0 | 0 | 0 | 195211.5644 | -115689.6092 | 0 | 0 | 0 | 0 | 0 | 0 | 0 | 0 | 0 | -5785.4032 | 0 | 0 | 0 | 0 | 0 | 0
2016-06-23 23:00 | 0 | 0 | 0 | 0 | 0 | 640376.5081 | 627035 | 0 | 0 | 0 | 0 | 1963140.5631 | 2117194.3095 | 0 | 0 | 0 | 0 | 0 | 0 | 0 | 5785.4032 | 0 | 0 | 0 | 0 | 0 | 0 | 0 | 0 | 0 | 123245.7141 | -115689.6092 | 0 | 0 | 0 | 0 | 0 | 0 | 0 | 0 | 0 | 5785.4032 | 0 | 0 | 0 | 0 | 0 | 0
2016-06-24 | 0 | 0 | 0 | 0 | 0 | 513484.112 | 610069 | 0 | 0 | 0 | 0 | 1720072.3506 | 2232883.9187 | 0 | 0 | 0 | 0 | 0 | 0 | 0 | 36579.1185 | 0 | 0 | 0 | 0 | 0 | 0 | 0 | 0 | 0 | -243068.2126 | 115689.6092 | 0 | 0 | 0 | 0 | 0 | 0 | 0 | 0 | 0 | 30793.7153 | 0 | 0 | 0 | 0 | 0 | 0
2016-06-24 01:00 | 0 | 0 | 0 | 0 | 0 | 312125.3993 | 593801 | 0 | 0 | 0 | 0 | 1473559.5123 | 2228514.8716 | 0 | 0 | 0 | 0 | 0 | 0 | 0 | 5785.4032 | 0 | 0 | 0 | 0 | 0 | 0 | 0 | 0 | 0 | -246512.8382 | -4369.0471 | 0 | 0 | 0 | 0 | 0 | 0 | 0 | 0 | 0 | -30793.7153 | 0 | 0 | 0 | 0 | 0 | 0
2016-06-24 02:00 | 0 | 0 | 0 | 0 | 150131.49 | 49780.6594 | 567900 | 0 | 0 | 0 | 0 | 1227046.6741 | 2112825.2624 | 0 | 0 | 0 | 0 | 0 | 0 | 0 | 0 | 0 | 0 | 0 | 0 | 0 | 0 | 0 | 0 | 0 | -246512.8382 | -115689.6092 | 0 | 0 | 0 | 0 | 0 | 0 | 0 | 0 | 0 | -5785.4032 | 0 | 0 | 0 | 0 | 0 | 0
2016-06-24 03:00 | 0 | 0 | 0 | 0 | 607360.9471 | 4.1476 | 530470 | 0 | 0 | 0 | 0 | 1419631.3779 | 1997135.6532 | 0 | 0 | 0 | 0 | 0 | 0 | 0 | 0 | 0 | 0 | 0 | 0 | 0 | 0 | 0 | 0 | 0 | 192584.7038 | -115689.6092 | 0 | 0 | 0 | 0 | 0 | 0 | 0 | 0 | 0 | 0 | 0 | 0 | 0 | 0 | 0 | 0
2016-06-24 04:00 | 0 | 0 | 0 | 0 | 582622.023 | 0 | 495549 | 0 | 0 | 0 | 0 | 1391014.7917 | 2112825.2624 | 0 | 0 | 0 | 0 | 0 | 0 | 0 | 0 | 0 | 0 | 0 | 0 | 0 | 0 | 0 | 0 | 0 | -28616.5862 | 115689.6092 | 0 | 0 | 0 | 0 | 0 | 0 | 0 | 0 | 0 | 0 | 0 | 0 | 0 | 0 | 0 | 0
2016-06-24 05:00 | 0 | 0 | 0 | 0 | 102736.5525 | 0 | 464939 | 0 | 0 | 0 | 0 | 1144501.9535 | 1997135.6532 | 0 | 0 | 0 | 0 | 0 | 0 | 0 | 0 | 0 | 0 | 0 | 0 | 0 | 0 | 0 | 0 | 0 | -246512.8382 | -115689.6092 | 0 | 0 | 0 | 0 | 0 | 0 | 0 | 0 | 0 | 0 | 0 | 0 | 0 | 0 | 0 | 0
2016-06-24 06:00 | 0 | 0 | 0 | 0 | 504681.6892 | 0 | 439525 | 0 | 0 | 0 | 0 | 1294554.5366 | 1881446.0439 | 0 | 0 | 0 | 0 | 0 | 0 | 0 | 30793.7153 | 0 | 0 | 0 | 0 | 0 | 0 | 0 | 0 | 0 | 150052.5831 | -115689.6092 | 0 | 0 | 0 | 0 | 0 | 0 | 0 | 0 | 0 | 30793.7153 | 0 | 0 | 0 | 0 | 0 | 0
2016-06-24 07:00 | 0 | 0 | 0 | 0 | 28379.8372 | 0 | 421376 | 0 | 0 | 0 | 0 | 1048041.6984 | 1765756.4347 | 0 | 0 | 0 | 0 | 0 | 0 | 0 | 0 | 0 | 0 | 0 | 0 | 0 | 0 | 0 | 0 | 0 | -246512.8382 | -115689.6092 | 0 | 0 | 0 | 0 | 0 | 0 | 0 | 0 | 0 | -30793.7153 | 0 | 0 | 0 | 0 | 0 | 0
2016-06-24 08:00 | 0 | 0 | 0 | 0 | 471194.4503 | 0 | 412085 | 0 | 0 | 0 | 0 | 991461.5394 | 1881446.0439 | 0 | 0 | 0 | 0 | 0 | 0 | 0 | 0 | 0 | 0 | 0 | 0 | 0 | 0 | 0 | 0 | 0 | -56580.159 | 115689.6092 | 0 | 0 | 0 | 0 | 0 | 0 | 0 | 0 | 0 | 0 | 0 | 0 | 0 | 0 | 0 | 0
2016-06-24 09:00 | 0 | 0 | 0 | 0 | 51232.5525 | 0 | 413435 | 0 | 0 | 0 | 0 | 744948.7012 | 1765756.4347 | 0 | 0 | 0 | 0 | 0 | 0 | 0 | 0 | 0 | 0 | 0 | 0 | 0 | 0 | 0 | 0 | 0 | -246512.8382 | -115689.6092 | 0 | 0 | 0 | 0 | 0 | 0 | 0 | 0 | 0 | 0 | 0 | 0 | 0 | 0 | 0 | 0
2016-06-24 10:00 | 0 | 0 | 0 | 0 | 422341.0973 | 0 | 424244 | 0 | 0 | 0 | 0 | 858735.4077 | 1650066.8255 | 0 | 0 | 0 | 0 | 0 | 0 | 0 | 0 | 0 | 0 | 0 | 0 | 0 | 0 | 0 | 0 | 0 | 113786.7066 | -115689.6092 | 0 | 0 | 0 | 0 | 0 | 0 | 0 | 0 | 0 | 0 | 0 | 0 | 0 | 0 | 0 | 0
2016-06-24 11:00 | 0 | 0 | 0 | 0 | 78252.875 | 2.6775 | 440458 | 0 | 0 | 0 | 0 | 612222.5695 | 1534377.2162 | 0 | 0 | 0 | 0 | 0 | 0 | 0 | 0 | 0 | 0 | 0 | 0 | 0 | 0 | 0 | 0 | 0 | -246512.8382 | -115689.6092 | 0 | 0 | 0 | 0 | 0 | 0 | 0 | 0 | 0 | 0 | 0 | 0 | 0 | 0 | 0 | 0
2016-06-24 12:00 | 0 | 0 | 0 | 0 | 223063.0036 | 112483.4992 | 463708 | 0 | 0 | 0 | 0 | 368371.463 | 1650066.8255 | 0 | 0 | 0 | 0 | 0 | 0 | 0 | 0 | 0 | 0 | 0 | 0 | 0 | 0 | 0 | 0 | 0 | -243851.1064 | 115689.6092 | 0 | 0 | 0 | 0 | 0 | 0 | 0 | 0 | 0 | 0 | 0 | 0 | 0 | 0 | 0 | 0
2016-06-24 13:00 | 0 | 0 | 0 | 0 | 0 | 442590.3636 | 493073 | 0 | 0 | 0 | 0 | 433578.4358 | 1534377.2162 | 0 | 0 | 0 | 0 | 0 | 0 | 0 | 0 | 0 | 0 | 0 | 0 | 0 | 0 | 0 | 0 | 0 | 65206.9728 | -115689.6092 | 0 | 0 | 0 | 0 | 0 | 0 | 0 | 0 | 0 | 0 | 0 | 0 | 0 | 0 | 0 | 0
2016-06-24 14:00 | 0 | 0 | 0 | 0 | 0 | 640861.138 | 525878 | 0 | 0 | 0 | 0 | 432871.9646 | 1650066.8255 | 0 | 0 | 0 | 0 | 0 | 0 | 0 | 0 | 0 | 0 | 0 | 0 | 0 | 0 | 0 | 0 | 0 | -706.4712 | 115689.6092 | 0 | 0 | 0 | 0 | 0 | 0 | 0 | 0 | 0 | 0 | 0 | 0 | 0 | 0 | 0 | 0
2016-06-24 15:00 | 0 | 0 | 0 | 0 | 170174.6893 | 747572.7581 | 555545 | 0 | 0 | 0 | 0 | 679384.8029 | 1765756.4347 | 0 | 0 | 0 | 0 | 0 | 0 | 0 | 0 | 0 | 0 | 0 | 0 | 0 | 0 | 0 | 0 | 0 | 246512.8382 | 115689.6092 | 0 | 0 | 0 | 0 | 0 | 0 | 0 | 0 | 0 | 0 | 0 | 0 | 0 | 0 | 0 | 0
2016-06-24 16:00 | 0 | 0 | 0 | 0 | 0 | 804989.9511 | 580705 | 0 | 0 | 0 | 0 | 787980.1448 | 1881446.0439 | 0 | 0 | 0 | 0 | 0 | 0 | 0 | 0 | 0 | 0 | 0 | 0 | 0 | 0 | 0 | 0 | 0 | 108595.3419 | 115689.6092 | 0 | 0 | 0 | 0 | 0 | 0 | 0 | 0 | 0 | 0 | 0 | 0 | 0 | 0 | 0 | 0
2016-06-24 17:00 | 0 | 0 | 0 | 0 | 0 | 830495.9794 | 602435 | 0 | 0 | 0 | 0 | 1034492.983 | 1862994.1851 | 0 | 0 | 0 | 0 | 0 | 0 | 0 | 0 | 0 | 0 | 0 | 0 | 0 | 0 | 0 | 0 | 0 | 246512.8382 | -18451.8589 | 0 | 0 | 0 | 0 | 0 | 0 | 0 | 0 | 0 | 0 | 0 | 0 | 0 | 0 | 0 | 0
2016-06-24 18:00 | 0 | 0 | 0 | 0 | 0 | 825928.6265 | 619693 | 0 | 0 | 0 | 0 | 1125039.0003 | 1978683.7943 | 0 | 0 | 0 | 0 | 0 | 0 | 0 | 0 | 0 | 0 | 0 | 0 | 0 | 0 | 0 | 0 | 0 | 90546.0173 | 115689.6092 | 0 | 0 | 0 | 0 | 0 | 0 | 0 | 0 | 0 | 0 | 0 | 0 | 0 | 0 | 0 | 0
2016-06-24 19:00 | 0 | 0 | 0 | 0 | 0 | 813763.579 | 630709 | 0 | 0 | 0 | 0 | 1371551.8385 | 1915225.5351 | 0 | 0 | 0 | 0 | 0 | 0 | 0 | 0 | 0 | 0 | 0 | 0 | 0 | 0 | 0 | 0 | 0 | 246512.8382 | -63458.2593 | 0 | 0 | 0 | 0 | 0 | 0 | 0 | 0 | 0 | 0 | 0 | 0 | 0 | 0 | 0 | 0
2016-06-24 20:00 | 0 | 0 | 0 | 0 | 0 | 800237.067 | 638495 | 0 | 0 | 0 | 0 | 1417604.2963 | 2030915.1443 | 0 | 0 | 0 | 0 | 0 | 0 | 0 | 0 | 0 | 0 | 0 | 0 | 0 | 0 | 0 | 0 | 0 | 46052.4578 | 115689.6092 | 0 | 0 | 0 | 0 | 0 | 0 | 0 | 0 | 0 | 0 | 0 | 0 | 0 | 0 | 0 | 0
2016-06-24 21:00 | 0 | 0 | 0 | 0 | 0 | 777460.8915 | 640690 | 0 | 0 | 0 | 0 | 1664117.1345 | 1921173.1976 | 0 | 0 | 0 | 0 | 0 | 0 | 0 | 0 | 0 | 0 | 0 | 0 | 0 | 0 | 0 | 0 | 0 | 246512.8382 | -109741.9467 | 0 | 0 | 0 | 0 | 0 | 0 | 0 | 0 | 0 | 0 | 0 | 0 | 0 | 0 | 0 | 0
2016-06-24 22:00 | 0 | 0 | 0 | 0 | 261812.1911 | 734362.2564 | 633972 | 0 | 0 | 0 | 0 | 1910629.9728 | 2036862.8068 | 0 | 0 | 0 | 0 | 0 | 0 | 0 | 0 | 0 | 0 | 0 | 0 | 0 | 0 | 0 | 0 | 0 | 246512.8382 | 115689.6092 | 0 | 0 | 0 | 0 | 0 | 0 | 0 | 0 | 0 | 0 | 0 | 0 | 0 | 0 | 0 | 0
2016-06-24 23:00 | 0 | 0 | 0 | 0 | 0 | 653922.04 | 618931 | 0 | 0 | 0 | 0 | 1829931.4036 | 2152552.416 | 0 | 0 | 0 | 0 | 0 | 0 | 0 | 0 | 0 | 0 | 0 | 0 | 0 | 0 | 0 | 0 | 0 | -80698.5692 | 115689.6092 | 0 | 0 | 0 | 0 | 0 | 0 | 0 | 0 | 0 | 0 | 0 | 0 | 0 | 0 | 0 | 0
2016-06-25 | 0 | 0 | 0 | 0 | 0 | 513680.0017 | 599867 | 0 | 0 | 0 | 0 | 1628054.796 | 2268242.0253 | 0 | 0 | 0 | 0 | 0 | 0 | 0 | 0 | 0 | 0 | 0 | 0 | 0 | 0 | 0 | 0 | 0 | -201876.6076 | 115689.6092 | 0 | 0 | 0 | 0 | 0 | 0 | 0 | 0 | 0 | 0 | 0 | 0 | 0 | 0 | 0 | 0
2016-06-25 01:00 | 0 | 0 | 0 | 0 | 0 | 304355.4383 | 582333 | 0 | 0 | 0 | 0 | 1381541.9577 | 2236777.3018 | 0 | 0 | 0 | 0 | 0 | 0 | 0 | 0 | 0 | 0 | 0 | 0 | 0 | 0 | 0 | 0 | 0 | -246512.8382 | -31464.7235 | 0 | 0 | 0 | 0 | 0 | 0 | 0 | 0 | 0 | 0 | 0 | 0 | 0 | 0 | 0 | 0
2016-06-25 02:00 | 0 | 0 | 0 | 0 | 754848.2856 | 42918.8191 | 556986 | 0 | 0 | 0 | 0 | 1628054.796 | 2231045.5683 | 0 | 0 | 0 | 0 | 0 | 0 | 0 | 0 | 0 | 0 | 0 | 0 | 0 | 0 | 0 | 0 | 0 | 246512.8382 | -5731.7335 | 0 | 0 | 0 | 0 | 0 | 0 | 0 | 0 | 0 | 0 | 0 | 0 | 0 | 0 | 0 | 0
2016-06-25 03:00 | 0 | 0 | 0 | 0 | 161241.657 | 3.8956 | 523448 | 0 | 0 | 0 | 0 | 1381541.9577 | 2115355.959 | 0 | 0 | 0 | 0 | 0 | 0 | 0 | 0 | 0 | 0 | 0 | 0 | 0 | 0 | 0 | 0 | 0 | -246512.8382 | -115689.6092 | 0 | 0 | 0 | 0 | 0 | 0 | 0 | 0 | 0 | 0 | 0 | 0 | 0 | 0 | 0 | 0
2016-06-25 04:00 | 0 | 0 | 0 | 0 | 126536.5525 | 0 | 488739 | 0 | 0 | 0 | 0 | 1135029.1195 | 1999666.3498 | 0 | 0 | 0 | 0 | 0 | 0 | 0 | 0 | 0 | 0 | 0 | 0 | 0 | 0 | 0 | 0 | 0 | -246512.8382 | -115689.6092 | 0 | 0 | 0 | 0 | 0 | 0 | 0 | 0 | 0 | 0 | 0 | 0 | 0 | 0 | 0 | 0
2016-06-25 05:00 | 0 | 0 | 0 | 0 | 703901.7616 | 0 | 458760 | 0 | 0 | 0 | 0 | 1264481.2718 | 2115355.959 | 0 | 0 | 0 | 0 | 0 | 0 | 0 | 0 | 0 | 0 | 0 | 0 | 0 | 0 | 0 | 0 | 0 | 129452.1523 | 115689.6092 | 0 | 0 | 0 | 0 | 0 | 0 | 0 | 0 | 0 | 0 | 0 | 0 | 0 | 0 | 0 | 0
2016-06-25 06:00 | 0 | 0 | 0 | 0 | 72163.5525 | 0 | 434366 | 0 | 0 | 0 | 0 | 1017968.4336 | 1999666.3498 | 0 | 0 | 0 | 0 | 0 | 0 | 0 | 0 | 0 | 0 | 0 | 0 | 0 | 0 | 0 | 0 | 0 | -246512.8382 | -115689.6092 | 0 | 0 | 0 | 0 | 0 | 0 | 0 | 0 | 0 | 0 | 0 | 0 | 0 | 0 | 0 | 0
2016-06-25 07:00 | 0 | 0 | 0 | 0 | 284604.771 | 0 | 415428 | 0 | 0 | 0 | 0 | 771455.5953 | 2115355.959 | 0 | 0 | 0 | 0 | 0 | 0 | 0 | 0 | 0 | 0 | 0 | 0 | 0 | 0 | 0 | 0 | 0 | -246512.8382 | 115689.6092 | 0 | 0 | 0 | 0 | 0 | 0 | 0 | 0 | 0 | 0 | 0 | 0 | 0 | 0 | 0 | 0
2016-06-25 08:00 | 0 | 0 | 0 | 0 | 641839.8868 | 0 | 403474 | 0 | 0 | 0 | 0 | 894131.8729 | 2231045.5683 | 0 | 0 | 0 | 0 | 0 | 0 | 0 | 0 | 0 | 0 | 0 | 0 | 0 | 0 | 0 | 0 | 0 | 122676.2776 | 115689.6092 | 0 | 0 | 0 | 0 | 0 | 0 | 0 | 0 | 0 | 0 | 0 | 0 | 0 | 0 | 0 | 0
2016-06-25 09:00 | 0 | 0 | 0 | 0 | 36003.5525 | 0 | 398206 | 0 | 0 | 0 | 0 | 647619.0347 | 2115355.959 | 0 | 0 | 0 | 0 | 0 | 0 | 0 | 0 | 0 | 0 | 0 | 0 | 0 | 0 | 0 | 0 | 0 | -246512.8382 | -115689.6092 | 0 | 0 | 0 | 0 | 0 | 0 | 0 | 0 | 0 | 0 | 0 | 0 | 0 | 0 | 0 | 0
2016-06-25 10:00 | 0 | 0 | 0 | 0 | 265613.771 | 0 | 396437 | 0 | 0 | 0 | 0 | 401106.1964 | 2231045.5683 | 0 | 0 | 0 | 0 | 0 | 0 | 0 | 0 | 0 | 0 | 0 | 0 | 0 | 0 | 0 | 0 | 0 | -246512.8382 | 115689.6092 | 0 | 0 | 0 | 0 | 0 | 0 | 0 | 0 | 0 | 0 | 0 | 0 | 0 | 0 | 0 | 0
2016-06-25 11:00 | 0 | 0 | 0 | 0 | 530503.2097 | 10.0486 | 406211 | 0 | 0 | 0 | 0 | 409718.8456 | 2346735.1775 | 0 | 0 | 0 | 0 | 0 | 0 | 0 | 0 | 0 | 0 | 0 | 0 | 0 | 0 | 0 | 0 | 0 | 8612.6491 | 115689.6092 | 0 | 0 | 0 | 0 | 0 | 0 | 0 | 0 | 0 | 0 | 0 | 0 | 0 | 0 | 0 | 0
2016-06-25 12:00 | 0 | 0 | 0 | 0 | 0 | 111072.516 | 429393 | 0 | 0 | 0 | 0 | 163206.0073 | 2274927.5317 | 0 | 0 | 0 | 0 | 0 | 0 | 0 | 0 | 0 | 0 | 0 | 0 | 0 | 0 | 0 | 0 | 0 | -246512.8382 | -71807.6458 | 0 | 0 | 0 | 0 | 0 | 0 | 0 | 0 | 0 | 0 | 0 | 0 | 0 | 0 | 0 | 0
2016-06-25 13:00 | 0 | 0 | 0 | 0 | 149159.8265 | 441940.4025 | 460277 | 0 | 0 | 0 | 0 | 409718.8456 | 2159237.9225 | 0 | 0 | 0 | 0 | 0 | 0 | 0 | 0 | 0 | 0 | 0 | 0 | 0 | 0 | 0 | 0 | 0 | 246512.8382 | -115689.6092 | 0 | 0 | 0 | 0 | 0 | 0 | 0 | 0 | 0 | 0 | 0 | 0 | 0 | 0 | 0 | 0
2016-06-25 14:00 | 0 | 0 | 0 | 0 | 206022.4435 | 652482.004 | 496302 | 0 | 0 | 0 | 0 | 656231.6838 | 2274927.5317 | 0 | 0 | 0 | 0 | 0 | 0 | 0 | 0 | 0 | 0 | 0 | 0 | 0 | 0 | 0 | 0 | 0 | 246512.8382 | 115689.6092 | 0 | 0 | 0 | 0 | 0 | 0 | 0 | 0 | 0 | 0 | 0 | 0 | 0 | 0 | 0 | 0
2016-06-25 15:00 | 0 | 0 | 0 | 0 | 0 | 760184.6277 | 529538 | 0 | 0 | 0 | 0 | 771188.7023 | 2390617.141 | 0 | 0 | 0 | 0 | 0 | 0 | 0 | 0 | 0 | 0 | 0 | 0 | 0 | 0 | 0 | 0 | 0 | 114957.0185 | 115689.6092 | 0 | 0 | 0 | 0 | 0 | 0 | 0 | 0 | 0 | 0 | 0 | 0 | 0 | 0 | 0 | 0
2016-06-25 16:00 | 0 | 0 | 0 | 0 | 0 | 812547.7011 | 556540 | 0 | 0 | 0 | 0 | 911506.7942 | 2506306.7502 | 0 | 0 | 0 | 0 | 0 | 0 | 0 | 0 | 0 | 0 | 0 | 0 | 0 | 0 | 0 | 0 | 0 | 140318.0919 | 115689.6092 | 0 | 0 | 0 | 0 | 0 | 0 | 0 | 0 | 0 | 0 | 0 | 0 | 0 | 0 | 0 | 0
2016-06-25 17:00 | 0 | 0 | 0 | 0 | 110809.9899 | 828831.4576 | 577439 | 0 | 0 | 0 | 0 | 1158019.6324 | 2621996.3594 | 0 | 0 | 0 | 0 | 0 | 0 | 0 | 0 | 0 | 0 | 0 | 0 | 0 | 0 | 0 | 0 | 0 | 246512.8382 | 115689.6092 | 0 | 0 | 0 | 0 | 0 | 0 | 0 | 0 | 0 | 0 | 0 | 0 | 0 | 0 | 0 | 0
2016-06-25 18:00 | 0 | 0 | 0 | 0 | 0 | 824620.5321 | 594128 | 0 | 0 | 0 | 0 | 1272822.5553 | 2737685.9687 | 0 | 0 | 0 | 0 | 0 | 0 | 0 | 0 | 0 | 0 | 0 | 0 | 0 | 0 | 0 | 0 | 0 | 114802.9229 | 115689.6092 | 0 | 0 | 0 | 0 | 0 | 0 | 0 | 0 | 0 | 0 | 0 | 0 | 0 | 0 | 0 | 0
2016-06-25 19:00 | 0 | 0 | 0 | 0 | 0 | 807817.366 | 607626 | 0 | 0 | 0 | 0 | 1519335.3936 | 2691364.4964 | 0 | 0 | 0 | 0 | 0 | 0 | 0 | 0 | 0 | 0 | 0 | 0 | 0 | 0 | 0 | 0 | 0 | 246512.8382 | -46321.4722 | 0 | 0 | 0 | 0 | 0 | 0 | 0 | 0 | 0 | 0 | 0 | 0 | 0 | 0 | 0 | 0
2016-06-25 20:00 | 0 | 0 | 0 | 0 | 0 | 790495.8781 | 617969 | 0 | 0 | 0 | 0 | 1576172.6624 | 2807054.1057 | 0 | 0 | 0 | 0 | 0 | 0 | 0 | 0 | 0 | 0 | 0 | 0 | 0 | 0 | 0 | 0 | 0 | 56837.2689 | 115689.6092 | 0 | 0 | 0 | 0 | 0 | 0 | 0 | 0 | 0 | 0 | 0 | 0 | 0 | 0 | 0 | 0
2016-06-25 21:00 | 0 | 0 | 0 | 0 | 0 | 762751.6023 | 622318 | 0 | 0 | 0 | 0 | 1600916.6555 | 2922743.7149 | 0 | 0 | 0 | 0 | 0 | 0 | 0 | 0 | 0 | 0 | 0 | 0 | 0 | 0 | 0 | 0 | 0 | 24743.9931 | 115689.6092 | 0 | 0 | 0 | 0 | 0 | 0 | 0 | 0 | 0 | 0 | 0 | 0 | 0 | 0 | 0 | 0
2016-06-25 22:00 | 0 | 0 | 0 | 0 | 37908.1948 | 711715.0343 | 618800 | 0 | 0 | 0 | 0 | 1847429.4937 | 2807054.1057 | 0 | 0 | 0 | 0 | 0 | 0 | 0 | 0 | 0 | 0 | 0 | 0 | 0 | 0 | 0 | 0 | 0 | 246512.8382 | -115689.6092 | 0 | 0 | 0 | 0 | 0 | 0 | 0 | 0 | 0 | 0 | 0 | 0 | 0 | 0 | 0 | 0
2016-06-25 23:00 | 0 | 0 | 0 | 0 | 0 | 626556.9696 | 606976 | 0 | 0 | 0 | 0 | 1751320.8541 | 2922743.7149 | 0 | 0 | 0 | 0 | 0 | 0 | 0 | 0 | 0 | 0 | 0 | 0 | 0 | 0 | 0 | 0 | 0 | -96108.6396 | 115689.6092 | 0 | 0 | 0 | 0 | 0 | 0 | 0 | 0 | 0 | 0 | 0 | 0 | 0 | 0 | 0 | 0
2016-06-26 | 0 | 0 | 0 | 0 | 0 | 497705.6413 | 589083 | 0 | 0 | 0 | 0 | 1544253.8862 | 3038433.3241 | 0 | 0 | 0 | 0 | 0 | 0 | 0 | 0 | 0 | 0 | 0 | 0 | 0 | 0 | 0 | 0 | 0 | -207066.9679 | 115689.6092 | 0 | 0 | 0 | 0 | 0 | 0 | 0 | 0 | 0 | 0 | 0 | 0 | 0 | 0 | 0 | 0
2016-06-26 01:00 | 0 | 0 | 0 | 0 | 403503.0075 | 301964.2215 | 574644 | 0 | 0 | 0 | 0 | 1790766.7245 | 2922743.7149 | 0 | 0 | 0 | 0 | 0 | 0 | 0 | 0 | 0 | 0 | 0 | 0 | 0 | 0 | 0 | 0 | 0 | 246512.8382 | -115689.6092 | 0 | 0 | 0 | 0 | 0 | 0 | 0 | 0 | 0 | 0 | 0 | 0 | 0 | 0 | 0 | 0
2016-06-26 02:00 | 0 | 0 | 0 | 0 | 617348.6969 | 55509.0259 | 551576 | 0 | 0 | 0 | 0 | 1796358.838 | 3038433.3241 | 0 | 0 | 0 | 0 | 0 | 0 | 0 | 0 | 0 | 0 | 0 | 0 | 0 | 0 | 0 | 0 | 0 | 5592.1136 | 115689.6092 | 0 | 0 | 0 | 0 | 0 | 0 | 0 | 0 | 0 | 0 | 0 | 0 | 0 | 0 | 0 | 0
2016-06-26 03:00 | 0 | 0 | 0 | 0 | 156826.161 | 3.3915 | 519032 | 0 | 0 | 0 | 0 | 1549845.9998 | 2922743.7149 | 0 | 0 | 0 | 0 | 0 | 0 | 0 | 0 | 0 | 0 | 0 | 0 | 0 | 0 | 0 | 0 | 0 | -246512.8382 | -115689.6092 | 0 | 0 | 0 | 0 | 0 | 0 | 0 | 0 | 0 | 0 | 0 | 0 | 0 | 0 | 0 | 0
2016-06-26 04:00 | 0 | 0 | 0 | 0 | 516461.0391 | 0 | 486390 | 0 | 0 | 0 | 0 | 1695606.6481 | 2807054.1057 | 0 | 0 | 0 | 0 | 0 | 0 | 0 | 0 | 0 | 0 | 0 | 0 | 0 | 0 | 0 | 0 | 0 | 145760.6483 | -115689.6092 | 0 | 0 | 0 | 0 | 0 | 0 | 0 | 0 | 0 | 0 | 0 | 0 | 0 | 0 | 0 | 0
2016-06-26 05:00 | 0 | 0 | 0 | 0 | 96826.5525 | 0 | 459029 | 0 | 0 | 0 | 0 | 1449093.8098 | 2691364.4964 | 0 | 0 | 0 | 0 | 0 | 0 | 0 | 0 | 0 | 0 | 0 | 0 | 0 | 0 | 0 | 0 | 0 | -246512.8382 | -115689.6092 | 0 | 0 | 0 | 0 | 0 | 0 | 0 | 0 | 0 | 0 | 0 | 0 | 0 | 0 | 0 | 0
2016-06-26 06:00 | 0 | 0 | 0 | 0 | 433483.6723 | 0 | 434515 | 0 | 0 | 0 | 0 | 1332372.8729 | 2807054.1057 | 0 | 0 | 0 | 0 | 0 | 0 | 0 | 0 | 0 | 0 | 0 | 0 | 0 | 0 | 0 | 0 | 0 | -116720.937 | 115689.6092 | 0 | 0 | 0 | 0 | 0 | 0 | 0 | 0 | 0 | 0 | 0 | 0 | 0 | 0 | 0 | 0
2016-06-26 07:00 | 0 | 0 | 0 | 0 | 53299.5525 | 0 | 415502 | 0 | 0 | 0 | 0 | 1085860.0347 | 2691364.4964 | 0 | 0 | 0 | 0 | 0 | 0 | 0 | 0 | 0 | 0 | 0 | 0 | 0 | 0 | 0 | 0 | 0 | -246512.8382 | -115689.6092 | 0 | 0 | 0 | 0 | 0 | 0 | 0 | 0 | 0 | 0 | 0 | 0 | 0 | 0 | 0 | 0
2016-06-26 08:00 | 0 | 0 | 0 | 0 | 400748.1727 | 0 | 402118 | 0 | 0 | 0 | 0 | 968800.5981 | 2807054.1057 | 0 | 0 | 0 | 0 | 0 | 0 | 0 | 0 | 0 | 0 | 0 | 0 | 0 | 0 | 0 | 0 | 0 | -117059.4365 | 115689.6092 | 0 | 0 | 0 | 0 | 0 | 0 | 0 | 0 | 0 | 0 | 0 | 0 | 0 | 0 | 0 | 0
2016-06-26 09:00 | 0 | 0 | 0 | 0 | 31789.5525 | 0 | 393992 | 0 | 0 | 0 | 0 | 722287.7599 | 2691364.4964 | 0 | 0 | 0 | 0 | 0 | 0 | 0 | 0 | 0 | 0 | 0 | 0 | 0 | 0 | 0 | 0 | 0 | -246512.8382 | -115689.6092 | 0 | 0 | 0 | 0 | 0 | 0 | 0 | 0 | 0 | 0 | 0 | 0 | 0 | 0 | 0 | 0
2016-06-26 10:00 | 0 | 0 | 0 | 0 | 388354.512 | 0 | 389269 | 0 | 0 | 0 | 0 | 605683.6626 | 2807054.1057 | 0 | 0 | 0 | 0 | 0 | 0 | 0 | 0 | 0 | 0 | 0 | 0 | 0 | 0 | 0 | 0 | 0 | -116604.0973 | 115689.6092 | 0 | 0 | 0 | 0 | 0 | 0 | 0 | 0 | 0 | 0 | 0 | 0 | 0 | 0 | 0 | 0
2016-06-26 11:00 | 0 | 0 | 0 | 0 | 334722.484 | 2.793 | 395323 | 0 | 0 | 0 | 0 | 660775.5489 | 2691364.4964 | 0 | 0 | 0 | 0 | 0 | 0 | 0 | 0 | 0 | 0 | 0 | 0 | 0 | 0 | 0 | 0 | 0 | 55091.8863 | -115689.6092 | 0 | 0 | 0 | 0 | 0 | 0 | 0 | 0 | 0 | 0 | 0 | 0 | 0 | 0 | 0 | 0
2016-06-26 12:00 | 0 | 0 | 0 | 0 | 223348.2805 | 98029.3729 | 417009 | 0 | 0 | 0 | 0 | 680833.8115 | 2575674.8872 | 0 | 0 | 0 | 0 | 0 | 0 | 0 | 0 | 0 | 0 | 0 | 0 | 0 | 0 | 0 | 0 | 0 | 20058.2627 | -115689.6092 | 0 | 0 | 0 | 0 | 0 | 0 | 0 | 0 | 0 | 0 | 0 | 0 | 0 | 0 | 0 | 0
2016-06-26 13:00 | 0 | 0 | 0 | 0 | 0 | 434987.6751 | 448690 | 0 | 0 | 0 | 0 | 782821.0958 | 2459985.278 | 0 | 0 | 0 | 0 | 0 | 0 | 0 | 0 | 0 | 0 | 0 | 0 | 0 | 0 | 0 | 0 | 0 | 101987.2843 | -115689.6092 | 0 | 0 | 0 | 0 | 0 | 0 | 0 | 0 | 0 | 0 | 0 | 0 | 0 | 0 | 0 | 0
2016-06-26 14:00 | 0 | 0 | 0 | 0 | 0 | 606193.635 | 482510 | 0 | 0 | 0 | 0 | 790815.1215 | 2575674.8872 | 0 | 0 | 0 | 0 | 0 | 0 | 0 | 0 | 0 | 0 | 0 | 0 | 0 | 0 | 0 | 0 | 0 | 7994.0257 | 115689.6092 | 0 | 0 | 0 | 0 | 0 | 0 | 0 | 0 | 0 | 0 | 0 | 0 | 0 | 0 | 0 | 0
2016-06-26 15:00 | 0 | 0 | 0 | 0 | 159963.7375 | 717844.71 | 515606 | 0 | 0 | 0 | 0 | 1037327.9598 | 2691364.4964 | 0 | 0 | 0 | 0 | 0 | 0 | 0 | 0 | 0 | 0 | 0 | 0 | 0 | 0 | 0 | 0 | 0 | 246512.8382 | 115689.6092 | 0 | 0 | 0 | 0 | 0 | 0 | 0 | 0 | 0 | 0 | 0 | 0 | 0 | 0 | 0 | 0
2016-06-26 16:00 | 0 | 0 | 0 | 0 | 0 | 769386.1753 | 545152 | 0 | 0 | 0 | 0 | 1283840.798 | 2669085.8335 | 0 | 0 | 0 | 0 | 0 | 0 | 0 | 0 | 0 | 0 | 0 | 0 | 0 | 0 | 0 | 0 | 0 | 246512.8382 | -22278.6629 | 0 | 0 | 0 | 0 | 0 | 0 | 0 | 0 | 0 | 0 | 0 | 0 | 0 | 0 | 0 | 0
2016-06-26 17:00 | 0 | 0 | 0 | 0 | 0 | 782766.0507 | 569377 | 0 | 0 | 0 | 0 | 1381540.2395 | 2784775.4428 | 0 | 0 | 0 | 0 | 0 | 0 | 0 | 0 | 0 | 0 | 0 | 0 | 0 | 0 | 0 | 0 | 0 | 97699.4415 | 115689.6092 | 0 | 0 | 0 | 0 | 0 | 0 | 0 | 0 | 0 | 0 | 0 | 0 | 0 | 0 | 0 | 0
2016-06-26 18:00 | 0 | 0 | 0 | 0 | 0 | 775905.104 | 587630 | 0 | 0 | 0 | 0 | 1628053.0778 | 2726537.7085 | 0 | 0 | 0 | 0 | 0 | 0 | 0 | 0 | 0 | 0 | 0 | 0 | 0 | 0 | 0 | 0 | 0 | 246512.8382 | -58237.7342 | 0 | 0 | 0 | 0 | 0 | 0 | 0 | 0 | 0 | 0 | 0 | 0 | 0 | 0 | 0 | 0
2016-06-26 19:00 | 0 | 0 | 0 | 0 | 0 | 759821.1789 | 600551 | 0 | 0 | 0 | 0 | 1671633.6474 | 2842227.3178 | 0 | 0 | 0 | 0 | 0 | 0 | 0 | 0 | 0 | 0 | 0 | 0 | 0 | 0 | 0 | 0 | 0 | 43580.5697 | 115689.6092 | 0 | 0 | 0 | 0 | 0 | 0 | 0 | 0 | 0 | 0 | 0 | 0 | 0 | 0 | 0 | 0
2016-06-26 20:00 | 0 | 0 | 0 | 0 | 229370.7397 | 743842.7078 | 611011 | 0 | 0 | 0 | 0 | 1918146.4857 | 2957916.927 | 0 | 0 | 0 | 0 | 0 | 0 | 0 | 0 | 0 | 0 | 0 | 0 | 0 | 0 | 0 | 0 | 0 | 246512.8382 | 115689.6092 | 0 | 0 | 0 | 0 | 0 | 0 | 0 | 0 | 0 | 0 | 0 | 0 | 0 | 0 | 0 | 0
2016-06-26 21:00 | 0 | 0 | 0 | 0 | 0 | 718445.0095 | 618377 | 0 | 0 | 0 | 0 | 1902524.886 | 3073606.5362 | 0 | 0 | 0 | 0 | 0 | 0 | 0 | 0 | 0 | 0 | 0 | 0 | 0 | 0 | 0 | 0 | 0 | -15621.5997 | 115689.6092 | 0 | 0 | 0 | 0 | 0 | 0 | 0 | 0 | 0 | 0 | 0 | 0 | 0 | 0 | 0 | 0
2016-06-26 22:00 | 0 | 0 | 0 | 0 | 300783.0668 | 679084.3807 | 617665 | 0 | 0 | 0 | 0 | 2149037.7242 | 3189296.1455 | 0 | 0 | 0 | 0 | 0 | 0 | 0 | 0 | 0 | 0 | 0 | 0 | 0 | 0 | 0 | 0 | 0 | 246512.8382 | 115689.6092 | 0 | 0 | 0 | 0 | 0 | 0 | 0 | 0 | 0 | 0 | 0 | 0 | 0 | 0 | 0 | 0
2016-06-26 23:00 | 0 | 0 | 0 | 0 | 0 | 607829.5701 | 607496 | 0 | 0 | 0 | 0 | 2033681.685 | 3304985.7547 | 0 | 0 | 0 | 0 | 0 | 0 | 0 | 0 | 0 | 0 | 0 | 0 | 0 | 0 | 0 | 0 | 0 | -115356.0392 | 115689.6092 | 0 | 0 | 0 | 0 | 0 | 0 | 0 | 0 | 0 | 0 | 0 | 0 | 0 | 0 | 0 | 0
2016-06-27 | 0 | 0 | 0 | 0 | 303793.0699 | 470690.8043 | 592599 | 0 | 0 | 0 | 0 | 2099876.95 | 3420675.3639 | 0 | 0 | 0 | 0 | 0 | 0 | 0 | 0 | 0 | 0 | 0 | 0 | 0 | 0 | 0 | 0 | 0 | 66195.265 | 115689.6092 | 0 | 0 | 0 | 0 | 0 | 0 | 0 | 0 | 0 | 0 | 0 | 0 | 0 | 0 | 0 | 0
2016-06-27 01:00 | 0 | 0 | 0 | 0 | 354539.5501 | 288651.673 | 578817 | 0 | 0 | 0 | 0 | 2048561.5639 | 3536364.9732 | 0 | 0 | 0 | 0 | 0 | 0 | 0 | 0 | 0 | 0 | 0 | 0 | 0 | 0 | 0 | 0 | 0 | -51315.3861 | 115689.6092 | 0 | 0 | 0 | 0 | 0 | 0 | 0 | 0 | 0 | 0 | 0 | 0 | 0 | 0 | 0 | 0
2016-06-27 02:00 | 0 | 0 | 0 | 0 | 430679.263 | 53814.6438 | 554582 | 0 | 0 | 0 | 0 | 2094163.0799 | 3420675.3639 | 0 | 0 | 0 | 0 | 0 | 0 | 0 | 0 | 0 | 0 | 0 | 0 | 0 | 0 | 0 | 0 | 0 | 45601.516 | -115689.6092 | 0 | 0 | 0 | 0 | 0 | 0 | 0 | 0 | 0 | 0 | 0 | 0 | 0 | 0 | 0 | 0
2016-06-27 03:00 | 0 | 0 | 0 | 0 | 456366.0013 | 2.4255 | 522357 | 0 | 0 | 0 | 0 | 1912484.8975 | 3536364.9732 | 0 | 0 | 0 | 0 | 0 | 0 | 0 | 0 | 0 | 0 | 0 | 0 | 0 | 0 | 0 | 0 | 0 | -181678.1824 | 115689.6092 | 0 | 0 | 0 | 0 | 0 | 0 | 0 | 0 | 0 | 0 | 0 | 0 | 0 | 0 | 0 | 0
2016-06-27 04:00 | 0 | 0 | 0 | 0 | 442938.271 | 0 | 487380 | 0 | 0 | 0 | 0 | 1983732.7777 | 3420675.3639 | 0 | 0 | 0 | 0 | 0 | 0 | 0 | 0 | 0 | 0 | 0 | 0 | 0 | 0 | 0 | 0 | 0 | 71247.8802 | -115689.6092 | 0 | 0 | 0 | 0 | 0 | 0 | 0 | 0 | 0 | 0 | 0 | 0 | 0 | 0 | 0 | 0
2016-06-27 05:00 | 0 | 0 | 0 | 0 | 409212.1488 | 0 | 457889 | 0 | 0 | 0 | 0 | 2050745.5358 | 3304985.7547 | 0 | 0 | 0 | 0 | 0 | 0 | 0 | 0 | 0 | 0 | 0 | 0 | 0 | 0 | 0 | 0 | 0 | 67012.7581 | -115689.6092 | 0 | 0 | 0 | 0 | 0 | 0 | 0 | 0 | 0 | 0 | 0 | 0 | 0 | 0 | 0 | 0
2016-06-27 06:00 | 0 | 0 | 0 | 0 | 72049.5525 | 0 | 434252 | 0 | 0 | 0 | 0 | 1804232.6975 | 3189296.1455 | 0 | 0 | 0 | 0 | 0 | 0 | 0 | 0 | 0 | 0 | 0 | 0 | 0 | 0 | 0 | 0 | 0 | -246512.8382 | -115689.6092 | 0 | 0 | 0 | 0 | 0 | 0 | 0 | 0 | 0 | 0 | 0 | 0 | 0 | 0 | 0 | 0
2016-06-27 07:00 | 0 | 0 | 0 | 0 | 323422.913 | 0 | 417528 | 0 | 0 | 0 | 0 | 1825817.2198 | 3073606.5362 | 0 | 0 | 0 | 0 | 0 | 0 | 0 | 0 | 0 | 0 | 0 | 0 | 0 | 0 | 0 | 0 | 0 | 21584.5223 | -115689.6092 | 0 | 0 | 0 | 0 | 0 | 0 | 0 | 0 | 0 | 0 | 0 | 0 | 0 | 0 | 0 | 0
2016-06-27 08:00 | 0 | 0 | 0 | 0 | 287150.8555 | 0 | 409693 | 0 | 0 | 0 | 0 | 1818964.6845 | 2957916.927 | 0 | 0 | 0 | 0 | 0 | 0 | 0 | 0 | 0 | 0 | 0 | 0 | 0 | 0 | 0 | 0 | 0 | -6852.5353 | -115689.6092 | 0 | 0 | 0 | 0 | 0 | 0 | 0 | 0 | 0 | 0 | 0 | 0 | 0 | 0 | 0 | 0
2016-06-27 09:00 | 0 | 0 | 0 | 0 | 248120.5465 | 0 | 412485 | 0 | 0 | 0 | 0 | 1572451.8463 | 3034279.9086 | 0 | 0 | 0 | 0 | 0 | 0 | 0 | 5785.4032 | 0 | 0 | 0 | 0 | 0 | 0 | 0 | 0 | 0 | -246512.8382 | 76362.9816 | 0 | 0 | 0 | 0 | 0 | 0 | 0 | 0 | 0 | 5785.4032 | 0 | 0 | 0 | 0 | 0 | 0
2016-06-27 10:00 | 0 | 0 | 0 | 0 | 214766.5719 | 0 | 425260 | 0 | 0 | 0 | 0 | 1446854.3121 | 2918590.2994 | 0 | 0 | 0 | 0 | 0 | 0 | 0 | 36579.1185 | 0 | 0 | 0 | 0 | 0 | 0 | 0 | 0 | 0 | -125597.5342 | -115689.6092 | 0 | 0 | 0 | 0 | 0 | 0 | 0 | 0 | 0 | 30793.7153 | 0 | 0 | 0 | 0 | 0 | 0
2016-06-27 11:00 | 0 | 0 | 0 | 0 | 152615.8759 | 14.2802 | 445867 | 0 | 0 | 0 | 0 | 1200341.4739 | 2902660.009 | 0 | 0 | 0 | 0 | 0 | 0 | 0 | 5785.4032 | 0 | 0 | 0 | 0 | 0 | 0 | 0 | 0 | 0 | -246512.8382 | -15930.2904 | 0 | 0 | 0 | 0 | 0 | 0 | 0 | 0 | 0 | -30793.7153 | 0 | 0 | 0 | 0 | 0 | 0
2016-06-27 12:00 | 0 | 0 | 0 | 0 | 89962.8624 | 138874.4156 | 473347 | 0 | 0 | 0 | 0 | 953828.6356 | 2904663.1252 | 0 | 0 | 0 | 0 | 0 | 0 | 0 | 5785.4032 | 0 | 0 | 0 | 0 | 0 | 0 | 0 | 0 | 0 | -246512.8382 | 2003.1162 | 0 | 0 | 0 | 0 | 0 | 0 | 0 | 0 | 0 | 0 | 0 | 0 | 0 | 0 | 0 | 0
2016-06-27 13:00 | 0 | 0 | 0 | 0 | 91364.3802 | 456134.4066 | 505702 | 0 | 0 | 0 | 0 | 849142.0978 | 3020352.7344 | 0 | 0 | 0 | 0 | 0 | 0 | 0 | 36579.1185 | 0 | 0 | 0 | 0 | 0 | 0 | 0 | 0 | 0 | -104686.5378 | 115689.6092 | 0 | 0 | 0 | 0 | 0 | 0 | 0 | 0 | 0 | 30793.7153 | 0 | 0 | 0 | 0 | 0 | 0
2016-06-27 14:00 | 0 | 0 | 0 | 0 | 105553.7857 | 635664.1062 | 541134 | 0 | 0 | 0 | 0 | 933536.3805 | 3136042.3437 | 0 | 0 | 0 | 0 | 0 | 0 | 0 | 36579.1185 | 0 | 0 | 0 | 0 | 0 | 0 | 0 | 0 | 0 | 84394.2827 | 115689.6092 | 0 | 0 | 0 | 0 | 0 | 0 | 0 | 0 | 0 | 0 | 0 | 0 | 0 | 0 | 0 | 0
2016-06-27 15:00 | 0 | 0 | 0 | 0 | 111071.3773 | 742656.5768 | 575398 | 0 | 0 | 0 | 0 | 1180049.2187 | 3167859.4595 | 0 | 0 | 0 | 0 | 0 | 0 | 0 | 36579.1185 | 0 | 0 | 0 | 0 | 0 | 0 | 0 | 0 | 0 | 246512.8382 | 31817.1159 | 0 | 0 | 0 | 0 | 0 | 0 | 0 | 0 | 0 | 0 | 0 | 0 | 0 | 0 | 0 | 0
2016-06-27 16:00 | 0 | 0 | 0 | 0 | 113259.2903 | 787412.0812 | 605106 | 0 | 0 | 0 | 0 | 1426562.057 | 3247705.7081 | 0 | 0 | 0 | 0 | 0 | 0 | 0 | 5785.4032 | 0 | 0 | 0 | 0 | 0 | 0 | 0 | 0 | 0 | 246512.8382 | 79846.2486 | 0 | 0 | 0 | 0 | 0 | 0 | 0 | 0 | 0 | -30793.7153 | 0 | 0 | 0 | 0 | 0 | 0
2016-06-27 17:00 | 0 | 0 | 0 | 0 | 112871.8563 | 805811.1412 | 630216 | 0 | 0 | 0 | 0 | 1673074.8952 | 3258866.152 | 0 | 0 | 0 | 0 | 0 | 0 | 0 | 36579.1185 | 0 | 0 | 0 | 0 | 0 | 0 | 0 | 0 | 0 | 246512.8382 | 11160.4439 | 0 | 0 | 0 | 0 | 0 | 0 | 0 | 0 | 0 | 30793.7153 | 0 | 0 | 0 | 0 | 0 | 0
2016-06-27 18:00 | 0 | 0 | 0 | 0 | 0 | 800887.7683 | 649665 | 0 | 0 | 0 | 0 | 1919587.7335 | 3163576.0821 | 0 | 0 | 0 | 0 | 0 | 0 | 0 | 36579.1185 | 0 | 0 | 0 | 0 | 0 | 0 | 0 | 0 | 0 | 246512.8382 | -95290.0699 | 0 | 0 | 0 | 0 | 0 | 0 | 0 | 0 | 0 | 0 | 0 | 0 | 0 | 0 | 0 | 0
2016-06-27 19:00 | 0 | 0 | 0 | 0 | 109175.7188 | 789259.7118 | 662709 | 0 | 0 | 0 | 0 | 2070418.2702 | 3279265.6913 | 0 | 0 | 0 | 0 | 0 | 0 | 0 | 5785.4032 | 0 | 0 | 0 | 0 | 0 | 0 | 0 | 0 | 0 | 150830.5367 | 115689.6092 | 0 | 0 | 0 | 0 | 0 | 0 | 0 | 0 | 0 | -30793.7153 | 0 | 0 | 0 | 0 | 0 | 0
2016-06-27 20:00 | 0 | 0 | 0 | 0 | 107721.7428 | 778856.3198 | 670215 | 0 | 0 | 0 | 0 | 2140298.0082 | 3394955.3006 | 0 | 0 | 0 | 0 | 0 | 0 | 0 | 36579.1185 | 0 | 0 | 0 | 0 | 0 | 0 | 0 | 0 | 0 | 69879.7381 | 115689.6092 | 0 | 0 | 0 | 0 | 0 | 0 | 0 | 0 | 0 | 30793.7153 | 0 | 0 | 0 | 0 | 0 | 0
2016-06-27 21:00 | 0 | 0 | 0 | 0 | 0 | 758771.1665 | 671047 | 0 | 0 | 0 | 0 | 2374505.4993 | 3279265.6913 | 0 | 0 | 0 | 0 | 0 | 0 | 0 | 5785.4032 | 0 | 0 | 0 | 0 | 0 | 0 | 0 | 0 | 0 | 234207.4911 | -115689.6092 | 0 | 0 | 0 | 0 | 0 | 0 | 0 | 0 | 0 | -30793.7153 | 0 | 0 | 0 | 0 | 0 | 0
2016-06-27 22:00 | 0 | 0 | 0 | 0 | 105614.2814 | 719974.6422 | 663408 | 0 | 0 | 0 | 0 | 2390203.0984 | 3394955.3006 | 0 | 0 | 0 | 0 | 0 | 0 | 0 | 36579.1185 | 0 | 0 | 0 | 0 | 0 | 0 | 0 | 0 | 0 | 15697.5991 | 115689.6092 | 0 | 0 | 0 | 0 | 0 | 0 | 0 | 0 | 0 | 30793.7153 | 0 | 0 | 0 | 0 | 0 | 0
2016-06-27 23:00 | 0 | 0 | 0 | 0 | 0 | 633053.6988 | 649398 | 0 | 0 | 0 | 0 | 2520342.1218 | 3279265.6913 | 0 | 0 | 0 | 0 | 0 | 0 | 0 | 5785.4032 | 0 | 0 | 0 | 0 | 0 | 0 | 0 | 0 | 0 | 130139.0234 | -115689.6092 | 0 | 0 | 0 | 0 | 0 | 0 | 0 | 0 | 0 | -30793.7153 | 0 | 0 | 0 | 0 | 0 | 0
2016-06-28 | 0 | 0 | 0 | 0 | 135490.8941 | 490978.0822 | 630972 | 0 | 0 | 0 | 0 | 2405934.892 | 3394955.3006 | 0 | 0 | 0 | 0 | 0 | 0 | 0 | 0 | 0 | 0 | 0 | 0 | 0 | 0 | 0 | 0 | 0 | -114407.2298 | 115689.6092 | 0 | 0 | 0 | 0 | 0 | 0 | 0 | 0 | 0 | -5785.4032 | 0 | 0 | 0 | 0 | 0 | 0
2016-06-28 01:00 | 0 | 0 | 0 | 0 | 0 | 275100.0825 | 611553 | 0 | 0 | 0 | 0 | 2185171.5837 | 3279265.6913 | 0 | 0 | 0 | 0 | 0 | 0 | 0 | 0 | 0 | 0 | 0 | 0 | 0 | 0 | 0 | 0 | 0 | -220763.3083 | -115689.6092 | 0 | 0 | 0 | 0 | 0 | 0 | 0 | 0 | 0 | 0 | 0 | 0 | 0 | 0 | 0 | 0
2016-06-28 02:00 | 0 | 0 | 0 | 0 | 368130.7071 | 41828.5576 | 582436 | 0 | 0 | 0 | 0 | 2128384.4576 | 3163576.0821 | 0 | 0 | 0 | 0 | 0 | 0 | 0 | 0 | 0 | 0 | 0 | 0 | 0 | 0 | 0 | 0 | 0 | -56787.1261 | -115689.6092 | 0 | 0 | 0 | 0 | 0 | 0 | 0 | 0 | 0 | 0 | 0 | 0 | 0 | 0 | 0 | 0
2016-06-28 03:00 | 0 | 0 | 0 | 0 | 422068.7553 | 2.5725 | 542570 | 0 | 0 | 0 | 0 | 2123575.3947 | 3047886.4729 | 0 | 0 | 0 | 0 | 0 | 0 | 0 | 0 | 0 | 0 | 0 | 0 | 0 | 0 | 0 | 0 | 0 | -4809.063 | -115689.6092 | 0 | 0 | 0 | 0 | 0 | 0 | 0 | 0 | 0 | 0 | 0 | 0 | 0 | 0 | 0 | 0
2016-06-28 04:00 | 0 | 0 | 0 | 0 | 407273.4608 | 0 | 505108 | 0 | 0 | 0 | 0 | 1910051.2462 | 3163576.0821 | 0 | 0 | 0 | 0 | 0 | 0 | 0 | 0 | 0 | 0 | 0 | 0 | 0 | 0 | 0 | 0 | 0 | -213524.1485 | 115689.6092 | 0 | 0 | 0 | 0 | 0 | 0 | 0 | 0 | 0 | 0 | 0 | 0 | 0 | 0 | 0 | 0
2016-06-28 05:00 | 0 | 0 | 0 | 0 | 372589.2 | 0 | 472652 | 0 | 0 | 0 | 0 | 1925678.0554 | 3047886.4729 | 0 | 0 | 0 | 0 | 0 | 0 | 0 | 0 | 0 | 0 | 0 | 0 | 0 | 0 | 0 | 0 | 0 | 15626.8092 | -115689.6092 | 0 | 0 | 0 | 0 | 0 | 0 | 0 | 0 | 0 | 0 | 0 | 0 | 0 | 0 | 0 | 0
2016-06-28 06:00 | 0 | 0 | 0 | 0 | 332414.9844 | 0 | 447155 | 0 | 0 | 0 | 0 | 1926627.6491 | 2932196.8636 | 0 | 0 | 0 | 0 | 0 | 0 | 0 | 0 | 0 | 0 | 0 | 0 | 0 | 0 | 0 | 0 | 0 | 949.5937 | -115689.6092 | 0 | 0 | 0 | 0 | 0 | 0 | 0 | 0 | 0 | 0 | 0 | 0 | 0 | 0 | 0 | 0
2016-06-28 07:00 | 0 | 0 | 0 | 0 | 290204.6404 | 0 | 428315 | 0 | 0 | 0 | 0 | 1904206.8988 | 2816507.2544 | 0 | 0 | 0 | 0 | 0 | 0 | 0 | 0 | 0 | 0 | 0 | 0 | 0 | 0 | 0 | 0 | 0 | -22420.7503 | -115689.6092 | 0 | 0 | 0 | 0 | 0 | 0 | 0 | 0 | 0 | 0 | 0 | 0 | 0 | 0 | 0 | 0
2016-06-28 08:00 | 0 | 0 | 0 | 0 | 253233.4186 | 0 | 418966 | 0 | 0 | 0 | 0 | 1657694.0605 | 2891502.1081 | 0 | 0 | 0 | 0 | 0 | 0 | 0 | 5785.4032 | 0 | 0 | 0 | 0 | 0 | 0 | 0 | 0 | 0 | -246512.8382 | 74994.8537 | 0 | 0 | 0 | 0 | 0 | 0 | 0 | 0 | 0 | 5785.4032 | 0 | 0 | 0 | 0 | 0 | 0
2016-06-28 09:00 | 0 | 0 | 0 | 0 | 212030.3749 | 0 | 421131 | 0 | 0 | 0 | 0 | 1533489.3294 | 2775812.4989 | 0 | 0 | 0 | 0 | 0 | 0 | 0 | 36579.1185 | 0 | 0 | 0 | 0 | 0 | 0 | 0 | 0 | 0 | -124204.7312 | -115689.6092 | 0 | 0 | 0 | 0 | 0 | 0 | 0 | 0 | 0 | 30793.7153 | 0 | 0 | 0 | 0 | 0 | 0
2016-06-28 10:00 | 0 | 0 | 0 | 0 | 183845.5373 | 0 | 432714 | 0 | 0 | 0 | 0 | 1431104.1913 | 2660122.8896 | 0 | 0 | 0 | 0 | 0 | 0 | 0 | 5785.4032 | 0 | 0 | 0 | 0 | 0 | 0 | 0 | 0 | 0 | -102385.1381 | -115689.6092 | 0 | 0 | 0 | 0 | 0 | 0 | 0 | 0 | 0 | -30793.7153 | 0 | 0 | 0 | 0 | 0 | 0
2016-06-28 11:00 | 0 | 0 | 0 | 0 | 150369.613 | 5.2816 | 450973 | 0 | 0 | 0 | 0 | 1184591.353 | 2611823.0256 | 0 | 0 | 0 | 0 | 0 | 0 | 0 | 0 | 0 | 0 | 0 | 0 | 0 | 0 | 0 | 0 | 0 | -246512.8382 | -48299.864 | 0 | 0 | 0 | 0 | 0 | 0 | 0 | 0 | 0 | -5785.4032 | 0 | 0 | 0 | 0 | 0 | 0
2016-06-28 12:00 | 0 | 0 | 0 | 0 | 66746.0513 | 132834.2809 | 473234 | 0 | 0 | 0 | 0 | 938078.5148 | 2584682.1961 | 0 | 0 | 0 | 0 | 0 | 0 | 0 | 0 | 0 | 0 | 0 | 0 | 0 | 0 | 0 | 0 | 0 | -246512.8382 | -27140.8296 | 0 | 0 | 0 | 0 | 0 | 0 | 0 | 0 | 0 | 0 | 0 | 0 | 0 | 0 | 0 | 0
2016-06-28 13:00 | 0 | 0 | 0 | 0 | 0 | 419012.2269 | 500024 | 0 | 0 | 0 | 0 | 972756.351 | 2468992.5868 | 0 | 0 | 0 | 0 | 0 | 0 | 0 | 0 | 0 | 0 | 0 | 0 | 0 | 0 | 0 | 0 | 0 | 34677.8362 | -115689.6092 | 0 | 0 | 0 | 0 | 0 | 0 | 0 | 0 | 0 | 0 | 0 | 0 | 0 | 0 | 0 | 0
2016-06-28 14:00 | 0 | 0 | 0 | 0 | 44256.0683 | 606177.345 | 529073 | 0 | 0 | 0 | 0 | 978427.1551 | 2584682.1961 | 0 | 0 | 0 | 0 | 0 | 0 | 0 | 0 | 0 | 0 | 0 | 0 | 0 | 0 | 0 | 0 | 0 | 5670.8041 | 115689.6092 | 0 | 0 | 0 | 0 | 0 | 0 | 0 | 0 | 0 | 0 | 0 | 0 | 0 | 0 | 0 | 0
2016-06-28 15:00 | 0 | 0 | 0 | 0 | 38617.6003 | 726076.1502 | 556879 | 0 | 0 | 0 | 0 | 1224939.9933 | 2545984.1084 | 0 | 0 | 0 | 0 | 0 | 0 | 0 | 0 | 0 | 0 | 0 | 0 | 0 | 0 | 0 | 0 | 0 | 246512.8382 | -38698.0876 | 0 | 0 | 0 | 0 | 0 | 0 | 0 | 0 | 0 | 0 | 0 | 0 | 0 | 0 | 0 | 0
2016-06-28 16:00 | 0 | 0 | 0 | 0 | 36156.2738 | 775688.339 | 580836 | 0 | 0 | 0 | 0 | 1309465.2816 | 2661673.7177 | 0 | 0 | 0 | 0 | 0 | 0 | 0 | 30793.7153 | 0 | 0 | 0 | 0 | 0 | 0 | 0 | 0 | 0 | 84525.2883 | 115689.6092 | 0 | 0 | 0 | 0 | 0 | 0 | 0 | 0 | 0 | 30793.7153 | 0 | 0 | 0 | 0 | 0 | 0
2016-06-28 17:00 | 0 | 0 | 0 | 0 | 36687.3458 | 792807.3306 | 601203 | 0 | 0 | 0 | 0 | 1416281.9456 | 2777363.3269 | 0 | 0 | 0 | 0 | 0 | 0 | 0 | 36579.1185 | 0 | 0 | 0 | 0 | 0 | 0 | 0 | 0 | 0 | 106816.664 | 115689.6092 | 0 | 0 | 0 | 0 | 0 | 0 | 0 | 0 | 0 | 5785.4032 | 0 | 0 | 0 | 0 | 0 | 0
2016-06-28 18:00 | 0 | 0 | 0 | 0 | 0 | 789192.3009 | 616276 | 0 | 0 | 0 | 0 | 1504302.3526 | 2893052.9361 | 0 | 0 | 0 | 0 | 0 | 0 | 0 | 5785.4032 | 0 | 0 | 0 | 0 | 0 | 0 | 0 | 0 | 0 | 88020.407 | 115689.6092 | 0 | 0 | 0 | 0 | 0 | 0 | 0 | 0 | 0 | -30793.7153 | 0 | 0 | 0 | 0 | 0 | 0
2016-06-28 19:00 | 0 | 0 | 0 | 0 | 43472.7686 | 776858.0898 | 624529 | 0 | 0 | 0 | 0 | 1750815.1908 | 2811548.2409 | 0 | 0 | 0 | 0 | 0 | 0 | 0 | 36579.1185 | 0 | 0 | 0 | 0 | 0 | 0 | 0 | 0 | 0 | 246512.8382 | -81504.6952 | 0 | 0 | 0 | 0 | 0 | 0 | 0 | 0 | 0 | 30793.7153 | 0 | 0 | 0 | 0 | 0 | 0
2016-06-28 20:00 | 0 | 0 | 0 | 0 | 49067.7384 | 761696.5877 | 628520 | 0 | 0 | 0 | 0 | 1817369.9077 | 2927237.8502 | 0 | 0 | 0 | 0 | 0 | 0 | 0 | 36579.1185 | 0 | 0 | 0 | 0 | 0 | 0 | 0 | 0 | 0 | 66554.7168 | 115689.6092 | 0 | 0 | 0 | 0 | 0 | 0 | 0 | 0 | 0 | 0 | 0 | 0 | 0 | 0 | 0 | 0
2016-06-28 21:00 | 0 | 0 | 0 | 0 | 57698.7314 | 727233.7051 | 628828 | 0 | 0 | 0 | 0 | 2063882.7459 | 2867623.1638 | 0 | 0 | 0 | 0 | 0 | 0 | 0 | 5785.4032 | 0 | 0 | 0 | 0 | 0 | 0 | 0 | 0 | 0 | 246512.8382 | -59614.6864 | 0 | 0 | 0 | 0 | 0 | 0 | 0 | 0 | 0 | -30793.7153 | 0 | 0 | 0 | 0 | 0 | 0
2016-06-28 22:00 | 0 | 0 | 0 | 0 | 69893.0285 | 675685.7076 | 621537 | 0 | 0 | 0 | 0 | 2272820.3759 | 2751933.5545 | 0 | 0 | 0 | 0 | 0 | 0 | 0 | 36579.1185 | 0 | 0 | 0 | 0 | 0 | 0 | 0 | 0 | 0 | 208937.63 | -115689.6092 | 0 | 0 | 0 | 0 | 0 | 0 | 0 | 0 | 0 | 30793.7153 | 0 | 0 | 0 | 0 | 0 | 0
2016-06-28 23:00 | 0 | 0 | 0 | 0 | 87599.8304 | 588544.0301 | 607995 | 0 | 0 | 0 | 0 | 2231065.0303 | 2867623.1638 | 0 | 0 | 0 | 0 | 0 | 0 | 0 | 30793.7153 | 0 | 0 | 0 | 0 | 0 | 0 | 0 | 0 | 0 | -41755.3456 | 115689.6092 | 0 | 0 | 0 | 0 | 0 | 0 | 0 | 0 | 0 | -5785.4032 | 0 | 0 | 0 | 0 | 0 | 0
2016-06-29 | 0 | 0 | 0 | 0 | 122011.3104 | 444179.2412 | 591546 | 0 | 0 | 0 | 0 | 2352192.9065 | 2751933.5545 | 0 | 0 | 0 | 0 | 0 | 0 | 0 | 0 | 0 | 0 | 0 | 0 | 0 | 0 | 0 | 0 | 0 | 121127.8762 | -115689.6092 | 0 | 0 | 0 | 0 | 0 | 0 | 0 | 0 | 0 | -30793.7153 | 0 | 0 | 0 | 0 | 0 | 0
2016-06-29 01:00 | 0 | 0 | 0 | 0 | 0 | 234851.3598 | 574649 | 0 | 0 | 0 | 0 | 2128084.8756 | 2636243.9453 | 0 | 0 | 0 | 0 | 0 | 0 | 0 | 0 | 0 | 0 | 0 | 0 | 0 | 0 | 0 | 0 | 0 | -224108.0309 | -115689.6092 | 0 | 0 | 0 | 0 | 0 | 0 | 0 | 0 | 0 | 0 | 0 | 0 | 0 | 0 | 0 | 0
2016-06-29 02:00 | 0 | 0 | 0 | 0 | 335403.7966 | 38118.7946 | 547945 | 0 | 0 | 0 | 0 | 2069352.076 | 2520554.3361 | 0 | 0 | 0 | 0 | 0 | 0 | 0 | 0 | 0 | 0 | 0 | 0 | 0 | 0 | 0 | 0 | 0 | -58732.7996 | -115689.6092 | 0 | 0 | 0 | 0 | 0 | 0 | 0 | 0 | 0 | 0 | 0 | 0 | 0 | 0 | 0 | 0
2016-06-29 03:00 | 0 | 0 | 0 | 0 | 361559.8736 | 2.31 | 513219 | 0 | 0 | 0 | 0 | 2033384.8689 | 2404864.7268 | 0 | 0 | 0 | 0 | 0 | 0 | 0 | 0 | 0 | 0 | 0 | 0 | 0 | 0 | 0 | 0 | 0 | -35967.2071 | -115689.6092 | 0 | 0 | 0 | 0 | 0 | 0 | 0 | 0 | 0 | 0 | 0 | 0 | 0 | 0 | 0 | 0
2016-06-29 04:00 | 0 | 0 | 0 | 0 | 344194.8473 | 0 | 478698 | 0 | 0 | 0 | 0 | 1786872.0306 | 2486080.6971 | 0 | 0 | 0 | 0 | 0 | 0 | 0 | 30793.7153 | 0 | 0 | 0 | 0 | 0 | 0 | 0 | 0 | 0 | -246512.8382 | 81215.9703 | 0 | 0 | 0 | 0 | 0 | 0 | 0 | 0 | 0 | 30793.7153 | 0 | 0 | 0 | 0 | 0 | 0
2016-06-29 05:00 | 0 | 0 | 0 | 0 | 319778.8899 | 0 | 449349 | 0 | 0 | 0 | 0 | 1803785.245 | 2370391.0879 | 0 | 0 | 0 | 0 | 0 | 0 | 0 | 0 | 0 | 0 | 0 | 0 | 0 | 0 | 0 | 0 | 0 | 16913.2144 | -115689.6092 | 0 | 0 | 0 | 0 | 0 | 0 | 0 | 0 | 0 | -30793.7153 | 0 | 0 | 0 | 0 | 0 | 0
2016-06-29 06:00 | 0 | 0 | 0 | 0 | 293721.3295 | 0 | 424797 | 0 | 0 | 0 | 0 | 1788399.1838 | 2254701.4786 | 0 | 0 | 0 | 0 | 0 | 0 | 0 | 0 | 0 | 0 | 0 | 0 | 0 | 0 | 0 | 0 | 0 | -15386.0613 | -115689.6092 | 0 | 0 | 0 | 0 | 0 | 0 | 0 | 0 | 0 | 0 | 0 | 0 | 0 | 0 | 0 | 0
2016-06-29 07:00 | 0 | 0 | 0 | 0 | 272891.1265 | 0 | 407843 | 0 | 0 | 0 | 0 | 1769136.9195 | 2139011.8694 | 0 | 0 | 0 | 0 | 0 | 0 | 0 | 0 | 0 | 0 | 0 | 0 | 0 | 0 | 0 | 0 | 0 | -19262.2642 | -115689.6092 | 0 | 0 | 0 | 0 | 0 | 0 | 0 | 0 | 0 | 0 | 0 | 0 | 0 | 0 | 0 | 0
2016-06-29 08:00 | 0 | 0 | 0 | 0 | 255615.5564 | 0 | 399379 | 0 | 0 | 0 | 0 | 1522624.0813 | 2235975.8608 | 0 | 0 | 0 | 0 | 0 | 0 | 0 | 5785.4032 | 0 | 0 | 0 | 0 | 0 | 0 | 0 | 0 | 0 | -246512.8382 | 96963.9914 | 0 | 0 | 0 | 0 | 0 | 0 | 0 | 0 | 0 | 5785.4032 | 0 | 0 | 0 | 0 | 0 | 0
2016-06-29 09:00 | 0 | 0 | 0 | 0 | 224427.5206 | 0 | 401264 | 0 | 0 | 0 | 0 | 1430683.4958 | 2120286.2516 | 0 | 0 | 0 | 0 | 0 | 0 | 0 | 36579.1185 | 0 | 0 | 0 | 0 | 0 | 0 | 0 | 0 | 0 | -91940.5855 | -115689.6092 | 0 | 0 | 0 | 0 | 0 | 0 | 0 | 0 | 0 | 30793.7153 | 0 | 0 | 0 | 0 | 0 | 0
2016-06-29 10:00 | 0 | 0 | 0 | 0 | 194234.0619 | 0 | 413223 | 0 | 0 | 0 | 0 | 1358177.8823 | 2004596.6424 | 0 | 0 | 0 | 0 | 0 | 0 | 0 | 5785.4032 | 0 | 0 | 0 | 0 | 0 | 0 | 0 | 0 | 0 | -72505.6135 | -115689.6092 | 0 | 0 | 0 | 0 | 0 | 0 | 0 | 0 | 0 | -30793.7153 | 0 | 0 | 0 | 0 | 0 | 0
2016-06-29 11:00 | 0 | 0 | 0 | 0 | 151713.7973 | 4.0321 | 432696 | 0 | 0 | 0 | 0 | 1111665.044 | 1975916.7131 | 0 | 0 | 0 | 0 | 0 | 0 | 0 | 0 | 0 | 0 | 0 | 0 | 0 | 0 | 0 | 0 | 0 | -246512.8382 | -28679.9292 | 0 | 0 | 0 | 0 | 0 | 0 | 0 | 0 | 0 | -5785.4032 | 0 | 0 | 0 | 0 | 0 | 0
2016-06-29 12:00 | 0 | 0 | 0 | 0 | 67687.5315 | 113446.1052 | 456995 | 0 | 0 | 0 | 0 | 865152.2058 | 1946568.1881 | 0 | 0 | 0 | 0 | 0 | 0 | 0 | 0 | 0 | 0 | 0 | 0 | 0 | 0 | 0 | 0 | 0 | -246512.8382 | -29348.5251 | 0 | 0 | 0 | 0 | 0 | 0 | 0 | 0 | 0 | 0 | 0 | 0 | 0 | 0 | 0 | 0
2016-06-29 13:00 | 0 | 0 | 0 | 0 | 0 | 385303.554 | 482516 | 0 | 0 | 0 | 0 | 883629.369 | 1830878.5788 | 0 | 0 | 0 | 0 | 0 | 0 | 0 | 0 | 0 | 0 | 0 | 0 | 0 | 0 | 0 | 0 | 0 | 18477.1632 | -115689.6092 | 0 | 0 | 0 | 0 | 0 | 0 | 0 | 0 | 0 | 0 | 0 | 0 | 0 | 0 | 0 | 0
2016-06-29 14:00 | 0 | 0 | 0 | 0 | 60704.0059 | 563426.6206 | 511202 | 0 | 0 | 0 | 0 | 1112247.6047 | 1715188.9696 | 0 | 0 | 0 | 0 | 0 | 0 | 0 | 0 | 0 | 0 | 0 | 0 | 0 | 0 | 0 | 0 | 0 | 228618.2357 | -115689.6092 | 0 | 0 | 0 | 0 | 0 | 0 | 0 | 0 | 0 | 0 | 0 | 0 | 0 | 0 | 0 | 0
2016-06-29 15:00 | 0 | 0 | 0 | 0 | 50158.8158 | 661566.1768 | 540055 | 0 | 0 | 0 | 0 | 1358760.443 | 1640346.1239 | 0 | 0 | 0 | 0 | 0 | 0 | 0 | 0 | 0 | 0 | 0 | 0 | 0 | 0 | 0 | 0 | 0 | 246512.8382 | -74842.8457 | 0 | 0 | 0 | 0 | 0 | 0 | 0 | 0 | 0 | 0 | 0 | 0 | 0 | 0 | 0 | 0
2016-06-29 16:00 | 0 | 0 | 0 | 0 | 38155.673 | 715341.5049 | 565473 | 0 | 0 | 0 | 0 | 1431095.0117 | 1756035.7332 | 0 | 0 | 0 | 0 | 0 | 0 | 0 | 0 | 0 | 0 | 0 | 0 | 0 | 0 | 0 | 0 | 0 | 72334.5687 | 115689.6092 | 0 | 0 | 0 | 0 | 0 | 0 | 0 | 0 | 0 | 0 | 0 | 0 | 0 | 0 | 0 | 0
2016-06-29 17:00 | 0 | 0 | 0 | 0 | 31224.8259 | 736701.7537 | 588208 | 0 | 0 | 0 | 0 | 1464330.2667 | 1871725.3424 | 0 | 0 | 0 | 0 | 0 | 0 | 0 | 30793.7153 | 0 | 0 | 0 | 0 | 0 | 0 | 0 | 0 | 0 | 33235.255 | 115689.6092 | 0 | 0 | 0 | 0 | 0 | 0 | 0 | 0 | 0 | 30793.7153 | 0 | 0 | 0 | 0 | 0 | 0
2016-06-29 18:00 | 0 | 0 | 0 | 0 | 28425.3295 | 737461.7972 | 607375 | 0 | 0 | 0 | 0 | 1507152.7841 | 1987414.9516 | 0 | 0 | 0 | 0 | 0 | 0 | 0 | 30793.7153 | 0 | 0 | 0 | 0 | 0 | 0 | 0 | 0 | 0 | 42822.5174 | 115689.6092 | 0 | 0 | 0 | 0 | 0 | 0 | 0 | 0 | 0 | 0 | 0 | 0 | 0 | 0 | 0 | 0
2016-06-29 19:00 | 0 | 0 | 0 | 0 | 0 | 728113.0943 | 621004 | 0 | 0 | 0 | 0 | 1753665.6224 | 1878804.923 | 0 | 0 | 0 | 0 | 0 | 0 | 0 | 0 | 0 | 0 | 0 | 0 | 0 | 0 | 0 | 0 | 0 | 246512.8382 | -108610.0286 | 0 | 0 | 0 | 0 | 0 | 0 | 0 | 0 | 0 | -30793.7153 | 0 | 0 | 0 | 0 | 0 | 0
2016-06-29 20:00 | 0 | 0 | 0 | 0 | 0 | 716430.3667 | 630653 | 0 | 0 | 0 | 0 | 1955132.5983 | 1763115.3138 | 0 | 0 | 0 | 0 | 0 | 0 | 0 | 0 | 0 | 0 | 0 | 0 | 0 | 0 | 0 | 0 | 0 | 201466.976 | -115689.6092 | 0 | 0 | 0 | 0 | 0 | 0 | 0 | 0 | 0 | 0 | 0 | 0 | 0 | 0 | 0 | 0
2016-06-29 21:00 | 0 | 0 | 0 | 0 | 37070.1916 | 694629.1517 | 634465 | 0 | 0 | 0 | 0 | 2168056.5509 | 1647425.7045 | 0 | 0 | 0 | 0 | 0 | 0 | 0 | 0 | 0 | 0 | 0 | 0 | 0 | 0 | 0 | 0 | 0 | 212923.9526 | -115689.6092 | 0 | 0 | 0 | 0 | 0 | 0 | 0 | 0 | 0 | 0 | 0 | 0 | 0 | 0 | 0 | 0
2016-06-29 22:00 | 0 | 0 | 0 | 0 | 46596.9088 | 649990.9119 | 629556 | 0 | 0 | 0 | 0 | 2088605.0471 | 1763115.3138 | 0 | 0 | 0 | 0 | 0 | 0 | 0 | 30793.7153 | 0 | 0 | 0 | 0 | 0 | 0 | 0 | 0 | 0 | -79451.5038 | 115689.6092 | 0 | 0 | 0 | 0 | 0 | 0 | 0 | 0 | 0 | 30793.7153 | 0 | 0 | 0 | 0 | 0 | 0
2016-06-29 23:00 | 0 | 0 | 0 | 0 | 0 | 563594.5547 | 616067 | 0 | 0 | 0 | 0 | 2182615.9263 | 1647425.7045 | 0 | 0 | 0 | 0 | 0 | 0 | 0 | 0 | 0 | 0 | 0 | 0 | 0 | 0 | 0 | 0 | 0 | 94010.8793 | -115689.6092 | 0 | 0 | 0 | 0 | 0 | 0 | 0 | 0 | 0 | -30793.7153 | 0 | 0 | 0 | 0 | 0 | 0
2016-06-30 | 0 | 0 | 0 | 0 | 101305.2059 | 415704.1585 | 597182 | 0 | 0 | 0 | 0 | 2187339.1846 | 1531736.0953 | 0 | 0 | 0 | 0 | 0 | 0 | 0 | 30793.7153 | 0 | 0 | 0 | 0 | 0 | 0 | 0 | 0 | 0 | 4723.2583 | -115689.6092 | 0 | 0 | 0 | 0 | 0 | 0 | 0 | 0 | 0 | 30793.7153 | 0 | 0 | 0 | 0 | 0 | 0
2016-06-30 01:00 | 0 | 0 | 0 | 0 | 0 | 207558.3813 | 580014 | 0 | 0 | 0 | 0 | 1961366.8905 | 1416046.4861 | 0 | 0 | 0 | 0 | 0 | 0 | 0 | 0 | 0 | 0 | 0 | 0 | 0 | 0 | 0 | 0 | 0 | -225972.2942 | -115689.6092 | 0 | 0 | 0 | 0 | 0 | 0 | 0 | 0 | 0 | -30793.7153 | 0 | 0 | 0 | 0 | 0 | 0
2016-06-30 02:00 | 0 | 0 | 0 | 0 | 320893.2264 | 43700.3228 | 553545 | 0 | 0 | 0 | 0 | 1888105.0489 | 1300356.8768 | 0 | 0 | 0 | 0 | 0 | 0 | 0 | 0 | 0 | 0 | 0 | 0 | 0 | 0 | 0 | 0 | 0 | -73261.8416 | -115689.6092 | 0 | 0 | 0 | 0 | 0 | 0 | 0 | 0 | 0 | 0 | 0 | 0 | 0 | 0 | 0 | 0
2016-06-30 03:00 | 0 | 0 | 0 | 0 | 363823.9861 | 2.1735 | 516726 | 0 | 0 | 0 | 0 | 1641592.2107 | 1393969.8747 | 0 | 0 | 0 | 0 | 0 | 0 | 0 | 0 | 0 | 0 | 0 | 0 | 0 | 0 | 0 | 0 | 0 | -246512.8382 | 93612.9979 | 0 | 0 | 0 | 0 | 0 | 0 | 0 | 0 | 0 | 0 | 0 | 0 | 0 | 0 | 0 | 0
2016-06-30 04:00 | 0 | 0 | 0 | 0 | 349957.3143 | 0 | 480169 | 0 | 0 | 0 | 0 | 1627070.1342 | 1278280.2655 | 0 | 0 | 0 | 0 | 0 | 0 | 0 | 0 | 0 | 0 | 0 | 0 | 0 | 0 | 0 | 0 | 0 | -14522.0765 | -115689.6092 | 0 | 0 | 0 | 0 | 0 | 0 | 0 | 0 | 0 | 0 | 0 | 0 | 0 | 0 | 0 | 0
2016-06-30 05:00 | 0 | 0 | 0 | 0 | 323205.5026 | 0 | 449511 | 0 | 0 | 0 | 0 | 1616454.246 | 1162590.6563 | 0 | 0 | 0 | 0 | 0 | 0 | 0 | 0 | 0 | 0 | 0 | 0 | 0 | 0 | 0 | 0 | 0 | -10615.8882 | -115689.6092 | 0 | 0 | 0 | 0 | 0 | 0 | 0 | 0 | 0 | 0 | 0 | 0 | 0 | 0 | 0 | 0
2016-06-30 06:00 | 0 | 0 | 0 | 0 | 297105.0074 | 0 | 424274 | 0 | 0 | 0 | 0 | 1373595.6441 | 1278280.2655 | 0 | 0 | 0 | 0 | 0 | 0 | 0 | 0 | 0 | 0 | 0 | 0 | 0 | 0 | 0 | 0 | 0 | -242858.6019 | 115689.6092 | 0 | 0 | 0 | 0 | 0 | 0 | 0 | 0 | 0 | 0 | 0 | 0 | 0 | 0 | 0 | 0
2016-06-30 07:00 | 0 | 0 | 0 | 0 | 276354.7062 | 0 | 406855 | 0 | 0 | 0 | 0 | 1127082.8058 | 1393969.8747 | 0 | 0 | 0 | 0 | 0 | 0 | 0 | 322.9352 | 0 | 0 | 0 | 0 | 0 | 0 | 0 | 0 | 0 | -246512.8382 | 115689.6092 | 0 | 0 | 0 | 0 | 0 | 0 | 0 | 0 | 0 | 322.9352 | 0 | 0 | 0 | 0 | 0 | 0
2016-06-30 08:00 | 0 | 0 | 0 | 0 | 35500.6173 | 0 | 398026 | 0 | 0 | 0 | 0 | 880569.9676 | 1278280.2655 | 0 | 0 | 0 | 0 | 0 | 0 | 0 | 0 | 0 | 0 | 0 | 0 | 0 | 0 | 0 | 0 | 0 | -246512.8382 | -115689.6092 | 0 | 0 | 0 | 0 | 0 | 0 | 0 | 0 | 0 | -322.9352 | 0 | 0 | 0 | 0 | 0 | 0
2016-06-30 09:00 | 0 | 0 | 0 | 0 | 241593.5677 | 0 | 399538 | 0 | 0 | 0 | 0 | 838315.1445 | 1162590.6563 | 0 | 0 | 0 | 0 | 0 | 0 | 0 | 0 | 0 | 0 | 0 | 0 | 0 | 0 | 0 | 0 | 0 | -42254.8231 | -115689.6092 | 0 | 0 | 0 | 0 | 0 | 0 | 0 | 0 | 0 | 0 | 0 | 0 | 0 | 0 | 0 | 0
2016-06-30 10:00 | 0 | 0 | 0 | 0 | 221312.9492 | 0 | 410455 | 0 | 0 | 0 | 0 | 591802.3063 | 1189167.7283 | 0 | 0 | 0 | 0 | 0 | 0 | 0 | 30793.7153 | 0 | 0 | 0 | 0 | 0 | 0 | 0 | 0 | 0 | -246512.8382 | 26577.0721 | 0 | 0 | 0 | 0 | 0 | 0 | 0 | 0 | 0 | 30793.7153 | 0 | 0 | 0 | 0 | 0 | 0
2016-06-30 11:00 | 0 | 0 | 0 | 0 | 183881.6231 | 2.1105 | 428603 | 0 | 0 | 0 | 0 | 487780.9614 | 1073478.1191 | 0 | 0 | 0 | 0 | 0 | 0 | 0 | 5785.4032 | 0 | 0 | 0 | 0 | 0 | 0 | 0 | 0 | 0 | -104021.3449 | -115689.6092 | 0 | 0 | 0 | 0 | 0 | 0 | 0 | 0 | 0 | -25008.3122 | 0 | 0 | 0 | 0 | 0 | 0
2016-06-30 12:00 | 0 | 0 | 0 | 0 | 110483.9612 | 86117.5322 | 452042 | 0 | 0 | 0 | 0 | 317236.3487 | 957788.5099 | 0 | 0 | 0 | 0 | 0 | 0 | 0 | 36579.1185 | 0 | 0 | 0 | 0 | 0 | 0 | 0 | 0 | 0 | -170544.6127 | -115689.6092 | 0 | 0 | 0 | 0 | 0 | 0 | 0 | 0 | 0 | 30793.7153 | 0 | 0 | 0 | 0 | 0 | 0
2016-06-30 13:00 | 0 | 0 | 0 | 0 | 118392.3222 | 316051.8465 | 479897 | 0 | 0 | 0 | 0 | 387473.1266 | 842098.9006 | 0 | 0 | 0 | 0 | 0 | 0 | 0 | 36579.1185 | 0 | 0 | 0 | 0 | 0 | 0 | 0 | 0 | 0 | 70236.7779 | -115689.6092 | 0 | 0 | 0 | 0 | 0 | 0 | 0 | 0 | 0 | 0 | 0 | 0 | 0 | 0 | 0 | 0
2016-06-30 14:00 | 0 | 0 | 0 | 0 | 151980.4294 | 499460.3457 | 509011 | 0 | 0 | 0 | 0 | 414213.2925 | 957788.5099 | 0 | 0 | 0 | 0 | 0 | 0 | 0 | 36579.1185 | 0 | 0 | 0 | 0 | 0 | 0 | 0 | 0 | 0 | 26740.1659 | 115689.6092 | 0 | 0 | 0 | 0 | 0 | 0 | 0 | 0 | 0 | 0 | 0 | 0 | 0 | 0 | 0 | 0
2016-06-30 15:00 | 0 | 0 | 0 | 0 | 158334.3442 | 600658.343 | 536971 | 0 | 0 | 0 | 0 | 660726.1307 | 933297.3588 | 0 | 0 | 0 | 0 | 0 | 0 | 0 | 36579.1185 | 0 | 0 | 0 | 0 | 0 | 0 | 0 | 0 | 0 | 246512.8382 | -24491.151 | 0 | 0 | 0 | 0 | 0 | 0 | 0 | 0 | 0 | 0 | 0 | 0 | 0 | 0 | 0 | 0
2016-06-30 16:00 | 0 | 0 | 0 | 0 | 154075.0236 | 656956.3067 | 561106 | 0 | 0 | 0 | 0 | 794961.8518 | 1048986.9681 | 0 | 0 | 0 | 0 | 0 | 0 | 0 | 36579.1185 | 0 | 0 | 0 | 0 | 0 | 0 | 0 | 0 | 0 | 134235.7211 | 115689.6092 | 0 | 0 | 0 | 0 | 0 | 0 | 0 | 0 | 0 | 0 | 0 | 0 | 0 | 0 | 0 | 0
2016-06-30 17:00 | 0 | 0 | 0 | 0 | 151274.9543 | 676221.0784 | 582107 | 0 | 0 | 0 | 0 | 924661.2753 | 1164676.5773 | 0 | 0 | 0 | 0 | 0 | 0 | 0 | 36579.1185 | 0 | 0 | 0 | 0 | 0 | 0 | 0 | 0 | 0 | 129699.4235 | 115689.6092 | 0 | 0 | 0 | 0 | 0 | 0 | 0 | 0 | 0 | 0 | 0 | 0 | 0 | 0 | 0 | 0
2016-06-30 18:00 | 0 | 0 | 0 | 0 | 153306.7698 | 665284.7809 | 600446 | 0 | 0 | 0 | 0 | 1027117.2168 | 1280366.1865 | 0 | 0 | 0 | 0 | 0 | 0 | 0 | 36579.1185 | 0 | 0 | 0 | 0 | 0 | 0 | 0 | 0 | 0 | 102455.9415 | 115689.6092 | 0 | 0 | 0 | 0 | 0 | 0 | 0 | 0 | 0 | 0 | 0 | 0 | 0 | 0 | 0 | 0
2016-06-30 19:00 | 0 | 0 | 0 | 0 | 0 | 642658.2966 | 614080 | 0 | 0 | 0 | 0 | 1202178.838 | 1164676.5773 | 0 | 0 | 0 | 0 | 0 | 0 | 0 | 5785.4032 | 0 | 0 | 0 | 0 | 0 | 0 | 0 | 0 | 0 | 175061.6212 | -115689.6092 | 0 | 0 | 0 | 0 | 0 | 0 | 0 | 0 | 0 | -30793.7153 | 0 | 0 | 0 | 0 | 0 | 0
2016-06-30 20:00 | 0 | 0 | 0 | 0 | 0 | 613496.3448 | 623589 | 0 | 0 | 0 | 0 | 1313561.1952 | 1048986.9681 | 0 | 0 | 0 | 0 | 0 | 0 | 0 | 0 | 0 | 0 | 0 | 0 | 0 | 0 | 0 | 0 | 0 | 111382.3572 | -115689.6092 | 0 | 0 | 0 | 0 | 0 | 0 | 0 | 0 | 0 | -5785.4032 | 0 | 0 | 0 | 0 | 0 | 0
2016-06-30 21:00 | 0 | 0 | 0 | 0 | 186746.246 | 567862.7091 | 626709 | 0 | 0 | 0 | 0 | 1325771.5411 | 1164676.5773 | 0 | 0 | 0 | 0 | 0 | 0 | 0 | 0 | 0 | 0 | 0 | 0 | 0 | 0 | 0 | 0 | 0 | 12210.3459 | 115689.6092 | 0 | 0 | 0 | 0 | 0 | 0 | 0 | 0 | 0 | 0 | 0 | 0 | 0 | 0 | 0 | 0
2016-06-30 22:00 | 0 | 0 | 0 | 0 | 200768.6405 | 505822.6479 | 620594 | 0 | 0 | 0 | 0 | 1527458.4387 | 1048986.9681 | 0 | 0 | 0 | 0 | 0 | 0 | 0 | 0 | 0 | 0 | 0 | 0 | 0 | 0 | 0 | 0 | 0 | 201686.8976 | -115689.6092 | 0 | 0 | 0 | 0 | 0 | 0 | 0 | 0 | 0 | 0 | 0 | 0 | 0 | 0 | 0 | 0
2016-06-30 23:00 | 0 | 0 | 0 | 0 | 215671.4687 | 423427.1839 | 607167 | 0 | 0 | 0 | 0 | 1443700.4821 | 1164676.5773 | 0 | 0 | 0 | 0 | 0 | 0 | 0 | 0 | 0 | 0 | 0 | 0 | 0 | 0 | 0 | 0 | 0 | -83757.9566 | 115689.6092 | 0 | 0 | 0 | 0 | 0 | 0 | 0 | 0 | 0 | 0 | 0 | 0 | 0 | 0 | 0 | 0
2016-07-01 | 0 | 0 | 0 | 0 | 0 | 306318.7574 | 590202 | 0 | 0 | 0 | 0 | 1275506.8488 | 1048986.9681 | 0 | 0 | 0 | 0 | 0 | 0 | 0 | 0 | 0 | 0 | 0 | 0 | 0 | 0 | 0 | 0 | 0 | -168193.6333 | -115689.6092 | 0 | 0 | 0 | 0 | 0 | 0 | 0 | 0 | 0 | 0 | 0 | 0 | 0 | 0 | 0 | 0
2016-07-01 01:00 | 0 | 0 | 0 | 0 | 357806.2249 | 167184.4056 | 574790 | 0 | 0 | 0 | 0 | 1341397.0885 | 933297.3588 | 0 | 0 | 0 | 0 | 0 | 0 | 0 | 0 | 0 | 0 | 0 | 0 | 0 | 0 | 0 | 0 | 0 | 65890.2397 | -115689.6092 | 0 | 0 | 0 | 0 | 0 | 0 | 0 | 0 | 0 | 0 | 0 | 0 | 0 | 0 | 0 | 0
2016-07-01 02:00 | 0 | 0 | 0 | 0 | 503297.312 | 49992.7581 | 549953 | 0 | 0 | 0 | 0 | 1229044.5494 | 1048986.9681 | 0 | 0 | 0 | 0 | 0 | 0 | 0 | 0 | 0 | 0 | 0 | 0 | 0 | 0 | 0 | 0 | 0 | -112352.5391 | 115689.6092 | 0 | 0 | 0 | 0 | 0 | 0 | 0 | 0 | 0 | 0 | 0 | 0 | 0 | 0 | 0 | 0
2016-07-01 03:00 | 0 | 0 | 0 | 0 | 525009.6647 | 2.457 | 515518 | 0 | 0 | 0 | 0 | 1354228.2803 | 933297.3588 | 0 | 0 | 0 | 0 | 0 | 0 | 0 | 0 | 0 | 0 | 0 | 0 | 0 | 0 | 0 | 0 | 0 | 125183.731 | -115689.6092 | 0 | 0 | 0 | 0 | 0 | 0 | 0 | 0 | 0 | 0 | 0 | 0 | 0 | 0 | 0 | 0
2016-07-01 04:00 | 0 | 0 | 0 | 0 | 200416.1222 | 0 | 480417 | 0 | 0 | 0 | 0 | 1189917.0117 | 817607.7496 | 0 | 0 | 0 | 0 | 0 | 0 | 0 | 0 | 0 | 0 | 0 | 0 | 0 | 0 | 0 | 0 | 0 | -164311.2686 | -115689.6092 | 0 | 0 | 0 | 0 | 0 | 0 | 0 | 0 | 0 | 0 | 0 | 0 | 0 | 0 | 0 | 0
2016-07-01 05:00 | 0 | 0 | 0 | 0 | 454596.2672 | 0 | 450190 | 0 | 0 | 0 | 0 | 1078633.6697 | 933297.3588 | 0 | 0 | 0 | 0 | 0 | 0 | 0 | 0 | 0 | 0 | 0 | 0 | 0 | 0 | 0 | 0 | 0 | -111283.342 | 115689.6092 | 0 | 0 | 0 | 0 | 0 | 0 | 0 | 0 | 0 | 0 | 0 | 0 | 0 | 0 | 0 | 0
2016-07-01 06:00 | 0 | 0 | 0 | 0 | 416675.208 | 0 | 426366 | 0 | 0 | 0 | 0 | 953253.2685 | 1048986.9681 | 0 | 0 | 0 | 0 | 0 | 0 | 0 | 0 | 0 | 0 | 0 | 0 | 0 | 0 | 0 | 0 | 0 | -125380.4012 | 115689.6092 | 0 | 0 | 0 | 0 | 0 | 0 | 0 | 0 | 0 | 0 | 0 | 0 | 0 | 0 | 0 | 0
2016-07-01 07:00 | 0 | 0 | 0 | 0 | 382804.2837 | 0 | 409213 | 0 | 0 | 0 | 0 | 811154.943 | 1164676.5773 | 0 | 0 | 0 | 0 | 0 | 0 | 0 | 0 | 0 | 0 | 0 | 0 | 0 | 0 | 0 | 0 | 0 | -142098.3255 | 115689.6092 | 0 | 0 | 0 | 0 | 0 | 0 | 0 | 0 | 0 | 0 | 0 | 0 | 0 | 0 | 0 | 0
2016-07-01 08:00 | 0 | 0 | 0 | 0 | 360002.3715 | 0 | 400250 | 0 | 0 | 0 | 0 | 886596.9237 | 1048986.9681 | 0 | 0 | 0 | 0 | 0 | 0 | 0 | 0 | 0 | 0 | 0 | 0 | 0 | 0 | 0 | 0 | 0 | 75441.9807 | -115689.6092 | 0 | 0 | 0 | 0 | 0 | 0 | 0 | 0 | 0 | 0 | 0 | 0 | 0 | 0 | 0 | 0
2016-07-01 09:00 | 0 | 0 | 0 | 0 | 331800.3055 | 0 | 401487 | 0 | 0 | 0 | 0 | 701220.6199 | 1164676.5773 | 0 | 0 | 0 | 0 | 0 | 0 | 0 | 0 | 0 | 0 | 0 | 0 | 0 | 0 | 0 | 0 | 0 | -185376.3038 | 115689.6092 | 0 | 0 | 0 | 0 | 0 | 0 | 0 | 0 | 0 | 0 | 0 | 0 | 0 | 0 | 0 | 0
2016-07-01 10:00 | 0 | 0 | 0 | 0 | 300393.865 | 0 | 412287 | 0 | 0 | 0 | 0 | 705017.0942 | 1048986.9681 | 0 | 0 | 0 | 0 | 0 | 0 | 0 | 0 | 0 | 0 | 0 | 0 | 0 | 0 | 0 | 0 | 0 | 3796.4743 | -115689.6092 | 0 | 0 | 0 | 0 | 0 | 0 | 0 | 0 | 0 | 0 | 0 | 0 | 0 | 0 | 0 | 0
2016-07-01 11:00 | 0 | 0 | 0 | 0 | 230310.2542 | 0 | 428746 | 0 | 0 | 0 | 0 | 458504.256 | 1081322.7382 | 0 | 0 | 0 | 0 | 0 | 0 | 0 | 15741.3223 | 0 | 0 | 0 | 0 | 0 | 0 | 0 | 0 | 0 | -246512.8382 | 32335.7702 | 0 | 0 | 0 | 0 | 0 | 0 | 0 | 0 | 0 | 15741.3223 | 0 | 0 | 0 | 0 | 0 | 0
2016-07-01 12:00 | 0 | 0 | 0 | 0 | 0 | 72126.2302 | 450070 | 0 | 0 | 0 | 0 | 211991.4177 | 965633.129 | 0 | 0 | 0 | 0 | 0 | 0 | 0 | 0 | 0 | 0 | 0 | 0 | 0 | 0 | 0 | 0 | 0 | -246512.8382 | -115689.6092 | 0 | 0 | 0 | 0 | 0 | 0 | 0 | 0 | 0 | -15741.3223 | 0 | 0 | 0 | 0 | 0 | 0
2016-07-01 13:00 | 0 | 0 | 0 | 0 | 172188.3285 | 303058.4006 | 478324 | 0 | 0 | 0 | 0 | 324603.7561 | 849943.5198 | 0 | 0 | 0 | 0 | 0 | 0 | 0 | 0 | 0 | 0 | 0 | 0 | 0 | 0 | 0 | 0 | 0 | 112612.3383 | -115689.6092 | 0 | 0 | 0 | 0 | 0 | 0 | 0 | 0 | 0 | 0 | 0 | 0 | 0 | 0 | 0 | 0
2016-07-01 14:00 | 0 | 0 | 0 | 0 | 0 | 510038.2848 | 508012 | 0 | 0 | 0 | 0 | 411525.9348 | 734253.9105 | 0 | 0 | 0 | 0 | 0 | 0 | 0 | 30793.7153 | 0 | 0 | 0 | 0 | 0 | 0 | 0 | 0 | 0 | 86922.1787 | -115689.6092 | 0 | 0 | 0 | 0 | 0 | 0 | 0 | 0 | 0 | 30793.7153 | 0 | 0 | 0 | 0 | 0 | 0
2016-07-01 15:00 | 0 | 0 | 0 | 0 | 162969.1735 | 629063.4864 | 535615 | 0 | 0 | 0 | 0 | 546468.5823 | 849943.5198 | 0 | 0 | 0 | 0 | 0 | 0 | 0 | 36579.1185 | 0 | 0 | 0 | 0 | 0 | 0 | 0 | 0 | 0 | 134942.6475 | 115689.6092 | 0 | 0 | 0 | 0 | 0 | 0 | 0 | 0 | 0 | 5785.4032 | 0 | 0 | 0 | 0 | 0 | 0
2016-07-01 16:00 | 0 | 0 | 0 | 0 | 144863.8307 | 680018.8967 | 559186 | 0 | 0 | 0 | 0 | 727269.4158 | 965633.129 | 0 | 0 | 0 | 0 | 0 | 0 | 0 | 5785.4032 | 0 | 0 | 0 | 0 | 0 | 0 | 0 | 0 | 0 | 180800.8335 | 115689.6092 | 0 | 0 | 0 | 0 | 0 | 0 | 0 | 0 | 0 | -30793.7153 | 0 | 0 | 0 | 0 | 0 | 0
2016-07-01 17:00 | 0 | 0 | 0 | 0 | 0 | 698513.3852 | 579245 | 0 | 0 | 0 | 0 | 736633.5949 | 1081322.7382 | 0 | 0 | 0 | 0 | 0 | 0 | 0 | 0 | 0 | 0 | 0 | 0 | 0 | 0 | 0 | 0 | 0 | 9364.1791 | 115689.6092 | 0 | 0 | 0 | 0 | 0 | 0 | 0 | 0 | 0 | -5785.4032 | 0 | 0 | 0 | 0 | 0 | 0
2016-07-01 18:00 | 0 | 0 | 0 | 0 | 141144.2283 | 688127.0317 | 595305 | 0 | 0 | 0 | 0 | 854910.2457 | 1197012.3474 | 0 | 0 | 0 | 0 | 0 | 0 | 0 | 0 | 0 | 0 | 0 | 0 | 0 | 0 | 0 | 0 | 0 | 118276.6508 | 115689.6092 | 0 | 0 | 0 | 0 | 0 | 0 | 0 | 0 | 0 | 0 | 0 | 0 | 0 | 0 | 0 | 0
2016-07-01 19:00 | 0 | 0 | 0 | 0 | 147893.7874 | 663390.7533 | 605699 | 0 | 0 | 0 | 0 | 1101423.0839 | 1125291.3346 | 0 | 0 | 0 | 0 | 0 | 0 | 0 | 30793.7153 | 0 | 0 | 0 | 0 | 0 | 0 | 0 | 0 | 0 | 246512.8382 | -71721.0128 | 0 | 0 | 0 | 0 | 0 | 0 | 0 | 0 | 0 | 30793.7153 | 0 | 0 | 0 | 0 | 0 | 0
2016-07-01 20:00 | 0 | 0 | 0 | 0 | 154678.3812 | 626594.9318 | 611337 | 0 | 0 | 0 | 0 | 1186463.5031 | 1240980.9439 | 0 | 0 | 0 | 0 | 0 | 0 | 0 | 0 | 0 | 0 | 0 | 0 | 0 | 0 | 0 | 0 | 0 | 85040.4192 | 115689.6092 | 0 | 0 | 0 | 0 | 0 | 0 | 0 | 0 | 0 | -30793.7153 | 0 | 0 | 0 | 0 | 0 | 0
2016-07-01 21:00 | 0 | 0 | 0 | 0 | 0 | 566625.7648 | 611951 | 0 | 0 | 0 | 0 | 1256827.8771 | 1125291.3346 | 0 | 0 | 0 | 0 | 0 | 0 | 0 | 0 | 0 | 0 | 0 | 0 | 0 | 0 | 0 | 0 | 0 | 70364.374 | -115689.6092 | 0 | 0 | 0 | 0 | 0 | 0 | 0 | 0 | 0 | 0 | 0 | 0 | 0 | 0 | 0 | 0
2016-07-01 22:00 | 0 | 0 | 0 | 0 | 182918.4238 | 499884.0202 | 605031 | 0 | 0 | 0 | 0 | 1218909.7119 | 1240980.9439 | 0 | 0 | 0 | 0 | 0 | 0 | 0 | 0 | 0 | 0 | 0 | 0 | 0 | 0 | 0 | 0 | 0 | -37918.1651 | 115689.6092 | 0 | 0 | 0 | 0 | 0 | 0 | 0 | 0 | 0 | 0 | 0 | 0 | 0 | 0 | 0 | 0
2016-07-01 23:00 | 0 | 0 | 0 | 0 | 0 | 412762.984 | 590638 | 0 | 0 | 0 | 0 | 1156724.3052 | 1125291.3346 | 0 | 0 | 0 | 0 | 0 | 0 | 0 | 0 | 0 | 0 | 0 | 0 | 0 | 0 | 0 | 0 | 0 | -62185.4068 | -115689.6092 | 0 | 0 | 0 | 0 | 0 | 0 | 0 | 0 | 0 | 0 | 0 | 0 | 0 | 0 | 0 | 0
2016-07-02 | 0 | 0 | 0 | 0 | 218052.7456 | 306415.4837 | 571712 | 0 | 0 | 0 | 0 | 1225170.1438 | 1009601.7254 | 0 | 0 | 0 | 0 | 0 | 0 | 0 | 0 | 0 | 0 | 0 | 0 | 0 | 0 | 0 | 0 | 0 | 68445.8386 | -115689.6092 | 0 | 0 | 0 | 0 | 0 | 0 | 0 | 0 | 0 | 0 | 0 | 0 | 0 | 0 | 0 | 0
2016-07-02 01:00 | 0 | 0 | 0 | 0 | 281364.684 | 176864.9519 | 554807 | 0 | 0 | 0 | 0 | 1012903.1704 | 1125291.3346 | 0 | 0 | 0 | 0 | 0 | 0 | 0 | 0 | 0 | 0 | 0 | 0 | 0 | 0 | 0 | 0 | 0 | -212266.9733 | 115689.6092 | 0 | 0 | 0 | 0 | 0 | 0 | 0 | 0 | 0 | 0 | 0 | 0 | 0 | 0 | 0 | 0
2016-07-02 02:00 | 0 | 0 | 0 | 0 | 356502.2017 | 38815.937 | 531328 | 0 | 0 | 0 | 0 | 992582.9183 | 1009601.7254 | 0 | 0 | 0 | 0 | 0 | 0 | 0 | 0 | 0 | 0 | 0 | 0 | 0 | 0 | 0 | 0 | 0 | -20320.2521 | -115689.6092 | 0 | 0 | 0 | 0 | 0 | 0 | 0 | 0 | 0 | 0 | 0 | 0 | 0 | 0 | 0 | 0
2016-07-02 03:00 | 0 | 0 | 0 | 0 | 137171.4945 | 2.058 | 499376 | 0 | 0 | 0 | 0 | 746070.0801 | 893912.1162 | 0 | 0 | 0 | 0 | 0 | 0 | 0 | 0 | 0 | 0 | 0 | 0 | 0 | 0 | 0 | 0 | 0 | -246512.8382 | -115689.6092 | 0 | 0 | 0 | 0 | 0 | 0 | 0 | 0 | 0 | 0 | 0 | 0 | 0 | 0 | 0 | 0
2016-07-02 04:00 | 0 | 0 | 0 | 0 | 379473.9732 | 0 | 466635 | 0 | 0 | 0 | 0 | 774598.6625 | 778222.5069 | 0 | 0 | 0 | 0 | 0 | 0 | 0 | 0 | 0 | 0 | 0 | 0 | 0 | 0 | 0 | 0 | 0 | 28528.5825 | -115689.6092 | 0 | 0 | 0 | 0 | 0 | 0 | 0 | 0 | 0 | 0 | 0 | 0 | 0 | 0 | 0 | 0
2016-07-02 05:00 | 0 | 0 | 0 | 0 | 358132.5691 | 0 | 439718 | 0 | 0 | 0 | 0 | 808702.8409 | 662532.8977 | 0 | 0 | 0 | 0 | 0 | 0 | 0 | 0 | 0 | 0 | 0 | 0 | 0 | 0 | 0 | 0 | 0 | 34104.1784 | -115689.6092 | 0 | 0 | 0 | 0 | 0 | 0 | 0 | 0 | 0 | 0 | 0 | 0 | 0 | 0 | 0 | 0
2016-07-02 06:00 | 0 | 0 | 0 | 0 | 338817.8232 | 0 | 416966 | 0 | 0 | 0 | 0 | 614865.0549 | 778222.5069 | 0 | 0 | 0 | 0 | 0 | 0 | 0 | 0 | 0 | 0 | 0 | 0 | 0 | 0 | 0 | 0 | 0 | -193837.786 | 115689.6092 | 0 | 0 | 0 | 0 | 0 | 0 | 0 | 0 | 0 | 0 | 0 | 0 | 0 | 0 | 0 | 0
2016-07-02 07:00 | 0 | 0 | 0 | 0 | 314451.9125 | 0 | 399240 | 0 | 0 | 0 | 0 | 645766.5766 | 662532.8977 | 0 | 0 | 0 | 0 | 0 | 0 | 0 | 0 | 0 | 0 | 0 | 0 | 0 | 0 | 0 | 0 | 0 | 30901.5217 | -115689.6092 | 0 | 0 | 0 | 0 | 0 | 0 | 0 | 0 | 0 | 0 | 0 | 0 | 0 | 0 | 0 | 0
2016-07-02 08:00 | 0 | 0 | 0 | 0 | 295425.1497 | 0 | 387170 | 0 | 0 | 0 | 0 | 669711.3355 | 546843.2885 | 0 | 0 | 0 | 0 | 0 | 0 | 0 | 0 | 0 | 0 | 0 | 0 | 0 | 0 | 0 | 0 | 0 | 23944.7589 | -115689.6092 | 0 | 0 | 0 | 0 | 0 | 0 | 0 | 0 | 0 | 0 | 0 | 0 | 0 | 0 | 0 | 0
2016-07-02 09:00 | 0 | 0 | 0 | 0 | 274064.8631 | 0 | 380581 | 0 | 0 | 0 | 0 | 678884.8079 | 431153.6792 | 0 | 0 | 0 | 0 | 0 | 0 | 0 | 0 | 0 | 0 | 0 | 0 | 0 | 0 | 0 | 0 | 0 | 9173.4723 | -115689.6092 | 0 | 0 | 0 | 0 | 0 | 0 | 0 | 0 | 0 | 0 | 0 | 0 | 0 | 0 | 0 | 0
2016-07-02 10:00 | 0 | 0 | 0 | 0 | 255926.2827 | 0 | 378094 | 0 | 0 | 0 | 0 | 432371.9696 | 546843.2885 | 0 | 0 | 0 | 0 | 0 | 0 | 0 | 8655.5117 | 0 | 0 | 0 | 0 | 0 | 0 | 0 | 0 | 0 | -246512.8382 | 115689.6092 | 0 | 0 | 0 | 0 | 0 | 0 | 0 | 0 | 0 | 8655.5117 | 0 | 0 | 0 | 0 | 0 | 0
2016-07-02 11:00 | 0 | 0 | 0 | 0 | 12797.1187 | 5.9221 | 383661 | 0 | 0 | 0 | 0 | 185859.1314 | 431153.6792 | 0 | 0 | 0 | 0 | 0 | 0 | 0 | 0 | 0 | 0 | 0 | 0 | 0 | 0 | 0 | 0 | 0 | -246512.8382 | -115689.6092 | 0 | 0 | 0 | 0 | 0 | 0 | 0 | 0 | 0 | -8655.5117 | 0 | 0 | 0 | 0 | 0 | 0
2016-07-02 12:00 | 0 | 0 | 0 | 0 | 139699.3332 | 103020.9505 | 400616 | 0 | 0 | 0 | 0 | 143653.0243 | 315464.07 | 0 | 0 | 0 | 0 | 0 | 0 | 0 | 0 | 0 | 0 | 0 | 0 | 0 | 0 | 0 | 0 | 0 | -42206.1071 | -115689.6092 | 0 | 0 | 0 | 0 | 0 | 0 | 0 | 0 | 0 | 0 | 0 | 0 | 0 | 0 | 0 | 0
2016-07-02 13:00 | 0 | 0 | 0 | 0 | 0 | 398506.5849 | 426470 | 0 | 0 | 0 | 0 | 0 | 431153.6792 | 0 | 0 | 0 | 0 | 0 | 0 | 0 | 0 | 0 | 0 | 0 | 0 | 0 | 0 | 0 | 0 | 0 | -143653.0243 | 115689.6092 | 0 | 0 | 0 | 0 | 0 | 0 | 0 | 0 | 0 | 0 | 0 | 0 | 0 | 0 | 0 | 0
2016-07-02 14:00 | 0 | 0 | 0 | 0 | 201025.0953 | 616704.3521 | 455527 | 0 | 0 | 0 | 0 | 246512.8382 | 546843.2885 | 0 | 0 | 0 | 0 | 0 | 0 | 0 | 0 | 0 | 0 | 0 | 0 | 0 | 0 | 0 | 0 | 0 | 246512.8382 | 115689.6092 | 0 | 0 | 0 | 0 | 0 | 0 | 0 | 0 | 0 | 0 | 0 | 0 | 0 | 0 | 0 | 0
2016-07-02 15:00 | 0 | 0 | 0 | 0 | 114212.827 | 731084.6205 | 483095 | 0 | 0 | 0 | 0 | 493025.6765 | 662532.8977 | 0 | 0 | 0 | 0 | 0 | 0 | 0 | 0 | 0 | 0 | 0 | 0 | 0 | 0 | 0 | 0 | 0 | 246512.8382 | 115689.6092 | 0 | 0 | 0 | 0 | 0 | 0 | 0 | 0 | 0 | 0 | 0 | 0 | 0 | 0 | 0 | 0
2016-07-02 16:00 | 0 | 0 | 0 | 0 | 0 | 772421.0132 | 505288 | 0 | 0 | 0 | 0 | 644469.0805 | 778222.5069 | 0 | 0 | 0 | 0 | 0 | 0 | 0 | 0 | 0 | 0 | 0 | 0 | 0 | 0 | 0 | 0 | 0 | 151443.404 | 115689.6092 | 0 | 0 | 0 | 0 | 0 | 0 | 0 | 0 | 0 | 0 | 0 | 0 | 0 | 0 | 0 | 0
2016-07-02 17:00 | 0 | 0 | 0 | 0 | 0 | 778186.8012 | 521550 | 0 | 0 | 0 | 0 | 785416.2724 | 893912.1162 | 0 | 0 | 0 | 0 | 0 | 0 | 0 | 0 | 0 | 0 | 0 | 0 | 0 | 0 | 0 | 0 | 0 | 140947.1919 | 115689.6092 | 0 | 0 | 0 | 0 | 0 | 0 | 0 | 0 | 0 | 0 | 0 | 0 | 0 | 0 | 0 | 0
2016-07-02 18:00 | 0 | 0 | 0 | 0 | 0 | 765868.4715 | 534147 | 0 | 0 | 0 | 0 | 1031929.1107 | 879120.7494 | 0 | 0 | 0 | 0 | 0 | 0 | 0 | 0 | 0 | 0 | 0 | 0 | 0 | 0 | 0 | 0 | 0 | 246512.8382 | -14791.3667 | 0 | 0 | 0 | 0 | 0 | 0 | 0 | 0 | 0 | 0 | 0 | 0 | 0 | 0 | 0 | 0
2016-07-02 19:00 | 0 | 0 | 0 | 0 | 0 | 748477.439 | 543318 | 0 | 0 | 0 | 0 | 1121398.9405 | 994810.3587 | 0 | 0 | 0 | 0 | 0 | 0 | 0 | 0 | 0 | 0 | 0 | 0 | 0 | 0 | 0 | 0 | 0 | 89469.8298 | 115689.6092 | 0 | 0 | 0 | 0 | 0 | 0 | 0 | 0 | 0 | 0 | 0 | 0 | 0 | 0 | 0 | 0
2016-07-02 20:00 | 0 | 0 | 0 | 0 | 163952.8688 | 726672.6792 | 550529 | 0 | 0 | 0 | 0 | 1367911.7787 | 1088394.0684 | 0 | 0 | 0 | 0 | 0 | 0 | 0 | 0 | 0 | 0 | 0 | 0 | 0 | 0 | 0 | 0 | 0 | 246512.8382 | 93583.7098 | 0 | 0 | 0 | 0 | 0 | 0 | 0 | 0 | 0 | 0 | 0 | 0 | 0 | 0 | 0 | 0
2016-07-02 21:00 | 0 | 0 | 0 | 0 | 167487.165 | 690373.7004 | 553668 | 0 | 0 | 0 | 0 | 1556415.0349 | 1204083.6777 | 0 | 0 | 0 | 0 | 0 | 0 | 0 | 0 | 0 | 0 | 0 | 0 | 0 | 0 | 0 | 0 | 0 | 188503.2562 | 115689.6092 | 0 | 0 | 0 | 0 | 0 | 0 | 0 | 0 | 0 | 0 | 0 | 0 | 0 | 0 | 0 | 0
2016-07-02 22:00 | 0 | 0 | 0 | 0 | 0 | 644560.2277 | 551163 | 0 | 0 | 0 | 0 | 1765501.8718 | 1088394.0684 | 0 | 0 | 0 | 0 | 0 | 0 | 0 | 0 | 0 | 0 | 0 | 0 | 0 | 0 | 0 | 0 | 0 | 209086.8369 | -115689.6092 | 0 | 0 | 0 | 0 | 0 | 0 | 0 | 0 | 0 | 0 | 0 | 0 | 0 | 0 | 0 | 0
2016-07-02 23:00 | 0 | 0 | 0 | 0 | 0 | 567375.7208 | 541555 | 0 | 0 | 0 | 0 | 1669847.5802 | 1204083.6777 | 0 | 0 | 0 | 0 | 0 | 0 | 0 | 5785.4032 | 0 | 0 | 0 | 0 | 0 | 0 | 0 | 0 | 0 | -95654.2916 | 115689.6092 | 0 | 0 | 0 | 0 | 0 | 0 | 0 | 0 | 0 | 5785.4032 | 0 | 0 | 0 | 0 | 0 | 0
2016-07-03 | 0 | 0 | 0 | 0 | 0 | 451926.7635 | 529567 | 0 | 0 | 0 | 0 | 1677103.2376 | 1088394.0684 | 0 | 0 | 0 | 0 | 0 | 0 | 0 | 36579.1185 | 0 | 0 | 0 | 0 | 0 | 0 | 0 | 0 | 0 | 7255.6574 | -115689.6092 | 0 | 0 | 0 | 0 | 0 | 0 | 0 | 0 | 0 | 30793.7153 | 0 | 0 | 0 | 0 | 0 | 0
2016-07-03 01:00 | 0 | 0 | 0 | 0 | 341743.4307 | 271988.7332 | 519482 | 0 | 0 | 0 | 0 | 1661449.1954 | 1204083.6777 | 0 | 0 | 0 | 0 | 0 | 0 | 0 | 30793.7153 | 0 | 0 | 0 | 0 | 0 | 0 | 0 | 0 | 0 | -15654.0422 | 115689.6092 | 0 | 0 | 0 | 0 | 0 | 0 | 0 | 0 | 0 | -5785.4032 | 0 | 0 | 0 | 0 | 0 | 0
2016-07-03 02:00 | 0 | 0 | 0 | 0 | 67038.0071 | 41302.8301 | 501337 | 0 | 0 | 0 | 0 | 1414936.3571 | 1088394.0684 | 0 | 0 | 0 | 0 | 0 | 0 | 0 | 0 | 0 | 0 | 0 | 0 | 0 | 0 | 0 | 0 | 0 | -246512.8382 | -115689.6092 | 0 | 0 | 0 | 0 | 0 | 0 | 0 | 0 | 0 | -30793.7153 | 0 | 0 | 0 | 0 | 0 | 0
2016-07-03 03:00 | 0 | 0 | 0 | 0 | 460627.2367 | 1.6905 | 475042 | 0 | 0 | 0 | 0 | 1284833.6752 | 1204083.6777 | 0 | 0 | 0 | 0 | 0 | 0 | 0 | 0 | 0 | 0 | 0 | 0 | 0 | 0 | 0 | 0 | 0 | -130102.682 | 115689.6092 | 0 | 0 | 0 | 0 | 0 | 0 | 0 | 0 | 0 | 0 | 0 | 0 | 0 | 0 | 0 | 0
2016-07-03 04:00 | 0 | 0 | 0 | 0 | 85439.5525 | 0 | 447642 | 0 | 0 | 0 | 0 | 1038320.8369 | 1088394.0684 | 0 | 0 | 0 | 0 | 0 | 0 | 0 | 0 | 0 | 0 | 0 | 0 | 0 | 0 | 0 | 0 | 0 | -246512.8382 | -115689.6092 | 0 | 0 | 0 | 0 | 0 | 0 | 0 | 0 | 0 | 0 | 0 | 0 | 0 | 0 | 0 | 0
2016-07-03 05:00 | 0 | 0 | 0 | 0 | 441369.86 | 0 | 423652 | 0 | 0 | 0 | 0 | 1171728.3062 | 972704.4592 | 0 | 0 | 0 | 0 | 0 | 0 | 0 | 0 | 0 | 0 | 0 | 0 | 0 | 0 | 0 | 0 | 0 | 133407.4693 | -115689.6092 | 0 | 0 | 0 | 0 | 0 | 0 | 0 | 0 | 0 | 0 | 0 | 0 | 0 | 0 | 0 | 0
2016-07-03 06:00 | 0 | 0 | 0 | 0 | 42630.5525 | 0 | 404833 | 0 | 0 | 0 | 0 | 925215.4679 | 857014.85 | 0 | 0 | 0 | 0 | 0 | 0 | 0 | 0 | 0 | 0 | 0 | 0 | 0 | 0 | 0 | 0 | 0 | -246512.8382 | -115689.6092 | 0 | 0 | 0 | 0 | 0 | 0 | 0 | 0 | 0 | 0 | 0 | 0 | 0 | 0 | 0 | 0
2016-07-03 07:00 | 0 | 0 | 0 | 0 | 27012.5525 | 0 | 389215 | 0 | 0 | 0 | 0 | 678702.6297 | 741325.2407 | 0 | 0 | 0 | 0 | 0 | 0 | 0 | 0 | 0 | 0 | 0 | 0 | 0 | 0 | 0 | 0 | 0 | -246512.8382 | -115689.6092 | 0 | 0 | 0 | 0 | 0 | 0 | 0 | 0 | 0 | 0 | 0 | 0 | 0 | 0 | 0 | 0
2016-07-03 08:00 | 0 | 0 | 0 | 0 | 438003.0512 | 0 | 378146 | 0 | 0 | 0 | 0 | 622870.0717 | 857014.85 | 0 | 0 | 0 | 0 | 0 | 0 | 0 | 0 | 0 | 0 | 0 | 0 | 0 | 0 | 0 | 0 | 0 | -55832.558 | 115689.6092 | 0 | 0 | 0 | 0 | 0 | 0 | 0 | 0 | 0 | 0 | 0 | 0 | 0 | 0 | 0 | 0
2016-07-03 09:00 | 0 | 0 | 0 | 0 | 241517.771 | 0 | 372341 | 0 | 0 | 0 | 0 | 376357.2334 | 972704.4592 | 0 | 0 | 0 | 0 | 0 | 0 | 0 | 0 | 0 | 0 | 0 | 0 | 0 | 0 | 0 | 0 | 0 | -246512.8382 | 115689.6092 | 0 | 0 | 0 | 0 | 0 | 0 | 0 | 0 | 0 | 0 | 0 | 0 | 0 | 0 | 0 | 0
2016-07-03 10:00 | 0 | 0 | 0 | 0 | 367643.8636 | 0 | 368890 | 0 | 0 | 0 | 0 | 460006.9909 | 857014.85 | 0 | 0 | 0 | 0 | 0 | 0 | 0 | 30793.7153 | 0 | 0 | 0 | 0 | 0 | 0 | 0 | 0 | 0 | 83649.7575 | -115689.6092 | 0 | 0 | 0 | 0 | 0 | 0 | 0 | 0 | 0 | 30793.7153 | 0 | 0 | 0 | 0 | 0 | 0
2016-07-03 11:00 | 0 | 0 | 0 | 0 | 0 | 4.0531 | 371706 | 0 | 0 | 0 | 0 | 213494.1527 | 762619.4566 | 0 | 0 | 0 | 0 | 0 | 0 | 0 | 0 | 0 | 0 | 0 | 0 | 0 | 0 | 0 | 0 | 0 | -246512.8382 | -94395.3934 | 0 | 0 | 0 | 0 | 0 | 0 | 0 | 0 | 0 | -30793.7153 | 0 | 0 | 0 | 0 | 0 | 0
2016-07-03 12:00 | 0 | 0 | 0 | 0 | 243870.7184 | 139494.2296 | 386611 | 0 | 0 | 0 | 0 | 94558.4915 | 878309.0658 | 0 | 0 | 0 | 0 | 0 | 0 | 0 | 0 | 0 | 0 | 0 | 0 | 0 | 0 | 0 | 0 | 0 | -118935.6612 | 115689.6092 | 0 | 0 | 0 | 0 | 0 | 0 | 0 | 0 | 0 | 0 | 0 | 0 | 0 | 0 | 0 | 0
2016-07-03 13:00 | 0 | 0 | 0 | 0 | 0 | 509679.0875 | 411545 | 0 | 0 | 0 | 0 | 308382.1882 | 762619.4566 | 0 | 0 | 0 | 0 | 0 | 0 | 0 | 0 | 0 | 0 | 0 | 0 | 0 | 0 | 0 | 0 | 0 | 213823.6967 | -115689.6092 | 0 | 0 | 0 | 0 | 0 | 0 | 0 | 0 | 0 | 0 | 0 | 0 | 0 | 0 | 0 | 0
2016-07-03 14:00 | 0 | 0 | 0 | 0 | 0 | 705234.9624 | 439309 | 0 | 0 | 0 | 0 | 458618.5414 | 878309.0658 | 0 | 0 | 0 | 0 | 0 | 0 | 0 | 0 | 0 | 0 | 0 | 0 | 0 | 0 | 0 | 0 | 0 | 150236.3532 | 115689.6092 | 0 | 0 | 0 | 0 | 0 | 0 | 0 | 0 | 0 | 0 | 0 | 0 | 0 | 0 | 0 | 0
2016-07-03 15:00 | 0 | 0 | 0 | 0 | 21794.0679 | 805251.3795 | 464843 | 0 | 0 | 0 | 0 | 705131.3797 | 993998.675 | 0 | 0 | 0 | 0 | 0 | 0 | 0 | 0 | 0 | 0 | 0 | 0 | 0 | 0 | 0 | 0 | 0 | 246512.8382 | 115689.6092 | 0 | 0 | 0 | 0 | 0 | 0 | 0 | 0 | 0 | 0 | 0 | 0 | 0 | 0 | 0 | 0
2016-07-03 16:00 | 0 | 0 | 0 | 0 | 0 | 847998.8898 | 488465 | 0 | 0 | 0 | 0 | 951644.2179 | 1107019.7266 | 0 | 0 | 0 | 0 | 0 | 0 | 0 | 0 | 0 | 0 | 0 | 0 | 0 | 0 | 0 | 0 | 0 | 246512.8382 | 113021.0516 | 0 | 0 | 0 | 0 | 0 | 0 | 0 | 0 | 0 | 0 | 0 | 0 | 0 | 0 | 0 | 0
2016-07-03 17:00 | 0 | 0 | 0 | 0 | 0 | 857071.6427 | 506543 | 0 | 0 | 0 | 0 | 1186483.2513 | 1222709.3359 | 0 | 0 | 0 | 0 | 0 | 0 | 0 | 0 | 0 | 0 | 0 | 0 | 0 | 0 | 0 | 0 | 0 | 234839.0334 | 115689.6092 | 0 | 0 | 0 | 0 | 0 | 0 | 0 | 0 | 0 | 0 | 0 | 0 | 0 | 0 | 0 | 0
2016-07-03 18:00 | 0 | 0 | 0 | 0 | 0 | 847844.1083 | 520834 | 0 | 0 | 0 | 0 | 1432996.0896 | 1303206.6059 | 0 | 0 | 0 | 0 | 0 | 0 | 0 | 0 | 0 | 0 | 0 | 0 | 0 | 0 | 0 | 0 | 0 | 246512.8382 | 80497.27 | 0 | 0 | 0 | 0 | 0 | 0 | 0 | 0 | 0 | 0 | 0 | 0 | 0 | 0 | 0 | 0
2016-07-03 19:00 | 0 | 0 | 0 | 0 | 0 | 837693.3738 | 531090 | 0 | 0 | 0 | 0 | 1623909.8542 | 1418896.2151 | 0 | 0 | 0 | 0 | 0 | 0 | 0 | 0 | 0 | 0 | 0 | 0 | 0 | 0 | 0 | 0 | 0 | 190913.7646 | 115689.6092 | 0 | 0 | 0 | 0 | 0 | 0 | 0 | 0 | 0 | 0 | 0 | 0 | 0 | 0 | 0 | 0
2016-07-03 20:00 | 0 | 0 | 0 | 0 | 0 | 832584.1211 | 538146 | 0 | 0 | 0 | 0 | 1802658.366 | 1534585.8244 | 0 | 0 | 0 | 0 | 0 | 0 | 0 | 0 | 0 | 0 | 0 | 0 | 0 | 0 | 0 | 0 | 0 | 178748.5119 | 115689.6092 | 0 | 0 | 0 | 0 | 0 | 0 | 0 | 0 | 0 | 0 | 0 | 0 | 0 | 0 | 0 | 0
2016-07-03 21:00 | 0 | 0 | 0 | 0 | 0 | 821957.9401 | 542328 | 0 | 0 | 0 | 0 | 2049171.2043 | 1567702.9262 | 0 | 0 | 0 | 0 | 0 | 0 | 0 | 0 | 0 | 0 | 0 | 0 | 0 | 0 | 0 | 0 | 0 | 246512.8382 | 33117.1019 | 0 | 0 | 0 | 0 | 0 | 0 | 0 | 0 | 0 | 0 | 0 | 0 | 0 | 0 | 0 | 0
2016-07-03 22:00 | 0 | 0 | 0 | 0 | 0 | 794371.7702 | 540729 | 0 | 0 | 0 | 0 | 2187124.3653 | 1683392.5355 | 0 | 0 | 0 | 0 | 0 | 0 | 0 | 0 | 0 | 0 | 0 | 0 | 0 | 0 | 0 | 0 | 0 | 137953.161 | 115689.6092 | 0 | 0 | 0 | 0 | 0 | 0 | 0 | 0 | 0 | 0 | 0 | 0 | 0 | 0 | 0 | 0
2016-07-03 23:00 | 0 | 0 | 0 | 0 | 0 | 724897.257 | 532210 | 0 | 0 | 0 | 0 | 2433637.2035 | 1629566.9542 | 0 | 0 | 0 | 0 | 0 | 0 | 0 | 0 | 0 | 0 | 0 | 0 | 0 | 0 | 0 | 0 | 0 | 246512.8382 | -53825.5812 | 0 | 0 | 0 | 0 | 0 | 0 | 0 | 0 | 0 | 0 | 0 | 0 | 0 | 0 | 0 | 0
2016-07-04 | 0 | 0 | 0 | 0 | 0 | 586272.8877 | 521496 | 0 | 0 | 0 | 0 | 2382724.482 | 1745256.5635 | 0 | 0 | 0 | 0 | 0 | 0 | 0 | 0 | 0 | 0 | 0 | 0 | 0 | 0 | 0 | 0 | 0 | -50912.7215 | 115689.6092 | 0 | 0 | 0 | 0 | 0 | 0 | 0 | 0 | 0 | 0 | 0 | 0 | 0 | 0 | 0 | 0
2016-07-04 01:00 | 0 | 0 | 0 | 0 | 0 | 341523.2201 | 511466 | 0 | 0 | 0 | 0 | 2328471.3113 | 1629566.9542 | 0 | 0 | 0 | 0 | 0 | 0 | 0 | 0 | 0 | 0 | 0 | 0 | 0 | 0 | 0 | 0 | 0 | -54253.1707 | -115689.6092 | 0 | 0 | 0 | 0 | 0 | 0 | 0 | 0 | 0 | 0 | 0 | 0 | 0 | 0 | 0 | 0
2016-07-04 02:00 | 0 | 0 | 0 | 0 | 86512.2009 | 46711.3516 | 495426 | 0 | 0 | 0 | 0 | 2081958.4731 | 1513877.345 | 0 | 0 | 0 | 0 | 0 | 0 | 0 | 0 | 0 | 0 | 0 | 0 | 0 | 0 | 0 | 0 | 0 | -246512.8382 | -115689.6092 | 0 | 0 | 0 | 0 | 0 | 0 | 0 | 0 | 0 | 0 | 0 | 0 | 0 | 0 | 0 | 0
2016-07-04 03:00 | 0 | 0 | 0 | 0 | 440144.3232 | 2.562 | 471952 | 0 | 0 | 0 | 0 | 1934463.749 | 1629566.9542 | 0 | 0 | 0 | 0 | 0 | 0 | 0 | 0 | 0 | 0 | 0 | 0 | 0 | 0 | 0 | 0 | 0 | -147494.724 | 115689.6092 | 0 | 0 | 0 | 0 | 0 | 0 | 0 | 0 | 0 | 0 | 0 | 0 | 0 | 0 | 0 | 0
2016-07-04 04:00 | 0 | 0 | 0 | 0 | 82483.5525 | 0 | 444686 | 0 | 0 | 0 | 0 | 1687950.9108 | 1513877.345 | 0 | 0 | 0 | 0 | 0 | 0 | 0 | 0 | 0 | 0 | 0 | 0 | 0 | 0 | 0 | 0 | 0 | -246512.8382 | -115689.6092 | 0 | 0 | 0 | 0 | 0 | 0 | 0 | 0 | 0 | 0 | 0 | 0 | 0 | 0 | 0 | 0
2016-07-04 05:00 | 0 | 0 | 0 | 0 | 58747.5525 | 0 | 420950 | 0 | 0 | 0 | 0 | 1441438.0726 | 1398187.7358 | 0 | 0 | 0 | 0 | 0 | 0 | 0 | 0 | 0 | 0 | 0 | 0 | 0 | 0 | 0 | 0 | 0 | -246512.8382 | -115689.6092 | 0 | 0 | 0 | 0 | 0 | 0 | 0 | 0 | 0 | 0 | 0 | 0 | 0 | 0 | 0 | 0
2016-07-04 06:00 | 0 | 0 | 0 | 0 | 360780.7718 | 0 | 400759 | 0 | 0 | 0 | 0 | 1517149.4536 | 1282498.1265 | 0 | 0 | 0 | 0 | 0 | 0 | 0 | 0 | 0 | 0 | 0 | 0 | 0 | 0 | 0 | 0 | 0 | 75711.3811 | -115689.6092 | 0 | 0 | 0 | 0 | 0 | 0 | 0 | 0 | 0 | 0 | 0 | 0 | 0 | 0 | 0 | 0
2016-07-04 07:00 | 0 | 0 | 0 | 0 | 23620.5525 | 0 | 385823 | 0 | 0 | 0 | 0 | 1270636.6154 | 1166808.5173 | 0 | 0 | 0 | 0 | 0 | 0 | 0 | 0 | 0 | 0 | 0 | 0 | 0 | 0 | 0 | 0 | 0 | -246512.8382 | -115689.6092 | 0 | 0 | 0 | 0 | 0 | 0 | 0 | 0 | 0 | 0 | 0 | 0 | 0 | 0 | 0 | 0
2016-07-04 08:00 | 0 | 0 | 0 | 0 | 247124.771 | 0 | 377948 | 0 | 0 | 0 | 0 | 1024123.7771 | 1282498.1265 | 0 | 0 | 0 | 0 | 0 | 0 | 0 | 0 | 0 | 0 | 0 | 0 | 0 | 0 | 0 | 0 | 0 | -246512.8382 | 115689.6092 | 0 | 0 | 0 | 0 | 0 | 0 | 0 | 0 | 0 | 0 | 0 | 0 | 0 | 0 | 0 | 0
2016-07-04 09:00 | 0 | 0 | 0 | 0 | 353099.3969 | 0 | 375023 | 0 | 0 | 0 | 0 | 875087.0123 | 1398187.7358 | 0 | 0 | 0 | 0 | 0 | 0 | 0 | 11423.5525 | 0 | 0 | 0 | 0 | 0 | 0 | 0 | 0 | 0 | -149036.7649 | 115689.6092 | 0 | 0 | 0 | 0 | 0 | 0 | 0 | 0 | 0 | 11423.5525 | 0 | 0 | 0 | 0 | 0 | 0
2016-07-04 10:00 | 0 | 0 | 0 | 0 | 0 | 0 | 373626 | 0 | 0 | 0 | 0 | 628574.174 | 1282498.1265 | 0 | 0 | 0 | 0 | 0 | 0 | 0 | 0 | 0 | 0 | 0 | 0 | 0 | 0 | 0 | 0 | 0 | -246512.8382 | -115689.6092 | 0 | 0 | 0 | 0 | 0 | 0 | 0 | 0 | 0 | -11423.5525 | 0 | 0 | 0 | 0 | 0 | 0
2016-07-04 11:00 | 0 | 0 | 0 | 0 | 20236.5655 | 12.3902 | 376666 | 0 | 0 | 0 | 0 | 382061.3358 | 1166808.5173 | 0 | 0 | 0 | 0 | 0 | 0 | 0 | 5785.4032 | 0 | 0 | 0 | 0 | 0 | 0 | 0 | 0 | 0 | -246512.8382 | -115689.6092 | 0 | 0 | 0 | 0 | 0 | 0 | 0 | 0 | 0 | 5785.4032 | 0 | 0 | 0 | 0 | 0 | 0
2016-07-04 12:00 | 0 | 0 | 0 | 0 | 192236.6936 | 180508.4349 | 392312 | 0 | 0 | 0 | 0 | 216011.1397 | 1282498.1265 | 0 | 0 | 0 | 0 | 0 | 0 | 0 | 36579.1185 | 0 | 0 | 0 | 0 | 0 | 0 | 0 | 0 | 0 | -166050.1961 | 115689.6092 | 0 | 0 | 0 | 0 | 0 | 0 | 0 | 0 | 0 | 30793.7153 | 0 | 0 | 0 | 0 | 0 | 0
2016-07-04 13:00 | 0 | 0 | 0 | 0 | 146524.0407 | 558587.3686 | 418892 | 0 | 0 | 0 | 0 | 386540.9397 | 1398187.7358 | 0 | 0 | 0 | 0 | 0 | 0 | 0 | 36579.1185 | 0 | 0 | 0 | 0 | 0 | 0 | 0 | 0 | 0 | 170529.8 | 115689.6092 | 0 | 0 | 0 | 0 | 0 | 0 | 0 | 0 | 0 | 0 | 0 | 0 | 0 | 0 | 0 | 0
2016-07-04 14:00 | 0 | 0 | 0 | 0 | 0 | 727742.2817 | 450265 | 0 | 0 | 0 | 0 | 579122.3275 | 1513877.345 | 0 | 0 | 0 | 0 | 0 | 0 | 0 | 5785.4032 | 0 | 0 | 0 | 0 | 0 | 0 | 0 | 0 | 0 | 192581.3878 | 115689.6092 | 0 | 0 | 0 | 0 | 0 | 0 | 0 | 0 | 0 | -30793.7153 | 0 | 0 | 0 | 0 | 0 | 0
2016-07-04 15:00 | 0 | 0 | 0 | 0 | 0 | 814071.8569 | 479712 | 0 | 0 | 0 | 0 | 770058.2747 | 1629566.9542 | 0 | 0 | 0 | 0 | 0 | 0 | 0 | 33519.7036 | 0 | 0 | 0 | 0 | 0 | 0 | 0 | 0 | 0 | 190935.9473 | 115689.6092 | 0 | 0 | 0 | 0 | 0 | 0 | 0 | 0 | 0 | 27734.3004 | 0 | 0 | 0 | 0 | 0 | 0
2016-07-04 16:00 | 0 | 0 | 0 | 0 | 0 | 870386.8624 | 505125 | 0 | 0 | 0 | 0 | 1016571.113 | 1745256.5635 | 0 | 0 | 0 | 0 | 0 | 0 | 0 | 36579.1185 | 0 | 0 | 0 | 0 | 0 | 0 | 0 | 0 | 0 | 246512.8382 | 115689.6092 | 0 | 0 | 0 | 0 | 0 | 0 | 0 | 0 | 0 | 3059.4149 | 0 | 0 | 0 | 0 | 0 | 0
2016-07-04 17:00 | 0 | 0 | 0 | 0 | 0 | 875814.8701 | 524716 | 0 | 0 | 0 | 0 | 1263083.9512 | 1860946.1727 | 0 | 0 | 0 | 0 | 0 | 0 | 0 | 25475.5411 | 0 | 0 | 0 | 0 | 0 | 0 | 0 | 0 | 0 | 246512.8382 | 115689.6092 | 0 | 0 | 0 | 0 | 0 | 0 | 0 | 0 | 0 | -11103.5774 | 0 | 0 | 0 | 0 | 0 | 0
2016-07-04 18:00 | 0 | 0 | 0 | 0 | 43509.3268 | 869588.6981 | 539792 | 0 | 0 | 0 | 0 | 1509596.7895 | 1976635.7819 | 0 | 0 | 0 | 0 | 0 | 0 | 0 | 36579.1185 | 0 | 0 | 0 | 0 | 0 | 0 | 0 | 0 | 0 | 246512.8382 | 115689.6092 | 0 | 0 | 0 | 0 | 0 | 0 | 0 | 0 | 0 | 11103.5774 | 0 | 0 | 0 | 0 | 0 | 0
2016-07-04 19:00 | 0 | 0 | 0 | 0 | 53372.4328 | 859632.0147 | 550802 | 0 | 0 | 0 | 0 | 1756109.6277 | 2092325.3912 | 0 | 0 | 0 | 0 | 0 | 0 | 0 | 36579.1185 | 0 | 0 | 0 | 0 | 0 | 0 | 0 | 0 | 0 | 246512.8382 | 115689.6092 | 0 | 0 | 0 | 0 | 0 | 0 | 0 | 0 | 0 | 0 | 0 | 0 | 0 | 0 | 0 | 0
2016-07-04 20:00 | 0 | 0 | 0 | 0 | 65876.3703 | 855917.0772 | 559591 | 0 | 0 | 0 | 0 | 2002622.466 | 2208015.0004 | 0 | 0 | 0 | 0 | 0 | 0 | 0 | 36579.1185 | 0 | 0 | 0 | 0 | 0 | 0 | 0 | 0 | 0 | 246512.8382 | 115689.6092 | 0 | 0 | 0 | 0 | 0 | 0 | 0 | 0 | 0 | 0 | 0 | 0 | 0 | 0 | 0 | 0
2016-07-04 21:00 | 0 | 0 | 0 | 0 | 0 | 844337.8391 | 564260 | 0 | 0 | 0 | 0 | 2167010.6958 | 2323704.6096 | 0 | 0 | 0 | 0 | 0 | 0 | 0 | 36579.1185 | 0 | 0 | 0 | 0 | 0 | 0 | 0 | 0 | 0 | 164388.2298 | 115689.6092 | 0 | 0 | 0 | 0 | 0 | 0 | 0 | 0 | 0 | 0 | 0 | 0 | 0 | 0 | 0 | 0
2016-07-04 22:00 | 0 | 0 | 0 | 0 | 0 | 811706.6889 | 562347 | 0 | 0 | 0 | 0 | 2413523.534 | 2326551.4603 | 0 | 0 | 0 | 0 | 0 | 0 | 0 | 36579.1185 | 0 | 0 | 0 | 0 | 0 | 0 | 0 | 0 | 0 | 246512.8382 | 2846.8506 | 0 | 0 | 0 | 0 | 0 | 0 | 0 | 0 | 0 | 0 | 0 | 0 | 0 | 0 | 0 | 0
2016-07-04 23:00 | 0 | 0 | 0 | 0 | 0 | 739898.2445 | 553619 | 0 | 0 | 0 | 0 | 2484113.1693 | 2442241.0695 | 0 | 0 | 0 | 0 | 0 | 0 | 0 | 36579.1185 | 0 | 0 | 0 | 0 | 0 | 0 | 0 | 0 | 0 | 70589.6352 | 115689.6092 | 0 | 0 | 0 | 0 | 0 | 0 | 0 | 0 | 0 | 0 | 0 | 0 | 0 | 0 | 0 | 0
2016-07-05 | 0 | 0 | 0 | 0 | 48985.9344 | 592872.5793 | 541829 | 0 | 0 | 0 | 0 | 2730626.0075 | 2326551.4603 | 0 | 0 | 0 | 0 | 0 | 0 | 0 | 5785.4032 | 0 | 0 | 0 | 0 | 0 | 0 | 0 | 0 | 0 | 246512.8382 | -115689.6092 | 0 | 0 | 0 | 0 | 0 | 0 | 0 | 0 | 0 | -30793.7153 | 0 | 0 | 0 | 0 | 0 | 0
2016-07-05 01:00 | 0 | 0 | 0 | 0 | 0 | 340993.7072 | 528918 | 0 | 0 | 0 | 0 | 2664176.7272 | 2210861.851 | 0 | 0 | 0 | 0 | 0 | 0 | 0 | 0 | 0 | 0 | 0 | 0 | 0 | 0 | 0 | 0 | 0 | -66449.2804 | -115689.6092 | 0 | 0 | 0 | 0 | 0 | 0 | 0 | 0 | 0 | -5785.4032 | 0 | 0 | 0 | 0 | 0 | 0
2016-07-05 02:00 | 0 | 0 | 0 | 0 | 107060.2488 | 42980.3038 | 512243 | 0 | 0 | 0 | 0 | 2417663.8889 | 2095172.2418 | 0 | 0 | 0 | 0 | 0 | 0 | 0 | 0 | 0 | 0 | 0 | 0 | 0 | 0 | 0 | 0 | 0 | -246512.8382 | -115689.6092 | 0 | 0 | 0 | 0 | 0 | 0 | 0 | 0 | 0 | 0 | 0 | 0 | 0 | 0 | 0 | 0
2016-07-05 03:00 | 0 | 0 | 0 | 0 | 126810.0405 | 1.512 | 489014 | 0 | 0 | 0 | 0 | 2171151.0507 | 1979482.6326 | 0 | 0 | 0 | 0 | 0 | 0 | 0 | 0 | 0 | 0 | 0 | 0 | 0 | 0 | 0 | 0 | 0 | -246512.8382 | -115689.6092 | 0 | 0 | 0 | 0 | 0 | 0 | 0 | 0 | 0 | 0 | 0 | 0 | 0 | 0 | 0 | 0
2016-07-05 04:00 | 0 | 0 | 0 | 0 | 101222.5525 | 0 | 463425 | 0 | 0 | 0 | 0 | 1924638.2124 | 1863793.0233 | 0 | 0 | 0 | 0 | 0 | 0 | 0 | 0 | 0 | 0 | 0 | 0 | 0 | 0 | 0 | 0 | 0 | -246512.8382 | -115689.6092 | 0 | 0 | 0 | 0 | 0 | 0 | 0 | 0 | 0 | 0 | 0 | 0 | 0 | 0 | 0 | 0
2016-07-05 05:00 | 0 | 0 | 0 | 0 | 600461.5221 | 0 | 439017 | 0 | 0 | 0 | 0 | 1939599.41 | 1979482.6326 | 0 | 0 | 0 | 0 | 0 | 0 | 0 | 30793.7153 | 0 | 0 | 0 | 0 | 0 | 0 | 0 | 0 | 0 | 14961.1976 | 115689.6092 | 0 | 0 | 0 | 0 | 0 | 0 | 0 | 0 | 0 | 30793.7153 | 0 | 0 | 0 | 0 | 0 | 0
2016-07-05 06:00 | 0 | 0 | 0 | 0 | 27631.8372 | 0 | 420628 | 0 | 0 | 0 | 0 | 1693086.5717 | 1863793.0233 | 0 | 0 | 0 | 0 | 0 | 0 | 0 | 0 | 0 | 0 | 0 | 0 | 0 | 0 | 0 | 0 | 0 | -246512.8382 | -115689.6092 | 0 | 0 | 0 | 0 | 0 | 0 | 0 | 0 | 0 | -30793.7153 | 0 | 0 | 0 | 0 | 0 | 0
2016-07-05 07:00 | 0 | 0 | 0 | 0 | 45001.5525 | 0 | 407204 | 0 | 0 | 0 | 0 | 1446573.7335 | 1748103.4141 | 0 | 0 | 0 | 0 | 0 | 0 | 0 | 0 | 0 | 0 | 0 | 0 | 0 | 0 | 0 | 0 | 0 | -246512.8382 | -115689.6092 | 0 | 0 | 0 | 0 | 0 | 0 | 0 | 0 | 0 | 0 | 0 | 0 | 0 | 0 | 0 | 0
2016-07-05 08:00 | 0 | 0 | 0 | 0 | 38670.5525 | 0 | 400873 | 0 | 0 | 0 | 0 | 1200060.8953 | 1632413.8049 | 0 | 0 | 0 | 0 | 0 | 0 | 0 | 0 | 0 | 0 | 0 | 0 | 0 | 0 | 0 | 0 | 0 | -246512.8382 | -115689.6092 | 0 | 0 | 0 | 0 | 0 | 0 | 0 | 0 | 0 | 0 | 0 | 0 | 0 | 0 | 0 | 0
2016-07-05 09:00 | 0 | 0 | 0 | 0 | 472847.1407 | 0 | 404728 | 0 | 0 | 0 | 0 | 1152490.4267 | 1748103.4141 | 0 | 0 | 0 | 0 | 0 | 0 | 0 | 0 | 0 | 0 | 0 | 0 | 0 | 0 | 0 | 0 | 0 | -47570.4685 | 115689.6092 | 0 | 0 | 0 | 0 | 0 | 0 | 0 | 0 | 0 | 0 | 0 | 0 | 0 | 0 | 0 | 0
2016-07-05 10:00 | 0 | 0 | 0 | 0 | 56392.5525 | 0 | 418595 | 0 | 0 | 0 | 0 | 905977.5885 | 1632413.8049 | 0 | 0 | 0 | 0 | 0 | 0 | 0 | 0 | 0 | 0 | 0 | 0 | 0 | 0 | 0 | 0 | 0 | -246512.8382 | -115689.6092 | 0 | 0 | 0 | 0 | 0 | 0 | 0 | 0 | 0 | 0 | 0 | 0 | 0 | 0 | 0 | 0
2016-07-05 11:00 | 0 | 0 | 0 | 0 | 76509.187 | 5.3656 | 438717 | 0 | 0 | 0 | 0 | 659464.7502 | 1516724.1956 | 0 | 0 | 0 | 0 | 0 | 0 | 0 | 0 | 0 | 0 | 0 | 0 | 0 | 0 | 0 | 0 | 0 | -246512.8382 | -115689.6092 | 0 | 0 | 0 | 0 | 0 | 0 | 0 | 0 | 0 | 0 | 0 | 0 | 0 | 0 | 0 | 0
2016-07-05 12:00 | 0 | 0 | 0 | 0 | 232987.6801 | 160210.8542 | 466482 | 0 | 0 | 0 | 0 | 470491.6754 | 1632413.8049 | 0 | 0 | 0 | 0 | 0 | 0 | 0 | 0 | 0 | 0 | 0 | 0 | 0 | 0 | 0 | 0 | 0 | -188973.0749 | 115689.6092 | 0 | 0 | 0 | 0 | 0 | 0 | 0 | 0 | 0 | 0 | 0 | 0 | 0 | 0 | 0 | 0
2016-07-05 13:00 | 0 | 0 | 0 | 0 | 0 | 537852.7121 | 498721 | 0 | 0 | 0 | 0 | 625312.9967 | 1516724.1956 | 0 | 0 | 0 | 0 | 0 | 0 | 0 | 0 | 0 | 0 | 0 | 0 | 0 | 0 | 0 | 0 | 0 | 154821.3213 | -115689.6092 | 0 | 0 | 0 | 0 | 0 | 0 | 0 | 0 | 0 | 0 | 0 | 0 | 0 | 0 | 0 | 0
2016-07-05 14:00 | 0 | 0 | 0 | 0 | 0 | 711935.9447 | 532131 | 0 | 0 | 0 | 0 | 689428.3322 | 1632413.8049 | 0 | 0 | 0 | 0 | 0 | 0 | 0 | 0 | 0 | 0 | 0 | 0 | 0 | 0 | 0 | 0 | 0 | 64115.3355 | 115689.6092 | 0 | 0 | 0 | 0 | 0 | 0 | 0 | 0 | 0 | 0 | 0 | 0 | 0 | 0 | 0 | 0
2016-07-05 15:00 | 0 | 0 | 0 | 0 | 115411.1704 | 809382.2771 | 562591 | 0 | 0 | 0 | 0 | 935941.1704 | 1748103.4141 | 0 | 0 | 0 | 0 | 0 | 0 | 0 | 0 | 0 | 0 | 0 | 0 | 0 | 0 | 0 | 0 | 0 | 246512.8382 | 115689.6092 | 0 | 0 | 0 | 0 | 0 | 0 | 0 | 0 | 0 | 0 | 0 | 0 | 0 | 0 | 0 | 0
2016-07-05 16:00 | 0 | 0 | 0 | 0 | 0 | 864177.3173 | 588617 | 0 | 0 | 0 | 0 | 1095811.8785 | 1863793.0233 | 0 | 0 | 0 | 0 | 0 | 0 | 0 | 0 | 0 | 0 | 0 | 0 | 0 | 0 | 0 | 0 | 0 | 159870.7081 | 115689.6092 | 0 | 0 | 0 | 0 | 0 | 0 | 0 | 0 | 0 | 0 | 0 | 0 | 0 | 0 | 0 | 0
2016-07-05 17:00 | 0 | 0 | 0 | 0 | 0 | 872389.1811 | 611568 | 0 | 0 | 0 | 0 | 1342324.7167 | 1878101.3662 | 0 | 0 | 0 | 0 | 0 | 0 | 0 | 0 | 0 | 0 | 0 | 0 | 0 | 0 | 0 | 0 | 0 | 246512.8382 | 14308.3429 | 0 | 0 | 0 | 0 | 0 | 0 | 0 | 0 | 0 | 0 | 0 | 0 | 0 | 0 | 0 | 0
2016-07-05 18:00 | 0 | 0 | 0 | 0 | 0 | 866700.5808 | 630490 | 0 | 0 | 0 | 0 | 1462845.6883 | 1993790.9754 | 0 | 0 | 0 | 0 | 0 | 0 | 0 | 0 | 0 | 0 | 0 | 0 | 0 | 0 | 0 | 0 | 0 | 120520.9716 | 115689.6092 | 0 | 0 | 0 | 0 | 0 | 0 | 0 | 0 | 0 | 0 | 0 | 0 | 0 | 0 | 0 | 0
2016-07-05 19:00 | 0 | 0 | 0 | 0 | 0 | 860125.1236 | 645161 | 0 | 0 | 0 | 0 | 1709358.5265 | 1962242.2607 | 0 | 0 | 0 | 0 | 0 | 0 | 0 | 0 | 0 | 0 | 0 | 0 | 0 | 0 | 0 | 0 | 0 | 246512.8382 | -31548.7147 | 0 | 0 | 0 | 0 | 0 | 0 | 0 | 0 | 0 | 0 | 0 | 0 | 0 | 0 | 0 | 0
2016-07-05 20:00 | 0 | 0 | 0 | 0 | 0 | 858694.3812 | 655847 | 0 | 0 | 0 | 0 | 1796516.2985 | 2077931.87 | 0 | 0 | 0 | 0 | 0 | 0 | 0 | 0 | 0 | 0 | 0 | 0 | 0 | 0 | 0 | 0 | 0 | 87157.772 | 115689.6092 | 0 | 0 | 0 | 0 | 0 | 0 | 0 | 0 | 0 | 0 | 0 | 0 | 0 | 0 | 0 | 0
2016-07-05 21:00 | 0 | 0 | 0 | 0 | 0 | 851577.399 | 660906 | 0 | 0 | 0 | 0 | 2043029.1367 | 2022090.4307 | 0 | 0 | 0 | 0 | 0 | 0 | 0 | 0 | 0 | 0 | 0 | 0 | 0 | 0 | 0 | 0 | 0 | 246512.8382 | -55841.4393 | 0 | 0 | 0 | 0 | 0 | 0 | 0 | 0 | 0 | 0 | 0 | 0 | 0 | 0 | 0 | 0
2016-07-05 22:00 | 0 | 0 | 0 | 0 | 0 | 823147.072 | 659394 | 0 | 0 | 0 | 0 | 2091092.5996 | 2137780.0399 | 0 | 0 | 0 | 0 | 0 | 0 | 0 | 0 | 0 | 0 | 0 | 0 | 0 | 0 | 0 | 0 | 0 | 48063.4628 | 115689.6092 | 0 | 0 | 0 | 0 | 0 | 0 | 0 | 0 | 0 | 0 | 0 | 0 | 0 | 0 | 0 | 0
2016-07-05 23:00 | 0 | 0 | 0 | 0 | 0 | 742876.726 | 648330 | 0 | 0 | 0 | 0 | 2069949.7163 | 2253469.6492 | 0 | 0 | 0 | 0 | 0 | 0 | 0 | 0 | 0 | 0 | 0 | 0 | 0 | 0 | 0 | 0 | 0 | -21142.8833 | 115689.6092 | 0 | 0 | 0 | 0 | 0 | 0 | 0 | 0 | 0 | 0 | 0 | 0 | 0 | 0 | 0 | 0
2016-07-06 | 0 | 0 | 0 | 0 | 0 | 600629.3532 | 631841 | 0 | 0 | 0 | 0 | 2154427.6787 | 2137780.0399 | 0 | 0 | 0 | 0 | 0 | 0 | 0 | 0 | 0 | 0 | 0 | 0 | 0 | 0 | 0 | 0 | 0 | 84477.9624 | -115689.6092 | 0 | 0 | 0 | 0 | 0 | 0 | 0 | 0 | 0 | 0 | 0 | 0 | 0 | 0 | 0 | 0
2016-07-06 01:00 | 0 | 0 | 0 | 0 | 399022.8131 | 349763.7367 | 615342 | 0 | 0 | 0 | 0 | 2400940.517 | 2024711.7515 | 0 | 0 | 0 | 0 | 0 | 0 | 0 | 0 | 0 | 0 | 0 | 0 | 0 | 0 | 0 | 0 | 0 | 246512.8382 | -113068.2884 | 0 | 0 | 0 | 0 | 0 | 0 | 0 | 0 | 0 | 0 | 0 | 0 | 0 | 0 | 0 | 0
2016-07-06 02:00 | 0 | 0 | 0 | 0 | 473415.5516 | 40452.5756 | 588636 | 0 | 0 | 0 | 0 | 2210483.0349 | 2140401.3607 | 0 | 0 | 0 | 0 | 0 | 0 | 0 | 0 | 0 | 0 | 0 | 0 | 0 | 0 | 0 | 0 | 0 | -190457.482 | 115689.6092 | 0 | 0 | 0 | 0 | 0 | 0 | 0 | 0 | 0 | 0 | 0 | 0 | 0 | 0 | 0 | 0
2016-07-06 03:00 | 0 | 0 | 0 | 0 | 188670.883 | 1.6695 | 550875 | 0 | 0 | 0 | 0 | 1963970.1967 | 2024711.7515 | 0 | 0 | 0 | 0 | 0 | 0 | 0 | 0 | 0 | 0 | 0 | 0 | 0 | 0 | 0 | 0 | 0 | -246512.8382 | -115689.6092 | 0 | 0 | 0 | 0 | 0 | 0 | 0 | 0 | 0 | 0 | 0 | 0 | 0 | 0 | 0 | 0
2016-07-06 04:00 | 0 | 0 | 0 | 0 | 382471.771 | 0 | 513295 | 0 | 0 | 0 | 0 | 1717457.3584 | 2140401.3607 | 0 | 0 | 0 | 0 | 0 | 0 | 0 | 0 | 0 | 0 | 0 | 0 | 0 | 0 | 0 | 0 | 0 | -246512.8382 | 115689.6092 | 0 | 0 | 0 | 0 | 0 | 0 | 0 | 0 | 0 | 0 | 0 | 0 | 0 | 0 | 0 | 0
2016-07-06 05:00 | 0 | 0 | 0 | 0 | 454993.1841 | 0 | 482780 | 0 | 0 | 0 | 0 | 1805360.1517 | 2024711.7515 | 0 | 0 | 0 | 0 | 0 | 0 | 0 | 0 | 0 | 0 | 0 | 0 | 0 | 0 | 0 | 0 | 0 | 87902.7933 | -115689.6092 | 0 | 0 | 0 | 0 | 0 | 0 | 0 | 0 | 0 | 0 | 0 | 0 | 0 | 0 | 0 | 0
2016-07-06 06:00 | 0 | 0 | 0 | 0 | 94708.5525 | 0 | 456911 | 0 | 0 | 0 | 0 | 1558847.3135 | 1909022.1423 | 0 | 0 | 0 | 0 | 0 | 0 | 0 | 0 | 0 | 0 | 0 | 0 | 0 | 0 | 0 | 0 | 0 | -246512.8382 | -115689.6092 | 0 | 0 | 0 | 0 | 0 | 0 | 0 | 0 | 0 | 0 | 0 | 0 | 0 | 0 | 0 | 0
2016-07-06 07:00 | 0 | 0 | 0 | 0 | 75810.5525 | 0 | 438013 | 0 | 0 | 0 | 0 | 1312334.4753 | 1793332.533 | 0 | 0 | 0 | 0 | 0 | 0 | 0 | 0 | 0 | 0 | 0 | 0 | 0 | 0 | 0 | 0 | 0 | -246512.8382 | -115689.6092 | 0 | 0 | 0 | 0 | 0 | 0 | 0 | 0 | 0 | 0 | 0 | 0 | 0 | 0 | 0 | 0
2016-07-06 08:00 | 0 | 0 | 0 | 0 | 422112.437 | 0 | 428937 | 0 | 0 | 0 | 0 | 1421199.5215 | 1677642.9238 | 0 | 0 | 0 | 0 | 0 | 0 | 0 | 0 | 0 | 0 | 0 | 0 | 0 | 0 | 0 | 0 | 0 | 108865.0462 | -115689.6092 | 0 | 0 | 0 | 0 | 0 | 0 | 0 | 0 | 0 | 0 | 0 | 0 | 0 | 0 | 0 | 0
2016-07-06 09:00 | 0 | 0 | 0 | 0 | 68505.5525 | 0 | 430708 | 0 | 0 | 0 | 0 | 1174686.6832 | 1561953.3146 | 0 | 0 | 0 | 0 | 0 | 0 | 0 | 0 | 0 | 0 | 0 | 0 | 0 | 0 | 0 | 0 | 0 | -246512.8382 | -115689.6092 | 0 | 0 | 0 | 0 | 0 | 0 | 0 | 0 | 0 | 0 | 0 | 0 | 0 | 0 | 0 | 0
2016-07-06 10:00 | 0 | 0 | 0 | 0 | 82953.5525 | 0 | 445156 | 0 | 0 | 0 | 0 | 928173.845 | 1446263.7053 | 0 | 0 | 0 | 0 | 0 | 0 | 0 | 0 | 0 | 0 | 0 | 0 | 0 | 0 | 0 | 0 | 0 | -246512.8382 | -115689.6092 | 0 | 0 | 0 | 0 | 0 | 0 | 0 | 0 | 0 | 0 | 0 | 0 | 0 | 0 | 0 | 0
2016-07-06 11:00 | 0 | 0 | 0 | 0 | 330884.1858 | 9.8176 | 463770 | 0 | 0 | 0 | 0 | 681661.0067 | 1559900.547 | 0 | 0 | 0 | 0 | 0 | 0 | 0 | 0 | 0 | 0 | 0 | 0 | 0 | 0 | 0 | 0 | 0 | -246512.8382 | 113636.8417 | 0 | 0 | 0 | 0 | 0 | 0 | 0 | 0 | 0 | 0 | 0 | 0 | 0 | 0 | 0 | 0
2016-07-06 12:00 | 0 | 0 | 0 | 0 | 0 | 158478.5099 | 489145 | 0 | 0 | 0 | 0 | 435148.1685 | 1475746.8952 | 0 | 0 | 0 | 0 | 0 | 0 | 0 | 0 | 0 | 0 | 0 | 0 | 0 | 0 | 0 | 0 | 0 | -246512.8382 | -84153.6518 | 0 | 0 | 0 | 0 | 0 | 0 | 0 | 0 | 0 | 0 | 0 | 0 | 0 | 0 | 0 | 0
2016-07-06 13:00 | 0 | 0 | 0 | 0 | 0 | 543906.939 | 520664 | 0 | 0 | 0 | 0 | 574080.7167 | 1360057.286 | 0 | 0 | 0 | 0 | 0 | 0 | 0 | 0 | 0 | 0 | 0 | 0 | 0 | 0 | 0 | 0 | 0 | 138932.5482 | -115689.6092 | 0 | 0 | 0 | 0 | 0 | 0 | 0 | 0 | 0 | 0 | 0 | 0 | 0 | 0 | 0 | 0
2016-07-06 14:00 | 0 | 0 | 0 | 0 | 214726.9058 | 702887.5417 | 555412 | 0 | 0 | 0 | 0 | 820593.555 | 1475746.8952 | 0 | 0 | 0 | 0 | 0 | 0 | 0 | 0 | 0 | 0 | 0 | 0 | 0 | 0 | 0 | 0 | 0 | 246512.8382 | 115689.6092 | 0 | 0 | 0 | 0 | 0 | 0 | 0 | 0 | 0 | 0 | 0 | 0 | 0 | 0 | 0 | 0
2016-07-06 15:00 | 0 | 0 | 0 | 0 | 0 | 812665.1169 | 588346 | 0 | 0 | 0 | 0 | 929223.0626 | 1591436.5044 | 0 | 0 | 0 | 0 | 0 | 0 | 0 | 0 | 0 | 0 | 0 | 0 | 0 | 0 | 0 | 0 | 0 | 108629.5076 | 115689.6092 | 0 | 0 | 0 | 0 | 0 | 0 | 0 | 0 | 0 | 0 | 0 | 0 | 0 | 0 | 0 | 0
2016-07-06 16:00 | 0 | 0 | 0 | 0 | 0 | 858505.3524 | 615929 | 0 | 0 | 0 | 0 | 1175735.9008 | 1587500.0185 | 0 | 0 | 0 | 0 | 0 | 0 | 0 | 0 | 0 | 0 | 0 | 0 | 0 | 0 | 0 | 0 | 0 | 246512.8382 | -3936.4859 | 0 | 0 | 0 | 0 | 0 | 0 | 0 | 0 | 0 | 0 | 0 | 0 | 0 | 0 | 0 | 0
2016-07-06 17:00 | 0 | 0 | 0 | 0 | 0 | 872337.6926 | 637138 | 0 | 0 | 0 | 0 | 1295245.9842 | 1703189.6278 | 0 | 0 | 0 | 0 | 0 | 0 | 0 | 0 | 0 | 0 | 0 | 0 | 0 | 0 | 0 | 0 | 0 | 119510.0834 | 115689.6092 | 0 | 0 | 0 | 0 | 0 | 0 | 0 | 0 | 0 | 0 | 0 | 0 | 0 | 0 | 0 | 0
2016-07-06 18:00 | 0 | 0 | 0 | 0 | 0 | 866469.8632 | 653810 | 0 | 0 | 0 | 0 | 1541758.8225 | 1669336.6527 | 0 | 0 | 0 | 0 | 0 | 0 | 0 | 0 | 0 | 0 | 0 | 0 | 0 | 0 | 0 | 0 | 0 | 246512.8382 | -33852.975 | 0 | 0 | 0 | 0 | 0 | 0 | 0 | 0 | 0 | 0 | 0 | 0 | 0 | 0 | 0 | 0
2016-07-06 19:00 | 0 | 0 | 0 | 0 | 0 | 857854.0662 | 665008 | 0 | 0 | 0 | 0 | 1618915.2794 | 1785026.262 | 0 | 0 | 0 | 0 | 0 | 0 | 0 | 0 | 0 | 0 | 0 | 0 | 0 | 0 | 0 | 0 | 0 | 77156.457 | 115689.6092 | 0 | 0 | 0 | 0 | 0 | 0 | 0 | 0 | 0 | 0 | 0 | 0 | 0 | 0 | 0 | 0
2016-07-06 20:00 | 0 | 0 | 0 | 0 | 0 | 853882.7792 | 672372 | 0 | 0 | 0 | 0 | 1865428.1177 | 1720024.2029 | 0 | 0 | 0 | 0 | 0 | 0 | 0 | 0 | 0 | 0 | 0 | 0 | 0 | 0 | 0 | 0 | 0 | 246512.8382 | -65002.059 | 0 | 0 | 0 | 0 | 0 | 0 | 0 | 0 | 0 | 0 | 0 | 0 | 0 | 0 | 0 | 0
2016-07-06 21:00 | 0 | 0 | 0 | 0 | 0 | 844636.565 | 676348 | 0 | 0 | 0 | 0 | 1918027.0735 | 1835713.8122 | 0 | 0 | 0 | 0 | 0 | 0 | 0 | 0 | 0 | 0 | 0 | 0 | 0 | 0 | 0 | 0 | 0 | 52598.9558 | 115689.6092 | 0 | 0 | 0 | 0 | 0 | 0 | 0 | 0 | 0 | 0 | 0 | 0 | 0 | 0 | 0 | 0
2016-07-06 22:00 | 0 | 0 | 0 | 0 | 0 | 816595.9688 | 672541 | 0 | 0 | 0 | 0 | 2164539.9117 | 1733255.9428 | 0 | 0 | 0 | 0 | 0 | 0 | 0 | 0 | 0 | 0 | 0 | 0 | 0 | 0 | 0 | 0 | 0 | 246512.8382 | -102457.8694 | 0 | 0 | 0 | 0 | 0 | 0 | 0 | 0 | 0 | 0 | 0 | 0 | 0 | 0 | 0 | 0
2016-07-06 23:00 | 0 | 0 | 0 | 0 | 0 | 736775.5403 | 659367 | 0 | 0 | 0 | 0 | 2126258.8428 | 1848945.552 | 0 | 0 | 0 | 0 | 0 | 0 | 0 | 0 | 0 | 0 | 0 | 0 | 0 | 0 | 0 | 0 | 0 | -38281.0689 | 115689.6092 | 0 | 0 | 0 | 0 | 0 | 0 | 0 | 0 | 0 | 0 | 0 | 0 | 0 | 0 | 0 | 0
2016-07-07 | 0 | 0 | 0 | 0 | 0 | 588304.0913 | 641094 | 0 | 0 | 0 | 0 | 1957779.3249 | 1964635.1612 | 0 | 0 | 0 | 0 | 0 | 0 | 0 | 0 | 0 | 0 | 0 | 0 | 0 | 0 | 0 | 0 | 0 | -168479.5179 | 115689.6092 | 0 | 0 | 0 | 0 | 0 | 0 | 0 | 0 | 0 | 0 | 0 | 0 | 0 | 0 | 0 | 0
2016-07-07 01:00 | 0 | 0 | 0 | 0 | 0 | 327242.0595 | 623195 | 0 | 0 | 0 | 0 | 1777515.9937 | 1848945.552 | 0 | 0 | 0 | 0 | 0 | 0 | 0 | 0 | 0 | 0 | 0 | 0 | 0 | 0 | 0 | 0 | 0 | -180263.3312 | -115689.6092 | 0 | 0 | 0 | 0 | 0 | 0 | 0 | 0 | 0 | 0 | 0 | 0 | 0 | 0 | 0 | 0
2016-07-07 02:00 | 0 | 0 | 0 | 0 | 624853.975 | 43716.7671 | 595023 | 0 | 0 | 0 | 0 | 1966753.345 | 1733255.9428 | 0 | 0 | 0 | 0 | 0 | 0 | 0 | 0 | 0 | 0 | 0 | 0 | 0 | 0 | 0 | 0 | 0 | 189237.3514 | -115689.6092 | 0 | 0 | 0 | 0 | 0 | 0 | 0 | 0 | 0 | 0 | 0 | 0 | 0 | 0 | 0 | 0
2016-07-07 03:00 | 0 | 0 | 0 | 0 | 194045.366 | 1.1865 | 556249 | 0 | 0 | 0 | 0 | 1720240.5068 | 1617566.3335 | 0 | 0 | 0 | 0 | 0 | 0 | 0 | 0 | 0 | 0 | 0 | 0 | 0 | 0 | 0 | 0 | 0 | -246512.8382 | -115689.6092 | 0 | 0 | 0 | 0 | 0 | 0 | 0 | 0 | 0 | 0 | 0 | 0 | 0 | 0 | 0 | 0
2016-07-07 04:00 | 0 | 0 | 0 | 0 | 388427.771 | 0 | 519251 | 0 | 0 | 0 | 0 | 1473727.6686 | 1733255.9428 | 0 | 0 | 0 | 0 | 0 | 0 | 0 | 0 | 0 | 0 | 0 | 0 | 0 | 0 | 0 | 0 | 0 | -246512.8382 | 115689.6092 | 0 | 0 | 0 | 0 | 0 | 0 | 0 | 0 | 0 | 0 | 0 | 0 | 0 | 0 | 0 | 0
2016-07-07 05:00 | 0 | 0 | 0 | 0 | 561554.8208 | 0 | 487018 | 0 | 0 | 0 | 0 | 1663954.0986 | 1617566.3335 | 0 | 0 | 0 | 0 | 0 | 0 | 0 | 0 | 0 | 0 | 0 | 0 | 0 | 0 | 0 | 0 | 0 | 190226.4301 | -115689.6092 | 0 | 0 | 0 | 0 | 0 | 0 | 0 | 0 | 0 | 0 | 0 | 0 | 0 | 0 | 0 | 0
2016-07-07 06:00 | 0 | 0 | 0 | 0 | 98326.5525 | 0 | 460529 | 0 | 0 | 0 | 0 | 1417441.2604 | 1501876.7243 | 0 | 0 | 0 | 0 | 0 | 0 | 0 | 0 | 0 | 0 | 0 | 0 | 0 | 0 | 0 | 0 | 0 | -246512.8382 | -115689.6092 | 0 | 0 | 0 | 0 | 0 | 0 | 0 | 0 | 0 | 0 | 0 | 0 | 0 | 0 | 0 | 0
2016-07-07 07:00 | 0 | 0 | 0 | 0 | 79416.5525 | 0 | 441619 | 0 | 0 | 0 | 0 | 1170928.4221 | 1386187.1151 | 0 | 0 | 0 | 0 | 0 | 0 | 0 | 0 | 0 | 0 | 0 | 0 | 0 | 0 | 0 | 0 | 0 | -246512.8382 | -115689.6092 | 0 | 0 | 0 | 0 | 0 | 0 | 0 | 0 | 0 | 0 | 0 | 0 | 0 | 0 | 0 | 0
2016-07-07 08:00 | 0 | 0 | 0 | 0 | 499824.8515 | 0 | 432270 | 0 | 0 | 0 | 0 | 1122793.6644 | 1501876.7243 | 0 | 0 | 0 | 0 | 0 | 0 | 0 | 0 | 0 | 0 | 0 | 0 | 0 | 0 | 0 | 0 | 0 | -48134.7578 | 115689.6092 | 0 | 0 | 0 | 0 | 0 | 0 | 0 | 0 | 0 | 0 | 0 | 0 | 0 | 0 | 0 | 0
2016-07-07 09:00 | 0 | 0 | 0 | 0 | 72475.5525 | 0 | 434678 | 0 | 0 | 0 | 0 | 876280.8261 | 1386187.1151 | 0 | 0 | 0 | 0 | 0 | 0 | 0 | 0 | 0 | 0 | 0 | 0 | 0 | 0 | 0 | 0 | 0 | -246512.8382 | -115689.6092 | 0 | 0 | 0 | 0 | 0 | 0 | 0 | 0 | 0 | 0 | 0 | 0 | 0 | 0 | 0 | 0
2016-07-07 10:00 | 0 | 0 | 0 | 0 | 85129.5525 | 0 | 447332 | 0 | 0 | 0 | 0 | 629767.9879 | 1270497.5058 | 0 | 0 | 0 | 0 | 0 | 0 | 0 | 0 | 0 | 0 | 0 | 0 | 0 | 0 | 0 | 0 | 0 | -246512.8382 | -115689.6092 | 0 | 0 | 0 | 0 | 0 | 0 | 0 | 0 | 0 | 0 | 0 | 0 | 0 | 0 | 0 | 0
2016-07-07 11:00 | 0 | 0 | 0 | 0 | 415030.412 | 11.9702 | 467197 | 0 | 0 | 0 | 0 | 461923.7608 | 1386187.1151 | 0 | 0 | 0 | 0 | 0 | 0 | 0 | 0 | 0 | 0 | 0 | 0 | 0 | 0 | 0 | 0 | 0 | -167844.227 | 115689.6092 | 0 | 0 | 0 | 0 | 0 | 0 | 0 | 0 | 0 | 0 | 0 | 0 | 0 | 0 | 0 | 0
2016-07-07 12:00 | 0 | 0 | 0 | 0 | 0 | 137308.2035 | 491641 | 0 | 0 | 0 | 0 | 215410.9226 | 1278367.1568 | 0 | 0 | 0 | 0 | 0 | 0 | 0 | 0 | 0 | 0 | 0 | 0 | 0 | 0 | 0 | 0 | 0 | -246512.8382 | -107819.9583 | 0 | 0 | 0 | 0 | 0 | 0 | 0 | 0 | 0 | 0 | 0 | 0 | 0 | 0 | 0 | 0
2016-07-07 13:00 | 0 | 0 | 0 | 0 | 325213.5575 | 523367.7805 | 521731 | 0 | 0 | 0 | 0 | 461923.7608 | 1358704.6566 | 0 | 0 | 0 | 0 | 0 | 0 | 0 | 0 | 0 | 0 | 0 | 0 | 0 | 0 | 0 | 0 | 0 | 246512.8382 | 80337.4998 | 0 | 0 | 0 | 0 | 0 | 0 | 0 | 0 | 0 | 0 | 0 | 0 | 0 | 0 | 0 | 0
2016-07-07 14:00 | 0 | 0 | 0 | 0 | 223327.1498 | 694039.2977 | 555164 | 0 | 0 | 0 | 0 | 708436.5991 | 1474394.2658 | 0 | 0 | 0 | 0 | 0 | 0 | 0 | 0 | 0 | 0 | 0 | 0 | 0 | 0 | 0 | 0 | 0 | 246512.8382 | 115689.6092 | 0 | 0 | 0 | 0 | 0 | 0 | 0 | 0 | 0 | 0 | 0 | 0 | 0 | 0 | 0 | 0
2016-07-07 15:00 | 0 | 0 | 0 | 0 | 0 | 801928.7579 | 587617 | 0 | 0 | 0 | 0 | 807058.7477 | 1590083.875 | 0 | 0 | 0 | 0 | 0 | 0 | 0 | 0 | 0 | 0 | 0 | 0 | 0 | 0 | 0 | 0 | 0 | 98622.1487 | 115689.6092 | 0 | 0 | 0 | 0 | 0 | 0 | 0 | 0 | 0 | 0 | 0 | 0 | 0 | 0 | 0 | 0
2016-07-07 16:00 | 0 | 0 | 0 | 0 | 0 | 854476.9635 | 614204 | 0 | 0 | 0 | 0 | 1053571.586 | 1583844.0003 | 0 | 0 | 0 | 0 | 0 | 0 | 0 | 0 | 0 | 0 | 0 | 0 | 0 | 0 | 0 | 0 | 0 | 246512.8382 | -6239.8748 | 0 | 0 | 0 | 0 | 0 | 0 | 0 | 0 | 0 | 0 | 0 | 0 | 0 | 0 | 0 | 0
2016-07-07 17:00 | 0 | 0 | 0 | 0 | 0 | 868127.6061 | 635168 | 0 | 0 | 0 | 0 | 1300084.4242 | 1570290.7681 | 0 | 0 | 0 | 0 | 0 | 0 | 0 | 0 | 0 | 0 | 0 | 0 | 0 | 0 | 0 | 0 | 0 | 246512.8382 | -13553.2321 | 0 | 0 | 0 | 0 | 0 | 0 | 0 | 0 | 0 | 0 | 0 | 0 | 0 | 0 | 0 | 0
2016-07-07 18:00 | 0 | 0 | 0 | 0 | 0 | 860156.4402 | 654364 | 0 | 0 | 0 | 0 | 1390187.2552 | 1685980.3774 | 0 | 0 | 0 | 0 | 0 | 0 | 0 | 0 | 0 | 0 | 0 | 0 | 0 | 0 | 0 | 0 | 0 | 90102.831 | 115689.6092 | 0 | 0 | 0 | 0 | 0 | 0 | 0 | 0 | 0 | 0 | 0 | 0 | 0 | 0 | 0 | 0
2016-07-07 19:00 | 0 | 0 | 0 | 0 | 0 | 848720.5018 | 664473 | 0 | 0 | 0 | 0 | 1636700.0935 | 1623715.0409 | 0 | 0 | 0 | 0 | 0 | 0 | 0 | 0 | 0 | 0 | 0 | 0 | 0 | 0 | 0 | 0 | 0 | 246512.8382 | -62265.3365 | 0 | 0 | 0 | 0 | 0 | 0 | 0 | 0 | 0 | 0 | 0 | 0 | 0 | 0 | 0 | 0
2016-07-07 20:00 | 0 | 0 | 0 | 0 | 0 | 842297.8615 | 671071 | 0 | 0 | 0 | 0 | 1692237.3458 | 1739404.6501 | 0 | 0 | 0 | 0 | 0 | 0 | 0 | 0 | 0 | 0 | 0 | 0 | 0 | 0 | 0 | 0 | 0 | 55537.2523 | 115689.6092 | 0 | 0 | 0 | 0 | 0 | 0 | 0 | 0 | 0 | 0 | 0 | 0 | 0 | 0 | 0 | 0
2016-07-07 21:00 | 0 | 0 | 0 | 0 | 0 | 828509.4056 | 673729 | 0 | 0 | 0 | 0 | 1938750.184 | 1647672.2175 | 0 | 0 | 0 | 0 | 0 | 0 | 0 | 0 | 0 | 0 | 0 | 0 | 0 | 0 | 0 | 0 | 0 | 246512.8382 | -91732.4327 | 0 | 0 | 0 | 0 | 0 | 0 | 0 | 0 | 0 | 0 | 0 | 0 | 0 | 0 | 0 | 0
2016-07-07 22:00 | 0 | 0 | 0 | 0 | 0 | 794901.953 | 668069 | 0 | 0 | 0 | 0 | 1949893.5278 | 1763361.8267 | 0 | 0 | 0 | 0 | 0 | 0 | 0 | 0 | 0 | 0 | 0 | 0 | 0 | 0 | 0 | 0 | 0 | 11143.3437 | 115689.6092 | 0 | 0 | 0 | 0 | 0 | 0 | 0 | 0 | 0 | 0 | 0 | 0 | 0 | 0 | 0 | 0
2016-07-07 23:00 | 0 | 0 | 0 | 0 | 0 | 704187.0732 | 654646 | 0 | 0 | 0 | 0 | 1883744.9917 | 1879051.4359 | 0 | 0 | 0 | 0 | 0 | 0 | 0 | 0 | 0 | 0 | 0 | 0 | 0 | 0 | 0 | 0 | 0 | -66148.536 | 115689.6092 | 0 | 0 | 0 | 0 | 0 | 0 | 0 | 0 | 0 | 0 | 0 | 0 | 0 | 0 | 0 | 0
2016-07-08 | 0 | 0 | 0 | 0 | 0 | 576546.0252 | 638410 | 0 | 0 | 0 | 0 | 1937570.6262 | 1763361.8267 | 0 | 0 | 0 | 0 | 0 | 0 | 0 | 0 | 0 | 0 | 0 | 0 | 0 | 0 | 0 | 0 | 0 | 53825.6345 | -115689.6092 | 0 | 0 | 0 | 0 | 0 | 0 | 0 | 0 | 0 | 0 | 0 | 0 | 0 | 0 | 0 | 0
2016-07-08 01:00 | 0 | 0 | 0 | 0 | 0 | 327095.3137 | 621532 | 0 | 0 | 0 | 0 | 1758823.5491 | 1647672.2175 | 0 | 0 | 0 | 0 | 0 | 0 | 0 | 0 | 0 | 0 | 0 | 0 | 0 | 0 | 0 | 0 | 0 | -178747.0771 | -115689.6092 | 0 | 0 | 0 | 0 | 0 | 0 | 0 | 0 | 0 | 0 | 0 | 0 | 0 | 0 | 0 | 0
2016-07-08 02:00 | 0 | 0 | 0 | 0 | 482716.8953 | 41954.2853 | 593605 | 0 | 0 | 0 | 0 | 1805579.3389 | 1531982.6082 | 0 | 0 | 0 | 0 | 0 | 0 | 0 | 0 | 0 | 0 | 0 | 0 | 0 | 0 | 0 | 0 | 0 | 46755.7898 | -115689.6092 | 0 | 0 | 0 | 0 | 0 | 0 | 0 | 0 | 0 | 0 | 0 | 0 | 0 | 0 | 0 | 0
2016-07-08 03:00 | 0 | 0 | 0 | 0 | 193654.701 | 0.85156 | 555858 | 0 | 0 | 0 | 0 | 1559066.5007 | 1416292.999 | 0 | 0 | 0 | 0 | 0 | 0 | 0 | 0 | 0 | 0 | 0 | 0 | 0 | 0 | 0 | 0 | 0 | -246512.8382 | -115689.6092 | 0 | 0 | 0 | 0 | 0 | 0 | 0 | 0 | 0 | 0 | 0 | 0 | 0 | 0 | 0 | 0
2016-07-08 04:00 | 0 | 0 | 0 | 0 | 387780.771 | 0 | 518604 | 0 | 0 | 0 | 0 | 1312553.6624 | 1531982.6082 | 0 | 0 | 0 | 0 | 0 | 0 | 0 | 0 | 0 | 0 | 0 | 0 | 0 | 0 | 0 | 0 | 0 | -246512.8382 | 115689.6092 | 0 | 0 | 0 | 0 | 0 | 0 | 0 | 0 | 0 | 0 | 0 | 0 | 0 | 0 | 0 | 0
2016-07-08 05:00 | 0 | 0 | 0 | 0 | 435394.3497 | 0 | 488114 | 0 | 0 | 0 | 0 | 1375523.6213 | 1416292.999 | 0 | 0 | 0 | 0 | 0 | 0 | 0 | 0 | 0 | 0 | 0 | 0 | 0 | 0 | 0 | 0 | 0 | 62969.9589 | -115689.6092 | 0 | 0 | 0 | 0 | 0 | 0 | 0 | 0 | 0 | 0 | 0 | 0 | 0 | 0 | 0 | 0
2016-07-08 06:00 | 0 | 0 | 0 | 0 | 99671.5525 | 0 | 461874 | 0 | 0 | 0 | 0 | 1129010.7831 | 1300603.3898 | 0 | 0 | 0 | 0 | 0 | 0 | 0 | 0 | 0 | 0 | 0 | 0 | 0 | 0 | 0 | 0 | 0 | -246512.8382 | -115689.6092 | 0 | 0 | 0 | 0 | 0 | 0 | 0 | 0 | 0 | 0 | 0 | 0 | 0 | 0 | 0 | 0
2016-07-08 07:00 | 0 | 0 | 0 | 0 | 80539.5525 | 0 | 442742 | 0 | 0 | 0 | 0 | 882497.9448 | 1184913.7805 | 0 | 0 | 0 | 0 | 0 | 0 | 0 | 0 | 0 | 0 | 0 | 0 | 0 | 0 | 0 | 0 | 0 | -246512.8382 | -115689.6092 | 0 | 0 | 0 | 0 | 0 | 0 | 0 | 0 | 0 | 0 | 0 | 0 | 0 | 0 | 0 | 0
2016-07-08 08:00 | 0 | 0 | 0 | 0 | 374259.6947 | 0 | 432778 | 0 | 0 | 0 | 0 | 939669.2488 | 1069224.1713 | 0 | 0 | 0 | 0 | 0 | 0 | 0 | 0 | 0 | 0 | 0 | 0 | 0 | 0 | 0 | 0 | 0 | 57171.3039 | -115689.6092 | 0 | 0 | 0 | 0 | 0 | 0 | 0 | 0 | 0 | 0 | 0 | 0 | 0 | 0 | 0 | 0
2016-07-08 09:00 | 0 | 0 | 0 | 0 | 303779.771 | 0 | 434603 | 0 | 0 | 0 | 0 | 693156.4105 | 1184913.7805 | 0 | 0 | 0 | 0 | 0 | 0 | 0 | 0 | 0 | 0 | 0 | 0 | 0 | 0 | 0 | 0 | 0 | -246512.8382 | 115689.6092 | 0 | 0 | 0 | 0 | 0 | 0 | 0 | 0 | 0 | 0 | 0 | 0 | 0 | 0 | 0 | 0
2016-07-08 10:00 | 0 | 0 | 0 | 0 | 332812.2868 | 0 | 446741 | 0 | 0 | 0 | 0 | 694917.3065 | 1069224.1713 | 0 | 0 | 0 | 0 | 0 | 0 | 0 | 0 | 0 | 0 | 0 | 0 | 0 | 0 | 0 | 0 | 0 | 1760.896 | -115689.6092 | 0 | 0 | 0 | 0 | 0 | 0 | 0 | 0 | 0 | 0 | 0 | 0 | 0 | 0 | 0 | 0
2016-07-08 11:00 | 0 | 0 | 0 | 0 | 102738.5424 | 0.010175 | 464941 | 0 | 0 | 0 | 0 | 448404.4683 | 953534.5621 | 0 | 0 | 0 | 0 | 0 | 0 | 0 | 0 | 0 | 0 | 0 | 0 | 0 | 0 | 0 | 0 | 0 | -246512.8382 | -115689.6092 | 0 | 0 | 0 | 0 | 0 | 0 | 0 | 0 | 0 | 0 | 0 | 0 | 0 | 0 | 0 | 0
2016-07-08 12:00 | 0 | 0 | 0 | 0 | 180203.489 | 101459.8552 | 491037 | 0 | 0 | 0 | 0 | 354720.4217 | 837844.9528 | 0 | 0 | 0 | 0 | 0 | 0 | 0 | 0 | 0 | 0 | 0 | 0 | 0 | 0 | 0 | 0 | 0 | -93684.0466 | -115689.6092 | 0 | 0 | 0 | 0 | 0 | 0 | 0 | 0 | 0 | 0 | 0 | 0 | 0 | 0 | 0 | 0
2016-07-08 13:00 | 0 | 0 | 0 | 0 | 0 | 458809.6565 | 523699 | 0 | 0 | 0 | 0 | 174141.469 | 953534.5621 | 0 | 0 | 0 | 0 | 0 | 0 | 0 | 0 | 0 | 0 | 0 | 0 | 0 | 0 | 0 | 0 | 0 | -180578.9527 | 115689.6092 | 0 | 0 | 0 | 0 | 0 | 0 | 0 | 0 | 0 | 0 | 0 | 0 | 0 | 0 | 0 | 0
2016-07-08 14:00 | 0 | 0 | 0 | 0 | 0 | 651383.8044 | 557938 | 0 | 0 | 0 | 0 | 151897.6641 | 1069224.1713 | 0 | 0 | 0 | 0 | 0 | 0 | 0 | 0 | 0 | 0 | 0 | 0 | 0 | 0 | 0 | 0 | 0 | -22243.8048 | 115689.6092 | 0 | 0 | 0 | 0 | 0 | 0 | 0 | 0 | 0 | 0 | 0 | 0 | 0 | 0 | 0 | 0
2016-07-08 15:00 | 0 | 0 | 0 | 0 | 0 | 763205.3125 | 591140 | 0 | 0 | 0 | 0 | 398410.5024 | 994776.6456 | 0 | 0 | 0 | 0 | 0 | 0 | 0 | 0 | 0 | 0 | 0 | 0 | 0 | 0 | 0 | 0 | 0 | 246512.8382 | -74447.5258 | 0 | 0 | 0 | 0 | 0 | 0 | 0 | 0 | 0 | 0 | 0 | 0 | 0 | 0 | 0 | 0
2016-07-08 16:00 | 0 | 0 | 0 | 0 | 153534.0925 | 825356.355 | 616688 | 0 | 0 | 0 | 0 | 644923.3406 | 1110466.2548 | 0 | 0 | 0 | 0 | 0 | 0 | 0 | 0 | 0 | 0 | 0 | 0 | 0 | 0 | 0 | 0 | 0 | 246512.8382 | 115689.6092 | 0 | 0 | 0 | 0 | 0 | 0 | 0 | 0 | 0 | 0 | 0 | 0 | 0 | 0 | 0 | 0
2016-07-08 17:00 | 0 | 0 | 0 | 0 | 0 | 839465.0653 | 637306 | 0 | 0 | 0 | 0 | 731392.7967 | 1226155.864 | 0 | 0 | 0 | 0 | 0 | 0 | 0 | 0 | 0 | 0 | 0 | 0 | 0 | 0 | 0 | 0 | 0 | 86469.4561 | 115689.6092 | 0 | 0 | 0 | 0 | 0 | 0 | 0 | 0 | 0 | 0 | 0 | 0 | 0 | 0 | 0 | 0
2016-07-08 18:00 | 0 | 0 | 0 | 0 | 0 | 835864.0271 | 652156 | 0 | 0 | 0 | 0 | 977905.6349 | 1163351.0529 | 0 | 0 | 0 | 0 | 0 | 0 | 0 | 0 | 0 | 0 | 0 | 0 | 0 | 0 | 0 | 0 | 0 | 246512.8382 | -62804.8111 | 0 | 0 | 0 | 0 | 0 | 0 | 0 | 0 | 0 | 0 | 0 | 0 | 0 | 0 | 0 | 0
2016-07-08 19:00 | 0 | 0 | 0 | 0 | 186578.4185 | 826072.3504 | 661112 | 0 | 0 | 0 | 0 | 1213754.7946 | 1279040.6621 | 0 | 0 | 0 | 0 | 0 | 0 | 0 | 0 | 0 | 0 | 0 | 0 | 0 | 0 | 0 | 0 | 0 | 235849.1596 | 115689.6092 | 0 | 0 | 0 | 0 | 0 | 0 | 0 | 0 | 0 | 0 | 0 | 0 | 0 | 0 | 0 | 0
2016-07-08 20:00 | 0 | 0 | 0 | 0 | 180644.586 | 818540.3898 | 666277 | 0 | 0 | 0 | 0 | 1460267.6328 | 1365435.7997 | 0 | 0 | 0 | 0 | 0 | 0 | 0 | 0 | 0 | 0 | 0 | 0 | 0 | 0 | 0 | 0 | 0 | 246512.8382 | 86395.1376 | 0 | 0 | 0 | 0 | 0 | 0 | 0 | 0 | 0 | 0 | 0 | 0 | 0 | 0 | 0 | 0
2016-07-08 21:00 | 0 | 0 | 0 | 0 | 0 | 800074.6686 | 666264 | 0 | 0 | 0 | 0 | 1706780.4711 | 1252733.6301 | 0 | 0 | 0 | 0 | 0 | 0 | 0 | 0 | 0 | 0 | 0 | 0 | 0 | 0 | 0 | 0 | 0 | 246512.8382 | -112702.1696 | 0 | 0 | 0 | 0 | 0 | 0 | 0 | 0 | 0 | 0 | 0 | 0 | 0 | 0 | 0 | 0
2016-07-08 22:00 | 0 | 0 | 0 | 0 | 0 | 769158.5406 | 657650 | 0 | 0 | 0 | 0 | 1702599.4024 | 1368423.2393 | 0 | 0 | 0 | 0 | 0 | 0 | 0 | 0 | 0 | 0 | 0 | 0 | 0 | 0 | 0 | 0 | 0 | -4181.0686 | 115689.6092 | 0 | 0 | 0 | 0 | 0 | 0 | 0 | 0 | 0 | 0 | 0 | 0 | 0 | 0 | 0 | 0
2016-07-08 23:00 | 0 | 0 | 0 | 0 | 0 | 680907.2541 | 641615 | 0 | 0 | 0 | 0 | 1857581.2658 | 1252733.6301 | 0 | 0 | 0 | 0 | 0 | 0 | 0 | 0 | 0 | 0 | 0 | 0 | 0 | 0 | 0 | 0 | 0 | 154981.8633 | -115689.6092 | 0 | 0 | 0 | 0 | 0 | 0 | 0 | 0 | 0 | 0 | 0 | 0 | 0 | 0 | 0 | 0
2016-07-09 | 0 | 0 | 0 | 0 | 209170.2939 | 567832.307 | 621080 | 0 | 0 | 0 | 0 | 1897814.2575 | 1368423.2393 | 0 | 0 | 0 | 0 | 0 | 0 | 0 | 0 | 0 | 0 | 0 | 0 | 0 | 0 | 0 | 0 | 0 | 40232.9917 | 115689.6092 | 0 | 0 | 0 | 0 | 0 | 0 | 0 | 0 | 0 | 0 | 0 | 0 | 0 | 0 | 0 | 0
2016-07-09 01:00 | 0 | 0 | 0 | 0 | 0 | 325341.0199 | 600655 | 0 | 0 | 0 | 0 | 1738189.8866 | 1252733.6301 | 0 | 0 | 0 | 0 | 0 | 0 | 0 | 0 | 0 | 0 | 0 | 0 | 0 | 0 | 0 | 0 | 0 | -159624.3709 | -115689.6092 | 0 | 0 | 0 | 0 | 0 | 0 | 0 | 0 | 0 | 0 | 0 | 0 | 0 | 0 | 0 | 0
2016-07-09 02:00 | 0 | 0 | 0 | 0 | 168766.2552 | 42105.2973 | 573074 | 0 | 0 | 0 | 0 | 1491677.0484 | 1137044.0208 | 0 | 0 | 0 | 0 | 0 | 0 | 0 | 0 | 0 | 0 | 0 | 0 | 0 | 0 | 0 | 0 | 0 | -246512.8382 | -115689.6092 | 0 | 0 | 0 | 0 | 0 | 0 | 0 | 0 | 0 | 0 | 0 | 0 | 0 | 0 | 0 | 0
2016-07-09 03:00 | 0 | 0 | 0 | 0 | 496360.7781 | 0.2499 | 537026 | 0 | 0 | 0 | 0 | 1335322.4672 | 1252733.6301 | 0 | 0 | 0 | 0 | 0 | 0 | 0 | 0 | 0 | 0 | 0 | 0 | 0 | 0 | 0 | 0 | 0 | -156354.5812 | 115689.6092 | 0 | 0 | 0 | 0 | 0 | 0 | 0 | 0 | 0 | 0 | 0 | 0 | 0 | 0 | 0 | 0
2016-07-09 04:00 | 0 | 0 | 0 | 0 | 372234.771 | 0 | 503058 | 0 | 0 | 0 | 0 | 1088809.6289 | 1368423.2393 | 0 | 0 | 0 | 0 | 0 | 0 | 0 | 0 | 0 | 0 | 0 | 0 | 0 | 0 | 0 | 0 | 0 | -246512.8382 | 115689.6092 | 0 | 0 | 0 | 0 | 0 | 0 | 0 | 0 | 0 | 0 | 0 | 0 | 0 | 0 | 0 | 0
2016-07-09 05:00 | 0 | 0 | 0 | 0 | 443694.6015 | 0 | 472233 | 0 | 0 | 0 | 0 | 1175960.8397 | 1252733.6301 | 0 | 0 | 0 | 0 | 0 | 0 | 0 | 0 | 0 | 0 | 0 | 0 | 0 | 0 | 0 | 0 | 0 | 87151.2108 | -115689.6092 | 0 | 0 | 0 | 0 | 0 | 0 | 0 | 0 | 0 | 0 | 0 | 0 | 0 | 0 | 0 | 0
2016-07-09 06:00 | 0 | 0 | 0 | 0 | 84781.5525 | 0 | 446984 | 0 | 0 | 0 | 0 | 929448.0014 | 1137044.0208 | 0 | 0 | 0 | 0 | 0 | 0 | 0 | 0 | 0 | 0 | 0 | 0 | 0 | 0 | 0 | 0 | 0 | -246512.8382 | -115689.6092 | 0 | 0 | 0 | 0 | 0 | 0 | 0 | 0 | 0 | 0 | 0 | 0 | 0 | 0 | 0 | 0
2016-07-09 07:00 | 0 | 0 | 0 | 0 | 403911.0141 | 0 | 427811 | 0 | 0 | 0 | 0 | 1021237.6248 | 1021354.4116 | 0 | 0 | 0 | 0 | 0 | 0 | 0 | 0 | 0 | 0 | 0 | 0 | 0 | 0 | 0 | 0 | 0 | 91789.6233 | -115689.6092 | 0 | 0 | 0 | 0 | 0 | 0 | 0 | 0 | 0 | 0 | 0 | 0 | 0 | 0 | 0 | 0
2016-07-09 08:00 | 0 | 0 | 0 | 0 | 52899.5525 | 0 | 415102 | 0 | 0 | 0 | 0 | 774724.7865 | 905664.8024 | 0 | 0 | 0 | 0 | 0 | 0 | 0 | 0 | 0 | 0 | 0 | 0 | 0 | 0 | 0 | 0 | 0 | -246512.8382 | -115689.6092 | 0 | 0 | 0 | 0 | 0 | 0 | 0 | 0 | 0 | 0 | 0 | 0 | 0 | 0 | 0 | 0
2016-07-09 09:00 | 0 | 0 | 0 | 0 | 356717.476 | 0 | 408303 | 0 | 0 | 0 | 0 | 607449.6533 | 1021354.4116 | 0 | 0 | 0 | 0 | 0 | 0 | 0 | 0 | 0 | 0 | 0 | 0 | 0 | 0 | 0 | 0 | 0 | -167275.1332 | 115689.6092 | 0 | 0 | 0 | 0 | 0 | 0 | 0 | 0 | 0 | 0 | 0 | 0 | 0 | 0 | 0 | 0
2016-07-09 10:00 | 0 | 0 | 0 | 0 | 43609.5525 | 0 | 405812 | 0 | 0 | 0 | 0 | 360936.815 | 905664.8024 | 0 | 0 | 0 | 0 | 0 | 0 | 0 | 0 | 0 | 0 | 0 | 0 | 0 | 0 | 0 | 0 | 0 | -246512.8382 | -115689.6092 | 0 | 0 | 0 | 0 | 0 | 0 | 0 | 0 | 0 | 0 | 0 | 0 | 0 | 0 | 0 | 0
2016-07-09 11:00 | 0 | 0 | 0 | 0 | 287846.3232 | 7.7386 | 412095 | 0 | 0 | 0 | 0 | 246512.8382 | 865054.1257 | 0 | 0 | 0 | 0 | 0 | 0 | 0 | 30793.7153 | 0 | 0 | 0 | 0 | 0 | 0 | 0 | 0 | 0 | -114423.9768 | -40610.6767 | 0 | 0 | 0 | 0 | 0 | 0 | 0 | 0 | 0 | 30793.7153 | 0 | 0 | 0 | 0 | 0 | 0
2016-07-09 12:00 | 0 | 0 | 0 | 0 | 0 | 127418.8313 | 431529 | 0 | 0 | 0 | 0 | 0 | 838250.5105 | 0 | 0 | 0 | 0 | 0 | 0 | 0 | 0 | 0 | 0 | 0 | 0 | 0 | 0 | 0 | 0 | 0 | -246512.8382 | -26803.6151 | 0 | 0 | 0 | 0 | 0 | 0 | 0 | 0 | 0 | -30793.7153 | 0 | 0 | 0 | 0 | 0 | 0
2016-07-09 13:00 | 0 | 0 | 0 | 0 | 0 | 514662.8635 | 461399 | 0 | 0 | 0 | 0 | 0 | 891514.374 | 0 | 0 | 0 | 0 | 0 | 0 | 0 | 0 | 0 | 0 | 0 | 0 | 0 | 0 | 0 | 0 | 0 | 0 | 53263.8635 | 0 | 0 | 0 | 0 | 0 | 0 | 0 | 0 | 0 | 0 | 0 | 0 | 0 | 0 | 0 | 0
2016-07-09 14:00 | 0 | 0 | 0 | 0 | 0 | 677784.1195 | 494489 | 0 | 0 | 0 | 0 | 246512.8382 | 828296.6552 | 0 | 0 | 0 | 0 | 0 | 0 | 0 | 0 | 0 | 0 | 0 | 0 | 0 | 0 | 0 | 0 | 0 | 246512.8382 | -63217.7188 | 0 | 0 | 0 | 0 | 0 | 0 | 0 | 0 | 0 | 0 | 0 | 0 | 0 | 0 | 0 | 0
2016-07-09 15:00 | 0 | 0 | 0 | 0 | 100638.0939 | 786821.3536 | 525257 | 0 | 0 | 0 | 0 | 493025.6765 | 943986.2645 | 0 | 0 | 0 | 0 | 0 | 0 | 0 | 0 | 0 | 0 | 0 | 0 | 0 | 0 | 0 | 0 | 0 | 246512.8382 | 115689.6092 | 0 | 0 | 0 | 0 | 0 | 0 | 0 | 0 | 0 | 0 | 0 | 0 | 0 | 0 | 0 | 0
2016-07-09 16:00 | 0 | 0 | 0 | 0 | 66155.7999 | 846241.6476 | 550195 | 0 | 0 | 0 | 0 | 739538.5147 | 1059675.8737 | 0 | 0 | 0 | 0 | 0 | 0 | 0 | 0 | 0 | 0 | 0 | 0 | 0 | 0 | 0 | 0 | 0 | 246512.8382 | 115689.6092 | 0 | 0 | 0 | 0 | 0 | 0 | 0 | 0 | 0 | 0 | 0 | 0 | 0 | 0 | 0 | 0
2016-07-09 17:00 | 0 | 0 | 0 | 0 | 0 | 858460.6217 | 569722 | 0 | 0 | 0 | 0 | 912587.5272 | 1175365.4829 | 0 | 0 | 0 | 0 | 0 | 0 | 0 | 0 | 0 | 0 | 0 | 0 | 0 | 0 | 0 | 0 | 0 | 173049.0125 | 115689.6092 | 0 | 0 | 0 | 0 | 0 | 0 | 0 | 0 | 0 | 0 | 0 | 0 | 0 | 0 | 0 | 0
2016-07-09 18:00 | 0 | 0 | 0 | 0 | 0 | 854348.6171 | 583892 | 0 | 0 | 0 | 0 | 1159100.3655 | 1199309.2618 | 0 | 0 | 0 | 0 | 0 | 0 | 0 | 0 | 0 | 0 | 0 | 0 | 0 | 0 | 0 | 0 | 0 | 246512.8382 | 23943.7788 | 0 | 0 | 0 | 0 | 0 | 0 | 0 | 0 | 0 | 0 | 0 | 0 | 0 | 0 | 0 | 0
2016-07-09 19:00 | 0 | 0 | 0 | 0 | 0 | 844971.947 | 595393 | 0 | 0 | 0 | 0 | 1292989.7032 | 1314998.871 | 0 | 0 | 0 | 0 | 0 | 0 | 0 | 0 | 0 | 0 | 0 | 0 | 0 | 0 | 0 | 0 | 0 | 133889.3378 | 115689.6092 | 0 | 0 | 0 | 0 | 0 | 0 | 0 | 0 | 0 | 0 | 0 | 0 | 0 | 0 | 0 | 0
2016-07-09 20:00 | 0 | 0 | 0 | 0 | 0 | 839945.2138 | 603013 | 0 | 0 | 0 | 0 | 1539502.5415 | 1305418.2466 | 0 | 0 | 0 | 0 | 0 | 0 | 0 | 0 | 0 | 0 | 0 | 0 | 0 | 0 | 0 | 0 | 0 | 246512.8382 | -9580.6244 | 0 | 0 | 0 | 0 | 0 | 0 | 0 | 0 | 0 | 0 | 0 | 0 | 0 | 0 | 0 | 0
2016-07-09 21:00 | 0 | 0 | 0 | 0 | 0 | 828083.6667 | 605780 | 0 | 0 | 0 | 0 | 1646116.599 | 1421107.8558 | 0 | 0 | 0 | 0 | 0 | 0 | 0 | 0 | 0 | 0 | 0 | 0 | 0 | 0 | 0 | 0 | 0 | 106614.0575 | 115689.6092 | 0 | 0 | 0 | 0 | 0 | 0 | 0 | 0 | 0 | 0 | 0 | 0 | 0 | 0 | 0 | 0
2016-07-09 22:00 | 0 | 0 | 0 | 0 | 0 | 799542.0582 | 600420 | 0 | 0 | 0 | 0 | 1729549.048 | 1536797.465 | 0 | 0 | 0 | 0 | 0 | 0 | 0 | 0 | 0 | 0 | 0 | 0 | 0 | 0 | 0 | 0 | 0 | 83432.449 | 115689.6092 | 0 | 0 | 0 | 0 | 0 | 0 | 0 | 0 | 0 | 0 | 0 | 0 | 0 | 0 | 0 | 0
2016-07-09 23:00 | 0 | 0 | 0 | 0 | 0 | 717852.2144 | 588550 | 0 | 0 | 0 | 0 | 1974540.8716 | 1421107.8558 | 0 | 0 | 0 | 0 | 0 | 0 | 0 | 0 | 0 | 0 | 0 | 0 | 0 | 0 | 0 | 0 | 0 | 244991.8236 | -115689.6092 | 0 | 0 | 0 | 0 | 0 | 0 | 0 | 0 | 0 | 0 | 0 | 0 | 0 | 0 | 0 | 0
2016-07-10 | 0 | 0 | 0 | 0 | 0 | 581978.6709 | 572382 | 0 | 0 | 0 | 0 | 1868447.9332 | 1536797.465 | 0 | 0 | 0 | 0 | 0 | 0 | 0 | 0 | 0 | 0 | 0 | 0 | 0 | 0 | 0 | 0 | 0 | -106092.9384 | 115689.6092 | 0 | 0 | 0 | 0 | 0 | 0 | 0 | 0 | 0 | 0 | 0 | 0 | 0 | 0 | 0 | 0
2016-07-10 01:00 | 0 | 0 | 0 | 0 | 0 | 311713.4776 | 557030 | 0 | 0 | 0 | 0 | 1738821.0201 | 1421107.8558 | 0 | 0 | 0 | 0 | 0 | 0 | 0 | 0 | 0 | 0 | 0 | 0 | 0 | 0 | 0 | 0 | 0 | -129626.9131 | -115689.6092 | 0 | 0 | 0 | 0 | 0 | 0 | 0 | 0 | 0 | 0 | 0 | 0 | 0 | 0 | 0 | 0
2016-07-10 02:00 | 0 | 0 | 0 | 0 | 134756.0679 | 37776.4846 | 534735 | 0 | 0 | 0 | 0 | 1492308.1819 | 1305418.2466 | 0 | 0 | 0 | 0 | 0 | 0 | 0 | 0 | 0 | 0 | 0 | 0 | 0 | 0 | 0 | 0 | 0 | -246512.8382 | -115689.6092 | 0 | 0 | 0 | 0 | 0 | 0 | 0 | 0 | 0 | 0 | 0 | 0 | 0 | 0 | 0 | 0
2016-07-10 03:00 | 0 | 0 | 0 | 0 | 642491.4516 | 0.3171 | 504637 | 0 | 0 | 0 | 0 | 1514473.3413 | 1421107.8558 | 0 | 0 | 0 | 0 | 0 | 0 | 0 | 0 | 0 | 0 | 0 | 0 | 0 | 0 | 0 | 0 | 0 | 22165.1595 | 115689.6092 | 0 | 0 | 0 | 0 | 0 | 0 | 0 | 0 | 0 | 0 | 0 | 0 | 0 | 0 | 0 | 0
2016-07-10 04:00 | 0 | 0 | 0 | 0 | 110662.5525 | 0 | 472865 | 0 | 0 | 0 | 0 | 1267960.5031 | 1305418.2466 | 0 | 0 | 0 | 0 | 0 | 0 | 0 | 0 | 0 | 0 | 0 | 0 | 0 | 0 | 0 | 0 | 0 | -246512.8382 | -115689.6092 | 0 | 0 | 0 | 0 | 0 | 0 | 0 | 0 | 0 | 0 | 0 | 0 | 0 | 0 | 0 | 0
2016-07-10 05:00 | 0 | 0 | 0 | 0 | 82965.5525 | 0 | 445168 | 0 | 0 | 0 | 0 | 1021447.6648 | 1189728.6374 | 0 | 0 | 0 | 0 | 0 | 0 | 0 | 0 | 0 | 0 | 0 | 0 | 0 | 0 | 0 | 0 | 0 | -246512.8382 | -115689.6092 | 0 | 0 | 0 | 0 | 0 | 0 | 0 | 0 | 0 | 0 | 0 | 0 | 0 | 0 | 0 | 0
2016-07-10 06:00 | 0 | 0 | 0 | 0 | 60839.5525 | 0 | 423042 | 0 | 0 | 0 | 0 | 774934.8266 | 1074039.0281 | 0 | 0 | 0 | 0 | 0 | 0 | 0 | 0 | 0 | 0 | 0 | 0 | 0 | 0 | 0 | 0 | 0 | -246512.8382 | -115689.6092 | 0 | 0 | 0 | 0 | 0 | 0 | 0 | 0 | 0 | 0 | 0 | 0 | 0 | 0 | 0 | 0
2016-07-10 07:00 | 0 | 0 | 0 | 0 | 532428.3243 | 0 | 405389 | 0 | 0 | 0 | 0 | 1017663.7601 | 958349.4189 | 0 | 0 | 0 | 0 | 0 | 0 | 0 | 0 | 0 | 0 | 0 | 0 | 0 | 0 | 0 | 0 | 0 | 242728.9335 | -115689.6092 | 0 | 0 | 0 | 0 | 0 | 0 | 0 | 0 | 0 | 0 | 0 | 0 | 0 | 0 | 0 | 0
2016-07-10 08:00 | 0 | 0 | 0 | 0 | 30792.5525 | 0 | 392995 | 0 | 0 | 0 | 0 | 771150.9219 | 842659.8097 | 0 | 0 | 0 | 0 | 0 | 0 | 0 | 0 | 0 | 0 | 0 | 0 | 0 | 0 | 0 | 0 | 0 | -246512.8382 | -115689.6092 | 0 | 0 | 0 | 0 | 0 | 0 | 0 | 0 | 0 | 0 | 0 | 0 | 0 | 0 | 0 | 0
2016-07-10 09:00 | 0 | 0 | 0 | 0 | 255217.771 | 0 | 386041 | 0 | 0 | 0 | 0 | 524638.0836 | 958349.4189 | 0 | 0 | 0 | 0 | 0 | 0 | 0 | 0 | 0 | 0 | 0 | 0 | 0 | 0 | 0 | 0 | 0 | -246512.8382 | 115689.6092 | 0 | 0 | 0 | 0 | 0 | 0 | 0 | 0 | 0 | 0 | 0 | 0 | 0 | 0 | 0 | 0
2016-07-10 10:00 | 0 | 0 | 0 | 0 | 405918.7415 | 0 | 382415 | 0 | 0 | 0 | 0 | 663831.4344 | 842659.8097 | 0 | 0 | 0 | 0 | 0 | 0 | 0 | 0 | 0 | 0 | 0 | 0 | 0 | 0 | 0 | 0 | 0 | 139193.3508 | -115689.6092 | 0 | 0 | 0 | 0 | 0 | 0 | 0 | 0 | 0 | 0 | 0 | 0 | 0 | 0 | 0 | 0
2016-07-10 11:00 | 0 | 0 | 0 | 0 | 25280.8849 | 6.6676 | 387490 | 0 | 0 | 0 | 0 | 417318.5962 | 726970.2004 | 0 | 0 | 0 | 0 | 0 | 0 | 0 | 0 | 0 | 0 | 0 | 0 | 0 | 0 | 0 | 0 | 0 | -246512.8382 | -115689.6092 | 0 | 0 | 0 | 0 | 0 | 0 | 0 | 0 | 0 | 0 | 0 | 0 | 0 | 0 | 0 | 0
2016-07-10 12:00 | 0 | 0 | 0 | 0 | 220061.6624 | 110369.6038 | 407703 | 0 | 0 | 0 | 0 | 224357.2531 | 842659.8097 | 0 | 0 | 0 | 0 | 0 | 0 | 0 | 0 | 0 | 0 | 0 | 0 | 0 | 0 | 0 | 0 | 0 | -192961.3431 | 115689.6092 | 0 | 0 | 0 | 0 | 0 | 0 | 0 | 0 | 0 | 0 | 0 | 0 | 0 | 0 | 0 | 0
2016-07-10 13:00 | 0 | 0 | 0 | 0 | 0 | 503733.8164 | 435099 | 0 | 0 | 0 | 0 | 177302.4602 | 958349.4189 | 0 | 0 | 0 | 0 | 0 | 0 | 0 | 0 | 0 | 0 | 0 | 0 | 0 | 0 | 0 | 0 | 0 | -47054.7929 | 115689.6092 | 0 | 0 | 0 | 0 | 0 | 0 | 0 | 0 | 0 | 0 | 0 | 0 | 0 | 0 | 0 | 0
2016-07-10 14:00 | 0 | 0 | 0 | 0 | 0 | 715384.5103 | 466139 | 0 | 0 | 0 | 0 | 310858.3613 | 1074039.0281 | 0 | 0 | 0 | 0 | 0 | 0 | 0 | 0 | 0 | 0 | 0 | 0 | 0 | 0 | 0 | 0 | 0 | 133555.9011 | 115689.6092 | 0 | 0 | 0 | 0 | 0 | 0 | 0 | 0 | 0 | 0 | 0 | 0 | 0 | 0 | 0 | 0
2016-07-10 15:00 | 0 | 0 | 0 | 0 | 36239.9012 | 822509.5463 | 496547 | 0 | 0 | 0 | 0 | 557371.1996 | 1189728.6374 | 0 | 0 | 0 | 0 | 0 | 0 | 0 | 0 | 0 | 0 | 0 | 0 | 0 | 0 | 0 | 0 | 0 | 246512.8382 | 115689.6092 | 0 | 0 | 0 | 0 | 0 | 0 | 0 | 0 | 0 | 0 | 0 | 0 | 0 | 0 | 0 | 0
2016-07-10 16:00 | 0 | 0 | 0 | 0 | 0 | 878248.4613 | 524202 | 0 | 0 | 0 | 0 | 795728.0516 | 1305418.2466 | 0 | 0 | 0 | 0 | 0 | 0 | 0 | 0 | 0 | 0 | 0 | 0 | 0 | 0 | 0 | 0 | 0 | 238356.8521 | 115689.6092 | 0 | 0 | 0 | 0 | 0 | 0 | 0 | 0 | 0 | 0 | 0 | 0 | 0 | 0 | 0 | 0
2016-07-10 17:00 | 0 | 0 | 0 | 0 | 0 | 887494.0896 | 547624 | 0 | 0 | 0 | 0 | 1042240.8899 | 1398775.4979 | 0 | 0 | 0 | 0 | 0 | 0 | 0 | 0 | 0 | 0 | 0 | 0 | 0 | 0 | 0 | 0 | 0 | 246512.8382 | 93357.2513 | 0 | 0 | 0 | 0 | 0 | 0 | 0 | 0 | 0 | 0 | 0 | 0 | 0 | 0 | 0 | 0
2016-07-10 18:00 | 0 | 0 | 0 | 0 | 0 | 881836.513 | 566798 | 0 | 0 | 0 | 0 | 1241589.7936 | 1514465.1071 | 0 | 0 | 0 | 0 | 0 | 0 | 0 | 0 | 0 | 0 | 0 | 0 | 0 | 0 | 0 | 0 | 0 | 199348.9037 | 115689.6092 | 0 | 0 | 0 | 0 | 0 | 0 | 0 | 0 | 0 | 0 | 0 | 0 | 0 | 0 | 0 | 0
2016-07-10 19:00 | 0 | 0 | 0 | 0 | 0 | 874935.4903 | 581698 | 0 | 0 | 0 | 0 | 1488102.6318 | 1561189.7592 | 0 | 0 | 0 | 0 | 0 | 0 | 0 | 0 | 0 | 0 | 0 | 0 | 0 | 0 | 0 | 0 | 0 | 246512.8382 | 46724.6521 | 0 | 0 | 0 | 0 | 0 | 0 | 0 | 0 | 0 | 0 | 0 | 0 | 0 | 0 | 0 | 0
2016-07-10 20:00 | 0 | 0 | 0 | 0 | 79424.1536 | 875373.2939 | 592595 | 0 | 0 | 0 | 0 | 1734615.4701 | 1676879.3685 | 0 | 0 | 0 | 0 | 0 | 0 | 0 | 0 | 0 | 0 | 0 | 0 | 0 | 0 | 0 | 0 | 0 | 246512.8382 | 115689.6092 | 0 | 0 | 0 | 0 | 0 | 0 | 0 | 0 | 0 | 0 | 0 | 0 | 0 | 0 | 0 | 0
2016-07-10 21:00 | 0 | 0 | 0 | 0 | 0 | 870024.621 | 599783 | 0 | 0 | 0 | 0 | 1889167.4819 | 1792568.9777 | 0 | 0 | 0 | 0 | 0 | 0 | 0 | 0 | 0 | 0 | 0 | 0 | 0 | 0 | 0 | 0 | 0 | 154552.0118 | 115689.6092 | 0 | 0 | 0 | 0 | 0 | 0 | 0 | 0 | 0 | 0 | 0 | 0 | 0 | 0 | 0 | 0
2016-07-10 22:00 | 0 | 0 | 0 | 0 | 0 | 846635.612 | 600387 | 0 | 0 | 0 | 0 | 2019726.4846 | 1908258.5869 | 0 | 0 | 0 | 0 | 0 | 0 | 0 | 0 | 0 | 0 | 0 | 0 | 0 | 0 | 0 | 0 | 0 | 130559.0027 | 115689.6092 | 0 | 0 | 0 | 0 | 0 | 0 | 0 | 0 | 0 | 0 | 0 | 0 | 0 | 0 | 0 | 0
2016-07-10 23:00 | 0 | 0 | 0 | 0 | 0 | 763616.222 | 591233 | 0 | 0 | 0 | 0 | 2142934.3457 | 1957433.9478 | 0 | 0 | 0 | 0 | 0 | 0 | 0 | 0 | 0 | 0 | 0 | 0 | 0 | 0 | 0 | 0 | 0 | 123207.8611 | 49175.3609 | 0 | 0 | 0 | 0 | 0 | 0 | 0 | 0 | 0 | 0 | 0 | 0 | 0 | 0 | 0 | 0
2016-07-11 | 0 | 0 | 0 | 0 | 0 | 628095.9275 | 576878 | 0 | 0 | 0 | 0 | 2078462.6639 | 2073123.5571 | 0 | 0 | 0 | 0 | 0 | 0 | 0 | 0 | 0 | 0 | 0 | 0 | 0 | 0 | 0 | 0 | 0 | -64471.6818 | 115689.6092 | 0 | 0 | 0 | 0 | 0 | 0 | 0 | 0 | 0 | 0 | 0 | 0 | 0 | 0 | 0 | 0
2016-07-11 01:00 | 0 | 0 | 0 | 0 | 0 | 342125.4328 | 564175 | 0 | 0 | 0 | 0 | 1972102.7059 | 1957433.9478 | 0 | 0 | 0 | 0 | 0 | 0 | 0 | 0 | 0 | 0 | 0 | 0 | 0 | 0 | 0 | 0 | 0 | -106359.958 | -115689.6092 | 0 | 0 | 0 | 0 | 0 | 0 | 0 | 0 | 0 | 0 | 0 | 0 | 0 | 0 | 0 | 0
2016-07-11 02:00 | 0 | 0 | 0 | 0 | 127061.0455 | 52401.507 | 541665 | 0 | 0 | 0 | 0 | 1725589.8677 | 1841744.3386 | 0 | 0 | 0 | 0 | 0 | 0 | 0 | 0 | 0 | 0 | 0 | 0 | 0 | 0 | 0 | 0 | 0 | -246512.8382 | -115689.6092 | 0 | 0 | 0 | 0 | 0 | 0 | 0 | 0 | 0 | 0 | 0 | 0 | 0 | 0 | 0 | 0
2016-07-11 03:00 | 0 | 0 | 0 | 0 | 147558.3614 | 0.1911 | 509761 | 0 | 0 | 0 | 0 | 1479077.0295 | 1726054.7294 | 0 | 0 | 0 | 0 | 0 | 0 | 0 | 0 | 0 | 0 | 0 | 0 | 0 | 0 | 0 | 0 | 0 | -246512.8382 | -115689.6092 | 0 | 0 | 0 | 0 | 0 | 0 | 0 | 0 | 0 | 0 | 0 | 0 | 0 | 0 | 0 | 0
2016-07-11 04:00 | 0 | 0 | 0 | 0 | 115325.5525 | 0 | 477528 | 0 | 0 | 0 | 0 | 1232564.1912 | 1610365.1201 | 0 | 0 | 0 | 0 | 0 | 0 | 0 | 0 | 0 | 0 | 0 | 0 | 0 | 0 | 0 | 0 | 0 | -246512.8382 | -115689.6092 | 0 | 0 | 0 | 0 | 0 | 0 | 0 | 0 | 0 | 0 | 0 | 0 | 0 | 0 | 0 | 0
2016-07-11 05:00 | 0 | 0 | 0 | 0 | 734187.0367 | 0 | 450542 | 0 | 0 | 0 | 0 | 1479077.0295 | 1647497.3186 | 0 | 0 | 0 | 0 | 0 | 0 | 0 | 0 | 0 | 0 | 0 | 0 | 0 | 0 | 0 | 0 | 0 | 246512.8382 | 37132.1984 | 0 | 0 | 0 | 0 | 0 | 0 | 0 | 0 | 0 | 0 | 0 | 0 | 0 | 0 | 0 | 0
2016-07-11 06:00 | 0 | 0 | 0 | 0 | 66443.5525 | 0 | 428646 | 0 | 0 | 0 | 0 | 1232564.1912 | 1531807.7093 | 0 | 0 | 0 | 0 | 0 | 0 | 0 | 0 | 0 | 0 | 0 | 0 | 0 | 0 | 0 | 0 | 0 | -246512.8382 | -115689.6092 | 0 | 0 | 0 | 0 | 0 | 0 | 0 | 0 | 0 | 0 | 0 | 0 | 0 | 0 | 0 | 0
2016-07-11 07:00 | 0 | 0 | 0 | 0 | 50647.5525 | 0 | 412850 | 0 | 0 | 0 | 0 | 986051.353 | 1416118.1001 | 0 | 0 | 0 | 0 | 0 | 0 | 0 | 0 | 0 | 0 | 0 | 0 | 0 | 0 | 0 | 0 | 0 | -246512.8382 | -115689.6092 | 0 | 0 | 0 | 0 | 0 | 0 | 0 | 0 | 0 | 0 | 0 | 0 | 0 | 0 | 0 | 0
2016-07-11 08:00 | 0 | 0 | 0 | 0 | 43898.5525 | 0 | 406101 | 0 | 0 | 0 | 0 | 739538.5147 | 1300428.4909 | 0 | 0 | 0 | 0 | 0 | 0 | 0 | 0 | 0 | 0 | 0 | 0 | 0 | 0 | 0 | 0 | 0 | -246512.8382 | -115689.6092 | 0 | 0 | 0 | 0 | 0 | 0 | 0 | 0 | 0 | 0 | 0 | 0 | 0 | 0 | 0 | 0
2016-07-11 09:00 | 0 | 0 | 0 | 0 | 48773.5525 | 0 | 410976 | 0 | 0 | 0 | 0 | 493025.6765 | 1184738.8816 | 0 | 0 | 0 | 0 | 0 | 0 | 0 | 0 | 0 | 0 | 0 | 0 | 0 | 0 | 0 | 0 | 0 | -246512.8382 | -115689.6092 | 0 | 0 | 0 | 0 | 0 | 0 | 0 | 0 | 0 | 0 | 0 | 0 | 0 | 0 | 0 | 0
2016-07-11 10:00 | 0 | 0 | 0 | 0 | 293918.771 | 0 | 424742 | 0 | 0 | 0 | 0 | 246512.8382 | 1300428.4909 | 0 | 0 | 0 | 0 | 0 | 0 | 0 | 0 | 0 | 0 | 0 | 0 | 0 | 0 | 0 | 0 | 0 | -246512.8382 | 115689.6092 | 0 | 0 | 0 | 0 | 0 | 0 | 0 | 0 | 0 | 0 | 0 | 0 | 0 | 0 | 0 | 0
2016-07-11 11:00 | 0 | 0 | 0 | 0 | 80930.5779 | 5.9746 | 443139 | 0 | 0 | 0 | 0 | 0 | 1184738.8816 | 0 | 0 | 0 | 0 | 0 | 0 | 0 | 0 | 0 | 0 | 0 | 0 | 0 | 0 | 0 | 0 | 0 | -246512.8382 | -115689.6092 | 0 | 0 | 0 | 0 | 0 | 0 | 0 | 0 | 0 | 0 | 0 | 0 | 0 | 0 | 0 | 0
2016-07-11 12:00 | 0 | 0 | 0 | 0 | 581958.5359 | 130349.9845 | 469783 | 0 | 0 | 0 | 0 | 246512.8382 | 1180751.5638 | 0 | 0 | 0 | 0 | 0 | 0 | 0 | 0 | 0 | 0 | 0 | 0 | 0 | 0 | 0 | 0 | 0 | 246512.8382 | -3987.3178 | 0 | 0 | 0 | 0 | 0 | 0 | 0 | 0 | 0 | 0 | 0 | 0 | 0 | 0 | 0 | 0
2016-07-11 13:00 | 0 | 0 | 0 | 0 | 0 | 515522.8915 | 501025 | 0 | 0 | 0 | 0 | 145321.1205 | 1296441.173 | 0 | 0 | 0 | 0 | 0 | 0 | 0 | 0 | 0 | 0 | 0 | 0 | 0 | 0 | 0 | 0 | 0 | -101191.7178 | 115689.6092 | 0 | 0 | 0 | 0 | 0 | 0 | 0 | 0 | 0 | 0 | 0 | 0 | 0 | 0 | 0 | 0
2016-07-11 14:00 | 0 | 0 | 0 | 0 | 0 | 729805.1275 | 535818 | 0 | 0 | 0 | 0 | 391833.9587 | 1243915.4623 | 0 | 0 | 0 | 0 | 0 | 0 | 0 | 0 | 0 | 0 | 0 | 0 | 0 | 0 | 0 | 0 | 0 | 246512.8382 | -52525.7107 | 0 | 0 | 0 | 0 | 0 | 0 | 0 | 0 | 0 | 0 | 0 | 0 | 0 | 0 | 0 | 0
2016-07-11 15:00 | 0 | 0 | 0 | 0 | 88499.8254 | 842126.622 | 568424 | 0 | 0 | 0 | 0 | 638346.797 | 1359605.0715 | 0 | 0 | 0 | 0 | 0 | 0 | 0 | 0 | 0 | 0 | 0 | 0 | 0 | 0 | 0 | 0 | 0 | 246512.8382 | 115689.6092 | 0 | 0 | 0 | 0 | 0 | 0 | 0 | 0 | 0 | 0 | 0 | 0 | 0 | 0 | 0 | 0
2016-07-11 16:00 | 0 | 0 | 0 | 0 | 0 | 891833.3762 | 596823 | 0 | 0 | 0 | 0 | 817667.5639 | 1475294.6807 | 0 | 0 | 0 | 0 | 0 | 0 | 0 | 0 | 0 | 0 | 0 | 0 | 0 | 0 | 0 | 0 | 0 | 179320.7669 | 115689.6092 | 0 | 0 | 0 | 0 | 0 | 0 | 0 | 0 | 0 | 0 | 0 | 0 | 0 | 0 | 0 | 0
2016-07-11 17:00 | 0 | 0 | 0 | 0 | 0 | 904788.4619 | 621048 | 0 | 0 | 0 | 0 | 1064180.4021 | 1512522.3044 | 0 | 0 | 0 | 0 | 0 | 0 | 0 | 0 | 0 | 0 | 0 | 0 | 0 | 0 | 0 | 0 | 0 | 246512.8382 | 37227.6236 | 0 | 0 | 0 | 0 | 0 | 0 | 0 | 0 | 0 | 0 | 0 | 0 | 0 | 0 | 0 | 0
2016-07-11 18:00 | 0 | 0 | 0 | 0 | 0 | 899237.2423 | 640543 | 0 | 0 | 0 | 0 | 1207185.0352 | 1628211.9136 | 0 | 0 | 0 | 0 | 0 | 0 | 0 | 0 | 0 | 0 | 0 | 0 | 0 | 0 | 0 | 0 | 0 | 143004.6331 | 115689.6092 | 0 | 0 | 0 | 0 | 0 | 0 | 0 | 0 | 0 | 0 | 0 | 0 | 0 | 0 | 0 | 0
2016-07-11 19:00 | 0 | 0 | 0 | 0 | 0 | 891322.9547 | 654436 | 0 | 0 | 0 | 0 | 1328382.3807 | 1743901.5228 | 0 | 0 | 0 | 0 | 0 | 0 | 0 | 0 | 0 | 0 | 0 | 0 | 0 | 0 | 0 | 0 | 0 | 121197.3454 | 115689.6092 | 0 | 0 | 0 | 0 | 0 | 0 | 0 | 0 | 0 | 0 | 0 | 0 | 0 | 0 | 0 | 0
2016-07-11 20:00 | 0 | 0 | 0 | 0 | 0 | 889530.1453 | 663615 | 0 | 0 | 0 | 0 | 1574895.2189 | 1723303.8299 | 0 | 0 | 0 | 0 | 0 | 0 | 0 | 0 | 0 | 0 | 0 | 0 | 0 | 0 | 0 | 0 | 0 | 246512.8382 | -20597.693 | 0 | 0 | 0 | 0 | 0 | 0 | 0 | 0 | 0 | 0 | 0 | 0 | 0 | 0 | 0 | 0
2016-07-11 21:00 | 0 | 0 | 0 | 0 | 0 | 883338.9314 | 666782 | 0 | 0 | 0 | 0 | 1675762.5411 | 1838993.4391 | 0 | 0 | 0 | 0 | 0 | 0 | 0 | 0 | 0 | 0 | 0 | 0 | 0 | 0 | 0 | 0 | 0 | 100867.3222 | 115689.6092 | 0 | 0 | 0 | 0 | 0 | 0 | 0 | 0 | 0 | 0 | 0 | 0 | 0 | 0 | 0 | 0
2016-07-11 22:00 | 0 | 0 | 0 | 0 | 0 | 858098.749 | 661340 | 0 | 0 | 0 | 0 | 1756831.6808 | 1954683.0484 | 0 | 0 | 0 | 0 | 0 | 0 | 0 | 0 | 0 | 0 | 0 | 0 | 0 | 0 | 0 | 0 | 0 | 81069.1397 | 115689.6092 | 0 | 0 | 0 | 0 | 0 | 0 | 0 | 0 | 0 | 0 | 0 | 0 | 0 | 0 | 0 | 0
2016-07-11 23:00 | 0 | 0 | 0 | 0 | 0 | 781181.6167 | 647838 | 0 | 0 | 0 | 0 | 2003344.519 | 1841513.8268 | 0 | 0 | 0 | 0 | 0 | 0 | 0 | 0 | 0 | 0 | 0 | 0 | 0 | 0 | 0 | 0 | 0 | 246512.8382 | -113169.2215 | 0 | 0 | 0 | 0 | 0 | 0 | 0 | 0 | 0 | 0 | 0 | 0 | 0 | 0 | 0 | 0
2016-07-12 | 0 | 0 | 0 | 0 | 0 | 616871.0808 | 629895 | 0 | 0 | 0 | 0 | 1874630.9906 | 1957203.4361 | 0 | 0 | 0 | 0 | 0 | 0 | 0 | 0 | 0 | 0 | 0 | 0 | 0 | 0 | 0 | 0 | 0 | -128713.5285 | 115689.6092 | 0 | 0 | 0 | 0 | 0 | 0 | 0 | 0 | 0 | 0 | 0 | 0 | 0 | 0 | 0 | 0
2016-07-12 01:00 | 0 | 0 | 0 | 0 | 0 | 343856.0267 | 611767 | 0 | 0 | 0 | 0 | 1722409.6265 | 1841513.8268 | 0 | 0 | 0 | 0 | 0 | 0 | 0 | 0 | 0 | 0 | 0 | 0 | 0 | 0 | 0 | 0 | 0 | -152221.3641 | -115689.6092 | 0 | 0 | 0 | 0 | 0 | 0 | 0 | 0 | 0 | 0 | 0 | 0 | 0 | 0 | 0 | 0
2016-07-12 02:00 | 0 | 0 | 0 | 0 | 183582.5667 | 37661.9858 | 583447 | 0 | 0 | 0 | 0 | 1475896.7882 | 1725824.2176 | 0 | 0 | 0 | 0 | 0 | 0 | 0 | 0 | 0 | 0 | 0 | 0 | 0 | 0 | 0 | 0 | 0 | -246512.8382 | -115689.6092 | 0 | 0 | 0 | 0 | 0 | 0 | 0 | 0 | 0 | 0 | 0 | 0 | 0 | 0 | 0 | 0
2016-07-12 03:00 | 0 | 0 | 0 | 0 | 182689.5382 | 0.01428 | 544892 | 0 | 0 | 0 | 0 | 1229383.95 | 1610134.6084 | 0 | 0 | 0 | 0 | 0 | 0 | 0 | 0 | 0 | 0 | 0 | 0 | 0 | 0 | 0 | 0 | 0 | -246512.8382 | -115689.6092 | 0 | 0 | 0 | 0 | 0 | 0 | 0 | 0 | 0 | 0 | 0 | 0 | 0 | 0 | 0 | 0
2016-07-12 04:00 | 0 | 0 | 0 | 0 | 816091.8801 | 0 | 509022 | 0 | 0 | 0 | 0 | 1475896.7882 | 1670691.6502 | 0 | 0 | 0 | 0 | 0 | 0 | 0 | 0 | 0 | 0 | 0 | 0 | 0 | 0 | 0 | 0 | 0 | 246512.8382 | 60557.0419 | 0 | 0 | 0 | 0 | 0 | 0 | 0 | 0 | 0 | 0 | 0 | 0 | 0 | 0 | 0 | 0
2016-07-12 05:00 | 0 | 0 | 0 | 0 | 115111.5525 | 0 | 477314 | 0 | 0 | 0 | 0 | 1229383.95 | 1555002.041 | 0 | 0 | 0 | 0 | 0 | 0 | 0 | 0 | 0 | 0 | 0 | 0 | 0 | 0 | 0 | 0 | 0 | -246512.8382 | -115689.6092 | 0 | 0 | 0 | 0 | 0 | 0 | 0 | 0 | 0 | 0 | 0 | 0 | 0 | 0 | 0 | 0
2016-07-12 06:00 | 0 | 0 | 0 | 0 | 88295.5525 | 0 | 450498 | 0 | 0 | 0 | 0 | 982871.1118 | 1439312.4317 | 0 | 0 | 0 | 0 | 0 | 0 | 0 | 0 | 0 | 0 | 0 | 0 | 0 | 0 | 0 | 0 | 0 | -246512.8382 | -115689.6092 | 0 | 0 | 0 | 0 | 0 | 0 | 0 | 0 | 0 | 0 | 0 | 0 | 0 | 0 | 0 | 0
2016-07-12 07:00 | 0 | 0 | 0 | 0 | 300880.771 | 0 | 431704 | 0 | 0 | 0 | 0 | 736358.2735 | 1555002.041 | 0 | 0 | 0 | 0 | 0 | 0 | 0 | 0 | 0 | 0 | 0 | 0 | 0 | 0 | 0 | 0 | 0 | -246512.8382 | 115689.6092 | 0 | 0 | 0 | 0 | 0 | 0 | 0 | 0 | 0 | 0 | 0 | 0 | 0 | 0 | 0 | 0
2016-07-12 08:00 | 0 | 0 | 0 | 0 | 693828.7419 | 0 | 421999 | 0 | 0 | 0 | 0 | 982871.1118 | 1580318.9447 | 0 | 0 | 0 | 0 | 0 | 0 | 0 | 0 | 0 | 0 | 0 | 0 | 0 | 0 | 0 | 0 | 0 | 246512.8382 | 25316.9037 | 0 | 0 | 0 | 0 | 0 | 0 | 0 | 0 | 0 | 0 | 0 | 0 | 0 | 0 | 0 | 0
2016-07-12 09:00 | 0 | 0 | 0 | 0 | 60784.5525 | 0 | 422987 | 0 | 0 | 0 | 0 | 736358.2735 | 1464629.3354 | 0 | 0 | 0 | 0 | 0 | 0 | 0 | 0 | 0 | 0 | 0 | 0 | 0 | 0 | 0 | 0 | 0 | -246512.8382 | -115689.6092 | 0 | 0 | 0 | 0 | 0 | 0 | 0 | 0 | 0 | 0 | 0 | 0 | 0 | 0 | 0 | 0
2016-07-12 10:00 | 0 | 0 | 0 | 0 | 73826.5525 | 0 | 436029 | 0 | 0 | 0 | 0 | 489845.4353 | 1348939.7262 | 0 | 0 | 0 | 0 | 0 | 0 | 0 | 0 | 0 | 0 | 0 | 0 | 0 | 0 | 0 | 0 | 0 | -246512.8382 | -115689.6092 | 0 | 0 | 0 | 0 | 0 | 0 | 0 | 0 | 0 | 0 | 0 | 0 | 0 | 0 | 0 | 0
2016-07-12 11:00 | 0 | 0 | 0 | 0 | 574062.9842 | 4.9036 | 456498 | 0 | 0 | 0 | 0 | 491725.7138 | 1464629.3354 | 0 | 0 | 0 | 0 | 0 | 0 | 0 | 0 | 0 | 0 | 0 | 0 | 0 | 0 | 0 | 0 | 0 | 1880.2786 | 115689.6092 | 0 | 0 | 0 | 0 | 0 | 0 | 0 | 0 | 0 | 0 | 0 | 0 | 0 | 0 | 0 | 0
2016-07-12 12:00 | 0 | 0 | 0 | 0 | 0 | 132361.5938 | 482934 | 0 | 0 | 0 | 0 | 245212.8756 | 1360569.7675 | 0 | 0 | 0 | 0 | 0 | 0 | 0 | 0 | 0 | 0 | 0 | 0 | 0 | 0 | 0 | 0 | 0 | -246512.8382 | -104059.568 | 0 | 0 | 0 | 0 | 0 | 0 | 0 | 0 | 0 | 0 | 0 | 0 | 0 | 0 | 0 | 0
2016-07-12 13:00 | 0 | 0 | 0 | 0 | 0 | 518783.9623 | 512658 | 0 | 0 | 0 | 0 | 135649.2287 | 1476259.3767 | 0 | 0 | 0 | 0 | 0 | 0 | 0 | 0 | 0 | 0 | 0 | 0 | 0 | 0 | 0 | 0 | 0 | -109563.6469 | 115689.6092 | 0 | 0 | 0 | 0 | 0 | 0 | 0 | 0 | 0 | 0 | 0 | 0 | 0 | 0 | 0 | 0
2016-07-12 14:00 | 0 | 0 | 0 | 0 | 187972.66 | 720718.7875 | 546489 | 0 | 0 | 0 | 0 | 382162.0669 | 1591948.9859 | 0 | 0 | 0 | 0 | 0 | 0 | 0 | 0 | 0 | 0 | 0 | 0 | 0 | 0 | 0 | 0 | 0 | 246512.8382 | 115689.6092 | 0 | 0 | 0 | 0 | 0 | 0 | 0 | 0 | 0 | 0 | 0 | 0 | 0 | 0 | 0 | 0
2016-07-12 15:00 | 0 | 0 | 0 | 0 | 0 | 838907.2809 | 578718 | 0 | 0 | 0 | 0 | 526661.7386 | 1707638.5952 | 0 | 0 | 0 | 0 | 0 | 0 | 0 | 0 | 0 | 0 | 0 | 0 | 0 | 0 | 0 | 0 | 0 | 144499.6716 | 115689.6092 | 0 | 0 | 0 | 0 | 0 | 0 | 0 | 0 | 0 | 0 | 0 | 0 | 0 | 0 | 0 | 0
2016-07-12 16:00 | 0 | 0 | 0 | 0 | 0 | 886480.6755 | 607314 | 0 | 0 | 0 | 0 | 773174.5768 | 1740292.4324 | 0 | 0 | 0 | 0 | 0 | 0 | 0 | 0 | 0 | 0 | 0 | 0 | 0 | 0 | 0 | 0 | 0 | 246512.8382 | 32653.8372 | 0 | 0 | 0 | 0 | 0 | 0 | 0 | 0 | 0 | 0 | 0 | 0 | 0 | 0 | 0 | 0
2016-07-12 17:00 | 0 | 0 | 0 | 0 | 0 | 894976.2437 | 630683 | 0 | 0 | 0 | 0 | 1019687.415 | 1758072.8378 | 0 | 0 | 0 | 0 | 0 | 0 | 0 | 0 | 0 | 0 | 0 | 0 | 0 | 0 | 0 | 0 | 0 | 246512.8382 | 17780.4055 | 0 | 0 | 0 | 0 | 0 | 0 | 0 | 0 | 0 | 0 | 0 | 0 | 0 | 0 | 0 | 0
2016-07-12 18:00 | 0 | 0 | 0 | 0 | 0 | 890477.0284 | 648626 | 0 | 0 | 0 | 0 | 1145848.8342 | 1873762.4471 | 0 | 0 | 0 | 0 | 0 | 0 | 0 | 0 | 0 | 0 | 0 | 0 | 0 | 0 | 0 | 0 | 0 | 126161.4191 | 115689.6092 | 0 | 0 | 0 | 0 | 0 | 0 | 0 | 0 | 0 | 0 | 0 | 0 | 0 | 0 | 0 | 0
2016-07-12 19:00 | 0 | 0 | 0 | 0 | 140983.9076 | 882862.5398 | 661644 | 0 | 0 | 0 | 0 | 1392361.6724 | 1989452.0563 | 0 | 0 | 0 | 0 | 0 | 0 | 0 | 0 | 0 | 0 | 0 | 0 | 0 | 0 | 0 | 0 | 0 | 246512.8382 | 115689.6092 | 0 | 0 | 0 | 0 | 0 | 0 | 0 | 0 | 0 | 0 | 0 | 0 | 0 | 0 | 0 | 0
2016-07-12 20:00 | 0 | 0 | 0 | 0 | 0 | 882739.0119 | 670411 | 0 | 0 | 0 | 0 | 1489000.0751 | 2105141.6655 | 0 | 0 | 0 | 0 | 0 | 0 | 0 | 0 | 0 | 0 | 0 | 0 | 0 | 0 | 0 | 0 | 0 | 96638.4027 | 115689.6092 | 0 | 0 | 0 | 0 | 0 | 0 | 0 | 0 | 0 | 0 | 0 | 0 | 0 | 0 | 0 | 0
2016-07-12 21:00 | 0 | 0 | 0 | 0 | 0 | 878289.2743 | 673446 | 0 | 0 | 0 | 0 | 1735512.9134 | 2063472.1016 | 0 | 0 | 0 | 0 | 0 | 0 | 0 | 0 | 0 | 0 | 0 | 0 | 0 | 0 | 0 | 0 | 0 | 246512.8382 | -41669.5639 | 0 | 0 | 0 | 0 | 0 | 0 | 0 | 0 | 0 | 0 | 0 | 0 | 0 | 0 | 0 | 0
2016-07-12 22:00 | 0 | 0 | 0 | 0 | 0 | 852985.5093 | 669508 | 0 | 0 | 0 | 0 | 1803300.8134 | 2179161.7108 | 0 | 0 | 0 | 0 | 0 | 0 | 0 | 0 | 0 | 0 | 0 | 0 | 0 | 0 | 0 | 0 | 0 | 67787.9001 | 115689.6092 | 0 | 0 | 0 | 0 | 0 | 0 | 0 | 0 | 0 | 0 | 0 | 0 | 0 | 0 | 0 | 0
2016-07-12 23:00 | 0 | 0 | 0 | 0 | 0 | 779130.845 | 656296 | 0 | 0 | 0 | 0 | 2041825.2677 | 2063472.1016 | 0 | 0 | 0 | 0 | 0 | 0 | 0 | 0 | 0 | 0 | 0 | 0 | 0 | 0 | 0 | 0 | 0 | 238524.4543 | -115689.6092 | 0 | 0 | 0 | 0 | 0 | 0 | 0 | 0 | 0 | 0 | 0 | 0 | 0 | 0 | 0 | 0
2016-07-13 | 0 | 0 | 0 | 0 | 0 | 593537.209 | 638843 | 0 | 0 | 0 | 0 | 1880829.8675 | 2179161.7108 | 0 | 0 | 0 | 0 | 0 | 0 | 0 | 0 | 0 | 0 | 0 | 0 | 0 | 0 | 0 | 0 | 0 | -160995.4002 | 115689.6092 | 0 | 0 | 0 | 0 | 0 | 0 | 0 | 0 | 0 | 0 | 0 | 0 | 0 | 0 | 0 | 0
2016-07-13 01:00 | 0 | 0 | 0 | 0 | 0 | 310490.72 | 620660 | 0 | 0 | 0 | 0 | 1686350.1968 | 2063472.1016 | 0 | 0 | 0 | 0 | 0 | 0 | 0 | 0 | 0 | 0 | 0 | 0 | 0 | 0 | 0 | 0 | 0 | -194479.6707 | -115689.6092 | 0 | 0 | 0 | 0 | 0 | 0 | 0 | 0 | 0 | 0 | 0 | 0 | 0 | 0 | 0 | 0
2016-07-13 02:00 | 0 | 0 | 0 | 0 | 669258.6792 | 36328.0285 | 592697 | 0 | 0 | 0 | 0 | 1683550.2952 | 2179161.7108 | 0 | 0 | 0 | 0 | 0 | 0 | 0 | 0 | 0 | 0 | 0 | 0 | 0 | 0 | 0 | 0 | 0 | -2799.9015 | 115689.6092 | 0 | 0 | 0 | 0 | 0 | 0 | 0 | 0 | 0 | 0 | 0 | 0 | 0 | 0 | 0 | 0
2016-07-13 03:00 | 0 | 0 | 0 | 0 | 192494.5525 | 0 | 554697 | 0 | 0 | 0 | 0 | 1437037.457 | 2063472.1016 | 0 | 0 | 0 | 0 | 0 | 0 | 0 | 0 | 0 | 0 | 0 | 0 | 0 | 0 | 0 | 0 | 0 | -246512.8382 | -115689.6092 | 0 | 0 | 0 | 0 | 0 | 0 | 0 | 0 | 0 | 0 | 0 | 0 | 0 | 0 | 0 | 0
2016-07-13 04:00 | 0 | 0 | 0 | 0 | 155521.5525 | 0 | 517724 | 0 | 0 | 0 | 0 | 1190524.6188 | 1947782.4924 | 0 | 0 | 0 | 0 | 0 | 0 | 0 | 0 | 0 | 0 | 0 | 0 | 0 | 0 | 0 | 0 | 0 | -246512.8382 | -115689.6092 | 0 | 0 | 0 | 0 | 0 | 0 | 0 | 0 | 0 | 0 | 0 | 0 | 0 | 0 | 0 | 0
2016-07-13 05:00 | 0 | 0 | 0 | 0 | 123176.5525 | 0 | 485379 | 0 | 0 | 0 | 0 | 944011.7805 | 1832092.8832 | 0 | 0 | 0 | 0 | 0 | 0 | 0 | 0 | 0 | 0 | 0 | 0 | 0 | 0 | 0 | 0 | 0 | -246512.8382 | -115689.6092 | 0 | 0 | 0 | 0 | 0 | 0 | 0 | 0 | 0 | 0 | 0 | 0 | 0 | 0 | 0 | 0
2016-07-13 06:00 | 0 | 0 | 0 | 0 | 694757.2805 | 0 | 459917 | 0 | 0 | 0 | 0 | 1190524.6188 | 1820420.3254 | 0 | 0 | 0 | 0 | 0 | 0 | 0 | 0 | 0 | 0 | 0 | 0 | 0 | 0 | 0 | 0 | 0 | 246512.8382 | -11672.5577 | 0 | 0 | 0 | 0 | 0 | 0 | 0 | 0 | 0 | 0 | 0 | 0 | 0 | 0 | 0 | 0
2016-07-13 07:00 | 0 | 0 | 0 | 0 | 79731.5525 | 0 | 441934 | 0 | 0 | 0 | 0 | 944011.7805 | 1704730.7162 | 0 | 0 | 0 | 0 | 0 | 0 | 0 | 0 | 0 | 0 | 0 | 0 | 0 | 0 | 0 | 0 | 0 | -246512.8382 | -115689.6092 | 0 | 0 | 0 | 0 | 0 | 0 | 0 | 0 | 0 | 0 | 0 | 0 | 0 | 0 | 0 | 0
2016-07-13 08:00 | 0 | 0 | 0 | 0 | 301852.771 | 0 | 432676 | 0 | 0 | 0 | 0 | 697498.9423 | 1820420.3254 | 0 | 0 | 0 | 0 | 0 | 0 | 0 | 0 | 0 | 0 | 0 | 0 | 0 | 0 | 0 | 0 | 0 | -246512.8382 | 115689.6092 | 0 | 0 | 0 | 0 | 0 | 0 | 0 | 0 | 0 | 0 | 0 | 0 | 0 | 0 | 0 | 0
2016-07-13 09:00 | 0 | 0 | 0 | 0 | 617999.8356 | 0 | 435833 | 0 | 0 | 0 | 0 | 763976.1687 | 1936109.9347 | 0 | 0 | 0 | 0 | 0 | 0 | 0 | 0 | 0 | 0 | 0 | 0 | 0 | 0 | 0 | 0 | 0 | 66477.2264 | 115689.6092 | 0 | 0 | 0 | 0 | 0 | 0 | 0 | 0 | 0 | 0 | 0 | 0 | 0 | 0 | 0 | 0
2016-07-13 10:00 | 0 | 0 | 0 | 0 | 86748.5525 | 0 | 448951 | 0 | 0 | 0 | 0 | 517463.3304 | 1820420.3254 | 0 | 0 | 0 | 0 | 0 | 0 | 0 | 0 | 0 | 0 | 0 | 0 | 0 | 0 | 0 | 0 | 0 | -246512.8382 | -115689.6092 | 0 | 0 | 0 | 0 | 0 | 0 | 0 | 0 | 0 | 0 | 0 | 0 | 0 | 0 | 0 | 0
2016-07-13 11:00 | 0 | 0 | 0 | 0 | 107342.922 | 4.6306 | 469550 | 0 | 0 | 0 | 0 | 270950.4922 | 1704730.7162 | 0 | 0 | 0 | 0 | 0 | 0 | 0 | 0 | 0 | 0 | 0 | 0 | 0 | 0 | 0 | 0 | 0 | -246512.8382 | -115689.6092 | 0 | 0 | 0 | 0 | 0 | 0 | 0 | 0 | 0 | 0 | 0 | 0 | 0 | 0 | 0 | 0
2016-07-13 12:00 | 0 | 0 | 0 | 0 | 376283.2593 | 132125.5453 | 496070 | 0 | 0 | 0 | 0 | 398978.906 | 1589041.107 | 0 | 0 | 0 | 0 | 0 | 0 | 0 | 0 | 0 | 0 | 0 | 0 | 0 | 0 | 0 | 0 | 0 | 128028.4138 | -115689.6092 | 0 | 0 | 0 | 0 | 0 | 0 | 0 | 0 | 0 | 0 | 0 | 0 | 0 | 0 | 0 | 0
2016-07-13 13:00 | 0 | 0 | 0 | 0 | 0 | 511839.3263 | 525443 | 0 | 0 | 0 | 0 | 269685.6231 | 1704730.7162 | 0 | 0 | 0 | 0 | 0 | 0 | 0 | 0 | 0 | 0 | 0 | 0 | 0 | 0 | 0 | 0 | 0 | -129293.2829 | 115689.6092 | 0 | 0 | 0 | 0 | 0 | 0 | 0 | 0 | 0 | 0 | 0 | 0 | 0 | 0 | 0 | 0
2016-07-13 14:00 | 0 | 0 | 0 | 0 | 0 | 732489.8265 | 559810 | 0 | 0 | 0 | 0 | 516198.4613 | 1630897.7045 | 0 | 0 | 0 | 0 | 0 | 0 | 0 | 0 | 0 | 0 | 0 | 0 | 0 | 0 | 0 | 0 | 0 | 246512.8382 | -73833.0117 | 0 | 0 | 0 | 0 | 0 | 0 | 0 | 0 | 0 | 0 | 0 | 0 | 0 | 0 | 0 | 0
2016-07-13 15:00 | 0 | 0 | 0 | 0 | 121861.402 | 835240.0455 | 594899 | 0 | 0 | 0 | 0 | 762711.2995 | 1746587.3137 | 0 | 0 | 0 | 0 | 0 | 0 | 0 | 0 | 0 | 0 | 0 | 0 | 0 | 0 | 0 | 0 | 0 | 246512.8382 | 115689.6092 | 0 | 0 | 0 | 0 | 0 | 0 | 0 | 0 | 0 | 0 | 0 | 0 | 0 | 0 | 0 | 0
2016-07-13 16:00 | 0 | 0 | 0 | 0 | 0 | 886032.5461 | 625088 | 0 | 0 | 0 | 0 | 907966.2364 | 1862276.9229 | 0 | 0 | 0 | 0 | 0 | 0 | 0 | 0 | 0 | 0 | 0 | 0 | 0 | 0 | 0 | 0 | 0 | 145254.9368 | 115689.6092 | 0 | 0 | 0 | 0 | 0 | 0 | 0 | 0 | 0 | 0 | 0 | 0 | 0 | 0 | 0 | 0
2016-07-13 17:00 | 0 | 0 | 0 | 0 | 0 | 893298.0235 | 649828 | 0 | 0 | 0 | 0 | 1154479.0746 | 1859234.1081 | 0 | 0 | 0 | 0 | 0 | 0 | 0 | 0 | 0 | 0 | 0 | 0 | 0 | 0 | 0 | 0 | 0 | 246512.8382 | -3042.8148 | 0 | 0 | 0 | 0 | 0 | 0 | 0 | 0 | 0 | 0 | 0 | 0 | 0 | 0 | 0 | 0
2016-07-13 18:00 | 0 | 0 | 0 | 0 | 0 | 886411.7053 | 668009 | 0 | 0 | 0 | 0 | 1257192.1706 | 1974923.7174 | 0 | 0 | 0 | 0 | 0 | 0 | 0 | 0 | 0 | 0 | 0 | 0 | 0 | 0 | 0 | 0 | 0 | 102713.096 | 115689.6092 | 0 | 0 | 0 | 0 | 0 | 0 | 0 | 0 | 0 | 0 | 0 | 0 | 0 | 0 | 0 | 0
2016-07-13 19:00 | 0 | 0 | 0 | 0 | 0 | 878465.9623 | 679325 | 0 | 0 | 0 | 0 | 1503705.0089 | 1927551.8415 | 0 | 0 | 0 | 0 | 0 | 0 | 0 | 0 | 0 | 0 | 0 | 0 | 0 | 0 | 0 | 0 | 0 | 246512.8382 | -47371.8759 | 0 | 0 | 0 | 0 | 0 | 0 | 0 | 0 | 0 | 0 | 0 | 0 | 0 | 0 | 0 | 0
2016-07-13 20:00 | 0 | 0 | 0 | 0 | 0 | 878005.887 | 684178 | 0 | 0 | 0 | 0 | 1581843.2866 | 2043241.4507 | 0 | 0 | 0 | 0 | 0 | 0 | 0 | 0 | 0 | 0 | 0 | 0 | 0 | 0 | 0 | 0 | 0 | 78138.2777 | 115689.6092 | 0 | 0 | 0 | 0 | 0 | 0 | 0 | 0 | 0 | 0 | 0 | 0 | 0 | 0 | 0 | 0
2016-07-13 21:00 | 0 | 0 | 0 | 0 | 175238.5177 | 872041.9298 | 685078 | 0 | 0 | 0 | 0 | 1828356.1249 | 2158931.0599 | 0 | 0 | 0 | 0 | 0 | 0 | 0 | 0 | 0 | 0 | 0 | 0 | 0 | 0 | 0 | 0 | 0 | 246512.8382 | 115689.6092 | 0 | 0 | 0 | 0 | 0 | 0 | 0 | 0 | 0 | 0 | 0 | 0 | 0 | 0 | 0 | 0
2016-07-13 22:00 | 0 | 0 | 0 | 0 | 0 | 847473.513 | 679696 | 0 | 0 | 0 | 0 | 1880444.0286 | 2274620.6692 | 0 | 0 | 0 | 0 | 0 | 0 | 0 | 0 | 0 | 0 | 0 | 0 | 0 | 0 | 0 | 0 | 0 | 52087.9038 | 115689.6092 | 0 | 0 | 0 | 0 | 0 | 0 | 0 | 0 | 0 | 0 | 0 | 0 | 0 | 0 | 0 | 0
2016-07-13 23:00 | 0 | 0 | 0 | 0 | 0 | 777094.9268 | 666990 | 0 | 0 | 0 | 0 | 2106238.5647 | 2158931.0599 | 0 | 0 | 0 | 0 | 0 | 0 | 0 | 0 | 0 | 0 | 0 | 0 | 0 | 0 | 0 | 0 | 0 | 225794.5361 | -115689.6092 | 0 | 0 | 0 | 0 | 0 | 0 | 0 | 0 | 0 | 0 | 0 | 0 | 0 | 0 | 0 | 0
2016-07-14 | 0 | 0 | 0 | 0 | 0 | 588493.7911 | 650042 | 0 | 0 | 0 | 0 | 1929000.7466 | 2274620.6692 | 0 | 0 | 0 | 0 | 0 | 0 | 0 | 0 | 0 | 0 | 0 | 0 | 0 | 0 | 0 | 0 | 0 | -177237.8181 | 115689.6092 | 0 | 0 | 0 | 0 | 0 | 0 | 0 | 0 | 0 | 0 | 0 | 0 | 0 | 0 | 0 | 0
2016-07-14 01:00 | 0 | 0 | 0 | 0 | 449486.1413 | 313231.0877 | 631894 | 0 | 0 | 0 | 0 | 2175513.5848 | 2158931.0599 | 0 | 0 | 0 | 0 | 0 | 0 | 0 | 0 | 0 | 0 | 0 | 0 | 0 | 0 | 0 | 0 | 0 | 246512.8382 | -115689.6092 | 0 | 0 | 0 | 0 | 0 | 0 | 0 | 0 | 0 | 0 | 0 | 0 | 0 | 0 | 0 | 0
2016-07-14 02:00 | 0 | 0 | 0 | 0 | 572541.7824 | 38862.1996 | 602801 | 0 | 0 | 0 | 0 | 2068426.9575 | 2274620.6692 | 0 | 0 | 0 | 0 | 0 | 0 | 0 | 0 | 0 | 0 | 0 | 0 | 0 | 0 | 0 | 0 | 0 | -107086.6273 | 115689.6092 | 0 | 0 | 0 | 0 | 0 | 0 | 0 | 0 | 0 | 0 | 0 | 0 | 0 | 0 | 0 | 0
2016-07-14 03:00 | 0 | 0 | 0 | 0 | 202472.5525 | 0 | 564675 | 0 | 0 | 0 | 0 | 1821914.1193 | 2158931.0599 | 0 | 0 | 0 | 0 | 0 | 0 | 0 | 0 | 0 | 0 | 0 | 0 | 0 | 0 | 0 | 0 | 0 | -246512.8382 | -115689.6092 | 0 | 0 | 0 | 0 | 0 | 0 | 0 | 0 | 0 | 0 | 0 | 0 | 0 | 0 | 0 | 0
2016-07-14 04:00 | 0 | 0 | 0 | 0 | 395229.771 | 0 | 526053 | 0 | 0 | 0 | 0 | 1575401.2811 | 2274620.6692 | 0 | 0 | 0 | 0 | 0 | 0 | 0 | 0 | 0 | 0 | 0 | 0 | 0 | 0 | 0 | 0 | 0 | -246512.8382 | 115689.6092 | 0 | 0 | 0 | 0 | 0 | 0 | 0 | 0 | 0 | 0 | 0 | 0 | 0 | 0 | 0 | 0
2016-07-14 05:00 | 0 | 0 | 0 | 0 | 526343.086 | 0 | 493962 | 0 | 0 | 0 | 0 | 1723471.9763 | 2158931.0599 | 0 | 0 | 0 | 0 | 0 | 0 | 0 | 0 | 0 | 0 | 0 | 0 | 0 | 0 | 0 | 0 | 0 | 148070.6953 | -115689.6092 | 0 | 0 | 0 | 0 | 0 | 0 | 0 | 0 | 0 | 0 | 0 | 0 | 0 | 0 | 0 | 0
2016-07-14 06:00 | 0 | 0 | 0 | 0 | 104850.5525 | 0 | 467053 | 0 | 0 | 0 | 0 | 1476959.1381 | 2043241.4507 | 0 | 0 | 0 | 0 | 0 | 0 | 0 | 0 | 0 | 0 | 0 | 0 | 0 | 0 | 0 | 0 | 0 | -246512.8382 | -115689.6092 | 0 | 0 | 0 | 0 | 0 | 0 | 0 | 0 | 0 | 0 | 0 | 0 | 0 | 0 | 0 | 0
2016-07-14 07:00 | 0 | 0 | 0 | 0 | 85164.5525 | 0 | 447367 | 0 | 0 | 0 | 0 | 1230446.2998 | 1927551.8415 | 0 | 0 | 0 | 0 | 0 | 0 | 0 | 0 | 0 | 0 | 0 | 0 | 0 | 0 | 0 | 0 | 0 | -246512.8382 | -115689.6092 | 0 | 0 | 0 | 0 | 0 | 0 | 0 | 0 | 0 | 0 | 0 | 0 | 0 | 0 | 0 | 0
2016-07-14 08:00 | 0 | 0 | 0 | 0 | 471235.9369 | 0 | 437746 | 0 | 0 | 0 | 0 | 1379625.846 | 1811862.2323 | 0 | 0 | 0 | 0 | 0 | 0 | 0 | 0 | 0 | 0 | 0 | 0 | 0 | 0 | 0 | 0 | 0 | 149179.5461 | -115689.6092 | 0 | 0 | 0 | 0 | 0 | 0 | 0 | 0 | 0 | 0 | 0 | 0 | 0 | 0 | 0 | 0
2016-07-14 09:00 | 0 | 0 | 0 | 0 | 308624.771 | 0 | 439448 | 0 | 0 | 0 | 0 | 1133113.0077 | 1927551.8415 | 0 | 0 | 0 | 0 | 0 | 0 | 0 | 0 | 0 | 0 | 0 | 0 | 0 | 0 | 0 | 0 | 0 | -246512.8382 | 115689.6092 | 0 | 0 | 0 | 0 | 0 | 0 | 0 | 0 | 0 | 0 | 0 | 0 | 0 | 0 | 0 | 0
2016-07-14 10:00 | 0 | 0 | 0 | 0 | 423423.7363 | 0 | 453146 | 0 | 0 | 0 | 0 | 1219080.3532 | 1811862.2323 | 0 | 0 | 0 | 0 | 0 | 0 | 0 | 0 | 0 | 0 | 0 | 0 | 0 | 0 | 0 | 0 | 0 | 85967.3455 | -115689.6092 | 0 | 0 | 0 | 0 | 0 | 0 | 0 | 0 | 0 | 0 | 0 | 0 | 0 | 0 | 0 | 0
2016-07-14 11:00 | 0 | 0 | 0 | 0 | 111234.5525 | 0 | 473437 | 0 | 0 | 0 | 0 | 972567.515 | 1696172.623 | 0 | 0 | 0 | 0 | 0 | 0 | 0 | 0 | 0 | 0 | 0 | 0 | 0 | 0 | 0 | 0 | 0 | -246512.8382 | -115689.6092 | 0 | 0 | 0 | 0 | 0 | 0 | 0 | 0 | 0 | 0 | 0 | 0 | 0 | 0 | 0 | 0
2016-07-14 12:00 | 0 | 0 | 0 | 0 | 234329.2722 | 112582.8526 | 498162 | 0 | 0 | 0 | 0 | 937007.2491 | 1580483.0138 | 0 | 0 | 0 | 0 | 0 | 0 | 0 | 0 | 0 | 0 | 0 | 0 | 0 | 0 | 0 | 0 | 0 | -35560.2659 | -115689.6092 | 0 | 0 | 0 | 0 | 0 | 0 | 0 | 0 | 0 | 0 | 0 | 0 | 0 | 0 | 0 | 0
2016-07-14 13:00 | 0 | 0 | 0 | 0 | 0 | 510982.1586 | 527954 | 0 | 0 | 0 | 0 | 1035725.0168 | 1464793.4046 | 0 | 0 | 0 | 0 | 0 | 0 | 0 | 0 | 0 | 0 | 0 | 0 | 0 | 0 | 0 | 0 | 0 | 98717.7678 | -115689.6092 | 0 | 0 | 0 | 0 | 0 | 0 | 0 | 0 | 0 | 0 | 0 | 0 | 0 | 0 | 0 | 0
2016-07-14 14:00 | 0 | 0 | 0 | 0 | 0 | 718345.234 | 563662 | 0 | 0 | 0 | 0 | 1074718.6416 | 1580483.0138 | 0 | 0 | 0 | 0 | 0 | 0 | 0 | 0 | 0 | 0 | 0 | 0 | 0 | 0 | 0 | 0 | 0 | 38993.6248 | 115689.6092 | 0 | 0 | 0 | 0 | 0 | 0 | 0 | 0 | 0 | 0 | 0 | 0 | 0 | 0 | 0 | 0
2016-07-14 15:00 | 0 | 0 | 0 | 0 | 135315.4109 | 824079.0365 | 597192 | 0 | 0 | 0 | 0 | 1321231.4799 | 1696172.623 | 0 | 0 | 0 | 0 | 0 | 0 | 0 | 0 | 0 | 0 | 0 | 0 | 0 | 0 | 0 | 0 | 0 | 246512.8382 | 115689.6092 | 0 | 0 | 0 | 0 | 0 | 0 | 0 | 0 | 0 | 0 | 0 | 0 | 0 | 0 | 0 | 0
2016-07-14 16:00 | 0 | 0 | 0 | 0 | 0 | 869739.1179 | 624767 | 0 | 0 | 0 | 0 | 1567744.3181 | 1694631.9027 | 0 | 0 | 0 | 0 | 0 | 0 | 0 | 0 | 0 | 0 | 0 | 0 | 0 | 0 | 0 | 0 | 0 | 246512.8382 | -1540.7204 | 0 | 0 | 0 | 0 | 0 | 0 | 0 | 0 | 0 | 0 | 0 | 0 | 0 | 0 | 0 | 0
2016-07-14 17:00 | 0 | 0 | 0 | 0 | 0 | 877073.1707 | 645953 | 0 | 0 | 0 | 0 | 1683174.8795 | 1810321.5119 | 0 | 0 | 0 | 0 | 0 | 0 | 0 | 0 | 0 | 0 | 0 | 0 | 0 | 0 | 0 | 0 | 0 | 115430.5614 | 115689.6092 | 0 | 0 | 0 | 0 | 0 | 0 | 0 | 0 | 0 | 0 | 0 | 0 | 0 | 0 | 0 | 0
2016-07-14 18:00 | 0 | 0 | 0 | 0 | 0 | 870513.7912 | 661070 | 0 | 0 | 0 | 0 | 1929687.7178 | 1773252.4649 | 0 | 0 | 0 | 0 | 0 | 0 | 0 | 0 | 0 | 0 | 0 | 0 | 0 | 0 | 0 | 0 | 0 | 246512.8382 | -37069.047 | 0 | 0 | 0 | 0 | 0 | 0 | 0 | 0 | 0 | 0 | 0 | 0 | 0 | 0 | 0 | 0
2016-07-14 19:00 | 0 | 0 | 0 | 0 | 0 | 863184.8751 | 671398 | 0 | 0 | 0 | 0 | 2005784.9837 | 1888942.0741 | 0 | 0 | 0 | 0 | 0 | 0 | 0 | 0 | 0 | 0 | 0 | 0 | 0 | 0 | 0 | 0 | 0 | 76097.2659 | 115689.6092 | 0 | 0 | 0 | 0 | 0 | 0 | 0 | 0 | 0 | 0 | 0 | 0 | 0 | 0 | 0 | 0
2016-07-14 20:00 | 0 | 0 | 0 | 0 | 175133.4109 | 863376.0366 | 676307 | 0 | 0 | 0 | 0 | 2252297.8219 | 2004631.6834 | 0 | 0 | 0 | 0 | 0 | 0 | 0 | 0 | 0 | 0 | 0 | 0 | 0 | 0 | 0 | 0 | 0 | 246512.8382 | 115689.6092 | 0 | 0 | 0 | 0 | 0 | 0 | 0 | 0 | 0 | 0 | 0 | 0 | 0 | 0 | 0 | 0
2016-07-14 21:00 | 0 | 0 | 0 | 0 | 0 | 856824.5092 | 677747 | 0 | 0 | 0 | 0 | 2315685.7218 | 2120321.2926 | 0 | 0 | 0 | 0 | 0 | 0 | 0 | 0 | 0 | 0 | 0 | 0 | 0 | 0 | 0 | 0 | 0 | 63387.8999 | 115689.6092 | 0 | 0 | 0 | 0 | 0 | 0 | 0 | 0 | 0 | 0 | 0 | 0 | 0 | 0 | 0 | 0
2016-07-14 22:00 | 0 | 0 | 0 | 0 | 200275.924 | 835204.5235 | 673278 | 0 | 0 | 0 | 0 | 2562198.5601 | 2236010.9018 | 0 | 0 | 0 | 0 | 0 | 0 | 0 | 0 | 0 | 0 | 0 | 0 | 0 | 0 | 0 | 0 | 0 | 246512.8382 | 115689.6092 | 0 | 0 | 0 | 0 | 0 | 0 | 0 | 0 | 0 | 0 | 0 | 0 | 0 | 0 | 0 | 0
2016-07-14 23:00 | 0 | 0 | 0 | 0 | 0 | 751833.3724 | 660714 | 0 | 0 | 0 | 0 | 2537628.3233 | 2351700.5111 | 0 | 0 | 0 | 0 | 0 | 0 | 0 | 0 | 0 | 0 | 0 | 0 | 0 | 0 | 0 | 0 | 0 | -24570.2368 | 115689.6092 | 0 | 0 | 0 | 0 | 0 | 0 | 0 | 0 | 0 | 0 | 0 | 0 | 0 | 0 | 0 | 0
2016-07-15 | 0 | 0 | 0 | 0 | 253733.8211 | 588148.6808 | 643060 | 0 | 0 | 0 | 0 | 2620761.2159 | 2467390.1203 | 0 | 0 | 0 | 0 | 0 | 0 | 0 | 0 | 0 | 0 | 0 | 0 | 0 | 0 | 0 | 0 | 0 | 83132.8926 | 115689.6092 | 0 | 0 | 0 | 0 | 0 | 0 | 0 | 0 | 0 | 0 | 0 | 0 | 0 | 0 | 0 | 0
2016-07-15 01:00 | 0 | 0 | 0 | 0 | 0 | 300668.4721 | 626168 | 0 | 0 | 0 | 0 | 2410951.2972 | 2351700.5111 | 0 | 0 | 0 | 0 | 0 | 0 | 0 | 0 | 0 | 0 | 0 | 0 | 0 | 0 | 0 | 0 | 0 | -209809.9186 | -115689.6092 | 0 | 0 | 0 | 0 | 0 | 0 | 0 | 0 | 0 | 0 | 0 | 0 | 0 | 0 | 0 | 0
2016-07-15 02:00 | 0 | 0 | 0 | 0 | 416985.2996 | 34309.7296 | 596932 | 0 | 0 | 0 | 0 | 2381003.9356 | 2236010.9018 | 0 | 0 | 0 | 0 | 0 | 0 | 0 | 0 | 0 | 0 | 0 | 0 | 0 | 0 | 0 | 0 | 0 | -29947.3616 | -115689.6092 | 0 | 0 | 0 | 0 | 0 | 0 | 0 | 0 | 0 | 0 | 0 | 0 | 0 | 0 | 0 | 0
2016-07-15 03:00 | 0 | 0 | 0 | 0 | 412510.1714 | 0 | 557655 | 0 | 0 | 0 | 0 | 2134491.0974 | 2337378.9115 | 0 | 0 | 0 | 0 | 0 | 0 | 0 | 0 | 0 | 0 | 0 | 0 | 0 | 0 | 0 | 0 | 0 | -246512.8382 | 101368.0097 | 0 | 0 | 0 | 0 | 0 | 0 | 0 | 0 | 0 | 0 | 0 | 0 | 0 | 0 | 0 | 0
2016-07-15 04:00 | 0 | 0 | 0 | 0 | 376660.4859 | 0 | 520968 | 0 | 0 | 0 | 0 | 1887978.2592 | 2439584.2357 | 0 | 0 | 0 | 0 | 0 | 0 | 0 | 0 | 0 | 0 | 0 | 0 | 0 | 0 | 0 | 0 | 0 | -246512.8382 | 102205.3242 | 0 | 0 | 0 | 0 | 0 | 0 | 0 | 0 | 0 | 0 | 0 | 0 | 0 | 0 | 0 | 0
2016-07-15 05:00 | 0 | 0 | 0 | 0 | 126216.5525 | 0 | 488419 | 0 | 0 | 0 | 0 | 1641465.4209 | 2323894.6265 | 0 | 0 | 0 | 0 | 0 | 0 | 0 | 0 | 0 | 0 | 0 | 0 | 0 | 0 | 0 | 0 | 0 | -246512.8382 | -115689.6092 | 0 | 0 | 0 | 0 | 0 | 0 | 0 | 0 | 0 | 0 | 0 | 0 | 0 | 0 | 0 | 0
2016-07-15 06:00 | 0 | 0 | 0 | 0 | 307552.7523 | 0 | 461753 | 0 | 0 | 0 | 0 | 1602954.7824 | 2208205.0172 | 0 | 0 | 0 | 0 | 0 | 0 | 0 | 0 | 0 | 0 | 0 | 0 | 0 | 0 | 0 | 0 | 0 | -38510.6385 | -115689.6092 | 0 | 0 | 0 | 0 | 0 | 0 | 0 | 0 | 0 | 0 | 0 | 0 | 0 | 0 | 0 | 0
2016-07-15 07:00 | 0 | 0 | 0 | 0 | 79888.5525 | 0 | 442091 | 0 | 0 | 0 | 0 | 1356441.9442 | 2092515.408 | 0 | 0 | 0 | 0 | 0 | 0 | 0 | 0 | 0 | 0 | 0 | 0 | 0 | 0 | 0 | 0 | 0 | -246512.8382 | -115689.6092 | 0 | 0 | 0 | 0 | 0 | 0 | 0 | 0 | 0 | 0 | 0 | 0 | 0 | 0 | 0 | 0
2016-07-15 08:00 | 0 | 0 | 0 | 0 | 247352.0724 | 0 | 431829 | 0 | 0 | 0 | 0 | 1109929.1059 | 2154551.3186 | 0 | 0 | 0 | 0 | 0 | 0 | 0 | 0 | 0 | 0 | 0 | 0 | 0 | 0 | 0 | 0 | 0 | -246512.8382 | 62035.9106 | 0 | 0 | 0 | 0 | 0 | 0 | 0 | 0 | 0 | 0 | 0 | 0 | 0 | 0 | 0 | 0
2016-07-15 09:00 | 0 | 0 | 0 | 0 | 216398.4224 | 0 | 432607 | 0 | 0 | 0 | 0 | 1009410.1376 | 2038861.7094 | 0 | 0 | 0 | 0 | 0 | 0 | 0 | 0 | 0 | 0 | 0 | 0 | 0 | 0 | 0 | 0 | 0 | -100518.9683 | -115689.6092 | 0 | 0 | 0 | 0 | 0 | 0 | 0 | 0 | 0 | 0 | 0 | 0 | 0 | 0 | 0 | 0
2016-07-15 10:00 | 0 | 0 | 0 | 0 | 195170.4331 | 0 | 444406 | 0 | 0 | 0 | 0 | 845070.4646 | 1923172.1002 | 0 | 0 | 0 | 0 | 0 | 0 | 0 | 30793.7153 | 0 | 0 | 0 | 0 | 0 | 0 | 0 | 0 | 0 | -164339.673 | -115689.6092 | 0 | 0 | 0 | 0 | 0 | 0 | 0 | 0 | 0 | 30793.7153 | 0 | 0 | 0 | 0 | 0 | 0
2016-07-15 11:00 | 0 | 0 | 0 | 0 | 159012.6839 | 1.9845 | 462733 | 0 | 0 | 0 | 0 | 598557.6263 | 1890974.919 | 0 | 0 | 0 | 0 | 0 | 0 | 0 | 5785.4032 | 0 | 0 | 0 | 0 | 0 | 0 | 0 | 0 | 0 | -246512.8382 | -32197.1811 | 0 | 0 | 0 | 0 | 0 | 0 | 0 | 0 | 0 | -25008.3122 | 0 | 0 | 0 | 0 | 0 | 0
2016-07-15 12:00 | 0 | 0 | 0 | 0 | 86423.518 | 110577.0257 | 487020 | 0 | 0 | 0 | 0 | 393434.064 | 1775285.3098 | 0 | 0 | 0 | 0 | 0 | 0 | 0 | 36579.1185 | 0 | 0 | 0 | 0 | 0 | 0 | 0 | 0 | 0 | -205123.5624 | -115689.6092 | 0 | 0 | 0 | 0 | 0 | 0 | 0 | 0 | 0 | 30793.7153 | 0 | 0 | 0 | 0 | 0 | 0
2016-07-15 13:00 | 0 | 0 | 0 | 0 | 0 | 484351.0629 | 517382 | 0 | 0 | 0 | 0 | 476092.7361 | 1659595.7006 | 0 | 0 | 0 | 0 | 0 | 0 | 0 | 36579.1185 | 0 | 0 | 0 | 0 | 0 | 0 | 0 | 0 | 0 | 82658.6721 | -115689.6092 | 0 | 0 | 0 | 0 | 0 | 0 | 0 | 0 | 0 | 0 | 0 | 0 | 0 | 0 | 0 | 0
2016-07-15 14:00 | 0 | 0 | 0 | 0 | 104331.7715 | 706281.5685 | 548705 | 0 | 0 | 0 | 0 | 622311.4669 | 1775285.3098 | 0 | 0 | 0 | 0 | 0 | 0 | 0 | 36579.1185 | 0 | 0 | 0 | 0 | 0 | 0 | 0 | 0 | 0 | 146218.7308 | 115689.6092 | 0 | 0 | 0 | 0 | 0 | 0 | 0 | 0 | 0 | 0 | 0 | 0 | 0 | 0 | 0 | 0
2016-07-15 15:00 | 0 | 0 | 0 | 0 | 99446.6844 | 807185.0232 | 577335 | 0 | 0 | 0 | 0 | 868824.3051 | 1858069.1791 | 0 | 0 | 0 | 0 | 0 | 0 | 0 | 36579.1185 | 0 | 0 | 0 | 0 | 0 | 0 | 0 | 0 | 0 | 246512.8382 | 82783.8693 | 0 | 0 | 0 | 0 | 0 | 0 | 0 | 0 | 0 | 0 | 0 | 0 | 0 | 0 | 0 | 0
2016-07-15 16:00 | 0 | 0 | 0 | 0 | 83990.7722 | 853907.9491 | 601301 | 0 | 0 | 0 | 0 | 1115337.1434 | 1948154.0622 | 0 | 0 | 0 | 0 | 0 | 0 | 0 | 36579.1185 | 0 | 0 | 0 | 0 | 0 | 0 | 0 | 0 | 0 | 246512.8382 | 90084.8831 | 0 | 0 | 0 | 0 | 0 | 0 | 0 | 0 | 0 | 0 | 0 | 0 | 0 | 0 | 0 | 0
2016-07-15 17:00 | 0 | 0 | 0 | 0 | 0 | 863596.9218 | 623336 | 0 | 0 | 0 | 0 | 1270702.1713 | 2063843.6714 | 0 | 0 | 0 | 0 | 0 | 0 | 0 | 5785.4032 | 0 | 0 | 0 | 0 | 0 | 0 | 0 | 0 | 0 | 155365.0279 | 115689.6092 | 0 | 0 | 0 | 0 | 0 | 0 | 0 | 0 | 0 | -30793.7153 | 0 | 0 | 0 | 0 | 0 | 0
2016-07-15 18:00 | 0 | 0 | 0 | 0 | 0 | 859195.9311 | 640286 | 0 | 0 | 0 | 0 | 1517215.0095 | 2005447.049 | 0 | 0 | 0 | 0 | 0 | 0 | 0 | 36579.1185 | 0 | 0 | 0 | 0 | 0 | 0 | 0 | 0 | 0 | 246512.8382 | -58396.6225 | 0 | 0 | 0 | 0 | 0 | 0 | 0 | 0 | 0 | 30793.7153 | 0 | 0 | 0 | 0 | 0 | 0
2016-07-15 19:00 | 0 | 0 | 0 | 0 | 53134.6728 | 850941.2414 | 650704 | 0 | 0 | 0 | 0 | 1654897.3145 | 2121136.6582 | 0 | 0 | 0 | 0 | 0 | 0 | 0 | 36579.1185 | 0 | 0 | 0 | 0 | 0 | 0 | 0 | 0 | 0 | 137682.3049 | 115689.6092 | 0 | 0 | 0 | 0 | 0 | 0 | 0 | 0 | 0 | 0 | 0 | 0 | 0 | 0 | 0 | 0
2016-07-15 20:00 | 0 | 0 | 0 | 0 | 0 | 847489.0795 | 657165 | 0 | 0 | 0 | 0 | 1901410.1527 | 2064947.8994 | 0 | 0 | 0 | 0 | 0 | 0 | 0 | 36579.1185 | 0 | 0 | 0 | 0 | 0 | 0 | 0 | 0 | 0 | 246512.8382 | -56188.7588 | 0 | 0 | 0 | 0 | 0 | 0 | 0 | 0 | 0 | 0 | 0 | 0 | 0 | 0 | 0 | 0
2016-07-15 21:00 | 0 | 0 | 0 | 0 | 0 | 837358.8623 | 657587 | 0 | 0 | 0 | 0 | 2147922.991 | 2029000.6388 | 0 | 0 | 0 | 0 | 0 | 0 | 0 | 5785.4032 | 0 | 0 | 0 | 0 | 0 | 0 | 0 | 0 | 0 | 246512.8382 | -35947.2606 | 0 | 0 | 0 | 0 | 0 | 0 | 0 | 0 | 0 | -30793.7153 | 0 | 0 | 0 | 0 | 0 | 0
2016-07-15 22:00 | 0 | 0 | 0 | 0 | 0 | 804544.8049 | 648192 | 0 | 0 | 0 | 0 | 2157792.4712 | 2144690.2481 | 0 | 0 | 0 | 0 | 0 | 0 | 0 | 36579.1185 | 0 | 0 | 0 | 0 | 0 | 0 | 0 | 0 | 0 | 9869.4803 | 115689.6092 | 0 | 0 | 0 | 0 | 0 | 0 | 0 | 0 | 0 | 30793.7153 | 0 | 0 | 0 | 0 | 0 | 0
2016-07-15 23:00 | 0 | 0 | 0 | 0 | 94171.1401 | 715636.3174 | 630495 | 0 | 0 | 0 | 0 | 2404305.3095 | 2077489.8674 | 0 | 0 | 0 | 0 | 0 | 0 | 0 | 36579.1185 | 0 | 0 | 0 | 0 | 0 | 0 | 0 | 0 | 0 | 246512.8382 | -67200.3807 | 0 | 0 | 0 | 0 | 0 | 0 | 0 | 0 | 0 | 0 | 0 | 0 | 0 | 0 | 0 | 0
2016-07-16 | 0 | 0 | 0 | 0 | 0 | 554340.9946 | 610563 | 0 | 0 | 0 | 0 | 2263187.4102 | 2193179.4766 | 0 | 0 | 0 | 0 | 0 | 0 | 0 | 5785.4032 | 0 | 0 | 0 | 0 | 0 | 0 | 0 | 0 | 0 | -141117.8993 | 115689.6092 | 0 | 0 | 0 | 0 | 0 | 0 | 0 | 0 | 0 | -30793.7153 | 0 | 0 | 0 | 0 | 0 | 0
2016-07-16 01:00 | 0 | 0 | 0 | 0 | 0 | 270215.9518 | 593282 | 0 | 0 | 0 | 0 | 2061596.3744 | 2077489.8674 | 0 | 0 | 0 | 0 | 0 | 0 | 0 | 0 | 0 | 0 | 0 | 0 | 0 | 0 | 0 | 0 | 0 | -201591.0358 | -115689.6092 | 0 | 0 | 0 | 0 | 0 | 0 | 0 | 0 | 0 | -5785.4032 | 0 | 0 | 0 | 0 | 0 | 0
2016-07-16 02:00 | 0 | 0 | 0 | 0 | 409130.7485 | 28423.1637 | 566934 | 0 | 0 | 0 | 0 | 2047905.8959 | 1961800.2582 | 0 | 0 | 0 | 0 | 0 | 0 | 0 | 0 | 0 | 0 | 0 | 0 | 0 | 0 | 0 | 0 | 0 | -13690.4785 | -115689.6092 | 0 | 0 | 0 | 0 | 0 | 0 | 0 | 0 | 0 | 0 | 0 | 0 | 0 | 0 | 0 | 0
2016-07-16 03:00 | 0 | 0 | 0 | 0 | 169193.5525 | 0 | 531396 | 0 | 0 | 0 | 0 | 1801393.0576 | 1846110.6489 | 0 | 0 | 0 | 0 | 0 | 0 | 0 | 0 | 0 | 0 | 0 | 0 | 0 | 0 | 0 | 0 | 0 | -246512.8382 | -115689.6092 | 0 | 0 | 0 | 0 | 0 | 0 | 0 | 0 | 0 | 0 | 0 | 0 | 0 | 0 | 0 | 0
2016-07-16 04:00 | 0 | 0 | 0 | 0 | 423141.1608 | 0 | 495930 | 0 | 0 | 0 | 0 | 1612914.6091 | 1961800.2582 | 0 | 0 | 0 | 0 | 0 | 0 | 0 | 0 | 0 | 0 | 0 | 0 | 0 | 0 | 0 | 0 | 0 | -188478.4485 | 115689.6092 | 0 | 0 | 0 | 0 | 0 | 0 | 0 | 0 | 0 | 0 | 0 | 0 | 0 | 0 | 0 | 0
2016-07-16 05:00 | 0 | 0 | 0 | 0 | 103412.5525 | 0 | 465615 | 0 | 0 | 0 | 0 | 1366401.7709 | 1846110.6489 | 0 | 0 | 0 | 0 | 0 | 0 | 0 | 0 | 0 | 0 | 0 | 0 | 0 | 0 | 0 | 0 | 0 | -246512.8382 | -115689.6092 | 0 | 0 | 0 | 0 | 0 | 0 | 0 | 0 | 0 | 0 | 0 | 0 | 0 | 0 | 0 | 0
2016-07-16 06:00 | 0 | 0 | 0 | 0 | 374795.4738 | 0 | 441570 | 0 | 0 | 0 | 0 | 1415316.8539 | 1730421.0397 | 0 | 0 | 0 | 0 | 0 | 0 | 0 | 0 | 0 | 0 | 0 | 0 | 0 | 0 | 0 | 0 | 0 | 48915.083 | -115689.6092 | 0 | 0 | 0 | 0 | 0 | 0 | 0 | 0 | 0 | 0 | 0 | 0 | 0 | 0 | 0 | 0
2016-07-16 07:00 | 0 | 0 | 0 | 0 | 60176.5525 | 0 | 422379 | 0 | 0 | 0 | 0 | 1168804.0157 | 1614731.4305 | 0 | 0 | 0 | 0 | 0 | 0 | 0 | 0 | 0 | 0 | 0 | 0 | 0 | 0 | 0 | 0 | 0 | -246512.8382 | -115689.6092 | 0 | 0 | 0 | 0 | 0 | 0 | 0 | 0 | 0 | 0 | 0 | 0 | 0 | 0 | 0 | 0
2016-07-16 08:00 | 0 | 0 | 0 | 0 | 344011.9276 | 0 | 410187 | 0 | 0 | 0 | 0 | 986939.334 | 1730421.0397 | 0 | 0 | 0 | 0 | 0 | 0 | 0 | 0 | 0 | 0 | 0 | 0 | 0 | 0 | 0 | 0 | 0 | -181864.6817 | 115689.6092 | 0 | 0 | 0 | 0 | 0 | 0 | 0 | 0 | 0 | 0 | 0 | 0 | 0 | 0 | 0 | 0
2016-07-16 09:00 | 0 | 0 | 0 | 0 | 42230.5525 | 0 | 404433 | 0 | 0 | 0 | 0 | 740426.4958 | 1614731.4305 | 0 | 0 | 0 | 0 | 0 | 0 | 0 | 0 | 0 | 0 | 0 | 0 | 0 | 0 | 0 | 0 | 0 | -246512.8382 | -115689.6092 | 0 | 0 | 0 | 0 | 0 | 0 | 0 | 0 | 0 | 0 | 0 | 0 | 0 | 0 | 0 | 0
2016-07-16 10:00 | 0 | 0 | 0 | 0 | 270009.5284 | 0 | 403956 | 0 | 0 | 0 | 0 | 722169.6333 | 1499041.8212 | 0 | 0 | 0 | 0 | 0 | 0 | 0 | 0 | 0 | 0 | 0 | 0 | 0 | 0 | 0 | 0 | 0 | -18256.8624 | -115689.6092 | 0 | 0 | 0 | 0 | 0 | 0 | 0 | 0 | 0 | 0 | 0 | 0 | 0 | 0 | 0 | 0
2016-07-16 11:00 | 0 | 0 | 0 | 0 | 229162.3516 | 0 | 411897 | 0 | 0 | 0 | 0 | 475656.7951 | 1562820.0111 | 0 | 0 | 0 | 0 | 0 | 0 | 0 | 0 | 0 | 0 | 0 | 0 | 0 | 0 | 0 | 0 | 0 | -246512.8382 | 63778.1898 | 0 | 0 | 0 | 0 | 0 | 0 | 0 | 0 | 0 | 0 | 0 | 0 | 0 | 0 | 0 | 0
2016-07-16 12:00 | 0 | 0 | 0 | 0 | 160384.734 | 95966.1354 | 431408 | 0 | 0 | 0 | 0 | 229143.9569 | 1634275.7188 | 0 | 0 | 0 | 0 | 0 | 0 | 0 | 0 | 0 | 0 | 0 | 0 | 0 | 0 | 0 | 0 | 0 | -246512.8382 | 71455.7077 | 0 | 0 | 0 | 0 | 0 | 0 | 0 | 0 | 0 | 0 | 0 | 0 | 0 | 0 | 0 | 0
2016-07-16 13:00 | 0 | 0 | 0 | 0 | 0 | 432437.6845 | 460733 | 0 | 0 | 0 | 0 | 316538.2506 | 1518586.1095 | 0 | 0 | 0 | 0 | 0 | 0 | 0 | 0 | 0 | 0 | 0 | 0 | 0 | 0 | 0 | 0 | 0 | 87394.2937 | -115689.6092 | 0 | 0 | 0 | 0 | 0 | 0 | 0 | 0 | 0 | 0 | 0 | 0 | 0 | 0 | 0 | 0
2016-07-16 14:00 | 0 | 0 | 0 | 0 | 0 | 660266.3072 | 493000 | 0 | 0 | 0 | 0 | 563051.0888 | 1439339.5785 | 0 | 0 | 0 | 0 | 0 | 0 | 0 | 0 | 0 | 0 | 0 | 0 | 0 | 0 | 0 | 0 | 0 | 246512.8382 | -79246.531 | 0 | 0 | 0 | 0 | 0 | 0 | 0 | 0 | 0 | 0 | 0 | 0 | 0 | 0 | 0 | 0
2016-07-16 15:00 | 0 | 0 | 0 | 0 | 105964.5658 | 780408.8817 | 524171 | 0 | 0 | 0 | 0 | 809563.9271 | 1555029.1877 | 0 | 0 | 0 | 0 | 0 | 0 | 0 | 0 | 0 | 0 | 0 | 0 | 0 | 0 | 0 | 0 | 0 | 246512.8382 | 115689.6092 | 0 | 0 | 0 | 0 | 0 | 0 | 0 | 0 | 0 | 0 | 0 | 0 | 0 | 0 | 0 | 0
2016-07-16 16:00 | 0 | 0 | 0 | 0 | 0 | 839378.4696 | 550527 | 0 | 0 | 0 | 0 | 982725.7874 | 1670718.7969 | 0 | 0 | 0 | 0 | 0 | 0 | 0 | 0 | 0 | 0 | 0 | 0 | 0 | 0 | 0 | 0 | 0 | 173161.8604 | 115689.6092 | 0 | 0 | 0 | 0 | 0 | 0 | 0 | 0 | 0 | 0 | 0 | 0 | 0 | 0 | 0 | 0
2016-07-16 17:00 | 0 | 0 | 0 | 0 | 0 | 857952.5995 | 572417 | 0 | 0 | 0 | 0 | 1152571.7778 | 1786408.4062 | 0 | 0 | 0 | 0 | 0 | 0 | 0 | 0 | 0 | 0 | 0 | 0 | 0 | 0 | 0 | 0 | 0 | 169845.9903 | 115689.6092 | 0 | 0 | 0 | 0 | 0 | 0 | 0 | 0 | 0 | 0 | 0 | 0 | 0 | 0 | 0 | 0
2016-07-16 18:00 | 0 | 0 | 0 | 0 | 0 | 855794.865 | 589029 | 0 | 0 | 0 | 0 | 1399084.616 | 1806661.4329 | 0 | 0 | 0 | 0 | 0 | 0 | 0 | 0 | 0 | 0 | 0 | 0 | 0 | 0 | 0 | 0 | 0 | 246512.8382 | 20253.0267 | 0 | 0 | 0 | 0 | 0 | 0 | 0 | 0 | 0 | 0 | 0 | 0 | 0 | 0 | 0 | 0
2016-07-16 19:00 | 0 | 0 | 0 | 0 | 0 | 847843.6242 | 600006 | 0 | 0 | 0 | 0 | 1531232.631 | 1922351.0421 | 0 | 0 | 0 | 0 | 0 | 0 | 0 | 0 | 0 | 0 | 0 | 0 | 0 | 0 | 0 | 0 | 0 | 132148.015 | 115689.6092 | 0 | 0 | 0 | 0 | 0 | 0 | 0 | 0 | 0 | 0 | 0 | 0 | 0 | 0 | 0 | 0
2016-07-16 20:00 | 0 | 0 | 0 | 0 | 0 | 843638.8172 | 606513 | 0 | 0 | 0 | 0 | 1777745.4692 | 1912964.0211 | 0 | 0 | 0 | 0 | 0 | 0 | 0 | 0 | 0 | 0 | 0 | 0 | 0 | 0 | 0 | 0 | 0 | 246512.8382 | -9387.0211 | 0 | 0 | 0 | 0 | 0 | 0 | 0 | 0 | 0 | 0 | 0 | 0 | 0 | 0 | 0 | 0
2016-07-16 21:00 | 0 | 0 | 0 | 0 | 0 | 834286.8088 | 608656 | 0 | 0 | 0 | 0 | 1887686.6687 | 2028653.6303 | 0 | 0 | 0 | 0 | 0 | 0 | 0 | 0 | 0 | 0 | 0 | 0 | 0 | 0 | 0 | 0 | 0 | 109941.1995 | 115689.6092 | 0 | 0 | 0 | 0 | 0 | 0 | 0 | 0 | 0 | 0 | 0 | 0 | 0 | 0 | 0 | 0
2016-07-16 22:00 | 0 | 0 | 0 | 0 | 0 | 806467.2165 | 603469 | 0 | 0 | 0 | 0 | 2134199.507 | 1985139.0085 | 0 | 0 | 0 | 0 | 0 | 0 | 0 | 0 | 0 | 0 | 0 | 0 | 0 | 0 | 0 | 0 | 0 | 246512.8382 | -43514.6218 | 0 | 0 | 0 | 0 | 0 | 0 | 0 | 0 | 0 | 0 | 0 | 0 | 0 | 0 | 0 | 0
2016-07-16 23:00 | 0 | 0 | 0 | 0 | 0 | 724911.5771 | 591077 | 0 | 0 | 0 | 0 | 2152344.4749 | 2100828.6177 | 0 | 0 | 0 | 0 | 0 | 0 | 0 | 0 | 0 | 0 | 0 | 0 | 0 | 0 | 0 | 0 | 0 | 18144.9679 | 115689.6092 | 0 | 0 | 0 | 0 | 0 | 0 | 0 | 0 | 0 | 0 | 0 | 0 | 0 | 0 | 0 | 0
2016-07-17 | 0 | 0 | 0 | 0 | 0 | 565467.8792 | 575707 | 0 | 0 | 0 | 0 | 2026415.7448 | 2216518.227 | 0 | 0 | 0 | 0 | 0 | 0 | 0 | 0 | 0 | 0 | 0 | 0 | 0 | 0 | 0 | 0 | 0 | -125928.73 | 115689.6092 | 0 | 0 | 0 | 0 | 0 | 0 | 0 | 0 | 0 | 0 | 0 | 0 | 0 | 0 | 0 | 0
2016-07-17 01:00 | 0 | 0 | 0 | 0 | 0 | 287467.8668 | 560346 | 0 | 0 | 0 | 0 | 1779902.9066 | 2190152.932 | 0 | 0 | 0 | 0 | 0 | 0 | 0 | 0 | 0 | 0 | 0 | 0 | 0 | 0 | 0 | 0 | 0 | -246512.8382 | -26365.295 | 0 | 0 | 0 | 0 | 0 | 0 | 0 | 0 | 0 | 0 | 0 | 0 | 0 | 0 | 0 | 0
2016-07-17 02:00 | 0 | 0 | 0 | 0 | 150268.6008 | 26198.9517 | 538670 | 0 | 0 | 0 | 0 | 1533390.0683 | 2074463.3228 | 0 | 0 | 0 | 0 | 0 | 0 | 0 | 0 | 0 | 0 | 0 | 0 | 0 | 0 | 0 | 0 | 0 | -246512.8382 | -115689.6092 | 0 | 0 | 0 | 0 | 0 | 0 | 0 | 0 | 0 | 0 | 0 | 0 | 0 | 0 | 0 | 0
2016-07-17 03:00 | 0 | 0 | 0 | 0 | 667934.6846 | 0 | 508492 | 0 | 0 | 0 | 0 | 1577143.1437 | 2190152.932 | 0 | 0 | 0 | 0 | 0 | 0 | 0 | 0 | 0 | 0 | 0 | 0 | 0 | 0 | 0 | 0 | 0 | 43753.0754 | 115689.6092 | 0 | 0 | 0 | 0 | 0 | 0 | 0 | 0 | 0 | 0 | 0 | 0 | 0 | 0 | 0 | 0
2016-07-17 04:00 | 0 | 0 | 0 | 0 | 115279.5525 | 0 | 477482 | 0 | 0 | 0 | 0 | 1330630.3055 | 2074463.3228 | 0 | 0 | 0 | 0 | 0 | 0 | 0 | 0 | 0 | 0 | 0 | 0 | 0 | 0 | 0 | 0 | 0 | -246512.8382 | -115689.6092 | 0 | 0 | 0 | 0 | 0 | 0 | 0 | 0 | 0 | 0 | 0 | 0 | 0 | 0 | 0 | 0
2016-07-17 05:00 | 0 | 0 | 0 | 0 | 320211.771 | 0 | 451035 | 0 | 0 | 0 | 0 | 1084117.4672 | 2190152.932 | 0 | 0 | 0 | 0 | 0 | 0 | 0 | 0 | 0 | 0 | 0 | 0 | 0 | 0 | 0 | 0 | 0 | -246512.8382 | 115689.6092 | 0 | 0 | 0 | 0 | 0 | 0 | 0 | 0 | 0 | 0 | 0 | 0 | 0 | 0 | 0 | 0
2016-07-17 06:00 | 0 | 0 | 0 | 0 | 567142.0295 | 0 | 429643 | 0 | 0 | 0 | 0 | 1330630.3055 | 2074463.3228 | 0 | 0 | 0 | 0 | 0 | 0 | 0 | 6675.8005 | 0 | 0 | 0 | 0 | 0 | 0 | 0 | 0 | 0 | 246512.8382 | -115689.6092 | 0 | 0 | 0 | 0 | 0 | 0 | 0 | 0 | 0 | 6675.8005 | 0 | 0 | 0 | 0 | 0 | 0
2016-07-17 07:00 | 0 | 0 | 0 | 0 | 42709.752 | 0 | 411588 | 0 | 0 | 0 | 0 | 1084117.4672 | 1958773.7135 | 0 | 0 | 0 | 0 | 0 | 0 | 0 | 0 | 0 | 0 | 0 | 0 | 0 | 0 | 0 | 0 | 0 | -246512.8382 | -115689.6092 | 0 | 0 | 0 | 0 | 0 | 0 | 0 | 0 | 0 | -6675.8005 | 0 | 0 | 0 | 0 | 0 | 0
2016-07-17 08:00 | 0 | 0 | 0 | 0 | 37615.5525 | 0 | 399818 | 0 | 0 | 0 | 0 | 837604.629 | 1843084.1043 | 0 | 0 | 0 | 0 | 0 | 0 | 0 | 0 | 0 | 0 | 0 | 0 | 0 | 0 | 0 | 0 | 0 | -246512.8382 | -115689.6092 | 0 | 0 | 0 | 0 | 0 | 0 | 0 | 0 | 0 | 0 | 0 | 0 | 0 | 0 | 0 | 0
2016-07-17 09:00 | 0 | 0 | 0 | 0 | 489684.6301 | 0 | 392622 | 0 | 0 | 0 | 0 | 1050356.8683 | 1727394.4951 | 0 | 0 | 0 | 0 | 0 | 0 | 0 | 0 | 0 | 0 | 0 | 0 | 0 | 0 | 0 | 0 | 0 | 212752.2393 | -115689.6092 | 0 | 0 | 0 | 0 | 0 | 0 | 0 | 0 | 0 | 0 | 0 | 0 | 0 | 0 | 0 | 0
2016-07-17 10:00 | 0 | 0 | 0 | 0 | 25324.5525 | 0 | 387527 | 0 | 0 | 0 | 0 | 803844.0301 | 1611704.8858 | 0 | 0 | 0 | 0 | 0 | 0 | 0 | 0 | 0 | 0 | 0 | 0 | 0 | 0 | 0 | 0 | 0 | -246512.8382 | -115689.6092 | 0 | 0 | 0 | 0 | 0 | 0 | 0 | 0 | 0 | 0 | 0 | 0 | 0 | 0 | 0 | 0
2016-07-17 11:00 | 0 | 0 | 0 | 0 | 260816.9404 | 0.83056 | 391641 | 0 | 0 | 0 | 0 | 557331.1919 | 1727394.4951 | 0 | 0 | 0 | 0 | 0 | 0 | 0 | 0 | 0 | 0 | 0 | 0 | 0 | 0 | 0 | 0 | 0 | -246512.8382 | 115689.6092 | 0 | 0 | 0 | 0 | 0 | 0 | 0 | 0 | 0 | 0 | 0 | 0 | 0 | 0 | 0 | 0
2016-07-17 12:00 | 0 | 0 | 0 | 0 | 302448.1746 | 111682.9797 | 411311 | 0 | 0 | 0 | 0 | 444461.7369 | 1843084.1043 | 0 | 0 | 0 | 0 | 0 | 0 | 0 | 0 | 0 | 0 | 0 | 0 | 0 | 0 | 0 | 0 | 0 | -112869.455 | 115689.6092 | 0 | 0 | 0 | 0 | 0 | 0 | 0 | 0 | 0 | 0 | 0 | 0 | 0 | 0 | 0 | 0
2016-07-17 13:00 | 0 | 0 | 0 | 0 | 0 | 455499.0019 | 444110 | 0 | 0 | 0 | 0 | 340161.1295 | 1958773.7135 | 0 | 0 | 0 | 0 | 0 | 0 | 0 | 0 | 0 | 0 | 0 | 0 | 0 | 0 | 0 | 0 | 0 | -104300.6073 | 115689.6092 | 0 | 0 | 0 | 0 | 0 | 0 | 0 | 0 | 0 | 0 | 0 | 0 | 0 | 0 | 0 | 0
2016-07-17 14:00 | 0 | 0 | 0 | 0 | 0 | 679190.2925 | 479639 | 0 | 0 | 0 | 0 | 586673.9678 | 1911812.1678 | 0 | 0 | 0 | 0 | 0 | 0 | 0 | 0 | 0 | 0 | 0 | 0 | 0 | 0 | 0 | 0 | 0 | 246512.8382 | -46961.5457 | 0 | 0 | 0 | 0 | 0 | 0 | 0 | 0 | 0 | 0 | 0 | 0 | 0 | 0 | 0 | 0
2016-07-17 15:00 | 0 | 0 | 0 | 0 | 98146.0968 | 778148.3507 | 514092 | 0 | 0 | 0 | 0 | 833186.806 | 2027501.777 | 0 | 0 | 0 | 0 | 0 | 0 | 0 | 0 | 0 | 0 | 0 | 0 | 0 | 0 | 0 | 0 | 0 | 246512.8382 | 115689.6092 | 0 | 0 | 0 | 0 | 0 | 0 | 0 | 0 | 0 | 0 | 0 | 0 | 0 | 0 | 0 | 0
2016-07-17 16:00 | 0 | 0 | 0 | 0 | 0 | 828637.9945 | 545689 | 0 | 0 | 0 | 0 | 1000446.1914 | 2143191.3863 | 0 | 0 | 0 | 0 | 0 | 0 | 0 | 0 | 0 | 0 | 0 | 0 | 0 | 0 | 0 | 0 | 0 | 167259.3853 | 115689.6092 | 0 | 0 | 0 | 0 | 0 | 0 | 0 | 0 | 0 | 0 | 0 | 0 | 0 | 0 | 0 | 0
2016-07-17 17:00 | 0 | 0 | 0 | 0 | 0 | 844623.5407 | 571375 | 0 | 0 | 0 | 0 | 1158005.1228 | 2258880.9955 | 0 | 0 | 0 | 0 | 0 | 0 | 0 | 0 | 0 | 0 | 0 | 0 | 0 | 0 | 0 | 0 | 0 | 157558.9314 | 115689.6092 | 0 | 0 | 0 | 0 | 0 | 0 | 0 | 0 | 0 | 0 | 0 | 0 | 0 | 0 | 0 | 0
2016-07-17 18:00 | 0 | 0 | 0 | 0 | 0 | 840560.1307 | 591889 | 0 | 0 | 0 | 0 | 1404517.961 | 2261039.2879 | 0 | 0 | 0 | 0 | 0 | 0 | 0 | 0 | 0 | 0 | 0 | 0 | 0 | 0 | 0 | 0 | 0 | 246512.8382 | 2158.2924 | 0 | 0 | 0 | 0 | 0 | 0 | 0 | 0 | 0 | 0 | 0 | 0 | 0 | 0 | 0 | 0
2016-07-17 19:00 | 0 | 0 | 0 | 0 | 0 | 828665.0188 | 607872 | 0 | 0 | 0 | 0 | 1509621.3706 | 2376728.8971 | 0 | 0 | 0 | 0 | 0 | 0 | 0 | 0 | 0 | 0 | 0 | 0 | 0 | 0 | 0 | 0 | 0 | 105103.4095 | 115689.6092 | 0 | 0 | 0 | 0 | 0 | 0 | 0 | 0 | 0 | 0 | 0 | 0 | 0 | 0 | 0 | 0
2016-07-17 20:00 | 0 | 0 | 0 | 0 | 0 | 820510.8952 | 620128 | 0 | 0 | 0 | 0 | 1756134.2088 | 2330598.9542 | 0 | 0 | 0 | 0 | 0 | 0 | 0 | 0 | 0 | 0 | 0 | 0 | 0 | 0 | 0 | 0 | 0 | 246512.8382 | -46129.943 | 0 | 0 | 0 | 0 | 0 | 0 | 0 | 0 | 0 | 0 | 0 | 0 | 0 | 0 | 0 | 0
2016-07-17 21:00 | 0 | 0 | 0 | 0 | 0 | 804345.3767 | 628734 | 0 | 0 | 0 | 0 | 1816055.9762 | 2446288.5634 | 0 | 0 | 0 | 0 | 0 | 0 | 0 | 0 | 0 | 0 | 0 | 0 | 0 | 0 | 0 | 0 | 0 | 59921.7674 | 115689.6092 | 0 | 0 | 0 | 0 | 0 | 0 | 0 | 0 | 0 | 0 | 0 | 0 | 0 | 0 | 0 | 0
2016-07-17 22:00 | 0 | 0 | 0 | 0 | 0 | 767941.3513 | 630088 | 0 | 0 | 0 | 0 | 1838219.7182 | 2561978.1726 | 0 | 0 | 0 | 0 | 0 | 0 | 0 | 0 | 0 | 0 | 0 | 0 | 0 | 0 | 0 | 0 | 0 | 22163.742 | 115689.6092 | 0 | 0 | 0 | 0 | 0 | 0 | 0 | 0 | 0 | 0 | 0 | 0 | 0 | 0 | 0 | 0
2016-07-17 23:00 | 0 | 0 | 0 | 0 | 298273.7994 | 685982.6481 | 622054 | 0 | 0 | 0 | 0 | 2084732.5565 | 2677667.7818 | 0 | 0 | 0 | 0 | 0 | 0 | 0 | 0 | 0 | 0 | 0 | 0 | 0 | 0 | 0 | 0 | 0 | 246512.8382 | 115689.6092 | 0 | 0 | 0 | 0 | 0 | 0 | 0 | 0 | 0 | 0 | 0 | 0 | 0 | 0 | 0 | 0
2016-07-18 | 0 | 0 | 0 | 0 | 0 | 532849.0645 | 608973 | 0 | 0 | 0 | 0 | 1892919.0118 | 2793357.3911 | 0 | 0 | 0 | 0 | 0 | 0 | 0 | 0 | 0 | 0 | 0 | 0 | 0 | 0 | 0 | 0 | 0 | -191813.5447 | 115689.6092 | 0 | 0 | 0 | 0 | 0 | 0 | 0 | 0 | 0 | 0 | 0 | 0 | 0 | 0 | 0 | 0
2016-07-18 01:00 | 0 | 0 | 0 | 0 | 427235.9532 | 268430.6447 | 595724 | 0 | 0 | 0 | 0 | 2108551.219 | 2677667.7818 | 0 | 0 | 0 | 0 | 0 | 0 | 0 | 0 | 0 | 0 | 0 | 0 | 0 | 0 | 0 | 0 | 0 | 215632.2072 | -115689.6092 | 0 | 0 | 0 | 0 | 0 | 0 | 0 | 0 | 0 | 0 | 0 | 0 | 0 | 0 | 0 | 0
2016-07-18 02:00 | 0 | 0 | 0 | 0 | 503342.154 | 30433.8417 | 572179 | 0 | 0 | 0 | 0 | 2185837.8239 | 2561978.1726 | 0 | 0 | 0 | 0 | 0 | 0 | 0 | 0 | 0 | 0 | 0 | 0 | 0 | 0 | 0 | 0 | 0 | 77286.6049 | -115689.6092 | 0 | 0 | 0 | 0 | 0 | 0 | 0 | 0 | 0 | 0 | 0 | 0 | 0 | 0 | 0 | 0
2016-07-18 03:00 | 0 | 0 | 0 | 0 | 177799.5525 | 0 | 540002 | 0 | 0 | 0 | 0 | 1939324.9857 | 2446288.5634 | 0 | 0 | 0 | 0 | 0 | 0 | 0 | 0 | 0 | 0 | 0 | 0 | 0 | 0 | 0 | 0 | 0 | -246512.8382 | -115689.6092 | 0 | 0 | 0 | 0 | 0 | 0 | 0 | 0 | 0 | 0 | 0 | 0 | 0 | 0 | 0 | 0
2016-07-18 04:00 | 0 | 0 | 0 | 0 | 470509.1803 | 0 | 506806 | 0 | 0 | 0 | 0 | 2018717.7752 | 2330598.9542 | 0 | 0 | 0 | 0 | 0 | 0 | 0 | 0 | 0 | 0 | 0 | 0 | 0 | 0 | 0 | 0 | 0 | 79392.7895 | -115689.6092 | 0 | 0 | 0 | 0 | 0 | 0 | 0 | 0 | 0 | 0 | 0 | 0 | 0 | 0 | 0 | 0
2016-07-18 05:00 | 0 | 0 | 0 | 0 | 115733.5525 | 0 | 477936 | 0 | 0 | 0 | 0 | 1772204.9369 | 2214909.3449 | 0 | 0 | 0 | 0 | 0 | 0 | 0 | 0 | 0 | 0 | 0 | 0 | 0 | 0 | 0 | 0 | 0 | -246512.8382 | -115689.6092 | 0 | 0 | 0 | 0 | 0 | 0 | 0 | 0 | 0 | 0 | 0 | 0 | 0 | 0 | 0 | 0
2016-07-18 06:00 | 0 | 0 | 0 | 0 | 420096.9407 | 0 | 455072 | 0 | 0 | 0 | 0 | 1621540.2684 | 2330598.9542 | 0 | 0 | 0 | 0 | 0 | 0 | 0 | 0 | 0 | 0 | 0 | 0 | 0 | 0 | 0 | 0 | 0 | -150664.6685 | 115689.6092 | 0 | 0 | 0 | 0 | 0 | 0 | 0 | 0 | 0 | 0 | 0 | 0 | 0 | 0 | 0 | 0
2016-07-18 07:00 | 0 | 0 | 0 | 0 | 76072.5525 | 0 | 438275 | 0 | 0 | 0 | 0 | 1375027.4302 | 2214909.3449 | 0 | 0 | 0 | 0 | 0 | 0 | 0 | 0 | 0 | 0 | 0 | 0 | 0 | 0 | 0 | 0 | 0 | -246512.8382 | -115689.6092 | 0 | 0 | 0 | 0 | 0 | 0 | 0 | 0 | 0 | 0 | 0 | 0 | 0 | 0 | 0 | 0
2016-07-18 08:00 | 0 | 0 | 0 | 0 | 405035.2141 | 0 | 430035 | 0 | 0 | 0 | 0 | 1465717.2535 | 2099219.7357 | 0 | 0 | 0 | 0 | 0 | 0 | 0 | 0 | 0 | 0 | 0 | 0 | 0 | 0 | 0 | 0 | 0 | 90689.8233 | -115689.6092 | 0 | 0 | 0 | 0 | 0 | 0 | 0 | 0 | 0 | 0 | 0 | 0 | 0 | 0 | 0 | 0
2016-07-18 09:00 | 0 | 0 | 0 | 0 | 70577.5525 | 0 | 432780 | 0 | 0 | 0 | 0 | 1219204.4152 | 1983530.1265 | 0 | 0 | 0 | 0 | 0 | 0 | 0 | 0 | 0 | 0 | 0 | 0 | 0 | 0 | 0 | 0 | 0 | -246512.8382 | -115689.6092 | 0 | 0 | 0 | 0 | 0 | 0 | 0 | 0 | 0 | 0 | 0 | 0 | 0 | 0 | 0 | 0
2016-07-18 10:00 | 0 | 0 | 0 | 0 | 337686.9056 | 0 | 446146 | 0 | 0 | 0 | 0 | 995055.7116 | 2099219.7357 | 0 | 0 | 0 | 0 | 0 | 0 | 0 | 0 | 0 | 0 | 0 | 0 | 0 | 0 | 0 | 0 | 0 | -224148.7036 | 115689.6092 | 0 | 0 | 0 | 0 | 0 | 0 | 0 | 0 | 0 | 0 | 0 | 0 | 0 | 0 | 0 | 0
2016-07-18 11:00 | 0 | 0 | 0 | 0 | 306987.6794 | 0.45256 | 466590 | 0 | 0 | 0 | 0 | 951143.4528 | 1983530.1265 | 0 | 0 | 0 | 0 | 0 | 0 | 0 | 0 | 0 | 0 | 0 | 0 | 0 | 0 | 0 | 0 | 0 | -43912.2588 | -115689.6092 | 0 | 0 | 0 | 0 | 0 | 0 | 0 | 0 | 0 | 0 | 0 | 0 | 0 | 0 | 0 | 0
2016-07-18 12:00 | 0 | 0 | 0 | 0 | 177197.5865 | 80394.0609 | 495607 | 0 | 0 | 0 | 0 | 704630.6146 | 1992027.6121 | 0 | 0 | 0 | 0 | 0 | 0 | 0 | 0 | 0 | 0 | 0 | 0 | 0 | 0 | 0 | 0 | 0 | -246512.8382 | 8497.4856 | 0 | 0 | 0 | 0 | 0 | 0 | 0 | 0 | 0 | 0 | 0 | 0 | 0 | 0 | 0 | 0
2016-07-18 13:00 | 0 | 0 | 0 | 0 | 0 | 379842.6283 | 530189 | 0 | 0 | 0 | 0 | 669973.8521 | 1876338.0029 | 0 | 0 | 0 | 0 | 0 | 0 | 0 | 0 | 0 | 0 | 0 | 0 | 0 | 0 | 0 | 0 | 0 | -34656.7625 | -115689.6092 | 0 | 0 | 0 | 0 | 0 | 0 | 0 | 0 | 0 | 0 | 0 | 0 | 0 | 0 | 0 | 0
2016-07-18 14:00 | 0 | 0 | 0 | 0 | 0 | 590336.5004 | 567488 | 0 | 0 | 0 | 0 | 808511.9617 | 1760648.3936 | 0 | 0 | 0 | 0 | 0 | 0 | 0 | 0 | 0 | 0 | 0 | 0 | 0 | 0 | 0 | 0 | 0 | 138538.1096 | -115689.6092 | 0 | 0 | 0 | 0 | 0 | 0 | 0 | 0 | 0 | 0 | 0 | 0 | 0 | 0 | 0 | 0
2016-07-18 15:00 | 0 | 0 | 0 | 0 | 198227.701 | 704271.8734 | 602663 | 0 | 0 | 0 | 0 | 1055024.8 | 1813972.1298 | 0 | 0 | 0 | 0 | 0 | 0 | 0 | 0 | 0 | 0 | 0 | 0 | 0 | 0 | 0 | 0 | 0 | 246512.8382 | 53323.7362 | 0 | 0 | 0 | 0 | 0 | 0 | 0 | 0 | 0 | 0 | 0 | 0 | 0 | 0 | 0 | 0
2016-07-18 16:00 | 0 | 0 | 0 | 0 | 0 | 765697.3622 | 632805 | 0 | 0 | 0 | 0 | 1072227.5529 | 1929661.7391 | 0 | 0 | 0 | 0 | 0 | 0 | 0 | 0 | 0 | 0 | 0 | 0 | 0 | 0 | 0 | 0 | 0 | 17202.753 | 115689.6092 | 0 | 0 | 0 | 0 | 0 | 0 | 0 | 0 | 0 | 0 | 0 | 0 | 0 | 0 | 0 | 0
2016-07-18 17:00 | 0 | 0 | 0 | 0 | 0 | 790844.9313 | 655699 | 0 | 0 | 0 | 0 | 1091683.875 | 2045351.3483 | 0 | 0 | 0 | 0 | 0 | 0 | 0 | 0 | 0 | 0 | 0 | 0 | 0 | 0 | 0 | 0 | 0 | 19456.322 | 115689.6092 | 0 | 0 | 0 | 0 | 0 | 0 | 0 | 0 | 0 | 0 | 0 | 0 | 0 | 0 | 0 | 0
2016-07-18 18:00 | 0 | 0 | 0 | 0 | 0 | 788298.9171 | 671854 | 0 | 0 | 0 | 0 | 1323818.4013 | 1929661.7391 | 0 | 0 | 0 | 0 | 0 | 0 | 0 | 0 | 0 | 0 | 0 | 0 | 0 | 0 | 0 | 0 | 0 | 232134.5263 | -115689.6092 | 0 | 0 | 0 | 0 | 0 | 0 | 0 | 0 | 0 | 0 | 0 | 0 | 0 | 0 | 0 | 0
2016-07-18 19:00 | 0 | 0 | 0 | 0 | 187058.552 | 773927.2495 | 678778 | 0 | 0 | 0 | 0 | 1490336.5936 | 2045351.3483 | 0 | 0 | 0 | 0 | 0 | 0 | 0 | 0 | 0 | 0 | 0 | 0 | 0 | 0 | 0 | 0 | 0 | 166518.1923 | 115689.6092 | 0 | 0 | 0 | 0 | 0 | 0 | 0 | 0 | 0 | 0 | 0 | 0 | 0 | 0 | 0 | 0
2016-07-18 20:00 | 0 | 0 | 0 | 0 | 0 | 758227.7011 | 679882 | 0 | 0 | 0 | 0 | 1684371.904 | 1929661.7391 | 0 | 0 | 0 | 0 | 0 | 0 | 0 | 0 | 0 | 0 | 0 | 0 | 0 | 0 | 0 | 0 | 0 | 194035.3103 | -115689.6092 | 0 | 0 | 0 | 0 | 0 | 0 | 0 | 0 | 0 | 0 | 0 | 0 | 0 | 0 | 0 | 0
2016-07-18 21:00 | 0 | 0 | 0 | 0 | 0 | 731155.2655 | 677977 | 0 | 0 | 0 | 0 | 1621860.5602 | 2045351.3483 | 0 | 0 | 0 | 0 | 0 | 0 | 0 | 0 | 0 | 0 | 0 | 0 | 0 | 0 | 0 | 0 | 0 | -62511.3437 | 115689.6092 | 0 | 0 | 0 | 0 | 0 | 0 | 0 | 0 | 0 | 0 | 0 | 0 | 0 | 0 | 0 | 0
2016-07-18 22:00 | 0 | 0 | 0 | 0 | 0 | 690408.4601 | 673385 | 0 | 0 | 0 | 0 | 1748788.2263 | 1929661.7391 | 0 | 0 | 0 | 0 | 0 | 0 | 0 | 5785.4032 | 0 | 0 | 0 | 0 | 0 | 0 | 0 | 0 | 0 | 126927.6661 | -115689.6092 | 0 | 0 | 0 | 0 | 0 | 0 | 0 | 0 | 0 | 5785.4032 | 0 | 0 | 0 | 0 | 0 | 0
2016-07-18 23:00 | 0 | 0 | 0 | 0 | 322312.9242 | 606947.4004 | 662839 | 0 | 0 | 0 | 0 | 1868726.2264 | 2045351.3483 | 0 | 0 | 0 | 0 | 0 | 0 | 0 | 36579.1185 | 0 | 0 | 0 | 0 | 0 | 0 | 0 | 0 | 0 | 119938.0001 | 115689.6092 | 0 | 0 | 0 | 0 | 0 | 0 | 0 | 0 | 0 | 30793.7153 | 0 | 0 | 0 | 0 | 0 | 0
2016-07-19 | 0 | 0 | 0 | 0 | 0 | 458903.0459 | 645707 | 0 | 0 | 0 | 0 | 1622213.3882 | 2135853.9477 | 0 | 0 | 0 | 0 | 0 | 0 | 0 | 5785.4032 | 0 | 0 | 0 | 0 | 0 | 0 | 0 | 0 | 0 | -246512.8382 | 90502.5994 | 0 | 0 | 0 | 0 | 0 | 0 | 0 | 0 | 0 | -30793.7153 | 0 | 0 | 0 | 0 | 0 | 0
2016-07-19 01:00 | 0 | 0 | 0 | 0 | 31240.202 | 227697.9473 | 626926 | 0 | 0 | 0 | 0 | 1375700.5499 | 2020164.3385 | 0 | 0 | 0 | 0 | 0 | 0 | 0 | 0 | 0 | 0 | 0 | 0 | 0 | 0 | 0 | 0 | 0 | -246512.8382 | -115689.6092 | 0 | 0 | 0 | 0 | 0 | 0 | 0 | 0 | 0 | -5785.4032 | 0 | 0 | 0 | 0 | 0 | 0
2016-07-19 02:00 | 0 | 0 | 0 | 0 | 611937.099 | 36586.8035 | 597364 | 0 | 0 | 0 | 0 | 1542550.0617 | 1904474.7293 | 0 | 0 | 0 | 0 | 0 | 0 | 0 | 0 | 0 | 0 | 0 | 0 | 0 | 0 | 0 | 0 | 0 | 166849.5118 | -115689.6092 | 0 | 0 | 0 | 0 | 0 | 0 | 0 | 0 | 0 | 0 | 0 | 0 | 0 | 0 | 0 | 0
2016-07-19 03:00 | 0 | 0 | 0 | 0 | 427910.771 | 0 | 558734 | 0 | 0 | 0 | 0 | 1296037.2235 | 2020164.3385 | 0 | 0 | 0 | 0 | 0 | 0 | 0 | 0 | 0 | 0 | 0 | 0 | 0 | 0 | 0 | 0 | 0 | -246512.8382 | 115689.6092 | 0 | 0 | 0 | 0 | 0 | 0 | 0 | 0 | 0 | 0 | 0 | 0 | 0 | 0 | 0 | 0
2016-07-19 04:00 | 0 | 0 | 0 | 0 | 576947.3485 | 0 | 520670 | 0 | 0 | 0 | 0 | 1468004.1812 | 1904474.7293 | 0 | 0 | 0 | 0 | 0 | 0 | 0 | 0 | 0 | 0 | 0 | 0 | 0 | 0 | 0 | 0 | 0 | 171966.9577 | -115689.6092 | 0 | 0 | 0 | 0 | 0 | 0 | 0 | 0 | 0 | 0 | 0 | 0 | 0 | 0 | 0 | 0
2016-07-19 05:00 | 0 | 0 | 0 | 0 | 126095.5525 | 0 | 488298 | 0 | 0 | 0 | 0 | 1221491.343 | 1788785.12 | 0 | 0 | 0 | 0 | 0 | 0 | 0 | 0 | 0 | 0 | 0 | 0 | 0 | 0 | 0 | 0 | 0 | -246512.8382 | -115689.6092 | 0 | 0 | 0 | 0 | 0 | 0 | 0 | 0 | 0 | 0 | 0 | 0 | 0 | 0 | 0 | 0
2016-07-19 06:00 | 0 | 0 | 0 | 0 | 502054.5506 | 0 | 461564 | 0 | 0 | 0 | 0 | 1146292.2843 | 1904474.7293 | 0 | 0 | 0 | 0 | 0 | 0 | 0 | 0 | 0 | 0 | 0 | 0 | 0 | 0 | 0 | 0 | 0 | -75199.0587 | 115689.6092 | 0 | 0 | 0 | 0 | 0 | 0 | 0 | 0 | 0 | 0 | 0 | 0 | 0 | 0 | 0 | 0
2016-07-19 07:00 | 0 | 0 | 0 | 0 | 80645.5525 | 0 | 442848 | 0 | 0 | 0 | 0 | 899779.4461 | 1788785.12 | 0 | 0 | 0 | 0 | 0 | 0 | 0 | 0 | 0 | 0 | 0 | 0 | 0 | 0 | 0 | 0 | 0 | -246512.8382 | -115689.6092 | 0 | 0 | 0 | 0 | 0 | 0 | 0 | 0 | 0 | 0 | 0 | 0 | 0 | 0 | 0 | 0
2016-07-19 08:00 | 0 | 0 | 0 | 0 | 462367.9823 | 0 | 433311 | 0 | 0 | 0 | 0 | 813146.8191 | 1904474.7293 | 0 | 0 | 0 | 0 | 0 | 0 | 0 | 0 | 0 | 0 | 0 | 0 | 0 | 0 | 0 | 0 | 0 | -86632.6269 | 115689.6092 | 0 | 0 | 0 | 0 | 0 | 0 | 0 | 0 | 0 | 0 | 0 | 0 | 0 | 0 | 0 | 0
2016-07-19 09:00 | 0 | 0 | 0 | 0 | 440889.4811 | 0 | 435488 | 0 | 0 | 0 | 0 | 934237.9095 | 1788785.12 | 0 | 0 | 0 | 0 | 0 | 0 | 0 | 0 | 0 | 0 | 0 | 0 | 0 | 0 | 0 | 0 | 0 | 121091.0903 | -115689.6092 | 0 | 0 | 0 | 0 | 0 | 0 | 0 | 0 | 0 | 0 | 0 | 0 | 0 | 0 | 0 | 0
2016-07-19 10:00 | 0 | 0 | 0 | 0 | 413030.1878 | 0 | 448967 | 0 | 0 | 0 | 0 | 1013990.7065 | 1673095.5108 | 0 | 0 | 0 | 0 | 0 | 0 | 0 | 0 | 0 | 0 | 0 | 0 | 0 | 0 | 0 | 0 | 0 | 79752.797 | -115689.6092 | 0 | 0 | 0 | 0 | 0 | 0 | 0 | 0 | 0 | 0 | 0 | 0 | 0 | 0 | 0 | 0
2016-07-19 11:00 | 0 | 0 | 0 | 0 | 356201.0943 | 0.082846 | 468631 | 0 | 0 | 0 | 0 | 785871.2744 | 1788785.12 | 0 | 0 | 0 | 0 | 0 | 0 | 0 | 0 | 0 | 0 | 0 | 0 | 0 | 0 | 0 | 0 | 0 | -228119.432 | 115689.6092 | 0 | 0 | 0 | 0 | 0 | 0 | 0 | 0 | 0 | 0 | 0 | 0 | 0 | 0 | 0 | 0
2016-07-19 12:00 | 0 | 0 | 0 | 0 | 198814.4389 | 85744.6972 | 495509 | 0 | 0 | 0 | 0 | 539358.4362 | 1793554.3791 | 0 | 0 | 0 | 0 | 0 | 0 | 0 | 30793.7153 | 0 | 0 | 0 | 0 | 0 | 0 | 0 | 0 | 0 | -246512.8382 | 4769.259 | 0 | 0 | 0 | 0 | 0 | 0 | 0 | 0 | 0 | 30793.7153 | 0 | 0 | 0 | 0 | 0 | 0
2016-07-19 13:00 | 0 | 0 | 0 | 0 | 0 | 424171.9234 | 525717 | 0 | 0 | 0 | 0 | 584296.6842 | 1677864.7698 | 0 | 0 | 0 | 0 | 0 | 0 | 0 | 0 | 0 | 0 | 0 | 0 | 0 | 0 | 0 | 0 | 0 | 44938.248 | -115689.6092 | 0 | 0 | 0 | 0 | 0 | 0 | 0 | 0 | 0 | -30793.7153 | 0 | 0 | 0 | 0 | 0 | 0
2016-07-19 14:00 | 0 | 0 | 0 | 0 | 0 | 648708.314 | 561169 | 0 | 0 | 0 | 0 | 556146.389 | 1793554.3791 | 0 | 0 | 0 | 0 | 0 | 0 | 0 | 0 | 0 | 0 | 0 | 0 | 0 | 0 | 0 | 0 | 0 | -28150.2952 | 115689.6092 | 0 | 0 | 0 | 0 | 0 | 0 | 0 | 0 | 0 | 0 | 0 | 0 | 0 | 0 | 0 | 0
2016-07-19 15:00 | 0 | 0 | 0 | 0 | 0 | 750627.1966 | 594934 | 0 | 0 | 0 | 0 | 802659.2272 | 1702734.7375 | 0 | 0 | 0 | 0 | 0 | 0 | 0 | 0 | 0 | 0 | 0 | 0 | 0 | 0 | 0 | 0 | 0 | 246512.8382 | -90819.6416 | 0 | 0 | 0 | 0 | 0 | 0 | 0 | 0 | 0 | 0 | 0 | 0 | 0 | 0 | 0 | 0
2016-07-19 16:00 | 0 | 0 | 0 | 0 | 0 | 804953.7162 | 622824 | 0 | 0 | 0 | 0 | 869099.3341 | 1818424.3467 | 0 | 0 | 0 | 0 | 0 | 0 | 0 | 0 | 0 | 0 | 0 | 0 | 0 | 0 | 0 | 0 | 0 | 66440.107 | 115689.6092 | 0 | 0 | 0 | 0 | 0 | 0 | 0 | 0 | 0 | 0 | 0 | 0 | 0 | 0 | 0 | 0
2016-07-19 17:00 | 0 | 0 | 0 | 0 | 0 | 811368.2398 | 644321 | 0 | 0 | 0 | 0 | 1115612.1724 | 1738958.7483 | 0 | 0 | 0 | 0 | 0 | 0 | 0 | 0 | 0 | 0 | 0 | 0 | 0 | 0 | 0 | 0 | 0 | 246512.8382 | -79465.5984 | 0 | 0 | 0 | 0 | 0 | 0 | 0 | 0 | 0 | 0 | 0 | 0 | 0 | 0 | 0 | 0
2016-07-19 18:00 | 0 | 0 | 0 | 0 | 0 | 797902.0438 | 659831 | 0 | 0 | 0 | 0 | 1137993.6069 | 1854648.3575 | 0 | 0 | 0 | 0 | 0 | 0 | 0 | 0 | 0 | 0 | 0 | 0 | 0 | 0 | 0 | 0 | 0 | 22381.4346 | 115689.6092 | 0 | 0 | 0 | 0 | 0 | 0 | 0 | 0 | 0 | 0 | 0 | 0 | 0 | 0 | 0 | 0
2016-07-19 19:00 | 0 | 0 | 0 | 0 | 238551.4519 | 781250.168 | 669705 | 0 | 0 | 0 | 0 | 1384506.4452 | 1958232.1391 | 0 | 0 | 0 | 0 | 0 | 0 | 0 | 0 | 0 | 0 | 0 | 0 | 0 | 0 | 0 | 0 | 0 | 246512.8382 | 103583.7816 | 0 | 0 | 0 | 0 | 0 | 0 | 0 | 0 | 0 | 0 | 0 | 0 | 0 | 0 | 0 | 0
2016-07-19 20:00 | 0 | 0 | 0 | 0 | 0 | 766339.6455 | 676736 | 0 | 0 | 0 | 0 | 1358420.4815 | 2073921.7484 | 0 | 0 | 0 | 0 | 0 | 0 | 0 | 0 | 0 | 0 | 0 | 0 | 0 | 0 | 0 | 0 | 0 | -26085.9637 | 115689.6092 | 0 | 0 | 0 | 0 | 0 | 0 | 0 | 0 | 0 | 0 | 0 | 0 | 0 | 0 | 0 | 0
2016-07-19 21:00 | 0 | 0 | 0 | 0 | 70154.7996 | 738870.4294 | 678202 | 0 | 0 | 0 | 0 | 1604933.3197 | 1958232.1391 | 0 | 0 | 0 | 0 | 0 | 0 | 0 | 0 | 0 | 0 | 0 | 0 | 0 | 0 | 0 | 0 | 0 | 246512.8382 | -115689.6092 | 0 | 0 | 0 | 0 | 0 | 0 | 0 | 0 | 0 | 0 | 0 | 0 | 0 | 0 | 0 | 0
2016-07-19 22:00 | 0 | 0 | 0 | 0 | 0 | 693973.7569 | 671340 | 0 | 0 | 0 | 0 | 1511877.4674 | 2073921.7484 | 0 | 0 | 0 | 0 | 0 | 0 | 0 | 0 | 0 | 0 | 0 | 0 | 0 | 0 | 0 | 0 | 0 | -93055.8524 | 115689.6092 | 0 | 0 | 0 | 0 | 0 | 0 | 0 | 0 | 0 | 0 | 0 | 0 | 0 | 0 | 0 | 0
2016-07-19 23:00 | 0 | 0 | 0 | 0 | 286900.9233 | 603895.1292 | 655422 | 0 | 0 | 0 | 0 | 1631561.9106 | 2189611.3576 | 0 | 0 | 0 | 0 | 0 | 0 | 0 | 0 | 0 | 0 | 0 | 0 | 0 | 0 | 0 | 0 | 0 | 119684.4432 | 115689.6092 | 0 | 0 | 0 | 0 | 0 | 0 | 0 | 0 | 0 | 0 | 0 | 0 | 0 | 0 | 0 | 0
2016-07-20 | 0 | 0 | 0 | 0 | 0 | 453921.3079 | 636565 | 0 | 0 | 0 | 0 | 1564607.8278 | 2073921.7484 | 0 | 0 | 0 | 0 | 0 | 0 | 0 | 0 | 0 | 0 | 0 | 0 | 0 | 0 | 0 | 0 | 0 | -66954.0828 | -115689.6092 | 0 | 0 | 0 | 0 | 0 | 0 | 0 | 0 | 0 | 0 | 0 | 0 | 0 | 0 | 0 | 0
2016-07-20 01:00 | 0 | 0 | 0 | 0 | 19182.6755 | 237133.8771 | 618519 | 0 | 0 | 0 | 0 | 1318094.9895 | 1958232.1391 | 0 | 0 | 0 | 0 | 0 | 0 | 0 | 0 | 0 | 0 | 0 | 0 | 0 | 0 | 0 | 0 | 0 | -246512.8382 | -115689.6092 | 0 | 0 | 0 | 0 | 0 | 0 | 0 | 0 | 0 | 0 | 0 | 0 | 0 | 0 | 0 | 0
2016-07-20 02:00 | 0 | 0 | 0 | 0 | 607584.9467 | 32105.2137 | 589729 | 0 | 0 | 0 | 0 | 1252366.5407 | 2073921.7484 | 0 | 0 | 0 | 0 | 0 | 0 | 0 | 0 | 0 | 0 | 0 | 0 | 0 | 0 | 0 | 0 | 0 | -65728.4488 | 115689.6092 | 0 | 0 | 0 | 0 | 0 | 0 | 0 | 0 | 0 | 0 | 0 | 0 | 0 | 0 | 0 | 0
2016-07-20 03:00 | 0 | 0 | 0 | 0 | 189845.5525 | 0 | 552048 | 0 | 0 | 0 | 0 | 1005853.7025 | 1958232.1391 | 0 | 0 | 0 | 0 | 0 | 0 | 0 | 0 | 0 | 0 | 0 | 0 | 0 | 0 | 0 | 0 | 0 | -246512.8382 | -115689.6092 | 0 | 0 | 0 | 0 | 0 | 0 | 0 | 0 | 0 | 0 | 0 | 0 | 0 | 0 | 0 | 0
2016-07-20 04:00 | 0 | 0 | 0 | 0 | 567474.3668 | 0 | 514405 | 0 | 0 | 0 | 0 | 1174612.6785 | 1842542.5299 | 0 | 0 | 0 | 0 | 0 | 0 | 0 | 0 | 0 | 0 | 0 | 0 | 0 | 0 | 0 | 0 | 0 | 168758.976 | -115689.6092 | 0 | 0 | 0 | 0 | 0 | 0 | 0 | 0 | 0 | 0 | 0 | 0 | 0 | 0 | 0 | 0
2016-07-20 05:00 | 0 | 0 | 0 | 0 | 120454.5525 | 0 | 482657 | 0 | 0 | 0 | 0 | 928099.8402 | 1726852.9207 | 0 | 0 | 0 | 0 | 0 | 0 | 0 | 0 | 0 | 0 | 0 | 0 | 0 | 0 | 0 | 0 | 0 | -246512.8382 | -115689.6092 | 0 | 0 | 0 | 0 | 0 | 0 | 0 | 0 | 0 | 0 | 0 | 0 | 0 | 0 | 0 | 0
2016-07-20 06:00 | 0 | 0 | 0 | 0 | 528697.2846 | 0 | 456339 | 0 | 0 | 0 | 0 | 884768.5156 | 1842542.5299 | 0 | 0 | 0 | 0 | 0 | 0 | 0 | 0 | 0 | 0 | 0 | 0 | 0 | 0 | 0 | 0 | 0 | -43331.3247 | 115689.6092 | 0 | 0 | 0 | 0 | 0 | 0 | 0 | 0 | 0 | 0 | 0 | 0 | 0 | 0 | 0 | 0
2016-07-20 07:00 | 0 | 0 | 0 | 0 | 75108.5525 | 0 | 437311 | 0 | 0 | 0 | 0 | 638255.6773 | 1726852.9207 | 0 | 0 | 0 | 0 | 0 | 0 | 0 | 0 | 0 | 0 | 0 | 0 | 0 | 0 | 0 | 0 | 0 | -246512.8382 | -115689.6092 | 0 | 0 | 0 | 0 | 0 | 0 | 0 | 0 | 0 | 0 | 0 | 0 | 0 | 0 | 0 | 0
2016-07-20 08:00 | 0 | 0 | 0 | 0 | 476506.6552 | 0 | 427406 | 0 | 0 | 0 | 0 | 571666.7233 | 1842542.5299 | 0 | 0 | 0 | 0 | 0 | 0 | 0 | 0 | 0 | 0 | 0 | 0 | 0 | 0 | 0 | 0 | 0 | -66588.9541 | 115689.6092 | 0 | 0 | 0 | 0 | 0 | 0 | 0 | 0 | 0 | 0 | 0 | 0 | 0 | 0 | 0 | 0
2016-07-20 09:00 | 0 | 0 | 0 | 0 | 298605.771 | 0 | 429429 | 0 | 0 | 0 | 0 | 325153.885 | 1958232.1391 | 0 | 0 | 0 | 0 | 0 | 0 | 0 | 0 | 0 | 0 | 0 | 0 | 0 | 0 | 0 | 0 | 0 | -246512.8382 | 115689.6092 | 0 | 0 | 0 | 0 | 0 | 0 | 0 | 0 | 0 | 0 | 0 | 0 | 0 | 0 | 0 | 0
2016-07-20 10:00 | 0 | 0 | 0 | 0 | 431976.7821 | 0 | 441816 | 0 | 0 | 0 | 0 | 431004.2763 | 1842542.5299 | 0 | 0 | 0 | 0 | 0 | 0 | 0 | 0 | 0 | 0 | 0 | 0 | 0 | 0 | 0 | 0 | 0 | 105850.3913 | -115689.6092 | 0 | 0 | 0 | 0 | 0 | 0 | 0 | 0 | 0 | 0 | 0 | 0 | 0 | 0 | 0 | 0
2016-07-20 11:00 | 0 | 0 | 0 | 0 | 98378.5168 | 0.0357 | 460581 | 0 | 0 | 0 | 0 | 184491.4381 | 1726852.9207 | 0 | 0 | 0 | 0 | 0 | 0 | 0 | 0 | 0 | 0 | 0 | 0 | 0 | 0 | 0 | 0 | 0 | -246512.8382 | -115689.6092 | 0 | 0 | 0 | 0 | 0 | 0 | 0 | 0 | 0 | 0 | 0 | 0 | 0 | 0 | 0 | 0
2016-07-20 12:00 | 0 | 0 | 0 | 0 | 238747.0476 | 93855.5591 | 486874 | 0 | 0 | 0 | 0 | 145909.6541 | 1611163.3114 | 0 | 0 | 0 | 0 | 0 | 0 | 0 | 0 | 0 | 0 | 0 | 0 | 0 | 0 | 0 | 0 | 0 | -38581.784 | -115689.6092 | 0 | 0 | 0 | 0 | 0 | 0 | 0 | 0 | 0 | 0 | 0 | 0 | 0 | 0 | 0 | 0
2016-07-20 13:00 | 0 | 0 | 0 | 0 | 0 | 422233.2681 | 517655 | 0 | 0 | 0 | 0 | 166177.5314 | 1495473.7022 | 0 | 0 | 0 | 0 | 0 | 0 | 0 | 0 | 0 | 0 | 0 | 0 | 0 | 0 | 0 | 0 | 0 | 20267.8773 | -115689.6092 | 0 | 0 | 0 | 0 | 0 | 0 | 0 | 0 | 0 | 0 | 0 | 0 | 0 | 0 | 0 | 0
2016-07-20 14:00 | 0 | 0 | 0 | 0 | 249917.8487 | 652504.3725 | 552701 | 0 | 0 | 0 | 0 | 412690.3696 | 1598682.0852 | 0 | 0 | 0 | 0 | 0 | 0 | 0 | 0 | 0 | 0 | 0 | 0 | 0 | 0 | 0 | 0 | 0 | 246512.8382 | 103208.383 | 0 | 0 | 0 | 0 | 0 | 0 | 0 | 0 | 0 | 0 | 0 | 0 | 0 | 0 | 0 | 0
2016-07-20 15:00 | 0 | 0 | 0 | 0 | 0 | 743631.4638 | 587835 | 0 | 0 | 0 | 0 | 452797.2242 | 1714371.6944 | 0 | 0 | 0 | 0 | 0 | 0 | 0 | 0 | 0 | 0 | 0 | 0 | 0 | 0 | 0 | 0 | 0 | 40106.8545 | 115689.6092 | 0 | 0 | 0 | 0 | 0 | 0 | 0 | 0 | 0 | 0 | 0 | 0 | 0 | 0 | 0 | 0
2016-07-20 16:00 | 0 | 0 | 0 | 0 | 0 | 793153.1434 | 618472 | 0 | 0 | 0 | 0 | 699310.0624 | 1642539.9996 | 0 | 0 | 0 | 0 | 0 | 0 | 0 | 0 | 0 | 0 | 0 | 0 | 0 | 0 | 0 | 0 | 0 | 246512.8382 | -71831.6948 | 0 | 0 | 0 | 0 | 0 | 0 | 0 | 0 | 0 | 0 | 0 | 0 | 0 | 0 | 0 | 0
2016-07-20 17:00 | 0 | 0 | 0 | 0 | 0 | 800146.9873 | 645401 | 0 | 0 | 0 | 0 | 738366.4405 | 1758229.6088 | 0 | 0 | 0 | 0 | 0 | 0 | 0 | 0 | 0 | 0 | 0 | 0 | 0 | 0 | 0 | 0 | 0 | 39056.3781 | 115689.6092 | 0 | 0 | 0 | 0 | 0 | 0 | 0 | 0 | 0 | 0 | 0 | 0 | 0 | 0 | 0 | 0
2016-07-20 18:00 | 0 | 0 | 0 | 0 | 219598.0433 | 788185.274 | 666420 | 0 | 0 | 0 | 0 | 984879.2787 | 1853080.0879 | 0 | 0 | 0 | 0 | 0 | 0 | 0 | 0 | 0 | 0 | 0 | 0 | 0 | 0 | 0 | 0 | 0 | 246512.8382 | 94850.4791 | 0 | 0 | 0 | 0 | 0 | 0 | 0 | 0 | 0 | 0 | 0 | 0 | 0 | 0 | 0 | 0
2016-07-20 19:00 | 0 | 0 | 0 | 0 | 258178.8284 | 770116.8552 | 681326 | 0 | 0 | 0 | 0 | 1216159.3531 | 1968769.6972 | 0 | 0 | 0 | 0 | 0 | 0 | 0 | 0 | 0 | 0 | 0 | 0 | 0 | 0 | 0 | 0 | 0 | 231280.0744 | 115689.6092 | 0 | 0 | 0 | 0 | 0 | 0 | 0 | 0 | 0 | 0 | 0 | 0 | 0 | 0 | 0 | 0
2016-07-20 20:00 | 0 | 0 | 0 | 0 | 292351.4601 | 751493.7946 | 691916 | 0 | 0 | 0 | 0 | 1462672.1914 | 2074186.1136 | 0 | 0 | 0 | 0 | 0 | 0 | 0 | 0 | 0 | 0 | 0 | 0 | 0 | 0 | 0 | 0 | 0 | 246512.8382 | 105416.4164 | 0 | 0 | 0 | 0 | 0 | 0 | 0 | 0 | 0 | 0 | 0 | 0 | 0 | 0 | 0 | 0
2016-07-20 21:00 | 0 | 0 | 0 | 0 | 0 | 719829.4462 | 696978 | 0 | 0 | 0 | 0 | 1364048.6252 | 2189875.7228 | 0 | 0 | 0 | 0 | 0 | 0 | 0 | 5785.4032 | 0 | 0 | 0 | 0 | 0 | 0 | 0 | 0 | 0 | -98623.5662 | 115689.6092 | 0 | 0 | 0 | 0 | 0 | 0 | 0 | 0 | 0 | 5785.4032 | 0 | 0 | 0 | 0 | 0 | 0
2016-07-20 22:00 | 0 | 0 | 0 | 0 | 279303.9326 | 666582.7301 | 691384 | 0 | 0 | 0 | 0 | 1610561.4634 | 2167071.8319 | 0 | 0 | 0 | 0 | 0 | 0 | 0 | 36579.1185 | 0 | 0 | 0 | 0 | 0 | 0 | 0 | 0 | 0 | 246512.8382 | -22803.8909 | 0 | 0 | 0 | 0 | 0 | 0 | 0 | 0 | 0 | 30793.7153 | 0 | 0 | 0 | 0 | 0 | 0
2016-07-20 23:00 | 0 | 0 | 0 | 0 | 384894.7747 | 576561.8111 | 678219 | 0 | 0 | 0 | 0 | 1778109.44 | 2282761.4411 | 0 | 0 | 0 | 0 | 0 | 0 | 0 | 36579.1185 | 0 | 0 | 0 | 0 | 0 | 0 | 0 | 0 | 0 | 167547.9766 | 115689.6092 | 0 | 0 | 0 | 0 | 0 | 0 | 0 | 0 | 0 | 0 | 0 | 0 | 0 | 0 | 0 | 0
2016-07-21 | 0 | 0 | 0 | 0 | 0 | 435903.7969 | 659397 | 0 | 0 | 0 | 0 | 1701099.5615 | 2167071.8319 | 0 | 0 | 0 | 0 | 0 | 0 | 0 | 5785.4032 | 0 | 0 | 0 | 0 | 0 | 0 | 0 | 0 | 0 | -77009.8785 | -115689.6092 | 0 | 0 | 0 | 0 | 0 | 0 | 0 | 0 | 0 | -30793.7153 | 0 | 0 | 0 | 0 | 0 | 0
2016-07-21 01:00 | 0 | 0 | 0 | 0 | 43216.2889 | 229186.8605 | 640391 | 0 | 0 | 0 | 0 | 1454586.7233 | 2051382.2226 | 0 | 0 | 0 | 0 | 0 | 0 | 0 | 0 | 0 | 0 | 0 | 0 | 0 | 0 | 0 | 0 | 0 | -246512.8382 | -115689.6092 | 0 | 0 | 0 | 0 | 0 | 0 | 0 | 0 | 0 | -5785.4032 | 0 | 0 | 0 | 0 | 0 | 0
2016-07-21 02:00 | 0 | 0 | 0 | 0 | 650301.9799 | 22608.2046 | 611187 | 0 | 0 | 0 | 0 | 1400620.2986 | 2167071.8319 | 0 | 0 | 0 | 0 | 0 | 0 | 0 | 0 | 0 | 0 | 0 | 0 | 0 | 0 | 0 | 0 | 0 | -53966.4247 | 115689.6092 | 0 | 0 | 0 | 0 | 0 | 0 | 0 | 0 | 0 | 0 | 0 | 0 | 0 | 0 | 0 | 0
2016-07-21 03:00 | 0 | 0 | 0 | 0 | 209824.5525 | 0 | 572027 | 0 | 0 | 0 | 0 | 1154107.4604 | 2051382.2226 | 0 | 0 | 0 | 0 | 0 | 0 | 0 | 0 | 0 | 0 | 0 | 0 | 0 | 0 | 0 | 0 | 0 | -246512.8382 | -115689.6092 | 0 | 0 | 0 | 0 | 0 | 0 | 0 | 0 | 0 | 0 | 0 | 0 | 0 | 0 | 0 | 0
2016-07-21 04:00 | 0 | 0 | 0 | 0 | 640686.2433 | 0 | 533254 | 0 | 0 | 0 | 0 | 1145850.0944 | 2167071.8319 | 0 | 0 | 0 | 0 | 0 | 0 | 0 | 0 | 0 | 0 | 0 | 0 | 0 | 0 | 0 | 0 | 0 | -8257.3659 | 115689.6092 | 0 | 0 | 0 | 0 | 0 | 0 | 0 | 0 | 0 | 0 | 0 | 0 | 0 | 0 | 0 | 0
2016-07-21 05:00 | 0 | 0 | 0 | 0 | 136537.5525 | 0 | 498740 | 0 | 0 | 0 | 0 | 899337.2562 | 2051382.2226 | 0 | 0 | 0 | 0 | 0 | 0 | 0 | 0 | 0 | 0 | 0 | 0 | 0 | 0 | 0 | 0 | 0 | -246512.8382 | -115689.6092 | 0 | 0 | 0 | 0 | 0 | 0 | 0 | 0 | 0 | 0 | 0 | 0 | 0 | 0 | 0 | 0
2016-07-21 06:00 | 0 | 0 | 0 | 0 | 590279.8866 | 0 | 470257 | 0 | 0 | 0 | 0 | 1135049.7521 | 1935692.6134 | 0 | 0 | 0 | 0 | 0 | 0 | 0 | 0 | 0 | 0 | 0 | 0 | 0 | 0 | 0 | 0 | 0 | 235712.4959 | -115689.6092 | 0 | 0 | 0 | 0 | 0 | 0 | 0 | 0 | 0 | 0 | 0 | 0 | 0 | 0 | 0 | 0
2016-07-21 07:00 | 0 | 0 | 0 | 0 | 558122.2924 | 0 | 449749 | 0 | 0 | 0 | 0 | 1127733.4352 | 2051382.2226 | 0 | 0 | 0 | 0 | 0 | 0 | 0 | 0 | 0 | 0 | 0 | 0 | 0 | 0 | 0 | 0 | 0 | -7316.3169 | 115689.6092 | 0 | 0 | 0 | 0 | 0 | 0 | 0 | 0 | 0 | 0 | 0 | 0 | 0 | 0 | 0 | 0
2016-07-21 08:00 | 0 | 0 | 0 | 0 | 522874.6418 | 0 | 438554 | 0 | 0 | 0 | 0 | 1096364.4678 | 2167071.8319 | 0 | 0 | 0 | 0 | 0 | 0 | 0 | 0 | 0 | 0 | 0 | 0 | 0 | 0 | 0 | 0 | 0 | -31368.9674 | 115689.6092 | 0 | 0 | 0 | 0 | 0 | 0 | 0 | 0 | 0 | 0 | 0 | 0 | 0 | 0 | 0 | 0
2016-07-21 09:00 | 0 | 0 | 0 | 0 | 474274.931 | 0 | 440488 | 0 | 0 | 0 | 0 | 1245841.008 | 2051382.2226 | 0 | 0 | 0 | 0 | 0 | 0 | 0 | 0 | 0 | 0 | 0 | 0 | 0 | 0 | 0 | 0 | 0 | 149476.5402 | -115689.6092 | 0 | 0 | 0 | 0 | 0 | 0 | 0 | 0 | 0 | 0 | 0 | 0 | 0 | 0 | 0 | 0
2016-07-21 10:00 | 0 | 0 | 0 | 0 | 422212.8541 | 0 | 453335 | 0 | 0 | 0 | 0 | 1099029.2528 | 2167071.8319 | 0 | 0 | 0 | 0 | 0 | 0 | 0 | 0 | 0 | 0 | 0 | 0 | 0 | 0 | 0 | 0 | 0 | -146811.7552 | 115689.6092 | 0 | 0 | 0 | 0 | 0 | 0 | 0 | 0 | 0 | 0 | 0 | 0 | 0 | 0 | 0 | 0
2016-07-21 11:00 | 0 | 0 | 0 | 0 | 354467.7466 | 0 | 472775 | 0 | 0 | 0 | 0 | 1096411.6086 | 2051382.2226 | 0 | 0 | 0 | 0 | 0 | 0 | 0 | 0 | 0 | 0 | 0 | 0 | 0 | 0 | 0 | 0 | 0 | -2617.6442 | -115689.6092 | 0 | 0 | 0 | 0 | 0 | 0 | 0 | 0 | 0 | 0 | 0 | 0 | 0 | 0 | 0 | 0
2016-07-21 12:00 | 0 | 0 | 0 | 0 | 38695.0774 | 98452.4752 | 499350 | 0 | 0 | 0 | 0 | 849898.7704 | 1935692.6134 | 0 | 0 | 0 | 0 | 0 | 0 | 0 | 0 | 0 | 0 | 0 | 0 | 0 | 0 | 0 | 0 | 0 | -246512.8382 | -115689.6092 | 0 | 0 | 0 | 0 | 0 | 0 | 0 | 0 | 0 | 0 | 0 | 0 | 0 | 0 | 0 | 0
2016-07-21 13:00 | 0 | 0 | 0 | 0 | 0 | 430996.9723 | 533096 | 0 | 0 | 0 | 0 | 632110.1334 | 2051382.2226 | 0 | 0 | 0 | 0 | 0 | 0 | 0 | 0 | 0 | 0 | 0 | 0 | 0 | 0 | 0 | 0 | 0 | -217788.637 | 115689.6092 | 0 | 0 | 0 | 0 | 0 | 0 | 0 | 0 | 0 | 0 | 0 | 0 | 0 | 0 | 0 | 0
2016-07-21 14:00 | 0 | 0 | 0 | 0 | 31219.9463 | 671133.2827 | 571530 | 0 | 0 | 0 | 0 | 878622.9717 | 1935692.6134 | 0 | 0 | 0 | 0 | 0 | 0 | 0 | 0 | 0 | 0 | 0 | 0 | 0 | 0 | 0 | 0 | 0 | 246512.8382 | -115689.6092 | 0 | 0 | 0 | 0 | 0 | 0 | 0 | 0 | 0 | 0 | 0 | 0 | 0 | 0 | 0 | 0
2016-07-21 15:00 | 0 | 0 | 0 | 0 | 192421.9437 | 770990.5239 | 609171 | 0 | 0 | 0 | 0 | 1125135.8099 | 2043421.2428 | 0 | 0 | 0 | 0 | 0 | 0 | 0 | 0 | 0 | 0 | 0 | 0 | 0 | 0 | 0 | 0 | 0 | 246512.8382 | 107728.6294 | 0 | 0 | 0 | 0 | 0 | 0 | 0 | 0 | 0 | 0 | 0 | 0 | 0 | 0 | 0 | 0
2016-07-21 16:00 | 0 | 0 | 0 | 0 | 0 | 809712.3376 | 640721 | 0 | 0 | 0 | 0 | 1178437.5383 | 2159110.852 | 0 | 0 | 0 | 0 | 0 | 0 | 0 | 0 | 0 | 0 | 0 | 0 | 0 | 0 | 0 | 0 | 0 | 53301.7284 | 115689.6092 | 0 | 0 | 0 | 0 | 0 | 0 | 0 | 0 | 0 | 0 | 0 | 0 | 0 | 0 | 0 | 0
2016-07-21 17:00 | 0 | 0 | 0 | 0 | 164618.3288 | 823067.3266 | 668011 | 0 | 0 | 0 | 0 | 1424950.3765 | 2232272.6692 | 0 | 0 | 0 | 0 | 0 | 0 | 0 | 0 | 0 | 0 | 0 | 0 | 0 | 0 | 0 | 0 | 0 | 246512.8382 | 73161.8171 | 0 | 0 | 0 | 0 | 0 | 0 | 0 | 0 | 0 | 0 | 0 | 0 | 0 | 0 | 0 | 0
2016-07-21 18:00 | 0 | 0 | 0 | 0 | 178716.4909 | 811489.4797 | 687574 | 0 | 0 | 0 | 0 | 1611892.7379 | 2347962.2784 | 0 | 0 | 0 | 0 | 0 | 0 | 0 | 0 | 0 | 0 | 0 | 0 | 0 | 0 | 0 | 0 | 0 | 186942.3614 | 115689.6092 | 0 | 0 | 0 | 0 | 0 | 0 | 0 | 0 | 0 | 0 | 0 | 0 | 0 | 0 | 0 | 0
2016-07-21 19:00 | 0 | 0 | 0 | 0 | 0 | 794063.7201 | 699093 | 0 | 0 | 0 | 0 | 1816767.6641 | 2232272.6692 | 0 | 0 | 0 | 0 | 0 | 0 | 0 | 5785.4032 | 0 | 0 | 0 | 0 | 0 | 0 | 0 | 0 | 0 | 204874.9262 | -115689.6092 | 0 | 0 | 0 | 0 | 0 | 0 | 0 | 0 | 0 | 5785.4032 | 0 | 0 | 0 | 0 | 0 | 0
2016-07-21 20:00 | 0 | 0 | 0 | 0 | 203168.9738 | 778331.175 | 706996 | 0 | 0 | 0 | 0 | 1944788.4883 | 2347962.2784 | 0 | 0 | 0 | 0 | 0 | 0 | 0 | 36579.1185 | 0 | 0 | 0 | 0 | 0 | 0 | 0 | 0 | 0 | 128020.8242 | 115689.6092 | 0 | 0 | 0 | 0 | 0 | 0 | 0 | 0 | 0 | 30793.7153 | 0 | 0 | 0 | 0 | 0 | 0
2016-07-21 21:00 | 0 | 0 | 0 | 0 | 0 | 752617.4938 | 708155 | 0 | 0 | 0 | 0 | 2104940.5913 | 2232272.6692 | 0 | 0 | 0 | 0 | 0 | 0 | 0 | 36579.1185 | 0 | 0 | 0 | 0 | 0 | 0 | 0 | 0 | 0 | 160152.103 | -115689.6092 | 0 | 0 | 0 | 0 | 0 | 0 | 0 | 0 | 0 | 0 | 0 | 0 | 0 | 0 | 0 | 0
2016-07-21 22:00 | 0 | 0 | 0 | 0 | 0 | 706042.9958 | 703672 | 0 | 0 | 0 | 0 | 2022415.6932 | 2347962.2784 | 0 | 0 | 0 | 0 | 0 | 0 | 0 | 5785.4032 | 0 | 0 | 0 | 0 | 0 | 0 | 0 | 0 | 0 | -82524.8981 | 115689.6092 | 0 | 0 | 0 | 0 | 0 | 0 | 0 | 0 | 0 | -30793.7153 | 0 | 0 | 0 | 0 | 0 | 0
2016-07-21 23:00 | 0 | 0 | 0 | 0 | 0 | 617808.4423 | 690274 | 0 | 0 | 0 | 0 | 2071425.148 | 2232272.6692 | 0 | 0 | 0 | 0 | 0 | 0 | 0 | 0 | 0 | 0 | 0 | 0 | 0 | 0 | 0 | 0 | 0 | 49009.4547 | -115689.6092 | 0 | 0 | 0 | 0 | 0 | 0 | 0 | 0 | 0 | -5785.4032 | 0 | 0 | 0 | 0 | 0 | 0
2016-07-22 | 0 | 0 | 0 | 0 | 245587.3286 | 474081.2695 | 672875 | 0 | 0 | 0 | 0 | 2002529.1368 | 2347962.2784 | 0 | 0 | 0 | 0 | 0 | 0 | 0 | 0 | 0 | 0 | 0 | 0 | 0 | 0 | 0 | 0 | 0 | -68896.0112 | 115689.6092 | 0 | 0 | 0 | 0 | 0 | 0 | 0 | 0 | 0 | 0 | 0 | 0 | 0 | 0 | 0 | 0
2016-07-22 01:00 | 0 | 0 | 0 | 0 | 60889.0747 | 231574.4779 | 654666 | 0 | 0 | 0 | 0 | 1756016.2985 | 2232272.6692 | 0 | 0 | 0 | 0 | 0 | 0 | 0 | 0 | 0 | 0 | 0 | 0 | 0 | 0 | 0 | 0 | 0 | -246512.8382 | -115689.6092 | 0 | 0 | 0 | 0 | 0 | 0 | 0 | 0 | 0 | 0 | 0 | 0 | 0 | 0 | 0 | 0
2016-07-22 02:00 | 0 | 0 | 0 | 0 | 471442.3612 | 23019.7284 | 622878 | 0 | 0 | 0 | 0 | 1743289.9974 | 2116583.0599 | 0 | 0 | 0 | 0 | 0 | 0 | 0 | 0 | 0 | 0 | 0 | 0 | 0 | 0 | 0 | 0 | 0 | -12726.3011 | -115689.6092 | 0 | 0 | 0 | 0 | 0 | 0 | 0 | 0 | 0 | 0 | 0 | 0 | 0 | 0 | 0 | 0
2016-07-22 03:00 | 0 | 0 | 0 | 0 | 500533.1748 | 0 | 585323 | 0 | 0 | 0 | 0 | 1542810.563 | 2232272.6692 | 0 | 0 | 0 | 0 | 0 | 0 | 0 | 0 | 0 | 0 | 0 | 0 | 0 | 0 | 0 | 0 | 0 | -200479.4344 | 115689.6092 | 0 | 0 | 0 | 0 | 0 | 0 | 0 | 0 | 0 | 0 | 0 | 0 | 0 | 0 | 0 | 0
2016-07-22 04:00 | 0 | 0 | 0 | 0 | 501378.7827 | 0 | 547793 | 0 | 0 | 0 | 0 | 1612085.9549 | 2116583.0599 | 0 | 0 | 0 | 0 | 0 | 0 | 0 | 0 | 0 | 0 | 0 | 0 | 0 | 0 | 0 | 0 | 0 | 69275.3919 | -115689.6092 | 0 | 0 | 0 | 0 | 0 | 0 | 0 | 0 | 0 | 0 | 0 | 0 | 0 | 0 | 0 | 0
2016-07-22 05:00 | 0 | 0 | 0 | 0 | 150422.5525 | 0 | 512625 | 0 | 0 | 0 | 0 | 1365573.1167 | 2000893.4507 | 0 | 0 | 0 | 0 | 0 | 0 | 0 | 0 | 0 | 0 | 0 | 0 | 0 | 0 | 0 | 0 | 0 | -246512.8382 | -115689.6092 | 0 | 0 | 0 | 0 | 0 | 0 | 0 | 0 | 0 | 0 | 0 | 0 | 0 | 0 | 0 | 0
2016-07-22 06:00 | 0 | 0 | 0 | 0 | 466517.3672 | 0 | 483330 | 0 | 0 | 0 | 0 | 1464450.0931 | 1885203.8415 | 0 | 0 | 0 | 0 | 0 | 0 | 0 | 0 | 0 | 0 | 0 | 0 | 0 | 0 | 0 | 0 | 0 | 98876.9764 | -115689.6092 | 0 | 0 | 0 | 0 | 0 | 0 | 0 | 0 | 0 | 0 | 0 | 0 | 0 | 0 | 0 | 0
2016-07-22 07:00 | 0 | 0 | 0 | 0 | 444261.6279 | 0 | 462741 | 0 | 0 | 0 | 0 | 1330281.1118 | 2000893.4507 | 0 | 0 | 0 | 0 | 0 | 0 | 0 | 0 | 0 | 0 | 0 | 0 | 0 | 0 | 0 | 0 | 0 | -134168.9813 | 115689.6092 | 0 | 0 | 0 | 0 | 0 | 0 | 0 | 0 | 0 | 0 | 0 | 0 | 0 | 0 | 0 | 0
2016-07-22 08:00 | 0 | 0 | 0 | 0 | 426442.3572 | 0 | 451233 | 0 | 0 | 0 | 0 | 1421180.0782 | 1885203.8415 | 0 | 0 | 0 | 0 | 0 | 0 | 0 | 0 | 0 | 0 | 0 | 0 | 0 | 0 | 0 | 0 | 0 | 90898.9664 | -115689.6092 | 0 | 0 | 0 | 0 | 0 | 0 | 0 | 0 | 0 | 0 | 0 | 0 | 0 | 0 | 0 | 0
2016-07-22 09:00 | 0 | 0 | 0 | 0 | 89607.5525 | 0 | 451810 | 0 | 0 | 0 | 0 | 1174667.2399 | 1769514.2322 | 0 | 0 | 0 | 0 | 0 | 0 | 0 | 0 | 0 | 0 | 0 | 0 | 0 | 0 | 0 | 0 | 0 | -246512.8382 | -115689.6092 | 0 | 0 | 0 | 0 | 0 | 0 | 0 | 0 | 0 | 0 | 0 | 0 | 0 | 0 | 0 | 0
2016-07-22 10:00 | 0 | 0 | 0 | 0 | 371779.2528 | 0 | 463057 | 0 | 0 | 0 | 0 | 967699.8835 | 1885203.8415 | 0 | 0 | 0 | 0 | 0 | 0 | 0 | 0 | 0 | 0 | 0 | 0 | 0 | 0 | 0 | 0 | 0 | -206967.3564 | 115689.6092 | 0 | 0 | 0 | 0 | 0 | 0 | 0 | 0 | 0 | 0 | 0 | 0 | 0 | 0 | 0 | 0
2016-07-22 11:00 | 0 | 0 | 0 | 0 | 335122.3679 | 0 | 480339 | 0 | 0 | 0 | 0 | 721187.0453 | 1986500.0476 | 0 | 0 | 0 | 0 | 0 | 0 | 0 | 0 | 0 | 0 | 0 | 0 | 0 | 0 | 0 | 0 | 0 | -246512.8382 | 101296.2061 | 0 | 0 | 0 | 0 | 0 | 0 | 0 | 0 | 0 | 0 | 0 | 0 | 0 | 0 | 0 | 0
2016-07-22 12:00 | 0 | 0 | 0 | 0 | 55453.4519 | 88550.1007 | 506206 | 0 | 0 | 0 | 0 | 474674.207 | 1870810.4383 | 0 | 0 | 0 | 0 | 0 | 0 | 0 | 0 | 0 | 0 | 0 | 0 | 0 | 0 | 0 | 0 | 0 | -246512.8382 | -115689.6092 | 0 | 0 | 0 | 0 | 0 | 0 | 0 | 0 | 0 | 0 | 0 | 0 | 0 | 0 | 0 | 0
2016-07-22 13:00 | 0 | 0 | 0 | 0 | 129223.0597 | 411779.6308 | 540344 | 0 | 0 | 0 | 0 | 560228.7914 | 1755120.8291 | 0 | 0 | 0 | 0 | 0 | 0 | 0 | 30793.7153 | 0 | 0 | 0 | 0 | 0 | 0 | 0 | 0 | 0 | 85554.5844 | -115689.6092 | 0 | 0 | 0 | 0 | 0 | 0 | 0 | 0 | 0 | 30793.7153 | 0 | 0 | 0 | 0 | 0 | 0
2016-07-22 14:00 | 0 | 0 | 0 | 0 | 0 | 626516.7981 | 574745 | 0 | 0 | 0 | 0 | 521319.2925 | 1870810.4383 | 0 | 0 | 0 | 0 | 0 | 0 | 0 | 5785.4032 | 0 | 0 | 0 | 0 | 0 | 0 | 0 | 0 | 0 | -38909.4989 | 115689.6092 | 0 | 0 | 0 | 0 | 0 | 0 | 0 | 0 | 0 | -25008.3122 | 0 | 0 | 0 | 0 | 0 | 0
2016-07-22 15:00 | 0 | 0 | 0 | 0 | 144145.5511 | 745454.5955 | 611626 | 0 | 0 | 0 | 0 | 652810.1146 | 1986500.0476 | 0 | 0 | 0 | 0 | 0 | 0 | 0 | 36579.1185 | 0 | 0 | 0 | 0 | 0 | 0 | 0 | 0 | 0 | 131490.8221 | 115689.6092 | 0 | 0 | 0 | 0 | 0 | 0 | 0 | 0 | 0 | 30793.7153 | 0 | 0 | 0 | 0 | 0 | 0
2016-07-22 16:00 | 0 | 0 | 0 | 0 | 147907.4604 | 802335.6332 | 643805 | 0 | 0 | 0 | 0 | 899322.9528 | 2077219.0183 | 0 | 0 | 0 | 0 | 0 | 0 | 0 | 5785.4032 | 0 | 0 | 0 | 0 | 0 | 0 | 0 | 0 | 0 | 246512.8382 | 90718.9708 | 0 | 0 | 0 | 0 | 0 | 0 | 0 | 0 | 0 | -30793.7153 | 0 | 0 | 0 | 0 | 0 | 0
2016-07-22 17:00 | 0 | 0 | 0 | 0 | 0 | 820394.1504 | 669636 | 0 | 0 | 0 | 0 | 1145835.791 | 1987249.7337 | 0 | 0 | 0 | 0 | 0 | 0 | 0 | 0 | 0 | 0 | 0 | 0 | 0 | 0 | 0 | 0 | 0 | 246512.8382 | -89969.2846 | 0 | 0 | 0 | 0 | 0 | 0 | 0 | 0 | 0 | -5785.4032 | 0 | 0 | 0 | 0 | 0 | 0
2016-07-22 18:00 | 0 | 0 | 0 | 0 | 0 | 809320.8513 | 689538 | 0 | 0 | 0 | 0 | 1149929.0331 | 2102939.3429 | 0 | 0 | 0 | 0 | 0 | 0 | 0 | 0 | 0 | 0 | 0 | 0 | 0 | 0 | 0 | 0 | 0 | 4093.242 | 115689.6092 | 0 | 0 | 0 | 0 | 0 | 0 | 0 | 0 | 0 | 0 | 0 | 0 | 0 | 0 | 0 | 0
2016-07-22 19:00 | 0 | 0 | 0 | 0 | 189851.4574 | 791522.6914 | 702510 | 0 | 0 | 0 | 0 | 1282309.8573 | 2218628.9522 | 0 | 0 | 0 | 0 | 0 | 0 | 0 | 30793.7153 | 0 | 0 | 0 | 0 | 0 | 0 | 0 | 0 | 0 | 132380.8243 | 115689.6092 | 0 | 0 | 0 | 0 | 0 | 0 | 0 | 0 | 0 | 30793.7153 | 0 | 0 | 0 | 0 | 0 | 0
2016-07-22 20:00 | 0 | 0 | 0 | 0 | 0 | 778407.5741 | 709819 | 0 | 0 | 0 | 0 | 1497381.756 | 2102939.3429 | 0 | 0 | 0 | 0 | 0 | 0 | 0 | 0 | 0 | 0 | 0 | 0 | 0 | 0 | 0 | 0 | 0 | 215071.8986 | -115689.6092 | 0 | 0 | 0 | 0 | 0 | 0 | 0 | 0 | 0 | -30793.7153 | 0 | 0 | 0 | 0 | 0 | 0
2016-07-22 21:00 | 0 | 0 | 0 | 0 | 0 | 755604.3418 | 711442 | 0 | 0 | 0 | 0 | 1420069.0854 | 2218628.9522 | 0 | 0 | 0 | 0 | 0 | 0 | 0 | 5785.4032 | 0 | 0 | 0 | 0 | 0 | 0 | 0 | 0 | 0 | -77312.6706 | 115689.6092 | 0 | 0 | 0 | 0 | 0 | 0 | 0 | 0 | 0 | 5785.4032 | 0 | 0 | 0 | 0 | 0 | 0
2016-07-22 22:00 | 0 | 0 | 0 | 0 | 222027.5409 | 718161.9792 | 706132 | 0 | 0 | 0 | 0 | 1507643.2809 | 2334318.5614 | 0 | 0 | 0 | 0 | 0 | 0 | 0 | 36579.1185 | 0 | 0 | 0 | 0 | 0 | 0 | 0 | 0 | 0 | 87574.1955 | 115689.6092 | 0 | 0 | 0 | 0 | 0 | 0 | 0 | 0 | 0 | 30793.7153 | 0 | 0 | 0 | 0 | 0 | 0
2016-07-22 23:00 | 0 | 0 | 0 | 0 | 0 | 635023.6698 | 692225 | 0 | 0 | 0 | 0 | 1596925.2753 | 2218628.9522 | 0 | 0 | 0 | 0 | 0 | 0 | 0 | 5785.4032 | 0 | 0 | 0 | 0 | 0 | 0 | 0 | 0 | 0 | 89281.9944 | -115689.6092 | 0 | 0 | 0 | 0 | 0 | 0 | 0 | 0 | 0 | -30793.7153 | 0 | 0 | 0 | 0 | 0 | 0
2016-07-23 | 0 | 0 | 0 | 0 | 0 | 490957.3559 | 671763 | 0 | 0 | 0 | 0 | 1537594.6436 | 2102939.3429 | 0 | 0 | 0 | 0 | 0 | 0 | 0 | 0 | 0 | 0 | 0 | 0 | 0 | 0 | 0 | 0 | 0 | -59330.6317 | -115689.6092 | 0 | 0 | 0 | 0 | 0 | 0 | 0 | 0 | 0 | -5785.4032 | 0 | 0 | 0 | 0 | 0 | 0
2016-07-23 01:00 | 0 | 0 | 0 | 0 | 473143.1805 | 227388.7748 | 651983 | 0 | 0 | 0 | 0 | 1470453.9897 | 2218628.9522 | 0 | 0 | 0 | 0 | 0 | 0 | 0 | 0 | 0 | 0 | 0 | 0 | 0 | 0 | 0 | 0 | 0 | -67140.6539 | 115689.6092 | 0 | 0 | 0 | 0 | 0 | 0 | 0 | 0 | 0 | 0 | 0 | 0 | 0 | 0 | 0 | 0
2016-07-23 02:00 | 0 | 0 | 0 | 0 | 242624.4761 | 17908.0764 | 622735 | 0 | 0 | 0 | 0 | 1223941.1515 | 2102939.3429 | 0 | 0 | 0 | 0 | 0 | 0 | 0 | 0 | 0 | 0 | 0 | 0 | 0 | 0 | 0 | 0 | 0 | -246512.8382 | -115689.6092 | 0 | 0 | 0 | 0 | 0 | 0 | 0 | 0 | 0 | 0 | 0 | 0 | 0 | 0 | 0 | 0
2016-07-23 03:00 | 0 | 0 | 0 | 0 | 635324.2864 | 0 | 585435 | 0 | 0 | 0 | 0 | 1158140.8286 | 2218628.9522 | 0 | 0 | 0 | 0 | 0 | 0 | 0 | 0 | 0 | 0 | 0 | 0 | 0 | 0 | 0 | 0 | 0 | -65800.3229 | 115689.6092 | 0 | 0 | 0 | 0 | 0 | 0 | 0 | 0 | 0 | 0 | 0 | 0 | 0 | 0 | 0 | 0
2016-07-23 04:00 | 0 | 0 | 0 | 0 | 621782.9887 | 0 | 548300 | 0 | 0 | 0 | 0 | 1347313.4265 | 2102939.3429 | 0 | 0 | 0 | 0 | 0 | 0 | 0 | 0 | 0 | 0 | 0 | 0 | 0 | 0 | 0 | 0 | 0 | 189172.5979 | -115689.6092 | 0 | 0 | 0 | 0 | 0 | 0 | 0 | 0 | 0 | 0 | 0 | 0 | 0 | 0 | 0 | 0
2016-07-23 05:00 | 0 | 0 | 0 | 0 | 593173.7946 | 0 | 513775 | 0 | 0 | 0 | 0 | 1311022.6119 | 2218628.9522 | 0 | 0 | 0 | 0 | 0 | 0 | 0 | 0 | 0 | 0 | 0 | 0 | 0 | 0 | 0 | 0 | 0 | -36290.8147 | 115689.6092 | 0 | 0 | 0 | 0 | 0 | 0 | 0 | 0 | 0 | 0 | 0 | 0 | 0 | 0 | 0 | 0
2016-07-23 06:00 | 0 | 0 | 0 | 0 | 122814.5525 | 0 | 485017 | 0 | 0 | 0 | 0 | 1064509.7736 | 2102939.3429 | 0 | 0 | 0 | 0 | 0 | 0 | 0 | 0 | 0 | 0 | 0 | 0 | 0 | 0 | 0 | 0 | 0 | -246512.8382 | -115689.6092 | 0 | 0 | 0 | 0 | 0 | 0 | 0 | 0 | 0 | 0 | 0 | 0 | 0 | 0 | 0 | 0
2016-07-23 07:00 | 0 | 0 | 0 | 0 | 543527.6446 | 0 | 462396 | 0 | 0 | 0 | 0 | 1029951.809 | 2218628.9522 | 0 | 0 | 0 | 0 | 0 | 0 | 0 | 0 | 0 | 0 | 0 | 0 | 0 | 0 | 0 | 0 | 0 | -34557.9646 | 115689.6092 | 0 | 0 | 0 | 0 | 0 | 0 | 0 | 0 | 0 | 0 | 0 | 0 | 0 | 0 | 0 | 0
2016-07-23 08:00 | 0 | 0 | 0 | 0 | 84701.5525 | 0 | 446904 | 0 | 0 | 0 | 0 | 783438.9708 | 2102939.3429 | 0 | 0 | 0 | 0 | 0 | 0 | 0 | 0 | 0 | 0 | 0 | 0 | 0 | 0 | 0 | 0 | 0 | -246512.8382 | -115689.6092 | 0 | 0 | 0 | 0 | 0 | 0 | 0 | 0 | 0 | 0 | 0 | 0 | 0 | 0 | 0 | 0
2016-07-23 09:00 | 0 | 0 | 0 | 0 | 508502.4643 | 0 | 438752 | 0 | 0 | 0 | 0 | 737499.8258 | 2218628.9522 | 0 | 0 | 0 | 0 | 0 | 0 | 0 | 0 | 0 | 0 | 0 | 0 | 0 | 0 | 0 | 0 | 0 | -45939.145 | 115689.6092 | 0 | 0 | 0 | 0 | 0 | 0 | 0 | 0 | 0 | 0 | 0 | 0 | 0 | 0 | 0 | 0
2016-07-23 10:00 | 0 | 0 | 0 | 0 | 487197.401 | 0 | 436738 | 0 | 0 | 0 | 0 | 732633.956 | 2273954.223 | 0 | 0 | 0 | 0 | 0 | 0 | 0 | 0 | 0 | 0 | 0 | 0 | 0 | 0 | 0 | 0 | 0 | -4865.8698 | 55325.2708 | 0 | 0 | 0 | 0 | 0 | 0 | 0 | 0 | 0 | 0 | 0 | 0 | 0 | 0 | 0 | 0
2016-07-23 11:00 | 0 | 0 | 0 | 0 | 445572.194 | 0 | 444141 | 0 | 0 | 0 | 0 | 618375.5407 | 2389643.8322 | 0 | 0 | 0 | 0 | 0 | 0 | 0 | 0 | 0 | 0 | 0 | 0 | 0 | 0 | 0 | 0 | 0 | -114258.4153 | 115689.6092 | 0 | 0 | 0 | 0 | 0 | 0 | 0 | 0 | 0 | 0 | 0 | 0 | 0 | 0 | 0 | 0
2016-07-23 12:00 | 0 | 0 | 0 | 0 | 257801.8314 | 81142.9396 | 469768 | 0 | 0 | 0 | 0 | 371862.7025 | 2505333.4415 | 0 | 0 | 0 | 0 | 0 | 0 | 0 | 0 | 0 | 0 | 0 | 0 | 0 | 0 | 0 | 0 | 0 | -246512.8382 | 115689.6092 | 0 | 0 | 0 | 0 | 0 | 0 | 0 | 0 | 0 | 0 | 0 | 0 | 0 | 0 | 0 | 0
2016-07-23 13:00 | 0 | 0 | 0 | 0 | 297673.7439 | 452449.6255 | 507074 | 0 | 0 | 0 | 0 | 499222.4626 | 2621023.0507 | 0 | 0 | 0 | 0 | 0 | 0 | 0 | 0 | 0 | 0 | 0 | 0 | 0 | 0 | 0 | 0 | 0 | 127359.7601 | 115689.6092 | 0 | 0 | 0 | 0 | 0 | 0 | 0 | 0 | 0 | 0 | 0 | 0 | 0 | 0 | 0 | 0
2016-07-23 14:00 | 0 | 0 | 0 | 0 | 0 | 675962.8484 | 548202 | 0 | 0 | 0 | 0 | 511293.7018 | 2736712.6599 | 0 | 0 | 0 | 0 | 0 | 0 | 0 | 0 | 0 | 0 | 0 | 0 | 0 | 0 | 0 | 0 | 0 | 12071.2391 | 115689.6092 | 0 | 0 | 0 | 0 | 0 | 0 | 0 | 0 | 0 | 0 | 0 | 0 | 0 | 0 | 0 | 0
2016-07-23 15:00 | 0 | 0 | 0 | 0 | 0 | 804907.3286 | 587785 | 0 | 0 | 0 | 0 | 757806.54 | 2707322.1503 | 0 | 0 | 0 | 0 | 0 | 0 | 0 | 0 | 0 | 0 | 0 | 0 | 0 | 0 | 0 | 0 | 0 | 246512.8382 | -29390.5096 | 0 | 0 | 0 | 0 | 0 | 0 | 0 | 0 | 0 | 0 | 0 | 0 | 0 | 0 | 0 | 0
2016-07-23 16:00 | 0 | 0 | 0 | 0 | 0 | 846783.6787 | 621140 | 0 | 0 | 0 | 0 | 867760.6095 | 2823011.7596 | 0 | 0 | 0 | 0 | 0 | 0 | 0 | 0 | 0 | 0 | 0 | 0 | 0 | 0 | 0 | 0 | 0 | 109954.0695 | 115689.6092 | 0 | 0 | 0 | 0 | 0 | 0 | 0 | 0 | 0 | 0 | 0 | 0 | 0 | 0 | 0 | 0
2016-07-23 17:00 | 0 | 0 | 0 | 0 | 0 | 858433.8758 | 644617 | 0 | 0 | 0 | 0 | 1114273.4477 | 2790315.7971 | 0 | 0 | 0 | 0 | 0 | 0 | 0 | 0 | 0 | 0 | 0 | 0 | 0 | 0 | 0 | 0 | 0 | 246512.8382 | -32695.9625 | 0 | 0 | 0 | 0 | 0 | 0 | 0 | 0 | 0 | 0 | 0 | 0 | 0 | 0 | 0 | 0
2016-07-23 18:00 | 0 | 0 | 0 | 0 | 0 | 853904.4242 | 662366 | 0 | 0 | 0 | 0 | 1190122.2627 | 2906005.4063 | 0 | 0 | 0 | 0 | 0 | 0 | 0 | 0 | 0 | 0 | 0 | 0 | 0 | 0 | 0 | 0 | 0 | 75848.815 | 115689.6092 | 0 | 0 | 0 | 0 | 0 | 0 | 0 | 0 | 0 | 0 | 0 | 0 | 0 | 0 | 0 | 0
2016-07-23 19:00 | 0 | 0 | 0 | 0 | 191035.5956 | 844679.8519 | 673513 | 0 | 0 | 0 | 0 | 1436635.1009 | 3021695.0156 | 0 | 0 | 0 | 0 | 0 | 0 | 0 | 0 | 0 | 0 | 0 | 0 | 0 | 0 | 0 | 0 | 0 | 246512.8382 | 115689.6092 | 0 | 0 | 0 | 0 | 0 | 0 | 0 | 0 | 0 | 0 | 0 | 0 | 0 | 0 | 0 | 0
2016-07-23 20:00 | 0 | 0 | 0 | 0 | 0 | 840446.4256 | 680986 | 0 | 0 | 0 | 0 | 1480405.9173 | 3137384.6248 | 0 | 0 | 0 | 0 | 0 | 0 | 0 | 0 | 0 | 0 | 0 | 0 | 0 | 0 | 0 | 0 | 0 | 43770.8164 | 115689.6092 | 0 | 0 | 0 | 0 | 0 | 0 | 0 | 0 | 0 | 0 | 0 | 0 | 0 | 0 | 0 | 0
2016-07-23 21:00 | 0 | 0 | 0 | 0 | 0 | 827931.4724 | 683097 | 0 | 0 | 0 | 0 | 1726918.7556 | 3035706.2589 | 0 | 0 | 0 | 0 | 0 | 0 | 0 | 0 | 0 | 0 | 0 | 0 | 0 | 0 | 0 | 0 | 0 | 246512.8382 | -101678.3659 | 0 | 0 | 0 | 0 | 0 | 0 | 0 | 0 | 0 | 0 | 0 | 0 | 0 | 0 | 0 | 0
2016-07-23 22:00 | 0 | 0 | 0 | 0 | 0 | 794280.23 | 677117 | 0 | 0 | 0 | 0 | 1728392.3763 | 3151395.8681 | 0 | 0 | 0 | 0 | 0 | 0 | 0 | 0 | 0 | 0 | 0 | 0 | 0 | 0 | 0 | 0 | 0 | 1473.6207 | 115689.6092 | 0 | 0 | 0 | 0 | 0 | 0 | 0 | 0 | 0 | 0 | 0 | 0 | 0 | 0 | 0 | 0
2016-07-23 23:00 | 0 | 0 | 0 | 0 | 0 | 710192.2434 | 661899 | 0 | 0 | 0 | 0 | 1660996.0105 | 3267085.4774 | 0 | 0 | 0 | 0 | 0 | 0 | 0 | 0 | 0 | 0 | 0 | 0 | 0 | 0 | 0 | 0 | 0 | -67396.3658 | 115689.6092 | 0 | 0 | 0 | 0 | 0 | 0 | 0 | 0 | 0 | 0 | 0 | 0 | 0 | 0 | 0 | 0
2016-07-24 | 0 | 0 | 0 | 0 | 417445.3951 | 552255.2701 | 643422 | 0 | 0 | 0 | 0 | 1907508.8488 | 3346851.3043 | 0 | 0 | 0 | 0 | 0 | 0 | 0 | 0 | 0 | 0 | 0 | 0 | 0 | 0 | 0 | 0 | 0 | 246512.8382 | 79765.8269 | 0 | 0 | 0 | 0 | 0 | 0 | 0 | 0 | 0 | 0 | 0 | 0 | 0 | 0 | 0 | 0
2016-07-24 01:00 | 0 | 0 | 0 | 0 | 0 | 275211.5016 | 626308 | 0 | 0 | 0 | 0 | 1660996.0105 | 3242267.6442 | 0 | 0 | 0 | 0 | 0 | 0 | 0 | 0 | 0 | 0 | 0 | 0 | 0 | 0 | 0 | 0 | 0 | -246512.8382 | -104583.6601 | 0 | 0 | 0 | 0 | 0 | 0 | 0 | 0 | 0 | 0 | 0 | 0 | 0 | 0 | 0 | 0
2016-07-24 02:00 | 0 | 0 | 0 | 0 | 668855.892 | 20301.9728 | 599234 | 0 | 0 | 0 | 0 | 1635230.2662 | 3357957.2534 | 0 | 0 | 0 | 0 | 0 | 0 | 0 | 0 | 0 | 0 | 0 | 0 | 0 | 0 | 0 | 0 | 0 | -25765.7444 | 115689.6092 | 0 | 0 | 0 | 0 | 0 | 0 | 0 | 0 | 0 | 0 | 0 | 0 | 0 | 0 | 0 | 0
2016-07-24 03:00 | 0 | 0 | 0 | 0 | 665275.8726 | 0 | 565417 | 0 | 0 | 0 | 0 | 1850778.748 | 3242267.6442 | 0 | 0 | 0 | 0 | 0 | 0 | 0 | 0 | 0 | 0 | 0 | 0 | 0 | 0 | 0 | 0 | 0 | 215548.4818 | -115689.6092 | 0 | 0 | 0 | 0 | 0 | 0 | 0 | 0 | 0 | 0 | 0 | 0 | 0 | 0 | 0 | 0
2016-07-24 04:00 | 0 | 0 | 0 | 0 | 614261.1468 | 0 | 531046 | 0 | 0 | 0 | 0 | 1818304.2856 | 3357957.2534 | 0 | 0 | 0 | 0 | 0 | 0 | 0 | 0 | 0 | 0 | 0 | 0 | 0 | 0 | 0 | 0 | 0 | -32474.4624 | 115689.6092 | 0 | 0 | 0 | 0 | 0 | 0 | 0 | 0 | 0 | 0 | 0 | 0 | 0 | 0 | 0 | 0
2016-07-24 05:00 | 0 | 0 | 0 | 0 | 551315.591 | 0 | 499365 | 0 | 0 | 0 | 0 | 1754565.2674 | 3473646.8626 | 0 | 0 | 0 | 0 | 0 | 0 | 0 | 0 | 0 | 0 | 0 | 0 | 0 | 0 | 0 | 0 | 0 | -63739.0182 | 115689.6092 | 0 | 0 | 0 | 0 | 0 | 0 | 0 | 0 | 0 | 0 | 0 | 0 | 0 | 0 | 0 | 0
2016-07-24 06:00 | 0 | 0 | 0 | 0 | 504045.6167 | 0 | 472698 | 0 | 0 | 0 | 0 | 1670223.2748 | 3589336.4719 | 0 | 0 | 0 | 0 | 0 | 0 | 0 | 0 | 0 | 0 | 0 | 0 | 0 | 0 | 0 | 0 | 0 | -84341.9925 | 115689.6092 | 0 | 0 | 0 | 0 | 0 | 0 | 0 | 0 | 0 | 0 | 0 | 0 | 0 | 0 | 0 | 0
2016-07-24 07:00 | 0 | 0 | 0 | 0 | 468969.9288 | 0 | 451439 | 0 | 0 | 0 | 0 | 1803443.8128 | 3473646.8626 | 0 | 0 | 0 | 0 | 0 | 0 | 0 | 0 | 0 | 0 | 0 | 0 | 0 | 0 | 0 | 0 | 0 | 133220.538 | -115689.6092 | 0 | 0 | 0 | 0 | 0 | 0 | 0 | 0 | 0 | 0 | 0 | 0 | 0 | 0 | 0 | 0
2016-07-24 08:00 | 0 | 0 | 0 | 0 | 432914.3039 | 0 | 436259 | 0 | 0 | 0 | 0 | 1684409.5075 | 3589336.4719 | 0 | 0 | 0 | 0 | 0 | 0 | 0 | 0 | 0 | 0 | 0 | 0 | 0 | 0 | 0 | 0 | 0 | -119034.3053 | 115689.6092 | 0 | 0 | 0 | 0 | 0 | 0 | 0 | 0 | 0 | 0 | 0 | 0 | 0 | 0 | 0 | 0
2016-07-24 09:00 | 0 | 0 | 0 | 0 | 394612.6008 | 0 | 427100 | 0 | 0 | 0 | 0 | 1767611.7175 | 3473646.8626 | 0 | 0 | 0 | 0 | 0 | 0 | 0 | 0 | 0 | 0 | 0 | 0 | 0 | 0 | 0 | 0 | 0 | 83202.21 | -115689.6092 | 0 | 0 | 0 | 0 | 0 | 0 | 0 | 0 | 0 | 0 | 0 | 0 | 0 | 0 | 0 | 0
2016-07-24 10:00 | 0 | 0 | 0 | 0 | 376233.0097 | 0 | 422282 | 0 | 0 | 0 | 0 | 1605873.118 | 3589336.4719 | 0 | 0 | 0 | 0 | 0 | 0 | 0 | 0 | 0 | 0 | 0 | 0 | 0 | 0 | 0 | 0 | 0 | -161738.5996 | 115689.6092 | 0 | 0 | 0 | 0 | 0 | 0 | 0 | 0 | 0 | 0 | 0 | 0 | 0 | 0 | 0 | 0
2016-07-24 11:00 | 0 | 0 | 0 | 0 | 334387.4753 | 0 | 426061 | 0 | 0 | 0 | 0 | 1629889.2025 | 3473646.8626 | 0 | 0 | 0 | 0 | 0 | 0 | 0 | 0 | 0 | 0 | 0 | 0 | 0 | 0 | 0 | 0 | 0 | 24016.0845 | -115689.6092 | 0 | 0 | 0 | 0 | 0 | 0 | 0 | 0 | 0 | 0 | 0 | 0 | 0 | 0 | 0 | 0
2016-07-24 12:00 | 0 | 0 | 0 | 0 | 182340.1553 | 71258.4258 | 447059 | 0 | 0 | 0 | 0 | 1383376.3643 | 3526699.282 | 0 | 0 | 0 | 0 | 0 | 0 | 0 | 0 | 0 | 0 | 0 | 0 | 0 | 0 | 0 | 0 | 0 | -246512.8382 | 53052.4194 | 0 | 0 | 0 | 0 | 0 | 0 | 0 | 0 | 0 | 0 | 0 | 0 | 0 | 0 | 0 | 0
2016-07-24 13:00 | 0 | 0 | 0 | 0 | 0 | 398169.1008 | 480914 | 0 | 0 | 0 | 0 | 1184941.8559 | 3642388.8912 | 0 | 0 | 0 | 0 | 0 | 0 | 0 | 0 | 0 | 0 | 0 | 0 | 0 | 0 | 0 | 0 | 0 | -198434.5084 | 115689.6092 | 0 | 0 | 0 | 0 | 0 | 0 | 0 | 0 | 0 | 0 | 0 | 0 | 0 | 0 | 0 | 0
2016-07-24 14:00 | 0 | 0 | 0 | 0 | 248335.0817 | 615243.3431 | 520133 | 0 | 0 | 0 | 0 | 1431454.6941 | 3739321.4778 | 0 | 0 | 0 | 0 | 0 | 0 | 0 | 0 | 0 | 0 | 0 | 0 | 0 | 0 | 0 | 0 | 0 | 246512.8382 | 96932.5866 | 0 | 0 | 0 | 0 | 0 | 0 | 0 | 0 | 0 | 0 | 0 | 0 | 0 | 0 | 0 | 0
2016-07-24 15:00 | 0 | 0 | 0 | 0 | 0 | 751565.8739 | 558015 | 0 | 0 | 0 | 0 | 1509315.9587 | 3855011.087 | 0 | 0 | 0 | 0 | 0 | 0 | 0 | 0 | 0 | 0 | 0 | 0 | 0 | 0 | 0 | 0 | 0 | 77861.2646 | 115689.6092 | 0 | 0 | 0 | 0 | 0 | 0 | 0 | 0 | 0 | 0 | 0 | 0 | 0 | 0 | 0 | 0
2016-07-24 16:00 | 0 | 0 | 0 | 0 | 0 | 808920.3558 | 591243 | 0 | 0 | 0 | 0 | 1755828.797 | 3826175.6046 | 0 | 0 | 0 | 0 | 0 | 0 | 0 | 0 | 0 | 0 | 0 | 0 | 0 | 0 | 0 | 0 | 0 | 246512.8382 | -28835.4824 | 0 | 0 | 0 | 0 | 0 | 0 | 0 | 0 | 0 | 0 | 0 | 0 | 0 | 0 | 0 | 0
2016-07-24 17:00 | 0 | 0 | 0 | 0 | 162959.5234 | 817328.9241 | 618086 | 0 | 0 | 0 | 0 | 2002341.6352 | 3941865.2138 | 0 | 0 | 0 | 0 | 0 | 0 | 0 | 0 | 0 | 0 | 0 | 0 | 0 | 0 | 0 | 0 | 0 | 246512.8382 | 115689.6092 | 0 | 0 | 0 | 0 | 0 | 0 | 0 | 0 | 0 | 0 | 0 | 0 | 0 | 0 | 0 | 0
2016-07-24 18:00 | 0 | 0 | 0 | 0 | 0 | 805711.7647 | 639300 | 0 | 0 | 0 | 0 | 2053063.7907 | 4057554.823 | 0 | 0 | 0 | 0 | 0 | 0 | 0 | 0 | 0 | 0 | 0 | 0 | 0 | 0 | 0 | 0 | 0 | 50722.1554 | 115689.6092 | 0 | 0 | 0 | 0 | 0 | 0 | 0 | 0 | 0 | 0 | 0 | 0 | 0 | 0 | 0 | 0
2016-07-24 19:00 | 0 | 0 | 0 | 0 | 182779.0621 | 787839.9652 | 654798 | 0 | 0 | 0 | 0 | 2299576.6289 | 4126863.0121 | 0 | 0 | 0 | 0 | 0 | 0 | 0 | 0 | 0 | 0 | 0 | 0 | 0 | 0 | 0 | 0 | 0 | 246512.8382 | 69308.1891 | 0 | 0 | 0 | 0 | 0 | 0 | 0 | 0 | 0 | 0 | 0 | 0 | 0 | 0 | 0 | 0
2016-07-24 20:00 | 0 | 0 | 0 | 0 | 184172.0709 | 772133.807 | 666727 | 0 | 0 | 0 | 0 | 2546089.4672 | 4169929.0518 | 0 | 0 | 0 | 0 | 0 | 0 | 0 | 0 | 0 | 0 | 0 | 0 | 0 | 0 | 0 | 0 | 0 | 246512.8382 | 43066.0396 | 0 | 0 | 0 | 0 | 0 | 0 | 0 | 0 | 0 | 0 | 0 | 0 | 0 | 0 | 0 | 0
2016-07-24 21:00 | 0 | 0 | 0 | 0 | 188731.7529 | 755758.652 | 674628 | 0 | 0 | 0 | 0 | 2700262.2628 | 4285618.661 | 0 | 0 | 0 | 0 | 0 | 0 | 0 | 0 | 0 | 0 | 0 | 0 | 0 | 0 | 0 | 0 | 0 | 154172.7956 | 115689.6092 | 0 | 0 | 0 | 0 | 0 | 0 | 0 | 0 | 0 | 0 | 0 | 0 | 0 | 0 | 0 | 0
2016-07-24 22:00 | 0 | 0 | 0 | 0 | 194938.1651 | 718919.8355 | 674912 | 0 | 0 | 0 | 0 | 2823518.6542 | 4401308.2702 | 0 | 0 | 0 | 0 | 0 | 0 | 0 | 0 | 0 | 0 | 0 | 0 | 0 | 0 | 0 | 0 | 0 | 123256.3914 | 115689.6092 | 0 | 0 | 0 | 0 | 0 | 0 | 0 | 0 | 0 | 0 | 0 | 0 | 0 | 0 | 0 | 0
2016-07-24 23:00 | 0 | 0 | 0 | 0 | 202774.4366 | 638334.8148 | 664359 | 0 | 0 | 0 | 0 | 2853785.581 | 4516997.8795 | 0 | 0 | 0 | 0 | 0 | 0 | 0 | 30793.7153 | 0 | 0 | 0 | 0 | 0 | 0 | 0 | 0 | 0 | 30266.9268 | 115689.6092 | 0 | 0 | 0 | 0 | 0 | 0 | 0 | 0 | 0 | 30793.7153 | 0 | 0 | 0 | 0 | 0 | 0
2016-07-25 | 0 | 0 | 0 | 0 | 233168.4715 | 484622.8991 | 649454 | 0 | 0 | 0 | 0 | 2853785.581 | 4579549.8469 | 0 | 0 | 0 | 0 | 0 | 0 | 0 | 36579.1185 | 0 | 0 | 0 | 0 | 0 | 0 | 0 | 0 | 0 | 0 | 62551.9674 | 0 | 0 | 0 | 0 | 0 | 0 | 0 | 0 | 0 | 5785.4032 | 0 | 0 | 0 | 0 | 0 | 0
2016-07-25 01:00 | 0 | 0 | 0 | 0 | 341495.4926 | 242759.1195 | 634444 | 0 | 0 | 0 | 0 | 2853785.581 | 4529360.459 | 0 | 0 | 0 | 0 | 0 | 0 | 0 | 36579.1185 | 0 | 0 | 0 | 0 | 0 | 0 | 0 | 0 | 0 | 0 | -50189.3878 | 0 | 0 | 0 | 0 | 0 | 0 | 0 | 0 | 0 | 0 | 0 | 0 | 0 | 0 | 0 | 0
2016-07-25 02:00 | 0 | 0 | 0 | 0 | 416931.4298 | 17839.313 | 605194 | 0 | 0 | 0 | 0 | 2799051.933 | 4413670.8498 | 0 | 0 | 0 | 0 | 0 | 0 | 0 | 36579.1185 | 0 | 0 | 0 | 0 | 0 | 0 | 0 | 0 | 0 | -54733.6479 | -115689.6092 | 0 | 0 | 0 | 0 | 0 | 0 | 0 | 0 | 0 | 0 | 0 | 0 | 0 | 0 | 0 | 0
2016-07-25 03:00 | 0 | 0 | 0 | 0 | 416575.4324 | 0 | 570238 | 0 | 0 | 0 | 0 | 2761078.9747 | 4297981.2406 | 0 | 0 | 0 | 0 | 0 | 0 | 0 | 36579.1185 | 0 | 0 | 0 | 0 | 0 | 0 | 0 | 0 | 0 | -37972.9583 | -115689.6092 | 0 | 0 | 0 | 0 | 0 | 0 | 0 | 0 | 0 | 0 | 0 | 0 | 0 | 0 | 0 | 0
2016-07-25 04:00 | 0 | 0 | 0 | 0 | 408779.3385 | 0 | 536805 | 0 | 0 | 0 | 0 | 2748742.9224 | 4182291.6313 | 0 | 0 | 0 | 0 | 0 | 0 | 0 | 36579.1185 | 0 | 0 | 0 | 0 | 0 | 0 | 0 | 0 | 0 | -12336.0523 | -115689.6092 | 0 | 0 | 0 | 0 | 0 | 0 | 0 | 0 | 0 | 0 | 0 | 0 | 0 | 0 | 0 | 0
2016-07-25 05:00 | 0 | 0 | 0 | 0 | 402390.9997 | 0 | 505415 | 0 | 0 | 0 | 0 | 2530029.3128 | 4297981.2406 | 0 | 0 | 0 | 0 | 0 | 0 | 0 | 36579.1185 | 0 | 0 | 0 | 0 | 0 | 0 | 0 | 0 | 0 | -218713.6096 | 115689.6092 | 0 | 0 | 0 | 0 | 0 | 0 | 0 | 0 | 0 | 0 | 0 | 0 | 0 | 0 | 0 | 0
2016-07-25 06:00 | 0 | 0 | 0 | 0 | 395806.2546 | 0 | 479358 | 0 | 0 | 0 | 0 | 2562167.1767 | 4182291.6313 | 0 | 0 | 0 | 0 | 0 | 0 | 0 | 36579.1185 | 0 | 0 | 0 | 0 | 0 | 0 | 0 | 0 | 0 | 32137.8638 | -115689.6092 | 0 | 0 | 0 | 0 | 0 | 0 | 0 | 0 | 0 | 0 | 0 | 0 | 0 | 0 | 0 | 0
2016-07-25 07:00 | 0 | 0 | 0 | 0 | 386694.9193 | 0 | 460062 | 0 | 0 | 0 | 0 | 2604489.7052 | 4066602.0221 | 0 | 0 | 0 | 0 | 0 | 0 | 0 | 36579.1185 | 0 | 0 | 0 | 0 | 0 | 0 | 0 | 0 | 0 | 42322.5286 | -115689.6092 | 0 | 0 | 0 | 0 | 0 | 0 | 0 | 0 | 0 | 0 | 0 | 0 | 0 | 0 | 0 | 0
2016-07-25 08:00 | 0 | 0 | 0 | 0 | 376010.9713 | 0 | 450411 | 0 | 0 | 0 | 0 | 2414400.0673 | 4182291.6313 | 0 | 0 | 0 | 0 | 0 | 0 | 0 | 36579.1185 | 0 | 0 | 0 | 0 | 0 | 0 | 0 | 0 | 0 | -190089.6379 | 115689.6092 | 0 | 0 | 0 | 0 | 0 | 0 | 0 | 0 | 0 | 0 | 0 | 0 | 0 | 0 | 0 | 0
2016-07-25 09:00 | 0 | 0 | 0 | 0 | 328350.221 | 0 | 451810 | 0 | 0 | 0 | 0 | 2406629.8976 | 4066602.0221 | 0 | 0 | 0 | 0 | 0 | 0 | 0 | 36579.1185 | 0 | 0 | 0 | 0 | 0 | 0 | 0 | 0 | 0 | -7770.1698 | -115689.6092 | 0 | 0 | 0 | 0 | 0 | 0 | 0 | 0 | 0 | 0 | 0 | 0 | 0 | 0 | 0 | 0
2016-07-25 10:00 | 0 | 0 | 0 | 0 | 277690.0135 | 0 | 464579 | 0 | 0 | 0 | 0 | 2160117.0593 | 4126225.8738 | 0 | 0 | 0 | 0 | 0 | 0 | 0 | 36579.1185 | 0 | 0 | 0 | 0 | 0 | 0 | 0 | 0 | 0 | -246512.8382 | 59623.8517 | 0 | 0 | 0 | 0 | 0 | 0 | 0 | 0 | 0 | 0 | 0 | 0 | 0 | 0 | 0 | 0
2016-07-25 11:00 | 0 | 0 | 0 | 0 | 235302.3621 | 0 | 484904 | 0 | 0 | 0 | 0 | 2026205.0306 | 4010536.2646 | 0 | 0 | 0 | 0 | 0 | 0 | 0 | 36579.1185 | 0 | 0 | 0 | 0 | 0 | 0 | 0 | 0 | 0 | -133912.0287 | -115689.6092 | 0 | 0 | 0 | 0 | 0 | 0 | 0 | 0 | 0 | 0 | 0 | 0 | 0 | 0 | 0 | 0
2016-07-25 12:00 | 0 | 0 | 0 | 0 | 119557.4552 | 67490.2652 | 513142 | 0 | 0 | 0 | 0 | 1779692.1924 | 3930954.8232 | 0 | 0 | 0 | 0 | 0 | 0 | 0 | 36579.1185 | 0 | 0 | 0 | 0 | 0 | 0 | 0 | 0 | 0 | -246512.8382 | -79581.4414 | 0 | 0 | 0 | 0 | 0 | 0 | 0 | 0 | 0 | 0 | 0 | 0 | 0 | 0 | 0 | 0
2016-07-25 13:00 | 0 | 0 | 0 | 0 | 82261.0321 | 353197.9308 | 546585 | 0 | 0 | 0 | 0 | 1784255.7645 | 3815265.2139 | 0 | 0 | 0 | 0 | 0 | 0 | 0 | 36579.1185 | 0 | 0 | 0 | 0 | 0 | 0 | 0 | 0 | 0 | 4563.5721 | -115689.6092 | 0 | 0 | 0 | 0 | 0 | 0 | 0 | 0 | 0 | 0 | 0 | 0 | 0 | 0 | 0 | 0
2016-07-25 14:00 | 0 | 0 | 0 | 0 | 120040.6813 | 596859.2752 | 584999 | 0 | 0 | 0 | 0 | 1800467.1118 | 3930954.8232 | 0 | 0 | 0 | 0 | 0 | 0 | 0 | 36579.1185 | 0 | 0 | 0 | 0 | 0 | 0 | 0 | 0 | 0 | 16211.3473 | 115689.6092 | 0 | 0 | 0 | 0 | 0 | 0 | 0 | 0 | 0 | 0 | 0 | 0 | 0 | 0 | 0 | 0
2016-07-25 15:00 | 0 | 0 | 0 | 0 | 128550.4666 | 721270.9176 | 623644 | 0 | 0 | 0 | 0 | 2046979.9501 | 3910619.3692 | 0 | 0 | 0 | 0 | 0 | 0 | 0 | 36579.1185 | 0 | 0 | 0 | 0 | 0 | 0 | 0 | 0 | 0 | 246512.8382 | -20335.454 | 0 | 0 | 0 | 0 | 0 | 0 | 0 | 0 | 0 | 0 | 0 | 0 | 0 | 0 | 0 | 0
2016-07-25 16:00 | 0 | 0 | 0 | 0 | 129236.7366 | 771896.72 | 655225 | 0 | 0 | 0 | 0 | 2177198.7974 | 4026308.9784 | 0 | 0 | 0 | 0 | 0 | 0 | 0 | 36579.1185 | 0 | 0 | 0 | 0 | 0 | 0 | 0 | 0 | 0 | 130218.8474 | 115689.6092 | 0 | 0 | 0 | 0 | 0 | 0 | 0 | 0 | 0 | 0 | 0 | 0 | 0 | 0 | 0 | 0
2016-07-25 17:00 | 0 | 0 | 0 | 0 | 128421.2166 | 780270.4604 | 680782 | 0 | 0 | 0 | 0 | 2289418.8652 | 4141998.5877 | 0 | 0 | 0 | 0 | 0 | 0 | 0 | 36579.1185 | 0 | 0 | 0 | 0 | 0 | 0 | 0 | 0 | 0 | 112220.0678 | 115689.6092 | 0 | 0 | 0 | 0 | 0 | 0 | 0 | 0 | 0 | 0 | 0 | 0 | 0 | 0 | 0 | 0
2016-07-25 18:00 | 0 | 0 | 0 | 0 | 127123.2193 | 775771.5705 | 699429 | 0 | 0 | 0 | 0 | 2535931.7034 | 4098951.5392 | 0 | 0 | 0 | 0 | 0 | 0 | 0 | 36579.1185 | 0 | 0 | 0 | 0 | 0 | 0 | 0 | 0 | 0 | 246512.8382 | -43047.0484 | 0 | 0 | 0 | 0 | 0 | 0 | 0 | 0 | 0 | 0 | 0 | 0 | 0 | 0 | 0 | 0
2016-07-25 19:00 | 0 | 0 | 0 | 0 | 125556.2904 | 756486.9105 | 711269 | 0 | 0 | 0 | 0 | 2591016.2951 | 4214641.1484 | 0 | 0 | 0 | 0 | 0 | 0 | 0 | 36579.1185 | 0 | 0 | 0 | 0 | 0 | 0 | 0 | 0 | 0 | 55084.5916 | 115689.6092 | 0 | 0 | 0 | 0 | 0 | 0 | 0 | 0 | 0 | 0 | 0 | 0 | 0 | 0 | 0 | 0
2016-07-25 20:00 | 0 | 0 | 0 | 0 | 125298.6049 | 743023.5821 | 716310 | 0 | 0 | 0 | 0 | 2627338.8728 | 4330330.7577 | 0 | 0 | 0 | 0 | 0 | 0 | 0 | 36579.1185 | 0 | 0 | 0 | 0 | 0 | 0 | 0 | 0 | 0 | 36322.5777 | 115689.6092 | 0 | 0 | 0 | 0 | 0 | 0 | 0 | 0 | 0 | 0 | 0 | 0 | 0 | 0 | 0 | 0
2016-07-25 21:00 | 0 | 0 | 0 | 0 | 130807.2982 | 713203.7731 | 716023 | 0 | 0 | 0 | 0 | 2853785.581 | 4231872.1208 | 0 | 0 | 0 | 0 | 0 | 0 | 0 | 36579.1185 | 0 | 0 | 0 | 0 | 0 | 0 | 0 | 0 | 0 | 226446.7082 | -98458.6369 | 0 | 0 | 0 | 0 | 0 | 0 | 0 | 0 | 0 | 0 | 0 | 0 | 0 | 0 | 0 | 0
2016-07-25 22:00 | 0 | 0 | 0 | 0 | 140833.0179 | 663749.7564 | 709531 | 0 | 0 | 0 | 0 | 2833147.746 | 4347561.73 | 0 | 0 | 0 | 0 | 0 | 0 | 0 | 36579.1185 | 0 | 0 | 0 | 0 | 0 | 0 | 0 | 0 | 0 | -20637.8349 | 115689.6092 | 0 | 0 | 0 | 0 | 0 | 0 | 0 | 0 | 0 | 0 | 0 | 0 | 0 | 0 | 0 | 0
2016-07-25 23:00 | 0 | 0 | 0 | 0 | 161540.618 | 574323.2885 | 694428 | 0 | 0 | 0 | 0 | 2853785.581 | 4368359.8015 | 0 | 0 | 0 | 0 | 0 | 0 | 0 | 36579.1185 | 0 | 0 | 0 | 0 | 0 | 0 | 0 | 0 | 0 | 20637.8349 | 20798.0715 | 0 | 0 | 0 | 0 | 0 | 0 | 0 | 0 | 0 | 0 | 0 | 0 | 0 | 0 | 0 | 0
2016-07-26 | 0 | 0 | 0 | 0 | 212591.6073 | 430781.9955 | 676132 | 0 | 0 | 0 | 0 | 2853785.581 | 4335601.4043 | 0 | 0 | 0 | 0 | 0 | 0 | 0 | 36579.1185 | 0 | 0 | 0 | 0 | 0 | 0 | 0 | 0 | 0 | 0 | -32758.3972 | 0 | 0 | 0 | 0 | 0 | 0 | 0 | 0 | 0 | 0 | 0 | 0 | 0 | 0 | 0 | 0
2016-07-26 01:00 | 0 | 0 | 0 | 0 | 352588.4653 | 215080.5694 | 655962 | 0 | 0 | 0 | 0 | 2853785.581 | 4247308.439 | 0 | 0 | 0 | 0 | 0 | 0 | 0 | 36579.1185 | 0 | 0 | 0 | 0 | 0 | 0 | 0 | 0 | 0 | 0 | -88292.9653 | 0 | 0 | 0 | 0 | 0 | 0 | 0 | 0 | 0 | 0 | 0 | 0 | 0 | 0 | 0 | 0
2016-07-26 02:00 | 0 | 0 | 0 | 0 | 466736.6752 | 18263.2637 | 623004 | 0 | 0 | 0 | 0 | 2831471.1291 | 4131618.8298 | 0 | 0 | 0 | 0 | 0 | 0 | 0 | 36579.1185 | 0 | 0 | 0 | 0 | 0 | 0 | 0 | 0 | 0 | -22314.4519 | -115689.6092 | 0 | 0 | 0 | 0 | 0 | 0 | 0 | 0 | 0 | 0 | 0 | 0 | 0 | 0 | 0 | 0
2016-07-26 03:00 | 0 | 0 | 0 | 0 | 481401.2424 | 0 | 581261 | 0 | 0 | 0 | 0 | 2615921.7623 | 4247308.439 | 0 | 0 | 0 | 0 | 0 | 0 | 0 | 36579.1185 | 0 | 0 | 0 | 0 | 0 | 0 | 0 | 0 | 0 | -215549.3668 | 115689.6092 | 0 | 0 | 0 | 0 | 0 | 0 | 0 | 0 | 0 | 0 | 0 | 0 | 0 | 0 | 0 | 0
2016-07-26 04:00 | 0 | 0 | 0 | 0 | 467765.0908 | 0 | 543580 | 0 | 0 | 0 | 0 | 2655796.4623 | 4131618.8298 | 0 | 0 | 0 | 0 | 0 | 0 | 0 | 36579.1185 | 0 | 0 | 0 | 0 | 0 | 0 | 0 | 0 | 0 | 39874.7 | -115689.6092 | 0 | 0 | 0 | 0 | 0 | 0 | 0 | 0 | 0 | 0 | 0 | 0 | 0 | 0 | 0 | 0
2016-07-26 05:00 | 0 | 0 | 0 | 0 | 436402.4045 | 0 | 508876 | 0 | 0 | 0 | 0 | 2699012.4761 | 4015929.2205 | 0 | 0 | 0 | 0 | 0 | 0 | 0 | 36579.1185 | 0 | 0 | 0 | 0 | 0 | 0 | 0 | 0 | 0 | 43216.0138 | -115689.6092 | 0 | 0 | 0 | 0 | 0 | 0 | 0 | 0 | 0 | 0 | 0 | 0 | 0 | 0 | 0 | 0
2016-07-26 06:00 | 0 | 0 | 0 | 0 | 398535.561 | 0 | 480696 | 0 | 0 | 0 | 0 | 2501162.4279 | 4131618.8298 | 0 | 0 | 0 | 0 | 0 | 0 | 0 | 36579.1185 | 0 | 0 | 0 | 0 | 0 | 0 | 0 | 0 | 0 | -197850.0482 | 115689.6092 | 0 | 0 | 0 | 0 | 0 | 0 | 0 | 0 | 0 | 0 | 0 | 0 | 0 | 0 | 0 | 0
2016-07-26 07:00 | 0 | 0 | 0 | 0 | 362145.9699 | 0 | 460391 | 0 | 0 | 0 | 0 | 2518607.007 | 4015929.2205 | 0 | 0 | 0 | 0 | 0 | 0 | 0 | 36579.1185 | 0 | 0 | 0 | 0 | 0 | 0 | 0 | 0 | 0 | 17444.5792 | -115689.6092 | 0 | 0 | 0 | 0 | 0 | 0 | 0 | 0 | 0 | 0 | 0 | 0 | 0 | 0 | 0 | 0
2016-07-26 08:00 | 0 | 0 | 0 | 0 | 336813.9343 | 0 | 449809 | 0 | 0 | 0 | 0 | 2521301.5506 | 3900239.6113 | 0 | 0 | 0 | 0 | 0 | 0 | 0 | 36579.1185 | 0 | 0 | 0 | 0 | 0 | 0 | 0 | 0 | 0 | 2694.5436 | -115689.6092 | 0 | 0 | 0 | 0 | 0 | 0 | 0 | 0 | 0 | 0 | 0 | 0 | 0 | 0 | 0 | 0
2016-07-26 09:00 | 0 | 0 | 0 | 0 | 304539.5602 | 0 | 451638 | 0 | 0 | 0 | 0 | 2274788.7124 | 4015929.2205 | 0 | 0 | 0 | 0 | 0 | 0 | 0 | 20303.9077 | 0 | 0 | 0 | 0 | 0 | 0 | 0 | 0 | 0 | -246512.8382 | 115689.6092 | 0 | 0 | 0 | 0 | 0 | 0 | 0 | 0 | 0 | -16275.2108 | 0 | 0 | 0 | 0 | 0 | 0
2016-07-26 10:00 | 0 | 0 | 0 | 0 | 276608.872 | 0 | 465570 | 0 | 0 | 0 | 0 | 2185241.9828 | 3900239.6113 | 0 | 0 | 0 | 0 | 0 | 0 | 0 | 36579.1185 | 0 | 0 | 0 | 0 | 0 | 0 | 0 | 0 | 0 | -89546.7295 | -115689.6092 | 0 | 0 | 0 | 0 | 0 | 0 | 0 | 0 | 0 | 16275.2108 | 0 | 0 | 0 | 0 | 0 | 0
2016-07-26 11:00 | 0 | 0 | 0 | 0 | 239770.1088 | 0 | 484569 | 0 | 0 | 0 | 0 | 1938729.1446 | 3901953.5583 | 0 | 0 | 0 | 0 | 0 | 0 | 0 | 36579.1185 | 0 | 0 | 0 | 0 | 0 | 0 | 0 | 0 | 0 | -246512.8382 | 1713.947 | 0 | 0 | 0 | 0 | 0 | 0 | 0 | 0 | 0 | 0 | 0 | 0 | 0 | 0 | 0 | 0
2016-07-26 12:00 | 0 | 0 | 0 | 0 | 125485.4318 | 55088.2798 | 509911 | 0 | 0 | 0 | 0 | 1692216.3064 | 3819129.1082 | 0 | 0 | 0 | 0 | 0 | 0 | 0 | 36579.1185 | 0 | 0 | 0 | 0 | 0 | 0 | 0 | 0 | 0 | -246512.8382 | -82824.4502 | 0 | 0 | 0 | 0 | 0 | 0 | 0 | 0 | 0 | 0 | 0 | 0 | 0 | 0 | 0 | 0
2016-07-26 13:00 | 0 | 0 | 0 | 0 | 82844.8754 | 323008.4747 | 540417 | 0 | 0 | 0 | 0 | 1673342.2657 | 3703439.499 | 0 | 0 | 0 | 0 | 0 | 0 | 0 | 36579.1185 | 0 | 0 | 0 | 0 | 0 | 0 | 0 | 0 | 0 | -18874.0407 | -115689.6092 | 0 | 0 | 0 | 0 | 0 | 0 | 0 | 0 | 0 | 0 | 0 | 0 | 0 | 0 | 0 | 0
2016-07-26 14:00 | 0 | 0 | 0 | 0 | 119017.7013 | 575892.7902 | 576926 | 0 | 0 | 0 | 0 | 1675637.148 | 3819129.1082 | 0 | 0 | 0 | 0 | 0 | 0 | 0 | 36579.1185 | 0 | 0 | 0 | 0 | 0 | 0 | 0 | 0 | 0 | 2294.8823 | 115689.6092 | 0 | 0 | 0 | 0 | 0 | 0 | 0 | 0 | 0 | 0 | 0 | 0 | 0 | 0 | 0 | 0
2016-07-26 15:00 | 0 | 0 | 0 | 0 | 126220.3862 | 700968.7663 | 612758 | 0 | 0 | 0 | 0 | 1922149.9863 | 3787047.4224 | 0 | 0 | 0 | 0 | 0 | 0 | 0 | 36579.1185 | 0 | 0 | 0 | 0 | 0 | 0 | 0 | 0 | 0 | 246512.8382 | -32081.6858 | 0 | 0 | 0 | 0 | 0 | 0 | 0 | 0 | 0 | 0 | 0 | 0 | 0 | 0 | 0 | 0
2016-07-26 16:00 | 0 | 0 | 0 | 0 | 115554.5014 | 767022.6117 | 643650 | 0 | 0 | 0 | 0 | 2045387.4901 | 3902737.0316 | 0 | 0 | 0 | 0 | 0 | 0 | 0 | 36579.1185 | 0 | 0 | 0 | 0 | 0 | 0 | 0 | 0 | 0 | 123237.5038 | 115689.6092 | 0 | 0 | 0 | 0 | 0 | 0 | 0 | 0 | 0 | 0 | 0 | 0 | 0 | 0 | 0 | 0
2016-07-26 17:00 | 0 | 0 | 0 | 0 | 108237.5998 | 782253.3413 | 669322 | 0 | 0 | 0 | 0 | 2291900.3283 | 3877393.1345 | 0 | 0 | 0 | 0 | 0 | 0 | 0 | 36579.1185 | 0 | 0 | 0 | 0 | 0 | 0 | 0 | 0 | 0 | 246512.8382 | -25343.8971 | 0 | 0 | 0 | 0 | 0 | 0 | 0 | 0 | 0 | 0 | 0 | 0 | 0 | 0 | 0 | 0
2016-07-26 18:00 | 0 | 0 | 0 | 0 | 101426.517 | 773685.6842 | 688128 | 0 | 0 | 0 | 0 | 2363194.9204 | 3993082.7437 | 0 | 0 | 0 | 0 | 0 | 0 | 0 | 36579.1185 | 0 | 0 | 0 | 0 | 0 | 0 | 0 | 0 | 0 | 71294.592 | 115689.6092 | 0 | 0 | 0 | 0 | 0 | 0 | 0 | 0 | 0 | 0 | 0 | 0 | 0 | 0 | 0 | 0
2016-07-26 19:00 | 0 | 0 | 0 | 0 | 95770.4361 | 754229.8288 | 700540 | 0 | 0 | 0 | 0 | 2609707.7586 | 3896030.1704 | 0 | 0 | 0 | 0 | 0 | 0 | 0 | 36579.1185 | 0 | 0 | 0 | 0 | 0 | 0 | 0 | 0 | 0 | 246512.8382 | -97052.5733 | 0 | 0 | 0 | 0 | 0 | 0 | 0 | 0 | 0 | 0 | 0 | 0 | 0 | 0 | 0 | 0
2016-07-26 20:00 | 0 | 0 | 0 | 0 | 94535.0484 | 735099.1996 | 708679 | 0 | 0 | 0 | 0 | 2614973.3973 | 4011719.7796 | 0 | 0 | 0 | 0 | 0 | 0 | 0 | 36579.1185 | 0 | 0 | 0 | 0 | 0 | 0 | 0 | 0 | 0 | 5265.6387 | 115689.6092 | 0 | 0 | 0 | 0 | 0 | 0 | 0 | 0 | 0 | 0 | 0 | 0 | 0 | 0 | 0 | 0
2016-07-26 21:00 | 0 | 0 | 0 | 0 | 103496.3449 | 703511.5369 | 711359 | 0 | 0 | 0 | 0 | 2594932.6699 | 4127409.3889 | 0 | 0 | 0 | 0 | 0 | 0 | 0 | 36579.1185 | 0 | 0 | 0 | 0 | 0 | 0 | 0 | 0 | 0 | -20040.7274 | 115689.6092 | 0 | 0 | 0 | 0 | 0 | 0 | 0 | 0 | 0 | 0 | 0 | 0 | 0 | 0 | 0 | 0
2016-07-26 22:00 | 0 | 0 | 0 | 0 | 124603.1845 | 658365.7894 | 706608 | 0 | 0 | 0 | 0 | 2786983.2531 | 4011719.7796 | 0 | 0 | 0 | 0 | 0 | 0 | 0 | 36579.1185 | 0 | 0 | 0 | 0 | 0 | 0 | 0 | 0 | 0 | 192050.5831 | -115689.6092 | 0 | 0 | 0 | 0 | 0 | 0 | 0 | 0 | 0 | 0 | 0 | 0 | 0 | 0 | 0 | 0
2016-07-26 23:00 | 0 | 0 | 0 | 0 | 158529.8249 | 578953.9929 | 691752 | 0 | 0 | 0 | 0 | 2717025.4617 | 4127409.3889 | 0 | 0 | 0 | 0 | 0 | 0 | 0 | 36579.1185 | 0 | 0 | 0 | 0 | 0 | 0 | 0 | 0 | 0 | -69957.7914 | 115689.6092 | 0 | 0 | 0 | 0 | 0 | 0 | 0 | 0 | 0 | 0 | 0 | 0 | 0 | 0 | 0 | 0
2016-07-27 | 0 | 0 | 0 | 0 | 216539.4556 | 441131.4808 | 673003 | 0 | 0 | 0 | 0 | 2817383.0073 | 4011719.7796 | 0 | 0 | 0 | 0 | 0 | 0 | 0 | 36579.1185 | 0 | 0 | 0 | 0 | 0 | 0 | 0 | 0 | 0 | 100357.5457 | -115689.6092 | 0 | 0 | 0 | 0 | 0 | 0 | 0 | 0 | 0 | 0 | 0 | 0 | 0 | 0 | 0 | 0
2016-07-27 01:00 | 0 | 0 | 0 | 0 | 342019.8808 | 233952.1222 | 653739 | 0 | 0 | 0 | 0 | 2853785.581 | 3897550.209 | 0 | 0 | 0 | 0 | 0 | 0 | 0 | 36579.1185 | 0 | 0 | 0 | 0 | 0 | 0 | 0 | 0 | 0 | 36402.5736 | -114169.5706 | 0 | 0 | 0 | 0 | 0 | 0 | 0 | 0 | 0 | 0 | 0 | 0 | 0 | 0 | 0 | 0
2016-07-27 02:00 | 0 | 0 | 0 | 0 | 419211.0394 | 15185.3406 | 621186 | 0 | 0 | 0 | 0 | 2607272.7427 | 3957273.4273 | 0 | 0 | 0 | 0 | 0 | 0 | 0 | 36579.1185 | 0 | 0 | 0 | 0 | 0 | 0 | 0 | 0 | 0 | -246512.8382 | 59723.2182 | 0 | 0 | 0 | 0 | 0 | 0 | 0 | 0 | 0 | 0 | 0 | 0 | 0 | 0 | 0 | 0
2016-07-27 03:00 | 0 | 0 | 0 | 0 | 391591.6524 | 0 | 580774 | 0 | 0 | 0 | 0 | 2533780.0044 | 3841583.818 | 0 | 0 | 0 | 0 | 0 | 0 | 0 | 36579.1185 | 0 | 0 | 0 | 0 | 0 | 0 | 0 | 0 | 0 | -73492.7383 | -115689.6092 | 0 | 0 | 0 | 0 | 0 | 0 | 0 | 0 | 0 | 0 | 0 | 0 | 0 | 0 | 0 | 0
2016-07-27 04:00 | 0 | 0 | 0 | 0 | 344236.8953 | 0 | 542329 | 0 | 0 | 0 | 0 | 2451377.5089 | 3725894.2088 | 0 | 0 | 0 | 0 | 0 | 0 | 0 | 36579.1185 | 0 | 0 | 0 | 0 | 0 | 0 | 0 | 0 | 0 | -82402.4955 | -115689.6092 | 0 | 0 | 0 | 0 | 0 | 0 | 0 | 0 | 0 | 0 | 0 | 0 | 0 | 0 | 0 | 0
2016-07-27 05:00 | 0 | 0 | 0 | 0 | 300830.2763 | 0 | 507273 | 0 | 0 | 0 | 0 | 2360624.3944 | 3610204.5996 | 0 | 0 | 0 | 0 | 0 | 0 | 0 | 36579.1185 | 0 | 0 | 0 | 0 | 0 | 0 | 0 | 0 | 0 | -90753.1145 | -115689.6092 | 0 | 0 | 0 | 0 | 0 | 0 | 0 | 0 | 0 | 0 | 0 | 0 | 0 | 0 | 0 | 0
2016-07-27 06:00 | 0 | 0 | 0 | 0 | 255263.354 | 0 | 480502 | 0 | 0 | 0 | 0 | 2114111.5562 | 3631478.7918 | 0 | 0 | 0 | 0 | 0 | 0 | 0 | 36579.1185 | 0 | 0 | 0 | 0 | 0 | 0 | 0 | 0 | 0 | -246512.8382 | 21274.1923 | 0 | 0 | 0 | 0 | 0 | 0 | 0 | 0 | 0 | 0 | 0 | 0 | 0 | 0 | 0 | 0
2016-07-27 07:00 | 0 | 0 | 0 | 0 | 215272.7355 | 0 | 460678 | 0 | 0 | 0 | 0 | 1984395.901 | 3515789.1826 | 0 | 0 | 0 | 0 | 0 | 0 | 0 | 36579.1185 | 0 | 0 | 0 | 0 | 0 | 0 | 0 | 0 | 0 | -129715.6552 | -115689.6092 | 0 | 0 | 0 | 0 | 0 | 0 | 0 | 0 | 0 | 0 | 0 | 0 | 0 | 0 | 0 | 0
2016-07-27 08:00 | 0 | 0 | 0 | 0 | 182179.9353 | 0 | 450024 | 0 | 0 | 0 | 0 | 1737883.0627 | 3494457.9561 | 0 | 0 | 0 | 0 | 0 | 0 | 0 | 36579.1185 | 0 | 0 | 0 | 0 | 0 | 0 | 0 | 0 | 0 | -246512.8382 | -21331.2265 | 0 | 0 | 0 | 0 | 0 | 0 | 0 | 0 | 0 | 0 | 0 | 0 | 0 | 0 | 0 | 0
2016-07-27 09:00 | 0 | 0 | 0 | 0 | 155770.3108 | 0 | 451869 | 0 | 0 | 0 | 0 | 1557473.9827 | 3378768.3469 | 0 | 0 | 0 | 0 | 0 | 0 | 0 | 36579.1185 | 0 | 0 | 0 | 0 | 0 | 0 | 0 | 0 | 0 | -180409.08 | -115689.6092 | 0 | 0 | 0 | 0 | 0 | 0 | 0 | 0 | 0 | 0 | 0 | 0 | 0 | 0 | 0 | 0
2016-07-27 10:00 | 0 | 0 | 0 | 0 | 141319.6536 | 0 | 463705 | 0 | 0 | 0 | 0 | 1310961.1445 | 3302895.8387 | 0 | 0 | 0 | 0 | 0 | 0 | 0 | 36579.1185 | 0 | 0 | 0 | 0 | 0 | 0 | 0 | 0 | 0 | -246512.8382 | -75872.5082 | 0 | 0 | 0 | 0 | 0 | 0 | 0 | 0 | 0 | 0 | 0 | 0 | 0 | 0 | 0 | 0
2016-07-27 11:00 | 0 | 0 | 0 | 0 | 124133.7579 | 0 | 482751 | 0 | 0 | 0 | 0 | 1064448.3062 | 3190791.4348 | 0 | 0 | 0 | 0 | 0 | 0 | 0 | 36579.1185 | 0 | 0 | 0 | 0 | 0 | 0 | 0 | 0 | 0 | -246512.8382 | -112104.4039 | 0 | 0 | 0 | 0 | 0 | 0 | 0 | 0 | 0 | 0 | 0 | 0 | 0 | 0 | 0 | 0
2016-07-27 12:00 | 0 | 0 | 0 | 0 | 66732.8266 | 59322.1145 | 506035 | 0 | 0 | 0 | 0 | 830951.5719 | 3075101.8256 | 0 | 0 | 0 | 0 | 0 | 0 | 0 | 5785.4032 | 0 | 0 | 0 | 0 | 0 | 0 | 0 | 0 | 0 | -233496.7343 | -115689.6092 | 0 | 0 | 0 | 0 | 0 | 0 | 0 | 0 | 0 | -30793.7153 | 0 | 0 | 0 | 0 | 0 | 0
2016-07-27 13:00 | 0 | 0 | 0 | 0 | 52844.4231 | 416265.3776 | 535215 | 0 | 0 | 0 | 0 | 849742.2665 | 2959412.2164 | 0 | 0 | 0 | 0 | 0 | 0 | 0 | 36579.1185 | 0 | 0 | 0 | 0 | 0 | 0 | 0 | 0 | 0 | 18790.6946 | -115689.6092 | 0 | 0 | 0 | 0 | 0 | 0 | 0 | 0 | 0 | 30793.7153 | 0 | 0 | 0 | 0 | 0 | 0
2016-07-27 14:00 | 0 | 0 | 0 | 0 | 65242.589 | 659440.1044 | 571253 | 0 | 0 | 0 | 0 | 1096255.1047 | 2866329.0715 | 0 | 0 | 0 | 0 | 0 | 0 | 0 | 36579.1185 | 0 | 0 | 0 | 0 | 0 | 0 | 0 | 0 | 0 | 246512.8382 | -93083.1449 | 0 | 0 | 0 | 0 | 0 | 0 | 0 | 0 | 0 | 0 | 0 | 0 | 0 | 0 | 0 | 0
2016-07-27 15:00 | 0 | 0 | 0 | 0 | 64155.4159 | 764962.4602 | 606150 | 0 | 0 | 0 | 0 | 1203533.3716 | 2982018.6807 | 0 | 0 | 0 | 0 | 0 | 0 | 0 | 36579.1185 | 0 | 0 | 0 | 0 | 0 | 0 | 0 | 0 | 0 | 107278.2669 | 115689.6092 | 0 | 0 | 0 | 0 | 0 | 0 | 0 | 0 | 0 | 0 | 0 | 0 | 0 | 0 | 0 | 0
2016-07-27 16:00 | 0 | 0 | 0 | 0 | 60789.8775 | 822547.8172 | 636932 | 0 | 0 | 0 | 0 | 1450046.2098 | 2981911.5373 | 0 | 0 | 0 | 0 | 0 | 0 | 0 | 36579.1185 | 0 | 0 | 0 | 0 | 0 | 0 | 0 | 0 | 0 | 246512.8382 | -107.1435 | 0 | 0 | 0 | 0 | 0 | 0 | 0 | 0 | 0 | 0 | 0 | 0 | 0 | 0 | 0 | 0
2016-07-27 17:00 | 0 | 0 | 0 | 0 | 59645.9748 | 835742.2097 | 663231 | 0 | 0 | 0 | 0 | 1566513.7851 | 3097601.1465 | 0 | 0 | 0 | 0 | 0 | 0 | 0 | 36579.1185 | 0 | 0 | 0 | 0 | 0 | 0 | 0 | 0 | 0 | 116467.5752 | 115689.6092 | 0 | 0 | 0 | 0 | 0 | 0 | 0 | 0 | 0 | 0 | 0 | 0 | 0 | 0 | 0 | 0
2016-07-27 18:00 | 0 | 0 | 0 | 0 | 60550.0794 | 828767.4057 | 683972 | 0 | 0 | 0 | 0 | 1813026.6233 | 3056433.7933 | 0 | 0 | 0 | 0 | 0 | 0 | 0 | 36579.1185 | 0 | 0 | 0 | 0 | 0 | 0 | 0 | 0 | 0 | 246512.8382 | -41167.3532 | 0 | 0 | 0 | 0 | 0 | 0 | 0 | 0 | 0 | 0 | 0 | 0 | 0 | 0 | 0 | 0
2016-07-27 19:00 | 0 | 0 | 0 | 0 | 62917.2495 | 816416.787 | 697747 | 0 | 0 | 0 | 0 | 2059539.4616 | 2991507.9916 | 0 | 0 | 0 | 0 | 0 | 0 | 0 | 36579.1185 | 0 | 0 | 0 | 0 | 0 | 0 | 0 | 0 | 0 | 246512.8382 | -64925.8018 | 0 | 0 | 0 | 0 | 0 | 0 | 0 | 0 | 0 | 0 | 0 | 0 | 0 | 0 | 0 | 0
2016-07-27 20:00 | 0 | 0 | 0 | 0 | 66507.5749 | 808820.4049 | 707014 | 0 | 0 | 0 | 0 | 2112163.8321 | 3107197.6008 | 0 | 0 | 0 | 0 | 0 | 0 | 0 | 36579.1185 | 0 | 0 | 0 | 0 | 0 | 0 | 0 | 0 | 0 | 52624.3705 | 115689.6092 | 0 | 0 | 0 | 0 | 0 | 0 | 0 | 0 | 0 | 0 | 0 | 0 | 0 | 0 | 0 | 0
2016-07-27 21:00 | 0 | 0 | 0 | 0 | 70945.8713 | 796756.4948 | 710613 | 0 | 0 | 0 | 0 | 2358676.6703 | 3017774.1287 | 0 | 0 | 0 | 0 | 0 | 0 | 0 | 36579.1185 | 0 | 0 | 0 | 0 | 0 | 0 | 0 | 0 | 0 | 246512.8382 | -89423.4721 | 0 | 0 | 0 | 0 | 0 | 0 | 0 | 0 | 0 | 0 | 0 | 0 | 0 | 0 | 0 | 0
2016-07-27 22:00 | 0 | 0 | 0 | 0 | 78074.0117 | 766330.2007 | 705857 | 0 | 0 | 0 | 0 | 2605189.5086 | 2909808.5028 | 0 | 0 | 0 | 0 | 0 | 0 | 0 | 36579.1185 | 0 | 0 | 0 | 0 | 0 | 0 | 0 | 0 | 0 | 246512.8382 | -107965.6259 | 0 | 0 | 0 | 0 | 0 | 0 | 0 | 0 | 0 | 0 | 0 | 0 | 0 | 0 | 0 | 0
2016-07-27 23:00 | 0 | 0 | 0 | 0 | 92126.8371 | 679538.029 | 690397 | 0 | 0 | 0 | 0 | 2570767.7654 | 3025498.112 | 0 | 0 | 0 | 0 | 0 | 0 | 0 | 36579.1185 | 0 | 0 | 0 | 0 | 0 | 0 | 0 | 0 | 0 | -34421.7432 | 115689.6092 | 0 | 0 | 0 | 0 | 0 | 0 | 0 | 0 | 0 | 0 | 0 | 0 | 0 | 0 | 0 | 0
2016-07-28 | 0 | 0 | 0 | 0 | 123478.7884 | 534299.7278 | 671829 | 0 | 0 | 0 | 0 | 2672406.8907 | 2909808.5028 | 0 | 0 | 0 | 0 | 0 | 0 | 0 | 36579.1185 | 0 | 0 | 0 | 0 | 0 | 0 | 0 | 0 | 0 | 101639.1254 | -115689.6092 | 0 | 0 | 0 | 0 | 0 | 0 | 0 | 0 | 0 | 0 | 0 | 0 | 0 | 0 | 0 | 0
2016-07-28 01:00 | 0 | 0 | 0 | 0 | 220862.9538 | 235926.6765 | 653940 | 0 | 0 | 0 | 0 | 2590946.1303 | 2794118.8936 | 0 | 0 | 0 | 0 | 0 | 0 | 0 | 36579.1185 | 0 | 0 | 0 | 0 | 0 | 0 | 0 | 0 | 0 | -81460.7605 | -115689.6092 | 0 | 0 | 0 | 0 | 0 | 0 | 0 | 0 | 0 | 0 | 0 | 0 | 0 | 0 | 0 | 0
2016-07-28 02:00 | 0 | 0 | 0 | 0 | 308901.3123 | 13482.5794 | 622504 | 0 | 0 | 0 | 0 | 2344433.292 | 2740511.6235 | 0 | 0 | 0 | 0 | 0 | 0 | 0 | 36579.1185 | 0 | 0 | 0 | 0 | 0 | 0 | 0 | 0 | 0 | -246512.8382 | -53607.2701 | 0 | 0 | 0 | 0 | 0 | 0 | 0 | 0 | 0 | 0 | 0 | 0 | 0 | 0 | 0 | 0
2016-07-28 03:00 | 0 | 0 | 0 | 0 | 303520.011 | 0 | 581709 | 0 | 0 | 0 | 0 | 2097920.4538 | 2708835.4727 | 0 | 0 | 0 | 0 | 0 | 0 | 0 | 36579.1185 | 0 | 0 | 0 | 0 | 0 | 0 | 0 | 0 | 0 | -246512.8382 | -31676.1508 | 0 | 0 | 0 | 0 | 0 | 0 | 0 | 0 | 0 | 0 | 0 | 0 | 0 | 0 | 0 | 0
2016-07-28 04:00 | 0 | 0 | 0 | 0 | 268148.7605 | 0 | 544970 | 0 | 0 | 0 | 0 | 1936788.8235 | 2593145.8635 | 0 | 0 | 0 | 0 | 0 | 0 | 0 | 36579.1185 | 0 | 0 | 0 | 0 | 0 | 0 | 0 | 0 | 0 | -161131.6303 | -115689.6092 | 0 | 0 | 0 | 0 | 0 | 0 | 0 | 0 | 0 | 0 | 0 | 0 | 0 | 0 | 0 | 0
2016-07-28 05:00 | 0 | 0 | 0 | 0 | 234848.4238 | 0 | 511693 | 0 | 0 | 0 | 0 | 1775633.8566 | 2477456.2543 | 0 | 0 | 0 | 0 | 0 | 0 | 0 | 36579.1185 | 0 | 0 | 0 | 0 | 0 | 0 | 0 | 0 | 0 | -161154.9669 | -115689.6092 | 0 | 0 | 0 | 0 | 0 | 0 | 0 | 0 | 0 | 0 | 0 | 0 | 0 | 0 | 0 | 0
2016-07-28 06:00 | 0 | 0 | 0 | 0 | 206660.9535 | 0 | 484090 | 0 | 0 | 0 | 0 | 1613894.4193 | 2361766.645 | 0 | 0 | 0 | 0 | 0 | 0 | 0 | 36579.1185 | 0 | 0 | 0 | 0 | 0 | 0 | 0 | 0 | 0 | -161739.4373 | -115689.6092 | 0 | 0 | 0 | 0 | 0 | 0 | 0 | 0 | 0 | 0 | 0 | 0 | 0 | 0 | 0 | 0
2016-07-28 07:00 | 0 | 0 | 0 | 0 | 186470.9794 | 0 | 463557 | 0 | 0 | 0 | 0 | 1367381.5811 | 2331193.4627 | 0 | 0 | 0 | 0 | 0 | 0 | 0 | 36579.1185 | 0 | 0 | 0 | 0 | 0 | 0 | 0 | 0 | 0 | -246512.8382 | -30573.1823 | 0 | 0 | 0 | 0 | 0 | 0 | 0 | 0 | 0 | 0 | 0 | 0 | 0 | 0 | 0 | 0
2016-07-28 08:00 | 0 | 0 | 0 | 0 | 175775.5912 | 0 | 452595 | 0 | 0 | 0 | 0 | 1206251.7815 | 2215503.8534 | 0 | 0 | 0 | 0 | 0 | 0 | 0 | 36579.1185 | 0 | 0 | 0 | 0 | 0 | 0 | 0 | 0 | 0 | -161129.7996 | -115689.6092 | 0 | 0 | 0 | 0 | 0 | 0 | 0 | 0 | 0 | 0 | 0 | 0 | 0 | 0 | 0 | 0
2016-07-28 09:00 | 0 | 0 | 0 | 0 | 161177.1523 | 0 | 454199 | 0 | 0 | 0 | 0 | 1028919.543 | 2099814.2442 | 0 | 0 | 0 | 0 | 0 | 0 | 0 | 36579.1185 | 0 | 0 | 0 | 0 | 0 | 0 | 0 | 0 | 0 | -177332.2385 | -115689.6092 | 0 | 0 | 0 | 0 | 0 | 0 | 0 | 0 | 0 | 0 | 0 | 0 | 0 | 0 | 0 | 0
2016-07-28 10:00 | 0 | 0 | 0 | 0 | 150867.5798 | 0 | 466476 | 0 | 0 | 0 | 0 | 782406.7048 | 2030718.6622 | 0 | 0 | 0 | 0 | 0 | 0 | 0 | 36579.1185 | 0 | 0 | 0 | 0 | 0 | 0 | 0 | 0 | 0 | -246512.8382 | -69095.582 | 0 | 0 | 0 | 0 | 0 | 0 | 0 | 0 | 0 | 0 | 0 | 0 | 0 | 0 | 0 | 0
2016-07-28 11:00 | 0 | 0 | 0 | 0 | 133475.1641 | 0 | 484847 | 0 | 0 | 0 | 0 | 535893.8665 | 1925859.6645 | 0 | 0 | 0 | 0 | 0 | 0 | 0 | 36579.1185 | 0 | 0 | 0 | 0 | 0 | 0 | 0 | 0 | 0 | -246512.8382 | -104858.9977 | 0 | 0 | 0 | 0 | 0 | 0 | 0 | 0 | 0 | 0 | 0 | 0 | 0 | 0 | 0 | 0
2016-07-28 12:00 | 0 | 0 | 0 | 0 | 72197.2267 | 77745.7711 | 508526 | 0 | 0 | 0 | 0 | 289381.0283 | 1813789.5006 | 0 | 0 | 0 | 0 | 0 | 0 | 0 | 36579.1185 | 0 | 0 | 0 | 0 | 0 | 0 | 0 | 0 | 0 | -246512.8382 | -112070.164 | 0 | 0 | 0 | 0 | 0 | 0 | 0 | 0 | 0 | 0 | 0 | 0 | 0 | 0 | 0 | 0
2016-07-28 13:00 | 0 | 0 | 0 | 0 | 60774.8287 | 427554.4915 | 538216 | 0 | 0 | 0 | 0 | 355183.9577 | 1698099.8913 | 0 | 0 | 0 | 0 | 0 | 0 | 0 | 36579.1185 | 0 | 0 | 0 | 0 | 0 | 0 | 0 | 0 | 0 | 65802.9294 | -115689.6092 | 0 | 0 | 0 | 0 | 0 | 0 | 0 | 0 | 0 | 0 | 0 | 0 | 0 | 0 | 0 | 0
2016-07-28 14:00 | 0 | 0 | 0 | 0 | 77295.0442 | 668417.9117 | 571509 | 0 | 0 | 0 | 0 | 601696.796 | 1625791.009 | 0 | 0 | 0 | 0 | 0 | 0 | 0 | 36579.1185 | 0 | 0 | 0 | 0 | 0 | 0 | 0 | 0 | 0 | 246512.8382 | -72308.8823 | 0 | 0 | 0 | 0 | 0 | 0 | 0 | 0 | 0 | 0 | 0 | 0 | 0 | 0 | 0 | 0
2016-07-28 15:00 | 0 | 0 | 0 | 0 | 90886.4417 | 777280.541 | 604417 | 0 | 0 | 0 | 0 | 749757.1695 | 1741480.6183 | 0 | 0 | 0 | 0 | 0 | 0 | 0 | 36579.1185 | 0 | 0 | 0 | 0 | 0 | 0 | 0 | 0 | 0 | 148060.3736 | 115689.6092 | 0 | 0 | 0 | 0 | 0 | 0 | 0 | 0 | 0 | 0 | 0 | 0 | 0 | 0 | 0 | 0
2016-07-28 16:00 | 0 | 0 | 0 | 0 | 94150.0384 | 819253.1827 | 631869 | 0 | 0 | 0 | 0 | 915601.7813 | 1857170.2275 | 0 | 0 | 0 | 0 | 0 | 0 | 0 | 36579.1185 | 0 | 0 | 0 | 0 | 0 | 0 | 0 | 0 | 0 | 165844.6118 | 115689.6092 | 0 | 0 | 0 | 0 | 0 | 0 | 0 | 0 | 0 | 0 | 0 | 0 | 0 | 0 | 0 | 0
2016-07-28 17:00 | 0 | 0 | 0 | 0 | 91243.0806 | 839661.1828 | 655351 | 0 | 0 | 0 | 0 | 1162114.6196 | 1886210.6527 | 0 | 0 | 0 | 0 | 0 | 0 | 0 | 36579.1185 | 0 | 0 | 0 | 0 | 0 | 0 | 0 | 0 | 0 | 246512.8382 | 29040.4252 | 0 | 0 | 0 | 0 | 0 | 0 | 0 | 0 | 0 | 0 | 0 | 0 | 0 | 0 | 0 | 0
2016-07-28 18:00 | 0 | 0 | 0 | 0 | 83496.5706 | 832455.6487 | 672844 | 0 | 0 | 0 | 0 | 1408627.4578 | 1882806.0337 | 0 | 0 | 0 | 0 | 0 | 0 | 0 | 36579.1185 | 0 | 0 | 0 | 0 | 0 | 0 | 0 | 0 | 0 | 246512.8382 | -3404.619 | 0 | 0 | 0 | 0 | 0 | 0 | 0 | 0 | 0 | 0 | 0 | 0 | 0 | 0 | 0 | 0
2016-07-28 19:00 | 0 | 0 | 0 | 0 | 75650.7951 | 823638.8757 | 682884 | 0 | 0 | 0 | 0 | 1655140.2961 | 1852698.8662 | 0 | 0 | 0 | 0 | 0 | 0 | 0 | 36579.1185 | 0 | 0 | 0 | 0 | 0 | 0 | 0 | 0 | 0 | 246512.8382 | -30107.1675 | 0 | 0 | 0 | 0 | 0 | 0 | 0 | 0 | 0 | 0 | 0 | 0 | 0 | 0 | 0 | 0
2016-07-28 20:00 | 0 | 0 | 0 | 0 | 70366.4675 | 820607.8977 | 687430 | 0 | 0 | 0 | 0 | 1742995.0521 | 1968388.4755 | 0 | 0 | 0 | 0 | 0 | 0 | 0 | 36579.1185 | 0 | 0 | 0 | 0 | 0 | 0 | 0 | 0 | 0 | 87854.756 | 115689.6092 | 0 | 0 | 0 | 0 | 0 | 0 | 0 | 0 | 0 | 0 | 0 | 0 | 0 | 0 | 0 | 0
2016-07-28 21:00 | 0 | 0 | 0 | 0 | 69931.2089 | 811369.6815 | 685827 | 0 | 0 | 0 | 0 | 1989507.8903 | 1917349.5276 | 0 | 0 | 0 | 0 | 0 | 0 | 0 | 36579.1185 | 0 | 0 | 0 | 0 | 0 | 0 | 0 | 0 | 0 | 246512.8382 | -51038.9478 | 0 | 0 | 0 | 0 | 0 | 0 | 0 | 0 | 0 | 0 | 0 | 0 | 0 | 0 | 0 | 0
2016-07-28 22:00 | 0 | 0 | 0 | 0 | 77112.2645 | 780451.0881 | 677578 | 0 | 0 | 0 | 0 | 2236020.7285 | 1850822.042 | 0 | 0 | 0 | 0 | 0 | 0 | 0 | 36579.1185 | 0 | 0 | 0 | 0 | 0 | 0 | 0 | 0 | 0 | 246512.8382 | -66527.4857 | 0 | 0 | 0 | 0 | 0 | 0 | 0 | 0 | 0 | 0 | 0 | 0 | 0 | 0 | 0 | 0
2016-07-28 23:00 | 0 | 0 | 0 | 0 | 92970.8015 | 693197.5526 | 662885 | 0 | 0 | 0 | 0 | 2474993.6919 | 1735132.4327 | 0 | 0 | 0 | 0 | 0 | 0 | 0 | 36579.1185 | 0 | 0 | 0 | 0 | 0 | 0 | 0 | 0 | 0 | 238972.9633 | -115689.6092 | 0 | 0 | 0 | 0 | 0 | 0 | 0 | 0 | 0 | 0 | 0 | 0 | 0 | 0 | 0 | 0
2016-07-29 | 0 | 0 | 0 | 0 | 130906.8293 | 539800.5089 | 647637 | 0 | 0 | 0 | 0 | 2382374.4208 | 1850822.042 | 0 | 0 | 0 | 0 | 0 | 0 | 0 | 36579.1185 | 0 | 0 | 0 | 0 | 0 | 0 | 0 | 0 | 0 | -92619.271 | 115689.6092 | 0 | 0 | 0 | 0 | 0 | 0 | 0 | 0 | 0 | 0 | 0 | 0 | 0 | 0 | 0 | 0
2016-07-29 01:00 | 0 | 0 | 0 | 0 | 242454.8504 | 231739.2692 | 630930 | 0 | 0 | 0 | 0 | 2341328.1497 | 1735132.4327 | 0 | 0 | 0 | 0 | 0 | 0 | 0 | 36579.1185 | 0 | 0 | 0 | 0 | 0 | 0 | 0 | 0 | 0 | -41046.2711 | -115689.6092 | 0 | 0 | 0 | 0 | 0 | 0 | 0 | 0 | 0 | 0 | 0 | 0 | 0 | 0 | 0 | 0
2016-07-29 02:00 | 0 | 0 | 0 | 0 | 324762.6192 | 12342.4401 | 601375 | 0 | 0 | 0 | 0 | 2094815.3115 | 1717375.3303 | 0 | 0 | 0 | 0 | 0 | 0 | 0 | 36579.1185 | 0 | 0 | 0 | 0 | 0 | 0 | 0 | 0 | 0 | -246512.8382 | -17757.1024 | 0 | 0 | 0 | 0 | 0 | 0 | 0 | 0 | 0 | 0 | 0 | 0 | 0 | 0 | 0 | 0
2016-07-29 03:00 | 0 | 0 | 0 | 0 | 317974.0555 | 0 | 565258 | 0 | 0 | 0 | 0 | 1963220.9762 | 1601685.721 | 0 | 0 | 0 | 0 | 0 | 0 | 0 | 36579.1185 | 0 | 0 | 0 | 0 | 0 | 0 | 0 | 0 | 0 | -131594.3353 | -115689.6092 | 0 | 0 | 0 | 0 | 0 | 0 | 0 | 0 | 0 | 0 | 0 | 0 | 0 | 0 | 0 | 0
2016-07-29 04:00 | 0 | 0 | 0 | 0 | 283387.0341 | 0 | 530970 | 0 | 0 | 0 | 0 | 1831327.6196 | 1485996.1118 | 0 | 0 | 0 | 0 | 0 | 0 | 0 | 36579.1185 | 0 | 0 | 0 | 0 | 0 | 0 | 0 | 0 | 0 | -131893.3566 | -115689.6092 | 0 | 0 | 0 | 0 | 0 | 0 | 0 | 0 | 0 | 0 | 0 | 0 | 0 | 0 | 0 | 0
2016-07-29 05:00 | 0 | 0 | 0 | 0 | 243100.5207 | 0 | 499706 | 0 | 0 | 0 | 0 | 1690411.7495 | 1370306.5026 | 0 | 0 | 0 | 0 | 0 | 0 | 0 | 36579.1185 | 0 | 0 | 0 | 0 | 0 | 0 | 0 | 0 | 0 | -140915.8701 | -115689.6092 | 0 | 0 | 0 | 0 | 0 | 0 | 0 | 0 | 0 | 0 | 0 | 0 | 0 | 0 | 0 | 0
2016-07-29 06:00 | 0 | 0 | 0 | 0 | 204831.7788 | 0 | 473385 | 0 | 0 | 0 | 0 | 1443898.9113 | 1348266.1197 | 0 | 0 | 0 | 0 | 0 | 0 | 0 | 36579.1185 | 0 | 0 | 0 | 0 | 0 | 0 | 0 | 0 | 0 | -246512.8382 | -22040.3829 | 0 | 0 | 0 | 0 | 0 | 0 | 0 | 0 | 0 | 0 | 0 | 0 | 0 | 0 | 0 | 0
2016-07-29 07:00 | 0 | 0 | 0 | 0 | 178311.4477 | 0 | 453827 | 0 | 0 | 0 | 0 | 1284072.9682 | 1232576.5104 | 0 | 0 | 0 | 0 | 0 | 0 | 0 | 36579.1185 | 0 | 0 | 0 | 0 | 0 | 0 | 0 | 0 | 0 | -159825.9431 | -115689.6092 | 0 | 0 | 0 | 0 | 0 | 0 | 0 | 0 | 0 | 0 | 0 | 0 | 0 | 0 | 0 | 0
2016-07-29 08:00 | 0 | 0 | 0 | 0 | 158749.1677 | 0 | 443185 | 0 | 0 | 0 | 0 | 1115326.7452 | 1116886.9012 | 0 | 0 | 0 | 0 | 0 | 0 | 0 | 36579.1185 | 0 | 0 | 0 | 0 | 0 | 0 | 0 | 0 | 0 | -168746.2231 | -115689.6092 | 0 | 0 | 0 | 0 | 0 | 0 | 0 | 0 | 0 | 0 | 0 | 0 | 0 | 0 | 0 | 0
2016-07-29 09:00 | 0 | 0 | 0 | 0 | 138224.2845 | 0 | 444954 | 0 | 0 | 0 | 0 | 868813.9069 | 1056670.0239 | 0 | 0 | 0 | 0 | 0 | 0 | 0 | 36579.1185 | 0 | 0 | 0 | 0 | 0 | 0 | 0 | 0 | 0 | -246512.8382 | -60216.8773 | 0 | 0 | 0 | 0 | 0 | 0 | 0 | 0 | 0 | 0 | 0 | 0 | 0 | 0 | 0 | 0
2016-07-29 10:00 | 0 | 0 | 0 | 0 | 122534.7372 | 0 | 456762 | 0 | 0 | 0 | 0 | 650276.2534 | 940980.4147 | 0 | 0 | 0 | 0 | 0 | 0 | 0 | 36579.1185 | 0 | 0 | 0 | 0 | 0 | 0 | 0 | 0 | 0 | -218537.6535 | -115689.6092 | 0 | 0 | 0 | 0 | 0 | 0 | 0 | 0 | 0 | 0 | 0 | 0 | 0 | 0 | 0 | 0
2016-07-29 11:00 | 0 | 0 | 0 | 0 | 103022.1494 | 0 | 471010 | 0 | 0 | 0 | 0 | 403763.4151 | 825290.8054 | 0 | 0 | 0 | 0 | 0 | 0 | 0 | 30793.7153 | 0 | 0 | 0 | 0 | 0 | 0 | 0 | 0 | 0 | -246512.8382 | -115689.6092 | 0 | 0 | 0 | 0 | 0 | 0 | 0 | 0 | 0 | -5785.4032 | 0 | 0 | 0 | 0 | 0 | 0
2016-07-29 12:00 | 0 | 0 | 0 | 0 | 53643.6431 | 45822.1941 | 492462 | 0 | 0 | 0 | 0 | 157250.5769 | 709601.1962 | 0 | 0 | 0 | 0 | 0 | 0 | 0 | 0 | 0 | 0 | 0 | 0 | 0 | 0 | 0 | 0 | 0 | -246512.8382 | -115689.6092 | 0 | 0 | 0 | 0 | 0 | 0 | 0 | 0 | 0 | -30793.7153 | 0 | 0 | 0 | 0 | 0 | 0
2016-07-29 13:00 | 0 | 0 | 0 | 0 | 37057.7311 | 361621.2486 | 519661 | 0 | 0 | 0 | 0 | 121164.4506 | 593911.587 | 0 | 0 | 0 | 0 | 0 | 0 | 0 | 30793.7153 | 0 | 0 | 0 | 0 | 0 | 0 | 0 | 0 | 0 | -36086.1263 | -115689.6092 | 0 | 0 | 0 | 0 | 0 | 0 | 0 | 0 | 0 | 30793.7153 | 0 | 0 | 0 | 0 | 0 | 0
2016-07-29 14:00 | 0 | 0 | 0 | 0 | 36293.1274 | 606463.8278 | 550570 | 0 | 0 | 0 | 0 | 323255.6119 | 478221.9777 | 0 | 0 | 0 | 0 | 0 | 0 | 0 | 36579.1185 | 0 | 0 | 0 | 0 | 0 | 0 | 0 | 0 | 0 | 202091.1613 | -115689.6092 | 0 | 0 | 0 | 0 | 0 | 0 | 0 | 0 | 0 | 5785.4032 | 0 | 0 | 0 | 0 | 0 | 0
2016-07-29 15:00 | 0 | 0 | 0 | 0 | 33938.8236 | 728203.3115 | 581314 | 0 | 0 | 0 | 0 | 388394.1378 | 593911.587 | 0 | 0 | 0 | 0 | 0 | 0 | 0 | 36579.1185 | 0 | 0 | 0 | 0 | 0 | 0 | 0 | 0 | 0 | 65138.5259 | 115689.6092 | 0 | 0 | 0 | 0 | 0 | 0 | 0 | 0 | 0 | 0 | 0 | 0 | 0 | 0 | 0 | 0
2016-07-29 16:00 | 0 | 0 | 0 | 0 | 34374.117 | 774950.0266 | 607866 | 0 | 0 | 0 | 0 | 634906.976 | 548856.8923 | 0 | 0 | 0 | 0 | 0 | 0 | 0 | 36579.1185 | 0 | 0 | 0 | 0 | 0 | 0 | 0 | 0 | 0 | 246512.8382 | -45054.6946 | 0 | 0 | 0 | 0 | 0 | 0 | 0 | 0 | 0 | 0 | 0 | 0 | 0 | 0 | 0 | 0
2016-07-29 17:00 | 0 | 0 | 0 | 0 | 38968.6066 | 794519.4684 | 630198 | 0 | 0 | 0 | 0 | 722507.4418 | 664546.5016 | 0 | 0 | 0 | 0 | 0 | 0 | 0 | 36579.1185 | 0 | 0 | 0 | 0 | 0 | 0 | 0 | 0 | 0 | 87600.4658 | 115689.6092 | 0 | 0 | 0 | 0 | 0 | 0 | 0 | 0 | 0 | 0 | 0 | 0 | 0 | 0 | 0 | 0
2016-07-29 18:00 | 0 | 0 | 0 | 0 | 45543.2071 | 792818.1741 | 648328 | 0 | 0 | 0 | 0 | 796851.2137 | 780236.1108 | 0 | 0 | 0 | 0 | 0 | 0 | 0 | 36579.1185 | 0 | 0 | 0 | 0 | 0 | 0 | 0 | 0 | 0 | 74343.7719 | 115689.6092 | 0 | 0 | 0 | 0 | 0 | 0 | 0 | 0 | 0 | 0 | 0 | 0 | 0 | 0 | 0 | 0
2016-07-29 19:00 | 0 | 0 | 0 | 0 | 52536.5662 | 784675.9808 | 661198 | 0 | 0 | 0 | 0 | 1043364.0519 | 709737.8196 | 0 | 0 | 0 | 0 | 0 | 0 | 0 | 36579.1185 | 0 | 0 | 0 | 0 | 0 | 0 | 0 | 0 | 0 | 246512.8382 | -70498.2912 | 0 | 0 | 0 | 0 | 0 | 0 | 0 | 0 | 0 | 0 | 0 | 0 | 0 | 0 | 0 | 0
2016-07-29 20:00 | 0 | 0 | 0 | 0 | 60214.2698 | 774705.1695 | 670462 | 0 | 0 | 0 | 0 | 1092131.882 | 825427.4288 | 0 | 0 | 0 | 0 | 0 | 0 | 0 | 36579.1185 | 0 | 0 | 0 | 0 | 0 | 0 | 0 | 0 | 0 | 48767.8301 | 115689.6092 | 0 | 0 | 0 | 0 | 0 | 0 | 0 | 0 | 0 | 0 | 0 | 0 | 0 | 0 | 0 | 0
2016-07-29 21:00 | 0 | 0 | 0 | 0 | 65165.4108 | 753261.2608 | 673061 | 0 | 0 | 0 | 0 | 1338644.7203 | 724280.2622 | 0 | 0 | 0 | 0 | 0 | 0 | 0 | 36579.1185 | 0 | 0 | 0 | 0 | 0 | 0 | 0 | 0 | 0 | 246512.8382 | -101147.1666 | 0 | 0 | 0 | 0 | 0 | 0 | 0 | 0 | 0 | 0 | 0 | 0 | 0 | 0 | 0 | 0
2016-07-29 22:00 | 0 | 0 | 0 | 0 | 68129.9348 | 716431.8074 | 665364 | 0 | 0 | 0 | 0 | 1342152.8532 | 839969.8714 | 0 | 0 | 0 | 0 | 0 | 0 | 0 | 36579.1185 | 0 | 0 | 0 | 0 | 0 | 0 | 0 | 0 | 0 | 3508.1329 | 115689.6092 | 0 | 0 | 0 | 0 | 0 | 0 | 0 | 0 | 0 | 0 | 0 | 0 | 0 | 0 | 0 | 0
2016-07-29 23:00 | 0 | 0 | 0 | 0 | 75178.5531 | 624141.0176 | 647298 | 0 | 0 | 0 | 0 | 1509864.0331 | 724280.2622 | 0 | 0 | 0 | 0 | 0 | 0 | 0 | 36579.1185 | 0 | 0 | 0 | 0 | 0 | 0 | 0 | 0 | 0 | 167711.1799 | -115689.6092 | 0 | 0 | 0 | 0 | 0 | 0 | 0 | 0 | 0 | 0 | 0 | 0 | 0 | 0 | 0 | 0
2016-07-30 | 0 | 0 | 0 | 0 | 104907.2652 | 470590.4901 | 628330 | 0 | 0 | 0 | 0 | 1572721.3976 | 608590.6529 | 0 | 0 | 0 | 0 | 0 | 0 | 0 | 36579.1185 | 0 | 0 | 0 | 0 | 0 | 0 | 0 | 0 | 0 | 62857.3645 | -115689.6092 | 0 | 0 | 0 | 0 | 0 | 0 | 0 | 0 | 0 | 0 | 0 | 0 | 0 | 0 | 0 | 0
2016-07-30 01:00 | 0 | 0 | 0 | 0 | 213007.3458 | 208033.0876 | 610732 | 0 | 0 | 0 | 0 | 1326208.5594 | 665411.9245 | 0 | 0 | 0 | 0 | 0 | 0 | 0 | 36579.1185 | 0 | 0 | 0 | 0 | 0 | 0 | 0 | 0 | 0 | -246512.8382 | 56821.2716 | 0 | 0 | 0 | 0 | 0 | 0 | 0 | 0 | 0 | 0 | 0 | 0 | 0 | 0 | 0 | 0
2016-07-30 02:00 | 0 | 0 | 0 | 0 | 327351.6373 | 11818.5291 | 582387 | 0 | 0 | 0 | 0 | 1079695.7212 | 668707.9292 | 0 | 0 | 0 | 0 | 0 | 0 | 0 | 36579.1185 | 0 | 0 | 0 | 0 | 0 | 0 | 0 | 0 | 0 | -246512.8382 | 3296.0047 | 0 | 0 | 0 | 0 | 0 | 0 | 0 | 0 | 0 | 0 | 0 | 0 | 0 | 0 | 0 | 0
2016-07-30 03:00 | 0 | 0 | 0 | 0 | 355363.3712 | 0 | 546078 | 0 | 0 | 0 | 0 | 1004670.7016 | 553018.3199 | 0 | 0 | 0 | 0 | 0 | 0 | 0 | 36579.1185 | 0 | 0 | 0 | 0 | 0 | 0 | 0 | 0 | 0 | -75025.0195 | -115689.6092 | 0 | 0 | 0 | 0 | 0 | 0 | 0 | 0 | 0 | 0 | 0 | 0 | 0 | 0 | 0 | 0
2016-07-30 04:00 | 0 | 0 | 0 | 0 | 349922.5917 | 0 | 511269 | 0 | 0 | 0 | 0 | 959013.9025 | 437328.7107 | 0 | 0 | 0 | 0 | 0 | 0 | 0 | 36579.1185 | 0 | 0 | 0 | 0 | 0 | 0 | 0 | 0 | 0 | -45656.7991 | -115689.6092 | 0 | 0 | 0 | 0 | 0 | 0 | 0 | 0 | 0 | 0 | 0 | 0 | 0 | 0 | 0 | 0
2016-07-30 05:00 | 0 | 0 | 0 | 0 | 335018.1296 | 0 | 481131 | 0 | 0 | 0 | 0 | 928590.6414 | 321639.1015 | 0 | 0 | 0 | 0 | 0 | 0 | 0 | 36579.1185 | 0 | 0 | 0 | 0 | 0 | 0 | 0 | 0 | 0 | -30423.2611 | -115689.6092 | 0 | 0 | 0 | 0 | 0 | 0 | 0 | 0 | 0 | 0 | 0 | 0 | 0 | 0 | 0 | 0
2016-07-30 06:00 | 0 | 0 | 0 | 0 | 322117.001 | 0 | 455364 | 0 | 0 | 0 | 0 | 682077.8032 | 437328.7107 | 0 | 0 | 0 | 0 | 0 | 0 | 0 | 34155.3485 | 0 | 0 | 0 | 0 | 0 | 0 | 0 | 0 | 0 | -246512.8382 | 115689.6092 | 0 | 0 | 0 | 0 | 0 | 0 | 0 | 0 | 0 | -2423.77 | 0 | 0 | 0 | 0 | 0 | 0
2016-07-30 07:00 | 0 | 0 | 0 | 0 | 307167.3278 | 0 | 436572 | 0 | 0 | 0 | 0 | 665938.9702 | 321639.1015 | 0 | 0 | 0 | 0 | 0 | 0 | 0 | 36579.1185 | 0 | 0 | 0 | 0 | 0 | 0 | 0 | 0 | 0 | -16138.833 | -115689.6092 | 0 | 0 | 0 | 0 | 0 | 0 | 0 | 0 | 0 | 2423.77 | 0 | 0 | 0 | 0 | 0 | 0
2016-07-30 08:00 | 0 | 0 | 0 | 0 | 287755.4304 | 0 | 424111 | 0 | 0 | 0 | 0 | 645273.0099 | 205949.4922 | 0 | 0 | 0 | 0 | 0 | 0 | 0 | 36579.1185 | 0 | 0 | 0 | 0 | 0 | 0 | 0 | 0 | 0 | -20665.9603 | -115689.6092 | 0 | 0 | 0 | 0 | 0 | 0 | 0 | 0 | 0 | 0 | 0 | 0 | 0 | 0 | 0 | 0
2016-07-30 09:00 | 0 | 0 | 0 | 0 | 248154.4391 | 0 | 418253 | 0 | 0 | 0 | 0 | 590864.0583 | 90259.883 | 0 | 0 | 0 | 0 | 0 | 0 | 0 | 36579.1185 | 0 | 0 | 0 | 0 | 0 | 0 | 0 | 0 | 0 | -54408.9516 | -115689.6092 | 0 | 0 | 0 | 0 | 0 | 0 | 0 | 0 | 0 | 0 | 0 | 0 | 0 | 0 | 0 | 0
2016-07-30 10:00 | 0 | 0 | 0 | 0 | 212523.7042 | 0 | 418195 | 0 | 0 | 0 | 0 | 344351.22 | 131101.4254 | 0 | 0 | 0 | 0 | 0 | 0 | 0 | 36579.1185 | 0 | 0 | 0 | 0 | 0 | 0 | 0 | 0 | 0 | -246512.8382 | 40841.5424 | 0 | 0 | 0 | 0 | 0 | 0 | 0 | 0 | 0 | 0 | 0 | 0 | 0 | 0 | 0 | 0
2016-07-30 11:00 | 0 | 0 | 0 | 0 | 184654.9821 | 0 | 424007 | 0 | 0 | 0 | 0 | 225875.7955 | 15411.8162 | 0 | 0 | 0 | 0 | 0 | 0 | 0 | 31392.1343 | 0 | 0 | 0 | 0 | 0 | 0 | 0 | 0 | 0 | -118475.4245 | -115689.6092 | 0 | 0 | 0 | 0 | 0 | 0 | 0 | 0 | 0 | -5186.9842 | 0 | 0 | 0 | 0 | 0 | 0
2016-07-30 12:00 | 0 | 0 | 0 | 0 | 110188.4972 | 62143.1758 | 444413 | 0 | 0 | 0 | 0 | 0 | 0 | 0 | 0 | 0 | 0 | 0 | 0 | 0 | 598.419 | 0 | 0 | 0 | 0 | 0 | 0 | 0 | 0 | 0 | -225875.7955 | -15411.8162 | 0 | 0 | 0 | 0 | 0 | 0 | 0 | 0 | 0 | -30793.7153 | 0 | 0 | 0 | 0 | 0 | 0
2016-07-30 13:00 | 0 | 0 | 0 | 0 | 109455.9881 | 363606.5929 | 473661 | 0 | 0 | 0 | 0 | 0 | 0 | 0 | 0 | 0 | 0 | 0 | 0 | 0 | 0 | 0 | 0 | 0 | 0 | 0 | 0 | 0 | 0 | 0 | 0 | 0 | 0 | 0 | 0 | 0 | 0 | 0 | 0 | 0 | 0 | -598.419 | 0 | 0 | 0 | 0 | 0 | 0
2016-07-30 14:00 | 0 | 0 | 0 | 0 | 0 | 598577.3383 | 507186 | 0 | 0 | 0 | 0 | 0 | 60597.623 | 0 | 0 | 0 | 0 | 0 | 0 | 0 | 30793.7153 | 0 | 0 | 0 | 0 | 0 | 0 | 0 | 0 | 0 | 0 | 60597.623 | 0 | 0 | 0 | 0 | 0 | 0 | 0 | 0 | 0 | 30793.7153 | 0 | 0 | 0 | 0 | 0 | 0
2016-07-30 15:00 | 0 | 0 | 0 | 0 | 127102.8151 | 724980.1777 | 539766 | 0 | 0 | 0 | 0 | 190841.9804 | 176287.2322 | 0 | 0 | 0 | 0 | 0 | 0 | 0 | 36579.1185 | 0 | 0 | 0 | 0 | 0 | 0 | 0 | 0 | 0 | 190841.9804 | 115689.6092 | 0 | 0 | 0 | 0 | 0 | 0 | 0 | 0 | 0 | 5785.4032 | 0 | 0 | 0 | 0 | 0 | 0
2016-07-30 16:00 | 0 | 0 | 0 | 0 | 0 | 777620.1147 | 567012 | 0 | 0 | 0 | 0 | 437354.8186 | 171176.2239 | 0 | 0 | 0 | 0 | 0 | 0 | 0 | 5785.4032 | 0 | 0 | 0 | 0 | 0 | 0 | 0 | 0 | 0 | 246512.8382 | -5111.0082 | 0 | 0 | 0 | 0 | 0 | 0 | 0 | 0 | 0 | -30793.7153 | 0 | 0 | 0 | 0 | 0 | 0
2016-07-30 17:00 | 0 | 0 | 0 | 0 | 0 | 788582.4147 | 587831 | 0 | 0 | 0 | 0 | 522416.6241 | 286865.8332 | 0 | 0 | 0 | 0 | 0 | 0 | 0 | 5785.4032 | 0 | 0 | 0 | 0 | 0 | 0 | 0 | 0 | 0 | 85061.8055 | 115689.6092 | 0 | 0 | 0 | 0 | 0 | 0 | 0 | 0 | 0 | 0 | 0 | 0 | 0 | 0 | 0 | 0
2016-07-30 18:00 | 0 | 0 | 0 | 0 | 117335.837 | 779023.0075 | 602724 | 0 | 0 | 0 | 0 | 669568.144 | 402555.4424 | 0 | 0 | 0 | 0 | 0 | 0 | 0 | 36579.1185 | 0 | 0 | 0 | 0 | 0 | 0 | 0 | 0 | 0 | 147151.5199 | 115689.6092 | 0 | 0 | 0 | 0 | 0 | 0 | 0 | 0 | 0 | 30793.7153 | 0 | 0 | 0 | 0 | 0 | 0
2016-07-30 19:00 | 0 | 0 | 0 | 0 | 0 | 761469.2249 | 612872 | 0 | 0 | 0 | 0 | 916080.9823 | 335433.5444 | 0 | 0 | 0 | 0 | 0 | 0 | 0 | 5785.4032 | 0 | 0 | 0 | 0 | 0 | 0 | 0 | 0 | 0 | 246512.8382 | -67121.898 | 0 | 0 | 0 | 0 | 0 | 0 | 0 | 0 | 0 | -30793.7153 | 0 | 0 | 0 | 0 | 0 | 0
2016-07-30 20:00 | 0 | 0 | 0 | 0 | 0 | 741865.1462 | 620163 | 0 | 0 | 0 | 0 | 927878.9224 | 451123.1536 | 0 | 0 | 0 | 0 | 0 | 0 | 0 | 0 | 0 | 0 | 0 | 0 | 0 | 0 | 0 | 0 | 0 | 11797.9402 | 115689.6092 | 0 | 0 | 0 | 0 | 0 | 0 | 0 | 0 | 0 | -5785.4032 | 0 | 0 | 0 | 0 | 0 | 0
2016-07-30 21:00 | 0 | 0 | 0 | 0 | 126569.5161 | 710448.8302 | 621612 | 0 | 0 | 0 | 0 | 1027595.6596 | 566812.7628 | 0 | 0 | 0 | 0 | 0 | 0 | 0 | 0 | 0 | 0 | 0 | 0 | 0 | 0 | 0 | 0 | 0 | 99716.7371 | 115689.6092 | 0 | 0 | 0 | 0 | 0 | 0 | 0 | 0 | 0 | 0 | 0 | 0 | 0 | 0 | 0 | 0
2016-07-30 22:00 | 0 | 0 | 0 | 0 | 145831.8907 | 660030.8509 | 615579 | 0 | 0 | 0 | 0 | 1102189.7919 | 682502.3721 | 0 | 0 | 0 | 0 | 0 | 0 | 0 | 0 | 0 | 0 | 0 | 0 | 0 | 0 | 0 | 0 | 0 | 74594.1324 | 115689.6092 | 0 | 0 | 0 | 0 | 0 | 0 | 0 | 0 | 0 | 0 | 0 | 0 | 0 | 0 | 0 | 0
2016-07-30 23:00 | 0 | 0 | 0 | 0 | 0 | 567428.5334 | 599767 | 0 | 0 | 0 | 0 | 1185540.9346 | 566812.7628 | 0 | 0 | 0 | 0 | 0 | 0 | 0 | 0 | 0 | 0 | 0 | 0 | 0 | 0 | 0 | 0 | 0 | 83351.1426 | -115689.6092 | 0 | 0 | 0 | 0 | 0 | 0 | 0 | 0 | 0 | 0 | 0 | 0 | 0 | 0 | 0 | 0
2016-07-31 | 0 | 0 | 0 | 0 | 269590.0103 | 418452.3067 | 586029 | 0 | 0 | 0 | 0 | 1171864.6424 | 682502.3721 | 0 | 0 | 0 | 0 | 0 | 0 | 0 | 0 | 0 | 0 | 0 | 0 | 0 | 0 | 0 | 0 | 0 | -13676.2922 | 115689.6092 | 0 | 0 | 0 | 0 | 0 | 0 | 0 | 0 | 0 | 0 | 0 | 0 | 0 | 0 | 0 | 0
2016-07-31 01:00 | 0 | 0 | 0 | 0 | 28161.4099 | 183097.1426 | 573461 | 0 | 0 | 0 | 0 | 925351.8041 | 566812.7628 | 0 | 0 | 0 | 0 | 0 | 0 | 0 | 0 | 0 | 0 | 0 | 0 | 0 | 0 | 0 | 0 | 0 | -246512.8382 | -115689.6092 | 0 | 0 | 0 | 0 | 0 | 0 | 0 | 0 | 0 | 0 | 0 | 0 | 0 | 0 | 0 | 0
2016-07-31 02:00 | 0 | 0 | 0 | 0 | 625249.6272 | 11362.2516 | 550364 | 0 | 0 | 0 | 0 | 895910.0737 | 682502.3721 | 0 | 0 | 0 | 0 | 0 | 0 | 0 | 0 | 0 | 0 | 0 | 0 | 0 | 0 | 0 | 0 | 0 | -29441.7304 | 115689.6092 | 0 | 0 | 0 | 0 | 0 | 0 | 0 | 0 | 0 | 0 | 0 | 0 | 0 | 0 | 0 | 0
2016-07-31 03:00 | 0 | 0 | 0 | 0 | 616591.637 | 0 | 522363 | 0 | 0 | 0 | 0 | 874449.1014 | 798191.9813 | 0 | 0 | 0 | 0 | 0 | 0 | 0 | 0 | 0 | 0 | 0 | 0 | 0 | 0 | 0 | 0 | 0 | -21460.9723 | 115689.6092 | 0 | 0 | 0 | 0 | 0 | 0 | 0 | 0 | 0 | 0 | 0 | 0 | 0 | 0 | 0 | 0
2016-07-31 04:00 | 0 | 0 | 0 | 0 | 577720.7538 | 0 | 492477 | 0 | 0 | 0 | 0 | 844003.246 | 913881.5905 | 0 | 0 | 0 | 0 | 0 | 0 | 0 | 0 | 0 | 0 | 0 | 0 | 0 | 0 | 0 | 0 | 0 | -30445.8554 | 115689.6092 | 0 | 0 | 0 | 0 | 0 | 0 | 0 | 0 | 0 | 0 | 0 | 0 | 0 | 0 | 0 | 0
2016-07-31 05:00 | 0 | 0 | 0 | 0 | 103368.5525 | 0 | 465571 | 0 | 0 | 0 | 0 | 597490.4078 | 798191.9813 | 0 | 0 | 0 | 0 | 0 | 0 | 0 | 0 | 0 | 0 | 0 | 0 | 0 | 0 | 0 | 0 | 0 | -246512.8382 | -115689.6092 | 0 | 0 | 0 | 0 | 0 | 0 | 0 | 0 | 0 | 0 | 0 | 0 | 0 | 0 | 0 | 0
2016-07-31 06:00 | 0 | 0 | 0 | 0 | 511778.4876 | 0 | 442492 | 0 | 0 | 0 | 0 | 551087.2861 | 913881.5905 | 0 | 0 | 0 | 0 | 0 | 0 | 0 | 0 | 0 | 0 | 0 | 0 | 0 | 0 | 0 | 0 | 0 | -46403.1217 | 115689.6092 | 0 | 0 | 0 | 0 | 0 | 0 | 0 | 0 | 0 | 0 | 0 | 0 | 0 | 0 | 0 | 0
2016-07-31 07:00 | 0 | 0 | 0 | 0 | 492403.8315 | 0 | 424682 | 0 | 0 | 0 | 0 | 734498.7269 | 798191.9813 | 0 | 0 | 0 | 0 | 0 | 0 | 0 | 0 | 0 | 0 | 0 | 0 | 0 | 0 | 0 | 0 | 0 | 183411.4408 | -115689.6092 | 0 | 0 | 0 | 0 | 0 | 0 | 0 | 0 | 0 | 0 | 0 | 0 | 0 | 0 | 0 | 0
2016-07-31 08:00 | 0 | 0 | 0 | 0 | 480372.9496 | 0 | 412231 | 0 | 0 | 0 | 0 | 686951.0672 | 913881.5905 | 0 | 0 | 0 | 0 | 0 | 0 | 0 | 0 | 0 | 0 | 0 | 0 | 0 | 0 | 0 | 0 | 0 | -47547.6597 | 115689.6092 | 0 | 0 | 0 | 0 | 0 | 0 | 0 | 0 | 0 | 0 | 0 | 0 | 0 | 0 | 0 | 0
2016-07-31 09:00 | 0 | 0 | 0 | 0 | 455082.2972 | 0 | 405962 | 0 | 0 | 0 | 0 | 851760.9736 | 798191.9813 | 0 | 0 | 0 | 0 | 0 | 0 | 0 | 0 | 0 | 0 | 0 | 0 | 0 | 0 | 0 | 0 | 0 | 164809.9064 | -115689.6092 | 0 | 0 | 0 | 0 | 0 | 0 | 0 | 0 | 0 | 0 | 0 | 0 | 0 | 0 | 0 | 0
2016-07-31 10:00 | 0 | 0 | 0 | 0 | 425336.8793 | 0 | 404106 | 0 | 0 | 0 | 0 | 757302.2437 | 913881.5905 | 0 | 0 | 0 | 0 | 0 | 0 | 0 | 0 | 0 | 0 | 0 | 0 | 0 | 0 | 0 | 0 | 0 | -94458.7299 | 115689.6092 | 0 | 0 | 0 | 0 | 0 | 0 | 0 | 0 | 0 | 0 | 0 | 0 | 0 | 0 | 0 | 0
2016-07-31 11:00 | 0 | 0 | 0 | 0 | 379280.0751 | 0 | 406223 | 0 | 0 | 0 | 0 | 614669.7095 | 1029571.1998 | 0 | 0 | 0 | 0 | 0 | 0 | 0 | 0 | 0 | 0 | 0 | 0 | 0 | 0 | 0 | 0 | 0 | -142632.5342 | 115689.6092 | 0 | 0 | 0 | 0 | 0 | 0 | 0 | 0 | 0 | 0 | 0 | 0 | 0 | 0 | 0 | 0
2016-07-31 12:00 | 0 | 0 | 0 | 0 | 0 | 63690.5548 | 424927 | 0 | 0 | 0 | 0 | 368156.8713 | 914847.5928 | 0 | 0 | 0 | 0 | 0 | 0 | 0 | 0 | 0 | 0 | 0 | 0 | 0 | 0 | 0 | 0 | 0 | -246512.8382 | -114723.607 | 0 | 0 | 0 | 0 | 0 | 0 | 0 | 0 | 0 | 0 | 0 | 0 | 0 | 0 | 0 | 0
2016-07-31 13:00 | 0 | 0 | 0 | 0 | 209681.1569 | 322252.3919 | 454237 | 0 | 0 | 0 | 0 | 330163.8108 | 1030537.202 | 0 | 0 | 0 | 0 | 0 | 0 | 0 | 0 | 0 | 0 | 0 | 0 | 0 | 0 | 0 | 0 | 0 | -37993.0604 | 115689.6092 | 0 | 0 | 0 | 0 | 0 | 0 | 0 | 0 | 0 | 0 | 0 | 0 | 0 | 0 | 0 | 0
2016-07-31 14:00 | 0 | 0 | 0 | 0 | 241957.702 | 566459.3385 | 488251 | 0 | 0 | 0 | 0 | 576676.6491 | 1104190.4043 | 0 | 0 | 0 | 0 | 0 | 0 | 0 | 0 | 0 | 0 | 0 | 0 | 0 | 0 | 0 | 0 | 0 | 246512.8382 | 73653.2023 | 0 | 0 | 0 | 0 | 0 | 0 | 0 | 0 | 0 | 0 | 0 | 0 | 0 | 0 | 0 | 0
2016-07-31 15:00 | 0 | 0 | 0 | 0 | 0 | 703655.5664 | 521252 | 0 | 0 | 0 | 0 | 823189.4873 | 1040081.1324 | 0 | 0 | 0 | 0 | 0 | 0 | 0 | 0 | 0 | 0 | 0 | 0 | 0 | 0 | 0 | 0 | 0 | 246512.8382 | -64109.2719 | 0 | 0 | 0 | 0 | 0 | 0 | 0 | 0 | 0 | 0 | 0 | 0 | 0 | 0 | 0 | 0
2016-07-31 16:00 | 0 | 0 | 0 | 0 | 0 | 749972.8927 | 552152 | 0 | 0 | 0 | 0 | 905320.7708 | 1155770.7417 | 0 | 0 | 0 | 0 | 0 | 0 | 0 | 0 | 0 | 0 | 0 | 0 | 0 | 0 | 0 | 0 | 0 | 82131.2835 | 115689.6092 | 0 | 0 | 0 | 0 | 0 | 0 | 0 | 0 | 0 | 0 | 0 | 0 | 0 | 0 | 0 | 0
2016-07-31 17:00 | 0 | 0 | 0 | 0 | 0 | 758720.1978 | 577859 | 0 | 0 | 0 | 0 | 1151833.6091 | 1090119.1012 | 0 | 0 | 0 | 0 | 0 | 0 | 0 | 0 | 0 | 0 | 0 | 0 | 0 | 0 | 0 | 0 | 0 | 246512.8382 | -65651.6405 | 0 | 0 | 0 | 0 | 0 | 0 | 0 | 0 | 0 | 0 | 0 | 0 | 0 | 0 | 0 | 0
2016-07-31 18:00 | 0 | 0 | 0 | 0 | 0 | 739665.2904 | 598135 | 0 | 0 | 0 | 0 | 1177674.2902 | 1205808.7105 | 0 | 0 | 0 | 0 | 0 | 0 | 0 | 0 | 0 | 0 | 0 | 0 | 0 | 0 | 0 | 0 | 0 | 25840.6811 | 115689.6092 | 0 | 0 | 0 | 0 | 0 | 0 | 0 | 0 | 0 | 0 | 0 | 0 | 0 | 0 | 0 | 0
2016-07-31 19:00 | 0 | 0 | 0 | 0 | 257645.5419 | 716511.9056 | 611955 | 0 | 0 | 0 | 0 | 1424187.1284 | 1321498.3197 | 0 | 0 | 0 | 0 | 0 | 0 | 0 | 0 | 0 | 0 | 0 | 0 | 0 | 0 | 0 | 0 | 0 | 246512.8382 | 115689.6092 | 0 | 0 | 0 | 0 | 0 | 0 | 0 | 0 | 0 | 0 | 0 | 0 | 0 | 0 | 0 | 0
2016-07-31 20:00 | 0 | 0 | 0 | 0 | 0 | 691500.1097 | 621525 | 0 | 0 | 0 | 0 | 1378472.6289 | 1437187.9289 | 0 | 0 | 0 | 0 | 0 | 0 | 0 | 0 | 0 | 0 | 0 | 0 | 0 | 0 | 0 | 0 | 0 | -45714.4995 | 115689.6092 | 0 | 0 | 0 | 0 | 0 | 0 | 0 | 0 | 0 | 0 | 0 | 0 | 0 | 0 | 0 | 0
2016-07-31 21:00 | 0 | 0 | 0 | 0 | 101715.5477 | 654945.6813 | 625838 | 0 | 0 | 0 | 0 | 1624985.4672 | 1321498.3197 | 0 | 0 | 0 | 0 | 0 | 0 | 0 | 0 | 0 | 0 | 0 | 0 | 0 | 0 | 0 | 0 | 0 | 246512.8382 | -115689.6092 | 0 | 0 | 0 | 0 | 0 | 0 | 0 | 0 | 0 | 0 | 0 | 0 | 0 | 0 | 0 | 0
2016-07-31 22:00 | 0 | 0 | 0 | 0 | 0 | 603280.8066 | 622856 | 0 | 0 | 0 | 0 | 1489720.6646 | 1437187.9289 | 0 | 0 | 0 | 0 | 0 | 0 | 0 | 0 | 0 | 0 | 0 | 0 | 0 | 0 | 0 | 0 | 0 | -135264.8026 | 115689.6092 | 0 | 0 | 0 | 0 | 0 | 0 | 0 | 0 | 0 | 0 | 0 | 0 | 0 | 0 | 0 | 0
2016-07-31 23:00 | 0 | 0 | 0 | 0 | 380950.1562 | 519967.9166 | 612704 | 0 | 0 | 0 | 0 | 1662245.1282 | 1552877.5381 | 0 | 0 | 0 | 0 | 0 | 0 | 0 | 0 | 0 | 0 | 0 | 0 | 0 | 0 | 0 | 0 | 0 | 172524.4636 | 115689.6092 | 0 | 0 | 0 | 0 | 0 | 0 | 0 | 0 | 0 | 0 | 0 | 0 | 0 | 0 | 0 | 0
2016-08-01 | 0 | 0 | 0 | 0 | 0 | 381159.0965 | 600594 | 0 | 0 | 0 | 0 | 1415732.29 | 1579955.4729 | 0 | 0 | 0 | 0 | 0 | 0 | 0 | 0 | 0 | 0 | 0 | 0 | 0 | 0 | 0 | 0 | 0 | -246512.8382 | 27077.9348 | 0 | 0 | 0 | 0 | 0 | 0 | 0 | 0 | 0 | 0 | 0 | 0 | 0 | 0 | 0 | 0
2016-08-01 01:00 | 0 | 0 | 0 | 0 | 654007.0562 | 177763.4944 | 586283 | 0 | 0 | 0 | 0 | 1545530.2314 | 1695645.0822 | 0 | 0 | 0 | 0 | 0 | 0 | 0 | 0 | 0 | 0 | 0 | 0 | 0 | 0 | 0 | 0 | 0 | 129797.9414 | 115689.6092 | 0 | 0 | 0 | 0 | 0 | 0 | 0 | 0 | 0 | 0 | 0 | 0 | 0 | 0 | 0 | 0
2016-08-01 02:00 | 0 | 0 | 0 | 0 | 190435.9776 | 9644.5749 | 562283 | 0 | 0 | 0 | 0 | 1299017.3931 | 1579955.4729 | 0 | 0 | 0 | 0 | 0 | 0 | 0 | 0 | 0 | 0 | 0 | 0 | 0 | 0 | 0 | 0 | 0 | -246512.8382 | -115689.6092 | 0 | 0 | 0 | 0 | 0 | 0 | 0 | 0 | 0 | 0 | 0 | 0 | 0 | 0 | 0 | 0
2016-08-01 03:00 | 0 | 0 | 0 | 0 | 684424.6663 | 0 | 529962 | 0 | 0 | 0 | 0 | 1337790.4502 | 1695645.0822 | 0 | 0 | 0 | 0 | 0 | 0 | 0 | 0 | 0 | 0 | 0 | 0 | 0 | 0 | 0 | 0 | 0 | 38773.057 | 115689.6092 | 0 | 0 | 0 | 0 | 0 | 0 | 0 | 0 | 0 | 0 | 0 | 0 | 0 | 0 | 0 | 0
2016-08-01 04:00 | 0 | 0 | 0 | 0 | 623525.3806 | 0 | 496993 | 0 | 0 | 0 | 0 | 1348633.2215 | 1811334.6914 | 0 | 0 | 0 | 0 | 0 | 0 | 0 | 0 | 0 | 0 | 0 | 0 | 0 | 0 | 0 | 0 | 0 | 10842.7714 | 115689.6092 | 0 | 0 | 0 | 0 | 0 | 0 | 0 | 0 | 0 | 0 | 0 | 0 | 0 | 0 | 0 | 0
2016-08-01 05:00 | 0 | 0 | 0 | 0 | 573396.8605 | 0 | 468458 | 0 | 0 | 0 | 0 | 1337882.4728 | 1927024.3006 | 0 | 0 | 0 | 0 | 0 | 0 | 0 | 0 | 0 | 0 | 0 | 0 | 0 | 0 | 0 | 0 | 0 | -10750.7487 | 115689.6092 | 0 | 0 | 0 | 0 | 0 | 0 | 0 | 0 | 0 | 0 | 0 | 0 | 0 | 0 | 0 | 0
2016-08-01 06:00 | 0 | 0 | 0 | 0 | 83961.5525 | 0 | 446164 | 0 | 0 | 0 | 0 | 1091369.6345 | 1811334.6914 | 0 | 0 | 0 | 0 | 0 | 0 | 0 | 0 | 0 | 0 | 0 | 0 | 0 | 0 | 0 | 0 | 0 | -246512.8382 | -115689.6092 | 0 | 0 | 0 | 0 | 0 | 0 | 0 | 0 | 0 | 0 | 0 | 0 | 0 | 0 | 0 | 0
2016-08-01 07:00 | 0 | 0 | 0 | 0 | 489362.992 | 0 | 430203 | 0 | 0 | 0 | 0 | 1034840.0173 | 1927024.3006 | 0 | 0 | 0 | 0 | 0 | 0 | 0 | 0 | 0 | 0 | 0 | 0 | 0 | 0 | 0 | 0 | 0 | -56529.6172 | 115689.6092 | 0 | 0 | 0 | 0 | 0 | 0 | 0 | 0 | 0 | 0 | 0 | 0 | 0 | 0 | 0 | 0
2016-08-01 08:00 | 0 | 0 | 0 | 0 | 461451.5651 | 0 | 423452 | 0 | 0 | 0 | 0 | 1188529.1917 | 1811334.6914 | 0 | 0 | 0 | 0 | 0 | 0 | 0 | 0 | 0 | 0 | 0 | 0 | 0 | 0 | 0 | 0 | 0 | 153689.1743 | -115689.6092 | 0 | 0 | 0 | 0 | 0 | 0 | 0 | 0 | 0 | 0 | 0 | 0 | 0 | 0 | 0 | 0
2016-08-01 09:00 | 0 | 0 | 0 | 0 | 427485.5491 | 0 | 426831 | 0 | 0 | 0 | 0 | 1073494.1315 | 1927024.3006 | 0 | 0 | 0 | 0 | 0 | 0 | 0 | 0 | 0 | 0 | 0 | 0 | 0 | 0 | 0 | 0 | 0 | -115035.0601 | 115689.6092 | 0 | 0 | 0 | 0 | 0 | 0 | 0 | 0 | 0 | 0 | 0 | 0 | 0 | 0 | 0 | 0
2016-08-01 10:00 | 0 | 0 | 0 | 0 | 404675.6516 | 0 | 441975 | 0 | 0 | 0 | 0 | 1151884.3924 | 1811334.6914 | 0 | 0 | 0 | 0 | 0 | 0 | 0 | 0 | 0 | 0 | 0 | 0 | 0 | 0 | 0 | 0 | 0 | 78390.2609 | -115689.6092 | 0 | 0 | 0 | 0 | 0 | 0 | 0 | 0 | 0 | 0 | 0 | 0 | 0 | 0 | 0 | 0
2016-08-01 11:00 | 0 | 0 | 0 | 0 | 367840.9018 | 0 | 460070 | 0 | 0 | 0 | 0 | 943965.6849 | 1927024.3006 | 0 | 0 | 0 | 0 | 0 | 0 | 0 | 0 | 0 | 0 | 0 | 0 | 0 | 0 | 0 | 0 | 0 | -207918.7074 | 115689.6092 | 0 | 0 | 0 | 0 | 0 | 0 | 0 | 0 | 0 | 0 | 0 | 0 | 0 | 0 | 0 | 0
2016-08-01 12:00 | 0 | 0 | 0 | 0 | 261377.0716 | 54921.3601 | 483963 | 0 | 0 | 0 | 0 | 697452.8467 | 2005872.5705 | 0 | 0 | 0 | 0 | 0 | 0 | 0 | 0 | 0 | 0 | 0 | 0 | 0 | 0 | 0 | 0 | 0 | -246512.8382 | 78848.2699 | 0 | 0 | 0 | 0 | 0 | 0 | 0 | 0 | 0 | 0 | 0 | 0 | 0 | 0 | 0 | 0
2016-08-01 13:00 | 0 | 0 | 0 | 0 | 0 | 319410.91 | 514411 | 0 | 0 | 0 | 0 | 618142.3659 | 1890182.9613 | 0 | 0 | 0 | 0 | 0 | 0 | 0 | 0 | 0 | 0 | 0 | 0 | 0 | 0 | 0 | 0 | 0 | -79310.4808 | -115689.6092 | 0 | 0 | 0 | 0 | 0 | 0 | 0 | 0 | 0 | 0 | 0 | 0 | 0 | 0 | 0 | 0
2016-08-01 14:00 | 0 | 0 | 0 | 0 | 312154.3199 | 566415.7241 | 548025 | 0 | 0 | 0 | 0 | 864655.2041 | 1974215.167 | 0 | 0 | 0 | 0 | 0 | 0 | 0 | 0 | 0 | 0 | 0 | 0 | 0 | 0 | 0 | 0 | 0 | 246512.8382 | 84032.2057 | 0 | 0 | 0 | 0 | 0 | 0 | 0 | 0 | 0 | 0 | 0 | 0 | 0 | 0 | 0 | 0
2016-08-01 15:00 | 0 | 0 | 0 | 0 | 0 | 689254.7966 | 581008 | 0 | 0 | 0 | 0 | 857212.3915 | 2089904.7763 | 0 | 0 | 0 | 0 | 0 | 0 | 0 | 0 | 0 | 0 | 0 | 0 | 0 | 0 | 0 | 0 | 0 | -7442.8126 | 115689.6092 | 0 | 0 | 0 | 0 | 0 | 0 | 0 | 0 | 0 | 0 | 0 | 0 | 0 | 0 | 0 | 0
2016-08-01 16:00 | 0 | 0 | 0 | 0 | 0 | 746308.9765 | 609100 | 0 | 0 | 0 | 0 | 1103725.2297 | 1980600.9145 | 0 | 0 | 0 | 0 | 0 | 0 | 0 | 0 | 0 | 0 | 0 | 0 | 0 | 0 | 0 | 0 | 0 | 246512.8382 | -109303.8618 | 0 | 0 | 0 | 0 | 0 | 0 | 0 | 0 | 0 | 0 | 0 | 0 | 0 | 0 | 0 | 0
2016-08-01 17:00 | 0 | 0 | 0 | 0 | 0 | 762142.5792 | 633495 | 0 | 0 | 0 | 0 | 1110897.7965 | 2096290.5237 | 0 | 0 | 0 | 0 | 0 | 0 | 0 | 5785.4032 | 0 | 0 | 0 | 0 | 0 | 0 | 0 | 0 | 0 | 7172.5668 | 115689.6092 | 0 | 0 | 0 | 0 | 0 | 0 | 0 | 0 | 0 | 5785.4032 | 0 | 0 | 0 | 0 | 0 | 0
2016-08-01 18:00 | 0 | 0 | 0 | 0 | 291640.5974 | 754177.5654 | 652822 | 0 | 0 | 0 | 0 | 1357410.6348 | 2211980.133 | 0 | 0 | 0 | 0 | 0 | 0 | 0 | 36579.1185 | 0 | 0 | 0 | 0 | 0 | 0 | 0 | 0 | 0 | 246512.8382 | 115689.6092 | 0 | 0 | 0 | 0 | 0 | 0 | 0 | 0 | 0 | 30793.7153 | 0 | 0 | 0 | 0 | 0 | 0
2016-08-01 19:00 | 0 | 0 | 0 | 0 | 31208.0074 | 734827.5062 | 666006 | 0 | 0 | 0 | 0 | 1603923.473 | 2096290.5237 | 0 | 0 | 0 | 0 | 0 | 0 | 0 | 5785.4032 | 0 | 0 | 0 | 0 | 0 | 0 | 0 | 0 | 0 | 246512.8382 | -115689.6092 | 0 | 0 | 0 | 0 | 0 | 0 | 0 | 0 | 0 | -30793.7153 | 0 | 0 | 0 | 0 | 0 | 0
2016-08-01 20:00 | 0 | 0 | 0 | 0 | 0 | 711886.2412 | 674610 | 0 | 0 | 0 | 0 | 1531295.5082 | 2211980.133 | 0 | 0 | 0 | 0 | 0 | 0 | 0 | 0 | 0 | 0 | 0 | 0 | 0 | 0 | 0 | 0 | 0 | -72627.9648 | 115689.6092 | 0 | 0 | 0 | 0 | 0 | 0 | 0 | 0 | 0 | -5785.4032 | 0 | 0 | 0 | 0 | 0 | 0
2016-08-01 21:00 | 0 | 0 | 0 | 0 | 290496.3123 | 675332.4239 | 677045 | 0 | 0 | 0 | 0 | 1704389.6352 | 2327669.7422 | 0 | 0 | 0 | 0 | 0 | 0 | 0 | 0 | 0 | 0 | 0 | 0 | 0 | 0 | 0 | 0 | 0 | 173094.127 | 115689.6092 | 0 | 0 | 0 | 0 | 0 | 0 | 0 | 0 | 0 | 0 | 0 | 0 | 0 | 0 | 0 | 0
2016-08-01 22:00 | 0 | 0 | 0 | 0 | 0 | 622368.8273 | 670787 | 0 | 0 | 0 | 0 | 1771661.0717 | 2211980.133 | 0 | 0 | 0 | 0 | 0 | 0 | 0 | 0 | 0 | 0 | 0 | 0 | 0 | 0 | 0 | 0 | 0 | 67271.4366 | -115689.6092 | 0 | 0 | 0 | 0 | 0 | 0 | 0 | 0 | 0 | 0 | 0 | 0 | 0 | 0 | 0 | 0
2016-08-01 23:00 | 0 | 0 | 0 | 0 | 279698.8935 | 529493.7202 | 657844 | 0 | 0 | 0 | 0 | 1807320.0762 | 2327669.7422 | 0 | 0 | 0 | 0 | 0 | 0 | 0 | 0 | 0 | 0 | 0 | 0 | 0 | 0 | 0 | 0 | 0 | 35659.0045 | 115689.6092 | 0 | 0 | 0 | 0 | 0 | 0 | 0 | 0 | 0 | 0 | 0 | 0 | 0 | 0 | 0 | 0
2016-08-02 | 0 | 0 | 0 | 0 | 0 | 383352.3027 | 641335 | 0 | 0 | 0 | 0 | 1665026.9882 | 2211980.133 | 0 | 0 | 0 | 0 | 0 | 0 | 0 | 0 | 0 | 0 | 0 | 0 | 0 | 0 | 0 | 0 | 0 | -142293.0881 | -115689.6092 | 0 | 0 | 0 | 0 | 0 | 0 | 0 | 0 | 0 | 0 | 0 | 0 | 0 | 0 | 0 | 0
2016-08-02 01:00 | 0 | 0 | 0 | 0 | 474916.6961 | 180180.2508 | 622717 | 0 | 0 | 0 | 0 | 1581717.3258 | 2327669.7422 | 0 | 0 | 0 | 0 | 0 | 0 | 0 | 0 | 0 | 0 | 0 | 0 | 0 | 0 | 0 | 0 | 0 | -83309.6624 | 115689.6092 | 0 | 0 | 0 | 0 | 0 | 0 | 0 | 0 | 0 | 0 | 0 | 0 | 0 | 0 | 0 | 0
2016-08-02 02:00 | 0 | 0 | 0 | 0 | 538701.3392 | 8443.2986 | 592757 | 0 | 0 | 0 | 0 | 1420415.3543 | 2443359.3514 | 0 | 0 | 0 | 0 | 0 | 0 | 0 | 0 | 0 | 0 | 0 | 0 | 0 | 0 | 0 | 0 | 0 | -161301.9715 | 115689.6092 | 0 | 0 | 0 | 0 | 0 | 0 | 0 | 0 | 0 | 0 | 0 | 0 | 0 | 0 | 0 | 0
2016-08-02 03:00 | 0 | 0 | 0 | 0 | 533428.935 | 0 | 554537 | 0 | 0 | 0 | 0 | 1283617.6801 | 2559048.9607 | 0 | 0 | 0 | 0 | 0 | 0 | 0 | 0 | 0 | 0 | 0 | 0 | 0 | 0 | 0 | 0 | 0 | -136797.6742 | 115689.6092 | 0 | 0 | 0 | 0 | 0 | 0 | 0 | 0 | 0 | 0 | 0 | 0 | 0 | 0 | 0 | 0
2016-08-02 04:00 | 0 | 0 | 0 | 0 | 495344.9582 | 0 | 516692 | 0 | 0 | 0 | 0 | 1377960.2476 | 2443359.3514 | 0 | 0 | 0 | 0 | 0 | 0 | 0 | 0 | 0 | 0 | 0 | 0 | 0 | 0 | 0 | 0 | 0 | 94342.5675 | -115689.6092 | 0 | 0 | 0 | 0 | 0 | 0 | 0 | 0 | 0 | 0 | 0 | 0 | 0 | 0 | 0 | 0
2016-08-02 05:00 | 0 | 0 | 0 | 0 | 453700.8967 | 0 | 485217 | 0 | 0 | 0 | 0 | 1230754.535 | 2559048.9607 | 0 | 0 | 0 | 0 | 0 | 0 | 0 | 0 | 0 | 0 | 0 | 0 | 0 | 0 | 0 | 0 | 0 | -147205.7125 | 115689.6092 | 0 | 0 | 0 | 0 | 0 | 0 | 0 | 0 | 0 | 0 | 0 | 0 | 0 | 0 | 0 | 0
2016-08-02 06:00 | 0 | 0 | 0 | 0 | 420217.7137 | 0 | 459636 | 0 | 0 | 0 | 0 | 1307025.8579 | 2443359.3514 | 0 | 0 | 0 | 0 | 0 | 0 | 0 | 0 | 0 | 0 | 0 | 0 | 0 | 0 | 0 | 0 | 0 | 76271.3229 | -115689.6092 | 0 | 0 | 0 | 0 | 0 | 0 | 0 | 0 | 0 | 0 | 0 | 0 | 0 | 0 | 0 | 0
2016-08-02 07:00 | 0 | 0 | 0 | 0 | 403608.0479 | 0 | 441125 | 0 | 0 | 0 | 0 | 1385198.5151 | 2327669.7422 | 0 | 0 | 0 | 0 | 0 | 0 | 0 | 0 | 0 | 0 | 0 | 0 | 0 | 0 | 0 | 0 | 0 | 78172.6571 | -115689.6092 | 0 | 0 | 0 | 0 | 0 | 0 | 0 | 0 | 0 | 0 | 0 | 0 | 0 | 0 | 0 | 0
2016-08-02 08:00 | 0 | 0 | 0 | 0 | 393446.8649 | 0 | 432409 | 0 | 0 | 0 | 0 | 1461925.9892 | 2211980.133 | 0 | 0 | 0 | 0 | 0 | 0 | 0 | 0 | 0 | 0 | 0 | 0 | 0 | 0 | 0 | 0 | 0 | 76727.4741 | -115689.6092 | 0 | 0 | 0 | 0 | 0 | 0 | 0 | 0 | 0 | 0 | 0 | 0 | 0 | 0 | 0 | 0
2016-08-02 09:00 | 0 | 0 | 0 | 0 | 359169.2492 | 0 | 435990 | 0 | 0 | 0 | 0 | 1500794.8476 | 2096290.5237 | 0 | 0 | 0 | 0 | 0 | 0 | 0 | 0 | 0 | 0 | 0 | 0 | 0 | 0 | 0 | 0 | 0 | 38868.8584 | -115689.6092 | 0 | 0 | 0 | 0 | 0 | 0 | 0 | 0 | 0 | 0 | 0 | 0 | 0 | 0 | 0 | 0
2016-08-02 10:00 | 0 | 0 | 0 | 0 | 315980.7653 | 0 | 451272 | 0 | 0 | 0 | 0 | 1254282.0094 | 2207512.1273 | 0 | 0 | 0 | 0 | 0 | 0 | 0 | 0 | 0 | 0 | 0 | 0 | 0 | 0 | 0 | 0 | 0 | -246512.8382 | 111221.6035 | 0 | 0 | 0 | 0 | 0 | 0 | 0 | 0 | 0 | 0 | 0 | 0 | 0 | 0 | 0 | 0
2016-08-02 11:00 | 0 | 0 | 0 | 0 | 269697.4668 | 0 | 468913 | 0 | 0 | 0 | 0 | 1170756.0854 | 2091822.518 | 0 | 0 | 0 | 0 | 0 | 0 | 0 | 0 | 0 | 0 | 0 | 0 | 0 | 0 | 0 | 0 | 0 | -83525.924 | -115689.6092 | 0 | 0 | 0 | 0 | 0 | 0 | 0 | 0 | 0 | 0 | 0 | 0 | 0 | 0 | 0 | 0
2016-08-02 12:00 | 0 | 0 | 0 | 0 | 155483.9749 | 50658.7665 | 489949 | 0 | 0 | 0 | 0 | 924243.2472 | 2054529.0978 | 0 | 0 | 0 | 0 | 0 | 0 | 0 | 0 | 0 | 0 | 0 | 0 | 0 | 0 | 0 | 0 | 0 | -246512.8382 | -37293.4203 | 0 | 0 | 0 | 0 | 0 | 0 | 0 | 0 | 0 | 0 | 0 | 0 | 0 | 0 | 0 | 0
2016-08-02 13:00 | 0 | 0 | 0 | 0 | 116458.4108 | 336036.1795 | 517096 | 0 | 0 | 0 | 0 | 743952.2282 | 2170218.707 | 0 | 0 | 0 | 0 | 0 | 0 | 0 | 0 | 0 | 0 | 0 | 0 | 0 | 0 | 0 | 0 | 0 | -180291.019 | 115689.6092 | 0 | 0 | 0 | 0 | 0 | 0 | 0 | 0 | 0 | 0 | 0 | 0 | 0 | 0 | 0 | 0
2016-08-02 14:00 | 0 | 0 | 0 | 0 | 125294.5345 | 579940.2012 | 549361 | 0 | 0 | 0 | 0 | 984721.8577 | 2054529.0978 | 0 | 0 | 0 | 0 | 0 | 0 | 0 | 30793.7153 | 0 | 0 | 0 | 0 | 0 | 0 | 0 | 0 | 0 | 240769.6295 | -115689.6092 | 0 | 0 | 0 | 0 | 0 | 0 | 0 | 0 | 0 | 30793.7153 | 0 | 0 | 0 | 0 | 0 | 0
2016-08-02 15:00 | 0 | 0 | 0 | 0 | 111982.1377 | 705269.9605 | 581580 | 0 | 0 | 0 | 0 | 1098918.9435 | 2170218.707 | 0 | 0 | 0 | 0 | 0 | 0 | 0 | 36579.1185 | 0 | 0 | 0 | 0 | 0 | 0 | 0 | 0 | 0 | 114197.0858 | 115689.6092 | 0 | 0 | 0 | 0 | 0 | 0 | 0 | 0 | 0 | 5785.4032 | 0 | 0 | 0 | 0 | 0 | 0
2016-08-02 16:00 | 0 | 0 | 0 | 0 | 88189.4541 | 751272.9954 | 609773 | 0 | 0 | 0 | 0 | 1238664.9916 | 2285908.3162 | 0 | 0 | 0 | 0 | 0 | 0 | 0 | 10832.9107 | 0 | 0 | 0 | 0 | 0 | 0 | 0 | 0 | 0 | 139746.0482 | 115689.6092 | 0 | 0 | 0 | 0 | 0 | 0 | 0 | 0 | 0 | -25746.2078 | 0 | 0 | 0 | 0 | 0 | 0
2016-08-02 17:00 | 0 | 0 | 0 | 0 | 0 | 754088.3184 | 634098 | 0 | 0 | 0 | 0 | 1485177.8299 | 2170218.707 | 0 | 0 | 0 | 0 | 0 | 0 | 0 | 0 | 0 | 0 | 0 | 0 | 0 | 0 | 0 | 0 | 0 | 246512.8382 | -115689.6092 | 0 | 0 | 0 | 0 | 0 | 0 | 0 | 0 | 0 | -10832.9107 | 0 | 0 | 0 | 0 | 0 | 0
2016-08-02 18:00 | 0 | 0 | 0 | 0 | 0 | 735588.3604 | 653280 | 0 | 0 | 0 | 0 | 1451796.581 | 2285908.3162 | 0 | 0 | 0 | 0 | 0 | 0 | 0 | 0 | 0 | 0 | 0 | 0 | 0 | 0 | 0 | 0 | 0 | -33381.2489 | 115689.6092 | 0 | 0 | 0 | 0 | 0 | 0 | 0 | 0 | 0 | 0 | 0 | 0 | 0 | 0 | 0 | 0
2016-08-02 19:00 | 0 | 0 | 0 | 0 | 78456.3474 | 705249.2899 | 663366 | 0 | 0 | 0 | 0 | 1687825.8275 | 2170218.707 | 0 | 0 | 0 | 0 | 0 | 0 | 0 | 0 | 0 | 0 | 0 | 0 | 0 | 0 | 0 | 0 | 0 | 236029.2465 | -115689.6092 | 0 | 0 | 0 | 0 | 0 | 0 | 0 | 0 | 0 | 0 | 0 | 0 | 0 | 0 | 0 | 0
2016-08-02 20:00 | 0 | 0 | 0 | 0 | 87068.3391 | 671816.1313 | 670381 | 0 | 0 | 0 | 0 | 1660639.6886 | 2285908.3162 | 0 | 0 | 0 | 0 | 0 | 0 | 0 | 0 | 0 | 0 | 0 | 0 | 0 | 0 | 0 | 0 | 0 | -27186.1389 | 115689.6092 | 0 | 0 | 0 | 0 | 0 | 0 | 0 | 0 | 0 | 0 | 0 | 0 | 0 | 0 | 0 | 0
2016-08-02 21:00 | 0 | 0 | 0 | 0 | 0 | 630824.3921 | 672154 | 0 | 0 | 0 | 0 | 1734999.69 | 2170218.707 | 0 | 0 | 0 | 0 | 0 | 0 | 0 | 0 | 0 | 0 | 0 | 0 | 0 | 0 | 0 | 0 | 0 | 74360.0014 | -115689.6092 | 0 | 0 | 0 | 0 | 0 | 0 | 0 | 0 | 0 | 0 | 0 | 0 | 0 | 0 | 0 | 0
2016-08-02 22:00 | 0 | 0 | 0 | 0 | 110642.4605 | 576956.7373 | 666562 | 0 | 0 | 0 | 0 | 1640347.2786 | 2285908.3162 | 0 | 0 | 0 | 0 | 0 | 0 | 0 | 0 | 0 | 0 | 0 | 0 | 0 | 0 | 0 | 0 | 0 | -94652.4114 | 115689.6092 | 0 | 0 | 0 | 0 | 0 | 0 | 0 | 0 | 0 | 0 | 0 | 0 | 0 | 0 | 0 | 0
2016-08-02 23:00 | 0 | 0 | 0 | 0 | 0 | 498836.8723 | 652378 | 0 | 0 | 0 | 0 | 1602495.7602 | 2170218.707 | 0 | 0 | 0 | 0 | 0 | 0 | 0 | 0 | 0 | 0 | 0 | 0 | 0 | 0 | 0 | 0 | 0 | -37851.5184 | -115689.6092 | 0 | 0 | 0 | 0 | 0 | 0 | 0 | 0 | 0 | 0 | 0 | 0 | 0 | 0 | 0 | 0
2016-08-03 | 0 | 0 | 0 | 0 | 193167.4369 | 370962.7127 | 635814 | 0 | 0 | 0 | 0 | 1646501.519 | 2054529.0978 | 0 | 0 | 0 | 0 | 0 | 0 | 0 | 0 | 0 | 0 | 0 | 0 | 0 | 0 | 0 | 0 | 0 | 44005.7589 | -115689.6092 | 0 | 0 | 0 | 0 | 0 | 0 | 0 | 0 | 0 | 0 | 0 | 0 | 0 | 0 | 0 | 0
2016-08-03 01:00 | 0 | 0 | 0 | 0 | 71908.7664 | 183217.7861 | 617329 | 0 | 0 | 0 | 0 | 1399988.6808 | 1938839.4885 | 0 | 0 | 0 | 0 | 0 | 0 | 0 | 0 | 0 | 0 | 0 | 0 | 0 | 0 | 0 | 0 | 0 | -246512.8382 | -115689.6092 | 0 | 0 | 0 | 0 | 0 | 0 | 0 | 0 | 0 | 0 | 0 | 0 | 0 | 0 | 0 | 0
2016-08-03 02:00 | 0 | 0 | 0 | 0 | 435878.8637 | 8389.4202 | 587534 | 0 | 0 | 0 | 0 | 1153475.8425 | 2042086.6107 | 0 | 0 | 0 | 0 | 0 | 0 | 0 | 0 | 0 | 0 | 0 | 0 | 0 | 0 | 0 | 0 | 0 | -246512.8382 | 103247.1222 | 0 | 0 | 0 | 0 | 0 | 0 | 0 | 0 | 0 | 0 | 0 | 0 | 0 | 0 | 0 | 0
2016-08-03 03:00 | 0 | 0 | 0 | 0 | 451347.3696 | 0 | 548730 | 0 | 0 | 0 | 0 | 1171782.8214 | 1926397.0015 | 0 | 0 | 0 | 0 | 0 | 0 | 0 | 0 | 0 | 0 | 0 | 0 | 0 | 0 | 0 | 0 | 0 | 18306.9789 | -115689.6092 | 0 | 0 | 0 | 0 | 0 | 0 | 0 | 0 | 0 | 0 | 0 | 0 | 0 | 0 | 0 | 0
2016-08-03 04:00 | 0 | 0 | 0 | 0 | 437399.7052 | 0 | 512360 | 0 | 0 | 0 | 0 | 1212512.1358 | 1810707.3922 | 0 | 0 | 0 | 0 | 0 | 0 | 0 | 0 | 0 | 0 | 0 | 0 | 0 | 0 | 0 | 0 | 0 | 40729.3144 | -115689.6092 | 0 | 0 | 0 | 0 | 0 | 0 | 0 | 0 | 0 | 0 | 0 | 0 | 0 | 0 | 0 | 0
2016-08-03 05:00 | 0 | 0 | 0 | 0 | 419539.6579 | 0 | 481561 | 0 | 0 | 0 | 0 | 1266180.403 | 1695017.783 | 0 | 0 | 0 | 0 | 0 | 0 | 0 | 0 | 0 | 0 | 0 | 0 | 0 | 0 | 0 | 0 | 0 | 53668.2672 | -115689.6092 | 0 | 0 | 0 | 0 | 0 | 0 | 0 | 0 | 0 | 0 | 0 | 0 | 0 | 0 | 0 | 0
2016-08-03 06:00 | 0 | 0 | 0 | 0 | 407064.6935 | 0 | 456311 | 0 | 0 | 0 | 0 | 1332623.7057 | 1579328.1738 | 0 | 0 | 0 | 0 | 0 | 0 | 0 | 0 | 0 | 0 | 0 | 0 | 0 | 0 | 0 | 0 | 0 | 66443.3027 | -115689.6092 | 0 | 0 | 0 | 0 | 0 | 0 | 0 | 0 | 0 | 0 | 0 | 0 | 0 | 0 | 0 | 0
2016-08-03 07:00 | 0 | 0 | 0 | 0 | 388616.006 | 0 | 438423 | 0 | 0 | 0 | 0 | 1167127.1025 | 1695017.783 | 0 | 0 | 0 | 0 | 0 | 0 | 0 | 0 | 0 | 0 | 0 | 0 | 0 | 0 | 0 | 0 | 0 | -165496.6032 | 115689.6092 | 0 | 0 | 0 | 0 | 0 | 0 | 0 | 0 | 0 | 0 | 0 | 0 | 0 | 0 | 0 | 0
2016-08-03 08:00 | 0 | 0 | 0 | 0 | 370701.2417 | 0 | 429382 | 0 | 0 | 0 | 0 | 992756.735 | 1810707.3922 | 0 | 0 | 0 | 0 | 0 | 0 | 0 | 0 | 0 | 0 | 0 | 0 | 0 | 0 | 0 | 0 | 0 | -174370.3675 | 115689.6092 | 0 | 0 | 0 | 0 | 0 | 0 | 0 | 0 | 0 | 0 | 0 | 0 | 0 | 0 | 0 | 0
2016-08-03 09:00 | 0 | 0 | 0 | 0 | 349004.2267 | 0 | 432012 | 0 | 0 | 0 | 0 | 1025438.5709 | 1695017.783 | 0 | 0 | 0 | 0 | 0 | 0 | 0 | 0 | 0 | 0 | 0 | 0 | 0 | 0 | 0 | 0 | 0 | 32681.8359 | -115689.6092 | 0 | 0 | 0 | 0 | 0 | 0 | 0 | 0 | 0 | 0 | 0 | 0 | 0 | 0 | 0 | 0
2016-08-03 10:00 | 0 | 0 | 0 | 0 | 332415.6318 | 0 | 446890 | 0 | 0 | 0 | 0 | 1026653.8119 | 1579328.1738 | 0 | 0 | 0 | 0 | 0 | 0 | 0 | 0 | 0 | 0 | 0 | 0 | 0 | 0 | 0 | 0 | 0 | 1215.241 | -115689.6092 | 0 | 0 | 0 | 0 | 0 | 0 | 0 | 0 | 0 | 0 | 0 | 0 | 0 | 0 | 0 | 0
2016-08-03 11:00 | 0 | 0 | 0 | 0 | 321202.1441 | 0 | 465284 | 0 | 0 | 0 | 0 | 780140.9737 | 1681759.1561 | 0 | 0 | 0 | 0 | 0 | 0 | 0 | 0 | 0 | 0 | 0 | 0 | 0 | 0 | 0 | 0 | 0 | -246512.8382 | 102430.9823 | 0 | 0 | 0 | 0 | 0 | 0 | 0 | 0 | 0 | 0 | 0 | 0 | 0 | 0 | 0 | 0
2016-08-03 12:00 | 0 | 0 | 0 | 0 | 225142.8292 | 41259.6503 | 486959 | 0 | 0 | 0 | 0 | 533628.1355 | 1707715.4739 | 0 | 0 | 0 | 0 | 0 | 0 | 0 | 0 | 0 | 0 | 0 | 0 | 0 | 0 | 0 | 0 | 0 | -246512.8382 | 25956.3178 | 0 | 0 | 0 | 0 | 0 | 0 | 0 | 0 | 0 | 0 | 0 | 0 | 0 | 0 | 0 | 0
2016-08-03 13:00 | 0 | 0 | 0 | 0 | 0 | 291121.9612 | 514567 | 0 | 0 | 0 | 0 | 425872.7059 | 1592025.8647 | 0 | 0 | 0 | 0 | 0 | 0 | 0 | 0 | 0 | 0 | 0 | 0 | 0 | 0 | 0 | 0 | 0 | -107755.4296 | -115689.6092 | 0 | 0 | 0 | 0 | 0 | 0 | 0 | 0 | 0 | 0 | 0 | 0 | 0 | 0 | 0 | 0
2016-08-03 14:00 | 0 | 0 | 0 | 0 | 266033.8838 | 515142.2581 | 547136 | 0 | 0 | 0 | 0 | 544223.2386 | 1707715.4739 | 0 | 0 | 0 | 0 | 0 | 0 | 0 | 0 | 0 | 0 | 0 | 0 | 0 | 0 | 0 | 0 | 0 | 118350.5327 | 115689.6092 | 0 | 0 | 0 | 0 | 0 | 0 | 0 | 0 | 0 | 0 | 0 | 0 | 0 | 0 | 0 | 0
2016-08-03 15:00 | 0 | 0 | 0 | 0 | 0 | 657647.8704 | 580434 | 0 | 0 | 0 | 0 | 505747.4997 | 1823405.0831 | 0 | 0 | 0 | 0 | 0 | 0 | 0 | 0 | 0 | 0 | 0 | 0 | 0 | 0 | 0 | 0 | 0 | -38475.7388 | 115689.6092 | 0 | 0 | 0 | 0 | 0 | 0 | 0 | 0 | 0 | 0 | 0 | 0 | 0 | 0 | 0 | 0
2016-08-03 16:00 | 0 | 0 | 0 | 0 | 17955.3138 | 723307.9152 | 610440 | 0 | 0 | 0 | 0 | 752260.338 | 1707715.4739 | 0 | 0 | 0 | 0 | 0 | 0 | 0 | 0 | 0 | 0 | 0 | 0 | 0 | 0 | 0 | 0 | 0 | 246512.8382 | -115689.6092 | 0 | 0 | 0 | 0 | 0 | 0 | 0 | 0 | 0 | 0 | 0 | 0 | 0 | 0 | 0 | 0
2016-08-03 17:00 | 0 | 0 | 0 | 0 | 0 | 731758.8778 | 636024 | 0 | 0 | 0 | 0 | 732305.6066 | 1823405.0831 | 0 | 0 | 0 | 0 | 0 | 0 | 0 | 0 | 0 | 0 | 0 | 0 | 0 | 0 | 0 | 0 | 0 | -19954.7314 | 115689.6092 | 0 | 0 | 0 | 0 | 0 | 0 | 0 | 0 | 0 | 0 | 0 | 0 | 0 | 0 | 0 | 0
2016-08-03 18:00 | 0 | 0 | 0 | 0 | 300876.2131 | 717746.2343 | 656420 | 0 | 0 | 0 | 0 | 978818.4448 | 1939094.6924 | 0 | 0 | 0 | 0 | 0 | 0 | 0 | 0 | 0 | 0 | 0 | 0 | 0 | 0 | 0 | 0 | 0 | 246512.8382 | 115689.6092 | 0 | 0 | 0 | 0 | 0 | 0 | 0 | 0 | 0 | 0 | 0 | 0 | 0 | 0 | 0 | 0
2016-08-03 19:00 | 0 | 0 | 0 | 0 | 140008.758 | 693085.1863 | 671477 | 0 | 0 | 0 | 0 | 1225331.2831 | 1823405.0831 | 0 | 0 | 0 | 0 | 0 | 0 | 0 | 30793.7153 | 0 | 0 | 0 | 0 | 0 | 0 | 0 | 0 | 0 | 246512.8382 | -115689.6092 | 0 | 0 | 0 | 0 | 0 | 0 | 0 | 0 | 0 | 30793.7153 | 0 | 0 | 0 | 0 | 0 | 0
2016-08-03 20:00 | 0 | 0 | 0 | 0 | 0 | 663765.6977 | 681036 | 0 | 0 | 0 | 0 | 1123165.0869 | 1939094.6924 | 0 | 0 | 0 | 0 | 0 | 0 | 0 | 0 | 0 | 0 | 0 | 0 | 0 | 0 | 0 | 0 | 0 | -102166.1962 | 115689.6092 | 0 | 0 | 0 | 0 | 0 | 0 | 0 | 0 | 0 | -30793.7153 | 0 | 0 | 0 | 0 | 0 | 0
2016-08-03 21:00 | 0 | 0 | 0 | 0 | 0 | 625706.1355 | 683380 | 0 | 0 | 0 | 0 | 949801.6132 | 2054784.3016 | 0 | 0 | 0 | 0 | 0 | 0 | 0 | 0 | 0 | 0 | 0 | 0 | 0 | 0 | 0 | 0 | 0 | -173363.4737 | 115689.6092 | 0 | 0 | 0 | 0 | 0 | 0 | 0 | 0 | 0 | 0 | 0 | 0 | 0 | 0 | 0 | 0
2016-08-03 22:00 | 0 | 0 | 0 | 0 | 231268.3569 | 577360.8721 | 677806 | 0 | 0 | 0 | 0 | 1196314.4514 | 1939094.6924 | 0 | 0 | 0 | 0 | 0 | 0 | 0 | 0 | 0 | 0 | 0 | 0 | 0 | 0 | 0 | 0 | 0 | 246512.8382 | -115689.6092 | 0 | 0 | 0 | 0 | 0 | 0 | 0 | 0 | 0 | 0 | 0 | 0 | 0 | 0 | 0 | 0
2016-08-03 23:00 | 0 | 0 | 0 | 0 | 46885.6421 | 485931.1289 | 663640 | 0 | 0 | 0 | 0 | 949801.6132 | 2054784.3016 | 0 | 0 | 0 | 0 | 0 | 0 | 0 | 0 | 0 | 0 | 0 | 0 | 0 | 0 | 0 | 0 | 0 | -246512.8382 | 115689.6092 | 0 | 0 | 0 | 0 | 0 | 0 | 0 | 0 | 0 | 0 | 0 | 0 | 0 | 0 | 0 | 0
2016-08-04 | 0 | 0 | 0 | 0 | 540173.5726 | 349107.6604 | 647265 | 0 | 0 | 0 | 0 | 1196314.4514 | 2050287.6963 | 0 | 0 | 0 | 0 | 0 | 0 | 0 | 0 | 0 | 0 | 0 | 0 | 0 | 0 | 0 | 0 | 0 | 246512.8382 | -4496.6053 | 0 | 0 | 0 | 0 | 0 | 0 | 0 | 0 | 0 | 0 | 0 | 0 | 0 | 0 | 0 | 0
2016-08-04 01:00 | 0 | 0 | 0 | 0 | 104029.9414 | 162960.6111 | 629193 | 0 | 0 | 0 | 0 | 949801.6132 | 1934598.0871 | 0 | 0 | 0 | 0 | 0 | 0 | 0 | 0 | 0 | 0 | 0 | 0 | 0 | 0 | 0 | 0 | 0 | -246512.8382 | -115689.6092 | 0 | 0 | 0 | 0 | 0 | 0 | 0 | 0 | 0 | 0 | 0 | 0 | 0 | 0 | 0 | 0
2016-08-04 02:00 | 0 | 0 | 0 | 0 | 737456.6032 | 7918.0362 | 597187 | 0 | 0 | 0 | 0 | 982299.6433 | 2050287.6963 | 0 | 0 | 0 | 0 | 0 | 0 | 0 | 0 | 0 | 0 | 0 | 0 | 0 | 0 | 0 | 0 | 0 | 32498.0301 | 115689.6092 | 0 | 0 | 0 | 0 | 0 | 0 | 0 | 0 | 0 | 0 | 0 | 0 | 0 | 0 | 0 | 0
2016-08-04 03:00 | 0 | 0 | 0 | 0 | 718102.5445 | 0 | 558357 | 0 | 0 | 0 | 0 | 1026355.5786 | 2165977.3055 | 0 | 0 | 0 | 0 | 0 | 0 | 0 | 0 | 0 | 0 | 0 | 0 | 0 | 0 | 0 | 0 | 0 | 44055.9353 | 115689.6092 | 0 | 0 | 0 | 0 | 0 | 0 | 0 | 0 | 0 | 0 | 0 | 0 | 0 | 0 | 0 | 0
2016-08-04 04:00 | 0 | 0 | 0 | 0 | 679144.184 | 0 | 521327 | 0 | 0 | 0 | 0 | 1272868.4168 | 2077281.6513 | 0 | 0 | 0 | 0 | 0 | 0 | 0 | 0 | 0 | 0 | 0 | 0 | 0 | 0 | 0 | 0 | 0 | 246512.8382 | -88695.6542 | 0 | 0 | 0 | 0 | 0 | 0 | 0 | 0 | 0 | 0 | 0 | 0 | 0 | 0 | 0 | 0
2016-08-04 05:00 | 0 | 0 | 0 | 0 | 359725.771 | 0 | 490549 | 0 | 0 | 0 | 0 | 1026355.5786 | 2192971.2605 | 0 | 0 | 0 | 0 | 0 | 0 | 0 | 0 | 0 | 0 | 0 | 0 | 0 | 0 | 0 | 0 | 0 | -246512.8382 | 115689.6092 | 0 | 0 | 0 | 0 | 0 | 0 | 0 | 0 | 0 | 0 | 0 | 0 | 0 | 0 | 0 | 0
2016-08-04 06:00 | 0 | 0 | 0 | 0 | 620412.7337 | 0 | 462055 | 0 | 0 | 0 | 0 | 1069023.7031 | 2308660.8698 | 0 | 0 | 0 | 0 | 0 | 0 | 0 | 0 | 0 | 0 | 0 | 0 | 0 | 0 | 0 | 0 | 0 | 42668.1245 | 115689.6092 | 0 | 0 | 0 | 0 | 0 | 0 | 0 | 0 | 0 | 0 | 0 | 0 | 0 | 0 | 0 | 0
2016-08-04 07:00 | 0 | 0 | 0 | 0 | 593084.2274 | 0 | 443032 | 0 | 0 | 0 | 0 | 1315536.5413 | 2212200.2589 | 0 | 0 | 0 | 0 | 0 | 0 | 0 | 0 | 0 | 0 | 0 | 0 | 0 | 0 | 0 | 0 | 0 | 246512.8382 | -96460.6109 | 0 | 0 | 0 | 0 | 0 | 0 | 0 | 0 | 0 | 0 | 0 | 0 | 0 | 0 | 0 | 0
2016-08-04 08:00 | 0 | 0 | 0 | 0 | 565917.8752 | 0 | 433845 | 0 | 0 | 0 | 0 | 1331919.8074 | 2327889.8681 | 0 | 0 | 0 | 0 | 0 | 0 | 0 | 0 | 0 | 0 | 0 | 0 | 0 | 0 | 0 | 0 | 0 | 16383.266 | 115689.6092 | 0 | 0 | 0 | 0 | 0 | 0 | 0 | 0 | 0 | 0 | 0 | 0 | 0 | 0 | 0 | 0
2016-08-04 09:00 | 0 | 0 | 0 | 0 | 532741.8245 | 0 | 436996 | 0 | 0 | 0 | 0 | 1543355.2411 | 2212200.2589 | 0 | 0 | 0 | 0 | 0 | 0 | 0 | 0 | 0 | 0 | 0 | 0 | 0 | 0 | 0 | 0 | 0 | 211435.4337 | -115689.6092 | 0 | 0 | 0 | 0 | 0 | 0 | 0 | 0 | 0 | 0 | 0 | 0 | 0 | 0 | 0 | 0
2016-08-04 10:00 | 0 | 0 | 0 | 0 | 509921.4143 | 0 | 452952 | 0 | 0 | 0 | 0 | 1484635.0461 | 2327889.8681 | 0 | 0 | 0 | 0 | 0 | 0 | 0 | 0 | 0 | 0 | 0 | 0 | 0 | 0 | 0 | 0 | 0 | -58720.1949 | 115689.6092 | 0 | 0 | 0 | 0 | 0 | 0 | 0 | 0 | 0 | 0 | 0 | 0 | 0 | 0 | 0 | 0
2016-08-04 11:00 | 0 | 0 | 0 | 0 | 108829.5525 | 0 | 471032 | 0 | 0 | 0 | 0 | 1238122.2079 | 2212200.2589 | 0 | 0 | 0 | 0 | 0 | 0 | 0 | 0 | 0 | 0 | 0 | 0 | 0 | 0 | 0 | 0 | 0 | -246512.8382 | -115689.6092 | 0 | 0 | 0 | 0 | 0 | 0 | 0 | 0 | 0 | 0 | 0 | 0 | 0 | 0 | 0 | 0
2016-08-04 12:00 | 0 | 0 | 0 | 0 | 371648.1691 | 44416.0956 | 492757 | 0 | 0 | 0 | 0 | 1045739.8634 | 2327889.8681 | 0 | 0 | 0 | 0 | 0 | 0 | 0 | 0 | 0 | 0 | 0 | 0 | 0 | 0 | 0 | 0 | 0 | -192382.3445 | 115689.6092 | 0 | 0 | 0 | 0 | 0 | 0 | 0 | 0 | 0 | 0 | 0 | 0 | 0 | 0 | 0 | 0
2016-08-04 13:00 | 0 | 0 | 0 | 0 | 0 | 289590.0814 | 520777 | 0 | 0 | 0 | 0 | 930242.554 | 2212200.2589 | 0 | 0 | 0 | 0 | 0 | 0 | 0 | 0 | 0 | 0 | 0 | 0 | 0 | 0 | 0 | 0 | 0 | -115497.3093 | -115689.6092 | 0 | 0 | 0 | 0 | 0 | 0 | 0 | 0 | 0 | 0 | 0 | 0 | 0 | 0 | 0 | 0
2016-08-04 14:00 | 0 | 0 | 0 | 0 | 392428.9715 | 524740.4759 | 554967 | 0 | 0 | 0 | 0 | 1176755.3923 | 2327889.8681 | 0 | 0 | 0 | 0 | 0 | 0 | 0 | 0 | 0 | 0 | 0 | 0 | 0 | 0 | 0 | 0 | 0 | 246512.8382 | 115689.6092 | 0 | 0 | 0 | 0 | 0 | 0 | 0 | 0 | 0 | 0 | 0 | 0 | 0 | 0 | 0 | 0
2016-08-04 15:00 | 0 | 0 | 0 | 0 | 56272.2025 | 662738.0265 | 588187 | 0 | 0 | 0 | 0 | 1423268.2305 | 2212200.2589 | 0 | 0 | 0 | 0 | 0 | 0 | 0 | 0 | 0 | 0 | 0 | 0 | 0 | 0 | 0 | 0 | 0 | 246512.8382 | -115689.6092 | 0 | 0 | 0 | 0 | 0 | 0 | 0 | 0 | 0 | 0 | 0 | 0 | 0 | 0 | 0 | 0
2016-08-04 16:00 | 0 | 0 | 0 | 0 | 246088.8391 | 732608.6083 | 616495 | 0 | 0 | 0 | 0 | 1669781.0688 | 2327889.8681 | 0 | 0 | 0 | 0 | 0 | 0 | 0 | 0 | 0 | 0 | 0 | 0 | 0 | 0 | 0 | 0 | 0 | 246512.8382 | 115689.6092 | 0 | 0 | 0 | 0 | 0 | 0 | 0 | 0 | 0 | 0 | 0 | 0 | 0 | 0 | 0 | 0
2016-08-04 17:00 | 0 | 0 | 0 | 0 | 0 | 747412.1469 | 640288 | 0 | 0 | 0 | 0 | 1655430.2032 | 2443579.4773 | 0 | 0 | 0 | 0 | 0 | 0 | 0 | 5785.4032 | 0 | 0 | 0 | 0 | 0 | 0 | 0 | 0 | 0 | -14350.8655 | 115689.6092 | 0 | 0 | 0 | 0 | 0 | 0 | 0 | 0 | 0 | 5785.4032 | 0 | 0 | 0 | 0 | 0 | 0
2016-08-04 18:00 | 0 | 0 | 0 | 0 | 317057.7022 | 734396.4606 | 658458 | 0 | 0 | 0 | 0 | 1901943.0415 | 2559269.0866 | 0 | 0 | 0 | 0 | 0 | 0 | 0 | 36579.1185 | 0 | 0 | 0 | 0 | 0 | 0 | 0 | 0 | 0 | 246512.8382 | 115689.6092 | 0 | 0 | 0 | 0 | 0 | 0 | 0 | 0 | 0 | 30793.7153 | 0 | 0 | 0 | 0 | 0 | 0
2016-08-04 19:00 | 0 | 0 | 0 | 0 | 0 | 711070.4104 | 670155 | 0 | 0 | 0 | 0 | 1827168.8427 | 2674958.6958 | 0 | 0 | 0 | 0 | 0 | 0 | 0 | 36579.1185 | 0 | 0 | 0 | 0 | 0 | 0 | 0 | 0 | 0 | -74774.1988 | 115689.6092 | 0 | 0 | 0 | 0 | 0 | 0 | 0 | 0 | 0 | 0 | 0 | 0 | 0 | 0 | 0 | 0
2016-08-04 20:00 | 0 | 0 | 0 | 0 | 89495.6431 | 687532.8705 | 676999 | 0 | 0 | 0 | 0 | 2073681.6809 | 2559269.0866 | 0 | 0 | 0 | 0 | 0 | 0 | 0 | 5785.4032 | 0 | 0 | 0 | 0 | 0 | 0 | 0 | 0 | 0 | 246512.8382 | -115689.6092 | 0 | 0 | 0 | 0 | 0 | 0 | 0 | 0 | 0 | -30793.7153 | 0 | 0 | 0 | 0 | 0 | 0
2016-08-04 21:00 | 0 | 0 | 0 | 0 | 0 | 652017.8262 | 678514 | 0 | 0 | 0 | 0 | 1937281.3011 | 2674958.6958 | 0 | 0 | 0 | 0 | 0 | 0 | 0 | 0 | 0 | 0 | 0 | 0 | 0 | 0 | 0 | 0 | 0 | -136400.3798 | 115689.6092 | 0 | 0 | 0 | 0 | 0 | 0 | 0 | 0 | 0 | -5785.4032 | 0 | 0 | 0 | 0 | 0 | 0
2016-08-04 22:00 | 0 | 0 | 0 | 0 | 333927.4262 | 597076.9695 | 672659 | 0 | 0 | 0 | 0 | 2079937.0875 | 2790648.305 | 0 | 0 | 0 | 0 | 0 | 0 | 0 | 0 | 0 | 0 | 0 | 0 | 0 | 0 | 0 | 0 | 0 | 142655.7864 | 115689.6092 | 0 | 0 | 0 | 0 | 0 | 0 | 0 | 0 | 0 | 0 | 0 | 0 | 0 | 0 | 0 | 0
2016-08-04 23:00 | 0 | 0 | 0 | 0 | 320125.5416 | 498352.7443 | 657579 | 0 | 0 | 0 | 0 | 2326449.9257 | 2705034.7527 | 0 | 0 | 0 | 0 | 0 | 0 | 0 | 0 | 0 | 0 | 0 | 0 | 0 | 0 | 0 | 0 | 0 | 246512.8382 | -85613.5524 | 0 | 0 | 0 | 0 | 0 | 0 | 0 | 0 | 0 | 0 | 0 | 0 | 0 | 0 | 0 | 0
2016-08-05 | 0 | 0 | 0 | 0 | 320930.9711 | 349230.2905 | 641092 | 0 | 0 | 0 | 0 | 2239829.5781 | 2820724.3619 | 0 | 0 | 0 | 0 | 0 | 0 | 0 | 0 | 0 | 0 | 0 | 0 | 0 | 0 | 0 | 0 | 0 | -86620.3477 | 115689.6092 | 0 | 0 | 0 | 0 | 0 | 0 | 0 | 0 | 0 | 0 | 0 | 0 | 0 | 0 | 0 | 0
2016-08-05 01:00 | 0 | 0 | 0 | 0 | 416982.2098 | 147793.672 | 623479 | 0 | 0 | 0 | 0 | 2296816.0692 | 2705034.7527 | 0 | 0 | 0 | 0 | 0 | 0 | 0 | 0 | 0 | 0 | 0 | 0 | 0 | 0 | 0 | 0 | 0 | 56986.4911 | -115689.6092 | 0 | 0 | 0 | 0 | 0 | 0 | 0 | 0 | 0 | 0 | 0 | 0 | 0 | 0 | 0 | 0
2016-08-05 02:00 | 0 | 0 | 0 | 0 | 474068.0902 | 7159.6989 | 592327 | 0 | 0 | 0 | 0 | 2070027.2491 | 2820724.3619 | 0 | 0 | 0 | 0 | 0 | 0 | 0 | 0 | 0 | 0 | 0 | 0 | 0 | 0 | 0 | 0 | 0 | -226788.8201 | 115689.6092 | 0 | 0 | 0 | 0 | 0 | 0 | 0 | 0 | 0 | 0 | 0 | 0 | 0 | 0 | 0 | 0
2016-08-05 03:00 | 0 | 0 | 0 | 0 | 192729.5525 | 0 | 554932 | 0 | 0 | 0 | 0 | 1823514.4109 | 2705034.7527 | 0 | 0 | 0 | 0 | 0 | 0 | 0 | 0 | 0 | 0 | 0 | 0 | 0 | 0 | 0 | 0 | 0 | -246512.8382 | -115689.6092 | 0 | 0 | 0 | 0 | 0 | 0 | 0 | 0 | 0 | 0 | 0 | 0 | 0 | 0 | 0 | 0
2016-08-05 04:00 | 0 | 0 | 0 | 0 | 464717.3462 | 0 | 518997 | 0 | 0 | 0 | 0 | 1884924.3663 | 2589345.1434 | 0 | 0 | 0 | 0 | 0 | 0 | 0 | 0 | 0 | 0 | 0 | 0 | 0 | 0 | 0 | 0 | 0 | 61409.9554 | -115689.6092 | 0 | 0 | 0 | 0 | 0 | 0 | 0 | 0 | 0 | 0 | 0 | 0 | 0 | 0 | 0 | 0
2016-08-05 05:00 | 0 | 0 | 0 | 0 | 432183.8644 | 0 | 487155 | 0 | 0 | 0 | 0 | 1714263.6214 | 2705034.7527 | 0 | 0 | 0 | 0 | 0 | 0 | 0 | 0 | 0 | 0 | 0 | 0 | 0 | 0 | 0 | 0 | 0 | -170660.7449 | 115689.6092 | 0 | 0 | 0 | 0 | 0 | 0 | 0 | 0 | 0 | 0 | 0 | 0 | 0 | 0 | 0 | 0
2016-08-05 06:00 | 0 | 0 | 0 | 0 | 397068.2888 | 0 | 461710 | 0 | 0 | 0 | 0 | 1765311.5195 | 2589345.1434 | 0 | 0 | 0 | 0 | 0 | 0 | 0 | 0 | 0 | 0 | 0 | 0 | 0 | 0 | 0 | 0 | 0 | 51047.8981 | -115689.6092 | 0 | 0 | 0 | 0 | 0 | 0 | 0 | 0 | 0 | 0 | 0 | 0 | 0 | 0 | 0 | 0
2016-08-05 07:00 | 0 | 0 | 0 | 0 | 364077.581 | 0 | 444178 | 0 | 0 | 0 | 0 | 1800900.7097 | 2473655.5342 | 0 | 0 | 0 | 0 | 0 | 0 | 0 | 0 | 0 | 0 | 0 | 0 | 0 | 0 | 0 | 0 | 0 | 35589.1902 | -115689.6092 | 0 | 0 | 0 | 0 | 0 | 0 | 0 | 0 | 0 | 0 | 0 | 0 | 0 | 0 | 0 | 0
2016-08-05 08:00 | 0 | 0 | 0 | 0 | 339883.8367 | 0 | 434777 | 0 | 0 | 0 | 0 | 1821697.1556 | 2357965.925 | 0 | 0 | 0 | 0 | 0 | 0 | 0 | 0 | 0 | 0 | 0 | 0 | 0 | 0 | 0 | 0 | 0 | 20796.4459 | -115689.6092 | 0 | 0 | 0 | 0 | 0 | 0 | 0 | 0 | 0 | 0 | 0 | 0 | 0 | 0 | 0 | 0
2016-08-05 09:00 | 0 | 0 | 0 | 0 | 293911.795 | 0 | 437450 | 0 | 0 | 0 | 0 | 1575184.3173 | 2460940.5582 | 0 | 0 | 0 | 0 | 0 | 0 | 0 | 0 | 0 | 0 | 0 | 0 | 0 | 0 | 0 | 0 | 0 | -246512.8382 | 102974.6332 | 0 | 0 | 0 | 0 | 0 | 0 | 0 | 0 | 0 | 0 | 0 | 0 | 0 | 0 | 0 | 0
2016-08-05 10:00 | 0 | 0 | 0 | 0 | 248207.7708 | 0 | 450978 | 0 | 0 | 0 | 0 | 1328671.4791 | 2504683.1672 | 0 | 0 | 0 | 0 | 0 | 0 | 0 | 0 | 0 | 0 | 0 | 0 | 0 | 0 | 0 | 0 | 0 | -246512.8382 | 43742.609 | 0 | 0 | 0 | 0 | 0 | 0 | 0 | 0 | 0 | 0 | 0 | 0 | 0 | 0 | 0 | 0
2016-08-05 11:00 | 0 | 0 | 0 | 0 | 207359.5293 | 0 | 467665 | 0 | 0 | 0 | 0 | 1184055.6177 | 2388993.558 | 0 | 0 | 0 | 0 | 0 | 0 | 0 | 0 | 0 | 0 | 0 | 0 | 0 | 0 | 0 | 0 | 0 | -144615.8614 | -115689.6092 | 0 | 0 | 0 | 0 | 0 | 0 | 0 | 0 | 0 | 0 | 0 | 0 | 0 | 0 | 0 | 0
2016-08-05 12:00 | 0 | 0 | 0 | 0 | 129951.6916 | 46653.0601 | 489571 | 0 | 0 | 0 | 0 | 937542.7794 | 2322540.1479 | 0 | 0 | 0 | 0 | 0 | 0 | 0 | 0 | 0 | 0 | 0 | 0 | 0 | 0 | 0 | 0 | 0 | -246512.8382 | -66453.4101 | 0 | 0 | 0 | 0 | 0 | 0 | 0 | 0 | 0 | 0 | 0 | 0 | 0 | 0 | 0 | 0
2016-08-05 13:00 | 0 | 0 | 0 | 0 | 0 | 294719.148 | 517694 | 0 | 0 | 0 | 0 | 830257.5366 | 2206850.5387 | 0 | 0 | 0 | 0 | 0 | 0 | 0 | 0 | 0 | 0 | 0 | 0 | 0 | 0 | 0 | 0 | 0 | -107285.2428 | -115689.6092 | 0 | 0 | 0 | 0 | 0 | 0 | 0 | 0 | 0 | 0 | 0 | 0 | 0 | 0 | 0 | 0
2016-08-05 14:00 | 0 | 0 | 0 | 0 | 119117.6547 | 546506.1416 | 548878 | 0 | 0 | 0 | 0 | 831313.7237 | 2322540.1479 | 0 | 0 | 0 | 0 | 0 | 0 | 0 | 0 | 0 | 0 | 0 | 0 | 0 | 0 | 0 | 0 | 0 | 1056.1871 | 115689.6092 | 0 | 0 | 0 | 0 | 0 | 0 | 0 | 0 | 0 | 0 | 0 | 0 | 0 | 0 | 0 | 0
2016-08-05 15:00 | 0 | 0 | 0 | 0 | 108553.9492 | 679572.1744 | 579384 | 0 | 0 | 0 | 0 | 1077826.5619 | 2284769.4332 | 0 | 0 | 0 | 0 | 0 | 0 | 0 | 0 | 0 | 0 | 0 | 0 | 0 | 0 | 0 | 0 | 0 | 246512.8382 | -37770.7147 | 0 | 0 | 0 | 0 | 0 | 0 | 0 | 0 | 0 | 0 | 0 | 0 | 0 | 0 | 0 | 0
2016-08-05 16:00 | 0 | 0 | 0 | 0 | 102706.4328 | 734107.6478 | 605984 | 0 | 0 | 0 | 0 | 1162173.318 | 2400459.0425 | 0 | 0 | 0 | 0 | 0 | 0 | 0 | 30793.7153 | 0 | 0 | 0 | 0 | 0 | 0 | 0 | 0 | 0 | 84346.7561 | 115689.6092 | 0 | 0 | 0 | 0 | 0 | 0 | 0 | 0 | 0 | 30793.7153 | 0 | 0 | 0 | 0 | 0 | 0
2016-08-05 17:00 | 0 | 0 | 0 | 0 | 0 | 740910.7482 | 629230 | 0 | 0 | 0 | 0 | 1383758.2723 | 2284769.4332 | 0 | 0 | 0 | 0 | 0 | 0 | 0 | 36579.1185 | 0 | 0 | 0 | 0 | 0 | 0 | 0 | 0 | 0 | 221584.9543 | -115689.6092 | 0 | 0 | 0 | 0 | 0 | 0 | 0 | 0 | 0 | 5785.4032 | 0 | 0 | 0 | 0 | 0 | 0
2016-08-05 18:00 | 0 | 0 | 0 | 0 | 109063.7736 | 724358.3518 | 646679 | 0 | 0 | 0 | 0 | 1485605.5038 | 2400459.0425 | 0 | 0 | 0 | 0 | 0 | 0 | 0 | 5785.4032 | 0 | 0 | 0 | 0 | 0 | 0 | 0 | 0 | 0 | 101847.2315 | 115689.6092 | 0 | 0 | 0 | 0 | 0 | 0 | 0 | 0 | 0 | -30793.7153 | 0 | 0 | 0 | 0 | 0 | 0
2016-08-05 19:00 | 0 | 0 | 0 | 0 | 116441.334 | 702473.3562 | 657913 | 0 | 0 | 0 | 0 | 1732118.342 | 2289939.5822 | 0 | 0 | 0 | 0 | 0 | 0 | 0 | 30793.7153 | 0 | 0 | 0 | 0 | 0 | 0 | 0 | 0 | 0 | 246512.8382 | -110519.4602 | 0 | 0 | 0 | 0 | 0 | 0 | 0 | 0 | 0 | 25008.3122 | 0 | 0 | 0 | 0 | 0 | 0
2016-08-05 20:00 | 0 | 0 | 0 | 0 | 0 | 679431.8599 | 662883 | 0 | 0 | 0 | 0 | 1895150.5265 | 2174249.973 | 0 | 0 | 0 | 0 | 0 | 0 | 0 | 0 | 0 | 0 | 0 | 0 | 0 | 0 | 0 | 0 | 0 | 163032.1844 | -115689.6092 | 0 | 0 | 0 | 0 | 0 | 0 | 0 | 0 | 0 | -30793.7153 | 0 | 0 | 0 | 0 | 0 | 0
2016-08-05 21:00 | 0 | 0 | 0 | 0 | 0 | 643231.7893 | 661113 | 0 | 0 | 0 | 0 | 1992958.925 | 2058560.3638 | 0 | 0 | 0 | 0 | 0 | 0 | 0 | 0 | 0 | 0 | 0 | 0 | 0 | 0 | 0 | 0 | 0 | 97808.3985 | -115689.6092 | 0 | 0 | 0 | 0 | 0 | 0 | 0 | 0 | 0 | 0 | 0 | 0 | 0 | 0 | 0 | 0
2016-08-05 22:00 | 0 | 0 | 0 | 0 | 139629.2649 | 590236.2292 | 651147 | 0 | 0 | 0 | 0 | 2187367.0283 | 1942870.7545 | 0 | 0 | 0 | 0 | 0 | 0 | 0 | 0 | 0 | 0 | 0 | 0 | 0 | 0 | 0 | 0 | 0 | 194408.1033 | -115689.6092 | 0 | 0 | 0 | 0 | 0 | 0 | 0 | 0 | 0 | 0 | 0 | 0 | 0 | 0 | 0 | 0
2016-08-05 23:00 | 0 | 0 | 0 | 0 | 0 | 503147.1428 | 634076 | 0 | 0 | 0 | 0 | 2172127.7804 | 1827181.1453 | 0 | 0 | 0 | 0 | 0 | 0 | 0 | 0 | 0 | 0 | 0 | 0 | 0 | 0 | 0 | 0 | 0 | -15239.2479 | -115689.6092 | 0 | 0 | 0 | 0 | 0 | 0 | 0 | 0 | 0 | 0 | 0 | 0 | 0 | 0 | 0 | 0
2016-08-06 | 0 | 0 | 0 | 0 | 188799.3681 | 365580.6284 | 616767 | 0 | 0 | 0 | 0 | 2225430.3862 | 1711491.5361 | 0 | 0 | 0 | 0 | 0 | 0 | 0 | 0 | 0 | 0 | 0 | 0 | 0 | 0 | 0 | 0 | 0 | 53302.6058 | -115689.6092 | 0 | 0 | 0 | 0 | 0 | 0 | 0 | 0 | 0 | 0 | 0 | 0 | 0 | 0 | 0 | 0
2016-08-06 01:00 | 0 | 0 | 0 | 0 | 308704.4316 | 164378.8436 | 600353 | 0 | 0 | 0 | 0 | 1982471.0521 | 1827181.1453 | 0 | 0 | 0 | 0 | 0 | 0 | 0 | 0 | 0 | 0 | 0 | 0 | 0 | 0 | 0 | 0 | 0 | -242959.3341 | 115689.6092 | 0 | 0 | 0 | 0 | 0 | 0 | 0 | 0 | 0 | 0 | 0 | 0 | 0 | 0 | 0 | 0
2016-08-06 02:00 | 0 | 0 | 0 | 0 | 396817.776 | 5985.6652 | 573118 | 0 | 0 | 0 | 0 | 1735958.2138 | 1903379.4247 | 0 | 0 | 0 | 0 | 0 | 0 | 0 | 0 | 0 | 0 | 0 | 0 | 0 | 0 | 0 | 0 | 0 | -246512.8382 | 76198.2794 | 0 | 0 | 0 | 0 | 0 | 0 | 0 | 0 | 0 | 0 | 0 | 0 | 0 | 0 | 0 | 0
2016-08-06 03:00 | 0 | 0 | 0 | 0 | 177374.5525 | 0 | 539577 | 0 | 0 | 0 | 0 | 1489445.3756 | 1787689.8155 | 0 | 0 | 0 | 0 | 0 | 0 | 0 | 0 | 0 | 0 | 0 | 0 | 0 | 0 | 0 | 0 | 0 | -246512.8382 | -115689.6092 | 0 | 0 | 0 | 0 | 0 | 0 | 0 | 0 | 0 | 0 | 0 | 0 | 0 | 0 | 0 | 0
2016-08-06 04:00 | 0 | 0 | 0 | 0 | 387884.21 | 0 | 506865 | 0 | 0 | 0 | 0 | 1486154.1948 | 1672000.2063 | 0 | 0 | 0 | 0 | 0 | 0 | 0 | 0 | 0 | 0 | 0 | 0 | 0 | 0 | 0 | 0 | 0 | -3291.1808 | -115689.6092 | 0 | 0 | 0 | 0 | 0 | 0 | 0 | 0 | 0 | 0 | 0 | 0 | 0 | 0 | 0 | 0
2016-08-06 05:00 | 0 | 0 | 0 | 0 | 368484.2369 | 0 | 477499 | 0 | 0 | 0 | 0 | 1492829.041 | 1556310.597 | 0 | 0 | 0 | 0 | 0 | 0 | 0 | 0 | 0 | 0 | 0 | 0 | 0 | 0 | 0 | 0 | 0 | 6674.8461 | -115689.6092 | 0 | 0 | 0 | 0 | 0 | 0 | 0 | 0 | 0 | 0 | 0 | 0 | 0 | 0 | 0 | 0
2016-08-06 06:00 | 0 | 0 | 0 | 0 | 351791.8433 | 0 | 453173 | 0 | 0 | 0 | 0 | 1275758.2751 | 1672000.2063 | 0 | 0 | 0 | 0 | 0 | 0 | 0 | 0 | 0 | 0 | 0 | 0 | 0 | 0 | 0 | 0 | 0 | -217070.7659 | 115689.6092 | 0 | 0 | 0 | 0 | 0 | 0 | 0 | 0 | 0 | 0 | 0 | 0 | 0 | 0 | 0 | 0
2016-08-06 07:00 | 0 | 0 | 0 | 0 | 73015.5525 | 0 | 435218 | 0 | 0 | 0 | 0 | 1029245.4368 | 1556310.597 | 0 | 0 | 0 | 0 | 0 | 0 | 0 | 0 | 0 | 0 | 0 | 0 | 0 | 0 | 0 | 0 | 0 | -246512.8382 | -115689.6092 | 0 | 0 | 0 | 0 | 0 | 0 | 0 | 0 | 0 | 0 | 0 | 0 | 0 | 0 | 0 | 0
2016-08-06 08:00 | 0 | 0 | 0 | 0 | 319672.1483 | 0 | 423260 | 0 | 0 | 0 | 0 | 1041347.1944 | 1440620.9878 | 0 | 0 | 0 | 0 | 0 | 0 | 0 | 0 | 0 | 0 | 0 | 0 | 0 | 0 | 0 | 0 | 0 | 12101.7576 | -115689.6092 | 0 | 0 | 0 | 0 | 0 | 0 | 0 | 0 | 0 | 0 | 0 | 0 | 0 | 0 | 0 | 0
2016-08-06 09:00 | 0 | 0 | 0 | 0 | 289952.0523 | 0 | 418988 | 0 | 0 | 0 | 0 | 1028000.8559 | 1324931.3786 | 0 | 0 | 0 | 0 | 0 | 0 | 0 | 0 | 0 | 0 | 0 | 0 | 0 | 0 | 0 | 0 | 0 | -13346.3384 | -115689.6092 | 0 | 0 | 0 | 0 | 0 | 0 | 0 | 0 | 0 | 0 | 0 | 0 | 0 | 0 | 0 | 0
2016-08-06 10:00 | 0 | 0 | 0 | 0 | 259980.0987 | 0 | 419093 | 0 | 0 | 0 | 0 | 781488.0177 | 1412331.3155 | 0 | 0 | 0 | 0 | 0 | 0 | 0 | 0 | 0 | 0 | 0 | 0 | 0 | 0 | 0 | 0 | 0 | -246512.8382 | 87399.9369 | 0 | 0 | 0 | 0 | 0 | 0 | 0 | 0 | 0 | 0 | 0 | 0 | 0 | 0 | 0 | 0
2016-08-06 11:00 | 0 | 0 | 0 | 0 | 230979.8213 | 0 | 424830 | 0 | 0 | 0 | 0 | 703327.4482 | 1296641.7062 | 0 | 0 | 0 | 0 | 0 | 0 | 0 | 0 | 0 | 0 | 0 | 0 | 0 | 0 | 0 | 0 | 0 | -78160.5695 | -115689.6092 | 0 | 0 | 0 | 0 | 0 | 0 | 0 | 0 | 0 | 0 | 0 | 0 | 0 | 0 | 0 | 0
2016-08-06 12:00 | 0 | 0 | 0 | 0 | 137470.4002 | 32425.1626 | 443533 | 0 | 0 | 0 | 0 | 456814.61 | 1269517.1073 | 0 | 0 | 0 | 0 | 0 | 0 | 0 | 0 | 0 | 0 | 0 | 0 | 0 | 0 | 0 | 0 | 0 | -246512.8382 | -27124.599 | 0 | 0 | 0 | 0 | 0 | 0 | 0 | 0 | 0 | 0 | 0 | 0 | 0 | 0 | 0 | 0
2016-08-06 13:00 | 0 | 0 | 0 | 0 | 115930.8459 | 322684.7259 | 472726 | 0 | 0 | 0 | 0 | 301229.1694 | 1385206.7165 | 0 | 0 | 0 | 0 | 0 | 0 | 0 | 5785.4032 | 0 | 0 | 0 | 0 | 0 | 0 | 0 | 0 | 0 | -155585.4406 | 115689.6092 | 0 | 0 | 0 | 0 | 0 | 0 | 0 | 0 | 0 | 5785.4032 | 0 | 0 | 0 | 0 | 0 | 0
2016-08-06 14:00 | 0 | 0 | 0 | 0 | 134554.4437 | 587118.0349 | 507408 | 0 | 0 | 0 | 0 | 369010.3234 | 1500896.3258 | 0 | 0 | 0 | 0 | 0 | 0 | 0 | 36579.1185 | 0 | 0 | 0 | 0 | 0 | 0 | 0 | 0 | 0 | 67781.1541 | 115689.6092 | 0 | 0 | 0 | 0 | 0 | 0 | 0 | 0 | 0 | 30793.7153 | 0 | 0 | 0 | 0 | 0 | 0
2016-08-06 15:00 | 0 | 0 | 0 | 0 | 0 | 708439.4176 | 541235 | 0 | 0 | 0 | 0 | 420525.1318 | 1616585.935 | 0 | 0 | 0 | 0 | 0 | 0 | 0 | 36579.1185 | 0 | 0 | 0 | 0 | 0 | 0 | 0 | 0 | 0 | 51514.8083 | 115689.6092 | 0 | 0 | 0 | 0 | 0 | 0 | 0 | 0 | 0 | 0 | 0 | 0 | 0 | 0 | 0 | 0
2016-08-06 16:00 | 0 | 0 | 0 | 0 | 120982.6533 | 758471.0735 | 569814 | 0 | 0 | 0 | 0 | 614475.2493 | 1732275.5442 | 0 | 0 | 0 | 0 | 0 | 0 | 0 | 36579.1185 | 0 | 0 | 0 | 0 | 0 | 0 | 0 | 0 | 0 | 193950.1175 | 115689.6092 | 0 | 0 | 0 | 0 | 0 | 0 | 0 | 0 | 0 | 0 | 0 | 0 | 0 | 0 | 0 | 0
2016-08-06 17:00 | 0 | 0 | 0 | 0 | 116802.7583 | 765269.6798 | 592151 | 0 | 0 | 0 | 0 | 788707.0781 | 1847965.1534 | 0 | 0 | 0 | 0 | 0 | 0 | 0 | 36579.1185 | 0 | 0 | 0 | 0 | 0 | 0 | 0 | 0 | 0 | 174231.8288 | 115689.6092 | 0 | 0 | 0 | 0 | 0 | 0 | 0 | 0 | 0 | 0 | 0 | 0 | 0 | 0 | 0 | 0
2016-08-06 18:00 | 0 | 0 | 0 | 0 | 117177.6806 | 749433.0908 | 608053 | 0 | 0 | 0 | 0 | 1035219.9163 | 1865795.4898 | 0 | 0 | 0 | 0 | 0 | 0 | 0 | 30793.7153 | 0 | 0 | 0 | 0 | 0 | 0 | 0 | 0 | 0 | 246512.8382 | 17830.3364 | 0 | 0 | 0 | 0 | 0 | 0 | 0 | 0 | 0 | -5785.4032 | 0 | 0 | 0 | 0 | 0 | 0
2016-08-06 19:00 | 0 | 0 | 0 | 0 | 0 | 726533.0493 | 619282 | 0 | 0 | 0 | 0 | 1281732.7546 | 1757327.4162 | 0 | 0 | 0 | 0 | 0 | 0 | 0 | 0 | 0 | 0 | 0 | 0 | 0 | 0 | 0 | 0 | 0 | 246512.8382 | -108468.0736 | 0 | 0 | 0 | 0 | 0 | 0 | 0 | 0 | 0 | -30793.7153 | 0 | 0 | 0 | 0 | 0 | 0
2016-08-06 20:00 | 0 | 0 | 0 | 0 | 0 | 709917.8117 | 626743 | 0 | 0 | 0 | 0 | 1249217.957 | 1873017.0255 | 0 | 0 | 0 | 0 | 0 | 0 | 0 | 0 | 0 | 0 | 0 | 0 | 0 | 0 | 0 | 0 | 0 | -32514.7976 | 115689.6092 | 0 | 0 | 0 | 0 | 0 | 0 | 0 | 0 | 0 | 0 | 0 | 0 | 0 | 0 | 0 | 0
2016-08-06 21:00 | 0 | 0 | 0 | 0 | 142078.4729 | 682874.1863 | 629027 | 0 | 0 | 0 | 0 | 1495730.7952 | 1822429.8465 | 0 | 0 | 0 | 0 | 0 | 0 | 0 | 0 | 0 | 0 | 0 | 0 | 0 | 0 | 0 | 0 | 0 | 246512.8382 | -50587.179 | 0 | 0 | 0 | 0 | 0 | 0 | 0 | 0 | 0 | 0 | 0 | 0 | 0 | 0 | 0 | 0
2016-08-06 22:00 | 0 | 0 | 0 | 0 | 158691.2478 | 642448.825 | 623131 | 0 | 0 | 0 | 0 | 1558050.2588 | 1938119.4557 | 0 | 0 | 0 | 0 | 0 | 0 | 0 | 0 | 0 | 0 | 0 | 0 | 0 | 0 | 0 | 0 | 0 | 62319.4636 | 115689.6092 | 0 | 0 | 0 | 0 | 0 | 0 | 0 | 0 | 0 | 0 | 0 | 0 | 0 | 0 | 0 | 0
2016-08-06 23:00 | 0 | 0 | 0 | 0 | 0 | 562478.8608 | 609762 | 0 | 0 | 0 | 0 | 1626456.7288 | 1822429.8465 | 0 | 0 | 0 | 0 | 0 | 0 | 0 | 0 | 0 | 0 | 0 | 0 | 0 | 0 | 0 | 0 | 0 | 68406.47 | -115689.6092 | 0 | 0 | 0 | 0 | 0 | 0 | 0 | 0 | 0 | 0 | 0 | 0 | 0 | 0 | 0 | 0
2016-08-07 | 0 | 0 | 0 | 0 | 244069.0358 | 416817.1192 | 594637 | 0 | 0 | 0 | 0 | 1577016.2746 | 1938119.4557 | 0 | 0 | 0 | 0 | 0 | 0 | 0 | 0 | 0 | 0 | 0 | 0 | 0 | 0 | 0 | 0 | 0 | -49440.4542 | 115689.6092 | 0 | 0 | 0 | 0 | 0 | 0 | 0 | 0 | 0 | 0 | 0 | 0 | 0 | 0 | 0 | 0
2016-08-07 01:00 | 0 | 0 | 0 | 0 | 22528.02 | 194642.5325 | 579373 | 0 | 0 | 0 | 0 | 1330503.4363 | 1822429.8465 | 0 | 0 | 0 | 0 | 0 | 0 | 0 | 0 | 0 | 0 | 0 | 0 | 0 | 0 | 0 | 0 | 0 | -246512.8382 | -115689.6092 | 0 | 0 | 0 | 0 | 0 | 0 | 0 | 0 | 0 | 0 | 0 | 0 | 0 | 0 | 0 | 0
2016-08-07 02:00 | 0 | 0 | 0 | 0 | 447895.3171 | 5124.8129 | 551628 | 0 | 0 | 0 | 0 | 1347585.1756 | 1706740.2373 | 0 | 0 | 0 | 0 | 0 | 0 | 0 | 0 | 0 | 0 | 0 | 0 | 0 | 0 | 0 | 0 | 0 | 17081.7393 | -115689.6092 | 0 | 0 | 0 | 0 | 0 | 0 | 0 | 0 | 0 | 0 | 0 | 0 | 0 | 0 | 0 | 0
2016-08-07 03:00 | 0 | 0 | 0 | 0 | 447288.8543 | 0 | 518395 | 0 | 0 | 0 | 0 | 1160789.4207 | 1822429.8465 | 0 | 0 | 0 | 0 | 0 | 0 | 0 | 0 | 0 | 0 | 0 | 0 | 0 | 0 | 0 | 0 | 0 | -186795.7549 | 115689.6092 | 0 | 0 | 0 | 0 | 0 | 0 | 0 | 0 | 0 | 0 | 0 | 0 | 0 | 0 | 0 | 0
2016-08-07 04:00 | 0 | 0 | 0 | 0 | 424220.3844 | 0 | 487018 | 0 | 0 | 0 | 0 | 1213681.4143 | 1706740.2373 | 0 | 0 | 0 | 0 | 0 | 0 | 0 | 0 | 0 | 0 | 0 | 0 | 0 | 0 | 0 | 0 | 0 | 52891.9936 | -115689.6092 | 0 | 0 | 0 | 0 | 0 | 0 | 0 | 0 | 0 | 0 | 0 | 0 | 0 | 0 | 0 | 0
2016-08-07 05:00 | 0 | 0 | 0 | 0 | 400495.7614 | 0 | 460336 | 0 | 0 | 0 | 0 | 1269530.785 | 1591050.628 | 0 | 0 | 0 | 0 | 0 | 0 | 0 | 0 | 0 | 0 | 0 | 0 | 0 | 0 | 0 | 0 | 0 | 55849.3707 | -115689.6092 | 0 | 0 | 0 | 0 | 0 | 0 | 0 | 0 | 0 | 0 | 0 | 0 | 0 | 0 | 0 | 0
2016-08-07 06:00 | 0 | 0 | 0 | 0 | 376363.8596 | 0 | 436438 | 0 | 0 | 0 | 0 | 1093767.0354 | 1706740.2373 | 0 | 0 | 0 | 0 | 0 | 0 | 0 | 0 | 0 | 0 | 0 | 0 | 0 | 0 | 0 | 0 | 0 | -175763.7496 | 115689.6092 | 0 | 0 | 0 | 0 | 0 | 0 | 0 | 0 | 0 | 0 | 0 | 0 | 0 | 0 | 0 | 0
2016-08-07 07:00 | 0 | 0 | 0 | 0 | 354552.4115 | 0 | 418176 | 0 | 0 | 0 | 0 | 1145833.0561 | 1591050.628 | 0 | 0 | 0 | 0 | 0 | 0 | 0 | 0 | 0 | 0 | 0 | 0 | 0 | 0 | 0 | 0 | 0 | 52066.0208 | -115689.6092 | 0 | 0 | 0 | 0 | 0 | 0 | 0 | 0 | 0 | 0 | 0 | 0 | 0 | 0 | 0 | 0
2016-08-07 08:00 | 0 | 0 | 0 | 0 | 337879.4753 | 0 | 405109 | 0 | 0 | 0 | 0 | 962913.9222 | 1706740.2373 | 0 | 0 | 0 | 0 | 0 | 0 | 0 | 0 | 0 | 0 | 0 | 0 | 0 | 0 | 0 | 0 | 0 | -182919.1339 | 115689.6092 | 0 | 0 | 0 | 0 | 0 | 0 | 0 | 0 | 0 | 0 | 0 | 0 | 0 | 0 | 0 | 0
2016-08-07 09:00 | 0 | 0 | 0 | 0 | 36451.5525 | 0 | 398654 | 0 | 0 | 0 | 0 | 716401.084 | 1591050.628 | 0 | 0 | 0 | 0 | 0 | 0 | 0 | 0 | 0 | 0 | 0 | 0 | 0 | 0 | 0 | 0 | 0 | -246512.8382 | -115689.6092 | 0 | 0 | 0 | 0 | 0 | 0 | 0 | 0 | 0 | 0 | 0 | 0 | 0 | 0 | 0 | 0
2016-08-07 10:00 | 0 | 0 | 0 | 0 | 265264.6117 | 0 | 396437 | 0 | 0 | 0 | 0 | 700918.3049 | 1475361.0188 | 0 | 0 | 0 | 0 | 0 | 0 | 0 | 0 | 0 | 0 | 0 | 0 | 0 | 0 | 0 | 0 | 0 | -15482.7791 | -115689.6092 | 0 | 0 | 0 | 0 | 0 | 0 | 0 | 0 | 0 | 0 | 0 | 0 | 0 | 0 | 0 | 0
2016-08-07 11:00 | 0 | 0 | 0 | 0 | 236878.8481 | 0 | 400201 | 0 | 0 | 0 | 0 | 454405.4667 | 1558551.7052 | 0 | 0 | 0 | 0 | 0 | 0 | 0 | 0 | 0 | 0 | 0 | 0 | 0 | 0 | 0 | 0 | 0 | -246512.8382 | 83190.6864 | 0 | 0 | 0 | 0 | 0 | 0 | 0 | 0 | 0 | 0 | 0 | 0 | 0 | 0 | 0 | 0
2016-08-07 12:00 | 0 | 0 | 0 | 0 | 141116.1654 | 27424.2976 | 417446 | 0 | 0 | 0 | 0 | 315404.1357 | 1442862.0959 | 0 | 0 | 0 | 0 | 0 | 0 | 0 | 5785.4032 | 0 | 0 | 0 | 0 | 0 | 0 | 0 | 0 | 0 | -139001.331 | -115689.6092 | 0 | 0 | 0 | 0 | 0 | 0 | 0 | 0 | 0 | 5785.4032 | 0 | 0 | 0 | 0 | 0 | 0
2016-08-07 13:00 | 0 | 0 | 0 | 0 | 110804.095 | 346959.0578 | 445771 | 0 | 0 | 0 | 0 | 412292.1824 | 1327172.4867 | 0 | 0 | 0 | 0 | 0 | 0 | 0 | 36579.1185 | 0 | 0 | 0 | 0 | 0 | 0 | 0 | 0 | 0 | 96888.0467 | -115689.6092 | 0 | 0 | 0 | 0 | 0 | 0 | 0 | 0 | 0 | 30793.7153 | 0 | 0 | 0 | 0 | 0 | 0
2016-08-07 14:00 | 0 | 0 | 0 | 0 | 133948.6176 | 647137.5732 | 476693 | 0 | 0 | 0 | 0 | 600995.764 | 1442862.0959 | 0 | 0 | 0 | 0 | 0 | 0 | 0 | 36579.1185 | 0 | 0 | 0 | 0 | 0 | 0 | 0 | 0 | 0 | 188703.5816 | 115689.6092 | 0 | 0 | 0 | 0 | 0 | 0 | 0 | 0 | 0 | 0 | 0 | 0 | 0 | 0 | 0 | 0
2016-08-07 15:00 | 0 | 0 | 0 | 0 | 0 | 761813.7483 | 508737 | 0 | 0 | 0 | 0 | 738382.903 | 1558551.7052 | 0 | 0 | 0 | 0 | 0 | 0 | 0 | 36579.1185 | 0 | 0 | 0 | 0 | 0 | 0 | 0 | 0 | 0 | 137387.139 | 115689.6092 | 0 | 0 | 0 | 0 | 0 | 0 | 0 | 0 | 0 | 0 | 0 | 0 | 0 | 0 | 0 | 0
2016-08-07 16:00 | 0 | 0 | 0 | 0 | 0 | 814762.3664 | 537718 | 0 | 0 | 0 | 0 | 984895.7412 | 1589083.2333 | 0 | 0 | 0 | 0 | 0 | 0 | 0 | 36579.1185 | 0 | 0 | 0 | 0 | 0 | 0 | 0 | 0 | 0 | 246512.8382 | 30531.5282 | 0 | 0 | 0 | 0 | 0 | 0 | 0 | 0 | 0 | 0 | 0 | 0 | 0 | 0 | 0 | 0
2016-08-07 17:00 | 0 | 0 | 0 | 0 | 106019.7322 | 818078.7153 | 561896 | 0 | 0 | 0 | 0 | 1231408.5795 | 1704772.8426 | 0 | 0 | 0 | 0 | 0 | 0 | 0 | 36579.1185 | 0 | 0 | 0 | 0 | 0 | 0 | 0 | 0 | 0 | 246512.8382 | 115689.6092 | 0 | 0 | 0 | 0 | 0 | 0 | 0 | 0 | 0 | 0 | 0 | 0 | 0 | 0 | 0 | 0
2016-08-07 18:00 | 0 | 0 | 0 | 0 | 103601.7106 | 799800.6369 | 580214 | 0 | 0 | 0 | 0 | 1438907.3178 | 1820462.4518 | 0 | 0 | 0 | 0 | 0 | 0 | 0 | 36579.1185 | 0 | 0 | 0 | 0 | 0 | 0 | 0 | 0 | 0 | 207498.7383 | 115689.6092 | 0 | 0 | 0 | 0 | 0 | 0 | 0 | 0 | 0 | 0 | 0 | 0 | 0 | 0 | 0 | 0
2016-08-07 19:00 | 0 | 0 | 0 | 0 | 98381.6612 | 778392.2911 | 594523 | 0 | 0 | 0 | 0 | 1605468.6609 | 1936152.061 | 0 | 0 | 0 | 0 | 0 | 0 | 0 | 36579.1185 | 0 | 0 | 0 | 0 | 0 | 0 | 0 | 0 | 0 | 166561.3431 | 115689.6092 | 0 | 0 | 0 | 0 | 0 | 0 | 0 | 0 | 0 | 0 | 0 | 0 | 0 | 0 | 0 | 0
2016-08-07 20:00 | 0 | 0 | 0 | 0 | 98669.996 | 759340.8855 | 604471 | 0 | 0 | 0 | 0 | 1774112.6485 | 2051841.6703 | 0 | 0 | 0 | 0 | 0 | 0 | 0 | 5785.4032 | 0 | 0 | 0 | 0 | 0 | 0 | 0 | 0 | 0 | 168643.9876 | 115689.6092 | 0 | 0 | 0 | 0 | 0 | 0 | 0 | 0 | 0 | -30793.7153 | 0 | 0 | 0 | 0 | 0 | 0
2016-08-07 21:00 | 0 | 0 | 0 | 0 | 0 | 735902.237 | 610725 | 0 | 0 | 0 | 0 | 1984185.7794 | 1936152.061 | 0 | 0 | 0 | 0 | 0 | 0 | 0 | 36579.1185 | 0 | 0 | 0 | 0 | 0 | 0 | 0 | 0 | 0 | 210073.1309 | -115689.6092 | 0 | 0 | 0 | 0 | 0 | 0 | 0 | 0 | 0 | 30793.7153 | 0 | 0 | 0 | 0 | 0 | 0
2016-08-07 22:00 | 0 | 0 | 0 | 0 | 0 | 696869.9802 | 609226 | 0 | 0 | 0 | 0 | 1986933.8657 | 2051841.6703 | 0 | 0 | 0 | 0 | 0 | 0 | 0 | 5785.4032 | 0 | 0 | 0 | 0 | 0 | 0 | 0 | 0 | 0 | 2748.0863 | 115689.6092 | 0 | 0 | 0 | 0 | 0 | 0 | 0 | 0 | 0 | -30793.7153 | 0 | 0 | 0 | 0 | 0 | 0
2016-08-07 23:00 | 0 | 0 | 0 | 0 | 165570.4434 | 606737.6527 | 598850 | 0 | 0 | 0 | 0 | 2050487.7558 | 2167531.2795 | 0 | 0 | 0 | 0 | 0 | 0 | 0 | 0 | 0 | 0 | 0 | 0 | 0 | 0 | 0 | 0 | 0 | 63553.89 | 115689.6092 | 0 | 0 | 0 | 0 | 0 | 0 | 0 | 0 | 0 | -5785.4032 | 0 | 0 | 0 | 0 | 0 | 0
2016-08-08 | 0 | 0 | 0 | 0 | 0 | 446089.5189 | 586835 | 0 | 0 | 0 | 0 | 2025431.8839 | 2051841.6703 | 0 | 0 | 0 | 0 | 0 | 0 | 0 | 0 | 0 | 0 | 0 | 0 | 0 | 0 | 0 | 0 | 0 | -25055.8719 | -115689.6092 | 0 | 0 | 0 | 0 | 0 | 0 | 0 | 0 | 0 | 0 | 0 | 0 | 0 | 0 | 0 | 0
2016-08-08 01:00 | 0 | 0 | 0 | 0 | 390822.8769 | 204084.0882 | 573941 | 0 | 0 | 0 | 0 | 1930708.2397 | 2167531.2795 | 0 | 0 | 0 | 0 | 0 | 0 | 0 | 0 | 0 | 0 | 0 | 0 | 0 | 0 | 0 | 0 | 0 | -94723.6441 | 115689.6092 | 0 | 0 | 0 | 0 | 0 | 0 | 0 | 0 | 0 | 0 | 0 | 0 | 0 | 0 | 0 | 0
2016-08-08 02:00 | 0 | 0 | 0 | 0 | 179616.4177 | 5689.1348 | 547508 | 0 | 0 | 0 | 0 | 1684195.4015 | 2051841.6703 | 0 | 0 | 0 | 0 | 0 | 0 | 0 | 0 | 0 | 0 | 0 | 0 | 0 | 0 | 0 | 0 | 0 | -246512.8382 | -115689.6092 | 0 | 0 | 0 | 0 | 0 | 0 | 0 | 0 | 0 | 0 | 0 | 0 | 0 | 0 | 0 | 0
2016-08-08 03:00 | 0 | 0 | 0 | 0 | 470512.9918 | 0 | 514602 | 0 | 0 | 0 | 0 | 1755796.0025 | 1936152.061 | 0 | 0 | 0 | 0 | 0 | 0 | 0 | 0 | 0 | 0 | 0 | 0 | 0 | 0 | 0 | 0 | 0 | 71600.601 | -115689.6092 | 0 | 0 | 0 | 0 | 0 | 0 | 0 | 0 | 0 | 0 | 0 | 0 | 0 | 0 | 0 | 0
2016-08-08 04:00 | 0 | 0 | 0 | 0 | 451415.0641 | 0 | 484360 | 0 | 0 | 0 | 0 | 1607161.4574 | 2051841.6703 | 0 | 0 | 0 | 0 | 0 | 0 | 0 | 0 | 0 | 0 | 0 | 0 | 0 | 0 | 0 | 0 | 0 | -148634.5451 | 115689.6092 | 0 | 0 | 0 | 0 | 0 | 0 | 0 | 0 | 0 | 0 | 0 | 0 | 0 | 0 | 0 | 0
2016-08-08 05:00 | 0 | 0 | 0 | 0 | 427032.8833 | 0 | 456614 | 0 | 0 | 0 | 0 | 1693269.9499 | 1936152.061 | 0 | 0 | 0 | 0 | 0 | 0 | 0 | 0 | 0 | 0 | 0 | 0 | 0 | 0 | 0 | 0 | 0 | 86108.4925 | -115689.6092 | 0 | 0 | 0 | 0 | 0 | 0 | 0 | 0 | 0 | 0 | 0 | 0 | 0 | 0 | 0 | 0
2016-08-08 06:00 | 0 | 0 | 0 | 0 | 72607.5525 | 0 | 434810 | 0 | 0 | 0 | 0 | 1446757.1117 | 1820462.4518 | 0 | 0 | 0 | 0 | 0 | 0 | 0 | 0 | 0 | 0 | 0 | 0 | 0 | 0 | 0 | 0 | 0 | -246512.8382 | -115689.6092 | 0 | 0 | 0 | 0 | 0 | 0 | 0 | 0 | 0 | 0 | 0 | 0 | 0 | 0 | 0 | 0
2016-08-08 07:00 | 0 | 0 | 0 | 0 | 361187.4893 | 0 | 420049 | 0 | 0 | 0 | 0 | 1503585.2102 | 1704772.8426 | 0 | 0 | 0 | 0 | 0 | 0 | 0 | 0 | 0 | 0 | 0 | 0 | 0 | 0 | 0 | 0 | 0 | 56828.0986 | -115689.6092 | 0 | 0 | 0 | 0 | 0 | 0 | 0 | 0 | 0 | 0 | 0 | 0 | 0 | 0 | 0 | 0
2016-08-08 08:00 | 0 | 0 | 0 | 0 | 338165.4459 | 0 | 413608 | 0 | 0 | 0 | 0 | 1312453.0469 | 1820462.4518 | 0 | 0 | 0 | 0 | 0 | 0 | 0 | 0 | 0 | 0 | 0 | 0 | 0 | 0 | 0 | 0 | 0 | -191132.1633 | 115689.6092 | 0 | 0 | 0 | 0 | 0 | 0 | 0 | 0 | 0 | 0 | 0 | 0 | 0 | 0 | 0 | 0
2016-08-08 09:00 | 0 | 0 | 0 | 0 | 311772.6924 | 0 | 418611 | 0 | 0 | 0 | 0 | 1089925.1301 | 1936152.061 | 0 | 0 | 0 | 0 | 0 | 0 | 0 | 0 | 0 | 0 | 0 | 0 | 0 | 0 | 0 | 0 | 0 | -222527.9168 | 115689.6092 | 0 | 0 | 0 | 0 | 0 | 0 | 0 | 0 | 0 | 0 | 0 | 0 | 0 | 0 | 0 | 0
2016-08-08 10:00 | 0 | 0 | 0 | 0 | 71351.5525 | 0 | 433554 | 0 | 0 | 0 | 0 | 843412.2919 | 1820462.4518 | 0 | 0 | 0 | 0 | 0 | 0 | 0 | 0 | 0 | 0 | 0 | 0 | 0 | 0 | 0 | 0 | 0 | -246512.8382 | -115689.6092 | 0 | 0 | 0 | 0 | 0 | 0 | 0 | 0 | 0 | 0 | 0 | 0 | 0 | 0 | 0 | 0
2016-08-08 11:00 | 0 | 0 | 0 | 0 | 290492.582 | 0 | 451396 | 0 | 0 | 0 | 0 | 798198.4831 | 1704772.8426 | 0 | 0 | 0 | 0 | 0 | 0 | 0 | 0 | 0 | 0 | 0 | 0 | 0 | 0 | 0 | 0 | 0 | -45213.8088 | -115689.6092 | 0 | 0 | 0 | 0 | 0 | 0 | 0 | 0 | 0 | 0 | 0 | 0 | 0 | 0 | 0 | 0
2016-08-08 12:00 | 0 | 0 | 0 | 0 | 201833.2501 | 22992.7241 | 472744 | 0 | 0 | 0 | 0 | 551685.6448 | 1703367.655 | 0 | 0 | 0 | 0 | 0 | 0 | 0 | 0 | 0 | 0 | 0 | 0 | 0 | 0 | 0 | 0 | 0 | -246512.8382 | -1405.1875 | 0 | 0 | 0 | 0 | 0 | 0 | 0 | 0 | 0 | 0 | 0 | 0 | 0 | 0 | 0 | 0
2016-08-08 13:00 | 0 | 0 | 0 | 0 | 199150.9528 | 336816.4641 | 500555 | 0 | 0 | 0 | 0 | 702787.671 | 1587678.0458 | 0 | 0 | 0 | 0 | 0 | 0 | 0 | 0 | 0 | 0 | 0 | 0 | 0 | 0 | 0 | 0 | 0 | 151102.0262 | -115689.6092 | 0 | 0 | 0 | 0 | 0 | 0 | 0 | 0 | 0 | 0 | 0 | 0 | 0 | 0 | 0 | 0
2016-08-08 14:00 | 0 | 0 | 0 | 0 | 0 | 633195.9097 | 530957 | 0 | 0 | 0 | 0 | 689336.9714 | 1703367.655 | 0 | 0 | 0 | 0 | 0 | 0 | 0 | 0 | 0 | 0 | 0 | 0 | 0 | 0 | 0 | 0 | 0 | -13450.6996 | 115689.6092 | 0 | 0 | 0 | 0 | 0 | 0 | 0 | 0 | 0 | 0 | 0 | 0 | 0 | 0 | 0 | 0
2016-08-08 15:00 | 0 | 0 | 0 | 0 | 0 | 758800.8767 | 562651 | 0 | 0 | 0 | 0 | 935849.8097 | 1653004.6935 | 0 | 0 | 0 | 0 | 0 | 0 | 0 | 0 | 0 | 0 | 0 | 0 | 0 | 0 | 0 | 0 | 0 | 246512.8382 | -50362.9615 | 0 | 0 | 0 | 0 | 0 | 0 | 0 | 0 | 0 | 0 | 0 | 0 | 0 | 0 | 0 | 0
2016-08-08 16:00 | 0 | 0 | 0 | 0 | 0 | 818183.8931 | 588832 | 0 | 0 | 0 | 0 | 1049512.0935 | 1768694.3027 | 0 | 0 | 0 | 0 | 0 | 0 | 0 | 0 | 0 | 0 | 0 | 0 | 0 | 0 | 0 | 0 | 0 | 113662.2839 | 115689.6092 | 0 | 0 | 0 | 0 | 0 | 0 | 0 | 0 | 0 | 0 | 0 | 0 | 0 | 0 | 0 | 0
2016-08-08 17:00 | 0 | 0 | 0 | 0 | 0 | 821976.8603 | 610947 | 0 | 0 | 0 | 0 | 1296024.9318 | 1733211.3248 | 0 | 0 | 0 | 0 | 0 | 0 | 0 | 0 | 0 | 0 | 0 | 0 | 0 | 0 | 0 | 0 | 0 | 246512.8382 | -35482.9779 | 0 | 0 | 0 | 0 | 0 | 0 | 0 | 0 | 0 | 0 | 0 | 0 | 0 | 0 | 0 | 0
2016-08-08 18:00 | 0 | 0 | 0 | 0 | 0 | 808636.6702 | 628214 | 0 | 0 | 0 | 0 | 1360757.9928 | 1848900.934 | 0 | 0 | 0 | 0 | 0 | 0 | 0 | 0 | 0 | 0 | 0 | 0 | 0 | 0 | 0 | 0 | 0 | 64733.061 | 115689.6092 | 0 | 0 | 0 | 0 | 0 | 0 | 0 | 0 | 0 | 0 | 0 | 0 | 0 | 0 | 0 | 0
2016-08-08 19:00 | 0 | 0 | 0 | 0 | 208646.9122 | 793851.5353 | 640296 | 0 | 0 | 0 | 0 | 1607270.831 | 1964590.5433 | 0 | 0 | 0 | 0 | 0 | 0 | 0 | 0 | 0 | 0 | 0 | 0 | 0 | 0 | 0 | 0 | 0 | 246512.8382 | 115689.6092 | 0 | 0 | 0 | 0 | 0 | 0 | 0 | 0 | 0 | 0 | 0 | 0 | 0 | 0 | 0 | 0
2016-08-08 20:00 | 0 | 0 | 0 | 0 | 228654.218 | 787840.9754 | 648566 | 0 | 0 | 0 | 0 | 1853725.012 | 2080280.1525 | 0 | 0 | 0 | 0 | 0 | 0 | 0 | 5785.4032 | 0 | 0 | 0 | 0 | 0 | 0 | 0 | 0 | 0 | 246454.181 | 115689.6092 | 0 | 0 | 0 | 0 | 0 | 0 | 0 | 0 | 0 | 5785.4032 | 0 | 0 | 0 | 0 | 0 | 0
2016-08-08 21:00 | 0 | 0 | 0 | 0 | 225134.9338 | 772561.1345 | 651755 | 0 | 0 | 0 | 0 | 2100237.8502 | 2148914.6673 | 0 | 0 | 0 | 0 | 0 | 0 | 0 | 36579.1185 | 0 | 0 | 0 | 0 | 0 | 0 | 0 | 0 | 0 | 246512.8382 | 68634.5148 | 0 | 0 | 0 | 0 | 0 | 0 | 0 | 0 | 0 | 30793.7153 | 0 | 0 | 0 | 0 | 0 | 0
2016-08-08 22:00 | 0 | 0 | 0 | 0 | 0 | 738090.3716 | 647720 | 0 | 0 | 0 | 0 | 2105712.3279 | 2264604.2765 | 0 | 0 | 0 | 0 | 0 | 0 | 0 | 5785.4032 | 0 | 0 | 0 | 0 | 0 | 0 | 0 | 0 | 0 | 5474.4777 | 115689.6092 | 0 | 0 | 0 | 0 | 0 | 0 | 0 | 0 | 0 | -30793.7153 | 0 | 0 | 0 | 0 | 0 | 0
2016-08-08 23:00 | 0 | 0 | 0 | 0 | 0 | 652733.0331 | 635421 | 0 | 0 | 0 | 0 | 2244499.3734 | 2148914.6673 | 0 | 0 | 0 | 0 | 0 | 0 | 0 | 0 | 0 | 0 | 0 | 0 | 0 | 0 | 0 | 0 | 0 | 138787.0455 | -115689.6092 | 0 | 0 | 0 | 0 | 0 | 0 | 0 | 0 | 0 | -5785.4032 | 0 | 0 | 0 | 0 | 0 | 0
2016-08-09 | 0 | 0 | 0 | 0 | 265677.1435 | 493492.325 | 621949 | 0 | 0 | 0 | 0 | 2266030.2326 | 2264604.2765 | 0 | 0 | 0 | 0 | 0 | 0 | 0 | 0 | 0 | 0 | 0 | 0 | 0 | 0 | 0 | 0 | 0 | 21530.8592 | 115689.6092 | 0 | 0 | 0 | 0 | 0 | 0 | 0 | 0 | 0 | 0 | 0 | 0 | 0 | 0 | 0 | 0
2016-08-09 01:00 | 0 | 0 | 0 | 0 | 30974.803 | 211642.7496 | 604820 | 0 | 0 | 0 | 0 | 2019517.3944 | 2148914.6673 | 0 | 0 | 0 | 0 | 0 | 0 | 0 | 0 | 0 | 0 | 0 | 0 | 0 | 0 | 0 | 0 | 0 | -246512.8382 | -115689.6092 | 0 | 0 | 0 | 0 | 0 | 0 | 0 | 0 | 0 | 0 | 0 | 0 | 0 | 0 | 0 | 0
2016-08-09 02:00 | 0 | 0 | 0 | 0 | 500275.5463 | 4488.4643 | 573048 | 0 | 0 | 0 | 0 | 1835543.7957 | 2264604.2765 | 0 | 0 | 0 | 0 | 0 | 0 | 0 | 0 | 0 | 0 | 0 | 0 | 0 | 0 | 0 | 0 | 0 | -183973.5987 | 115689.6092 | 0 | 0 | 0 | 0 | 0 | 0 | 0 | 0 | 0 | 0 | 0 | 0 | 0 | 0 | 0 | 0
2016-08-09 03:00 | 0 | 0 | 0 | 0 | 482655.6267 | 0 | 534744 | 0 | 0 | 0 | 0 | 1899145.0316 | 2148914.6673 | 0 | 0 | 0 | 0 | 0 | 0 | 0 | 0 | 0 | 0 | 0 | 0 | 0 | 0 | 0 | 0 | 0 | 63601.2359 | -115689.6092 | 0 | 0 | 0 | 0 | 0 | 0 | 0 | 0 | 0 | 0 | 0 | 0 | 0 | 0 | 0 | 0
2016-08-09 04:00 | 0 | 0 | 0 | 0 | 446431.8033 | 0 | 500652 | 0 | 0 | 0 | 0 | 1960614.4442 | 2033225.058 | 0 | 0 | 0 | 0 | 0 | 0 | 0 | 0 | 0 | 0 | 0 | 0 | 0 | 0 | 0 | 0 | 0 | 61469.4126 | -115689.6092 | 0 | 0 | 0 | 0 | 0 | 0 | 0 | 0 | 0 | 0 | 0 | 0 | 0 | 0 | 0 | 0
2016-08-09 05:00 | 0 | 0 | 0 | 0 | 109233.5525 | 0 | 471436 | 0 | 0 | 0 | 0 | 1714101.6059 | 1917535.4488 | 0 | 0 | 0 | 0 | 0 | 0 | 0 | 0 | 0 | 0 | 0 | 0 | 0 | 0 | 0 | 0 | 0 | -246512.8382 | -115689.6092 | 0 | 0 | 0 | 0 | 0 | 0 | 0 | 0 | 0 | 0 | 0 | 0 | 0 | 0 | 0 | 0
2016-08-09 06:00 | 0 | 0 | 0 | 0 | 393573.3546 | 0 | 448168 | 0 | 0 | 0 | 0 | 1543817.3513 | 2033225.058 | 0 | 0 | 0 | 0 | 0 | 0 | 0 | 0 | 0 | 0 | 0 | 0 | 0 | 0 | 0 | 0 | 0 | -170284.2546 | 115689.6092 | 0 | 0 | 0 | 0 | 0 | 0 | 0 | 0 | 0 | 0 | 0 | 0 | 0 | 0 | 0 | 0
2016-08-09 07:00 | 0 | 0 | 0 | 0 | 370660.2991 | 0 | 431015 | 0 | 0 | 0 | 0 | 1367773.0411 | 2148914.6673 | 0 | 0 | 0 | 0 | 0 | 0 | 0 | 0 | 0 | 0 | 0 | 0 | 0 | 0 | 0 | 0 | 0 | -176044.3102 | 115689.6092 | 0 | 0 | 0 | 0 | 0 | 0 | 0 | 0 | 0 | 0 | 0 | 0 | 0 | 0 | 0 | 0
2016-08-09 08:00 | 0 | 0 | 0 | 0 | 350563.9172 | 0 | 423605 | 0 | 0 | 0 | 0 | 1410421.5675 | 2033225.058 | 0 | 0 | 0 | 0 | 0 | 0 | 0 | 0 | 0 | 0 | 0 | 0 | 0 | 0 | 0 | 0 | 0 | 42648.5264 | -115689.6092 | 0 | 0 | 0 | 0 | 0 | 0 | 0 | 0 | 0 | 0 | 0 | 0 | 0 | 0 | 0 | 0
2016-08-09 09:00 | 0 | 0 | 0 | 0 | 327315.023 | 0 | 428396 | 0 | 0 | 0 | 0 | 1425030.1998 | 1917535.4488 | 0 | 0 | 0 | 0 | 0 | 0 | 0 | 0 | 0 | 0 | 0 | 0 | 0 | 0 | 0 | 0 | 0 | 14608.6323 | -115689.6092 | 0 | 0 | 0 | 0 | 0 | 0 | 0 | 0 | 0 | 0 | 0 | 0 | 0 | 0 | 0 | 0
2016-08-09 10:00 | 0 | 0 | 0 | 0 | 297340.2163 | 0 | 445945 | 0 | 0 | 0 | 0 | 1178517.3616 | 2015443.5034 | 0 | 0 | 0 | 0 | 0 | 0 | 0 | 0 | 0 | 0 | 0 | 0 | 0 | 0 | 0 | 0 | 0 | -246512.8382 | 97908.0546 | 0 | 0 | 0 | 0 | 0 | 0 | 0 | 0 | 0 | 0 | 0 | 0 | 0 | 0 | 0 | 0
2016-08-09 11:00 | 0 | 0 | 0 | 0 | 262955.8793 | 0 | 464137 | 0 | 0 | 0 | 0 | 1087240.447 | 1899753.8941 | 0 | 0 | 0 | 0 | 0 | 0 | 0 | 5785.4032 | 0 | 0 | 0 | 0 | 0 | 0 | 0 | 0 | 0 | -91276.9146 | -115689.6092 | 0 | 0 | 0 | 0 | 0 | 0 | 0 | 0 | 0 | 5785.4032 | 0 | 0 | 0 | 0 | 0 | 0
2016-08-09 12:00 | 0 | 0 | 0 | 0 | 153594.7008 | 23924.1384 | 484561 | 0 | 0 | 0 | 0 | 865094.18 | 1784064.2849 | 0 | 0 | 0 | 0 | 0 | 0 | 0 | 36579.1185 | 0 | 0 | 0 | 0 | 0 | 0 | 0 | 0 | 0 | -222146.2669 | -115689.6092 | 0 | 0 | 0 | 0 | 0 | 0 | 0 | 0 | 0 | 30793.7153 | 0 | 0 | 0 | 0 | 0 | 0
2016-08-09 13:00 | 0 | 0 | 0 | 0 | 0 | 305641.0067 | 510825 | 0 | 0 | 0 | 0 | 806393.5113 | 1668374.6757 | 0 | 0 | 0 | 0 | 0 | 0 | 0 | 5785.4032 | 0 | 0 | 0 | 0 | 0 | 0 | 0 | 0 | 0 | -58700.6687 | -115689.6092 | 0 | 0 | 0 | 0 | 0 | 0 | 0 | 0 | 0 | -30793.7153 | 0 | 0 | 0 | 0 | 0 | 0
2016-08-09 14:00 | 0 | 0 | 0 | 0 | 104897.3283 | 589938.107 | 544130 | 0 | 0 | 0 | 0 | 810615.6221 | 1784064.2849 | 0 | 0 | 0 | 0 | 0 | 0 | 0 | 36579.1185 | 0 | 0 | 0 | 0 | 0 | 0 | 0 | 0 | 0 | 4222.1108 | 115689.6092 | 0 | 0 | 0 | 0 | 0 | 0 | 0 | 0 | 0 | 30793.7153 | 0 | 0 | 0 | 0 | 0 | 0
2016-08-09 15:00 | 0 | 0 | 0 | 0 | 0 | 716527.3251 | 576327 | 0 | 0 | 0 | 0 | 1057128.4604 | 1708545.4871 | 0 | 0 | 0 | 0 | 0 | 0 | 0 | 5785.4032 | 0 | 0 | 0 | 0 | 0 | 0 | 0 | 0 | 0 | 246512.8382 | -75518.7978 | 0 | 0 | 0 | 0 | 0 | 0 | 0 | 0 | 0 | -30793.7153 | 0 | 0 | 0 | 0 | 0 | 0
2016-08-09 16:00 | 0 | 0 | 0 | 0 | 0 | 763157.0412 | 604939 | 0 | 0 | 0 | 0 | 1068863.177 | 1824235.0963 | 0 | 0 | 0 | 0 | 0 | 0 | 0 | 36579.1185 | 0 | 0 | 0 | 0 | 0 | 0 | 0 | 0 | 0 | 11734.7167 | 115689.6092 | 0 | 0 | 0 | 0 | 0 | 0 | 0 | 0 | 0 | 30793.7153 | 0 | 0 | 0 | 0 | 0 | 0
2016-08-09 17:00 | 0 | 0 | 0 | 0 | 111065.2529 | 781164.932 | 630306 | 0 | 0 | 0 | 0 | 1245891.468 | 1939924.7055 | 0 | 0 | 0 | 0 | 0 | 0 | 0 | 5785.4032 | 0 | 0 | 0 | 0 | 0 | 0 | 0 | 0 | 0 | 177028.291 | 115689.6092 | 0 | 0 | 0 | 0 | 0 | 0 | 0 | 0 | 0 | -30793.7153 | 0 | 0 | 0 | 0 | 0 | 0
2016-08-09 18:00 | 0 | 0 | 0 | 0 | 0 | 779689.438 | 650268 | 0 | 0 | 0 | 0 | 1492404.3062 | 1828618.7085 | 0 | 0 | 0 | 0 | 0 | 0 | 0 | 0 | 0 | 0 | 0 | 0 | 0 | 0 | 0 | 0 | 0 | 246512.8382 | -111305.9971 | 0 | 0 | 0 | 0 | 0 | 0 | 0 | 0 | 0 | -5785.4032 | 0 | 0 | 0 | 0 | 0 | 0
2016-08-09 19:00 | 0 | 0 | 0 | 0 | 0 | 767992.1331 | 662438 | 0 | 0 | 0 | 0 | 1482268.8301 | 1944308.3177 | 0 | 0 | 0 | 0 | 0 | 0 | 0 | 0 | 0 | 0 | 0 | 0 | 0 | 0 | 0 | 0 | 0 | -10135.4761 | 115689.6092 | 0 | 0 | 0 | 0 | 0 | 0 | 0 | 0 | 0 | 0 | 0 | 0 | 0 | 0 | 0 | 0
2016-08-09 20:00 | 0 | 0 | 0 | 0 | 173032.0988 | 755294.9267 | 669236 | 0 | 0 | 0 | 0 | 1594876.531 | 2059997.9269 | 0 | 0 | 0 | 0 | 0 | 0 | 0 | 30793.7153 | 0 | 0 | 0 | 0 | 0 | 0 | 0 | 0 | 0 | 112607.7009 | 115689.6092 | 0 | 0 | 0 | 0 | 0 | 0 | 0 | 0 | 0 | 30793.7153 | 0 | 0 | 0 | 0 | 0 | 0
2016-08-09 21:00 | 0 | 0 | 0 | 0 | 0 | 730394.2045 | 670932 | 0 | 0 | 0 | 0 | 1800822.0601 | 1944308.3177 | 0 | 0 | 0 | 0 | 0 | 0 | 0 | 0 | 0 | 0 | 0 | 0 | 0 | 0 | 0 | 0 | 0 | 205945.5291 | -115689.6092 | 0 | 0 | 0 | 0 | 0 | 0 | 0 | 0 | 0 | -30793.7153 | 0 | 0 | 0 | 0 | 0 | 0
2016-08-09 22:00 | 0 | 0 | 0 | 0 | 0 | 686540.2562 | 664467 | 0 | 0 | 0 | 0 | 1707205.707 | 2059997.9269 | 0 | 0 | 0 | 0 | 0 | 0 | 0 | 0 | 0 | 0 | 0 | 0 | 0 | 0 | 0 | 0 | 0 | -93616.3531 | 115689.6092 | 0 | 0 | 0 | 0 | 0 | 0 | 0 | 0 | 0 | 0 | 0 | 0 | 0 | 0 | 0 | 0
2016-08-09 23:00 | 0 | 0 | 0 | 0 | 313304.2446 | 586926.7076 | 651555 | 0 | 0 | 0 | 0 | 1840192.05 | 2175687.5362 | 0 | 0 | 0 | 0 | 0 | 0 | 0 | 0 | 0 | 0 | 0 | 0 | 0 | 0 | 0 | 0 | 0 | 132986.343 | 115689.6092 | 0 | 0 | 0 | 0 | 0 | 0 | 0 | 0 | 0 | 0 | 0 | 0 | 0 | 0 | 0 | 0
2016-08-10 | 0 | 0 | 0 | 0 | 0 | 435698.2829 | 638816 | 0 | 0 | 0 | 0 | 1752763.9421 | 2059997.9269 | 0 | 0 | 0 | 0 | 0 | 0 | 0 | 0 | 0 | 0 | 0 | 0 | 0 | 0 | 0 | 0 | 0 | -87428.1079 | -115689.6092 | 0 | 0 | 0 | 0 | 0 | 0 | 0 | 0 | 0 | 0 | 0 | 0 | 0 | 0 | 0 | 0
2016-08-10 01:00 | 0 | 0 | 0 | 0 | 531685.1692 | 201660.1067 | 622333 | 0 | 0 | 0 | 0 | 1748086.6088 | 2175687.5362 | 0 | 0 | 0 | 0 | 0 | 0 | 0 | 0 | 0 | 0 | 0 | 0 | 0 | 0 | 0 | 0 | 0 | -4677.3333 | 115689.6092 | 0 | 0 | 0 | 0 | 0 | 0 | 0 | 0 | 0 | 0 | 0 | 0 | 0 | 0 | 0 | 0
2016-08-10 02:00 | 0 | 0 | 0 | 0 | 226797.7281 | 4235.8245 | 593236 | 0 | 0 | 0 | 0 | 1501573.7705 | 2059997.9269 | 0 | 0 | 0 | 0 | 0 | 0 | 0 | 0 | 0 | 0 | 0 | 0 | 0 | 0 | 0 | 0 | 0 | -246512.8382 | -115689.6092 | 0 | 0 | 0 | 0 | 0 | 0 | 0 | 0 | 0 | 0 | 0 | 0 | 0 | 0 | 0 | 0
2016-08-10 03:00 | 0 | 0 | 0 | 0 | 572917.6825 | 0 | 555718 | 0 | 0 | 0 | 0 | 1403083.8438 | 2175687.5362 | 0 | 0 | 0 | 0 | 0 | 0 | 0 | 0 | 0 | 0 | 0 | 0 | 0 | 0 | 0 | 0 | 0 | -98489.9267 | 115689.6092 | 0 | 0 | 0 | 0 | 0 | 0 | 0 | 0 | 0 | 0 | 0 | 0 | 0 | 0 | 0 | 0
2016-08-10 04:00 | 0 | 0 | 0 | 0 | 556442.8221 | 0 | 522030 | 0 | 0 | 0 | 0 | 1553186.2751 | 2059997.9269 | 0 | 0 | 0 | 0 | 0 | 0 | 0 | 0 | 0 | 0 | 0 | 0 | 0 | 0 | 0 | 0 | 0 | 150102.4313 | -115689.6092 | 0 | 0 | 0 | 0 | 0 | 0 | 0 | 0 | 0 | 0 | 0 | 0 | 0 | 0 | 0 | 0
2016-08-10 05:00 | 0 | 0 | 0 | 0 | 541931.1215 | 0 | 491580 | 0 | 0 | 0 | 0 | 1487847.7874 | 2175687.5362 | 0 | 0 | 0 | 0 | 0 | 0 | 0 | 0 | 0 | 0 | 0 | 0 | 0 | 0 | 0 | 0 | 0 | -65338.4877 | 115689.6092 | 0 | 0 | 0 | 0 | 0 | 0 | 0 | 0 | 0 | 0 | 0 | 0 | 0 | 0 | 0 | 0
2016-08-10 06:00 | 0 | 0 | 0 | 0 | 104703.5525 | 0 | 466906 | 0 | 0 | 0 | 0 | 1241334.9491 | 2059997.9269 | 0 | 0 | 0 | 0 | 0 | 0 | 0 | 0 | 0 | 0 | 0 | 0 | 0 | 0 | 0 | 0 | 0 | -246512.8382 | -115689.6092 | 0 | 0 | 0 | 0 | 0 | 0 | 0 | 0 | 0 | 0 | 0 | 0 | 0 | 0 | 0 | 0
2016-08-10 07:00 | 0 | 0 | 0 | 0 | 492947.5292 | 0 | 449880 | 0 | 0 | 0 | 0 | 1168712.8691 | 2175687.5362 | 0 | 0 | 0 | 0 | 0 | 0 | 0 | 0 | 0 | 0 | 0 | 0 | 0 | 0 | 0 | 0 | 0 | -72622.08 | 115689.6092 | 0 | 0 | 0 | 0 | 0 | 0 | 0 | 0 | 0 | 0 | 0 | 0 | 0 | 0 | 0 | 0
2016-08-10 08:00 | 0 | 0 | 0 | 0 | 460333.6673 | 0 | 442094 | 0 | 0 | 0 | 0 | 1302642.1457 | 2059997.9269 | 0 | 0 | 0 | 0 | 0 | 0 | 0 | 0 | 0 | 0 | 0 | 0 | 0 | 0 | 0 | 0 | 0 | 133929.2765 | -115689.6092 | 0 | 0 | 0 | 0 | 0 | 0 | 0 | 0 | 0 | 0 | 0 | 0 | 0 | 0 | 0 | 0
2016-08-10 09:00 | 0 | 0 | 0 | 0 | 424744.902 | 0 | 446610 | 0 | 0 | 0 | 0 | 1165087.4384 | 2175687.5362 | 0 | 0 | 0 | 0 | 0 | 0 | 0 | 0 | 0 | 0 | 0 | 0 | 0 | 0 | 0 | 0 | 0 | -137554.7072 | 115689.6092 | 0 | 0 | 0 | 0 | 0 | 0 | 0 | 0 | 0 | 0 | 0 | 0 | 0 | 0 | 0 | 0
2016-08-10 10:00 | 0 | 0 | 0 | 0 | 388008.7143 | 0 | 463323 | 0 | 0 | 0 | 0 | 1205462.7619 | 2059997.9269 | 0 | 0 | 0 | 0 | 0 | 0 | 0 | 0 | 0 | 0 | 0 | 0 | 0 | 0 | 0 | 0 | 0 | 40375.3235 | -115689.6092 | 0 | 0 | 0 | 0 | 0 | 0 | 0 | 0 | 0 | 0 | 0 | 0 | 0 | 0 | 0 | 0
2016-08-10 11:00 | 0 | 0 | 0 | 0 | 361434.7104 | 0 | 482624 | 0 | 0 | 0 | 0 | 968583.8631 | 2175687.5362 | 0 | 0 | 0 | 0 | 0 | 0 | 0 | 0 | 0 | 0 | 0 | 0 | 0 | 0 | 0 | 0 | 0 | -236878.8988 | 115689.6092 | 0 | 0 | 0 | 0 | 0 | 0 | 0 | 0 | 0 | 0 | 0 | 0 | 0 | 0 | 0 | 0
2016-08-10 12:00 | 0 | 0 | 0 | 0 | 252616.8286 | 26034.1582 | 504305 | 0 | 0 | 0 | 0 | 722071.0249 | 2196546.3612 | 0 | 0 | 0 | 0 | 0 | 0 | 0 | 0 | 0 | 0 | 0 | 0 | 0 | 0 | 0 | 0 | 0 | -246512.8382 | 20858.825 | 0 | 0 | 0 | 0 | 0 | 0 | 0 | 0 | 0 | 0 | 0 | 0 | 0 | 0 | 0 | 0
2016-08-10 13:00 | 0 | 0 | 0 | 0 | 213273.4049 | 293140.1226 | 532360 | 0 | 0 | 0 | 0 | 580434.9432 | 2312235.9704 | 0 | 0 | 0 | 0 | 0 | 0 | 0 | 0 | 0 | 0 | 0 | 0 | 0 | 0 | 0 | 0 | 0 | -141636.0817 | 115689.6092 | 0 | 0 | 0 | 0 | 0 | 0 | 0 | 0 | 0 | 0 | 0 | 0 | 0 | 0 | 0 | 0
2016-08-10 14:00 | 0 | 0 | 0 | 0 | 0 | 579220.5475 | 566502 | 0 | 0 | 0 | 0 | 477463.8814 | 2427925.5797 | 0 | 0 | 0 | 0 | 0 | 0 | 0 | 0 | 0 | 0 | 0 | 0 | 0 | 0 | 0 | 0 | 0 | -102971.0617 | 115689.6092 | 0 | 0 | 0 | 0 | 0 | 0 | 0 | 0 | 0 | 0 | 0 | 0 | 0 | 0 | 0 | 0
2016-08-10 15:00 | 0 | 0 | 0 | 0 | 9295.1055 | 722410.1235 | 600882 | 0 | 0 | 0 | 0 | 723976.7197 | 2312235.9704 | 0 | 0 | 0 | 0 | 0 | 0 | 0 | 0 | 0 | 0 | 0 | 0 | 0 | 0 | 0 | 0 | 0 | 246512.8382 | -115689.6092 | 0 | 0 | 0 | 0 | 0 | 0 | 0 | 0 | 0 | 0 | 0 | 0 | 0 | 0 | 0 | 0
2016-08-10 16:00 | 0 | 0 | 0 | 0 | 0 | 790759.1293 | 630175 | 0 | 0 | 0 | 0 | 768871.2398 | 2427925.5797 | 0 | 0 | 0 | 0 | 0 | 0 | 0 | 0 | 0 | 0 | 0 | 0 | 0 | 0 | 0 | 0 | 0 | 44894.5201 | 115689.6092 | 0 | 0 | 0 | 0 | 0 | 0 | 0 | 0 | 0 | 0 | 0 | 0 | 0 | 0 | 0 | 0
2016-08-10 17:00 | 0 | 0 | 0 | 0 | 0 | 796899.7609 | 654319 | 0 | 0 | 0 | 0 | 1015384.078 | 2323993.5023 | 0 | 0 | 0 | 0 | 0 | 0 | 0 | 0 | 0 | 0 | 0 | 0 | 0 | 0 | 0 | 0 | 0 | 246512.8382 | -103932.0774 | 0 | 0 | 0 | 0 | 0 | 0 | 0 | 0 | 0 | 0 | 0 | 0 | 0 | 0 | 0 | 0
2016-08-10 18:00 | 0 | 0 | 0 | 0 | 0 | 776974.4093 | 672363 | 0 | 0 | 0 | 0 | 1004305.8781 | 2439683.1115 | 0 | 0 | 0 | 0 | 0 | 0 | 0 | 0 | 0 | 0 | 0 | 0 | 0 | 0 | 0 | 0 | 0 | -11078.1999 | 115689.6092 | 0 | 0 | 0 | 0 | 0 | 0 | 0 | 0 | 0 | 0 | 0 | 0 | 0 | 0 | 0 | 0
2016-08-10 19:00 | 0 | 0 | 0 | 0 | 297187.7312 | 748477.7163 | 683463 | 0 | 0 | 0 | 0 | 1250818.7164 | 2555372.7208 | 0 | 0 | 0 | 0 | 0 | 0 | 0 | 0 | 0 | 0 | 0 | 0 | 0 | 0 | 0 | 0 | 0 | 246512.8382 | 115689.6092 | 0 | 0 | 0 | 0 | 0 | 0 | 0 | 0 | 0 | 0 | 0 | 0 | 0 | 0 | 0 | 0
2016-08-10 20:00 | 0 | 0 | 0 | 0 | 335808.9583 | 718508.4892 | 692115 | 0 | 0 | 0 | 0 | 1497331.5546 | 2671062.33 | 0 | 0 | 0 | 0 | 0 | 0 | 0 | 0 | 0 | 0 | 0 | 0 | 0 | 0 | 0 | 0 | 0 | 246512.8382 | 115689.6092 | 0 | 0 | 0 | 0 | 0 | 0 | 0 | 0 | 0 | 0 | 0 | 0 | 0 | 0 | 0 | 0
2016-08-10 21:00 | 0 | 0 | 0 | 0 | 0 | 679408.8982 | 694043 | 0 | 0 | 0 | 0 | 1367007.8435 | 2786751.9392 | 0 | 0 | 0 | 0 | 0 | 0 | 0 | 0 | 0 | 0 | 0 | 0 | 0 | 0 | 0 | 0 | 0 | -130323.7111 | 115689.6092 | 0 | 0 | 0 | 0 | 0 | 0 | 0 | 0 | 0 | 0 | 0 | 0 | 0 | 0 | 0 | 0
2016-08-10 22:00 | 0 | 0 | 0 | 0 | 414009.7382 | 624954.1677 | 689634 | 0 | 0 | 0 | 0 | 1613520.6818 | 2889569.0069 | 0 | 0 | 0 | 0 | 0 | 0 | 0 | 0 | 0 | 0 | 0 | 0 | 0 | 0 | 0 | 0 | 0 | 246512.8382 | 102817.0677 | 0 | 0 | 0 | 0 | 0 | 0 | 0 | 0 | 0 | 0 | 0 | 0 | 0 | 0 | 0 | 0
2016-08-10 23:00 | 0 | 0 | 0 | 0 | 0 | 529316.5902 | 676888 | 0 | 0 | 0 | 0 | 1581638.8812 | 2773879.3977 | 0 | 0 | 0 | 0 | 0 | 0 | 0 | 0 | 0 | 0 | 0 | 0 | 0 | 0 | 0 | 0 | 0 | -31881.8006 | -115689.6092 | 0 | 0 | 0 | 0 | 0 | 0 | 0 | 0 | 0 | 0 | 0 | 0 | 0 | 0 | 0 | 0
2016-08-11 | 0 | 0 | 0 | 0 | 487761.33 | 392366.2894 | 663518 | 0 | 0 | 0 | 0 | 1682558.8913 | 2889569.0069 | 0 | 0 | 0 | 0 | 0 | 0 | 0 | 0 | 0 | 0 | 0 | 0 | 0 | 0 | 0 | 0 | 0 | 100920.0101 | 115689.6092 | 0 | 0 | 0 | 0 | 0 | 0 | 0 | 0 | 0 | 0 | 0 | 0 | 0 | 0 | 0 | 0
2016-08-11 01:00 | 0 | 0 | 0 | 0 | 592084.3935 | 189083.3002 | 645779 | 0 | 0 | 0 | 0 | 1929071.7295 | 2778444.8624 | 0 | 0 | 0 | 0 | 0 | 0 | 0 | 0 | 0 | 0 | 0 | 0 | 0 | 0 | 0 | 0 | 0 | 246512.8382 | -111124.1445 | 0 | 0 | 0 | 0 | 0 | 0 | 0 | 0 | 0 | 0 | 0 | 0 | 0 | 0 | 0 | 0
2016-08-11 02:00 | 0 | 0 | 0 | 0 | 604287.4767 | 6144.23 | 613591 | 0 | 0 | 0 | 0 | 1810222.8269 | 2894134.4716 | 0 | 0 | 0 | 0 | 0 | 0 | 0 | 0 | 0 | 0 | 0 | 0 | 0 | 0 | 0 | 0 | 0 | -118848.9026 | 115689.6092 | 0 | 0 | 0 | 0 | 0 | 0 | 0 | 0 | 0 | 0 | 0 | 0 | 0 | 0 | 0 | 0
2016-08-11 03:00 | 0 | 0 | 0 | 0 | 561169.1094 | 0 | 574880 | 0 | 0 | 0 | 0 | 1912201.5456 | 2778444.8624 | 0 | 0 | 0 | 0 | 0 | 0 | 0 | 0 | 0 | 0 | 0 | 0 | 0 | 0 | 0 | 0 | 0 | 101978.7187 | -115689.6092 | 0 | 0 | 0 | 0 | 0 | 0 | 0 | 0 | 0 | 0 | 0 | 0 | 0 | 0 | 0 | 0
2016-08-11 04:00 | 0 | 0 | 0 | 0 | 519113.002 | 0 | 539161 | 0 | 0 | 0 | 0 | 2007843.1569 | 2662755.2531 | 0 | 0 | 0 | 0 | 0 | 0 | 0 | 0 | 0 | 0 | 0 | 0 | 0 | 0 | 0 | 0 | 0 | 95641.6113 | -115689.6092 | 0 | 0 | 0 | 0 | 0 | 0 | 0 | 0 | 0 | 0 | 0 | 0 | 0 | 0 | 0 | 0
2016-08-11 05:00 | 0 | 0 | 0 | 0 | 482603.5056 | 0 | 506885 | 0 | 0 | 0 | 0 | 1867872.0533 | 2778444.8624 | 0 | 0 | 0 | 0 | 0 | 0 | 0 | 0 | 0 | 0 | 0 | 0 | 0 | 0 | 0 | 0 | 0 | -139971.1036 | 115689.6092 | 0 | 0 | 0 | 0 | 0 | 0 | 0 | 0 | 0 | 0 | 0 | 0 | 0 | 0 | 0 | 0
2016-08-11 06:00 | 0 | 0 | 0 | 0 | 438211.0427 | 0 | 480926 | 0 | 0 | 0 | 0 | 1709467.4867 | 2894134.4716 | 0 | 0 | 0 | 0 | 0 | 0 | 0 | 0 | 0 | 0 | 0 | 0 | 0 | 0 | 0 | 0 | 0 | -158404.5666 | 115689.6092 | 0 | 0 | 0 | 0 | 0 | 0 | 0 | 0 | 0 | 0 | 0 | 0 | 0 | 0 | 0 | 0
2016-08-11 07:00 | 0 | 0 | 0 | 0 | 401432.5645 | 0 | 463267 | 0 | 0 | 0 | 0 | 1763322.6604 | 2778444.8624 | 0 | 0 | 0 | 0 | 0 | 0 | 0 | 0 | 0 | 0 | 0 | 0 | 0 | 0 | 0 | 0 | 0 | 53855.1737 | -115689.6092 | 0 | 0 | 0 | 0 | 0 | 0 | 0 | 0 | 0 | 0 | 0 | 0 | 0 | 0 | 0 | 0
2016-08-11 08:00 | 0 | 0 | 0 | 0 | 376913.2653 | 0 | 454853 | 0 | 0 | 0 | 0 | 1801072.535 | 2662755.2531 | 0 | 0 | 0 | 0 | 0 | 0 | 0 | 0 | 0 | 0 | 0 | 0 | 0 | 0 | 0 | 0 | 0 | 37749.8746 | -115689.6092 | 0 | 0 | 0 | 0 | 0 | 0 | 0 | 0 | 0 | 0 | 0 | 0 | 0 | 0 | 0 | 0
2016-08-11 09:00 | 0 | 0 | 0 | 0 | 351344.3407 | 0 | 459811 | 0 | 0 | 0 | 0 | 1576916.2664 | 2778444.8624 | 0 | 0 | 0 | 0 | 0 | 0 | 0 | 0 | 0 | 0 | 0 | 0 | 0 | 0 | 0 | 0 | 0 | -224156.2686 | 115689.6092 | 0 | 0 | 0 | 0 | 0 | 0 | 0 | 0 | 0 | 0 | 0 | 0 | 0 | 0 | 0 | 0
2016-08-11 10:00 | 0 | 0 | 0 | 0 | 330696.3184 | 0 | 477411 | 0 | 0 | 0 | 0 | 1330403.4282 | 2878243.019 | 0 | 0 | 0 | 0 | 0 | 0 | 0 | 0 | 0 | 0 | 0 | 0 | 0 | 0 | 0 | 0 | 0 | -246512.8382 | 99798.1566 | 0 | 0 | 0 | 0 | 0 | 0 | 0 | 0 | 0 | 0 | 0 | 0 | 0 | 0 | 0 | 0
2016-08-11 11:00 | 0 | 0 | 0 | 0 | 321045.7114 | 0 | 496658 | 0 | 0 | 0 | 0 | 1270480.7488 | 2762553.4097 | 0 | 0 | 0 | 0 | 0 | 0 | 0 | 0 | 0 | 0 | 0 | 0 | 0 | 0 | 0 | 0 | 0 | -59922.6794 | -115689.6092 | 0 | 0 | 0 | 0 | 0 | 0 | 0 | 0 | 0 | 0 | 0 | 0 | 0 | 0 | 0 | 0
2016-08-11 12:00 | 0 | 0 | 0 | 0 | 237678.6526 | 24517.7273 | 520056 | 0 | 0 | 0 | 0 | 1023967.9105 | 2751206.6279 | 0 | 0 | 0 | 0 | 0 | 0 | 0 | 0 | 0 | 0 | 0 | 0 | 0 | 0 | 0 | 0 | 0 | -246512.8382 | -11346.7818 | 0 | 0 | 0 | 0 | 0 | 0 | 0 | 0 | 0 | 0 | 0 | 0 | 0 | 0 | 0 | 0
2016-08-11 13:00 | 0 | 0 | 0 | 0 | 0 | 295589.6583 | 548905 | 0 | 0 | 0 | 0 | 886342.178 | 2635517.0187 | 0 | 0 | 0 | 0 | 0 | 0 | 0 | 0 | 0 | 0 | 0 | 0 | 0 | 0 | 0 | 0 | 0 | -137625.7325 | -115689.6092 | 0 | 0 | 0 | 0 | 0 | 0 | 0 | 0 | 0 | 0 | 0 | 0 | 0 | 0 | 0 | 0
2016-08-11 14:00 | 0 | 0 | 0 | 0 | 300687.1813 | 551667.2483 | 584554 | 0 | 0 | 0 | 0 | 1038452.9984 | 2751206.6279 | 0 | 0 | 0 | 0 | 0 | 0 | 0 | 0 | 0 | 0 | 0 | 0 | 0 | 0 | 0 | 0 | 0 | 152110.8204 | 115689.6092 | 0 | 0 | 0 | 0 | 0 | 0 | 0 | 0 | 0 | 0 | 0 | 0 | 0 | 0 | 0 | 0
2016-08-11 15:00 | 0 | 0 | 0 | 0 | 57478.6121 | 694270.617 | 620926 | 0 | 0 | 0 | 0 | 1284965.8367 | 2635517.0187 | 0 | 0 | 0 | 0 | 0 | 0 | 0 | 0 | 0 | 0 | 0 | 0 | 0 | 0 | 0 | 0 | 0 | 246512.8382 | -115689.6092 | 0 | 0 | 0 | 0 | 0 | 0 | 0 | 0 | 0 | 0 | 0 | 0 | 0 | 0 | 0 | 0
2016-08-11 16:00 | 0 | 0 | 0 | 0 | 0 | 765494.952 | 650476 | 0 | 0 | 0 | 0 | 1284295.1794 | 2751206.6279 | 0 | 0 | 0 | 0 | 0 | 0 | 0 | 0 | 0 | 0 | 0 | 0 | 0 | 0 | 0 | 0 | 0 | -670.6573 | 115689.6092 | 0 | 0 | 0 | 0 | 0 | 0 | 0 | 0 | 0 | 0 | 0 | 0 | 0 | 0 | 0 | 0
2016-08-11 17:00 | 0 | 0 | 0 | 0 | 252189.6702 | 781124.4739 | 672839 | 0 | 0 | 0 | 0 | 1530808.0176 | 2865168.9338 | 0 | 0 | 0 | 0 | 0 | 0 | 0 | 0 | 0 | 0 | 0 | 0 | 0 | 0 | 0 | 0 | 0 | 246512.8382 | 113962.3058 | 0 | 0 | 0 | 0 | 0 | 0 | 0 | 0 | 0 | 0 | 0 | 0 | 0 | 0 | 0 | 0
2016-08-11 18:00 | 0 | 0 | 0 | 0 | 238265.1973 | 776568.0821 | 691270 | 0 | 0 | 0 | 0 | 1777320.8559 | 2942219.3749 | 0 | 0 | 0 | 0 | 0 | 0 | 0 | 0 | 0 | 0 | 0 | 0 | 0 | 0 | 0 | 0 | 0 | 246512.8382 | 77050.4411 | 0 | 0 | 0 | 0 | 0 | 0 | 0 | 0 | 0 | 0 | 0 | 0 | 0 | 0 | 0 | 0
2016-08-11 19:00 | 0 | 0 | 0 | 0 | 0 | 766652.8019 | 704348 | 0 | 0 | 0 | 0 | 1723936.0485 | 3057908.9841 | 0 | 0 | 0 | 0 | 0 | 0 | 0 | 0 | 0 | 0 | 0 | 0 | 0 | 0 | 0 | 0 | 0 | -53384.8074 | 115689.6092 | 0 | 0 | 0 | 0 | 0 | 0 | 0 | 0 | 0 | 0 | 0 | 0 | 0 | 0 | 0 | 0
2016-08-11 20:00 | 0 | 0 | 0 | 0 | 215874.8816 | 760438.2829 | 711228 | 0 | 0 | 0 | 0 | 1873331.6038 | 3173598.5933 | 0 | 0 | 0 | 0 | 0 | 0 | 0 | 0 | 0 | 0 | 0 | 0 | 0 | 0 | 0 | 0 | 0 | 149395.5553 | 115689.6092 | 0 | 0 | 0 | 0 | 0 | 0 | 0 | 0 | 0 | 0 | 0 | 0 | 0 | 0 | 0 | 0
2016-08-11 21:00 | 0 | 0 | 0 | 0 | 95856.9599 | 747033.2691 | 712067 | 0 | 0 | 0 | 0 | 2119844.442 | 3057908.9841 | 0 | 0 | 0 | 0 | 0 | 0 | 0 | 0 | 0 | 0 | 0 | 0 | 0 | 0 | 0 | 0 | 0 | 246512.8382 | -115689.6092 | 0 | 0 | 0 | 0 | 0 | 0 | 0 | 0 | 0 | 0 | 0 | 0 | 0 | 0 | 0 | 0
2016-08-11 22:00 | 0 | 0 | 0 | 0 | 194994.0319 | 710602.1722 | 705532 | 0 | 0 | 0 | 0 | 2204219.0369 | 3173598.5933 | 0 | 0 | 0 | 0 | 0 | 0 | 0 | 0 | 0 | 0 | 0 | 0 | 0 | 0 | 0 | 0 | 0 | 84374.5949 | 115689.6092 | 0 | 0 | 0 | 0 | 0 | 0 | 0 | 0 | 0 | 0 | 0 | 0 | 0 | 0 | 0 | 0
2016-08-11 23:00 | 0 | 0 | 0 | 0 | 188974.9529 | 614290.6209 | 693311 | 0 | 0 | 0 | 0 | 2429863.2199 | 3057908.9841 | 0 | 0 | 0 | 0 | 0 | 0 | 0 | 0 | 0 | 0 | 0 | 0 | 0 | 0 | 0 | 0 | 0 | 225644.183 | -115689.6092 | 0 | 0 | 0 | 0 | 0 | 0 | 0 | 0 | 0 | 0 | 0 | 0 | 0 | 0 | 0 | 0
2016-08-12 | 0 | 0 | 0 | 0 | 223290.9007 | 466230.6264 | 679786 | 0 | 0 | 0 | 0 | 2555288.3562 | 2942219.3749 | 0 | 0 | 0 | 0 | 0 | 0 | 0 | 0 | 0 | 0 | 0 | 0 | 0 | 0 | 0 | 0 | 0 | 125425.1363 | -115689.6092 | 0 | 0 | 0 | 0 | 0 | 0 | 0 | 0 | 0 | 0 | 0 | 0 | 0 | 0 | 0 | 0
2016-08-12 01:00 | 0 | 0 | 0 | 0 | 314266.1551 | 212358.2987 | 661145 | 0 | 0 | 0 | 0 | 2308775.518 | 3023417.9516 | 0 | 0 | 0 | 0 | 0 | 0 | 0 | 30793.7153 | 0 | 0 | 0 | 0 | 0 | 0 | 0 | 0 | 0 | -246512.8382 | 81198.5767 | 0 | 0 | 0 | 0 | 0 | 0 | 0 | 0 | 0 | 30793.7153 | 0 | 0 | 0 | 0 | 0 | 0
2016-08-12 02:00 | 0 | 0 | 0 | 0 | 354511.9046 | 2888.4333 | 627372 | 0 | 0 | 0 | 0 | 2185287.1805 | 2907728.3424 | 0 | 0 | 0 | 0 | 0 | 0 | 0 | 0 | 0 | 0 | 0 | 0 | 0 | 0 | 0 | 0 | 0 | -123488.3375 | -115689.6092 | 0 | 0 | 0 | 0 | 0 | 0 | 0 | 0 | 0 | -30793.7153 | 0 | 0 | 0 | 0 | 0 | 0
2016-08-12 03:00 | 0 | 0 | 0 | 0 | 225626.5525 | 0 | 587829 | 0 | 0 | 0 | 0 | 1938774.3423 | 2792038.7331 | 0 | 0 | 0 | 0 | 0 | 0 | 0 | 0 | 0 | 0 | 0 | 0 | 0 | 0 | 0 | 0 | 0 | -246512.8382 | -115689.6092 | 0 | 0 | 0 | 0 | 0 | 0 | 0 | 0 | 0 | 0 | 0 | 0 | 0 | 0 | 0 | 0
2016-08-12 04:00 | 0 | 0 | 0 | 0 | 307342.9213 | 0 | 552138 | 0 | 0 | 0 | 0 | 1809668.8727 | 2676349.1239 | 0 | 0 | 0 | 0 | 0 | 0 | 0 | 0 | 0 | 0 | 0 | 0 | 0 | 0 | 0 | 0 | 0 | -129105.4695 | -115689.6092 | 0 | 0 | 0 | 0 | 0 | 0 | 0 | 0 | 0 | 0 | 0 | 0 | 0 | 0 | 0 | 0
2016-08-12 05:00 | 0 | 0 | 0 | 0 | 285157.9681 | 0 | 518806 | 0 | 0 | 0 | 0 | 1691710.4501 | 2560659.5147 | 0 | 0 | 0 | 0 | 0 | 0 | 0 | 0 | 0 | 0 | 0 | 0 | 0 | 0 | 0 | 0 | 0 | -117958.4226 | -115689.6092 | 0 | 0 | 0 | 0 | 0 | 0 | 0 | 0 | 0 | 0 | 0 | 0 | 0 | 0 | 0 | 0
2016-08-12 06:00 | 0 | 0 | 0 | 0 | 270299.7984 | 0 | 491927 | 0 | 0 | 0 | 0 | 1445197.6119 | 2585545.1513 | 0 | 0 | 0 | 0 | 0 | 0 | 0 | 0 | 0 | 0 | 0 | 0 | 0 | 0 | 0 | 0 | 0 | -246512.8382 | 24885.6366 | 0 | 0 | 0 | 0 | 0 | 0 | 0 | 0 | 0 | 0 | 0 | 0 | 0 | 0 | 0 | 0
2016-08-12 07:00 | 0 | 0 | 0 | 0 | 110605.5525 | 0 | 472808 | 0 | 0 | 0 | 0 | 1198684.7736 | 2469855.542 | 0 | 0 | 0 | 0 | 0 | 0 | 0 | 0 | 0 | 0 | 0 | 0 | 0 | 0 | 0 | 0 | 0 | -246512.8382 | -115689.6092 | 0 | 0 | 0 | 0 | 0 | 0 | 0 | 0 | 0 | 0 | 0 | 0 | 0 | 0 | 0 | 0
2016-08-12 08:00 | 0 | 0 | 0 | 0 | 273231.1582 | 0 | 463193 | 0 | 0 | 0 | 0 | 1124412.5411 | 2354165.9328 | 0 | 0 | 0 | 0 | 0 | 0 | 0 | 0 | 0 | 0 | 0 | 0 | 0 | 0 | 0 | 0 | 0 | -74272.2325 | -115689.6092 | 0 | 0 | 0 | 0 | 0 | 0 | 0 | 0 | 0 | 0 | 0 | 0 | 0 | 0 | 0 | 0
2016-08-12 09:00 | 0 | 0 | 0 | 0 | 275055.6577 | 0 | 466210 | 0 | 0 | 0 | 0 | 1048947.808 | 2238476.3236 | 0 | 0 | 0 | 0 | 0 | 0 | 0 | 0 | 0 | 0 | 0 | 0 | 0 | 0 | 0 | 0 | 0 | -75464.7331 | -115689.6092 | 0 | 0 | 0 | 0 | 0 | 0 | 0 | 0 | 0 | 0 | 0 | 0 | 0 | 0 | 0 | 0
2016-08-12 10:00 | 0 | 0 | 0 | 0 | 285834.3843 | 0 | 482275 | 0 | 0 | 0 | 0 | 802434.9698 | 2282763.1429 | 0 | 0 | 0 | 0 | 0 | 0 | 0 | 5785.4032 | 0 | 0 | 0 | 0 | 0 | 0 | 0 | 0 | 0 | -246512.8382 | 44286.8194 | 0 | 0 | 0 | 0 | 0 | 0 | 0 | 0 | 0 | 5785.4032 | 0 | 0 | 0 | 0 | 0 | 0
2016-08-12 11:00 | 0 | 0 | 0 | 0 | 170489.2679 | 0 | 501898 | 0 | 0 | 0 | 0 | 555922.1315 | 2167073.5337 | 0 | 0 | 0 | 0 | 0 | 0 | 0 | 36579.1185 | 0 | 0 | 0 | 0 | 0 | 0 | 0 | 0 | 0 | -246512.8382 | -115689.6092 | 0 | 0 | 0 | 0 | 0 | 0 | 0 | 0 | 0 | 30793.7153 | 0 | 0 | 0 | 0 | 0 | 0
2016-08-12 12:00 | 0 | 0 | 0 | 0 | 215965.1734 | 30380.4243 | 523776 | 0 | 0 | 0 | 0 | 424975.0538 | 2051383.9245 | 0 | 0 | 0 | 0 | 0 | 0 | 0 | 5785.4032 | 0 | 0 | 0 | 0 | 0 | 0 | 0 | 0 | 0 | -130947.0778 | -115689.6092 | 0 | 0 | 0 | 0 | 0 | 0 | 0 | 0 | 0 | -30793.7153 | 0 | 0 | 0 | 0 | 0 | 0
2016-08-12 13:00 | 0 | 0 | 0 | 0 | 0 | 398179.3962 | 552524 | 0 | 0 | 0 | 0 | 392105.4623 | 1935694.3152 | 0 | 0 | 0 | 0 | 0 | 0 | 0 | 0 | 0 | 0 | 0 | 0 | 0 | 0 | 0 | 0 | 0 | -32869.5914 | -115689.6092 | 0 | 0 | 0 | 0 | 0 | 0 | 0 | 0 | 0 | -5785.4032 | 0 | 0 | 0 | 0 | 0 | 0
2016-08-12 14:00 | 0 | 0 | 0 | 0 | 245353.135 | 621859.059 | 585241 | 0 | 0 | 0 | 0 | 558387.0471 | 2051383.9245 | 0 | 0 | 0 | 0 | 0 | 0 | 0 | 0 | 0 | 0 | 0 | 0 | 0 | 0 | 0 | 0 | 0 | 166281.5848 | 115689.6092 | 0 | 0 | 0 | 0 | 0 | 0 | 0 | 0 | 0 | 0 | 0 | 0 | 0 | 0 | 0 | 0
2016-08-12 15:00 | 0 | 0 | 0 | 0 | 208870.9056 | 771433.5418 | 618102 | 0 | 0 | 0 | 0 | 804899.8853 | 2167073.5337 | 0 | 0 | 0 | 0 | 0 | 0 | 0 | 0 | 0 | 0 | 0 | 0 | 0 | 0 | 0 | 0 | 0 | 246512.8382 | 115689.6092 | 0 | 0 | 0 | 0 | 0 | 0 | 0 | 0 | 0 | 0 | 0 | 0 | 0 | 0 | 0 | 0
2016-08-12 16:00 | 0 | 0 | 0 | 0 | 175335.6123 | 831926.8351 | 645060 | 0 | 0 | 0 | 0 | 1051412.7236 | 2282763.1429 | 0 | 0 | 0 | 0 | 0 | 0 | 0 | 0 | 0 | 0 | 0 | 0 | 0 | 0 | 0 | 0 | 0 | 246512.8382 | 115689.6092 | 0 | 0 | 0 | 0 | 0 | 0 | 0 | 0 | 0 | 0 | 0 | 0 | 0 | 0 | 0 | 0
2016-08-12 17:00 | 0 | 0 | 0 | 0 | 189042.3115 | 840345.136 | 667185 | 0 | 0 | 0 | 0 | 1297925.5618 | 2398452.7522 | 0 | 0 | 0 | 0 | 0 | 0 | 0 | 0 | 0 | 0 | 0 | 0 | 0 | 0 | 0 | 0 | 0 | 246512.8382 | 115689.6092 | 0 | 0 | 0 | 0 | 0 | 0 | 0 | 0 | 0 | 0 | 0 | 0 | 0 | 0 | 0 | 0
2016-08-12 18:00 | 0 | 0 | 0 | 0 | 215637.8706 | 829694.5768 | 683130 | 0 | 0 | 0 | 0 | 1544438.4001 | 2514142.3614 | 0 | 0 | 0 | 0 | 0 | 0 | 0 | 0 | 0 | 0 | 0 | 0 | 0 | 0 | 0 | 0 | 0 | 246512.8382 | 115689.6092 | 0 | 0 | 0 | 0 | 0 | 0 | 0 | 0 | 0 | 0 | 0 | 0 | 0 | 0 | 0 | 0
2016-08-12 19:00 | 0 | 0 | 0 | 0 | 224733.0404 | 816238.6689 | 691605 | 0 | 0 | 0 | 0 | 1790951.2383 | 2616996.2324 | 0 | 0 | 0 | 0 | 0 | 0 | 0 | 0 | 0 | 0 | 0 | 0 | 0 | 0 | 0 | 0 | 0 | 246512.8382 | 102853.871 | 0 | 0 | 0 | 0 | 0 | 0 | 0 | 0 | 0 | 0 | 0 | 0 | 0 | 0 | 0 | 0
2016-08-12 20:00 | 0 | 0 | 0 | 0 | 0 | 808003.3929 | 693676 | 0 | 0 | 0 | 0 | 2020968.2404 | 2501306.6232 | 0 | 0 | 0 | 0 | 0 | 0 | 0 | 0 | 0 | 0 | 0 | 0 | 0 | 0 | 0 | 0 | 0 | 230017.0021 | -115689.6092 | 0 | 0 | 0 | 0 | 0 | 0 | 0 | 0 | 0 | 0 | 0 | 0 | 0 | 0 | 0 | 0
2016-08-12 21:00 | 0 | 0 | 0 | 0 | 209057.6985 | 791277.6412 | 691677 | 0 | 0 | 0 | 0 | 2213936.9709 | 2616996.2324 | 0 | 0 | 0 | 0 | 0 | 0 | 0 | 0 | 0 | 0 | 0 | 0 | 0 | 0 | 0 | 0 | 0 | 192968.7304 | 115689.6092 | 0 | 0 | 0 | 0 | 0 | 0 | 0 | 0 | 0 | 0 | 0 | 0 | 0 | 0 | 0 | 0
2016-08-12 22:00 | 0 | 0 | 0 | 0 | 201047.0654 | 753103.1633 | 681134 | 0 | 0 | 0 | 0 | 2460449.8091 | 2643499.6229 | 0 | 0 | 0 | 0 | 0 | 0 | 0 | 0 | 0 | 0 | 0 | 0 | 0 | 0 | 0 | 0 | 0 | 246512.8382 | 26503.3905 | 0 | 0 | 0 | 0 | 0 | 0 | 0 | 0 | 0 | 0 | 0 | 0 | 0 | 0 | 0 | 0
2016-08-12 23:00 | 0 | 0 | 0 | 0 | 190391.1059 | 649807.7253 | 662811 | 0 | 0 | 0 | 0 | 2491354.3158 | 2759189.2321 | 0 | 0 | 0 | 0 | 0 | 0 | 0 | 30793.7153 | 0 | 0 | 0 | 0 | 0 | 0 | 0 | 0 | 0 | 30904.5067 | 115689.6092 | 0 | 0 | 0 | 0 | 0 | 0 | 0 | 0 | 0 | 30793.7153 | 0 | 0 | 0 | 0 | 0 | 0
2016-08-13 | 0 | 0 | 0 | 0 | 0 | 488759.8416 | 647312 | 0 | 0 | 0 | 0 | 2479285.4819 | 2643499.6229 | 0 | 0 | 0 | 0 | 0 | 0 | 0 | 0 | 0 | 0 | 0 | 0 | 0 | 0 | 0 | 0 | 0 | -12068.8339 | -115689.6092 | 0 | 0 | 0 | 0 | 0 | 0 | 0 | 0 | 0 | -30793.7153 | 0 | 0 | 0 | 0 | 0 | 0
2016-08-13 01:00 | 0 | 0 | 0 | 0 | 263400.7299 | 185339.5839 | 628394 | 0 | 0 | 0 | 0 | 2415321.405 | 2527810.0136 | 0 | 0 | 0 | 0 | 0 | 0 | 0 | 0 | 0 | 0 | 0 | 0 | 0 | 0 | 0 | 0 | 0 | -63964.0769 | -115689.6092 | 0 | 0 | 0 | 0 | 0 | 0 | 0 | 0 | 0 | 0 | 0 | 0 | 0 | 0 | 0 | 0
2016-08-13 02:00 | 0 | 0 | 0 | 0 | 288780.6133 | 2491.7242 | 598858 | 0 | 0 | 0 | 0 | 2168808.5668 | 2466737.1894 | 0 | 0 | 0 | 0 | 0 | 0 | 0 | 0 | 0 | 0 | 0 | 0 | 0 | 0 | 0 | 0 | 0 | -246512.8382 | -61072.8243 | 0 | 0 | 0 | 0 | 0 | 0 | 0 | 0 | 0 | 0 | 0 | 0 | 0 | 0 | 0 | 0
2016-08-13 03:00 | 0 | 0 | 0 | 0 | 293040.1493 | 0 | 564410 | 0 | 0 | 0 | 0 | 1922295.7285 | 2441880.1769 | 0 | 0 | 0 | 0 | 0 | 0 | 0 | 0 | 0 | 0 | 0 | 0 | 0 | 0 | 0 | 0 | 0 | -246512.8382 | -24857.0125 | 0 | 0 | 0 | 0 | 0 | 0 | 0 | 0 | 0 | 0 | 0 | 0 | 0 | 0 | 0 | 0
2016-08-13 04:00 | 0 | 0 | 0 | 0 | 289882.8584 | 0 | 530967 | 0 | 0 | 0 | 0 | 1796901.1962 | 2326190.5676 | 0 | 0 | 0 | 0 | 0 | 0 | 0 | 0 | 0 | 0 | 0 | 0 | 0 | 0 | 0 | 0 | 0 | -125394.5324 | -115689.6092 | 0 | 0 | 0 | 0 | 0 | 0 | 0 | 0 | 0 | 0 | 0 | 0 | 0 | 0 | 0 | 0
2016-08-13 05:00 | 0 | 0 | 0 | 0 | 280630.3325 | 0 | 500597 | 0 | 0 | 0 | 0 | 1692624.1379 | 2210500.9584 | 0 | 0 | 0 | 0 | 0 | 0 | 0 | 0 | 0 | 0 | 0 | 0 | 0 | 0 | 0 | 0 | 0 | -104277.0583 | -115689.6092 | 0 | 0 | 0 | 0 | 0 | 0 | 0 | 0 | 0 | 0 | 0 | 0 | 0 | 0 | 0 | 0
2016-08-13 06:00 | 0 | 0 | 0 | 0 | 271993.9348 | 0 | 474944 | 0 | 0 | 0 | 0 | 1446111.2996 | 2254063.7314 | 0 | 0 | 0 | 0 | 0 | 0 | 0 | 0 | 0 | 0 | 0 | 0 | 0 | 0 | 0 | 0 | 0 | -246512.8382 | 43562.773 | 0 | 0 | 0 | 0 | 0 | 0 | 0 | 0 | 0 | 0 | 0 | 0 | 0 | 0 | 0 | 0
2016-08-13 07:00 | 0 | 0 | 0 | 0 | 267605.8087 | 0 | 456605 | 0 | 0 | 0 | 0 | 1199598.4614 | 2311577.3784 | 0 | 0 | 0 | 0 | 0 | 0 | 0 | 0 | 0 | 0 | 0 | 0 | 0 | 0 | 0 | 0 | 0 | -246512.8382 | 57513.6469 | 0 | 0 | 0 | 0 | 0 | 0 | 0 | 0 | 0 | 0 | 0 | 0 | 0 | 0 | 0 | 0
2016-08-13 08:00 | 0 | 0 | 0 | 0 | 82415.5525 | 0 | 444618 | 0 | 0 | 0 | 0 | 953085.6231 | 2195887.7691 | 0 | 0 | 0 | 0 | 0 | 0 | 0 | 0 | 0 | 0 | 0 | 0 | 0 | 0 | 0 | 0 | 0 | -246512.8382 | -115689.6092 | 0 | 0 | 0 | 0 | 0 | 0 | 0 | 0 | 0 | 0 | 0 | 0 | 0 | 0 | 0 | 0
2016-08-13 09:00 | 0 | 0 | 0 | 0 | 279183.0829 | 0 | 439691 | 0 | 0 | 0 | 0 | 908267.3153 | 2080198.1599 | 0 | 0 | 0 | 0 | 0 | 0 | 0 | 0 | 0 | 0 | 0 | 0 | 0 | 0 | 0 | 0 | 0 | -44818.3079 | -115689.6092 | 0 | 0 | 0 | 0 | 0 | 0 | 0 | 0 | 0 | 0 | 0 | 0 | 0 | 0 | 0 | 0
2016-08-13 10:00 | 0 | 0 | 0 | 0 | 292475.0397 | 0 | 440900 | 0 | 0 | 0 | 0 | 875531.9642 | 1964508.5507 | 0 | 0 | 0 | 0 | 0 | 0 | 0 | 0 | 0 | 0 | 0 | 0 | 0 | 0 | 0 | 0 | 0 | -32735.3511 | -115689.6092 | 0 | 0 | 0 | 0 | 0 | 0 | 0 | 0 | 0 | 0 | 0 | 0 | 0 | 0 | 0 | 0
2016-08-13 11:00 | 0 | 0 | 0 | 0 | 300717.7349 | 0 | 448811 | 0 | 0 | 0 | 0 | 629019.1259 | 2057142.7207 | 0 | 0 | 0 | 0 | 0 | 0 | 0 | 5785.4032 | 0 | 0 | 0 | 0 | 0 | 0 | 0 | 0 | 0 | -246512.8382 | 92634.17 | 0 | 0 | 0 | 0 | 0 | 0 | 0 | 0 | 0 | 5785.4032 | 0 | 0 | 0 | 0 | 0 | 0
2016-08-13 12:00 | 0 | 0 | 0 | 0 | 175952.0416 | 23374.2311 | 469762 | 0 | 0 | 0 | 0 | 443479.2926 | 1941453.1114 | 0 | 0 | 0 | 0 | 0 | 0 | 0 | 36579.1185 | 0 | 0 | 0 | 0 | 0 | 0 | 0 | 0 | 0 | -185539.8333 | -115689.6092 | 0 | 0 | 0 | 0 | 0 | 0 | 0 | 0 | 0 | 30793.7153 | 0 | 0 | 0 | 0 | 0 | 0
2016-08-13 13:00 | 0 | 0 | 0 | 0 | 0 | 319366.1405 | 498958 | 0 | 0 | 0 | 0 | 410370.7577 | 1825763.5022 | 0 | 0 | 0 | 0 | 0 | 0 | 0 | 5785.4032 | 0 | 0 | 0 | 0 | 0 | 0 | 0 | 0 | 0 | -33108.5349 | -115689.6092 | 0 | 0 | 0 | 0 | 0 | 0 | 0 | 0 | 0 | -30793.7153 | 0 | 0 | 0 | 0 | 0 | 0
2016-08-13 14:00 | 0 | 0 | 0 | 0 | 0 | 586689.65 | 531719 | 0 | 0 | 0 | 0 | 586816.4201 | 1710073.893 | 0 | 0 | 0 | 0 | 0 | 0 | 0 | 0 | 0 | 0 | 0 | 0 | 0 | 0 | 0 | 0 | 0 | 176445.6624 | -115689.6092 | 0 | 0 | 0 | 0 | 0 | 0 | 0 | 0 | 0 | -5785.4032 | 0 | 0 | 0 | 0 | 0 | 0
2016-08-13 15:00 | 0 | 0 | 0 | 0 | 202794.4147 | 714814.2538 | 563517 | 0 | 0 | 0 | 0 | 833329.2583 | 1817652.7232 | 0 | 0 | 0 | 0 | 0 | 0 | 0 | 0 | 0 | 0 | 0 | 0 | 0 | 0 | 0 | 0 | 0 | 246512.8382 | 107578.8302 | 0 | 0 | 0 | 0 | 0 | 0 | 0 | 0 | 0 | 0 | 0 | 0 | 0 | 0 | 0 | 0
2016-08-13 16:00 | 0 | 0 | 0 | 0 | 167107.9668 | 785671.4806 | 590577 | 0 | 0 | 0 | 0 | 1079842.0965 | 1933342.3324 | 0 | 0 | 0 | 0 | 0 | 0 | 0 | 0 | 0 | 0 | 0 | 0 | 0 | 0 | 0 | 0 | 0 | 246512.8382 | 115689.6092 | 0 | 0 | 0 | 0 | 0 | 0 | 0 | 0 | 0 | 0 | 0 | 0 | 0 | 0 | 0 | 0
2016-08-13 17:00 | 0 | 0 | 0 | 0 | 0 | 793159.7669 | 610030 | 0 | 0 | 0 | 0 | 1147282.2542 | 2049031.9416 | 0 | 0 | 0 | 0 | 0 | 0 | 0 | 0 | 0 | 0 | 0 | 0 | 0 | 0 | 0 | 0 | 0 | 67440.1577 | 115689.6092 | 0 | 0 | 0 | 0 | 0 | 0 | 0 | 0 | 0 | 0 | 0 | 0 | 0 | 0 | 0 | 0
2016-08-13 18:00 | 0 | 0 | 0 | 0 | 200098.085 | 783577.2719 | 625920 | 0 | 0 | 0 | 0 | 1393795.0924 | 2160274.4603 | 0 | 0 | 0 | 0 | 0 | 0 | 0 | 0 | 0 | 0 | 0 | 0 | 0 | 0 | 0 | 0 | 0 | 246512.8382 | 111242.5187 | 0 | 0 | 0 | 0 | 0 | 0 | 0 | 0 | 0 | 0 | 0 | 0 | 0 | 0 | 0 | 0
2016-08-13 19:00 | 0 | 0 | 0 | 0 | 197668.7536 | 773926.797 | 637776 | 0 | 0 | 0 | 0 | 1640307.9307 | 2247581.1727 | 0 | 0 | 0 | 0 | 0 | 0 | 0 | 0 | 0 | 0 | 0 | 0 | 0 | 0 | 0 | 0 | 0 | 246512.8382 | 87306.7123 | 0 | 0 | 0 | 0 | 0 | 0 | 0 | 0 | 0 | 0 | 0 | 0 | 0 | 0 | 0 | 0
2016-08-13 20:00 | 0 | 0 | 0 | 0 | 0 | 770935.8392 | 645466 | 0 | 0 | 0 | 0 | 1650088.1606 | 2363270.7819 | 0 | 0 | 0 | 0 | 0 | 0 | 0 | 0 | 0 | 0 | 0 | 0 | 0 | 0 | 0 | 0 | 0 | 9780.23 | 115689.6092 | 0 | 0 | 0 | 0 | 0 | 0 | 0 | 0 | 0 | 0 | 0 | 0 | 0 | 0 | 0 | 0
2016-08-13 21:00 | 0 | 0 | 0 | 0 | 195730.9978 | 760323.4806 | 647940 | 0 | 0 | 0 | 0 | 1842513.0299 | 2478960.3911 | 0 | 0 | 0 | 0 | 0 | 0 | 0 | 0 | 0 | 0 | 0 | 0 | 0 | 0 | 0 | 0 | 0 | 192424.8692 | 115689.6092 | 0 | 0 | 0 | 0 | 0 | 0 | 0 | 0 | 0 | 0 | 0 | 0 | 0 | 0 | 0 | 0
2016-08-13 22:00 | 0 | 0 | 0 | 0 | 196368.0549 | 724999.6796 | 643110 | 0 | 0 | 0 | 0 | 2089025.8681 | 2510705.2874 | 0 | 0 | 0 | 0 | 0 | 0 | 0 | 0 | 0 | 0 | 0 | 0 | 0 | 0 | 0 | 0 | 0 | 246512.8382 | 31744.8963 | 0 | 0 | 0 | 0 | 0 | 0 | 0 | 0 | 0 | 0 | 0 | 0 | 0 | 0 | 0 | 0
2016-08-13 23:00 | 0 | 0 | 0 | 0 | 194397.2983 | 631594.0958 | 628592 | 0 | 0 | 0 | 0 | 2335538.7063 | 2461591.8432 | 0 | 0 | 0 | 0 | 0 | 0 | 0 | 0 | 0 | 0 | 0 | 0 | 0 | 0 | 0 | 0 | 0 | 246512.8382 | -49113.4442 | 0 | 0 | 0 | 0 | 0 | 0 | 0 | 0 | 0 | 0 | 0 | 0 | 0 | 0 | 0 | 0
2016-08-14 | 0 | 0 | 0 | 0 | 0 | 473510.8827 | 615613 | 0 | 0 | 0 | 0 | 2309126.1983 | 2345902.2339 | 0 | 0 | 0 | 0 | 0 | 0 | 0 | 0 | 0 | 0 | 0 | 0 | 0 | 0 | 0 | 0 | 0 | -26412.5081 | -115689.6092 | 0 | 0 | 0 | 0 | 0 | 0 | 0 | 0 | 0 | 0 | 0 | 0 | 0 | 0 | 0 | 0
2016-08-14 01:00 | 0 | 0 | 0 | 0 | 309251.4547 | 183506.0844 | 598889 | 0 | 0 | 0 | 0 | 2318684.3466 | 2230212.6247 | 0 | 0 | 0 | 0 | 0 | 0 | 0 | 0 | 0 | 0 | 0 | 0 | 0 | 0 | 0 | 0 | 0 | 9558.1484 | -115689.6092 | 0 | 0 | 0 | 0 | 0 | 0 | 0 | 0 | 0 | 0 | 0 | 0 | 0 | 0 | 0 | 0
2016-08-14 02:00 | 0 | 0 | 0 | 0 | 332490.7154 | 2022.9327 | 570370 | 0 | 0 | 0 | 0 | 2072171.5084 | 2240869.111 | 0 | 0 | 0 | 0 | 0 | 0 | 0 | 0 | 0 | 0 | 0 | 0 | 0 | 0 | 0 | 0 | 0 | -246512.8382 | 10656.4863 | 0 | 0 | 0 | 0 | 0 | 0 | 0 | 0 | 0 | 0 | 0 | 0 | 0 | 0 | 0 | 0
2016-08-14 03:00 | 0 | 0 | 0 | 0 | 319731.6885 | 0 | 539040 | 0 | 0 | 0 | 0 | 1825658.6702 | 2268073.6377 | 0 | 0 | 0 | 0 | 0 | 0 | 0 | 0 | 0 | 0 | 0 | 0 | 0 | 0 | 0 | 0 | 0 | -246512.8382 | 27204.5267 | 0 | 0 | 0 | 0 | 0 | 0 | 0 | 0 | 0 | 0 | 0 | 0 | 0 | 0 | 0 | 0
2016-08-14 04:00 | 0 | 0 | 0 | 0 | 292328.0985 | 0 | 506573 | 0 | 0 | 0 | 0 | 1727103.3779 | 2152384.0284 | 0 | 0 | 0 | 0 | 0 | 0 | 0 | 0 | 0 | 0 | 0 | 0 | 0 | 0 | 0 | 0 | 0 | -98555.2923 | -115689.6092 | 0 | 0 | 0 | 0 | 0 | 0 | 0 | 0 | 0 | 0 | 0 | 0 | 0 | 0 | 0 | 0
2016-08-14 05:00 | 0 | 0 | 0 | 0 | 262307.1966 | 0 | 479368 | 0 | 0 | 0 | 0 | 1625732.1837 | 2036694.4192 | 0 | 0 | 0 | 0 | 0 | 0 | 0 | 0 | 0 | 0 | 0 | 0 | 0 | 0 | 0 | 0 | 0 | -101371.1942 | -115689.6092 | 0 | 0 | 0 | 0 | 0 | 0 | 0 | 0 | 0 | 0 | 0 | 0 | 0 | 0 | 0 | 0
2016-08-14 06:00 | 0 | 0 | 0 | 0 | 243661.1116 | 0 | 454836 | 0 | 0 | 0 | 0 | 1379219.3455 | 2072032.369 | 0 | 0 | 0 | 0 | 0 | 0 | 0 | 0 | 0 | 0 | 0 | 0 | 0 | 0 | 0 | 0 | 0 | -246512.8382 | 35337.9498 | 0 | 0 | 0 | 0 | 0 | 0 | 0 | 0 | 0 | 0 | 0 | 0 | 0 | 0 | 0 | 0
2016-08-14 07:00 | 0 | 0 | 0 | 0 | 237769.5396 | 0 | 436168 | 0 | 0 | 0 | 0 | 1132706.5072 | 2120146.7469 | 0 | 0 | 0 | 0 | 0 | 0 | 0 | 0 | 0 | 0 | 0 | 0 | 0 | 0 | 0 | 0 | 0 | -246512.8382 | 48114.3778 | 0 | 0 | 0 | 0 | 0 | 0 | 0 | 0 | 0 | 0 | 0 | 0 | 0 | 0 | 0 | 0
2016-08-14 08:00 | 0 | 0 | 0 | 0 | 60885.5525 | 0 | 423088 | 0 | 0 | 0 | 0 | 886193.669 | 2004457.1376 | 0 | 0 | 0 | 0 | 0 | 0 | 0 | 0 | 0 | 0 | 0 | 0 | 0 | 0 | 0 | 0 | 0 | -246512.8382 | -115689.6092 | 0 | 0 | 0 | 0 | 0 | 0 | 0 | 0 | 0 | 0 | 0 | 0 | 0 | 0 | 0 | 0
2016-08-14 09:00 | 0 | 0 | 0 | 0 | 246914.5685 | 0 | 416755 | 0 | 0 | 0 | 0 | 832042.8467 | 1888767.5284 | 0 | 0 | 0 | 0 | 0 | 0 | 0 | 0 | 0 | 0 | 0 | 0 | 0 | 0 | 0 | 0 | 0 | -54150.8223 | -115689.6092 | 0 | 0 | 0 | 0 | 0 | 0 | 0 | 0 | 0 | 0 | 0 | 0 | 0 | 0 | 0 | 0
2016-08-14 10:00 | 0 | 0 | 0 | 0 | 250481.4955 | 0 | 413239 | 0 | 0 | 0 | 0 | 784974.9514 | 1773077.9192 | 0 | 0 | 0 | 0 | 0 | 0 | 0 | 0 | 0 | 0 | 0 | 0 | 0 | 0 | 0 | 0 | 0 | -47067.8952 | -115689.6092 | 0 | 0 | 0 | 0 | 0 | 0 | 0 | 0 | 0 | 0 | 0 | 0 | 0 | 0 | 0 | 0
2016-08-14 11:00 | 0 | 0 | 0 | 0 | 257919.6531 | 0 | 417707 | 0 | 0 | 0 | 0 | 538462.1132 | 1854018.0074 | 0 | 0 | 0 | 0 | 0 | 0 | 0 | 5785.4032 | 0 | 0 | 0 | 0 | 0 | 0 | 0 | 0 | 0 | -246512.8382 | 80940.0882 | 0 | 0 | 0 | 0 | 0 | 0 | 0 | 0 | 0 | 5785.4032 | 0 | 0 | 0 | 0 | 0 | 0
2016-08-14 12:00 | 0 | 0 | 0 | 0 | 92281.976 | 13990.2918 | 437681 | 0 | 0 | 0 | 0 | 291949.275 | 1738328.3981 | 0 | 0 | 0 | 0 | 0 | 0 | 0 | 36579.1185 | 0 | 0 | 0 | 0 | 0 | 0 | 0 | 0 | 0 | -246512.8382 | -115689.6092 | 0 | 0 | 0 | 0 | 0 | 0 | 0 | 0 | 0 | 30793.7153 | 0 | 0 | 0 | 0 | 0 | 0
2016-08-14 13:00 | 0 | 0 | 0 | 0 | 78313.8852 | 295564.4884 | 467631 | 0 | 0 | 0 | 0 | 344679.9731 | 1622638.7889 | 0 | 0 | 0 | 0 | 0 | 0 | 0 | 5785.4032 | 0 | 0 | 0 | 0 | 0 | 0 | 0 | 0 | 0 | 52730.6981 | -115689.6092 | 0 | 0 | 0 | 0 | 0 | 0 | 0 | 0 | 0 | -30793.7153 | 0 | 0 | 0 | 0 | 0 | 0
2016-08-14 14:00 | 0 | 0 | 0 | 0 | 98700.082 | 584827.1564 | 499596 | 0 | 0 | 0 | 0 | 382127.887 | 1738328.3981 | 0 | 0 | 0 | 0 | 0 | 0 | 0 | 36579.1185 | 0 | 0 | 0 | 0 | 0 | 0 | 0 | 0 | 0 | 37447.9139 | 115689.6092 | 0 | 0 | 0 | 0 | 0 | 0 | 0 | 0 | 0 | 30793.7153 | 0 | 0 | 0 | 0 | 0 | 0
2016-08-14 15:00 | 0 | 0 | 0 | 0 | 117810.7107 | 746531.546 | 530843 | 0 | 0 | 0 | 0 | 628640.7252 | 1825314.8166 | 0 | 0 | 0 | 0 | 0 | 0 | 0 | 36579.1185 | 0 | 0 | 0 | 0 | 0 | 0 | 0 | 0 | 0 | 246512.8382 | 86986.4184 | 0 | 0 | 0 | 0 | 0 | 0 | 0 | 0 | 0 | 0 | 0 | 0 | 0 | 0 | 0 | 0
2016-08-14 16:00 | 0 | 0 | 0 | 0 | 102393.579 | 818698.8685 | 558890 | 0 | 0 | 0 | 0 | 875153.5635 | 1941004.4258 | 0 | 0 | 0 | 0 | 0 | 0 | 0 | 36579.1185 | 0 | 0 | 0 | 0 | 0 | 0 | 0 | 0 | 0 | 246512.8382 | 115689.6092 | 0 | 0 | 0 | 0 | 0 | 0 | 0 | 0 | 0 | 0 | 0 | 0 | 0 | 0 | 0 | 0
2016-08-14 17:00 | 0 | 0 | 0 | 0 | 114096.4443 | 829067.0032 | 580961 | 0 | 0 | 0 | 0 | 1121666.4017 | 2056694.035 | 0 | 0 | 0 | 0 | 0 | 0 | 0 | 36579.1185 | 0 | 0 | 0 | 0 | 0 | 0 | 0 | 0 | 0 | 246512.8382 | 115689.6092 | 0 | 0 | 0 | 0 | 0 | 0 | 0 | 0 | 0 | 0 | 0 | 0 | 0 | 0 | 0 | 0
2016-08-14 18:00 | 0 | 0 | 0 | 0 | 0 | 820866.2642 | 597919 | 0 | 0 | 0 | 0 | 1228924.0567 | 2172383.6443 | 0 | 0 | 0 | 0 | 0 | 0 | 0 | 36579.1185 | 0 | 0 | 0 | 0 | 0 | 0 | 0 | 0 | 0 | 107257.655 | 115689.6092 | 0 | 0 | 0 | 0 | 0 | 0 | 0 | 0 | 0 | 0 | 0 | 0 | 0 | 0 | 0 | 0
2016-08-14 19:00 | 0 | 0 | 0 | 0 | 112879.8695 | 809935.7229 | 610934 | 0 | 0 | 0 | 0 | 1475436.8949 | 2237752.3985 | 0 | 0 | 0 | 0 | 0 | 0 | 0 | 36579.1185 | 0 | 0 | 0 | 0 | 0 | 0 | 0 | 0 | 0 | 246512.8382 | 65368.7542 | 0 | 0 | 0 | 0 | 0 | 0 | 0 | 0 | 0 | 0 | 0 | 0 | 0 | 0 | 0 | 0
2016-08-14 20:00 | 0 | 0 | 0 | 0 | 110873.258 | 806465.3915 | 620918 | 0 | 0 | 0 | 0 | 1656167.9353 | 2353442.0077 | 0 | 0 | 0 | 0 | 0 | 0 | 0 | 36579.1185 | 0 | 0 | 0 | 0 | 0 | 0 | 0 | 0 | 0 | 180731.0403 | 115689.6092 | 0 | 0 | 0 | 0 | 0 | 0 | 0 | 0 | 0 | 0 | 0 | 0 | 0 | 0 | 0 | 0
2016-08-14 21:00 | 0 | 0 | 0 | 0 | 0 | 797044.0707 | 627236 | 0 | 0 | 0 | 0 | 1902680.7735 | 2276737.2402 | 0 | 0 | 0 | 0 | 0 | 0 | 0 | 36579.1185 | 0 | 0 | 0 | 0 | 0 | 0 | 0 | 0 | 0 | 246512.8382 | -76704.7676 | 0 | 0 | 0 | 0 | 0 | 0 | 0 | 0 | 0 | 0 | 0 | 0 | 0 | 0 | 0 | 0
2016-08-14 22:00 | 0 | 0 | 0 | 0 | 131333.1501 | 767624.6763 | 625583 | 0 | 0 | 0 | 0 | 2066151.3939 | 2392426.8494 | 0 | 0 | 0 | 0 | 0 | 0 | 0 | 30793.7153 | 0 | 0 | 0 | 0 | 0 | 0 | 0 | 0 | 0 | 163470.6204 | 115689.6092 | 0 | 0 | 0 | 0 | 0 | 0 | 0 | 0 | 0 | -5785.4032 | 0 | 0 | 0 | 0 | 0 | 0
2016-08-14 23:00 | 0 | 0 | 0 | 0 | 0 | 671727.6896 | 616316 | 0 | 0 | 0 | 0 | 2268046.408 | 2276737.2402 | 0 | 0 | 0 | 0 | 0 | 0 | 0 | 0 | 0 | 0 | 0 | 0 | 0 | 0 | 0 | 0 | 0 | 201895.0142 | -115689.6092 | 0 | 0 | 0 | 0 | 0 | 0 | 0 | 0 | 0 | -30793.7153 | 0 | 0 | 0 | 0 | 0 | 0
2016-08-15 | 0 | 0 | 0 | 0 | 255532.0933 | 517065.6179 | 607623 | 0 | 0 | 0 | 0 | 2317331.51 | 2392426.8494 | 0 | 0 | 0 | 0 | 0 | 0 | 0 | 0 | 0 | 0 | 0 | 0 | 0 | 0 | 0 | 0 | 0 | 49285.102 | 115689.6092 | 0 | 0 | 0 | 0 | 0 | 0 | 0 | 0 | 0 | 0 | 0 | 0 | 0 | 0 | 0 | 0
2016-08-15 01:00 | 0 | 0 | 0 | 0 | 398715.8084 | 177188.3931 | 594043 | 0 | 0 | 0 | 0 | 2414882.3207 | 2276737.2402 | 0 | 0 | 0 | 0 | 0 | 0 | 0 | 0 | 0 | 0 | 0 | 0 | 0 | 0 | 0 | 0 | 0 | 97550.8107 | -115689.6092 | 0 | 0 | 0 | 0 | 0 | 0 | 0 | 0 | 0 | 0 | 0 | 0 | 0 | 0 | 0 | 0
2016-08-15 02:00 | 0 | 0 | 0 | 0 | 462887.3271 | 1965.6071 | 565864 | 0 | 0 | 0 | 0 | 2168369.4825 | 2392426.8494 | 0 | 0 | 0 | 0 | 0 | 0 | 0 | 29812.1633 | 0 | 0 | 0 | 0 | 0 | 0 | 0 | 0 | 0 | -246512.8382 | 115689.6092 | 0 | 0 | 0 | 0 | 0 | 0 | 0 | 0 | 0 | 29812.1633 | 0 | 0 | 0 | 0 | 0 | 0
2016-08-15 03:00 | 0 | 0 | 0 | 0 | 139788.3893 | 0 | 531803 | 0 | 0 | 0 | 0 | 1921856.6442 | 2276737.2402 | 0 | 0 | 0 | 0 | 0 | 0 | 0 | 0 | 0 | 0 | 0 | 0 | 0 | 0 | 0 | 0 | 0 | -246512.8382 | -115689.6092 | 0 | 0 | 0 | 0 | 0 | 0 | 0 | 0 | 0 | -29812.1633 | 0 | 0 | 0 | 0 | 0 | 0
2016-08-15 04:00 | 0 | 0 | 0 | 0 | 443595.9564 | 0 | 498640 | 0 | 0 | 0 | 0 | 1982502.2098 | 2161047.6309 | 0 | 0 | 0 | 0 | 0 | 0 | 0 | 0 | 0 | 0 | 0 | 0 | 0 | 0 | 0 | 0 | 0 | 60645.5656 | -115689.6092 | 0 | 0 | 0 | 0 | 0 | 0 | 0 | 0 | 0 | 0 | 0 | 0 | 0 | 0 | 0 | 0
2016-08-15 05:00 | 0 | 0 | 0 | 0 | 404297.5448 | 0 | 471763 | 0 | 0 | 0 | 0 | 1799347.1454 | 2276737.2402 | 0 | 0 | 0 | 0 | 0 | 0 | 0 | 0 | 0 | 0 | 0 | 0 | 0 | 0 | 0 | 0 | 0 | -183155.0644 | 115689.6092 | 0 | 0 | 0 | 0 | 0 | 0 | 0 | 0 | 0 | 0 | 0 | 0 | 0 | 0 | 0 | 0
2016-08-15 06:00 | 0 | 0 | 0 | 0 | 355472.6943 | 0 | 448691 | 0 | 0 | 0 | 0 | 1821818.449 | 2161047.6309 | 0 | 0 | 0 | 0 | 0 | 0 | 0 | 0 | 0 | 0 | 0 | 0 | 0 | 0 | 0 | 0 | 0 | 22471.3036 | -115689.6092 | 0 | 0 | 0 | 0 | 0 | 0 | 0 | 0 | 0 | 0 | 0 | 0 | 0 | 0 | 0 | 0
2016-08-15 07:00 | 0 | 0 | 0 | 0 | 311700.2889 | 0 | 433241 | 0 | 0 | 0 | 0 | 1815967.3471 | 2045358.0217 | 0 | 0 | 0 | 0 | 0 | 0 | 0 | 0 | 0 | 0 | 0 | 0 | 0 | 0 | 0 | 0 | 0 | -5851.1019 | -115689.6092 | 0 | 0 | 0 | 0 | 0 | 0 | 0 | 0 | 0 | 0 | 0 | 0 | 0 | 0 | 0 | 0
2016-08-15 08:00 | 0 | 0 | 0 | 0 | 286646.572 | 0 | 426487 | 0 | 0 | 0 | 0 | 1569454.5089 | 2152030.4319 | 0 | 0 | 0 | 0 | 0 | 0 | 0 | 0 | 0 | 0 | 0 | 0 | 0 | 0 | 0 | 0 | 0 | -246512.8382 | 106672.4102 | 0 | 0 | 0 | 0 | 0 | 0 | 0 | 0 | 0 | 0 | 0 | 0 | 0 | 0 | 0 | 0
2016-08-15 09:00 | 0 | 0 | 0 | 0 | 266361.3304 | 0 | 430827 | 0 | 0 | 0 | 0 | 1520678.4485 | 2036340.8227 | 0 | 0 | 0 | 0 | 0 | 0 | 0 | 0 | 0 | 0 | 0 | 0 | 0 | 0 | 0 | 0 | 0 | -48776.0603 | -115689.6092 | 0 | 0 | 0 | 0 | 0 | 0 | 0 | 0 | 0 | 0 | 0 | 0 | 0 | 0 | 0 | 0
2016-08-15 10:00 | 0 | 0 | 0 | 0 | 247551.2332 | 0 | 448712 | 0 | 0 | 0 | 0 | 1274165.6103 | 2075907.491 | 0 | 0 | 0 | 0 | 0 | 0 | 0 | 5785.4032 | 0 | 0 | 0 | 0 | 0 | 0 | 0 | 0 | 0 | -246512.8382 | 39566.6683 | 0 | 0 | 0 | 0 | 0 | 0 | 0 | 0 | 0 | 5785.4032 | 0 | 0 | 0 | 0 | 0 | 0
2016-08-15 11:00 | 0 | 0 | 0 | 0 | 238170.9085 | 0 | 470395 | 0 | 0 | 0 | 0 | 1027652.772 | 2059402.5224 | 0 | 0 | 0 | 0 | 0 | 0 | 0 | 36579.1185 | 0 | 0 | 0 | 0 | 0 | 0 | 0 | 0 | 0 | -246512.8382 | -16504.9686 | 0 | 0 | 0 | 0 | 0 | 0 | 0 | 0 | 0 | 30793.7153 | 0 | 0 | 0 | 0 | 0 | 0
2016-08-15 12:00 | 0 | 0 | 0 | 0 | 158787.2834 | 12970.9903 | 491924 | 0 | 0 | 0 | 0 | 781139.9338 | 1985749.6343 | 0 | 0 | 0 | 0 | 0 | 0 | 0 | 36579.1185 | 0 | 0 | 0 | 0 | 0 | 0 | 0 | 0 | 0 | -246512.8382 | -73652.8881 | 0 | 0 | 0 | 0 | 0 | 0 | 0 | 0 | 0 | 0 | 0 | 0 | 0 | 0 | 0 | 0
2016-08-15 13:00 | 0 | 0 | 0 | 0 | 66677.6931 | 324845.5548 | 518273 | 0 | 0 | 0 | 0 | 770079.791 | 1870060.0251 | 0 | 0 | 0 | 0 | 0 | 0 | 0 | 36579.1185 | 0 | 0 | 0 | 0 | 0 | 0 | 0 | 0 | 0 | -11060.1428 | -115689.6092 | 0 | 0 | 0 | 0 | 0 | 0 | 0 | 0 | 0 | 0 | 0 | 0 | 0 | 0 | 0 | 0
2016-08-15 14:00 | 0 | 0 | 0 | 0 | 0 | 622316.9944 | 549237 | 0 | 0 | 0 | 0 | 958849.3946 | 1754370.4158 | 0 | 0 | 0 | 0 | 0 | 0 | 0 | 36579.1185 | 0 | 0 | 0 | 0 | 0 | 0 | 0 | 0 | 0 | 188769.6036 | -115689.6092 | 0 | 0 | 0 | 0 | 0 | 0 | 0 | 0 | 0 | 0 | 0 | 0 | 0 | 0 | 0 | 0
2016-08-15 15:00 | 0 | 0 | 0 | 0 | 99499.845 | 758886.8624 | 578771 | 0 | 0 | 0 | 0 | 1122775.4928 | 1870060.0251 | 0 | 0 | 0 | 0 | 0 | 0 | 0 | 36579.1185 | 0 | 0 | 0 | 0 | 0 | 0 | 0 | 0 | 0 | 163926.0981 | 115689.6092 | 0 | 0 | 0 | 0 | 0 | 0 | 0 | 0 | 0 | 0 | 0 | 0 | 0 | 0 | 0 | 0
2016-08-15 16:00 | 0 | 0 | 0 | 0 | 0 | 830949.6318 | 603983 | 0 | 0 | 0 | 0 | 1234052.5153 | 1985749.6343 | 0 | 0 | 0 | 0 | 0 | 0 | 0 | 36579.1185 | 0 | 0 | 0 | 0 | 0 | 0 | 0 | 0 | 0 | 111277.0226 | 115689.6092 | 0 | 0 | 0 | 0 | 0 | 0 | 0 | 0 | 0 | 0 | 0 | 0 | 0 | 0 | 0 | 0
2016-08-15 17:00 | 0 | 0 | 0 | 0 | 92826.3704 | 835196.5424 | 625189 | 0 | 0 | 0 | 0 | 1421196.8188 | 2101439.2435 | 0 | 0 | 0 | 0 | 0 | 0 | 0 | 36579.1185 | 0 | 0 | 0 | 0 | 0 | 0 | 0 | 0 | 0 | 187144.3035 | 115689.6092 | 0 | 0 | 0 | 0 | 0 | 0 | 0 | 0 | 0 | 0 | 0 | 0 | 0 | 0 | 0 | 0
2016-08-15 18:00 | 0 | 0 | 0 | 0 | 91324.0085 | 828450.0756 | 639774 | 0 | 0 | 0 | 0 | 1585507.2937 | 2217128.8528 | 0 | 0 | 0 | 0 | 0 | 0 | 0 | 36579.1185 | 0 | 0 | 0 | 0 | 0 | 0 | 0 | 0 | 0 | 164310.4748 | 115689.6092 | 0 | 0 | 0 | 0 | 0 | 0 | 0 | 0 | 0 | 0 | 0 | 0 | 0 | 0 | 0 | 0
2016-08-15 19:00 | 0 | 0 | 0 | 0 | 87105.2036 | 819295.0741 | 650054 | 0 | 0 | 0 | 0 | 1726163.9621 | 2332818.462 | 0 | 0 | 0 | 0 | 0 | 0 | 0 | 36579.1185 | 0 | 0 | 0 | 0 | 0 | 0 | 0 | 0 | 0 | 140656.6684 | 115689.6092 | 0 | 0 | 0 | 0 | 0 | 0 | 0 | 0 | 0 | 0 | 0 | 0 | 0 | 0 | 0 | 0
2016-08-15 20:00 | 0 | 0 | 0 | 0 | 0 | 818422.911 | 657927 | 0 | 0 | 0 | 0 | 1972676.8003 | 2246801.5348 | 0 | 0 | 0 | 0 | 0 | 0 | 0 | 36579.1185 | 0 | 0 | 0 | 0 | 0 | 0 | 0 | 0 | 0 | 246512.8382 | -86016.9272 | 0 | 0 | 0 | 0 | 0 | 0 | 0 | 0 | 0 | 0 | 0 | 0 | 0 | 0 | 0 | 0
2016-08-15 21:00 | 0 | 0 | 0 | 0 | 80529.634 | 811357.2882 | 659978 | 0 | 0 | 0 | 0 | 2119689.8286 | 2362491.144 | 0 | 0 | 0 | 0 | 0 | 0 | 0 | 5785.4032 | 0 | 0 | 0 | 0 | 0 | 0 | 0 | 0 | 0 | 147013.0283 | 115689.6092 | 0 | 0 | 0 | 0 | 0 | 0 | 0 | 0 | 0 | -30793.7153 | 0 | 0 | 0 | 0 | 0 | 0
2016-08-15 22:00 | 0 | 0 | 0 | 0 | 82867.3027 | 772775.748 | 653805 | 0 | 0 | 0 | 0 | 2180829.9579 | 2478180.7533 | 0 | 0 | 0 | 0 | 0 | 0 | 0 | 30793.7153 | 0 | 0 | 0 | 0 | 0 | 0 | 0 | 0 | 0 | 61140.1293 | 115689.6092 | 0 | 0 | 0 | 0 | 0 | 0 | 0 | 0 | 0 | 25008.3122 | 0 | 0 | 0 | 0 | 0 | 0
2016-08-15 23:00 | 0 | 0 | 0 | 0 | 0 | 682642.0008 | 641039 | 0 | 0 | 0 | 0 | 2368916.2833 | 2362491.144 | 0 | 0 | 0 | 0 | 0 | 0 | 0 | 0 | 0 | 0 | 0 | 0 | 0 | 0 | 0 | 0 | 0 | 188086.3254 | -115689.6092 | 0 | 0 | 0 | 0 | 0 | 0 | 0 | 0 | 0 | -30793.7153 | 0 | 0 | 0 | 0 | 0 | 0
2016-08-16 | 0 | 0 | 0 | 0 | 0 | 471926.5033 | 631686 | 0 | 0 | 0 | 0 | 2324846.3958 | 2246801.5348 | 0 | 0 | 0 | 0 | 0 | 0 | 0 | 0 | 0 | 0 | 0 | 0 | 0 | 0 | 0 | 0 | 0 | -44069.8875 | -115689.6092 | 0 | 0 | 0 | 0 | 0 | 0 | 0 | 0 | 0 | 0 | 0 | 0 | 0 | 0 | 0 | 0
2016-08-16 01:00 | 0 | 0 | 0 | 0 | 362781.1285 | 156816.6447 | 615028 | 0 | 0 | 0 | 0 | 2345105.7782 | 2131111.9256 | 0 | 0 | 0 | 0 | 0 | 0 | 0 | 0 | 0 | 0 | 0 | 0 | 0 | 0 | 0 | 0 | 0 | 20259.3824 | -115689.6092 | 0 | 0 | 0 | 0 | 0 | 0 | 0 | 0 | 0 | 0 | 0 | 0 | 0 | 0 | 0 | 0
2016-08-16 02:00 | 0 | 0 | 0 | 0 | 438544.6195 | 1394.8403 | 582698 | 0 | 0 | 0 | 0 | 2098592.94 | 2234866.2235 | 0 | 0 | 0 | 0 | 0 | 0 | 0 | 0 | 0 | 0 | 0 | 0 | 0 | 0 | 0 | 0 | 0 | -246512.8382 | 103754.298 | 0 | 0 | 0 | 0 | 0 | 0 | 0 | 0 | 0 | 0 | 0 | 0 | 0 | 0 | 0 | 0
2016-08-16 03:00 | 0 | 0 | 0 | 0 | 433389.4453 | 0 | 545197 | 0 | 0 | 0 | 0 | 1871095.7761 | 2350555.8328 | 0 | 0 | 0 | 0 | 0 | 0 | 0 | 0 | 0 | 0 | 0 | 0 | 0 | 0 | 0 | 0 | 0 | -227497.1639 | 115689.6092 | 0 | 0 | 0 | 0 | 0 | 0 | 0 | 0 | 0 | 0 | 0 | 0 | 0 | 0 | 0 | 0
2016-08-16 04:00 | 0 | 0 | 0 | 0 | 400305.6148 | 0 | 509549 | 0 | 0 | 0 | 0 | 1877542.0001 | 2234866.2235 | 0 | 0 | 0 | 0 | 0 | 0 | 0 | 0 | 0 | 0 | 0 | 0 | 0 | 0 | 0 | 0 | 0 | 6446.224 | -115689.6092 | 0 | 0 | 0 | 0 | 0 | 0 | 0 | 0 | 0 | 0 | 0 | 0 | 0 | 0 | 0 | 0
2016-08-16 05:00 | 0 | 0 | 0 | 0 | 359579.8091 | 0 | 478492 | 0 | 0 | 0 | 0 | 1874319.4184 | 2119176.6143 | 0 | 0 | 0 | 0 | 0 | 0 | 0 | 0 | 0 | 0 | 0 | 0 | 0 | 0 | 0 | 0 | 0 | -3222.5817 | -115689.6092 | 0 | 0 | 0 | 0 | 0 | 0 | 0 | 0 | 0 | 0 | 0 | 0 | 0 | 0 | 0 | 0
2016-08-16 06:00 | 0 | 0 | 0 | 0 | 321861.3347 | 0 | 454127 | 0 | 0 | 0 | 0 | 1857743.3624 | 2003487.0051 | 0 | 0 | 0 | 0 | 0 | 0 | 0 | 0 | 0 | 0 | 0 | 0 | 0 | 0 | 0 | 0 | 0 | -16576.0561 | -115689.6092 | 0 | 0 | 0 | 0 | 0 | 0 | 0 | 0 | 0 | 0 | 0 | 0 | 0 | 0 | 0 | 0
2016-08-16 07:00 | 0 | 0 | 0 | 0 | 292983.5491 | 0 | 437248 | 0 | 0 | 0 | 0 | 1611230.5241 | 2074941.6771 | 0 | 0 | 0 | 0 | 0 | 0 | 0 | 30793.7153 | 0 | 0 | 0 | 0 | 0 | 0 | 0 | 0 | 0 | -246512.8382 | 71454.672 | 0 | 0 | 0 | 0 | 0 | 0 | 0 | 0 | 0 | 30793.7153 | 0 | 0 | 0 | 0 | 0 | 0
2016-08-16 08:00 | 0 | 0 | 0 | 0 | 36947.8372 | 0 | 429944 | 0 | 0 | 0 | 0 | 1364717.6859 | 1959252.0679 | 0 | 0 | 0 | 0 | 0 | 0 | 0 | 0 | 0 | 0 | 0 | 0 | 0 | 0 | 0 | 0 | 0 | -246512.8382 | -115689.6092 | 0 | 0 | 0 | 0 | 0 | 0 | 0 | 0 | 0 | -30793.7153 | 0 | 0 | 0 | 0 | 0 | 0
2016-08-16 09:00 | 0 | 0 | 0 | 0 | 259579.0351 | 0 | 434927 | 0 | 0 | 0 | 0 | 1305059.3302 | 1843562.4586 | 0 | 0 | 0 | 0 | 0 | 0 | 0 | 0 | 0 | 0 | 0 | 0 | 0 | 0 | 0 | 0 | 0 | -59658.3557 | -115689.6092 | 0 | 0 | 0 | 0 | 0 | 0 | 0 | 0 | 0 | 0 | 0 | 0 | 0 | 0 | 0 | 0
2016-08-16 10:00 | 0 | 0 | 0 | 0 | 240323.5569 | 0 | 453229 | 0 | 0 | 0 | 0 | 1058546.492 | 1846376.1384 | 0 | 0 | 0 | 0 | 0 | 0 | 0 | 30793.7153 | 0 | 0 | 0 | 0 | 0 | 0 | 0 | 0 | 0 | -246512.8382 | 2813.6798 | 0 | 0 | 0 | 0 | 0 | 0 | 0 | 0 | 0 | 30793.7153 | 0 | 0 | 0 | 0 | 0 | 0
2016-08-16 11:00 | 0 | 0 | 0 | 0 | 221861.4225 | 0 | 473966 | 0 | 0 | 0 | 0 | 952925.2391 | 1730686.5292 | 0 | 0 | 0 | 0 | 0 | 0 | 0 | 0 | 0 | 0 | 0 | 0 | 0 | 0 | 0 | 0 | 0 | -105621.2529 | -115689.6092 | 0 | 0 | 0 | 0 | 0 | 0 | 0 | 0 | 0 | -30793.7153 | 0 | 0 | 0 | 0 | 0 | 0
2016-08-16 12:00 | 0 | 0 | 0 | 0 | 123616.1293 | 9697.4232 | 495516 | 0 | 0 | 0 | 0 | 706412.4008 | 1614996.92 | 0 | 0 | 0 | 0 | 0 | 0 | 0 | 0 | 0 | 0 | 0 | 0 | 0 | 0 | 0 | 0 | 0 | -246512.8382 | -115689.6092 | 0 | 0 | 0 | 0 | 0 | 0 | 0 | 0 | 0 | 0 | 0 | 0 | 0 | 0 | 0 | 0
2016-08-16 13:00 | 0 | 0 | 0 | 0 | 0 | 297481.0871 | 521078 | 0 | 0 | 0 | 0 | 598505.0972 | 1499307.3108 | 0 | 0 | 0 | 0 | 0 | 0 | 0 | 0 | 0 | 0 | 0 | 0 | 0 | 0 | 0 | 0 | 0 | -107907.3037 | -115689.6092 | 0 | 0 | 0 | 0 | 0 | 0 | 0 | 0 | 0 | 0 | 0 | 0 | 0 | 0 | 0 | 0
2016-08-16 14:00 | 0 | 0 | 0 | 0 | 54327.4996 | 599754.6838 | 551975 | 0 | 0 | 0 | 0 | 816301.8897 | 1383617.7015 | 0 | 0 | 0 | 0 | 0 | 0 | 0 | 0 | 0 | 0 | 0 | 0 | 0 | 0 | 0 | 0 | 0 | 217796.7926 | -115689.6092 | 0 | 0 | 0 | 0 | 0 | 0 | 0 | 0 | 0 | 0 | 0 | 0 | 0 | 0 | 0 | 0
2016-08-16 15:00 | 0 | 0 | 0 | 0 | 58573.2891 | 743277.5606 | 581844 | 0 | 0 | 0 | 0 | 920619.1302 | 1499307.3108 | 0 | 0 | 0 | 0 | 0 | 0 | 0 | 0 | 0 | 0 | 0 | 0 | 0 | 0 | 0 | 0 | 0 | 104317.2405 | 115689.6092 | 0 | 0 | 0 | 0 | 0 | 0 | 0 | 0 | 0 | 0 | 0 | 0 | 0 | 0 | 0 | 0
2016-08-16 16:00 | 0 | 0 | 0 | 0 | 51917.1801 | 819762.551 | 607904 | 0 | 0 | 0 | 0 | 1037911.5368 | 1614996.92 | 0 | 0 | 0 | 0 | 0 | 0 | 0 | 30793.7153 | 0 | 0 | 0 | 0 | 0 | 0 | 0 | 0 | 0 | 117292.4065 | 115689.6092 | 0 | 0 | 0 | 0 | 0 | 0 | 0 | 0 | 0 | 30793.7153 | 0 | 0 | 0 | 0 | 0 | 0
2016-08-16 17:00 | 0 | 0 | 0 | 0 | 0 | 828523.0883 | 629406 | 0 | 0 | 0 | 0 | 1115553.6127 | 1730686.5292 | 0 | 0 | 0 | 0 | 0 | 0 | 0 | 36579.1185 | 0 | 0 | 0 | 0 | 0 | 0 | 0 | 0 | 0 | 77642.0759 | 115689.6092 | 0 | 0 | 0 | 0 | 0 | 0 | 0 | 0 | 0 | 5785.4032 | 0 | 0 | 0 | 0 | 0 | 0
2016-08-16 18:00 | 0 | 0 | 0 | 0 | 54945.1446 | 823872.1312 | 645681 | 0 | 0 | 0 | 0 | 1263793.9946 | 1846376.1384 | 0 | 0 | 0 | 0 | 0 | 0 | 0 | 5785.4032 | 0 | 0 | 0 | 0 | 0 | 0 | 0 | 0 | 0 | 148240.3819 | 115689.6092 | 0 | 0 | 0 | 0 | 0 | 0 | 0 | 0 | 0 | -30793.7153 | 0 | 0 | 0 | 0 | 0 | 0
2016-08-16 19:00 | 0 | 0 | 0 | 0 | 60260.9378 | 811677.4806 | 655792 | 0 | 0 | 0 | 0 | 1333457.0885 | 1962065.7477 | 0 | 0 | 0 | 0 | 0 | 0 | 0 | 36579.1185 | 0 | 0 | 0 | 0 | 0 | 0 | 0 | 0 | 0 | 69663.0939 | 115689.6092 | 0 | 0 | 0 | 0 | 0 | 0 | 0 | 0 | 0 | 30793.7153 | 0 | 0 | 0 | 0 | 0 | 0
2016-08-16 20:00 | 0 | 0 | 0 | 0 | 64504.1246 | 804346.3763 | 662781 | 0 | 0 | 0 | 0 | 1579969.9268 | 1921622.4103 | 0 | 0 | 0 | 0 | 0 | 0 | 0 | 36579.1185 | 0 | 0 | 0 | 0 | 0 | 0 | 0 | 0 | 0 | 246512.8382 | -40443.3374 | 0 | 0 | 0 | 0 | 0 | 0 | 0 | 0 | 0 | 0 | 0 | 0 | 0 | 0 | 0 | 0
2016-08-16 21:00 | 0 | 0 | 0 | 0 | 66990.9034 | 787465.8409 | 666103 | 0 | 0 | 0 | 0 | 1683427.7772 | 2037312.0195 | 0 | 0 | 0 | 0 | 0 | 0 | 0 | 5785.4032 | 0 | 0 | 0 | 0 | 0 | 0 | 0 | 0 | 0 | 103457.8504 | 115689.6092 | 0 | 0 | 0 | 0 | 0 | 0 | 0 | 0 | 0 | -30793.7153 | 0 | 0 | 0 | 0 | 0 | 0
2016-08-16 22:00 | 0 | 0 | 0 | 0 | 70366.4714 | 745632.3503 | 660448 | 0 | 0 | 0 | 0 | 1929940.6154 | 1952135.4062 | 0 | 0 | 0 | 0 | 0 | 0 | 0 | 0 | 0 | 0 | 0 | 0 | 0 | 0 | 0 | 0 | 0 | 246512.8382 | -85176.6133 | 0 | 0 | 0 | 0 | 0 | 0 | 0 | 0 | 0 | -5785.4032 | 0 | 0 | 0 | 0 | 0 | 0
2016-08-16 23:00 | 0 | 0 | 0 | 0 | 81656.9537 | 637446.091 | 649221 | 0 | 0 | 0 | 0 | 1884133.0509 | 2067825.0154 | 0 | 0 | 0 | 0 | 0 | 0 | 0 | 0 | 0 | 0 | 0 | 0 | 0 | 0 | 0 | 0 | 0 | -45807.5645 | 115689.6092 | 0 | 0 | 0 | 0 | 0 | 0 | 0 | 0 | 0 | 0 | 0 | 0 | 0 | 0 | 0 | 0
2016-08-17 | 0 | 0 | 0 | 0 | 0 | 470348.7778 | 639748 | 0 | 0 | 0 | 0 | 1830423.4379 | 1952135.4062 | 0 | 0 | 0 | 0 | 0 | 0 | 0 | 0 | 0 | 0 | 0 | 0 | 0 | 0 | 0 | 0 | 0 | -53709.613 | -115689.6092 | 0 | 0 | 0 | 0 | 0 | 0 | 0 | 0 | 0 | 0 | 0 | 0 | 0 | 0 | 0 | 0
2016-08-17 01:00 | 0 | 0 | 0 | 0 | 314469.2878 | 159294.5224 | 622478 | 0 | 0 | 0 | 0 | 1797398.8573 | 1836445.7969 | 0 | 0 | 0 | 0 | 0 | 0 | 0 | 0 | 0 | 0 | 0 | 0 | 0 | 0 | 0 | 0 | 0 | -33024.5806 | -115689.6092 | 0 | 0 | 0 | 0 | 0 | 0 | 0 | 0 | 0 | 0 | 0 | 0 | 0 | 0 | 0 | 0
2016-08-17 02:00 | 0 | 0 | 0 | 0 | 442578.9974 | 1105.3985 | 589902 | 0 | 0 | 0 | 0 | 1550886.0191 | 1936741.0311 | 0 | 0 | 0 | 0 | 0 | 0 | 0 | 0 | 0 | 0 | 0 | 0 | 0 | 0 | 0 | 0 | 0 | -246512.8382 | 100295.2342 | 0 | 0 | 0 | 0 | 0 | 0 | 0 | 0 | 0 | 0 | 0 | 0 | 0 | 0 | 0 | 0
2016-08-17 03:00 | 0 | 0 | 0 | 0 | 189493.5525 | 0 | 551696 | 0 | 0 | 0 | 0 | 1304373.1808 | 1821051.4219 | 0 | 0 | 0 | 0 | 0 | 0 | 0 | 0 | 0 | 0 | 0 | 0 | 0 | 0 | 0 | 0 | 0 | -246512.8382 | -115689.6092 | 0 | 0 | 0 | 0 | 0 | 0 | 0 | 0 | 0 | 0 | 0 | 0 | 0 | 0 | 0 | 0
2016-08-17 04:00 | 0 | 0 | 0 | 0 | 488779.3439 | 0 | 516398 | 0 | 0 | 0 | 0 | 1392444.134 | 1705361.8126 | 0 | 0 | 0 | 0 | 0 | 0 | 0 | 0 | 0 | 0 | 0 | 0 | 0 | 0 | 0 | 0 | 0 | 88070.9532 | -115689.6092 | 0 | 0 | 0 | 0 | 0 | 0 | 0 | 0 | 0 | 0 | 0 | 0 | 0 | 0 | 0 | 0
2016-08-17 05:00 | 0 | 0 | 0 | 0 | 465960.2989 | 0 | 486058 | 0 | 0 | 0 | 0 | 1256656.8237 | 1821051.4219 | 0 | 0 | 0 | 0 | 0 | 0 | 0 | 0 | 0 | 0 | 0 | 0 | 0 | 0 | 0 | 0 | 0 | -135787.3103 | 115689.6092 | 0 | 0 | 0 | 0 | 0 | 0 | 0 | 0 | 0 | 0 | 0 | 0 | 0 | 0 | 0 | 0
2016-08-17 06:00 | 0 | 0 | 0 | 0 | 430486.0237 | 0 | 460748 | 0 | 0 | 0 | 0 | 1342084.4566 | 1705361.8126 | 0 | 0 | 0 | 0 | 0 | 0 | 0 | 0 | 0 | 0 | 0 | 0 | 0 | 0 | 0 | 0 | 0 | 85427.6329 | -115689.6092 | 0 | 0 | 0 | 0 | 0 | 0 | 0 | 0 | 0 | 0 | 0 | 0 | 0 | 0 | 0 | 0
2016-08-17 07:00 | 0 | 0 | 0 | 0 | 392465.0478 | 0 | 442708 | 0 | 0 | 0 | 0 | 1407531.1137 | 1589672.2034 | 0 | 0 | 0 | 0 | 0 | 0 | 0 | 0 | 0 | 0 | 0 | 0 | 0 | 0 | 0 | 0 | 0 | 65446.6571 | -115689.6092 | 0 | 0 | 0 | 0 | 0 | 0 | 0 | 0 | 0 | 0 | 0 | 0 | 0 | 0 | 0 | 0
2016-08-17 08:00 | 0 | 0 | 0 | 0 | 360512.8596 | 0 | 435260 | 0 | 0 | 0 | 0 | 1217094.364 | 1705361.8126 | 0 | 0 | 0 | 0 | 0 | 0 | 0 | 0 | 0 | 0 | 0 | 0 | 0 | 0 | 0 | 0 | 0 | -190436.7497 | 115689.6092 | 0 | 0 | 0 | 0 | 0 | 0 | 0 | 0 | 0 | 0 | 0 | 0 | 0 | 0 | 0 | 0
2016-08-17 09:00 | 0 | 0 | 0 | 0 | 330734.6505 | 0 | 439205 | 0 | 0 | 0 | 0 | 1224313.6237 | 1589672.2034 | 0 | 0 | 0 | 0 | 0 | 0 | 0 | 0 | 0 | 0 | 0 | 0 | 0 | 0 | 0 | 0 | 0 | 7219.2597 | -115689.6092 | 0 | 0 | 0 | 0 | 0 | 0 | 0 | 0 | 0 | 0 | 0 | 0 | 0 | 0 | 0 | 0
2016-08-17 10:00 | 0 | 0 | 0 | 0 | 301853.3094 | 0 | 458406 | 0 | 0 | 0 | 0 | 977800.7855 | 1673846.9479 | 0 | 0 | 0 | 0 | 0 | 0 | 0 | 5785.4032 | 0 | 0 | 0 | 0 | 0 | 0 | 0 | 0 | 0 | -246512.8382 | 84174.7445 | 0 | 0 | 0 | 0 | 0 | 0 | 0 | 0 | 0 | 5785.4032 | 0 | 0 | 0 | 0 | 0 | 0
2016-08-17 11:00 | 0 | 0 | 0 | 0 | 276859.0573 | 0 | 480095 | 0 | 0 | 0 | 0 | 859460.7367 | 1558157.3387 | 0 | 0 | 0 | 0 | 0 | 0 | 0 | 36579.1185 | 0 | 0 | 0 | 0 | 0 | 0 | 0 | 0 | 0 | -118340.0488 | -115689.6092 | 0 | 0 | 0 | 0 | 0 | 0 | 0 | 0 | 0 | 30793.7153 | 0 | 0 | 0 | 0 | 0 | 0
2016-08-17 12:00 | 0 | 0 | 0 | 0 | 187270.4013 | 13195.392 | 498402 | 0 | 0 | 0 | 0 | 708007.8546 | 1442467.7295 | 0 | 0 | 0 | 0 | 0 | 0 | 0 | 5785.4032 | 0 | 0 | 0 | 0 | 0 | 0 | 0 | 0 | 0 | -151452.8821 | -115689.6092 | 0 | 0 | 0 | 0 | 0 | 0 | 0 | 0 | 0 | -30793.7153 | 0 | 0 | 0 | 0 | 0 | 0
2016-08-17 13:00 | 0 | 0 | 0 | 0 | 71095.8221 | 273707.0629 | 521282 | 0 | 0 | 0 | 0 | 653003.7521 | 1326778.1202 | 0 | 0 | 0 | 0 | 0 | 0 | 0 | 0 | 0 | 0 | 0 | 0 | 0 | 0 | 0 | 0 | 0 | -55004.1025 | -115689.6092 | 0 | 0 | 0 | 0 | 0 | 0 | 0 | 0 | 0 | -5785.4032 | 0 | 0 | 0 | 0 | 0 | 0
2016-08-17 14:00 | 0 | 0 | 0 | 0 | 68725.1545 | 585163.3752 | 549024 | 0 | 0 | 0 | 0 | 642178.6726 | 1442467.7295 | 0 | 0 | 0 | 0 | 0 | 0 | 0 | 0 | 0 | 0 | 0 | 0 | 0 | 0 | 0 | 0 | 0 | -10825.0795 | 115689.6092 | 0 | 0 | 0 | 0 | 0 | 0 | 0 | 0 | 0 | 0 | 0 | 0 | 0 | 0 | 0 | 0
2016-08-17 15:00 | 0 | 0 | 0 | 0 | 0 | 723428.6081 | 576883 | 0 | 0 | 0 | 0 | 888691.5109 | 1342500.4993 | 0 | 0 | 0 | 0 | 0 | 0 | 0 | 0 | 0 | 0 | 0 | 0 | 0 | 0 | 0 | 0 | 0 | 246512.8382 | -99967.2302 | 0 | 0 | 0 | 0 | 0 | 0 | 0 | 0 | 0 | 0 | 0 | 0 | 0 | 0 | 0 | 0
2016-08-17 16:00 | 0 | 0 | 0 | 0 | 84121.2125 | 794550.0942 | 602481 | 0 | 0 | 0 | 0 | 1018398.493 | 1458190.1085 | 0 | 0 | 0 | 0 | 0 | 0 | 0 | 30793.7153 | 0 | 0 | 0 | 0 | 0 | 0 | 0 | 0 | 0 | 129706.9822 | 115689.6092 | 0 | 0 | 0 | 0 | 0 | 0 | 0 | 0 | 0 | 30793.7153 | 0 | 0 | 0 | 0 | 0 | 0
2016-08-17 17:00 | 0 | 0 | 0 | 0 | 79215.5503 | 799240.9739 | 624699 | 0 | 0 | 0 | 0 | 1150681.0048 | 1573879.7178 | 0 | 0 | 0 | 0 | 0 | 0 | 0 | 36579.1185 | 0 | 0 | 0 | 0 | 0 | 0 | 0 | 0 | 0 | 132282.5118 | 115689.6092 | 0 | 0 | 0 | 0 | 0 | 0 | 0 | 0 | 0 | 5785.4032 | 0 | 0 | 0 | 0 | 0 | 0
2016-08-17 18:00 | 0 | 0 | 0 | 0 | 0 | 786762.5066 | 642586 | 0 | 0 | 0 | 0 | 1397193.843 | 1502337.1014 | 0 | 0 | 0 | 0 | 0 | 0 | 0 | 5785.4032 | 0 | 0 | 0 | 0 | 0 | 0 | 0 | 0 | 0 | 246512.8382 | -71542.6164 | 0 | 0 | 0 | 0 | 0 | 0 | 0 | 0 | 0 | -30793.7153 | 0 | 0 | 0 | 0 | 0 | 0
2016-08-17 19:00 | 0 | 0 | 0 | 0 | 84853.5718 | 768550.2956 | 655492 | 0 | 0 | 0 | 0 | 1448622.3859 | 1618026.7106 | 0 | 0 | 0 | 0 | 0 | 0 | 0 | 36579.1185 | 0 | 0 | 0 | 0 | 0 | 0 | 0 | 0 | 0 | 51428.5429 | 115689.6092 | 0 | 0 | 0 | 0 | 0 | 0 | 0 | 0 | 0 | 30793.7153 | 0 | 0 | 0 | 0 | 0 | 0
2016-08-17 20:00 | 0 | 0 | 0 | 0 | 0 | 750746.7639 | 665307 | 0 | 0 | 0 | 0 | 1449166.2559 | 1733716.3199 | 0 | 0 | 0 | 0 | 0 | 0 | 0 | 5785.4032 | 0 | 0 | 0 | 0 | 0 | 0 | 0 | 0 | 0 | 543.87 | 115689.6092 | 0 | 0 | 0 | 0 | 0 | 0 | 0 | 0 | 0 | -30793.7153 | 0 | 0 | 0 | 0 | 0 | 0
2016-08-17 21:00 | 0 | 0 | 0 | 0 | 101386.6961 | 723140.2269 | 668430 | 0 | 0 | 0 | 0 | 1458779.8543 | 1849405.9291 | 0 | 0 | 0 | 0 | 0 | 0 | 0 | 36579.1185 | 0 | 0 | 0 | 0 | 0 | 0 | 0 | 0 | 0 | 9613.5984 | 115689.6092 | 0 | 0 | 0 | 0 | 0 | 0 | 0 | 0 | 0 | 30793.7153 | 0 | 0 | 0 | 0 | 0 | 0
2016-08-17 22:00 | 0 | 0 | 0 | 0 | 0 | 674900.2999 | 661194 | 0 | 0 | 0 | 0 | 1618969.4787 | 1733716.3199 | 0 | 0 | 0 | 0 | 0 | 0 | 0 | 5785.4032 | 0 | 0 | 0 | 0 | 0 | 0 | 0 | 0 | 0 | 160189.6245 | -115689.6092 | 0 | 0 | 0 | 0 | 0 | 0 | 0 | 0 | 0 | -30793.7153 | 0 | 0 | 0 | 0 | 0 | 0
2016-08-17 23:00 | 0 | 0 | 0 | 0 | 158778.1291 | 578884.3161 | 646276 | 0 | 0 | 0 | 0 | 1600451.7178 | 1849405.9291 | 0 | 0 | 0 | 0 | 0 | 0 | 0 | 0 | 0 | 0 | 0 | 0 | 0 | 0 | 0 | 0 | 0 | -18517.7609 | 115689.6092 | 0 | 0 | 0 | 0 | 0 | 0 | 0 | 0 | 0 | -5785.4032 | 0 | 0 | 0 | 0 | 0 | 0
2016-08-18 | 0 | 0 | 0 | 0 | 0 | 412691.0811 | 634017 | 0 | 0 | 0 | 0 | 1494815.4082 | 1733716.3199 | 0 | 0 | 0 | 0 | 0 | 0 | 0 | 0 | 0 | 0 | 0 | 0 | 0 | 0 | 0 | 0 | 0 | -105636.3097 | -115689.6092 | 0 | 0 | 0 | 0 | 0 | 0 | 0 | 0 | 0 | 0 | 0 | 0 | 0 | 0 | 0 | 0
2016-08-18 01:00 | 0 | 0 | 0 | 0 | 480229.9744 | 144199.1722 | 614945 | 0 | 0 | 0 | 0 | 1388609.9455 | 1849405.9291 | 0 | 0 | 0 | 0 | 0 | 0 | 0 | 0 | 0 | 0 | 0 | 0 | 0 | 0 | 0 | 0 | 0 | -106205.4626 | 115689.6092 | 0 | 0 | 0 | 0 | 0 | 0 | 0 | 0 | 0 | 0 | 0 | 0 | 0 | 0 | 0 | 0
2016-08-18 02:00 | 0 | 0 | 0 | 0 | 572991.1719 | 917.6297 | 582294 | 0 | 0 | 0 | 0 | 1495914.3564 | 1733716.3199 | 0 | 0 | 0 | 0 | 0 | 0 | 0 | 0 | 0 | 0 | 0 | 0 | 0 | 0 | 0 | 0 | 0 | 107304.4109 | -115689.6092 | 0 | 0 | 0 | 0 | 0 | 0 | 0 | 0 | 0 | 0 | 0 | 0 | 0 | 0 | 0 | 0
2016-08-18 03:00 | 0 | 0 | 0 | 0 | 579218.5951 | 0 | 543538 | 0 | 0 | 0 | 0 | 1647284.5607 | 1618026.7106 | 0 | 0 | 0 | 0 | 0 | 0 | 0 | 0 | 0 | 0 | 0 | 0 | 0 | 0 | 0 | 0 | 0 | 151370.2043 | -115689.6092 | 0 | 0 | 0 | 0 | 0 | 0 | 0 | 0 | 0 | 0 | 0 | 0 | 0 | 0 | 0 | 0
2016-08-18 04:00 | 0 | 0 | 0 | 0 | 145504.5525 | 0 | 507707 | 0 | 0 | 0 | 0 | 1400771.7225 | 1502337.1014 | 0 | 0 | 0 | 0 | 0 | 0 | 0 | 0 | 0 | 0 | 0 | 0 | 0 | 0 | 0 | 0 | 0 | -246512.8382 | -115689.6092 | 0 | 0 | 0 | 0 | 0 | 0 | 0 | 0 | 0 | 0 | 0 | 0 | 0 | 0 | 0 | 0
2016-08-18 05:00 | 0 | 0 | 0 | 0 | 504348.981 | 0 | 476687 | 0 | 0 | 0 | 0 | 1312744.0942 | 1618026.7106 | 0 | 0 | 0 | 0 | 0 | 0 | 0 | 0 | 0 | 0 | 0 | 0 | 0 | 0 | 0 | 0 | 0 | -88027.6283 | 115689.6092 | 0 | 0 | 0 | 0 | 0 | 0 | 0 | 0 | 0 | 0 | 0 | 0 | 0 | 0 | 0 | 0
2016-08-18 06:00 | 0 | 0 | 0 | 0 | 455283.3748 | 0 | 452939 | 0 | 0 | 0 | 0 | 1199398.8598 | 1733716.3199 | 0 | 0 | 0 | 0 | 0 | 0 | 0 | 0 | 0 | 0 | 0 | 0 | 0 | 0 | 0 | 0 | 0 | -113345.2344 | 115689.6092 | 0 | 0 | 0 | 0 | 0 | 0 | 0 | 0 | 0 | 0 | 0 | 0 | 0 | 0 | 0 | 0
2016-08-18 07:00 | 0 | 0 | 0 | 0 | 412628.3831 | 0 | 435719 | 0 | 0 | 0 | 0 | 1291997.8522 | 1618026.7106 | 0 | 0 | 0 | 0 | 0 | 0 | 0 | 0 | 0 | 0 | 0 | 0 | 0 | 0 | 0 | 0 | 0 | 92598.9924 | -115689.6092 | 0 | 0 | 0 | 0 | 0 | 0 | 0 | 0 | 0 | 0 | 0 | 0 | 0 | 0 | 0 | 0
2016-08-18 08:00 | 0 | 0 | 0 | 0 | 381301.9701 | 0 | 427768 | 0 | 0 | 0 | 0 | 1361221.4316 | 1502337.1014 | 0 | 0 | 0 | 0 | 0 | 0 | 0 | 0 | 0 | 0 | 0 | 0 | 0 | 0 | 0 | 0 | 0 | 69223.5794 | -115689.6092 | 0 | 0 | 0 | 0 | 0 | 0 | 0 | 0 | 0 | 0 | 0 | 0 | 0 | 0 | 0 | 0
2016-08-18 09:00 | 0 | 0 | 0 | 0 | 350994.8088 | 0 | 433040 | 0 | 0 | 0 | 0 | 1163486.6311 | 1618026.7106 | 0 | 0 | 0 | 0 | 0 | 0 | 0 | 0 | 0 | 0 | 0 | 0 | 0 | 0 | 0 | 0 | 0 | -197734.8005 | 115689.6092 | 0 | 0 | 0 | 0 | 0 | 0 | 0 | 0 | 0 | 0 | 0 | 0 | 0 | 0 | 0 | 0
2016-08-18 10:00 | 0 | 0 | 0 | 0 | 325219.9931 | 0 | 452116 | 0 | 0 | 0 | 0 | 1152280.2334 | 1502337.1014 | 0 | 0 | 0 | 0 | 0 | 0 | 0 | 0 | 0 | 0 | 0 | 0 | 0 | 0 | 0 | 0 | 0 | -11206.3977 | -115689.6092 | 0 | 0 | 0 | 0 | 0 | 0 | 0 | 0 | 0 | 0 | 0 | 0 | 0 | 0 | 0 | 0
2016-08-18 11:00 | 0 | 0 | 0 | 0 | 305681.8717 | 0 | 472052 | 0 | 0 | 0 | 0 | 905767.3952 | 1576694.4082 | 0 | 0 | 0 | 0 | 0 | 0 | 0 | 5785.4032 | 0 | 0 | 0 | 0 | 0 | 0 | 0 | 0 | 0 | -246512.8382 | 74357.3068 | 0 | 0 | 0 | 0 | 0 | 0 | 0 | 0 | 0 | 5785.4032 | 0 | 0 | 0 | 0 | 0 | 0
2016-08-18 12:00 | 0 | 0 | 0 | 0 | 147988.1818 | 11826.086 | 491223 | 0 | 0 | 0 | 0 | 659254.5569 | 1461004.7989 | 0 | 0 | 0 | 0 | 0 | 0 | 0 | 36579.1185 | 0 | 0 | 0 | 0 | 0 | 0 | 0 | 0 | 0 | -246512.8382 | -115689.6092 | 0 | 0 | 0 | 0 | 0 | 0 | 0 | 0 | 0 | 30793.7153 | 0 | 0 | 0 | 0 | 0 | 0
2016-08-18 13:00 | 0 | 0 | 0 | 0 | 123075.7838 | 221270.5831 | 514763 | 0 | 0 | 0 | 0 | 635321.2484 | 1345315.1897 | 0 | 0 | 0 | 0 | 0 | 0 | 0 | 5785.4032 | 0 | 0 | 0 | 0 | 0 | 0 | 0 | 0 | 0 | -23933.3086 | -115689.6092 | 0 | 0 | 0 | 0 | 0 | 0 | 0 | 0 | 0 | -30793.7153 | 0 | 0 | 0 | 0 | 0 | 0
2016-08-18 14:00 | 0 | 0 | 0 | 0 | 0 | 536245.5379 | 543408 | 0 | 0 | 0 | 0 | 743848.3955 | 1229625.5805 | 0 | 0 | 0 | 0 | 0 | 0 | 0 | 5785.4032 | 0 | 0 | 0 | 0 | 0 | 0 | 0 | 0 | 0 | 108527.1471 | -115689.6092 | 0 | 0 | 0 | 0 | 0 | 0 | 0 | 0 | 0 | 0 | 0 | 0 | 0 | 0 | 0 | 0
2016-08-18 15:00 | 0 | 0 | 0 | 0 | 187410.0945 | 687342.1218 | 573296 | 0 | 0 | 0 | 0 | 898821.2872 | 1345315.1897 | 0 | 0 | 0 | 0 | 0 | 0 | 0 | 36579.1185 | 0 | 0 | 0 | 0 | 0 | 0 | 0 | 0 | 0 | 154972.8917 | 115689.6092 | 0 | 0 | 0 | 0 | 0 | 0 | 0 | 0 | 0 | 30793.7153 | 0 | 0 | 0 | 0 | 0 | 0
2016-08-18 16:00 | 0 | 0 | 0 | 0 | 0 | 753162.9889 | 600194 | 0 | 0 | 0 | 0 | 966894.3822 | 1461004.7989 | 0 | 0 | 0 | 0 | 0 | 0 | 0 | 5785.4032 | 0 | 0 | 0 | 0 | 0 | 0 | 0 | 0 | 0 | 68073.095 | 115689.6092 | 0 | 0 | 0 | 0 | 0 | 0 | 0 | 0 | 0 | -30793.7153 | 0 | 0 | 0 | 0 | 0 | 0
2016-08-18 17:00 | 0 | 0 | 0 | 0 | 232363.2507 | 754535.529 | 623965 | 0 | 0 | 0 | 0 | 1213407.2204 | 1552417.4282 | 0 | 0 | 0 | 0 | 0 | 0 | 0 | 30793.7153 | 0 | 0 | 0 | 0 | 0 | 0 | 0 | 0 | 0 | 246512.8382 | 91412.6293 | 0 | 0 | 0 | 0 | 0 | 0 | 0 | 0 | 0 | 25008.3122 | 0 | 0 | 0 | 0 | 0 | 0
2016-08-18 18:00 | 0 | 0 | 0 | 0 | 0 | 740255.2011 | 642152 | 0 | 0 | 0 | 0 | 1457993.7461 | 1436727.819 | 0 | 0 | 0 | 0 | 0 | 0 | 0 | 0 | 0 | 0 | 0 | 0 | 0 | 0 | 0 | 0 | 0 | 244586.5256 | -115689.6092 | 0 | 0 | 0 | 0 | 0 | 0 | 0 | 0 | 0 | -30793.7153 | 0 | 0 | 0 | 0 | 0 | 0
2016-08-18 19:00 | 0 | 0 | 0 | 0 | 0 | 719349.4909 | 654155 | 0 | 0 | 0 | 0 | 1638877.8462 | 1321038.2098 | 0 | 0 | 0 | 0 | 0 | 0 | 0 | 0 | 0 | 0 | 0 | 0 | 0 | 0 | 0 | 0 | 0 | 180884.1002 | -115689.6092 | 0 | 0 | 0 | 0 | 0 | 0 | 0 | 0 | 0 | 0 | 0 | 0 | 0 | 0 | 0 | 0
2016-08-18 20:00 | 0 | 0 | 0 | 0 | 255959.3589 | 698548.6321 | 661159 | 0 | 0 | 0 | 0 | 1816537.228 | 1436727.819 | 0 | 0 | 0 | 0 | 0 | 0 | 0 | 0 | 0 | 0 | 0 | 0 | 0 | 0 | 0 | 0 | 0 | 177659.3818 | 115689.6092 | 0 | 0 | 0 | 0 | 0 | 0 | 0 | 0 | 0 | 0 | 0 | 0 | 0 | 0 | 0 | 0
2016-08-18 21:00 | 0 | 0 | 0 | 0 | 0 | 670445.0927 | 661487 | 0 | 0 | 0 | 0 | 1709805.7115 | 1552417.4282 | 0 | 0 | 0 | 0 | 0 | 0 | 0 | 0 | 0 | 0 | 0 | 0 | 0 | 0 | 0 | 0 | 0 | -106731.5165 | 115689.6092 | 0 | 0 | 0 | 0 | 0 | 0 | 0 | 0 | 0 | 0 | 0 | 0 | 0 | 0 | 0 | 0
2016-08-18 22:00 | 0 | 0 | 0 | 0 | 275375.5113 | 626075.0476 | 652540 | 0 | 0 | 0 | 0 | 1843026.6612 | 1668107.0375 | 0 | 0 | 0 | 0 | 0 | 0 | 0 | 0 | 0 | 0 | 0 | 0 | 0 | 0 | 0 | 0 | 0 | 133220.9496 | 115689.6092 | 0 | 0 | 0 | 0 | 0 | 0 | 0 | 0 | 0 | 0 | 0 | 0 | 0 | 0 | 0 | 0
2016-08-18 23:00 | 0 | 0 | 0 | 0 | 301241.184 | 538882.3542 | 637120 | 0 | 0 | 0 | 0 | 1930340.5901 | 1783796.6467 | 0 | 0 | 0 | 0 | 0 | 0 | 0 | 0 | 0 | 0 | 0 | 0 | 0 | 0 | 0 | 0 | 0 | 87313.9289 | 115689.6092 | 0 | 0 | 0 | 0 | 0 | 0 | 0 | 0 | 0 | 0 | 0 | 0 | 0 | 0 | 0 | 0
2016-08-19 | 0 | 0 | 0 | 0 | 363811.9817 | 386055.8232 | 625313 | 0 | 0 | 0 | 0 | 2170585.0042 | 1668107.0375 | 0 | 0 | 0 | 0 | 0 | 0 | 0 | 0 | 0 | 0 | 0 | 0 | 0 | 0 | 0 | 0 | 0 | 240244.4141 | -115689.6092 | 0 | 0 | 0 | 0 | 0 | 0 | 0 | 0 | 0 | 0 | 0 | 0 | 0 | 0 | 0 | 0
2016-08-19 01:00 | 0 | 0 | 0 | 0 | 114496.1471 | 131772.4055 | 608471 | 0 | 0 | 0 | 0 | 1924072.166 | 1552417.4282 | 0 | 0 | 0 | 0 | 0 | 0 | 0 | 0 | 0 | 0 | 0 | 0 | 0 | 0 | 0 | 0 | 0 | -246512.8382 | -115689.6092 | 0 | 0 | 0 | 0 | 0 | 0 | 0 | 0 | 0 | 0 | 0 | 0 | 0 | 0 | 0 | 0
2016-08-19 02:00 | 0 | 0 | 0 | 0 | 468020.1107 | 864.6827 | 577238 | 0 | 0 | 0 | 0 | 1931408.5686 | 1436727.819 | 0 | 0 | 0 | 0 | 0 | 0 | 0 | 0 | 0 | 0 | 0 | 0 | 0 | 0 | 0 | 0 | 0 | 7336.4026 | -115689.6092 | 0 | 0 | 0 | 0 | 0 | 0 | 0 | 0 | 0 | 0 | 0 | 0 | 0 | 0 | 0 | 0
2016-08-19 03:00 | 0 | 0 | 0 | 0 | 439146.067 | 0 | 539195 | 0 | 0 | 0 | 0 | 1715670.0264 | 1552417.4282 | 0 | 0 | 0 | 0 | 0 | 0 | 0 | 0 | 0 | 0 | 0 | 0 | 0 | 0 | 0 | 0 | 0 | -215738.5422 | 115689.6092 | 0 | 0 | 0 | 0 | 0 | 0 | 0 | 0 | 0 | 0 | 0 | 0 | 0 | 0 | 0 | 0
2016-08-19 04:00 | 0 | 0 | 0 | 0 | 406960.4746 | 0 | 504080 | 0 | 0 | 0 | 0 | 1502860.8917 | 1668107.0375 | 0 | 0 | 0 | 0 | 0 | 0 | 0 | 0 | 0 | 0 | 0 | 0 | 0 | 0 | 0 | 0 | 0 | -212809.1346 | 115689.6092 | 0 | 0 | 0 | 0 | 0 | 0 | 0 | 0 | 0 | 0 | 0 | 0 | 0 | 0 | 0 | 0
2016-08-19 05:00 | 0 | 0 | 0 | 0 | 371002.6853 | 0 | 473150 | 0 | 0 | 0 | 0 | 1516403.1862 | 1552417.4282 | 0 | 0 | 0 | 0 | 0 | 0 | 0 | 0 | 0 | 0 | 0 | 0 | 0 | 0 | 0 | 0 | 0 | 13542.2945 | -115689.6092 | 0 | 0 | 0 | 0 | 0 | 0 | 0 | 0 | 0 | 0 | 0 | 0 | 0 | 0 | 0 | 0
2016-08-19 06:00 | 0 | 0 | 0 | 0 | 337602.601 | 0 | 449103 | 0 | 0 | 0 | 0 | 1289213.178 | 1668107.0375 | 0 | 0 | 0 | 0 | 0 | 0 | 0 | 0 | 0 | 0 | 0 | 0 | 0 | 0 | 0 | 0 | 0 | -227190.0082 | 115689.6092 | 0 | 0 | 0 | 0 | 0 | 0 | 0 | 0 | 0 | 0 | 0 | 0 | 0 | 0 | 0 | 0
2016-08-19 07:00 | 0 | 0 | 0 | 0 | 308297.4677 | 0 | 431993 | 0 | 0 | 0 | 0 | 1281207.2549 | 1552417.4282 | 0 | 0 | 0 | 0 | 0 | 0 | 0 | 0 | 0 | 0 | 0 | 0 | 0 | 0 | 0 | 0 | 0 | -8005.9231 | -115689.6092 | 0 | 0 | 0 | 0 | 0 | 0 | 0 | 0 | 0 | 0 | 0 | 0 | 0 | 0 | 0 | 0
2016-08-19 08:00 | 0 | 0 | 0 | 0 | 287335.6931 | 0 | 424279 | 0 | 0 | 0 | 0 | 1034694.4167 | 1661986.9595 | 0 | 0 | 0 | 0 | 0 | 0 | 0 | 0 | 0 | 0 | 0 | 0 | 0 | 0 | 0 | 0 | 0 | -246512.8382 | 109569.5313 | 0 | 0 | 0 | 0 | 0 | 0 | 0 | 0 | 0 | 0 | 0 | 0 | 0 | 0 | 0 | 0
2016-08-19 09:00 | 0 | 0 | 0 | 0 | 259742.6792 | 0 | 428643 | 0 | 0 | 0 | 0 | 981483.7051 | 1546297.3503 | 0 | 0 | 0 | 0 | 0 | 0 | 0 | 0 | 0 | 0 | 0 | 0 | 0 | 0 | 0 | 0 | 0 | -53210.7116 | -115689.6092 | 0 | 0 | 0 | 0 | 0 | 0 | 0 | 0 | 0 | 0 | 0 | 0 | 0 | 0 | 0 | 0
2016-08-19 10:00 | 0 | 0 | 0 | 0 | 242832.4491 | 0 | 445811 | 0 | 0 | 0 | 0 | 734970.8669 | 1589831.6376 | 0 | 0 | 0 | 0 | 0 | 0 | 0 | 0 | 0 | 0 | 0 | 0 | 0 | 0 | 0 | 0 | 0 | -246512.8382 | 43534.2873 | 0 | 0 | 0 | 0 | 0 | 0 | 0 | 0 | 0 | 0 | 0 | 0 | 0 | 0 | 0 | 0
2016-08-19 11:00 | 0 | 0 | 0 | 0 | 231844.9996 | 0 | 465515 | 0 | 0 | 0 | 0 | 488458.0286 | 1596889.0723 | 0 | 0 | 0 | 0 | 0 | 0 | 0 | 5785.4032 | 0 | 0 | 0 | 0 | 0 | 0 | 0 | 0 | 0 | -246512.8382 | 7057.4347 | 0 | 0 | 0 | 0 | 0 | 0 | 0 | 0 | 0 | 5785.4032 | 0 | 0 | 0 | 0 | 0 | 0
2016-08-19 12:00 | 0 | 0 | 0 | 0 | 166014.1375 | 5843.3273 | 485714 | 0 | 0 | 0 | 0 | 259497.3873 | 1481199.463 | 0 | 0 | 0 | 0 | 0 | 0 | 0 | 36579.1185 | 0 | 0 | 0 | 0 | 0 | 0 | 0 | 0 | 0 | -228960.6413 | -115689.6092 | 0 | 0 | 0 | 0 | 0 | 0 | 0 | 0 | 0 | 30793.7153 | 0 | 0 | 0 | 0 | 0 | 0
2016-08-19 13:00 | 0 | 0 | 0 | 0 | 0 | 225500.9422 | 509916 | 0 | 0 | 0 | 0 | 121565.6541 | 1365509.8538 | 0 | 0 | 0 | 0 | 0 | 0 | 0 | 5785.4032 | 0 | 0 | 0 | 0 | 0 | 0 | 0 | 0 | 0 | -137931.7332 | -115689.6092 | 0 | 0 | 0 | 0 | 0 | 0 | 0 | 0 | 0 | -30793.7153 | 0 | 0 | 0 | 0 | 0 | 0
2016-08-19 14:00 | 0 | 0 | 0 | 0 | 0 | 539264.1993 | 539855 | 0 | 0 | 0 | 0 | 236664.4626 | 1249820.2446 | 0 | 0 | 0 | 0 | 0 | 0 | 0 | 5785.4032 | 0 | 0 | 0 | 0 | 0 | 0 | 0 | 0 | 0 | 115098.8085 | -115689.6092 | 0 | 0 | 0 | 0 | 0 | 0 | 0 | 0 | 0 | 0 | 0 | 0 | 0 | 0 | 0 | 0
2016-08-19 15:00 | 0 | 0 | 0 | 0 | 165683.1992 | 685969.587 | 568155 | 0 | 0 | 0 | 0 | 373678.9243 | 1365509.8538 | 0 | 0 | 0 | 0 | 0 | 0 | 0 | 36579.1185 | 0 | 0 | 0 | 0 | 0 | 0 | 0 | 0 | 0 | 137014.4616 | 115689.6092 | 0 | 0 | 0 | 0 | 0 | 0 | 0 | 0 | 0 | 30793.7153 | 0 | 0 | 0 | 0 | 0 | 0
2016-08-19 16:00 | 0 | 0 | 0 | 0 | 158255.453 | 750594.872 | 593314 | 0 | 0 | 0 | 0 | 620191.7625 | 1434533.3405 | 0 | 0 | 0 | 0 | 0 | 0 | 0 | 36579.1185 | 0 | 0 | 0 | 0 | 0 | 0 | 0 | 0 | 0 | 246512.8382 | 69023.4867 | 0 | 0 | 0 | 0 | 0 | 0 | 0 | 0 | 0 | 0 | 0 | 0 | 0 | 0 | 0 | 0
2016-08-19 17:00 | 0 | 0 | 0 | 0 | 154999.1459 | 762844.7554 | 615385 | 0 | 0 | 0 | 0 | 806961.0546 | 1550222.9497 | 0 | 0 | 0 | 0 | 0 | 0 | 0 | 36579.1185 | 0 | 0 | 0 | 0 | 0 | 0 | 0 | 0 | 0 | 186769.2921 | 115689.6092 | 0 | 0 | 0 | 0 | 0 | 0 | 0 | 0 | 0 | 0 | 0 | 0 | 0 | 0 | 0 | 0
2016-08-19 18:00 | 0 | 0 | 0 | 0 | 159240.5849 | 753216.064 | 632255 | 0 | 0 | 0 | 0 | 1053473.8928 | 1589697.1635 | 0 | 0 | 0 | 0 | 0 | 0 | 0 | 30793.7153 | 0 | 0 | 0 | 0 | 0 | 0 | 0 | 0 | 0 | 246512.8382 | 39474.2138 | 0 | 0 | 0 | 0 | 0 | 0 | 0 | 0 | 0 | -5785.4032 | 0 | 0 | 0 | 0 | 0 | 0
2016-08-19 19:00 | 0 | 0 | 0 | 0 | 0 | 734899.2012 | 642342 | 0 | 0 | 0 | 0 | 1292514.4186 | 1474007.5543 | 0 | 0 | 0 | 0 | 0 | 0 | 0 | 0 | 0 | 0 | 0 | 0 | 0 | 0 | 0 | 0 | 0 | 239040.5258 | -115689.6092 | 0 | 0 | 0 | 0 | 0 | 0 | 0 | 0 | 0 | -30793.7153 | 0 | 0 | 0 | 0 | 0 | 0
2016-08-19 20:00 | 0 | 0 | 0 | 0 | 185598.154 | 720792.2265 | 647445 | 0 | 0 | 0 | 0 | 1404976.4746 | 1589697.1635 | 0 | 0 | 0 | 0 | 0 | 0 | 0 | 30793.7153 | 0 | 0 | 0 | 0 | 0 | 0 | 0 | 0 | 0 | 112462.056 | 115689.6092 | 0 | 0 | 0 | 0 | 0 | 0 | 0 | 0 | 0 | 30793.7153 | 0 | 0 | 0 | 0 | 0 | 0
2016-08-19 21:00 | 0 | 0 | 0 | 0 | 0 | 692702.8183 | 645344 | 0 | 0 | 0 | 0 | 1598818.6175 | 1474007.5543 | 0 | 0 | 0 | 0 | 0 | 0 | 0 | 0 | 0 | 0 | 0 | 0 | 0 | 0 | 0 | 0 | 0 | 193842.1429 | -115689.6092 | 0 | 0 | 0 | 0 | 0 | 0 | 0 | 0 | 0 | -30793.7153 | 0 | 0 | 0 | 0 | 0 | 0
2016-08-19 22:00 | 0 | 0 | 0 | 0 | 234790.1658 | 644935.5973 | 633038 | 0 | 0 | 0 | 0 | 1729816.7714 | 1589697.1635 | 0 | 0 | 0 | 0 | 0 | 0 | 0 | 0 | 0 | 0 | 0 | 0 | 0 | 0 | 0 | 0 | 0 | 130998.1539 | 115689.6092 | 0 | 0 | 0 | 0 | 0 | 0 | 0 | 0 | 0 | 0 | 0 | 0 | 0 | 0 | 0 | 0
2016-08-19 23:00 | 0 | 0 | 0 | 0 | 0 | 552784.7472 | 613220 | 0 | 0 | 0 | 0 | 1785071.1279 | 1474007.5543 | 0 | 0 | 0 | 0 | 0 | 0 | 0 | 0 | 0 | 0 | 0 | 0 | 0 | 0 | 0 | 0 | 0 | 55254.3564 | -115689.6092 | 0 | 0 | 0 | 0 | 0 | 0 | 0 | 0 | 0 | 0 | 0 | 0 | 0 | 0 | 0 | 0
2016-08-20 | 0 | 0 | 0 | 0 | 304026.2963 | 399083.6256 | 598060 | 0 | 0 | 0 | 0 | 1774431.4406 | 1589697.1635 | 0 | 0 | 0 | 0 | 0 | 0 | 0 | 0 | 0 | 0 | 0 | 0 | 0 | 0 | 0 | 0 | 0 | -10639.6873 | 115689.6092 | 0 | 0 | 0 | 0 | 0 | 0 | 0 | 0 | 0 | 0 | 0 | 0 | 0 | 0 | 0 | 0
2016-08-20 01:00 | 0 | 0 | 0 | 0 | 362287.1142 | 127384.3278 | 580612 | 0 | 0 | 0 | 0 | 1799180.4919 | 1474007.5543 | 0 | 0 | 0 | 0 | 0 | 0 | 0 | 0 | 0 | 0 | 0 | 0 | 0 | 0 | 0 | 0 | 0 | 24749.0513 | -115689.6092 | 0 | 0 | 0 | 0 | 0 | 0 | 0 | 0 | 0 | 0 | 0 | 0 | 0 | 0 | 0 | 0
2016-08-20 02:00 | 0 | 0 | 0 | 0 | 384329.7859 | 602.4206 | 551582 | 0 | 0 | 0 | 0 | 1552667.6536 | 1553870.599 | 0 | 0 | 0 | 0 | 0 | 0 | 0 | 0 | 0 | 0 | 0 | 0 | 0 | 0 | 0 | 0 | 0 | -246512.8382 | 79863.0447 | 0 | 0 | 0 | 0 | 0 | 0 | 0 | 0 | 0 | 0 | 0 | 0 | 0 | 0 | 0 | 0
2016-08-20 03:00 | 0 | 0 | 0 | 0 | 155134.5525 | 0 | 517337 | 0 | 0 | 0 | 0 | 1306154.8154 | 1438180.9898 | 0 | 0 | 0 | 0 | 0 | 0 | 0 | 0 | 0 | 0 | 0 | 0 | 0 | 0 | 0 | 0 | 0 | -246512.8382 | -115689.6092 | 0 | 0 | 0 | 0 | 0 | 0 | 0 | 0 | 0 | 0 | 0 | 0 | 0 | 0 | 0 | 0
2016-08-20 04:00 | 0 | 0 | 0 | 0 | 357757.2439 | 0 | 484281 | 0 | 0 | 0 | 0 | 1295320.6685 | 1322491.3805 | 0 | 0 | 0 | 0 | 0 | 0 | 0 | 0 | 0 | 0 | 0 | 0 | 0 | 0 | 0 | 0 | 0 | -10834.1469 | -115689.6092 | 0 | 0 | 0 | 0 | 0 | 0 | 0 | 0 | 0 | 0 | 0 | 0 | 0 | 0 | 0 | 0
2016-08-20 05:00 | 0 | 0 | 0 | 0 | 353328.2756 | 0 | 457219 | 0 | 0 | 0 | 0 | 1307119.5533 | 1206801.7713 | 0 | 0 | 0 | 0 | 0 | 0 | 0 | 0 | 0 | 0 | 0 | 0 | 0 | 0 | 0 | 0 | 0 | 11798.8848 | -115689.6092 | 0 | 0 | 0 | 0 | 0 | 0 | 0 | 0 | 0 | 0 | 0 | 0 | 0 | 0 | 0 | 0
2016-08-20 06:00 | 0 | 0 | 0 | 0 | 357631.8266 | 0 | 434967 | 0 | 0 | 0 | 0 | 1114094.7707 | 1322491.3805 | 0 | 0 | 0 | 0 | 0 | 0 | 0 | 0 | 0 | 0 | 0 | 0 | 0 | 0 | 0 | 0 | 0 | -193024.7826 | 115689.6092 | 0 | 0 | 0 | 0 | 0 | 0 | 0 | 0 | 0 | 0 | 0 | 0 | 0 | 0 | 0 | 0
2016-08-20 07:00 | 0 | 0 | 0 | 0 | 56032.5525 | 0 | 418235 | 0 | 0 | 0 | 0 | 867581.9325 | 1206801.7713 | 0 | 0 | 0 | 0 | 0 | 0 | 0 | 0 | 0 | 0 | 0 | 0 | 0 | 0 | 0 | 0 | 0 | -246512.8382 | -115689.6092 | 0 | 0 | 0 | 0 | 0 | 0 | 0 | 0 | 0 | 0 | 0 | 0 | 0 | 0 | 0 | 0
2016-08-20 08:00 | 0 | 0 | 0 | 0 | 391539.5353 | 0 | 407918 | 0 | 0 | 0 | 0 | 966893.077 | 1091112.1621 | 0 | 0 | 0 | 0 | 0 | 0 | 0 | 0 | 0 | 0 | 0 | 0 | 0 | 0 | 0 | 0 | 0 | 99311.1445 | -115689.6092 | 0 | 0 | 0 | 0 | 0 | 0 | 0 | 0 | 0 | 0 | 0 | 0 | 0 | 0 | 0 | 0
2016-08-20 09:00 | 0 | 0 | 0 | 0 | 402593.1285 | 0 | 404022 | 0 | 0 | 0 | 0 | 849774.5962 | 1206801.7713 | 0 | 0 | 0 | 0 | 0 | 0 | 0 | 0 | 0 | 0 | 0 | 0 | 0 | 0 | 0 | 0 | 0 | -117118.4807 | 115689.6092 | 0 | 0 | 0 | 0 | 0 | 0 | 0 | 0 | 0 | 0 | 0 | 0 | 0 | 0 | 0 | 0
2016-08-20 10:00 | 0 | 0 | 0 | 0 | 408068.5408 | 0 | 406349 | 0 | 0 | 0 | 0 | 967183.7462 | 1091112.1621 | 0 | 0 | 0 | 0 | 0 | 0 | 0 | 0 | 0 | 0 | 0 | 0 | 0 | 0 | 0 | 0 | 0 | 117409.15 | -115689.6092 | 0 | 0 | 0 | 0 | 0 | 0 | 0 | 0 | 0 | 0 | 0 | 0 | 0 | 0 | 0 | 0
2016-08-20 11:00 | 0 | 0 | 0 | 0 | 51881.5525 | 0 | 414084 | 0 | 0 | 0 | 0 | 720670.908 | 975422.5528 | 0 | 0 | 0 | 0 | 0 | 0 | 0 | 0 | 0 | 0 | 0 | 0 | 0 | 0 | 0 | 0 | 0 | -246512.8382 | -115689.6092 | 0 | 0 | 0 | 0 | 0 | 0 | 0 | 0 | 0 | 0 | 0 | 0 | 0 | 0 | 0 | 0
2016-08-20 12:00 | 0 | 0 | 0 | 0 | 355650.8877 | 5064.6985 | 434124 | 0 | 0 | 0 | 0 | 531572.885 | 1091112.1621 | 0 | 0 | 0 | 0 | 0 | 0 | 0 | 0 | 0 | 0 | 0 | 0 | 0 | 0 | 0 | 0 | 0 | -189098.023 | 115689.6092 | 0 | 0 | 0 | 0 | 0 | 0 | 0 | 0 | 0 | 0 | 0 | 0 | 0 | 0 | 0 | 0
2016-08-20 13:00 | 0 | 0 | 0 | 0 | 99274.0069 | 231450.7641 | 461548 | 0 | 0 | 0 | 0 | 285060.0468 | 1206801.7713 | 0 | 0 | 0 | 0 | 0 | 0 | 0 | 0 | 0 | 0 | 0 | 0 | 0 | 0 | 0 | 0 | 0 | -246512.8382 | 115689.6092 | 0 | 0 | 0 | 0 | 0 | 0 | 0 | 0 | 0 | 0 | 0 | 0 | 0 | 0 | 0 | 0
2016-08-20 14:00 | 0 | 0 | 0 | 0 | 315949.1195 | 538167.3279 | 491914 | 0 | 0 | 0 | 0 | 531572.885 | 1322491.3805 | 0 | 0 | 0 | 0 | 0 | 0 | 0 | 0 | 0 | 0 | 0 | 0 | 0 | 0 | 0 | 0 | 0 | 246512.8382 | 115689.6092 | 0 | 0 | 0 | 0 | 0 | 0 | 0 | 0 | 0 | 0 | 0 | 0 | 0 | 0 | 0 | 0
2016-08-20 15:00 | 0 | 0 | 0 | 0 | 0 | 717024.6256 | 520936 | 0 | 0 | 0 | 0 | 778085.7232 | 1272067.1679 | 0 | 0 | 0 | 0 | 0 | 0 | 0 | 0 | 0 | 0 | 0 | 0 | 0 | 0 | 0 | 0 | 0 | 246512.8382 | -50424.2127 | 0 | 0 | 0 | 0 | 0 | 0 | 0 | 0 | 0 | 0 | 0 | 0 | 0 | 0 | 0 | 0
2016-08-20 16:00 | 0 | 0 | 0 | 0 | 123289.9162 | 782514.5313 | 543602 | 0 | 0 | 0 | 0 | 1024598.5615 | 1387756.7771 | 0 | 0 | 0 | 0 | 0 | 0 | 0 | 0 | 0 | 0 | 0 | 0 | 0 | 0 | 0 | 0 | 0 | 246512.8382 | 115689.6092 | 0 | 0 | 0 | 0 | 0 | 0 | 0 | 0 | 0 | 0 | 0 | 0 | 0 | 0 | 0 | 0
2016-08-20 17:00 | 0 | 0 | 0 | 0 | 0 | 790676.0889 | 560233 | 0 | 0 | 0 | 0 | 1139352.0412 | 1503446.3863 | 0 | 0 | 0 | 0 | 0 | 0 | 0 | 0 | 0 | 0 | 0 | 0 | 0 | 0 | 0 | 0 | 0 | 114753.4797 | 115689.6092 | 0 | 0 | 0 | 0 | 0 | 0 | 0 | 0 | 0 | 0 | 0 | 0 | 0 | 0 | 0 | 0
2016-08-20 18:00 | 0 | 0 | 0 | 0 | 0 | 778739.575 | 572044 | 0 | 0 | 0 | 0 | 1385864.8794 | 1463629.1231 | 0 | 0 | 0 | 0 | 0 | 0 | 0 | 0 | 0 | 0 | 0 | 0 | 0 | 0 | 0 | 0 | 0 | 246512.8382 | -39817.2633 | 0 | 0 | 0 | 0 | 0 | 0 | 0 | 0 | 0 | 0 | 0 | 0 | 0 | 0 | 0 | 0
2016-08-20 19:00 | 0 | 0 | 0 | 0 | 0 | 760202.7289 | 580000 | 0 | 0 | 0 | 0 | 1450377.9992 | 1579318.7323 | 0 | 0 | 0 | 0 | 0 | 0 | 0 | 0 | 0 | 0 | 0 | 0 | 0 | 0 | 0 | 0 | 0 | 64513.1197 | 115689.6092 | 0 | 0 | 0 | 0 | 0 | 0 | 0 | 0 | 0 | 0 | 0 | 0 | 0 | 0 | 0 | 0
2016-08-20 20:00 | 0 | 0 | 0 | 0 | 203272.8137 | 745953.6337 | 587024 | 0 | 0 | 0 | 0 | 1696890.8374 | 1695008.3415 | 0 | 0 | 0 | 0 | 0 | 0 | 0 | 0 | 0 | 0 | 0 | 0 | 0 | 0 | 0 | 0 | 0 | 246512.8382 | 115689.6092 | 0 | 0 | 0 | 0 | 0 | 0 | 0 | 0 | 0 | 0 | 0 | 0 | 0 | 0 | 0 | 0
2016-08-20 21:00 | 0 | 0 | 0 | 0 | 232227.3409 | 719523.1066 | 589548 | 0 | 0 | 0 | 0 | 1943403.6756 | 1810697.9508 | 0 | 0 | 0 | 0 | 0 | 0 | 0 | 0 | 0 | 0 | 0 | 0 | 0 | 0 | 0 | 0 | 0 | 246512.8382 | 115689.6092 | 0 | 0 | 0 | 0 | 0 | 0 | 0 | 0 | 0 | 0 | 0 | 0 | 0 | 0 | 0 | 0
2016-08-20 22:00 | 0 | 0 | 0 | 0 | 230611.8031 | 678467.892 | 583463 | 0 | 0 | 0 | 0 | 2189916.5139 | 1889801.8076 | 0 | 0 | 0 | 0 | 0 | 0 | 0 | 0 | 0 | 0 | 0 | 0 | 0 | 0 | 0 | 0 | 0 | 246512.8382 | 79103.8568 | 0 | 0 | 0 | 0 | 0 | 0 | 0 | 0 | 0 | 0 | 0 | 0 | 0 | 0 | 0 | 0
2016-08-20 23:00 | 0 | 0 | 0 | 0 | 208012.3549 | 579864.2998 | 570525 | 0 | 0 | 0 | 0 | 2260784.8441 | 2005491.4168 | 0 | 0 | 0 | 0 | 0 | 0 | 0 | 30793.7153 | 0 | 0 | 0 | 0 | 0 | 0 | 0 | 0 | 0 | 70868.3302 | 115689.6092 | 0 | 0 | 0 | 0 | 0 | 0 | 0 | 0 | 0 | 30793.7153 | 0 | 0 | 0 | 0 | 0 | 0
2016-08-21 | 0 | 0 | 0 | 0 | 0 | 414618.7859 | 560708 | 0 | 0 | 0 | 0 | 2261178.9545 | 1889801.8076 | 0 | 0 | 0 | 0 | 0 | 0 | 0 | 0 | 0 | 0 | 0 | 0 | 0 | 0 | 0 | 0 | 0 | 394.1104 | -115689.6092 | 0 | 0 | 0 | 0 | 0 | 0 | 0 | 0 | 0 | -30793.7153 | 0 | 0 | 0 | 0 | 0 | 0
2016-08-21 01:00 | 0 | 0 | 0 | 0 | 272508.5001 | 126606.1978 | 546320 | 0 | 0 | 0 | 0 | 2014666.1162 | 1989109.3437 | 0 | 0 | 0 | 0 | 0 | 0 | 0 | 0 | 0 | 0 | 0 | 0 | 0 | 0 | 0 | 0 | 0 | -246512.8382 | 99307.5361 | 0 | 0 | 0 | 0 | 0 | 0 | 0 | 0 | 0 | 0 | 0 | 0 | 0 | 0 | 0 | 0
2016-08-21 02:00 | 0 | 0 | 0 | 0 | 272898.1862 | 473.1932 | 522016 | 0 | 0 | 0 | 0 | 1768153.278 | 1986977.5614 | 0 | 0 | 0 | 0 | 0 | 0 | 0 | 0 | 0 | 0 | 0 | 0 | 0 | 0 | 0 | 0 | 0 | -246512.8382 | -2131.7823 | 0 | 0 | 0 | 0 | 0 | 0 | 0 | 0 | 0 | 0 | 0 | 0 | 0 | 0 | 0 | 0
2016-08-21 03:00 | 0 | 0 | 0 | 0 | 261847.6209 | 0 | 492804 | 0 | 0 | 0 | 0 | 1652886.5081 | 1871287.9522 | 0 | 0 | 0 | 0 | 0 | 0 | 0 | 0 | 0 | 0 | 0 | 0 | 0 | 0 | 0 | 0 | 0 | -115266.7699 | -115689.6092 | 0 | 0 | 0 | 0 | 0 | 0 | 0 | 0 | 0 | 0 | 0 | 0 | 0 | 0 | 0 | 0
2016-08-21 04:00 | 0 | 0 | 0 | 0 | 101461.5525 | 0 | 463664 | 0 | 0 | 0 | 0 | 1406373.6699 | 1755598.3429 | 0 | 0 | 0 | 0 | 0 | 0 | 0 | 0 | 0 | 0 | 0 | 0 | 0 | 0 | 0 | 0 | 0 | -246512.8382 | -115689.6092 | 0 | 0 | 0 | 0 | 0 | 0 | 0 | 0 | 0 | 0 | 0 | 0 | 0 | 0 | 0 | 0
2016-08-21 05:00 | 0 | 0 | 0 | 0 | 262239.2934 | 0 | 439723 | 0 | 0 | 0 | 0 | 1344579.5726 | 1639908.7337 | 0 | 0 | 0 | 0 | 0 | 0 | 0 | 0 | 0 | 0 | 0 | 0 | 0 | 0 | 0 | 0 | 0 | -61794.0973 | -115689.6092 | 0 | 0 | 0 | 0 | 0 | 0 | 0 | 0 | 0 | 0 | 0 | 0 | 0 | 0 | 0 | 0
2016-08-21 06:00 | 0 | 0 | 0 | 0 | 57096.5525 | 0 | 419299 | 0 | 0 | 0 | 0 | 1098066.7343 | 1524219.1245 | 0 | 0 | 0 | 0 | 0 | 0 | 0 | 0 | 0 | 0 | 0 | 0 | 0 | 0 | 0 | 0 | 0 | -246512.8382 | -115689.6092 | 0 | 0 | 0 | 0 | 0 | 0 | 0 | 0 | 0 | 0 | 0 | 0 | 0 | 0 | 0 | 0
2016-08-21 07:00 | 0 | 0 | 0 | 0 | 309739.6015 | 0 | 403933 | 0 | 0 | 0 | 0 | 888183.7266 | 1639908.7337 | 0 | 0 | 0 | 0 | 0 | 0 | 0 | 0 | 0 | 0 | 0 | 0 | 0 | 0 | 0 | 0 | 0 | -209883.0077 | 115689.6092 | 0 | 0 | 0 | 0 | 0 | 0 | 0 | 0 | 0 | 0 | 0 | 0 | 0 | 0 | 0 | 0
2016-08-21 08:00 | 0 | 0 | 0 | 0 | 342179.1086 | 0 | 393719 | 0 | 0 | 0 | 0 | 952333.4444 | 1524219.1245 | 0 | 0 | 0 | 0 | 0 | 0 | 0 | 0 | 0 | 0 | 0 | 0 | 0 | 0 | 0 | 0 | 0 | 64149.7178 | -115689.6092 | 0 | 0 | 0 | 0 | 0 | 0 | 0 | 0 | 0 | 0 | 0 | 0 | 0 | 0 | 0 | 0
2016-08-21 09:00 | 0 | 0 | 0 | 0 | 347509.3081 | 0 | 388523 | 0 | 0 | 0 | 0 | 1027009.3617 | 1408529.5152 | 0 | 0 | 0 | 0 | 0 | 0 | 0 | 0 | 0 | 0 | 0 | 0 | 0 | 0 | 0 | 0 | 0 | 74675.9173 | -115689.6092 | 0 | 0 | 0 | 0 | 0 | 0 | 0 | 0 | 0 | 0 | 0 | 0 | 0 | 0 | 0 | 0
2016-08-21 10:00 | 0 | 0 | 0 | 0 | 27217.5525 | 0 | 389420 | 0 | 0 | 0 | 0 | 780496.5235 | 1292839.906 | 0 | 0 | 0 | 0 | 0 | 0 | 0 | 0 | 0 | 0 | 0 | 0 | 0 | 0 | 0 | 0 | 0 | -246512.8382 | -115689.6092 | 0 | 0 | 0 | 0 | 0 | 0 | 0 | 0 | 0 | 0 | 0 | 0 | 0 | 0 | 0 | 0
2016-08-21 11:00 | 0 | 0 | 0 | 0 | 358841.9437 | 0 | 393384 | 0 | 0 | 0 | 0 | 624479.4547 | 1408529.5152 | 0 | 0 | 0 | 0 | 0 | 0 | 0 | 5785.4032 | 0 | 0 | 0 | 0 | 0 | 0 | 0 | 0 | 0 | -156017.0687 | 115689.6092 | 0 | 0 | 0 | 0 | 0 | 0 | 0 | 0 | 0 | 5785.4032 | 0 | 0 | 0 | 0 | 0 | 0
2016-08-21 12:00 | 0 | 0 | 0 | 0 | 283033.401 | 6039.3808 | 409119 | 0 | 0 | 0 | 0 | 377966.6165 | 1504202.4199 | 0 | 0 | 0 | 0 | 0 | 0 | 0 | 36579.1185 | 0 | 0 | 0 | 0 | 0 | 0 | 0 | 0 | 0 | -246512.8382 | 95672.9046 | 0 | 0 | 0 | 0 | 0 | 0 | 0 | 0 | 0 | 30793.7153 | 0 | 0 | 0 | 0 | 0 | 0
2016-08-21 13:00 | 0 | 0 | 0 | 0 | 0 | 227246.396 | 434233 | 0 | 0 | 0 | 0 | 317463.337 | 1388512.8106 | 0 | 0 | 0 | 0 | 0 | 0 | 0 | 5785.4032 | 0 | 0 | 0 | 0 | 0 | 0 | 0 | 0 | 0 | -60503.2795 | -115689.6092 | 0 | 0 | 0 | 0 | 0 | 0 | 0 | 0 | 0 | -30793.7153 | 0 | 0 | 0 | 0 | 0 | 0
2016-08-21 14:00 | 0 | 0 | 0 | 0 | 0 | 526170.4969 | 460036 | 0 | 0 | 0 | 0 | 273693.6279 | 1504202.4199 | 0 | 0 | 0 | 0 | 0 | 0 | 0 | 0 | 0 | 0 | 0 | 0 | 0 | 0 | 0 | 0 | 0 | -43769.7091 | 115689.6092 | 0 | 0 | 0 | 0 | 0 | 0 | 0 | 0 | 0 | -5785.4032 | 0 | 0 | 0 | 0 | 0 | 0
2016-08-21 15:00 | 0 | 0 | 0 | 0 | 0 | 692850.6163 | 486552 | 0 | 0 | 0 | 0 | 520206.4662 | 1463988.1979 | 0 | 0 | 0 | 0 | 0 | 0 | 0 | 0 | 0 | 0 | 0 | 0 | 0 | 0 | 0 | 0 | 0 | 246512.8382 | -40214.222 | 0 | 0 | 0 | 0 | 0 | 0 | 0 | 0 | 0 | 0 | 0 | 0 | 0 | 0 | 0 | 0
2016-08-21 16:00 | 0 | 0 | 0 | 0 | 125626.0998 | 760734.0499 | 510928 | 0 | 0 | 0 | 0 | 749155.2913 | 1579677.8071 | 0 | 0 | 0 | 0 | 0 | 0 | 0 | 30793.7153 | 0 | 0 | 0 | 0 | 0 | 0 | 0 | 0 | 0 | 228948.8251 | 115689.6092 | 0 | 0 | 0 | 0 | 0 | 0 | 0 | 0 | 0 | 30793.7153 | 0 | 0 | 0 | 0 | 0 | 0
2016-08-21 17:00 | 0 | 0 | 0 | 0 | 126972.0995 | 767443.4701 | 530086 | 0 | 0 | 0 | 0 | 995668.1295 | 1691709.1353 | 0 | 0 | 0 | 0 | 0 | 0 | 0 | 36579.1185 | 0 | 0 | 0 | 0 | 0 | 0 | 0 | 0 | 0 | 246512.8382 | 112031.3281 | 0 | 0 | 0 | 0 | 0 | 0 | 0 | 0 | 0 | 5785.4032 | 0 | 0 | 0 | 0 | 0 | 0
2016-08-21 18:00 | 0 | 0 | 0 | 0 | 0 | 753142.0789 | 544479 | 0 | 0 | 0 | 0 | 1119435.3145 | 1807398.7445 | 0 | 0 | 0 | 0 | 0 | 0 | 0 | 5785.4032 | 0 | 0 | 0 | 0 | 0 | 0 | 0 | 0 | 0 | 123767.185 | 115689.6092 | 0 | 0 | 0 | 0 | 0 | 0 | 0 | 0 | 0 | -30793.7153 | 0 | 0 | 0 | 0 | 0 | 0
2016-08-21 19:00 | 0 | 0 | 0 | 0 | 133815.7271 | 728351.3573 | 554802 | 0 | 0 | 0 | 0 | 1280317.0744 | 1923088.3537 | 0 | 0 | 0 | 0 | 0 | 0 | 0 | 36579.1185 | 0 | 0 | 0 | 0 | 0 | 0 | 0 | 0 | 0 | 160881.7598 | 115689.6092 | 0 | 0 | 0 | 0 | 0 | 0 | 0 | 0 | 0 | 30793.7153 | 0 | 0 | 0 | 0 | 0 | 0
2016-08-21 20:00 | 0 | 0 | 0 | 0 | 134119.0634 | 704098.1769 | 562710 | 0 | 0 | 0 | 0 | 1526829.9126 | 1982876.4711 | 0 | 0 | 0 | 0 | 0 | 0 | 0 | 5785.4032 | 0 | 0 | 0 | 0 | 0 | 0 | 0 | 0 | 0 | 246512.8382 | 59788.1173 | 0 | 0 | 0 | 0 | 0 | 0 | 0 | 0 | 0 | -30793.7153 | 0 | 0 | 0 | 0 | 0 | 0
2016-08-21 21:00 | 0 | 0 | 0 | 0 | 135311.239 | 667544.1401 | 569215 | 0 | 0 | 0 | 0 | 1773342.7509 | 1939210.2966 | 0 | 0 | 0 | 0 | 0 | 0 | 0 | 36579.1185 | 0 | 0 | 0 | 0 | 0 | 0 | 0 | 0 | 0 | 246512.8382 | -43666.1745 | 0 | 0 | 0 | 0 | 0 | 0 | 0 | 0 | 0 | 30793.7153 | 0 | 0 | 0 | 0 | 0 | 0
2016-08-21 22:00 | 0 | 0 | 0 | 0 | 0 | 618073.6655 | 568881 | 0 | 0 | 0 | 0 | 1737639.5224 | 2054899.9058 | 0 | 0 | 0 | 0 | 0 | 0 | 0 | 5785.4032 | 0 | 0 | 0 | 0 | 0 | 0 | 0 | 0 | 0 | -35703.2284 | 115689.6092 | 0 | 0 | 0 | 0 | 0 | 0 | 0 | 0 | 0 | -30793.7153 | 0 | 0 | 0 | 0 | 0 | 0
2016-08-21 23:00 | 0 | 0 | 0 | 0 | 0 | 511145.0893 | 561221 | 0 | 0 | 0 | 0 | 1809038.6241 | 1939210.2966 | 0 | 0 | 0 | 0 | 0 | 0 | 0 | 0 | 0 | 0 | 0 | 0 | 0 | 0 | 0 | 0 | 0 | 71399.1017 | -115689.6092 | 0 | 0 | 0 | 0 | 0 | 0 | 0 | 0 | 0 | -5785.4032 | 0 | 0 | 0 | 0 | 0 | 0
2016-08-22 | 0 | 0 | 0 | 0 | 0 | 347972.0382 | 553368 | 0 | 0 | 0 | 0 | 1719332.2716 | 1823520.6873 | 0 | 0 | 0 | 0 | 0 | 0 | 0 | 0 | 0 | 0 | 0 | 0 | 0 | 0 | 0 | 0 | 0 | -89706.3525 | -115689.6092 | 0 | 0 | 0 | 0 | 0 | 0 | 0 | 0 | 0 | 0 | 0 | 0 | 0 | 0 | 0 | 0
2016-08-22 01:00 | 0 | 0 | 0 | 0 | 491154.1689 | 109918.8662 | 540660 | 0 | 0 | 0 | 0 | 1864641.2005 | 1707831.0781 | 0 | 0 | 0 | 0 | 0 | 0 | 0 | 30793.7153 | 0 | 0 | 0 | 0 | 0 | 0 | 0 | 0 | 0 | 145308.9289 | -115689.6092 | 0 | 0 | 0 | 0 | 0 | 0 | 0 | 0 | 0 | 30793.7153 | 0 | 0 | 0 | 0 | 0 | 0
2016-08-22 02:00 | 0 | 0 | 0 | 0 | 120659.9666 | 315.8706 | 513972 | 0 | 0 | 0 | 0 | 1618128.3623 | 1592141.4689 | 0 | 0 | 0 | 0 | 0 | 0 | 0 | 0 | 0 | 0 | 0 | 0 | 0 | 0 | 0 | 0 | 0 | -246512.8382 | -115689.6092 | 0 | 0 | 0 | 0 | 0 | 0 | 0 | 0 | 0 | -30793.7153 | 0 | 0 | 0 | 0 | 0 | 0
2016-08-22 03:00 | 0 | 0 | 0 | 0 | 638017.8702 | 0 | 480482 | 0 | 0 | 0 | 0 | 1659974.6233 | 1707831.0781 | 0 | 0 | 0 | 0 | 0 | 0 | 0 | 0 | 0 | 0 | 0 | 0 | 0 | 0 | 0 | 0 | 0 | 41846.261 | 115689.6092 | 0 | 0 | 0 | 0 | 0 | 0 | 0 | 0 | 0 | 0 | 0 | 0 | 0 | 0 | 0 | 0
2016-08-22 04:00 | 0 | 0 | 0 | 0 | 88129.5525 | 0 | 450332 | 0 | 0 | 0 | 0 | 1413461.7851 | 1592141.4689 | 0 | 0 | 0 | 0 | 0 | 0 | 0 | 0 | 0 | 0 | 0 | 0 | 0 | 0 | 0 | 0 | 0 | -246512.8382 | -115689.6092 | 0 | 0 | 0 | 0 | 0 | 0 | 0 | 0 | 0 | 0 | 0 | 0 | 0 | 0 | 0 | 0
2016-08-22 05:00 | 0 | 0 | 0 | 0 | 658773.2756 | 0 | 424764 | 0 | 0 | 0 | 0 | 1531781.4514 | 1707831.0781 | 0 | 0 | 0 | 0 | 0 | 0 | 0 | 0 | 0 | 0 | 0 | 0 | 0 | 0 | 0 | 0 | 0 | 118319.6664 | 115689.6092 | 0 | 0 | 0 | 0 | 0 | 0 | 0 | 0 | 0 | 0 | 0 | 0 | 0 | 0 | 0 | 0
2016-08-22 06:00 | 0 | 0 | 0 | 0 | 42904.5525 | 0 | 405107 | 0 | 0 | 0 | 0 | 1285268.6132 | 1592141.4689 | 0 | 0 | 0 | 0 | 0 | 0 | 0 | 0 | 0 | 0 | 0 | 0 | 0 | 0 | 0 | 0 | 0 | -246512.8382 | -115689.6092 | 0 | 0 | 0 | 0 | 0 | 0 | 0 | 0 | 0 | 0 | 0 | 0 | 0 | 0 | 0 | 0
2016-08-22 07:00 | 0 | 0 | 0 | 0 | 633187.7785 | 0 | 391802 | 0 | 0 | 0 | 0 | 1531781.4514 | 1587014.4091 | 0 | 0 | 0 | 0 | 0 | 0 | 0 | 0 | 0 | 0 | 0 | 0 | 0 | 0 | 0 | 0 | 0 | 246512.8382 | -5127.0597 | 0 | 0 | 0 | 0 | 0 | 0 | 0 | 0 | 0 | 0 | 0 | 0 | 0 | 0 | 0 | 0
2016-08-22 08:00 | 0 | 0 | 0 | 0 | 24357.5525 | 0 | 386560 | 0 | 0 | 0 | 0 | 1285268.6132 | 1471324.7999 | 0 | 0 | 0 | 0 | 0 | 0 | 0 | 0 | 0 | 0 | 0 | 0 | 0 | 0 | 0 | 0 | 0 | -246512.8382 | -115689.6092 | 0 | 0 | 0 | 0 | 0 | 0 | 0 | 0 | 0 | 0 | 0 | 0 | 0 | 0 | 0 | 0
2016-08-22 09:00 | 0 | 0 | 0 | 0 | 589279.846 | 0 | 392538 | 0 | 0 | 0 | 0 | 1531781.4514 | 1421553.8076 | 0 | 0 | 0 | 0 | 0 | 0 | 0 | 0 | 0 | 0 | 0 | 0 | 0 | 0 | 0 | 0 | 0 | 246512.8382 | -49770.9923 | 0 | 0 | 0 | 0 | 0 | 0 | 0 | 0 | 0 | 0 | 0 | 0 | 0 | 0 | 0 | 0
2016-08-22 10:00 | 0 | 0 | 0 | 0 | 280213.771 | 0 | 411037 | 0 | 0 | 0 | 0 | 1285268.6132 | 1537243.4169 | 0 | 0 | 0 | 0 | 0 | 0 | 0 | 0 | 0 | 0 | 0 | 0 | 0 | 0 | 0 | 0 | 0 | -246512.8382 | 115689.6092 | 0 | 0 | 0 | 0 | 0 | 0 | 0 | 0 | 0 | 0 | 0 | 0 | 0 | 0 | 0 | 0
2016-08-22 11:00 | 0 | 0 | 0 | 0 | 542156.0844 | 0 | 432991 | 0 | 0 | 0 | 0 | 1278744.0883 | 1652933.0261 | 0 | 0 | 0 | 0 | 0 | 0 | 0 | 0 | 0 | 0 | 0 | 0 | 0 | 0 | 0 | 0 | 0 | -6524.5249 | 115689.6092 | 0 | 0 | 0 | 0 | 0 | 0 | 0 | 0 | 0 | 0 | 0 | 0 | 0 | 0 | 0 | 0
2016-08-22 12:00 | 0 | 0 | 0 | 0 | 85993.3332 | 4380.2193 | 452576 | 0 | 0 | 0 | 0 | 1032231.2501 | 1537243.4169 | 0 | 0 | 0 | 0 | 0 | 0 | 0 | 0 | 0 | 0 | 0 | 0 | 0 | 0 | 0 | 0 | 0 | -246512.8382 | -115689.6092 | 0 | 0 | 0 | 0 | 0 | 0 | 0 | 0 | 0 | 0 | 0 | 0 | 0 | 0 | 0 | 0
2016-08-22 13:00 | 0 | 0 | 0 | 0 | 298094.0136 | 192938.5711 | 476225 | 0 | 0 | 0 | 0 | 1162728.444 | 1421553.8076 | 0 | 0 | 0 | 0 | 0 | 0 | 0 | 0 | 0 | 0 | 0 | 0 | 0 | 0 | 0 | 0 | 0 | 130497.1939 | -115689.6092 | 0 | 0 | 0 | 0 | 0 | 0 | 0 | 0 | 0 | 0 | 0 | 0 | 0 | 0 | 0 | 0
2016-08-22 14:00 | 0 | 0 | 0 | 0 | 0 | 451484.0039 | 502924 | 0 | 0 | 0 | 0 | 1226978.0571 | 1305864.1984 | 0 | 0 | 0 | 0 | 0 | 0 | 0 | 0 | 0 | 0 | 0 | 0 | 0 | 0 | 0 | 0 | 0 | 64249.6131 | -115689.6092 | 0 | 0 | 0 | 0 | 0 | 0 | 0 | 0 | 0 | 0 | 0 | 0 | 0 | 0 | 0 | 0
2016-08-22 15:00 | 0 | 0 | 0 | 0 | 0 | 595626.1099 | 527223 | 0 | 0 | 0 | 0 | 1179691.5578 | 1421553.8076 | 0 | 0 | 0 | 0 | 0 | 0 | 0 | 0 | 0 | 0 | 0 | 0 | 0 | 0 | 0 | 0 | 0 | -47286.4993 | 115689.6092 | 0 | 0 | 0 | 0 | 0 | 0 | 0 | 0 | 0 | 0 | 0 | 0 | 0 | 0 | 0 | 0
2016-08-22 16:00 | 0 | 0 | 0 | 0 | 248012.2214 | 662303.226 | 548113 | 0 | 0 | 0 | 0 | 1426204.396 | 1537243.4169 | 0 | 0 | 0 | 0 | 0 | 0 | 0 | 0 | 0 | 0 | 0 | 0 | 0 | 0 | 0 | 0 | 0 | 246512.8382 | 115689.6092 | 0 | 0 | 0 | 0 | 0 | 0 | 0 | 0 | 0 | 0 | 0 | 0 | 0 | 0 | 0 | 0
2016-08-22 17:00 | 0 | 0 | 0 | 0 | 0 | 673523.5472 | 567815 | 0 | 0 | 0 | 0 | 1416223.334 | 1652933.0261 | 0 | 0 | 0 | 0 | 0 | 0 | 0 | 0 | 0 | 0 | 0 | 0 | 0 | 0 | 0 | 0 | 0 | -9981.062 | 115689.6092 | 0 | 0 | 0 | 0 | 0 | 0 | 0 | 0 | 0 | 0 | 0 | 0 | 0 | 0 | 0 | 0
2016-08-22 18:00 | 0 | 0 | 0 | 0 | 0 | 663471.1624 | 584628 | 0 | 0 | 0 | 0 | 1610756.1056 | 1537243.4169 | 0 | 0 | 0 | 0 | 0 | 0 | 0 | 0 | 0 | 0 | 0 | 0 | 0 | 0 | 0 | 0 | 0 | 194532.7716 | -115689.6092 | 0 | 0 | 0 | 0 | 0 | 0 | 0 | 0 | 0 | 0 | 0 | 0 | 0 | 0 | 0 | 0
2016-08-22 19:00 | 0 | 0 | 0 | 0 | 314527.5665 | 645560.881 | 597886 | 0 | 0 | 0 | 0 | 1857268.9438 | 1652933.0261 | 0 | 0 | 0 | 0 | 0 | 0 | 0 | 0 | 0 | 0 | 0 | 0 | 0 | 0 | 0 | 0 | 0 | 246512.8382 | 115689.6092 | 0 | 0 | 0 | 0 | 0 | 0 | 0 | 0 | 0 | 0 | 0 | 0 | 0 | 0 | 0 | 0
2016-08-22 20:00 | 0 | 0 | 0 | 0 | 0 | 629675.7519 | 606740 | 0 | 0 | 0 | 0 | 1764515.0865 | 1768622.6353 | 0 | 0 | 0 | 0 | 0 | 0 | 0 | 0 | 0 | 0 | 0 | 0 | 0 | 0 | 0 | 0 | 0 | -92753.8573 | 115689.6092 | 0 | 0 | 0 | 0 | 0 | 0 | 0 | 0 | 0 | 0 | 0 | 0 | 0 | 0 | 0 | 0
2016-08-22 21:00 | 0 | 0 | 0 | 0 | 141560.584 | 600042.645 | 610780 | 0 | 0 | 0 | 0 | 2011027.9248 | 1652933.0261 | 0 | 0 | 0 | 0 | 0 | 0 | 0 | 0 | 0 | 0 | 0 | 0 | 0 | 0 | 0 | 0 | 0 | 246512.8382 | -115689.6092 | 0 | 0 | 0 | 0 | 0 | 0 | 0 | 0 | 0 | 0 | 0 | 0 | 0 | 0 | 0 | 0
2016-08-22 22:00 | 0 | 0 | 0 | 0 | 0 | 549813.6515 | 605164 | 0 | 0 | 0 | 0 | 1839987.967 | 1768622.6353 | 0 | 0 | 0 | 0 | 0 | 0 | 0 | 0 | 0 | 0 | 0 | 0 | 0 | 0 | 0 | 0 | 0 | -171039.9577 | 115689.6092 | 0 | 0 | 0 | 0 | 0 | 0 | 0 | 0 | 0 | 0 | 0 | 0 | 0 | 0 | 0 | 0
2016-08-22 23:00 | 0 | 0 | 0 | 0 | 0 | 456458.3245 | 590472 | 0 | 0 | 0 | 0 | 1593475.1288 | 1881121.7981 | 0 | 0 | 0 | 0 | 0 | 0 | 0 | 0 | 0 | 0 | 0 | 0 | 0 | 0 | 0 | 0 | 0 | -246512.8382 | 112499.1627 | 0 | 0 | 0 | 0 | 0 | 0 | 0 | 0 | 0 | 0 | 0 | 0 | 0 | 0 | 0 | 0
2016-08-23 | 0 | 0 | 0 | 0 | 645085.6531 | 304832.8452 | 578424 | 0 | 0 | 0 | 0 | 1839987.967 | 1996811.4073 | 0 | 0 | 0 | 0 | 0 | 0 | 0 | 9292.0509 | 0 | 0 | 0 | 0 | 0 | 0 | 0 | 0 | 0 | 246512.8382 | 115689.6092 | 0 | 0 | 0 | 0 | 0 | 0 | 0 | 0 | 0 | 9292.0509 | 0 | 0 | 0 | 0 | 0 | 0
2016-08-23 01:00 | 0 | 0 | 0 | 0 | 107368.4632 | 82733.0384 | 561596 | 0 | 0 | 0 | 0 | 1593475.1288 | 1881121.7981 | 0 | 0 | 0 | 0 | 0 | 0 | 0 | 0 | 0 | 0 | 0 | 0 | 0 | 0 | 0 | 0 | 0 | -246512.8382 | -115689.6092 | 0 | 0 | 0 | 0 | 0 | 0 | 0 | 0 | 0 | -9292.0509 | 0 | 0 | 0 | 0 | 0 | 0
2016-08-23 02:00 | 0 | 0 | 0 | 0 | 166322.7273 | 283.8252 | 528809 | 0 | 0 | 0 | 0 | 1346962.2905 | 1765432.1888 | 0 | 0 | 0 | 0 | 0 | 0 | 0 | 0 | 0 | 0 | 0 | 0 | 0 | 0 | 0 | 0 | 0 | -246512.8382 | -115689.6092 | 0 | 0 | 0 | 0 | 0 | 0 | 0 | 0 | 0 | 0 | 0 | 0 | 0 | 0 | 0 | 0
2016-08-23 03:00 | 0 | 0 | 0 | 0 | 761657.9327 | 0 | 492151 | 0 | 0 | 0 | 0 | 1593475.1288 | 1788426.2833 | 0 | 0 | 0 | 0 | 0 | 0 | 0 | 0 | 0 | 0 | 0 | 0 | 0 | 0 | 0 | 0 | 0 | 246512.8382 | 22994.0945 | 0 | 0 | 0 | 0 | 0 | 0 | 0 | 0 | 0 | 0 | 0 | 0 | 0 | 0 | 0 | 0
2016-08-23 04:00 | 0 | 0 | 0 | 0 | 96848.5525 | 0 | 459051 | 0 | 0 | 0 | 0 | 1346962.2905 | 1672736.6741 | 0 | 0 | 0 | 0 | 0 | 0 | 0 | 0 | 0 | 0 | 0 | 0 | 0 | 0 | 0 | 0 | 0 | -246512.8382 | -115689.6092 | 0 | 0 | 0 | 0 | 0 | 0 | 0 | 0 | 0 | 0 | 0 | 0 | 0 | 0 | 0 | 0
2016-08-23 05:00 | 0 | 0 | 0 | 0 | 300987.771 | 0 | 431811 | 0 | 0 | 0 | 0 | 1100449.4523 | 1788426.2833 | 0 | 0 | 0 | 0 | 0 | 0 | 0 | 0 | 0 | 0 | 0 | 0 | 0 | 0 | 0 | 0 | 0 | -246512.8382 | 115689.6092 | 0 | 0 | 0 | 0 | 0 | 0 | 0 | 0 | 0 | 0 | 0 | 0 | 0 | 0 | 0 | 0
2016-08-23 06:00 | 0 | 0 | 0 | 0 | 702757.5931 | 0 | 410817 | 0 | 0 | 0 | 0 | 1346962.2905 | 1833854.0382 | 0 | 0 | 0 | 0 | 0 | 0 | 0 | 0 | 0 | 0 | 0 | 0 | 0 | 0 | 0 | 0 | 0 | 246512.8382 | 45427.7549 | 0 | 0 | 0 | 0 | 0 | 0 | 0 | 0 | 0 | 0 | 0 | 0 | 0 | 0 | 0 | 0
2016-08-23 07:00 | 0 | 0 | 0 | 0 | 266169.771 | 0 | 396993 | 0 | 0 | 0 | 0 | 1100449.4523 | 1949543.6474 | 0 | 0 | 0 | 0 | 0 | 0 | 0 | 0 | 0 | 0 | 0 | 0 | 0 | 0 | 0 | 0 | 0 | -246512.8382 | 115689.6092 | 0 | 0 | 0 | 0 | 0 | 0 | 0 | 0 | 0 | 0 | 0 | 0 | 0 | 0 | 0 | 0
2016-08-23 08:00 | 0 | 0 | 0 | 0 | 28543.5525 | 0 | 390746 | 0 | 0 | 0 | 0 | 853936.6141 | 1833854.0382 | 0 | 0 | 0 | 0 | 0 | 0 | 0 | 0 | 0 | 0 | 0 | 0 | 0 | 0 | 0 | 0 | 0 | -246512.8382 | -115689.6092 | 0 | 0 | 0 | 0 | 0 | 0 | 0 | 0 | 0 | 0 | 0 | 0 | 0 | 0 | 0 | 0
2016-08-23 09:00 | 0 | 0 | 0 | 0 | 677056.0186 | 0 | 397163 | 0 | 0 | 0 | 0 | 1100449.4523 | 1867234.2185 | 0 | 0 | 0 | 0 | 0 | 0 | 0 | 0 | 0 | 0 | 0 | 0 | 0 | 0 | 0 | 0 | 0 | 246512.8382 | 33380.1803 | 0 | 0 | 0 | 0 | 0 | 0 | 0 | 0 | 0 | 0 | 0 | 0 | 0 | 0 | 0 | 0
2016-08-23 10:00 | 0 | 0 | 0 | 0 | 285970.771 | 0 | 416794 | 0 | 0 | 0 | 0 | 853936.6141 | 1982923.8278 | 0 | 0 | 0 | 0 | 0 | 0 | 0 | 0 | 0 | 0 | 0 | 0 | 0 | 0 | 0 | 0 | 0 | -246512.8382 | 115689.6092 | 0 | 0 | 0 | 0 | 0 | 0 | 0 | 0 | 0 | 0 | 0 | 0 | 0 | 0 | 0 | 0
2016-08-23 11:00 | 0 | 0 | 0 | 0 | 638707.1343 | 0 | 437417 | 0 | 0 | 0 | 0 | 939537.1391 | 2098613.437 | 0 | 0 | 0 | 0 | 0 | 0 | 0 | 0 | 0 | 0 | 0 | 0 | 0 | 0 | 0 | 0 | 0 | 85600.5251 | 115689.6092 | 0 | 0 | 0 | 0 | 0 | 0 | 0 | 0 | 0 | 0 | 0 | 0 | 0 | 0 | 0 | 0
2016-08-23 12:00 | 0 | 0 | 0 | 0 | 317689.1197 | 6135.6513 | 454648 | 0 | 0 | 0 | 0 | 693024.3009 | 2214303.0462 | 0 | 0 | 0 | 0 | 0 | 0 | 0 | 0 | 0 | 0 | 0 | 0 | 0 | 0 | 0 | 0 | 0 | -246512.8382 | 115689.6092 | 0 | 0 | 0 | 0 | 0 | 0 | 0 | 0 | 0 | 0 | 0 | 0 | 0 | 0 | 0 | 0
2016-08-23 13:00 | 0 | 0 | 0 | 0 | 473002.9976 | 200456.1727 | 477293 | 0 | 0 | 0 | 0 | 939537.1391 | 2163956.3783 | 0 | 0 | 0 | 0 | 0 | 0 | 0 | 0 | 0 | 0 | 0 | 0 | 0 | 0 | 0 | 0 | 0 | 246512.8382 | -50346.6679 | 0 | 0 | 0 | 0 | 0 | 0 | 0 | 0 | 0 | 0 | 0 | 0 | 0 | 0 | 0 | 0
2016-08-23 14:00 | 0 | 0 | 0 | 0 | 0 | 491807.2355 | 505355 | 0 | 0 | 0 | 0 | 810299.7654 | 2279645.9875 | 0 | 0 | 0 | 0 | 0 | 0 | 0 | 0 | 0 | 0 | 0 | 0 | 0 | 0 | 0 | 0 | 0 | -129237.3737 | 115689.6092 | 0 | 0 | 0 | 0 | 0 | 0 | 0 | 0 | 0 | 0 | 0 | 0 | 0 | 0 | 0 | 0
2016-08-23 15:00 | 0 | 0 | 0 | 0 | 243083.1408 | 652174.3067 | 533055 | 0 | 0 | 0 | 0 | 1056812.6037 | 2395335.5967 | 0 | 0 | 0 | 0 | 0 | 0 | 0 | 0 | 0 | 0 | 0 | 0 | 0 | 0 | 0 | 0 | 0 | 246512.8382 | 115689.6092 | 0 | 0 | 0 | 0 | 0 | 0 | 0 | 0 | 0 | 0 | 0 | 0 | 0 | 0 | 0 | 0
2016-08-23 16:00 | 0 | 0 | 0 | 0 | 0 | 734782.9972 | 557774 | 0 | 0 | 0 | 0 | 1118131.9916 | 2511025.206 | 0 | 0 | 0 | 0 | 0 | 0 | 0 | 0 | 0 | 0 | 0 | 0 | 0 | 0 | 0 | 0 | 0 | 61319.388 | 115689.6092 | 0 | 0 | 0 | 0 | 0 | 0 | 0 | 0 | 0 | 0 | 0 | 0 | 0 | 0 | 0 | 0
2016-08-23 17:00 | 0 | 0 | 0 | 0 | 0 | 743398.0414 | 579989 | 0 | 0 | 0 | 0 | 1364644.8299 | 2427921.4091 | 0 | 0 | 0 | 0 | 0 | 0 | 0 | 0 | 0 | 0 | 0 | 0 | 0 | 0 | 0 | 0 | 0 | 246512.8382 | -83103.7969 | 0 | 0 | 0 | 0 | 0 | 0 | 0 | 0 | 0 | 0 | 0 | 0 | 0 | 0 | 0 | 0
2016-08-23 18:00 | 0 | 0 | 0 | 0 | 0 | 733775.2605 | 599625 | 0 | 0 | 0 | 0 | 1383105.4811 | 2543611.0183 | 0 | 0 | 0 | 0 | 0 | 0 | 0 | 0 | 0 | 0 | 0 | 0 | 0 | 0 | 0 | 0 | 0 | 18460.6513 | 115689.6092 | 0 | 0 | 0 | 0 | 0 | 0 | 0 | 0 | 0 | 0 | 0 | 0 | 0 | 0 | 0 | 0
2016-08-23 19:00 | 0 | 0 | 0 | 0 | 32815.8078 | 711469.4212 | 613462 | 0 | 0 | 0 | 0 | 1629618.3194 | 2427921.4091 | 0 | 0 | 0 | 0 | 0 | 0 | 0 | 0 | 0 | 0 | 0 | 0 | 0 | 0 | 0 | 0 | 0 | 246512.8382 | -115689.6092 | 0 | 0 | 0 | 0 | 0 | 0 | 0 | 0 | 0 | 0 | 0 | 0 | 0 | 0 | 0 | 0
2016-08-23 20:00 | 0 | 0 | 0 | 0 | 0 | 686945.4672 | 623291 | 0 | 0 | 0 | 0 | 1577583.1774 | 2543611.0183 | 0 | 0 | 0 | 0 | 0 | 0 | 0 | 0 | 0 | 0 | 0 | 0 | 0 | 0 | 0 | 0 | 0 | -52035.142 | 115689.6092 | 0 | 0 | 0 | 0 | 0 | 0 | 0 | 0 | 0 | 0 | 0 | 0 | 0 | 0 | 0 | 0
2016-08-23 21:00 | 0 | 0 | 0 | 0 | 338002.1148 | 652308.3327 | 628108 | 0 | 0 | 0 | 0 | 1824096.0156 | 2659300.6276 | 0 | 0 | 0 | 0 | 0 | 0 | 0 | 0 | 0 | 0 | 0 | 0 | 0 | 0 | 0 | 0 | 0 | 246512.8382 | 115689.6092 | 0 | 0 | 0 | 0 | 0 | 0 | 0 | 0 | 0 | 0 | 0 | 0 | 0 | 0 | 0 | 0
2016-08-23 22:00 | 0 | 0 | 0 | 0 | 0 | 603345.5348 | 622384 | 0 | 0 | 0 | 0 | 1689367.9412 | 2774990.2368 | 0 | 0 | 0 | 0 | 0 | 0 | 0 | 0 | 0 | 0 | 0 | 0 | 0 | 0 | 0 | 0 | 0 | -134728.0744 | 115689.6092 | 0 | 0 | 0 | 0 | 0 | 0 | 0 | 0 | 0 | 0 | 0 | 0 | 0 | 0 | 0 | 0
2016-08-23 23:00 | 0 | 0 | 0 | 0 | 0 | 515902.2145 | 608385 | 0 | 0 | 0 | 0 | 1712574.7649 | 2659300.6276 | 0 | 0 | 0 | 0 | 0 | 0 | 0 | 0 | 0 | 0 | 0 | 0 | 0 | 0 | 0 | 0 | 0 | 23206.8237 | -115689.6092 | 0 | 0 | 0 | 0 | 0 | 0 | 0 | 0 | 0 | 0 | 0 | 0 | 0 | 0 | 0 | 0
2016-08-24 | 0 | 0 | 0 | 0 | 587248.5858 | 373719.8617 | 598766 | 0 | 0 | 0 | 0 | 1959087.6031 | 2774990.2368 | 0 | 0 | 0 | 0 | 0 | 0 | 0 | 0 | 0 | 0 | 0 | 0 | 0 | 0 | 0 | 0 | 0 | 246512.8382 | 115689.6092 | 0 | 0 | 0 | 0 | 0 | 0 | 0 | 0 | 0 | 0 | 0 | 0 | 0 | 0 | 0 | 0
2016-08-24 01:00 | 0 | 0 | 0 | 0 | 92047.0254 | 127689.5271 | 581939 | 0 | 0 | 0 | 0 | 1712574.7649 | 2659300.6276 | 0 | 0 | 0 | 0 | 0 | 0 | 0 | 0 | 0 | 0 | 0 | 0 | 0 | 0 | 0 | 0 | 0 | -246512.8382 | -115689.6092 | 0 | 0 | 0 | 0 | 0 | 0 | 0 | 0 | 0 | 0 | 0 | 0 | 0 | 0 | 0 | 0
2016-08-24 02:00 | 0 | 0 | 0 | 0 | 763372.1613 | 189.6757 | 548730 | 0 | 0 | 0 | 0 | 1811716.9926 | 2774990.2368 | 0 | 0 | 0 | 0 | 0 | 0 | 0 | 0 | 0 | 0 | 0 | 0 | 0 | 0 | 0 | 0 | 0 | 99142.2277 | 115689.6092 | 0 | 0 | 0 | 0 | 0 | 0 | 0 | 0 | 0 | 0 | 0 | 0 | 0 | 0 | 0 | 0
2016-08-24 03:00 | 0 | 0 | 0 | 0 | 379926.771 | 0 | 510750 | 0 | 0 | 0 | 0 | 1565204.1543 | 2890679.846 | 0 | 0 | 0 | 0 | 0 | 0 | 0 | 0 | 0 | 0 | 0 | 0 | 0 | 0 | 0 | 0 | 0 | -246512.8382 | 115689.6092 | 0 | 0 | 0 | 0 | 0 | 0 | 0 | 0 | 0 | 0 | 0 | 0 | 0 | 0 | 0 | 0
2016-08-24 04:00 | 0 | 0 | 0 | 0 | 698881.4836 | 0 | 477056 | 0 | 0 | 0 | 0 | 1811716.9926 | 2865992.4914 | 0 | 0 | 0 | 0 | 0 | 0 | 0 | 0 | 0 | 0 | 0 | 0 | 0 | 0 | 0 | 0 | 0 | 246512.8382 | -24687.3546 | 0 | 0 | 0 | 0 | 0 | 0 | 0 | 0 | 0 | 0 | 0 | 0 | 0 | 0 | 0 | 0
2016-08-24 05:00 | 0 | 0 | 0 | 0 | 85676.5525 | 0 | 447879 | 0 | 0 | 0 | 0 | 1565204.1543 | 2750302.8821 | 0 | 0 | 0 | 0 | 0 | 0 | 0 | 0 | 0 | 0 | 0 | 0 | 0 | 0 | 0 | 0 | 0 | -246512.8382 | -115689.6092 | 0 | 0 | 0 | 0 | 0 | 0 | 0 | 0 | 0 | 0 | 0 | 0 | 0 | 0 | 0 | 0
2016-08-24 06:00 | 0 | 0 | 0 | 0 | 624741.3545 | 0 | 425903 | 0 | 0 | 0 | 0 | 1648352.8996 | 2865992.4914 | 0 | 0 | 0 | 0 | 0 | 0 | 0 | 0 | 0 | 0 | 0 | 0 | 0 | 0 | 0 | 0 | 0 | 83148.7452 | 115689.6092 | 0 | 0 | 0 | 0 | 0 | 0 | 0 | 0 | 0 | 0 | 0 | 0 | 0 | 0 | 0 | 0
2016-08-24 07:00 | 0 | 0 | 0 | 0 | 48444.5525 | 0 | 410647 | 0 | 0 | 0 | 0 | 1401840.0613 | 2750302.8821 | 0 | 0 | 0 | 0 | 0 | 0 | 0 | 0 | 0 | 0 | 0 | 0 | 0 | 0 | 0 | 0 | 0 | -246512.8382 | -115689.6092 | 0 | 0 | 0 | 0 | 0 | 0 | 0 | 0 | 0 | 0 | 0 | 0 | 0 | 0 | 0 | 0
2016-08-24 08:00 | 0 | 0 | 0 | 0 | 575738.9667 | 0 | 403762 | 0 | 0 | 0 | 0 | 1458127.4187 | 2865992.4914 | 0 | 0 | 0 | 0 | 0 | 0 | 0 | 0 | 0 | 0 | 0 | 0 | 0 | 0 | 0 | 0 | 0 | 56287.3574 | 115689.6092 | 0 | 0 | 0 | 0 | 0 | 0 | 0 | 0 | 0 | 0 | 0 | 0 | 0 | 0 | 0 | 0
2016-08-24 09:00 | 0 | 0 | 0 | 0 | 278888.771 | 0 | 409712 | 0 | 0 | 0 | 0 | 1211614.5805 | 2981682.1006 | 0 | 0 | 0 | 0 | 0 | 0 | 0 | 0 | 0 | 0 | 0 | 0 | 0 | 0 | 0 | 0 | 0 | -246512.8382 | 115689.6092 | 0 | 0 | 0 | 0 | 0 | 0 | 0 | 0 | 0 | 0 | 0 | 0 | 0 | 0 | 0 | 0
2016-08-24 10:00 | 0 | 0 | 0 | 0 | 522678.763 | 0 | 428782 | 0 | 0 | 0 | 0 | 1189821.7343 | 3097371.7098 | 0 | 0 | 0 | 0 | 0 | 0 | 0 | 0 | 0 | 0 | 0 | 0 | 0 | 0 | 0 | 0 | 0 | -21792.8462 | 115689.6092 | 0 | 0 | 0 | 0 | 0 | 0 | 0 | 0 | 0 | 0 | 0 | 0 | 0 | 0 | 0 | 0
2016-08-24 11:00 | 0 | 0 | 0 | 0 | 497036.7102 | 0 | 447986 | 0 | 0 | 0 | 0 | 1354562.0537 | 2981682.1006 | 0 | 0 | 0 | 0 | 0 | 0 | 0 | 0 | 0 | 0 | 0 | 0 | 0 | 0 | 0 | 0 | 0 | 164740.3194 | -115689.6092 | 0 | 0 | 0 | 0 | 0 | 0 | 0 | 0 | 0 | 0 | 0 | 0 | 0 | 0 | 0 | 0
2016-08-24 12:00 | 0 | 0 | 0 | 0 | 388221.1519 | 2783.602 | 465480 | 0 | 0 | 0 | 0 | 1164397.1984 | 3097371.7098 | 0 | 0 | 0 | 0 | 0 | 0 | 0 | 0 | 0 | 0 | 0 | 0 | 0 | 0 | 0 | 0 | 0 | -190164.8553 | 115689.6092 | 0 | 0 | 0 | 0 | 0 | 0 | 0 | 0 | 0 | 0 | 0 | 0 | 0 | 0 | 0 | 0
2016-08-24 13:00 | 0 | 0 | 0 | 0 | 0 | 183699.4918 | 488202 | 0 | 0 | 0 | 0 | 917884.3602 | 3039382.0399 | 0 | 0 | 0 | 0 | 0 | 0 | 0 | 0 | 0 | 0 | 0 | 0 | 0 | 0 | 0 | 0 | 0 | -246512.8382 | -57989.6699 | 0 | 0 | 0 | 0 | 0 | 0 | 0 | 0 | 0 | 0 | 0 | 0 | 0 | 0 | 0 | 0
2016-08-24 14:00 | 0 | 0 | 0 | 0 | 353760.3176 | 524679.1299 | 516237 | 0 | 0 | 0 | 0 | 1164397.1984 | 3155071.6491 | 0 | 0 | 0 | 0 | 0 | 0 | 0 | 0 | 0 | 0 | 0 | 0 | 0 | 0 | 0 | 0 | 0 | 246512.8382 | 115689.6092 | 0 | 0 | 0 | 0 | 0 | 0 | 0 | 0 | 0 | 0 | 0 | 0 | 0 | 0 | 0 | 0
2016-08-24 15:00 | 0 | 0 | 0 | 0 | 0 | 681476.7263 | 544552 | 0 | 0 | 0 | 0 | 1410910.0366 | 3045483.5372 | 0 | 0 | 0 | 0 | 0 | 0 | 0 | 0 | 0 | 0 | 0 | 0 | 0 | 0 | 0 | 0 | 0 | 246512.8382 | -109588.1119 | 0 | 0 | 0 | 0 | 0 | 0 | 0 | 0 | 0 | 0 | 0 | 0 | 0 | 0 | 0 | 0
2016-08-24 16:00 | 0 | 0 | 0 | 0 | 158486.3459 | 773073.1016 | 569357 | 0 | 0 | 0 | 0 | 1657422.8749 | 3161173.1464 | 0 | 0 | 0 | 0 | 0 | 0 | 0 | 0 | 0 | 0 | 0 | 0 | 0 | 0 | 0 | 0 | 0 | 246512.8382 | 115689.6092 | 0 | 0 | 0 | 0 | 0 | 0 | 0 | 0 | 0 | 0 | 0 | 0 | 0 | 0 | 0 | 0
2016-08-24 17:00 | 0 | 0 | 0 | 0 | 0 | 783522.2428 | 593181 | 0 | 0 | 0 | 0 | 1732074.5084 | 3276862.7556 | 0 | 0 | 0 | 0 | 0 | 0 | 0 | 0 | 0 | 0 | 0 | 0 | 0 | 0 | 0 | 0 | 0 | 74651.6336 | 115689.6092 | 0 | 0 | 0 | 0 | 0 | 0 | 0 | 0 | 0 | 0 | 0 | 0 | 0 | 0 | 0 | 0
2016-08-24 18:00 | 0 | 0 | 0 | 0 | 0 | 772296.723 | 614042 | 0 | 0 | 0 | 0 | 1774639.6222 | 3392552.3649 | 0 | 0 | 0 | 0 | 0 | 0 | 0 | 0 | 0 | 0 | 0 | 0 | 0 | 0 | 0 | 0 | 0 | 42565.1138 | 115689.6092 | 0 | 0 | 0 | 0 | 0 | 0 | 0 | 0 | 0 | 0 | 0 | 0 | 0 | 0 | 0 | 0
2016-08-24 19:00 | 0 | 0 | 0 | 0 | 238232.8841 | 752880.5634 | 628911 | 0 | 0 | 0 | 0 | 2021152.4605 | 3508241.9741 | 0 | 0 | 0 | 0 | 0 | 0 | 0 | 0 | 0 | 0 | 0 | 0 | 0 | 0 | 0 | 0 | 0 | 246512.8382 | 115689.6092 | 0 | 0 | 0 | 0 | 0 | 0 | 0 | 0 | 0 | 0 | 0 | 0 | 0 | 0 | 0 | 0
2016-08-24 20:00 | 0 | 0 | 0 | 0 | 0 | 738235.5046 | 639660 | 0 | 0 | 0 | 0 | 2004038.3558 | 3623931.5833 | 0 | 0 | 0 | 0 | 0 | 0 | 0 | 0 | 0 | 0 | 0 | 0 | 0 | 0 | 0 | 0 | 0 | -17114.1047 | 115689.6092 | 0 | 0 | 0 | 0 | 0 | 0 | 0 | 0 | 0 | 0 | 0 | 0 | 0 | 0 | 0 | 0
2016-08-24 21:00 | 0 | 0 | 0 | 0 | 296785.7376 | 710069.7099 | 644653 | 0 | 0 | 0 | 0 | 2250551.1941 | 3739621.1926 | 0 | 0 | 0 | 0 | 0 | 0 | 0 | 0 | 0 | 0 | 0 | 0 | 0 | 0 | 0 | 0 | 0 | 246512.8382 | 115689.6092 | 0 | 0 | 0 | 0 | 0 | 0 | 0 | 0 | 0 | 0 | 0 | 0 | 0 | 0 | 0 | 0
2016-08-24 22:00 | 0 | 0 | 0 | 0 | 0 | 665694.9092 | 639097 | 0 | 0 | 0 | 0 | 2392838.7125 | 3623931.5833 | 0 | 0 | 0 | 0 | 0 | 0 | 0 | 0 | 0 | 0 | 0 | 0 | 0 | 0 | 0 | 0 | 0 | 142287.5185 | -115689.6092 | 0 | 0 | 0 | 0 | 0 | 0 | 0 | 0 | 0 | 0 | 0 | 0 | 0 | 0 | 0 | 0
2016-08-24 23:00 | 0 | 0 | 0 | 0 | 336739.8034 | 570485.2095 | 626278 | 0 | 0 | 0 | 0 | 2558096.1161 | 3739621.1926 | 0 | 0 | 0 | 0 | 0 | 0 | 0 | 0 | 0 | 0 | 0 | 0 | 0 | 0 | 0 | 0 | 0 | 165257.4036 | 115689.6092 | 0 | 0 | 0 | 0 | 0 | 0 | 0 | 0 | 0 | 0 | 0 | 0 | 0 | 0 | 0 | 0
2016-08-25 | 0 | 0 | 0 | 0 | 369211.2514 | 406738.4977 | 615389 | 0 | 0 | 0 | 0 | 2602967.256 | 3855310.8018 | 0 | 0 | 0 | 0 | 0 | 0 | 0 | 0 | 0 | 0 | 0 | 0 | 0 | 0 | 0 | 0 | 0 | 44871.1399 | 115689.6092 | 0 | 0 | 0 | 0 | 0 | 0 | 0 | 0 | 0 | 0 | 0 | 0 | 0 | 0 | 0 | 0
2016-08-25 01:00 | 0 | 0 | 0 | 0 | 434104.3984 | 123407.2542 | 596882 | 0 | 0 | 0 | 0 | 2679286.5179 | 3739621.1926 | 0 | 0 | 0 | 0 | 0 | 0 | 0 | 0 | 0 | 0 | 0 | 0 | 0 | 0 | 0 | 0 | 0 | 76319.2619 | -115689.6092 | 0 | 0 | 0 | 0 | 0 | 0 | 0 | 0 | 0 | 0 | 0 | 0 | 0 | 0 | 0 | 0
2016-08-25 02:00 | 0 | 0 | 0 | 0 | 428895.8443 | 151.5717 | 563679 | 0 | 0 | 0 | 0 | 2660344.5432 | 3623931.5833 | 0 | 0 | 0 | 0 | 0 | 0 | 0 | 0 | 0 | 0 | 0 | 0 | 0 | 0 | 0 | 0 | 0 | -18941.9747 | -115689.6092 | 0 | 0 | 0 | 0 | 0 | 0 | 0 | 0 | 0 | 0 | 0 | 0 | 0 | 0 | 0 | 0
2016-08-25 03:00 | 0 | 0 | 0 | 0 | 411023.4613 | 0 | 524938 | 0 | 0 | 0 | 0 | 2430740.3952 | 3739621.1926 | 0 | 0 | 0 | 0 | 0 | 0 | 0 | 0 | 0 | 0 | 0 | 0 | 0 | 0 | 0 | 0 | 0 | -229604.148 | 115689.6092 | 0 | 0 | 0 | 0 | 0 | 0 | 0 | 0 | 0 | 0 | 0 | 0 | 0 | 0 | 0 | 0
2016-08-25 04:00 | 0 | 0 | 0 | 0 | 394028.5392 | 0 | 489614 | 0 | 0 | 0 | 0 | 2450844.5436 | 3623931.5833 | 0 | 0 | 0 | 0 | 0 | 0 | 0 | 0 | 0 | 0 | 0 | 0 | 0 | 0 | 0 | 0 | 0 | 20104.1484 | -115689.6092 | 0 | 0 | 0 | 0 | 0 | 0 | 0 | 0 | 0 | 0 | 0 | 0 | 0 | 0 | 0 | 0
2016-08-25 05:00 | 0 | 0 | 0 | 0 | 163851.0738 | 0 | 461217 | 0 | 0 | 0 | 0 | 2269168.2266 | 3508241.9741 | 0 | 0 | 0 | 0 | 0 | 0 | 0 | 0 | 0 | 0 | 0 | 0 | 0 | 0 | 0 | 0 | 0 | -181676.317 | -115689.6092 | 0 | 0 | 0 | 0 | 0 | 0 | 0 | 0 | 0 | 0 | 0 | 0 | 0 | 0 | 0 | 0
2016-08-25 06:00 | 0 | 0 | 0 | 0 | 353770.9842 | 0 | 437953 | 0 | 0 | 0 | 0 | 2300675.8201 | 3392552.3649 | 0 | 0 | 0 | 0 | 0 | 0 | 0 | 0 | 0 | 0 | 0 | 0 | 0 | 0 | 0 | 0 | 0 | 31507.5935 | -115689.6092 | 0 | 0 | 0 | 0 | 0 | 0 | 0 | 0 | 0 | 0 | 0 | 0 | 0 | 0 | 0 | 0
2016-08-25 07:00 | 0 | 0 | 0 | 0 | 342562.2191 | 0 | 421820 | 0 | 0 | 0 | 0 | 2105728.43 | 3508241.9741 | 0 | 0 | 0 | 0 | 0 | 0 | 0 | 0 | 0 | 0 | 0 | 0 | 0 | 0 | 0 | 0 | 0 | -194947.3901 | 115689.6092 | 0 | 0 | 0 | 0 | 0 | 0 | 0 | 0 | 0 | 0 | 0 | 0 | 0 | 0 | 0 | 0
2016-08-25 08:00 | 0 | 0 | 0 | 0 | 339783.4167 | 0 | 415450 | 0 | 0 | 0 | 0 | 2145751.4559 | 3392552.3649 | 0 | 0 | 0 | 0 | 0 | 0 | 0 | 0 | 0 | 0 | 0 | 0 | 0 | 0 | 0 | 0 | 0 | 40023.0259 | -115689.6092 | 0 | 0 | 0 | 0 | 0 | 0 | 0 | 0 | 0 | 0 | 0 | 0 | 0 | 0 | 0 | 0
2016-08-25 09:00 | 0 | 0 | 0 | 0 | 325247.1825 | 0 | 420070 | 0 | 0 | 0 | 0 | 2166618.2476 | 3276862.7556 | 0 | 0 | 0 | 0 | 0 | 0 | 0 | 0 | 0 | 0 | 0 | 0 | 0 | 0 | 0 | 0 | 0 | 20866.7918 | -115689.6092 | 0 | 0 | 0 | 0 | 0 | 0 | 0 | 0 | 0 | 0 | 0 | 0 | 0 | 0 | 0 | 0
2016-08-25 10:00 | 0 | 0 | 0 | 0 | 310861.6083 | 0 | 439258 | 0 | 0 | 0 | 0 | 1922532.2468 | 3392552.3649 | 0 | 0 | 0 | 0 | 0 | 0 | 0 | 0 | 0 | 0 | 0 | 0 | 0 | 0 | 0 | 0 | 0 | -244086.0009 | 115689.6092 | 0 | 0 | 0 | 0 | 0 | 0 | 0 | 0 | 0 | 0 | 0 | 0 | 0 | 0 | 0 | 0
2016-08-25 11:00 | 0 | 0 | 0 | 0 | 295238.3817 | 0 | 460850 | 0 | 0 | 0 | 0 | 1676019.4085 | 3467668.1817 | 0 | 0 | 0 | 0 | 0 | 0 | 0 | 5785.4032 | 0 | 0 | 0 | 0 | 0 | 0 | 0 | 0 | 0 | -246512.8382 | 75115.8168 | 0 | 0 | 0 | 0 | 0 | 0 | 0 | 0 | 0 | 5785.4032 | 0 | 0 | 0 | 0 | 0 | 0
2016-08-25 12:00 | 0 | 0 | 0 | 0 | 220527.5877 | 1556.9898 | 479942 | 0 | 0 | 0 | 0 | 1503057.8799 | 3351978.5724 | 0 | 0 | 0 | 0 | 0 | 0 | 0 | 36579.1185 | 0 | 0 | 0 | 0 | 0 | 0 | 0 | 0 | 0 | -172961.5286 | -115689.6092 | 0 | 0 | 0 | 0 | 0 | 0 | 0 | 0 | 0 | 30793.7153 | 0 | 0 | 0 | 0 | 0 | 0
2016-08-25 13:00 | 0 | 0 | 0 | 0 | 202920.2029 | 199762.0134 | 504835 | 0 | 0 | 0 | 0 | 1316009.2023 | 3467668.1817 | 0 | 0 | 0 | 0 | 0 | 0 | 0 | 5785.4032 | 0 | 0 | 0 | 0 | 0 | 0 | 0 | 0 | 0 | -187048.6775 | 115689.6092 | 0 | 0 | 0 | 0 | 0 | 0 | 0 | 0 | 0 | -30793.7153 | 0 | 0 | 0 | 0 | 0 | 0
2016-08-25 14:00 | 0 | 0 | 0 | 0 | 218064.1028 | 530305.835 | 535488 | 0 | 0 | 0 | 0 | 1418986.9341 | 3583357.7909 | 0 | 0 | 0 | 0 | 0 | 0 | 0 | 0 | 0 | 0 | 0 | 0 | 0 | 0 | 0 | 0 | 0 | 102977.7317 | 115689.6092 | 0 | 0 | 0 | 0 | 0 | 0 | 0 | 0 | 0 | -5785.4032 | 0 | 0 | 0 | 0 | 0 | 0
2016-08-25 15:00 | 0 | 0 | 0 | 0 | 194563.4234 | 696397.4695 | 565825 | 0 | 0 | 0 | 0 | 1622647.8146 | 3699047.4001 | 0 | 0 | 0 | 0 | 0 | 0 | 0 | 5785.4032 | 0 | 0 | 0 | 0 | 0 | 0 | 0 | 0 | 0 | 203660.8805 | 115689.6092 | 0 | 0 | 0 | 0 | 0 | 0 | 0 | 0 | 0 | 5785.4032 | 0 | 0 | 0 | 0 | 0 | 0
2016-08-25 16:00 | 0 | 0 | 0 | 0 | 160759.2506 | 768946.2151 | 594468 | 0 | 0 | 0 | 0 | 1869160.6529 | 3756978.3122 | 0 | 0 | 0 | 0 | 0 | 0 | 0 | 36579.1185 | 0 | 0 | 0 | 0 | 0 | 0 | 0 | 0 | 0 | 246512.8382 | 57930.9121 | 0 | 0 | 0 | 0 | 0 | 0 | 0 | 0 | 0 | 30793.7153 | 0 | 0 | 0 | 0 | 0 | 0
2016-08-25 17:00 | 0 | 0 | 0 | 0 | 136523.5337 | 768480.4906 | 620489 | 0 | 0 | 0 | 0 | 2037986.068 | 3872667.9215 | 0 | 0 | 0 | 0 | 0 | 0 | 0 | 36579.1185 | 0 | 0 | 0 | 0 | 0 | 0 | 0 | 0 | 0 | 168825.4151 | 115689.6092 | 0 | 0 | 0 | 0 | 0 | 0 | 0 | 0 | 0 | 0 | 0 | 0 | 0 | 0 | 0 | 0
2016-08-25 18:00 | 0 | 0 | 0 | 0 | 121247.4874 | 758512.9606 | 639768 | 0 | 0 | 0 | 0 | 2284498.9062 | 3866147.5312 | 0 | 0 | 0 | 0 | 0 | 0 | 0 | 36579.1185 | 0 | 0 | 0 | 0 | 0 | 0 | 0 | 0 | 0 | 246512.8382 | -6520.3902 | 0 | 0 | 0 | 0 | 0 | 0 | 0 | 0 | 0 | 0 | 0 | 0 | 0 | 0 | 0 | 0
2016-08-25 19:00 | 0 | 0 | 0 | 0 | 110734.9571 | 736658.9121 | 652454 | 0 | 0 | 0 | 0 | 2363749.1662 | 3981837.1405 | 0 | 0 | 0 | 0 | 0 | 0 | 0 | 36579.1185 | 0 | 0 | 0 | 0 | 0 | 0 | 0 | 0 | 0 | 79250.2599 | 115689.6092 | 0 | 0 | 0 | 0 | 0 | 0 | 0 | 0 | 0 | 0 | 0 | 0 | 0 | 0 | 0 | 0
2016-08-25 20:00 | 0 | 0 | 0 | 0 | 102554.9777 | 713359.5553 | 659693 | 0 | 0 | 0 | 0 | 2610262.0044 | 3891545.8353 | 0 | 0 | 0 | 0 | 0 | 0 | 0 | 36579.1185 | 0 | 0 | 0 | 0 | 0 | 0 | 0 | 0 | 0 | 246512.8382 | -90291.3051 | 0 | 0 | 0 | 0 | 0 | 0 | 0 | 0 | 0 | 0 | 0 | 0 | 0 | 0 | 0 | 0
2016-08-25 21:00 | 0 | 0 | 0 | 0 | 95245.6915 | 673641.7274 | 660450 | 0 | 0 | 0 | 0 | 2603009.814 | 4007235.4446 | 0 | 0 | 0 | 0 | 0 | 0 | 0 | 36579.1185 | 0 | 0 | 0 | 0 | 0 | 0 | 0 | 0 | 0 | -7252.1904 | 115689.6092 | 0 | 0 | 0 | 0 | 0 | 0 | 0 | 0 | 0 | 0 | 0 | 0 | 0 | 0 | 0 | 0
2016-08-25 22:00 | 0 | 0 | 0 | 0 | 89820.5191 | 616818.432 | 651636 | 0 | 0 | 0 | 0 | 2773702.3744 | 3891545.8353 | 0 | 0 | 0 | 0 | 0 | 0 | 0 | 36579.1185 | 0 | 0 | 0 | 0 | 0 | 0 | 0 | 0 | 0 | 170692.5604 | -115689.6092 | 0 | 0 | 0 | 0 | 0 | 0 | 0 | 0 | 0 | 0 | 0 | 0 | 0 | 0 | 0 | 0
2016-08-25 23:00 | 0 | 0 | 0 | 0 | 91060.4053 | 510327.1921 | 636994 | 0 | 0 | 0 | 0 | 2853785.581 | 3775856.2261 | 0 | 0 | 0 | 0 | 0 | 0 | 0 | 36579.1185 | 0 | 0 | 0 | 0 | 0 | 0 | 0 | 0 | 0 | 80083.2066 | -115689.6092 | 0 | 0 | 0 | 0 | 0 | 0 | 0 | 0 | 0 | 0 | 0 | 0 | 0 | 0 | 0 | 0
2016-08-26 | 0 | 0 | 0 | 0 | 132019.2432 | 353784.5455 | 625254 | 0 | 0 | 0 | 0 | 2830024.9789 | 3660166.6169 | 0 | 0 | 0 | 0 | 0 | 0 | 0 | 36579.1185 | 0 | 0 | 0 | 0 | 0 | 0 | 0 | 0 | 0 | -23760.602 | -115689.6092 | 0 | 0 | 0 | 0 | 0 | 0 | 0 | 0 | 0 | 0 | 0 | 0 | 0 | 0 | 0 | 0
2016-08-26 01:00 | 0 | 0 | 0 | 0 | 195891.7608 | 117222.2732 | 606013 | 0 | 0 | 0 | 0 | 2583512.1407 | 3644574.2045 | 0 | 0 | 0 | 0 | 0 | 0 | 0 | 5785.4032 | 0 | 0 | 0 | 0 | 0 | 0 | 0 | 0 | 0 | -246512.8382 | -15592.4124 | 0 | 0 | 0 | 0 | 0 | 0 | 0 | 0 | 0 | -30793.7153 | 0 | 0 | 0 | 0 | 0 | 0
2016-08-26 02:00 | 0 | 0 | 0 | 0 | 204228.6429 | 127.5064 | 572344 | 0 | 0 | 0 | 0 | 2336999.3024 | 3528884.5953 | 0 | 0 | 0 | 0 | 0 | 0 | 0 | 0 | 0 | 0 | 0 | 0 | 0 | 0 | 0 | 0 | 0 | -246512.8382 | -115689.6092 | 0 | 0 | 0 | 0 | 0 | 0 | 0 | 0 | 0 | -5785.4032 | 0 | 0 | 0 | 0 | 0 | 0
2016-08-26 03:00 | 0 | 0 | 0 | 0 | 234808.684 | 0 | 533346 | 0 | 0 | 0 | 0 | 2154151.5957 | 3413194.986 | 0 | 0 | 0 | 0 | 0 | 0 | 0 | 0 | 0 | 0 | 0 | 0 | 0 | 0 | 0 | 0 | 0 | -182847.7067 | -115689.6092 | 0 | 0 | 0 | 0 | 0 | 0 | 0 | 0 | 0 | 0 | 0 | 0 | 0 | 0 | 0 | 0
2016-08-26 04:00 | 0 | 0 | 0 | 0 | 238962.6282 | 0 | 497549 | 0 | 0 | 0 | 0 | 1980461.1178 | 3297505.3768 | 0 | 0 | 0 | 0 | 0 | 0 | 0 | 30793.7153 | 0 | 0 | 0 | 0 | 0 | 0 | 0 | 0 | 0 | -173690.4779 | -115689.6092 | 0 | 0 | 0 | 0 | 0 | 0 | 0 | 0 | 0 | 30793.7153 | 0 | 0 | 0 | 0 | 0 | 0
2016-08-26 05:00 | 0 | 0 | 0 | 0 | 245246.0785 | 0 | 467937 | 0 | 0 | 0 | 0 | 1867674.4024 | 3181815.7676 | 0 | 0 | 0 | 0 | 0 | 0 | 0 | 36579.1185 | 0 | 0 | 0 | 0 | 0 | 0 | 0 | 0 | 0 | -112786.7154 | -115689.6092 | 0 | 0 | 0 | 0 | 0 | 0 | 0 | 0 | 0 | 5785.4032 | 0 | 0 | 0 | 0 | 0 | 0
2016-08-26 06:00 | 0 | 0 | 0 | 0 | 82531.5525 | 0 | 444734 | 0 | 0 | 0 | 0 | 1621161.5642 | 3066126.1583 | 0 | 0 | 0 | 0 | 0 | 0 | 0 | 36579.1185 | 0 | 0 | 0 | 0 | 0 | 0 | 0 | 0 | 0 | -246512.8382 | -115689.6092 | 0 | 0 | 0 | 0 | 0 | 0 | 0 | 0 | 0 | 0 | 0 | 0 | 0 | 0 | 0 | 0
2016-08-26 07:00 | 0 | 0 | 0 | 0 | 256118.0824 | 0 | 428458 | 0 | 0 | 0 | 0 | 1595304.9711 | 2950436.5491 | 0 | 0 | 0 | 0 | 0 | 0 | 0 | 5785.4032 | 0 | 0 | 0 | 0 | 0 | 0 | 0 | 0 | 0 | -25856.593 | -115689.6092 | 0 | 0 | 0 | 0 | 0 | 0 | 0 | 0 | 0 | -30793.7153 | 0 | 0 | 0 | 0 | 0 | 0
2016-08-26 08:00 | 0 | 0 | 0 | 0 | 252156.1379 | 0 | 420866 | 0 | 0 | 0 | 0 | 1511491.003 | 2834746.9399 | 0 | 0 | 0 | 0 | 0 | 0 | 0 | 36579.1185 | 0 | 0 | 0 | 0 | 0 | 0 | 0 | 0 | 0 | -83813.9682 | -115689.6092 | 0 | 0 | 0 | 0 | 0 | 0 | 0 | 0 | 0 | 30793.7153 | 0 | 0 | 0 | 0 | 0 | 0
2016-08-26 09:00 | 0 | 0 | 0 | 0 | 233340.4399 | 0 | 425519 | 0 | 0 | 0 | 0 | 1264978.1647 | 2919874.9334 | 0 | 0 | 0 | 0 | 0 | 0 | 0 | 5785.4032 | 0 | 0 | 0 | 0 | 0 | 0 | 0 | 0 | 0 | -246512.8382 | 85127.9935 | 0 | 0 | 0 | 0 | 0 | 0 | 0 | 0 | 0 | -30793.7153 | 0 | 0 | 0 | 0 | 0 | 0
2016-08-26 10:00 | 0 | 0 | 0 | 0 | 214275.5731 | 0 | 444728 | 0 | 0 | 0 | 0 | 1119421.6317 | 2804185.3241 | 0 | 0 | 0 | 0 | 0 | 0 | 0 | 36579.1185 | 0 | 0 | 0 | 0 | 0 | 0 | 0 | 0 | 0 | -145556.533 | -115689.6092 | 0 | 0 | 0 | 0 | 0 | 0 | 0 | 0 | 0 | 30793.7153 | 0 | 0 | 0 | 0 | 0 | 0
2016-08-26 11:00 | 0 | 0 | 0 | 0 | 199761.8561 | 0 | 466043 | 0 | 0 | 0 | 0 | 872908.7935 | 2815210.7338 | 0 | 0 | 0 | 0 | 0 | 0 | 0 | 5785.4032 | 0 | 0 | 0 | 0 | 0 | 0 | 0 | 0 | 0 | -246512.8382 | 11025.4096 | 0 | 0 | 0 | 0 | 0 | 0 | 0 | 0 | 0 | -30793.7153 | 0 | 0 | 0 | 0 | 0 | 0
2016-08-26 12:00 | 0 | 0 | 0 | 0 | 133478.4847 | 960.9512 | 487524 | 0 | 0 | 0 | 0 | 641299.2418 | 2699521.1245 | 0 | 0 | 0 | 0 | 0 | 0 | 0 | 0 | 0 | 0 | 0 | 0 | 0 | 0 | 0 | 0 | 0 | -231609.5517 | -115689.6092 | 0 | 0 | 0 | 0 | 0 | 0 | 0 | 0 | 0 | -5785.4032 | 0 | 0 | 0 | 0 | 0 | 0
2016-08-26 13:00 | 0 | 0 | 0 | 0 | 53074.9298 | 159004.1346 | 514353 | 0 | 0 | 0 | 0 | 394786.4035 | 2643760.0271 | 0 | 0 | 0 | 0 | 0 | 0 | 0 | 0 | 0 | 0 | 0 | 0 | 0 | 0 | 0 | 0 | 0 | -246512.8382 | -55761.0974 | 0 | 0 | 0 | 0 | 0 | 0 | 0 | 0 | 0 | 0 | 0 | 0 | 0 | 0 | 0 | 0
2016-08-26 14:00 | 0 | 0 | 0 | 0 | 61691.2257 | 480351.7332 | 545261 | 0 | 0 | 0 | 0 | 476464.2563 | 2528070.4179 | 0 | 0 | 0 | 0 | 0 | 0 | 0 | 30793.7153 | 0 | 0 | 0 | 0 | 0 | 0 | 0 | 0 | 0 | 81677.8528 | -115689.6092 | 0 | 0 | 0 | 0 | 0 | 0 | 0 | 0 | 0 | 30793.7153 | 0 | 0 | 0 | 0 | 0 | 0
2016-08-26 15:00 | 0 | 0 | 0 | 0 | 76406.2551 | 638932.7403 | 576723 | 0 | 0 | 0 | 0 | 722977.0945 | 2414388.1719 | 0 | 0 | 0 | 0 | 0 | 0 | 0 | 36579.1185 | 0 | 0 | 0 | 0 | 0 | 0 | 0 | 0 | 0 | 246512.8382 | -113682.246 | 0 | 0 | 0 | 0 | 0 | 0 | 0 | 0 | 0 | 5785.4032 | 0 | 0 | 0 | 0 | 0 | 0
2016-08-26 16:00 | 0 | 0 | 0 | 0 | 78343.7017 | 722155.5664 | 603840 | 0 | 0 | 0 | 0 | 803946.7533 | 2530077.7811 | 0 | 0 | 0 | 0 | 0 | 0 | 0 | 36579.1185 | 0 | 0 | 0 | 0 | 0 | 0 | 0 | 0 | 0 | 80969.6588 | 115689.6092 | 0 | 0 | 0 | 0 | 0 | 0 | 0 | 0 | 0 | 0 | 0 | 0 | 0 | 0 | 0 | 0
2016-08-26 17:00 | 0 | 0 | 0 | 0 | 77101.1006 | 733720.8404 | 625441 | 0 | 0 | 0 | 0 | 1050459.5916 | 2468945.8838 | 0 | 0 | 0 | 0 | 0 | 0 | 0 | 36579.1185 | 0 | 0 | 0 | 0 | 0 | 0 | 0 | 0 | 0 | 246512.8382 | -61131.8973 | 0 | 0 | 0 | 0 | 0 | 0 | 0 | 0 | 0 | 0 | 0 | 0 | 0 | 0 | 0 | 0
2016-08-26 18:00 | 0 | 0 | 0 | 0 | 77587.8426 | 730045.9977 | 641847 | 0 | 0 | 0 | 0 | 1296972.4298 | 2388219.8859 | 0 | 0 | 0 | 0 | 0 | 0 | 0 | 36579.1185 | 0 | 0 | 0 | 0 | 0 | 0 | 0 | 0 | 0 | 246512.8382 | -80725.998 | 0 | 0 | 0 | 0 | 0 | 0 | 0 | 0 | 0 | 0 | 0 | 0 | 0 | 0 | 0 | 0
2016-08-26 19:00 | 0 | 0 | 0 | 0 | 80585.6709 | 717321.1066 | 651451 | 0 | 0 | 0 | 0 | 1327738.5981 | 2503909.4951 | 0 | 0 | 0 | 0 | 0 | 0 | 0 | 36579.1185 | 0 | 0 | 0 | 0 | 0 | 0 | 0 | 0 | 0 | 30766.1683 | 115689.6092 | 0 | 0 | 0 | 0 | 0 | 0 | 0 | 0 | 0 | 0 | 0 | 0 | 0 | 0 | 0 | 0
2016-08-26 20:00 | 0 | 0 | 0 | 0 | 85847.7789 | 711455.2859 | 655480 | 0 | 0 | 0 | 0 | 1574251.4363 | 2399219.7216 | 0 | 0 | 0 | 0 | 0 | 0 | 0 | 36579.1185 | 0 | 0 | 0 | 0 | 0 | 0 | 0 | 0 | 0 | 246512.8382 | -104689.7735 | 0 | 0 | 0 | 0 | 0 | 0 | 0 | 0 | 0 | 0 | 0 | 0 | 0 | 0 | 0 | 0
2016-08-26 21:00 | 0 | 0 | 0 | 0 | 88478.6053 | 691099.0703 | 653550 | 0 | 0 | 0 | 0 | 1584589.5027 | 2514909.3308 | 0 | 0 | 0 | 0 | 0 | 0 | 0 | 36579.1185 | 0 | 0 | 0 | 0 | 0 | 0 | 0 | 0 | 0 | 10338.0664 | 115689.6092 | 0 | 0 | 0 | 0 | 0 | 0 | 0 | 0 | 0 | 0 | 0 | 0 | 0 | 0 | 0 | 0
2016-08-26 22:00 | 0 | 0 | 0 | 0 | 89657.7803 | 656940.5155 | 639815 | 0 | 0 | 0 | 0 | 1807062.4079 | 2399219.7216 | 0 | 0 | 0 | 0 | 0 | 0 | 0 | 36579.1185 | 0 | 0 | 0 | 0 | 0 | 0 | 0 | 0 | 0 | 222472.9051 | -115689.6092 | 0 | 0 | 0 | 0 | 0 | 0 | 0 | 0 | 0 | 0 | 0 | 0 | 0 | 0 | 0 | 0
2016-08-26 23:00 | 0 | 0 | 0 | 0 | 0 | 559208.7063 | 617267 | 0 | 0 | 0 | 0 | 1864693.7233 | 2283530.1123 | 0 | 0 | 0 | 0 | 0 | 0 | 0 | 36579.1185 | 0 | 0 | 0 | 0 | 0 | 0 | 0 | 0 | 0 | 57631.3155 | -115689.6092 | 0 | 0 | 0 | 0 | 0 | 0 | 0 | 0 | 0 | 0 | 0 | 0 | 0 | 0 | 0 | 0
2016-08-27 | 0 | 0 | 0 | 0 | 157444.4778 | 387583.7654 | 600923 | 0 | 0 | 0 | 0 | 1955282.2911 | 2167840.5031 | 0 | 0 | 0 | 0 | 0 | 0 | 0 | 5785.4032 | 0 | 0 | 0 | 0 | 0 | 0 | 0 | 0 | 0 | 90588.5677 | -115689.6092 | 0 | 0 | 0 | 0 | 0 | 0 | 0 | 0 | 0 | -30793.7153 | 0 | 0 | 0 | 0 | 0 | 0
2016-08-27 01:00 | 0 | 0 | 0 | 0 | 135497.7816 | 113109.4863 | 580016 | 0 | 0 | 0 | 0 | 1708769.4528 | 2052150.8939 | 0 | 0 | 0 | 0 | 0 | 0 | 0 | 36579.1185 | 0 | 0 | 0 | 0 | 0 | 0 | 0 | 0 | 0 | -246512.8382 | -115689.6092 | 0 | 0 | 0 | 0 | 0 | 0 | 0 | 0 | 0 | 30793.7153 | 0 | 0 | 0 | 0 | 0 | 0
2016-08-27 02:00 | 0 | 0 | 0 | 0 | 331091.841 | 92.6113 | 549444 | 0 | 0 | 0 | 0 | 1636993.2297 | 1936461.2846 | 0 | 0 | 0 | 0 | 0 | 0 | 0 | 5785.4032 | 0 | 0 | 0 | 0 | 0 | 0 | 0 | 0 | 0 | -71776.2231 | -115689.6092 | 0 | 0 | 0 | 0 | 0 | 0 | 0 | 0 | 0 | -30793.7153 | 0 | 0 | 0 | 0 | 0 | 0
2016-08-27 03:00 | 0 | 0 | 0 | 0 | 332994.7486 | 0 | 516865 | 0 | 0 | 0 | 0 | 1538018.8722 | 1820771.6754 | 0 | 0 | 0 | 0 | 0 | 0 | 0 | 36579.1185 | 0 | 0 | 0 | 0 | 0 | 0 | 0 | 0 | 0 | -98974.3575 | -115689.6092 | 0 | 0 | 0 | 0 | 0 | 0 | 0 | 0 | 0 | 30793.7153 | 0 | 0 | 0 | 0 | 0 | 0
2016-08-27 04:00 | 0 | 0 | 0 | 0 | 314469.2424 | 0 | 484549 | 0 | 0 | 0 | 0 | 1514422.4391 | 1705082.0662 | 0 | 0 | 0 | 0 | 0 | 0 | 0 | 5785.4032 | 0 | 0 | 0 | 0 | 0 | 0 | 0 | 0 | 0 | -23596.4331 | -115689.6092 | 0 | 0 | 0 | 0 | 0 | 0 | 0 | 0 | 0 | -30793.7153 | 0 | 0 | 0 | 0 | 0 | 0
2016-08-27 05:00 | 0 | 0 | 0 | 0 | 291144.51 | 0 | 455263 | 0 | 0 | 0 | 0 | 1435199.8431 | 1589392.457 | 0 | 0 | 0 | 0 | 0 | 0 | 0 | 36579.1185 | 0 | 0 | 0 | 0 | 0 | 0 | 0 | 0 | 0 | -79222.596 | -115689.6092 | 0 | 0 | 0 | 0 | 0 | 0 | 0 | 0 | 0 | 30793.7153 | 0 | 0 | 0 | 0 | 0 | 0
2016-08-27 06:00 | 0 | 0 | 0 | 0 | 274088.3223 | 0 | 431590 | 0 | 0 | 0 | 0 | 1192802.2715 | 1705082.0662 | 0 | 0 | 0 | 0 | 0 | 0 | 0 | 5785.4032 | 0 | 0 | 0 | 0 | 0 | 0 | 0 | 0 | 0 | -242397.5716 | 115689.6092 | 0 | 0 | 0 | 0 | 0 | 0 | 0 | 0 | 0 | -30793.7153 | 0 | 0 | 0 | 0 | 0 | 0
2016-08-27 07:00 | 0 | 0 | 0 | 0 | 262013.2243 | 0 | 414085 | 0 | 0 | 0 | 0 | 1125626.3897 | 1589392.457 | 0 | 0 | 0 | 0 | 0 | 0 | 0 | 36579.1185 | 0 | 0 | 0 | 0 | 0 | 0 | 0 | 0 | 0 | -67175.8818 | -115689.6092 | 0 | 0 | 0 | 0 | 0 | 0 | 0 | 0 | 0 | 30793.7153 | 0 | 0 | 0 | 0 | 0 | 0
2016-08-27 08:00 | 0 | 0 | 0 | 0 | 250810.1402 | 0 | 404444 | 0 | 0 | 0 | 0 | 887096.6359 | 1705082.0662 | 0 | 0 | 0 | 0 | 0 | 0 | 0 | 5785.4032 | 0 | 0 | 0 | 0 | 0 | 0 | 0 | 0 | 0 | -238529.7537 | 115689.6092 | 0 | 0 | 0 | 0 | 0 | 0 | 0 | 0 | 0 | -30793.7153 | 0 | 0 | 0 | 0 | 0 | 0
2016-08-27 09:00 | 0 | 0 | 0 | 0 | 69327.2679 | 0 | 400736 | 0 | 0 | 0 | 0 | 640583.7977 | 1589392.457 | 0 | 0 | 0 | 0 | 0 | 0 | 0 | 36579.1185 | 0 | 0 | 0 | 0 | 0 | 0 | 0 | 0 | 0 | -246512.8382 | -115689.6092 | 0 | 0 | 0 | 0 | 0 | 0 | 0 | 0 | 0 | 30793.7153 | 0 | 0 | 0 | 0 | 0 | 0
2016-08-27 10:00 | 0 | 0 | 0 | 0 | 221986.863 | 0 | 403135 | 0 | 0 | 0 | 0 | 605918.9852 | 1473702.8477 | 0 | 0 | 0 | 0 | 0 | 0 | 0 | 5785.4032 | 0 | 0 | 0 | 0 | 0 | 0 | 0 | 0 | 0 | -34664.8125 | -115689.6092 | 0 | 0 | 0 | 0 | 0 | 0 | 0 | 0 | 0 | -30793.7153 | 0 | 0 | 0 | 0 | 0 | 0
2016-08-27 11:00 | 0 | 0 | 0 | 0 | 209415.8987 | 0 | 411095 | 0 | 0 | 0 | 0 | 359406.147 | 1487742.8693 | 0 | 0 | 0 | 0 | 0 | 0 | 0 | 36579.1185 | 0 | 0 | 0 | 0 | 0 | 0 | 0 | 0 | 0 | -246512.8382 | 14040.0216 | 0 | 0 | 0 | 0 | 0 | 0 | 0 | 0 | 0 | 30793.7153 | 0 | 0 | 0 | 0 | 0 | 0
2016-08-27 12:00 | 0 | 0 | 0 | 0 | 169380.5541 | 1404.85 | 431558 | 0 | 0 | 0 | 0 | 112893.3088 | 1504276.827 | 0 | 0 | 0 | 0 | 0 | 0 | 0 | 5785.4032 | 0 | 0 | 0 | 0 | 0 | 0 | 0 | 0 | 0 | -246512.8382 | 16533.9577 | 0 | 0 | 0 | 0 | 0 | 0 | 0 | 0 | 0 | -30793.7153 | 0 | 0 | 0 | 0 | 0 | 0
2016-08-27 13:00 | 0 | 0 | 0 | 0 | 91058.1628 | 207681.1154 | 461423 | 0 | 0 | 0 | 0 | 71684.5994 | 1388587.2178 | 0 | 0 | 0 | 0 | 0 | 0 | 0 | 0 | 0 | 0 | 0 | 0 | 0 | 0 | 0 | 0 | 0 | -41208.7094 | -115689.6092 | 0 | 0 | 0 | 0 | 0 | 0 | 0 | 0 | 0 | -5785.4032 | 0 | 0 | 0 | 0 | 0 | 0
2016-08-27 14:00 | 0 | 0 | 0 | 0 | 77464.8359 | 550909.4676 | 494132 | 0 | 0 | 0 | 0 | 90237.2936 | 1504276.827 | 0 | 0 | 0 | 0 | 0 | 0 | 0 | 0 | 0 | 0 | 0 | 0 | 0 | 0 | 0 | 0 | 0 | 18552.6942 | 115689.6092 | 0 | 0 | 0 | 0 | 0 | 0 | 0 | 0 | 0 | 0 | 0 | 0 | 0 | 0 | 0 | 0
2016-08-27 15:00 | 0 | 0 | 0 | 0 | 80651.1113 | 698969.5398 | 525588 | 0 | 0 | 0 | 0 | 336750.1319 | 1511796.6399 | 0 | 0 | 0 | 0 | 0 | 0 | 0 | 0 | 0 | 0 | 0 | 0 | 0 | 0 | 0 | 0 | 0 | 246512.8382 | 7519.8129 | 0 | 0 | 0 | 0 | 0 | 0 | 0 | 0 | 0 | 0 | 0 | 0 | 0 | 0 | 0 | 0
2016-08-27 16:00 | 0 | 0 | 0 | 0 | 79228.3827 | 770279.7775 | 554105 | 0 | 0 | 0 | 0 | 583262.9701 | 1529893.2466 | 0 | 0 | 0 | 0 | 0 | 0 | 0 | 30793.7153 | 0 | 0 | 0 | 0 | 0 | 0 | 0 | 0 | 0 | 246512.8382 | 18096.6067 | 0 | 0 | 0 | 0 | 0 | 0 | 0 | 0 | 0 | 30793.7153 | 0 | 0 | 0 | 0 | 0 | 0
2016-08-27 17:00 | 0 | 0 | 0 | 0 | 78271.3349 | 773038.9467 | 576251 | 0 | 0 | 0 | 0 | 742632.6425 | 1645582.8558 | 0 | 0 | 0 | 0 | 0 | 0 | 0 | 30793.7153 | 0 | 0 | 0 | 0 | 0 | 0 | 0 | 0 | 0 | 159369.6724 | 115689.6092 | 0 | 0 | 0 | 0 | 0 | 0 | 0 | 0 | 0 | 0 | 0 | 0 | 0 | 0 | 0 | 0
2016-08-27 18:00 | 0 | 0 | 0 | 0 | 81374.7753 | 759849.9188 | 591311 | 0 | 0 | 0 | 0 | 907650.4427 | 1761272.4651 | 0 | 0 | 0 | 0 | 0 | 0 | 0 | 0 | 0 | 0 | 0 | 0 | 0 | 0 | 0 | 0 | 0 | 165017.8002 | 115689.6092 | 0 | 0 | 0 | 0 | 0 | 0 | 0 | 0 | 0 | -30793.7153 | 0 | 0 | 0 | 0 | 0 | 0
2016-08-27 19:00 | 0 | 0 | 0 | 0 | 87135.5756 | 743198.3727 | 600803 | 0 | 0 | 0 | 0 | 1154163.2809 | 1713496.8598 | 0 | 0 | 0 | 0 | 0 | 0 | 0 | 30793.7153 | 0 | 0 | 0 | 0 | 0 | 0 | 0 | 0 | 0 | 246512.8382 | -47775.6053 | 0 | 0 | 0 | 0 | 0 | 0 | 0 | 0 | 0 | 30793.7153 | 0 | 0 | 0 | 0 | 0 | 0
2016-08-27 20:00 | 0 | 0 | 0 | 0 | 0 | 731436.326 | 606858 | 0 | 0 | 0 | 0 | 1388645.813 | 1597807.2505 | 0 | 0 | 0 | 0 | 0 | 0 | 0 | 36579.1185 | 0 | 0 | 0 | 0 | 0 | 0 | 0 | 0 | 0 | 234482.5321 | -115689.6092 | 0 | 0 | 0 | 0 | 0 | 0 | 0 | 0 | 0 | 5785.4032 | 0 | 0 | 0 | 0 | 0 | 0
2016-08-27 21:00 | 0 | 0 | 0 | 0 | 93628.796 | 708160.3972 | 604271 | 0 | 0 | 0 | 0 | 1501268.1123 | 1713496.8598 | 0 | 0 | 0 | 0 | 0 | 0 | 0 | 5785.4032 | 0 | 0 | 0 | 0 | 0 | 0 | 0 | 0 | 0 | 112622.2993 | 115689.6092 | 0 | 0 | 0 | 0 | 0 | 0 | 0 | 0 | 0 | -30793.7153 | 0 | 0 | 0 | 0 | 0 | 0
2016-08-27 22:00 | 0 | 0 | 0 | 0 | 97036.8335 | 662417.2471 | 598870 | 0 | 0 | 0 | 0 | 1515368.8684 | 1829186.469 | 0 | 0 | 0 | 0 | 0 | 0 | 0 | 36579.1185 | 0 | 0 | 0 | 0 | 0 | 0 | 0 | 0 | 0 | 14100.7561 | 115689.6092 | 0 | 0 | 0 | 0 | 0 | 0 | 0 | 0 | 0 | 30793.7153 | 0 | 0 | 0 | 0 | 0 | 0
2016-08-27 23:00 | 0 | 0 | 0 | 0 | 114492.5187 | 556011.9519 | 582528 | 0 | 0 | 0 | 0 | 1518449.4451 | 1944876.0782 | 0 | 0 | 0 | 0 | 0 | 0 | 0 | 5785.4032 | 0 | 0 | 0 | 0 | 0 | 0 | 0 | 0 | 0 | 3080.5767 | 115689.6092 | 0 | 0 | 0 | 0 | 0 | 0 | 0 | 0 | 0 | -30793.7153 | 0 | 0 | 0 | 0 | 0 | 0
2016-08-28 | 0 | 0 | 0 | 0 | 0 | 390002.8885 | 569917 | 0 | 0 | 0 | 0 | 1460010.346 | 1829186.469 | 0 | 0 | 0 | 0 | 0 | 0 | 0 | 0 | 0 | 0 | 0 | 0 | 0 | 0 | 0 | 0 | 0 | -58439.0991 | -115689.6092 | 0 | 0 | 0 | 0 | 0 | 0 | 0 | 0 | 0 | -5785.4032 | 0 | 0 | 0 | 0 | 0 | 0
2016-08-28 01:00 | 0 | 0 | 0 | 0 | 386356.104 | 113112.2394 | 553360 | 0 | 0 | 0 | 0 | 1290429.0802 | 1944876.0782 | 0 | 0 | 0 | 0 | 0 | 0 | 0 | 0 | 0 | 0 | 0 | 0 | 0 | 0 | 0 | 0 | 0 | -169581.2658 | 115689.6092 | 0 | 0 | 0 | 0 | 0 | 0 | 0 | 0 | 0 | 0 | 0 | 0 | 0 | 0 | 0 | 0
2016-08-28 02:00 | 0 | 0 | 0 | 0 | 487046.885 | 73.396 | 527742 | 0 | 0 | 0 | 0 | 1365496.9705 | 1829186.469 | 0 | 0 | 0 | 0 | 0 | 0 | 0 | 0 | 0 | 0 | 0 | 0 | 0 | 0 | 0 | 0 | 0 | 75067.8903 | -115689.6092 | 0 | 0 | 0 | 0 | 0 | 0 | 0 | 0 | 0 | 0 | 0 | 0 | 0 | 0 | 0 | 0
2016-08-28 03:00 | 0 | 0 | 0 | 0 | 548567.1268 | 0 | 498208 | 0 | 0 | 0 | 0 | 1300166.4881 | 1944876.0782 | 0 | 0 | 0 | 0 | 0 | 0 | 0 | 0 | 0 | 0 | 0 | 0 | 0 | 0 | 0 | 0 | 0 | -65330.4824 | 115689.6092 | 0 | 0 | 0 | 0 | 0 | 0 | 0 | 0 | 0 | 0 | 0 | 0 | 0 | 0 | 0 | 0
2016-08-28 04:00 | 0 | 0 | 0 | 0 | 563752.1664 | 0 | 468879 | 0 | 0 | 0 | 0 | 1279350.0452 | 2060565.6875 | 0 | 0 | 0 | 0 | 0 | 0 | 0 | 0 | 0 | 0 | 0 | 0 | 0 | 0 | 0 | 0 | 0 | -20816.4429 | 115689.6092 | 0 | 0 | 0 | 0 | 0 | 0 | 0 | 0 | 0 | 0 | 0 | 0 | 0 | 0 | 0 | 0
2016-08-28 05:00 | 0 | 0 | 0 | 0 | 559174.5053 | 0 | 442377 | 0 | 0 | 0 | 0 | 1280457.9412 | 2176255.2967 | 0 | 0 | 0 | 0 | 0 | 0 | 0 | 0 | 0 | 0 | 0 | 0 | 0 | 0 | 0 | 0 | 0 | 1107.896 | 115689.6092 | 0 | 0 | 0 | 0 | 0 | 0 | 0 | 0 | 0 | 0 | 0 | 0 | 0 | 0 | 0 | 0
2016-08-28 06:00 | 0 | 0 | 0 | 0 | 542089.6392 | 0 | 421597 | 0 | 0 | 0 | 0 | 1516640.1896 | 2060565.6875 | 0 | 0 | 0 | 0 | 0 | 0 | 0 | 0 | 0 | 0 | 0 | 0 | 0 | 0 | 0 | 0 | 0 | 236182.2484 | -115689.6092 | 0 | 0 | 0 | 0 | 0 | 0 | 0 | 0 | 0 | 0 | 0 | 0 | 0 | 0 | 0 | 0
2016-08-28 07:00 | 0 | 0 | 0 | 0 | 518911.8761 | 0 | 406476 | 0 | 0 | 0 | 0 | 1513386.4565 | 2176255.2967 | 0 | 0 | 0 | 0 | 0 | 0 | 0 | 0 | 0 | 0 | 0 | 0 | 0 | 0 | 0 | 0 | 0 | -3253.7332 | 115689.6092 | 0 | 0 | 0 | 0 | 0 | 0 | 0 | 0 | 0 | 0 | 0 | 0 | 0 | 0 | 0 | 0
2016-08-28 08:00 | 0 | 0 | 0 | 0 | 106964.0544 | 0 | 395549 | 0 | 0 | 0 | 0 | 1340491.1201 | 2060565.6875 | 0 | 0 | 0 | 0 | 0 | 0 | 0 | 0 | 0 | 0 | 0 | 0 | 0 | 0 | 0 | 0 | 0 | -172895.3364 | -115689.6092 | 0 | 0 | 0 | 0 | 0 | 0 | 0 | 0 | 0 | 0 | 0 | 0 | 0 | 0 | 0 | 0
2016-08-28 09:00 | 0 | 0 | 0 | 0 | 453775.3687 | 0 | 390437 | 0 | 0 | 0 | 0 | 1288139.8796 | 2176255.2967 | 0 | 0 | 0 | 0 | 0 | 0 | 0 | 0 | 0 | 0 | 0 | 0 | 0 | 0 | 0 | 0 | 0 | -52351.2405 | 115689.6092 | 0 | 0 | 0 | 0 | 0 | 0 | 0 | 0 | 0 | 0 | 0 | 0 | 0 | 0 | 0 | 0
2016-08-28 10:00 | 0 | 0 | 0 | 0 | 416279.1655 | 0 | 390275 | 0 | 0 | 0 | 0 | 1198454.4359 | 2291944.9059 | 0 | 0 | 0 | 0 | 0 | 0 | 0 | 0 | 0 | 0 | 0 | 0 | 0 | 0 | 0 | 0 | 0 | -89685.4437 | 115689.6092 | 0 | 0 | 0 | 0 | 0 | 0 | 0 | 0 | 0 | 0 | 0 | 0 | 0 | 0 | 0 | 0
2016-08-28 11:00 | 0 | 0 | 0 | 0 | 380782.634 | 0 | 394254 | 0 | 0 | 0 | 0 | 1063508.0575 | 2407634.5152 | 0 | 0 | 0 | 0 | 0 | 0 | 0 | 5785.4032 | 0 | 0 | 0 | 0 | 0 | 0 | 0 | 0 | 0 | -134946.3784 | 115689.6092 | 0 | 0 | 0 | 0 | 0 | 0 | 0 | 0 | 0 | 5785.4032 | 0 | 0 | 0 | 0 | 0 | 0
2016-08-28 12:00 | 0 | 0 | 0 | 0 | 286616.0251 | 1169.7224 | 413566 | 0 | 0 | 0 | 0 | 816995.2192 | 2497573.3856 | 0 | 0 | 0 | 0 | 0 | 0 | 0 | 36579.1185 | 0 | 0 | 0 | 0 | 0 | 0 | 0 | 0 | 0 | -246512.8382 | 89938.8705 | 0 | 0 | 0 | 0 | 0 | 0 | 0 | 0 | 0 | 30793.7153 | 0 | 0 | 0 | 0 | 0 | 0
2016-08-28 13:00 | 0 | 0 | 0 | 0 | 141804.2121 | 178423.9357 | 444935 | 0 | 0 | 0 | 0 | 607392.4731 | 2613262.9948 | 0 | 0 | 0 | 0 | 0 | 0 | 0 | 5785.4032 | 0 | 0 | 0 | 0 | 0 | 0 | 0 | 0 | 0 | -209602.7461 | 115689.6092 | 0 | 0 | 0 | 0 | 0 | 0 | 0 | 0 | 0 | -30793.7153 | 0 | 0 | 0 | 0 | 0 | 0
2016-08-28 14:00 | 0 | 0 | 0 | 0 | 109532.947 | 540562.5107 | 478450 | 0 | 0 | 0 | 0 | 669133.7247 | 2728952.6041 | 0 | 0 | 0 | 0 | 0 | 0 | 0 | 0 | 0 | 0 | 0 | 0 | 0 | 0 | 0 | 0 | 0 | 61741.2516 | 115689.6092 | 0 | 0 | 0 | 0 | 0 | 0 | 0 | 0 | 0 | -5785.4032 | 0 | 0 | 0 | 0 | 0 | 0
2016-08-28 15:00 | 0 | 0 | 0 | 0 | 0 | 736298.6196 | 511645 | 0 | 0 | 0 | 0 | 778097.7351 | 2844642.2133 | 0 | 0 | 0 | 0 | 0 | 0 | 0 | 0 | 0 | 0 | 0 | 0 | 0 | 0 | 0 | 0 | 0 | 108964.0103 | 115689.6092 | 0 | 0 | 0 | 0 | 0 | 0 | 0 | 0 | 0 | 0 | 0 | 0 | 0 | 0 | 0 | 0
2016-08-28 16:00 | 0 | 0 | 0 | 0 | 128268.9657 | 778026.4818 | 544093 | 0 | 0 | 0 | 0 | 1024610.5733 | 2960331.8225 | 0 | 0 | 0 | 0 | 0 | 0 | 0 | 0 | 0 | 0 | 0 | 0 | 0 | 0 | 0 | 0 | 0 | 246512.8382 | 115689.6092 | 0 | 0 | 0 | 0 | 0 | 0 | 0 | 0 | 0 | 0 | 0 | 0 | 0 | 0 | 0 | 0
2016-08-28 17:00 | 0 | 0 | 0 | 0 | 0 | 775454.1091 | 570618 | 0 | 0 | 0 | 0 | 1271123.4115 | 2918655.0934 | 0 | 0 | 0 | 0 | 0 | 0 | 0 | 0 | 0 | 0 | 0 | 0 | 0 | 0 | 0 | 0 | 0 | 246512.8382 | -41676.7291 | 0 | 0 | 0 | 0 | 0 | 0 | 0 | 0 | 0 | 0 | 0 | 0 | 0 | 0 | 0 | 0
2016-08-28 18:00 | 0 | 0 | 0 | 0 | 152478.3498 | 763470.0421 | 591249 | 0 | 0 | 0 | 0 | 1480133.1942 | 3034344.7027 | 0 | 0 | 0 | 0 | 0 | 0 | 0 | 0 | 0 | 0 | 0 | 0 | 0 | 0 | 0 | 0 | 0 | 209009.7827 | 115689.6092 | 0 | 0 | 0 | 0 | 0 | 0 | 0 | 0 | 0 | 0 | 0 | 0 | 0 | 0 | 0 | 0
2016-08-28 19:00 | 0 | 0 | 0 | 0 | 165880.7292 | 743781.1328 | 604776 | 0 | 0 | 0 | 0 | 1726646.0325 | 3092717.7265 | 0 | 0 | 0 | 0 | 0 | 0 | 0 | 0 | 0 | 0 | 0 | 0 | 0 | 0 | 0 | 0 | 0 | 246512.8382 | 58373.0238 | 0 | 0 | 0 | 0 | 0 | 0 | 0 | 0 | 0 | 0 | 0 | 0 | 0 | 0 | 0 | 0
2016-08-28 20:00 | 0 | 0 | 0 | 0 | 175609.6641 | 728868.2867 | 615064 | 0 | 0 | 0 | 0 | 1900370.3741 | 3208407.3357 | 0 | 0 | 0 | 0 | 0 | 0 | 0 | 0 | 0 | 0 | 0 | 0 | 0 | 0 | 0 | 0 | 0 | 173724.3416 | 115689.6092 | 0 | 0 | 0 | 0 | 0 | 0 | 0 | 0 | 0 | 0 | 0 | 0 | 0 | 0 | 0 | 0
2016-08-28 21:00 | 0 | 0 | 0 | 0 | 186822.3634 | 703108.7147 | 618991 | 0 | 0 | 0 | 0 | 2055620.8429 | 3324096.9449 | 0 | 0 | 0 | 0 | 0 | 0 | 0 | 0 | 0 | 0 | 0 | 0 | 0 | 0 | 0 | 0 | 0 | 155250.4688 | 115689.6092 | 0 | 0 | 0 | 0 | 0 | 0 | 0 | 0 | 0 | 0 | 0 | 0 | 0 | 0 | 0 | 0
2016-08-28 22:00 | 0 | 0 | 0 | 0 | 203191.6156 | 663679.8895 | 613165 | 0 | 0 | 0 | 0 | 2187852.3356 | 3439786.5542 | 0 | 0 | 0 | 0 | 0 | 0 | 0 | 5785.4032 | 0 | 0 | 0 | 0 | 0 | 0 | 0 | 0 | 0 | 132231.4926 | 115689.6092 | 0 | 0 | 0 | 0 | 0 | 0 | 0 | 0 | 0 | 5785.4032 | 0 | 0 | 0 | 0 | 0 | 0
2016-08-28 23:00 | 0 | 0 | 0 | 0 | 189547.1104 | 572734.8339 | 600665 | 0 | 0 | 0 | 0 | 2434365.1738 | 3324096.9449 | 0 | 0 | 0 | 0 | 0 | 0 | 0 | 36579.1185 | 0 | 0 | 0 | 0 | 0 | 0 | 0 | 0 | 0 | 246512.8382 | -115689.6092 | 0 | 0 | 0 | 0 | 0 | 0 | 0 | 0 | 0 | 30793.7153 | 0 | 0 | 0 | 0 | 0 | 0
2016-08-29 | 0 | 0 | 0 | 0 | 328853.948 | 415054.7424 | 591304 | 0 | 0 | 0 | 0 | 2502073.9703 | 3439786.5542 | 0 | 0 | 0 | 0 | 0 | 0 | 0 | 5785.4032 | 0 | 0 | 0 | 0 | 0 | 0 | 0 | 0 | 0 | 67708.7965 | 115689.6092 | 0 | 0 | 0 | 0 | 0 | 0 | 0 | 0 | 0 | -30793.7153 | 0 | 0 | 0 | 0 | 0 | 0
2016-08-29 01:00 | 0 | 0 | 0 | 0 | 442761.1549 | 112086.5328 | 573739 | 0 | 0 | 0 | 0 | 2336699.3334 | 3555476.1634 | 0 | 0 | 0 | 0 | 0 | 0 | 0 | 36579.1185 | 0 | 0 | 0 | 0 | 0 | 0 | 0 | 0 | 0 | -165374.6369 | 115689.6092 | 0 | 0 | 0 | 0 | 0 | 0 | 0 | 0 | 0 | 30793.7153 | 0 | 0 | 0 | 0 | 0 | 0
2016-08-29 02:00 | 0 | 0 | 0 | 0 | 471399.2351 | 58.6958 | 542108 | 0 | 0 | 0 | 0 | 2412532.5889 | 3439786.5542 | 0 | 0 | 0 | 0 | 0 | 0 | 0 | 5785.4032 | 0 | 0 | 0 | 0 | 0 | 0 | 0 | 0 | 0 | 75833.2554 | -115689.6092 | 0 | 0 | 0 | 0 | 0 | 0 | 0 | 0 | 0 | -30793.7153 | 0 | 0 | 0 | 0 | 0 | 0
2016-08-29 03:00 | 0 | 0 | 0 | 0 | 452921.9708 | 0 | 506758 | 0 | 0 | 0 | 0 | 2443592.4535 | 3324096.9449 | 0 | 0 | 0 | 0 | 0 | 0 | 0 | 36579.1185 | 0 | 0 | 0 | 0 | 0 | 0 | 0 | 0 | 0 | 31059.8647 | -115689.6092 | 0 | 0 | 0 | 0 | 0 | 0 | 0 | 0 | 0 | 30793.7153 | 0 | 0 | 0 | 0 | 0 | 0
2016-08-29 04:00 | 0 | 0 | 0 | 0 | 429594.6772 | 0 | 473517 | 0 | 0 | 0 | 0 | 2314774.2368 | 3439786.5542 | 0 | 0 | 0 | 0 | 0 | 0 | 0 | 5785.4032 | 0 | 0 | 0 | 0 | 0 | 0 | 0 | 0 | 0 | -128818.2167 | 115689.6092 | 0 | 0 | 0 | 0 | 0 | 0 | 0 | 0 | 0 | -30793.7153 | 0 | 0 | 0 | 0 | 0 | 0
2016-08-29 05:00 | 0 | 0 | 0 | 0 | 403789.6441 | 0 | 446810 | 0 | 0 | 0 | 0 | 2356649.7747 | 3324096.9449 | 0 | 0 | 0 | 0 | 0 | 0 | 0 | 36579.1185 | 0 | 0 | 0 | 0 | 0 | 0 | 0 | 0 | 0 | 41875.538 | -115689.6092 | 0 | 0 | 0 | 0 | 0 | 0 | 0 | 0 | 0 | 30793.7153 | 0 | 0 | 0 | 0 | 0 | 0
2016-08-29 06:00 | 0 | 0 | 0 | 0 | 372868.0945 | 0 | 426452 | 0 | 0 | 0 | 0 | 2218169.9754 | 3439786.5542 | 0 | 0 | 0 | 0 | 0 | 0 | 0 | 5785.4032 | 0 | 0 | 0 | 0 | 0 | 0 | 0 | 0 | 0 | -138479.7994 | 115689.6092 | 0 | 0 | 0 | 0 | 0 | 0 | 0 | 0 | 0 | -30793.7153 | 0 | 0 | 0 | 0 | 0 | 0
2016-08-29 07:00 | 0 | 0 | 0 | 0 | 334171.7943 | 0 | 412154 | 0 | 0 | 0 | 0 | 2225083.6635 | 3324096.9449 | 0 | 0 | 0 | 0 | 0 | 0 | 0 | 36579.1185 | 0 | 0 | 0 | 0 | 0 | 0 | 0 | 0 | 0 | 6913.6882 | -115689.6092 | 0 | 0 | 0 | 0 | 0 | 0 | 0 | 0 | 0 | 30793.7153 | 0 | 0 | 0 | 0 | 0 | 0
2016-08-29 08:00 | 0 | 0 | 0 | 0 | 298426.4204 | 0 | 407216 | 0 | 0 | 0 | 0 | 2262777.4085 | 3208407.3357 | 0 | 0 | 0 | 0 | 0 | 0 | 0 | 5785.4032 | 0 | 0 | 0 | 0 | 0 | 0 | 0 | 0 | 0 | 37693.745 | -115689.6092 | 0 | 0 | 0 | 0 | 0 | 0 | 0 | 0 | 0 | -30793.7153 | 0 | 0 | 0 | 0 | 0 | 0
2016-08-29 09:00 | 0 | 0 | 0 | 0 | 258771.2318 | 0 | 414170 | 0 | 0 | 0 | 0 | 2016264.5702 | 3268727.6904 | 0 | 0 | 0 | 0 | 0 | 0 | 0 | 36579.1185 | 0 | 0 | 0 | 0 | 0 | 0 | 0 | 0 | 0 | -246512.8382 | 60320.3547 | 0 | 0 | 0 | 0 | 0 | 0 | 0 | 0 | 0 | 30793.7153 | 0 | 0 | 0 | 0 | 0 | 0
2016-08-29 10:00 | 0 | 0 | 0 | 0 | 229188.288 | 0 | 436856 | 0 | 0 | 0 | 0 | 1769751.732 | 3338366.532 | 0 | 0 | 0 | 0 | 0 | 0 | 0 | 5785.4032 | 0 | 0 | 0 | 0 | 0 | 0 | 0 | 0 | 0 | -246512.8382 | 69638.8415 | 0 | 0 | 0 | 0 | 0 | 0 | 0 | 0 | 0 | -30793.7153 | 0 | 0 | 0 | 0 | 0 | 0
2016-08-29 11:00 | 0 | 0 | 0 | 0 | 205730.2604 | 0 | 457948 | 0 | 0 | 0 | 0 | 1602429.8863 | 3222676.9227 | 0 | 0 | 0 | 0 | 0 | 0 | 0 | 36579.1185 | 0 | 0 | 0 | 0 | 0 | 0 | 0 | 0 | 0 | -167321.8457 | -115689.6092 | 0 | 0 | 0 | 0 | 0 | 0 | 0 | 0 | 0 | 30793.7153 | 0 | 0 | 0 | 0 | 0 | 0
2016-08-29 12:00 | 0 | 0 | 0 | 0 | 153941.3941 | 368.0794 | 478038 | 0 | 0 | 0 | 0 | 1355917.048 | 3176254.9498 | 0 | 0 | 0 | 0 | 0 | 0 | 0 | 5785.4032 | 0 | 0 | 0 | 0 | 0 | 0 | 0 | 0 | 0 | -246512.8382 | -46421.9729 | 0 | 0 | 0 | 0 | 0 | 0 | 0 | 0 | 0 | -30793.7153 | 0 | 0 | 0 | 0 | 0 | 0
2016-08-29 13:00 | 0 | 0 | 0 | 0 | 90737.0871 | 121706.7422 | 505765 | 0 | 0 | 0 | 0 | 1147491.7712 | 3060565.3405 | 0 | 0 | 0 | 0 | 0 | 0 | 0 | 36579.1185 | 0 | 0 | 0 | 0 | 0 | 0 | 0 | 0 | 0 | -208425.2769 | -115689.6092 | 0 | 0 | 0 | 0 | 0 | 0 | 0 | 0 | 0 | 30793.7153 | 0 | 0 | 0 | 0 | 0 | 0
2016-08-29 14:00 | 0 | 0 | 0 | 0 | 95098.0353 | 477962.0326 | 537954 | 0 | 0 | 0 | 0 | 1298287.4483 | 2944875.7313 | 0 | 0 | 0 | 0 | 0 | 0 | 0 | 36579.1185 | 0 | 0 | 0 | 0 | 0 | 0 | 0 | 0 | 0 | 150795.6771 | -115689.6092 | 0 | 0 | 0 | 0 | 0 | 0 | 0 | 0 | 0 | 0 | 0 | 0 | 0 | 0 | 0 | 0
2016-08-29 15:00 | 0 | 0 | 0 | 0 | 98048.0284 | 672301.3997 | 569735 | 0 | 0 | 0 | 0 | 1383212.2671 | 3060565.3405 | 0 | 0 | 0 | 0 | 0 | 0 | 0 | 36579.1185 | 0 | 0 | 0 | 0 | 0 | 0 | 0 | 0 | 0 | 84924.8188 | 115689.6092 | 0 | 0 | 0 | 0 | 0 | 0 | 0 | 0 | 0 | 0 | 0 | 0 | 0 | 0 | 0 | 0
2016-08-29 16:00 | 0 | 0 | 0 | 0 | 98340.8084 | 714552.0988 | 599965 | 0 | 0 | 0 | 0 | 1629725.1053 | 3026980.4095 | 0 | 0 | 0 | 0 | 0 | 0 | 0 | 36579.1185 | 0 | 0 | 0 | 0 | 0 | 0 | 0 | 0 | 0 | 246512.8382 | -33584.931 | 0 | 0 | 0 | 0 | 0 | 0 | 0 | 0 | 0 | 0 | 0 | 0 | 0 | 0 | 0 | 0
2016-08-29 17:00 | 0 | 0 | 0 | 0 | 97451.2879 | 722148.2635 | 625021 | 0 | 0 | 0 | 0 | 1876237.9436 | 2975046.1227 | 0 | 0 | 0 | 0 | 0 | 0 | 0 | 36579.1185 | 0 | 0 | 0 | 0 | 0 | 0 | 0 | 0 | 0 | 246512.8382 | -51934.2868 | 0 | 0 | 0 | 0 | 0 | 0 | 0 | 0 | 0 | 0 | 0 | 0 | 0 | 0 | 0 | 0
2016-08-29 18:00 | 0 | 0 | 0 | 0 | 96119.9767 | 714772.1387 | 643308 | 0 | 0 | 0 | 0 | 1928132.4498 | 3090735.732 | 0 | 0 | 0 | 0 | 0 | 0 | 0 | 36579.1185 | 0 | 0 | 0 | 0 | 0 | 0 | 0 | 0 | 0 | 51894.5062 | 115689.6092 | 0 | 0 | 0 | 0 | 0 | 0 | 0 | 0 | 0 | 0 | 0 | 0 | 0 | 0 | 0 | 0
2016-08-29 19:00 | 0 | 0 | 0 | 0 | 93738.0525 | 700026.2985 | 654056 | 0 | 0 | 0 | 0 | 2174645.288 | 3014724.96 | 0 | 0 | 0 | 0 | 0 | 0 | 0 | 5785.4032 | 0 | 0 | 0 | 0 | 0 | 0 | 0 | 0 | 0 | 246512.8382 | -76010.7719 | 0 | 0 | 0 | 0 | 0 | 0 | 0 | 0 | 0 | -30793.7153 | 0 | 0 | 0 | 0 | 0 | 0
2016-08-29 20:00 | 0 | 0 | 0 | 0 | 90602.9677 | 687250.6875 | 659447 | 0 | 0 | 0 | 0 | 2377947.8371 | 2899035.3508 | 0 | 0 | 0 | 0 | 0 | 0 | 0 | 36579.1185 | 0 | 0 | 0 | 0 | 0 | 0 | 0 | 0 | 0 | 203302.5491 | -115689.6092 | 0 | 0 | 0 | 0 | 0 | 0 | 0 | 0 | 0 | 30793.7153 | 0 | 0 | 0 | 0 | 0 | 0
2016-08-29 21:00 | 0 | 0 | 0 | 0 | 0 | 662880.4799 | 660975 | 0 | 0 | 0 | 0 | 2495542.9263 | 2783345.7416 | 0 | 0 | 0 | 0 | 0 | 0 | 0 | 36579.1185 | 0 | 0 | 0 | 0 | 0 | 0 | 0 | 0 | 0 | 117595.0891 | -115689.6092 | 0 | 0 | 0 | 0 | 0 | 0 | 0 | 0 | 0 | 0 | 0 | 0 | 0 | 0 | 0 | 0
2016-08-29 22:00 | 0 | 0 | 0 | 0 | 86538.0786 | 622235.6466 | 653722 | 0 | 0 | 0 | 0 | 2434905.0423 | 2899035.3508 | 0 | 0 | 0 | 0 | 0 | 0 | 0 | 36579.1185 | 0 | 0 | 0 | 0 | 0 | 0 | 0 | 0 | 0 | -60637.884 | 115689.6092 | 0 | 0 | 0 | 0 | 0 | 0 | 0 | 0 | 0 | 0 | 0 | 0 | 0 | 0 | 0 | 0
2016-08-29 23:00 | 0 | 0 | 0 | 0 | 94211.3823 | 530197.8694 | 638313 | 0 | 0 | 0 | 0 | 2536690.9033 | 2783345.7416 | 0 | 0 | 0 | 0 | 0 | 0 | 0 | 36579.1185 | 0 | 0 | 0 | 0 | 0 | 0 | 0 | 0 | 0 | 101785.861 | -115689.6092 | 0 | 0 | 0 | 0 | 0 | 0 | 0 | 0 | 0 | 0 | 0 | 0 | 0 | 0 | 0 | 0
2016-08-30 | 0 | 0 | 0 | 0 | 132316.2029 | 367008.352 | 627299 | 0 | 0 | 0 | 0 | 2555199.7827 | 2667656.1323 | 0 | 0 | 0 | 0 | 0 | 0 | 0 | 5785.4032 | 0 | 0 | 0 | 0 | 0 | 0 | 0 | 0 | 0 | 18508.8794 | -115689.6092 | 0 | 0 | 0 | 0 | 0 | 0 | 0 | 0 | 0 | -30793.7153 | 0 | 0 | 0 | 0 | 0 | 0
2016-08-30 01:00 | 0 | 0 | 0 | 0 | 181551.3409 | 91845.927 | 604806 | 0 | 0 | 0 | 0 | 2308686.9444 | 2551966.5231 | 0 | 0 | 0 | 0 | 0 | 0 | 0 | 36579.1185 | 0 | 0 | 0 | 0 | 0 | 0 | 0 | 0 | 0 | -246512.8382 | -115689.6092 | 0 | 0 | 0 | 0 | 0 | 0 | 0 | 0 | 0 | 30793.7153 | 0 | 0 | 0 | 0 | 0 | 0
2016-08-30 02:00 | 0 | 0 | 0 | 0 | 289425.699 | 39.6905 | 566777 | 0 | 0 | 0 | 0 | 2177858.6586 | 2436276.9139 | 0 | 0 | 0 | 0 | 0 | 0 | 0 | 5785.4032 | 0 | 0 | 0 | 0 | 0 | 0 | 0 | 0 | 0 | -130828.2859 | -115689.6092 | 0 | 0 | 0 | 0 | 0 | 0 | 0 | 0 | 0 | -30793.7153 | 0 | 0 | 0 | 0 | 0 | 0
2016-08-30 03:00 | 0 | 0 | 0 | 0 | 292446.5585 | 0 | 525022 | 0 | 0 | 0 | 0 | 2030179.1109 | 2320587.3046 | 0 | 0 | 0 | 0 | 0 | 0 | 0 | 36579.1185 | 0 | 0 | 0 | 0 | 0 | 0 | 0 | 0 | 0 | -147679.5476 | -115689.6092 | 0 | 0 | 0 | 0 | 0 | 0 | 0 | 0 | 0 | 30793.7153 | 0 | 0 | 0 | 0 | 0 | 0
2016-08-30 04:00 | 0 | 0 | 0 | 0 | 275987.9459 | 0 | 488171 | 0 | 0 | 0 | 0 | 1783666.2727 | 2385710.8041 | 0 | 0 | 0 | 0 | 0 | 0 | 0 | 5785.4032 | 0 | 0 | 0 | 0 | 0 | 0 | 0 | 0 | 0 | -246512.8382 | 65123.4995 | 0 | 0 | 0 | 0 | 0 | 0 | 0 | 0 | 0 | -30793.7153 | 0 | 0 | 0 | 0 | 0 | 0
2016-08-30 05:00 | 0 | 0 | 0 | 0 | 251687.1606 | 0 | 457494 | 0 | 0 | 0 | 0 | 1662755.3272 | 2270021.1948 | 0 | 0 | 0 | 0 | 0 | 0 | 0 | 36579.1185 | 0 | 0 | 0 | 0 | 0 | 0 | 0 | 0 | 0 | -120910.9455 | -115689.6092 | 0 | 0 | 0 | 0 | 0 | 0 | 0 | 0 | 0 | 30793.7153 | 0 | 0 | 0 | 0 | 0 | 0
2016-08-30 06:00 | 0 | 0 | 0 | 0 | 227667.6629 | 0 | 433597 | 0 | 0 | 0 | 0 | 1603309.3147 | 2154331.5856 | 0 | 0 | 0 | 0 | 0 | 0 | 0 | 5785.4032 | 0 | 0 | 0 | 0 | 0 | 0 | 0 | 0 | 0 | -59446.0125 | -115689.6092 | 0 | 0 | 0 | 0 | 0 | 0 | 0 | 0 | 0 | -30793.7153 | 0 | 0 | 0 | 0 | 0 | 0
2016-08-30 07:00 | 0 | 0 | 0 | 0 | 204983.5875 | 0 | 417950 | 0 | 0 | 0 | 0 | 1475238.7961 | 2038641.9764 | 0 | 0 | 0 | 0 | 0 | 0 | 0 | 36579.1185 | 0 | 0 | 0 | 0 | 0 | 0 | 0 | 0 | 0 | -128070.5186 | -115689.6092 | 0 | 0 | 0 | 0 | 0 | 0 | 0 | 0 | 0 | 30793.7153 | 0 | 0 | 0 | 0 | 0 | 0
2016-08-30 08:00 | 0 | 0 | 0 | 0 | 187126.889 | 0 | 410177 | 0 | 0 | 0 | 0 | 1228725.9578 | 2092898.4189 | 0 | 0 | 0 | 0 | 0 | 0 | 0 | 5785.4032 | 0 | 0 | 0 | 0 | 0 | 0 | 0 | 0 | 0 | -246512.8382 | 54256.4426 | 0 | 0 | 0 | 0 | 0 | 0 | 0 | 0 | 0 | -30793.7153 | 0 | 0 | 0 | 0 | 0 | 0
2016-08-30 09:00 | 0 | 0 | 0 | 0 | 175331.1242 | 0 | 416385 | 0 | 0 | 0 | 0 | 1072567.9759 | 1977208.8097 | 0 | 0 | 0 | 0 | 0 | 0 | 0 | 36579.1185 | 0 | 0 | 0 | 0 | 0 | 0 | 0 | 0 | 0 | -156157.9819 | -115689.6092 | 0 | 0 | 0 | 0 | 0 | 0 | 0 | 0 | 0 | 30793.7153 | 0 | 0 | 0 | 0 | 0 | 0
2016-08-30 10:00 | 0 | 0 | 0 | 0 | 169609.9796 | 0 | 437575 | 0 | 0 | 0 | 0 | 826055.1377 | 1955756.6276 | 0 | 0 | 0 | 0 | 0 | 0 | 0 | 36579.1185 | 0 | 0 | 0 | 0 | 0 | 0 | 0 | 0 | 0 | -246512.8382 | -21452.1821 | 0 | 0 | 0 | 0 | 0 | 0 | 0 | 0 | 0 | 0 | 0 | 0 | 0 | 0 | 0 | 0
2016-08-30 11:00 | 0 | 0 | 0 | 0 | 164463.0641 | 0 | 456389 | 0 | 0 | 0 | 0 | 579542.2994 | 1910343.53 | 0 | 0 | 0 | 0 | 0 | 0 | 0 | 36579.1185 | 0 | 0 | 0 | 0 | 0 | 0 | 0 | 0 | 0 | -246512.8382 | -45413.0976 | 0 | 0 | 0 | 0 | 0 | 0 | 0 | 0 | 0 | 0 | 0 | 0 | 0 | 0 | 0 | 0
2016-08-30 12:00 | 0 | 0 | 0 | 0 | 135781.4163 | 566.2497 | 474287 | 0 | 0 | 0 | 0 | 388086.29 | 1794653.9207 | 0 | 0 | 0 | 0 | 0 | 0 | 0 | 5785.4032 | 0 | 0 | 0 | 0 | 0 | 0 | 0 | 0 | 0 | -191456.0095 | -115689.6092 | 0 | 0 | 0 | 0 | 0 | 0 | 0 | 0 | 0 | -30793.7153 | 0 | 0 | 0 | 0 | 0 | 0
2016-08-30 13:00 | 0 | 0 | 0 | 0 | 66955.2389 | 138308.6436 | 498228 | 0 | 0 | 0 | 0 | 180018.0664 | 1678964.3115 | 0 | 0 | 0 | 0 | 0 | 0 | 0 | 36579.1185 | 0 | 0 | 0 | 0 | 0 | 0 | 0 | 0 | 0 | -208068.2236 | -115689.6092 | 0 | 0 | 0 | 0 | 0 | 0 | 0 | 0 | 0 | 30793.7153 | 0 | 0 | 0 | 0 | 0 | 0
2016-08-30 14:00 | 0 | 0 | 0 | 0 | 0 | 485300.4986 | 528147 | 0 | 0 | 0 | 0 | 252861.1742 | 1563274.7023 | 0 | 0 | 0 | 0 | 0 | 0 | 0 | 36579.1185 | 0 | 0 | 0 | 0 | 0 | 0 | 0 | 0 | 0 | 72843.1078 | -115689.6092 | 0 | 0 | 0 | 0 | 0 | 0 | 0 | 0 | 0 | 0 | 0 | 0 | 0 | 0 | 0 | 0
2016-08-30 15:00 | 0 | 0 | 0 | 0 | 75950.9652 | 674230.544 | 558262 | 0 | 0 | 0 | 0 | 499374.0124 | 1508681.3732 | 0 | 0 | 0 | 0 | 0 | 0 | 0 | 36579.1185 | 0 | 0 | 0 | 0 | 0 | 0 | 0 | 0 | 0 | 246512.8382 | -54593.329 | 0 | 0 | 0 | 0 | 0 | 0 | 0 | 0 | 0 | 0 | 0 | 0 | 0 | 0 | 0 | 0
2016-08-30 16:00 | 0 | 0 | 0 | 0 | 76428.7433 | 721366.7861 | 585627 | 0 | 0 | 0 | 0 | 595852.9325 | 1624370.9824 | 0 | 0 | 0 | 0 | 0 | 0 | 0 | 36579.1185 | 0 | 0 | 0 | 0 | 0 | 0 | 0 | 0 | 0 | 96478.9201 | 115689.6092 | 0 | 0 | 0 | 0 | 0 | 0 | 0 | 0 | 0 | 0 | 0 | 0 | 0 | 0 | 0 | 0
2016-08-30 17:00 | 0 | 0 | 0 | 0 | 74436.9477 | 728734.8131 | 610613 | 0 | 0 | 0 | 0 | 842365.7708 | 1570416.905 | 0 | 0 | 0 | 0 | 0 | 0 | 0 | 36579.1185 | 0 | 0 | 0 | 0 | 0 | 0 | 0 | 0 | 0 | 246512.8382 | -53954.0774 | 0 | 0 | 0 | 0 | 0 | 0 | 0 | 0 | 0 | 0 | 0 | 0 | 0 | 0 | 0 | 0
2016-08-30 18:00 | 0 | 0 | 0 | 0 | 0 | 719929.2312 | 629443 | 0 | 0 | 0 | 0 | 1079335.3265 | 1454727.2958 | 0 | 0 | 0 | 0 | 0 | 0 | 0 | 5785.4032 | 0 | 0 | 0 | 0 | 0 | 0 | 0 | 0 | 0 | 236969.5558 | -115689.6092 | 0 | 0 | 0 | 0 | 0 | 0 | 0 | 0 | 0 | -30793.7153 | 0 | 0 | 0 | 0 | 0 | 0
2016-08-30 19:00 | 0 | 0 | 0 | 0 | 0 | 706004.37 | 642942 | 0 | 0 | 0 | 0 | 1227293.5904 | 1339037.6865 | 0 | 0 | 0 | 0 | 0 | 0 | 0 | 36579.1185 | 0 | 0 | 0 | 0 | 0 | 0 | 0 | 0 | 0 | 147958.2639 | -115689.6092 | 0 | 0 | 0 | 0 | 0 | 0 | 0 | 0 | 0 | 30793.7153 | 0 | 0 | 0 | 0 | 0 | 0
2016-08-30 20:00 | 0 | 0 | 0 | 0 | 83005.5736 | 697593.0612 | 651700 | 0 | 0 | 0 | 0 | 1473806.4286 | 1252217.1984 | 0 | 0 | 0 | 0 | 0 | 0 | 0 | 5785.4032 | 0 | 0 | 0 | 0 | 0 | 0 | 0 | 0 | 0 | 246512.8382 | -86820.4881 | 0 | 0 | 0 | 0 | 0 | 0 | 0 | 0 | 0 | -30793.7153 | 0 | 0 | 0 | 0 | 0 | 0
2016-08-30 21:00 | 0 | 0 | 0 | 0 | 87576.5181 | 679148.9618 | 654714 | 0 | 0 | 0 | 0 | 1670713.8024 | 1136527.5892 | 0 | 0 | 0 | 0 | 0 | 0 | 0 | 36579.1185 | 0 | 0 | 0 | 0 | 0 | 0 | 0 | 0 | 0 | 196907.3738 | -115689.6092 | 0 | 0 | 0 | 0 | 0 | 0 | 0 | 0 | 0 | 30793.7153 | 0 | 0 | 0 | 0 | 0 | 0
2016-08-30 22:00 | 0 | 0 | 0 | 0 | 97267.0349 | 644962.9418 | 646260 | 0 | 0 | 0 | 0 | 1681787.8852 | 1252217.1984 | 0 | 0 | 0 | 0 | 0 | 0 | 0 | 5785.4032 | 0 | 0 | 0 | 0 | 0 | 0 | 0 | 0 | 0 | 11074.0828 | 115689.6092 | 0 | 0 | 0 | 0 | 0 | 0 | 0 | 0 | 0 | -30793.7153 | 0 | 0 | 0 | 0 | 0 | 0
2016-08-30 23:00 | 0 | 0 | 0 | 0 | 0 | 546387.8386 | 631370 | 0 | 0 | 0 | 0 | 1681701.6178 | 1136527.5892 | 0 | 0 | 0 | 0 | 0 | 0 | 0 | 36579.1185 | 0 | 0 | 0 | 0 | 0 | 0 | 0 | 0 | 0 | -86.2675 | -115689.6092 | 0 | 0 | 0 | 0 | 0 | 0 | 0 | 0 | 0 | 30793.7153 | 0 | 0 | 0 | 0 | 0 | 0
2016-08-31 | 0 | 0 | 0 | 0 | 191312.3925 | 371486.2037 | 620327 | 0 | 0 | 0 | 0 | 1770656.5386 | 1020837.9799 | 0 | 0 | 0 | 0 | 0 | 0 | 0 | 5785.4032 | 0 | 0 | 0 | 0 | 0 | 0 | 0 | 0 | 0 | 88954.9208 | -115689.6092 | 0 | 0 | 0 | 0 | 0 | 0 | 0 | 0 | 0 | -30793.7153 | 0 | 0 | 0 | 0 | 0 | 0
2016-08-31 01:00 | 0 | 0 | 0 | 0 | 311842.1192 | 89070.3954 | 599178 | 0 | 0 | 0 | 0 | 1524143.7004 | 1038291.6175 | 0 | 0 | 0 | 0 | 0 | 0 | 0 | 36579.1185 | 0 | 0 | 0 | 0 | 0 | 0 | 0 | 0 | 0 | -246512.8382 | 17453.6375 | 0 | 0 | 0 | 0 | 0 | 0 | 0 | 0 | 0 | 30793.7153 | 0 | 0 | 0 | 0 | 0 | 0
2016-08-31 02:00 | 0 | 0 | 0 | 0 | 359313.4098 | 22.6803 | 562468 | 0 | 0 | 0 | 0 | 1467495.1151 | 922602.0082 | 0 | 0 | 0 | 0 | 0 | 0 | 0 | 5785.4032 | 0 | 0 | 0 | 0 | 0 | 0 | 0 | 0 | 0 | -56648.5853 | -115689.6092 | 0 | 0 | 0 | 0 | 0 | 0 | 0 | 0 | 0 | -30793.7153 | 0 | 0 | 0 | 0 | 0 | 0
2016-08-31 03:00 | 0 | 0 | 0 | 0 | 353874.8012 | 0 | 522581 | 0 | 0 | 0 | 0 | 1383684.8102 | 806912.399 | 0 | 0 | 0 | 0 | 0 | 0 | 0 | 36579.1185 | 0 | 0 | 0 | 0 | 0 | 0 | 0 | 0 | 0 | -83810.3049 | -115689.6092 | 0 | 0 | 0 | 0 | 0 | 0 | 0 | 0 | 0 | 30793.7153 | 0 | 0 | 0 | 0 | 0 | 0
2016-08-31 04:00 | 0 | 0 | 0 | 0 | 332791.4362 | 0 | 487285 | 0 | 0 | 0 | 0 | 1375674.571 | 691222.7898 | 0 | 0 | 0 | 0 | 0 | 0 | 0 | 5785.4032 | 0 | 0 | 0 | 0 | 0 | 0 | 0 | 0 | 0 | -8010.2392 | -115689.6092 | 0 | 0 | 0 | 0 | 0 | 0 | 0 | 0 | 0 | -30793.7153 | 0 | 0 | 0 | 0 | 0 | 0
2016-08-31 05:00 | 0 | 0 | 0 | 0 | 303303.4604 | 0 | 460254 | 0 | 0 | 0 | 0 | 1129161.7327 | 749991.3731 | 0 | 0 | 0 | 0 | 0 | 0 | 0 | 36579.1185 | 0 | 0 | 0 | 0 | 0 | 0 | 0 | 0 | 0 | -246512.8382 | 58768.5833 | 0 | 0 | 0 | 0 | 0 | 0 | 0 | 0 | 0 | 30793.7153 | 0 | 0 | 0 | 0 | 0 | 0
2016-08-31 06:00 | 0 | 0 | 0 | 0 | 278369.1204 | 0 | 436830 | 0 | 0 | 0 | 0 | 1043658.0031 | 707827.9384 | 0 | 0 | 0 | 0 | 0 | 0 | 0 | 5785.4032 | 0 | 0 | 0 | 0 | 0 | 0 | 0 | 0 | 0 | -85503.7296 | -42163.4347 | 0 | 0 | 0 | 0 | 0 | 0 | 0 | 0 | 0 | -30793.7153 | 0 | 0 | 0 | 0 | 0 | 0
2016-08-31 07:00 | 0 | 0 | 0 | 0 | 258833.5245 | 0 | 423222 | 0 | 0 | 0 | 0 | 964165.4215 | 592138.3292 | 0 | 0 | 0 | 0 | 0 | 0 | 0 | 36579.1185 | 0 | 0 | 0 | 0 | 0 | 0 | 0 | 0 | 0 | -79492.5816 | -115689.6092 | 0 | 0 | 0 | 0 | 0 | 0 | 0 | 0 | 0 | 30793.7153 | 0 | 0 | 0 | 0 | 0 | 0
2016-08-31 08:00 | 0 | 0 | 0 | 0 | 240113.1665 | 0 | 416224 | 0 | 0 | 0 | 0 | 934537.9125 | 476448.72 | 0 | 0 | 0 | 0 | 0 | 0 | 0 | 5785.4032 | 0 | 0 | 0 | 0 | 0 | 0 | 0 | 0 | 0 | -29627.509 | -115689.6092 | 0 | 0 | 0 | 0 | 0 | 0 | 0 | 0 | 0 | -30793.7153 | 0 | 0 | 0 | 0 | 0 | 0
2016-08-31 09:00 | 0 | 0 | 0 | 0 | 222855.047 | 0 | 422535 | 0 | 0 | 0 | 0 | 819753.8534 | 360759.1107 | 0 | 0 | 0 | 0 | 0 | 0 | 0 | 36579.1185 | 0 | 0 | 0 | 0 | 0 | 0 | 0 | 0 | 0 | -114784.0591 | -115689.6092 | 0 | 0 | 0 | 0 | 0 | 0 | 0 | 0 | 0 | 30793.7153 | 0 | 0 | 0 | 0 | 0 | 0
2016-08-31 10:00 | 0 | 0 | 0 | 0 | 210586.074 | 0 | 442793 | 0 | 0 | 0 | 0 | 573241.0152 | 405858.7383 | 0 | 0 | 0 | 0 | 0 | 0 | 0 | 5785.4032 | 0 | 0 | 0 | 0 | 0 | 0 | 0 | 0 | 0 | -246512.8382 | 45099.6276 | 0 | 0 | 0 | 0 | 0 | 0 | 0 | 0 | 0 | -30793.7153 | 0 | 0 | 0 | 0 | 0 | 0
2016-08-31 11:00 | 0 | 0 | 0 | 0 | 204748.4858 | 0 | 462873 | 0 | 0 | 0 | 0 | 400012.3949 | 290169.1291 | 0 | 0 | 0 | 0 | 0 | 0 | 0 | 36579.1185 | 0 | 0 | 0 | 0 | 0 | 0 | 0 | 0 | 0 | -173228.6203 | -115689.6092 | 0 | 0 | 0 | 0 | 0 | 0 | 0 | 0 | 0 | 30793.7153 | 0 | 0 | 0 | 0 | 0 | 0
2016-08-31 12:00 | 0 | 0 | 0 | 0 | 171445.8536 | 415.6346 | 481439 | 0 | 0 | 0 | 0 | 153499.5567 | 257898.1708 | 0 | 0 | 0 | 0 | 0 | 0 | 0 | 5785.4032 | 0 | 0 | 0 | 0 | 0 | 0 | 0 | 0 | 0 | -246512.8382 | -32270.9583 | 0 | 0 | 0 | 0 | 0 | 0 | 0 | 0 | 0 | -30793.7153 | 0 | 0 | 0 | 0 | 0 | 0
2016-08-31 13:00 | 0 | 0 | 0 | 0 | 88441.1707 | 140032.2602 | 503448 | 0 | 0 | 0 | 0 | 0 | 142208.5616 | 0 | 0 | 0 | 0 | 0 | 0 | 0 | 0 | 0 | 0 | 0 | 0 | 0 | 0 | 0 | 0 | 0 | -153499.5567 | -115689.6092 | 0 | 0 | 0 | 0 | 0 | 0 | 0 | 0 | 0 | -5785.4032 | 0 | 0 | 0 | 0 | 0 | 0
2016-08-31 14:00 | 0 | 0 | 0 | 0 | 74658.1233 | 483708.4278 | 531164 | 0 | 0 | 0 | 0 | 142892.1603 | 26518.9523 | 0 | 0 | 0 | 0 | 0 | 0 | 0 | 0 | 0 | 0 | 0 | 0 | 0 | 0 | 0 | 0 | 0 | 142892.1603 | -115689.6092 | 0 | 0 | 0 | 0 | 0 | 0 | 0 | 0 | 0 | 0 | 0 | 0 | 0 | 0 | 0 | 0
2016-08-31 15:00 | 0 | 0 | 0 | 0 | 107982.3123 | 700861.2889 | 558056 | 0 | 0 | 0 | 0 | 389404.9986 | 0 | 0 | 0 | 0 | 0 | 0 | 0 | 0 | 30793.7153 | 0 | 0 | 0 | 0 | 0 | 0 | 0 | 0 | 0 | 246512.8382 | -26518.9523 | 0 | 0 | 0 | 0 | 0 | 0 | 0 | 0 | 0 | 30793.7153 | 0 | 0 | 0 | 0 | 0 | 0
2016-08-31 16:00 | 0 | 0 | 0 | 0 | 133920.9238 | 749678.4372 | 583431 | 0 | 0 | 0 | 0 | 568098.3471 | 115689.6092 | 0 | 0 | 0 | 0 | 0 | 0 | 0 | 36579.1185 | 0 | 0 | 0 | 0 | 0 | 0 | 0 | 0 | 0 | 178693.3486 | 115689.6092 | 0 | 0 | 0 | 0 | 0 | 0 | 0 | 0 | 0 | 5785.4032 | 0 | 0 | 0 | 0 | 0 | 0
2016-08-31 17:00 | 0 | 0 | 0 | 0 | 149236.1428 | 750474.766 | 606050 | 0 | 0 | 0 | 0 | 776863.3621 | 231379.2185 | 0 | 0 | 0 | 0 | 0 | 0 | 0 | 5785.4032 | 0 | 0 | 0 | 0 | 0 | 0 | 0 | 0 | 0 | 208765.0149 | 115689.6092 | 0 | 0 | 0 | 0 | 0 | 0 | 0 | 0 | 0 | -30793.7153 | 0 | 0 | 0 | 0 | 0 | 0
2016-08-31 18:00 | 0 | 0 | 0 | 0 | 0 | 738223.1659 | 622657 | 0 | 0 | 0 | 0 | 1013904.5403 | 115689.6092 | 0 | 0 | 0 | 0 | 0 | 0 | 0 | 0 | 0 | 0 | 0 | 0 | 0 | 0 | 0 | 0 | 0 | 237041.1783 | -115689.6092 | 0 | 0 | 0 | 0 | 0 | 0 | 0 | 0 | 0 | -5785.4032 | 0 | 0 | 0 | 0 | 0 | 0
2016-08-31 19:00 | 0 | 0 | 0 | 0 | 166823.5794 | 722595.3019 | 632821 | 0 | 0 | 0 | 0 | 1154812.8124 | 231379.2185 | 0 | 0 | 0 | 0 | 0 | 0 | 0 | 0 | 0 | 0 | 0 | 0 | 0 | 0 | 0 | 0 | 0 | 140908.2721 | 115689.6092 | 0 | 0 | 0 | 0 | 0 | 0 | 0 | 0 | 0 | 0 | 0 | 0 | 0 | 0 | 0 | 0
2016-08-31 20:00 | 0 | 0 | 0 | 0 | 176439.944 | 710480.0104 | 640752 | 0 | 0 | 0 | 0 | 1285291.1575 | 347068.8277 | 0 | 0 | 0 | 0 | 0 | 0 | 0 | 0 | 0 | 0 | 0 | 0 | 0 | 0 | 0 | 0 | 0 | 130478.3451 | 115689.6092 | 0 | 0 | 0 | 0 | 0 | 0 | 0 | 0 | 0 | 0 | 0 | 0 | 0 | 0 | 0 | 0
2016-08-31 21:00 | 0 | 0 | 0 | 0 | 186332.4128 | 690780.6829 | 640375 | 0 | 0 | 0 | 0 | 1406339.644 | 462758.4369 | 0 | 0 | 0 | 0 | 0 | 0 | 0 | 0 | 0 | 0 | 0 | 0 | 0 | 0 | 0 | 0 | 0 | 121048.4864 | 115689.6092 | 0 | 0 | 0 | 0 | 0 | 0 | 0 | 0 | 0 | 0 | 0 | 0 | 0 | 0 | 0 | 0
2016-08-31 22:00 | 0 | 0 | 0 | 0 | 197081.5356 | 648325.9628 | 631718 | 0 | 0 | 0 | 0 | 1652852.4822 | 429935.097 | 0 | 0 | 0 | 0 | 0 | 0 | 0 | 0 | 0 | 0 | 0 | 0 | 0 | 0 | 0 | 0 | 0 | 246512.8382 | -32823.3399 | 0 | 0 | 0 | 0 | 0 | 0 | 0 | 0 | 0 | 0 | 0 | 0 | 0 | 0 | 0 | 0
2016-08-31 23:00 | 0 | 0 | 0 | 0 | 220625.1121 | 547843.6637 | 619018 | 0 | 0 | 0 | 0 | 1686613.6488 | 545624.7063 | 0 | 0 | 0 | 0 | 0 | 0 | 0 | 0 | 0 | 0 | 0 | 0 | 0 | 0 | 0 | 0 | 0 | 33761.1666 | 115689.6092 | 0 | 0 | 0 | 0 | 0 | 0 | 0 | 0 | 0 | 0 | 0 | 0 | 0 | 0 | 0 | 0
2016-09-01 | 0 | 0 | 0 | 0 | 306483.5322 | 369184.3505 | 609097 | 0 | 0 | 0 | 0 | 1868874.1407 | 429935.097 | 0 | 0 | 0 | 0 | 0 | 0 | 0 | 0 | 0 | 0 | 0 | 0 | 0 | 0 | 0 | 0 | 0 | 182260.4919 | -115689.6092 | 0 | 0 | 0 | 0 | 0 | 0 | 0 | 0 | 0 | 0 | 0 | 0 | 0 | 0 | 0 | 0
2016-09-01 01:00 | 0 | 0 | 0 | 0 | 405577.4954 | 88604.587 | 588286 | 0 | 0 | 0 | 0 | 1659080.6138 | 545624.7063 | 0 | 0 | 0 | 0 | 0 | 0 | 0 | 0 | 0 | 0 | 0 | 0 | 0 | 0 | 0 | 0 | 0 | -209793.5269 | 115689.6092 | 0 | 0 | 0 | 0 | 0 | 0 | 0 | 0 | 0 | 0 | 0 | 0 | 0 | 0 | 0 | 0
2016-09-01 02:00 | 0 | 0 | 0 | 0 | 192814.8921 | 30.6604 | 555048 | 0 | 0 | 0 | 0 | 1412567.7756 | 429935.097 | 0 | 0 | 0 | 0 | 0 | 0 | 0 | 0 | 0 | 0 | 0 | 0 | 0 | 0 | 0 | 0 | 0 | -246512.8382 | -115689.6092 | 0 | 0 | 0 | 0 | 0 | 0 | 0 | 0 | 0 | 0 | 0 | 0 | 0 | 0 | 0 | 0
2016-09-01 03:00 | 0 | 0 | 0 | 0 | 401382.1274 | 0 | 516859 | 0 | 0 | 0 | 0 | 1412780.5122 | 314245.4878 | 0 | 0 | 0 | 0 | 0 | 0 | 0 | 0 | 0 | 0 | 0 | 0 | 0 | 0 | 0 | 0 | 0 | 212.7367 | -115689.6092 | 0 | 0 | 0 | 0 | 0 | 0 | 0 | 0 | 0 | 0 | 0 | 0 | 0 | 0 | 0 | 0
2016-09-01 04:00 | 0 | 0 | 0 | 0 | 392704.4422 | 0 | 482326 | 0 | 0 | 0 | 0 | 1207469.3452 | 429935.097 | 0 | 0 | 0 | 0 | 0 | 0 | 0 | 0 | 0 | 0 | 0 | 0 | 0 | 0 | 0 | 0 | 0 | -205311.1671 | 115689.6092 | 0 | 0 | 0 | 0 | 0 | 0 | 0 | 0 | 0 | 0 | 0 | 0 | 0 | 0 | 0 | 0
2016-09-01 05:00 | 0 | 0 | 0 | 0 | 374401.067 | 0 | 453317 | 0 | 0 | 0 | 0 | 1012863.8029 | 545624.7063 | 0 | 0 | 0 | 0 | 0 | 0 | 0 | 0 | 0 | 0 | 0 | 0 | 0 | 0 | 0 | 0 | 0 | -194605.5422 | 115689.6092 | 0 | 0 | 0 | 0 | 0 | 0 | 0 | 0 | 0 | 0 | 0 | 0 | 0 | 0 | 0 | 0
2016-09-01 06:00 | 0 | 0 | 0 | 0 | 352574.6986 | 0 | 431277 | 0 | 0 | 0 | 0 | 1049851.1108 | 429935.097 | 0 | 0 | 0 | 0 | 0 | 0 | 0 | 0 | 0 | 0 | 0 | 0 | 0 | 0 | 0 | 0 | 0 | 36987.3078 | -115689.6092 | 0 | 0 | 0 | 0 | 0 | 0 | 0 | 0 | 0 | 0 | 0 | 0 | 0 | 0 | 0 | 0
2016-09-01 07:00 | 0 | 0 | 0 | 0 | 338951.9755 | 0 | 415650 | 0 | 0 | 0 | 0 | 857463.4771 | 545624.7063 | 0 | 0 | 0 | 0 | 0 | 0 | 0 | 0 | 0 | 0 | 0 | 0 | 0 | 0 | 0 | 0 | 0 | -192387.6337 | 115689.6092 | 0 | 0 | 0 | 0 | 0 | 0 | 0 | 0 | 0 | 0 | 0 | 0 | 0 | 0 | 0 | 0
2016-09-01 08:00 | 0 | 0 | 0 | 0 | 326962.0806 | 0 | 408914 | 0 | 0 | 0 | 0 | 891201.1669 | 429935.097 | 0 | 0 | 0 | 0 | 0 | 0 | 0 | 0 | 0 | 0 | 0 | 0 | 0 | 0 | 0 | 0 | 0 | 33737.6899 | -115689.6092 | 0 | 0 | 0 | 0 | 0 | 0 | 0 | 0 | 0 | 0 | 0 | 0 | 0 | 0 | 0 | 0
2016-09-01 09:00 | 0 | 0 | 0 | 0 | 309280.9707 | 0 | 414048 | 0 | 0 | 0 | 0 | 902123.7469 | 314245.4878 | 0 | 0 | 0 | 0 | 0 | 0 | 0 | 0 | 0 | 0 | 0 | 0 | 0 | 0 | 0 | 0 | 0 | 10922.5799 | -115689.6092 | 0 | 0 | 0 | 0 | 0 | 0 | 0 | 0 | 0 | 0 | 0 | 0 | 0 | 0 | 0 | 0
2016-09-01 10:00 | 0 | 0 | 0 | 0 | 299795.5846 | 0 | 435041 | 0 | 0 | 0 | 0 | 882567.9407 | 198555.8786 | 0 | 0 | 0 | 0 | 0 | 0 | 0 | 0 | 0 | 0 | 0 | 0 | 0 | 0 | 0 | 0 | 0 | -19555.8062 | -115689.6092 | 0 | 0 | 0 | 0 | 0 | 0 | 0 | 0 | 0 | 0 | 0 | 0 | 0 | 0 | 0 | 0
2016-09-01 11:00 | 0 | 0 | 0 | 0 | 295682.6111 | 0 | 454300 | 0 | 0 | 0 | 0 | 636055.1024 | 255657.6126 | 0 | 0 | 0 | 0 | 0 | 0 | 0 | 30793.7153 | 0 | 0 | 0 | 0 | 0 | 0 | 0 | 0 | 0 | -246512.8382 | 57101.734 | 0 | 0 | 0 | 0 | 0 | 0 | 0 | 0 | 0 | 30793.7153 | 0 | 0 | 0 | 0 | 0 | 0
2016-09-01 12:00 | 0 | 0 | 0 | 0 | 242704.7497 | 534.8774 | 469139 | 0 | 0 | 0 | 0 | 389542.2642 | 270485.6747 | 0 | 0 | 0 | 0 | 0 | 0 | 0 | 36579.1185 | 0 | 0 | 0 | 0 | 0 | 0 | 0 | 0 | 0 | -246512.8382 | 14828.0622 | 0 | 0 | 0 | 0 | 0 | 0 | 0 | 0 | 0 | 5785.4032 | 0 | 0 | 0 | 0 | 0 | 0
2016-09-01 13:00 | 0 | 0 | 0 | 0 | 0 | 159871.6859 | 490089 | 0 | 0 | 0 | 0 | 205808.2747 | 154796.0655 | 0 | 0 | 0 | 0 | 0 | 0 | 0 | 5785.4032 | 0 | 0 | 0 | 0 | 0 | 0 | 0 | 0 | 0 | -183733.9895 | -115689.6092 | 0 | 0 | 0 | 0 | 0 | 0 | 0 | 0 | 0 | -30793.7153 | 0 | 0 | 0 | 0 | 0 | 0
2016-09-01 14:00 | 0 | 0 | 0 | 0 | 0 | 521810.5387 | 514772 | 0 | 0 | 0 | 0 | 102942.6073 | 270485.6747 | 0 | 0 | 0 | 0 | 0 | 0 | 0 | 0 | 0 | 0 | 0 | 0 | 0 | 0 | 0 | 0 | 0 | -102865.6674 | 115689.6092 | 0 | 0 | 0 | 0 | 0 | 0 | 0 | 0 | 0 | -5785.4032 | 0 | 0 | 0 | 0 | 0 | 0
2016-09-01 15:00 | 0 | 0 | 0 | 0 | 214550.231 | 691425.103 | 538909 | 0 | 0 | 0 | 0 | 349455.4455 | 386175.284 | 0 | 0 | 0 | 0 | 0 | 0 | 0 | 4863.8865 | 0 | 0 | 0 | 0 | 0 | 0 | 0 | 0 | 0 | 246512.8382 | 115689.6092 | 0 | 0 | 0 | 0 | 0 | 0 | 0 | 0 | 0 | 4863.8865 | 0 | 0 | 0 | 0 | 0 | 0
2016-09-01 16:00 | 0 | 0 | 0 | 0 | 0 | 751382.1003 | 559226 | 0 | 0 | 0 | 0 | 430785.8231 | 501864.8932 | 0 | 0 | 0 | 0 | 0 | 0 | 0 | 0 | 0 | 0 | 0 | 0 | 0 | 0 | 0 | 0 | 0 | 81330.3776 | 115689.6092 | 0 | 0 | 0 | 0 | 0 | 0 | 0 | 0 | 0 | -4863.8865 | 0 | 0 | 0 | 0 | 0 | 0
2016-09-01 17:00 | 0 | 0 | 0 | 0 | 0 | 743635.4832 | 577014 | 0 | 0 | 0 | 0 | 475932.294 | 617554.5024 | 0 | 0 | 0 | 0 | 0 | 0 | 0 | 5785.4032 | 0 | 0 | 0 | 0 | 0 | 0 | 0 | 0 | 0 | 45146.4708 | 115689.6092 | 0 | 0 | 0 | 0 | 0 | 0 | 0 | 0 | 0 | 5785.4032 | 0 | 0 | 0 | 0 | 0 | 0
2016-09-01 18:00 | 0 | 0 | 0 | 0 | 230436.9062 | 724838.8521 | 588812 | 0 | 0 | 0 | 0 | 722445.1322 | 706711.7071 | 0 | 0 | 0 | 0 | 0 | 0 | 0 | 36579.1185 | 0 | 0 | 0 | 0 | 0 | 0 | 0 | 0 | 0 | 246512.8382 | 89157.2047 | 0 | 0 | 0 | 0 | 0 | 0 | 0 | 0 | 0 | 30793.7153 | 0 | 0 | 0 | 0 | 0 | 0
2016-09-01 19:00 | 0 | 0 | 0 | 0 | 0 | 702769.2219 | 595831 | 0 | 0 | 0 | 0 | 713693.7449 | 822401.3164 | 0 | 0 | 0 | 0 | 0 | 0 | 0 | 36579.1185 | 0 | 0 | 0 | 0 | 0 | 0 | 0 | 0 | 0 | -8751.3874 | 115689.6092 | 0 | 0 | 0 | 0 | 0 | 0 | 0 | 0 | 0 | 0 | 0 | 0 | 0 | 0 | 0 | 0
2016-09-01 20:00 | 0 | 0 | 0 | 0 | 41952.6227 | 688276.6063 | 599406 | 0 | 0 | 0 | 0 | 960206.5831 | 706711.7071 | 0 | 0 | 0 | 0 | 0 | 0 | 0 | 36579.1185 | 0 | 0 | 0 | 0 | 0 | 0 | 0 | 0 | 0 | 246512.8382 | -115689.6092 | 0 | 0 | 0 | 0 | 0 | 0 | 0 | 0 | 0 | 0 | 0 | 0 | 0 | 0 | 0 | 0
2016-09-01 21:00 | 0 | 0 | 0 | 0 | 260814.533 | 662758.442 | 599573 | 0 | 0 | 0 | 0 | 1199310.6641 | 822401.3164 | 0 | 0 | 0 | 0 | 0 | 0 | 0 | 5785.4032 | 0 | 0 | 0 | 0 | 0 | 0 | 0 | 0 | 0 | 239104.081 | 115689.6092 | 0 | 0 | 0 | 0 | 0 | 0 | 0 | 0 | 0 | -30793.7153 | 0 | 0 | 0 | 0 | 0 | 0
2016-09-01 22:00 | 0 | 0 | 0 | 0 | 0 | 616715.4907 | 590983 | 0 | 0 | 0 | 0 | 1115138.9487 | 938090.9256 | 0 | 0 | 0 | 0 | 0 | 0 | 0 | 0 | 0 | 0 | 0 | 0 | 0 | 0 | 0 | 0 | 0 | -84171.7154 | 115689.6092 | 0 | 0 | 0 | 0 | 0 | 0 | 0 | 0 | 0 | -5785.4032 | 0 | 0 | 0 | 0 | 0 | 0
2016-09-01 23:00 | 0 | 0 | 0 | 0 | 335737.7725 | 514976.2487 | 579268 | 0 | 0 | 0 | 0 | 1270895.3607 | 1053780.5348 | 0 | 0 | 0 | 0 | 0 | 0 | 0 | 0 | 0 | 0 | 0 | 0 | 0 | 0 | 0 | 0 | 0 | 155756.4119 | 115689.6092 | 0 | 0 | 0 | 0 | 0 | 0 | 0 | 0 | 0 | 0 | 0 | 0 | 0 | 0 | 0 | 0
2016-09-02 | 0 | 0 | 0 | 0 | 0 | 340331.4967 | 570677 | 0 | 0 | 0 | 0 | 1156239.4666 | 938090.9256 | 0 | 0 | 0 | 0 | 0 | 0 | 0 | 0 | 0 | 0 | 0 | 0 | 0 | 0 | 0 | 0 | 0 | -114655.894 | -115689.6092 | 0 | 0 | 0 | 0 | 0 | 0 | 0 | 0 | 0 | 0 | 0 | 0 | 0 | 0 | 0 | 0
2016-09-02 01:00 | 0 | 0 | 0 | 0 | 596258.2742 | 88230.6968 | 555203 | 0 | 0 | 0 | 0 | 1169835.8284 | 1053780.5348 | 0 | 0 | 0 | 0 | 0 | 0 | 0 | 0 | 0 | 0 | 0 | 0 | 0 | 0 | 0 | 0 | 0 | 13596.3617 | 115689.6092 | 0 | 0 | 0 | 0 | 0 | 0 | 0 | 0 | 0 | 0 | 0 | 0 | 0 | 0 | 0 | 0
2016-09-02 02:00 | 0 | 0 | 0 | 0 | 161845.8222 | 23.7303 | 524072 | 0 | 0 | 0 | 0 | 923322.9901 | 938090.9256 | 0 | 0 | 0 | 0 | 0 | 0 | 0 | 0 | 0 | 0 | 0 | 0 | 0 | 0 | 0 | 0 | 0 | -246512.8382 | -115689.6092 | 0 | 0 | 0 | 0 | 0 | 0 | 0 | 0 | 0 | 0 | 0 | 0 | 0 | 0 | 0 | 0
2016-09-02 03:00 | 0 | 0 | 0 | 0 | 582347.0753 | 0 | 489864 | 0 | 0 | 0 | 0 | 900116.4561 | 1053780.5348 | 0 | 0 | 0 | 0 | 0 | 0 | 0 | 0 | 0 | 0 | 0 | 0 | 0 | 0 | 0 | 0 | 0 | -23206.534 | 115689.6092 | 0 | 0 | 0 | 0 | 0 | 0 | 0 | 0 | 0 | 0 | 0 | 0 | 0 | 0 | 0 | 0
2016-09-02 04:00 | 0 | 0 | 0 | 0 | 541743.569 | 0 | 458419 | 0 | 0 | 0 | 0 | 1099130.6344 | 938090.9256 | 0 | 0 | 0 | 0 | 0 | 0 | 0 | 0 | 0 | 0 | 0 | 0 | 0 | 0 | 0 | 0 | 0 | 199014.1782 | -115689.6092 | 0 | 0 | 0 | 0 | 0 | 0 | 0 | 0 | 0 | 0 | 0 | 0 | 0 | 0 | 0 | 0
2016-09-02 05:00 | 0 | 0 | 0 | 0 | 505535.3239 | 0 | 432694 | 0 | 0 | 0 | 0 | 1056282.349 | 1053780.5348 | 0 | 0 | 0 | 0 | 0 | 0 | 0 | 0 | 0 | 0 | 0 | 0 | 0 | 0 | 0 | 0 | 0 | -42848.2853 | 115689.6092 | 0 | 0 | 0 | 0 | 0 | 0 | 0 | 0 | 0 | 0 | 0 | 0 | 0 | 0 | 0 | 0
2016-09-02 06:00 | 0 | 0 | 0 | 0 | 49367.5525 | 0 | 411570 | 0 | 0 | 0 | 0 | 809769.5108 | 938090.9256 | 0 | 0 | 0 | 0 | 0 | 0 | 0 | 0 | 0 | 0 | 0 | 0 | 0 | 0 | 0 | 0 | 0 | -246512.8382 | -115689.6092 | 0 | 0 | 0 | 0 | 0 | 0 | 0 | 0 | 0 | 0 | 0 | 0 | 0 | 0 | 0 | 0
2016-09-02 07:00 | 0 | 0 | 0 | 0 | 463647.9764 | 0 | 397043 | 0 | 0 | 0 | 0 | 760684.8779 | 1053780.5348 | 0 | 0 | 0 | 0 | 0 | 0 | 0 | 0 | 0 | 0 | 0 | 0 | 0 | 0 | 0 | 0 | 0 | -49084.6329 | 115689.6092 | 0 | 0 | 0 | 0 | 0 | 0 | 0 | 0 | 0 | 0 | 0 | 0 | 0 | 0 | 0 | 0
2016-09-02 08:00 | 0 | 0 | 0 | 0 | 28598.5525 | 0 | 390801 | 0 | 0 | 0 | 0 | 514172.0397 | 938090.9256 | 0 | 0 | 0 | 0 | 0 | 0 | 0 | 0 | 0 | 0 | 0 | 0 | 0 | 0 | 0 | 0 | 0 | -246512.8382 | -115689.6092 | 0 | 0 | 0 | 0 | 0 | 0 | 0 | 0 | 0 | 0 | 0 | 0 | 0 | 0 | 0 | 0
2016-09-02 09:00 | 0 | 0 | 0 | 0 | 427832.4289 | 0 | 395237 | 0 | 0 | 0 | 0 | 662457.0778 | 822401.3164 | 0 | 0 | 0 | 0 | 0 | 0 | 0 | 0 | 0 | 0 | 0 | 0 | 0 | 0 | 0 | 0 | 0 | 148285.0381 | -115689.6092 | 0 | 0 | 0 | 0 | 0 | 0 | 0 | 0 | 0 | 0 | 0 | 0 | 0 | 0 | 0 | 0
2016-09-02 10:00 | 0 | 0 | 0 | 0 | 411097.0908 | 0 | 411279 | 0 | 0 | 0 | 0 | 546585.5594 | 938090.9256 | 0 | 0 | 0 | 0 | 0 | 0 | 0 | 0 | 0 | 0 | 0 | 0 | 0 | 0 | 0 | 0 | 0 | -115871.5184 | 115689.6092 | 0 | 0 | 0 | 0 | 0 | 0 | 0 | 0 | 0 | 0 | 0 | 0 | 0 | 0 | 0 | 0
2016-09-02 11:00 | 0 | 0 | 0 | 0 | 401053.2132 | 0 | 429471 | 0 | 0 | 0 | 0 | 633857.3818 | 822401.3164 | 0 | 0 | 0 | 0 | 0 | 0 | 0 | 0 | 0 | 0 | 0 | 0 | 0 | 0 | 0 | 0 | 0 | 87271.8225 | -115689.6092 | 0 | 0 | 0 | 0 | 0 | 0 | 0 | 0 | 0 | 0 | 0 | 0 | 0 | 0 | 0 | 0
2016-09-02 12:00 | 0 | 0 | 0 | 0 | 80970.8981 | 448.6544 | 443622 | 0 | 0 | 0 | 0 | 387344.5436 | 706711.7071 | 0 | 0 | 0 | 0 | 0 | 0 | 0 | 0 | 0 | 0 | 0 | 0 | 0 | 0 | 0 | 0 | 0 | -246512.8382 | -115689.6092 | 0 | 0 | 0 | 0 | 0 | 0 | 0 | 0 | 0 | 0 | 0 | 0 | 0 | 0 | 0 | 0
2016-09-02 13:00 | 0 | 0 | 0 | 0 | 297739.6094 | 140391.1677 | 461899 | 0 | 0 | 0 | 0 | 479265.93 | 591022.0979 | 0 | 0 | 0 | 0 | 0 | 0 | 0 | 0 | 0 | 0 | 0 | 0 | 0 | 0 | 0 | 0 | 0 | 91921.3864 | -115689.6092 | 0 | 0 | 0 | 0 | 0 | 0 | 0 | 0 | 0 | 0 | 0 | 0 | 0 | 0 | 0 | 0
2016-09-02 14:00 | 0 | 0 | 0 | 0 | 0 | 527118.4962 | 482422 | 0 | 0 | 0 | 0 | 408272.8169 | 706711.7071 | 0 | 0 | 0 | 0 | 0 | 0 | 0 | 0 | 0 | 0 | 0 | 0 | 0 | 0 | 0 | 0 | 0 | -70993.113 | 115689.6092 | 0 | 0 | 0 | 0 | 0 | 0 | 0 | 0 | 0 | 0 | 0 | 0 | 0 | 0 | 0 | 0
2016-09-02 15:00 | 0 | 0 | 0 | 0 | 165788.4212 | 697270.0263 | 500856 | 0 | 0 | 0 | 0 | 654785.6552 | 822401.3164 | 0 | 0 | 0 | 0 | 0 | 0 | 0 | 0 | 0 | 0 | 0 | 0 | 0 | 0 | 0 | 0 | 0 | 246512.8382 | 115689.6092 | 0 | 0 | 0 | 0 | 0 | 0 | 0 | 0 | 0 | 0 | 0 | 0 | 0 | 0 | 0 | 0
2016-09-02 16:00 | 0 | 0 | 0 | 0 | 0 | 781699.0596 | 516563 | 0 | 0 | 0 | 0 | 804232.1056 | 938090.9256 | 0 | 0 | 0 | 0 | 0 | 0 | 0 | 0 | 0 | 0 | 0 | 0 | 0 | 0 | 0 | 0 | 0 | 149446.4504 | 115689.6092 | 0 | 0 | 0 | 0 | 0 | 0 | 0 | 0 | 0 | 0 | 0 | 0 | 0 | 0 | 0 | 0
2016-09-02 17:00 | 0 | 0 | 0 | 0 | 0 | 774807.7664 | 531791 | 0 | 0 | 0 | 0 | 1050744.9438 | 934594.8538 | 0 | 0 | 0 | 0 | 0 | 0 | 0 | 0 | 0 | 0 | 0 | 0 | 0 | 0 | 0 | 0 | 0 | 246512.8382 | -3496.0718 | 0 | 0 | 0 | 0 | 0 | 0 | 0 | 0 | 0 | 0 | 0 | 0 | 0 | 0 | 0 | 0
2016-09-02 18:00 | 0 | 0 | 0 | 0 | 0 | 750884.0533 | 544019 | 0 | 0 | 0 | 0 | 1141920.3879 | 1050284.463 | 0 | 0 | 0 | 0 | 0 | 0 | 0 | 0 | 0 | 0 | 0 | 0 | 0 | 0 | 0 | 0 | 0 | 91175.4441 | 115689.6092 | 0 | 0 | 0 | 0 | 0 | 0 | 0 | 0 | 0 | 0 | 0 | 0 | 0 | 0 | 0 | 0
2016-09-02 19:00 | 0 | 0 | 0 | 0 | 0 | 728873.3667 | 551969 | 0 | 0 | 0 | 0 | 1388433.2261 | 980675.9915 | 0 | 0 | 0 | 0 | 0 | 0 | 0 | 0 | 0 | 0 | 0 | 0 | 0 | 0 | 0 | 0 | 0 | 246512.8382 | -69608.4715 | 0 | 0 | 0 | 0 | 0 | 0 | 0 | 0 | 0 | 0 | 0 | 0 | 0 | 0 | 0 | 0
2016-09-02 20:00 | 0 | 0 | 0 | 0 | 0 | 720307.8811 | 557436 | 0 | 0 | 0 | 0 | 1435615.498 | 1096365.6007 | 0 | 0 | 0 | 0 | 0 | 0 | 0 | 0 | 0 | 0 | 0 | 0 | 0 | 0 | 0 | 0 | 0 | 47182.2719 | 115689.6092 | 0 | 0 | 0 | 0 | 0 | 0 | 0 | 0 | 0 | 0 | 0 | 0 | 0 | 0 | 0 | 0
2016-09-02 21:00 | 0 | 0 | 0 | 0 | 218389.6453 | 702460.8022 | 558648 | 0 | 0 | 0 | 0 | 1682128.3362 | 1212055.21 | 0 | 0 | 0 | 0 | 0 | 0 | 0 | 0 | 0 | 0 | 0 | 0 | 0 | 0 | 0 | 0 | 0 | 246512.8382 | 115689.6092 | 0 | 0 | 0 | 0 | 0 | 0 | 0 | 0 | 0 | 0 | 0 | 0 | 0 | 0 | 0 | 0
2016-09-02 22:00 | 0 | 0 | 0 | 0 | 0 | 658553.6696 | 549446 | 0 | 0 | 0 | 0 | 1675546.3966 | 1327744.8192 | 0 | 0 | 0 | 0 | 0 | 0 | 0 | 0 | 0 | 0 | 0 | 0 | 0 | 0 | 0 | 0 | 0 | -6581.9397 | 115689.6092 | 0 | 0 | 0 | 0 | 0 | 0 | 0 | 0 | 0 | 0 | 0 | 0 | 0 | 0 | 0 | 0
2016-09-02 23:00 | 0 | 0 | 0 | 0 | 0 | 557811.6148 | 535830 | 0 | 0 | 0 | 0 | 1813217.6206 | 1212055.21 | 0 | 0 | 0 | 0 | 0 | 0 | 0 | 0 | 0 | 0 | 0 | 0 | 0 | 0 | 0 | 0 | 0 | 137671.224 | -115689.6092 | 0 | 0 | 0 | 0 | 0 | 0 | 0 | 0 | 0 | 0 | 0 | 0 | 0 | 0 | 0 | 0
2016-09-03 | 0 | 0 | 0 | 0 | 12705.2292 | 381553.5418 | 525082 | 0 | 0 | 0 | 0 | 1566704.7823 | 1327744.8192 | 0 | 0 | 0 | 0 | 0 | 0 | 0 | 0 | 0 | 0 | 0 | 0 | 0 | 0 | 0 | 0 | 0 | -246512.8382 | 115689.6092 | 0 | 0 | 0 | 0 | 0 | 0 | 0 | 0 | 0 | 0 | 0 | 0 | 0 | 0 | 0 | 0
2016-09-03 01:00 | 0 | 0 | 0 | 0 | 675892.3454 | 80443.422 | 509780 | 0 | 0 | 0 | 0 | 1813217.6206 | 1327787.7484 | 0 | 0 | 0 | 0 | 0 | 0 | 0 | 0 | 0 | 0 | 0 | 0 | 0 | 0 | 0 | 0 | 0 | 246512.8382 | 42.9292 | 0 | 0 | 0 | 0 | 0 | 0 | 0 | 0 | 0 | 0 | 0 | 0 | 0 | 0 | 0 | 0
2016-09-03 02:00 | 0 | 0 | 0 | 0 | 122392.3724 | 12.1802 | 484607 | 0 | 0 | 0 | 0 | 1566704.7823 | 1212098.1392 | 0 | 0 | 0 | 0 | 0 | 0 | 0 | 0 | 0 | 0 | 0 | 0 | 0 | 0 | 0 | 0 | 0 | -246512.8382 | -115689.6092 | 0 | 0 | 0 | 0 | 0 | 0 | 0 | 0 | 0 | 0 | 0 | 0 | 0 | 0 | 0 | 0
2016-09-03 03:00 | 0 | 0 | 0 | 0 | 93196.5525 | 0 | 455399 | 0 | 0 | 0 | 0 | 1320191.9441 | 1096408.53 | 0 | 0 | 0 | 0 | 0 | 0 | 0 | 0 | 0 | 0 | 0 | 0 | 0 | 0 | 0 | 0 | 0 | -246512.8382 | -115689.6092 | 0 | 0 | 0 | 0 | 0 | 0 | 0 | 0 | 0 | 0 | 0 | 0 | 0 | 0 | 0 | 0
2016-09-03 04:00 | 0 | 0 | 0 | 0 | 668750.9321 | 0 | 428410 | 0 | 0 | 0 | 0 | 1444843.2669 | 1212098.1392 | 0 | 0 | 0 | 0 | 0 | 0 | 0 | 0 | 0 | 0 | 0 | 0 | 0 | 0 | 0 | 0 | 0 | 124651.3228 | 115689.6092 | 0 | 0 | 0 | 0 | 0 | 0 | 0 | 0 | 0 | 0 | 0 | 0 | 0 | 0 | 0 | 0
2016-09-03 05:00 | 0 | 0 | 0 | 0 | 43336.5525 | 0 | 405539 | 0 | 0 | 0 | 0 | 1198330.4287 | 1096408.53 | 0 | 0 | 0 | 0 | 0 | 0 | 0 | 0 | 0 | 0 | 0 | 0 | 0 | 0 | 0 | 0 | 0 | -246512.8382 | -115689.6092 | 0 | 0 | 0 | 0 | 0 | 0 | 0 | 0 | 0 | 0 | 0 | 0 | 0 | 0 | 0 | 0
2016-09-03 06:00 | 0 | 0 | 0 | 0 | 255783.771 | 0 | 386607 | 0 | 0 | 0 | 0 | 951817.5904 | 1212098.1392 | 0 | 0 | 0 | 0 | 0 | 0 | 0 | 0 | 0 | 0 | 0 | 0 | 0 | 0 | 0 | 0 | 0 | -246512.8382 | 115689.6092 | 0 | 0 | 0 | 0 | 0 | 0 | 0 | 0 | 0 | 0 | 0 | 0 | 0 | 0 | 0 | 0
2016-09-03 07:00 | 0 | 0 | 0 | 0 | 571709.7837 | 0 | 372541 | 0 | 0 | 0 | 0 | 1034004.2124 | 1327787.7484 | 0 | 0 | 0 | 0 | 0 | 0 | 0 | 1292.5525 | 0 | 0 | 0 | 0 | 0 | 0 | 0 | 0 | 0 | 82186.622 | 115689.6092 | 0 | 0 | 0 | 0 | 0 | 0 | 0 | 0 | 0 | 1292.5525 | 0 | 0 | 0 | 0 | 0 | 0
2016-09-03 08:00 | 0 | 0 | 0 | 0 | 0 | 0 | 363495 | 0 | 0 | 0 | 0 | 787491.3742 | 1212098.1392 | 0 | 0 | 0 | 0 | 0 | 0 | 0 | 0 | 0 | 0 | 0 | 0 | 0 | 0 | 0 | 0 | 0 | -246512.8382 | -115689.6092 | 0 | 0 | 0 | 0 | 0 | 0 | 0 | 0 | 0 | -1292.5525 | 0 | 0 | 0 | 0 | 0 | 0
2016-09-03 09:00 | 0 | 0 | 0 | 0 | 0 | 0 | 359961 | 0 | 0 | 0 | 0 | 543219.9834 | 1096408.53 | 0 | 0 | 0 | 0 | 0 | 0 | 0 | 0 | 0 | 0 | 0 | 0 | 0 | 0 | 0 | 0 | 0 | -244271.3908 | -115689.6092 | 0 | 0 | 0 | 0 | 0 | 0 | 0 | 0 | 0 | 0 | 0 | 0 | 0 | 0 | 0 | 0
2016-09-03 10:00 | 0 | 0 | 0 | 0 | 468171.044 | 0 | 362478 | 0 | 0 | 0 | 0 | 533223.4182 | 1212098.1392 | 0 | 0 | 0 | 0 | 0 | 0 | 0 | 0 | 0 | 0 | 0 | 0 | 0 | 0 | 0 | 0 | 0 | -9996.5652 | 115689.6092 | 0 | 0 | 0 | 0 | 0 | 0 | 0 | 0 | 0 | 0 | 0 | 0 | 0 | 0 | 0 | 0
2016-09-03 11:00 | 0 | 0 | 0 | 0 | 234651.771 | 0 | 365475 | 0 | 0 | 0 | 0 | 286710.58 | 1327787.7484 | 0 | 0 | 0 | 0 | 0 | 0 | 0 | 0 | 0 | 0 | 0 | 0 | 0 | 0 | 0 | 0 | 0 | -246512.8382 | 115689.6092 | 0 | 0 | 0 | 0 | 0 | 0 | 0 | 0 | 0 | 0 | 0 | 0 | 0 | 0 | 0 | 0
2016-09-03 12:00 | 0 | 0 | 0 | 0 | 364382.2969 | 282.94 | 378162 | 0 | 0 | 0 | 0 | 388903.4261 | 1212098.1392 | 0 | 0 | 0 | 0 | 0 | 0 | 0 | 0 | 0 | 0 | 0 | 0 | 0 | 0 | 0 | 0 | 0 | 102192.8461 | -115689.6092 | 0 | 0 | 0 | 0 | 0 | 0 | 0 | 0 | 0 | 0 | 0 | 0 | 0 | 0 | 0 | 0
2016-09-03 13:00 | 0 | 0 | 0 | 0 | 0 | 150124.6978 | 398947 | 0 | 0 | 0 | 0 | 255770.7332 | 1096408.53 | 0 | 0 | 0 | 0 | 0 | 0 | 0 | 0 | 0 | 0 | 0 | 0 | 0 | 0 | 0 | 0 | 0 | -133132.693 | -115689.6092 | 0 | 0 | 0 | 0 | 0 | 0 | 0 | 0 | 0 | 0 | 0 | 0 | 0 | 0 | 0 | 0
2016-09-03 14:00 | 0 | 0 | 0 | 0 | 296862.924 | 488196.5235 | 422857 | 0 | 0 | 0 | 0 | 502283.5714 | 1212098.1392 | 0 | 0 | 0 | 0 | 0 | 0 | 0 | 0 | 0 | 0 | 0 | 0 | 0 | 0 | 0 | 0 | 0 | 246512.8382 | 115689.6092 | 0 | 0 | 0 | 0 | 0 | 0 | 0 | 0 | 0 | 0 | 0 | 0 | 0 | 0 | 0 | 0
2016-09-03 15:00 | 0 | 0 | 0 | 0 | 118278.2862 | 689102.1612 | 445178 | 0 | 0 | 0 | 0 | 748796.4096 | 1327787.7484 | 0 | 0 | 0 | 0 | 0 | 0 | 0 | 0 | 0 | 0 | 0 | 0 | 0 | 0 | 0 | 0 | 0 | 246512.8382 | 115689.6092 | 0 | 0 | 0 | 0 | 0 | 0 | 0 | 0 | 0 | 0 | 0 | 0 | 0 | 0 | 0 | 0
2016-09-03 16:00 | 0 | 0 | 0 | 0 | 0 | 749478.9407 | 465906 | 0 | 0 | 0 | 0 | 916679.7411 | 1443477.3577 | 0 | 0 | 0 | 0 | 0 | 0 | 0 | 0 | 0 | 0 | 0 | 0 | 0 | 0 | 0 | 0 | 0 | 167883.3315 | 115689.6092 | 0 | 0 | 0 | 0 | 0 | 0 | 0 | 0 | 0 | 0 | 0 | 0 | 0 | 0 | 0 | 0
2016-09-03 17:00 | 0 | 0 | 0 | 0 | 0 | 752123.0336 | 482753 | 0 | 0 | 0 | 0 | 1163192.5794 | 1466334.553 | 0 | 0 | 0 | 0 | 0 | 0 | 0 | 0 | 0 | 0 | 0 | 0 | 0 | 0 | 0 | 0 | 0 | 246512.8382 | 22857.1954 | 0 | 0 | 0 | 0 | 0 | 0 | 0 | 0 | 0 | 0 | 0 | 0 | 0 | 0 | 0 | 0
2016-09-03 18:00 | 0 | 0 | 0 | 0 | 114685.3754 | 744058.072 | 496541 | 0 | 0 | 0 | 0 | 1409705.4176 | 1582024.1623 | 0 | 0 | 0 | 0 | 0 | 0 | 0 | 0 | 0 | 0 | 0 | 0 | 0 | 0 | 0 | 0 | 0 | 246512.8382 | 115689.6092 | 0 | 0 | 0 | 0 | 0 | 0 | 0 | 0 | 0 | 0 | 0 | 0 | 0 | 0 | 0 | 0
2016-09-03 19:00 | 0 | 0 | 0 | 0 | 0 | 734156.4893 | 507892 | 0 | 0 | 0 | 0 | 1520280.2977 | 1697713.7715 | 0 | 0 | 0 | 0 | 0 | 0 | 0 | 0 | 0 | 0 | 0 | 0 | 0 | 0 | 0 | 0 | 0 | 110574.88 | 115689.6092 | 0 | 0 | 0 | 0 | 0 | 0 | 0 | 0 | 0 | 0 | 0 | 0 | 0 | 0 | 0 | 0
2016-09-03 20:00 | 0 | 0 | 0 | 0 | 147340.191 | 731752.2565 | 516890 | 0 | 0 | 0 | 0 | 1766793.1359 | 1813403.3807 | 0 | 0 | 0 | 0 | 0 | 0 | 0 | 0 | 0 | 0 | 0 | 0 | 0 | 0 | 0 | 0 | 0 | 246512.8382 | 115689.6092 | 0 | 0 | 0 | 0 | 0 | 0 | 0 | 0 | 0 | 0 | 0 | 0 | 0 | 0 | 0 | 0
2016-09-03 21:00 | 0 | 0 | 0 | 0 | 0 | 720343.212 | 521120 | 0 | 0 | 0 | 0 | 1850326.7387 | 1929092.99 | 0 | 0 | 0 | 0 | 0 | 0 | 0 | 0 | 0 | 0 | 0 | 0 | 0 | 0 | 0 | 0 | 0 | 83533.6028 | 115689.6092 | 0 | 0 | 0 | 0 | 0 | 0 | 0 | 0 | 0 | 0 | 0 | 0 | 0 | 0 | 0 | 0
2016-09-03 22:00 | 0 | 0 | 0 | 0 | 0 | 679816.1851 | 517258 | 0 | 0 | 0 | 0 | 2096839.5769 | 1845138.3368 | 0 | 0 | 0 | 0 | 0 | 0 | 0 | 0 | 0 | 0 | 0 | 0 | 0 | 0 | 0 | 0 | 0 | 246512.8382 | -83954.6531 | 0 | 0 | 0 | 0 | 0 | 0 | 0 | 0 | 0 | 0 | 0 | 0 | 0 | 0 | 0 | 0
2016-09-03 23:00 | 0 | 0 | 0 | 0 | 0 | 579139.5662 | 507028 | 0 | 0 | 0 | 0 | 2053261.5339 | 1960827.9461 | 0 | 0 | 0 | 0 | 0 | 0 | 0 | 0 | 0 | 0 | 0 | 0 | 0 | 0 | 0 | 0 | 0 | -43578.043 | 115689.6092 | 0 | 0 | 0 | 0 | 0 | 0 | 0 | 0 | 0 | 0 | 0 | 0 | 0 | 0 | 0 | 0
2016-09-04 | 0 | 0 | 0 | 0 | 0 | 381955.3446 | 497324 | 0 | 0 | 0 | 0 | 2053582.4876 | 1845138.3368 | 0 | 0 | 0 | 0 | 0 | 0 | 0 | 0 | 0 | 0 | 0 | 0 | 0 | 0 | 0 | 0 | 0 | 320.9538 | -115689.6092 | 0 | 0 | 0 | 0 | 0 | 0 | 0 | 0 | 0 | 0 | 0 | 0 | 0 | 0 | 0 | 0
2016-09-04 01:00 | 0 | 0 | 0 | 0 | 279382.9637 | 72902.8073 | 483109 | 0 | 0 | 0 | 0 | 1807069.6494 | 1960827.9461 | 0 | 0 | 0 | 0 | 0 | 0 | 0 | 0 | 0 | 0 | 0 | 0 | 0 | 0 | 0 | 0 | 0 | -246512.8382 | 115689.6092 | 0 | 0 | 0 | 0 | 0 | 0 | 0 | 0 | 0 | 0 | 0 | 0 | 0 | 0 | 0 | 0
2016-09-04 02:00 | 0 | 0 | 0 | 0 | 638476.2151 | 11.2352 | 460774 | 0 | 0 | 0 | 0 | 1838299.7751 | 2076517.5553 | 0 | 0 | 0 | 0 | 0 | 0 | 0 | 30793.7153 | 0 | 0 | 0 | 0 | 0 | 0 | 0 | 0 | 0 | 31230.1257 | 115689.6092 | 0 | 0 | 0 | 0 | 0 | 0 | 0 | 0 | 0 | 30793.7153 | 0 | 0 | 0 | 0 | 0 | 0
2016-09-04 03:00 | 0 | 0 | 0 | 0 | 42324.8372 | 0 | 435321 | 0 | 0 | 0 | 0 | 1591786.9368 | 1960827.9461 | 0 | 0 | 0 | 0 | 0 | 0 | 0 | 0 | 0 | 0 | 0 | 0 | 0 | 0 | 0 | 0 | 0 | -246512.8382 | -115689.6092 | 0 | 0 | 0 | 0 | 0 | 0 | 0 | 0 | 0 | -30793.7153 | 0 | 0 | 0 | 0 | 0 | 0
2016-09-04 04:00 | 0 | 0 | 0 | 0 | 48655.5525 | 0 | 410858 | 0 | 0 | 0 | 0 | 1345274.0986 | 1845138.3368 | 0 | 0 | 0 | 0 | 0 | 0 | 0 | 0 | 0 | 0 | 0 | 0 | 0 | 0 | 0 | 0 | 0 | -246512.8382 | -115689.6092 | 0 | 0 | 0 | 0 | 0 | 0 | 0 | 0 | 0 | 0 | 0 | 0 | 0 | 0 | 0 | 0
2016-09-04 05:00 | 0 | 0 | 0 | 0 | 538570.64 | 0 | 389279 | 0 | 0 | 0 | 0 | 1591786.9368 | 1737980.5861 | 0 | 0 | 0 | 0 | 0 | 0 | 0 | 9936.5525 | 0 | 0 | 0 | 0 | 0 | 0 | 0 | 0 | 0 | 246512.8382 | -107157.7508 | 0 | 0 | 0 | 0 | 0 | 0 | 0 | 0 | 0 | 9936.5525 | 0 | 0 | 0 | 0 | 0 | 0
2016-09-04 06:00 | 0 | 0 | 0 | 0 | 0 | 0 | 372139 | 0 | 0 | 0 | 0 | 1345274.0986 | 1622290.9768 | 0 | 0 | 0 | 0 | 0 | 0 | 0 | 0 | 0 | 0 | 0 | 0 | 0 | 0 | 0 | 0 | 0 | -246512.8382 | -115689.6092 | 0 | 0 | 0 | 0 | 0 | 0 | 0 | 0 | 0 | -9936.5525 | 0 | 0 | 0 | 0 | 0 | 0
2016-09-04 07:00 | 0 | 0 | 0 | 0 | 0 | 0 | 359705 | 0 | 0 | 0 | 0 | 1098761.2604 | 1509098.8151 | 0 | 0 | 0 | 0 | 0 | 0 | 0 | 0 | 0 | 0 | 0 | 0 | 0 | 0 | 0 | 0 | 0 | -246512.8382 | -113192.1618 | 0 | 0 | 0 | 0 | 0 | 0 | 0 | 0 | 0 | 0 | 0 | 0 | 0 | 0 | 0 | 0
2016-09-04 08:00 | 0 | 0 | 0 | 0 | 438723.9017 | 0 | 352011 | 0 | 0 | 0 | 0 | 1069784.5528 | 1624788.4243 | 0 | 0 | 0 | 0 | 0 | 0 | 0 | 0 | 0 | 0 | 0 | 0 | 0 | 0 | 0 | 0 | 0 | -28976.7075 | 115689.6092 | 0 | 0 | 0 | 0 | 0 | 0 | 0 | 0 | 0 | 0 | 0 | 0 | 0 | 0 | 0 | 0
2016-09-04 09:00 | 0 | 0 | 0 | 0 | 0 | 0 | 348343 | 0 | 0 | 0 | 0 | 823271.7146 | 1522958.2626 | 0 | 0 | 0 | 0 | 0 | 0 | 0 | 0 | 0 | 0 | 0 | 0 | 0 | 0 | 0 | 0 | 0 | -246512.8382 | -101830.1618 | 0 | 0 | 0 | 0 | 0 | 0 | 0 | 0 | 0 | 0 | 0 | 0 | 0 | 0 | 0 | 0
2016-09-04 10:00 | 0 | 0 | 0 | 0 | 216836.771 | 0 | 347660 | 0 | 0 | 0 | 0 | 576758.8763 | 1638647.8718 | 0 | 0 | 0 | 0 | 0 | 0 | 0 | 0 | 0 | 0 | 0 | 0 | 0 | 0 | 0 | 0 | 0 | -246512.8382 | 115689.6092 | 0 | 0 | 0 | 0 | 0 | 0 | 0 | 0 | 0 | 0 | 0 | 0 | 0 | 0 | 0 | 0
2016-09-04 11:00 | 0 | 0 | 0 | 0 | 397774.0499 | 0 | 350404 | 0 | 0 | 0 | 0 | 739495.1635 | 1522958.2626 | 0 | 0 | 0 | 0 | 0 | 0 | 0 | 323.372 | 0 | 0 | 0 | 0 | 0 | 0 | 0 | 0 | 0 | 162736.2872 | -115689.6092 | 0 | 0 | 0 | 0 | 0 | 0 | 0 | 0 | 0 | 323.372 | 0 | 0 | 0 | 0 | 0 | 0
2016-09-04 12:00 | 0 | 0 | 0 | 0 | 0 | 196.1805 | 362722 | 0 | 0 | 0 | 0 | 492982.3252 | 1407268.6533 | 0 | 0 | 0 | 0 | 0 | 0 | 0 | 0 | 0 | 0 | 0 | 0 | 0 | 0 | 0 | 0 | 0 | -246512.8382 | -115689.6092 | 0 | 0 | 0 | 0 | 0 | 0 | 0 | 0 | 0 | -323.372 | 0 | 0 | 0 | 0 | 0 | 0
2016-09-04 13:00 | 0 | 0 | 0 | 0 | 0 | 166233.3235 | 385606 | 0 | 0 | 0 | 0 | 246469.487 | 1434408.815 | 0 | 0 | 0 | 0 | 0 | 0 | 0 | 0 | 0 | 0 | 0 | 0 | 0 | 0 | 0 | 0 | 0 | -246512.8382 | 27140.1617 | 0 | 0 | 0 | 0 | 0 | 0 | 0 | 0 | 0 | 0 | 0 | 0 | 0 | 0 | 0 | 0
2016-09-04 14:00 | 0 | 0 | 0 | 0 | 218296.2779 | 555424.1696 | 411518 | 0 | 0 | 0 | 0 | 492982.3252 | 1550098.4243 | 0 | 0 | 0 | 0 | 0 | 0 | 0 | 0 | 0 | 0 | 0 | 0 | 0 | 0 | 0 | 0 | 0 | 246512.8382 | 115689.6092 | 0 | 0 | 0 | 0 | 0 | 0 | 0 | 0 | 0 | 0 | 0 | 0 | 0 | 0 | 0 | 0
2016-09-04 15:00 | 0 | 0 | 0 | 0 | 0 | 776431.0993 | 436974 | 0 | 0 | 0 | 0 | 716749.8153 | 1665788.0335 | 0 | 0 | 0 | 0 | 0 | 0 | 0 | 0 | 0 | 0 | 0 | 0 | 0 | 0 | 0 | 0 | 0 | 223767.4901 | 115689.6092 | 0 | 0 | 0 | 0 | 0 | 0 | 0 | 0 | 0 | 0 | 0 | 0 | 0 | 0 | 0 | 0
2016-09-04 16:00 | 0 | 0 | 0 | 0 | 0 | 814277.1243 | 461851 | 0 | 0 | 0 | 0 | 963262.6536 | 1771701.3195 | 0 | 0 | 0 | 0 | 0 | 0 | 0 | 0 | 0 | 0 | 0 | 0 | 0 | 0 | 0 | 0 | 0 | 246512.8382 | 105913.286 | 0 | 0 | 0 | 0 | 0 | 0 | 0 | 0 | 0 | 0 | 0 | 0 | 0 | 0 | 0 | 0
2016-09-04 17:00 | 0 | 0 | 0 | 0 | 0 | 819539.131 | 483097 | 0 | 0 | 0 | 0 | 1209775.4918 | 1861630.6123 | 0 | 0 | 0 | 0 | 0 | 0 | 0 | 0 | 0 | 0 | 0 | 0 | 0 | 0 | 0 | 0 | 0 | 246512.8382 | 89929.2928 | 0 | 0 | 0 | 0 | 0 | 0 | 0 | 0 | 0 | 0 | 0 | 0 | 0 | 0 | 0 | 0
2016-09-04 18:00 | 0 | 0 | 0 | 0 | 0 | 813143.0708 | 499644 | 0 | 0 | 0 | 0 | 1456288.33 | 1928616.8449 | 0 | 0 | 0 | 0 | 0 | 0 | 0 | 0 | 0 | 0 | 0 | 0 | 0 | 0 | 0 | 0 | 0 | 246512.8382 | 66986.2326 | 0 | 0 | 0 | 0 | 0 | 0 | 0 | 0 | 0 | 0 | 0 | 0 | 0 | 0 | 0 | 0
2016-09-04 19:00 | 0 | 0 | 0 | 0 | 0 | 805413.9207 | 512563 | 0 | 0 | 0 | 0 | 1702801.1683 | 1974954.9274 | 0 | 0 | 0 | 0 | 0 | 0 | 0 | 0 | 0 | 0 | 0 | 0 | 0 | 0 | 0 | 0 | 0 | 246512.8382 | 46338.0825 | 0 | 0 | 0 | 0 | 0 | 0 | 0 | 0 | 0 | 0 | 0 | 0 | 0 | 0 | 0 | 0
2016-09-04 20:00 | 0 | 0 | 0 | 0 | 0 | 807949.5702 | 522026 | 0 | 0 | 0 | 0 | 1873035.1292 | 2090644.5366 | 0 | 0 | 0 | 0 | 0 | 0 | 0 | 0 | 0 | 0 | 0 | 0 | 0 | 0 | 0 | 0 | 0 | 170233.961 | 115689.6092 | 0 | 0 | 0 | 0 | 0 | 0 | 0 | 0 | 0 | 0 | 0 | 0 | 0 | 0 | 0 | 0
2016-09-04 21:00 | 0 | 0 | 0 | 0 | 79940.4564 | 808591.9911 | 526330 | 0 | 0 | 0 | 0 | 2119547.9675 | 2206334.1458 | 0 | 0 | 0 | 0 | 0 | 0 | 0 | 0 | 0 | 0 | 0 | 0 | 0 | 0 | 0 | 0 | 0 | 246512.8382 | 115689.6092 | 0 | 0 | 0 | 0 | 0 | 0 | 0 | 0 | 0 | 0 | 0 | 0 | 0 | 0 | 0 | 0
2016-09-04 22:00 | 0 | 0 | 0 | 0 | 0 | 777514.3814 | 521745 | 0 | 0 | 0 | 0 | 2259627.7396 | 2322023.7551 | 0 | 0 | 0 | 0 | 0 | 0 | 0 | 0 | 0 | 0 | 0 | 0 | 0 | 0 | 0 | 0 | 0 | 140079.7721 | 115689.6092 | 0 | 0 | 0 | 0 | 0 | 0 | 0 | 0 | 0 | 0 | 0 | 0 | 0 | 0 | 0 | 0
2016-09-04 23:00 | 0 | 0 | 0 | 0 | 0 | 669825.0813 | 509010 | 0 | 0 | 0 | 0 | 2506140.5779 | 2236325.9981 | 0 | 0 | 0 | 0 | 0 | 0 | 0 | 0 | 0 | 0 | 0 | 0 | 0 | 0 | 0 | 0 | 0 | 246512.8382 | -85697.757 | 0 | 0 | 0 | 0 | 0 | 0 | 0 | 0 | 0 | 0 | 0 | 0 | 0 | 0 | 0 | 0
2016-09-05 | 0 | 0 | 0 | 0 | 0 | 445016.6099 | 499706 | 0 | 0 | 0 | 0 | 2335761.5785 | 2352015.6073 | 0 | 0 | 0 | 0 | 0 | 0 | 0 | 0 | 0 | 0 | 0 | 0 | 0 | 0 | 0 | 0 | 0 | -170378.9993 | 115689.6092 | 0 | 0 | 0 | 0 | 0 | 0 | 0 | 0 | 0 | 0 | 0 | 0 | 0 | 0 | 0 | 0
2016-09-05 01:00 | 0 | 0 | 0 | 0 | 43656.5023 | 79636.0502 | 485495 | 0 | 0 | 0 | 0 | 2089248.7403 | 2236325.9981 | 0 | 0 | 0 | 0 | 0 | 0 | 0 | 0 | 0 | 0 | 0 | 0 | 0 | 0 | 0 | 0 | 0 | -246512.8382 | -115689.6092 | 0 | 0 | 0 | 0 | 0 | 0 | 0 | 0 | 0 | 0 | 0 | 0 | 0 | 0 | 0 | 0
2016-09-05 02:00 | 0 | 0 | 0 | 0 | 100521.0073 | 13.5452 | 462737 | 0 | 0 | 0 | 0 | 1842735.902 | 2120636.3889 | 0 | 0 | 0 | 0 | 0 | 0 | 0 | 0 | 0 | 0 | 0 | 0 | 0 | 0 | 0 | 0 | 0 | -246512.8382 | -115689.6092 | 0 | 0 | 0 | 0 | 0 | 0 | 0 | 0 | 0 | 0 | 0 | 0 | 0 | 0 | 0 | 0
2016-09-05 03:00 | 0 | 0 | 0 | 0 | 653026.0613 | 0 | 437089 | 0 | 0 | 0 | 0 | 2089248.7403 | 2090060.612 | 0 | 0 | 0 | 0 | 0 | 0 | 0 | 0 | 0 | 0 | 0 | 0 | 0 | 0 | 0 | 0 | 0 | 246512.8382 | -30575.7769 | 0 | 0 | 0 | 0 | 0 | 0 | 0 | 0 | 0 | 0 | 0 | 0 | 0 | 0 | 0 | 0
2016-09-05 04:00 | 0 | 0 | 0 | 0 | 50172.5525 | 0 | 412375 | 0 | 0 | 0 | 0 | 1842735.902 | 1974371.0027 | 0 | 0 | 0 | 0 | 0 | 0 | 0 | 0 | 0 | 0 | 0 | 0 | 0 | 0 | 0 | 0 | 0 | -246512.8382 | -115689.6092 | 0 | 0 | 0 | 0 | 0 | 0 | 0 | 0 | 0 | 0 | 0 | 0 | 0 | 0 | 0 | 0
2016-09-05 05:00 | 0 | 0 | 0 | 0 | 27707.5525 | 0 | 389910 | 0 | 0 | 0 | 0 | 1596223.0638 | 1858681.3935 | 0 | 0 | 0 | 0 | 0 | 0 | 0 | 0 | 0 | 0 | 0 | 0 | 0 | 0 | 0 | 0 | 0 | -246512.8382 | -115689.6092 | 0 | 0 | 0 | 0 | 0 | 0 | 0 | 0 | 0 | 0 | 0 | 0 | 0 | 0 | 0 | 0
2016-09-05 06:00 | 0 | 0 | 0 | 0 | 242549.771 | 0 | 373373 | 0 | 0 | 0 | 0 | 1349710.2256 | 1974371.0027 | 0 | 0 | 0 | 0 | 0 | 0 | 0 | 0 | 0 | 0 | 0 | 0 | 0 | 0 | 0 | 0 | 0 | -246512.8382 | 115689.6092 | 0 | 0 | 0 | 0 | 0 | 0 | 0 | 0 | 0 | 0 | 0 | 0 | 0 | 0 | 0 | 0
2016-09-05 07:00 | 0 | 0 | 0 | 0 | 555082.1765 | 0 | 361629 | 0 | 0 | 0 | 0 | 1427473.7928 | 2090060.612 | 0 | 0 | 0 | 0 | 0 | 0 | 0 | 0 | 0 | 0 | 0 | 0 | 0 | 0 | 0 | 0 | 0 | 77763.5673 | 115689.6092 | 0 | 0 | 0 | 0 | 0 | 0 | 0 | 0 | 0 | 0 | 0 | 0 | 0 | 0 | 0 | 0
2016-09-05 08:00 | 0 | 0 | 0 | 0 | 0 | 0 | 354901 | 0 | 0 | 0 | 0 | 1180960.9546 | 1981672.4502 | 0 | 0 | 0 | 0 | 0 | 0 | 0 | 0 | 0 | 0 | 0 | 0 | 0 | 0 | 0 | 0 | 0 | -246512.8382 | -108388.1618 | 0 | 0 | 0 | 0 | 0 | 0 | 0 | 0 | 0 | 0 | 0 | 0 | 0 | 0 | 0 | 0
2016-09-05 09:00 | 0 | 0 | 0 | 0 | 0 | 0 | 353197 | 0 | 0 | 0 | 0 | 934448.1164 | 1874988.2884 | 0 | 0 | 0 | 0 | 0 | 0 | 0 | 0 | 0 | 0 | 0 | 0 | 0 | 0 | 0 | 0 | 0 | -246512.8382 | -106684.1618 | 0 | 0 | 0 | 0 | 0 | 0 | 0 | 0 | 0 | 0 | 0 | 0 | 0 | 0 | 0 | 0
2016-09-05 10:00 | 0 | 0 | 0 | 0 | 481990.2034 | 0 | 356613 | 0 | 0 | 0 | 0 | 944135.7105 | 1990677.8977 | 0 | 0 | 0 | 0 | 0 | 0 | 0 | 0 | 0 | 0 | 0 | 0 | 0 | 0 | 0 | 0 | 0 | 9687.5942 | 115689.6092 | 0 | 0 | 0 | 0 | 0 | 0 | 0 | 0 | 0 | 0 | 0 | 0 | 0 | 0 | 0 | 0
2016-09-05 11:00 | 0 | 0 | 0 | 0 | 0 | 0 | 359505 | 0 | 0 | 0 | 0 | 697622.8723 | 1877685.7359 | 0 | 0 | 0 | 0 | 0 | 0 | 0 | 0 | 0 | 0 | 0 | 0 | 0 | 0 | 0 | 0 | 0 | -246512.8382 | -112992.1618 | 0 | 0 | 0 | 0 | 0 | 0 | 0 | 0 | 0 | 0 | 0 | 0 | 0 | 0 | 0 | 0
2016-09-05 12:00 | 0 | 0 | 0 | 0 | 9301.4306 | 152.1219 | 371656 | 0 | 0 | 0 | 0 | 451110.0341 | 1761996.1267 | 0 | 0 | 0 | 0 | 0 | 0 | 0 | 0 | 0 | 0 | 0 | 0 | 0 | 0 | 0 | 0 | 0 | -246512.8382 | -115689.6092 | 0 | 0 | 0 | 0 | 0 | 0 | 0 | 0 | 0 | 0 | 0 | 0 | 0 | 0 | 0 | 0
2016-09-05 13:00 | 0 | 0 | 0 | 0 | 340422.2389 | 165539.0298 | 397428 | 0 | 0 | 0 | 0 | 443953.6935 | 1877685.7359 | 0 | 0 | 0 | 0 | 0 | 0 | 0 | 0 | 0 | 0 | 0 | 0 | 0 | 0 | 0 | 0 | 0 | -7156.3406 | 115689.6092 | 0 | 0 | 0 | 0 | 0 | 0 | 0 | 0 | 0 | 0 | 0 | 0 | 0 | 0 | 0 | 0
2016-09-05 14:00 | 0 | 0 | 0 | 0 | 0 | 601412.3353 | 429589 | 0 | 0 | 0 | 0 | 500087.4195 | 1993375.3452 | 0 | 0 | 0 | 0 | 0 | 0 | 0 | 0 | 0 | 0 | 0 | 0 | 0 | 0 | 0 | 0 | 0 | 56133.7261 | 115689.6092 | 0 | 0 | 0 | 0 | 0 | 0 | 0 | 0 | 0 | 0 | 0 | 0 | 0 | 0 | 0 | 0
2016-09-05 15:00 | 0 | 0 | 0 | 0 | 0 | 827950.8147 | 461590 | 0 | 0 | 0 | 0 | 746600.2578 | 2109064.9544 | 0 | 0 | 0 | 0 | 0 | 0 | 0 | 4158.3672 | 0 | 0 | 0 | 0 | 0 | 0 | 0 | 0 | 0 | 246512.8382 | 115689.6092 | 0 | 0 | 0 | 0 | 0 | 0 | 0 | 0 | 0 | 4158.3672 | 0 | 0 | 0 | 0 | 0 | 0
2016-09-05 16:00 | 0 | 0 | 0 | 0 | 0 | 852100.3723 | 490153 | 0 | 0 | 0 | 0 | 993113.096 | 2224754.5636 | 0 | 0 | 0 | 0 | 0 | 0 | 0 | 3903.292 | 0 | 0 | 0 | 0 | 0 | 0 | 0 | 0 | 0 | 246512.8382 | 115689.6092 | 0 | 0 | 0 | 0 | 0 | 0 | 0 | 0 | 0 | -255.0752 | 0 | 0 | 0 | 0 | 0 | 0
2016-09-05 17:00 | 0 | 0 | 0 | 0 | 0 | 846570.2958 | 513829 | 0 | 0 | 0 | 0 | 1239625.9343 | 2314886.3132 | 0 | 0 | 0 | 0 | 0 | 0 | 0 | 0 | 0 | 0 | 0 | 0 | 0 | 0 | 0 | 0 | 0 | 246512.8382 | 90131.7496 | 0 | 0 | 0 | 0 | 0 | 0 | 0 | 0 | 0 | -3903.292 | 0 | 0 | 0 | 0 | 0 | 0
2016-09-05 18:00 | 0 | 0 | 0 | 0 | 0 | 830396.4118 | 532803 | 0 | 0 | 0 | 0 | 1421529.7368 | 2430575.9225 | 0 | 0 | 0 | 0 | 0 | 0 | 0 | 0 | 0 | 0 | 0 | 0 | 0 | 0 | 0 | 0 | 0 | 181903.8025 | 115689.6092 | 0 | 0 | 0 | 0 | 0 | 0 | 0 | 0 | 0 | 0 | 0 | 0 | 0 | 0 | 0 | 0
2016-09-05 19:00 | 0 | 0 | 0 | 0 | 0 | 816851.8595 | 547506 | 0 | 0 | 0 | 0 | 1575185.987 | 2546265.5317 | 0 | 0 | 0 | 0 | 0 | 0 | 0 | 0 | 0 | 0 | 0 | 0 | 0 | 0 | 0 | 0 | 0 | 153656.2502 | 115689.6092 | 0 | 0 | 0 | 0 | 0 | 0 | 0 | 0 | 0 | 0 | 0 | 0 | 0 | 0 | 0 | 0
2016-09-05 20:00 | 0 | 0 | 0 | 0 | 0 | 816655.3409 | 559333 | 0 | 0 | 0 | 0 | 1821698.8253 | 2557075.0343 | 0 | 0 | 0 | 0 | 0 | 0 | 0 | 0 | 0 | 0 | 0 | 0 | 0 | 0 | 0 | 0 | 0 | 246512.8382 | 10809.5026 | 0 | 0 | 0 | 0 | 0 | 0 | 0 | 0 | 0 | 0 | 0 | 0 | 0 | 0 | 0 | 0
2016-09-05 21:00 | 0 | 0 | 0 | 0 | 0 | 812657.4938 | 567243 | 0 | 0 | 0 | 0 | 1951423.7098 | 2672764.6435 | 0 | 0 | 0 | 0 | 0 | 0 | 0 | 0 | 0 | 0 | 0 | 0 | 0 | 0 | 0 | 0 | 0 | 129724.8845 | 115689.6092 | 0 | 0 | 0 | 0 | 0 | 0 | 0 | 0 | 0 | 0 | 0 | 0 | 0 | 0 | 0 | 0
2016-09-05 22:00 | 0 | 0 | 0 | 0 | 0 | 782147.6878 | 566801 | 0 | 0 | 0 | 0 | 2051080.7883 | 2788454.2528 | 0 | 0 | 0 | 0 | 0 | 0 | 0 | 0 | 0 | 0 | 0 | 0 | 0 | 0 | 0 | 0 | 0 | 99657.0785 | 115689.6092 | 0 | 0 | 0 | 0 | 0 | 0 | 0 | 0 | 0 | 0 | 0 | 0 | 0 | 0 | 0 | 0
2016-09-05 23:00 | 0 | 0 | 0 | 0 | 0 | 673015.4326 | 558791 | 0 | 0 | 0 | 0 | 2280994.8301 | 2672764.6435 | 0 | 0 | 0 | 0 | 0 | 0 | 0 | 0 | 0 | 0 | 0 | 0 | 0 | 0 | 0 | 0 | 0 | 229914.0418 | -115689.6092 | 0 | 0 | 0 | 0 | 0 | 0 | 0 | 0 | 0 | 0 | 0 | 0 | 0 | 0 | 0 | 0
2016-09-06 | 0 | 0 | 0 | 0 | 0 | 436803.0934 | 553560 | 0 | 0 | 0 | 0 | 2048548.3143 | 2788454.2528 | 0 | 0 | 0 | 0 | 0 | 0 | 0 | 0 | 0 | 0 | 0 | 0 | 0 | 0 | 0 | 0 | 0 | -232446.5159 | 115689.6092 | 0 | 0 | 0 | 0 | 0 | 0 | 0 | 0 | 0 | 0 | 0 | 0 | 0 | 0 | 0 | 0
2016-09-06 01:00 | 0 | 0 | 0 | 0 | 99905.678 | 74544.8745 | 536653 | 0 | 0 | 0 | 0 | 1802035.476 | 2672764.6435 | 0 | 0 | 0 | 0 | 0 | 0 | 0 | 0 | 0 | 0 | 0 | 0 | 0 | 0 | 0 | 0 | 0 | -246512.8382 | -115689.6092 | 0 | 0 | 0 | 0 | 0 | 0 | 0 | 0 | 0 | 0 | 0 | 0 | 0 | 0 | 0 | 0
2016-09-06 02:00 | 0 | 0 | 0 | 0 | 602393.5611 | 7.0666 | 505417 | 0 | 0 | 0 | 0 | 1783329.4945 | 2788454.2528 | 0 | 0 | 0 | 0 | 0 | 0 | 0 | 0 | 0 | 0 | 0 | 0 | 0 | 0 | 0 | 0 | 0 | -18705.9815 | 115689.6092 | 0 | 0 | 0 | 0 | 0 | 0 | 0 | 0 | 0 | 0 | 0 | 0 | 0 | 0 | 0 | 0
2016-09-06 03:00 | 0 | 0 | 0 | 0 | 109637.5525 | 0 | 471840 | 0 | 0 | 0 | 0 | 1536816.6563 | 2672764.6435 | 0 | 0 | 0 | 0 | 0 | 0 | 0 | 0 | 0 | 0 | 0 | 0 | 0 | 0 | 0 | 0 | 0 | -246512.8382 | -115689.6092 | 0 | 0 | 0 | 0 | 0 | 0 | 0 | 0 | 0 | 0 | 0 | 0 | 0 | 0 | 0 | 0
2016-09-06 04:00 | 0 | 0 | 0 | 0 | 79697.5525 | 0 | 441900 | 0 | 0 | 0 | 0 | 1290303.818 | 2557075.0343 | 0 | 0 | 0 | 0 | 0 | 0 | 0 | 0 | 0 | 0 | 0 | 0 | 0 | 0 | 0 | 0 | 0 | -246512.8382 | -115689.6092 | 0 | 0 | 0 | 0 | 0 | 0 | 0 | 0 | 0 | 0 | 0 | 0 | 0 | 0 | 0 | 0
2016-09-06 05:00 | 0 | 0 | 0 | 0 | 520514.1401 | 0 | 416467 | 0 | 0 | 0 | 0 | 1278661.3489 | 2672764.6435 | 0 | 0 | 0 | 0 | 0 | 0 | 0 | 0 | 0 | 0 | 0 | 0 | 0 | 0 | 0 | 0 | 0 | -11642.4692 | 115689.6092 | 0 | 0 | 0 | 0 | 0 | 0 | 0 | 0 | 0 | 0 | 0 | 0 | 0 | 0 | 0 | 0
2016-09-06 06:00 | 0 | 0 | 0 | 0 | 35528.5525 | 0 | 397731 | 0 | 0 | 0 | 0 | 1032148.5107 | 2557075.0343 | 0 | 0 | 0 | 0 | 0 | 0 | 0 | 0 | 0 | 0 | 0 | 0 | 0 | 0 | 0 | 0 | 0 | -246512.8382 | -115689.6092 | 0 | 0 | 0 | 0 | 0 | 0 | 0 | 0 | 0 | 0 | 0 | 0 | 0 | 0 | 0 | 0
2016-09-06 07:00 | 0 | 0 | 0 | 0 | 497689.1928 | 0 | 385563 | 0 | 0 | 0 | 0 | 1259964.3127 | 2441385.4251 | 0 | 0 | 0 | 0 | 0 | 0 | 0 | 0 | 0 | 0 | 0 | 0 | 0 | 0 | 0 | 0 | 0 | 227815.8021 | -115689.6092 | 0 | 0 | 0 | 0 | 0 | 0 | 0 | 0 | 0 | 0 | 0 | 0 | 0 | 0 | 0 | 0
2016-09-06 08:00 | 0 | 0 | 0 | 0 | 487329.4142 | 0 | 381781 | 0 | 0 | 0 | 0 | 1481202.3362 | 2325695.8159 | 0 | 0 | 0 | 0 | 0 | 0 | 0 | 0 | 0 | 0 | 0 | 0 | 0 | 0 | 0 | 0 | 0 | 221238.0235 | -115689.6092 | 0 | 0 | 0 | 0 | 0 | 0 | 0 | 0 | 0 | 0 | 0 | 0 | 0 | 0 | 0 | 0
2016-09-06 09:00 | 0 | 0 | 0 | 0 | 28211.5525 | 0 | 390414 | 0 | 0 | 0 | 0 | 1234689.4979 | 2210006.2066 | 0 | 0 | 0 | 0 | 0 | 0 | 0 | 0 | 0 | 0 | 0 | 0 | 0 | 0 | 0 | 0 | 0 | -246512.8382 | -115689.6092 | 0 | 0 | 0 | 0 | 0 | 0 | 0 | 0 | 0 | 0 | 0 | 0 | 0 | 0 | 0 | 0
2016-09-06 10:00 | 0 | 0 | 0 | 0 | 456194.4831 | 0 | 414539 | 0 | 0 | 0 | 0 | 1160655.3718 | 2325695.8159 | 0 | 0 | 0 | 0 | 0 | 0 | 0 | 0 | 0 | 0 | 0 | 0 | 0 | 0 | 0 | 0 | 0 | -74034.1262 | 115689.6092 | 0 | 0 | 0 | 0 | 0 | 0 | 0 | 0 | 0 | 0 | 0 | 0 | 0 | 0 | 0 | 0
2016-09-06 11:00 | 0 | 0 | 0 | 0 | 74930.5525 | 0 | 437133 | 0 | 0 | 0 | 0 | 914142.5335 | 2210006.2066 | 0 | 0 | 0 | 0 | 0 | 0 | 0 | 0 | 0 | 0 | 0 | 0 | 0 | 0 | 0 | 0 | 0 | -246512.8382 | -115689.6092 | 0 | 0 | 0 | 0 | 0 | 0 | 0 | 0 | 0 | 0 | 0 | 0 | 0 | 0 | 0 | 0
2016-09-06 12:00 | 0 | 0 | 0 | 0 | 397856.8009 | 108.3919 | 457047 | 0 | 0 | 0 | 0 | 739371.1172 | 2325695.8159 | 0 | 0 | 0 | 0 | 0 | 0 | 0 | 0 | 0 | 0 | 0 | 0 | 0 | 0 | 0 | 0 | 0 | -174771.4164 | 115689.6092 | 0 | 0 | 0 | 0 | 0 | 0 | 0 | 0 | 0 | 0 | 0 | 0 | 0 | 0 | 0 | 0
2016-09-06 13:00 | 0 | 0 | 0 | 0 | 0 | 147319.3668 | 482950 | 0 | 0 | 0 | 0 | 519430.0932 | 2210006.2066 | 0 | 0 | 0 | 0 | 0 | 0 | 0 | 0 | 0 | 0 | 0 | 0 | 0 | 0 | 0 | 0 | 0 | -219941.0239 | -115689.6092 | 0 | 0 | 0 | 0 | 0 | 0 | 0 | 0 | 0 | 0 | 0 | 0 | 0 | 0 | 0 | 0
2016-09-06 14:00 | 0 | 0 | 0 | 0 | 86174.5013 | 557902.7277 | 513254 | 0 | 0 | 0 | 0 | 765942.9315 | 2094316.5974 | 0 | 0 | 0 | 0 | 0 | 0 | 0 | 0 | 0 | 0 | 0 | 0 | 0 | 0 | 0 | 0 | 0 | 246512.8382 | -115689.6092 | 0 | 0 | 0 | 0 | 0 | 0 | 0 | 0 | 0 | 0 | 0 | 0 | 0 | 0 | 0 | 0
2016-09-06 15:00 | 0 | 0 | 0 | 0 | 0 | 751229.8692 | 543266 | 0 | 0 | 0 | 0 | 858217.1915 | 2210006.2066 | 0 | 0 | 0 | 0 | 0 | 0 | 0 | 0 | 0 | 0 | 0 | 0 | 0 | 0 | 0 | 0 | 0 | 92274.26 | 115689.6092 | 0 | 0 | 0 | 0 | 0 | 0 | 0 | 0 | 0 | 0 | 0 | 0 | 0 | 0 | 0 | 0
2016-09-06 16:00 | 0 | 0 | 0 | 0 | 164532.7646 | 768167.6829 | 570498 | 0 | 0 | 0 | 0 | 1104730.0297 | 2325695.8159 | 0 | 0 | 0 | 0 | 0 | 0 | 0 | 0 | 0 | 0 | 0 | 0 | 0 | 0 | 0 | 0 | 0 | 246512.8382 | 115689.6092 | 0 | 0 | 0 | 0 | 0 | 0 | 0 | 0 | 0 | 0 | 0 | 0 | 0 | 0 | 0 | 0
2016-09-06 17:00 | 0 | 0 | 0 | 0 | 0 | 762131.4239 | 596132 | 0 | 0 | 0 | 0 | 1155039.8444 | 2441385.4251 | 0 | 0 | 0 | 0 | 0 | 0 | 0 | 0 | 0 | 0 | 0 | 0 | 0 | 0 | 0 | 0 | 0 | 50309.8146 | 115689.6092 | 0 | 0 | 0 | 0 | 0 | 0 | 0 | 0 | 0 | 0 | 0 | 0 | 0 | 0 | 0 | 0
2016-09-06 18:00 | 0 | 0 | 0 | 0 | 7874.9771 | 739286.2519 | 616338 | 0 | 0 | 0 | 0 | 1401552.6826 | 2325695.8159 | 0 | 0 | 0 | 0 | 0 | 0 | 0 | 0 | 0 | 0 | 0 | 0 | 0 | 0 | 0 | 0 | 0 | 246512.8382 | -115689.6092 | 0 | 0 | 0 | 0 | 0 | 0 | 0 | 0 | 0 | 0 | 0 | 0 | 0 | 0 | 0 | 0
2016-09-06 19:00 | 0 | 0 | 0 | 0 | 0 | 711603.0586 | 630808 | 0 | 0 | 0 | 0 | 1366658.132 | 2441385.4251 | 0 | 0 | 0 | 0 | 0 | 0 | 0 | 0 | 0 | 0 | 0 | 0 | 0 | 0 | 0 | 0 | 0 | -34894.5506 | 115689.6092 | 0 | 0 | 0 | 0 | 0 | 0 | 0 | 0 | 0 | 0 | 0 | 0 | 0 | 0 | 0 | 0
2016-09-06 20:00 | 0 | 0 | 0 | 0 | 85939.1823 | 685250.0467 | 640366 | 0 | 0 | 0 | 0 | 1613170.9702 | 2325695.8159 | 0 | 0 | 0 | 0 | 0 | 0 | 0 | 0 | 0 | 0 | 0 | 0 | 0 | 0 | 0 | 0 | 0 | 246512.8382 | -115689.6092 | 0 | 0 | 0 | 0 | 0 | 0 | 0 | 0 | 0 | 0 | 0 | 0 | 0 | 0 | 0 | 0
2016-09-06 21:00 | 0 | 0 | 0 | 0 | 0 | 648973.8837 | 643927 | 0 | 0 | 0 | 0 | 1502528.2446 | 2441385.4251 | 0 | 0 | 0 | 0 | 0 | 0 | 0 | 0 | 0 | 0 | 0 | 0 | 0 | 0 | 0 | 0 | 0 | -110642.7256 | 115689.6092 | 0 | 0 | 0 | 0 | 0 | 0 | 0 | 0 | 0 | 0 | 0 | 0 | 0 | 0 | 0 | 0
2016-09-06 22:00 | 0 | 0 | 0 | 0 | 338867.3792 | 593671.9007 | 637359 | 0 | 0 | 0 | 0 | 1749041.0829 | 2490052.8667 | 0 | 0 | 0 | 0 | 0 | 0 | 0 | 0 | 0 | 0 | 0 | 0 | 0 | 0 | 0 | 0 | 0 | 246512.8382 | 48667.4416 | 0 | 0 | 0 | 0 | 0 | 0 | 0 | 0 | 0 | 0 | 0 | 0 | 0 | 0 | 0 | 0
2016-09-06 23:00 | 0 | 0 | 0 | 0 | 0 | 491685.6124 | 624075 | 0 | 0 | 0 | 0 | 1502528.2446 | 2604176.3173 | 0 | 0 | 0 | 0 | 0 | 0 | 0 | 0 | 0 | 0 | 0 | 0 | 0 | 0 | 0 | 0 | 0 | -246512.8382 | 114123.4506 | 0 | 0 | 0 | 0 | 0 | 0 | 0 | 0 | 0 | 0 | 0 | 0 | 0 | 0 | 0 | 0
2016-09-07 | 0 | 0 | 0 | 0 | 0 | 331430.226 | 613268 | 0 | 0 | 0 | 0 | 1336380.0798 | 2488486.7081 | 0 | 0 | 0 | 0 | 0 | 0 | 0 | 0 | 0 | 0 | 0 | 0 | 0 | 0 | 0 | 0 | 0 | -166148.1648 | -115689.6092 | 0 | 0 | 0 | 0 | 0 | 0 | 0 | 0 | 0 | 0 | 0 | 0 | 0 | 0 | 0 | 0
2016-09-07 01:00 | 0 | 0 | 0 | 0 | 459623.3402 | 68962.6165 | 590777 | 0 | 0 | 0 | 0 | 1389878.6457 | 2372797.0988 | 0 | 0 | 0 | 0 | 0 | 0 | 0 | 0 | 0 | 0 | 0 | 0 | 0 | 0 | 0 | 0 | 0 | 53498.5658 | -115689.6092 | 0 | 0 | 0 | 0 | 0 | 0 | 0 | 0 | 0 | 0 | 0 | 0 | 0 | 0 | 0 | 0
2016-09-07 02:00 | 0 | 0 | 0 | 0 | 481751.1617 | 5.5861 | 555333 | 0 | 0 | 0 | 0 | 1431992.0027 | 2257107.4896 | 0 | 0 | 0 | 0 | 0 | 0 | 0 | 0 | 0 | 0 | 0 | 0 | 0 | 0 | 0 | 0 | 0 | 42113.3571 | -115689.6092 | 0 | 0 | 0 | 0 | 0 | 0 | 0 | 0 | 0 | 0 | 0 | 0 | 0 | 0 | 0 | 0
2016-09-07 03:00 | 0 | 0 | 0 | 0 | 483445.2238 | 0 | 518248 | 0 | 0 | 0 | 0 | 1281499.6173 | 2372797.0988 | 0 | 0 | 0 | 0 | 0 | 0 | 0 | 0 | 0 | 0 | 0 | 0 | 0 | 0 | 0 | 0 | 0 | -150492.3854 | 115689.6092 | 0 | 0 | 0 | 0 | 0 | 0 | 0 | 0 | 0 | 0 | 0 | 0 | 0 | 0 | 0 | 0
2016-09-07 04:00 | 0 | 0 | 0 | 0 | 120940.5525 | 0 | 483143 | 0 | 0 | 0 | 0 | 1034986.7791 | 2257107.4896 | 0 | 0 | 0 | 0 | 0 | 0 | 0 | 0 | 0 | 0 | 0 | 0 | 0 | 0 | 0 | 0 | 0 | -246512.8382 | -115689.6092 | 0 | 0 | 0 | 0 | 0 | 0 | 0 | 0 | 0 | 0 | 0 | 0 | 0 | 0 | 0 | 0
2016-09-07 05:00 | 0 | 0 | 0 | 0 | 464197.4284 | 0 | 453597 | 0 | 0 | 0 | 0 | 1161276.8167 | 2141417.8804 | 0 | 0 | 0 | 0 | 0 | 0 | 0 | 0 | 0 | 0 | 0 | 0 | 0 | 0 | 0 | 0 | 0 | 126290.0377 | -115689.6092 | 0 | 0 | 0 | 0 | 0 | 0 | 0 | 0 | 0 | 0 | 0 | 0 | 0 | 0 | 0 | 0
2016-09-07 06:00 | 0 | 0 | 0 | 0 | 68531.5525 | 0 | 430734 | 0 | 0 | 0 | 0 | 914763.9785 | 2025728.2711 | 0 | 0 | 0 | 0 | 0 | 0 | 0 | 0 | 0 | 0 | 0 | 0 | 0 | 0 | 0 | 0 | 0 | -246512.8382 | -115689.6092 | 0 | 0 | 0 | 0 | 0 | 0 | 0 | 0 | 0 | 0 | 0 | 0 | 0 | 0 | 0 | 0
2016-09-07 07:00 | 0 | 0 | 0 | 0 | 442956.0579 | 0 | 415236 | 0 | 0 | 0 | 0 | 826794.4271 | 2141417.8804 | 0 | 0 | 0 | 0 | 0 | 0 | 0 | 0 | 0 | 0 | 0 | 0 | 0 | 0 | 0 | 0 | 0 | -87969.5514 | 115689.6092 | 0 | 0 | 0 | 0 | 0 | 0 | 0 | 0 | 0 | 0 | 0 | 0 | 0 | 0 | 0 | 0
2016-09-07 08:00 | 0 | 0 | 0 | 0 | 426318.8664 | 0 | 409003 | 0 | 0 | 0 | 0 | 959799.9028 | 2025728.2711 | 0 | 0 | 0 | 0 | 0 | 0 | 0 | 0 | 0 | 0 | 0 | 0 | 0 | 0 | 0 | 0 | 0 | 133005.4756 | -115689.6092 | 0 | 0 | 0 | 0 | 0 | 0 | 0 | 0 | 0 | 0 | 0 | 0 | 0 | 0 | 0 | 0
2016-09-07 09:00 | 0 | 0 | 0 | 0 | 412304.3693 | 0 | 416585 | 0 | 0 | 0 | 0 | 1071208.8813 | 1910038.6619 | 0 | 0 | 0 | 0 | 0 | 0 | 0 | 0 | 0 | 0 | 0 | 0 | 0 | 0 | 0 | 0 | 0 | 111408.9785 | -115689.6092 | 0 | 0 | 0 | 0 | 0 | 0 | 0 | 0 | 0 | 0 | 0 | 0 | 0 | 0 | 0 | 0
2016-09-07 10:00 | 0 | 0 | 0 | 0 | 408520.851 | 0 | 440038 | 0 | 0 | 0 | 0 | 1155381.3416 | 1794349.0527 | 0 | 0 | 0 | 0 | 0 | 0 | 0 | 0 | 0 | 0 | 0 | 0 | 0 | 0 | 0 | 0 | 0 | 84172.4603 | -115689.6092 | 0 | 0 | 0 | 0 | 0 | 0 | 0 | 0 | 0 | 0 | 0 | 0 | 0 | 0 | 0 | 0
2016-09-07 11:00 | 0 | 0 | 0 | 0 | 397372.3622 | 0 | 460425 | 0 | 0 | 0 | 0 | 976639.0946 | 1910038.6619 | 0 | 0 | 0 | 0 | 0 | 0 | 0 | 0 | 0 | 0 | 0 | 0 | 0 | 0 | 0 | 0 | 0 | -178742.247 | 115689.6092 | 0 | 0 | 0 | 0 | 0 | 0 | 0 | 0 | 0 | 0 | 0 | 0 | 0 | 0 | 0 | 0
2016-09-07 12:00 | 0 | 0 | 0 | 0 | 116749.6321 | 31.9204 | 478984 | 0 | 0 | 0 | 0 | 730126.2563 | 1794349.0527 | 0 | 0 | 0 | 0 | 0 | 0 | 0 | 0 | 0 | 0 | 0 | 0 | 0 | 0 | 0 | 0 | 0 | -246512.8382 | -115689.6092 | 0 | 0 | 0 | 0 | 0 | 0 | 0 | 0 | 0 | 0 | 0 | 0 | 0 | 0 | 0 | 0
2016-09-07 13:00 | 0 | 0 | 0 | 0 | 309259.441 | 81069.4491 | 502651 | 0 | 0 | 0 | 0 | 733493.7556 | 1678659.4434 | 0 | 0 | 0 | 0 | 0 | 0 | 0 | 0 | 0 | 0 | 0 | 0 | 0 | 0 | 0 | 0 | 0 | 3367.4993 | -115689.6092 | 0 | 0 | 0 | 0 | 0 | 0 | 0 | 0 | 0 | 0 | 0 | 0 | 0 | 0 | 0 | 0
2016-09-07 14:00 | 0 | 0 | 0 | 0 | 0 | 400679.8796 | 531556 | 0 | 0 | 0 | 0 | 486980.9173 | 1794296.1613 | 0 | 0 | 0 | 0 | 0 | 0 | 0 | 0 | 0 | 0 | 0 | 0 | 0 | 0 | 0 | 0 | 0 | -246512.8382 | 115636.7179 | 0 | 0 | 0 | 0 | 0 | 0 | 0 | 0 | 0 | 0 | 0 | 0 | 0 | 0 | 0 | 0
2016-09-07 15:00 | 0 | 0 | 0 | 0 | 0 | 598510.1857 | 561068 | 0 | 0 | 0 | 0 | 408733.4938 | 1909985.7705 | 0 | 0 | 0 | 0 | 0 | 0 | 0 | 0 | 0 | 0 | 0 | 0 | 0 | 0 | 0 | 0 | 0 | -78247.4236 | 115689.6092 | 0 | 0 | 0 | 0 | 0 | 0 | 0 | 0 | 0 | 0 | 0 | 0 | 0 | 0 | 0 | 0
2016-09-07 16:00 | 0 | 0 | 0 | 0 | 0 | 644967.2752 | 589066 | 0 | 0 | 0 | 0 | 580324.3782 | 1794296.1613 | 0 | 0 | 0 | 0 | 0 | 0 | 0 | 0 | 0 | 0 | 0 | 0 | 0 | 0 | 0 | 0 | 0 | 171590.8845 | -115689.6092 | 0 | 0 | 0 | 0 | 0 | 0 | 0 | 0 | 0 | 0 | 0 | 0 | 0 | 0 | 0 | 0
2016-09-07 17:00 | 0 | 0 | 0 | 0 | 81530.6109 | 662166.6181 | 612874 | 0 | 0 | 0 | 0 | 826837.2165 | 1678606.5521 | 0 | 0 | 0 | 0 | 0 | 0 | 0 | 0 | 0 | 0 | 0 | 0 | 0 | 0 | 0 | 0 | 0 | 246512.8382 | -115689.6092 | 0 | 0 | 0 | 0 | 0 | 0 | 0 | 0 | 0 | 0 | 0 | 0 | 0 | 0 | 0 | 0
2016-09-07 18:00 | 0 | 0 | 0 | 0 | 0 | 664164.068 | 631647 | 0 | 0 | 0 | 0 | 743664.6752 | 1794296.1613 | 0 | 0 | 0 | 0 | 0 | 0 | 0 | 0 | 0 | 0 | 0 | 0 | 0 | 0 | 0 | 0 | 0 | -83172.5413 | 115689.6092 | 0 | 0 | 0 | 0 | 0 | 0 | 0 | 0 | 0 | 0 | 0 | 0 | 0 | 0 | 0 | 0
2016-09-07 19:00 | 0 | 0 | 0 | 0 | 120173.8829 | 655579.3461 | 644930 | 0 | 0 | 0 | 0 | 990177.5134 | 1678606.5521 | 0 | 0 | 0 | 0 | 0 | 0 | 0 | 0 | 0 | 0 | 0 | 0 | 0 | 0 | 0 | 0 | 0 | 246512.8382 | -115689.6092 | 0 | 0 | 0 | 0 | 0 | 0 | 0 | 0 | 0 | 0 | 0 | 0 | 0 | 0 | 0 | 0
2016-09-07 20:00 | 0 | 0 | 0 | 0 | 0 | 645915.3049 | 653355 | 0 | 0 | 0 | 0 | 867048.2092 | 1794296.1613 | 0 | 0 | 0 | 0 | 0 | 0 | 0 | 0 | 0 | 0 | 0 | 0 | 0 | 0 | 0 | 0 | 0 | -123129.3043 | 115689.6092 | 0 | 0 | 0 | 0 | 0 | 0 | 0 | 0 | 0 | 0 | 0 | 0 | 0 | 0 | 0 | 0
2016-09-07 21:00 | 0 | 0 | 0 | 0 | 395132.9301 | 623089.5173 | 656020 | 0 | 0 | 0 | 0 | 1113561.0474 | 1909985.7705 | 0 | 0 | 0 | 0 | 0 | 0 | 0 | 0 | 0 | 0 | 0 | 0 | 0 | 0 | 0 | 0 | 0 | 246512.8382 | 115689.6092 | 0 | 0 | 0 | 0 | 0 | 0 | 0 | 0 | 0 | 0 | 0 | 0 | 0 | 0 | 0 | 0
2016-09-07 22:00 | 0 | 0 | 0 | 0 | 0 | 582496.6084 | 648378 | 0 | 0 | 0 | 0 | 931990.0465 | 2025675.3798 | 0 | 0 | 0 | 0 | 0 | 0 | 0 | 0 | 0 | 0 | 0 | 0 | 0 | 0 | 0 | 0 | 0 | -181571.0009 | 115689.6092 | 0 | 0 | 0 | 0 | 0 | 0 | 0 | 0 | 0 | 0 | 0 | 0 | 0 | 0 | 0 | 0
2016-09-07 23:00 | 0 | 0 | 0 | 0 | 274970.8442 | 490874.3848 | 635022 | 0 | 0 | 0 | 0 | 1178502.8848 | 1909985.7705 | 0 | 0 | 0 | 0 | 0 | 0 | 0 | 0 | 0 | 0 | 0 | 0 | 0 | 0 | 0 | 0 | 0 | 246512.8382 | -115689.6092 | 0 | 0 | 0 | 0 | 0 | 0 | 0 | 0 | 0 | 0 | 0 | 0 | 0 | 0 | 0 | 0
2016-09-08 | 0 | 0 | 0 | 0 | 520092.4192 | 329094.7092 | 623500 | 0 | 0 | 0 | 0 | 1425015.723 | 1889160.0607 | 0 | 0 | 0 | 0 | 0 | 0 | 0 | 0 | 0 | 0 | 0 | 0 | 0 | 0 | 0 | 0 | 0 | 246512.8382 | -20825.7098 | 0 | 0 | 0 | 0 | 0 | 0 | 0 | 0 | 0 | 0 | 0 | 0 | 0 | 0 | 0 | 0
2016-09-08 01:00 | 0 | 0 | 0 | 0 | 603873.7595 | 56804.204 | 600621 | 0 | 0 | 0 | 0 | 1369383.0772 | 2004849.67 | 0 | 0 | 0 | 0 | 0 | 0 | 0 | 0 | 0 | 0 | 0 | 0 | 0 | 0 | 0 | 0 | 0 | -55632.6458 | 115689.6092 | 0 | 0 | 0 | 0 | 0 | 0 | 0 | 0 | 0 | 0 | 0 | 0 | 0 | 0 | 0 | 0
2016-09-08 02:00 | 0 | 0 | 0 | 0 | 202644.106 | 2.4465 | 564849 | 0 | 0 | 0 | 0 | 1122870.239 | 1889160.0607 | 0 | 0 | 0 | 0 | 0 | 0 | 0 | 0 | 0 | 0 | 0 | 0 | 0 | 0 | 0 | 0 | 0 | -246512.8382 | -115689.6092 | 0 | 0 | 0 | 0 | 0 | 0 | 0 | 0 | 0 | 0 | 0 | 0 | 0 | 0 | 0 | 0
2016-09-08 03:00 | 0 | 0 | 0 | 0 | 573197.7258 | 0 | 525607 | 0 | 0 | 0 | 0 | 1286150.574 | 1773470.4515 | 0 | 0 | 0 | 0 | 0 | 0 | 0 | 0 | 0 | 0 | 0 | 0 | 0 | 0 | 0 | 0 | 0 | 163280.335 | -115689.6092 | 0 | 0 | 0 | 0 | 0 | 0 | 0 | 0 | 0 | 0 | 0 | 0 | 0 | 0 | 0 | 0
2016-09-08 04:00 | 0 | 0 | 0 | 0 | 128218.5525 | 0 | 490421 | 0 | 0 | 0 | 0 | 1039637.7357 | 1657780.8423 | 0 | 0 | 0 | 0 | 0 | 0 | 0 | 0 | 0 | 0 | 0 | 0 | 0 | 0 | 0 | 0 | 0 | -246512.8382 | -115689.6092 | 0 | 0 | 0 | 0 | 0 | 0 | 0 | 0 | 0 | 0 | 0 | 0 | 0 | 0 | 0 | 0
2016-09-08 05:00 | 0 | 0 | 0 | 0 | 527442.1554 | 0 | 461164 | 0 | 0 | 0 | 0 | 990226.2819 | 1773470.4515 | 0 | 0 | 0 | 0 | 0 | 0 | 0 | 0 | 0 | 0 | 0 | 0 | 0 | 0 | 0 | 0 | 0 | -49411.4538 | 115689.6092 | 0 | 0 | 0 | 0 | 0 | 0 | 0 | 0 | 0 | 0 | 0 | 0 | 0 | 0 | 0 | 0
2016-09-08 06:00 | 0 | 0 | 0 | 0 | 76106.5525 | 0 | 438309 | 0 | 0 | 0 | 0 | 743713.4437 | 1657780.8423 | 0 | 0 | 0 | 0 | 0 | 0 | 0 | 0 | 0 | 0 | 0 | 0 | 0 | 0 | 0 | 0 | 0 | -246512.8382 | -115689.6092 | 0 | 0 | 0 | 0 | 0 | 0 | 0 | 0 | 0 | 0 | 0 | 0 | 0 | 0 | 0 | 0
2016-09-08 07:00 | 0 | 0 | 0 | 0 | 479046.9724 | 0 | 423023 | 0 | 0 | 0 | 0 | 684047.8069 | 1773470.4515 | 0 | 0 | 0 | 0 | 0 | 0 | 0 | 0 | 0 | 0 | 0 | 0 | 0 | 0 | 0 | 0 | 0 | -59665.6368 | 115689.6092 | 0 | 0 | 0 | 0 | 0 | 0 | 0 | 0 | 0 | 0 | 0 | 0 | 0 | 0 | 0 | 0
2016-09-08 08:00 | 0 | 0 | 0 | 0 | 54265.5525 | 0 | 416468 | 0 | 0 | 0 | 0 | 437534.9686 | 1657780.8423 | 0 | 0 | 0 | 0 | 0 | 0 | 0 | 0 | 0 | 0 | 0 | 0 | 0 | 0 | 0 | 0 | 0 | -246512.8382 | -115689.6092 | 0 | 0 | 0 | 0 | 0 | 0 | 0 | 0 | 0 | 0 | 0 | 0 | 0 | 0 | 0 | 0
2016-09-08 09:00 | 0 | 0 | 0 | 0 | 424651.8248 | 0 | 424161 | 0 | 0 | 0 | 0 | 553715.4026 | 1542091.233 | 0 | 0 | 0 | 0 | 0 | 0 | 0 | 0 | 0 | 0 | 0 | 0 | 0 | 0 | 0 | 0 | 0 | 116180.434 | -115689.6092 | 0 | 0 | 0 | 0 | 0 | 0 | 0 | 0 | 0 | 0 | 0 | 0 | 0 | 0 | 0 | 0
2016-09-08 10:00 | 0 | 0 | 0 | 0 | 404860.7066 | 0 | 448419 | 0 | 0 | 0 | 0 | 625846.7185 | 1426401.6238 | 0 | 0 | 0 | 0 | 0 | 0 | 0 | 0 | 0 | 0 | 0 | 0 | 0 | 0 | 0 | 0 | 0 | 72131.3158 | -115689.6092 | 0 | 0 | 0 | 0 | 0 | 0 | 0 | 0 | 0 | 0 | 0 | 0 | 0 | 0 | 0 | 0
2016-09-08 11:00 | 0 | 0 | 0 | 0 | 399338.5586 | 0 | 469557 | 0 | 0 | 0 | 0 | 439938.6679 | 1542091.233 | 0 | 0 | 0 | 0 | 0 | 0 | 0 | 0 | 0 | 0 | 0 | 0 | 0 | 0 | 0 | 0 | 0 | -185908.0506 | 115689.6092 | 0 | 0 | 0 | 0 | 0 | 0 | 0 | 0 | 0 | 0 | 0 | 0 | 0 | 0 | 0 | 0
2016-09-08 12:00 | 0 | 0 | 0 | 0 | 364998.6135 | 51.7657 | 484677 | 0 | 0 | 0 | 0 | 436001.6563 | 1426401.6238 | 0 | 0 | 0 | 0 | 0 | 0 | 0 | 0 | 0 | 0 | 0 | 0 | 0 | 0 | 0 | 0 | 0 | -3937.0116 | -115689.6092 | 0 | 0 | 0 | 0 | 0 | 0 | 0 | 0 | 0 | 0 | 0 | 0 | 0 | 0 | 0 | 0
2016-09-08 13:00 | 0 | 0 | 0 | 0 | 240974.3893 | 126701.3858 | 506377 | 0 | 0 | 0 | 0 | 189488.818 | 1534213.2372 | 0 | 0 | 0 | 0 | 0 | 0 | 0 | 0 | 0 | 0 | 0 | 0 | 0 | 0 | 0 | 0 | 0 | -246512.8382 | 107811.6134 | 0 | 0 | 0 | 0 | 0 | 0 | 0 | 0 | 0 | 0 | 0 | 0 | 0 | 0 | 0 | 0
2016-09-08 14:00 | 0 | 0 | 0 | 0 | 0 | 554599.3937 | 535641 | 0 | 0 | 0 | 0 | 92757.6025 | 1649902.8464 | 0 | 0 | 0 | 0 | 0 | 0 | 0 | 0 | 0 | 0 | 0 | 0 | 0 | 0 | 0 | 0 | 0 | -96731.2155 | 115689.6092 | 0 | 0 | 0 | 0 | 0 | 0 | 0 | 0 | 0 | 0 | 0 | 0 | 0 | 0 | 0 | 0
2016-09-08 15:00 | 0 | 0 | 0 | 0 | 0 | 773993.3458 | 564311 | 0 | 0 | 0 | 0 | 339270.4408 | 1613072.354 | 0 | 0 | 0 | 0 | 0 | 0 | 0 | 0 | 0 | 0 | 0 | 0 | 0 | 0 | 0 | 0 | 0 | 246512.8382 | -36830.4924 | 0 | 0 | 0 | 0 | 0 | 0 | 0 | 0 | 0 | 0 | 0 | 0 | 0 | 0 | 0 | 0
2016-09-08 16:00 | 0 | 0 | 0 | 0 | 0 | 817108.0147 | 591052 | 0 | 0 | 0 | 0 | 449636.8462 | 1728761.9633 | 0 | 0 | 0 | 0 | 0 | 0 | 0 | 0 | 0 | 0 | 0 | 0 | 0 | 0 | 0 | 0 | 0 | 110366.4055 | 115689.6092 | 0 | 0 | 0 | 0 | 0 | 0 | 0 | 0 | 0 | 0 | 0 | 0 | 0 | 0 | 0 | 0
2016-09-08 17:00 | 0 | 0 | 0 | 0 | 0 | 817540.921 | 614819 | 0 | 0 | 0 | 0 | 696149.6845 | 1684971.046 | 0 | 0 | 0 | 0 | 0 | 0 | 0 | 0 | 0 | 0 | 0 | 0 | 0 | 0 | 0 | 0 | 0 | 246512.8382 | -43790.9173 | 0 | 0 | 0 | 0 | 0 | 0 | 0 | 0 | 0 | 0 | 0 | 0 | 0 | 0 | 0 | 0
2016-09-08 18:00 | 0 | 0 | 0 | 0 | 0 | 804402.1982 | 633513 | 0 | 0 | 0 | 0 | 751349.2734 | 1800660.6552 | 0 | 0 | 0 | 0 | 0 | 0 | 0 | 0 | 0 | 0 | 0 | 0 | 0 | 0 | 0 | 0 | 0 | 55199.589 | 115689.6092 | 0 | 0 | 0 | 0 | 0 | 0 | 0 | 0 | 0 | 0 | 0 | 0 | 0 | 0 | 0 | 0
2016-09-08 19:00 | 0 | 0 | 0 | 0 | 0 | 794090.5144 | 646581 | 0 | 0 | 0 | 0 | 997862.1117 | 1701657.3314 | 0 | 0 | 0 | 0 | 0 | 0 | 0 | 0 | 0 | 0 | 0 | 0 | 0 | 0 | 0 | 0 | 0 | 246512.8382 | -99003.3238 | 0 | 0 | 0 | 0 | 0 | 0 | 0 | 0 | 0 | 0 | 0 | 0 | 0 | 0 | 0 | 0
2016-09-08 20:00 | 0 | 0 | 0 | 0 | 0 | 796326.1894 | 654955 | 0 | 0 | 0 | 0 | 1023543.6919 | 1817346.9406 | 0 | 0 | 0 | 0 | 0 | 0 | 0 | 0 | 0 | 0 | 0 | 0 | 0 | 0 | 0 | 0 | 0 | 25681.5802 | 115689.6092 | 0 | 0 | 0 | 0 | 0 | 0 | 0 | 0 | 0 | 0 | 0 | 0 | 0 | 0 | 0 | 0
2016-09-08 21:00 | 0 | 0 | 0 | 0 | 229353.7252 | 790450.7222 | 657602 | 0 | 0 | 0 | 0 | 1270056.5301 | 1933036.5498 | 0 | 0 | 0 | 0 | 0 | 0 | 0 | 0 | 0 | 0 | 0 | 0 | 0 | 0 | 0 | 0 | 0 | 246512.8382 | 115689.6092 | 0 | 0 | 0 | 0 | 0 | 0 | 0 | 0 | 0 | 0 | 0 | 0 | 0 | 0 | 0 | 0
2016-09-08 22:00 | 0 | 0 | 0 | 0 | 0 | 758257.2475 | 649221 | 0 | 0 | 0 | 0 | 1263403.1684 | 2048726.1591 | 0 | 0 | 0 | 0 | 0 | 0 | 0 | 0 | 0 | 0 | 0 | 0 | 0 | 0 | 0 | 0 | 0 | -6653.3618 | 115689.6092 | 0 | 0 | 0 | 0 | 0 | 0 | 0 | 0 | 0 | 0 | 0 | 0 | 0 | 0 | 0 | 0
2016-09-08 23:00 | 0 | 0 | 0 | 0 | 0 | 652219.9277 | 636235 | 0 | 0 | 0 | 0 | 1395077.7053 | 1933036.5498 | 0 | 0 | 0 | 0 | 0 | 0 | 0 | 0 | 0 | 0 | 0 | 0 | 0 | 0 | 0 | 0 | 0 | 131674.537 | -115689.6092 | 0 | 0 | 0 | 0 | 0 | 0 | 0 | 0 | 0 | 0 | 0 | 0 | 0 | 0 | 0 | 0
2016-09-09 | 0 | 0 | 0 | 0 | 434873.9913 | 446732.4343 | 625267 | 0 | 0 | 0 | 0 | 1641590.5436 | 1942863.1373 | 0 | 0 | 0 | 0 | 0 | 0 | 0 | 0 | 0 | 0 | 0 | 0 | 0 | 0 | 0 | 0 | 0 | 246512.8382 | 9826.5874 | 0 | 0 | 0 | 0 | 0 | 0 | 0 | 0 | 0 | 0 | 0 | 0 | 0 | 0 | 0 | 0
2016-09-09 01:00 | 0 | 0 | 0 | 0 | 533205.9508 | 62374.5255 | 601889 | 0 | 0 | 0 | 0 | 1750971.629 | 1827173.528 | 0 | 0 | 0 | 0 | 0 | 0 | 0 | 0 | 0 | 0 | 0 | 0 | 0 | 0 | 0 | 0 | 0 | 109381.0855 | -115689.6092 | 0 | 0 | 0 | 0 | 0 | 0 | 0 | 0 | 0 | 0 | 0 | 0 | 0 | 0 | 0 | 0
2016-09-09 02:00 | 0 | 0 | 0 | 0 | 202714.5235 | 1.029 | 564918 | 0 | 0 | 0 | 0 | 1504458.7908 | 1711483.9188 | 0 | 0 | 0 | 0 | 0 | 0 | 0 | 0 | 0 | 0 | 0 | 0 | 0 | 0 | 0 | 0 | 0 | -246512.8382 | -115689.6092 | 0 | 0 | 0 | 0 | 0 | 0 | 0 | 0 | 0 | 0 | 0 | 0 | 0 | 0 | 0 | 0
2016-09-09 03:00 | 0 | 0 | 0 | 0 | 164727.5525 | 0 | 526930 | 0 | 0 | 0 | 0 | 1257945.9526 | 1595794.3096 | 0 | 0 | 0 | 0 | 0 | 0 | 0 | 0 | 0 | 0 | 0 | 0 | 0 | 0 | 0 | 0 | 0 | -246512.8382 | -115689.6092 | 0 | 0 | 0 | 0 | 0 | 0 | 0 | 0 | 0 | 0 | 0 | 0 | 0 | 0 | 0 | 0
2016-09-09 04:00 | 0 | 0 | 0 | 0 | 542760.0652 | 0 | 491451 | 0 | 0 | 0 | 0 | 1424944.627 | 1480104.7003 | 0 | 0 | 0 | 0 | 0 | 0 | 0 | 0 | 0 | 0 | 0 | 0 | 0 | 0 | 0 | 0 | 0 | 166998.6744 | -115689.6092 | 0 | 0 | 0 | 0 | 0 | 0 | 0 | 0 | 0 | 0 | 0 | 0 | 0 | 0 | 0 | 0
2016-09-09 05:00 | 0 | 0 | 0 | 0 | 330824.771 | 0 | 461648 | 0 | 0 | 0 | 0 | 1178431.7887 | 1595794.3096 | 0 | 0 | 0 | 0 | 0 | 0 | 0 | 0 | 0 | 0 | 0 | 0 | 0 | 0 | 0 | 0 | 0 | -246512.8382 | 115689.6092 | 0 | 0 | 0 | 0 | 0 | 0 | 0 | 0 | 0 | 0 | 0 | 0 | 0 | 0 | 0 | 0
2016-09-09 06:00 | 0 | 0 | 0 | 0 | 486191.9412 | 0 | 438210 | 0 | 0 | 0 | 0 | 1342103.3392 | 1480104.7003 | 0 | 0 | 0 | 0 | 0 | 0 | 0 | 0 | 0 | 0 | 0 | 0 | 0 | 0 | 0 | 0 | 0 | 163671.5505 | -115689.6092 | 0 | 0 | 0 | 0 | 0 | 0 | 0 | 0 | 0 | 0 | 0 | 0 | 0 | 0 | 0 | 0
2016-09-09 07:00 | 0 | 0 | 0 | 0 | 60220.5525 | 0 | 422423 | 0 | 0 | 0 | 0 | 1095590.5009 | 1364415.0911 | 0 | 0 | 0 | 0 | 0 | 0 | 0 | 0 | 0 | 0 | 0 | 0 | 0 | 0 | 0 | 0 | 0 | -246512.8382 | -115689.6092 | 0 | 0 | 0 | 0 | 0 | 0 | 0 | 0 | 0 | 0 | 0 | 0 | 0 | 0 | 0 | 0
2016-09-09 08:00 | 0 | 0 | 0 | 0 | 443985.5092 | 0 | 415921 | 0 | 0 | 0 | 0 | 1007965.4009 | 1480104.7003 | 0 | 0 | 0 | 0 | 0 | 0 | 0 | 0 | 0 | 0 | 0 | 0 | 0 | 0 | 0 | 0 | 0 | -87625.1001 | 115689.6092 | 0 | 0 | 0 | 0 | 0 | 0 | 0 | 0 | 0 | 0 | 0 | 0 | 0 | 0 | 0 | 0
2016-09-09 09:00 | 0 | 0 | 0 | 0 | 61015.5525 | 0 | 423218 | 0 | 0 | 0 | 0 | 761452.5626 | 1364415.0911 | 0 | 0 | 0 | 0 | 0 | 0 | 0 | 0 | 0 | 0 | 0 | 0 | 0 | 0 | 0 | 0 | 0 | -246512.8382 | -115689.6092 | 0 | 0 | 0 | 0 | 0 | 0 | 0 | 0 | 0 | 0 | 0 | 0 | 0 | 0 | 0 | 0
2016-09-09 10:00 | 0 | 0 | 0 | 0 | 409785.061 | 0 | 446054 | 0 | 0 | 0 | 0 | 609494.0145 | 1480104.7003 | 0 | 0 | 0 | 0 | 0 | 0 | 0 | 0 | 0 | 0 | 0 | 0 | 0 | 0 | 0 | 0 | 0 | -151958.5482 | 115689.6092 | 0 | 0 | 0 | 0 | 0 | 0 | 0 | 0 | 0 | 0 | 0 | 0 | 0 | 0 | 0 | 0
2016-09-09 11:00 | 0 | 0 | 0 | 0 | 105178.5525 | 0 | 467381 | 0 | 0 | 0 | 0 | 362981.1762 | 1364415.0911 | 0 | 0 | 0 | 0 | 0 | 0 | 0 | 0 | 0 | 0 | 0 | 0 | 0 | 0 | 0 | 0 | 0 | -246512.8382 | -115689.6092 | 0 | 0 | 0 | 0 | 0 | 0 | 0 | 0 | 0 | 0 | 0 | 0 | 0 | 0 | 0 | 0
2016-09-09 12:00 | 0 | 0 | 0 | 0 | 358451.101 | 52.6057 | 482993 | 0 | 0 | 0 | 0 | 354181.4922 | 1248725.4819 | 0 | 0 | 0 | 0 | 0 | 0 | 0 | 0 | 0 | 0 | 0 | 0 | 0 | 0 | 0 | 0 | 0 | -8799.684 | -115689.6092 | 0 | 0 | 0 | 0 | 0 | 0 | 0 | 0 | 0 | 0 | 0 | 0 | 0 | 0 | 0 | 0
2016-09-09 13:00 | 0 | 0 | 0 | 0 | 251316.2864 | 142757.6305 | 506442 | 0 | 0 | 0 | 0 | 126123.7998 | 1364415.0911 | 0 | 0 | 0 | 0 | 0 | 0 | 0 | 0 | 0 | 0 | 0 | 0 | 0 | 0 | 0 | 0 | 0 | -228057.6924 | 115689.6092 | 0 | 0 | 0 | 0 | 0 | 0 | 0 | 0 | 0 | 0 | 0 | 0 | 0 | 0 | 0 | 0
2016-09-09 14:00 | 0 | 0 | 0 | 0 | 0 | 591283.9106 | 534724 | 0 | 0 | 0 | 0 | 298373.3196 | 1248725.4819 | 0 | 0 | 0 | 0 | 0 | 0 | 0 | 0 | 0 | 0 | 0 | 0 | 0 | 0 | 0 | 0 | 0 | 172249.5198 | -115689.6092 | 0 | 0 | 0 | 0 | 0 | 0 | 0 | 0 | 0 | 0 | 0 | 0 | 0 | 0 | 0 | 0
2016-09-09 15:00 | 0 | 0 | 0 | 0 | 0 | 801016.5032 | 563014 | 0 | 0 | 0 | 0 | 544886.1578 | 1240215.1468 | 0 | 0 | 0 | 0 | 0 | 0 | 0 | 0 | 0 | 0 | 0 | 0 | 0 | 0 | 0 | 0 | 0 | 246512.8382 | -8510.335 | 0 | 0 | 0 | 0 | 0 | 0 | 0 | 0 | 0 | 0 | 0 | 0 | 0 | 0 | 0 | 0
2016-09-09 16:00 | 0 | 0 | 0 | 0 | 0 | 830712.4315 | 588325 | 0 | 0 | 0 | 0 | 671583.9801 | 1355904.7561 | 0 | 0 | 0 | 0 | 0 | 0 | 0 | 0 | 0 | 0 | 0 | 0 | 0 | 0 | 0 | 0 | 0 | 126697.8222 | 115689.6092 | 0 | 0 | 0 | 0 | 0 | 0 | 0 | 0 | 0 | 0 | 0 | 0 | 0 | 0 | 0 | 0
2016-09-09 17:00 | 0 | 0 | 0 | 0 | 0 | 827183.7697 | 611508 | 0 | 0 | 0 | 0 | 918096.8183 | 1325067.6875 | 0 | 0 | 0 | 0 | 0 | 0 | 0 | 0 | 0 | 0 | 0 | 0 | 0 | 0 | 0 | 0 | 0 | 246512.8382 | -30837.0686 | 0 | 0 | 0 | 0 | 0 | 0 | 0 | 0 | 0 | 0 | 0 | 0 | 0 | 0 | 0 | 0
2016-09-09 18:00 | 0 | 0 | 0 | 0 | 0 | 813488.9719 | 629152 | 0 | 0 | 0 | 0 | 986744.1809 | 1440757.2967 | 0 | 0 | 0 | 0 | 0 | 0 | 0 | 0 | 0 | 0 | 0 | 0 | 0 | 0 | 0 | 0 | 0 | 68647.3626 | 115689.6092 | 0 | 0 | 0 | 0 | 0 | 0 | 0 | 0 | 0 | 0 | 0 | 0 | 0 | 0 | 0 | 0
2016-09-09 19:00 | 0 | 0 | 0 | 0 | 0 | 802014.0768 | 640895 | 0 | 0 | 0 | 0 | 1233257.0192 | 1355363.5353 | 0 | 0 | 0 | 0 | 0 | 0 | 0 | 0 | 0 | 0 | 0 | 0 | 0 | 0 | 0 | 0 | 0 | 246512.8382 | -85393.7614 | 0 | 0 | 0 | 0 | 0 | 0 | 0 | 0 | 0 | 0 | 0 | 0 | 0 | 0 | 0 | 0
2016-09-09 20:00 | 0 | 0 | 0 | 0 | 0 | 804235.3036 | 647977 | 0 | 0 | 0 | 0 | 1273825.7136 | 1471053.1445 | 0 | 0 | 0 | 0 | 0 | 0 | 0 | 0 | 0 | 0 | 0 | 0 | 0 | 0 | 0 | 0 | 0 | 40568.6944 | 115689.6092 | 0 | 0 | 0 | 0 | 0 | 0 | 0 | 0 | 0 | 0 | 0 | 0 | 0 | 0 | 0 | 0
2016-09-09 21:00 | 0 | 0 | 0 | 0 | 208189.3957 | 801527.0518 | 647514 | 0 | 0 | 0 | 0 | 1520338.5518 | 1586742.7538 | 0 | 0 | 0 | 0 | 0 | 0 | 0 | 0 | 0 | 0 | 0 | 0 | 0 | 0 | 0 | 0 | 0 | 246512.8382 | 115689.6092 | 0 | 0 | 0 | 0 | 0 | 0 | 0 | 0 | 0 | 0 | 0 | 0 | 0 | 0 | 0 | 0
2016-09-09 22:00 | 0 | 0 | 0 | 0 | 0 | 770519.374 | 635007 | 0 | 0 | 0 | 0 | 1540161.3167 | 1702432.363 | 0 | 0 | 0 | 0 | 0 | 0 | 0 | 0 | 0 | 0 | 0 | 0 | 0 | 0 | 0 | 0 | 0 | 19822.7648 | 115689.6092 | 0 | 0 | 0 | 0 | 0 | 0 | 0 | 0 | 0 | 0 | 0 | 0 | 0 | 0 | 0 | 0
2016-09-09 23:00 | 0 | 0 | 0 | 0 | 0 | 663750.9041 | 616608 | 0 | 0 | 0 | 0 | 1529987.4687 | 1759749.1151 | 0 | 0 | 0 | 0 | 0 | 0 | 0 | 0 | 0 | 0 | 0 | 0 | 0 | 0 | 0 | 0 | 0 | -10173.848 | 57316.7521 | 0 | 0 | 0 | 0 | 0 | 0 | 0 | 0 | 0 | 0 | 0 | 0 | 0 | 0 | 0 | 0
2016-09-10 | 0 | 0 | 0 | 0 | 38906.6676 | 432411.1034 | 602141 | 0 | 0 | 0 | 0 | 1283474.6304 | 1875438.7243 | 0 | 0 | 0 | 0 | 0 | 0 | 0 | 0 | 0 | 0 | 0 | 0 | 0 | 0 | 0 | 0 | 0 | -246512.8382 | 115689.6092 | 0 | 0 | 0 | 0 | 0 | 0 | 0 | 0 | 0 | 0 | 0 | 0 | 0 | 0 | 0 | 0
2016-09-10 01:00 | 0 | 0 | 0 | 0 | 626474.4472 | 62852.575 | 579290 | 0 | 0 | 0 | 0 | 1277822.0433 | 1991128.3335 | 0 | 0 | 0 | 0 | 0 | 0 | 0 | 0 | 0 | 0 | 0 | 0 | 0 | 0 | 0 | 0 | 0 | -5652.5871 | 115689.6092 | 0 | 0 | 0 | 0 | 0 | 0 | 0 | 0 | 0 | 0 | 0 | 0 | 0 | 0 | 0 | 0
2016-09-10 02:00 | 0 | 0 | 0 | 0 | 186347.9855 | 0.56701 | 548551 | 0 | 0 | 0 | 0 | 1031309.2051 | 1875438.7243 | 0 | 0 | 0 | 0 | 0 | 0 | 0 | 0 | 0 | 0 | 0 | 0 | 0 | 0 | 0 | 0 | 0 | -246512.8382 | -115689.6092 | 0 | 0 | 0 | 0 | 0 | 0 | 0 | 0 | 0 | 0 | 0 | 0 | 0 | 0 | 0 | 0
2016-09-10 03:00 | 0 | 0 | 0 | 0 | 153160.5525 | 0 | 515363 | 0 | 0 | 0 | 0 | 784796.3669 | 1759749.1151 | 0 | 0 | 0 | 0 | 0 | 0 | 0 | 0 | 0 | 0 | 0 | 0 | 0 | 0 | 0 | 0 | 0 | -246512.8382 | -115689.6092 | 0 | 0 | 0 | 0 | 0 | 0 | 0 | 0 | 0 | 0 | 0 | 0 | 0 | 0 | 0 | 0
2016-09-10 04:00 | 0 | 0 | 0 | 0 | 615819.2557 | 0 | 482675 | 0 | 0 | 0 | 0 | 1031309.2051 | 1646380.5325 | 0 | 0 | 0 | 0 | 0 | 0 | 0 | 0 | 0 | 0 | 0 | 0 | 0 | 0 | 0 | 0 | 0 | 246512.8382 | -113368.5825 | 0 | 0 | 0 | 0 | 0 | 0 | 0 | 0 | 0 | 0 | 0 | 0 | 0 | 0 | 0 | 0
2016-09-10 05:00 | 0 | 0 | 0 | 0 | 90392.5525 | 0 | 452595 | 0 | 0 | 0 | 0 | 784796.3669 | 1530690.9233 | 0 | 0 | 0 | 0 | 0 | 0 | 0 | 0 | 0 | 0 | 0 | 0 | 0 | 0 | 0 | 0 | 0 | -246512.8382 | -115689.6092 | 0 | 0 | 0 | 0 | 0 | 0 | 0 | 0 | 0 | 0 | 0 | 0 | 0 | 0 | 0 | 0
2016-09-10 06:00 | 0 | 0 | 0 | 0 | 298894.771 | 0 | 429718 | 0 | 0 | 0 | 0 | 538283.5286 | 1646380.5325 | 0 | 0 | 0 | 0 | 0 | 0 | 0 | 0 | 0 | 0 | 0 | 0 | 0 | 0 | 0 | 0 | 0 | -246512.8382 | 115689.6092 | 0 | 0 | 0 | 0 | 0 | 0 | 0 | 0 | 0 | 0 | 0 | 0 | 0 | 0 | 0 | 0
2016-09-10 07:00 | 0 | 0 | 0 | 0 | 614082.8163 | 0 | 412703 | 0 | 0 | 0 | 0 | 784796.3669 | 1601247.5106 | 0 | 0 | 0 | 0 | 0 | 0 | 0 | 0 | 0 | 0 | 0 | 0 | 0 | 0 | 0 | 0 | 0 | 246512.8382 | -45133.022 | 0 | 0 | 0 | 0 | 0 | 0 | 0 | 0 | 0 | 0 | 0 | 0 | 0 | 0 | 0 | 0
2016-09-10 08:00 | 0 | 0 | 0 | 0 | 39889.5525 | 0 | 402092 | 0 | 0 | 0 | 0 | 538283.5286 | 1485557.9014 | 0 | 0 | 0 | 0 | 0 | 0 | 0 | 0 | 0 | 0 | 0 | 0 | 0 | 0 | 0 | 0 | 0 | -246512.8382 | -115689.6092 | 0 | 0 | 0 | 0 | 0 | 0 | 0 | 0 | 0 | 0 | 0 | 0 | 0 | 0 | 0 | 0
2016-09-10 09:00 | 0 | 0 | 0 | 0 | 36497.5525 | 0 | 398700 | 0 | 0 | 0 | 0 | 291770.6904 | 1369868.2921 | 0 | 0 | 0 | 0 | 0 | 0 | 0 | 0 | 0 | 0 | 0 | 0 | 0 | 0 | 0 | 0 | 0 | -246512.8382 | -115689.6092 | 0 | 0 | 0 | 0 | 0 | 0 | 0 | 0 | 0 | 0 | 0 | 0 | 0 | 0 | 0 | 0
2016-09-10 10:00 | 0 | 0 | 0 | 0 | 510867.2228 | 0 | 401747 | 0 | 0 | 0 | 0 | 285201.304 | 1485557.9014 | 0 | 0 | 0 | 0 | 0 | 0 | 0 | 0 | 0 | 0 | 0 | 0 | 0 | 0 | 0 | 0 | 0 | -6569.3864 | 115689.6092 | 0 | 0 | 0 | 0 | 0 | 0 | 0 | 0 | 0 | 0 | 0 | 0 | 0 | 0 | 0 | 0
2016-09-10 11:00 | 0 | 0 | 0 | 0 | 46237.5525 | 0 | 408440 | 0 | 0 | 0 | 0 | 38688.4657 | 1369868.2921 | 0 | 0 | 0 | 0 | 0 | 0 | 0 | 0 | 0 | 0 | 0 | 0 | 0 | 0 | 0 | 0 | 0 | -246512.8382 | -115689.6092 | 0 | 0 | 0 | 0 | 0 | 0 | 0 | 0 | 0 | 0 | 0 | 0 | 0 | 0 | 0 | 0
2016-09-10 12:00 | 0 | 0 | 0 | 0 | 457051.5041 | 38.0105 | 426216 | 0 | 0 | 0 | 0 | 185251.5896 | 1254178.6829 | 0 | 0 | 0 | 0 | 0 | 0 | 0 | 0 | 0 | 0 | 0 | 0 | 0 | 0 | 0 | 0 | 0 | 146563.1239 | -115689.6092 | 0 | 0 | 0 | 0 | 0 | 0 | 0 | 0 | 0 | 0 | 0 | 0 | 0 | 0 | 0 | 0
2016-09-10 13:00 | 0 | 0 | 0 | 0 | 308042.3096 | 128760.0778 | 452245 | 0 | 0 | 0 | 0 | 54119.3678 | 1369868.2921 | 0 | 0 | 0 | 0 | 0 | 0 | 0 | 0 | 0 | 0 | 0 | 0 | 0 | 0 | 0 | 0 | 0 | -131132.2218 | 115689.6092 | 0 | 0 | 0 | 0 | 0 | 0 | 0 | 0 | 0 | 0 | 0 | 0 | 0 | 0 | 0 | 0
2016-09-10 14:00 | 0 | 0 | 0 | 0 | 0 | 544051.2414 | 482481 | 0 | 0 | 0 | 0 | 0 | 1485557.9014 | 0 | 0 | 0 | 0 | 0 | 0 | 0 | 0 | 0 | 0 | 0 | 0 | 0 | 0 | 0 | 0 | 0 | -54119.3678 | 115689.6092 | 0 | 0 | 0 | 0 | 0 | 0 | 0 | 0 | 0 | 0 | 0 | 0 | 0 | 0 | 0 | 0
2016-09-10 15:00 | 0 | 0 | 0 | 0 | 101542.3459 | 772214.1016 | 511554 | 0 | 0 | 0 | 0 | 246512.8382 | 1601247.5106 | 0 | 0 | 0 | 0 | 0 | 0 | 0 | 0 | 0 | 0 | 0 | 0 | 0 | 0 | 0 | 0 | 0 | 246512.8382 | 115689.6092 | 0 | 0 | 0 | 0 | 0 | 0 | 0 | 0 | 0 | 0 | 0 | 0 | 0 | 0 | 0 | 0
2016-09-10 16:00 | 0 | 0 | 0 | 0 | 0 | 815925.6753 | 535911 | 0 | 0 | 0 | 0 | 410837.9043 | 1716937.1198 | 0 | 0 | 0 | 0 | 0 | 0 | 0 | 0 | 0 | 0 | 0 | 0 | 0 | 0 | 0 | 0 | 0 | 164325.0661 | 115689.6092 | 0 | 0 | 0 | 0 | 0 | 0 | 0 | 0 | 0 | 0 | 0 | 0 | 0 | 0 | 0 | 0
2016-09-10 17:00 | 0 | 0 | 0 | 0 | 0 | 813116.7659 | 554524 | 0 | 0 | 0 | 0 | 657350.7426 | 1729017.0475 | 0 | 0 | 0 | 0 | 0 | 0 | 0 | 0 | 0 | 0 | 0 | 0 | 0 | 0 | 0 | 0 | 0 | 246512.8382 | 12079.9276 | 0 | 0 | 0 | 0 | 0 | 0 | 0 | 0 | 0 | 0 | 0 | 0 | 0 | 0 | 0 | 0
2016-09-10 18:00 | 0 | 0 | 0 | 0 | 0 | 800460.1657 | 567796 | 0 | 0 | 0 | 0 | 774325.299 | 1844706.6567 | 0 | 0 | 0 | 0 | 0 | 0 | 0 | 0 | 0 | 0 | 0 | 0 | 0 | 0 | 0 | 0 | 0 | 116974.5564 | 115689.6092 | 0 | 0 | 0 | 0 | 0 | 0 | 0 | 0 | 0 | 0 | 0 | 0 | 0 | 0 | 0 | 0
2016-09-10 19:00 | 0 | 0 | 0 | 0 | 0 | 792550.6325 | 576545 | 0 | 0 | 0 | 0 | 874641.3223 | 1960396.2659 | 0 | 0 | 0 | 0 | 0 | 0 | 0 | 0 | 0 | 0 | 0 | 0 | 0 | 0 | 0 | 0 | 0 | 100316.0233 | 115689.6092 | 0 | 0 | 0 | 0 | 0 | 0 | 0 | 0 | 0 | 0 | 0 | 0 | 0 | 0 | 0 | 0
2016-09-10 20:00 | 0 | 0 | 0 | 0 | 0 | 798341.6953 | 581338 | 0 | 0 | 0 | 0 | 1121154.1605 | 1930887.123 | 0 | 0 | 0 | 0 | 0 | 0 | 0 | 0 | 0 | 0 | 0 | 0 | 0 | 0 | 0 | 0 | 0 | 246512.8382 | -29509.1429 | 0 | 0 | 0 | 0 | 0 | 0 | 0 | 0 | 0 | 0 | 0 | 0 | 0 | 0 | 0 | 0
2016-09-10 21:00 | 0 | 0 | 0 | 0 | 0 | 800257.4562 | 580827 | 0 | 0 | 0 | 0 | 1224895.0074 | 2046576.7323 | 0 | 0 | 0 | 0 | 0 | 0 | 0 | 0 | 0 | 0 | 0 | 0 | 0 | 0 | 0 | 0 | 0 | 103740.8469 | 115689.6092 | 0 | 0 | 0 | 0 | 0 | 0 | 0 | 0 | 0 | 0 | 0 | 0 | 0 | 0 | 0 | 0
2016-09-10 22:00 | 0 | 0 | 0 | 0 | 0 | 772321.7995 | 572569 | 0 | 0 | 0 | 0 | 1308958.1977 | 2162266.3415 | 0 | 0 | 0 | 0 | 0 | 0 | 0 | 0 | 0 | 0 | 0 | 0 | 0 | 0 | 0 | 0 | 0 | 84063.1902 | 115689.6092 | 0 | 0 | 0 | 0 | 0 | 0 | 0 | 0 | 0 | 0 | 0 | 0 | 0 | 0 | 0 | 0
2016-09-10 23:00 | 0 | 0 | 0 | 0 | 0 | 665232.4524 | 561112 | 0 | 0 | 0 | 0 | 1528768.2593 | 2046576.7323 | 0 | 0 | 0 | 0 | 0 | 0 | 0 | 0 | 0 | 0 | 0 | 0 | 0 | 0 | 0 | 0 | 0 | 219810.0617 | -115689.6092 | 0 | 0 | 0 | 0 | 0 | 0 | 0 | 0 | 0 | 0 | 0 | 0 | 0 | 0 | 0 | 0
2016-09-11 | 0 | 0 | 0 | 0 | 275930.1999 | 421926.8287 | 551027 | 0 | 0 | 0 | 0 | 1559908.6787 | 2162266.3415 | 0 | 0 | 0 | 0 | 0 | 0 | 0 | 0 | 0 | 0 | 0 | 0 | 0 | 0 | 0 | 0 | 0 | 31140.4194 | 115689.6092 | 0 | 0 | 0 | 0 | 0 | 0 | 0 | 0 | 0 | 0 | 0 | 0 | 0 | 0 | 0 | 0
2016-09-11 01:00 | 0 | 0 | 0 | 0 | 343193.5179 | 56139.6436 | 533658 | 0 | 0 | 0 | 0 | 1541273.4494 | 2046576.7323 | 0 | 0 | 0 | 0 | 0 | 0 | 0 | 0 | 0 | 0 | 0 | 0 | 0 | 0 | 0 | 0 | 0 | -18635.2294 | -115689.6092 | 0 | 0 | 0 | 0 | 0 | 0 | 0 | 0 | 0 | 0 | 0 | 0 | 0 | 0 | 0 | 0
2016-09-11 02:00 | 0 | 0 | 0 | 0 | 144718.4854 | 0.067096 | 506921 | 0 | 0 | 0 | 0 | 1294760.6111 | 1930887.123 | 0 | 0 | 0 | 0 | 0 | 0 | 0 | 0 | 0 | 0 | 0 | 0 | 0 | 0 | 0 | 0 | 0 | -246512.8382 | -115689.6092 | 0 | 0 | 0 | 0 | 0 | 0 | 0 | 0 | 0 | 0 | 0 | 0 | 0 | 0 | 0 | 0
2016-09-11 03:00 | 0 | 0 | 0 | 0 | 346455.771 | 0 | 477279 | 0 | 0 | 0 | 0 | 1048247.7729 | 2046576.7323 | 0 | 0 | 0 | 0 | 0 | 0 | 0 | 0 | 0 | 0 | 0 | 0 | 0 | 0 | 0 | 0 | 0 | -246512.8382 | 115689.6092 | 0 | 0 | 0 | 0 | 0 | 0 | 0 | 0 | 0 | 0 | 0 | 0 | 0 | 0 | 0 | 0
2016-09-11 04:00 | 0 | 0 | 0 | 0 | 533826.7049 | 0 | 447993 | 0 | 0 | 0 | 0 | 1249771.087 | 1930887.123 | 0 | 0 | 0 | 0 | 0 | 0 | 0 | 0 | 0 | 0 | 0 | 0 | 0 | 0 | 0 | 0 | 0 | 201523.3142 | -115689.6092 | 0 | 0 | 0 | 0 | 0 | 0 | 0 | 0 | 0 | 0 | 0 | 0 | 0 | 0 | 0 | 0
2016-09-11 05:00 | 0 | 0 | 0 | 0 | 59914.5525 | 0 | 422117 | 0 | 0 | 0 | 0 | 1003258.2488 | 1815197.5138 | 0 | 0 | 0 | 0 | 0 | 0 | 0 | 0 | 0 | 0 | 0 | 0 | 0 | 0 | 0 | 0 | 0 | -246512.8382 | -115689.6092 | 0 | 0 | 0 | 0 | 0 | 0 | 0 | 0 | 0 | 0 | 0 | 0 | 0 | 0 | 0 | 0
2016-09-11 06:00 | 0 | 0 | 0 | 0 | 271534.771 | 0 | 402358 | 0 | 0 | 0 | 0 | 756745.4106 | 1930887.123 | 0 | 0 | 0 | 0 | 0 | 0 | 0 | 0 | 0 | 0 | 0 | 0 | 0 | 0 | 0 | 0 | 0 | -246512.8382 | 115689.6092 | 0 | 0 | 0 | 0 | 0 | 0 | 0 | 0 | 0 | 0 | 0 | 0 | 0 | 0 | 0 | 0
2016-09-11 07:00 | 0 | 0 | 0 | 0 | 618375.8188 | 0 | 386718 | 0 | 0 | 0 | 0 | 1003258.2488 | 1901947.5511 | 0 | 0 | 0 | 0 | 0 | 0 | 0 | 14084.5525 | 0 | 0 | 0 | 0 | 0 | 0 | 0 | 0 | 0 | 246512.8382 | -28939.5719 | 0 | 0 | 0 | 0 | 0 | 0 | 0 | 0 | 0 | 14084.5525 | 0 | 0 | 0 | 0 | 0 | 0
2016-09-11 08:00 | 0 | 0 | 0 | 0 | 0 | 0 | 376287 | 0 | 0 | 0 | 0 | 756745.4106 | 1786257.9419 | 0 | 0 | 0 | 0 | 0 | 0 | 0 | 0 | 0 | 0 | 0 | 0 | 0 | 0 | 0 | 0 | 0 | -246512.8382 | -115689.6092 | 0 | 0 | 0 | 0 | 0 | 0 | 0 | 0 | 0 | -14084.5525 | 0 | 0 | 0 | 0 | 0 | 0
2016-09-11 09:00 | 0 | 0 | 0 | 0 | 240918.771 | 0 | 371742 | 0 | 0 | 0 | 0 | 510232.5723 | 1901947.5511 | 0 | 0 | 0 | 0 | 0 | 0 | 0 | 0 | 0 | 0 | 0 | 0 | 0 | 0 | 0 | 0 | 0 | -246512.8382 | 115689.6092 | 0 | 0 | 0 | 0 | 0 | 0 | 0 | 0 | 0 | 0 | 0 | 0 | 0 | 0 | 0 | 0
2016-09-11 10:00 | 0 | 0 | 0 | 0 | 579375.6113 | 0 | 372620 | 0 | 0 | 0 | 0 | 756745.4106 | 1848517.7717 | 0 | 0 | 0 | 0 | 0 | 0 | 0 | 13672.5525 | 0 | 0 | 0 | 0 | 0 | 0 | 0 | 0 | 0 | 246512.8382 | -53429.7794 | 0 | 0 | 0 | 0 | 0 | 0 | 0 | 0 | 0 | 13672.5525 | 0 | 0 | 0 | 0 | 0 | 0
2016-09-11 11:00 | 0 | 0 | 0 | 0 | 0 | 0 | 375875 | 0 | 0 | 0 | 0 | 510232.5723 | 1732828.1624 | 0 | 0 | 0 | 0 | 0 | 0 | 0 | 0 | 0 | 0 | 0 | 0 | 0 | 0 | 0 | 0 | 0 | -246512.8382 | -115689.6092 | 0 | 0 | 0 | 0 | 0 | 0 | 0 | 0 | 0 | -13672.5525 | 0 | 0 | 0 | 0 | 0 | 0
2016-09-11 12:00 | 0 | 0 | 0 | 0 | 27274.7567 | 60.7958 | 389538 | 0 | 0 | 0 | 0 | 263719.7341 | 1617138.5532 | 0 | 0 | 0 | 0 | 0 | 0 | 0 | 0 | 0 | 0 | 0 | 0 | 0 | 0 | 0 | 0 | 0 | -246512.8382 | -115689.6092 | 0 | 0 | 0 | 0 | 0 | 0 | 0 | 0 | 0 | 0 | 0 | 0 | 0 | 0 | 0 | 0
2016-09-11 13:00 | 0 | 0 | 0 | 0 | 324216.1641 | 138872.8888 | 412784 | 0 | 0 | 0 | 0 | 198335.1778 | 1732828.1624 | 0 | 0 | 0 | 0 | 0 | 0 | 0 | 0 | 0 | 0 | 0 | 0 | 0 | 0 | 0 | 0 | 0 | -65384.5563 | 115689.6092 | 0 | 0 | 0 | 0 | 0 | 0 | 0 | 0 | 0 | 0 | 0 | 0 | 0 | 0 | 0 | 0
2016-09-11 14:00 | 0 | 0 | 0 | 0 | 215429.9769 | 583815.4706 | 437043 | 0 | 0 | 0 | 0 | 444848.0161 | 1848517.7717 | 0 | 0 | 0 | 0 | 0 | 0 | 0 | 0 | 0 | 0 | 0 | 0 | 0 | 0 | 0 | 0 | 0 | 246512.8382 | 115689.6092 | 0 | 0 | 0 | 0 | 0 | 0 | 0 | 0 | 0 | 0 | 0 | 0 | 0 | 0 | 0 | 0
2016-09-11 15:00 | 0 | 0 | 0 | 0 | 47766.5915 | 774355.856 | 459920 | 0 | 0 | 0 | 0 | 691360.8543 | 1964207.3809 | 0 | 0 | 0 | 0 | 0 | 0 | 0 | 0 | 0 | 0 | 0 | 0 | 0 | 0 | 0 | 0 | 0 | 246512.8382 | 115689.6092 | 0 | 0 | 0 | 0 | 0 | 0 | 0 | 0 | 0 | 0 | 0 | 0 | 0 | 0 | 0 | 0
2016-09-11 16:00 | 0 | 0 | 0 | 0 | 0 | 818564.1821 | 482980 | 0 | 0 | 0 | 0 | 911255.4272 | 2079896.9901 | 0 | 0 | 0 | 0 | 0 | 0 | 0 | 0 | 0 | 0 | 0 | 0 | 0 | 0 | 0 | 0 | 0 | 219894.5729 | 115689.6092 | 0 | 0 | 0 | 0 | 0 | 0 | 0 | 0 | 0 | 0 | 0 | 0 | 0 | 0 | 0 | 0
2016-09-11 17:00 | 0 | 0 | 0 | 0 | 0 | 809598.4205 | 503234 | 0 | 0 | 0 | 0 | 1157768.2654 | 2139748.5724 | 0 | 0 | 0 | 0 | 0 | 0 | 0 | 0 | 0 | 0 | 0 | 0 | 0 | 0 | 0 | 0 | 0 | 246512.8382 | 59851.5822 | 0 | 0 | 0 | 0 | 0 | 0 | 0 | 0 | 0 | 0 | 0 | 0 | 0 | 0 | 0 | 0
2016-09-11 18:00 | 0 | 0 | 0 | 0 | 0 | 793729.7914 | 519746 | 0 | 0 | 0 | 0 | 1316062.4476 | 2255438.1816 | 0 | 0 | 0 | 0 | 0 | 0 | 0 | 0 | 0 | 0 | 0 | 0 | 0 | 0 | 0 | 0 | 0 | 158294.1822 | 115689.6092 | 0 | 0 | 0 | 0 | 0 | 0 | 0 | 0 | 0 | 0 | 0 | 0 | 0 | 0 | 0 | 0
2016-09-11 19:00 | 0 | 0 | 0 | 0 | 0 | 778763.2581 | 532370 | 0 | 0 | 0 | 0 | 1562575.2858 | 2255318.6014 | 0 | 0 | 0 | 0 | 0 | 0 | 0 | 0 | 0 | 0 | 0 | 0 | 0 | 0 | 0 | 0 | 0 | 246512.8382 | -119.5802 | 0 | 0 | 0 | 0 | 0 | 0 | 0 | 0 | 0 | 0 | 0 | 0 | 0 | 0 | 0 | 0
2016-09-11 20:00 | 0 | 0 | 0 | 0 | 0 | 776215.8148 | 542155 | 0 | 0 | 0 | 0 | 1680946.4914 | 2371008.2107 | 0 | 0 | 0 | 0 | 0 | 0 | 0 | 0 | 0 | 0 | 0 | 0 | 0 | 0 | 0 | 0 | 0 | 118371.2056 | 115689.6092 | 0 | 0 | 0 | 0 | 0 | 0 | 0 | 0 | 0 | 0 | 0 | 0 | 0 | 0 | 0 | 0
2016-09-11 21:00 | 0 | 0 | 0 | 0 | 0 | 768304.1837 | 547828 | 0 | 0 | 0 | 0 | 1927459.3296 | 2344971.5562 | 0 | 0 | 0 | 0 | 0 | 0 | 0 | 0 | 0 | 0 | 0 | 0 | 0 | 0 | 0 | 0 | 0 | 246512.8382 | -26036.6545 | 0 | 0 | 0 | 0 | 0 | 0 | 0 | 0 | 0 | 0 | 0 | 0 | 0 | 0 | 0 | 0
2016-09-11 22:00 | 0 | 0 | 0 | 0 | 0 | 730608.3067 | 543941 | 0 | 0 | 0 | 0 | 1998437.0271 | 2460661.1654 | 0 | 0 | 0 | 0 | 0 | 0 | 0 | 0 | 0 | 0 | 0 | 0 | 0 | 0 | 0 | 0 | 0 | 70977.6974 | 115689.6092 | 0 | 0 | 0 | 0 | 0 | 0 | 0 | 0 | 0 | 0 | 0 | 0 | 0 | 0 | 0 | 0
2016-09-11 23:00 | 0 | 0 | 0 | 0 | 0 | 607841.7943 | 534700 | 0 | 0 | 0 | 0 | 1955889.2122 | 2576350.7746 | 0 | 0 | 0 | 0 | 0 | 0 | 0 | 0 | 0 | 0 | 0 | 0 | 0 | 0 | 0 | 0 | 0 | -42547.8149 | 115689.6092 | 0 | 0 | 0 | 0 | 0 | 0 | 0 | 0 | 0 | 0 | 0 | 0 | 0 | 0 | 0 | 0
2016-09-12 | 0 | 0 | 0 | 0 | 0 | 376745.9614 | 527731 | 0 | 0 | 0 | 0 | 1920593.7828 | 2460661.1654 | 0 | 0 | 0 | 0 | 0 | 0 | 0 | 0 | 0 | 0 | 0 | 0 | 0 | 0 | 0 | 0 | 0 | -35295.4294 | -115689.6092 | 0 | 0 | 0 | 0 | 0 | 0 | 0 | 0 | 0 | 0 | 0 | 0 | 0 | 0 | 0 | 0
2016-09-12 01:00 | 0 | 0 | 0 | 0 | 94384.6309 | 53024.9216 | 509612 | 0 | 0 | 0 | 0 | 1674080.9445 | 2344971.5562 | 0 | 0 | 0 | 0 | 0 | 0 | 0 | 0 | 0 | 0 | 0 | 0 | 0 | 0 | 0 | 0 | 0 | -246512.8382 | -115689.6092 | 0 | 0 | 0 | 0 | 0 | 0 | 0 | 0 | 0 | 0 | 0 | 0 | 0 | 0 | 0 | 0
2016-09-12 02:00 | 0 | 0 | 0 | 0 | 784222.722 | 0 | 480759 | 0 | 0 | 0 | 0 | 1920593.7828 | 2401922.44 | 0 | 0 | 0 | 0 | 0 | 0 | 0 | 0 | 0 | 0 | 0 | 0 | 0 | 0 | 0 | 0 | 0 | 246512.8382 | 56950.8838 | 0 | 0 | 0 | 0 | 0 | 0 | 0 | 0 | 0 | 0 | 0 | 0 | 0 | 0 | 0 | 0
2016-09-12 03:00 | 0 | 0 | 0 | 0 | 87524.5525 | 0 | 449727 | 0 | 0 | 0 | 0 | 1674080.9445 | 2286232.8307 | 0 | 0 | 0 | 0 | 0 | 0 | 0 | 0 | 0 | 0 | 0 | 0 | 0 | 0 | 0 | 0 | 0 | -246512.8382 | -115689.6092 | 0 | 0 | 0 | 0 | 0 | 0 | 0 | 0 | 0 | 0 | 0 | 0 | 0 | 0 | 0 | 0
2016-09-12 04:00 | 0 | 0 | 0 | 0 | 289769.771 | 0 | 420593 | 0 | 0 | 0 | 0 | 1427568.1063 | 2401922.44 | 0 | 0 | 0 | 0 | 0 | 0 | 0 | 0 | 0 | 0 | 0 | 0 | 0 | 0 | 0 | 0 | 0 | -246512.8382 | 115689.6092 | 0 | 0 | 0 | 0 | 0 | 0 | 0 | 0 | 0 | 0 | 0 | 0 | 0 | 0 | 0 | 0
2016-09-12 05:00 | 0 | 0 | 0 | 0 | 721715.7561 | 0 | 395761 | 0 | 0 | 0 | 0 | 1622345.7007 | 2517612.0492 | 0 | 0 | 0 | 0 | 0 | 0 | 0 | 15487.5525 | 0 | 0 | 0 | 0 | 0 | 0 | 0 | 0 | 0 | 194777.5944 | 115689.6092 | 0 | 0 | 0 | 0 | 0 | 0 | 0 | 0 | 0 | 15487.5525 | 0 | 0 | 0 | 0 | 0 | 0
2016-09-12 06:00 | 0 | 0 | 0 | 0 | 0 | 0 | 377690 | 0 | 0 | 0 | 0 | 1375832.8624 | 2401922.44 | 0 | 0 | 0 | 0 | 0 | 0 | 0 | 0 | 0 | 0 | 0 | 0 | 0 | 0 | 0 | 0 | 0 | -246512.8382 | -115689.6092 | 0 | 0 | 0 | 0 | 0 | 0 | 0 | 0 | 0 | -15487.5525 | 0 | 0 | 0 | 0 | 0 | 0
2016-09-12 07:00 | 0 | 0 | 0 | 0 | 4071.5525 | 0 | 366274 | 0 | 0 | 0 | 0 | 1129320.0242 | 2286232.8307 | 0 | 0 | 0 | 0 | 0 | 0 | 0 | 0 | 0 | 0 | 0 | 0 | 0 | 0 | 0 | 0 | 0 | -246512.8382 | -115689.6092 | 0 | 0 | 0 | 0 | 0 | 0 | 0 | 0 | 0 | 0 | 0 | 0 | 0 | 0 | 0 | 0
2016-09-12 08:00 | 0 | 0 | 0 | 0 | 625409.4347 | 0 | 363221 | 0 | 0 | 0 | 0 | 1266186.2971 | 2401922.44 | 0 | 0 | 0 | 0 | 0 | 0 | 0 | 9632.5525 | 0 | 0 | 0 | 0 | 0 | 0 | 0 | 0 | 0 | 136866.2729 | 115689.6092 | 0 | 0 | 0 | 0 | 0 | 0 | 0 | 0 | 0 | 9632.5525 | 0 | 0 | 0 | 0 | 0 | 0
2016-09-12 09:00 | 0 | 0 | 0 | 0 | 0 | 0 | 371835 | 0 | 0 | 0 | 0 | 1019673.4589 | 2286232.8307 | 0 | 0 | 0 | 0 | 0 | 0 | 0 | 0 | 0 | 0 | 0 | 0 | 0 | 0 | 0 | 0 | 0 | -246512.8382 | -115689.6092 | 0 | 0 | 0 | 0 | 0 | 0 | 0 | 0 | 0 | -9632.5525 | 0 | 0 | 0 | 0 | 0 | 0
2016-09-12 10:00 | 0 | 0 | 0 | 0 | 33114.5525 | 0 | 395317 | 0 | 0 | 0 | 0 | 773160.6206 | 2170543.2215 | 0 | 0 | 0 | 0 | 0 | 0 | 0 | 0 | 0 | 0 | 0 | 0 | 0 | 0 | 0 | 0 | 0 | -246512.8382 | -115689.6092 | 0 | 0 | 0 | 0 | 0 | 0 | 0 | 0 | 0 | 0 | 0 | 0 | 0 | 0 | 0 | 0
2016-09-12 11:00 | 0 | 0 | 0 | 0 | 543241.8431 | 0 | 417166 | 0 | 0 | 0 | 0 | 783546.8545 | 2286232.8307 | 0 | 0 | 0 | 0 | 0 | 0 | 0 | 0 | 0 | 0 | 0 | 0 | 0 | 0 | 0 | 0 | 0 | 10386.2338 | 115689.6092 | 0 | 0 | 0 | 0 | 0 | 0 | 0 | 0 | 0 | 0 | 0 | 0 | 0 | 0 | 0 | 0
2016-09-12 12:00 | 0 | 0 | 0 | 0 | 301184.3106 | 26.4604 | 432034 | 0 | 0 | 0 | 0 | 537034.0162 | 2401922.44 | 0 | 0 | 0 | 0 | 0 | 0 | 0 | 0 | 0 | 0 | 0 | 0 | 0 | 0 | 0 | 0 | 0 | -246512.8382 | 115689.6092 | 0 | 0 | 0 | 0 | 0 | 0 | 0 | 0 | 0 | 0 | 0 | 0 | 0 | 0 | 0 | 0
2016-09-12 13:00 | 0 | 0 | 0 | 0 | 403936.6452 | 89137.6667 | 452760 | 0 | 0 | 0 | 0 | 693037.9374 | 2286232.8307 | 0 | 0 | 0 | 0 | 0 | 0 | 0 | 0 | 0 | 0 | 0 | 0 | 0 | 0 | 0 | 0 | 0 | 156003.9211 | -115689.6092 | 0 | 0 | 0 | 0 | 0 | 0 | 0 | 0 | 0 | 0 | 0 | 0 | 0 | 0 | 0 | 0
2016-09-12 14:00 | 0 | 0 | 0 | 0 | 0 | 481662.0882 | 476402 | 0 | 0 | 0 | 0 | 582608.4164 | 2401922.44 | 0 | 0 | 0 | 0 | 0 | 0 | 0 | 0 | 0 | 0 | 0 | 0 | 0 | 0 | 0 | 0 | 0 | -110429.521 | 115689.6092 | 0 | 0 | 0 | 0 | 0 | 0 | 0 | 0 | 0 | 0 | 0 | 0 | 0 | 0 | 0 | 0
2016-09-12 15:00 | 0 | 0 | 0 | 0 | 0 | 684519.4991 | 499707 | 0 | 0 | 0 | 0 | 829121.2546 | 2340222.1009 | 0 | 0 | 0 | 0 | 0 | 0 | 0 | 0 | 0 | 0 | 0 | 0 | 0 | 0 | 0 | 0 | 0 | 246512.8382 | -61700.3391 | 0 | 0 | 0 | 0 | 0 | 0 | 0 | 0 | 0 | 0 | 0 | 0 | 0 | 0 | 0 | 0
2016-09-12 16:00 | 0 | 0 | 0 | 0 | 0 | 743433.8857 | 521331 | 0 | 0 | 0 | 0 | 935534.5311 | 2455911.7101 | 0 | 0 | 0 | 0 | 0 | 0 | 0 | 0 | 0 | 0 | 0 | 0 | 0 | 0 | 0 | 0 | 0 | 106413.2765 | 115689.6092 | 0 | 0 | 0 | 0 | 0 | 0 | 0 | 0 | 0 | 0 | 0 | 0 | 0 | 0 | 0 | 0
2016-09-12 17:00 | 0 | 0 | 0 | 0 | 0 | 745334.5925 | 542091 | 0 | 0 | 0 | 0 | 1182047.3693 | 2412642.4643 | 0 | 0 | 0 | 0 | 0 | 0 | 0 | 0 | 0 | 0 | 0 | 0 | 0 | 0 | 0 | 0 | 0 | 246512.8382 | -43269.2458 | 0 | 0 | 0 | 0 | 0 | 0 | 0 | 0 | 0 | 0 | 0 | 0 | 0 | 0 | 0 | 0
2016-09-12 18:00 | 0 | 0 | 0 | 0 | 0 | 729728.4019 | 559929 | 0 | 0 | 0 | 0 | 1236157.162 | 2528332.0736 | 0 | 0 | 0 | 0 | 0 | 0 | 0 | 0 | 0 | 0 | 0 | 0 | 0 | 0 | 0 | 0 | 0 | 54109.7927 | 115689.6092 | 0 | 0 | 0 | 0 | 0 | 0 | 0 | 0 | 0 | 0 | 0 | 0 | 0 | 0 | 0 | 0
2016-09-12 19:00 | 0 | 0 | 0 | 0 | 0 | 706781.5004 | 572163 | 0 | 0 | 0 | 0 | 1482670.0002 | 2416437.7357 | 0 | 0 | 0 | 0 | 0 | 0 | 0 | 0 | 0 | 0 | 0 | 0 | 0 | 0 | 0 | 0 | 0 | 246512.8382 | -111894.3379 | 0 | 0 | 0 | 0 | 0 | 0 | 0 | 0 | 0 | 0 | 0 | 0 | 0 | 0 | 0 | 0
2016-09-12 20:00 | 0 | 0 | 0 | 0 | 0 | 690499.6717 | 580272 | 0 | 0 | 0 | 0 | 1477208.0627 | 2532127.3449 | 0 | 0 | 0 | 0 | 0 | 0 | 0 | 0 | 0 | 0 | 0 | 0 | 0 | 0 | 0 | 0 | 0 | -5461.9375 | 115689.6092 | 0 | 0 | 0 | 0 | 0 | 0 | 0 | 0 | 0 | 0 | 0 | 0 | 0 | 0 | 0 | 0
2016-09-12 21:00 | 0 | 0 | 0 | 0 | 277498.1347 | 666912.3128 | 582208 | 0 | 0 | 0 | 0 | 1723720.9009 | 2647816.9542 | 0 | 0 | 0 | 0 | 0 | 0 | 0 | 0 | 0 | 0 | 0 | 0 | 0 | 0 | 0 | 0 | 0 | 246512.8382 | 115689.6092 | 0 | 0 | 0 | 0 | 0 | 0 | 0 | 0 | 0 | 0 | 0 | 0 | 0 | 0 | 0 | 0
2016-09-12 22:00 | 0 | 0 | 0 | 0 | 0 | 618249.5797 | 573717 | 0 | 0 | 0 | 0 | 1652563.8713 | 2763506.5634 | 0 | 0 | 0 | 0 | 0 | 0 | 0 | 0 | 0 | 0 | 0 | 0 | 0 | 0 | 0 | 0 | 0 | -71157.0296 | 115689.6092 | 0 | 0 | 0 | 0 | 0 | 0 | 0 | 0 | 0 | 0 | 0 | 0 | 0 | 0 | 0 | 0
2016-09-12 23:00 | 0 | 0 | 0 | 0 | 0 | 509865.233 | 562447 | 0 | 0 | 0 | 0 | 1715671.7135 | 2647816.9542 | 0 | 0 | 0 | 0 | 0 | 0 | 0 | 0 | 0 | 0 | 0 | 0 | 0 | 0 | 0 | 0 | 0 | 63107.8422 | -115689.6092 | 0 | 0 | 0 | 0 | 0 | 0 | 0 | 0 | 0 | 0 | 0 | 0 | 0 | 0 | 0 | 0
2016-09-13 | 0 | 0 | 0 | 0 | 493405.3871 | 322928.3691 | 553340 | 0 | 0 | 0 | 0 | 1862975.8605 | 2763506.5634 | 0 | 0 | 0 | 0 | 0 | 0 | 0 | 0 | 0 | 0 | 0 | 0 | 0 | 0 | 0 | 0 | 0 | 147304.147 | 115689.6092 | 0 | 0 | 0 | 0 | 0 | 0 | 0 | 0 | 0 | 0 | 0 | 0 | 0 | 0 | 0 | 0
2016-09-13 01:00 | 0 | 0 | 0 | 0 | 124388.658 | 45270.8945 | 531862 | 0 | 0 | 0 | 0 | 1616463.0223 | 2647816.9542 | 0 | 0 | 0 | 0 | 0 | 0 | 0 | 0 | 0 | 0 | 0 | 0 | 0 | 0 | 0 | 0 | 0 | -246512.8382 | -115689.6092 | 0 | 0 | 0 | 0 | 0 | 0 | 0 | 0 | 0 | 0 | 0 | 0 | 0 | 0 | 0 | 0
2016-09-13 02:00 | 0 | 0 | 0 | 0 | 502774.5779 | 0 | 499804 | 0 | 0 | 0 | 0 | 1735123.2094 | 2532127.3449 | 0 | 0 | 0 | 0 | 0 | 0 | 0 | 0 | 0 | 0 | 0 | 0 | 0 | 0 | 0 | 0 | 0 | 118660.1871 | -115689.6092 | 0 | 0 | 0 | 0 | 0 | 0 | 0 | 0 | 0 | 0 | 0 | 0 | 0 | 0 | 0 | 0
2016-09-13 03:00 | 0 | 0 | 0 | 0 | 484319.568 | 0 | 463720 | 0 | 0 | 0 | 0 | 1640033.1682 | 2647816.9542 | 0 | 0 | 0 | 0 | 0 | 0 | 0 | 0 | 0 | 0 | 0 | 0 | 0 | 0 | 0 | 0 | 0 | -95090.0413 | 115689.6092 | 0 | 0 | 0 | 0 | 0 | 0 | 0 | 0 | 0 | 0 | 0 | 0 | 0 | 0 | 0 | 0
2016-09-13 04:00 | 0 | 0 | 0 | 0 | 457244.6129 | 0 | 431172 | 0 | 0 | 0 | 0 | 1781795.3903 | 2532127.3449 | 0 | 0 | 0 | 0 | 0 | 0 | 0 | 0 | 0 | 0 | 0 | 0 | 0 | 0 | 0 | 0 | 0 | 141762.2222 | -115689.6092 | 0 | 0 | 0 | 0 | 0 | 0 | 0 | 0 | 0 | 0 | 0 | 0 | 0 | 0 | 0 | 0
2016-09-13 05:00 | 0 | 0 | 0 | 0 | 43904.5525 | 0 | 406107 | 0 | 0 | 0 | 0 | 1535282.5521 | 2416437.7357 | 0 | 0 | 0 | 0 | 0 | 0 | 0 | 0 | 0 | 0 | 0 | 0 | 0 | 0 | 0 | 0 | 0 | -246512.8382 | -115689.6092 | 0 | 0 | 0 | 0 | 0 | 0 | 0 | 0 | 0 | 0 | 0 | 0 | 0 | 0 | 0 | 0
2016-09-13 06:00 | 0 | 0 | 0 | 0 | 404514.5466 | 0 | 388315 | 0 | 0 | 0 | 0 | 1435792.4895 | 2532127.3449 | 0 | 0 | 0 | 0 | 0 | 0 | 0 | 0 | 0 | 0 | 0 | 0 | 0 | 0 | 0 | 0 | 0 | -99490.0626 | 115689.6092 | 0 | 0 | 0 | 0 | 0 | 0 | 0 | 0 | 0 | 0 | 0 | 0 | 0 | 0 | 0 | 0
2016-09-13 07:00 | 0 | 0 | 0 | 0 | 381915.8946 | 0 | 376303 | 0 | 0 | 0 | 0 | 1557094.9933 | 2416437.7357 | 0 | 0 | 0 | 0 | 0 | 0 | 0 | 0 | 0 | 0 | 0 | 0 | 0 | 0 | 0 | 0 | 0 | 121302.5038 | -115689.6092 | 0 | 0 | 0 | 0 | 0 | 0 | 0 | 0 | 0 | 0 | 0 | 0 | 0 | 0 | 0 | 0
2016-09-13 08:00 | 0 | 0 | 0 | 0 | 359768.6543 | 0 | 373384 | 0 | 0 | 0 | 0 | 1659169.2568 | 2300748.1265 | 0 | 0 | 0 | 0 | 0 | 0 | 0 | 0 | 0 | 0 | 0 | 0 | 0 | 0 | 0 | 0 | 0 | 102074.2635 | -115689.6092 | 0 | 0 | 0 | 0 | 0 | 0 | 0 | 0 | 0 | 0 | 0 | 0 | 0 | 0 | 0 | 0
2016-09-13 09:00 | 0 | 0 | 0 | 0 | 327253.0569 | 0 | 381489 | 0 | 0 | 0 | 0 | 1489243.7044 | 2416437.7357 | 0 | 0 | 0 | 0 | 0 | 0 | 0 | 0 | 0 | 0 | 0 | 0 | 0 | 0 | 0 | 0 | 0 | -169925.5523 | 115689.6092 | 0 | 0 | 0 | 0 | 0 | 0 | 0 | 0 | 0 | 0 | 0 | 0 | 0 | 0 | 0 | 0
2016-09-13 10:00 | 0 | 0 | 0 | 0 | 297693.7249 | 0 | 405252 | 0 | 0 | 0 | 0 | 1265995.8201 | 2532127.3449 | 0 | 0 | 0 | 0 | 0 | 0 | 0 | 0 | 0 | 0 | 0 | 0 | 0 | 0 | 0 | 0 | 0 | -223247.8844 | 115689.6092 | 0 | 0 | 0 | 0 | 0 | 0 | 0 | 0 | 0 | 0 | 0 | 0 | 0 | 0 | 0 | 0
2016-09-13 11:00 | 0 | 0 | 0 | 0 | 273620.3652 | 0 | 427960 | 0 | 0 | 0 | 0 | 1227345.7945 | 2416437.7357 | 0 | 0 | 0 | 0 | 0 | 0 | 0 | 0 | 0 | 0 | 0 | 0 | 0 | 0 | 0 | 0 | 0 | -38650.0256 | -115689.6092 | 0 | 0 | 0 | 0 | 0 | 0 | 0 | 0 | 0 | 0 | 0 | 0 | 0 | 0 | 0 | 0
2016-09-13 12:00 | 0 | 0 | 0 | 0 | 234821.4778 | 3.8116 | 443105 | 0 | 0 | 0 | 0 | 1134755.6931 | 2300748.1265 | 0 | 0 | 0 | 0 | 0 | 0 | 0 | 0 | 0 | 0 | 0 | 0 | 0 | 0 | 0 | 0 | 0 | -92590.1014 | -115689.6092 | 0 | 0 | 0 | 0 | 0 | 0 | 0 | 0 | 0 | 0 | 0 | 0 | 0 | 0 | 0 | 0
2016-09-13 13:00 | 0 | 0 | 0 | 0 | 191427.9434 | 103697.9788 | 463253 | 0 | 0 | 0 | 0 | 1082318.2246 | 2185058.5172 | 0 | 0 | 0 | 0 | 0 | 0 | 0 | 0 | 0 | 0 | 0 | 0 | 0 | 0 | 0 | 0 | 0 | -52437.4685 | -115689.6092 | 0 | 0 | 0 | 0 | 0 | 0 | 0 | 0 | 0 | 0 | 0 | 0 | 0 | 0 | 0 | 0
2016-09-13 14:00 | 0 | 0 | 0 | 0 | 0 | 512036.1442 | 485936 | 0 | 0 | 0 | 0 | 986943.3564 | 2300748.1265 | 0 | 0 | 0 | 0 | 0 | 0 | 0 | 5785.4032 | 0 | 0 | 0 | 0 | 0 | 0 | 0 | 0 | 0 | -95374.8682 | 115689.6092 | 0 | 0 | 0 | 0 | 0 | 0 | 0 | 0 | 0 | 5785.4032 | 0 | 0 | 0 | 0 | 0 | 0
2016-09-13 15:00 | 0 | 0 | 0 | 0 | 164855.7183 | 719088.6988 | 507323 | 0 | 0 | 0 | 0 | 1233456.1946 | 2400062.9901 | 0 | 0 | 0 | 0 | 0 | 0 | 0 | 36579.1185 | 0 | 0 | 0 | 0 | 0 | 0 | 0 | 0 | 0 | 246512.8382 | 99314.8636 | 0 | 0 | 0 | 0 | 0 | 0 | 0 | 0 | 0 | 30793.7153 | 0 | 0 | 0 | 0 | 0 | 0
2016-09-13 16:00 | 0 | 0 | 0 | 0 | 119768.8833 | 771715.5642 | 529282 | 0 | 0 | 0 | 0 | 1479969.0329 | 2515752.5993 | 0 | 0 | 0 | 0 | 0 | 0 | 0 | 36579.1185 | 0 | 0 | 0 | 0 | 0 | 0 | 0 | 0 | 0 | 246512.8382 | 115689.6092 | 0 | 0 | 0 | 0 | 0 | 0 | 0 | 0 | 0 | 0 | 0 | 0 | 0 | 0 | 0 | 0
2016-09-13 17:00 | 0 | 0 | 0 | 0 | 111901.8601 | 766371.8001 | 549796 | 0 | 0 | 0 | 0 | 1726481.8711 | 2597717.4213 | 0 | 0 | 0 | 0 | 0 | 0 | 0 | 36579.1185 | 0 | 0 | 0 | 0 | 0 | 0 | 0 | 0 | 0 | 246512.8382 | 81964.822 | 0 | 0 | 0 | 0 | 0 | 0 | 0 | 0 | 0 | 0 | 0 | 0 | 0 | 0 | 0 | 0
2016-09-13 18:00 | 0 | 0 | 0 | 0 | 0 | 743552.1058 | 566080 | 0 | 0 | 0 | 0 | 1972994.7093 | 2528676.6888 | 0 | 0 | 0 | 0 | 0 | 0 | 0 | 36579.1185 | 0 | 0 | 0 | 0 | 0 | 0 | 0 | 0 | 0 | 246512.8382 | -69040.7325 | 0 | 0 | 0 | 0 | 0 | 0 | 0 | 0 | 0 | 0 | 0 | 0 | 0 | 0 | 0 | 0
2016-09-13 19:00 | 0 | 0 | 0 | 0 | 94789.4915 | 723041.0572 | 577699 | 0 | 0 | 0 | 0 | 2097436.6488 | 2644366.298 | 0 | 0 | 0 | 0 | 0 | 0 | 0 | 36579.1185 | 0 | 0 | 0 | 0 | 0 | 0 | 0 | 0 | 0 | 124441.9394 | 115689.6092 | 0 | 0 | 0 | 0 | 0 | 0 | 0 | 0 | 0 | 0 | 0 | 0 | 0 | 0 | 0 | 0
2016-09-13 20:00 | 0 | 0 | 0 | 0 | 0 | 710436.733 | 585213 | 0 | 0 | 0 | 0 | 2137764.4879 | 2760055.9073 | 0 | 0 | 0 | 0 | 0 | 0 | 0 | 5785.4032 | 0 | 0 | 0 | 0 | 0 | 0 | 0 | 0 | 0 | 40327.8391 | 115689.6092 | 0 | 0 | 0 | 0 | 0 | 0 | 0 | 0 | 0 | -30793.7153 | 0 | 0 | 0 | 0 | 0 | 0
2016-09-13 21:00 | 0 | 0 | 0 | 0 | 0 | 685787.4746 | 586393 | 0 | 0 | 0 | 0 | 2358633.9748 | 2644366.298 | 0 | 0 | 0 | 0 | 0 | 0 | 0 | 0 | 0 | 0 | 0 | 0 | 0 | 0 | 0 | 0 | 0 | 220869.487 | -115689.6092 | 0 | 0 | 0 | 0 | 0 | 0 | 0 | 0 | 0 | -5785.4032 | 0 | 0 | 0 | 0 | 0 | 0
2016-09-13 22:00 | 0 | 0 | 0 | 0 | 0 | 628923.9678 | 576414 | 0 | 0 | 0 | 0 | 2295454.3334 | 2760055.9073 | 0 | 0 | 0 | 0 | 0 | 0 | 0 | 0 | 0 | 0 | 0 | 0 | 0 | 0 | 0 | 0 | 0 | -63179.6414 | 115689.6092 | 0 | 0 | 0 | 0 | 0 | 0 | 0 | 0 | 0 | 0 | 0 | 0 | 0 | 0 | 0 | 0
2016-09-13 23:00 | 0 | 0 | 0 | 0 | 120167.7053 | 492060.8529 | 564411 | 0 | 0 | 0 | 0 | 2428167.7855 | 2644366.298 | 0 | 0 | 0 | 0 | 0 | 0 | 0 | 30793.7153 | 0 | 0 | 0 | 0 | 0 | 0 | 0 | 0 | 0 | 132713.4521 | -115689.6092 | 0 | 0 | 0 | 0 | 0 | 0 | 0 | 0 | 0 | 30793.7153 | 0 | 0 | 0 | 0 | 0 | 0
2016-09-14 | 0 | 0 | 0 | 0 | 0 | 267958.2873 | 557510 | 0 | 0 | 0 | 0 | 2285099.3974 | 2528676.6888 | 0 | 0 | 0 | 0 | 0 | 0 | 0 | 0 | 0 | 0 | 0 | 0 | 0 | 0 | 0 | 0 | 0 | -143068.3881 | -115689.6092 | 0 | 0 | 0 | 0 | 0 | 0 | 0 | 0 | 0 | -30793.7153 | 0 | 0 | 0 | 0 | 0 | 0
2016-09-14 01:00 | 0 | 0 | 0 | 0 | 234044.8813 | 32549.9326 | 538277 | 0 | 0 | 0 | 0 | 2038586.5592 | 2503507.341 | 0 | 0 | 0 | 0 | 0 | 0 | 0 | 0 | 0 | 0 | 0 | 0 | 0 | 0 | 0 | 0 | 0 | -246512.8382 | -25169.3478 | 0 | 0 | 0 | 0 | 0 | 0 | 0 | 0 | 0 | 0 | 0 | 0 | 0 | 0 | 0 | 0
2016-09-14 02:00 | 0 | 0 | 0 | 0 | 239946.5322 | 0 | 509253 | 0 | 0 | 0 | 0 | 1792073.721 | 2480713.7114 | 0 | 0 | 0 | 0 | 0 | 0 | 0 | 0 | 0 | 0 | 0 | 0 | 0 | 0 | 0 | 0 | 0 | -246512.8382 | -22793.6296 | 0 | 0 | 0 | 0 | 0 | 0 | 0 | 0 | 0 | 0 | 0 | 0 | 0 | 0 | 0 | 0
2016-09-14 03:00 | 0 | 0 | 0 | 0 | 110801.5525 | 0 | 473004 | 0 | 0 | 0 | 0 | 1545560.8827 | 2365024.1021 | 0 | 0 | 0 | 0 | 0 | 0 | 0 | 0 | 0 | 0 | 0 | 0 | 0 | 0 | 0 | 0 | 0 | -246512.8382 | -115689.6092 | 0 | 0 | 0 | 0 | 0 | 0 | 0 | 0 | 0 | 0 | 0 | 0 | 0 | 0 | 0 | 0
2016-09-14 04:00 | 0 | 0 | 0 | 0 | 265868.6099 | 0 | 438738 | 0 | 0 | 0 | 0 | 1488381.1018 | 2249334.4929 | 0 | 0 | 0 | 0 | 0 | 0 | 0 | 0 | 0 | 0 | 0 | 0 | 0 | 0 | 0 | 0 | 0 | -57179.7809 | -115689.6092 | 0 | 0 | 0 | 0 | 0 | 0 | 0 | 0 | 0 | 0 | 0 | 0 | 0 | 0 | 0 | 0
2016-09-14 05:00 | 0 | 0 | 0 | 0 | 49513.5525 | 0 | 411716 | 0 | 0 | 0 | 0 | 1241868.2636 | 2133644.8837 | 0 | 0 | 0 | 0 | 0 | 0 | 0 | 0 | 0 | 0 | 0 | 0 | 0 | 0 | 0 | 0 | 0 | -246512.8382 | -115689.6092 | 0 | 0 | 0 | 0 | 0 | 0 | 0 | 0 | 0 | 0 | 0 | 0 | 0 | 0 | 0 | 0
2016-09-14 06:00 | 0 | 0 | 0 | 0 | 283417.2187 | 0 | 392440 | 0 | 0 | 0 | 0 | 1248535.0915 | 2017955.2744 | 0 | 0 | 0 | 0 | 0 | 0 | 0 | 0 | 0 | 0 | 0 | 0 | 0 | 0 | 0 | 0 | 0 | 6666.8279 | -115689.6092 | 0 | 0 | 0 | 0 | 0 | 0 | 0 | 0 | 0 | 0 | 0 | 0 | 0 | 0 | 0 | 0
2016-09-14 07:00 | 0 | 0 | 0 | 0 | 288259.0772 | 0 | 381027 | 0 | 0 | 0 | 0 | 1040077.5595 | 2133644.8837 | 0 | 0 | 0 | 0 | 0 | 0 | 0 | 0 | 0 | 0 | 0 | 0 | 0 | 0 | 0 | 0 | 0 | -208457.532 | 115689.6092 | 0 | 0 | 0 | 0 | 0 | 0 | 0 | 0 | 0 | 0 | 0 | 0 | 0 | 0 | 0 | 0
2016-09-14 08:00 | 0 | 0 | 0 | 0 | 287304.1182 | 0 | 377224 | 0 | 0 | 0 | 0 | 1065847.2869 | 2017955.2744 | 0 | 0 | 0 | 0 | 0 | 0 | 0 | 0 | 0 | 0 | 0 | 0 | 0 | 0 | 0 | 0 | 0 | 25769.7275 | -115689.6092 | 0 | 0 | 0 | 0 | 0 | 0 | 0 | 0 | 0 | 0 | 0 | 0 | 0 | 0 | 0 | 0
2016-09-14 09:00 | 0 | 0 | 0 | 0 | 269338.3207 | 0 | 385772 | 0 | 0 | 0 | 0 | 1065103.2169 | 1902265.6652 | 0 | 0 | 0 | 0 | 0 | 0 | 0 | 0 | 0 | 0 | 0 | 0 | 0 | 0 | 0 | 0 | 0 | -744.07 | -115689.6092 | 0 | 0 | 0 | 0 | 0 | 0 | 0 | 0 | 0 | 0 | 0 | 0 | 0 | 0 | 0 | 0
2016-09-14 10:00 | 0 | 0 | 0 | 0 | 247043.2987 | 0 | 410618 | 0 | 0 | 0 | 0 | 1017218.1248 | 1786576.056 | 0 | 0 | 0 | 0 | 0 | 0 | 0 | 0 | 0 | 0 | 0 | 0 | 0 | 0 | 0 | 0 | 0 | -47885.0921 | -115689.6092 | 0 | 0 | 0 | 0 | 0 | 0 | 0 | 0 | 0 | 0 | 0 | 0 | 0 | 0 | 0 | 0
2016-09-14 11:00 | 0 | 0 | 0 | 0 | 232011.8774 | 0 | 433998 | 0 | 0 | 0 | 0 | 770705.2865 | 1831102.7716 | 0 | 0 | 0 | 0 | 0 | 0 | 0 | 0 | 0 | 0 | 0 | 0 | 0 | 0 | 0 | 0 | 0 | -246512.8382 | 44526.7156 | 0 | 0 | 0 | 0 | 0 | 0 | 0 | 0 | 0 | 0 | 0 | 0 | 0 | 0 | 0 | 0
2016-09-14 12:00 | 0 | 0 | 0 | 0 | 205850.4392 | 13.1252 | 451544 | 0 | 0 | 0 | 0 | 524192.4483 | 1831935.1742 | 0 | 0 | 0 | 0 | 0 | 0 | 0 | 0 | 0 | 0 | 0 | 0 | 0 | 0 | 0 | 0 | 0 | -246512.8382 | 832.4026 | 0 | 0 | 0 | 0 | 0 | 0 | 0 | 0 | 0 | 0 | 0 | 0 | 0 | 0 | 0 | 0
2016-09-14 13:00 | 0 | 0 | 0 | 0 | 44160.2413 | 65851.3113 | 472214 | 0 | 0 | 0 | 0 | 277679.61 | 1716245.565 | 0 | 0 | 0 | 0 | 0 | 0 | 0 | 0 | 0 | 0 | 0 | 0 | 0 | 0 | 0 | 0 | 0 | -246512.8382 | -115689.6092 | 0 | 0 | 0 | 0 | 0 | 0 | 0 | 0 | 0 | 0 | 0 | 0 | 0 | 0 | 0 | 0
2016-09-14 14:00 | 0 | 0 | 0 | 0 | 0 | 437636.2683 | 496004 | 0 | 0 | 0 | 0 | 329216.0844 | 1600555.9557 | 0 | 0 | 0 | 0 | 0 | 0 | 0 | 5785.4032 | 0 | 0 | 0 | 0 | 0 | 0 | 0 | 0 | 0 | 51536.4743 | -115689.6092 | 0 | 0 | 0 | 0 | 0 | 0 | 0 | 0 | 0 | 5785.4032 | 0 | 0 | 0 | 0 | 0 | 0
2016-09-14 15:00 | 0 | 0 | 0 | 0 | 157752.4651 | 676260.6608 | 519969 | 0 | 0 | 0 | 0 | 496776.8857 | 1716245.565 | 0 | 0 | 0 | 0 | 0 | 0 | 0 | 36579.1185 | 0 | 0 | 0 | 0 | 0 | 0 | 0 | 0 | 0 | 167560.8014 | 115689.6092 | 0 | 0 | 0 | 0 | 0 | 0 | 0 | 0 | 0 | 30793.7153 | 0 | 0 | 0 | 0 | 0 | 0
2016-09-14 16:00 | 0 | 0 | 0 | 0 | 0 | 735566.2334 | 542546 | 0 | 0 | 0 | 0 | 743289.724 | 1693546.6755 | 0 | 0 | 0 | 0 | 0 | 0 | 0 | 5785.4032 | 0 | 0 | 0 | 0 | 0 | 0 | 0 | 0 | 0 | 246512.8382 | -22698.8895 | 0 | 0 | 0 | 0 | 0 | 0 | 0 | 0 | 0 | -30793.7153 | 0 | 0 | 0 | 0 | 0 | 0
2016-09-14 17:00 | 0 | 0 | 0 | 0 | 0 | 744253.9102 | 563715 | 0 | 0 | 0 | 0 | 813924.4282 | 1809236.2847 | 0 | 0 | 0 | 0 | 0 | 0 | 0 | 0 | 0 | 0 | 0 | 0 | 0 | 0 | 0 | 0 | 0 | 70634.7042 | 115689.6092 | 0 | 0 | 0 | 0 | 0 | 0 | 0 | 0 | 0 | -5785.4032 | 0 | 0 | 0 | 0 | 0 | 0
2016-09-14 18:00 | 0 | 0 | 0 | 0 | 166660.8145 | 737346.6558 | 579326 | 0 | 0 | 0 | 0 | 1060437.2664 | 1887404.9168 | 0 | 0 | 0 | 0 | 0 | 0 | 0 | 0 | 0 | 0 | 0 | 0 | 0 | 0 | 0 | 0 | 0 | 246512.8382 | 78168.6321 | 0 | 0 | 0 | 0 | 0 | 0 | 0 | 0 | 0 | 0 | 0 | 0 | 0 | 0 | 0 | 0
2016-09-14 19:00 | 0 | 0 | 0 | 0 | 170558.9137 | 727782.3345 | 590339 | 0 | 0 | 0 | 0 | 1252749.9054 | 2003094.526 | 0 | 0 | 0 | 0 | 0 | 0 | 0 | 0 | 0 | 0 | 0 | 0 | 0 | 0 | 0 | 0 | 0 | 192312.6389 | 115689.6092 | 0 | 0 | 0 | 0 | 0 | 0 | 0 | 0 | 0 | 0 | 0 | 0 | 0 | 0 | 0 | 0
2016-09-14 20:00 | 0 | 0 | 0 | 0 | 0 | 728830.1975 | 597164 | 0 | 0 | 0 | 0 | 1499262.7436 | 1888247.8852 | 0 | 0 | 0 | 0 | 0 | 0 | 0 | 0 | 0 | 0 | 0 | 0 | 0 | 0 | 0 | 0 | 0 | 246512.8382 | -114846.6408 | 0 | 0 | 0 | 0 | 0 | 0 | 0 | 0 | 0 | 0 | 0 | 0 | 0 | 0 | 0 | 0
2016-09-14 21:00 | 0 | 0 | 0 | 0 | 0 | 716142.6554 | 596445 | 0 | 0 | 0 | 0 | 1503270.7898 | 2003937.4944 | 0 | 0 | 0 | 0 | 0 | 0 | 0 | 0 | 0 | 0 | 0 | 0 | 0 | 0 | 0 | 0 | 0 | 4008.0462 | 115689.6092 | 0 | 0 | 0 | 0 | 0 | 0 | 0 | 0 | 0 | 0 | 0 | 0 | 0 | 0 | 0 | 0
2016-09-14 22:00 | 0 | 0 | 0 | 0 | 177805.2464 | 672454.1862 | 585395 | 0 | 0 | 0 | 0 | 1749783.628 | 2022289.0888 | 0 | 0 | 0 | 0 | 0 | 0 | 0 | 0 | 0 | 0 | 0 | 0 | 0 | 0 | 0 | 0 | 0 | 246512.8382 | 18351.5944 | 0 | 0 | 0 | 0 | 0 | 0 | 0 | 0 | 0 | 0 | 0 | 0 | 0 | 0 | 0 | 0
2016-09-14 23:00 | 0 | 0 | 0 | 0 | 0 | 562172.644 | 572760 | 0 | 0 | 0 | 0 | 1854885.8813 | 1906599.4796 | 0 | 0 | 0 | 0 | 0 | 0 | 0 | 0 | 0 | 0 | 0 | 0 | 0 | 0 | 0 | 0 | 0 | 105102.2532 | -115689.6092 | 0 | 0 | 0 | 0 | 0 | 0 | 0 | 0 | 0 | 0 | 0 | 0 | 0 | 0 | 0 | 0
2016-09-15 | 0 | 0 | 0 | 0 | 292106.7674 | 354423.8342 | 562942 | 0 | 0 | 0 | 0 | 1822784.8736 | 2022289.0888 | 0 | 0 | 0 | 0 | 0 | 0 | 0 | 0 | 0 | 0 | 0 | 0 | 0 | 0 | 0 | 0 | 0 | -32101.0077 | 115689.6092 | 0 | 0 | 0 | 0 | 0 | 0 | 0 | 0 | 0 | 0 | 0 | 0 | 0 | 0 | 0 | 0
2016-09-15 01:00 | 0 | 0 | 0 | 0 | 140545.5391 | 38281.0134 | 541029 | 0 | 0 | 0 | 0 | 1576272.0354 | 1906599.4796 | 0 | 0 | 0 | 0 | 0 | 0 | 0 | 0 | 0 | 0 | 0 | 0 | 0 | 0 | 0 | 0 | 0 | -246512.8382 | -115689.6092 | 0 | 0 | 0 | 0 | 0 | 0 | 0 | 0 | 0 | 0 | 0 | 0 | 0 | 0 | 0 | 0
2016-09-15 02:00 | 0 | 0 | 0 | 0 | 434198.9133 | 0 | 508860 | 0 | 0 | 0 | 0 | 1617300.5579 | 1790909.8704 | 0 | 0 | 0 | 0 | 0 | 0 | 0 | 0 | 0 | 0 | 0 | 0 | 0 | 0 | 0 | 0 | 0 | 41028.5225 | -115689.6092 | 0 | 0 | 0 | 0 | 0 | 0 | 0 | 0 | 0 | 0 | 0 | 0 | 0 | 0 | 0 | 0
2016-09-15 03:00 | 0 | 0 | 0 | 0 | 109658.5525 | 0 | 471861 | 0 | 0 | 0 | 0 | 1370787.7196 | 1675220.2611 | 0 | 0 | 0 | 0 | 0 | 0 | 0 | 0 | 0 | 0 | 0 | 0 | 0 | 0 | 0 | 0 | 0 | -246512.8382 | -115689.6092 | 0 | 0 | 0 | 0 | 0 | 0 | 0 | 0 | 0 | 0 | 0 | 0 | 0 | 0 | 0 | 0
2016-09-15 04:00 | 0 | 0 | 0 | 0 | 392551.1321 | 0 | 437274 | 0 | 0 | 0 | 0 | 1210375.2425 | 1790909.8704 | 0 | 0 | 0 | 0 | 0 | 0 | 0 | 0 | 0 | 0 | 0 | 0 | 0 | 0 | 0 | 0 | 0 | -160412.4772 | 115689.6092 | 0 | 0 | 0 | 0 | 0 | 0 | 0 | 0 | 0 | 0 | 0 | 0 | 0 | 0 | 0 | 0
2016-09-15 05:00 | 0 | 0 | 0 | 0 | 373706.7896 | 0 | 409873 | 0 | 0 | 0 | 0 | 1289898.6413 | 1675220.2611 | 0 | 0 | 0 | 0 | 0 | 0 | 0 | 0 | 0 | 0 | 0 | 0 | 0 | 0 | 0 | 0 | 0 | 79523.3988 | -115689.6092 | 0 | 0 | 0 | 0 | 0 | 0 | 0 | 0 | 0 | 0 | 0 | 0 | 0 | 0 | 0 | 0
2016-09-15 06:00 | 0 | 0 | 0 | 0 | 361380.6841 | 0 | 390396 | 0 | 0 | 0 | 0 | 1145193.7162 | 1790909.8704 | 0 | 0 | 0 | 0 | 0 | 0 | 0 | 0 | 0 | 0 | 0 | 0 | 0 | 0 | 0 | 0 | 0 | -144704.9251 | 115689.6092 | 0 | 0 | 0 | 0 | 0 | 0 | 0 | 0 | 0 | 0 | 0 | 0 | 0 | 0 | 0 | 0
2016-09-15 07:00 | 0 | 0 | 0 | 0 | 15507.5525 | 0 | 377710 | 0 | 0 | 0 | 0 | 898680.8779 | 1675220.2611 | 0 | 0 | 0 | 0 | 0 | 0 | 0 | 0 | 0 | 0 | 0 | 0 | 0 | 0 | 0 | 0 | 0 | -246512.8382 | -115689.6092 | 0 | 0 | 0 | 0 | 0 | 0 | 0 | 0 | 0 | 0 | 0 | 0 | 0 | 0 | 0 | 0
2016-09-15 08:00 | 0 | 0 | 0 | 0 | 331326.2519 | 0 | 372857 | 0 | 0 | 0 | 0 | 972839.7391 | 1559530.6519 | 0 | 0 | 0 | 0 | 0 | 0 | 0 | 0 | 0 | 0 | 0 | 0 | 0 | 0 | 0 | 0 | 0 | 74158.8612 | -115689.6092 | 0 | 0 | 0 | 0 | 0 | 0 | 0 | 0 | 0 | 0 | 0 | 0 | 0 | 0 | 0 | 0
2016-09-15 09:00 | 0 | 0 | 0 | 0 | 313851.5325 | 0 | 380669 | 0 | 0 | 0 | 0 | 1021711.8809 | 1443841.0427 | 0 | 0 | 0 | 0 | 0 | 0 | 0 | 0 | 0 | 0 | 0 | 0 | 0 | 0 | 0 | 0 | 0 | 48872.1418 | -115689.6092 | 0 | 0 | 0 | 0 | 0 | 0 | 0 | 0 | 0 | 0 | 0 | 0 | 0 | 0 | 0 | 0
2016-09-15 10:00 | 0 | 0 | 0 | 0 | 301443.6432 | 0 | 405076 | 0 | 0 | 0 | 0 | 802389.9149 | 1559530.6519 | 0 | 0 | 0 | 0 | 0 | 0 | 0 | 0 | 0 | 0 | 0 | 0 | 0 | 0 | 0 | 0 | 0 | -219321.966 | 115689.6092 | 0 | 0 | 0 | 0 | 0 | 0 | 0 | 0 | 0 | 0 | 0 | 0 | 0 | 0 | 0 | 0
2016-09-15 11:00 | 0 | 0 | 0 | 0 | 300246.7277 | 0 | 426605 | 0 | 0 | 0 | 0 | 791721.2518 | 1443841.0427 | 0 | 0 | 0 | 0 | 0 | 0 | 0 | 0 | 0 | 0 | 0 | 0 | 0 | 0 | 0 | 0 | 0 | -10668.6631 | -115689.6092 | 0 | 0 | 0 | 0 | 0 | 0 | 0 | 0 | 0 | 0 | 0 | 0 | 0 | 0 | 0 | 0
2016-09-15 12:00 | 0 | 0 | 0 | 0 | 279050.9441 | 8.7466 | 441383 | 0 | 0 | 0 | 0 | 745087.5518 | 1328151.4334 | 0 | 0 | 0 | 0 | 0 | 0 | 0 | 0 | 0 | 0 | 0 | 0 | 0 | 0 | 0 | 0 | 0 | -46633.7001 | -115689.6092 | 0 | 0 | 0 | 0 | 0 | 0 | 0 | 0 | 0 | 0 | 0 | 0 | 0 | 0 | 0 | 0
2016-09-15 13:00 | 0 | 0 | 0 | 0 | 184033.0135 | 73547.8973 | 461221 | 0 | 0 | 0 | 0 | 498574.7135 | 1371024.1825 | 0 | 0 | 0 | 0 | 0 | 0 | 0 | 0 | 0 | 0 | 0 | 0 | 0 | 0 | 0 | 0 | 0 | -246512.8382 | 42872.749 | 0 | 0 | 0 | 0 | 0 | 0 | 0 | 0 | 0 | 0 | 0 | 0 | 0 | 0 | 0 | 0
2016-09-15 14:00 | 0 | 0 | 0 | 0 | 0 | 506175.3299 | 483767 | 0 | 0 | 0 | 0 | 636672.6527 | 1255334.5733 | 0 | 0 | 0 | 0 | 0 | 0 | 0 | 0 | 0 | 0 | 0 | 0 | 0 | 0 | 0 | 0 | 0 | 138097.9392 | -115689.6092 | 0 | 0 | 0 | 0 | 0 | 0 | 0 | 0 | 0 | 0 | 0 | 0 | 0 | 0 | 0 | 0
2016-09-15 15:00 | 0 | 0 | 0 | 0 | 0 | 744982.2276 | 506225 | 0 | 0 | 0 | 0 | 883185.4909 | 1247578.9626 | 0 | 0 | 0 | 0 | 0 | 0 | 0 | 0 | 0 | 0 | 0 | 0 | 0 | 0 | 0 | 0 | 0 | 246512.8382 | -7755.6107 | 0 | 0 | 0 | 0 | 0 | 0 | 0 | 0 | 0 | 0 | 0 | 0 | 0 | 0 | 0 | 0
2016-09-15 16:00 | 0 | 0 | 0 | 0 | 0 | 772422.1199 | 526880 | 0 | 0 | 0 | 0 | 1013038.0016 | 1363268.5718 | 0 | 0 | 0 | 0 | 0 | 0 | 0 | 0 | 0 | 0 | 0 | 0 | 0 | 0 | 0 | 0 | 0 | 129852.5107 | 115689.6092 | 0 | 0 | 0 | 0 | 0 | 0 | 0 | 0 | 0 | 0 | 0 | 0 | 0 | 0 | 0 | 0
2016-09-15 17:00 | 0 | 0 | 0 | 0 | 0 | 767880.2898 | 546504 | 0 | 0 | 0 | 0 | 1259550.8399 | 1338132.0233 | 0 | 0 | 0 | 0 | 0 | 0 | 0 | 0 | 0 | 0 | 0 | 0 | 0 | 0 | 0 | 0 | 0 | 246512.8382 | -25136.5485 | 0 | 0 | 0 | 0 | 0 | 0 | 0 | 0 | 0 | 0 | 0 | 0 | 0 | 0 | 0 | 0
2016-09-15 18:00 | 0 | 0 | 0 | 0 | 0 | 753717.7273 | 561739 | 0 | 0 | 0 | 0 | 1335839.9579 | 1453821.6326 | 0 | 0 | 0 | 0 | 0 | 0 | 0 | 0 | 0 | 0 | 0 | 0 | 0 | 0 | 0 | 0 | 0 | 76289.1181 | 115689.6092 | 0 | 0 | 0 | 0 | 0 | 0 | 0 | 0 | 0 | 0 | 0 | 0 | 0 | 0 | 0 | 0
2016-09-15 19:00 | 0 | 0 | 0 | 0 | 0 | 739389.7697 | 572572 | 0 | 0 | 0 | 0 | 1582352.7962 | 1374126.564 | 0 | 0 | 0 | 0 | 0 | 0 | 0 | 0 | 0 | 0 | 0 | 0 | 0 | 0 | 0 | 0 | 0 | 246512.8382 | -79695.0685 | 0 | 0 | 0 | 0 | 0 | 0 | 0 | 0 | 0 | 0 | 0 | 0 | 0 | 0 | 0 | 0
2016-09-15 20:00 | 0 | 0 | 0 | 0 | 0 | 739788.14 | 579275 | 0 | 0 | 0 | 0 | 1627176.3269 | 1489816.1733 | 0 | 0 | 0 | 0 | 0 | 0 | 0 | 0 | 0 | 0 | 0 | 0 | 0 | 0 | 0 | 0 | 0 | 44823.5307 | 115689.6092 | 0 | 0 | 0 | 0 | 0 | 0 | 0 | 0 | 0 | 0 | 0 | 0 | 0 | 0 | 0 | 0
2016-09-15 21:00 | 0 | 0 | 0 | 0 | 202865.4805 | 738919.967 | 579583 | 0 | 0 | 0 | 0 | 1873689.1652 | 1605505.7825 | 0 | 0 | 0 | 0 | 0 | 0 | 0 | 0 | 0 | 0 | 0 | 0 | 0 | 0 | 0 | 0 | 0 | 246512.8382 | 115689.6092 | 0 | 0 | 0 | 0 | 0 | 0 | 0 | 0 | 0 | 0 | 0 | 0 | 0 | 0 | 0 | 0
2016-09-15 22:00 | 0 | 0 | 0 | 0 | 0 | 715884.6816 | 570244 | 0 | 0 | 0 | 0 | 1903640.2375 | 1721195.3917 | 0 | 0 | 0 | 0 | 0 | 0 | 0 | 0 | 0 | 0 | 0 | 0 | 0 | 0 | 0 | 0 | 0 | 29951.0723 | 115689.6092 | 0 | 0 | 0 | 0 | 0 | 0 | 0 | 0 | 0 | 0 | 0 | 0 | 0 | 0 | 0 | 0
2016-09-15 23:00 | 0 | 0 | 0 | 0 | 66400.6848 | 623555.5442 | 559133 | 0 | 0 | 0 | 0 | 2150153.0757 | 1605505.7825 | 0 | 0 | 0 | 0 | 0 | 0 | 0 | 0 | 0 | 0 | 0 | 0 | 0 | 0 | 0 | 0 | 0 | 246512.8382 | -115689.6092 | 0 | 0 | 0 | 0 | 0 | 0 | 0 | 0 | 0 | 0 | 0 | 0 | 0 | 0 | 0 | 0
2016-09-16 | 0 | 0 | 0 | 0 | 29330.8273 | 392284.9437 | 552439 | 0 | 0 | 0 | 0 | 1903640.2375 | 1721195.3917 | 0 | 0 | 0 | 0 | 0 | 0 | 0 | 0 | 0 | 0 | 0 | 0 | 0 | 0 | 0 | 0 | 0 | -246512.8382 | 115689.6092 | 0 | 0 | 0 | 0 | 0 | 0 | 0 | 0 | 0 | 0 | 0 | 0 | 0 | 0 | 0 | 0
2016-09-16 01:00 | 0 | 0 | 0 | 0 | 453542.7288 | 32658.1492 | 532841 | 0 | 0 | 0 | 0 | 1972689.7247 | 1605505.7825 | 0 | 0 | 0 | 0 | 0 | 0 | 0 | 0 | 0 | 0 | 0 | 0 | 0 | 0 | 0 | 0 | 0 | 69049.4872 | -115689.6092 | 0 | 0 | 0 | 0 | 0 | 0 | 0 | 0 | 0 | 0 | 0 | 0 | 0 | 0 | 0 | 0
2016-09-16 02:00 | 0 | 0 | 0 | 0 | 463082.4861 | 0 | 502456 | 0 | 0 | 0 | 0 | 1817626.6016 | 1721195.3917 | 0 | 0 | 0 | 0 | 0 | 0 | 0 | 0 | 0 | 0 | 0 | 0 | 0 | 0 | 0 | 0 | 0 | -155063.1231 | 115689.6092 | 0 | 0 | 0 | 0 | 0 | 0 | 0 | 0 | 0 | 0 | 0 | 0 | 0 | 0 | 0 | 0
2016-09-16 03:00 | 0 | 0 | 0 | 0 | 105588.5525 | 0 | 467791 | 0 | 0 | 0 | 0 | 1571113.7634 | 1605505.7825 | 0 | 0 | 0 | 0 | 0 | 0 | 0 | 0 | 0 | 0 | 0 | 0 | 0 | 0 | 0 | 0 | 0 | -246512.8382 | -115689.6092 | 0 | 0 | 0 | 0 | 0 | 0 | 0 | 0 | 0 | 0 | 0 | 0 | 0 | 0 | 0 | 0
2016-09-16 04:00 | 0 | 0 | 0 | 0 | 430674.2805 | 0 | 435036 | 0 | 0 | 0 | 0 | 1451062.4347 | 1721195.3917 | 0 | 0 | 0 | 0 | 0 | 0 | 0 | 0 | 0 | 0 | 0 | 0 | 0 | 0 | 0 | 0 | 0 | -120051.3287 | 115689.6092 | 0 | 0 | 0 | 0 | 0 | 0 | 0 | 0 | 0 | 0 | 0 | 0 | 0 | 0 | 0 | 0
2016-09-16 05:00 | 0 | 0 | 0 | 0 | 46095.5525 | 0 | 408298 | 0 | 0 | 0 | 0 | 1204549.5964 | 1605505.7825 | 0 | 0 | 0 | 0 | 0 | 0 | 0 | 0 | 0 | 0 | 0 | 0 | 0 | 0 | 0 | 0 | 0 | -246512.8382 | -115689.6092 | 0 | 0 | 0 | 0 | 0 | 0 | 0 | 0 | 0 | 0 | 0 | 0 | 0 | 0 | 0 | 0
2016-09-16 06:00 | 0 | 0 | 0 | 0 | 384953.4134 | 0 | 389324 | 0 | 0 | 0 | 0 | 1084489.4006 | 1721195.3917 | 0 | 0 | 0 | 0 | 0 | 0 | 0 | 0 | 0 | 0 | 0 | 0 | 0 | 0 | 0 | 0 | 0 | -120060.1958 | 115689.6092 | 0 | 0 | 0 | 0 | 0 | 0 | 0 | 0 | 0 | 0 | 0 | 0 | 0 | 0 | 0 | 0
2016-09-16 07:00 | 0 | 0 | 0 | 0 | 14364.5525 | 0 | 376567 | 0 | 0 | 0 | 0 | 837976.5623 | 1605505.7825 | 0 | 0 | 0 | 0 | 0 | 0 | 0 | 0 | 0 | 0 | 0 | 0 | 0 | 0 | 0 | 0 | 0 | -246512.8382 | -115689.6092 | 0 | 0 | 0 | 0 | 0 | 0 | 0 | 0 | 0 | 0 | 0 | 0 | 0 | 0 | 0 | 0
2016-09-16 08:00 | 0 | 0 | 0 | 0 | 358102.3112 | 0 | 372278 | 0 | 0 | 0 | 0 | 939490.4827 | 1489816.1733 | 0 | 0 | 0 | 0 | 0 | 0 | 0 | 0 | 0 | 0 | 0 | 0 | 0 | 0 | 0 | 0 | 0 | 101513.9204 | -115689.6092 | 0 | 0 | 0 | 0 | 0 | 0 | 0 | 0 | 0 | 0 | 0 | 0 | 0 | 0 | 0 | 0
2016-09-16 09:00 | 0 | 0 | 0 | 0 | 335441.7577 | 0 | 379772 | 0 | 0 | 0 | 0 | 779470.6312 | 1605505.7825 | 0 | 0 | 0 | 0 | 0 | 0 | 0 | 0 | 0 | 0 | 0 | 0 | 0 | 0 | 0 | 0 | 0 | -160019.8515 | 115689.6092 | 0 | 0 | 0 | 0 | 0 | 0 | 0 | 0 | 0 | 0 | 0 | 0 | 0 | 0 | 0 | 0
2016-09-16 10:00 | 0 | 0 | 0 | 0 | 316212.6236 | 0 | 403765 | 0 | 0 | 0 | 0 | 807607.864 | 1489816.1733 | 0 | 0 | 0 | 0 | 0 | 0 | 0 | 0 | 0 | 0 | 0 | 0 | 0 | 0 | 0 | 0 | 0 | 28137.2328 | -115689.6092 | 0 | 0 | 0 | 0 | 0 | 0 | 0 | 0 | 0 | 0 | 0 | 0 | 0 | 0 | 0 | 0
2016-09-16 11:00 | 0 | 0 | 0 | 0 | 308328.3662 | 0 | 426434 | 0 | 0 | 0 | 0 | 805191.8395 | 1374126.564 | 0 | 0 | 0 | 0 | 0 | 0 | 0 | 0 | 0 | 0 | 0 | 0 | 0 | 0 | 0 | 0 | 0 | -2416.0245 | -115689.6092 | 0 | 0 | 0 | 0 | 0 | 0 | 0 | 0 | 0 | 0 | 0 | 0 | 0 | 0 | 0 | 0
2016-09-16 12:00 | 0 | 0 | 0 | 0 | 295203.948 | 4.6936 | 441129 | 0 | 0 | 0 | 0 | 774961.0903 | 1258436.9548 | 0 | 0 | 0 | 0 | 0 | 0 | 0 | 0 | 0 | 0 | 0 | 0 | 0 | 0 | 0 | 0 | 0 | -30230.7492 | -115689.6092 | 0 | 0 | 0 | 0 | 0 | 0 | 0 | 0 | 0 | 0 | 0 | 0 | 0 | 0 | 0 | 0
2016-09-16 13:00 | 0 | 0 | 0 | 0 | 194713.3066 | 82172.7843 | 460947 | 0 | 0 | 0 | 0 | 528448.2521 | 1320888.8839 | 0 | 0 | 0 | 0 | 0 | 0 | 0 | 0 | 0 | 0 | 0 | 0 | 0 | 0 | 0 | 0 | 0 | -246512.8382 | 62451.9291 | 0 | 0 | 0 | 0 | 0 | 0 | 0 | 0 | 0 | 0 | 0 | 0 | 0 | 0 | 0 | 0
2016-09-16 14:00 | 0 | 0 | 0 | 0 | 0 | 530513.4113 | 482425 | 0 | 0 | 0 | 0 | 692226.2727 | 1205199.2747 | 0 | 0 | 0 | 0 | 0 | 0 | 0 | 0 | 0 | 0 | 0 | 0 | 0 | 0 | 0 | 0 | 0 | 163778.0206 | -115689.6092 | 0 | 0 | 0 | 0 | 0 | 0 | 0 | 0 | 0 | 0 | 0 | 0 | 0 | 0 | 0 | 0
2016-09-16 15:00 | 0 | 0 | 0 | 0 | 0 | 804095.0658 | 503225 | 0 | 0 | 0 | 0 | 877406.7293 | 1320888.8839 | 0 | 0 | 0 | 0 | 0 | 0 | 0 | 0 | 0 | 0 | 0 | 0 | 0 | 0 | 0 | 0 | 0 | 185180.4566 | 115689.6092 | 0 | 0 | 0 | 0 | 0 | 0 | 0 | 0 | 0 | 0 | 0 | 0 | 0 | 0 | 0 | 0
2016-09-16 16:00 | 0 | 0 | 0 | 0 | 0 | 831998.0324 | 522004 | 0 | 0 | 0 | 0 | 1123919.5675 | 1384370.0781 | 0 | 0 | 0 | 0 | 0 | 0 | 0 | 0 | 0 | 0 | 0 | 0 | 0 | 0 | 0 | 0 | 0 | 246512.8382 | 63481.1942 | 0 | 0 | 0 | 0 | 0 | 0 | 0 | 0 | 0 | 0 | 0 | 0 | 0 | 0 | 0 | 0
2016-09-16 17:00 | 0 | 0 | 0 | 0 | 0 | 826157.3217 | 539250 | 0 | 0 | 0 | 0 | 1370432.4057 | 1424764.5616 | 0 | 0 | 0 | 0 | 0 | 0 | 0 | 0 | 0 | 0 | 0 | 0 | 0 | 0 | 0 | 0 | 0 | 246512.8382 | 40394.4835 | 0 | 0 | 0 | 0 | 0 | 0 | 0 | 0 | 0 | 0 | 0 | 0 | 0 | 0 | 0 | 0
2016-09-16 18:00 | 0 | 0 | 0 | 0 | 0 | 808526.6739 | 552449 | 0 | 0 | 0 | 0 | 1510820.4704 | 1540454.1708 | 0 | 0 | 0 | 0 | 0 | 0 | 0 | 0 | 0 | 0 | 0 | 0 | 0 | 0 | 0 | 0 | 0 | 140388.0646 | 115689.6092 | 0 | 0 | 0 | 0 | 0 | 0 | 0 | 0 | 0 | 0 | 0 | 0 | 0 | 0 | 0 | 0
2016-09-16 19:00 | 0 | 0 | 0 | 0 | 0 | 796743.3686 | 562395 | 0 | 0 | 0 | 0 | 1757333.3086 | 1528289.7012 | 0 | 0 | 0 | 0 | 0 | 0 | 0 | 0 | 0 | 0 | 0 | 0 | 0 | 0 | 0 | 0 | 0 | 246512.8382 | -12164.4697 | 0 | 0 | 0 | 0 | 0 | 0 | 0 | 0 | 0 | 0 | 0 | 0 | 0 | 0 | 0 | 0
2016-09-16 20:00 | 0 | 0 | 0 | 0 | 129173.8785 | 801036.569 | 568008 | 0 | 0 | 0 | 0 | 2003846.1469 | 1643979.3104 | 0 | 0 | 0 | 0 | 0 | 0 | 0 | 0 | 0 | 0 | 0 | 0 | 0 | 0 | 0 | 0 | 0 | 246512.8382 | 115689.6092 | 0 | 0 | 0 | 0 | 0 | 0 | 0 | 0 | 0 | 0 | 0 | 0 | 0 | 0 | 0 | 0
2016-09-16 21:00 | 0 | 0 | 0 | 0 | 128592.293 | 800478.1545 | 566868 | 0 | 0 | 0 | 0 | 2250358.9851 | 1759668.9196 | 0 | 0 | 0 | 0 | 0 | 0 | 0 | 0 | 0 | 0 | 0 | 0 | 0 | 0 | 0 | 0 | 0 | 246512.8382 | 115689.6092 | 0 | 0 | 0 | 0 | 0 | 0 | 0 | 0 | 0 | 0 | 0 | 0 | 0 | 0 | 0 | 0
2016-09-16 22:00 | 0 | 0 | 0 | 0 | 0 | 767027.7599 | 556300 | 0 | 0 | 0 | 0 | 2345397.1358 | 1875358.5289 | 0 | 0 | 0 | 0 | 0 | 0 | 0 | 0 | 0 | 0 | 0 | 0 | 0 | 0 | 0 | 0 | 0 | 95038.1507 | 115689.6092 | 0 | 0 | 0 | 0 | 0 | 0 | 0 | 0 | 0 | 0 | 0 | 0 | 0 | 0 | 0 | 0
2016-09-16 23:00 | 0 | 0 | 0 | 0 | 191750.7361 | 655718.2494 | 543980 | 0 | 0 | 0 | 0 | 2591909.974 | 1901540.9607 | 0 | 0 | 0 | 0 | 0 | 0 | 0 | 30793.7153 | 0 | 0 | 0 | 0 | 0 | 0 | 0 | 0 | 0 | 246512.8382 | 26182.4319 | 0 | 0 | 0 | 0 | 0 | 0 | 0 | 0 | 0 | 30793.7153 | 0 | 0 | 0 | 0 | 0 | 0
2016-09-17 | 0 | 0 | 0 | 0 | 0 | 398093.2593 | 533857 | 0 | 0 | 0 | 0 | 2371250.3394 | 2017230.57 | 0 | 0 | 0 | 0 | 0 | 0 | 0 | 0 | 0 | 0 | 0 | 0 | 0 | 0 | 0 | 0 | 0 | -220659.6346 | 115689.6092 | 0 | 0 | 0 | 0 | 0 | 0 | 0 | 0 | 0 | -30793.7153 | 0 | 0 | 0 | 0 | 0 | 0
2016-09-17 01:00 | 0 | 0 | 0 | 0 | 251339.8451 | 33206.4111 | 514936 | 0 | 0 | 0 | 0 | 2124737.5012 | 2033353.6644 | 0 | 0 | 0 | 0 | 0 | 0 | 0 | 0 | 0 | 0 | 0 | 0 | 0 | 0 | 0 | 0 | 0 | -246512.8382 | 16123.0944 | 0 | 0 | 0 | 0 | 0 | 0 | 0 | 0 | 0 | 0 | 0 | 0 | 0 | 0 | 0 | 0
2016-09-17 02:00 | 0 | 0 | 0 | 0 | 265301.9438 | 0 | 491140 | 0 | 0 | 0 | 0 | 1878224.663 | 2054028.4465 | 0 | 0 | 0 | 0 | 0 | 0 | 0 | 0 | 0 | 0 | 0 | 0 | 0 | 0 | 0 | 0 | 0 | -246512.8382 | 20674.7821 | 0 | 0 | 0 | 0 | 0 | 0 | 0 | 0 | 0 | 0 | 0 | 0 | 0 | 0 | 0 | 0
2016-09-17 03:00 | 0 | 0 | 0 | 0 | 99258.5525 | 0 | 461461 | 0 | 0 | 0 | 0 | 1631711.8247 | 1938338.8372 | 0 | 0 | 0 | 0 | 0 | 0 | 0 | 0 | 0 | 0 | 0 | 0 | 0 | 0 | 0 | 0 | 0 | -246512.8382 | -115689.6092 | 0 | 0 | 0 | 0 | 0 | 0 | 0 | 0 | 0 | 0 | 0 | 0 | 0 | 0 | 0 | 0
2016-09-17 04:00 | 0 | 0 | 0 | 0 | 281386.7442 | 0 | 432146 | 0 | 0 | 0 | 0 | 1596642.1781 | 1822649.228 | 0 | 0 | 0 | 0 | 0 | 0 | 0 | 0 | 0 | 0 | 0 | 0 | 0 | 0 | 0 | 0 | 0 | -35069.6466 | -115689.6092 | 0 | 0 | 0 | 0 | 0 | 0 | 0 | 0 | 0 | 0 | 0 | 0 | 0 | 0 | 0 | 0
2016-09-17 05:00 | 0 | 0 | 0 | 0 | 45280.5525 | 0 | 407483 | 0 | 0 | 0 | 0 | 1350129.3399 | 1706959.6188 | 0 | 0 | 0 | 0 | 0 | 0 | 0 | 0 | 0 | 0 | 0 | 0 | 0 | 0 | 0 | 0 | 0 | -246512.8382 | -115689.6092 | 0 | 0 | 0 | 0 | 0 | 0 | 0 | 0 | 0 | 0 | 0 | 0 | 0 | 0 | 0 | 0
2016-09-17 06:00 | 0 | 0 | 0 | 0 | 316003.6235 | 0 | 388124 | 0 | 0 | 0 | 0 | 1393698.5726 | 1591270.0095 | 0 | 0 | 0 | 0 | 0 | 0 | 0 | 0 | 0 | 0 | 0 | 0 | 0 | 0 | 0 | 0 | 0 | 43569.2327 | -115689.6092 | 0 | 0 | 0 | 0 | 0 | 0 | 0 | 0 | 0 | 0 | 0 | 0 | 0 | 0 | 0 | 0
2016-09-17 07:00 | 0 | 0 | 0 | 0 | 13162.5525 | 0 | 375365 | 0 | 0 | 0 | 0 | 1147185.7344 | 1475580.4003 | 0 | 0 | 0 | 0 | 0 | 0 | 0 | 0 | 0 | 0 | 0 | 0 | 0 | 0 | 0 | 0 | 0 | -246512.8382 | -115689.6092 | 0 | 0 | 0 | 0 | 0 | 0 | 0 | 0 | 0 | 0 | 0 | 0 | 0 | 0 | 0 | 0
2016-09-17 08:00 | 0 | 0 | 0 | 0 | 340698.1586 | 0 | 367743 | 0 | 0 | 0 | 0 | 1004451.2837 | 1591270.0095 | 0 | 0 | 0 | 0 | 0 | 0 | 0 | 0 | 0 | 0 | 0 | 0 | 0 | 0 | 0 | 0 | 0 | -142734.4506 | 115689.6092 | 0 | 0 | 0 | 0 | 0 | 0 | 0 | 0 | 0 | 0 | 0 | 0 | 0 | 0 | 0 | 0
2016-09-17 09:00 | 0 | 0 | 0 | 0 | 4504.5525 | 0 | 366707 | 0 | 0 | 0 | 0 | 757938.4455 | 1475580.4003 | 0 | 0 | 0 | 0 | 0 | 0 | 0 | 0 | 0 | 0 | 0 | 0 | 0 | 0 | 0 | 0 | 0 | -246512.8382 | -115689.6092 | 0 | 0 | 0 | 0 | 0 | 0 | 0 | 0 | 0 | 0 | 0 | 0 | 0 | 0 | 0 | 0
2016-09-17 10:00 | 0 | 0 | 0 | 0 | 355300.2332 | 0 | 372011 | 0 | 0 | 0 | 0 | 856917.2879 | 1359890.7911 | 0 | 0 | 0 | 0 | 0 | 0 | 0 | 0 | 0 | 0 | 0 | 0 | 0 | 0 | 0 | 0 | 0 | 98978.8424 | -115689.6092 | 0 | 0 | 0 | 0 | 0 | 0 | 0 | 0 | 0 | 0 | 0 | 0 | 0 | 0 | 0 | 0
2016-09-17 11:00 | 0 | 0 | 0 | 0 | 175305.3461 | 0 | 379978 | 0 | 0 | 0 | 0 | 767934.2432 | 1244201.1818 | 0 | 0 | 0 | 0 | 0 | 0 | 0 | 0 | 0 | 0 | 0 | 0 | 0 | 0 | 0 | 0 | 0 | -88983.0447 | -115689.6092 | 0 | 0 | 0 | 0 | 0 | 0 | 0 | 0 | 0 | 0 | 0 | 0 | 0 | 0 | 0 | 0
2016-09-17 12:00 | 0 | 0 | 0 | 0 | 348261.0706 | 3.045 | 395702 | 0 | 0 | 0 | 0 | 599021.3465 | 1359890.7911 | 0 | 0 | 0 | 0 | 0 | 0 | 0 | 5785.4032 | 0 | 0 | 0 | 0 | 0 | 0 | 0 | 0 | 0 | -168912.8967 | 115689.6092 | 0 | 0 | 0 | 0 | 0 | 0 | 0 | 0 | 0 | 5785.4032 | 0 | 0 | 0 | 0 | 0 | 0
2016-09-17 13:00 | 0 | 0 | 0 | 0 | 216475.6953 | 91935.1436 | 418046 | 0 | 0 | 0 | 0 | 352508.5082 | 1465974.7529 | 0 | 0 | 0 | 0 | 0 | 0 | 0 | 36579.1185 | 0 | 0 | 0 | 0 | 0 | 0 | 0 | 0 | 0 | -246512.8382 | 106083.9618 | 0 | 0 | 0 | 0 | 0 | 0 | 0 | 0 | 0 | 30793.7153 | 0 | 0 | 0 | 0 | 0 | 0
2016-09-17 14:00 | 0 | 0 | 0 | 0 | 116052.6536 | 519894.9312 | 442054 | 0 | 0 | 0 | 0 | 430712.4838 | 1581664.3621 | 0 | 0 | 0 | 0 | 0 | 0 | 0 | 36579.1185 | 0 | 0 | 0 | 0 | 0 | 0 | 0 | 0 | 0 | 78203.9756 | 115689.6092 | 0 | 0 | 0 | 0 | 0 | 0 | 0 | 0 | 0 | 0 | 0 | 0 | 0 | 0 | 0 | 0
2016-09-17 15:00 | 0 | 0 | 0 | 0 | 0 | 776875.0433 | 465066 | 0 | 0 | 0 | 0 | 626831.9179 | 1697353.9714 | 0 | 0 | 0 | 0 | 0 | 0 | 0 | 36579.1185 | 0 | 0 | 0 | 0 | 0 | 0 | 0 | 0 | 0 | 196119.4341 | 115689.6092 | 0 | 0 | 0 | 0 | 0 | 0 | 0 | 0 | 0 | 0 | 0 | 0 | 0 | 0 | 0 | 0
2016-09-17 16:00 | 0 | 0 | 0 | 0 | 0 | 803662.5901 | 485343 | 0 | 0 | 0 | 0 | 873344.7561 | 1769160.7232 | 0 | 0 | 0 | 0 | 0 | 0 | 0 | 36579.1185 | 0 | 0 | 0 | 0 | 0 | 0 | 0 | 0 | 0 | 246512.8382 | 71806.7518 | 0 | 0 | 0 | 0 | 0 | 0 | 0 | 0 | 0 | 0 | 0 | 0 | 0 | 0 | 0 | 0
2016-09-17 17:00 | 0 | 0 | 0 | 0 | 0 | 798816.3113 | 502464 | 0 | 0 | 0 | 0 | 1119857.5944 | 1824785.5994 | 0 | 0 | 0 | 0 | 0 | 0 | 0 | 30793.7153 | 0 | 0 | 0 | 0 | 0 | 0 | 0 | 0 | 0 | 246512.8382 | 55624.8763 | 0 | 0 | 0 | 0 | 0 | 0 | 0 | 0 | 0 | -5785.4032 | 0 | 0 | 0 | 0 | 0 | 0
2016-09-17 18:00 | 0 | 0 | 0 | 0 | 0 | 783265.6329 | 516397 | 0 | 0 | 0 | 0 | 1366370.4326 | 1875935.1094 | 0 | 0 | 0 | 0 | 0 | 0 | 0 | 0 | 0 | 0 | 0 | 0 | 0 | 0 | 0 | 0 | 0 | 246512.8382 | 51149.51 | 0 | 0 | 0 | 0 | 0 | 0 | 0 | 0 | 0 | -30793.7153 | 0 | 0 | 0 | 0 | 0 | 0
2016-09-17 19:00 | 0 | 0 | 0 | 0 | 0 | 774173.5483 | 526818 | 0 | 0 | 0 | 0 | 1498036.3716 | 1991624.7187 | 0 | 0 | 0 | 0 | 0 | 0 | 0 | 0 | 0 | 0 | 0 | 0 | 0 | 0 | 0 | 0 | 0 | 131665.939 | 115689.6092 | 0 | 0 | 0 | 0 | 0 | 0 | 0 | 0 | 0 | 0 | 0 | 0 | 0 | 0 | 0 | 0
2016-09-17 20:00 | 0 | 0 | 0 | 0 | 0 | 779676.526 | 535561 | 0 | 0 | 0 | 0 | 1744549.2099 | 1989227.4064 | 0 | 0 | 0 | 0 | 0 | 0 | 0 | 0 | 0 | 0 | 0 | 0 | 0 | 0 | 0 | 0 | 0 | 246512.8382 | -2397.3123 | 0 | 0 | 0 | 0 | 0 | 0 | 0 | 0 | 0 | 0 | 0 | 0 | 0 | 0 | 0 | 0
2016-09-17 21:00 | 0 | 0 | 0 | 0 | 0 | 778584.6485 | 539564 | 0 | 0 | 0 | 0 | 1867880.2491 | 2104917.0156 | 0 | 0 | 0 | 0 | 0 | 0 | 0 | 0 | 0 | 0 | 0 | 0 | 0 | 0 | 0 | 0 | 0 | 123331.0393 | 115689.6092 | 0 | 0 | 0 | 0 | 0 | 0 | 0 | 0 | 0 | 0 | 0 | 0 | 0 | 0 | 0 | 0
2016-09-17 22:00 | 0 | 0 | 0 | 0 | 0 | 751488.2022 | 535724 | 0 | 0 | 0 | 0 | 2114393.0874 | 2074168.3796 | 0 | 0 | 0 | 0 | 0 | 0 | 0 | 0 | 0 | 0 | 0 | 0 | 0 | 0 | 0 | 0 | 0 | 246512.8382 | -30748.636 | 0 | 0 | 0 | 0 | 0 | 0 | 0 | 0 | 0 | 0 | 0 | 0 | 0 | 0 | 0 | 0
2016-09-17 23:00 | 0 | 0 | 0 | 0 | 0 | 627726.4893 | 528480 | 0 | 0 | 0 | 0 | 2097949.9675 | 2189857.9888 | 0 | 0 | 0 | 0 | 0 | 0 | 0 | 0 | 0 | 0 | 0 | 0 | 0 | 0 | 0 | 0 | 0 | -16443.1199 | 115689.6092 | 0 | 0 | 0 | 0 | 0 | 0 | 0 | 0 | 0 | 0 | 0 | 0 | 0 | 0 | 0 | 0
2016-09-18 | 0 | 0 | 0 | 0 | 0 | 370146.9765 | 521396 | 0 | 0 | 0 | 0 | 1851437.1292 | 2285121.8035 | 0 | 0 | 0 | 0 | 0 | 0 | 0 | 0 | 0 | 0 | 0 | 0 | 0 | 0 | 0 | 0 | 0 | -246512.8382 | 95263.8147 | 0 | 0 | 0 | 0 | 0 | 0 | 0 | 0 | 0 | 0 | 0 | 0 | 0 | 0 | 0 | 0
2016-09-18 01:00 | 0 | 0 | 0 | 0 | 454886.487 | 29857.0918 | 504388 | 0 | 0 | 0 | 0 | 1716103.0988 | 2400811.4128 | 0 | 0 | 0 | 0 | 0 | 0 | 0 | 0 | 0 | 0 | 0 | 0 | 0 | 0 | 0 | 0 | 0 | -135334.0304 | 115689.6092 | 0 | 0 | 0 | 0 | 0 | 0 | 0 | 0 | 0 | 0 | 0 | 0 | 0 | 0 | 0 | 0
2016-09-18 02:00 | 0 | 0 | 0 | 0 | 118401.5525 | 0 | 480604 | 0 | 0 | 0 | 0 | 1469590.2606 | 2285121.8035 | 0 | 0 | 0 | 0 | 0 | 0 | 0 | 0 | 0 | 0 | 0 | 0 | 0 | 0 | 0 | 0 | 0 | -246512.8382 | -115689.6092 | 0 | 0 | 0 | 0 | 0 | 0 | 0 | 0 | 0 | 0 | 0 | 0 | 0 | 0 | 0 | 0
2016-09-18 03:00 | 0 | 0 | 0 | 0 | 91501.5525 | 0 | 453704 | 0 | 0 | 0 | 0 | 1223077.4223 | 2169432.1943 | 0 | 0 | 0 | 0 | 0 | 0 | 0 | 0 | 0 | 0 | 0 | 0 | 0 | 0 | 0 | 0 | 0 | -246512.8382 | -115689.6092 | 0 | 0 | 0 | 0 | 0 | 0 | 0 | 0 | 0 | 0 | 0 | 0 | 0 | 0 | 0 | 0
2016-09-18 04:00 | 0 | 0 | 0 | 0 | 610274.0244 | 0 | 426816 | 0 | 0 | 0 | 0 | 1290845.8375 | 2285121.8035 | 0 | 0 | 0 | 0 | 0 | 0 | 0 | 0 | 0 | 0 | 0 | 0 | 0 | 0 | 0 | 0 | 0 | 67768.4152 | 115689.6092 | 0 | 0 | 0 | 0 | 0 | 0 | 0 | 0 | 0 | 0 | 0 | 0 | 0 | 0 | 0 | 0
2016-09-18 05:00 | 0 | 0 | 0 | 0 | 41168.5525 | 0 | 403371 | 0 | 0 | 0 | 0 | 1044332.9993 | 2169432.1943 | 0 | 0 | 0 | 0 | 0 | 0 | 0 | 0 | 0 | 0 | 0 | 0 | 0 | 0 | 0 | 0 | 0 | -246512.8382 | -115689.6092 | 0 | 0 | 0 | 0 | 0 | 0 | 0 | 0 | 0 | 0 | 0 | 0 | 0 | 0 | 0 | 0
2016-09-18 06:00 | 0 | 0 | 0 | 0 | 22379.5525 | 0 | 384582 | 0 | 0 | 0 | 0 | 797820.161 | 2053742.5851 | 0 | 0 | 0 | 0 | 0 | 0 | 0 | 0 | 0 | 0 | 0 | 0 | 0 | 0 | 0 | 0 | 0 | -246512.8382 | -115689.6092 | 0 | 0 | 0 | 0 | 0 | 0 | 0 | 0 | 0 | 0 | 0 | 0 | 0 | 0 | 0 | 0
2016-09-18 07:00 | 0 | 0 | 0 | 0 | 643011.2756 | 0 | 370698 | 0 | 0 | 0 | 0 | 1044332.9993 | 2079223.4699 | 0 | 0 | 0 | 0 | 0 | 0 | 0 | 319.5525 | 0 | 0 | 0 | 0 | 0 | 0 | 0 | 0 | 0 | 246512.8382 | 25480.8849 | 0 | 0 | 0 | 0 | 0 | 0 | 0 | 0 | 0 | 319.5525 | 0 | 0 | 0 | 0 | 0 | 0
2016-09-18 08:00 | 0 | 0 | 0 | 0 | 0 | 0 | 362522 | 0 | 0 | 0 | 0 | 797820.161 | 1963533.8607 | 0 | 0 | 0 | 0 | 0 | 0 | 0 | 0 | 0 | 0 | 0 | 0 | 0 | 0 | 0 | 0 | 0 | -246512.8382 | -115689.6092 | 0 | 0 | 0 | 0 | 0 | 0 | 0 | 0 | 0 | -319.5525 | 0 | 0 | 0 | 0 | 0 | 0
2016-09-18 09:00 | 0 | 0 | 0 | 0 | 229335.771 | 0 | 360159 | 0 | 0 | 0 | 0 | 551307.3228 | 2079223.4699 | 0 | 0 | 0 | 0 | 0 | 0 | 0 | 0 | 0 | 0 | 0 | 0 | 0 | 0 | 0 | 0 | 0 | -246512.8382 | 115689.6092 | 0 | 0 | 0 | 0 | 0 | 0 | 0 | 0 | 0 | 0 | 0 | 0 | 0 | 0 | 0 | 0
2016-09-18 10:00 | 0 | 0 | 0 | 0 | 584747.7283 | 0 | 363022 | 0 | 0 | 0 | 0 | 797820.161 | 2048006.8075 | 0 | 0 | 0 | 0 | 0 | 0 | 0 | 6429.5525 | 0 | 0 | 0 | 0 | 0 | 0 | 0 | 0 | 0 | 246512.8382 | -31216.6624 | 0 | 0 | 0 | 0 | 0 | 0 | 0 | 0 | 0 | 6429.5525 | 0 | 0 | 0 | 0 | 0 | 0
2016-09-18 11:00 | 0 | 0 | 0 | 0 | 0 | 0 | 368632 | 0 | 0 | 0 | 0 | 551307.3228 | 1932317.1983 | 0 | 0 | 0 | 0 | 0 | 0 | 0 | 0 | 0 | 0 | 0 | 0 | 0 | 0 | 0 | 0 | 0 | -246512.8382 | -115689.6092 | 0 | 0 | 0 | 0 | 0 | 0 | 0 | 0 | 0 | -6429.5525 | 0 | 0 | 0 | 0 | 0 | 0
2016-09-18 12:00 | 0 | 0 | 0 | 0 | 20867.5525 | 0 | 383070 | 0 | 0 | 0 | 0 | 304794.4846 | 1816627.589 | 0 | 0 | 0 | 0 | 0 | 0 | 0 | 0 | 0 | 0 | 0 | 0 | 0 | 0 | 0 | 0 | 0 | -246512.8382 | -115689.6092 | 0 | 0 | 0 | 0 | 0 | 0 | 0 | 0 | 0 | 0 | 0 | 0 | 0 | 0 | 0 | 0
2016-09-18 13:00 | 0 | 0 | 0 | 0 | 399289.9611 | 92840.9407 | 407510 | 0 | 0 | 0 | 0 | 273725.7771 | 1932317.1983 | 0 | 0 | 0 | 0 | 0 | 0 | 0 | 0 | 0 | 0 | 0 | 0 | 0 | 0 | 0 | 0 | 0 | -31068.7074 | 115689.6092 | 0 | 0 | 0 | 0 | 0 | 0 | 0 | 0 | 0 | 0 | 0 | 0 | 0 | 0 | 0 | 0
2016-09-18 14:00 | 0 | 0 | 0 | 0 | 0 | 534195.623 | 433739 | 0 | 0 | 0 | 0 | 489872.0094 | 1816627.589 | 0 | 0 | 0 | 0 | 0 | 0 | 0 | 0 | 0 | 0 | 0 | 0 | 0 | 0 | 0 | 0 | 0 | 216146.2323 | -115689.6092 | 0 | 0 | 0 | 0 | 0 | 0 | 0 | 0 | 0 | 0 | 0 | 0 | 0 | 0 | 0 | 0
2016-09-18 15:00 | 0 | 0 | 0 | 0 | 45263.5093 | 777217.9381 | 460279 | 0 | 0 | 0 | 0 | 736384.8476 | 1932317.1983 | 0 | 0 | 0 | 0 | 0 | 0 | 0 | 0 | 0 | 0 | 0 | 0 | 0 | 0 | 0 | 0 | 0 | 246512.8382 | 115689.6092 | 0 | 0 | 0 | 0 | 0 | 0 | 0 | 0 | 0 | 0 | 0 | 0 | 0 | 0 | 0 | 0
2016-09-18 16:00 | 0 | 0 | 0 | 0 | 0 | 805712.0965 | 486363 | 0 | 0 | 0 | 0 | 940044.3349 | 2048006.8075 | 0 | 0 | 0 | 0 | 0 | 0 | 0 | 0 | 0 | 0 | 0 | 0 | 0 | 0 | 0 | 0 | 0 | 203659.4872 | 115689.6092 | 0 | 0 | 0 | 0 | 0 | 0 | 0 | 0 | 0 | 0 | 0 | 0 | 0 | 0 | 0 | 0
2016-09-18 17:00 | 0 | 0 | 0 | 0 | 0 | 798782.2447 | 510136 | 0 | 0 | 0 | 0 | 1186557.1731 | 2090140.2139 | 0 | 0 | 0 | 0 | 0 | 0 | 0 | 0 | 0 | 0 | 0 | 0 | 0 | 0 | 0 | 0 | 0 | 246512.8382 | 42133.4064 | 0 | 0 | 0 | 0 | 0 | 0 | 0 | 0 | 0 | 0 | 0 | 0 | 0 | 0 | 0 | 0
2016-09-18 18:00 | 0 | 0 | 0 | 0 | 0 | 784516.891 | 529340 | 0 | 0 | 0 | 0 | 1433070.0114 | 2098804.2667 | 0 | 0 | 0 | 0 | 0 | 0 | 0 | 0 | 0 | 0 | 0 | 0 | 0 | 0 | 0 | 0 | 0 | 246512.8382 | 8664.0528 | 0 | 0 | 0 | 0 | 0 | 0 | 0 | 0 | 0 | 0 | 0 | 0 | 0 | 0 | 0 | 0
2016-09-18 19:00 | 0 | 0 | 0 | 0 | 133230.105 | 772985.3425 | 544013 | 0 | 0 | 0 | 0 | 1679582.8496 | 2214493.8759 | 0 | 0 | 0 | 0 | 0 | 0 | 0 | 0 | 0 | 0 | 0 | 0 | 0 | 0 | 0 | 0 | 0 | 246512.8382 | 115689.6092 | 0 | 0 | 0 | 0 | 0 | 0 | 0 | 0 | 0 | 0 | 0 | 0 | 0 | 0 | 0 | 0
2016-09-18 20:00 | 0 | 0 | 0 | 0 | 0 | 776726.125 | 556485 | 0 | 0 | 0 | 0 | 1784134.3654 | 2330183.4852 | 0 | 0 | 0 | 0 | 0 | 0 | 0 | 0 | 0 | 0 | 0 | 0 | 0 | 0 | 0 | 0 | 0 | 104551.5158 | 115689.6092 | 0 | 0 | 0 | 0 | 0 | 0 | 0 | 0 | 0 | 0 | 0 | 0 | 0 | 0 | 0 | 0
2016-09-18 21:00 | 0 | 0 | 0 | 0 | 148609.7993 | 779270.6481 | 565678 | 0 | 0 | 0 | 0 | 2030647.2036 | 2445873.0944 | 0 | 0 | 0 | 0 | 0 | 0 | 0 | 0 | 0 | 0 | 0 | 0 | 0 | 0 | 0 | 0 | 0 | 246512.8382 | 115689.6092 | 0 | 0 | 0 | 0 | 0 | 0 | 0 | 0 | 0 | 0 | 0 | 0 | 0 | 0 | 0 | 0
2016-09-18 22:00 | 0 | 0 | 0 | 0 | 0 | 757533.882 | 566590 | 0 | 0 | 0 | 0 | 2105901.4764 | 2561562.7036 | 0 | 0 | 0 | 0 | 0 | 0 | 0 | 0 | 0 | 0 | 0 | 0 | 0 | 0 | 0 | 0 | 0 | 75254.2728 | 115689.6092 | 0 | 0 | 0 | 0 | 0 | 0 | 0 | 0 | 0 | 0 | 0 | 0 | 0 | 0 | 0 | 0
2016-09-18 23:00 | 0 | 0 | 0 | 0 | 0 | 642262.543 | 564433 | 0 | 0 | 0 | 0 | 2068041.4101 | 2677252.3129 | 0 | 0 | 0 | 0 | 0 | 0 | 0 | 0 | 0 | 0 | 0 | 0 | 0 | 0 | 0 | 0 | 0 | -37860.0662 | 115689.6092 | 0 | 0 | 0 | 0 | 0 | 0 | 0 | 0 | 0 | 0 | 0 | 0 | 0 | 0 | 0 | 0
2016-09-19 | 0 | 0 | 0 | 0 | 0 | 374552.52 | 558678 | 0 | 0 | 0 | 0 | 1821528.5719 | 2739639.6711 | 0 | 0 | 0 | 0 | 0 | 0 | 0 | 0 | 0 | 0 | 0 | 0 | 0 | 0 | 0 | 0 | 0 | -246512.8382 | 62387.3583 | 0 | 0 | 0 | 0 | 0 | 0 | 0 | 0 | 0 | 0 | 0 | 0 | 0 | 0 | 0 | 0
2016-09-19 01:00 | 0 | 0 | 0 | 0 | 143765.3576 | 32170.1949 | 538138 | 0 | 0 | 0 | 0 | 1575015.7337 | 2623950.0619 | 0 | 0 | 0 | 0 | 0 | 0 | 0 | 0 | 0 | 0 | 0 | 0 | 0 | 0 | 0 | 0 | 0 | -246512.8382 | -115689.6092 | 0 | 0 | 0 | 0 | 0 | 0 | 0 | 0 | 0 | 0 | 0 | 0 | 0 | 0 | 0 | 0
2016-09-19 02:00 | 0 | 0 | 0 | 0 | 672412.5354 | 0 | 508786 | 0 | 0 | 0 | 0 | 1821528.5719 | 2541063.759 | 0 | 0 | 0 | 0 | 0 | 0 | 0 | 0 | 0 | 0 | 0 | 0 | 0 | 0 | 0 | 0 | 0 | 246512.8382 | -82886.3029 | 0 | 0 | 0 | 0 | 0 | 0 | 0 | 0 | 0 | 0 | 0 | 0 | 0 | 0 | 0 | 0
2016-09-19 03:00 | 0 | 0 | 0 | 0 | 113187.5525 | 0 | 475390 | 0 | 0 | 0 | 0 | 1575015.7337 | 2425374.1498 | 0 | 0 | 0 | 0 | 0 | 0 | 0 | 0 | 0 | 0 | 0 | 0 | 0 | 0 | 0 | 0 | 0 | -246512.8382 | -115689.6092 | 0 | 0 | 0 | 0 | 0 | 0 | 0 | 0 | 0 | 0 | 0 | 0 | 0 | 0 | 0 | 0
2016-09-19 04:00 | 0 | 0 | 0 | 0 | 80963.5525 | 0 | 443166 | 0 | 0 | 0 | 0 | 1328502.8954 | 2309684.5406 | 0 | 0 | 0 | 0 | 0 | 0 | 0 | 0 | 0 | 0 | 0 | 0 | 0 | 0 | 0 | 0 | 0 | -246512.8382 | -115689.6092 | 0 | 0 | 0 | 0 | 0 | 0 | 0 | 0 | 0 | 0 | 0 | 0 | 0 | 0 | 0 | 0
2016-09-19 05:00 | 0 | 0 | 0 | 0 | 685376.5848 | 0 | 416746 | 0 | 0 | 0 | 0 | 1575015.7337 | 2331802.2871 | 0 | 0 | 0 | 0 | 0 | 0 | 0 | 0 | 0 | 0 | 0 | 0 | 0 | 0 | 0 | 0 | 0 | 246512.8382 | 22117.7465 | 0 | 0 | 0 | 0 | 0 | 0 | 0 | 0 | 0 | 0 | 0 | 0 | 0 | 0 | 0 | 0
2016-09-19 06:00 | 0 | 0 | 0 | 0 | 35501.5525 | 0 | 397704 | 0 | 0 | 0 | 0 | 1328502.8954 | 2216112.6779 | 0 | 0 | 0 | 0 | 0 | 0 | 0 | 0 | 0 | 0 | 0 | 0 | 0 | 0 | 0 | 0 | 0 | -246512.8382 | -115689.6092 | 0 | 0 | 0 | 0 | 0 | 0 | 0 | 0 | 0 | 0 | 0 | 0 | 0 | 0 | 0 | 0
2016-09-19 07:00 | 0 | 0 | 0 | 0 | 255335.771 | 0 | 386159 | 0 | 0 | 0 | 0 | 1081990.0572 | 2331802.2871 | 0 | 0 | 0 | 0 | 0 | 0 | 0 | 0 | 0 | 0 | 0 | 0 | 0 | 0 | 0 | 0 | 0 | -246512.8382 | 115689.6092 | 0 | 0 | 0 | 0 | 0 | 0 | 0 | 0 | 0 | 0 | 0 | 0 | 0 | 0 | 0 | 0
2016-09-19 08:00 | 0 | 0 | 0 | 0 | 663389.8572 | 0 | 383320 | 0 | 0 | 0 | 0 | 1246370.3052 | 2447491.8963 | 0 | 0 | 0 | 0 | 0 | 0 | 0 | 0 | 0 | 0 | 0 | 0 | 0 | 0 | 0 | 0 | 0 | 164380.248 | 115689.6092 | 0 | 0 | 0 | 0 | 0 | 0 | 0 | 0 | 0 | 0 | 0 | 0 | 0 | 0 | 0 | 0
2016-09-19 09:00 | 0 | 0 | 0 | 0 | 31631.5525 | 0 | 393834 | 0 | 0 | 0 | 0 | 999857.4669 | 2331802.2871 | 0 | 0 | 0 | 0 | 0 | 0 | 0 | 0 | 0 | 0 | 0 | 0 | 0 | 0 | 0 | 0 | 0 | -246512.8382 | -115689.6092 | 0 | 0 | 0 | 0 | 0 | 0 | 0 | 0 | 0 | 0 | 0 | 0 | 0 | 0 | 0 | 0
2016-09-19 10:00 | 0 | 0 | 0 | 0 | 57448.5525 | 0 | 419651 | 0 | 0 | 0 | 0 | 753344.6287 | 2216112.6779 | 0 | 0 | 0 | 0 | 0 | 0 | 0 | 0 | 0 | 0 | 0 | 0 | 0 | 0 | 0 | 0 | 0 | -246512.8382 | -115689.6092 | 0 | 0 | 0 | 0 | 0 | 0 | 0 | 0 | 0 | 0 | 0 | 0 | 0 | 0 | 0 | 0
2016-09-19 11:00 | 0 | 0 | 0 | 0 | 572743.0842 | 0 | 443218 | 0 | 0 | 0 | 0 | 767180.1036 | 2331802.2871 | 0 | 0 | 0 | 0 | 0 | 0 | 0 | 0 | 0 | 0 | 0 | 0 | 0 | 0 | 0 | 0 | 0 | 13835.475 | 115689.6092 | 0 | 0 | 0 | 0 | 0 | 0 | 0 | 0 | 0 | 0 | 0 | 0 | 0 | 0 | 0 | 0
2016-09-19 12:00 | 0 | 0 | 0 | 0 | 97882.3289 | 0.22365 | 460085 | 0 | 0 | 0 | 0 | 520667.2654 | 2216112.6779 | 0 | 0 | 0 | 0 | 0 | 0 | 0 | 0 | 0 | 0 | 0 | 0 | 0 | 0 | 0 | 0 | 0 | -246512.8382 | -115689.6092 | 0 | 0 | 0 | 0 | 0 | 0 | 0 | 0 | 0 | 0 | 0 | 0 | 0 | 0 | 0 | 0
2016-09-19 13:00 | 0 | 0 | 0 | 0 | 302537.0529 | 114400.7027 | 481042 | 0 | 0 | 0 | 0 | 572252.6303 | 2100423.0686 | 0 | 0 | 0 | 0 | 0 | 0 | 0 | 0 | 0 | 0 | 0 | 0 | 0 | 0 | 0 | 0 | 0 | 51585.3648 | -115689.6092 | 0 | 0 | 0 | 0 | 0 | 0 | 0 | 0 | 0 | 0 | 0 | 0 | 0 | 0 | 0 | 0
2016-09-19 14:00 | 0 | 0 | 0 | 0 | 0 | 541335.4389 | 505348 | 0 | 0 | 0 | 0 | 492550.4599 | 2216112.6779 | 0 | 0 | 0 | 0 | 0 | 0 | 0 | 0 | 0 | 0 | 0 | 0 | 0 | 0 | 0 | 0 | 0 | -79702.1703 | 115689.6092 | 0 | 0 | 0 | 0 | 0 | 0 | 0 | 0 | 0 | 0 | 0 | 0 | 0 | 0 | 0 | 0
2016-09-19 15:00 | 0 | 0 | 0 | 0 | 0 | 749320.5209 | 529849 | 0 | 0 | 0 | 0 | 739063.2982 | 2189071.3605 | 0 | 0 | 0 | 0 | 0 | 0 | 0 | 0 | 0 | 0 | 0 | 0 | 0 | 0 | 0 | 0 | 0 | 246512.8382 | -27041.3174 | 0 | 0 | 0 | 0 | 0 | 0 | 0 | 0 | 0 | 0 | 0 | 0 | 0 | 0 | 0 | 0
2016-09-19 16:00 | 0 | 0 | 0 | 0 | 137688.442 | 778411.0055 | 553897 | 0 | 0 | 0 | 0 | 985576.1364 | 2304760.9697 | 0 | 0 | 0 | 0 | 0 | 0 | 0 | 0 | 0 | 0 | 0 | 0 | 0 | 0 | 0 | 0 | 0 | 246512.8382 | 115689.6092 | 0 | 0 | 0 | 0 | 0 | 0 | 0 | 0 | 0 | 0 | 0 | 0 | 0 | 0 | 0 | 0
2016-09-19 17:00 | 0 | 0 | 0 | 0 | 0 | 767212.9174 | 575743 | 0 | 0 | 0 | 0 | 1061356.4445 | 2420450.5789 | 0 | 0 | 0 | 0 | 0 | 0 | 0 | 0 | 0 | 0 | 0 | 0 | 0 | 0 | 0 | 0 | 0 | 75780.3081 | 115689.6092 | 0 | 0 | 0 | 0 | 0 | 0 | 0 | 0 | 0 | 0 | 0 | 0 | 0 | 0 | 0 | 0
2016-09-19 18:00 | 0 | 0 | 0 | 0 | 0 | 749689.3573 | 594099 | 0 | 0 | 0 | 0 | 1307869.2828 | 2329528.098 | 0 | 0 | 0 | 0 | 0 | 0 | 0 | 0 | 0 | 0 | 0 | 0 | 0 | 0 | 0 | 0 | 0 | 246512.8382 | -90922.4809 | 0 | 0 | 0 | 0 | 0 | 0 | 0 | 0 | 0 | 0 | 0 | 0 | 0 | 0 | 0 | 0
2016-09-19 19:00 | 0 | 0 | 0 | 0 | 0 | 735330.3603 | 607306 | 0 | 0 | 0 | 0 | 1320204.0338 | 2445217.7073 | 0 | 0 | 0 | 0 | 0 | 0 | 0 | 0 | 0 | 0 | 0 | 0 | 0 | 0 | 0 | 0 | 0 | 12334.751 | 115689.6092 | 0 | 0 | 0 | 0 | 0 | 0 | 0 | 0 | 0 | 0 | 0 | 0 | 0 | 0 | 0 | 0
2016-09-19 20:00 | 0 | 0 | 0 | 0 | 16026.1811 | 731615.0479 | 616818 | 0 | 0 | 0 | 0 | 1566716.8721 | 2329528.098 | 0 | 0 | 0 | 0 | 0 | 0 | 0 | 0 | 0 | 0 | 0 | 0 | 0 | 0 | 0 | 0 | 0 | 246512.8382 | -115689.6092 | 0 | 0 | 0 | 0 | 0 | 0 | 0 | 0 | 0 | 0 | 0 | 0 | 0 | 0 | 0 | 0
2016-09-19 21:00 | 0 | 0 | 0 | 0 | 210872.3596 | 718863.3741 | 618763 | 0 | 0 | 0 | 0 | 1761999.9966 | 2445217.7073 | 0 | 0 | 0 | 0 | 0 | 0 | 0 | 0 | 0 | 0 | 0 | 0 | 0 | 0 | 0 | 0 | 0 | 195283.1245 | 115689.6092 | 0 | 0 | 0 | 0 | 0 | 0 | 0 | 0 | 0 | 0 | 0 | 0 | 0 | 0 | 0 | 0
2016-09-19 22:00 | 0 | 0 | 0 | 0 | 203749.3437 | 671218.9587 | 612028 | 0 | 0 | 0 | 0 | 1909250.6897 | 2560907.3165 | 0 | 0 | 0 | 0 | 0 | 0 | 0 | 0 | 0 | 0 | 0 | 0 | 0 | 0 | 0 | 0 | 0 | 147250.6931 | 115689.6092 | 0 | 0 | 0 | 0 | 0 | 0 | 0 | 0 | 0 | 0 | 0 | 0 | 0 | 0 | 0 | 0
2016-09-19 23:00 | 0 | 0 | 0 | 0 | 234689.2453 | 533351.7243 | 600923 | 0 | 0 | 0 | 0 | 1960679.0501 | 2676596.9257 | 0 | 0 | 0 | 0 | 0 | 0 | 0 | 0 | 0 | 0 | 0 | 0 | 0 | 0 | 0 | 0 | 0 | 51428.3604 | 115689.6092 | 0 | 0 | 0 | 0 | 0 | 0 | 0 | 0 | 0 | 0 | 0 | 0 | 0 | 0 | 0 | 0
2016-09-20 | 0 | 0 | 0 | 0 | 0 | 243443.6481 | 588349 | 0 | 0 | 0 | 0 | 1731463.3074 | 2560907.3165 | 0 | 0 | 0 | 0 | 0 | 0 | 0 | 0 | 0 | 0 | 0 | 0 | 0 | 0 | 0 | 0 | 0 | -229215.7427 | -115689.6092 | 0 | 0 | 0 | 0 | 0 | 0 | 0 | 0 | 0 | 0 | 0 | 0 | 0 | 0 | 0 | 0
2016-09-20 01:00 | 0 | 0 | 0 | 0 | 454945.9547 | 21858.9143 | 564326 | 0 | 0 | 0 | 0 | 1759631.7857 | 2445217.7073 | 0 | 0 | 0 | 0 | 0 | 0 | 0 | 0 | 0 | 0 | 0 | 0 | 0 | 0 | 0 | 0 | 0 | 28168.4782 | -115689.6092 | 0 | 0 | 0 | 0 | 0 | 0 | 0 | 0 | 0 | 0 | 0 | 0 | 0 | 0 | 0 | 0
2016-09-20 02:00 | 0 | 0 | 0 | 0 | 168578.5525 | 0 | 530781 | 0 | 0 | 0 | 0 | 1513118.9474 | 2329528.098 | 0 | 0 | 0 | 0 | 0 | 0 | 0 | 0 | 0 | 0 | 0 | 0 | 0 | 0 | 0 | 0 | 0 | -246512.8382 | -115689.6092 | 0 | 0 | 0 | 0 | 0 | 0 | 0 | 0 | 0 | 0 | 0 | 0 | 0 | 0 | 0 | 0
2016-09-20 03:00 | 0 | 0 | 0 | 0 | 516511.3679 | 0 | 491276 | 0 | 0 | 0 | 0 | 1422664.7061 | 2445217.7073 | 0 | 0 | 0 | 0 | 0 | 0 | 0 | 0 | 0 | 0 | 0 | 0 | 0 | 0 | 0 | 0 | 0 | -90454.2413 | 115689.6092 | 0 | 0 | 0 | 0 | 0 | 0 | 0 | 0 | 0 | 0 | 0 | 0 | 0 | 0 | 0 | 0
2016-09-20 04:00 | 0 | 0 | 0 | 0 | 92342.5525 | 0 | 454545 | 0 | 0 | 0 | 0 | 1176151.8679 | 2329528.098 | 0 | 0 | 0 | 0 | 0 | 0 | 0 | 0 | 0 | 0 | 0 | 0 | 0 | 0 | 0 | 0 | 0 | -246512.8382 | -115689.6092 | 0 | 0 | 0 | 0 | 0 | 0 | 0 | 0 | 0 | 0 | 0 | 0 | 0 | 0 | 0 | 0
2016-09-20 05:00 | 0 | 0 | 0 | 0 | 497055.3067 | 0 | 425252 | 0 | 0 | 0 | 0 | 1363644.7838 | 2213838.4888 | 0 | 0 | 0 | 0 | 0 | 0 | 0 | 0 | 0 | 0 | 0 | 0 | 0 | 0 | 0 | 0 | 0 | 187492.916 | -115689.6092 | 0 | 0 | 0 | 0 | 0 | 0 | 0 | 0 | 0 | 0 | 0 | 0 | 0 | 0 | 0 | 0
2016-09-20 06:00 | 0 | 0 | 0 | 0 | 473206.2626 | 0 | 404308 | 0 | 0 | 0 | 0 | 1316853.4372 | 2329528.098 | 0 | 0 | 0 | 0 | 0 | 0 | 0 | 0 | 0 | 0 | 0 | 0 | 0 | 0 | 0 | 0 | 0 | -46791.3466 | 115689.6092 | 0 | 0 | 0 | 0 | 0 | 0 | 0 | 0 | 0 | 0 | 0 | 0 | 0 | 0 | 0 | 0
2016-09-20 07:00 | 0 | 0 | 0 | 0 | 452679.648 | 0 | 390534 | 0 | 0 | 0 | 0 | 1263309.476 | 2445217.7073 | 0 | 0 | 0 | 0 | 0 | 0 | 0 | 0 | 0 | 0 | 0 | 0 | 0 | 0 | 0 | 0 | 0 | -53543.9612 | 115689.6092 | 0 | 0 | 0 | 0 | 0 | 0 | 0 | 0 | 0 | 0 | 0 | 0 | 0 | 0 | 0 | 0
2016-09-20 08:00 | 0 | 0 | 0 | 0 | 23447.5525 | 0 | 385650 | 0 | 0 | 0 | 0 | 1016796.6377 | 2329528.098 | 0 | 0 | 0 | 0 | 0 | 0 | 0 | 0 | 0 | 0 | 0 | 0 | 0 | 0 | 0 | 0 | 0 | -246512.8382 | -115689.6092 | 0 | 0 | 0 | 0 | 0 | 0 | 0 | 0 | 0 | 0 | 0 | 0 | 0 | 0 | 0 | 0
2016-09-20 09:00 | 0 | 0 | 0 | 0 | 450319.6632 | 0 | 393778 | 0 | 0 | 0 | 0 | 1189027.9102 | 2213838.4888 | 0 | 0 | 0 | 0 | 0 | 0 | 0 | 0 | 0 | 0 | 0 | 0 | 0 | 0 | 0 | 0 | 0 | 172231.2724 | -115689.6092 | 0 | 0 | 0 | 0 | 0 | 0 | 0 | 0 | 0 | 0 | 0 | 0 | 0 | 0 | 0 | 0
2016-09-20 10:00 | 0 | 0 | 0 | 0 | 442379.5274 | 0 | 418576 | 0 | 0 | 0 | 0 | 1328521.0468 | 2098148.8796 | 0 | 0 | 0 | 0 | 0 | 0 | 0 | 0 | 0 | 0 | 0 | 0 | 0 | 0 | 0 | 0 | 0 | 139493.1367 | -115689.6092 | 0 | 0 | 0 | 0 | 0 | 0 | 0 | 0 | 0 | 0 | 0 | 0 | 0 | 0 | 0 | 0
2016-09-20 11:00 | 0 | 0 | 0 | 0 | 427262.7929 | 0 | 441938 | 0 | 0 | 0 | 0 | 1198156.2305 | 2213838.4888 | 0 | 0 | 0 | 0 | 0 | 0 | 0 | 0 | 0 | 0 | 0 | 0 | 0 | 0 | 0 | 0 | 0 | -130364.8163 | 115689.6092 | 0 | 0 | 0 | 0 | 0 | 0 | 0 | 0 | 0 | 0 | 0 | 0 | 0 | 0 | 0 | 0
2016-09-20 12:00 | 0 | 0 | 0 | 0 | 388840.569 | 0 | 456999 | 0 | 0 | 0 | 0 | 1245687.4087 | 2098148.8796 | 0 | 0 | 0 | 0 | 0 | 0 | 0 | 0 | 0 | 0 | 0 | 0 | 0 | 0 | 0 | 0 | 0 | 47531.1782 | -115689.6092 | 0 | 0 | 0 | 0 | 0 | 0 | 0 | 0 | 0 | 0 | 0 | 0 | 0 | 0 | 0 | 0
2016-09-20 13:00 | 0 | 0 | 0 | 0 | 215587.3883 | 81866.8836 | 477501 | 0 | 0 | 0 | 0 | 999174.5704 | 2133821.2744 | 0 | 0 | 0 | 0 | 0 | 0 | 0 | 30793.7153 | 0 | 0 | 0 | 0 | 0 | 0 | 0 | 0 | 0 | -246512.8382 | 35672.3948 | 0 | 0 | 0 | 0 | 0 | 0 | 0 | 0 | 0 | 30793.7153 | 0 | 0 | 0 | 0 | 0 | 0
2016-09-20 14:00 | 0 | 0 | 0 | 0 | 0 | 310121.9907 | 501755 | 0 | 0 | 0 | 0 | 954024.8856 | 2018131.6652 | 0 | 0 | 0 | 0 | 0 | 0 | 0 | 0 | 0 | 0 | 0 | 0 | 0 | 0 | 0 | 0 | 0 | -45149.6848 | -115689.6092 | 0 | 0 | 0 | 0 | 0 | 0 | 0 | 0 | 0 | -30793.7153 | 0 | 0 | 0 | 0 | 0 | 0
2016-09-20 15:00 | 0 | 0 | 0 | 0 | 0 | 491676.6998 | 527500 | 0 | 0 | 0 | 0 | 1003097.4794 | 1902442.0559 | 0 | 0 | 0 | 0 | 0 | 0 | 0 | 30793.7153 | 0 | 0 | 0 | 0 | 0 | 0 | 0 | 0 | 0 | 49072.5937 | -115689.6092 | 0 | 0 | 0 | 0 | 0 | 0 | 0 | 0 | 0 | 30793.7153 | 0 | 0 | 0 | 0 | 0 | 0
2016-09-20 16:00 | 0 | 0 | 0 | 0 | 0 | 568703.6384 | 551934 | 0 | 0 | 0 | 0 | 929185.8207 | 2018131.6652 | 0 | 0 | 0 | 0 | 0 | 0 | 0 | 5785.4032 | 0 | 0 | 0 | 0 | 0 | 0 | 0 | 0 | 0 | -73911.6587 | 115689.6092 | 0 | 0 | 0 | 0 | 0 | 0 | 0 | 0 | 0 | -25008.3122 | 0 | 0 | 0 | 0 | 0 | 0
2016-09-20 17:00 | 0 | 0 | 0 | 0 | 207714.204 | 591986.0825 | 575250 | 0 | 0 | 0 | 0 | 1175698.6589 | 1965275.3982 | 0 | 0 | 0 | 0 | 0 | 0 | 0 | 36579.1185 | 0 | 0 | 0 | 0 | 0 | 0 | 0 | 0 | 0 | 246512.8382 | -52856.267 | 0 | 0 | 0 | 0 | 0 | 0 | 0 | 0 | 0 | 30793.7153 | 0 | 0 | 0 | 0 | 0 | 0
2016-09-20 18:00 | 0 | 0 | 0 | 0 | 0 | 598441.5326 | 593606 | 0 | 0 | 0 | 0 | 1095638.2976 | 2080965.0074 | 0 | 0 | 0 | 0 | 0 | 0 | 0 | 5785.4032 | 0 | 0 | 0 | 0 | 0 | 0 | 0 | 0 | 0 | -80060.3613 | 115689.6092 | 0 | 0 | 0 | 0 | 0 | 0 | 0 | 0 | 0 | -30793.7153 | 0 | 0 | 0 | 0 | 0 | 0
2016-09-20 19:00 | 0 | 0 | 0 | 0 | 225524.0867 | 590140.5624 | 607109 | 0 | 0 | 0 | 0 | 1342151.1358 | 2012214.1029 | 0 | 0 | 0 | 0 | 0 | 0 | 0 | 36579.1185 | 0 | 0 | 0 | 0 | 0 | 0 | 0 | 0 | 0 | 246512.8382 | -68750.9045 | 0 | 0 | 0 | 0 | 0 | 0 | 0 | 0 | 0 | 30793.7153 | 0 | 0 | 0 | 0 | 0 | 0
2016-09-20 20:00 | 0 | 0 | 0 | 0 | 0 | 573384.4957 | 615912 | 0 | 0 | 0 | 0 | 1214727.7377 | 2127903.7121 | 0 | 0 | 0 | 0 | 0 | 0 | 0 | 5785.4032 | 0 | 0 | 0 | 0 | 0 | 0 | 0 | 0 | 0 | -127423.3982 | 115689.6092 | 0 | 0 | 0 | 0 | 0 | 0 | 0 | 0 | 0 | -30793.7153 | 0 | 0 | 0 | 0 | 0 | 0
2016-09-20 21:00 | 0 | 0 | 0 | 0 | 230504.2229 | 540497.8298 | 617397 | 0 | 0 | 0 | 0 | 1461240.5759 | 2040781.3298 | 0 | 0 | 0 | 0 | 0 | 0 | 0 | 0 | 0 | 0 | 0 | 0 | 0 | 0 | 0 | 0 | 0 | 246512.8382 | -87122.3824 | 0 | 0 | 0 | 0 | 0 | 0 | 0 | 0 | 0 | -5785.4032 | 0 | 0 | 0 | 0 | 0 | 0
2016-09-20 22:00 | 0 | 0 | 0 | 0 | 0 | 486395.5482 | 608226 | 0 | 0 | 0 | 0 | 1455099.7333 | 1925091.7205 | 0 | 0 | 0 | 0 | 0 | 0 | 0 | 0 | 0 | 0 | 0 | 0 | 0 | 0 | 0 | 0 | 0 | -6140.8426 | -115689.6092 | 0 | 0 | 0 | 0 | 0 | 0 | 0 | 0 | 0 | 0 | 0 | 0 | 0 | 0 | 0 | 0
2016-09-20 23:00 | 0 | 0 | 0 | 0 | 341806.503 | 377168.2719 | 595605 | 0 | 0 | 0 | 0 | 1663365.4022 | 1809402.1113 | 0 | 0 | 0 | 0 | 0 | 0 | 0 | 30793.7153 | 0 | 0 | 0 | 0 | 0 | 0 | 0 | 0 | 0 | 208265.6689 | -115689.6092 | 0 | 0 | 0 | 0 | 0 | 0 | 0 | 0 | 0 | 30793.7153 | 0 | 0 | 0 | 0 | 0 | 0
2016-09-21 | 0 | 0 | 0 | 0 | 3386.693 | 188008.1442 | 584391 | 0 | 0 | 0 | 0 | 1416852.564 | 1693712.5021 | 0 | 0 | 0 | 0 | 0 | 0 | 0 | 0 | 0 | 0 | 0 | 0 | 0 | 0 | 0 | 0 | 0 | -246512.8382 | -115689.6092 | 0 | 0 | 0 | 0 | 0 | 0 | 0 | 0 | 0 | -30793.7153 | 0 | 0 | 0 | 0 | 0 | 0
2016-09-21 01:00 | 0 | 0 | 0 | 0 | 635900.2362 | 22336.1102 | 559930 | 0 | 0 | 0 | 0 | 1399469.3011 | 1809402.1113 | 0 | 0 | 0 | 0 | 0 | 0 | 0 | 0 | 0 | 0 | 0 | 0 | 0 | 0 | 0 | 0 | 0 | -17383.2629 | 115689.6092 | 0 | 0 | 0 | 0 | 0 | 0 | 0 | 0 | 0 | 0 | 0 | 0 | 0 | 0 | 0 | 0
2016-09-21 02:00 | 0 | 0 | 0 | 0 | 163978.5525 | 0 | 526181 | 0 | 0 | 0 | 0 | 1152956.4629 | 1693712.5021 | 0 | 0 | 0 | 0 | 0 | 0 | 0 | 0 | 0 | 0 | 0 | 0 | 0 | 0 | 0 | 0 | 0 | -246512.8382 | -115689.6092 | 0 | 0 | 0 | 0 | 0 | 0 | 0 | 0 | 0 | 0 | 0 | 0 | 0 | 0 | 0 | 0
2016-09-21 03:00 | 0 | 0 | 0 | 0 | 640971.4429 | 0 | 487926 | 0 | 0 | 0 | 0 | 1190312.2966 | 1809402.1113 | 0 | 0 | 0 | 0 | 0 | 0 | 0 | 0 | 0 | 0 | 0 | 0 | 0 | 0 | 0 | 0 | 0 | 37355.8337 | 115689.6092 | 0 | 0 | 0 | 0 | 0 | 0 | 0 | 0 | 0 | 0 | 0 | 0 | 0 | 0 | 0 | 0
2016-09-21 04:00 | 0 | 0 | 0 | 0 | 89800.5525 | 0 | 452003 | 0 | 0 | 0 | 0 | 943799.4583 | 1693712.5021 | 0 | 0 | 0 | 0 | 0 | 0 | 0 | 0 | 0 | 0 | 0 | 0 | 0 | 0 | 0 | 0 | 0 | -246512.8382 | -115689.6092 | 0 | 0 | 0 | 0 | 0 | 0 | 0 | 0 | 0 | 0 | 0 | 0 | 0 | 0 | 0 | 0
2016-09-21 05:00 | 0 | 0 | 0 | 0 | 570647.9335 | 0 | 423398 | 0 | 0 | 0 | 0 | 1190312.2966 | 1594449.5973 | 0 | 0 | 0 | 0 | 0 | 0 | 0 | 0 | 0 | 0 | 0 | 0 | 0 | 0 | 0 | 0 | 0 | 246512.8382 | -99262.9048 | 0 | 0 | 0 | 0 | 0 | 0 | 0 | 0 | 0 | 0 | 0 | 0 | 0 | 0 | 0 | 0
2016-09-21 06:00 | 0 | 0 | 0 | 0 | 544491.2478 | 0 | 402738 | 0 | 0 | 0 | 0 | 1216375.9351 | 1710139.2065 | 0 | 0 | 0 | 0 | 0 | 0 | 0 | 0 | 0 | 0 | 0 | 0 | 0 | 0 | 0 | 0 | 0 | 26063.6385 | 115689.6092 | 0 | 0 | 0 | 0 | 0 | 0 | 0 | 0 | 0 | 0 | 0 | 0 | 0 | 0 | 0 | 0
2016-09-21 07:00 | 0 | 0 | 0 | 0 | 531878.964 | 0 | 389346 | 0 | 0 | 0 | 0 | 1462888.7733 | 1606159.3323 | 0 | 0 | 0 | 0 | 0 | 0 | 0 | 0 | 0 | 0 | 0 | 0 | 0 | 0 | 0 | 0 | 0 | 246512.8382 | -103979.8742 | 0 | 0 | 0 | 0 | 0 | 0 | 0 | 0 | 0 | 0 | 0 | 0 | 0 | 0 | 0 | 0
2016-09-21 08:00 | 0 | 0 | 0 | 0 | 21762.5525 | 0 | 383965 | 0 | 0 | 0 | 0 | 1216375.9351 | 1490469.723 | 0 | 0 | 0 | 0 | 0 | 0 | 0 | 0 | 0 | 0 | 0 | 0 | 0 | 0 | 0 | 0 | 0 | -246512.8382 | -115689.6092 | 0 | 0 | 0 | 0 | 0 | 0 | 0 | 0 | 0 | 0 | 0 | 0 | 0 | 0 | 0 | 0
2016-09-21 09:00 | 0 | 0 | 0 | 0 | 492180.0744 | 0 | 391881 | 0 | 0 | 0 | 0 | 1200985.4003 | 1606159.3323 | 0 | 0 | 0 | 0 | 0 | 0 | 0 | 0 | 0 | 0 | 0 | 0 | 0 | 0 | 0 | 0 | 0 | -15390.5348 | 115689.6092 | 0 | 0 | 0 | 0 | 0 | 0 | 0 | 0 | 0 | 0 | 0 | 0 | 0 | 0 | 0 | 0
2016-09-21 10:00 | 0 | 0 | 0 | 0 | 54409.5525 | 0 | 416612 | 0 | 0 | 0 | 0 | 954472.562 | 1490469.723 | 0 | 0 | 0 | 0 | 0 | 0 | 0 | 0 | 0 | 0 | 0 | 0 | 0 | 0 | 0 | 0 | 0 | -246512.8382 | -115689.6092 | 0 | 0 | 0 | 0 | 0 | 0 | 0 | 0 | 0 | 0 | 0 | 0 | 0 | 0 | 0 | 0
2016-09-21 11:00 | 0 | 0 | 0 | 0 | 441818.0477 | 0 | 439838 | 0 | 0 | 0 | 0 | 840763.0005 | 1606159.3323 | 0 | 0 | 0 | 0 | 0 | 0 | 0 | 0 | 0 | 0 | 0 | 0 | 0 | 0 | 0 | 0 | 0 | -113709.5615 | 115689.6092 | 0 | 0 | 0 | 0 | 0 | 0 | 0 | 0 | 0 | 0 | 0 | 0 | 0 | 0 | 0 | 0
2016-09-21 12:00 | 0 | 0 | 0 | 0 | 424122.3112 | 0 | 454962 | 0 | 0 | 0 | 0 | 925612.9209 | 1490469.723 | 0 | 0 | 0 | 0 | 0 | 0 | 0 | 0 | 0 | 0 | 0 | 0 | 0 | 0 | 0 | 0 | 0 | 84849.9204 | -115689.6092 | 0 | 0 | 0 | 0 | 0 | 0 | 0 | 0 | 0 | 0 | 0 | 0 | 0 | 0 | 0 | 0
2016-09-21 13:00 | 0 | 0 | 0 | 0 | 317822.6526 | 49779.5075 | 475231 | 0 | 0 | 0 | 0 | 702294.4718 | 1606159.3323 | 0 | 0 | 0 | 0 | 0 | 0 | 0 | 0 | 0 | 0 | 0 | 0 | 0 | 0 | 0 | 0 | 0 | -223318.4491 | 115689.6092 | 0 | 0 | 0 | 0 | 0 | 0 | 0 | 0 | 0 | 0 | 0 | 0 | 0 | 0 | 0 | 0
2016-09-21 14:00 | 0 | 0 | 0 | 0 | 0 | 316235.4741 | 497212 | 0 | 0 | 0 | 0 | 455781.6335 | 1671695.6446 | 0 | 0 | 0 | 0 | 0 | 0 | 0 | 0 | 0 | 0 | 0 | 0 | 0 | 0 | 0 | 0 | 0 | -246512.8382 | 65536.3123 | 0 | 0 | 0 | 0 | 0 | 0 | 0 | 0 | 0 | 0 | 0 | 0 | 0 | 0 | 0 | 0
2016-09-21 15:00 | 0 | 0 | 0 | 0 | 136396.542 | 515728.687 | 521302 | 0 | 0 | 0 | 0 | 702294.4718 | 1556006.0354 | 0 | 0 | 0 | 0 | 0 | 0 | 0 | 0 | 0 | 0 | 0 | 0 | 0 | 0 | 0 | 0 | 0 | 246512.8382 | -115689.6092 | 0 | 0 | 0 | 0 | 0 | 0 | 0 | 0 | 0 | 0 | 0 | 0 | 0 | 0 | 0 | 0
2016-09-21 16:00 | 0 | 0 | 0 | 0 | 0 | 613896.3153 | 544593 | 0 | 0 | 0 | 0 | 655908.1778 | 1671695.6446 | 0 | 0 | 0 | 0 | 0 | 0 | 0 | 0 | 0 | 0 | 0 | 0 | 0 | 0 | 0 | 0 | 0 | -46386.294 | 115689.6092 | 0 | 0 | 0 | 0 | 0 | 0 | 0 | 0 | 0 | 0 | 0 | 0 | 0 | 0 | 0 | 0
2016-09-21 17:00 | 0 | 0 | 0 | 0 | 0 | 648865.204 | 566369 | 0 | 0 | 0 | 0 | 854093.991 | 1556006.0354 | 0 | 0 | 0 | 0 | 0 | 0 | 0 | 0 | 0 | 0 | 0 | 0 | 0 | 0 | 0 | 0 | 0 | 198185.8132 | -115689.6092 | 0 | 0 | 0 | 0 | 0 | 0 | 0 | 0 | 0 | 0 | 0 | 0 | 0 | 0 | 0 | 0
2016-09-21 18:00 | 0 | 0 | 0 | 0 | 67718.4745 | 647350.7545 | 584246 | 0 | 0 | 0 | 0 | 1100606.8293 | 1440316.4261 | 0 | 0 | 0 | 0 | 0 | 0 | 0 | 0 | 0 | 0 | 0 | 0 | 0 | 0 | 0 | 0 | 0 | 246512.8382 | -115689.6092 | 0 | 0 | 0 | 0 | 0 | 0 | 0 | 0 | 0 | 0 | 0 | 0 | 0 | 0 | 0 | 0
2016-09-21 19:00 | 0 | 0 | 0 | 0 | 0 | 631224.2965 | 596829 | 0 | 0 | 0 | 0 | 1019312.5165 | 1556006.0354 | 0 | 0 | 0 | 0 | 0 | 0 | 0 | 0 | 0 | 0 | 0 | 0 | 0 | 0 | 0 | 0 | 0 | -81294.3128 | 115689.6092 | 0 | 0 | 0 | 0 | 0 | 0 | 0 | 0 | 0 | 0 | 0 | 0 | 0 | 0 | 0 | 0
2016-09-21 20:00 | 0 | 0 | 0 | 0 | 344244.3925 | 622780.055 | 604822 | 0 | 0 | 0 | 0 | 1265825.3547 | 1671695.6446 | 0 | 0 | 0 | 0 | 0 | 0 | 0 | 0 | 0 | 0 | 0 | 0 | 0 | 0 | 0 | 0 | 0 | 246512.8382 | 115689.6092 | 0 | 0 | 0 | 0 | 0 | 0 | 0 | 0 | 0 | 0 | 0 | 0 | 0 | 0 | 0 | 0
2016-09-21 21:00 | 0 | 0 | 0 | 0 | 0 | 597721.0221 | 605721 | 0 | 0 | 0 | 0 | 1142135.7676 | 1787385.2538 | 0 | 0 | 0 | 0 | 0 | 0 | 0 | 0 | 0 | 0 | 0 | 0 | 0 | 0 | 0 | 0 | 0 | -123689.5871 | 115689.6092 | 0 | 0 | 0 | 0 | 0 | 0 | 0 | 0 | 0 | 0 | 0 | 0 | 0 | 0 | 0 | 0
2016-09-21 22:00 | 0 | 0 | 0 | 0 | 180294.2229 | 546884.0061 | 596355 | 0 | 0 | 0 | 0 | 1388648.6058 | 1671695.6446 | 0 | 0 | 0 | 0 | 0 | 0 | 0 | 0 | 0 | 0 | 0 | 0 | 0 | 0 | 0 | 0 | 0 | 246512.8382 | -115689.6092 | 0 | 0 | 0 | 0 | 0 | 0 | 0 | 0 | 0 | 0 | 0 | 0 | 0 | 0 | 0 | 0
2016-09-21 23:00 | 0 | 0 | 0 | 0 | 21483.672 | 432678.099 | 584985 | 0 | 0 | 0 | 0 | 1142135.7676 | 1787385.2538 | 0 | 0 | 0 | 0 | 0 | 0 | 0 | 0 | 0 | 0 | 0 | 0 | 0 | 0 | 0 | 0 | 0 | -246512.8382 | 115689.6092 | 0 | 0 | 0 | 0 | 0 | 0 | 0 | 0 | 0 | 0 | 0 | 0 | 0 | 0 | 0 | 0
2016-09-22 | 0 | 0 | 0 | 0 | 0 | 238463.2132 | 573454 | 0 | 0 | 0 | 0 | 922834.59 | 1671695.6446 | 0 | 0 | 0 | 0 | 0 | 0 | 0 | 0 | 0 | 0 | 0 | 0 | 0 | 0 | 0 | 0 | 0 | -219301.1776 | -115689.6092 | 0 | 0 | 0 | 0 | 0 | 0 | 0 | 0 | 0 | 0 | 0 | 0 | 0 | 0 | 0 | 0
2016-09-22 01:00 | 0 | 0 | 0 | 0 | 603442.1442 | 19610.1908 | 548664 | 0 | 0 | 0 | 0 | 881533.3158 | 1787385.2538 | 0 | 0 | 0 | 0 | 0 | 0 | 0 | 0 | 0 | 0 | 0 | 0 | 0 | 0 | 0 | 0 | 0 | -41301.2743 | 115689.6092 | 0 | 0 | 0 | 0 | 0 | 0 | 0 | 0 | 0 | 0 | 0 | 0 | 0 | 0 | 0 | 0
2016-09-22 02:00 | 0 | 0 | 0 | 0 | 154171.5525 | 0 | 516374 | 0 | 0 | 0 | 0 | 635020.4775 | 1671695.6446 | 0 | 0 | 0 | 0 | 0 | 0 | 0 | 0 | 0 | 0 | 0 | 0 | 0 | 0 | 0 | 0 | 0 | -246512.8382 | -115689.6092 | 0 | 0 | 0 | 0 | 0 | 0 | 0 | 0 | 0 | 0 | 0 | 0 | 0 | 0 | 0 | 0
2016-09-22 03:00 | 0 | 0 | 0 | 0 | 583171.2403 | 0 | 479292 | 0 | 0 | 0 | 0 | 623210.1086 | 1787385.2538 | 0 | 0 | 0 | 0 | 0 | 0 | 0 | 0 | 0 | 0 | 0 | 0 | 0 | 0 | 0 | 0 | 0 | -11810.3689 | 115689.6092 | 0 | 0 | 0 | 0 | 0 | 0 | 0 | 0 | 0 | 0 | 0 | 0 | 0 | 0 | 0 | 0
2016-09-22 04:00 | 0 | 0 | 0 | 0 | 81099.5525 | 0 | 443302 | 0 | 0 | 0 | 0 | 376697.2704 | 1671695.6446 | 0 | 0 | 0 | 0 | 0 | 0 | 0 | 0 | 0 | 0 | 0 | 0 | 0 | 0 | 0 | 0 | 0 | -246512.8382 | -115689.6092 | 0 | 0 | 0 | 0 | 0 | 0 | 0 | 0 | 0 | 0 | 0 | 0 | 0 | 0 | 0 | 0
2016-09-22 05:00 | 0 | 0 | 0 | 0 | 536140.7289 | 0 | 415188 | 0 | 0 | 0 | 0 | 381960.3901 | 1787385.2538 | 0 | 0 | 0 | 0 | 0 | 0 | 0 | 0 | 0 | 0 | 0 | 0 | 0 | 0 | 0 | 0 | 0 | 5263.1197 | 115689.6092 | 0 | 0 | 0 | 0 | 0 | 0 | 0 | 0 | 0 | 0 | 0 | 0 | 0 | 0 | 0 | 0
2016-09-22 06:00 | 0 | 0 | 0 | 0 | 513731.5192 | 0 | 395166 | 0 | 0 | 0 | 0 | 616215.5185 | 1671695.6446 | 0 | 0 | 0 | 0 | 0 | 0 | 0 | 0 | 0 | 0 | 0 | 0 | 0 | 0 | 0 | 0 | 0 | 234255.1284 | -115689.6092 | 0 | 0 | 0 | 0 | 0 | 0 | 0 | 0 | 0 | 0 | 0 | 0 | 0 | 0 | 0 | 0
2016-09-22 07:00 | 0 | 0 | 0 | 0 | 488461.9811 | 0 | 382311 | 0 | 0 | 0 | 0 | 606676.8903 | 1787385.2538 | 0 | 0 | 0 | 0 | 0 | 0 | 0 | 0 | 0 | 0 | 0 | 0 | 0 | 0 | 0 | 0 | 0 | -9538.6281 | 115689.6092 | 0 | 0 | 0 | 0 | 0 | 0 | 0 | 0 | 0 | 0 | 0 | 0 | 0 | 0 | 0 | 0
2016-09-22 08:00 | 0 | 0 | 0 | 0 | 467726.1403 | 0 | 377551 | 0 | 0 | 0 | 0 | 812541.6399 | 1671695.6446 | 0 | 0 | 0 | 0 | 0 | 0 | 0 | 0 | 0 | 0 | 0 | 0 | 0 | 0 | 0 | 0 | 0 | 205864.7496 | -115689.6092 | 0 | 0 | 0 | 0 | 0 | 0 | 0 | 0 | 0 | 0 | 0 | 0 | 0 | 0 | 0 | 0
2016-09-22 09:00 | 0 | 0 | 0 | 0 | 437942.0058 | 0 | 385422 | 0 | 0 | 0 | 0 | 749372.0364 | 1787385.2538 | 0 | 0 | 0 | 0 | 0 | 0 | 0 | 0 | 0 | 0 | 0 | 0 | 0 | 0 | 0 | 0 | 0 | -63169.6034 | 115689.6092 | 0 | 0 | 0 | 0 | 0 | 0 | 0 | 0 | 0 | 0 | 0 | 0 | 0 | 0 | 0 | 0
2016-09-22 10:00 | 0 | 0 | 0 | 0 | 48077.5525 | 0 | 410280 | 0 | 0 | 0 | 0 | 502859.1982 | 1671695.6446 | 0 | 0 | 0 | 0 | 0 | 0 | 0 | 0 | 0 | 0 | 0 | 0 | 0 | 0 | 0 | 0 | 0 | -246512.8382 | -115689.6092 | 0 | 0 | 0 | 0 | 0 | 0 | 0 | 0 | 0 | 0 | 0 | 0 | 0 | 0 | 0 | 0
2016-09-22 11:00 | 0 | 0 | 0 | 0 | 377137.7181 | 0 | 433417 | 0 | 0 | 0 | 0 | 330890.3071 | 1787385.2538 | 0 | 0 | 0 | 0 | 0 | 0 | 0 | 0 | 0 | 0 | 0 | 0 | 0 | 0 | 0 | 0 | 0 | -171968.8911 | 115689.6092 | 0 | 0 | 0 | 0 | 0 | 0 | 0 | 0 | 0 | 0 | 0 | 0 | 0 | 0 | 0 | 0
2016-09-22 12:00 | 0 | 0 | 0 | 0 | 349443.9055 | 0 | 449577 | 0 | 0 | 0 | 0 | 346446.8218 | 1671695.6446 | 0 | 0 | 0 | 0 | 0 | 0 | 0 | 0 | 0 | 0 | 0 | 0 | 0 | 0 | 0 | 0 | 0 | 15556.5147 | -115689.6092 | 0 | 0 | 0 | 0 | 0 | 0 | 0 | 0 | 0 | 0 | 0 | 0 | 0 | 0 | 0 | 0
2016-09-22 13:00 | 0 | 0 | 0 | 0 | 258032.2205 | 75319.342 | 469504 | 0 | 0 | 0 | 0 | 325983.9936 | 1556006.0354 | 0 | 0 | 0 | 0 | 0 | 0 | 0 | 0 | 0 | 0 | 0 | 0 | 0 | 0 | 0 | 0 | 0 | -20462.8282 | -115689.6092 | 0 | 0 | 0 | 0 | 0 | 0 | 0 | 0 | 0 | 0 | 0 | 0 | 0 | 0 | 0 | 0
2016-09-22 14:00 | 0 | 0 | 0 | 0 | 287794.3915 | 406457.1778 | 492763 | 0 | 0 | 0 | 0 | 411782.9537 | 1671695.6446 | 0 | 0 | 0 | 0 | 0 | 0 | 0 | 0 | 0 | 0 | 0 | 0 | 0 | 0 | 0 | 0 | 0 | 85798.9601 | 115689.6092 | 0 | 0 | 0 | 0 | 0 | 0 | 0 | 0 | 0 | 0 | 0 | 0 | 0 | 0 | 0 | 0
2016-09-22 15:00 | 0 | 0 | 0 | 0 | 0 | 657247.7624 | 517230 | 0 | 0 | 0 | 0 | 658295.7919 | 1565200.5687 | 0 | 0 | 0 | 0 | 0 | 0 | 0 | 0 | 0 | 0 | 0 | 0 | 0 | 0 | 0 | 0 | 0 | 246512.8382 | -106495.0759 | 0 | 0 | 0 | 0 | 0 | 0 | 0 | 0 | 0 | 0 | 0 | 0 | 0 | 0 | 0 | 0
2016-09-22 16:00 | 0 | 0 | 0 | 0 | 0 | 725629.3848 | 540813 | 0 | 0 | 0 | 0 | 727422.5675 | 1680890.178 | 0 | 0 | 0 | 0 | 0 | 0 | 0 | 0 | 0 | 0 | 0 | 0 | 0 | 0 | 0 | 0 | 0 | 69126.7756 | 115689.6092 | 0 | 0 | 0 | 0 | 0 | 0 | 0 | 0 | 0 | 0 | 0 | 0 | 0 | 0 | 0 | 0
2016-09-22 17:00 | 0 | 0 | 0 | 0 | 0 | 733388.6578 | 562153 | 0 | 0 | 0 | 0 | 973935.4058 | 1605612.9975 | 0 | 0 | 0 | 0 | 0 | 0 | 0 | 0 | 0 | 0 | 0 | 0 | 0 | 0 | 0 | 0 | 0 | 246512.8382 | -75277.1805 | 0 | 0 | 0 | 0 | 0 | 0 | 0 | 0 | 0 | 0 | 0 | 0 | 0 | 0 | 0 | 0
2016-09-22 18:00 | 0 | 0 | 0 | 0 | 0 | 726087.9797 | 578833 | 0 | 0 | 0 | 0 | 1005500.7762 | 1721302.6067 | 0 | 0 | 0 | 0 | 0 | 0 | 0 | 0 | 0 | 0 | 0 | 0 | 0 | 0 | 0 | 0 | 0 | 31565.3705 | 115689.6092 | 0 | 0 | 0 | 0 | 0 | 0 | 0 | 0 | 0 | 0 | 0 | 0 | 0 | 0 | 0 | 0
2016-09-22 19:00 | 0 | 0 | 0 | 0 | 5743.0189 | 716300.2101 | 591220 | 0 | 0 | 0 | 0 | 1252013.6145 | 1605612.9975 | 0 | 0 | 0 | 0 | 0 | 0 | 0 | 0 | 0 | 0 | 0 | 0 | 0 | 0 | 0 | 0 | 0 | 246512.8382 | -115689.6092 | 0 | 0 | 0 | 0 | 0 | 0 | 0 | 0 | 0 | 0 | 0 | 0 | 0 | 0 | 0 | 0
2016-09-22 20:00 | 0 | 0 | 0 | 0 | 0 | 715228.0309 | 599241 | 0 | 0 | 0 | 0 | 1252311.0361 | 1721302.6067 | 0 | 0 | 0 | 0 | 0 | 0 | 0 | 0 | 0 | 0 | 0 | 0 | 0 | 0 | 0 | 0 | 0 | 297.4216 | 115689.6092 | 0 | 0 | 0 | 0 | 0 | 0 | 0 | 0 | 0 | 0 | 0 | 0 | 0 | 0 | 0 | 0
2016-09-22 21:00 | 0 | 0 | 0 | 0 | 256349.5274 | 705167.9201 | 599315 | 0 | 0 | 0 | 0 | 1498823.8744 | 1836992.216 | 0 | 0 | 0 | 0 | 0 | 0 | 0 | 0 | 0 | 0 | 0 | 0 | 0 | 0 | 0 | 0 | 0 | 246512.8382 | 115689.6092 | 0 | 0 | 0 | 0 | 0 | 0 | 0 | 0 | 0 | 0 | 0 | 0 | 0 | 0 | 0 | 0
2016-09-22 22:00 | 0 | 0 | 0 | 0 | 0 | 671188.4295 | 586693 | 0 | 0 | 0 | 0 | 1467629.6946 | 1952681.8252 | 0 | 0 | 0 | 0 | 0 | 0 | 0 | 0 | 0 | 0 | 0 | 0 | 0 | 0 | 0 | 0 | 0 | -31194.1797 | 115689.6092 | 0 | 0 | 0 | 0 | 0 | 0 | 0 | 0 | 0 | 0 | 0 | 0 | 0 | 0 | 0 | 0
2016-09-22 23:00 | 0 | 0 | 0 | 0 | 0 | 552112.3095 | 574124 | 0 | 0 | 0 | 0 | 1561307.6134 | 1836992.216 | 0 | 0 | 0 | 0 | 0 | 0 | 0 | 0 | 0 | 0 | 0 | 0 | 0 | 0 | 0 | 0 | 0 | 93677.9188 | -115689.6092 | 0 | 0 | 0 | 0 | 0 | 0 | 0 | 0 | 0 | 0 | 0 | 0 | 0 | 0 | 0 | 0
2016-09-23 | 0 | 0 | 0 | 0 | 159941.2589 | 272710.5121 | 563475 | 0 | 0 | 0 | 0 | 1314794.7752 | 1952681.8252 | 0 | 0 | 0 | 0 | 0 | 0 | 0 | 0 | 0 | 0 | 0 | 0 | 0 | 0 | 0 | 0 | 0 | -246512.8382 | 115689.6092 | 0 | 0 | 0 | 0 | 0 | 0 | 0 | 0 | 0 | 0 | 0 | 0 | 0 | 0 | 0 | 0
2016-09-23 01:00 | 0 | 0 | 0 | 0 | 631261.4842 | 19911.3055 | 540989 | 0 | 0 | 0 | 0 | 1540668.1741 | 1836992.216 | 0 | 0 | 0 | 0 | 0 | 0 | 0 | 0 | 0 | 0 | 0 | 0 | 0 | 0 | 0 | 0 | 0 | 225873.399 | -115689.6092 | 0 | 0 | 0 | 0 | 0 | 0 | 0 | 0 | 0 | 0 | 0 | 0 | 0 | 0 | 0 | 0
2016-09-23 02:00 | 0 | 0 | 0 | 0 | 148388.5525 | 0 | 510591 | 0 | 0 | 0 | 0 | 1294155.3359 | 1721302.6067 | 0 | 0 | 0 | 0 | 0 | 0 | 0 | 0 | 0 | 0 | 0 | 0 | 0 | 0 | 0 | 0 | 0 | -246512.8382 | -115689.6092 | 0 | 0 | 0 | 0 | 0 | 0 | 0 | 0 | 0 | 0 | 0 | 0 | 0 | 0 | 0 | 0
2016-09-23 03:00 | 0 | 0 | 0 | 0 | 112281.5525 | 0 | 474484 | 0 | 0 | 0 | 0 | 1047642.4977 | 1605612.9975 | 0 | 0 | 0 | 0 | 0 | 0 | 0 | 0 | 0 | 0 | 0 | 0 | 0 | 0 | 0 | 0 | 0 | -246512.8382 | -115689.6092 | 0 | 0 | 0 | 0 | 0 | 0 | 0 | 0 | 0 | 0 | 0 | 0 | 0 | 0 | 0 | 0
2016-09-23 04:00 | 0 | 0 | 0 | 0 | 588083.7575 | 0 | 440499 | 0 | 0 | 0 | 0 | 1079537.6459 | 1721302.6067 | 0 | 0 | 0 | 0 | 0 | 0 | 0 | 0 | 0 | 0 | 0 | 0 | 0 | 0 | 0 | 0 | 0 | 31895.1482 | 115689.6092 | 0 | 0 | 0 | 0 | 0 | 0 | 0 | 0 | 0 | 0 | 0 | 0 | 0 | 0 | 0 | 0
2016-09-23 05:00 | 0 | 0 | 0 | 0 | 49495.5525 | 0 | 411698 | 0 | 0 | 0 | 0 | 833024.8077 | 1605612.9975 | 0 | 0 | 0 | 0 | 0 | 0 | 0 | 0 | 0 | 0 | 0 | 0 | 0 | 0 | 0 | 0 | 0 | -246512.8382 | -115689.6092 | 0 | 0 | 0 | 0 | 0 | 0 | 0 | 0 | 0 | 0 | 0 | 0 | 0 | 0 | 0 | 0
2016-09-23 06:00 | 0 | 0 | 0 | 0 | 543706.7172 | 0 | 392249 | 0 | 0 | 0 | 0 | 1079537.6459 | 1510557.8764 | 0 | 0 | 0 | 0 | 0 | 0 | 0 | 0 | 0 | 0 | 0 | 0 | 0 | 0 | 0 | 0 | 0 | 246512.8382 | -95055.1211 | 0 | 0 | 0 | 0 | 0 | 0 | 0 | 0 | 0 | 0 | 0 | 0 | 0 | 0 | 0 | 0
2016-09-23 07:00 | 0 | 0 | 0 | 0 | 249550.771 | 0 | 380374 | 0 | 0 | 0 | 0 | 833024.8077 | 1626247.4857 | 0 | 0 | 0 | 0 | 0 | 0 | 0 | 0 | 0 | 0 | 0 | 0 | 0 | 0 | 0 | 0 | 0 | -246512.8382 | 115689.6092 | 0 | 0 | 0 | 0 | 0 | 0 | 0 | 0 | 0 | 0 | 0 | 0 | 0 | 0 | 0 | 0
2016-09-23 08:00 | 0 | 0 | 0 | 0 | 504310.9957 | 0 | 376076 | 0 | 0 | 0 | 0 | 845570.1941 | 1741937.0949 | 0 | 0 | 0 | 0 | 0 | 0 | 0 | 0 | 0 | 0 | 0 | 0 | 0 | 0 | 0 | 0 | 0 | 12545.3865 | 115689.6092 | 0 | 0 | 0 | 0 | 0 | 0 | 0 | 0 | 0 | 0 | 0 | 0 | 0 | 0 | 0 | 0
2016-09-23 09:00 | 0 | 0 | 0 | 0 | 20545.5525 | 0 | 382748 | 0 | 0 | 0 | 0 | 599057.3559 | 1626247.4857 | 0 | 0 | 0 | 0 | 0 | 0 | 0 | 0 | 0 | 0 | 0 | 0 | 0 | 0 | 0 | 0 | 0 | -246512.8382 | -115689.6092 | 0 | 0 | 0 | 0 | 0 | 0 | 0 | 0 | 0 | 0 | 0 | 0 | 0 | 0 | 0 | 0
2016-09-23 10:00 | 0 | 0 | 0 | 0 | 473065.8352 | 0 | 406169 | 0 | 0 | 0 | 0 | 550264.5818 | 1741937.0949 | 0 | 0 | 0 | 0 | 0 | 0 | 0 | 0 | 0 | 0 | 0 | 0 | 0 | 0 | 0 | 0 | 0 | -48792.7741 | 115689.6092 | 0 | 0 | 0 | 0 | 0 | 0 | 0 | 0 | 0 | 0 | 0 | 0 | 0 | 0 | 0 | 0
2016-09-23 11:00 | 0 | 0 | 0 | 0 | 66883.5525 | 0 | 429086 | 0 | 0 | 0 | 0 | 303751.7436 | 1626247.4857 | 0 | 0 | 0 | 0 | 0 | 0 | 0 | 0 | 0 | 0 | 0 | 0 | 0 | 0 | 0 | 0 | 0 | -246512.8382 | -115689.6092 | 0 | 0 | 0 | 0 | 0 | 0 | 0 | 0 | 0 | 0 | 0 | 0 | 0 | 0 | 0 | 0
2016-09-23 12:00 | 0 | 0 | 0 | 0 | 455576.951 | 0 | 445632 | 0 | 0 | 0 | 0 | 429386.3038 | 1510557.8764 | 0 | 0 | 0 | 0 | 0 | 0 | 0 | 0 | 0 | 0 | 0 | 0 | 0 | 0 | 0 | 0 | 0 | 125634.5602 | -115689.6092 | 0 | 0 | 0 | 0 | 0 | 0 | 0 | 0 | 0 | 0 | 0 | 0 | 0 | 0 | 0 | 0
2016-09-23 13:00 | 0 | 0 | 0 | 0 | 33318.1709 | 72623.3816 | 468144 | 0 | 0 | 0 | 0 | 182873.4656 | 1394868.2672 | 0 | 0 | 0 | 0 | 0 | 0 | 0 | 0 | 0 | 0 | 0 | 0 | 0 | 0 | 0 | 0 | 0 | -246512.8382 | -115689.6092 | 0 | 0 | 0 | 0 | 0 | 0 | 0 | 0 | 0 | 0 | 0 | 0 | 0 | 0 | 0 | 0
2016-09-23 14:00 | 0 | 0 | 0 | 0 | 392027.7168 | 447829.4789 | 491424 | 0 | 0 | 0 | 0 | 429386.3038 | 1496788.6247 | 0 | 0 | 0 | 0 | 0 | 0 | 0 | 0 | 0 | 0 | 0 | 0 | 0 | 0 | 0 | 0 | 0 | 246512.8382 | 101920.3575 | 0 | 0 | 0 | 0 | 0 | 0 | 0 | 0 | 0 | 0 | 0 | 0 | 0 | 0 | 0 | 0
2016-09-23 15:00 | 0 | 0 | 0 | 0 | 192484.0768 | 684887.3707 | 515169 | 0 | 0 | 0 | 0 | 675899.1421 | 1612478.234 | 0 | 0 | 0 | 0 | 0 | 0 | 0 | 0 | 0 | 0 | 0 | 0 | 0 | 0 | 0 | 0 | 0 | 246512.8382 | 115689.6092 | 0 | 0 | 0 | 0 | 0 | 0 | 0 | 0 | 0 | 0 | 0 | 0 | 0 | 0 | 0 | 0
2016-09-23 16:00 | 0 | 0 | 0 | 0 | 0 | 774171.7958 | 536671 | 0 | 0 | 0 | 0 | 922411.9803 | 1603466.1915 | 0 | 0 | 0 | 0 | 0 | 0 | 0 | 0 | 0 | 0 | 0 | 0 | 0 | 0 | 0 | 0 | 0 | 246512.8382 | -9012.0425 | 0 | 0 | 0 | 0 | 0 | 0 | 0 | 0 | 0 | 0 | 0 | 0 | 0 | 0 | 0 | 0
2016-09-23 17:00 | 0 | 0 | 0 | 0 | 0 | 775772.6184 | 556404 | 0 | 0 | 0 | 0 | 1168924.8185 | 1576321.9717 | 0 | 0 | 0 | 0 | 0 | 0 | 0 | 0 | 0 | 0 | 0 | 0 | 0 | 0 | 0 | 0 | 0 | 246512.8382 | -27144.2198 | 0 | 0 | 0 | 0 | 0 | 0 | 0 | 0 | 0 | 0 | 0 | 0 | 0 | 0 | 0 | 0
2016-09-23 18:00 | 0 | 0 | 0 | 0 | 0 | 765193.4939 | 571875 | 0 | 0 | 0 | 0 | 1415437.6568 | 1523127.6273 | 0 | 0 | 0 | 0 | 0 | 0 | 0 | 0 | 0 | 0 | 0 | 0 | 0 | 0 | 0 | 0 | 0 | 246512.8382 | -53194.3444 | 0 | 0 | 0 | 0 | 0 | 0 | 0 | 0 | 0 | 0 | 0 | 0 | 0 | 0 | 0 | 0
2016-09-23 19:00 | 0 | 0 | 0 | 0 | 0 | 757682.7593 | 582063 | 0 | 0 | 0 | 0 | 1475367.8069 | 1638817.2366 | 0 | 0 | 0 | 0 | 0 | 0 | 0 | 0 | 0 | 0 | 0 | 0 | 0 | 0 | 0 | 0 | 0 | 59930.1501 | 115689.6092 | 0 | 0 | 0 | 0 | 0 | 0 | 0 | 0 | 0 | 0 | 0 | 0 | 0 | 0 | 0 | 0
2016-09-23 20:00 | 0 | 0 | 0 | 0 | 186870.6107 | 763563.8368 | 588232 | 0 | 0 | 0 | 0 | 1721880.6451 | 1754506.8458 | 0 | 0 | 0 | 0 | 0 | 0 | 0 | 0 | 0 | 0 | 0 | 0 | 0 | 0 | 0 | 0 | 0 | 246512.8382 | 115689.6092 | 0 | 0 | 0 | 0 | 0 | 0 | 0 | 0 | 0 | 0 | 0 | 0 | 0 | 0 | 0 | 0
2016-09-23 21:00 | 0 | 0 | 0 | 0 | 0 | 763581.7637 | 586369 | 0 | 0 | 0 | 0 | 1783403.7996 | 1870196.455 | 0 | 0 | 0 | 0 | 0 | 0 | 0 | 0 | 0 | 0 | 0 | 0 | 0 | 0 | 0 | 0 | 0 | 61523.1544 | 115689.6092 | 0 | 0 | 0 | 0 | 0 | 0 | 0 | 0 | 0 | 0 | 0 | 0 | 0 | 0 | 0 | 0
2016-09-23 22:00 | 0 | 0 | 0 | 0 | 0 | 723209.8061 | 572867 | 0 | 0 | 0 | 0 | 2029916.6378 | 1774026.4229 | 0 | 0 | 0 | 0 | 0 | 0 | 0 | 0 | 0 | 0 | 0 | 0 | 0 | 0 | 0 | 0 | 0 | 246512.8382 | -96170.0322 | 0 | 0 | 0 | 0 | 0 | 0 | 0 | 0 | 0 | 0 | 0 | 0 | 0 | 0 | 0 | 0
2016-09-23 23:00 | 0 | 0 | 0 | 0 | 0 | 580772.5959 | 556402 | 0 | 0 | 0 | 0 | 1938597.6245 | 1889716.0321 | 0 | 0 | 0 | 0 | 0 | 0 | 0 | 0 | 0 | 0 | 0 | 0 | 0 | 0 | 0 | 0 | 0 | -91319.0133 | 115689.6092 | 0 | 0 | 0 | 0 | 0 | 0 | 0 | 0 | 0 | 0 | 0 | 0 | 0 | 0 | 0 | 0
2016-09-24 | 0 | 0 | 0 | 0 | 0 | 286921.1043 | 541761 | 0 | 0 | 0 | 0 | 1692084.7863 | 1881388.9746 | 0 | 0 | 0 | 0 | 0 | 0 | 0 | 0 | 0 | 0 | 0 | 0 | 0 | 0 | 0 | 0 | 0 | -246512.8382 | -8327.0575 | 0 | 0 | 0 | 0 | 0 | 0 | 0 | 0 | 0 | 0 | 0 | 0 | 0 | 0 | 0 | 0
2016-09-24 01:00 | 0 | 0 | 0 | 0 | 143112.3435 | 15175.209 | 520490 | 0 | 0 | 0 | 0 | 1445571.948 | 1765699.3654 | 0 | 0 | 0 | 0 | 0 | 0 | 0 | 0 | 0 | 0 | 0 | 0 | 0 | 0 | 0 | 0 | 0 | -246512.8382 | -115689.6092 | 0 | 0 | 0 | 0 | 0 | 0 | 0 | 0 | 0 | 0 | 0 | 0 | 0 | 0 | 0 | 0
2016-09-24 02:00 | 0 | 0 | 0 | 0 | 737241.98 | 0 | 495866 | 0 | 0 | 0 | 0 | 1692084.7863 | 1760562.5072 | 0 | 0 | 0 | 0 | 0 | 0 | 0 | 0 | 0 | 0 | 0 | 0 | 0 | 0 | 0 | 0 | 0 | 246512.8382 | -5136.8582 | 0 | 0 | 0 | 0 | 0 | 0 | 0 | 0 | 0 | 0 | 0 | 0 | 0 | 0 | 0 | 0
2016-09-24 03:00 | 0 | 0 | 0 | 0 | 103400.5525 | 0 | 465603 | 0 | 0 | 0 | 0 | 1445571.948 | 1644872.898 | 0 | 0 | 0 | 0 | 0 | 0 | 0 | 0 | 0 | 0 | 0 | 0 | 0 | 0 | 0 | 0 | 0 | -246512.8382 | -115689.6092 | 0 | 0 | 0 | 0 | 0 | 0 | 0 | 0 | 0 | 0 | 0 | 0 | 0 | 0 | 0 | 0
2016-09-24 04:00 | 0 | 0 | 0 | 0 | 73634.5525 | 0 | 435837 | 0 | 0 | 0 | 0 | 1199059.1098 | 1529183.2887 | 0 | 0 | 0 | 0 | 0 | 0 | 0 | 0 | 0 | 0 | 0 | 0 | 0 | 0 | 0 | 0 | 0 | -246512.8382 | -115689.6092 | 0 | 0 | 0 | 0 | 0 | 0 | 0 | 0 | 0 | 0 | 0 | 0 | 0 | 0 | 0 | 0
2016-09-24 05:00 | 0 | 0 | 0 | 0 | 685358.823 | 0 | 410777 | 0 | 0 | 0 | 0 | 1445571.948 | 1557252.2735 | 0 | 0 | 0 | 0 | 0 | 0 | 0 | 0 | 0 | 0 | 0 | 0 | 0 | 0 | 0 | 0 | 0 | 246512.8382 | 28068.9848 | 0 | 0 | 0 | 0 | 0 | 0 | 0 | 0 | 0 | 0 | 0 | 0 | 0 | 0 | 0 | 0
2016-09-24 06:00 | 0 | 0 | 0 | 0 | 28677.5525 | 0 | 390880 | 0 | 0 | 0 | 0 | 1199059.1098 | 1441562.6643 | 0 | 0 | 0 | 0 | 0 | 0 | 0 | 0 | 0 | 0 | 0 | 0 | 0 | 0 | 0 | 0 | 0 | -246512.8382 | -115689.6092 | 0 | 0 | 0 | 0 | 0 | 0 | 0 | 0 | 0 | 0 | 0 | 0 | 0 | 0 | 0 | 0
2016-09-24 07:00 | 0 | 0 | 0 | 0 | 246138.771 | 0 | 376962 | 0 | 0 | 0 | 0 | 952546.2715 | 1557252.2735 | 0 | 0 | 0 | 0 | 0 | 0 | 0 | 0 | 0 | 0 | 0 | 0 | 0 | 0 | 0 | 0 | 0 | -246512.8382 | 115689.6092 | 0 | 0 | 0 | 0 | 0 | 0 | 0 | 0 | 0 | 0 | 0 | 0 | 0 | 0 | 0 | 0
2016-09-24 08:00 | 0 | 0 | 0 | 0 | 600077.5498 | 0 | 368954 | 0 | 0 | 0 | 0 | 1199059.1098 | 1511069.2697 | 0 | 0 | 0 | 0 | 0 | 0 | 0 | 30793.7153 | 0 | 0 | 0 | 0 | 0 | 0 | 0 | 0 | 0 | 246512.8382 | -46183.0038 | 0 | 0 | 0 | 0 | 0 | 0 | 0 | 0 | 0 | 30793.7153 | 0 | 0 | 0 | 0 | 0 | 0
2016-09-24 09:00 | 0 | 0 | 0 | 0 | 0 | 0 | 367250 | 0 | 0 | 0 | 0 | 952546.2715 | 1421125.8233 | 0 | 0 | 0 | 0 | 0 | 0 | 0 | 0 | 0 | 0 | 0 | 0 | 0 | 0 | 0 | 0 | 0 | -246512.8382 | -89943.4464 | 0 | 0 | 0 | 0 | 0 | 0 | 0 | 0 | 0 | -30793.7153 | 0 | 0 | 0 | 0 | 0 | 0
2016-09-24 10:00 | 0 | 0 | 0 | 0 | 10270.5525 | 0 | 372473 | 0 | 0 | 0 | 0 | 706033.4333 | 1305436.2141 | 0 | 0 | 0 | 0 | 0 | 0 | 0 | 0 | 0 | 0 | 0 | 0 | 0 | 0 | 0 | 0 | 0 | -246512.8382 | -115689.6092 | 0 | 0 | 0 | 0 | 0 | 0 | 0 | 0 | 0 | 0 | 0 | 0 | 0 | 0 | 0 | 0
2016-09-24 11:00 | 0 | 0 | 0 | 0 | 531918.5705 | 0 | 380737 | 0 | 0 | 0 | 0 | 741525.3945 | 1421125.8233 | 0 | 0 | 0 | 0 | 0 | 0 | 0 | 0 | 0 | 0 | 0 | 0 | 0 | 0 | 0 | 0 | 0 | 35491.9612 | 115689.6092 | 0 | 0 | 0 | 0 | 0 | 0 | 0 | 0 | 0 | 0 | 0 | 0 | 0 | 0 | 0 | 0
2016-09-24 12:00 | 0 | 0 | 0 | 0 | 33905.5525 | 0 | 396108 | 0 | 0 | 0 | 0 | 495012.5563 | 1305436.2141 | 0 | 0 | 0 | 0 | 0 | 0 | 0 | 0 | 0 | 0 | 0 | 0 | 0 | 0 | 0 | 0 | 0 | -246512.8382 | -115689.6092 | 0 | 0 | 0 | 0 | 0 | 0 | 0 | 0 | 0 | 0 | 0 | 0 | 0 | 0 | 0 | 0
2016-09-24 13:00 | 0 | 0 | 0 | 0 | 6663.4475 | 50446.105 | 419312 | 0 | 0 | 0 | 0 | 248499.7181 | 1189746.6048 | 0 | 0 | 0 | 0 | 0 | 0 | 0 | 0 | 0 | 0 | 0 | 0 | 0 | 0 | 0 | 0 | 0 | -246512.8382 | -115689.6092 | 0 | 0 | 0 | 0 | 0 | 0 | 0 | 0 | 0 | 0 | 0 | 0 | 0 | 0 | 0 | 0
2016-09-24 14:00 | 0 | 0 | 0 | 0 | 375088.162 | 432828.0893 | 445085 | 0 | 0 | 0 | 0 | 495012.5563 | 1305436.2141 | 0 | 0 | 0 | 0 | 0 | 0 | 0 | 628.8039 | 0 | 0 | 0 | 0 | 0 | 0 | 0 | 0 | 0 | 246512.8382 | 115689.6092 | 0 | 0 | 0 | 0 | 0 | 0 | 0 | 0 | 0 | 628.8039 | 0 | 0 | 0 | 0 | 0 | 0
2016-09-24 15:00 | 0 | 0 | 0 | 0 | 0 | 720341.1739 | 469931 | 0 | 0 | 0 | 0 | 741525.3945 | 1309962.3537 | 0 | 0 | 0 | 0 | 0 | 0 | 0 | 0 | 0 | 0 | 0 | 0 | 0 | 0 | 0 | 0 | 0 | 246512.8382 | 4526.1396 | 0 | 0 | 0 | 0 | 0 | 0 | 0 | 0 | 0 | -628.8039 | 0 | 0 | 0 | 0 | 0 | 0
2016-09-24 16:00 | 0 | 0 | 0 | 0 | 0 | 779462.3146 | 490873 | 0 | 0 | 0 | 0 | 914425.1 | 1425651.9629 | 0 | 0 | 0 | 0 | 0 | 0 | 0 | 0 | 0 | 0 | 0 | 0 | 0 | 0 | 0 | 0 | 0 | 172899.7054 | 115689.6092 | 0 | 0 | 0 | 0 | 0 | 0 | 0 | 0 | 0 | 0 | 0 | 0 | 0 | 0 | 0 | 0
2016-09-24 17:00 | 0 | 0 | 0 | 0 | 0 | 778491.592 | 506967 | 0 | 0 | 0 | 0 | 1160937.9382 | 1450663.7167 | 0 | 0 | 0 | 0 | 0 | 0 | 0 | 0 | 0 | 0 | 0 | 0 | 0 | 0 | 0 | 0 | 0 | 246512.8382 | 25011.7538 | 0 | 0 | 0 | 0 | 0 | 0 | 0 | 0 | 0 | 0 | 0 | 0 | 0 | 0 | 0 | 0
2016-09-24 18:00 | 0 | 0 | 0 | 0 | 0 | 763398.4899 | 518027 | 0 | 0 | 0 | 0 | 1290619.8189 | 1566353.3259 | 0 | 0 | 0 | 0 | 0 | 0 | 0 | 0 | 0 | 0 | 0 | 0 | 0 | 0 | 0 | 0 | 0 | 129681.8807 | 115689.6092 | 0 | 0 | 0 | 0 | 0 | 0 | 0 | 0 | 0 | 0 | 0 | 0 | 0 | 0 | 0 | 0
2016-09-24 19:00 | 0 | 0 | 0 | 0 | 135424.3272 | 752929.1202 | 526151 | 0 | 0 | 0 | 0 | 1537132.6572 | 1682042.9351 | 0 | 0 | 0 | 0 | 0 | 0 | 0 | 0 | 0 | 0 | 0 | 0 | 0 | 0 | 0 | 0 | 0 | 246512.8382 | 115689.6092 | 0 | 0 | 0 | 0 | 0 | 0 | 0 | 0 | 0 | 0 | 0 | 0 | 0 | 0 | 0 | 0
2016-09-24 20:00 | 0 | 0 | 0 | 0 | 0 | 755341.6156 | 531570 | 0 | 0 | 0 | 0 | 1645214.6635 | 1797732.5444 | 0 | 0 | 0 | 0 | 0 | 0 | 0 | 0 | 0 | 0 | 0 | 0 | 0 | 0 | 0 | 0 | 0 | 108082.0064 | 115689.6092 | 0 | 0 | 0 | 0 | 0 | 0 | 0 | 0 | 0 | 0 | 0 | 0 | 0 | 0 | 0 | 0
2016-09-24 21:00 | 0 | 0 | 0 | 0 | 143505.998 | 750209.4494 | 531513 | 0 | 0 | 0 | 0 | 1891727.5018 | 1913422.1536 | 0 | 0 | 0 | 0 | 0 | 0 | 0 | 0 | 0 | 0 | 0 | 0 | 0 | 0 | 0 | 0 | 0 | 246512.8382 | 115689.6092 | 0 | 0 | 0 | 0 | 0 | 0 | 0 | 0 | 0 | 0 | 0 | 0 | 0 | 0 | 0 | 0
2016-09-24 22:00 | 0 | 0 | 0 | 0 | 0 | 723665.6573 | 524247 | 0 | 0 | 0 | 0 | 1975456.5498 | 2029111.7628 | 0 | 0 | 0 | 0 | 0 | 0 | 0 | 0 | 0 | 0 | 0 | 0 | 0 | 0 | 0 | 0 | 0 | 83729.048 | 115689.6092 | 0 | 0 | 0 | 0 | 0 | 0 | 0 | 0 | 0 | 0 | 0 | 0 | 0 | 0 | 0 | 0
2016-09-24 23:00 | 0 | 0 | 0 | 0 | 0 | 616319.232 | 514988 | 0 | 0 | 0 | 0 | 1961098.1726 | 2144801.3721 | 0 | 0 | 0 | 0 | 0 | 0 | 0 | 0 | 0 | 0 | 0 | 0 | 0 | 0 | 0 | 0 | 0 | -14358.3772 | 115689.6092 | 0 | 0 | 0 | 0 | 0 | 0 | 0 | 0 | 0 | 0 | 0 | 0 | 0 | 0 | 0 | 0
2016-09-25 | 0 | 0 | 0 | 0 | 0 | 310621.7923 | 507029 | 0 | 0 | 0 | 0 | 1714585.3343 | 2194907.0026 | 0 | 0 | 0 | 0 | 0 | 0 | 0 | 0 | 0 | 0 | 0 | 0 | 0 | 0 | 0 | 0 | 0 | -246512.8382 | 50105.6305 | 0 | 0 | 0 | 0 | 0 | 0 | 0 | 0 | 0 | 0 | 0 | 0 | 0 | 0 | 0 | 0
2016-09-25 01:00 | 0 | 0 | 0 | 0 | 102973.3599 | 23074.1927 | 488250 | 0 | 0 | 0 | 0 | 1468072.4961 | 2079217.3934 | 0 | 0 | 0 | 0 | 0 | 0 | 0 | 0 | 0 | 0 | 0 | 0 | 0 | 0 | 0 | 0 | 0 | -246512.8382 | -115689.6092 | 0 | 0 | 0 | 0 | 0 | 0 | 0 | 0 | 0 | 0 | 0 | 0 | 0 | 0 | 0 | 0
2016-09-25 02:00 | 0 | 0 | 0 | 0 | 588462.2962 | 0 | 465257 | 0 | 0 | 0 | 0 | 1706967.4015 | 1963527.7841 | 0 | 0 | 0 | 0 | 0 | 0 | 0 | 0 | 0 | 0 | 0 | 0 | 0 | 0 | 0 | 0 | 0 | 238894.9054 | -115689.6092 | 0 | 0 | 0 | 0 | 0 | 0 | 0 | 0 | 0 | 0 | 0 | 0 | 0 | 0 | 0 | 0
2016-09-25 03:00 | 0 | 0 | 0 | 0 | 76197.5525 | 0 | 438400 | 0 | 0 | 0 | 0 | 1460454.5632 | 1847838.1749 | 0 | 0 | 0 | 0 | 0 | 0 | 0 | 0 | 0 | 0 | 0 | 0 | 0 | 0 | 0 | 0 | 0 | -246512.8382 | -115689.6092 | 0 | 0 | 0 | 0 | 0 | 0 | 0 | 0 | 0 | 0 | 0 | 0 | 0 | 0 | 0 | 0
2016-09-25 04:00 | 0 | 0 | 0 | 0 | 281947.771 | 0 | 412771 | 0 | 0 | 0 | 0 | 1213941.725 | 1963527.7841 | 0 | 0 | 0 | 0 | 0 | 0 | 0 | 0 | 0 | 0 | 0 | 0 | 0 | 0 | 0 | 0 | 0 | -246512.8382 | 115689.6092 | 0 | 0 | 0 | 0 | 0 | 0 | 0 | 0 | 0 | 0 | 0 | 0 | 0 | 0 | 0 | 0
2016-09-25 05:00 | 0 | 0 | 0 | 0 | 573169.8542 | 0 | 389711 | 0 | 0 | 0 | 0 | 1460454.5632 | 1890797.2475 | 0 | 0 | 0 | 0 | 0 | 0 | 0 | 9676.5525 | 0 | 0 | 0 | 0 | 0 | 0 | 0 | 0 | 0 | 246512.8382 | -72730.5366 | 0 | 0 | 0 | 0 | 0 | 0 | 0 | 0 | 0 | 9676.5525 | 0 | 0 | 0 | 0 | 0 | 0
2016-09-25 06:00 | 0 | 0 | 0 | 0 | 0 | 0 | 371879 | 0 | 0 | 0 | 0 | 1213941.725 | 1775107.6383 | 0 | 0 | 0 | 0 | 0 | 0 | 0 | 0 | 0 | 0 | 0 | 0 | 0 | 0 | 0 | 0 | 0 | -246512.8382 | -115689.6092 | 0 | 0 | 0 | 0 | 0 | 0 | 0 | 0 | 0 | -9676.5525 | 0 | 0 | 0 | 0 | 0 | 0
2016-09-25 07:00 | 0 | 0 | 0 | 0 | 0 | 0 | 359076 | 0 | 0 | 0 | 0 | 967428.8868 | 1662544.4766 | 0 | 0 | 0 | 0 | 0 | 0 | 0 | 0 | 0 | 0 | 0 | 0 | 0 | 0 | 0 | 0 | 0 | -246512.8382 | -112563.1618 | 0 | 0 | 0 | 0 | 0 | 0 | 0 | 0 | 0 | 0 | 0 | 0 | 0 | 0 | 0 | 0
2016-09-25 08:00 | 0 | 0 | 0 | 0 | 552620.8828 | 0 | 351230 | 0 | 0 | 0 | 0 | 1053130.1604 | 1778234.0858 | 0 | 0 | 0 | 0 | 0 | 0 | 0 | 0 | 0 | 0 | 0 | 0 | 0 | 0 | 0 | 0 | 0 | 85701.2736 | 115689.6092 | 0 | 0 | 0 | 0 | 0 | 0 | 0 | 0 | 0 | 0 | 0 | 0 | 0 | 0 | 0 | 0
2016-09-25 09:00 | 0 | 0 | 0 | 0 | 0 | 0 | 347942 | 0 | 0 | 0 | 0 | 806617.3221 | 1676804.924 | 0 | 0 | 0 | 0 | 0 | 0 | 0 | 0 | 0 | 0 | 0 | 0 | 0 | 0 | 0 | 0 | 0 | -246512.8382 | -101429.1618 | 0 | 0 | 0 | 0 | 0 | 0 | 0 | 0 | 0 | 0 | 0 | 0 | 0 | 0 | 0 | 0
2016-09-25 10:00 | 0 | 0 | 0 | 0 | 0 | 0 | 349504 | 0 | 0 | 0 | 0 | 560104.4839 | 1573813.7623 | 0 | 0 | 0 | 0 | 0 | 0 | 0 | 0 | 0 | 0 | 0 | 0 | 0 | 0 | 0 | 0 | 0 | -246512.8382 | -102991.1618 | 0 | 0 | 0 | 0 | 0 | 0 | 0 | 0 | 0 | 0 | 0 | 0 | 0 | 0 | 0 | 0
2016-09-25 11:00 | 0 | 0 | 0 | 0 | 593029.2224 | 0 | 355102 | 0 | 0 | 0 | 0 | 676841.5445 | 1689503.3715 | 0 | 0 | 0 | 0 | 0 | 0 | 0 | 5500.5525 | 0 | 0 | 0 | 0 | 0 | 0 | 0 | 0 | 0 | 116737.0606 | 115689.6092 | 0 | 0 | 0 | 0 | 0 | 0 | 0 | 0 | 0 | 5500.5525 | 0 | 0 | 0 | 0 | 0 | 0
2016-09-25 12:00 | 0 | 0 | 0 | 0 | 0 | 0 | 367703 | 0 | 0 | 0 | 0 | 430328.7062 | 1573813.7623 | 0 | 0 | 0 | 0 | 0 | 0 | 0 | 0 | 0 | 0 | 0 | 0 | 0 | 0 | 0 | 0 | 0 | -246512.8382 | -115689.6092 | 0 | 0 | 0 | 0 | 0 | 0 | 0 | 0 | 0 | -5500.5525 | 0 | 0 | 0 | 0 | 0 | 0
2016-09-25 13:00 | 0 | 0 | 0 | 0 | 0 | 43045.0665 | 389629 | 0 | 0 | 0 | 0 | 199434.382 | 1458124.153 | 0 | 0 | 0 | 0 | 0 | 0 | 0 | 0 | 0 | 0 | 0 | 0 | 0 | 0 | 0 | 0 | 0 | -230894.3242 | -115689.6092 | 0 | 0 | 0 | 0 | 0 | 0 | 0 | 0 | 0 | 0 | 0 | 0 | 0 | 0 | 0 | 0
2016-09-25 14:00 | 0 | 0 | 0 | 0 | 340996.5987 | 432240.8488 | 411035 | 0 | 0 | 0 | 0 | 445947.2203 | 1573813.7623 | 0 | 0 | 0 | 0 | 0 | 0 | 0 | 0 | 0 | 0 | 0 | 0 | 0 | 0 | 0 | 0 | 0 | 246512.8382 | 115689.6092 | 0 | 0 | 0 | 0 | 0 | 0 | 0 | 0 | 0 | 0 | 0 | 0 | 0 | 0 | 0 | 0
2016-09-25 15:00 | 0 | 0 | 0 | 0 | 0 | 737341.076 | 433297 | 0 | 0 | 0 | 0 | 634301.687 | 1689503.3715 | 0 | 0 | 0 | 0 | 0 | 0 | 0 | 0 | 0 | 0 | 0 | 0 | 0 | 0 | 0 | 0 | 0 | 188354.4668 | 115689.6092 | 0 | 0 | 0 | 0 | 0 | 0 | 0 | 0 | 0 | 0 | 0 | 0 | 0 | 0 | 0 | 0
2016-09-25 16:00 | 0 | 0 | 0 | 0 | 45361.9628 | 772334.4847 | 455494 | 0 | 0 | 0 | 0 | 880814.5253 | 1805192.9807 | 0 | 0 | 0 | 0 | 0 | 0 | 0 | 0 | 0 | 0 | 0 | 0 | 0 | 0 | 0 | 0 | 0 | 246512.8382 | 115689.6092 | 0 | 0 | 0 | 0 | 0 | 0 | 0 | 0 | 0 | 0 | 0 | 0 | 0 | 0 | 0 | 0
2016-09-25 17:00 | 0 | 0 | 0 | 0 | 0 | 763049.169 | 474452 | 0 | 0 | 0 | 0 | 1053722.0851 | 1920882.59 | 0 | 0 | 0 | 0 | 0 | 0 | 0 | 0 | 0 | 0 | 0 | 0 | 0 | 0 | 0 | 0 | 0 | 172907.5598 | 115689.6092 | 0 | 0 | 0 | 0 | 0 | 0 | 0 | 0 | 0 | 0 | 0 | 0 | 0 | 0 | 0 | 0
2016-09-25 18:00 | 0 | 0 | 0 | 0 | 0 | 746914.6406 | 489324 | 0 | 0 | 0 | 0 | 1300234.9233 | 1931960.3923 | 0 | 0 | 0 | 0 | 0 | 0 | 0 | 0 | 0 | 0 | 0 | 0 | 0 | 0 | 0 | 0 | 0 | 246512.8382 | 11077.8023 | 0 | 0 | 0 | 0 | 0 | 0 | 0 | 0 | 0 | 0 | 0 | 0 | 0 | 0 | 0 | 0
2016-09-25 19:00 | 0 | 0 | 0 | 0 | 0 | 729549.2988 | 499479 | 0 | 0 | 0 | 0 | 1414615.6129 | 2047650.0015 | 0 | 0 | 0 | 0 | 0 | 0 | 0 | 0 | 0 | 0 | 0 | 0 | 0 | 0 | 0 | 0 | 0 | 114380.6896 | 115689.6092 | 0 | 0 | 0 | 0 | 0 | 0 | 0 | 0 | 0 | 0 | 0 | 0 | 0 | 0 | 0 | 0
2016-09-25 20:00 | 0 | 0 | 0 | 0 | 0 | 725994.3121 | 506893 | 0 | 0 | 0 | 0 | 1661128.4512 | 2020238.4754 | 0 | 0 | 0 | 0 | 0 | 0 | 0 | 0 | 0 | 0 | 0 | 0 | 0 | 0 | 0 | 0 | 0 | 246512.8382 | -27411.5261 | 0 | 0 | 0 | 0 | 0 | 0 | 0 | 0 | 0 | 0 | 0 | 0 | 0 | 0 | 0 | 0
2016-09-25 21:00 | 0 | 0 | 0 | 0 | 0 | 714450.2127 | 512205 | 0 | 0 | 0 | 0 | 1747684.0546 | 2135928.0846 | 0 | 0 | 0 | 0 | 0 | 0 | 0 | 0 | 0 | 0 | 0 | 0 | 0 | 0 | 0 | 0 | 0 | 86555.6035 | 115689.6092 | 0 | 0 | 0 | 0 | 0 | 0 | 0 | 0 | 0 | 0 | 0 | 0 | 0 | 0 | 0 | 0
2016-09-25 22:00 | 0 | 0 | 0 | 0 | 191474.5197 | 680775.9277 | 510048 | 0 | 0 | 0 | 0 | 1994196.8929 | 2251617.6939 | 0 | 0 | 0 | 0 | 0 | 0 | 0 | 0 | 0 | 0 | 0 | 0 | 0 | 0 | 0 | 0 | 0 | 246512.8382 | 115689.6092 | 0 | 0 | 0 | 0 | 0 | 0 | 0 | 0 | 0 | 0 | 0 | 0 | 0 | 0 | 0 | 0
2016-09-25 23:00 | 0 | 0 | 0 | 0 | 0 | 548895.5514 | 508980 | 0 | 0 | 0 | 0 | 1918422.835 | 2367307.3031 | 0 | 0 | 0 | 0 | 0 | 0 | 0 | 0 | 0 | 0 | 0 | 0 | 0 | 0 | 0 | 0 | 0 | -75774.0578 | 115689.6092 | 0 | 0 | 0 | 0 | 0 | 0 | 0 | 0 | 0 | 0 | 0 | 0 | 0 | 0 | 0 | 0
2016-09-26 | 0 | 0 | 0 | 0 | 0 | 285883.2144 | 507252 | 0 | 0 | 0 | 0 | 1671909.9968 | 2392451.3557 | 0 | 0 | 0 | 0 | 0 | 0 | 0 | 0 | 0 | 0 | 0 | 0 | 0 | 0 | 0 | 0 | 0 | -246512.8382 | 25144.0526 | 0 | 0 | 0 | 0 | 0 | 0 | 0 | 0 | 0 | 0 | 0 | 0 | 0 | 0 | 0 | 0
2016-09-26 01:00 | 0 | 0 | 0 | 0 | 114836.4572 | 11840.0953 | 488879 | 0 | 0 | 0 | 0 | 1425397.1586 | 2276761.7465 | 0 | 0 | 0 | 0 | 0 | 0 | 0 | 0 | 0 | 0 | 0 | 0 | 0 | 0 | 0 | 0 | 0 | -246512.8382 | -115689.6092 | 0 | 0 | 0 | 0 | 0 | 0 | 0 | 0 | 0 | 0 | 0 | 0 | 0 | 0 | 0 | 0
2016-09-26 02:00 | 0 | 0 | 0 | 0 | 662182.714 | 0 | 463538 | 0 | 0 | 0 | 0 | 1671909.9968 | 2228893.6222 | 0 | 0 | 0 | 0 | 0 | 0 | 0 | 0 | 0 | 0 | 0 | 0 | 0 | 0 | 0 | 0 | 0 | 246512.8382 | -47868.1243 | 0 | 0 | 0 | 0 | 0 | 0 | 0 | 0 | 0 | 0 | 0 | 0 | 0 | 0 | 0 | 0
2016-09-26 03:00 | 0 | 0 | 0 | 0 | 70531.5525 | 0 | 432734 | 0 | 0 | 0 | 0 | 1425397.1586 | 2113204.013 | 0 | 0 | 0 | 0 | 0 | 0 | 0 | 0 | 0 | 0 | 0 | 0 | 0 | 0 | 0 | 0 | 0 | -246512.8382 | -115689.6092 | 0 | 0 | 0 | 0 | 0 | 0 | 0 | 0 | 0 | 0 | 0 | 0 | 0 | 0 | 0 | 0
2016-09-26 04:00 | 0 | 0 | 0 | 0 | 274080.771 | 0 | 404904 | 0 | 0 | 0 | 0 | 1178884.3203 | 2228893.6222 | 0 | 0 | 0 | 0 | 0 | 0 | 0 | 0 | 0 | 0 | 0 | 0 | 0 | 0 | 0 | 0 | 0 | -246512.8382 | 115689.6092 | 0 | 0 | 0 | 0 | 0 | 0 | 0 | 0 | 0 | 0 | 0 | 0 | 0 | 0 | 0 | 0
2016-09-26 05:00 | 0 | 0 | 0 | 0 | 623169.3571 | 0 | 381928 | 0 | 0 | 0 | 0 | 1425397.1586 | 2220711.5886 | 0 | 0 | 0 | 0 | 0 | 0 | 0 | 2910.5525 | 0 | 0 | 0 | 0 | 0 | 0 | 0 | 0 | 0 | 246512.8382 | -8182.0336 | 0 | 0 | 0 | 0 | 0 | 0 | 0 | 0 | 0 | 2910.5525 | 0 | 0 | 0 | 0 | 0 | 0
2016-09-26 06:00 | 0 | 0 | 0 | 0 | 0 | 0 | 365113 | 0 | 0 | 0 | 0 | 1178884.3203 | 2105021.9794 | 0 | 0 | 0 | 0 | 0 | 0 | 0 | 0 | 0 | 0 | 0 | 0 | 0 | 0 | 0 | 0 | 0 | -246512.8382 | -115689.6092 | 0 | 0 | 0 | 0 | 0 | 0 | 0 | 0 | 0 | -2910.5525 | 0 | 0 | 0 | 0 | 0 | 0
2016-09-26 07:00 | 0 | 0 | 0 | 0 | 0 | 0 | 355928 | 0 | 0 | 0 | 0 | 932371.4821 | 1995606.8176 | 0 | 0 | 0 | 0 | 0 | 0 | 0 | 0 | 0 | 0 | 0 | 0 | 0 | 0 | 0 | 0 | 0 | -246512.8382 | -109415.1618 | 0 | 0 | 0 | 0 | 0 | 0 | 0 | 0 | 0 | 0 | 0 | 0 | 0 | 0 | 0 | 0
2016-09-26 08:00 | 0 | 0 | 0 | 0 | 604552.2248 | 0 | 354275 | 0 | 0 | 0 | 0 | 1064879.5451 | 2111296.4268 | 0 | 0 | 0 | 0 | 0 | 0 | 0 | 2079.5525 | 0 | 0 | 0 | 0 | 0 | 0 | 0 | 0 | 0 | 132508.0631 | 115689.6092 | 0 | 0 | 0 | 0 | 0 | 0 | 0 | 0 | 0 | 2079.5525 | 0 | 0 | 0 | 0 | 0 | 0
2016-09-26 09:00 | 0 | 0 | 0 | 0 | 0 | 0 | 364282 | 0 | 0 | 0 | 0 | 818366.7069 | 1995606.8176 | 0 | 0 | 0 | 0 | 0 | 0 | 0 | 0 | 0 | 0 | 0 | 0 | 0 | 0 | 0 | 0 | 0 | -246512.8382 | -115689.6092 | 0 | 0 | 0 | 0 | 0 | 0 | 0 | 0 | 0 | -2079.5525 | 0 | 0 | 0 | 0 | 0 | 0
2016-09-26 10:00 | 0 | 0 | 0 | 0 | 25854.5525 | 0 | 388057 | 0 | 0 | 0 | 0 | 571853.8687 | 1879917.2084 | 0 | 0 | 0 | 0 | 0 | 0 | 0 | 0 | 0 | 0 | 0 | 0 | 0 | 0 | 0 | 0 | 0 | -246512.8382 | -115689.6092 | 0 | 0 | 0 | 0 | 0 | 0 | 0 | 0 | 0 | 0 | 0 | 0 | 0 | 0 | 0 | 0
2016-09-26 11:00 | 0 | 0 | 0 | 0 | 612106.3797 | 0 | 412470 | 0 | 0 | 0 | 0 | 818366.7069 | 1833040.7498 | 0 | 0 | 0 | 0 | 0 | 0 | 0 | 0 | 0 | 0 | 0 | 0 | 0 | 0 | 0 | 0 | 0 | 246512.8382 | -46876.4586 | 0 | 0 | 0 | 0 | 0 | 0 | 0 | 0 | 0 | 0 | 0 | 0 | 0 | 0 | 0 | 0
2016-09-26 12:00 | 0 | 0 | 0 | 0 | 64991.5525 | 0 | 427194 | 0 | 0 | 0 | 0 | 571853.8687 | 1717351.1406 | 0 | 0 | 0 | 0 | 0 | 0 | 0 | 0 | 0 | 0 | 0 | 0 | 0 | 0 | 0 | 0 | 0 | -246512.8382 | -115689.6092 | 0 | 0 | 0 | 0 | 0 | 0 | 0 | 0 | 0 | 0 | 0 | 0 | 0 | 0 | 0 | 0
2016-09-26 13:00 | 0 | 0 | 0 | 0 | 407641.6693 | 43789.9153 | 441798 | 0 | 0 | 0 | 0 | 697177.0625 | 1601661.5313 | 0 | 0 | 0 | 0 | 0 | 0 | 0 | 0 | 0 | 0 | 0 | 0 | 0 | 0 | 0 | 0 | 0 | 125323.1939 | -115689.6092 | 0 | 0 | 0 | 0 | 0 | 0 | 0 | 0 | 0 | 0 | 0 | 0 | 0 | 0 | 0 | 0
2016-09-26 14:00 | 0 | 0 | 0 | 0 | 0 | 386063.8128 | 457712 | 0 | 0 | 0 | 0 | 509839.2661 | 1717351.1406 | 0 | 0 | 0 | 0 | 0 | 0 | 0 | 0 | 0 | 0 | 0 | 0 | 0 | 0 | 0 | 0 | 0 | -187337.7965 | 115689.6092 | 0 | 0 | 0 | 0 | 0 | 0 | 0 | 0 | 0 | 0 | 0 | 0 | 0 | 0 | 0 | 0
2016-09-26 15:00 | 0 | 0 | 0 | 0 | 157604.062 | 677620.3854 | 473022 | 0 | 0 | 0 | 0 | 756352.1043 | 1833040.7498 | 0 | 0 | 0 | 0 | 0 | 0 | 0 | 0 | 0 | 0 | 0 | 0 | 0 | 0 | 0 | 0 | 0 | 246512.8382 | 115689.6092 | 0 | 0 | 0 | 0 | 0 | 0 | 0 | 0 | 0 | 0 | 0 | 0 | 0 | 0 | 0 | 0
2016-09-26 16:00 | 0 | 0 | 0 | 0 | 121376.2471 | 727360.2003 | 486534 | 0 | 0 | 0 | 0 | 1002864.9426 | 1948730.359 | 0 | 0 | 0 | 0 | 0 | 0 | 0 | 0 | 0 | 0 | 0 | 0 | 0 | 0 | 0 | 0 | 0 | 246512.8382 | 115689.6092 | 0 | 0 | 0 | 0 | 0 | 0 | 0 | 0 | 0 | 0 | 0 | 0 | 0 | 0 | 0 | 0
2016-09-26 17:00 | 0 | 0 | 0 | 0 | 0 | 727933.6195 | 498321 | 0 | 0 | 0 | 0 | 1116787.9528 | 2064419.9683 | 0 | 0 | 0 | 0 | 0 | 0 | 0 | 0 | 0 | 0 | 0 | 0 | 0 | 0 | 0 | 0 | 0 | 113923.0103 | 115689.6092 | 0 | 0 | 0 | 0 | 0 | 0 | 0 | 0 | 0 | 0 | 0 | 0 | 0 | 0 | 0 | 0
2016-09-26 18:00 | 0 | 0 | 0 | 0 | 0 | 714940.518 | 506525 | 0 | 0 | 0 | 0 | 1209513.8616 | 2180109.5775 | 0 | 0 | 0 | 0 | 0 | 0 | 0 | 0 | 0 | 0 | 0 | 0 | 0 | 0 | 0 | 0 | 0 | 92725.9088 | 115689.6092 | 0 | 0 | 0 | 0 | 0 | 0 | 0 | 0 | 0 | 0 | 0 | 0 | 0 | 0 | 0 | 0
2016-09-26 19:00 | 0 | 0 | 0 | 0 | 0 | 699407.2005 | 511847 | 0 | 0 | 0 | 0 | 1456026.6999 | 2121156.9398 | 0 | 0 | 0 | 0 | 0 | 0 | 0 | 0 | 0 | 0 | 0 | 0 | 0 | 0 | 0 | 0 | 0 | 246512.8382 | -58952.6377 | 0 | 0 | 0 | 0 | 0 | 0 | 0 | 0 | 0 | 0 | 0 | 0 | 0 | 0 | 0 | 0
2016-09-26 20:00 | 0 | 0 | 0 | 0 | 184762.5662 | 693727.8813 | 516288 | 0 | 0 | 0 | 0 | 1702539.5381 | 2236846.549 | 0 | 0 | 0 | 0 | 0 | 0 | 0 | 0 | 0 | 0 | 0 | 0 | 0 | 0 | 0 | 0 | 0 | 246512.8382 | 115689.6092 | 0 | 0 | 0 | 0 | 0 | 0 | 0 | 0 | 0 | 0 | 0 | 0 | 0 | 0 | 0 | 0
2016-09-26 21:00 | 0 | 0 | 0 | 0 | 0 | 680243.3279 | 516610 | 0 | 0 | 0 | 0 | 1949052.3764 | 2153967.0386 | 0 | 0 | 0 | 0 | 0 | 0 | 0 | 0 | 0 | 0 | 0 | 0 | 0 | 0 | 0 | 0 | 0 | 246512.8382 | -82879.5104 | 0 | 0 | 0 | 0 | 0 | 0 | 0 | 0 | 0 | 0 | 0 | 0 | 0 | 0 | 0 | 0
2016-09-26 22:00 | 0 | 0 | 0 | 0 | 0 | 647492.3301 | 513497 | 0 | 0 | 0 | 0 | 1961572.694 | 2269656.6479 | 0 | 0 | 0 | 0 | 0 | 0 | 0 | 5785.4032 | 0 | 0 | 0 | 0 | 0 | 0 | 0 | 0 | 0 | 12520.3177 | 115689.6092 | 0 | 0 | 0 | 0 | 0 | 0 | 0 | 0 | 0 | 5785.4032 | 0 | 0 | 0 | 0 | 0 | 0
2016-09-26 23:00 | 0 | 0 | 0 | 0 | 150217.1129 | 524317.8315 | 512918 | 0 | 0 | 0 | 0 | 2208085.5323 | 2153967.0386 | 0 | 0 | 0 | 0 | 0 | 0 | 0 | 36579.1185 | 0 | 0 | 0 | 0 | 0 | 0 | 0 | 0 | 0 | 246512.8382 | -115689.6092 | 0 | 0 | 0 | 0 | 0 | 0 | 0 | 0 | 0 | 30793.7153 | 0 | 0 | 0 | 0 | 0 | 0
2016-09-27 | 0 | 0 | 0 | 0 | 0 | 250094.3095 | 510195 | 0 | 0 | 0 | 0 | 1961572.694 | 2171172.9017 | 0 | 0 | 0 | 0 | 0 | 0 | 0 | 5785.4032 | 0 | 0 | 0 | 0 | 0 | 0 | 0 | 0 | 0 | -246512.8382 | 17205.863 | 0 | 0 | 0 | 0 | 0 | 0 | 0 | 0 | 0 | -30793.7153 | 0 | 0 | 0 | 0 | 0 | 0
2016-09-27 01:00 | 0 | 0 | 0 | 0 | 339437.6095 | 12834.7583 | 488881 | 0 | 0 | 0 | 0 | 1715059.8558 | 2286862.5109 | 0 | 0 | 0 | 0 | 0 | 0 | 0 | 0 | 0 | 0 | 0 | 0 | 0 | 0 | 0 | 0 | 0 | -246512.8382 | 115689.6092 | 0 | 0 | 0 | 0 | 0 | 0 | 0 | 0 | 0 | -5785.4032 | 0 | 0 | 0 | 0 | 0 | 0
2016-09-27 02:00 | 0 | 0 | 0 | 0 | 418312.5385 | 0 | 462918 | 0 | 0 | 0 | 0 | 1786144.0035 | 2171172.9017 | 0 | 0 | 0 | 0 | 0 | 0 | 0 | 0 | 0 | 0 | 0 | 0 | 0 | 0 | 0 | 0 | 0 | 71084.1478 | -115689.6092 | 0 | 0 | 0 | 0 | 0 | 0 | 0 | 0 | 0 | 0 | 0 | 0 | 0 | 0 | 0 | 0
2016-09-27 03:00 | 0 | 0 | 0 | 0 | 71635.5525 | 0 | 433838 | 0 | 0 | 0 | 0 | 1539631.1653 | 2055483.2924 | 0 | 0 | 0 | 0 | 0 | 0 | 0 | 0 | 0 | 0 | 0 | 0 | 0 | 0 | 0 | 0 | 0 | -246512.8382 | -115689.6092 | 0 | 0 | 0 | 0 | 0 | 0 | 0 | 0 | 0 | 0 | 0 | 0 | 0 | 0 | 0 | 0
2016-09-27 04:00 | 0 | 0 | 0 | 0 | 420681.5984 | 0 | 403286 | 0 | 0 | 0 | 0 | 1441337.1545 | 2171172.9017 | 0 | 0 | 0 | 0 | 0 | 0 | 0 | 0 | 0 | 0 | 0 | 0 | 0 | 0 | 0 | 0 | 0 | -98294.0108 | 115689.6092 | 0 | 0 | 0 | 0 | 0 | 0 | 0 | 0 | 0 | 0 | 0 | 0 | 0 | 0 | 0 | 0
2016-09-27 05:00 | 0 | 0 | 0 | 0 | 18344.5525 | 0 | 380547 | 0 | 0 | 0 | 0 | 1194824.3162 | 2055483.2924 | 0 | 0 | 0 | 0 | 0 | 0 | 0 | 0 | 0 | 0 | 0 | 0 | 0 | 0 | 0 | 0 | 0 | -246512.8382 | -115689.6092 | 0 | 0 | 0 | 0 | 0 | 0 | 0 | 0 | 0 | 0 | 0 | 0 | 0 | 0 | 0 | 0
2016-09-27 06:00 | 0 | 0 | 0 | 0 | 2042.5525 | 0 | 364245 | 0 | 0 | 0 | 0 | 948311.478 | 1939793.6832 | 0 | 0 | 0 | 0 | 0 | 0 | 0 | 0 | 0 | 0 | 0 | 0 | 0 | 0 | 0 | 0 | 0 | -246512.8382 | -115689.6092 | 0 | 0 | 0 | 0 | 0 | 0 | 0 | 0 | 0 | 0 | 0 | 0 | 0 | 0 | 0 | 0
2016-09-27 07:00 | 0 | 0 | 0 | 0 | 475334.1968 | 0 | 354187 | 0 | 0 | 0 | 0 | 1185148.2841 | 1824104.074 | 0 | 0 | 0 | 0 | 0 | 0 | 0 | 0 | 0 | 0 | 0 | 0 | 0 | 0 | 0 | 0 | 0 | 236836.8061 | -115689.6092 | 0 | 0 | 0 | 0 | 0 | 0 | 0 | 0 | 0 | 0 | 0 | 0 | 0 | 0 | 0 | 0
2016-09-27 08:00 | 0 | 0 | 0 | 0 | 0 | 0 | 351614 | 0 | 0 | 0 | 0 | 938635.4458 | 1719002.9122 | 0 | 0 | 0 | 0 | 0 | 0 | 0 | 0 | 0 | 0 | 0 | 0 | 0 | 0 | 0 | 0 | 0 | -246512.8382 | -105101.1618 | 0 | 0 | 0 | 0 | 0 | 0 | 0 | 0 | 0 | 0 | 0 | 0 | 0 | 0 | 0 | 0
2016-09-27 09:00 | 0 | 0 | 0 | 0 | 0 | 0 | 360380 | 0 | 0 | 0 | 0 | 693945.055 | 1603313.303 | 0 | 0 | 0 | 0 | 0 | 0 | 0 | 0 | 0 | 0 | 0 | 0 | 0 | 0 | 0 | 0 | 0 | -244690.3908 | -115689.6092 | 0 | 0 | 0 | 0 | 0 | 0 | 0 | 0 | 0 | 0 | 0 | 0 | 0 | 0 | 0 | 0
2016-09-27 10:00 | 0 | 0 | 0 | 0 | 508206.5703 | 0 | 384379 | 0 | 0 | 0 | 0 | 702083.0161 | 1719002.9122 | 0 | 0 | 0 | 0 | 0 | 0 | 0 | 0 | 0 | 0 | 0 | 0 | 0 | 0 | 0 | 0 | 0 | 8137.9611 | 115689.6092 | 0 | 0 | 0 | 0 | 0 | 0 | 0 | 0 | 0 | 0 | 0 | 0 | 0 | 0 | 0 | 0
2016-09-27 11:00 | 0 | 0 | 0 | 0 | 45921.5525 | 0 | 408124 | 0 | 0 | 0 | 0 | 455570.1779 | 1603313.303 | 0 | 0 | 0 | 0 | 0 | 0 | 0 | 0 | 0 | 0 | 0 | 0 | 0 | 0 | 0 | 0 | 0 | -246512.8382 | -115689.6092 | 0 | 0 | 0 | 0 | 0 | 0 | 0 | 0 | 0 | 0 | 0 | 0 | 0 | 0 | 0 | 0
2016-09-27 12:00 | 0 | 0 | 0 | 0 | 512278.4775 | 0 | 421531 | 0 | 0 | 0 | 0 | 662007.2646 | 1487623.6938 | 0 | 0 | 0 | 0 | 0 | 0 | 0 | 0 | 0 | 0 | 0 | 0 | 0 | 0 | 0 | 0 | 0 | 206437.0867 | -115689.6092 | 0 | 0 | 0 | 0 | 0 | 0 | 0 | 0 | 0 | 0 | 0 | 0 | 0 | 0 | 0 | 0
2016-09-27 13:00 | 0 | 0 | 0 | 0 | 342751.301 | 42518.9957 | 436094 | 0 | 0 | 0 | 0 | 495493.952 | 1603313.303 | 0 | 0 | 0 | 0 | 0 | 0 | 0 | 0 | 0 | 0 | 0 | 0 | 0 | 0 | 0 | 0 | 0 | -166513.3126 | 115689.6092 | 0 | 0 | 0 | 0 | 0 | 0 | 0 | 0 | 0 | 0 | 0 | 0 | 0 | 0 | 0 | 0
2016-09-27 14:00 | 0 | 0 | 0 | 0 | 0 | 426406.8068 | 449971 | 0 | 0 | 0 | 0 | 356240.1495 | 1719002.9122 | 0 | 0 | 0 | 0 | 0 | 0 | 0 | 0 | 0 | 0 | 0 | 0 | 0 | 0 | 0 | 0 | 0 | -139253.8025 | 115689.6092 | 0 | 0 | 0 | 0 | 0 | 0 | 0 | 0 | 0 | 0 | 0 | 0 | 0 | 0 | 0 | 0
2016-09-27 15:00 | 0 | 0 | 0 | 0 | 0 | 721694.442 | 464478 | 0 | 0 | 0 | 0 | 602752.9878 | 1729706.516 | 0 | 0 | 0 | 0 | 0 | 0 | 0 | 0 | 0 | 0 | 0 | 0 | 0 | 0 | 0 | 0 | 0 | 246512.8382 | 10703.6038 | 0 | 0 | 0 | 0 | 0 | 0 | 0 | 0 | 0 | 0 | 0 | 0 | 0 | 0 | 0 | 0
2016-09-27 16:00 | 0 | 0 | 0 | 0 | 0 | 773672.2273 | 478113 | 0 | 0 | 0 | 0 | 782622.6058 | 1845396.1252 | 0 | 0 | 0 | 0 | 0 | 0 | 0 | 0 | 0 | 0 | 0 | 0 | 0 | 0 | 0 | 0 | 0 | 179869.618 | 115689.6092 | 0 | 0 | 0 | 0 | 0 | 0 | 0 | 0 | 0 | 0 | 0 | 0 | 0 | 0 | 0 | 0
2016-09-27 17:00 | 0 | 0 | 0 | 0 | 0 | 768578.4853 | 490862 | 0 | 0 | 0 | 0 | 1029135.444 | 1876599.7723 | 0 | 0 | 0 | 0 | 0 | 0 | 0 | 0 | 0 | 0 | 0 | 0 | 0 | 0 | 0 | 0 | 0 | 246512.8382 | 31203.6471 | 0 | 0 | 0 | 0 | 0 | 0 | 0 | 0 | 0 | 0 | 0 | 0 | 0 | 0 | 0 | 0
2016-09-27 18:00 | 0 | 0 | 0 | 0 | 0 | 752228.3637 | 502725 | 0 | 0 | 0 | 0 | 1162949.1985 | 1992289.3815 | 0 | 0 | 0 | 0 | 0 | 0 | 0 | 0 | 0 | 0 | 0 | 0 | 0 | 0 | 0 | 0 | 0 | 133813.7545 | 115689.6092 | 0 | 0 | 0 | 0 | 0 | 0 | 0 | 0 | 0 | 0 | 0 | 0 | 0 | 0 | 0 | 0
2016-09-27 19:00 | 0 | 0 | 0 | 0 | 0 | 738681.1412 | 511919 | 0 | 0 | 0 | 0 | 1409462.0367 | 1972538.6845 | 0 | 0 | 0 | 0 | 0 | 0 | 0 | 0 | 0 | 0 | 0 | 0 | 0 | 0 | 0 | 0 | 0 | 246512.8382 | -19750.697 | 0 | 0 | 0 | 0 | 0 | 0 | 0 | 0 | 0 | 0 | 0 | 0 | 0 | 0 | 0 | 0
2016-09-27 20:00 | 0 | 0 | 0 | 0 | 0 | 737320.8538 | 518483 | 0 | 0 | 0 | 0 | 1512610.2813 | 2088228.2937 | 0 | 0 | 0 | 0 | 0 | 0 | 0 | 0 | 0 | 0 | 0 | 0 | 0 | 0 | 0 | 0 | 0 | 103148.2445 | 115689.6092 | 0 | 0 | 0 | 0 | 0 | 0 | 0 | 0 | 0 | 0 | 0 | 0 | 0 | 0 | 0 | 0
2016-09-27 21:00 | 0 | 0 | 0 | 0 | 152377.6127 | 730347.8348 | 520523 | 0 | 0 | 0 | 0 | 1759123.1195 | 2203917.903 | 0 | 0 | 0 | 0 | 0 | 0 | 0 | 0 | 0 | 0 | 0 | 0 | 0 | 0 | 0 | 0 | 0 | 246512.8382 | 115689.6092 | 0 | 0 | 0 | 0 | 0 | 0 | 0 | 0 | 0 | 0 | 0 | 0 | 0 | 0 | 0 | 0
2016-09-27 22:00 | 0 | 0 | 0 | 0 | 0 | 690593.9819 | 516150 | 0 | 0 | 0 | 0 | 1817877.4922 | 2319607.5122 | 0 | 0 | 0 | 0 | 0 | 0 | 0 | 0 | 0 | 0 | 0 | 0 | 0 | 0 | 0 | 0 | 0 | 58754.3727 | 115689.6092 | 0 | 0 | 0 | 0 | 0 | 0 | 0 | 0 | 0 | 0 | 0 | 0 | 0 | 0 | 0 | 0
2016-09-27 23:00 | 0 | 0 | 0 | 0 | 0 | 552771.9318 | 514287 | 0 | 0 | 0 | 0 | 1740672.8147 | 2435297.1214 | 0 | 0 | 0 | 0 | 0 | 0 | 0 | 0 | 0 | 0 | 0 | 0 | 0 | 0 | 0 | 0 | 0 | -77204.6775 | 115689.6092 | 0 | 0 | 0 | 0 | 0 | 0 | 0 | 0 | 0 | 0 | 0 | 0 | 0 | 0 | 0 | 0
2016-09-28 | 0 | 0 | 0 | 0 | 348639.7562 | 243138.8152 | 509353 | 0 | 0 | 0 | 0 | 1938787.9954 | 2319607.5122 | 0 | 0 | 0 | 0 | 0 | 0 | 0 | 0 | 0 | 0 | 0 | 0 | 0 | 0 | 0 | 0 | 0 | 198115.1806 | -115689.6092 | 0 | 0 | 0 | 0 | 0 | 0 | 0 | 0 | 0 | 0 | 0 | 0 | 0 | 0 | 0 | 0
2016-09-28 01:00 | 0 | 0 | 0 | 0 | 396133.6915 | 10175.3982 | 490346 | 0 | 0 | 0 | 0 | 1970440.6943 | 2203917.903 | 0 | 0 | 0 | 0 | 0 | 0 | 0 | 0 | 0 | 0 | 0 | 0 | 0 | 0 | 0 | 0 | 0 | 31652.6989 | -115689.6092 | 0 | 0 | 0 | 0 | 0 | 0 | 0 | 0 | 0 | 0 | 0 | 0 | 0 | 0 | 0 | 0
2016-09-28 02:00 | 0 | 0 | 0 | 0 | 100657.5525 | 0 | 462860 | 0 | 0 | 0 | 0 | 1723927.8561 | 2088228.2937 | 0 | 0 | 0 | 0 | 0 | 0 | 0 | 0 | 0 | 0 | 0 | 0 | 0 | 0 | 0 | 0 | 0 | -246512.8382 | -115689.6092 | 0 | 0 | 0 | 0 | 0 | 0 | 0 | 0 | 0 | 0 | 0 | 0 | 0 | 0 | 0 | 0
2016-09-28 03:00 | 0 | 0 | 0 | 0 | 448878.0057 | 0 | 429862 | 0 | 0 | 0 | 0 | 1827839.7557 | 1972538.6845 | 0 | 0 | 0 | 0 | 0 | 0 | 0 | 30793.7153 | 0 | 0 | 0 | 0 | 0 | 0 | 0 | 0 | 0 | 103911.8996 | -115689.6092 | 0 | 0 | 0 | 0 | 0 | 0 | 0 | 0 | 0 | 30793.7153 | 0 | 0 | 0 | 0 | 0 | 0
2016-09-28 04:00 | 0 | 0 | 0 | 0 | 7210.8372 | 0 | 400207 | 0 | 0 | 0 | 0 | 1581326.9174 | 1856849.0753 | 0 | 0 | 0 | 0 | 0 | 0 | 0 | 0 | 0 | 0 | 0 | 0 | 0 | 0 | 0 | 0 | 0 | -246512.8382 | -115689.6092 | 0 | 0 | 0 | 0 | 0 | 0 | 0 | 0 | 0 | -30793.7153 | 0 | 0 | 0 | 0 | 0 | 0
2016-09-28 05:00 | 0 | 0 | 0 | 0 | 437384.5762 | 0 | 377301 | 0 | 0 | 0 | 0 | 1757100.1029 | 1741159.466 | 0 | 0 | 0 | 0 | 0 | 0 | 0 | 0 | 0 | 0 | 0 | 0 | 0 | 0 | 0 | 0 | 0 | 175773.1854 | -115689.6092 | 0 | 0 | 0 | 0 | 0 | 0 | 0 | 0 | 0 | 0 | 0 | 0 | 0 | 0 | 0 | 0
2016-09-28 06:00 | 0 | 0 | 0 | 0 | 0 | 0 | 361628 | 0 | 0 | 0 | 0 | 1510587.2646 | 1626044.3043 | 0 | 0 | 0 | 0 | 0 | 0 | 0 | 0 | 0 | 0 | 0 | 0 | 0 | 0 | 0 | 0 | 0 | -246512.8382 | -115115.1618 | 0 | 0 | 0 | 0 | 0 | 0 | 0 | 0 | 0 | 0 | 0 | 0 | 0 | 0 | 0 | 0
2016-09-28 07:00 | 0 | 0 | 0 | 0 | 439350.2209 | 0 | 351135 | 0 | 0 | 0 | 0 | 1483112.8763 | 1741733.9135 | 0 | 0 | 0 | 0 | 0 | 0 | 0 | 0 | 0 | 0 | 0 | 0 | 0 | 0 | 0 | 0 | 0 | -27474.3883 | 115689.6092 | 0 | 0 | 0 | 0 | 0 | 0 | 0 | 0 | 0 | 0 | 0 | 0 | 0 | 0 | 0 | 0
2016-09-28 08:00 | 0 | 0 | 0 | 0 | 0 | 0 | 348448 | 0 | 0 | 0 | 0 | 1236600.038 | 1639798.7518 | 0 | 0 | 0 | 0 | 0 | 0 | 0 | 0 | 0 | 0 | 0 | 0 | 0 | 0 | 0 | 0 | 0 | -246512.8382 | -101935.1618 | 0 | 0 | 0 | 0 | 0 | 0 | 0 | 0 | 0 | 0 | 0 | 0 | 0 | 0 | 0 | 0
2016-09-28 09:00 | 0 | 0 | 0 | 0 | 423252.3717 | 0 | 357233 | 0 | 0 | 0 | 0 | 1186929.8005 | 1755488.361 | 0 | 0 | 0 | 0 | 0 | 0 | 0 | 0 | 0 | 0 | 0 | 0 | 0 | 0 | 0 | 0 | 0 | -49670.2375 | 115689.6092 | 0 | 0 | 0 | 0 | 0 | 0 | 0 | 0 | 0 | 0 | 0 | 0 | 0 | 0 | 0 | 0
2016-09-28 10:00 | 0 | 0 | 0 | 0 | 18209.5525 | 0 | 380412 | 0 | 0 | 0 | 0 | 940416.9623 | 1639798.7518 | 0 | 0 | 0 | 0 | 0 | 0 | 0 | 0 | 0 | 0 | 0 | 0 | 0 | 0 | 0 | 0 | 0 | -246512.8382 | -115689.6092 | 0 | 0 | 0 | 0 | 0 | 0 | 0 | 0 | 0 | 0 | 0 | 0 | 0 | 0 | 0 | 0
2016-09-28 11:00 | 0 | 0 | 0 | 0 | 378934.687 | 0 | 404373 | 0 | 0 | 0 | 0 | 799289.04 | 1755488.361 | 0 | 0 | 0 | 0 | 0 | 0 | 0 | 0 | 0 | 0 | 0 | 0 | 0 | 0 | 0 | 0 | 0 | -141127.9222 | 115689.6092 | 0 | 0 | 0 | 0 | 0 | 0 | 0 | 0 | 0 | 0 | 0 | 0 | 0 | 0 | 0 | 0
2016-09-28 12:00 | 0 | 0 | 0 | 0 | 353669.2406 | 0 | 417225 | 0 | 0 | 0 | 0 | 851422.8899 | 1639798.7518 | 0 | 0 | 0 | 0 | 0 | 0 | 0 | 0 | 0 | 0 | 0 | 0 | 0 | 0 | 0 | 0 | 0 | 52133.8498 | -115689.6092 | 0 | 0 | 0 | 0 | 0 | 0 | 0 | 0 | 0 | 0 | 0 | 0 | 0 | 0 | 0 | 0
2016-09-28 13:00 | 0 | 0 | 0 | 0 | 22087.6619 | 48961.8907 | 433252 | 0 | 0 | 0 | 0 | 604910.0516 | 1524109.1425 | 0 | 0 | 0 | 0 | 0 | 0 | 0 | 0 | 0 | 0 | 0 | 0 | 0 | 0 | 0 | 0 | 0 | -246512.8382 | -115689.6092 | 0 | 0 | 0 | 0 | 0 | 0 | 0 | 0 | 0 | 0 | 0 | 0 | 0 | 0 | 0 | 0
2016-09-28 14:00 | 0 | 0 | 0 | 0 | 130610.9904 | 414018.5997 | 448706 | 0 | 0 | 0 | 0 | 785729.5357 | 1408419.5333 | 0 | 0 | 0 | 0 | 0 | 0 | 0 | 30793.7153 | 0 | 0 | 0 | 0 | 0 | 0 | 0 | 0 | 0 | 180819.484 | -115689.6092 | 0 | 0 | 0 | 0 | 0 | 0 | 0 | 0 | 0 | 30793.7153 | 0 | 0 | 0 | 0 | 0 | 0
2016-09-28 15:00 | 0 | 0 | 0 | 0 | 0 | 694867.1176 | 463538 | 0 | 0 | 0 | 0 | 1032242.3739 | 1424029.5279 | 0 | 0 | 0 | 0 | 0 | 0 | 0 | 0 | 0 | 0 | 0 | 0 | 0 | 0 | 0 | 0 | 0 | 246512.8382 | 15609.9947 | 0 | 0 | 0 | 0 | 0 | 0 | 0 | 0 | 0 | -30793.7153 | 0 | 0 | 0 | 0 | 0 | 0
2016-09-28 16:00 | 0 | 0 | 0 | 0 | 0 | 754972.3066 | 478083 | 0 | 0 | 0 | 0 | 1278755.2122 | 1454405.9963 | 0 | 0 | 0 | 0 | 0 | 0 | 0 | 0 | 0 | 0 | 0 | 0 | 0 | 0 | 0 | 0 | 0 | 246512.8382 | 30376.4684 | 0 | 0 | 0 | 0 | 0 | 0 | 0 | 0 | 0 | 0 | 0 | 0 | 0 | 0 | 0 | 0
2016-09-28 17:00 | 0 | 0 | 0 | 0 | 0 | 752588.8547 | 491792 | 0 | 0 | 0 | 0 | 1423862.4576 | 1570095.6056 | 0 | 0 | 0 | 0 | 0 | 0 | 0 | 0 | 0 | 0 | 0 | 0 | 0 | 0 | 0 | 0 | 0 | 145107.2454 | 115689.6092 | 0 | 0 | 0 | 0 | 0 | 0 | 0 | 0 | 0 | 0 | 0 | 0 | 0 | 0 | 0 | 0
2016-09-28 18:00 | 0 | 0 | 0 | 0 | 0 | 733300.1332 | 503207 | 0 | 0 | 0 | 0 | 1670375.2958 | 1553675.9005 | 0 | 0 | 0 | 0 | 0 | 0 | 0 | 0 | 0 | 0 | 0 | 0 | 0 | 0 | 0 | 0 | 0 | 246512.8382 | -16419.7051 | 0 | 0 | 0 | 0 | 0 | 0 | 0 | 0 | 0 | 0 | 0 | 0 | 0 | 0 | 0 | 0
2016-09-28 19:00 | 0 | 0 | 0 | 0 | 0 | 713235.0016 | 513287 | 0 | 0 | 0 | 0 | 1754633.6882 | 1669365.5097 | 0 | 0 | 0 | 0 | 0 | 0 | 0 | 0 | 0 | 0 | 0 | 0 | 0 | 0 | 0 | 0 | 0 | 84258.3924 | 115689.6092 | 0 | 0 | 0 | 0 | 0 | 0 | 0 | 0 | 0 | 0 | 0 | 0 | 0 | 0 | 0 | 0
2016-09-28 20:00 | 0 | 0 | 0 | 0 | 0 | 702449.6825 | 521245 | 0 | 0 | 0 | 0 | 2001146.5264 | 1604057.354 | 0 | 0 | 0 | 0 | 0 | 0 | 0 | 0 | 0 | 0 | 0 | 0 | 0 | 0 | 0 | 0 | 0 | 246512.8382 | -65308.1557 | 0 | 0 | 0 | 0 | 0 | 0 | 0 | 0 | 0 | 0 | 0 | 0 | 0 | 0 | 0 | 0
2016-09-28 21:00 | 0 | 0 | 0 | 0 | 0 | 674973.8755 | 525594 | 0 | 0 | 0 | 0 | 2034836.7926 | 1719746.9632 | 0 | 0 | 0 | 0 | 0 | 0 | 0 | 0 | 0 | 0 | 0 | 0 | 0 | 0 | 0 | 0 | 0 | 33690.2662 | 115689.6092 | 0 | 0 | 0 | 0 | 0 | 0 | 0 | 0 | 0 | 0 | 0 | 0 | 0 | 0 | 0 | 0
2016-09-28 22:00 | 0 | 0 | 0 | 0 | 186057.5249 | 607697.5602 | 522849 | 0 | 0 | 0 | 0 | 2190053.2685 | 1835436.5725 | 0 | 0 | 0 | 0 | 0 | 0 | 0 | 0 | 0 | 0 | 0 | 0 | 0 | 0 | 0 | 0 | 0 | 155216.4759 | 115689.6092 | 0 | 0 | 0 | 0 | 0 | 0 | 0 | 0 | 0 | 0 | 0 | 0 | 0 | 0 | 0 | 0
2016-09-28 23:00 | 0 | 0 | 0 | 0 | 0 | 454368.8692 | 519181 | 0 | 0 | 0 | 0 | 2240930.747 | 1719746.9632 | 0 | 0 | 0 | 0 | 0 | 0 | 0 | 0 | 0 | 0 | 0 | 0 | 0 | 0 | 0 | 0 | 0 | 50877.4785 | -115689.6092 | 0 | 0 | 0 | 0 | 0 | 0 | 0 | 0 | 0 | 0 | 0 | 0 | 0 | 0 | 0 | 0
2016-09-29 | 0 | 0 | 0 | 0 | 0 | 179359.3778 | 510516 | 0 | 0 | 0 | 0 | 1994417.9087 | 1635103.1793 | 0 | 0 | 0 | 0 | 0 | 0 | 0 | 0 | 0 | 0 | 0 | 0 | 0 | 0 | 0 | 0 | 0 | -246512.8382 | -84643.784 | 0 | 0 | 0 | 0 | 0 | 0 | 0 | 0 | 0 | 0 | 0 | 0 | 0 | 0 | 0 | 0
2016-09-29 01:00 | 0 | 0 | 0 | 0 | 598876.2527 | 8719.7663 | 490776 | 0 | 0 | 0 | 0 | 1995548.3186 | 1750792.7885 | 0 | 0 | 0 | 0 | 0 | 0 | 0 | 0 | 0 | 0 | 0 | 0 | 0 | 0 | 0 | 0 | 0 | 1130.4098 | 115689.6092 | 0 | 0 | 0 | 0 | 0 | 0 | 0 | 0 | 0 | 0 | 0 | 0 | 0 | 0 | 0 | 0
2016-09-29 02:00 | 0 | 0 | 0 | 0 | 101383.5525 | 0 | 463586 | 0 | 0 | 0 | 0 | 1749035.4803 | 1635103.1793 | 0 | 0 | 0 | 0 | 0 | 0 | 0 | 0 | 0 | 0 | 0 | 0 | 0 | 0 | 0 | 0 | 0 | -246512.8382 | -115689.6092 | 0 | 0 | 0 | 0 | 0 | 0 | 0 | 0 | 0 | 0 | 0 | 0 | 0 | 0 | 0 | 0
2016-09-29 03:00 | 0 | 0 | 0 | 0 | 300338.771 | 0 | 431162 | 0 | 0 | 0 | 0 | 1502522.6421 | 1750792.7885 | 0 | 0 | 0 | 0 | 0 | 0 | 0 | 0 | 0 | 0 | 0 | 0 | 0 | 0 | 0 | 0 | 0 | -246512.8382 | 115689.6092 | 0 | 0 | 0 | 0 | 0 | 0 | 0 | 0 | 0 | 0 | 0 | 0 | 0 | 0 | 0 | 0
2016-09-29 04:00 | 0 | 0 | 0 | 0 | 546679.1511 | 0 | 402391 | 0 | 0 | 0 | 0 | 1531121.184 | 1866482.3977 | 0 | 0 | 0 | 0 | 0 | 0 | 0 | 0 | 0 | 0 | 0 | 0 | 0 | 0 | 0 | 0 | 0 | 28598.5419 | 115689.6092 | 0 | 0 | 0 | 0 | 0 | 0 | 0 | 0 | 0 | 0 | 0 | 0 | 0 | 0 | 0 | 0
2016-09-29 05:00 | 0 | 0 | 0 | 0 | 249174.771 | 0 | 379998 | 0 | 0 | 0 | 0 | 1284608.3457 | 1982172.007 | 0 | 0 | 0 | 0 | 0 | 0 | 0 | 0 | 0 | 0 | 0 | 0 | 0 | 0 | 0 | 0 | 0 | -246512.8382 | 115689.6092 | 0 | 0 | 0 | 0 | 0 | 0 | 0 | 0 | 0 | 0 | 0 | 0 | 0 | 0 | 0 | 0
2016-09-29 06:00 | 0 | 0 | 0 | 0 | 481258.5349 | 0 | 363000 | 0 | 0 | 0 | 0 | 1518556.4899 | 1866482.3977 | 0 | 0 | 0 | 0 | 0 | 0 | 0 | 0 | 0 | 0 | 0 | 0 | 0 | 0 | 0 | 0 | 0 | 233948.1441 | -115689.6092 | 0 | 0 | 0 | 0 | 0 | 0 | 0 | 0 | 0 | 0 | 0 | 0 | 0 | 0 | 0 | 0
2016-09-29 07:00 | 0 | 0 | 0 | 0 | 0 | 0 | 352206 | 0 | 0 | 0 | 0 | 1272043.6516 | 1760789.236 | 0 | 0 | 0 | 0 | 0 | 0 | 0 | 0 | 0 | 0 | 0 | 0 | 0 | 0 | 0 | 0 | 0 | -246512.8382 | -105693.1618 | 0 | 0 | 0 | 0 | 0 | 0 | 0 | 0 | 0 | 0 | 0 | 0 | 0 | 0 | 0 | 0
2016-09-29 08:00 | 0 | 0 | 0 | 0 | 442164.9536 | 0 | 349223 | 0 | 0 | 0 | 0 | 1249295.9959 | 1876478.8452 | 0 | 0 | 0 | 0 | 0 | 0 | 0 | 0 | 0 | 0 | 0 | 0 | 0 | 0 | 0 | 0 | 0 | -22747.6557 | 115689.6092 | 0 | 0 | 0 | 0 | 0 | 0 | 0 | 0 | 0 | 0 | 0 | 0 | 0 | 0 | 0 | 0
2016-09-29 09:00 | 0 | 0 | 0 | 0 | 0 | 0 | 357698 | 0 | 0 | 0 | 0 | 1007287.6052 | 1760789.236 | 0 | 0 | 0 | 0 | 0 | 0 | 0 | 0 | 0 | 0 | 0 | 0 | 0 | 0 | 0 | 0 | 0 | -242008.3908 | -115689.6092 | 0 | 0 | 0 | 0 | 0 | 0 | 0 | 0 | 0 | 0 | 0 | 0 | 0 | 0 | 0 | 0
2016-09-29 10:00 | 0 | 0 | 0 | 0 | 377836.6118 | 0 | 380829 | 0 | 0 | 0 | 0 | 888605.6077 | 1876478.8452 | 0 | 0 | 0 | 0 | 0 | 0 | 0 | 0 | 0 | 0 | 0 | 0 | 0 | 0 | 0 | 0 | 0 | -118681.9974 | 115689.6092 | 0 | 0 | 0 | 0 | 0 | 0 | 0 | 0 | 0 | 0 | 0 | 0 | 0 | 0 | 0 | 0
2016-09-29 11:00 | 0 | 0 | 0 | 0 | 361826.5212 | 0 | 405282 | 0 | 0 | 0 | 0 | 960839.7381 | 1760789.236 | 0 | 0 | 0 | 0 | 0 | 0 | 0 | 0 | 0 | 0 | 0 | 0 | 0 | 0 | 0 | 0 | 0 | 72234.1304 | -115689.6092 | 0 | 0 | 0 | 0 | 0 | 0 | 0 | 0 | 0 | 0 | 0 | 0 | 0 | 0 | 0 | 0
2016-09-29 12:00 | 0 | 0 | 0 | 0 | 340396.7469 | 0 | 418930 | 0 | 0 | 0 | 0 | 997996.0943 | 1645099.6267 | 0 | 0 | 0 | 0 | 0 | 0 | 0 | 0 | 0 | 0 | 0 | 0 | 0 | 0 | 0 | 0 | 0 | 37156.3562 | -115689.6092 | 0 | 0 | 0 | 0 | 0 | 0 | 0 | 0 | 0 | 0 | 0 | 0 | 0 | 0 | 0 | 0
2016-09-29 13:00 | 0 | 0 | 0 | 0 | 215038.1015 | 44766.0822 | 433174 | 0 | 0 | 0 | 0 | 751483.2561 | 1687448.9334 | 0 | 0 | 0 | 0 | 0 | 0 | 0 | 30793.7153 | 0 | 0 | 0 | 0 | 0 | 0 | 0 | 0 | 0 | -246512.8382 | 42349.3066 | 0 | 0 | 0 | 0 | 0 | 0 | 0 | 0 | 0 | 30793.7153 | 0 | 0 | 0 | 0 | 0 | 0
2016-09-29 14:00 | 0 | 0 | 0 | 0 | 0 | 377702.955 | 446476 | 0 | 0 | 0 | 0 | 597814.3172 | 1803138.5426 | 0 | 0 | 0 | 0 | 0 | 0 | 0 | 0 | 0 | 0 | 0 | 0 | 0 | 0 | 0 | 0 | 0 | -153668.9389 | 115689.6092 | 0 | 0 | 0 | 0 | 0 | 0 | 0 | 0 | 0 | -30793.7153 | 0 | 0 | 0 | 0 | 0 | 0
2016-09-29 15:00 | 0 | 0 | 0 | 0 | 0 | 618064.6627 | 457915 | 0 | 0 | 0 | 0 | 642274.3706 | 1918828.1518 | 0 | 0 | 0 | 0 | 0 | 0 | 0 | 0 | 0 | 0 | 0 | 0 | 0 | 0 | 0 | 0 | 0 | 44460.0534 | 115689.6092 | 0 | 0 | 0 | 0 | 0 | 0 | 0 | 0 | 0 | 0 | 0 | 0 | 0 | 0 | 0 | 0
2016-09-29 16:00 | 0 | 0 | 0 | 0 | 0 | 696193.2606 | 467097 | 0 | 0 | 0 | 0 | 755681.022 | 2034517.7611 | 0 | 0 | 0 | 0 | 0 | 0 | 0 | 0 | 0 | 0 | 0 | 0 | 0 | 0 | 0 | 0 | 0 | 113406.6514 | 115689.6092 | 0 | 0 | 0 | 0 | 0 | 0 | 0 | 0 | 0 | 0 | 0 | 0 | 0 | 0 | 0 | 0
2016-09-29 17:00 | 0 | 0 | 0 | 0 | 0 | 695659.8837 | 476837 | 0 | 0 | 0 | 0 | 1002193.8603 | 2006827.8066 | 0 | 0 | 0 | 0 | 0 | 0 | 0 | 0 | 0 | 0 | 0 | 0 | 0 | 0 | 0 | 0 | 0 | 246512.8382 | -27689.9545 | 0 | 0 | 0 | 0 | 0 | 0 | 0 | 0 | 0 | 0 | 0 | 0 | 0 | 0 | 0 | 0
2016-09-29 18:00 | 0 | 0 | 0 | 0 | 0 | 666931.9512 | 484414 | 0 | 0 | 0 | 0 | 1069022.2023 | 2122517.4158 | 0 | 0 | 0 | 0 | 0 | 0 | 0 | 0 | 0 | 0 | 0 | 0 | 0 | 0 | 0 | 0 | 0 | 66828.342 | 115689.6092 | 0 | 0 | 0 | 0 | 0 | 0 | 0 | 0 | 0 | 0 | 0 | 0 | 0 | 0 | 0 | 0
2016-09-29 19:00 | 0 | 0 | 0 | 0 | 0 | 639994.7501 | 490997 | 0 | 0 | 0 | 0 | 1315535.0405 | 2025002.3277 | 0 | 0 | 0 | 0 | 0 | 0 | 0 | 0 | 0 | 0 | 0 | 0 | 0 | 0 | 0 | 0 | 0 | 246512.8382 | -97515.0881 | 0 | 0 | 0 | 0 | 0 | 0 | 0 | 0 | 0 | 0 | 0 | 0 | 0 | 0 | 0 | 0
2016-09-29 20:00 | 0 | 0 | 0 | 0 | 0 | 624740.1464 | 496619 | 0 | 0 | 0 | 0 | 1327966.5776 | 2140691.9369 | 0 | 0 | 0 | 0 | 0 | 0 | 0 | 0 | 0 | 0 | 0 | 0 | 0 | 0 | 0 | 0 | 0 | 12431.5371 | 115689.6092 | 0 | 0 | 0 | 0 | 0 | 0 | 0 | 0 | 0 | 0 | 0 | 0 | 0 | 0 | 0 | 0
2016-09-29 21:00 | 0 | 0 | 0 | 0 | 34571.6427 | 594901.5863 | 498650 | 0 | 0 | 0 | 0 | 1574479.4159 | 2025002.3277 | 0 | 0 | 0 | 0 | 0 | 0 | 0 | 0 | 0 | 0 | 0 | 0 | 0 | 0 | 0 | 0 | 0 | 246512.8382 | -115689.6092 | 0 | 0 | 0 | 0 | 0 | 0 | 0 | 0 | 0 | 0 | 0 | 0 | 0 | 0 | 0 | 0
2016-09-29 22:00 | 0 | 0 | 0 | 0 | 0 | 542691.6029 | 496050 | 0 | 0 | 0 | 0 | 1505431.4096 | 2140691.9369 | 0 | 0 | 0 | 0 | 0 | 0 | 0 | 0 | 0 | 0 | 0 | 0 | 0 | 0 | 0 | 0 | 0 | -69048.0063 | 115689.6092 | 0 | 0 | 0 | 0 | 0 | 0 | 0 | 0 | 0 | 0 | 0 | 0 | 0 | 0 | 0 | 0
2016-09-29 23:00 | 0 | 0 | 0 | 0 | 0 | 423590.9179 | 495047 | 0 | 0 | 0 | 0 | 1318285.7182 | 2256381.5461 | 0 | 0 | 0 | 0 | 0 | 0 | 0 | 0 | 0 | 0 | 0 | 0 | 0 | 0 | 0 | 0 | 0 | -187145.6913 | 115689.6092 | 0 | 0 | 0 | 0 | 0 | 0 | 0 | 0 | 0 | 0 | 0 | 0 | 0 | 0 | 0 | 0
2016-09-30 | 0 | 0 | 0 | 0 | 0 | 191577.3523 | 490559 | 0 | 0 | 0 | 0 | 1134993.6798 | 2140691.9369 | 0 | 0 | 0 | 0 | 0 | 0 | 0 | 0 | 0 | 0 | 0 | 0 | 0 | 0 | 0 | 0 | 0 | -183292.0384 | -115689.6092 | 0 | 0 | 0 | 0 | 0 | 0 | 0 | 0 | 0 | 0 | 0 | 0 | 0 | 0 | 0 | 0
2016-09-30 01:00 | 0 | 0 | 0 | 0 | 604832.1386 | 7316.4167 | 474123 | 0 | 0 | 0 | 0 | 1381506.518 | 2032204.654 | 0 | 0 | 0 | 0 | 0 | 0 | 0 | 0 | 0 | 0 | 0 | 0 | 0 | 0 | 0 | 0 | 0 | 246512.8382 | -108487.2829 | 0 | 0 | 0 | 0 | 0 | 0 | 0 | 0 | 0 | 0 | 0 | 0 | 0 | 0 | 0 | 0
2016-09-30 02:00 | 0 | 0 | 0 | 0 | 87066.5525 | 0 | 449269 | 0 | 0 | 0 | 0 | 1134993.6798 | 1916515.0448 | 0 | 0 | 0 | 0 | 0 | 0 | 0 | 0 | 0 | 0 | 0 | 0 | 0 | 0 | 0 | 0 | 0 | -246512.8382 | -115689.6092 | 0 | 0 | 0 | 0 | 0 | 0 | 0 | 0 | 0 | 0 | 0 | 0 | 0 | 0 | 0 | 0
2016-09-30 03:00 | 0 | 0 | 0 | 0 | 584081.7804 | 0 | 418628 | 0 | 0 | 0 | 0 | 1184757.851 | 2032204.654 | 0 | 0 | 0 | 0 | 0 | 0 | 0 | 0 | 0 | 0 | 0 | 0 | 0 | 0 | 0 | 0 | 0 | 49764.1712 | 115689.6092 | 0 | 0 | 0 | 0 | 0 | 0 | 0 | 0 | 0 | 0 | 0 | 0 | 0 | 0 | 0 | 0
2016-09-30 04:00 | 0 | 0 | 0 | 0 | 531052.8821 | 0 | 390352 | 0 | 0 | 0 | 0 | 1202532.5713 | 2147894.2633 | 0 | 0 | 0 | 0 | 0 | 0 | 0 | 7236.5525 | 0 | 0 | 0 | 0 | 0 | 0 | 0 | 0 | 0 | 17774.7203 | 115689.6092 | 0 | 0 | 0 | 0 | 0 | 0 | 0 | 0 | 0 | 7236.5525 | 0 | 0 | 0 | 0 | 0 | 0
2016-09-30 05:00 | 0 | 0 | 0 | 0 | 0 | 0 | 369439 | 0 | 0 | 0 | 0 | 956019.7331 | 2032204.654 | 0 | 0 | 0 | 0 | 0 | 0 | 0 | 0 | 0 | 0 | 0 | 0 | 0 | 0 | 0 | 0 | 0 | -246512.8382 | -115689.6092 | 0 | 0 | 0 | 0 | 0 | 0 | 0 | 0 | 0 | -7236.5525 | 0 | 0 | 0 | 0 | 0 | 0
2016-09-30 06:00 | 0 | 0 | 0 | 0 | 443402.0253 | 0 | 355595 | 0 | 0 | 0 | 0 | 1159516.3677 | 1916515.0448 | 0 | 0 | 0 | 0 | 0 | 0 | 0 | 0 | 0 | 0 | 0 | 0 | 0 | 0 | 0 | 0 | 0 | 203496.6346 | -115689.6092 | 0 | 0 | 0 | 0 | 0 | 0 | 0 | 0 | 0 | 0 | 0 | 0 | 0 | 0 | 0 | 0
2016-09-30 07:00 | 0 | 0 | 0 | 0 | 0 | 0 | 346003 | 0 | 0 | 0 | 0 | 929202.9769 | 1800825.4356 | 0 | 0 | 0 | 0 | 0 | 0 | 0 | 0 | 0 | 0 | 0 | 0 | 0 | 0 | 0 | 0 | 0 | -230313.3908 | -115689.6092 | 0 | 0 | 0 | 0 | 0 | 0 | 0 | 0 | 0 | 0 | 0 | 0 | 0 | 0 | 0 | 0
2016-09-30 08:00 | 0 | 0 | 0 | 0 | 387331.1745 | 0 | 343264 | 0 | 0 | 0 | 0 | 857580.5421 | 1916515.0448 | 0 | 0 | 0 | 0 | 0 | 0 | 0 | 0 | 0 | 0 | 0 | 0 | 0 | 0 | 0 | 0 | 0 | -71622.4348 | 115689.6092 | 0 | 0 | 0 | 0 | 0 | 0 | 0 | 0 | 0 | 0 | 0 | 0 | 0 | 0 | 0 | 0
2016-09-30 09:00 | 0 | 0 | 0 | 0 | 0 | 0 | 351472 | 0 | 0 | 0 | 0 | 621798.1514 | 1800825.4356 | 0 | 0 | 0 | 0 | 0 | 0 | 0 | 0 | 0 | 0 | 0 | 0 | 0 | 0 | 0 | 0 | 0 | -235782.3908 | -115689.6092 | 0 | 0 | 0 | 0 | 0 | 0 | 0 | 0 | 0 | 0 | 0 | 0 | 0 | 0 | 0 | 0
2016-09-30 10:00 | 0 | 0 | 0 | 0 | 333004.5493 | 0 | 372870 | 0 | 0 | 0 | 0 | 697622.3098 | 1685135.8263 | 0 | 0 | 0 | 0 | 0 | 0 | 0 | 0 | 0 | 0 | 0 | 0 | 0 | 0 | 0 | 0 | 0 | 75824.1585 | -115689.6092 | 0 | 0 | 0 | 0 | 0 | 0 | 0 | 0 | 0 | 0 | 0 | 0 | 0 | 0 | 0 | 0
2016-09-30 11:00 | 0 | 0 | 0 | 0 | 320973.4316 | 0 | 396585 | 0 | 0 | 0 | 0 | 737700.3506 | 1569446.2171 | 0 | 0 | 0 | 0 | 0 | 0 | 0 | 0 | 0 | 0 | 0 | 0 | 0 | 0 | 0 | 0 | 0 | 40078.0408 | -115689.6092 | 0 | 0 | 0 | 0 | 0 | 0 | 0 | 0 | 0 | 0 | 0 | 0 | 0 | 0 | 0 | 0
2016-09-30 12:00 | 0 | 0 | 0 | 0 | 305955.1896 | 0 | 410605 | 0 | 0 | 0 | 0 | 517360.931 | 1685135.8263 | 0 | 0 | 0 | 0 | 0 | 0 | 0 | 0 | 0 | 0 | 0 | 0 | 0 | 0 | 0 | 0 | 0 | -220339.4197 | 115689.6092 | 0 | 0 | 0 | 0 | 0 | 0 | 0 | 0 | 0 | 0 | 0 | 0 | 0 | 0 | 0 | 0
2016-09-30 13:00 | 0 | 0 | 0 | 0 | 223011.0893 | 29206.484 | 425358 | 0 | 0 | 0 | 0 | 459910.1135 | 1569446.2171 | 0 | 0 | 0 | 0 | 0 | 0 | 0 | 0 | 0 | 0 | 0 | 0 | 0 | 0 | 0 | 0 | 0 | -57450.8175 | -115689.6092 | 0 | 0 | 0 | 0 | 0 | 0 | 0 | 0 | 0 | 0 | 0 | 0 | 0 | 0 | 0 | 0
2016-09-30 14:00 | 0 | 0 | 0 | 0 | 0 | 300933.8769 | 438424 | 0 | 0 | 0 | 0 | 213397.2752 | 1678468.9323 | 0 | 0 | 0 | 0 | 0 | 0 | 0 | 0 | 0 | 0 | 0 | 0 | 0 | 0 | 0 | 0 | 0 | -246512.8382 | 109022.7152 | 0 | 0 | 0 | 0 | 0 | 0 | 0 | 0 | 0 | 0 | 0 | 0 | 0 | 0 | 0 | 0
2016-09-30 15:00 | 0 | 0 | 0 | 0 | 0 | 586934.0839 | 449478 | 0 | 0 | 0 | 0 | 459910.1135 | 1569412.1779 | 0 | 0 | 0 | 0 | 0 | 0 | 0 | 0 | 0 | 0 | 0 | 0 | 0 | 0 | 0 | 0 | 0 | 246512.8382 | -109056.7543 | 0 | 0 | 0 | 0 | 0 | 0 | 0 | 0 | 0 | 0 | 0 | 0 | 0 | 0 | 0 | 0
2016-09-30 16:00 | 0 | 0 | 0 | 0 | 0 | 696328.3912 | 458534 | 0 | 0 | 0 | 0 | 706422.9517 | 1560693.7309 | 0 | 0 | 0 | 0 | 0 | 0 | 0 | 0 | 0 | 0 | 0 | 0 | 0 | 0 | 0 | 0 | 0 | 246512.8382 | -8718.4471 | 0 | 0 | 0 | 0 | 0 | 0 | 0 | 0 | 0 | 0 | 0 | 0 | 0 | 0 | 0 | 0
2016-09-30 17:00 | 0 | 0 | 0 | 0 | 0 | 705081.149 | 466904 | 0 | 0 | 0 | 0 | 828910.4915 | 1676383.3401 | 0 | 0 | 0 | 0 | 0 | 0 | 0 | 0 | 0 | 0 | 0 | 0 | 0 | 0 | 0 | 0 | 0 | 122487.5397 | 115689.6092 | 0 | 0 | 0 | 0 | 0 | 0 | 0 | 0 | 0 | 0 | 0 | 0 | 0 | 0 | 0 | 0
2016-09-30 18:00 | 0 | 0 | 0 | 0 | 0 | 690535.6158 | 473293 | 0 | 0 | 0 | 0 | 1075423.3297 | 1647113.1177 | 0 | 0 | 0 | 0 | 0 | 0 | 0 | 0 | 0 | 0 | 0 | 0 | 0 | 0 | 0 | 0 | 0 | 246512.8382 | -29270.2225 | 0 | 0 | 0 | 0 | 0 | 0 | 0 | 0 | 0 | 0 | 0 | 0 | 0 | 0 | 0 | 0
2016-09-30 19:00 | 0 | 0 | 0 | 0 | 0 | 679954.6526 | 477889 | 0 | 0 | 0 | 0 | 1161799.3731 | 1762802.7269 | 0 | 0 | 0 | 0 | 0 | 0 | 0 | 0 | 0 | 0 | 0 | 0 | 0 | 0 | 0 | 0 | 0 | 86376.0434 | 115689.6092 | 0 | 0 | 0 | 0 | 0 | 0 | 0 | 0 | 0 | 0 | 0 | 0 | 0 | 0 | 0 | 0
2016-09-30 20:00 | 0 | 0 | 0 | 0 | 0 | 683173.9182 | 481571 | 0 | 0 | 0 | 0 | 1408312.2113 | 1717892.8069 | 0 | 0 | 0 | 0 | 0 | 0 | 0 | 0 | 0 | 0 | 0 | 0 | 0 | 0 | 0 | 0 | 0 | 246512.8382 | -44909.92 | 0 | 0 | 0 | 0 | 0 | 0 | 0 | 0 | 0 | 0 | 0 | 0 | 0 | 0 | 0 | 0
2016-09-30 21:00 | 0 | 0 | 0 | 0 | 0 | 681318.3337 | 481980 | 0 | 0 | 0 | 0 | 1491960.9358 | 1833582.4161 | 0 | 0 | 0 | 0 | 0 | 0 | 0 | 0 | 0 | 0 | 0 | 0 | 0 | 0 | 0 | 0 | 0 | 83648.7245 | 115689.6092 | 0 | 0 | 0 | 0 | 0 | 0 | 0 | 0 | 0 | 0 | 0 | 0 | 0 | 0 | 0 | 0
2016-09-30 22:00 | 0 | 0 | 0 | 0 | 0 | 652582.3245 | 477094 | 0 | 0 | 0 | 0 | 1738473.7741 | 1762557.9023 | 0 | 0 | 0 | 0 | 0 | 0 | 0 | 0 | 0 | 0 | 0 | 0 | 0 | 0 | 0 | 0 | 0 | 246512.8382 | -71024.5138 | 0 | 0 | 0 | 0 | 0 | 0 | 0 | 0 | 0 | 0 | 0 | 0 | 0 | 0 | 0 | 0
2016-09-30 23:00 | 0 | 0 | 0 | 0 | 0 | 533623.1195 | 471788 | 0 | 0 | 0 | 0 | 1684619.2843 | 1878247.5116 | 0 | 0 | 0 | 0 | 0 | 0 | 0 | 0 | 0 | 0 | 0 | 0 | 0 | 0 | 0 | 0 | 0 | -53854.4898 | 115689.6092 | 0 | 0 | 0 | 0 | 0 | 0 | 0 | 0 | 0 | 0 | 0 | 0 | 0 | 0 | 0 | 0
2016-10-01 | 0 | 0 | 0 | 0 | 403834.1422 | 255218.043 | 464160 | 0 | 0 | 0 | 0 | 1931132.1225 | 1826626.8585 | 0 | 0 | 0 | 0 | 0 | 0 | 0 | 0 | 0 | 0 | 0 | 0 | 0 | 0 | 0 | 0 | 0 | 246512.8382 | -51620.6531 | 0 | 0 | 0 | 0 | 0 | 0 | 0 | 0 | 0 | 0 | 0 | 0 | 0 | 0 | 0 | 0
2016-10-01 01:00 | 0 | 0 | 0 | 0 | 482911.9712 | 14976.2208 | 449071 | 0 | 0 | 0 | 0 | 1864259.7053 | 1942316.4677 | 0 | 0 | 0 | 0 | 0 | 0 | 0 | 0 | 0 | 0 | 0 | 0 | 0 | 0 | 0 | 0 | 0 | -66872.4173 | 115689.6092 | 0 | 0 | 0 | 0 | 0 | 0 | 0 | 0 | 0 | 0 | 0 | 0 | 0 | 0 | 0 | 0
2016-10-01 02:00 | 0 | 0 | 0 | 0 | 298792.771 | 0 | 429616 | 0 | 0 | 0 | 0 | 1617746.867 | 2058006.0769 | 0 | 0 | 0 | 0 | 0 | 0 | 0 | 0 | 0 | 0 | 0 | 0 | 0 | 0 | 0 | 0 | 0 | -246512.8382 | 115689.6092 | 0 | 0 | 0 | 0 | 0 | 0 | 0 | 0 | 0 | 0 | 0 | 0 | 0 | 0 | 0 | 0
2016-10-01 03:00 | 0 | 0 | 0 | 0 | 450805.8516 | 0 | 403733 | 0 | 0 | 0 | 0 | 1763364.7753 | 1942316.4677 | 0 | 0 | 0 | 0 | 0 | 0 | 0 | 17144.5525 | 0 | 0 | 0 | 0 | 0 | 0 | 0 | 0 | 0 | 145617.9083 | -115689.6092 | 0 | 0 | 0 | 0 | 0 | 0 | 0 | 0 | 0 | 17144.5525 | 0 | 0 | 0 | 0 | 0 | 0
2016-10-01 04:00 | 0 | 0 | 0 | 0 | 0 | 0 | 379347 | 0 | 0 | 0 | 0 | 1516851.9371 | 1826626.8585 | 0 | 0 | 0 | 0 | 0 | 0 | 0 | 0 | 0 | 0 | 0 | 0 | 0 | 0 | 0 | 0 | 0 | -246512.8382 | -115689.6092 | 0 | 0 | 0 | 0 | 0 | 0 | 0 | 0 | 0 | -17144.5525 | 0 | 0 | 0 | 0 | 0 | 0
2016-10-01 05:00 | 0 | 0 | 0 | 0 | 350783.4203 | 0 | 360029 | 0 | 0 | 0 | 0 | 1623295.9667 | 1710937.2492 | 0 | 0 | 0 | 0 | 0 | 0 | 0 | 0 | 0 | 0 | 0 | 0 | 0 | 0 | 0 | 0 | 0 | 106444.0296 | -115689.6092 | 0 | 0 | 0 | 0 | 0 | 0 | 0 | 0 | 0 | 0 | 0 | 0 | 0 | 0 | 0 | 0
2016-10-01 06:00 | 0 | 0 | 0 | 0 | 0 | 0 | 345957 | 0 | 0 | 0 | 0 | 1393028.5759 | 1595247.64 | 0 | 0 | 0 | 0 | 0 | 0 | 0 | 0 | 0 | 0 | 0 | 0 | 0 | 0 | 0 | 0 | 0 | -230267.3908 | -115689.6092 | 0 | 0 | 0 | 0 | 0 | 0 | 0 | 0 | 0 | 0 | 0 | 0 | 0 | 0 | 0 | 0
2016-10-01 07:00 | 0 | 0 | 0 | 0 | 282820.0474 | 0 | 335981 | 0 | 0 | 0 | 0 | 1224178.014 | 1710937.2492 | 0 | 0 | 0 | 0 | 0 | 0 | 0 | 0 | 0 | 0 | 0 | 0 | 0 | 0 | 0 | 0 | 0 | -168850.5619 | 115689.6092 | 0 | 0 | 0 | 0 | 0 | 0 | 0 | 0 | 0 | 0 | 0 | 0 | 0 | 0 | 0 | 0
2016-10-01 08:00 | 0 | 0 | 0 | 0 | 0 | 0 | 330386 | 0 | 0 | 0 | 0 | 1009481.6232 | 1595247.64 | 0 | 0 | 0 | 0 | 0 | 0 | 0 | 0 | 0 | 0 | 0 | 0 | 0 | 0 | 0 | 0 | 0 | -214696.3908 | -115689.6092 | 0 | 0 | 0 | 0 | 0 | 0 | 0 | 0 | 0 | 0 | 0 | 0 | 0 | 0 | 0 | 0
2016-10-01 09:00 | 0 | 0 | 0 | 0 | 240466.3523 | 0 | 329674 | 0 | 0 | 0 | 0 | 1035963.5848 | 1479558.0308 | 0 | 0 | 0 | 0 | 0 | 0 | 0 | 0 | 0 | 0 | 0 | 0 | 0 | 0 | 0 | 0 | 0 | 26481.9616 | -115689.6092 | 0 | 0 | 0 | 0 | 0 | 0 | 0 | 0 | 0 | 0 | 0 | 0 | 0 | 0 | 0 | 0
2016-10-01 10:00 | 0 | 0 | 0 | 0 | 0 | 0 | 335756 | 0 | 0 | 0 | 0 | 815897.1941 | 1363868.4215 | 0 | 0 | 0 | 0 | 0 | 0 | 0 | 0 | 0 | 0 | 0 | 0 | 0 | 0 | 0 | 0 | 0 | -220066.3908 | -115689.6092 | 0 | 0 | 0 | 0 | 0 | 0 | 0 | 0 | 0 | 0 | 0 | 0 | 0 | 0 | 0 | 0
2016-10-01 11:00 | 0 | 0 | 0 | 0 | 227801.3195 | 0 | 344879 | 0 | 0 | 0 | 0 | 583129.9044 | 1479558.0308 | 0 | 0 | 0 | 0 | 0 | 0 | 0 | 0 | 0 | 0 | 0 | 0 | 0 | 0 | 0 | 0 | 0 | -232767.2897 | 115689.6092 | 0 | 0 | 0 | 0 | 0 | 0 | 0 | 0 | 0 | 0 | 0 | 0 | 0 | 0 | 0 | 0
2016-10-01 12:00 | 0 | 0 | 0 | 0 | 221025.7042 | 0 | 358481 | 0 | 0 | 0 | 0 | 555578.8146 | 1363868.4215 | 0 | 0 | 0 | 0 | 0 | 0 | 0 | 5785.4032 | 0 | 0 | 0 | 0 | 0 | 0 | 0 | 0 | 0 | -27551.0897 | -115689.6092 | 0 | 0 | 0 | 0 | 0 | 0 | 0 | 0 | 0 | 5785.4032 | 0 | 0 | 0 | 0 | 0 | 0
2016-10-01 13:00 | 0 | 0 | 0 | 0 | 153446.6088 | 40471.8633 | 375301 | 0 | 0 | 0 | 0 | 459092.1807 | 1248178.8123 | 0 | 0 | 0 | 0 | 0 | 0 | 0 | 36579.1185 | 0 | 0 | 0 | 0 | 0 | 0 | 0 | 0 | 0 | -96486.6339 | -115689.6092 | 0 | 0 | 0 | 0 | 0 | 0 | 0 | 0 | 0 | 30793.7153 | 0 | 0 | 0 | 0 | 0 | 0
2016-10-01 14:00 | 0 | 0 | 0 | 0 | 0 | 419635.4851 | 391050 | 0 | 0 | 0 | 0 | 402781.7719 | 1363868.4215 | 0 | 0 | 0 | 0 | 0 | 0 | 0 | 5785.4032 | 0 | 0 | 0 | 0 | 0 | 0 | 0 | 0 | 0 | -56310.4088 | 115689.6092 | 0 | 0 | 0 | 0 | 0 | 0 | 0 | 0 | 0 | -30793.7153 | 0 | 0 | 0 | 0 | 0 | 0
2016-10-01 15:00 | 0 | 0 | 0 | 0 | 31316.498 | 730428.5463 | 405328 | 0 | 0 | 0 | 0 | 649294.6101 | 1479558.0308 | 0 | 0 | 0 | 0 | 0 | 0 | 0 | 0 | 0 | 0 | 0 | 0 | 0 | 0 | 0 | 0 | 0 | 246512.8382 | 115689.6092 | 0 | 0 | 0 | 0 | 0 | 0 | 0 | 0 | 0 | -5785.4032 | 0 | 0 | 0 | 0 | 0 | 0
2016-10-01 16:00 | 0 | 0 | 0 | 0 | 0 | 788811.11 | 416744 | 0 | 0 | 0 | 0 | 895807.4484 | 1595247.64 | 0 | 0 | 0 | 0 | 0 | 0 | 0 | 9864.6625 | 0 | 0 | 0 | 0 | 0 | 0 | 0 | 0 | 0 | 246512.8382 | 115689.6092 | 0 | 0 | 0 | 0 | 0 | 0 | 0 | 0 | 0 | 9864.6625 | 0 | 0 | 0 | 0 | 0 | 0
2016-10-01 17:00 | 0 | 0 | 0 | 0 | 0 | 770072.7157 | 426036 | 0 | 0 | 0 | 0 | 1128233.8142 | 1710937.2492 | 0 | 0 | 0 | 0 | 0 | 0 | 0 | 5785.4032 | 0 | 0 | 0 | 0 | 0 | 0 | 0 | 0 | 0 | 232426.3658 | 115689.6092 | 0 | 0 | 0 | 0 | 0 | 0 | 0 | 0 | 0 | -4079.2593 | 0 | 0 | 0 | 0 | 0 | 0
2016-10-01 18:00 | 0 | 0 | 0 | 0 | 0 | 745283.5943 | 434374 | 0 | 0 | 0 | 0 | 1374746.6524 | 1744540.29 | 0 | 0 | 0 | 0 | 0 | 0 | 0 | 36579.1185 | 0 | 0 | 0 | 0 | 0 | 0 | 0 | 0 | 0 | 246512.8382 | 33603.0408 | 0 | 0 | 0 | 0 | 0 | 0 | 0 | 0 | 0 | 30793.7153 | 0 | 0 | 0 | 0 | 0 | 0
2016-10-01 19:00 | 0 | 0 | 0 | 0 | 0 | 731207.8555 | 441308 | 0 | 0 | 0 | 0 | 1579750.614 | 1860229.8992 | 0 | 0 | 0 | 0 | 0 | 0 | 0 | 5785.4032 | 0 | 0 | 0 | 0 | 0 | 0 | 0 | 0 | 0 | 205003.9616 | 115689.6092 | 0 | 0 | 0 | 0 | 0 | 0 | 0 | 0 | 0 | -30793.7153 | 0 | 0 | 0 | 0 | 0 | 0
2016-10-01 20:00 | 0 | 0 | 0 | 0 | 0 | 738878.3339 | 446442 | 0 | 0 | 0 | 0 | 1826263.4522 | 1911938.7981 | 0 | 0 | 0 | 0 | 0 | 0 | 0 | 0 | 0 | 0 | 0 | 0 | 0 | 0 | 0 | 0 | 0 | 246512.8382 | 51708.8989 | 0 | 0 | 0 | 0 | 0 | 0 | 0 | 0 | 0 | -5785.4032 | 0 | 0 | 0 | 0 | 0 | 0
2016-10-01 21:00 | 0 | 0 | 0 | 0 | 0 | 748597.1627 | 449559 | 0 | 0 | 0 | 0 | 1978818.2904 | 2027628.4073 | 0 | 0 | 0 | 0 | 0 | 0 | 0 | 30793.7153 | 0 | 0 | 0 | 0 | 0 | 0 | 0 | 0 | 0 | 152554.8382 | 115689.6092 | 0 | 0 | 0 | 0 | 0 | 0 | 0 | 0 | 0 | 30793.7153 | 0 | 0 | 0 | 0 | 0 | 0
2016-10-01 22:00 | 0 | 0 | 0 | 0 | 0 | 730960.9792 | 447957 | 0 | 0 | 0 | 0 | 2225331.1286 | 2094913.2636 | 0 | 0 | 0 | 0 | 0 | 0 | 0 | 0 | 0 | 0 | 0 | 0 | 0 | 0 | 0 | 0 | 0 | 246512.8382 | 67284.8563 | 0 | 0 | 0 | 0 | 0 | 0 | 0 | 0 | 0 | -30793.7153 | 0 | 0 | 0 | 0 | 0 | 0
2016-10-01 23:00 | 0 | 0 | 0 | 0 | 0 | 605899.6561 | 447614 | 0 | 0 | 0 | 0 | 2267927.1755 | 2210602.8728 | 0 | 0 | 0 | 0 | 0 | 0 | 0 | 0 | 0 | 0 | 0 | 0 | 0 | 0 | 0 | 0 | 0 | 42596.0469 | 115689.6092 | 0 | 0 | 0 | 0 | 0 | 0 | 0 | 0 | 0 | 0 | 0 | 0 | 0 | 0 | 0 | 0
2016-10-02 | 0 | 0 | 0 | 0 | 0 | 265652.1857 | 444225 | 0 | 0 | 0 | 0 | 2205043.9705 | 2094913.2636 | 0 | 0 | 0 | 0 | 0 | 0 | 0 | 0 | 0 | 0 | 0 | 0 | 0 | 0 | 0 | 0 | 0 | -62883.205 | -115689.6092 | 0 | 0 | 0 | 0 | 0 | 0 | 0 | 0 | 0 | 0 | 0 | 0 | 0 | 0 | 0 | 0
2016-10-02 01:00 | 0 | 0 | 0 | 0 | 64301.7056 | 5104.8469 | 431609 | 0 | 0 | 0 | 0 | 1958531.1322 | 1979223.6544 | 0 | 0 | 0 | 0 | 0 | 0 | 0 | 0 | 0 | 0 | 0 | 0 | 0 | 0 | 0 | 0 | 0 | -246512.8382 | -115689.6092 | 0 | 0 | 0 | 0 | 0 | 0 | 0 | 0 | 0 | 0 | 0 | 0 | 0 | 0 | 0 | 0
2016-10-02 02:00 | 0 | 0 | 0 | 0 | 52169.5525 | 0 | 414372 | 0 | 0 | 0 | 0 | 1712018.294 | 1863534.0451 | 0 | 0 | 0 | 0 | 0 | 0 | 0 | 0 | 0 | 0 | 0 | 0 | 0 | 0 | 0 | 0 | 0 | -246512.8382 | -115689.6092 | 0 | 0 | 0 | 0 | 0 | 0 | 0 | 0 | 0 | 0 | 0 | 0 | 0 | 0 | 0 | 0
2016-10-02 03:00 | 0 | 0 | 0 | 0 | 507985.3464 | 0 | 392285 | 0 | 0 | 0 | 0 | 1704604.4787 | 1979223.6544 | 0 | 0 | 0 | 0 | 0 | 0 | 0 | 7424.5525 | 0 | 0 | 0 | 0 | 0 | 0 | 0 | 0 | 0 | -7413.8153 | 115689.6092 | 0 | 0 | 0 | 0 | 0 | 0 | 0 | 0 | 0 | 7424.5525 | 0 | 0 | 0 | 0 | 0 | 0
2016-10-02 04:00 | 0 | 0 | 0 | 0 | 0 | 0 | 369627 | 0 | 0 | 0 | 0 | 1458091.6404 | 1863534.0451 | 0 | 0 | 0 | 0 | 0 | 0 | 0 | 0 | 0 | 0 | 0 | 0 | 0 | 0 | 0 | 0 | 0 | -246512.8382 | -115689.6092 | 0 | 0 | 0 | 0 | 0 | 0 | 0 | 0 | 0 | -7424.5525 | 0 | 0 | 0 | 0 | 0 | 0
2016-10-02 05:00 | 0 | 0 | 0 | 0 | 0 | 0 | 352065 | 0 | 0 | 0 | 0 | 1211578.8022 | 1757981.8834 | 0 | 0 | 0 | 0 | 0 | 0 | 0 | 0 | 0 | 0 | 0 | 0 | 0 | 0 | 0 | 0 | 0 | -246512.8382 | -105552.1618 | 0 | 0 | 0 | 0 | 0 | 0 | 0 | 0 | 0 | 0 | 0 | 0 | 0 | 0 | 0 | 0
2016-10-02 06:00 | 0 | 0 | 0 | 0 | 439644.2888 | 0 | 338309 | 0 | 0 | 0 | 0 | 1197224.4818 | 1873671.4926 | 0 | 0 | 0 | 0 | 0 | 0 | 0 | 0 | 0 | 0 | 0 | 0 | 0 | 0 | 0 | 0 | 0 | -14354.3204 | 115689.6092 | 0 | 0 | 0 | 0 | 0 | 0 | 0 | 0 | 0 | 0 | 0 | 0 | 0 | 0 | 0 | 0
2016-10-02 07:00 | 0 | 0 | 0 | 0 | 0 | 0 | 328815 | 0 | 0 | 0 | 0 | 950711.6435 | 1791369.3309 | 0 | 0 | 0 | 0 | 0 | 0 | 0 | 0 | 0 | 0 | 0 | 0 | 0 | 0 | 0 | 0 | 0 | -246512.8382 | -82302.1618 | 0 | 0 | 0 | 0 | 0 | 0 | 0 | 0 | 0 | 0 | 0 | 0 | 0 | 0 | 0 | 0
2016-10-02 08:00 | 0 | 0 | 0 | 0 | 0 | 0 | 322930 | 0 | 0 | 0 | 0 | 743471.2528 | 1675679.7216 | 0 | 0 | 0 | 0 | 0 | 0 | 0 | 0 | 0 | 0 | 0 | 0 | 0 | 0 | 0 | 0 | 0 | -207240.3908 | -115689.6092 | 0 | 0 | 0 | 0 | 0 | 0 | 0 | 0 | 0 | 0 | 0 | 0 | 0 | 0 | 0 | 0
2016-10-02 09:00 | 0 | 0 | 0 | 0 | 346673.6284 | 0 | 321307 | 0 | 0 | 0 | 0 | 653148.2719 | 1791369.3309 | 0 | 0 | 0 | 0 | 0 | 0 | 0 | 0 | 0 | 0 | 0 | 0 | 0 | 0 | 0 | 0 | 0 | -90322.9808 | 115689.6092 | 0 | 0 | 0 | 0 | 0 | 0 | 0 | 0 | 0 | 0 | 0 | 0 | 0 | 0 | 0 | 0
2016-10-02 10:00 | 0 | 0 | 0 | 0 | 0 | 0 | 324074 | 0 | 0 | 0 | 0 | 406635.4337 | 1713808.1691 | 0 | 0 | 0 | 0 | 0 | 0 | 0 | 0 | 0 | 0 | 0 | 0 | 0 | 0 | 0 | 0 | 0 | -246512.8382 | -77561.1618 | 0 | 0 | 0 | 0 | 0 | 0 | 0 | 0 | 0 | 0 | 0 | 0 | 0 | 0 | 0 | 0
2016-10-02 11:00 | 0 | 0 | 0 | 0 | 291781.9902 | 0 | 330659 | 0 | 0 | 0 | 0 | 483448.0332 | 1598118.5599 | 0 | 0 | 0 | 0 | 0 | 0 | 0 | 0 | 0 | 0 | 0 | 0 | 0 | 0 | 0 | 0 | 0 | 76812.5995 | -115689.6092 | 0 | 0 | 0 | 0 | 0 | 0 | 0 | 0 | 0 | 0 | 0 | 0 | 0 | 0 | 0 | 0
2016-10-02 12:00 | 0 | 0 | 0 | 0 | 268628.2486 | 0 | 341997 | 0 | 0 | 0 | 0 | 288604.2694 | 1713808.1691 | 0 | 0 | 0 | 0 | 0 | 0 | 0 | 5785.4032 | 0 | 0 | 0 | 0 | 0 | 0 | 0 | 0 | 0 | -194843.7638 | 115689.6092 | 0 | 0 | 0 | 0 | 0 | 0 | 0 | 0 | 0 | 5785.4032 | 0 | 0 | 0 | 0 | 0 | 0
2016-10-02 13:00 | 0 | 0 | 0 | 0 | 178072.066 | 43197.998 | 360340 | 0 | 0 | 0 | 0 | 42091.4312 | 1790457.356 | 0 | 0 | 0 | 0 | 0 | 0 | 0 | 36579.1185 | 0 | 0 | 0 | 0 | 0 | 0 | 0 | 0 | 0 | -246512.8382 | 76649.1869 | 0 | 0 | 0 | 0 | 0 | 0 | 0 | 0 | 0 | 30793.7153 | 0 | 0 | 0 | 0 | 0 | 0
2016-10-02 14:00 | 0 | 0 | 0 | 0 | 85686.4661 | 411407.8626 | 377856 | 0 | 0 | 0 | 0 | 288604.2694 | 1693976.5618 | 0 | 0 | 0 | 0 | 0 | 0 | 0 | 5785.4032 | 0 | 0 | 0 | 0 | 0 | 0 | 0 | 0 | 0 | 246512.8382 | -96480.7942 | 0 | 0 | 0 | 0 | 0 | 0 | 0 | 0 | 0 | -30793.7153 | 0 | 0 | 0 | 0 | 0 | 0
2016-10-02 15:00 | 0 | 0 | 0 | 0 | 19629.7745 | 731095.2698 | 394308 | 0 | 0 | 0 | 0 | 535117.1076 | 1809666.171 | 0 | 0 | 0 | 0 | 0 | 0 | 0 | 0 | 0 | 0 | 0 | 0 | 0 | 0 | 0 | 0 | 0 | 246512.8382 | 115689.6092 | 0 | 0 | 0 | 0 | 0 | 0 | 0 | 0 | 0 | -5785.4032 | 0 | 0 | 0 | 0 | 0 | 0
2016-10-02 16:00 | 0 | 0 | 0 | 0 | 0 | 788925.9826 | 409258 | 0 | 0 | 0 | 0 | 768301.7657 | 1925355.7803 | 0 | 0 | 0 | 0 | 0 | 0 | 0 | 30793.7153 | 0 | 0 | 0 | 0 | 0 | 0 | 0 | 0 | 0 | 233184.658 | 115689.6092 | 0 | 0 | 0 | 0 | 0 | 0 | 0 | 0 | 0 | 30793.7153 | 0 | 0 | 0 | 0 | 0 | 0
2016-10-02 17:00 | 0 | 0 | 0 | 0 | 19635.7675 | 770734.0831 | 422382 | 0 | 0 | 0 | 0 | 1014814.6039 | 2041045.3895 | 0 | 0 | 0 | 0 | 0 | 0 | 0 | 36579.1185 | 0 | 0 | 0 | 0 | 0 | 0 | 0 | 0 | 0 | 246512.8382 | 115689.6092 | 0 | 0 | 0 | 0 | 0 | 0 | 0 | 0 | 0 | 5785.4032 | 0 | 0 | 0 | 0 | 0 | 0
2016-10-02 18:00 | 0 | 0 | 0 | 0 | 0 | 746301.5287 | 432750 | 0 | 0 | 0 | 0 | 1261327.4422 | 2113869.4832 | 0 | 0 | 0 | 0 | 0 | 0 | 0 | 30793.7153 | 0 | 0 | 0 | 0 | 0 | 0 | 0 | 0 | 0 | 246512.8382 | 72824.0937 | 0 | 0 | 0 | 0 | 0 | 0 | 0 | 0 | 0 | -5785.4032 | 0 | 0 | 0 | 0 | 0 | 0
2016-10-02 19:00 | 0 | 0 | 0 | 0 | 0 | 731020.241 | 440823 | 0 | 0 | 0 | 0 | 1466628.7892 | 2229559.0924 | 0 | 0 | 0 | 0 | 0 | 0 | 0 | 0 | 0 | 0 | 0 | 0 | 0 | 0 | 0 | 0 | 0 | 205301.3471 | 115689.6092 | 0 | 0 | 0 | 0 | 0 | 0 | 0 | 0 | 0 | -30793.7153 | 0 | 0 | 0 | 0 | 0 | 0
2016-10-02 20:00 | 0 | 0 | 0 | 0 | 0 | 736087.8271 | 447418 | 0 | 0 | 0 | 0 | 1713141.6275 | 2271716.0812 | 0 | 0 | 0 | 0 | 0 | 0 | 0 | 0 | 0 | 0 | 0 | 0 | 0 | 0 | 0 | 0 | 0 | 246512.8382 | 42156.9888 | 0 | 0 | 0 | 0 | 0 | 0 | 0 | 0 | 0 | 0 | 0 | 0 | 0 | 0 | 0 | 0
2016-10-02 21:00 | 0 | 0 | 0 | 0 | 0 | 743835.386 | 452442 | 0 | 0 | 0 | 0 | 1888845.4043 | 2387405.6904 | 0 | 0 | 0 | 0 | 0 | 0 | 0 | 0 | 0 | 0 | 0 | 0 | 0 | 0 | 0 | 0 | 0 | 175703.7768 | 115689.6092 | 0 | 0 | 0 | 0 | 0 | 0 | 0 | 0 | 0 | 0 | 0 | 0 | 0 | 0 | 0 | 0
2016-10-02 22:00 | 0 | 0 | 0 | 0 | 0 | 717099.5934 | 453706 | 0 | 0 | 0 | 0 | 2135358.2425 | 2404286.4456 | 0 | 0 | 0 | 0 | 0 | 0 | 0 | 0 | 0 | 0 | 0 | 0 | 0 | 0 | 0 | 0 | 0 | 246512.8382 | 16880.7552 | 0 | 0 | 0 | 0 | 0 | 0 | 0 | 0 | 0 | 0 | 0 | 0 | 0 | 0 | 0 | 0
2016-10-02 23:00 | 0 | 0 | 0 | 0 | 0 | 581462.7694 | 455845 | 0 | 0 | 0 | 0 | 2145286.4027 | 2519976.0549 | 0 | 0 | 0 | 0 | 0 | 0 | 0 | 0 | 0 | 0 | 0 | 0 | 0 | 0 | 0 | 0 | 0 | 9928.1601 | 115689.6092 | 0 | 0 | 0 | 0 | 0 | 0 | 0 | 0 | 0 | 0 | 0 | 0 | 0 | 0 | 0 | 0
2016-10-03 | 0 | 0 | 0 | 0 | 0 | 232591.0021 | 454506 | 0 | 0 | 0 | 0 | 1898773.5644 | 2544573.8952 | 0 | 0 | 0 | 0 | 0 | 0 | 0 | 0 | 0 | 0 | 0 | 0 | 0 | 0 | 0 | 0 | 0 | -246512.8382 | 24597.8404 | 0 | 0 | 0 | 0 | 0 | 0 | 0 | 0 | 0 | 0 | 0 | 0 | 0 | 0 | 0 | 0
2016-10-03 01:00 | 0 | 0 | 0 | 0 | 73898.986 | 4563.5665 | 440665 | 0 | 0 | 0 | 0 | 1652260.7262 | 2428884.286 | 0 | 0 | 0 | 0 | 0 | 0 | 0 | 0 | 0 | 0 | 0 | 0 | 0 | 0 | 0 | 0 | 0 | -246512.8382 | -115689.6092 | 0 | 0 | 0 | 0 | 0 | 0 | 0 | 0 | 0 | 0 | 0 | 0 | 0 | 0 | 0 | 0
2016-10-03 02:00 | 0 | 0 | 0 | 0 | 57745.5525 | 0 | 419948 | 0 | 0 | 0 | 0 | 1405747.8879 | 2313194.6768 | 0 | 0 | 0 | 0 | 0 | 0 | 0 | 0 | 0 | 0 | 0 | 0 | 0 | 0 | 0 | 0 | 0 | -246512.8382 | -115689.6092 | 0 | 0 | 0 | 0 | 0 | 0 | 0 | 0 | 0 | 0 | 0 | 0 | 0 | 0 | 0 | 0
2016-10-03 03:00 | 0 | 0 | 0 | 0 | 655201.5255 | 0 | 393288 | 0 | 0 | 0 | 0 | 1652260.7262 | 2320569.8115 | 0 | 0 | 0 | 0 | 0 | 0 | 0 | 8025.5525 | 0 | 0 | 0 | 0 | 0 | 0 | 0 | 0 | 0 | 246512.8382 | 7375.1347 | 0 | 0 | 0 | 0 | 0 | 0 | 0 | 0 | 0 | 8025.5525 | 0 | 0 | 0 | 0 | 0 | 0
2016-10-03 04:00 | 0 | 0 | 0 | 0 | 0 | 0 | 370228 | 0 | 0 | 0 | 0 | 1405747.8879 | 2204880.2022 | 0 | 0 | 0 | 0 | 0 | 0 | 0 | 0 | 0 | 0 | 0 | 0 | 0 | 0 | 0 | 0 | 0 | -246512.8382 | -115689.6092 | 0 | 0 | 0 | 0 | 0 | 0 | 0 | 0 | 0 | -8025.5525 | 0 | 0 | 0 | 0 | 0 | 0
2016-10-03 05:00 | 0 | 0 | 0 | 0 | 0 | 0 | 352069 | 0 | 0 | 0 | 0 | 1159235.0497 | 2099324.0405 | 0 | 0 | 0 | 0 | 0 | 0 | 0 | 0 | 0 | 0 | 0 | 0 | 0 | 0 | 0 | 0 | 0 | -246512.8382 | -105556.1618 | 0 | 0 | 0 | 0 | 0 | 0 | 0 | 0 | 0 | 0 | 0 | 0 | 0 | 0 | 0 | 0
2016-10-03 06:00 | 0 | 0 | 0 | 0 | 0 | 0 | 339911 | 0 | 0 | 0 | 0 | 912722.2114 | 2005925.8787 | 0 | 0 | 0 | 0 | 0 | 0 | 0 | 0 | 0 | 0 | 0 | 0 | 0 | 0 | 0 | 0 | 0 | -246512.8382 | -93398.1618 | 0 | 0 | 0 | 0 | 0 | 0 | 0 | 0 | 0 | 0 | 0 | 0 | 0 | 0 | 0 | 0
2016-10-03 07:00 | 0 | 0 | 0 | 0 | 572137.5266 | 0 | 332910 | 0 | 0 | 0 | 0 | 1159235.0497 | 1998640.5671 | 0 | 0 | 0 | 0 | 0 | 0 | 0 | 0 | 0 | 0 | 0 | 0 | 0 | 0 | 0 | 0 | 0 | 246512.8382 | -7285.3116 | 0 | 0 | 0 | 0 | 0 | 0 | 0 | 0 | 0 | 0 | 0 | 0 | 0 | 0 | 0 | 0
2016-10-03 08:00 | 0 | 0 | 0 | 0 | 0 | 0 | 333017 | 0 | 0 | 0 | 0 | 912722.2114 | 1912136.4054 | 0 | 0 | 0 | 0 | 0 | 0 | 0 | 0 | 0 | 0 | 0 | 0 | 0 | 0 | 0 | 0 | 0 | -246512.8382 | -86504.1618 | 0 | 0 | 0 | 0 | 0 | 0 | 0 | 0 | 0 | 0 | 0 | 0 | 0 | 0 | 0 | 0
2016-10-03 09:00 | 0 | 0 | 0 | 0 | 0 | 0 | 343797 | 0 | 0 | 0 | 0 | 666209.3732 | 1814852.2436 | 0 | 0 | 0 | 0 | 0 | 0 | 0 | 0 | 0 | 0 | 0 | 0 | 0 | 0 | 0 | 0 | 0 | -246512.8382 | -97284.1618 | 0 | 0 | 0 | 0 | 0 | 0 | 0 | 0 | 0 | 0 | 0 | 0 | 0 | 0 | 0 | 0
2016-10-03 10:00 | 0 | 0 | 0 | 0 | 523032.001 | 0 | 367448 | 0 | 0 | 0 | 0 | 706103.765 | 1930541.8528 | 0 | 0 | 0 | 0 | 0 | 0 | 0 | 0 | 0 | 0 | 0 | 0 | 0 | 0 | 0 | 0 | 0 | 39894.3918 | 115689.6092 | 0 | 0 | 0 | 0 | 0 | 0 | 0 | 0 | 0 | 0 | 0 | 0 | 0 | 0 | 0 | 0
2016-10-03 11:00 | 0 | 0 | 0 | 0 | 30213.5525 | 0 | 392416 | 0 | 0 | 0 | 0 | 459590.9268 | 1814852.2436 | 0 | 0 | 0 | 0 | 0 | 0 | 0 | 0 | 0 | 0 | 0 | 0 | 0 | 0 | 0 | 0 | 0 | -246512.8382 | -115689.6092 | 0 | 0 | 0 | 0 | 0 | 0 | 0 | 0 | 0 | 0 | 0 | 0 | 0 | 0 | 0 | 0
2016-10-03 12:00 | 0 | 0 | 0 | 0 | 276683.771 | 0 | 407507 | 0 | 0 | 0 | 0 | 213078.0885 | 1930541.8528 | 0 | 0 | 0 | 0 | 0 | 0 | 0 | 0 | 0 | 0 | 0 | 0 | 0 | 0 | 0 | 0 | 0 | -246512.8382 | 115689.6092 | 0 | 0 | 0 | 0 | 0 | 0 | 0 | 0 | 0 | 0 | 0 | 0 | 0 | 0 | 0 | 0
2016-10-03 13:00 | 0 | 0 | 0 | 0 | 438307.8792 | 30315.1375 | 422920 | 0 | 0 | 0 | 0 | 374470.7145 | 1814852.2436 | 0 | 0 | 0 | 0 | 0 | 0 | 0 | 0 | 0 | 0 | 0 | 0 | 0 | 0 | 0 | 0 | 0 | 161392.6259 | -115689.6092 | 0 | 0 | 0 | 0 | 0 | 0 | 0 | 0 | 0 | 0 | 0 | 0 | 0 | 0 | 0 | 0
2016-10-03 14:00 | 0 | 0 | 0 | 0 | 0 | 363649.7642 | 438778 | 0 | 0 | 0 | 0 | 415032.0879 | 1699162.6344 | 0 | 0 | 0 | 0 | 0 | 0 | 0 | 0 | 0 | 0 | 0 | 0 | 0 | 0 | 0 | 0 | 0 | 40561.3734 | -115689.6092 | 0 | 0 | 0 | 0 | 0 | 0 | 0 | 0 | 0 | 0 | 0 | 0 | 0 | 0 | 0 | 0
2016-10-03 15:00 | 0 | 0 | 0 | 0 | 0 | 675335.2946 | 452970 | 0 | 0 | 0 | 0 | 521707.7733 | 1814852.2436 | 0 | 0 | 0 | 0 | 0 | 0 | 0 | 0 | 0 | 0 | 0 | 0 | 0 | 0 | 0 | 0 | 0 | 106675.6854 | 115689.6092 | 0 | 0 | 0 | 0 | 0 | 0 | 0 | 0 | 0 | 0 | 0 | 0 | 0 | 0 | 0 | 0
2016-10-03 16:00 | 0 | 0 | 0 | 0 | 85394.0366 | 743189.4108 | 466381 | 0 | 0 | 0 | 0 | 768220.6115 | 1930541.8528 | 0 | 0 | 0 | 0 | 0 | 0 | 0 | 0 | 0 | 0 | 0 | 0 | 0 | 0 | 0 | 0 | 0 | 246512.8382 | 115689.6092 | 0 | 0 | 0 | 0 | 0 | 0 | 0 | 0 | 0 | 0 | 0 | 0 | 0 | 0 | 0 | 0
2016-10-03 17:00 | 0 | 0 | 0 | 0 | 0 | 742859.9824 | 478612 | 0 | 0 | 0 | 0 | 1014733.4498 | 1948276.997 | 0 | 0 | 0 | 0 | 0 | 0 | 0 | 0 | 0 | 0 | 0 | 0 | 0 | 0 | 0 | 0 | 0 | 246512.8382 | 17735.1442 | 0 | 0 | 0 | 0 | 0 | 0 | 0 | 0 | 0 | 0 | 0 | 0 | 0 | 0 | 0 | 0
2016-10-03 18:00 | 0 | 0 | 0 | 0 | 0 | 731221.4972 | 488215 | 0 | 0 | 0 | 0 | 1142050.3378 | 2063966.6063 | 0 | 0 | 0 | 0 | 0 | 0 | 0 | 0 | 0 | 0 | 0 | 0 | 0 | 0 | 0 | 0 | 0 | 127316.888 | 115689.6092 | 0 | 0 | 0 | 0 | 0 | 0 | 0 | 0 | 0 | 0 | 0 | 0 | 0 | 0 | 0 | 0
2016-10-03 19:00 | 0 | 0 | 0 | 0 | 0 | 726356.9178 | 494304 | 0 | 0 | 0 | 0 | 1388563.176 | 2049506.6858 | 0 | 0 | 0 | 0 | 0 | 0 | 0 | 0 | 0 | 0 | 0 | 0 | 0 | 0 | 0 | 0 | 0 | 246512.8382 | -14459.9204 | 0 | 0 | 0 | 0 | 0 | 0 | 0 | 0 | 0 | 0 | 0 | 0 | 0 | 0 | 0 | 0
2016-10-03 20:00 | 0 | 0 | 0 | 0 | 0 | 734979.478 | 497335 | 0 | 0 | 0 | 0 | 1510518.0448 | 2165196.2951 | 0 | 0 | 0 | 0 | 0 | 0 | 0 | 0 | 0 | 0 | 0 | 0 | 0 | 0 | 0 | 0 | 0 | 121954.8688 | 115689.6092 | 0 | 0 | 0 | 0 | 0 | 0 | 0 | 0 | 0 | 0 | 0 | 0 | 0 | 0 | 0 | 0
2016-10-03 21:00 | 0 | 0 | 0 | 0 | 0 | 735625.4563 | 497321 | 0 | 0 | 0 | 0 | 1757030.883 | 2156987.9132 | 0 | 0 | 0 | 0 | 0 | 0 | 0 | 0 | 0 | 0 | 0 | 0 | 0 | 0 | 0 | 0 | 0 | 246512.8382 | -8208.3819 | 0 | 0 | 0 | 0 | 0 | 0 | 0 | 0 | 0 | 0 | 0 | 0 | 0 | 0 | 0 | 0
2016-10-03 22:00 | 0 | 0 | 0 | 0 | 0 | 718592.2457 | 493897 | 0 | 0 | 0 | 0 | 1866036.5195 | 2272677.5224 | 0 | 0 | 0 | 0 | 0 | 0 | 0 | 0 | 0 | 0 | 0 | 0 | 0 | 0 | 0 | 0 | 0 | 109005.6365 | 115689.6092 | 0 | 0 | 0 | 0 | 0 | 0 | 0 | 0 | 0 | 0 | 0 | 0 | 0 | 0 | 0 | 0
2016-10-03 23:00 | 0 | 0 | 0 | 0 | 0 | 589754.7724 | 493550 | 0 | 0 | 0 | 0 | 1846551.6827 | 2388367.1316 | 0 | 0 | 0 | 0 | 0 | 0 | 0 | 0 | 0 | 0 | 0 | 0 | 0 | 0 | 0 | 0 | 0 | -19484.8368 | 115689.6092 | 0 | 0 | 0 | 0 | 0 | 0 | 0 | 0 | 0 | 0 | 0 | 0 | 0 | 0 | 0 | 0
2016-10-04 | 0 | 0 | 0 | 0 | 0 | 241086.1283 | 488761 | 0 | 0 | 0 | 0 | 1714566.4202 | 2272677.5224 | 0 | 0 | 0 | 0 | 0 | 0 | 0 | 0 | 0 | 0 | 0 | 0 | 0 | 0 | 0 | 0 | 0 | -131985.2624 | -115689.6092 | 0 | 0 | 0 | 0 | 0 | 0 | 0 | 0 | 0 | 0 | 0 | 0 | 0 | 0 | 0 | 0
2016-10-04 01:00 | 0 | 0 | 0 | 0 | 106485.619 | 2944.9335 | 471633 | 0 | 0 | 0 | 0 | 1468053.582 | 2156987.9132 | 0 | 0 | 0 | 0 | 0 | 0 | 0 | 0 | 0 | 0 | 0 | 0 | 0 | 0 | 0 | 0 | 0 | -246512.8382 | -115689.6092 | 0 | 0 | 0 | 0 | 0 | 0 | 0 | 0 | 0 | 0 | 0 | 0 | 0 | 0 | 0 | 0
2016-10-04 02:00 | 0 | 0 | 0 | 0 | 84149.5525 | 0 | 446352 | 0 | 0 | 0 | 0 | 1221540.7437 | 2041298.3039 | 0 | 0 | 0 | 0 | 0 | 0 | 0 | 0 | 0 | 0 | 0 | 0 | 0 | 0 | 0 | 0 | 0 | -246512.8382 | -115689.6092 | 0 | 0 | 0 | 0 | 0 | 0 | 0 | 0 | 0 | 0 | 0 | 0 | 0 | 0 | 0 | 0
2016-10-04 03:00 | 0 | 0 | 0 | 0 | 547470.229 | 0 | 416647 | 0 | 0 | 0 | 0 | 1468053.582 | 1925608.6947 | 0 | 0 | 0 | 0 | 0 | 0 | 0 | 0 | 0 | 0 | 0 | 0 | 0 | 0 | 0 | 0 | 0 | 246512.8382 | -115689.6092 | 0 | 0 | 0 | 0 | 0 | 0 | 0 | 0 | 0 | 0 | 0 | 0 | 0 | 0 | 0 | 0
2016-10-04 04:00 | 0 | 0 | 0 | 0 | 258099.771 | 0 | 388923 | 0 | 0 | 0 | 0 | 1221540.7437 | 2041298.3039 | 0 | 0 | 0 | 0 | 0 | 0 | 0 | 0 | 0 | 0 | 0 | 0 | 0 | 0 | 0 | 0 | 0 | -246512.8382 | 115689.6092 | 0 | 0 | 0 | 0 | 0 | 0 | 0 | 0 | 0 | 0 | 0 | 0 | 0 | 0 | 0 | 0
2016-10-04 05:00 | 0 | 0 | 0 | 0 | 3913.5525 | 0 | 366116 | 0 | 0 | 0 | 0 | 975027.9055 | 1925608.6947 | 0 | 0 | 0 | 0 | 0 | 0 | 0 | 0 | 0 | 0 | 0 | 0 | 0 | 0 | 0 | 0 | 0 | -246512.8382 | -115689.6092 | 0 | 0 | 0 | 0 | 0 | 0 | 0 | 0 | 0 | 0 | 0 | 0 | 0 | 0 | 0 | 0
2016-10-04 06:00 | 0 | 0 | 0 | 0 | 0 | 0 | 351179 | 0 | 0 | 0 | 0 | 739538.5147 | 1809919.0855 | 0 | 0 | 0 | 0 | 0 | 0 | 0 | 0 | 0 | 0 | 0 | 0 | 0 | 0 | 0 | 0 | 0 | -235489.3908 | -115689.6092 | 0 | 0 | 0 | 0 | 0 | 0 | 0 | 0 | 0 | 0 | 0 | 0 | 0 | 0 | 0 | 0
2016-10-04 07:00 | 0 | 0 | 0 | 0 | 473481.229 | 0 | 342658 | 0 | 0 | 0 | 0 | 986051.353 | 1694229.4762 | 0 | 0 | 0 | 0 | 0 | 0 | 0 | 0 | 0 | 0 | 0 | 0 | 0 | 0 | 0 | 0 | 0 | 246512.8382 | -115689.6092 | 0 | 0 | 0 | 0 | 0 | 0 | 0 | 0 | 0 | 0 | 0 | 0 | 0 | 0 | 0 | 0
2016-10-04 08:00 | 0 | 0 | 0 | 0 | 210176.771 | 0 | 341000 | 0 | 0 | 0 | 0 | 739538.5147 | 1809919.0855 | 0 | 0 | 0 | 0 | 0 | 0 | 0 | 0 | 0 | 0 | 0 | 0 | 0 | 0 | 0 | 0 | 0 | -246512.8382 | 115689.6092 | 0 | 0 | 0 | 0 | 0 | 0 | 0 | 0 | 0 | 0 | 0 | 0 | 0 | 0 | 0 | 0
2016-10-04 09:00 | 0 | 0 | 0 | 0 | 0 | 0 | 350712 | 0 | 0 | 0 | 0 | 493025.6765 | 1705719.9237 | 0 | 0 | 0 | 0 | 0 | 0 | 0 | 0 | 0 | 0 | 0 | 0 | 0 | 0 | 0 | 0 | 0 | -246512.8382 | -104199.1618 | 0 | 0 | 0 | 0 | 0 | 0 | 0 | 0 | 0 | 0 | 0 | 0 | 0 | 0 | 0 | 0
2016-10-04 10:00 | 0 | 0 | 0 | 0 | 13275.5525 | 0 | 375478 | 0 | 0 | 0 | 0 | 246512.8382 | 1590030.3145 | 0 | 0 | 0 | 0 | 0 | 0 | 0 | 0 | 0 | 0 | 0 | 0 | 0 | 0 | 0 | 0 | 0 | -246512.8382 | -115689.6092 | 0 | 0 | 0 | 0 | 0 | 0 | 0 | 0 | 0 | 0 | 0 | 0 | 0 | 0 | 0 | 0
2016-10-04 11:00 | 0 | 0 | 0 | 0 | 269274.771 | 0 | 400098 | 0 | 0 | 0 | 0 | 0 | 1705719.9237 | 0 | 0 | 0 | 0 | 0 | 0 | 0 | 0 | 0 | 0 | 0 | 0 | 0 | 0 | 0 | 0 | 0 | -246512.8382 | 115689.6092 | 0 | 0 | 0 | 0 | 0 | 0 | 0 | 0 | 0 | 0 | 0 | 0 | 0 | 0 | 0 | 0
2016-10-04 12:00 | 0 | 0 | 0 | 0 | 735847.5645 | 0 | 413981 | 0 | 0 | 0 | 0 | 246512.8382 | 1781073.65 | 0 | 0 | 0 | 0 | 0 | 0 | 0 | 0 | 0 | 0 | 0 | 0 | 0 | 0 | 0 | 0 | 0 | 246512.8382 | 75353.7263 | 0 | 0 | 0 | 0 | 0 | 0 | 0 | 0 | 0 | 0 | 0 | 0 | 0 | 0 | 0 | 0
2016-10-04 13:00 | 0 | 0 | 0 | 0 | 36502.117 | 29750.4355 | 428455 | 0 | 0 | 0 | 0 | 0 | 1665384.0408 | 0 | 0 | 0 | 0 | 0 | 0 | 0 | 0 | 0 | 0 | 0 | 0 | 0 | 0 | 0 | 0 | 0 | -246512.8382 | -115689.6092 | 0 | 0 | 0 | 0 | 0 | 0 | 0 | 0 | 0 | 0 | 0 | 0 | 0 | 0 | 0 | 0
2016-10-04 14:00 | 0 | 0 | 0 | 0 | 391522.2932 | 413097.1543 | 442417 | 0 | 0 | 0 | 0 | 246512.8382 | 1781073.65 | 0 | 0 | 0 | 0 | 0 | 0 | 0 | 0 | 0 | 0 | 0 | 0 | 0 | 0 | 0 | 0 | 0 | 246512.8382 | 115689.6092 | 0 | 0 | 0 | 0 | 0 | 0 | 0 | 0 | 0 | 0 | 0 | 0 | 0 | 0 | 0 | 0
2016-10-04 15:00 | 0 | 0 | 0 | 0 | 48761.6932 | 768893.7543 | 455453 | 0 | 0 | 0 | 0 | 493025.6765 | 1896763.2592 | 0 | 0 | 0 | 0 | 0 | 0 | 0 | 0 | 0 | 0 | 0 | 0 | 0 | 0 | 0 | 0 | 0 | 246512.8382 | 115689.6092 | 0 | 0 | 0 | 0 | 0 | 0 | 0 | 0 | 0 | 0 | 0 | 0 | 0 | 0 | 0 | 0
2016-10-04 16:00 | 0 | 0 | 0 | 0 | 0 | 812576.0263 | 468286 | 0 | 0 | 0 | 0 | 739538.5147 | 1994540.4473 | 0 | 0 | 0 | 0 | 0 | 0 | 0 | 0 | 0 | 0 | 0 | 0 | 0 | 0 | 0 | 0 | 0 | 246512.8382 | 97777.188 | 0 | 0 | 0 | 0 | 0 | 0 | 0 | 0 | 0 | 0 | 0 | 0 | 0 | 0 | 0 | 0
2016-10-04 17:00 | 0 | 0 | 0 | 0 | 0 | 804932.4828 | 480699 | 0 | 0 | 0 | 0 | 986051.353 | 2072261.0918 | 0 | 0 | 0 | 0 | 0 | 0 | 0 | 0 | 0 | 0 | 0 | 0 | 0 | 0 | 0 | 0 | 0 | 246512.8382 | 77720.6445 | 0 | 0 | 0 | 0 | 0 | 0 | 0 | 0 | 0 | 0 | 0 | 0 | 0 | 0 | 0 | 0
2016-10-04 18:00 | 0 | 0 | 0 | 0 | 0 | 785189.2552 | 490527 | 0 | 0 | 0 | 0 | 1232564.1912 | 2120410.5088 | 0 | 0 | 0 | 0 | 0 | 0 | 0 | 0 | 0 | 0 | 0 | 0 | 0 | 0 | 0 | 0 | 0 | 246512.8382 | 48149.4169 | 0 | 0 | 0 | 0 | 0 | 0 | 0 | 0 | 0 | 0 | 0 | 0 | 0 | 0 | 0 | 0
2016-10-04 19:00 | 0 | 0 | 0 | 0 | 0 | 772112.7111 | 497249 | 0 | 0 | 0 | 0 | 1479077.0295 | 2148761.3817 | 0 | 0 | 0 | 0 | 0 | 0 | 0 | 0 | 0 | 0 | 0 | 0 | 0 | 0 | 0 | 0 | 0 | 246512.8382 | 28350.8729 | 0 | 0 | 0 | 0 | 0 | 0 | 0 | 0 | 0 | 0 | 0 | 0 | 0 | 0 | 0 | 0
2016-10-04 20:00 | 0 | 0 | 0 | 0 | 0 | 779301.7937 | 502525 | 0 | 0 | 0 | 0 | 1640164.2139 | 2264450.9909 | 0 | 0 | 0 | 0 | 0 | 0 | 0 | 0 | 0 | 0 | 0 | 0 | 0 | 0 | 0 | 0 | 0 | 161087.1844 | 115689.6092 | 0 | 0 | 0 | 0 | 0 | 0 | 0 | 0 | 0 | 0 | 0 | 0 | 0 | 0 | 0 | 0
2016-10-04 21:00 | 0 | 0 | 0 | 0 | 79978.2942 | 785635.1533 | 503411 | 0 | 0 | 0 | 0 | 1886677.0521 | 2380140.6001 | 0 | 0 | 0 | 0 | 0 | 0 | 0 | 0 | 0 | 0 | 0 | 0 | 0 | 0 | 0 | 0 | 0 | 246512.8382 | 115689.6092 | 0 | 0 | 0 | 0 | 0 | 0 | 0 | 0 | 0 | 0 | 0 | 0 | 0 | 0 | 0 | 0
2016-10-04 22:00 | 0 | 0 | 0 | 0 | 0 | 769261.5334 | 498983 | 0 | 0 | 0 | 0 | 2041265.9763 | 2495830.2094 | 0 | 0 | 0 | 0 | 0 | 0 | 0 | 0 | 0 | 0 | 0 | 0 | 0 | 0 | 0 | 0 | 0 | 154588.9241 | 115689.6092 | 0 | 0 | 0 | 0 | 0 | 0 | 0 | 0 | 0 | 0 | 0 | 0 | 0 | 0 | 0 | 0
2016-10-04 23:00 | 0 | 0 | 0 | 0 | 0 | 617137.7928 | 498935 | 0 | 0 | 0 | 0 | 2275158.3784 | 2380140.6001 | 0 | 0 | 0 | 0 | 0 | 0 | 0 | 0 | 0 | 0 | 0 | 0 | 0 | 0 | 0 | 0 | 0 | 233892.4021 | -115689.6092 | 0 | 0 | 0 | 0 | 0 | 0 | 0 | 0 | 0 | 0 | 0 | 0 | 0 | 0 | 0 | 0
2016-10-05 | 0 | 0 | 0 | 0 | 0 | 246475.9554 | 495150 | 0 | 0 | 0 | 0 | 2028645.5401 | 2377979.3938 | 0 | 0 | 0 | 0 | 0 | 0 | 0 | 0 | 0 | 0 | 0 | 0 | 0 | 0 | 0 | 0 | 0 | -246512.8382 | -2161.2063 | 0 | 0 | 0 | 0 | 0 | 0 | 0 | 0 | 0 | 0 | 0 | 0 | 0 | 0 | 0 | 0
2016-10-05 01:00 | 0 | 0 | 0 | 0 | 113672.9484 | 2859.6041 | 478735 | 0 | 0 | 0 | 0 | 1782132.7019 | 2262289.7846 | 0 | 0 | 0 | 0 | 0 | 0 | 0 | 0 | 0 | 0 | 0 | 0 | 0 | 0 | 0 | 0 | 0 | -246512.8382 | -115689.6092 | 0 | 0 | 0 | 0 | 0 | 0 | 0 | 0 | 0 | 0 | 0 | 0 | 0 | 0 | 0 | 0
2016-10-05 02:00 | 0 | 0 | 0 | 0 | 633595.3771 | 0 | 453603 | 0 | 0 | 0 | 0 | 1846435.4698 | 2377979.3938 | 0 | 0 | 0 | 0 | 0 | 0 | 0 | 0 | 0 | 0 | 0 | 0 | 0 | 0 | 0 | 0 | 0 | 64302.7679 | 115689.6092 | 0 | 0 | 0 | 0 | 0 | 0 | 0 | 0 | 0 | 0 | 0 | 0 | 0 | 0 | 0 | 0
2016-10-05 03:00 | 0 | 0 | 0 | 0 | 63391.5525 | 0 | 425594 | 0 | 0 | 0 | 0 | 1599922.6315 | 2262289.7846 | 0 | 0 | 0 | 0 | 0 | 0 | 0 | 0 | 0 | 0 | 0 | 0 | 0 | 0 | 0 | 0 | 0 | -246512.8382 | -115689.6092 | 0 | 0 | 0 | 0 | 0 | 0 | 0 | 0 | 0 | 0 | 0 | 0 | 0 | 0 | 0 | 0
2016-10-05 04:00 | 0 | 0 | 0 | 0 | 35348.5525 | 0 | 397551 | 0 | 0 | 0 | 0 | 1353409.7933 | 2146600.1753 | 0 | 0 | 0 | 0 | 0 | 0 | 0 | 0 | 0 | 0 | 0 | 0 | 0 | 0 | 0 | 0 | 0 | -246512.8382 | -115689.6092 | 0 | 0 | 0 | 0 | 0 | 0 | 0 | 0 | 0 | 0 | 0 | 0 | 0 | 0 | 0 | 0
2016-10-05 05:00 | 0 | 0 | 0 | 0 | 14888.5525 | 0 | 377091 | 0 | 0 | 0 | 0 | 1106896.955 | 2030910.5661 | 0 | 0 | 0 | 0 | 0 | 0 | 0 | 0 | 0 | 0 | 0 | 0 | 0 | 0 | 0 | 0 | 0 | -246512.8382 | -115689.6092 | 0 | 0 | 0 | 0 | 0 | 0 | 0 | 0 | 0 | 0 | 0 | 0 | 0 | 0 | 0 | 0
2016-10-05 06:00 | 0 | 0 | 0 | 0 | 597949.4436 | 0 | 361549 | 0 | 0 | 0 | 0 | 1338707.2573 | 2035500.7075 | 0 | 0 | 0 | 0 | 0 | 0 | 0 | 0 | 0 | 0 | 0 | 0 | 0 | 0 | 0 | 0 | 0 | 231810.3022 | 4590.1414 | 0 | 0 | 0 | 0 | 0 | 0 | 0 | 0 | 0 | 0 | 0 | 0 | 0 | 0 | 0 | 0
2016-10-05 07:00 | 0 | 0 | 0 | 0 | 0 | 0 | 352193 | 0 | 0 | 0 | 0 | 1092194.419 | 1929820.5457 | 0 | 0 | 0 | 0 | 0 | 0 | 0 | 0 | 0 | 0 | 0 | 0 | 0 | 0 | 0 | 0 | 0 | -246512.8382 | -105680.1618 | 0 | 0 | 0 | 0 | 0 | 0 | 0 | 0 | 0 | 0 | 0 | 0 | 0 | 0 | 0 | 0
2016-10-05 08:00 | 0 | 0 | 0 | 0 | 0 | 0 | 349490 | 0 | 0 | 0 | 0 | 845681.5808 | 1826843.384 | 0 | 0 | 0 | 0 | 0 | 0 | 0 | 0 | 0 | 0 | 0 | 0 | 0 | 0 | 0 | 0 | 0 | -246512.8382 | -102977.1618 | 0 | 0 | 0 | 0 | 0 | 0 | 0 | 0 | 0 | 0 | 0 | 0 | 0 | 0 | 0 | 0
2016-10-05 09:00 | 0 | 0 | 0 | 0 | 544525.1095 | 0 | 357785 | 0 | 0 | 0 | 0 | 1092194.419 | 1767070.6552 | 0 | 0 | 0 | 0 | 0 | 0 | 0 | 0 | 0 | 0 | 0 | 0 | 0 | 0 | 0 | 0 | 0 | 246512.8382 | -59772.7287 | 0 | 0 | 0 | 0 | 0 | 0 | 0 | 0 | 0 | 0 | 0 | 0 | 0 | 0 | 0 | 0
2016-10-05 10:00 | 0 | 0 | 0 | 0 | 19628.5525 | 0 | 381831 | 0 | 0 | 0 | 0 | 845681.5808 | 1651381.046 | 0 | 0 | 0 | 0 | 0 | 0 | 0 | 0 | 0 | 0 | 0 | 0 | 0 | 0 | 0 | 0 | 0 | -246512.8382 | -115689.6092 | 0 | 0 | 0 | 0 | 0 | 0 | 0 | 0 | 0 | 0 | 0 | 0 | 0 | 0 | 0 | 0
2016-10-05 11:00 | 0 | 0 | 0 | 0 | 275399.771 | 0 | 406223 | 0 | 0 | 0 | 0 | 599168.7426 | 1767070.6552 | 0 | 0 | 0 | 0 | 0 | 0 | 0 | 0 | 0 | 0 | 0 | 0 | 0 | 0 | 0 | 0 | 0 | -246512.8382 | 115689.6092 | 0 | 0 | 0 | 0 | 0 | 0 | 0 | 0 | 0 | 0 | 0 | 0 | 0 | 0 | 0 | 0
2016-10-05 12:00 | 0 | 0 | 0 | 0 | 502390.1418 | 0 | 419017 | 0 | 0 | 0 | 0 | 566852.2751 | 1882760.2644 | 0 | 0 | 0 | 0 | 0 | 0 | 0 | 0 | 0 | 0 | 0 | 0 | 0 | 0 | 0 | 0 | 0 | -32316.4674 | 115689.6092 | 0 | 0 | 0 | 0 | 0 | 0 | 0 | 0 | 0 | 0 | 0 | 0 | 0 | 0 | 0 | 0
2016-10-05 13:00 | 0 | 0 | 0 | 0 | 42237.7996 | 28284.7529 | 432725 | 0 | 0 | 0 | 0 | 320339.4369 | 1767070.6552 | 0 | 0 | 0 | 0 | 0 | 0 | 0 | 0 | 0 | 0 | 0 | 0 | 0 | 0 | 0 | 0 | 0 | -246512.8382 | -115689.6092 | 0 | 0 | 0 | 0 | 0 | 0 | 0 | 0 | 0 | 0 | 0 | 0 | 0 | 0 | 0 | 0
2016-10-05 14:00 | 0 | 0 | 0 | 0 | 0 | 405660.8721 | 447305 | 0 | 0 | 0 | 0 | 163005.6997 | 1882760.2644 | 0 | 0 | 0 | 0 | 0 | 0 | 0 | 0 | 0 | 0 | 0 | 0 | 0 | 0 | 0 | 0 | 0 | -157333.7372 | 115689.6092 | 0 | 0 | 0 | 0 | 0 | 0 | 0 | 0 | 0 | 0 | 0 | 0 | 0 | 0 | 0 | 0
2016-10-05 15:00 | 0 | 0 | 0 | 0 | 50615.4391 | 771996.0083 | 460409 | 0 | 0 | 0 | 0 | 409518.538 | 1998449.8737 | 0 | 0 | 0 | 0 | 0 | 0 | 0 | 0 | 0 | 0 | 0 | 0 | 0 | 0 | 0 | 0 | 0 | 246512.8382 | 115689.6092 | 0 | 0 | 0 | 0 | 0 | 0 | 0 | 0 | 0 | 0 | 0 | 0 | 0 | 0 | 0 | 0
2016-10-05 16:00 | 0 | 0 | 0 | 0 | 0 | 813154.3879 | 473195 | 0 | 0 | 0 | 0 | 633788.3166 | 2114139.4829 | 0 | 0 | 0 | 0 | 0 | 0 | 0 | 0 | 0 | 0 | 0 | 0 | 0 | 0 | 0 | 0 | 0 | 224269.7787 | 115689.6092 | 0 | 0 | 0 | 0 | 0 | 0 | 0 | 0 | 0 | 0 | 0 | 0 | 0 | 0 | 0 | 0
2016-10-05 17:00 | 0 | 0 | 0 | 0 | 0 | 794270.847 | 486313 | 0 | 0 | 0 | 0 | 880301.1549 | 2175584.4917 | 0 | 0 | 0 | 0 | 0 | 0 | 0 | 0 | 0 | 0 | 0 | 0 | 0 | 0 | 0 | 0 | 0 | 246512.8382 | 61445.0088 | 0 | 0 | 0 | 0 | 0 | 0 | 0 | 0 | 0 | 0 | 0 | 0 | 0 | 0 | 0 | 0
2016-10-05 18:00 | 0 | 0 | 0 | 0 | 0 | 769715.0136 | 498180 | 0 | 0 | 0 | 0 | 1126813.9931 | 2200606.6671 | 0 | 0 | 0 | 0 | 0 | 0 | 0 | 0 | 0 | 0 | 0 | 0 | 0 | 0 | 0 | 0 | 0 | 246512.8382 | 25022.1754 | 0 | 0 | 0 | 0 | 0 | 0 | 0 | 0 | 0 | 0 | 0 | 0 | 0 | 0 | 0 | 0
2016-10-05 19:00 | 0 | 0 | 0 | 0 | 114681.2538 | 754816.1936 | 507295 | 0 | 0 | 0 | 0 | 1373326.8314 | 2316296.2763 | 0 | 0 | 0 | 0 | 0 | 0 | 0 | 0 | 0 | 0 | 0 | 0 | 0 | 0 | 0 | 0 | 0 | 246512.8382 | 115689.6092 | 0 | 0 | 0 | 0 | 0 | 0 | 0 | 0 | 0 | 0 | 0 | 0 | 0 | 0 | 0 | 0
2016-10-05 20:00 | 0 | 0 | 0 | 0 | 0 | 760106.7933 | 513946 | 0 | 0 | 0 | 0 | 1503798.0155 | 2431985.8855 | 0 | 0 | 0 | 0 | 0 | 0 | 0 | 0 | 0 | 0 | 0 | 0 | 0 | 0 | 0 | 0 | 0 | 130471.1841 | 115689.6092 | 0 | 0 | 0 | 0 | 0 | 0 | 0 | 0 | 0 | 0 | 0 | 0 | 0 | 0 | 0 | 0
2016-10-05 21:00 | 0 | 0 | 0 | 0 | 112039.3928 | 766099.0547 | 515936 | 0 | 0 | 0 | 0 | 1750310.8537 | 2547675.4948 | 0 | 0 | 0 | 0 | 0 | 0 | 0 | 0 | 0 | 0 | 0 | 0 | 0 | 0 | 0 | 0 | 0 | 246512.8382 | 115689.6092 | 0 | 0 | 0 | 0 | 0 | 0 | 0 | 0 | 0 | 0 | 0 | 0 | 0 | 0 | 0 | 0
2016-10-05 22:00 | 0 | 0 | 0 | 0 | 0 | 745800.1657 | 511466 | 0 | 0 | 0 | 0 | 1863170.007 | 2663365.104 | 0 | 0 | 0 | 0 | 0 | 0 | 0 | 5785.4032 | 0 | 0 | 0 | 0 | 0 | 0 | 0 | 0 | 0 | 112859.1533 | 115689.6092 | 0 | 0 | 0 | 0 | 0 | 0 | 0 | 0 | 0 | 5785.4032 | 0 | 0 | 0 | 0 | 0 | 0
2016-10-05 23:00 | 0 | 0 | 0 | 0 | 0 | 590106.5136 | 509137 | 0 | 0 | 0 | 0 | 2029035.4145 | 2547675.4948 | 0 | 0 | 0 | 0 | 0 | 0 | 0 | 36579.1185 | 0 | 0 | 0 | 0 | 0 | 0 | 0 | 0 | 0 | 165865.4075 | -115689.6092 | 0 | 0 | 0 | 0 | 0 | 0 | 0 | 0 | 0 | 30793.7153 | 0 | 0 | 0 | 0 | 0 | 0
2016-10-06 | 0 | 0 | 0 | 0 | 376150.4024 | 226178.1113 | 502299 | 0 | 0 | 0 | 0 | 2275548.2528 | 2431985.8855 | 0 | 0 | 0 | 0 | 0 | 0 | 0 | 5785.4032 | 0 | 0 | 0 | 0 | 0 | 0 | 0 | 0 | 0 | 246512.8382 | -115689.6092 | 0 | 0 | 0 | 0 | 0 | 0 | 0 | 0 | 0 | -30793.7153 | 0 | 0 | 0 | 0 | 0 | 0
2016-10-06 01:00 | 0 | 0 | 0 | 0 | 110291.6506 | 3004.4988 | 481284 | 0 | 0 | 0 | 0 | 2029035.4145 | 2316296.2763 | 0 | 0 | 0 | 0 | 0 | 0 | 0 | 0 | 0 | 0 | 0 | 0 | 0 | 0 | 0 | 0 | 0 | -246512.8382 | -115689.6092 | 0 | 0 | 0 | 0 | 0 | 0 | 0 | 0 | 0 | -5785.4032 | 0 | 0 | 0 | 0 | 0 | 0
2016-10-06 02:00 | 0 | 0 | 0 | 0 | 96247.5525 | 0 | 458450 | 0 | 0 | 0 | 0 | 1782522.5763 | 2200606.6671 | 0 | 0 | 0 | 0 | 0 | 0 | 0 | 0 | 0 | 0 | 0 | 0 | 0 | 0 | 0 | 0 | 0 | -246512.8382 | -115689.6092 | 0 | 0 | 0 | 0 | 0 | 0 | 0 | 0 | 0 | 0 | 0 | 0 | 0 | 0 | 0 | 0
2016-10-06 03:00 | 0 | 0 | 0 | 0 | 298287.771 | 0 | 429111 | 0 | 0 | 0 | 0 | 1536009.738 | 2316296.2763 | 0 | 0 | 0 | 0 | 0 | 0 | 0 | 0 | 0 | 0 | 0 | 0 | 0 | 0 | 0 | 0 | 0 | -246512.8382 | 115689.6092 | 0 | 0 | 0 | 0 | 0 | 0 | 0 | 0 | 0 | 0 | 0 | 0 | 0 | 0 | 0 | 0
2016-10-06 04:00 | 0 | 0 | 0 | 0 | 621901.8226 | 0 | 403890 | 0 | 0 | 0 | 0 | 1782522.5763 | 2287795.2607 | 0 | 0 | 0 | 0 | 0 | 0 | 0 | 0 | 0 | 0 | 0 | 0 | 0 | 0 | 0 | 0 | 0 | 246512.8382 | -28501.0156 | 0 | 0 | 0 | 0 | 0 | 0 | 0 | 0 | 0 | 0 | 0 | 0 | 0 | 0 | 0 | 0
2016-10-06 05:00 | 0 | 0 | 0 | 0 | 19549.5525 | 0 | 381752 | 0 | 0 | 0 | 0 | 1536009.738 | 2172105.6514 | 0 | 0 | 0 | 0 | 0 | 0 | 0 | 0 | 0 | 0 | 0 | 0 | 0 | 0 | 0 | 0 | 0 | -246512.8382 | -115689.6092 | 0 | 0 | 0 | 0 | 0 | 0 | 0 | 0 | 0 | 0 | 0 | 0 | 0 | 0 | 0 | 0
2016-10-06 06:00 | 0 | 0 | 0 | 0 | 4074.5525 | 0 | 366277 | 0 | 0 | 0 | 0 | 1289496.8998 | 2056416.0422 | 0 | 0 | 0 | 0 | 0 | 0 | 0 | 0 | 0 | 0 | 0 | 0 | 0 | 0 | 0 | 0 | 0 | -246512.8382 | -115689.6092 | 0 | 0 | 0 | 0 | 0 | 0 | 0 | 0 | 0 | 0 | 0 | 0 | 0 | 0 | 0 | 0
2016-10-06 07:00 | 0 | 0 | 0 | 0 | 532261.4533 | 0 | 356084 | 0 | 0 | 0 | 0 | 1349984.7439 | 2172105.6514 | 0 | 0 | 0 | 0 | 0 | 0 | 0 | 0 | 0 | 0 | 0 | 0 | 0 | 0 | 0 | 0 | 0 | 60487.8441 | 115689.6092 | 0 | 0 | 0 | 0 | 0 | 0 | 0 | 0 | 0 | 0 | 0 | 0 | 0 | 0 | 0 | 0
2016-10-06 08:00 | 0 | 0 | 0 | 0 | 0 | 0 | 353626 | 0 | 0 | 0 | 0 | 1103471.9056 | 2064992.4897 | 0 | 0 | 0 | 0 | 0 | 0 | 0 | 0 | 0 | 0 | 0 | 0 | 0 | 0 | 0 | 0 | 0 | -246512.8382 | -107113.1618 | 0 | 0 | 0 | 0 | 0 | 0 | 0 | 0 | 0 | 0 | 0 | 0 | 0 | 0 | 0 | 0
2016-10-06 09:00 | 0 | 0 | 0 | 0 | 555.5525 | 0 | 362758 | 0 | 0 | 0 | 0 | 856959.0674 | 1949302.8804 | 0 | 0 | 0 | 0 | 0 | 0 | 0 | 0 | 0 | 0 | 0 | 0 | 0 | 0 | 0 | 0 | 0 | -246512.8382 | -115689.6092 | 0 | 0 | 0 | 0 | 0 | 0 | 0 | 0 | 0 | 0 | 0 | 0 | 0 | 0 | 0 | 0
2016-10-06 10:00 | 0 | 0 | 0 | 0 | 458225.8957 | 0 | 385927 | 0 | 0 | 0 | 0 | 813568.3539 | 2064992.4897 | 0 | 0 | 0 | 0 | 0 | 0 | 0 | 0 | 0 | 0 | 0 | 0 | 0 | 0 | 0 | 0 | 0 | -43390.7135 | 115689.6092 | 0 | 0 | 0 | 0 | 0 | 0 | 0 | 0 | 0 | 0 | 0 | 0 | 0 | 0 | 0 | 0
2016-10-06 11:00 | 0 | 0 | 0 | 0 | 48671.5525 | 0 | 410874 | 0 | 0 | 0 | 0 | 567055.5156 | 1949302.8804 | 0 | 0 | 0 | 0 | 0 | 0 | 0 | 0 | 0 | 0 | 0 | 0 | 0 | 0 | 0 | 0 | 0 | -246512.8382 | -115689.6092 | 0 | 0 | 0 | 0 | 0 | 0 | 0 | 0 | 0 | 0 | 0 | 0 | 0 | 0 | 0 | 0
2016-10-06 12:00 | 0 | 0 | 0 | 0 | 430946.7414 | 0 | 424885 | 0 | 0 | 0 | 0 | 688806.8663 | 1833613.2712 | 0 | 0 | 0 | 0 | 0 | 0 | 0 | 0 | 0 | 0 | 0 | 0 | 0 | 0 | 0 | 0 | 0 | 121751.3506 | -115689.6092 | 0 | 0 | 0 | 0 | 0 | 0 | 0 | 0 | 0 | 0 | 0 | 0 | 0 | 0 | 0 | 0
2016-10-06 13:00 | 0 | 0 | 0 | 0 | 370204.1145 | 23143.8191 | 438806 | 0 | 0 | 0 | 0 | 527659.1907 | 1949302.8804 | 0 | 0 | 0 | 0 | 0 | 0 | 0 | 0 | 0 | 0 | 0 | 0 | 0 | 0 | 0 | 0 | 0 | -161147.6756 | 115689.6092 | 0 | 0 | 0 | 0 | 0 | 0 | 0 | 0 | 0 | 0 | 0 | 0 | 0 | 0 | 0 | 0
2016-10-06 14:00 | 0 | 0 | 0 | 0 | 0 | 349233.4174 | 452384 | 0 | 0 | 0 | 0 | 540198.2174 | 1833613.2712 | 0 | 0 | 0 | 0 | 0 | 0 | 0 | 0 | 0 | 0 | 0 | 0 | 0 | 0 | 0 | 0 | 0 | 12539.0267 | -115689.6092 | 0 | 0 | 0 | 0 | 0 | 0 | 0 | 0 | 0 | 0 | 0 | 0 | 0 | 0 | 0 | 0
2016-10-06 15:00 | 0 | 0 | 0 | 0 | 80360.28 | 746543.1675 | 464701 | 0 | 0 | 0 | 0 | 786711.0556 | 1949302.8804 | 0 | 0 | 0 | 0 | 0 | 0 | 0 | 0 | 0 | 0 | 0 | 0 | 0 | 0 | 0 | 0 | 0 | 246512.8382 | 115689.6092 | 0 | 0 | 0 | 0 | 0 | 0 | 0 | 0 | 0 | 0 | 0 | 0 | 0 | 0 | 0 | 0
2016-10-06 16:00 | 0 | 0 | 0 | 0 | 0 | 793975.5399 | 475928 | 0 | 0 | 0 | 0 | 989068.9863 | 2064992.4897 | 0 | 0 | 0 | 0 | 0 | 0 | 0 | 0 | 0 | 0 | 0 | 0 | 0 | 0 | 0 | 0 | 0 | 202357.9307 | 115689.6092 | 0 | 0 | 0 | 0 | 0 | 0 | 0 | 0 | 0 | 0 | 0 | 0 | 0 | 0 | 0 | 0
2016-10-06 17:00 | 0 | 0 | 0 | 0 | 0 | 772938.9728 | 487992 | 0 | 0 | 0 | 0 | 1158326.3498 | 2180682.0989 | 0 | 0 | 0 | 0 | 0 | 0 | 0 | 0 | 0 | 0 | 0 | 0 | 0 | 0 | 0 | 0 | 0 | 169257.3635 | 115689.6092 | 0 | 0 | 0 | 0 | 0 | 0 | 0 | 0 | 0 | 0 | 0 | 0 | 0 | 0 | 0 | 0
2016-10-06 18:00 | 0 | 0 | 0 | 0 | 0 | 753004.8084 | 498243 | 0 | 0 | 0 | 0 | 1297398.549 | 2296371.7081 | 0 | 0 | 0 | 0 | 0 | 0 | 0 | 0 | 0 | 0 | 0 | 0 | 0 | 0 | 0 | 0 | 0 | 139072.1992 | 115689.6092 | 0 | 0 | 0 | 0 | 0 | 0 | 0 | 0 | 0 | 0 | 0 | 0 | 0 | 0 | 0 | 0
2016-10-06 19:00 | 0 | 0 | 0 | 0 | 0 | 740012.5879 | 504825 | 0 | 0 | 0 | 0 | 1543911.3873 | 2285046.4578 | 0 | 0 | 0 | 0 | 0 | 0 | 0 | 0 | 0 | 0 | 0 | 0 | 0 | 0 | 0 | 0 | 0 | 246512.8382 | -11325.2504 | 0 | 0 | 0 | 0 | 0 | 0 | 0 | 0 | 0 | 0 | 0 | 0 | 0 | 0 | 0 | 0
2016-10-06 20:00 | 0 | 0 | 0 | 0 | 0 | 745442.1098 | 509579 | 0 | 0 | 0 | 0 | 1664084.8878 | 2400736.067 | 0 | 0 | 0 | 0 | 0 | 0 | 0 | 0 | 0 | 0 | 0 | 0 | 0 | 0 | 0 | 0 | 0 | 120173.5005 | 115689.6092 | 0 | 0 | 0 | 0 | 0 | 0 | 0 | 0 | 0 | 0 | 0 | 0 | 0 | 0 | 0 | 0
2016-10-06 21:00 | 0 | 0 | 0 | 0 | 0 | 748721.4341 | 510568 | 0 | 0 | 0 | 0 | 1910597.726 | 2392376.6628 | 0 | 0 | 0 | 0 | 0 | 0 | 0 | 0 | 0 | 0 | 0 | 0 | 0 | 0 | 0 | 0 | 0 | 246512.8382 | -8359.4042 | 0 | 0 | 0 | 0 | 0 | 0 | 0 | 0 | 0 | 0 | 0 | 0 | 0 | 0 | 0 | 0
2016-10-06 22:00 | 0 | 0 | 0 | 0 | 0 | 718157.0714 | 506396 | 0 | 0 | 0 | 0 | 2000883.785 | 2508066.2721 | 0 | 0 | 0 | 0 | 0 | 0 | 0 | 5785.4032 | 0 | 0 | 0 | 0 | 0 | 0 | 0 | 0 | 0 | 90286.059 | 115689.6092 | 0 | 0 | 0 | 0 | 0 | 0 | 0 | 0 | 0 | 5785.4032 | 0 | 0 | 0 | 0 | 0 | 0
2016-10-06 23:00 | 0 | 0 | 0 | 0 | 88475.0955 | 578940.8488 | 505799 | 0 | 0 | 0 | 0 | 2247396.6233 | 2392376.6628 | 0 | 0 | 0 | 0 | 0 | 0 | 0 | 36579.1185 | 0 | 0 | 0 | 0 | 0 | 0 | 0 | 0 | 0 | 246512.8382 | -115689.6092 | 0 | 0 | 0 | 0 | 0 | 0 | 0 | 0 | 0 | 30793.7153 | 0 | 0 | 0 | 0 | 0 | 0
2016-10-07 | 0 | 0 | 0 | 0 | 119055.8089 | 220061.2468 | 500734 | 0 | 0 | 0 | 0 | 2000883.785 | 2508066.2721 | 0 | 0 | 0 | 0 | 0 | 0 | 0 | 5785.4032 | 0 | 0 | 0 | 0 | 0 | 0 | 0 | 0 | 0 | -246512.8382 | 115689.6092 | 0 | 0 | 0 | 0 | 0 | 0 | 0 | 0 | 0 | -30793.7153 | 0 | 0 | 0 | 0 | 0 | 0
2016-10-07 01:00 | 0 | 0 | 0 | 0 | 112760.4514 | 3698.698 | 484447 | 0 | 0 | 0 | 0 | 1754370.9468 | 2392376.6628 | 0 | 0 | 0 | 0 | 0 | 0 | 0 | 0 | 0 | 0 | 0 | 0 | 0 | 0 | 0 | 0 | 0 | -246512.8382 | -115689.6092 | 0 | 0 | 0 | 0 | 0 | 0 | 0 | 0 | 0 | -5785.4032 | 0 | 0 | 0 | 0 | 0 | 0
2016-10-07 02:00 | 0 | 0 | 0 | 0 | 328541.771 | 0 | 459365 | 0 | 0 | 0 | 0 | 1507858.1085 | 2508066.2721 | 0 | 0 | 0 | 0 | 0 | 0 | 0 | 0 | 0 | 0 | 0 | 0 | 0 | 0 | 0 | 0 | 0 | -246512.8382 | 115689.6092 | 0 | 0 | 0 | 0 | 0 | 0 | 0 | 0 | 0 | 0 | 0 | 0 | 0 | 0 | 0 | 0
2016-10-07 03:00 | 0 | 0 | 0 | 0 | 529112.1844 | 0 | 428443 | 0 | 0 | 0 | 0 | 1724216.9022 | 2392376.6628 | 0 | 0 | 0 | 0 | 0 | 0 | 0 | 0 | 0 | 0 | 0 | 0 | 0 | 0 | 0 | 0 | 0 | 216358.7936 | -115689.6092 | 0 | 0 | 0 | 0 | 0 | 0 | 0 | 0 | 0 | 0 | 0 | 0 | 0 | 0 | 0 | 0
2016-10-07 04:00 | 0 | 0 | 0 | 0 | 39203.5525 | 0 | 401406 | 0 | 0 | 0 | 0 | 1477704.0639 | 2276687.0536 | 0 | 0 | 0 | 0 | 0 | 0 | 0 | 0 | 0 | 0 | 0 | 0 | 0 | 0 | 0 | 0 | 0 | -246512.8382 | -115689.6092 | 0 | 0 | 0 | 0 | 0 | 0 | 0 | 0 | 0 | 0 | 0 | 0 | 0 | 0 | 0 | 0
2016-10-07 05:00 | 0 | 0 | 0 | 0 | 17370.5525 | 0 | 379573 | 0 | 0 | 0 | 0 | 1231191.2257 | 2160997.4444 | 0 | 0 | 0 | 0 | 0 | 0 | 0 | 0 | 0 | 0 | 0 | 0 | 0 | 0 | 0 | 0 | 0 | -246512.8382 | -115689.6092 | 0 | 0 | 0 | 0 | 0 | 0 | 0 | 0 | 0 | 0 | 0 | 0 | 0 | 0 | 0 | 0
2016-10-07 06:00 | 0 | 0 | 0 | 0 | 541924.5961 | 0 | 362525 | 0 | 0 | 0 | 0 | 1294901.2126 | 2276687.0536 | 0 | 0 | 0 | 0 | 0 | 0 | 0 | 0 | 0 | 0 | 0 | 0 | 0 | 0 | 0 | 0 | 0 | 63709.9869 | 115689.6092 | 0 | 0 | 0 | 0 | 0 | 0 | 0 | 0 | 0 | 0 | 0 | 0 | 0 | 0 | 0 | 0
2016-10-07 07:00 | 0 | 0 | 0 | 0 | 0 | 0 | 353282 | 0 | 0 | 0 | 0 | 1048388.3743 | 2169917.8918 | 0 | 0 | 0 | 0 | 0 | 0 | 0 | 0 | 0 | 0 | 0 | 0 | 0 | 0 | 0 | 0 | 0 | -246512.8382 | -106769.1618 | 0 | 0 | 0 | 0 | 0 | 0 | 0 | 0 | 0 | 0 | 0 | 0 | 0 | 0 | 0 | 0
2016-10-07 08:00 | 0 | 0 | 0 | 0 | 0 | 0 | 350335 | 0 | 0 | 0 | 0 | 813742.9836 | 2054228.2826 | 0 | 0 | 0 | 0 | 0 | 0 | 0 | 0 | 0 | 0 | 0 | 0 | 0 | 0 | 0 | 0 | 0 | -234645.3908 | -115689.6092 | 0 | 0 | 0 | 0 | 0 | 0 | 0 | 0 | 0 | 0 | 0 | 0 | 0 | 0 | 0 | 0
2016-10-07 09:00 | 0 | 0 | 0 | 0 | 506514.1932 | 0 | 357442 | 0 | 0 | 0 | 0 | 831543.015 | 2169917.8918 | 0 | 0 | 0 | 0 | 0 | 0 | 0 | 15582.5525 | 0 | 0 | 0 | 0 | 0 | 0 | 0 | 0 | 0 | 17800.0315 | 115689.6092 | 0 | 0 | 0 | 0 | 0 | 0 | 0 | 0 | 0 | 15582.5525 | 0 | 0 | 0 | 0 | 0 | 0
2016-10-07 10:00 | 0 | 0 | 0 | 0 | 0 | 0 | 377785 | 0 | 0 | 0 | 0 | 585030.1768 | 2054228.2826 | 0 | 0 | 0 | 0 | 0 | 0 | 0 | 0 | 0 | 0 | 0 | 0 | 0 | 0 | 0 | 0 | 0 | -246512.8382 | -115689.6092 | 0 | 0 | 0 | 0 | 0 | 0 | 0 | 0 | 0 | -15582.5525 | 0 | 0 | 0 | 0 | 0 | 0
2016-10-07 11:00 | 0 | 0 | 0 | 0 | 39197.5525 | 0 | 401400 | 0 | 0 | 0 | 0 | 338517.3385 | 1938538.6734 | 0 | 0 | 0 | 0 | 0 | 0 | 0 | 0 | 0 | 0 | 0 | 0 | 0 | 0 | 0 | 0 | 0 | -246512.8382 | -115689.6092 | 0 | 0 | 0 | 0 | 0 | 0 | 0 | 0 | 0 | 0 | 0 | 0 | 0 | 0 | 0 | 0
2016-10-07 12:00 | 0 | 0 | 0 | 0 | 439802.1089 | 0 | 416117 | 0 | 0 | 0 | 0 | 246512.8382 | 2054228.2826 | 0 | 0 | 0 | 0 | 0 | 0 | 0 | 0 | 0 | 0 | 0 | 0 | 0 | 0 | 0 | 0 | 0 | -92004.5003 | 115689.6092 | 0 | 0 | 0 | 0 | 0 | 0 | 0 | 0 | 0 | 0 | 0 | 0 | 0 | 0 | 0 | 0
2016-10-07 13:00 | 0 | 0 | 0 | 0 | 49818.9151 | 17358.6374 | 429380 | 0 | 0 | 0 | 0 | 0 | 1938538.6734 | 0 | 0 | 0 | 0 | 0 | 0 | 0 | 0 | 0 | 0 | 0 | 0 | 0 | 0 | 0 | 0 | 0 | -246512.8382 | -115689.6092 | 0 | 0 | 0 | 0 | 0 | 0 | 0 | 0 | 0 | 0 | 0 | 0 | 0 | 0 | 0 | 0
2016-10-07 14:00 | 0 | 0 | 0 | 0 | 371059.0158 | 394925.6943 | 442980 | 0 | 0 | 0 | 0 | 246512.8382 | 2015030.5453 | 0 | 0 | 0 | 0 | 0 | 0 | 0 | 0 | 0 | 0 | 0 | 0 | 0 | 0 | 0 | 0 | 0 | 246512.8382 | 76491.8719 | 0 | 0 | 0 | 0 | 0 | 0 | 0 | 0 | 0 | 0 | 0 | 0 | 0 | 0 | 0 | 0
2016-10-07 15:00 | 0 | 0 | 0 | 0 | 101896.8388 | 713376.6086 | 453071 | 0 | 0 | 0 | 0 | 493025.6765 | 2130720.1546 | 0 | 0 | 0 | 0 | 0 | 0 | 0 | 0 | 0 | 0 | 0 | 0 | 0 | 0 | 0 | 0 | 0 | 246512.8382 | 115689.6092 | 0 | 0 | 0 | 0 | 0 | 0 | 0 | 0 | 0 | 0 | 0 | 0 | 0 | 0 | 0 | 0
2016-10-07 16:00 | 0 | 0 | 0 | 0 | 0 | 769277.3235 | 461304 | 0 | 0 | 0 | 0 | 685309.3907 | 2246409.7638 | 0 | 0 | 0 | 0 | 0 | 0 | 0 | 0 | 0 | 0 | 0 | 0 | 0 | 0 | 0 | 0 | 0 | 192283.7143 | 115689.6092 | 0 | 0 | 0 | 0 | 0 | 0 | 0 | 0 | 0 | 0 | 0 | 0 | 0 | 0 | 0 | 0
2016-10-07 17:00 | 0 | 0 | 0 | 0 | 0 | 763967.4266 | 469765 | 0 | 0 | 0 | 0 | 863822.2081 | 2362099.373 | 0 | 0 | 0 | 0 | 0 | 0 | 0 | 0 | 0 | 0 | 0 | 0 | 0 | 0 | 0 | 0 | 0 | 178512.8174 | 115689.6092 | 0 | 0 | 0 | 0 | 0 | 0 | 0 | 0 | 0 | 0 | 0 | 0 | 0 | 0 | 0 | 0
2016-10-07 18:00 | 0 | 0 | 0 | 0 | 0 | 742426.1585 | 476505 | 0 | 0 | 0 | 0 | 1110335.0464 | 2381507.6933 | 0 | 0 | 0 | 0 | 0 | 0 | 0 | 0 | 0 | 0 | 0 | 0 | 0 | 0 | 0 | 0 | 0 | 246512.8382 | 19408.3202 | 0 | 0 | 0 | 0 | 0 | 0 | 0 | 0 | 0 | 0 | 0 | 0 | 0 | 0 | 0 | 0
2016-10-07 19:00 | 0 | 0 | 0 | 0 | 0 | 728820.2727 | 479943 | 0 | 0 | 0 | 0 | 1356847.8846 | 2383872.1277 | 0 | 0 | 0 | 0 | 0 | 0 | 0 | 0 | 0 | 0 | 0 | 0 | 0 | 0 | 0 | 0 | 0 | 246512.8382 | 2364.4345 | 0 | 0 | 0 | 0 | 0 | 0 | 0 | 0 | 0 | 0 | 0 | 0 | 0 | 0 | 0 | 0
2016-10-07 20:00 | 0 | 0 | 0 | 0 | 0 | 731798.1977 | 482069 | 0 | 0 | 0 | 0 | 1490887.4731 | 2499561.737 | 0 | 0 | 0 | 0 | 0 | 0 | 0 | 0 | 0 | 0 | 0 | 0 | 0 | 0 | 0 | 0 | 0 | 134039.5885 | 115689.6092 | 0 | 0 | 0 | 0 | 0 | 0 | 0 | 0 | 0 | 0 | 0 | 0 | 0 | 0 | 0 | 0
2016-10-07 21:00 | 0 | 0 | 0 | 0 | 111883.4696 | 731556.9779 | 481238 | 0 | 0 | 0 | 0 | 1737400.3114 | 2615251.3462 | 0 | 0 | 0 | 0 | 0 | 0 | 0 | 0 | 0 | 0 | 0 | 0 | 0 | 0 | 0 | 0 | 0 | 246512.8382 | 115689.6092 | 0 | 0 | 0 | 0 | 0 | 0 | 0 | 0 | 0 | 0 | 0 | 0 | 0 | 0 | 0 | 0
2016-10-07 22:00 | 0 | 0 | 0 | 0 | 0 | 706616.3215 | 476103 | 0 | 0 | 0 | 0 | 1852224.0237 | 2730940.9554 | 0 | 0 | 0 | 0 | 0 | 0 | 0 | 0 | 0 | 0 | 0 | 0 | 0 | 0 | 0 | 0 | 0 | 114823.7123 | 115689.6092 | 0 | 0 | 0 | 0 | 0 | 0 | 0 | 0 | 0 | 0 | 0 | 0 | 0 | 0 | 0 | 0
2016-10-07 23:00 | 0 | 0 | 0 | 0 | 0 | 541834.3837 | 472386 | 0 | 0 | 0 | 0 | 2037362.0166 | 2615251.3462 | 0 | 0 | 0 | 0 | 0 | 0 | 0 | 0 | 0 | 0 | 0 | 0 | 0 | 0 | 0 | 0 | 0 | 185137.993 | -115689.6092 | 0 | 0 | 0 | 0 | 0 | 0 | 0 | 0 | 0 | 0 | 0 | 0 | 0 | 0 | 0 | 0
2016-10-08 | 0 | 0 | 0 | 0 | 0 | 182135.9783 | 465369 | 0 | 0 | 0 | 0 | 1869818.6042 | 2499561.737 | 0 | 0 | 0 | 0 | 0 | 0 | 0 | 0 | 0 | 0 | 0 | 0 | 0 | 0 | 0 | 0 | 0 | -167543.4125 | -115689.6092 | 0 | 0 | 0 | 0 | 0 | 0 | 0 | 0 | 0 | 0 | 0 | 0 | 0 | 0 | 0 | 0
2016-10-08 01:00 | 0 | 0 | 0 | 0 | 371873.0537 | 1361.2891 | 450868 | 0 | 0 | 0 | 0 | 1676495.3378 | 2615251.3462 | 0 | 0 | 0 | 0 | 0 | 0 | 0 | 0 | 0 | 0 | 0 | 0 | 0 | 0 | 0 | 0 | 0 | -193323.2664 | 115689.6092 | 0 | 0 | 0 | 0 | 0 | 0 | 0 | 0 | 0 | 0 | 0 | 0 | 0 | 0 | 0 | 0
2016-10-08 02:00 | 0 | 0 | 0 | 0 | 66149.5525 | 0 | 428352 | 0 | 0 | 0 | 0 | 1429982.4995 | 2499561.737 | 0 | 0 | 0 | 0 | 0 | 0 | 0 | 0 | 0 | 0 | 0 | 0 | 0 | 0 | 0 | 0 | 0 | -246512.8382 | -115689.6092 | 0 | 0 | 0 | 0 | 0 | 0 | 0 | 0 | 0 | 0 | 0 | 0 | 0 | 0 | 0 | 0
2016-10-08 03:00 | 0 | 0 | 0 | 0 | 430965.42 | 0 | 407395 | 0 | 0 | 0 | 0 | 1569242.5288 | 2383872.1277 | 0 | 0 | 0 | 0 | 0 | 0 | 0 | 0 | 0 | 0 | 0 | 0 | 0 | 0 | 0 | 0 | 0 | 139260.0293 | -115689.6092 | 0 | 0 | 0 | 0 | 0 | 0 | 0 | 0 | 0 | 0 | 0 | 0 | 0 | 0 | 0 | 0
2016-10-08 04:00 | 0 | 0 | 0 | 0 | 445150.5166 | 0 | 385732 | 0 | 0 | 0 | 0 | 1744350.6546 | 2268182.5185 | 0 | 0 | 0 | 0 | 0 | 0 | 0 | 0 | 0 | 0 | 0 | 0 | 0 | 0 | 0 | 0 | 0 | 175108.1258 | -115689.6092 | 0 | 0 | 0 | 0 | 0 | 0 | 0 | 0 | 0 | 0 | 0 | 0 | 0 | 0 | 0 | 0
2016-10-08 05:00 | 0 | 0 | 0 | 0 | 234135.771 | 0 | 364959 | 0 | 0 | 0 | 0 | 1497837.8163 | 2383872.1277 | 0 | 0 | 0 | 0 | 0 | 0 | 0 | 0 | 0 | 0 | 0 | 0 | 0 | 0 | 0 | 0 | 0 | -246512.8382 | 115689.6092 | 0 | 0 | 0 | 0 | 0 | 0 | 0 | 0 | 0 | 0 | 0 | 0 | 0 | 0 | 0 | 0
2016-10-08 06:00 | 0 | 0 | 0 | 0 | 436047.9772 | 0 | 350104 | 0 | 0 | 0 | 0 | 1668677.6874 | 2268182.5185 | 0 | 0 | 0 | 0 | 0 | 0 | 0 | 30793.7153 | 0 | 0 | 0 | 0 | 0 | 0 | 0 | 0 | 0 | 170839.8711 | -115689.6092 | 0 | 0 | 0 | 0 | 0 | 0 | 0 | 0 | 0 | 30793.7153 | 0 | 0 | 0 | 0 | 0 | 0
2016-10-08 07:00 | 0 | 0 | 0 | 0 | 0 | 0 | 339014 | 0 | 0 | 0 | 0 | 1422164.8492 | 2206475.0721 | 0 | 0 | 0 | 0 | 0 | 0 | 0 | 0 | 0 | 0 | 0 | 0 | 0 | 0 | 0 | 0 | 0 | -246512.8382 | -61707.4464 | 0 | 0 | 0 | 0 | 0 | 0 | 0 | 0 | 0 | -30793.7153 | 0 | 0 | 0 | 0 | 0 | 0
2016-10-08 08:00 | 0 | 0 | 0 | 0 | 410784.0834 | 0 | 332471 | 0 | 0 | 0 | 0 | 1384788.3233 | 2322164.6813 | 0 | 0 | 0 | 0 | 0 | 0 | 0 | 0 | 0 | 0 | 0 | 0 | 0 | 0 | 0 | 0 | 0 | -37376.5259 | 115689.6092 | 0 | 0 | 0 | 0 | 0 | 0 | 0 | 0 | 0 | 0 | 0 | 0 | 0 | 0 | 0 | 0
2016-10-08 09:00 | 0 | 0 | 0 | 0 | 0 | 0 | 331938 | 0 | 0 | 0 | 0 | 1168539.9325 | 2206475.0721 | 0 | 0 | 0 | 0 | 0 | 0 | 0 | 0 | 0 | 0 | 0 | 0 | 0 | 0 | 0 | 0 | 0 | -216248.3908 | -115689.6092 | 0 | 0 | 0 | 0 | 0 | 0 | 0 | 0 | 0 | 0 | 0 | 0 | 0 | 0 | 0 | 0
2016-10-08 10:00 | 0 | 0 | 0 | 0 | 365521.8809 | 0 | 338002 | 0 | 0 | 0 | 0 | 1311749.4227 | 2090785.4628 | 0 | 0 | 0 | 0 | 0 | 0 | 0 | 0 | 0 | 0 | 0 | 0 | 0 | 0 | 0 | 0 | 0 | 143209.4901 | -115689.6092 | 0 | 0 | 0 | 0 | 0 | 0 | 0 | 0 | 0 | 0 | 0 | 0 | 0 | 0 | 0 | 0
2016-10-08 11:00 | 0 | 0 | 0 | 0 | 0 | 0 | 348329 | 0 | 0 | 0 | 0 | 1079110.0319 | 1975095.8536 | 0 | 0 | 0 | 0 | 0 | 0 | 0 | 0 | 0 | 0 | 0 | 0 | 0 | 0 | 0 | 0 | 0 | -232639.3908 | -115689.6092 | 0 | 0 | 0 | 0 | 0 | 0 | 0 | 0 | 0 | 0 | 0 | 0 | 0 | 0 | 0 | 0
2016-10-08 12:00 | 0 | 0 | 0 | 0 | 328565.418 | 0 | 361100 | 0 | 0 | 0 | 0 | 925100.4375 | 2090785.4628 | 0 | 0 | 0 | 0 | 0 | 0 | 0 | 5785.4032 | 0 | 0 | 0 | 0 | 0 | 0 | 0 | 0 | 0 | -154009.5944 | 115689.6092 | 0 | 0 | 0 | 0 | 0 | 0 | 0 | 0 | 0 | 5785.4032 | 0 | 0 | 0 | 0 | 0 | 0
2016-10-08 13:00 | 0 | 0 | 0 | 0 | 235237.881 | 12048.5421 | 379211 | 0 | 0 | 0 | 0 | 878071.7546 | 1975095.8536 | 0 | 0 | 0 | 0 | 0 | 0 | 0 | 36579.1185 | 0 | 0 | 0 | 0 | 0 | 0 | 0 | 0 | 0 | -47028.683 | -115689.6092 | 0 | 0 | 0 | 0 | 0 | 0 | 0 | 0 | 0 | 30793.7153 | 0 | 0 | 0 | 0 | 0 | 0
2016-10-08 14:00 | 0 | 0 | 0 | 0 | 0 | 240248.348 | 394483 | 0 | 0 | 0 | 0 | 638941.2087 | 2090785.4628 | 0 | 0 | 0 | 0 | 0 | 0 | 0 | 5785.4032 | 0 | 0 | 0 | 0 | 0 | 0 | 0 | 0 | 0 | -239130.5459 | 115689.6092 | 0 | 0 | 0 | 0 | 0 | 0 | 0 | 0 | 0 | -30793.7153 | 0 | 0 | 0 | 0 | 0 | 0
2016-10-08 15:00 | 0 | 0 | 0 | 0 | 0 | 529234.9725 | 406622 | 0 | 0 | 0 | 0 | 651649.9752 | 2206475.0721 | 0 | 0 | 0 | 0 | 0 | 0 | 0 | 0 | 0 | 0 | 0 | 0 | 0 | 0 | 0 | 0 | 0 | 12708.7665 | 115689.6092 | 0 | 0 | 0 | 0 | 0 | 0 | 0 | 0 | 0 | -5785.4032 | 0 | 0 | 0 | 0 | 0 | 0
2016-10-08 16:00 | 0 | 0 | 0 | 0 | 0 | 630441.8876 | 415739 | 0 | 0 | 0 | 0 | 898162.8134 | 2143871.4061 | 0 | 0 | 0 | 0 | 0 | 0 | 0 | 30793.7153 | 0 | 0 | 0 | 0 | 0 | 0 | 0 | 0 | 0 | 246512.8382 | -62603.6659 | 0 | 0 | 0 | 0 | 0 | 0 | 0 | 0 | 0 | 30793.7153 | 0 | 0 | 0 | 0 | 0 | 0
2016-10-08 17:00 | 0 | 0 | 0 | 0 | 0 | 637584.3044 | 421708 | 0 | 0 | 0 | 0 | 992564.1054 | 2259561.0154 | 0 | 0 | 0 | 0 | 0 | 0 | 0 | 36579.1185 | 0 | 0 | 0 | 0 | 0 | 0 | 0 | 0 | 0 | 94401.292 | 115689.6092 | 0 | 0 | 0 | 0 | 0 | 0 | 0 | 0 | 0 | 5785.4032 | 0 | 0 | 0 | 0 | 0 | 0
2016-10-08 18:00 | 0 | 0 | 0 | 0 | 123261.5016 | 619439.1274 | 426659 | 0 | 0 | 0 | 0 | 1239076.9436 | 2359883.5214 | 0 | 0 | 0 | 0 | 0 | 0 | 0 | 5785.4032 | 0 | 0 | 0 | 0 | 0 | 0 | 0 | 0 | 0 | 246512.8382 | 100322.506 | 0 | 0 | 0 | 0 | 0 | 0 | 0 | 0 | 0 | -30793.7153 | 0 | 0 | 0 | 0 | 0 | 0
2016-10-08 19:00 | 0 | 0 | 0 | 0 | 112866.4864 | 599947.9022 | 431968 | 0 | 0 | 0 | 0 | 1485589.7819 | 2363423.3564 | 0 | 0 | 0 | 0 | 0 | 0 | 0 | 36579.1185 | 0 | 0 | 0 | 0 | 0 | 0 | 0 | 0 | 0 | 246512.8382 | 3539.835 | 0 | 0 | 0 | 0 | 0 | 0 | 0 | 0 | 0 | 30793.7153 | 0 | 0 | 0 | 0 | 0 | 0
2016-10-08 20:00 | 0 | 0 | 0 | 0 | 0 | 585686.8662 | 436274 | 0 | 0 | 0 | 0 | 1732102.6201 | 2297117.0998 | 0 | 0 | 0 | 0 | 0 | 0 | 0 | 5785.4032 | 0 | 0 | 0 | 0 | 0 | 0 | 0 | 0 | 0 | 246512.8382 | -66306.2567 | 0 | 0 | 0 | 0 | 0 | 0 | 0 | 0 | 0 | -30793.7153 | 0 | 0 | 0 | 0 | 0 | 0
2016-10-08 21:00 | 0 | 0 | 0 | 0 | 101312.8337 | 557182.4472 | 439383 | 0 | 0 | 0 | 0 | 1810516.9796 | 2412806.709 | 0 | 0 | 0 | 0 | 0 | 0 | 0 | 30793.7153 | 0 | 0 | 0 | 0 | 0 | 0 | 0 | 0 | 0 | 78414.3595 | 115689.6092 | 0 | 0 | 0 | 0 | 0 | 0 | 0 | 0 | 0 | 25008.3122 | 0 | 0 | 0 | 0 | 0 | 0
2016-10-08 22:00 | 0 | 0 | 0 | 0 | 0 | 515525.8105 | 439069 | 0 | 0 | 0 | 0 | 2033457.1146 | 2297117.0998 | 0 | 0 | 0 | 0 | 0 | 0 | 0 | 0 | 0 | 0 | 0 | 0 | 0 | 0 | 0 | 0 | 0 | 222940.1351 | -115689.6092 | 0 | 0 | 0 | 0 | 0 | 0 | 0 | 0 | 0 | -30793.7153 | 0 | 0 | 0 | 0 | 0 | 0
2016-10-08 23:00 | 0 | 0 | 0 | 0 | 0 | 403967.5284 | 435365 | 0 | 0 | 0 | 0 | 2117749.2523 | 2181427.4905 | 0 | 0 | 0 | 0 | 0 | 0 | 0 | 0 | 0 | 0 | 0 | 0 | 0 | 0 | 0 | 0 | 0 | 84292.1377 | -115689.6092 | 0 | 0 | 0 | 0 | 0 | 0 | 0 | 0 | 0 | 0 | 0 | 0 | 0 | 0 | 0 | 0
2016-10-09 | 0 | 0 | 0 | 0 | 0 | 173922.4439 | 432182 | 0 | 0 | 0 | 0 | 1871236.4141 | 2169680.7726 | 0 | 0 | 0 | 0 | 0 | 0 | 0 | 0 | 0 | 0 | 0 | 0 | 0 | 0 | 0 | 0 | 0 | -246512.8382 | -11746.7179 | 0 | 0 | 0 | 0 | 0 | 0 | 0 | 0 | 0 | 0 | 0 | 0 | 0 | 0 | 0 | 0
2016-10-09 01:00 | 0 | 0 | 0 | 0 | 452321.9058 | 2064.4313 | 422059 | 0 | 0 | 0 | 0 | 2019253.3604 | 2053991.1634 | 0 | 0 | 0 | 0 | 0 | 0 | 0 | 0 | 0 | 0 | 0 | 0 | 0 | 0 | 0 | 0 | 0 | 148016.9463 | -115689.6092 | 0 | 0 | 0 | 0 | 0 | 0 | 0 | 0 | 0 | 0 | 0 | 0 | 0 | 0 | 0 | 0
2016-10-09 02:00 | 0 | 0 | 0 | 0 | 40049.5525 | 0 | 402252 | 0 | 0 | 0 | 0 | 1772740.5222 | 1938301.5542 | 0 | 0 | 0 | 0 | 0 | 0 | 0 | 0 | 0 | 0 | 0 | 0 | 0 | 0 | 0 | 0 | 0 | -246512.8382 | -115689.6092 | 0 | 0 | 0 | 0 | 0 | 0 | 0 | 0 | 0 | 0 | 0 | 0 | 0 | 0 | 0 | 0
2016-10-09 03:00 | 0 | 0 | 0 | 0 | 17867.5525 | 0 | 380070 | 0 | 0 | 0 | 0 | 1526227.6839 | 1822611.945 | 0 | 0 | 0 | 0 | 0 | 0 | 0 | 0 | 0 | 0 | 0 | 0 | 0 | 0 | 0 | 0 | 0 | -246512.8382 | -115689.6092 | 0 | 0 | 0 | 0 | 0 | 0 | 0 | 0 | 0 | 0 | 0 | 0 | 0 | 0 | 0 | 0
2016-10-09 04:00 | 0 | 0 | 0 | 0 | 464281.1446 | 0 | 362415 | 0 | 0 | 0 | 0 | 1512404.2193 | 1938301.5542 | 0 | 0 | 0 | 0 | 0 | 0 | 0 | 0 | 0 | 0 | 0 | 0 | 0 | 0 | 0 | 0 | 0 | -13823.4646 | 115689.6092 | 0 | 0 | 0 | 0 | 0 | 0 | 0 | 0 | 0 | 0 | 0 | 0 | 0 | 0 | 0 | 0
2016-10-09 05:00 | 0 | 0 | 0 | 0 | 0 | 0 | 344211 | 0 | 0 | 0 | 0 | 1265891.3811 | 1840603.3924 | 0 | 0 | 0 | 0 | 0 | 0 | 0 | 0 | 0 | 0 | 0 | 0 | 0 | 0 | 0 | 0 | 0 | -246512.8382 | -97698.1618 | 0 | 0 | 0 | 0 | 0 | 0 | 0 | 0 | 0 | 0 | 0 | 0 | 0 | 0 | 0 | 0
2016-10-09 06:00 | 0 | 0 | 0 | 0 | 0 | 0 | 329703 | 0 | 0 | 0 | 0 | 1051877.9903 | 1724913.7832 | 0 | 0 | 0 | 0 | 0 | 0 | 0 | 0 | 0 | 0 | 0 | 0 | 0 | 0 | 0 | 0 | 0 | -214013.3908 | -115689.6092 | 0 | 0 | 0 | 0 | 0 | 0 | 0 | 0 | 0 | 0 | 0 | 0 | 0 | 0 | 0 | 0
2016-10-09 07:00 | 0 | 0 | 0 | 0 | 460855.8468 | 0 | 320457 | 0 | 0 | 0 | 0 | 1076587.2279 | 1840603.3924 | 0 | 0 | 0 | 0 | 0 | 0 | 0 | 0 | 0 | 0 | 0 | 0 | 0 | 0 | 0 | 0 | 0 | 24709.2376 | 115689.6092 | 0 | 0 | 0 | 0 | 0 | 0 | 0 | 0 | 0 | 0 | 0 | 0 | 0 | 0 | 0 | 0
2016-10-09 08:00 | 0 | 0 | 0 | 0 | 0 | 0 | 314804 | 0 | 0 | 0 | 0 | 830074.3897 | 1772312.2307 | 0 | 0 | 0 | 0 | 0 | 0 | 0 | 0 | 0 | 0 | 0 | 0 | 0 | 0 | 0 | 0 | 0 | -246512.8382 | -68291.1618 | 0 | 0 | 0 | 0 | 0 | 0 | 0 | 0 | 0 | 0 | 0 | 0 | 0 | 0 | 0 | 0
2016-10-09 09:00 | 0 | 0 | 0 | 0 | 434032.3534 | 0 | 313504 | 0 | 0 | 0 | 0 | 1066292.3523 | 1656622.6214 | 0 | 0 | 0 | 0 | 0 | 0 | 0 | 0 | 0 | 0 | 0 | 0 | 0 | 0 | 0 | 0 | 0 | 236217.9626 | -115689.6092 | 0 | 0 | 0 | 0 | 0 | 0 | 0 | 0 | 0 | 0 | 0 | 0 | 0 | 0 | 0 | 0
2016-10-09 10:00 | 0 | 0 | 0 | 0 | 423793.0144 | 0 | 316333 | 0 | 0 | 0 | 0 | 1058062.7575 | 1772312.2307 | 0 | 0 | 0 | 0 | 0 | 0 | 0 | 0 | 0 | 0 | 0 | 0 | 0 | 0 | 0 | 0 | 0 | -8229.5948 | 115689.6092 | 0 | 0 | 0 | 0 | 0 | 0 | 0 | 0 | 0 | 0 | 0 | 0 | 0 | 0 | 0 | 0
2016-10-09 11:00 | 0 | 0 | 0 | 0 | 0 | 0 | 323004 | 0 | 0 | 0 | 0 | 811549.9192 | 1695821.0689 | 0 | 0 | 0 | 0 | 0 | 0 | 0 | 0 | 0 | 0 | 0 | 0 | 0 | 0 | 0 | 0 | 0 | -246512.8382 | -76491.1618 | 0 | 0 | 0 | 0 | 0 | 0 | 0 | 0 | 0 | 0 | 0 | 0 | 0 | 0 | 0 | 0
2016-10-09 12:00 | 0 | 0 | 0 | 0 | 0 | 0 | 334487 | 0 | 0 | 0 | 0 | 592752.5284 | 1580131.4597 | 0 | 0 | 0 | 0 | 0 | 0 | 0 | 0 | 0 | 0 | 0 | 0 | 0 | 0 | 0 | 0 | 0 | -218797.3908 | -115689.6092 | 0 | 0 | 0 | 0 | 0 | 0 | 0 | 0 | 0 | 0 | 0 | 0 | 0 | 0 | 0 | 0
2016-10-09 13:00 | 0 | 0 | 0 | 0 | 359009.206 | 10065.5646 | 350536 | 0 | 0 | 0 | 0 | 726980.9082 | 1464441.8504 | 0 | 0 | 0 | 0 | 0 | 0 | 0 | 0 | 0 | 0 | 0 | 0 | 0 | 0 | 0 | 0 | 0 | 134228.3798 | -115689.6092 | 0 | 0 | 0 | 0 | 0 | 0 | 0 | 0 | 0 | 0 | 0 | 0 | 0 | 0 | 0 | 0
2016-10-09 14:00 | 0 | 0 | 0 | 0 | 0 | 255445.2052 | 363656 | 0 | 0 | 0 | 0 | 503080.5042 | 1580131.4597 | 0 | 0 | 0 | 0 | 0 | 0 | 0 | 0 | 0 | 0 | 0 | 0 | 0 | 0 | 0 | 0 | 0 | -223900.404 | 115689.6092 | 0 | 0 | 0 | 0 | 0 | 0 | 0 | 0 | 0 | 0 | 0 | 0 | 0 | 0 | 0 | 0
2016-10-09 15:00 | 0 | 0 | 0 | 0 | 0 | 590820.9865 | 374100 | 0 | 0 | 0 | 0 | 749593.3425 | 1550339.6079 | 0 | 0 | 0 | 0 | 0 | 0 | 0 | 0 | 0 | 0 | 0 | 0 | 0 | 0 | 0 | 0 | 0 | 246512.8382 | -29791.8518 | 0 | 0 | 0 | 0 | 0 | 0 | 0 | 0 | 0 | 0 | 0 | 0 | 0 | 0 | 0 | 0
2016-10-09 16:00 | 0 | 0 | 0 | 0 | 57156.5736 | 688975.8739 | 383930 | 0 | 0 | 0 | 0 | 996106.1807 | 1666029.2171 | 0 | 0 | 0 | 0 | 0 | 0 | 0 | 0 | 0 | 0 | 0 | 0 | 0 | 0 | 0 | 0 | 0 | 246512.8382 | 115689.6092 | 0 | 0 | 0 | 0 | 0 | 0 | 0 | 0 | 0 | 0 | 0 | 0 | 0 | 0 | 0 | 0
2016-10-09 17:00 | 0 | 0 | 0 | 0 | 0 | 683778.0451 | 392899 | 0 | 0 | 0 | 0 | 1171295.6165 | 1781718.8264 | 0 | 0 | 0 | 0 | 0 | 0 | 0 | 0 | 0 | 0 | 0 | 0 | 0 | 0 | 0 | 0 | 0 | 175189.4359 | 115689.6092 | 0 | 0 | 0 | 0 | 0 | 0 | 0 | 0 | 0 | 0 | 0 | 0 | 0 | 0 | 0 | 0
2016-10-09 18:00 | 0 | 0 | 0 | 0 | 0 | 660585.9242 | 400269 | 0 | 0 | 0 | 0 | 1417808.4548 | 1795522.9124 | 0 | 0 | 0 | 0 | 0 | 0 | 0 | 0 | 0 | 0 | 0 | 0 | 0 | 0 | 0 | 0 | 0 | 246512.8382 | 13804.086 | 0 | 0 | 0 | 0 | 0 | 0 | 0 | 0 | 0 | 0 | 0 | 0 | 0 | 0 | 0 | 0
2016-10-09 19:00 | 0 | 0 | 0 | 0 | 0 | 638901.1853 | 408188 | 0 | 0 | 0 | 0 | 1532832.0308 | 1911212.5216 | 0 | 0 | 0 | 0 | 0 | 0 | 0 | 0 | 0 | 0 | 0 | 0 | 0 | 0 | 0 | 0 | 0 | 115023.576 | 115689.6092 | 0 | 0 | 0 | 0 | 0 | 0 | 0 | 0 | 0 | 0 | 0 | 0 | 0 | 0 | 0 | 0
2016-10-09 20:00 | 0 | 0 | 0 | 0 | 0 | 625201.8304 | 416624 | 0 | 0 | 0 | 0 | 1779344.8691 | 1873277.5138 | 0 | 0 | 0 | 0 | 0 | 0 | 0 | 0 | 0 | 0 | 0 | 0 | 0 | 0 | 0 | 0 | 0 | 246512.8382 | -37935.0079 | 0 | 0 | 0 | 0 | 0 | 0 | 0 | 0 | 0 | 0 | 0 | 0 | 0 | 0 | 0 | 0
2016-10-09 21:00 | 0 | 0 | 0 | 0 | 0 | 610496.3926 | 423858 | 0 | 0 | 0 | 0 | 1850293.6524 | 1988967.123 | 0 | 0 | 0 | 0 | 0 | 0 | 0 | 0 | 0 | 0 | 0 | 0 | 0 | 0 | 0 | 0 | 0 | 70948.7834 | 115689.6092 | 0 | 0 | 0 | 0 | 0 | 0 | 0 | 0 | 0 | 0 | 0 | 0 | 0 | 0 | 0 | 0
2016-10-09 22:00 | 0 | 0 | 0 | 0 | 205854.0765 | 583532.371 | 427184 | 0 | 0 | 0 | 0 | 2096806.4907 | 2104656.7322 | 0 | 0 | 0 | 0 | 0 | 0 | 0 | 0 | 0 | 0 | 0 | 0 | 0 | 0 | 0 | 0 | 0 | 246512.8382 | 115689.6092 | 0 | 0 | 0 | 0 | 0 | 0 | 0 | 0 | 0 | 0 | 0 | 0 | 0 | 0 | 0 | 0
2016-10-09 23:00 | 0 | 0 | 0 | 0 | 0 | 477554.4012 | 433837 | 0 | 0 | 0 | 0 | 2024834.2827 | 2220346.3414 | 0 | 0 | 0 | 0 | 0 | 0 | 0 | 0 | 0 | 0 | 0 | 0 | 0 | 0 | 0 | 0 | 0 | -71972.208 | 115689.6092 | 0 | 0 | 0 | 0 | 0 | 0 | 0 | 0 | 0 | 0 | 0 | 0 | 0 | 0 | 0 | 0
2016-10-10 | 0 | 0 | 0 | 0 | 0 | 193764.124 | 435426 | 0 | 0 | 0 | 0 | 1778321.4444 | 2225197.3037 | 0 | 0 | 0 | 0 | 0 | 0 | 0 | 0 | 0 | 0 | 0 | 0 | 0 | 0 | 0 | 0 | 0 | -246512.8382 | 4850.9622 | 0 | 0 | 0 | 0 | 0 | 0 | 0 | 0 | 0 | 0 | 0 | 0 | 0 | 0 | 0 | 0
2016-10-10 01:00 | 0 | 0 | 0 | 0 | 56586.8947 | 991.6578 | 419781 | 0 | 0 | 0 | 0 | 1531808.6062 | 2109507.6945 | 0 | 0 | 0 | 0 | 0 | 0 | 0 | 0 | 0 | 0 | 0 | 0 | 0 | 0 | 0 | 0 | 0 | -246512.8382 | -115689.6092 | 0 | 0 | 0 | 0 | 0 | 0 | 0 | 0 | 0 | 0 | 0 | 0 | 0 | 0 | 0 | 0
2016-10-10 02:00 | 0 | 0 | 0 | 0 | 700082.0454 | 0 | 401543 | 0 | 0 | 0 | 0 | 1778321.4444 | 2161533.9016 | 0 | 0 | 0 | 0 | 0 | 0 | 0 | 0 | 0 | 0 | 0 | 0 | 0 | 0 | 0 | 0 | 0 | 246512.8382 | 52026.2072 | 0 | 0 | 0 | 0 | 0 | 0 | 0 | 0 | 0 | 0 | 0 | 0 | 0 | 0 | 0 | 0
2016-10-10 03:00 | 0 | 0 | 0 | 0 | 19053.5525 | 0 | 381256 | 0 | 0 | 0 | 0 | 1531808.6062 | 2045844.2924 | 0 | 0 | 0 | 0 | 0 | 0 | 0 | 0 | 0 | 0 | 0 | 0 | 0 | 0 | 0 | 0 | 0 | -246512.8382 | -115689.6092 | 0 | 0 | 0 | 0 | 0 | 0 | 0 | 0 | 0 | 0 | 0 | 0 | 0 | 0 | 0 | 0
2016-10-10 04:00 | 0 | 0 | 0 | 0 | 0 | 0 | 358189 | 0 | 0 | 0 | 0 | 1285295.7679 | 1934168.1306 | 0 | 0 | 0 | 0 | 0 | 0 | 0 | 0 | 0 | 0 | 0 | 0 | 0 | 0 | 0 | 0 | 0 | -246512.8382 | -111676.1618 | 0 | 0 | 0 | 0 | 0 | 0 | 0 | 0 | 0 | 0 | 0 | 0 | 0 | 0 | 0 | 0
2016-10-10 05:00 | 0 | 0 | 0 | 0 | 209439.771 | 0 | 340263 | 0 | 0 | 0 | 0 | 1038782.9297 | 2049857.7399 | 0 | 0 | 0 | 0 | 0 | 0 | 0 | 0 | 0 | 0 | 0 | 0 | 0 | 0 | 0 | 0 | 0 | -246512.8382 | 115689.6092 | 0 | 0 | 0 | 0 | 0 | 0 | 0 | 0 | 0 | 0 | 0 | 0 | 0 | 0 | 0 | 0
2016-10-10 06:00 | 0 | 0 | 0 | 0 | 458700.229 | 0 | 327877 | 0 | 0 | 0 | 0 | 1285295.7679 | 1934168.1306 | 0 | 0 | 0 | 0 | 0 | 0 | 0 | 0 | 0 | 0 | 0 | 0 | 0 | 0 | 0 | 0 | 0 | 246512.8382 | -115689.6092 | 0 | 0 | 0 | 0 | 0 | 0 | 0 | 0 | 0 | 0 | 0 | 0 | 0 | 0 | 0 | 0
2016-10-10 07:00 | 0 | 0 | 0 | 0 | 0 | 0 | 320921 | 0 | 0 | 0 | 0 | 1038782.9297 | 1859759.9689 | 0 | 0 | 0 | 0 | 0 | 0 | 0 | 0 | 0 | 0 | 0 | 0 | 0 | 0 | 0 | 0 | 0 | -246512.8382 | -74408.1618 | 0 | 0 | 0 | 0 | 0 | 0 | 0 | 0 | 0 | 0 | 0 | 0 | 0 | 0 | 0 | 0
2016-10-10 08:00 | 0 | 0 | 0 | 0 | 0 | 0 | 320475 | 0 | 0 | 0 | 0 | 792270.0915 | 1785797.8071 | 0 | 0 | 0 | 0 | 0 | 0 | 0 | 0 | 0 | 0 | 0 | 0 | 0 | 0 | 0 | 0 | 0 | -246512.8382 | -73962.1618 | 0 | 0 | 0 | 0 | 0 | 0 | 0 | 0 | 0 | 0 | 0 | 0 | 0 | 0 | 0 | 0
2016-10-10 09:00 | 0 | 0 | 0 | 0 | 576780.9673 | 0 | 328559 | 0 | 0 | 0 | 0 | 1038782.9297 | 1787506.9362 | 0 | 0 | 0 | 0 | 0 | 0 | 0 | 0 | 0 | 0 | 0 | 0 | 0 | 0 | 0 | 0 | 0 | 246512.8382 | 1709.1291 | 0 | 0 | 0 | 0 | 0 | 0 | 0 | 0 | 0 | 0 | 0 | 0 | 0 | 0 | 0 | 0
2016-10-10 10:00 | 0 | 0 | 0 | 0 | 0 | 0 | 350200 | 0 | 0 | 0 | 0 | 792270.0915 | 1683819.7744 | 0 | 0 | 0 | 0 | 0 | 0 | 0 | 0 | 0 | 0 | 0 | 0 | 0 | 0 | 0 | 0 | 0 | -246512.8382 | -103687.1618 | 0 | 0 | 0 | 0 | 0 | 0 | 0 | 0 | 0 | 0 | 0 | 0 | 0 | 0 | 0 | 0
2016-10-10 11:00 | 0 | 0 | 0 | 0 | 243906.771 | 0 | 374730 | 0 | 0 | 0 | 0 | 545757.2532 | 1799509.3837 | 0 | 0 | 0 | 0 | 0 | 0 | 0 | 0 | 0 | 0 | 0 | 0 | 0 | 0 | 0 | 0 | 0 | -246512.8382 | 115689.6092 | 0 | 0 | 0 | 0 | 0 | 0 | 0 | 0 | 0 | 0 | 0 | 0 | 0 | 0 | 0 | 0
2016-10-10 12:00 | 0 | 0 | 0 | 0 | 503262.0764 | 0 | 390068 | 0 | 0 | 0 | 0 | 757558.479 | 1683819.7744 | 0 | 0 | 0 | 0 | 0 | 0 | 0 | 17082.4598 | 0 | 0 | 0 | 0 | 0 | 0 | 0 | 0 | 0 | 211801.2258 | -115689.6092 | 0 | 0 | 0 | 0 | 0 | 0 | 0 | 0 | 0 | 17082.4598 | 0 | 0 | 0 | 0 | 0 | 0
2016-10-10 13:00 | 0 | 0 | 0 | 0 | 0 | 24374.0927 | 403659 | 0 | 0 | 0 | 0 | 511045.6408 | 1568130.1652 | 0 | 0 | 0 | 0 | 0 | 0 | 0 | 0 | 0 | 0 | 0 | 0 | 0 | 0 | 0 | 0 | 0 | -246512.8382 | -115689.6092 | 0 | 0 | 0 | 0 | 0 | 0 | 0 | 0 | 0 | -17082.4598 | 0 | 0 | 0 | 0 | 0 | 0
2016-10-10 14:00 | 0 | 0 | 0 | 0 | 0 | 368466.9092 | 414344 | 0 | 0 | 0 | 0 | 349478.9408 | 1683819.7744 | 0 | 0 | 0 | 0 | 0 | 0 | 0 | 0 | 0 | 0 | 0 | 0 | 0 | 0 | 0 | 0 | 0 | -161566.7 | 115689.6092 | 0 | 0 | 0 | 0 | 0 | 0 | 0 | 0 | 0 | 0 | 0 | 0 | 0 | 0 | 0 | 0
2016-10-10 15:00 | 0 | 0 | 0 | 0 | 137292.0511 | 647584.3964 | 422674 | 0 | 0 | 0 | 0 | 595991.779 | 1799509.3837 | 0 | 0 | 0 | 0 | 0 | 0 | 0 | 0 | 0 | 0 | 0 | 0 | 0 | 0 | 0 | 0 | 0 | 246512.8382 | 115689.6092 | 0 | 0 | 0 | 0 | 0 | 0 | 0 | 0 | 0 | 0 | 0 | 0 | 0 | 0 | 0 | 0
2016-10-10 16:00 | 0 | 0 | 0 | 0 | 0 | 721067.0195 | 429540 | 0 | 0 | 0 | 0 | 771829.1893 | 1915198.9929 | 0 | 0 | 0 | 0 | 0 | 0 | 0 | 0 | 0 | 0 | 0 | 0 | 0 | 0 | 0 | 0 | 0 | 175837.4103 | 115689.6092 | 0 | 0 | 0 | 0 | 0 | 0 | 0 | 0 | 0 | 0 | 0 | 0 | 0 | 0 | 0 | 0
2016-10-10 17:00 | 0 | 0 | 0 | 0 | 0 | 713686.8596 | 436521 | 0 | 0 | 0 | 0 | 1018342.0276 | 1945852.0142 | 0 | 0 | 0 | 0 | 0 | 0 | 0 | 0 | 0 | 0 | 0 | 0 | 0 | 0 | 0 | 0 | 0 | 246512.8382 | 30653.0213 | 0 | 0 | 0 | 0 | 0 | 0 | 0 | 0 | 0 | 0 | 0 | 0 | 0 | 0 | 0 | 0
2016-10-10 18:00 | 0 | 0 | 0 | 0 | 0 | 695579.6815 | 443254 | 0 | 0 | 0 | 0 | 1264854.8658 | 1951664.8575 | 0 | 0 | 0 | 0 | 0 | 0 | 0 | 0 | 0 | 0 | 0 | 0 | 0 | 0 | 0 | 0 | 0 | 246512.8382 | 5812.8433 | 0 | 0 | 0 | 0 | 0 | 0 | 0 | 0 | 0 | 0 | 0 | 0 | 0 | 0 | 0 | 0
2016-10-10 19:00 | 0 | 0 | 0 | 0 | 0 | 681896.8129 | 449624 | 0 | 0 | 0 | 0 | 1381438.0695 | 2067354.4667 | 0 | 0 | 0 | 0 | 0 | 0 | 0 | 0 | 0 | 0 | 0 | 0 | 0 | 0 | 0 | 0 | 0 | 116583.2037 | 115689.6092 | 0 | 0 | 0 | 0 | 0 | 0 | 0 | 0 | 0 | 0 | 0 | 0 | 0 | 0 | 0 | 0
2016-10-10 20:00 | 0 | 0 | 0 | 0 | 134723.6602 | 683754.7873 | 456276 | 0 | 0 | 0 | 0 | 1627950.9077 | 2183044.076 | 0 | 0 | 0 | 0 | 0 | 0 | 0 | 0 | 0 | 0 | 0 | 0 | 0 | 0 | 0 | 0 | 0 | 246512.8382 | 115689.6092 | 0 | 0 | 0 | 0 | 0 | 0 | 0 | 0 | 0 | 0 | 0 | 0 | 0 | 0 | 0 | 0
2016-10-10 21:00 | 0 | 0 | 0 | 0 | 0 | 683210.9722 | 461341 | 0 | 0 | 0 | 0 | 1734131.2707 | 2298733.6852 | 0 | 0 | 0 | 0 | 0 | 0 | 0 | 0 | 0 | 0 | 0 | 0 | 0 | 0 | 0 | 0 | 0 | 106180.3629 | 115689.6092 | 0 | 0 | 0 | 0 | 0 | 0 | 0 | 0 | 0 | 0 | 0 | 0 | 0 | 0 | 0 | 0
2016-10-10 22:00 | 0 | 0 | 0 | 0 | 0 | 643352.353 | 463319 | 0 | 0 | 0 | 0 | 1980644.1089 | 2232254.1999 | 0 | 0 | 0 | 0 | 0 | 0 | 0 | 0 | 0 | 0 | 0 | 0 | 0 | 0 | 0 | 0 | 0 | 246512.8382 | -66479.4852 | 0 | 0 | 0 | 0 | 0 | 0 | 0 | 0 | 0 | 0 | 0 | 0 | 0 | 0 | 0 | 0
2016-10-10 23:00 | 0 | 0 | 0 | 0 | 0 | 476548.4937 | 469066 | 0 | 0 | 0 | 0 | 1872436.9934 | 2347943.8092 | 0 | 0 | 0 | 0 | 0 | 0 | 0 | 0 | 0 | 0 | 0 | 0 | 0 | 0 | 0 | 0 | 0 | -108207.1156 | 115689.6092 | 0 | 0 | 0 | 0 | 0 | 0 | 0 | 0 | 0 | 0 | 0 | 0 | 0 | 0 | 0 | 0
2016-10-11 | 0 | 0 | 0 | 0 | 0 | 134883.7149 | 465861 | 0 | 0 | 0 | 0 | 1625924.1551 | 2263479.3623 | 0 | 0 | 0 | 0 | 0 | 0 | 0 | 0 | 0 | 0 | 0 | 0 | 0 | 0 | 0 | 0 | 0 | -246512.8382 | -84464.4469 | 0 | 0 | 0 | 0 | 0 | 0 | 0 | 0 | 0 | 0 | 0 | 0 | 0 | 0 | 0 | 0
2016-10-11 01:00 | 0 | 0 | 0 | 0 | 87874.9303 | 659.6222 | 450737 | 0 | 0 | 0 | 0 | 1379411.3169 | 2147789.753 | 0 | 0 | 0 | 0 | 0 | 0 | 0 | 0 | 0 | 0 | 0 | 0 | 0 | 0 | 0 | 0 | 0 | -246512.8382 | -115689.6092 | 0 | 0 | 0 | 0 | 0 | 0 | 0 | 0 | 0 | 0 | 0 | 0 | 0 | 0 | 0 | 0
2016-10-11 02:00 | 0 | 0 | 0 | 0 | 717255.0478 | 0 | 428112 | 0 | 0 | 0 | 0 | 1625924.1551 | 2190419.9626 | 0 | 0 | 0 | 0 | 0 | 0 | 0 | 0 | 0 | 0 | 0 | 0 | 0 | 0 | 0 | 0 | 0 | 246512.8382 | 42630.2096 | 0 | 0 | 0 | 0 | 0 | 0 | 0 | 0 | 0 | 0 | 0 | 0 | 0 | 0 | 0 | 0
2016-10-11 03:00 | 0 | 0 | 0 | 0 | 38466.5525 | 0 | 400669 | 0 | 0 | 0 | 0 | 1379411.3169 | 2074730.3534 | 0 | 0 | 0 | 0 | 0 | 0 | 0 | 0 | 0 | 0 | 0 | 0 | 0 | 0 | 0 | 0 | 0 | -246512.8382 | -115689.6092 | 0 | 0 | 0 | 0 | 0 | 0 | 0 | 0 | 0 | 0 | 0 | 0 | 0 | 0 | 0 | 0
2016-10-11 04:00 | 0 | 0 | 0 | 0 | 13049.5525 | 0 | 375252 | 0 | 0 | 0 | 0 | 1132898.4786 | 1959040.7442 | 0 | 0 | 0 | 0 | 0 | 0 | 0 | 0 | 0 | 0 | 0 | 0 | 0 | 0 | 0 | 0 | 0 | -246512.8382 | -115689.6092 | 0 | 0 | 0 | 0 | 0 | 0 | 0 | 0 | 0 | 0 | 0 | 0 | 0 | 0 | 0 | 0
2016-10-11 05:00 | 0 | 0 | 0 | 0 | 674132.157 | 0 | 357030 | 0 | 0 | 0 | 0 | 1379411.3169 | 2029630.0629 | 0 | 0 | 0 | 0 | 0 | 0 | 0 | 0 | 0 | 0 | 0 | 0 | 0 | 0 | 0 | 0 | 0 | 246512.8382 | 70589.3188 | 0 | 0 | 0 | 0 | 0 | 0 | 0 | 0 | 0 | 0 | 0 | 0 | 0 | 0 | 0 | 0
2016-10-11 06:00 | 0 | 0 | 0 | 0 | 0 | 0 | 343584 | 0 | 0 | 0 | 0 | 1132898.4786 | 1932558.9012 | 0 | 0 | 0 | 0 | 0 | 0 | 0 | 0 | 0 | 0 | 0 | 0 | 0 | 0 | 0 | 0 | 0 | -246512.8382 | -97071.1618 | 0 | 0 | 0 | 0 | 0 | 0 | 0 | 0 | 0 | 0 | 0 | 0 | 0 | 0 | 0 | 0
2016-10-11 07:00 | 0 | 0 | 0 | 0 | 0 | 0 | 336113 | 0 | 0 | 0 | 0 | 886385.6404 | 1842958.7394 | 0 | 0 | 0 | 0 | 0 | 0 | 0 | 0 | 0 | 0 | 0 | 0 | 0 | 0 | 0 | 0 | 0 | -246512.8382 | -89600.1618 | 0 | 0 | 0 | 0 | 0 | 0 | 0 | 0 | 0 | 0 | 0 | 0 | 0 | 0 | 0 | 0
2016-10-11 08:00 | 0 | 0 | 0 | 0 | 562442.9935 | 0 | 334737 | 0 | 0 | 0 | 0 | 998402.0247 | 1958648.3486 | 0 | 0 | 0 | 0 | 0 | 0 | 0 | 0 | 0 | 0 | 0 | 0 | 0 | 0 | 0 | 0 | 0 | 112016.3843 | 115689.6092 | 0 | 0 | 0 | 0 | 0 | 0 | 0 | 0 | 0 | 0 | 0 | 0 | 0 | 0 | 0 | 0
2016-10-11 09:00 | 0 | 0 | 0 | 0 | 0 | 0 | 343866 | 0 | 0 | 0 | 0 | 751889.1865 | 1861295.1869 | 0 | 0 | 0 | 0 | 0 | 0 | 0 | 0 | 0 | 0 | 0 | 0 | 0 | 0 | 0 | 0 | 0 | -246512.8382 | -97353.1618 | 0 | 0 | 0 | 0 | 0 | 0 | 0 | 0 | 0 | 0 | 0 | 0 | 0 | 0 | 0 | 0
2016-10-11 10:00 | 0 | 0 | 0 | 0 | 7711.5525 | 0 | 369914 | 0 | 0 | 0 | 0 | 505376.3482 | 1745605.5776 | 0 | 0 | 0 | 0 | 0 | 0 | 0 | 0 | 0 | 0 | 0 | 0 | 0 | 0 | 0 | 0 | 0 | -246512.8382 | -115689.6092 | 0 | 0 | 0 | 0 | 0 | 0 | 0 | 0 | 0 | 0 | 0 | 0 | 0 | 0 | 0 | 0
2016-10-11 11:00 | 0 | 0 | 0 | 0 | 485875.3619 | 0 | 395969 | 0 | 0 | 0 | 0 | 479593.1009 | 1861295.1869 | 0 | 0 | 0 | 0 | 0 | 0 | 0 | 0 | 0 | 0 | 0 | 0 | 0 | 0 | 0 | 0 | 0 | -25783.2473 | 115689.6092 | 0 | 0 | 0 | 0 | 0 | 0 | 0 | 0 | 0 | 0 | 0 | 0 | 0 | 0 | 0 | 0
2016-10-11 12:00 | 0 | 0 | 0 | 0 | 277094.771 | 0 | 407918 | 0 | 0 | 0 | 0 | 233080.2627 | 1976984.7961 | 0 | 0 | 0 | 0 | 0 | 0 | 0 | 0 | 0 | 0 | 0 | 0 | 0 | 0 | 0 | 0 | 0 | -246512.8382 | 115689.6092 | 0 | 0 | 0 | 0 | 0 | 0 | 0 | 0 | 0 | 0 | 0 | 0 | 0 | 0 | 0 | 0
2016-10-11 13:00 | 0 | 0 | 0 | 0 | 350880.882 | 16126.9327 | 417206 | 0 | 0 | 0 | 0 | 298571.6865 | 1861295.1869 | 0 | 0 | 0 | 0 | 0 | 0 | 0 | 0 | 0 | 0 | 0 | 0 | 0 | 0 | 0 | 0 | 0 | 65491.4239 | -115689.6092 | 0 | 0 | 0 | 0 | 0 | 0 | 0 | 0 | 0 | 0 | 0 | 0 | 0 | 0 | 0 | 0
2016-10-11 14:00 | 0 | 0 | 0 | 0 | 0 | 316302.8766 | 425449 | 0 | 0 | 0 | 0 | 305115.1724 | 1745605.5776 | 0 | 0 | 0 | 0 | 0 | 0 | 0 | 0 | 0 | 0 | 0 | 0 | 0 | 0 | 0 | 0 | 0 | 6543.4858 | -115689.6092 | 0 | 0 | 0 | 0 | 0 | 0 | 0 | 0 | 0 | 0 | 0 | 0 | 0 | 0 | 0 | 0
2016-10-11 15:00 | 0 | 0 | 0 | 0 | 0 | 619271.5745 | 432647 | 0 | 0 | 0 | 0 | 376050.1376 | 1861295.1869 | 0 | 0 | 0 | 0 | 0 | 0 | 0 | 0 | 0 | 0 | 0 | 0 | 0 | 0 | 0 | 0 | 0 | 70934.9652 | 115689.6092 | 0 | 0 | 0 | 0 | 0 | 0 | 0 | 0 | 0 | 0 | 0 | 0 | 0 | 0 | 0 | 0
2016-10-11 16:00 | 0 | 0 | 0 | 0 | 88586.5647 | 713267.8828 | 439652 | 0 | 0 | 0 | 0 | 622562.9759 | 1976984.7961 | 0 | 0 | 0 | 0 | 0 | 0 | 0 | 0 | 0 | 0 | 0 | 0 | 0 | 0 | 0 | 0 | 0 | 246512.8382 | 115689.6092 | 0 | 0 | 0 | 0 | 0 | 0 | 0 | 0 | 0 | 0 | 0 | 0 | 0 | 0 | 0 | 0
2016-10-11 17:00 | 0 | 0 | 0 | 0 | 0 | 713862.6866 | 446392 | 0 | 0 | 0 | 0 | 869075.8141 | 1997942.6444 | 0 | 0 | 0 | 0 | 0 | 0 | 0 | 0 | 0 | 0 | 0 | 0 | 0 | 0 | 0 | 0 | 0 | 246512.8382 | 20957.8483 | 0 | 0 | 0 | 0 | 0 | 0 | 0 | 0 | 0 | 0 | 0 | 0 | 0 | 0 | 0 | 0
2016-10-11 18:00 | 0 | 0 | 0 | 0 | 0 | 696787.1457 | 453427 | 0 | 0 | 0 | 0 | 996746.3505 | 2113632.2537 | 0 | 0 | 0 | 0 | 0 | 0 | 0 | 0 | 0 | 0 | 0 | 0 | 0 | 0 | 0 | 0 | 0 | 127670.5364 | 115689.6092 | 0 | 0 | 0 | 0 | 0 | 0 | 0 | 0 | 0 | 0 | 0 | 0 | 0 | 0 | 0 | 0
2016-10-11 19:00 | 0 | 0 | 0 | 0 | 0 | 685997.5121 | 458453 | 0 | 0 | 0 | 0 | 1243259.1888 | 2094663.9275 | 0 | 0 | 0 | 0 | 0 | 0 | 0 | 0 | 0 | 0 | 0 | 0 | 0 | 0 | 0 | 0 | 0 | 246512.8382 | -18968.3261 | 0 | 0 | 0 | 0 | 0 | 0 | 0 | 0 | 0 | 0 | 0 | 0 | 0 | 0 | 0 | 0
2016-10-11 20:00 | 0 | 0 | 0 | 0 | 0 | 692453.526 | 464133 | 0 | 0 | 0 | 0 | 1355890.1055 | 2210353.5367 | 0 | 0 | 0 | 0 | 0 | 0 | 0 | 0 | 0 | 0 | 0 | 0 | 0 | 0 | 0 | 0 | 0 | 112630.9168 | 115689.6092 | 0 | 0 | 0 | 0 | 0 | 0 | 0 | 0 | 0 | 0 | 0 | 0 | 0 | 0 | 0 | 0
2016-10-11 21:00 | 0 | 0 | 0 | 0 | 0 | 699785.5785 | 468519 | 0 | 0 | 0 | 0 | 1602402.9438 | 2195107.277 | 0 | 0 | 0 | 0 | 0 | 0 | 0 | 0 | 0 | 0 | 0 | 0 | 0 | 0 | 0 | 0 | 0 | 246512.8382 | -15246.2597 | 0 | 0 | 0 | 0 | 0 | 0 | 0 | 0 | 0 | 0 | 0 | 0 | 0 | 0 | 0 | 0
2016-10-11 22:00 | 0 | 0 | 0 | 0 | 0 | 680848.4386 | 469706 | 0 | 0 | 0 | 0 | 1697855.7731 | 2310796.8862 | 0 | 0 | 0 | 0 | 0 | 0 | 0 | 0 | 0 | 0 | 0 | 0 | 0 | 0 | 0 | 0 | 0 | 95452.8294 | 115689.6092 | 0 | 0 | 0 | 0 | 0 | 0 | 0 | 0 | 0 | 0 | 0 | 0 | 0 | 0 | 0 | 0
2016-10-11 23:00 | 0 | 0 | 0 | 0 | 0 | 536450.8441 | 474251 | 0 | 0 | 0 | 0 | 1644366.008 | 2426486.4955 | 0 | 0 | 0 | 0 | 0 | 0 | 0 | 0 | 0 | 0 | 0 | 0 | 0 | 0 | 0 | 0 | 0 | -53489.7651 | 115689.6092 | 0 | 0 | 0 | 0 | 0 | 0 | 0 | 0 | 0 | 0 | 0 | 0 | 0 | 0 | 0 | 0
2016-10-12 | 0 | 0 | 0 | 0 | 419902.4665 | 182169.7625 | 471249 | 0 | 0 | 0 | 0 | 1890878.8462 | 2310796.8862 | 0 | 0 | 0 | 0 | 0 | 0 | 0 | 0 | 0 | 0 | 0 | 0 | 0 | 0 | 0 | 0 | 0 | 246512.8382 | -115689.6092 | 0 | 0 | 0 | 0 | 0 | 0 | 0 | 0 | 0 | 0 | 0 | 0 | 0 | 0 | 0 | 0
2016-10-12 01:00 | 0 | 0 | 0 | 0 | 538037.5101 | 538.6018 | 456932 | 0 | 0 | 0 | 0 | 1856833.3489 | 2426486.4955 | 0 | 0 | 0 | 0 | 0 | 0 | 0 | 0 | 0 | 0 | 0 | 0 | 0 | 0 | 0 | 0 | 0 | -34045.4974 | 115689.6092 | 0 | 0 | 0 | 0 | 0 | 0 | 0 | 0 | 0 | 0 | 0 | 0 | 0 | 0 | 0 | 0
2016-10-12 02:00 | 0 | 0 | 0 | 0 | 71281.5525 | 0 | 433484 | 0 | 0 | 0 | 0 | 1610320.5106 | 2310796.8862 | 0 | 0 | 0 | 0 | 0 | 0 | 0 | 0 | 0 | 0 | 0 | 0 | 0 | 0 | 0 | 0 | 0 | -246512.8382 | -115689.6092 | 0 | 0 | 0 | 0 | 0 | 0 | 0 | 0 | 0 | 0 | 0 | 0 | 0 | 0 | 0 | 0
2016-10-12 03:00 | 0 | 0 | 0 | 0 | 275219.771 | 0 | 406043 | 0 | 0 | 0 | 0 | 1363807.6724 | 2426486.4955 | 0 | 0 | 0 | 0 | 0 | 0 | 0 | 0 | 0 | 0 | 0 | 0 | 0 | 0 | 0 | 0 | 0 | -246512.8382 | 115689.6092 | 0 | 0 | 0 | 0 | 0 | 0 | 0 | 0 | 0 | 0 | 0 | 0 | 0 | 0 | 0 | 0
2016-10-12 04:00 | 0 | 0 | 0 | 0 | 545109.4841 | 0 | 380992 | 0 | 0 | 0 | 0 | 1610320.5106 | 2313297.426 | 0 | 0 | 0 | 0 | 0 | 0 | 0 | 30793.7153 | 0 | 0 | 0 | 0 | 0 | 0 | 0 | 0 | 0 | 246512.8382 | -113189.0694 | 0 | 0 | 0 | 0 | 0 | 0 | 0 | 0 | 0 | 30793.7153 | 0 | 0 | 0 | 0 | 0 | 0
2016-10-12 05:00 | 0 | 0 | 0 | 0 | 0 | 0 | 361760 | 0 | 0 | 0 | 0 | 1363807.6724 | 2228843.9796 | 0 | 0 | 0 | 0 | 0 | 0 | 0 | 0 | 0 | 0 | 0 | 0 | 0 | 0 | 0 | 0 | 0 | -246512.8382 | -84453.4464 | 0 | 0 | 0 | 0 | 0 | 0 | 0 | 0 | 0 | -30793.7153 | 0 | 0 | 0 | 0 | 0 | 0
2016-10-12 06:00 | 0 | 0 | 0 | 0 | 0 | 0 | 348243 | 0 | 0 | 0 | 0 | 1131254.2816 | 2113154.3704 | 0 | 0 | 0 | 0 | 0 | 0 | 0 | 0 | 0 | 0 | 0 | 0 | 0 | 0 | 0 | 0 | 0 | -232553.3908 | -115689.6092 | 0 | 0 | 0 | 0 | 0 | 0 | 0 | 0 | 0 | 0 | 0 | 0 | 0 | 0 | 0 | 0
2016-10-12 07:00 | 0 | 0 | 0 | 0 | 524164.7341 | 0 | 340838 | 0 | 0 | 0 | 0 | 1198891.4065 | 2228843.9796 | 0 | 0 | 0 | 0 | 0 | 0 | 0 | 0 | 0 | 0 | 0 | 0 | 0 | 0 | 0 | 0 | 0 | 67637.1248 | 115689.6092 | 0 | 0 | 0 | 0 | 0 | 0 | 0 | 0 | 0 | 0 | 0 | 0 | 0 | 0 | 0 | 0
2016-10-12 08:00 | 0 | 0 | 0 | 0 | 0 | 0 | 340028 | 0 | 0 | 0 | 0 | 952378.5682 | 2135328.8178 | 0 | 0 | 0 | 0 | 0 | 0 | 0 | 0 | 0 | 0 | 0 | 0 | 0 | 0 | 0 | 0 | 0 | -246512.8382 | -93515.1618 | 0 | 0 | 0 | 0 | 0 | 0 | 0 | 0 | 0 | 0 | 0 | 0 | 0 | 0 | 0 | 0
2016-10-12 09:00 | 0 | 0 | 0 | 0 | 0 | 0 | 348468 | 0 | 0 | 0 | 0 | 719600.1775 | 2019639.2086 | 0 | 0 | 0 | 0 | 0 | 0 | 0 | 0 | 0 | 0 | 0 | 0 | 0 | 0 | 0 | 0 | 0 | -232778.3908 | -115689.6092 | 0 | 0 | 0 | 0 | 0 | 0 | 0 | 0 | 0 | 0 | 0 | 0 | 0 | 0 | 0 | 0
2016-10-12 10:00 | 0 | 0 | 0 | 0 | 509297.2593 | 0 | 373533 | 0 | 0 | 0 | 0 | 966113.0157 | 1908890.6296 | 0 | 0 | 0 | 0 | 0 | 0 | 0 | 0 | 0 | 0 | 0 | 0 | 0 | 0 | 0 | 0 | 0 | 246512.8382 | -110748.579 | 0 | 0 | 0 | 0 | 0 | 0 | 0 | 0 | 0 | 0 | 0 | 0 | 0 | 0 | 0 | 0
2016-10-12 11:00 | 0 | 0 | 0 | 0 | 37364.5525 | 0 | 399567 | 0 | 0 | 0 | 0 | 719600.1775 | 1793201.0204 | 0 | 0 | 0 | 0 | 0 | 0 | 0 | 0 | 0 | 0 | 0 | 0 | 0 | 0 | 0 | 0 | 0 | -246512.8382 | -115689.6092 | 0 | 0 | 0 | 0 | 0 | 0 | 0 | 0 | 0 | 0 | 0 | 0 | 0 | 0 | 0 | 0
2016-10-12 12:00 | 0 | 0 | 0 | 0 | 492538.7702 | 0 | 411951 | 0 | 0 | 0 | 0 | 684498.3385 | 1908890.6296 | 0 | 0 | 0 | 0 | 0 | 0 | 0 | 0 | 0 | 0 | 0 | 0 | 0 | 0 | 0 | 0 | 0 | -35101.839 | 115689.6092 | 0 | 0 | 0 | 0 | 0 | 0 | 0 | 0 | 0 | 0 | 0 | 0 | 0 | 0 | 0 | 0
2016-10-12 13:00 | 0 | 0 | 0 | 0 | 445416.881 | 14324.7928 | 423006 | 0 | 0 | 0 | 0 | 836923.6216 | 1793201.0204 | 0 | 0 | 0 | 0 | 0 | 0 | 0 | 0 | 0 | 0 | 0 | 0 | 0 | 0 | 0 | 0 | 0 | 152425.2831 | -115689.6092 | 0 | 0 | 0 | 0 | 0 | 0 | 0 | 0 | 0 | 0 | 0 | 0 | 0 | 0 | 0 | 0
2016-10-12 14:00 | 0 | 0 | 0 | 0 | 0 | 318764.3205 | 433683 | 0 | 0 | 0 | 0 | 606315.3328 | 1908890.6296 | 0 | 0 | 0 | 0 | 0 | 0 | 0 | 0 | 0 | 0 | 0 | 0 | 0 | 0 | 0 | 0 | 0 | -230608.2887 | 115689.6092 | 0 | 0 | 0 | 0 | 0 | 0 | 0 | 0 | 0 | 0 | 0 | 0 | 0 | 0 | 0 | 0
2016-10-12 15:00 | 0 | 0 | 0 | 0 | 0 | 647464.6727 | 442339 | 0 | 0 | 0 | 0 | 852828.1711 | 1867503.4641 | 0 | 0 | 0 | 0 | 0 | 0 | 0 | 0 | 0 | 0 | 0 | 0 | 0 | 0 | 0 | 0 | 0 | 246512.8382 | -41387.1656 | 0 | 0 | 0 | 0 | 0 | 0 | 0 | 0 | 0 | 0 | 0 | 0 | 0 | 0 | 0 | 0
2016-10-12 16:00 | 0 | 0 | 0 | 0 | 81758.4001 | 729950.0473 | 449506 | 0 | 0 | 0 | 0 | 1099341.0093 | 1983193.0733 | 0 | 0 | 0 | 0 | 0 | 0 | 0 | 0 | 0 | 0 | 0 | 0 | 0 | 0 | 0 | 0 | 0 | 246512.8382 | 115689.6092 | 0 | 0 | 0 | 0 | 0 | 0 | 0 | 0 | 0 | 0 | 0 | 0 | 0 | 0 | 0 | 0
2016-10-12 17:00 | 0 | 0 | 0 | 0 | 0 | 733933.4494 | 456544 | 0 | 0 | 0 | 0 | 1345853.8476 | 2014069.6844 | 0 | 0 | 0 | 0 | 0 | 0 | 0 | 0 | 0 | 0 | 0 | 0 | 0 | 0 | 0 | 0 | 0 | 246512.8382 | 30876.6111 | 0 | 0 | 0 | 0 | 0 | 0 | 0 | 0 | 0 | 0 | 0 | 0 | 0 | 0 | 0 | 0
2016-10-12 18:00 | 0 | 0 | 0 | 0 | 0 | 706916.6246 | 462687 | 0 | 0 | 0 | 0 | 1474393.863 | 2129759.2937 | 0 | 0 | 0 | 0 | 0 | 0 | 0 | 0 | 0 | 0 | 0 | 0 | 0 | 0 | 0 | 0 | 0 | 128540.0154 | 115689.6092 | 0 | 0 | 0 | 0 | 0 | 0 | 0 | 0 | 0 | 0 | 0 | 0 | 0 | 0 | 0 | 0
2016-10-12 19:00 | 0 | 0 | 0 | 0 | 0 | 688108.7289 | 467162 | 0 | 0 | 0 | 0 | 1720906.7012 | 2104193.1844 | 0 | 0 | 0 | 0 | 0 | 0 | 0 | 0 | 0 | 0 | 0 | 0 | 0 | 0 | 0 | 0 | 0 | 246512.8382 | -25566.1093 | 0 | 0 | 0 | 0 | 0 | 0 | 0 | 0 | 0 | 0 | 0 | 0 | 0 | 0 | 0 | 0
2016-10-12 20:00 | 0 | 0 | 0 | 0 | 0 | 686961.6091 | 471056 | 0 | 0 | 0 | 0 | 1821122.7011 | 2219882.7936 | 0 | 0 | 0 | 0 | 0 | 0 | 0 | 0 | 0 | 0 | 0 | 0 | 0 | 0 | 0 | 0 | 0 | 100215.9999 | 115689.6092 | 0 | 0 | 0 | 0 | 0 | 0 | 0 | 0 | 0 | 0 | 0 | 0 | 0 | 0 | 0 | 0
2016-10-12 21:00 | 0 | 0 | 0 | 0 | 0 | 683679.1096 | 474321 | 0 | 0 | 0 | 0 | 2067635.5393 | 2182728.0649 | 0 | 0 | 0 | 0 | 0 | 0 | 0 | 0 | 0 | 0 | 0 | 0 | 0 | 0 | 0 | 0 | 0 | 246512.8382 | -37154.7287 | 0 | 0 | 0 | 0 | 0 | 0 | 0 | 0 | 0 | 0 | 0 | 0 | 0 | 0 | 0 | 0
2016-10-12 22:00 | 0 | 0 | 0 | 0 | 0 | 626424.2142 | 474450 | 0 | 0 | 0 | 0 | 2103920.1443 | 2298417.6741 | 0 | 0 | 0 | 0 | 0 | 0 | 0 | 0 | 0 | 0 | 0 | 0 | 0 | 0 | 0 | 0 | 0 | 36284.6049 | 115689.6092 | 0 | 0 | 0 | 0 | 0 | 0 | 0 | 0 | 0 | 0 | 0 | 0 | 0 | 0 | 0 | 0
2016-10-12 23:00 | 0 | 0 | 0 | 0 | 0 | 451705.264 | 477720 | 0 | 0 | 0 | 0 | 1962215.799 | 2414107.2834 | 0 | 0 | 0 | 0 | 0 | 0 | 0 | 0 | 0 | 0 | 0 | 0 | 0 | 0 | 0 | 0 | 0 | -141704.3453 | 115689.6092 | 0 | 0 | 0 | 0 | 0 | 0 | 0 | 0 | 0 | 0 | 0 | 0 | 0 | 0 | 0 | 0
2016-10-13 | 0 | 0 | 0 | 0 | 287224.056 | 149315.1325 | 473170 | 0 | 0 | 0 | 0 | 2041274.5967 | 2298417.6741 | 0 | 0 | 0 | 0 | 0 | 0 | 0 | 0 | 0 | 0 | 0 | 0 | 0 | 0 | 0 | 0 | 0 | 79058.7977 | -115689.6092 | 0 | 0 | 0 | 0 | 0 | 0 | 0 | 0 | 0 | 0 | 0 | 0 | 0 | 0 | 0 | 0
2016-10-13 01:00 | 0 | 0 | 0 | 0 | 95904.0561 | 354.4964 | 458461 | 0 | 0 | 0 | 0 | 1794761.7585 | 2182728.0649 | 0 | 0 | 0 | 0 | 0 | 0 | 0 | 0 | 0 | 0 | 0 | 0 | 0 | 0 | 0 | 0 | 0 | -246512.8382 | -115689.6092 | 0 | 0 | 0 | 0 | 0 | 0 | 0 | 0 | 0 | 0 | 0 | 0 | 0 | 0 | 0 | 0
2016-10-13 02:00 | 0 | 0 | 0 | 0 | 324515.4377 | 0 | 435066 | 0 | 0 | 0 | 0 | 1799900.8054 | 2067038.4557 | 0 | 0 | 0 | 0 | 0 | 0 | 0 | 0 | 0 | 0 | 0 | 0 | 0 | 0 | 0 | 0 | 0 | 5139.0469 | -115689.6092 | 0 | 0 | 0 | 0 | 0 | 0 | 0 | 0 | 0 | 0 | 0 | 0 | 0 | 0 | 0 | 0
2016-10-13 03:00 | 0 | 0 | 0 | 0 | 44907.5525 | 0 | 407110 | 0 | 0 | 0 | 0 | 1553387.9672 | 1951348.8464 | 0 | 0 | 0 | 0 | 0 | 0 | 0 | 0 | 0 | 0 | 0 | 0 | 0 | 0 | 0 | 0 | 0 | -246512.8382 | -115689.6092 | 0 | 0 | 0 | 0 | 0 | 0 | 0 | 0 | 0 | 0 | 0 | 0 | 0 | 0 | 0 | 0
2016-10-13 04:00 | 0 | 0 | 0 | 0 | 338313.562 | 0 | 381865 | 0 | 0 | 0 | 0 | 1625526.1384 | 1835659.2372 | 0 | 0 | 0 | 0 | 0 | 0 | 0 | 0 | 0 | 0 | 0 | 0 | 0 | 0 | 0 | 0 | 0 | 72138.1712 | -115689.6092 | 0 | 0 | 0 | 0 | 0 | 0 | 0 | 0 | 0 | 0 | 0 | 0 | 0 | 0 | 0 | 0
2016-10-13 05:00 | 0 | 0 | 0 | 0 | 326.5525 | 0 | 362529 | 0 | 0 | 0 | 0 | 1379013.3002 | 1719969.628 | 0 | 0 | 0 | 0 | 0 | 0 | 0 | 0 | 0 | 0 | 0 | 0 | 0 | 0 | 0 | 0 | 0 | -246512.8382 | -115689.6092 | 0 | 0 | 0 | 0 | 0 | 0 | 0 | 0 | 0 | 0 | 0 | 0 | 0 | 0 | 0 | 0
2016-10-13 06:00 | 0 | 0 | 0 | 0 | 353070.2152 | 0 | 348729 | 0 | 0 | 0 | 0 | 1267664.9061 | 1835659.2372 | 0 | 0 | 0 | 0 | 0 | 0 | 0 | 0 | 0 | 0 | 0 | 0 | 0 | 0 | 0 | 0 | 0 | -111348.394 | 115689.6092 | 0 | 0 | 0 | 0 | 0 | 0 | 0 | 0 | 0 | 0 | 0 | 0 | 0 | 0 | 0 | 0
2016-10-13 07:00 | 0 | 0 | 0 | 0 | 0 | 0 | 341147 | 0 | 0 | 0 | 0 | 1042207.5154 | 1719969.628 | 0 | 0 | 0 | 0 | 0 | 0 | 0 | 0 | 0 | 0 | 0 | 0 | 0 | 0 | 0 | 0 | 0 | -225457.3908 | -115689.6092 | 0 | 0 | 0 | 0 | 0 | 0 | 0 | 0 | 0 | 0 | 0 | 0 | 0 | 0 | 0 | 0
2016-10-13 08:00 | 0 | 0 | 0 | 0 | 339258.1387 | 0 | 340195 | 0 | 0 | 0 | 0 | 925581.0448 | 1835659.2372 | 0 | 0 | 0 | 0 | 0 | 0 | 0 | 0 | 0 | 0 | 0 | 0 | 0 | 0 | 0 | 0 | 0 | -116626.4705 | 115689.6092 | 0 | 0 | 0 | 0 | 0 | 0 | 0 | 0 | 0 | 0 | 0 | 0 | 0 | 0 | 0 | 0
2016-10-13 09:00 | 0 | 0 | 0 | 0 | 332332.6441 | 0 | 348595 | 0 | 0 | 0 | 0 | 1025008.2982 | 1719969.628 | 0 | 0 | 0 | 0 | 0 | 0 | 0 | 0 | 0 | 0 | 0 | 0 | 0 | 0 | 0 | 0 | 0 | 99427.2533 | -115689.6092 | 0 | 0 | 0 | 0 | 0 | 0 | 0 | 0 | 0 | 0 | 0 | 0 | 0 | 0 | 0 | 0
2016-10-13 10:00 | 0 | 0 | 0 | 0 | 326345.5225 | 0 | 373419 | 0 | 0 | 0 | 0 | 862245.2114 | 1835659.2372 | 0 | 0 | 0 | 0 | 0 | 0 | 0 | 0 | 0 | 0 | 0 | 0 | 0 | 0 | 0 | 0 | 0 | -162763.0868 | 115689.6092 | 0 | 0 | 0 | 0 | 0 | 0 | 0 | 0 | 0 | 0 | 0 | 0 | 0 | 0 | 0 | 0
2016-10-13 11:00 | 0 | 0 | 0 | 0 | 320421.5767 | 0 | 399415 | 0 | 0 | 0 | 0 | 898941.3973 | 1719969.628 | 0 | 0 | 0 | 0 | 0 | 0 | 0 | 0 | 0 | 0 | 0 | 0 | 0 | 0 | 0 | 0 | 0 | 36696.1859 | -115689.6092 | 0 | 0 | 0 | 0 | 0 | 0 | 0 | 0 | 0 | 0 | 0 | 0 | 0 | 0 | 0 | 0
2016-10-13 12:00 | 0 | 0 | 0 | 0 | 311544.6224 | 0 | 412453 | 0 | 0 | 0 | 0 | 913722.6289 | 1604280.0188 | 0 | 0 | 0 | 0 | 0 | 0 | 0 | 0 | 0 | 0 | 0 | 0 | 0 | 0 | 0 | 0 | 0 | 14781.2316 | -115689.6092 | 0 | 0 | 0 | 0 | 0 | 0 | 0 | 0 | 0 | 0 | 0 | 0 | 0 | 0 | 0 | 0
2016-10-13 13:00 | 0 | 0 | 0 | 0 | 248172.4608 | 7242.0957 | 423354 | 0 | 0 | 0 | 0 | 667209.7906 | 1682853.4135 | 0 | 0 | 0 | 0 | 0 | 0 | 0 | 0 | 0 | 0 | 0 | 0 | 0 | 0 | 0 | 0 | 0 | -246512.8382 | 78573.3947 | 0 | 0 | 0 | 0 | 0 | 0 | 0 | 0 | 0 | 0 | 0 | 0 | 0 | 0 | 0 | 0
2016-10-13 14:00 | 0 | 0 | 0 | 0 | 160729.1907 | 253116.4327 | 433595 | 0 | 0 | 0 | 0 | 763150.0233 | 1567163.8042 | 0 | 0 | 0 | 0 | 0 | 0 | 0 | 0 | 0 | 0 | 0 | 0 | 0 | 0 | 0 | 0 | 0 | 95940.2326 | -115689.6092 | 0 | 0 | 0 | 0 | 0 | 0 | 0 | 0 | 0 | 0 | 0 | 0 | 0 | 0 | 0 | 0
2016-10-13 15:00 | 0 | 0 | 0 | 0 | 0 | 580279.3096 | 441745 | 0 | 0 | 0 | 0 | 755201.0083 | 1682853.4135 | 0 | 0 | 0 | 0 | 0 | 0 | 0 | 30793.7153 | 0 | 0 | 0 | 0 | 0 | 0 | 0 | 0 | 0 | -7949.0149 | 115689.6092 | 0 | 0 | 0 | 0 | 0 | 0 | 0 | 0 | 0 | 30793.7153 | 0 | 0 | 0 | 0 | 0 | 0
2016-10-13 16:00 | 0 | 0 | 0 | 0 | 0 | 662487.681 | 448142 | 0 | 0 | 0 | 0 | 1001713.8466 | 1681479.9716 | 0 | 0 | 0 | 0 | 0 | 0 | 0 | 0 | 0 | 0 | 0 | 0 | 0 | 0 | 0 | 0 | 0 | 246512.8382 | -1373.4419 | 0 | 0 | 0 | 0 | 0 | 0 | 0 | 0 | 0 | -30793.7153 | 0 | 0 | 0 | 0 | 0 | 0
2016-10-13 17:00 | 0 | 0 | 0 | 0 | 0 | 665761.4235 | 454591 | 0 | 0 | 0 | 0 | 1248226.6848 | 1646137.5568 | 0 | 0 | 0 | 0 | 0 | 0 | 0 | 0 | 0 | 0 | 0 | 0 | 0 | 0 | 0 | 0 | 0 | 246512.8382 | -35342.4148 | 0 | 0 | 0 | 0 | 0 | 0 | 0 | 0 | 0 | 0 | 0 | 0 | 0 | 0 | 0 | 0
2016-10-13 18:00 | 0 | 0 | 0 | 0 | 0 | 655132.8779 | 460716 | 0 | 0 | 0 | 0 | 1326953.9534 | 1761827.166 | 0 | 0 | 0 | 0 | 0 | 0 | 0 | 0 | 0 | 0 | 0 | 0 | 0 | 0 | 0 | 0 | 0 | 78727.2686 | 115689.6092 | 0 | 0 | 0 | 0 | 0 | 0 | 0 | 0 | 0 | 0 | 0 | 0 | 0 | 0 | 0 | 0
2016-10-13 19:00 | 0 | 0 | 0 | 0 | 0 | 648046.6967 | 464994 | 0 | 0 | 0 | 0 | 1573466.7917 | 1698367.0245 | 0 | 0 | 0 | 0 | 0 | 0 | 0 | 0 | 0 | 0 | 0 | 0 | 0 | 0 | 0 | 0 | 0 | 246512.8382 | -63460.1415 | 0 | 0 | 0 | 0 | 0 | 0 | 0 | 0 | 0 | 0 | 0 | 0 | 0 | 0 | 0 | 0
2016-10-13 20:00 | 0 | 0 | 0 | 0 | 0 | 656132.3016 | 467977 | 0 | 0 | 0 | 0 | 1645932.484 | 1814056.6337 | 0 | 0 | 0 | 0 | 0 | 0 | 0 | 0 | 0 | 0 | 0 | 0 | 0 | 0 | 0 | 0 | 0 | 72465.6923 | 115689.6092 | 0 | 0 | 0 | 0 | 0 | 0 | 0 | 0 | 0 | 0 | 0 | 0 | 0 | 0 | 0 | 0
2016-10-13 21:00 | 0 | 0 | 0 | 0 | 157392.9635 | 662558.4363 | 469397 | 0 | 0 | 0 | 0 | 1892445.3223 | 1918098.1952 | 0 | 0 | 0 | 0 | 0 | 0 | 0 | 0 | 0 | 0 | 0 | 0 | 0 | 0 | 0 | 0 | 0 | 246512.8382 | 104041.5615 | 0 | 0 | 0 | 0 | 0 | 0 | 0 | 0 | 0 | 0 | 0 | 0 | 0 | 0 | 0 | 0
2016-10-13 22:00 | 0 | 0 | 0 | 0 | 0 | 633122.6785 | 468201 | 0 | 0 | 0 | 0 | 1941677.3915 | 2033787.8045 | 0 | 0 | 0 | 0 | 0 | 0 | 0 | 0 | 0 | 0 | 0 | 0 | 0 | 0 | 0 | 0 | 0 | 49232.0693 | 115689.6092 | 0 | 0 | 0 | 0 | 0 | 0 | 0 | 0 | 0 | 0 | 0 | 0 | 0 | 0 | 0 | 0
2016-10-13 23:00 | 0 | 0 | 0 | 0 | 0 | 475985.309 | 472705 | 0 | 0 | 0 | 0 | 2060647.3097 | 1918098.1952 | 0 | 0 | 0 | 0 | 0 | 0 | 0 | 0 | 0 | 0 | 0 | 0 | 0 | 0 | 0 | 0 | 0 | 118969.9182 | -115689.6092 | 0 | 0 | 0 | 0 | 0 | 0 | 0 | 0 | 0 | 0 | 0 | 0 | 0 | 0 | 0 | 0
2016-10-14 | 0 | 0 | 0 | 0 | 220619.8987 | 119496.8723 | 470940 | 0 | 0 | 0 | 0 | 1814134.4715 | 2033787.8045 | 0 | 0 | 0 | 0 | 0 | 0 | 0 | 0 | 0 | 0 | 0 | 0 | 0 | 0 | 0 | 0 | 0 | -246512.8382 | 115689.6092 | 0 | 0 | 0 | 0 | 0 | 0 | 0 | 0 | 0 | 0 | 0 | 0 | 0 | 0 | 0 | 0
2016-10-14 01:00 | 0 | 0 | 0 | 0 | 541559.7584 | 209.0453 | 456951 | 0 | 0 | 0 | 0 | 1783262.666 | 2149477.4137 | 0 | 0 | 0 | 0 | 0 | 0 | 0 | 0 | 0 | 0 | 0 | 0 | 0 | 0 | 0 | 0 | 0 | -30871.8055 | 115689.6092 | 0 | 0 | 0 | 0 | 0 | 0 | 0 | 0 | 0 | 0 | 0 | 0 | 0 | 0 | 0 | 0
2016-10-14 02:00 | 0 | 0 | 0 | 0 | 71139.5525 | 0 | 433342 | 0 | 0 | 0 | 0 | 1536749.8277 | 2033787.8045 | 0 | 0 | 0 | 0 | 0 | 0 | 0 | 0 | 0 | 0 | 0 | 0 | 0 | 0 | 0 | 0 | 0 | -246512.8382 | -115689.6092 | 0 | 0 | 0 | 0 | 0 | 0 | 0 | 0 | 0 | 0 | 0 | 0 | 0 | 0 | 0 | 0
2016-10-14 03:00 | 0 | 0 | 0 | 0 | 44833.5525 | 0 | 407036 | 0 | 0 | 0 | 0 | 1290236.9895 | 1918098.1952 | 0 | 0 | 0 | 0 | 0 | 0 | 0 | 0 | 0 | 0 | 0 | 0 | 0 | 0 | 0 | 0 | 0 | -246512.8382 | -115689.6092 | 0 | 0 | 0 | 0 | 0 | 0 | 0 | 0 | 0 | 0 | 0 | 0 | 0 | 0 | 0 | 0
2016-10-14 04:00 | 0 | 0 | 0 | 0 | 608981.4027 | 0 | 382596 | 0 | 0 | 0 | 0 | 1536749.8277 | 1897895.2072 | 0 | 0 | 0 | 0 | 0 | 0 | 0 | 75.5525 | 0 | 0 | 0 | 0 | 0 | 0 | 0 | 0 | 0 | 246512.8382 | -20202.988 | 0 | 0 | 0 | 0 | 0 | 0 | 0 | 0 | 0 | 75.5525 | 0 | 0 | 0 | 0 | 0 | 0
2016-10-14 05:00 | 0 | 0 | 0 | 0 | 0 | 0 | 362278 | 0 | 0 | 0 | 0 | 1290236.9895 | 1782205.598 | 0 | 0 | 0 | 0 | 0 | 0 | 0 | 0 | 0 | 0 | 0 | 0 | 0 | 0 | 0 | 0 | 0 | -246512.8382 | -115689.6092 | 0 | 0 | 0 | 0 | 0 | 0 | 0 | 0 | 0 | -75.5525 | 0 | 0 | 0 | 0 | 0 | 0
2016-10-14 06:00 | 0 | 0 | 0 | 0 | 0 | 0 | 348008 | 0 | 0 | 0 | 0 | 1043724.1512 | 1680710.4362 | 0 | 0 | 0 | 0 | 0 | 0 | 0 | 0 | 0 | 0 | 0 | 0 | 0 | 0 | 0 | 0 | 0 | -246512.8382 | -101495.1618 | 0 | 0 | 0 | 0 | 0 | 0 | 0 | 0 | 0 | 0 | 0 | 0 | 0 | 0 | 0 | 0
2016-10-14 07:00 | 0 | 0 | 0 | 0 | 594007.7816 | 0 | 340313 | 0 | 0 | 0 | 0 | 1290236.9895 | 1687892.3795 | 0 | 0 | 0 | 0 | 0 | 0 | 0 | 0 | 0 | 0 | 0 | 0 | 0 | 0 | 0 | 0 | 0 | 246512.8382 | 7181.9433 | 0 | 0 | 0 | 0 | 0 | 0 | 0 | 0 | 0 | 0 | 0 | 0 | 0 | 0 | 0 | 0
2016-10-14 08:00 | 0 | 0 | 0 | 0 | 0 | 0 | 339060 | 0 | 0 | 0 | 0 | 1043724.1512 | 1595345.2178 | 0 | 0 | 0 | 0 | 0 | 0 | 0 | 0 | 0 | 0 | 0 | 0 | 0 | 0 | 0 | 0 | 0 | -246512.8382 | -92547.1618 | 0 | 0 | 0 | 0 | 0 | 0 | 0 | 0 | 0 | 0 | 0 | 0 | 0 | 0 | 0 | 0
2016-10-14 09:00 | 0 | 0 | 0 | 0 | 216902.771 | 0 | 347726 | 0 | 0 | 0 | 0 | 797211.313 | 1711034.827 | 0 | 0 | 0 | 0 | 0 | 0 | 0 | 0 | 0 | 0 | 0 | 0 | 0 | 0 | 0 | 0 | 0 | -246512.8382 | 115689.6092 | 0 | 0 | 0 | 0 | 0 | 0 | 0 | 0 | 0 | 0 | 0 | 0 | 0 | 0 | 0 | 0
2016-10-14 10:00 | 0 | 0 | 0 | 0 | 533497.0265 | 0 | 371146 | 0 | 0 | 0 | 0 | 1043724.1512 | 1626873.0153 | 0 | 0 | 0 | 0 | 0 | 0 | 0 | 0 | 0 | 0 | 0 | 0 | 0 | 0 | 0 | 0 | 0 | 246512.8382 | -84161.8117 | 0 | 0 | 0 | 0 | 0 | 0 | 0 | 0 | 0 | 0 | 0 | 0 | 0 | 0 | 0 | 0
2016-10-14 11:00 | 0 | 0 | 0 | 0 | 34223.5525 | 0 | 396426 | 0 | 0 | 0 | 0 | 797211.313 | 1511183.4061 | 0 | 0 | 0 | 0 | 0 | 0 | 0 | 0 | 0 | 0 | 0 | 0 | 0 | 0 | 0 | 0 | 0 | -246512.8382 | -115689.6092 | 0 | 0 | 0 | 0 | 0 | 0 | 0 | 0 | 0 | 0 | 0 | 0 | 0 | 0 | 0 | 0
2016-10-14 12:00 | 0 | 0 | 0 | 0 | 47043.5525 | 0 | 409246 | 0 | 0 | 0 | 0 | 550698.4748 | 1395493.7969 | 0 | 0 | 0 | 0 | 0 | 0 | 0 | 0 | 0 | 0 | 0 | 0 | 0 | 0 | 0 | 0 | 0 | -246512.8382 | -115689.6092 | 0 | 0 | 0 | 0 | 0 | 0 | 0 | 0 | 0 | 0 | 0 | 0 | 0 | 0 | 0 | 0
2016-10-14 13:00 | 0 | 0 | 0 | 0 | 479930.1066 | 9563.6293 | 419731 | 0 | 0 | 0 | 0 | 504771.6015 | 1511183.4061 | 0 | 0 | 0 | 0 | 0 | 0 | 0 | 0 | 0 | 0 | 0 | 0 | 0 | 0 | 0 | 0 | 0 | -45926.8733 | 115689.6092 | 0 | 0 | 0 | 0 | 0 | 0 | 0 | 0 | 0 | 0 | 0 | 0 | 0 | 0 | 0 | 0
2016-10-14 14:00 | 0 | 0 | 0 | 0 | 0 | 292160.0737 | 429523 | 0 | 0 | 0 | 0 | 483098.2845 | 1395493.7969 | 0 | 0 | 0 | 0 | 0 | 0 | 0 | 0 | 0 | 0 | 0 | 0 | 0 | 0 | 0 | 0 | 0 | -21673.317 | -115689.6092 | 0 | 0 | 0 | 0 | 0 | 0 | 0 | 0 | 0 | 0 | 0 | 0 | 0 | 0 | 0 | 0
2016-10-14 15:00 | 0 | 0 | 0 | 0 | 228003.3614 | 570731.0861 | 436532 | 0 | 0 | 0 | 0 | 729611.1227 | 1511183.4061 | 0 | 0 | 0 | 0 | 0 | 0 | 0 | 0 | 0 | 0 | 0 | 0 | 0 | 0 | 0 | 0 | 0 | 246512.8382 | 115689.6092 | 0 | 0 | 0 | 0 | 0 | 0 | 0 | 0 | 0 | 0 | 0 | 0 | 0 | 0 | 0 | 0
2016-10-14 16:00 | 0 | 0 | 0 | 0 | 145489.9439 | 659192.5036 | 442480 | 0 | 0 | 0 | 0 | 976123.961 | 1626873.0153 | 0 | 0 | 0 | 0 | 0 | 0 | 0 | 0 | 0 | 0 | 0 | 0 | 0 | 0 | 0 | 0 | 0 | 246512.8382 | 115689.6092 | 0 | 0 | 0 | 0 | 0 | 0 | 0 | 0 | 0 | 0 | 0 | 0 | 0 | 0 | 0 | 0
2016-10-14 17:00 | 0 | 0 | 0 | 0 | 0 | 672731.8678 | 448288 | 0 | 0 | 0 | 0 | 1084878.2195 | 1742562.6245 | 0 | 0 | 0 | 0 | 0 | 0 | 0 | 0 | 0 | 0 | 0 | 0 | 0 | 0 | 0 | 0 | 0 | 108754.2586 | 115689.6092 | 0 | 0 | 0 | 0 | 0 | 0 | 0 | 0 | 0 | 0 | 0 | 0 | 0 | 0 | 0 | 0
2016-10-14 18:00 | 0 | 0 | 0 | 0 | 0 | 665412.2096 | 453012 | 0 | 0 | 0 | 0 | 1181588.8199 | 1858252.2338 | 0 | 0 | 0 | 0 | 0 | 0 | 0 | 0 | 0 | 0 | 0 | 0 | 0 | 0 | 0 | 0 | 0 | 96710.6004 | 115689.6092 | 0 | 0 | 0 | 0 | 0 | 0 | 0 | 0 | 0 | 0 | 0 | 0 | 0 | 0 | 0 | 0
2016-10-14 19:00 | 0 | 0 | 0 | 0 | 0 | 660071.2555 | 456009 | 0 | 0 | 0 | 0 | 1428101.6582 | 1815801.651 | 0 | 0 | 0 | 0 | 0 | 0 | 0 | 0 | 0 | 0 | 0 | 0 | 0 | 0 | 0 | 0 | 0 | 246512.8382 | -42450.5828 | 0 | 0 | 0 | 0 | 0 | 0 | 0 | 0 | 0 | 0 | 0 | 0 | 0 | 0 | 0 | 0
2016-10-14 20:00 | 0 | 0 | 0 | 0 | 0 | 666719.3243 | 458200 | 0 | 0 | 0 | 0 | 1520931.3733 | 1931491.2602 | 0 | 0 | 0 | 0 | 0 | 0 | 0 | 0 | 0 | 0 | 0 | 0 | 0 | 0 | 0 | 0 | 0 | 92829.7151 | 115689.6092 | 0 | 0 | 0 | 0 | 0 | 0 | 0 | 0 | 0 | 0 | 0 | 0 | 0 | 0 | 0 | 0
2016-10-14 21:00 | 0 | 0 | 0 | 0 | 0 | 673141.7147 | 458185 | 0 | 0 | 0 | 0 | 1767444.2115 | 1899935.1367 | 0 | 0 | 0 | 0 | 0 | 0 | 0 | 0 | 0 | 0 | 0 | 0 | 0 | 0 | 0 | 0 | 0 | 246512.8382 | -31556.1236 | 0 | 0 | 0 | 0 | 0 | 0 | 0 | 0 | 0 | 0 | 0 | 0 | 0 | 0 | 0 | 0
2016-10-14 22:00 | 0 | 0 | 0 | 0 | 0 | 632366.4602 | 455239 | 0 | 0 | 0 | 0 | 1828882.0625 | 2015624.7459 | 0 | 0 | 0 | 0 | 0 | 0 | 0 | 0 | 0 | 0 | 0 | 0 | 0 | 0 | 0 | 0 | 0 | 61437.8509 | 115689.6092 | 0 | 0 | 0 | 0 | 0 | 0 | 0 | 0 | 0 | 0 | 0 | 0 | 0 | 0 | 0 | 0
2016-10-14 23:00 | 0 | 0 | 0 | 0 | 0 | 461060.8455 | 456333 | 0 | 0 | 0 | 0 | 1725589.8677 | 2123644.7862 | 0 | 0 | 0 | 0 | 0 | 0 | 0 | 0 | 0 | 0 | 0 | 0 | 0 | 0 | 0 | 0 | 0 | -103292.1948 | 108020.0403 | 0 | 0 | 0 | 0 | 0 | 0 | 0 | 0 | 0 | 0 | 0 | 0 | 0 | 0 | 0 | 0
2016-10-15 | 0 | 0 | 0 | 0 | 0 | 99540.0444 | 451920 | 0 | 0 | 0 | 0 | 1479077.0295 | 2017777.6689 | 0 | 0 | 0 | 0 | 0 | 0 | 0 | 0 | 0 | 0 | 0 | 0 | 0 | 0 | 0 | 0 | 0 | -246512.8382 | -105867.1173 | 0 | 0 | 0 | 0 | 0 | 0 | 0 | 0 | 0 | 0 | 0 | 0 | 0 | 0 | 0 | 0
2016-10-15 01:00 | 0 | 0 | 0 | 0 | 78061.6171 | 150.9354 | 440415 | 0 | 0 | 0 | 0 | 1232564.1912 | 1902088.0597 | 0 | 0 | 0 | 0 | 0 | 0 | 0 | 0 | 0 | 0 | 0 | 0 | 0 | 0 | 0 | 0 | 0 | -246512.8382 | -115689.6092 | 0 | 0 | 0 | 0 | 0 | 0 | 0 | 0 | 0 | 0 | 0 | 0 | 0 | 0 | 0 | 0
2016-10-15 02:00 | 0 | 0 | 0 | 0 | 784665.4475 | 0 | 422463 | 0 | 0 | 0 | 0 | 1479077.0295 | 2017777.6689 | 0 | 0 | 0 | 0 | 0 | 0 | 0 | 0 | 0 | 0 | 0 | 0 | 0 | 0 | 0 | 0 | 0 | 246512.8382 | 115689.6092 | 0 | 0 | 0 | 0 | 0 | 0 | 0 | 0 | 0 | 0 | 0 | 0 | 0 | 0 | 0 | 0
2016-10-15 03:00 | 0 | 0 | 0 | 0 | 269168.771 | 0 | 399992 | 0 | 0 | 0 | 0 | 1232564.1912 | 2133467.2781 | 0 | 0 | 0 | 0 | 0 | 0 | 0 | 0 | 0 | 0 | 0 | 0 | 0 | 0 | 0 | 0 | 0 | -246512.8382 | 115689.6092 | 0 | 0 | 0 | 0 | 0 | 0 | 0 | 0 | 0 | 0 | 0 | 0 | 0 | 0 | 0 | 0
2016-10-15 04:00 | 0 | 0 | 0 | 0 | 15527.5525 | 0 | 377730 | 0 | 0 | 0 | 0 | 986051.353 | 2017777.6689 | 0 | 0 | 0 | 0 | 0 | 0 | 0 | 0 | 0 | 0 | 0 | 0 | 0 | 0 | 0 | 0 | 0 | -246512.8382 | -115689.6092 | 0 | 0 | 0 | 0 | 0 | 0 | 0 | 0 | 0 | 0 | 0 | 0 | 0 | 0 | 0 | 0
2016-10-15 05:00 | 0 | 0 | 0 | 0 | 0 | 0 | 360123 | 0 | 0 | 0 | 0 | 739538.5147 | 1904167.5071 | 0 | 0 | 0 | 0 | 0 | 0 | 0 | 0 | 0 | 0 | 0 | 0 | 0 | 0 | 0 | 0 | 0 | -246512.8382 | -113610.1618 | 0 | 0 | 0 | 0 | 0 | 0 | 0 | 0 | 0 | 0 | 0 | 0 | 0 | 0 | 0 | 0
2016-10-15 06:00 | 0 | 0 | 0 | 0 | 708311.4475 | 0 | 346109 | 0 | 0 | 0 | 0 | 986051.353 | 2019857.1164 | 0 | 0 | 0 | 0 | 0 | 0 | 0 | 0 | 0 | 0 | 0 | 0 | 0 | 0 | 0 | 0 | 0 | 246512.8382 | 115689.6092 | 0 | 0 | 0 | 0 | 0 | 0 | 0 | 0 | 0 | 0 | 0 | 0 | 0 | 0 | 0 | 0
2016-10-15 07:00 | 0 | 0 | 0 | 0 | 0 | 0 | 337138 | 0 | 0 | 0 | 0 | 739538.5147 | 1929231.9546 | 0 | 0 | 0 | 0 | 0 | 0 | 0 | 0 | 0 | 0 | 0 | 0 | 0 | 0 | 0 | 0 | 0 | -246512.8382 | -90625.1618 | 0 | 0 | 0 | 0 | 0 | 0 | 0 | 0 | 0 | 0 | 0 | 0 | 0 | 0 | 0 | 0
2016-10-15 08:00 | 0 | 0 | 0 | 0 | 0 | 0 | 333073 | 0 | 0 | 0 | 0 | 493025.6765 | 1842671.7928 | 0 | 0 | 0 | 0 | 0 | 0 | 0 | 0 | 0 | 0 | 0 | 0 | 0 | 0 | 0 | 0 | 0 | -246512.8382 | -86560.1618 | 0 | 0 | 0 | 0 | 0 | 0 | 0 | 0 | 0 | 0 | 0 | 0 | 0 | 0 | 0 | 0
2016-10-15 09:00 | 0 | 0 | 0 | 0 | 0 | 0 | 334219 | 0 | 0 | 0 | 0 | 246512.8382 | 1754965.6311 | 0 | 0 | 0 | 0 | 0 | 0 | 0 | 0 | 0 | 0 | 0 | 0 | 0 | 0 | 0 | 0 | 0 | -246512.8382 | -87706.1618 | 0 | 0 | 0 | 0 | 0 | 0 | 0 | 0 | 0 | 0 | 0 | 0 | 0 | 0 | 0 | 0
2016-10-15 10:00 | 0 | 0 | 0 | 0 | 703946.4475 | 0 | 341744 | 0 | 0 | 0 | 0 | 493025.6765 | 1870655.2403 | 0 | 0 | 0 | 0 | 0 | 0 | 0 | 0 | 0 | 0 | 0 | 0 | 0 | 0 | 0 | 0 | 0 | 246512.8382 | 115689.6092 | 0 | 0 | 0 | 0 | 0 | 0 | 0 | 0 | 0 | 0 | 0 | 0 | 0 | 0 | 0 | 0
2016-10-15 11:00 | 0 | 0 | 0 | 0 | 0 | 0 | 353154 | 0 | 0 | 0 | 0 | 246512.8382 | 1764014.0786 | 0 | 0 | 0 | 0 | 0 | 0 | 0 | 0 | 0 | 0 | 0 | 0 | 0 | 0 | 0 | 0 | 0 | -246512.8382 | -106641.1618 | 0 | 0 | 0 | 0 | 0 | 0 | 0 | 0 | 0 | 0 | 0 | 0 | 0 | 0 | 0 | 0
2016-10-15 12:00 | 0 | 0 | 0 | 0 | 4221.5525 | 0 | 366424 | 0 | 0 | 0 | 0 | 0 | 1648324.4693 | 0 | 0 | 0 | 0 | 0 | 0 | 0 | 0 | 0 | 0 | 0 | 0 | 0 | 0 | 0 | 0 | 0 | -246512.8382 | -115689.6092 | 0 | 0 | 0 | 0 | 0 | 0 | 0 | 0 | 0 | 0 | 0 | 0 | 0 | 0 | 0 | 0
2016-10-15 13:00 | 0 | 0 | 0 | 0 | 659914.2886 | 9861.7316 | 381324 | 0 | 0 | 0 | 0 | 246512.8382 | 1690263.6512 | 0 | 0 | 0 | 0 | 0 | 0 | 0 | 0 | 0 | 0 | 0 | 0 | 0 | 0 | 0 | 0 | 0 | 246512.8382 | 41939.1819 | 0 | 0 | 0 | 0 | 0 | 0 | 0 | 0 | 0 | 0 | 0 | 0 | 0 | 0 | 0 | 0
2016-10-15 14:00 | 0 | 0 | 0 | 0 | 419489.0787 | 337873.3688 | 395160 | 0 | 0 | 0 | 0 | 493025.6765 | 1805953.2605 | 0 | 0 | 0 | 0 | 0 | 0 | 0 | 0 | 0 | 0 | 0 | 0 | 0 | 0 | 0 | 0 | 0 | 246512.8382 | 115689.6092 | 0 | 0 | 0 | 0 | 0 | 0 | 0 | 0 | 0 | 0 | 0 | 0 | 0 | 0 | 0 | 0
2016-10-15 15:00 | 0 | 0 | 0 | 0 | 0 | 660943.5371 | 407344 | 0 | 0 | 0 | 0 | 630935.6044 | 1921642.8697 | 0 | 0 | 0 | 0 | 0 | 0 | 0 | 0 | 0 | 0 | 0 | 0 | 0 | 0 | 0 | 0 | 0 | 137909.9279 | 115689.6092 | 0 | 0 | 0 | 0 | 0 | 0 | 0 | 0 | 0 | 0 | 0 | 0 | 0 | 0 | 0 | 0
2016-10-15 16:00 | 0 | 0 | 0 | 0 | 43943.4724 | 735693.975 | 417435 | 0 | 0 | 0 | 0 | 877448.4426 | 2037332.4789 | 0 | 0 | 0 | 0 | 0 | 0 | 0 | 0 | 0 | 0 | 0 | 0 | 0 | 0 | 0 | 0 | 0 | 246512.8382 | 115689.6092 | 0 | 0 | 0 | 0 | 0 | 0 | 0 | 0 | 0 | 0 | 0 | 0 | 0 | 0 | 0 | 0
2016-10-15 17:00 | 0 | 0 | 0 | 0 | 0 | 729462.6674 | 425068 | 0 | 0 | 0 | 0 | 1066153.5008 | 2153022.0882 | 0 | 0 | 0 | 0 | 0 | 0 | 0 | 0 | 0 | 0 | 0 | 0 | 0 | 0 | 0 | 0 | 0 | 188705.0581 | 115689.6092 | 0 | 0 | 0 | 0 | 0 | 0 | 0 | 0 | 0 | 0 | 0 | 0 | 0 | 0 | 0 | 0
2016-10-15 18:00 | 0 | 0 | 0 | 0 | 0 | 709703.5982 | 431579 | 0 | 0 | 0 | 0 | 1312666.339 | 2184633.8481 | 0 | 0 | 0 | 0 | 0 | 0 | 0 | 0 | 0 | 0 | 0 | 0 | 0 | 0 | 0 | 0 | 0 | 246512.8382 | 31611.76 | 0 | 0 | 0 | 0 | 0 | 0 | 0 | 0 | 0 | 0 | 0 | 0 | 0 | 0 | 0 | 0
2016-10-15 19:00 | 0 | 0 | 0 | 0 | 0 | 701019.3129 | 437621 | 0 | 0 | 0 | 0 | 1460375.0427 | 2300323.4574 | 0 | 0 | 0 | 0 | 0 | 0 | 0 | 0 | 0 | 0 | 0 | 0 | 0 | 0 | 0 | 0 | 0 | 147708.7037 | 115689.6092 | 0 | 0 | 0 | 0 | 0 | 0 | 0 | 0 | 0 | 0 | 0 | 0 | 0 | 0 | 0 | 0
2016-10-15 20:00 | 0 | 0 | 0 | 0 | 0 | 712432.6047 | 442960 | 0 | 0 | 0 | 0 | 1706887.8809 | 2323283.2238 | 0 | 0 | 0 | 0 | 0 | 0 | 0 | 0 | 0 | 0 | 0 | 0 | 0 | 0 | 0 | 0 | 0 | 246512.8382 | 22959.7664 | 0 | 0 | 0 | 0 | 0 | 0 | 0 | 0 | 0 | 0 | 0 | 0 | 0 | 0 | 0 | 0
2016-10-15 21:00 | 0 | 0 | 0 | 0 | 0 | 730211.6574 | 445535 | 0 | 0 | 0 | 0 | 1875874.9291 | 2438972.8331 | 0 | 0 | 0 | 0 | 0 | 0 | 0 | 0 | 0 | 0 | 0 | 0 | 0 | 0 | 0 | 0 | 0 | 168987.0482 | 115689.6092 | 0 | 0 | 0 | 0 | 0 | 0 | 0 | 0 | 0 | 0 | 0 | 0 | 0 | 0 | 0 | 0
2016-10-15 22:00 | 0 | 0 | 0 | 0 | 0 | 714449.3853 | 446436 | 0 | 0 | 0 | 0 | 2122387.7673 | 2460473.3801 | 0 | 0 | 0 | 0 | 0 | 0 | 0 | 0 | 0 | 0 | 0 | 0 | 0 | 0 | 0 | 0 | 0 | 246512.8382 | 21500.5471 | 0 | 0 | 0 | 0 | 0 | 0 | 0 | 0 | 0 | 0 | 0 | 0 | 0 | 0 | 0 | 0
2016-10-15 23:00 | 0 | 0 | 0 | 0 | 0 | 521185.925 | 449627 | 0 | 0 | 0 | 0 | 2078257.0831 | 2576162.9893 | 0 | 0 | 0 | 0 | 0 | 0 | 0 | 0 | 0 | 0 | 0 | 0 | 0 | 0 | 0 | 0 | 0 | -44130.6842 | 115689.6092 | 0 | 0 | 0 | 0 | 0 | 0 | 0 | 0 | 0 | 0 | 0 | 0 | 0 | 0 | 0 | 0
2016-10-16 | 0 | 0 | 0 | 0 | 0 | 123118.8856 | 445552 | 0 | 0 | 0 | 0 | 1831744.2449 | 2500242.7132 | 0 | 0 | 0 | 0 | 0 | 0 | 0 | 0 | 0 | 0 | 0 | 0 | 0 | 0 | 0 | 0 | 0 | -246512.8382 | -75920.2761 | 0 | 0 | 0 | 0 | 0 | 0 | 0 | 0 | 0 | 0 | 0 | 0 | 0 | 0 | 0 | 0
2016-10-16 01:00 | 0 | 0 | 0 | 0 | 500821.3396 | 122.3393 | 434826 | 0 | 0 | 0 | 0 | 2013551.533 | 2384553.104 | 0 | 0 | 0 | 0 | 0 | 0 | 0 | 0 | 0 | 0 | 0 | 0 | 0 | 0 | 0 | 0 | 0 | 181807.2881 | -115689.6092 | 0 | 0 | 0 | 0 | 0 | 0 | 0 | 0 | 0 | 0 | 0 | 0 | 0 | 0 | 0 | 0
2016-10-16 02:00 | 0 | 0 | 0 | 0 | 55108.5525 | 0 | 417311 | 0 | 0 | 0 | 0 | 1767038.6947 | 2268863.4947 | 0 | 0 | 0 | 0 | 0 | 0 | 0 | 0 | 0 | 0 | 0 | 0 | 0 | 0 | 0 | 0 | 0 | -246512.8382 | -115689.6092 | 0 | 0 | 0 | 0 | 0 | 0 | 0 | 0 | 0 | 0 | 0 | 0 | 0 | 0 | 0 | 0
2016-10-16 03:00 | 0 | 0 | 0 | 0 | 33986.5525 | 0 | 396189 | 0 | 0 | 0 | 0 | 1520525.8565 | 2153173.8855 | 0 | 0 | 0 | 0 | 0 | 0 | 0 | 0 | 0 | 0 | 0 | 0 | 0 | 0 | 0 | 0 | 0 | -246512.8382 | -115689.6092 | 0 | 0 | 0 | 0 | 0 | 0 | 0 | 0 | 0 | 0 | 0 | 0 | 0 | 0 | 0 | 0
2016-10-16 04:00 | 0 | 0 | 0 | 0 | 587935.1941 | 0 | 374750 | 0 | 0 | 0 | 0 | 1618021.4413 | 2268863.4947 | 0 | 0 | 0 | 0 | 0 | 0 | 0 | 0 | 0 | 0 | 0 | 0 | 0 | 0 | 0 | 0 | 0 | 97495.5848 | 115689.6092 | 0 | 0 | 0 | 0 | 0 | 0 | 0 | 0 | 0 | 0 | 0 | 0 | 0 | 0 | 0 | 0
2016-10-16 05:00 | 0 | 0 | 0 | 0 | 0 | 0 | 357343 | 0 | 0 | 0 | 0 | 1371508.6031 | 2158033.333 | 0 | 0 | 0 | 0 | 0 | 0 | 0 | 0 | 0 | 0 | 0 | 0 | 0 | 0 | 0 | 0 | 0 | -246512.8382 | -110830.1618 | 0 | 0 | 0 | 0 | 0 | 0 | 0 | 0 | 0 | 0 | 0 | 0 | 0 | 0 | 0 | 0
2016-10-16 06:00 | 0 | 0 | 0 | 0 | 0 | 0 | 343637 | 0 | 0 | 0 | 0 | 1124995.7648 | 2060909.1712 | 0 | 0 | 0 | 0 | 0 | 0 | 0 | 0 | 0 | 0 | 0 | 0 | 0 | 0 | 0 | 0 | 0 | -246512.8382 | -97124.1618 | 0 | 0 | 0 | 0 | 0 | 0 | 0 | 0 | 0 | 0 | 0 | 0 | 0 | 0 | 0 | 0
2016-10-16 07:00 | 0 | 0 | 0 | 0 | 0 | 0 | 333971 | 0 | 0 | 0 | 0 | 878482.9266 | 1973451.0095 | 0 | 0 | 0 | 0 | 0 | 0 | 0 | 0 | 0 | 0 | 0 | 0 | 0 | 0 | 0 | 0 | 0 | -246512.8382 | -87458.1618 | 0 | 0 | 0 | 0 | 0 | 0 | 0 | 0 | 0 | 0 | 0 | 0 | 0 | 0 | 0 | 0
2016-10-16 08:00 | 0 | 0 | 0 | 0 | 632322.2418 | 0 | 328806 | 0 | 0 | 0 | 0 | 1124995.7648 | 2030454.413 | 0 | 0 | 0 | 0 | 0 | 0 | 0 | 0 | 0 | 0 | 0 | 0 | 0 | 0 | 0 | 0 | 0 | 246512.8382 | 57003.4035 | 0 | 0 | 0 | 0 | 0 | 0 | 0 | 0 | 0 | 0 | 0 | 0 | 0 | 0 | 0 | 0
2016-10-16 09:00 | 0 | 0 | 0 | 0 | 0 | 0 | 327782 | 0 | 0 | 0 | 0 | 878482.9266 | 1949185.2512 | 0 | 0 | 0 | 0 | 0 | 0 | 0 | 0 | 0 | 0 | 0 | 0 | 0 | 0 | 0 | 0 | 0 | -246512.8382 | -81269.1618 | 0 | 0 | 0 | 0 | 0 | 0 | 0 | 0 | 0 | 0 | 0 | 0 | 0 | 0 | 0 | 0
2016-10-16 10:00 | 0 | 0 | 0 | 0 | 0 | 0 | 331842 | 0 | 0 | 0 | 0 | 631970.0883 | 1863856.0895 | 0 | 0 | 0 | 0 | 0 | 0 | 0 | 0 | 0 | 0 | 0 | 0 | 0 | 0 | 0 | 0 | 0 | -246512.8382 | -85329.1618 | 0 | 0 | 0 | 0 | 0 | 0 | 0 | 0 | 0 | 0 | 0 | 0 | 0 | 0 | 0 | 0
2016-10-16 11:00 | 0 | 0 | 0 | 0 | 0 | 0 | 340368 | 0 | 0 | 0 | 0 | 385457.2501 | 1770000.9277 | 0 | 0 | 0 | 0 | 0 | 0 | 0 | 0 | 0 | 0 | 0 | 0 | 0 | 0 | 0 | 0 | 0 | -246512.8382 | -93855.1618 | 0 | 0 | 0 | 0 | 0 | 0 | 0 | 0 | 0 | 0 | 0 | 0 | 0 | 0 | 0 | 0
2016-10-16 12:00 | 0 | 0 | 0 | 0 | 681941.3627 | 0 | 351891 | 0 | 0 | 0 | 0 | 631970.0883 | 1853538.4521 | 0 | 0 | 0 | 0 | 0 | 0 | 0 | 0 | 0 | 0 | 0 | 0 | 0 | 0 | 0 | 0 | 0 | 246512.8382 | 83537.5244 | 0 | 0 | 0 | 0 | 0 | 0 | 0 | 0 | 0 | 0 | 0 | 0 | 0 | 0 | 0 | 0
2016-10-16 13:00 | 0 | 0 | 0 | 0 | 0 | 8589.806 | 367423 | 0 | 0 | 0 | 0 | 385457.2501 | 1741218.0964 | 0 | 0 | 0 | 0 | 0 | 0 | 0 | 0 | 0 | 0 | 0 | 0 | 0 | 0 | 0 | 0 | 0 | -246512.8382 | -112320.3557 | 0 | 0 | 0 | 0 | 0 | 0 | 0 | 0 | 0 | 0 | 0 | 0 | 0 | 0 | 0 | 0
2016-10-16 14:00 | 0 | 0 | 0 | 0 | 413597.5705 | 332376.877 | 383772 | 0 | 0 | 0 | 0 | 631970.0883 | 1856907.7056 | 0 | 0 | 0 | 0 | 0 | 0 | 0 | 0 | 0 | 0 | 0 | 0 | 0 | 0 | 0 | 0 | 0 | 246512.8382 | 115689.6092 | 0 | 0 | 0 | 0 | 0 | 0 | 0 | 0 | 0 | 0 | 0 | 0 | 0 | 0 | 0 | 0
2016-10-16 15:00 | 0 | 0 | 0 | 0 | 163865.5994 | 598880.8481 | 400544 | 0 | 0 | 0 | 0 | 878482.9266 | 1972597.3149 | 0 | 0 | 0 | 0 | 0 | 0 | 0 | 0 | 0 | 0 | 0 | 0 | 0 | 0 | 0 | 0 | 0 | 246512.8382 | 115689.6092 | 0 | 0 | 0 | 0 | 0 | 0 | 0 | 0 | 0 | 0 | 0 | 0 | 0 | 0 | 0 | 0
2016-10-16 16:00 | 0 | 0 | 0 | 0 | 0 | 676942.9266 | 416790 | 0 | 0 | 0 | 0 | 1022946.244 | 2088286.9241 | 0 | 0 | 0 | 0 | 0 | 0 | 0 | 0 | 0 | 0 | 0 | 0 | 0 | 0 | 0 | 0 | 0 | 144463.3174 | 115689.6092 | 0 | 0 | 0 | 0 | 0 | 0 | 0 | 0 | 0 | 0 | 0 | 0 | 0 | 0 | 0 | 0
2016-10-16 17:00 | 0 | 0 | 0 | 0 | 0 | 676777.4863 | 430707 | 0 | 0 | 0 | 0 | 1269459.0822 | 2087844.5722 | 0 | 0 | 0 | 0 | 0 | 0 | 0 | 0 | 0 | 0 | 0 | 0 | 0 | 0 | 0 | 0 | 0 | 246512.8382 | -442.3519 | 0 | 0 | 0 | 0 | 0 | 0 | 0 | 0 | 0 | 0 | 0 | 0 | 0 | 0 | 0 | 0
2016-10-16 18:00 | 0 | 0 | 0 | 0 | 0 | 658017.5175 | 442178 | 0 | 0 | 0 | 0 | 1515971.9205 | 2057171.2514 | 0 | 0 | 0 | 0 | 0 | 0 | 0 | 0 | 0 | 0 | 0 | 0 | 0 | 0 | 0 | 0 | 0 | 246512.8382 | -30673.3208 | 0 | 0 | 0 | 0 | 0 | 0 | 0 | 0 | 0 | 0 | 0 | 0 | 0 | 0 | 0 | 0
2016-10-16 19:00 | 0 | 0 | 0 | 0 | 0 | 649848.9909 | 451589 | 0 | 0 | 0 | 0 | 1598542.3021 | 2172860.8607 | 0 | 0 | 0 | 0 | 0 | 0 | 0 | 0 | 0 | 0 | 0 | 0 | 0 | 0 | 0 | 0 | 0 | 82570.3817 | 115689.6092 | 0 | 0 | 0 | 0 | 0 | 0 | 0 | 0 | 0 | 0 | 0 | 0 | 0 | 0 | 0 | 0
2016-10-16 20:00 | 0 | 0 | 0 | 0 | 166506.7951 | 654517.6523 | 458822 | 0 | 0 | 0 | 0 | 1845055.1404 | 2288550.4699 | 0 | 0 | 0 | 0 | 0 | 0 | 0 | 0 | 0 | 0 | 0 | 0 | 0 | 0 | 0 | 0 | 0 | 246512.8382 | 115689.6092 | 0 | 0 | 0 | 0 | 0 | 0 | 0 | 0 | 0 | 0 | 0 | 0 | 0 | 0 | 0 | 0
2016-10-16 21:00 | 0 | 0 | 0 | 0 | 0 | 664158.6215 | 464628 | 0 | 0 | 0 | 0 | 1928896.1527 | 2404240.0791 | 0 | 0 | 0 | 0 | 0 | 0 | 0 | 0 | 0 | 0 | 0 | 0 | 0 | 0 | 0 | 0 | 0 | 83841.0123 | 115689.6092 | 0 | 0 | 0 | 0 | 0 | 0 | 0 | 0 | 0 | 0 | 0 | 0 | 0 | 0 | 0 | 0
2016-10-16 22:00 | 0 | 0 | 0 | 0 | 0 | 644900.1447 | 467804 | 0 | 0 | 0 | 0 | 2175408.9909 | 2334823.3856 | 0 | 0 | 0 | 0 | 0 | 0 | 0 | 0 | 0 | 0 | 0 | 0 | 0 | 0 | 0 | 0 | 0 | 246512.8382 | -69416.6936 | 0 | 0 | 0 | 0 | 0 | 0 | 0 | 0 | 0 | 0 | 0 | 0 | 0 | 0 | 0 | 0
2016-10-16 23:00 | 0 | 0 | 0 | 0 | 0 | 479998.5703 | 471245 | 0 | 0 | 0 | 0 | 2068472.952 | 2450512.9948 | 0 | 0 | 0 | 0 | 0 | 0 | 0 | 0 | 0 | 0 | 0 | 0 | 0 | 0 | 0 | 0 | 0 | -106936.0389 | 115689.6092 | 0 | 0 | 0 | 0 | 0 | 0 | 0 | 0 | 0 | 0 | 0 | 0 | 0 | 0 | 0 | 0
2016-10-17 | 0 | 0 | 0 | 0 | 0 | 113568.4697 | 468534 | 0 | 0 | 0 | 0 | 1821960.1137 | 2342060.3027 | 0 | 0 | 0 | 0 | 0 | 0 | 0 | 0 | 0 | 0 | 0 | 0 | 0 | 0 | 0 | 0 | 0 | -246512.8382 | -108452.6921 | 0 | 0 | 0 | 0 | 0 | 0 | 0 | 0 | 0 | 0 | 0 | 0 | 0 | 0 | 0 | 0
2016-10-17 01:00 | 0 | 0 | 0 | 0 | 91681.4063 | 89.1462 | 453973 | 0 | 0 | 0 | 0 | 1575447.2755 | 2226370.6935 | 0 | 0 | 0 | 0 | 0 | 0 | 0 | 0 | 0 | 0 | 0 | 0 | 0 | 0 | 0 | 0 | 0 | -246512.8382 | -115689.6092 | 0 | 0 | 0 | 0 | 0 | 0 | 0 | 0 | 0 | 0 | 0 | 0 | 0 | 0 | 0 | 0
2016-10-17 02:00 | 0 | 0 | 0 | 0 | 793690.1687 | 0 | 431304 | 0 | 0 | 0 | 0 | 1821960.1137 | 2342060.3027 | 0 | 0 | 0 | 0 | 0 | 0 | 0 | 183.7212 | 0 | 0 | 0 | 0 | 0 | 0 | 0 | 0 | 0 | 246512.8382 | 115689.6092 | 0 | 0 | 0 | 0 | 0 | 0 | 0 | 0 | 0 | 183.7212 | 0 | 0 | 0 | 0 | 0 | 0
2016-10-17 03:00 | 0 | 0 | 0 | 0 | 42276.8313 | 0 | 404663 | 0 | 0 | 0 | 0 | 1575447.2755 | 2226370.6935 | 0 | 0 | 0 | 0 | 0 | 0 | 0 | 0 | 0 | 0 | 0 | 0 | 0 | 0 | 0 | 0 | 0 | -246512.8382 | -115689.6092 | 0 | 0 | 0 | 0 | 0 | 0 | 0 | 0 | 0 | -183.7212 | 0 | 0 | 0 | 0 | 0 | 0
2016-10-17 04:00 | 0 | 0 | 0 | 0 | 17743.5525 | 0 | 379946 | 0 | 0 | 0 | 0 | 1328934.4372 | 2110681.0842 | 0 | 0 | 0 | 0 | 0 | 0 | 0 | 0 | 0 | 0 | 0 | 0 | 0 | 0 | 0 | 0 | 0 | -246512.8382 | -115689.6092 | 0 | 0 | 0 | 0 | 0 | 0 | 0 | 0 | 0 | 0 | 0 | 0 | 0 | 0 | 0 | 0
2016-10-17 05:00 | 0 | 0 | 0 | 0 | 230034.771 | 0 | 360858 | 0 | 0 | 0 | 0 | 1082421.599 | 2226370.6935 | 0 | 0 | 0 | 0 | 0 | 0 | 0 | 0 | 0 | 0 | 0 | 0 | 0 | 0 | 0 | 0 | 0 | -246512.8382 | 115689.6092 | 0 | 0 | 0 | 0 | 0 | 0 | 0 | 0 | 0 | 0 | 0 | 0 | 0 | 0 | 0 | 0
2016-10-17 06:00 | 0 | 0 | 0 | 0 | 478351.229 | 0 | 347528 | 0 | 0 | 0 | 0 | 1328934.4372 | 2110681.0842 | 0 | 0 | 0 | 0 | 0 | 0 | 0 | 0 | 0 | 0 | 0 | 0 | 0 | 0 | 0 | 0 | 0 | 246512.8382 | -115689.6092 | 0 | 0 | 0 | 0 | 0 | 0 | 0 | 0 | 0 | 0 | 0 | 0 | 0 | 0 | 0 | 0
2016-10-17 07:00 | 0 | 0 | 0 | 0 | 0 | 0 | 340423 | 0 | 0 | 0 | 0 | 1082421.599 | 2016770.9225 | 0 | 0 | 0 | 0 | 0 | 0 | 0 | 0 | 0 | 0 | 0 | 0 | 0 | 0 | 0 | 0 | 0 | -246512.8382 | -93910.1618 | 0 | 0 | 0 | 0 | 0 | 0 | 0 | 0 | 0 | 0 | 0 | 0 | 0 | 0 | 0 | 0
2016-10-17 08:00 | 0 | 0 | 0 | 0 | 208980.771 | 0 | 339804 | 0 | 0 | 0 | 0 | 835908.7608 | 2132460.5317 | 0 | 0 | 0 | 0 | 0 | 0 | 0 | 0 | 0 | 0 | 0 | 0 | 0 | 0 | 0 | 0 | 0 | -246512.8382 | 115689.6092 | 0 | 0 | 0 | 0 | 0 | 0 | 0 | 0 | 0 | 0 | 0 | 0 | 0 | 0 | 0 | 0
2016-10-17 09:00 | 0 | 0 | 0 | 0 | 615573.3988 | 0 | 349623 | 0 | 0 | 0 | 0 | 1082421.599 | 2137882.5397 | 0 | 0 | 0 | 0 | 0 | 0 | 0 | 14015.5525 | 0 | 0 | 0 | 0 | 0 | 0 | 0 | 0 | 0 | 246512.8382 | 5422.008 | 0 | 0 | 0 | 0 | 0 | 0 | 0 | 0 | 0 | 14015.5525 | 0 | 0 | 0 | 0 | 0 | 0
2016-10-17 10:00 | 0 | 0 | 0 | 0 | 0 | 0 | 376218 | 0 | 0 | 0 | 0 | 835908.7608 | 2022192.9305 | 0 | 0 | 0 | 0 | 0 | 0 | 0 | 0 | 0 | 0 | 0 | 0 | 0 | 0 | 0 | 0 | 0 | -246512.8382 | -115689.6092 | 0 | 0 | 0 | 0 | 0 | 0 | 0 | 0 | 0 | -14015.5525 | 0 | 0 | 0 | 0 | 0 | 0
2016-10-17 11:00 | 0 | 0 | 0 | 0 | 42268.5525 | 0 | 404471 | 0 | 0 | 0 | 0 | 589395.9225 | 1906503.3213 | 0 | 0 | 0 | 0 | 0 | 0 | 0 | 0 | 0 | 0 | 0 | 0 | 0 | 0 | 0 | 0 | 0 | -246512.8382 | -115689.6092 | 0 | 0 | 0 | 0 | 0 | 0 | 0 | 0 | 0 | 0 | 0 | 0 | 0 | 0 | 0 | 0
2016-10-17 12:00 | 0 | 0 | 0 | 0 | 560523.3841 | 0 | 420646 | 0 | 0 | 0 | 0 | 835908.7608 | 1799867.8671 | 0 | 0 | 0 | 0 | 0 | 0 | 0 | 0 | 0 | 0 | 0 | 0 | 0 | 0 | 0 | 0 | 0 | 246512.8382 | -106635.4542 | 0 | 0 | 0 | 0 | 0 | 0 | 0 | 0 | 0 | 0 | 0 | 0 | 0 | 0 | 0 | 0
2016-10-17 13:00 | 0 | 0 | 0 | 0 | 65968.1324 | 8313.4202 | 436484 | 0 | 0 | 0 | 0 | 589395.9225 | 1684178.2579 | 0 | 0 | 0 | 0 | 0 | 0 | 0 | 0 | 0 | 0 | 0 | 0 | 0 | 0 | 0 | 0 | 0 | -246512.8382 | -115689.6092 | 0 | 0 | 0 | 0 | 0 | 0 | 0 | 0 | 0 | 0 | 0 | 0 | 0 | 0 | 0 | 0
2016-10-17 14:00 | 0 | 0 | 0 | 0 | 6939.5062 | 315646.2648 | 453409 | 0 | 0 | 0 | 0 | 342883.0843 | 1799867.8671 | 0 | 0 | 0 | 0 | 0 | 0 | 0 | 0 | 0 | 0 | 0 | 0 | 0 | 0 | 0 | 0 | 0 | -246512.8382 | 115689.6092 | 0 | 0 | 0 | 0 | 0 | 0 | 0 | 0 | 0 | 0 | 0 | 0 | 0 | 0 | 0 | 0
2016-10-17 15:00 | 0 | 0 | 0 | 0 | 199922.9529 | 631127.4946 | 468848 | 0 | 0 | 0 | 0 | 589395.9225 | 1915557.4763 | 0 | 0 | 0 | 0 | 0 | 0 | 0 | 0 | 0 | 0 | 0 | 0 | 0 | 0 | 0 | 0 | 0 | 246512.8382 | 115689.6092 | 0 | 0 | 0 | 0 | 0 | 0 | 0 | 0 | 0 | 0 | 0 | 0 | 0 | 0 | 0 | 0
2016-10-17 16:00 | 0 | 0 | 0 | 0 | 0 | 722135.9584 | 483953 | 0 | 0 | 0 | 0 | 835908.7608 | 1907227.5965 | 0 | 0 | 0 | 0 | 0 | 0 | 0 | 0 | 0 | 0 | 0 | 0 | 0 | 0 | 0 | 0 | 0 | 246512.8382 | -8329.8798 | 0 | 0 | 0 | 0 | 0 | 0 | 0 | 0 | 0 | 0 | 0 | 0 | 0 | 0 | 0 | 0
2016-10-17 17:00 | 0 | 0 | 0 | 0 | 0 | 725791.9943 | 498846 | 0 | 0 | 0 | 0 | 1082421.599 | 1887660.7525 | 0 | 0 | 0 | 0 | 0 | 0 | 0 | 0 | 0 | 0 | 0 | 0 | 0 | 0 | 0 | 0 | 0 | 246512.8382 | -19566.844 | 0 | 0 | 0 | 0 | 0 | 0 | 0 | 0 | 0 | 0 | 0 | 0 | 0 | 0 | 0 | 0
2016-10-17 18:00 | 0 | 0 | 0 | 0 | 0 | 703202.3623 | 511978 | 0 | 0 | 0 | 0 | 1328934.4372 | 1832372.2766 | 0 | 0 | 0 | 0 | 0 | 0 | 0 | 0 | 0 | 0 | 0 | 0 | 0 | 0 | 0 | 0 | 0 | 246512.8382 | -55288.476 | 0 | 0 | 0 | 0 | 0 | 0 | 0 | 0 | 0 | 0 | 0 | 0 | 0 | 0 | 0 | 0
2016-10-17 19:00 | 0 | 0 | 0 | 0 | 0 | 693009.1474 | 521613 | 0 | 0 | 0 | 0 | 1384640.9755 | 1948061.8858 | 0 | 0 | 0 | 0 | 0 | 0 | 0 | 0 | 0 | 0 | 0 | 0 | 0 | 0 | 0 | 0 | 0 | 55706.5382 | 115689.6092 | 0 | 0 | 0 | 0 | 0 | 0 | 0 | 0 | 0 | 0 | 0 | 0 | 0 | 0 | 0 | 0
2016-10-17 20:00 | 0 | 0 | 0 | 0 | 184290.3377 | 705400.1098 | 527488 | 0 | 0 | 0 | 0 | 1631153.8137 | 2063751.4951 | 0 | 0 | 0 | 0 | 0 | 0 | 0 | 0 | 0 | 0 | 0 | 0 | 0 | 0 | 0 | 0 | 0 | 246512.8382 | 115689.6092 | 0 | 0 | 0 | 0 | 0 | 0 | 0 | 0 | 0 | 0 | 0 | 0 | 0 | 0 | 0 | 0
2016-10-17 21:00 | 0 | 0 | 0 | 0 | 0 | 728565.975 | 528429 | 0 | 0 | 0 | 0 | 1715601.1794 | 2179441.1043 | 0 | 0 | 0 | 0 | 0 | 0 | 0 | 0 | 0 | 0 | 0 | 0 | 0 | 0 | 0 | 0 | 0 | 84447.3657 | 115689.6092 | 0 | 0 | 0 | 0 | 0 | 0 | 0 | 0 | 0 | 0 | 0 | 0 | 0 | 0 | 0 | 0
2016-10-17 22:00 | 0 | 0 | 0 | 0 | 0 | 720068.5587 | 523606 | 0 | 0 | 0 | 0 | 1962114.0177 | 2129390.8247 | 0 | 0 | 0 | 0 | 0 | 0 | 0 | 0 | 0 | 0 | 0 | 0 | 0 | 0 | 0 | 0 | 0 | 246512.8382 | -50050.2796 | 0 | 0 | 0 | 0 | 0 | 0 | 0 | 0 | 0 | 0 | 0 | 0 | 0 | 0 | 0 | 0
2016-10-17 23:00 | 0 | 0 | 0 | 0 | 0 | 537358.9848 | 522334 | 0 | 0 | 0 | 0 | 1861449.3933 | 2245080.4339 | 0 | 0 | 0 | 0 | 0 | 0 | 0 | 0 | 0 | 0 | 0 | 0 | 0 | 0 | 0 | 0 | 0 | -100664.6244 | 115689.6092 | 0 | 0 | 0 | 0 | 0 | 0 | 0 | 0 | 0 | 0 | 0 | 0 | 0 | 0 | 0 | 0
2016-10-18 | 0 | 0 | 0 | 0 | 24896.3717 | 127414.1808 | 514513 | 0 | 0 | 0 | 0 | 1614936.555 | 2129390.8247 | 0 | 0 | 0 | 0 | 0 | 0 | 0 | 0 | 0 | 0 | 0 | 0 | 0 | 0 | 0 | 0 | 0 | -246512.8382 | -115689.6092 | 0 | 0 | 0 | 0 | 0 | 0 | 0 | 0 | 0 | 0 | 0 | 0 | 0 | 0 | 0 | 0
2016-10-18 01:00 | 0 | 0 | 0 | 0 | 133562.7312 | 92.8213 | 495858 | 0 | 0 | 0 | 0 | 1368423.7168 | 2013701.2155 | 0 | 0 | 0 | 0 | 0 | 0 | 0 | 0 | 0 | 0 | 0 | 0 | 0 | 0 | 0 | 0 | 0 | -246512.8382 | -115689.6092 | 0 | 0 | 0 | 0 | 0 | 0 | 0 | 0 | 0 | 0 | 0 | 0 | 0 | 0 | 0 | 0
2016-10-18 02:00 | 0 | 0 | 0 | 0 | 772225.2429 | 0 | 468422 | 0 | 0 | 0 | 0 | 1614936.555 | 2070991.6201 | 0 | 0 | 0 | 0 | 0 | 0 | 0 | 0 | 0 | 0 | 0 | 0 | 0 | 0 | 0 | 0 | 0 | 246512.8382 | 57290.4046 | 0 | 0 | 0 | 0 | 0 | 0 | 0 | 0 | 0 | 0 | 0 | 0 | 0 | 0 | 0 | 0
2016-10-18 03:00 | 0 | 0 | 0 | 0 | 73703.5525 | 0 | 435906 | 0 | 0 | 0 | 0 | 1368423.7168 | 1955302.0109 | 0 | 0 | 0 | 0 | 0 | 0 | 0 | 0 | 0 | 0 | 0 | 0 | 0 | 0 | 0 | 0 | 0 | -246512.8382 | -115689.6092 | 0 | 0 | 0 | 0 | 0 | 0 | 0 | 0 | 0 | 0 | 0 | 0 | 0 | 0 | 0 | 0
2016-10-18 04:00 | 0 | 0 | 0 | 0 | 43950.5525 | 0 | 406153 | 0 | 0 | 0 | 0 | 1121910.8785 | 1839612.4017 | 0 | 0 | 0 | 0 | 0 | 0 | 0 | 0 | 0 | 0 | 0 | 0 | 0 | 0 | 0 | 0 | 0 | -246512.8382 | -115689.6092 | 0 | 0 | 0 | 0 | 0 | 0 | 0 | 0 | 0 | 0 | 0 | 0 | 0 | 0 | 0 | 0
2016-10-18 05:00 | 0 | 0 | 0 | 0 | 252350.771 | 0 | 383174 | 0 | 0 | 0 | 0 | 875398.0403 | 1955302.0109 | 0 | 0 | 0 | 0 | 0 | 0 | 0 | 0 | 0 | 0 | 0 | 0 | 0 | 0 | 0 | 0 | 0 | -246512.8382 | 115689.6092 | 0 | 0 | 0 | 0 | 0 | 0 | 0 | 0 | 0 | 0 | 0 | 0 | 0 | 0 | 0 | 0
2016-10-18 06:00 | 0 | 0 | 0 | 0 | 497922.229 | 0 | 367099 | 0 | 0 | 0 | 0 | 1121910.8785 | 1839612.4017 | 0 | 0 | 0 | 0 | 0 | 0 | 0 | 0 | 0 | 0 | 0 | 0 | 0 | 0 | 0 | 0 | 0 | 246512.8382 | -115689.6092 | 0 | 0 | 0 | 0 | 0 | 0 | 0 | 0 | 0 | 0 | 0 | 0 | 0 | 0 | 0 | 0
2016-10-18 07:00 | 0 | 0 | 0 | 0 | 0 | 0 | 357029 | 0 | 0 | 0 | 0 | 875398.0403 | 1729096.2399 | 0 | 0 | 0 | 0 | 0 | 0 | 0 | 0 | 0 | 0 | 0 | 0 | 0 | 0 | 0 | 0 | 0 | -246512.8382 | -110516.1618 | 0 | 0 | 0 | 0 | 0 | 0 | 0 | 0 | 0 | 0 | 0 | 0 | 0 | 0 | 0 | 0
2016-10-18 08:00 | 0 | 0 | 0 | 0 | 223709.771 | 0 | 354533 | 0 | 0 | 0 | 0 | 628885.202 | 1844785.8491 | 0 | 0 | 0 | 0 | 0 | 0 | 0 | 0 | 0 | 0 | 0 | 0 | 0 | 0 | 0 | 0 | 0 | -246512.8382 | 115689.6092 | 0 | 0 | 0 | 0 | 0 | 0 | 0 | 0 | 0 | 0 | 0 | 0 | 0 | 0 | 0 | 0
2016-10-18 09:00 | 0 | 0 | 0 | 0 | 494055.229 | 0 | 363232 | 0 | 0 | 0 | 0 | 875398.0403 | 1729096.2399 | 0 | 0 | 0 | 0 | 0 | 0 | 0 | 0 | 0 | 0 | 0 | 0 | 0 | 0 | 0 | 0 | 0 | 246512.8382 | -115689.6092 | 0 | 0 | 0 | 0 | 0 | 0 | 0 | 0 | 0 | 0 | 0 | 0 | 0 | 0 | 0 | 0
2016-10-18 10:00 | 0 | 0 | 0 | 0 | 257456.771 | 0 | 388280 | 0 | 0 | 0 | 0 | 628885.202 | 1844785.8491 | 0 | 0 | 0 | 0 | 0 | 0 | 0 | 0 | 0 | 0 | 0 | 0 | 0 | 0 | 0 | 0 | 0 | -246512.8382 | 115689.6092 | 0 | 0 | 0 | 0 | 0 | 0 | 0 | 0 | 0 | 0 | 0 | 0 | 0 | 0 | 0 | 0
2016-10-18 11:00 | 0 | 0 | 0 | 0 | 576824.2558 | 0 | 414599 | 0 | 0 | 0 | 0 | 675420.8486 | 1960475.4584 | 0 | 0 | 0 | 0 | 0 | 0 | 0 | 0 | 0 | 0 | 0 | 0 | 0 | 0 | 0 | 0 | 0 | 46535.6466 | 115689.6092 | 0 | 0 | 0 | 0 | 0 | 0 | 0 | 0 | 0 | 0 | 0 | 0 | 0 | 0 | 0 | 0
2016-10-18 12:00 | 0 | 0 | 0 | 0 | 66060.5525 | 0 | 428263 | 0 | 0 | 0 | 0 | 428908.0104 | 1844785.8491 | 0 | 0 | 0 | 0 | 0 | 0 | 0 | 0 | 0 | 0 | 0 | 0 | 0 | 0 | 0 | 0 | 0 | -246512.8382 | -115689.6092 | 0 | 0 | 0 | 0 | 0 | 0 | 0 | 0 | 0 | 0 | 0 | 0 | 0 | 0 | 0 | 0
2016-10-18 13:00 | 0 | 0 | 0 | 0 | 433078.0465 | 6152.5377 | 443362 | 0 | 0 | 0 | 0 | 309086.9853 | 1960475.4584 | 0 | 0 | 0 | 0 | 0 | 0 | 0 | 0 | 0 | 0 | 0 | 0 | 0 | 0 | 0 | 0 | 0 | -119821.025 | 115689.6092 | 0 | 0 | 0 | 0 | 0 | 0 | 0 | 0 | 0 | 0 | 0 | 0 | 0 | 0 | 0 | 0
2016-10-18 14:00 | 0 | 0 | 0 | 0 | 256086.8003 | 294018.194 | 459677 | 0 | 0 | 0 | 0 | 515204.5889 | 1844785.8491 | 0 | 0 | 0 | 0 | 0 | 0 | 0 | 0 | 0 | 0 | 0 | 0 | 0 | 0 | 0 | 0 | 0 | 206117.6036 | -115689.6092 | 0 | 0 | 0 | 0 | 0 | 0 | 0 | 0 | 0 | 0 | 0 | 0 | 0 | 0 | 0 | 0
2016-10-18 15:00 | 0 | 0 | 0 | 0 | 0 | 706319.4583 | 473422 | 0 | 0 | 0 | 0 | 632412.438 | 1960475.4584 | 0 | 0 | 0 | 0 | 0 | 0 | 0 | 0 | 0 | 0 | 0 | 0 | 0 | 0 | 0 | 0 | 0 | 117207.8491 | 115689.6092 | 0 | 0 | 0 | 0 | 0 | 0 | 0 | 0 | 0 | 0 | 0 | 0 | 0 | 0 | 0 | 0
2016-10-18 16:00 | 0 | 0 | 0 | 0 | 75829.2461 | 773709.2014 | 487336 | 0 | 0 | 0 | 0 | 878925.2762 | 2076165.0676 | 0 | 0 | 0 | 0 | 0 | 0 | 0 | 0 | 0 | 0 | 0 | 0 | 0 | 0 | 0 | 0 | 0 | 246512.8382 | 115689.6092 | 0 | 0 | 0 | 0 | 0 | 0 | 0 | 0 | 0 | 0 | 0 | 0 | 0 | 0 | 0 | 0
2016-10-18 17:00 | 0 | 0 | 0 | 0 | 0 | 747137.9587 | 500972 | 0 | 0 | 0 | 0 | 1009401.6257 | 2191854.6768 | 0 | 0 | 0 | 0 | 0 | 0 | 0 | 0 | 0 | 0 | 0 | 0 | 0 | 0 | 0 | 0 | 0 | 130476.3495 | 115689.6092 | 0 | 0 | 0 | 0 | 0 | 0 | 0 | 0 | 0 | 0 | 0 | 0 | 0 | 0 | 0 | 0
2016-10-18 18:00 | 0 | 0 | 0 | 0 | 0 | 718098.6339 | 512847 | 0 | 0 | 0 | 0 | 1255914.4639 | 2150593.4725 | 0 | 0 | 0 | 0 | 0 | 0 | 0 | 0 | 0 | 0 | 0 | 0 | 0 | 0 | 0 | 0 | 0 | 246512.8382 | -41261.2043 | 0 | 0 | 0 | 0 | 0 | 0 | 0 | 0 | 0 | 0 | 0 | 0 | 0 | 0 | 0 | 0
2016-10-18 19:00 | 0 | 0 | 0 | 0 | 0 | 701216.1896 | 521572 | 0 | 0 | 0 | 0 | 1319869.0443 | 2266283.0817 | 0 | 0 | 0 | 0 | 0 | 0 | 0 | 0 | 0 | 0 | 0 | 0 | 0 | 0 | 0 | 0 | 0 | 63954.5804 | 115689.6092 | 0 | 0 | 0 | 0 | 0 | 0 | 0 | 0 | 0 | 0 | 0 | 0 | 0 | 0 | 0 | 0
2016-10-18 20:00 | 0 | 0 | 0 | 0 | 0 | 708321.1198 | 527230 | 0 | 0 | 0 | 0 | 1566381.8825 | 2200861.3633 | 0 | 0 | 0 | 0 | 0 | 0 | 0 | 0 | 0 | 0 | 0 | 0 | 0 | 0 | 0 | 0 | 0 | 246512.8382 | -65421.7185 | 0 | 0 | 0 | 0 | 0 | 0 | 0 | 0 | 0 | 0 | 0 | 0 | 0 | 0 | 0 | 0
2016-10-18 21:00 | 0 | 0 | 0 | 0 | 0 | 722885.2781 | 527453 | 0 | 0 | 0 | 0 | 1646124.5514 | 2316550.9725 | 0 | 0 | 0 | 0 | 0 | 0 | 0 | 0 | 0 | 0 | 0 | 0 | 0 | 0 | 0 | 0 | 0 | 79742.6689 | 115689.6092 | 0 | 0 | 0 | 0 | 0 | 0 | 0 | 0 | 0 | 0 | 0 | 0 | 0 | 0 | 0 | 0
2016-10-18 22:00 | 0 | 0 | 0 | 0 | 0 | 702414.4787 | 522155 | 0 | 0 | 0 | 0 | 1892637.3896 | 2250297.6129 | 0 | 0 | 0 | 0 | 0 | 0 | 0 | 0 | 0 | 0 | 0 | 0 | 0 | 0 | 0 | 0 | 0 | 246512.8382 | -66253.3595 | 0 | 0 | 0 | 0 | 0 | 0 | 0 | 0 | 0 | 0 | 0 | 0 | 0 | 0 | 0 | 0
2016-10-18 23:00 | 0 | 0 | 0 | 0 | 0 | 521091.4216 | 520044 | 0 | 0 | 0 | 0 | 1777995.202 | 2365987.2222 | 0 | 0 | 0 | 0 | 0 | 0 | 0 | 0 | 0 | 0 | 0 | 0 | 0 | 0 | 0 | 0 | 0 | -114642.1876 | 115689.6092 | 0 | 0 | 0 | 0 | 0 | 0 | 0 | 0 | 0 | 0 | 0 | 0 | 0 | 0 | 0 | 0
2016-10-19 | 0 | 0 | 0 | 0 | 342528.5506 | 124899.5327 | 512531 | 0 | 0 | 0 | 0 | 1848581.8945 | 2250297.6129 | 0 | 0 | 0 | 0 | 0 | 0 | 0 | 0 | 0 | 0 | 0 | 0 | 0 | 0 | 0 | 0 | 0 | 70586.6925 | -115689.6092 | 0 | 0 | 0 | 0 | 0 | 0 | 0 | 0 | 0 | 0 | 0 | 0 | 0 | 0 | 0 | 0
2016-10-19 01:00 | 0 | 0 | 0 | 0 | 362816.8801 | 64.8909 | 493705 | 0 | 0 | 0 | 0 | 1602069.0563 | 2365987.2222 | 0 | 0 | 0 | 0 | 0 | 0 | 0 | 0 | 0 | 0 | 0 | 0 | 0 | 0 | 0 | 0 | 0 | -246512.8382 | 115689.6092 | 0 | 0 | 0 | 0 | 0 | 0 | 0 | 0 | 0 | 0 | 0 | 0 | 0 | 0 | 0 | 0
2016-10-19 02:00 | 0 | 0 | 0 | 0 | 426122.4331 | 0 | 465734 | 0 | 0 | 0 | 0 | 1678147.0986 | 2250297.6129 | 0 | 0 | 0 | 0 | 0 | 0 | 0 | 0 | 0 | 0 | 0 | 0 | 0 | 0 | 0 | 0 | 0 | 76078.0423 | -115689.6092 | 0 | 0 | 0 | 0 | 0 | 0 | 0 | 0 | 0 | 0 | 0 | 0 | 0 | 0 | 0 | 0
2016-10-19 03:00 | 0 | 0 | 0 | 0 | 72179.5525 | 0 | 434382 | 0 | 0 | 0 | 0 | 1431634.2603 | 2134608.0037 | 0 | 0 | 0 | 0 | 0 | 0 | 0 | 0 | 0 | 0 | 0 | 0 | 0 | 0 | 0 | 0 | 0 | -246512.8382 | -115689.6092 | 0 | 0 | 0 | 0 | 0 | 0 | 0 | 0 | 0 | 0 | 0 | 0 | 0 | 0 | 0 | 0
2016-10-19 04:00 | 0 | 0 | 0 | 0 | 390721.8502 | 0 | 404120 | 0 | 0 | 0 | 0 | 1533925.7197 | 2018918.3945 | 0 | 0 | 0 | 0 | 0 | 0 | 0 | 0 | 0 | 0 | 0 | 0 | 0 | 0 | 0 | 0 | 0 | 102291.4594 | -115689.6092 | 0 | 0 | 0 | 0 | 0 | 0 | 0 | 0 | 0 | 0 | 0 | 0 | 0 | 0 | 0 | 0
2016-10-19 05:00 | 0 | 0 | 0 | 0 | 19258.5525 | 0 | 381461 | 0 | 0 | 0 | 0 | 1287412.8815 | 1903228.7852 | 0 | 0 | 0 | 0 | 0 | 0 | 0 | 0 | 0 | 0 | 0 | 0 | 0 | 0 | 0 | 0 | 0 | -246512.8382 | -115689.6092 | 0 | 0 | 0 | 0 | 0 | 0 | 0 | 0 | 0 | 0 | 0 | 0 | 0 | 0 | 0 | 0
2016-10-19 06:00 | 0 | 0 | 0 | 0 | 332216.5434 | 0 | 365213 | 0 | 0 | 0 | 0 | 1138726.8157 | 2018918.3945 | 0 | 0 | 0 | 0 | 0 | 0 | 0 | 0 | 0 | 0 | 0 | 0 | 0 | 0 | 0 | 0 | 0 | -148686.0658 | 115689.6092 | 0 | 0 | 0 | 0 | 0 | 0 | 0 | 0 | 0 | 0 | 0 | 0 | 0 | 0 | 0 | 0
2016-10-19 07:00 | 0 | 0 | 0 | 0 | 310960.7723 | 0 | 355191 | 0 | 0 | 0 | 0 | 1210186.1972 | 1903228.7852 | 0 | 0 | 0 | 0 | 0 | 0 | 0 | 0 | 0 | 0 | 0 | 0 | 0 | 0 | 0 | 0 | 0 | 71459.3816 | -115689.6092 | 0 | 0 | 0 | 0 | 0 | 0 | 0 | 0 | 0 | 0 | 0 | 0 | 0 | 0 | 0 | 0
2016-10-19 08:00 | 0 | 0 | 0 | 0 | 293519.4248 | 0 | 353273 | 0 | 0 | 0 | 0 | 1266122.2313 | 1787539.176 | 0 | 0 | 0 | 0 | 0 | 0 | 0 | 0 | 0 | 0 | 0 | 0 | 0 | 0 | 0 | 0 | 0 | 55936.0341 | -115689.6092 | 0 | 0 | 0 | 0 | 0 | 0 | 0 | 0 | 0 | 0 | 0 | 0 | 0 | 0 | 0 | 0
2016-10-19 09:00 | 0 | 0 | 0 | 0 | 279454.2433 | 0 | 362507 | 0 | 0 | 0 | 0 | 1067379.8654 | 1903228.7852 | 0 | 0 | 0 | 0 | 0 | 0 | 0 | 0 | 0 | 0 | 0 | 0 | 0 | 0 | 0 | 0 | 0 | -198742.3659 | 115689.6092 | 0 | 0 | 0 | 0 | 0 | 0 | 0 | 0 | 0 | 0 | 0 | 0 | 0 | 0 | 0 | 0
2016-10-19 10:00 | 0 | 0 | 0 | 0 | 273076.8578 | 0 | 387847 | 0 | 0 | 0 | 0 | 820867.0271 | 2018918.3945 | 0 | 0 | 0 | 0 | 0 | 0 | 0 | 16053.0868 | 0 | 0 | 0 | 0 | 0 | 0 | 0 | 0 | 0 | -246512.8382 | 115689.6092 | 0 | 0 | 0 | 0 | 0 | 0 | 0 | 0 | 0 | 16053.0868 | 0 | 0 | 0 | 0 | 0 | 0
2016-10-19 11:00 | 0 | 0 | 0 | 0 | 34918.4657 | 0 | 413174 | 0 | 0 | 0 | 0 | 574354.1889 | 1903228.7852 | 0 | 0 | 0 | 0 | 0 | 0 | 0 | 0 | 0 | 0 | 0 | 0 | 0 | 0 | 0 | 0 | 0 | -246512.8382 | -115689.6092 | 0 | 0 | 0 | 0 | 0 | 0 | 0 | 0 | 0 | -16053.0868 | 0 | 0 | 0 | 0 | 0 | 0
2016-10-19 12:00 | 0 | 0 | 0 | 0 | 277779.4309 | 0 | 427913 | 0 | 0 | 0 | 0 | 534124.8259 | 1787539.176 | 0 | 0 | 0 | 0 | 0 | 0 | 0 | 5785.4032 | 0 | 0 | 0 | 0 | 0 | 0 | 0 | 0 | 0 | -40229.363 | -115689.6092 | 0 | 0 | 0 | 0 | 0 | 0 | 0 | 0 | 0 | 5785.4032 | 0 | 0 | 0 | 0 | 0 | 0
2016-10-19 13:00 | 0 | 0 | 0 | 0 | 235406.1269 | 5280.7663 | 441862 | 0 | 0 | 0 | 0 | 287611.9876 | 1802083.1921 | 0 | 0 | 0 | 0 | 0 | 0 | 0 | 36579.1185 | 0 | 0 | 0 | 0 | 0 | 0 | 0 | 0 | 0 | -246512.8382 | 14544.0161 | 0 | 0 | 0 | 0 | 0 | 0 | 0 | 0 | 0 | 30793.7153 | 0 | 0 | 0 | 0 | 0 | 0
2016-10-19 14:00 | 0 | 0 | 0 | 0 | 0 | 281906.964 | 458750 | 0 | 0 | 0 | 0 | 226458.5608 | 1686393.5829 | 0 | 0 | 0 | 0 | 0 | 0 | 0 | 36579.1185 | 0 | 0 | 0 | 0 | 0 | 0 | 0 | 0 | 0 | -61153.4268 | -115689.6092 | 0 | 0 | 0 | 0 | 0 | 0 | 0 | 0 | 0 | 0 | 0 | 0 | 0 | 0 | 0 | 0
2016-10-19 15:00 | 0 | 0 | 0 | 0 | 110564.2464 | 726034.2011 | 474396 | 0 | 0 | 0 | 0 | 472971.3991 | 1802083.1921 | 0 | 0 | 0 | 0 | 0 | 0 | 0 | 36579.1185 | 0 | 0 | 0 | 0 | 0 | 0 | 0 | 0 | 0 | 246512.8382 | 115689.6092 | 0 | 0 | 0 | 0 | 0 | 0 | 0 | 0 | 0 | 0 | 0 | 0 | 0 | 0 | 0 | 0
2016-10-19 16:00 | 0 | 0 | 0 | 0 | 70008.7615 | 780814.686 | 488621 | 0 | 0 | 0 | 0 | 719484.2373 | 1917772.8013 | 0 | 0 | 0 | 0 | 0 | 0 | 0 | 36579.1185 | 0 | 0 | 0 | 0 | 0 | 0 | 0 | 0 | 0 | 246512.8382 | 115689.6092 | 0 | 0 | 0 | 0 | 0 | 0 | 0 | 0 | 0 | 0 | 0 | 0 | 0 | 0 | 0 | 0
2016-10-19 17:00 | 0 | 0 | 0 | 0 | 112929.0471 | 753506.4003 | 504233 | 0 | 0 | 0 | 0 | 965997.0756 | 2033462.4106 | 0 | 0 | 0 | 0 | 0 | 0 | 0 | 36579.1185 | 0 | 0 | 0 | 0 | 0 | 0 | 0 | 0 | 0 | 246512.8382 | 115689.6092 | 0 | 0 | 0 | 0 | 0 | 0 | 0 | 0 | 0 | 0 | 0 | 0 | 0 | 0 | 0 | 0
2016-10-19 18:00 | 0 | 0 | 0 | 0 | 134522.4718 | 724386.8156 | 514868 | 0 | 0 | 0 | 0 | 1212509.9138 | 2130990.8597 | 0 | 0 | 0 | 0 | 0 | 0 | 0 | 36579.1185 | 0 | 0 | 0 | 0 | 0 | 0 | 0 | 0 | 0 | 246512.8382 | 97528.4491 | 0 | 0 | 0 | 0 | 0 | 0 | 0 | 0 | 0 | 0 | 0 | 0 | 0 | 0 | 0 | 0
2016-10-19 19:00 | 0 | 0 | 0 | 0 | 0 | 710208.7738 | 522783 | 0 | 0 | 0 | 0 | 1459022.752 | 2102697.5106 | 0 | 0 | 0 | 0 | 0 | 0 | 0 | 5785.4032 | 0 | 0 | 0 | 0 | 0 | 0 | 0 | 0 | 0 | 246512.8382 | -28293.3491 | 0 | 0 | 0 | 0 | 0 | 0 | 0 | 0 | 0 | -30793.7153 | 0 | 0 | 0 | 0 | 0 | 0
2016-10-19 20:00 | 0 | 0 | 0 | 0 | 0 | 719744.9747 | 526819 | 0 | 0 | 0 | 0 | 1705535.5903 | 2054896.0502 | 0 | 0 | 0 | 0 | 0 | 0 | 0 | 0 | 0 | 0 | 0 | 0 | 0 | 0 | 0 | 0 | 0 | 246512.8382 | -47801.4604 | 0 | 0 | 0 | 0 | 0 | 0 | 0 | 0 | 0 | -5785.4032 | 0 | 0 | 0 | 0 | 0 | 0
2016-10-19 21:00 | 0 | 0 | 0 | 0 | 0 | 736150.5864 | 524964 | 0 | 0 | 0 | 0 | 1801032.5675 | 2170585.6594 | 0 | 0 | 0 | 0 | 0 | 0 | 0 | 0 | 0 | 0 | 0 | 0 | 0 | 0 | 0 | 0 | 0 | 95496.9772 | 115689.6092 | 0 | 0 | 0 | 0 | 0 | 0 | 0 | 0 | 0 | 0 | 0 | 0 | 0 | 0 | 0 | 0
2016-10-19 22:00 | 0 | 0 | 0 | 0 | 0 | 723278.0581 | 520100 | 0 | 0 | 0 | 0 | 2047545.4057 | 2127250.8793 | 0 | 0 | 0 | 0 | 0 | 0 | 0 | 0 | 0 | 0 | 0 | 0 | 0 | 0 | 0 | 0 | 0 | 246512.8382 | -43334.7802 | 0 | 0 | 0 | 0 | 0 | 0 | 0 | 0 | 0 | 0 | 0 | 0 | 0 | 0 | 0 | 0
2016-10-19 23:00 | 0 | 0 | 0 | 0 | 0 | 542508.9288 | 519054 | 0 | 0 | 0 | 0 | 1955310.7252 | 2242940.4885 | 0 | 0 | 0 | 0 | 0 | 0 | 0 | 0 | 0 | 0 | 0 | 0 | 0 | 0 | 0 | 0 | 0 | -92234.6805 | 115689.6092 | 0 | 0 | 0 | 0 | 0 | 0 | 0 | 0 | 0 | 0 | 0 | 0 | 0 | 0 | 0 | 0
2016-10-20 | 0 | 0 | 0 | 0 | 26965.2474 | 120766.3051 | 509934 | 0 | 0 | 0 | 0 | 1708797.887 | 2127250.8793 | 0 | 0 | 0 | 0 | 0 | 0 | 0 | 0 | 0 | 0 | 0 | 0 | 0 | 0 | 0 | 0 | 0 | -246512.8382 | -115689.6092 | 0 | 0 | 0 | 0 | 0 | 0 | 0 | 0 | 0 | 0 | 0 | 0 | 0 | 0 | 0 | 0
2016-10-20 01:00 | 0 | 0 | 0 | 0 | 472553.1974 | 53.5507 | 488304 | 0 | 0 | 0 | 0 | 1808790.2443 | 2011561.27 | 0 | 0 | 0 | 0 | 0 | 0 | 0 | 0 | 0 | 0 | 0 | 0 | 0 | 0 | 0 | 0 | 0 | 99992.3574 | -115689.6092 | 0 | 0 | 0 | 0 | 0 | 0 | 0 | 0 | 0 | 0 | 0 | 0 | 0 | 0 | 0 | 0
2016-10-20 02:00 | 0 | 0 | 0 | 0 | 330392.771 | 0 | 461216 | 0 | 0 | 0 | 0 | 1562277.4061 | 2127250.8793 | 0 | 0 | 0 | 0 | 0 | 0 | 0 | 0 | 0 | 0 | 0 | 0 | 0 | 0 | 0 | 0 | 0 | -246512.8382 | 115689.6092 | 0 | 0 | 0 | 0 | 0 | 0 | 0 | 0 | 0 | 0 | 0 | 0 | 0 | 0 | 0 | 0
2016-10-20 03:00 | 0 | 0 | 0 | 0 | 410991.0159 | 0 | 433142 | 0 | 0 | 0 | 0 | 1655816.0312 | 2011561.27 | 0 | 0 | 0 | 0 | 0 | 0 | 0 | 0 | 0 | 0 | 0 | 0 | 0 | 0 | 0 | 0 | 0 | 93538.6251 | -115689.6092 | 0 | 0 | 0 | 0 | 0 | 0 | 0 | 0 | 0 | 0 | 0 | 0 | 0 | 0 | 0 | 0
2016-10-20 04:00 | 0 | 0 | 0 | 0 | 39844.5525 | 0 | 402047 | 0 | 0 | 0 | 0 | 1409303.193 | 1895871.6608 | 0 | 0 | 0 | 0 | 0 | 0 | 0 | 0 | 0 | 0 | 0 | 0 | 0 | 0 | 0 | 0 | 0 | -246512.8382 | -115689.6092 | 0 | 0 | 0 | 0 | 0 | 0 | 0 | 0 | 0 | 0 | 0 | 0 | 0 | 0 | 0 | 0
2016-10-20 05:00 | 0 | 0 | 0 | 0 | 397718.642 | 0 | 379104 | 0 | 0 | 0 | 0 | 1543607.4443 | 1780182.0516 | 0 | 0 | 0 | 0 | 0 | 0 | 0 | 0 | 0 | 0 | 0 | 0 | 0 | 0 | 0 | 0 | 0 | 134304.2513 | -115689.6092 | 0 | 0 | 0 | 0 | 0 | 0 | 0 | 0 | 0 | 0 | 0 | 0 | 0 | 0 | 0 | 0
2016-10-20 06:00 | 0 | 0 | 0 | 0 | 157.5525 | 0 | 362360 | 0 | 0 | 0 | 0 | 1297094.606 | 1664492.4423 | 0 | 0 | 0 | 0 | 0 | 0 | 0 | 0 | 0 | 0 | 0 | 0 | 0 | 0 | 0 | 0 | 0 | -246512.8382 | -115689.6092 | 0 | 0 | 0 | 0 | 0 | 0 | 0 | 0 | 0 | 0 | 0 | 0 | 0 | 0 | 0 | 0
2016-10-20 07:00 | 0 | 0 | 0 | 0 | 436231.0332 | 0 | 352629 | 0 | 0 | 0 | 0 | 1265007.03 | 1780182.0516 | 0 | 0 | 0 | 0 | 0 | 0 | 0 | 0 | 0 | 0 | 0 | 0 | 0 | 0 | 0 | 0 | 0 | -32087.5761 | 115689.6092 | 0 | 0 | 0 | 0 | 0 | 0 | 0 | 0 | 0 | 0 | 0 | 0 | 0 | 0 | 0 | 0
2016-10-20 08:00 | 0 | 0 | 0 | 0 | 0 | 0 | 350469 | 0 | 0 | 0 | 0 | 1018494.1917 | 1676225.8898 | 0 | 0 | 0 | 0 | 0 | 0 | 0 | 0 | 0 | 0 | 0 | 0 | 0 | 0 | 0 | 0 | 0 | -246512.8382 | -103956.1618 | 0 | 0 | 0 | 0 | 0 | 0 | 0 | 0 | 0 | 0 | 0 | 0 | 0 | 0 | 0 | 0
2016-10-20 09:00 | 0 | 0 | 0 | 0 | 442803.1033 | 0 | 358516 | 0 | 0 | 0 | 0 | 1218470.9043 | 1560536.2806 | 0 | 0 | 0 | 0 | 0 | 0 | 0 | 0 | 0 | 0 | 0 | 0 | 0 | 0 | 0 | 0 | 0 | 199976.7125 | -115689.6092 | 0 | 0 | 0 | 0 | 0 | 0 | 0 | 0 | 0 | 0 | 0 | 0 | 0 | 0 | 0 | 0
2016-10-20 10:00 | 0 | 0 | 0 | 0 | 20002.5525 | 0 | 382205 | 0 | 0 | 0 | 0 | 971958.066 | 1444846.6713 | 0 | 0 | 0 | 0 | 0 | 0 | 0 | 0 | 0 | 0 | 0 | 0 | 0 | 0 | 0 | 0 | 0 | -246512.8382 | -115689.6092 | 0 | 0 | 0 | 0 | 0 | 0 | 0 | 0 | 0 | 0 | 0 | 0 | 0 | 0 | 0 | 0
2016-10-20 11:00 | 0 | 0 | 0 | 0 | 425455.9248 | 0 | 407642 | 0 | 0 | 0 | 0 | 874082.3816 | 1560536.2806 | 0 | 0 | 0 | 0 | 0 | 0 | 0 | 0 | 0 | 0 | 0 | 0 | 0 | 0 | 0 | 0 | 0 | -97875.6844 | 115689.6092 | 0 | 0 | 0 | 0 | 0 | 0 | 0 | 0 | 0 | 0 | 0 | 0 | 0 | 0 | 0 | 0
2016-10-20 12:00 | 0 | 0 | 0 | 0 | 290503.771 | 0 | 421327 | 0 | 0 | 0 | 0 | 627569.5434 | 1676225.8898 | 0 | 0 | 0 | 0 | 0 | 0 | 0 | 0 | 0 | 0 | 0 | 0 | 0 | 0 | 0 | 0 | 0 | -246512.8382 | 115689.6092 | 0 | 0 | 0 | 0 | 0 | 0 | 0 | 0 | 0 | 0 | 0 | 0 | 0 | 0 | 0 | 0
2016-10-20 13:00 | 0 | 0 | 0 | 0 | 372875.1532 | 5014.679 | 433915 | 0 | 0 | 0 | 0 | 656440.2695 | 1560536.2806 | 0 | 0 | 0 | 0 | 0 | 0 | 0 | 30793.7153 | 0 | 0 | 0 | 0 | 0 | 0 | 0 | 0 | 0 | 28870.7261 | -115689.6092 | 0 | 0 | 0 | 0 | 0 | 0 | 0 | 0 | 0 | 30793.7153 | 0 | 0 | 0 | 0 | 0 | 0
2016-10-20 14:00 | 0 | 0 | 0 | 0 | 0 | 261010.1611 | 446863 | 0 | 0 | 0 | 0 | 617070.7551 | 1444846.6713 | 0 | 0 | 0 | 0 | 0 | 0 | 0 | 0 | 0 | 0 | 0 | 0 | 0 | 0 | 0 | 0 | 0 | -39369.5144 | -115689.6092 | 0 | 0 | 0 | 0 | 0 | 0 | 0 | 0 | 0 | -30793.7153 | 0 | 0 | 0 | 0 | 0 | 0
2016-10-20 15:00 | 0 | 0 | 0 | 0 | 0 | 713126.6275 | 458334 | 0 | 0 | 0 | 0 | 756173.7734 | 1560536.2806 | 0 | 0 | 0 | 0 | 0 | 0 | 0 | 0 | 0 | 0 | 0 | 0 | 0 | 0 | 0 | 0 | 0 | 139103.0183 | 115689.6092 | 0 | 0 | 0 | 0 | 0 | 0 | 0 | 0 | 0 | 0 | 0 | 0 | 0 | 0 | 0 | 0
2016-10-20 16:00 | 0 | 0 | 0 | 0 | 58836.2274 | 771812.2201 | 468446 | 0 | 0 | 0 | 0 | 1002686.6116 | 1676225.8898 | 0 | 0 | 0 | 0 | 0 | 0 | 0 | 0 | 0 | 0 | 0 | 0 | 0 | 0 | 0 | 0 | 0 | 246512.8382 | 115689.6092 | 0 | 0 | 0 | 0 | 0 | 0 | 0 | 0 | 0 | 0 | 0 | 0 | 0 | 0 | 0 | 0
2016-10-20 17:00 | 0 | 0 | 0 | 0 | 0 | 757861.7511 | 477166 | 0 | 0 | 0 | 0 | 1167692.7535 | 1791915.499 | 0 | 0 | 0 | 0 | 0 | 0 | 0 | 0 | 0 | 0 | 0 | 0 | 0 | 0 | 0 | 0 | 0 | 165006.1419 | 115689.6092 | 0 | 0 | 0 | 0 | 0 | 0 | 0 | 0 | 0 | 0 | 0 | 0 | 0 | 0 | 0 | 0
2016-10-20 18:00 | 0 | 0 | 0 | 0 | 0 | 731029.7163 | 483333 | 0 | 0 | 0 | 0 | 1414205.5917 | 1793099.3771 | 0 | 0 | 0 | 0 | 0 | 0 | 0 | 0 | 0 | 0 | 0 | 0 | 0 | 0 | 0 | 0 | 0 | 246512.8382 | 1183.8781 | 0 | 0 | 0 | 0 | 0 | 0 | 0 | 0 | 0 | 0 | 0 | 0 | 0 | 0 | 0 | 0
2016-10-20 19:00 | 0 | 0 | 0 | 0 | 0 | 716700.9387 | 485984 | 0 | 0 | 0 | 0 | 1529232.9212 | 1908788.9863 | 0 | 0 | 0 | 0 | 0 | 0 | 0 | 0 | 0 | 0 | 0 | 0 | 0 | 0 | 0 | 0 | 0 | 115027.3294 | 115689.6092 | 0 | 0 | 0 | 0 | 0 | 0 | 0 | 0 | 0 | 0 | 0 | 0 | 0 | 0 | 0 | 0
2016-10-20 20:00 | 0 | 0 | 0 | 0 | 0 | 726695.2976 | 487956 | 0 | 0 | 0 | 0 | 1775745.7594 | 1901015.4457 | 0 | 0 | 0 | 0 | 0 | 0 | 0 | 0 | 0 | 0 | 0 | 0 | 0 | 0 | 0 | 0 | 0 | 246512.8382 | -7773.5407 | 0 | 0 | 0 | 0 | 0 | 0 | 0 | 0 | 0 | 0 | 0 | 0 | 0 | 0 | 0 | 0
2016-10-20 21:00 | 0 | 0 | 0 | 0 | 103681.3813 | 745419.0661 | 486898 | 0 | 0 | 0 | 0 | 2022258.5977 | 2016705.0549 | 0 | 0 | 0 | 0 | 0 | 0 | 0 | 0 | 0 | 0 | 0 | 0 | 0 | 0 | 0 | 0 | 0 | 246512.8382 | 115689.6092 | 0 | 0 | 0 | 0 | 0 | 0 | 0 | 0 | 0 | 0 | 0 | 0 | 0 | 0 | 0 | 0
2016-10-20 22:00 | 0 | 0 | 0 | 0 | 0 | 734659.7496 | 485387 | 0 | 0 | 0 | 0 | 2268771.4359 | 2019464.9663 | 0 | 0 | 0 | 0 | 0 | 0 | 0 | 0 | 0 | 0 | 0 | 0 | 0 | 0 | 0 | 0 | 0 | 246512.8382 | 2759.9114 | 0 | 0 | 0 | 0 | 0 | 0 | 0 | 0 | 0 | 0 | 0 | 0 | 0 | 0 | 0 | 0
2016-10-20 23:00 | 0 | 0 | 0 | 0 | 0 | 545749.7616 | 487256 | 0 | 0 | 0 | 0 | 2211575.5883 | 2135154.5755 | 0 | 0 | 0 | 0 | 0 | 0 | 0 | 0 | 0 | 0 | 0 | 0 | 0 | 0 | 0 | 0 | 0 | -57195.8476 | 115689.6092 | 0 | 0 | 0 | 0 | 0 | 0 | 0 | 0 | 0 | 0 | 0 | 0 | 0 | 0 | 0 | 0
2016-10-21 | 0 | 0 | 0 | 0 | 310856.4037 | 124311.9372 | 481349 | 0 | 0 | 0 | 0 | 2281084.5384 | 2019464.9663 | 0 | 0 | 0 | 0 | 0 | 0 | 0 | 0 | 0 | 0 | 0 | 0 | 0 | 0 | 0 | 0 | 0 | 69508.9501 | -115689.6092 | 0 | 0 | 0 | 0 | 0 | 0 | 0 | 0 | 0 | 0 | 0 | 0 | 0 | 0 | 0 | 0
2016-10-21 01:00 | 0 | 0 | 0 | 0 | 102595.692 | 34.8605 | 464833 | 0 | 0 | 0 | 0 | 2034571.7002 | 1903775.3571 | 0 | 0 | 0 | 0 | 0 | 0 | 0 | 0 | 0 | 0 | 0 | 0 | 0 | 0 | 0 | 0 | 0 | -246512.8382 | -115689.6092 | 0 | 0 | 0 | 0 | 0 | 0 | 0 | 0 | 0 | 0 | 0 | 0 | 0 | 0 | 0 | 0
2016-10-21 02:00 | 0 | 0 | 0 | 0 | 78536.5525 | 0 | 440739 | 0 | 0 | 0 | 0 | 1788058.862 | 1788085.7478 | 0 | 0 | 0 | 0 | 0 | 0 | 0 | 0 | 0 | 0 | 0 | 0 | 0 | 0 | 0 | 0 | 0 | -246512.8382 | -115689.6092 | 0 | 0 | 0 | 0 | 0 | 0 | 0 | 0 | 0 | 0 | 0 | 0 | 0 | 0 | 0 | 0
2016-10-21 03:00 | 0 | 0 | 0 | 0 | 513680.9952 | 0 | 411354 | 0 | 0 | 0 | 0 | 1774696.2479 | 1903775.3571 | 0 | 0 | 0 | 0 | 0 | 0 | 0 | 0 | 0 | 0 | 0 | 0 | 0 | 0 | 0 | 0 | 0 | -13362.6141 | 115689.6092 | 0 | 0 | 0 | 0 | 0 | 0 | 0 | 0 | 0 | 0 | 0 | 0 | 0 | 0 | 0 | 0
2016-10-21 04:00 | 0 | 0 | 0 | 0 | 22586.5525 | 0 | 384789 | 0 | 0 | 0 | 0 | 1528183.4096 | 1788085.7478 | 0 | 0 | 0 | 0 | 0 | 0 | 0 | 0 | 0 | 0 | 0 | 0 | 0 | 0 | 0 | 0 | 0 | -246512.8382 | -115689.6092 | 0 | 0 | 0 | 0 | 0 | 0 | 0 | 0 | 0 | 0 | 0 | 0 | 0 | 0 | 0 | 0
2016-10-21 05:00 | 0 | 0 | 0 | 0 | 3473.5525 | 0 | 365676 | 0 | 0 | 0 | 0 | 1281670.5714 | 1672396.1386 | 0 | 0 | 0 | 0 | 0 | 0 | 0 | 0 | 0 | 0 | 0 | 0 | 0 | 0 | 0 | 0 | 0 | -246512.8382 | -115689.6092 | 0 | 0 | 0 | 0 | 0 | 0 | 0 | 0 | 0 | 0 | 0 | 0 | 0 | 0 | 0 | 0
2016-10-21 06:00 | 0 | 0 | 0 | 0 | 533081.5847 | 0 | 350932 | 0 | 0 | 0 | 0 | 1348130.5469 | 1788085.7478 | 0 | 0 | 0 | 0 | 0 | 0 | 0 | 0 | 0 | 0 | 0 | 0 | 0 | 0 | 0 | 0 | 0 | 66459.9755 | 115689.6092 | 0 | 0 | 0 | 0 | 0 | 0 | 0 | 0 | 0 | 0 | 0 | 0 | 0 | 0 | 0 | 0
2016-10-21 07:00 | 0 | 0 | 0 | 0 | 0 | 0 | 342072 | 0 | 0 | 0 | 0 | 1101617.7086 | 1692526.5861 | 0 | 0 | 0 | 0 | 0 | 0 | 0 | 0 | 0 | 0 | 0 | 0 | 0 | 0 | 0 | 0 | 0 | -246512.8382 | -95559.1618 | 0 | 0 | 0 | 0 | 0 | 0 | 0 | 0 | 0 | 0 | 0 | 0 | 0 | 0 | 0 | 0
2016-10-21 08:00 | 0 | 0 | 0 | 0 | 0 | 0 | 340233 | 0 | 0 | 0 | 0 | 877074.3178 | 1576836.9768 | 0 | 0 | 0 | 0 | 0 | 0 | 0 | 0 | 0 | 0 | 0 | 0 | 0 | 0 | 0 | 0 | 0 | -224543.3908 | -115689.6092 | 0 | 0 | 0 | 0 | 0 | 0 | 0 | 0 | 0 | 0 | 0 | 0 | 0 | 0 | 0 | 0
2016-10-21 09:00 | 0 | 0 | 0 | 0 | 510718.1851 | 0 | 347723 | 0 | 0 | 0 | 0 | 916647.3412 | 1692526.5861 | 0 | 0 | 0 | 0 | 0 | 0 | 0 | 7732.5525 | 0 | 0 | 0 | 0 | 0 | 0 | 0 | 0 | 0 | 39573.0233 | 115689.6092 | 0 | 0 | 0 | 0 | 0 | 0 | 0 | 0 | 0 | 7732.5525 | 0 | 0 | 0 | 0 | 0 | 0
2016-10-21 10:00 | 0 | 0 | 0 | 0 | 0 | 0 | 369935 | 0 | 0 | 0 | 0 | 670134.5029 | 1576836.9768 | 0 | 0 | 0 | 0 | 0 | 0 | 0 | 0 | 0 | 0 | 0 | 0 | 0 | 0 | 0 | 0 | 0 | -246512.8382 | -115689.6092 | 0 | 0 | 0 | 0 | 0 | 0 | 0 | 0 | 0 | -7732.5525 | 0 | 0 | 0 | 0 | 0 | 0
2016-10-21 11:00 | 0 | 0 | 0 | 0 | 34018.5525 | 0 | 396221 | 0 | 0 | 0 | 0 | 423621.6647 | 1461147.3676 | 0 | 0 | 0 | 0 | 0 | 0 | 0 | 0 | 0 | 0 | 0 | 0 | 0 | 0 | 0 | 0 | 0 | -246512.8382 | -115689.6092 | 0 | 0 | 0 | 0 | 0 | 0 | 0 | 0 | 0 | 0 | 0 | 0 | 0 | 0 | 0 | 0
2016-10-21 12:00 | 0 | 0 | 0 | 0 | 521895.1 | 0 | 410677 | 0 | 0 | 0 | 0 | 650529.3739 | 1345457.7584 | 0 | 0 | 0 | 0 | 0 | 0 | 0 | 0 | 0 | 0 | 0 | 0 | 0 | 0 | 0 | 0 | 0 | 226907.7092 | -115689.6092 | 0 | 0 | 0 | 0 | 0 | 0 | 0 | 0 | 0 | 0 | 0 | 0 | 0 | 0 | 0 | 0
2016-10-21 13:00 | 0 | 0 | 0 | 0 | 57555.3128 | 3642.2398 | 423400 | 0 | 0 | 0 | 0 | 404016.5357 | 1229768.1491 | 0 | 0 | 0 | 0 | 0 | 0 | 0 | 0 | 0 | 0 | 0 | 0 | 0 | 0 | 0 | 0 | 0 | -246512.8382 | -115689.6092 | 0 | 0 | 0 | 0 | 0 | 0 | 0 | 0 | 0 | 0 | 0 | 0 | 0 | 0 | 0 | 0
2016-10-21 14:00 | 0 | 0 | 0 | 0 | 314595.7755 | 261806.5309 | 433205 | 0 | 0 | 0 | 0 | 431524.2329 | 1345457.7584 | 0 | 0 | 0 | 0 | 0 | 0 | 0 | 0 | 0 | 0 | 0 | 0 | 0 | 0 | 0 | 0 | 0 | 27507.6972 | 115689.6092 | 0 | 0 | 0 | 0 | 0 | 0 | 0 | 0 | 0 | 0 | 0 | 0 | 0 | 0 | 0 | 0
2016-10-21 15:00 | 0 | 0 | 0 | 0 | 86800.223 | 714928.2244 | 439526 | 0 | 0 | 0 | 0 | 678037.0711 | 1461147.3676 | 0 | 0 | 0 | 0 | 0 | 0 | 0 | 0 | 0 | 0 | 0 | 0 | 0 | 0 | 0 | 0 | 0 | 246512.8382 | 115689.6092 | 0 | 0 | 0 | 0 | 0 | 0 | 0 | 0 | 0 | 0 | 0 | 0 | 0 | 0 | 0 | 0
2016-10-21 16:00 | 0 | 0 | 0 | 0 | 0 | 773940.1847 | 443972 | 0 | 0 | 0 | 0 | 924549.9093 | 1544602.714 | 0 | 0 | 0 | 0 | 0 | 0 | 0 | 0 | 0 | 0 | 0 | 0 | 0 | 0 | 0 | 0 | 0 | 246512.8382 | 83455.3464 | 0 | 0 | 0 | 0 | 0 | 0 | 0 | 0 | 0 | 0 | 0 | 0 | 0 | 0 | 0 | 0
2016-10-21 17:00 | 0 | 0 | 0 | 0 | 0 | 746909.632 | 448132 | 0 | 0 | 0 | 0 | 1107637.9321 | 1660292.3233 | 0 | 0 | 0 | 0 | 0 | 0 | 0 | 0 | 0 | 0 | 0 | 0 | 0 | 0 | 0 | 0 | 0 | 183088.0228 | 115689.6092 | 0 | 0 | 0 | 0 | 0 | 0 | 0 | 0 | 0 | 0 | 0 | 0 | 0 | 0 | 0 | 0
2016-10-21 18:00 | 0 | 0 | 0 | 0 | 0 | 718352.6713 | 450191 | 0 | 0 | 0 | 0 | 1260109.9941 | 1775981.9325 | 0 | 0 | 0 | 0 | 0 | 0 | 0 | 0 | 0 | 0 | 0 | 0 | 0 | 0 | 0 | 0 | 0 | 152472.062 | 115689.6092 | 0 | 0 | 0 | 0 | 0 | 0 | 0 | 0 | 0 | 0 | 0 | 0 | 0 | 0 | 0 | 0
2016-10-21 19:00 | 0 | 0 | 0 | 0 | 0 | 703718.8833 | 451429 | 0 | 0 | 0 | 0 | 1506622.8324 | 1781758.9775 | 0 | 0 | 0 | 0 | 0 | 0 | 0 | 0 | 0 | 0 | 0 | 0 | 0 | 0 | 0 | 0 | 0 | 246512.8382 | 5777.0451 | 0 | 0 | 0 | 0 | 0 | 0 | 0 | 0 | 0 | 0 | 0 | 0 | 0 | 0 | 0 | 0
2016-10-21 20:00 | 0 | 0 | 0 | 0 | 0 | 712794.5373 | 452203 | 0 | 0 | 0 | 0 | 1651524.7605 | 1897448.5868 | 0 | 0 | 0 | 0 | 0 | 0 | 0 | 0 | 0 | 0 | 0 | 0 | 0 | 0 | 0 | 0 | 0 | 144901.9281 | 115689.6092 | 0 | 0 | 0 | 0 | 0 | 0 | 0 | 0 | 0 | 0 | 0 | 0 | 0 | 0 | 0 | 0
2016-10-21 21:00 | 0 | 0 | 0 | 0 | 0 | 733200.8627 | 451126 | 0 | 0 | 0 | 0 | 1898037.5987 | 1933010.6112 | 0 | 0 | 0 | 0 | 0 | 0 | 0 | 0 | 0 | 0 | 0 | 0 | 0 | 0 | 0 | 0 | 0 | 246512.8382 | 35562.0245 | 0 | 0 | 0 | 0 | 0 | 0 | 0 | 0 | 0 | 0 | 0 | 0 | 0 | 0 | 0 | 0
2016-10-21 22:00 | 0 | 0 | 0 | 0 | 0 | 729607.0328 | 448961 | 0 | 0 | 0 | 0 | 2062994.0223 | 2048700.2205 | 0 | 0 | 0 | 0 | 0 | 0 | 0 | 0 | 0 | 0 | 0 | 0 | 0 | 0 | 0 | 0 | 0 | 164956.4236 | 115689.6092 | 0 | 0 | 0 | 0 | 0 | 0 | 0 | 0 | 0 | 0 | 0 | 0 | 0 | 0 | 0 | 0
2016-10-21 23:00 | 0 | 0 | 0 | 0 | 0 | 537381.4047 | 449429 | 0 | 0 | 0 | 0 | 2035256.8178 | 2164389.8297 | 0 | 0 | 0 | 0 | 0 | 0 | 0 | 0 | 0 | 0 | 0 | 0 | 0 | 0 | 0 | 0 | 0 | -27737.2045 | 115689.6092 | 0 | 0 | 0 | 0 | 0 | 0 | 0 | 0 | 0 | 0 | 0 | 0 | 0 | 0 | 0 | 0
2016-10-22 | 0 | 0 | 0 | 0 | 194594.6435 | 118124.1275 | 443542 | 0 | 0 | 0 | 0 | 1788743.9795 | 2280079.4389 | 0 | 0 | 0 | 0 | 0 | 0 | 0 | 0 | 0 | 0 | 0 | 0 | 0 | 0 | 0 | 0 | 0 | -246512.8382 | 115689.6092 | 0 | 0 | 0 | 0 | 0 | 0 | 0 | 0 | 0 | 0 | 0 | 0 | 0 | 0 | 0 | 0
2016-10-22 01:00 | 0 | 0 | 0 | 0 | 489388.1999 | 27.8254 | 430130 | 0 | 0 | 0 | 0 | 1963719.6141 | 2164389.8297 | 0 | 0 | 0 | 0 | 0 | 0 | 0 | 0 | 0 | 0 | 0 | 0 | 0 | 0 | 0 | 0 | 0 | 174975.6345 | -115689.6092 | 0 | 0 | 0 | 0 | 0 | 0 | 0 | 0 | 0 | 0 | 0 | 0 | 0 | 0 | 0 | 0
2016-10-22 02:00 | 0 | 0 | 0 | 0 | 49723.5525 | 0 | 411926 | 0 | 0 | 0 | 0 | 1717206.7758 | 2048700.2205 | 0 | 0 | 0 | 0 | 0 | 0 | 0 | 0 | 0 | 0 | 0 | 0 | 0 | 0 | 0 | 0 | 0 | -246512.8382 | -115689.6092 | 0 | 0 | 0 | 0 | 0 | 0 | 0 | 0 | 0 | 0 | 0 | 0 | 0 | 0 | 0 | 0
2016-10-22 03:00 | 0 | 0 | 0 | 0 | 26128.5525 | 0 | 388331 | 0 | 0 | 0 | 0 | 1470693.9376 | 1933010.6112 | 0 | 0 | 0 | 0 | 0 | 0 | 0 | 0 | 0 | 0 | 0 | 0 | 0 | 0 | 0 | 0 | 0 | -246512.8382 | -115689.6092 | 0 | 0 | 0 | 0 | 0 | 0 | 0 | 0 | 0 | 0 | 0 | 0 | 0 | 0 | 0 | 0
2016-10-22 04:00 | 0 | 0 | 0 | 0 | 529582.8516 | 0 | 367509 | 0 | 0 | 0 | 0 | 1717206.7758 | 1848571.6245 | 0 | 0 | 0 | 0 | 0 | 0 | 0 | 0 | 0 | 0 | 0 | 0 | 0 | 0 | 0 | 0 | 0 | 246512.8382 | -84438.9867 | 0 | 0 | 0 | 0 | 0 | 0 | 0 | 0 | 0 | 0 | 0 | 0 | 0 | 0 | 0 | 0
2016-10-22 05:00 | 0 | 0 | 0 | 0 | 0 | 0 | 350055 | 0 | 0 | 0 | 0 | 1470693.9376 | 1745029.4628 | 0 | 0 | 0 | 0 | 0 | 0 | 0 | 0 | 0 | 0 | 0 | 0 | 0 | 0 | 0 | 0 | 0 | -246512.8382 | -103542.1618 | 0 | 0 | 0 | 0 | 0 | 0 | 0 | 0 | 0 | 0 | 0 | 0 | 0 | 0 | 0 | 0
2016-10-22 06:00 | 0 | 0 | 0 | 0 | 0 | 0 | 336559 | 0 | 0 | 0 | 0 | 1224181.0994 | 1654983.301 | 0 | 0 | 0 | 0 | 0 | 0 | 0 | 0 | 0 | 0 | 0 | 0 | 0 | 0 | 0 | 0 | 0 | -246512.8382 | -90046.1618 | 0 | 0 | 0 | 0 | 0 | 0 | 0 | 0 | 0 | 0 | 0 | 0 | 0 | 0 | 0 | 0
2016-10-22 07:00 | 0 | 0 | 0 | 0 | 508424.232 | 0 | 328180 | 0 | 0 | 0 | 0 | 1288735.7221 | 1770672.9103 | 0 | 0 | 0 | 0 | 0 | 0 | 0 | 0 | 0 | 0 | 0 | 0 | 0 | 0 | 0 | 0 | 0 | 64554.6227 | 115689.6092 | 0 | 0 | 0 | 0 | 0 | 0 | 0 | 0 | 0 | 0 | 0 | 0 | 0 | 0 | 0 | 0
2016-10-22 08:00 | 0 | 0 | 0 | 0 | 0 | 0 | 324353 | 0 | 0 | 0 | 0 | 1042222.8838 | 1692832.7485 | 0 | 0 | 0 | 0 | 0 | 0 | 0 | 0 | 0 | 0 | 0 | 0 | 0 | 0 | 0 | 0 | 0 | -246512.8382 | -77840.1618 | 0 | 0 | 0 | 0 | 0 | 0 | 0 | 0 | 0 | 0 | 0 | 0 | 0 | 0 | 0 | 0
2016-10-22 09:00 | 0 | 0 | 0 | 0 | 0 | 0 | 326281 | 0 | 0 | 0 | 0 | 831631.4931 | 1577143.1393 | 0 | 0 | 0 | 0 | 0 | 0 | 0 | 0 | 0 | 0 | 0 | 0 | 0 | 0 | 0 | 0 | 0 | -210591.3908 | -115689.6092 | 0 | 0 | 0 | 0 | 0 | 0 | 0 | 0 | 0 | 0 | 0 | 0 | 0 | 0 | 0 | 0
2016-10-22 10:00 | 0 | 0 | 0 | 0 | 441063.7992 | 0 | 333702 | 0 | 0 | 0 | 0 | 823303.6831 | 1692832.7485 | 0 | 0 | 0 | 0 | 0 | 0 | 0 | 0 | 0 | 0 | 0 | 0 | 0 | 0 | 0 | 0 | 0 | -8327.81 | 115689.6092 | 0 | 0 | 0 | 0 | 0 | 0 | 0 | 0 | 0 | 0 | 0 | 0 | 0 | 0 | 0 | 0
2016-10-22 11:00 | 0 | 0 | 0 | 0 | 0 | 0 | 346674 | 0 | 0 | 0 | 0 | 576790.8448 | 1592671.5867 | 0 | 0 | 0 | 0 | 0 | 0 | 0 | 0 | 0 | 0 | 0 | 0 | 0 | 0 | 0 | 0 | 0 | -246512.8382 | -100161.1618 | 0 | 0 | 0 | 0 | 0 | 0 | 0 | 0 | 0 | 0 | 0 | 0 | 0 | 0 | 0 | 0
2016-10-22 12:00 | 0 | 0 | 0 | 0 | 0 | 0 | 360161 | 0 | 0 | 0 | 0 | 332319.4541 | 1476981.9775 | 0 | 0 | 0 | 0 | 0 | 0 | 0 | 0 | 0 | 0 | 0 | 0 | 0 | 0 | 0 | 0 | 0 | -244471.3908 | -115689.6092 | 0 | 0 | 0 | 0 | 0 | 0 | 0 | 0 | 0 | 0 | 0 | 0 | 0 | 0 | 0 | 0
2016-10-22 13:00 | 0 | 0 | 0 | 0 | 409117.7335 | 3043.6349 | 374661 | 0 | 0 | 0 | 0 | 254130.2132 | 1592671.5867 | 0 | 0 | 0 | 0 | 0 | 0 | 0 | 0 | 0 | 0 | 0 | 0 | 0 | 0 | 0 | 0 | 0 | -78189.2408 | 115689.6092 | 0 | 0 | 0 | 0 | 0 | 0 | 0 | 0 | 0 | 0 | 0 | 0 | 0 | 0 | 0 | 0
2016-10-22 14:00 | 0 | 0 | 0 | 0 | 0 | 273903.0082 | 383664 | 0 | 0 | 0 | 0 | 260058.8307 | 1476981.9775 | 0 | 0 | 0 | 0 | 0 | 0 | 0 | 0 | 0 | 0 | 0 | 0 | 0 | 0 | 0 | 0 | 0 | 5928.6175 | -115689.6092 | 0 | 0 | 0 | 0 | 0 | 0 | 0 | 0 | 0 | 0 | 0 | 0 | 0 | 0 | 0 | 0
2016-10-22 15:00 | 0 | 0 | 0 | 0 | 108746.8476 | 641427.5998 | 387972 | 0 | 0 | 0 | 0 | 506571.669 | 1592671.5867 | 0 | 0 | 0 | 0 | 0 | 0 | 0 | 0 | 0 | 0 | 0 | 0 | 0 | 0 | 0 | 0 | 0 | 246512.8382 | 115689.6092 | 0 | 0 | 0 | 0 | 0 | 0 | 0 | 0 | 0 | 0 | 0 | 0 | 0 | 0 | 0 | 0
2016-10-22 16:00 | 0 | 0 | 0 | 0 | 0 | 717684.6983 | 388617 | 0 | 0 | 0 | 0 | 719949.758 | 1708361.196 | 0 | 0 | 0 | 0 | 0 | 0 | 0 | 0 | 0 | 0 | 0 | 0 | 0 | 0 | 0 | 0 | 0 | 213378.089 | 115689.6092 | 0 | 0 | 0 | 0 | 0 | 0 | 0 | 0 | 0 | 0 | 0 | 0 | 0 | 0 | 0 | 0
2016-10-22 17:00 | 0 | 0 | 0 | 0 | 0 | 706083.0308 | 388083 | 0 | 0 | 0 | 0 | 966462.5962 | 1779848.3885 | 0 | 0 | 0 | 0 | 0 | 0 | 0 | 0 | 0 | 0 | 0 | 0 | 0 | 0 | 0 | 0 | 0 | 246512.8382 | 71487.1925 | 0 | 0 | 0 | 0 | 0 | 0 | 0 | 0 | 0 | 0 | 0 | 0 | 0 | 0 | 0 | 0
2016-10-22 18:00 | 0 | 0 | 0 | 0 | 0 | 682031.9634 | 387684 | 0 | 0 | 0 | 0 | 1145120.9504 | 1895537.9977 | 0 | 0 | 0 | 0 | 0 | 0 | 0 | 0 | 0 | 0 | 0 | 0 | 0 | 0 | 0 | 0 | 0 | 178658.3542 | 115689.6092 | 0 | 0 | 0 | 0 | 0 | 0 | 0 | 0 | 0 | 0 | 0 | 0 | 0 | 0 | 0 | 0
2016-10-22 19:00 | 0 | 0 | 0 | 0 | 0 | 669793.416 | 389417 | 0 | 0 | 0 | 0 | 1391633.7887 | 1929401.5755 | 0 | 0 | 0 | 0 | 0 | 0 | 0 | 0 | 0 | 0 | 0 | 0 | 0 | 0 | 0 | 0 | 0 | 246512.8382 | 33863.5777 | 0 | 0 | 0 | 0 | 0 | 0 | 0 | 0 | 0 | 0 | 0 | 0 | 0 | 0 | 0 | 0
2016-10-22 20:00 | 0 | 0 | 0 | 0 | 0 | 678393.4922 | 393748 | 0 | 0 | 0 | 0 | 1560589.6716 | 2045091.1847 | 0 | 0 | 0 | 0 | 0 | 0 | 0 | 0 | 0 | 0 | 0 | 0 | 0 | 0 | 0 | 0 | 0 | 168955.883 | 115689.6092 | 0 | 0 | 0 | 0 | 0 | 0 | 0 | 0 | 0 | 0 | 0 | 0 | 0 | 0 | 0 | 0
2016-10-22 21:00 | 0 | 0 | 0 | 0 | 0 | 694485.2557 | 398974 | 0 | 0 | 0 | 0 | 1807102.5099 | 2094089.6021 | 0 | 0 | 0 | 0 | 0 | 0 | 0 | 0 | 0 | 0 | 0 | 0 | 0 | 0 | 0 | 0 | 0 | 246512.8382 | 48998.4174 | 0 | 0 | 0 | 0 | 0 | 0 | 0 | 0 | 0 | 0 | 0 | 0 | 0 | 0 | 0 | 0
2016-10-22 22:00 | 0 | 0 | 0 | 0 | 0 | 657742.1344 | 403878 | 0 | 0 | 0 | 0 | 1945277.035 | 2209779.2113 | 0 | 0 | 0 | 0 | 0 | 0 | 0 | 0 | 0 | 0 | 0 | 0 | 0 | 0 | 0 | 0 | 0 | 138174.5252 | 115689.6092 | 0 | 0 | 0 | 0 | 0 | 0 | 0 | 0 | 0 | 0 | 0 | 0 | 0 | 0 | 0 | 0
2016-10-22 23:00 | 0 | 0 | 0 | 0 | 0 | 451880.7455 | 410658 | 0 | 0 | 0 | 0 | 2102189.3898 | 2094089.6021 | 0 | 0 | 0 | 0 | 0 | 0 | 0 | 0 | 0 | 0 | 0 | 0 | 0 | 0 | 0 | 0 | 0 | 156912.3548 | -115689.6092 | 0 | 0 | 0 | 0 | 0 | 0 | 0 | 0 | 0 | 0 | 0 | 0 | 0 | 0 | 0 | 0
2016-10-23 | 0 | 0 | 0 | 0 | 0 | 90317.7076 | 410237 | 0 | 0 | 0 | 0 | 1855676.5515 | 2020683.148 | 0 | 0 | 0 | 0 | 0 | 0 | 0 | 0 | 0 | 0 | 0 | 0 | 0 | 0 | 0 | 0 | 0 | -246512.8382 | -73406.4541 | 0 | 0 | 0 | 0 | 0 | 0 | 0 | 0 | 0 | 0 | 0 | 0 | 0 | 0 | 0 | 0
2016-10-23 01:00 | 0 | 0 | 0 | 0 | 40865.0073 | 13.5452 | 403081 | 0 | 0 | 0 | 0 | 1609163.7133 | 1904993.5387 | 0 | 0 | 0 | 0 | 0 | 0 | 0 | 0 | 0 | 0 | 0 | 0 | 0 | 0 | 0 | 0 | 0 | -246512.8382 | -115689.6092 | 0 | 0 | 0 | 0 | 0 | 0 | 0 | 0 | 0 | 0 | 0 | 0 | 0 | 0 | 0 | 0
2016-10-23 02:00 | 0 | 0 | 0 | 0 | 258571.771 | 0 | 389395 | 0 | 0 | 0 | 0 | 1362650.8751 | 2020683.148 | 0 | 0 | 0 | 0 | 0 | 0 | 0 | 0 | 0 | 0 | 0 | 0 | 0 | 0 | 0 | 0 | 0 | -246512.8382 | 115689.6092 | 0 | 0 | 0 | 0 | 0 | 0 | 0 | 0 | 0 | 0 | 0 | 0 | 0 | 0 | 0 | 0
2016-10-23 03:00 | 0 | 0 | 0 | 0 | 734041.4475 | 0 | 371839 | 0 | 0 | 0 | 0 | 1609163.7133 | 2136372.7572 | 0 | 0 | 0 | 0 | 0 | 0 | 0 | 0 | 0 | 0 | 0 | 0 | 0 | 0 | 0 | 0 | 0 | 246512.8382 | 115689.6092 | 0 | 0 | 0 | 0 | 0 | 0 | 0 | 0 | 0 | 0 | 0 | 0 | 0 | 0 | 0 | 0
2016-10-23 04:00 | 0 | 0 | 0 | 0 | 0 | 0 | 354383 | 0 | 0 | 0 | 0 | 1362650.8751 | 2028502.5954 | 0 | 0 | 0 | 0 | 0 | 0 | 0 | 0 | 0 | 0 | 0 | 0 | 0 | 0 | 0 | 0 | 0 | -246512.8382 | -107870.1618 | 0 | 0 | 0 | 0 | 0 | 0 | 0 | 0 | 0 | 0 | 0 | 0 | 0 | 0 | 0 | 0
2016-10-23 05:00 | 0 | 0 | 0 | 0 | 0 | 0 | 339525 | 0 | 0 | 0 | 0 | 1116138.0368 | 1935490.4337 | 0 | 0 | 0 | 0 | 0 | 0 | 0 | 0 | 0 | 0 | 0 | 0 | 0 | 0 | 0 | 0 | 0 | -246512.8382 | -93012.1618 | 0 | 0 | 0 | 0 | 0 | 0 | 0 | 0 | 0 | 0 | 0 | 0 | 0 | 0 | 0 | 0
2016-10-23 06:00 | 0 | 0 | 0 | 0 | 259907.9293 | 0 | 328360 | 0 | 0 | 0 | 0 | 931996.3569 | 2051180.0429 | 0 | 0 | 0 | 0 | 0 | 0 | 0 | 0 | 0 | 0 | 0 | 0 | 0 | 0 | 0 | 0 | 0 | -184141.6799 | 115689.6092 | 0 | 0 | 0 | 0 | 0 | 0 | 0 | 0 | 0 | 0 | 0 | 0 | 0 | 0 | 0 | 0
2016-10-23 07:00 | 0 | 0 | 0 | 0 | 689495.5387 | 0 | 321477 | 0 | 0 | 0 | 0 | 1178509.1951 | 2166869.6521 | 0 | 0 | 0 | 0 | 0 | 0 | 0 | 5816.0913 | 0 | 0 | 0 | 0 | 0 | 0 | 0 | 0 | 0 | 246512.8382 | 115689.6092 | 0 | 0 | 0 | 0 | 0 | 0 | 0 | 0 | 0 | 5816.0913 | 0 | 0 | 0 | 0 | 0 | 0
2016-10-23 08:00 | 0 | 0 | 0 | 0 | 0 | 0 | 318501 | 0 | 0 | 0 | 0 | 931996.3569 | 2100697.5816 | 0 | 0 | 0 | 0 | 0 | 0 | 0 | 0 | 0 | 0 | 0 | 0 | 0 | 0 | 0 | 0 | 0 | -246512.8382 | -66172.0705 | 0 | 0 | 0 | 0 | 0 | 0 | 0 | 0 | 0 | -5816.0913 | 0 | 0 | 0 | 0 | 0 | 0
2016-10-23 09:00 | 0 | 0 | 0 | 0 | 0 | 0 | 318837 | 0 | 0 | 0 | 0 | 685483.5186 | 2028373.4199 | 0 | 0 | 0 | 0 | 0 | 0 | 0 | 0 | 0 | 0 | 0 | 0 | 0 | 0 | 0 | 0 | 0 | -246512.8382 | -72324.1618 | 0 | 0 | 0 | 0 | 0 | 0 | 0 | 0 | 0 | 0 | 0 | 0 | 0 | 0 | 0 | 0
2016-10-23 10:00 | 0 | 0 | 0 | 0 | 0 | 0 | 325778 | 0 | 0 | 0 | 0 | 438970.6804 | 1949108.2581 | 0 | 0 | 0 | 0 | 0 | 0 | 0 | 0 | 0 | 0 | 0 | 0 | 0 | 0 | 0 | 0 | 0 | -246512.8382 | -79265.1618 | 0 | 0 | 0 | 0 | 0 | 0 | 0 | 0 | 0 | 0 | 0 | 0 | 0 | 0 | 0 | 0
2016-10-23 11:00 | 0 | 0 | 0 | 0 | 566353.5764 | 0 | 335639 | 0 | 0 | 0 | 0 | 553995.6475 | 2064797.8674 | 0 | 0 | 0 | 0 | 0 | 0 | 0 | 0 | 0 | 0 | 0 | 0 | 0 | 0 | 0 | 0 | 0 | 115024.9671 | 115689.6092 | 0 | 0 | 0 | 0 | 0 | 0 | 0 | 0 | 0 | 0 | 0 | 0 | 0 | 0 | 0 | 0
2016-10-23 12:00 | 0 | 0 | 0 | 0 | 0 | 0 | 347934 | 0 | 0 | 0 | 0 | 307482.8093 | 1963376.7056 | 0 | 0 | 0 | 0 | 0 | 0 | 0 | 0 | 0 | 0 | 0 | 0 | 0 | 0 | 0 | 0 | 0 | -246512.8382 | -101421.1618 | 0 | 0 | 0 | 0 | 0 | 0 | 0 | 0 | 0 | 0 | 0 | 0 | 0 | 0 | 0 | 0
2016-10-23 13:00 | 0 | 0 | 0 | 0 | 464897.725 | 1488.3125 | 358905 | 0 | 0 | 0 | 0 | 530653.456 | 1847687.0964 | 0 | 0 | 0 | 0 | 0 | 0 | 0 | 0 | 0 | 0 | 0 | 0 | 0 | 0 | 0 | 0 | 0 | 223170.6468 | -115689.6092 | 0 | 0 | 0 | 0 | 0 | 0 | 0 | 0 | 0 | 0 | 0 | 0 | 0 | 0 | 0 | 0
2016-10-23 14:00 | 0 | 0 | 0 | 0 | 305432.5076 | 234885.394 | 364785 | 0 | 0 | 0 | 0 | 590496.7484 | 1963376.7056 | 0 | 0 | 0 | 0 | 0 | 0 | 0 | 0 | 0 | 0 | 0 | 0 | 0 | 0 | 0 | 0 | 0 | 59843.2924 | 115689.6092 | 0 | 0 | 0 | 0 | 0 | 0 | 0 | 0 | 0 | 0 | 0 | 0 | 0 | 0 | 0 | 0
2016-10-23 15:00 | 0 | 0 | 0 | 0 | 0 | 508840.9365 | 368963 | 0 | 0 | 0 | 0 | 837009.5866 | 1856741.8039 | 0 | 0 | 0 | 0 | 0 | 0 | 0 | 0 | 0 | 0 | 0 | 0 | 0 | 0 | 0 | 0 | 0 | 246512.8382 | -106634.9017 | 0 | 0 | 0 | 0 | 0 | 0 | 0 | 0 | 0 | 0 | 0 | 0 | 0 | 0 | 0 | 0
2016-10-23 16:00 | 0 | 0 | 0 | 0 | 0 | 629791.9549 | 373345 | 0 | 0 | 0 | 0 | 977766.9323 | 1972431.4131 | 0 | 0 | 0 | 0 | 0 | 0 | 0 | 0 | 0 | 0 | 0 | 0 | 0 | 0 | 0 | 0 | 0 | 140757.3457 | 115689.6092 | 0 | 0 | 0 | 0 | 0 | 0 | 0 | 0 | 0 | 0 | 0 | 0 | 0 | 0 | 0 | 0
2016-10-23 17:00 | 0 | 0 | 0 | 0 | 94629.2063 | 644960.2412 | 377387 | 0 | 0 | 0 | 0 | 1224279.7706 | 2088121.0223 | 0 | 0 | 0 | 0 | 0 | 0 | 0 | 0 | 0 | 0 | 0 | 0 | 0 | 0 | 0 | 0 | 0 | 246512.8382 | 115689.6092 | 0 | 0 | 0 | 0 | 0 | 0 | 0 | 0 | 0 | 0 | 0 | 0 | 0 | 0 | 0 | 0
2016-10-23 18:00 | 0 | 0 | 0 | 0 | 0 | 626329.6226 | 380953 | 0 | 0 | 0 | 0 | 1353966.7839 | 2203810.6316 | 0 | 0 | 0 | 0 | 0 | 0 | 0 | 0 | 0 | 0 | 0 | 0 | 0 | 0 | 0 | 0 | 0 | 129687.0133 | 115689.6092 | 0 | 0 | 0 | 0 | 0 | 0 | 0 | 0 | 0 | 0 | 0 | 0 | 0 | 0 | 0 | 0
2016-10-23 19:00 | 0 | 0 | 0 | 0 | 0 | 610358.3871 | 384868 | 0 | 0 | 0 | 0 | 1600479.6222 | 2182788.1804 | 0 | 0 | 0 | 0 | 0 | 0 | 0 | 0 | 0 | 0 | 0 | 0 | 0 | 0 | 0 | 0 | 0 | 246512.8382 | -21022.4511 | 0 | 0 | 0 | 0 | 0 | 0 | 0 | 0 | 0 | 0 | 0 | 0 | 0 | 0 | 0 | 0
2016-10-23 20:00 | 0 | 0 | 0 | 0 | 0 | 610808.4317 | 391183 | 0 | 0 | 0 | 0 | 1704415.4446 | 2298477.7897 | 0 | 0 | 0 | 0 | 0 | 0 | 0 | 0 | 0 | 0 | 0 | 0 | 0 | 0 | 0 | 0 | 0 | 103935.8225 | 115689.6092 | 0 | 0 | 0 | 0 | 0 | 0 | 0 | 0 | 0 | 0 | 0 | 0 | 0 | 0 | 0 | 0
2016-10-23 21:00 | 0 | 0 | 0 | 0 | 0 | 609498.4536 | 398828 | 0 | 0 | 0 | 0 | 1950928.2829 | 2262635.405 | 0 | 0 | 0 | 0 | 0 | 0 | 0 | 0 | 0 | 0 | 0 | 0 | 0 | 0 | 0 | 0 | 0 | 246512.8382 | -35842.3846 | 0 | 0 | 0 | 0 | 0 | 0 | 0 | 0 | 0 | 0 | 0 | 0 | 0 | 0 | 0 | 0
2016-10-23 22:00 | 0 | 0 | 0 | 0 | 0 | 559390.9489 | 408238 | 0 | 0 | 0 | 0 | 1986391.6225 | 2378325.0143 | 0 | 0 | 0 | 0 | 0 | 0 | 0 | 0 | 0 | 0 | 0 | 0 | 0 | 0 | 0 | 0 | 0 | 35463.3396 | 115689.6092 | 0 | 0 | 0 | 0 | 0 | 0 | 0 | 0 | 0 | 0 | 0 | 0 | 0 | 0 | 0 | 0
2016-10-23 23:00 | 0 | 0 | 0 | 0 | 0 | 370529.2573 | 420251 | 0 | 0 | 0 | 0 | 2052359.489 | 2262635.405 | 0 | 0 | 0 | 0 | 0 | 0 | 0 | 0 | 0 | 0 | 0 | 0 | 0 | 0 | 0 | 0 | 0 | 65967.8666 | -115689.6092 | 0 | 0 | 0 | 0 | 0 | 0 | 0 | 0 | 0 | 0 | 0 | 0 | 0 | 0 | 0 | 0
2016-10-24 | 0 | 0 | 0 | 0 | 232051.2495 | 59720.5215 | 422595 | 0 | 0 | 0 | 0 | 1805846.6508 | 2378325.0143 | 0 | 0 | 0 | 0 | 0 | 0 | 0 | 0 | 0 | 0 | 0 | 0 | 0 | 0 | 0 | 0 | 0 | -246512.8382 | 115689.6092 | 0 | 0 | 0 | 0 | 0 | 0 | 0 | 0 | 0 | 0 | 0 | 0 | 0 | 0 | 0 | 0
2016-10-24 01:00 | 0 | 0 | 0 | 0 | 639161.8812 | 12.0752 | 411659 | 0 | 0 | 0 | 0 | 1917671.9979 | 2494014.6235 | 0 | 0 | 0 | 0 | 0 | 0 | 0 | 0 | 0 | 0 | 0 | 0 | 0 | 0 | 0 | 0 | 0 | 111825.3471 | 115689.6092 | 0 | 0 | 0 | 0 | 0 | 0 | 0 | 0 | 0 | 0 | 0 | 0 | 0 | 0 | 0 | 0
2016-10-24 02:00 | 0 | 0 | 0 | 0 | 31467.5525 | 0 | 393670 | 0 | 0 | 0 | 0 | 1671159.1597 | 2378325.0143 | 0 | 0 | 0 | 0 | 0 | 0 | 0 | 0 | 0 | 0 | 0 | 0 | 0 | 0 | 0 | 0 | 0 | -246512.8382 | -115689.6092 | 0 | 0 | 0 | 0 | 0 | 0 | 0 | 0 | 0 | 0 | 0 | 0 | 0 | 0 | 0 | 0
2016-10-24 03:00 | 0 | 0 | 0 | 0 | 9356.5525 | 0 | 371559 | 0 | 0 | 0 | 0 | 1424646.3214 | 2262635.405 | 0 | 0 | 0 | 0 | 0 | 0 | 0 | 0 | 0 | 0 | 0 | 0 | 0 | 0 | 0 | 0 | 0 | -246512.8382 | -115689.6092 | 0 | 0 | 0 | 0 | 0 | 0 | 0 | 0 | 0 | 0 | 0 | 0 | 0 | 0 | 0 | 0
2016-10-24 04:00 | 0 | 0 | 0 | 0 | 552209.8273 | 0 | 352342 | 0 | 0 | 0 | 0 | 1508824.5395 | 2378325.0143 | 0 | 0 | 0 | 0 | 0 | 0 | 0 | 0 | 0 | 0 | 0 | 0 | 0 | 0 | 0 | 0 | 0 | 84178.2181 | 115689.6092 | 0 | 0 | 0 | 0 | 0 | 0 | 0 | 0 | 0 | 0 | 0 | 0 | 0 | 0 | 0 | 0
2016-10-24 05:00 | 0 | 0 | 0 | 0 | 205835.771 | 0 | 336659 | 0 | 0 | 0 | 0 | 1262311.7013 | 2494014.6235 | 0 | 0 | 0 | 0 | 0 | 0 | 0 | 0 | 0 | 0 | 0 | 0 | 0 | 0 | 0 | 0 | 0 | -246512.8382 | 115689.6092 | 0 | 0 | 0 | 0 | 0 | 0 | 0 | 0 | 0 | 0 | 0 | 0 | 0 | 0 | 0 | 0
2016-10-24 06:00 | 0 | 0 | 0 | 0 | 468723.8187 | 0 | 325873 | 0 | 0 | 0 | 0 | 1508824.5395 | 2378325.0143 | 0 | 0 | 0 | 0 | 0 | 0 | 0 | 12027.5897 | 0 | 0 | 0 | 0 | 0 | 0 | 0 | 0 | 0 | 246512.8382 | -115689.6092 | 0 | 0 | 0 | 0 | 0 | 0 | 0 | 0 | 0 | 12027.5897 | 0 | 0 | 0 | 0 | 0 | 0
2016-10-24 07:00 | 0 | 0 | 0 | 0 | 0 | 0 | 321177 | 0 | 0 | 0 | 0 | 1315364.7385 | 2262635.405 | 0 | 0 | 0 | 0 | 0 | 0 | 0 | 0 | 0 | 0 | 0 | 0 | 0 | 0 | 0 | 0 | 0 | -193459.801 | -115689.6092 | 0 | 0 | 0 | 0 | 0 | 0 | 0 | 0 | 0 | -12027.5897 | 0 | 0 | 0 | 0 | 0 | 0
2016-10-24 08:00 | 0 | 0 | 0 | 0 | 405364.8452 | 0 | 322115 | 0 | 0 | 0 | 0 | 1514304.1929 | 2146945.7958 | 0 | 0 | 0 | 0 | 0 | 0 | 0 | 0 | 0 | 0 | 0 | 0 | 0 | 0 | 0 | 0 | 0 | 198939.4544 | -115689.6092 | 0 | 0 | 0 | 0 | 0 | 0 | 0 | 0 | 0 | 0 | 0 | 0 | 0 | 0 | 0 | 0
2016-10-24 09:00 | 0 | 0 | 0 | 0 | 0 | 0 | 334390 | 0 | 0 | 0 | 0 | 1295603.8021 | 2031256.1866 | 0 | 0 | 0 | 0 | 0 | 0 | 0 | 0 | 0 | 0 | 0 | 0 | 0 | 0 | 0 | 0 | 0 | -218700.3908 | -115689.6092 | 0 | 0 | 0 | 0 | 0 | 0 | 0 | 0 | 0 | 0 | 0 | 0 | 0 | 0 | 0 | 0
2016-10-24 10:00 | 0 | 0 | 0 | 0 | 341829.8868 | 0 | 362713 | 0 | 0 | 0 | 0 | 1159031.0797 | 2146945.7958 | 0 | 0 | 0 | 0 | 0 | 0 | 0 | 0 | 0 | 0 | 0 | 0 | 0 | 0 | 0 | 0 | 0 | -136572.7224 | 115689.6092 | 0 | 0 | 0 | 0 | 0 | 0 | 0 | 0 | 0 | 0 | 0 | 0 | 0 | 0 | 0 | 0
2016-10-24 11:00 | 0 | 0 | 0 | 0 | 315010.9024 | 0 | 392252 | 0 | 0 | 0 | 0 | 1197479.5914 | 2031256.1866 | 0 | 0 | 0 | 0 | 0 | 0 | 0 | 0 | 0 | 0 | 0 | 0 | 0 | 0 | 0 | 0 | 0 | 38448.5116 | -115689.6092 | 0 | 0 | 0 | 0 | 0 | 0 | 0 | 0 | 0 | 0 | 0 | 0 | 0 | 0 | 0 | 0
2016-10-24 12:00 | 0 | 0 | 0 | 0 | 287352.9157 | 0 | 406365 | 0 | 0 | 0 | 0 | 956992.4947 | 2146945.7958 | 0 | 0 | 0 | 0 | 0 | 0 | 0 | 5785.4032 | 0 | 0 | 0 | 0 | 0 | 0 | 0 | 0 | 0 | -240487.0967 | 115689.6092 | 0 | 0 | 0 | 0 | 0 | 0 | 0 | 0 | 0 | 5785.4032 | 0 | 0 | 0 | 0 | 0 | 0
2016-10-24 13:00 | 0 | 0 | 0 | 0 | 240108.4613 | 2205.7885 | 414488 | 0 | 0 | 0 | 0 | 710479.6564 | 2190491.1685 | 0 | 0 | 0 | 0 | 0 | 0 | 0 | 36579.1185 | 0 | 0 | 0 | 0 | 0 | 0 | 0 | 0 | 0 | -246512.8382 | 43545.3727 | 0 | 0 | 0 | 0 | 0 | 0 | 0 | 0 | 0 | 30793.7153 | 0 | 0 | 0 | 0 | 0 | 0
2016-10-24 14:00 | 0 | 0 | 0 | 0 | 0 | 235230.9495 | 422221 | 0 | 0 | 0 | 0 | 669972.9305 | 2074801.5593 | 0 | 0 | 0 | 0 | 0 | 0 | 0 | 5785.4032 | 0 | 0 | 0 | 0 | 0 | 0 | 0 | 0 | 0 | -40506.7259 | -115689.6092 | 0 | 0 | 0 | 0 | 0 | 0 | 0 | 0 | 0 | -30793.7153 | 0 | 0 | 0 | 0 | 0 | 0
2016-10-24 15:00 | 0 | 0 | 0 | 0 | 0 | 441721.7233 | 427759 | 0 | 0 | 0 | 0 | 768831.5477 | 1959111.95 | 0 | 0 | 0 | 0 | 0 | 0 | 0 | 36579.1185 | 0 | 0 | 0 | 0 | 0 | 0 | 0 | 0 | 0 | 98858.6172 | -115689.6092 | 0 | 0 | 0 | 0 | 0 | 0 | 0 | 0 | 0 | 30793.7153 | 0 | 0 | 0 | 0 | 0 | 0
2016-10-24 16:00 | 0 | 0 | 0 | 0 | 159728.5452 | 537324.2325 | 432360 | 0 | 0 | 0 | 0 | 1015344.386 | 2008085.6048 | 0 | 0 | 0 | 0 | 0 | 0 | 0 | 5785.4032 | 0 | 0 | 0 | 0 | 0 | 0 | 0 | 0 | 0 | 246512.8382 | 48973.6548 | 0 | 0 | 0 | 0 | 0 | 0 | 0 | 0 | 0 | -30793.7153 | 0 | 0 | 0 | 0 | 0 | 0
2016-10-24 17:00 | 0 | 0 | 0 | 0 | 0 | 556160.0071 | 437102 | 0 | 0 | 0 | 0 | 1255877.4055 | 1892395.9956 | 0 | 0 | 0 | 0 | 0 | 0 | 0 | 0 | 0 | 0 | 0 | 0 | 0 | 0 | 0 | 0 | 0 | 240533.0195 | -115689.6092 | 0 | 0 | 0 | 0 | 0 | 0 | 0 | 0 | 0 | -5785.4032 | 0 | 0 | 0 | 0 | 0 | 0
2016-10-24 18:00 | 0 | 0 | 0 | 0 | 0 | 543576.889 | 441106 | 0 | 0 | 0 | 0 | 1242658.6853 | 2008085.6048 | 0 | 0 | 0 | 0 | 0 | 0 | 0 | 0 | 0 | 0 | 0 | 0 | 0 | 0 | 0 | 0 | 0 | -13218.7202 | 115689.6092 | 0 | 0 | 0 | 0 | 0 | 0 | 0 | 0 | 0 | 0 | 0 | 0 | 0 | 0 | 0 | 0
2016-10-24 19:00 | 0 | 0 | 0 | 0 | 0 | 526233.8674 | 444839 | 0 | 0 | 0 | 0 | 1439743.1619 | 1892395.9956 | 0 | 0 | 0 | 0 | 0 | 0 | 0 | 0 | 0 | 0 | 0 | 0 | 0 | 0 | 0 | 0 | 0 | 197084.4766 | -115689.6092 | 0 | 0 | 0 | 0 | 0 | 0 | 0 | 0 | 0 | 0 | 0 | 0 | 0 | 0 | 0 | 0
2016-10-24 20:00 | 0 | 0 | 0 | 0 | 185192.7254 | 508592.6879 | 448354 | 0 | 0 | 0 | 0 | 1569484.966 | 2008085.6048 | 0 | 0 | 0 | 0 | 0 | 0 | 0 | 0 | 0 | 0 | 0 | 0 | 0 | 0 | 0 | 0 | 0 | 129741.8041 | 115689.6092 | 0 | 0 | 0 | 0 | 0 | 0 | 0 | 0 | 0 | 0 | 0 | 0 | 0 | 0 | 0 | 0
2016-10-24 21:00 | 0 | 0 | 0 | 0 | 0 | 472852.6097 | 451542 | 0 | 0 | 0 | 0 | 1475105.9665 | 2123775.214 | 0 | 0 | 0 | 0 | 0 | 0 | 0 | 0 | 0 | 0 | 0 | 0 | 0 | 0 | 0 | 0 | 0 | -94378.9995 | 115689.6092 | 0 | 0 | 0 | 0 | 0 | 0 | 0 | 0 | 0 | 0 | 0 | 0 | 0 | 0 | 0 | 0
2016-10-24 22:00 | 0 | 0 | 0 | 0 | 0 | 398386.4149 | 454806 | 0 | 0 | 0 | 0 | 1302996.7722 | 2239464.8233 | 0 | 0 | 0 | 0 | 0 | 0 | 0 | 0 | 0 | 0 | 0 | 0 | 0 | 0 | 0 | 0 | 0 | -172109.1943 | 115689.6092 | 0 | 0 | 0 | 0 | 0 | 0 | 0 | 0 | 0 | 0 | 0 | 0 | 0 | 0 | 0 | 0
2016-10-24 23:00 | 0 | 0 | 0 | 0 | 0 | 238078.301 | 462102 | 0 | 0 | 0 | 0 | 1194662.6825 | 2123775.214 | 0 | 0 | 0 | 0 | 0 | 0 | 0 | 0 | 0 | 0 | 0 | 0 | 0 | 0 | 0 | 0 | 0 | -108334.0898 | -115689.6092 | 0 | 0 | 0 | 0 | 0 | 0 | 0 | 0 | 0 | 0 | 0 | 0 | 0 | 0 | 0 | 0
2016-10-25 | 0 | 0 | 0 | 0 | 617642.3774 | 51529.1855 | 459418 | 0 | 0 | 0 | 0 | 1288726.6361 | 2239464.8233 | 0 | 0 | 0 | 0 | 0 | 0 | 0 | 0 | 0 | 0 | 0 | 0 | 0 | 0 | 0 | 0 | 0 | 94063.9537 | 115689.6092 | 0 | 0 | 0 | 0 | 0 | 0 | 0 | 0 | 0 | 0 | 0 | 0 | 0 | 0 | 0 | 0
2016-10-25 01:00 | 0 | 0 | 0 | 0 | 83499.1123 | 13.4402 | 445715 | 0 | 0 | 0 | 0 | 1042213.7979 | 2123775.214 | 0 | 0 | 0 | 0 | 0 | 0 | 0 | 0 | 0 | 0 | 0 | 0 | 0 | 0 | 0 | 0 | 0 | -246512.8382 | -115689.6092 | 0 | 0 | 0 | 0 | 0 | 0 | 0 | 0 | 0 | 0 | 0 | 0 | 0 | 0 | 0 | 0
2016-10-25 02:00 | 0 | 0 | 0 | 0 | 59695.5525 | 0 | 421898 | 0 | 0 | 0 | 0 | 795700.9597 | 2008085.6048 | 0 | 0 | 0 | 0 | 0 | 0 | 0 | 0 | 0 | 0 | 0 | 0 | 0 | 0 | 0 | 0 | 0 | -246512.8382 | -115689.6092 | 0 | 0 | 0 | 0 | 0 | 0 | 0 | 0 | 0 | 0 | 0 | 0 | 0 | 0 | 0 | 0
2016-10-25 03:00 | 0 | 0 | 0 | 0 | 673682.7877 | 0 | 395290 | 0 | 0 | 0 | 0 | 1042213.7979 | 2039965.5543 | 0 | 0 | 0 | 0 | 0 | 0 | 0 | 0 | 0 | 0 | 0 | 0 | 0 | 0 | 0 | 0 | 0 | 246512.8382 | 31879.9495 | 0 | 0 | 0 | 0 | 0 | 0 | 0 | 0 | 0 | 0 | 0 | 0 | 0 | 0 | 0 | 0
2016-10-25 04:00 | 0 | 0 | 0 | 0 | 8725.5525 | 0 | 370928 | 0 | 0 | 0 | 0 | 795700.9597 | 1924275.9451 | 0 | 0 | 0 | 0 | 0 | 0 | 0 | 0 | 0 | 0 | 0 | 0 | 0 | 0 | 0 | 0 | 0 | -246512.8382 | -115689.6092 | 0 | 0 | 0 | 0 | 0 | 0 | 0 | 0 | 0 | 0 | 0 | 0 | 0 | 0 | 0 | 0
2016-10-25 05:00 | 0 | 0 | 0 | 0 | 605299.3595 | 0 | 353108 | 0 | 0 | 0 | 0 | 1042213.7979 | 1929954.4663 | 0 | 0 | 0 | 0 | 0 | 0 | 0 | 0 | 0 | 0 | 0 | 0 | 0 | 0 | 0 | 0 | 0 | 246512.8382 | 5678.5213 | 0 | 0 | 0 | 0 | 0 | 0 | 0 | 0 | 0 | 0 | 0 | 0 | 0 | 0 | 0 | 0
2016-10-25 06:00 | 0 | 0 | 0 | 0 | 209669.771 | 0 | 340493 | 0 | 0 | 0 | 0 | 795700.9597 | 2045644.0756 | 0 | 0 | 0 | 0 | 0 | 0 | 0 | 0 | 0 | 0 | 0 | 0 | 0 | 0 | 0 | 0 | 0 | -246512.8382 | 115689.6092 | 0 | 0 | 0 | 0 | 0 | 0 | 0 | 0 | 0 | 0 | 0 | 0 | 0 | 0 | 0 | 0
2016-10-25 07:00 | 0 | 0 | 0 | 0 | 529240.589 | 0 | 333872 | 0 | 0 | 0 | 0 | 1042213.7979 | 1994499.8263 | 0 | 0 | 0 | 0 | 0 | 0 | 0 | 0 | 0 | 0 | 0 | 0 | 0 | 0 | 0 | 0 | 0 | 246512.8382 | -51144.2492 | 0 | 0 | 0 | 0 | 0 | 0 | 0 | 0 | 0 | 0 | 0 | 0 | 0 | 0 | 0 | 0
2016-10-25 08:00 | 0 | 0 | 0 | 0 | 0 | 0 | 333840 | 0 | 0 | 0 | 0 | 824063.4071 | 1878810.2171 | 0 | 0 | 0 | 0 | 0 | 0 | 0 | 0 | 0 | 0 | 0 | 0 | 0 | 0 | 0 | 0 | 0 | -218150.3908 | -115689.6092 | 0 | 0 | 0 | 0 | 0 | 0 | 0 | 0 | 0 | 0 | 0 | 0 | 0 | 0 | 0 | 0
2016-10-25 09:00 | 0 | 0 | 0 | 0 | 468203.9193 | 0 | 345250 | 0 | 0 | 0 | 0 | 831327.7172 | 1994499.8263 | 0 | 0 | 0 | 0 | 0 | 0 | 0 | 0 | 0 | 0 | 0 | 0 | 0 | 0 | 0 | 0 | 0 | 7264.3101 | 115689.6092 | 0 | 0 | 0 | 0 | 0 | 0 | 0 | 0 | 0 | 0 | 0 | 0 | 0 | 0 | 0 | 0
2016-10-25 10:00 | 0 | 0 | 0 | 0 | 12177.5525 | 0 | 374380 | 0 | 0 | 0 | 0 | 584814.879 | 1878810.2171 | 0 | 0 | 0 | 0 | 0 | 0 | 0 | 0 | 0 | 0 | 0 | 0 | 0 | 0 | 0 | 0 | 0 | -246512.8382 | -115689.6092 | 0 | 0 | 0 | 0 | 0 | 0 | 0 | 0 | 0 | 0 | 0 | 0 | 0 | 0 | 0 | 0
2016-10-25 11:00 | 0 | 0 | 0 | 0 | 445637.2102 | 0 | 402791 | 0 | 0 | 0 | 0 | 743350.6985 | 1763120.6079 | 0 | 0 | 0 | 0 | 0 | 0 | 0 | 0 | 0 | 0 | 0 | 0 | 0 | 0 | 0 | 0 | 0 | 158535.8195 | -115689.6092 | 0 | 0 | 0 | 0 | 0 | 0 | 0 | 0 | 0 | 0 | 0 | 0 | 0 | 0 | 0 | 0
2016-10-25 12:00 | 0 | 0 | 0 | 0 | 52374.5525 | 0 | 414577 | 0 | 0 | 0 | 0 | 496837.8602 | 1647430.9986 | 0 | 0 | 0 | 0 | 0 | 0 | 0 | 0 | 0 | 0 | 0 | 0 | 0 | 0 | 0 | 0 | 0 | -246512.8382 | -115689.6092 | 0 | 0 | 0 | 0 | 0 | 0 | 0 | 0 | 0 | 0 | 0 | 0 | 0 | 0 | 0 | 0
2016-10-25 13:00 | 0 | 0 | 0 | 0 | 420090.0849 | 639.0167 | 420864 | 0 | 0 | 0 | 0 | 381013.3526 | 1763120.6079 | 0 | 0 | 0 | 0 | 0 | 0 | 0 | 0 | 0 | 0 | 0 | 0 | 0 | 0 | 0 | 0 | 0 | -115824.5076 | 115689.6092 | 0 | 0 | 0 | 0 | 0 | 0 | 0 | 0 | 0 | 0 | 0 | 0 | 0 | 0 | 0 | 0
2016-10-25 14:00 | 0 | 0 | 0 | 0 | 0 | 108542.7046 | 425780 | 0 | 0 | 0 | 0 | 134500.5144 | 1692396.1507 | 0 | 0 | 0 | 0 | 0 | 0 | 0 | 0 | 0 | 0 | 0 | 0 | 0 | 0 | 0 | 0 | 0 | -246512.8382 | -70724.4572 | 0 | 0 | 0 | 0 | 0 | 0 | 0 | 0 | 0 | 0 | 0 | 0 | 0 | 0 | 0 | 0
2016-10-25 15:00 | 0 | 0 | 0 | 0 | 173479.8119 | 386704.4171 | 429361 | 0 | 0 | 0 | 0 | 381013.3526 | 1576706.5415 | 0 | 0 | 0 | 0 | 0 | 0 | 0 | 0 | 0 | 0 | 0 | 0 | 0 | 0 | 0 | 0 | 0 | 246512.8382 | -115689.6092 | 0 | 0 | 0 | 0 | 0 | 0 | 0 | 0 | 0 | 0 | 0 | 0 | 0 | 0 | 0 | 0
2016-10-25 16:00 | 0 | 0 | 0 | 0 | 241165.0733 | 554201.3742 | 433164 | 0 | 0 | 0 | 0 | 627526.1909 | 1692396.1507 | 0 | 0 | 0 | 0 | 0 | 0 | 0 | 0 | 0 | 0 | 0 | 0 | 0 | 0 | 0 | 0 | 0 | 246512.8382 | 115689.6092 | 0 | 0 | 0 | 0 | 0 | 0 | 0 | 0 | 0 | 0 | 0 | 0 | 0 | 0 | 0 | 0
2016-10-25 17:00 | 0 | 0 | 0 | 0 | 0 | 615581.7617 | 437173 | 0 | 0 | 0 | 0 | 690245.3433 | 1808085.7599 | 0 | 0 | 0 | 0 | 0 | 0 | 0 | 0 | 0 | 0 | 0 | 0 | 0 | 0 | 0 | 0 | 0 | 62719.1525 | 115689.6092 | 0 | 0 | 0 | 0 | 0 | 0 | 0 | 0 | 0 | 0 | 0 | 0 | 0 | 0 | 0 | 0
2016-10-25 18:00 | 0 | 0 | 0 | 0 | 0 | 609552.7383 | 440755 | 0 | 0 | 0 | 0 | 743353.4724 | 1923775.3692 | 0 | 0 | 0 | 0 | 0 | 0 | 0 | 0 | 0 | 0 | 0 | 0 | 0 | 0 | 0 | 0 | 0 | 53108.1291 | 115689.6092 | 0 | 0 | 0 | 0 | 0 | 0 | 0 | 0 | 0 | 0 | 0 | 0 | 0 | 0 | 0 | 0
2016-10-25 19:00 | 0 | 0 | 0 | 0 | 0 | 600525.5656 | 444026 | 0 | 0 | 0 | 0 | 989866.3107 | 1833762.0965 | 0 | 0 | 0 | 0 | 0 | 0 | 0 | 0 | 0 | 0 | 0 | 0 | 0 | 0 | 0 | 0 | 0 | 246512.8382 | -90013.2727 | 0 | 0 | 0 | 0 | 0 | 0 | 0 | 0 | 0 | 0 | 0 | 0 | 0 | 0 | 0 | 0
2016-10-25 20:00 | 0 | 0 | 0 | 0 | 0 | 613766.6479 | 448066 | 0 | 0 | 0 | 0 | 1039877.3494 | 1949451.7057 | 0 | 0 | 0 | 0 | 0 | 0 | 0 | 0 | 0 | 0 | 0 | 0 | 0 | 0 | 0 | 0 | 0 | 50011.0387 | 115689.6092 | 0 | 0 | 0 | 0 | 0 | 0 | 0 | 0 | 0 | 0 | 0 | 0 | 0 | 0 | 0 | 0
2016-10-25 21:00 | 0 | 0 | 0 | 0 | 179476.947 | 634722.5005 | 451997 | 0 | 0 | 0 | 0 | 1286390.1876 | 2065141.3149 | 0 | 0 | 0 | 0 | 0 | 0 | 0 | 0 | 0 | 0 | 0 | 0 | 0 | 0 | 0 | 0 | 0 | 246512.8382 | 115689.6092 | 0 | 0 | 0 | 0 | 0 | 0 | 0 | 0 | 0 | 0 | 0 | 0 | 0 | 0 | 0 | 0
2016-10-25 22:00 | 0 | 0 | 0 | 0 | 0 | 619955.536 | 457558 | 0 | 0 | 0 | 0 | 1333098.1144 | 2180830.9242 | 0 | 0 | 0 | 0 | 0 | 0 | 0 | 0 | 0 | 0 | 0 | 0 | 0 | 0 | 0 | 0 | 0 | 46707.9268 | 115689.6092 | 0 | 0 | 0 | 0 | 0 | 0 | 0 | 0 | 0 | 0 | 0 | 0 | 0 | 0 | 0 | 0
2016-10-25 23:00 | 0 | 0 | 0 | 0 | 0 | 473370.7194 | 465965 | 0 | 0 | 0 | 0 | 1224814.2246 | 2296520.5334 | 0 | 0 | 0 | 0 | 0 | 0 | 0 | 0 | 0 | 0 | 0 | 0 | 0 | 0 | 0 | 0 | 0 | -108283.8898 | 115689.6092 | 0 | 0 | 0 | 0 | 0 | 0 | 0 | 0 | 0 | 0 | 0 | 0 | 0 | 0 | 0 | 0
2016-10-26 | 0 | 0 | 0 | 0 | 12350.584 | 88652.9685 | 463206 | 0 | 0 | 0 | 0 | 978301.3864 | 2180830.9242 | 0 | 0 | 0 | 0 | 0 | 0 | 0 | 0 | 0 | 0 | 0 | 0 | 0 | 0 | 0 | 0 | 0 | -246512.8382 | -115689.6092 | 0 | 0 | 0 | 0 | 0 | 0 | 0 | 0 | 0 | 0 | 0 | 0 | 0 | 0 | 0 | 0
2016-10-26 01:00 | 0 | 0 | 0 | 0 | 616369.9155 | 13.1252 | 450822 | 0 | 0 | 0 | 0 | 1028172.8178 | 2296520.5334 | 0 | 0 | 0 | 0 | 0 | 0 | 0 | 0 | 0 | 0 | 0 | 0 | 0 | 0 | 0 | 0 | 0 | 49871.4315 | 115689.6092 | 0 | 0 | 0 | 0 | 0 | 0 | 0 | 0 | 0 | 0 | 0 | 0 | 0 | 0 | 0 | 0
2016-10-26 02:00 | 0 | 0 | 0 | 0 | 65286.5525 | 0 | 427489 | 0 | 0 | 0 | 0 | 781659.9796 | 2180830.9242 | 0 | 0 | 0 | 0 | 0 | 0 | 0 | 0 | 0 | 0 | 0 | 0 | 0 | 0 | 0 | 0 | 0 | -246512.8382 | -115689.6092 | 0 | 0 | 0 | 0 | 0 | 0 | 0 | 0 | 0 | 0 | 0 | 0 | 0 | 0 | 0 | 0
2016-10-26 03:00 | 0 | 0 | 0 | 0 | 581301.1559 | 0 | 401143 | 0 | 0 | 0 | 0 | 1028172.8178 | 2114476.2418 | 0 | 0 | 0 | 0 | 0 | 0 | 0 | 0 | 0 | 0 | 0 | 0 | 0 | 0 | 0 | 0 | 0 | 246512.8382 | -66354.6824 | 0 | 0 | 0 | 0 | 0 | 0 | 0 | 0 | 0 | 0 | 0 | 0 | 0 | 0 | 0 | 0
2016-10-26 04:00 | 0 | 0 | 0 | 0 | 565963.9569 | 0 | 377467 | 0 | 0 | 0 | 0 | 1100980.1655 | 2230165.851 | 0 | 0 | 0 | 0 | 0 | 0 | 0 | 0 | 0 | 0 | 0 | 0 | 0 | 0 | 0 | 0 | 0 | 72807.3476 | 115689.6092 | 0 | 0 | 0 | 0 | 0 | 0 | 0 | 0 | 0 | 0 | 0 | 0 | 0 | 0 | 0 | 0
2016-10-26 05:00 | 0 | 0 | 0 | 0 | 0 | 0 | 358988 | 0 | 0 | 0 | 0 | 854467.3272 | 2117690.6893 | 0 | 0 | 0 | 0 | 0 | 0 | 0 | 0 | 0 | 0 | 0 | 0 | 0 | 0 | 0 | 0 | 0 | -246512.8382 | -112475.1618 | 0 | 0 | 0 | 0 | 0 | 0 | 0 | 0 | 0 | 0 | 0 | 0 | 0 | 0 | 0 | 0
2016-10-26 06:00 | 0 | 0 | 0 | 0 | 0 | 0 | 346963 | 0 | 0 | 0 | 0 | 623193.9364 | 2002001.0801 | 0 | 0 | 0 | 0 | 0 | 0 | 0 | 0 | 0 | 0 | 0 | 0 | 0 | 0 | 0 | 0 | 0 | -231273.3908 | -115689.6092 | 0 | 0 | 0 | 0 | 0 | 0 | 0 | 0 | 0 | 0 | 0 | 0 | 0 | 0 | 0 | 0
2016-10-26 07:00 | 0 | 0 | 0 | 0 | 531350.3741 | 0 | 340536 | 0 | 0 | 0 | 0 | 698318.7013 | 2117690.6893 | 0 | 0 | 0 | 0 | 0 | 0 | 0 | 0 | 0 | 0 | 0 | 0 | 0 | 0 | 0 | 0 | 0 | 75124.7648 | 115689.6092 | 0 | 0 | 0 | 0 | 0 | 0 | 0 | 0 | 0 | 0 | 0 | 0 | 0 | 0 | 0 | 0
2016-10-26 08:00 | 0 | 0 | 0 | 0 | 210553.771 | 0 | 341377 | 0 | 0 | 0 | 0 | 451805.863 | 2233380.2985 | 0 | 0 | 0 | 0 | 0 | 0 | 0 | 0 | 0 | 0 | 0 | 0 | 0 | 0 | 0 | 0 | 0 | -246512.8382 | 115689.6092 | 0 | 0 | 0 | 0 | 0 | 0 | 0 | 0 | 0 | 0 | 0 | 0 | 0 | 0 | 0 | 0
2016-10-26 09:00 | 0 | 0 | 0 | 0 | 473696.7088 | 0 | 351909 | 0 | 0 | 0 | 0 | 671596.6286 | 2117690.6893 | 0 | 0 | 0 | 0 | 0 | 0 | 0 | 17686.5525 | 0 | 0 | 0 | 0 | 0 | 0 | 0 | 0 | 0 | 219790.7655 | -115689.6092 | 0 | 0 | 0 | 0 | 0 | 0 | 0 | 0 | 0 | 17686.5525 | 0 | 0 | 0 | 0 | 0 | 0
2016-10-26 10:00 | 0 | 0 | 0 | 0 | 0 | 0 | 379889 | 0 | 0 | 0 | 0 | 425083.7903 | 2002001.0801 | 0 | 0 | 0 | 0 | 0 | 0 | 0 | 0 | 0 | 0 | 0 | 0 | 0 | 0 | 0 | 0 | 0 | -246512.8382 | -115689.6092 | 0 | 0 | 0 | 0 | 0 | 0 | 0 | 0 | 0 | -17686.5525 | 0 | 0 | 0 | 0 | 0 | 0
2016-10-26 11:00 | 0 | 0 | 0 | 0 | 412576.3268 | 0 | 408520 | 0 | 0 | 0 | 0 | 544829.7264 | 1886311.4708 | 0 | 0 | 0 | 0 | 0 | 0 | 0 | 0 | 0 | 0 | 0 | 0 | 0 | 0 | 0 | 0 | 0 | 119745.9361 | -115689.6092 | 0 | 0 | 0 | 0 | 0 | 0 | 0 | 0 | 0 | 0 | 0 | 0 | 0 | 0 | 0 | 0
2016-10-26 12:00 | 0 | 0 | 0 | 0 | 57721.5525 | 0 | 419924 | 0 | 0 | 0 | 0 | 298316.8881 | 1770621.8616 | 0 | 0 | 0 | 0 | 0 | 0 | 0 | 0 | 0 | 0 | 0 | 0 | 0 | 0 | 0 | 0 | 0 | -246512.8382 | -115689.6092 | 0 | 0 | 0 | 0 | 0 | 0 | 0 | 0 | 0 | 0 | 0 | 0 | 0 | 0 | 0 | 0
2016-10-26 13:00 | 0 | 0 | 0 | 0 | 360704.2796 | 1608.8511 | 425356 | 0 | 0 | 0 | 0 | 119584.4095 | 1886311.4708 | 0 | 0 | 0 | 0 | 0 | 0 | 0 | 0 | 0 | 0 | 0 | 0 | 0 | 0 | 0 | 0 | 0 | -178732.4786 | 115689.6092 | 0 | 0 | 0 | 0 | 0 | 0 | 0 | 0 | 0 | 0 | 0 | 0 | 0 | 0 | 0 | 0
2016-10-26 14:00 | 0 | 0 | 0 | 0 | 0 | 232627.2465 | 430914 | 0 | 0 | 0 | 0 | 36987.2653 | 1770621.8616 | 0 | 0 | 0 | 0 | 0 | 0 | 0 | 0 | 0 | 0 | 0 | 0 | 0 | 0 | 0 | 0 | 0 | -82597.1443 | -115689.6092 | 0 | 0 | 0 | 0 | 0 | 0 | 0 | 0 | 0 | 0 | 0 | 0 | 0 | 0 | 0 | 0
2016-10-26 15:00 | 0 | 0 | 0 | 0 | 163907.4969 | 632412.9506 | 434118 | 0 | 0 | 0 | 0 | 283500.1035 | 1886311.4708 | 0 | 0 | 0 | 0 | 0 | 0 | 0 | 0 | 0 | 0 | 0 | 0 | 0 | 0 | 0 | 0 | 0 | 246512.8382 | 115689.6092 | 0 | 0 | 0 | 0 | 0 | 0 | 0 | 0 | 0 | 0 | 0 | 0 | 0 | 0 | 0 | 0
2016-10-26 16:00 | 0 | 0 | 0 | 0 | 0 | 725413.7476 | 437865 | 0 | 0 | 0 | 0 | 455359.2419 | 2002001.0801 | 0 | 0 | 0 | 0 | 0 | 0 | 0 | 0 | 0 | 0 | 0 | 0 | 0 | 0 | 0 | 0 | 0 | 171859.1383 | 115689.6092 | 0 | 0 | 0 | 0 | 0 | 0 | 0 | 0 | 0 | 0 | 0 | 0 | 0 | 0 | 0 | 0
2016-10-26 17:00 | 0 | 0 | 0 | 0 | 0 | 706612.3661 | 442826 | 0 | 0 | 0 | 0 | 701872.0801 | 2019274.608 | 0 | 0 | 0 | 0 | 0 | 0 | 0 | 0 | 0 | 0 | 0 | 0 | 0 | 0 | 0 | 0 | 0 | 246512.8382 | 17273.5279 | 0 | 0 | 0 | 0 | 0 | 0 | 0 | 0 | 0 | 0 | 0 | 0 | 0 | 0 | 0 | 0
2016-10-26 18:00 | 0 | 0 | 0 | 0 | 0 | 673001.4306 | 447686 | 0 | 0 | 0 | 0 | 811497.9015 | 2134964.2172 | 0 | 0 | 0 | 0 | 0 | 0 | 0 | 0 | 0 | 0 | 0 | 0 | 0 | 0 | 0 | 0 | 0 | 109625.8214 | 115689.6092 | 0 | 0 | 0 | 0 | 0 | 0 | 0 | 0 | 0 | 0 | 0 | 0 | 0 | 0 | 0 | 0
2016-10-26 19:00 | 0 | 0 | 0 | 0 | 0 | 658277.6176 | 452795 | 0 | 0 | 0 | 0 | 1058010.7398 | 2093933.9966 | 0 | 0 | 0 | 0 | 0 | 0 | 0 | 0 | 0 | 0 | 0 | 0 | 0 | 0 | 0 | 0 | 0 | 246512.8382 | -41030.2206 | 0 | 0 | 0 | 0 | 0 | 0 | 0 | 0 | 0 | 0 | 0 | 0 | 0 | 0 | 0 | 0
2016-10-26 20:00 | 0 | 0 | 0 | 0 | 0 | 669175.3134 | 458288 | 0 | 0 | 0 | 0 | 1153208.4439 | 2209623.6058 | 0 | 0 | 0 | 0 | 0 | 0 | 0 | 0 | 0 | 0 | 0 | 0 | 0 | 0 | 0 | 0 | 0 | 95197.7042 | 115689.6092 | 0 | 0 | 0 | 0 | 0 | 0 | 0 | 0 | 0 | 0 | 0 | 0 | 0 | 0 | 0 | 0
2016-10-26 21:00 | 0 | 0 | 0 | 0 | 132252.037 | 693584.4105 | 463634 | 0 | 0 | 0 | 0 | 1399721.2822 | 2325313.215 | 0 | 0 | 0 | 0 | 0 | 0 | 0 | 0 | 0 | 0 | 0 | 0 | 0 | 0 | 0 | 0 | 0 | 246512.8382 | 115689.6092 | 0 | 0 | 0 | 0 | 0 | 0 | 0 | 0 | 0 | 0 | 0 | 0 | 0 | 0 | 0 | 0
2016-10-26 22:00 | 0 | 0 | 0 | 0 | 0 | 670181.9885 | 469313 | 0 | 0 | 0 | 0 | 1484900.6615 | 2441002.8243 | 0 | 0 | 0 | 0 | 0 | 0 | 0 | 0 | 0 | 0 | 0 | 0 | 0 | 0 | 0 | 0 | 0 | 85179.3793 | 115689.6092 | 0 | 0 | 0 | 0 | 0 | 0 | 0 | 0 | 0 | 0 | 0 | 0 | 0 | 0 | 0 | 0
2016-10-26 23:00 | 0 | 0 | 0 | 0 | 0 | 453112.9186 | 474513 | 0 | 0 | 0 | 0 | 1579190.1893 | 2325313.215 | 0 | 0 | 0 | 0 | 0 | 0 | 0 | 0 | 0 | 0 | 0 | 0 | 0 | 0 | 0 | 0 | 0 | 94289.5278 | -115689.6092 | 0 | 0 | 0 | 0 | 0 | 0 | 0 | 0 | 0 | 0 | 0 | 0 | 0 | 0 | 0 | 0
2016-10-27 | 0 | 0 | 0 | 0 | 243867.4799 | 69937.2619 | 470084 | 0 | 0 | 0 | 0 | 1332677.3511 | 2415546.7951 | 0 | 0 | 0 | 0 | 0 | 0 | 0 | 0 | 0 | 0 | 0 | 0 | 0 | 0 | 0 | 0 | 0 | -246512.8382 | 90233.5801 | 0 | 0 | 0 | 0 | 0 | 0 | 0 | 0 | 0 | 0 | 0 | 0 | 0 | 0 | 0 | 0
2016-10-27 01:00 | 0 | 0 | 0 | 0 | 94960.1624 | 12.3902 | 457175 | 0 | 0 | 0 | 0 | 1086164.5128 | 2299857.1859 | 0 | 0 | 0 | 0 | 0 | 0 | 0 | 0 | 0 | 0 | 0 | 0 | 0 | 0 | 0 | 0 | 0 | -246512.8382 | -115689.6092 | 0 | 0 | 0 | 0 | 0 | 0 | 0 | 0 | 0 | 0 | 0 | 0 | 0 | 0 | 0 | 0
2016-10-27 02:00 | 0 | 0 | 0 | 0 | 328203.9493 | 0 | 433502 | 0 | 0 | 0 | 0 | 1096556.0714 | 2184167.5766 | 0 | 0 | 0 | 0 | 0 | 0 | 0 | 0 | 0 | 0 | 0 | 0 | 0 | 0 | 0 | 0 | 0 | 10391.5586 | -115689.6092 | 0 | 0 | 0 | 0 | 0 | 0 | 0 | 0 | 0 | 0 | 0 | 0 | 0 | 0 | 0 | 0
2016-10-27 03:00 | 0 | 0 | 0 | 0 | 43453.5525 | 0 | 405656 | 0 | 0 | 0 | 0 | 850043.2331 | 2068477.9674 | 0 | 0 | 0 | 0 | 0 | 0 | 0 | 0 | 0 | 0 | 0 | 0 | 0 | 0 | 0 | 0 | 0 | -246512.8382 | -115689.6092 | 0 | 0 | 0 | 0 | 0 | 0 | 0 | 0 | 0 | 0 | 0 | 0 | 0 | 0 | 0 | 0
2016-10-27 04:00 | 0 | 0 | 0 | 0 | 355632.7211 | 0 | 380313 | 0 | 0 | 0 | 0 | 709673.345 | 2184167.5766 | 0 | 0 | 0 | 0 | 0 | 0 | 0 | 0 | 0 | 0 | 0 | 0 | 0 | 0 | 0 | 0 | 0 | -140369.8881 | 115689.6092 | 0 | 0 | 0 | 0 | 0 | 0 | 0 | 0 | 0 | 0 | 0 | 0 | 0 | 0 | 0 | 0
2016-10-27 05:00 | 0 | 0 | 0 | 0 | 357024.4633 | 0 | 361970 | 0 | 0 | 0 | 0 | 820417.4176 | 2068477.9674 | 0 | 0 | 0 | 0 | 0 | 0 | 0 | 0 | 0 | 0 | 0 | 0 | 0 | 0 | 0 | 0 | 0 | 110744.0726 | -115689.6092 | 0 | 0 | 0 | 0 | 0 | 0 | 0 | 0 | 0 | 0 | 0 | 0 | 0 | 0 | 0 | 0
2016-10-27 06:00 | 0 | 0 | 0 | 0 | 359594.4965 | 0 | 348505 | 0 | 0 | 0 | 0 | 947196.5234 | 1952788.3582 | 0 | 0 | 0 | 0 | 0 | 0 | 0 | 0 | 0 | 0 | 0 | 0 | 0 | 0 | 0 | 0 | 0 | 126779.1058 | -115689.6092 | 0 | 0 | 0 | 0 | 0 | 0 | 0 | 0 | 0 | 0 | 0 | 0 | 0 | 0 | 0 | 0
2016-10-27 07:00 | 0 | 0 | 0 | 0 | 0 | 0 | 341247 | 0 | 0 | 0 | 0 | 721639.1326 | 1837098.7489 | 0 | 0 | 0 | 0 | 0 | 0 | 0 | 0 | 0 | 0 | 0 | 0 | 0 | 0 | 0 | 0 | 0 | -225557.3908 | -115689.6092 | 0 | 0 | 0 | 0 | 0 | 0 | 0 | 0 | 0 | 0 | 0 | 0 | 0 | 0 | 0 | 0
2016-10-27 08:00 | 0 | 0 | 0 | 0 | 350801.3695 | 0 | 340680 | 0 | 0 | 0 | 0 | 616070.8929 | 1952788.3582 | 0 | 0 | 0 | 0 | 0 | 0 | 0 | 0 | 0 | 0 | 0 | 0 | 0 | 0 | 0 | 0 | 0 | -105568.2397 | 115689.6092 | 0 | 0 | 0 | 0 | 0 | 0 | 0 | 0 | 0 | 0 | 0 | 0 | 0 | 0 | 0 | 0
2016-10-27 09:00 | 0 | 0 | 0 | 0 | 0 | 0 | 350607 | 0 | 0 | 0 | 0 | 381153.5021 | 1837098.7489 | 0 | 0 | 0 | 0 | 0 | 0 | 0 | 0 | 0 | 0 | 0 | 0 | 0 | 0 | 0 | 0 | 0 | -234917.3908 | -115689.6092 | 0 | 0 | 0 | 0 | 0 | 0 | 0 | 0 | 0 | 0 | 0 | 0 | 0 | 0 | 0 | 0
2016-10-27 10:00 | 0 | 0 | 0 | 0 | 328832.5033 | 0 | 376569 | 0 | 0 | 0 | 0 | 217727.3961 | 1952788.3582 | 0 | 0 | 0 | 0 | 0 | 0 | 0 | 0 | 0 | 0 | 0 | 0 | 0 | 0 | 0 | 0 | 0 | -163426.106 | 115689.6092 | 0 | 0 | 0 | 0 | 0 | 0 | 0 | 0 | 0 | 0 | 0 | 0 | 0 | 0 | 0 | 0
2016-10-27 11:00 | 0 | 0 | 0 | 0 | 322534.1916 | 0 | 404673 | 0 | 0 | 0 | 0 | 251278.1969 | 1837098.7489 | 0 | 0 | 0 | 0 | 0 | 0 | 0 | 0 | 0 | 0 | 0 | 0 | 0 | 0 | 0 | 0 | 0 | 33550.8008 | -115689.6092 | 0 | 0 | 0 | 0 | 0 | 0 | 0 | 0 | 0 | 0 | 0 | 0 | 0 | 0 | 0 | 0
2016-10-27 12:00 | 0 | 0 | 0 | 0 | 314280.4947 | 0 | 417790 | 0 | 0 | 0 | 0 | 263458.3009 | 1721409.1397 | 0 | 0 | 0 | 0 | 0 | 0 | 0 | 0 | 0 | 0 | 0 | 0 | 0 | 0 | 0 | 0 | 0 | 12180.104 | -115689.6092 | 0 | 0 | 0 | 0 | 0 | 0 | 0 | 0 | 0 | 0 | 0 | 0 | 0 | 0 | 0 | 0
2016-10-27 13:00 | 0 | 0 | 0 | 0 | 300017.7785 | 1133.9778 | 426933 | 0 | 0 | 0 | 0 | 253366.6664 | 1605719.5305 | 0 | 0 | 0 | 0 | 0 | 0 | 0 | 0 | 0 | 0 | 0 | 0 | 0 | 0 | 0 | 0 | 0 | -10091.6345 | -115689.6092 | 0 | 0 | 0 | 0 | 0 | 0 | 0 | 0 | 0 | 0 | 0 | 0 | 0 | 0 | 0 | 0
2016-10-27 14:00 | 0 | 0 | 0 | 0 | 207457.674 | 220981.8438 | 435210 | 0 | 0 | 0 | 0 | 125121.1719 | 1721409.1397 | 0 | 0 | 0 | 0 | 0 | 0 | 0 | 5785.4032 | 0 | 0 | 0 | 0 | 0 | 0 | 0 | 0 | 0 | -128245.4946 | 115689.6092 | 0 | 0 | 0 | 0 | 0 | 0 | 0 | 0 | 0 | 5785.4032 | 0 | 0 | 0 | 0 | 0 | 0
2016-10-27 15:00 | 0 | 0 | 0 | 0 | 120671.9762 | 494430.6263 | 441686 | 0 | 0 | 0 | 0 | 152054.4498 | 1837098.7489 | 0 | 0 | 0 | 0 | 0 | 0 | 0 | 36579.1185 | 0 | 0 | 0 | 0 | 0 | 0 | 0 | 0 | 0 | 26933.278 | 115689.6092 | 0 | 0 | 0 | 0 | 0 | 0 | 0 | 0 | 0 | 30793.7153 | 0 | 0 | 0 | 0 | 0 | 0
2016-10-27 16:00 | 0 | 0 | 0 | 0 | 0 | 581532.7192 | 447689 | 0 | 0 | 0 | 0 | 398567.2881 | 1755223.3452 | 0 | 0 | 0 | 0 | 0 | 0 | 0 | 5785.4032 | 0 | 0 | 0 | 0 | 0 | 0 | 0 | 0 | 0 | 246512.8382 | -81875.4037 | 0 | 0 | 0 | 0 | 0 | 0 | 0 | 0 | 0 | -30793.7153 | 0 | 0 | 0 | 0 | 0 | 0
2016-10-27 17:00 | 0 | 0 | 0 | 0 | 0 | 587714.7287 | 454898 | 0 | 0 | 0 | 0 | 421479.8107 | 1870912.9545 | 0 | 0 | 0 | 0 | 0 | 0 | 0 | 0 | 0 | 0 | 0 | 0 | 0 | 0 | 0 | 0 | 0 | 22912.5226 | 115689.6092 | 0 | 0 | 0 | 0 | 0 | 0 | 0 | 0 | 0 | -5785.4032 | 0 | 0 | 0 | 0 | 0 | 0
2016-10-27 18:00 | 0 | 0 | 0 | 0 | 0 | 569957.9888 | 460712 | 0 | 0 | 0 | 0 | 415036.1903 | 1986602.5637 | 0 | 0 | 0 | 0 | 0 | 0 | 0 | 0 | 0 | 0 | 0 | 0 | 0 | 0 | 0 | 0 | 0 | -6443.6204 | 115689.6092 | 0 | 0 | 0 | 0 | 0 | 0 | 0 | 0 | 0 | 0 | 0 | 0 | 0 | 0 | 0 | 0
2016-10-27 19:00 | 0 | 0 | 0 | 0 | 157264.2149 | 553818.4833 | 464519 | 0 | 0 | 0 | 0 | 545910.2793 | 2102292.1729 | 0 | 0 | 0 | 0 | 0 | 0 | 0 | 0 | 0 | 0 | 0 | 0 | 0 | 0 | 0 | 0 | 0 | 130874.089 | 115689.6092 | 0 | 0 | 0 | 0 | 0 | 0 | 0 | 0 | 0 | 0 | 0 | 0 | 0 | 0 | 0 | 0
2016-10-27 20:00 | 0 | 0 | 0 | 0 | 0 | 545339.5829 | 469105 | 0 | 0 | 0 | 0 | 737834.4714 | 1986602.5637 | 0 | 0 | 0 | 0 | 0 | 0 | 0 | 0 | 0 | 0 | 0 | 0 | 0 | 0 | 0 | 0 | 0 | 191924.1922 | -115689.6092 | 0 | 0 | 0 | 0 | 0 | 0 | 0 | 0 | 0 | 0 | 0 | 0 | 0 | 0 | 0 | 0
2016-10-27 21:00 | 0 | 0 | 0 | 0 | 0 | 521488.6694 | 471458 | 0 | 0 | 0 | 0 | 672175.5316 | 2102292.1729 | 0 | 0 | 0 | 0 | 0 | 0 | 0 | 0 | 0 | 0 | 0 | 0 | 0 | 0 | 0 | 0 | 0 | -65658.9399 | 115689.6092 | 0 | 0 | 0 | 0 | 0 | 0 | 0 | 0 | 0 | 0 | 0 | 0 | 0 | 0 | 0 | 0
2016-10-27 22:00 | 0 | 0 | 0 | 0 | 0 | 440633.6585 | 473190 | 0 | 0 | 0 | 0 | 755308.7993 | 1986602.5637 | 0 | 0 | 0 | 0 | 0 | 0 | 0 | 0 | 0 | 0 | 0 | 0 | 0 | 0 | 0 | 0 | 0 | 83133.2677 | -115689.6092 | 0 | 0 | 0 | 0 | 0 | 0 | 0 | 0 | 0 | 0 | 0 | 0 | 0 | 0 | 0 | 0
2016-10-27 23:00 | 0 | 0 | 0 | 0 | 107188.8463 | 237730.9247 | 475743 | 0 | 0 | 0 | 0 | 508795.961 | 2102292.1729 | 0 | 0 | 0 | 0 | 0 | 0 | 0 | 0 | 0 | 0 | 0 | 0 | 0 | 0 | 0 | 0 | 0 | -246512.8382 | 115689.6092 | 0 | 0 | 0 | 0 | 0 | 0 | 0 | 0 | 0 | 0 | 0 | 0 | 0 | 0 | 0 | 0
2016-10-28 | 0 | 0 | 0 | 0 | 671009.3327 | 17226.5277 | 471538 | 0 | 0 | 0 | 0 | 755308.7993 | 2072477.1951 | 0 | 0 | 0 | 0 | 0 | 0 | 0 | 0 | 0 | 0 | 0 | 0 | 0 | 0 | 0 | 0 | 0 | 246512.8382 | -29814.9778 | 0 | 0 | 0 | 0 | 0 | 0 | 0 | 0 | 0 | 0 | 0 | 0 | 0 | 0 | 0 | 0
2016-10-28 01:00 | 0 | 0 | 0 | 0 | 95971.2323 | 0.32025 | 458174 | 0 | 0 | 0 | 0 | 508795.961 | 1956787.5859 | 0 | 0 | 0 | 0 | 0 | 0 | 0 | 0 | 0 | 0 | 0 | 0 | 0 | 0 | 0 | 0 | 0 | -246512.8382 | -115689.6092 | 0 | 0 | 0 | 0 | 0 | 0 | 0 | 0 | 0 | 0 | 0 | 0 | 0 | 0 | 0 | 0
2016-10-28 02:00 | 0 | 0 | 0 | 0 | 72965.5525 | 0 | 435168 | 0 | 0 | 0 | 0 | 262283.1228 | 1841097.9767 | 0 | 0 | 0 | 0 | 0 | 0 | 0 | 0 | 0 | 0 | 0 | 0 | 0 | 0 | 0 | 0 | 0 | -246512.8382 | -115689.6092 | 0 | 0 | 0 | 0 | 0 | 0 | 0 | 0 | 0 | 0 | 0 | 0 | 0 | 0 | 0 | 0
2016-10-28 03:00 | 0 | 0 | 0 | 0 | 769278.4475 | 0 | 407076 | 0 | 0 | 0 | 0 | 508795.961 | 1956787.5859 | 0 | 0 | 0 | 0 | 0 | 0 | 0 | 0 | 0 | 0 | 0 | 0 | 0 | 0 | 0 | 0 | 0 | 246512.8382 | 115689.6092 | 0 | 0 | 0 | 0 | 0 | 0 | 0 | 0 | 0 | 0 | 0 | 0 | 0 | 0 | 0 | 0
2016-10-28 04:00 | 0 | 0 | 0 | 0 | 18372.5525 | 0 | 380575 | 0 | 0 | 0 | 0 | 262283.1228 | 1841097.9767 | 0 | 0 | 0 | 0 | 0 | 0 | 0 | 0 | 0 | 0 | 0 | 0 | 0 | 0 | 0 | 0 | 0 | -246512.8382 | -115689.6092 | 0 | 0 | 0 | 0 | 0 | 0 | 0 | 0 | 0 | 0 | 0 | 0 | 0 | 0 | 0 | 0
2016-10-28 05:00 | 0 | 0 | 0 | 0 | 0 | 0 | 360923 | 0 | 0 | 0 | 0 | 15770.2845 | 1726687.8149 | 0 | 0 | 0 | 0 | 0 | 0 | 0 | 0 | 0 | 0 | 0 | 0 | 0 | 0 | 0 | 0 | 0 | -246512.8382 | -114410.1618 | 0 | 0 | 0 | 0 | 0 | 0 | 0 | 0 | 0 | 0 | 0 | 0 | 0 | 0 | 0 | 0
2016-10-28 06:00 | 0 | 0 | 0 | 0 | 709139.4475 | 0 | 346937 | 0 | 0 | 0 | 0 | 262283.1228 | 1842377.4241 | 0 | 0 | 0 | 0 | 0 | 0 | 0 | 0 | 0 | 0 | 0 | 0 | 0 | 0 | 0 | 0 | 0 | 246512.8382 | 115689.6092 | 0 | 0 | 0 | 0 | 0 | 0 | 0 | 0 | 0 | 0 | 0 | 0 | 0 | 0 | 0 | 0
2016-10-28 07:00 | 0 | 0 | 0 | 0 | 0 | 0 | 340245 | 0 | 0 | 0 | 0 | 15770.2845 | 1748645.2624 | 0 | 0 | 0 | 0 | 0 | 0 | 0 | 0 | 0 | 0 | 0 | 0 | 0 | 0 | 0 | 0 | 0 | -246512.8382 | -93732.1618 | 0 | 0 | 0 | 0 | 0 | 0 | 0 | 0 | 0 | 0 | 0 | 0 | 0 | 0 | 0 | 0
2016-10-28 08:00 | 0 | 0 | 0 | 0 | 701483.4475 | 0 | 339281 | 0 | 0 | 0 | 0 | 262283.1228 | 1864334.8716 | 0 | 0 | 0 | 0 | 0 | 0 | 0 | 0 | 0 | 0 | 0 | 0 | 0 | 0 | 0 | 0 | 0 | 246512.8382 | 115689.6092 | 0 | 0 | 0 | 0 | 0 | 0 | 0 | 0 | 0 | 0 | 0 | 0 | 0 | 0 | 0 | 0
2016-10-28 09:00 | 0 | 0 | 0 | 0 | 723938.526 | 0 | 347939 | 0 | 0 | 0 | 0 | 508795.961 | 1980024.4808 | 0 | 0 | 0 | 0 | 0 | 0 | 0 | 13797.0785 | 0 | 0 | 0 | 0 | 0 | 0 | 0 | 0 | 0 | 246512.8382 | 115689.6092 | 0 | 0 | 0 | 0 | 0 | 0 | 0 | 0 | 0 | 13797.0785 | 0 | 0 | 0 | 0 | 0 | 0
2016-10-28 10:00 | 0 | 0 | 0 | 0 | 0 | 0 | 374656 | 0 | 0 | 0 | 0 | 262283.1228 | 1865678.3976 | 0 | 0 | 0 | 0 | 0 | 0 | 0 | 0 | 0 | 0 | 0 | 0 | 0 | 0 | 0 | 0 | 0 | -246512.8382 | -114346.0832 | 0 | 0 | 0 | 0 | 0 | 0 | 0 | 0 | 0 | -13797.0785 | 0 | 0 | 0 | 0 | 0 | 0
2016-10-28 11:00 | 0 | 0 | 0 | 0 | 39487.5525 | 0 | 401690 | 0 | 0 | 0 | 0 | 15770.2845 | 1749988.7884 | 0 | 0 | 0 | 0 | 0 | 0 | 0 | 0 | 0 | 0 | 0 | 0 | 0 | 0 | 0 | 0 | 0 | -246512.8382 | -115689.6092 | 0 | 0 | 0 | 0 | 0 | 0 | 0 | 0 | 0 | 0 | 0 | 0 | 0 | 0 | 0 | 0
2016-10-28 12:00 | 0 | 0 | 0 | 0 | 694077.99 | 0 | 413635 | 0 | 0 | 0 | 0 | 262283.1228 | 1783918.9402 | 0 | 0 | 0 | 0 | 0 | 0 | 0 | 0 | 0 | 0 | 0 | 0 | 0 | 0 | 0 | 0 | 0 | 246512.8382 | 33930.1518 | 0 | 0 | 0 | 0 | 0 | 0 | 0 | 0 | 0 | 0 | 0 | 0 | 0 | 0 | 0 | 0
2016-10-28 13:00 | 0 | 0 | 0 | 0 | 290731.6353 | 1125.1356 | 422680 | 0 | 0 | 0 | 0 | 15770.2845 | 1899608.5494 | 0 | 0 | 0 | 0 | 0 | 0 | 0 | 0 | 0 | 0 | 0 | 0 | 0 | 0 | 0 | 0 | 0 | -246512.8382 | 115689.6092 | 0 | 0 | 0 | 0 | 0 | 0 | 0 | 0 | 0 | 0 | 0 | 0 | 0 | 0 | 0 | 0
2016-10-28 14:00 | 0 | 0 | 0 | 0 | 490208.6627 | 133512.4674 | 431243 | 0 | 0 | 0 | 0 | 262283.1228 | 1845573.8413 | 0 | 0 | 0 | 0 | 0 | 0 | 0 | 0 | 0 | 0 | 0 | 0 | 0 | 0 | 0 | 0 | 0 | 246512.8382 | -54034.7082 | 0 | 0 | 0 | 0 | 0 | 0 | 0 | 0 | 0 | 0 | 0 | 0 | 0 | 0 | 0 | 0
2016-10-28 15:00 | 0 | 0 | 0 | 0 | 0 | 315768.4581 | 437540 | 0 | 0 | 0 | 0 | 256201.1901 | 1729884.232 | 0 | 0 | 0 | 0 | 0 | 0 | 0 | 0 | 0 | 0 | 0 | 0 | 0 | 0 | 0 | 0 | 0 | -6081.9327 | -115689.6092 | 0 | 0 | 0 | 0 | 0 | 0 | 0 | 0 | 0 | 0 | 0 | 0 | 0 | 0 | 0 | 0
2016-10-28 16:00 | 0 | 0 | 0 | 0 | 0 | 420298.3792 | 443197 | 0 | 0 | 0 | 0 | 117612.96 | 1845573.8413 | 0 | 0 | 0 | 0 | 0 | 0 | 0 | 0 | 0 | 0 | 0 | 0 | 0 | 0 | 0 | 0 | 0 | -138588.2301 | 115689.6092 | 0 | 0 | 0 | 0 | 0 | 0 | 0 | 0 | 0 | 0 | 0 | 0 | 0 | 0 | 0 | 0
2016-10-28 17:00 | 0 | 0 | 0 | 0 | 349990.3947 | 461563.0527 | 449351 | 0 | 0 | 0 | 0 | 364125.7983 | 1961263.4505 | 0 | 0 | 0 | 0 | 0 | 0 | 0 | 0 | 0 | 0 | 0 | 0 | 0 | 0 | 0 | 0 | 0 | 246512.8382 | 115689.6092 | 0 | 0 | 0 | 0 | 0 | 0 | 0 | 0 | 0 | 0 | 0 | 0 | 0 | 0 | 0 | 0
2016-10-28 18:00 | 0 | 0 | 0 | 0 | 0 | 478986.3511 | 454376 | 0 | 0 | 0 | 0 | 504425.7586 | 1845573.8413 | 0 | 0 | 0 | 0 | 0 | 0 | 0 | 0 | 0 | 0 | 0 | 0 | 0 | 0 | 0 | 0 | 0 | 140299.9603 | -115689.6092 | 0 | 0 | 0 | 0 | 0 | 0 | 0 | 0 | 0 | 0 | 0 | 0 | 0 | 0 | 0 | 0
2016-10-28 19:00 | 0 | 0 | 0 | 0 | 0 | 483566.846 | 456865 | 0 | 0 | 0 | 0 | 415437.9953 | 1961263.4505 | 0 | 0 | 0 | 0 | 0 | 0 | 0 | 0 | 0 | 0 | 0 | 0 | 0 | 0 | 0 | 0 | 0 | -88987.7633 | 115689.6092 | 0 | 0 | 0 | 0 | 0 | 0 | 0 | 0 | 0 | 0 | 0 | 0 | 0 | 0 | 0 | 0
2016-10-28 20:00 | 0 | 0 | 0 | 0 | 109103.1925 | 481350.0365 | 459630 | 0 | 0 | 0 | 0 | 661950.8336 | 1845573.8413 | 0 | 0 | 0 | 0 | 0 | 0 | 0 | 0 | 0 | 0 | 0 | 0 | 0 | 0 | 0 | 0 | 0 | 246512.8382 | -115689.6092 | 0 | 0 | 0 | 0 | 0 | 0 | 0 | 0 | 0 | 0 | 0 | 0 | 0 | 0 | 0 | 0
2016-10-28 21:00 | 0 | 0 | 0 | 0 | 0 | 457678.224 | 460343 | 0 | 0 | 0 | 0 | 543596.4483 | 1961263.4505 | 0 | 0 | 0 | 0 | 0 | 0 | 0 | 0 | 0 | 0 | 0 | 0 | 0 | 0 | 0 | 0 | 0 | -118354.3853 | 115689.6092 | 0 | 0 | 0 | 0 | 0 | 0 | 0 | 0 | 0 | 0 | 0 | 0 | 0 | 0 | 0 | 0
2016-10-28 22:00 | 0 | 0 | 0 | 0 | 188023.3096 | 402150.9194 | 459351 | 0 | 0 | 0 | 0 | 790109.2866 | 1845573.8413 | 0 | 0 | 0 | 0 | 0 | 0 | 0 | 0 | 0 | 0 | 0 | 0 | 0 | 0 | 0 | 0 | 0 | 246512.8382 | -115689.6092 | 0 | 0 | 0 | 0 | 0 | 0 | 0 | 0 | 0 | 0 | 0 | 0 | 0 | 0 | 0 | 0
2016-10-28 23:00 | 0 | 0 | 0 | 0 | 61085.3914 | 266232.3796 | 458141 | 0 | 0 | 0 | 0 | 543596.4483 | 1961263.4505 | 0 | 0 | 0 | 0 | 0 | 0 | 0 | 0 | 0 | 0 | 0 | 0 | 0 | 0 | 0 | 0 | 0 | -246512.8382 | 115689.6092 | 0 | 0 | 0 | 0 | 0 | 0 | 0 | 0 | 0 | 0 | 0 | 0 | 0 | 0 | 0 | 0
2016-10-29 | 0 | 0 | 0 | 0 | 522625.0157 | 59724.2134 | 451526 | 0 | 0 | 0 | 0 | 790109.2866 | 1845573.8413 | 0 | 0 | 0 | 0 | 0 | 0 | 0 | 0 | 0 | 0 | 0 | 0 | 0 | 0 | 0 | 0 | 0 | 246512.8382 | -115689.6092 | 0 | 0 | 0 | 0 | 0 | 0 | 0 | 0 | 0 | 0 | 0 | 0 | 0 | 0 | 0 | 0
2016-10-29 01:00 | 0 | 0 | 0 | 0 | 634667.9295 | 2.9295 | 438382 | 0 | 0 | 0 | 0 | 870708.5363 | 1961263.4505 | 0 | 0 | 0 | 0 | 0 | 0 | 0 | 0 | 0 | 0 | 0 | 0 | 0 | 0 | 0 | 0 | 0 | 80599.2498 | 115689.6092 | 0 | 0 | 0 | 0 | 0 | 0 | 0 | 0 | 0 | 0 | 0 | 0 | 0 | 0 | 0 | 0
2016-10-29 02:00 | 0 | 0 | 0 | 0 | 57495.5525 | 0 | 419698 | 0 | 0 | 0 | 0 | 624195.6981 | 1845573.8413 | 0 | 0 | 0 | 0 | 0 | 0 | 0 | 0 | 0 | 0 | 0 | 0 | 0 | 0 | 0 | 0 | 0 | -246512.8382 | -115689.6092 | 0 | 0 | 0 | 0 | 0 | 0 | 0 | 0 | 0 | 0 | 0 | 0 | 0 | 0 | 0 | 0
2016-10-29 03:00 | 0 | 0 | 0 | 0 | 588105.4833 | 0 | 398575 | 0 | 0 | 0 | 0 | 870708.5363 | 1788591.4864 | 0 | 0 | 0 | 0 | 0 | 0 | 0 | 0 | 0 | 0 | 0 | 0 | 0 | 0 | 0 | 0 | 0 | 246512.8382 | -56982.3549 | 0 | 0 | 0 | 0 | 0 | 0 | 0 | 0 | 0 | 0 | 0 | 0 | 0 | 0 | 0 | 0
2016-10-29 04:00 | 0 | 0 | 0 | 0 | 246089.771 | 0 | 376913 | 0 | 0 | 0 | 0 | 624195.6981 | 1904281.0956 | 0 | 0 | 0 | 0 | 0 | 0 | 0 | 0 | 0 | 0 | 0 | 0 | 0 | 0 | 0 | 0 | 0 | -246512.8382 | 115689.6092 | 0 | 0 | 0 | 0 | 0 | 0 | 0 | 0 | 0 | 0 | 0 | 0 | 0 | 0 | 0 | 0
2016-10-29 05:00 | 0 | 0 | 0 | 0 | 541469.169 | 0 | 358730 | 0 | 0 | 0 | 0 | 691245.2579 | 2019970.7048 | 0 | 0 | 0 | 0 | 0 | 0 | 0 | 0 | 0 | 0 | 0 | 0 | 0 | 0 | 0 | 0 | 0 | 67049.5598 | 115689.6092 | 0 | 0 | 0 | 0 | 0 | 0 | 0 | 0 | 0 | 0 | 0 | 0 | 0 | 0 | 0 | 0
2016-10-29 06:00 | 0 | 0 | 0 | 0 | 0 | 0 | 345598 | 0 | 0 | 0 | 0 | 444732.4197 | 1920885.5431 | 0 | 0 | 0 | 0 | 0 | 0 | 0 | 0 | 0 | 0 | 0 | 0 | 0 | 0 | 0 | 0 | 0 | -246512.8382 | -99085.1618 | 0 | 0 | 0 | 0 | 0 | 0 | 0 | 0 | 0 | 0 | 0 | 0 | 0 | 0 | 0 | 0
2016-10-29 07:00 | 0 | 0 | 0 | 0 | 506905.3276 | 0 | 336136 | 0 | 0 | 0 | 0 | 499812.1381 | 2036575.1523 | 0 | 0 | 0 | 0 | 0 | 0 | 0 | 0 | 0 | 0 | 0 | 0 | 0 | 0 | 0 | 0 | 0 | 55079.7184 | 115689.6092 | 0 | 0 | 0 | 0 | 0 | 0 | 0 | 0 | 0 | 0 | 0 | 0 | 0 | 0 | 0 | 0
2016-10-29 08:00 | 0 | 0 | 0 | 0 | 0 | 0 | 331955 | 0 | 0 | 0 | 0 | 253299.2998 | 1951132.9906 | 0 | 0 | 0 | 0 | 0 | 0 | 0 | 0 | 0 | 0 | 0 | 0 | 0 | 0 | 0 | 0 | 0 | -246512.8382 | -85442.1618 | 0 | 0 | 0 | 0 | 0 | 0 | 0 | 0 | 0 | 0 | 0 | 0 | 0 | 0 | 0 | 0
2016-10-29 09:00 | 0 | 0 | 0 | 0 | 478484.5662 | 0 | 334188 | 0 | 0 | 0 | 0 | 499812.1381 | 1848916.7185 | 0 | 0 | 0 | 0 | 0 | 0 | 0 | 0 | 0 | 0 | 0 | 0 | 0 | 0 | 0 | 0 | 0 | 246512.8382 | -102216.2721 | 0 | 0 | 0 | 0 | 0 | 0 | 0 | 0 | 0 | 0 | 0 | 0 | 0 | 0 | 0 | 0
2016-10-29 10:00 | 0 | 0 | 0 | 0 | 0 | 0 | 341183 | 0 | 0 | 0 | 0 | 253299.2998 | 1754246.5567 | 0 | 0 | 0 | 0 | 0 | 0 | 0 | 0 | 0 | 0 | 0 | 0 | 0 | 0 | 0 | 0 | 0 | -246512.8382 | -94670.1618 | 0 | 0 | 0 | 0 | 0 | 0 | 0 | 0 | 0 | 0 | 0 | 0 | 0 | 0 | 0 | 0
2016-10-29 11:00 | 0 | 0 | 0 | 0 | 462303.1476 | 0 | 353400 | 0 | 0 | 0 | 0 | 246512.8382 | 1869936.166 | 0 | 0 | 0 | 0 | 0 | 0 | 0 | 0 | 0 | 0 | 0 | 0 | 0 | 0 | 0 | 0 | 0 | -6786.4616 | 115689.6092 | 0 | 0 | 0 | 0 | 0 | 0 | 0 | 0 | 0 | 0 | 0 | 0 | 0 | 0 | 0 | 0
2016-10-29 12:00 | 0 | 0 | 0 | 0 | 235538.771 | 0 | 366362 | 0 | 0 | 0 | 0 | 0 | 1985625.7752 | 0 | 0 | 0 | 0 | 0 | 0 | 0 | 0 | 0 | 0 | 0 | 0 | 0 | 0 | 0 | 0 | 0 | -246512.8382 | 115689.6092 | 0 | 0 | 0 | 0 | 0 | 0 | 0 | 0 | 0 | 0 | 0 | 0 | 0 | 0 | 0 | 0
2016-10-29 13:00 | 0 | 0 | 0 | 0 | 413438.2289 | 755.9117 | 379350 | 0 | 0 | 0 | 0 | 150533.7498 | 1869936.166 | 0 | 0 | 0 | 0 | 0 | 0 | 0 | 0 | 0 | 0 | 0 | 0 | 0 | 0 | 0 | 0 | 0 | 150533.7498 | -115689.6092 | 0 | 0 | 0 | 0 | 0 | 0 | 0 | 0 | 0 | 0 | 0 | 0 | 0 | 0 | 0 | 0
2016-10-29 14:00 | 0 | 0 | 0 | 0 | 0 | 182277.9444 | 393060 | 0 | 0 | 0 | 0 | 55441.3035 | 1754246.5567 | 0 | 0 | 0 | 0 | 0 | 0 | 0 | 0 | 0 | 0 | 0 | 0 | 0 | 0 | 0 | 0 | 0 | -95092.4463 | -115689.6092 | 0 | 0 | 0 | 0 | 0 | 0 | 0 | 0 | 0 | 0 | 0 | 0 | 0 | 0 | 0 | 0
2016-10-29 15:00 | 0 | 0 | 0 | 0 | 0 | 530085.8245 | 402815 | 0 | 0 | 0 | 0 | 67022.5187 | 1869936.166 | 0 | 0 | 0 | 0 | 0 | 0 | 0 | 0 | 0 | 0 | 0 | 0 | 0 | 0 | 0 | 0 | 0 | 11581.2152 | 115689.6092 | 0 | 0 | 0 | 0 | 0 | 0 | 0 | 0 | 0 | 0 | 0 | 0 | 0 | 0 | 0 | 0
2016-10-29 16:00 | 0 | 0 | 0 | 0 | 121453.8075 | 651420.6399 | 410672 | 0 | 0 | 0 | 0 | 313535.3569 | 1985625.7752 | 0 | 0 | 0 | 0 | 0 | 0 | 0 | 0 | 0 | 0 | 0 | 0 | 0 | 0 | 0 | 0 | 0 | 246512.8382 | 115689.6092 | 0 | 0 | 0 | 0 | 0 | 0 | 0 | 0 | 0 | 0 | 0 | 0 | 0 | 0 | 0 | 0
2016-10-29 17:00 | 0 | 0 | 0 | 0 | 0 | 660309.3567 | 417739 | 0 | 0 | 0 | 0 | 560048.1952 | 1981683.2937 | 0 | 0 | 0 | 0 | 0 | 0 | 0 | 0 | 0 | 0 | 0 | 0 | 0 | 0 | 0 | 0 | 0 | 246512.8382 | -3942.4815 | 0 | 0 | 0 | 0 | 0 | 0 | 0 | 0 | 0 | 0 | 0 | 0 | 0 | 0 | 0 | 0
2016-10-29 18:00 | 0 | 0 | 0 | 0 | 0 | 632620.3033 | 425048 | 0 | 0 | 0 | 0 | 651930.8892 | 2097372.9029 | 0 | 0 | 0 | 0 | 0 | 0 | 0 | 0 | 0 | 0 | 0 | 0 | 0 | 0 | 0 | 0 | 0 | 91882.694 | 115689.6092 | 0 | 0 | 0 | 0 | 0 | 0 | 0 | 0 | 0 | 0 | 0 | 0 | 0 | 0 | 0 | 0
2016-10-29 19:00 | 0 | 0 | 0 | 0 | 0 | 619841.473 | 430421 | 0 | 0 | 0 | 0 | 898443.7275 | 2040280.5376 | 0 | 0 | 0 | 0 | 0 | 0 | 0 | 0 | 0 | 0 | 0 | 0 | 0 | 0 | 0 | 0 | 0 | 246512.8382 | -57092.3653 | 0 | 0 | 0 | 0 | 0 | 0 | 0 | 0 | 0 | 0 | 0 | 0 | 0 | 0 | 0 | 0
2016-10-29 20:00 | 0 | 0 | 0 | 0 | 0 | 631924.1447 | 436729 | 0 | 0 | 0 | 0 | 977949.263 | 2155970.1469 | 0 | 0 | 0 | 0 | 0 | 0 | 0 | 0 | 0 | 0 | 0 | 0 | 0 | 0 | 0 | 0 | 0 | 79505.5355 | 115689.6092 | 0 | 0 | 0 | 0 | 0 | 0 | 0 | 0 | 0 | 0 | 0 | 0 | 0 | 0 | 0 | 0
2016-10-29 21:00 | 0 | 0 | 0 | 0 | 149728.752 | 651934.6955 | 439461 | 0 | 0 | 0 | 0 | 1224462.1012 | 2271659.7561 | 0 | 0 | 0 | 0 | 0 | 0 | 0 | 0 | 0 | 0 | 0 | 0 | 0 | 0 | 0 | 0 | 0 | 246512.8382 | 115689.6092 | 0 | 0 | 0 | 0 | 0 | 0 | 0 | 0 | 0 | 0 | 0 | 0 | 0 | 0 | 0 | 0
2016-10-29 22:00 | 0 | 0 | 0 | 0 | 0 | 623470.6715 | 439395 | 0 | 0 | 0 | 0 | 1292848.1635 | 2387349.3653 | 0 | 0 | 0 | 0 | 0 | 0 | 0 | 0 | 0 | 0 | 0 | 0 | 0 | 0 | 0 | 0 | 0 | 68386.0623 | 115689.6092 | 0 | 0 | 0 | 0 | 0 | 0 | 0 | 0 | 0 | 0 | 0 | 0 | 0 | 0 | 0 | 0
2016-10-29 23:00 | 0 | 0 | 0 | 0 | 0 | 396461.1179 | 439845 | 0 | 0 | 0 | 0 | 1365153.8907 | 2271659.7561 | 0 | 0 | 0 | 0 | 0 | 0 | 0 | 0 | 0 | 0 | 0 | 0 | 0 | 0 | 0 | 0 | 0 | 72305.7271 | -115689.6092 | 0 | 0 | 0 | 0 | 0 | 0 | 0 | 0 | 0 | 0 | 0 | 0 | 0 | 0 | 0 | 0
2016-10-30 | 0 | 0 | 0 | 0 | 490853.9436 | 48390.6891 | 433880 | 0 | 0 | 0 | 0 | 1586208.1326 | 2155970.1469 | 0 | 0 | 0 | 0 | 0 | 0 | 0 | 0 | 0 | 0 | 0 | 0 | 0 | 0 | 0 | 0 | 0 | 221054.242 | -115689.6092 | 0 | 0 | 0 | 0 | 0 | 0 | 0 | 0 | 0 | 0 | 0 | 0 | 0 | 0 | 0 | 0
2016-10-30 01:00 | 0 | 0 | 0 | 0 | 501804.2136 | 0.82321 | 421469 | 0 | 0 | 0 | 0 | 1550854.5602 | 2271659.7561 | 0 | 0 | 0 | 0 | 0 | 0 | 0 | 0 | 0 | 0 | 0 | 0 | 0 | 0 | 0 | 0 | 0 | -35353.5724 | 115689.6092 | 0 | 0 | 0 | 0 | 0 | 0 | 0 | 0 | 0 | 0 | 0 | 0 | 0 | 0 | 0 | 0
2016-10-30 02:00 | 0 | 0 | 0 | 0 | 274248.771 | 0 | 405072 | 0 | 0 | 0 | 0 | 1304341.722 | 2387349.3653 | 0 | 0 | 0 | 0 | 0 | 0 | 0 | 0 | 0 | 0 | 0 | 0 | 0 | 0 | 0 | 0 | 0 | -246512.8382 | 115689.6092 | 0 | 0 | 0 | 0 | 0 | 0 | 0 | 0 | 0 | 0 | 0 | 0 | 0 | 0 | 0 | 0
2016-10-30 03:00 | 0 | 0 | 0 | 0 | 497640.1509 | 0 | 385088 | 0 | 0 | 0 | 0 | 1530209.9296 | 2271659.7561 | 0 | 0 | 0 | 0 | 0 | 0 | 0 | 2373.5525 | 0 | 0 | 0 | 0 | 0 | 0 | 0 | 0 | 0 | 225868.2076 | -115689.6092 | 0 | 0 | 0 | 0 | 0 | 0 | 0 | 0 | 0 | 2373.5525 | 0 | 0 | 0 | 0 | 0 | 0
2016-10-30 04:00 | 0 | 0 | 0 | 0 | 0 | 0 | 364576 | 0 | 0 | 0 | 0 | 1283697.0914 | 2155970.1469 | 0 | 0 | 0 | 0 | 0 | 0 | 0 | 0 | 0 | 0 | 0 | 0 | 0 | 0 | 0 | 0 | 0 | -246512.8382 | -115689.6092 | 0 | 0 | 0 | 0 | 0 | 0 | 0 | 0 | 0 | -2373.5525 | 0 | 0 | 0 | 0 | 0 | 0
2016-10-30 05:00 | 0 | 0 | 0 | 0 | 490627.2504 | 0 | 348139 | 0 | 0 | 0 | 0 | 1530209.9296 | 2051945.559 | 0 | 0 | 0 | 0 | 0 | 0 | 0 | 0 | 0 | 0 | 0 | 0 | 0 | 0 | 0 | 0 | 0 | 246512.8382 | -104024.5879 | 0 | 0 | 0 | 0 | 0 | 0 | 0 | 0 | 0 | 0 | 0 | 0 | 0 | 0 | 0 | 0
2016-10-30 06:00 | 0 | 0 | 0 | 0 | 0 | 0 | 334018 | 0 | 0 | 0 | 0 | 1283697.0914 | 1964440.3972 | 0 | 0 | 0 | 0 | 0 | 0 | 0 | 0 | 0 | 0 | 0 | 0 | 0 | 0 | 0 | 0 | 0 | -246512.8382 | -87505.1618 | 0 | 0 | 0 | 0 | 0 | 0 | 0 | 0 | 0 | 0 | 0 | 0 | 0 | 0 | 0 | 0
2016-10-30 07:00 | 0 | 0 | 0 | 0 | 460680.3973 | 0 | 324431 | 0 | 0 | 0 | 0 | 1304256.8795 | 2080130.0065 | 0 | 0 | 0 | 0 | 0 | 0 | 0 | 0 | 0 | 0 | 0 | 0 | 0 | 0 | 0 | 0 | 0 | 20559.7881 | 115689.6092 | 0 | 0 | 0 | 0 | 0 | 0 | 0 | 0 | 0 | 0 | 0 | 0 | 0 | 0 | 0 | 0
2016-10-30 08:00 | 0 | 0 | 0 | 0 | 0 | 0 | 318956 | 0 | 0 | 0 | 0 | 1100990.4887 | 1964440.3972 | 0 | 0 | 0 | 0 | 0 | 0 | 0 | 0 | 0 | 0 | 0 | 0 | 0 | 0 | 0 | 0 | 0 | -203266.3908 | -115689.6092 | 0 | 0 | 0 | 0 | 0 | 0 | 0 | 0 | 0 | 0 | 0 | 0 | 0 | 0 | 0 | 0
2016-10-30 09:00 | 0 | 0 | 0 | 0 | 397932.7405 | 0 | 317742 | 0 | 0 | 0 | 0 | 1296870.8385 | 1848750.788 | 0 | 0 | 0 | 0 | 0 | 0 | 0 | 0 | 0 | 0 | 0 | 0 | 0 | 0 | 0 | 0 | 0 | 195880.3498 | -115689.6092 | 0 | 0 | 0 | 0 | 0 | 0 | 0 | 0 | 0 | 0 | 0 | 0 | 0 | 0 | 0 | 0
2016-10-30 10:00 | 0 | 0 | 0 | 0 | 0 | 0 | 321987 | 0 | 0 | 0 | 0 | 1090573.4477 | 1733061.1788 | 0 | 0 | 0 | 0 | 0 | 0 | 0 | 0 | 0 | 0 | 0 | 0 | 0 | 0 | 0 | 0 | 0 | -206297.3908 | -115689.6092 | 0 | 0 | 0 | 0 | 0 | 0 | 0 | 0 | 0 | 0 | 0 | 0 | 0 | 0 | 0 | 0
2016-10-30 11:00 | 0 | 0 | 0 | 0 | 335500.3046 | 0 | 330156 | 0 | 0 | 0 | 0 | 980228.1431 | 1848750.788 | 0 | 0 | 0 | 0 | 0 | 0 | 0 | 0 | 0 | 0 | 0 | 0 | 0 | 0 | 0 | 0 | 0 | -110345.3046 | 115689.6092 | 0 | 0 | 0 | 0 | 0 | 0 | 0 | 0 | 0 | 0 | 0 | 0 | 0 | 0 | 0 | 0
2016-10-30 12:00 | 0 | 0 | 0 | 0 | 0 | 0 | 342297 | 0 | 0 | 0 | 0 | 753620.7524 | 1733061.1788 | 0 | 0 | 0 | 0 | 0 | 0 | 0 | 0 | 0 | 0 | 0 | 0 | 0 | 0 | 0 | 0 | 0 | -226607.3908 | -115689.6092 | 0 | 0 | 0 | 0 | 0 | 0 | 0 | 0 | 0 | 0 | 0 | 0 | 0 | 0 | 0 | 0
2016-10-30 13:00 | 0 | 0 | 0 | 0 | 284100.1303 | 624.5286 | 356809 | 0 | 0 | 0 | 0 | 565846.8021 | 1848750.788 | 0 | 0 | 0 | 0 | 0 | 0 | 0 | 0 | 0 | 0 | 0 | 0 | 0 | 0 | 0 | 0 | 0 | -187773.9503 | 115689.6092 | 0 | 0 | 0 | 0 | 0 | 0 | 0 | 0 | 0 | 0 | 0 | 0 | 0 | 0 | 0 | 0
2016-10-30 14:00 | 0 | 0 | 0 | 0 | 0 | 198339.7562 | 371612 | 0 | 0 | 0 | 0 | 319333.9638 | 1921991.3825 | 0 | 0 | 0 | 0 | 0 | 0 | 0 | 0 | 0 | 0 | 0 | 0 | 0 | 0 | 0 | 0 | 0 | -246512.8382 | 73240.5945 | 0 | 0 | 0 | 0 | 0 | 0 | 0 | 0 | 0 | 0 | 0 | 0 | 0 | 0 | 0 | 0
2016-10-30 15:00 | 0 | 0 | 0 | 0 | 182123.1921 | 388818.6192 | 384979 | 0 | 0 | 0 | 0 | 565846.8021 | 1861441.3555 | 0 | 0 | 0 | 0 | 0 | 0 | 0 | 0 | 0 | 0 | 0 | 0 | 0 | 0 | 0 | 0 | 0 | 246512.8382 | -60550.027 | 0 | 0 | 0 | 0 | 0 | 0 | 0 | 0 | 0 | 0 | 0 | 0 | 0 | 0 | 0 | 0
2016-10-30 16:00 | 0 | 0 | 0 | 0 | 167967.2667 | 483655.7969 | 398469 | 0 | 0 | 0 | 0 | 812359.6403 | 1868082.5809 | 0 | 0 | 0 | 0 | 0 | 0 | 0 | 0 | 0 | 0 | 0 | 0 | 0 | 0 | 0 | 0 | 0 | 246512.8382 | 6641.2253 | 0 | 0 | 0 | 0 | 0 | 0 | 0 | 0 | 0 | 0 | 0 | 0 | 0 | 0 | 0 | 0
2016-10-30 17:00 | 0 | 0 | 0 | 0 | 0 | 512469.9818 | 411094 | 0 | 0 | 0 | 0 | 1029425.2313 | 1752392.9716 | 0 | 0 | 0 | 0 | 0 | 0 | 0 | 0 | 0 | 0 | 0 | 0 | 0 | 0 | 0 | 0 | 0 | 217065.591 | -115689.6092 | 0 | 0 | 0 | 0 | 0 | 0 | 0 | 0 | 0 | 0 | 0 | 0 | 0 | 0 | 0 | 0
2016-10-30 18:00 | 0 | 0 | 0 | 0 | 0 | 519963.7691 | 421927 | 0 | 0 | 0 | 0 | 1011772.3912 | 1868082.5809 | 0 | 0 | 0 | 0 | 0 | 0 | 0 | 0 | 0 | 0 | 0 | 0 | 0 | 0 | 0 | 0 | 0 | -17652.8402 | 115689.6092 | 0 | 0 | 0 | 0 | 0 | 0 | 0 | 0 | 0 | 0 | 0 | 0 | 0 | 0 | 0 | 0
2016-10-30 19:00 | 0 | 0 | 0 | 0 | 0 | 526266.8557 | 429488 | 0 | 0 | 0 | 0 | 992861.6377 | 1983772.1901 | 0 | 0 | 0 | 0 | 0 | 0 | 0 | 0 | 0 | 0 | 0 | 0 | 0 | 0 | 0 | 0 | 0 | -18910.7535 | 115689.6092 | 0 | 0 | 0 | 0 | 0 | 0 | 0 | 0 | 0 | 0 | 0 | 0 | 0 | 0 | 0 | 0
2016-10-30 20:00 | 0 | 0 | 0 | 0 | 170768.4916 | 529340.2669 | 436896 | 0 | 0 | 0 | 0 | 1140384.7869 | 2099461.7993 | 0 | 0 | 0 | 0 | 0 | 0 | 0 | 0 | 0 | 0 | 0 | 0 | 0 | 0 | 0 | 0 | 0 | 147523.1493 | 115689.6092 | 0 | 0 | 0 | 0 | 0 | 0 | 0 | 0 | 0 | 0 | 0 | 0 | 0 | 0 | 0 | 0
2016-10-30 21:00 | 0 | 0 | 0 | 0 | 0 | 516664.2477 | 441267 | 0 | 0 | 0 | 0 | 1331471.6439 | 1983772.1901 | 0 | 0 | 0 | 0 | 0 | 0 | 0 | 0 | 0 | 0 | 0 | 0 | 0 | 0 | 0 | 0 | 0 | 191086.857 | -115689.6092 | 0 | 0 | 0 | 0 | 0 | 0 | 0 | 0 | 0 | 0 | 0 | 0 | 0 | 0 | 0 | 0
2016-10-30 22:00 | 0 | 0 | 0 | 0 | 0 | 461399.6358 | 444525 | 0 | 0 | 0 | 0 | 1232656.6705 | 2099461.7993 | 0 | 0 | 0 | 0 | 0 | 0 | 0 | 0 | 0 | 0 | 0 | 0 | 0 | 0 | 0 | 0 | 0 | -98814.9734 | 115689.6092 | 0 | 0 | 0 | 0 | 0 | 0 | 0 | 0 | 0 | 0 | 0 | 0 | 0 | 0 | 0 | 0
2016-10-30 23:00 | 0 | 0 | 0 | 0 | 0 | 280697.3568 | 448448 | 0 | 0 | 0 | 0 | 1180595.6365 | 1983772.1901 | 0 | 0 | 0 | 0 | 0 | 0 | 0 | 0 | 0 | 0 | 0 | 0 | 0 | 0 | 0 | 0 | 0 | -52061.034 | -115689.6092 | 0 | 0 | 0 | 0 | 0 | 0 | 0 | 0 | 0 | 0 | 0 | 0 | 0 | 0 | 0 | 0
2016-10-31 | 0 | 0 | 0 | 0 | 418173.7101 | 56937.4015 | 445376 | 0 | 0 | 0 | 0 | 1094641.1389 | 2099461.7993 | 0 | 0 | 0 | 0 | 0 | 0 | 0 | 0 | 0 | 0 | 0 | 0 | 0 | 0 | 0 | 0 | 0 | -85954.4976 | 115689.6092 | 0 | 0 | 0 | 0 | 0 | 0 | 0 | 0 | 0 | 0 | 0 | 0 | 0 | 0 | 0 | 0
2016-10-31 01:00 | 0 | 0 | 0 | 0 | 67809.3898 | 0.16275 | 430012 | 0 | 0 | 0 | 0 | 848128.3006 | 1983772.1901 | 0 | 0 | 0 | 0 | 0 | 0 | 0 | 0 | 0 | 0 | 0 | 0 | 0 | 0 | 0 | 0 | 0 | -246512.8382 | -115689.6092 | 0 | 0 | 0 | 0 | 0 | 0 | 0 | 0 | 0 | 0 | 0 | 0 | 0 | 0 | 0 | 0
2016-10-31 02:00 | 0 | 0 | 0 | 0 | 529782.9718 | 0 | 410424 | 0 | 0 | 0 | 0 | 1083176.8816 | 1868082.5809 | 0 | 0 | 0 | 0 | 0 | 0 | 0 | 0 | 0 | 0 | 0 | 0 | 0 | 0 | 0 | 0 | 0 | 235048.581 | -115689.6092 | 0 | 0 | 0 | 0 | 0 | 0 | 0 | 0 | 0 | 0 | 0 | 0 | 0 | 0 | 0 | 0
2016-10-31 03:00 | 0 | 0 | 0 | 0 | 255290.771 | 0 | 386114 | 0 | 0 | 0 | 0 | 836664.0434 | 1983772.1901 | 0 | 0 | 0 | 0 | 0 | 0 | 0 | 0 | 0 | 0 | 0 | 0 | 0 | 0 | 0 | 0 | 0 | -246512.8382 | 115689.6092 | 0 | 0 | 0 | 0 | 0 | 0 | 0 | 0 | 0 | 0 | 0 | 0 | 0 | 0 | 0 | 0
2016-10-31 04:00 | 0 | 0 | 0 | 0 | 552463.3391 | 0 | 363896 | 0 | 0 | 0 | 0 | 1083176.8816 | 1925826.6909 | 0 | 0 | 0 | 0 | 0 | 0 | 0 | 0 | 0 | 0 | 0 | 0 | 0 | 0 | 0 | 0 | 0 | 246512.8382 | -57945.4992 | 0 | 0 | 0 | 0 | 0 | 0 | 0 | 0 | 0 | 0 | 0 | 0 | 0 | 0 | 0 | 0
2016-10-31 05:00 | 0 | 0 | 0 | 0 | 215247.771 | 0 | 346071 | 0 | 0 | 0 | 0 | 836664.0434 | 2041516.3001 | 0 | 0 | 0 | 0 | 0 | 0 | 0 | 0 | 0 | 0 | 0 | 0 | 0 | 0 | 0 | 0 | 0 | -246512.8382 | 115689.6092 | 0 | 0 | 0 | 0 | 0 | 0 | 0 | 0 | 0 | 0 | 0 | 0 | 0 | 0 | 0 | 0
2016-10-31 06:00 | 0 | 0 | 0 | 0 | 553800.6762 | 0 | 334247 | 0 | 0 | 0 | 0 | 1083176.8816 | 1983763.4228 | 0 | 0 | 0 | 0 | 0 | 0 | 0 | 30793.7153 | 0 | 0 | 0 | 0 | 0 | 0 | 0 | 0 | 0 | 246512.8382 | -57752.8773 | 0 | 0 | 0 | 0 | 0 | 0 | 0 | 0 | 0 | 30793.7153 | 0 | 0 | 0 | 0 | 0 | 0
2016-10-31 07:00 | 0 | 0 | 0 | 0 | 0 | 0 | 327083 | 0 | 0 | 0 | 0 | 836664.0434 | 1933986.9764 | 0 | 0 | 0 | 0 | 0 | 0 | 0 | 0 | 0 | 0 | 0 | 0 | 0 | 0 | 0 | 0 | 0 | -246512.8382 | -49776.4464 | 0 | 0 | 0 | 0 | 0 | 0 | 0 | 0 | 0 | -30793.7153 | 0 | 0 | 0 | 0 | 0 | 0
2016-10-31 08:00 | 0 | 0 | 0 | 0 | 566977.9507 | 0 | 326644 | 0 | 0 | 0 | 0 | 930514.6695 | 2049676.5856 | 0 | 0 | 0 | 0 | 0 | 0 | 0 | 30793.7153 | 0 | 0 | 0 | 0 | 0 | 0 | 0 | 0 | 0 | 93850.6261 | 115689.6092 | 0 | 0 | 0 | 0 | 0 | 0 | 0 | 0 | 0 | 30793.7153 | 0 | 0 | 0 | 0 | 0 | 0
2016-10-31 09:00 | 0 | 0 | 0 | 0 | 0 | 0 | 336996 | 0 | 0 | 0 | 0 | 684001.8313 | 1989987.1392 | 0 | 0 | 0 | 0 | 0 | 0 | 0 | 0 | 0 | 0 | 0 | 0 | 0 | 0 | 0 | 0 | 0 | -246512.8382 | -59689.4464 | 0 | 0 | 0 | 0 | 0 | 0 | 0 | 0 | 0 | -30793.7153 | 0 | 0 | 0 | 0 | 0 | 0
2016-10-31 10:00 | 0 | 0 | 0 | 0 | 571539.0655 | 0 | 364167 | 0 | 0 | 0 | 0 | 930514.6695 | 1950846.3664 | 0 | 0 | 0 | 0 | 0 | 0 | 0 | 0 | 0 | 0 | 0 | 0 | 0 | 0 | 0 | 0 | 0 | 246512.8382 | -39140.7728 | 0 | 0 | 0 | 0 | 0 | 0 | 0 | 0 | 0 | 0 | 0 | 0 | 0 | 0 | 0 | 0
2016-10-31 11:00 | 0 | 0 | 0 | 0 | 32031.5525 | 0 | 394234 | 0 | 0 | 0 | 0 | 684001.8313 | 1835156.7572 | 0 | 0 | 0 | 0 | 0 | 0 | 0 | 0 | 0 | 0 | 0 | 0 | 0 | 0 | 0 | 0 | 0 | -246512.8382 | -115689.6092 | 0 | 0 | 0 | 0 | 0 | 0 | 0 | 0 | 0 | 0 | 0 | 0 | 0 | 0 | 0 | 0
2016-10-31 12:00 | 0 | 0 | 0 | 0 | 617141.9885 | 0 | 409948 | 0 | 0 | 0 | 0 | 930514.6695 | 1765044.1921 | 0 | 0 | 0 | 0 | 0 | 0 | 0 | 30793.7153 | 0 | 0 | 0 | 0 | 0 | 0 | 0 | 0 | 0 | 246512.8382 | -70112.565 | 0 | 0 | 0 | 0 | 0 | 0 | 0 | 0 | 0 | 30793.7153 | 0 | 0 | 0 | 0 | 0 | 0
2016-10-31 13:00 | 0 | 0 | 0 | 0 | 25323.2298 | 499.6074 | 418819 | 0 | 0 | 0 | 0 | 684001.8313 | 1649354.5829 | 0 | 0 | 0 | 0 | 0 | 0 | 0 | 0 | 0 | 0 | 0 | 0 | 0 | 0 | 0 | 0 | 0 | -246512.8382 | -115689.6092 | 0 | 0 | 0 | 0 | 0 | 0 | 0 | 0 | 0 | -30793.7153 | 0 | 0 | 0 | 0 | 0 | 0
2016-10-31 14:00 | 0 | 0 | 0 | 0 | 137185.1641 | 160149.6069 | 428158 | 0 | 0 | 0 | 0 | 437488.993 | 1765044.1921 | 0 | 0 | 0 | 0 | 0 | 0 | 0 | 0 | 0 | 0 | 0 | 0 | 0 | 0 | 0 | 0 | 0 | -246512.8382 | 115689.6092 | 0 | 0 | 0 | 0 | 0 | 0 | 0 | 0 | 0 | 0 | 0 | 0 | 0 | 0 | 0 | 0
2016-10-31 15:00 | 0 | 0 | 0 | 0 | 270839.608 | 527246.8395 | 435884 | 0 | 0 | 0 | 0 | 684001.8313 | 1880733.8014 | 0 | 0 | 0 | 0 | 0 | 0 | 0 | 0 | 0 | 0 | 0 | 0 | 0 | 0 | 0 | 0 | 0 | 246512.8382 | 115689.6092 | 0 | 0 | 0 | 0 | 0 | 0 | 0 | 0 | 0 | 0 | 0 | 0 | 0 | 0 | 0 | 0
2016-10-31 16:00 | 0 | 0 | 0 | 0 | 0 | 659560.4927 | 443570 | 0 | 0 | 0 | 0 | 784302.7148 | 1996423.4106 | 0 | 0 | 0 | 0 | 0 | 0 | 0 | 0 | 0 | 0 | 0 | 0 | 0 | 0 | 0 | 0 | 0 | 100300.8835 | 115689.6092 | 0 | 0 | 0 | 0 | 0 | 0 | 0 | 0 | 0 | 0 | 0 | 0 | 0 | 0 | 0 | 0
2016-10-31 17:00 | 0 | 0 | 0 | 0 | 0 | 671273.026 | 452155 | 0 | 0 | 0 | 0 | 1030815.553 | 1969028.5984 | 0 | 0 | 0 | 0 | 0 | 0 | 0 | 0 | 0 | 0 | 0 | 0 | 0 | 0 | 0 | 0 | 0 | 246512.8382 | -27394.8122 | 0 | 0 | 0 | 0 | 0 | 0 | 0 | 0 | 0 | 0 | 0 | 0 | 0 | 0 | 0 | 0
2016-10-31 18:00 | 0 | 0 | 0 | 0 | 175369.1285 | 644465.319 | 457632 | 0 | 0 | 0 | 0 | 1277328.3912 | 2084718.2076 | 0 | 0 | 0 | 0 | 0 | 0 | 0 | 0 | 0 | 0 | 0 | 0 | 0 | 0 | 0 | 0 | 0 | 246512.8382 | 115689.6092 | 0 | 0 | 0 | 0 | 0 | 0 | 0 | 0 | 0 | 0 | 0 | 0 | 0 | 0 | 0 | 0
2016-10-31 19:00 | 0 | 0 | 0 | 0 | 0 | 629784.8747 | 463453 | 0 | 0 | 0 | 0 | 1327970.6567 | 2200407.8168 | 0 | 0 | 0 | 0 | 0 | 0 | 0 | 0 | 0 | 0 | 0 | 0 | 0 | 0 | 0 | 0 | 0 | 50642.2655 | 115689.6092 | 0 | 0 | 0 | 0 | 0 | 0 | 0 | 0 | 0 | 0 | 0 | 0 | 0 | 0 | 0 | 0
2016-10-31 20:00 | 0 | 0 | 0 | 0 | 0 | 638689.8205 | 466731 | 0 | 0 | 0 | 0 | 1574483.4949 | 2125853.7991 | 0 | 0 | 0 | 0 | 0 | 0 | 0 | 0 | 0 | 0 | 0 | 0 | 0 | 0 | 0 | 0 | 0 | 246512.8382 | -74554.0177 | 0 | 0 | 0 | 0 | 0 | 0 | 0 | 0 | 0 | 0 | 0 | 0 | 0 | 0 | 0 | 0
2016-10-31 21:00 | 0 | 0 | 0 | 0 | 0 | 652498.4063 | 467068 | 0 | 0 | 0 | 0 | 1644224.292 | 2241543.4083 | 0 | 0 | 0 | 0 | 0 | 0 | 0 | 0 | 0 | 0 | 0 | 0 | 0 | 0 | 0 | 0 | 0 | 69740.7971 | 115689.6092 | 0 | 0 | 0 | 0 | 0 | 0 | 0 | 0 | 0 | 0 | 0 | 0 | 0 | 0 | 0 | 0
2016-10-31 22:00 | 0 | 0 | 0 | 0 | 0 | 611451.995 | 465870 | 0 | 0 | 0 | 0 | 1890737.1302 | 2140612.5651 | 0 | 0 | 0 | 0 | 0 | 0 | 0 | 0 | 0 | 0 | 0 | 0 | 0 | 0 | 0 | 0 | 0 | 246512.8382 | -100930.8432 | 0 | 0 | 0 | 0 | 0 | 0 | 0 | 0 | 0 | 0 | 0 | 0 | 0 | 0 | 0 | 0
2016-10-31 23:00 | 0 | 0 | 0 | 0 | 0 | 395414.4425 | 462651 | 0 | 0 | 0 | 0 | 1707810.9635 | 2256302.1743 | 0 | 0 | 0 | 0 | 0 | 0 | 0 | 0 | 0 | 0 | 0 | 0 | 0 | 0 | 0 | 0 | 0 | -182926.1668 | 115689.6092 | 0 | 0 | 0 | 0 | 0 | 0 | 0 | 0 | 0 | 0 | 0 | 0 | 0 | 0 | 0 | 0
2016-11-01 | 0 | 0 | 0 | 0 | 34391.4639 | 61197.0886 | 457791 | 0 | 0 | 0 | 0 | 1461298.1252 | 2140612.5651 | 0 | 0 | 0 | 0 | 0 | 0 | 0 | 0 | 0 | 0 | 0 | 0 | 0 | 0 | 0 | 0 | 0 | -246512.8382 | -115689.6092 | 0 | 0 | 0 | 0 | 0 | 0 | 0 | 0 | 0 | 0 | 0 | 0 | 0 | 0 | 0 | 0
2016-11-01 01:00 | 0 | 0 | 0 | 0 | 824983.7315 | 0 | 446536 | 0 | 0 | 0 | 0 | 1707810.9635 | 2256302.1743 | 0 | 0 | 0 | 0 | 0 | 0 | 0 | 16245.284 | 0 | 0 | 0 | 0 | 0 | 0 | 0 | 0 | 0 | 246512.8382 | 115689.6092 | 0 | 0 | 0 | 0 | 0 | 0 | 0 | 0 | 0 | 16245.284 | 0 | 0 | 0 | 0 | 0 | 0
2016-11-01 02:00 | 0 | 0 | 0 | 0 | 48485.2685 | 0 | 426933 | 0 | 0 | 0 | 0 | 1461298.1252 | 2140612.5651 | 0 | 0 | 0 | 0 | 0 | 0 | 0 | 0 | 0 | 0 | 0 | 0 | 0 | 0 | 0 | 0 | 0 | -246512.8382 | -115689.6092 | 0 | 0 | 0 | 0 | 0 | 0 | 0 | 0 | 0 | -16245.284 | 0 | 0 | 0 | 0 | 0 | 0
2016-11-01 03:00 | 0 | 0 | 0 | 0 | 39045.5525 | 0 | 401248 | 0 | 0 | 0 | 0 | 1214785.287 | 2024922.9558 | 0 | 0 | 0 | 0 | 0 | 0 | 0 | 0 | 0 | 0 | 0 | 0 | 0 | 0 | 0 | 0 | 0 | -246512.8382 | -115689.6092 | 0 | 0 | 0 | 0 | 0 | 0 | 0 | 0 | 0 | 0 | 0 | 0 | 0 | 0 | 0 | 0
2016-11-01 04:00 | 0 | 0 | 0 | 0 | 739269.4475 | 0 | 377067 | 0 | 0 | 0 | 0 | 1461298.1252 | 2140612.5651 | 0 | 0 | 0 | 0 | 0 | 0 | 0 | 0 | 0 | 0 | 0 | 0 | 0 | 0 | 0 | 0 | 0 | 246512.8382 | 115689.6092 | 0 | 0 | 0 | 0 | 0 | 0 | 0 | 0 | 0 | 0 | 0 | 0 | 0 | 0 | 0 | 0
2016-11-01 05:00 | 0 | 0 | 0 | 0 | 0 | 0 | 358819 | 0 | 0 | 0 | 0 | 1214785.287 | 2028306.4033 | 0 | 0 | 0 | 0 | 0 | 0 | 0 | 0 | 0 | 0 | 0 | 0 | 0 | 0 | 0 | 0 | 0 | -246512.8382 | -112306.1618 | 0 | 0 | 0 | 0 | 0 | 0 | 0 | 0 | 0 | 0 | 0 | 0 | 0 | 0 | 0 | 0
2016-11-01 06:00 | 0 | 0 | 0 | 0 | 215818.771 | 0 | 346642 | 0 | 0 | 0 | 0 | 968272.4487 | 2143996.0125 | 0 | 0 | 0 | 0 | 0 | 0 | 0 | 0 | 0 | 0 | 0 | 0 | 0 | 0 | 0 | 0 | 0 | -246512.8382 | 115689.6092 | 0 | 0 | 0 | 0 | 0 | 0 | 0 | 0 | 0 | 0 | 0 | 0 | 0 | 0 | 0 | 0
2016-11-01 07:00 | 0 | 0 | 0 | 0 | 695904.672 | 0 | 340076 | 0 | 0 | 0 | 0 | 1214785.287 | 2253311.8463 | 0 | 0 | 0 | 0 | 0 | 0 | 0 | 0 | 0 | 0 | 0 | 0 | 0 | 0 | 0 | 0 | 0 | 246512.8382 | 109315.8338 | 0 | 0 | 0 | 0 | 0 | 0 | 0 | 0 | 0 | 0 | 0 | 0 | 0 | 0 | 0 | 0
2016-11-01 08:00 | 0 | 0 | 0 | 0 | 208437.771 | 0 | 339261 | 0 | 0 | 0 | 0 | 968272.4487 | 2369001.4556 | 0 | 0 | 0 | 0 | 0 | 0 | 0 | 0 | 0 | 0 | 0 | 0 | 0 | 0 | 0 | 0 | 0 | -246512.8382 | 115689.6092 | 0 | 0 | 0 | 0 | 0 | 0 | 0 | 0 | 0 | 0 | 0 | 0 | 0 | 0 | 0 | 0
2016-11-01 09:00 | 0 | 0 | 0 | 0 | 575986.2496 | 0 | 348857 | 0 | 0 | 0 | 0 | 1214785.287 | 2349617.8669 | 0 | 0 | 0 | 0 | 0 | 0 | 0 | 0 | 0 | 0 | 0 | 0 | 0 | 0 | 0 | 0 | 0 | 246512.8382 | -19383.5886 | 0 | 0 | 0 | 0 | 0 | 0 | 0 | 0 | 0 | 0 | 0 | 0 | 0 | 0 | 0 | 0
2016-11-01 10:00 | 0 | 0 | 0 | 0 | 508418.265 | 0 | 375785 | 0 | 0 | 0 | 0 | 1461298.1252 | 2235738.2937 | 0 | 0 | 0 | 0 | 0 | 0 | 0 | 0 | 0 | 0 | 0 | 0 | 0 | 0 | 0 | 0 | 0 | 246512.8382 | -113879.5732 | 0 | 0 | 0 | 0 | 0 | 0 | 0 | 0 | 0 | 0 | 0 | 0 | 0 | 0 | 0 | 0
2016-11-01 11:00 | 0 | 0 | 0 | 0 | 42159.5525 | 0 | 404362 | 0 | 0 | 0 | 0 | 1214785.287 | 2120048.6845 | 0 | 0 | 0 | 0 | 0 | 0 | 0 | 0 | 0 | 0 | 0 | 0 | 0 | 0 | 0 | 0 | 0 | -246512.8382 | -115689.6092 | 0 | 0 | 0 | 0 | 0 | 0 | 0 | 0 | 0 | 0 | 0 | 0 | 0 | 0 | 0 | 0
2016-11-01 12:00 | 0 | 0 | 0 | 0 | 415065.3249 | 0 | 418100 | 0 | 0 | 0 | 0 | 1096061.0027 | 2235738.2937 | 0 | 0 | 0 | 0 | 0 | 0 | 0 | 0 | 0 | 0 | 0 | 0 | 0 | 0 | 0 | 0 | 0 | -118724.2843 | 115689.6092 | 0 | 0 | 0 | 0 | 0 | 0 | 0 | 0 | 0 | 0 | 0 | 0 | 0 | 0 | 0 | 0
2016-11-01 13:00 | 0 | 0 | 0 | 0 | 368255.3785 | 372.9672 | 424883 | 0 | 0 | 0 | 0 | 1155495.9576 | 2120048.6845 | 0 | 0 | 0 | 0 | 0 | 0 | 0 | 0 | 0 | 0 | 0 | 0 | 0 | 0 | 0 | 0 | 0 | 59434.9549 | -115689.6092 | 0 | 0 | 0 | 0 | 0 | 0 | 0 | 0 | 0 | 0 | 0 | 0 | 0 | 0 | 0 | 0
2016-11-01 14:00 | 0 | 0 | 0 | 0 | 255536.0536 | 95876.4516 | 432738 | 0 | 0 | 0 | 0 | 958480.8536 | 2235738.2937 | 0 | 0 | 0 | 0 | 0 | 0 | 0 | 0 | 0 | 0 | 0 | 0 | 0 | 0 | 0 | 0 | 0 | -197015.1041 | 115689.6092 | 0 | 0 | 0 | 0 | 0 | 0 | 0 | 0 | 0 | 0 | 0 | 0 | 0 | 0 | 0 | 0
2016-11-01 15:00 | 0 | 0 | 0 | 0 | 0 | 337893.9648 | 441024 | 0 | 0 | 0 | 0 | 739661.2091 | 2351427.9029 | 0 | 0 | 0 | 0 | 0 | 0 | 0 | 0 | 0 | 0 | 0 | 0 | 0 | 0 | 0 | 0 | 0 | -218819.6444 | 115689.6092 | 0 | 0 | 0 | 0 | 0 | 0 | 0 | 0 | 0 | 0 | 0 | 0 | 0 | 0 | 0 | 0
2016-11-01 16:00 | 0 | 0 | 0 | 0 | 187640.2282 | 484281.9741 | 448543 | 0 | 0 | 0 | 0 | 986174.0474 | 2328294.267 | 0 | 0 | 0 | 0 | 0 | 0 | 0 | 0 | 0 | 0 | 0 | 0 | 0 | 0 | 0 | 0 | 0 | 246512.8382 | -23133.636 | 0 | 0 | 0 | 0 | 0 | 0 | 0 | 0 | 0 | 0 | 0 | 0 | 0 | 0 | 0 | 0
2016-11-01 17:00 | 0 | 0 | 0 | 0 | 231752.9735 | 539014.0701 | 454209 | 0 | 0 | 0 | 0 | 1232686.8856 | 2398339.4723 | 0 | 0 | 0 | 0 | 0 | 0 | 0 | 0 | 0 | 0 | 0 | 0 | 0 | 0 | 0 | 0 | 0 | 246512.8382 | 70045.2054 | 0 | 0 | 0 | 0 | 0 | 0 | 0 | 0 | 0 | 0 | 0 | 0 | 0 | 0 | 0 | 0
2016-11-01 18:00 | 0 | 0 | 0 | 0 | 0 | 538590.656 | 460031 | 0 | 0 | 0 | 0 | 1426936.1508 | 2282649.8631 | 0 | 0 | 0 | 0 | 0 | 0 | 0 | 0 | 0 | 0 | 0 | 0 | 0 | 0 | 0 | 0 | 0 | 194249.2652 | -115689.6092 | 0 | 0 | 0 | 0 | 0 | 0 | 0 | 0 | 0 | 0 | 0 | 0 | 0 | 0 | 0 | 0
2016-11-01 19:00 | 0 | 0 | 0 | 0 | 0 | 529316.754 | 464625 | 0 | 0 | 0 | 0 | 1375938.2955 | 2398339.4723 | 0 | 0 | 0 | 0 | 0 | 0 | 0 | 0 | 0 | 0 | 0 | 0 | 0 | 0 | 0 | 0 | 0 | -50997.8553 | 115689.6092 | 0 | 0 | 0 | 0 | 0 | 0 | 0 | 0 | 0 | 0 | 0 | 0 | 0 | 0 | 0 | 0
2016-11-01 20:00 | 0 | 0 | 0 | 0 | 77032.7653 | 523214.4637 | 469424 | 0 | 0 | 0 | 0 | 1622451.1338 | 2282649.8631 | 0 | 0 | 0 | 0 | 0 | 0 | 0 | 0 | 0 | 0 | 0 | 0 | 0 | 0 | 0 | 0 | 0 | 246512.8382 | -115689.6092 | 0 | 0 | 0 | 0 | 0 | 0 | 0 | 0 | 0 | 0 | 0 | 0 | 0 | 0 | 0 | 0
2016-11-01 21:00 | 0 | 0 | 0 | 0 | 0 | 507540.9493 | 473308 | 0 | 0 | 0 | 0 | 1540994.4739 | 2398339.4723 | 0 | 0 | 0 | 0 | 0 | 0 | 0 | 0 | 0 | 0 | 0 | 0 | 0 | 0 | 0 | 0 | 0 | -81456.6599 | 115689.6092 | 0 | 0 | 0 | 0 | 0 | 0 | 0 | 0 | 0 | 0 | 0 | 0 | 0 | 0 | 0 | 0
2016-11-01 22:00 | 0 | 0 | 0 | 0 | 304563.2387 | 457145.0119 | 477350 | 0 | 0 | 0 | 0 | 1709663.1152 | 2514029.0816 | 0 | 0 | 0 | 0 | 0 | 0 | 0 | 0 | 0 | 0 | 0 | 0 | 0 | 0 | 0 | 0 | 0 | 168668.6414 | 115689.6092 | 0 | 0 | 0 | 0 | 0 | 0 | 0 | 0 | 0 | 0 | 0 | 0 | 0 | 0 | 0 | 0
2016-11-01 23:00 | 0 | 0 | 0 | 0 | 0 | 322664.8376 | 481831 | 0 | 0 | 0 | 0 | 1666186.562 | 2398339.4723 | 0 | 0 | 0 | 0 | 0 | 0 | 0 | 0 | 0 | 0 | 0 | 0 | 0 | 0 | 0 | 0 | 0 | -43476.5532 | -115689.6092 | 0 | 0 | 0 | 0 | 0 | 0 | 0 | 0 | 0 | 0 | 0 | 0 | 0 | 0 | 0 | 0
2016-11-02 | 0 | 0 | 0 | 0 | 483033.8514 | 61153.4794 | 478077 | 0 | 0 | 0 | 0 | 1616607.2836 | 2514029.0816 | 0 | 0 | 0 | 0 | 0 | 0 | 0 | 0 | 0 | 0 | 0 | 0 | 0 | 0 | 0 | 0 | 0 | -49579.2785 | 115689.6092 | 0 | 0 | 0 | 0 | 0 | 0 | 0 | 0 | 0 | 0 | 0 | 0 | 0 | 0 | 0 | 0
2016-11-02 01:00 | 0 | 0 | 0 | 0 | 99732.5525 | 0 | 461935 | 0 | 0 | 0 | 0 | 1370094.4453 | 2398339.4723 | 0 | 0 | 0 | 0 | 0 | 0 | 0 | 0 | 0 | 0 | 0 | 0 | 0 | 0 | 0 | 0 | 0 | -246512.8382 | -115689.6092 | 0 | 0 | 0 | 0 | 0 | 0 | 0 | 0 | 0 | 0 | 0 | 0 | 0 | 0 | 0 | 0
2016-11-02 02:00 | 0 | 0 | 0 | 0 | 506168.0081 | 0 | 438071 | 0 | 0 | 0 | 0 | 1322501.8442 | 2514029.0816 | 0 | 0 | 0 | 0 | 0 | 0 | 0 | 0 | 0 | 0 | 0 | 0 | 0 | 0 | 0 | 0 | 0 | -47592.6011 | 115689.6092 | 0 | 0 | 0 | 0 | 0 | 0 | 0 | 0 | 0 | 0 | 0 | 0 | 0 | 0 | 0 | 0
2016-11-02 03:00 | 0 | 0 | 0 | 0 | 48831.5525 | 0 | 411034 | 0 | 0 | 0 | 0 | 1075989.0059 | 2398339.4723 | 0 | 0 | 0 | 0 | 0 | 0 | 0 | 0 | 0 | 0 | 0 | 0 | 0 | 0 | 0 | 0 | 0 | -246512.8382 | -115689.6092 | 0 | 0 | 0 | 0 | 0 | 0 | 0 | 0 | 0 | 0 | 0 | 0 | 0 | 0 | 0 | 0
2016-11-02 04:00 | 0 | 0 | 0 | 0 | 514793.0139 | 0 | 384186 | 0 | 0 | 0 | 0 | 1322285.6291 | 2282649.8631 | 0 | 0 | 0 | 0 | 0 | 0 | 0 | 0 | 0 | 0 | 0 | 0 | 0 | 0 | 0 | 0 | 0 | 246296.6231 | -115689.6092 | 0 | 0 | 0 | 0 | 0 | 0 | 0 | 0 | 0 | 0 | 0 | 0 | 0 | 0 | 0 | 0
2016-11-02 05:00 | 0 | 0 | 0 | 0 | 498586.0203 | 0 | 363898 | 0 | 0 | 0 | 0 | 1341284.0402 | 2398339.4723 | 0 | 0 | 0 | 0 | 0 | 0 | 0 | 0 | 0 | 0 | 0 | 0 | 0 | 0 | 0 | 0 | 0 | 18998.4111 | 115689.6092 | 0 | 0 | 0 | 0 | 0 | 0 | 0 | 0 | 0 | 0 | 0 | 0 | 0 | 0 | 0 | 0
2016-11-02 06:00 | 0 | 0 | 0 | 0 | 472895.9237 | 0 | 350436 | 0 | 0 | 0 | 0 | 1579433.5731 | 2282649.8631 | 0 | 0 | 0 | 0 | 0 | 0 | 0 | 0 | 0 | 0 | 0 | 0 | 0 | 0 | 0 | 0 | 0 | 238149.5329 | -115689.6092 | 0 | 0 | 0 | 0 | 0 | 0 | 0 | 0 | 0 | 0 | 0 | 0 | 0 | 0 | 0 | 0
2016-11-02 07:00 | 0 | 0 | 0 | 0 | 0 | 0 | 342291 | 0 | 0 | 0 | 0 | 1352832.1823 | 2166960.2539 | 0 | 0 | 0 | 0 | 0 | 0 | 0 | 0 | 0 | 0 | 0 | 0 | 0 | 0 | 0 | 0 | 0 | -226601.3908 | -115689.6092 | 0 | 0 | 0 | 0 | 0 | 0 | 0 | 0 | 0 | 0 | 0 | 0 | 0 | 0 | 0 | 0
2016-11-02 08:00 | 0 | 0 | 0 | 0 | 434420.7613 | 0 | 340929 | 0 | 0 | 0 | 0 | 1330634.3344 | 2282649.8631 | 0 | 0 | 0 | 0 | 0 | 0 | 0 | 0 | 0 | 0 | 0 | 0 | 0 | 0 | 0 | 0 | 0 | -22197.8479 | 115689.6092 | 0 | 0 | 0 | 0 | 0 | 0 | 0 | 0 | 0 | 0 | 0 | 0 | 0 | 0 | 0 | 0
2016-11-02 09:00 | 0 | 0 | 0 | 0 | 132231.5633 | 0 | 350511 | 0 | 0 | 0 | 0 | 1228044.5069 | 2166960.2539 | 0 | 0 | 0 | 0 | 0 | 0 | 0 | 0 | 0 | 0 | 0 | 0 | 0 | 0 | 0 | 0 | 0 | -102589.8275 | -115689.6092 | 0 | 0 | 0 | 0 | 0 | 0 | 0 | 0 | 0 | 0 | 0 | 0 | 0 | 0 | 0 | 0
2016-11-02 10:00 | 0 | 0 | 0 | 0 | 377307.0354 | 0 | 375741 | 0 | 0 | 0 | 0 | 1113920.9331 | 2282649.8631 | 0 | 0 | 0 | 0 | 0 | 0 | 0 | 0 | 0 | 0 | 0 | 0 | 0 | 0 | 0 | 0 | 0 | -114123.5738 | 115689.6092 | 0 | 0 | 0 | 0 | 0 | 0 | 0 | 0 | 0 | 0 | 0 | 0 | 0 | 0 | 0 | 0
2016-11-02 11:00 | 0 | 0 | 0 | 0 | 355413.3996 | 0 | 403615 | 0 | 0 | 0 | 0 | 1181408.9419 | 2166960.2539 | 0 | 0 | 0 | 0 | 0 | 0 | 0 | 0 | 0 | 0 | 0 | 0 | 0 | 0 | 0 | 0 | 0 | 67488.0088 | -115689.6092 | 0 | 0 | 0 | 0 | 0 | 0 | 0 | 0 | 0 | 0 | 0 | 0 | 0 | 0 | 0 | 0
2016-11-02 12:00 | 0 | 0 | 0 | 0 | 336102.7918 | 0 | 418313 | 0 | 0 | 0 | 0 | 1214888.3429 | 2051270.6446 | 0 | 0 | 0 | 0 | 0 | 0 | 0 | 0 | 0 | 0 | 0 | 0 | 0 | 0 | 0 | 0 | 0 | 33479.401 | -115689.6092 | 0 | 0 | 0 | 0 | 0 | 0 | 0 | 0 | 0 | 0 | 0 | 0 | 0 | 0 | 0 | 0
2016-11-02 13:00 | 0 | 0 | 0 | 0 | 306558.8013 | 154.2524 | 426393 | 0 | 0 | 0 | 0 | 979518.7873 | 2166960.2539 | 0 | 0 | 0 | 0 | 0 | 0 | 0 | 0 | 0 | 0 | 0 | 0 | 0 | 0 | 0 | 0 | 0 | -235369.5556 | 115689.6092 | 0 | 0 | 0 | 0 | 0 | 0 | 0 | 0 | 0 | 0 | 0 | 0 | 0 | 0 | 0 | 0
2016-11-02 14:00 | 0 | 0 | 0 | 0 | 222646.1444 | 95381.8087 | 436379 | 0 | 0 | 0 | 0 | 745478.1312 | 2282649.8631 | 0 | 0 | 0 | 0 | 0 | 0 | 0 | 0 | 0 | 0 | 0 | 0 | 0 | 0 | 0 | 0 | 0 | -234040.6561 | 115689.6092 | 0 | 0 | 0 | 0 | 0 | 0 | 0 | 0 | 0 | 0 | 0 | 0 | 0 | 0 | 0 | 0
2016-11-02 15:00 | 0 | 0 | 0 | 0 | 0 | 518713.3604 | 444579 | 0 | 0 | 0 | 0 | 935302.1008 | 2166960.2539 | 0 | 0 | 0 | 0 | 0 | 0 | 0 | 0 | 0 | 0 | 0 | 0 | 0 | 0 | 0 | 0 | 0 | 189823.9696 | -115689.6092 | 0 | 0 | 0 | 0 | 0 | 0 | 0 | 0 | 0 | 0 | 0 | 0 | 0 | 0 | 0 | 0
2016-11-02 16:00 | 0 | 0 | 0 | 0 | 0 | 640723.813 | 451675 | 0 | 0 | 0 | 0 | 1181814.9391 | 2109496.2286 | 0 | 0 | 0 | 0 | 0 | 0 | 0 | 0 | 0 | 0 | 0 | 0 | 0 | 0 | 0 | 0 | 0 | 246512.8382 | -57464.0253 | 0 | 0 | 0 | 0 | 0 | 0 | 0 | 0 | 0 | 0 | 0 | 0 | 0 | 0 | 0 | 0
2016-11-02 17:00 | 0 | 0 | 0 | 0 | 151054.2695 | 632592.5871 | 459394 | 0 | 0 | 0 | 0 | 1390378.1864 | 2225185.8378 | 0 | 0 | 0 | 0 | 0 | 0 | 0 | 0 | 0 | 0 | 0 | 0 | 0 | 0 | 0 | 0 | 0 | 208563.2474 | 115689.6092 | 0 | 0 | 0 | 0 | 0 | 0 | 0 | 0 | 0 | 0 | 0 | 0 | 0 | 0 | 0 | 0
2016-11-02 18:00 | 0 | 0 | 0 | 0 | 0 | 604455.5366 | 466383 | 0 | 0 | 0 | 0 | 1412761.1138 | 2340875.447 | 0 | 0 | 0 | 0 | 0 | 0 | 0 | 0 | 0 | 0 | 0 | 0 | 0 | 0 | 0 | 0 | 0 | 22382.9273 | 115689.6092 | 0 | 0 | 0 | 0 | 0 | 0 | 0 | 0 | 0 | 0 | 0 | 0 | 0 | 0 | 0 | 0
2016-11-02 19:00 | 0 | 0 | 0 | 0 | 157562.8151 | 586342.5856 | 471568 | 0 | 0 | 0 | 0 | 1569408.9052 | 2456565.0563 | 0 | 0 | 0 | 0 | 0 | 0 | 0 | 0 | 0 | 0 | 0 | 0 | 0 | 0 | 0 | 0 | 0 | 156647.7914 | 115689.6092 | 0 | 0 | 0 | 0 | 0 | 0 | 0 | 0 | 0 | 0 | 0 | 0 | 0 | 0 | 0 | 0
2016-11-02 20:00 | 0 | 0 | 0 | 0 | 159146.1763 | 589318.3328 | 474377 | 0 | 0 | 0 | 0 | 1697013.0898 | 2572254.6655 | 0 | 0 | 0 | 0 | 0 | 0 | 0 | 30793.7153 | 0 | 0 | 0 | 0 | 0 | 0 | 0 | 0 | 0 | 127604.1846 | 115689.6092 | 0 | 0 | 0 | 0 | 0 | 0 | 0 | 0 | 0 | 30793.7153 | 0 | 0 | 0 | 0 | 0 | 0
2016-11-02 21:00 | 0 | 0 | 0 | 0 | 0 | 599061.8727 | 475810 | 0 | 0 | 0 | 0 | 1735369.0686 | 2687944.2747 | 0 | 0 | 0 | 0 | 0 | 0 | 0 | 0 | 0 | 0 | 0 | 0 | 0 | 0 | 0 | 0 | 0 | 38355.9788 | 115689.6092 | 0 | 0 | 0 | 0 | 0 | 0 | 0 | 0 | 0 | -30793.7153 | 0 | 0 | 0 | 0 | 0 | 0
2016-11-02 22:00 | 0 | 0 | 0 | 0 | 0 | 574118.2196 | 479192 | 0 | 0 | 0 | 0 | 1714605.6789 | 2803633.884 | 0 | 0 | 0 | 0 | 0 | 0 | 0 | 0 | 0 | 0 | 0 | 0 | 0 | 0 | 0 | 0 | 0 | -20763.3896 | 115689.6092 | 0 | 0 | 0 | 0 | 0 | 0 | 0 | 0 | 0 | 0 | 0 | 0 | 0 | 0 | 0 | 0
2016-11-02 23:00 | 0 | 0 | 0 | 0 | 258981.7053 | 389577.3144 | 481998 | 0 | 0 | 0 | 0 | 1961118.5172 | 2723682.0655 | 0 | 0 | 0 | 0 | 0 | 0 | 0 | 0 | 0 | 0 | 0 | 0 | 0 | 0 | 0 | 0 | 0 | 246512.8382 | -79951.8185 | 0 | 0 | 0 | 0 | 0 | 0 | 0 | 0 | 0 | 0 | 0 | 0 | 0 | 0 | 0 | 0
2016-11-03 | 0 | 0 | 0 | 0 | 311022.2815 | 57227.4323 | 476820 | 0 | 0 | 0 | 0 | 1736858.6217 | 2839371.6747 | 0 | 0 | 0 | 0 | 0 | 0 | 0 | 0 | 0 | 0 | 0 | 0 | 0 | 0 | 0 | 0 | 0 | -224259.8955 | 115689.6092 | 0 | 0 | 0 | 0 | 0 | 0 | 0 | 0 | 0 | 0 | 0 | 0 | 0 | 0 | 0 | 0
2016-11-03 01:00 | 0 | 0 | 0 | 0 | 97948.5525 | 0 | 460151 | 0 | 0 | 0 | 0 | 1490345.7835 | 2723682.0655 | 0 | 0 | 0 | 0 | 0 | 0 | 0 | 0 | 0 | 0 | 0 | 0 | 0 | 0 | 0 | 0 | 0 | -246512.8382 | -115689.6092 | 0 | 0 | 0 | 0 | 0 | 0 | 0 | 0 | 0 | 0 | 0 | 0 | 0 | 0 | 0 | 0
2016-11-03 02:00 | 0 | 0 | 0 | 0 | 328336.1007 | 0 | 436685 | 0 | 0 | 0 | 0 | 1497686.4934 | 2607992.4563 | 0 | 0 | 0 | 0 | 0 | 0 | 0 | 0 | 0 | 0 | 0 | 0 | 0 | 0 | 0 | 0 | 0 | 7340.7099 | -115689.6092 | 0 | 0 | 0 | 0 | 0 | 0 | 0 | 0 | 0 | 0 | 0 | 0 | 0 | 0 | 0 | 0
2016-11-03 03:00 | 0 | 0 | 0 | 0 | 332243.7522 | 0 | 410743 | 0 | 0 | 0 | 0 | 1534876.8548 | 2492302.847 | 0 | 0 | 0 | 0 | 0 | 0 | 0 | 0 | 0 | 0 | 0 | 0 | 0 | 0 | 0 | 0 | 0 | 37190.3614 | -115689.6092 | 0 | 0 | 0 | 0 | 0 | 0 | 0 | 0 | 0 | 0 | 0 | 0 | 0 | 0 | 0 | 0
2016-11-03 04:00 | 0 | 0 | 0 | 0 | 343751.6537 | 0 | 386212 | 0 | 0 | 0 | 0 | 1345933.184 | 2607992.4563 | 0 | 0 | 0 | 0 | 0 | 0 | 0 | 30793.7153 | 0 | 0 | 0 | 0 | 0 | 0 | 0 | 0 | 0 | -188943.6708 | 115689.6092 | 0 | 0 | 0 | 0 | 0 | 0 | 0 | 0 | 0 | 30793.7153 | 0 | 0 | 0 | 0 | 0 | 0
2016-11-03 05:00 | 0 | 0 | 0 | 0 | 0 | 0 | 367300 | 0 | 0 | 0 | 0 | 1125116.5086 | 2492302.847 | 0 | 0 | 0 | 0 | 0 | 0 | 0 | 0 | 0 | 0 | 0 | 0 | 0 | 0 | 0 | 0 | 0 | -220816.6754 | -115689.6092 | 0 | 0 | 0 | 0 | 0 | 0 | 0 | 0 | 0 | -30793.7153 | 0 | 0 | 0 | 0 | 0 | 0
2016-11-03 06:00 | 0 | 0 | 0 | 0 | 391335.5872 | 0 | 351478 | 0 | 0 | 0 | 0 | 1280663.7049 | 2376613.2378 | 0 | 0 | 0 | 0 | 0 | 0 | 0 | 0 | 0 | 0 | 0 | 0 | 0 | 0 | 0 | 0 | 0 | 155547.1964 | -115689.6092 | 0 | 0 | 0 | 0 | 0 | 0 | 0 | 0 | 0 | 0 | 0 | 0 | 0 | 0 | 0 | 0
2016-11-03 07:00 | 0 | 0 | 0 | 0 | 411316.564 | 0 | 342221 | 0 | 0 | 0 | 0 | 1234069.6597 | 2492302.847 | 0 | 0 | 0 | 0 | 0 | 0 | 0 | 0 | 0 | 0 | 0 | 0 | 0 | 0 | 0 | 0 | 0 | -46594.0452 | 115689.6092 | 0 | 0 | 0 | 0 | 0 | 0 | 0 | 0 | 0 | 0 | 0 | 0 | 0 | 0 | 0 | 0
2016-11-03 08:00 | 0 | 0 | 0 | 0 | 423392.6127 | 0 | 340441 | 0 | 0 | 0 | 0 | 1432710.8816 | 2376613.2378 | 0 | 0 | 0 | 0 | 0 | 0 | 0 | 0 | 0 | 0 | 0 | 0 | 0 | 0 | 0 | 0 | 0 | 198641.2219 | -115689.6092 | 0 | 0 | 0 | 0 | 0 | 0 | 0 | 0 | 0 | 0 | 0 | 0 | 0 | 0 | 0 | 0
2016-11-03 09:00 | 0 | 0 | 0 | 0 | 0 | 0 | 349046 | 0 | 0 | 0 | 0 | 1199354.4908 | 2260923.6286 | 0 | 0 | 0 | 0 | 0 | 0 | 0 | 0 | 0 | 0 | 0 | 0 | 0 | 0 | 0 | 0 | 0 | -233356.3908 | -115689.6092 | 0 | 0 | 0 | 0 | 0 | 0 | 0 | 0 | 0 | 0 | 0 | 0 | 0 | 0 | 0 | 0
2016-11-03 10:00 | 0 | 0 | 0 | 0 | 414518.7394 | 0 | 372309 | 0 | 0 | 0 | 0 | 1125874.621 | 2376613.2378 | 0 | 0 | 0 | 0 | 0 | 0 | 0 | 0 | 0 | 0 | 0 | 0 | 0 | 0 | 0 | 0 | 0 | -73479.8698 | 115689.6092 | 0 | 0 | 0 | 0 | 0 | 0 | 0 | 0 | 0 | 0 | 0 | 0 | 0 | 0 | 0 | 0
2016-11-03 11:00 | 0 | 0 | 0 | 0 | 408109.4583 | 0 | 400076 | 0 | 0 | 0 | 0 | 1018218.4701 | 2492302.847 | 0 | 0 | 0 | 0 | 0 | 0 | 0 | 0 | 0 | 0 | 0 | 0 | 0 | 0 | 0 | 0 | 0 | -107656.1509 | 115689.6092 | 0 | 0 | 0 | 0 | 0 | 0 | 0 | 0 | 0 | 0 | 0 | 0 | 0 | 0 | 0 | 0
2016-11-03 12:00 | 0 | 0 | 0 | 0 | 405488.9088 | 0 | 415884 | 0 | 0 | 0 | 0 | 1123512.9882 | 2376613.2378 | 0 | 0 | 0 | 0 | 0 | 0 | 0 | 0 | 0 | 0 | 0 | 0 | 0 | 0 | 0 | 0 | 0 | 105294.5181 | -115689.6092 | 0 | 0 | 0 | 0 | 0 | 0 | 0 | 0 | 0 | 0 | 0 | 0 | 0 | 0 | 0 | 0
2016-11-03 13:00 | 0 | 0 | 0 | 0 | 397628.3174 | 103.8464 | 425592 | 0 | 0 | 0 | 0 | 1211342.7612 | 2260923.6286 | 0 | 0 | 0 | 0 | 0 | 0 | 0 | 0 | 0 | 0 | 0 | 0 | 0 | 0 | 0 | 0 | 0 | 87829.773 | -115689.6092 | 0 | 0 | 0 | 0 | 0 | 0 | 0 | 0 | 0 | 0 | 0 | 0 | 0 | 0 | 0 | 0
2016-11-03 14:00 | 0 | 0 | 0 | 0 | 278684.5403 | 91691.7712 | 436543 | 0 | 0 | 0 | 0 | 998692.7482 | 2376613.2378 | 0 | 0 | 0 | 0 | 0 | 0 | 0 | 30793.7153 | 0 | 0 | 0 | 0 | 0 | 0 | 0 | 0 | 0 | -212650.013 | 115689.6092 | 0 | 0 | 0 | 0 | 0 | 0 | 0 | 0 | 0 | 30793.7153 | 0 | 0 | 0 | 0 | 0 | 0
2016-11-03 15:00 | 0 | 0 | 0 | 0 | 152572.712 | 461620.5305 | 444376 | 0 | 0 | 0 | 0 | 1245205.5864 | 2330711.3574 | 0 | 0 | 0 | 0 | 0 | 0 | 0 | 0 | 0 | 0 | 0 | 0 | 0 | 0 | 0 | 0 | 0 | 246512.8382 | -45901.8804 | 0 | 0 | 0 | 0 | 0 | 0 | 0 | 0 | 0 | -30793.7153 | 0 | 0 | 0 | 0 | 0 | 0
2016-11-03 16:00 | 0 | 0 | 0 | 0 | 108248.8816 | 597634.0599 | 450775 | 0 | 0 | 0 | 0 | 1353830.2034 | 2446400.9666 | 0 | 0 | 0 | 0 | 0 | 0 | 0 | 30793.7153 | 0 | 0 | 0 | 0 | 0 | 0 | 0 | 0 | 0 | 108624.6169 | 115689.6092 | 0 | 0 | 0 | 0 | 0 | 0 | 0 | 0 | 0 | 30793.7153 | 0 | 0 | 0 | 0 | 0 | 0
2016-11-03 17:00 | 0 | 0 | 0 | 0 | 98692.5828 | 613210.9887 | 457150 | 0 | 0 | 0 | 0 | 1487108.7624 | 2562090.5759 | 0 | 0 | 0 | 0 | 0 | 0 | 0 | 36579.1185 | 0 | 0 | 0 | 0 | 0 | 0 | 0 | 0 | 0 | 133278.559 | 115689.6092 | 0 | 0 | 0 | 0 | 0 | 0 | 0 | 0 | 0 | 5785.4032 | 0 | 0 | 0 | 0 | 0 | 0
2016-11-03 18:00 | 0 | 0 | 0 | 0 | 0 | 597274.7638 | 461030 | 0 | 0 | 0 | 0 | 1733621.6007 | 2482616.2168 | 0 | 0 | 0 | 0 | 0 | 0 | 0 | 5785.4032 | 0 | 0 | 0 | 0 | 0 | 0 | 0 | 0 | 0 | 246512.8382 | -79474.3591 | 0 | 0 | 0 | 0 | 0 | 0 | 0 | 0 | 0 | -30793.7153 | 0 | 0 | 0 | 0 | 0 | 0
2016-11-03 19:00 | 0 | 0 | 0 | 0 | 100750.3308 | 580770.1525 | 462902 | 0 | 0 | 0 | 0 | 1811542.1626 | 2598305.826 | 0 | 0 | 0 | 0 | 0 | 0 | 0 | 30793.7153 | 0 | 0 | 0 | 0 | 0 | 0 | 0 | 0 | 0 | 77920.562 | 115689.6092 | 0 | 0 | 0 | 0 | 0 | 0 | 0 | 0 | 0 | 25008.3122 | 0 | 0 | 0 | 0 | 0 | 0
2016-11-03 20:00 | 0 | 0 | 0 | 0 | 0 | 577579.0231 | 463605 | 0 | 0 | 0 | 0 | 2058055.0009 | 2496560.7263 | 0 | 0 | 0 | 0 | 0 | 0 | 0 | 0 | 0 | 0 | 0 | 0 | 0 | 0 | 0 | 0 | 0 | 246512.8382 | -101745.0998 | 0 | 0 | 0 | 0 | 0 | 0 | 0 | 0 | 0 | -30793.7153 | 0 | 0 | 0 | 0 | 0 | 0
2016-11-03 21:00 | 0 | 0 | 0 | 0 | 0 | 572051.7502 | 464188 | 0 | 0 | 0 | 0 | 2281608.3603 | 2380871.117 | 0 | 0 | 0 | 0 | 0 | 0 | 0 | 0 | 0 | 0 | 0 | 0 | 0 | 0 | 0 | 0 | 0 | 223553.3594 | -115689.6092 | 0 | 0 | 0 | 0 | 0 | 0 | 0 | 0 | 0 | 0 | 0 | 0 | 0 | 0 | 0 | 0
2016-11-03 22:00 | 0 | 0 | 0 | 0 | 103373.6725 | 529718.1692 | 466431 | 0 | 0 | 0 | 0 | 2301785.8774 | 2496560.7263 | 0 | 0 | 0 | 0 | 0 | 0 | 0 | 30793.7153 | 0 | 0 | 0 | 0 | 0 | 0 | 0 | 0 | 0 | 20177.5172 | 115689.6092 | 0 | 0 | 0 | 0 | 0 | 0 | 0 | 0 | 0 | 30793.7153 | 0 | 0 | 0 | 0 | 0 | 0
2016-11-03 23:00 | 0 | 0 | 0 | 0 | 0 | 336065.0192 | 469489 | 0 | 0 | 0 | 0 | 2083466.0027 | 2612250.3355 | 0 | 0 | 0 | 0 | 0 | 0 | 0 | 0 | 0 | 0 | 0 | 0 | 0 | 0 | 0 | 0 | 0 | -218319.8747 | 115689.6092 | 0 | 0 | 0 | 0 | 0 | 0 | 0 | 0 | 0 | -30793.7153 | 0 | 0 | 0 | 0 | 0 | 0
2016-11-04 | 0 | 0 | 0 | 0 | 140261.094 | 48214.6899 | 466276 | 0 | 0 | 0 | 0 | 1836953.1645 | 2550169.2424 | 0 | 0 | 0 | 0 | 0 | 0 | 0 | 30793.7153 | 0 | 0 | 0 | 0 | 0 | 0 | 0 | 0 | 0 | -246512.8382 | -62081.0932 | 0 | 0 | 0 | 0 | 0 | 0 | 0 | 0 | 0 | 30793.7153 | 0 | 0 | 0 | 0 | 0 | 0
2016-11-04 01:00 | 0 | 0 | 0 | 0 | 155983.0634 | 0 | 452064 | 0 | 0 | 0 | 0 | 1590440.3262 | 2531394.8593 | 0 | 0 | 0 | 0 | 0 | 0 | 0 | 0 | 0 | 0 | 0 | 0 | 0 | 0 | 0 | 0 | 0 | -246512.8382 | -18774.383 | 0 | 0 | 0 | 0 | 0 | 0 | 0 | 0 | 0 | -30793.7153 | 0 | 0 | 0 | 0 | 0 | 0
2016-11-04 02:00 | 0 | 0 | 0 | 0 | 66360.5525 | 0 | 428563 | 0 | 0 | 0 | 0 | 1343927.488 | 2415705.2501 | 0 | 0 | 0 | 0 | 0 | 0 | 0 | 0 | 0 | 0 | 0 | 0 | 0 | 0 | 0 | 0 | 0 | -246512.8382 | -115689.6092 | 0 | 0 | 0 | 0 | 0 | 0 | 0 | 0 | 0 | 0 | 0 | 0 | 0 | 0 | 0 | 0
2016-11-04 03:00 | 0 | 0 | 0 | 0 | 204406.9547 | 0 | 402878 | 0 | 0 | 0 | 0 | 1261146.0519 | 2300015.6409 | 0 | 0 | 0 | 0 | 0 | 0 | 0 | 0 | 0 | 0 | 0 | 0 | 0 | 0 | 0 | 0 | 0 | -82781.4361 | -115689.6092 | 0 | 0 | 0 | 0 | 0 | 0 | 0 | 0 | 0 | 0 | 0 | 0 | 0 | 0 | 0 | 0
2016-11-04 04:00 | 0 | 0 | 0 | 0 | 16001.5525 | 0 | 378204 | 0 | 0 | 0 | 0 | 1014633.2136 | 2184326.0316 | 0 | 0 | 0 | 0 | 0 | 0 | 0 | 0 | 0 | 0 | 0 | 0 | 0 | 0 | 0 | 0 | 0 | -246512.8382 | -115689.6092 | 0 | 0 | 0 | 0 | 0 | 0 | 0 | 0 | 0 | 0 | 0 | 0 | 0 | 0 | 0 | 0
2016-11-04 05:00 | 0 | 0 | 0 | 0 | 269059.3006 | 0 | 358324 | 0 | 0 | 0 | 0 | 1041058.1235 | 2068636.4224 | 0 | 0 | 0 | 0 | 0 | 0 | 0 | 0 | 0 | 0 | 0 | 0 | 0 | 0 | 0 | 0 | 0 | 26424.9099 | -115689.6092 | 0 | 0 | 0 | 0 | 0 | 0 | 0 | 0 | 0 | 0 | 0 | 0 | 0 | 0 | 0 | 0
2016-11-04 06:00 | 0 | 0 | 0 | 0 | 292903.9874 | 0 | 345610 | 0 | 0 | 0 | 0 | 872662.5017 | 2184326.0316 | 0 | 0 | 0 | 0 | 0 | 0 | 0 | 0 | 0 | 0 | 0 | 0 | 0 | 0 | 0 | 0 | 0 | -168395.6218 | 115689.6092 | 0 | 0 | 0 | 0 | 0 | 0 | 0 | 0 | 0 | 0 | 0 | 0 | 0 | 0 | 0 | 0
2016-11-04 07:00 | 0 | 0 | 0 | 0 | 311418.2921 | 0 | 337040 | 0 | 0 | 0 | 0 | 962730.403 | 2068636.4224 | 0 | 0 | 0 | 0 | 0 | 0 | 0 | 0 | 0 | 0 | 0 | 0 | 0 | 0 | 0 | 0 | 0 | 90067.9013 | -115689.6092 | 0 | 0 | 0 | 0 | 0 | 0 | 0 | 0 | 0 | 0 | 0 | 0 | 0 | 0 | 0 | 0
2016-11-04 08:00 | 0 | 0 | 0 | 0 | 321567.746 | 0 | 335876 | 0 | 0 | 0 | 0 | 1064111.7582 | 1952946.8132 | 0 | 0 | 0 | 0 | 0 | 0 | 0 | 0 | 0 | 0 | 0 | 0 | 0 | 0 | 0 | 0 | 0 | 101381.3552 | -115689.6092 | 0 | 0 | 0 | 0 | 0 | 0 | 0 | 0 | 0 | 0 | 0 | 0 | 0 | 0 | 0 | 0
2016-11-04 09:00 | 0 | 0 | 0 | 0 | 308649.2391 | 0 | 344352 | 0 | 0 | 0 | 0 | 1144098.6065 | 1837257.2039 | 0 | 0 | 0 | 0 | 0 | 0 | 0 | 0 | 0 | 0 | 0 | 0 | 0 | 0 | 0 | 0 | 0 | 79986.8483 | -115689.6092 | 0 | 0 | 0 | 0 | 0 | 0 | 0 | 0 | 0 | 0 | 0 | 0 | 0 | 0 | 0 | 0
2016-11-04 10:00 | 0 | 0 | 0 | 0 | 288285.488 | 0 | 368826 | 0 | 0 | 0 | 0 | 1179247.7037 | 1721567.5947 | 0 | 0 | 0 | 0 | 0 | 0 | 0 | 0 | 0 | 0 | 0 | 0 | 0 | 0 | 0 | 0 | 0 | 35149.0972 | -115689.6092 | 0 | 0 | 0 | 0 | 0 | 0 | 0 | 0 | 0 | 0 | 0 | 0 | 0 | 0 | 0 | 0
2016-11-04 11:00 | 0 | 0 | 0 | 0 | 273374.6165 | 0 | 396880 | 0 | 0 | 0 | 0 | 932734.8655 | 1837257.2039 | 0 | 0 | 0 | 0 | 0 | 0 | 0 | 7317.8455 | 0 | 0 | 0 | 0 | 0 | 0 | 0 | 0 | 0 | -246512.8382 | 115689.6092 | 0 | 0 | 0 | 0 | 0 | 0 | 0 | 0 | 0 | 7317.8455 | 0 | 0 | 0 | 0 | 0 | 0
2016-11-04 12:00 | 0 | 0 | 0 | 0 | 261455.0672 | 0 | 411547 | 0 | 0 | 0 | 0 | 905650.3874 | 1721567.5947 | 0 | 0 | 0 | 0 | 0 | 0 | 0 | 0 | 0 | 0 | 0 | 0 | 0 | 0 | 0 | 0 | 0 | -27084.4781 | -115689.6092 | 0 | 0 | 0 | 0 | 0 | 0 | 0 | 0 | 0 | -7317.8455 | 0 | 0 | 0 | 0 | 0 | 0
2016-11-04 13:00 | 0 | 0 | 0 | 0 | 244866.4191 | 31.9204 | 419830 | 0 | 0 | 0 | 0 | 840622.933 | 1605877.9855 | 0 | 0 | 0 | 0 | 0 | 0 | 0 | 5785.4032 | 0 | 0 | 0 | 0 | 0 | 0 | 0 | 0 | 0 | -65027.4544 | -115689.6092 | 0 | 0 | 0 | 0 | 0 | 0 | 0 | 0 | 0 | 5785.4032 | 0 | 0 | 0 | 0 | 0 | 0
2016-11-04 14:00 | 0 | 0 | 0 | 0 | 174173.3784 | 64137.5795 | 428091 | 0 | 0 | 0 | 0 | 594110.0948 | 1631817.0663 | 0 | 0 | 0 | 0 | 0 | 0 | 0 | 36579.1185 | 0 | 0 | 0 | 0 | 0 | 0 | 0 | 0 | 0 | -246512.8382 | 25939.0808 | 0 | 0 | 0 | 0 | 0 | 0 | 0 | 0 | 0 | 30793.7153 | 0 | 0 | 0 | 0 | 0 | 0
2016-11-04 15:00 | 0 | 0 | 0 | 0 | 87750.2526 | 378251.093 | 432715 | 0 | 0 | 0 | 0 | 743086.0497 | 1516127.4571 | 0 | 0 | 0 | 0 | 0 | 0 | 0 | 36579.1185 | 0 | 0 | 0 | 0 | 0 | 0 | 0 | 0 | 0 | 148975.9549 | -115689.6092 | 0 | 0 | 0 | 0 | 0 | 0 | 0 | 0 | 0 | 0 | 0 | 0 | 0 | 0 | 0 | 0
2016-11-04 16:00 | 0 | 0 | 0 | 0 | 57727.8146 | 509016.6774 | 435014 | 0 | 0 | 0 | 0 | 759126.9325 | 1631817.0663 | 0 | 0 | 0 | 0 | 0 | 0 | 0 | 36579.1185 | 0 | 0 | 0 | 0 | 0 | 0 | 0 | 0 | 0 | 16040.8828 | 115689.6092 | 0 | 0 | 0 | 0 | 0 | 0 | 0 | 0 | 0 | 0 | 0 | 0 | 0 | 0 | 0 | 0
2016-11-04 17:00 | 0 | 0 | 0 | 0 | 0 | 547714.7618 | 438947 | 0 | 0 | 0 | 0 | 1005639.7707 | 1524865.7052 | 0 | 0 | 0 | 0 | 0 | 0 | 0 | 5785.4032 | 0 | 0 | 0 | 0 | 0 | 0 | 0 | 0 | 0 | 246512.8382 | -106951.3611 | 0 | 0 | 0 | 0 | 0 | 0 | 0 | 0 | 0 | -30793.7153 | 0 | 0 | 0 | 0 | 0 | 0
2016-11-04 18:00 | 0 | 0 | 0 | 0 | 0 | 538132.7982 | 441631 | 0 | 0 | 0 | 0 | 1223616.5813 | 1409176.096 | 0 | 0 | 0 | 0 | 0 | 0 | 0 | 0 | 0 | 0 | 0 | 0 | 0 | 0 | 0 | 0 | 0 | 217976.8106 | -115689.6092 | 0 | 0 | 0 | 0 | 0 | 0 | 0 | 0 | 0 | -5785.4032 | 0 | 0 | 0 | 0 | 0 | 0
2016-11-04 19:00 | 0 | 0 | 0 | 0 | 79416.4105 | 523721.5251 | 442149 | 0 | 0 | 0 | 0 | 1238122.1924 | 1524865.7052 | 0 | 0 | 0 | 0 | 0 | 0 | 0 | 30793.7153 | 0 | 0 | 0 | 0 | 0 | 0 | 0 | 0 | 0 | 14505.6111 | 115689.6092 | 0 | 0 | 0 | 0 | 0 | 0 | 0 | 0 | 0 | 30793.7153 | 0 | 0 | 0 | 0 | 0 | 0
2016-11-04 20:00 | 0 | 0 | 0 | 0 | 0 | 519783.6863 | 442635 | 0 | 0 | 0 | 0 | 1461754.2033 | 1409176.096 | 0 | 0 | 0 | 0 | 0 | 0 | 0 | 0 | 0 | 0 | 0 | 0 | 0 | 0 | 0 | 0 | 0 | 223632.0109 | -115689.6092 | 0 | 0 | 0 | 0 | 0 | 0 | 0 | 0 | 0 | -30793.7153 | 0 | 0 | 0 | 0 | 0 | 0
2016-11-04 21:00 | 0 | 0 | 0 | 0 | 0 | 515414.4607 | 442022 | 0 | 0 | 0 | 0 | 1419457.0547 | 1524865.7052 | 0 | 0 | 0 | 0 | 0 | 0 | 0 | 0 | 0 | 0 | 0 | 0 | 0 | 0 | 0 | 0 | 0 | -42297.1485 | 115689.6092 | 0 | 0 | 0 | 0 | 0 | 0 | 0 | 0 | 0 | 0 | 0 | 0 | 0 | 0 | 0 | 0
2016-11-04 22:00 | 0 | 0 | 0 | 0 | 102435.5477 | 467636.7249 | 442778 | 0 | 0 | 0 | 0 | 1631647.2213 | 1409176.096 | 0 | 0 | 0 | 0 | 0 | 0 | 0 | 30793.7153 | 0 | 0 | 0 | 0 | 0 | 0 | 0 | 0 | 0 | 212190.1665 | -115689.6092 | 0 | 0 | 0 | 0 | 0 | 0 | 0 | 0 | 0 | 30793.7153 | 0 | 0 | 0 | 0 | 0 | 0
2016-11-04 23:00 | 0 | 0 | 0 | 0 | 0 | 301001.8171 | 445082 | 0 | 0 | 0 | 0 | 1402671.1444 | 1524865.7052 | 0 | 0 | 0 | 0 | 0 | 0 | 0 | 0 | 0 | 0 | 0 | 0 | 0 | 0 | 0 | 0 | 0 | -228976.0768 | 115689.6092 | 0 | 0 | 0 | 0 | 0 | 0 | 0 | 0 | 0 | -30793.7153 | 0 | 0 | 0 | 0 | 0 | 0
2016-11-05 | 0 | 0 | 0 | 0 | 40066.9596 | 37645.593 | 439915 | 0 | 0 | 0 | 0 | 1156158.3062 | 1409176.096 | 0 | 0 | 0 | 0 | 0 | 0 | 0 | 0 | 0 | 0 | 0 | 0 | 0 | 0 | 0 | 0 | 0 | -246512.8382 | -115689.6092 | 0 | 0 | 0 | 0 | 0 | 0 | 0 | 0 | 0 | 0 | 0 | 0 | 0 | 0 | 0 | 0
2016-11-05 01:00 | 0 | 0 | 0 | 0 | 350752.1083 | 0 | 429862 | 0 | 0 | 0 | 0 | 961358.8052 | 1524865.7052 | 0 | 0 | 0 | 0 | 0 | 0 | 0 | 0 | 0 | 0 | 0 | 0 | 0 | 0 | 0 | 0 | 0 | -194799.5009 | 115689.6092 | 0 | 0 | 0 | 0 | 0 | 0 | 0 | 0 | 0 | 0 | 0 | 0 | 0 | 0 | 0 | 0
2016-11-05 02:00 | 0 | 0 | 0 | 0 | 408689.6051 | 0 | 411940 | 0 | 0 | 0 | 0 | 1073798.0196 | 1409176.096 | 0 | 0 | 0 | 0 | 0 | 0 | 0 | 0 | 0 | 0 | 0 | 0 | 0 | 0 | 0 | 0 | 0 | 112439.2143 | -115689.6092 | 0 | 0 | 0 | 0 | 0 | 0 | 0 | 0 | 0 | 0 | 0 | 0 | 0 | 0 | 0 | 0
2016-11-05 03:00 | 0 | 0 | 0 | 0 | 447988.8214 | 0 | 391059 | 0 | 0 | 0 | 0 | 1015038.2317 | 1524865.7052 | 0 | 0 | 0 | 0 | 0 | 0 | 0 | 0 | 0 | 0 | 0 | 0 | 0 | 0 | 0 | 0 | 0 | -58759.7878 | 115689.6092 | 0 | 0 | 0 | 0 | 0 | 0 | 0 | 0 | 0 | 0 | 0 | 0 | 0 | 0 | 0 | 0
2016-11-05 04:00 | 0 | 0 | 0 | 0 | 7950.5525 | 0 | 370153 | 0 | 0 | 0 | 0 | 768525.3935 | 1409176.096 | 0 | 0 | 0 | 0 | 0 | 0 | 0 | 0 | 0 | 0 | 0 | 0 | 0 | 0 | 0 | 0 | 0 | -246512.8382 | -115689.6092 | 0 | 0 | 0 | 0 | 0 | 0 | 0 | 0 | 0 | 0 | 0 | 0 | 0 | 0 | 0 | 0
2016-11-05 05:00 | 0 | 0 | 0 | 0 | 475036.158 | 0 | 353399 | 0 | 0 | 0 | 0 | 1005852.1607 | 1293486.4868 | 0 | 0 | 0 | 0 | 0 | 0 | 0 | 0 | 0 | 0 | 0 | 0 | 0 | 0 | 0 | 0 | 0 | 237326.7672 | -115689.6092 | 0 | 0 | 0 | 0 | 0 | 0 | 0 | 0 | 0 | 0 | 0 | 0 | 0 | 0 | 0 | 0
2016-11-05 06:00 | 0 | 0 | 0 | 0 | 466612.0927 | 0 | 341473 | 0 | 0 | 0 | 0 | 1015301.6442 | 1409176.096 | 0 | 0 | 0 | 0 | 0 | 0 | 0 | 0 | 0 | 0 | 0 | 0 | 0 | 0 | 0 | 0 | 0 | 9449.4834 | 115689.6092 | 0 | 0 | 0 | 0 | 0 | 0 | 0 | 0 | 0 | 0 | 0 | 0 | 0 | 0 | 0 | 0
2016-11-05 07:00 | 0 | 0 | 0 | 0 | 450305.7081 | 0 | 334333 | 0 | 0 | 0 | 0 | 1246963.9615 | 1293486.4868 | 0 | 0 | 0 | 0 | 0 | 0 | 0 | 0 | 0 | 0 | 0 | 0 | 0 | 0 | 0 | 0 | 0 | 231662.3173 | -115689.6092 | 0 | 0 | 0 | 0 | 0 | 0 | 0 | 0 | 0 | 0 | 0 | 0 | 0 | 0 | 0 | 0
2016-11-05 08:00 | 0 | 0 | 0 | 0 | 0 | 0 | 331103 | 0 | 0 | 0 | 0 | 1031550.5707 | 1177796.8775 | 0 | 0 | 0 | 0 | 0 | 0 | 0 | 0 | 0 | 0 | 0 | 0 | 0 | 0 | 0 | 0 | 0 | -215413.3908 | -115689.6092 | 0 | 0 | 0 | 0 | 0 | 0 | 0 | 0 | 0 | 0 | 0 | 0 | 0 | 0 | 0 | 0
2016-11-05 09:00 | 0 | 0 | 0 | 0 | 393457.8346 | 0 | 334017 | 0 | 0 | 0 | 0 | 975301.7961 | 1293486.4868 | 0 | 0 | 0 | 0 | 0 | 0 | 0 | 0 | 0 | 0 | 0 | 0 | 0 | 0 | 0 | 0 | 0 | -56248.7746 | 115689.6092 | 0 | 0 | 0 | 0 | 0 | 0 | 0 | 0 | 0 | 0 | 0 | 0 | 0 | 0 | 0 | 0
2016-11-05 10:00 | 0 | 0 | 0 | 0 | 350977.1098 | 0 | 342246 | 0 | 0 | 0 | 0 | 868343.2967 | 1409176.096 | 0 | 0 | 0 | 0 | 0 | 0 | 0 | 0 | 0 | 0 | 0 | 0 | 0 | 0 | 0 | 0 | 0 | -106958.4994 | 115689.6092 | 0 | 0 | 0 | 0 | 0 | 0 | 0 | 0 | 0 | 0 | 0 | 0 | 0 | 0 | 0 | 0
2016-11-05 11:00 | 0 | 0 | 0 | 0 | 319307.1899 | 0 | 356642 | 0 | 0 | 0 | 0 | 946698.0958 | 1293486.4868 | 0 | 0 | 0 | 0 | 0 | 0 | 0 | 0 | 0 | 0 | 0 | 0 | 0 | 0 | 0 | 0 | 0 | 78354.7991 | -115689.6092 | 0 | 0 | 0 | 0 | 0 | 0 | 0 | 0 | 0 | 0 | 0 | 0 | 0 | 0 | 0 | 0
2016-11-05 12:00 | 0 | 0 | 0 | 0 | 8928.5525 | 0 | 371131 | 0 | 0 | 0 | 0 | 700185.2576 | 1177796.8775 | 0 | 0 | 0 | 0 | 0 | 0 | 0 | 0 | 0 | 0 | 0 | 0 | 0 | 0 | 0 | 0 | 0 | -246512.8382 | -115689.6092 | 0 | 0 | 0 | 0 | 0 | 0 | 0 | 0 | 0 | 0 | 0 | 0 | 0 | 0 | 0 | 0
2016-11-05 13:00 | 0 | 0 | 0 | 0 | 285546.8746 | 75.601 | 383228 | 0 | 0 | 0 | 0 | 718269.3425 | 1062107.2683 | 0 | 0 | 0 | 0 | 0 | 0 | 0 | 0 | 0 | 0 | 0 | 0 | 0 | 0 | 0 | 0 | 0 | 18084.0849 | -115689.6092 | 0 | 0 | 0 | 0 | 0 | 0 | 0 | 0 | 0 | 0 | 0 | 0 | 0 | 0 | 0 | 0
2016-11-05 14:00 | 0 | 0 | 0 | 0 | 192116.0336 | 49906.722 | 390961 | 0 | 0 | 0 | 0 | 471756.5042 | 1159681.8622 | 0 | 0 | 0 | 0 | 0 | 0 | 0 | 0 | 0 | 0 | 0 | 0 | 0 | 0 | 0 | 0 | 0 | -246512.8382 | 97574.5939 | 0 | 0 | 0 | 0 | 0 | 0 | 0 | 0 | 0 | 0 | 0 | 0 | 0 | 0 | 0 | 0
2016-11-05 15:00 | 0 | 0 | 0 | 0 | 108275.3001 | 359720.8064 | 394262 | 0 | 0 | 0 | 0 | 661180.22 | 1043992.253 | 0 | 0 | 0 | 0 | 0 | 0 | 0 | 0 | 0 | 0 | 0 | 0 | 0 | 0 | 0 | 0 | 0 | 189423.7158 | -115689.6092 | 0 | 0 | 0 | 0 | 0 | 0 | 0 | 0 | 0 | 0 | 0 | 0 | 0 | 0 | 0 | 0
2016-11-05 16:00 | 0 | 0 | 0 | 0 | 0 | 511272.3196 | 394556 | 0 | 0 | 0 | 0 | 662206.9303 | 1159681.8622 | 0 | 0 | 0 | 0 | 0 | 0 | 0 | 0 | 0 | 0 | 0 | 0 | 0 | 0 | 0 | 0 | 0 | 1026.7103 | 115689.6092 | 0 | 0 | 0 | 0 | 0 | 0 | 0 | 0 | 0 | 0 | 0 | 0 | 0 | 0 | 0 | 0
2016-11-05 17:00 | 0 | 0 | 0 | 0 | 0 | 548288.6105 | 393623 | 0 | 0 | 0 | 0 | 701182.9316 | 1275371.4714 | 0 | 0 | 0 | 0 | 0 | 0 | 0 | 0 | 0 | 0 | 0 | 0 | 0 | 0 | 0 | 0 | 0 | 38976.0013 | 115689.6092 | 0 | 0 | 0 | 0 | 0 | 0 | 0 | 0 | 0 | 0 | 0 | 0 | 0 | 0 | 0 | 0
2016-11-05 18:00 | 0 | 0 | 0 | 0 | 0 | 535572.2424 | 392979 | 0 | 0 | 0 | 0 | 947695.7698 | 1171451.8756 | 0 | 0 | 0 | 0 | 0 | 0 | 0 | 0 | 0 | 0 | 0 | 0 | 0 | 0 | 0 | 0 | 0 | 246512.8382 | -103919.5958 | 0 | 0 | 0 | 0 | 0 | 0 | 0 | 0 | 0 | 0 | 0 | 0 | 0 | 0 | 0 | 0
2016-11-05 19:00 | 0 | 0 | 0 | 0 | 162008.6794 | 521659.5277 | 392981 | 0 | 0 | 0 | 0 | 1122693.3677 | 1287141.4848 | 0 | 0 | 0 | 0 | 0 | 0 | 0 | 0 | 0 | 0 | 0 | 0 | 0 | 0 | 0 | 0 | 0 | 174997.5979 | 115689.6092 | 0 | 0 | 0 | 0 | 0 | 0 | 0 | 0 | 0 | 0 | 0 | 0 | 0 | 0 | 0 | 0
2016-11-05 20:00 | 0 | 0 | 0 | 0 | 0 | 518781.479 | 395241 | 0 | 0 | 0 | 0 | 1361923.456 | 1171451.8756 | 0 | 0 | 0 | 0 | 0 | 0 | 0 | 0 | 0 | 0 | 0 | 0 | 0 | 0 | 0 | 0 | 0 | 239230.0883 | -115689.6092 | 0 | 0 | 0 | 0 | 0 | 0 | 0 | 0 | 0 | 0 | 0 | 0 | 0 | 0 | 0 | 0
2016-11-05 21:00 | 0 | 0 | 0 | 0 | 0 | 514148.0708 | 397859 | 0 | 0 | 0 | 0 | 1362522.9176 | 1287141.4848 | 0 | 0 | 0 | 0 | 0 | 0 | 0 | 0 | 0 | 0 | 0 | 0 | 0 | 0 | 0 | 0 | 0 | 599.4616 | 115689.6092 | 0 | 0 | 0 | 0 | 0 | 0 | 0 | 0 | 0 | 0 | 0 | 0 | 0 | 0 | 0 | 0
2016-11-05 22:00 | 0 | 0 | 0 | 0 | 0 | 473839.2054 | 405579 | 0 | 0 | 0 | 0 | 1315093.5138 | 1402831.0941 | 0 | 0 | 0 | 0 | 0 | 0 | 0 | 0 | 0 | 0 | 0 | 0 | 0 | 0 | 0 | 0 | 0 | -47429.4038 | 115689.6092 | 0 | 0 | 0 | 0 | 0 | 0 | 0 | 0 | 0 | 0 | 0 | 0 | 0 | 0 | 0 | 0
2016-11-05 23:00 | 0 | 0 | 0 | 0 | 0 | 328722.6303 | 412819 | 0 | 0 | 0 | 0 | 1115307.5349 | 1518520.7033 | 0 | 0 | 0 | 0 | 0 | 0 | 0 | 0 | 0 | 0 | 0 | 0 | 0 | 0 | 0 | 0 | 0 | -199785.9789 | 115689.6092 | 0 | 0 | 0 | 0 | 0 | 0 | 0 | 0 | 0 | 0 | 0 | 0 | 0 | 0 | 0 | 0
2016-11-06 | 0 | 0 | 0 | 0 | 498921.0792 | 45555.5398 | 411564 | 0 | 0 | 0 | 0 | 1132530.5447 | 1634210.3125 | 0 | 0 | 0 | 0 | 0 | 0 | 0 | 0 | 0 | 0 | 0 | 0 | 0 | 0 | 0 | 0 | 0 | 17223.0098 | 115689.6092 | 0 | 0 | 0 | 0 | 0 | 0 | 0 | 0 | 0 | 0 | 0 | 0 | 0 | 0 | 0 | 0
2016-11-06 01:00 | 0 | 0 | 0 | 0 | 42544.5525 | 0 | 404747 | 0 | 0 | 0 | 0 | 886017.7065 | 1518520.7033 | 0 | 0 | 0 | 0 | 0 | 0 | 0 | 0 | 0 | 0 | 0 | 0 | 0 | 0 | 0 | 0 | 0 | -246512.8382 | -115689.6092 | 0 | 0 | 0 | 0 | 0 | 0 | 0 | 0 | 0 | 0 | 0 | 0 | 0 | 0 | 0 | 0
2016-11-06 02:00 | 0 | 0 | 0 | 0 | 586147.9978 | 0 | 390608 | 0 | 0 | 0 | 0 | 1132530.5447 | 1467547.8629 | 0 | 0 | 0 | 0 | 0 | 0 | 0 | 0 | 0 | 0 | 0 | 0 | 0 | 0 | 0 | 0 | 0 | 246512.8382 | -50972.8404 | 0 | 0 | 0 | 0 | 0 | 0 | 0 | 0 | 0 | 0 | 0 | 0 | 0 | 0 | 0 | 0
2016-11-06 03:00 | 0 | 0 | 0 | 0 | 242601.771 | 0 | 373425 | 0 | 0 | 0 | 0 | 886017.7065 | 1583237.4721 | 0 | 0 | 0 | 0 | 0 | 0 | 0 | 0 | 0 | 0 | 0 | 0 | 0 | 0 | 0 | 0 | 0 | -246512.8382 | 115689.6092 | 0 | 0 | 0 | 0 | 0 | 0 | 0 | 0 | 0 | 0 | 0 | 0 | 0 | 0 | 0 | 0
2016-11-06 04:00 | 0 | 0 | 0 | 0 | 635075.9445 | 0 | 355387 | 0 | 0 | 0 | 0 | 1050017.0418 | 1698927.0813 | 0 | 0 | 0 | 0 | 0 | 0 | 0 | 0 | 0 | 0 | 0 | 0 | 0 | 0 | 0 | 0 | 0 | 163999.3353 | 115689.6092 | 0 | 0 | 0 | 0 | 0 | 0 | 0 | 0 | 0 | 0 | 0 | 0 | 0 | 0 | 0 | 0
2016-11-06 05:00 | 0 | 0 | 0 | 0 | 0 | 0 | 339352 | 0 | 0 | 0 | 0 | 803504.2035 | 1606087.9196 | 0 | 0 | 0 | 0 | 0 | 0 | 0 | 0 | 0 | 0 | 0 | 0 | 0 | 0 | 0 | 0 | 0 | -246512.8382 | -92839.1618 | 0 | 0 | 0 | 0 | 0 | 0 | 0 | 0 | 0 | 0 | 0 | 0 | 0 | 0 | 0 | 0
2016-11-06 06:00 | 0 | 0 | 0 | 0 | 0 | 0 | 329384 | 0 | 0 | 0 | 0 | 556991.3653 | 1523216.7578 | 0 | 0 | 0 | 0 | 0 | 0 | 0 | 0 | 0 | 0 | 0 | 0 | 0 | 0 | 0 | 0 | 0 | -246512.8382 | -82871.1618 | 0 | 0 | 0 | 0 | 0 | 0 | 0 | 0 | 0 | 0 | 0 | 0 | 0 | 0 | 0 | 0
2016-11-06 07:00 | 0 | 0 | 0 | 0 | 623274.6272 | 0 | 322959 | 0 | 0 | 0 | 0 | 803504.2035 | 1577019.5468 | 0 | 0 | 0 | 0 | 0 | 0 | 0 | 0 | 0 | 0 | 0 | 0 | 0 | 0 | 0 | 0 | 0 | 246512.8382 | 53802.789 | 0 | 0 | 0 | 0 | 0 | 0 | 0 | 0 | 0 | 0 | 0 | 0 | 0 | 0 | 0 | 0
2016-11-06 08:00 | 0 | 0 | 0 | 0 | 0 | 0 | 320466 | 0 | 0 | 0 | 0 | 556991.3653 | 1503066.385 | 0 | 0 | 0 | 0 | 0 | 0 | 0 | 0 | 0 | 0 | 0 | 0 | 0 | 0 | 0 | 0 | 0 | -246512.8382 | -73953.1618 | 0 | 0 | 0 | 0 | 0 | 0 | 0 | 0 | 0 | 0 | 0 | 0 | 0 | 0 | 0 | 0
2016-11-06 09:00 | 0 | 0 | 0 | 0 | 547969.5883 | 0 | 321170 | 0 | 0 | 0 | 0 | 668101.3444 | 1618755.9943 | 0 | 0 | 0 | 0 | 0 | 0 | 0 | 0 | 0 | 0 | 0 | 0 | 0 | 0 | 0 | 0 | 0 | 111109.9791 | 115689.6092 | 0 | 0 | 0 | 0 | 0 | 0 | 0 | 0 | 0 | 0 | 0 | 0 | 0 | 0 | 0 | 0
2016-11-06 10:00 | 0 | 0 | 0 | 0 | 512836.3042 | 0 | 325728 | 0 | 0 | 0 | 0 | 739520.0393 | 1734445.6035 | 0 | 0 | 0 | 0 | 0 | 0 | 0 | 0 | 0 | 0 | 0 | 0 | 0 | 0 | 0 | 0 | 0 | 71418.6949 | 115689.6092 | 0 | 0 | 0 | 0 | 0 | 0 | 0 | 0 | 0 | 0 | 0 | 0 | 0 | 0 | 0 | 0
2016-11-06 11:00 | 0 | 0 | 0 | 0 | 201800.771 | 0 | 332624 | 0 | 0 | 0 | 0 | 493007.201 | 1850135.2127 | 0 | 0 | 0 | 0 | 0 | 0 | 0 | 0 | 0 | 0 | 0 | 0 | 0 | 0 | 0 | 0 | 0 | -246512.8382 | 115689.6092 | 0 | 0 | 0 | 0 | 0 | 0 | 0 | 0 | 0 | 0 | 0 | 0 | 0 | 0 | 0 | 0
2016-11-06 12:00 | 0 | 0 | 0 | 0 | 486876.1939 | 0 | 345359 | 0 | 0 | 0 | 0 | 739520.0393 | 1734445.6035 | 0 | 0 | 0 | 0 | 0 | 0 | 0 | 10693.9649 | 0 | 0 | 0 | 0 | 0 | 0 | 0 | 0 | 0 | 246512.8382 | -115689.6092 | 0 | 0 | 0 | 0 | 0 | 0 | 0 | 0 | 0 | 10693.9649 | 0 | 0 | 0 | 0 | 0 | 0
2016-11-06 13:00 | 0 | 0 | 0 | 0 | 0 | 43.0506 | 357221 | 0 | 0 | 0 | 0 | 493007.201 | 1634474.4572 | 0 | 0 | 0 | 0 | 0 | 0 | 0 | 0 | 0 | 0 | 0 | 0 | 0 | 0 | 0 | 0 | 0 | -246512.8382 | -99971.1463 | 0 | 0 | 0 | 0 | 0 | 0 | 0 | 0 | 0 | -10693.9649 | 0 | 0 | 0 | 0 | 0 | 0
2016-11-06 14:00 | 0 | 0 | 0 | 0 | 369034.2078 | 89920.107 | 367391 | 0 | 0 | 0 | 0 | 700260.1251 | 1518784.848 | 0 | 0 | 0 | 0 | 0 | 0 | 0 | 0 | 0 | 0 | 0 | 0 | 0 | 0 | 0 | 0 | 0 | 207252.9241 | -115689.6092 | 0 | 0 | 0 | 0 | 0 | 0 | 0 | 0 | 0 | 0 | 0 | 0 | 0 | 0 | 0 | 0
2016-11-06 15:00 | 0 | 0 | 0 | 0 | 0 | 441215.6458 | 373236 | 0 | 0 | 0 | 0 | 652550.1616 | 1634474.4572 | 0 | 0 | 0 | 0 | 0 | 0 | 0 | 0 | 0 | 0 | 0 | 0 | 0 | 0 | 0 | 0 | 0 | -47709.9635 | 115689.6092 | 0 | 0 | 0 | 0 | 0 | 0 | 0 | 0 | 0 | 0 | 0 | 0 | 0 | 0 | 0 | 0
2016-11-06 16:00 | 0 | 0 | 0 | 0 | 0 | 565941.945 | 377869 | 0 | 0 | 0 | 0 | 724933.4974 | 1750164.0664 | 0 | 0 | 0 | 0 | 0 | 0 | 0 | 0 | 0 | 0 | 0 | 0 | 0 | 0 | 0 | 0 | 0 | 72383.3357 | 115689.6092 | 0 | 0 | 0 | 0 | 0 | 0 | 0 | 0 | 0 | 0 | 0 | 0 | 0 | 0 | 0 | 0
2016-11-06 17:00 | 0 | 0 | 0 | 0 | 0 | 571837.4296 | 381108 | 0 | 0 | 0 | 0 | 971446.3356 | 1694380.6578 | 0 | 0 | 0 | 0 | 0 | 0 | 0 | 0 | 0 | 0 | 0 | 0 | 0 | 0 | 0 | 0 | 0 | 246512.8382 | -55783.4086 | 0 | 0 | 0 | 0 | 0 | 0 | 0 | 0 | 0 | 0 | 0 | 0 | 0 | 0 | 0 | 0
2016-11-06 18:00 | 0 | 0 | 0 | 0 | 0 | 556731.8418 | 384402 | 0 | 0 | 0 | 0 | 1028086.5682 | 1810070.267 | 0 | 0 | 0 | 0 | 0 | 0 | 0 | 0 | 0 | 0 | 0 | 0 | 0 | 0 | 0 | 0 | 0 | 56640.2326 | 115689.6092 | 0 | 0 | 0 | 0 | 0 | 0 | 0 | 0 | 0 | 0 | 0 | 0 | 0 | 0 | 0 | 0
2016-11-06 19:00 | 0 | 0 | 0 | 0 | 194725.199 | 554415.2485 | 386938 | 0 | 0 | 0 | 0 | 1274599.4065 | 1925759.8763 | 0 | 0 | 0 | 0 | 0 | 0 | 0 | 0 | 0 | 0 | 0 | 0 | 0 | 0 | 0 | 0 | 0 | 246512.8382 | 115689.6092 | 0 | 0 | 0 | 0 | 0 | 0 | 0 | 0 | 0 | 0 | 0 | 0 | 0 | 0 | 0 | 0
2016-11-06 20:00 | 0 | 0 | 0 | 0 | 0 | 570162.225 | 390845 | 0 | 0 | 0 | 0 | 1338227.0223 | 2041449.4855 | 0 | 0 | 0 | 0 | 0 | 0 | 0 | 0 | 0 | 0 | 0 | 0 | 0 | 0 | 0 | 0 | 0 | 63627.6158 | 115689.6092 | 0 | 0 | 0 | 0 | 0 | 0 | 0 | 0 | 0 | 0 | 0 | 0 | 0 | 0 | 0 | 0
2016-11-06 21:00 | 0 | 0 | 0 | 0 | 0 | 594003.8554 | 400236 | 0 | 0 | 0 | 0 | 1584739.8605 | 1988704.5027 | 0 | 0 | 0 | 0 | 0 | 0 | 0 | 0 | 0 | 0 | 0 | 0 | 0 | 0 | 0 | 0 | 0 | 246512.8382 | -52744.9828 | 0 | 0 | 0 | 0 | 0 | 0 | 0 | 0 | 0 | 0 | 0 | 0 | 0 | 0 | 0 | 0
2016-11-06 22:00 | 0 | 0 | 0 | 0 | 0 | 561592.1225 | 410590 | 0 | 0 | 0 | 0 | 1620052.3738 | 2104394.1119 | 0 | 0 | 0 | 0 | 0 | 0 | 0 | 0 | 0 | 0 | 0 | 0 | 0 | 0 | 0 | 0 | 0 | 35312.5133 | 115689.6092 | 0 | 0 | 0 | 0 | 0 | 0 | 0 | 0 | 0 | 0 | 0 | 0 | 0 | 0 | 0 | 0
2016-11-06 23:00 | 0 | 0 | 0 | 0 | 0 | 361614.7763 | 420573 | 0 | 0 | 0 | 0 | 1676783.7594 | 1988704.5027 | 0 | 0 | 0 | 0 | 0 | 0 | 0 | 0 | 0 | 0 | 0 | 0 | 0 | 0 | 0 | 0 | 0 | 56731.3856 | -115689.6092 | 0 | 0 | 0 | 0 | 0 | 0 | 0 | 0 | 0 | 0 | 0 | 0 | 0 | 0 | 0 | 0
2016-11-07 | 0 | 0 | 0 | 0 | 254902.8722 | 36826.8988 | 422553 | 0 | 0 | 0 | 0 | 1430270.9211 | 2104394.1119 | 0 | 0 | 0 | 0 | 0 | 0 | 0 | 0 | 0 | 0 | 0 | 0 | 0 | 0 | 0 | 0 | 0 | -246512.8382 | 115689.6092 | 0 | 0 | 0 | 0 | 0 | 0 | 0 | 0 | 0 | 0 | 0 | 0 | 0 | 0 | 0 | 0
2016-11-07 01:00 | 0 | 0 | 0 | 0 | 655216.7984 | 0 | 417048 | 0 | 0 | 0 | 0 | 1676783.7594 | 2096050.0721 | 0 | 0 | 0 | 0 | 0 | 0 | 0 | 0 | 0 | 0 | 0 | 0 | 0 | 0 | 0 | 0 | 0 | 246512.8382 | -8344.0398 | 0 | 0 | 0 | 0 | 0 | 0 | 0 | 0 | 0 | 0 | 0 | 0 | 0 | 0 | 0 | 0
2016-11-07 02:00 | 0 | 0 | 0 | 0 | 38900.5525 | 0 | 401103 | 0 | 0 | 0 | 0 | 1430270.9211 | 1980360.4628 | 0 | 0 | 0 | 0 | 0 | 0 | 0 | 0 | 0 | 0 | 0 | 0 | 0 | 0 | 0 | 0 | 0 | -246512.8382 | -115689.6092 | 0 | 0 | 0 | 0 | 0 | 0 | 0 | 0 | 0 | 0 | 0 | 0 | 0 | 0 | 0 | 0
2016-11-07 03:00 | 0 | 0 | 0 | 0 | 21041.5525 | 0 | 383244 | 0 | 0 | 0 | 0 | 1183758.0829 | 1864670.8536 | 0 | 0 | 0 | 0 | 0 | 0 | 0 | 0 | 0 | 0 | 0 | 0 | 0 | 0 | 0 | 0 | 0 | -246512.8382 | -115689.6092 | 0 | 0 | 0 | 0 | 0 | 0 | 0 | 0 | 0 | 0 | 0 | 0 | 0 | 0 | 0 | 0
2016-11-07 04:00 | 0 | 0 | 0 | 0 | 624268.8198 | 0 | 364444 | 0 | 0 | 0 | 0 | 1430270.9211 | 1877982.8351 | 0 | 0 | 0 | 0 | 0 | 0 | 0 | 0 | 0 | 0 | 0 | 0 | 0 | 0 | 0 | 0 | 0 | 246512.8382 | 13311.9815 | 0 | 0 | 0 | 0 | 0 | 0 | 0 | 0 | 0 | 0 | 0 | 0 | 0 | 0 | 0 | 0
2016-11-07 05:00 | 0 | 0 | 0 | 0 | 0 | 0 | 348335 | 0 | 0 | 0 | 0 | 1183758.0829 | 1776160.6734 | 0 | 0 | 0 | 0 | 0 | 0 | 0 | 0 | 0 | 0 | 0 | 0 | 0 | 0 | 0 | 0 | 0 | -246512.8382 | -101822.1618 | 0 | 0 | 0 | 0 | 0 | 0 | 0 | 0 | 0 | 0 | 0 | 0 | 0 | 0 | 0 | 0
2016-11-07 06:00 | 0 | 0 | 0 | 0 | 205357.771 | 0 | 336181 | 0 | 0 | 0 | 0 | 937245.2446 | 1891850.2826 | 0 | 0 | 0 | 0 | 0 | 0 | 0 | 0 | 0 | 0 | 0 | 0 | 0 | 0 | 0 | 0 | 0 | -246512.8382 | 115689.6092 | 0 | 0 | 0 | 0 | 0 | 0 | 0 | 0 | 0 | 0 | 0 | 0 | 0 | 0 | 0 | 0
2016-11-07 07:00 | 0 | 0 | 0 | 0 | 539286.2588 | 0 | 329397 | 0 | 0 | 0 | 0 | 1183758.0829 | 1855226.7031 | 0 | 0 | 0 | 0 | 0 | 0 | 0 | 0 | 0 | 0 | 0 | 0 | 0 | 0 | 0 | 0 | 0 | 246512.8382 | -36623.5795 | 0 | 0 | 0 | 0 | 0 | 0 | 0 | 0 | 0 | 0 | 0 | 0 | 0 | 0 | 0 | 0
2016-11-07 08:00 | 0 | 0 | 0 | 0 | 0 | 0 | 327608 | 0 | 0 | 0 | 0 | 937245.2446 | 1774131.5414 | 0 | 0 | 0 | 0 | 0 | 0 | 0 | 0 | 0 | 0 | 0 | 0 | 0 | 0 | 0 | 0 | 0 | -246512.8382 | -81095.1618 | 0 | 0 | 0 | 0 | 0 | 0 | 0 | 0 | 0 | 0 | 0 | 0 | 0 | 0 | 0 | 0
2016-11-07 09:00 | 0 | 0 | 0 | 0 | 0 | 0 | 331047 | 0 | 0 | 0 | 0 | 690732.4064 | 1689597.3796 | 0 | 0 | 0 | 0 | 0 | 0 | 0 | 0 | 0 | 0 | 0 | 0 | 0 | 0 | 0 | 0 | 0 | -246512.8382 | -84534.1618 | 0 | 0 | 0 | 0 | 0 | 0 | 0 | 0 | 0 | 0 | 0 | 0 | 0 | 0 | 0 | 0
2016-11-07 10:00 | 0 | 0 | 0 | 0 | 469506.3639 | 0 | 345633 | 0 | 0 | 0 | 0 | 698916.161 | 1805286.9889 | 0 | 0 | 0 | 0 | 0 | 0 | 0 | 0 | 0 | 0 | 0 | 0 | 0 | 0 | 0 | 0 | 0 | 8183.7547 | 115689.6092 | 0 | 0 | 0 | 0 | 0 | 0 | 0 | 0 | 0 | 0 | 0 | 0 | 0 | 0 | 0 | 0
2016-11-07 11:00 | 0 | 0 | 0 | 0 | 245652.771 | 0 | 376476 | 0 | 0 | 0 | 0 | 452403.3228 | 1920976.5981 | 0 | 0 | 0 | 0 | 0 | 0 | 0 | 0 | 0 | 0 | 0 | 0 | 0 | 0 | 0 | 0 | 0 | -246512.8382 | 115689.6092 | 0 | 0 | 0 | 0 | 0 | 0 | 0 | 0 | 0 | 0 | 0 | 0 | 0 | 0 | 0 | 0
2016-11-07 12:00 | 0 | 0 | 0 | 0 | 433335.0287 | 0 | 402683 | 0 | 0 | 0 | 0 | 598744.9607 | 1805286.9889 | 0 | 0 | 0 | 0 | 0 | 0 | 0 | 0 | 0 | 0 | 0 | 0 | 0 | 0 | 0 | 0 | 0 | 146341.6379 | -115689.6092 | 0 | 0 | 0 | 0 | 0 | 0 | 0 | 0 | 0 | 0 | 0 | 0 | 0 | 0 | 0 | 0
2016-11-07 13:00 | 0 | 0 | 0 | 0 | 52429.9161 | 103.6364 | 414736 | 0 | 0 | 0 | 0 | 352232.1225 | 1689597.3796 | 0 | 0 | 0 | 0 | 0 | 0 | 0 | 0 | 0 | 0 | 0 | 0 | 0 | 0 | 0 | 0 | 0 | -246512.8382 | -115689.6092 | 0 | 0 | 0 | 0 | 0 | 0 | 0 | 0 | 0 | 0 | 0 | 0 | 0 | 0 | 0 | 0
2016-11-07 14:00 | 0 | 0 | 0 | 0 | 274105.3681 | 197773.0235 | 421647 | 0 | 0 | 0 | 0 | 286773.9049 | 1805286.9889 | 0 | 0 | 0 | 0 | 0 | 0 | 0 | 0 | 0 | 0 | 0 | 0 | 0 | 0 | 0 | 0 | 0 | -65458.2176 | 115689.6092 | 0 | 0 | 0 | 0 | 0 | 0 | 0 | 0 | 0 | 0 | 0 | 0 | 0 | 0 | 0 | 0
2016-11-07 15:00 | 0 | 0 | 0 | 0 | 0 | 488394.888 | 426656 | 0 | 0 | 0 | 0 | 464202.4022 | 1689597.3796 | 0 | 0 | 0 | 0 | 0 | 0 | 0 | 0 | 0 | 0 | 0 | 0 | 0 | 0 | 0 | 0 | 0 | 177428.4973 | -115689.6092 | 0 | 0 | 0 | 0 | 0 | 0 | 0 | 0 | 0 | 0 | 0 | 0 | 0 | 0 | 0 | 0
2016-11-07 16:00 | 0 | 0 | 0 | 0 | 0 | 619108.4064 | 428919 | 0 | 0 | 0 | 0 | 538702.1994 | 1805286.9889 | 0 | 0 | 0 | 0 | 0 | 0 | 0 | 0 | 0 | 0 | 0 | 0 | 0 | 0 | 0 | 0 | 0 | 74499.7972 | 115689.6092 | 0 | 0 | 0 | 0 | 0 | 0 | 0 | 0 | 0 | 0 | 0 | 0 | 0 | 0 | 0 | 0
2016-11-07 17:00 | 0 | 0 | 0 | 0 | 0 | 637328.8653 | 430687 | 0 | 0 | 0 | 0 | 785215.0376 | 1765416.0159 | 0 | 0 | 0 | 0 | 0 | 0 | 0 | 0 | 0 | 0 | 0 | 0 | 0 | 0 | 0 | 0 | 0 | 246512.8382 | -39870.973 | 0 | 0 | 0 | 0 | 0 | 0 | 0 | 0 | 0 | 0 | 0 | 0 | 0 | 0 | 0 | 0
2016-11-07 18:00 | 0 | 0 | 0 | 0 | 0 | 621355.8773 | 432362 | 0 | 0 | 0 | 0 | 858519.3057 | 1881105.6251 | 0 | 0 | 0 | 0 | 0 | 0 | 0 | 0 | 0 | 0 | 0 | 0 | 0 | 0 | 0 | 0 | 0 | 73304.2681 | 115689.6092 | 0 | 0 | 0 | 0 | 0 | 0 | 0 | 0 | 0 | 0 | 0 | 0 | 0 | 0 | 0 | 0
2016-11-07 19:00 | 0 | 0 | 0 | 0 | 186275.1115 | 609895.336 | 433968 | 0 | 0 | 0 | 0 | 1105032.1439 | 1996795.2343 | 0 | 0 | 0 | 0 | 0 | 0 | 0 | 0 | 0 | 0 | 0 | 0 | 0 | 0 | 0 | 0 | 0 | 246512.8382 | 115689.6092 | 0 | 0 | 0 | 0 | 0 | 0 | 0 | 0 | 0 | 0 | 0 | 0 | 0 | 0 | 0 | 0
2016-11-07 20:00 | 0 | 0 | 0 | 0 | 0 | 625077.0845 | 434391 | 0 | 0 | 0 | 0 | 1180028.6192 | 2112484.8436 | 0 | 0 | 0 | 0 | 0 | 0 | 0 | 0 | 0 | 0 | 0 | 0 | 0 | 0 | 0 | 0 | 0 | 74996.4752 | 115689.6092 | 0 | 0 | 0 | 0 | 0 | 0 | 0 | 0 | 0 | 0 | 0 | 0 | 0 | 0 | 0 | 0
2016-11-07 21:00 | 0 | 0 | 0 | 0 | 0 | 650338.053 | 437060 | 0 | 0 | 0 | 0 | 1426541.4574 | 2079250.0583 | 0 | 0 | 0 | 0 | 0 | 0 | 0 | 0 | 0 | 0 | 0 | 0 | 0 | 0 | 0 | 0 | 0 | 246512.8382 | -33234.7853 | 0 | 0 | 0 | 0 | 0 | 0 | 0 | 0 | 0 | 0 | 0 | 0 | 0 | 0 | 0 | 0
2016-11-07 22:00 | 0 | 0 | 0 | 0 | 0 | 615590.9241 | 448643 | 0 | 0 | 0 | 0 | 1477799.7723 | 2194939.6675 | 0 | 0 | 0 | 0 | 0 | 0 | 0 | 0 | 0 | 0 | 0 | 0 | 0 | 0 | 0 | 0 | 0 | 51258.3149 | 115689.6092 | 0 | 0 | 0 | 0 | 0 | 0 | 0 | 0 | 0 | 0 | 0 | 0 | 0 | 0 | 0 | 0
2016-11-07 23:00 | 0 | 0 | 0 | 0 | 201525.8042 | 390009.4248 | 460712 | 0 | 0 | 0 | 0 | 1724312.6106 | 2079250.0583 | 0 | 0 | 0 | 0 | 0 | 0 | 0 | 0 | 0 | 0 | 0 | 0 | 0 | 0 | 0 | 0 | 0 | 246512.8382 | -115689.6092 | 0 | 0 | 0 | 0 | 0 | 0 | 0 | 0 | 0 | 0 | 0 | 0 | 0 | 0 | 0 | 0
2016-11-08 | 0 | 0 | 0 | 0 | 428526.4 | 37298.6797 | 460750 | 0 | 0 | 0 | 0 | 1613698.0811 | 2194939.6675 | 0 | 0 | 0 | 0 | 0 | 0 | 0 | 0 | 0 | 0 | 0 | 0 | 0 | 0 | 0 | 0 | 0 | -110614.5295 | 115689.6092 | 0 | 0 | 0 | 0 | 0 | 0 | 0 | 0 | 0 | 0 | 0 | 0 | 0 | 0 | 0 | 0
2016-11-08 01:00 | 0 | 0 | 0 | 0 | 323418.771 | 0 | 454242 | 0 | 0 | 0 | 0 | 1367185.2429 | 2310629.2768 | 0 | 0 | 0 | 0 | 0 | 0 | 0 | 0 | 0 | 0 | 0 | 0 | 0 | 0 | 0 | 0 | 0 | -246512.8382 | 115689.6092 | 0 | 0 | 0 | 0 | 0 | 0 | 0 | 0 | 0 | 0 | 0 | 0 | 0 | 0 | 0 | 0
2016-11-08 02:00 | 0 | 0 | 0 | 0 | 420221.6681 | 0 | 437320 | 0 | 0 | 0 | 0 | 1465776.5202 | 2194939.6675 | 0 | 0 | 0 | 0 | 0 | 0 | 0 | 0 | 0 | 0 | 0 | 0 | 0 | 0 | 0 | 0 | 0 | 98591.2774 | -115689.6092 | 0 | 0 | 0 | 0 | 0 | 0 | 0 | 0 | 0 | 0 | 0 | 0 | 0 | 0 | 0 | 0
2016-11-08 03:00 | 0 | 0 | 0 | 0 | 52348.5525 | 0 | 414551 | 0 | 0 | 0 | 0 | 1219263.682 | 2079250.0583 | 0 | 0 | 0 | 0 | 0 | 0 | 0 | 0 | 0 | 0 | 0 | 0 | 0 | 0 | 0 | 0 | 0 | -246512.8382 | -115689.6092 | 0 | 0 | 0 | 0 | 0 | 0 | 0 | 0 | 0 | 0 | 0 | 0 | 0 | 0 | 0 | 0
2016-11-08 04:00 | 0 | 0 | 0 | 0 | 399340.3074 | 0 | 390965 | 0 | 0 | 0 | 0 | 1343328.5986 | 1963560.4491 | 0 | 0 | 0 | 0 | 0 | 0 | 0 | 0 | 0 | 0 | 0 | 0 | 0 | 0 | 0 | 0 | 0 | 124064.9166 | -115689.6092 | 0 | 0 | 0 | 0 | 0 | 0 | 0 | 0 | 0 | 0 | 0 | 0 | 0 | 0 | 0 | 0
2016-11-08 05:00 | 0 | 0 | 0 | 0 | 7887.5525 | 0 | 370090 | 0 | 0 | 0 | 0 | 1096815.7603 | 1847870.8398 | 0 | 0 | 0 | 0 | 0 | 0 | 0 | 0 | 0 | 0 | 0 | 0 | 0 | 0 | 0 | 0 | 0 | -246512.8382 | -115689.6092 | 0 | 0 | 0 | 0 | 0 | 0 | 0 | 0 | 0 | 0 | 0 | 0 | 0 | 0 | 0 | 0
2016-11-08 06:00 | 0 | 0 | 0 | 0 | 400313.4677 | 0 | 355713 | 0 | 0 | 0 | 0 | 1025726.6188 | 1963560.4491 | 0 | 0 | 0 | 0 | 0 | 0 | 0 | 0 | 0 | 0 | 0 | 0 | 0 | 0 | 0 | 0 | 0 | -71089.1415 | 115689.6092 | 0 | 0 | 0 | 0 | 0 | 0 | 0 | 0 | 0 | 0 | 0 | 0 | 0 | 0 | 0 | 0
2016-11-08 07:00 | 0 | 0 | 0 | 0 | 0 | 0 | 346507 | 0 | 0 | 0 | 0 | 794909.228 | 1847870.8398 | 0 | 0 | 0 | 0 | 0 | 0 | 0 | 0 | 0 | 0 | 0 | 0 | 0 | 0 | 0 | 0 | 0 | -230817.3908 | -115689.6092 | 0 | 0 | 0 | 0 | 0 | 0 | 0 | 0 | 0 | 0 | 0 | 0 | 0 | 0 | 0 | 0
2016-11-08 08:00 | 0 | 0 | 0 | 0 | 409865.672 | 0 | 342579 | 0 | 0 | 0 | 0 | 977885.5093 | 1732181.2306 | 0 | 0 | 0 | 0 | 0 | 0 | 0 | 0 | 0 | 0 | 0 | 0 | 0 | 0 | 0 | 0 | 0 | 182976.2812 | -115689.6092 | 0 | 0 | 0 | 0 | 0 | 0 | 0 | 0 | 0 | 0 | 0 | 0 | 0 | 0 | 0 | 0
2016-11-08 09:00 | 0 | 0 | 0 | 0 | 212906.771 | 0 | 343730 | 0 | 0 | 0 | 0 | 731372.671 | 1847870.8398 | 0 | 0 | 0 | 0 | 0 | 0 | 0 | 0 | 0 | 0 | 0 | 0 | 0 | 0 | 0 | 0 | 0 | -246512.8382 | 115689.6092 | 0 | 0 | 0 | 0 | 0 | 0 | 0 | 0 | 0 | 0 | 0 | 0 | 0 | 0 | 0 | 0
2016-11-08 10:00 | 0 | 0 | 0 | 0 | 419782.6435 | 0 | 356009 | 0 | 0 | 0 | 0 | 910835.9237 | 1732181.2306 | 0 | 0 | 0 | 0 | 0 | 0 | 0 | 0 | 0 | 0 | 0 | 0 | 0 | 0 | 0 | 0 | 0 | 179463.2527 | -115689.6092 | 0 | 0 | 0 | 0 | 0 | 0 | 0 | 0 | 0 | 0 | 0 | 0 | 0 | 0 | 0 | 0
2016-11-08 11:00 | 0 | 0 | 0 | 0 | 20757.5525 | 0 | 382960 | 0 | 0 | 0 | 0 | 664323.0855 | 1616491.6214 | 0 | 0 | 0 | 0 | 0 | 0 | 0 | 0 | 0 | 0 | 0 | 0 | 0 | 0 | 0 | 0 | 0 | -246512.8382 | -115689.6092 | 0 | 0 | 0 | 0 | 0 | 0 | 0 | 0 | 0 | 0 | 0 | 0 | 0 | 0 | 0 | 0
2016-11-08 12:00 | 0 | 0 | 0 | 0 | 419896.7075 | 0 | 407432 | 0 | 0 | 0 | 0 | 792477.4022 | 1500802.0122 | 0 | 0 | 0 | 0 | 0 | 0 | 0 | 0 | 0 | 0 | 0 | 0 | 0 | 0 | 0 | 0 | 0 | 128154.3167 | -115689.6092 | 0 | 0 | 0 | 0 | 0 | 0 | 0 | 0 | 0 | 0 | 0 | 0 | 0 | 0 | 0 | 0
2016-11-08 13:00 | 0 | 0 | 0 | 0 | 286936.4051 | 64.3659 | 417824 | 0 | 0 | 0 | 0 | 545964.5639 | 1616491.6214 | 0 | 0 | 0 | 0 | 0 | 0 | 0 | 0 | 0 | 0 | 0 | 0 | 0 | 0 | 0 | 0 | 0 | -246512.8382 | 115689.6092 | 0 | 0 | 0 | 0 | 0 | 0 | 0 | 0 | 0 | 0 | 0 | 0 | 0 | 0 | 0 | 0
2016-11-08 14:00 | 0 | 0 | 0 | 0 | 317576.1686 | 208121.8411 | 423057 | 0 | 0 | 0 | 0 | 532915.9644 | 1732181.2306 | 0 | 0 | 0 | 0 | 0 | 0 | 0 | 0 | 0 | 0 | 0 | 0 | 0 | 0 | 0 | 0 | 0 | -13048.5995 | 115689.6092 | 0 | 0 | 0 | 0 | 0 | 0 | 0 | 0 | 0 | 0 | 0 | 0 | 0 | 0 | 0 | 0
2016-11-08 15:00 | 0 | 0 | 0 | 0 | 0 | 571811.236 | 425691 | 0 | 0 | 0 | 0 | 563346.5912 | 1847870.8398 | 0 | 0 | 0 | 0 | 0 | 0 | 0 | 0 | 0 | 0 | 0 | 0 | 0 | 0 | 0 | 0 | 0 | 30430.6267 | 115689.6092 | 0 | 0 | 0 | 0 | 0 | 0 | 0 | 0 | 0 | 0 | 0 | 0 | 0 | 0 | 0 | 0
2016-11-08 16:00 | 0 | 0 | 0 | 0 | 103190.9491 | 685459.4983 | 426448 | 0 | 0 | 0 | 0 | 809859.4294 | 1963560.4491 | 0 | 0 | 0 | 0 | 0 | 0 | 0 | 0 | 0 | 0 | 0 | 0 | 0 | 0 | 0 | 0 | 0 | 246512.8382 | 115689.6092 | 0 | 0 | 0 | 0 | 0 | 0 | 0 | 0 | 0 | 0 | 0 | 0 | 0 | 0 | 0 | 0
2016-11-08 17:00 | 0 | 0 | 0 | 0 | 0 | 671229.6352 | 426886 | 0 | 0 | 0 | 0 | 938513.4554 | 2079250.0583 | 0 | 0 | 0 | 0 | 0 | 0 | 0 | 0 | 0 | 0 | 0 | 0 | 0 | 0 | 0 | 0 | 0 | 128654.026 | 115689.6092 | 0 | 0 | 0 | 0 | 0 | 0 | 0 | 0 | 0 | 0 | 0 | 0 | 0 | 0 | 0 | 0
2016-11-08 18:00 | 0 | 0 | 0 | 0 | 0 | 632480.35 | 428327 | 0 | 0 | 0 | 0 | 1185026.2936 | 2036890.5701 | 0 | 0 | 0 | 0 | 0 | 0 | 0 | 0 | 0 | 0 | 0 | 0 | 0 | 0 | 0 | 0 | 0 | 246512.8382 | -42359.4882 | 0 | 0 | 0 | 0 | 0 | 0 | 0 | 0 | 0 | 0 | 0 | 0 | 0 | 0 | 0 | 0
2016-11-08 19:00 | 0 | 0 | 0 | 0 | 0 | 615923.3167 | 429072 | 0 | 0 | 0 | 0 | 1256188.0011 | 2152580.1793 | 0 | 0 | 0 | 0 | 0 | 0 | 0 | 0 | 0 | 0 | 0 | 0 | 0 | 0 | 0 | 0 | 0 | 71161.7075 | 115689.6092 | 0 | 0 | 0 | 0 | 0 | 0 | 0 | 0 | 0 | 0 | 0 | 0 | 0 | 0 | 0 | 0
2016-11-08 20:00 | 0 | 0 | 0 | 0 | 0 | 628867.9527 | 429520 | 0 | 0 | 0 | 0 | 1502700.8393 | 2105415.2938 | 0 | 0 | 0 | 0 | 0 | 0 | 0 | 0 | 0 | 0 | 0 | 0 | 0 | 0 | 0 | 0 | 0 | 246512.8382 | -47164.8855 | 0 | 0 | 0 | 0 | 0 | 0 | 0 | 0 | 0 | 0 | 0 | 0 | 0 | 0 | 0 | 0
2016-11-08 21:00 | 0 | 0 | 0 | 0 | 0 | 664092.4276 | 432640 | 0 | 0 | 0 | 0 | 1618463.6577 | 2221104.903 | 0 | 0 | 0 | 0 | 0 | 0 | 0 | 0 | 0 | 0 | 0 | 0 | 0 | 0 | 0 | 0 | 0 | 115762.8183 | 115689.6092 | 0 | 0 | 0 | 0 | 0 | 0 | 0 | 0 | 0 | 0 | 0 | 0 | 0 | 0 | 0 | 0
2016-11-08 22:00 | 0 | 0 | 0 | 0 | 0 | 645985.6927 | 445778 | 0 | 0 | 0 | 0 | 1864976.4959 | 2174799.7574 | 0 | 0 | 0 | 0 | 0 | 0 | 0 | 0 | 0 | 0 | 0 | 0 | 0 | 0 | 0 | 0 | 0 | 246512.8382 | -46305.1456 | 0 | 0 | 0 | 0 | 0 | 0 | 0 | 0 | 0 | 0 | 0 | 0 | 0 | 0 | 0 | 0
2016-11-08 23:00 | 0 | 0 | 0 | 0 | 0 | 397618.5772 | 457394 | 0 | 0 | 0 | 0 | 1689511.4639 | 2290489.3667 | 0 | 0 | 0 | 0 | 0 | 0 | 0 | 0 | 0 | 0 | 0 | 0 | 0 | 0 | 0 | 0 | 0 | -175465.0321 | 115689.6092 | 0 | 0 | 0 | 0 | 0 | 0 | 0 | 0 | 0 | 0 | 0 | 0 | 0 | 0 | 0 | 0
2016-11-09 | 0 | 0 | 0 | 0 | 488294.1623 | 38463.8703 | 457668 | 0 | 0 | 0 | 0 | 1874291.1056 | 2174799.7574 | 0 | 0 | 0 | 0 | 0 | 0 | 0 | 0 | 0 | 0 | 0 | 0 | 0 | 0 | 0 | 0 | 0 | 184779.6418 | -115689.6092 | 0 | 0 | 0 | 0 | 0 | 0 | 0 | 0 | 0 | 0 | 0 | 0 | 0 | 0 | 0 | 0
2016-11-09 01:00 | 0 | 0 | 0 | 0 | 88832.5525 | 0 | 451035 | 0 | 0 | 0 | 0 | 1627778.2674 | 2059110.1482 | 0 | 0 | 0 | 0 | 0 | 0 | 0 | 0 | 0 | 0 | 0 | 0 | 0 | 0 | 0 | 0 | 0 | -246512.8382 | -115689.6092 | 0 | 0 | 0 | 0 | 0 | 0 | 0 | 0 | 0 | 0 | 0 | 0 | 0 | 0 | 0 | 0
2016-11-09 02:00 | 0 | 0 | 0 | 0 | 72040.5525 | 0 | 434243 | 0 | 0 | 0 | 0 | 1381265.4292 | 1943420.539 | 0 | 0 | 0 | 0 | 0 | 0 | 0 | 0 | 0 | 0 | 0 | 0 | 0 | 0 | 0 | 0 | 0 | -246512.8382 | -115689.6092 | 0 | 0 | 0 | 0 | 0 | 0 | 0 | 0 | 0 | 0 | 0 | 0 | 0 | 0 | 0 | 0
2016-11-09 03:00 | 0 | 0 | 0 | 0 | 520544.7942 | 0 | 410461 | 0 | 0 | 0 | 0 | 1375659.6141 | 2059110.1482 | 0 | 0 | 0 | 0 | 0 | 0 | 0 | 0 | 0 | 0 | 0 | 0 | 0 | 0 | 0 | 0 | 0 | -5605.8151 | 115689.6092 | 0 | 0 | 0 | 0 | 0 | 0 | 0 | 0 | 0 | 0 | 0 | 0 | 0 | 0 | 0 | 0
2016-11-09 04:00 | 0 | 0 | 0 | 0 | 257232.771 | 0 | 388056 | 0 | 0 | 0 | 0 | 1129146.7759 | 2174799.7574 | 0 | 0 | 0 | 0 | 0 | 0 | 0 | 0 | 0 | 0 | 0 | 0 | 0 | 0 | 0 | 0 | 0 | -246512.8382 | 115689.6092 | 0 | 0 | 0 | 0 | 0 | 0 | 0 | 0 | 0 | 0 | 0 | 0 | 0 | 0 | 0 | 0
2016-11-09 05:00 | 0 | 0 | 0 | 0 | 485496.6126 | 0 | 371470 | 0 | 0 | 0 | 0 | 1358862.9977 | 2059110.1482 | 0 | 0 | 0 | 0 | 0 | 0 | 0 | 0 | 0 | 0 | 0 | 0 | 0 | 0 | 0 | 0 | 0 | 229716.2219 | -115689.6092 | 0 | 0 | 0 | 0 | 0 | 0 | 0 | 0 | 0 | 0 | 0 | 0 | 0 | 0 | 0 | 0
2016-11-09 06:00 | 0 | 0 | 0 | 0 | 0 | 0 | 356814 | 0 | 0 | 0 | 0 | 1112350.1595 | 1948808.9864 | 0 | 0 | 0 | 0 | 0 | 0 | 0 | 0 | 0 | 0 | 0 | 0 | 0 | 0 | 0 | 0 | 0 | -246512.8382 | -110301.1618 | 0 | 0 | 0 | 0 | 0 | 0 | 0 | 0 | 0 | 0 | 0 | 0 | 0 | 0 | 0 | 0
2016-11-09 07:00 | 0 | 0 | 0 | 0 | 466026.0833 | 0 | 345056 | 0 | 0 | 0 | 0 | 1086836.9182 | 2064498.5957 | 0 | 0 | 0 | 0 | 0 | 0 | 0 | 30793.7153 | 0 | 0 | 0 | 0 | 0 | 0 | 0 | 0 | 0 | -25513.2413 | 115689.6092 | 0 | 0 | 0 | 0 | 0 | 0 | 0 | 0 | 0 | 30793.7153 | 0 | 0 | 0 | 0 | 0 | 0
2016-11-09 08:00 | 0 | 0 | 0 | 0 | 0 | 0 | 338487 | 0 | 0 | 0 | 0 | 840324.08 | 2003318.1492 | 0 | 0 | 0 | 0 | 0 | 0 | 0 | 0 | 0 | 0 | 0 | 0 | 0 | 0 | 0 | 0 | 0 | -246512.8382 | -61180.4464 | 0 | 0 | 0 | 0 | 0 | 0 | 0 | 0 | 0 | -30793.7153 | 0 | 0 | 0 | 0 | 0 | 0
2016-11-09 09:00 | 0 | 0 | 0 | 0 | 446237.9158 | 0 | 338307 | 0 | 0 | 0 | 0 | 1063944.605 | 1887628.54 | 0 | 0 | 0 | 0 | 0 | 0 | 0 | 0 | 0 | 0 | 0 | 0 | 0 | 0 | 0 | 0 | 0 | 223620.525 | -115689.6092 | 0 | 0 | 0 | 0 | 0 | 0 | 0 | 0 | 0 | 0 | 0 | 0 | 0 | 0 | 0 | 0
2016-11-09 10:00 | 0 | 0 | 0 | 0 | 0 | 0 | 348602 | 0 | 0 | 0 | 0 | 817431.7668 | 1785539.3782 | 0 | 0 | 0 | 0 | 0 | 0 | 0 | 0 | 0 | 0 | 0 | 0 | 0 | 0 | 0 | 0 | 0 | -246512.8382 | -102089.1618 | 0 | 0 | 0 | 0 | 0 | 0 | 0 | 0 | 0 | 0 | 0 | 0 | 0 | 0 | 0 | 0
2016-11-09 11:00 | 0 | 0 | 0 | 0 | 440993.6691 | 0 | 375832 | 0 | 0 | 0 | 0 | 766903.8266 | 1901228.9875 | 0 | 0 | 0 | 0 | 0 | 0 | 0 | 0 | 0 | 0 | 0 | 0 | 0 | 0 | 0 | 0 | 0 | -50527.9401 | 115689.6092 | 0 | 0 | 0 | 0 | 0 | 0 | 0 | 0 | 0 | 0 | 0 | 0 | 0 | 0 | 0 | 0
2016-11-09 12:00 | 0 | 0 | 0 | 0 | 38566.5525 | 0 | 400769 | 0 | 0 | 0 | 0 | 520390.9884 | 1785539.3782 | 0 | 0 | 0 | 0 | 0 | 0 | 0 | 0 | 0 | 0 | 0 | 0 | 0 | 0 | 0 | 0 | 0 | -246512.8382 | -115689.6092 | 0 | 0 | 0 | 0 | 0 | 0 | 0 | 0 | 0 | 0 | 0 | 0 | 0 | 0 | 0 | 0
2016-11-09 13:00 | 0 | 0 | 0 | 0 | 437349.6768 | 20.6853 | 413065 | 0 | 0 | 0 | 0 | 660385.9597 | 1669849.769 | 0 | 0 | 0 | 0 | 0 | 0 | 0 | 0 | 0 | 0 | 0 | 0 | 0 | 0 | 0 | 0 | 0 | 139994.9713 | -115689.6092 | 0 | 0 | 0 | 0 | 0 | 0 | 0 | 0 | 0 | 0 | 0 | 0 | 0 | 0 | 0 | 0
2016-11-09 14:00 | 0 | 0 | 0 | 0 | 0 | 219098.8014 | 421908 | 0 | 0 | 0 | 0 | 413873.1215 | 1707768.0055 | 0 | 0 | 0 | 0 | 0 | 0 | 0 | 5785.4032 | 0 | 0 | 0 | 0 | 0 | 0 | 0 | 0 | 0 | -246512.8382 | 37918.2365 | 0 | 0 | 0 | 0 | 0 | 0 | 0 | 0 | 0 | 5785.4032 | 0 | 0 | 0 | 0 | 0 | 0
2016-11-09 15:00 | 0 | 0 | 0 | 0 | 187892.9719 | 574058.1892 | 426417 | 0 | 0 | 0 | 0 | 660385.9597 | 1765995.613 | 0 | 0 | 0 | 0 | 0 | 0 | 0 | 36579.1185 | 0 | 0 | 0 | 0 | 0 | 0 | 0 | 0 | 0 | 246512.8382 | 58227.6075 | 0 | 0 | 0 | 0 | 0 | 0 | 0 | 0 | 0 | 30793.7153 | 0 | 0 | 0 | 0 | 0 | 0
2016-11-09 16:00 | 0 | 0 | 0 | 0 | 120506.3298 | 668616.1177 | 426920 | 0 | 0 | 0 | 0 | 906898.798 | 1881685.2222 | 0 | 0 | 0 | 0 | 0 | 0 | 0 | 36579.1185 | 0 | 0 | 0 | 0 | 0 | 0 | 0 | 0 | 0 | 246512.8382 | 115689.6092 | 0 | 0 | 0 | 0 | 0 | 0 | 0 | 0 | 0 | 0 | 0 | 0 | 0 | 0 | 0 | 0
2016-11-09 17:00 | 0 | 0 | 0 | 0 | 0 | 657732.5509 | 428995 | 0 | 0 | 0 | 0 | 1019946.7396 | 1997374.8315 | 0 | 0 | 0 | 0 | 0 | 0 | 0 | 36579.1185 | 0 | 0 | 0 | 0 | 0 | 0 | 0 | 0 | 0 | 113047.9417 | 115689.6092 | 0 | 0 | 0 | 0 | 0 | 0 | 0 | 0 | 0 | 0 | 0 | 0 | 0 | 0 | 0 | 0
2016-11-09 18:00 | 0 | 0 | 0 | 0 | 139833.849 | 622036.8831 | 430462 | 0 | 0 | 0 | 0 | 1266459.5779 | 2113064.4407 | 0 | 0 | 0 | 0 | 0 | 0 | 0 | 5785.4032 | 0 | 0 | 0 | 0 | 0 | 0 | 0 | 0 | 0 | 246512.8382 | 115689.6092 | 0 | 0 | 0 | 0 | 0 | 0 | 0 | 0 | 0 | -30793.7153 | 0 | 0 | 0 | 0 | 0 | 0
2016-11-09 19:00 | 0 | 0 | 0 | 0 | 0 | 602532.1768 | 430710 | 0 | 0 | 0 | 0 | 1512972.4161 | 2044159.1824 | 0 | 0 | 0 | 0 | 0 | 0 | 0 | 0 | 0 | 0 | 0 | 0 | 0 | 0 | 0 | 0 | 0 | 246512.8382 | -68905.2583 | 0 | 0 | 0 | 0 | 0 | 0 | 0 | 0 | 0 | -5785.4032 | 0 | 0 | 0 | 0 | 0 | 0
2016-11-09 20:00 | 0 | 0 | 0 | 0 | 0 | 610396.6328 | 430888 | 0 | 0 | 0 | 0 | 1576791.4397 | 2159848.7917 | 0 | 0 | 0 | 0 | 0 | 0 | 0 | 0 | 0 | 0 | 0 | 0 | 0 | 0 | 0 | 0 | 0 | 63819.0236 | 115689.6092 | 0 | 0 | 0 | 0 | 0 | 0 | 0 | 0 | 0 | 0 | 0 | 0 | 0 | 0 | 0 | 0
2016-11-09 21:00 | 0 | 0 | 0 | 0 | 0 | 634500.435 | 435479 | 0 | 0 | 0 | 0 | 1660123.2655 | 2275538.4009 | 0 | 0 | 0 | 0 | 0 | 0 | 0 | 0 | 0 | 0 | 0 | 0 | 0 | 0 | 0 | 0 | 0 | 83331.8258 | 115689.6092 | 0 | 0 | 0 | 0 | 0 | 0 | 0 | 0 | 0 | 0 | 0 | 0 | 0 | 0 | 0 | 0
2016-11-09 22:00 | 0 | 0 | 0 | 0 | 0 | 599748.0981 | 446668 | 0 | 0 | 0 | 0 | 1906636.1037 | 2182105.6607 | 0 | 0 | 0 | 0 | 0 | 0 | 0 | 0 | 0 | 0 | 0 | 0 | 0 | 0 | 0 | 0 | 0 | 246512.8382 | -93432.7401 | 0 | 0 | 0 | 0 | 0 | 0 | 0 | 0 | 0 | 0 | 0 | 0 | 0 | 0 | 0 | 0
2016-11-09 23:00 | 0 | 0 | 0 | 0 | 0 | 371482.3554 | 458996 | 0 | 0 | 0 | 0 | 1703432.8499 | 2297795.27 | 0 | 0 | 0 | 0 | 0 | 0 | 0 | 0 | 0 | 0 | 0 | 0 | 0 | 0 | 0 | 0 | 0 | -203203.2538 | 115689.6092 | 0 | 0 | 0 | 0 | 0 | 0 | 0 | 0 | 0 | 0 | 0 | 0 | 0 | 0 | 0 | 0
2016-11-10 | 0 | 0 | 0 | 0 | 499002.9655 | 33935.1873 | 459987 | 0 | 0 | 0 | 0 | 1892073.612 | 2182105.6607 | 0 | 0 | 0 | 0 | 0 | 0 | 0 | 0 | 0 | 0 | 0 | 0 | 0 | 0 | 0 | 0 | 0 | 188640.7621 | -115689.6092 | 0 | 0 | 0 | 0 | 0 | 0 | 0 | 0 | 0 | 0 | 0 | 0 | 0 | 0 | 0 | 0
2016-11-10 01:00 | 0 | 0 | 0 | 0 | 91807.5525 | 0 | 454010 | 0 | 0 | 0 | 0 | 1645560.7738 | 2066416.0515 | 0 | 0 | 0 | 0 | 0 | 0 | 0 | 0 | 0 | 0 | 0 | 0 | 0 | 0 | 0 | 0 | 0 | -246512.8382 | -115689.6092 | 0 | 0 | 0 | 0 | 0 | 0 | 0 | 0 | 0 | 0 | 0 | 0 | 0 | 0 | 0 | 0
2016-11-10 02:00 | 0 | 0 | 0 | 0 | 306943.771 | 0 | 437767 | 0 | 0 | 0 | 0 | 1399047.9355 | 2182105.6607 | 0 | 0 | 0 | 0 | 0 | 0 | 0 | 0 | 0 | 0 | 0 | 0 | 0 | 0 | 0 | 0 | 0 | -246512.8382 | 115689.6092 | 0 | 0 | 0 | 0 | 0 | 0 | 0 | 0 | 0 | 0 | 0 | 0 | 0 | 0 | 0 | 0
2016-11-10 03:00 | 0 | 0 | 0 | 0 | 646582.4026 | 0 | 415539 | 0 | 0 | 0 | 0 | 1514401.7289 | 2297795.27 | 0 | 0 | 0 | 0 | 0 | 0 | 0 | 0 | 0 | 0 | 0 | 0 | 0 | 0 | 0 | 0 | 0 | 115353.7934 | 115689.6092 | 0 | 0 | 0 | 0 | 0 | 0 | 0 | 0 | 0 | 0 | 0 | 0 | 0 | 0 | 0 | 0
2016-11-10 04:00 | 0 | 0 | 0 | 0 | 30196.5525 | 0 | 392399 | 0 | 0 | 0 | 0 | 1267888.8906 | 2182105.6607 | 0 | 0 | 0 | 0 | 0 | 0 | 0 | 0 | 0 | 0 | 0 | 0 | 0 | 0 | 0 | 0 | 0 | -246512.8382 | -115689.6092 | 0 | 0 | 0 | 0 | 0 | 0 | 0 | 0 | 0 | 0 | 0 | 0 | 0 | 0 | 0 | 0
2016-11-10 05:00 | 0 | 0 | 0 | 0 | 10459.5525 | 0 | 372662 | 0 | 0 | 0 | 0 | 1021376.0524 | 2066416.0515 | 0 | 0 | 0 | 0 | 0 | 0 | 0 | 0 | 0 | 0 | 0 | 0 | 0 | 0 | 0 | 0 | 0 | -246512.8382 | -115689.6092 | 0 | 0 | 0 | 0 | 0 | 0 | 0 | 0 | 0 | 0 | 0 | 0 | 0 | 0 | 0 | 0
2016-11-10 06:00 | 0 | 0 | 0 | 0 | 701425.5205 | 0 | 358277 | 0 | 0 | 0 | 0 | 1267888.8906 | 2163051.7338 | 0 | 0 | 0 | 0 | 0 | 0 | 0 | 0 | 0 | 0 | 0 | 0 | 0 | 0 | 0 | 0 | 0 | 246512.8382 | 96635.6823 | 0 | 0 | 0 | 0 | 0 | 0 | 0 | 0 | 0 | 0 | 0 | 0 | 0 | 0 | 0 | 0
2016-11-10 07:00 | 0 | 0 | 0 | 0 | 0 | 0 | 349674 | 0 | 0 | 0 | 0 | 1021376.0524 | 2059890.572 | 0 | 0 | 0 | 0 | 0 | 0 | 0 | 0 | 0 | 0 | 0 | 0 | 0 | 0 | 0 | 0 | 0 | -246512.8382 | -103161.1618 | 0 | 0 | 0 | 0 | 0 | 0 | 0 | 0 | 0 | 0 | 0 | 0 | 0 | 0 | 0 | 0
2016-11-10 08:00 | 0 | 0 | 0 | 0 | 0 | 0 | 345853 | 0 | 0 | 0 | 0 | 774863.2142 | 1960550.4103 | 0 | 0 | 0 | 0 | 0 | 0 | 0 | 0 | 0 | 0 | 0 | 0 | 0 | 0 | 0 | 0 | 0 | -246512.8382 | -99340.1618 | 0 | 0 | 0 | 0 | 0 | 0 | 0 | 0 | 0 | 0 | 0 | 0 | 0 | 0 | 0 | 0
2016-11-10 09:00 | 0 | 0 | 0 | 0 | 649464.9089 | 0 | 348169 | 0 | 0 | 0 | 0 | 1021376.0524 | 2015333.481 | 0 | 0 | 0 | 0 | 0 | 0 | 0 | 0 | 0 | 0 | 0 | 0 | 0 | 0 | 0 | 0 | 0 | 246512.8382 | 54783.0707 | 0 | 0 | 0 | 0 | 0 | 0 | 0 | 0 | 0 | 0 | 0 | 0 | 0 | 0 | 0 | 0
2016-11-10 10:00 | 0 | 0 | 0 | 0 | 0 | 0 | 360076 | 0 | 0 | 0 | 0 | 774863.2142 | 1901770.3192 | 0 | 0 | 0 | 0 | 0 | 0 | 0 | 0 | 0 | 0 | 0 | 0 | 0 | 0 | 0 | 0 | 0 | -246512.8382 | -113563.1618 | 0 | 0 | 0 | 0 | 0 | 0 | 0 | 0 | 0 | 0 | 0 | 0 | 0 | 0 | 0 | 0
2016-11-10 11:00 | 0 | 0 | 0 | 0 | 259109.771 | 0 | 389933 | 0 | 0 | 0 | 0 | 528350.3759 | 2017459.9285 | 0 | 0 | 0 | 0 | 0 | 0 | 0 | 0 | 0 | 0 | 0 | 0 | 0 | 0 | 0 | 0 | 0 | -246512.8382 | 115689.6092 | 0 | 0 | 0 | 0 | 0 | 0 | 0 | 0 | 0 | 0 | 0 | 0 | 0 | 0 | 0 | 0
2016-11-10 12:00 | 0 | 0 | 0 | 0 | 586235.0549 | 0 | 414297 | 0 | 0 | 0 | 0 | 774863.2142 | 1942885.1452 | 0 | 0 | 0 | 0 | 0 | 0 | 0 | 0 | 0 | 0 | 0 | 0 | 0 | 0 | 0 | 0 | 0 | 246512.8382 | -74574.7833 | 0 | 0 | 0 | 0 | 0 | 0 | 0 | 0 | 0 | 0 | 0 | 0 | 0 | 0 | 0 | 0
2016-11-10 13:00 | 0 | 0 | 0 | 0 | 60550.1422 | 25.4103 | 422778 | 0 | 0 | 0 | 0 | 528350.3759 | 1827195.5359 | 0 | 0 | 0 | 0 | 0 | 0 | 0 | 0 | 0 | 0 | 0 | 0 | 0 | 0 | 0 | 0 | 0 | -246512.8382 | -115689.6092 | 0 | 0 | 0 | 0 | 0 | 0 | 0 | 0 | 0 | 0 | 0 | 0 | 0 | 0 | 0 | 0
2016-11-10 14:00 | 0 | 0 | 0 | 0 | 378089.284 | 169669.5283 | 424861 | 0 | 0 | 0 | 0 | 535558.579 | 1942885.1452 | 0 | 0 | 0 | 0 | 0 | 0 | 0 | 0 | 0 | 0 | 0 | 0 | 0 | 0 | 0 | 0 | 0 | 7208.2031 | 115689.6092 | 0 | 0 | 0 | 0 | 0 | 0 | 0 | 0 | 0 | 0 | 0 | 0 | 0 | 0 | 0 | 0
2016-11-10 15:00 | 0 | 0 | 0 | 0 | 226119.6291 | 533850.3027 | 425356 | 0 | 0 | 0 | 0 | 782071.4172 | 2030986.2387 | 0 | 0 | 0 | 0 | 0 | 0 | 0 | 0 | 0 | 0 | 0 | 0 | 0 | 0 | 0 | 0 | 0 | 246512.8382 | 88101.0935 | 0 | 0 | 0 | 0 | 0 | 0 | 0 | 0 | 0 | 0 | 0 | 0 | 0 | 0 | 0 | 0
2016-11-10 16:00 | 0 | 0 | 0 | 0 | 0 | 645571.4662 | 424871 | 0 | 0 | 0 | 0 | 1028584.2555 | 2005173.8666 | 0 | 0 | 0 | 0 | 0 | 0 | 0 | 0 | 0 | 0 | 0 | 0 | 0 | 0 | 0 | 0 | 0 | 246512.8382 | -25812.3721 | 0 | 0 | 0 | 0 | 0 | 0 | 0 | 0 | 0 | 0 | 0 | 0 | 0 | 0 | 0 | 0
2016-11-10 17:00 | 0 | 0 | 0 | 0 | 0 | 641755.5897 | 424766 | 0 | 0 | 0 | 0 | 1129884.2359 | 2120863.4758 | 0 | 0 | 0 | 0 | 0 | 0 | 0 | 0 | 0 | 0 | 0 | 0 | 0 | 0 | 0 | 0 | 0 | 101299.9805 | 115689.6092 | 0 | 0 | 0 | 0 | 0 | 0 | 0 | 0 | 0 | 0 | 0 | 0 | 0 | 0 | 0 | 0
2016-11-10 18:00 | 0 | 0 | 0 | 0 | 0 | 605937.8913 | 425604 | 0 | 0 | 0 | 0 | 1194528.518 | 2236553.0851 | 0 | 0 | 0 | 0 | 0 | 0 | 0 | 0 | 0 | 0 | 0 | 0 | 0 | 0 | 0 | 0 | 0 | 64644.2821 | 115689.6092 | 0 | 0 | 0 | 0 | 0 | 0 | 0 | 0 | 0 | 0 | 0 | 0 | 0 | 0 | 0 | 0
2016-11-10 19:00 | 0 | 0 | 0 | 0 | 0 | 588034.4151 | 426796 | 0 | 0 | 0 | 0 | 1441041.3563 | 2151278.6619 | 0 | 0 | 0 | 0 | 0 | 0 | 0 | 0 | 0 | 0 | 0 | 0 | 0 | 0 | 0 | 0 | 0 | 246512.8382 | -85274.4232 | 0 | 0 | 0 | 0 | 0 | 0 | 0 | 0 | 0 | 0 | 0 | 0 | 0 | 0 | 0 | 0
2016-11-10 20:00 | 0 | 0 | 0 | 0 | 0 | 598267.9022 | 427295 | 0 | 0 | 0 | 0 | 1496324.6492 | 2266968.2711 | 0 | 0 | 0 | 0 | 0 | 0 | 0 | 0 | 0 | 0 | 0 | 0 | 0 | 0 | 0 | 0 | 0 | 55283.2929 | 115689.6092 | 0 | 0 | 0 | 0 | 0 | 0 | 0 | 0 | 0 | 0 | 0 | 0 | 0 | 0 | 0 | 0
2016-11-10 21:00 | 0 | 0 | 0 | 0 | 0 | 622503.1126 | 429964 | 0 | 0 | 0 | 0 | 1742837.4875 | 2212994.5455 | 0 | 0 | 0 | 0 | 0 | 0 | 0 | 0 | 0 | 0 | 0 | 0 | 0 | 0 | 0 | 0 | 0 | 246512.8382 | -53973.7256 | 0 | 0 | 0 | 0 | 0 | 0 | 0 | 0 | 0 | 0 | 0 | 0 | 0 | 0 | 0 | 0
2016-11-10 22:00 | 0 | 0 | 0 | 0 | 0 | 590494.0466 | 440203 | 0 | 0 | 0 | 0 | 1777438.9248 | 2328684.1547 | 0 | 0 | 0 | 0 | 0 | 0 | 0 | 0 | 0 | 0 | 0 | 0 | 0 | 0 | 0 | 0 | 0 | 34601.4374 | 115689.6092 | 0 | 0 | 0 | 0 | 0 | 0 | 0 | 0 | 0 | 0 | 0 | 0 | 0 | 0 | 0 | 0
2016-11-10 23:00 | 0 | 0 | 0 | 0 | 0 | 345500.0774 | 452413 | 0 | 0 | 0 | 0 | 1786215.6115 | 2212994.5455 | 0 | 0 | 0 | 0 | 0 | 0 | 0 | 0 | 0 | 0 | 0 | 0 | 0 | 0 | 0 | 0 | 0 | 8776.6866 | -115689.6092 | 0 | 0 | 0 | 0 | 0 | 0 | 0 | 0 | 0 | 0 | 0 | 0 | 0 | 0 | 0 | 0
2016-11-11 | 0 | 0 | 0 | 0 | 296286.7621 | 26630.0089 | 453740 | 0 | 0 | 0 | 0 | 1539702.7732 | 2328684.1547 | 0 | 0 | 0 | 0 | 0 | 0 | 0 | 0 | 0 | 0 | 0 | 0 | 0 | 0 | 0 | 0 | 0 | -246512.8382 | 115689.6092 | 0 | 0 | 0 | 0 | 0 | 0 | 0 | 0 | 0 | 0 | 0 | 0 | 0 | 0 | 0 | 0
2016-11-11 01:00 | 0 | 0 | 0 | 0 | 671335.416 | 0 | 448723 | 0 | 0 | 0 | 0 | 1786215.6115 | 2304783.7325 | 0 | 0 | 0 | 0 | 0 | 0 | 0 | 0 | 0 | 0 | 0 | 0 | 0 | 0 | 0 | 0 | 0 | 246512.8382 | -23900.4222 | 0 | 0 | 0 | 0 | 0 | 0 | 0 | 0 | 0 | 0 | 0 | 0 | 0 | 0 | 0 | 0
2016-11-11 02:00 | 0 | 0 | 0 | 0 | 72742.5525 | 0 | 434945 | 0 | 0 | 0 | 0 | 1539702.7732 | 2189094.1233 | 0 | 0 | 0 | 0 | 0 | 0 | 0 | 0 | 0 | 0 | 0 | 0 | 0 | 0 | 0 | 0 | 0 | -246512.8382 | -115689.6092 | 0 | 0 | 0 | 0 | 0 | 0 | 0 | 0 | 0 | 0 | 0 | 0 | 0 | 0 | 0 | 0
2016-11-11 03:00 | 0 | 0 | 0 | 0 | 51554.5525 | 0 | 413757 | 0 | 0 | 0 | 0 | 1293189.935 | 2073404.5141 | 0 | 0 | 0 | 0 | 0 | 0 | 0 | 0 | 0 | 0 | 0 | 0 | 0 | 0 | 0 | 0 | 0 | -246512.8382 | -115689.6092 | 0 | 0 | 0 | 0 | 0 | 0 | 0 | 0 | 0 | 0 | 0 | 0 | 0 | 0 | 0 | 0
2016-11-11 04:00 | 0 | 0 | 0 | 0 | 668608.3501 | 0 | 391708 | 0 | 0 | 0 | 0 | 1445101.1234 | 2189094.1233 | 0 | 0 | 0 | 0 | 0 | 0 | 0 | 9299.5525 | 0 | 0 | 0 | 0 | 0 | 0 | 0 | 0 | 0 | 151911.1884 | 115689.6092 | 0 | 0 | 0 | 0 | 0 | 0 | 0 | 0 | 0 | 9299.5525 | 0 | 0 | 0 | 0 | 0 | 0
2016-11-11 05:00 | 0 | 0 | 0 | 0 | 0 | 0 | 371502 | 0 | 0 | 0 | 0 | 1198588.2851 | 2073404.5141 | 0 | 0 | 0 | 0 | 0 | 0 | 0 | 0 | 0 | 0 | 0 | 0 | 0 | 0 | 0 | 0 | 0 | -246512.8382 | -115689.6092 | 0 | 0 | 0 | 0 | 0 | 0 | 0 | 0 | 0 | -9299.5525 | 0 | 0 | 0 | 0 | 0 | 0
2016-11-11 06:00 | 0 | 0 | 0 | 0 | 0 | 0 | 357326 | 0 | 0 | 0 | 0 | 952075.4469 | 1962591.3523 | 0 | 0 | 0 | 0 | 0 | 0 | 0 | 0 | 0 | 0 | 0 | 0 | 0 | 0 | 0 | 0 | 0 | -246512.8382 | -110813.1618 | 0 | 0 | 0 | 0 | 0 | 0 | 0 | 0 | 0 | 0 | 0 | 0 | 0 | 0 | 0 | 0
2016-11-11 07:00 | 0 | 0 | 0 | 0 | 580496.0626 | 0 | 347689 | 0 | 0 | 0 | 0 | 1069192.9003 | 2078280.9615 | 0 | 0 | 0 | 0 | 0 | 0 | 0 | 0 | 0 | 0 | 0 | 0 | 0 | 0 | 0 | 0 | 0 | 117117.4534 | 115689.6092 | 0 | 0 | 0 | 0 | 0 | 0 | 0 | 0 | 0 | 0 | 0 | 0 | 0 | 0 | 0 | 0
2016-11-11 08:00 | 0 | 0 | 0 | 0 | 0 | 0 | 343422 | 0 | 0 | 0 | 0 | 822680.062 | 1981371.7998 | 0 | 0 | 0 | 0 | 0 | 0 | 0 | 0 | 0 | 0 | 0 | 0 | 0 | 0 | 0 | 0 | 0 | -246512.8382 | -96909.1618 | 0 | 0 | 0 | 0 | 0 | 0 | 0 | 0 | 0 | 0 | 0 | 0 | 0 | 0 | 0 | 0
2016-11-11 09:00 | 0 | 0 | 0 | 0 | 0 | 0 | 344999 | 0 | 0 | 0 | 0 | 593370.6713 | 1865682.1905 | 0 | 0 | 0 | 0 | 0 | 0 | 0 | 0 | 0 | 0 | 0 | 0 | 0 | 0 | 0 | 0 | 0 | -229309.3908 | -115689.6092 | 0 | 0 | 0 | 0 | 0 | 0 | 0 | 0 | 0 | 0 | 0 | 0 | 0 | 0 | 0 | 0
2016-11-11 10:00 | 0 | 0 | 0 | 0 | 483176.2082 | 0 | 354705 | 0 | 0 | 0 | 0 | 837531.4887 | 1749992.5813 | 0 | 0 | 0 | 0 | 0 | 0 | 0 | 0 | 0 | 0 | 0 | 0 | 0 | 0 | 0 | 0 | 0 | 244160.8174 | -115689.6092 | 0 | 0 | 0 | 0 | 0 | 0 | 0 | 0 | 0 | 0 | 0 | 0 | 0 | 0 | 0 | 0
2016-11-11 11:00 | 0 | 0 | 0 | 0 | 248060.771 | 0 | 378884 | 0 | 0 | 0 | 0 | 591018.6505 | 1865682.1905 | 0 | 0 | 0 | 0 | 0 | 0 | 0 | 0 | 0 | 0 | 0 | 0 | 0 | 0 | 0 | 0 | 0 | -246512.8382 | 115689.6092 | 0 | 0 | 0 | 0 | 0 | 0 | 0 | 0 | 0 | 0 | 0 | 0 | 0 | 0 | 0 | 0
2016-11-11 12:00 | 0 | 0 | 0 | 0 | 439231.502 | 0 | 402229 | 0 | 0 | 0 | 0 | 743710.7617 | 1749992.5813 | 0 | 0 | 0 | 0 | 0 | 0 | 0 | 0 | 0 | 0 | 0 | 0 | 0 | 0 | 0 | 0 | 0 | 152692.1112 | -115689.6092 | 0 | 0 | 0 | 0 | 0 | 0 | 0 | 0 | 0 | 0 | 0 | 0 | 0 | 0 | 0 | 0
2016-11-11 13:00 | 0 | 0 | 0 | 0 | 51077.962 | 37.5905 | 413318 | 0 | 0 | 0 | 0 | 497197.9234 | 1634302.9721 | 0 | 0 | 0 | 0 | 0 | 0 | 0 | 0 | 0 | 0 | 0 | 0 | 0 | 0 | 0 | 0 | 0 | -246512.8382 | -115689.6092 | 0 | 0 | 0 | 0 | 0 | 0 | 0 | 0 | 0 | 0 | 0 | 0 | 0 | 0 | 0 | 0
2016-11-11 14:00 | 0 | 0 | 0 | 0 | 279415.2871 | 152773.5399 | 417219 | 0 | 0 | 0 | 0 | 396478.1412 | 1749992.5813 | 0 | 0 | 0 | 0 | 0 | 0 | 0 | 0 | 0 | 0 | 0 | 0 | 0 | 0 | 0 | 0 | 0 | -100719.7823 | 115689.6092 | 0 | 0 | 0 | 0 | 0 | 0 | 0 | 0 | 0 | 0 | 0 | 0 | 0 | 0 | 0 | 0
2016-11-11 15:00 | 0 | 0 | 0 | 0 | 0 | 532141.7213 | 418797 | 0 | 0 | 0 | 0 | 625512.4717 | 1634302.9721 | 0 | 0 | 0 | 0 | 0 | 0 | 0 | 0 | 0 | 0 | 0 | 0 | 0 | 0 | 0 | 0 | 0 | 229034.3305 | -115689.6092 | 0 | 0 | 0 | 0 | 0 | 0 | 0 | 0 | 0 | 0 | 0 | 0 | 0 | 0 | 0 | 0
2016-11-11 16:00 | 0 | 0 | 0 | 0 | 0 | 675811.5549 | 419146 | 0 | 0 | 0 | 0 | 766488.4174 | 1749992.5813 | 0 | 0 | 0 | 0 | 0 | 0 | 0 | 0 | 0 | 0 | 0 | 0 | 0 | 0 | 0 | 0 | 0 | 140975.9457 | 115689.6092 | 0 | 0 | 0 | 0 | 0 | 0 | 0 | 0 | 0 | 0 | 0 | 0 | 0 | 0 | 0 | 0
2016-11-11 17:00 | 0 | 0 | 0 | 0 | 0 | 667099.7236 | 418334 | 0 | 0 | 0 | 0 | 1013001.2556 | 1752245.4666 | 0 | 0 | 0 | 0 | 0 | 0 | 0 | 0 | 0 | 0 | 0 | 0 | 0 | 0 | 0 | 0 | 0 | 246512.8382 | 2252.8853 | 0 | 0 | 0 | 0 | 0 | 0 | 0 | 0 | 0 | 0 | 0 | 0 | 0 | 0 | 0 | 0
2016-11-11 18:00 | 0 | 0 | 0 | 0 | 0 | 625908.2213 | 418496 | 0 | 0 | 0 | 0 | 1104723.8677 | 1867935.0759 | 0 | 0 | 0 | 0 | 0 | 0 | 0 | 0 | 0 | 0 | 0 | 0 | 0 | 0 | 0 | 0 | 0 | 91722.6121 | 115689.6092 | 0 | 0 | 0 | 0 | 0 | 0 | 0 | 0 | 0 | 0 | 0 | 0 | 0 | 0 | 0 | 0
2016-11-11 19:00 | 0 | 0 | 0 | 0 | 173075.7602 | 607822.6872 | 418696 | 0 | 0 | 0 | 0 | 1351236.7059 | 1983624.6851 | 0 | 0 | 0 | 0 | 0 | 0 | 0 | 0 | 0 | 0 | 0 | 0 | 0 | 0 | 0 | 0 | 0 | 246512.8382 | 115689.6092 | 0 | 0 | 0 | 0 | 0 | 0 | 0 | 0 | 0 | 0 | 0 | 0 | 0 | 0 | 0 | 0
2016-11-11 20:00 | 0 | 0 | 0 | 0 | 0 | 622995.0129 | 418481 | 0 | 0 | 0 | 0 | 1440061.1096 | 2099314.2943 | 0 | 0 | 0 | 0 | 0 | 0 | 0 | 0 | 0 | 0 | 0 | 0 | 0 | 0 | 0 | 0 | 0 | 88824.4037 | 115689.6092 | 0 | 0 | 0 | 0 | 0 | 0 | 0 | 0 | 0 | 0 | 0 | 0 | 0 | 0 | 0 | 0
2016-11-11 21:00 | 0 | 0 | 0 | 0 | 131457.4739 | 652084.9736 | 421340 | 0 | 0 | 0 | 0 | 1686573.9478 | 2215003.9036 | 0 | 0 | 0 | 0 | 0 | 0 | 0 | 0 | 0 | 0 | 0 | 0 | 0 | 0 | 0 | 0 | 0 | 246512.8382 | 115689.6092 | 0 | 0 | 0 | 0 | 0 | 0 | 0 | 0 | 0 | 0 | 0 | 0 | 0 | 0 | 0 | 0
2016-11-11 22:00 | 0 | 0 | 0 | 0 | 0 | 612398.7468 | 431879 | 0 | 0 | 0 | 0 | 1751404.0854 | 2330693.5128 | 0 | 0 | 0 | 0 | 0 | 0 | 0 | 0 | 0 | 0 | 0 | 0 | 0 | 0 | 0 | 0 | 0 | 64830.1376 | 115689.6092 | 0 | 0 | 0 | 0 | 0 | 0 | 0 | 0 | 0 | 0 | 0 | 0 | 0 | 0 | 0 | 0
2016-11-11 23:00 | 0 | 0 | 0 | 0 | 0 | 333130.8094 | 440688 | 0 | 0 | 0 | 0 | 1759536.5041 | 2215003.9036 | 0 | 0 | 0 | 0 | 0 | 0 | 0 | 0 | 0 | 0 | 0 | 0 | 0 | 0 | 0 | 0 | 0 | 8132.4187 | -115689.6092 | 0 | 0 | 0 | 0 | 0 | 0 | 0 | 0 | 0 | 0 | 0 | 0 | 0 | 0 | 0 | 0
2016-11-12 | 0 | 0 | 0 | 0 | 285943.9828 | 22693.7882 | 439461 | 0 | 0 | 0 | 0 | 1513023.6658 | 2330693.5128 | 0 | 0 | 0 | 0 | 0 | 0 | 0 | 0 | 0 | 0 | 0 | 0 | 0 | 0 | 0 | 0 | 0 | -246512.8382 | 115689.6092 | 0 | 0 | 0 | 0 | 0 | 0 | 0 | 0 | 0 | 0 | 0 | 0 | 0 | 0 | 0 | 0
2016-11-12 01:00 | 0 | 0 | 0 | 0 | 582917.3102 | 0 | 433417 | 0 | 0 | 0 | 0 | 1759536.5041 | 2233680.9848 | 0 | 0 | 0 | 0 | 0 | 0 | 0 | 0 | 0 | 0 | 0 | 0 | 0 | 0 | 0 | 0 | 0 | 246512.8382 | -97012.528 | 0 | 0 | 0 | 0 | 0 | 0 | 0 | 0 | 0 | 0 | 0 | 0 | 0 | 0 | 0 | 0
2016-11-12 02:00 | 0 | 0 | 0 | 0 | 58445.5525 | 0 | 420648 | 0 | 0 | 0 | 0 | 1513023.6658 | 2117991.3756 | 0 | 0 | 0 | 0 | 0 | 0 | 0 | 0 | 0 | 0 | 0 | 0 | 0 | 0 | 0 | 0 | 0 | -246512.8382 | -115689.6092 | 0 | 0 | 0 | 0 | 0 | 0 | 0 | 0 | 0 | 0 | 0 | 0 | 0 | 0 | 0 | 0
2016-11-12 03:00 | 0 | 0 | 0 | 0 | 41689.5525 | 0 | 403892 | 0 | 0 | 0 | 0 | 1266510.8276 | 2002301.7663 | 0 | 0 | 0 | 0 | 0 | 0 | 0 | 0 | 0 | 0 | 0 | 0 | 0 | 0 | 0 | 0 | 0 | -246512.8382 | -115689.6092 | 0 | 0 | 0 | 0 | 0 | 0 | 0 | 0 | 0 | 0 | 0 | 0 | 0 | 0 | 0 | 0
2016-11-12 04:00 | 0 | 0 | 0 | 0 | 596651.3603 | 0 | 385337 | 0 | 0 | 0 | 0 | 1357090.0261 | 2117991.3756 | 0 | 0 | 0 | 0 | 0 | 0 | 0 | 5045.5525 | 0 | 0 | 0 | 0 | 0 | 0 | 0 | 0 | 0 | 90579.1985 | 115689.6092 | 0 | 0 | 0 | 0 | 0 | 0 | 0 | 0 | 0 | 5045.5525 | 0 | 0 | 0 | 0 | 0 | 0
2016-11-12 05:00 | 0 | 0 | 0 | 0 | 0 | 0 | 367248 | 0 | 0 | 0 | 0 | 1110577.1878 | 2002301.7663 | 0 | 0 | 0 | 0 | 0 | 0 | 0 | 0 | 0 | 0 | 0 | 0 | 0 | 0 | 0 | 0 | 0 | -246512.8382 | -115689.6092 | 0 | 0 | 0 | 0 | 0 | 0 | 0 | 0 | 0 | -5045.5525 | 0 | 0 | 0 | 0 | 0 | 0
2016-11-12 06:00 | 0 | 0 | 0 | 0 | 0 | 0 | 353155 | 0 | 0 | 0 | 0 | 864064.3496 | 1895659.6046 | 0 | 0 | 0 | 0 | 0 | 0 | 0 | 0 | 0 | 0 | 0 | 0 | 0 | 0 | 0 | 0 | 0 | -246512.8382 | -106642.1618 | 0 | 0 | 0 | 0 | 0 | 0 | 0 | 0 | 0 | 0 | 0 | 0 | 0 | 0 | 0 | 0
2016-11-12 07:00 | 0 | 0 | 0 | 0 | 593162.6104 | 0 | 344828 | 0 | 0 | 0 | 0 | 1110577.1878 | 1897481.3767 | 0 | 0 | 0 | 0 | 0 | 0 | 0 | 0 | 0 | 0 | 0 | 0 | 0 | 0 | 0 | 0 | 0 | 246512.8382 | 1821.7721 | 0 | 0 | 0 | 0 | 0 | 0 | 0 | 0 | 0 | 0 | 0 | 0 | 0 | 0 | 0 | 0
2016-11-12 08:00 | 0 | 0 | 0 | 0 | 0 | 0 | 340511 | 0 | 0 | 0 | 0 | 864064.3496 | 1803483.215 | 0 | 0 | 0 | 0 | 0 | 0 | 0 | 0 | 0 | 0 | 0 | 0 | 0 | 0 | 0 | 0 | 0 | -246512.8382 | -93998.1618 | 0 | 0 | 0 | 0 | 0 | 0 | 0 | 0 | 0 | 0 | 0 | 0 | 0 | 0 | 0 | 0
2016-11-12 09:00 | 0 | 0 | 0 | 0 | 209759.771 | 0 | 340583 | 0 | 0 | 0 | 0 | 617551.5114 | 1919172.8242 | 0 | 0 | 0 | 0 | 0 | 0 | 0 | 0 | 0 | 0 | 0 | 0 | 0 | 0 | 0 | 0 | 0 | -246512.8382 | 115689.6092 | 0 | 0 | 0 | 0 | 0 | 0 | 0 | 0 | 0 | 0 | 0 | 0 | 0 | 0 | 0 | 0
2016-11-12 10:00 | 0 | 0 | 0 | 0 | 565335.4068 | 0 | 345289 | 0 | 0 | 0 | 0 | 864064.3496 | 1892706.3928 | 0 | 0 | 0 | 0 | 0 | 0 | 0 | 0 | 0 | 0 | 0 | 0 | 0 | 0 | 0 | 0 | 0 | 246512.8382 | -26466.4314 | 0 | 0 | 0 | 0 | 0 | 0 | 0 | 0 | 0 | 0 | 0 | 0 | 0 | 0 | 0 | 0
2016-11-12 11:00 | 0 | 0 | 0 | 0 | 0 | 0 | 355373 | 0 | 0 | 0 | 0 | 617551.5114 | 1783846.231 | 0 | 0 | 0 | 0 | 0 | 0 | 0 | 0 | 0 | 0 | 0 | 0 | 0 | 0 | 0 | 0 | 0 | -246512.8382 | -108860.1618 | 0 | 0 | 0 | 0 | 0 | 0 | 0 | 0 | 0 | 0 | 0 | 0 | 0 | 0 | 0 | 0
2016-11-12 12:00 | 0 | 0 | 0 | 0 | 6193.5525 | 0 | 368396 | 0 | 0 | 0 | 0 | 371038.6731 | 1668156.6218 | 0 | 0 | 0 | 0 | 0 | 0 | 0 | 0 | 0 | 0 | 0 | 0 | 0 | 0 | 0 | 0 | 0 | -246512.8382 | -115689.6092 | 0 | 0 | 0 | 0 | 0 | 0 | 0 | 0 | 0 | 0 | 0 | 0 | 0 | 0 | 0 | 0
2016-11-12 13:00 | 0 | 0 | 0 | 0 | 521588.4991 | 45.6756 | 381390 | 0 | 0 | 0 | 0 | 395593.2387 | 1783846.231 | 0 | 0 | 0 | 0 | 0 | 0 | 0 | 0 | 0 | 0 | 0 | 0 | 0 | 0 | 0 | 0 | 0 | 24554.5655 | 115689.6092 | 0 | 0 | 0 | 0 | 0 | 0 | 0 | 0 | 0 | 0 | 0 | 0 | 0 | 0 | 0 | 0
2016-11-12 14:00 | 0 | 0 | 0 | 0 | 0 | 196509.0382 | 389712 | 0 | 0 | 0 | 0 | 318079.8861 | 1668156.6218 | 0 | 0 | 0 | 0 | 0 | 0 | 0 | 0 | 0 | 0 | 0 | 0 | 0 | 0 | 0 | 0 | 0 | -77513.3526 | -115689.6092 | 0 | 0 | 0 | 0 | 0 | 0 | 0 | 0 | 0 | 0 | 0 | 0 | 0 | 0 | 0 | 0
2016-11-12 15:00 | 0 | 0 | 0 | 0 | 63872.8691 | 459751.3599 | 392801 | 0 | 0 | 0 | 0 | 564592.7243 | 1552467.0126 | 0 | 0 | 0 | 0 | 0 | 0 | 0 | 0 | 0 | 0 | 0 | 0 | 0 | 0 | 0 | 0 | 0 | 246512.8382 | -115689.6092 | 0 | 0 | 0 | 0 | 0 | 0 | 0 | 0 | 0 | 0 | 0 | 0 | 0 | 0 | 0 | 0
2016-11-12 16:00 | 0 | 0 | 0 | 0 | 190633.6031 | 564679.8444 | 393111 | 0 | 0 | 0 | 0 | 811105.5626 | 1668156.6218 | 0 | 0 | 0 | 0 | 0 | 0 | 0 | 0 | 0 | 0 | 0 | 0 | 0 | 0 | 0 | 0 | 0 | 246512.8382 | 115689.6092 | 0 | 0 | 0 | 0 | 0 | 0 | 0 | 0 | 0 | 0 | 0 | 0 | 0 | 0 | 0 | 0
2016-11-12 17:00 | 0 | 0 | 0 | 0 | 0 | 572736.2462 | 391081 | 0 | 0 | 0 | 0 | 877071.1995 | 1783846.231 | 0 | 0 | 0 | 0 | 0 | 0 | 0 | 0 | 0 | 0 | 0 | 0 | 0 | 0 | 0 | 0 | 0 | 65965.637 | 115689.6092 | 0 | 0 | 0 | 0 | 0 | 0 | 0 | 0 | 0 | 0 | 0 | 0 | 0 | 0 | 0 | 0
2016-11-12 18:00 | 0 | 0 | 0 | 0 | 0 | 560076.5915 | 388594 | 0 | 0 | 0 | 0 | 932864.1818 | 1899535.8403 | 0 | 0 | 0 | 0 | 0 | 0 | 0 | 0 | 0 | 0 | 0 | 0 | 0 | 0 | 0 | 0 | 0 | 55792.9823 | 115689.6092 | 0 | 0 | 0 | 0 | 0 | 0 | 0 | 0 | 0 | 0 | 0 | 0 | 0 | 0 | 0 | 0
2016-11-12 19:00 | 0 | 0 | 0 | 0 | 0 | 553884.1932 | 386795 | 0 | 0 | 0 | 0 | 1179377.0201 | 1820112.1952 | 0 | 0 | 0 | 0 | 0 | 0 | 0 | 0 | 0 | 0 | 0 | 0 | 0 | 0 | 0 | 0 | 0 | 246512.8382 | -79423.6451 | 0 | 0 | 0 | 0 | 0 | 0 | 0 | 0 | 0 | 0 | 0 | 0 | 0 | 0 | 0 | 0
2016-11-12 20:00 | 0 | 0 | 0 | 0 | 0 | 567294.8728 | 387364 | 0 | 0 | 0 | 0 | 1243618.2837 | 1935801.8044 | 0 | 0 | 0 | 0 | 0 | 0 | 0 | 0 | 0 | 0 | 0 | 0 | 0 | 0 | 0 | 0 | 0 | 64241.2636 | 115689.6092 | 0 | 0 | 0 | 0 | 0 | 0 | 0 | 0 | 0 | 0 | 0 | 0 | 0 | 0 | 0 | 0
2016-11-12 21:00 | 0 | 0 | 0 | 0 | 0 | 582456.228 | 392396 | 0 | 0 | 0 | 0 | 1490131.1219 | 1879349.1941 | 0 | 0 | 0 | 0 | 0 | 0 | 0 | 0 | 0 | 0 | 0 | 0 | 0 | 0 | 0 | 0 | 0 | 246512.8382 | -56452.6103 | 0 | 0 | 0 | 0 | 0 | 0 | 0 | 0 | 0 | 0 | 0 | 0 | 0 | 0 | 0 | 0
2016-11-12 22:00 | 0 | 0 | 0 | 0 | 0 | 535207.796 | 406035 | 0 | 0 | 0 | 0 | 1503614.3087 | 1995038.8034 | 0 | 0 | 0 | 0 | 0 | 0 | 0 | 0 | 0 | 0 | 0 | 0 | 0 | 0 | 0 | 0 | 0 | 13483.1868 | 115689.6092 | 0 | 0 | 0 | 0 | 0 | 0 | 0 | 0 | 0 | 0 | 0 | 0 | 0 | 0 | 0 | 0
2016-11-12 23:00 | 0 | 0 | 0 | 0 | 0 | 271607.664 | 419527 | 0 | 0 | 0 | 0 | 1471384.582 | 1879349.1941 | 0 | 0 | 0 | 0 | 0 | 0 | 0 | 0 | 0 | 0 | 0 | 0 | 0 | 0 | 0 | 0 | 0 | -32229.7267 | -115689.6092 | 0 | 0 | 0 | 0 | 0 | 0 | 0 | 0 | 0 | 0 | 0 | 0 | 0 | 0 | 0 | 0
2016-11-13 | 0 | 0 | 0 | 0 | 39964.9749 | 20427.5777 | 422595 | 0 | 0 | 0 | 0 | 1224871.7437 | 1763659.5849 | 0 | 0 | 0 | 0 | 0 | 0 | 0 | 0 | 0 | 0 | 0 | 0 | 0 | 0 | 0 | 0 | 0 | -246512.8382 | -115689.6092 | 0 | 0 | 0 | 0 | 0 | 0 | 0 | 0 | 0 | 0 | 0 | 0 | 0 | 0 | 0 | 0
2016-11-13 01:00 | 0 | 0 | 0 | 0 | 705451.635 | 0 | 421057 | 0 | 0 | 0 | 0 | 1471384.582 | 1801541.3816 | 0 | 0 | 0 | 0 | 0 | 0 | 0 | 0 | 0 | 0 | 0 | 0 | 0 | 0 | 0 | 0 | 0 | 246512.8382 | 37881.7967 | 0 | 0 | 0 | 0 | 0 | 0 | 0 | 0 | 0 | 0 | 0 | 0 | 0 | 0 | 0 | 0
2016-11-13 02:00 | 0 | 0 | 0 | 0 | 49785.5525 | 0 | 411988 | 0 | 0 | 0 | 0 | 1224871.7437 | 1685851.7724 | 0 | 0 | 0 | 0 | 0 | 0 | 0 | 0 | 0 | 0 | 0 | 0 | 0 | 0 | 0 | 0 | 0 | -246512.8382 | -115689.6092 | 0 | 0 | 0 | 0 | 0 | 0 | 0 | 0 | 0 | 0 | 0 | 0 | 0 | 0 | 0 | 0
2016-11-13 03:00 | 0 | 0 | 0 | 0 | 36123.5525 | 0 | 398326 | 0 | 0 | 0 | 0 | 978358.9055 | 1570162.1632 | 0 | 0 | 0 | 0 | 0 | 0 | 0 | 0 | 0 | 0 | 0 | 0 | 0 | 0 | 0 | 0 | 0 | -246512.8382 | -115689.6092 | 0 | 0 | 0 | 0 | 0 | 0 | 0 | 0 | 0 | 0 | 0 | 0 | 0 | 0 | 0 | 0
2016-11-13 04:00 | 0 | 0 | 0 | 0 | 252010.771 | 0 | 382834 | 0 | 0 | 0 | 0 | 731846.0673 | 1685851.7724 | 0 | 0 | 0 | 0 | 0 | 0 | 0 | 0 | 0 | 0 | 0 | 0 | 0 | 0 | 0 | 0 | 0 | -246512.8382 | 115689.6092 | 0 | 0 | 0 | 0 | 0 | 0 | 0 | 0 | 0 | 0 | 0 | 0 | 0 | 0 | 0 | 0
2016-11-13 05:00 | 0 | 0 | 0 | 0 | 498441.229 | 0 | 367618 | 0 | 0 | 0 | 0 | 978358.9055 | 1570162.1632 | 0 | 0 | 0 | 0 | 0 | 0 | 0 | 0 | 0 | 0 | 0 | 0 | 0 | 0 | 0 | 0 | 0 | 246512.8382 | -115689.6092 | 0 | 0 | 0 | 0 | 0 | 0 | 0 | 0 | 0 | 0 | 0 | 0 | 0 | 0 | 0 | 0
2016-11-13 06:00 | 0 | 0 | 0 | 0 | 225086.771 | 0 | 355910 | 0 | 0 | 0 | 0 | 731846.0673 | 1685851.7724 | 0 | 0 | 0 | 0 | 0 | 0 | 0 | 0 | 0 | 0 | 0 | 0 | 0 | 0 | 0 | 0 | 0 | -246512.8382 | 115689.6092 | 0 | 0 | 0 | 0 | 0 | 0 | 0 | 0 | 0 | 0 | 0 | 0 | 0 | 0 | 0 | 0
2016-11-13 07:00 | 0 | 0 | 0 | 0 | 217889.771 | 0 | 348713 | 0 | 0 | 0 | 0 | 485333.229 | 1801541.3816 | 0 | 0 | 0 | 0 | 0 | 0 | 0 | 0 | 0 | 0 | 0 | 0 | 0 | 0 | 0 | 0 | 0 | -246512.8382 | 115689.6092 | 0 | 0 | 0 | 0 | 0 | 0 | 0 | 0 | 0 | 0 | 0 | 0 | 0 | 0 | 0 | 0
2016-11-13 08:00 | 0 | 0 | 0 | 0 | 474304.229 | 0 | 343481 | 0 | 0 | 0 | 0 | 731846.0673 | 1685851.7724 | 0 | 0 | 0 | 0 | 0 | 0 | 0 | 0 | 0 | 0 | 0 | 0 | 0 | 0 | 0 | 0 | 0 | 246512.8382 | -115689.6092 | 0 | 0 | 0 | 0 | 0 | 0 | 0 | 0 | 0 | 0 | 0 | 0 | 0 | 0 | 0 | 0
2016-11-13 09:00 | 0 | 0 | 0 | 0 | 0 | 0 | 342102 | 0 | 0 | 0 | 0 | 485333.229 | 1590262.6106 | 0 | 0 | 0 | 0 | 0 | 0 | 0 | 0 | 0 | 0 | 0 | 0 | 0 | 0 | 0 | 0 | 0 | -246512.8382 | -95589.1618 | 0 | 0 | 0 | 0 | 0 | 0 | 0 | 0 | 0 | 0 | 0 | 0 | 0 | 0 | 0 | 0
2016-11-13 10:00 | 0 | 0 | 0 | 0 | 215508.771 | 0 | 346332 | 0 | 0 | 0 | 0 | 238820.3908 | 1705952.2199 | 0 | 0 | 0 | 0 | 0 | 0 | 0 | 0 | 0 | 0 | 0 | 0 | 0 | 0 | 0 | 0 | 0 | -246512.8382 | 115689.6092 | 0 | 0 | 0 | 0 | 0 | 0 | 0 | 0 | 0 | 0 | 0 | 0 | 0 | 0 | 0 | 0
2016-11-13 11:00 | 0 | 0 | 0 | 0 | 0 | 0 | 354510 | 0 | 0 | 0 | 0 | 0 | 1590262.6106 | 0 | 0 | 0 | 0 | 0 | 0 | 0 | 0 | 0 | 0 | 0 | 0 | 0 | 0 | 0 | 0 | 0 | -238820.3908 | -115689.6092 | 0 | 0 | 0 | 0 | 0 | 0 | 0 | 0 | 0 | 0 | 0 | 0 | 0 | 0 | 0 | 0
2016-11-13 12:00 | 0 | 0 | 0 | 0 | 495895.229 | 0 | 365072 | 0 | 0 | 0 | 0 | 246512.8382 | 1474573.0014 | 0 | 0 | 0 | 0 | 0 | 0 | 0 | 0 | 0 | 0 | 0 | 0 | 0 | 0 | 0 | 0 | 0 | 246512.8382 | -115689.6092 | 0 | 0 | 0 | 0 | 0 | 0 | 0 | 0 | 0 | 0 | 0 | 0 | 0 | 0 | 0 | 0
2016-11-13 13:00 | 0 | 0 | 0 | 0 | 244494.4905 | 35.2805 | 375353 | 0 | 0 | 0 | 0 | 0 | 1590262.6106 | 0 | 0 | 0 | 0 | 0 | 0 | 0 | 0 | 0 | 0 | 0 | 0 | 0 | 0 | 0 | 0 | 0 | -246512.8382 | 115689.6092 | 0 | 0 | 0 | 0 | 0 | 0 | 0 | 0 | 0 | 0 | 0 | 0 | 0 | 0 | 0 | 0
2016-11-13 14:00 | 0 | 0 | 0 | 0 | 502620.8669 | 179336.3394 | 381539 | 0 | 0 | 0 | 0 | 246512.8382 | 1644167.9787 | 0 | 0 | 0 | 0 | 0 | 0 | 0 | 0 | 0 | 0 | 0 | 0 | 0 | 0 | 0 | 0 | 0 | 246512.8382 | 53905.368 | 0 | 0 | 0 | 0 | 0 | 0 | 0 | 0 | 0 | 0 | 0 | 0 | 0 | 0 | 0 | 0
2016-11-13 15:00 | 0 | 0 | 0 | 0 | 220152.3006 | 524211.1469 | 382161 | 0 | 0 | 0 | 0 | 493025.6765 | 1759857.5879 | 0 | 0 | 0 | 0 | 0 | 0 | 0 | 0 | 0 | 0 | 0 | 0 | 0 | 0 | 0 | 0 | 0 | 246512.8382 | 115689.6092 | 0 | 0 | 0 | 0 | 0 | 0 | 0 | 0 | 0 | 0 | 0 | 0 | 0 | 0 | 0 | 0
2016-11-13 16:00 | 0 | 0 | 0 | 0 | 0 | 648433.2407 | 381553 | 0 | 0 | 0 | 0 | 644216.3079 | 1875547.1971 | 0 | 0 | 0 | 0 | 0 | 0 | 0 | 0 | 0 | 0 | 0 | 0 | 0 | 0 | 0 | 0 | 0 | 151190.6314 | 115689.6092 | 0 | 0 | 0 | 0 | 0 | 0 | 0 | 0 | 0 | 0 | 0 | 0 | 0 | 0 | 0 | 0
2016-11-13 17:00 | 0 | 0 | 0 | 0 | 0 | 640946.3625 | 381489 | 0 | 0 | 0 | 0 | 787984.0612 | 1991236.8064 | 0 | 0 | 0 | 0 | 0 | 0 | 0 | 0 | 0 | 0 | 0 | 0 | 0 | 0 | 0 | 0 | 0 | 143767.7532 | 115689.6092 | 0 | 0 | 0 | 0 | 0 | 0 | 0 | 0 | 0 | 0 | 0 | 0 | 0 | 0 | 0 | 0
2016-11-13 18:00 | 0 | 0 | 0 | 0 | 0 | 606935.6959 | 381742 | 0 | 0 | 0 | 0 | 1034496.8994 | 1969917.664 | 0 | 0 | 0 | 0 | 0 | 0 | 0 | 0 | 0 | 0 | 0 | 0 | 0 | 0 | 0 | 0 | 0 | 246512.8382 | -21319.1423 | 0 | 0 | 0 | 0 | 0 | 0 | 0 | 0 | 0 | 0 | 0 | 0 | 0 | 0 | 0 | 0
2016-11-13 19:00 | 0 | 0 | 0 | 0 | 150894.5081 | 593791.9394 | 382484 | 0 | 0 | 0 | 0 | 1281009.7376 | 2085607.2733 | 0 | 0 | 0 | 0 | 0 | 0 | 0 | 0 | 0 | 0 | 0 | 0 | 0 | 0 | 0 | 0 | 0 | 246512.8382 | 115689.6092 | 0 | 0 | 0 | 0 | 0 | 0 | 0 | 0 | 0 | 0 | 0 | 0 | 0 | 0 | 0 | 0
2016-11-13 20:00 | 0 | 0 | 0 | 0 | 134273.7503 | 612502.6972 | 384574 | 0 | 0 | 0 | 0 | 1527522.5759 | 2201296.8825 | 0 | 0 | 0 | 0 | 0 | 0 | 0 | 0 | 0 | 0 | 0 | 0 | 0 | 0 | 0 | 0 | 0 | 246512.8382 | 115689.6092 | 0 | 0 | 0 | 0 | 0 | 0 | 0 | 0 | 0 | 0 | 0 | 0 | 0 | 0 | 0 | 0
2016-11-13 21:00 | 0 | 0 | 0 | 0 | 0 | 643314.4653 | 391806 | 0 | 0 | 0 | 0 | 1663341.432 | 2316986.4917 | 0 | 0 | 0 | 0 | 0 | 0 | 0 | 0 | 0 | 0 | 0 | 0 | 0 | 0 | 0 | 0 | 0 | 135818.8561 | 115689.6092 | 0 | 0 | 0 | 0 | 0 | 0 | 0 | 0 | 0 | 0 | 0 | 0 | 0 | 0 | 0 | 0
2016-11-13 22:00 | 0 | 0 | 0 | 0 | 0 | 607441.9278 | 408986 | 0 | 0 | 0 | 0 | 1746107.7506 | 2432676.101 | 0 | 0 | 0 | 0 | 0 | 0 | 0 | 0 | 0 | 0 | 0 | 0 | 0 | 0 | 0 | 0 | 0 | 82766.3186 | 115689.6092 | 0 | 0 | 0 | 0 | 0 | 0 | 0 | 0 | 0 | 0 | 0 | 0 | 0 | 0 | 0 | 0
2016-11-13 23:00 | 0 | 0 | 0 | 0 | 0 | 332799.4805 | 426882 | 0 | 0 | 0 | 0 | 1536335.6219 | 2548365.7102 | 0 | 0 | 0 | 0 | 0 | 0 | 0 | 0 | 0 | 0 | 0 | 0 | 0 | 0 | 0 | 0 | 0 | -209772.1287 | 115689.6092 | 0 | 0 | 0 | 0 | 0 | 0 | 0 | 0 | 0 | 0 | 0 | 0 | 0 | 0 | 0 | 0
2016-11-14 | 0 | 0 | 0 | 0 | 45734.3826 | 23016.1699 | 430953 | 0 | 0 | 0 | 0 | 1289822.7836 | 2432676.101 | 0 | 0 | 0 | 0 | 0 | 0 | 0 | 0 | 0 | 0 | 0 | 0 | 0 | 0 | 0 | 0 | 0 | -246512.8382 | -115689.6092 | 0 | 0 | 0 | 0 | 0 | 0 | 0 | 0 | 0 | 0 | 0 | 0 | 0 | 0 | 0 | 0
2016-11-14 01:00 | 0 | 0 | 0 | 0 | 669277.468 | 0 | 430938 | 0 | 0 | 0 | 0 | 1536335.6219 | 2424502.7307 | 0 | 0 | 0 | 0 | 0 | 0 | 0 | 0 | 0 | 0 | 0 | 0 | 0 | 0 | 0 | 0 | 0 | 246512.8382 | -8173.3703 | 0 | 0 | 0 | 0 | 0 | 0 | 0 | 0 | 0 | 0 | 0 | 0 | 0 | 0 | 0 | 0
2016-11-14 02:00 | 0 | 0 | 0 | 0 | 55543.5525 | 0 | 417746 | 0 | 0 | 0 | 0 | 1289822.7836 | 2308813.1215 | 0 | 0 | 0 | 0 | 0 | 0 | 0 | 0 | 0 | 0 | 0 | 0 | 0 | 0 | 0 | 0 | 0 | -246512.8382 | -115689.6092 | 0 | 0 | 0 | 0 | 0 | 0 | 0 | 0 | 0 | 0 | 0 | 0 | 0 | 0 | 0 | 0
2016-11-14 03:00 | 0 | 0 | 0 | 0 | 37299.5525 | 0 | 399502 | 0 | 0 | 0 | 0 | 1043309.9454 | 2193123.5122 | 0 | 0 | 0 | 0 | 0 | 0 | 0 | 0 | 0 | 0 | 0 | 0 | 0 | 0 | 0 | 0 | 0 | -246512.8382 | -115689.6092 | 0 | 0 | 0 | 0 | 0 | 0 | 0 | 0 | 0 | 0 | 0 | 0 | 0 | 0 | 0 | 0
2016-11-14 04:00 | 0 | 0 | 0 | 0 | 646493.4528 | 0 | 379881 | 0 | 0 | 0 | 0 | 1193522.2364 | 2308813.1215 | 0 | 0 | 0 | 0 | 0 | 0 | 0 | 710.5525 | 0 | 0 | 0 | 0 | 0 | 0 | 0 | 0 | 0 | 150212.291 | 115689.6092 | 0 | 0 | 0 | 0 | 0 | 0 | 0 | 0 | 0 | 710.5525 | 0 | 0 | 0 | 0 | 0 | 0
2016-11-14 05:00 | 0 | 0 | 0 | 0 | 0 | 0 | 362913 | 0 | 0 | 0 | 0 | 947009.3981 | 2193123.5122 | 0 | 0 | 0 | 0 | 0 | 0 | 0 | 0 | 0 | 0 | 0 | 0 | 0 | 0 | 0 | 0 | 0 | -246512.8382 | -115689.6092 | 0 | 0 | 0 | 0 | 0 | 0 | 0 | 0 | 0 | -710.5525 | 0 | 0 | 0 | 0 | 0 | 0
2016-11-14 06:00 | 0 | 0 | 0 | 0 | 219080.771 | 0 | 349904 | 0 | 0 | 0 | 0 | 700496.5599 | 2308813.1215 | 0 | 0 | 0 | 0 | 0 | 0 | 0 | 0 | 0 | 0 | 0 | 0 | 0 | 0 | 0 | 0 | 0 | -246512.8382 | 115689.6092 | 0 | 0 | 0 | 0 | 0 | 0 | 0 | 0 | 0 | 0 | 0 | 0 | 0 | 0 | 0 | 0
2016-11-14 07:00 | 0 | 0 | 0 | 0 | 618493.446 | 0 | 342914 | 0 | 0 | 0 | 0 | 947009.3981 | 2337879.7292 | 0 | 0 | 0 | 0 | 0 | 0 | 0 | 0 | 0 | 0 | 0 | 0 | 0 | 0 | 0 | 0 | 0 | 246512.8382 | 29066.6078 | 0 | 0 | 0 | 0 | 0 | 0 | 0 | 0 | 0 | 0 | 0 | 0 | 0 | 0 | 0 | 0
2016-11-14 08:00 | 0 | 0 | 0 | 0 | 0 | 0 | 341012 | 0 | 0 | 0 | 0 | 700496.5599 | 2243380.5675 | 0 | 0 | 0 | 0 | 0 | 0 | 0 | 0 | 0 | 0 | 0 | 0 | 0 | 0 | 0 | 0 | 0 | -246512.8382 | -94499.1618 | 0 | 0 | 0 | 0 | 0 | 0 | 0 | 0 | 0 | 0 | 0 | 0 | 0 | 0 | 0 | 0
2016-11-14 09:00 | 0 | 0 | 0 | 0 | 215152.771 | 0 | 345976 | 0 | 0 | 0 | 0 | 453983.7217 | 2359070.1767 | 0 | 0 | 0 | 0 | 0 | 0 | 0 | 0 | 0 | 0 | 0 | 0 | 0 | 0 | 0 | 0 | 0 | -246512.8382 | 115689.6092 | 0 | 0 | 0 | 0 | 0 | 0 | 0 | 0 | 0 | 0 | 0 | 0 | 0 | 0 | 0 | 0
2016-11-14 10:00 | 0 | 0 | 0 | 0 | 526187.0311 | 0 | 362341 | 0 | 0 | 0 | 0 | 700496.5599 | 2276403.3696 | 0 | 0 | 0 | 0 | 0 | 0 | 0 | 0 | 0 | 0 | 0 | 0 | 0 | 0 | 0 | 0 | 0 | 246512.8382 | -82666.8071 | 0 | 0 | 0 | 0 | 0 | 0 | 0 | 0 | 0 | 0 | 0 | 0 | 0 | 0 | 0 | 0
2016-11-14 11:00 | 0 | 0 | 0 | 0 | 31486.5525 | 0 | 393689 | 0 | 0 | 0 | 0 | 453983.7217 | 2160713.7603 | 0 | 0 | 0 | 0 | 0 | 0 | 0 | 0 | 0 | 0 | 0 | 0 | 0 | 0 | 0 | 0 | 0 | -246512.8382 | -115689.6092 | 0 | 0 | 0 | 0 | 0 | 0 | 0 | 0 | 0 | 0 | 0 | 0 | 0 | 0 | 0 | 0
2016-11-14 12:00 | 0 | 0 | 0 | 0 | 468290.6789 | 0 | 421004 | 0 | 0 | 0 | 0 | 616960.0098 | 2045024.1511 | 0 | 0 | 0 | 0 | 0 | 0 | 0 | 0 | 0 | 0 | 0 | 0 | 0 | 0 | 0 | 0 | 0 | 162976.2881 | -115689.6092 | 0 | 0 | 0 | 0 | 0 | 0 | 0 | 0 | 0 | 0 | 0 | 0 | 0 | 0 | 0 | 0
2016-11-14 13:00 | 0 | 0 | 0 | 0 | 68611.5622 | 24.9903 | 430839 | 0 | 0 | 0 | 0 | 370447.1715 | 1929334.5419 | 0 | 0 | 0 | 0 | 0 | 0 | 0 | 0 | 0 | 0 | 0 | 0 | 0 | 0 | 0 | 0 | 0 | -246512.8382 | -115689.6092 | 0 | 0 | 0 | 0 | 0 | 0 | 0 | 0 | 0 | 0 | 0 | 0 | 0 | 0 | 0 | 0
2016-11-14 14:00 | 0 | 0 | 0 | 0 | 325539.6109 | 195419.1925 | 433072 | 0 | 0 | 0 | 0 | 336858.9625 | 2045024.1511 | 0 | 0 | 0 | 0 | 0 | 0 | 0 | 5785.4032 | 0 | 0 | 0 | 0 | 0 | 0 | 0 | 0 | 0 | -33588.209 | 115689.6092 | 0 | 0 | 0 | 0 | 0 | 0 | 0 | 0 | 0 | 5785.4032 | 0 | 0 | 0 | 0 | 0 | 0
2016-11-14 15:00 | 0 | 0 | 0 | 0 | 54826.9371 | 538807.0072 | 432017 | 0 | 0 | 0 | 0 | 583371.8008 | 1929334.5419 | 0 | 0 | 0 | 0 | 0 | 0 | 0 | 36579.1185 | 0 | 0 | 0 | 0 | 0 | 0 | 0 | 0 | 0 | 246512.8382 | -115689.6092 | 0 | 0 | 0 | 0 | 0 | 0 | 0 | 0 | 0 | 30793.7153 | 0 | 0 | 0 | 0 | 0 | 0
2016-11-14 16:00 | 0 | 0 | 0 | 0 | 91367.3741 | 670658.358 | 430617 | 0 | 0 | 0 | 0 | 829884.639 | 2045024.1511 | 0 | 0 | 0 | 0 | 0 | 0 | 0 | 5785.4032 | 0 | 0 | 0 | 0 | 0 | 0 | 0 | 0 | 0 | 246512.8382 | 115689.6092 | 0 | 0 | 0 | 0 | 0 | 0 | 0 | 0 | 0 | -30793.7153 | 0 | 0 | 0 | 0 | 0 | 0
2016-11-14 17:00 | 0 | 0 | 0 | 0 | 0 | 663819.8932 | 428936 | 0 | 0 | 0 | 0 | 954864.3261 | 2160713.7603 | 0 | 0 | 0 | 0 | 0 | 0 | 0 | 0 | 0 | 0 | 0 | 0 | 0 | 0 | 0 | 0 | 0 | 124979.6871 | 115689.6092 | 0 | 0 | 0 | 0 | 0 | 0 | 0 | 0 | 0 | -5785.4032 | 0 | 0 | 0 | 0 | 0 | 0
2016-11-14 18:00 | 0 | 0 | 0 | 0 | 0 | 623871.6374 | 429070 | 0 | 0 | 0 | 0 | 1033976.3543 | 2276403.3696 | 0 | 0 | 0 | 0 | 0 | 0 | 0 | 0 | 0 | 0 | 0 | 0 | 0 | 0 | 0 | 0 | 0 | 79112.0282 | 115689.6092 | 0 | 0 | 0 | 0 | 0 | 0 | 0 | 0 | 0 | 0 | 0 | 0 | 0 | 0 | 0 | 0
2016-11-14 19:00 | 0 | 0 | 0 | 0 | 0 | 609319.9784 | 429960 | 0 | 0 | 0 | 0 | 1097646.7235 | 2392092.9788 | 0 | 0 | 0 | 0 | 0 | 0 | 0 | 0 | 0 | 0 | 0 | 0 | 0 | 0 | 0 | 0 | 0 | 63670.3692 | 115689.6092 | 0 | 0 | 0 | 0 | 0 | 0 | 0 | 0 | 0 | 0 | 0 | 0 | 0 | 0 | 0 | 0
2016-11-14 20:00 | 0 | 0 | 0 | 0 | 0 | 628564.152 | 430707 | 0 | 0 | 0 | 0 | 1344159.5618 | 2343437.2926 | 0 | 0 | 0 | 0 | 0 | 0 | 0 | 0 | 0 | 0 | 0 | 0 | 0 | 0 | 0 | 0 | 0 | 246512.8382 | -48655.6862 | 0 | 0 | 0 | 0 | 0 | 0 | 0 | 0 | 0 | 0 | 0 | 0 | 0 | 0 | 0 | 0
2016-11-14 21:00 | 0 | 0 | 0 | 0 | 0 | 667042.6679 | 436153 | 0 | 0 | 0 | 0 | 1459359.6204 | 2459126.9018 | 0 | 0 | 0 | 0 | 0 | 0 | 0 | 0 | 0 | 0 | 0 | 0 | 0 | 0 | 0 | 0 | 0 | 115200.0587 | 115689.6092 | 0 | 0 | 0 | 0 | 0 | 0 | 0 | 0 | 0 | 0 | 0 | 0 | 0 | 0 | 0 | 0
2016-11-14 22:00 | 0 | 0 | 0 | 0 | 0 | 631406.6504 | 450135 | 0 | 0 | 0 | 0 | 1705872.4587 | 2393885.7139 | 0 | 0 | 0 | 0 | 0 | 0 | 0 | 0 | 0 | 0 | 0 | 0 | 0 | 0 | 0 | 0 | 0 | 246512.8382 | -65241.1879 | 0 | 0 | 0 | 0 | 0 | 0 | 0 | 0 | 0 | 0 | 0 | 0 | 0 | 0 | 0 | 0
2016-11-14 23:00 | 0 | 0 | 0 | 0 | 0 | 353757.1086 | 462512 | 0 | 0 | 0 | 0 | 1481427.9581 | 2509575.3232 | 0 | 0 | 0 | 0 | 0 | 0 | 0 | 0 | 0 | 0 | 0 | 0 | 0 | 0 | 0 | 0 | 0 | -224444.5006 | 115689.6092 | 0 | 0 | 0 | 0 | 0 | 0 | 0 | 0 | 0 | 0 | 0 | 0 | 0 | 0 | 0 | 0
2016-11-15 | 0 | 0 | 0 | 0 | 330181.4536 | 18986.1945 | 463726 | 0 | 0 | 0 | 0 | 1482559.2154 | 2393885.7139 | 0 | 0 | 0 | 0 | 0 | 0 | 0 | 0 | 0 | 0 | 0 | 0 | 0 | 0 | 0 | 0 | 0 | 1131.2573 | -115689.6092 | 0 | 0 | 0 | 0 | 0 | 0 | 0 | 0 | 0 | 0 | 0 | 0 | 0 | 0 | 0 | 0
2016-11-15 01:00 | 0 | 0 | 0 | 0 | 95877.5525 | 0 | 458080 | 0 | 0 | 0 | 0 | 1236046.3771 | 2278196.1047 | 0 | 0 | 0 | 0 | 0 | 0 | 0 | 0 | 0 | 0 | 0 | 0 | 0 | 0 | 0 | 0 | 0 | -246512.8382 | -115689.6092 | 0 | 0 | 0 | 0 | 0 | 0 | 0 | 0 | 0 | 0 | 0 | 0 | 0 | 0 | 0 | 0
2016-11-15 02:00 | 0 | 0 | 0 | 0 | 374189.8805 | 0 | 441923 | 0 | 0 | 0 | 0 | 1284002.8668 | 2162506.4955 | 0 | 0 | 0 | 0 | 0 | 0 | 0 | 0 | 0 | 0 | 0 | 0 | 0 | 0 | 0 | 0 | 0 | 47956.4897 | -115689.6092 | 0 | 0 | 0 | 0 | 0 | 0 | 0 | 0 | 0 | 0 | 0 | 0 | 0 | 0 | 0 | 0
2016-11-15 03:00 | 0 | 0 | 0 | 0 | 56946.5525 | 0 | 419149 | 0 | 0 | 0 | 0 | 1037490.0286 | 2046816.8862 | 0 | 0 | 0 | 0 | 0 | 0 | 0 | 0 | 0 | 0 | 0 | 0 | 0 | 0 | 0 | 0 | 0 | -246512.8382 | -115689.6092 | 0 | 0 | 0 | 0 | 0 | 0 | 0 | 0 | 0 | 0 | 0 | 0 | 0 | 0 | 0 | 0
2016-11-15 04:00 | 0 | 0 | 0 | 0 | 449974.0124 | 0 | 394010 | 0 | 0 | 0 | 0 | 977764.4317 | 2162506.4955 | 0 | 0 | 0 | 0 | 0 | 0 | 0 | 0 | 0 | 0 | 0 | 0 | 0 | 0 | 0 | 0 | 0 | -59725.5969 | 115689.6092 | 0 | 0 | 0 | 0 | 0 | 0 | 0 | 0 | 0 | 0 | 0 | 0 | 0 | 0 | 0 | 0
2016-11-15 05:00 | 0 | 0 | 0 | 0 | 11808.5525 | 0 | 374011 | 0 | 0 | 0 | 0 | 731251.5935 | 2046816.8862 | 0 | 0 | 0 | 0 | 0 | 0 | 0 | 0 | 0 | 0 | 0 | 0 | 0 | 0 | 0 | 0 | 0 | -246512.8382 | -115689.6092 | 0 | 0 | 0 | 0 | 0 | 0 | 0 | 0 | 0 | 0 | 0 | 0 | 0 | 0 | 0 | 0
2016-11-15 06:00 | 0 | 0 | 0 | 0 | 518010.44 | 0 | 359783 | 0 | 0 | 0 | 0 | 742995.7089 | 2162506.4955 | 0 | 0 | 0 | 0 | 0 | 0 | 0 | 30793.7153 | 0 | 0 | 0 | 0 | 0 | 0 | 0 | 0 | 0 | 11744.1155 | 115689.6092 | 0 | 0 | 0 | 0 | 0 | 0 | 0 | 0 | 0 | 30793.7153 | 0 | 0 | 0 | 0 | 0 | 0
2016-11-15 07:00 | 0 | 0 | 0 | 0 | 0 | 0 | 350973 | 0 | 0 | 0 | 0 | 496482.8707 | 2088840.049 | 0 | 0 | 0 | 0 | 0 | 0 | 0 | 0 | 0 | 0 | 0 | 0 | 0 | 0 | 0 | 0 | 0 | -246512.8382 | -73666.4464 | 0 | 0 | 0 | 0 | 0 | 0 | 0 | 0 | 0 | -30793.7153 | 0 | 0 | 0 | 0 | 0 | 0
2016-11-15 08:00 | 0 | 0 | 0 | 0 | 0 | 0 | 347090 | 0 | 0 | 0 | 0 | 249970.0325 | 1988262.8873 | 0 | 0 | 0 | 0 | 0 | 0 | 0 | 0 | 0 | 0 | 0 | 0 | 0 | 0 | 0 | 0 | 0 | -246512.8382 | -100577.1618 | 0 | 0 | 0 | 0 | 0 | 0 | 0 | 0 | 0 | 0 | 0 | 0 | 0 | 0 | 0 | 0
2016-11-15 09:00 | 0 | 0 | 0 | 0 | 571765.2216 | 0 | 349717 | 0 | 0 | 0 | 0 | 356328.6448 | 2103952.4965 | 0 | 0 | 0 | 0 | 0 | 0 | 0 | 0 | 0 | 0 | 0 | 0 | 0 | 0 | 0 | 0 | 0 | 106358.6123 | 115689.6092 | 0 | 0 | 0 | 0 | 0 | 0 | 0 | 0 | 0 | 0 | 0 | 0 | 0 | 0 | 0 | 0
2016-11-15 10:00 | 0 | 0 | 0 | 0 | 0 | 0 | 361722 | 0 | 0 | 0 | 0 | 109815.8066 | 1988743.3348 | 0 | 0 | 0 | 0 | 0 | 0 | 0 | 0 | 0 | 0 | 0 | 0 | 0 | 0 | 0 | 0 | 0 | -246512.8382 | -115209.1618 | 0 | 0 | 0 | 0 | 0 | 0 | 0 | 0 | 0 | 0 | 0 | 0 | 0 | 0 | 0 | 0
2016-11-15 11:00 | 0 | 0 | 0 | 0 | 522349.229 | 0 | 391526 | 0 | 0 | 0 | 0 | 356328.6448 | 1873053.7255 | 0 | 0 | 0 | 0 | 0 | 0 | 0 | 0 | 0 | 0 | 0 | 0 | 0 | 0 | 0 | 0 | 0 | 246512.8382 | -115689.6092 | 0 | 0 | 0 | 0 | 0 | 0 | 0 | 0 | 0 | 0 | 0 | 0 | 0 | 0 | 0 | 0
2016-11-15 12:00 | 0 | 0 | 0 | 0 | 570608.2623 | 0 | 417710 | 0 | 0 | 0 | 0 | 393537.2978 | 1988743.3348 | 0 | 0 | 0 | 0 | 0 | 0 | 0 | 0 | 0 | 0 | 0 | 0 | 0 | 0 | 0 | 0 | 0 | 37208.653 | 115689.6092 | 0 | 0 | 0 | 0 | 0 | 0 | 0 | 0 | 0 | 0 | 0 | 0 | 0 | 0 | 0 | 0
2016-11-15 13:00 | 0 | 0 | 0 | 0 | 64497.6172 | 25.9354 | 426726 | 0 | 0 | 0 | 0 | 147024.4596 | 1873053.7255 | 0 | 0 | 0 | 0 | 0 | 0 | 0 | 0 | 0 | 0 | 0 | 0 | 0 | 0 | 0 | 0 | 0 | -246512.8382 | -115689.6092 | 0 | 0 | 0 | 0 | 0 | 0 | 0 | 0 | 0 | 0 | 0 | 0 | 0 | 0 | 0 | 0
2016-11-15 14:00 | 0 | 0 | 0 | 0 | 436726.4937 | 210494.2543 | 429103 | 0 | 0 | 0 | 0 | 393537.2978 | 1838873.2321 | 0 | 0 | 0 | 0 | 0 | 0 | 0 | 5785.4032 | 0 | 0 | 0 | 0 | 0 | 0 | 0 | 0 | 0 | 246512.8382 | -34180.4934 | 0 | 0 | 0 | 0 | 0 | 0 | 0 | 0 | 0 | 5785.4032 | 0 | 0 | 0 | 0 | 0 | 0
2016-11-15 15:00 | 0 | 0 | 0 | 0 | 181126.8055 | 591300.3811 | 428933 | 0 | 0 | 0 | 0 | 640050.1361 | 1905060.8651 | 0 | 0 | 0 | 0 | 0 | 0 | 0 | 36579.1185 | 0 | 0 | 0 | 0 | 0 | 0 | 0 | 0 | 0 | 246512.8382 | 66187.633 | 0 | 0 | 0 | 0 | 0 | 0 | 0 | 0 | 0 | 30793.7153 | 0 | 0 | 0 | 0 | 0 | 0
2016-11-15 16:00 | 0 | 0 | 0 | 0 | 0 | 694398.115 | 427043 | 0 | 0 | 0 | 0 | 822509.3571 | 2020750.4743 | 0 | 0 | 0 | 0 | 0 | 0 | 0 | 5785.4032 | 0 | 0 | 0 | 0 | 0 | 0 | 0 | 0 | 0 | 182459.2211 | 115689.6092 | 0 | 0 | 0 | 0 | 0 | 0 | 0 | 0 | 0 | -30793.7153 | 0 | 0 | 0 | 0 | 0 | 0
2016-11-15 17:00 | 0 | 0 | 0 | 0 | 0 | 665977.4629 | 426613 | 0 | 0 | 0 | 0 | 1069022.1954 | 2019387.5022 | 0 | 0 | 0 | 0 | 0 | 0 | 0 | 0 | 0 | 0 | 0 | 0 | 0 | 0 | 0 | 0 | 0 | 246512.8382 | -1362.9722 | 0 | 0 | 0 | 0 | 0 | 0 | 0 | 0 | 0 | -5785.4032 | 0 | 0 | 0 | 0 | 0 | 0
2016-11-15 18:00 | 0 | 0 | 0 | 0 | 0 | 621558.8724 | 428470 | 0 | 0 | 0 | 0 | 1146421.4586 | 2135077.1114 | 0 | 0 | 0 | 0 | 0 | 0 | 0 | 0 | 0 | 0 | 0 | 0 | 0 | 0 | 0 | 0 | 0 | 77399.2632 | 115689.6092 | 0 | 0 | 0 | 0 | 0 | 0 | 0 | 0 | 0 | 0 | 0 | 0 | 0 | 0 | 0 | 0
2016-11-15 19:00 | 0 | 0 | 0 | 0 | 0 | 603055.4893 | 429860 | 0 | 0 | 0 | 0 | 1203927.3386 | 2250766.7206 | 0 | 0 | 0 | 0 | 0 | 0 | 0 | 0 | 0 | 0 | 0 | 0 | 0 | 0 | 0 | 0 | 0 | 57505.8801 | 115689.6092 | 0 | 0 | 0 | 0 | 0 | 0 | 0 | 0 | 0 | 0 | 0 | 0 | 0 | 0 | 0 | 0
2016-11-15 20:00 | 0 | 0 | 0 | 0 | 0 | 616354.8968 | 431192 | 0 | 0 | 0 | 0 | 1450440.1769 | 2189416.7792 | 0 | 0 | 0 | 0 | 0 | 0 | 0 | 0 | 0 | 0 | 0 | 0 | 0 | 0 | 0 | 0 | 0 | 246512.8382 | -61349.9414 | 0 | 0 | 0 | 0 | 0 | 0 | 0 | 0 | 0 | 0 | 0 | 0 | 0 | 0 | 0 | 0
2016-11-15 21:00 | 0 | 0 | 0 | 0 | 0 | 642761.0458 | 435035 | 0 | 0 | 0 | 0 | 1542476.6134 | 2305106.3884 | 0 | 0 | 0 | 0 | 0 | 0 | 0 | 0 | 0 | 0 | 0 | 0 | 0 | 0 | 0 | 0 | 0 | 92036.4365 | 115689.6092 | 0 | 0 | 0 | 0 | 0 | 0 | 0 | 0 | 0 | 0 | 0 | 0 | 0 | 0 | 0 | 0
2016-11-15 22:00 | 0 | 0 | 0 | 0 | 0 | 601234.4807 | 447443 | 0 | 0 | 0 | 0 | 1788989.4516 | 2212385.0309 | 0 | 0 | 0 | 0 | 0 | 0 | 0 | 0 | 0 | 0 | 0 | 0 | 0 | 0 | 0 | 0 | 0 | 246512.8382 | -92721.3575 | 0 | 0 | 0 | 0 | 0 | 0 | 0 | 0 | 0 | 0 | 0 | 0 | 0 | 0 | 0 | 0
2016-11-15 23:00 | 0 | 0 | 0 | 0 | 23696.5879 | 303140.1831 | 457660 | 0 | 0 | 0 | 0 | 1542476.6134 | 2328074.6401 | 0 | 0 | 0 | 0 | 0 | 0 | 0 | 0 | 0 | 0 | 0 | 0 | 0 | 0 | 0 | 0 | 0 | -246512.8382 | 115689.6092 | 0 | 0 | 0 | 0 | 0 | 0 | 0 | 0 | 0 | 0 | 0 | 0 | 0 | 0 | 0 | 0
2016-11-16 | 0 | 0 | 0 | 0 | 392950.3802 | 15532.2601 | 459462 | 0 | 0 | 0 | 0 | 1607186.863 | 2212385.0309 | 0 | 0 | 0 | 0 | 0 | 0 | 0 | 0 | 0 | 0 | 0 | 0 | 0 | 0 | 0 | 0 | 0 | 64710.2496 | -115689.6092 | 0 | 0 | 0 | 0 | 0 | 0 | 0 | 0 | 0 | 0 | 0 | 0 | 0 | 0 | 0 | 0
2016-11-16 01:00 | 0 | 0 | 0 | 0 | 323797.771 | 0 | 454621 | 0 | 0 | 0 | 0 | 1360674.0247 | 2328074.6401 | 0 | 0 | 0 | 0 | 0 | 0 | 0 | 0 | 0 | 0 | 0 | 0 | 0 | 0 | 0 | 0 | 0 | -246512.8382 | 115689.6092 | 0 | 0 | 0 | 0 | 0 | 0 | 0 | 0 | 0 | 0 | 0 | 0 | 0 | 0 | 0 | 0
2016-11-16 02:00 | 0 | 0 | 0 | 0 | 460246.3686 | 0 | 439452 | 0 | 0 | 0 | 0 | 1497158.0026 | 2212385.0309 | 0 | 0 | 0 | 0 | 0 | 0 | 0 | 0 | 0 | 0 | 0 | 0 | 0 | 0 | 0 | 0 | 0 | 136483.9779 | -115689.6092 | 0 | 0 | 0 | 0 | 0 | 0 | 0 | 0 | 0 | 0 | 0 | 0 | 0 | 0 | 0 | 0
2016-11-16 03:00 | 0 | 0 | 0 | 0 | 54617.5525 | 0 | 416820 | 0 | 0 | 0 | 0 | 1250645.1643 | 2096695.4217 | 0 | 0 | 0 | 0 | 0 | 0 | 0 | 0 | 0 | 0 | 0 | 0 | 0 | 0 | 0 | 0 | 0 | -246512.8382 | -115689.6092 | 0 | 0 | 0 | 0 | 0 | 0 | 0 | 0 | 0 | 0 | 0 | 0 | 0 | 0 | 0 | 0
2016-11-16 04:00 | 0 | 0 | 0 | 0 | 509893.3437 | 0 | 392584 | 0 | 0 | 0 | 0 | 1474179.5647 | 1981005.8124 | 0 | 0 | 0 | 0 | 0 | 0 | 0 | 9464.5525 | 0 | 0 | 0 | 0 | 0 | 0 | 0 | 0 | 0 | 223534.4004 | -115689.6092 | 0 | 0 | 0 | 0 | 0 | 0 | 0 | 0 | 0 | 9464.5525 | 0 | 0 | 0 | 0 | 0 | 0
2016-11-16 05:00 | 0 | 0 | 0 | 0 | 0 | 0 | 371667 | 0 | 0 | 0 | 0 | 1227666.7265 | 1865316.2032 | 0 | 0 | 0 | 0 | 0 | 0 | 0 | 0 | 0 | 0 | 0 | 0 | 0 | 0 | 0 | 0 | 0 | -246512.8382 | -115689.6092 | 0 | 0 | 0 | 0 | 0 | 0 | 0 | 0 | 0 | -9464.5525 | 0 | 0 | 0 | 0 | 0 | 0
2016-11-16 06:00 | 0 | 0 | 0 | 0 | 549897.3366 | 0 | 357214 | 0 | 0 | 0 | 0 | 1304660.4539 | 1981005.8124 | 0 | 0 | 0 | 0 | 0 | 0 | 0 | 0 | 0 | 0 | 0 | 0 | 0 | 0 | 0 | 0 | 0 | 76993.7274 | 115689.6092 | 0 | 0 | 0 | 0 | 0 | 0 | 0 | 0 | 0 | 0 | 0 | 0 | 0 | 0 | 0 | 0
2016-11-16 07:00 | 0 | 0 | 0 | 0 | 0 | 0 | 349218 | 0 | 0 | 0 | 0 | 1058147.6157 | 1878300.6507 | 0 | 0 | 0 | 0 | 0 | 0 | 0 | 0 | 0 | 0 | 0 | 0 | 0 | 0 | 0 | 0 | 0 | -246512.8382 | -102705.1618 | 0 | 0 | 0 | 0 | 0 | 0 | 0 | 0 | 0 | 0 | 0 | 0 | 0 | 0 | 0 | 0
2016-11-16 08:00 | 0 | 0 | 0 | 0 | 0 | 0 | 345715 | 0 | 0 | 0 | 0 | 811634.7774 | 1779098.4889 | 0 | 0 | 0 | 0 | 0 | 0 | 0 | 0 | 0 | 0 | 0 | 0 | 0 | 0 | 0 | 0 | 0 | -246512.8382 | -99202.1618 | 0 | 0 | 0 | 0 | 0 | 0 | 0 | 0 | 0 | 0 | 0 | 0 | 0 | 0 | 0 | 0
2016-11-16 09:00 | 0 | 0 | 0 | 0 | 586109.3594 | 0 | 347876 | 0 | 0 | 0 | 0 | 934178.5276 | 1894788.0981 | 0 | 0 | 0 | 0 | 0 | 0 | 0 | 0 | 0 | 0 | 0 | 0 | 0 | 0 | 0 | 0 | 0 | 122543.7502 | 115689.6092 | 0 | 0 | 0 | 0 | 0 | 0 | 0 | 0 | 0 | 0 | 0 | 0 | 0 | 0 | 0 | 0
2016-11-16 10:00 | 0 | 0 | 0 | 0 | 0 | 0 | 362110 | 0 | 0 | 0 | 0 | 687665.6894 | 1779190.9364 | 0 | 0 | 0 | 0 | 0 | 0 | 0 | 0 | 0 | 0 | 0 | 0 | 0 | 0 | 0 | 0 | 0 | -246512.8382 | -115597.1618 | 0 | 0 | 0 | 0 | 0 | 0 | 0 | 0 | 0 | 0 | 0 | 0 | 0 | 0 | 0 | 0
2016-11-16 11:00 | 0 | 0 | 0 | 0 | 30601.5525 | 0 | 392804 | 0 | 0 | 0 | 0 | 441152.8511 | 1663501.3272 | 0 | 0 | 0 | 0 | 0 | 0 | 0 | 0 | 0 | 0 | 0 | 0 | 0 | 0 | 0 | 0 | 0 | -246512.8382 | -115689.6092 | 0 | 0 | 0 | 0 | 0 | 0 | 0 | 0 | 0 | 0 | 0 | 0 | 0 | 0 | 0 | 0
2016-11-16 12:00 | 0 | 0 | 0 | 0 | 626397.3598 | 0 | 418031 | 0 | 0 | 0 | 0 | 533829.6017 | 1779190.9364 | 0 | 0 | 0 | 0 | 0 | 0 | 0 | 0 | 0 | 0 | 0 | 0 | 0 | 0 | 0 | 0 | 0 | 92676.7505 | 115689.6092 | 0 | 0 | 0 | 0 | 0 | 0 | 0 | 0 | 0 | 0 | 0 | 0 | 0 | 0 | 0 | 0
2016-11-16 13:00 | 0 | 0 | 0 | 0 | 63742.0421 | 27.5104 | 425972 | 0 | 0 | 0 | 0 | 287316.7634 | 1663501.3272 | 0 | 0 | 0 | 0 | 0 | 0 | 0 | 0 | 0 | 0 | 0 | 0 | 0 | 0 | 0 | 0 | 0 | -246512.8382 | -115689.6092 | 0 | 0 | 0 | 0 | 0 | 0 | 0 | 0 | 0 | 0 | 0 | 0 | 0 | 0 | 0 | 0
2016-11-16 14:00 | 0 | 0 | 0 | 0 | 529574.3253 | 142090.1174 | 427597 | 0 | 0 | 0 | 0 | 533829.6017 | 1661055.9315 | 0 | 0 | 0 | 0 | 0 | 0 | 0 | 0 | 0 | 0 | 0 | 0 | 0 | 0 | 0 | 0 | 0 | 246512.8382 | -2445.3956 | 0 | 0 | 0 | 0 | 0 | 0 | 0 | 0 | 0 | 0 | 0 | 0 | 0 | 0 | 0 | 0
2016-11-16 15:00 | 0 | 0 | 0 | 0 | 306882.4547 | 334754.0016 | 427627 | 0 | 0 | 0 | 0 | 632149.4487 | 1776745.5408 | 0 | 0 | 0 | 0 | 0 | 0 | 0 | 0 | 0 | 0 | 0 | 0 | 0 | 0 | 0 | 0 | 0 | 98319.8471 | 115689.6092 | 0 | 0 | 0 | 0 | 0 | 0 | 0 | 0 | 0 | 0 | 0 | 0 | 0 | 0 | 0 | 0
2016-11-16 16:00 | 0 | 0 | 0 | 0 | 0 | 469132.1261 | 426578 | 0 | 0 | 0 | 0 | 790393.184 | 1661055.9315 | 0 | 0 | 0 | 0 | 0 | 0 | 0 | 0 | 0 | 0 | 0 | 0 | 0 | 0 | 0 | 0 | 0 | 158243.7353 | -115689.6092 | 0 | 0 | 0 | 0 | 0 | 0 | 0 | 0 | 0 | 0 | 0 | 0 | 0 | 0 | 0 | 0
2016-11-16 17:00 | 0 | 0 | 0 | 0 | 0 | 510205.4576 | 426245 | 0 | 0 | 0 | 0 | 758664.0324 | 1776745.5408 | 0 | 0 | 0 | 0 | 0 | 0 | 0 | 0 | 0 | 0 | 0 | 0 | 0 | 0 | 0 | 0 | 0 | -31729.1516 | 115689.6092 | 0 | 0 | 0 | 0 | 0 | 0 | 0 | 0 | 0 | 0 | 0 | 0 | 0 | 0 | 0 | 0
2016-11-16 18:00 | 0 | 0 | 0 | 0 | 50120.6864 | 509414.5426 | 428712 | 0 | 0 | 0 | 0 | 1005176.8707 | 1661055.9315 | 0 | 0 | 0 | 0 | 0 | 0 | 0 | 0 | 0 | 0 | 0 | 0 | 0 | 0 | 0 | 0 | 0 | 246512.8382 | -115689.6092 | 0 | 0 | 0 | 0 | 0 | 0 | 0 | 0 | 0 | 0 | 0 | 0 | 0 | 0 | 0 | 0
2016-11-16 19:00 | 0 | 0 | 0 | 0 | 0 | 503008.3341 | 430296 | 0 | 0 | 0 | 0 | 962199.5955 | 1776745.5408 | 0 | 0 | 0 | 0 | 0 | 0 | 0 | 0 | 0 | 0 | 0 | 0 | 0 | 0 | 0 | 0 | 0 | -42977.2752 | 115689.6092 | 0 | 0 | 0 | 0 | 0 | 0 | 0 | 0 | 0 | 0 | 0 | 0 | 0 | 0 | 0 | 0
2016-11-16 20:00 | 0 | 0 | 0 | 0 | 55300.5623 | 507478.6667 | 431956 | 0 | 0 | 0 | 0 | 1208712.4337 | 1661055.9315 | 0 | 0 | 0 | 0 | 0 | 0 | 0 | 0 | 0 | 0 | 0 | 0 | 0 | 0 | 0 | 0 | 0 | 246512.8382 | -115689.6092 | 0 | 0 | 0 | 0 | 0 | 0 | 0 | 0 | 0 | 0 | 0 | 0 | 0 | 0 | 0 | 0
2016-11-16 21:00 | 0 | 0 | 0 | 0 | 0 | 493914.5463 | 435639 | 0 | 0 | 0 | 0 | 1151298.3708 | 1776745.5408 | 0 | 0 | 0 | 0 | 0 | 0 | 0 | 0 | 0 | 0 | 0 | 0 | 0 | 0 | 0 | 0 | 0 | -57414.0629 | 115689.6092 | 0 | 0 | 0 | 0 | 0 | 0 | 0 | 0 | 0 | 0 | 0 | 0 | 0 | 0 | 0 | 0
2016-11-16 22:00 | 0 | 0 | 0 | 0 | 165013.2336 | 411936.9954 | 446127 | 0 | 0 | 0 | 0 | 1397811.209 | 1661055.9315 | 0 | 0 | 0 | 0 | 0 | 0 | 0 | 0 | 0 | 0 | 0 | 0 | 0 | 0 | 0 | 0 | 0 | 246512.8382 | -115689.6092 | 0 | 0 | 0 | 0 | 0 | 0 | 0 | 0 | 0 | 0 | 0 | 0 | 0 | 0 | 0 | 0
2016-11-16 23:00 | 0 | 0 | 0 | 0 | 129482.4652 | 196311.3058 | 456617 | 0 | 0 | 0 | 0 | 1151298.3708 | 1776745.5408 | 0 | 0 | 0 | 0 | 0 | 0 | 0 | 0 | 0 | 0 | 0 | 0 | 0 | 0 | 0 | 0 | 0 | -246512.8382 | 115689.6092 | 0 | 0 | 0 | 0 | 0 | 0 | 0 | 0 | 0 | 0 | 0 | 0 | 0 | 0 | 0 | 0
2016-11-17 | 0 | 0 | 0 | 0 | 308280.8365 | 19283.9345 | 458388 | 0 | 0 | 0 | 0 | 904785.5326 | 1892435.15 | 0 | 0 | 0 | 0 | 0 | 0 | 0 | 0 | 0 | 0 | 0 | 0 | 0 | 0 | 0 | 0 | 0 | -246512.8382 | 115689.6092 | 0 | 0 | 0 | 0 | 0 | 0 | 0 | 0 | 0 | 0 | 0 | 0 | 0 | 0 | 0 | 0
2016-11-17 01:00 | 0 | 0 | 0 | 0 | 777470.9233 | 0 | 453785 | 0 | 0 | 0 | 0 | 1151298.3708 | 1969608.2351 | 0 | 0 | 0 | 0 | 0 | 0 | 0 | 0 | 0 | 0 | 0 | 0 | 0 | 0 | 0 | 0 | 0 | 246512.8382 | 77173.0851 | 0 | 0 | 0 | 0 | 0 | 0 | 0 | 0 | 0 | 0 | 0 | 0 | 0 | 0 | 0 | 0
2016-11-17 02:00 | 0 | 0 | 0 | 0 | 77740.5525 | 0 | 439943 | 0 | 0 | 0 | 0 | 904785.5326 | 1853918.6259 | 0 | 0 | 0 | 0 | 0 | 0 | 0 | 0 | 0 | 0 | 0 | 0 | 0 | 0 | 0 | 0 | 0 | -246512.8382 | -115689.6092 | 0 | 0 | 0 | 0 | 0 | 0 | 0 | 0 | 0 | 0 | 0 | 0 | 0 | 0 | 0 | 0
2016-11-17 03:00 | 0 | 0 | 0 | 0 | 286758.771 | 0 | 417582 | 0 | 0 | 0 | 0 | 658272.6943 | 1969608.2351 | 0 | 0 | 0 | 0 | 0 | 0 | 0 | 0 | 0 | 0 | 0 | 0 | 0 | 0 | 0 | 0 | 0 | -246512.8382 | 115689.6092 | 0 | 0 | 0 | 0 | 0 | 0 | 0 | 0 | 0 | 0 | 0 | 0 | 0 | 0 | 0 | 0
2016-11-17 04:00 | 0 | 0 | 0 | 0 | 706875.01 | 0 | 393907 | 0 | 0 | 0 | 0 | 904785.5326 | 2024433.8543 | 0 | 0 | 0 | 0 | 0 | 0 | 0 | 11629.5525 | 0 | 0 | 0 | 0 | 0 | 0 | 0 | 0 | 0 | 246512.8382 | 54825.6192 | 0 | 0 | 0 | 0 | 0 | 0 | 0 | 0 | 0 | 11629.5525 | 0 | 0 | 0 | 0 | 0 | 0
2016-11-17 05:00 | 0 | 0 | 0 | 0 | 0 | 0 | 373832 | 0 | 0 | 0 | 0 | 658272.6943 | 1908744.2451 | 0 | 0 | 0 | 0 | 0 | 0 | 0 | 0 | 0 | 0 | 0 | 0 | 0 | 0 | 0 | 0 | 0 | -246512.8382 | -115689.6092 | 0 | 0 | 0 | 0 | 0 | 0 | 0 | 0 | 0 | -11629.5525 | 0 | 0 | 0 | 0 | 0 | 0
2016-11-17 06:00 | 0 | 0 | 0 | 0 | 0 | 0 | 358914 | 0 | 0 | 0 | 0 | 411759.8561 | 1796343.0833 | 0 | 0 | 0 | 0 | 0 | 0 | 0 | 0 | 0 | 0 | 0 | 0 | 0 | 0 | 0 | 0 | 0 | -246512.8382 | -112401.1618 | 0 | 0 | 0 | 0 | 0 | 0 | 0 | 0 | 0 | 0 | 0 | 0 | 0 | 0 | 0 | 0
2016-11-17 07:00 | 0 | 0 | 0 | 0 | 669427.0236 | 0 | 349622 | 0 | 0 | 0 | 0 | 658272.6943 | 1869635.2687 | 0 | 0 | 0 | 0 | 0 | 0 | 0 | 0 | 0 | 0 | 0 | 0 | 0 | 0 | 0 | 0 | 0 | 246512.8382 | 73292.1854 | 0 | 0 | 0 | 0 | 0 | 0 | 0 | 0 | 0 | 0 | 0 | 0 | 0 | 0 | 0 | 0
2016-11-17 08:00 | 0 | 0 | 0 | 0 | 0 | 0 | 345824 | 0 | 0 | 0 | 0 | 411759.8561 | 1770324.1069 | 0 | 0 | 0 | 0 | 0 | 0 | 0 | 0 | 0 | 0 | 0 | 0 | 0 | 0 | 0 | 0 | 0 | -246512.8382 | -99311.1618 | 0 | 0 | 0 | 0 | 0 | 0 | 0 | 0 | 0 | 0 | 0 | 0 | 0 | 0 | 0 | 0
2016-11-17 09:00 | 0 | 0 | 0 | 0 | 636166.5436 | 0 | 349147 | 0 | 0 | 0 | 0 | 583089.7905 | 1886013.7161 | 0 | 0 | 0 | 0 | 0 | 0 | 0 | 0 | 0 | 0 | 0 | 0 | 0 | 0 | 0 | 0 | 0 | 171329.9344 | 115689.6092 | 0 | 0 | 0 | 0 | 0 | 0 | 0 | 0 | 0 | 0 | 0 | 0 | 0 | 0 | 0 | 0
2016-11-17 10:00 | 0 | 0 | 0 | 0 | 615969.7592 | 0 | 362368 | 0 | 0 | 0 | 0 | 829602.6287 | 1893102.637 | 0 | 0 | 0 | 0 | 0 | 0 | 0 | 0 | 0 | 0 | 0 | 0 | 0 | 0 | 0 | 0 | 0 | 246512.8382 | 7088.9209 | 0 | 0 | 0 | 0 | 0 | 0 | 0 | 0 | 0 | 0 | 0 | 0 | 0 | 0 | 0 | 0
2016-11-17 11:00 | 0 | 0 | 0 | 0 | 29459.5525 | 0 | 391662 | 0 | 0 | 0 | 0 | 583089.7905 | 1777413.0278 | 0 | 0 | 0 | 0 | 0 | 0 | 0 | 0 | 0 | 0 | 0 | 0 | 0 | 0 | 0 | 0 | 0 | -246512.8382 | -115689.6092 | 0 | 0 | 0 | 0 | 0 | 0 | 0 | 0 | 0 | 0 | 0 | 0 | 0 | 0 | 0 | 0
2016-11-17 12:00 | 0 | 0 | 0 | 0 | 55079.5525 | 0 | 417282 | 0 | 0 | 0 | 0 | 336576.9522 | 1661723.4186 | 0 | 0 | 0 | 0 | 0 | 0 | 0 | 0 | 0 | 0 | 0 | 0 | 0 | 0 | 0 | 0 | 0 | -246512.8382 | -115689.6092 | 0 | 0 | 0 | 0 | 0 | 0 | 0 | 0 | 0 | 0 | 0 | 0 | 0 | 0 | 0 | 0
2016-11-17 13:00 | 0 | 0 | 0 | 0 | 587784.652 | 18.9003 | 425836 | 0 | 0 | 0 | 0 | 382854.8953 | 1777413.0278 | 0 | 0 | 0 | 0 | 0 | 0 | 0 | 0 | 0 | 0 | 0 | 0 | 0 | 0 | 0 | 0 | 0 | 46277.943 | 115689.6092 | 0 | 0 | 0 | 0 | 0 | 0 | 0 | 0 | 0 | 0 | 0 | 0 | 0 | 0 | 0 | 0
2016-11-17 14:00 | 0 | 0 | 0 | 0 | 0 | 104925.3323 | 428519 | 0 | 0 | 0 | 0 | 174950.8368 | 1661723.4186 | 0 | 0 | 0 | 0 | 0 | 0 | 0 | 0 | 0 | 0 | 0 | 0 | 0 | 0 | 0 | 0 | 0 | -207904.0584 | -115689.6092 | 0 | 0 | 0 | 0 | 0 | 0 | 0 | 0 | 0 | 0 | 0 | 0 | 0 | 0 | 0 | 0
2016-11-17 15:00 | 0 | 0 | 0 | 0 | 114775.137 | 445998.092 | 429950 | 0 | 0 | 0 | 0 | 421463.6751 | 1546033.8094 | 0 | 0 | 0 | 0 | 0 | 0 | 0 | 0 | 0 | 0 | 0 | 0 | 0 | 0 | 0 | 0 | 0 | 246512.8382 | -115689.6092 | 0 | 0 | 0 | 0 | 0 | 0 | 0 | 0 | 0 | 0 | 0 | 0 | 0 | 0 | 0 | 0
2016-11-17 16:00 | 0 | 0 | 0 | 0 | 0 | 589888.2838 | 428367 | 0 | 0 | 0 | 0 | 467295.3497 | 1661723.4186 | 0 | 0 | 0 | 0 | 0 | 0 | 0 | 0 | 0 | 0 | 0 | 0 | 0 | 0 | 0 | 0 | 0 | 45831.6746 | 115689.6092 | 0 | 0 | 0 | 0 | 0 | 0 | 0 | 0 | 0 | 0 | 0 | 0 | 0 | 0 | 0 | 0
2016-11-17 17:00 | 0 | 0 | 0 | 0 | 201268.447 | 589431.0004 | 428497 | 0 | 0 | 0 | 0 | 713808.1879 | 1777413.0278 | 0 | 0 | 0 | 0 | 0 | 0 | 0 | 0 | 0 | 0 | 0 | 0 | 0 | 0 | 0 | 0 | 0 | 246512.8382 | 115689.6092 | 0 | 0 | 0 | 0 | 0 | 0 | 0 | 0 | 0 | 0 | 0 | 0 | 0 | 0 | 0 | 0
2016-11-17 18:00 | 0 | 0 | 0 | 0 | 0 | 565348.5618 | 429853 | 0 | 0 | 0 | 0 | 733614.1406 | 1893102.637 | 0 | 0 | 0 | 0 | 0 | 0 | 0 | 0 | 0 | 0 | 0 | 0 | 0 | 0 | 0 | 0 | 0 | 19805.9526 | 115689.6092 | 0 | 0 | 0 | 0 | 0 | 0 | 0 | 0 | 0 | 0 | 0 | 0 | 0 | 0 | 0 | 0
2016-11-17 19:00 | 0 | 0 | 0 | 0 | 8248.9313 | 553801.2977 | 431227 | 0 | 0 | 0 | 0 | 980126.9788 | 1777413.0278 | 0 | 0 | 0 | 0 | 0 | 0 | 0 | 0 | 0 | 0 | 0 | 0 | 0 | 0 | 0 | 0 | 0 | 246512.8382 | -115689.6092 | 0 | 0 | 0 | 0 | 0 | 0 | 0 | 0 | 0 | 0 | 0 | 0 | 0 | 0 | 0 | 0
2016-11-17 20:00 | 0 | 0 | 0 | 0 | 0 | 560005.9959 | 432204 | 0 | 0 | 0 | 0 | 992239.3654 | 1893102.637 | 0 | 0 | 0 | 0 | 0 | 0 | 0 | 0 | 0 | 0 | 0 | 0 | 0 | 0 | 0 | 0 | 0 | 12112.3866 | 115689.6092 | 0 | 0 | 0 | 0 | 0 | 0 | 0 | 0 | 0 | 0 | 0 | 0 | 0 | 0 | 0 | 0
2016-11-17 21:00 | 0 | 0 | 0 | 0 | 0 | 575499.5588 | 434647 | 0 | 0 | 0 | 0 | 1238752.2037 | 1787442.3576 | 0 | 0 | 0 | 0 | 0 | 0 | 0 | 0 | 0 | 0 | 0 | 0 | 0 | 0 | 0 | 0 | 0 | 246512.8382 | -105660.2795 | 0 | 0 | 0 | 0 | 0 | 0 | 0 | 0 | 0 | 0 | 0 | 0 | 0 | 0 | 0 | 0
2016-11-17 22:00 | 0 | 0 | 0 | 0 | 0 | 563861.3802 | 445468 | 0 | 0 | 0 | 0 | 1241455.9746 | 1903131.9668 | 0 | 0 | 0 | 0 | 0 | 0 | 0 | 0 | 0 | 0 | 0 | 0 | 0 | 0 | 0 | 0 | 0 | 2703.7709 | 115689.6092 | 0 | 0 | 0 | 0 | 0 | 0 | 0 | 0 | 0 | 0 | 0 | 0 | 0 | 0 | 0 | 0
2016-11-17 23:00 | 0 | 0 | 0 | 0 | 0 | 313240.0831 | 455817 | 0 | 0 | 0 | 0 | 994943.1364 | 2007067.8882 | 0 | 0 | 0 | 0 | 0 | 0 | 0 | 0 | 0 | 0 | 0 | 0 | 0 | 0 | 0 | 0 | 0 | -246512.8382 | 103935.9214 | 0 | 0 | 0 | 0 | 0 | 0 | 0 | 0 | 0 | 0 | 0 | 0 | 0 | 0 | 0 | 0
2016-11-18 | 0 | 0 | 0 | 0 | 79014.2355 | 17508.317 | 458725 | 0 | 0 | 0 | 0 | 748430.2981 | 1891378.279 | 0 | 0 | 0 | 0 | 0 | 0 | 0 | 0 | 0 | 0 | 0 | 0 | 0 | 0 | 0 | 0 | 0 | -246512.8382 | -115689.6092 | 0 | 0 | 0 | 0 | 0 | 0 | 0 | 0 | 0 | 0 | 0 | 0 | 0 | 0 | 0 | 0
2016-11-18 01:00 | 0 | 0 | 0 | 0 | 730328.1353 | 0 | 455329 | 0 | 0 | 0 | 0 | 994943.1364 | 1919864.576 | 0 | 0 | 0 | 0 | 0 | 0 | 0 | 0 | 0 | 0 | 0 | 0 | 0 | 0 | 0 | 0 | 0 | 246512.8382 | 28486.297 | 0 | 0 | 0 | 0 | 0 | 0 | 0 | 0 | 0 | 0 | 0 | 0 | 0 | 0 | 0 | 0
2016-11-18 02:00 | 0 | 0 | 0 | 0 | 79511.5525 | 0 | 441714 | 0 | 0 | 0 | 0 | 748430.2981 | 1804174.9668 | 0 | 0 | 0 | 0 | 0 | 0 | 0 | 0 | 0 | 0 | 0 | 0 | 0 | 0 | 0 | 0 | 0 | -246512.8382 | -115689.6092 | 0 | 0 | 0 | 0 | 0 | 0 | 0 | 0 | 0 | 0 | 0 | 0 | 0 | 0 | 0 | 0
2016-11-18 03:00 | 0 | 0 | 0 | 0 | 289401.771 | 0 | 420225 | 0 | 0 | 0 | 0 | 501917.4599 | 1919864.576 | 0 | 0 | 0 | 0 | 0 | 0 | 0 | 0 | 0 | 0 | 0 | 0 | 0 | 0 | 0 | 0 | 0 | -246512.8382 | 115689.6092 | 0 | 0 | 0 | 0 | 0 | 0 | 0 | 0 | 0 | 0 | 0 | 0 | 0 | 0 | 0 | 0
2016-11-18 04:00 | 0 | 0 | 0 | 0 | 728363.7688 | 0 | 397919 | 0 | 0 | 0 | 0 | 748430.2981 | 1988506.954 | 0 | 0 | 0 | 0 | 0 | 0 | 0 | 15289.5525 | 0 | 0 | 0 | 0 | 0 | 0 | 0 | 0 | 0 | 246512.8382 | 68642.378 | 0 | 0 | 0 | 0 | 0 | 0 | 0 | 0 | 0 | 15289.5525 | 0 | 0 | 0 | 0 | 0 | 0
2016-11-18 05:00 | 0 | 0 | 0 | 0 | 0 | 0 | 377492 | 0 | 0 | 0 | 0 | 501917.4599 | 1872817.3448 | 0 | 0 | 0 | 0 | 0 | 0 | 0 | 0 | 0 | 0 | 0 | 0 | 0 | 0 | 0 | 0 | 0 | -246512.8382 | -115689.6092 | 0 | 0 | 0 | 0 | 0 | 0 | 0 | 0 | 0 | -15289.5525 | 0 | 0 | 0 | 0 | 0 | 0
2016-11-18 06:00 | 0 | 0 | 0 | 0 | 0 | 0 | 361446 | 0 | 0 | 0 | 0 | 255404.6216 | 1757884.183 | 0 | 0 | 0 | 0 | 0 | 0 | 0 | 0 | 0 | 0 | 0 | 0 | 0 | 0 | 0 | 0 | 0 | -246512.8382 | -114933.1618 | 0 | 0 | 0 | 0 | 0 | 0 | 0 | 0 | 0 | 0 | 0 | 0 | 0 | 0 | 0 | 0
2016-11-18 07:00 | 0 | 0 | 0 | 0 | 718650.1435 | 0 | 351750 | 0 | 0 | 0 | 0 | 501917.4599 | 1873573.7923 | 0 | 0 | 0 | 0 | 0 | 0 | 0 | 4697.6961 | 0 | 0 | 0 | 0 | 0 | 0 | 0 | 0 | 0 | 246512.8382 | 115689.6092 | 0 | 0 | 0 | 0 | 0 | 0 | 0 | 0 | 0 | 4697.6961 | 0 | 0 | 0 | 0 | 0 | 0
2016-11-18 08:00 | 0 | 0 | 0 | 0 | 0 | 0 | 347859 | 0 | 0 | 0 | 0 | 255404.6216 | 1776925.3266 | 0 | 0 | 0 | 0 | 0 | 0 | 0 | 0 | 0 | 0 | 0 | 0 | 0 | 0 | 0 | 0 | 0 | -246512.8382 | -96648.4657 | 0 | 0 | 0 | 0 | 0 | 0 | 0 | 0 | 0 | -4697.6961 | 0 | 0 | 0 | 0 | 0 | 0
2016-11-18 09:00 | 0 | 0 | 0 | 0 | 225590.6074 | 0 | 350172 | 0 | 0 | 0 | 0 | 246512.8382 | 1661235.7173 | 0 | 0 | 0 | 0 | 0 | 0 | 0 | 0 | 0 | 0 | 0 | 0 | 0 | 0 | 0 | 0 | 0 | -8891.7834 | -115689.6092 | 0 | 0 | 0 | 0 | 0 | 0 | 0 | 0 | 0 | 0 | 0 | 0 | 0 | 0 | 0 | 0
2016-11-18 10:00 | 0 | 0 | 0 | 0 | 734354.3685 | 0 | 362246 | 0 | 0 | 0 | 0 | 493025.6765 | 1776925.3266 | 0 | 0 | 0 | 0 | 0 | 0 | 0 | 9905.9211 | 0 | 0 | 0 | 0 | 0 | 0 | 0 | 0 | 0 | 246512.8382 | 115689.6092 | 0 | 0 | 0 | 0 | 0 | 0 | 0 | 0 | 0 | 9905.9211 | 0 | 0 | 0 | 0 | 0 | 0
2016-11-18 11:00 | 0 | 0 | 0 | 0 | 18621.6315 | 0 | 390730 | 0 | 0 | 0 | 0 | 246512.8382 | 1661235.7173 | 0 | 0 | 0 | 0 | 0 | 0 | 0 | 0 | 0 | 0 | 0 | 0 | 0 | 0 | 0 | 0 | 0 | -246512.8382 | -115689.6092 | 0 | 0 | 0 | 0 | 0 | 0 | 0 | 0 | 0 | -9905.9211 | 0 | 0 | 0 | 0 | 0 | 0
2016-11-18 12:00 | 0 | 0 | 0 | 0 | 284606.771 | 0 | 415430 | 0 | 0 | 0 | 0 | 0 | 1776925.3266 | 0 | 0 | 0 | 0 | 0 | 0 | 0 | 0 | 0 | 0 | 0 | 0 | 0 | 0 | 0 | 0 | 0 | -246512.8382 | 115689.6092 | 0 | 0 | 0 | 0 | 0 | 0 | 0 | 0 | 0 | 0 | 0 | 0 | 0 | 0 | 0 | 0
2016-11-18 13:00 | 0 | 0 | 0 | 0 | 734626.4681 | 24.6753 | 424480 | 0 | 0 | 0 | 0 | 194481.5342 | 1892614.9358 | 0 | 0 | 0 | 0 | 0 | 0 | 0 | 0 | 0 | 0 | 0 | 0 | 0 | 0 | 0 | 0 | 0 | 194481.5342 | 115689.6092 | 0 | 0 | 0 | 0 | 0 | 0 | 0 | 0 | 0 | 0 | 0 | 0 | 0 | 0 | 0 | 0
2016-11-18 14:00 | 0 | 0 | 0 | 0 | 0 | 138396.4374 | 429303 | 0 | 0 | 0 | 0 | 19264.5809 | 1776925.3266 | 0 | 0 | 0 | 0 | 0 | 0 | 0 | 0 | 0 | 0 | 0 | 0 | 0 | 0 | 0 | 0 | 0 | -175216.9533 | -115689.6092 | 0 | 0 | 0 | 0 | 0 | 0 | 0 | 0 | 0 | 0 | 0 | 0 | 0 | 0 | 0 | 0
2016-11-18 15:00 | 0 | 0 | 0 | 0 | 184605.3486 | 609859.0989 | 432262 | 0 | 0 | 0 | 0 | 265777.4191 | 1892614.9358 | 0 | 0 | 0 | 0 | 0 | 0 | 0 | 0 | 0 | 0 | 0 | 0 | 0 | 0 | 0 | 0 | 0 | 246512.8382 | 115689.6092 | 0 | 0 | 0 | 0 | 0 | 0 | 0 | 0 | 0 | 0 | 0 | 0 | 0 | 0 | 0 | 0
2016-11-18 16:00 | 0 | 0 | 0 | 0 | 0 | 712477.9286 | 432288 | 0 | 0 | 0 | 0 | 512290.2573 | 1926292.0261 | 0 | 0 | 0 | 0 | 0 | 0 | 0 | 0 | 0 | 0 | 0 | 0 | 0 | 0 | 0 | 0 | 0 | 246512.8382 | 33677.0903 | 0 | 0 | 0 | 0 | 0 | 0 | 0 | 0 | 0 | 0 | 0 | 0 | 0 | 0 | 0 | 0
2016-11-18 17:00 | 0 | 0 | 0 | 0 | 0 | 693413.9511 | 431234 | 0 | 0 | 0 | 0 | 658780.5992 | 2041981.6353 | 0 | 0 | 0 | 0 | 0 | 0 | 0 | 0 | 0 | 0 | 0 | 0 | 0 | 0 | 0 | 0 | 0 | 146490.3419 | 115689.6092 | 0 | 0 | 0 | 0 | 0 | 0 | 0 | 0 | 0 | 0 | 0 | 0 | 0 | 0 | 0 | 0
2016-11-18 18:00 | 0 | 0 | 0 | 0 | 0 | 656778.8385 | 431637 | 0 | 0 | 0 | 0 | 905293.4375 | 2020610.6356 | 0 | 0 | 0 | 0 | 0 | 0 | 0 | 0 | 0 | 0 | 0 | 0 | 0 | 0 | 0 | 0 | 0 | 246512.8382 | -21370.9997 | 0 | 0 | 0 | 0 | 0 | 0 | 0 | 0 | 0 | 0 | 0 | 0 | 0 | 0 | 0 | 0
2016-11-18 19:00 | 0 | 0 | 0 | 0 | 0 | 638254.998 | 431202 | 0 | 0 | 0 | 0 | 996656.8262 | 2136300.2449 | 0 | 0 | 0 | 0 | 0 | 0 | 0 | 0 | 0 | 0 | 0 | 0 | 0 | 0 | 0 | 0 | 0 | 91363.3887 | 115689.6092 | 0 | 0 | 0 | 0 | 0 | 0 | 0 | 0 | 0 | 0 | 0 | 0 | 0 | 0 | 0 | 0
2016-11-18 20:00 | 0 | 0 | 0 | 0 | 139449.9252 | 652513.5223 | 429761 | 0 | 0 | 0 | 0 | 1243169.6644 | 2251989.8541 | 0 | 0 | 0 | 0 | 0 | 0 | 0 | 0 | 0 | 0 | 0 | 0 | 0 | 0 | 0 | 0 | 0 | 246512.8382 | 115689.6092 | 0 | 0 | 0 | 0 | 0 | 0 | 0 | 0 | 0 | 0 | 0 | 0 | 0 | 0 | 0 | 0
2016-11-18 21:00 | 0 | 0 | 0 | 0 | 0 | 685291.1978 | 429356 | 0 | 0 | 0 | 0 | 1383415.253 | 2367679.4633 | 0 | 0 | 0 | 0 | 0 | 0 | 0 | 0 | 0 | 0 | 0 | 0 | 0 | 0 | 0 | 0 | 0 | 140245.5886 | 115689.6092 | 0 | 0 | 0 | 0 | 0 | 0 | 0 | 0 | 0 | 0 | 0 | 0 | 0 | 0 | 0 | 0
2016-11-18 22:00 | 0 | 0 | 0 | 0 | 0 | 639485.4312 | 436510 | 0 | 0 | 0 | 0 | 1629928.0913 | 2324142.0562 | 0 | 0 | 0 | 0 | 0 | 0 | 0 | 0 | 0 | 0 | 0 | 0 | 0 | 0 | 0 | 0 | 0 | 246512.8382 | -43537.4071 | 0 | 0 | 0 | 0 | 0 | 0 | 0 | 0 | 0 | 0 | 0 | 0 | 0 | 0 | 0 | 0
2016-11-18 23:00 | 0 | 0 | 0 | 0 | 0 | 345619.0724 | 442370 | 0 | 0 | 0 | 0 | 1417487.5544 | 2439831.6655 | 0 | 0 | 0 | 0 | 0 | 0 | 0 | 0 | 0 | 0 | 0 | 0 | 0 | 0 | 0 | 0 | 0 | -212440.5369 | 115689.6092 | 0 | 0 | 0 | 0 | 0 | 0 | 0 | 0 | 0 | 0 | 0 | 0 | 0 | 0 | 0 | 0
2016-11-19 | 0 | 0 | 0 | 0 | 61824.333 | 16499.2195 | 440526 | 0 | 0 | 0 | 0 | 1170974.7162 | 2324142.0562 | 0 | 0 | 0 | 0 | 0 | 0 | 0 | 0 | 0 | 0 | 0 | 0 | 0 | 0 | 0 | 0 | 0 | -246512.8382 | -115689.6092 | 0 | 0 | 0 | 0 | 0 | 0 | 0 | 0 | 0 | 0 | 0 | 0 | 0 | 0 | 0 | 0
2016-11-19 01:00 | 0 | 0 | 0 | 0 | 655463.7104 | 0 | 434981 | 0 | 0 | 0 | 0 | 1275767.8173 | 2439831.6655 | 0 | 0 | 0 | 0 | 0 | 0 | 0 | 0 | 0 | 0 | 0 | 0 | 0 | 0 | 0 | 0 | 0 | 104793.1011 | 115689.6092 | 0 | 0 | 0 | 0 | 0 | 0 | 0 | 0 | 0 | 0 | 0 | 0 | 0 | 0 | 0 | 0
2016-11-19 02:00 | 0 | 0 | 0 | 0 | 60250.5525 | 0 | 422453 | 0 | 0 | 0 | 0 | 1029254.979 | 2324142.0562 | 0 | 0 | 0 | 0 | 0 | 0 | 0 | 0 | 0 | 0 | 0 | 0 | 0 | 0 | 0 | 0 | 0 | -246512.8382 | -115689.6092 | 0 | 0 | 0 | 0 | 0 | 0 | 0 | 0 | 0 | 0 | 0 | 0 | 0 | 0 | 0 | 0
2016-11-19 03:00 | 0 | 0 | 0 | 0 | 44412.5525 | 0 | 406615 | 0 | 0 | 0 | 0 | 782742.1408 | 2208452.447 | 0 | 0 | 0 | 0 | 0 | 0 | 0 | 0 | 0 | 0 | 0 | 0 | 0 | 0 | 0 | 0 | 0 | -246512.8382 | -115689.6092 | 0 | 0 | 0 | 0 | 0 | 0 | 0 | 0 | 0 | 0 | 0 | 0 | 0 | 0 | 0 | 0
2016-11-19 04:00 | 0 | 0 | 0 | 0 | 562860.2595 | 0 | 387722 | 0 | 0 | 0 | 0 | 834676.2385 | 2324142.0562 | 0 | 0 | 0 | 0 | 0 | 0 | 0 | 7514.5525 | 0 | 0 | 0 | 0 | 0 | 0 | 0 | 0 | 0 | 51934.0977 | 115689.6092 | 0 | 0 | 0 | 0 | 0 | 0 | 0 | 0 | 0 | 7514.5525 | 0 | 0 | 0 | 0 | 0 | 0
2016-11-19 05:00 | 0 | 0 | 0 | 0 | 0 | 0 | 369717 | 0 | 0 | 0 | 0 | 588163.4003 | 2208452.447 | 0 | 0 | 0 | 0 | 0 | 0 | 0 | 0 | 0 | 0 | 0 | 0 | 0 | 0 | 0 | 0 | 0 | -246512.8382 | -115689.6092 | 0 | 0 | 0 | 0 | 0 | 0 | 0 | 0 | 0 | -7514.5525 | 0 | 0 | 0 | 0 | 0 | 0
2016-11-19 06:00 | 0 | 0 | 0 | 0 | 485702.229 | 0 | 354879 | 0 | 0 | 0 | 0 | 834676.2385 | 2092762.8378 | 0 | 0 | 0 | 0 | 0 | 0 | 0 | 0 | 0 | 0 | 0 | 0 | 0 | 0 | 0 | 0 | 0 | 246512.8382 | -115689.6092 | 0 | 0 | 0 | 0 | 0 | 0 | 0 | 0 | 0 | 0 | 0 | 0 | 0 | 0 | 0 | 0
2016-11-19 07:00 | 0 | 0 | 0 | 0 | 501435.3761 | 0 | 344814 | 0 | 0 | 0 | 0 | 875608.0054 | 2208452.447 | 0 | 0 | 0 | 0 | 0 | 0 | 0 | 0 | 0 | 0 | 0 | 0 | 0 | 0 | 0 | 0 | 0 | 40931.7668 | 115689.6092 | 0 | 0 | 0 | 0 | 0 | 0 | 0 | 0 | 0 | 0 | 0 | 0 | 0 | 0 | 0 | 0
2016-11-19 08:00 | 0 | 0 | 0 | 0 | 208984.771 | 0 | 339808 | 0 | 0 | 0 | 0 | 629095.1671 | 2324142.0562 | 0 | 0 | 0 | 0 | 0 | 0 | 0 | 0 | 0 | 0 | 0 | 0 | 0 | 0 | 0 | 0 | 0 | -246512.8382 | 115689.6092 | 0 | 0 | 0 | 0 | 0 | 0 | 0 | 0 | 0 | 0 | 0 | 0 | 0 | 0 | 0 | 0
2016-11-19 09:00 | 0 | 0 | 0 | 0 | 435902.2707 | 0 | 340430 | 0 | 0 | 0 | 0 | 840257.0471 | 2208452.447 | 0 | 0 | 0 | 0 | 0 | 0 | 0 | 0 | 0 | 0 | 0 | 0 | 0 | 0 | 0 | 0 | 0 | 211161.8799 | -115689.6092 | 0 | 0 | 0 | 0 | 0 | 0 | 0 | 0 | 0 | 0 | 0 | 0 | 0 | 0 | 0 | 0
2016-11-19 10:00 | 0 | 0 | 0 | 0 | 0 | 0 | 345724 | 0 | 0 | 0 | 0 | 593744.2088 | 2109241.2852 | 0 | 0 | 0 | 0 | 0 | 0 | 0 | 0 | 0 | 0 | 0 | 0 | 0 | 0 | 0 | 0 | 0 | -246512.8382 | -99211.1618 | 0 | 0 | 0 | 0 | 0 | 0 | 0 | 0 | 0 | 0 | 0 | 0 | 0 | 0 | 0 | 0
2016-11-19 11:00 | 0 | 0 | 0 | 0 | 368350.5503 | 0 | 356890 | 0 | 0 | 0 | 0 | 720894.3684 | 1993551.676 | 0 | 0 | 0 | 0 | 0 | 0 | 0 | 0 | 0 | 0 | 0 | 0 | 0 | 0 | 0 | 0 | 0 | 127150.1596 | -115689.6092 | 0 | 0 | 0 | 0 | 0 | 0 | 0 | 0 | 0 | 0 | 0 | 0 | 0 | 0 | 0 | 0
2016-11-19 12:00 | 0 | 0 | 0 | 0 | 350455.9573 | 0 | 371621 | 0 | 0 | 0 | 0 | 815418.9349 | 1877862.0668 | 0 | 0 | 0 | 0 | 0 | 0 | 0 | 0 | 0 | 0 | 0 | 0 | 0 | 0 | 0 | 0 | 0 | 94524.5666 | -115689.6092 | 0 | 0 | 0 | 0 | 0 | 0 | 0 | 0 | 0 | 0 | 0 | 0 | 0 | 0 | 0 | 0
2016-11-19 13:00 | 0 | 0 | 0 | 0 | 334751.4454 | 21.4203 | 386603 | 0 | 0 | 0 | 0 | 647899.1914 | 1993551.676 | 0 | 0 | 0 | 0 | 0 | 0 | 0 | 0 | 0 | 0 | 0 | 0 | 0 | 0 | 0 | 0 | 0 | -167519.7436 | 115689.6092 | 0 | 0 | 0 | 0 | 0 | 0 | 0 | 0 | 0 | 0 | 0 | 0 | 0 | 0 | 0 | 0
2016-11-19 14:00 | 0 | 0 | 0 | 0 | 0 | 134690.2045 | 398800 | 0 | 0 | 0 | 0 | 499479.0051 | 1877862.0668 | 0 | 0 | 0 | 0 | 0 | 0 | 0 | 0 | 0 | 0 | 0 | 0 | 0 | 0 | 0 | 0 | 0 | -148420.1862 | -115689.6092 | 0 | 0 | 0 | 0 | 0 | 0 | 0 | 0 | 0 | 0 | 0 | 0 | 0 | 0 | 0 | 0
2016-11-19 15:00 | 0 | 0 | 0 | 0 | 206291.1883 | 560931.2592 | 405020 | 0 | 0 | 0 | 0 | 745991.8434 | 1993551.676 | 0 | 0 | 0 | 0 | 0 | 0 | 0 | 0 | 0 | 0 | 0 | 0 | 0 | 0 | 0 | 0 | 0 | 246512.8382 | 115689.6092 | 0 | 0 | 0 | 0 | 0 | 0 | 0 | 0 | 0 | 0 | 0 | 0 | 0 | 0 | 0 | 0
2016-11-19 16:00 | 0 | 0 | 0 | 0 | 0 | 690455.6456 | 406368 | 0 | 0 | 0 | 0 | 914389.8798 | 2109241.2852 | 0 | 0 | 0 | 0 | 0 | 0 | 0 | 0 | 0 | 0 | 0 | 0 | 0 | 0 | 0 | 0 | 0 | 168398.0364 | 115689.6092 | 0 | 0 | 0 | 0 | 0 | 0 | 0 | 0 | 0 | 0 | 0 | 0 | 0 | 0 | 0 | 0
2016-11-19 17:00 | 0 | 0 | 0 | 0 | 0 | 670156.302 | 404935 | 0 | 0 | 0 | 0 | 1160902.718 | 2127949.749 | 0 | 0 | 0 | 0 | 0 | 0 | 0 | 0 | 0 | 0 | 0 | 0 | 0 | 0 | 0 | 0 | 0 | 246512.8382 | 18708.4638 | 0 | 0 | 0 | 0 | 0 | 0 | 0 | 0 | 0 | 0 | 0 | 0 | 0 | 0 | 0 | 0
2016-11-19 18:00 | 0 | 0 | 0 | 0 | 0 | 628447.7033 | 402033 | 0 | 0 | 0 | 0 | 1271627.8121 | 2243639.3583 | 0 | 0 | 0 | 0 | 0 | 0 | 0 | 0 | 0 | 0 | 0 | 0 | 0 | 0 | 0 | 0 | 0 | 110725.0941 | 115689.6092 | 0 | 0 | 0 | 0 | 0 | 0 | 0 | 0 | 0 | 0 | 0 | 0 | 0 | 0 | 0 | 0
2016-11-19 19:00 | 0 | 0 | 0 | 0 | 0 | 610196.7878 | 399027 | 0 | 0 | 0 | 0 | 1518140.6503 | 2208296.3078 | 0 | 0 | 0 | 0 | 0 | 0 | 0 | 0 | 0 | 0 | 0 | 0 | 0 | 0 | 0 | 0 | 0 | 246512.8382 | -35343.0505 | 0 | 0 | 0 | 0 | 0 | 0 | 0 | 0 | 0 | 0 | 0 | 0 | 0 | 0 | 0 | 0
2016-11-19 20:00 | 0 | 0 | 0 | 0 | 0 | 622832.0864 | 397484 | 0 | 0 | 0 | 0 | 1627799.1275 | 2323985.917 | 0 | 0 | 0 | 0 | 0 | 0 | 0 | 0 | 0 | 0 | 0 | 0 | 0 | 0 | 0 | 0 | 0 | 109658.4771 | 115689.6092 | 0 | 0 | 0 | 0 | 0 | 0 | 0 | 0 | 0 | 0 | 0 | 0 | 0 | 0 | 0 | 0
2016-11-19 21:00 | 0 | 0 | 0 | 0 | 106811.3014 | 655893.1461 | 400502 | 0 | 0 | 0 | 0 | 1874311.9657 | 2439675.5262 | 0 | 0 | 0 | 0 | 0 | 0 | 0 | 0 | 0 | 0 | 0 | 0 | 0 | 0 | 0 | 0 | 0 | 246512.8382 | 115689.6092 | 0 | 0 | 0 | 0 | 0 | 0 | 0 | 0 | 0 | 0 | 0 | 0 | 0 | 0 | 0 | 0
2016-11-19 22:00 | 0 | 0 | 0 | 0 | 0 | 610146.8659 | 413683 | 0 | 0 | 0 | 0 | 1955086.2224 | 2555365.1355 | 0 | 0 | 0 | 0 | 0 | 0 | 0 | 0 | 0 | 0 | 0 | 0 | 0 | 0 | 0 | 0 | 0 | 80774.2567 | 115689.6092 | 0 | 0 | 0 | 0 | 0 | 0 | 0 | 0 | 0 | 0 | 0 | 0 | 0 | 0 | 0 | 0
2016-11-19 23:00 | 0 | 0 | 0 | 0 | 0 | 280158.0357 | 427279 | 0 | 0 | 0 | 0 | 1923654.8673 | 2439675.5262 | 0 | 0 | 0 | 0 | 0 | 0 | 0 | 0 | 0 | 0 | 0 | 0 | 0 | 0 | 0 | 0 | 0 | -31431.355 | -115689.6092 | 0 | 0 | 0 | 0 | 0 | 0 | 0 | 0 | 0 | 0 | 0 | 0 | 0 | 0 | 0 | 0
2016-11-20 | 0 | 0 | 0 | 0 | 526862.0995 | 12392.3588 | 431645 | 0 | 0 | 0 | 0 | 2146953.9348 | 2323985.917 | 0 | 0 | 0 | 0 | 0 | 0 | 0 | 0 | 0 | 0 | 0 | 0 | 0 | 0 | 0 | 0 | 0 | 223299.0675 | -115689.6092 | 0 | 0 | 0 | 0 | 0 | 0 | 0 | 0 | 0 | 0 | 0 | 0 | 0 | 0 | 0 | 0
2016-11-20 01:00 | 0 | 0 | 0 | 0 | 68772.5525 | 0 | 430975 | 0 | 0 | 0 | 0 | 1900441.0966 | 2208296.3078 | 0 | 0 | 0 | 0 | 0 | 0 | 0 | 0 | 0 | 0 | 0 | 0 | 0 | 0 | 0 | 0 | 0 | -246512.8382 | -115689.6092 | 0 | 0 | 0 | 0 | 0 | 0 | 0 | 0 | 0 | 0 | 0 | 0 | 0 | 0 | 0 | 0
2016-11-20 02:00 | 0 | 0 | 0 | 0 | 536024.9645 | 0 | 423762 | 0 | 0 | 0 | 0 | 1897014.4518 | 2323985.917 | 0 | 0 | 0 | 0 | 0 | 0 | 0 | 0 | 0 | 0 | 0 | 0 | 0 | 0 | 0 | 0 | 0 | -3426.6448 | 115689.6092 | 0 | 0 | 0 | 0 | 0 | 0 | 0 | 0 | 0 | 0 | 0 | 0 | 0 | 0 | 0 | 0
2016-11-20 03:00 | 0 | 0 | 0 | 0 | 49676.5525 | 0 | 411879 | 0 | 0 | 0 | 0 | 1650501.6136 | 2208296.3078 | 0 | 0 | 0 | 0 | 0 | 0 | 0 | 0 | 0 | 0 | 0 | 0 | 0 | 0 | 0 | 0 | 0 | -246512.8382 | -115689.6092 | 0 | 0 | 0 | 0 | 0 | 0 | 0 | 0 | 0 | 0 | 0 | 0 | 0 | 0 | 0 | 0
2016-11-20 04:00 | 0 | 0 | 0 | 0 | 567183.2736 | 0 | 396011 | 0 | 0 | 0 | 0 | 1705984.278 | 2323985.917 | 0 | 0 | 0 | 0 | 0 | 0 | 0 | 0 | 0 | 0 | 0 | 0 | 0 | 0 | 0 | 0 | 0 | 55482.6644 | 115689.6092 | 0 | 0 | 0 | 0 | 0 | 0 | 0 | 0 | 0 | 0 | 0 | 0 | 0 | 0 | 0 | 0
2016-11-20 05:00 | 0 | 0 | 0 | 0 | 20613.5525 | 0 | 382816 | 0 | 0 | 0 | 0 | 1459471.4398 | 2208296.3078 | 0 | 0 | 0 | 0 | 0 | 0 | 0 | 0 | 0 | 0 | 0 | 0 | 0 | 0 | 0 | 0 | 0 | -246512.8382 | -115689.6092 | 0 | 0 | 0 | 0 | 0 | 0 | 0 | 0 | 0 | 0 | 0 | 0 | 0 | 0 | 0 | 0
2016-11-20 06:00 | 0 | 0 | 0 | 0 | 560545.2491 | 0 | 371724 | 0 | 0 | 0 | 0 | 1532603.0796 | 2323985.917 | 0 | 0 | 0 | 0 | 0 | 0 | 0 | 0 | 0 | 0 | 0 | 0 | 0 | 0 | 0 | 0 | 0 | 73131.6398 | 115689.6092 | 0 | 0 | 0 | 0 | 0 | 0 | 0 | 0 | 0 | 0 | 0 | 0 | 0 | 0 | 0 | 0
2016-11-20 07:00 | 0 | 0 | 0 | 0 | 2412.5525 | 0 | 364615 | 0 | 0 | 0 | 0 | 1286090.2414 | 2208296.3078 | 0 | 0 | 0 | 0 | 0 | 0 | 0 | 0 | 0 | 0 | 0 | 0 | 0 | 0 | 0 | 0 | 0 | -246512.8382 | -115689.6092 | 0 | 0 | 0 | 0 | 0 | 0 | 0 | 0 | 0 | 0 | 0 | 0 | 0 | 0 | 0 | 0
2016-11-20 08:00 | 0 | 0 | 0 | 0 | 536890.3543 | 0 | 361541 | 0 | 0 | 0 | 0 | 1532603.0796 | 2137132.8239 | 0 | 0 | 0 | 0 | 0 | 0 | 0 | 0 | 0 | 0 | 0 | 0 | 0 | 0 | 0 | 0 | 0 | 246512.8382 | -71163.4839 | 0 | 0 | 0 | 0 | 0 | 0 | 0 | 0 | 0 | 0 | 0 | 0 | 0 | 0 | 0 | 0
2016-11-20 09:00 | 0 | 0 | 0 | 0 | 0 | 0 | 362066 | 0 | 0 | 0 | 0 | 1286090.2414 | 2021579.6621 | 0 | 0 | 0 | 0 | 0 | 0 | 0 | 0 | 0 | 0 | 0 | 0 | 0 | 0 | 0 | 0 | 0 | -246512.8382 | -115553.1618 | 0 | 0 | 0 | 0 | 0 | 0 | 0 | 0 | 0 | 0 | 0 | 0 | 0 | 0 | 0 | 0
2016-11-20 10:00 | 0 | 0 | 0 | 0 | 484246.1809 | 0 | 367715 | 0 | 0 | 0 | 0 | 1286931.8131 | 2137269.2713 | 0 | 0 | 0 | 0 | 0 | 0 | 0 | 0 | 0 | 0 | 0 | 0 | 0 | 0 | 0 | 0 | 0 | 841.5717 | 115689.6092 | 0 | 0 | 0 | 0 | 0 | 0 | 0 | 0 | 0 | 0 | 0 | 0 | 0 | 0 | 0 | 0
2016-11-20 11:00 | 0 | 0 | 0 | 0 | 15795.5525 | 0 | 377998 | 0 | 0 | 0 | 0 | 1040418.9748 | 2021579.6621 | 0 | 0 | 0 | 0 | 0 | 0 | 0 | 0 | 0 | 0 | 0 | 0 | 0 | 0 | 0 | 0 | 0 | -246512.8382 | -115689.6092 | 0 | 0 | 0 | 0 | 0 | 0 | 0 | 0 | 0 | 0 | 0 | 0 | 0 | 0 | 0 | 0
2016-11-20 12:00 | 0 | 0 | 0 | 0 | 450045.7096 | 0 | 390252 | 0 | 0 | 0 | 0 | 1203367.7015 | 1918424.6451 | 0 | 0 | 0 | 0 | 0 | 0 | 0 | 0 | 0 | 0 | 0 | 0 | 0 | 0 | 0 | 0 | 0 | 162948.7266 | -103155.017 | 0 | 0 | 0 | 0 | 0 | 0 | 0 | 0 | 0 | 0 | 0 | 0 | 0 | 0 | 0 | 0
2016-11-20 13:00 | 0 | 0 | 0 | 0 | 42368.6122 | 23.9403 | 404595 | 0 | 0 | 0 | 0 | 956854.8632 | 1802735.0358 | 0 | 0 | 0 | 0 | 0 | 0 | 0 | 0 | 0 | 0 | 0 | 0 | 0 | 0 | 0 | 0 | 0 | -246512.8382 | -115689.6092 | 0 | 0 | 0 | 0 | 0 | 0 | 0 | 0 | 0 | 0 | 0 | 0 | 0 | 0 | 0 | 0
2016-11-20 14:00 | 0 | 0 | 0 | 0 | 327896.6741 | 100282.8919 | 413303 | 0 | 0 | 0 | 0 | 856041.82 | 1918424.6451 | 0 | 0 | 0 | 0 | 0 | 0 | 0 | 0 | 0 | 0 | 0 | 0 | 0 | 0 | 0 | 0 | 0 | -100813.0433 | 115689.6092 | 0 | 0 | 0 | 0 | 0 | 0 | 0 | 0 | 0 | 0 | 0 | 0 | 0 | 0 | 0 | 0
2016-11-20 15:00 | 0 | 0 | 0 | 0 | 283917.6733 | 441307.0789 | 413355 | 0 | 0 | 0 | 0 | 1102554.6582 | 1983781.5591 | 0 | 0 | 0 | 0 | 0 | 0 | 0 | 0 | 0 | 0 | 0 | 0 | 0 | 0 | 0 | 0 | 0 | 246512.8382 | 65356.914 | 0 | 0 | 0 | 0 | 0 | 0 | 0 | 0 | 0 | 0 | 0 | 0 | 0 | 0 | 0 | 0
2016-11-20 16:00 | 0 | 0 | 0 | 0 | 0 | 555026.6908 | 411016 | 0 | 0 | 0 | 0 | 1130875.7398 | 2099471.1683 | 0 | 0 | 0 | 0 | 0 | 0 | 0 | 0 | 0 | 0 | 0 | 0 | 0 | 0 | 0 | 0 | 0 | 28321.0816 | 115689.6092 | 0 | 0 | 0 | 0 | 0 | 0 | 0 | 0 | 0 | 0 | 0 | 0 | 0 | 0 | 0 | 0
2016-11-20 17:00 | 0 | 0 | 0 | 0 | 0 | 556989.2434 | 408200 | 0 | 0 | 0 | 0 | 1163975.374 | 2215160.7775 | 0 | 0 | 0 | 0 | 0 | 0 | 0 | 0 | 0 | 0 | 0 | 0 | 0 | 0 | 0 | 0 | 0 | 33099.6342 | 115689.6092 | 0 | 0 | 0 | 0 | 0 | 0 | 0 | 0 | 0 | 0 | 0 | 0 | 0 | 0 | 0 | 0
2016-11-20 18:00 | 0 | 0 | 0 | 0 | 10622.816 | 525259.413 | 405059 | 0 | 0 | 0 | 0 | 1410488.2122 | 2099471.1683 | 0 | 0 | 0 | 0 | 0 | 0 | 0 | 0 | 0 | 0 | 0 | 0 | 0 | 0 | 0 | 0 | 0 | 246512.8382 | -115689.6092 | 0 | 0 | 0 | 0 | 0 | 0 | 0 | 0 | 0 | 0 | 0 | 0 | 0 | 0 | 0 | 0
2016-11-20 19:00 | 0 | 0 | 0 | 0 | 0 | 505808.2596 | 402637 | 0 | 0 | 0 | 0 | 1397969.8626 | 2215160.7775 | 0 | 0 | 0 | 0 | 0 | 0 | 0 | 0 | 0 | 0 | 0 | 0 | 0 | 0 | 0 | 0 | 0 | -12518.3497 | 115689.6092 | 0 | 0 | 0 | 0 | 0 | 0 | 0 | 0 | 0 | 0 | 0 | 0 | 0 | 0 | 0 | 0
2016-11-20 20:00 | 0 | 0 | 0 | 0 | 30686.739 | 502982.4901 | 402846 | 0 | 0 | 0 | 0 | 1644482.7008 | 2099471.1683 | 0 | 0 | 0 | 0 | 0 | 0 | 0 | 0 | 0 | 0 | 0 | 0 | 0 | 0 | 0 | 0 | 0 | 246512.8382 | -115689.6092 | 0 | 0 | 0 | 0 | 0 | 0 | 0 | 0 | 0 | 0 | 0 | 0 | 0 | 0 | 0 | 0
2016-11-20 21:00 | 0 | 0 | 0 | 0 | 201630.8169 | 485686.4934 | 409160 | 0 | 0 | 0 | 0 | 1806950.4018 | 2215160.7775 | 0 | 0 | 0 | 0 | 0 | 0 | 0 | 0 | 0 | 0 | 0 | 0 | 0 | 0 | 0 | 0 | 0 | 162467.701 | 115689.6092 | 0 | 0 | 0 | 0 | 0 | 0 | 0 | 0 | 0 | 0 | 0 | 0 | 0 | 0 | 0 | 0
2016-11-20 22:00 | 0 | 0 | 0 | 0 | 0 | 395416.4249 | 426655 | 0 | 0 | 0 | 0 | 1891401.436 | 2099471.1683 | 0 | 0 | 0 | 0 | 0 | 0 | 0 | 0 | 0 | 0 | 0 | 0 | 0 | 0 | 0 | 0 | 0 | 84451.0341 | -115689.6092 | 0 | 0 | 0 | 0 | 0 | 0 | 0 | 0 | 0 | 0 | 0 | 0 | 0 | 0 | 0 | 0
2016-11-20 23:00 | 0 | 0 | 0 | 0 | 0 | 145210.8464 | 444859 | 0 | 0 | 0 | 0 | 1707442.8916 | 1983781.5591 | 0 | 0 | 0 | 0 | 0 | 0 | 0 | 0 | 0 | 0 | 0 | 0 | 0 | 0 | 0 | 0 | 0 | -183958.5443 | -115689.6092 | 0 | 0 | 0 | 0 | 0 | 0 | 0 | 0 | 0 | 0 | 0 | 0 | 0 | 0 | 0 | 0
2016-11-21 | 0 | 0 | 0 | 0 | 493937.2784 | 8006.8296 | 452735 | 0 | 0 | 0 | 0 | 1640962.3904 | 2099471.1683 | 0 | 0 | 0 | 0 | 0 | 0 | 0 | 0 | 0 | 0 | 0 | 0 | 0 | 0 | 0 | 0 | 0 | -66480.5012 | 115689.6092 | 0 | 0 | 0 | 0 | 0 | 0 | 0 | 0 | 0 | 0 | 0 | 0 | 0 | 0 | 0 | 0
2016-11-21 01:00 | 0 | 0 | 0 | 0 | 91460.5525 | 0 | 453663 | 0 | 0 | 0 | 0 | 1394449.5522 | 1983781.5591 | 0 | 0 | 0 | 0 | 0 | 0 | 0 | 0 | 0 | 0 | 0 | 0 | 0 | 0 | 0 | 0 | 0 | -246512.8382 | -115689.6092 | 0 | 0 | 0 | 0 | 0 | 0 | 0 | 0 | 0 | 0 | 0 | 0 | 0 | 0 | 0 | 0
2016-11-21 02:00 | 0 | 0 | 0 | 0 | 544636.9881 | 0 | 444215 | 0 | 0 | 0 | 0 | 1379181.931 | 2099471.1683 | 0 | 0 | 0 | 0 | 0 | 0 | 0 | 0 | 0 | 0 | 0 | 0 | 0 | 0 | 0 | 0 | 0 | -15267.6212 | 115689.6092 | 0 | 0 | 0 | 0 | 0 | 0 | 0 | 0 | 0 | 0 | 0 | 0 | 0 | 0 | 0 | 0
2016-11-21 03:00 | 0 | 0 | 0 | 0 | 67460.5525 | 0 | 429663 | 0 | 0 | 0 | 0 | 1132669.0927 | 1983781.5591 | 0 | 0 | 0 | 0 | 0 | 0 | 0 | 0 | 0 | 0 | 0 | 0 | 0 | 0 | 0 | 0 | 0 | -246512.8382 | -115689.6092 | 0 | 0 | 0 | 0 | 0 | 0 | 0 | 0 | 0 | 0 | 0 | 0 | 0 | 0 | 0 | 0
2016-11-21 04:00 | 0 | 0 | 0 | 0 | 520920.418 | 0 | 412088 | 0 | 0 | 0 | 0 | 1125811.9015 | 2099471.1683 | 0 | 0 | 0 | 0 | 0 | 0 | 0 | 0 | 0 | 0 | 0 | 0 | 0 | 0 | 0 | 0 | 0 | -6857.1913 | 115689.6092 | 0 | 0 | 0 | 0 | 0 | 0 | 0 | 0 | 0 | 0 | 0 | 0 | 0 | 0 | 0 | 0
2016-11-21 05:00 | 0 | 0 | 0 | 0 | 507225.1059 | 0 | 396983 | 0 | 0 | 0 | 0 | 1351743.6166 | 1983781.5591 | 0 | 0 | 0 | 0 | 0 | 0 | 0 | 0 | 0 | 0 | 0 | 0 | 0 | 0 | 0 | 0 | 0 | 225931.7151 | -115689.6092 | 0 | 0 | 0 | 0 | 0 | 0 | 0 | 0 | 0 | 0 | 0 | 0 | 0 | 0 | 0 | 0
2016-11-21 06:00 | 0 | 0 | 0 | 0 | 483911.3964 | 0 | 386667 | 0 | 0 | 0 | 0 | 1333298.4038 | 2099471.1683 | 0 | 0 | 0 | 0 | 0 | 0 | 0 | 0 | 0 | 0 | 0 | 0 | 0 | 0 | 0 | 0 | 0 | -18445.2128 | 115689.6092 | 0 | 0 | 0 | 0 | 0 | 0 | 0 | 0 | 0 | 0 | 0 | 0 | 0 | 0 | 0 | 0
2016-11-21 07:00 | 0 | 0 | 0 | 0 | 19440.5525 | 0 | 381643 | 0 | 0 | 0 | 0 | 1086785.5655 | 1983781.5591 | 0 | 0 | 0 | 0 | 0 | 0 | 0 | 0 | 0 | 0 | 0 | 0 | 0 | 0 | 0 | 0 | 0 | -246512.8382 | -115689.6092 | 0 | 0 | 0 | 0 | 0 | 0 | 0 | 0 | 0 | 0 | 0 | 0 | 0 | 0 | 0 | 0
2016-11-21 08:00 | 0 | 0 | 0 | 0 | 442041.5826 | 0 | 380988 | 0 | 0 | 0 | 0 | 1263528.7574 | 1868091.9498 | 0 | 0 | 0 | 0 | 0 | 0 | 0 | 0 | 0 | 0 | 0 | 0 | 0 | 0 | 0 | 0 | 0 | 176743.1918 | -115689.6092 | 0 | 0 | 0 | 0 | 0 | 0 | 0 | 0 | 0 | 0 | 0 | 0 | 0 | 0 | 0 | 0
2016-11-21 09:00 | 0 | 0 | 0 | 0 | 23571.5525 | 0 | 385774 | 0 | 0 | 0 | 0 | 1017015.9191 | 1752402.3406 | 0 | 0 | 0 | 0 | 0 | 0 | 0 | 0 | 0 | 0 | 0 | 0 | 0 | 0 | 0 | 0 | 0 | -246512.8382 | -115689.6092 | 0 | 0 | 0 | 0 | 0 | 0 | 0 | 0 | 0 | 0 | 0 | 0 | 0 | 0 | 0 | 0
2016-11-21 10:00 | 0 | 0 | 0 | 0 | 384664.9414 | 0 | 400883 | 0 | 0 | 0 | 0 | 885108.2513 | 1868091.9498 | 0 | 0 | 0 | 0 | 0 | 0 | 0 | 0 | 0 | 0 | 0 | 0 | 0 | 0 | 0 | 0 | 0 | -131907.6678 | 115689.6092 | 0 | 0 | 0 | 0 | 0 | 0 | 0 | 0 | 0 | 0 | 0 | 0 | 0 | 0 | 0 | 0
2016-11-21 11:00 | 0 | 0 | 0 | 0 | 375187.1734 | 0 | 433200 | 0 | 0 | 0 | 0 | 942785.0339 | 1752402.3406 | 0 | 0 | 0 | 0 | 0 | 0 | 0 | 0 | 0 | 0 | 0 | 0 | 0 | 0 | 0 | 0 | 0 | 57676.7826 | -115689.6092 | 0 | 0 | 0 | 0 | 0 | 0 | 0 | 0 | 0 | 0 | 0 | 0 | 0 | 0 | 0 | 0
2016-11-21 12:00 | 0 | 0 | 0 | 0 | 382025.5703 | 0 | 460210 | 0 | 0 | 0 | 0 | 980290.2135 | 1636712.7314 | 0 | 0 | 0 | 0 | 0 | 0 | 0 | 0 | 0 | 0 | 0 | 0 | 0 | 0 | 0 | 0 | 0 | 37505.1795 | -115689.6092 | 0 | 0 | 0 | 0 | 0 | 0 | 0 | 0 | 0 | 0 | 0 | 0 | 0 | 0 | 0 | 0
2016-11-21 13:00 | 0 | 0 | 0 | 0 | 108207.7573 | 18.7953 | 470429 | 0 | 0 | 0 | 0 | 733777.3752 | 1521023.1221 | 0 | 0 | 0 | 0 | 0 | 0 | 0 | 0 | 0 | 0 | 0 | 0 | 0 | 0 | 0 | 0 | 0 | -246512.8382 | -115689.6092 | 0 | 0 | 0 | 0 | 0 | 0 | 0 | 0 | 0 | 0 | 0 | 0 | 0 | 0 | 0 | 0
2016-11-21 14:00 | 0 | 0 | 0 | 0 | 340899.7309 | 49861.5641 | 469601 | 0 | 0 | 0 | 0 | 539248.061 | 1636712.7314 | 0 | 0 | 0 | 0 | 0 | 0 | 0 | 0 | 0 | 0 | 0 | 0 | 0 | 0 | 0 | 0 | 0 | -194529.3142 | 115689.6092 | 0 | 0 | 0 | 0 | 0 | 0 | 0 | 0 | 0 | 0 | 0 | 0 | 0 | 0 | 0 | 0
2016-11-21 15:00 | 0 | 0 | 0 | 0 | 270019.7232 | 169834.872 | 464608 | 0 | 0 | 0 | 0 | 630184.2654 | 1521023.1221 | 0 | 0 | 0 | 0 | 0 | 0 | 0 | 0 | 0 | 0 | 0 | 0 | 0 | 0 | 0 | 0 | 0 | 90936.2044 | -115689.6092 | 0 | 0 | 0 | 0 | 0 | 0 | 0 | 0 | 0 | 0 | 0 | 0 | 0 | 0 | 0 | 0
2016-11-21 16:00 | 0 | 0 | 0 | 0 | 264106.7828 | 284761.5406 | 457689 | 0 | 0 | 0 | 0 | 605673.9796 | 1636712.7314 | 0 | 0 | 0 | 0 | 0 | 0 | 0 | 0 | 0 | 0 | 0 | 0 | 0 | 0 | 0 | 0 | 0 | -24510.2858 | 115689.6092 | 0 | 0 | 0 | 0 | 0 | 0 | 0 | 0 | 0 | 0 | 0 | 0 | 0 | 0 | 0 | 0
2016-11-21 17:00 | 0 | 0 | 0 | 0 | 312820.9122 | 358544.2295 | 450508 | 0 | 0 | 0 | 0 | 710841.5121 | 1752402.3406 | 0 | 0 | 0 | 0 | 0 | 0 | 0 | 0 | 0 | 0 | 0 | 0 | 0 | 0 | 0 | 0 | 0 | 105167.5325 | 115689.6092 | 0 | 0 | 0 | 0 | 0 | 0 | 0 | 0 | 0 | 0 | 0 | 0 | 0 | 0 | 0 | 0
2016-11-21 18:00 | 0 | 0 | 0 | 0 | 0 | 384697.2935 | 445167 | 0 | 0 | 0 | 0 | 760276.0117 | 1636712.7314 | 0 | 0 | 0 | 0 | 0 | 0 | 0 | 5785.4032 | 0 | 0 | 0 | 0 | 0 | 0 | 0 | 0 | 0 | 49434.4996 | -115689.6092 | 0 | 0 | 0 | 0 | 0 | 0 | 0 | 0 | 0 | 5785.4032 | 0 | 0 | 0 | 0 | 0 | 0
2016-11-21 19:00 | 0 | 0 | 0 | 0 | 0 | 382277.0868 | 440899 | 0 | 0 | 0 | 0 | 555170.774 | 1752402.3406 | 0 | 0 | 0 | 0 | 0 | 0 | 0 | 36579.1185 | 0 | 0 | 0 | 0 | 0 | 0 | 0 | 0 | 0 | -205105.2377 | 115689.6092 | 0 | 0 | 0 | 0 | 0 | 0 | 0 | 0 | 0 | 30793.7153 | 0 | 0 | 0 | 0 | 0 | 0
2016-11-21 20:00 | 0 | 0 | 0 | 0 | 429511.9928 | 363637.0968 | 439651 | 0 | 0 | 0 | 0 | 801683.6122 | 1859387.592 | 0 | 0 | 0 | 0 | 0 | 0 | 0 | 36579.1185 | 0 | 0 | 0 | 0 | 0 | 0 | 0 | 0 | 0 | 246512.8382 | 106985.2514 | 0 | 0 | 0 | 0 | 0 | 0 | 0 | 0 | 0 | 0 | 0 | 0 | 0 | 0 | 0 | 0
2016-11-21 21:00 | 0 | 0 | 0 | 0 | 0 | 332993.373 | 444452 | 0 | 0 | 0 | 0 | 836708.3098 | 1743697.9828 | 0 | 0 | 0 | 0 | 0 | 0 | 0 | 5785.4032 | 0 | 0 | 0 | 0 | 0 | 0 | 0 | 0 | 0 | 35024.6976 | -115689.6092 | 0 | 0 | 0 | 0 | 0 | 0 | 0 | 0 | 0 | -30793.7153 | 0 | 0 | 0 | 0 | 0 | 0
2016-11-21 22:00 | 0 | 0 | 0 | 0 | 0 | 276620.5349 | 462555 | 0 | 0 | 0 | 0 | 772248.8571 | 1628008.3736 | 0 | 0 | 0 | 0 | 0 | 0 | 0 | 0 | 0 | 0 | 0 | 0 | 0 | 0 | 0 | 0 | 0 | -64459.4527 | -115689.6092 | 0 | 0 | 0 | 0 | 0 | 0 | 0 | 0 | 0 | -5785.4032 | 0 | 0 | 0 | 0 | 0 | 0
2016-11-21 23:00 | 0 | 0 | 0 | 0 | 433772.1431 | 176045.0859 | 478994 | 0 | 0 | 0 | 0 | 1018761.6954 | 1512318.7643 | 0 | 0 | 0 | 0 | 0 | 0 | 0 | 0 | 0 | 0 | 0 | 0 | 0 | 0 | 0 | 0 | 0 | 246512.8382 | -115689.6092 | 0 | 0 | 0 | 0 | 0 | 0 | 0 | 0 | 0 | 0 | 0 | 0 | 0 | 0 | 0 | 0
2016-11-22 | 0 | 0 | 0 | 0 | 720841.5994 | 14065.224 | 485243 | 0 | 0 | 0 | 0 | 1265274.5336 | 1515469.7495 | 0 | 0 | 0 | 0 | 0 | 0 | 0 | 0 | 0 | 0 | 0 | 0 | 0 | 0 | 0 | 0 | 0 | 246512.8382 | 3150.9852 | 0 | 0 | 0 | 0 | 0 | 0 | 0 | 0 | 0 | 0 | 0 | 0 | 0 | 0 | 0 | 0
2016-11-22 01:00 | 0 | 0 | 0 | 0 | 353504.771 | 0 | 484328 | 0 | 0 | 0 | 0 | 1018761.6954 | 1631159.3588 | 0 | 0 | 0 | 0 | 0 | 0 | 0 | 0 | 0 | 0 | 0 | 0 | 0 | 0 | 0 | 0 | 0 | -246512.8382 | 115689.6092 | 0 | 0 | 0 | 0 | 0 | 0 | 0 | 0 | 0 | 0 | 0 | 0 | 0 | 0 | 0 | 0
2016-11-22 02:00 | 0 | 0 | 0 | 0 | 695677.7652 | 0 | 472096 | 0 | 0 | 0 | 0 | 1265274.5336 | 1608228.2857 | 0 | 0 | 0 | 0 | 0 | 0 | 0 | 0 | 0 | 0 | 0 | 0 | 0 | 0 | 0 | 0 | 0 | 246512.8382 | -22931.073 | 0 | 0 | 0 | 0 | 0 | 0 | 0 | 0 | 0 | 0 | 0 | 0 | 0 | 0 | 0 | 0
2016-11-22 03:00 | 0 | 0 | 0 | 0 | 89331.5525 | 0 | 451534 | 0 | 0 | 0 | 0 | 1018761.6954 | 1492538.6765 | 0 | 0 | 0 | 0 | 0 | 0 | 0 | 0 | 0 | 0 | 0 | 0 | 0 | 0 | 0 | 0 | 0 | -246512.8382 | -115689.6092 | 0 | 0 | 0 | 0 | 0 | 0 | 0 | 0 | 0 | 0 | 0 | 0 | 0 | 0 | 0 | 0
2016-11-22 04:00 | 0 | 0 | 0 | 0 | 668398.6264 | 0 | 430349 | 0 | 0 | 0 | 0 | 1141121.7125 | 1608228.2857 | 0 | 0 | 0 | 0 | 0 | 0 | 0 | 0 | 0 | 0 | 0 | 0 | 0 | 0 | 0 | 0 | 0 | 122360.0171 | 115689.6092 | 0 | 0 | 0 | 0 | 0 | 0 | 0 | 0 | 0 | 0 | 0 | 0 | 0 | 0 | 0 | 0
2016-11-22 05:00 | 0 | 0 | 0 | 0 | 48823.5525 | 0 | 411026 | 0 | 0 | 0 | 0 | 894608.8743 | 1492538.6765 | 0 | 0 | 0 | 0 | 0 | 0 | 0 | 0 | 0 | 0 | 0 | 0 | 0 | 0 | 0 | 0 | 0 | -246512.8382 | -115689.6092 | 0 | 0 | 0 | 0 | 0 | 0 | 0 | 0 | 0 | 0 | 0 | 0 | 0 | 0 | 0 | 0
2016-11-22 06:00 | 0 | 0 | 0 | 0 | 644475.3402 | 0 | 398180 | 0 | 0 | 0 | 0 | 1025214.6052 | 1608228.2857 | 0 | 0 | 0 | 0 | 0 | 0 | 0 | 0 | 0 | 0 | 0 | 0 | 0 | 0 | 0 | 0 | 0 | 130605.7309 | 115689.6092 | 0 | 0 | 0 | 0 | 0 | 0 | 0 | 0 | 0 | 0 | 0 | 0 | 0 | 0 | 0 | 0
2016-11-22 07:00 | 0 | 0 | 0 | 0 | 27968.5525 | 0 | 390171 | 0 | 0 | 0 | 0 | 778701.7669 | 1492538.6765 | 0 | 0 | 0 | 0 | 0 | 0 | 0 | 0 | 0 | 0 | 0 | 0 | 0 | 0 | 0 | 0 | 0 | -246512.8382 | -115689.6092 | 0 | 0 | 0 | 0 | 0 | 0 | 0 | 0 | 0 | 0 | 0 | 0 | 0 | 0 | 0 | 0
2016-11-22 08:00 | 0 | 0 | 0 | 0 | 620752.9152 | 0 | 387592 | 0 | 0 | 0 | 0 | 896173.0729 | 1608228.2857 | 0 | 0 | 0 | 0 | 0 | 0 | 0 | 0 | 0 | 0 | 0 | 0 | 0 | 0 | 0 | 0 | 0 | 117471.306 | 115689.6092 | 0 | 0 | 0 | 0 | 0 | 0 | 0 | 0 | 0 | 0 | 0 | 0 | 0 | 0 | 0 | 0
2016-11-22 09:00 | 0 | 0 | 0 | 0 | 29708.5525 | 0 | 391911 | 0 | 0 | 0 | 0 | 649660.2347 | 1492538.6765 | 0 | 0 | 0 | 0 | 0 | 0 | 0 | 0 | 0 | 0 | 0 | 0 | 0 | 0 | 0 | 0 | 0 | -246512.8382 | -115689.6092 | 0 | 0 | 0 | 0 | 0 | 0 | 0 | 0 | 0 | 0 | 0 | 0 | 0 | 0 | 0 | 0
2016-11-22 10:00 | 0 | 0 | 0 | 0 | 604836.1569 | 0 | 404976 | 0 | 0 | 0 | 0 | 733830.7823 | 1608228.2857 | 0 | 0 | 0 | 0 | 0 | 0 | 0 | 0 | 0 | 0 | 0 | 0 | 0 | 0 | 0 | 0 | 0 | 84170.5476 | 115689.6092 | 0 | 0 | 0 | 0 | 0 | 0 | 0 | 0 | 0 | 0 | 0 | 0 | 0 | 0 | 0 | 0
2016-11-22 11:00 | 0 | 0 | 0 | 0 | 71399.5525 | 0 | 433602 | 0 | 0 | 0 | 0 | 487317.944 | 1492538.6765 | 0 | 0 | 0 | 0 | 0 | 0 | 0 | 0 | 0 | 0 | 0 | 0 | 0 | 0 | 0 | 0 | 0 | -246512.8382 | -115689.6092 | 0 | 0 | 0 | 0 | 0 | 0 | 0 | 0 | 0 | 0 | 0 | 0 | 0 | 0 | 0 | 0
2016-11-22 12:00 | 0 | 0 | 0 | 0 | 95277.5525 | 0 | 457480 | 0 | 0 | 0 | 0 | 240805.1058 | 1376849.0673 | 0 | 0 | 0 | 0 | 0 | 0 | 0 | 0 | 0 | 0 | 0 | 0 | 0 | 0 | 0 | 0 | 0 | -246512.8382 | -115689.6092 | 0 | 0 | 0 | 0 | 0 | 0 | 0 | 0 | 0 | 0 | 0 | 0 | 0 | 0 | 0 | 0
2016-11-22 13:00 | 0 | 0 | 0 | 0 | 587440.2852 | 0.056491 | 466043 | 0 | 0 | 0 | 0 | 246512.8382 | 1492538.6765 | 0 | 0 | 0 | 0 | 0 | 0 | 0 | 0 | 0 | 0 | 0 | 0 | 0 | 0 | 0 | 0 | 0 | 5707.7324 | 115689.6092 | 0 | 0 | 0 | 0 | 0 | 0 | 0 | 0 | 0 | 0 | 0 | 0 | 0 | 0 | 0 | 0
2016-11-22 14:00 | 0 | 0 | 0 | 0 | 27903.3423 | 74679.2102 | 464785 | 0 | 0 | 0 | 0 | 0 | 1376849.0673 | 0 | 0 | 0 | 0 | 0 | 0 | 0 | 0 | 0 | 0 | 0 | 0 | 0 | 0 | 0 | 0 | 0 | -246512.8382 | -115689.6092 | 0 | 0 | 0 | 0 | 0 | 0 | 0 | 0 | 0 | 0 | 0 | 0 | 0 | 0 | 0 | 0
2016-11-22 15:00 | 0 | 0 | 0 | 0 | 371745.848 | 451198.5994 | 460742 | 0 | 0 | 0 | 0 | 246512.8382 | 1492538.6765 | 0 | 0 | 0 | 0 | 0 | 0 | 0 | 0 | 0 | 0 | 0 | 0 | 0 | 0 | 0 | 0 | 0 | 246512.8382 | 115689.6092 | 0 | 0 | 0 | 0 | 0 | 0 | 0 | 0 | 0 | 0 | 0 | 0 | 0 | 0 | 0 | 0
2016-11-22 16:00 | 0 | 0 | 0 | 0 | 0 | 612586.5734 | 454831 | 0 | 0 | 0 | 0 | 493025.6765 | 1403781.4117 | 0 | 0 | 0 | 0 | 0 | 0 | 0 | 0 | 0 | 0 | 0 | 0 | 0 | 0 | 0 | 0 | 0 | 246512.8382 | -88757.2648 | 0 | 0 | 0 | 0 | 0 | 0 | 0 | 0 | 0 | 0 | 0 | 0 | 0 | 0 | 0 | 0
2016-11-22 17:00 | 0 | 0 | 0 | 0 | 0 | 625705.8583 | 447871 | 0 | 0 | 0 | 0 | 555170.9256 | 1519471.0209 | 0 | 0 | 0 | 0 | 0 | 0 | 0 | 0 | 0 | 0 | 0 | 0 | 0 | 0 | 0 | 0 | 0 | 62145.2491 | 115689.6092 | 0 | 0 | 0 | 0 | 0 | 0 | 0 | 0 | 0 | 0 | 0 | 0 | 0 | 0 | 0 | 0
2016-11-22 18:00 | 0 | 0 | 0 | 0 | 221300.387 | 585301.0605 | 444399 | 0 | 0 | 0 | 0 | 801683.7638 | 1635160.6302 | 0 | 0 | 0 | 0 | 0 | 0 | 0 | 0 | 0 | 0 | 0 | 0 | 0 | 0 | 0 | 0 | 0 | 246512.8382 | 115689.6092 | 0 | 0 | 0 | 0 | 0 | 0 | 0 | 0 | 0 | 0 | 0 | 0 | 0 | 0 | 0 | 0
2016-11-22 19:00 | 0 | 0 | 0 | 0 | 0 | 564646.3605 | 441711 | 0 | 0 | 0 | 0 | 808929.5151 | 1750850.2394 | 0 | 0 | 0 | 0 | 0 | 0 | 0 | 0 | 0 | 0 | 0 | 0 | 0 | 0 | 0 | 0 | 0 | 7245.7512 | 115689.6092 | 0 | 0 | 0 | 0 | 0 | 0 | 0 | 0 | 0 | 0 | 0 | 0 | 0 | 0 | 0 | 0
2016-11-22 20:00 | 0 | 0 | 0 | 0 | 0 | 571903.1805 | 440798 | 0 | 0 | 0 | 0 | 1055442.3533 | 1635442.5816 | 0 | 0 | 0 | 0 | 0 | 0 | 0 | 0 | 0 | 0 | 0 | 0 | 0 | 0 | 0 | 0 | 0 | 246512.8382 | -115407.6577 | 0 | 0 | 0 | 0 | 0 | 0 | 0 | 0 | 0 | 0 | 0 | 0 | 0 | 0 | 0 | 0
2016-11-22 21:00 | 0 | 0 | 0 | 0 | 0 | 590141.5494 | 445928 | 0 | 0 | 0 | 0 | 1083966.2935 | 1751132.1909 | 0 | 0 | 0 | 0 | 0 | 0 | 0 | 0 | 0 | 0 | 0 | 0 | 0 | 0 | 0 | 0 | 0 | 28523.9402 | 115689.6092 | 0 | 0 | 0 | 0 | 0 | 0 | 0 | 0 | 0 | 0 | 0 | 0 | 0 | 0 | 0 | 0
2016-11-22 22:00 | 0 | 0 | 0 | 0 | 44427.8482 | 547787.3808 | 461392 | 0 | 0 | 0 | 0 | 1330479.1317 | 1635442.5816 | 0 | 0 | 0 | 0 | 0 | 0 | 0 | 0 | 0 | 0 | 0 | 0 | 0 | 0 | 0 | 0 | 0 | 246512.8382 | -115689.6092 | 0 | 0 | 0 | 0 | 0 | 0 | 0 | 0 | 0 | 0 | 0 | 0 | 0 | 0 | 0 | 0
2016-11-22 23:00 | 0 | 0 | 0 | 0 | 79915.0008 | 263644.7702 | 474383 | 0 | 0 | 0 | 0 | 1083966.2935 | 1751132.1909 | 0 | 0 | 0 | 0 | 0 | 0 | 0 | 0 | 0 | 0 | 0 | 0 | 0 | 0 | 0 | 0 | 0 | -246512.8382 | 115689.6092 | 0 | 0 | 0 | 0 | 0 | 0 | 0 | 0 | 0 | 0 | 0 | 0 | 0 | 0 | 0 | 0
2016-11-23 | 0 | 0 | 0 | 0 | 564250.281 | 6697.4238 | 478166 | 0 | 0 | 0 | 0 | 1061058.389 | 1866821.8001 | 0 | 0 | 0 | 0 | 0 | 0 | 0 | 0 | 0 | 0 | 0 | 0 | 0 | 0 | 0 | 0 | 0 | -22907.9045 | 115689.6092 | 0 | 0 | 0 | 0 | 0 | 0 | 0 | 0 | 0 | 0 | 0 | 0 | 0 | 0 | 0 | 0
2016-11-23 01:00 | 0 | 0 | 0 | 0 | 541828.3808 | 0 | 475989 | 0 | 0 | 0 | 0 | 1242587.379 | 1751132.1909 | 0 | 0 | 0 | 0 | 0 | 0 | 0 | 0 | 0 | 0 | 0 | 0 | 0 | 0 | 0 | 0 | 0 | 181528.99 | -115689.6092 | 0 | 0 | 0 | 0 | 0 | 0 | 0 | 0 | 0 | 0 | 0 | 0 | 0 | 0 | 0 | 0
2016-11-23 02:00 | 0 | 0 | 0 | 0 | 518575.4588 | 0 | 464330 | 0 | 0 | 0 | 0 | 1181143.2286 | 1866821.8001 | 0 | 0 | 0 | 0 | 0 | 0 | 0 | 0 | 0 | 0 | 0 | 0 | 0 | 0 | 0 | 0 | 0 | -61444.1505 | 115689.6092 | 0 | 0 | 0 | 0 | 0 | 0 | 0 | 0 | 0 | 0 | 0 | 0 | 0 | 0 | 0 | 0
2016-11-23 03:00 | 0 | 0 | 0 | 0 | 83534.5525 | 0 | 445737 | 0 | 0 | 0 | 0 | 934630.3903 | 1751132.1909 | 0 | 0 | 0 | 0 | 0 | 0 | 0 | 0 | 0 | 0 | 0 | 0 | 0 | 0 | 0 | 0 | 0 | -246512.8382 | -115689.6092 | 0 | 0 | 0 | 0 | 0 | 0 | 0 | 0 | 0 | 0 | 0 | 0 | 0 | 0 | 0 | 0
2016-11-23 04:00 | 0 | 0 | 0 | 0 | 494980.2578 | 0 | 424766 | 0 | 0 | 0 | 0 | 889155.0388 | 1866821.8001 | 0 | 0 | 0 | 0 | 0 | 0 | 0 | 0 | 0 | 0 | 0 | 0 | 0 | 0 | 0 | 0 | 0 | -45475.3515 | 115689.6092 | 0 | 0 | 0 | 0 | 0 | 0 | 0 | 0 | 0 | 0 | 0 | 0 | 0 | 0 | 0 | 0
2016-11-23 05:00 | 0 | 0 | 0 | 0 | 43246.5525 | 0 | 405449 | 0 | 0 | 0 | 0 | 642642.2006 | 1751132.1909 | 0 | 0 | 0 | 0 | 0 | 0 | 0 | 0 | 0 | 0 | 0 | 0 | 0 | 0 | 0 | 0 | 0 | -246512.8382 | -115689.6092 | 0 | 0 | 0 | 0 | 0 | 0 | 0 | 0 | 0 | 0 | 0 | 0 | 0 | 0 | 0 | 0
2016-11-23 06:00 | 0 | 0 | 0 | 0 | 482417.4739 | 0 | 391023 | 0 | 0 | 0 | 0 | 618347.0653 | 1866821.8001 | 0 | 0 | 0 | 0 | 0 | 0 | 0 | 0 | 0 | 0 | 0 | 0 | 0 | 0 | 0 | 0 | 0 | -24295.1353 | 115689.6092 | 0 | 0 | 0 | 0 | 0 | 0 | 0 | 0 | 0 | 0 | 0 | 0 | 0 | 0 | 0 | 0
2016-11-23 07:00 | 0 | 0 | 0 | 0 | 477530.7917 | 0 | 381703 | 0 | 0 | 0 | 0 | 829864.4662 | 1751132.1909 | 0 | 0 | 0 | 0 | 0 | 0 | 0 | 0 | 0 | 0 | 0 | 0 | 0 | 0 | 0 | 0 | 0 | 211517.4009 | -115689.6092 | 0 | 0 | 0 | 0 | 0 | 0 | 0 | 0 | 0 | 0 | 0 | 0 | 0 | 0 | 0 | 0
2016-11-23 08:00 | 0 | 0 | 0 | 0 | 468830.8385 | 0 | 377086 | 0 | 0 | 0 | 0 | 805919.6954 | 1866821.8001 | 0 | 0 | 0 | 0 | 0 | 0 | 0 | 0 | 0 | 0 | 0 | 0 | 0 | 0 | 0 | 0 | 0 | -23944.7707 | 115689.6092 | 0 | 0 | 0 | 0 | 0 | 0 | 0 | 0 | 0 | 0 | 0 | 0 | 0 | 0 | 0 | 0
2016-11-23 09:00 | 0 | 0 | 0 | 0 | 453276.2648 | 0 | 378179 | 0 | 0 | 0 | 0 | 996706.5695 | 1751132.1909 | 0 | 0 | 0 | 0 | 0 | 0 | 0 | 0 | 0 | 0 | 0 | 0 | 0 | 0 | 0 | 0 | 0 | 190786.874 | -115689.6092 | 0 | 0 | 0 | 0 | 0 | 0 | 0 | 0 | 0 | 0 | 0 | 0 | 0 | 0 | 0 | 0
2016-11-23 10:00 | 0 | 0 | 0 | 0 | 439526.7747 | 0 | 387805 | 0 | 0 | 0 | 0 | 932738.7349 | 1866821.8001 | 0 | 0 | 0 | 0 | 0 | 0 | 0 | 0 | 0 | 0 | 0 | 0 | 0 | 0 | 0 | 0 | 0 | -63967.8345 | 115689.6092 | 0 | 0 | 0 | 0 | 0 | 0 | 0 | 0 | 0 | 0 | 0 | 0 | 0 | 0 | 0 | 0
2016-11-23 11:00 | 0 | 0 | 0 | 0 | 48362.5525 | 0 | 410565 | 0 | 0 | 0 | 0 | 686225.8967 | 1751132.1909 | 0 | 0 | 0 | 0 | 0 | 0 | 0 | 0 | 0 | 0 | 0 | 0 | 0 | 0 | 0 | 0 | 0 | -246512.8382 | -115689.6092 | 0 | 0 | 0 | 0 | 0 | 0 | 0 | 0 | 0 | 0 | 0 | 0 | 0 | 0 | 0 | 0
2016-11-23 12:00 | 0 | 0 | 0 | 0 | 407546.139 | 0 | 432308 | 0 | 0 | 0 | 0 | 777153.645 | 1635442.5816 | 0 | 0 | 0 | 0 | 0 | 0 | 0 | 0 | 0 | 0 | 0 | 0 | 0 | 0 | 0 | 0 | 0 | 90927.7483 | -115689.6092 | 0 | 0 | 0 | 0 | 0 | 0 | 0 | 0 | 0 | 0 | 0 | 0 | 0 | 0 | 0 | 0
2016-11-23 13:00 | 0 | 0 | 0 | 0 | 82826.3174 | 11.2352 | 445040 | 0 | 0 | 0 | 0 | 530640.8067 | 1519752.9724 | 0 | 0 | 0 | 0 | 0 | 0 | 0 | 0 | 0 | 0 | 0 | 0 | 0 | 0 | 0 | 0 | 0 | -246512.8382 | -115689.6092 | 0 | 0 | 0 | 0 | 0 | 0 | 0 | 0 | 0 | 0 | 0 | 0 | 0 | 0 | 0 | 0
2016-11-23 14:00 | 0 | 0 | 0 | 0 | 289177.6084 | 164869.6203 | 450014 | 0 | 0 | 0 | 0 | 418984.4262 | 1635442.5816 | 0 | 0 | 0 | 0 | 0 | 0 | 0 | 0 | 0 | 0 | 0 | 0 | 0 | 0 | 0 | 0 | 0 | -111656.3805 | 115689.6092 | 0 | 0 | 0 | 0 | 0 | 0 | 0 | 0 | 0 | 0 | 0 | 0 | 0 | 0 | 0 | 0
2016-11-23 15:00 | 0 | 0 | 0 | 0 | 0 | 504360.6183 | 451262 | 0 | 0 | 0 | 0 | 587772.6537 | 1519752.9724 | 0 | 0 | 0 | 0 | 0 | 0 | 0 | 0 | 0 | 0 | 0 | 0 | 0 | 0 | 0 | 0 | 0 | 168788.2275 | -115689.6092 | 0 | 0 | 0 | 0 | 0 | 0 | 0 | 0 | 0 | 0 | 0 | 0 | 0 | 0 | 0 | 0
2016-11-23 16:00 | 0 | 0 | 0 | 0 | 187694.0761 | 623013.3713 | 448505 | 0 | 0 | 0 | 0 | 834285.492 | 1635442.5816 | 0 | 0 | 0 | 0 | 0 | 0 | 0 | 0 | 0 | 0 | 0 | 0 | 0 | 0 | 0 | 0 | 0 | 246512.8382 | 115689.6092 | 0 | 0 | 0 | 0 | 0 | 0 | 0 | 0 | 0 | 0 | 0 | 0 | 0 | 0 | 0 | 0
2016-11-23 17:00 | 0 | 0 | 0 | 0 | 0 | 629518.5385 | 443676 | 0 | 0 | 0 | 0 | 904438.4212 | 1751132.1909 | 0 | 0 | 0 | 0 | 0 | 0 | 0 | 0 | 0 | 0 | 0 | 0 | 0 | 0 | 0 | 0 | 0 | 70152.9293 | 115689.6092 | 0 | 0 | 0 | 0 | 0 | 0 | 0 | 0 | 0 | 0 | 0 | 0 | 0 | 0 | 0 | 0
2016-11-23 18:00 | 0 | 0 | 0 | 0 | 0 | 598810.1244 | 439557 | 0 | 0 | 0 | 0 | 1150951.2595 | 1663872.477 | 0 | 0 | 0 | 0 | 0 | 0 | 0 | 0 | 0 | 0 | 0 | 0 | 0 | 0 | 0 | 0 | 0 | 246512.8382 | -87259.7139 | 0 | 0 | 0 | 0 | 0 | 0 | 0 | 0 | 0 | 0 | 0 | 0 | 0 | 0 | 0 | 0
2016-11-23 19:00 | 0 | 0 | 0 | 0 | 0 | 585441.3624 | 437064 | 0 | 0 | 0 | 0 | 1183639.0126 | 1779562.0863 | 0 | 0 | 0 | 0 | 0 | 0 | 0 | 0 | 0 | 0 | 0 | 0 | 0 | 0 | 0 | 0 | 0 | 32687.7531 | 115689.6092 | 0 | 0 | 0 | 0 | 0 | 0 | 0 | 0 | 0 | 0 | 0 | 0 | 0 | 0 | 0 | 0
2016-11-23 20:00 | 0 | 0 | 0 | 0 | 0 | 603850.8143 | 435214 | 0 | 0 | 0 | 0 | 1430151.8509 | 1701686.0624 | 0 | 0 | 0 | 0 | 0 | 0 | 0 | 0 | 0 | 0 | 0 | 0 | 0 | 0 | 0 | 0 | 0 | 246512.8382 | -77876.0239 | 0 | 0 | 0 | 0 | 0 | 0 | 0 | 0 | 0 | 0 | 0 | 0 | 0 | 0 | 0 | 0
2016-11-23 21:00 | 0 | 0 | 0 | 0 | 164638.6015 | 636179.846 | 438616 | 0 | 0 | 0 | 0 | 1676664.6891 | 1817375.6716 | 0 | 0 | 0 | 0 | 0 | 0 | 0 | 0 | 0 | 0 | 0 | 0 | 0 | 0 | 0 | 0 | 0 | 246512.8382 | 115689.6092 | 0 | 0 | 0 | 0 | 0 | 0 | 0 | 0 | 0 | 0 | 0 | 0 | 0 | 0 | 0 | 0
2016-11-23 22:00 | 0 | 0 | 0 | 0 | 187247.9866 | 594857.4122 | 450517 | 0 | 0 | 0 | 0 | 1923177.5273 | 1902451.2321 | 0 | 0 | 0 | 0 | 0 | 0 | 0 | 0 | 0 | 0 | 0 | 0 | 0 | 0 | 0 | 0 | 0 | 246512.8382 | 85075.5605 | 0 | 0 | 0 | 0 | 0 | 0 | 0 | 0 | 0 | 0 | 0 | 0 | 0 | 0 | 0 | 0
2016-11-23 23:00 | 0 | 0 | 0 | 0 | 248562.3015 | 272868.093 | 457499 | 0 | 0 | 0 | 0 | 1871419.3126 | 2018140.8413 | 0 | 0 | 0 | 0 | 0 | 0 | 0 | 0 | 0 | 0 | 0 | 0 | 0 | 0 | 0 | 0 | 0 | -51758.2147 | 115689.6092 | 0 | 0 | 0 | 0 | 0 | 0 | 0 | 0 | 0 | 0 | 0 | 0 | 0 | 0 | 0 | 0
2016-11-24 | 0 | 0 | 0 | 0 | 75348.6586 | 19967.8939 | 457519 | 0 | 0 | 0 | 0 | 1624906.4744 | 1902451.2321 | 0 | 0 | 0 | 0 | 0 | 0 | 0 | 0 | 0 | 0 | 0 | 0 | 0 | 0 | 0 | 0 | 0 | -246512.8382 | -115689.6092 | 0 | 0 | 0 | 0 | 0 | 0 | 0 | 0 | 0 | 0 | 0 | 0 | 0 | 0 | 0 | 0
2016-11-24 01:00 | 0 | 0 | 0 | 0 | 312652.9697 | 0 | 452882 | 0 | 0 | 0 | 0 | 1600367.0533 | 1786761.6228 | 0 | 0 | 0 | 0 | 0 | 0 | 0 | 0 | 0 | 0 | 0 | 0 | 0 | 0 | 0 | 0 | 0 | -24539.4211 | -115689.6092 | 0 | 0 | 0 | 0 | 0 | 0 | 0 | 0 | 0 | 0 | 0 | 0 | 0 | 0 | 0 | 0
2016-11-24 02:00 | 0 | 0 | 0 | 0 | 78252.5525 | 0 | 440455 | 0 | 0 | 0 | 0 | 1353854.2151 | 1671072.0136 | 0 | 0 | 0 | 0 | 0 | 0 | 0 | 0 | 0 | 0 | 0 | 0 | 0 | 0 | 0 | 0 | 0 | -246512.8382 | -115689.6092 | 0 | 0 | 0 | 0 | 0 | 0 | 0 | 0 | 0 | 0 | 0 | 0 | 0 | 0 | 0 | 0
2016-11-24 03:00 | 0 | 0 | 0 | 0 | 366877.0774 | 0 | 422019 | 0 | 0 | 0 | 0 | 1183022.6833 | 1786761.6228 | 0 | 0 | 0 | 0 | 0 | 0 | 0 | 0 | 0 | 0 | 0 | 0 | 0 | 0 | 0 | 0 | 0 | -170831.5318 | 115689.6092 | 0 | 0 | 0 | 0 | 0 | 0 | 0 | 0 | 0 | 0 | 0 | 0 | 0 | 0 | 0 | 0
2016-11-24 04:00 | 0 | 0 | 0 | 0 | 38234.5525 | 0 | 400437 | 0 | 0 | 0 | 0 | 936509.845 | 1671072.0136 | 0 | 0 | 0 | 0 | 0 | 0 | 0 | 0 | 0 | 0 | 0 | 0 | 0 | 0 | 0 | 0 | 0 | -246512.8382 | -115689.6092 | 0 | 0 | 0 | 0 | 0 | 0 | 0 | 0 | 0 | 0 | 0 | 0 | 0 | 0 | 0 | 0
2016-11-24 05:00 | 0 | 0 | 0 | 0 | 387557.8146 | 0 | 378621 | 0 | 0 | 0 | 0 | 1061136.2688 | 1555382.4044 | 0 | 0 | 0 | 0 | 0 | 0 | 0 | 0 | 0 | 0 | 0 | 0 | 0 | 0 | 0 | 0 | 0 | 124626.4238 | -115689.6092 | 0 | 0 | 0 | 0 | 0 | 0 | 0 | 0 | 0 | 0 | 0 | 0 | 0 | 0 | 0 | 0
2016-11-24 06:00 | 0 | 0 | 0 | 0 | 386278.1326 | 0 | 361370 | 0 | 0 | 0 | 0 | 970354.7922 | 1671072.0136 | 0 | 0 | 0 | 0 | 0 | 0 | 0 | 0 | 0 | 0 | 0 | 0 | 0 | 0 | 0 | 0 | 0 | -90781.4766 | 115689.6092 | 0 | 0 | 0 | 0 | 0 | 0 | 0 | 0 | 0 | 0 | 0 | 0 | 0 | 0 | 0 | 0
2016-11-24 07:00 | 0 | 0 | 0 | 0 | 379283.5861 | 0 | 349616 | 0 | 0 | 0 | 0 | 1115711.9875 | 1555382.4044 | 0 | 0 | 0 | 0 | 0 | 0 | 0 | 0 | 0 | 0 | 0 | 0 | 0 | 0 | 0 | 0 | 0 | 145357.1953 | -115689.6092 | 0 | 0 | 0 | 0 | 0 | 0 | 0 | 0 | 0 | 0 | 0 | 0 | 0 | 0 | 0 | 0
2016-11-24 08:00 | 0 | 0 | 0 | 0 | 0 | 0 | 342238 | 0 | 0 | 0 | 0 | 889163.5967 | 1439692.7952 | 0 | 0 | 0 | 0 | 0 | 0 | 0 | 0 | 0 | 0 | 0 | 0 | 0 | 0 | 0 | 0 | 0 | -226548.3908 | -115689.6092 | 0 | 0 | 0 | 0 | 0 | 0 | 0 | 0 | 0 | 0 | 0 | 0 | 0 | 0 | 0 | 0
2016-11-24 09:00 | 0 | 0 | 0 | 0 | 370165.7409 | 0 | 339265 | 0 | 0 | 0 | 0 | 804374.7284 | 1555382.4044 | 0 | 0 | 0 | 0 | 0 | 0 | 0 | 0 | 0 | 0 | 0 | 0 | 0 | 0 | 0 | 0 | 0 | -84788.8684 | 115689.6092 | 0 | 0 | 0 | 0 | 0 | 0 | 0 | 0 | 0 | 0 | 0 | 0 | 0 | 0 | 0 | 0
2016-11-24 10:00 | 0 | 0 | 0 | 0 | 0 | 0 | 341378 | 0 | 0 | 0 | 0 | 578686.3376 | 1439692.7952 | 0 | 0 | 0 | 0 | 0 | 0 | 0 | 0 | 0 | 0 | 0 | 0 | 0 | 0 | 0 | 0 | 0 | -225688.3908 | -115689.6092 | 0 | 0 | 0 | 0 | 0 | 0 | 0 | 0 | 0 | 0 | 0 | 0 | 0 | 0 | 0 | 0
2016-11-24 11:00 | 0 | 0 | 0 | 0 | 368141.5908 | 0 | 349184 | 0 | 0 | 0 | 0 | 481954.3192 | 1555382.4044 | 0 | 0 | 0 | 0 | 0 | 0 | 0 | 0 | 0 | 0 | 0 | 0 | 0 | 0 | 0 | 0 | 0 | -96732.0184 | 115689.6092 | 0 | 0 | 0 | 0 | 0 | 0 | 0 | 0 | 0 | 0 | 0 | 0 | 0 | 0 | 0 | 0
2016-11-24 12:00 | 0 | 0 | 0 | 0 | 106726.2437 | 0 | 360350 | 0 | 0 | 0 | 0 | 344020.1721 | 1439692.7952 | 0 | 0 | 0 | 0 | 0 | 0 | 0 | 0 | 0 | 0 | 0 | 0 | 0 | 0 | 0 | 0 | 0 | -137934.1471 | -115689.6092 | 0 | 0 | 0 | 0 | 0 | 0 | 0 | 0 | 0 | 0 | 0 | 0 | 0 | 0 | 0 | 0
2016-11-24 13:00 | 0 | 0 | 0 | 0 | 366891.7001 | 8.5051 | 378419 | 0 | 0 | 0 | 0 | 448190.9865 | 1324003.1859 | 0 | 0 | 0 | 0 | 0 | 0 | 0 | 0 | 0 | 0 | 0 | 0 | 0 | 0 | 0 | 0 | 0 | 104170.8145 | -115689.6092 | 0 | 0 | 0 | 0 | 0 | 0 | 0 | 0 | 0 | 0 | 0 | 0 | 0 | 0 | 0 | 0
2016-11-24 14:00 | 0 | 0 | 0 | 0 | 306508.5449 | 127049.9413 | 397131 | 0 | 0 | 0 | 0 | 368928.8635 | 1439692.7952 | 0 | 0 | 0 | 0 | 0 | 0 | 0 | 0 | 0 | 0 | 0 | 0 | 0 | 0 | 0 | 0 | 0 | -79262.123 | 115689.6092 | 0 | 0 | 0 | 0 | 0 | 0 | 0 | 0 | 0 | 0 | 0 | 0 | 0 | 0 | 0 | 0
2016-11-24 15:00 | 0 | 0 | 0 | 0 | 240831.6712 | 477305.2979 | 410459 | 0 | 0 | 0 | 0 | 615441.7017 | 1500857.926 | 0 | 0 | 0 | 0 | 0 | 0 | 0 | 0 | 0 | 0 | 0 | 0 | 0 | 0 | 0 | 0 | 0 | 246512.8382 | 61165.1308 | 0 | 0 | 0 | 0 | 0 | 0 | 0 | 0 | 0 | 0 | 0 | 0 | 0 | 0 | 0 | 0
2016-11-24 16:00 | 0 | 0 | 0 | 0 | 0 | 629899.4155 | 417634 | 0 | 0 | 0 | 0 | 861954.54 | 1466610.5032 | 0 | 0 | 0 | 0 | 0 | 0 | 0 | 0 | 0 | 0 | 0 | 0 | 0 | 0 | 0 | 0 | 0 | 246512.8382 | -34247.4227 | 0 | 0 | 0 | 0 | 0 | 0 | 0 | 0 | 0 | 0 | 0 | 0 | 0 | 0 | 0 | 0
2016-11-24 17:00 | 0 | 0 | 0 | 0 | 0 | 631656.6147 | 414375 | 0 | 0 | 0 | 0 | 963546.5455 | 1582300.1125 | 0 | 0 | 0 | 0 | 0 | 0 | 0 | 0 | 0 | 0 | 0 | 0 | 0 | 0 | 0 | 0 | 0 | 101592.0055 | 115689.6092 | 0 | 0 | 0 | 0 | 0 | 0 | 0 | 0 | 0 | 0 | 0 | 0 | 0 | 0 | 0 | 0
2016-11-24 18:00 | 0 | 0 | 0 | 0 | 0 | 599396.5302 | 404355 | 0 | 0 | 0 | 0 | 1210059.3837 | 1530828.8044 | 0 | 0 | 0 | 0 | 0 | 0 | 0 | 0 | 0 | 0 | 0 | 0 | 0 | 0 | 0 | 0 | 0 | 246512.8382 | -51471.3081 | 0 | 0 | 0 | 0 | 0 | 0 | 0 | 0 | 0 | 0 | 0 | 0 | 0 | 0 | 0 | 0
2016-11-24 19:00 | 0 | 0 | 0 | 0 | 0 | 582630.5965 | 395055 | 0 | 0 | 0 | 0 | 1281945.371 | 1646518.4136 | 0 | 0 | 0 | 0 | 0 | 0 | 0 | 0 | 0 | 0 | 0 | 0 | 0 | 0 | 0 | 0 | 0 | 71885.9873 | 115689.6092 | 0 | 0 | 0 | 0 | 0 | 0 | 0 | 0 | 0 | 0 | 0 | 0 | 0 | 0 | 0 | 0
2016-11-24 20:00 | 0 | 0 | 0 | 0 | 153238.5572 | 595911.8902 | 386948 | 0 | 0 | 0 | 0 | 1528458.2092 | 1762208.0229 | 0 | 0 | 0 | 0 | 0 | 0 | 0 | 0 | 0 | 0 | 0 | 0 | 0 | 0 | 0 | 0 | 0 | 246512.8382 | 115689.6092 | 0 | 0 | 0 | 0 | 0 | 0 | 0 | 0 | 0 | 0 | 0 | 0 | 0 | 0 | 0 | 0
2016-11-24 21:00 | 0 | 0 | 0 | 0 | 0 | 614041.0493 | 381058 | 0 | 0 | 0 | 0 | 1639966.2461 | 1877897.6321 | 0 | 0 | 0 | 0 | 0 | 0 | 0 | 5785.4032 | 0 | 0 | 0 | 0 | 0 | 0 | 0 | 0 | 0 | 111508.0369 | 115689.6092 | 0 | 0 | 0 | 0 | 0 | 0 | 0 | 0 | 0 | 5785.4032 | 0 | 0 | 0 | 0 | 0 | 0
2016-11-24 22:00 | 0 | 0 | 0 | 0 | 204734.2699 | 568944.8929 | 380683 | 0 | 0 | 0 | 0 | 1886479.0843 | 1993587.2413 | 0 | 0 | 0 | 0 | 0 | 0 | 0 | 36579.1185 | 0 | 0 | 0 | 0 | 0 | 0 | 0 | 0 | 0 | 246512.8382 | 115689.6092 | 0 | 0 | 0 | 0 | 0 | 0 | 0 | 0 | 0 | 30793.7153 | 0 | 0 | 0 | 0 | 0 | 0
2016-11-24 23:00 | 0 | 0 | 0 | 0 | 0 | 259553.6482 | 383072 | 0 | 0 | 0 | 0 | 1678064.8386 | 2109276.8506 | 0 | 0 | 0 | 0 | 0 | 0 | 0 | 5785.4032 | 0 | 0 | 0 | 0 | 0 | 0 | 0 | 0 | 0 | -208414.2457 | 115689.6092 | 0 | 0 | 0 | 0 | 0 | 0 | 0 | 0 | 0 | -30793.7153 | 0 | 0 | 0 | 0 | 0 | 0
2016-11-25 | 0 | 0 | 0 | 0 | 239706.6049 | 6822.7629 | 383138 | 0 | 0 | 0 | 0 | 1431552.0004 | 2224966.4598 | 0 | 0 | 0 | 0 | 0 | 0 | 0 | 0 | 0 | 0 | 0 | 0 | 0 | 0 | 0 | 0 | 0 | -246512.8382 | 115689.6092 | 0 | 0 | 0 | 0 | 0 | 0 | 0 | 0 | 0 | -5785.4032 | 0 | 0 | 0 | 0 | 0 | 0
2016-11-25 01:00 | 0 | 0 | 0 | 0 | 441871.2151 | 0 | 382911 | 0 | 0 | 0 | 0 | 1590746.2722 | 2109276.8506 | 0 | 0 | 0 | 0 | 0 | 0 | 0 | 15455.5525 | 0 | 0 | 0 | 0 | 0 | 0 | 0 | 0 | 0 | 159194.2718 | -115689.6092 | 0 | 0 | 0 | 0 | 0 | 0 | 0 | 0 | 0 | 15455.5525 | 0 | 0 | 0 | 0 | 0 | 0
2016-11-25 02:00 | 0 | 0 | 0 | 0 | 0 | 0 | 377658 | 0 | 0 | 0 | 0 | 1344233.4339 | 1993587.2413 | 0 | 0 | 0 | 0 | 0 | 0 | 0 | 0 | 0 | 0 | 0 | 0 | 0 | 0 | 0 | 0 | 0 | -246512.8382 | -115689.6092 | 0 | 0 | 0 | 0 | 0 | 0 | 0 | 0 | 0 | -15455.5525 | 0 | 0 | 0 | 0 | 0 | 0
2016-11-25 03:00 | 0 | 0 | 0 | 0 | 460512.8606 | 0 | 369843 | 0 | 0 | 0 | 0 | 1550592.9038 | 1877897.6321 | 0 | 0 | 0 | 0 | 0 | 0 | 0 | 0 | 0 | 0 | 0 | 0 | 0 | 0 | 0 | 0 | 0 | 206359.4699 | -115689.6092 | 0 | 0 | 0 | 0 | 0 | 0 | 0 | 0 | 0 | 0 | 0 | 0 | 0 | 0 | 0 | 0
2016-11-25 04:00 | 0 | 0 | 0 | 0 | 0 | 0 | 358662 | 0 | 0 | 0 | 0 | 1304080.0656 | 1765748.4703 | 0 | 0 | 0 | 0 | 0 | 0 | 0 | 0 | 0 | 0 | 0 | 0 | 0 | 0 | 0 | 0 | 0 | -246512.8382 | -112149.1618 | 0 | 0 | 0 | 0 | 0 | 0 | 0 | 0 | 0 | 0 | 0 | 0 | 0 | 0 | 0 | 0
2016-11-25 05:00 | 0 | 0 | 0 | 0 | 487587.2041 | 0 | 346627 | 0 | 0 | 0 | 0 | 1329350.6604 | 1881438.0796 | 0 | 0 | 0 | 0 | 0 | 0 | 0 | 0 | 0 | 0 | 0 | 0 | 0 | 0 | 0 | 0 | 0 | 25270.5949 | 115689.6092 | 0 | 0 | 0 | 0 | 0 | 0 | 0 | 0 | 0 | 0 | 0 | 0 | 0 | 0 | 0 | 0
2016-11-25 06:00 | 0 | 0 | 0 | 0 | 0 | 0 | 336310 | 0 | 0 | 0 | 0 | 1082837.8222 | 1791640.9178 | 0 | 0 | 0 | 0 | 0 | 0 | 0 | 0 | 0 | 0 | 0 | 0 | 0 | 0 | 0 | 0 | 0 | -246512.8382 | -89797.1618 | 0 | 0 | 0 | 0 | 0 | 0 | 0 | 0 | 0 | 0 | 0 | 0 | 0 | 0 | 0 | 0
2016-11-25 07:00 | 0 | 0 | 0 | 0 | 0 | 0 | 328607 | 0 | 0 | 0 | 0 | 869920.4314 | 1675951.3086 | 0 | 0 | 0 | 0 | 0 | 0 | 0 | 0 | 0 | 0 | 0 | 0 | 0 | 0 | 0 | 0 | 0 | -212917.3908 | -115689.6092 | 0 | 0 | 0 | 0 | 0 | 0 | 0 | 0 | 0 | 0 | 0 | 0 | 0 | 0 | 0 | 0
2016-11-25 08:00 | 0 | 0 | 0 | 0 | 498835.4762 | 0 | 325091 | 0 | 0 | 0 | 0 | 927975.2984 | 1791640.9178 | 0 | 0 | 0 | 0 | 0 | 0 | 0 | 0 | 0 | 0 | 0 | 0 | 0 | 0 | 0 | 0 | 0 | 58054.8669 | 115689.6092 | 0 | 0 | 0 | 0 | 0 | 0 | 0 | 0 | 0 | 0 | 0 | 0 | 0 | 0 | 0 | 0
2016-11-25 09:00 | 0 | 0 | 0 | 0 | 0 | 0 | 326511 | 0 | 0 | 0 | 0 | 681462.4601 | 1711642.756 | 0 | 0 | 0 | 0 | 0 | 0 | 0 | 0 | 0 | 0 | 0 | 0 | 0 | 0 | 0 | 0 | 0 | -246512.8382 | -79998.1618 | 0 | 0 | 0 | 0 | 0 | 0 | 0 | 0 | 0 | 0 | 0 | 0 | 0 | 0 | 0 | 0
2016-11-25 10:00 | 0 | 0 | 0 | 0 | 482105.1254 | 0 | 331977 | 0 | 0 | 0 | 0 | 927975.2984 | 1615258.0432 | 0 | 0 | 0 | 0 | 0 | 0 | 0 | 0 | 0 | 0 | 0 | 0 | 0 | 0 | 0 | 0 | 0 | 246512.8382 | -96384.7129 | 0 | 0 | 0 | 0 | 0 | 0 | 0 | 0 | 0 | 0 | 0 | 0 | 0 | 0 | 0 | 0
2016-11-25 11:00 | 0 | 0 | 0 | 0 | 472987.0164 | 0 | 343329 | 0 | 0 | 0 | 0 | 911149.9902 | 1730947.6524 | 0 | 0 | 0 | 0 | 0 | 0 | 0 | 30793.7153 | 0 | 0 | 0 | 0 | 0 | 0 | 0 | 0 | 0 | -16825.3081 | 115689.6092 | 0 | 0 | 0 | 0 | 0 | 0 | 0 | 0 | 0 | 30793.7153 | 0 | 0 | 0 | 0 | 0 | 0
2016-11-25 12:00 | 0 | 0 | 0 | 0 | 0 | 0 | 357486 | 0 | 0 | 0 | 0 | 664637.152 | 1650768.206 | 0 | 0 | 0 | 0 | 0 | 0 | 0 | 0 | 0 | 0 | 0 | 0 | 0 | 0 | 0 | 0 | 0 | -246512.8382 | -80179.4464 | 0 | 0 | 0 | 0 | 0 | 0 | 0 | 0 | 0 | -30793.7153 | 0 | 0 | 0 | 0 | 0 | 0
2016-11-25 13:00 | 0 | 0 | 0 | 0 | 447637.4249 | 0.3171 | 371226 | 0 | 0 | 0 | 0 | 625359.2847 | 1766457.8152 | 0 | 0 | 0 | 0 | 0 | 0 | 0 | 0 | 0 | 0 | 0 | 0 | 0 | 0 | 0 | 0 | 0 | -39277.8673 | 115689.6092 | 0 | 0 | 0 | 0 | 0 | 0 | 0 | 0 | 0 | 0 | 0 | 0 | 0 | 0 | 0 | 0
2016-11-25 14:00 | 0 | 0 | 0 | 0 | 0 | 115542.4769 | 383890 | 0 | 0 | 0 | 0 | 466915.9677 | 1650768.206 | 0 | 0 | 0 | 0 | 0 | 0 | 0 | 5785.4032 | 0 | 0 | 0 | 0 | 0 | 0 | 0 | 0 | 0 | -158443.3171 | -115689.6092 | 0 | 0 | 0 | 0 | 0 | 0 | 0 | 0 | 0 | 5785.4032 | 0 | 0 | 0 | 0 | 0 | 0
2016-11-25 15:00 | 0 | 0 | 0 | 0 | 230790.9133 | 509860.6707 | 391571 | 0 | 0 | 0 | 0 | 713428.8059 | 1722542.2364 | 0 | 0 | 0 | 0 | 0 | 0 | 0 | 36579.1185 | 0 | 0 | 0 | 0 | 0 | 0 | 0 | 0 | 0 | 246512.8382 | 71774.0304 | 0 | 0 | 0 | 0 | 0 | 0 | 0 | 0 | 0 | 30793.7153 | 0 | 0 | 0 | 0 | 0 | 0
2016-11-25 16:00 | 0 | 0 | 0 | 0 | 0 | 637019.4775 | 395380 | 0 | 0 | 0 | 0 | 959941.6442 | 1717668.8756 | 0 | 0 | 0 | 0 | 0 | 0 | 0 | 36579.1185 | 0 | 0 | 0 | 0 | 0 | 0 | 0 | 0 | 0 | 246512.8382 | -4873.3608 | 0 | 0 | 0 | 0 | 0 | 0 | 0 | 0 | 0 | 0 | 0 | 0 | 0 | 0 | 0 | 0
2016-11-25 17:00 | 0 | 0 | 0 | 0 | 0 | 613579.0628 | 396317 | 0 | 0 | 0 | 0 | 1061514.0978 | 1833358.4848 | 0 | 0 | 0 | 0 | 0 | 0 | 0 | 36579.1185 | 0 | 0 | 0 | 0 | 0 | 0 | 0 | 0 | 0 | 101572.4536 | 115689.6092 | 0 | 0 | 0 | 0 | 0 | 0 | 0 | 0 | 0 | 0 | 0 | 0 | 0 | 0 | 0 | 0
2016-11-25 18:00 | 0 | 0 | 0 | 0 | 0 | 584252.5748 | 394411 | 0 | 0 | 0 | 0 | 1308026.936 | 1807480.9367 | 0 | 0 | 0 | 0 | 0 | 0 | 0 | 5785.4032 | 0 | 0 | 0 | 0 | 0 | 0 | 0 | 0 | 0 | 246512.8382 | -25877.5481 | 0 | 0 | 0 | 0 | 0 | 0 | 0 | 0 | 0 | -30793.7153 | 0 | 0 | 0 | 0 | 0 | 0
2016-11-25 19:00 | 0 | 0 | 0 | 0 | 0 | 566596.4295 | 392762 | 0 | 0 | 0 | 0 | 1371957.1594 | 1923170.546 | 0 | 0 | 0 | 0 | 0 | 0 | 0 | 0 | 0 | 0 | 0 | 0 | 0 | 0 | 0 | 0 | 0 | 63930.2234 | 115689.6092 | 0 | 0 | 0 | 0 | 0 | 0 | 0 | 0 | 0 | -5785.4032 | 0 | 0 | 0 | 0 | 0 | 0
2016-11-25 20:00 | 0 | 0 | 0 | 0 | 0 | 573256.583 | 391901 | 0 | 0 | 0 | 0 | 1437623.1332 | 2038860.1552 | 0 | 0 | 0 | 0 | 0 | 0 | 0 | 0 | 0 | 0 | 0 | 0 | 0 | 0 | 0 | 0 | 0 | 65665.9737 | 115689.6092 | 0 | 0 | 0 | 0 | 0 | 0 | 0 | 0 | 0 | 0 | 0 | 0 | 0 | 0 | 0 | 0
2016-11-25 21:00 | 0 | 0 | 0 | 0 | 0 | 584916.9767 | 396044 | 0 | 0 | 0 | 0 | 1505021.0975 | 2154549.7644 | 0 | 0 | 0 | 0 | 0 | 0 | 0 | 5785.4032 | 0 | 0 | 0 | 0 | 0 | 0 | 0 | 0 | 0 | 67397.9643 | 115689.6092 | 0 | 0 | 0 | 0 | 0 | 0 | 0 | 0 | 0 | 5785.4032 | 0 | 0 | 0 | 0 | 0 | 0
2016-11-25 22:00 | 0 | 0 | 0 | 0 | 39172.8801 | 529340.0643 | 406896 | 0 | 0 | 0 | 0 | 1751533.9357 | 2038860.1552 | 0 | 0 | 0 | 0 | 0 | 0 | 0 | 36579.1185 | 0 | 0 | 0 | 0 | 0 | 0 | 0 | 0 | 0 | 246512.8382 | -115689.6092 | 0 | 0 | 0 | 0 | 0 | 0 | 0 | 0 | 0 | 30793.7153 | 0 | 0 | 0 | 0 | 0 | 0
2016-11-25 23:00 | 0 | 0 | 0 | 0 | 47969.2775 | 206612.7782 | 416199 | 0 | 0 | 0 | 0 | 1505021.0975 | 2154549.7644 | 0 | 0 | 0 | 0 | 0 | 0 | 0 | 5785.4032 | 0 | 0 | 0 | 0 | 0 | 0 | 0 | 0 | 0 | -246512.8382 | 115689.6092 | 0 | 0 | 0 | 0 | 0 | 0 | 0 | 0 | 0 | -30793.7153 | 0 | 0 | 0 | 0 | 0 | 0
2016-11-26 | 0 | 0 | 0 | 0 | 45050.1472 | 5388.0022 | 418426 | 0 | 0 | 0 | 0 | 1258508.2593 | 2038860.1552 | 0 | 0 | 0 | 0 | 0 | 0 | 0 | 0 | 0 | 0 | 0 | 0 | 0 | 0 | 0 | 0 | 0 | -246512.8382 | -115689.6092 | 0 | 0 | 0 | 0 | 0 | 0 | 0 | 0 | 0 | -5785.4032 | 0 | 0 | 0 | 0 | 0 | 0
2016-11-26 01:00 | 0 | 0 | 0 | 0 | 284996.771 | 0 | 415820 | 0 | 0 | 0 | 0 | 1011995.421 | 2154549.7644 | 0 | 0 | 0 | 0 | 0 | 0 | 0 | 0 | 0 | 0 | 0 | 0 | 0 | 0 | 0 | 0 | 0 | -246512.8382 | 115689.6092 | 0 | 0 | 0 | 0 | 0 | 0 | 0 | 0 | 0 | 0 | 0 | 0 | 0 | 0 | 0 | 0
2016-11-26 02:00 | 0 | 0 | 0 | 0 | 649212.7894 | 0 | 407072 | 0 | 0 | 0 | 0 | 1258508.2593 | 2150177.7156 | 0 | 0 | 0 | 0 | 0 | 0 | 0 | 0 | 0 | 0 | 0 | 0 | 0 | 0 | 0 | 0 | 0 | 246512.8382 | -4372.0488 | 0 | 0 | 0 | 0 | 0 | 0 | 0 | 0 | 0 | 0 | 0 | 0 | 0 | 0 | 0 | 0
2016-11-26 03:00 | 0 | 0 | 0 | 0 | 31393.5525 | 0 | 393596 | 0 | 0 | 0 | 0 | 1011995.421 | 2034488.1064 | 0 | 0 | 0 | 0 | 0 | 0 | 0 | 0 | 0 | 0 | 0 | 0 | 0 | 0 | 0 | 0 | 0 | -246512.8382 | -115689.6092 | 0 | 0 | 0 | 0 | 0 | 0 | 0 | 0 | 0 | 0 | 0 | 0 | 0 | 0 | 0 | 0
2016-11-26 04:00 | 0 | 0 | 0 | 0 | 247872.771 | 0 | 378696 | 0 | 0 | 0 | 0 | 765482.5828 | 2150177.7156 | 0 | 0 | 0 | 0 | 0 | 0 | 0 | 0 | 0 | 0 | 0 | 0 | 0 | 0 | 0 | 0 | 0 | -246512.8382 | 115689.6092 | 0 | 0 | 0 | 0 | 0 | 0 | 0 | 0 | 0 | 0 | 0 | 0 | 0 | 0 | 0 | 0
2016-11-26 05:00 | 0 | 0 | 0 | 0 | 640751.6393 | 0 | 361931 | 0 | 0 | 0 | 0 | 1011995.421 | 2182485.5167 | 0 | 0 | 0 | 0 | 0 | 0 | 0 | 0 | 0 | 0 | 0 | 0 | 0 | 0 | 0 | 0 | 0 | 246512.8382 | 32307.8011 | 0 | 0 | 0 | 0 | 0 | 0 | 0 | 0 | 0 | 0 | 0 | 0 | 0 | 0 | 0 | 0
2016-11-26 06:00 | 0 | 0 | 0 | 0 | 0 | 0 | 349185 | 0 | 0 | 0 | 0 | 765482.5828 | 2079813.3549 | 0 | 0 | 0 | 0 | 0 | 0 | 0 | 0 | 0 | 0 | 0 | 0 | 0 | 0 | 0 | 0 | 0 | -246512.8382 | -102672.1618 | 0 | 0 | 0 | 0 | 0 | 0 | 0 | 0 | 0 | 0 | 0 | 0 | 0 | 0 | 0 | 0
2016-11-26 07:00 | 0 | 0 | 0 | 0 | 593381.9174 | 0 | 340395 | 0 | 0 | 0 | 0 | 902779.891 | 2195502.9642 | 0 | 0 | 0 | 0 | 0 | 0 | 0 | 0 | 0 | 0 | 0 | 0 | 0 | 0 | 0 | 0 | 0 | 137297.3082 | 115689.6092 | 0 | 0 | 0 | 0 | 0 | 0 | 0 | 0 | 0 | 0 | 0 | 0 | 0 | 0 | 0 | 0
2016-11-26 08:00 | 0 | 0 | 0 | 0 | 568973.3413 | 0 | 335497 | 0 | 0 | 0 | 0 | 1149292.7292 | 2151672.7519 | 0 | 0 | 0 | 0 | 0 | 0 | 0 | 30793.7153 | 0 | 0 | 0 | 0 | 0 | 0 | 0 | 0 | 0 | 246512.8382 | -43830.2122 | 0 | 0 | 0 | 0 | 0 | 0 | 0 | 0 | 0 | 30793.7153 | 0 | 0 | 0 | 0 | 0 | 0
2016-11-26 09:00 | 0 | 0 | 0 | 0 | 0 | 0 | 334757 | 0 | 0 | 0 | 0 | 902779.891 | 2094222.3055 | 0 | 0 | 0 | 0 | 0 | 0 | 0 | 0 | 0 | 0 | 0 | 0 | 0 | 0 | 0 | 0 | 0 | -246512.8382 | -57450.4464 | 0 | 0 | 0 | 0 | 0 | 0 | 0 | 0 | 0 | -30793.7153 | 0 | 0 | 0 | 0 | 0 | 0
2016-11-26 10:00 | 0 | 0 | 0 | 0 | 542443.5516 | 0 | 339519 | 0 | 0 | 0 | 0 | 990014.8333 | 2209911.9147 | 0 | 0 | 0 | 0 | 0 | 0 | 0 | 0 | 0 | 0 | 0 | 0 | 0 | 0 | 0 | 0 | 0 | 87234.9423 | 115689.6092 | 0 | 0 | 0 | 0 | 0 | 0 | 0 | 0 | 0 | 0 | 0 | 0 | 0 | 0 | 0 | 0
2016-11-26 11:00 | 0 | 0 | 0 | 0 | 0 | 0 | 348815 | 0 | 0 | 0 | 0 | 743501.995 | 2107609.753 | 0 | 0 | 0 | 0 | 0 | 0 | 0 | 0 | 0 | 0 | 0 | 0 | 0 | 0 | 0 | 0 | 0 | -246512.8382 | -102302.1618 | 0 | 0 | 0 | 0 | 0 | 0 | 0 | 0 | 0 | 0 | 0 | 0 | 0 | 0 | 0 | 0
2016-11-26 12:00 | 0 | 0 | 0 | 0 | 498942.9781 | 0 | 361410 | 0 | 0 | 0 | 0 | 990014.8333 | 1998629.8928 | 0 | 0 | 0 | 0 | 0 | 0 | 0 | 0 | 0 | 0 | 0 | 0 | 0 | 0 | 0 | 0 | 0 | 246512.8382 | -108979.8602 | 0 | 0 | 0 | 0 | 0 | 0 | 0 | 0 | 0 | 0 | 0 | 0 | 0 | 0 | 0 | 0
2016-11-26 13:00 | 0 | 0 | 0 | 0 | 13562.5525 | 0 | 375765 | 0 | 0 | 0 | 0 | 743501.995 | 1882940.2836 | 0 | 0 | 0 | 0 | 0 | 0 | 0 | 0 | 0 | 0 | 0 | 0 | 0 | 0 | 0 | 0 | 0 | -246512.8382 | -115689.6092 | 0 | 0 | 0 | 0 | 0 | 0 | 0 | 0 | 0 | 0 | 0 | 0 | 0 | 0 | 0 | 0
2016-11-26 14:00 | 0 | 0 | 0 | 0 | 387709.6291 | 47153.9537 | 389723 | 0 | 0 | 0 | 0 | 672952.9686 | 1998629.8928 | 0 | 0 | 0 | 0 | 0 | 0 | 0 | 0 | 0 | 0 | 0 | 0 | 0 | 0 | 0 | 0 | 0 | -70549.0264 | 115689.6092 | 0 | 0 | 0 | 0 | 0 | 0 | 0 | 0 | 0 | 0 | 0 | 0 | 0 | 0 | 0 | 0
2016-11-26 15:00 | 0 | 0 | 0 | 0 | 0 | 421711.8015 | 397906 | 0 | 0 | 0 | 0 | 812448.3794 | 1882940.2836 | 0 | 0 | 0 | 0 | 0 | 0 | 0 | 0 | 0 | 0 | 0 | 0 | 0 | 0 | 0 | 0 | 0 | 139495.4108 | -115689.6092 | 0 | 0 | 0 | 0 | 0 | 0 | 0 | 0 | 0 | 0 | 0 | 0 | 0 | 0 | 0 | 0
2016-11-26 16:00 | 0 | 0 | 0 | 0 | 0 | 555290.5049 | 400428 | 0 | 0 | 0 | 0 | 851621.275 | 1998629.8928 | 0 | 0 | 0 | 0 | 0 | 0 | 0 | 0 | 0 | 0 | 0 | 0 | 0 | 0 | 0 | 0 | 0 | 39172.8956 | 115689.6092 | 0 | 0 | 0 | 0 | 0 | 0 | 0 | 0 | 0 | 0 | 0 | 0 | 0 | 0 | 0 | 0
2016-11-26 17:00 | 0 | 0 | 0 | 0 | 208794.6083 | 552285.8391 | 398878 | 0 | 0 | 0 | 0 | 1098134.1132 | 2114319.502 | 0 | 0 | 0 | 0 | 0 | 0 | 0 | 0 | 0 | 0 | 0 | 0 | 0 | 0 | 0 | 0 | 0 | 246512.8382 | 115689.6092 | 0 | 0 | 0 | 0 | 0 | 0 | 0 | 0 | 0 | 0 | 0 | 0 | 0 | 0 | 0 | 0
2016-11-26 18:00 | 0 | 0 | 0 | 0 | 0 | 514172.4406 | 394611 | 0 | 0 | 0 | 0 | 1102005.9446 | 2230009.1113 | 0 | 0 | 0 | 0 | 0 | 0 | 0 | 0 | 0 | 0 | 0 | 0 | 0 | 0 | 0 | 0 | 0 | 3871.8314 | 115689.6092 | 0 | 0 | 0 | 0 | 0 | 0 | 0 | 0 | 0 | 0 | 0 | 0 | 0 | 0 | 0 | 0
2016-11-26 19:00 | 0 | 0 | 0 | 0 | 31538.2066 | 489458.0224 | 390173 | 0 | 0 | 0 | 0 | 1348518.7828 | 2114319.502 | 0 | 0 | 0 | 0 | 0 | 0 | 0 | 0 | 0 | 0 | 0 | 0 | 0 | 0 | 0 | 0 | 0 | 246512.8382 | -115689.6092 | 0 | 0 | 0 | 0 | 0 | 0 | 0 | 0 | 0 | 0 | 0 | 0 | 0 | 0 | 0 | 0
2016-11-26 20:00 | 0 | 0 | 0 | 0 | 0 | 479166.5063 | 387851 | 0 | 0 | 0 | 0 | 1324144.6799 | 2230009.1113 | 0 | 0 | 0 | 0 | 0 | 0 | 0 | 0 | 0 | 0 | 0 | 0 | 0 | 0 | 0 | 0 | 0 | -24374.103 | 115689.6092 | 0 | 0 | 0 | 0 | 0 | 0 | 0 | 0 | 0 | 0 | 0 | 0 | 0 | 0 | 0 | 0
2016-11-26 21:00 | 0 | 0 | 0 | 0 | 53942.8042 | 469919.4248 | 393039 | 0 | 0 | 0 | 0 | 1570657.5181 | 2114319.502 | 0 | 0 | 0 | 0 | 0 | 0 | 0 | 0 | 0 | 0 | 0 | 0 | 0 | 0 | 0 | 0 | 0 | 246512.8382 | -115689.6092 | 0 | 0 | 0 | 0 | 0 | 0 | 0 | 0 | 0 | 0 | 0 | 0 | 0 | 0 | 0 | 0
2016-11-26 22:00 | 0 | 0 | 0 | 0 | 0 | 386426.6232 | 407750 | 0 | 0 | 0 | 0 | 1433644.5321 | 2230009.1113 | 0 | 0 | 0 | 0 | 0 | 0 | 0 | 0 | 0 | 0 | 0 | 0 | 0 | 0 | 0 | 0 | 0 | -137012.986 | 115689.6092 | 0 | 0 | 0 | 0 | 0 | 0 | 0 | 0 | 0 | 0 | 0 | 0 | 0 | 0 | 0 | 0
2016-11-26 23:00 | 0 | 0 | 0 | 0 | 355306.4996 | 161711.788 | 422463 | 0 | 0 | 0 | 0 | 1643889.4289 | 2114319.502 | 0 | 0 | 0 | 0 | 0 | 0 | 0 | 0 | 0 | 0 | 0 | 0 | 0 | 0 | 0 | 0 | 0 | 210244.8968 | -115689.6092 | 0 | 0 | 0 | 0 | 0 | 0 | 0 | 0 | 0 | 0 | 0 | 0 | 0 | 0 | 0 | 0
2016-11-27 | 0 | 0 | 0 | 0 | 295128.4533 | 2236.3176 | 428188 | 0 | 0 | 0 | 0 | 1397376.5907 | 2230009.1113 | 0 | 0 | 0 | 0 | 0 | 0 | 0 | 0 | 0 | 0 | 0 | 0 | 0 | 0 | 0 | 0 | 0 | -246512.8382 | 115689.6092 | 0 | 0 | 0 | 0 | 0 | 0 | 0 | 0 | 0 | 0 | 0 | 0 | 0 | 0 | 0 | 0
2016-11-27 01:00 | 0 | 0 | 0 | 0 | 497653.6877 | 0 | 427833 | 0 | 0 | 0 | 0 | 1582886.8876 | 2114319.502 | 0 | 0 | 0 | 0 | 0 | 0 | 0 | 0 | 0 | 0 | 0 | 0 | 0 | 0 | 0 | 0 | 0 | 185510.2969 | -115689.6092 | 0 | 0 | 0 | 0 | 0 | 0 | 0 | 0 | 0 | 0 | 0 | 0 | 0 | 0 | 0 | 0
2016-11-27 02:00 | 0 | 0 | 0 | 0 | 58748.5525 | 0 | 420951 | 0 | 0 | 0 | 0 | 1336374.0494 | 1998629.8928 | 0 | 0 | 0 | 0 | 0 | 0 | 0 | 0 | 0 | 0 | 0 | 0 | 0 | 0 | 0 | 0 | 0 | -246512.8382 | -115689.6092 | 0 | 0 | 0 | 0 | 0 | 0 | 0 | 0 | 0 | 0 | 0 | 0 | 0 | 0 | 0 | 0
2016-11-27 03:00 | 0 | 0 | 0 | 0 | 549591.9966 | 0 | 409666 | 0 | 0 | 0 | 0 | 1360610.4367 | 2114319.502 | 0 | 0 | 0 | 0 | 0 | 0 | 0 | 0 | 0 | 0 | 0 | 0 | 0 | 0 | 0 | 0 | 0 | 24236.3874 | 115689.6092 | 0 | 0 | 0 | 0 | 0 | 0 | 0 | 0 | 0 | 0 | 0 | 0 | 0 | 0 | 0 | 0
2016-11-27 04:00 | 0 | 0 | 0 | 0 | 33286.5525 | 0 | 395489 | 0 | 0 | 0 | 0 | 1114097.5985 | 1998629.8928 | 0 | 0 | 0 | 0 | 0 | 0 | 0 | 0 | 0 | 0 | 0 | 0 | 0 | 0 | 0 | 0 | 0 | -246512.8382 | -115689.6092 | 0 | 0 | 0 | 0 | 0 | 0 | 0 | 0 | 0 | 0 | 0 | 0 | 0 | 0 | 0 | 0
2016-11-27 05:00 | 0 | 0 | 0 | 0 | 538051.1493 | 0 | 380970 | 0 | 0 | 0 | 0 | 1155489.1385 | 2114319.502 | 0 | 0 | 0 | 0 | 0 | 0 | 0 | 0 | 0 | 0 | 0 | 0 | 0 | 0 | 0 | 0 | 0 | 41391.54 | 115689.6092 | 0 | 0 | 0 | 0 | 0 | 0 | 0 | 0 | 0 | 0 | 0 | 0 | 0 | 0 | 0 | 0
2016-11-27 06:00 | 0 | 0 | 0 | 0 | 6511.5525 | 0 | 368714 | 0 | 0 | 0 | 0 | 908976.3003 | 1998629.8928 | 0 | 0 | 0 | 0 | 0 | 0 | 0 | 0 | 0 | 0 | 0 | 0 | 0 | 0 | 0 | 0 | 0 | -246512.8382 | -115689.6092 | 0 | 0 | 0 | 0 | 0 | 0 | 0 | 0 | 0 | 0 | 0 | 0 | 0 | 0 | 0 | 0
2016-11-27 07:00 | 0 | 0 | 0 | 0 | 494611.3739 | 0 | 360779 | 0 | 0 | 0 | 0 | 927119.0649 | 2114319.502 | 0 | 0 | 0 | 0 | 0 | 0 | 0 | 0 | 0 | 0 | 0 | 0 | 0 | 0 | 0 | 0 | 0 | 18142.7646 | 115689.6092 | 0 | 0 | 0 | 0 | 0 | 0 | 0 | 0 | 0 | 0 | 0 | 0 | 0 | 0 | 0 | 0
2016-11-27 08:00 | 0 | 0 | 0 | 0 | 0 | 0 | 357817 | 0 | 0 | 0 | 0 | 684991.6741 | 1998629.8928 | 0 | 0 | 0 | 0 | 0 | 0 | 0 | 0 | 0 | 0 | 0 | 0 | 0 | 0 | 0 | 0 | 0 | -242127.3908 | -115689.6092 | 0 | 0 | 0 | 0 | 0 | 0 | 0 | 0 | 0 | 0 | 0 | 0 | 0 | 0 | 0 | 0
2016-11-27 09:00 | 0 | 0 | 0 | 0 | 464717.2998 | 0 | 357740 | 0 | 0 | 0 | 0 | 676279.3647 | 2114319.502 | 0 | 0 | 0 | 0 | 0 | 0 | 0 | 0 | 0 | 0 | 0 | 0 | 0 | 0 | 0 | 0 | 0 | -8712.3094 | 115689.6092 | 0 | 0 | 0 | 0 | 0 | 0 | 0 | 0 | 0 | 0 | 0 | 0 | 0 | 0 | 0 | 0
2016-11-27 10:00 | 0 | 0 | 0 | 0 | 231473.771 | 0 | 362297 | 0 | 0 | 0 | 0 | 429766.5265 | 2230009.1113 | 0 | 0 | 0 | 0 | 0 | 0 | 0 | 0 | 0 | 0 | 0 | 0 | 0 | 0 | 0 | 0 | 0 | -246512.8382 | 115689.6092 | 0 | 0 | 0 | 0 | 0 | 0 | 0 | 0 | 0 | 0 | 0 | 0 | 0 | 0 | 0 | 0
2016-11-27 11:00 | 0 | 0 | 0 | 0 | 514580.7356 | 0 | 371445 | 0 | 0 | 0 | 0 | 676279.3647 | 2114319.502 | 0 | 0 | 0 | 0 | 0 | 0 | 0 | 12312.5066 | 0 | 0 | 0 | 0 | 0 | 0 | 0 | 0 | 0 | 246512.8382 | -115689.6092 | 0 | 0 | 0 | 0 | 0 | 0 | 0 | 0 | 0 | 12312.5066 | 0 | 0 | 0 | 0 | 0 | 0
2016-11-27 12:00 | 0 | 0 | 0 | 0 | 8749.0459 | 0 | 383264 | 0 | 0 | 0 | 0 | 429766.5265 | 1998629.8928 | 0 | 0 | 0 | 0 | 0 | 0 | 0 | 0 | 0 | 0 | 0 | 0 | 0 | 0 | 0 | 0 | 0 | -246512.8382 | -115689.6092 | 0 | 0 | 0 | 0 | 0 | 0 | 0 | 0 | 0 | -12312.5066 | 0 | 0 | 0 | 0 | 0 | 0
2016-11-27 13:00 | 0 | 0 | 0 | 0 | 563709.9378 | 0 | 394819 | 0 | 0 | 0 | 0 | 676279.3647 | 1920328.6857 | 0 | 0 | 0 | 0 | 0 | 0 | 0 | 679.3066 | 0 | 0 | 0 | 0 | 0 | 0 | 0 | 0 | 0 | 246512.8382 | -78301.2071 | 0 | 0 | 0 | 0 | 0 | 0 | 0 | 0 | 0 | 679.3066 | 0 | 0 | 0 | 0 | 0 | 0
2016-11-27 14:00 | 0 | 0 | 0 | 0 | 0 | 37717.2459 | 400599 | 0 | 0 | 0 | 0 | 429766.5265 | 1804639.0765 | 0 | 0 | 0 | 0 | 0 | 0 | 0 | 0 | 0 | 0 | 0 | 0 | 0 | 0 | 0 | 0 | 0 | -246512.8382 | -115689.6092 | 0 | 0 | 0 | 0 | 0 | 0 | 0 | 0 | 0 | -679.3066 | 0 | 0 | 0 | 0 | 0 | 0
2016-11-27 15:00 | 0 | 0 | 0 | 0 | 0 | 262057.5967 | 400939 | 0 | 0 | 0 | 0 | 406574.7324 | 1688949.4673 | 0 | 0 | 0 | 0 | 0 | 0 | 0 | 0 | 0 | 0 | 0 | 0 | 0 | 0 | 0 | 0 | 0 | -23191.7941 | -115689.6092 | 0 | 0 | 0 | 0 | 0 | 0 | 0 | 0 | 0 | 0 | 0 | 0 | 0 | 0 | 0 | 0
2016-11-27 16:00 | 0 | 0 | 0 | 0 | 342010.5078 | 419502.9397 | 399311 | 0 | 0 | 0 | 0 | 653087.5707 | 1804639.0765 | 0 | 0 | 0 | 0 | 0 | 0 | 0 | 0 | 0 | 0 | 0 | 0 | 0 | 0 | 0 | 0 | 0 | 246512.8382 | 115689.6092 | 0 | 0 | 0 | 0 | 0 | 0 | 0 | 0 | 0 | 0 | 0 | 0 | 0 | 0 | 0 | 0
2016-11-27 17:00 | 0 | 0 | 0 | 0 | 0 | 474090.6608 | 397982 | 0 | 0 | 0 | 0 | 613506.6222 | 1920328.6857 | 0 | 0 | 0 | 0 | 0 | 0 | 0 | 0 | 0 | 0 | 0 | 0 | 0 | 0 | 0 | 0 | 0 | -39580.9484 | 115689.6092 | 0 | 0 | 0 | 0 | 0 | 0 | 0 | 0 | 0 | 0 | 0 | 0 | 0 | 0 | 0 | 0
2016-11-27 18:00 | 0 | 0 | 0 | 0 | 0 | 469882.8444 | 397282 | 0 | 0 | 0 | 0 | 801797.0758 | 1804639.0765 | 0 | 0 | 0 | 0 | 0 | 0 | 0 | 0 | 0 | 0 | 0 | 0 | 0 | 0 | 0 | 0 | 0 | 188290.4536 | -115689.6092 | 0 | 0 | 0 | 0 | 0 | 0 | 0 | 0 | 0 | 0 | 0 | 0 | 0 | 0 | 0 | 0
2016-11-27 19:00 | 0 | 0 | 0 | 0 | 295463.3501 | 463315.0974 | 396576 | 0 | 0 | 0 | 0 | 1048309.9141 | 1920328.6857 | 0 | 0 | 0 | 0 | 0 | 0 | 0 | 0 | 0 | 0 | 0 | 0 | 0 | 0 | 0 | 0 | 0 | 246512.8382 | 115689.6092 | 0 | 0 | 0 | 0 | 0 | 0 | 0 | 0 | 0 | 0 | 0 | 0 | 0 | 0 | 0 | 0
2016-11-27 20:00 | 0 | 0 | 0 | 0 | 0 | 462517.7868 | 398083 | 0 | 0 | 0 | 0 | 997055.0916 | 2036018.295 | 0 | 0 | 0 | 0 | 0 | 0 | 0 | 0 | 0 | 0 | 0 | 0 | 0 | 0 | 0 | 0 | 0 | -51254.8224 | 115689.6092 | 0 | 0 | 0 | 0 | 0 | 0 | 0 | 0 | 0 | 0 | 0 | 0 | 0 | 0 | 0 | 0
2016-11-27 21:00 | 0 | 0 | 0 | 0 | 81818.2441 | 455542.9849 | 406538 | 0 | 0 | 0 | 0 | 1243567.9299 | 1920328.6857 | 0 | 0 | 0 | 0 | 0 | 0 | 0 | 0 | 0 | 0 | 0 | 0 | 0 | 0 | 0 | 0 | 0 | 246512.8382 | -115689.6092 | 0 | 0 | 0 | 0 | 0 | 0 | 0 | 0 | 0 | 0 | 0 | 0 | 0 | 0 | 0 | 0
2016-11-27 22:00 | 0 | 0 | 0 | 0 | 0 | 391052.3496 | 427369 | 0 | 0 | 0 | 0 | 1091561.6702 | 2036018.295 | 0 | 0 | 0 | 0 | 0 | 0 | 0 | 0 | 0 | 0 | 0 | 0 | 0 | 0 | 0 | 0 | 0 | -152006.2597 | 115689.6092 | 0 | 0 | 0 | 0 | 0 | 0 | 0 | 0 | 0 | 0 | 0 | 0 | 0 | 0 | 0 | 0
2016-11-27 23:00 | 0 | 0 | 0 | 0 | 0 | 174236.7195 | 444427 | 0 | 0 | 0 | 0 | 937060.999 | 1920328.6857 | 0 | 0 | 0 | 0 | 0 | 0 | 0 | 0 | 0 | 0 | 0 | 0 | 0 | 0 | 0 | 0 | 0 | -154500.6713 | -115689.6092 | 0 | 0 | 0 | 0 | 0 | 0 | 0 | 0 | 0 | 0 | 0 | 0 | 0 | 0 | 0 | 0
2016-11-28 | 0 | 0 | 0 | 0 | 576245.5658 | 6270.6632 | 451693 | 0 | 0 | 0 | 0 | 1183573.8372 | 1804639.0765 | 0 | 0 | 0 | 0 | 0 | 0 | 0 | 0 | 0 | 0 | 0 | 0 | 0 | 0 | 0 | 0 | 0 | 246512.8382 | -115689.6092 | 0 | 0 | 0 | 0 | 0 | 0 | 0 | 0 | 0 | 0 | 0 | 0 | 0 | 0 | 0 | 0
2016-11-28 01:00 | 0 | 0 | 0 | 0 | 319377.771 | 0 | 450201 | 0 | 0 | 0 | 0 | 937060.999 | 1920328.6857 | 0 | 0 | 0 | 0 | 0 | 0 | 0 | 0 | 0 | 0 | 0 | 0 | 0 | 0 | 0 | 0 | 0 | -246512.8382 | 115689.6092 | 0 | 0 | 0 | 0 | 0 | 0 | 0 | 0 | 0 | 0 | 0 | 0 | 0 | 0 | 0 | 0
2016-11-28 02:00 | 0 | 0 | 0 | 0 | 73894.5525 | 0 | 436097 | 0 | 0 | 0 | 0 | 690548.1607 | 1804639.0765 | 0 | 0 | 0 | 0 | 0 | 0 | 0 | 0 | 0 | 0 | 0 | 0 | 0 | 0 | 0 | 0 | 0 | -246512.8382 | -115689.6092 | 0 | 0 | 0 | 0 | 0 | 0 | 0 | 0 | 0 | 0 | 0 | 0 | 0 | 0 | 0 | 0
2016-11-28 03:00 | 0 | 0 | 0 | 0 | 782688.4475 | 0 | 420486 | 0 | 0 | 0 | 0 | 937060.999 | 1920328.6857 | 0 | 0 | 0 | 0 | 0 | 0 | 0 | 0 | 0 | 0 | 0 | 0 | 0 | 0 | 0 | 0 | 0 | 246512.8382 | 115689.6092 | 0 | 0 | 0 | 0 | 0 | 0 | 0 | 0 | 0 | 0 | 0 | 0 | 0 | 0 | 0 | 0
2016-11-28 04:00 | 0 | 0 | 0 | 0 | 268940.771 | 0 | 399764 | 0 | 0 | 0 | 0 | 690548.1607 | 2036018.295 | 0 | 0 | 0 | 0 | 0 | 0 | 0 | 0 | 0 | 0 | 0 | 0 | 0 | 0 | 0 | 0 | 0 | -246512.8382 | 115689.6092 | 0 | 0 | 0 | 0 | 0 | 0 | 0 | 0 | 0 | 0 | 0 | 0 | 0 | 0 | 0 | 0
2016-11-28 05:00 | 0 | 0 | 0 | 0 | 21221.5525 | 0 | 383424 | 0 | 0 | 0 | 0 | 444035.3225 | 1920328.6857 | 0 | 0 | 0 | 0 | 0 | 0 | 0 | 0 | 0 | 0 | 0 | 0 | 0 | 0 | 0 | 0 | 0 | -246512.8382 | -115689.6092 | 0 | 0 | 0 | 0 | 0 | 0 | 0 | 0 | 0 | 0 | 0 | 0 | 0 | 0 | 0 | 0
2016-11-28 06:00 | 0 | 0 | 0 | 0 | 731622.4475 | 0 | 369420 | 0 | 0 | 0 | 0 | 690548.1607 | 2036018.295 | 0 | 0 | 0 | 0 | 0 | 0 | 0 | 0 | 0 | 0 | 0 | 0 | 0 | 0 | 0 | 0 | 0 | 246512.8382 | 115689.6092 | 0 | 0 | 0 | 0 | 0 | 0 | 0 | 0 | 0 | 0 | 0 | 0 | 0 | 0 | 0 | 0
2016-11-28 07:00 | 0 | 0 | 0 | 0 | 231399.771 | 0 | 362223 | 0 | 0 | 0 | 0 | 444035.3225 | 2151707.9042 | 0 | 0 | 0 | 0 | 0 | 0 | 0 | 0 | 0 | 0 | 0 | 0 | 0 | 0 | 0 | 0 | 0 | -246512.8382 | 115689.6092 | 0 | 0 | 0 | 0 | 0 | 0 | 0 | 0 | 0 | 0 | 0 | 0 | 0 | 0 | 0 | 0
2016-11-28 08:00 | 0 | 0 | 0 | 0 | 0 | 0 | 359618 | 0 | 0 | 0 | 0 | 200106.9317 | 2036018.295 | 0 | 0 | 0 | 0 | 0 | 0 | 0 | 0 | 0 | 0 | 0 | 0 | 0 | 0 | 0 | 0 | 0 | -243928.3908 | -115689.6092 | 0 | 0 | 0 | 0 | 0 | 0 | 0 | 0 | 0 | 0 | 0 | 0 | 0 | 0 | 0 | 0
2016-11-28 09:00 | 0 | 0 | 0 | 0 | 492577.229 | 0 | 361754 | 0 | 0 | 0 | 0 | 446619.7699 | 1920328.6857 | 0 | 0 | 0 | 0 | 0 | 0 | 0 | 0 | 0 | 0 | 0 | 0 | 0 | 0 | 0 | 0 | 0 | 246512.8382 | -115689.6092 | 0 | 0 | 0 | 0 | 0 | 0 | 0 | 0 | 0 | 0 | 0 | 0 | 0 | 0 | 0 | 0
2016-11-28 10:00 | 0 | 0 | 0 | 0 | 244778.771 | 0 | 375602 | 0 | 0 | 0 | 0 | 200106.9317 | 2036018.295 | 0 | 0 | 0 | 0 | 0 | 0 | 0 | 0 | 0 | 0 | 0 | 0 | 0 | 0 | 0 | 0 | 0 | -246512.8382 | 115689.6092 | 0 | 0 | 0 | 0 | 0 | 0 | 0 | 0 | 0 | 0 | 0 | 0 | 0 | 0 | 0 | 0
2016-11-28 11:00 | 0 | 0 | 0 | 0 | 537091.229 | 0 | 406268 | 0 | 0 | 0 | 0 | 446619.7699 | 1920328.6857 | 0 | 0 | 0 | 0 | 0 | 0 | 0 | 0 | 0 | 0 | 0 | 0 | 0 | 0 | 0 | 0 | 0 | 246512.8382 | -115689.6092 | 0 | 0 | 0 | 0 | 0 | 0 | 0 | 0 | 0 | 0 | 0 | 0 | 0 | 0 | 0 | 0
2016-11-28 12:00 | 0 | 0 | 0 | 0 | 564573.229 | 0 | 433750 | 0 | 0 | 0 | 0 | 693132.6082 | 1804639.0765 | 0 | 0 | 0 | 0 | 0 | 0 | 0 | 0 | 0 | 0 | 0 | 0 | 0 | 0 | 0 | 0 | 0 | 246512.8382 | -115689.6092 | 0 | 0 | 0 | 0 | 0 | 0 | 0 | 0 | 0 | 0 | 0 | 0 | 0 | 0 | 0 | 0
2016-11-28 13:00 | 0 | 0 | 0 | 0 | 314922.049 | 1.722 | 445747 | 0 | 0 | 0 | 0 | 446619.7699 | 1920328.6857 | 0 | 0 | 0 | 0 | 0 | 0 | 0 | 0 | 0 | 0 | 0 | 0 | 0 | 0 | 0 | 0 | 0 | -246512.8382 | 115689.6092 | 0 | 0 | 0 | 0 | 0 | 0 | 0 | 0 | 0 | 0 | 0 | 0 | 0 | 0 | 0 | 0
2016-11-28 14:00 | 0 | 0 | 0 | 0 | 191858.2083 | 128214.5627 | 450896 | 0 | 0 | 0 | 0 | 200106.9317 | 2036018.295 | 0 | 0 | 0 | 0 | 0 | 0 | 0 | 0 | 0 | 0 | 0 | 0 | 0 | 0 | 0 | 0 | 0 | -246512.8382 | 115689.6092 | 0 | 0 | 0 | 0 | 0 | 0 | 0 | 0 | 0 | 0 | 0 | 0 | 0 | 0 | 0 | 0
2016-11-28 15:00 | 0 | 0 | 0 | 0 | 476564.2905 | 338647.157 | 453009 | 0 | 0 | 0 | 0 | 446619.7699 | 2151707.9042 | 0 | 0 | 0 | 0 | 0 | 0 | 0 | 0 | 0 | 0 | 0 | 0 | 0 | 0 | 0 | 0 | 0 | 246512.8382 | 115689.6092 | 0 | 0 | 0 | 0 | 0 | 0 | 0 | 0 | 0 | 0 | 0 | 0 | 0 | 0 | 0 | 0
2016-11-28 16:00 | 0 | 0 | 0 | 0 | 0 | 461927.4603 | 452270 | 0 | 0 | 0 | 0 | 571966.8394 | 2036018.295 | 0 | 0 | 0 | 0 | 0 | 0 | 0 | 0 | 0 | 0 | 0 | 0 | 0 | 0 | 0 | 0 | 0 | 125347.0695 | -115689.6092 | 0 | 0 | 0 | 0 | 0 | 0 | 0 | 0 | 0 | 0 | 0 | 0 | 0 | 0 | 0 | 0
2016-11-28 17:00 | 0 | 0 | 0 | 0 | 94827.2863 | 485939.9427 | 449944 | 0 | 0 | 0 | 0 | 818479.6777 | 1920328.6857 | 0 | 0 | 0 | 0 | 0 | 0 | 0 | 0 | 0 | 0 | 0 | 0 | 0 | 0 | 0 | 0 | 0 | 246512.8382 | -115689.6092 | 0 | 0 | 0 | 0 | 0 | 0 | 0 | 0 | 0 | 0 | 0 | 0 | 0 | 0 | 0 | 0
2016-11-28 18:00 | 0 | 0 | 0 | 0 | 328737.1829 | 480795.2646 | 447330 | 0 | 0 | 0 | 0 | 1064992.5159 | 2036018.295 | 0 | 0 | 0 | 0 | 0 | 0 | 0 | 0 | 0 | 0 | 0 | 0 | 0 | 0 | 0 | 0 | 0 | 246512.8382 | 115689.6092 | 0 | 0 | 0 | 0 | 0 | 0 | 0 | 0 | 0 | 0 | 0 | 0 | 0 | 0 | 0 | 0
2016-11-28 19:00 | 0 | 0 | 0 | 0 | 0 | 474014.7185 | 445643 | 0 | 0 | 0 | 0 | 1209053.8436 | 1920328.6857 | 0 | 0 | 0 | 0 | 0 | 0 | 0 | 0 | 0 | 0 | 0 | 0 | 0 | 0 | 0 | 0 | 0 | 144061.3277 | -115689.6092 | 0 | 0 | 0 | 0 | 0 | 0 | 0 | 0 | 0 | 0 | 0 | 0 | 0 | 0 | 0 | 0
2016-11-28 20:00 | 0 | 0 | 0 | 0 | 0 | 476500.1815 | 445537 | 0 | 0 | 0 | 0 | 1124327.4159 | 2036018.295 | 0 | 0 | 0 | 0 | 0 | 0 | 0 | 0 | 0 | 0 | 0 | 0 | 0 | 0 | 0 | 0 | 0 | -84726.4278 | 115689.6092 | 0 | 0 | 0 | 0 | 0 | 0 | 0 | 0 | 0 | 0 | 0 | 0 | 0 | 0 | 0 | 0
2016-11-28 21:00 | 0 | 0 | 0 | 0 | 114668.1396 | 467188.0894 | 451033 | 0 | 0 | 0 | 0 | 1370840.2541 | 1920328.6857 | 0 | 0 | 0 | 0 | 0 | 0 | 0 | 0 | 0 | 0 | 0 | 0 | 0 | 0 | 0 | 0 | 0 | 246512.8382 | -115689.6092 | 0 | 0 | 0 | 0 | 0 | 0 | 0 | 0 | 0 | 0 | 0 | 0 | 0 | 0 | 0 | 0
2016-11-28 22:00 | 0 | 0 | 0 | 0 | 0 | 386097.7114 | 466339 | 0 | 0 | 0 | 0 | 1174909.3563 | 2036018.295 | 0 | 0 | 0 | 0 | 0 | 0 | 0 | 0 | 0 | 0 | 0 | 0 | 0 | 0 | 0 | 0 | 0 | -195930.8978 | 115689.6092 | 0 | 0 | 0 | 0 | 0 | 0 | 0 | 0 | 0 | 0 | 0 | 0 | 0 | 0 | 0 | 0
2016-11-28 23:00 | 0 | 0 | 0 | 0 | 165942.0933 | 180260.6777 | 477026 | 0 | 0 | 0 | 0 | 928396.5181 | 2151707.9042 | 0 | 0 | 0 | 0 | 0 | 0 | 0 | 0 | 0 | 0 | 0 | 0 | 0 | 0 | 0 | 0 | 0 | -246512.8382 | 115689.6092 | 0 | 0 | 0 | 0 | 0 | 0 | 0 | 0 | 0 | 0 | 0 | 0 | 0 | 0 | 0 | 0
2016-11-29 | 0 | 0 | 0 | 0 | 800013.5994 | 6039.0175 | 480299 | 0 | 0 | 0 | 0 | 1174909.3563 | 2230948.6828 | 0 | 0 | 0 | 0 | 0 | 0 | 0 | 0 | 0 | 0 | 0 | 0 | 0 | 0 | 0 | 0 | 0 | 246512.8382 | 79240.7786 | 0 | 0 | 0 | 0 | 0 | 0 | 0 | 0 | 0 | 0 | 0 | 0 | 0 | 0 | 0 | 0
2016-11-29 01:00 | 0 | 0 | 0 | 0 | 113821.5525 | 0 | 476024 | 0 | 0 | 0 | 0 | 928396.5181 | 2115259.0735 | 0 | 0 | 0 | 0 | 0 | 0 | 0 | 0 | 0 | 0 | 0 | 0 | 0 | 0 | 0 | 0 | 0 | -246512.8382 | -115689.6092 | 0 | 0 | 0 | 0 | 0 | 0 | 0 | 0 | 0 | 0 | 0 | 0 | 0 | 0 | 0 | 0
2016-11-29 02:00 | 0 | 0 | 0 | 0 | 98169.5525 | 0 | 460372 | 0 | 0 | 0 | 0 | 681883.6798 | 1999569.4643 | 0 | 0 | 0 | 0 | 0 | 0 | 0 | 0 | 0 | 0 | 0 | 0 | 0 | 0 | 0 | 0 | 0 | -246512.8382 | -115689.6092 | 0 | 0 | 0 | 0 | 0 | 0 | 0 | 0 | 0 | 0 | 0 | 0 | 0 | 0 | 0 | 0
2016-11-29 03:00 | 0 | 0 | 0 | 0 | 802361.6686 | 0 | 437418 | 0 | 0 | 0 | 0 | 928396.5181 | 2115259.0735 | 0 | 0 | 0 | 0 | 0 | 0 | 0 | 2741.2211 | 0 | 0 | 0 | 0 | 0 | 0 | 0 | 0 | 0 | 246512.8382 | 115689.6092 | 0 | 0 | 0 | 0 | 0 | 0 | 0 | 0 | 0 | 2741.2211 | 0 | 0 | 0 | 0 | 0 | 0
2016-11-29 04:00 | 0 | 0 | 0 | 0 | 46208.3314 | 0 | 411152 | 0 | 0 | 0 | 0 | 681883.6798 | 1999569.4643 | 0 | 0 | 0 | 0 | 0 | 0 | 0 | 0 | 0 | 0 | 0 | 0 | 0 | 0 | 0 | 0 | 0 | -246512.8382 | -115689.6092 | 0 | 0 | 0 | 0 | 0 | 0 | 0 | 0 | 0 | -2741.2211 | 0 | 0 | 0 | 0 | 0 | 0
2016-11-29 05:00 | 0 | 0 | 0 | 0 | 26192.5525 | 0 | 388395 | 0 | 0 | 0 | 0 | 435370.8416 | 1883879.8551 | 0 | 0 | 0 | 0 | 0 | 0 | 0 | 0 | 0 | 0 | 0 | 0 | 0 | 0 | 0 | 0 | 0 | -246512.8382 | -115689.6092 | 0 | 0 | 0 | 0 | 0 | 0 | 0 | 0 | 0 | 0 | 0 | 0 | 0 | 0 | 0 | 0
2016-11-29 06:00 | 0 | 0 | 0 | 0 | 733067.4475 | 0 | 370865 | 0 | 0 | 0 | 0 | 681883.6798 | 1999569.4643 | 0 | 0 | 0 | 0 | 0 | 0 | 0 | 0 | 0 | 0 | 0 | 0 | 0 | 0 | 0 | 0 | 0 | 246512.8382 | 115689.6092 | 0 | 0 | 0 | 0 | 0 | 0 | 0 | 0 | 0 | 0 | 0 | 0 | 0 | 0 | 0 | 0
2016-11-29 07:00 | 0 | 0 | 0 | 0 | 0 | 0 | 359202 | 0 | 0 | 0 | 0 | 435370.8416 | 1886880.3025 | 0 | 0 | 0 | 0 | 0 | 0 | 0 | 0 | 0 | 0 | 0 | 0 | 0 | 0 | 0 | 0 | 0 | -246512.8382 | -112689.1618 | 0 | 0 | 0 | 0 | 0 | 0 | 0 | 0 | 0 | 0 | 0 | 0 | 0 | 0 | 0 | 0
2016-11-29 08:00 | 0 | 0 | 0 | 0 | 222649.771 | 0 | 353473 | 0 | 0 | 0 | 0 | 188858.0034 | 2002569.9118 | 0 | 0 | 0 | 0 | 0 | 0 | 0 | 0 | 0 | 0 | 0 | 0 | 0 | 0 | 0 | 0 | 0 | -246512.8382 | 115689.6092 | 0 | 0 | 0 | 0 | 0 | 0 | 0 | 0 | 0 | 0 | 0 | 0 | 0 | 0 | 0 | 0
2016-11-29 09:00 | 0 | 0 | 0 | 0 | 716221.4475 | 0 | 354019 | 0 | 0 | 0 | 0 | 435370.8416 | 2118259.521 | 0 | 0 | 0 | 0 | 0 | 0 | 0 | 0 | 0 | 0 | 0 | 0 | 0 | 0 | 0 | 0 | 0 | 246512.8382 | 115689.6092 | 0 | 0 | 0 | 0 | 0 | 0 | 0 | 0 | 0 | 0 | 0 | 0 | 0 | 0 | 0 | 0
2016-11-29 10:00 | 0 | 0 | 0 | 0 | 1884.5525 | 0 | 364087 | 0 | 0 | 0 | 0 | 188858.0034 | 2002569.9118 | 0 | 0 | 0 | 0 | 0 | 0 | 0 | 0 | 0 | 0 | 0 | 0 | 0 | 0 | 0 | 0 | 0 | -246512.8382 | -115689.6092 | 0 | 0 | 0 | 0 | 0 | 0 | 0 | 0 | 0 | 0 | 0 | 0 | 0 | 0 | 0 | 0
2016-11-29 11:00 | 0 | 0 | 0 | 0 | 741456.6556 | 0 | 392679 | 0 | 0 | 0 | 0 | 421946.0497 | 2118259.521 | 0 | 0 | 0 | 0 | 0 | 0 | 0 | 0 | 0 | 0 | 0 | 0 | 0 | 0 | 0 | 0 | 0 | 233088.0464 | 115689.6092 | 0 | 0 | 0 | 0 | 0 | 0 | 0 | 0 | 0 | 0 | 0 | 0 | 0 | 0 | 0 | 0
2016-11-29 12:00 | 0 | 0 | 0 | 0 | 741162.0534 | 0 | 421206 | 0 | 0 | 0 | 0 | 668458.888 | 2191702.7362 | 0 | 0 | 0 | 0 | 0 | 0 | 0 | 0 | 0 | 0 | 0 | 0 | 0 | 0 | 0 | 0 | 0 | 246512.8382 | 73443.2152 | 0 | 0 | 0 | 0 | 0 | 0 | 0 | 0 | 0 | 0 | 0 | 0 | 0 | 0 | 0 | 0
2016-11-29 13:00 | 0 | 0 | 0 | 0 | 72548.324 | 1.2285 | 434752 | 0 | 0 | 0 | 0 | 421946.0497 | 2076013.1269 | 0 | 0 | 0 | 0 | 0 | 0 | 0 | 0 | 0 | 0 | 0 | 0 | 0 | 0 | 0 | 0 | 0 | -246512.8382 | -115689.6092 | 0 | 0 | 0 | 0 | 0 | 0 | 0 | 0 | 0 | 0 | 0 | 0 | 0 | 0 | 0 | 0
2016-11-29 14:00 | 0 | 0 | 0 | 0 | 12619.3396 | 67870.2129 | 442692 | 0 | 0 | 0 | 0 | 175433.2115 | 1960323.5177 | 0 | 0 | 0 | 0 | 0 | 0 | 0 | 0 | 0 | 0 | 0 | 0 | 0 | 0 | 0 | 0 | 0 | -246512.8382 | -115689.6092 | 0 | 0 | 0 | 0 | 0 | 0 | 0 | 0 | 0 | 0 | 0 | 0 | 0 | 0 | 0 | 0
2016-11-29 15:00 | 0 | 0 | 0 | 0 | 343401.1111 | 465877.3364 | 447076 | 0 | 0 | 0 | 0 | 421946.0497 | 2076013.1269 | 0 | 0 | 0 | 0 | 0 | 0 | 0 | 0 | 0 | 0 | 0 | 0 | 0 | 0 | 0 | 0 | 0 | 246512.8382 | 115689.6092 | 0 | 0 | 0 | 0 | 0 | 0 | 0 | 0 | 0 | 0 | 0 | 0 | 0 | 0 | 0 | 0
2016-11-29 16:00 | 0 | 0 | 0 | 0 | 0 | 625719.939 | 447270 | 0 | 0 | 0 | 0 | 484706.3795 | 2191702.7362 | 0 | 0 | 0 | 0 | 0 | 0 | 0 | 0 | 0 | 0 | 0 | 0 | 0 | 0 | 0 | 0 | 0 | 62760.3298 | 115689.6092 | 0 | 0 | 0 | 0 | 0 | 0 | 0 | 0 | 0 | 0 | 0 | 0 | 0 | 0 | 0 | 0
2016-11-29 17:00 | 0 | 0 | 0 | 0 | 0 | 612519.6109 | 446183 | 0 | 0 | 0 | 0 | 731219.2178 | 2111526.5088 | 0 | 0 | 0 | 0 | 0 | 0 | 0 | 0 | 0 | 0 | 0 | 0 | 0 | 0 | 0 | 0 | 0 | 246512.8382 | -80176.2274 | 0 | 0 | 0 | 0 | 0 | 0 | 0 | 0 | 0 | 0 | 0 | 0 | 0 | 0 | 0 | 0
2016-11-29 18:00 | 0 | 0 | 0 | 0 | 247178.8752 | 560713.5723 | 445690 | 0 | 0 | 0 | 0 | 977732.056 | 2227216.118 | 0 | 0 | 0 | 0 | 0 | 0 | 0 | 0 | 0 | 0 | 0 | 0 | 0 | 0 | 0 | 0 | 0 | 246512.8382 | 115689.6092 | 0 | 0 | 0 | 0 | 0 | 0 | 0 | 0 | 0 | 0 | 0 | 0 | 0 | 0 | 0 | 0
2016-11-29 19:00 | 0 | 0 | 0 | 0 | 0 | 540426.7018 | 443770 | 0 | 0 | 0 | 0 | 958699.1486 | 2342905.7272 | 0 | 0 | 0 | 0 | 0 | 0 | 0 | 0 | 0 | 0 | 0 | 0 | 0 | 0 | 0 | 0 | 0 | -19032.9074 | 115689.6092 | 0 | 0 | 0 | 0 | 0 | 0 | 0 | 0 | 0 | 0 | 0 | 0 | 0 | 0 | 0 | 0
2016-11-29 20:00 | 0 | 0 | 0 | 0 | 23823.6936 | 548814.5354 | 441815 | 0 | 0 | 0 | 0 | 1205211.9868 | 2227216.118 | 0 | 0 | 0 | 0 | 0 | 0 | 0 | 0 | 0 | 0 | 0 | 0 | 0 | 0 | 0 | 0 | 0 | 246512.8382 | -115689.6092 | 0 | 0 | 0 | 0 | 0 | 0 | 0 | 0 | 0 | 0 | 0 | 0 | 0 | 0 | 0 | 0
2016-11-29 21:00 | 0 | 0 | 0 | 0 | 0 | 563975.5986 | 444535 | 0 | 0 | 0 | 0 | 1208962.9762 | 2342905.7272 | 0 | 0 | 0 | 0 | 0 | 0 | 0 | 0 | 0 | 0 | 0 | 0 | 0 | 0 | 0 | 0 | 0 | 3750.9894 | 115689.6092 | 0 | 0 | 0 | 0 | 0 | 0 | 0 | 0 | 0 | 0 | 0 | 0 | 0 | 0 | 0 | 0
2016-11-29 22:00 | 0 | 0 | 0 | 0 | 61551.5097 | 526592.7193 | 457321 | 0 | 0 | 0 | 0 | 1455475.8145 | 2227216.118 | 0 | 0 | 0 | 0 | 0 | 0 | 0 | 0 | 0 | 0 | 0 | 0 | 0 | 0 | 0 | 0 | 0 | 246512.8382 | -115689.6092 | 0 | 0 | 0 | 0 | 0 | 0 | 0 | 0 | 0 | 0 | 0 | 0 | 0 | 0 | 0 | 0
2016-11-29 23:00 | 0 | 0 | 0 | 0 | 64731.7738 | 274537.9971 | 470093 | 0 | 0 | 0 | 0 | 1208962.9762 | 2342905.7272 | 0 | 0 | 0 | 0 | 0 | 0 | 0 | 0 | 0 | 0 | 0 | 0 | 0 | 0 | 0 | 0 | 0 | -246512.8382 | 115689.6092 | 0 | 0 | 0 | 0 | 0 | 0 | 0 | 0 | 0 | 0 | 0 | 0 | 0 | 0 | 0 | 0
2016-11-30 | 0 | 0 | 0 | 0 | 338549.1487 | 5759.6223 | 475132 | 0 | 0 | 0 | 0 | 962450.138 | 2458595.3365 | 0 | 0 | 0 | 0 | 0 | 0 | 0 | 0 | 0 | 0 | 0 | 0 | 0 | 0 | 0 | 0 | 0 | -246512.8382 | 115689.6092 | 0 | 0 | 0 | 0 | 0 | 0 | 0 | 0 | 0 | 0 | 0 | 0 | 0 | 0 | 0 | 0
2016-11-30 01:00 | 0 | 0 | 0 | 0 | 769136.0619 | 0 | 472057 | 0 | 0 | 0 | 0 | 1208962.9762 | 2509161.5602 | 0 | 0 | 0 | 0 | 0 | 0 | 0 | 0 | 0 | 0 | 0 | 0 | 0 | 0 | 0 | 0 | 0 | 246512.8382 | 50566.2237 | 0 | 0 | 0 | 0 | 0 | 0 | 0 | 0 | 0 | 0 | 0 | 0 | 0 | 0 | 0 | 0
2016-11-30 02:00 | 0 | 0 | 0 | 0 | 95110.5525 | 0 | 457313 | 0 | 0 | 0 | 0 | 962450.138 | 2393471.9509 | 0 | 0 | 0 | 0 | 0 | 0 | 0 | 0 | 0 | 0 | 0 | 0 | 0 | 0 | 0 | 0 | 0 | -246512.8382 | -115689.6092 | 0 | 0 | 0 | 0 | 0 | 0 | 0 | 0 | 0 | 0 | 0 | 0 | 0 | 0 | 0 | 0
2016-11-30 03:00 | 0 | 0 | 0 | 0 | 304804.771 | 0 | 435628 | 0 | 0 | 0 | 0 | 715937.2997 | 2509161.5602 | 0 | 0 | 0 | 0 | 0 | 0 | 0 | 0 | 0 | 0 | 0 | 0 | 0 | 0 | 0 | 0 | 0 | -246512.8382 | 115689.6092 | 0 | 0 | 0 | 0 | 0 | 0 | 0 | 0 | 0 | 0 | 0 | 0 | 0 | 0 | 0 | 0
2016-11-30 04:00 | 0 | 0 | 0 | 0 | 541299.229 | 0 | 410476 | 0 | 0 | 0 | 0 | 962450.138 | 2393471.9509 | 0 | 0 | 0 | 0 | 0 | 0 | 0 | 0 | 0 | 0 | 0 | 0 | 0 | 0 | 0 | 0 | 0 | 246512.8382 | -115689.6092 | 0 | 0 | 0 | 0 | 0 | 0 | 0 | 0 | 0 | 0 | 0 | 0 | 0 | 0 | 0 | 0
2016-11-30 05:00 | 0 | 0 | 0 | 0 | 256235.771 | 0 | 387059 | 0 | 0 | 0 | 0 | 715937.2997 | 2509161.5602 | 0 | 0 | 0 | 0 | 0 | 0 | 0 | 0 | 0 | 0 | 0 | 0 | 0 | 0 | 0 | 0 | 0 | -246512.8382 | 115689.6092 | 0 | 0 | 0 | 0 | 0 | 0 | 0 | 0 | 0 | 0 | 0 | 0 | 0 | 0 | 0 | 0
2016-11-30 06:00 | 0 | 0 | 0 | 0 | 6872.5525 | 0 | 369075 | 0 | 0 | 0 | 0 | 469424.4615 | 2393471.9509 | 0 | 0 | 0 | 0 | 0 | 0 | 0 | 0 | 0 | 0 | 0 | 0 | 0 | 0 | 0 | 0 | 0 | -246512.8382 | -115689.6092 | 0 | 0 | 0 | 0 | 0 | 0 | 0 | 0 | 0 | 0 | 0 | 0 | 0 | 0 | 0 | 0
2016-11-30 07:00 | 0 | 0 | 0 | 0 | 649138.2855 | 0 | 357559 | 0 | 0 | 0 | 0 | 715937.2997 | 2438538.3982 | 0 | 0 | 0 | 0 | 0 | 0 | 0 | 0 | 0 | 0 | 0 | 0 | 0 | 0 | 0 | 0 | 0 | 246512.8382 | 45066.4473 | 0 | 0 | 0 | 0 | 0 | 0 | 0 | 0 | 0 | 0 | 0 | 0 | 0 | 0 | 0 | 0
2016-11-30 08:00 | 0 | 0 | 0 | 0 | 221164.771 | 0 | 351988 | 0 | 0 | 0 | 0 | 469424.4615 | 2554228.0075 | 0 | 0 | 0 | 0 | 0 | 0 | 0 | 0 | 0 | 0 | 0 | 0 | 0 | 0 | 0 | 0 | 0 | -246512.8382 | 115689.6092 | 0 | 0 | 0 | 0 | 0 | 0 | 0 | 0 | 0 | 0 | 0 | 0 | 0 | 0 | 0 | 0
2016-11-30 09:00 | 0 | 0 | 0 | 0 | 621529.1349 | 0 | 353346 | 0 | 0 | 0 | 0 | 715937.2997 | 2575898.3041 | 0 | 0 | 0 | 0 | 0 | 0 | 0 | 0 | 0 | 0 | 0 | 0 | 0 | 0 | 0 | 0 | 0 | 246512.8382 | 21670.2967 | 0 | 0 | 0 | 0 | 0 | 0 | 0 | 0 | 0 | 0 | 0 | 0 | 0 | 0 | 0 | 0
2016-11-30 10:00 | 0 | 0 | 0 | 0 | 234319.771 | 0 | 365143 | 0 | 0 | 0 | 0 | 469424.4615 | 2691587.9134 | 0 | 0 | 0 | 0 | 0 | 0 | 0 | 0 | 0 | 0 | 0 | 0 | 0 | 0 | 0 | 0 | 0 | -246512.8382 | 115689.6092 | 0 | 0 | 0 | 0 | 0 | 0 | 0 | 0 | 0 | 0 | 0 | 0 | 0 | 0 | 0 | 0
2016-11-30 11:00 | 0 | 0 | 0 | 0 | 601026.537 | 0 | 393457 | 0 | 0 | 0 | 0 | 561304.3892 | 2807277.5226 | 0 | 0 | 0 | 0 | 0 | 0 | 0 | 0 | 0 | 0 | 0 | 0 | 0 | 0 | 0 | 0 | 0 | 91879.9278 | 115689.6092 | 0 | 0 | 0 | 0 | 0 | 0 | 0 | 0 | 0 | 0 | 0 | 0 | 0 | 0 | 0 | 0
2016-11-30 12:00 | 0 | 0 | 0 | 0 | 59412.5525 | 0 | 421615 | 0 | 0 | 0 | 0 | 314791.551 | 2691587.9134 | 0 | 0 | 0 | 0 | 0 | 0 | 0 | 0 | 0 | 0 | 0 | 0 | 0 | 0 | 0 | 0 | 0 | -246512.8382 | -115689.6092 | 0 | 0 | 0 | 0 | 0 | 0 | 0 | 0 | 0 | 0 | 0 | 0 | 0 | 0 | 0 | 0
2016-11-30 13:00 | 0 | 0 | 0 | 0 | 579898.5164 | 0.68671 | 435659 | 0 | 0 | 0 | 0 | 343342.1449 | 2807277.5226 | 0 | 0 | 0 | 0 | 0 | 0 | 0 | 0 | 0 | 0 | 0 | 0 | 0 | 0 | 0 | 0 | 0 | 28550.5939 | 115689.6092 | 0 | 0 | 0 | 0 | 0 | 0 | 0 | 0 | 0 | 0 | 0 | 0 | 0 | 0 | 0 | 0
2016-11-30 14:00 | 0 | 0 | 0 | 0 | 472161.6369 | 83430.4906 | 444282 | 0 | 0 | 0 | 0 | 570341.8816 | 2691587.9134 | 0 | 0 | 0 | 0 | 0 | 0 | 0 | 0 | 0 | 0 | 0 | 0 | 0 | 0 | 0 | 0 | 0 | 226999.7367 | -115689.6092 | 0 | 0 | 0 | 0 | 0 | 0 | 0 | 0 | 0 | 0 | 0 | 0 | 0 | 0 | 0 | 0
2016-11-30 15:00 | 0 | 0 | 0 | 0 | 270661.1539 | 539947.2935 | 448406 | 0 | 0 | 0 | 0 | 816854.7199 | 2807277.5226 | 0 | 0 | 0 | 0 | 0 | 0 | 0 | 0 | 0 | 0 | 0 | 0 | 0 | 0 | 0 | 0 | 0 | 246512.8382 | 115689.6092 | 0 | 0 | 0 | 0 | 0 | 0 | 0 | 0 | 0 | 0 | 0 | 0 | 0 | 0 | 0 | 0
2016-11-30 16:00 | 0 | 0 | 0 | 0 | 0 | 637680.5729 | 449393 | 0 | 0 | 0 | 0 | 889452.6835 | 2922967.1318 | 0 | 0 | 0 | 0 | 0 | 0 | 0 | 0 | 0 | 0 | 0 | 0 | 0 | 0 | 0 | 0 | 0 | 72597.9636 | 115689.6092 | 0 | 0 | 0 | 0 | 0 | 0 | 0 | 0 | 0 | 0 | 0 | 0 | 0 | 0 | 0 | 0
2016-11-30 17:00 | 0 | 0 | 0 | 0 | 182490.9243 | 627228.5231 | 447517 | 0 | 0 | 0 | 0 | 1135965.5217 | 3038656.7411 | 0 | 0 | 0 | 0 | 0 | 0 | 0 | 0 | 0 | 0 | 0 | 0 | 0 | 0 | 0 | 0 | 0 | 246512.8382 | 115689.6092 | 0 | 0 | 0 | 0 | 0 | 0 | 0 | 0 | 0 | 0 | 0 | 0 | 0 | 0 | 0 | 0
2016-11-30 18:00 | 0 | 0 | 0 | 0 | 0 | 593808.4215 | 445504 | 0 | 0 | 0 | 0 | 1168580.334 | 3154346.3503 | 0 | 0 | 0 | 0 | 0 | 0 | 0 | 0 | 0 | 0 | 0 | 0 | 0 | 0 | 0 | 0 | 0 | 32614.8122 | 115689.6092 | 0 | 0 | 0 | 0 | 0 | 0 | 0 | 0 | 0 | 0 | 0 | 0 | 0 | 0 | 0 | 0
2016-11-30 19:00 | 0 | 0 | 0 | 0 | 0 | 578734.2564 | 444301 | 0 | 0 | 0 | 0 | 1415093.1722 | 3042266.7685 | 0 | 0 | 0 | 0 | 0 | 0 | 0 | 0 | 0 | 0 | 0 | 0 | 0 | 0 | 0 | 0 | 0 | 246512.8382 | -112079.5818 | 0 | 0 | 0 | 0 | 0 | 0 | 0 | 0 | 0 | 0 | 0 | 0 | 0 | 0 | 0 | 0
2016-11-30 20:00 | 0 | 0 | 0 | 0 | 0 | 590881.9724 | 442947 | 0 | 0 | 0 | 0 | 1447338.5353 | 3157956.3777 | 0 | 0 | 0 | 0 | 0 | 0 | 0 | 0 | 0 | 0 | 0 | 0 | 0 | 0 | 0 | 0 | 0 | 32245.3631 | 115689.6092 | 0 | 0 | 0 | 0 | 0 | 0 | 0 | 0 | 0 | 0 | 0 | 0 | 0 | 0 | 0 | 0
2016-11-30 21:00 | 0 | 0 | 0 | 0 | 197894.1451 | 611094.3023 | 446786 | 0 | 0 | 0 | 0 | 1693851.3736 | 3273645.9869 | 0 | 0 | 0 | 0 | 0 | 0 | 0 | 0 | 0 | 0 | 0 | 0 | 0 | 0 | 0 | 0 | 0 | 246512.8382 | 115689.6092 | 0 | 0 | 0 | 0 | 0 | 0 | 0 | 0 | 0 | 0 | 0 | 0 | 0 | 0 | 0 | 0
2016-11-30 22:00 | 0 | 0 | 0 | 0 | 0 | 533759.1803 | 459609 | 0 | 0 | 0 | 0 | 1652311.9447 | 3389335.5962 | 0 | 0 | 0 | 0 | 0 | 0 | 0 | 0 | 0 | 0 | 0 | 0 | 0 | 0 | 0 | 0 | 0 | -41539.4289 | 115689.6092 | 0 | 0 | 0 | 0 | 0 | 0 | 0 | 0 | 0 | 0 | 0 | 0 | 0 | 0 | 0 | 0
2016-11-30 23:00 | 0 | 0 | 0 | 0 | 525566.6962 | 218925.8872 | 471628 | 0 | 0 | 0 | 0 | 1898824.7829 | 3415687.3413 | 0 | 0 | 0 | 0 | 0 | 0 | 0 | 0 | 0 | 0 | 0 | 0 | 0 | 0 | 0 | 0 | 0 | 246512.8382 | 26351.7451 | 0 | 0 | 0 | 0 | 0 | 0 | 0 | 0 | 0 | 0 | 0 | 0 | 0 | 0 | 0 | 0
2016-12-01 | 0 | 0 | 0 | 0 | 111089.9119 | 3879.6407 | 477172 | 0 | 0 | 0 | 0 | 1652311.9447 | 3299997.7321 | 0 | 0 | 0 | 0 | 0 | 0 | 0 | 0 | 0 | 0 | 0 | 0 | 0 | 0 | 0 | 0 | 0 | -246512.8382 | -115689.6092 | 0 | 0 | 0 | 0 | 0 | 0 | 0 | 0 | 0 | 0 | 0 | 0 | 0 | 0 | 0 | 0
2016-12-01 01:00 | 0 | 0 | 0 | 0 | 493549.3709 | 0 | 475680 | 0 | 0 | 0 | 0 | 1554491.7064 | 3415687.3413 | 0 | 0 | 0 | 0 | 0 | 0 | 0 | 0 | 0 | 0 | 0 | 0 | 0 | 0 | 0 | 0 | 0 | -97820.2383 | 115689.6092 | 0 | 0 | 0 | 0 | 0 | 0 | 0 | 0 | 0 | 0 | 0 | 0 | 0 | 0 | 0 | 0
2016-12-01 02:00 | 0 | 0 | 0 | 0 | 478405.3117 | 0 | 462867 | 0 | 0 | 0 | 0 | 1685719.6273 | 3299997.7321 | 0 | 0 | 0 | 0 | 0 | 0 | 0 | 0 | 0 | 0 | 0 | 0 | 0 | 0 | 0 | 0 | 0 | 131227.9209 | -115689.6092 | 0 | 0 | 0 | 0 | 0 | 0 | 0 | 0 | 0 | 0 | 0 | 0 | 0 | 0 | 0 | 0
2016-12-01 03:00 | 0 | 0 | 0 | 0 | 479712.8034 | 0 | 441928 | 0 | 0 | 0 | 0 | 1607814.8215 | 3415687.3413 | 0 | 0 | 0 | 0 | 0 | 0 | 0 | 0 | 0 | 0 | 0 | 0 | 0 | 0 | 0 | 0 | 0 | -77904.8058 | 115689.6092 | 0 | 0 | 0 | 0 | 0 | 0 | 0 | 0 | 0 | 0 | 0 | 0 | 0 | 0 | 0 | 0
2016-12-01 04:00 | 0 | 0 | 0 | 0 | 484905.0189 | 0 | 418210 | 0 | 0 | 0 | 0 | 1790199.4496 | 3299997.7321 | 0 | 0 | 0 | 0 | 0 | 0 | 0 | 0 | 0 | 0 | 0 | 0 | 0 | 0 | 0 | 0 | 0 | 182384.6281 | -115689.6092 | 0 | 0 | 0 | 0 | 0 | 0 | 0 | 0 | 0 | 0 | 0 | 0 | 0 | 0 | 0 | 0
2016-12-01 05:00 | 0 | 0 | 0 | 0 | 478657.7143 | 0 | 396190 | 0 | 0 | 0 | 0 | 1756977.5546 | 3415687.3413 | 0 | 0 | 0 | 0 | 0 | 0 | 0 | 0 | 0 | 0 | 0 | 0 | 0 | 0 | 0 | 0 | 0 | -33221.895 | 115689.6092 | 0 | 0 | 0 | 0 | 0 | 0 | 0 | 0 | 0 | 0 | 0 | 0 | 0 | 0 | 0 | 0
2016-12-01 06:00 | 0 | 0 | 0 | 0 | 461640.5755 | 0 | 379482 | 0 | 0 | 0 | 0 | 1954825.7394 | 3299997.7321 | 0 | 0 | 0 | 0 | 0 | 0 | 0 | 0 | 0 | 0 | 0 | 0 | 0 | 0 | 0 | 0 | 0 | 197848.1847 | -115689.6092 | 0 | 0 | 0 | 0 | 0 | 0 | 0 | 0 | 0 | 0 | 0 | 0 | 0 | 0 | 0 | 0
2016-12-01 07:00 | 0 | 0 | 0 | 0 | 434770.7705 | 0 | 369828 | 0 | 0 | 0 | 0 | 1904078.9006 | 3415687.3413 | 0 | 0 | 0 | 0 | 0 | 0 | 0 | 0 | 0 | 0 | 0 | 0 | 0 | 0 | 0 | 0 | 0 | -50746.8388 | 115689.6092 | 0 | 0 | 0 | 0 | 0 | 0 | 0 | 0 | 0 | 0 | 0 | 0 | 0 | 0 | 0 | 0
2016-12-01 08:00 | 0 | 0 | 0 | 0 | 404972.619 | 0 | 366207 | 0 | 0 | 0 | 0 | 2058534.1288 | 3299997.7321 | 0 | 0 | 0 | 0 | 0 | 0 | 0 | 0 | 0 | 0 | 0 | 0 | 0 | 0 | 0 | 0 | 0 | 154455.2282 | -115689.6092 | 0 | 0 | 0 | 0 | 0 | 0 | 0 | 0 | 0 | 0 | 0 | 0 | 0 | 0 | 0 | 0
2016-12-01 09:00 | 0 | 0 | 0 | 0 | 381804.3117 | 0 | 369381 | 0 | 0 | 0 | 0 | 1955267.8312 | 3415687.3413 | 0 | 0 | 0 | 0 | 0 | 0 | 0 | 0 | 0 | 0 | 0 | 0 | 0 | 0 | 0 | 0 | 0 | -103266.2976 | 115689.6092 | 0 | 0 | 0 | 0 | 0 | 0 | 0 | 0 | 0 | 0 | 0 | 0 | 0 | 0 | 0 | 0
2016-12-01 10:00 | 0 | 0 | 0 | 0 | 364029.795 | 0 | 382798 | 0 | 0 | 0 | 0 | 2052189.2355 | 3299997.7321 | 0 | 0 | 0 | 0 | 0 | 0 | 0 | 0 | 0 | 0 | 0 | 0 | 0 | 0 | 0 | 0 | 0 | 96921.4043 | -115689.6092 | 0 | 0 | 0 | 0 | 0 | 0 | 0 | 0 | 0 | 0 | 0 | 0 | 0 | 0 | 0 | 0
2016-12-01 11:00 | 0 | 0 | 0 | 0 | 346283.3983 | 0 | 412850 | 0 | 0 | 0 | 0 | 1869933.0245 | 3415687.3413 | 0 | 0 | 0 | 0 | 0 | 0 | 0 | 0 | 0 | 0 | 0 | 0 | 0 | 0 | 0 | 0 | 0 | -182256.2109 | 115689.6092 | 0 | 0 | 0 | 0 | 0 | 0 | 0 | 0 | 0 | 0 | 0 | 0 | 0 | 0 | 0 | 0
2016-12-01 12:00 | 0 | 0 | 0 | 0 | 328994.5725 | 0 | 442143 | 0 | 0 | 0 | 0 | 1872474.2063 | 3299997.7321 | 0 | 0 | 0 | 0 | 0 | 0 | 0 | 0 | 0 | 0 | 0 | 0 | 0 | 0 | 0 | 0 | 0 | 2541.1817 | -115689.6092 | 0 | 0 | 0 | 0 | 0 | 0 | 0 | 0 | 0 | 0 | 0 | 0 | 0 | 0 | 0 | 0
2016-12-01 13:00 | 0 | 0 | 0 | 0 | 313559.2191 | 0.38641 | 454793 | 0 | 0 | 0 | 0 | 1846930.421 | 3184308.1229 | 0 | 0 | 0 | 0 | 0 | 0 | 0 | 0 | 0 | 0 | 0 | 0 | 0 | 0 | 0 | 0 | 0 | -25543.7852 | -115689.6092 | 0 | 0 | 0 | 0 | 0 | 0 | 0 | 0 | 0 | 0 | 0 | 0 | 0 | 0 | 0 | 0
2016-12-01 14:00 | 0 | 0 | 0 | 0 | 206724.8597 | 79041.0007 | 458619 | 0 | 0 | 0 | 0 | 1600417.5828 | 3252182.4183 | 0 | 0 | 0 | 0 | 0 | 0 | 0 | 5785.4032 | 0 | 0 | 0 | 0 | 0 | 0 | 0 | 0 | 0 | -246512.8382 | 67874.2954 | 0 | 0 | 0 | 0 | 0 | 0 | 0 | 0 | 0 | 5785.4032 | 0 | 0 | 0 | 0 | 0 | 0
2016-12-01 15:00 | 0 | 0 | 0 | 0 | 126030.6057 | 399468.7257 | 458254 | 0 | 0 | 0 | 0 | 1752558.8082 | 3136492.809 | 0 | 0 | 0 | 0 | 0 | 0 | 0 | 36579.1185 | 0 | 0 | 0 | 0 | 0 | 0 | 0 | 0 | 0 | 152141.2254 | -115689.6092 | 0 | 0 | 0 | 0 | 0 | 0 | 0 | 0 | 0 | 30793.7153 | 0 | 0 | 0 | 0 | 0 | 0
2016-12-01 16:00 | 0 | 0 | 0 | 0 | 132286.9188 | 544951.7968 | 454588 | 0 | 0 | 0 | 0 | 1859519.9146 | 3252182.4183 | 0 | 0 | 0 | 0 | 0 | 0 | 0 | 36579.1185 | 0 | 0 | 0 | 0 | 0 | 0 | 0 | 0 | 0 | 106961.1064 | 115689.6092 | 0 | 0 | 0 | 0 | 0 | 0 | 0 | 0 | 0 | 0 | 0 | 0 | 0 | 0 | 0 | 0
2016-12-01 17:00 | 0 | 0 | 0 | 0 | 0 | 569358.2405 | 449213 | 0 | 0 | 0 | 0 | 2106032.7528 | 3156608.5359 | 0 | 0 | 0 | 0 | 0 | 0 | 0 | 5785.4032 | 0 | 0 | 0 | 0 | 0 | 0 | 0 | 0 | 0 | 246512.8382 | -95573.8824 | 0 | 0 | 0 | 0 | 0 | 0 | 0 | 0 | 0 | -30793.7153 | 0 | 0 | 0 | 0 | 0 | 0
2016-12-01 18:00 | 0 | 0 | 0 | 0 | 141674.6587 | 547499.8974 | 445828 | 0 | 0 | 0 | 0 | 2352545.591 | 3159227.6569 | 0 | 0 | 0 | 0 | 0 | 0 | 0 | 0 | 0 | 0 | 0 | 0 | 0 | 0 | 0 | 0 | 0 | 246512.8382 | 2619.121 | 0 | 0 | 0 | 0 | 0 | 0 | 0 | 0 | 0 | -5785.4032 | 0 | 0 | 0 | 0 | 0 | 0
2016-12-01 19:00 | 0 | 0 | 0 | 0 | 134712.4783 | 532856.8273 | 443702 | 0 | 0 | 0 | 0 | 2460723.2874 | 3274917.2661 | 0 | 0 | 0 | 0 | 0 | 0 | 0 | 0 | 0 | 0 | 0 | 0 | 0 | 0 | 0 | 0 | 0 | 108177.6964 | 115689.6092 | 0 | 0 | 0 | 0 | 0 | 0 | 0 | 0 | 0 | 0 | 0 | 0 | 0 | 0 | 0 | 0
2016-12-01 20:00 | 0 | 0 | 0 | 0 | 127496.9823 | 541945.5897 | 441771 | 0 | 0 | 0 | 0 | 2572705.2502 | 3390606.8754 | 0 | 0 | 0 | 0 | 0 | 0 | 0 | 0 | 0 | 0 | 0 | 0 | 0 | 0 | 0 | 0 | 0 | 111981.9627 | 115689.6092 | 0 | 0 | 0 | 0 | 0 | 0 | 0 | 0 | 0 | 0 | 0 | 0 | 0 | 0 | 0 | 0
2016-12-01 21:00 | 0 | 0 | 0 | 0 | 32481.2037 | 543371.0253 | 445029 | 0 | 0 | 0 | 0 | 2819218.0884 | 3274917.2661 | 0 | 0 | 0 | 0 | 0 | 0 | 0 | 0 | 0 | 0 | 0 | 0 | 0 | 0 | 0 | 0 | 0 | 246512.8382 | -115689.6092 | 0 | 0 | 0 | 0 | 0 | 0 | 0 | 0 | 0 | 0 | 0 | 0 | 0 | 0 | 0 | 0
2016-12-01 22:00 | 0 | 0 | 0 | 0 | 141887.0858 | 474509.4192 | 460354 | 0 | 0 | 0 | 0 | 2853785.581 | 3390606.8754 | 0 | 0 | 0 | 0 | 0 | 0 | 0 | 5785.4032 | 0 | 0 | 0 | 0 | 0 | 0 | 0 | 0 | 0 | 34567.4925 | 115689.6092 | 0 | 0 | 0 | 0 | 0 | 0 | 0 | 0 | 0 | 5785.4032 | 0 | 0 | 0 | 0 | 0 | 0
2016-12-01 23:00 | 0 | 0 | 0 | 0 | 0 | 215800.2913 | 476034 | 0 | 0 | 0 | 0 | 2678447.7661 | 3274917.2661 | 0 | 0 | 0 | 0 | 0 | 0 | 0 | 36579.1185 | 0 | 0 | 0 | 0 | 0 | 0 | 0 | 0 | 0 | -175337.8148 | -115689.6092 | 0 | 0 | 0 | 0 | 0 | 0 | 0 | 0 | 0 | 30793.7153 | 0 | 0 | 0 | 0 | 0 | 0
2016-12-02 | 0 | 0 | 0 | 0 | 193711.5703 | 4624.1566 | 483265 | 0 | 0 | 0 | 0 | 2540001.8176 | 3159227.6569 | 0 | 0 | 0 | 0 | 0 | 0 | 0 | 5785.4032 | 0 | 0 | 0 | 0 | 0 | 0 | 0 | 0 | 0 | -138445.9486 | -115689.6092 | 0 | 0 | 0 | 0 | 0 | 0 | 0 | 0 | 0 | -30793.7153 | 0 | 0 | 0 | 0 | 0 | 0
2016-12-02 01:00 | 0 | 0 | 0 | 0 | 213428.7662 | 0 | 484225 | 0 | 0 | 0 | 0 | 2293488.9793 | 3104150.546 | 0 | 0 | 0 | 0 | 0 | 0 | 0 | 36579.1185 | 0 | 0 | 0 | 0 | 0 | 0 | 0 | 0 | 0 | -246512.8382 | -55077.1109 | 0 | 0 | 0 | 0 | 0 | 0 | 0 | 0 | 0 | 30793.7153 | 0 | 0 | 0 | 0 | 0 | 0
2016-12-02 02:00 | 0 | 0 | 0 | 0 | 222404.8014 | 0 | 474133 | 0 | 0 | 0 | 0 | 2188244.1053 | 2988460.9368 | 0 | 0 | 0 | 0 | 0 | 0 | 0 | 5785.4032 | 0 | 0 | 0 | 0 | 0 | 0 | 0 | 0 | 0 | -105244.8741 | -115689.6092 | 0 | 0 | 0 | 0 | 0 | 0 | 0 | 0 | 0 | -30793.7153 | 0 | 0 | 0 | 0 | 0 | 0
2016-12-02 03:00 | 0 | 0 | 0 | 0 | 221005.9473 | 0 | 454348 | 0 | 0 | 0 | 0 | 2039797.9465 | 2872771.3275 | 0 | 0 | 0 | 0 | 0 | 0 | 0 | 36579.1185 | 0 | 0 | 0 | 0 | 0 | 0 | 0 | 0 | 0 | -148446.1588 | -115689.6092 | 0 | 0 | 0 | 0 | 0 | 0 | 0 | 0 | 0 | 30793.7153 | 0 | 0 | 0 | 0 | 0 | 0
2016-12-02 04:00 | 0 | 0 | 0 | 0 | 214144.6816 | 0 | 431309 | 0 | 0 | 0 | 0 | 1969116.9526 | 2757081.7183 | 0 | 0 | 0 | 0 | 0 | 0 | 0 | 5785.4032 | 0 | 0 | 0 | 0 | 0 | 0 | 0 | 0 | 0 | -70680.9939 | -115689.6092 | 0 | 0 | 0 | 0 | 0 | 0 | 0 | 0 | 0 | -30793.7153 | 0 | 0 | 0 | 0 | 0 | 0
2016-12-02 05:00 | 0 | 0 | 0 | 0 | 204437.8117 | 0 | 410862 | 0 | 0 | 0 | 0 | 1722604.1144 | 2766376.6529 | 0 | 0 | 0 | 0 | 0 | 0 | 0 | 36579.1185 | 0 | 0 | 0 | 0 | 0 | 0 | 0 | 0 | 0 | -246512.8382 | 9294.9346 | 0 | 0 | 0 | 0 | 0 | 0 | 0 | 0 | 0 | 30793.7153 | 0 | 0 | 0 | 0 | 0 | 0
2016-12-02 06:00 | 0 | 0 | 0 | 0 | 192411.5073 | 0 | 395520 | 0 | 0 | 0 | 0 | 1665978.9463 | 2650687.0437 | 0 | 0 | 0 | 0 | 0 | 0 | 0 | 5785.4032 | 0 | 0 | 0 | 0 | 0 | 0 | 0 | 0 | 0 | -56625.1681 | -115689.6092 | 0 | 0 | 0 | 0 | 0 | 0 | 0 | 0 | 0 | -30793.7153 | 0 | 0 | 0 | 0 | 0 | 0
2016-12-02 07:00 | 0 | 0 | 0 | 0 | 182925.1695 | 0 | 386345 | 0 | 0 | 0 | 0 | 1547455.0097 | 2534997.4344 | 0 | 0 | 0 | 0 | 0 | 0 | 0 | 36579.1185 | 0 | 0 | 0 | 0 | 0 | 0 | 0 | 0 | 0 | -118523.9366 | -115689.6092 | 0 | 0 | 0 | 0 | 0 | 0 | 0 | 0 | 0 | 30793.7153 | 0 | 0 | 0 | 0 | 0 | 0
2016-12-02 08:00 | 0 | 0 | 0 | 0 | 175247.9481 | 0 | 382964 | 0 | 0 | 0 | 0 | 1486222.2823 | 2419307.8252 | 0 | 0 | 0 | 0 | 0 | 0 | 0 | 5785.4032 | 0 | 0 | 0 | 0 | 0 | 0 | 0 | 0 | 0 | -61232.7274 | -115689.6092 | 0 | 0 | 0 | 0 | 0 | 0 | 0 | 0 | 0 | -30793.7153 | 0 | 0 | 0 | 0 | 0 | 0
2016-12-02 09:00 | 0 | 0 | 0 | 0 | 168905.1025 | 0 | 385768 | 0 | 0 | 0 | 0 | 1354255.2788 | 2303618.216 | 0 | 0 | 0 | 0 | 0 | 0 | 0 | 36579.1185 | 0 | 0 | 0 | 0 | 0 | 0 | 0 | 0 | 0 | -131967.0036 | -115689.6092 | 0 | 0 | 0 | 0 | 0 | 0 | 0 | 0 | 0 | 30793.7153 | 0 | 0 | 0 | 0 | 0 | 0
2016-12-02 10:00 | 0 | 0 | 0 | 0 | 171305.945 | 0 | 398872 | 0 | 0 | 0 | 0 | 1107742.4405 | 2353358.7145 | 0 | 0 | 0 | 0 | 0 | 0 | 0 | 5785.4032 | 0 | 0 | 0 | 0 | 0 | 0 | 0 | 0 | 0 | -246512.8382 | 49740.4986 | 0 | 0 | 0 | 0 | 0 | 0 | 0 | 0 | 0 | -30793.7153 | 0 | 0 | 0 | 0 | 0 | 0
2016-12-02 11:00 | 0 | 0 | 0 | 0 | 177284.5152 | 0 | 430263 | 0 | 0 | 0 | 0 | 939659.8496 | 2237669.1053 | 0 | 0 | 0 | 0 | 0 | 0 | 0 | 36579.1185 | 0 | 0 | 0 | 0 | 0 | 0 | 0 | 0 | 0 | -168082.5909 | -115689.6092 | 0 | 0 | 0 | 0 | 0 | 0 | 0 | 0 | 0 | 30793.7153 | 0 | 0 | 0 | 0 | 0 | 0
2016-12-02 12:00 | 0 | 0 | 0 | 0 | 176662.5301 | 0 | 458440 | 0 | 0 | 0 | 0 | 693147.0114 | 2202404.4737 | 0 | 0 | 0 | 0 | 0 | 0 | 0 | 36579.1185 | 0 | 0 | 0 | 0 | 0 | 0 | 0 | 0 | 0 | -246512.8382 | -35264.6316 | 0 | 0 | 0 | 0 | 0 | 0 | 0 | 0 | 0 | 0 | 0 | 0 | 0 | 0 | 0 | 0
2016-12-02 13:00 | 0 | 0 | 0 | 0 | 167466.073 | 0 | 468105 | 0 | 0 | 0 | 0 | 508197.6936 | 2086714.8644 | 0 | 0 | 0 | 0 | 0 | 0 | 0 | 36579.1185 | 0 | 0 | 0 | 0 | 0 | 0 | 0 | 0 | 0 | -184949.3178 | -115689.6092 | 0 | 0 | 0 | 0 | 0 | 0 | 0 | 0 | 0 | 0 | 0 | 0 | 0 | 0 | 0 | 0
2016-12-02 14:00 | 0 | 0 | 0 | 0 | 123394.0336 | 24901.6662 | 468340 | 0 | 0 | 0 | 0 | 261684.8553 | 2013183.4024 | 0 | 0 | 0 | 0 | 0 | 0 | 0 | 36579.1185 | 0 | 0 | 0 | 0 | 0 | 0 | 0 | 0 | 0 | -246512.8382 | -73531.462 | 0 | 0 | 0 | 0 | 0 | 0 | 0 | 0 | 0 | 0 | 0 | 0 | 0 | 0 | 0 | 0
2016-12-02 15:00 | 0 | 0 | 0 | 0 | 81150.3312 | 290302.0102 | 463520 | 0 | 0 | 0 | 0 | 285306.8059 | 1897493.7932 | 0 | 0 | 0 | 0 | 0 | 0 | 0 | 36579.1185 | 0 | 0 | 0 | 0 | 0 | 0 | 0 | 0 | 0 | 23621.9506 | -115689.6092 | 0 | 0 | 0 | 0 | 0 | 0 | 0 | 0 | 0 | 0 | 0 | 0 | 0 | 0 | 0 | 0
2016-12-02 16:00 | 0 | 0 | 0 | 0 | 0 | 473838.1869 | 456429 | 0 | 0 | 0 | 0 | 449199.3174 | 1781804.184 | 0 | 0 | 0 | 0 | 0 | 0 | 0 | 5785.4032 | 0 | 0 | 0 | 0 | 0 | 0 | 0 | 0 | 0 | 163892.5115 | -115689.6092 | 0 | 0 | 0 | 0 | 0 | 0 | 0 | 0 | 0 | -30793.7153 | 0 | 0 | 0 | 0 | 0 | 0
2016-12-02 17:00 | 0 | 0 | 0 | 0 | 0 | 514964.9463 | 449418 | 0 | 0 | 0 | 0 | 636221.2761 | 1666114.5747 | 0 | 0 | 0 | 0 | 0 | 0 | 0 | 0 | 0 | 0 | 0 | 0 | 0 | 0 | 0 | 0 | 0 | 187021.9588 | -115689.6092 | 0 | 0 | 0 | 0 | 0 | 0 | 0 | 0 | 0 | -5785.4032 | 0 | 0 | 0 | 0 | 0 | 0
2016-12-02 18:00 | 0 | 0 | 0 | 0 | 79232.0116 | 485594.8785 | 445013 | 0 | 0 | 0 | 0 | 871724.7755 | 1550424.9655 | 0 | 0 | 0 | 0 | 0 | 0 | 0 | 0 | 0 | 0 | 0 | 0 | 0 | 0 | 0 | 0 | 0 | 235503.4993 | -115689.6092 | 0 | 0 | 0 | 0 | 0 | 0 | 0 | 0 | 0 | 0 | 0 | 0 | 0 | 0 | 0 | 0
2016-12-02 19:00 | 0 | 0 | 0 | 0 | 0 | 469274.2791 | 441327 | 0 | 0 | 0 | 0 | 1015361.6638 | 1434735.3563 | 0 | 0 | 0 | 0 | 0 | 0 | 0 | 0 | 0 | 0 | 0 | 0 | 0 | 0 | 0 | 0 | 0 | 143636.8884 | -115689.6092 | 0 | 0 | 0 | 0 | 0 | 0 | 0 | 0 | 0 | 0 | 0 | 0 | 0 | 0 | 0 | 0
2016-12-02 20:00 | 0 | 0 | 0 | 0 | 99993.4834 | 470047.2746 | 439813 | 0 | 0 | 0 | 0 | 1029899.8125 | 1550424.9655 | 0 | 0 | 0 | 0 | 0 | 0 | 0 | 0 | 0 | 0 | 0 | 0 | 0 | 0 | 0 | 0 | 0 | 14538.1487 | 115689.6092 | 0 | 0 | 0 | 0 | 0 | 0 | 0 | 0 | 0 | 0 | 0 | 0 | 0 | 0 | 0 | 0
2016-12-02 21:00 | 0 | 0 | 0 | 0 | 116748.4267 | 458871.8583 | 444457 | 0 | 0 | 0 | 0 | 1276412.6508 | 1435075.4122 | 0 | 0 | 0 | 0 | 0 | 0 | 0 | 0 | 0 | 0 | 0 | 0 | 0 | 0 | 0 | 0 | 0 | 246512.8382 | -115349.5532 | 0 | 0 | 0 | 0 | 0 | 0 | 0 | 0 | 0 | 0 | 0 | 0 | 0 | 0 | 0 | 0
2016-12-02 22:00 | 0 | 0 | 0 | 0 | 162487.784 | 398640.9216 | 458344 | 0 | 0 | 0 | 0 | 1257722.344 | 1550765.0215 | 0 | 0 | 0 | 0 | 0 | 0 | 0 | 5785.4032 | 0 | 0 | 0 | 0 | 0 | 0 | 0 | 0 | 0 | -18690.3068 | 115689.6092 | 0 | 0 | 0 | 0 | 0 | 0 | 0 | 0 | 0 | 5785.4032 | 0 | 0 | 0 | 0 | 0 | 0
2016-12-02 23:00 | 0 | 0 | 0 | 0 | 232669.385 | 213589.9699 | 471340 | 0 | 0 | 0 | 0 | 1317537.5928 | 1435075.4122 | 0 | 0 | 0 | 0 | 0 | 0 | 0 | 36579.1185 | 0 | 0 | 0 | 0 | 0 | 0 | 0 | 0 | 0 | 59815.2487 | -115689.6092 | 0 | 0 | 0 | 0 | 0 | 0 | 0 | 0 | 0 | 30793.7153 | 0 | 0 | 0 | 0 | 0 | 0
2016-12-03 | 0 | 0 | 0 | 0 | 267234.9239 | 4533.4427 | 474735 | 0 | 0 | 0 | 0 | 1261054.2839 | 1319385.803 | 0 | 0 | 0 | 0 | 0 | 0 | 0 | 5785.4032 | 0 | 0 | 0 | 0 | 0 | 0 | 0 | 0 | 0 | -56483.3089 | -115689.6092 | 0 | 0 | 0 | 0 | 0 | 0 | 0 | 0 | 0 | -30793.7153 | 0 | 0 | 0 | 0 | 0 | 0
2016-12-03 01:00 | 0 | 0 | 0 | 0 | 105014.1494 | 0 | 473002 | 0 | 0 | 0 | 0 | 1014541.4456 | 1203696.1938 | 0 | 0 | 0 | 0 | 0 | 0 | 0 | 0 | 0 | 0 | 0 | 0 | 0 | 0 | 0 | 0 | 0 | -246512.8382 | -115689.6092 | 0 | 0 | 0 | 0 | 0 | 0 | 0 | 0 | 0 | -5785.4032 | 0 | 0 | 0 | 0 | 0 | 0
2016-12-03 02:00 | 0 | 0 | 0 | 0 | 269339.8743 | 0 | 463743 | 0 | 0 | 0 | 0 | 935827.9292 | 1088006.5845 | 0 | 0 | 0 | 0 | 0 | 0 | 0 | 0 | 0 | 0 | 0 | 0 | 0 | 0 | 0 | 0 | 0 | -78713.5165 | -115689.6092 | 0 | 0 | 0 | 0 | 0 | 0 | 0 | 0 | 0 | 0 | 0 | 0 | 0 | 0 | 0 | 0
2016-12-03 03:00 | 0 | 0 | 0 | 0 | 272097.8291 | 0 | 447592 | 0 | 0 | 0 | 0 | 876023.3675 | 972316.9753 | 0 | 0 | 0 | 0 | 0 | 0 | 0 | 0 | 0 | 0 | 0 | 0 | 0 | 0 | 0 | 0 | 0 | -59804.5617 | -115689.6092 | 0 | 0 | 0 | 0 | 0 | 0 | 0 | 0 | 0 | 0 | 0 | 0 | 0 | 0 | 0 | 0
2016-12-03 04:00 | 0 | 0 | 0 | 0 | 278514.5467 | 0 | 428138 | 0 | 0 | 0 | 0 | 842089.5234 | 856627.3661 | 0 | 0 | 0 | 0 | 0 | 0 | 0 | 0 | 0 | 0 | 0 | 0 | 0 | 0 | 0 | 0 | 0 | -33933.8441 | -115689.6092 | 0 | 0 | 0 | 0 | 0 | 0 | 0 | 0 | 0 | 0 | 0 | 0 | 0 | 0 | 0 | 0
2016-12-03 05:00 | 0 | 0 | 0 | 0 | 46954.5525 | 0 | 409157 | 0 | 0 | 0 | 0 | 595576.6851 | 740937.7569 | 0 | 0 | 0 | 0 | 0 | 0 | 0 | 0 | 0 | 0 | 0 | 0 | 0 | 0 | 0 | 0 | 0 | -246512.8382 | -115689.6092 | 0 | 0 | 0 | 0 | 0 | 0 | 0 | 0 | 0 | 0 | 0 | 0 | 0 | 0 | 0 | 0
2016-12-03 06:00 | 0 | 0 | 0 | 0 | 334549.2441 | 0 | 394654 | 0 | 0 | 0 | 0 | 651161.5384 | 625248.1476 | 0 | 0 | 0 | 0 | 0 | 0 | 0 | 0 | 0 | 0 | 0 | 0 | 0 | 0 | 0 | 0 | 0 | 55584.8533 | -115689.6092 | 0 | 0 | 0 | 0 | 0 | 0 | 0 | 0 | 0 | 0 | 0 | 0 | 0 | 0 | 0 | 0
2016-12-03 07:00 | 0 | 0 | 0 | 0 | 353594.6642 | 0 | 384381 | 0 | 0 | 0 | 0 | 736064.8119 | 509558.5384 | 0 | 0 | 0 | 0 | 0 | 0 | 0 | 0 | 0 | 0 | 0 | 0 | 0 | 0 | 0 | 0 | 0 | 84903.2735 | -115689.6092 | 0 | 0 | 0 | 0 | 0 | 0 | 0 | 0 | 0 | 0 | 0 | 0 | 0 | 0 | 0 | 0
2016-12-03 08:00 | 0 | 0 | 0 | 0 | 359498.8339 | 0 | 378927 | 0 | 0 | 0 | 0 | 600947.0365 | 625248.1476 | 0 | 0 | 0 | 0 | 0 | 0 | 0 | 0 | 0 | 0 | 0 | 0 | 0 | 0 | 0 | 0 | 0 | -135117.7754 | 115689.6092 | 0 | 0 | 0 | 0 | 0 | 0 | 0 | 0 | 0 | 0 | 0 | 0 | 0 | 0 | 0 | 0
2016-12-03 09:00 | 0 | 0 | 0 | 0 | 353645.394 | 0 | 377562 | 0 | 0 | 0 | 0 | 692720.0398 | 509558.5384 | 0 | 0 | 0 | 0 | 0 | 0 | 0 | 0 | 0 | 0 | 0 | 0 | 0 | 0 | 0 | 0 | 0 | 91773.0032 | -115689.6092 | 0 | 0 | 0 | 0 | 0 | 0 | 0 | 0 | 0 | 0 | 0 | 0 | 0 | 0 | 0 | 0
2016-12-03 10:00 | 0 | 0 | 0 | 0 | 347704.3193 | 0 | 382297 | 0 | 0 | 0 | 0 | 542437.7498 | 625248.1476 | 0 | 0 | 0 | 0 | 0 | 0 | 0 | 0 | 0 | 0 | 0 | 0 | 0 | 0 | 0 | 0 | 0 | -150282.29 | 115689.6092 | 0 | 0 | 0 | 0 | 0 | 0 | 0 | 0 | 0 | 0 | 0 | 0 | 0 | 0 | 0 | 0
2016-12-03 11:00 | 0 | 0 | 0 | 0 | 342846.013 | 0 | 391458 | 0 | 0 | 0 | 0 | 609515.372 | 509558.5384 | 0 | 0 | 0 | 0 | 0 | 0 | 0 | 0 | 0 | 0 | 0 | 0 | 0 | 0 | 0 | 0 | 0 | 67077.6222 | -115689.6092 | 0 | 0 | 0 | 0 | 0 | 0 | 0 | 0 | 0 | 0 | 0 | 0 | 0 | 0 | 0 | 0
2016-12-03 12:00 | 0 | 0 | 0 | 0 | 339126.4685 | 0 | 405403 | 0 | 0 | 0 | 0 | 427549.2313 | 625248.1476 | 0 | 0 | 0 | 0 | 0 | 0 | 0 | 0 | 0 | 0 | 0 | 0 | 0 | 0 | 0 | 0 | 0 | -181966.1407 | 115689.6092 | 0 | 0 | 0 | 0 | 0 | 0 | 0 | 0 | 0 | 0 | 0 | 0 | 0 | 0 | 0 | 0
2016-12-03 13:00 | 0 | 0 | 0 | 0 | 58124.5525 | 0 | 420327 | 0 | 0 | 0 | 0 | 181036.393 | 509558.5384 | 0 | 0 | 0 | 0 | 0 | 0 | 0 | 0 | 0 | 0 | 0 | 0 | 0 | 0 | 0 | 0 | 0 | -246512.8382 | -115689.6092 | 0 | 0 | 0 | 0 | 0 | 0 | 0 | 0 | 0 | 0 | 0 | 0 | 0 | 0 | 0 | 0
2016-12-03 14:00 | 0 | 0 | 0 | 0 | 308799.131 | 10936.0854 | 431496 | 0 | 0 | 0 | 0 | 0 | 578834.1478 | 0 | 0 | 0 | 0 | 0 | 0 | 0 | 0 | 0 | 0 | 0 | 0 | 0 | 0 | 0 | 0 | 0 | -181036.393 | 69275.6094 | 0 | 0 | 0 | 0 | 0 | 0 | 0 | 0 | 0 | 0 | 0 | 0 | 0 | 0 | 0 | 0
2016-12-03 15:00 | 0 | 0 | 0 | 0 | 252696.4434 | 358792.7375 | 436825 | 0 | 0 | 0 | 0 | 58974.5717 | 694523.757 | 0 | 0 | 0 | 0 | 0 | 0 | 0 | 0 | 0 | 0 | 0 | 0 | 0 | 0 | 0 | 0 | 0 | 58974.5717 | 115689.6092 | 0 | 0 | 0 | 0 | 0 | 0 | 0 | 0 | 0 | 0 | 0 | 0 | 0 | 0 | 0 | 0
2016-12-03 16:00 | 0 | 0 | 0 | 0 | 253323.3201 | 532039.4478 | 436892 | 0 | 0 | 0 | 0 | 305487.41 | 796481.6866 | 0 | 0 | 0 | 0 | 0 | 0 | 0 | 0 | 0 | 0 | 0 | 0 | 0 | 0 | 0 | 0 | 0 | 246512.8382 | 101957.9296 | 0 | 0 | 0 | 0 | 0 | 0 | 0 | 0 | 0 | 0 | 0 | 0 | 0 | 0 | 0 | 0
2016-12-03 17:00 | 0 | 0 | 0 | 0 | 0 | 556745.092 | 433208 | 0 | 0 | 0 | 0 | 313334.8927 | 912171.2959 | 0 | 0 | 0 | 0 | 0 | 0 | 0 | 0 | 0 | 0 | 0 | 0 | 0 | 0 | 0 | 0 | 0 | 7847.4827 | 115689.6092 | 0 | 0 | 0 | 0 | 0 | 0 | 0 | 0 | 0 | 0 | 0 | 0 | 0 | 0 | 0 | 0
2016-12-03 18:00 | 0 | 0 | 0 | 0 | 27829.8679 | 531339.3611 | 428346 | 0 | 0 | 0 | 0 | 559847.731 | 796481.6866 | 0 | 0 | 0 | 0 | 0 | 0 | 0 | 0 | 0 | 0 | 0 | 0 | 0 | 0 | 0 | 0 | 0 | 246512.8382 | -115689.6092 | 0 | 0 | 0 | 0 | 0 | 0 | 0 | 0 | 0 | 0 | 0 | 0 | 0 | 0 | 0 | 0
2016-12-03 19:00 | 0 | 0 | 0 | 0 | 273428.288 | 513981.1595 | 425207 | 0 | 0 | 0 | 0 | 806360.5692 | 912171.2959 | 0 | 0 | 0 | 0 | 0 | 0 | 0 | 0 | 0 | 0 | 0 | 0 | 0 | 0 | 0 | 0 | 0 | 246512.8382 | 115689.6092 | 0 | 0 | 0 | 0 | 0 | 0 | 0 | 0 | 0 | 0 | 0 | 0 | 0 | 0 | 0 | 0
2016-12-03 20:00 | 0 | 0 | 0 | 0 | 0 | 526164.1895 | 424515 | 0 | 0 | 0 | 0 | 792320.1495 | 1027860.9051 | 0 | 0 | 0 | 0 | 0 | 0 | 0 | 0 | 0 | 0 | 0 | 0 | 0 | 0 | 0 | 0 | 0 | -14040.4197 | 115689.6092 | 0 | 0 | 0 | 0 | 0 | 0 | 0 | 0 | 0 | 0 | 0 | 0 | 0 | 0 | 0 | 0
2016-12-03 21:00 | 0 | 0 | 0 | 0 | 241661.4787 | 549875.9688 | 429335 | 0 | 0 | 0 | 0 | 1038832.9877 | 1143550.5143 | 0 | 0 | 0 | 0 | 0 | 0 | 0 | 0 | 0 | 0 | 0 | 0 | 0 | 0 | 0 | 0 | 0 | 246512.8382 | 115689.6092 | 0 | 0 | 0 | 0 | 0 | 0 | 0 | 0 | 0 | 0 | 0 | 0 | 0 | 0 | 0 | 0
2016-12-03 22:00 | 0 | 0 | 0 | 0 | 0 | 508072.1075 | 445857 | 0 | 0 | 0 | 0 | 1216737.7045 | 1027860.9051 | 0 | 0 | 0 | 0 | 0 | 0 | 0 | 0 | 0 | 0 | 0 | 0 | 0 | 0 | 0 | 0 | 0 | 177904.7168 | -115689.6092 | 0 | 0 | 0 | 0 | 0 | 0 | 0 | 0 | 0 | 0 | 0 | 0 | 0 | 0 | 0 | 0
2016-12-03 23:00 | 0 | 0 | 0 | 0 | 382872.2777 | 238420.402 | 456957 | 0 | 0 | 0 | 0 | 1265383.7749 | 1143550.5143 | 0 | 0 | 0 | 0 | 0 | 0 | 0 | 0 | 0 | 0 | 0 | 0 | 0 | 0 | 0 | 0 | 0 | 48646.0705 | 115689.6092 | 0 | 0 | 0 | 0 | 0 | 0 | 0 | 0 | 0 | 0 | 0 | 0 | 0 | 0 | 0 | 0
2016-12-04 | 0 | 0 | 0 | 0 | 93393.4478 | 3630.1047 | 459226 | 0 | 0 | 0 | 0 | 1018870.9367 | 1027860.9051 | 0 | 0 | 0 | 0 | 0 | 0 | 0 | 0 | 0 | 0 | 0 | 0 | 0 | 0 | 0 | 0 | 0 | -246512.8382 | -115689.6092 | 0 | 0 | 0 | 0 | 0 | 0 | 0 | 0 | 0 | 0 | 0 | 0 | 0 | 0 | 0 | 0
2016-12-04 01:00 | 0 | 0 | 0 | 0 | 400629.334 | 0 | 457461 | 0 | 0 | 0 | 0 | 846349.6615 | 1143550.5143 | 0 | 0 | 0 | 0 | 0 | 0 | 0 | 0 | 0 | 0 | 0 | 0 | 0 | 0 | 0 | 0 | 0 | -172521.2753 | 115689.6092 | 0 | 0 | 0 | 0 | 0 | 0 | 0 | 0 | 0 | 0 | 0 | 0 | 0 | 0 | 0 | 0
2016-12-04 02:00 | 0 | 0 | 0 | 0 | 395622.5232 | 0 | 448462 | 0 | 0 | 0 | 0 | 909199.7939 | 1027860.9051 | 0 | 0 | 0 | 0 | 0 | 0 | 0 | 0 | 0 | 0 | 0 | 0 | 0 | 0 | 0 | 0 | 0 | 62850.1325 | -115689.6092 | 0 | 0 | 0 | 0 | 0 | 0 | 0 | 0 | 0 | 0 | 0 | 0 | 0 | 0 | 0 | 0
2016-12-04 03:00 | 0 | 0 | 0 | 0 | 395384.7289 | 0 | 434284 | 0 | 0 | 0 | 0 | 754610.9135 | 1143550.5143 | 0 | 0 | 0 | 0 | 0 | 0 | 0 | 0 | 0 | 0 | 0 | 0 | 0 | 0 | 0 | 0 | 0 | -154588.8804 | 115689.6092 | 0 | 0 | 0 | 0 | 0 | 0 | 0 | 0 | 0 | 0 | 0 | 0 | 0 | 0 | 0 | 0
2016-12-04 04:00 | 0 | 0 | 0 | 0 | 54614.5525 | 0 | 416817 | 0 | 0 | 0 | 0 | 508098.0753 | 1027860.9051 | 0 | 0 | 0 | 0 | 0 | 0 | 0 | 0 | 0 | 0 | 0 | 0 | 0 | 0 | 0 | 0 | 0 | -246512.8382 | -115689.6092 | 0 | 0 | 0 | 0 | 0 | 0 | 0 | 0 | 0 | 0 | 0 | 0 | 0 | 0 | 0 | 0
2016-12-04 05:00 | 0 | 0 | 0 | 0 | 407281.9532 | 0 | 399836 | 0 | 0 | 0 | 0 | 631233.6378 | 912171.2959 | 0 | 0 | 0 | 0 | 0 | 0 | 0 | 0 | 0 | 0 | 0 | 0 | 0 | 0 | 0 | 0 | 0 | 123135.5625 | -115689.6092 | 0 | 0 | 0 | 0 | 0 | 0 | 0 | 0 | 0 | 0 | 0 | 0 | 0 | 0 | 0 | 0
2016-12-04 06:00 | 0 | 0 | 0 | 0 | 412439.3264 | 0 | 384940 | 0 | 0 | 0 | 0 | 543043.3549 | 1027860.9051 | 0 | 0 | 0 | 0 | 0 | 0 | 0 | 0 | 0 | 0 | 0 | 0 | 0 | 0 | 0 | 0 | 0 | -88190.2829 | 115689.6092 | 0 | 0 | 0 | 0 | 0 | 0 | 0 | 0 | 0 | 0 | 0 | 0 | 0 | 0 | 0 | 0
2016-12-04 07:00 | 0 | 0 | 0 | 0 | 414635.8642 | 0 | 373882 | 0 | 0 | 0 | 0 | 699486.8283 | 912171.2959 | 0 | 0 | 0 | 0 | 0 | 0 | 0 | 0 | 0 | 0 | 0 | 0 | 0 | 0 | 0 | 0 | 0 | 156443.4734 | -115689.6092 | 0 | 0 | 0 | 0 | 0 | 0 | 0 | 0 | 0 | 0 | 0 | 0 | 0 | 0 | 0 | 0
2016-12-04 08:00 | 0 | 0 | 0 | 0 | 249806.2065 | 0 | 367585 | 0 | 0 | 0 | 0 | 697397.644 | 796481.6866 | 0 | 0 | 0 | 0 | 0 | 0 | 0 | 0 | 0 | 0 | 0 | 0 | 0 | 0 | 0 | 0 | 0 | -2089.1843 | -115689.6092 | 0 | 0 | 0 | 0 | 0 | 0 | 0 | 0 | 0 | 0 | 0 | 0 | 0 | 0 | 0 | 0
2016-12-04 09:00 | 0 | 0 | 0 | 0 | 432935.254 | 0 | 365589 | 0 | 0 | 0 | 0 | 649054.2888 | 912171.2959 | 0 | 0 | 0 | 0 | 0 | 0 | 0 | 0 | 0 | 0 | 0 | 0 | 0 | 0 | 0 | 0 | 0 | -48343.3553 | 115689.6092 | 0 | 0 | 0 | 0 | 0 | 0 | 0 | 0 | 0 | 0 | 0 | 0 | 0 | 0 | 0 | 0
2016-12-04 10:00 | 0 | 0 | 0 | 0 | 451235.2457 | 0 | 367383 | 0 | 0 | 0 | 0 | 617216.9252 | 1027860.9051 | 0 | 0 | 0 | 0 | 0 | 0 | 0 | 0 | 0 | 0 | 0 | 0 | 0 | 0 | 0 | 0 | 0 | -31837.3636 | 115689.6092 | 0 | 0 | 0 | 0 | 0 | 0 | 0 | 0 | 0 | 0 | 0 | 0 | 0 | 0 | 0 | 0
2016-12-04 11:00 | 0 | 0 | 0 | 0 | 467618.5979 | 0 | 374978 | 0 | 0 | 0 | 0 | 594167.9138 | 1143550.5143 | 0 | 0 | 0 | 0 | 0 | 0 | 0 | 0 | 0 | 0 | 0 | 0 | 0 | 0 | 0 | 0 | 0 | -23049.0114 | 115689.6092 | 0 | 0 | 0 | 0 | 0 | 0 | 0 | 0 | 0 | 0 | 0 | 0 | 0 | 0 | 0 | 0
2016-12-04 12:00 | 0 | 0 | 0 | 0 | 23302.5525 | 0 | 385505 | 0 | 0 | 0 | 0 | 347655.0756 | 1027860.9051 | 0 | 0 | 0 | 0 | 0 | 0 | 0 | 0 | 0 | 0 | 0 | 0 | 0 | 0 | 0 | 0 | 0 | -246512.8382 | -115689.6092 | 0 | 0 | 0 | 0 | 0 | 0 | 0 | 0 | 0 | 0 | 0 | 0 | 0 | 0 | 0 | 0
2016-12-04 13:00 | 0 | 0 | 0 | 0 | 469712.0588 | 0 | 400585 | 0 | 0 | 0 | 0 | 301092.5252 | 1143550.5143 | 0 | 0 | 0 | 0 | 0 | 0 | 0 | 0 | 0 | 0 | 0 | 0 | 0 | 0 | 0 | 0 | 0 | -46562.5504 | 115689.6092 | 0 | 0 | 0 | 0 | 0 | 0 | 0 | 0 | 0 | 0 | 0 | 0 | 0 | 0 | 0 | 0
2016-12-04 14:00 | 0 | 0 | 0 | 0 | 413415.7938 | 88753.1273 | 413990 | 0 | 0 | 0 | 0 | 504961.0555 | 1027860.9051 | 0 | 0 | 0 | 0 | 0 | 0 | 0 | 0 | 0 | 0 | 0 | 0 | 0 | 0 | 0 | 0 | 0 | 203868.5303 | -115689.6092 | 0 | 0 | 0 | 0 | 0 | 0 | 0 | 0 | 0 | 0 | 0 | 0 | 0 | 0 | 0 | 0
2016-12-04 15:00 | 0 | 0 | 0 | 0 | 279731.1389 | 471801.6891 | 420910 | 0 | 0 | 0 | 0 | 751473.8937 | 1111970.8948 | 0 | 0 | 0 | 0 | 0 | 0 | 0 | 0 | 0 | 0 | 0 | 0 | 0 | 0 | 0 | 0 | 0 | 246512.8382 | 84109.9897 | 0 | 0 | 0 | 0 | 0 | 0 | 0 | 0 | 0 | 0 | 0 | 0 | 0 | 0 | 0 | 0
2016-12-04 16:00 | 0 | 0 | 0 | 0 | 0 | 609997.0446 | 423653 | 0 | 0 | 0 | 0 | 822128.3291 | 1227660.5041 | 0 | 0 | 0 | 0 | 0 | 0 | 0 | 0 | 0 | 0 | 0 | 0 | 0 | 0 | 0 | 0 | 0 | 70654.4353 | 115689.6092 | 0 | 0 | 0 | 0 | 0 | 0 | 0 | 0 | 0 | 0 | 0 | 0 | 0 | 0 | 0 | 0
2016-12-04 17:00 | 0 | 0 | 0 | 0 | 0 | 613918.6039 | 425473 | 0 | 0 | 0 | 0 | 894884.3238 | 1343350.1133 | 0 | 0 | 0 | 0 | 0 | 0 | 0 | 0 | 0 | 0 | 0 | 0 | 0 | 0 | 0 | 0 | 0 | 72755.9947 | 115689.6092 | 0 | 0 | 0 | 0 | 0 | 0 | 0 | 0 | 0 | 0 | 0 | 0 | 0 | 0 | 0 | 0
2016-12-04 18:00 | 0 | 0 | 0 | 0 | 205904.133 | 582588.3145 | 426290 | 0 | 0 | 0 | 0 | 1141397.162 | 1459039.7225 | 0 | 0 | 0 | 0 | 0 | 0 | 0 | 0 | 0 | 0 | 0 | 0 | 0 | 0 | 0 | 0 | 0 | 246512.8382 | 115689.6092 | 0 | 0 | 0 | 0 | 0 | 0 | 0 | 0 | 0 | 0 | 0 | 0 | 0 | 0 | 0 | 0
2016-12-04 19:00 | 0 | 0 | 0 | 0 | 0 | 563083.4423 | 425797 | 0 | 0 | 0 | 0 | 1162993.9951 | 1574729.3318 | 0 | 0 | 0 | 0 | 0 | 0 | 0 | 0 | 0 | 0 | 0 | 0 | 0 | 0 | 0 | 0 | 0 | 21596.8331 | 115689.6092 | 0 | 0 | 0 | 0 | 0 | 0 | 0 | 0 | 0 | 0 | 0 | 0 | 0 | 0 | 0 | 0
2016-12-04 20:00 | 0 | 0 | 0 | 0 | 0 | 579091.7181 | 426201 | 0 | 0 | 0 | 0 | 1409506.8333 | 1481107.2116 | 0 | 0 | 0 | 0 | 0 | 0 | 0 | 0 | 0 | 0 | 0 | 0 | 0 | 0 | 0 | 0 | 0 | 246512.8382 | -93622.1202 | 0 | 0 | 0 | 0 | 0 | 0 | 0 | 0 | 0 | 0 | 0 | 0 | 0 | 0 | 0 | 0
2016-12-04 21:00 | 0 | 0 | 0 | 0 | 0 | 605963.0182 | 435167 | 0 | 0 | 0 | 0 | 1464613.2423 | 1596796.8208 | 0 | 0 | 0 | 0 | 0 | 0 | 0 | 0 | 0 | 0 | 0 | 0 | 0 | 0 | 0 | 0 | 0 | 55106.4089 | 115689.6092 | 0 | 0 | 0 | 0 | 0 | 0 | 0 | 0 | 0 | 0 | 0 | 0 | 0 | 0 | 0 | 0
2016-12-04 22:00 | 0 | 0 | 0 | 0 | 0 | 556181.7403 | 453288 | 0 | 0 | 0 | 0 | 1451817.3733 | 1712486.4301 | 0 | 0 | 0 | 0 | 0 | 0 | 0 | 0 | 0 | 0 | 0 | 0 | 0 | 0 | 0 | 0 | 0 | -12795.8689 | 115689.6092 | 0 | 0 | 0 | 0 | 0 | 0 | 0 | 0 | 0 | 0 | 0 | 0 | 0 | 0 | 0 | 0
2016-12-04 23:00 | 0 | 0 | 0 | 0 | 348547.7282 | 227325.3529 | 468054 | 0 | 0 | 0 | 0 | 1675326.0636 | 1596796.8208 | 0 | 0 | 0 | 0 | 0 | 0 | 0 | 0 | 0 | 0 | 0 | 0 | 0 | 0 | 0 | 0 | 0 | 223508.6903 | -115689.6092 | 0 | 0 | 0 | 0 | 0 | 0 | 0 | 0 | 0 | 0 | 0 | 0 | 0 | 0 | 0 | 0
2016-12-05 | 0 | 0 | 0 | 0 | 110130.1933 | 2297.3592 | 474630 | 0 | 0 | 0 | 0 | 1428813.2254 | 1481107.2116 | 0 | 0 | 0 | 0 | 0 | 0 | 0 | 0 | 0 | 0 | 0 | 0 | 0 | 0 | 0 | 0 | 0 | -246512.8382 | -115689.6092 | 0 | 0 | 0 | 0 | 0 | 0 | 0 | 0 | 0 | 0 | 0 | 0 | 0 | 0 | 0 | 0
2016-12-05 01:00 | 0 | 0 | 0 | 0 | 502019.4126 | 0 | 474565 | 0 | 0 | 0 | 0 | 1340578.0287 | 1596796.8208 | 0 | 0 | 0 | 0 | 0 | 0 | 0 | 0 | 0 | 0 | 0 | 0 | 0 | 0 | 0 | 0 | 0 | -88235.1967 | 115689.6092 | 0 | 0 | 0 | 0 | 0 | 0 | 0 | 0 | 0 | 0 | 0 | 0 | 0 | 0 | 0 | 0
2016-12-05 02:00 | 0 | 0 | 0 | 0 | 100200.5525 | 0 | 462403 | 0 | 0 | 0 | 0 | 1094065.1905 | 1481107.2116 | 0 | 0 | 0 | 0 | 0 | 0 | 0 | 0 | 0 | 0 | 0 | 0 | 0 | 0 | 0 | 0 | 0 | -246512.8382 | -115689.6092 | 0 | 0 | 0 | 0 | 0 | 0 | 0 | 0 | 0 | 0 | 0 | 0 | 0 | 0 | 0 | 0
2016-12-05 03:00 | 0 | 0 | 0 | 0 | 555715.6694 | 0 | 442384 | 0 | 0 | 0 | 0 | 1091707.2506 | 1596796.8208 | 0 | 0 | 0 | 0 | 0 | 0 | 0 | 0 | 0 | 0 | 0 | 0 | 0 | 0 | 0 | 0 | 0 | -2357.9398 | 115689.6092 | 0 | 0 | 0 | 0 | 0 | 0 | 0 | 0 | 0 | 0 | 0 | 0 | 0 | 0 | 0 | 0
2016-12-05 04:00 | 0 | 0 | 0 | 0 | 57935.5525 | 0 | 420138 | 0 | 0 | 0 | 0 | 845194.4124 | 1481107.2116 | 0 | 0 | 0 | 0 | 0 | 0 | 0 | 0 | 0 | 0 | 0 | 0 | 0 | 0 | 0 | 0 | 0 | -246512.8382 | -115689.6092 | 0 | 0 | 0 | 0 | 0 | 0 | 0 | 0 | 0 | 0 | 0 | 0 | 0 | 0 | 0 | 0
2016-12-05 05:00 | 0 | 0 | 0 | 0 | 564505.298 | 0 | 400445 | 0 | 0 | 0 | 0 | 893565.1011 | 1596796.8208 | 0 | 0 | 0 | 0 | 0 | 0 | 0 | 0 | 0 | 0 | 0 | 0 | 0 | 0 | 0 | 0 | 0 | 48370.6887 | 115689.6092 | 0 | 0 | 0 | 0 | 0 | 0 | 0 | 0 | 0 | 0 | 0 | 0 | 0 | 0 | 0 | 0
2016-12-05 06:00 | 0 | 0 | 0 | 0 | 564239.8765 | 0 | 385515 | 0 | 0 | 0 | 0 | 1140077.9394 | 1529008.859 | 0 | 0 | 0 | 0 | 0 | 0 | 0 | 0 | 0 | 0 | 0 | 0 | 0 | 0 | 0 | 0 | 0 | 246512.8382 | -67787.9618 | 0 | 0 | 0 | 0 | 0 | 0 | 0 | 0 | 0 | 0 | 0 | 0 | 0 | 0 | 0 | 0
2016-12-05 07:00 | 0 | 0 | 0 | 0 | 568628.2141 | 0 | 376224 | 0 | 0 | 0 | 0 | 1216792.5443 | 1644698.4683 | 0 | 0 | 0 | 0 | 0 | 0 | 0 | 0 | 0 | 0 | 0 | 0 | 0 | 0 | 0 | 0 | 0 | 76714.6049 | 115689.6092 | 0 | 0 | 0 | 0 | 0 | 0 | 0 | 0 | 0 | 0 | 0 | 0 | 0 | 0 | 0 | 0
2016-12-05 08:00 | 0 | 0 | 0 | 0 | 10505.5525 | 0 | 372708 | 0 | 0 | 0 | 0 | 970279.706 | 1529008.859 | 0 | 0 | 0 | 0 | 0 | 0 | 0 | 0 | 0 | 0 | 0 | 0 | 0 | 0 | 0 | 0 | 0 | -246512.8382 | -115689.6092 | 0 | 0 | 0 | 0 | 0 | 0 | 0 | 0 | 0 | 0 | 0 | 0 | 0 | 0 | 0 | 0
2016-12-05 09:00 | 0 | 0 | 0 | 0 | 558975.5667 | 0 | 376676 | 0 | 0 | 0 | 0 | 1036889.6635 | 1644698.4683 | 0 | 0 | 0 | 0 | 0 | 0 | 0 | 0 | 0 | 0 | 0 | 0 | 0 | 0 | 0 | 0 | 0 | 66609.9574 | 115689.6092 | 0 | 0 | 0 | 0 | 0 | 0 | 0 | 0 | 0 | 0 | 0 | 0 | 0 | 0 | 0 | 0
2016-12-05 10:00 | 0 | 0 | 0 | 0 | 28204.5525 | 0 | 390407 | 0 | 0 | 0 | 0 | 790376.8252 | 1529008.859 | 0 | 0 | 0 | 0 | 0 | 0 | 0 | 0 | 0 | 0 | 0 | 0 | 0 | 0 | 0 | 0 | 0 | -246512.8382 | -115689.6092 | 0 | 0 | 0 | 0 | 0 | 0 | 0 | 0 | 0 | 0 | 0 | 0 | 0 | 0 | 0 | 0
2016-12-05 11:00 | 0 | 0 | 0 | 0 | 546980.984 | 0 | 421183 | 0 | 0 | 0 | 0 | 800485.2 | 1644698.4683 | 0 | 0 | 0 | 0 | 0 | 0 | 0 | 0 | 0 | 0 | 0 | 0 | 0 | 0 | 0 | 0 | 0 | 10108.3748 | 115689.6092 | 0 | 0 | 0 | 0 | 0 | 0 | 0 | 0 | 0 | 0 | 0 | 0 | 0 | 0 | 0 | 0
2016-12-05 12:00 | 0 | 0 | 0 | 0 | 540410.11 | 0 | 451832 | 0 | 0 | 0 | 0 | 1004752.9192 | 1529008.859 | 0 | 0 | 0 | 0 | 0 | 0 | 0 | 0 | 0 | 0 | 0 | 0 | 0 | 0 | 0 | 0 | 0 | 204267.7192 | -115689.6092 | 0 | 0 | 0 | 0 | 0 | 0 | 0 | 0 | 0 | 0 | 0 | 0 | 0 | 0 | 0 | 0
2016-12-05 13:00 | 0 | 0 | 0 | 0 | 540832.5323 | 0 | 466587 | 0 | 0 | 0 | 0 | 963308.8423 | 1644698.4683 | 0 | 0 | 0 | 0 | 0 | 0 | 0 | 0 | 0 | 0 | 0 | 0 | 0 | 0 | 0 | 0 | 0 | -41444.0769 | 115689.6092 | 0 | 0 | 0 | 0 | 0 | 0 | 0 | 0 | 0 | 0 | 0 | 0 | 0 | 0 | 0 | 0
2016-12-05 14:00 | 0 | 0 | 0 | 0 | 252373.7344 | 90782.0366 | 473979 | 0 | 0 | 0 | 0 | 716796.004 | 1760388.0775 | 0 | 0 | 0 | 0 | 0 | 0 | 0 | 0 | 0 | 0 | 0 | 0 | 0 | 0 | 0 | 0 | 0 | -246512.8382 | 115689.6092 | 0 | 0 | 0 | 0 | 0 | 0 | 0 | 0 | 0 | 0 | 0 | 0 | 0 | 0 | 0 | 0
2016-12-05 15:00 | 0 | 0 | 0 | 0 | 415839.252 | 401343.0079 | 476630 | 0 | 0 | 0 | 0 | 963308.8423 | 1823633.7838 | 0 | 0 | 0 | 0 | 0 | 0 | 0 | 30793.7153 | 0 | 0 | 0 | 0 | 0 | 0 | 0 | 0 | 0 | 246512.8382 | 63245.7063 | 0 | 0 | 0 | 0 | 0 | 0 | 0 | 0 | 0 | 30793.7153 | 0 | 0 | 0 | 0 | 0 | 0
2016-12-05 16:00 | 0 | 0 | 0 | 0 | 0 | 546595.2564 | 473521 | 0 | 0 | 0 | 0 | 1182866.4232 | 1707944.1746 | 0 | 0 | 0 | 0 | 0 | 0 | 0 | 0 | 0 | 0 | 0 | 0 | 0 | 0 | 0 | 0 | 0 | 219557.5809 | -115689.6092 | 0 | 0 | 0 | 0 | 0 | 0 | 0 | 0 | 0 | -30793.7153 | 0 | 0 | 0 | 0 | 0 | 0
2016-12-05 17:00 | 0 | 0 | 0 | 0 | 0 | 570914.4008 | 469196 | 0 | 0 | 0 | 0 | 1168895.2147 | 1823633.7838 | 0 | 0 | 0 | 0 | 0 | 0 | 0 | 0 | 0 | 0 | 0 | 0 | 0 | 0 | 0 | 0 | 0 | -13971.2085 | 115689.6092 | 0 | 0 | 0 | 0 | 0 | 0 | 0 | 0 | 0 | 0 | 0 | 0 | 0 | 0 | 0 | 0
2016-12-05 18:00 | 0 | 0 | 0 | 0 | 276239.6271 | 550939.8203 | 464977 | 0 | 0 | 0 | 0 | 1415408.053 | 1939323.393 | 0 | 0 | 0 | 0 | 0 | 0 | 0 | 0 | 0 | 0 | 0 | 0 | 0 | 0 | 0 | 0 | 0 | 246512.8382 | 115689.6092 | 0 | 0 | 0 | 0 | 0 | 0 | 0 | 0 | 0 | 0 | 0 | 0 | 0 | 0 | 0 | 0
2016-12-05 19:00 | 0 | 0 | 0 | 0 | 0 | 544850.0651 | 462140 | 0 | 0 | 0 | 0 | 1613807.7274 | 1823633.7838 | 0 | 0 | 0 | 0 | 0 | 0 | 0 | 0 | 0 | 0 | 0 | 0 | 0 | 0 | 0 | 0 | 0 | 198399.6744 | -115689.6092 | 0 | 0 | 0 | 0 | 0 | 0 | 0 | 0 | 0 | 0 | 0 | 0 | 0 | 0 | 0 | 0
2016-12-05 20:00 | 0 | 0 | 0 | 0 | 0 | 566837.5002 | 460300 | 0 | 0 | 0 | 0 | 1604655.6183 | 1939323.393 | 0 | 0 | 0 | 0 | 0 | 0 | 0 | 0 | 0 | 0 | 0 | 0 | 0 | 0 | 0 | 0 | 0 | -9152.109 | 115689.6092 | 0 | 0 | 0 | 0 | 0 | 0 | 0 | 0 | 0 | 0 | 0 | 0 | 0 | 0 | 0 | 0
2016-12-05 21:00 | 0 | 0 | 0 | 0 | 234298.1467 | 594289.3008 | 466385 | 0 | 0 | 0 | 0 | 1851168.4566 | 2055013.0023 | 0 | 0 | 0 | 0 | 0 | 0 | 0 | 0 | 0 | 0 | 0 | 0 | 0 | 0 | 0 | 0 | 0 | 246512.8382 | 115689.6092 | 0 | 0 | 0 | 0 | 0 | 0 | 0 | 0 | 0 | 0 | 0 | 0 | 0 | 0 | 0 | 0
2016-12-05 22:00 | 0 | 0 | 0 | 0 | 0 | 527845.0652 | 485100 | 0 | 0 | 0 | 0 | 2009603.131 | 1939323.393 | 0 | 0 | 0 | 0 | 0 | 0 | 0 | 0 | 0 | 0 | 0 | 0 | 0 | 0 | 0 | 0 | 0 | 158434.6745 | -115689.6092 | 0 | 0 | 0 | 0 | 0 | 0 | 0 | 0 | 0 | 0 | 0 | 0 | 0 | 0 | 0 | 0
2016-12-05 23:00 | 0 | 0 | 0 | 0 | 185042.0159 | 184355.755 | 500221 | 0 | 0 | 0 | 0 | 1763090.2928 | 2055013.0023 | 0 | 0 | 0 | 0 | 0 | 0 | 0 | 0 | 0 | 0 | 0 | 0 | 0 | 0 | 0 | 0 | 0 | -246512.8382 | 115689.6092 | 0 | 0 | 0 | 0 | 0 | 0 | 0 | 0 | 0 | 0 | 0 | 0 | 0 | 0 | 0 | 0
2016-12-06 | 0 | 0 | 0 | 0 | 748597.6014 | 2265.7999 | 505617 | 0 | 0 | 0 | 0 | 1892647.0849 | 2170702.6115 | 0 | 0 | 0 | 0 | 0 | 0 | 0 | 0 | 0 | 0 | 0 | 0 | 0 | 0 | 0 | 0 | 0 | 129556.7921 | 115689.6092 | 0 | 0 | 0 | 0 | 0 | 0 | 0 | 0 | 0 | 0 | 0 | 0 | 0 | 0 | 0 | 0
2016-12-06 01:00 | 0 | 0 | 0 | 0 | 141481.5525 | 0 | 503684 | 0 | 0 | 0 | 0 | 1646134.2466 | 2055013.0023 | 0 | 0 | 0 | 0 | 0 | 0 | 0 | 0 | 0 | 0 | 0 | 0 | 0 | 0 | 0 | 0 | 0 | -246512.8382 | -115689.6092 | 0 | 0 | 0 | 0 | 0 | 0 | 0 | 0 | 0 | 0 | 0 | 0 | 0 | 0 | 0 | 0
2016-12-06 02:00 | 0 | 0 | 0 | 0 | 735779.3715 | 0 | 489900 | 0 | 0 | 0 | 0 | 1745530.2936 | 2170702.6115 | 0 | 0 | 0 | 0 | 0 | 0 | 0 | 30793.7153 | 0 | 0 | 0 | 0 | 0 | 0 | 0 | 0 | 0 | 99396.0469 | 115689.6092 | 0 | 0 | 0 | 0 | 0 | 0 | 0 | 0 | 0 | 30793.7153 | 0 | 0 | 0 | 0 | 0 | 0
2016-12-06 03:00 | 0 | 0 | 0 | 0 | 73302.8372 | 0 | 466299 | 0 | 0 | 0 | 0 | 1499017.4554 | 2055013.0023 | 0 | 0 | 0 | 0 | 0 | 0 | 0 | 0 | 0 | 0 | 0 | 0 | 0 | 0 | 0 | 0 | 0 | -246512.8382 | -115689.6092 | 0 | 0 | 0 | 0 | 0 | 0 | 0 | 0 | 0 | -30793.7153 | 0 | 0 | 0 | 0 | 0 | 0
2016-12-06 04:00 | 0 | 0 | 0 | 0 | 680872.3696 | 0 | 439753 | 0 | 0 | 0 | 0 | 1624447.2157 | 2170702.6115 | 0 | 0 | 0 | 0 | 0 | 0 | 0 | 0 | 0 | 0 | 0 | 0 | 0 | 0 | 0 | 0 | 0 | 125429.7604 | 115689.6092 | 0 | 0 | 0 | 0 | 0 | 0 | 0 | 0 | 0 | 0 | 0 | 0 | 0 | 0 | 0 | 0
2016-12-06 05:00 | 0 | 0 | 0 | 0 | 54122.5525 | 0 | 416325 | 0 | 0 | 0 | 0 | 1377934.3775 | 2055013.0023 | 0 | 0 | 0 | 0 | 0 | 0 | 0 | 0 | 0 | 0 | 0 | 0 | 0 | 0 | 0 | 0 | 0 | -246512.8382 | -115689.6092 | 0 | 0 | 0 | 0 | 0 | 0 | 0 | 0 | 0 | 0 | 0 | 0 | 0 | 0 | 0 | 0
2016-12-06 06:00 | 0 | 0 | 0 | 0 | 678246.656 | 0 | 398910 | 0 | 0 | 0 | 0 | 1541581.4243 | 2170702.6115 | 0 | 0 | 0 | 0 | 0 | 0 | 0 | 0 | 0 | 0 | 0 | 0 | 0 | 0 | 0 | 0 | 0 | 163647.0468 | 115689.6092 | 0 | 0 | 0 | 0 | 0 | 0 | 0 | 0 | 0 | 0 | 0 | 0 | 0 | 0 | 0 | 0
2016-12-06 07:00 | 0 | 0 | 0 | 0 | 26439.5525 | 0 | 388642 | 0 | 0 | 0 | 0 | 1295068.5861 | 2055013.0023 | 0 | 0 | 0 | 0 | 0 | 0 | 0 | 0 | 0 | 0 | 0 | 0 | 0 | 0 | 0 | 0 | 0 | -246512.8382 | -115689.6092 | 0 | 0 | 0 | 0 | 0 | 0 | 0 | 0 | 0 | 0 | 0 | 0 | 0 | 0 | 0 | 0
2016-12-06 08:00 | 0 | 0 | 0 | 0 | 707471.2219 | 0 | 383548 | 0 | 0 | 0 | 0 | 1541581.4243 | 2132423.3859 | 0 | 0 | 0 | 0 | 0 | 0 | 0 | 0 | 0 | 0 | 0 | 0 | 0 | 0 | 0 | 0 | 0 | 246512.8382 | 77410.3837 | 0 | 0 | 0 | 0 | 0 | 0 | 0 | 0 | 0 | 0 | 0 | 0 | 0 | 0 | 0 | 0
2016-12-06 09:00 | 0 | 0 | 0 | 0 | 23706.5525 | 0 | 385909 | 0 | 0 | 0 | 0 | 1295068.5861 | 2016733.7767 | 0 | 0 | 0 | 0 | 0 | 0 | 0 | 0 | 0 | 0 | 0 | 0 | 0 | 0 | 0 | 0 | 0 | -246512.8382 | -115689.6092 | 0 | 0 | 0 | 0 | 0 | 0 | 0 | 0 | 0 | 0 | 0 | 0 | 0 | 0 | 0 | 0
2016-12-06 10:00 | 0 | 0 | 0 | 0 | 722087.5269 | 0 | 399364 | 0 | 0 | 0 | 0 | 1502102.5038 | 2132423.3859 | 0 | 0 | 0 | 0 | 0 | 0 | 0 | 0 | 0 | 0 | 0 | 0 | 0 | 0 | 0 | 0 | 0 | 207033.9177 | 115689.6092 | 0 | 0 | 0 | 0 | 0 | 0 | 0 | 0 | 0 | 0 | 0 | 0 | 0 | 0 | 0 | 0
2016-12-06 11:00 | 0 | 0 | 0 | 0 | 66181.5525 | 0 | 428384 | 0 | 0 | 0 | 0 | 1255589.6655 | 2016733.7767 | 0 | 0 | 0 | 0 | 0 | 0 | 0 | 0 | 0 | 0 | 0 | 0 | 0 | 0 | 0 | 0 | 0 | -246512.8382 | -115689.6092 | 0 | 0 | 0 | 0 | 0 | 0 | 0 | 0 | 0 | 0 | 0 | 0 | 0 | 0 | 0 | 0
2016-12-06 12:00 | 0 | 0 | 0 | 0 | 709857.631 | 0 | 457657 | 0 | 0 | 0 | 0 | 1392100.6873 | 2132423.3859 | 0 | 0 | 0 | 0 | 0 | 0 | 0 | 0 | 0 | 0 | 0 | 0 | 0 | 0 | 0 | 0 | 0 | 136511.0218 | 115689.6092 | 0 | 0 | 0 | 0 | 0 | 0 | 0 | 0 | 0 | 0 | 0 | 0 | 0 | 0 | 0 | 0
2016-12-06 13:00 | 0 | 0 | 0 | 0 | 108516.5525 | 0 | 470719 | 0 | 0 | 0 | 0 | 1145587.849 | 2016733.7767 | 0 | 0 | 0 | 0 | 0 | 0 | 0 | 0 | 0 | 0 | 0 | 0 | 0 | 0 | 0 | 0 | 0 | -246512.8382 | -115689.6092 | 0 | 0 | 0 | 0 | 0 | 0 | 0 | 0 | 0 | 0 | 0 | 0 | 0 | 0 | 0 | 0
2016-12-06 14:00 | 0 | 0 | 0 | 0 | 625265.1475 | 37546.7834 | 477873 | 0 | 0 | 0 | 0 | 1214837.1707 | 2132423.3859 | 0 | 0 | 0 | 0 | 0 | 0 | 0 | 0 | 0 | 0 | 0 | 0 | 0 | 0 | 0 | 0 | 0 | 69249.3217 | 115689.6092 | 0 | 0 | 0 | 0 | 0 | 0 | 0 | 0 | 0 | 0 | 0 | 0 | 0 | 0 | 0 | 0
2016-12-06 15:00 | 0 | 0 | 0 | 0 | 60031.8517 | 289892.9193 | 480748 | 0 | 0 | 0 | 0 | 968324.3325 | 2248112.9952 | 0 | 0 | 0 | 0 | 0 | 0 | 0 | 0 | 0 | 0 | 0 | 0 | 0 | 0 | 0 | 0 | 0 | -246512.8382 | 115689.6092 | 0 | 0 | 0 | 0 | 0 | 0 | 0 | 0 | 0 | 0 | 0 | 0 | 0 | 0 | 0 | 0
2016-12-06 16:00 | 0 | 0 | 0 | 0 | 379489.5568 | 462240.8906 | 479528 | 0 | 0 | 0 | 0 | 1214837.1707 | 2363802.6044 | 0 | 0 | 0 | 0 | 0 | 0 | 0 | 0 | 0 | 0 | 0 | 0 | 0 | 0 | 0 | 0 | 0 | 246512.8382 | 115689.6092 | 0 | 0 | 0 | 0 | 0 | 0 | 0 | 0 | 0 | 0 | 0 | 0 | 0 | 0 | 0 | 0
2016-12-06 17:00 | 0 | 0 | 0 | 0 | 0 | 509234.8022 | 475564 | 0 | 0 | 0 | 0 | 1364197.5822 | 2248112.9952 | 0 | 0 | 0 | 0 | 0 | 0 | 0 | 0 | 0 | 0 | 0 | 0 | 0 | 0 | 0 | 0 | 0 | 149360.4114 | -115689.6092 | 0 | 0 | 0 | 0 | 0 | 0 | 0 | 0 | 0 | 0 | 0 | 0 | 0 | 0 | 0 | 0
2016-12-06 18:00 | 0 | 0 | 0 | 0 | 338052.5744 | 496254.8731 | 472105 | 0 | 0 | 0 | 0 | 1610710.4204 | 2363802.6044 | 0 | 0 | 0 | 0 | 0 | 0 | 0 | 0 | 0 | 0 | 0 | 0 | 0 | 0 | 0 | 0 | 0 | 246512.8382 | 115689.6092 | 0 | 0 | 0 | 0 | 0 | 0 | 0 | 0 | 0 | 0 | 0 | 0 | 0 | 0 | 0 | 0
2016-12-06 19:00 | 0 | 0 | 0 | 0 | 0 | 480086.4575 | 469315 | 0 | 0 | 0 | 0 | 1505792.2687 | 2479492.2136 | 0 | 0 | 0 | 0 | 0 | 0 | 0 | 0 | 0 | 0 | 0 | 0 | 0 | 0 | 0 | 0 | 0 | -104918.1517 | 115689.6092 | 0 | 0 | 0 | 0 | 0 | 0 | 0 | 0 | 0 | 0 | 0 | 0 | 0 | 0 | 0 | 0
2016-12-06 20:00 | 0 | 0 | 0 | 0 | 119788.3864 | 479861.8427 | 468827 | 0 | 0 | 0 | 0 | 1752305.107 | 2363802.6044 | 0 | 0 | 0 | 0 | 0 | 0 | 0 | 0 | 0 | 0 | 0 | 0 | 0 | 0 | 0 | 0 | 0 | 246512.8382 | -115689.6092 | 0 | 0 | 0 | 0 | 0 | 0 | 0 | 0 | 0 | 0 | 0 | 0 | 0 | 0 | 0 | 0
2016-12-06 21:00 | 0 | 0 | 0 | 0 | 0 | 473574.9987 | 474872 | 0 | 0 | 0 | 0 | 1635318.4964 | 2479492.2136 | 0 | 0 | 0 | 0 | 0 | 0 | 0 | 0 | 0 | 0 | 0 | 0 | 0 | 0 | 0 | 0 | 0 | -116986.6105 | 115689.6092 | 0 | 0 | 0 | 0 | 0 | 0 | 0 | 0 | 0 | 0 | 0 | 0 | 0 | 0 | 0 | 0
2016-12-06 22:00 | 0 | 0 | 0 | 0 | 445848.4475 | 406322 | 489968 | 0 | 0 | 0 | 0 | 1881831.3347 | 2595181.8229 | 0 | 0 | 0 | 0 | 0 | 0 | 0 | 0 | 0 | 0 | 0 | 0 | 0 | 0 | 0 | 0 | 0 | 246512.8382 | 115689.6092 | 0 | 0 | 0 | 0 | 0 | 0 | 0 | 0 | 0 | 0 | 0 | 0 | 0 | 0 | 0 | 0
2016-12-06 23:00 | 0 | 0 | 0 | 0 | 492508.9683 | 183794.7544 | 503644 | 0 | 0 | 0 | 0 | 1938801.4481 | 2710871.4321 | 0 | 0 | 0 | 0 | 0 | 0 | 0 | 0 | 0 | 0 | 0 | 0 | 0 | 0 | 0 | 0 | 0 | 56970.1134 | 115689.6092 | 0 | 0 | 0 | 0 | 0 | 0 | 0 | 0 | 0 | 0 | 0 | 0 | 0 | 0 | 0 | 0
2016-12-07 | 0 | 0 | 0 | 0 | 503643.6469 | 1939.9731 | 509312 | 0 | 0 | 0 | 0 | 2050762.6773 | 2595181.8229 | 0 | 0 | 0 | 0 | 0 | 0 | 0 | 0 | 0 | 0 | 0 | 0 | 0 | 0 | 0 | 0 | 0 | 111961.2292 | -115689.6092 | 0 | 0 | 0 | 0 | 0 | 0 | 0 | 0 | 0 | 0 | 0 | 0 | 0 | 0 | 0 | 0
2016-12-07 01:00 | 0 | 0 | 0 | 0 | 145050.5525 | 0 | 507253 | 0 | 0 | 0 | 0 | 1804249.839 | 2479492.2136 | 0 | 0 | 0 | 0 | 0 | 0 | 0 | 0 | 0 | 0 | 0 | 0 | 0 | 0 | 0 | 0 | 0 | -246512.8382 | -115689.6092 | 0 | 0 | 0 | 0 | 0 | 0 | 0 | 0 | 0 | 0 | 0 | 0 | 0 | 0 | 0 | 0
2016-12-07 02:00 | 0 | 0 | 0 | 0 | 513982.2977 | 0 | 494187 | 0 | 0 | 0 | 0 | 1939734.7459 | 2363802.6044 | 0 | 0 | 0 | 0 | 0 | 0 | 0 | 0 | 0 | 0 | 0 | 0 | 0 | 0 | 0 | 0 | 0 | 135484.9069 | -115689.6092 | 0 | 0 | 0 | 0 | 0 | 0 | 0 | 0 | 0 | 0 | 0 | 0 | 0 | 0 | 0 | 0
2016-12-07 03:00 | 0 | 0 | 0 | 0 | 109284.5525 | 0 | 471487 | 0 | 0 | 0 | 0 | 1693221.9077 | 2248112.9952 | 0 | 0 | 0 | 0 | 0 | 0 | 0 | 0 | 0 | 0 | 0 | 0 | 0 | 0 | 0 | 0 | 0 | -246512.8382 | -115689.6092 | 0 | 0 | 0 | 0 | 0 | 0 | 0 | 0 | 0 | 0 | 0 | 0 | 0 | 0 | 0 | 0
2016-12-07 04:00 | 0 | 0 | 0 | 0 | 514371.1887 | 0 | 447099 | 0 | 0 | 0 | 0 | 1644804.4871 | 2363802.6044 | 0 | 0 | 0 | 0 | 0 | 0 | 0 | 0 | 0 | 0 | 0 | 0 | 0 | 0 | 0 | 0 | 0 | -48417.4206 | 115689.6092 | 0 | 0 | 0 | 0 | 0 | 0 | 0 | 0 | 0 | 0 | 0 | 0 | 0 | 0 | 0 | 0
2016-12-07 05:00 | 0 | 0 | 0 | 0 | 516102.7973 | 0 | 425025 | 0 | 0 | 0 | 0 | 1620192.6752 | 2479492.2136 | 0 | 0 | 0 | 0 | 0 | 0 | 0 | 0 | 0 | 0 | 0 | 0 | 0 | 0 | 0 | 0 | 0 | -24611.8119 | 115689.6092 | 0 | 0 | 0 | 0 | 0 | 0 | 0 | 0 | 0 | 0 | 0 | 0 | 0 | 0 | 0 | 0
2016-12-07 06:00 | 0 | 0 | 0 | 0 | 516518.2334 | 0 | 407421 | 0 | 0 | 0 | 0 | 1613600.2994 | 2595181.8229 | 0 | 0 | 0 | 0 | 0 | 0 | 0 | 0 | 0 | 0 | 0 | 0 | 0 | 0 | 0 | 0 | 0 | -6592.3758 | 115689.6092 | 0 | 0 | 0 | 0 | 0 | 0 | 0 | 0 | 0 | 0 | 0 | 0 | 0 | 0 | 0 | 0
2016-12-07 07:00 | 0 | 0 | 0 | 0 | 34826.5525 | 0 | 397029 | 0 | 0 | 0 | 0 | 1367087.4611 | 2479492.2136 | 0 | 0 | 0 | 0 | 0 | 0 | 0 | 0 | 0 | 0 | 0 | 0 | 0 | 0 | 0 | 0 | 0 | -246512.8382 | -115689.6092 | 0 | 0 | 0 | 0 | 0 | 0 | 0 | 0 | 0 | 0 | 0 | 0 | 0 | 0 | 0 | 0
2016-12-07 08:00 | 0 | 0 | 0 | 0 | 518788.024 | 0 | 393111 | 0 | 0 | 0 | 0 | 1377074.8759 | 2595181.8229 | 0 | 0 | 0 | 0 | 0 | 0 | 0 | 0 | 0 | 0 | 0 | 0 | 0 | 0 | 0 | 0 | 0 | 9987.4148 | 115689.6092 | 0 | 0 | 0 | 0 | 0 | 0 | 0 | 0 | 0 | 0 | 0 | 0 | 0 | 0 | 0 | 0
2016-12-07 09:00 | 0 | 0 | 0 | 0 | 33424.5525 | 0 | 395627 | 0 | 0 | 0 | 0 | 1130562.0377 | 2479492.2136 | 0 | 0 | 0 | 0 | 0 | 0 | 0 | 0 | 0 | 0 | 0 | 0 | 0 | 0 | 0 | 0 | 0 | -246512.8382 | -115689.6092 | 0 | 0 | 0 | 0 | 0 | 0 | 0 | 0 | 0 | 0 | 0 | 0 | 0 | 0 | 0 | 0
2016-12-07 10:00 | 0 | 0 | 0 | 0 | 522488.9516 | 0 | 408777 | 0 | 0 | 0 | 0 | 1128584.3801 | 2595181.8229 | 0 | 0 | 0 | 0 | 0 | 0 | 0 | 0 | 0 | 0 | 0 | 0 | 0 | 0 | 0 | 0 | 0 | -1977.6576 | 115689.6092 | 0 | 0 | 0 | 0 | 0 | 0 | 0 | 0 | 0 | 0 | 0 | 0 | 0 | 0 | 0 | 0
2016-12-07 11:00 | 0 | 0 | 0 | 0 | 523703.4589 | 0 | 438605 | 0 | 0 | 0 | 0 | 1097993.2297 | 2710871.4321 | 0 | 0 | 0 | 0 | 0 | 0 | 0 | 0 | 0 | 0 | 0 | 0 | 0 | 0 | 0 | 0 | 0 | -30591.1503 | 115689.6092 | 0 | 0 | 0 | 0 | 0 | 0 | 0 | 0 | 0 | 0 | 0 | 0 | 0 | 0 | 0 | 0
2016-12-07 12:00 | 0 | 0 | 0 | 0 | 519881.6172 | 0 | 468836 | 0 | 0 | 0 | 0 | 1033349.2377 | 2826561.0413 | 0 | 0 | 0 | 0 | 0 | 0 | 0 | 0 | 0 | 0 | 0 | 0 | 0 | 0 | 0 | 0 | 0 | -64643.992 | 115689.6092 | 0 | 0 | 0 | 0 | 0 | 0 | 0 | 0 | 0 | 0 | 0 | 0 | 0 | 0 | 0 | 0
2016-12-07 13:00 | 0 | 0 | 0 | 0 | 117916.5525 | 0 | 480119 | 0 | 0 | 0 | 0 | 786836.3995 | 2710871.4321 | 0 | 0 | 0 | 0 | 0 | 0 | 0 | 0 | 0 | 0 | 0 | 0 | 0 | 0 | 0 | 0 | 0 | -246512.8382 | -115689.6092 | 0 | 0 | 0 | 0 | 0 | 0 | 0 | 0 | 0 | 0 | 0 | 0 | 0 | 0 | 0 | 0
2016-12-07 14:00 | 0 | 0 | 0 | 0 | 498376.7236 | 32867.058 | 483620 | 0 | 0 | 0 | 0 | 718770.5719 | 2826561.0413 | 0 | 0 | 0 | 0 | 0 | 0 | 0 | 0 | 0 | 0 | 0 | 0 | 0 | 0 | 0 | 0 | 0 | -68065.8276 | 115689.6092 | 0 | 0 | 0 | 0 | 0 | 0 | 0 | 0 | 0 | 0 | 0 | 0 | 0 | 0 | 0 | 0
2016-12-07 15:00 | 0 | 0 | 0 | 0 | 290723.6979 | 322601.5311 | 482502 | 0 | 0 | 0 | 0 | 965283.4101 | 2710871.4321 | 0 | 0 | 0 | 0 | 0 | 0 | 0 | 0 | 0 | 0 | 0 | 0 | 0 | 0 | 0 | 0 | 0 | 246512.8382 | -115689.6092 | 0 | 0 | 0 | 0 | 0 | 0 | 0 | 0 | 0 | 0 | 0 | 0 | 0 | 0 | 0 | 0
2016-12-07 16:00 | 0 | 0 | 0 | 0 | 351707.0934 | 488034.354 | 477539 | 0 | 0 | 0 | 0 | 1211796.2483 | 2826561.0413 | 0 | 0 | 0 | 0 | 0 | 0 | 0 | 0 | 0 | 0 | 0 | 0 | 0 | 0 | 0 | 0 | 0 | 246512.8382 | 115689.6092 | 0 | 0 | 0 | 0 | 0 | 0 | 0 | 0 | 0 | 0 | 0 | 0 | 0 | 0 | 0 | 0
2016-12-07 17:00 | 0 | 0 | 0 | 0 | 0 | 512652.5237 | 472931 | 0 | 0 | 0 | 0 | 1135828.1628 | 2942250.6505 | 0 | 0 | 0 | 0 | 0 | 0 | 0 | 0 | 0 | 0 | 0 | 0 | 0 | 0 | 0 | 0 | 0 | -75968.0856 | 115689.6092 | 0 | 0 | 0 | 0 | 0 | 0 | 0 | 0 | 0 | 0 | 0 | 0 | 0 | 0 | 0 | 0
2016-12-07 18:00 | 0 | 0 | 0 | 0 | 340103.769 | 490644.6784 | 468546 | 0 | 0 | 0 | 0 | 1382341.001 | 3057940.2598 | 0 | 0 | 0 | 0 | 0 | 0 | 0 | 0 | 0 | 0 | 0 | 0 | 0 | 0 | 0 | 0 | 0 | 246512.8382 | 115689.6092 | 0 | 0 | 0 | 0 | 0 | 0 | 0 | 0 | 0 | 0 | 0 | 0 | 0 | 0 | 0 | 0
2016-12-07 19:00 | 0 | 0 | 0 | 0 | 0 | 474528.7426 | 465826 | 0 | 0 | 0 | 0 | 1275354.1344 | 3173629.869 | 0 | 0 | 0 | 0 | 0 | 0 | 0 | 0 | 0 | 0 | 0 | 0 | 0 | 0 | 0 | 0 | 0 | -106986.8667 | 115689.6092 | 0 | 0 | 0 | 0 | 0 | 0 | 0 | 0 | 0 | 0 | 0 | 0 | 0 | 0 | 0 | 0
2016-12-07 20:00 | 0 | 0 | 0 | 0 | 117513.813 | 478111.4161 | 464802 | 0 | 0 | 0 | 0 | 1521866.9726 | 3057940.2598 | 0 | 0 | 0 | 0 | 0 | 0 | 0 | 0 | 0 | 0 | 0 | 0 | 0 | 0 | 0 | 0 | 0 | 246512.8382 | -115689.6092 | 0 | 0 | 0 | 0 | 0 | 0 | 0 | 0 | 0 | 0 | 0 | 0 | 0 | 0 | 0 | 0
2016-12-07 21:00 | 0 | 0 | 0 | 0 | 0 | 474528.7037 | 470564 | 0 | 0 | 0 | 0 | 1410142.0671 | 3173629.869 | 0 | 0 | 0 | 0 | 0 | 0 | 0 | 0 | 0 | 0 | 0 | 0 | 0 | 0 | 0 | 0 | 0 | -111724.9055 | 115689.6092 | 0 | 0 | 0 | 0 | 0 | 0 | 0 | 0 | 0 | 0 | 0 | 0 | 0 | 0 | 0 | 0
2016-12-07 22:00 | 0 | 0 | 0 | 0 | 446021.0728 | 406975.3747 | 490794 | 0 | 0 | 0 | 0 | 1656654.9053 | 3289319.4782 | 0 | 0 | 0 | 0 | 0 | 0 | 0 | 0 | 0 | 0 | 0 | 0 | 0 | 0 | 0 | 0 | 0 | 246512.8382 | 115689.6092 | 0 | 0 | 0 | 0 | 0 | 0 | 0 | 0 | 0 | 0 | 0 | 0 | 0 | 0 | 0 | 0
2016-12-07 23:00 | 0 | 0 | 0 | 0 | 618865.0506 | 139102.5532 | 508905 | 0 | 0 | 0 | 0 | 1790027.8999 | 3405009.0875 | 0 | 0 | 0 | 0 | 0 | 0 | 0 | 0 | 0 | 0 | 0 | 0 | 0 | 0 | 0 | 0 | 0 | 133372.9946 | 115689.6092 | 0 | 0 | 0 | 0 | 0 | 0 | 0 | 0 | 0 | 0 | 0 | 0 | 0 | 0 | 0 | 0
2016-12-08 | 0 | 0 | 0 | 0 | 616117.4704 | 1732.9817 | 515767 | 0 | 0 | 0 | 0 | 2007800.9612 | 3289319.4782 | 0 | 0 | 0 | 0 | 0 | 0 | 0 | 0 | 0 | 0 | 0 | 0 | 0 | 0 | 0 | 0 | 0 | 217773.0613 | -115689.6092 | 0 | 0 | 0 | 0 | 0 | 0 | 0 | 0 | 0 | 0 | 0 | 0 | 0 | 0 | 0 | 0
2016-12-08 01:00 | 0 | 0 | 0 | 0 | 153594.5525 | 0 | 515797 | 0 | 0 | 0 | 0 | 1761288.123 | 3173629.869 | 0 | 0 | 0 | 0 | 0 | 0 | 0 | 0 | 0 | 0 | 0 | 0 | 0 | 0 | 0 | 0 | 0 | -246512.8382 | -115689.6092 | 0 | 0 | 0 | 0 | 0 | 0 | 0 | 0 | 0 | 0 | 0 | 0 | 0 | 0 | 0 | 0
2016-12-08 02:00 | 0 | 0 | 0 | 0 | 601656.5517 | 0 | 504234 | 0 | 0 | 0 | 0 | 1743021.0655 | 3289319.4782 | 0 | 0 | 0 | 0 | 0 | 0 | 0 | 0 | 0 | 0 | 0 | 0 | 0 | 0 | 0 | 0 | 0 | -18267.0575 | 115689.6092 | 0 | 0 | 0 | 0 | 0 | 0 | 0 | 0 | 0 | 0 | 0 | 0 | 0 | 0 | 0 | 0
2016-12-08 03:00 | 0 | 0 | 0 | 0 | 585733.6883 | 0 | 483118 | 0 | 0 | 0 | 0 | 1729947.1445 | 3405009.0875 | 0 | 0 | 0 | 0 | 0 | 0 | 0 | 0 | 0 | 0 | 0 | 0 | 0 | 0 | 0 | 0 | 0 | -13073.921 | 115689.6092 | 0 | 0 | 0 | 0 | 0 | 0 | 0 | 0 | 0 | 0 | 0 | 0 | 0 | 0 | 0 | 0
2016-12-08 04:00 | 0 | 0 | 0 | 0 | 568964.5957 | 0 | 458668 | 0 | 0 | 0 | 0 | 1724554.131 | 3520698.6967 | 0 | 0 | 0 | 0 | 0 | 0 | 0 | 0 | 0 | 0 | 0 | 0 | 0 | 0 | 0 | 0 | 0 | -5393.0135 | 115689.6092 | 0 | 0 | 0 | 0 | 0 | 0 | 0 | 0 | 0 | 0 | 0 | 0 | 0 | 0 | 0 | 0
2016-12-08 05:00 | 0 | 0 | 0 | 0 | 74170.5525 | 0 | 436373 | 0 | 0 | 0 | 0 | 1478041.2928 | 3405009.0875 | 0 | 0 | 0 | 0 | 0 | 0 | 0 | 0 | 0 | 0 | 0 | 0 | 0 | 0 | 0 | 0 | 0 | -246512.8382 | -115689.6092 | 0 | 0 | 0 | 0 | 0 | 0 | 0 | 0 | 0 | 0 | 0 | 0 | 0 | 0 | 0 | 0
2016-12-08 06:00 | 0 | 0 | 0 | 0 | 556183.1183 | 0 | 420643 | 0 | 0 | 0 | 0 | 1497891.8018 | 3520698.6967 | 0 | 0 | 0 | 0 | 0 | 0 | 0 | 0 | 0 | 0 | 0 | 0 | 0 | 0 | 0 | 0 | 0 | 19850.5091 | 115689.6092 | 0 | 0 | 0 | 0 | 0 | 0 | 0 | 0 | 0 | 0 | 0 | 0 | 0 | 0 | 0 | 0
2016-12-08 07:00 | 0 | 0 | 0 | 0 | 550665.5132 | 0 | 410867 | 0 | 0 | 0 | 0 | 1522000.7058 | 3636388.3059 | 0 | 0 | 0 | 0 | 0 | 0 | 0 | 0 | 0 | 0 | 0 | 0 | 0 | 0 | 0 | 0 | 0 | 24108.9039 | 115689.6092 | 0 | 0 | 0 | 0 | 0 | 0 | 0 | 0 | 0 | 0 | 0 | 0 | 0 | 0 | 0 | 0
2016-12-08 08:00 | 0 | 0 | 0 | 0 | 541896.2318 | 0 | 406984 | 0 | 0 | 0 | 0 | 1768513.544 | 3524787.6995 | 0 | 0 | 0 | 0 | 0 | 0 | 0 | 0 | 0 | 0 | 0 | 0 | 0 | 0 | 0 | 0 | 0 | 246512.8382 | -111600.6065 | 0 | 0 | 0 | 0 | 0 | 0 | 0 | 0 | 0 | 0 | 0 | 0 | 0 | 0 | 0 | 0
2016-12-08 09:00 | 0 | 0 | 0 | 0 | 530112.3555 | 0 | 410688 | 0 | 0 | 0 | 0 | 1772248.2903 | 3640477.3087 | 0 | 0 | 0 | 0 | 0 | 0 | 0 | 0 | 0 | 0 | 0 | 0 | 0 | 0 | 0 | 0 | 0 | 3734.7462 | 115689.6092 | 0 | 0 | 0 | 0 | 0 | 0 | 0 | 0 | 0 | 0 | 0 | 0 | 0 | 0 | 0 | 0
2016-12-08 10:00 | 0 | 0 | 0 | 0 | 516800.9722 | 0 | 425576 | 0 | 0 | 0 | 0 | 1747783.6533 | 3756166.9179 | 0 | 0 | 0 | 0 | 0 | 0 | 0 | 0 | 0 | 0 | 0 | 0 | 0 | 0 | 0 | 0 | 0 | -24464.637 | 115689.6092 | 0 | 0 | 0 | 0 | 0 | 0 | 0 | 0 | 0 | 0 | 0 | 0 | 0 | 0 | 0 | 0
2016-12-08 11:00 | 0 | 0 | 0 | 0 | 501469.5363 | 0 | 455738 | 0 | 0 | 0 | 0 | 1779959.5253 | 3769722.5822 | 0 | 0 | 0 | 0 | 0 | 0 | 0 | 0 | 0 | 0 | 0 | 0 | 0 | 0 | 0 | 0 | 0 | 32175.872 | 13555.6643 | 0 | 0 | 0 | 0 | 0 | 0 | 0 | 0 | 0 | 0 | 0 | 0 | 0 | 0 | 0 | 0
2016-12-08 12:00 | 0 | 0 | 0 | 0 | 484800.1459 | 0 | 486601 | 0 | 0 | 0 | 0 | 1662469.062 | 3885412.1915 | 0 | 0 | 0 | 0 | 0 | 0 | 0 | 0 | 0 | 0 | 0 | 0 | 0 | 0 | 0 | 0 | 0 | -117490.4633 | 115689.6092 | 0 | 0 | 0 | 0 | 0 | 0 | 0 | 0 | 0 | 0 | 0 | 0 | 0 | 0 | 0 | 0
2016-12-08 13:00 | 0 | 0 | 0 | 0 | 457804.9874 | 0 | 499919 | 0 | 0 | 0 | 0 | 1736044.6586 | 3769722.5822 | 0 | 0 | 0 | 0 | 0 | 0 | 0 | 0 | 0 | 0 | 0 | 0 | 0 | 0 | 0 | 0 | 0 | 73575.5966 | -115689.6092 | 0 | 0 | 0 | 0 | 0 | 0 | 0 | 0 | 0 | 0 | 0 | 0 | 0 | 0 | 0 | 0
2016-12-08 14:00 | 0 | 0 | 0 | 0 | 446100.1028 | 37888.9202 | 505890 | 0 | 0 | 0 | 0 | 1598454.0723 | 3885412.1915 | 0 | 0 | 0 | 0 | 0 | 0 | 0 | 0 | 0 | 0 | 0 | 0 | 0 | 0 | 0 | 0 | 0 | -137590.5863 | 115689.6092 | 0 | 0 | 0 | 0 | 0 | 0 | 0 | 0 | 0 | 0 | 0 | 0 | 0 | 0 | 0 | 0
2016-12-08 15:00 | 0 | 0 | 0 | 0 | 450906.4542 | 321474.1632 | 507576 | 0 | 0 | 0 | 0 | 1747569.0804 | 4001101.8007 | 0 | 0 | 0 | 0 | 0 | 0 | 0 | 0 | 0 | 0 | 0 | 0 | 0 | 0 | 0 | 0 | 0 | 149115.0081 | 115689.6092 | 0 | 0 | 0 | 0 | 0 | 0 | 0 | 0 | 0 | 0 | 0 | 0 | 0 | 0 | 0 | 0
2016-12-08 16:00 | 0 | 0 | 0 | 0 | 403517.6662 | 468785.4249 | 504190 | 0 | 0 | 0 | 0 | 1994081.9186 | 4116791.4099 | 0 | 0 | 0 | 0 | 0 | 0 | 0 | 5910.6437 | 0 | 0 | 0 | 0 | 0 | 0 | 0 | 0 | 0 | 246512.8382 | 115689.6092 | 0 | 0 | 0 | 0 | 0 | 0 | 0 | 0 | 0 | 5910.6437 | 0 | 0 | 0 | 0 | 0 | 0
2016-12-08 17:00 | 0 | 0 | 0 | 0 | 124234.3352 | 500496.2501 | 499818 | 0 | 0 | 0 | 0 | 2240594.7569 | 4001101.8007 | 0 | 0 | 0 | 0 | 0 | 0 | 0 | 0 | 0 | 0 | 0 | 0 | 0 | 0 | 0 | 0 | 0 | 246512.8382 | -115689.6092 | 0 | 0 | 0 | 0 | 0 | 0 | 0 | 0 | 0 | -5910.6437 | 0 | 0 | 0 | 0 | 0 | 0
2016-12-08 18:00 | 0 | 0 | 0 | 0 | 322504.9819 | 486551.552 | 496188 | 0 | 0 | 0 | 0 | 2437773.6815 | 4116791.4099 | 0 | 0 | 0 | 0 | 0 | 0 | 0 | 0 | 0 | 0 | 0 | 0 | 0 | 0 | 0 | 0 | 0 | 197178.9246 | 115689.6092 | 0 | 0 | 0 | 0 | 0 | 0 | 0 | 0 | 0 | 0 | 0 | 0 | 0 | 0 | 0 | 0
2016-12-08 19:00 | 0 | 0 | 0 | 0 | 301116.5889 | 475335.4876 | 493982 | 0 | 0 | 0 | 0 | 2604554.1487 | 4232481.0192 | 0 | 0 | 0 | 0 | 0 | 0 | 0 | 0 | 0 | 0 | 0 | 0 | 0 | 0 | 0 | 0 | 0 | 166780.4673 | 115689.6092 | 0 | 0 | 0 | 0 | 0 | 0 | 0 | 0 | 0 | 0 | 0 | 0 | 0 | 0 | 0 | 0
2016-12-08 20:00 | 0 | 0 | 0 | 0 | 280522.1852 | 483386.3348 | 492492 | 0 | 0 | 0 | 0 | 2754495.6564 | 4348170.6284 | 0 | 0 | 0 | 0 | 0 | 0 | 0 | 5785.4032 | 0 | 0 | 0 | 0 | 0 | 0 | 0 | 0 | 0 | 149941.5076 | 115689.6092 | 0 | 0 | 0 | 0 | 0 | 0 | 0 | 0 | 0 | 5785.4032 | 0 | 0 | 0 | 0 | 0 | 0
2016-12-08 21:00 | 0 | 0 | 0 | 0 | 255621.7426 | 489343.5299 | 500117 | 0 | 0 | 0 | 0 | 2852860.6044 | 4463860.2376 | 0 | 0 | 0 | 0 | 0 | 0 | 0 | 36579.1185 | 0 | 0 | 0 | 0 | 0 | 0 | 0 | 0 | 0 | 98364.948 | 115689.6092 | 0 | 0 | 0 | 0 | 0 | 0 | 0 | 0 | 0 | 30793.7153 | 0 | 0 | 0 | 0 | 0 | 0
2016-12-08 22:00 | 0 | 0 | 0 | 0 | 223097.0595 | 415619.5263 | 522102 | 0 | 0 | 0 | 0 | 2853785.581 | 4579549.8469 | 0 | 0 | 0 | 0 | 0 | 0 | 0 | 36579.1185 | 0 | 0 | 0 | 0 | 0 | 0 | 0 | 0 | 0 | 924.9766 | 115689.6092 | 0 | 0 | 0 | 0 | 0 | 0 | 0 | 0 | 0 | 0 | 0 | 0 | 0 | 0 | 0 | 0
2016-12-08 23:00 | 0 | 0 | 0 | 0 | 218533.1197 | 154987.698 | 540306 | 0 | 0 | 0 | 0 | 2802690.0079 | 4463860.2376 | 0 | 0 | 0 | 0 | 0 | 0 | 0 | 36579.1185 | 0 | 0 | 0 | 0 | 0 | 0 | 0 | 0 | 0 | -51095.573 | -115689.6092 | 0 | 0 | 0 | 0 | 0 | 0 | 0 | 0 | 0 | 0 | 0 | 0 | 0 | 0 | 0 | 0
2016-12-09 | 0 | 0 | 0 | 0 | 219904.0771 | 955.1478 | 548078 | 0 | 0 | 0 | 0 | 2591160.842 | 4348170.6284 | 0 | 0 | 0 | 0 | 0 | 0 | 0 | 36579.1185 | 0 | 0 | 0 | 0 | 0 | 0 | 0 | 0 | 0 | -211529.1659 | -115689.6092 | 0 | 0 | 0 | 0 | 0 | 0 | 0 | 0 | 0 | 0 | 0 | 0 | 0 | 0 | 0 | 0
2016-12-09 01:00 | 0 | 0 | 0 | 0 | 212065.6936 | 0 | 548669 | 0 | 0 | 0 | 0 | 2370247.1448 | 4232481.0192 | 0 | 0 | 0 | 0 | 0 | 0 | 0 | 36579.1185 | 0 | 0 | 0 | 0 | 0 | 0 | 0 | 0 | 0 | -220913.6972 | -115689.6092 | 0 | 0 | 0 | 0 | 0 | 0 | 0 | 0 | 0 | 0 | 0 | 0 | 0 | 0 | 0 | 0
2016-12-09 02:00 | 0 | 0 | 0 | 0 | 197030.7401 | 0 | 537696 | 0 | 0 | 0 | 0 | 2145271.4941 | 4116791.4099 | 0 | 0 | 0 | 0 | 0 | 0 | 0 | 36579.1185 | 0 | 0 | 0 | 0 | 0 | 0 | 0 | 0 | 0 | -224975.6507 | -115689.6092 | 0 | 0 | 0 | 0 | 0 | 0 | 0 | 0 | 0 | 0 | 0 | 0 | 0 | 0 | 0 | 0
2016-12-09 03:00 | 0 | 0 | 0 | 0 | 183597.296 | 0 | 516390 | 0 | 0 | 0 | 0 | 1928168.3993 | 4001101.8007 | 0 | 0 | 0 | 0 | 0 | 0 | 0 | 36579.1185 | 0 | 0 | 0 | 0 | 0 | 0 | 0 | 0 | 0 | -217103.0948 | -115689.6092 | 0 | 0 | 0 | 0 | 0 | 0 | 0 | 0 | 0 | 0 | 0 | 0 | 0 | 0 | 0 | 0
2016-12-09 04:00 | 0 | 0 | 0 | 0 | 179454.2751 | 0 | 492244 | 0 | 0 | 0 | 0 | 1731068.2837 | 3885412.1915 | 0 | 0 | 0 | 0 | 0 | 0 | 0 | 36579.1185 | 0 | 0 | 0 | 0 | 0 | 0 | 0 | 0 | 0 | -197100.1156 | -115689.6092 | 0 | 0 | 0 | 0 | 0 | 0 | 0 | 0 | 0 | 0 | 0 | 0 | 0 | 0 | 0 | 0
2016-12-09 05:00 | 0 | 0 | 0 | 0 | 182022.9557 | 0 | 472568 | 0 | 0 | 0 | 0 | 1556212.8486 | 3769722.5822 | 0 | 0 | 0 | 0 | 0 | 0 | 0 | 36579.1185 | 0 | 0 | 0 | 0 | 0 | 0 | 0 | 0 | 0 | -174855.4351 | -115689.6092 | 0 | 0 | 0 | 0 | 0 | 0 | 0 | 0 | 0 | 0 | 0 | 0 | 0 | 0 | 0 | 0
2016-12-09 06:00 | 0 | 0 | 0 | 0 | 188405.3556 | 0 | 457516 | 0 | 0 | 0 | 0 | 1402791.8134 | 3654032.973 | 0 | 0 | 0 | 0 | 0 | 0 | 0 | 36579.1185 | 0 | 0 | 0 | 0 | 0 | 0 | 0 | 0 | 0 | -153421.0352 | -115689.6092 | 0 | 0 | 0 | 0 | 0 | 0 | 0 | 0 | 0 | 0 | 0 | 0 | 0 | 0 | 0 | 0
2016-12-09 07:00 | 0 | 0 | 0 | 0 | 190625.2975 | 0 | 449077 | 0 | 0 | 0 | 0 | 1260029.7201 | 3538343.3638 | 0 | 0 | 0 | 0 | 0 | 0 | 0 | 36579.1185 | 0 | 0 | 0 | 0 | 0 | 0 | 0 | 0 | 0 | -142762.0933 | -115689.6092 | 0 | 0 | 0 | 0 | 0 | 0 | 0 | 0 | 0 | 0 | 0 | 0 | 0 | 0 | 0 | 0
2016-12-09 08:00 | 0 | 0 | 0 | 0 | 194385.2155 | 0 | 446304 | 0 | 0 | 0 | 0 | 1123800.5449 | 3422653.7545 | 0 | 0 | 0 | 0 | 0 | 0 | 0 | 36579.1185 | 0 | 0 | 0 | 0 | 0 | 0 | 0 | 0 | 0 | -136229.1752 | -115689.6092 | 0 | 0 | 0 | 0 | 0 | 0 | 0 | 0 | 0 | 0 | 0 | 0 | 0 | 0 | 0 | 0
2016-12-09 09:00 | 0 | 0 | 0 | 0 | 192985.6862 | 0 | 449959 | 0 | 0 | 0 | 0 | 982516.8403 | 3306964.1453 | 0 | 0 | 0 | 0 | 0 | 0 | 0 | 36579.1185 | 0 | 0 | 0 | 0 | 0 | 0 | 0 | 0 | 0 | -141283.7046 | -115689.6092 | 0 | 0 | 0 | 0 | 0 | 0 | 0 | 0 | 0 | 0 | 0 | 0 | 0 | 0 | 0 | 0
2016-12-09 10:00 | 0 | 0 | 0 | 0 | 186234.7531 | 0 | 463778 | 0 | 0 | 0 | 0 | 820663.2027 | 3191274.5361 | 0 | 0 | 0 | 0 | 0 | 0 | 0 | 36579.1185 | 0 | 0 | 0 | 0 | 0 | 0 | 0 | 0 | 0 | -161853.6377 | -115689.6092 | 0 | 0 | 0 | 0 | 0 | 0 | 0 | 0 | 0 | 0 | 0 | 0 | 0 | 0 | 0 | 0
2016-12-09 11:00 | 0 | 0 | 0 | 0 | 180354.0339 | 0 | 495626 | 0 | 0 | 0 | 0 | 621080.8458 | 3075584.9268 | 0 | 0 | 0 | 0 | 0 | 0 | 0 | 36579.1185 | 0 | 0 | 0 | 0 | 0 | 0 | 0 | 0 | 0 | -199582.3568 | -115689.6092 | 0 | 0 | 0 | 0 | 0 | 0 | 0 | 0 | 0 | 0 | 0 | 0 | 0 | 0 | 0 | 0
2016-12-09 12:00 | 0 | 0 | 0 | 0 | 174390.5821 | 0 | 525030 | 0 | 0 | 0 | 0 | 386131.0372 | 2959895.3176 | 0 | 0 | 0 | 0 | 0 | 0 | 0 | 36579.1185 | 0 | 0 | 0 | 0 | 0 | 0 | 0 | 0 | 0 | -234949.8087 | -115689.6092 | 0 | 0 | 0 | 0 | 0 | 0 | 0 | 0 | 0 | 0 | 0 | 0 | 0 | 0 | 0 | 0
2016-12-09 13:00 | 0 | 0 | 0 | 0 | 171159.6926 | 0 | 533803 | 0 | 0 | 0 | 0 | 144962.7422 | 2844205.7084 | 0 | 0 | 0 | 0 | 0 | 0 | 0 | 30793.7153 | 0 | 0 | 0 | 0 | 0 | 0 | 0 | 0 | 0 | -241168.295 | -115689.6092 | 0 | 0 | 0 | 0 | 0 | 0 | 0 | 0 | 0 | -5785.4032 | 0 | 0 | 0 | 0 | 0 | 0
2016-12-09 14:00 | 0 | 0 | 0 | 0 | 164587.2409 | 77310.6924 | 533344 | 0 | 0 | 0 | 0 | 0 | 2728516.0991 | 0 | 0 | 0 | 0 | 0 | 0 | 0 | 0 | 0 | 0 | 0 | 0 | 0 | 0 | 0 | 0 | 0 | -144962.7422 | -115689.6092 | 0 | 0 | 0 | 0 | 0 | 0 | 0 | 0 | 0 | -30793.7153 | 0 | 0 | 0 | 0 | 0 | 0
2016-12-09 15:00 | 0 | 0 | 0 | 0 | 175953.6812 | 348855.954 | 528271 | 0 | 0 | 0 | 0 | 104735.382 | 2612826.4899 | 0 | 0 | 0 | 0 | 0 | 0 | 0 | 7492.8624 | 0 | 0 | 0 | 0 | 0 | 0 | 0 | 0 | 0 | 104735.382 | -115689.6092 | 0 | 0 | 0 | 0 | 0 | 0 | 0 | 0 | 0 | 7492.8624 | 0 | 0 | 0 | 0 | 0 | 0
2016-12-09 16:00 | 0 | 0 | 0 | 0 | 174582.8475 | 467481.5191 | 518734 | 0 | 0 | 0 | 0 | 351248.2203 | 2497136.8807 | 0 | 0 | 0 | 0 | 0 | 0 | 0 | 0 | 0 | 0 | 0 | 0 | 0 | 0 | 0 | 0 | 0 | 246512.8382 | -115689.6092 | 0 | 0 | 0 | 0 | 0 | 0 | 0 | 0 | 0 | -7492.8624 | 0 | 0 | 0 | 0 | 0 | 0
2016-12-09 17:00 | 0 | 0 | 0 | 0 | 165473.09 | 488381.556 | 508481 | 0 | 0 | 0 | 0 | 597761.0585 | 2381447.2714 | 0 | 0 | 0 | 0 | 0 | 0 | 0 | 14550.417 | 0 | 0 | 0 | 0 | 0 | 0 | 0 | 0 | 0 | 246512.8382 | -115689.6092 | 0 | 0 | 0 | 0 | 0 | 0 | 0 | 0 | 0 | 14550.417 | 0 | 0 | 0 | 0 | 0 | 0
2016-12-09 18:00 | 0 | 0 | 0 | 0 | 159638.2959 | 481244.4019 | 499720 | 0 | 0 | 0 | 0 | 844273.8968 | 2265757.6622 | 0 | 0 | 0 | 0 | 0 | 0 | 0 | 24889.8858 | 0 | 0 | 0 | 0 | 0 | 0 | 0 | 0 | 0 | 246512.8382 | -115689.6092 | 0 | 0 | 0 | 0 | 0 | 0 | 0 | 0 | 0 | 10339.4688 | 0 | 0 | 0 | 0 | 0 | 0
2016-12-09 19:00 | 0 | 0 | 0 | 0 | 153004.621 | 486364.5895 | 493059 | 0 | 0 | 0 | 0 | 1090786.735 | 2153865.8018 | 0 | 0 | 0 | 0 | 0 | 0 | 0 | 36579.1185 | 0 | 0 | 0 | 0 | 0 | 0 | 0 | 0 | 0 | 246512.8382 | -111891.8604 | 0 | 0 | 0 | 0 | 0 | 0 | 0 | 0 | 0 | 11689.2327 | 0 | 0 | 0 | 0 | 0 | 0
2016-12-09 20:00 | 0 | 0 | 0 | 0 | 144098.1372 | 507168.8526 | 489983 | 0 | 0 | 0 | 0 | 1337299.5732 | 2068636.9533 | 0 | 0 | 0 | 0 | 0 | 0 | 0 | 36579.1185 | 0 | 0 | 0 | 0 | 0 | 0 | 0 | 0 | 0 | 246512.8382 | -85228.8485 | 0 | 0 | 0 | 0 | 0 | 0 | 0 | 0 | 0 | 0 | 0 | 0 | 0 | 0 | 0 | 0
2016-12-09 21:00 | 0 | 0 | 0 | 0 | 129057.2389 | 513190.003 | 497648 | 0 | 0 | 0 | 0 | 1583812.4115 | 1966723.3569 | 0 | 0 | 0 | 0 | 0 | 0 | 0 | 36579.1185 | 0 | 0 | 0 | 0 | 0 | 0 | 0 | 0 | 0 | 246512.8382 | -101913.5964 | 0 | 0 | 0 | 0 | 0 | 0 | 0 | 0 | 0 | 0 | 0 | 0 | 0 | 0 | 0 | 0
2016-12-09 22:00 | 0 | 0 | 0 | 0 | 132025.5338 | 438848.2401 | 518119 | 0 | 0 | 0 | 0 | 1752256.7947 | 1851033.7477 | 0 | 0 | 0 | 0 | 0 | 0 | 0 | 36579.1185 | 0 | 0 | 0 | 0 | 0 | 0 | 0 | 0 | 0 | 168444.3832 | -115689.6092 | 0 | 0 | 0 | 0 | 0 | 0 | 0 | 0 | 0 | 0 | 0 | 0 | 0 | 0 | 0 | 0
2016-12-09 23:00 | 0 | 0 | 0 | 0 | 206083.4356 | 145364.1475 | 534333 | 0 | 0 | 0 | 0 | 1685060.9871 | 1735344.1385 | 0 | 0 | 0 | 0 | 0 | 0 | 0 | 36579.1185 | 0 | 0 | 0 | 0 | 0 | 0 | 0 | 0 | 0 | -67195.8076 | -115689.6092 | 0 | 0 | 0 | 0 | 0 | 0 | 0 | 0 | 0 | 0 | 0 | 0 | 0 | 0 | 0 | 0
2016-12-10 | 0 | 0 | 0 | 0 | 268849.431 | 1740.0871 | 539440 | 0 | 0 | 0 | 0 | 1531900.1144 | 1619654.5292 | 0 | 0 | 0 | 0 | 0 | 0 | 0 | 36579.1185 | 0 | 0 | 0 | 0 | 0 | 0 | 0 | 0 | 0 | -153160.8727 | -115689.6092 | 0 | 0 | 0 | 0 | 0 | 0 | 0 | 0 | 0 | 0 | 0 | 0 | 0 | 0 | 0 | 0
2016-12-10 01:00 | 0 | 0 | 0 | 0 | 290174.6704 | 0 | 539358 | 0 | 0 | 0 | 0 | 1398406.394 | 1503964.92 | 0 | 0 | 0 | 0 | 0 | 0 | 0 | 36579.1185 | 0 | 0 | 0 | 0 | 0 | 0 | 0 | 0 | 0 | -133493.7204 | -115689.6092 | 0 | 0 | 0 | 0 | 0 | 0 | 0 | 0 | 0 | 0 | 0 | 0 | 0 | 0 | 0 | 0
2016-12-10 02:00 | 0 | 0 | 0 | 0 | 288601.6895 | 0 | 531113 | 0 | 0 | 0 | 0 | 1271584.6927 | 1388275.3108 | 0 | 0 | 0 | 0 | 0 | 0 | 0 | 36579.1185 | 0 | 0 | 0 | 0 | 0 | 0 | 0 | 0 | 0 | -126821.7013 | -115689.6092 | 0 | 0 | 0 | 0 | 0 | 0 | 0 | 0 | 0 | 0 | 0 | 0 | 0 | 0 | 0 | 0
2016-12-10 03:00 | 0 | 0 | 0 | 0 | 279986.2399 | 0 | 515810 | 0 | 0 | 0 | 0 | 1151450.5419 | 1272585.7016 | 0 | 0 | 0 | 0 | 0 | 0 | 0 | 36579.1185 | 0 | 0 | 0 | 0 | 0 | 0 | 0 | 0 | 0 | -120134.1508 | -115689.6092 | 0 | 0 | 0 | 0 | 0 | 0 | 0 | 0 | 0 | 0 | 0 | 0 | 0 | 0 | 0 | 0
2016-12-10 04:00 | 0 | 0 | 0 | 0 | 268795.1139 | 0 | 495884 | 0 | 0 | 0 | 0 | 1040051.265 | 1156896.0923 | 0 | 0 | 0 | 0 | 0 | 0 | 0 | 36579.1185 | 0 | 0 | 0 | 0 | 0 | 0 | 0 | 0 | 0 | -111399.2769 | -115689.6092 | 0 | 0 | 0 | 0 | 0 | 0 | 0 | 0 | 0 | 0 | 0 | 0 | 0 | 0 | 0 | 0
2016-12-10 05:00 | 0 | 0 | 0 | 0 | 254088.9064 | 0 | 477552 | 0 | 0 | 0 | 0 | 932277.7806 | 1041206.4831 | 0 | 0 | 0 | 0 | 0 | 0 | 0 | 36579.1185 | 0 | 0 | 0 | 0 | 0 | 0 | 0 | 0 | 0 | -107773.4844 | -115689.6092 | 0 | 0 | 0 | 0 | 0 | 0 | 0 | 0 | 0 | 0 | 0 | 0 | 0 | 0 | 0 | 0
2016-12-10 06:00 | 0 | 0 | 0 | 0 | 239647.7948 | 0 | 463945 | 0 | 0 | 0 | 0 | 823670.1846 | 925516.8739 | 0 | 0 | 0 | 0 | 0 | 0 | 0 | 36579.1185 | 0 | 0 | 0 | 0 | 0 | 0 | 0 | 0 | 0 | -108607.596 | -115689.6092 | 0 | 0 | 0 | 0 | 0 | 0 | 0 | 0 | 0 | 0 | 0 | 0 | 0 | 0 | 0 | 0
2016-12-10 07:00 | 0 | 0 | 0 | 0 | 227718.1193 | 0 | 454895 | 0 | 0 | 0 | 0 | 712182.9131 | 809827.2646 | 0 | 0 | 0 | 0 | 0 | 0 | 0 | 36579.1185 | 0 | 0 | 0 | 0 | 0 | 0 | 0 | 0 | 0 | -111487.2715 | -115689.6092 | 0 | 0 | 0 | 0 | 0 | 0 | 0 | 0 | 0 | 0 | 0 | 0 | 0 | 0 | 0 | 0
2016-12-10 08:00 | 0 | 0 | 0 | 0 | 220463.1694 | 0 | 449580 | 0 | 0 | 0 | 0 | 598755.6918 | 694137.6554 | 0 | 0 | 0 | 0 | 0 | 0 | 0 | 36579.1185 | 0 | 0 | 0 | 0 | 0 | 0 | 0 | 0 | 0 | -113427.2213 | -115689.6092 | 0 | 0 | 0 | 0 | 0 | 0 | 0 | 0 | 0 | 0 | 0 | 0 | 0 | 0 | 0 | 0
2016-12-10 09:00 | 0 | 0 | 0 | 0 | 220360.7138 | 0 | 450270 | 0 | 0 | 0 | 0 | 484536.0148 | 578448.0462 | 0 | 0 | 0 | 0 | 0 | 0 | 0 | 36579.1185 | 0 | 0 | 0 | 0 | 0 | 0 | 0 | 0 | 0 | -114219.677 | -115689.6092 | 0 | 0 | 0 | 0 | 0 | 0 | 0 | 0 | 0 | 0 | 0 | 0 | 0 | 0 | 0 | 0
2016-12-10 10:00 | 0 | 0 | 0 | 0 | 225814.547 | 0 | 455532 | 0 | 0 | 0 | 0 | 370508.171 | 462758.4369 | 0 | 0 | 0 | 0 | 0 | 0 | 0 | 36579.1185 | 0 | 0 | 0 | 0 | 0 | 0 | 0 | 0 | 0 | -114027.8438 | -115689.6092 | 0 | 0 | 0 | 0 | 0 | 0 | 0 | 0 | 0 | 0 | 0 | 0 | 0 | 0 | 0 | 0
2016-12-10 11:00 | 0 | 0 | 0 | 0 | 236496.5753 | 0 | 468218 | 0 | 0 | 0 | 0 | 254476.3555 | 347068.8277 | 0 | 0 | 0 | 0 | 0 | 0 | 0 | 36579.1185 | 0 | 0 | 0 | 0 | 0 | 0 | 0 | 0 | 0 | -116031.8155 | -115689.6092 | 0 | 0 | 0 | 0 | 0 | 0 | 0 | 0 | 0 | 0 | 0 | 0 | 0 | 0 | 0 | 0
2016-12-10 12:00 | 0 | 0 | 0 | 0 | 250913.4663 | 0 | 483684 | 0 | 0 | 0 | 0 | 137395.4311 | 231379.2185 | 0 | 0 | 0 | 0 | 0 | 0 | 0 | 36579.1185 | 0 | 0 | 0 | 0 | 0 | 0 | 0 | 0 | 0 | -117080.9244 | -115689.6092 | 0 | 0 | 0 | 0 | 0 | 0 | 0 | 0 | 0 | 0 | 0 | 0 | 0 | 0 | 0 | 0
2016-12-10 13:00 | 0 | 0 | 0 | 0 | 267759.3323 | 0 | 496268 | 0 | 0 | 0 | 0 | 30361.7758 | 115689.6092 | 0 | 0 | 0 | 0 | 0 | 0 | 0 | 30793.7153 | 0 | 0 | 0 | 0 | 0 | 0 | 0 | 0 | 0 | -107033.6553 | -115689.6092 | 0 | 0 | 0 | 0 | 0 | 0 | 0 | 0 | 0 | -5785.4032 | 0 | 0 | 0 | 0 | 0 | 0
2016-12-10 14:00 | 0 | 0 | 0 | 0 | 250941.4162 | 71658.4834 | 499445 | 0 | 0 | 0 | 0 | 0 | 0 | 0 | 0 | 0 | 0 | 0 | 0 | 0 | 0 | 0 | 0 | 0 | 0 | 0 | 0 | 0 | 0 | 0 | -30361.7758 | -115689.6092 | 0 | 0 | 0 | 0 | 0 | 0 | 0 | 0 | 0 | -30793.7153 | 0 | 0 | 0 | 0 | 0 | 0
2016-12-10 15:00 | 0 | 0 | 0 | 0 | 155575.9471 | 338207.0529 | 493783 | 0 | 0 | 0 | 0 | 0 | 0 | 0 | 0 | 0 | 0 | 0 | 0 | 0 | 0 | 0 | 0 | 0 | 0 | 0 | 0 | 0 | 0 | 0 | 0 | 0 | 0 | 0 | 0 | 0 | 0 | 0 | 0 | 0 | 0 | 0 | 0 | 0 | 0 | 0 | 0 | 0
2016-12-10 16:00 | 0 | 0 | 0 | 0 | 311198.4604 | 455802.2408 | 485209 | 0 | 0 | 0 | 0 | 166102.092 | 115689.6092 | 0 | 0 | 0 | 0 | 0 | 0 | 0 | 0 | 0 | 0 | 0 | 0 | 0 | 0 | 0 | 0 | 0 | 166102.092 | 115689.6092 | 0 | 0 | 0 | 0 | 0 | 0 | 0 | 0 | 0 | 0 | 0 | 0 | 0 | 0 | 0 | 0
2016-12-10 17:00 | 0 | 0 | 0 | 0 | 0 | 479968.7467 | 475911 | 0 | 0 | 0 | 0 | 285849.448 | 0 | 0 | 0 | 0 | 0 | 0 | 0 | 0 | 0 | 0 | 0 | 0 | 0 | 0 | 0 | 0 | 0 | 0 | 119747.356 | -115689.6092 | 0 | 0 | 0 | 0 | 0 | 0 | 0 | 0 | 0 | 0 | 0 | 0 | 0 | 0 | 0 | 0
2016-12-10 18:00 | 0 | 0 | 0 | 0 | 357460.9987 | 470292.4487 | 465551 | 0 | 0 | 0 | 0 | 532362.2862 | 115689.6092 | 0 | 0 | 0 | 0 | 0 | 0 | 0 | 0 | 0 | 0 | 0 | 0 | 0 | 0 | 0 | 0 | 0 | 246512.8382 | 115689.6092 | 0 | 0 | 0 | 0 | 0 | 0 | 0 | 0 | 0 | 0 | 0 | 0 | 0 | 0 | 0 | 0
2016-12-10 19:00 | 0 | 0 | 0 | 0 | 354316.2956 | 465512.1519 | 457626 | 0 | 0 | 0 | 0 | 778875.1245 | 231379.2185 | 0 | 0 | 0 | 0 | 0 | 0 | 0 | 0 | 0 | 0 | 0 | 0 | 0 | 0 | 0 | 0 | 0 | 246512.8382 | 115689.6092 | 0 | 0 | 0 | 0 | 0 | 0 | 0 | 0 | 0 | 0 | 0 | 0 | 0 | 0 | 0 | 0
2016-12-10 20:00 | 0 | 0 | 0 | 0 | 346039.6951 | 470914.7524 | 454752 | 0 | 0 | 0 | 0 | 1025387.9627 | 347068.8277 | 0 | 0 | 0 | 0 | 0 | 0 | 0 | 0 | 0 | 0 | 0 | 0 | 0 | 0 | 0 | 0 | 0 | 246512.8382 | 115689.6092 | 0 | 0 | 0 | 0 | 0 | 0 | 0 | 0 | 0 | 0 | 0 | 0 | 0 | 0 | 0 | 0
2016-12-10 21:00 | 0 | 0 | 0 | 0 | 0 | 475763.233 | 462525 | 0 | 0 | 0 | 0 | 922936.5865 | 462758.4369 | 0 | 0 | 0 | 0 | 0 | 0 | 0 | 0 | 0 | 0 | 0 | 0 | 0 | 0 | 0 | 0 | 0 | -102451.3762 | 115689.6092 | 0 | 0 | 0 | 0 | 0 | 0 | 0 | 0 | 0 | 0 | 0 | 0 | 0 | 0 | 0 | 0
2016-12-10 22:00 | 0 | 0 | 0 | 0 | 442607.5018 | 402381.9457 | 482787 | 0 | 0 | 0 | 0 | 1169449.4247 | 578448.0462 | 0 | 0 | 0 | 0 | 0 | 0 | 0 | 0 | 0 | 0 | 0 | 0 | 0 | 0 | 0 | 0 | 0 | 246512.8382 | 115689.6092 | 0 | 0 | 0 | 0 | 0 | 0 | 0 | 0 | 0 | 0 | 0 | 0 | 0 | 0 | 0 | 0
2016-12-10 23:00 | 0 | 0 | 0 | 0 | 582947.4774 | 134637.3195 | 498996 | 0 | 0 | 0 | 0 | 1272348.6124 | 694137.6554 | 0 | 0 | 0 | 0 | 0 | 0 | 0 | 0 | 0 | 0 | 0 | 0 | 0 | 0 | 0 | 0 | 0 | 102899.1877 | 115689.6092 | 0 | 0 | 0 | 0 | 0 | 0 | 0 | 0 | 0 | 0 | 0 | 0 | 0 | 0 | 0 | 0
2016-12-11 | 0 | 0 | 0 | 0 | 593476.5105 | 1654.6863 | 506135 | 0 | 0 | 0 | 0 | 1477034.4185 | 578448.0462 | 0 | 0 | 0 | 0 | 0 | 0 | 0 | 0 | 0 | 0 | 0 | 0 | 0 | 0 | 0 | 0 | 0 | 204685.8061 | -115689.6092 | 0 | 0 | 0 | 0 | 0 | 0 | 0 | 0 | 0 | 0 | 0 | 0 | 0 | 0 | 0 | 0
2016-12-11 01:00 | 0 | 0 | 0 | 0 | 144166.5525 | 0 | 506369 | 0 | 0 | 0 | 0 | 1230521.5802 | 462758.4369 | 0 | 0 | 0 | 0 | 0 | 0 | 0 | 0 | 0 | 0 | 0 | 0 | 0 | 0 | 0 | 0 | 0 | -246512.8382 | -115689.6092 | 0 | 0 | 0 | 0 | 0 | 0 | 0 | 0 | 0 | 0 | 0 | 0 | 0 | 0 | 0 | 0
2016-12-11 02:00 | 0 | 0 | 0 | 0 | 569624.9795 | 0 | 498720 | 0 | 0 | 0 | 0 | 1185736.9505 | 578448.0462 | 0 | 0 | 0 | 0 | 0 | 0 | 0 | 0 | 0 | 0 | 0 | 0 | 0 | 0 | 0 | 0 | 0 | -44784.6297 | 115689.6092 | 0 | 0 | 0 | 0 | 0 | 0 | 0 | 0 | 0 | 0 | 0 | 0 | 0 | 0 | 0 | 0
2016-12-11 03:00 | 0 | 0 | 0 | 0 | 548311.5523 | 0 | 485255 | 0 | 0 | 0 | 0 | 1133103.8936 | 694137.6554 | 0 | 0 | 0 | 0 | 0 | 0 | 0 | 0 | 0 | 0 | 0 | 0 | 0 | 0 | 0 | 0 | 0 | -52633.0569 | 115689.6092 | 0 | 0 | 0 | 0 | 0 | 0 | 0 | 0 | 0 | 0 | 0 | 0 | 0 | 0 | 0 | 0
2016-12-11 04:00 | 0 | 0 | 0 | 0 | 531451.4443 | 0 | 468080 | 0 | 0 | 0 | 0 | 1080785.7286 | 809827.2646 | 0 | 0 | 0 | 0 | 0 | 0 | 0 | 0 | 0 | 0 | 0 | 0 | 0 | 0 | 0 | 0 | 0 | -52318.165 | 115689.6092 | 0 | 0 | 0 | 0 | 0 | 0 | 0 | 0 | 0 | 0 | 0 | 0 | 0 | 0 | 0 | 0
2016-12-11 05:00 | 0 | 0 | 0 | 0 | 520000.6762 | 0 | 451964 | 0 | 0 | 0 | 0 | 1264512.0141 | 694137.6554 | 0 | 0 | 0 | 0 | 0 | 0 | 0 | 0 | 0 | 0 | 0 | 0 | 0 | 0 | 0 | 0 | 0 | 183726.2855 | -115689.6092 | 0 | 0 | 0 | 0 | 0 | 0 | 0 | 0 | 0 | 0 | 0 | 0 | 0 | 0 | 0 | 0
2016-12-11 06:00 | 0 | 0 | 0 | 0 | 513961.7196 | 0 | 438417 | 0 | 0 | 0 | 0 | 1224367.1244 | 809827.2646 | 0 | 0 | 0 | 0 | 0 | 0 | 0 | 0 | 0 | 0 | 0 | 0 | 0 | 0 | 0 | 0 | 0 | -40144.8897 | 115689.6092 | 0 | 0 | 0 | 0 | 0 | 0 | 0 | 0 | 0 | 0 | 0 | 0 | 0 | 0 | 0 | 0
2016-12-11 07:00 | 0 | 0 | 0 | 0 | 506865.3946 | 0 | 428411 | 0 | 0 | 0 | 0 | 1187131.9098 | 925516.8739 | 0 | 0 | 0 | 0 | 0 | 0 | 0 | 0 | 0 | 0 | 0 | 0 | 0 | 0 | 0 | 0 | 0 | -37235.2146 | 115689.6092 | 0 | 0 | 0 | 0 | 0 | 0 | 0 | 0 | 0 | 0 | 0 | 0 | 0 | 0 | 0 | 0
2016-12-11 08:00 | 0 | 0 | 0 | 0 | 503849.1785 | 0 | 422924 | 0 | 0 | 0 | 0 | 1152367.4791 | 1041206.4831 | 0 | 0 | 0 | 0 | 0 | 0 | 0 | 0 | 0 | 0 | 0 | 0 | 0 | 0 | 0 | 0 | 0 | -34764.4307 | 115689.6092 | 0 | 0 | 0 | 0 | 0 | 0 | 0 | 0 | 0 | 0 | 0 | 0 | 0 | 0 | 0 | 0
2016-12-11 09:00 | 0 | 0 | 0 | 0 | 58570.5525 | 0 | 420773 | 0 | 0 | 0 | 0 | 905854.6408 | 925516.8739 | 0 | 0 | 0 | 0 | 0 | 0 | 0 | 0 | 0 | 0 | 0 | 0 | 0 | 0 | 0 | 0 | 0 | -246512.8382 | -115689.6092 | 0 | 0 | 0 | 0 | 0 | 0 | 0 | 0 | 0 | 0 | 0 | 0 | 0 | 0 | 0 | 0
2016-12-11 10:00 | 0 | 0 | 0 | 0 | 465742.9194 | 0 | 423363 | 0 | 0 | 0 | 0 | 832544.951 | 1041206.4831 | 0 | 0 | 0 | 0 | 0 | 0 | 0 | 0 | 0 | 0 | 0 | 0 | 0 | 0 | 0 | 0 | 0 | -73309.6899 | 115689.6092 | 0 | 0 | 0 | 0 | 0 | 0 | 0 | 0 | 0 | 0 | 0 | 0 | 0 | 0 | 0 | 0
2016-12-11 11:00 | 0 | 0 | 0 | 0 | 445922.4678 | 0 | 429902 | 0 | 0 | 0 | 0 | 964255.028 | 925516.8739 | 0 | 0 | 0 | 0 | 0 | 0 | 0 | 0 | 0 | 0 | 0 | 0 | 0 | 0 | 0 | 0 | 0 | 131710.0771 | -115689.6092 | 0 | 0 | 0 | 0 | 0 | 0 | 0 | 0 | 0 | 0 | 0 | 0 | 0 | 0 | 0 | 0
2016-12-11 12:00 | 0 | 0 | 0 | 0 | 432638.6866 | 0 | 438684 | 0 | 0 | 0 | 0 | 842520.1054 | 1041206.4831 | 0 | 0 | 0 | 0 | 0 | 0 | 0 | 0 | 0 | 0 | 0 | 0 | 0 | 0 | 0 | 0 | 0 | -121734.9226 | 115689.6092 | 0 | 0 | 0 | 0 | 0 | 0 | 0 | 0 | 0 | 0 | 0 | 0 | 0 | 0 | 0 | 0
2016-12-11 13:00 | 0 | 0 | 0 | 0 | 87630.5525 | 0 | 449833 | 0 | 0 | 0 | 0 | 596007.2672 | 925516.8739 | 0 | 0 | 0 | 0 | 0 | 0 | 0 | 0 | 0 | 0 | 0 | 0 | 0 | 0 | 0 | 0 | 0 | -246512.8382 | -115689.6092 | 0 | 0 | 0 | 0 | 0 | 0 | 0 | 0 | 0 | 0 | 0 | 0 | 0 | 0 | 0 | 0
2016-12-11 14:00 | 0 | 0 | 0 | 0 | 400759.953 | 52108.1351 | 455639 | 0 | 0 | 0 | 0 | 477546.746 | 1041206.4831 | 0 | 0 | 0 | 0 | 0 | 0 | 0 | 0 | 0 | 0 | 0 | 0 | 0 | 0 | 0 | 0 | 0 | -118460.5211 | 115689.6092 | 0 | 0 | 0 | 0 | 0 | 0 | 0 | 0 | 0 | 0 | 0 | 0 | 0 | 0 | 0 | 0
2016-12-11 15:00 | 0 | 0 | 0 | 0 | 369040.026 | 274540.0898 | 455897 | 0 | 0 | 0 | 0 | 549540.2526 | 1156896.0923 | 0 | 0 | 0 | 0 | 0 | 0 | 0 | 0 | 0 | 0 | 0 | 0 | 0 | 0 | 0 | 0 | 0 | 71993.5066 | 115689.6092 | 0 | 0 | 0 | 0 | 0 | 0 | 0 | 0 | 0 | 0 | 0 | 0 | 0 | 0 | 0 | 0
2016-12-11 16:00 | 0 | 0 | 0 | 0 | 392490.2915 | 438548.0704 | 452539 | 0 | 0 | 0 | 0 | 796053.0908 | 1272585.7016 | 0 | 0 | 0 | 0 | 0 | 0 | 0 | 16296.9144 | 0 | 0 | 0 | 0 | 0 | 0 | 0 | 0 | 0 | 246512.8382 | 115689.6092 | 0 | 0 | 0 | 0 | 0 | 0 | 0 | 0 | 0 | 16296.9144 | 0 | 0 | 0 | 0 | 0 | 0
2016-12-11 17:00 | 0 | 0 | 0 | 0 | 0 | 511972.9679 | 450280 | 0 | 0 | 0 | 0 | 989732.5824 | 1156896.0923 | 0 | 0 | 0 | 0 | 0 | 0 | 0 | 0 | 0 | 0 | 0 | 0 | 0 | 0 | 0 | 0 | 0 | 193679.4916 | -115689.6092 | 0 | 0 | 0 | 0 | 0 | 0 | 0 | 0 | 0 | -16296.9144 | 0 | 0 | 0 | 0 | 0 | 0
2016-12-11 18:00 | 0 | 0 | 0 | 0 | 301661.432 | 507560.0155 | 447019 | 0 | 0 | 0 | 0 | 1236245.4207 | 1272585.7016 | 0 | 0 | 0 | 0 | 0 | 0 | 0 | 0 | 0 | 0 | 0 | 0 | 0 | 0 | 0 | 0 | 0 | 246512.8382 | 115689.6092 | 0 | 0 | 0 | 0 | 0 | 0 | 0 | 0 | 0 | 0 | 0 | 0 | 0 | 0 | 0 | 0
2016-12-11 19:00 | 0 | 0 | 0 | 0 | 0 | 496222.0738 | 444274 | 0 | 0 | 0 | 0 | 1172503.8852 | 1388275.3108 | 0 | 0 | 0 | 0 | 0 | 0 | 0 | 0 | 0 | 0 | 0 | 0 | 0 | 0 | 0 | 0 | 0 | -63741.5354 | 115689.6092 | 0 | 0 | 0 | 0 | 0 | 0 | 0 | 0 | 0 | 0 | 0 | 0 | 0 | 0 | 0 | 0
2016-12-11 20:00 | 0 | 0 | 0 | 0 | 287391.9572 | 518173.4902 | 443363 | 0 | 0 | 0 | 0 | 1419016.7235 | 1503964.92 | 0 | 0 | 0 | 0 | 0 | 0 | 0 | 0 | 0 | 0 | 0 | 0 | 0 | 0 | 0 | 0 | 0 | 246512.8382 | 115689.6092 | 0 | 0 | 0 | 0 | 0 | 0 | 0 | 0 | 0 | 0 | 0 | 0 | 0 | 0 | 0 | 0
2016-12-11 21:00 | 0 | 0 | 0 | 0 | 257873.0377 | 554060.4098 | 449731 | 0 | 0 | 0 | 0 | 1665529.5617 | 1619654.5292 | 0 | 0 | 0 | 0 | 0 | 0 | 0 | 0 | 0 | 0 | 0 | 0 | 0 | 0 | 0 | 0 | 0 | 246512.8382 | 115689.6092 | 0 | 0 | 0 | 0 | 0 | 0 | 0 | 0 | 0 | 0 | 0 | 0 | 0 | 0 | 0 | 0
2016-12-11 22:00 | 0 | 0 | 0 | 0 | 112866.6795 | 486734.5495 | 468778 | 0 | 0 | 0 | 0 | 1912042.4 | 1503964.92 | 0 | 0 | 0 | 0 | 0 | 0 | 0 | 0 | 0 | 0 | 0 | 0 | 0 | 0 | 0 | 0 | 0 | 246512.8382 | -115689.6092 | 0 | 0 | 0 | 0 | 0 | 0 | 0 | 0 | 0 | 0 | 0 | 0 | 0 | 0 | 0 | 0
2016-12-11 23:00 | 0 | 0 | 0 | 0 | 449164.926 | 180306.1223 | 483949 | 0 | 0 | 0 | 0 | 1941874.8391 | 1619654.5292 | 0 | 0 | 0 | 0 | 0 | 0 | 0 | 0 | 0 | 0 | 0 | 0 | 0 | 0 | 0 | 0 | 0 | 29832.4391 | 115689.6092 | 0 | 0 | 0 | 0 | 0 | 0 | 0 | 0 | 0 | 0 | 0 | 0 | 0 | 0 | 0 | 0
2016-12-12 | 0 | 0 | 0 | 0 | 433096.8324 | 2031.8179 | 490456 | 0 | 0 | 0 | 0 | 2002237.0986 | 1503964.92 | 0 | 0 | 0 | 0 | 0 | 0 | 0 | 0 | 0 | 0 | 0 | 0 | 0 | 0 | 0 | 0 | 0 | 60362.2595 | -115689.6092 | 0 | 0 | 0 | 0 | 0 | 0 | 0 | 0 | 0 | 0 | 0 | 0 | 0 | 0 | 0 | 0
2016-12-12 01:00 | 0 | 0 | 0 | 0 | 417683.8262 | 0 | 490156 | 0 | 0 | 0 | 0 | 1814075.3155 | 1619654.5292 | 0 | 0 | 0 | 0 | 0 | 0 | 0 | 0 | 0 | 0 | 0 | 0 | 0 | 0 | 0 | 0 | 0 | -188161.7831 | 115689.6092 | 0 | 0 | 0 | 0 | 0 | 0 | 0 | 0 | 0 | 0 | 0 | 0 | 0 | 0 | 0 | 0
2016-12-12 02:00 | 0 | 0 | 0 | 0 | 115524.5525 | 0 | 477727 | 0 | 0 | 0 | 0 | 1567562.4773 | 1503964.92 | 0 | 0 | 0 | 0 | 0 | 0 | 0 | 0 | 0 | 0 | 0 | 0 | 0 | 0 | 0 | 0 | 0 | -246512.8382 | -115689.6092 | 0 | 0 | 0 | 0 | 0 | 0 | 0 | 0 | 0 | 0 | 0 | 0 | 0 | 0 | 0 | 0
2016-12-12 03:00 | 0 | 0 | 0 | 0 | 398880.3935 | 0 | 458047 | 0 | 0 | 0 | 0 | 1624085.48 | 1388275.3108 | 0 | 0 | 0 | 0 | 0 | 0 | 0 | 0 | 0 | 0 | 0 | 0 | 0 | 0 | 0 | 0 | 0 | 56523.0027 | -115689.6092 | 0 | 0 | 0 | 0 | 0 | 0 | 0 | 0 | 0 | 0 | 0 | 0 | 0 | 0 | 0 | 0
2016-12-12 04:00 | 0 | 0 | 0 | 0 | 384423.0699 | 0 | 435517 | 0 | 0 | 0 | 0 | 1457301.9406 | 1503964.92 | 0 | 0 | 0 | 0 | 0 | 0 | 0 | 0 | 0 | 0 | 0 | 0 | 0 | 0 | 0 | 0 | 0 | -166783.5394 | 115689.6092 | 0 | 0 | 0 | 0 | 0 | 0 | 0 | 0 | 0 | 0 | 0 | 0 | 0 | 0 | 0 | 0
2016-12-12 05:00 | 0 | 0 | 0 | 0 | 368894.5765 | 0 | 413850 | 0 | 0 | 0 | 0 | 1528036.1264 | 1388275.3108 | 0 | 0 | 0 | 0 | 0 | 0 | 0 | 0 | 0 | 0 | 0 | 0 | 0 | 0 | 0 | 0 | 0 | 70734.1857 | -115689.6092 | 0 | 0 | 0 | 0 | 0 | 0 | 0 | 0 | 0 | 0 | 0 | 0 | 0 | 0 | 0 | 0
2016-12-12 06:00 | 0 | 0 | 0 | 0 | 35587.5525 | 0 | 397790 | 0 | 0 | 0 | 0 | 1281523.2881 | 1272585.7016 | 0 | 0 | 0 | 0 | 0 | 0 | 0 | 0 | 0 | 0 | 0 | 0 | 0 | 0 | 0 | 0 | 0 | -246512.8382 | -115689.6092 | 0 | 0 | 0 | 0 | 0 | 0 | 0 | 0 | 0 | 0 | 0 | 0 | 0 | 0 | 0 | 0
2016-12-12 07:00 | 0 | 0 | 0 | 0 | 350603.7893 | 0 | 388280 | 0 | 0 | 0 | 0 | 1128157.4682 | 1388275.3108 | 0 | 0 | 0 | 0 | 0 | 0 | 0 | 0 | 0 | 0 | 0 | 0 | 0 | 0 | 0 | 0 | 0 | -153365.8199 | 115689.6092 | 0 | 0 | 0 | 0 | 0 | 0 | 0 | 0 | 0 | 0 | 0 | 0 | 0 | 0 | 0 | 0
2016-12-12 08:00 | 0 | 0 | 0 | 0 | 348598.2261 | 0 | 383816 | 0 | 0 | 0 | 0 | 977250.0851 | 1503964.92 | 0 | 0 | 0 | 0 | 0 | 0 | 0 | 0 | 0 | 0 | 0 | 0 | 0 | 0 | 0 | 0 | 0 | -150907.3831 | 115689.6092 | 0 | 0 | 0 | 0 | 0 | 0 | 0 | 0 | 0 | 0 | 0 | 0 | 0 | 0 | 0 | 0
2016-12-12 09:00 | 0 | 0 | 0 | 0 | 341770.5042 | 0 | 386705 | 0 | 0 | 0 | 0 | 816625.98 | 1619654.5292 | 0 | 0 | 0 | 0 | 0 | 0 | 0 | 0 | 0 | 0 | 0 | 0 | 0 | 0 | 0 | 0 | 0 | -160624.105 | 115689.6092 | 0 | 0 | 0 | 0 | 0 | 0 | 0 | 0 | 0 | 0 | 0 | 0 | 0 | 0 | 0 | 0
2016-12-12 10:00 | 0 | 0 | 0 | 0 | 335368.3842 | 0 | 399214 | 0 | 0 | 0 | 0 | 868469.9735 | 1503964.92 | 0 | 0 | 0 | 0 | 0 | 0 | 0 | 0 | 0 | 0 | 0 | 0 | 0 | 0 | 0 | 0 | 0 | 51843.9934 | -115689.6092 | 0 | 0 | 0 | 0 | 0 | 0 | 0 | 0 | 0 | 0 | 0 | 0 | 0 | 0 | 0 | 0
2016-12-12 11:00 | 0 | 0 | 0 | 0 | 331651.5788 | 0 | 428769 | 0 | 0 | 0 | 0 | 655662.943 | 1619654.5292 | 0 | 0 | 0 | 0 | 0 | 0 | 0 | 0 | 0 | 0 | 0 | 0 | 0 | 0 | 0 | 0 | 0 | -212807.0304 | 115689.6092 | 0 | 0 | 0 | 0 | 0 | 0 | 0 | 0 | 0 | 0 | 0 | 0 | 0 | 0 | 0 | 0
2016-12-12 12:00 | 0 | 0 | 0 | 0 | 326731.5894 | 0 | 459733 | 0 | 0 | 0 | 0 | 638351.1417 | 1503964.92 | 0 | 0 | 0 | 0 | 0 | 0 | 0 | 0 | 0 | 0 | 0 | 0 | 0 | 0 | 0 | 0 | 0 | -17311.8013 | -115689.6092 | 0 | 0 | 0 | 0 | 0 | 0 | 0 | 0 | 0 | 0 | 0 | 0 | 0 | 0 | 0 | 0
2016-12-12 13:00 | 0 | 0 | 0 | 0 | 323320.9627 | 0 | 474570 | 0 | 0 | 0 | 0 | 602791.7136 | 1388275.3108 | 0 | 0 | 0 | 0 | 0 | 0 | 0 | 0 | 0 | 0 | 0 | 0 | 0 | 0 | 0 | 0 | 0 | -35559.4281 | -115689.6092 | 0 | 0 | 0 | 0 | 0 | 0 | 0 | 0 | 0 | 0 | 0 | 0 | 0 | 0 | 0 | 0
2016-12-12 14:00 | 0 | 0 | 0 | 0 | 38140.4444 | 81514.1081 | 481857 | 0 | 0 | 0 | 0 | 356278.8753 | 1272585.7016 | 0 | 0 | 0 | 0 | 0 | 0 | 0 | 0 | 0 | 0 | 0 | 0 | 0 | 0 | 0 | 0 | 0 | -246512.8382 | -115689.6092 | 0 | 0 | 0 | 0 | 0 | 0 | 0 | 0 | 0 | 0 | 0 | 0 | 0 | 0 | 0 | 0
2016-12-12 15:00 | 0 | 0 | 0 | 0 | 228260.2054 | 322196.5385 | 485452 | 0 | 0 | 0 | 0 | 536973.2285 | 1156896.0923 | 0 | 0 | 0 | 0 | 0 | 0 | 0 | 0 | 0 | 0 | 0 | 0 | 0 | 0 | 0 | 0 | 0 | 180694.3531 | -115689.6092 | 0 | 0 | 0 | 0 | 0 | 0 | 0 | 0 | 0 | 0 | 0 | 0 | 0 | 0 | 0 | 0
2016-12-12 16:00 | 0 | 0 | 0 | 0 | 0 | 488698.674 | 483680 | 0 | 0 | 0 | 0 | 426302.2933 | 1272585.7016 | 0 | 0 | 0 | 0 | 0 | 0 | 0 | 0 | 0 | 0 | 0 | 0 | 0 | 0 | 0 | 0 | 0 | -110670.9352 | 115689.6092 | 0 | 0 | 0 | 0 | 0 | 0 | 0 | 0 | 0 | 0 | 0 | 0 | 0 | 0 | 0 | 0
2016-12-12 17:00 | 0 | 0 | 0 | 0 | 272934.0025 | 536621.7497 | 479136 | 0 | 0 | 0 | 0 | 672815.1315 | 1356492.6155 | 0 | 0 | 0 | 0 | 0 | 0 | 0 | 0 | 0 | 0 | 0 | 0 | 0 | 0 | 0 | 0 | 0 | 246512.8382 | 83906.9139 | 0 | 0 | 0 | 0 | 0 | 0 | 0 | 0 | 0 | 0 | 0 | 0 | 0 | 0 | 0 | 0
2016-12-12 18:00 | 0 | 0 | 0 | 0 | 0 | 515084.7876 | 474502 | 0 | 0 | 0 | 0 | 591922.9067 | 1472182.2247 | 0 | 0 | 0 | 0 | 0 | 0 | 0 | 5785.4032 | 0 | 0 | 0 | 0 | 0 | 0 | 0 | 0 | 0 | -80892.2248 | 115689.6092 | 0 | 0 | 0 | 0 | 0 | 0 | 0 | 0 | 0 | 5785.4032 | 0 | 0 | 0 | 0 | 0 | 0
2016-12-12 19:00 | 0 | 0 | 0 | 0 | 358056.6981 | 498611.6904 | 469330 | 0 | 0 | 0 | 0 | 838435.745 | 1582214.0597 | 0 | 0 | 0 | 0 | 0 | 0 | 0 | 36579.1185 | 0 | 0 | 0 | 0 | 0 | 0 | 0 | 0 | 0 | 246512.8382 | 110031.835 | 0 | 0 | 0 | 0 | 0 | 0 | 0 | 0 | 0 | 30793.7153 | 0 | 0 | 0 | 0 | 0 | 0
2016-12-12 20:00 | 0 | 0 | 0 | 0 | 288108.244 | 508965.4882 | 465665 | 0 | 0 | 0 | 0 | 1084948.5832 | 1697903.6689 | 0 | 0 | 0 | 0 | 0 | 0 | 0 | 5785.4032 | 0 | 0 | 0 | 0 | 0 | 0 | 0 | 0 | 0 | 246512.8382 | 115689.6092 | 0 | 0 | 0 | 0 | 0 | 0 | 0 | 0 | 0 | -30793.7153 | 0 | 0 | 0 | 0 | 0 | 0
2016-12-12 21:00 | 0 | 0 | 0 | 0 | 0 | 516185.1503 | 471122 | 0 | 0 | 0 | 0 | 1020107.5275 | 1813593.2781 | 0 | 0 | 0 | 0 | 0 | 0 | 0 | 0 | 0 | 0 | 0 | 0 | 0 | 0 | 0 | 0 | 0 | -64841.0558 | 115689.6092 | 0 | 0 | 0 | 0 | 0 | 0 | 0 | 0 | 0 | -5785.4032 | 0 | 0 | 0 | 0 | 0 | 0
2016-12-12 22:00 | 0 | 0 | 0 | 0 | 383671.2291 | 435970.8173 | 489289 | 0 | 0 | 0 | 0 | 1266620.3657 | 1897433.4862 | 0 | 0 | 0 | 0 | 0 | 0 | 0 | 0 | 0 | 0 | 0 | 0 | 0 | 0 | 0 | 0 | 0 | 246512.8382 | 83840.2081 | 0 | 0 | 0 | 0 | 0 | 0 | 0 | 0 | 0 | 0 | 0 | 0 | 0 | 0 | 0 | 0
2016-12-12 23:00 | 0 | 0 | 0 | 0 | 431317.2407 | 136274.4842 | 506586 | 0 | 0 | 0 | 0 | 1443315.6999 | 1781743.877 | 0 | 0 | 0 | 0 | 0 | 0 | 0 | 0 | 0 | 0 | 0 | 0 | 0 | 0 | 0 | 0 | 0 | 176695.3342 | -115689.6092 | 0 | 0 | 0 | 0 | 0 | 0 | 0 | 0 | 0 | 0 | 0 | 0 | 0 | 0 | 0 | 0
2016-12-13 | 0 | 0 | 0 | 0 | 150174.8422 | 1048.7103 | 513426 | 0 | 0 | 0 | 0 | 1196802.8616 | 1666054.2678 | 0 | 0 | 0 | 0 | 0 | 0 | 0 | 0 | 0 | 0 | 0 | 0 | 0 | 0 | 0 | 0 | 0 | -246512.8382 | -115689.6092 | 0 | 0 | 0 | 0 | 0 | 0 | 0 | 0 | 0 | 0 | 0 | 0 | 0 | 0 | 0 | 0
2016-12-13 01:00 | 0 | 0 | 0 | 0 | 476826.275 | 0 | 512445 | 0 | 0 | 0 | 0 | 1276873.7458 | 1550364.6585 | 0 | 0 | 0 | 0 | 0 | 0 | 0 | 0 | 0 | 0 | 0 | 0 | 0 | 0 | 0 | 0 | 0 | 80070.8842 | -115689.6092 | 0 | 0 | 0 | 0 | 0 | 0 | 0 | 0 | 0 | 0 | 0 | 0 | 0 | 0 | 0 | 0
2016-12-13 02:00 | 0 | 0 | 0 | 0 | 490540.4869 | 0 | 498922 | 0 | 0 | 0 | 0 | 1152802.6235 | 1666054.2678 | 0 | 0 | 0 | 0 | 0 | 0 | 0 | 0 | 0 | 0 | 0 | 0 | 0 | 0 | 0 | 0 | 0 | -124071.1223 | 115689.6092 | 0 | 0 | 0 | 0 | 0 | 0 | 0 | 0 | 0 | 0 | 0 | 0 | 0 | 0 | 0 | 0
2016-12-13 03:00 | 0 | 0 | 0 | 0 | 495548.9856 | 0 | 477079 | 0 | 0 | 0 | 0 | 1286962.2183 | 1550364.6585 | 0 | 0 | 0 | 0 | 0 | 0 | 0 | 0 | 0 | 0 | 0 | 0 | 0 | 0 | 0 | 0 | 0 | 134159.5948 | -115689.6092 | 0 | 0 | 0 | 0 | 0 | 0 | 0 | 0 | 0 | 0 | 0 | 0 | 0 | 0 | 0 | 0
2016-12-13 04:00 | 0 | 0 | 0 | 0 | 88569.5525 | 0 | 450772 | 0 | 0 | 0 | 0 | 1040449.3801 | 1434675.0493 | 0 | 0 | 0 | 0 | 0 | 0 | 0 | 0 | 0 | 0 | 0 | 0 | 0 | 0 | 0 | 0 | 0 | -246512.8382 | -115689.6092 | 0 | 0 | 0 | 0 | 0 | 0 | 0 | 0 | 0 | 0 | 0 | 0 | 0 | 0 | 0 | 0
2016-12-13 05:00 | 0 | 0 | 0 | 0 | 505105.5762 | 0 | 428061 | 0 | 0 | 0 | 0 | 1001804.3471 | 1550364.6585 | 0 | 0 | 0 | 0 | 0 | 0 | 0 | 0 | 0 | 0 | 0 | 0 | 0 | 0 | 0 | 0 | 0 | -38645.033 | 115689.6092 | 0 | 0 | 0 | 0 | 0 | 0 | 0 | 0 | 0 | 0 | 0 | 0 | 0 | 0 | 0 | 0
2016-12-13 06:00 | 0 | 0 | 0 | 0 | 506191.2122 | 0 | 411296 | 0 | 0 | 0 | 0 | 981009.95 | 1666054.2678 | 0 | 0 | 0 | 0 | 0 | 0 | 0 | 0 | 0 | 0 | 0 | 0 | 0 | 0 | 0 | 0 | 0 | -20794.397 | 115689.6092 | 0 | 0 | 0 | 0 | 0 | 0 | 0 | 0 | 0 | 0 | 0 | 0 | 0 | 0 | 0 | 0
2016-12-13 07:00 | 0 | 0 | 0 | 0 | 499458.9124 | 0 | 400863 | 0 | 0 | 0 | 0 | 963916.2532 | 1781743.877 | 0 | 0 | 0 | 0 | 0 | 0 | 0 | 0 | 0 | 0 | 0 | 0 | 0 | 0 | 0 | 0 | 0 | -17093.6969 | 115689.6092 | 0 | 0 | 0 | 0 | 0 | 0 | 0 | 0 | 0 | 0 | 0 | 0 | 0 | 0 | 0 | 0
2016-12-13 08:00 | 0 | 0 | 0 | 0 | 33901.5525 | 0 | 396104 | 0 | 0 | 0 | 0 | 717403.4149 | 1666054.2678 | 0 | 0 | 0 | 0 | 0 | 0 | 0 | 0 | 0 | 0 | 0 | 0 | 0 | 0 | 0 | 0 | 0 | -246512.8382 | -115689.6092 | 0 | 0 | 0 | 0 | 0 | 0 | 0 | 0 | 0 | 0 | 0 | 0 | 0 | 0 | 0 | 0
2016-12-13 09:00 | 0 | 0 | 0 | 0 | 473405.3964 | 0 | 398352 | 0 | 0 | 0 | 0 | 676767.202 | 1781743.877 | 0 | 0 | 0 | 0 | 0 | 0 | 0 | 0 | 0 | 0 | 0 | 0 | 0 | 0 | 0 | 0 | 0 | -40636.2129 | 115689.6092 | 0 | 0 | 0 | 0 | 0 | 0 | 0 | 0 | 0 | 0 | 0 | 0 | 0 | 0 | 0 | 0
2016-12-13 10:00 | 0 | 0 | 0 | 0 | 461260.5219 | 0 | 412311 | 0 | 0 | 0 | 0 | 841406.3332 | 1666054.2678 | 0 | 0 | 0 | 0 | 0 | 0 | 0 | 0 | 0 | 0 | 0 | 0 | 0 | 0 | 0 | 0 | 0 | 164639.1311 | -115689.6092 | 0 | 0 | 0 | 0 | 0 | 0 | 0 | 0 | 0 | 0 | 0 | 0 | 0 | 0 | 0 | 0
2016-12-13 11:00 | 0 | 0 | 0 | 0 | 455933.1329 | 0 | 439986 | 0 | 0 | 0 | 0 | 741663.8568 | 1781743.877 | 0 | 0 | 0 | 0 | 0 | 0 | 0 | 0 | 0 | 0 | 0 | 0 | 0 | 0 | 0 | 0 | 0 | -99742.4763 | 115689.6092 | 0 | 0 | 0 | 0 | 0 | 0 | 0 | 0 | 0 | 0 | 0 | 0 | 0 | 0 | 0 | 0
2016-12-13 12:00 | 0 | 0 | 0 | 0 | 446487.0827 | 0 | 468628 | 0 | 0 | 0 | 0 | 835212.5488 | 1666054.2678 | 0 | 0 | 0 | 0 | 0 | 0 | 0 | 0 | 0 | 0 | 0 | 0 | 0 | 0 | 0 | 0 | 0 | 93548.692 | -115689.6092 | 0 | 0 | 0 | 0 | 0 | 0 | 0 | 0 | 0 | 0 | 0 | 0 | 0 | 0 | 0 | 0
2016-12-13 13:00 | 0 | 0 | 0 | 0 | 433282.4246 | 0 | 480429 | 0 | 0 | 0 | 0 | 672376.3641 | 1781743.877 | 0 | 0 | 0 | 0 | 0 | 0 | 0 | 0 | 0 | 0 | 0 | 0 | 0 | 0 | 0 | 0 | 0 | -162836.1847 | 115689.6092 | 0 | 0 | 0 | 0 | 0 | 0 | 0 | 0 | 0 | 0 | 0 | 0 | 0 | 0 | 0 | 0
2016-12-13 14:00 | 0 | 0 | 0 | 0 | 418731.7667 | 83657.3126 | 485323 | 0 | 0 | 0 | 0 | 573752.8343 | 1897433.4862 | 0 | 0 | 0 | 0 | 0 | 0 | 0 | 0 | 0 | 0 | 0 | 0 | 0 | 0 | 0 | 0 | 0 | -98623.5299 | 115689.6092 | 0 | 0 | 0 | 0 | 0 | 0 | 0 | 0 | 0 | 0 | 0 | 0 | 0 | 0 | 0 | 0
2016-12-13 15:00 | 0 | 0 | 0 | 0 | 369447.6169 | 378447.8437 | 488028 | 0 | 0 | 0 | 0 | 712145.2824 | 2013123.0954 | 0 | 0 | 0 | 0 | 0 | 0 | 0 | 5785.4032 | 0 | 0 | 0 | 0 | 0 | 0 | 0 | 0 | 0 | 138392.4482 | 115689.6092 | 0 | 0 | 0 | 0 | 0 | 0 | 0 | 0 | 0 | 5785.4032 | 0 | 0 | 0 | 0 | 0 | 0
2016-12-13 16:00 | 0 | 0 | 0 | 0 | 319564.1179 | 533758.8328 | 485695 | 0 | 0 | 0 | 0 | 958658.1207 | 2103444.4926 | 0 | 0 | 0 | 0 | 0 | 0 | 0 | 36579.1185 | 0 | 0 | 0 | 0 | 0 | 0 | 0 | 0 | 0 | 246512.8382 | 90321.3971 | 0 | 0 | 0 | 0 | 0 | 0 | 0 | 0 | 0 | 30793.7153 | 0 | 0 | 0 | 0 | 0 | 0
2016-12-13 17:00 | 0 | 0 | 0 | 0 | 0 | 561695.2423 | 482159 | 0 | 0 | 0 | 0 | 922504.7538 | 2219134.1018 | 0 | 0 | 0 | 0 | 0 | 0 | 0 | 36579.1185 | 0 | 0 | 0 | 0 | 0 | 0 | 0 | 0 | 0 | -36153.3669 | 115689.6092 | 0 | 0 | 0 | 0 | 0 | 0 | 0 | 0 | 0 | 0 | 0 | 0 | 0 | 0 | 0 | 0
2016-12-13 18:00 | 0 | 0 | 0 | 0 | 79297.2397 | 530963.9893 | 479438 | 0 | 0 | 0 | 0 | 1169017.592 | 2103444.4926 | 0 | 0 | 0 | 0 | 0 | 0 | 0 | 36579.1185 | 0 | 0 | 0 | 0 | 0 | 0 | 0 | 0 | 0 | 246512.8382 | -115689.6092 | 0 | 0 | 0 | 0 | 0 | 0 | 0 | 0 | 0 | 0 | 0 | 0 | 0 | 0 | 0 | 0
2016-12-13 19:00 | 0 | 0 | 0 | 0 | 328200.0728 | 512437.3746 | 478435 | 0 | 0 | 0 | 0 | 1415530.4303 | 2219134.1018 | 0 | 0 | 0 | 0 | 0 | 0 | 0 | 36579.1185 | 0 | 0 | 0 | 0 | 0 | 0 | 0 | 0 | 0 | 246512.8382 | 115689.6092 | 0 | 0 | 0 | 0 | 0 | 0 | 0 | 0 | 0 | 0 | 0 | 0 | 0 | 0 | 0 | 0
2016-12-13 20:00 | 0 | 0 | 0 | 0 | 315191.1175 | 525572.33 | 478561 | 0 | 0 | 0 | 0 | 1662043.2685 | 2334823.7111 | 0 | 0 | 0 | 0 | 0 | 0 | 0 | 36579.1185 | 0 | 0 | 0 | 0 | 0 | 0 | 0 | 0 | 0 | 246512.8382 | 115689.6092 | 0 | 0 | 0 | 0 | 0 | 0 | 0 | 0 | 0 | 0 | 0 | 0 | 0 | 0 | 0 | 0
2016-12-13 21:00 | 0 | 0 | 0 | 0 | 289697.3891 | 526370.343 | 484659 | 0 | 0 | 0 | 0 | 1908556.1067 | 2450513.3203 | 0 | 0 | 0 | 0 | 0 | 0 | 0 | 5785.4032 | 0 | 0 | 0 | 0 | 0 | 0 | 0 | 0 | 0 | 246512.8382 | 115689.6092 | 0 | 0 | 0 | 0 | 0 | 0 | 0 | 0 | 0 | -30793.7153 | 0 | 0 | 0 | 0 | 0 | 0
2016-12-13 22:00 | 0 | 0 | 0 | 0 | 0 | 446525.1016 | 501507 | 0 | 0 | 0 | 0 | 1975049.2208 | 2334823.7111 | 0 | 0 | 0 | 0 | 0 | 0 | 0 | 0 | 0 | 0 | 0 | 0 | 0 | 0 | 0 | 0 | 0 | 66493.114 | -115689.6092 | 0 | 0 | 0 | 0 | 0 | 0 | 0 | 0 | 0 | -5785.4032 | 0 | 0 | 0 | 0 | 0 | 0
2016-12-13 23:00 | 0 | 0 | 0 | 0 | 467641.0976 | 158702.9421 | 516581 | 0 | 0 | 0 | 0 | 1969122.6513 | 2450513.3203 | 0 | 0 | 0 | 0 | 0 | 0 | 0 | 0 | 0 | 0 | 0 | 0 | 0 | 0 | 0 | 0 | 0 | -5926.5695 | 115689.6092 | 0 | 0 | 0 | 0 | 0 | 0 | 0 | 0 | 0 | 0 | 0 | 0 | 0 | 0 | 0 | 0
2016-12-14 | 0 | 0 | 0 | 0 | 520500.0777 | 1695.4184 | 522850 | 0 | 0 | 0 | 0 | 2084157.7567 | 2334823.7111 | 0 | 0 | 0 | 0 | 0 | 0 | 0 | 0 | 0 | 0 | 0 | 0 | 0 | 0 | 0 | 0 | 0 | 115035.1054 | -115689.6092 | 0 | 0 | 0 | 0 | 0 | 0 | 0 | 0 | 0 | 0 | 0 | 0 | 0 | 0 | 0 | 0
2016-12-14 01:00 | 0 | 0 | 0 | 0 | 519621.1453 | 0 | 520842 | 0 | 0 | 0 | 0 | 1936453.5774 | 2450513.3203 | 0 | 0 | 0 | 0 | 0 | 0 | 0 | 30793.7153 | 0 | 0 | 0 | 0 | 0 | 0 | 0 | 0 | 0 | -147704.1793 | 115689.6092 | 0 | 0 | 0 | 0 | 0 | 0 | 0 | 0 | 0 | 30793.7153 | 0 | 0 | 0 | 0 | 0 | 0
2016-12-14 02:00 | 0 | 0 | 0 | 0 | 114904.8372 | 0 | 507901 | 0 | 0 | 0 | 0 | 1689940.7392 | 2334823.7111 | 0 | 0 | 0 | 0 | 0 | 0 | 0 | 0 | 0 | 0 | 0 | 0 | 0 | 0 | 0 | 0 | 0 | -246512.8382 | -115689.6092 | 0 | 0 | 0 | 0 | 0 | 0 | 0 | 0 | 0 | -30793.7153 | 0 | 0 | 0 | 0 | 0 | 0
2016-12-14 03:00 | 0 | 0 | 0 | 0 | 505157.7108 | 0 | 486219 | 0 | 0 | 0 | 0 | 1593189.8407 | 2450513.3203 | 0 | 0 | 0 | 0 | 0 | 0 | 0 | 0 | 0 | 0 | 0 | 0 | 0 | 0 | 0 | 0 | 0 | -96750.8985 | 115689.6092 | 0 | 0 | 0 | 0 | 0 | 0 | 0 | 0 | 0 | 0 | 0 | 0 | 0 | 0 | 0 | 0
2016-12-14 04:00 | 0 | 0 | 0 | 0 | 497690.8788 | 0 | 461112 | 0 | 0 | 0 | 0 | 1745458.3287 | 2334823.7111 | 0 | 0 | 0 | 0 | 0 | 0 | 0 | 0 | 0 | 0 | 0 | 0 | 0 | 0 | 0 | 0 | 0 | 152268.488 | -115689.6092 | 0 | 0 | 0 | 0 | 0 | 0 | 0 | 0 | 0 | 0 | 0 | 0 | 0 | 0 | 0 | 0
2016-12-14 05:00 | 0 | 0 | 0 | 0 | 483405.3487 | 0 | 437754 | 0 | 0 | 0 | 0 | 1675420.0682 | 2450513.3203 | 0 | 0 | 0 | 0 | 0 | 0 | 0 | 0 | 0 | 0 | 0 | 0 | 0 | 0 | 0 | 0 | 0 | -70038.2605 | 115689.6092 | 0 | 0 | 0 | 0 | 0 | 0 | 0 | 0 | 0 | 0 | 0 | 0 | 0 | 0 | 0 | 0
2016-12-14 06:00 | 0 | 0 | 0 | 0 | 58180.5525 | 0 | 420383 | 0 | 0 | 0 | 0 | 1428907.23 | 2334823.7111 | 0 | 0 | 0 | 0 | 0 | 0 | 0 | 0 | 0 | 0 | 0 | 0 | 0 | 0 | 0 | 0 | 0 | -246512.8382 | -115689.6092 | 0 | 0 | 0 | 0 | 0 | 0 | 0 | 0 | 0 | 0 | 0 | 0 | 0 | 0 | 0 | 0
2016-12-14 07:00 | 0 | 0 | 0 | 0 | 448159.388 | 0 | 409972 | 0 | 0 | 0 | 0 | 1351405.0087 | 2450513.3203 | 0 | 0 | 0 | 0 | 0 | 0 | 0 | 0 | 0 | 0 | 0 | 0 | 0 | 0 | 0 | 0 | 0 | -77502.2213 | 115689.6092 | 0 | 0 | 0 | 0 | 0 | 0 | 0 | 0 | 0 | 0 | 0 | 0 | 0 | 0 | 0 | 0
2016-12-14 08:00 | 0 | 0 | 0 | 0 | 431379.1054 | 0 | 405901 | 0 | 0 | 0 | 0 | 1492572.7234 | 2334823.7111 | 0 | 0 | 0 | 0 | 0 | 0 | 0 | 0 | 0 | 0 | 0 | 0 | 0 | 0 | 0 | 0 | 0 | 141167.7147 | -115689.6092 | 0 | 0 | 0 | 0 | 0 | 0 | 0 | 0 | 0 | 0 | 0 | 0 | 0 | 0 | 0 | 0
2016-12-14 09:00 | 0 | 0 | 0 | 0 | 426992.1571 | 0 | 408921 | 0 | 0 | 0 | 0 | 1394954.2712 | 2450513.3203 | 0 | 0 | 0 | 0 | 0 | 0 | 0 | 0 | 0 | 0 | 0 | 0 | 0 | 0 | 0 | 0 | 0 | -97618.4522 | 115689.6092 | 0 | 0 | 0 | 0 | 0 | 0 | 0 | 0 | 0 | 0 | 0 | 0 | 0 | 0 | 0 | 0
2016-12-14 10:00 | 0 | 0 | 0 | 0 | 428364.0332 | 0 | 423189 | 0 | 0 | 0 | 0 | 1515818.9137 | 2334823.7111 | 0 | 0 | 0 | 0 | 0 | 0 | 0 | 0 | 0 | 0 | 0 | 0 | 0 | 0 | 0 | 0 | 0 | 120864.6425 | -115689.6092 | 0 | 0 | 0 | 0 | 0 | 0 | 0 | 0 | 0 | 0 | 0 | 0 | 0 | 0 | 0 | 0
2016-12-14 11:00 | 0 | 0 | 0 | 0 | 434538.8542 | 0 | 453577 | 0 | 0 | 0 | 0 | 1381091.1586 | 2450513.3203 | 0 | 0 | 0 | 0 | 0 | 0 | 0 | 0 | 0 | 0 | 0 | 0 | 0 | 0 | 0 | 0 | 0 | -134727.7551 | 115689.6092 | 0 | 0 | 0 | 0 | 0 | 0 | 0 | 0 | 0 | 0 | 0 | 0 | 0 | 0 | 0 | 0
2016-12-14 12:00 | 0 | 0 | 0 | 0 | 445870.0801 | 0 | 483151 | 0 | 0 | 0 | 0 | 1459499.848 | 2334823.7111 | 0 | 0 | 0 | 0 | 0 | 0 | 0 | 0 | 0 | 0 | 0 | 0 | 0 | 0 | 0 | 0 | 0 | 78408.6894 | -115689.6092 | 0 | 0 | 0 | 0 | 0 | 0 | 0 | 0 | 0 | 0 | 0 | 0 | 0 | 0 | 0 | 0
2016-12-14 13:00 | 0 | 0 | 0 | 0 | 455055.785 | 0 | 494539 | 0 | 0 | 0 | 0 | 1304327.0238 | 2450513.3203 | 0 | 0 | 0 | 0 | 0 | 0 | 0 | 0 | 0 | 0 | 0 | 0 | 0 | 0 | 0 | 0 | 0 | -155172.8242 | 115689.6092 | 0 | 0 | 0 | 0 | 0 | 0 | 0 | 0 | 0 | 0 | 0 | 0 | 0 | 0 | 0 | 0
2016-12-14 14:00 | 0 | 0 | 0 | 0 | 82834.3649 | 52687.1876 | 497724 | 0 | 0 | 0 | 0 | 1057814.1855 | 2334823.7111 | 0 | 0 | 0 | 0 | 0 | 0 | 0 | 0 | 0 | 0 | 0 | 0 | 0 | 0 | 0 | 0 | 0 | -246512.8382 | -115689.6092 | 0 | 0 | 0 | 0 | 0 | 0 | 0 | 0 | 0 | 0 | 0 | 0 | 0 | 0 | 0 | 0
2016-12-14 15:00 | 0 | 0 | 0 | 0 | 415139.4086 | 320687.8588 | 495918 | 0 | 0 | 0 | 0 | 1182033.8436 | 2450513.3203 | 0 | 0 | 0 | 0 | 0 | 0 | 0 | 0 | 0 | 0 | 0 | 0 | 0 | 0 | 0 | 0 | 0 | 124219.6581 | 115689.6092 | 0 | 0 | 0 | 0 | 0 | 0 | 0 | 0 | 0 | 0 | 0 | 0 | 0 | 0 | 0 | 0
2016-12-14 16:00 | 0 | 0 | 0 | 0 | 164734.4216 | 458731.8074 | 492643 | 0 | 0 | 0 | 0 | 1428546.6819 | 2334823.7111 | 0 | 0 | 0 | 0 | 0 | 0 | 0 | 0 | 0 | 0 | 0 | 0 | 0 | 0 | 0 | 0 | 0 | 246512.8382 | -115689.6092 | 0 | 0 | 0 | 0 | 0 | 0 | 0 | 0 | 0 | 0 | 0 | 0 | 0 | 0 | 0 | 0
2016-12-14 17:00 | 0 | 0 | 0 | 0 | 342788.9685 | 507431.479 | 488018 | 0 | 0 | 0 | 0 | 1675059.5201 | 2450513.3203 | 0 | 0 | 0 | 0 | 0 | 0 | 0 | 0 | 0 | 0 | 0 | 0 | 0 | 0 | 0 | 0 | 0 | 246512.8382 | 115689.6092 | 0 | 0 | 0 | 0 | 0 | 0 | 0 | 0 | 0 | 0 | 0 | 0 | 0 | 0 | 0 | 0
2016-12-14 18:00 | 0 | 0 | 0 | 0 | 0 | 500135.4588 | 486077 | 0 | 0 | 0 | 0 | 1573428.3697 | 2566202.9295 | 0 | 0 | 0 | 0 | 0 | 0 | 0 | 0 | 0 | 0 | 0 | 0 | 0 | 0 | 0 | 0 | 0 | -101631.1504 | 115689.6092 | 0 | 0 | 0 | 0 | 0 | 0 | 0 | 0 | 0 | 0 | 0 | 0 | 0 | 0 | 0 | 0
2016-12-14 19:00 | 0 | 0 | 0 | 0 | 352265.1129 | 494204.3345 | 484267 | 0 | 0 | 0 | 0 | 1819941.208 | 2681892.5388 | 0 | 0 | 0 | 0 | 0 | 0 | 0 | 0 | 0 | 0 | 0 | 0 | 0 | 0 | 0 | 0 | 0 | 246512.8382 | 115689.6092 | 0 | 0 | 0 | 0 | 0 | 0 | 0 | 0 | 0 | 0 | 0 | 0 | 0 | 0 | 0 | 0
2016-12-14 20:00 | 0 | 0 | 0 | 0 | 102353.9164 | 513549.3127 | 485080 | 0 | 0 | 0 | 0 | 2066454.0462 | 2566202.9295 | 0 | 0 | 0 | 0 | 0 | 0 | 0 | 0 | 0 | 0 | 0 | 0 | 0 | 0 | 0 | 0 | 0 | 246512.8382 | -115689.6092 | 0 | 0 | 0 | 0 | 0 | 0 | 0 | 0 | 0 | 0 | 0 | 0 | 0 | 0 | 0 | 0
2016-12-14 21:00 | 0 | 0 | 0 | 0 | 333474.4333 | 521817.0141 | 493089 | 0 | 0 | 0 | 0 | 2312966.8844 | 2681892.5388 | 0 | 0 | 0 | 0 | 0 | 0 | 0 | 0 | 0 | 0 | 0 | 0 | 0 | 0 | 0 | 0 | 0 | 246512.8382 | 115689.6092 | 0 | 0 | 0 | 0 | 0 | 0 | 0 | 0 | 0 | 0 | 0 | 0 | 0 | 0 | 0 | 0
2016-12-14 22:00 | 0 | 0 | 0 | 0 | 438632.4468 | 436483.0007 | 512913 | 0 | 0 | 0 | 0 | 2559479.7227 | 2797582.148 | 0 | 0 | 0 | 0 | 0 | 0 | 0 | 0 | 0 | 0 | 0 | 0 | 0 | 0 | 0 | 0 | 0 | 246512.8382 | 115689.6092 | 0 | 0 | 0 | 0 | 0 | 0 | 0 | 0 | 0 | 0 | 0 | 0 | 0 | 0 | 0 | 0
2016-12-14 23:00 | 0 | 0 | 0 | 0 | 483496.9023 | 161293.6659 | 530545 | 0 | 0 | 0 | 0 | 2789414.9001 | 2681892.5388 | 0 | 0 | 0 | 0 | 0 | 0 | 0 | 0 | 0 | 0 | 0 | 0 | 0 | 0 | 0 | 0 | 0 | 229935.1775 | -115689.6092 | 0 | 0 | 0 | 0 | 0 | 0 | 0 | 0 | 0 | 0 | 0 | 0 | 0 | 0 | 0 | 0
2016-12-15 | 0 | 0 | 0 | 0 | 485219.8127 | 1516.6997 | 537736 | 0 | 0 | 0 | 0 | 2622725.8033 | 2797582.148 | 0 | 0 | 0 | 0 | 0 | 0 | 0 | 0 | 0 | 0 | 0 | 0 | 0 | 0 | 0 | 0 | 0 | -166689.0968 | 115689.6092 | 0 | 0 | 0 | 0 | 0 | 0 | 0 | 0 | 0 | 0 | 0 | 0 | 0 | 0 | 0 | 0
2016-12-15 01:00 | 0 | 0 | 0 | 0 | 447627.4001 | 0 | 537977 | 0 | 0 | 0 | 0 | 2416686.5942 | 2913271.7572 | 0 | 0 | 0 | 0 | 0 | 0 | 0 | 0 | 0 | 0 | 0 | 0 | 0 | 0 | 0 | 0 | 0 | -206039.2092 | 115689.6092 | 0 | 0 | 0 | 0 | 0 | 0 | 0 | 0 | 0 | 0 | 0 | 0 | 0 | 0 | 0 | 0
2016-12-15 02:00 | 0 | 0 | 0 | 0 | 403132.349 | 0 | 527870 | 0 | 0 | 0 | 0 | 2407638.5524 | 2797582.148 | 0 | 0 | 0 | 0 | 0 | 0 | 0 | 0 | 0 | 0 | 0 | 0 | 0 | 0 | 0 | 0 | 0 | -9048.0417 | -115689.6092 | 0 | 0 | 0 | 0 | 0 | 0 | 0 | 0 | 0 | 0 | 0 | 0 | 0 | 0 | 0 | 0
2016-12-15 03:00 | 0 | 0 | 0 | 0 | 356644.5141 | 0 | 508040 | 0 | 0 | 0 | 0 | 2371932.6757 | 2681892.5388 | 0 | 0 | 0 | 0 | 0 | 0 | 0 | 0 | 0 | 0 | 0 | 0 | 0 | 0 | 0 | 0 | 0 | -35705.8767 | -115689.6092 | 0 | 0 | 0 | 0 | 0 | 0 | 0 | 0 | 0 | 0 | 0 | 0 | 0 | 0 | 0 | 0
2016-12-15 04:00 | 0 | 0 | 0 | 0 | 317131.1519 | 0 | 483044 | 0 | 0 | 0 | 0 | 2321709.4368 | 2566202.9295 | 0 | 0 | 0 | 0 | 0 | 0 | 0 | 0 | 0 | 0 | 0 | 0 | 0 | 0 | 0 | 0 | 0 | -50223.2389 | -115689.6092 | 0 | 0 | 0 | 0 | 0 | 0 | 0 | 0 | 0 | 0 | 0 | 0 | 0 | 0 | 0 | 0
2016-12-15 05:00 | 0 | 0 | 0 | 0 | 286490.1886 | 0 | 460192 | 0 | 0 | 0 | 0 | 2075196.5986 | 2608220.241 | 0 | 0 | 0 | 0 | 0 | 0 | 0 | 30793.7153 | 0 | 0 | 0 | 0 | 0 | 0 | 0 | 0 | 0 | -246512.8382 | 42017.3115 | 0 | 0 | 0 | 0 | 0 | 0 | 0 | 0 | 0 | 30793.7153 | 0 | 0 | 0 | 0 | 0 | 0
2016-12-15 06:00 | 0 | 0 | 0 | 0 | 51583.8372 | 0 | 444580 | 0 | 0 | 0 | 0 | 1828683.7604 | 2492530.6318 | 0 | 0 | 0 | 0 | 0 | 0 | 0 | 0 | 0 | 0 | 0 | 0 | 0 | 0 | 0 | 0 | 0 | -246512.8382 | -115689.6092 | 0 | 0 | 0 | 0 | 0 | 0 | 0 | 0 | 0 | -30793.7153 | 0 | 0 | 0 | 0 | 0 | 0
2016-12-15 07:00 | 0 | 0 | 0 | 0 | 239571.377 | 0 | 435415 | 0 | 0 | 0 | 0 | 1748529.7465 | 2376841.0225 | 0 | 0 | 0 | 0 | 0 | 0 | 0 | 0 | 0 | 0 | 0 | 0 | 0 | 0 | 0 | 0 | 0 | -80154.0138 | -115689.6092 | 0 | 0 | 0 | 0 | 0 | 0 | 0 | 0 | 0 | 0 | 0 | 0 | 0 | 0 | 0 | 0
2016-12-15 08:00 | 0 | 0 | 0 | 0 | 228794.2 | 0 | 432190 | 0 | 0 | 0 | 0 | 1660823.5558 | 2261151.4133 | 0 | 0 | 0 | 0 | 0 | 0 | 0 | 0 | 0 | 0 | 0 | 0 | 0 | 0 | 0 | 0 | 0 | -87706.1907 | -115689.6092 | 0 | 0 | 0 | 0 | 0 | 0 | 0 | 0 | 0 | 0 | 0 | 0 | 0 | 0 | 0 | 0
2016-12-15 09:00 | 0 | 0 | 0 | 0 | 218822.6699 | 0 | 436254 | 0 | 0 | 0 | 0 | 1414310.7176 | 2284447.5183 | 0 | 0 | 0 | 0 | 0 | 0 | 0 | 5785.4032 | 0 | 0 | 0 | 0 | 0 | 0 | 0 | 0 | 0 | -246512.8382 | 23296.105 | 0 | 0 | 0 | 0 | 0 | 0 | 0 | 0 | 0 | 5785.4032 | 0 | 0 | 0 | 0 | 0 | 0
2016-12-15 10:00 | 0 | 0 | 0 | 0 | 212878.8359 | 0 | 453968 | 0 | 0 | 0 | 0 | 1258117.4473 | 2168757.9091 | 0 | 0 | 0 | 0 | 0 | 0 | 0 | 36579.1185 | 0 | 0 | 0 | 0 | 0 | 0 | 0 | 0 | 0 | -156193.2702 | -115689.6092 | 0 | 0 | 0 | 0 | 0 | 0 | 0 | 0 | 0 | 30793.7153 | 0 | 0 | 0 | 0 | 0 | 0
2016-12-15 11:00 | 0 | 0 | 0 | 0 | 214472.2547 | 0 | 485955 | 0 | 0 | 0 | 0 | 1133118.0266 | 2053068.2999 | 0 | 0 | 0 | 0 | 0 | 0 | 0 | 5785.4032 | 0 | 0 | 0 | 0 | 0 | 0 | 0 | 0 | 0 | -124999.4207 | -115689.6092 | 0 | 0 | 0 | 0 | 0 | 0 | 0 | 0 | 0 | -30793.7153 | 0 | 0 | 0 | 0 | 0 | 0
2016-12-15 12:00 | 0 | 0 | 0 | 0 | 224101.8498 | 0 | 516985 | 0 | 0 | 0 | 0 | 886605.1884 | 1975904.2726 | 0 | 0 | 0 | 0 | 0 | 0 | 0 | 36579.1185 | 0 | 0 | 0 | 0 | 0 | 0 | 0 | 0 | 0 | -246512.8382 | -77164.0273 | 0 | 0 | 0 | 0 | 0 | 0 | 0 | 0 | 0 | 30793.7153 | 0 | 0 | 0 | 0 | 0 | 0
2016-12-15 13:00 | 0 | 0 | 0 | 0 | 239053.0659 | 0 | 529454 | 0 | 0 | 0 | 0 | 742687.5788 | 1860214.6633 | 0 | 0 | 0 | 0 | 0 | 0 | 0 | 5785.4032 | 0 | 0 | 0 | 0 | 0 | 0 | 0 | 0 | 0 | -143917.6095 | -115689.6092 | 0 | 0 | 0 | 0 | 0 | 0 | 0 | 0 | 0 | -30793.7153 | 0 | 0 | 0 | 0 | 0 | 0
2016-12-15 14:00 | 0 | 0 | 0 | 0 | 127309.6567 | 36703.4927 | 532001 | 0 | 0 | 0 | 0 | 496174.7406 | 1744525.0541 | 0 | 0 | 0 | 0 | 0 | 0 | 0 | 0 | 0 | 0 | 0 | 0 | 0 | 0 | 0 | 0 | 0 | -246512.8382 | -115689.6092 | 0 | 0 | 0 | 0 | 0 | 0 | 0 | 0 | 0 | -5785.4032 | 0 | 0 | 0 | 0 | 0 | 0
2016-12-15 15:00 | 0 | 0 | 0 | 0 | 282135.7126 | 266944.6632 | 530640 | 0 | 0 | 0 | 0 | 630304.7257 | 1628835.4449 | 0 | 0 | 0 | 0 | 0 | 0 | 0 | 0 | 0 | 0 | 0 | 0 | 0 | 0 | 0 | 0 | 0 | 134129.9851 | -115689.6092 | 0 | 0 | 0 | 0 | 0 | 0 | 0 | 0 | 0 | 0 | 0 | 0 | 0 | 0 | 0 | 0
2016-12-15 16:00 | 0 | 0 | 0 | 0 | 312099.7757 | 358620.092 | 526810 | 0 | 0 | 0 | 0 | 876817.5639 | 1526232.4744 | 0 | 0 | 0 | 0 | 0 | 0 | 0 | 0 | 0 | 0 | 0 | 0 | 0 | 0 | 0 | 0 | 0 | 246512.8382 | -102602.9705 | 0 | 0 | 0 | 0 | 0 | 0 | 0 | 0 | 0 | 0 | 0 | 0 | 0 | 0 | 0 | 0
2016-12-15 17:00 | 0 | 0 | 0 | 0 | 335675.0759 | 385070.3384 | 521762 | 0 | 0 | 0 | 0 | 929317.6537 | 1641922.0836 | 0 | 0 | 0 | 0 | 0 | 0 | 0 | 30793.7153 | 0 | 0 | 0 | 0 | 0 | 0 | 0 | 0 | 0 | 52500.0898 | 115689.6092 | 0 | 0 | 0 | 0 | 0 | 0 | 0 | 0 | 0 | 30793.7153 | 0 | 0 | 0 | 0 | 0 | 0
2016-12-15 18:00 | 0 | 0 | 0 | 0 | 0 | 386090.6973 | 517951 | 0 | 0 | 0 | 0 | 943940.6756 | 1526232.4744 | 0 | 0 | 0 | 0 | 0 | 0 | 0 | 0 | 0 | 0 | 0 | 0 | 0 | 0 | 0 | 0 | 0 | 14623.0219 | -115689.6092 | 0 | 0 | 0 | 0 | 0 | 0 | 0 | 0 | 0 | -30793.7153 | 0 | 0 | 0 | 0 | 0 | 0
2016-12-15 19:00 | 0 | 0 | 0 | 0 | 364742.9501 | 383311.7396 | 515590 | 0 | 0 | 0 | 0 | 1060715.7561 | 1641922.0836 | 0 | 0 | 0 | 0 | 0 | 0 | 0 | 0 | 0 | 0 | 0 | 0 | 0 | 0 | 0 | 0 | 0 | 116775.0805 | 115689.6092 | 0 | 0 | 0 | 0 | 0 | 0 | 0 | 0 | 0 | 0 | 0 | 0 | 0 | 0 | 0 | 0
2016-12-15 20:00 | 0 | 0 | 0 | 0 | 374869.1922 | 379844.1414 | 515718 | 0 | 0 | 0 | 0 | 1307228.5943 | 1634404.579 | 0 | 0 | 0 | 0 | 0 | 0 | 0 | 0 | 0 | 0 | 0 | 0 | 0 | 0 | 0 | 0 | 0 | 246512.8382 | -7517.5047 | 0 | 0 | 0 | 0 | 0 | 0 | 0 | 0 | 0 | 0 | 0 | 0 | 0 | 0 | 0 | 0
2016-12-15 21:00 | 0 | 0 | 0 | 0 | 391086.0801 | 364939.224 | 525072 | 0 | 0 | 0 | 0 | 1422492.2891 | 1750094.1882 | 0 | 0 | 0 | 0 | 0 | 0 | 0 | 0 | 0 | 0 | 0 | 0 | 0 | 0 | 0 | 0 | 0 | 115263.6948 | 115689.6092 | 0 | 0 | 0 | 0 | 0 | 0 | 0 | 0 | 0 | 0 | 0 | 0 | 0 | 0 | 0 | 0
2016-12-15 22:00 | 0 | 0 | 0 | 0 | 390087.0449 | 288370.1841 | 547634 | 0 | 0 | 0 | 0 | 1669005.1274 | 1634404.579 | 0 | 0 | 0 | 0 | 0 | 0 | 0 | 0 | 0 | 0 | 0 | 0 | 0 | 0 | 0 | 0 | 0 | 246512.8382 | -115689.6092 | 0 | 0 | 0 | 0 | 0 | 0 | 0 | 0 | 0 | 0 | 0 | 0 | 0 | 0 | 0 | 0
2016-12-15 23:00 | 0 | 0 | 0 | 0 | 464677.8653 | 65135.7012 | 565975 | 0 | 0 | 0 | 0 | 1517154.0847 | 1750094.1882 | 0 | 0 | 0 | 0 | 0 | 0 | 0 | 0 | 0 | 0 | 0 | 0 | 0 | 0 | 0 | 0 | 0 | -151851.0427 | 115689.6092 | 0 | 0 | 0 | 0 | 0 | 0 | 0 | 0 | 0 | 0 | 0 | 0 | 0 | 0 | 0 | 0
2016-12-16 | 0 | 0 | 0 | 0 | 493906.4175 | 21.5253 | 573691 | 0 | 0 | 0 | 0 | 1553080.6368 | 1634404.579 | 0 | 0 | 0 | 0 | 0 | 0 | 0 | 0 | 0 | 0 | 0 | 0 | 0 | 0 | 0 | 0 | 0 | 35926.5521 | -115689.6092 | 0 | 0 | 0 | 0 | 0 | 0 | 0 | 0 | 0 | 0 | 0 | 0 | 0 | 0 | 0 | 0
2016-12-16 01:00 | 0 | 0 | 0 | 0 | 489870.658 | 0 | 574150 | 0 | 0 | 0 | 0 | 1584490.904 | 1518714.9697 | 0 | 0 | 0 | 0 | 0 | 0 | 0 | 0 | 0 | 0 | 0 | 0 | 0 | 0 | 0 | 0 | 0 | 31410.2672 | -115689.6092 | 0 | 0 | 0 | 0 | 0 | 0 | 0 | 0 | 0 | 0 | 0 | 0 | 0 | 0 | 0 | 0
2016-12-16 02:00 | 0 | 0 | 0 | 0 | 201652.5525 | 0 | 563855 | 0 | 0 | 0 | 0 | 1337978.0658 | 1403025.3605 | 0 | 0 | 0 | 0 | 0 | 0 | 0 | 0 | 0 | 0 | 0 | 0 | 0 | 0 | 0 | 0 | 0 | -246512.8382 | -115689.6092 | 0 | 0 | 0 | 0 | 0 | 0 | 0 | 0 | 0 | 0 | 0 | 0 | 0 | 0 | 0 | 0
2016-12-16 03:00 | 0 | 0 | 0 | 0 | 440282.8946 | 0 | 542728 | 0 | 0 | 0 | 0 | 1351222.5696 | 1287335.7513 | 0 | 0 | 0 | 0 | 0 | 0 | 0 | 0 | 0 | 0 | 0 | 0 | 0 | 0 | 0 | 0 | 0 | 13244.5038 | -115689.6092 | 0 | 0 | 0 | 0 | 0 | 0 | 0 | 0 | 0 | 0 | 0 | 0 | 0 | 0 | 0 | 0
2016-12-16 04:00 | 0 | 0 | 0 | 0 | 413693.4362 | 0 | 516634 | 0 | 0 | 0 | 0 | 1363971.615 | 1171646.142 | 0 | 0 | 0 | 0 | 0 | 0 | 0 | 0 | 0 | 0 | 0 | 0 | 0 | 0 | 0 | 0 | 0 | 12749.0454 | -115689.6092 | 0 | 0 | 0 | 0 | 0 | 0 | 0 | 0 | 0 | 0 | 0 | 0 | 0 | 0 | 0 | 0
2016-12-16 05:00 | 0 | 0 | 0 | 0 | 390250.6719 | 0 | 494644 | 0 | 0 | 0 | 0 | 1143888.6777 | 1287335.7513 | 0 | 0 | 0 | 0 | 0 | 0 | 0 | 0 | 0 | 0 | 0 | 0 | 0 | 0 | 0 | 0 | 0 | -220082.9373 | 115689.6092 | 0 | 0 | 0 | 0 | 0 | 0 | 0 | 0 | 0 | 0 | 0 | 0 | 0 | 0 | 0 | 0
2016-12-16 06:00 | 0 | 0 | 0 | 0 | 373622.0203 | 0 | 478167 | 0 | 0 | 0 | 0 | 1155033.3072 | 1171646.142 | 0 | 0 | 0 | 0 | 0 | 0 | 0 | 0 | 0 | 0 | 0 | 0 | 0 | 0 | 0 | 0 | 0 | 11144.6295 | -115689.6092 | 0 | 0 | 0 | 0 | 0 | 0 | 0 | 0 | 0 | 0 | 0 | 0 | 0 | 0 | 0 | 0
2016-12-16 07:00 | 0 | 0 | 0 | 0 | 372195.1121 | 0 | 468952 | 0 | 0 | 0 | 0 | 942586.8101 | 1287335.7513 | 0 | 0 | 0 | 0 | 0 | 0 | 0 | 0 | 0 | 0 | 0 | 0 | 0 | 0 | 0 | 0 | 0 | -212446.4972 | 115689.6092 | 0 | 0 | 0 | 0 | 0 | 0 | 0 | 0 | 0 | 0 | 0 | 0 | 0 | 0 | 0 | 0
2016-12-16 08:00 | 0 | 0 | 0 | 0 | 370576.3549 | 0 | 464287 | 0 | 0 | 0 | 0 | 964565.7742 | 1171646.142 | 0 | 0 | 0 | 0 | 0 | 0 | 0 | 0 | 0 | 0 | 0 | 0 | 0 | 0 | 0 | 0 | 0 | 21978.9641 | -115689.6092 | 0 | 0 | 0 | 0 | 0 | 0 | 0 | 0 | 0 | 0 | 0 | 0 | 0 | 0 | 0 | 0
2016-12-16 09:00 | 0 | 0 | 0 | 0 | 370600.2903 | 0 | 466808 | 0 | 0 | 0 | 0 | 984047.6737 | 1055956.5328 | 0 | 0 | 0 | 0 | 0 | 0 | 0 | 0 | 0 | 0 | 0 | 0 | 0 | 0 | 0 | 0 | 0 | 19481.8996 | -115689.6092 | 0 | 0 | 0 | 0 | 0 | 0 | 0 | 0 | 0 | 0 | 0 | 0 | 0 | 0 | 0 | 0
2016-12-16 10:00 | 0 | 0 | 0 | 0 | 118012.5525 | 0 | 480215 | 0 | 0 | 0 | 0 | 737534.8355 | 940266.9236 | 0 | 0 | 0 | 0 | 0 | 0 | 0 | 0 | 0 | 0 | 0 | 0 | 0 | 0 | 0 | 0 | 0 | -246512.8382 | -115689.6092 | 0 | 0 | 0 | 0 | 0 | 0 | 0 | 0 | 0 | 0 | 0 | 0 | 0 | 0 | 0 | 0
2016-12-16 11:00 | 0 | 0 | 0 | 0 | 375063.8797 | 0 | 509127 | 0 | 0 | 0 | 0 | 719161.3245 | 824577.3143 | 0 | 0 | 0 | 0 | 0 | 0 | 0 | 0 | 0 | 0 | 0 | 0 | 0 | 0 | 0 | 0 | 0 | -18373.511 | -115689.6092 | 0 | 0 | 0 | 0 | 0 | 0 | 0 | 0 | 0 | 0 | 0 | 0 | 0 | 0 | 0 | 0
2016-12-16 12:00 | 0 | 0 | 0 | 0 | 383749.9889 | 0 | 536307 | 0 | 0 | 0 | 0 | 493025.6765 | 898155.9512 | 0 | 0 | 0 | 0 | 0 | 0 | 0 | 0 | 0 | 0 | 0 | 0 | 0 | 0 | 0 | 0 | 0 | -226135.648 | 73578.6369 | 0 | 0 | 0 | 0 | 0 | 0 | 0 | 0 | 0 | 0 | 0 | 0 | 0 | 0 | 0 | 0
2016-12-16 13:00 | 0 | 0 | 0 | 0 | 388325.194 | 0 | 546053 | 0 | 0 | 0 | 0 | 246512.8382 | 986940.9835 | 0 | 0 | 0 | 0 | 0 | 0 | 0 | 0 | 0 | 0 | 0 | 0 | 0 | 0 | 0 | 0 | 0 | -246512.8382 | 88785.0323 | 0 | 0 | 0 | 0 | 0 | 0 | 0 | 0 | 0 | 0 | 0 | 0 | 0 | 0 | 0 | 0
2016-12-16 14:00 | 0 | 0 | 0 | 0 | 154609.5368 | 30943.0157 | 547755 | 0 | 0 | 0 | 0 | 0 | 871251.3742 | 0 | 0 | 0 | 0 | 0 | 0 | 0 | 0 | 0 | 0 | 0 | 0 | 0 | 0 | 0 | 0 | 0 | -246512.8382 | -115689.6092 | 0 | 0 | 0 | 0 | 0 | 0 | 0 | 0 | 0 | 0 | 0 | 0 | 0 | 0 | 0 | 0
2016-12-16 15:00 | 0 | 0 | 0 | 0 | 373906.2422 | 191305.6747 | 545038 | 0 | 0 | 0 | 0 | 135863.5261 | 755561.765 | 0 | 0 | 0 | 0 | 0 | 0 | 0 | 0 | 0 | 0 | 0 | 0 | 0 | 0 | 0 | 0 | 0 | 135863.5261 | -115689.6092 | 0 | 0 | 0 | 0 | 0 | 0 | 0 | 0 | 0 | 0 | 0 | 0 | 0 | 0 | 0 | 0
2016-12-16 16:00 | 0 | 0 | 0 | 0 | 330658.1386 | 337993.0904 | 537828 | 0 | 0 | 0 | 0 | 382376.3644 | 639872.1558 | 0 | 0 | 0 | 0 | 0 | 0 | 0 | 0 | 0 | 0 | 0 | 0 | 0 | 0 | 0 | 0 | 0 | 246512.8382 | -115689.6092 | 0 | 0 | 0 | 0 | 0 | 0 | 0 | 0 | 0 | 0 | 0 | 0 | 0 | 0 | 0 | 0
2016-12-16 17:00 | 0 | 0 | 0 | 0 | 369841.5048 | 414884.4973 | 527938 | 0 | 0 | 0 | 0 | 523474.7572 | 755561.765 | 0 | 0 | 0 | 0 | 0 | 0 | 0 | 0 | 0 | 0 | 0 | 0 | 0 | 0 | 0 | 0 | 0 | 141098.3928 | 115689.6092 | 0 | 0 | 0 | 0 | 0 | 0 | 0 | 0 | 0 | 0 | 0 | 0 | 0 | 0 | 0 | 0
2016-12-16 18:00 | 0 | 0 | 0 | 0 | 369434.512 | 439123.6705 | 521278 | 0 | 0 | 0 | 0 | 695065.3304 | 871251.3742 | 0 | 0 | 0 | 0 | 0 | 0 | 0 | 0 | 0 | 0 | 0 | 0 | 0 | 0 | 0 | 0 | 0 | 171590.5732 | 115689.6092 | 0 | 0 | 0 | 0 | 0 | 0 | 0 | 0 | 0 | 0 | 0 | 0 | 0 | 0 | 0 | 0
2016-12-16 19:00 | 0 | 0 | 0 | 0 | 377052.6976 | 445438.5068 | 516221 | 0 | 0 | 0 | 0 | 941578.1687 | 931008.7404 | 0 | 0 | 0 | 0 | 0 | 0 | 0 | 0 | 0 | 0 | 0 | 0 | 0 | 0 | 0 | 0 | 0 | 246512.8382 | 59757.3661 | 0 | 0 | 0 | 0 | 0 | 0 | 0 | 0 | 0 | 0 | 0 | 0 | 0 | 0 | 0 | 0
2016-12-16 20:00 | 0 | 0 | 0 | 0 | 0 | 468201.0698 | 512984 | 0 | 0 | 0 | 0 | 1012484.8477 | 815319.1311 | 0 | 0 | 0 | 0 | 0 | 0 | 0 | 0 | 0 | 0 | 0 | 0 | 0 | 0 | 0 | 0 | 0 | 70906.6791 | -115689.6092 | 0 | 0 | 0 | 0 | 0 | 0 | 0 | 0 | 0 | 0 | 0 | 0 | 0 | 0 | 0 | 0
2016-12-16 21:00 | 0 | 0 | 0 | 0 | 381086.2093 | 497463.2382 | 516347 | 0 | 0 | 0 | 0 | 1258997.686 | 931008.7404 | 0 | 0 | 0 | 0 | 0 | 0 | 0 | 0 | 0 | 0 | 0 | 0 | 0 | 0 | 0 | 0 | 0 | 246512.8382 | 115689.6092 | 0 | 0 | 0 | 0 | 0 | 0 | 0 | 0 | 0 | 0 | 0 | 0 | 0 | 0 | 0 | 0
2016-12-16 22:00 | 0 | 0 | 0 | 0 | 0 | 445980.8917 | 528963 | 0 | 0 | 0 | 0 | 1291705.187 | 815319.1311 | 0 | 0 | 0 | 0 | 0 | 0 | 0 | 0 | 0 | 0 | 0 | 0 | 0 | 0 | 0 | 0 | 0 | 32707.501 | -115689.6092 | 0 | 0 | 0 | 0 | 0 | 0 | 0 | 0 | 0 | 0 | 0 | 0 | 0 | 0 | 0 | 0
2016-12-16 23:00 | 0 | 0 | 0 | 0 | 498205.7735 | 173367.9754 | 538562 | 0 | 0 | 0 | 0 | 1309027.3266 | 931008.7404 | 0 | 0 | 0 | 0 | 0 | 0 | 0 | 0 | 0 | 0 | 0 | 0 | 0 | 0 | 0 | 0 | 0 | 17322.1396 | 115689.6092 | 0 | 0 | 0 | 0 | 0 | 0 | 0 | 0 | 0 | 0 | 0 | 0 | 0 | 0 | 0 | 0
2016-12-17 | 0 | 0 | 0 | 0 | 511619.9593 | 1842.5843 | 538262 | 0 | 0 | 0 | 0 | 1168538.2609 | 1046698.3496 | 0 | 0 | 0 | 0 | 0 | 0 | 0 | 0 | 0 | 0 | 0 | 0 | 0 | 0 | 0 | 0 | 0 | -140489.0657 | 115689.6092 | 0 | 0 | 0 | 0 | 0 | 0 | 0 | 0 | 0 | 0 | 0 | 0 | 0 | 0 | 0 | 0
2016-12-17 01:00 | 0 | 0 | 0 | 0 | 522382.9222 | 0 | 534022 | 0 | 0 | 0 | 0 | 1272588.7923 | 931008.7404 | 0 | 0 | 0 | 0 | 0 | 0 | 0 | 0 | 0 | 0 | 0 | 0 | 0 | 0 | 0 | 0 | 0 | 104050.5314 | -115689.6092 | 0 | 0 | 0 | 0 | 0 | 0 | 0 | 0 | 0 | 0 | 0 | 0 | 0 | 0 | 0 | 0
2016-12-17 02:00 | 0 | 0 | 0 | 0 | 159077.5525 | 0 | 521280 | 0 | 0 | 0 | 0 | 1026075.9541 | 815319.1311 | 0 | 0 | 0 | 0 | 0 | 0 | 0 | 0 | 0 | 0 | 0 | 0 | 0 | 0 | 0 | 0 | 0 | -246512.8382 | -115689.6092 | 0 | 0 | 0 | 0 | 0 | 0 | 0 | 0 | 0 | 0 | 0 | 0 | 0 | 0 | 0 | 0
2016-12-17 03:00 | 0 | 0 | 0 | 0 | 536080.2139 | 0 | 502161 | 0 | 0 | 0 | 0 | 944305.5587 | 931008.7404 | 0 | 0 | 0 | 0 | 0 | 0 | 0 | 0 | 0 | 0 | 0 | 0 | 0 | 0 | 0 | 0 | 0 | -81770.3953 | 115689.6092 | 0 | 0 | 0 | 0 | 0 | 0 | 0 | 0 | 0 | 0 | 0 | 0 | 0 | 0 | 0 | 0
2016-12-17 04:00 | 0 | 0 | 0 | 0 | 347805.771 | 0 | 478629 | 0 | 0 | 0 | 0 | 697792.7205 | 1046698.3496 | 0 | 0 | 0 | 0 | 0 | 0 | 0 | 0 | 0 | 0 | 0 | 0 | 0 | 0 | 0 | 0 | 0 | -246512.8382 | 115689.6092 | 0 | 0 | 0 | 0 | 0 | 0 | 0 | 0 | 0 | 0 | 0 | 0 | 0 | 0 | 0 | 0
2016-12-17 05:00 | 0 | 0 | 0 | 0 | 584370.694 | 0 | 456200 | 0 | 0 | 0 | 0 | 710273.8052 | 1162387.9588 | 0 | 0 | 0 | 0 | 0 | 0 | 0 | 0 | 0 | 0 | 0 | 0 | 0 | 0 | 0 | 0 | 0 | 12481.0847 | 115689.6092 | 0 | 0 | 0 | 0 | 0 | 0 | 0 | 0 | 0 | 0 | 0 | 0 | 0 | 0 | 0 | 0
2016-12-17 06:00 | 0 | 0 | 0 | 0 | 606317.7116 | 0 | 438385 | 0 | 0 | 0 | 0 | 762516.9076 | 1278077.5681 | 0 | 0 | 0 | 0 | 0 | 0 | 0 | 0 | 0 | 0 | 0 | 0 | 0 | 0 | 0 | 0 | 0 | 52243.1024 | 115689.6092 | 0 | 0 | 0 | 0 | 0 | 0 | 0 | 0 | 0 | 0 | 0 | 0 | 0 | 0 | 0 | 0
2016-12-17 07:00 | 0 | 0 | 0 | 0 | 629973.2566 | 0 | 425874 | 0 | 0 | 0 | 0 | 850926.555 | 1393767.1773 | 0 | 0 | 0 | 0 | 0 | 0 | 0 | 0 | 0 | 0 | 0 | 0 | 0 | 0 | 0 | 0 | 0 | 88409.6474 | 115689.6092 | 0 | 0 | 0 | 0 | 0 | 0 | 0 | 0 | 0 | 0 | 0 | 0 | 0 | 0 | 0 | 0
2016-12-17 08:00 | 0 | 0 | 0 | 0 | 55986.5525 | 0 | 418189 | 0 | 0 | 0 | 0 | 604413.7168 | 1278077.5681 | 0 | 0 | 0 | 0 | 0 | 0 | 0 | 0 | 0 | 0 | 0 | 0 | 0 | 0 | 0 | 0 | 0 | -246512.8382 | -115689.6092 | 0 | 0 | 0 | 0 | 0 | 0 | 0 | 0 | 0 | 0 | 0 | 0 | 0 | 0 | 0 | 0
2016-12-17 09:00 | 0 | 0 | 0 | 0 | 661808.0254 | 0 | 415645 | 0 | 0 | 0 | 0 | 734887.133 | 1393767.1773 | 0 | 0 | 0 | 0 | 0 | 0 | 0 | 0 | 0 | 0 | 0 | 0 | 0 | 0 | 0 | 0 | 0 | 130473.4162 | 115689.6092 | 0 | 0 | 0 | 0 | 0 | 0 | 0 | 0 | 0 | 0 | 0 | 0 | 0 | 0 | 0 | 0
2016-12-17 10:00 | 0 | 0 | 0 | 0 | 56592.5525 | 0 | 418795 | 0 | 0 | 0 | 0 | 488374.2947 | 1278077.5681 | 0 | 0 | 0 | 0 | 0 | 0 | 0 | 0 | 0 | 0 | 0 | 0 | 0 | 0 | 0 | 0 | 0 | -246512.8382 | -115689.6092 | 0 | 0 | 0 | 0 | 0 | 0 | 0 | 0 | 0 | 0 | 0 | 0 | 0 | 0 | 0 | 0
2016-12-17 11:00 | 0 | 0 | 0 | 0 | 667489.2263 | 0 | 427947 | 0 | 0 | 0 | 0 | 612226.9118 | 1393767.1773 | 0 | 0 | 0 | 0 | 0 | 0 | 0 | 0 | 0 | 0 | 0 | 0 | 0 | 0 | 0 | 0 | 0 | 123852.6171 | 115689.6092 | 0 | 0 | 0 | 0 | 0 | 0 | 0 | 0 | 0 | 0 | 0 | 0 | 0 | 0 | 0 | 0
2016-12-17 12:00 | 0 | 0 | 0 | 0 | 79316.5525 | 0 | 441519 | 0 | 0 | 0 | 0 | 365714.0736 | 1278077.5681 | 0 | 0 | 0 | 0 | 0 | 0 | 0 | 0 | 0 | 0 | 0 | 0 | 0 | 0 | 0 | 0 | 0 | -246512.8382 | -115689.6092 | 0 | 0 | 0 | 0 | 0 | 0 | 0 | 0 | 0 | 0 | 0 | 0 | 0 | 0 | 0 | 0
2016-12-17 13:00 | 0 | 0 | 0 | 0 | 648577.3478 | 0 | 458175 | 0 | 0 | 0 | 0 | 440426.8122 | 1393767.1773 | 0 | 0 | 0 | 0 | 0 | 0 | 0 | 0 | 0 | 0 | 0 | 0 | 0 | 0 | 0 | 0 | 0 | 74712.7386 | 115689.6092 | 0 | 0 | 0 | 0 | 0 | 0 | 0 | 0 | 0 | 0 | 0 | 0 | 0 | 0 | 0 | 0
2016-12-17 14:00 | 0 | 0 | 0 | 0 | 639187.547 | 42705.3323 | 474077 | 0 | 0 | 0 | 0 | 686939.6504 | 1355070.2184 | 0 | 0 | 0 | 0 | 0 | 0 | 0 | 0 | 0 | 0 | 0 | 0 | 0 | 0 | 0 | 0 | 0 | 246512.8382 | -38696.9589 | 0 | 0 | 0 | 0 | 0 | 0 | 0 | 0 | 0 | 0 | 0 | 0 | 0 | 0 | 0 | 0
2016-12-17 15:00 | 0 | 0 | 0 | 0 | 484632.0714 | 362074.3761 | 484504 | 0 | 0 | 0 | 0 | 933452.4887 | 1470759.8276 | 0 | 0 | 0 | 0 | 0 | 0 | 0 | 0 | 0 | 0 | 0 | 0 | 0 | 0 | 0 | 0 | 0 | 246512.8382 | 115689.6092 | 0 | 0 | 0 | 0 | 0 | 0 | 0 | 0 | 0 | 0 | 0 | 0 | 0 | 0 | 0 | 0
2016-12-17 16:00 | 0 | 0 | 0 | 0 | 0 | 576102.2944 | 487476 | 0 | 0 | 0 | 0 | 1137768.3923 | 1355070.2184 | 0 | 0 | 0 | 0 | 0 | 0 | 0 | 0 | 0 | 0 | 0 | 0 | 0 | 0 | 0 | 0 | 0 | 204315.9036 | -115689.6092 | 0 | 0 | 0 | 0 | 0 | 0 | 0 | 0 | 0 | 0 | 0 | 0 | 0 | 0 | 0 | 0
2016-12-17 17:00 | 0 | 0 | 0 | 0 | 260995.9141 | 585610.5333 | 484404 | 0 | 0 | 0 | 0 | 1384281.2305 | 1470759.8276 | 0 | 0 | 0 | 0 | 0 | 0 | 0 | 0 | 0 | 0 | 0 | 0 | 0 | 0 | 0 | 0 | 0 | 246512.8382 | 115689.6092 | 0 | 0 | 0 | 0 | 0 | 0 | 0 | 0 | 0 | 0 | 0 | 0 | 0 | 0 | 0 | 0
2016-12-17 18:00 | 0 | 0 | 0 | 0 | 0 | 557771.0359 | 478451 | 0 | 0 | 0 | 0 | 1347911.6572 | 1586449.4368 | 0 | 0 | 0 | 0 | 0 | 0 | 0 | 0 | 0 | 0 | 0 | 0 | 0 | 0 | 0 | 0 | 0 | -36369.5733 | 115689.6092 | 0 | 0 | 0 | 0 | 0 | 0 | 0 | 0 | 0 | 0 | 0 | 0 | 0 | 0 | 0 | 0
2016-12-17 19:00 | 0 | 0 | 0 | 0 | 58992.1128 | 544185.1162 | 472354 | 0 | 0 | 0 | 0 | 1594424.4954 | 1470759.8276 | 0 | 0 | 0 | 0 | 0 | 0 | 0 | 0 | 0 | 0 | 0 | 0 | 0 | 0 | 0 | 0 | 0 | 246512.8382 | -115689.6092 | 0 | 0 | 0 | 0 | 0 | 0 | 0 | 0 | 0 | 0 | 0 | 0 | 0 | 0 | 0 | 0
2016-12-17 20:00 | 0 | 0 | 0 | 0 | 0 | 559983.2452 | 468144 | 0 | 0 | 0 | 0 | 1570574.1314 | 1586449.4368 | 0 | 0 | 0 | 0 | 0 | 0 | 0 | 0 | 0 | 0 | 0 | 0 | 0 | 0 | 0 | 0 | 0 | -23850.364 | 115689.6092 | 0 | 0 | 0 | 0 | 0 | 0 | 0 | 0 | 0 | 0 | 0 | 0 | 0 | 0 | 0 | 0
2016-12-17 21:00 | 0 | 0 | 0 | 0 | 249726.0116 | 583220.4358 | 470744 | 0 | 0 | 0 | 0 | 1817086.9696 | 1702139.0461 | 0 | 0 | 0 | 0 | 0 | 0 | 0 | 0 | 0 | 0 | 0 | 0 | 0 | 0 | 0 | 0 | 0 | 246512.8382 | 115689.6092 | 0 | 0 | 0 | 0 | 0 | 0 | 0 | 0 | 0 | 0 | 0 | 0 | 0 | 0 | 0 | 0
2016-12-17 22:00 | 0 | 0 | 0 | 0 | 0 | 569157.2856 | 484005 | 0 | 0 | 0 | 0 | 1786549.646 | 1817828.6553 | 0 | 0 | 0 | 0 | 0 | 0 | 0 | 0 | 0 | 0 | 0 | 0 | 0 | 0 | 0 | 0 | 0 | -30537.3236 | 115689.6092 | 0 | 0 | 0 | 0 | 0 | 0 | 0 | 0 | 0 | 0 | 0 | 0 | 0 | 0 | 0 | 0
2016-12-17 23:00 | 0 | 0 | 0 | 0 | 389433.9356 | 236763.2934 | 495374 | 0 | 0 | 0 | 0 | 2033062.4842 | 1702139.0461 | 0 | 0 | 0 | 0 | 0 | 0 | 0 | 0 | 0 | 0 | 0 | 0 | 0 | 0 | 0 | 0 | 0 | 246512.8382 | -115689.6092 | 0 | 0 | 0 | 0 | 0 | 0 | 0 | 0 | 0 | 0 | 0 | 0 | 0 | 0 | 0 | 0
2016-12-18 | 0 | 0 | 0 | 0 | 609297.0661 | 1901.7221 | 499639 | 0 | 0 | 0 | 0 | 2028932.6633 | 1817828.6553 | 0 | 0 | 0 | 0 | 0 | 0 | 0 | 0 | 0 | 0 | 0 | 0 | 0 | 0 | 0 | 0 | 0 | -4129.821 | 115689.6092 | 0 | 0 | 0 | 0 | 0 | 0 | 0 | 0 | 0 | 0 | 0 | 0 | 0 | 0 | 0 | 0
2016-12-18 01:00 | 0 | 0 | 0 | 0 | 137866.5525 | 0 | 500069 | 0 | 0 | 0 | 0 | 1782419.825 | 1702139.0461 | 0 | 0 | 0 | 0 | 0 | 0 | 0 | 0 | 0 | 0 | 0 | 0 | 0 | 0 | 0 | 0 | 0 | -246512.8382 | -115689.6092 | 0 | 0 | 0 | 0 | 0 | 0 | 0 | 0 | 0 | 0 | 0 | 0 | 0 | 0 | 0 | 0
2016-12-18 02:00 | 0 | 0 | 0 | 0 | 563984.6102 | 0 | 491239 | 0 | 0 | 0 | 0 | 1739475.826 | 1817828.6553 | 0 | 0 | 0 | 0 | 0 | 0 | 0 | 0 | 0 | 0 | 0 | 0 | 0 | 0 | 0 | 0 | 0 | -42943.999 | 115689.6092 | 0 | 0 | 0 | 0 | 0 | 0 | 0 | 0 | 0 | 0 | 0 | 0 | 0 | 0 | 0 | 0
2016-12-18 03:00 | 0 | 0 | 0 | 0 | 117117.5525 | 0 | 479320 | 0 | 0 | 0 | 0 | 1492962.9877 | 1702139.0461 | 0 | 0 | 0 | 0 | 0 | 0 | 0 | 0 | 0 | 0 | 0 | 0 | 0 | 0 | 0 | 0 | 0 | -246512.8382 | -115689.6092 | 0 | 0 | 0 | 0 | 0 | 0 | 0 | 0 | 0 | 0 | 0 | 0 | 0 | 0 | 0 | 0
2016-12-18 04:00 | 0 | 0 | 0 | 0 | 541837.368 | 0 | 461403 | 0 | 0 | 0 | 0 | 1457707.7465 | 1817828.6553 | 0 | 0 | 0 | 0 | 0 | 0 | 0 | 0 | 0 | 0 | 0 | 0 | 0 | 0 | 0 | 0 | 0 | -35255.2413 | 115689.6092 | 0 | 0 | 0 | 0 | 0 | 0 | 0 | 0 | 0 | 0 | 0 | 0 | 0 | 0 | 0 | 0
2016-12-18 05:00 | 0 | 0 | 0 | 0 | 81046.5525 | 0 | 443249 | 0 | 0 | 0 | 0 | 1211194.9082 | 1702139.0461 | 0 | 0 | 0 | 0 | 0 | 0 | 0 | 0 | 0 | 0 | 0 | 0 | 0 | 0 | 0 | 0 | 0 | -246512.8382 | -115689.6092 | 0 | 0 | 0 | 0 | 0 | 0 | 0 | 0 | 0 | 0 | 0 | 0 | 0 | 0 | 0 | 0
2016-12-18 06:00 | 0 | 0 | 0 | 0 | 509632.838 | 0 | 427707 | 0 | 0 | 0 | 0 | 1408810.3554 | 1586449.4368 | 0 | 0 | 0 | 0 | 0 | 0 | 0 | 0 | 0 | 0 | 0 | 0 | 0 | 0 | 0 | 0 | 0 | 197615.4472 | -115689.6092 | 0 | 0 | 0 | 0 | 0 | 0 | 0 | 0 | 0 | 0 | 0 | 0 | 0 | 0 | 0 | 0
2016-12-18 07:00 | 0 | 0 | 0 | 0 | 493919.3031 | 0 | 417417 | 0 | 0 | 0 | 0 | 1369623.0493 | 1702139.0461 | 0 | 0 | 0 | 0 | 0 | 0 | 0 | 0 | 0 | 0 | 0 | 0 | 0 | 0 | 0 | 0 | 0 | -39187.3061 | 115689.6092 | 0 | 0 | 0 | 0 | 0 | 0 | 0 | 0 | 0 | 0 | 0 | 0 | 0 | 0 | 0 | 0
2016-12-18 08:00 | 0 | 0 | 0 | 0 | 479731.5758 | 0 | 412050 | 0 | 0 | 0 | 0 | 1552994.2343 | 1586449.4368 | 0 | 0 | 0 | 0 | 0 | 0 | 0 | 0 | 0 | 0 | 0 | 0 | 0 | 0 | 0 | 0 | 0 | 183371.185 | -115689.6092 | 0 | 0 | 0 | 0 | 0 | 0 | 0 | 0 | 0 | 0 | 0 | 0 | 0 | 0 | 0 | 0
2016-12-18 09:00 | 0 | 0 | 0 | 0 | 49307.5525 | 0 | 411510 | 0 | 0 | 0 | 0 | 1306481.3961 | 1470759.8276 | 0 | 0 | 0 | 0 | 0 | 0 | 0 | 0 | 0 | 0 | 0 | 0 | 0 | 0 | 0 | 0 | 0 | -246512.8382 | -115689.6092 | 0 | 0 | 0 | 0 | 0 | 0 | 0 | 0 | 0 | 0 | 0 | 0 | 0 | 0 | 0 | 0
2016-12-18 10:00 | 0 | 0 | 0 | 0 | 425193.8413 | 0 | 415036 | 0 | 0 | 0 | 0 | 1200949.6282 | 1586449.4368 | 0 | 0 | 0 | 0 | 0 | 0 | 0 | 0 | 0 | 0 | 0 | 0 | 0 | 0 | 0 | 0 | 0 | -105531.7679 | 115689.6092 | 0 | 0 | 0 | 0 | 0 | 0 | 0 | 0 | 0 | 0 | 0 | 0 | 0 | 0 | 0 | 0
2016-12-18 11:00 | 0 | 0 | 0 | 0 | 62220.5525 | 0 | 424423 | 0 | 0 | 0 | 0 | 954436.7899 | 1470759.8276 | 0 | 0 | 0 | 0 | 0 | 0 | 0 | 0 | 0 | 0 | 0 | 0 | 0 | 0 | 0 | 0 | 0 | -246512.8382 | -115689.6092 | 0 | 0 | 0 | 0 | 0 | 0 | 0 | 0 | 0 | 0 | 0 | 0 | 0 | 0 | 0 | 0
2016-12-18 12:00 | 0 | 0 | 0 | 0 | 385039.459 | 0 | 438142 | 0 | 0 | 0 | 0 | 785644.6397 | 1586449.4368 | 0 | 0 | 0 | 0 | 0 | 0 | 0 | 0 | 0 | 0 | 0 | 0 | 0 | 0 | 0 | 0 | 0 | -168792.1503 | 115689.6092 | 0 | 0 | 0 | 0 | 0 | 0 | 0 | 0 | 0 | 0 | 0 | 0 | 0 | 0 | 0 | 0
2016-12-18 13:00 | 0 | 0 | 0 | 0 | 378484.1052 | 0 | 457346 | 0 | 0 | 0 | 0 | 822472.3541 | 1470759.8276 | 0 | 0 | 0 | 0 | 0 | 0 | 0 | 0 | 0 | 0 | 0 | 0 | 0 | 0 | 0 | 0 | 0 | 36827.7144 | -115689.6092 | 0 | 0 | 0 | 0 | 0 | 0 | 0 | 0 | 0 | 0 | 0 | 0 | 0 | 0 | 0 | 0
2016-12-18 14:00 | 0 | 0 | 0 | 0 | 376735.3077 | 90028.0611 | 474790 | 0 | 0 | 0 | 0 | 698756.1137 | 1586449.4368 | 0 | 0 | 0 | 0 | 0 | 0 | 0 | 0 | 0 | 0 | 0 | 0 | 0 | 0 | 0 | 0 | 0 | -123716.2404 | 115689.6092 | 0 | 0 | 0 | 0 | 0 | 0 | 0 | 0 | 0 | 0 | 0 | 0 | 0 | 0 | 0 | 0
2016-12-18 15:00 | 0 | 0 | 0 | 0 | 0 | 514952.7578 | 485275 | 0 | 0 | 0 | 0 | 612744.2622 | 1702139.0461 | 0 | 0 | 0 | 0 | 0 | 0 | 0 | 0 | 0 | 0 | 0 | 0 | 0 | 0 | 0 | 0 | 0 | -86011.8515 | 115689.6092 | 0 | 0 | 0 | 0 | 0 | 0 | 0 | 0 | 0 | 0 | 0 | 0 | 0 | 0 | 0 | 0
2016-12-18 16:00 | 0 | 0 | 0 | 0 | 0 | 682889.652 | 488225 | 0 | 0 | 0 | 0 | 859257.1005 | 1650290.8598 | 0 | 0 | 0 | 0 | 0 | 0 | 0 | 0 | 0 | 0 | 0 | 0 | 0 | 0 | 0 | 0 | 0 | 246512.8382 | -51848.1862 | 0 | 0 | 0 | 0 | 0 | 0 | 0 | 0 | 0 | 0 | 0 | 0 | 0 | 0 | 0 | 0
2016-12-18 17:00 | 0 | 0 | 0 | 0 | 0 | 659264.7656 | 487242 | 0 | 0 | 0 | 0 | 915590.2569 | 1765980.4691 | 0 | 0 | 0 | 0 | 0 | 0 | 0 | 0 | 0 | 0 | 0 | 0 | 0 | 0 | 0 | 0 | 0 | 56333.1564 | 115689.6092 | 0 | 0 | 0 | 0 | 0 | 0 | 0 | 0 | 0 | 0 | 0 | 0 | 0 | 0 | 0 | 0
2016-12-18 18:00 | 0 | 0 | 0 | 0 | 0 | 618301.6163 | 484137 | 0 | 0 | 0 | 0 | 1162103.0951 | 1653632.2471 | 0 | 0 | 0 | 0 | 0 | 0 | 0 | 0 | 0 | 0 | 0 | 0 | 0 | 0 | 0 | 0 | 0 | 246512.8382 | -112348.222 | 0 | 0 | 0 | 0 | 0 | 0 | 0 | 0 | 0 | 0 | 0 | 0 | 0 | 0 | 0 | 0
2016-12-18 19:00 | 0 | 0 | 0 | 0 | 0 | 600448.9744 | 480659 | 0 | 0 | 0 | 0 | 1166203.4602 | 1769321.8563 | 0 | 0 | 0 | 0 | 0 | 0 | 0 | 0 | 0 | 0 | 0 | 0 | 0 | 0 | 0 | 0 | 0 | 4100.3651 | 115689.6092 | 0 | 0 | 0 | 0 | 0 | 0 | 0 | 0 | 0 | 0 | 0 | 0 | 0 | 0 | 0 | 0
2016-12-18 20:00 | 0 | 0 | 0 | 0 | 225153.5057 | 616591.9418 | 479543 | 0 | 0 | 0 | 0 | 1412716.2985 | 1885011.4655 | 0 | 0 | 0 | 0 | 0 | 0 | 0 | 0 | 0 | 0 | 0 | 0 | 0 | 0 | 0 | 0 | 0 | 246512.8382 | 115689.6092 | 0 | 0 | 0 | 0 | 0 | 0 | 0 | 0 | 0 | 0 | 0 | 0 | 0 | 0 | 0 | 0
2016-12-18 21:00 | 0 | 0 | 0 | 0 | 0 | 646480.8091 | 486497 | 0 | 0 | 0 | 0 | 1457010.4983 | 2000701.0748 | 0 | 0 | 0 | 0 | 0 | 0 | 0 | 0 | 0 | 0 | 0 | 0 | 0 | 0 | 0 | 0 | 0 | 44294.1999 | 115689.6092 | 0 | 0 | 0 | 0 | 0 | 0 | 0 | 0 | 0 | 0 | 0 | 0 | 0 | 0 | 0 | 0
2016-12-18 22:00 | 0 | 0 | 0 | 0 | 269197.8301 | 598485.6174 | 505481 | 0 | 0 | 0 | 0 | 1703523.3366 | 2116390.684 | 0 | 0 | 0 | 0 | 0 | 0 | 0 | 0 | 0 | 0 | 0 | 0 | 0 | 0 | 0 | 0 | 0 | 246512.8382 | 115689.6092 | 0 | 0 | 0 | 0 | 0 | 0 | 0 | 0 | 0 | 0 | 0 | 0 | 0 | 0 | 0 | 0
2016-12-18 23:00 | 0 | 0 | 0 | 0 | 427190.571 | 229060.3715 | 525851 | 0 | 0 | 0 | 0 | 1718233.67 | 2232080.2932 | 0 | 0 | 0 | 0 | 0 | 0 | 0 | 0 | 0 | 0 | 0 | 0 | 0 | 0 | 0 | 0 | 0 | 14710.3334 | 115689.6092 | 0 | 0 | 0 | 0 | 0 | 0 | 0 | 0 | 0 | 0 | 0 | 0 | 0 | 0 | 0 | 0
2016-12-19 | 0 | 0 | 0 | 0 | 496330.9665 | 2946.3815 | 537426 | 0 | 0 | 0 | 0 | 1795774.6272 | 2116390.684 | 0 | 0 | 0 | 0 | 0 | 0 | 0 | 0 | 0 | 0 | 0 | 0 | 0 | 0 | 0 | 0 | 0 | 77540.9572 | -115689.6092 | 0 | 0 | 0 | 0 | 0 | 0 | 0 | 0 | 0 | 0 | 0 | 0 | 0 | 0 | 0 | 0
2016-12-19 01:00 | 0 | 0 | 0 | 0 | 180074.5525 | 0 | 542277 | 0 | 0 | 0 | 0 | 1549261.7889 | 2000701.0748 | 0 | 0 | 0 | 0 | 0 | 0 | 0 | 0 | 0 | 0 | 0 | 0 | 0 | 0 | 0 | 0 | 0 | -246512.8382 | -115689.6092 | 0 | 0 | 0 | 0 | 0 | 0 | 0 | 0 | 0 | 0 | 0 | 0 | 0 | 0 | 0 | 0
2016-12-19 02:00 | 0 | 0 | 0 | 0 | 536634.9431 | 0 | 534931 | 0 | 0 | 0 | 0 | 1666655.3413 | 1885011.4655 | 0 | 0 | 0 | 0 | 0 | 0 | 0 | 0 | 0 | 0 | 0 | 0 | 0 | 0 | 0 | 0 | 0 | 117393.5524 | -115689.6092 | 0 | 0 | 0 | 0 | 0 | 0 | 0 | 0 | 0 | 0 | 0 | 0 | 0 | 0 | 0 | 0
2016-12-19 03:00 | 0 | 0 | 0 | 0 | 157437.5525 | 0 | 519640 | 0 | 0 | 0 | 0 | 1420142.5031 | 1769321.8563 | 0 | 0 | 0 | 0 | 0 | 0 | 0 | 0 | 0 | 0 | 0 | 0 | 0 | 0 | 0 | 0 | 0 | -246512.8382 | -115689.6092 | 0 | 0 | 0 | 0 | 0 | 0 | 0 | 0 | 0 | 0 | 0 | 0 | 0 | 0 | 0 | 0
2016-12-19 04:00 | 0 | 0 | 0 | 0 | 560055.0115 | 0 | 499938 | 0 | 0 | 0 | 0 | 1364569.9054 | 1885011.4655 | 0 | 0 | 0 | 0 | 0 | 0 | 0 | 0 | 0 | 0 | 0 | 0 | 0 | 0 | 0 | 0 | 0 | -55572.5977 | 115689.6092 | 0 | 0 | 0 | 0 | 0 | 0 | 0 | 0 | 0 | 0 | 0 | 0 | 0 | 0 | 0 | 0
2016-12-19 05:00 | 0 | 0 | 0 | 0 | 119246.5525 | 0 | 481449 | 0 | 0 | 0 | 0 | 1118057.0671 | 1769321.8563 | 0 | 0 | 0 | 0 | 0 | 0 | 0 | 0 | 0 | 0 | 0 | 0 | 0 | 0 | 0 | 0 | 0 | -246512.8382 | -115689.6092 | 0 | 0 | 0 | 0 | 0 | 0 | 0 | 0 | 0 | 0 | 0 | 0 | 0 | 0 | 0 | 0
2016-12-19 06:00 | 0 | 0 | 0 | 0 | 584127.009 | 0 | 468614 | 0 | 0 | 0 | 0 | 1117880.4669 | 1885011.4655 | 0 | 0 | 0 | 0 | 0 | 0 | 0 | 0 | 0 | 0 | 0 | 0 | 0 | 0 | 0 | 0 | 0 | -176.6003 | 115689.6092 | 0 | 0 | 0 | 0 | 0 | 0 | 0 | 0 | 0 | 0 | 0 | 0 | 0 | 0 | 0 | 0
2016-12-19 07:00 | 0 | 0 | 0 | 0 | 99413.5525 | 0 | 461616 | 0 | 0 | 0 | 0 | 871367.6286 | 1769321.8563 | 0 | 0 | 0 | 0 | 0 | 0 | 0 | 0 | 0 | 0 | 0 | 0 | 0 | 0 | 0 | 0 | 0 | -246512.8382 | -115689.6092 | 0 | 0 | 0 | 0 | 0 | 0 | 0 | 0 | 0 | 0 | 0 | 0 | 0 | 0 | 0 | 0
2016-12-19 08:00 | 0 | 0 | 0 | 0 | 589250.5484 | 0 | 459526 | 0 | 0 | 0 | 0 | 885402.5678 | 1885011.4655 | 0 | 0 | 0 | 0 | 0 | 0 | 0 | 0 | 0 | 0 | 0 | 0 | 0 | 0 | 0 | 0 | 0 | 14034.9391 | 115689.6092 | 0 | 0 | 0 | 0 | 0 | 0 | 0 | 0 | 0 | 0 | 0 | 0 | 0 | 0 | 0 | 0
2016-12-19 09:00 | 0 | 0 | 0 | 0 | 582156.7721 | 0 | 463945 | 0 | 0 | 0 | 0 | 1119303.9491 | 1769321.8563 | 0 | 0 | 0 | 0 | 0 | 0 | 0 | 0 | 0 | 0 | 0 | 0 | 0 | 0 | 0 | 0 | 0 | 233901.3814 | -115689.6092 | 0 | 0 | 0 | 0 | 0 | 0 | 0 | 0 | 0 | 0 | 0 | 0 | 0 | 0 | 0 | 0
2016-12-19 10:00 | 0 | 0 | 0 | 0 | 574343.1328 | 0 | 480074 | 0 | 0 | 0 | 0 | 1097883.4727 | 1885011.4655 | 0 | 0 | 0 | 0 | 0 | 0 | 0 | 0 | 0 | 0 | 0 | 0 | 0 | 0 | 0 | 0 | 0 | -21420.4764 | 115689.6092 | 0 | 0 | 0 | 0 | 0 | 0 | 0 | 0 | 0 | 0 | 0 | 0 | 0 | 0 | 0 | 0
2016-12-19 11:00 | 0 | 0 | 0 | 0 | 148631.5525 | 0 | 510834 | 0 | 0 | 0 | 0 | 851370.6344 | 1769321.8563 | 0 | 0 | 0 | 0 | 0 | 0 | 0 | 0 | 0 | 0 | 0 | 0 | 0 | 0 | 0 | 0 | 0 | -246512.8382 | -115689.6092 | 0 | 0 | 0 | 0 | 0 | 0 | 0 | 0 | 0 | 0 | 0 | 0 | 0 | 0 | 0 | 0
2016-12-19 12:00 | 0 | 0 | 0 | 0 | 569804.3815 | 0 | 542300 | 0 | 0 | 0 | 0 | 994564.6252 | 1653632.2471 | 0 | 0 | 0 | 0 | 0 | 0 | 0 | 0 | 0 | 0 | 0 | 0 | 0 | 0 | 0 | 0 | 0 | 143193.9908 | -115689.6092 | 0 | 0 | 0 | 0 | 0 | 0 | 0 | 0 | 0 | 0 | 0 | 0 | 0 | 0 | 0 | 0
2016-12-19 13:00 | 0 | 0 | 0 | 0 | 197063.5525 | 0 | 559266 | 0 | 0 | 0 | 0 | 748051.787 | 1537942.6379 | 0 | 0 | 0 | 0 | 0 | 0 | 0 | 0 | 0 | 0 | 0 | 0 | 0 | 0 | 0 | 0 | 0 | -246512.8382 | -115689.6092 | 0 | 0 | 0 | 0 | 0 | 0 | 0 | 0 | 0 | 0 | 0 | 0 | 0 | 0 | 0 | 0
2016-12-19 14:00 | 0 | 0 | 0 | 0 | 544475.5603 | 36195.6626 | 565631 | 0 | 0 | 0 | 0 | 647402.4007 | 1653632.2471 | 0 | 0 | 0 | 0 | 0 | 0 | 0 | 0 | 0 | 0 | 0 | 0 | 0 | 0 | 0 | 0 | 0 | -100649.3862 | 115689.6092 | 0 | 0 | 0 | 0 | 0 | 0 | 0 | 0 | 0 | 0 | 0 | 0 | 0 | 0 | 0 | 0
2016-12-19 15:00 | 0 | 0 | 0 | 0 | 238060.2925 | 456105.9365 | 563343 | 0 | 0 | 0 | 0 | 893915.239 | 1537942.6379 | 0 | 0 | 0 | 0 | 0 | 0 | 0 | 0 | 0 | 0 | 0 | 0 | 0 | 0 | 0 | 0 | 0 | 246512.8382 | -115689.6092 | 0 | 0 | 0 | 0 | 0 | 0 | 0 | 0 | 0 | 0 | 0 | 0 | 0 | 0 | 0 | 0
2016-12-19 16:00 | 0 | 0 | 0 | 0 | 0 | 620719.1307 | 555471 | 0 | 0 | 0 | 0 | 843473.7604 | 1653632.2471 | 0 | 0 | 0 | 0 | 0 | 0 | 0 | 0 | 0 | 0 | 0 | 0 | 0 | 0 | 0 | 0 | 0 | -50441.4785 | 115689.6092 | 0 | 0 | 0 | 0 | 0 | 0 | 0 | 0 | 0 | 0 | 0 | 0 | 0 | 0 | 0 | 0
2016-12-19 17:00 | 0 | 0 | 0 | 0 | 0 | 609231.6533 | 545422 | 0 | 0 | 0 | 0 | 791593.8045 | 1769321.8563 | 0 | 0 | 0 | 0 | 0 | 0 | 0 | 0 | 0 | 0 | 0 | 0 | 0 | 0 | 0 | 0 | 0 | -51879.9559 | 115689.6092 | 0 | 0 | 0 | 0 | 0 | 0 | 0 | 0 | 0 | 0 | 0 | 0 | 0 | 0 | 0 | 0
2016-12-19 18:00 | 0 | 0 | 0 | 0 | 89709.196 | 577605.0331 | 536491 | 0 | 0 | 0 | 0 | 1038106.6428 | 1653632.2471 | 0 | 0 | 0 | 0 | 0 | 0 | 0 | 0 | 0 | 0 | 0 | 0 | 0 | 0 | 0 | 0 | 0 | 246512.8382 | -115689.6092 | 0 | 0 | 0 | 0 | 0 | 0 | 0 | 0 | 0 | 0 | 0 | 0 | 0 | 0 | 0 | 0
2016-12-19 19:00 | 0 | 0 | 0 | 0 | 0 | 559690.8834 | 528857 | 0 | 0 | 0 | 0 | 953250.9169 | 1769321.8563 | 0 | 0 | 0 | 0 | 0 | 0 | 0 | 0 | 0 | 0 | 0 | 0 | 0 | 0 | 0 | 0 | 0 | -84855.7258 | 115689.6092 | 0 | 0 | 0 | 0 | 0 | 0 | 0 | 0 | 0 | 0 | 0 | 0 | 0 | 0 | 0 | 0
2016-12-19 20:00 | 0 | 0 | 0 | 0 | 83289.4876 | 572756.7414 | 525223 | 0 | 0 | 0 | 0 | 1199763.7552 | 1653632.2471 | 0 | 0 | 0 | 0 | 0 | 0 | 0 | 0 | 0 | 0 | 0 | 0 | 0 | 0 | 0 | 0 | 0 | 246512.8382 | -115689.6092 | 0 | 0 | 0 | 0 | 0 | 0 | 0 | 0 | 0 | 0 | 0 | 0 | 0 | 0 | 0 | 0
2016-12-19 21:00 | 0 | 0 | 0 | 0 | 293152.5302 | 598092.9173 | 529043 | 0 | 0 | 0 | 0 | 1446276.5934 | 1769321.8563 | 0 | 0 | 0 | 0 | 0 | 0 | 0 | 0 | 0 | 0 | 0 | 0 | 0 | 0 | 0 | 0 | 0 | 246512.8382 | 115689.6092 | 0 | 0 | 0 | 0 | 0 | 0 | 0 | 0 | 0 | 0 | 0 | 0 | 0 | 0 | 0 | 0
2016-12-19 22:00 | 0 | 0 | 0 | 0 | 143771.0262 | 535128.2028 | 548076 | 0 | 0 | 0 | 0 | 1692789.4317 | 1653632.2471 | 0 | 0 | 0 | 0 | 0 | 0 | 0 | 0 | 0 | 0 | 0 | 0 | 0 | 0 | 0 | 0 | 0 | 246512.8382 | -115689.6092 | 0 | 0 | 0 | 0 | 0 | 0 | 0 | 0 | 0 | 0 | 0 | 0 | 0 | 0 | 0 | 0
2016-12-19 23:00 | 0 | 0 | 0 | 0 | 197540.7646 | 239496.0064 | 567860 | 0 | 0 | 0 | 0 | 1446276.5934 | 1769321.8563 | 0 | 0 | 0 | 0 | 0 | 0 | 0 | 0 | 0 | 0 | 0 | 0 | 0 | 0 | 0 | 0 | 0 | -246512.8382 | 115689.6092 | 0 | 0 | 0 | 0 | 0 | 0 | 0 | 0 | 0 | 0 | 0 | 0 | 0 | 0 | 0 | 0
2016-12-20 | 0 | 0 | 0 | 0 | 211583.6284 | 3088.9241 | 576875 | 0 | 0 | 0 | 0 | 1199763.7552 | 1653632.2471 | 0 | 0 | 0 | 0 | 0 | 0 | 0 | 0 | 0 | 0 | 0 | 0 | 0 | 0 | 0 | 0 | 0 | -246512.8382 | -115689.6092 | 0 | 0 | 0 | 0 | 0 | 0 | 0 | 0 | 0 | 0 | 0 | 0 | 0 | 0 | 0 | 0
2016-12-20 01:00 | 0 | 0 | 0 | 0 | 847202.6835 | 0 | 577523 | 0 | 0 | 0 | 0 | 1446276.5934 | 1676799.0924 | 0 | 0 | 0 | 0 | 0 | 0 | 0 | 0 | 0 | 0 | 0 | 0 | 0 | 0 | 0 | 0 | 0 | 246512.8382 | 23166.8453 | 0 | 0 | 0 | 0 | 0 | 0 | 0 | 0 | 0 | 0 | 0 | 0 | 0 | 0 | 0 | 0
2016-12-20 02:00 | 0 | 0 | 0 | 0 | 204069.5525 | 0 | 566272 | 0 | 0 | 0 | 0 | 1199763.7552 | 1561109.4831 | 0 | 0 | 0 | 0 | 0 | 0 | 0 | 0 | 0 | 0 | 0 | 0 | 0 | 0 | 0 | 0 | 0 | -246512.8382 | -115689.6092 | 0 | 0 | 0 | 0 | 0 | 0 | 0 | 0 | 0 | 0 | 0 | 0 | 0 | 0 | 0 | 0
2016-12-20 03:00 | 0 | 0 | 0 | 0 | 414787.771 | 0 | 545611 | 0 | 0 | 0 | 0 | 953250.9169 | 1676799.0924 | 0 | 0 | 0 | 0 | 0 | 0 | 0 | 0 | 0 | 0 | 0 | 0 | 0 | 0 | 0 | 0 | 0 | -246512.8382 | 115689.6092 | 0 | 0 | 0 | 0 | 0 | 0 | 0 | 0 | 0 | 0 | 0 | 0 | 0 | 0 | 0 | 0
2016-12-20 04:00 | 0 | 0 | 0 | 0 | 866806.512 | 0 | 520703 | 0 | 0 | 0 | 0 | 1199763.7552 | 1776389.7661 | 0 | 0 | 0 | 0 | 0 | 0 | 0 | 0 | 0 | 0 | 0 | 0 | 0 | 0 | 0 | 0 | 0 | 246512.8382 | 99590.6738 | 0 | 0 | 0 | 0 | 0 | 0 | 0 | 0 | 0 | 0 | 0 | 0 | 0 | 0 | 0 | 0
2016-12-20 05:00 | 0 | 0 | 0 | 0 | 136399.5525 | 0 | 498602 | 0 | 0 | 0 | 0 | 953250.9169 | 1660700.1569 | 0 | 0 | 0 | 0 | 0 | 0 | 0 | 0 | 0 | 0 | 0 | 0 | 0 | 0 | 0 | 0 | 0 | -246512.8382 | -115689.6092 | 0 | 0 | 0 | 0 | 0 | 0 | 0 | 0 | 0 | 0 | 0 | 0 | 0 | 0 | 0 | 0
2016-12-20 06:00 | 0 | 0 | 0 | 0 | 350114.771 | 0 | 480938 | 0 | 0 | 0 | 0 | 706738.0787 | 1776389.7661 | 0 | 0 | 0 | 0 | 0 | 0 | 0 | 0 | 0 | 0 | 0 | 0 | 0 | 0 | 0 | 0 | 0 | -246512.8382 | 115689.6092 | 0 | 0 | 0 | 0 | 0 | 0 | 0 | 0 | 0 | 0 | 0 | 0 | 0 | 0 | 0 | 0
2016-12-20 07:00 | 0 | 0 | 0 | 0 | 833026.4475 | 0 | 470824 | 0 | 0 | 0 | 0 | 953250.9169 | 1892079.3754 | 0 | 0 | 0 | 0 | 0 | 0 | 0 | 0 | 0 | 0 | 0 | 0 | 0 | 0 | 0 | 0 | 0 | 246512.8382 | 115689.6092 | 0 | 0 | 0 | 0 | 0 | 0 | 0 | 0 | 0 | 0 | 0 | 0 | 0 | 0 | 0 | 0
2016-12-20 08:00 | 0 | 0 | 0 | 0 | 104896.5525 | 0 | 467099 | 0 | 0 | 0 | 0 | 706738.0787 | 1776389.7661 | 0 | 0 | 0 | 0 | 0 | 0 | 0 | 0 | 0 | 0 | 0 | 0 | 0 | 0 | 0 | 0 | 0 | -246512.8382 | -115689.6092 | 0 | 0 | 0 | 0 | 0 | 0 | 0 | 0 | 0 | 0 | 0 | 0 | 0 | 0 | 0 | 0
2016-12-20 09:00 | 0 | 0 | 0 | 0 | 825068.7703 | 0 | 470497 | 0 | 0 | 0 | 0 | 945620.2398 | 1892079.3754 | 0 | 0 | 0 | 0 | 0 | 0 | 0 | 0 | 0 | 0 | 0 | 0 | 0 | 0 | 0 | 0 | 0 | 238882.1611 | 115689.6092 | 0 | 0 | 0 | 0 | 0 | 0 | 0 | 0 | 0 | 0 | 0 | 0 | 0 | 0 | 0 | 0
2016-12-20 10:00 | 0 | 0 | 0 | 0 | 818857.3216 | 0 | 483373 | 0 | 0 | 0 | 0 | 1192133.0781 | 1981050.8587 | 0 | 0 | 0 | 0 | 0 | 0 | 0 | 0 | 0 | 0 | 0 | 0 | 0 | 0 | 0 | 0 | 0 | 246512.8382 | 88971.4833 | 0 | 0 | 0 | 0 | 0 | 0 | 0 | 0 | 0 | 0 | 0 | 0 | 0 | 0 | 0 | 0
2016-12-20 11:00 | 0 | 0 | 0 | 0 | 147453.5525 | 0 | 509656 | 0 | 0 | 0 | 0 | 945620.2398 | 1865361.2495 | 0 | 0 | 0 | 0 | 0 | 0 | 0 | 0 | 0 | 0 | 0 | 0 | 0 | 0 | 0 | 0 | 0 | -246512.8382 | -115689.6092 | 0 | 0 | 0 | 0 | 0 | 0 | 0 | 0 | 0 | 0 | 0 | 0 | 0 | 0 | 0 | 0
2016-12-20 12:00 | 0 | 0 | 0 | 0 | 796253.7924 | 0 | 537310 | 0 | 0 | 0 | 0 | 1058080.7077 | 1981050.8587 | 0 | 0 | 0 | 0 | 0 | 0 | 0 | 30793.7153 | 0 | 0 | 0 | 0 | 0 | 0 | 0 | 0 | 0 | 112460.4679 | 115689.6092 | 0 | 0 | 0 | 0 | 0 | 0 | 0 | 0 | 0 | 30793.7153 | 0 | 0 | 0 | 0 | 0 | 0
2016-12-20 13:00 | 0 | 0 | 0 | 0 | 154318.8372 | 0 | 547315 | 0 | 0 | 0 | 0 | 811567.8694 | 1865361.2495 | 0 | 0 | 0 | 0 | 0 | 0 | 0 | 0 | 0 | 0 | 0 | 0 | 0 | 0 | 0 | 0 | 0 | -246512.8382 | -115689.6092 | 0 | 0 | 0 | 0 | 0 | 0 | 0 | 0 | 0 | -30793.7153 | 0 | 0 | 0 | 0 | 0 | 0
2016-12-20 14:00 | 0 | 0 | 0 | 0 | 689567.0592 | 39787.1499 | 545994 | 0 | 0 | 0 | 0 | 879238.4693 | 1981050.8587 | 0 | 0 | 0 | 0 | 0 | 0 | 0 | 0 | 0 | 0 | 0 | 0 | 0 | 0 | 0 | 0 | 0 | 67670.5999 | 115689.6092 | 0 | 0 | 0 | 0 | 0 | 0 | 0 | 0 | 0 | 0 | 0 | 0 | 0 | 0 | 0 | 0
2016-12-20 15:00 | 0 | 0 | 0 | 0 | 0 | 451878.8166 | 537898 | 0 | 0 | 0 | 0 | 677529.6767 | 2096740.4679 | 0 | 0 | 0 | 0 | 0 | 0 | 0 | 0 | 0 | 0 | 0 | 0 | 0 | 0 | 0 | 0 | 0 | -201708.7926 | 115689.6092 | 0 | 0 | 0 | 0 | 0 | 0 | 0 | 0 | 0 | 0 | 0 | 0 | 0 | 0 | 0 | 0
2016-12-20 16:00 | 0 | 0 | 0 | 0 | 42048.19 | 614361.0391 | 525586 | 0 | 0 | 0 | 0 | 924042.515 | 1981050.8587 | 0 | 0 | 0 | 0 | 0 | 0 | 0 | 0 | 0 | 0 | 0 | 0 | 0 | 0 | 0 | 0 | 0 | 246512.8382 | -115689.6092 | 0 | 0 | 0 | 0 | 0 | 0 | 0 | 0 | 0 | 0 | 0 | 0 | 0 | 0 | 0 | 0
2016-12-20 17:00 | 0 | 0 | 0 | 0 | 0 | 614912.6715 | 511467 | 0 | 0 | 0 | 0 | 911798.5772 | 2096740.4679 | 0 | 0 | 0 | 0 | 0 | 0 | 0 | 0 | 0 | 0 | 0 | 0 | 0 | 0 | 0 | 0 | 0 | -12243.9377 | 115689.6092 | 0 | 0 | 0 | 0 | 0 | 0 | 0 | 0 | 0 | 0 | 0 | 0 | 0 | 0 | 0 | 0
2016-12-20 18:00 | 0 | 0 | 0 | 0 | 57959.3747 | 572790.8543 | 499927 | 0 | 0 | 0 | 0 | 1158311.4155 | 1981050.8587 | 0 | 0 | 0 | 0 | 0 | 0 | 0 | 0 | 0 | 0 | 0 | 0 | 0 | 0 | 0 | 0 | 0 | 246512.8382 | -115689.6092 | 0 | 0 | 0 | 0 | 0 | 0 | 0 | 0 | 0 | 0 | 0 | 0 | 0 | 0 | 0 | 0
2016-12-20 19:00 | 0 | 0 | 0 | 0 | 0 | 547807.3836 | 491141 | 0 | 0 | 0 | 0 | 1099288.1899 | 2096740.4679 | 0 | 0 | 0 | 0 | 0 | 0 | 0 | 0 | 0 | 0 | 0 | 0 | 0 | 0 | 0 | 0 | 0 | -59023.2256 | 115689.6092 | 0 | 0 | 0 | 0 | 0 | 0 | 0 | 0 | 0 | 0 | 0 | 0 | 0 | 0 | 0 | 0
2016-12-20 20:00 | 0 | 0 | 0 | 0 | 60387.0187 | 556898.2103 | 486462 | 0 | 0 | 0 | 0 | 1345801.0281 | 1981050.8587 | 0 | 0 | 0 | 0 | 0 | 0 | 0 | 0 | 0 | 0 | 0 | 0 | 0 | 0 | 0 | 0 | 0 | 246512.8382 | -115689.6092 | 0 | 0 | 0 | 0 | 0 | 0 | 0 | 0 | 0 | 0 | 0 | 0 | 0 | 0 | 0 | 0
2016-12-20 21:00 | 0 | 0 | 0 | 0 | 0 | 562725.296 | 490003 | 0 | 0 | 0 | 0 | 1302833.7149 | 2096740.4679 | 0 | 0 | 0 | 0 | 0 | 0 | 0 | 0 | 0 | 0 | 0 | 0 | 0 | 0 | 0 | 0 | 0 | -42967.3132 | 115689.6092 | 0 | 0 | 0 | 0 | 0 | 0 | 0 | 0 | 0 | 0 | 0 | 0 | 0 | 0 | 0 | 0
2016-12-20 22:00 | 0 | 0 | 0 | 0 | 0 | 473166.7468 | 509653 | 0 | 0 | 0 | 0 | 1150657.8524 | 2212430.0772 | 0 | 0 | 0 | 0 | 0 | 0 | 0 | 0 | 0 | 0 | 0 | 0 | 0 | 0 | 0 | 0 | 0 | -152175.8625 | 115689.6092 | 0 | 0 | 0 | 0 | 0 | 0 | 0 | 0 | 0 | 0 | 0 | 0 | 0 | 0 | 0 | 0
2016-12-20 23:00 | 0 | 0 | 0 | 0 | 529174.9708 | 159395.1127 | 529350 | 0 | 0 | 0 | 0 | 1194188.3267 | 2328119.6864 | 0 | 0 | 0 | 0 | 0 | 0 | 0 | 0 | 0 | 0 | 0 | 0 | 0 | 0 | 0 | 0 | 0 | 43530.4743 | 115689.6092 | 0 | 0 | 0 | 0 | 0 | 0 | 0 | 0 | 0 | 0 | 0 | 0 | 0 | 0 | 0 | 0
2016-12-21 | 0 | 0 | 0 | 0 | 405120.1932 | 3131.5778 | 539075 | 0 | 0 | 0 | 0 | 947675.4885 | 2443809.2956 | 0 | 0 | 0 | 0 | 0 | 0 | 0 | 0 | 0 | 0 | 0 | 0 | 0 | 0 | 0 | 0 | 0 | -246512.8382 | 115689.6092 | 0 | 0 | 0 | 0 | 0 | 0 | 0 | 0 | 0 | 0 | 0 | 0 | 0 | 0 | 0 | 0
2016-12-21 01:00 | 0 | 0 | 0 | 0 | 614863.8852 | 0 | 541622 | 0 | 0 | 0 | 0 | 1136606.9829 | 2328119.6864 | 0 | 0 | 0 | 0 | 0 | 0 | 0 | 0 | 0 | 0 | 0 | 0 | 0 | 0 | 0 | 0 | 0 | 188931.4944 | -115689.6092 | 0 | 0 | 0 | 0 | 0 | 0 | 0 | 0 | 0 | 0 | 0 | 0 | 0 | 0 | 0 | 0
2016-12-21 02:00 | 0 | 0 | 0 | 0 | 169997.5525 | 0 | 532200 | 0 | 0 | 0 | 0 | 890094.1446 | 2212430.0772 | 0 | 0 | 0 | 0 | 0 | 0 | 0 | 0 | 0 | 0 | 0 | 0 | 0 | 0 | 0 | 0 | 0 | -246512.8382 | -115689.6092 | 0 | 0 | 0 | 0 | 0 | 0 | 0 | 0 | 0 | 0 | 0 | 0 | 0 | 0 | 0 | 0
2016-12-21 03:00 | 0 | 0 | 0 | 0 | 690597.8679 | 0 | 513573 | 0 | 0 | 0 | 0 | 1136606.9829 | 2142942.1068 | 0 | 0 | 0 | 0 | 0 | 0 | 0 | 0 | 0 | 0 | 0 | 0 | 0 | 0 | 0 | 0 | 0 | 246512.8382 | -69487.9703 | 0 | 0 | 0 | 0 | 0 | 0 | 0 | 0 | 0 | 0 | 0 | 0 | 0 | 0 | 0 | 0
2016-12-21 04:00 | 0 | 0 | 0 | 0 | 128364.5525 | 0 | 490567 | 0 | 0 | 0 | 0 | 890094.1446 | 2027252.4976 | 0 | 0 | 0 | 0 | 0 | 0 | 0 | 0 | 0 | 0 | 0 | 0 | 0 | 0 | 0 | 0 | 0 | -246512.8382 | -115689.6092 | 0 | 0 | 0 | 0 | 0 | 0 | 0 | 0 | 0 | 0 | 0 | 0 | 0 | 0 | 0 | 0
2016-12-21 05:00 | 0 | 0 | 0 | 0 | 709655.1727 | 0 | 468962 | 0 | 0 | 0 | 0 | 1136606.9829 | 2021432.8321 | 0 | 0 | 0 | 0 | 0 | 0 | 0 | 0 | 0 | 0 | 0 | 0 | 0 | 0 | 0 | 0 | 0 | 246512.8382 | -5819.6655 | 0 | 0 | 0 | 0 | 0 | 0 | 0 | 0 | 0 | 0 | 0 | 0 | 0 | 0 | 0 | 0
2016-12-21 06:00 | 0 | 0 | 0 | 0 | 91593.5525 | 0 | 453796 | 0 | 0 | 0 | 0 | 890094.1446 | 1905743.2228 | 0 | 0 | 0 | 0 | 0 | 0 | 0 | 0 | 0 | 0 | 0 | 0 | 0 | 0 | 0 | 0 | 0 | -246512.8382 | -115689.6092 | 0 | 0 | 0 | 0 | 0 | 0 | 0 | 0 | 0 | 0 | 0 | 0 | 0 | 0 | 0 | 0
2016-12-21 07:00 | 0 | 0 | 0 | 0 | 709677.4744 | 0 | 445178 | 0 | 0 | 0 | 0 | 1136606.9829 | 1923729.859 | 0 | 0 | 0 | 0 | 0 | 0 | 0 | 0 | 0 | 0 | 0 | 0 | 0 | 0 | 0 | 0 | 0 | 246512.8382 | 17986.6362 | 0 | 0 | 0 | 0 | 0 | 0 | 0 | 0 | 0 | 0 | 0 | 0 | 0 | 0 | 0 | 0
2016-12-21 08:00 | 0 | 0 | 0 | 0 | 79677.5525 | 0 | 441880 | 0 | 0 | 0 | 0 | 890094.1446 | 1808040.2498 | 0 | 0 | 0 | 0 | 0 | 0 | 0 | 0 | 0 | 0 | 0 | 0 | 0 | 0 | 0 | 0 | 0 | -246512.8382 | -115689.6092 | 0 | 0 | 0 | 0 | 0 | 0 | 0 | 0 | 0 | 0 | 0 | 0 | 0 | 0 | 0 | 0
2016-12-21 09:00 | 0 | 0 | 0 | 0 | 713350.6291 | 0 | 444408 | 0 | 0 | 0 | 0 | 1043347.1644 | 1923729.859 | 0 | 0 | 0 | 0 | 0 | 0 | 0 | 0 | 0 | 0 | 0 | 0 | 0 | 0 | 0 | 0 | 0 | 153253.0198 | 115689.6092 | 0 | 0 | 0 | 0 | 0 | 0 | 0 | 0 | 0 | 0 | 0 | 0 | 0 | 0 | 0 | 0
2016-12-21 10:00 | 0 | 0 | 0 | 0 | 325802.771 | 0 | 456626 | 0 | 0 | 0 | 0 | 796834.3262 | 2039419.4682 | 0 | 0 | 0 | 0 | 0 | 0 | 0 | 0 | 0 | 0 | 0 | 0 | 0 | 0 | 0 | 0 | 0 | -246512.8382 | 115689.6092 | 0 | 0 | 0 | 0 | 0 | 0 | 0 | 0 | 0 | 0 | 0 | 0 | 0 | 0 | 0 | 0
2016-12-21 11:00 | 0 | 0 | 0 | 0 | 736651.4906 | 0 | 483811 | 0 | 0 | 0 | 0 | 1043347.1644 | 2045747.1206 | 0 | 0 | 0 | 0 | 0 | 0 | 0 | 0 | 0 | 0 | 0 | 0 | 0 | 0 | 0 | 0 | 0 | 246512.8382 | 6327.6524 | 0 | 0 | 0 | 0 | 0 | 0 | 0 | 0 | 0 | 0 | 0 | 0 | 0 | 0 | 0 | 0
2016-12-21 12:00 | 0 | 0 | 0 | 0 | 379462.771 | 0 | 510286 | 0 | 0 | 0 | 0 | 796834.3262 | 2161436.7299 | 0 | 0 | 0 | 0 | 0 | 0 | 0 | 0 | 0 | 0 | 0 | 0 | 0 | 0 | 0 | 0 | 0 | -246512.8382 | 115689.6092 | 0 | 0 | 0 | 0 | 0 | 0 | 0 | 0 | 0 | 0 | 0 | 0 | 0 | 0 | 0 | 0
2016-12-21 13:00 | 0 | 0 | 0 | 0 | 773535.4534 | 0 | 520079 | 0 | 0 | 0 | 0 | 934601.1703 | 2277126.3391 | 0 | 0 | 0 | 0 | 0 | 0 | 0 | 0 | 0 | 0 | 0 | 0 | 0 | 0 | 0 | 0 | 0 | 137766.8441 | 115689.6092 | 0 | 0 | 0 | 0 | 0 | 0 | 0 | 0 | 0 | 0 | 0 | 0 | 0 | 0 | 0 | 0
2016-12-21 14:00 | 0 | 0 | 0 | 0 | 119720.9197 | 35791.6328 | 517715 | 0 | 0 | 0 | 0 | 688088.3321 | 2161436.7299 | 0 | 0 | 0 | 0 | 0 | 0 | 0 | 0 | 0 | 0 | 0 | 0 | 0 | 0 | 0 | 0 | 0 | -246512.8382 | -115689.6092 | 0 | 0 | 0 | 0 | 0 | 0 | 0 | 0 | 0 | 0 | 0 | 0 | 0 | 0 | 0 | 0
2016-12-21 15:00 | 0 | 0 | 0 | 0 | 559433.5067 | 179518.0549 | 509230 | 0 | 0 | 0 | 0 | 802120.2845 | 2277126.3391 | 0 | 0 | 0 | 0 | 0 | 0 | 0 | 0 | 0 | 0 | 0 | 0 | 0 | 0 | 0 | 0 | 0 | 114031.9524 | 115689.6092 | 0 | 0 | 0 | 0 | 0 | 0 | 0 | 0 | 0 | 0 | 0 | 0 | 0 | 0 | 0 | 0
2016-12-21 16:00 | 0 | 0 | 0 | 0 | 0 | 322755.5368 | 497804 | 0 | 0 | 0 | 0 | 555607.4462 | 2348590.7141 | 0 | 0 | 0 | 0 | 0 | 0 | 0 | 0 | 0 | 0 | 0 | 0 | 0 | 0 | 0 | 0 | 0 | -246512.8382 | 71464.375 | 0 | 0 | 0 | 0 | 0 | 0 | 0 | 0 | 0 | 0 | 0 | 0 | 0 | 0 | 0 | 0
2016-12-21 17:00 | 0 | 0 | 0 | 0 | 230230.6567 | 386479.5723 | 485887 | 0 | 0 | 0 | 0 | 802120.2845 | 2232901.1049 | 0 | 0 | 0 | 0 | 0 | 0 | 0 | 0 | 0 | 0 | 0 | 0 | 0 | 0 | 0 | 0 | 0 | 246512.8382 | -115689.6092 | 0 | 0 | 0 | 0 | 0 | 0 | 0 | 0 | 0 | 0 | 0 | 0 | 0 | 0 | 0 | 0
2016-12-21 18:00 | 0 | 0 | 0 | 0 | 0 | 399046.0939 | 475256 | 0 | 0 | 0 | 0 | 610220.7691 | 2348590.7141 | 0 | 0 | 0 | 0 | 0 | 0 | 0 | 0 | 0 | 0 | 0 | 0 | 0 | 0 | 0 | 0 | 0 | -191899.5154 | 115689.6092 | 0 | 0 | 0 | 0 | 0 | 0 | 0 | 0 | 0 | 0 | 0 | 0 | 0 | 0 | 0 | 0
2016-12-21 19:00 | 0 | 0 | 0 | 0 | 199790.7045 | 398056.5246 | 467024 | 0 | 0 | 0 | 0 | 856733.6074 | 2232901.1049 | 0 | 0 | 0 | 0 | 0 | 0 | 0 | 0 | 0 | 0 | 0 | 0 | 0 | 0 | 0 | 0 | 0 | 246512.8382 | -115689.6092 | 0 | 0 | 0 | 0 | 0 | 0 | 0 | 0 | 0 | 0 | 0 | 0 | 0 | 0 | 0 | 0
2016-12-21 20:00 | 0 | 0 | 0 | 0 | 0 | 399553.9029 | 464161 | 0 | 0 | 0 | 0 | 676436.901 | 2348590.7141 | 0 | 0 | 0 | 0 | 0 | 0 | 0 | 0 | 0 | 0 | 0 | 0 | 0 | 0 | 0 | 0 | 0 | -180296.7063 | 115689.6092 | 0 | 0 | 0 | 0 | 0 | 0 | 0 | 0 | 0 | 0 | 0 | 0 | 0 | 0 | 0 | 0
2016-12-21 21:00 | 0 | 0 | 0 | 0 | 217002.5624 | 383171.6666 | 469351 | 0 | 0 | 0 | 0 | 922949.7393 | 2232901.1049 | 0 | 0 | 0 | 0 | 0 | 0 | 0 | 0 | 0 | 0 | 0 | 0 | 0 | 0 | 0 | 0 | 0 | 246512.8382 | -115689.6092 | 0 | 0 | 0 | 0 | 0 | 0 | 0 | 0 | 0 | 0 | 0 | 0 | 0 | 0 | 0 | 0
2016-12-21 22:00 | 0 | 0 | 0 | 0 | 38158.4258 | 317531.3452 | 486513 | 0 | 0 | 0 | 0 | 676436.901 | 2348590.7141 | 0 | 0 | 0 | 0 | 0 | 0 | 0 | 0 | 0 | 0 | 0 | 0 | 0 | 0 | 0 | 0 | 0 | -246512.8382 | 115689.6092 | 0 | 0 | 0 | 0 | 0 | 0 | 0 | 0 | 0 | 0 | 0 | 0 | 0 | 0 | 0 | 0
2016-12-21 23:00 | 0 | 0 | 0 | 0 | 518847.0641 | 114406.1649 | 502430 | 0 | 0 | 0 | 0 | 922949.7393 | 2232901.1049 | 0 | 0 | 0 | 0 | 0 | 0 | 0 | 0 | 0 | 0 | 0 | 0 | 0 | 0 | 0 | 0 | 0 | 246512.8382 | -115689.6092 | 0 | 0 | 0 | 0 | 0 | 0 | 0 | 0 | 0 | 0 | 0 | 0 | 0 | 0 | 0 | 0
2016-12-22 | 0 | 0 | 0 | 0 | 377066.7261 | 1273.0449 | 509163 | 0 | 0 | 0 | 0 | 676436.901 | 2348590.7141 | 0 | 0 | 0 | 0 | 0 | 0 | 0 | 0 | 0 | 0 | 0 | 0 | 0 | 0 | 0 | 0 | 0 | -246512.8382 | 115689.6092 | 0 | 0 | 0 | 0 | 0 | 0 | 0 | 0 | 0 | 0 | 0 | 0 | 0 | 0 | 0 | 0
2016-12-22 01:00 | 0 | 0 | 0 | 0 | 799770.6573 | 0 | 509868 | 0 | 0 | 0 | 0 | 922949.7393 | 2391980.5332 | 0 | 0 | 0 | 0 | 0 | 0 | 0 | 0 | 0 | 0 | 0 | 0 | 0 | 0 | 0 | 0 | 0 | 246512.8382 | 43389.8191 | 0 | 0 | 0 | 0 | 0 | 0 | 0 | 0 | 0 | 0 | 0 | 0 | 0 | 0 | 0 | 0
2016-12-22 02:00 | 0 | 0 | 0 | 0 | 787310.4103 | 0 | 500571 | 0 | 0 | 0 | 0 | 1169462.5775 | 2432207.1052 | 0 | 0 | 0 | 0 | 0 | 0 | 0 | 0 | 0 | 0 | 0 | 0 | 0 | 0 | 0 | 0 | 0 | 246512.8382 | 40226.572 | 0 | 0 | 0 | 0 | 0 | 0 | 0 | 0 | 0 | 0 | 0 | 0 | 0 | 0 | 0 | 0
2016-12-22 03:00 | 0 | 0 | 0 | 0 | 120674.5525 | 0 | 482877 | 0 | 0 | 0 | 0 | 922949.7393 | 2316517.496 | 0 | 0 | 0 | 0 | 0 | 0 | 0 | 0 | 0 | 0 | 0 | 0 | 0 | 0 | 0 | 0 | 0 | -246512.8382 | -115689.6092 | 0 | 0 | 0 | 0 | 0 | 0 | 0 | 0 | 0 | 0 | 0 | 0 | 0 | 0 | 0 | 0
2016-12-22 04:00 | 0 | 0 | 0 | 0 | 759954.9879 | 0 | 460330 | 0 | 0 | 0 | 0 | 1106885.1179 | 2432207.1052 | 0 | 0 | 0 | 0 | 0 | 0 | 0 | 0 | 0 | 0 | 0 | 0 | 0 | 0 | 0 | 0 | 0 | 183935.3786 | 115689.6092 | 0 | 0 | 0 | 0 | 0 | 0 | 0 | 0 | 0 | 0 | 0 | 0 | 0 | 0 | 0 | 0
2016-12-22 05:00 | 0 | 0 | 0 | 0 | 77867.5525 | 0 | 440070 | 0 | 0 | 0 | 0 | 860372.2797 | 2316517.496 | 0 | 0 | 0 | 0 | 0 | 0 | 0 | 0 | 0 | 0 | 0 | 0 | 0 | 0 | 0 | 0 | 0 | -246512.8382 | -115689.6092 | 0 | 0 | 0 | 0 | 0 | 0 | 0 | 0 | 0 | 0 | 0 | 0 | 0 | 0 | 0 | 0
2016-12-22 06:00 | 0 | 0 | 0 | 0 | 715291.3229 | 0 | 423190 | 0 | 0 | 0 | 0 | 1106885.1179 | 2362105.9806 | 0 | 0 | 0 | 0 | 0 | 0 | 0 | 0 | 0 | 0 | 0 | 0 | 0 | 0 | 0 | 0 | 0 | 246512.8382 | 45588.4846 | 0 | 0 | 0 | 0 | 0 | 0 | 0 | 0 | 0 | 0 | 0 | 0 | 0 | 0 | 0 | 0
2016-12-22 07:00 | 0 | 0 | 0 | 0 | 49795.5525 | 0 | 411998 | 0 | 0 | 0 | 0 | 860372.2797 | 2246416.3714 | 0 | 0 | 0 | 0 | 0 | 0 | 0 | 0 | 0 | 0 | 0 | 0 | 0 | 0 | 0 | 0 | 0 | -246512.8382 | -115689.6092 | 0 | 0 | 0 | 0 | 0 | 0 | 0 | 0 | 0 | 0 | 0 | 0 | 0 | 0 | 0 | 0
2016-12-22 08:00 | 0 | 0 | 0 | 0 | 662348.8237 | 0 | 406434 | 0 | 0 | 0 | 0 | 1000597.4941 | 2362105.9806 | 0 | 0 | 0 | 0 | 0 | 0 | 0 | 0 | 0 | 0 | 0 | 0 | 0 | 0 | 0 | 0 | 0 | 140225.2144 | 115689.6092 | 0 | 0 | 0 | 0 | 0 | 0 | 0 | 0 | 0 | 0 | 0 | 0 | 0 | 0 | 0 | 0
2016-12-22 09:00 | 0 | 0 | 0 | 0 | 174137.0509 | 0 | 407653 | 0 | 0 | 0 | 0 | 882771.1543 | 2246416.3714 | 0 | 0 | 0 | 0 | 0 | 0 | 0 | 0 | 0 | 0 | 0 | 0 | 0 | 0 | 0 | 0 | 0 | -117826.3399 | -115689.6092 | 0 | 0 | 0 | 0 | 0 | 0 | 0 | 0 | 0 | 0 | 0 | 0 | 0 | 0 | 0 | 0
2016-12-22 10:00 | 0 | 0 | 0 | 0 | 600071.9171 | 0 | 417723 | 0 | 0 | 0 | 0 | 949430.4621 | 2362105.9806 | 0 | 0 | 0 | 0 | 0 | 0 | 0 | 0 | 0 | 0 | 0 | 0 | 0 | 0 | 0 | 0 | 0 | 66659.3079 | 115689.6092 | 0 | 0 | 0 | 0 | 0 | 0 | 0 | 0 | 0 | 0 | 0 | 0 | 0 | 0 | 0 | 0
2016-12-22 11:00 | 0 | 0 | 0 | 0 | 558292.6174 | 0 | 441338 | 0 | 0 | 0 | 0 | 1182074.6887 | 2246416.3714 | 0 | 0 | 0 | 0 | 0 | 0 | 0 | 0 | 0 | 0 | 0 | 0 | 0 | 0 | 0 | 0 | 0 | 232644.2266 | -115689.6092 | 0 | 0 | 0 | 0 | 0 | 0 | 0 | 0 | 0 | 0 | 0 | 0 | 0 | 0 | 0 | 0
2016-12-22 12:00 | 0 | 0 | 0 | 0 | 515578.0111 | 0 | 468480 | 0 | 0 | 0 | 0 | 1113483.0906 | 2362105.9806 | 0 | 0 | 0 | 0 | 0 | 0 | 0 | 0 | 0 | 0 | 0 | 0 | 0 | 0 | 0 | 0 | 0 | -68591.5981 | 115689.6092 | 0 | 0 | 0 | 0 | 0 | 0 | 0 | 0 | 0 | 0 | 0 | 0 | 0 | 0 | 0 | 0
2016-12-22 13:00 | 0 | 0 | 0 | 0 | 119135.5525 | 0 | 481338 | 0 | 0 | 0 | 0 | 866970.2524 | 2246416.3714 | 0 | 0 | 0 | 0 | 0 | 0 | 0 | 0 | 0 | 0 | 0 | 0 | 0 | 0 | 0 | 0 | 0 | -246512.8382 | -115689.6092 | 0 | 0 | 0 | 0 | 0 | 0 | 0 | 0 | 0 | 0 | 0 | 0 | 0 | 0 | 0 | 0
2016-12-22 14:00 | 0 | 0 | 0 | 0 | 416313.3287 | 19865.3768 | 484535 | 0 | 0 | 0 | 0 | 934303.5672 | 2130726.7622 | 0 | 0 | 0 | 0 | 0 | 0 | 0 | 0 | 0 | 0 | 0 | 0 | 0 | 0 | 0 | 0 | 0 | 67333.3148 | -115689.6092 | 0 | 0 | 0 | 0 | 0 | 0 | 0 | 0 | 0 | 0 | 0 | 0 | 0 | 0 | 0 | 0
2016-12-22 15:00 | 0 | 0 | 0 | 0 | 346285.5084 | 95589.8943 | 482772 | 0 | 0 | 0 | 0 | 1009096.579 | 2015037.1529 | 0 | 0 | 0 | 0 | 0 | 0 | 0 | 0 | 0 | 0 | 0 | 0 | 0 | 0 | 0 | 0 | 0 | 74793.0119 | -115689.6092 | 0 | 0 | 0 | 0 | 0 | 0 | 0 | 0 | 0 | 0 | 0 | 0 | 0 | 0 | 0 | 0
2016-12-22 16:00 | 0 | 0 | 0 | 0 | 261045.229 | 233600.4955 | 476519 | 0 | 0 | 0 | 0 | 911533.6943 | 2130726.7622 | 0 | 0 | 0 | 0 | 0 | 0 | 0 | 0 | 0 | 0 | 0 | 0 | 0 | 0 | 0 | 0 | 0 | -97562.8847 | 115689.6092 | 0 | 0 | 0 | 0 | 0 | 0 | 0 | 0 | 0 | 0 | 0 | 0 | 0 | 0 | 0 | 0
2016-12-22 17:00 | 0 | 0 | 0 | 0 | 221668.4567 | 315095.5983 | 467884 | 0 | 0 | 0 | 0 | 1096103.3585 | 2015037.1529 | 0 | 0 | 0 | 0 | 0 | 0 | 0 | 0 | 0 | 0 | 0 | 0 | 0 | 0 | 0 | 0 | 0 | 184569.6643 | -115689.6092 | 0 | 0 | 0 | 0 | 0 | 0 | 0 | 0 | 0 | 0 | 0 | 0 | 0 | 0 | 0 | 0
2016-12-22 18:00 | 0 | 0 | 0 | 0 | 230125.4756 | 352151.7909 | 460572 | 0 | 0 | 0 | 0 | 1071325.3004 | 2130726.7622 | 0 | 0 | 0 | 0 | 0 | 0 | 0 | 30793.7153 | 0 | 0 | 0 | 0 | 0 | 0 | 0 | 0 | 0 | -24778.0581 | 115689.6092 | 0 | 0 | 0 | 0 | 0 | 0 | 0 | 0 | 0 | 30793.7153 | 0 | 0 | 0 | 0 | 0 | 0
2016-12-22 19:00 | 0 | 0 | 0 | 0 | 0 | 361842.5077 | 455456 | 0 | 0 | 0 | 0 | 1124195.1326 | 2015037.1529 | 0 | 0 | 0 | 0 | 0 | 0 | 0 | 0 | 0 | 0 | 0 | 0 | 0 | 0 | 0 | 0 | 0 | 52869.8322 | -115689.6092 | 0 | 0 | 0 | 0 | 0 | 0 | 0 | 0 | 0 | -30793.7153 | 0 | 0 | 0 | 0 | 0 | 0
2016-12-22 20:00 | 0 | 0 | 0 | 0 | 270494.7197 | 365767.3987 | 454145 | 0 | 0 | 0 | 0 | 1159828.9265 | 2130726.7622 | 0 | 0 | 0 | 0 | 0 | 0 | 0 | 30793.7153 | 0 | 0 | 0 | 0 | 0 | 0 | 0 | 0 | 0 | 35633.7938 | 115689.6092 | 0 | 0 | 0 | 0 | 0 | 0 | 0 | 0 | 0 | 30793.7153 | 0 | 0 | 0 | 0 | 0 | 0
2016-12-22 21:00 | 0 | 0 | 0 | 0 | 0 | 356793.5908 | 459862 | 0 | 0 | 0 | 0 | 1203243.8419 | 2015037.1529 | 0 | 0 | 0 | 0 | 0 | 0 | 0 | 0 | 0 | 0 | 0 | 0 | 0 | 0 | 0 | 0 | 0 | 43414.9154 | -115689.6092 | 0 | 0 | 0 | 0 | 0 | 0 | 0 | 0 | 0 | -30793.7153 | 0 | 0 | 0 | 0 | 0 | 0
2016-12-22 22:00 | 0 | 0 | 0 | 0 | 43050.3734 | 301228.3976 | 475102 | 0 | 0 | 0 | 0 | 956731.0036 | 2130726.7622 | 0 | 0 | 0 | 0 | 0 | 0 | 0 | 0 | 0 | 0 | 0 | 0 | 0 | 0 | 0 | 0 | 0 | -246512.8382 | 115689.6092 | 0 | 0 | 0 | 0 | 0 | 0 | 0 | 0 | 0 | 0 | 0 | 0 | 0 | 0 | 0 | 0
2016-12-22 23:00 | 0 | 0 | 0 | 0 | 579175.4902 | 136949.3505 | 489576 | 0 | 0 | 0 | 0 | 1067590.2351 | 2246416.3714 | 0 | 0 | 0 | 0 | 0 | 0 | 0 | 0 | 0 | 0 | 0 | 0 | 0 | 0 | 0 | 0 | 0 | 110859.2315 | 115689.6092 | 0 | 0 | 0 | 0 | 0 | 0 | 0 | 0 | 0 | 0 | 0 | 0 | 0 | 0 | 0 | 0
2016-12-23 | 0 | 0 | 0 | 0 | 131902.7423 | 1692.8102 | 495798 | 0 | 0 | 0 | 0 | 821077.3969 | 2130726.7622 | 0 | 0 | 0 | 0 | 0 | 0 | 0 | 0 | 0 | 0 | 0 | 0 | 0 | 0 | 0 | 0 | 0 | -246512.8382 | -115689.6092 | 0 | 0 | 0 | 0 | 0 | 0 | 0 | 0 | 0 | 0 | 0 | 0 | 0 | 0 | 0 | 0
2016-12-23 01:00 | 0 | 0 | 0 | 0 | 611896.8771 | 0 | 497223 | 0 | 0 | 0 | 0 | 820061.6648 | 2246416.3714 | 0 | 0 | 0 | 0 | 0 | 0 | 0 | 0 | 0 | 0 | 0 | 0 | 0 | 0 | 0 | 0 | 0 | -1015.7321 | 115689.6092 | 0 | 0 | 0 | 0 | 0 | 0 | 0 | 0 | 0 | 0 | 0 | 0 | 0 | 0 | 0 | 0
2016-12-23 02:00 | 0 | 0 | 0 | 0 | 608545.6398 | 0 | 487588 | 0 | 0 | 0 | 0 | 1056708.9138 | 2130726.7622 | 0 | 0 | 0 | 0 | 0 | 0 | 0 | 0 | 0 | 0 | 0 | 0 | 0 | 0 | 0 | 0 | 0 | 236647.249 | -115689.6092 | 0 | 0 | 0 | 0 | 0 | 0 | 0 | 0 | 0 | 0 | 0 | 0 | 0 | 0 | 0 | 0
2016-12-23 03:00 | 0 | 0 | 0 | 0 | 605539.4601 | 0 | 472798 | 0 | 0 | 0 | 0 | 1073760.7647 | 2246416.3714 | 0 | 0 | 0 | 0 | 0 | 0 | 0 | 0 | 0 | 0 | 0 | 0 | 0 | 0 | 0 | 0 | 0 | 17051.8508 | 115689.6092 | 0 | 0 | 0 | 0 | 0 | 0 | 0 | 0 | 0 | 0 | 0 | 0 | 0 | 0 | 0 | 0
2016-12-23 04:00 | 0 | 0 | 0 | 0 | 89093.5525 | 0 | 451296 | 0 | 0 | 0 | 0 | 827247.9264 | 2130726.7622 | 0 | 0 | 0 | 0 | 0 | 0 | 0 | 0 | 0 | 0 | 0 | 0 | 0 | 0 | 0 | 0 | 0 | -246512.8382 | -115689.6092 | 0 | 0 | 0 | 0 | 0 | 0 | 0 | 0 | 0 | 0 | 0 | 0 | 0 | 0 | 0 | 0
2016-12-23 05:00 | 0 | 0 | 0 | 0 | 605701.6974 | 0 | 429186 | 0 | 0 | 0 | 0 | 1073760.7647 | 2060729.6213 | 0 | 0 | 0 | 0 | 0 | 0 | 0 | 0 | 0 | 0 | 0 | 0 | 0 | 0 | 0 | 0 | 0 | 246512.8382 | -69997.1408 | 0 | 0 | 0 | 0 | 0 | 0 | 0 | 0 | 0 | 0 | 0 | 0 | 0 | 0 | 0 | 0
2016-12-23 06:00 | 0 | 0 | 0 | 0 | 50707.5525 | 0 | 412910 | 0 | 0 | 0 | 0 | 827247.9264 | 1945040.0121 | 0 | 0 | 0 | 0 | 0 | 0 | 0 | 0 | 0 | 0 | 0 | 0 | 0 | 0 | 0 | 0 | 0 | -246512.8382 | -115689.6092 | 0 | 0 | 0 | 0 | 0 | 0 | 0 | 0 | 0 | 0 | 0 | 0 | 0 | 0 | 0 | 0
2016-12-23 07:00 | 0 | 0 | 0 | 0 | 600306.4459 | 0 | 401630 | 0 | 0 | 0 | 0 | 910234.7631 | 2060729.6213 | 0 | 0 | 0 | 0 | 0 | 0 | 0 | 0 | 0 | 0 | 0 | 0 | 0 | 0 | 0 | 0 | 0 | 82986.8367 | 115689.6092 | 0 | 0 | 0 | 0 | 0 | 0 | 0 | 0 | 0 | 0 | 0 | 0 | 0 | 0 | 0 | 0
2016-12-23 08:00 | 0 | 0 | 0 | 0 | 34111.5525 | 0 | 396314 | 0 | 0 | 0 | 0 | 663721.9248 | 1945040.0121 | 0 | 0 | 0 | 0 | 0 | 0 | 0 | 0 | 0 | 0 | 0 | 0 | 0 | 0 | 0 | 0 | 0 | -246512.8382 | -115689.6092 | 0 | 0 | 0 | 0 | 0 | 0 | 0 | 0 | 0 | 0 | 0 | 0 | 0 | 0 | 0 | 0
2016-12-23 09:00 | 0 | 0 | 0 | 0 | 601854.0063 | 0 | 397588 | 0 | 0 | 0 | 0 | 752298.3219 | 2060729.6213 | 0 | 0 | 0 | 0 | 0 | 0 | 0 | 0 | 0 | 0 | 0 | 0 | 0 | 0 | 0 | 0 | 0 | 88576.3971 | 115689.6092 | 0 | 0 | 0 | 0 | 0 | 0 | 0 | 0 | 0 | 0 | 0 | 0 | 0 | 0 | 0 | 0
2016-12-23 10:00 | 0 | 0 | 0 | 0 | 616581.0653 | 0 | 405943 | 0 | 0 | 0 | 0 | 847246.778 | 2176419.2306 | 0 | 0 | 0 | 0 | 0 | 0 | 0 | 0 | 0 | 0 | 0 | 0 | 0 | 0 | 0 | 0 | 0 | 94948.4561 | 115689.6092 | 0 | 0 | 0 | 0 | 0 | 0 | 0 | 0 | 0 | 0 | 0 | 0 | 0 | 0 | 0 | 0
2016-12-23 11:00 | 0 | 0 | 0 | 0 | 634257.2797 | 0 | 424029 | 0 | 0 | 0 | 0 | 1093759.6162 | 2140134.6721 | 0 | 0 | 0 | 0 | 0 | 0 | 0 | 0 | 0 | 0 | 0 | 0 | 0 | 0 | 0 | 0 | 0 | 246512.8382 | -36284.5585 | 0 | 0 | 0 | 0 | 0 | 0 | 0 | 0 | 0 | 0 | 0 | 0 | 0 | 0 | 0 | 0
2016-12-23 12:00 | 0 | 0 | 0 | 0 | 82413.5525 | 0 | 444616 | 0 | 0 | 0 | 0 | 847246.778 | 2024445.0628 | 0 | 0 | 0 | 0 | 0 | 0 | 0 | 0 | 0 | 0 | 0 | 0 | 0 | 0 | 0 | 0 | 0 | -246512.8382 | -115689.6092 | 0 | 0 | 0 | 0 | 0 | 0 | 0 | 0 | 0 | 0 | 0 | 0 | 0 | 0 | 0 | 0
2016-12-23 13:00 | 0 | 0 | 0 | 0 | 647028.7691 | 0 | 458812 | 0 | 0 | 0 | 0 | 919773.9378 | 2140134.6721 | 0 | 0 | 0 | 0 | 0 | 0 | 0 | 0 | 0 | 0 | 0 | 0 | 0 | 0 | 0 | 0 | 0 | 72527.1598 | 115689.6092 | 0 | 0 | 0 | 0 | 0 | 0 | 0 | 0 | 0 | 0 | 0 | 0 | 0 | 0 | 0 | 0
2016-12-23 14:00 | 0 | 0 | 0 | 0 | 83311.5699 | 20436.9827 | 465951 | 0 | 0 | 0 | 0 | 673261.0996 | 2024445.0628 | 0 | 0 | 0 | 0 | 0 | 0 | 0 | 0 | 0 | 0 | 0 | 0 | 0 | 0 | 0 | 0 | 0 | -246512.8382 | -115689.6092 | 0 | 0 | 0 | 0 | 0 | 0 | 0 | 0 | 0 | 0 | 0 | 0 | 0 | 0 | 0 | 0
2016-12-23 15:00 | 0 | 0 | 0 | 0 | 516517.6798 | 248122.0925 | 466609 | 0 | 0 | 0 | 0 | 919773.9378 | 2075962.9969 | 0 | 0 | 0 | 0 | 0 | 0 | 0 | 0 | 0 | 0 | 0 | 0 | 0 | 0 | 0 | 0 | 0 | 246512.8382 | 51517.9341 | 0 | 0 | 0 | 0 | 0 | 0 | 0 | 0 | 0 | 0 | 0 | 0 | 0 | 0 | 0 | 0
2016-12-23 16:00 | 0 | 0 | 0 | 0 | 0 | 382673.6689 | 463057 | 0 | 0 | 0 | 0 | 955080.216 | 1960273.3877 | 0 | 0 | 0 | 0 | 0 | 0 | 0 | 0 | 0 | 0 | 0 | 0 | 0 | 0 | 0 | 0 | 0 | 35306.2781 | -115689.6092 | 0 | 0 | 0 | 0 | 0 | 0 | 0 | 0 | 0 | 0 | 0 | 0 | 0 | 0 | 0 | 0
2016-12-23 17:00 | 0 | 0 | 0 | 0 | 146533.4447 | 441313.7843 | 457024 | 0 | 0 | 0 | 0 | 1201593.0542 | 1844583.7784 | 0 | 0 | 0 | 0 | 0 | 0 | 0 | 0 | 0 | 0 | 0 | 0 | 0 | 0 | 0 | 0 | 0 | 246512.8382 | -115689.6092 | 0 | 0 | 0 | 0 | 0 | 0 | 0 | 0 | 0 | 0 | 0 | 0 | 0 | 0 | 0 | 0
2016-12-23 18:00 | 0 | 0 | 0 | 0 | 0 | 442432.3511 | 451089 | 0 | 0 | 0 | 0 | 1077246.796 | 1960273.3877 | 0 | 0 | 0 | 0 | 0 | 0 | 0 | 0 | 0 | 0 | 0 | 0 | 0 | 0 | 0 | 0 | 0 | -124346.2582 | 115689.6092 | 0 | 0 | 0 | 0 | 0 | 0 | 0 | 0 | 0 | 0 | 0 | 0 | 0 | 0 | 0 | 0
2016-12-23 19:00 | 0 | 0 | 0 | 0 | 361820.3601 | 446456.0873 | 446074 | 0 | 0 | 0 | 0 | 1323759.6343 | 2075962.9969 | 0 | 0 | 0 | 0 | 0 | 0 | 0 | 0 | 0 | 0 | 0 | 0 | 0 | 0 | 0 | 0 | 0 | 246512.8382 | 115689.6092 | 0 | 0 | 0 | 0 | 0 | 0 | 0 | 0 | 0 | 0 | 0 | 0 | 0 | 0 | 0 | 0
2016-12-23 20:00 | 0 | 0 | 0 | 0 | 0 | 460818.7122 | 443898 | 0 | 0 | 0 | 0 | 1224990.7372 | 2191652.6061 | 0 | 0 | 0 | 0 | 0 | 0 | 0 | 0 | 0 | 0 | 0 | 0 | 0 | 0 | 0 | 0 | 0 | -98768.897 | 115689.6092 | 0 | 0 | 0 | 0 | 0 | 0 | 0 | 0 | 0 | 0 | 0 | 0 | 0 | 0 | 0 | 0
2016-12-23 21:00 | 0 | 0 | 0 | 0 | 339231.0661 | 471496.5948 | 449172 | 0 | 0 | 0 | 0 | 1471503.5755 | 2306695.4289 | 0 | 0 | 0 | 0 | 0 | 0 | 0 | 0 | 0 | 0 | 0 | 0 | 0 | 0 | 0 | 0 | 0 | 246512.8382 | 115042.8227 | 0 | 0 | 0 | 0 | 0 | 0 | 0 | 0 | 0 | 0 | 0 | 0 | 0 | 0 | 0 | 0
2016-12-23 22:00 | 0 | 0 | 0 | 0 | 0 | 383994.0684 | 463676 | 0 | 0 | 0 | 0 | 1507511.2531 | 2191005.8196 | 0 | 0 | 0 | 0 | 0 | 0 | 0 | 0 | 0 | 0 | 0 | 0 | 0 | 0 | 0 | 0 | 0 | 36007.6776 | -115689.6092 | 0 | 0 | 0 | 0 | 0 | 0 | 0 | 0 | 0 | 0 | 0 | 0 | 0 | 0 | 0 | 0
2016-12-23 23:00 | 0 | 0 | 0 | 0 | 440297.5328 | 123103.3632 | 474071 | 0 | 0 | 0 | 0 | 1712530.7584 | 2075316.2104 | 0 | 0 | 0 | 0 | 0 | 0 | 0 | 0 | 0 | 0 | 0 | 0 | 0 | 0 | 0 | 0 | 0 | 205019.5053 | -115689.6092 | 0 | 0 | 0 | 0 | 0 | 0 | 0 | 0 | 0 | 0 | 0 | 0 | 0 | 0 | 0 | 0
2016-12-24 | 0 | 0 | 0 | 0 | 112901.0077 | 911.5449 | 476015 | 0 | 0 | 0 | 0 | 1466017.9201 | 1959626.6012 | 0 | 0 | 0 | 0 | 0 | 0 | 0 | 0 | 0 | 0 | 0 | 0 | 0 | 0 | 0 | 0 | 0 | -246512.8382 | -115689.6092 | 0 | 0 | 0 | 0 | 0 | 0 | 0 | 0 | 0 | 0 | 0 | 0 | 0 | 0 | 0 | 0
2016-12-24 01:00 | 0 | 0 | 0 | 0 | 426356.0266 | 0 | 472752 | 0 | 0 | 0 | 0 | 1303932.3375 | 2075316.2104 | 0 | 0 | 0 | 0 | 0 | 0 | 0 | 0 | 0 | 0 | 0 | 0 | 0 | 0 | 0 | 0 | 0 | -162085.5826 | 115689.6092 | 0 | 0 | 0 | 0 | 0 | 0 | 0 | 0 | 0 | 0 | 0 | 0 | 0 | 0 | 0 | 0
2016-12-24 02:00 | 0 | 0 | 0 | 0 | 395810.1192 | 0 | 462869 | 0 | 0 | 0 | 0 | 1352563.0659 | 1959626.6012 | 0 | 0 | 0 | 0 | 0 | 0 | 0 | 0 | 0 | 0 | 0 | 0 | 0 | 0 | 0 | 0 | 0 | 48630.7284 | -115689.6092 | 0 | 0 | 0 | 0 | 0 | 0 | 0 | 0 | 0 | 0 | 0 | 0 | 0 | 0 | 0 | 0
2016-12-24 03:00 | 0 | 0 | 0 | 0 | 379130.3252 | 0 | 446590 | 0 | 0 | 0 | 0 | 1169413.7819 | 2075316.2104 | 0 | 0 | 0 | 0 | 0 | 0 | 0 | 0 | 0 | 0 | 0 | 0 | 0 | 0 | 0 | 0 | 0 | -183149.284 | 115689.6092 | 0 | 0 | 0 | 0 | 0 | 0 | 0 | 0 | 0 | 0 | 0 | 0 | 0 | 0 | 0 | 0
2016-12-24 04:00 | 0 | 0 | 0 | 0 | 63334.5525 | 0 | 425537 | 0 | 0 | 0 | 0 | 922900.9436 | 1959626.6012 | 0 | 0 | 0 | 0 | 0 | 0 | 0 | 0 | 0 | 0 | 0 | 0 | 0 | 0 | 0 | 0 | 0 | -246512.8382 | -115689.6092 | 0 | 0 | 0 | 0 | 0 | 0 | 0 | 0 | 0 | 0 | 0 | 0 | 0 | 0 | 0 | 0
2016-12-24 05:00 | 0 | 0 | 0 | 0 | 347751.9467 | 0 | 404551 | 0 | 0 | 0 | 0 | 981791.4996 | 1843936.9919 | 0 | 0 | 0 | 0 | 0 | 0 | 0 | 0 | 0 | 0 | 0 | 0 | 0 | 0 | 0 | 0 | 0 | 58890.556 | -115689.6092 | 0 | 0 | 0 | 0 | 0 | 0 | 0 | 0 | 0 | 0 | 0 | 0 | 0 | 0 | 0 | 0
2016-12-24 06:00 | 0 | 0 | 0 | 0 | 327334.2804 | 0 | 388257 | 0 | 0 | 0 | 0 | 1036558.3892 | 1728247.3827 | 0 | 0 | 0 | 0 | 0 | 0 | 0 | 0 | 0 | 0 | 0 | 0 | 0 | 0 | 0 | 0 | 0 | 54766.8896 | -115689.6092 | 0 | 0 | 0 | 0 | 0 | 0 | 0 | 0 | 0 | 0 | 0 | 0 | 0 | 0 | 0 | 0
2016-12-24 07:00 | 0 | 0 | 0 | 0 | 307231.0234 | 0 | 375554 | 0 | 0 | 0 | 0 | 852545.8034 | 1843936.9919 | 0 | 0 | 0 | 0 | 0 | 0 | 0 | 0 | 0 | 0 | 0 | 0 | 0 | 0 | 0 | 0 | 0 | -184012.5859 | 115689.6092 | 0 | 0 | 0 | 0 | 0 | 0 | 0 | 0 | 0 | 0 | 0 | 0 | 0 | 0 | 0 | 0
2016-12-24 08:00 | 0 | 0 | 0 | 0 | 294803.8893 | 0 | 366969 | 0 | 0 | 0 | 0 | 896070.3019 | 1728247.3827 | 0 | 0 | 0 | 0 | 0 | 0 | 0 | 0 | 0 | 0 | 0 | 0 | 0 | 0 | 0 | 0 | 0 | 43524.4985 | -115689.6092 | 0 | 0 | 0 | 0 | 0 | 0 | 0 | 0 | 0 | 0 | 0 | 0 | 0 | 0 | 0 | 0
2016-12-24 09:00 | 0 | 0 | 0 | 0 | 279446.4697 | 0 | 363078 | 0 | 0 | 0 | 0 | 928128.3808 | 1612557.7735 | 0 | 0 | 0 | 0 | 0 | 0 | 0 | 0 | 0 | 0 | 0 | 0 | 0 | 0 | 0 | 0 | 0 | 32058.0789 | -115689.6092 | 0 | 0 | 0 | 0 | 0 | 0 | 0 | 0 | 0 | 0 | 0 | 0 | 0 | 0 | 0 | 0
2016-12-24 10:00 | 0 | 0 | 0 | 0 | 271166.3234 | 0 | 363251 | 0 | 0 | 0 | 0 | 720354.095 | 1728247.3827 | 0 | 0 | 0 | 0 | 0 | 0 | 0 | 0 | 0 | 0 | 0 | 0 | 0 | 0 | 0 | 0 | 0 | -207774.2858 | 115689.6092 | 0 | 0 | 0 | 0 | 0 | 0 | 0 | 0 | 0 | 0 | 0 | 0 | 0 | 0 | 0 | 0
2016-12-24 11:00 | 0 | 0 | 0 | 0 | 266297.374 | 0 | 369381 | 0 | 0 | 0 | 0 | 501580.8597 | 1843936.9919 | 0 | 0 | 0 | 0 | 0 | 0 | 0 | 0 | 0 | 0 | 0 | 0 | 0 | 0 | 0 | 0 | 0 | -218773.2352 | 115689.6092 | 0 | 0 | 0 | 0 | 0 | 0 | 0 | 0 | 0 | 0 | 0 | 0 | 0 | 0 | 0 | 0
2016-12-24 12:00 | 0 | 0 | 0 | 0 | 19277.5525 | 0 | 381480 | 0 | 0 | 0 | 0 | 255068.0215 | 1728247.3827 | 0 | 0 | 0 | 0 | 0 | 0 | 0 | 0 | 0 | 0 | 0 | 0 | 0 | 0 | 0 | 0 | 0 | -246512.8382 | -115689.6092 | 0 | 0 | 0 | 0 | 0 | 0 | 0 | 0 | 0 | 0 | 0 | 0 | 0 | 0 | 0 | 0
2016-12-24 13:00 | 0 | 0 | 0 | 0 | 273808.2075 | 0 | 398053 | 0 | 0 | 0 | 0 | 246512.8382 | 1612557.7735 | 0 | 0 | 0 | 0 | 0 | 0 | 0 | 0 | 0 | 0 | 0 | 0 | 0 | 0 | 0 | 0 | 0 | -8555.1833 | -115689.6092 | 0 | 0 | 0 | 0 | 0 | 0 | 0 | 0 | 0 | 0 | 0 | 0 | 0 | 0 | 0 | 0
2016-12-24 14:00 | 0 | 0 | 0 | 0 | 18319.2824 | 34838.2701 | 415360 | 0 | 0 | 0 | 0 | 0 | 1496868.1642 | 0 | 0 | 0 | 0 | 0 | 0 | 0 | 0 | 0 | 0 | 0 | 0 | 0 | 0 | 0 | 0 | 0 | -246512.8382 | -115689.6092 | 0 | 0 | 0 | 0 | 0 | 0 | 0 | 0 | 0 | 0 | 0 | 0 | 0 | 0 | 0 | 0
2016-12-24 15:00 | 0 | 0 | 0 | 0 | 221663.9708 | 344751.1745 | 428043 | 0 | 0 | 0 | 0 | 22682.5361 | 1612557.7735 | 0 | 0 | 0 | 0 | 0 | 0 | 0 | 0 | 0 | 0 | 0 | 0 | 0 | 0 | 0 | 0 | 0 | 22682.5361 | 115689.6092 | 0 | 0 | 0 | 0 | 0 | 0 | 0 | 0 | 0 | 0 | 0 | 0 | 0 | 0 | 0 | 0
2016-12-24 16:00 | 0 | 0 | 0 | 0 | 181620.0883 | 471393.8394 | 433806 | 0 | 0 | 0 | 0 | 269195.3744 | 1585252.8629 | 0 | 0 | 0 | 0 | 0 | 0 | 0 | 0 | 0 | 0 | 0 | 0 | 0 | 0 | 0 | 0 | 0 | 246512.8382 | -27304.9105 | 0 | 0 | 0 | 0 | 0 | 0 | 0 | 0 | 0 | 0 | 0 | 0 | 0 | 0 | 0 | 0
2016-12-24 17:00 | 0 | 0 | 0 | 0 | 0 | 497382.5488 | 433274 | 0 | 0 | 0 | 0 | 448993.5324 | 1469563.2537 | 0 | 0 | 0 | 0 | 0 | 0 | 0 | 0 | 0 | 0 | 0 | 0 | 0 | 0 | 0 | 0 | 0 | 179798.158 | -115689.6092 | 0 | 0 | 0 | 0 | 0 | 0 | 0 | 0 | 0 | 0 | 0 | 0 | 0 | 0 | 0 | 0
2016-12-24 18:00 | 0 | 0 | 0 | 0 | 0 | 485487.4715 | 428294 | 0 | 0 | 0 | 0 | 390497.3946 | 1585252.8629 | 0 | 0 | 0 | 0 | 0 | 0 | 0 | 0 | 0 | 0 | 0 | 0 | 0 | 0 | 0 | 0 | 0 | -58496.1377 | 115689.6092 | 0 | 0 | 0 | 0 | 0 | 0 | 0 | 0 | 0 | 0 | 0 | 0 | 0 | 0 | 0 | 0
2016-12-24 19:00 | 0 | 0 | 0 | 0 | 74168.8554 | 479746.3736 | 423092 | 0 | 0 | 0 | 0 | 637010.2329 | 1469563.2537 | 0 | 0 | 0 | 0 | 0 | 0 | 0 | 0 | 0 | 0 | 0 | 0 | 0 | 0 | 0 | 0 | 0 | 246512.8382 | -115689.6092 | 0 | 0 | 0 | 0 | 0 | 0 | 0 | 0 | 0 | 0 | 0 | 0 | 0 | 0 | 0 | 0
2016-12-24 20:00 | 0 | 0 | 0 | 0 | 0 | 490443.062 | 419950 | 0 | 0 | 0 | 0 | 591813.6857 | 1585252.8629 | 0 | 0 | 0 | 0 | 0 | 0 | 0 | 0 | 0 | 0 | 0 | 0 | 0 | 0 | 0 | 0 | 0 | -45196.5472 | 115689.6092 | 0 | 0 | 0 | 0 | 0 | 0 | 0 | 0 | 0 | 0 | 0 | 0 | 0 | 0 | 0 | 0
2016-12-24 21:00 | 0 | 0 | 0 | 0 | 53749.858 | 497940.371 | 420867 | 0 | 0 | 0 | 0 | 838326.5239 | 1469563.2537 | 0 | 0 | 0 | 0 | 0 | 0 | 0 | 0 | 0 | 0 | 0 | 0 | 0 | 0 | 0 | 0 | 0 | 246512.8382 | -115689.6092 | 0 | 0 | 0 | 0 | 0 | 0 | 0 | 0 | 0 | 0 | 0 | 0 | 0 | 0 | 0 | 0
2016-12-24 22:00 | 0 | 0 | 0 | 0 | 0 | 410565.9022 | 429184 | 0 | 0 | 0 | 0 | 704018.8169 | 1585252.8629 | 0 | 0 | 0 | 0 | 0 | 0 | 0 | 0 | 0 | 0 | 0 | 0 | 0 | 0 | 0 | 0 | 0 | -134307.707 | 115689.6092 | 0 | 0 | 0 | 0 | 0 | 0 | 0 | 0 | 0 | 0 | 0 | 0 | 0 | 0 | 0 | 0
2016-12-24 23:00 | 0 | 0 | 0 | 0 | 179329.7249 | 124563.0461 | 434716 | 0 | 0 | 0 | 0 | 457505.9787 | 1700942.4721 | 0 | 0 | 0 | 0 | 0 | 0 | 0 | 0 | 0 | 0 | 0 | 0 | 0 | 0 | 0 | 0 | 0 | -246512.8382 | 115689.6092 | 0 | 0 | 0 | 0 | 0 | 0 | 0 | 0 | 0 | 0 | 0 | 0 | 0 | 0 | 0 | 0
2016-12-25 | 0 | 0 | 0 | 0 | 720390.8534 | 1385.7692 | 434106 | 0 | 0 | 0 | 0 | 704018.8169 | 1742100.2565 | 0 | 0 | 0 | 0 | 0 | 0 | 0 | 0 | 0 | 0 | 0 | 0 | 0 | 0 | 0 | 0 | 0 | 246512.8382 | 41157.7843 | 0 | 0 | 0 | 0 | 0 | 0 | 0 | 0 | 0 | 0 | 0 | 0 | 0 | 0 | 0 | 0
2016-12-25 01:00 | 0 | 0 | 0 | 0 | 69608.5525 | 0 | 431811 | 0 | 0 | 0 | 0 | 457505.9787 | 1626410.6472 | 0 | 0 | 0 | 0 | 0 | 0 | 0 | 0 | 0 | 0 | 0 | 0 | 0 | 0 | 0 | 0 | 0 | -246512.8382 | -115689.6092 | 0 | 0 | 0 | 0 | 0 | 0 | 0 | 0 | 0 | 0 | 0 | 0 | 0 | 0 | 0 | 0
2016-12-25 02:00 | 0 | 0 | 0 | 0 | 649149.7721 | 0 | 424473 | 0 | 0 | 0 | 0 | 566493.1416 | 1742100.2565 | 0 | 0 | 0 | 0 | 0 | 0 | 0 | 0 | 0 | 0 | 0 | 0 | 0 | 0 | 0 | 0 | 0 | 108987.1629 | 115689.6092 | 0 | 0 | 0 | 0 | 0 | 0 | 0 | 0 | 0 | 0 | 0 | 0 | 0 | 0 | 0 | 0
2016-12-25 03:00 | 0 | 0 | 0 | 0 | 52081.5525 | 0 | 414284 | 0 | 0 | 0 | 0 | 319980.3033 | 1626410.6472 | 0 | 0 | 0 | 0 | 0 | 0 | 0 | 0 | 0 | 0 | 0 | 0 | 0 | 0 | 0 | 0 | 0 | -246512.8382 | -115689.6092 | 0 | 0 | 0 | 0 | 0 | 0 | 0 | 0 | 0 | 0 | 0 | 0 | 0 | 0 | 0 | 0
2016-12-25 04:00 | 0 | 0 | 0 | 0 | 575257.8438 | 0 | 400191 | 0 | 0 | 0 | 0 | 566493.1416 | 1554964.6528 | 0 | 0 | 0 | 0 | 0 | 0 | 0 | 0 | 0 | 0 | 0 | 0 | 0 | 0 | 0 | 0 | 0 | 246512.8382 | -71445.9944 | 0 | 0 | 0 | 0 | 0 | 0 | 0 | 0 | 0 | 0 | 0 | 0 | 0 | 0 | 0 | 0
2016-12-25 05:00 | 0 | 0 | 0 | 0 | 21239.5525 | 0 | 383442 | 0 | 0 | 0 | 0 | 319980.3033 | 1439275.0435 | 0 | 0 | 0 | 0 | 0 | 0 | 0 | 0 | 0 | 0 | 0 | 0 | 0 | 0 | 0 | 0 | 0 | -246512.8382 | -115689.6092 | 0 | 0 | 0 | 0 | 0 | 0 | 0 | 0 | 0 | 0 | 0 | 0 | 0 | 0 | 0 | 0
2016-12-25 06:00 | 0 | 0 | 0 | 0 | 567973.1287 | 0 | 370192 | 0 | 0 | 0 | 0 | 566493.1416 | 1390543.334 | 0 | 0 | 0 | 0 | 0 | 0 | 0 | 0 | 0 | 0 | 0 | 0 | 0 | 0 | 0 | 0 | 0 | 246512.8382 | -48731.7095 | 0 | 0 | 0 | 0 | 0 | 0 | 0 | 0 | 0 | 0 | 0 | 0 | 0 | 0 | 0 | 0
2016-12-25 07:00 | 0 | 0 | 0 | 0 | 229447.771 | 0 | 360271 | 0 | 0 | 0 | 0 | 319980.3033 | 1506232.9432 | 0 | 0 | 0 | 0 | 0 | 0 | 0 | 0 | 0 | 0 | 0 | 0 | 0 | 0 | 0 | 0 | 0 | -246512.8382 | 115689.6092 | 0 | 0 | 0 | 0 | 0 | 0 | 0 | 0 | 0 | 0 | 0 | 0 | 0 | 0 | 0 | 0
2016-12-25 08:00 | 0 | 0 | 0 | 0 | 591869.7124 | 0 | 353271 | 0 | 0 | 0 | 0 | 442889.4065 | 1621922.5525 | 0 | 0 | 0 | 0 | 0 | 0 | 0 | 0 | 0 | 0 | 0 | 0 | 0 | 0 | 0 | 0 | 0 | 122909.1031 | 115689.6092 | 0 | 0 | 0 | 0 | 0 | 0 | 0 | 0 | 0 | 0 | 0 | 0 | 0 | 0 | 0 | 0
2016-12-25 09:00 | 0 | 0 | 0 | 0 | 0 | 0 | 350538 | 0 | 0 | 0 | 0 | 196376.5682 | 1517897.3907 | 0 | 0 | 0 | 0 | 0 | 0 | 0 | 0 | 0 | 0 | 0 | 0 | 0 | 0 | 0 | 0 | 0 | -246512.8382 | -104025.1618 | 0 | 0 | 0 | 0 | 0 | 0 | 0 | 0 | 0 | 0 | 0 | 0 | 0 | 0 | 0 | 0
2016-12-25 10:00 | 0 | 0 | 0 | 0 | 626260.8994 | 0 | 352300 | 0 | 0 | 0 | 0 | 442889.4065 | 1545345.4518 | 0 | 0 | 0 | 0 | 0 | 0 | 0 | 0 | 0 | 0 | 0 | 0 | 0 | 0 | 0 | 0 | 0 | 246512.8382 | 27448.0611 | 0 | 0 | 0 | 0 | 0 | 0 | 0 | 0 | 0 | 0 | 0 | 0 | 0 | 0 | 0 | 0
2016-12-25 11:00 | 0 | 0 | 0 | 0 | 654585.6291 | 0 | 358203 | 0 | 0 | 0 | 0 | 689402.2447 | 1589447.6902 | 0 | 0 | 0 | 0 | 0 | 0 | 0 | 5767.5525 | 0 | 0 | 0 | 0 | 0 | 0 | 0 | 0 | 0 | 246512.8382 | 44102.2384 | 0 | 0 | 0 | 0 | 0 | 0 | 0 | 0 | 0 | 5767.5525 | 0 | 0 | 0 | 0 | 0 | 0
2016-12-25 12:00 | 0 | 0 | 0 | 0 | 0 | 0 | 367970 | 0 | 0 | 0 | 0 | 442889.4065 | 1473758.081 | 0 | 0 | 0 | 0 | 0 | 0 | 0 | 0 | 0 | 0 | 0 | 0 | 0 | 0 | 0 | 0 | 0 | -246512.8382 | -115689.6092 | 0 | 0 | 0 | 0 | 0 | 0 | 0 | 0 | 0 | -5767.5525 | 0 | 0 | 0 | 0 | 0 | 0
2016-12-25 13:00 | 0 | 0 | 0 | 0 | 252126.771 | 0 | 382950 | 0 | 0 | 0 | 0 | 196376.5682 | 1589447.6902 | 0 | 0 | 0 | 0 | 0 | 0 | 0 | 0 | 0 | 0 | 0 | 0 | 0 | 0 | 0 | 0 | 0 | -246512.8382 | 115689.6092 | 0 | 0 | 0 | 0 | 0 | 0 | 0 | 0 | 0 | 0 | 0 | 0 | 0 | 0 | 0 | 0
2016-12-25 14:00 | 0 | 0 | 0 | 0 | 723153.0877 | 35318.3598 | 396269 | 0 | 0 | 0 | 0 | 442889.4065 | 1705137.2994 | 0 | 0 | 0 | 0 | 0 | 0 | 0 | 0 | 0 | 0 | 0 | 0 | 0 | 0 | 0 | 0 | 0 | 246512.8382 | 115689.6092 | 0 | 0 | 0 | 0 | 0 | 0 | 0 | 0 | 0 | 0 | 0 | 0 | 0 | 0 | 0 | 0
2016-12-25 15:00 | 0 | 0 | 0 | 0 | 0 | 312453.1414 | 403256 | 0 | 0 | 0 | 0 | 467776.1571 | 1589447.6902 | 0 | 0 | 0 | 0 | 0 | 0 | 0 | 0 | 0 | 0 | 0 | 0 | 0 | 0 | 0 | 0 | 0 | 24886.7506 | -115689.6092 | 0 | 0 | 0 | 0 | 0 | 0 | 0 | 0 | 0 | 0 | 0 | 0 | 0 | 0 | 0 | 0
2016-12-25 16:00 | 0 | 0 | 0 | 0 | 279198.271 | 488809.1765 | 405805 | 0 | 0 | 0 | 0 | 714288.9953 | 1705137.2994 | 0 | 0 | 0 | 0 | 0 | 0 | 0 | 0 | 0 | 0 | 0 | 0 | 0 | 0 | 0 | 0 | 0 | 246512.8382 | 115689.6092 | 0 | 0 | 0 | 0 | 0 | 0 | 0 | 0 | 0 | 0 | 0 | 0 | 0 | 0 | 0 | 0
2016-12-25 17:00 | 0 | 0 | 0 | 0 | 0 | 530765.7183 | 404927 | 0 | 0 | 0 | 0 | 724438.1044 | 1820826.9087 | 0 | 0 | 0 | 0 | 0 | 0 | 0 | 0 | 0 | 0 | 0 | 0 | 0 | 0 | 0 | 0 | 0 | 10149.109 | 115689.6092 | 0 | 0 | 0 | 0 | 0 | 0 | 0 | 0 | 0 | 0 | 0 | 0 | 0 | 0 | 0 | 0
2016-12-25 18:00 | 0 | 0 | 0 | 0 | 11533.1425 | 519327.0865 | 400037 | 0 | 0 | 0 | 0 | 970950.9426 | 1705137.2994 | 0 | 0 | 0 | 0 | 0 | 0 | 0 | 0 | 0 | 0 | 0 | 0 | 0 | 0 | 0 | 0 | 0 | 246512.8382 | -115689.6092 | 0 | 0 | 0 | 0 | 0 | 0 | 0 | 0 | 0 | 0 | 0 | 0 | 0 | 0 | 0 | 0
2016-12-25 19:00 | 0 | 0 | 0 | 0 | 0 | 510182.016 | 394876 | 0 | 0 | 0 | 0 | 970567.3494 | 1820826.9087 | 0 | 0 | 0 | 0 | 0 | 0 | 0 | 0 | 0 | 0 | 0 | 0 | 0 | 0 | 0 | 0 | 0 | -383.5932 | 115689.6092 | 0 | 0 | 0 | 0 | 0 | 0 | 0 | 0 | 0 | 0 | 0 | 0 | 0 | 0 | 0 | 0
2016-12-25 20:00 | 0 | 0 | 0 | 0 | 225787.11 | 526602.3374 | 390187 | 0 | 0 | 0 | 0 | 1217080.1877 | 1936516.5179 | 0 | 0 | 0 | 0 | 0 | 0 | 0 | 0 | 0 | 0 | 0 | 0 | 0 | 0 | 0 | 0 | 0 | 246512.8382 | 115689.6092 | 0 | 0 | 0 | 0 | 0 | 0 | 0 | 0 | 0 | 0 | 0 | 0 | 0 | 0 | 0 | 0
2016-12-25 21:00 | 0 | 0 | 0 | 0 | 0 | 551770.8186 | 389975 | 0 | 0 | 0 | 0 | 1263186.397 | 2052206.1271 | 0 | 0 | 0 | 0 | 0 | 0 | 0 | 0 | 0 | 0 | 0 | 0 | 0 | 0 | 0 | 0 | 0 | 46106.2094 | 115689.6092 | 0 | 0 | 0 | 0 | 0 | 0 | 0 | 0 | 0 | 0 | 0 | 0 | 0 | 0 | 0 | 0
2016-12-25 22:00 | 0 | 0 | 0 | 0 | 0 | 495483.4664 | 398888 | 0 | 0 | 0 | 0 | 1244092.2541 | 2167895.7363 | 0 | 0 | 0 | 0 | 0 | 0 | 0 | 0 | 0 | 0 | 0 | 0 | 0 | 0 | 0 | 0 | 0 | -19094.1429 | 115689.6092 | 0 | 0 | 0 | 0 | 0 | 0 | 0 | 0 | 0 | 0 | 0 | 0 | 0 | 0 | 0 | 0
2016-12-25 23:00 | 0 | 0 | 0 | 0 | 0 | 192890.2558 | 408809 | 0 | 0 | 0 | 0 | 1143863.1191 | 2052206.1271 | 0 | 0 | 0 | 0 | 0 | 0 | 0 | 0 | 0 | 0 | 0 | 0 | 0 | 0 | 0 | 0 | 0 | -100229.135 | -115689.6092 | 0 | 0 | 0 | 0 | 0 | 0 | 0 | 0 | 0 | 0 | 0 | 0 | 0 | 0 | 0 | 0
2016-12-26 | 0 | 0 | 0 | 0 | 544220.7275 | 1469.5015 | 414867 | 0 | 0 | 0 | 0 | 1390375.9574 | 1936516.5179 | 0 | 0 | 0 | 0 | 0 | 0 | 0 | 0 | 0 | 0 | 0 | 0 | 0 | 0 | 0 | 0 | 0 | 246512.8382 | -115689.6092 | 0 | 0 | 0 | 0 | 0 | 0 | 0 | 0 | 0 | 0 | 0 | 0 | 0 | 0 | 0 | 0
2016-12-26 01:00 | 0 | 0 | 0 | 0 | 287537.771 | 0 | 418361 | 0 | 0 | 0 | 0 | 1143863.1191 | 2052206.1271 | 0 | 0 | 0 | 0 | 0 | 0 | 0 | 0 | 0 | 0 | 0 | 0 | 0 | 0 | 0 | 0 | 0 | -246512.8382 | 115689.6092 | 0 | 0 | 0 | 0 | 0 | 0 | 0 | 0 | 0 | 0 | 0 | 0 | 0 | 0 | 0 | 0
2016-12-26 02:00 | 0 | 0 | 0 | 0 | 52081.5525 | 0 | 414284 | 0 | 0 | 0 | 0 | 897350.2809 | 1936516.5179 | 0 | 0 | 0 | 0 | 0 | 0 | 0 | 0 | 0 | 0 | 0 | 0 | 0 | 0 | 0 | 0 | 0 | -246512.8382 | -115689.6092 | 0 | 0 | 0 | 0 | 0 | 0 | 0 | 0 | 0 | 0 | 0 | 0 | 0 | 0 | 0 | 0
2016-12-26 03:00 | 0 | 0 | 0 | 0 | 535702.229 | 0 | 404879 | 0 | 0 | 0 | 0 | 1143863.1191 | 1820826.9087 | 0 | 0 | 0 | 0 | 0 | 0 | 0 | 0 | 0 | 0 | 0 | 0 | 0 | 0 | 0 | 0 | 0 | 246512.8382 | -115689.6092 | 0 | 0 | 0 | 0 | 0 | 0 | 0 | 0 | 0 | 0 | 0 | 0 | 0 | 0 | 0 | 0
2016-12-26 04:00 | 0 | 0 | 0 | 0 | 259332.771 | 0 | 390156 | 0 | 0 | 0 | 0 | 897350.2809 | 1936516.5179 | 0 | 0 | 0 | 0 | 0 | 0 | 0 | 0 | 0 | 0 | 0 | 0 | 0 | 0 | 0 | 0 | 0 | -246512.8382 | 115689.6092 | 0 | 0 | 0 | 0 | 0 | 0 | 0 | 0 | 0 | 0 | 0 | 0 | 0 | 0 | 0 | 0
2016-12-26 05:00 | 0 | 0 | 0 | 0 | 12929.5525 | 0 | 375132 | 0 | 0 | 0 | 0 | 650837.4426 | 1820826.9087 | 0 | 0 | 0 | 0 | 0 | 0 | 0 | 0 | 0 | 0 | 0 | 0 | 0 | 0 | 0 | 0 | 0 | -246512.8382 | -115689.6092 | 0 | 0 | 0 | 0 | 0 | 0 | 0 | 0 | 0 | 0 | 0 | 0 | 0 | 0 | 0 | 0
2016-12-26 06:00 | 0 | 0 | 0 | 0 | 724860.4475 | 0 | 362658 | 0 | 0 | 0 | 0 | 897350.2809 | 1936516.5179 | 0 | 0 | 0 | 0 | 0 | 0 | 0 | 0 | 0 | 0 | 0 | 0 | 0 | 0 | 0 | 0 | 0 | 246512.8382 | 115689.6092 | 0 | 0 | 0 | 0 | 0 | 0 | 0 | 0 | 0 | 0 | 0 | 0 | 0 | 0 | 0 | 0
2016-12-26 07:00 | 0 | 0 | 0 | 0 | 222875.771 | 0 | 353699 | 0 | 0 | 0 | 0 | 650837.4426 | 2052206.1271 | 0 | 0 | 0 | 0 | 0 | 0 | 0 | 0 | 0 | 0 | 0 | 0 | 0 | 0 | 0 | 0 | 0 | -246512.8382 | 115689.6092 | 0 | 0 | 0 | 0 | 0 | 0 | 0 | 0 | 0 | 0 | 0 | 0 | 0 | 0 | 0 | 0
2016-12-26 08:00 | 0 | 0 | 0 | 0 | 0 | 0 | 348608 | 0 | 0 | 0 | 0 | 417919.0519 | 1936516.5179 | 0 | 0 | 0 | 0 | 0 | 0 | 0 | 0 | 0 | 0 | 0 | 0 | 0 | 0 | 0 | 0 | 0 | -232918.3908 | -115689.6092 | 0 | 0 | 0 | 0 | 0 | 0 | 0 | 0 | 0 | 0 | 0 | 0 | 0 | 0 | 0 | 0
2016-12-26 09:00 | 0 | 0 | 0 | 0 | 478283.229 | 0 | 347460 | 0 | 0 | 0 | 0 | 664431.8901 | 1820826.9087 | 0 | 0 | 0 | 0 | 0 | 0 | 0 | 0 | 0 | 0 | 0 | 0 | 0 | 0 | 0 | 0 | 0 | 246512.8382 | -115689.6092 | 0 | 0 | 0 | 0 | 0 | 0 | 0 | 0 | 0 | 0 | 0 | 0 | 0 | 0 | 0 | 0
2016-12-26 10:00 | 0 | 0 | 0 | 0 | 220601.771 | 0 | 351425 | 0 | 0 | 0 | 0 | 417919.0519 | 1936516.5179 | 0 | 0 | 0 | 0 | 0 | 0 | 0 | 0 | 0 | 0 | 0 | 0 | 0 | 0 | 0 | 0 | 0 | -246512.8382 | 115689.6092 | 0 | 0 | 0 | 0 | 0 | 0 | 0 | 0 | 0 | 0 | 0 | 0 | 0 | 0 | 0 | 0
2016-12-26 11:00 | 0 | 0 | 0 | 0 | 0 | 0 | 360472 | 0 | 0 | 0 | 0 | 173136.6611 | 1820826.9087 | 0 | 0 | 0 | 0 | 0 | 0 | 0 | 0 | 0 | 0 | 0 | 0 | 0 | 0 | 0 | 0 | 0 | -244782.3908 | -115689.6092 | 0 | 0 | 0 | 0 | 0 | 0 | 0 | 0 | 0 | 0 | 0 | 0 | 0 | 0 | 0 | 0
2016-12-26 12:00 | 0 | 0 | 0 | 0 | 503042.229 | 0 | 372219 | 0 | 0 | 0 | 0 | 419649.4993 | 1705137.2994 | 0 | 0 | 0 | 0 | 0 | 0 | 0 | 0 | 0 | 0 | 0 | 0 | 0 | 0 | 0 | 0 | 0 | 246512.8382 | -115689.6092 | 0 | 0 | 0 | 0 | 0 | 0 | 0 | 0 | 0 | 0 | 0 | 0 | 0 | 0 | 0 | 0
2016-12-26 13:00 | 0 | 0 | 0 | 0 | 255558.771 | 0 | 386382 | 0 | 0 | 0 | 0 | 173136.6611 | 1820826.9087 | 0 | 0 | 0 | 0 | 0 | 0 | 0 | 0 | 0 | 0 | 0 | 0 | 0 | 0 | 0 | 0 | 0 | -246512.8382 | 115689.6092 | 0 | 0 | 0 | 0 | 0 | 0 | 0 | 0 | 0 | 0 | 0 | 0 | 0 | 0 | 0 | 0
2016-12-26 14:00 | 0 | 0 | 0 | 0 | 494139.3363 | 39446.8928 | 402763 | 0 | 0 | 0 | 0 | 419649.4993 | 1705137.2994 | 0 | 0 | 0 | 0 | 0 | 0 | 0 | 0 | 0 | 0 | 0 | 0 | 0 | 0 | 0 | 0 | 0 | 246512.8382 | -115689.6092 | 0 | 0 | 0 | 0 | 0 | 0 | 0 | 0 | 0 | 0 | 0 | 0 | 0 | 0 | 0 | 0
2016-12-26 15:00 | 0 | 0 | 0 | 0 | 307645.0431 | 470252.4043 | 415695 | 0 | 0 | 0 | 0 | 666162.3376 | 1820826.9087 | 0 | 0 | 0 | 0 | 0 | 0 | 0 | 0 | 0 | 0 | 0 | 0 | 0 | 0 | 0 | 0 | 0 | 246512.8382 | 115689.6092 | 0 | 0 | 0 | 0 | 0 | 0 | 0 | 0 | 0 | 0 | 0 | 0 | 0 | 0 | 0 | 0
2016-12-26 16:00 | 0 | 0 | 0 | 0 | 0 | 648422.1284 | 423628 | 0 | 0 | 0 | 0 | 775266.8567 | 1936516.5179 | 0 | 0 | 0 | 0 | 0 | 0 | 0 | 0 | 0 | 0 | 0 | 0 | 0 | 0 | 0 | 0 | 0 | 109104.5191 | 115689.6092 | 0 | 0 | 0 | 0 | 0 | 0 | 0 | 0 | 0 | 0 | 0 | 0 | 0 | 0 | 0 | 0
2016-12-26 17:00 | 0 | 0 | 0 | 0 | 0 | 638230.3888 | 425977 | 0 | 0 | 0 | 0 | 1021779.695 | 1902257.0684 | 0 | 0 | 0 | 0 | 0 | 0 | 0 | 0 | 0 | 0 | 0 | 0 | 0 | 0 | 0 | 0 | 0 | 246512.8382 | -34259.4495 | 0 | 0 | 0 | 0 | 0 | 0 | 0 | 0 | 0 | 0 | 0 | 0 | 0 | 0 | 0 | 0
2016-12-26 18:00 | 0 | 0 | 0 | 0 | 189999.5702 | 596567.8773 | 424365 | 0 | 0 | 0 | 0 | 1268292.5332 | 2017946.6776 | 0 | 0 | 0 | 0 | 0 | 0 | 0 | 0 | 0 | 0 | 0 | 0 | 0 | 0 | 0 | 0 | 0 | 246512.8382 | 115689.6092 | 0 | 0 | 0 | 0 | 0 | 0 | 0 | 0 | 0 | 0 | 0 | 0 | 0 | 0 | 0 | 0
2016-12-26 19:00 | 0 | 0 | 0 | 0 | 0 | 578109.5703 | 421404 | 0 | 0 | 0 | 0 | 1309308.4942 | 2133636.2869 | 0 | 0 | 0 | 0 | 0 | 0 | 0 | 0 | 0 | 0 | 0 | 0 | 0 | 0 | 0 | 0 | 0 | 41015.961 | 115689.6092 | 0 | 0 | 0 | 0 | 0 | 0 | 0 | 0 | 0 | 0 | 0 | 0 | 0 | 0 | 0 | 0
2016-12-26 20:00 | 0 | 0 | 0 | 0 | 183655.2749 | 598068.1726 | 419521 | 0 | 0 | 0 | 0 | 1555821.3325 | 2249325.8961 | 0 | 0 | 0 | 0 | 0 | 0 | 0 | 0 | 0 | 0 | 0 | 0 | 0 | 0 | 0 | 0 | 0 | 246512.8382 | 115689.6092 | 0 | 0 | 0 | 0 | 0 | 0 | 0 | 0 | 0 | 0 | 0 | 0 | 0 | 0 | 0 | 0
2016-12-26 21:00 | 0 | 0 | 0 | 0 | 0 | 627900.5271 | 423752 | 0 | 0 | 0 | 0 | 1644280.2504 | 2365015.5053 | 0 | 0 | 0 | 0 | 0 | 0 | 0 | 0 | 0 | 0 | 0 | 0 | 0 | 0 | 0 | 0 | 0 | 88458.9179 | 115689.6092 | 0 | 0 | 0 | 0 | 0 | 0 | 0 | 0 | 0 | 0 | 0 | 0 | 0 | 0 | 0 | 0
2016-12-26 22:00 | 0 | 0 | 0 | 0 | 0 | 545889.5648 | 436949 | 0 | 0 | 0 | 0 | 1868910.4244 | 2249325.8961 | 0 | 0 | 0 | 0 | 0 | 0 | 0 | 0 | 0 | 0 | 0 | 0 | 0 | 0 | 0 | 0 | 0 | 224630.174 | -115689.6092 | 0 | 0 | 0 | 0 | 0 | 0 | 0 | 0 | 0 | 0 | 0 | 0 | 0 | 0 | 0 | 0
2016-12-26 23:00 | 0 | 0 | 0 | 0 | 125249.3886 | 195028.3824 | 451101 | 0 | 0 | 0 | 0 | 1622397.5861 | 2365015.5053 | 0 | 0 | 0 | 0 | 0 | 0 | 0 | 0 | 0 | 0 | 0 | 0 | 0 | 0 | 0 | 0 | 0 | -246512.8382 | 115689.6092 | 0 | 0 | 0 | 0 | 0 | 0 | 0 | 0 | 0 | 0 | 0 | 0 | 0 | 0 | 0 | 0
2016-12-27 | 0 | 0 | 0 | 0 | 621025.0215 | 1690.7175 | 457182 | 0 | 0 | 0 | 0 | 1868910.4244 | 2284036.4061 | 0 | 0 | 0 | 0 | 0 | 0 | 0 | 0 | 0 | 0 | 0 | 0 | 0 | 0 | 0 | 0 | 0 | 246512.8382 | -80979.0992 | 0 | 0 | 0 | 0 | 0 | 0 | 0 | 0 | 0 | 0 | 0 | 0 | 0 | 0 | 0 | 0
2016-12-27 01:00 | 0 | 0 | 0 | 0 | 94446.5525 | 0 | 456649 | 0 | 0 | 0 | 0 | 1622397.5861 | 2168346.7969 | 0 | 0 | 0 | 0 | 0 | 0 | 0 | 0 | 0 | 0 | 0 | 0 | 0 | 0 | 0 | 0 | 0 | -246512.8382 | -115689.6092 | 0 | 0 | 0 | 0 | 0 | 0 | 0 | 0 | 0 | 0 | 0 | 0 | 0 | 0 | 0 | 0
2016-12-27 02:00 | 0 | 0 | 0 | 0 | 83326.5525 | 0 | 445529 | 0 | 0 | 0 | 0 | 1375884.7479 | 2052657.1877 | 0 | 0 | 0 | 0 | 0 | 0 | 0 | 0 | 0 | 0 | 0 | 0 | 0 | 0 | 0 | 0 | 0 | -246512.8382 | -115689.6092 | 0 | 0 | 0 | 0 | 0 | 0 | 0 | 0 | 0 | 0 | 0 | 0 | 0 | 0 | 0 | 0
2016-12-27 03:00 | 0 | 0 | 0 | 0 | 616949.4613 | 0 | 428812 | 0 | 0 | 0 | 0 | 1448332.6 | 2168346.7969 | 0 | 0 | 0 | 0 | 0 | 0 | 0 | 0 | 0 | 0 | 0 | 0 | 0 | 0 | 0 | 0 | 0 | 72447.8521 | 115689.6092 | 0 | 0 | 0 | 0 | 0 | 0 | 0 | 0 | 0 | 0 | 0 | 0 | 0 | 0 | 0 | 0
2016-12-27 04:00 | 0 | 0 | 0 | 0 | 44885.5525 | 0 | 407088 | 0 | 0 | 0 | 0 | 1201819.7617 | 2052657.1877 | 0 | 0 | 0 | 0 | 0 | 0 | 0 | 0 | 0 | 0 | 0 | 0 | 0 | 0 | 0 | 0 | 0 | -246512.8382 | -115689.6092 | 0 | 0 | 0 | 0 | 0 | 0 | 0 | 0 | 0 | 0 | 0 | 0 | 0 | 0 | 0 | 0
2016-12-27 05:00 | 0 | 0 | 0 | 0 | 256170.771 | 0 | 386994 | 0 | 0 | 0 | 0 | 955306.9235 | 2168346.7969 | 0 | 0 | 0 | 0 | 0 | 0 | 0 | 0 | 0 | 0 | 0 | 0 | 0 | 0 | 0 | 0 | 0 | -246512.8382 | 115689.6092 | 0 | 0 | 0 | 0 | 0 | 0 | 0 | 0 | 0 | 0 | 0 | 0 | 0 | 0 | 0 | 0
2016-12-27 06:00 | 0 | 0 | 0 | 0 | 615428.3107 | 0 | 370840 | 0 | 0 | 0 | 0 | 1201819.7617 | 2166422.2693 | 0 | 0 | 0 | 0 | 0 | 0 | 0 | 0 | 0 | 0 | 0 | 0 | 0 | 0 | 0 | 0 | 0 | 246512.8382 | -1924.5276 | 0 | 0 | 0 | 0 | 0 | 0 | 0 | 0 | 0 | 0 | 0 | 0 | 0 | 0 | 0 | 0
2016-12-27 07:00 | 0 | 0 | 0 | 0 | 0 | 0 | 360758 | 0 | 0 | 0 | 0 | 955306.9235 | 2052177.1076 | 0 | 0 | 0 | 0 | 0 | 0 | 0 | 0 | 0 | 0 | 0 | 0 | 0 | 0 | 0 | 0 | 0 | -246512.8382 | -114245.1618 | 0 | 0 | 0 | 0 | 0 | 0 | 0 | 0 | 0 | 0 | 0 | 0 | 0 | 0 | 0 | 0
2016-12-27 08:00 | 0 | 0 | 0 | 0 | 224825.771 | 0 | 355649 | 0 | 0 | 0 | 0 | 708794.0852 | 2167866.7168 | 0 | 0 | 0 | 0 | 0 | 0 | 0 | 0 | 0 | 0 | 0 | 0 | 0 | 0 | 0 | 0 | 0 | -246512.8382 | 115689.6092 | 0 | 0 | 0 | 0 | 0 | 0 | 0 | 0 | 0 | 0 | 0 | 0 | 0 | 0 | 0 | 0
2016-12-27 09:00 | 0 | 0 | 0 | 0 | 544906.4181 | 0 | 355194 | 0 | 0 | 0 | 0 | 955306.9235 | 2111066.2967 | 0 | 0 | 0 | 0 | 0 | 0 | 0 | 0 | 0 | 0 | 0 | 0 | 0 | 0 | 0 | 0 | 0 | 246512.8382 | -56800.4201 | 0 | 0 | 0 | 0 | 0 | 0 | 0 | 0 | 0 | 0 | 0 | 0 | 0 | 0 | 0 | 0
2016-12-27 10:00 | 0 | 0 | 0 | 0 | 232949.771 | 0 | 363773 | 0 | 0 | 0 | 0 | 708794.0852 | 2226755.9059 | 0 | 0 | 0 | 0 | 0 | 0 | 0 | 0 | 0 | 0 | 0 | 0 | 0 | 0 | 0 | 0 | 0 | -246512.8382 | 115689.6092 | 0 | 0 | 0 | 0 | 0 | 0 | 0 | 0 | 0 | 0 | 0 | 0 | 0 | 0 | 0 | 0
2016-12-27 11:00 | 0 | 0 | 0 | 0 | 487885.7666 | 0 | 381884 | 0 | 0 | 0 | 0 | 930485.461 | 2111066.2967 | 0 | 0 | 0 | 0 | 0 | 0 | 0 | 0 | 0 | 0 | 0 | 0 | 0 | 0 | 0 | 0 | 0 | 221691.3758 | -115689.6092 | 0 | 0 | 0 | 0 | 0 | 0 | 0 | 0 | 0 | 0 | 0 | 0 | 0 | 0 | 0 | 0
2016-12-27 12:00 | 0 | 0 | 0 | 0 | 42659.5525 | 0 | 404862 | 0 | 0 | 0 | 0 | 683972.6228 | 1995376.6875 | 0 | 0 | 0 | 0 | 0 | 0 | 0 | 0 | 0 | 0 | 0 | 0 | 0 | 0 | 0 | 0 | 0 | -246512.8382 | -115689.6092 | 0 | 0 | 0 | 0 | 0 | 0 | 0 | 0 | 0 | 0 | 0 | 0 | 0 | 0 | 0 | 0
2016-12-27 13:00 | 0 | 0 | 0 | 0 | 476290.9847 | 0 | 423598 | 0 | 0 | 0 | 0 | 852355.2168 | 1879687.0782 | 0 | 0 | 0 | 0 | 0 | 0 | 0 | 0 | 0 | 0 | 0 | 0 | 0 | 0 | 0 | 0 | 0 | 168382.594 | -115689.6092 | 0 | 0 | 0 | 0 | 0 | 0 | 0 | 0 | 0 | 0 | 0 | 0 | 0 | 0 | 0 | 0
2016-12-27 14:00 | 0 | 0 | 0 | 0 | 0 | 80310.4671 | 438131 | 0 | 0 | 0 | 0 | 605842.3785 | 1768379.3836 | 0 | 0 | 0 | 0 | 0 | 0 | 0 | 0 | 0 | 0 | 0 | 0 | 0 | 0 | 0 | 0 | 0 | -246512.8382 | -111307.6946 | 0 | 0 | 0 | 0 | 0 | 0 | 0 | 0 | 0 | 0 | 0 | 0 | 0 | 0 | 0 | 0
2016-12-27 15:00 | 0 | 0 | 0 | 0 | 328521.802 | 449616.13 | 446838 | 0 | 0 | 0 | 0 | 821452.7013 | 1884068.9928 | 0 | 0 | 0 | 0 | 0 | 0 | 0 | 0 | 0 | 0 | 0 | 0 | 0 | 0 | 0 | 0 | 0 | 215610.3228 | 115689.6092 | 0 | 0 | 0 | 0 | 0 | 0 | 0 | 0 | 0 | 0 | 0 | 0 | 0 | 0 | 0 | 0
2016-12-27 16:00 | 0 | 0 | 0 | 0 | 204806.8665 | 607102.581 | 449707 | 0 | 0 | 0 | 0 | 1067965.5396 | 1999758.6021 | 0 | 0 | 0 | 0 | 0 | 0 | 0 | 0 | 0 | 0 | 0 | 0 | 0 | 0 | 0 | 0 | 0 | 246512.8382 | 115689.6092 | 0 | 0 | 0 | 0 | 0 | 0 | 0 | 0 | 0 | 0 | 0 | 0 | 0 | 0 | 0 | 0
2016-12-27 17:00 | 0 | 0 | 0 | 0 | 0 | 610913.1339 | 447435 | 0 | 0 | 0 | 0 | 1115754.0642 | 2115448.2113 | 0 | 0 | 0 | 0 | 0 | 0 | 0 | 0 | 0 | 0 | 0 | 0 | 0 | 0 | 0 | 0 | 0 | 47788.5247 | 115689.6092 | 0 | 0 | 0 | 0 | 0 | 0 | 0 | 0 | 0 | 0 | 0 | 0 | 0 | 0 | 0 | 0
2016-12-27 18:00 | 0 | 0 | 0 | 0 | 0 | 570999.0865 | 443791 | 0 | 0 | 0 | 0 | 1127272.5415 | 2231137.8205 | 0 | 0 | 0 | 0 | 0 | 0 | 0 | 0 | 0 | 0 | 0 | 0 | 0 | 0 | 0 | 0 | 0 | 11518.4773 | 115689.6092 | 0 | 0 | 0 | 0 | 0 | 0 | 0 | 0 | 0 | 0 | 0 | 0 | 0 | 0 | 0 | 0
2016-12-27 19:00 | 0 | 0 | 0 | 0 | 20866.4783 | 550263.7507 | 440307 | 0 | 0 | 0 | 0 | 1373785.3798 | 2115448.2113 | 0 | 0 | 0 | 0 | 0 | 0 | 0 | 0 | 0 | 0 | 0 | 0 | 0 | 0 | 0 | 0 | 0 | 246512.8382 | -115689.6092 | 0 | 0 | 0 | 0 | 0 | 0 | 0 | 0 | 0 | 0 | 0 | 0 | 0 | 0 | 0 | 0
2016-12-27 20:00 | 0 | 0 | 0 | 0 | 235395.6883 | 565612.7591 | 438806 | 0 | 0 | 0 | 0 | 1620298.218 | 2231137.8205 | 0 | 0 | 0 | 0 | 0 | 0 | 0 | 0 | 0 | 0 | 0 | 0 | 0 | 0 | 0 | 0 | 0 | 246512.8382 | 115689.6092 | 0 | 0 | 0 | 0 | 0 | 0 | 0 | 0 | 0 | 0 | 0 | 0 | 0 | 0 | 0 | 0
2016-12-27 21:00 | 0 | 0 | 0 | 0 | 0 | 590554.6094 | 441567 | 0 | 0 | 0 | 0 | 1653596.2181 | 2346827.4298 | 0 | 0 | 0 | 0 | 0 | 0 | 0 | 0 | 0 | 0 | 0 | 0 | 0 | 0 | 0 | 0 | 0 | 33298.0001 | 115689.6092 | 0 | 0 | 0 | 0 | 0 | 0 | 0 | 0 | 0 | 0 | 0 | 0 | 0 | 0 | 0 | 0
2016-12-27 22:00 | 0 | 0 | 0 | 0 | 0 | 513330.393 | 455269 | 0 | 0 | 0 | 0 | 1827347.2204 | 2231137.8205 | 0 | 0 | 0 | 0 | 0 | 0 | 0 | 0 | 0 | 0 | 0 | 0 | 0 | 0 | 0 | 0 | 0 | 173751.0023 | -115689.6092 | 0 | 0 | 0 | 0 | 0 | 0 | 0 | 0 | 0 | 0 | 0 | 0 | 0 | 0 | 0 | 0
2016-12-27 23:00 | 0 | 0 | 0 | 0 | 140131.0695 | 199310.7015 | 470265 | 0 | 0 | 0 | 0 | 1580834.3822 | 2346827.4298 | 0 | 0 | 0 | 0 | 0 | 0 | 0 | 0 | 0 | 0 | 0 | 0 | 0 | 0 | 0 | 0 | 0 | -246512.8382 | 115689.6092 | 0 | 0 | 0 | 0 | 0 | 0 | 0 | 0 | 0 | 0 | 0 | 0 | 0 | 0 | 0 | 0
2016-12-28 | 0 | 0 | 0 | 0 | 667660.4711 | 2868.1082 | 475038 | 0 | 0 | 0 | 0 | 1827347.2204 | 2295805.1708 | 0 | 0 | 0 | 0 | 0 | 0 | 0 | 0 | 0 | 0 | 0 | 0 | 0 | 0 | 0 | 0 | 0 | 246512.8382 | -51022.2589 | 0 | 0 | 0 | 0 | 0 | 0 | 0 | 0 | 0 | 0 | 0 | 0 | 0 | 0 | 0 | 0
2016-12-28 01:00 | 0 | 0 | 0 | 0 | 111294.5525 | 0 | 473497 | 0 | 0 | 0 | 0 | 1580834.3822 | 2180115.5616 | 0 | 0 | 0 | 0 | 0 | 0 | 0 | 0 | 0 | 0 | 0 | 0 | 0 | 0 | 0 | 0 | 0 | -246512.8382 | -115689.6092 | 0 | 0 | 0 | 0 | 0 | 0 | 0 | 0 | 0 | 0 | 0 | 0 | 0 | 0 | 0 | 0
2016-12-28 02:00 | 0 | 0 | 0 | 0 | 99830.5525 | 0 | 462033 | 0 | 0 | 0 | 0 | 1334321.5439 | 2064425.9524 | 0 | 0 | 0 | 0 | 0 | 0 | 0 | 0 | 0 | 0 | 0 | 0 | 0 | 0 | 0 | 0 | 0 | -246512.8382 | -115689.6092 | 0 | 0 | 0 | 0 | 0 | 0 | 0 | 0 | 0 | 0 | 0 | 0 | 0 | 0 | 0 | 0
2016-12-28 03:00 | 0 | 0 | 0 | 0 | 804342.023 | 0 | 443776 | 0 | 0 | 0 | 0 | 1580834.3822 | 2178479.1371 | 0 | 0 | 0 | 0 | 0 | 0 | 0 | 0 | 0 | 0 | 0 | 0 | 0 | 0 | 0 | 0 | 0 | 246512.8382 | 114053.1848 | 0 | 0 | 0 | 0 | 0 | 0 | 0 | 0 | 0 | 0 | 0 | 0 | 0 | 0 | 0 | 0
2016-12-28 04:00 | 0 | 0 | 0 | 0 | 60244.5525 | 0 | 422447 | 0 | 0 | 0 | 0 | 1334321.5439 | 2062789.5279 | 0 | 0 | 0 | 0 | 0 | 0 | 0 | 0 | 0 | 0 | 0 | 0 | 0 | 0 | 0 | 0 | 0 | -246512.8382 | -115689.6092 | 0 | 0 | 0 | 0 | 0 | 0 | 0 | 0 | 0 | 0 | 0 | 0 | 0 | 0 | 0 | 0
2016-12-28 05:00 | 0 | 0 | 0 | 0 | 40353.5525 | 0 | 402556 | 0 | 0 | 0 | 0 | 1087808.7057 | 1947099.9187 | 0 | 0 | 0 | 0 | 0 | 0 | 0 | 0 | 0 | 0 | 0 | 0 | 0 | 0 | 0 | 0 | 0 | -246512.8382 | -115689.6092 | 0 | 0 | 0 | 0 | 0 | 0 | 0 | 0 | 0 | 0 | 0 | 0 | 0 | 0 | 0 | 0
2016-12-28 06:00 | 0 | 0 | 0 | 0 | 749377.4475 | 0 | 387175 | 0 | 0 | 0 | 0 | 1334321.5439 | 2062789.5279 | 0 | 0 | 0 | 0 | 0 | 0 | 0 | 0 | 0 | 0 | 0 | 0 | 0 | 0 | 0 | 0 | 0 | 246512.8382 | 115689.6092 | 0 | 0 | 0 | 0 | 0 | 0 | 0 | 0 | 0 | 0 | 0 | 0 | 0 | 0 | 0 | 0
2016-12-28 07:00 | 0 | 0 | 0 | 0 | 15535.5525 | 0 | 377738 | 0 | 0 | 0 | 0 | 1087808.7057 | 1947099.9187 | 0 | 0 | 0 | 0 | 0 | 0 | 0 | 0 | 0 | 0 | 0 | 0 | 0 | 0 | 0 | 0 | 0 | -246512.8382 | -115689.6092 | 0 | 0 | 0 | 0 | 0 | 0 | 0 | 0 | 0 | 0 | 0 | 0 | 0 | 0 | 0 | 0
2016-12-28 08:00 | 0 | 0 | 0 | 0 | 11069.5525 | 0 | 373272 | 0 | 0 | 0 | 0 | 841295.8674 | 1831410.3094 | 0 | 0 | 0 | 0 | 0 | 0 | 0 | 0 | 0 | 0 | 0 | 0 | 0 | 0 | 0 | 0 | 0 | -246512.8382 | -115689.6092 | 0 | 0 | 0 | 0 | 0 | 0 | 0 | 0 | 0 | 0 | 0 | 0 | 0 | 0 | 0 | 0
2016-12-28 09:00 | 0 | 0 | 0 | 0 | 736699.4475 | 0 | 374497 | 0 | 0 | 0 | 0 | 1087808.7057 | 1947099.9187 | 0 | 0 | 0 | 0 | 0 | 0 | 0 | 0 | 0 | 0 | 0 | 0 | 0 | 0 | 0 | 0 | 0 | 246512.8382 | 115689.6092 | 0 | 0 | 0 | 0 | 0 | 0 | 0 | 0 | 0 | 0 | 0 | 0 | 0 | 0 | 0 | 0
2016-12-28 10:00 | 0 | 0 | 0 | 0 | 22049.5525 | 0 | 384252 | 0 | 0 | 0 | 0 | 841295.8674 | 1831410.3094 | 0 | 0 | 0 | 0 | 0 | 0 | 0 | 0 | 0 | 0 | 0 | 0 | 0 | 0 | 0 | 0 | 0 | -246512.8382 | -115689.6092 | 0 | 0 | 0 | 0 | 0 | 0 | 0 | 0 | 0 | 0 | 0 | 0 | 0 | 0 | 0 | 0
2016-12-28 11:00 | 0 | 0 | 0 | 0 | 272253.771 | 0 | 403077 | 0 | 0 | 0 | 0 | 594783.0292 | 1947099.9187 | 0 | 0 | 0 | 0 | 0 | 0 | 0 | 0 | 0 | 0 | 0 | 0 | 0 | 0 | 0 | 0 | 0 | -246512.8382 | 115689.6092 | 0 | 0 | 0 | 0 | 0 | 0 | 0 | 0 | 0 | 0 | 0 | 0 | 0 | 0 | 0 | 0
2016-12-28 12:00 | 0 | 0 | 0 | 0 | 766203.0393 | 0 | 427341 | 0 | 0 | 0 | 0 | 841295.8674 | 2039449.1197 | 0 | 0 | 0 | 0 | 0 | 0 | 0 | 0 | 0 | 0 | 0 | 0 | 0 | 0 | 0 | 0 | 0 | 246512.8382 | 92349.2011 | 0 | 0 | 0 | 0 | 0 | 0 | 0 | 0 | 0 | 0 | 0 | 0 | 0 | 0 | 0 | 0
2016-12-28 13:00 | 0 | 0 | 0 | 0 | 81243.5525 | 0 | 443446 | 0 | 0 | 0 | 0 | 594783.0292 | 1923759.5105 | 0 | 0 | 0 | 0 | 0 | 0 | 0 | 0 | 0 | 0 | 0 | 0 | 0 | 0 | 0 | 0 | 0 | -246512.8382 | -115689.6092 | 0 | 0 | 0 | 0 | 0 | 0 | 0 | 0 | 0 | 0 | 0 | 0 | 0 | 0 | 0 | 0
2016-12-28 14:00 | 0 | 0 | 0 | 0 | 56474.6603 | 34013.8922 | 452691 | 0 | 0 | 0 | 0 | 348270.191 | 1808069.9013 | 0 | 0 | 0 | 0 | 0 | 0 | 0 | 0 | 0 | 0 | 0 | 0 | 0 | 0 | 0 | 0 | 0 | -246512.8382 | -115689.6092 | 0 | 0 | 0 | 0 | 0 | 0 | 0 | 0 | 0 | 0 | 0 | 0 | 0 | 0 | 0 | 0
2016-12-28 15:00 | 0 | 0 | 0 | 0 | 464159.2555 | 354857.192 | 456814 | 0 | 0 | 0 | 0 | 594783.0292 | 1923759.5105 | 0 | 0 | 0 | 0 | 0 | 0 | 0 | 0 | 0 | 0 | 0 | 0 | 0 | 0 | 0 | 0 | 0 | 246512.8382 | 115689.6092 | 0 | 0 | 0 | 0 | 0 | 0 | 0 | 0 | 0 | 0 | 0 | 0 | 0 | 0 | 0 | 0
2016-12-28 16:00 | 0 | 0 | 0 | 0 | 0 | 550148.0622 | 456842 | 0 | 0 | 0 | 0 | 572399.4822 | 2039449.1197 | 0 | 0 | 0 | 0 | 0 | 0 | 0 | 0 | 0 | 0 | 0 | 0 | 0 | 0 | 0 | 0 | 0 | -22383.547 | 115689.6092 | 0 | 0 | 0 | 0 | 0 | 0 | 0 | 0 | 0 | 0 | 0 | 0 | 0 | 0 | 0 | 0
2016-12-28 17:00 | 0 | 0 | 0 | 0 | 0 | 573439.6887 | 453459 | 0 | 0 | 0 | 0 | 808069.7801 | 1923759.5105 | 0 | 0 | 0 | 0 | 0 | 0 | 0 | 0 | 0 | 0 | 0 | 0 | 0 | 0 | 0 | 0 | 0 | 235670.2979 | -115689.6092 | 0 | 0 | 0 | 0 | 0 | 0 | 0 | 0 | 0 | 0 | 0 | 0 | 0 | 0 | 0 | 0
2016-12-28 18:00 | 0 | 0 | 0 | 0 | 272532.6791 | 539381.7683 | 449712 | 0 | 0 | 0 | 0 | 1054582.6183 | 2039449.1197 | 0 | 0 | 0 | 0 | 0 | 0 | 0 | 0 | 0 | 0 | 0 | 0 | 0 | 0 | 0 | 0 | 0 | 246512.8382 | 115689.6092 | 0 | 0 | 0 | 0 | 0 | 0 | 0 | 0 | 0 | 0 | 0 | 0 | 0 | 0 | 0 | 0
2016-12-28 19:00 | 0 | 0 | 0 | 0 | 0 | 523407.575 | 446431 | 0 | 0 | 0 | 0 | 1015869.5841 | 2155138.729 | 0 | 0 | 0 | 0 | 0 | 0 | 0 | 0 | 0 | 0 | 0 | 0 | 0 | 0 | 0 | 0 | 0 | -38713.0342 | 115689.6092 | 0 | 0 | 0 | 0 | 0 | 0 | 0 | 0 | 0 | 0 | 0 | 0 | 0 | 0 | 0 | 0
2016-12-28 20:00 | 0 | 0 | 0 | 0 | 35211.2252 | 540330.0039 | 444718 | 0 | 0 | 0 | 0 | 1262382.4223 | 2039449.1197 | 0 | 0 | 0 | 0 | 0 | 0 | 0 | 0 | 0 | 0 | 0 | 0 | 0 | 0 | 0 | 0 | 0 | 246512.8382 | -115689.6092 | 0 | 0 | 0 | 0 | 0 | 0 | 0 | 0 | 0 | 0 | 0 | 0 | 0 | 0 | 0 | 0
2016-12-28 21:00 | 0 | 0 | 0 | 0 | 0 | 562792.8319 | 448630 | 0 | 0 | 0 | 0 | 1260855.645 | 2155138.729 | 0 | 0 | 0 | 0 | 0 | 0 | 0 | 0 | 0 | 0 | 0 | 0 | 0 | 0 | 0 | 0 | 0 | -1526.7773 | 115689.6092 | 0 | 0 | 0 | 0 | 0 | 0 | 0 | 0 | 0 | 0 | 0 | 0 | 0 | 0 | 0 | 0
2016-12-28 22:00 | 0 | 0 | 0 | 0 | 0 | 489964.0948 | 463782 | 0 | 0 | 0 | 0 | 1171348.1305 | 2270828.3382 | 0 | 0 | 0 | 0 | 0 | 0 | 0 | 0 | 0 | 0 | 0 | 0 | 0 | 0 | 0 | 0 | 0 | -89507.5145 | 115689.6092 | 0 | 0 | 0 | 0 | 0 | 0 | 0 | 0 | 0 | 0 | 0 | 0 | 0 | 0 | 0 | 0
2016-12-28 23:00 | 0 | 0 | 0 | 0 | 0 | 199944.0901 | 477506 | 0 | 0 | 0 | 0 | 1009475.8299 | 2155138.729 | 0 | 0 | 0 | 0 | 0 | 0 | 0 | 0 | 0 | 0 | 0 | 0 | 0 | 0 | 0 | 0 | 0 | -161872.3006 | -115689.6092 | 0 | 0 | 0 | 0 | 0 | 0 | 0 | 0 | 0 | 0 | 0 | 0 | 0 | 0 | 0 | 0
2016-12-29 | 0 | 0 | 0 | 0 | 610166.5277 | 1751.7013 | 481095 | 0 | 0 | 0 | 0 | 1255988.6682 | 2039449.1197 | 0 | 0 | 0 | 0 | 0 | 0 | 0 | 0 | 0 | 0 | 0 | 0 | 0 | 0 | 0 | 0 | 0 | 246512.8382 | -115689.6092 | 0 | 0 | 0 | 0 | 0 | 0 | 0 | 0 | 0 | 0 | 0 | 0 | 0 | 0 | 0 | 0
2016-12-29 01:00 | 0 | 0 | 0 | 0 | 348584.771 | 0 | 479408 | 0 | 0 | 0 | 0 | 1009475.8299 | 2155138.729 | 0 | 0 | 0 | 0 | 0 | 0 | 0 | 0 | 0 | 0 | 0 | 0 | 0 | 0 | 0 | 0 | 0 | -246512.8382 | 115689.6092 | 0 | 0 | 0 | 0 | 0 | 0 | 0 | 0 | 0 | 0 | 0 | 0 | 0 | 0 | 0 | 0
2016-12-29 02:00 | 0 | 0 | 0 | 0 | 105963.5525 | 0 | 468166 | 0 | 0 | 0 | 0 | 762962.9917 | 2039449.1197 | 0 | 0 | 0 | 0 | 0 | 0 | 0 | 0 | 0 | 0 | 0 | 0 | 0 | 0 | 0 | 0 | 0 | -246512.8382 | -115689.6092 | 0 | 0 | 0 | 0 | 0 | 0 | 0 | 0 | 0 | 0 | 0 | 0 | 0 | 0 | 0 | 0
2016-12-29 03:00 | 0 | 0 | 0 | 0 | 579801.229 | 0 | 448978 | 0 | 0 | 0 | 0 | 1009475.8299 | 1923759.5105 | 0 | 0 | 0 | 0 | 0 | 0 | 0 | 0 | 0 | 0 | 0 | 0 | 0 | 0 | 0 | 0 | 0 | 246512.8382 | -115689.6092 | 0 | 0 | 0 | 0 | 0 | 0 | 0 | 0 | 0 | 0 | 0 | 0 | 0 | 0 | 0 | 0
2016-12-29 04:00 | 0 | 0 | 0 | 0 | 295925.771 | 0 | 426749 | 0 | 0 | 0 | 0 | 762962.9917 | 2039449.1197 | 0 | 0 | 0 | 0 | 0 | 0 | 0 | 0 | 0 | 0 | 0 | 0 | 0 | 0 | 0 | 0 | 0 | -246512.8382 | 115689.6092 | 0 | 0 | 0 | 0 | 0 | 0 | 0 | 0 | 0 | 0 | 0 | 0 | 0 | 0 | 0 | 0
2016-12-29 05:00 | 0 | 0 | 0 | 0 | 45159.5525 | 0 | 407362 | 0 | 0 | 0 | 0 | 516450.1534 | 1923759.5105 | 0 | 0 | 0 | 0 | 0 | 0 | 0 | 0 | 0 | 0 | 0 | 0 | 0 | 0 | 0 | 0 | 0 | -246512.8382 | -115689.6092 | 0 | 0 | 0 | 0 | 0 | 0 | 0 | 0 | 0 | 0 | 0 | 0 | 0 | 0 | 0 | 0
2016-12-29 06:00 | 0 | 0 | 0 | 0 | 522773.229 | 0 | 391950 | 0 | 0 | 0 | 0 | 762962.9917 | 1808069.9013 | 0 | 0 | 0 | 0 | 0 | 0 | 0 | 0 | 0 | 0 | 0 | 0 | 0 | 0 | 0 | 0 | 0 | 246512.8382 | -115689.6092 | 0 | 0 | 0 | 0 | 0 | 0 | 0 | 0 | 0 | 0 | 0 | 0 | 0 | 0 | 0 | 0
2016-12-29 07:00 | 0 | 0 | 0 | 0 | 250095.771 | 0 | 380919 | 0 | 0 | 0 | 0 | 516450.1534 | 1923759.5105 | 0 | 0 | 0 | 0 | 0 | 0 | 0 | 0 | 0 | 0 | 0 | 0 | 0 | 0 | 0 | 0 | 0 | -246512.8382 | 115689.6092 | 0 | 0 | 0 | 0 | 0 | 0 | 0 | 0 | 0 | 0 | 0 | 0 | 0 | 0 | 0 | 0
2016-12-29 08:00 | 0 | 0 | 0 | 0 | 505787.229 | 0 | 374964 | 0 | 0 | 0 | 0 | 762962.9917 | 1808069.9013 | 0 | 0 | 0 | 0 | 0 | 0 | 0 | 0 | 0 | 0 | 0 | 0 | 0 | 0 | 0 | 0 | 0 | 246512.8382 | -115689.6092 | 0 | 0 | 0 | 0 | 0 | 0 | 0 | 0 | 0 | 0 | 0 | 0 | 0 | 0 | 0 | 0
2016-12-29 09:00 | 0 | 0 | 0 | 0 | 737880.4475 | 0 | 375678 | 0 | 0 | 0 | 0 | 1009475.8299 | 1923759.5105 | 0 | 0 | 0 | 0 | 0 | 0 | 0 | 0 | 0 | 0 | 0 | 0 | 0 | 0 | 0 | 0 | 0 | 246512.8382 | 115689.6092 | 0 | 0 | 0 | 0 | 0 | 0 | 0 | 0 | 0 | 0 | 0 | 0 | 0 | 0 | 0 | 0
2016-12-29 10:00 | 0 | 0 | 0 | 0 | 252469.771 | 0 | 383293 | 0 | 0 | 0 | 0 | 762962.9917 | 2039449.1197 | 0 | 0 | 0 | 0 | 0 | 0 | 0 | 0 | 0 | 0 | 0 | 0 | 0 | 0 | 0 | 0 | 0 | -246512.8382 | 115689.6092 | 0 | 0 | 0 | 0 | 0 | 0 | 0 | 0 | 0 | 0 | 0 | 0 | 0 | 0 | 0 | 0
2016-12-29 11:00 | 0 | 0 | 0 | 0 | 531090.229 | 0 | 400267 | 0 | 0 | 0 | 0 | 1009475.8299 | 1923759.5105 | 0 | 0 | 0 | 0 | 0 | 0 | 0 | 0 | 0 | 0 | 0 | 0 | 0 | 0 | 0 | 0 | 0 | 246512.8382 | -115689.6092 | 0 | 0 | 0 | 0 | 0 | 0 | 0 | 0 | 0 | 0 | 0 | 0 | 0 | 0 | 0 | 0
2016-12-29 12:00 | 0 | 0 | 0 | 0 | 553646.229 | 0 | 422823 | 0 | 0 | 0 | 0 | 1255988.6682 | 1808069.9013 | 0 | 0 | 0 | 0 | 0 | 0 | 0 | 0 | 0 | 0 | 0 | 0 | 0 | 0 | 0 | 0 | 0 | 246512.8382 | -115689.6092 | 0 | 0 | 0 | 0 | 0 | 0 | 0 | 0 | 0 | 0 | 0 | 0 | 0 | 0 | 0 | 0
2016-12-29 13:00 | 0 | 0 | 0 | 0 | 308888.771 | 0 | 439712 | 0 | 0 | 0 | 0 | 1009475.8299 | 1923759.5105 | 0 | 0 | 0 | 0 | 0 | 0 | 0 | 0 | 0 | 0 | 0 | 0 | 0 | 0 | 0 | 0 | 0 | -246512.8382 | 115689.6092 | 0 | 0 | 0 | 0 | 0 | 0 | 0 | 0 | 0 | 0 | 0 | 0 | 0 | 0 | 0 | 0
2016-12-29 14:00 | 0 | 0 | 0 | 0 | 33400.2174 | 56334.3351 | 451937 | 0 | 0 | 0 | 0 | 762962.9917 | 1808069.9013 | 0 | 0 | 0 | 0 | 0 | 0 | 0 | 0 | 0 | 0 | 0 | 0 | 0 | 0 | 0 | 0 | 0 | -246512.8382 | -115689.6092 | 0 | 0 | 0 | 0 | 0 | 0 | 0 | 0 | 0 | 0 | 0 | 0 | 0 | 0 | 0 | 0
2016-12-29 15:00 | 0 | 0 | 0 | 0 | 221109.7391 | 368119.4899 | 458406 | 0 | 0 | 0 | 0 | 1009475.8299 | 1692380.292 | 0 | 0 | 0 | 0 | 0 | 0 | 0 | 0 | 0 | 0 | 0 | 0 | 0 | 0 | 0 | 0 | 0 | 246512.8382 | -115689.6092 | 0 | 0 | 0 | 0 | 0 | 0 | 0 | 0 | 0 | 0 | 0 | 0 | 0 | 0 | 0 | 0
2016-12-29 16:00 | 0 | 0 | 0 | 0 | 0 | 534882.1183 | 459642 | 0 | 0 | 0 | 0 | 969026.339 | 1808069.9013 | 0 | 0 | 0 | 0 | 0 | 0 | 0 | 0 | 0 | 0 | 0 | 0 | 0 | 0 | 0 | 0 | 0 | -40449.4909 | 115689.6092 | 0 | 0 | 0 | 0 | 0 | 0 | 0 | 0 | 0 | 0 | 0 | 0 | 0 | 0 | 0 | 0
2016-12-29 17:00 | 0 | 0 | 0 | 0 | 271499.9373 | 547879.5102 | 457177 | 0 | 0 | 0 | 0 | 1215539.1772 | 1923759.5105 | 0 | 0 | 0 | 0 | 0 | 0 | 0 | 0 | 0 | 0 | 0 | 0 | 0 | 0 | 0 | 0 | 0 | 246512.8382 | 115689.6092 | 0 | 0 | 0 | 0 | 0 | 0 | 0 | 0 | 0 | 0 | 0 | 0 | 0 | 0 | 0 | 0
2016-12-29 18:00 | 0 | 0 | 0 | 0 | 0 | 517080.8336 | 453413 | 0 | 0 | 0 | 0 | 1163517.4016 | 2039449.1197 | 0 | 0 | 0 | 0 | 0 | 0 | 0 | 0 | 0 | 0 | 0 | 0 | 0 | 0 | 0 | 0 | 0 | -52021.7756 | 115689.6092 | 0 | 0 | 0 | 0 | 0 | 0 | 0 | 0 | 0 | 0 | 0 | 0 | 0 | 0 | 0 | 0
2016-12-29 19:00 | 0 | 0 | 0 | 0 | 81526.9939 | 497884.2352 | 448588 | 0 | 0 | 0 | 0 | 1410030.2399 | 1923759.5105 | 0 | 0 | 0 | 0 | 0 | 0 | 0 | 0 | 0 | 0 | 0 | 0 | 0 | 0 | 0 | 0 | 0 | 246512.8382 | -115689.6092 | 0 | 0 | 0 | 0 | 0 | 0 | 0 | 0 | 0 | 0 | 0 | 0 | 0 | 0 | 0 | 0
2016-12-29 20:00 | 0 | 0 | 0 | 0 | 0 | 498153.1428 | 445166 | 0 | 0 | 0 | 0 | 1347327.7734 | 2039449.1197 | 0 | 0 | 0 | 0 | 0 | 0 | 0 | 0 | 0 | 0 | 0 | 0 | 0 | 0 | 0 | 0 | 0 | -62702.4664 | 115689.6092 | 0 | 0 | 0 | 0 | 0 | 0 | 0 | 0 | 0 | 0 | 0 | 0 | 0 | 0 | 0 | 0
2016-12-29 21:00 | 0 | 0 | 0 | 0 | 295203.0422 | 515552.4053 | 448553 | 0 | 0 | 0 | 0 | 1593840.6117 | 2155138.729 | 0 | 0 | 0 | 0 | 0 | 0 | 0 | 0 | 0 | 0 | 0 | 0 | 0 | 0 | 0 | 0 | 0 | 246512.8382 | 115689.6092 | 0 | 0 | 0 | 0 | 0 | 0 | 0 | 0 | 0 | 0 | 0 | 0 | 0 | 0 | 0 | 0
2016-12-29 22:00 | 0 | 0 | 0 | 0 | 0 | 432322.6533 | 463901 | 0 | 0 | 0 | 0 | 1446572.6558 | 2270828.3382 | 0 | 0 | 0 | 0 | 0 | 0 | 0 | 0 | 0 | 0 | 0 | 0 | 0 | 0 | 0 | 0 | 0 | -147267.9559 | 115689.6092 | 0 | 0 | 0 | 0 | 0 | 0 | 0 | 0 | 0 | 0 | 0 | 0 | 0 | 0 | 0 | 0
2016-12-29 23:00 | 0 | 0 | 0 | 0 | 432819.0967 | 178600.1323 | 480596 | 0 | 0 | 0 | 0 | 1693085.494 | 2155138.729 | 0 | 0 | 0 | 0 | 0 | 0 | 0 | 0 | 0 | 0 | 0 | 0 | 0 | 0 | 0 | 0 | 0 | 246512.8382 | -115689.6092 | 0 | 0 | 0 | 0 | 0 | 0 | 0 | 0 | 0 | 0 | 0 | 0 | 0 | 0 | 0 | 0
2016-12-30 | 0 | 0 | 0 | 0 | 586767.5713 | 1709.0634 | 486871 | 0 | 0 | 0 | 0 | 1679001.5195 | 2270828.3382 | 0 | 0 | 0 | 0 | 0 | 0 | 0 | 0 | 0 | 0 | 0 | 0 | 0 | 0 | 0 | 0 | 0 | -14083.9745 | 115689.6092 | 0 | 0 | 0 | 0 | 0 | 0 | 0 | 0 | 0 | 0 | 0 | 0 | 0 | 0 | 0 | 0
2016-12-30 01:00 | 0 | 0 | 0 | 0 | 124879.5525 | 0 | 487082 | 0 | 0 | 0 | 0 | 1432488.6812 | 2155138.729 | 0 | 0 | 0 | 0 | 0 | 0 | 0 | 0 | 0 | 0 | 0 | 0 | 0 | 0 | 0 | 0 | 0 | -246512.8382 | -115689.6092 | 0 | 0 | 0 | 0 | 0 | 0 | 0 | 0 | 0 | 0 | 0 | 0 | 0 | 0 | 0 | 0
2016-12-30 02:00 | 0 | 0 | 0 | 0 | 598584.0505 | 0 | 476994 | 0 | 0 | 0 | 0 | 1438389.1225 | 2270828.3382 | 0 | 0 | 0 | 0 | 0 | 0 | 0 | 0 | 0 | 0 | 0 | 0 | 0 | 0 | 0 | 0 | 0 | 5900.4412 | 115689.6092 | 0 | 0 | 0 | 0 | 0 | 0 | 0 | 0 | 0 | 0 | 0 | 0 | 0 | 0 | 0 | 0
2016-12-30 03:00 | 0 | 0 | 0 | 0 | 97927.5525 | 0 | 460130 | 0 | 0 | 0 | 0 | 1191876.2842 | 2155138.729 | 0 | 0 | 0 | 0 | 0 | 0 | 0 | 0 | 0 | 0 | 0 | 0 | 0 | 0 | 0 | 0 | 0 | -246512.8382 | -115689.6092 | 0 | 0 | 0 | 0 | 0 | 0 | 0 | 0 | 0 | 0 | 0 | 0 | 0 | 0 | 0 | 0
2016-12-30 04:00 | 0 | 0 | 0 | 0 | 619516.5207 | 0 | 439914 | 0 | 0 | 0 | 0 | 1438389.1225 | 2088228.4114 | 0 | 0 | 0 | 0 | 0 | 0 | 0 | 0 | 0 | 0 | 0 | 0 | 0 | 0 | 0 | 0 | 0 | 246512.8382 | -66910.3175 | 0 | 0 | 0 | 0 | 0 | 0 | 0 | 0 | 0 | 0 | 0 | 0 | 0 | 0 | 0 | 0
2016-12-30 05:00 | 0 | 0 | 0 | 0 | 59700.5525 | 0 | 421903 | 0 | 0 | 0 | 0 | 1191876.2842 | 1972538.8022 | 0 | 0 | 0 | 0 | 0 | 0 | 0 | 0 | 0 | 0 | 0 | 0 | 0 | 0 | 0 | 0 | 0 | -246512.8382 | -115689.6092 | 0 | 0 | 0 | 0 | 0 | 0 | 0 | 0 | 0 | 0 | 0 | 0 | 0 | 0 | 0 | 0
2016-12-30 06:00 | 0 | 0 | 0 | 0 | 616863.9616 | 0 | 407091 | 0 | 0 | 0 | 0 | 1285959.6366 | 2088228.4114 | 0 | 0 | 0 | 0 | 0 | 0 | 0 | 0 | 0 | 0 | 0 | 0 | 0 | 0 | 0 | 0 | 0 | 94083.3524 | 115689.6092 | 0 | 0 | 0 | 0 | 0 | 0 | 0 | 0 | 0 | 0 | 0 | 0 | 0 | 0 | 0 | 0
2016-12-30 07:00 | 0 | 0 | 0 | 0 | 36483.5525 | 0 | 398686 | 0 | 0 | 0 | 0 | 1039446.7984 | 1972538.8022 | 0 | 0 | 0 | 0 | 0 | 0 | 0 | 0 | 0 | 0 | 0 | 0 | 0 | 0 | 0 | 0 | 0 | -246512.8382 | -115689.6092 | 0 | 0 | 0 | 0 | 0 | 0 | 0 | 0 | 0 | 0 | 0 | 0 | 0 | 0 | 0 | 0
2016-12-30 08:00 | 0 | 0 | 0 | 0 | 603758.367 | 0 | 394429 | 0 | 0 | 0 | 0 | 1285959.6366 | 1935355.3309 | 0 | 0 | 0 | 0 | 0 | 0 | 0 | 0 | 0 | 0 | 0 | 0 | 0 | 0 | 0 | 0 | 0 | 246512.8382 | -37183.4713 | 0 | 0 | 0 | 0 | 0 | 0 | 0 | 0 | 0 | 0 | 0 | 0 | 0 | 0 | 0 | 0
2016-12-30 09:00 | 0 | 0 | 0 | 0 | 34124.5525 | 0 | 396327 | 0 | 0 | 0 | 0 | 1039446.7984 | 1819665.7217 | 0 | 0 | 0 | 0 | 0 | 0 | 0 | 0 | 0 | 0 | 0 | 0 | 0 | 0 | 0 | 0 | 0 | -246512.8382 | -115689.6092 | 0 | 0 | 0 | 0 | 0 | 0 | 0 | 0 | 0 | 0 | 0 | 0 | 0 | 0 | 0 | 0
2016-12-30 10:00 | 0 | 0 | 0 | 0 | 603922.9067 | 0 | 405523 | 0 | 0 | 0 | 0 | 1285959.6366 | 1771552.7902 | 0 | 0 | 0 | 0 | 0 | 0 | 0 | 0 | 0 | 0 | 0 | 0 | 0 | 0 | 0 | 0 | 0 | 246512.8382 | -48112.9316 | 0 | 0 | 0 | 0 | 0 | 0 | 0 | 0 | 0 | 0 | 0 | 0 | 0 | 0 | 0 | 0
2016-12-30 11:00 | 0 | 0 | 0 | 0 | 62942.5525 | 0 | 425145 | 0 | 0 | 0 | 0 | 1039446.7984 | 1655863.1809 | 0 | 0 | 0 | 0 | 0 | 0 | 0 | 0 | 0 | 0 | 0 | 0 | 0 | 0 | 0 | 0 | 0 | -246512.8382 | -115689.6092 | 0 | 0 | 0 | 0 | 0 | 0 | 0 | 0 | 0 | 0 | 0 | 0 | 0 | 0 | 0 | 0
2016-12-30 12:00 | 0 | 0 | 0 | 0 | 625664.7918 | 0 | 447660 | 0 | 0 | 0 | 0 | 1101761.9809 | 1771552.7902 | 0 | 0 | 0 | 0 | 0 | 0 | 0 | 0 | 0 | 0 | 0 | 0 | 0 | 0 | 0 | 0 | 0 | 62315.1825 | 115689.6092 | 0 | 0 | 0 | 0 | 0 | 0 | 0 | 0 | 0 | 0 | 0 | 0 | 0 | 0 | 0 | 0
2016-12-30 13:00 | 0 | 0 | 0 | 0 | 101244.5525 | 0 | 463447 | 0 | 0 | 0 | 0 | 855249.1427 | 1655863.1809 | 0 | 0 | 0 | 0 | 0 | 0 | 0 | 0 | 0 | 0 | 0 | 0 | 0 | 0 | 0 | 0 | 0 | -246512.8382 | -115689.6092 | 0 | 0 | 0 | 0 | 0 | 0 | 0 | 0 | 0 | 0 | 0 | 0 | 0 | 0 | 0 | 0
2016-12-30 14:00 | 0 | 0 | 0 | 0 | 592785.1673 | 70055.67 | 470223 | 0 | 0 | 0 | 0 | 932177.3707 | 1771552.7902 | 0 | 0 | 0 | 0 | 0 | 0 | 0 | 0 | 0 | 0 | 0 | 0 | 0 | 0 | 0 | 0 | 0 | 76928.228 | 115689.6092 | 0 | 0 | 0 | 0 | 0 | 0 | 0 | 0 | 0 | 0 | 0 | 0 | 0 | 0 | 0 | 0
2016-12-30 15:00 | 0 | 0 | 0 | 0 | 0 | 356916.8352 | 471272 | 0 | 0 | 0 | 0 | 702132.5967 | 1887242.3994 | 0 | 0 | 0 | 0 | 0 | 0 | 0 | 0 | 0 | 0 | 0 | 0 | 0 | 0 | 0 | 0 | 0 | -230044.774 | 115689.6092 | 0 | 0 | 0 | 0 | 0 | 0 | 0 | 0 | 0 | 0 | 0 | 0 | 0 | 0 | 0 | 0
2016-12-30 16:00 | 0 | 0 | 0 | 0 | 0 | 505488.0335 | 467833 | 0 | 0 | 0 | 0 | 624098.021 | 2002932.0086 | 0 | 0 | 0 | 0 | 0 | 0 | 0 | 0 | 0 | 0 | 0 | 0 | 0 | 0 | 0 | 0 | 0 | -78034.5757 | 115689.6092 | 0 | 0 | 0 | 0 | 0 | 0 | 0 | 0 | 0 | 0 | 0 | 0 | 0 | 0 | 0 | 0
2016-12-30 17:00 | 0 | 0 | 0 | 0 | 0 | 528784.7515 | 461282 | 0 | 0 | 0 | 0 | 807290.3818 | 1887242.3994 | 0 | 0 | 0 | 0 | 0 | 0 | 0 | 0 | 0 | 0 | 0 | 0 | 0 | 0 | 0 | 0 | 0 | 183192.3608 | -115689.6092 | 0 | 0 | 0 | 0 | 0 | 0 | 0 | 0 | 0 | 0 | 0 | 0 | 0 | 0 | 0 | 0
2016-12-30 18:00 | 0 | 0 | 0 | 0 | 313233.6256 | 502324.8219 | 453356 | 0 | 0 | 0 | 0 | 1053803.22 | 2002932.0086 | 0 | 0 | 0 | 0 | 0 | 0 | 0 | 0 | 0 | 0 | 0 | 0 | 0 | 0 | 0 | 0 | 0 | 246512.8382 | 115689.6092 | 0 | 0 | 0 | 0 | 0 | 0 | 0 | 0 | 0 | 0 | 0 | 0 | 0 | 0 | 0 | 0
2016-12-30 19:00 | 0 | 0 | 0 | 0 | 0 | 487455.6344 | 446082 | 0 | 0 | 0 | 0 | 979487.2451 | 2118621.6178 | 0 | 0 | 0 | 0 | 0 | 0 | 0 | 0 | 0 | 0 | 0 | 0 | 0 | 0 | 0 | 0 | 0 | -74315.9749 | 115689.6092 | 0 | 0 | 0 | 0 | 0 | 0 | 0 | 0 | 0 | 0 | 0 | 0 | 0 | 0 | 0 | 0
2016-12-30 20:00 | 0 | 0 | 0 | 0 | 308085.6565 | 495806.791 | 441690 | 0 | 0 | 0 | 0 | 1226000.0834 | 2234311.2271 | 0 | 0 | 0 | 0 | 0 | 0 | 0 | 0 | 0 | 0 | 0 | 0 | 0 | 0 | 0 | 0 | 0 | 246512.8382 | 115689.6092 | 0 | 0 | 0 | 0 | 0 | 0 | 0 | 0 | 0 | 0 | 0 | 0 | 0 | 0 | 0 | 0
2016-12-30 21:00 | 0 | 0 | 0 | 0 | 0 | 504508.0151 | 446474 | 0 | 0 | 0 | 0 | 1168344.4893 | 2350000.8363 | 0 | 0 | 0 | 0 | 0 | 0 | 0 | 0 | 0 | 0 | 0 | 0 | 0 | 0 | 0 | 0 | 0 | -57655.5941 | 115689.6092 | 0 | 0 | 0 | 0 | 0 | 0 | 0 | 0 | 0 | 0 | 0 | 0 | 0 | 0 | 0 | 0
2016-12-30 22:00 | 0 | 0 | 0 | 0 | 182323.3867 | 412123.8423 | 463624 | 0 | 0 | 0 | 0 | 1414857.3275 | 2234311.2271 | 0 | 0 | 0 | 0 | 0 | 0 | 0 | 0 | 0 | 0 | 0 | 0 | 0 | 0 | 0 | 0 | 0 | 246512.8382 | -115689.6092 | 0 | 0 | 0 | 0 | 0 | 0 | 0 | 0 | 0 | 0 | 0 | 0 | 0 | 0 | 0 | 0
2016-12-30 23:00 | 0 | 0 | 0 | 0 | 212222.1616 | 138046.6094 | 481092 | 0 | 0 | 0 | 0 | 1168344.4893 | 2350000.8363 | 0 | 0 | 0 | 0 | 0 | 0 | 0 | 0 | 0 | 0 | 0 | 0 | 0 | 0 | 0 | 0 | 0 | -246512.8382 | 115689.6092 | 0 | 0 | 0 | 0 | 0 | 0 | 0 | 0 | 0 | 0 | 0 | 0 | 0 | 0 | 0 | 0
2016-12-31 | 0 | 0 | 0 | 0 | 124084.0132 | 1393.5393 | 487680 | 0 | 0 | 0 | 0 | 921831.651 | 2234311.2271 | 0 | 0 | 0 | 0 | 0 | 0 | 0 | 0 | 0 | 0 | 0 | 0 | 0 | 0 | 0 | 0 | 0 | -246512.8382 | -115689.6092 | 0 | 0 | 0 | 0 | 0 | 0 | 0 | 0 | 0 | 0 | 0 | 0 | 0 | 0 | 0 | 0
2016-12-31 01:00 | 0 | 0 | 0 | 0 | 787857.1504 | 0 | 489425 | 0 | 0 | 0 | 0 | 1168344.4893 | 2286230.5392 | 0 | 0 | 0 | 0 | 0 | 0 | 0 | 0 | 0 | 0 | 0 | 0 | 0 | 0 | 0 | 0 | 0 | 246512.8382 | 51919.3121 | 0 | 0 | 0 | 0 | 0 | 0 | 0 | 0 | 0 | 0 | 0 | 0 | 0 | 0 | 0 | 0
2016-12-31 02:00 | 0 | 0 | 0 | 0 | 119675.5525 | 0 | 481878 | 0 | 0 | 0 | 0 | 921831.651 | 2170540.93 | 0 | 0 | 0 | 0 | 0 | 0 | 0 | 0 | 0 | 0 | 0 | 0 | 0 | 0 | 0 | 0 | 0 | -246512.8382 | -115689.6092 | 0 | 0 | 0 | 0 | 0 | 0 | 0 | 0 | 0 | 0 | 0 | 0 | 0 | 0 | 0 | 0
2016-12-31 03:00 | 0 | 0 | 0 | 0 | 106017.5525 | 0 | 468220 | 0 | 0 | 0 | 0 | 675318.8128 | 2054851.3208 | 0 | 0 | 0 | 0 | 0 | 0 | 0 | 0 | 0 | 0 | 0 | 0 | 0 | 0 | 0 | 0 | 0 | -246512.8382 | -115689.6092 | 0 | 0 | 0 | 0 | 0 | 0 | 0 | 0 | 0 | 0 | 0 | 0 | 0 | 0 | 0 | 0
2016-12-31 04:00 | 0 | 0 | 0 | 0 | 772282.956 | 0 | 450956 | 0 | 0 | 0 | 0 | 921831.651 | 2129665.4385 | 0 | 0 | 0 | 0 | 0 | 0 | 0 | 0 | 0 | 0 | 0 | 0 | 0 | 0 | 0 | 0 | 0 | 246512.8382 | 74814.1178 | 0 | 0 | 0 | 0 | 0 | 0 | 0 | 0 | 0 | 0 | 0 | 0 | 0 | 0 | 0 | 0
2016-12-31 05:00 | 0 | 0 | 0 | 0 | 70797.5525 | 0 | 433000 | 0 | 0 | 0 | 0 | 675318.8128 | 2013975.8293 | 0 | 0 | 0 | 0 | 0 | 0 | 0 | 0 | 0 | 0 | 0 | 0 | 0 | 0 | 0 | 0 | 0 | -246512.8382 | -115689.6092 | 0 | 0 | 0 | 0 | 0 | 0 | 0 | 0 | 0 | 0 | 0 | 0 | 0 | 0 | 0 | 0
2016-12-31 06:00 | 0 | 0 | 0 | 0 | 768153.5019 | 0 | 420297 | 0 | 0 | 0 | 0 | 907485.7054 | 2129665.4385 | 0 | 0 | 0 | 0 | 0 | 0 | 0 | 0 | 0 | 0 | 0 | 0 | 0 | 0 | 0 | 0 | 0 | 232166.8927 | 115689.6092 | 0 | 0 | 0 | 0 | 0 | 0 | 0 | 0 | 0 | 0 | 0 | 0 | 0 | 0 | 0 | 0
2016-12-31 07:00 | 0 | 0 | 0 | 0 | 765761.9722 | 0 | 411686 | 0 | 0 | 0 | 0 | 1153998.5437 | 2237228.5725 | 0 | 0 | 0 | 0 | 0 | 0 | 0 | 0 | 0 | 0 | 0 | 0 | 0 | 0 | 0 | 0 | 0 | 246512.8382 | 107563.1339 | 0 | 0 | 0 | 0 | 0 | 0 | 0 | 0 | 0 | 0 | 0 | 0 | 0 | 0 | 0 | 0
2016-12-31 08:00 | 0 | 0 | 0 | 0 | 43952.5525 | 0 | 406155 | 0 | 0 | 0 | 0 | 907485.7054 | 2121538.9632 | 0 | 0 | 0 | 0 | 0 | 0 | 0 | 0 | 0 | 0 | 0 | 0 | 0 | 0 | 0 | 0 | 0 | -246512.8382 | -115689.6092 | 0 | 0 | 0 | 0 | 0 | 0 | 0 | 0 | 0 | 0 | 0 | 0 | 0 | 0 | 0 | 0
2016-12-31 09:00 | 0 | 0 | 0 | 0 | 42086.5525 | 0 | 404289 | 0 | 0 | 0 | 0 | 660972.8672 | 2005849.354 | 0 | 0 | 0 | 0 | 0 | 0 | 0 | 0 | 0 | 0 | 0 | 0 | 0 | 0 | 0 | 0 | 0 | -246512.8382 | -115689.6092 | 0 | 0 | 0 | 0 | 0 | 0 | 0 | 0 | 0 | 0 | 0 | 0 | 0 | 0 | 0 | 0
2016-12-31 10:00 | 0 | 0 | 0 | 0 | 704646.8441 | 0 | 407850 | 0 | 0 | 0 | 0 | 907485.7054 | 2056133.3599 | 0 | 0 | 0 | 0 | 0 | 0 | 0 | 0 | 0 | 0 | 0 | 0 | 0 | 0 | 0 | 0 | 0 | 246512.8382 | 50284.0059 | 0 | 0 | 0 | 0 | 0 | 0 | 0 | 0 | 0 | 0 | 0 | 0 | 0 | 0 | 0 | 0
2016-12-31 11:00 | 0 | 0 | 0 | 0 | 284315.771 | 0 | 415139 | 0 | 0 | 0 | 0 | 660972.8672 | 2171822.9691 | 0 | 0 | 0 | 0 | 0 | 0 | 0 | 0 | 0 | 0 | 0 | 0 | 0 | 0 | 0 | 0 | 0 | -246512.8382 | 115689.6092 | 0 | 0 | 0 | 0 | 0 | 0 | 0 | 0 | 0 | 0 | 0 | 0 | 0 | 0 | 0 | 0
2016-12-31 12:00 | 0 | 0 | 0 | 0 | 660238.5613 | 0 | 426446 | 0 | 0 | 0 | 0 | 907485.7054 | 2159102.6922 | 0 | 0 | 0 | 0 | 0 | 0 | 0 | 0 | 0 | 0 | 0 | 0 | 0 | 0 | 0 | 0 | 0 | 246512.8382 | -12720.2769 | 0 | 0 | 0 | 0 | 0 | 0 | 0 | 0 | 0 | 0 | 0 | 0 | 0 | 0 | 0 | 0
2016-12-31 13:00 | 0 | 0 | 0 | 0 | 75257.5525 | 0 | 437460 | 0 | 0 | 0 | 0 | 660972.8672 | 2043413.083 | 0 | 0 | 0 | 0 | 0 | 0 | 0 | 0 | 0 | 0 | 0 | 0 | 0 | 0 | 0 | 0 | 0 | -246512.8382 | -115689.6092 | 0 | 0 | 0 | 0 | 0 | 0 | 0 | 0 | 0 | 0 | 0 | 0 | 0 | 0 | 0 | 0
2016-12-31 14:00 | 0 | 0 | 0 | 0 | 539125.7673 | 38248.7538 | 444140 | 0 | 0 | 0 | 0 | 678517.779 | 2159102.6922 | 0 | 0 | 0 | 0 | 0 | 0 | 0 | 0 | 0 | 0 | 0 | 0 | 0 | 0 | 0 | 0 | 0 | 17544.9118 | 115689.6092 | 0 | 0 | 0 | 0 | 0 | 0 | 0 | 0 | 0 | 0 | 0 | 0 | 0 | 0 | 0 | 0
2016-12-31 15:00 | 0 | 0 | 0 | 0 | 0 | 309493.9749 | 446688 | 0 | 0 | 0 | 0 | 657013.3632 | 2043413.083 | 0 | 0 | 0 | 0 | 0 | 0 | 0 | 0 | 0 | 0 | 0 | 0 | 0 | 0 | 0 | 0 | 0 | -21504.4159 | -115689.6092 | 0 | 0 | 0 | 0 | 0 | 0 | 0 | 0 | 0 | 0 | 0 | 0 | 0 | 0 | 0 | 0
2016-12-31 16:00 | 0 | 0 | 0 | 0 | 99446.2657 | 477167.9634 | 445791 | 0 | 0 | 0 | 0 | 903526.2014 | 1927723.4738 | 0 | 0 | 0 | 0 | 0 | 0 | 0 | 0 | 0 | 0 | 0 | 0 | 0 | 0 | 0 | 0 | 0 | 246512.8382 | -115689.6092 | 0 | 0 | 0 | 0 | 0 | 0 | 0 | 0 | 0 | 0 | 0 | 0 | 0 | 0 | 0 | 0
2016-12-31 17:00 | 0 | 0 | 0 | 0 | 0 | 534114.0464 | 442001 | 0 | 0 | 0 | 0 | 879949.6385 | 2043413.083 | 0 | 0 | 0 | 0 | 0 | 0 | 0 | 0 | 0 | 0 | 0 | 0 | 0 | 0 | 0 | 0 | 0 | -23576.5629 | 115689.6092 | 0 | 0 | 0 | 0 | 0 | 0 | 0 | 0 | 0 | 0 | 0 | 0 | 0 | 0 | 0 | 0
2016-12-31 18:00 | 0 | 0 | 0 | 0 | 46124.4098 | 522182.8192 | 437484 | 0 | 0 | 0 | 0 | 1126462.4768 | 1927723.4738 | 0 | 0 | 0 | 0 | 0 | 0 | 0 | 0 | 0 | 0 | 0 | 0 | 0 | 0 | 0 | 0 | 0 | 246512.8382 | -115689.6092 | 0 | 0 | 0 | 0 | 0 | 0 | 0 | 0 | 0 | 0 | 0 | 0 | 0 | 0 | 0 | 0
2016-12-31 19:00 | 0 | 0 | 0 | 0 | 0 | 511694.7414 | 433876 | 0 | 0 | 0 | 0 | 1088591.609 | 2043413.083 | 0 | 0 | 0 | 0 | 0 | 0 | 0 | 0 | 0 | 0 | 0 | 0 | 0 | 0 | 0 | 0 | 0 | -37870.8678 | 115689.6092 | 0 | 0 | 0 | 0 | 0 | 0 | 0 | 0 | 0 | 0 | 0 | 0 | 0 | 0 | 0 | 0
2016-12-31 20:00 | 0 | 0 | 0 | 0 | 271724.6302 | 522486.8173 | 432009 | 0 | 0 | 0 | 0 | 1335104.4472 | 2159102.6922 | 0 | 0 | 0 | 0 | 0 | 0 | 0 | 0 | 0 | 0 | 0 | 0 | 0 | 0 | 0 | 0 | 0 | 246512.8382 | 115689.6092 | 0 | 0 | 0 | 0 | 0 | 0 | 0 | 0 | 0 | 0 | 0 | 0 | 0 | 0 | 0 | 0
2016-12-31 21:00 | 0 | 0 | 0 | 0 | 0 | 539598.4189 | 435982 | 0 | 0 | 0 | 0 | 1323031.2569 | 2274792.3015 | 0 | 0 | 0 | 0 | 0 | 0 | 0 | 0 | 0 | 0 | 0 | 0 | 0 | 0 | 0 | 0 | 0 | -12073.1903 | 115689.6092 | 0 | 0 | 0 | 0 | 0 | 0 | 0 | 0 | 0 | 0 | 0 | 0 | 0 | 0 | 0 | 0
2016-12-31 22:00 | 0 | 0 | 0 | 0 | 350706.2888 | 461566.1587 | 450070 | 0 | 0 | 0 | 0 | 1569544.0951 | 2390481.9107 | 0 | 0 | 0 | 0 | 0 | 0 | 0 | 0 | 0 | 0 | 0 | 0 | 0 | 0 | 0 | 0 | 0 | 246512.8382 | 115689.6092 | 0 | 0 | 0 | 0 | 0 | 0 | 0 | 0 | 0 | 0 | 0 | 0 | 0 | 0 | 0 | 0
2016-12-31 23:00 | 0 | 0 | 0 | 0 | 470246.3742 | 164540.9679 | 459604 | 0 | 0 | 0 | 0 | 1629037.8279 | 2506171.5199 | 0 | 0 | 0 | 0 | 0 | 0 | 0 | 0 | 0 | 0 | 0 | 0 | 0 | 0 | 0 | 0 | 0 | 59493.7328 | 115689.6092 | 0 | 0 | 0 | 0 | 0 | 0 | 0 | 0 | 0 | 0 | 0 | 0 | 0 | 0 | 0 | 0
2017-01-01 | 0 | 0 | 0 | 0 | 96048.1936 | 1849.359 | 460100 | 0 | 0 | 0 | 0 | 1382524.9897 | 2390481.9107 | 0 | 0 | 0 | 0 | 0 | 0 | 0 | 0 | 0 | 0 | 0 | 0 | 0 | 0 | 0 | 0 | 0 | -246512.8382 | -115689.6092 | 0 | 0 | 0 | 0 | 0 | 0 | 0 | 0 | 0 | 0 | 0 | 0 | 0 | 0 | 0 | 0