## input file
| PyPSA case input file | Unnamed: 1 | Unnamed: 2 | Unnamed: 3 | Unnamed: 4 | Unnamed: 5 | Unnamed: 6 | Unnamed: 7 | Unnamed: 8 | Unnamed: 9 | Unnamed: 10 | Unnamed: 11 | Unnamed: 12 | Unnamed: 13 | Unnamed: 14 | Unnamed: 15 | Unnamed: 16 | Unnamed: 17 | Unnamed: 18 | Unnamed: 19 | Unnamed: 20 | Unnamed: 21 | Unnamed: 22 | Unnamed: 23 | Unnamed: 24 | Unnamed: 25
0
1 | Everything outside of the <CASE_DATA> or <COMPONENT_DATA> flag is for notes, etc.
2
3 | Note that demand has no decisions.
4 | Note that unmet demand is represented a source with a variable cost only, so unmet demand has an output decision.
5 | Information about PyPSA components and their attributes can be found here: https://pypsa.readthedocs.io/en/latest/components.html
6
7 | REQUIRED KEYWORDS
8 | component | PyPSA component type
9 | name | Unique name of the component
10 | bus | Name of bus from which this technology would get or give its energy (or in the case of link, the giving bus)
11
12 | OPTIONAL KEYWORDS
13 | time_series_file | Name of time series file that will get loaded
14 | capital_cost | Fixed cost, if not defined default is 0
15 | marginal_cost | Marginal cost, if not defined default is 0
16 | max_hours | Hours at max capacity for StorageUnit
17 | cyclic_state_of_charge | Assume cyclic state of charge for StorageUnit (Boolean)
18 | efficiency | Efficiency of component
19 | standing_loss | Losses per hour to state of charge
20
21 | CASE_DATA
22
23 | input_path | /carnegie/data/Shared/Labs/Caldeira Lab/Everyone/energy_demand_capacity_data/US_solar_wind_demand/
24 | costs_path | clab_pypsa/utilities/costs_2020.csv |  |  |  | Note: Path to PyPSA database
25 | output_path | output_data
26 | case_name | all_firm_case_all_stores
27 | filename_prefix | all_firm
28 | datetime_start | 2016-01-01 00:00:00 |  | Note: Dates must be formatted as text (not excel date format)
29 | datetime_end | 2017-01-01 00:00:00
30 | delta_t | 1
31 | no_time_steps | 8784 |  | Note: this assumes time unit for dt is 'hour'
32 | total_hours | 8784
33
34 | solver | gurobi
35 | logging_level | info |  | Note: Can be error, warning, info, or debug and specifies level of detail in terminal output
36 | numerics_scaling | 1 |  | Note: Factor to avoid rounding in Gurobi solver for small values
37
38 | time_unit | h
39 | power_unit | MW
40 | mass_unit | t
41 | currency | € |  | Note: 2020 €
42
43
44 | END_CASE_DATA | Note: To use PyPSA default costs, use same technology names as in costs_path |  |  |  |  | Note: p_min_mu sets uni/bidirectionality |  |  |  | Note: Capital costs are the product of hourly fixed costs and time_range |  |  |  |  | Note: cost per energy stored for Store/StoragUnit
45 |  |  | Note: For Link, bus is interpreted as bus0 | [6 empty] | Note: p_nom is a factor multiplied to the given capacity, e_nom is assumed for stores | [7 empty] | Note: For StorageUnit, efficiency is interpreted as efficiency_store
46 | MEM vocabulary
47 | tech_type | tech_name |  | node | [5 empty] | normalization | capacity | fixed_cost |  | var_cost |  |  |  | charging_time |  | efficiency |  |  |  | decay_rate
48 | COMPONENT_DATA | [14 empty] | Data source
49 | component | name | carrier | bus | bus1 | bus2 | p_min_pu | p_max_pu | time_series_file | normalization | p_nom | capital_cost |  | marginal_cost |  |  | sign | max_hours | cyclic_state_of_charge | efficiency | efficiency_dispatch | efficiency2 |  | standing_loss
50 | Load | load |  | electricity |  |  |  |  | US_demand_unnormalized.csv | [15 empty] | 1/h | Note: PyPSA costs storage_unit by power cost; cost of energy capacity is effectively capital_cost/max_hours
51 | Generator | solar-utility |  | electricity |  |  |  |  | US_capacity_solar_25pctTop_unnormalized.csv |  |  | db | €/time range/MW | db | €/MWh | PyPSA DB
52 | Generator | onwind |  | electricity |  |  |  |  | US_capacity_wind_25pctTop_unnormalized.csv |  |  | db | €/time range/MW | db | €/MWh | PyPSA DB
53 | Generator | CCGT % wCCS | natgas_wCCS | natgas_wCCS_out | [7 empty] | 143326.4338 | €/time range/MW | 39.2231 | €/MWh | NREL |  |  |  | db
54 | Link | CCGT % link wCCS | natgas_wCCS | natgas_wCCS_out | electricity | co2_atmosphere_out | [5 empty] | 0 | €/time range/MW | 0 | €/MWh | PyPSA DB |  |  |  | 1 |  | .05*db_co2_emissions | t/MWh
55 | Generator | CCGT | natgas | natgas_out | [7 empty] | db | €/time range/MW | db | €/MWh | PyPSA DB |  |  |  | db
56 | Link | CCGT % link | natgas | natgas_out | electricity | co2_atmosphere_out | [5 empty] | 0 | €/time range/MW | 0 | €/MWh | PyPSA DB |  |  |  | 1 |  | db_co2_emissions | t/MWh
57 | Generator | BECCS | beccs | beccs_out | [7 empty] | 407013.0478 | €/time range/MW | 14.5614 | €/MWh | NREL
58 | Link | BECCS % link | beccs | beccs_out | electricity | co2_atmosphere_out | [5 empty] | 0 | €/time range/MW | 0 | €/MWh | NREL | [5 empty] | -1.22 | t/MWh
59 | Generator | geothermal | geothermal | geoth_out | [7 empty] | db | €/time range/MW | db | €/MWh | PyPSA DB |  |  |  | db
60 | Link | geothermal % link | geothermal | geoth_out | electricity | co2_atmosphere_out | [5 empty] | 0 | €/time range/MW | 0 | €/MWh | PyPSA DB |  |  |  | 1 |  | db_co2_emissions | t/MWh
61 | Generator | nuclear |  | electricity | [7 empty] | db | €/time range/MW | db | €/MWh | PyPSA DB |  |  |  | db
62 | Generator | hydro |  | electricity | [7 empty] | db | €/time range/MW | db | €/MWh | PyPSA DB |  |  |  | db
63 | Store | load shifting forward |  | electricity | [7 empty] | 219298.2456 | €/time range/MW |  | €/MWh | Gerke et al | -1
64 | Store | load shifting backward |  | electricity | [7 empty] | 219298.2456 | €/time range/MW |  | €/MWh | Gerke et al
65 | Generator | load shedding |  | electricity | [8 empty] | €/time range/MW | 8771.9298 | €/MWh | Gorman
66 | Link | direct air capture |  | co2_atmosphere_out | co2_stored | electricity | [5 empty] | db | €/time range/MW | db | €/MWh | PyPSA DB | [5 empty] | -1*db_energy-input | MWh/t
67 | Store | co2 atmosphere |  | co2_atmosphere_out | [6 empty] | 0 |  | €/time range/MW |  | €/MWh | -
68 | Store | CO2 storage tank |  | co2_stored | [7 empty] | db | €/time range/CO2 | db |  | PyPSA DB
69 | StorageUnit | battery storage |  | electricity | [7 empty] | 6*db_capital_cost | €/time range/MW | 0.015 | €/MWh | PyPSA DB |  | 6 | TRUE
70 | Link | Lead-Acid-bicharger | lead_acid_store | electricity | lead_acid |  | -1 |  |  |  |  | db |  | db |  | PyPSA DB
71 | Store | Lead-Acid-store | lead_acid_store | lead_acid | [7 empty] | db |  | db |  | PyPSA DB |  |  | TRUE
72 | Link | Lithium-Ion-LFP-bicharger | lithium_ion_lfp_store | electricity | lithium_ion_lfp |  | -1 |  |  |  |  | db |  | db |  | PyPSA DB
73 | Store | Lithium-Ion-LFP-store | lithium_ion_lfp_store | lithium_ion_lfp | [7 empty] | db |  | db |  | PyPSA DB |  |  | TRUE
74 | Link | Lithium-Ion-NMC-bicharger | lithium_ion_nmc_store | electricity | lithium_ion_nmc |  | -1 |  |  |  |  | db |  | db |  | PyPSA DB
75 | Store | Lithium-Ion-NMC-store | lithium_ion_nmc_store | lithium_ion_nmc | [7 empty] | db |  | db |  | PyPSA DB |  |  | TRUE
76 | Link | Ni-Zn-bicharger | ni_zn_store | electricity | ni_zn |  | -1 |  |  |  |  | db |  | db |  | PyPSA DB
77 | Store | Ni-Zn-store | ni_zn_store | ni_zn | [7 empty] | db |  | db |  | PyPSA DB |  |  | TRUE
78 | Link | Vanadium-Redox-Flow-bicharger | redox_store | electricity | vanadium |  | -1 |  |  |  |  | db |  | db |  | PyPSA DB
79 | Store | Vanadium-Redox-Flow-store | redox_store | vanadium | [7 empty] | db |  | db |  | PyPSA DB |  |  | TRUE
80 | Link | Zn-Air-bicharger | zn_air_store | electricity | zn_air |  | -1 |  |  |  |  | db |  | db |  | PyPSA DB
81 | Store | Zn-Air-store | zn_air_store | zn_air | [7 empty] | db |  | db |  | PyPSA DB |  |  | TRUE
82 | Link | Zn-Br-Flow-bicharger | zn_br_flow_store | electricity | zn_br_flow |  | -1 |  |  |  |  | db |  | db |  | PyPSA DB | [9 empty] | Note: one way efficiency should be square root of round-trip efficiecy
83 | Store | Zn-Br-Flow-store | zn_br_flow_store | zn_br_flow | [7 empty] | db |  | db |  | PyPSA DB |  |  | TRUE | [6 empty] | Note: Be careful when designating storage costs that the source is for kWh stored and not what you get out after accounting for pump inefficiency.
84 | Link | Zn-Br-Nonflow-bicharger | zn_br_nonflow_store | electricity | zn_br_nonflow |  | -1 |  |  |  |  | db |  | db |  | PyPSA DB | [9 empty] | Note: one way efficiency should be square root of round-trip efficiecy
85 | Store | Zn-Br-Nonflow-store | zn_br_nonflow_store | zn_br_nonflow | [7 empty] | db |  | db |  | PyPSA DB |  |  | TRUE | [6 empty] | Note: Be careful when designating storage costs that the source is for kWh stored and not what you get out after accounting for pump inefficiency.
86 | Link | Compressed-Air-Adiabatic-bicharger | compressed_air_store | electricity | comp_air |  | -1 |  |  |  |  | db |  | db |  | PyPSA DB
87 | Store | Compressed-Air-Adiabatic-store | compressed_air_store | comp_air | [7 empty] | db |  | db |  | PyPSA DB |  |  | TRUE
88 | Link | Gravity-Brick-bicharger | gravity_brick_store | electricity | grav_brick |  | -1 |  |  |  |  | db |  | db |  | PyPSA DB
89 | Store | Gravity-Brick-store | gravity_brick_store | grav_brick | [7 empty] | db |  | db |  | PyPSA DB |  |  | TRUE
90 | Link | Gravity-Water-Aboveground-bicharger | gravity_aboveground_store | electricity | grav_abo_ground |  | -1 |  |  |  |  | db |  | db |  | PyPSA DB
91 | Store | Gravity-Water-Aboveground-store | gravity_aboveground_store | grav_abo_ground | [7 empty] | db |  | db |  | PyPSA DB |  |  | TRUE
92 | Link | Gravity-Water-Underground-bicharger | gravity_underground_store | electricity | grav_und_ground |  | -1 |  |  |  |  | db |  | db |  | PyPSA DB
93 | Store | Gravity-Water-Underground-store | gravity_underground_store | grav_und_ground | [7 empty] | db |  | db |  | PyPSA DB |  |  | TRUE
94 | Link | Pumped-Storage-Hydro-bicharger | phs_store | electricity | h2o |  | -1 |  |  |  |  | db | €/time range/MW | db | €/MWh | PyPSA DB
95 | Store | Pumped-Storage-Hydro-store | phs_store | h2o | [7 empty] | db | €/time range/MWh | db | €/MWh | PyPSA DB |  |  | TRUE
96 | Link | electrolysis | hydrogen_store | electricity | h2 | [6 empty] | db | €/time range/MW | 0.02 | €/MWh | PyPSA DB |  |  |  | db
97 | Store | hydrogen storage underground | hydrogen_store | h2 | [7 empty] | db | €/time range/MWh | db | €/MWh | PyPSA DB |  |  | TRUE | db |  |  |  | 4e-06
98 | Link | fuel cell | hydrogen_store | h2 | electricity | [6 empty] | db | €/time range/MW | 0.003 | €/MWh | PyPSA DB |  |  |  | db
99 | Link | Concrete-charger | concrete_store | electricity | concrete | [6 empty] | db |  | db |  | PyPSA DB
100 | Store | Concrete-store | concrete_store | concrete | [7 empty] | db |  | db |  | PyPSA DB |  |  | TRUE
101 | Link | Concrete-discharger | concrete_store | concrete | electricity | [6 empty] | db |  | db |  | PyPSA DB
102 | Link | HighT-Molten-Salt-charger | highT_molten_salt_store | electricity | highT_salt | [6 empty] | db |  | db |  | PyPSA DB
103 | Store | HighT-Molten-Salt-store | highT_molten_salt_store | highT_salt | [7 empty] | db |  | db |  | PyPSA DB |  |  | TRUE
104 | Link | HighT-Molten-Salt-discharger | highT_molten_salt_store | highT_salt | electricity | [6 empty] | db |  | db |  | PyPSA DB
105 | Link | Liquid-Air-charger | liquid_air_store | electricity | liquid_air | [6 empty] | db |  | db |  | PyPSA DB
106 | Store | Liquid-Air-store | liquid_air_store | liquid_air | [7 empty] | db |  | db |  | PyPSA DB |  |  | TRUE
107 | Link | Liquid-Air-discharger | liquid_air_store | liquid_air | electricity | [6 empty] | db |  | db |  | PyPSA DB
108 | Link | LowT-Molten-Salt-charger | lowT_molten_salt_store | electricity | lowT_salt | [6 empty] | db |  | db |  | PyPSA DB
109 | Store | LowT-Molten-Salt-store | lowT_molten_salt_store | lowT_salt | [7 empty] | db |  | db |  | PyPSA DB |  |  | TRUE
110 | Link | LowT-Molten-Salt-discharger | lowT_molten_salt_store | lowT_salt | electricity | [6 empty] | db |  | db |  | PyPSA DB
111 | Link | Pumped-Heat-charger | pumped_heat_store | electricity | pumped_heat | [6 empty] | db |  | db |  | PyPSA DB
112 | Store | Pumped-Heat-store | pumped_heat_store | pumped_heat | [7 empty] | db |  | db |  | PyPSA DB |  |  | TRUE
113 | Link | Pumped-Heat-discharger | pumped_heat_store | pumped_heat | electricity | [6 empty] | db |  | db |  | PyPSA DB
114 | Link | Sand-charger | sand_store | electricity | sand | [6 empty] | db |  | db |  | PyPSA DB
115 | Store | Sand-store | sand_store | sand | [7 empty] | db |  | db |  | PyPSA DB |  |  | TRUE
116 | Link | Sand-discharger | sand_store | sand | electricity | [6 empty] | db |  | db |  | PyPSA DB
117
118 | END_COMPONENT_DATA
119
120 | Note that any information that is in a column without an attribute header is consider a comment, and not used.
121 | Note that for MEM, storage is in energy units whereas for PyPSA it is in power units.
122 | Note: If there is a # in front of component (e.g. #Generator), this row will be ignored
123
124 | Note: costing for nuclear heat has to be for kWh thermal (or other energy unit)
125 | Note: % indicates addition to standard PyPSA name which stands before the %
126 | Note: carrier allows to group different technologies
127
128 | Cost calculations
129
130
131
132 |  | Source natural gas CCS costs | NREL (National Renewable Energy Laboratory). 2020. "2020 Annual Technology Baseline."
133 |  |  | https://atb-archive.nrel.gov/electricity/2020/data.php
134
135 |  | Source BECCS | NREL
136 |  |  | https://www.nrel.gov/docs/fy22osti/81644.pdf
137
138 |  | Source load shifting costs | Gerke et al. The California Demand Response Potential Study, Phase 3: Final Report on the Shift Resource through 2030.
139 |  |  | https://doi.org/10.20357/B7MS40
140
141 |  | Source lost load | Gorman. The quest to quantify the value of lost load: A critical review of the economics of power outages
142 |  |  | https://doi.org/10.1016/j.tej.2022.107187
143
144 |  | Source all other costs | PyPSA technology data
145 |  |  | https://github.com/PyPSA/technology-data/blob/master/outputs/costs_2020.csv
146
147
148 |  | 2020 €/$ | 1.14
149 |  | Discount rate | 0.07
150 |  | name | Overnight cost [€/MW] | Fixed O&M cost [€/MWyear] | Other fixed cost* (% of capital cost) | Lifetime [years] | Capital recovery factor [%/year] | Annual fixed costs [€/year] | Variable O&M [€/MWh] | Fuel cost [€/MWh] | Efficiency | Decay rate | Hourly fixed costs |  |  | Variable cost [€/MWh] | CO2 emissions
151 |  | pumped_hydro_storage energy | 103100 | 1546.5 |  | 30 | 0.080586 | 8433.0851 |  |  |  |  | 0.84446 | €/h/MW
152 |  | pumped_hydro_storage power | 1612000 | 14250 | 0.015 | 30 | 0.080586 | 146103.8617 |  |  | 0.81 |  | 14.6303 | €/h/MW |  | 0.00026316
153
154 |  | natural gas with CCS | 1969000 | 53000 |  | 30 | 0.080586 | 162945.7079 | 9 | 20 | 0.56 |  | 16.3168 | €/h/MW |  | 39.2231
155 |  | (NG combined cycle 95% CCS (H-frame basis -> 2nd Gen Tech)), Moderate
156 |  |  | 965000 | 27000 |  | 30 | 0.080586 | 79941.7123 | 2 | 8 | 0.56 |  | 8.0051 |  |  | 14.2857
157
158 |  | BECCS | 5580000 | 162000 |  | 30 | 0.080586 | 462727.129 |  |  |  |  | 46.3357 | €/h/MW |  | 14.5614 | -1.22 | tCO2/MWh
159
160 |  | load shedding | [13 empty] | 8771.9298
161 |  | load shifting | [5 empty] | 219298.2456
162
163 |  | * includes property, tax, insurance, licensing, permiting costs

## component inputs
| component | name | bus | p_set | carrier | capital_cost | marginal_cost | p_max_pu | p_nom_extendable | efficiency | bus0 | bus1 | bus2 | efficiency2 | sign | e_nom_extendable | e_nom | max_hours | cyclic_state_of_charge | p_min_pu | e_cyclic | standing_loss
0 | Load | load | electricity | date 2016-01-01 00:00:00 470809.0 2016-01-01 01:00:00 462893.0 2016-01-01 02:00:00 452352.0 2016-01-01 03:00:00 438677.0 2016-01-01 04:00:00 423295.0 ... 2016-12-31 20:00:00 432009.0 2016-12-31 21:00:00 435982.0 2016-12-31 22:00:00 450070.0 2016-12-31 23:00:00 459604.0 2017-01-01 00:00:00 460100.0 Name: demand (mw), Length: 8785, dtype: float64 | load
1 | Generator | solar-utility | electricity |  | solar-utility | 49588.7324 | 0 | date 2016-01-01 00:00:00 0.001722 2016-01-01 01:00:00 0.000000 2016-01-01 02:00:00 0.000000 2016-01-01 03:00:00 0.000000 2016-01-01 04:00:00 0.000000 ... 2016-12-31 20:00:00 0.497600 2016-12-31 21:00:00 0.513896 2016-12-31 22:00:00 0.439581 2016-12-31 23:00:00 0.156704 2017-01-01 00:00:00 0.001761 Name: solar 25% top, Length: 8785, dtype: float64 | TRUE
2 | Generator | onwind | electricity |  | onwind | 107318.8334 | 1.5 | date 2016-01-01 00:00:00 0.561034 2016-01-01 01:00:00 0.562139 2016-01-01 02:00:00 0.561250 2016-01-01 03:00:00 0.571372 2016-01-01 04:00:00 0.589611 ... 2016-12-31 20:00:00 0.381054 2016-12-31 21:00:00 0.371423 2016-12-31 22:00:00 0.413461 2016-12-31 23:00:00 0.486720 2017-01-01 00:00:00 0.543709 Name: wind 25% top, Length: 8785, dtype: float64 | TRUE
3 | Generator | CCGT % wCCS | natgas_wCCS_out |  | natgas_wCCS | 143326.4338 | 39.2231 |  | TRUE | 0.56
4 | Link | CCGT % link wCCS |  |  | natgas_wCCS | 0 | 0 |  | TRUE | 1 | natgas_wCCS_out | electricity | co2_atmosphere_out | 0.01
5 | Generator | CCGT | natgas_out |  | natgas | 104817.2552 | 40.2929 |  | TRUE | 0.56
6 | Link | CCGT % link |  |  | natgas | 0 | 0 |  | TRUE | 1 | natgas_out | electricity | co2_atmosphere_out | 0.2
7 | Generator | BECCS | beccs_out |  | beccs | 407013.0478 | 14.5614 |  | TRUE
8 | Link | BECCS % link |  |  | beccs | 0 | 0 |  | TRUE |  | beccs_out | electricity | co2_atmosphere_out | -1.22
9 | Generator | geothermal | geoth_out |  | geothermal | 334482.1991 | 0 |  | TRUE | 0.24
10 | Link | geothermal % link |  |  | geothermal | 0 | 0 |  | TRUE | 1 | geoth_out | electricity | co2_atmosphere_out | 0.03
11 | Generator | nuclear | electricity |  | nuclear | 706772.6168 | 11.3788 |  | TRUE | 0.33
12 | Generator | hydro | electricity |  | hydro | 177345.2166 | 0 |  | TRUE | 0.9
13 | Store | load shifting forward | electricity |  | load shifting forward | 219298.2456 | [8 empty] | -1 | TRUE
14 | Store | load shifting backward | electricity |  | load shifting backward | 219298.2456 | [9 empty] | TRUE
15 | Generator | load shedding | electricity |  | load shedding |  | 8771.9298 |  | TRUE
16 | Link | direct air capture |  |  | direct air capture | 1007250.4802 | 0 |  | TRUE |  | co2_atmosphere_out | co2_stored | electricity | -2
17 | Store | co2 atmosphere | co2_atmosphere_out |  | co2 atmosphere | [11 empty] | 0
18 | Store | CO2 storage tank | co2_stored |  | CO2 storage tank | 242.2253 | 0 | [8 empty] | TRUE
19 | StorageUnit | battery storage | electricity |  | battery storage | 131394.9526 | 0.015 |  | TRUE | [8 empty] | 6 | TRUE
20 | Link | Lead-Acid-bicharger |  |  | lead_acid_store | 20342.6982 | 0 |  | TRUE |  | electricity | lead_acid | [7 empty] | -1
21 | Store | Lead-Acid-store | lead_acid |  | lead_acid_store | 42449.2621 | 0 | [8 empty] | TRUE |  |  |  |  | TRUE
22 | Link | Lithium-Ion-LFP-bicharger |  |  | lithium_ion_lfp_store | 10956.5448 | 0 |  | TRUE |  | electricity | lithium_ion_lfp | [7 empty] | -1
23 | Store | Lithium-Ion-LFP-store | lithium_ion_lfp |  | lithium_ion_lfp_store | 31344.748 | 0 | [8 empty] | TRUE |  |  |  |  | TRUE
24 | Link | Lithium-Ion-NMC-bicharger |  |  | lithium_ion_nmc_store | 12150.6712 | 0 |  | TRUE |  | electricity | lithium_ion_nmc | [7 empty] | -1
25 | Store | Lithium-Ion-NMC-store | lithium_ion_nmc |  | lithium_ion_nmc_store | 40461.1323 | 0 | [8 empty] | TRUE |  |  |  |  | TRUE
26 | Link | Ni-Zn-bicharger |  |  | ni_zn_store | 11297.3829 | 0 |  | TRUE |  | electricity | ni_zn | [7 empty] | -1
27 | Store | Ni-Zn-store | ni_zn |  | ni_zn_store | 34978.3527 | 0 | [8 empty] | TRUE |  |  |  |  | TRUE
28 | Link | Vanadium-Redox-Flow-bicharger |  |  | redox_store | 20358.8666 | 0 |  | TRUE |  | electricity | vanadium | [7 empty] | -1
29 | Store | Vanadium-Redox-Flow-store | vanadium |  | redox_store | 36880.2443 | 0 | [8 empty] | TRUE |  |  |  |  | TRUE
30 | Link | Zn-Air-bicharger |  |  | zn_air_store | 12879.2176 | 0 |  | TRUE |  | electricity | zn_air | [7 empty] | -1
31 | Store | Zn-Air-store | zn_air |  | zn_air_store | 15483.1894 | 0 | [8 empty] | TRUE |  |  |  |  | TRUE
32 | Link | Zn-Br-Flow-bicharger |  |  | zn_br_flow_store | 20335.0267 | 0 |  | TRUE |  | electricity | zn_br_flow | [7 empty] | -1
33 | Store | Zn-Br-Flow-store | zn_br_flow |  | zn_br_flow_store | 62672.1059 | 0 | [8 empty] | TRUE |  |  |  |  | TRUE
34 | Link | Zn-Br-Nonflow-bicharger |  |  | zn_br_nonflow_store | 15682.004 | 0 |  | TRUE |  | electricity | zn_br_nonflow | [7 empty] | -1
35 | Store | Zn-Br-Nonflow-store | zn_br_nonflow |  | zn_br_nonflow_store | 28160.4554 | 0 | [8 empty] | TRUE |  |  |  |  | TRUE
36 | Link | Compressed-Air-Adiabatic-bicharger |  |  | compressed_air_store | 69012.3568 | 0 |  | TRUE |  | electricity | comp_air | [7 empty] | -1
37 | Store | Compressed-Air-Adiabatic-store | comp_air |  | compressed_air_store | 372.7473 | 0 | [8 empty] | TRUE |  |  |  |  | TRUE
38 | Link | Gravity-Brick-bicharger |  |  | gravity_brick_store | 33661.1731 | 0 |  | TRUE |  | electricity | grav_brick | [7 empty] | -1
39 | Store | Gravity-Brick-store | grav_brick |  | gravity_brick_store | 12628.3705 | 0 | [8 empty] | TRUE |  |  |  |  | TRUE
40 | Link | Gravity-Water-Aboveground-bicharger |  |  | gravity_aboveground_store | 28555.929 | 0 |  | TRUE |  | electricity | grav_abo_ground | [7 empty] | -1
41 | Store | Gravity-Water-Aboveground-store | grav_abo_ground |  | gravity_aboveground_store | 9336.1172 | 0 | [8 empty] | TRUE |  |  |  |  | TRUE
42 | Link | Gravity-Water-Underground-bicharger |  |  | gravity_underground_store | 70693.337 | 0 |  | TRUE |  | electricity | grav_und_ground | [7 empty] | -1
43 | Store | Gravity-Water-Underground-store | grav_und_ground |  | gravity_underground_store | 7347.3972 | 0 | [8 empty] | TRUE |  |  |  |  | TRUE
44 | Link | Pumped-Storage-Hydro-bicharger |  |  | phs_store | 102789.2725 | 0 |  | TRUE |  | electricity | h2o | [7 empty] | -1
45 | Store | Pumped-Storage-Hydro-store | h2o |  | phs_store | 3904.3881 | 0 | [8 empty] | TRUE |  |  |  |  | TRUE
46 | Link | electrolysis |  |  | hydrogen_store | 62293.8258 | 0.02 |  | TRUE | 0.8 | electricity | h2
47 | Store | hydrogen storage underground | h2 |  | hydrogen_store | 210.2423 | 0 | [8 empty] | TRUE |  |  |  |  | TRUE | 4e-06
48 | Link | fuel cell |  |  | hydrogen_store | 250090.7535 | 0.003 |  | TRUE | 0.58 | h2 | electricity
49 | Link | Concrete-charger |  |  | concrete_store | 14991.6613 | 0 |  | TRUE |  | electricity | concrete
50 | Store | Concrete-store | concrete |  | concrete_store | 2144.2077 | 0 | [8 empty] | TRUE |  |  |  |  | TRUE
51 | Link | Concrete-discharger |  |  | concrete_store | 54449.1165 | 0 |  | TRUE |  | concrete | electricity
52 | Link | HighT-Molten-Salt-charger |  |  | highT_molten_salt_store | 14982.18 | 0 |  | TRUE |  | electricity | highT_salt
53 | Store | HighT-Molten-Salt-store | highT_salt |  | highT_molten_salt_store | 8210.3623 | 0 | [8 empty] | TRUE |  |  |  |  | TRUE
54 | Link | HighT-Molten-Salt-discharger |  |  | highT_molten_salt_store | 54414.6825 | 0 |  | TRUE |  | highT_salt | electricity
55 | Link | Liquid-Air-charger |  |  | liquid_air_store | 36920.7588 | 0 |  | TRUE |  | electricity | liquid_air
56 | Store | Liquid-Air-store | liquid_air |  | liquid_air_store | 13621.8699 | 0 | [8 empty] | TRUE |  |  |  |  | TRUE
57 | Link | Liquid-Air-discharger |  |  | liquid_air_store | 26403.5346 | 0 |  | TRUE |  | liquid_air | electricity
58 | Link | LowT-Molten-Salt-charger |  |  | lowT_molten_salt_store | 11910.3873 | 0 |  | TRUE |  | electricity | lowT_salt
59 | Store | LowT-Molten-Salt-store | lowT_salt |  | lowT_molten_salt_store | 5063.7732 | 0 | [8 empty] | TRUE |  |  |  |  | TRUE
60 | Link | LowT-Molten-Salt-discharger |  |  | lowT_molten_salt_store | 43258.0528 | 0 |  | TRUE |  | lowT_salt | electricity
61 | Link | Pumped-Heat-charger |  |  | pumped_heat_store | 60028.892 | 0 |  | TRUE |  | electricity | pumped_heat
62 | Store | Pumped-Heat-store | pumped_heat |  | pumped_heat_store | 2239.3872 | 0 | [8 empty] | TRUE |  |  |  |  | TRUE
63 | Link | Pumped-Heat-discharger |  |  | pumped_heat_store | 42917.9303 | 0 |  | TRUE |  | pumped_heat | electricity
64 | Link | Sand-charger |  |  | sand_store | 12169.5302 | 0 |  | TRUE |  | electricity | sand
65 | Store | Sand-store | sand |  | sand_store | 584.6121 | 0 | [8 empty] | TRUE |  |  |  |  | TRUE
66 | Link | Sand-discharger |  |  | sand_store | 44199.2496 | 0 |  | TRUE |  | sand | electricity

## time inputs
snapshot | solar-utility series | onwind series | load load
2016-01-01 | 0.0017221 | 0.56103 | 470809
2016-01-01 01:00 | 0 | 0.56214 | 462893
2016-01-01 02:00 | 0 | 0.56125 | 452352
2016-01-01 03:00 | 0 | 0.57137 | 438677
2016-01-01 04:00 | 0 | 0.58961 | 423295
2016-01-01 05:00 | 0 | 0.6128 | 410979
2016-01-01 06:00 | 0 | 0.63396 | 400444
2016-01-01 07:00 | 0 | 0.64464 | 390845
2016-01-01 08:00 | 0 | 0.64481 | 383868
2016-01-01 09:00 | 0 | 0.64438 | 382247
2016-01-01 10:00 | 0 | 0.64187 | 385757
2016-01-01 11:00 | 0 | 0.6402 | 390944
2016-01-01 12:00 | 0 | 0.64083 | 398539
2016-01-01 13:00 | 0 | 0.64006 | 407548
2016-01-01 14:00 | 0.045026 | 0.59659 | 420289
2016-01-01 15:00 | 0.40261 | 0.46501 | 431770
2016-01-01 16:00 | 0.58429 | 0.3778 | 438480
2016-01-01 17:00 | 0.5848 | 0.41622 | 440338
2016-01-01 18:00 | 0.5481 | 0.45167 | 438036
2016-01-01 19:00 | 0.53386 | 0.44429 | 432321
2016-01-01 20:00 | 0.55315 | 0.41578 | 428860
2016-01-01 21:00 | 0.5848 | 0.37843 | 430801
2016-01-01 22:00 | 0.5356 | 0.47878 | 445055
2016-01-01 23:00 | 0.21023 | 0.58054 | 460170
2016-01-02 | 0.0019649 | 0.62083 | 465935
2016-01-02 01:00 | 0 | 0.64592 | 465362
2016-01-02 02:00 | 0 | 0.66047 | 462094
2016-01-02 03:00 | 0 | 0.66248 | 450580
2016-01-02 04:00 | 0 | 0.65364 | 434931
2016-01-02 05:00 | 0 | 0.63781 | 417915
2016-01-02 06:00 | 0 | 0.61815 | 406626
2016-01-02 07:00 | 0 | 0.59628 | 397512
2016-01-02 08:00 | 0 | 0.57689 | 392956
2016-01-02 09:00 | 0 | 0.56957 | 392210
2016-01-02 10:00 | 0 | 0.56554 | 396592
2016-01-02 11:00 | 0 | 0.55664 | 406767
2016-01-02 12:00 | 0 | 0.54933 | 420668
2016-01-02 13:00 | 0 | 0.54684 | 434757
2016-01-02 14:00 | 0.065175 | 0.50123 | 445046
2016-01-02 15:00 | 0.31668 | 0.34605 | 450093
2016-01-02 16:00 | 0.46539 | 0.22017 | 448776
2016-01-02 17:00 | 0.50479 | 0.21919 | 443349
2016-01-02 18:00 | 0.4964 | 0.28064 | 435148
2016-01-02 19:00 | 0.48474 | 0.3142 | 427129
2016-01-02 20:00 | 0.49386 | 0.30673 | 420682
2016-01-02 21:00 | 0.49861 | 0.29954 | 423696
2016-01-02 22:00 | 0.41262 | 0.40672 | 441498
2016-01-02 23:00 | 0.14873 | 0.47839 | 461592
2016-01-03 | 0.0019495 | 0.51762 | 469345
2016-01-03 01:00 | 0 | 0.54313 | 470347
2016-01-03 02:00 | 0 | 0.56023 | 467310
2016-01-03 03:00 | 0 | 0.57619 | 456030
2016-01-03 04:00 | 0 | 0.58655 | 441559
2016-01-03 05:00 | 0 | 0.58999 | 427167
2016-01-03 06:00 | 0 | 0.58676 | 413834
2016-01-03 07:00 | 0 | 0.5742 | 404865
2016-01-03 08:00 | 0 | 0.55269 | 399699
2016-01-03 09:00 | 0 | 0.52918 | 398110
2016-01-03 10:00 | 0 | 0.49774 | 400834
2016-01-03 11:00 | 0 | 0.45999 | 408834
2016-01-03 12:00 | 0 | 0.42558 | 420449
2016-01-03 13:00 | 0 | 0.40041 | 433181
2016-01-03 14:00 | 0.039661 | 0.31984 | 440085
2016-01-03 15:00 | 0.37348 | 0.18006 | 439806
2016-01-03 16:00 | 0.49634 | 0.10574 | 434999
2016-01-03 17:00 | 0.51266 | 0.086993 | 430919
2016-01-03 18:00 | 0.49228 | 0.083043 | 427178
2016-01-03 19:00 | 0.4773 | 0.086987 | 422449
2016-01-03 20:00 | 0.47837 | 0.090145 | 418943
2016-01-03 21:00 | 0.46511 | 0.097928 | 424541
2016-01-03 22:00 | 0.36923 | 0.14652 | 444380
2016-01-03 23:00 | 0.08686 | 0.19289 | 464325
2016-01-04 | 0.0020809 | 0.23921 | 474796
2016-01-04 01:00 | 0 | 0.27818 | 477021
2016-01-04 02:00 | 0 | 0.30743 | 469735
2016-01-04 03:00 | 0 | 0.3276 | 452837
2016-01-04 04:00 | 0 | 0.32839 | 435678
2016-01-04 05:00 | 0 | 0.31547 | 421559
2016-01-04 06:00 | 0 | 0.30021 | 410607
2016-01-04 07:00 | 0 | 0.28701 | 404707
2016-01-04 08:00 | 0 | 0.27463 | 403331
2016-01-04 09:00 | 0 | 0.2621 | 408268
2016-01-04 10:00 | 0 | 0.25405 | 424056
2016-01-04 11:00 | 0 | 0.25228 | 457966
2016-01-04 12:00 | 0 | 0.25844 | 490049
2016-01-04 13:00 | 0 | 0.27302 | 503347
2016-01-04 14:00 | 0.084897 | 0.28079 | 505677
2016-01-04 15:00 | 0.25929 | 0.22814 | 505098
2016-01-04 16:00 | 0.36727 | 0.1918 | 499867
2016-01-04 17:00 | 0.40003 | 0.20839 | 493446
2016-01-04 18:00 | 0.40313 | 0.24344 | 487900
2016-01-04 19:00 | 0.40039 | 0.27815 | 483354
2016-01-04 20:00 | 0.39534 | 0.29967 | 480122
2016-01-04 21:00 | 0.36121 | 0.31175 | 484754
2016-01-04 22:00 | 0.2623 | 0.39893 | 504066
2016-01-04 23:00 | 0.080196 | 0.53954 | 527878
2016-01-05 | 0.0016392 | 0.59697 | 538994
2016-01-05 01:00 | 0 | 0.6026 | 539677
2016-01-05 02:00 | 0 | 0.58396 | 531819
2016-01-05 03:00 | 0 | 0.55926 | 511858
2016-01-05 04:00 | 0 | 0.53794 | 488356
2016-01-05 05:00 | 0 | 0.51898 | 470100
2016-01-05 06:00 | 0 | 0.50129 | 459532
2016-01-05 07:00 | 0 | 0.48933 | 452735
2016-01-05 08:00 | 0 | 0.4815 | 450290
2016-01-05 09:00 | 0 | 0.46578 | 455066
2016-01-05 10:00 | 0 | 0.44938 | 471666
2016-01-05 11:00 | 0 | 0.43343 | 505340
2016-01-05 12:00 | 0 | 0.42277 | 536414
2016-01-05 13:00 | 0 | 0.41797 | 544393
2016-01-05 14:00 | 0.021223 | 0.39658 | 538308
2016-01-05 15:00 | 0.18775 | 0.40007 | 530432
2016-01-05 16:00 | 0.31142 | 0.42693 | 518961
2016-01-05 17:00 | 0.37362 | 0.45872 | 507046
2016-01-05 18:00 | 0.38627 | 0.45812 | 497896
2016-01-05 19:00 | 0.38481 | 0.43627 | 489977
2016-01-05 20:00 | 0.38058 | 0.40494 | 485292
2016-01-05 21:00 | 0.35004 | 0.38505 | 489904
2016-01-05 22:00 | 0.26091 | 0.41903 | 511089
2016-01-05 23:00 | 0.068156 | 0.5029 | 534774
2016-01-06 | 0.0018312 | 0.53648 | 544758
2016-01-06 01:00 | 0 | 0.53142 | 544168
2016-01-06 02:00 | 0 | 0.5143 | 534403
2016-01-06 03:00 | 0 | 0.50066 | 512646
2016-01-06 04:00 | 0 | 0.48766 | 488746
2016-01-06 05:00 | 0 | 0.47316 | 469710
2016-01-06 06:00 | 0 | 0.45467 | 459026
2016-01-06 07:00 | 0 | 0.43175 | 450847
2016-01-06 08:00 | 0 | 0.40631 | 447761
2016-01-06 09:00 | 0 | 0.38612 | 449636
2016-01-06 10:00 | 0 | 0.36481 | 463512
2016-01-06 11:00 | 0 | 0.34699 | 495560
2016-01-06 12:00 | 0 | 0.32789 | 524202
2016-01-06 13:00 | 0 | 0.30904 | 530125
2016-01-06 14:00 | 0.017994 | 0.26364 | 523807
2016-01-06 15:00 | 0.16713 | 0.1985 | 515122
2016-01-06 16:00 | 0.28894 | 0.1747 | 505229
2016-01-06 17:00 | 0.36954 | 0.18492 | 493888
2016-01-06 18:00 | 0.39122 | 0.18383 | 485222
2016-01-06 19:00 | 0.39117 | 0.17607 | 478021
2016-01-06 20:00 | 0.38642 | 0.16644 | 474674
2016-01-06 21:00 | 0.36423 | 0.16435 | 478064
2016-01-06 22:00 | 0.2863 | 0.19536 | 496279
2016-01-06 23:00 | 0.10402 | 0.26811 | 515072
2016-01-07 | 0.00090527 | 0.31581 | 521111
2016-01-07 01:00 | 0 | 0.33922 | 518375
2016-01-07 02:00 | 0 | 0.3402 | 506895
2016-01-07 03:00 | 0 | 0.32304 | 486281
2016-01-07 04:00 | 0 | 0.2902 | 461291
2016-01-07 05:00 | 0 | 0.26358 | 439921
2016-01-07 06:00 | 0 | 0.23998 | 425551
2016-01-07 07:00 | 0 | 0.22081 | 415893
2016-01-07 08:00 | 0 | 0.2109 | 410460
2016-01-07 09:00 | 0 | 0.20832 | 411058
2016-01-07 10:00 | 0 | 0.21594 | 423691
2016-01-07 11:00 | 0 | 0.22867 | 454300
2016-01-07 12:00 | 0 | 0.24108 | 483496
2016-01-07 13:00 | 0 | 0.24658 | 491785
2016-01-07 14:00 | 0.042386 | 0.21343 | 490686
2016-01-07 15:00 | 0.1967 | 0.14049 | 488256
2016-01-07 16:00 | 0.30441 | 0.15546 | 481130
2016-01-07 17:00 | 0.36281 | 0.19065 | 472955
2016-01-07 18:00 | 0.37753 | 0.19968 | 465227
2016-01-07 19:00 | 0.37099 | 0.20893 | 459310
2016-01-07 20:00 | 0.35866 | 0.21973 | 456439
2016-01-07 21:00 | 0.32887 | 0.23064 | 457995
2016-01-07 22:00 | 0.25993 | 0.25021 | 473389
2016-01-07 23:00 | 0.089468 | 0.28693 | 488977
2016-01-08 | 0.0024239 | 0.29778 | 494433
2016-01-08 01:00 | 0 | 0.29324 | 491621
2016-01-08 02:00 | 0 | 0.27983 | 481932
2016-01-08 03:00 | 0 | 0.26409 | 461801
2016-01-08 04:00 | 0 | 0.25071 | 437008
2016-01-08 05:00 | 0 | 0.2473 | 415288
2016-01-08 06:00 | 0 | 0.24685 | 399917
2016-01-08 07:00 | 0 | 0.24954 | 389529
2016-01-08 08:00 | 0 | 0.25289 | 384659
2016-01-08 09:00 | 0 | 0.25946 | 384914
2016-01-08 10:00 | 0 | 0.27022 | 395661
2016-01-08 11:00 | 0 | 0.27774 | 426104
2016-01-08 12:00 | 0 | 0.28247 | 455472
2016-01-08 13:00 | 0 | 0.2821 | 467173
2016-01-08 14:00 | 0.035377 | 0.26315 | 472550
2016-01-08 15:00 | 0.22817 | 0.26028 | 476734
2016-01-08 16:00 | 0.3899 | 0.26137 | 475016
2016-01-08 17:00 | 0.45234 | 0.25896 | 468663
2016-01-08 18:00 | 0.44326 | 0.2687 | 463564
2016-01-08 19:00 | 0.42052 | 0.29222 | 458952
2016-01-08 20:00 | 0.4077 | 0.32442 | 454537
2016-01-08 21:00 | 0.39966 | 0.34742 | 454446
2016-01-08 22:00 | 0.35428 | 0.36855 | 463432
2016-01-08 23:00 | 0.18836 | 0.39891 | 472623
2016-01-09 | 0.0036188 | 0.41074 | 473493
2016-01-09 01:00 | 0 | 0.41133 | 468337
2016-01-09 02:00 | 0 | 0.41125 | 459225
2016-01-09 03:00 | 0 | 0.4084 | 443600
2016-01-09 04:00 | 0 | 0.40893 | 424303
2016-01-09 05:00 | 0 | 0.41113 | 406106
2016-01-09 06:00 | 0 | 0.42191 | 390602
2016-01-09 07:00 | 0 | 0.4403 | 380209
2016-01-09 08:00 | 0 | 0.46413 | 373855
2016-01-09 09:00 | 0 | 0.48056 | 372820
2016-01-09 10:00 | 0 | 0.49813 | 376458
2016-01-09 11:00 | 0 | 0.51142 | 385225
2016-01-09 12:00 | 0 | 0.51404 | 400062
2016-01-09 13:00 | 2.61e-08 | 0.51036 | 417421
2016-01-09 14:00 | 0.098657 | 0.4963 | 432775
2016-01-09 15:00 | 0.42169 | 0.49706 | 443504
2016-01-09 16:00 | 0.57421 | 0.48361 | 447564
2016-01-09 17:00 | 0.58612 | 0.46263 | 446237
2016-01-09 18:00 | 0.54993 | 0.46092 | 441450
2016-01-09 19:00 | 0.53031 | 0.46978 | 437135
2016-01-09 20:00 | 0.54515 | 0.47638 | 434799
2016-01-09 21:00 | 0.55773 | 0.47931 | 438748
2016-01-09 22:00 | 0.49662 | 0.46463 | 451099
2016-01-09 23:00 | 0.17046 | 0.43744 | 461966
2016-01-10 | 0.00071692 | 0.41613 | 466908
2016-01-10 01:00 | 0 | 0.39935 | 465022
2016-01-10 02:00 | 0 | 0.38465 | 458039
2016-01-10 03:00 | 0 | 0.36871 | 445223
2016-01-10 04:00 | 0 | 0.35402 | 429865
2016-01-10 05:00 | 0 | 0.34417 | 414836
2016-01-10 06:00 | 0 | 0.33657 | 401159
2016-01-10 07:00 | 0 | 0.32998 | 391763
2016-01-10 08:00 | 0 | 0.32364 | 387369
2016-01-10 09:00 | 0 | 0.32513 | 386669
2016-01-10 10:00 | 0 | 0.33117 | 390692
2016-01-10 11:00 | 0 | 0.33073 | 400516
2016-01-10 12:00 | 0 | 0.31998 | 415332
2016-01-10 13:00 | 2.09e-07 | 0.30064 | 431531
2016-01-10 14:00 | 0.10714 | 0.26445 | 446224
2016-01-10 15:00 | 0.36678 | 0.19145 | 454445
2016-01-10 16:00 | 0.50479 | 0.15692 | 455969
2016-01-10 17:00 | 0.53637 | 0.16619 | 455005
2016-01-10 18:00 | 0.52392 | 0.19383 | 450676
2016-01-10 19:00 | 0.50759 | 0.2191 | 445348
2016-01-10 20:00 | 0.50702 | 0.23578 | 441043
2016-01-10 21:00 | 0.50436 | 0.24205 | 445970
2016-01-10 22:00 | 0.42446 | 0.26002 | 462762
2016-01-10 23:00 | 0.17367 | 0.31445 | 486387
2016-01-11 | 0.0028482 | 0.37533 | 499575
2016-01-11 01:00 | 0 | 0.42408 | 503763
2016-01-11 02:00 | 0 | 0.44679 | 499300
2016-01-11 03:00 | 0 | 0.4614 | 486290
2016-01-11 04:00 | 0 | 0.4709 | 469026
2016-01-11 05:00 | 0 | 0.48079 | 454916
2016-01-11 06:00 | 0 | 0.48597 | 445035
2016-01-11 07:00 | 0 | 0.48676 | 440399
2016-01-11 08:00 | 0 | 0.48183 | 440627
2016-01-11 09:00 | 0 | 0.46555 | 447243
2016-01-11 10:00 | 0 | 0.44727 | 465391
2016-01-11 11:00 | 0 | 0.43643 | 503205
2016-01-11 12:00 | 0 | 0.42763 | 537493
2016-01-11 13:00 | 5.8e-08 | 0.42586 | 547765
2016-01-11 14:00 | 0.095254 | 0.39626 | 543677
2016-01-11 15:00 | 0.48176 | 0.31857 | 535867
2016-01-11 16:00 | 0.61991 | 0.33687 | 524193
2016-01-11 17:00 | 0.61419 | 0.42591 | 511046
2016-01-11 18:00 | 0.58534 | 0.48688 | 501251
2016-01-11 19:00 | 0.57482 | 0.53143 | 492140
2016-01-11 20:00 | 0.59235 | 0.55402 | 485928
2016-01-11 21:00 | 0.62042 | 0.54329 | 488605
2016-01-11 22:00 | 0.56078 | 0.55823 | 506939
2016-01-11 23:00 | 0.19536 | 0.57687 | 526379
2016-01-12 | 0.0025805 | 0.57875 | 542445
2016-01-12 01:00 | 0 | 0.58336 | 543639
2016-01-12 02:00 | 0 | 0.60723 | 535222
2016-01-12 03:00 | 0 | 0.65447 | 517768
2016-01-12 04:00 | 0 | 0.6874 | 493946
2016-01-12 05:00 | 0 | 0.69762 | 476108
2016-01-12 06:00 | 0 | 0.69935 | 463046
2016-01-12 07:00 | 0 | 0.69247 | 454908
2016-01-12 08:00 | 0 | 0.68 | 451631
2016-01-12 09:00 | 0 | 0.66013 | 454626
2016-01-12 10:00 | 0 | 0.63281 | 468323
2016-01-12 11:00 | 0 | 0.59316 | 501211
2016-01-12 12:00 | 0 | 0.5425 | 532066
2016-01-12 13:00 | 6.52e-07 | 0.49191 | 539233
2016-01-12 14:00 | 0.12928 | 0.38673 | 532105
2016-01-12 15:00 | 0.55394 | 0.28053 | 521670
2016-01-12 16:00 | 0.65746 | 0.21589 | 510052
2016-01-12 17:00 | 0.64056 | 0.20691 | 498062
2016-01-12 18:00 | 0.60264 | 0.22232 | 488561
2016-01-12 19:00 | 0.58558 | 0.24217 | 480756
2016-01-12 20:00 | 0.60013 | 0.25296 | 474428
2016-01-12 21:00 | 0.62769 | 0.25401 | 476053
2016-01-12 22:00 | 0.57449 | 0.27715 | 492115
2016-01-12 23:00 | 0.20565 | 0.31038 | 513200
2016-01-13 | 0.0033679 | 0.37906 | 524891
2016-01-13 01:00 | 0 | 0.46674 | 526072
2016-01-13 02:00 | 0 | 0.53911 | 519458
2016-01-13 03:00 | 0 | 0.60088 | 503849
2016-01-13 04:00 | 0 | 0.63887 | 483469
2016-01-13 05:00 | 0 | 0.6421 | 465481
2016-01-13 06:00 | 0 | 0.63926 | 454923
2016-01-13 07:00 | 0 | 0.63448 | 448875
2016-01-13 08:00 | 0 | 0.63112 | 447429
2016-01-13 09:00 | 0 | 0.62141 | 452208
2016-01-13 10:00 | 0 | 0.60972 | 469687
2016-01-13 11:00 | 0 | 0.60055 | 505391
2016-01-13 12:00 | 0 | 0.58414 | 537146
2016-01-13 13:00 | 1.18e-06 | 0.56618 | 545012
2016-01-13 14:00 | 0.05567 | 0.4648 | 537234
2016-01-13 15:00 | 0.4856 | 0.29439 | 525619
2016-01-13 16:00 | 0.5809 | 0.20678 | 512003
2016-01-13 17:00 | 0.58156 | 0.20838 | 498883
2016-01-13 18:00 | 0.55966 | 0.24156 | 487741
2016-01-13 19:00 | 0.54701 | 0.26326 | 480098
2016-01-13 20:00 | 0.56107 | 0.27023 | 475714
2016-01-13 21:00 | 0.57419 | 0.32151 | 479086
2016-01-13 22:00 | 0.49401 | 0.41122 | 495539
2016-01-13 23:00 | 0.17431 | 0.49826 | 515312
2016-01-14 | 0.003882 | 0.57062 | 525731
2016-01-14 01:00 | 0 | 0.61577 | 525788
2016-01-14 02:00 | 0 | 0.64527 | 518221
2016-01-14 03:00 | 0 | 0.67326 | 499085
2016-01-14 04:00 | 0 | 0.70129 | 476059
2016-01-14 05:00 | 0 | 0.7233 | 455967
2016-01-14 06:00 | 0 | 0.73473 | 443426
2016-01-14 07:00 | 0 | 0.73192 | 434625
2016-01-14 08:00 | 0 | 0.71851 | 430323
2016-01-14 09:00 | 0 | 0.69133 | 433882
2016-01-14 10:00 | 0 | 0.67192 | 449048
2016-01-14 11:00 | 0 | 0.66291 | 482678
2016-01-14 12:00 | 0 | 0.65959 | 511825
2016-01-14 13:00 | 0 | 0.65686 | 518934
2016-01-14 14:00 | 0.13053 | 0.58009 | 511165
2016-01-14 15:00 | 0.48191 | 0.4541 | 499774
2016-01-14 16:00 | 0.58644 | 0.42369 | 485758
2016-01-14 17:00 | 0.60438 | 0.50764 | 471708
2016-01-14 18:00 | 0.58128 | 0.5748 | 461997
2016-01-14 19:00 | 0.56184 | 0.59899 | 454127
2016-01-14 20:00 | 0.56958 | 0.60204 | 449692
2016-01-14 21:00 | 0.58043 | 0.61718 | 451533
2016-01-14 22:00 | 0.50578 | 0.63861 | 463636
2016-01-14 23:00 | 0.19515 | 0.66778 | 481986
2016-01-15 | 0.0026644 | 0.68403 | 491071
2016-01-15 01:00 | 0 | 0.69302 | 490964
2016-01-15 02:00 | 0 | 0.69659 | 482259
2016-01-15 03:00 | 0 | 0.69278 | 462693
2016-01-15 04:00 | 0 | 0.68409 | 440735
2016-01-15 05:00 | 0 | 0.67135 | 420298
2016-01-15 06:00 | 0 | 0.65955 | 406086
2016-01-15 07:00 | 0 | 0.64791 | 397042
2016-01-15 08:00 | 0 | 0.63308 | 392675
2016-01-15 09:00 | 0 | 0.61938 | 394761
2016-01-15 10:00 | 0 | 0.60382 | 407359
2016-01-15 11:00 | 0 | 0.58435 | 436666
2016-01-15 12:00 | 0 | 0.56155 | 466185
2016-01-15 13:00 | 2.53e-06 | 0.52761 | 477552
2016-01-15 14:00 | 0.1402 | 0.39378 | 480240
2016-01-15 15:00 | 0.33532 | 0.29717 | 481526
2016-01-15 16:00 | 0.45059 | 0.26869 | 477244
2016-01-15 17:00 | 0.48227 | 0.24852 | 470535
2016-01-15 18:00 | 0.47624 | 0.24841 | 464809
2016-01-15 19:00 | 0.47052 | 0.26147 | 459306
2016-01-15 20:00 | 0.4661 | 0.27683 | 455638
2016-01-15 21:00 | 0.45393 | 0.28037 | 456911
2016-01-15 22:00 | 0.39994 | 0.29398 | 464155
2016-01-15 23:00 | 0.19056 | 0.32855 | 471864
2016-01-16 | 0.0058251 | 0.34649 | 473518
2016-01-16 01:00 | 0 | 0.34541 | 469990
2016-01-16 02:00 | 0 | 0.33666 | 462067
2016-01-16 03:00 | 0 | 0.33144 | 446898
2016-01-16 04:00 | 0 | 0.32857 | 429098
2016-01-16 05:00 | 0 | 0.32506 | 411200
2016-01-16 06:00 | 0 | 0.32389 | 397507
2016-01-16 07:00 | 0 | 0.32565 | 388116
2016-01-16 08:00 | 0 | 0.3286 | 383335
2016-01-16 09:00 | 0 | 0.32873 | 382836
2016-01-16 10:00 | 0 | 0.33917 | 388193
2016-01-16 11:00 | 0 | 0.35568 | 398613
2016-01-16 12:00 | 0 | 0.36062 | 414957
2016-01-16 13:00 | 0 | 0.36 | 431737
2016-01-16 14:00 | 0.056431 | 0.32496 | 445036
2016-01-16 15:00 | 0.3752 | 0.273 | 450767
2016-01-16 16:00 | 0.47454 | 0.26485 | 449596
2016-01-16 17:00 | 0.49433 | 0.27747 | 445176
2016-01-16 18:00 | 0.48237 | 0.29662 | 438693
2016-01-16 19:00 | 0.47666 | 0.31319 | 433491
2016-01-16 20:00 | 0.47859 | 0.32492 | 430588
2016-01-16 21:00 | 0.4739 | 0.32849 | 433541
2016-01-16 22:00 | 0.39368 | 0.31385 | 444810
2016-01-16 23:00 | 0.13742 | 0.3009 | 460141
2016-01-17 | 0.0036858 | 0.29762 | 466002
2016-01-17 01:00 | 0 | 0.29913 | 466202
2016-01-17 02:00 | 0 | 0.31298 | 461031
2016-01-17 03:00 | 0 | 0.33308 | 449651
2016-01-17 04:00 | 0 | 0.36075 | 433925
2016-01-17 05:00 | 0 | 0.39183 | 420780
2016-01-17 06:00 | 0 | 0.42059 | 409148
2016-01-17 07:00 | 0 | 0.43887 | 400726
2016-01-17 08:00 | 0 | 0.44311 | 397107
2016-01-17 09:00 | 0 | 0.42422 | 396995
2016-01-17 10:00 | 0 | 0.39388 | 401148
2016-01-17 11:00 | 0 | 0.36896 | 411144
2016-01-17 12:00 | 0 | 0.35135 | 426593
2016-01-17 13:00 | 3.71e-06 | 0.33728 | 444517
2016-01-17 14:00 | 0.049245 | 0.29434 | 458932
2016-01-17 15:00 | 0.36051 | 0.24316 | 464245
2016-01-17 16:00 | 0.50948 | 0.23498 | 462424
2016-01-17 17:00 | 0.5445 | 0.23382 | 459077
2016-01-17 18:00 | 0.52042 | 0.23029 | 454097
2016-01-17 19:00 | 0.5128 | 0.22805 | 448939
2016-01-17 20:00 | 0.53142 | 0.22142 | 445370
2016-01-17 21:00 | 0.54981 | 0.21247 | 448873
2016-01-17 22:00 | 0.49747 | 0.21152 | 464088
2016-01-17 23:00 | 0.17362 | 0.24792 | 485734
2016-01-18 | 0.0050361 | 0.27235 | 496055
2016-01-18 01:00 | 0 | 0.27314 | 499903
2016-01-18 02:00 | 0 | 0.26859 | 495273
2016-01-18 03:00 | 0 | 0.25908 | 485022
2016-01-18 04:00 | 0 | 0.24875 | 469740
2016-01-18 05:00 | 0 | 0.2432 | 455921
2016-01-18 06:00 | 0 | 0.23917 | 448386
2016-01-18 07:00 | 0 | 0.23303 | 444095
2016-01-18 08:00 | 0 | 0.22761 | 444476
2016-01-18 09:00 | 0 | 0.21932 | 451294
2016-01-18 10:00 | 0 | 0.21398 | 467139
2016-01-18 11:00 | 0 | 0.21138 | 494557
2016-01-18 12:00 | 0 | 0.21067 | 523689
2016-01-18 13:00 | 5.03e-06 | 0.21403 | 540845
2016-01-18 14:00 | 0.07477 | 0.19978 | 544986
2016-01-18 15:00 | 0.33183 | 0.15766 | 543295
2016-01-18 16:00 | 0.44145 | 0.14074 | 536682
2016-01-18 17:00 | 0.47739 | 0.1441 | 527471
2016-01-18 18:00 | 0.47938 | 0.15997 | 517624
2016-01-18 19:00 | 0.47761 | 0.17647 | 509646
2016-01-18 20:00 | 0.48286 | 0.18521 | 504548
2016-01-18 21:00 | 0.47459 | 0.19507 | 507574
2016-01-18 22:00 | 0.39346 | 0.23152 | 526254
2016-01-18 23:00 | 0.16686 | 0.33868 | 549477
2016-01-19 | 0.0050901 | 0.39524 | 562369
2016-01-19 01:00 | 0 | 0.41426 | 563958
2016-01-19 02:00 | 0 | 0.39862 | 556327
2016-01-19 03:00 | 0 | 0.37982 | 538055
2016-01-19 04:00 | 0 | 0.3684 | 516738
2016-01-19 05:00 | 0 | 0.36227 | 501292
2016-01-19 06:00 | 0 | 0.35807 | 488827
2016-01-19 07:00 | 0 | 0.35577 | 482783
2016-01-19 08:00 | 0 | 0.35133 | 481076
2016-01-19 09:00 | 0 | 0.34534 | 486092
2016-01-19 10:00 | 0 | 0.34117 | 502163
2016-01-19 11:00 | 0 | 0.33794 | 535457
2016-01-19 12:00 | 0 | 0.33913 | 566299
2016-01-19 13:00 | 0 | 0.34546 | 573164
2016-01-19 14:00 | 0.052253 | 0.32875 | 566429
2016-01-19 15:00 | 0.335 | 0.26661 | 557716
2016-01-19 16:00 | 0.44222 | 0.26538 | 545130
2016-01-19 17:00 | 0.45758 | 0.271 | 531980
2016-01-19 18:00 | 0.45271 | 0.25925 | 520957
2016-01-19 19:00 | 0.45397 | 0.25162 | 512504
2016-01-19 20:00 | 0.46435 | 0.24139 | 508038
2016-01-19 21:00 | 0.46243 | 0.2214 | 511350
2016-01-19 22:00 | 0.37438 | 0.21108 | 528590
2016-01-19 23:00 | 0.12432 | 0.26178 | 550838
2016-01-20 | 0.0041729 | 0.3151 | 561888
2016-01-20 01:00 | 0 | 0.35726 | 561943
2016-01-20 02:00 | 0 | 0.39298 | 552117
2016-01-20 03:00 | 0 | 0.39873 | 532519
2016-01-20 04:00 | 0 | 0.38608 | 508121
2016-01-20 05:00 | 0 | 0.3655 | 489033
2016-01-20 06:00 | 0 | 0.34788 | 477201
2016-01-20 07:00 | 0 | 0.33757 | 469244
2016-01-20 08:00 | 0 | 0.32783 | 465073
2016-01-20 09:00 | 0 | 0.31283 | 467668
2016-01-20 10:00 | 0 | 0.29723 | 480665
2016-01-20 11:00 | 0 | 0.28153 | 511178
2016-01-20 12:00 | 0 | 0.26795 | 538547
2016-01-20 13:00 | 1.09e-05 | 0.26412 | 545720
2016-01-20 14:00 | 0.033773 | 0.24411 | 541525
2016-01-20 15:00 | 0.31721 | 0.20056 | 535783
2016-01-20 16:00 | 0.47167 | 0.2019 | 524933
2016-01-20 17:00 | 0.52938 | 0.23964 | 513323
2016-01-20 18:00 | 0.53081 | 0.27801 | 504846
2016-01-20 19:00 | 0.53301 | 0.31056 | 499511
2016-01-20 20:00 | 0.55706 | 0.32679 | 496267
2016-01-20 21:00 | 0.58755 | 0.31478 | 498452
2016-01-20 22:00 | 0.54556 | 0.3129 | 512960
2016-01-20 23:00 | 0.26403 | 0.35203 | 530355
2016-01-21 | 0.0092433 | 0.3583 | 536685
2016-01-21 01:00 | 0 | 0.35257 | 533921
2016-01-21 02:00 | 0 | 0.3444 | 523733
2016-01-21 03:00 | 0 | 0.33906 | 502414
2016-01-21 04:00 | 0 | 0.33758 | 477551
2016-01-21 05:00 | 0 | 0.33144 | 456315
2016-01-21 06:00 | 0 | 0.31919 | 443693
2016-01-21 07:00 | 0 | 0.31593 | 435960
2016-01-21 08:00 | 0 | 0.31888 | 432949
2016-01-21 09:00 | 0 | 0.31769 | 435901
2016-01-21 10:00 | 0 | 0.31649 | 448923
2016-01-21 11:00 | 0 | 0.31566 | 480425
2016-01-21 12:00 | 0 | 0.31788 | 510035
2016-01-21 13:00 | 1.47e-05 | 0.32124 | 518534
2016-01-21 14:00 | 0.07907 | 0.29758 | 515838
2016-01-21 15:00 | 0.50895 | 0.31602 | 511625
2016-01-21 16:00 | 0.61913 | 0.33608 | 504869
2016-01-21 17:00 | 0.61776 | 0.34429 | 497314
2016-01-21 18:00 | 0.58808 | 0.35637 | 490719
2016-01-21 19:00 | 0.57325 | 0.37971 | 486338
2016-01-21 20:00 | 0.58294 | 0.40293 | 483984
2016-01-21 21:00 | 0.59659 | 0.41289 | 486412
2016-01-21 22:00 | 0.53297 | 0.4016 | 501961
2016-01-21 23:00 | 0.21177 | 0.41514 | 520445
2016-01-22 | 0.0062849 | 0.42216 | 527936
2016-01-22 01:00 | 0 | 0.40402 | 526468
2016-01-22 02:00 | 0 | 0.38178 | 516856
2016-01-22 03:00 | 0 | 0.36552 | 498821
2016-01-22 04:00 | 0 | 0.35109 | 476229
2016-01-22 05:00 | 0 | 0.34759 | 456375
2016-01-22 06:00 | 0 | 0.35256 | 444230
2016-01-22 07:00 | 0 | 0.3619 | 436401
2016-01-22 08:00 | 0 | 0.37173 | 433510
2016-01-22 09:00 | 0 | 0.37985 | 436978
2016-01-22 10:00 | 0 | 0.38896 | 449180
2016-01-22 11:00 | 0 | 0.38714 | 477761
2016-01-22 12:00 | 0 | 0.37578 | 507663
2016-01-22 13:00 | 2.26e-05 | 0.35767 | 521669
2016-01-22 14:00 | 0.087179 | 0.30705 | 527730
2016-01-22 15:00 | 0.47304 | 0.27741 | 530526
2016-01-22 16:00 | 0.56429 | 0.23355 | 527349
2016-01-22 17:00 | 0.55701 | 0.21048 | 521407
2016-01-22 18:00 | 0.53881 | 0.20987 | 515885
2016-01-22 19:00 | 0.53324 | 0.22012 | 510547
2016-01-22 20:00 | 0.54594 | 0.23788 | 506514
2016-01-22 21:00 | 0.55467 | 0.25986 | 507046
2016-01-22 22:00 | 0.46568 | 0.29215 | 517154
2016-01-22 23:00 | 0.1812 | 0.3821 | 529079
2016-01-23 | 0.0051588 | 0.46208 | 532762
2016-01-23 01:00 | 0 | 0.48704 | 529195
2016-01-23 02:00 | 0 | 0.48926 | 520505
2016-01-23 03:00 | 0 | 0.48661 | 505807
2016-01-23 04:00 | 0 | 0.48092 | 487425
2016-01-23 05:00 | 0 | 0.47877 | 471931
2016-01-23 06:00 | 0 | 0.47895 | 460046
2016-01-23 07:00 | 0 | 0.48341 | 452760
2016-01-23 08:00 | 0 | 0.48707 | 448842
2016-01-23 09:00 | 0 | 0.49429 | 449099
2016-01-23 10:00 | 0 | 0.5026 | 454288
2016-01-23 11:00 | 0 | 0.50984 | 463739
2016-01-23 12:00 | 0 | 0.51621 | 478856
2016-01-23 13:00 | 2.78e-05 | 0.5215 | 495520
2016-01-23 14:00 | 0.099082 | 0.48998 | 509928
2016-01-23 15:00 | 0.34843 | 0.42499 | 516578
2016-01-23 16:00 | 0.45111 | 0.35664 | 513731
2016-01-23 17:00 | 0.47939 | 0.35413 | 505643
2016-01-23 18:00 | 0.47354 | 0.37083 | 494705
2016-01-23 19:00 | 0.46385 | 0.38233 | 483360
2016-01-23 20:00 | 0.45906 | 0.37691 | 476779
2016-01-23 21:00 | 0.43485 | 0.36026 | 476727
2016-01-23 22:00 | 0.34958 | 0.39887 | 488300
2016-01-23 23:00 | 0.15029 | 0.53601 | 505374
2016-01-24 | 0.0098227 | 0.59087 | 514019
2016-01-24 01:00 | 0 | 0.59556 | 514024
2016-01-24 02:00 | 0 | 0.57328 | 508962
2016-01-24 03:00 | 0 | 0.53701 | 497824
2016-01-24 04:00 | 0 | 0.49958 | 482754
2016-01-24 05:00 | 0 | 0.46528 | 468555
2016-01-24 06:00 | 0 | 0.43382 | 459947
2016-01-24 07:00 | 0 | 0.4034 | 454182
2016-01-24 08:00 | 0 | 0.37673 | 452194
2016-01-24 09:00 | 0 | 0.3579 | 453163
2016-01-24 10:00 | 0 | 0.34536 | 457622
2016-01-24 11:00 | 0 | 0.33382 | 468618
2016-01-24 12:00 | 0 | 0.32414 | 482809
2016-01-24 13:00 | 2.59e-05 | 0.31737 | 494739
2016-01-24 14:00 | 0.078346 | 0.27996 | 496332
2016-01-24 15:00 | 0.39883 | 0.19938 | 487392
2016-01-24 16:00 | 0.53516 | 0.19565 | 473672
2016-01-24 17:00 | 0.56827 | 0.22715 | 460203
2016-01-24 18:00 | 0.54756 | 0.27048 | 447336
2016-01-24 19:00 | 0.5343 | 0.30316 | 437481
2016-01-24 20:00 | 0.54361 | 0.32322 | 431504
2016-01-24 21:00 | 0.55732 | 0.34625 | 433670
2016-01-24 22:00 | 0.503 | 0.4094 | 450881
2016-01-24 23:00 | 0.25689 | 0.47431 | 474596
2016-01-25 | 0.010035 | 0.49704 | 491726
2016-01-25 01:00 | 0 | 0.48531 | 495962
2016-01-25 02:00 | 0 | 0.47603 | 491171
2016-01-25 03:00 | 0 | 0.47755 | 478100
2016-01-25 04:00 | 0 | 0.48346 | 460344
2016-01-25 05:00 | 0 | 0.48938 | 445039
2016-01-25 06:00 | 0 | 0.50107 | 435449
2016-01-25 07:00 | 0 | 0.51736 | 430084
2016-01-25 08:00 | 0 | 0.53277 | 429371
2016-01-25 09:00 | 0 | 0.5388 | 434477
2016-01-25 10:00 | 0 | 0.54594 | 450562
2016-01-25 11:00 | 0 | 0.55749 | 482964
2016-01-25 12:00 | 0 | 0.56 | 513254
2016-01-25 13:00 | 2.8e-05 | 0.5669 | 521833
2016-01-25 14:00 | 0.15452 | 0.4833 | 513400
2016-01-25 15:00 | 0.48082 | 0.50462 | 502803
2016-01-25 16:00 | 0.61529 | 0.54846 | 490218
2016-01-25 17:00 | 0.6334 | 0.562 | 478418
2016-01-25 18:00 | 0.60138 | 0.58032 | 468443
2016-01-25 19:00 | 0.58294 | 0.60314 | 460520
2016-01-25 20:00 | 0.59342 | 0.61695 | 455084
2016-01-25 21:00 | 0.60642 | 0.61356 | 456462
2016-01-25 22:00 | 0.54651 | 0.59735 | 470804
2016-01-25 23:00 | 0.29061 | 0.66992 | 489971
2016-01-26 | 0.014353 | 0.72151 | 498882
2016-01-26 01:00 | 0 | 0.73616 | 497920
2016-01-26 02:00 | 0 | 0.73185 | 487578
2016-01-26 03:00 | 0 | 0.7017 | 468214
2016-01-26 04:00 | 0 | 0.65944 | 444306
2016-01-26 05:00 | 0 | 0.62368 | 424224
2016-01-26 06:00 | 0 | 0.58985 | 410463
2016-01-26 07:00 | 0 | 0.57134 | 402333
2016-01-26 08:00 | 0 | 0.5556 | 398895
2016-01-26 09:00 | 0 | 0.55142 | 402129
2016-01-26 10:00 | 0 | 0.5533 | 415301
2016-01-26 11:00 | 0 | 0.54769 | 445595
2016-01-26 12:00 | 0 | 0.53415 | 475322
2016-01-26 13:00 | 4.67e-06 | 0.51268 | 486896
2016-01-26 14:00 | 0.042868 | 0.40124 | 487445
2016-01-26 15:00 | 0.49808 | 0.29998 | 486455
2016-01-26 16:00 | 0.61716 | 0.29808 | 481157
2016-01-26 17:00 | 0.60771 | 0.32196 | 474019
2016-01-26 18:00 | 0.58715 | 0.32662 | 468079
2016-01-26 19:00 | 0.57672 | 0.32234 | 463872
2016-01-26 20:00 | 0.59273 | 0.31093 | 461239
2016-01-26 21:00 | 0.61694 | 0.27643 | 463887
2016-01-26 22:00 | 0.59295 | 0.26327 | 477148
2016-01-26 23:00 | 0.30918 | 0.25797 | 492997
2016-01-27 | 0.015881 | 0.27734 | 500249
2016-01-27 01:00 | 0 | 0.31423 | 499113
2016-01-27 02:00 | 0 | 0.35485 | 488910
2016-01-27 03:00 | 0 | 0.39205 | 469326
2016-01-27 04:00 | 0 | 0.43479 | 445534
2016-01-27 05:00 | 0 | 0.48398 | 425309
2016-01-27 06:00 | 0 | 0.53192 | 411719
2016-01-27 07:00 | 0 | 0.57064 | 403198
2016-01-27 08:00 | 0 | 0.60484 | 399404
2016-01-27 09:00 | 0 | 0.63408 | 403381
2016-01-27 10:00 | 0 | 0.65329 | 418666
2016-01-27 11:00 | 0 | 0.66139 | 449958
2016-01-27 12:00 | 0 | 0.6634 | 482253
2016-01-27 13:00 | 2.98e-05 | 0.66642 | 494454
2016-01-27 14:00 | 0.092099 | 0.57475 | 496472
2016-01-27 15:00 | 0.54032 | 0.4754 | 495410
2016-01-27 16:00 | 0.63901 | 0.45311 | 488754
2016-01-27 17:00 | 0.62094 | 0.51039 | 479322
2016-01-27 18:00 | 0.594 | 0.5689 | 469952
2016-01-27 19:00 | 0.58112 | 0.6032 | 462707
2016-01-27 20:00 | 0.5926 | 0.60768 | 458018
2016-01-27 21:00 | 0.61015 | 0.60849 | 458984
2016-01-27 22:00 | 0.55857 | 0.65987 | 471783
2016-01-27 23:00 | 0.23259 | 0.69052 | 491721
2016-01-28 | 0.010578 | 0.7185 | 503795
2016-01-28 01:00 | 0 | 0.74465 | 505618
2016-01-28 02:00 | 0 | 0.7664 | 498533
2016-01-28 03:00 | 0 | 0.78733 | 480798
2016-01-28 04:00 | 0 | 0.80773 | 458328
2016-01-28 05:00 | 0 | 0.82475 | 439388
2016-01-28 06:00 | 0 | 0.8356 | 427549
2016-01-28 07:00 | 0 | 0.84331 | 420148
2016-01-28 08:00 | 0 | 0.83759 | 417062
2016-01-28 09:00 | 0 | 0.82346 | 420727
2016-01-28 10:00 | 0 | 0.80631 | 437126
2016-01-28 11:00 | 0 | 0.79151 | 471427
2016-01-28 12:00 | 0 | 0.7737 | 503404
2016-01-28 13:00 | 3.62e-05 | 0.74211 | 512040
2016-01-28 14:00 | 0.091961 | 0.55297 | 507622
2016-01-28 15:00 | 0.54663 | 0.34228 | 498829
2016-01-28 16:00 | 0.67487 | 0.2963 | 486539
2016-01-28 17:00 | 0.65899 | 0.33188 | 473213
2016-01-28 18:00 | 0.61911 | 0.34377 | 463101
2016-01-28 19:00 | 0.60272 | 0.33482 | 455087
2016-01-28 20:00 | 0.61796 | 0.32023 | 450296
2016-01-28 21:00 | 0.65238 | 0.30855 | 452306
2016-01-28 22:00 | 0.61706 | 0.33917 | 463893
2016-01-28 23:00 | 0.26728 | 0.37637 | 479734
2016-01-29 | 0.014032 | 0.41058 | 489988
2016-01-29 01:00 | 0 | 0.44411 | 491465
2016-01-29 02:00 | 0 | 0.49006 | 483885
2016-01-29 03:00 | 0 | 0.55581 | 466139
2016-01-29 04:00 | 0 | 0.62855 | 442987
2016-01-29 05:00 | 0 | 0.6816 | 424662
2016-01-29 06:00 | 0 | 0.71972 | 413273
2016-01-29 07:00 | 0 | 0.75209 | 406076
2016-01-29 08:00 | 0 | 0.77592 | 403830
2016-01-29 09:00 | 0 | 0.78918 | 408717
2016-01-29 10:00 | 0 | 0.80087 | 423725
2016-01-29 11:00 | 0 | 0.8148 | 458104
2016-01-29 12:00 | 0 | 0.82052 | 489880
2016-01-29 13:00 | 3.94e-05 | 0.81893 | 498339
2016-01-29 14:00 | 0.11095 | 0.70645 | 492284
2016-01-29 15:00 | 0.48106 | 0.58703 | 483987
2016-01-29 16:00 | 0.57184 | 0.61274 | 472607
2016-01-29 17:00 | 0.56876 | 0.73498 | 461493
2016-01-29 18:00 | 0.55108 | 0.79233 | 453063
2016-01-29 19:00 | 0.54428 | 0.80937 | 446413
2016-01-29 20:00 | 0.55283 | 0.80173 | 441068
2016-01-29 21:00 | 0.56383 | 0.79891 | 441048
2016-01-29 22:00 | 0.4918 | 0.81157 | 450733
2016-01-29 23:00 | 0.23008 | 0.81841 | 465999
2016-01-30 | 0.013564 | 0.78504 | 473718
2016-01-30 01:00 | 0 | 0.74212 | 473262
2016-01-30 02:00 | 0 | 0.70075 | 468077
2016-01-30 03:00 | 0 | 0.66793 | 455580
2016-01-30 04:00 | 0 | 0.65037 | 437622
2016-01-30 05:00 | 0 | 0.64987 | 421454
2016-01-30 06:00 | 0 | 0.66886 | 409661
2016-01-30 07:00 | 0 | 0.67799 | 401725
2016-01-30 08:00 | 0 | 0.67038 | 397446
2016-01-30 09:00 | 0 | 0.65914 | 399211
2016-01-30 10:00 | 0 | 0.64377 | 406491
2016-01-30 11:00 | 0 | 0.62954 | 420075
2016-01-30 12:00 | 0 | 0.62403 | 436599
2016-01-30 13:00 | 4.36e-05 | 0.62454 | 448082
2016-01-30 14:00 | 0.10935 | 0.5401 | 447923
2016-01-30 15:00 | 0.42269 | 0.35059 | 440969
2016-01-30 16:00 | 0.51863 | 0.33245 | 431135
2016-01-30 17:00 | 0.5357 | 0.41794 | 420375
2016-01-30 18:00 | 0.52564 | 0.47547 | 410136
2016-01-30 19:00 | 0.52025 | 0.50968 | 402345
2016-01-30 20:00 | 0.52796 | 0.53362 | 398119
2016-01-30 21:00 | 0.53794 | 0.55571 | 398211
2016-01-30 22:00 | 0.47652 | 0.57517 | 407935
2016-01-30 23:00 | 0.24979 | 0.58693 | 424712
2016-01-31 | 0.016489 | 0.59834 | 432706
2016-01-31 01:00 | 0 | 0.60341 | 433566
2016-01-31 02:00 | 0 | 0.61749 | 428394
2016-01-31 03:00 | 0 | 0.64683 | 417412
2016-01-31 04:00 | 0 | 0.67022 | 401466
2016-01-31 05:00 | 0 | 0.67545 | 385031
2016-01-31 06:00 | 0 | 0.67181 | 372884
2016-01-31 07:00 | 0 | 0.66085 | 364163
2016-01-31 08:00 | 0 | 0.64981 | 359200
2016-01-31 09:00 | 0 | 0.62858 | 358040
2016-01-31 10:00 | 0 | 0.59374 | 360898
2016-01-31 11:00 | 0 | 0.5612 | 368195
2016-01-31 12:00 | 0 | 0.53048 | 380157
2016-01-31 13:00 | 5.51e-05 | 0.50261 | 391752
2016-01-31 14:00 | 0.11746 | 0.38899 | 399409
2016-01-31 15:00 | 0.36893 | 0.29341 | 400465
2016-01-31 16:00 | 0.45933 | 0.34679 | 398733
2016-01-31 17:00 | 0.47833 | 0.36964 | 397649
2016-01-31 18:00 | 0.4735 | 0.36127 | 395805
2016-01-31 19:00 | 0.46491 | 0.35606 | 393066
2016-01-31 20:00 | 0.44498 | 0.34751 | 391975
2016-01-31 21:00 | 0.40389 | 0.32146 | 395107
2016-01-31 22:00 | 0.32392 | 0.33141 | 407470
2016-01-31 23:00 | 0.14804 | 0.35834 | 425236
2016-02-01 | 0.012193 | 0.36298 | 434806
2016-02-01 01:00 | 0 | 0.35282 | 435064
2016-02-01 02:00 | 0 | 0.3351 | 426819
2016-02-01 03:00 | 0 | 0.3208 | 411759
2016-02-01 04:00 | 0 | 0.30793 | 391383
2016-02-01 05:00 | 0 | 0.2947 | 372942
2016-02-01 06:00 | 0 | 0.284 | 361001
2016-02-01 07:00 | 0 | 0.27675 | 353033
2016-02-01 08:00 | 0 | 0.26996 | 350045
2016-02-01 09:00 | 0 | 0.25704 | 353256
2016-02-01 10:00 | 0 | 0.24073 | 368542
2016-02-01 11:00 | 0 | 0.2342 | 401550
2016-02-01 12:00 | 0 | 0.23251 | 433191
2016-02-01 13:00 | 5.98e-05 | 0.22838 | 444295
2016-02-01 14:00 | 0.092878 | 0.1671 | 447894
2016-02-01 15:00 | 0.31718 | 0.17864 | 450694
2016-02-01 16:00 | 0.45352 | 0.26264 | 449644
2016-02-01 17:00 | 0.49924 | 0.32992 | 446263
2016-02-01 18:00 | 0.50663 | 0.36697 | 442699
2016-02-01 19:00 | 0.49938 | 0.3959 | 439797
2016-02-01 20:00 | 0.49173 | 0.42348 | 437129
2016-02-01 21:00 | 0.48025 | 0.4545 | 438025
2016-02-01 22:00 | 0.43514 | 0.48843 | 446188
2016-02-01 23:00 | 0.26102 | 0.54558 | 461930
2016-02-02 | 0.024179 | 0.57161 | 471806
2016-02-02 01:00 | 0 | 0.56317 | 470709
2016-02-02 02:00 | 0 | 0.54474 | 461079
2016-02-02 03:00 | 0 | 0.5323 | 442670
2016-02-02 04:00 | 0 | 0.51648 | 418336
2016-02-02 05:00 | 0 | 0.50954 | 396625
2016-02-02 06:00 | 0 | 0.50837 | 381749
2016-02-02 07:00 | 0 | 0.52081 | 371769
2016-02-02 08:00 | 0 | 0.53823 | 366772
2016-02-02 09:00 | 0 | 0.56491 | 368591
2016-02-02 10:00 | 0 | 0.60408 | 382021
2016-02-02 11:00 | 0 | 0.64143 | 414646
2016-02-02 12:00 | 0 | 0.66191 | 443825
2016-02-02 13:00 | 7.89e-05 | 0.66825 | 453953
2016-02-02 14:00 | 0.11822 | 0.6028 | 457153
2016-02-02 15:00 | 0.51215 | 0.64892 | 459078
2016-02-02 16:00 | 0.60884 | 0.66511 | 457079
2016-02-02 17:00 | 0.61417 | 0.66287 | 450673
2016-02-02 18:00 | 0.59705 | 0.6482 | 448768
2016-02-02 19:00 | 0.5816 | 0.63599 | 444618
2016-02-02 20:00 | 0.58235 | 0.6297 | 441273
2016-02-02 21:00 | 0.57689 | 0.62561 | 442635
2016-02-02 22:00 | 0.5138 | 0.62633 | 452450
2016-02-02 23:00 | 0.30896 | 0.63514 | 466845
2016-02-03 | 0.028656 | 0.63343 | 475296
2016-02-03 01:00 | 0 | 0.62075 | 474068
2016-02-03 02:00 | 0 | 0.61191 | 463570
2016-02-03 03:00 | 0 | 0.60504 | 444152
2016-02-03 04:00 | 0 | 0.59897 | 420117
2016-02-03 05:00 | 0 | 0.59243 | 399540
2016-02-03 06:00 | 0 | 0.58809 | 384347
2016-02-03 07:00 | 0 | 0.58355 | 374131
2016-02-03 08:00 | 0 | 0.57726 | 369211
2016-02-03 09:00 | 0 | 0.56404 | 371215
2016-02-03 10:00 | 0 | 0.55084 | 383781
2016-02-03 11:00 | 0 | 0.5383 | 415255
2016-02-03 12:00 | 0 | 0.52451 | 446694
2016-02-03 13:00 | 9.79e-05 | 0.49735 | 459887
2016-02-03 14:00 | 0.2302 | 0.43898 | 465986
2016-02-03 15:00 | 0.62755 | 0.42389 | 469666
2016-02-03 16:00 | 0.71243 | 0.41345 | 468347
2016-02-03 17:00 | 0.70131 | 0.41901 | 463302
2016-02-03 18:00 | 0.66644 | 0.43149 | 458532
2016-02-03 19:00 | 0.64601 | 0.4586 | 453700
2016-02-03 20:00 | 0.65218 | 0.48084 | 449532
2016-02-03 21:00 | 0.66442 | 0.47829 | 450158
2016-02-03 22:00 | 0.62101 | 0.42834 | 458219
2016-02-03 23:00 | 0.38355 | 0.41659 | 472065
2016-02-04 | 0.028756 | 0.41961 | 482328
2016-02-04 01:00 | 0 | 0.41339 | 482856
2016-02-04 02:00 | 0 | 0.42164 | 474367
2016-02-04 03:00 | 0 | 0.42474 | 456290
2016-02-04 04:00 | 0 | 0.42138 | 432825
2016-02-04 05:00 | 0 | 0.41869 | 412681
2016-02-04 06:00 | 0 | 0.41706 | 398724
2016-02-04 07:00 | 0 | 0.41398 | 390171
2016-02-04 08:00 | 0 | 0.40942 | 386439
2016-02-04 09:00 | 0 | 0.39928 | 389595
2016-02-04 10:00 | 0 | 0.38587 | 404973
2016-02-04 11:00 | 0 | 0.37917 | 438227
2016-02-04 12:00 | 0 | 0.38022 | 472199
2016-02-04 13:00 | 0.00010829 | 0.3817 | 484949
2016-02-04 14:00 | 0.14401 | 0.31885 | 487328
2016-02-04 15:00 | 0.53896 | 0.23456 | 485781
2016-02-04 16:00 | 0.62128 | 0.23297 | 479593
2016-02-04 17:00 | 0.63222 | 0.2572 | 470967
2016-02-04 18:00 | 0.61046 | 0.28252 | 462918
2016-02-04 19:00 | 0.59375 | 0.29742 | 456299
2016-02-04 20:00 | 0.59172 | 0.30158 | 451360
2016-02-04 21:00 | 0.59113 | 0.27999 | 451716
2016-02-04 22:00 | 0.53159 | 0.24645 | 461495
2016-02-04 23:00 | 0.33271 | 0.24139 | 477809
2016-02-05 | 0.029349 | 0.26037 | 491436
2016-02-05 01:00 | 0 | 0.30494 | 495085
2016-02-05 02:00 | 0 | 0.36804 | 488990
2016-02-05 03:00 | 0 | 0.42061 | 473043
2016-02-05 04:00 | 0 | 0.46144 | 452119
2016-02-05 05:00 | 0 | 0.48202 | 433235
2016-02-05 06:00 | 0 | 0.48294 | 421814
2016-02-05 07:00 | 0 | 0.47429 | 416139
2016-02-05 08:00 | 0 | 0.4623 | 414463
2016-02-05 09:00 | 0 | 0.44837 | 418537
2016-02-05 10:00 | 0 | 0.43929 | 435319
2016-02-05 11:00 | 0 | 0.4355 | 470378
2016-02-05 12:00 | 0 | 0.43916 | 503832
2016-02-05 13:00 | 0.00012561 | 0.43683 | 514139
2016-02-05 14:00 | 0.12887 | 0.35691 | 511370
2016-02-05 15:00 | 0.60098 | 0.32065 | 503724
2016-02-05 16:00 | 0.70556 | 0.38845 | 490621
2016-02-05 17:00 | 0.70874 | 0.46401 | 475355
2016-02-05 18:00 | 0.67554 | 0.49408 | 462022
2016-02-05 19:00 | 0.65794 | 0.50727 | 451872
2016-02-05 20:00 | 0.66858 | 0.50781 | 443685
2016-02-05 21:00 | 0.68959 | 0.47585 | 442344
2016-02-05 22:00 | 0.6509 | 0.42711 | 452742
2016-02-05 23:00 | 0.35794 | 0.4581 | 471656
2016-02-06 | 0.033942 | 0.48663 | 483417
2016-02-06 01:00 | 0 | 0.50957 | 486500
2016-02-06 02:00 | 0 | 0.53801 | 483385
2016-02-06 03:00 | 0 | 0.56186 | 472460
2016-02-06 04:00 | 0 | 0.59078 | 454189
2016-02-06 05:00 | 0 | 0.62642 | 438683
2016-02-06 06:00 | 0 | 0.65435 | 427364
2016-02-06 07:00 | 0 | 0.6633 | 420107
2016-02-06 08:00 | 0 | 0.66072 | 416611
2016-02-06 09:00 | 0 | 0.65213 | 417580
2016-02-06 10:00 | 0 | 0.63725 | 424321
2016-02-06 11:00 | 0 | 0.62351 | 438511
2016-02-06 12:00 | 0 | 0.61167 | 455511
2016-02-06 13:00 | 0.00014291 | 0.58864 | 468212
2016-02-06 14:00 | 0.16534 | 0.45882 | 470531
2016-02-06 15:00 | 0.65798 | 0.36365 | 464518
2016-02-06 16:00 | 0.73073 | 0.34357 | 453862
2016-02-06 17:00 | 0.71453 | 0.37621 | 441481
2016-02-06 18:00 | 0.68257 | 0.42218 | 429388
2016-02-06 19:00 | 0.66729 | 0.46625 | 419274
2016-02-06 20:00 | 0.68003 | 0.49241 | 413456
2016-02-06 21:00 | 0.70089 | 0.55422 | 413630
2016-02-06 22:00 | 0.64359 | 0.65713 | 423228
2016-02-06 23:00 | 0.37556 | 0.7294 | 441840
2016-02-07 | 0.032122 | 0.78781 | 454496
2016-02-07 01:00 | 0 | 0.85745 | 458884
2016-02-07 02:00 | 0 | 0.90038 | 456449
2016-02-07 03:00 | 0 | 0.92982 | 448253
2016-02-07 04:00 | 0 | 0.94841 | 434897
2016-02-07 05:00 | 0 | 0.95657 | 421779
2016-02-07 06:00 | 0 | 0.95558 | 412123
2016-02-07 07:00 | 0 | 0.94674 | 406532
2016-02-07 08:00 | 0 | 0.93176 | 404173
2016-02-07 09:00 | 0 | 0.91291 | 405629
2016-02-07 10:00 | 0 | 0.89772 | 410888
2016-02-07 11:00 | 0 | 0.88736 | 421930
2016-02-07 12:00 | 0 | 0.87059 | 436080
2016-02-07 13:00 | 0.00017491 | 0.84482 | 449995
2016-02-07 14:00 | 0.16823 | 0.72376 | 454302
2016-02-07 15:00 | 0.64815 | 0.62282 | 448053
2016-02-07 16:00 | 0.73214 | 0.6687 | 438340
2016-02-07 17:00 | 0.71017 | 0.69426 | 429703
2016-02-07 18:00 | 0.6749 | 0.72079 | 422701
2016-02-07 19:00 | 0.65976 | 0.73912 | 416621
2016-02-07 20:00 | 0.67352 | 0.76174 | 413206
2016-02-07 21:00 | 0.70317 | 0.79192 | 414826
2016-02-07 22:00 | 0.65831 | 0.83716 | 425152
2016-02-07 23:00 | 0.38507 | 0.89089 | 437288
2016-02-08 | 0.040386 | 0.92501 | 441298
2016-02-08 01:00 | 0 | 0.92171 | 444780
2016-02-08 02:00 | 0 | 0.90688 | 444304
2016-02-08 03:00 | 0 | 0.89311 | 438359
2016-02-08 04:00 | 0 | 0.87599 | 430018
2016-02-08 05:00 | 0 | 0.86439 | 413486
2016-02-08 06:00 | 0 | 0.85824 | 402235
2016-02-08 07:00 | 0 | 0.85036 | 396922
2016-02-08 08:00 | 0 | 0.84878 | 396560
2016-02-08 09:00 | 0 | 0.8492 | 402530
2016-02-08 10:00 | 0 | 0.84945 | 421060
2016-02-08 11:00 | 0 | 0.84675 | 457551
2016-02-08 12:00 | 0 | 0.83959 | 490360
2016-02-08 13:00 | 0.0002141 | 0.81695 | 498868
2016-02-08 14:00 | 0.1545 | 0.71714 | 495896
2016-02-08 15:00 | 0.63181 | 0.76414 | 491192
2016-02-08 16:00 | 0.72436 | 0.77768 | 483825
2016-02-08 17:00 | 0.70816 | 0.78848 | 475907
2016-02-08 18:00 | 0.6773 | 0.80196 | 469962
2016-02-08 19:00 | 0.66551 | 0.80914 | 464212
2016-02-08 20:00 | 0.68033 | 0.81105 | 462931
2016-02-08 21:00 | 0.7093 | 0.80652 | 465945
2016-02-08 22:00 | 0.6558 | 0.79831 | 477812
2016-02-08 23:00 | 0.3794 | 0.80549 | 496619
2016-02-09 | 0.038812 | 0.79565 | 509626
2016-02-09 01:00 | 0 | 0.76806 | 510239
2016-02-09 02:00 | 0 | 0.73615 | 501502
2016-02-09 03:00 | 0 | 0.70613 | 482734
2016-02-09 04:00 | 0 | 0.66824 | 460155
2016-02-09 05:00 | 0 | 0.64516 | 441222
2016-02-09 06:00 | 0 | 0.63508 | 430094
2016-02-09 07:00 | 0 | 0.63554 | 422745
2016-02-09 08:00 | 0 | 0.63662 | 420922
2016-02-09 09:00 | 0 | 0.63355 | 425374
2016-02-09 10:00 | 0 | 0.63465 | 441627
2016-02-09 11:00 | 0 | 0.63428 | 474965
2016-02-09 12:00 | 0 | 0.6288 | 506389
2016-02-09 13:00 | 0.00025469 | 0.60194 | 516917
2016-02-09 14:00 | 0.17983 | 0.48937 | 517639
2016-02-09 15:00 | 0.67769 | 0.42757 | 515197
2016-02-09 16:00 | 0.73854 | 0.45138 | 507624
2016-02-09 17:00 | 0.71106 | 0.48297 | 499345
2016-02-09 18:00 | 0.68151 | 0.50688 | 492763
2016-02-09 19:00 | 0.66711 | 0.5276 | 487287
2016-02-09 20:00 | 0.68019 | 0.53062 | 484330
2016-02-09 21:00 | 0.70208 | 0.49153 | 487233
2016-02-09 22:00 | 0.64706 | 0.44458 | 498901
2016-02-09 23:00 | 0.37177 | 0.44839 | 517753
2016-02-10 | 0.044519 | 0.42358 | 529194
2016-02-10 01:00 | 0 | 0.37432 | 530973
2016-02-10 02:00 | 0 | 0.33603 | 522241
2016-02-10 03:00 | 0 | 0.32019 | 503741
2016-02-10 04:00 | 0 | 0.31994 | 482147
2016-02-10 05:00 | 0 | 0.34243 | 464778
2016-02-10 06:00 | 0 | 0.3908 | 452580
2016-02-10 07:00 | 0 | 0.44557 | 445595
2016-02-10 08:00 | 0 | 0.48238 | 444200
2016-02-10 09:00 | 0 | 0.5044 | 449544
2016-02-10 10:00 | 0 | 0.52064 | 466577
2016-02-10 11:00 | 0 | 0.53842 | 500684
2016-02-10 12:00 | 0 | 0.55626 | 531402
2016-02-10 13:00 | 0.00029202 | 0.56477 | 537770
2016-02-10 14:00 | 0.19277 | 0.48274 | 531182
2016-02-10 15:00 | 0.65774 | 0.35568 | 523892
2016-02-10 16:00 | 0.71619 | 0.32575 | 511822
2016-02-10 17:00 | 0.70425 | 0.38137 | 499374
2016-02-10 18:00 | 0.67108 | 0.42507 | 492133
2016-02-10 19:00 | 0.65577 | 0.448 | 486135
2016-02-10 20:00 | 0.66741 | 0.45507 | 483900
2016-02-10 21:00 | 0.68809 | 0.44971 | 485523
2016-02-10 22:00 | 0.64508 | 0.49169 | 497609
2016-02-10 23:00 | 0.37382 | 0.53412 | 518119
2016-02-11 | 0.049909 | 0.54708 | 530898
2016-02-11 01:00 | 0 | 0.55448 | 533120
2016-02-11 02:00 | 0 | 0.54743 | 525973
2016-02-11 03:00 | 0 | 0.53188 | 508875
2016-02-11 04:00 | 0 | 0.50352 | 486593
2016-02-11 05:00 | 0 | 0.47555 | 468600
2016-02-11 06:00 | 0 | 0.45523 | 457292
2016-02-11 07:00 | 0 | 0.43392 | 449932
2016-02-11 08:00 | 0 | 0.41175 | 447546
2016-02-11 09:00 | 0 | 0.39595 | 451367
2016-02-11 10:00 | 0 | 0.38423 | 468521
2016-02-11 11:00 | 0 | 0.37533 | 502753
2016-02-11 12:00 | 0 | 0.36588 | 530737
2016-02-11 13:00 | 0.00034871 | 0.34754 | 533208
2016-02-11 14:00 | 0.20276 | 0.26703 | 523308
2016-02-11 15:00 | 0.63114 | 0.20297 | 512717
2016-02-11 16:00 | 0.69483 | 0.17829 | 499570
2016-02-11 17:00 | 0.69494 | 0.19716 | 487907
2016-02-11 18:00 | 0.66873 | 0.21697 | 479400
2016-02-11 19:00 | 0.65358 | 0.22964 | 473142
2016-02-11 20:00 | 0.66289 | 0.23773 | 469165
2016-02-11 21:00 | 0.68134 | 0.23509 | 471140
2016-02-11 22:00 | 0.62546 | 0.22926 | 481798
2016-02-11 23:00 | 0.35891 | 0.26808 | 501780
2016-02-12 | 0.036732 | 0.29151 | 515314
2016-02-12 01:00 | 0 | 0.29272 | 517658
2016-02-12 02:00 | 0 | 0.28211 | 510551
2016-02-12 03:00 | 0 | 0.26367 | 492901
2016-02-12 04:00 | 0 | 0.24703 | 471644
2016-02-12 05:00 | 0 | 0.24073 | 451818
2016-02-12 06:00 | 0 | 0.2511 | 438740
2016-02-12 07:00 | 0 | 0.26933 | 430656
2016-02-12 08:00 | 0 | 0.29544 | 426606
2016-02-12 09:00 | 0 | 0.32599 | 429427
2016-02-12 10:00 | 0 | 0.35605 | 444187
2016-02-12 11:00 | 0 | 0.38193 | 475473
2016-02-12 12:00 | 0 | 0.3947 | 502426
2016-02-12 13:00 | 0.00043786 | 0.37996 | 508523
2016-02-12 14:00 | 0.185 | 0.3329 | 506503
2016-02-12 15:00 | 0.6311 | 0.319 | 502566
2016-02-12 16:00 | 0.69235 | 0.31945 | 495536
2016-02-12 17:00 | 0.6807 | 0.31541 | 486750
2016-02-12 18:00 | 0.65707 | 0.31152 | 481045
2016-02-12 19:00 | 0.64565 | 0.30875 | 477507
2016-02-12 20:00 | 0.65723 | 0.30446 | 475470
2016-02-12 21:00 | 0.67584 | 0.29928 | 475511
2016-02-12 22:00 | 0.63093 | 0.30153 | 480587
2016-02-12 23:00 | 0.41212 | 0.37434 | 492585
2016-02-13 | 0.064186 | 0.47072 | 499809
2016-02-13 01:00 | 2.26e-08 | 0.47882 | 498731
2016-02-13 02:00 | 0 | 0.46785 | 491920
2016-02-13 03:00 | 0 | 0.44657 | 479170
2016-02-13 04:00 | 0 | 0.42613 | 462280
2016-02-13 05:00 | 0 | 0.40354 | 446151
2016-02-13 06:00 | 0 | 0.38324 | 434017
2016-02-13 07:00 | 0 | 0.3652 | 426569
2016-02-13 08:00 | 0 | 0.35458 | 423312
2016-02-13 09:00 | 0 | 0.35088 | 425077
2016-02-13 10:00 | 0 | 0.35354 | 432371
2016-02-13 11:00 | 0 | 0.3608 | 445669
2016-02-13 12:00 | 0 | 0.3738 | 462097
2016-02-13 13:00 | 0.00053239 | 0.3868 | 476177
2016-02-13 14:00 | 0.14724 | 0.40133 | 484883
2016-02-13 15:00 | 0.54834 | 0.41247 | 485582
2016-02-13 16:00 | 0.64869 | 0.42933 | 480430
2016-02-13 17:00 | 0.66567 | 0.46549 | 471854
2016-02-13 18:00 | 0.6495 | 0.49688 | 462669
2016-02-13 19:00 | 0.64069 | 0.51979 | 456167
2016-02-13 20:00 | 0.65355 | 0.53788 | 452362
2016-02-13 21:00 | 0.66585 | 0.55806 | 455137
2016-02-13 22:00 | 0.63228 | 0.57815 | 466557
2016-02-13 23:00 | 0.41847 | 0.68749 | 487773
2016-02-14 | 0.086842 | 0.74704 | 501197
2016-02-14 01:00 | 2.99e-06 | 0.75768 | 504675
2016-02-14 02:00 | 0 | 0.75371 | 501941
2016-02-14 03:00 | 0 | 0.7534 | 493215
2016-02-14 04:00 | 0 | 0.75205 | 478969
2016-02-14 05:00 | 0 | 0.7526 | 464148
2016-02-14 06:00 | 0 | 0.75297 | 453891
2016-02-14 07:00 | 0 | 0.75365 | 447242
2016-02-14 08:00 | 0 | 0.74731 | 443436
2016-02-14 09:00 | 0 | 0.73468 | 442406
2016-02-14 10:00 | 0 | 0.70754 | 446344
2016-02-14 11:00 | 0 | 0.67313 | 455950
2016-02-14 12:00 | 0 | 0.62939 | 467682
2016-02-14 13:00 | 0.00066158 | 0.57266 | 477822
2016-02-14 14:00 | 0.15366 | 0.43865 | 482732
2016-02-14 15:00 | 0.54254 | 0.35887 | 480794
2016-02-14 16:00 | 0.63871 | 0.34737 | 474300
2016-02-14 17:00 | 0.64459 | 0.35581 | 468035
2016-02-14 18:00 | 0.62478 | 0.35376 | 461079
2016-02-14 19:00 | 0.61605 | 0.35062 | 454990
2016-02-14 20:00 | 0.62813 | 0.34405 | 453504
2016-02-14 21:00 | 0.64162 | 0.33146 | 457219
2016-02-14 22:00 | 0.58122 | 0.32771 | 468996
2016-02-14 23:00 | 0.37266 | 0.36045 | 487064
2016-02-15 | 0.054166 | 0.40425 | 497245
2016-02-15 01:00 | 4.95e-06 | 0.43505 | 496464
2016-02-15 02:00 | 0 | 0.45523 | 487759
2016-02-15 03:00 | 0 | 0.46527 | 473863
2016-02-15 04:00 | 0 | 0.47427 | 456247
2016-02-15 05:00 | 0 | 0.48338 | 438571
2016-02-15 06:00 | 0 | 0.48749 | 426178
2016-02-15 07:00 | 0 | 0.49532 | 418030
2016-02-15 08:00 | 0 | 0.50206 | 413802
2016-02-15 09:00 | 0 | 0.51516 | 416020
2016-02-15 10:00 | 0 | 0.53335 | 426241
2016-02-15 11:00 | 0 | 0.53834 | 448824
2016-02-15 12:00 | 0 | 0.52207 | 472250
2016-02-15 13:00 | 0.00083168 | 0.46652 | 486638
2016-02-15 14:00 | 0.20451 | 0.29157 | 495412
2016-02-15 15:00 | 0.60932 | 0.22294 | 501301
2016-02-15 16:00 | 0.68883 | 0.23415 | 502221
2016-02-15 17:00 | 0.68881 | 0.24758 | 499362
2016-02-15 18:00 | 0.66738 | 0.26746 | 495186
2016-02-15 19:00 | 0.65691 | 0.28867 | 490387
2016-02-15 20:00 | 0.67041 | 0.31223 | 486695
2016-02-15 21:00 | 0.69862 | 0.34132 | 487005
2016-02-15 22:00 | 0.6748 | 0.37457 | 494230
2016-02-15 23:00 | 0.46328 | 0.43276 | 505582
2016-02-16 | 0.065392 | 0.48946 | 510575
2016-02-16 01:00 | 1.19e-05 | 0.55269 | 506685
2016-02-16 02:00 | 0 | 0.6132 | 492620
2016-02-16 03:00 | 0 | 0.65819 | 471783
2016-02-16 04:00 | 0 | 0.68399 | 446533
2016-02-16 05:00 | 0 | 0.6979 | 425067
2016-02-16 06:00 | 0 | 0.69614 | 408969
2016-02-16 07:00 | 0 | 0.68545 | 398529
2016-02-16 08:00 | 0 | 0.67502 | 392492
2016-02-16 09:00 | 0 | 0.66166 | 393274
2016-02-16 10:00 | 0 | 0.65537 | 404072
2016-02-16 11:00 | 0 | 0.65295 | 430339
2016-02-16 12:00 | 0 | 0.64562 | 458011
2016-02-16 13:00 | 0.0010552 | 0.60696 | 469751
2016-02-16 14:00 | 0.21453 | 0.44325 | 472089
2016-02-16 15:00 | 0.64279 | 0.47813 | 471516
2016-02-16 16:00 | 0.73067 | 0.48485 | 467780
2016-02-16 17:00 | 0.71328 | 0.46231 | 462095
2016-02-16 18:00 | 0.68811 | 0.41903 | 457704
2016-02-16 19:00 | 0.67595 | 0.37761 | 454346
2016-02-16 20:00 | 0.68713 | 0.33224 | 451843
2016-02-16 21:00 | 0.70917 | 0.29901 | 453875
2016-02-16 22:00 | 0.68614 | 0.2714 | 461734
2016-02-16 23:00 | 0.43827 | 0.30707 | 475995
2016-02-17 | 0.06995 | 0.34449 | 484937
2016-02-17 01:00 | 1.69e-05 | 0.35852 | 484039
2016-02-17 02:00 | 0 | 0.3556 | 473447
2016-02-17 03:00 | 0 | 0.3532 | 453437
2016-02-17 04:00 | 0 | 0.36084 | 429448
2016-02-17 05:00 | 0 | 0.37513 | 409782
2016-02-17 06:00 | 0 | 0.39205 | 396069
2016-02-17 07:00 | 0 | 0.41047 | 387846
2016-02-17 08:00 | 0 | 0.42589 | 384746
2016-02-17 09:00 | 0 | 0.43608 | 387908
2016-02-17 10:00 | 0 | 0.43326 | 402965
2016-02-17 11:00 | 0 | 0.42207 | 435062
2016-02-17 12:00 | 0 | 0.40759 | 464480
2016-02-17 13:00 | 0.0012409 | 0.35751 | 472263
2016-02-17 14:00 | 0.23725 | 0.20529 | 470126
2016-02-17 15:00 | 0.55383 | 0.14041 | 465928
2016-02-17 16:00 | 0.6254 | 0.19187 | 460744
2016-02-17 17:00 | 0.62335 | 0.22518 | 454129
2016-02-17 18:00 | 0.60811 | 0.2308 | 450106
2016-02-17 19:00 | 0.59894 | 0.2312 | 446675
2016-02-17 20:00 | 0.60017 | 0.23314 | 445132
2016-02-17 21:00 | 0.59589 | 0.23498 | 447514
2016-02-17 22:00 | 0.53129 | 0.31297 | 455731
2016-02-17 23:00 | 0.31349 | 0.641 | 471276
2016-02-18 | 0.040353 | 0.84739 | 483727
2016-02-18 01:00 | 2.12e-06 | 0.89042 | 485158
2016-02-18 02:00 | 0 | 0.87464 | 476973
2016-02-18 03:00 | 0 | 0.8614 | 459573
2016-02-18 04:00 | 0 | 0.85247 | 437201
2016-02-18 05:00 | 0 | 0.84925 | 418285
2016-02-18 06:00 | 0 | 0.83874 | 406299
2016-02-18 07:00 | 0 | 0.83329 | 399315
2016-02-18 08:00 | 0 | 0.8282 | 397681
2016-02-18 09:00 | 0 | 0.81143 | 401207
2016-02-18 10:00 | 0 | 0.79842 | 416327
2016-02-18 11:00 | 0 | 0.7972 | 450344
2016-02-18 12:00 | 0 | 0.79744 | 478649
2016-02-18 13:00 | 0.0016234 | 0.7778 | 482466
2016-02-18 14:00 | 0.21137 | 0.73827 | 475884
2016-02-18 15:00 | 0.48207 | 0.6967 | 468614
2016-02-18 16:00 | 0.59065 | 0.70343 | 460316
2016-02-18 17:00 | 0.62385 | 0.72943 | 452277
2016-02-18 18:00 | 0.61255 | 0.75529 | 446581
2016-02-18 19:00 | 0.61073 | 0.75887 | 442689
2016-02-18 20:00 | 0.62363 | 0.75753 | 440034
2016-02-18 21:00 | 0.64081 | 0.74611 | 441636
2016-02-18 22:00 | 0.61644 | 0.76724 | 450288
2016-02-18 23:00 | 0.43761 | 0.82593 | 467437
2016-02-19 | 0.083605 | 0.88626 | 480110
2016-02-19 01:00 | 2.53e-05 | 0.90281 | 482106
2016-02-19 02:00 | 0 | 0.89683 | 474395
2016-02-19 03:00 | 0 | 0.89291 | 457282
2016-02-19 04:00 | 0 | 0.86965 | 434122
2016-02-19 05:00 | 0 | 0.85415 | 414536
2016-02-19 06:00 | 0 | 0.86097 | 402028
2016-02-19 07:00 | 0 | 0.88955 | 393397
2016-02-19 08:00 | 0 | 0.89835 | 389054
2016-02-19 09:00 | 0 | 0.90359 | 391710
2016-02-19 10:00 | 0 | 0.90462 | 405420
2016-02-19 11:00 | 0 | 0.89659 | 435170
2016-02-19 12:00 | 0 | 0.873 | 460531
2016-02-19 13:00 | 0.0019306 | 0.81677 | 463967
2016-02-19 14:00 | 0.18789 | 0.67116 | 460831
2016-02-19 15:00 | 0.53753 | 0.6327 | 457400
2016-02-19 16:00 | 0.6343 | 0.65647 | 450971
2016-02-19 17:00 | 0.63918 | 0.64995 | 444834
2016-02-19 18:00 | 0.61411 | 0.633 | 439677
2016-02-19 19:00 | 0.59515 | 0.62606 | 436715
2016-02-19 20:00 | 0.59357 | 0.63371 | 434312
2016-02-19 21:00 | 0.58499 | 0.64376 | 433831
2016-02-19 22:00 | 0.54817 | 0.6537 | 438853
2016-02-19 23:00 | 0.39976 | 0.68417 | 448325
2016-02-20 | 0.074991 | 0.71793 | 453703
2016-02-20 01:00 | 2.15e-05 | 0.75698 | 450837
2016-02-20 02:00 | 0 | 0.79702 | 442242
2016-02-20 03:00 | 0 | 0.83228 | 427846
2016-02-20 04:00 | 0 | 0.83984 | 408070
2016-02-20 05:00 | 0 | 0.84091 | 388577
2016-02-20 06:00 | 0 | 0.83655 | 373572
2016-02-20 07:00 | 0 | 0.82752 | 362627
2016-02-20 08:00 | 0 | 0.8155 | 356552
2016-02-20 09:00 | 0 | 0.79374 | 354018
2016-02-20 10:00 | 0 | 0.76041 | 356351
2016-02-20 11:00 | 0 | 0.72046 | 365919
2016-02-20 12:00 | 0 | 0.68947 | 377725
2016-02-20 13:00 | 0.0016052 | 0.61941 | 389961
2016-02-20 14:00 | 0.21637 | 0.35655 | 399954
2016-02-20 15:00 | 0.61128 | 0.28664 | 403739
2016-02-20 16:00 | 0.7016 | 0.3236 | 402616
2016-02-20 17:00 | 0.6968 | 0.34896 | 399046
2016-02-20 18:00 | 0.67334 | 0.34619 | 394304
2016-02-20 19:00 | 0.65746 | 0.33641 | 389180
2016-02-20 20:00 | 0.66044 | 0.32727 | 385273
2016-02-20 21:00 | 0.66803 | 0.318 | 384806
2016-02-20 22:00 | 0.6349 | 0.33392 | 389641
2016-02-20 23:00 | 0.43684 | 0.4303 | 402422
2016-02-21 | 0.082912 | 0.51905 | 410711
2016-02-21 01:00 | 2.53e-05 | 0.55646 | 410144
2016-02-21 02:00 | 0 | 0.55212 | 404838
2016-02-21 03:00 | 0 | 0.53006 | 393889
2016-02-21 04:00 | 0 | 0.49486 | 378380
2016-02-21 05:00 | 0 | 0.46245 | 362368
2016-02-21 06:00 | 0 | 0.4468 | 349945
2016-02-21 07:00 | 0 | 0.44479 | 340082
2016-02-21 08:00 | 0 | 0.44664 | 334957
2016-02-21 09:00 | 0 | 0.44335 | 332892
2016-02-21 10:00 | 0 | 0.43507 | 334852
2016-02-21 11:00 | 0 | 0.41836 | 341609
2016-02-21 12:00 | 0 | 0.39597 | 351690
2016-02-21 13:00 | 0.00066425 | 0.35657 | 363583
2016-02-21 14:00 | 0.17233 | 0.25185 | 376732
2016-02-21 15:00 | 0.55304 | 0.31201 | 383921
2016-02-21 16:00 | 0.6514 | 0.36739 | 387634
2016-02-21 17:00 | 0.65268 | 0.35576 | 389435
2016-02-21 18:00 | 0.64192 | 0.33435 | 388620
2016-02-21 19:00 | 0.63409 | 0.31173 | 386747
2016-02-21 20:00 | 0.64215 | 0.28968 | 386428
2016-02-21 21:00 | 0.65355 | 0.26372 | 389231
2016-02-21 22:00 | 0.64633 | 0.24126 | 397837
2016-02-21 23:00 | 0.47783 | 0.27826 | 412587
2016-02-22 | 0.10501 | 0.34612 | 424634
2016-02-22 01:00 | 4.55e-05 | 0.36785 | 425052
2016-02-22 02:00 | 0 | 0.36706 | 417877
2016-02-22 03:00 | 0 | 0.36449 | 403748
2016-02-22 04:00 | 0 | 0.35946 | 384325
2016-02-22 05:00 | 0 | 0.35475 | 366010
2016-02-22 06:00 | 0 | 0.3474 | 353139
2016-02-22 07:00 | 0 | 0.33938 | 344882
2016-02-22 08:00 | 0 | 0.32434 | 341726
2016-02-22 09:00 | 0 | 0.30533 | 345837
2016-02-22 10:00 | 0 | 0.28545 | 360995
2016-02-22 11:00 | 0 | 0.2678 | 392795
2016-02-22 12:00 | 0 | 0.25152 | 421725
2016-02-22 13:00 | 0.0029146 | 0.21483 | 434072
2016-02-22 14:00 | 0.20023 | 0.14198 | 439407
2016-02-22 15:00 | 0.54054 | 0.161 | 442540
2016-02-22 16:00 | 0.63999 | 0.17317 | 441350
2016-02-22 17:00 | 0.64359 | 0.16663 | 438115
2016-02-22 18:00 | 0.62638 | 0.16094 | 435252
2016-02-22 19:00 | 0.60822 | 0.15944 | 432459
2016-02-22 20:00 | 0.60079 | 0.16323 | 429886
2016-02-22 21:00 | 0.58399 | 0.16997 | 431668
2016-02-22 22:00 | 0.53987 | 0.18209 | 438908
2016-02-22 23:00 | 0.4036 | 0.24466 | 455125
2016-02-23 | 0.10985 | 0.36577 | 466325
2016-02-23 01:00 | 5.76e-05 | 0.44171 | 465317
2016-02-23 02:00 | 0 | 0.4674 | 455231
2016-02-23 03:00 | 0 | 0.46412 | 436595
2016-02-23 04:00 | 0 | 0.44654 | 412301
2016-02-23 05:00 | 0 | 0.43414 | 391289
2016-02-23 06:00 | 0 | 0.43261 | 376473
2016-02-23 07:00 | 0 | 0.42927 | 366921
2016-02-23 08:00 | 0 | 0.42795 | 362150
2016-02-23 09:00 | 0 | 0.43042 | 364236
2016-02-23 10:00 | 0 | 0.43214 | 377442
2016-02-23 11:00 | 0 | 0.43464 | 409522
2016-02-23 12:00 | 0 | 0.43697 | 437217
2016-02-23 13:00 | 0.0026094 | 0.42543 | 448790
2016-02-23 14:00 | 0.17769 | 0.39697 | 455082
2016-02-23 15:00 | 0.54662 | 0.56016 | 459144
2016-02-23 16:00 | 0.63629 | 0.63515 | 458114
2016-02-23 17:00 | 0.65532 | 0.66489 | 455547
2016-02-23 18:00 | 0.65051 | 0.68352 | 453357
2016-02-23 19:00 | 0.63955 | 0.69824 | 450352
2016-02-23 20:00 | 0.64209 | 0.71037 | 448235
2016-02-23 21:00 | 0.64131 | 0.71767 | 450200
2016-02-23 22:00 | 0.60461 | 0.70845 | 457914
2016-02-23 23:00 | 0.43198 | 0.7262 | 470990
2016-02-24 | 0.0969 | 0.71499 | 480005
2016-02-24 01:00 | 5.68e-05 | 0.66784 | 478026
2016-02-24 02:00 | 0 | 0.62773 | 467177
2016-02-24 03:00 | 0 | 0.58732 | 446539
2016-02-24 04:00 | 0 | 0.55674 | 422370
2016-02-24 05:00 | 0 | 0.5462 | 400870
2016-02-24 06:00 | 0 | 0.5486 | 385872
2016-02-24 07:00 | 0 | 0.55246 | 376535
2016-02-24 08:00 | 0 | 0.55432 | 371637
2016-02-24 09:00 | 0 | 0.55789 | 373087
2016-02-24 10:00 | 0 | 0.56095 | 385851
2016-02-24 11:00 | 0 | 0.56488 | 417203
2016-02-24 12:00 | 0 | 0.57041 | 446997
2016-02-24 13:00 | 0.0045241 | 0.51548 | 458516
2016-02-24 14:00 | 0.30463 | 0.37907 | 463168
2016-02-24 15:00 | 0.69962 | 0.44229 | 466375
2016-02-24 16:00 | 0.77056 | 0.50475 | 465391
2016-02-24 17:00 | 0.76624 | 0.50756 | 460966
2016-02-24 18:00 | 0.74524 | 0.52162 | 456504
2016-02-24 19:00 | 0.73283 | 0.5447 | 451870
2016-02-24 20:00 | 0.74079 | 0.56646 | 447422
2016-02-24 21:00 | 0.74905 | 0.5841 | 447402
2016-02-24 22:00 | 0.71637 | 0.57276 | 453275
2016-02-24 23:00 | 0.50358 | 0.61463 | 464896
2016-02-25 | 0.11625 | 0.6566 | 474305
2016-02-25 01:00 | 8.43e-05 | 0.64999 | 473808
2016-02-25 02:00 | 0 | 0.64191 | 464981
2016-02-25 03:00 | 0 | 0.62346 | 447005
2016-02-25 04:00 | 0 | 0.60309 | 423778
2016-02-25 05:00 | 0 | 0.59281 | 403872
2016-02-25 06:00 | 0 | 0.58557 | 390676
2016-02-25 07:00 | 0 | 0.57362 | 382205
2016-02-25 08:00 | 0 | 0.55513 | 378974
2016-02-25 09:00 | 0 | 0.53973 | 382788
2016-02-25 10:00 | 0 | 0.51995 | 397613
2016-02-25 11:00 | 0 | 0.50338 | 430734
2016-02-25 12:00 | 0 | 0.48682 | 460048
2016-02-25 13:00 | 0.0048374 | 0.41681 | 469454
2016-02-25 14:00 | 0.3015 | 0.41208 | 469941
2016-02-25 15:00 | 0.74503 | 0.45488 | 468999
2016-02-25 16:00 | 0.79328 | 0.41654 | 464064
2016-02-25 17:00 | 0.76873 | 0.3723 | 457790
2016-02-25 18:00 | 0.74328 | 0.33872 | 452895
2016-02-25 19:00 | 0.73018 | 0.31463 | 449327
2016-02-25 20:00 | 0.73902 | 0.29455 | 447423
2016-02-25 21:00 | 0.75365 | 0.27167 | 449033
2016-02-25 22:00 | 0.71445 | 0.23887 | 456517
2016-02-25 23:00 | 0.52666 | 0.25191 | 472070
2016-02-26 | 0.13037 | 0.29397 | 484445
2016-02-26 01:00 | 0.00010386 | 0.30126 | 486525
2016-02-26 02:00 | 0 | 0.31797 | 478144
2016-02-26 03:00 | 0 | 0.33916 | 462233
2016-02-26 04:00 | 0 | 0.35834 | 440294
2016-02-26 05:00 | 0 | 0.38404 | 420829
2016-02-26 06:00 | 0 | 0.41788 | 408908
2016-02-26 07:00 | 0 | 0.45873 | 401981
2016-02-26 08:00 | 0 | 0.49424 | 400044
2016-02-26 09:00 | 0 | 0.51585 | 404325
2016-02-26 10:00 | 0 | 0.5255 | 419789
2016-02-26 11:00 | 0 | 0.53076 | 453147
2016-02-26 12:00 | 0 | 0.53814 | 480966
2016-02-26 13:00 | 0.0069838 | 0.49674 | 487257
2016-02-26 14:00 | 0.32198 | 0.27597 | 482161
2016-02-26 15:00 | 0.71269 | 0.21464 | 474541
2016-02-26 16:00 | 0.7594 | 0.28233 | 465184
2016-02-26 17:00 | 0.74525 | 0.33875 | 454966
2016-02-26 18:00 | 0.72149 | 0.36449 | 445971
2016-02-26 19:00 | 0.70704 | 0.37188 | 439126
2016-02-26 20:00 | 0.71249 | 0.36316 | 434190
2016-02-26 21:00 | 0.71958 | 0.33078 | 433274
2016-02-26 22:00 | 0.6795 | 0.32679 | 439688
2016-02-26 23:00 | 0.47314 | 0.36419 | 454068
2016-02-27 | 0.098538 | 0.38189 | 467219
2016-02-27 01:00 | 0.00010387 | 0.43499 | 470275
2016-02-27 02:00 | 0 | 0.50489 | 466084
2016-02-27 03:00 | 0 | 0.588 | 454694
2016-02-27 04:00 | 0 | 0.65866 | 437593
2016-02-27 05:00 | 0 | 0.71614 | 420905
2016-02-27 06:00 | 0 | 0.75541 | 409881
2016-02-27 07:00 | 0 | 0.78457 | 403439
2016-02-27 08:00 | 0 | 0.81025 | 400110
2016-02-27 09:00 | 0 | 0.83286 | 401585
2016-02-27 10:00 | 0 | 0.84499 | 407285
2016-02-27 11:00 | 0 | 0.84287 | 421811
2016-02-27 12:00 | 0 | 0.83206 | 436914
2016-02-27 13:00 | 0.0069439 | 0.74614 | 443577
2016-02-27 14:00 | 0.29149 | 0.43352 | 440303
2016-02-27 15:00 | 0.64338 | 0.27007 | 431766
2016-02-27 16:00 | 0.71663 | 0.29397 | 421204
2016-02-27 17:00 | 0.71566 | 0.43592 | 410971
2016-02-27 18:00 | 0.69975 | 0.53128 | 401316
2016-02-27 19:00 | 0.6898 | 0.59549 | 394032
2016-02-27 20:00 | 0.69573 | 0.64147 | 388994
2016-02-27 21:00 | 0.70188 | 0.6874 | 388726
2016-02-27 22:00 | 0.66525 | 0.74388 | 393736
2016-02-27 23:00 | 0.48935 | 0.8128 | 408718
2016-02-28 | 0.12828 | 0.85703 | 423181
2016-02-28 01:00 | 0.00016284 | 0.86879 | 427036
2016-02-28 02:00 | 0 | 0.87416 | 425059
2016-02-28 03:00 | 0 | 0.87849 | 416833
2016-02-28 04:00 | 0 | 0.88532 | 402937
2016-02-28 05:00 | 0 | 0.88952 | 389520
2016-02-28 06:00 | 0 | 0.89071 | 379015
2016-02-28 07:00 | 0 | 0.8905 | 372201
2016-02-28 08:00 | 0 | 0.88599 | 368586
2016-02-28 09:00 | 0 | 0.87592 | 368931
2016-02-28 10:00 | 0 | 0.86094 | 373265
2016-02-28 11:00 | 0 | 0.85289 | 382121
2016-02-28 12:00 | 0 | 0.84023 | 392248
2016-02-28 13:00 | 0.0083156 | 0.79132 | 397171
2016-02-28 14:00 | 0.31137 | 0.66929 | 396002
2016-02-28 15:00 | 0.67714 | 0.72539 | 390876
2016-02-28 16:00 | 0.71907 | 0.76213 | 385642
2016-02-28 17:00 | 0.70968 | 0.75833 | 380965
2016-02-28 18:00 | 0.69026 | 0.74201 | 377464
2016-02-28 19:00 | 0.67505 | 0.73659 | 374184
2016-02-28 20:00 | 0.67299 | 0.73326 | 372997
2016-02-28 21:00 | 0.66586 | 0.70501 | 375600
2016-02-28 22:00 | 0.60258 | 0.64132 | 384629
2016-02-28 23:00 | 0.43005 | 0.62651 | 401421
2016-02-29 | 0.08868 | 0.64719 | 416582
2016-02-29 01:00 | 0.00017062 | 0.65153 | 419648
2016-02-29 02:00 | 0 | 0.65281 | 412789
2016-02-29 03:00 | 0 | 0.65692 | 398731
2016-02-29 04:00 | 0 | 0.67951 | 379684
2016-02-29 05:00 | 0 | 0.70158 | 363692
2016-02-29 06:00 | 0 | 0.72264 | 350896
2016-02-29 07:00 | 0 | 0.7454 | 343233
2016-02-29 08:00 | 0 | 0.76001 | 341224
2016-02-29 09:00 | 0 | 0.75925 | 345544
2016-02-29 10:00 | 0 | 0.75573 | 362124
2016-02-29 11:00 | 0 | 0.74565 | 395627
2016-02-29 12:00 | 0 | 0.72079 | 424567
2016-02-29 13:00 | 0.011068 | 0.62191 | 433075
2016-02-29 14:00 | 0.31062 | 0.42238 | 435615
2016-02-29 15:00 | 0.66122 | 0.39712 | 436352
2016-02-29 16:00 | 0.74251 | 0.50056 | 434270
2016-02-29 17:00 | 0.72572 | 0.50536 | 430284
2016-02-29 18:00 | 0.70109 | 0.50216 | 426871
2016-02-29 19:00 | 0.68375 | 0.5006 | 424041
2016-02-29 20:00 | 0.68707 | 0.50173 | 421577
2016-02-29 21:00 | 0.68967 | 0.50467 | 422147
2016-02-29 22:00 | 0.65922 | 0.51481 | 427406
2016-02-29 23:00 | 0.49693 | 0.55946 | 440807
2016-03-01 | 0.14834 | 0.58388 | 454975
2016-03-01 01:00 | 0.00027336 | 0.57558 | 454940
2016-03-01 02:00 | 0 | 0.55832 | 443646
2016-03-01 03:00 | 0 | 0.5445 | 424940
2016-03-01 04:00 | 0 | 0.53209 | 402448
2016-03-01 05:00 | 0 | 0.52255 | 382522
2016-03-01 06:00 | 0 | 0.52232 | 369140
2016-03-01 07:00 | 0 | 0.51991 | 360103
2016-03-01 08:00 | 0 | 0.52154 | 356976
2016-03-01 09:00 | 0 | 0.53426 | 359428
2016-03-01 10:00 | 0 | 0.53129 | 373689
2016-03-01 11:00 | 0 | 0.51145 | 405395
2016-03-01 12:00 | 0 | 0.48986 | 430326
2016-03-01 13:00 | 0.013582 | 0.4271 | 435727
2016-03-01 14:00 | 0.3183 | 0.35675 | 436321
2016-03-01 15:00 | 0.5953 | 0.3779 | 437031
2016-03-01 16:00 | 0.68232 | 0.39201 | 436038
2016-03-01 17:00 | 0.70652 | 0.39571 | 434122
2016-03-01 18:00 | 0.69679 | 0.39266 | 434041
2016-03-01 19:00 | 0.68991 | 0.37842 | 433074
2016-03-01 20:00 | 0.69897 | 0.35352 | 432861
2016-03-01 21:00 | 0.70387 | 0.31603 | 434932
2016-03-01 22:00 | 0.66356 | 0.26863 | 441207
2016-03-01 23:00 | 0.50046 | 0.23539 | 453833
2016-03-02 | 0.17454 | 0.24019 | 465032
2016-03-02 01:00 | 0.00036465 | 0.24835 | 465282
2016-03-02 02:00 | 0 | 0.27101 | 454570
2016-03-02 03:00 | 0 | 0.30663 | 436355
2016-03-02 04:00 | 0 | 0.35842 | 412434
2016-03-02 05:00 | 0 | 0.41323 | 392239
2016-03-02 06:00 | 0 | 0.44989 | 377688
2016-03-02 07:00 | 0 | 0.4702 | 367874
2016-03-02 08:00 | 0 | 0.47886 | 363047
2016-03-02 09:00 | 0 | 0.478 | 366611
2016-03-02 10:00 | 0 | 0.46446 | 380785
2016-03-02 11:00 | 0 | 0.45256 | 413576
2016-03-02 12:00 | 0 | 0.4539 | 442641
2016-03-02 13:00 | 0.015171 | 0.40452 | 453351
2016-03-02 14:00 | 0.32078 | 0.31838 | 455991
2016-03-02 15:00 | 0.69585 | 0.41422 | 456455
2016-03-02 16:00 | 0.75547 | 0.50799 | 452835
2016-03-02 17:00 | 0.75079 | 0.54616 | 447782
2016-03-02 18:00 | 0.73449 | 0.56388 | 444000
2016-03-02 19:00 | 0.72475 | 0.57092 | 440889
2016-03-02 20:00 | 0.73487 | 0.57002 | 440393
2016-03-02 21:00 | 0.74342 | 0.56405 | 441612
2016-03-02 22:00 | 0.71857 | 0.56639 | 448869
2016-03-02 23:00 | 0.5534 | 0.59965 | 464980
2016-03-03 | 0.15227 | 0.625 | 480343
2016-03-03 01:00 | 0.0004093 | 0.609 | 482244
2016-03-03 02:00 | 0 | 0.57198 | 473944
2016-03-03 03:00 | 0 | 0.54019 | 455696
2016-03-03 04:00 | 0 | 0.52002 | 432467
2016-03-03 05:00 | 0 | 0.50982 | 412330
2016-03-03 06:00 | 0 | 0.50247 | 398057
2016-03-03 07:00 | 0 | 0.49222 | 389473
2016-03-03 08:00 | 0 | 0.4817 | 385904
2016-03-03 09:00 | 0 | 0.48107 | 389188
2016-03-03 10:00 | 0 | 0.4902 | 403284
2016-03-03 11:00 | 0 | 0.49532 | 434864
2016-03-03 12:00 | 0 | 0.49876 | 459002
2016-03-03 13:00 | 0.016355 | 0.44477 | 463654
2016-03-03 14:00 | 0.325 | 0.34566 | 463675
2016-03-03 15:00 | 0.59313 | 0.39275 | 462773
2016-03-03 16:00 | 0.67571 | 0.38575 | 459966
2016-03-03 17:00 | 0.68917 | 0.35021 | 456789
2016-03-03 18:00 | 0.67777 | 0.3067 | 455812
2016-03-03 19:00 | 0.66652 | 0.25906 | 455296
2016-03-03 20:00 | 0.66286 | 0.22095 | 455980
2016-03-03 21:00 | 0.63859 | 0.19557 | 459774
2016-03-03 22:00 | 0.56746 | 0.17767 | 466502
2016-03-03 23:00 | 0.39444 | 0.21691 | 478087
2016-03-04 | 0.097077 | 0.31127 | 485246
2016-03-04 01:00 | 0.00032331 | 0.38484 | 483854
2016-03-04 02:00 | 0 | 0.45299 | 472650
2016-03-04 03:00 | 0 | 0.49522 | 453614
2016-03-04 04:00 | 0 | 0.50977 | 429518
2016-03-04 05:00 | 0 | 0.51477 | 409097
2016-03-04 06:00 | 0 | 0.5239 | 395777
2016-03-04 07:00 | 0 | 0.53861 | 386963
2016-03-04 08:00 | 0 | 0.55789 | 382446
2016-03-04 09:00 | 0 | 0.57368 | 383930
2016-03-04 10:00 | 0 | 0.57383 | 396378
2016-03-04 11:00 | 0 | 0.57409 | 426195
2016-03-04 12:00 | 0 | 0.57992 | 452772
2016-03-04 13:00 | 0.017892 | 0.53719 | 463137
2016-03-04 14:00 | 0.26039 | 0.36407 | 466733
2016-03-04 15:00 | 0.59569 | 0.40608 | 467077
2016-03-04 16:00 | 0.68657 | 0.53805 | 464285
2016-03-04 17:00 | 0.6915 | 0.55854 | 456607
2016-03-04 18:00 | 0.67894 | 0.55545 | 452165
2016-03-04 19:00 | 0.66754 | 0.55162 | 448207
2016-03-04 20:00 | 0.66682 | 0.53537 | 444972
2016-03-04 21:00 | 0.65922 | 0.50808 | 444497
2016-03-04 22:00 | 0.6078 | 0.47839 | 447234
2016-03-04 23:00 | 0.43735 | 0.53046 | 454889
2016-03-05 | 0.099581 | 0.56033 | 462545
2016-03-05 01:00 | 0.00032005 | 0.54565 | 459738
2016-03-05 02:00 | 0 | 0.52722 | 454048
2016-03-05 03:00 | 0 | 0.52041 | 439985
2016-03-05 04:00 | 0 | 0.51932 | 419916
2016-03-05 05:00 | 0 | 0.51617 | 402308
2016-03-05 06:00 | 0 | 0.5067 | 389789
2016-03-05 07:00 | 0 | 0.49704 | 381883
2016-03-05 08:00 | 0 | 0.49422 | 378361
2016-03-05 09:00 | 0 | 0.49515 | 378804
2016-03-05 10:00 | 0 | 0.496 | 383622
2016-03-05 11:00 | 0 | 0.49973 | 394733
2016-03-05 12:00 | 0 | 0.5 | 407767
2016-03-05 13:00 | 0.02156 | 0.42061 | 417596
2016-03-05 14:00 | 0.24185 | 0.24805 | 421215
2016-03-05 15:00 | 0.46205 | 0.19881 | 420620
2016-03-05 16:00 | 0.58059 | 0.25817 | 416121
2016-03-05 17:00 | 0.62313 | 0.30439 | 411893
2016-03-05 18:00 | 0.61844 | 0.35021 | 407135
2016-03-05 19:00 | 0.60977 | 0.39505 | 404596
2016-03-05 20:00 | 0.60092 | 0.43605 | 402744
2016-03-05 21:00 | 0.56867 | 0.46878 | 403627
2016-03-05 22:00 | 0.49368 | 0.50718 | 407156
2016-03-05 23:00 | 0.34638 | 0.63955 | 417186
2016-03-06 | 0.10813 | 0.77788 | 426981
2016-03-06 01:00 | 0.00043813 | 0.84754 | 428558
2016-03-06 02:00 | 0 | 0.88186 | 423457
2016-03-06 03:00 | 0 | 0.89827 | 411547
2016-03-06 04:00 | 0 | 0.90357 | 394847
2016-03-06 05:00 | 0 | 0.89415 | 378337
2016-03-06 06:00 | 0 | 0.87503 | 366804
2016-03-06 07:00 | 0 | 0.85714 | 360173
2016-03-06 08:00 | 0 | 0.83991 | 356411
2016-03-06 09:00 | 0 | 0.81631 | 356415
2016-03-06 10:00 | 0 | 0.79942 | 359048
2016-03-06 11:00 | 0 | 0.78555 | 366646
2016-03-06 12:00 | 0 | 0.76689 | 377600
2016-03-06 13:00 | 0.012564 | 0.69357 | 387619
2016-03-06 14:00 | 0.223 | 0.53517 | 393836
2016-03-06 15:00 | 0.44764 | 0.55467 | 394051
2016-03-06 16:00 | 0.55687 | 0.57661 | 391527
2016-03-06 17:00 | 0.59909 | 0.57009 | 389677
2016-03-06 18:00 | 0.59583 | 0.56033 | 387230
2016-03-06 19:00 | 0.58601 | 0.55098 | 385165
2016-03-06 20:00 | 0.5781 | 0.54249 | 383511
2016-03-06 21:00 | 0.55602 | 0.54443 | 386144
2016-03-06 22:00 | 0.50173 | 0.57363 | 392608
2016-03-06 23:00 | 0.38527 | 0.64149 | 408579
2016-03-07 | 0.16462 | 0.73341 | 426425
2016-03-07 01:00 | 0.0010416 | 0.78697 | 431649
2016-03-07 02:00 | 0 | 0.80707 | 424435
2016-03-07 03:00 | 0 | 0.82729 | 410688
2016-03-07 04:00 | 0 | 0.83935 | 391731
2016-03-07 05:00 | 0 | 0.84236 | 376348
2016-03-07 06:00 | 0 | 0.8414 | 366160
2016-03-07 07:00 | 0 | 0.82628 | 359939
2016-03-07 08:00 | 0 | 0.79901 | 357960
2016-03-07 09:00 | 0 | 0.76515 | 361536
2016-03-07 10:00 | 0 | 0.72701 | 376711
2016-03-07 11:00 | 0 | 0.6951 | 408344
2016-03-07 12:00 | 0 | 0.67113 | 431451
2016-03-07 13:00 | 0.019554 | 0.5943 | 436012
2016-03-07 14:00 | 0.30863 | 0.4626 | 435209
2016-03-07 15:00 | 0.54963 | 0.49391 | 434992
2016-03-07 16:00 | 0.60862 | 0.54858 | 433605
2016-03-07 17:00 | 0.62413 | 0.57858 | 430155
2016-03-07 18:00 | 0.62308 | 0.61818 | 428360
2016-03-07 19:00 | 0.61226 | 0.65254 | 425749
2016-03-07 20:00 | 0.59811 | 0.67169 | 423283
2016-03-07 21:00 | 0.56513 | 0.6879 | 422736
2016-03-07 22:00 | 0.4939 | 0.71609 | 425027
2016-03-07 23:00 | 0.34072 | 0.77075 | 436129
2016-03-08 | 0.090513 | 0.81871 | 448796
2016-03-08 01:00 | 0.0014342 | 0.82269 | 447563
2016-03-08 02:00 | 0 | 0.81372 | 436677
2016-03-08 03:00 | 0 | 0.80182 | 418531
2016-03-08 04:00 | 0 | 0.79768 | 395467
2016-03-08 05:00 | 0 | 0.79517 | 374281
2016-03-08 06:00 | 0 | 0.77881 | 359069
2016-03-08 07:00 | 0 | 0.75392 | 349145
2016-03-08 08:00 | 0 | 0.72808 | 344267
2016-03-08 09:00 | 0 | 0.69188 | 346924
2016-03-08 10:00 | 0 | 0.66283 | 358915
2016-03-08 11:00 | 0 | 0.6516 | 387430
2016-03-08 12:00 | 0 | 0.64095 | 411254
2016-03-08 13:00 | 0.012863 | 0.57122 | 419161
2016-03-08 14:00 | 0.28662 | 0.51668 | 423336
2016-03-08 15:00 | 0.65305 | 0.4932 | 425877
2016-03-08 16:00 | 0.73069 | 0.46071 | 426409
2016-03-08 17:00 | 0.72194 | 0.43015 | 424840
2016-03-08 18:00 | 0.69411 | 0.39341 | 424108
2016-03-08 19:00 | 0.66443 | 0.3597 | 423858
2016-03-08 20:00 | 0.64728 | 0.33191 | 422736
2016-03-08 21:00 | 0.6189 | 0.30501 | 422784
2016-03-08 22:00 | 0.55776 | 0.27568 | 424813
2016-03-08 23:00 | 0.40434 | 0.26612 | 433883
2016-03-09 | 0.14053 | 0.29469 | 446635
2016-03-09 01:00 | 0.0014756 | 0.30049 | 445107
2016-03-09 02:00 | 0 | 0.30375 | 432794
2016-03-09 03:00 | 0 | 0.28354 | 413765
2016-03-09 04:00 | 0 | 0.25857 | 389747
2016-03-09 05:00 | 0 | 0.24289 | 367798
2016-03-09 06:00 | 0 | 0.23872 | 350590
2016-03-09 07:00 | 0 | 0.24768 | 339505
2016-03-09 08:00 | 0 | 0.26021 | 334541
2016-03-09 09:00 | 0 | 0.25881 | 336101
2016-03-09 10:00 | 0 | 0.24657 | 349279
2016-03-09 11:00 | 0 | 0.23764 | 375362
2016-03-09 12:00 | 0 | 0.23323 | 399305
2016-03-09 13:00 | 0.011514 | 0.20235 | 409712
2016-03-09 14:00 | 0.28552 | 0.11868 | 415738
2016-03-09 15:00 | 0.59084 | 0.11202 | 420814
2016-03-09 16:00 | 0.68958 | 0.12356 | 423758
2016-03-09 17:00 | 0.70124 | 0.1237 | 424288
2016-03-09 18:00 | 0.69276 | 0.12236 | 424566
2016-03-09 19:00 | 0.68544 | 0.12047 | 424719
2016-03-09 20:00 | 0.69318 | 0.11803 | 423876
2016-03-09 21:00 | 0.69429 | 0.11464 | 424493
2016-03-09 22:00 | 0.65583 | 0.10655 | 426869
2016-03-09 23:00 | 0.49617 | 0.12155 | 436308
2016-03-10 | 0.15133 | 0.17848 | 446277
2016-03-10 01:00 | 0.0023676 | 0.23702 | 443311
2016-03-10 02:00 | 0 | 0.26584 | 431802
2016-03-10 03:00 | 0 | 0.26749 | 412417
2016-03-10 04:00 | 0 | 0.25269 | 387558
2016-03-10 05:00 | 0 | 0.24017 | 365298
2016-03-10 06:00 | 0 | 0.23896 | 348775
2016-03-10 07:00 | 0 | 0.25117 | 337334
2016-03-10 08:00 | 0 | 0.27829 | 331475
2016-03-10 09:00 | 0 | 0.30185 | 332082
2016-03-10 10:00 | 0 | 0.32349 | 344103
2016-03-10 11:00 | 0 | 0.34407 | 368195
2016-03-10 12:00 | 0 | 0.35951 | 393405
2016-03-10 13:00 | 0.020343 | 0.31902 | 406887
2016-03-10 14:00 | 0.36801 | 0.20313 | 416430
2016-03-10 15:00 | 0.74127 | 0.22176 | 424084
2016-03-10 16:00 | 0.78971 | 0.25564 | 427335
2016-03-10 17:00 | 0.77965 | 0.28914 | 428866
2016-03-10 18:00 | 0.7604 | 0.2969 | 430572
2016-03-10 19:00 | 0.74595 | 0.29418 | 431701
2016-03-10 20:00 | 0.74951 | 0.28411 | 432151
2016-03-10 21:00 | 0.75264 | 0.26793 | 433016
2016-03-10 22:00 | 0.7182 | 0.24692 | 434635
2016-03-10 23:00 | 0.55873 | 0.30665 | 440543
2016-03-11 | 0.17782 | 0.44743 | 448569
2016-03-11 01:00 | 0.0028766 | 0.56792 | 447010
2016-03-11 02:00 | 0 | 0.63819 | 436255
2016-03-11 03:00 | 0 | 0.68979 | 417010
2016-03-11 04:00 | 0 | 0.72062 | 392696
2016-03-11 05:00 | 0 | 0.73362 | 371586
2016-03-11 06:00 | 0 | 0.73718 | 354663
2016-03-11 07:00 | 0 | 0.74358 | 342633
2016-03-11 08:00 | 0 | 0.73419 | 336132
2016-03-11 09:00 | 0 | 0.71302 | 336078
2016-03-11 10:00 | 0 | 0.69687 | 345496
2016-03-11 11:00 | 0 | 0.67986 | 370252
2016-03-11 12:00 | 0 | 0.65794 | 395329
2016-03-11 13:00 | 0.027537 | 0.5264 | 409015
2016-03-11 14:00 | 0.35266 | 0.29915 | 417633
2016-03-11 15:00 | 0.54686 | 0.29885 | 424674
2016-03-11 16:00 | 0.59149 | 0.41632 | 429006
2016-03-11 17:00 | 0.61403 | 0.43081 | 429653
2016-03-11 18:00 | 0.62307 | 0.42286 | 429771
2016-03-11 19:00 | 0.61885 | 0.41301 | 429113
2016-03-11 20:00 | 0.61023 | 0.39996 | 426720
2016-03-11 21:00 | 0.58518 | 0.38128 | 424934
2016-03-11 22:00 | 0.52168 | 0.37134 | 422823
2016-03-11 23:00 | 0.375 | 0.42437 | 424991
2016-03-12 | 0.11124 | 0.53096 | 430809
2016-03-12 01:00 | 0.0025135 | 0.61701 | 428644
2016-03-12 02:00 | 0 | 0.66482 | 417666
2016-03-12 03:00 | 0 | 0.67416 | 404957
2016-03-12 04:00 | 0 | 0.6676 | 382164
2016-03-12 05:00 | 0 | 0.65249 | 364958
2016-03-12 06:00 | 0 | 0.62334 | 350331
2016-03-12 07:00 | 0 | 0.58365 | 338382
2016-03-12 08:00 | 0 | 0.54438 | 331415
2016-03-12 09:00 | 0 | 0.51009 | 328871
2016-03-12 10:00 | 0 | 0.48058 | 331181
2016-03-12 11:00 | 0 | 0.4569 | 337640
2016-03-12 12:00 | 0 | 0.44758 | 348302
2016-03-12 13:00 | 0.023242 | 0.36409 | 362752
2016-03-12 14:00 | 0.32009 | 0.2262 | 377676
2016-03-12 15:00 | 0.64697 | 0.21573 | 388255
2016-03-12 16:00 | 0.73455 | 0.3161 | 393475
2016-03-12 17:00 | 0.74591 | 0.37515 | 394458
2016-03-12 18:00 | 0.73438 | 0.39995 | 393388
2016-03-12 19:00 | 0.72344 | 0.41762 | 391365
2016-03-12 20:00 | 0.72624 | 0.43593 | 390385
2016-03-12 21:00 | 0.72403 | 0.46079 | 390775
2016-03-12 22:00 | 0.68047 | 0.50617 | 392732
2016-03-12 23:00 | 0.54183 | 0.58661 | 399719
2016-03-13 | 0.1955 | 0.70168 | 407436
2016-03-13 01:00 | 0.0037235 | 0.73542 | 406516
2016-03-13 02:00 | 0 | 0.72832 | 398876
2016-03-13 03:00 | 0 | 0.71238 | 386291
2016-03-13 04:00 | 0 | 0.69139 | 368389
2016-03-13 05:00 | 0 | 0.67363 | 351061
2016-03-13 06:00 | 0 | 0.65319 | 337314
2016-03-13 07:00 | 0 | 0.63266 | 327141
2016-03-13 08:00 | 0 | 0.60946 | 320515
2016-03-13 09:00 | 0 | 0.59104 | 318901
2016-03-13 10:00 | 0 | 0.57662 | 322082
2016-03-13 11:00 | 0 | 0.56483 | 327898
2016-03-13 12:00 | 0 | 0.5569 | 336578
2016-03-13 13:00 | 0.038929 | 0.48819 | 349873
2016-03-13 14:00 | 0.38529 | 0.34702 | 364303
2016-03-13 15:00 | 0.64333 | 0.39527 | 374745
2016-03-13 16:00 | 0.69867 | 0.45426 | 383345
2016-03-13 17:00 | 0.70543 | 0.4422 | 389604
2016-03-13 18:00 | 0.69184 | 0.41204 | 392033
2016-03-13 19:00 | 0.67866 | 0.37987 | 392600
2016-03-13 20:00 | 0.67323 | 0.34786 | 394457
2016-03-13 21:00 | 0.6546 | 0.31132 | 398498
2016-03-13 22:00 | 0.60037 | 0.27136 | 402033
2016-03-13 23:00 | 0.43451 | 0.27713 | 407399
2016-03-14 | 0.14794 | 0.31482 | 415290
2016-03-14 01:00 | 0.0027356 | 0.30293 | 416415
2016-03-14 02:00 | 0 | 0.29092 | 404724
2016-03-14 03:00 | 0 | 0.29471 | 385037
2016-03-14 04:00 | 0 | 0.328 | 361989
2016-03-14 05:00 | 0 | 0.37479 | 343022
2016-03-14 06:00 | 0 | 0.42008 | 331889
2016-03-14 07:00 | 0 | 0.45851 | 325049
2016-03-14 08:00 | 0 | 0.48875 | 326183
2016-03-14 09:00 | 0 | 0.49678 | 338931
2016-03-14 10:00 | 0 | 0.48907 | 362356
2016-03-14 11:00 | 0 | 0.47805 | 391876
2016-03-14 12:00 | 0 | 0.4737 | 409185
2016-03-14 13:00 | 0.053779 | 0.4269 | 420455
2016-03-14 14:00 | 0.43357 | 0.27303 | 429944
2016-03-14 15:00 | 0.69362 | 0.29614 | 437125
2016-03-14 16:00 | 0.75528 | 0.40314 | 440561
2016-03-14 17:00 | 0.75408 | 0.4741 | 443657
2016-03-14 18:00 | 0.74156 | 0.52224 | 446603
2016-03-14 19:00 | 0.73278 | 0.56116 | 448872
2016-03-14 20:00 | 0.73783 | 0.58736 | 450737
2016-03-14 21:00 | 0.74096 | 0.60931 | 452592
2016-03-14 22:00 | 0.70591 | 0.63172 | 452529
2016-03-14 23:00 | 0.56412 | 0.71782 | 452786
2016-03-15 | 0.24784 | 0.78369 | 455067
2016-03-15 01:00 | 0.0061384 | 0.82067 | 447983
2016-03-15 02:00 | 0 | 0.83519 | 428966
2016-03-15 03:00 | 0 | 0.83807 | 406413
2016-03-15 04:00 | 0 | 0.82654 | 382353
2016-03-15 05:00 | 0 | 0.82008 | 362173
2016-03-15 06:00 | 0 | 0.81076 | 348585
2016-03-15 07:00 | 0 | 0.79627 | 339980
2016-03-15 08:00 | 0 | 0.78189 | 339086
2016-03-15 09:00 | 0 | 0.77934 | 347259
2016-03-15 10:00 | 0 | 0.77455 | 373132
2016-03-15 11:00 | 0 | 0.77782 | 400253
2016-03-15 12:00 | 0 | 0.7734 | 413051
2016-03-15 13:00 | 0.053515 | 0.6574 | 421080
2016-03-15 14:00 | 0.47503 | 0.60562 | 429798
2016-03-15 15:00 | 0.73549 | 0.74608 | 434747
2016-03-15 16:00 | 0.7801 | 0.77564 | 438744
2016-03-15 17:00 | 0.77681 | 0.79015 | 442489
2016-03-15 18:00 | 0.76364 | 0.79969 | 445272
2016-03-15 19:00 | 0.75486 | 0.81184 | 447216
2016-03-15 20:00 | 0.758 | 0.82153 | 450355
2016-03-15 21:00 | 0.74916 | 0.8125 | 453096
2016-03-15 22:00 | 0.70144 | 0.77998 | 451827
2016-03-15 23:00 | 0.55984 | 0.74618 | 453300
2016-03-16 | 0.24383 | 0.76933 | 457078
2016-03-16 01:00 | 0.0086333 | 0.7697 | 450176
2016-03-16 02:00 | 0 | 0.75443 | 429895
2016-03-16 03:00 | 0 | 0.73482 | 405990
2016-03-16 04:00 | 0 | 0.71702 | 381536
2016-03-16 05:00 | 0 | 0.70932 | 362804
2016-03-16 06:00 | 0 | 0.70321 | 348463
2016-03-16 07:00 | 0 | 0.69643 | 340052
2016-03-16 08:00 | 0 | 0.69303 | 338483
2016-03-16 09:00 | 0 | 0.69117 | 347356
2016-03-16 10:00 | 0 | 0.68905 | 373130
2016-03-16 11:00 | 0 | 0.68594 | 399637
2016-03-16 12:00 | 0 | 0.677 | 411341
2016-03-16 13:00 | 0.05746 | 0.53087 | 418427
2016-03-16 14:00 | 0.47333 | 0.45518 | 426785
2016-03-16 15:00 | 0.79082 | 0.59434 | 430950
2016-03-16 16:00 | 0.82335 | 0.64398 | 433247
2016-03-16 17:00 | 0.81053 | 0.6515 | 436321
2016-03-16 18:00 | 0.79263 | 0.65144 | 440033
2016-03-16 19:00 | 0.77978 | 0.65346 | 441359
2016-03-16 20:00 | 0.78613 | 0.66255 | 442901
2016-03-16 21:00 | 0.78933 | 0.66644 | 445026
2016-03-16 22:00 | 0.75862 | 0.66123 | 443029
2016-03-16 23:00 | 0.60435 | 0.66257 | 444337
2016-03-17 | 0.2644 | 0.7068 | 450102
2016-03-17 01:00 | 0.0085605 | 0.74223 | 443752
2016-03-17 02:00 | 0 | 0.74649 | 425098
2016-03-17 03:00 | 0 | 0.71685 | 401834
2016-03-17 04:00 | 0 | 0.6628 | 379767
2016-03-17 05:00 | 0 | 0.61791 | 360361
2016-03-17 06:00 | 0 | 0.58389 | 347411
2016-03-17 07:00 | 0 | 0.56232 | 339963
2016-03-17 08:00 | 0 | 0.5424 | 339724
2016-03-17 09:00 | 0 | 0.52689 | 349694
2016-03-17 10:00 | 0 | 0.52401 | 376622
2016-03-17 11:00 | 0 | 0.51729 | 404862
2016-03-17 12:00 | 0 | 0.50015 | 416193
2016-03-17 13:00 | 0.099731 | 0.3482 | 422526
2016-03-17 14:00 | 0.47875 | 0.33009 | 428195
2016-03-17 15:00 | 0.79725 | 0.39627 | 431071
2016-03-17 16:00 | 0.82237 | 0.42243 | 431928
2016-03-17 17:00 | 0.80911 | 0.42359 | 433473
2016-03-17 18:00 | 0.79026 | 0.42043 | 433891
2016-03-17 19:00 | 0.77655 | 0.42063 | 433058
2016-03-17 20:00 | 0.78154 | 0.42222 | 432969
2016-03-17 21:00 | 0.78272 | 0.42391 | 433016
2016-03-17 22:00 | 0.748 | 0.42424 | 431528
2016-03-17 23:00 | 0.59449 | 0.43865 | 434635
2016-03-18 | 0.27421 | 0.49087 | 442171
2016-03-18 01:00 | 0.011316 | 0.51785 | 436010
2016-03-18 02:00 | 0 | 0.52282 | 419733
2016-03-18 03:00 | 0 | 0.51717 | 399149
2016-03-18 04:00 | 0 | 0.49515 | 378574
2016-03-18 05:00 | 0 | 0.4512 | 361172
2016-03-18 06:00 | 0 | 0.40726 | 348755
2016-03-18 07:00 | 0 | 0.37703 | 341577
2016-03-18 08:00 | 0 | 0.36461 | 341671
2016-03-18 09:00 | 0 | 0.35825 | 352041
2016-03-18 10:00 | 0 | 0.35313 | 378131
2016-03-18 11:00 | 0 | 0.34973 | 405393
2016-03-18 12:00 | 0 | 0.34107 | 416764
2016-03-18 13:00 | 0.072862 | 0.32077 | 422899
2016-03-18 14:00 | 0.43518 | 0.39003 | 428495
2016-03-18 15:00 | 0.75057 | 0.40952 | 430735
2016-03-18 16:00 | 0.79603 | 0.40156 | 430355
2016-03-18 17:00 | 0.80112 | 0.39095 | 430978
2016-03-18 18:00 | 0.79018 | 0.38826 | 430776
2016-03-18 19:00 | 0.78163 | 0.39922 | 429869
2016-03-18 20:00 | 0.79105 | 0.42106 | 427879
2016-03-18 21:00 | 0.79668 | 0.44126 | 426015
2016-03-18 22:00 | 0.76915 | 0.45503 | 423443
2016-03-18 23:00 | 0.62519 | 0.46091 | 426392
2016-03-19 | 0.27656 | 0.46484 | 431619
2016-03-19 01:00 | 0.012481 | 0.44399 | 426822
2016-03-19 02:00 | 0 | 0.41875 | 415031
2016-03-19 03:00 | 0 | 0.39998 | 397357
2016-03-19 04:00 | 0 | 0.37616 | 378153
2016-03-19 05:00 | 0 | 0.35257 | 362685
2016-03-19 06:00 | 0 | 0.33756 | 350609
2016-03-19 07:00 | 0 | 0.32685 | 342841
2016-03-19 08:00 | 0 | 0.32 | 340170
2016-03-19 09:00 | 0 | 0.31336 | 342388
2016-03-19 10:00 | 0 | 0.31341 | 351318
2016-03-19 11:00 | 0 | 0.31294 | 364242
2016-03-19 12:00 | 0 | 0.30395 | 379072
2016-03-19 13:00 | 0.11509 | 0.23649 | 393999
2016-03-19 14:00 | 0.4876 | 0.28939 | 404444
2016-03-19 15:00 | 0.77915 | 0.30229 | 407591
2016-03-19 16:00 | 0.81643 | 0.29401 | 406100
2016-03-19 17:00 | 0.81595 | 0.29552 | 401953
2016-03-19 18:00 | 0.79944 | 0.30878 | 396743
2016-03-19 19:00 | 0.78565 | 0.32631 | 392100
2016-03-19 20:00 | 0.78846 | 0.34131 | 390815
2016-03-19 21:00 | 0.78527 | 0.35024 | 392401
2016-03-19 22:00 | 0.74493 | 0.34812 | 394474
2016-03-19 23:00 | 0.57647 | 0.33534 | 401004
2016-03-20 | 0.25255 | 0.40094 | 411271
2016-03-20 01:00 | 0.013666 | 0.46782 | 411596
2016-03-20 02:00 | 0 | 0.46235 | 403284
2016-03-20 03:00 | 0 | 0.43094 | 390083
2016-03-20 04:00 | 0 | 0.39478 | 375309
2016-03-20 05:00 | 0 | 0.37225 | 362490
2016-03-20 06:00 | 0 | 0.3551 | 352719
2016-03-20 07:00 | 0 | 0.34449 | 346932
2016-03-20 08:00 | 0 | 0.3403 | 344382
2016-03-20 09:00 | 0 | 0.33353 | 347241
2016-03-20 10:00 | 0 | 0.32019 | 354367
2016-03-20 11:00 | 0 | 0.30562 | 366569
2016-03-20 12:00 | 0 | 0.27782 | 380362
2016-03-20 13:00 | 0.10565 | 0.1628 | 392900
2016-03-20 14:00 | 0.47482 | 0.13865 | 399596
2016-03-20 15:00 | 0.7565 | 0.11809 | 400534
2016-03-20 16:00 | 0.82762 | 0.10343 | 400810
2016-03-20 17:00 | 0.82344 | 0.088605 | 400102
2016-03-20 18:00 | 0.80854 | 0.080349 | 397444
2016-03-20 19:00 | 0.7974 | 0.078568 | 395478
2016-03-20 20:00 | 0.8028 | 0.079986 | 395877
2016-03-20 21:00 | 0.80291 | 0.080602 | 399662
2016-03-20 22:00 | 0.77442 | 0.076762 | 405572
2016-03-20 23:00 | 0.62439 | 0.10153 | 416082
2016-03-21 | 0.28832 | 0.2049 | 427870
2016-03-21 01:00 | 0.013208 | 0.37275 | 429768
2016-03-21 02:00 | 0 | 0.51933 | 419224
2016-03-21 03:00 | 0 | 0.60119 | 404100
2016-03-21 04:00 | 0 | 0.65206 | 386926
2016-03-21 05:00 | 0 | 0.67689 | 374439
2016-03-21 06:00 | 0 | 0.68924 | 366584
2016-03-21 07:00 | 0 | 0.70114 | 363565
2016-03-21 08:00 | 0 | 0.70856 | 367334
2016-03-21 09:00 | 0 | 0.69639 | 382061
2016-03-21 10:00 | 0 | 0.67715 | 414117
2016-03-21 11:00 | 0 | 0.66263 | 446242
2016-03-21 12:00 | 0 | 0.63804 | 459193
2016-03-21 13:00 | 0.084603 | 0.45243 | 458799
2016-03-21 14:00 | 0.47507 | 0.3878 | 454396
2016-03-21 15:00 | 0.67852 | 0.5317 | 448158
2016-03-21 16:00 | 0.73233 | 0.56957 | 440472
2016-03-21 17:00 | 0.73682 | 0.60291 | 433201
2016-03-21 18:00 | 0.72393 | 0.62105 | 426170
2016-03-21 19:00 | 0.71196 | 0.62974 | 420613
2016-03-21 20:00 | 0.70515 | 0.6337 | 417130
2016-03-21 21:00 | 0.68263 | 0.64065 | 417140
2016-03-21 22:00 | 0.61868 | 0.65108 | 419473
2016-03-21 23:00 | 0.48144 | 0.72125 | 429597
2016-03-22 | 0.20562 | 0.80819 | 443841
2016-03-22 01:00 | 0.013768 | 0.82556 | 443516
2016-03-22 02:00 | 0 | 0.80536 | 429343
2016-03-22 03:00 | 0 | 0.77631 | 409902
2016-03-22 04:00 | 0 | 0.75002 | 391147
2016-03-22 05:00 | 0 | 0.72676 | 378205
2016-03-22 06:00 | 0 | 0.71103 | 369958
2016-03-22 07:00 | 0 | 0.69644 | 367249
2016-03-22 08:00 | 0 | 0.67779 | 370148
2016-03-22 09:00 | 0 | 0.64854 | 384088
2016-03-22 10:00 | 0 | 0.62374 | 415444
2016-03-22 11:00 | 0 | 0.60372 | 444966
2016-03-22 12:00 | 0 | 0.58099 | 452497
2016-03-22 13:00 | 0.06923 | 0.48642 | 447072
2016-03-22 14:00 | 0.39707 | 0.41342 | 440164
2016-03-22 15:00 | 0.6225 | 0.40253 | 433376
2016-03-22 16:00 | 0.70842 | 0.42884 | 426274
2016-03-22 17:00 | 0.72425 | 0.44559 | 419962
2016-03-22 18:00 | 0.72324 | 0.45445 | 415490
2016-03-22 19:00 | 0.71969 | 0.472 | 410986
2016-03-22 20:00 | 0.72235 | 0.49698 | 408946
2016-03-22 21:00 | 0.7125 | 0.52396 | 409661
2016-03-22 22:00 | 0.65709 | 0.55496 | 411033
2016-03-22 23:00 | 0.54225 | 0.61616 | 417740
2016-03-23 | 0.27768 | 0.7139 | 429407
2016-03-23 01:00 | 0.024288 | 0.76447 | 427410
2016-03-23 02:00 | 0 | 0.77784 | 412169
2016-03-23 03:00 | 0 | 0.78309 | 392077
2016-03-23 04:00 | 0 | 0.78837 | 371435
2016-03-23 05:00 | 0 | 0.78503 | 355275
2016-03-23 06:00 | 0 | 0.77687 | 344743
2016-03-23 07:00 | 0 | 0.77337 | 338507
2016-03-23 08:00 | 0 | 0.77586 | 340284
2016-03-23 09:00 | 0 | 0.77125 | 351735
2016-03-23 10:00 | 0 | 0.7618 | 379557
2016-03-23 11:00 | 0 | 0.75988 | 406573
2016-03-23 12:00 | 9.67e-08 | 0.75883 | 417572
2016-03-23 13:00 | 0.097658 | 0.7442 | 420523
2016-03-23 14:00 | 0.43713 | 0.74006 | 423590
2016-03-23 15:00 | 0.69325 | 0.75738 | 423947
2016-03-23 16:00 | 0.78223 | 0.75533 | 421960
2016-03-23 17:00 | 0.78927 | 0.74865 | 421085
2016-03-23 18:00 | 0.7785 | 0.74016 | 420827
2016-03-23 19:00 | 0.76859 | 0.73868 | 420457
2016-03-23 20:00 | 0.77106 | 0.74345 | 421559
2016-03-23 21:00 | 0.76589 | 0.74666 | 423750
2016-03-23 22:00 | 0.73655 | 0.74369 | 424144
2016-03-23 23:00 | 0.61953 | 0.74081 | 428453
2016-03-24 | 0.35409 | 0.73479 | 436285
2016-03-24 01:00 | 0.02771 | 0.72463 | 431813
2016-03-24 02:00 | 0 | 0.70202 | 415184
2016-03-24 03:00 | 0 | 0.68986 | 393248
2016-03-24 04:00 | 0 | 0.69006 | 370780
2016-03-24 05:00 | 0 | 0.71397 | 353765
2016-03-24 06:00 | 0 | 0.74072 | 342199
2016-03-24 07:00 | 0 | 0.74874 | 335265
2016-03-24 08:00 | 0 | 0.74416 | 334414
2016-03-24 09:00 | 0 | 0.73375 | 344570
2016-03-24 10:00 | 0 | 0.71309 | 369985
2016-03-24 11:00 | 0 | 0.6831 | 397052
2016-03-24 12:00 | 2.26e-06 | 0.64913 | 410677
2016-03-24 13:00 | 0.12014 | 0.53282 | 417690
2016-03-24 14:00 | 0.51547 | 0.51032 | 424441
2016-03-24 15:00 | 0.81388 | 0.50454 | 426778
2016-03-24 16:00 | 0.85689 | 0.47485 | 426376
2016-03-24 17:00 | 0.85134 | 0.43961 | 425775
2016-03-24 18:00 | 0.83046 | 0.40342 | 424162
2016-03-24 19:00 | 0.81321 | 0.36747 | 422130
2016-03-24 20:00 | 0.81334 | 0.33007 | 421635
2016-03-24 21:00 | 0.8064 | 0.29549 | 422036
2016-03-24 22:00 | 0.76854 | 0.26655 | 421562
2016-03-24 23:00 | 0.64181 | 0.25429 | 424048
2016-03-25 | 0.33885 | 0.33479 | 429148
2016-03-25 01:00 | 0.029002 | 0.42032 | 426822
2016-03-25 02:00 | 0 | 0.49966 | 411393
2016-03-25 03:00 | 0 | 0.55927 | 391348
2016-03-25 04:00 | 0 | 0.58994 | 370618
2016-03-25 05:00 | 0 | 0.59172 | 353765
2016-03-25 06:00 | 0 | 0.57554 | 342034
2016-03-25 07:00 | 0 | 0.55317 | 335251
2016-03-25 08:00 | 0 | 0.53047 | 334299
2016-03-25 09:00 | 0 | 0.51296 | 340714
2016-03-25 10:00 | 0 | 0.50189 | 358380
2016-03-25 11:00 | 0 | 0.50086 | 380796
2016-03-25 12:00 | 4.3e-06 | 0.48732 | 397205
2016-03-25 13:00 | 0.10721 | 0.32589 | 410507
2016-03-25 14:00 | 0.50987 | 0.29951 | 419029
2016-03-25 15:00 | 0.74584 | 0.45695 | 420350
2016-03-25 16:00 | 0.78028 | 0.47915 | 417424
2016-03-25 17:00 | 0.78702 | 0.46711 | 413151
2016-03-25 18:00 | 0.77783 | 0.45696 | 409258
2016-03-25 19:00 | 0.76559 | 0.4523 | 405291
2016-03-25 20:00 | 0.76501 | 0.45435 | 402461
2016-03-25 21:00 | 0.75487 | 0.47036 | 401640
2016-03-25 22:00 | 0.71053 | 0.49718 | 399619
2016-03-25 23:00 | 0.59164 | 0.55468 | 400658
2016-03-26 | 0.32189 | 0.64549 | 407842
2016-03-26 01:00 | 0.030742 | 0.66823 | 406429
2016-03-26 02:00 | 0 | 0.66325 | 396327
2016-03-26 03:00 | 0 | 0.64395 | 381589
2016-03-26 04:00 | 0 | 0.60896 | 365218
2016-03-26 05:00 | 0 | 0.57102 | 350691
2016-03-26 06:00 | 0 | 0.53582 | 340886
2016-03-26 07:00 | 0 | 0.50615 | 333906
2016-03-26 08:00 | 0 | 0.48604 | 331611
2016-03-26 09:00 | 0 | 0.46936 | 334220
2016-03-26 10:00 | 0 | 0.45182 | 342424
2016-03-26 11:00 | 0 | 0.43857 | 354664
2016-03-26 12:00 | 1.08e-05 | 0.40699 | 369423
2016-03-26 13:00 | 0.099074 | 0.34338 | 382245
2016-03-26 14:00 | 0.48158 | 0.35949 | 389687
2016-03-26 15:00 | 0.75002 | 0.35343 | 391379
2016-03-26 16:00 | 0.78258 | 0.31691 | 389794
2016-03-26 17:00 | 0.7895 | 0.27984 | 385681
2016-03-26 18:00 | 0.77981 | 0.25716 | 381045
2016-03-26 19:00 | 0.76697 | 0.24441 | 378689
2016-03-26 20:00 | 0.76149 | 0.2371 | 378613
2016-03-26 21:00 | 0.74797 | 0.23025 | 380015
2016-03-26 22:00 | 0.70987 | 0.2299 | 382175
2016-03-26 23:00 | 0.59783 | 0.254 | 387402
2016-03-27 | 0.34871 | 0.34118 | 397354
2016-03-27 01:00 | 0.032405 | 0.39886 | 397754
2016-03-27 02:00 | 0 | 0.42624 | 389218
2016-03-27 03:00 | 0 | 0.4471 | 375683
2016-03-27 04:00 | 0 | 0.45505 | 359203
2016-03-27 05:00 | 0 | 0.46959 | 343173
2016-03-27 06:00 | 0 | 0.48635 | 331201
2016-03-27 07:00 | 0 | 0.49493 | 323577
2016-03-27 08:00 | 0 | 0.50239 | 320006
2016-03-27 09:00 | 0 | 0.50656 | 321002
2016-03-27 10:00 | 0 | 0.5027 | 326695
2016-03-27 11:00 | 0 | 0.48262 | 335550
2016-03-27 12:00 | 1.96e-05 | 0.44359 | 350038
2016-03-27 13:00 | 0.17421 | 0.2946 | 364893
2016-03-27 14:00 | 0.53376 | 0.22449 | 373526
2016-03-27 15:00 | 0.75593 | 0.22582 | 376118
2016-03-27 16:00 | 0.82464 | 0.20706 | 376696
2016-03-27 17:00 | 0.83248 | 0.18389 | 374050
2016-03-27 18:00 | 0.81661 | 0.17155 | 369424
2016-03-27 19:00 | 0.80371 | 0.1685 | 366593
2016-03-27 20:00 | 0.80266 | 0.1712 | 365917
2016-03-27 21:00 | 0.79372 | 0.17163 | 366194
2016-03-27 22:00 | 0.75906 | 0.16203 | 369738
2016-03-27 23:00 | 0.6291 | 0.14563 | 378549
2016-03-28 | 0.33293 | 0.17874 | 389831
2016-03-28 01:00 | 0.027293 | 0.26863 | 391812
2016-03-28 02:00 | 0 | 0.39423 | 382930
2016-03-28 03:00 | 0 | 0.51946 | 368065
2016-03-28 04:00 | 0 | 0.61095 | 350485
2016-03-28 05:00 | 0 | 0.65118 | 337077
2016-03-28 06:00 | 0 | 0.66844 | 328173
2016-03-28 07:00 | 0 | 0.667 | 323301
2016-03-28 08:00 | 0 | 0.65077 | 324491
2016-03-28 09:00 | 0 | 0.61352 | 337024
2016-03-28 10:00 | 0 | 0.57211 | 363343
2016-03-28 11:00 | 0 | 0.53721 | 392770
2016-03-28 12:00 | 3.59e-05 | 0.49832 | 410892
2016-03-28 13:00 | 0.15934 | 0.28412 | 421543
2016-03-28 14:00 | 0.45115 | 0.16615 | 429601
2016-03-28 15:00 | 0.62947 | 0.25324 | 432761
2016-03-28 16:00 | 0.67901 | 0.3432 | 432650
2016-03-28 17:00 | 0.69209 | 0.36358 | 432249
2016-03-28 18:00 | 0.68845 | 0.36643 | 431364
2016-03-28 19:00 | 0.67649 | 0.37254 | 429831
2016-03-28 20:00 | 0.66255 | 0.38502 | 428490
2016-03-28 21:00 | 0.63301 | 0.40629 | 429216
2016-03-28 22:00 | 0.57622 | 0.44064 | 428639
2016-03-28 23:00 | 0.45245 | 0.53313 | 430926
2016-03-29 | 0.22162 | 0.72946 | 437328
2016-03-29 01:00 | 0.025598 | 0.81475 | 433906
2016-03-29 02:00 | 0 | 0.84275 | 417820
2016-03-29 03:00 | 0 | 0.84903 | 396910
2016-03-29 04:00 | 0 | 0.83263 | 375069
2016-03-29 05:00 | 0 | 0.80619 | 359006
2016-03-29 06:00 | 0 | 0.77068 | 348076
2016-03-29 07:00 | 0 | 0.72998 | 342509
2016-03-29 08:00 | 0 | 0.69392 | 342496
2016-03-29 09:00 | 0 | 0.66328 | 353594
2016-03-29 10:00 | 0 | 0.64833 | 381057
2016-03-29 11:00 | 0 | 0.6392 | 409016
2016-03-29 12:00 | 2.38e-05 | 0.61178 | 421276
2016-03-29 13:00 | 0.11542 | 0.44337 | 426116
2016-03-29 14:00 | 0.42148 | 0.4269 | 430112
2016-03-29 15:00 | 0.63324 | 0.57523 | 429882
2016-03-29 16:00 | 0.69179 | 0.62286 | 426445
2016-03-29 17:00 | 0.7061 | 0.65843 | 423530
2016-03-29 18:00 | 0.6982 | 0.68548 | 419707
2016-03-29 19:00 | 0.68492 | 0.70206 | 414668
2016-03-29 20:00 | 0.66905 | 0.7107 | 411618
2016-03-29 21:00 | 0.63515 | 0.71961 | 410978
2016-03-29 22:00 | 0.55425 | 0.74026 | 411659
2016-03-29 23:00 | 0.4037 | 0.76524 | 416763
2016-03-30 | 0.21613 | 0.77773 | 428876
2016-03-30 01:00 | 0.028195 | 0.77974 | 426869
2016-03-30 02:00 | 0 | 0.7737 | 411229
2016-03-30 03:00 | 0 | 0.76011 | 391943
2016-03-30 04:00 | 0 | 0.73758 | 373299
2016-03-30 05:00 | 0 | 0.71201 | 358903
2016-03-30 06:00 | 0 | 0.68761 | 348692
2016-03-30 07:00 | 0 | 0.65931 | 343985
2016-03-30 08:00 | 0 | 0.64154 | 345324
2016-03-30 09:00 | 0 | 0.63297 | 354962
2016-03-30 10:00 | 0 | 0.63587 | 382679
2016-03-30 11:00 | 0 | 0.63763 | 409373
2016-03-30 12:00 | 2.25e-05 | 0.62837 | 419980
2016-03-30 13:00 | 0.11639 | 0.51875 | 423396
2016-03-30 14:00 | 0.4599 | 0.48637 | 425989
2016-03-30 15:00 | 0.70717 | 0.50785 | 425878
2016-03-30 16:00 | 0.7562 | 0.53168 | 423641
2016-03-30 17:00 | 0.75533 | 0.5393 | 422023
2016-03-30 18:00 | 0.74534 | 0.54699 | 419795
2016-03-30 19:00 | 0.73461 | 0.54985 | 420096
2016-03-30 20:00 | 0.73137 | 0.55505 | 419362
2016-03-30 21:00 | 0.71963 | 0.56184 | 420230
2016-03-30 22:00 | 0.68629 | 0.5592 | 421131
2016-03-30 23:00 | 0.57512 | 0.56433 | 425611
2016-03-31 | 0.33737 | 0.60333 | 434380
2016-03-31 01:00 | 0.048423 | 0.61564 | 429456
2016-03-31 02:00 | 0 | 0.61699 | 412312
2016-03-31 03:00 | 0 | 0.62069 | 392062
2016-03-31 04:00 | 0 | 0.62931 | 370608
2016-03-31 05:00 | 0 | 0.63467 | 354013
2016-03-31 06:00 | 0 | 0.63147 | 341985
2016-03-31 07:00 | 0 | 0.61948 | 334931
2016-03-31 08:00 | 0 | 0.61723 | 334585
2016-03-31 09:00 | 0 | 0.60244 | 343135
2016-03-31 10:00 | 0 | 0.58083 | 366257
2016-03-31 11:00 | 0 | 0.56716 | 392250
2016-03-31 12:00 | 8.57e-05 | 0.54355 | 405935
2016-03-31 13:00 | 0.17681 | 0.48078 | 415097
2016-03-31 14:00 | 0.51824 | 0.55387 | 424306
2016-03-31 15:00 | 0.7487 | 0.57016 | 429177
2016-03-31 16:00 | 0.80985 | 0.57258 | 430678
2016-03-31 17:00 | 0.80772 | 0.57002 | 432261
2016-03-31 18:00 | 0.78671 | 0.56939 | 433513
2016-03-31 19:00 | 0.76381 | 0.57165 | 433019
2016-03-31 20:00 | 0.74799 | 0.57893 | 433947
2016-03-31 21:00 | 0.7194 | 0.58571 | 435573
2016-03-31 22:00 | 0.65811 | 0.59 | 434337
2016-03-31 23:00 | 0.53924 | 0.58517 | 435426
2016-04-01 | 0.31714 | 0.5966 | 439296
2016-04-01 01:00 | 0.051001 | 0.65921 | 434590
2016-04-01 02:00 | 1.72e-07 | 0.67166 | 417220
2016-04-01 03:00 | 0 | 0.65244 | 396361
2016-04-01 04:00 | 0 | 0.63952 | 373765
2016-04-01 05:00 | 0 | 0.62403 | 355606
2016-04-01 06:00 | 0 | 0.60046 | 342598
2016-04-01 07:00 | 0 | 0.5832 | 334101
2016-04-01 08:00 | 0 | 0.56041 | 332912
2016-04-01 09:00 | 0 | 0.54163 | 340789
2016-04-01 10:00 | 0 | 0.53431 | 363022
2016-04-01 11:00 | 0 | 0.52717 | 389519
2016-04-01 12:00 | 2.88e-05 | 0.48394 | 404981
2016-04-01 13:00 | 0.11849 | 0.42564 | 416209
2016-04-01 14:00 | 0.50643 | 0.53191 | 425683
2016-04-01 15:00 | 0.71205 | 0.55328 | 430139
2016-04-01 16:00 | 0.80358 | 0.53229 | 430453
2016-04-01 17:00 | 0.80649 | 0.52367 | 429766
2016-04-01 18:00 | 0.79711 | 0.53685 | 427550
2016-04-01 19:00 | 0.78676 | 0.57278 | 424573
2016-04-01 20:00 | 0.79112 | 0.6198 | 421807
2016-04-01 21:00 | 0.79026 | 0.65705 | 419340
2016-04-01 22:00 | 0.76968 | 0.661 | 415624
2016-04-01 23:00 | 0.66955 | 0.61496 | 414611
2016-04-02 | 0.43002 | 0.58274 | 419217
2016-04-02 01:00 | 0.057277 | 0.61196 | 416423
2016-04-02 02:00 | 4.28e-07 | 0.6101 | 404928
2016-04-02 03:00 | 0 | 0.62194 | 388010
2016-04-02 04:00 | 0 | 0.63792 | 368271
2016-04-02 05:00 | 0 | 0.64176 | 353021
2016-04-02 06:00 | 0 | 0.64462 | 341050
2016-04-02 07:00 | 0 | 0.65186 | 332783
2016-04-02 08:00 | 0 | 0.66623 | 329988
2016-04-02 09:00 | 0 | 0.68346 | 333243
2016-04-02 10:00 | 0 | 0.70578 | 342208
2016-04-02 11:00 | 0 | 0.72345 | 355236
2016-04-02 12:00 | 0.00010103 | 0.70906 | 369959
2016-04-02 13:00 | 0.17573 | 0.4925 | 384596
2016-04-02 14:00 | 0.59396 | 0.37497 | 393724
2016-04-02 15:00 | 0.78576 | 0.42251 | 396754
2016-04-02 16:00 | 0.87259 | 0.47457 | 394001
2016-04-02 17:00 | 0.8741 | 0.45233 | 389895
2016-04-02 18:00 | 0.8589 | 0.41807 | 385511
2016-04-02 19:00 | 0.84832 | 0.3895 | 381717
2016-04-02 20:00 | 0.85337 | 0.37077 | 380927
2016-04-02 21:00 | 0.85416 | 0.35297 | 382002
2016-04-02 22:00 | 0.82824 | 0.33309 | 383591
2016-04-02 23:00 | 0.71102 | 0.29737 | 388056
2016-04-03 | 0.42536 | 0.32238 | 397214
2016-04-03 01:00 | 0.055891 | 0.38622 | 399248
2016-04-03 02:00 | 7.32e-08 | 0.47334 | 390446
2016-04-03 03:00 | 0 | 0.58523 | 377150
2016-04-03 04:00 | 0 | 0.72924 | 361280
2016-04-03 05:00 | 0 | 0.81261 | 347844
2016-04-03 06:00 | 0 | 0.8602 | 338151
2016-04-03 07:00 | 0 | 0.88614 | 332824
2016-04-03 08:00 | 0 | 0.89528 | 331348
2016-04-03 09:00 | 0 | 0.88984 | 333588
2016-04-03 10:00 | 0 | 0.87702 | 341431
2016-04-03 11:00 | 0 | 0.86846 | 351983
2016-04-03 12:00 | 9.98e-05 | 0.83597 | 364633
2016-04-03 13:00 | 0.17905 | 0.57106 | 374386
2016-04-03 14:00 | 0.56789 | 0.42557 | 378868
2016-04-03 15:00 | 0.74745 | 0.56184 | 378196
2016-04-03 16:00 | 0.84739 | 0.65207 | 377267
2016-04-03 17:00 | 0.84977 | 0.6765 | 375638
2016-04-03 18:00 | 0.83207 | 0.68132 | 373692
2016-04-03 19:00 | 0.81972 | 0.68431 | 372138
2016-04-03 20:00 | 0.82077 | 0.68366 | 374893
2016-04-03 21:00 | 0.81629 | 0.68391 | 380097
2016-04-03 22:00 | 0.77984 | 0.67603 | 386300
2016-04-03 23:00 | 0.65318 | 0.67566 | 393963
2016-04-04 | 0.38197 | 0.70953 | 405691
2016-04-04 01:00 | 0.048543 | 0.75585 | 406544
2016-04-04 02:00 | 2.43e-06 | 0.75368 | 393610
2016-04-04 03:00 | 0 | 0.71619 | 376446
2016-04-04 04:00 | 0 | 0.65417 | 357190
2016-04-04 05:00 | 0 | 0.58642 | 342504
2016-04-04 06:00 | 0 | 0.53003 | 332944
2016-04-04 07:00 | 0 | 0.48581 | 327624
2016-04-04 08:00 | 0 | 0.45391 | 328757
2016-04-04 09:00 | 0 | 0.42258 | 342155
2016-04-04 10:00 | 0 | 0.40122 | 371782
2016-04-04 11:00 | 0 | 0.39269 | 399995
2016-04-04 12:00 | 0.00010661 | 0.34851 | 411957
2016-04-04 13:00 | 0.22007 | 0.19413 | 417396
2016-04-04 14:00 | 0.51159 | 0.12219 | 422326
2016-04-04 15:00 | 0.70158 | 0.13833 | 424961
2016-04-04 16:00 | 0.79367 | 0.15075 | 426317
2016-04-04 17:00 | 0.80543 | 0.14297 | 428527
2016-04-04 18:00 | 0.79267 | 0.14008 | 430624
2016-04-04 19:00 | 0.78025 | 0.14504 | 432786
2016-04-04 20:00 | 0.77527 | 0.15647 | 436918
2016-04-04 21:00 | 0.75925 | 0.17012 | 441503
2016-04-04 22:00 | 0.70977 | 0.19388 | 444042
2016-04-04 23:00 | 0.59772 | 0.26271 | 445816
2016-04-05 | 0.35436 | 0.53783 | 451312
2016-04-05 01:00 | 0.058307 | 0.72267 | 446412
2016-04-05 02:00 | 4.72e-06 | 0.80118 | 427575
2016-04-05 03:00 | 0 | 0.83682 | 404221
2016-04-05 04:00 | 0 | 0.85382 | 382051
2016-04-05 05:00 | 0 | 0.85653 | 364334
2016-04-05 06:00 | 0 | 0.84564 | 352651
2016-04-05 07:00 | 0 | 0.82941 | 345982
2016-04-05 08:00 | 0 | 0.81685 | 346231
2016-04-05 09:00 | 0 | 0.79776 | 359065
2016-04-05 10:00 | 0 | 0.78683 | 388043
2016-04-05 11:00 | 0 | 0.78126 | 415330
2016-04-05 12:00 | 0.0001286 | 0.74126 | 425343
2016-04-05 13:00 | 0.20167 | 0.60423 | 429582
2016-04-05 14:00 | 0.55182 | 0.64645 | 433786
2016-04-05 15:00 | 0.74602 | 0.78578 | 434652
2016-04-05 16:00 | 0.83219 | 0.82691 | 433606
2016-04-05 17:00 | 0.82441 | 0.81718 | 433699
2016-04-05 18:00 | 0.80344 | 0.8147 | 433874
2016-04-05 19:00 | 0.78887 | 0.81738 | 434463
2016-04-05 20:00 | 0.78866 | 0.81742 | 436496
2016-04-05 21:00 | 0.78236 | 0.82444 | 440088
2016-04-05 22:00 | 0.74996 | 0.83566 | 442738
2016-04-05 23:00 | 0.63945 | 0.84208 | 446832
2016-04-06 | 0.3941 | 0.85733 | 457670
2016-04-06 01:00 | 0.062109 | 0.85712 | 455270
2016-04-06 02:00 | 8.92e-06 | 0.8534 | 437545
2016-04-06 03:00 | 0 | 0.8522 | 414687
2016-04-06 04:00 | 0 | 0.84169 | 394336
2016-04-06 05:00 | 0 | 0.82836 | 377399
2016-04-06 06:00 | 0 | 0.82141 | 365727
2016-04-06 07:00 | 0 | 0.81901 | 359665
2016-04-06 08:00 | 0 | 0.81459 | 359740
2016-04-06 09:00 | 0 | 0.8111 | 370546
2016-04-06 10:00 | 0 | 0.80653 | 398678
2016-04-06 11:00 | 0 | 0.80685 | 423477
2016-04-06 12:00 | 0.00015019 | 0.78205 | 429642
2016-04-06 13:00 | 0.21234 | 0.66023 | 430930
2016-04-06 14:00 | 0.5942 | 0.75148 | 432890
2016-04-06 15:00 | 0.7966 | 0.7839 | 432338
2016-04-06 16:00 | 0.86568 | 0.77144 | 430134
2016-04-06 17:00 | 0.87043 | 0.76529 | 429355
2016-04-06 18:00 | 0.85462 | 0.7634 | 429714
2016-04-06 19:00 | 0.84124 | 0.76361 | 429632
2016-04-06 20:00 | 0.84157 | 0.76229 | 432251
2016-04-06 21:00 | 0.83644 | 0.75296 | 435366
2016-04-06 22:00 | 0.80668 | 0.72749 | 438344
2016-04-06 23:00 | 0.68773 | 0.6696 | 443182
2016-04-07 | 0.41791 | 0.62558 | 448526
2016-04-07 01:00 | 0.058264 | 0.57415 | 443024
2016-04-07 02:00 | 9.22e-06 | 0.54059 | 424750
2016-04-07 03:00 | 0 | 0.54152 | 401619
2016-04-07 04:00 | 0 | 0.57265 | 378658
2016-04-07 05:00 | 0 | 0.61934 | 361094
2016-04-07 06:00 | 0 | 0.67869 | 348949
2016-04-07 07:00 | 0 | 0.71883 | 342122
2016-04-07 08:00 | 0 | 0.73334 | 341886
2016-04-07 09:00 | 0 | 0.74586 | 350117
2016-04-07 10:00 | 0 | 0.7553 | 376991
2016-04-07 11:00 | 0 | 0.75134 | 403392
2016-04-07 12:00 | 0.00018077 | 0.70288 | 414841
2016-04-07 13:00 | 0.18455 | 0.51539 | 421774
2016-04-07 14:00 | 0.45268 | 0.57038 | 428430
2016-04-07 15:00 | 0.61169 | 0.67892 | 431891
2016-04-07 16:00 | 0.69391 | 0.69699 | 433514
2016-04-07 17:00 | 0.71785 | 0.69419 | 435105
2016-04-07 18:00 | 0.71653 | 0.69293 | 436583
2016-04-07 19:00 | 0.70349 | 0.69456 | 438358
2016-04-07 20:00 | 0.69156 | 0.69829 | 441584
2016-04-07 21:00 | 0.66178 | 0.70206 | 444346
2016-04-07 22:00 | 0.59484 | 0.70377 | 443858
2016-04-07 23:00 | 0.46479 | 0.70405 | 443415
2016-04-08 | 0.26294 | 0.73273 | 447159
2016-04-08 01:00 | 0.034304 | 0.81498 | 442404
2016-04-08 02:00 | 6.17e-06 | 0.79935 | 424868
2016-04-08 03:00 | 0 | 0.74673 | 402749
2016-04-08 04:00 | 0 | 0.66113 | 380965
2016-04-08 05:00 | 0 | 0.57212 | 363625
2016-04-08 06:00 | 0 | 0.49886 | 351875
2016-04-08 07:00 | 0 | 0.45246 | 345250
2016-04-08 08:00 | 0 | 0.42976 | 345398
2016-04-08 09:00 | 0 | 0.41255 | 355321
2016-04-08 10:00 | 0 | 0.40299 | 380433
2016-04-08 11:00 | 0 | 0.40403 | 404672
2016-04-08 12:00 | 0.00019621 | 0.37346 | 414752
2016-04-08 13:00 | 0.13043 | 0.28726 | 420576
2016-04-08 14:00 | 0.32893 | 0.35974 | 426123
2016-04-08 15:00 | 0.47923 | 0.40847 | 429033
2016-04-08 16:00 | 0.56504 | 0.40638 | 428742
2016-04-08 17:00 | 0.60355 | 0.39529 | 428449
2016-04-08 18:00 | 0.60945 | 0.38606 | 428302
2016-04-08 19:00 | 0.60158 | 0.37855 | 426825
2016-04-08 20:00 | 0.58587 | 0.3712 | 426716
2016-04-08 21:00 | 0.54238 | 0.36412 | 426130
2016-04-08 22:00 | 0.47103 | 0.35499 | 423852
2016-04-08 23:00 | 0.34663 | 0.34678 | 422141
2016-04-09 | 0.18013 | 0.40102 | 427867
2016-04-09 01:00 | 0.017252 | 0.58222 | 426624
2016-04-09 02:00 | 9.18e-08 | 0.65128 | 415274
2016-04-09 03:00 | 0 | 0.6558 | 399143
2016-04-09 04:00 | 0 | 0.62961 | 381061
2016-04-09 05:00 | 0 | 0.60126 | 367048
2016-04-09 06:00 | 0 | 0.58213 | 356187
2016-04-09 07:00 | 0 | 0.56636 | 349844
2016-04-09 08:00 | 0 | 0.55456 | 347363
2016-04-09 09:00 | 0 | 0.53678 | 351170
2016-04-09 10:00 | 0 | 0.52376 | 359217
2016-04-09 11:00 | 0 | 0.51988 | 369960
2016-04-09 12:00 | 0.0002203 | 0.50067 | 383239
2016-04-09 13:00 | 0.16668 | 0.49479 | 394503
2016-04-09 14:00 | 0.43552 | 0.50625 | 402159
2016-04-09 15:00 | 0.61325 | 0.53502 | 404535
2016-04-09 16:00 | 0.6776 | 0.56914 | 403425
2016-04-09 17:00 | 0.68742 | 0.60684 | 401764
2016-04-09 18:00 | 0.68223 | 0.64243 | 399211
2016-04-09 19:00 | 0.67524 | 0.67793 | 396576
2016-04-09 20:00 | 0.66736 | 0.70616 | 396480
2016-04-09 21:00 | 0.6397 | 0.73082 | 396600
2016-04-09 22:00 | 0.57814 | 0.74874 | 397334
2016-04-09 23:00 | 0.46216 | 0.76334 | 400185
2016-04-10 | 0.26481 | 0.82262 | 410290
2016-04-10 01:00 | 0.025691 | 0.88353 | 412863
2016-04-10 02:00 | 1.24e-07 | 0.91312 | 404305
2016-04-10 03:00 | 0 | 0.91207 | 391068
2016-04-10 04:00 | 0 | 0.8937 | 376051
2016-04-10 05:00 | 0 | 0.87162 | 363926
2016-04-10 06:00 | 0 | 0.84217 | 354621
2016-04-10 07:00 | 0 | 0.81261 | 348915
2016-04-10 08:00 | 0 | 0.78544 | 347315
2016-04-10 09:00 | 0 | 0.76987 | 348954
2016-04-10 10:00 | 0 | 0.75326 | 354885
2016-04-10 11:00 | 0 | 0.73253 | 362477
2016-04-10 12:00 | 0.0004577 | 0.64839 | 371109
2016-04-10 13:00 | 0.21617 | 0.51696 | 379666
2016-04-10 14:00 | 0.47058 | 0.58866 | 385109
2016-04-10 15:00 | 0.64559 | 0.62437 | 386806
2016-04-10 16:00 | 0.70336 | 0.61651 | 388802
2016-04-10 17:00 | 0.70245 | 0.59713 | 388882
2016-04-10 18:00 | 0.68632 | 0.5822 | 388785
2016-04-10 19:00 | 0.66099 | 0.57585 | 388616
2016-04-10 20:00 | 0.63296 | 0.57706 | 391078
2016-04-10 21:00 | 0.5837 | 0.58005 | 395313
2016-04-10 22:00 | 0.49806 | 0.58817 | 399719
2016-04-10 23:00 | 0.37786 | 0.61608 | 405711
2016-04-11 | 0.20409 | 0.68183 | 416358
2016-04-11 01:00 | 0.041129 | 0.72508 | 415376
2016-04-11 02:00 | 1.79e-06 | 0.69799 | 401510
2016-04-11 03:00 | 0 | 0.65286 | 383794
2016-04-11 04:00 | 0 | 0.62684 | 365234
2016-04-11 05:00 | 0 | 0.6089 | 350424
2016-04-11 06:00 | 0 | 0.60477 | 340447
2016-04-11 07:00 | 0 | 0.58893 | 335183
2016-04-11 08:00 | 0 | 0.57633 | 337219
2016-04-11 09:00 | 0 | 0.5399 | 348728
2016-04-11 10:00 | 0 | 0.49536 | 376332
2016-04-11 11:00 | 0 | 0.4863 | 402260
2016-04-11 12:00 | 0.0003739 | 0.42693 | 414026
2016-04-11 13:00 | 0.20326 | 0.42161 | 421216
2016-04-11 14:00 | 0.48129 | 0.46264 | 427489
2016-04-11 15:00 | 0.67303 | 0.45591 | 430492
2016-04-11 16:00 | 0.74956 | 0.42682 | 430721
2016-04-11 17:00 | 0.75109 | 0.39298 | 431134
2016-04-11 18:00 | 0.73532 | 0.36103 | 431481
2016-04-11 19:00 | 0.72218 | 0.33781 | 431842
2016-04-11 20:00 | 0.71725 | 0.32411 | 432855
2016-04-11 21:00 | 0.70064 | 0.31103 | 434795
2016-04-11 22:00 | 0.65612 | 0.29475 | 434879
2016-04-11 23:00 | 0.54715 | 0.27291 | 435622
2016-04-12 | 0.34327 | 0.30642 | 440493
2016-04-12 01:00 | 0.070271 | 0.44416 | 436390
2016-04-12 02:00 | 1.99e-05 | 0.52991 | 419168
2016-04-12 03:00 | 0 | 0.52932 | 396397
2016-04-12 04:00 | 0 | 0.51495 | 375364
2016-04-12 05:00 | 0 | 0.49538 | 357673
2016-04-12 06:00 | 0 | 0.46568 | 345682
2016-04-12 07:00 | 0 | 0.4359 | 339401
2016-04-12 08:00 | 0 | 0.41818 | 339616
2016-04-12 09:00 | 0 | 0.41676 | 349814
2016-04-12 10:00 | 0 | 0.41895 | 376869
2016-04-12 11:00 | 0 | 0.41919 | 402783
2016-04-12 12:00 | 0.00089368 | 0.3705 | 414108
2016-04-12 13:00 | 0.17864 | 0.23714 | 420206
2016-04-12 14:00 | 0.49726 | 0.28421 | 426478
2016-04-12 15:00 | 0.66926 | 0.31718 | 428627
2016-04-12 16:00 | 0.72638 | 0.31635 | 428801
2016-04-12 17:00 | 0.7205 | 0.30342 | 429079
2016-04-12 18:00 | 0.70355 | 0.28778 | 428016
2016-04-12 19:00 | 0.68628 | 0.27533 | 426659
2016-04-12 20:00 | 0.67266 | 0.26442 | 426407
2016-04-12 21:00 | 0.64645 | 0.25433 | 426789
2016-04-12 22:00 | 0.60005 | 0.24895 | 425314
2016-04-12 23:00 | 0.49889 | 0.27171 | 426837
2016-04-13 | 0.33825 | 0.39039 | 437655
2016-04-13 01:00 | 0.085677 | 0.5207 | 436961
2016-04-13 02:00 | 2.04e-05 | 0.54957 | 419995
2016-04-13 03:00 | 0 | 0.54558 | 397238
2016-04-13 04:00 | 0 | 0.53766 | 376195
2016-04-13 05:00 | 0 | 0.5279 | 360619
2016-04-13 06:00 | 0 | 0.51844 | 349758
2016-04-13 07:00 | 0 | 0.49861 | 344004
2016-04-13 08:00 | 0 | 0.47599 | 343734
2016-04-13 09:00 | 0 | 0.45023 | 355247
2016-04-13 10:00 | 0 | 0.41998 | 383845
2016-04-13 11:00 | 0 | 0.39182 | 408309
2016-04-13 12:00 | 0.0020192 | 0.315 | 416018
2016-04-13 13:00 | 0.22167 | 0.15617 | 419496
2016-04-13 14:00 | 0.56059 | 0.13761 | 422022
2016-04-13 15:00 | 0.72045 | 0.20522 | 422677
2016-04-13 16:00 | 0.78642 | 0.22584 | 421635
2016-04-13 17:00 | 0.78653 | 0.22622 | 421421
2016-04-13 18:00 | 0.77901 | 0.23298 | 420318
2016-04-13 19:00 | 0.77395 | 0.24309 | 419147
2016-04-13 20:00 | 0.77322 | 0.2514 | 419580
2016-04-13 21:00 | 0.76472 | 0.25162 | 420450
2016-04-13 22:00 | 0.72679 | 0.25585 | 420714
2016-04-13 23:00 | 0.6212 | 0.29751 | 423466
2016-04-14 | 0.42727 | 0.47007 | 433333
2016-04-14 01:00 | 0.10057 | 0.64702 | 431857
2016-04-14 02:00 | 6.1e-05 | 0.7007 | 415238
2016-04-14 03:00 | 0 | 0.69854 | 393102
2016-04-14 04:00 | 0 | 0.68032 | 373006
2016-04-14 05:00 | 0 | 0.65008 | 358223
2016-04-14 06:00 | 0 | 0.60878 | 347343
2016-04-14 07:00 | 0 | 0.56162 | 341993
2016-04-14 08:00 | 0 | 0.51381 | 341746
2016-04-14 09:00 | 0 | 0.46433 | 352742
2016-04-14 10:00 | 0 | 0.42398 | 380747
2016-04-14 11:00 | 0 | 0.39349 | 404590
2016-04-14 12:00 | 0.0011141 | 0.32985 | 413020
2016-04-14 13:00 | 0.27098 | 0.20115 | 416572
2016-04-14 14:00 | 0.60336 | 0.22237 | 420562
2016-04-14 15:00 | 0.75834 | 0.32117 | 422502
2016-04-14 16:00 | 0.83644 | 0.37763 | 423006
2016-04-14 17:00 | 0.83717 | 0.42074 | 424556
2016-04-14 18:00 | 0.82043 | 0.46297 | 425327
2016-04-14 19:00 | 0.80748 | 0.50692 | 425102
2016-04-14 20:00 | 0.80453 | 0.54742 | 425819
2016-04-14 21:00 | 0.79345 | 0.57883 | 426379
2016-04-14 22:00 | 0.75339 | 0.60199 | 425115
2016-04-14 23:00 | 0.65115 | 0.6402 | 426133
2016-04-15 | 0.43706 | 0.74127 | 434114
2016-04-15 01:00 | 0.111 | 0.83564 | 432498
2016-04-15 02:00 | 7.57e-05 | 0.84661 | 415650
2016-04-15 03:00 | 0 | 0.85185 | 394724
2016-04-15 04:00 | 0 | 0.84843 | 372955
2016-04-15 05:00 | 0 | 0.84553 | 354842
2016-04-15 06:00 | 0 | 0.83761 | 343301
2016-04-15 07:00 | 0 | 0.82272 | 337169
2016-04-15 08:00 | 0 | 0.79571 | 336380
2016-04-15 09:00 | 0 | 0.76189 | 347158
2016-04-15 10:00 | 0 | 0.73294 | 373539
2016-04-15 11:00 | 0 | 0.69513 | 396502
2016-04-15 12:00 | 0.0034037 | 0.58862 | 405688
2016-04-15 13:00 | 0.16054 | 0.52357 | 412042
2016-04-15 14:00 | 0.49417 | 0.61771 | 416745
2016-04-15 15:00 | 0.66086 | 0.66046 | 418833
2016-04-15 16:00 | 0.71855 | 0.64688 | 418523
2016-04-15 17:00 | 0.73569 | 0.63721 | 418123
2016-04-15 18:00 | 0.73355 | 0.64283 | 418358
2016-04-15 19:00 | 0.7183 | 0.65924 | 418101
2016-04-15 20:00 | 0.70388 | 0.67938 | 417358
2016-04-15 21:00 | 0.67667 | 0.69481 | 416596
2016-04-15 22:00 | 0.62613 | 0.701 | 413276
2016-04-15 23:00 | 0.53397 | 0.7115 | 410671
2016-04-16 | 0.37749 | 0.75017 | 414985
2016-04-16 01:00 | 0.12231 | 0.76881 | 414242
2016-04-16 02:00 | 0.00010106 | 0.75455 | 400649
2016-04-16 03:00 | 0 | 0.7585 | 382895
2016-04-16 04:00 | 0 | 0.75312 | 363855
2016-04-16 05:00 | 0 | 0.74624 | 347496
2016-04-16 06:00 | 0 | 0.73845 | 335417
2016-04-16 07:00 | 0 | 0.72318 | 327825
2016-04-16 08:00 | 0 | 0.71209 | 325337
2016-04-16 09:00 | 0 | 0.69997 | 327933
2016-04-16 10:00 | 0 | 0.68916 | 334746
2016-04-16 11:00 | 0 | 0.67881 | 344307
2016-04-16 12:00 | 0.0018635 | 0.60224 | 357102
2016-04-16 13:00 | 0.16762 | 0.57339 | 369331
2016-04-16 14:00 | 0.49969 | 0.63968 | 378117
2016-04-16 15:00 | 0.68417 | 0.6657 | 382861
2016-04-16 16:00 | 0.77828 | 0.68096 | 385141
2016-04-16 17:00 | 0.79122 | 0.69603 | 384341
2016-04-16 18:00 | 0.78715 | 0.70127 | 383770
2016-04-16 19:00 | 0.77712 | 0.70726 | 384101
2016-04-16 20:00 | 0.76714 | 0.70909 | 385462
2016-04-16 21:00 | 0.73931 | 0.7046 | 387085
2016-04-16 22:00 | 0.69085 | 0.68456 | 388102
2016-04-16 23:00 | 0.5908 | 0.65556 | 388037
2016-04-17 | 0.41113 | 0.65742 | 394464
2016-04-17 01:00 | 0.12968 | 0.66258 | 395190
2016-04-17 02:00 | 0.00012548 | 0.65354 | 384800
2016-04-17 03:00 | 0 | 0.64388 | 369347
2016-04-17 04:00 | 0 | 0.6317 | 351753
2016-04-17 05:00 | 0 | 0.61951 | 335850
2016-04-17 06:00 | 0 | 0.59545 | 324047
2016-04-17 07:00 | 0 | 0.57998 | 316631
2016-04-17 08:00 | 0 | 0.55458 | 313590
2016-04-17 09:00 | 0 | 0.51766 | 314738
2016-04-17 10:00 | 0 | 0.49117 | 318416
2016-04-17 11:00 | 0 | 0.45082 | 324666
2016-04-17 12:00 | 0.0023684 | 0.37376 | 336399
2016-04-17 13:00 | 0.19901 | 0.3534 | 348917
2016-04-17 14:00 | 0.54587 | 0.38593 | 357864
2016-04-17 15:00 | 0.70405 | 0.37404 | 363985
2016-04-17 16:00 | 0.80505 | 0.34147 | 369659
2016-04-17 17:00 | 0.82717 | 0.31923 | 373861
2016-04-17 18:00 | 0.8196 | 0.30737 | 377212
2016-04-17 19:00 | 0.80761 | 0.29301 | 380218
2016-04-17 20:00 | 0.80133 | 0.27275 | 385045
2016-04-17 21:00 | 0.7881 | 0.25564 | 391181
2016-04-17 22:00 | 0.74844 | 0.24939 | 396115
2016-04-17 23:00 | 0.63914 | 0.26376 | 399850
2016-04-18 | 0.43835 | 0.29972 | 409894
2016-04-18 01:00 | 0.13075 | 0.35169 | 410275
2016-04-18 02:00 | 0.00016177 | 0.38179 | 394431
2016-04-18 03:00 | 0 | 0.37136 | 373893
2016-04-18 04:00 | 0 | 0.34897 | 352812
2016-04-18 05:00 | 0 | 0.32591 | 335936
2016-04-18 06:00 | 0 | 0.31165 | 324461
2016-04-18 07:00 | 0 | 0.29576 | 317564
2016-04-18 08:00 | 0 | 0.28894 | 318785
2016-04-18 09:00 | 0 | 0.28546 | 330821
2016-04-18 10:00 | 0 | 0.28392 | 355668
2016-04-18 11:00 | 0 | 0.28355 | 379602
2016-04-18 12:00 | 0.0039937 | 0.25881 | 393054
2016-04-18 13:00 | 0.20565 | 0.26826 | 402340
2016-04-18 14:00 | 0.57841 | 0.26439 | 411514
2016-04-18 15:00 | 0.72253 | 0.24316 | 418575
2016-04-18 16:00 | 0.81743 | 0.23485 | 423926
2016-04-18 17:00 | 0.82913 | 0.23474 | 430108
2016-04-18 18:00 | 0.81733 | 0.24487 | 435650
2016-04-18 19:00 | 0.80246 | 0.25626 | 440894
2016-04-18 20:00 | 0.79279 | 0.25729 | 446123
2016-04-18 21:00 | 0.77718 | 0.24831 | 449708
2016-04-18 22:00 | 0.73503 | 0.24298 | 449607
2016-04-18 23:00 | 0.62733 | 0.24166 | 447482
2016-04-19 | 0.45737 | 0.25322 | 451741
2016-04-19 01:00 | 0.13595 | 0.30336 | 445831
2016-04-19 02:00 | 0.00019696 | 0.32861 | 423020
2016-04-19 03:00 | 0 | 0.32991 | 395905
2016-04-19 04:00 | 0 | 0.31199 | 370617
2016-04-19 05:00 | 0 | 0.28243 | 351081
2016-04-19 06:00 | 0 | 0.25672 | 335723
2016-04-19 07:00 | 0 | 0.22886 | 326292
2016-04-19 08:00 | 0 | 0.20421 | 324772
2016-04-19 09:00 | 0 | 0.18541 | 334201
2016-04-19 10:00 | 0 | 0.17092 | 357981
2016-04-19 11:00 | 0 | 0.16268 | 381298
2016-04-19 12:00 | 0.0025503 | 0.13141 | 394412
2016-04-19 13:00 | 0.19967 | 0.084687 | 403745
2016-04-19 14:00 | 0.51691 | 0.073524 | 412923
2016-04-19 15:00 | 0.70402 | 0.071202 | 420240
2016-04-19 16:00 | 0.78971 | 0.068328 | 426487
2016-04-19 17:00 | 0.80875 | 0.064811 | 433092
2016-04-19 18:00 | 0.8013 | 0.06398 | 439811
2016-04-19 19:00 | 0.79386 | 0.0648 | 444448
2016-04-19 20:00 | 0.79602 | 0.066871 | 449010
2016-04-19 21:00 | 0.78923 | 0.068844 | 451693
2016-04-19 22:00 | 0.7531 | 0.070701 | 450937
2016-04-19 23:00 | 0.65162 | 0.076637 | 448986
2016-04-20 | 0.46275 | 0.11121 | 453335
2016-04-20 01:00 | 0.12176 | 0.1861 | 447800
2016-04-20 02:00 | 0.00020668 | 0.23402 | 425207
2016-04-20 03:00 | 0 | 0.25121 | 398341
2016-04-20 04:00 | 0 | 0.25187 | 373790
2016-04-20 05:00 | 0 | 0.23794 | 354341
2016-04-20 06:00 | 0 | 0.21691 | 338967
2016-04-20 07:00 | 0 | 0.19507 | 329453
2016-04-20 08:00 | 0 | 0.17677 | 327697
2016-04-20 09:00 | 0 | 0.15895 | 335851
2016-04-20 10:00 | 0 | 0.14882 | 359277
2016-04-20 11:00 | 0 | 0.1469 | 381420
2016-04-20 12:00 | 0.0076499 | 0.1287 | 393612
2016-04-20 13:00 | 0.25342 | 0.096273 | 402045
2016-04-20 14:00 | 0.59384 | 0.098729 | 411489
2016-04-20 15:00 | 0.78705 | 0.11934 | 418261
2016-04-20 16:00 | 0.84991 | 0.13554 | 423595
2016-04-20 17:00 | 0.85635 | 0.14932 | 429865
2016-04-20 18:00 | 0.84193 | 0.16239 | 436060
2016-04-20 19:00 | 0.82932 | 0.1747 | 441806
2016-04-20 20:00 | 0.82803 | 0.1867 | 446836
2016-04-20 21:00 | 0.82069 | 0.19561 | 450042
2016-04-20 22:00 | 0.78901 | 0.19791 | 449574
2016-04-20 23:00 | 0.70119 | 0.1966 | 447815
2016-04-21 | 0.51878 | 0.23991 | 452475
2016-04-21 01:00 | 0.14967 | 0.31865 | 446707
2016-04-21 02:00 | 0.00035987 | 0.3468 | 424801
2016-04-21 03:00 | 0 | 0.34644 | 397449
2016-04-21 04:00 | 0 | 0.34975 | 372952
2016-04-21 05:00 | 0 | 0.3716 | 353450
2016-04-21 06:00 | 0 | 0.40424 | 339040
2016-04-21 07:00 | 0 | 0.42997 | 329104
2016-04-21 08:00 | 0 | 0.44773 | 328157
2016-04-21 09:00 | 0 | 0.46039 | 338269
2016-04-21 10:00 | 0 | 0.47882 | 361209
2016-04-21 11:00 | 0 | 0.49419 | 383770
2016-04-21 12:00 | 0.0057635 | 0.4099 | 396389
2016-04-21 13:00 | 0.29094 | 0.24134 | 406990
2016-04-21 14:00 | 0.62382 | 0.25667 | 416456
2016-04-21 15:00 | 0.79042 | 0.34257 | 422710
2016-04-21 16:00 | 0.85117 | 0.34891 | 427217
2016-04-21 17:00 | 0.85791 | 0.33697 | 432716
2016-04-21 18:00 | 0.84725 | 0.32441 | 438091
2016-04-21 19:00 | 0.8392 | 0.31646 | 441494
2016-04-21 20:00 | 0.84043 | 0.31259 | 445199
2016-04-21 21:00 | 0.83705 | 0.30897 | 446943
2016-04-21 22:00 | 0.80688 | 0.3029 | 444527
2016-04-21 23:00 | 0.71734 | 0.2789 | 442859
2016-04-22 | 0.533 | 0.3117 | 447196
2016-04-22 01:00 | 0.14704 | 0.44325 | 441770
2016-04-22 02:00 | 0.00042381 | 0.51347 | 422572
2016-04-22 03:00 | 0 | 0.53304 | 397667
2016-04-22 04:00 | 0 | 0.52236 | 372324
2016-04-22 05:00 | 0 | 0.49208 | 351972
2016-04-22 06:00 | 0 | 0.4536 | 337193
2016-04-22 07:00 | 0 | 0.42063 | 328530
2016-04-22 08:00 | 0 | 0.40198 | 326530
2016-04-22 09:00 | 0 | 0.39325 | 334964
2016-04-22 10:00 | 0 | 0.39244 | 357619
2016-04-22 11:00 | 0 | 0.3901 | 379900
2016-04-22 12:00 | 0.0071985 | 0.31451 | 394673
2016-04-22 13:00 | 0.3186 | 0.16989 | 406988
2016-04-22 14:00 | 0.60393 | 0.15033 | 418460
2016-04-22 15:00 | 0.7448 | 0.18001 | 427657
2016-04-22 16:00 | 0.7991 | 0.18271 | 433658
2016-04-22 17:00 | 0.80224 | 0.18586 | 439032
2016-04-22 18:00 | 0.78745 | 0.1943 | 442216
2016-04-22 19:00 | 0.77165 | 0.20443 | 444884
2016-04-22 20:00 | 0.76142 | 0.2144 | 446311
2016-04-22 21:00 | 0.73514 | 0.2274 | 444810
2016-04-22 22:00 | 0.67917 | 0.25186 | 438929
2016-04-22 23:00 | 0.58154 | 0.29567 | 432558
2016-04-23 | 0.39862 | 0.43193 | 430109
2016-04-23 01:00 | 0.10456 | 0.62344 | 425116
2016-04-23 02:00 | 0.00049221 | 0.71065 | 409918
2016-04-23 03:00 | 0 | 0.75652 | 389115
2016-04-23 04:00 | 0 | 0.77366 | 367121
2016-04-23 05:00 | 0 | 0.77071 | 349095
2016-04-23 06:00 | 0 | 0.75028 | 334518
2016-04-23 07:00 | 0 | 0.72311 | 324061
2016-04-23 08:00 | 0 | 0.70193 | 319655
2016-04-23 09:00 | 0 | 0.67834 | 319973
2016-04-23 10:00 | 0 | 0.65499 | 324738
2016-04-23 11:00 | 0 | 0.63 | 331488
2016-04-23 12:00 | 0.0096494 | 0.52392 | 347734
2016-04-23 13:00 | 0.25063 | 0.35653 | 364929
2016-04-23 14:00 | 0.57485 | 0.43199 | 378609
2016-04-23 15:00 | 0.74431 | 0.51652 | 387838
2016-04-23 16:00 | 0.81847 | 0.5447 | 393458
2016-04-23 17:00 | 0.8291 | 0.56337 | 396452
2016-04-23 18:00 | 0.81604 | 0.59774 | 399233
2016-04-23 19:00 | 0.79841 | 0.63455 | 402836
2016-04-23 20:00 | 0.7816 | 0.66349 | 407198
2016-04-23 21:00 | 0.75219 | 0.68818 | 410530
2016-04-23 22:00 | 0.71268 | 0.71465 | 410579
2016-04-23 23:00 | 0.62931 | 0.7512 | 406408
2016-04-24 | 0.47741 | 0.84247 | 406739
2016-04-24 01:00 | 0.17592 | 0.89203 | 404663
2016-04-24 02:00 | 0.00074589 | 0.90154 | 391475
2016-04-24 03:00 | 0 | 0.8913 | 373773
2016-04-24 04:00 | 0 | 0.87289 | 354686
2016-04-24 05:00 | 0 | 0.85775 | 337640
2016-04-24 06:00 | 0 | 0.83591 | 324491
2016-04-24 07:00 | 0 | 0.8105 | 315498
2016-04-24 08:00 | 0 | 0.79216 | 310594
2016-04-24 09:00 | 0 | 0.77295 | 310897
2016-04-24 10:00 | 0 | 0.75838 | 313017
2016-04-24 11:00 | 0 | 0.74665 | 318226
2016-04-24 12:00 | 0.011006 | 0.66703 | 329266
2016-04-24 13:00 | 0.29857 | 0.58144 | 344458
2016-04-24 14:00 | 0.56469 | 0.66529 | 356787
2016-04-24 15:00 | 0.72925 | 0.67819 | 366344
2016-04-24 16:00 | 0.79101 | 0.65341 | 375208
2016-04-24 17:00 | 0.79658 | 0.6479 | 382701
2016-04-24 18:00 | 0.78882 | 0.66194 | 389327
2016-04-24 19:00 | 0.779 | 0.68083 | 395220
2016-04-24 20:00 | 0.77093 | 0.69499 | 402723
2016-04-24 21:00 | 0.75158 | 0.70051 | 410249
2016-04-24 22:00 | 0.70258 | 0.69428 | 413936
2016-04-24 23:00 | 0.61077 | 0.69223 | 414161
2016-04-25 | 0.43396 | 0.73026 | 419221
2016-04-25 01:00 | 0.09724 | 0.75939 | 417903
2016-04-25 02:00 | 0.00069063 | 0.76252 | 402086
2016-04-25 03:00 | 0 | 0.74899 | 379851
2016-04-25 04:00 | 0 | 0.72886 | 358291
2016-04-25 05:00 | 0 | 0.6888 | 340422
2016-04-25 06:00 | 0 | 0.63805 | 327914
2016-04-25 07:00 | 0 | 0.59171 | 321046
2016-04-25 08:00 | 0 | 0.5499 | 320265
2016-04-25 09:00 | 0 | 0.52819 | 331202
2016-04-25 10:00 | 0 | 0.50264 | 355674
2016-04-25 11:00 | 0 | 0.46591 | 380416
2016-04-25 12:00 | 0.01764 | 0.36329 | 396610
2016-04-25 13:00 | 0.29631 | 0.28968 | 410489
2016-04-25 14:00 | 0.56616 | 0.28986 | 423717
2016-04-25 15:00 | 0.71311 | 0.28298 | 434555
2016-04-25 16:00 | 0.77914 | 0.27234 | 443887
2016-04-25 17:00 | 0.79163 | 0.26921 | 453038
2016-04-25 18:00 | 0.78351 | 0.27642 | 460667
2016-04-25 19:00 | 0.77144 | 0.29149 | 466214
2016-04-25 20:00 | 0.76158 | 0.30964 | 470456
2016-04-25 21:00 | 0.7392 | 0.32216 | 472741
2016-04-25 22:00 | 0.67785 | 0.32751 | 470154
2016-04-25 23:00 | 0.5779 | 0.33725 | 464938
2016-04-26 | 0.41378 | 0.41981 | 465175
2016-04-26 01:00 | 0.12493 | 0.53467 | 459454
2016-04-26 02:00 | 0.001268 | 0.587 | 437277
2016-04-26 03:00 | 0 | 0.59758 | 409994
2016-04-26 04:00 | 0 | 0.59324 | 384049
2016-04-26 05:00 | 0 | 0.57878 | 363833
2016-04-26 06:00 | 0 | 0.55949 | 347623
2016-04-26 07:00 | 0 | 0.53669 | 337973
2016-04-26 08:00 | 0 | 0.51709 | 335367
2016-04-26 09:00 | 0 | 0.48109 | 344432
2016-04-26 10:00 | 0 | 0.44056 | 367887
2016-04-26 11:00 | 0 | 0.41072 | 391180
2016-04-26 12:00 | 0.014274 | 0.34854 | 407178
2016-04-26 13:00 | 0.26721 | 0.3023 | 422235
2016-04-26 14:00 | 0.56552 | 0.33905 | 436334
2016-04-26 15:00 | 0.73781 | 0.35615 | 446619
2016-04-26 16:00 | 0.80133 | 0.35407 | 455231
2016-04-26 17:00 | 0.81021 | 0.35544 | 463553
2016-04-26 18:00 | 0.79895 | 0.36627 | 469707
2016-04-26 19:00 | 0.78243 | 0.38386 | 475374
2016-04-26 20:00 | 0.77053 | 0.39632 | 480460
2016-04-26 21:00 | 0.74548 | 0.39478 | 481605
2016-04-26 22:00 | 0.69276 | 0.37866 | 476490
2016-04-26 23:00 | 0.58956 | 0.38333 | 470285
2016-04-27 | 0.42845 | 0.42896 | 469467
2016-04-27 01:00 | 0.14181 | 0.49773 | 461997
2016-04-27 02:00 | 0.0012923 | 0.53705 | 439067
2016-04-27 03:00 | 0 | 0.54316 | 410842
2016-04-27 04:00 | 0 | 0.53931 | 385976
2016-04-27 05:00 | 0 | 0.53916 | 365813
2016-04-27 06:00 | 0 | 0.54211 | 350619
2016-04-27 07:00 | 0 | 0.53218 | 340552
2016-04-27 08:00 | 0 | 0.53853 | 338420
2016-04-27 09:00 | 0 | 0.56568 | 346567
2016-04-27 10:00 | 0 | 0.58888 | 366914
2016-04-27 11:00 | 0 | 0.59501 | 389260
2016-04-27 12:00 | 0.023292 | 0.5516 | 404052
2016-04-27 13:00 | 0.31643 | 0.52511 | 416117
2016-04-27 14:00 | 0.53942 | 0.58423 | 427951
2016-04-27 15:00 | 0.67323 | 0.61202 | 437301
2016-04-27 16:00 | 0.74035 | 0.6057 | 445005
2016-04-27 17:00 | 0.7567 | 0.59028 | 451967
2016-04-27 18:00 | 0.75508 | 0.58608 | 457457
2016-04-27 19:00 | 0.74545 | 0.58973 | 461254
2016-04-27 20:00 | 0.72937 | 0.59879 | 464324
2016-04-27 21:00 | 0.69474 | 0.59291 | 465915
2016-04-27 22:00 | 0.62665 | 0.56722 | 464293
2016-04-27 23:00 | 0.52085 | 0.52356 | 459867
2016-04-28 | 0.35193 | 0.49274 | 460658
2016-04-28 01:00 | 0.095624 | 0.49606 | 453142
2016-04-28 02:00 | 0.0013888 | 0.4928 | 432540
2016-04-28 03:00 | 0 | 0.50484 | 406442
2016-04-28 04:00 | 0 | 0.50678 | 382221
2016-04-28 05:00 | 0 | 0.49131 | 362038
2016-04-28 06:00 | 0 | 0.46354 | 346774
2016-04-28 07:00 | 0 | 0.43702 | 337582
2016-04-28 08:00 | 0 | 0.42022 | 336250
2016-04-28 09:00 | 0 | 0.39915 | 345488
2016-04-28 10:00 | 0 | 0.38452 | 368035
2016-04-28 11:00 | 0 | 0.37006 | 391846
2016-04-28 12:00 | 0.014173 | 0.28999 | 406902
2016-04-28 13:00 | 0.24201 | 0.26245 | 419282
2016-04-28 14:00 | 0.50442 | 0.28407 | 433056
2016-04-28 15:00 | 0.66935 | 0.28367 | 441684
2016-04-28 16:00 | 0.74484 | 0.26064 | 450834
2016-04-28 17:00 | 0.76018 | 0.24401 | 458772
2016-04-28 18:00 | 0.7536 | 0.23826 | 465420
2016-04-28 19:00 | 0.74027 | 0.24184 | 469346
2016-04-28 20:00 | 0.72525 | 0.24863 | 472165
2016-04-28 21:00 | 0.69368 | 0.25471 | 474195
2016-04-28 22:00 | 0.63591 | 0.26285 | 471519
2016-04-28 23:00 | 0.52276 | 0.27194 | 466295
2016-04-29 | 0.36108 | 0.30407 | 464614
2016-04-29 01:00 | 0.12195 | 0.3825 | 457563
2016-04-29 02:00 | 0.0024963 | 0.41474 | 437103
2016-04-29 03:00 | 0 | 0.40723 | 411991
2016-04-29 04:00 | 0 | 0.38754 | 387942
2016-04-29 05:00 | 0 | 0.36208 | 367523
2016-04-29 06:00 | 0 | 0.33781 | 352398
2016-04-29 07:00 | 0 | 0.31677 | 343479
2016-04-29 08:00 | 0 | 0.29484 | 341591
2016-04-29 09:00 | 0 | 0.27724 | 348117
2016-04-29 10:00 | 0 | 0.27213 | 371354
2016-04-29 11:00 | 0 | 0.27503 | 393813
2016-04-29 12:00 | 0.0095424 | 0.2564 | 409204
2016-04-29 13:00 | 0.25081 | 0.23226 | 422065
2016-04-29 14:00 | 0.53027 | 0.28007 | 435392
2016-04-29 15:00 | 0.66489 | 0.33253 | 444825
2016-04-29 16:00 | 0.73438 | 0.34818 | 451813
2016-04-29 17:00 | 0.73952 | 0.33855 | 458114
2016-04-29 18:00 | 0.72826 | 0.32818 | 462240
2016-04-29 19:00 | 0.71466 | 0.31992 | 463801
2016-04-29 20:00 | 0.70449 | 0.31824 | 463626
2016-04-29 21:00 | 0.6786 | 0.31786 | 460788
2016-04-29 22:00 | 0.62619 | 0.31804 | 453866
2016-04-29 23:00 | 0.52807 | 0.31691 | 445437
2016-04-30 | 0.36264 | 0.33404 | 444156
2016-04-30 01:00 | 0.12503 | 0.4057 | 438874
2016-04-30 02:00 | 0.0028166 | 0.46474 | 422664
2016-04-30 03:00 | 0 | 0.48639 | 402570
2016-04-30 04:00 | 0 | 0.47495 | 381191
2016-04-30 05:00 | 0 | 0.45655 | 362138
2016-04-30 06:00 | 0 | 0.45028 | 347527
2016-04-30 07:00 | 0 | 0.44067 | 338012
2016-04-30 08:00 | 0 | 0.43136 | 332576
2016-04-30 09:00 | 0 | 0.42286 | 332710
2016-04-30 10:00 | 0 | 0.40526 | 336162
2016-04-30 11:00 | 0 | 0.39198 | 344325
2016-04-30 12:00 | 0.017749 | 0.32949 | 359766
2016-04-30 13:00 | 0.30519 | 0.33459 | 376422
2016-04-30 14:00 | 0.58329 | 0.41847 | 389822
2016-04-30 15:00 | 0.71967 | 0.484 | 400099
2016-04-30 16:00 | 0.77078 | 0.50572 | 406119
2016-04-30 17:00 | 0.77142 | 0.51439 | 409523
2016-04-30 18:00 | 0.75743 | 0.51791 | 411456
2016-04-30 19:00 | 0.73805 | 0.5151 | 413469
2016-04-30 20:00 | 0.71673 | 0.50904 | 416757
2016-04-30 21:00 | 0.68161 | 0.50231 | 418294
2016-04-30 22:00 | 0.6144 | 0.49495 | 417016
2016-04-30 23:00 | 0.504 | 0.48131 | 415549
2016-05-01 | 0.34863 | 0.47596 | 416916
2016-05-01 01:00 | 0.13329 | 0.56946 | 412798
2016-05-01 02:00 | 0.0034002 | 0.62494 | 401503
2016-05-01 03:00 | 0 | 0.62328 | 385360
2016-05-01 04:00 | 0 | 0.60459 | 365765
2016-05-01 05:00 | 0 | 0.56965 | 348049
2016-05-01 06:00 | 0 | 0.53471 | 335251
2016-05-01 07:00 | 0 | 0.50086 | 326397
2016-05-01 08:00 | 0 | 0.47949 | 321535
2016-05-01 09:00 | 0 | 0.46079 | 319199
2016-05-01 10:00 | 0 | 0.44783 | 323091
2016-05-01 11:00 | 0 | 0.43596 | 328861
2016-05-01 12:00 | 0.027389 | 0.37057 | 343758
2016-05-01 13:00 | 0.28437 | 0.43123 | 362462
2016-05-01 14:00 | 0.59056 | 0.45675 | 378251
2016-05-01 15:00 | 0.728 | 0.43958 | 390123
2016-05-01 16:00 | 0.78373 | 0.39926 | 400493
2016-05-01 17:00 | 0.78887 | 0.35158 | 407354
2016-05-01 18:00 | 0.78077 | 0.30308 | 411927
2016-05-01 19:00 | 0.76428 | 0.25853 | 414209
2016-05-01 20:00 | 0.75306 | 0.22247 | 421199
2016-05-01 21:00 | 0.72721 | 0.19565 | 424474
2016-05-01 22:00 | 0.67782 | 0.1786 | 425817
2016-05-01 23:00 | 0.57596 | 0.1701 | 426115
2016-05-02 | 0.41381 | 0.1777 | 429974
2016-05-02 01:00 | 0.16965 | 0.19992 | 426880
2016-05-02 02:00 | 0.0039635 | 0.19118 | 411645
2016-05-02 03:00 | 0 | 0.17981 | 388976
2016-05-02 04:00 | 0 | 0.18302 | 368129
2016-05-02 05:00 | 0 | 0.20247 | 349560
2016-05-02 06:00 | 0 | 0.23645 | 337193
2016-05-02 07:00 | 0 | 0.27971 | 329807
2016-05-02 08:00 | 0 | 0.32162 | 329309
2016-05-02 09:00 | 0 | 0.34986 | 339137
2016-05-02 10:00 | 0 | 0.37184 | 364593
2016-05-02 11:00 | 0 | 0.39184 | 388475
2016-05-02 12:00 | 0.044108 | 0.31611 | 405413
2016-05-02 13:00 | 0.38439 | 0.17328 | 418102
2016-05-02 14:00 | 0.68006 | 0.13829 | 431131
2016-05-02 15:00 | 0.8194 | 0.13646 | 440805
2016-05-02 16:00 | 0.88086 | 0.12768 | 446145
2016-05-02 17:00 | 0.87857 | 0.12242 | 451006
2016-05-02 18:00 | 0.86324 | 0.12503 | 454621
2016-05-02 19:00 | 0.85167 | 0.13176 | 454755
2016-05-02 20:00 | 0.8497 | 0.13876 | 454805
2016-05-02 21:00 | 0.84213 | 0.14007 | 454255
2016-05-02 22:00 | 0.80918 | 0.13346 | 452259
2016-05-02 23:00 | 0.72124 | 0.12112 | 450556
2016-05-03 | 0.53373 | 0.11217 | 452680
2016-05-03 01:00 | 0.20109 | 0.12704 | 448063
2016-05-03 02:00 | 0.0039858 | 0.13612 | 427991
2016-05-03 03:00 | 0 | 0.15552 | 402380
2016-05-03 04:00 | 0 | 0.19078 | 378036
2016-05-03 05:00 | 0 | 0.23808 | 359393
2016-05-03 06:00 | 0 | 0.29027 | 344496
2016-05-03 07:00 | 0 | 0.32686 | 336170
2016-05-03 08:00 | 0 | 0.34616 | 334623
2016-05-03 09:00 | 0 | 0.35149 | 343487
2016-05-03 10:00 | 0 | 0.35791 | 366757
2016-05-03 11:00 | 0 | 0.36445 | 390360
2016-05-03 12:00 | 0.044713 | 0.26755 | 405042
2016-05-03 13:00 | 0.3847 | 0.11126 | 415297
2016-05-03 14:00 | 0.68107 | 0.13843 | 425481
2016-05-03 15:00 | 0.80451 | 0.19738 | 433100
2016-05-03 16:00 | 0.86528 | 0.22197 | 438801
2016-05-03 17:00 | 0.87471 | 0.25176 | 444221
2016-05-03 18:00 | 0.86794 | 0.28776 | 448945
2016-05-03 19:00 | 0.85927 | 0.32652 | 452197
2016-05-03 20:00 | 0.85482 | 0.36265 | 453611
2016-05-03 21:00 | 0.84222 | 0.38998 | 455985
2016-05-03 22:00 | 0.80709 | 0.40482 | 453653
2016-05-03 23:00 | 0.71005 | 0.40979 | 450134
2016-05-04 | 0.5191 | 0.43573 | 450877
2016-05-04 01:00 | 0.14984 | 0.48165 | 447810
2016-05-04 02:00 | 0.0026439 | 0.49483 | 428280
2016-05-04 03:00 | 0 | 0.50121 | 402015
2016-05-04 04:00 | 0 | 0.50604 | 377603
2016-05-04 05:00 | 0 | 0.51171 | 356872
2016-05-04 06:00 | 0 | 0.52131 | 342224
2016-05-04 07:00 | 0 | 0.5375 | 333126
2016-05-04 08:00 | 0 | 0.57087 | 330907
2016-05-04 09:00 | 0 | 0.59509 | 339623
2016-05-04 10:00 | 0 | 0.595 | 363251
2016-05-04 11:00 | 0 | 0.57412 | 384772
2016-05-04 12:00 | 0.043863 | 0.3908 | 397724
2016-05-04 13:00 | 0.39259 | 0.17941 | 408059
2016-05-04 14:00 | 0.61488 | 0.15934 | 417378
2016-05-04 15:00 | 0.73742 | 0.21188 | 424290
2016-05-04 16:00 | 0.80166 | 0.22738 | 428071
2016-05-04 17:00 | 0.82282 | 0.22708 | 431499
2016-05-04 18:00 | 0.82589 | 0.22816 | 434414
2016-05-04 19:00 | 0.8225 | 0.2294 | 436900
2016-05-04 20:00 | 0.82353 | 0.22855 | 440380
2016-05-04 21:00 | 0.81639 | 0.22433 | 444502
2016-05-04 22:00 | 0.7824 | 0.21373 | 445815
2016-05-04 23:00 | 0.69603 | 0.18798 | 445200
2016-05-05 | 0.52307 | 0.24278 | 446544
2016-05-05 01:00 | 0.16574 | 0.3265 | 441798
2016-05-05 02:00 | 0.002409 | 0.4011 | 423253
2016-05-05 03:00 | 0 | 0.44582 | 396594
2016-05-05 04:00 | 0 | 0.47722 | 373065
2016-05-05 05:00 | 0 | 0.4916 | 353190
2016-05-05 06:00 | 0 | 0.49897 | 338476
2016-05-05 07:00 | 0 | 0.49975 | 330208
2016-05-05 08:00 | 0 | 0.49393 | 328324
2016-05-05 09:00 | 0 | 0.47468 | 338000
2016-05-05 10:00 | 0 | 0.4478 | 360668
2016-05-05 11:00 | 0 | 0.42159 | 384312
2016-05-05 12:00 | 0.044214 | 0.30939 | 397866
2016-05-05 13:00 | 0.38627 | 0.12069 | 407841
2016-05-05 14:00 | 0.60624 | 0.065644 | 417112
2016-05-05 15:00 | 0.74633 | 0.10715 | 423684
2016-05-05 16:00 | 0.81041 | 0.12878 | 428046
2016-05-05 17:00 | 0.82581 | 0.13172 | 432047
2016-05-05 18:00 | 0.82111 | 0.13279 | 435161
2016-05-05 19:00 | 0.81163 | 0.13329 | 438825
2016-05-05 20:00 | 0.80398 | 0.13586 | 442719
2016-05-05 21:00 | 0.7857 | 0.1374 | 445012
2016-05-05 22:00 | 0.74201 | 0.1434 | 443527
2016-05-05 23:00 | 0.63222 | 0.18417 | 439817
2016-05-06 | 0.43846 | 0.35586 | 440439
2016-05-06 01:00 | 0.1329 | 0.5592 | 437238
2016-05-06 02:00 | 0.0036987 | 0.64956 | 419489
2016-05-06 03:00 | 0 | 0.71069 | 395943
2016-05-06 04:00 | 0 | 0.75019 | 373058
2016-05-06 05:00 | 0 | 0.76741 | 354787
2016-05-06 06:00 | 0 | 0.77054 | 340135
2016-05-06 07:00 | 0 | 0.76712 | 331931
2016-05-06 08:00 | 0 | 0.75349 | 330173
2016-05-06 09:00 | 0 | 0.71969 | 338097
2016-05-06 10:00 | 0 | 0.6869 | 360487
2016-05-06 11:00 | 0 | 0.65448 | 380677
2016-05-06 12:00 | 0.04817 | 0.44875 | 393325
2016-05-06 13:00 | 0.34381 | 0.26865 | 404237
2016-05-06 14:00 | 0.56506 | 0.33131 | 414417
2016-05-06 15:00 | 0.68397 | 0.46417 | 420427
2016-05-06 16:00 | 0.75015 | 0.5317 | 423953
2016-05-06 17:00 | 0.7588 | 0.5567 | 429165
2016-05-06 18:00 | 0.7519 | 0.57507 | 432520
2016-05-06 19:00 | 0.73874 | 0.59306 | 435460
2016-05-06 20:00 | 0.72624 | 0.61241 | 438257
2016-05-06 21:00 | 0.6971 | 0.63308 | 439977
2016-05-06 22:00 | 0.6357 | 0.64994 | 436609
2016-05-06 23:00 | 0.53373 | 0.68562 | 430635
2016-05-07 | 0.36432 | 0.76715 | 427574
2016-05-07 01:00 | 0.092544 | 0.8361 | 423353
2016-05-07 02:00 | 0.0030966 | 0.84977 | 408515
2016-05-07 03:00 | 0 | 0.83254 | 387298
2016-05-07 04:00 | 0 | 0.80723 | 365512
2016-05-07 05:00 | 0 | 0.77826 | 346615
2016-05-07 06:00 | 0 | 0.74763 | 332451
2016-05-07 07:00 | 0 | 0.72403 | 322728
2016-05-07 08:00 | 0 | 0.69916 | 318790
2016-05-07 09:00 | 0 | 0.66414 | 320006
2016-05-07 10:00 | 0 | 0.62064 | 324047
2016-05-07 11:00 | 0 | 0.56577 | 331978
2016-05-07 12:00 | 0.051006 | 0.38215 | 345804
2016-05-07 13:00 | 0.3395 | 0.32177 | 360939
2016-05-07 14:00 | 0.53499 | 0.43861 | 372679
2016-05-07 15:00 | 0.66585 | 0.49507 | 381821
2016-05-07 16:00 | 0.70828 | 0.48382 | 387645
2016-05-07 17:00 | 0.72009 | 0.48013 | 392381
2016-05-07 18:00 | 0.72013 | 0.48831 | 397613
2016-05-07 19:00 | 0.71347 | 0.50646 | 403027
2016-05-07 20:00 | 0.705 | 0.52594 | 408250
2016-05-07 21:00 | 0.6891 | 0.54568 | 412868
2016-05-07 22:00 | 0.64959 | 0.54695 | 411596
2016-05-07 23:00 | 0.55277 | 0.53131 | 408324
2016-05-08 | 0.38814 | 0.53912 | 407114
2016-05-08 01:00 | 0.11794 | 0.54953 | 405342
2016-05-08 02:00 | 0.0051644 | 0.54493 | 393060
2016-05-08 03:00 | 0 | 0.55235 | 374129
2016-05-08 04:00 | 0 | 0.54525 | 355169
2016-05-08 05:00 | 0 | 0.53515 | 338425
2016-05-08 06:00 | 0 | 0.51925 | 323847
2016-05-08 07:00 | 0 | 0.49991 | 314294
2016-05-08 08:00 | 0 | 0.47721 | 309467
2016-05-08 09:00 | 0 | 0.43907 | 309104
2016-05-08 10:00 | 0 | 0.40683 | 310431
2016-05-08 11:00 | 0 | 0.37247 | 316560
2016-05-08 12:00 | 0.046305 | 0.25297 | 330585
2016-05-08 13:00 | 0.33514 | 0.15675 | 347778
2016-05-08 14:00 | 0.53967 | 0.19934 | 361514
2016-05-08 15:00 | 0.67234 | 0.25104 | 371092
2016-05-08 16:00 | 0.7224 | 0.27849 | 378210
2016-05-08 17:00 | 0.73435 | 0.31449 | 385384
2016-05-08 18:00 | 0.73298 | 0.35011 | 390460
2016-05-08 19:00 | 0.72481 | 0.3897 | 394844
2016-05-08 20:00 | 0.71452 | 0.4326 | 399732
2016-05-08 21:00 | 0.68961 | 0.46732 | 403856
2016-05-08 22:00 | 0.63758 | 0.48812 | 405261
2016-05-08 23:00 | 0.54066 | 0.50626 | 404452
2016-05-09 | 0.38858 | 0.56789 | 408354
2016-05-09 01:00 | 0.1448 | 0.66322 | 410942
2016-05-09 02:00 | 0.0080845 | 0.7103 | 398272
2016-05-09 03:00 | 0 | 0.70879 | 376734
2016-05-09 04:00 | 0 | 0.70472 | 356149
2016-05-09 05:00 | 0 | 0.6921 | 339213
2016-05-09 06:00 | 0 | 0.66918 | 326866
2016-05-09 07:00 | 0 | 0.63892 | 319749
2016-05-09 08:00 | 0 | 0.62268 | 319811
2016-05-09 09:00 | 0 | 0.60932 | 330336
2016-05-09 10:00 | 0 | 0.59127 | 354415
2016-05-09 11:00 | 0 | 0.56454 | 378910
2016-05-09 12:00 | 0.054638 | 0.443 | 395303
2016-05-09 13:00 | 0.37928 | 0.37549 | 408599
2016-05-09 14:00 | 0.63365 | 0.47854 | 421708
2016-05-09 15:00 | 0.78059 | 0.53001 | 432747
2016-05-09 16:00 | 0.85304 | 0.55598 | 441139
2016-05-09 17:00 | 0.86932 | 0.57816 | 449406
2016-05-09 18:00 | 0.86558 | 0.57803 | 454614
2016-05-09 19:00 | 0.86032 | 0.56736 | 458060
2016-05-09 20:00 | 0.86142 | 0.5546 | 460481
2016-05-09 21:00 | 0.85877 | 0.53635 | 462328
2016-05-09 22:00 | 0.83491 | 0.50989 | 461423
2016-05-09 23:00 | 0.75601 | 0.50191 | 458974
2016-05-10 | 0.58634 | 0.52715 | 460125
2016-05-10 01:00 | 0.26423 | 0.56975 | 454568
2016-05-10 02:00 | 0.010226 | 0.58296 | 433819
2016-05-10 03:00 | 0 | 0.56371 | 406534
2016-05-10 04:00 | 0 | 0.53571 | 383084
2016-05-10 05:00 | 0 | 0.50657 | 362448
2016-05-10 06:00 | 0 | 0.48265 | 348334
2016-05-10 07:00 | 0 | 0.46965 | 339313
2016-05-10 08:00 | 0 | 0.47201 | 337125
2016-05-10 09:00 | 0 | 0.4595 | 344916
2016-05-10 10:00 | 0 | 0.44295 | 366983
2016-05-10 11:00 | 0 | 0.42611 | 389659
2016-05-10 12:00 | 0.047706 | 0.35214 | 404419
2016-05-10 13:00 | 0.42904 | 0.28997 | 419261
2016-05-10 14:00 | 0.67894 | 0.31289 | 434066
2016-05-10 15:00 | 0.81709 | 0.33628 | 446541
2016-05-10 16:00 | 0.86491 | 0.34846 | 456308
2016-05-10 17:00 | 0.87226 | 0.35957 | 465920
2016-05-10 18:00 | 0.862 | 0.37497 | 472503
2016-05-10 19:00 | 0.85026 | 0.39095 | 482473
2016-05-10 20:00 | 0.84529 | 0.40548 | 487083
2016-05-10 21:00 | 0.8366 | 0.4191 | 491162
2016-05-10 22:00 | 0.80445 | 0.42699 | 489289
2016-05-10 23:00 | 0.70907 | 0.43994 | 484040
2016-05-11 | 0.55386 | 0.50214 | 482045
2016-05-11 01:00 | 0.2547 | 0.5943 | 474763
2016-05-11 02:00 | 0.011398 | 0.65775 | 451796
2016-05-11 03:00 | 0 | 0.67354 | 422468
2016-05-11 04:00 | 0 | 0.66908 | 395481
2016-05-11 05:00 | 0 | 0.66781 | 374208
2016-05-11 06:00 | 0 | 0.65228 | 356964
2016-05-11 07:00 | 0 | 0.6288 | 346965
2016-05-11 08:00 | 0 | 0.6071 | 343361
2016-05-11 09:00 | 0 | 0.582 | 350486
2016-05-11 10:00 | 0 | 0.54966 | 371278
2016-05-11 11:00 | 0 | 0.5164 | 393207
2016-05-11 12:00 | 0.069394 | 0.42954 | 408675
2016-05-11 13:00 | 0.48588 | 0.42899 | 423244
2016-05-11 14:00 | 0.70629 | 0.47151 | 439106
2016-05-11 15:00 | 0.83419 | 0.47327 | 453877
2016-05-11 16:00 | 0.88345 | 0.45661 | 466276
2016-05-11 17:00 | 0.88725 | 0.4412 | 478553
2016-05-11 18:00 | 0.8763 | 0.43429 | 488461
2016-05-11 19:00 | 0.86422 | 0.43369 | 496684
2016-05-11 20:00 | 0.85932 | 0.43704 | 503446
2016-05-11 21:00 | 0.85121 | 0.44128 | 507256
2016-05-11 22:00 | 0.82166 | 0.44171 | 505658
2016-05-11 23:00 | 0.72722 | 0.43228 | 499182
2016-05-12 | 0.57456 | 0.43679 | 494879
2016-05-12 01:00 | 0.27163 | 0.53834 | 486960
2016-05-12 02:00 | 0.021054 | 0.60631 | 463156
2016-05-12 03:00 | 0 | 0.5818 | 431786
2016-05-12 04:00 | 0 | 0.55381 | 402945
2016-05-12 05:00 | 0 | 0.54045 | 378794
2016-05-12 06:00 | 0 | 0.51994 | 360427
2016-05-12 07:00 | 0 | 0.50075 | 348378
2016-05-12 08:00 | 0 | 0.49739 | 344455
2016-05-12 09:00 | 0 | 0.50989 | 351745
2016-05-12 10:00 | 0 | 0.51587 | 371489
2016-05-12 11:00 | 0 | 0.50124 | 394087
2016-05-12 12:00 | 0.067875 | 0.34839 | 411018
2016-05-12 13:00 | 0.4612 | 0.33277 | 425972
2016-05-12 14:00 | 0.6754 | 0.39533 | 441729
2016-05-12 15:00 | 0.81249 | 0.38969 | 456234
2016-05-12 16:00 | 0.85739 | 0.37598 | 467349
2016-05-12 17:00 | 0.87056 | 0.37829 | 478180
2016-05-12 18:00 | 0.86374 | 0.39174 | 486478
2016-05-12 19:00 | 0.85309 | 0.40304 | 492041
2016-05-12 20:00 | 0.84785 | 0.4074 | 496444
2016-05-12 21:00 | 0.83301 | 0.4002 | 498562
2016-05-12 22:00 | 0.80079 | 0.3839 | 495548
2016-05-12 23:00 | 0.70793 | 0.34669 | 488381
2016-05-13 | 0.56051 | 0.31708 | 485226
2016-05-13 01:00 | 0.26984 | 0.35688 | 476994
2016-05-13 02:00 | 0.022584 | 0.39318 | 454338
2016-05-13 03:00 | 0 | 0.41104 | 425241
2016-05-13 04:00 | 0 | 0.44561 | 397075
2016-05-13 05:00 | 0 | 0.46961 | 373740
2016-05-13 06:00 | 0 | 0.49269 | 355538
2016-05-13 07:00 | 0 | 0.51337 | 344884
2016-05-13 08:00 | 0 | 0.53024 | 340706
2016-05-13 09:00 | 0 | 0.53107 | 347137
2016-05-13 10:00 | 0 | 0.53209 | 365799
2016-05-13 11:00 | 0 | 0.5283 | 386840
2016-05-13 12:00 | 0.083158 | 0.41845 | 404240
2016-05-13 13:00 | 0.49106 | 0.41054 | 420934
2016-05-13 14:00 | 0.67711 | 0.53858 | 437331
2016-05-13 15:00 | 0.79652 | 0.61767 | 450750
2016-05-13 16:00 | 0.8407 | 0.62579 | 460881
2016-05-13 17:00 | 0.84589 | 0.62621 | 470063
2016-05-13 18:00 | 0.83472 | 0.63024 | 477395
2016-05-13 19:00 | 0.82363 | 0.63398 | 482250
2016-05-13 20:00 | 0.82171 | 0.6311 | 487130
2016-05-13 21:00 | 0.81189 | 0.62348 | 488871
2016-05-13 22:00 | 0.78303 | 0.62032 | 482639
2016-05-13 23:00 | 0.69893 | 0.62769 | 472125
2016-05-14 | 0.55322 | 0.66353 | 464396
2016-05-14 01:00 | 0.25976 | 0.70431 | 456650
2016-05-14 02:00 | 0.013686 | 0.72001 | 436573
2016-05-14 03:00 | 0 | 0.68804 | 410969
2016-05-14 04:00 | 0 | 0.642 | 386548
2016-05-14 05:00 | 0 | 0.59594 | 364735
2016-05-14 06:00 | 0 | 0.55442 | 347950
2016-05-14 07:00 | 0 | 0.5119 | 336595
2016-05-14 08:00 | 0 | 0.48488 | 329954
2016-05-14 09:00 | 0 | 0.46078 | 329381
2016-05-14 10:00 | 0 | 0.4471 | 331966
2016-05-14 11:00 | 0 | 0.41578 | 339821
2016-05-14 12:00 | 0.050996 | 0.37089 | 354790
2016-05-14 13:00 | 0.32267 | 0.43244 | 373261
2016-05-14 14:00 | 0.54315 | 0.45841 | 389689
2016-05-14 15:00 | 0.68054 | 0.42525 | 402974
2016-05-14 16:00 | 0.75608 | 0.39011 | 412566
2016-05-14 17:00 | 0.77452 | 0.36713 | 419073
2016-05-14 18:00 | 0.76786 | 0.352 | 423400
2016-05-14 19:00 | 0.75258 | 0.33719 | 426488
2016-05-14 20:00 | 0.73625 | 0.32233 | 428397
2016-05-14 21:00 | 0.7009 | 0.3077 | 429643
2016-05-14 22:00 | 0.64479 | 0.29006 | 426999
2016-05-14 23:00 | 0.53809 | 0.26326 | 421121
2016-05-15 | 0.38676 | 0.23336 | 418122
2016-05-15 01:00 | 0.18775 | 0.28091 | 415781
2016-05-15 02:00 | 0.015831 | 0.28584 | 402866
2016-05-15 03:00 | 0 | 0.26787 | 383232
2016-05-15 04:00 | 0 | 0.2502 | 362945
2016-05-15 05:00 | 0 | 0.24461 | 346723
2016-05-15 06:00 | 0 | 0.24197 | 333578
2016-05-15 07:00 | 0 | 0.24602 | 324196
2016-05-15 08:00 | 0 | 0.26263 | 319701
2016-05-15 09:00 | 0 | 0.27192 | 318872
2016-05-15 10:00 | 0 | 0.27632 | 318994
2016-05-15 11:00 | 0 | 0.27255 | 323783
2016-05-15 12:00 | 0.014976 | 0.17217 | 337445
2016-05-15 13:00 | 0.21377 | 0.12291 | 352435
2016-05-15 14:00 | 0.40936 | 0.16576 | 363915
2016-05-15 15:00 | 0.5322 | 0.19151 | 373504
2016-05-15 16:00 | 0.60983 | 0.20043 | 381919
2016-05-15 17:00 | 0.64688 | 0.21104 | 388083
2016-05-15 18:00 | 0.65724 | 0.22307 | 392908
2016-05-15 19:00 | 0.65046 | 0.23647 | 396532
2016-05-15 20:00 | 0.63554 | 0.25032 | 400970
2016-05-15 21:00 | 0.60481 | 0.25336 | 406594
2016-05-15 22:00 | 0.56195 | 0.24872 | 409840
2016-05-15 23:00 | 0.49789 | 0.24587 | 410874
2016-05-16 | 0.38964 | 0.26505 | 415868
2016-05-16 01:00 | 0.21786 | 0.31022 | 417754
2016-05-16 02:00 | 0.018832 | 0.34897 | 404136
2016-05-16 03:00 | 0 | 0.37553 | 383325
2016-05-16 04:00 | 0 | 0.38872 | 363727
2016-05-16 05:00 | 0 | 0.37958 | 346806
2016-05-16 06:00 | 0 | 0.3631 | 335215
2016-05-16 07:00 | 0 | 0.34727 | 329279
2016-05-16 08:00 | 0 | 0.32664 | 330265
2016-05-16 09:00 | 0 | 0.29933 | 340929
2016-05-16 10:00 | 0 | 0.27396 | 364383
2016-05-16 11:00 | 0 | 0.23671 | 388026
2016-05-16 12:00 | 0.043513 | 0.15614 | 402296
2016-05-16 13:00 | 0.37264 | 0.1279 | 413477
2016-05-16 14:00 | 0.6031 | 0.1557 | 424269
2016-05-16 15:00 | 0.7272 | 0.19283 | 431985
2016-05-16 16:00 | 0.77612 | 0.21005 | 437327
2016-05-16 17:00 | 0.77852 | 0.21363 | 442315
2016-05-16 18:00 | 0.76685 | 0.21459 | 446051
2016-05-16 19:00 | 0.7513 | 0.21392 | 447837
2016-05-16 20:00 | 0.73601 | 0.21149 | 450109
2016-05-16 21:00 | 0.70864 | 0.2069 | 451899
2016-05-16 22:00 | 0.65801 | 0.20463 | 451067
2016-05-16 23:00 | 0.566 | 0.21253 | 449437
2016-05-17 | 0.41488 | 0.26183 | 452267
2016-05-17 01:00 | 0.19091 | 0.37155 | 449303
2016-05-17 02:00 | 0.018621 | 0.44508 | 430077
2016-05-17 03:00 | 0 | 0.46314 | 403559
2016-05-17 04:00 | 0 | 0.45126 | 380929
2016-05-17 05:00 | 0 | 0.42836 | 362454
2016-05-17 06:00 | 0 | 0.41073 | 347520
2016-05-17 07:00 | 0 | 0.39186 | 339506
2016-05-17 08:00 | 0 | 0.37552 | 338388
2016-05-17 09:00 | 0 | 0.34208 | 347189
2016-05-17 10:00 | 0 | 0.3092 | 370062
2016-05-17 11:00 | 0 | 0.28431 | 393054
2016-05-17 12:00 | 0.036614 | 0.22463 | 408527
2016-05-17 13:00 | 0.3093 | 0.21153 | 420490
2016-05-17 14:00 | 0.55257 | 0.22934 | 432111
2016-05-17 15:00 | 0.67128 | 0.24211 | 439578
2016-05-17 16:00 | 0.71269 | 0.23622 | 447591
2016-05-17 17:00 | 0.72267 | 0.22505 | 452503
2016-05-17 18:00 | 0.71026 | 0.21449 | 455461
2016-05-17 19:00 | 0.68903 | 0.20727 | 458010
2016-05-17 20:00 | 0.6662 | 0.20433 | 458342
2016-05-17 21:00 | 0.62522 | 0.20465 | 459922
2016-05-17 22:00 | 0.56601 | 0.21057 | 459064
2016-05-17 23:00 | 0.48084 | 0.21856 | 455928
2016-05-18 | 0.36041 | 0.23001 | 456165
2016-05-18 01:00 | 0.19443 | 0.28932 | 453024
2016-05-18 02:00 | 0.037754 | 0.35672 | 434923
2016-05-18 03:00 | 0 | 0.40605 | 408791
2016-05-18 04:00 | 0 | 0.43567 | 385096
2016-05-18 05:00 | 0 | 0.43786 | 365147
2016-05-18 06:00 | 0 | 0.42421 | 349847
2016-05-18 07:00 | 0 | 0.40571 | 340892
2016-05-18 08:00 | 0 | 0.38845 | 339155
2016-05-18 09:00 | 0 | 0.35982 | 347311
2016-05-18 10:00 | 0 | 0.32916 | 369141
2016-05-18 11:00 | 0 | 0.29905 | 391333
2016-05-18 12:00 | 0.043256 | 0.1707 | 404643
2016-05-18 13:00 | 0.32908 | 0.11326 | 414696
2016-05-18 14:00 | 0.55779 | 0.14183 | 425309
2016-05-18 15:00 | 0.67739 | 0.14632 | 433956
2016-05-18 16:00 | 0.72567 | 0.13387 | 441180
2016-05-18 17:00 | 0.73463 | 0.1287 | 447088
2016-05-18 18:00 | 0.72099 | 0.12674 | 452422
2016-05-18 19:00 | 0.7033 | 0.12597 | 455695
2016-05-18 20:00 | 0.6873 | 0.12713 | 458559
2016-05-18 21:00 | 0.65825 | 0.13112 | 460812
2016-05-18 22:00 | 0.61046 | 0.13712 | 458743
2016-05-18 23:00 | 0.52541 | 0.15043 | 455111
2016-05-19 | 0.41013 | 0.19179 | 455162
2016-05-19 01:00 | 0.23695 | 0.35209 | 452069
2016-05-19 02:00 | 0.021841 | 0.46865 | 434434
2016-05-19 03:00 | 0 | 0.52096 | 408119
2016-05-19 04:00 | 0 | 0.54282 | 383142
2016-05-19 05:00 | 0 | 0.54061 | 362941
2016-05-19 06:00 | 0 | 0.52507 | 347770
2016-05-19 07:00 | 0 | 0.49847 | 337967
2016-05-19 08:00 | 0 | 0.46653 | 336146
2016-05-19 09:00 | 0 | 0.43175 | 345081
2016-05-19 10:00 | 0 | 0.40809 | 367118
2016-05-19 11:00 | 0 | 0.36435 | 389239
2016-05-19 12:00 | 0.061455 | 0.20468 | 403543
2016-05-19 13:00 | 0.40671 | 0.17805 | 415692
2016-05-19 14:00 | 0.61774 | 0.25192 | 427306
2016-05-19 15:00 | 0.73766 | 0.29842 | 436602
2016-05-19 16:00 | 0.79059 | 0.31598 | 443665
2016-05-19 17:00 | 0.80139 | 0.32446 | 449379
2016-05-19 18:00 | 0.79477 | 0.32642 | 453245
2016-05-19 19:00 | 0.78901 | 0.31867 | 455347
2016-05-19 20:00 | 0.78544 | 0.30863 | 456705
2016-05-19 21:00 | 0.77444 | 0.30026 | 457769
2016-05-19 22:00 | 0.74362 | 0.29869 | 454744
2016-05-19 23:00 | 0.66629 | 0.31137 | 450085
2016-05-20 | 0.52372 | 0.3594 | 449796
2016-05-20 01:00 | 0.24614 | 0.50547 | 447542
2016-05-20 02:00 | 0.011815 | 0.61162 | 430084
2016-05-20 03:00 | 0 | 0.62169 | 403363
2016-05-20 04:00 | 0 | 0.61152 | 378108
2016-05-20 05:00 | 0 | 0.58386 | 359636
2016-05-20 06:00 | 0 | 0.54281 | 344888
2016-05-20 07:00 | 0 | 0.49583 | 335003
2016-05-20 08:00 | 0 | 0.45278 | 332872
2016-05-20 09:00 | 0 | 0.4172 | 341353
2016-05-20 10:00 | 0 | 0.38146 | 361869
2016-05-20 11:00 | 0 | 0.33583 | 383643
2016-05-20 12:00 | 0.086822 | 0.22302 | 399492
2016-05-20 13:00 | 0.41818 | 0.2129 | 413654
2016-05-20 14:00 | 0.6338 | 0.25 | 426738
2016-05-20 15:00 | 0.76151 | 0.28959 | 435829
2016-05-20 16:00 | 0.82493 | 0.31101 | 441805
2016-05-20 17:00 | 0.83761 | 0.32364 | 446073
2016-05-20 18:00 | 0.83523 | 0.3257 | 449358
2016-05-20 19:00 | 0.82658 | 0.32168 | 451726
2016-05-20 20:00 | 0.82114 | 0.31897 | 454033
2016-05-20 21:00 | 0.80486 | 0.31676 | 454399
2016-05-20 22:00 | 0.76492 | 0.32315 | 449646
2016-05-20 23:00 | 0.66438 | 0.34747 | 441625
2016-05-21 | 0.53583 | 0.4061 | 438654
2016-05-21 01:00 | 0.23513 | 0.55421 | 433474
2016-05-21 02:00 | 0.024648 | 0.63754 | 415012
2016-05-21 03:00 | 0 | 0.65343 | 396530
2016-05-21 04:00 | 0 | 0.64685 | 374530
2016-05-21 05:00 | 0 | 0.62112 | 355822
2016-05-21 06:00 | 0 | 0.58532 | 340289
2016-05-21 07:00 | 0 | 0.55338 | 330939
2016-05-21 08:00 | 0 | 0.52108 | 326053
2016-05-21 09:00 | 0 | 0.48758 | 325912
2016-05-21 10:00 | 0 | 0.46698 | 330394
2016-05-21 11:00 | 0 | 0.44767 | 338051
2016-05-21 12:00 | 0.083589 | 0.34681 | 355555
2016-05-21 13:00 | 0.42984 | 0.37771 | 375291
2016-05-21 14:00 | 0.66901 | 0.45477 | 393987
2016-05-21 15:00 | 0.79388 | 0.48671 | 408509
2016-05-21 16:00 | 0.84797 | 0.50022 | 418122
2016-05-21 17:00 | 0.85339 | 0.51767 | 424519
2016-05-21 18:00 | 0.84675 | 0.53994 | 429572
2016-05-21 19:00 | 0.83684 | 0.56398 | 433418
2016-05-21 20:00 | 0.8313 | 0.58552 | 436977
2016-05-21 21:00 | 0.81788 | 0.60298 | 439549
2016-05-21 22:00 | 0.7775 | 0.62144 | 436862
2016-05-21 23:00 | 0.68351 | 0.64576 | 431572
2016-05-22 | 0.50961 | 0.67891 | 426922
2016-05-22 01:00 | 0.23449 | 0.75866 | 422713
2016-05-22 02:00 | 0.017635 | 0.77888 | 410686
2016-05-22 03:00 | 0 | 0.76926 | 391852
2016-05-22 04:00 | 0 | 0.75868 | 371675
2016-05-22 05:00 | 0 | 0.73719 | 352334
2016-05-22 06:00 | 0 | 0.72192 | 337141
2016-05-22 07:00 | 0 | 0.71567 | 326650
2016-05-22 08:00 | 0 | 0.71049 | 321017
2016-05-22 09:00 | 0 | 0.68866 | 319360
2016-05-22 10:00 | 0 | 0.66301 | 319221
2016-05-22 11:00 | 0 | 0.61415 | 324076
2016-05-22 12:00 | 0.081906 | 0.45706 | 340092
2016-05-22 13:00 | 0.44858 | 0.42586 | 358790
2016-05-22 14:00 | 0.67486 | 0.50501 | 375530
2016-05-22 15:00 | 0.80633 | 0.53014 | 389040
2016-05-22 16:00 | 0.856 | 0.52469 | 401106
2016-05-22 17:00 | 0.86509 | 0.53218 | 410650
2016-05-22 18:00 | 0.85632 | 0.55327 | 419010
2016-05-22 19:00 | 0.84848 | 0.58182 | 426197
2016-05-22 20:00 | 0.84822 | 0.60784 | 434349
2016-05-22 21:00 | 0.83714 | 0.62819 | 440959
2016-05-22 22:00 | 0.80607 | 0.64718 | 443899
2016-05-22 23:00 | 0.71861 | 0.66542 | 442256
2016-05-23 | 0.57 | 0.71168 | 440455
2016-05-23 01:00 | 0.27534 | 0.78636 | 437320
2016-05-23 02:00 | 0.026223 | 0.81607 | 421608
2016-05-23 03:00 | 0 | 0.81344 | 397199
2016-05-23 04:00 | 0 | 0.80577 | 372838
2016-05-23 05:00 | 0 | 0.79768 | 352582
2016-05-23 06:00 | 0 | 0.78654 | 337779
2016-05-23 07:00 | 0 | 0.75933 | 329066
2016-05-23 08:00 | 0 | 0.72663 | 326685
2016-05-23 09:00 | 0 | 0.68742 | 336393
2016-05-23 10:00 | 0 | 0.65255 | 358134
2016-05-23 11:00 | 0 | 0.6006 | 381460
2016-05-23 12:00 | 0.092986 | 0.41085 | 399759
2016-05-23 13:00 | 0.46252 | 0.31422 | 416209
2016-05-23 14:00 | 0.68274 | 0.35816 | 432114
2016-05-23 15:00 | 0.80035 | 0.36119 | 446006
2016-05-23 16:00 | 0.84854 | 0.35655 | 457678
2016-05-23 17:00 | 0.86561 | 0.35165 | 469006
2016-05-23 18:00 | 0.86041 | 0.35181 | 478348
2016-05-23 19:00 | 0.85177 | 0.35985 | 486089
2016-05-23 20:00 | 0.84635 | 0.37243 | 490872
2016-05-23 21:00 | 0.83416 | 0.3779 | 493110
2016-05-23 22:00 | 0.79812 | 0.37525 | 490741
2016-05-23 23:00 | 0.70889 | 0.36889 | 484074
2016-05-24 | 0.54544 | 0.38989 | 477807
2016-05-24 01:00 | 0.23942 | 0.47217 | 471053
2016-05-24 02:00 | 0.016679 | 0.51356 | 448908
2016-05-24 03:00 | 0 | 0.50944 | 420111
2016-05-24 04:00 | 0 | 0.49727 | 392234
2016-05-24 05:00 | 0 | 0.49026 | 370342
2016-05-24 06:00 | 0 | 0.49104 | 354097
2016-05-24 07:00 | 0 | 0.47945 | 344011
2016-05-24 08:00 | 0 | 0.46636 | 341307
2016-05-24 09:00 | 0 | 0.43389 | 348338
2016-05-24 10:00 | 0 | 0.39899 | 366672
2016-05-24 11:00 | 0 | 0.35084 | 389826
2016-05-24 12:00 | 0.10236 | 0.2019 | 408663
2016-05-24 13:00 | 0.44092 | 0.13618 | 426934
2016-05-24 14:00 | 0.63748 | 0.14701 | 445433
2016-05-24 15:00 | 0.76678 | 0.15259 | 462381
2016-05-24 16:00 | 0.81711 | 0.16146 | 476400
2016-05-24 17:00 | 0.82547 | 0.18189 | 489270
2016-05-24 18:00 | 0.81687 | 0.20975 | 500907
2016-05-24 19:00 | 0.80473 | 0.23939 | 509782
2016-05-24 20:00 | 0.79565 | 0.26625 | 516707
2016-05-24 21:00 | 0.77621 | 0.28638 | 520133
2016-05-24 22:00 | 0.73136 | 0.30691 | 518155
2016-05-24 23:00 | 0.63317 | 0.32889 | 509918
2016-05-25 | 0.48962 | 0.38948 | 501806
2016-05-25 01:00 | 0.22571 | 0.50063 | 493666
2016-05-25 02:00 | 0.015504 | 0.57726 | 469882
2016-05-25 03:00 | 0 | 0.605 | 439830
2016-05-25 04:00 | 0 | 0.61158 | 412104
2016-05-25 05:00 | 0 | 0.61331 | 388110
2016-05-25 06:00 | 0 | 0.61228 | 369349
2016-05-25 07:00 | 0 | 0.59868 | 357330
2016-05-25 08:00 | 0 | 0.57266 | 353196
2016-05-25 09:00 | 0 | 0.52423 | 360438
2016-05-25 10:00 | 0 | 0.50152 | 377881
2016-05-25 11:00 | 7.37e-07 | 0.4705 | 400106
2016-05-25 12:00 | 0.10862 | 0.34779 | 420344
2016-05-25 13:00 | 0.45435 | 0.24805 | 440803
2016-05-25 14:00 | 0.64761 | 0.26962 | 461933
2016-05-25 15:00 | 0.77893 | 0.2969 | 481414
2016-05-25 16:00 | 0.8168 | 0.30972 | 497705
2016-05-25 17:00 | 0.82341 | 0.31252 | 513227
2016-05-25 18:00 | 0.81631 | 0.31325 | 526761
2016-05-25 19:00 | 0.80637 | 0.31762 | 537291
2016-05-25 20:00 | 0.7978 | 0.32336 | 544450
2016-05-25 21:00 | 0.78196 | 0.32217 | 547431
2016-05-25 22:00 | 0.73925 | 0.30716 | 542287
2016-05-25 23:00 | 0.64889 | 0.29381 | 531381
2016-05-26 | 0.50988 | 0.31604 | 521817
2016-05-26 01:00 | 0.23654 | 0.38678 | 512256
2016-05-26 02:00 | 0.019863 | 0.44162 | 488412
2016-05-26 03:00 | 0 | 0.4729 | 455944
2016-05-26 04:00 | 0 | 0.48563 | 425635
2016-05-26 05:00 | 0 | 0.48738 | 400557
2016-05-26 06:00 | 0 | 0.48906 | 380967
2016-05-26 07:00 | 0 | 0.48407 | 367149
2016-05-26 08:00 | 0 | 0.47463 | 361979
2016-05-26 09:00 | 0 | 0.46112 | 367885
2016-05-26 10:00 | 0 | 0.4547 | 387246
2016-05-26 11:00 | 2.01e-06 | 0.41266 | 410827
2016-05-26 12:00 | 0.12671 | 0.25615 | 432688
2016-05-26 13:00 | 0.48296 | 0.19962 | 453714
2016-05-26 14:00 | 0.67948 | 0.2414 | 476278
2016-05-26 15:00 | 0.79882 | 0.26719 | 497102
2016-05-26 16:00 | 0.83705 | 0.28329 | 514615
2016-05-26 17:00 | 0.83488 | 0.30489 | 530002
2016-05-26 18:00 | 0.8201 | 0.33688 | 540760
2016-05-26 19:00 | 0.8019 | 0.37467 | 550035
2016-05-26 20:00 | 0.78721 | 0.40391 | 554684
2016-05-26 21:00 | 0.76588 | 0.41054 | 553672
2016-05-26 22:00 | 0.72145 | 0.40843 | 546361
2016-05-26 23:00 | 0.63807 | 0.41786 | 533794
2016-05-27 | 0.50929 | 0.44619 | 523360
2016-05-27 01:00 | 0.26338 | 0.48975 | 514618
2016-05-27 02:00 | 0.03045 | 0.53372 | 489810
2016-05-27 03:00 | 0 | 0.54002 | 459477
2016-05-27 04:00 | 0 | 0.47951 | 428775
2016-05-27 05:00 | 0 | 0.42656 | 402449
2016-05-27 06:00 | 0 | 0.39216 | 381992
2016-05-27 07:00 | 0 | 0.35837 | 368753
2016-05-27 08:00 | 0 | 0.33343 | 363980
2016-05-27 09:00 | 0 | 0.31531 | 368934
2016-05-27 10:00 | 0 | 0.30055 | 384185
2016-05-27 11:00 | 2.79e-06 | 0.28318 | 405105
2016-05-27 12:00 | 0.11218 | 0.18903 | 429110
2016-05-27 13:00 | 0.46854 | 0.15126 | 452260
2016-05-27 14:00 | 0.68702 | 0.17369 | 475781
2016-05-27 15:00 | 0.79284 | 0.19269 | 496673
2016-05-27 16:00 | 0.82854 | 0.19678 | 513944
2016-05-27 17:00 | 0.83215 | 0.20042 | 527326
2016-05-27 18:00 | 0.82402 | 0.19689 | 537440
2016-05-27 19:00 | 0.81389 | 0.18161 | 543658
2016-05-27 20:00 | 0.80547 | 0.16612 | 546585
2016-05-27 21:00 | 0.78766 | 0.15394 | 544994
2016-05-27 22:00 | 0.75212 | 0.14516 | 535312
2016-05-27 23:00 | 0.67337 | 0.14424 | 520452
2016-05-28 | 0.54357 | 0.16117 | 507956
2016-05-28 01:00 | 0.28267 | 0.22755 | 498303
2016-05-28 02:00 | 0.042965 | 0.30488 | 477056
2016-05-28 03:00 | 0 | 0.33354 | 447806
2016-05-28 04:00 | 0 | 0.32921 | 418066
2016-05-28 05:00 | 0 | 0.32187 | 394181
2016-05-28 06:00 | 0 | 0.31473 | 375435
2016-05-28 07:00 | 0 | 0.30029 | 360860
2016-05-28 08:00 | 0 | 0.28636 | 352135
2016-05-28 09:00 | 0 | 0.27405 | 348132
2016-05-28 10:00 | 0 | 0.27263 | 349321
2016-05-28 11:00 | 4.42e-06 | 0.26279 | 357711
2016-05-28 12:00 | 0.14609 | 0.15471 | 377804
2016-05-28 13:00 | 0.53994 | 0.11444 | 404774
2016-05-28 14:00 | 0.71055 | 0.13518 | 431917
2016-05-28 15:00 | 0.8149 | 0.14472 | 456896
2016-05-28 16:00 | 0.85937 | 0.15061 | 477425
2016-05-28 17:00 | 0.86027 | 0.15743 | 492482
2016-05-28 18:00 | 0.8501 | 0.16789 | 504366
2016-05-28 19:00 | 0.8352 | 0.17979 | 514319
2016-05-28 20:00 | 0.82292 | 0.19003 | 522878
2016-05-28 21:00 | 0.80116 | 0.19483 | 526804
2016-05-28 22:00 | 0.75611 | 0.19185 | 524119
2016-05-28 23:00 | 0.66673 | 0.18375 | 513281
2016-05-29 | 0.51716 | 0.18774 | 501272
2016-05-29 01:00 | 0.25147 | 0.25184 | 491484
2016-05-29 02:00 | 0.026963 | 0.31356 | 472491
2016-05-29 03:00 | 0 | 0.34067 | 444592
2016-05-29 04:00 | 0 | 0.3648 | 418205
2016-05-29 05:00 | 0 | 0.39308 | 394074
2016-05-29 06:00 | 0 | 0.40376 | 373955
2016-05-29 07:00 | 0 | 0.41534 | 359007
2016-05-29 08:00 | 0 | 0.43254 | 349369
2016-05-29 09:00 | 0 | 0.43142 | 344568
2016-05-29 10:00 | 0 | 0.42394 | 342370
2016-05-29 11:00 | 7.61e-07 | 0.36163 | 347608
2016-05-29 12:00 | 0.11175 | 0.20046 | 364457
2016-05-29 13:00 | 0.42767 | 0.1438 | 390643
2016-05-29 14:00 | 0.62417 | 0.18465 | 417784
2016-05-29 15:00 | 0.72977 | 0.20846 | 442750
2016-05-29 16:00 | 0.77993 | 0.20444 | 464005
2016-05-29 17:00 | 0.79032 | 0.19818 | 480240
2016-05-29 18:00 | 0.78754 | 0.20274 | 492006
2016-05-29 19:00 | 0.77717 | 0.21491 | 500465
2016-05-29 20:00 | 0.76983 | 0.22593 | 506111
2016-05-29 21:00 | 0.75031 | 0.22596 | 508248
2016-05-29 22:00 | 0.71367 | 0.21392 | 504790
2016-05-29 23:00 | 0.6259 | 0.20597 | 494498
2016-05-30 | 0.49145 | 0.23669 | 483132
2016-05-30 01:00 | 0.26525 | 0.35234 | 472908
2016-05-30 02:00 | 0.035805 | 0.43953 | 456189
2016-05-30 03:00 | 0 | 0.45361 | 431028
2016-05-30 04:00 | 0 | 0.446 | 404498
2016-05-30 05:00 | 0 | 0.43279 | 380422
2016-05-30 06:00 | 0 | 0.41569 | 362999
2016-05-30 07:00 | 0 | 0.38928 | 349662
2016-05-30 08:00 | 0 | 0.35471 | 342344
2016-05-30 09:00 | 0 | 0.30925 | 340098
2016-05-30 10:00 | 0 | 0.27168 | 340563
2016-05-30 11:00 | 3.22e-07 | 0.23875 | 346582
2016-05-30 12:00 | 0.09808 | 0.13958 | 362900
2016-05-30 13:00 | 0.44311 | 0.12039 | 390192
2016-05-30 14:00 | 0.66598 | 0.15949 | 420252
2016-05-30 15:00 | 0.77994 | 0.16709 | 448922
2016-05-30 16:00 | 0.82954 | 0.1728 | 472712
2016-05-30 17:00 | 0.84063 | 0.18979 | 490171
2016-05-30 18:00 | 0.83586 | 0.21666 | 503610
2016-05-30 19:00 | 0.82842 | 0.24993 | 513592
2016-05-30 20:00 | 0.82647 | 0.28801 | 521499
2016-05-30 21:00 | 0.81773 | 0.32532 | 526698
2016-05-30 22:00 | 0.78696 | 0.35824 | 526040
2016-05-30 23:00 | 0.70199 | 0.39855 | 519884
2016-05-31 | 0.55368 | 0.49626 | 510821
2016-05-31 01:00 | 0.30087 | 0.6643 | 501289
2016-05-31 02:00 | 0.042811 | 0.75113 | 478475
2016-05-31 03:00 | 0 | 0.7208 | 446575
2016-05-31 04:00 | 0 | 0.64417 | 417426
2016-05-31 05:00 | 0 | 0.58532 | 392066
2016-05-31 06:00 | 0 | 0.53603 | 372274
2016-05-31 07:00 | 0 | 0.49539 | 359147
2016-05-31 08:00 | 0 | 0.45969 | 355102
2016-05-31 09:00 | 0 | 0.42906 | 362437
2016-05-31 10:00 | 0 | 0.40241 | 380869
2016-05-31 11:00 | 4.13e-07 | 0.36744 | 404434
2016-05-31 12:00 | 0.11954 | 0.28438 | 430258
2016-05-31 13:00 | 0.50381 | 0.34283 | 457434
2016-05-31 14:00 | 0.69321 | 0.37319 | 485399
2016-05-31 15:00 | 0.78357 | 0.36874 | 511566
2016-05-31 16:00 | 0.82333 | 0.35283 | 533684
2016-05-31 17:00 | 0.82337 | 0.34465 | 552896
2016-05-31 18:00 | 0.80871 | 0.34202 | 566702
2016-05-31 19:00 | 0.78707 | 0.34077 | 575476
2016-05-31 20:00 | 0.76967 | 0.33851 | 578930
2016-05-31 21:00 | 0.74837 | 0.33407 | 578388
2016-05-31 22:00 | 0.71517 | 0.33072 | 571152
2016-05-31 23:00 | 0.64265 | 0.33106 | 558447
2016-06-01 | 0.51419 | 0.34412 | 545151
2016-06-01 01:00 | 0.30891 | 0.38816 | 533134
2016-06-01 02:00 | 0.057516 | 0.43458 | 505636
2016-06-01 03:00 | 1.91e-08 | 0.43709 | 469955
2016-06-01 04:00 | 0 | 0.42316 | 436947
2016-06-01 05:00 | 0 | 0.4087 | 409528
2016-06-01 06:00 | 0 | 0.40039 | 388462
2016-06-01 07:00 | 0 | 0.40449 | 373860
2016-06-01 08:00 | 0 | 0.41249 | 367627
2016-06-01 09:00 | 0 | 0.42511 | 372843
2016-06-01 10:00 | 0 | 0.43535 | 388457
2016-06-01 11:00 | 7.59e-06 | 0.39317 | 411140
2016-06-01 12:00 | 0.074201 | 0.25997 | 435165
2016-06-01 13:00 | 0.41453 | 0.29419 | 458866
2016-06-01 14:00 | 0.60638 | 0.33529 | 485380
2016-06-01 15:00 | 0.71441 | 0.32728 | 510547
2016-06-01 16:00 | 0.75556 | 0.31979 | 531408
2016-06-01 17:00 | 0.7617 | 0.31554 | 550110
2016-06-01 18:00 | 0.74909 | 0.30863 | 564854
2016-06-01 19:00 | 0.73391 | 0.29604 | 574628
2016-06-01 20:00 | 0.71686 | 0.27979 | 580324
2016-06-01 21:00 | 0.6936 | 0.26005 | 579092
2016-06-01 22:00 | 0.66201 | 0.23284 | 570068
2016-06-01 23:00 | 0.59673 | 0.19673 | 556557
2016-06-02 | 0.47466 | 0.16863 | 544273
2016-06-02 01:00 | 0.30003 | 0.18209 | 532348
2016-06-02 02:00 | 0.057849 | 0.21307 | 507490
2016-06-02 03:00 | 2e-07 | 0.2412 | 472589
2016-06-02 04:00 | 0 | 0.26897 | 439690
2016-06-02 05:00 | 0 | 0.29437 | 412308
2016-06-02 06:00 | 0 | 0.31342 | 390358
2016-06-02 07:00 | 0 | 0.32801 | 375879
2016-06-02 08:00 | 0 | 0.34255 | 370219
2016-06-02 09:00 | 0 | 0.34703 | 375798
2016-06-02 10:00 | 0 | 0.35021 | 393345
2016-06-02 11:00 | 5.3e-06 | 0.31332 | 414211
2016-06-02 12:00 | 0.10477 | 0.16557 | 435951
2016-06-02 13:00 | 0.46895 | 0.10429 | 457230
2016-06-02 14:00 | 0.67136 | 0.12116 | 479125
2016-06-02 15:00 | 0.78624 | 0.14578 | 500458
2016-06-02 16:00 | 0.83038 | 0.16033 | 519600
2016-06-02 17:00 | 0.83619 | 0.17474 | 537657
2016-06-02 18:00 | 0.83006 | 0.18892 | 551753
2016-06-02 19:00 | 0.81939 | 0.19899 | 561585
2016-06-02 20:00 | 0.81198 | 0.20594 | 567278
2016-06-02 21:00 | 0.79392 | 0.21516 | 568552
2016-06-02 22:00 | 0.7638 | 0.22706 | 562007
2016-06-02 23:00 | 0.69543 | 0.24487 | 550541
2016-06-03 | 0.55894 | 0.30145 | 540859
2016-06-03 01:00 | 0.34026 | 0.4573 | 528804
2016-06-03 02:00 | 0.046418 | 0.5566 | 504648
2016-06-03 03:00 | 3.37e-07 | 0.58278 | 471826
2016-06-03 04:00 | 0 | 0.5798 | 440612
2016-06-03 05:00 | 0 | 0.56433 | 412775
2016-06-03 06:00 | 0 | 0.54738 | 391019
2016-06-03 07:00 | 0 | 0.53664 | 376807
2016-06-03 08:00 | 0 | 0.5273 | 370748
2016-06-03 09:00 | 0 | 0.52193 | 376029
2016-06-03 10:00 | 0 | 0.51258 | 390568
2016-06-03 11:00 | 8.38e-06 | 0.46433 | 410728
2016-06-03 12:00 | 0.12234 | 0.28898 | 433401
2016-06-03 13:00 | 0.49458 | 0.25553 | 456710
2016-06-03 14:00 | 0.7017 | 0.34365 | 482352
2016-06-03 15:00 | 0.79597 | 0.38076 | 506438
2016-06-03 16:00 | 0.83754 | 0.37861 | 526219
2016-06-03 17:00 | 0.84857 | 0.36968 | 544271
2016-06-03 18:00 | 0.84346 | 0.36141 | 559157
2016-06-03 19:00 | 0.83538 | 0.35597 | 568887
2016-06-03 20:00 | 0.83221 | 0.35296 | 574581
2016-06-03 21:00 | 0.82329 | 0.3541 | 574869
2016-06-03 22:00 | 0.79445 | 0.35681 | 567521
2016-06-03 23:00 | 0.72217 | 0.34788 | 553923
2016-06-04 | 0.5906 | 0.35202 | 541270
2016-06-04 01:00 | 0.35349 | 0.4329 | 530077
2016-06-04 02:00 | 0.04755 | 0.53084 | 507757
2016-06-04 03:00 | 4.31e-07 | 0.54703 | 476751
2016-06-04 04:00 | 0 | 0.51072 | 445566
2016-06-04 05:00 | 0 | 0.45923 | 417881
2016-06-04 06:00 | 0 | 0.41708 | 395618
2016-06-04 07:00 | 0 | 0.39272 | 378450
2016-06-04 08:00 | 0 | 0.39198 | 367703
2016-06-04 09:00 | 0 | 0.40717 | 364114
2016-06-04 10:00 | 0 | 0.43044 | 364270
2016-06-04 11:00 | 9.92e-06 | 0.39997 | 372504
2016-06-04 12:00 | 0.15011 | 0.23693 | 391583
2016-06-04 13:00 | 0.5314 | 0.23452 | 416910
2016-06-04 14:00 | 0.68035 | 0.36388 | 444249
2016-06-04 15:00 | 0.78321 | 0.43363 | 469972
2016-06-04 16:00 | 0.81915 | 0.47453 | 491295
2016-06-04 17:00 | 0.82724 | 0.50135 | 507879
2016-06-04 18:00 | 0.82258 | 0.52351 | 520690
2016-06-04 19:00 | 0.81438 | 0.54379 | 530123
2016-06-04 20:00 | 0.80999 | 0.56098 | 536156
2016-06-04 21:00 | 0.79802 | 0.57492 | 539077
2016-06-04 22:00 | 0.76981 | 0.57239 | 535584
2016-06-04 23:00 | 0.69583 | 0.53889 | 526357
2016-06-05 | 0.56748 | 0.48925 | 517223
2016-06-05 01:00 | 0.3084 | 0.55322 | 507566
2016-06-05 02:00 | 0.031121 | 0.57285 | 488695
2016-06-05 03:00 | 0 | 0.52782 | 461209
2016-06-05 04:00 | 0 | 0.4779 | 431573
2016-06-05 05:00 | 0 | 0.43968 | 406781
2016-06-05 06:00 | 0 | 0.41995 | 386419
2016-06-05 07:00 | 0 | 0.40743 | 370429
2016-06-05 08:00 | 0 | 0.4004 | 360252
2016-06-05 09:00 | 0 | 0.39213 | 355281
2016-06-05 10:00 | 0 | 0.39484 | 352955
2016-06-05 11:00 | 1.34e-05 | 0.35168 | 357290
2016-06-05 12:00 | 0.14986 | 0.19319 | 374022
2016-06-05 13:00 | 0.53103 | 0.11867 | 397413
2016-06-05 14:00 | 0.70881 | 0.18483 | 422285
2016-06-05 15:00 | 0.79729 | 0.26326 | 445523
2016-06-05 16:00 | 0.84048 | 0.30512 | 466044
2016-06-05 17:00 | 0.84662 | 0.3361 | 483304
2016-06-05 18:00 | 0.84006 | 0.3592 | 497201
2016-06-05 19:00 | 0.83079 | 0.37258 | 508990
2016-06-05 20:00 | 0.82758 | 0.38104 | 519010
2016-06-05 21:00 | 0.81836 | 0.38738 | 525768
2016-06-05 22:00 | 0.79115 | 0.38828 | 526990
2016-06-05 23:00 | 0.70785 | 0.38631 | 521930
2016-06-06 | 0.57799 | 0.39814 | 513888
2016-06-06 01:00 | 0.31762 | 0.48725 | 504098
2016-06-06 02:00 | 0.043799 | 0.58846 | 485611
2016-06-06 03:00 | 8.35e-07 | 0.60534 | 456516
2016-06-06 04:00 | 0 | 0.57023 | 426240
2016-06-06 05:00 | 0 | 0.52917 | 403188
2016-06-06 06:00 | 0 | 0.50243 | 384384
2016-06-06 07:00 | 0 | 0.4966 | 370595
2016-06-06 08:00 | 0 | 0.49349 | 366015
2016-06-06 09:00 | 0 | 0.48861 | 371425
2016-06-06 10:00 | 0 | 0.48715 | 387935
2016-06-06 11:00 | 1.22e-05 | 0.42548 | 411661
2016-06-06 12:00 | 0.1305 | 0.25569 | 435162
2016-06-06 13:00 | 0.47762 | 0.22149 | 461328
2016-06-06 14:00 | 0.6826 | 0.27385 | 485280
2016-06-06 15:00 | 0.77921 | 0.30285 | 509087
2016-06-06 16:00 | 0.82034 | 0.30425 | 527204
2016-06-06 17:00 | 0.82732 | 0.30768 | 545385
2016-06-06 18:00 | 0.81727 | 0.30856 | 560299
2016-06-06 19:00 | 0.79848 | 0.3116 | 570244
2016-06-06 20:00 | 0.7796 | 0.31599 | 578371
2016-06-06 21:00 | 0.75136 | 0.31896 | 581232
2016-06-06 22:00 | 0.71603 | 0.32234 | 579340
2016-06-06 23:00 | 0.64068 | 0.32668 | 568858
2016-06-07 | 0.52204 | 0.35354 | 558041
2016-06-07 01:00 | 0.30548 | 0.48713 | 544630
2016-06-07 02:00 | 0.039285 | 0.63609 | 517539
2016-06-07 03:00 | 6.58e-07 | 0.62914 | 483215
2016-06-07 04:00 | 0 | 0.56097 | 448043
2016-06-07 05:00 | 0 | 0.49273 | 419365
2016-06-07 06:00 | 0 | 0.43344 | 397308
2016-06-07 07:00 | 0 | 0.38778 | 381818
2016-06-07 08:00 | 0 | 0.35407 | 375224
2016-06-07 09:00 | 0 | 0.33221 | 379918
2016-06-07 10:00 | 0 | 0.31655 | 394415
2016-06-07 11:00 | 5.73e-06 | 0.25255 | 414034
2016-06-07 12:00 | 0.11247 | 0.12153 | 436079
2016-06-07 13:00 | 0.4616 | 0.12064 | 460021
2016-06-07 14:00 | 0.65955 | 0.15079 | 485342
2016-06-07 15:00 | 0.76164 | 0.1394 | 508842
2016-06-07 16:00 | 0.80642 | 0.12017 | 528600
2016-06-07 17:00 | 0.81705 | 0.1083 | 546244
2016-06-07 18:00 | 0.80772 | 0.10338 | 559521
2016-06-07 19:00 | 0.79148 | 0.10384 | 569433
2016-06-07 20:00 | 0.77536 | 0.10981 | 575757
2016-06-07 21:00 | 0.75432 | 0.11786 | 579190
2016-06-07 22:00 | 0.72036 | 0.13348 | 575363
2016-06-07 23:00 | 0.63645 | 0.15925 | 564201
2016-06-08 | 0.50509 | 0.20742 | 548515
2016-06-08 01:00 | 0.28016 | 0.34787 | 533334
2016-06-08 02:00 | 0.03863 | 0.51707 | 506870
2016-06-08 03:00 | 1.93e-06 | 0.558 | 470978
2016-06-08 04:00 | 0 | 0.54047 | 437565
2016-06-08 05:00 | 0 | 0.50119 | 408850
2016-06-08 06:00 | 0 | 0.46938 | 386228
2016-06-08 07:00 | 0 | 0.44948 | 371486
2016-06-08 08:00 | 0 | 0.44456 | 364715
2016-06-08 09:00 | 0 | 0.44071 | 370472
2016-06-08 10:00 | 0 | 0.43629 | 382405
2016-06-08 11:00 | 4.31e-06 | 0.38475 | 400432
2016-06-08 12:00 | 0.11727 | 0.20314 | 420465
2016-06-08 13:00 | 0.44153 | 0.17551 | 442199
2016-06-08 14:00 | 0.63022 | 0.22489 | 465246
2016-06-08 15:00 | 0.71917 | 0.23147 | 486017
2016-06-08 16:00 | 0.76693 | 0.22054 | 502863
2016-06-08 17:00 | 0.77969 | 0.2198 | 519109
2016-06-08 18:00 | 0.77735 | 0.22851 | 532051
2016-06-08 19:00 | 0.76621 | 0.2403 | 543040
2016-06-08 20:00 | 0.75604 | 0.25393 | 551323
2016-06-08 21:00 | 0.73633 | 0.26528 | 555836
2016-06-08 22:00 | 0.69985 | 0.27602 | 553751
2016-06-08 23:00 | 0.61946 | 0.30876 | 543784
2016-06-09 | 0.48716 | 0.39716 | 530422
2016-06-09 01:00 | 0.26552 | 0.55529 | 517442
2016-06-09 02:00 | 0.034859 | 0.66508 | 494403
2016-06-09 03:00 | 1.49e-06 | 0.70627 | 461505
2016-06-09 04:00 | 0 | 0.70124 | 429485
2016-06-09 05:00 | 0 | 0.66947 | 402849
2016-06-09 06:00 | 0 | 0.63228 | 382478
2016-06-09 07:00 | 0 | 0.60365 | 368821
2016-06-09 08:00 | 0 | 0.57698 | 362709
2016-06-09 09:00 | 0 | 0.53165 | 366616
2016-06-09 10:00 | 0 | 0.48826 | 380315
2016-06-09 11:00 | 7.27e-06 | 0.4029 | 398304
2016-06-09 12:00 | 0.11535 | 0.23263 | 419320
2016-06-09 13:00 | 0.43497 | 0.23629 | 441583
2016-06-09 14:00 | 0.64097 | 0.32703 | 464597
2016-06-09 15:00 | 0.7517 | 0.33226 | 485879
2016-06-09 16:00 | 0.80899 | 0.32023 | 505989
2016-06-09 17:00 | 0.82262 | 0.31611 | 524767
2016-06-09 18:00 | 0.82029 | 0.31783 | 539999
2016-06-09 19:00 | 0.81231 | 0.32287 | 552774
2016-06-09 20:00 | 0.80617 | 0.32847 | 560594
2016-06-09 21:00 | 0.7912 | 0.33666 | 566846
2016-06-09 22:00 | 0.75729 | 0.35068 | 564371
2016-06-09 23:00 | 0.67834 | 0.38014 | 554318
2016-06-10 | 0.53952 | 0.4577 | 540316
2016-06-10 01:00 | 0.31319 | 0.61268 | 530398
2016-06-10 02:00 | 0.052476 | 0.72229 | 505423
2016-06-10 03:00 | 2.05e-06 | 0.71947 | 473098
2016-06-10 04:00 | 0 | 0.69097 | 438393
2016-06-10 05:00 | 0 | 0.65463 | 411512
2016-06-10 06:00 | 0 | 0.6153 | 391226
2016-06-10 07:00 | 0 | 0.5657 | 376885
2016-06-10 08:00 | 0 | 0.5154 | 369546
2016-06-10 09:00 | 0 | 0.46668 | 372398
2016-06-10 10:00 | 0 | 0.42754 | 383857
2016-06-10 11:00 | 9.14e-06 | 0.33945 | 402748
2016-06-10 12:00 | 0.12657 | 0.18186 | 426829
2016-06-10 13:00 | 0.42817 | 0.19712 | 454646
2016-06-10 14:00 | 0.58886 | 0.24662 | 482301
2016-06-10 15:00 | 0.68137 | 0.25357 | 508873
2016-06-10 16:00 | 0.72998 | 0.26226 | 531905
2016-06-10 17:00 | 0.74446 | 0.28399 | 551022
2016-06-10 18:00 | 0.74244 | 0.31146 | 567314
2016-06-10 19:00 | 0.73347 | 0.33132 | 579868
2016-06-10 20:00 | 0.71689 | 0.33505 | 589997
2016-06-10 21:00 | 0.68376 | 0.33241 | 593420
2016-06-10 22:00 | 0.6295 | 0.32853 | 587600
2016-06-10 23:00 | 0.53742 | 0.34125 | 573688
2016-06-11 | 0.40509 | 0.41187 | 556480
2016-06-11 01:00 | 0.21393 | 0.58689 | 540736
2016-06-11 02:00 | 0.032552 | 0.70348 | 517639
2016-06-11 03:00 | 2.62e-06 | 0.69478 | 486640
2016-06-11 04:00 | 0 | 0.66402 | 455231
2016-06-11 05:00 | 0 | 0.63536 | 426453
2016-06-11 06:00 | 0 | 0.60039 | 405689
2016-06-11 07:00 | 0 | 0.56313 | 388245
2016-06-11 08:00 | 0 | 0.53447 | 375972
2016-06-11 09:00 | 0 | 0.49515 | 372056
2016-06-11 10:00 | 0 | 0.45654 | 372473
2016-06-11 11:00 | 8.03e-06 | 0.37924 | 382390
2016-06-11 12:00 | 0.092122 | 0.25114 | 405494
2016-06-11 13:00 | 0.3086 | 0.24893 | 438077
2016-06-11 14:00 | 0.48649 | 0.30419 | 473340
2016-06-11 15:00 | 0.5999 | 0.32961 | 506666
2016-06-11 16:00 | 0.66231 | 0.33391 | 534752
2016-06-11 17:00 | 0.683 | 0.34272 | 555285
2016-06-11 18:00 | 0.67726 | 0.35925 | 571006
2016-06-11 19:00 | 0.66388 | 0.37801 | 582511
2016-06-11 20:00 | 0.64097 | 0.40251 | 590597
2016-06-11 21:00 | 0.60496 | 0.43479 | 595049
2016-06-11 22:00 | 0.54997 | 0.47559 | 591829
2016-06-11 23:00 | 0.47173 | 0.52699 | 580903
2016-06-12 | 0.35875 | 0.60492 | 566512
2016-06-12 01:00 | 0.20329 | 0.7093 | 552841
2016-06-12 02:00 | 0.024773 | 0.75993 | 531300
2016-06-12 03:00 | 1.6e-06 | 0.74616 | 501243
2016-06-12 04:00 | 0 | 0.70781 | 470687
2016-06-12 05:00 | 0 | 0.67295 | 442054
2016-06-12 06:00 | 0 | 0.64964 | 418211
2016-06-12 07:00 | 0 | 0.61829 | 400428
2016-06-12 08:00 | 0 | 0.59265 | 387567
2016-06-12 09:00 | 0 | 0.53706 | 380020
2016-06-12 10:00 | 0 | 0.46561 | 376210
2016-06-12 11:00 | 3.77e-06 | 0.39354 | 384024
2016-06-12 12:00 | 0.10397 | 0.30643 | 407958
2016-06-12 13:00 | 0.41377 | 0.32105 | 437678
2016-06-12 14:00 | 0.61229 | 0.33931 | 468012
2016-06-12 15:00 | 0.7192 | 0.32998 | 494687
2016-06-12 16:00 | 0.77461 | 0.32303 | 517422
2016-06-12 17:00 | 0.78608 | 0.31934 | 534487
2016-06-12 18:00 | 0.78057 | 0.32071 | 545621
2016-06-12 19:00 | 0.77104 | 0.32004 | 552724
2016-06-12 20:00 | 0.76189 | 0.31468 | 556947
2016-06-12 21:00 | 0.74442 | 0.30521 | 558748
2016-06-12 22:00 | 0.70904 | 0.29166 | 554207
2016-06-12 23:00 | 0.63446 | 0.27884 | 543277
2016-06-13 | 0.52686 | 0.29455 | 530139
2016-06-13 01:00 | 0.30355 | 0.40086 | 519068
2016-06-13 02:00 | 0.035865 | 0.4744 | 498816
2016-06-13 03:00 | 2.74e-06 | 0.45119 | 469138
2016-06-13 04:00 | 0 | 0.40546 | 439711
2016-06-13 05:00 | 0 | 0.36584 | 415207
2016-06-13 06:00 | 0 | 0.32732 | 394517
2016-06-13 07:00 | 0 | 0.29394 | 380639
2016-06-13 08:00 | 0 | 0.27134 | 374559
2016-06-13 09:00 | 0 | 0.2423 | 379564
2016-06-13 10:00 | 0 | 0.22054 | 394195
2016-06-13 11:00 | 4e-06 | 0.18451 | 416210
2016-06-13 12:00 | 0.14144 | 0.11091 | 440541
2016-06-13 13:00 | 0.46694 | 0.094479 | 467299
2016-06-13 14:00 | 0.6673 | 0.10295 | 495712
2016-06-13 15:00 | 0.76388 | 0.09984 | 522570
2016-06-13 16:00 | 0.803 | 0.093823 | 545584
2016-06-13 17:00 | 0.80562 | 0.089879 | 565469
2016-06-13 18:00 | 0.79493 | 0.090341 | 580343
2016-06-13 19:00 | 0.78386 | 0.094501 | 589658
2016-06-13 20:00 | 0.77718 | 0.098483 | 595279
2016-06-13 21:00 | 0.76668 | 0.10711 | 596967
2016-06-13 22:00 | 0.73376 | 0.12524 | 591091
2016-06-13 23:00 | 0.65056 | 0.15896 | 579889
2016-06-14 | 0.53824 | 0.21258 | 565632
2016-06-14 01:00 | 0.2948 | 0.341 | 551948
2016-06-14 02:00 | 0.04099 | 0.46675 | 527027
2016-06-14 03:00 | 0 | 0.47225 | 491855
2016-06-14 04:00 | 0 | 0.44611 | 458318
2016-06-14 05:00 | 0 | 0.41848 | 429694
2016-06-14 06:00 | 0 | 0.39414 | 408610
2016-06-14 07:00 | 0 | 0.37013 | 393006
2016-06-14 08:00 | 0 | 0.34431 | 386262
2016-06-14 09:00 | 0 | 0.31773 | 390262
2016-06-14 10:00 | 0 | 0.3071 | 405010
2016-06-14 11:00 | 1.32e-05 | 0.28893 | 425599
2016-06-14 12:00 | 0.16651 | 0.20155 | 449688
2016-06-14 13:00 | 0.55105 | 0.21367 | 476353
2016-06-14 14:00 | 0.70221 | 0.25338 | 503944
2016-06-14 15:00 | 0.80436 | 0.26357 | 530927
2016-06-14 16:00 | 0.8593 | 0.2772 | 553952
2016-06-14 17:00 | 0.86532 | 0.29852 | 573249
2016-06-14 18:00 | 0.85367 | 0.3212 | 587081
2016-06-14 19:00 | 0.84006 | 0.34304 | 595687
2016-06-14 20:00 | 0.83191 | 0.3573 | 601822
2016-06-14 21:00 | 0.81708 | 0.35726 | 603737
2016-06-14 22:00 | 0.78601 | 0.3491 | 597600
2016-06-14 23:00 | 0.70256 | 0.33149 | 585548
2016-06-15 | 0.554 | 0.33634 | 570965
2016-06-15 01:00 | 0.30135 | 0.40804 | 557325
2016-06-15 02:00 | 0.037084 | 0.46001 | 532471
2016-06-15 03:00 | 2.61e-06 | 0.47924 | 498690
2016-06-15 04:00 | 0 | 0.48186 | 466211
2016-06-15 05:00 | 0 | 0.48775 | 438142
2016-06-15 06:00 | 0 | 0.50478 | 417100
2016-06-15 07:00 | 0 | 0.51539 | 402112
2016-06-15 08:00 | 0 | 0.51429 | 394759
2016-06-15 09:00 | 0 | 0.50176 | 398514
2016-06-15 10:00 | 0 | 0.4782 | 413684
2016-06-15 11:00 | 1.75e-05 | 0.40943 | 433725
2016-06-15 12:00 | 0.15071 | 0.22061 | 458210
2016-06-15 13:00 | 0.52471 | 0.15861 | 486171
2016-06-15 14:00 | 0.6847 | 0.1642 | 515729
2016-06-15 15:00 | 0.7965 | 0.18625 | 544200
2016-06-15 16:00 | 0.8423 | 0.19834 | 569028
2016-06-15 17:00 | 0.85369 | 0.21806 | 590949
2016-06-15 18:00 | 0.84986 | 0.24605 | 608682
2016-06-15 19:00 | 0.84329 | 0.27776 | 621100
2016-06-15 20:00 | 0.84225 | 0.30696 | 629859
2016-06-15 21:00 | 0.83687 | 0.32989 | 632024
2016-06-15 22:00 | 0.80844 | 0.3476 | 626813
2016-06-15 23:00 | 0.74235 | 0.37164 | 613147
2016-06-16 | 0.59446 | 0.44433 | 596583
2016-06-16 01:00 | 0.34037 | 0.61156 | 579747
2016-06-16 02:00 | 0.047601 | 0.7209 | 552876
2016-06-16 03:00 | 2.07e-06 | 0.75404 | 516809
2016-06-16 04:00 | 0 | 0.73338 | 482294
2016-06-16 05:00 | 0 | 0.69511 | 452694
2016-06-16 06:00 | 0 | 0.65012 | 429579
2016-06-16 07:00 | 0 | 0.60901 | 412910
2016-06-16 08:00 | 0 | 0.58165 | 404973
2016-06-16 09:00 | 0 | 0.55667 | 408505
2016-06-16 10:00 | 0 | 0.5282 | 422239
2016-06-16 11:00 | 1.67e-05 | 0.45926 | 442317
2016-06-16 12:00 | 0.16139 | 0.33655 | 467491
2016-06-16 13:00 | 0.55893 | 0.34697 | 494771
2016-06-16 14:00 | 0.70996 | 0.37596 | 523244
2016-06-16 15:00 | 0.81812 | 0.38081 | 550557
2016-06-16 16:00 | 0.85707 | 0.36736 | 573493
2016-06-16 17:00 | 0.87499 | 0.3656 | 593314
2016-06-16 18:00 | 0.86837 | 0.38406 | 608327
2016-06-16 19:00 | 0.86004 | 0.4121 | 617141
2016-06-16 20:00 | 0.85833 | 0.44206 | 622344
2016-06-16 21:00 | 0.8518 | 0.46807 | 623112
2016-06-16 22:00 | 0.82356 | 0.48019 | 617203
2016-06-16 23:00 | 0.7577 | 0.47581 | 605611
2016-06-17 | 0.60271 | 0.51317 | 591553
2016-06-17 01:00 | 0.35658 | 0.6363 | 575723
2016-06-17 02:00 | 0.049939 | 0.72472 | 549591
2016-06-17 03:00 | 1.78e-06 | 0.73126 | 515717
2016-06-17 04:00 | 0 | 0.70743 | 483717
2016-06-17 05:00 | 0 | 0.68153 | 454279
2016-06-17 06:00 | 0 | 0.64985 | 428248
2016-06-17 07:00 | 0 | 0.62478 | 411752
2016-06-17 08:00 | 0 | 0.59611 | 403500
2016-06-17 09:00 | 0 | 0.56534 | 405513
2016-06-17 10:00 | 0 | 0.535 | 416644
2016-06-17 11:00 | 1.66e-05 | 0.4624 | 434301
2016-06-17 12:00 | 0.15707 | 0.30858 | 459290
2016-06-17 13:00 | 0.55306 | 0.29951 | 488911
2016-06-17 14:00 | 0.70763 | 0.28985 | 518595
2016-06-17 15:00 | 0.81093 | 0.25138 | 545741
2016-06-17 16:00 | 0.85203 | 0.21914 | 567490
2016-06-17 17:00 | 0.86526 | 0.20013 | 584549
2016-06-17 18:00 | 0.86101 | 0.18937 | 597291
2016-06-17 19:00 | 0.8533 | 0.18475 | 606608
2016-06-17 20:00 | 0.85114 | 0.18274 | 612181
2016-06-17 21:00 | 0.84395 | 0.18265 | 612561
2016-06-17 22:00 | 0.814 | 0.18868 | 604742
2016-06-17 23:00 | 0.74226 | 0.20837 | 590018
2016-06-18 | 0.58769 | 0.27552 | 571383
2016-06-18 01:00 | 0.32722 | 0.42267 | 554508
2016-06-18 02:00 | 0.048206 | 0.55167 | 530096
2016-06-18 03:00 | 8.24e-07 | 0.58047 | 497484
2016-06-18 04:00 | 0 | 0.54755 | 465759
2016-06-18 05:00 | 0 | 0.50665 | 436125
2016-06-18 06:00 | 0 | 0.46711 | 410907
2016-06-18 07:00 | 0 | 0.42833 | 393168
2016-06-18 08:00 | 0 | 0.39851 | 381758
2016-06-18 09:00 | 0 | 0.34793 | 376227
2016-06-18 10:00 | 0 | 0.30212 | 375830
2016-06-18 11:00 | 8.76e-06 | 0.24589 | 384738
2016-06-18 12:00 | 0.16263 | 0.14261 | 405325
2016-06-18 13:00 | 0.53801 | 0.10942 | 432021
2016-06-18 14:00 | 0.68773 | 0.11973 | 460821
2016-06-18 15:00 | 0.78578 | 0.11117 | 489654
2016-06-18 16:00 | 0.82382 | 0.097808 | 514631
2016-06-18 17:00 | 0.82882 | 0.092262 | 534606
2016-06-18 18:00 | 0.82061 | 0.092331 | 551191
2016-06-18 19:00 | 0.80996 | 0.099156 | 564545
2016-06-18 20:00 | 0.80153 | 0.11372 | 574478
2016-06-18 21:00 | 0.78424 | 0.13741 | 579685
2016-06-18 22:00 | 0.75119 | 0.17188 | 575841
2016-06-18 23:00 | 0.67038 | 0.22191 | 562708
2016-06-19 | 0.51684 | 0.29895 | 545617
2016-06-19 01:00 | 0.28293 | 0.46338 | 531539
2016-06-19 02:00 | 0.047518 | 0.61502 | 511308
2016-06-19 03:00 | 4.12e-06 | 0.65664 | 481727
2016-06-19 04:00 | 0 | 0.65631 | 450963
2016-06-19 05:00 | 0 | 0.63725 | 423780
2016-06-19 06:00 | 0 | 0.6111 | 400632
2016-06-19 07:00 | 0 | 0.58515 | 383744
2016-06-19 08:00 | 0 | 0.56323 | 372003
2016-06-19 09:00 | 0 | 0.54485 | 364628
2016-06-19 10:00 | 0 | 0.52409 | 361484
2016-06-19 11:00 | 1.49e-05 | 0.45628 | 367308
2016-06-19 12:00 | 0.13804 | 0.3188 | 387174
2016-06-19 13:00 | 0.46228 | 0.36011 | 415881
2016-06-19 14:00 | 0.63772 | 0.41874 | 447988
2016-06-19 15:00 | 0.74573 | 0.43877 | 479035
2016-06-19 16:00 | 0.79638 | 0.4547 | 506647
2016-06-19 17:00 | 0.80831 | 0.46895 | 530674
2016-06-19 18:00 | 0.80607 | 0.47772 | 550246
2016-06-19 19:00 | 0.8003 | 0.48098 | 567009
2016-06-19 20:00 | 0.79586 | 0.482 | 580864
2016-06-19 21:00 | 0.78208 | 0.48549 | 590387
2016-06-19 22:00 | 0.75162 | 0.49367 | 591563
2016-06-19 23:00 | 0.68352 | 0.51054 | 584623
2016-06-20 | 0.54053 | 0.55826 | 571899
2016-06-20 01:00 | 0.33336 | 0.67232 | 560612
2016-06-20 02:00 | 0.045559 | 0.77277 | 538629
2016-06-20 03:00 | 1.45e-06 | 0.77673 | 506404
2016-06-20 04:00 | 0 | 0.74855 | 472788
2016-06-20 05:00 | 0 | 0.7177 | 444380
2016-06-20 06:00 | 0 | 0.68687 | 420074
2016-06-20 07:00 | 0 | 0.65765 | 403268
2016-06-20 08:00 | 0 | 0.62122 | 394676
2016-06-20 09:00 | 0 | 0.57143 | 397331
2016-06-20 10:00 | 0 | 0.51769 | 410679
2016-06-20 11:00 | 1.66e-05 | 0.39334 | 433379
2016-06-20 12:00 | 0.16261 | 0.22459 | 461784
2016-06-20 13:00 | 0.51456 | 0.28205 | 494530
2016-06-20 14:00 | 0.69468 | 0.29187 | 529278
2016-06-20 15:00 | 0.78144 | 0.2573 | 563124
2016-06-20 16:00 | 0.82391 | 0.22493 | 592728
2016-06-20 17:00 | 0.82969 | 0.20826 | 618309
2016-06-20 18:00 | 0.82305 | 0.20207 | 637952
2016-06-20 19:00 | 0.81542 | 0.19855 | 653245
2016-06-20 20:00 | 0.8137 | 0.19481 | 664302
2016-06-20 21:00 | 0.80703 | 0.1942 | 668915
2016-06-20 22:00 | 0.78356 | 0.1931 | 664906
2016-06-20 23:00 | 0.71005 | 0.19169 | 651397
2016-06-21 | 0.57976 | 0.20697 | 631507
2016-06-21 01:00 | 0.32615 | 0.3286 | 612804
2016-06-21 02:00 | 0.048632 | 0.49889 | 581995
2016-06-21 03:00 | 1.26e-06 | 0.55426 | 539949
2016-06-21 04:00 | 0 | 0.54404 | 501362
2016-06-21 05:00 | 0 | 0.52013 | 469238
2016-06-21 06:00 | 0 | 0.4948 | 441958
2016-06-21 07:00 | 0 | 0.47726 | 422625
2016-06-21 08:00 | 0 | 0.4652 | 412705
2016-06-21 09:00 | 0 | 0.43709 | 414254
2016-06-21 10:00 | 0 | 0.40477 | 427487
2016-06-21 11:00 | 1.41e-05 | 0.34471 | 447267
2016-06-21 12:00 | 0.14051 | 0.1878 | 470193
2016-06-21 13:00 | 0.44528 | 0.15691 | 498042
2016-06-21 14:00 | 0.64717 | 0.21341 | 529549
2016-06-21 15:00 | 0.7343 | 0.23773 | 560715
2016-06-21 16:00 | 0.78676 | 0.24515 | 586867
2016-06-21 17:00 | 0.80003 | 0.25826 | 609939
2016-06-21 18:00 | 0.80045 | 0.28049 | 627655
2016-06-21 19:00 | 0.79378 | 0.31004 | 640291
2016-06-21 20:00 | 0.78771 | 0.34247 | 649707
2016-06-21 21:00 | 0.77568 | 0.37151 | 653434
2016-06-21 22:00 | 0.74371 | 0.39778 | 648117
2016-06-21 23:00 | 0.66455 | 0.43303 | 634951
2016-06-22 | 0.52356 | 0.51851 | 617957
2016-06-22 01:00 | 0.27825 | 0.70788 | 599868
2016-06-22 02:00 | 0.048132 | 0.82969 | 571899
2016-06-22 03:00 | 3.82e-06 | 0.84836 | 532903
2016-06-22 04:00 | 0 | 0.83532 | 495486
2016-06-22 05:00 | 0 | 0.80966 | 464781
2016-06-22 06:00 | 0 | 0.7808 | 439728
2016-06-22 07:00 | 0 | 0.75598 | 422327
2016-06-22 08:00 | 0 | 0.72815 | 411323
2016-06-22 09:00 | 0 | 0.69449 | 412625
2016-06-22 10:00 | 0 | 0.6628 | 424663
2016-06-22 11:00 | 1.63e-05 | 0.59264 | 445447
2016-06-22 12:00 | 0.13922 | 0.45761 | 469789
2016-06-22 13:00 | 0.44249 | 0.54688 | 498029
2016-06-22 14:00 | 0.64527 | 0.5737 | 528101
2016-06-22 15:00 | 0.72496 | 0.53277 | 557079
2016-06-22 16:00 | 0.77651 | 0.48681 | 582091
2016-06-22 17:00 | 0.78886 | 0.45305 | 604925
2016-06-22 18:00 | 0.78458 | 0.42845 | 623197
2016-06-22 19:00 | 0.77181 | 0.40658 | 636797
2016-06-22 20:00 | 0.76156 | 0.38738 | 648742
2016-06-22 21:00 | 0.74634 | 0.36855 | 653933
2016-06-22 22:00 | 0.71119 | 0.35148 | 651094
2016-06-22 23:00 | 0.63839 | 0.34148 | 640266
2016-06-23 | 0.51504 | 0.36351 | 623630
2016-06-23 01:00 | 0.29098 | 0.4892 | 607473
2016-06-23 02:00 | 0.050151 | 0.59734 | 579275
2016-06-23 03:00 | 4.03e-06 | 0.62867 | 541127
2016-06-23 04:00 | 0 | 0.6027 | 505365
2016-06-23 05:00 | 0 | 0.55896 | 474918
2016-06-23 06:00 | 0 | 0.51945 | 449614
2016-06-23 07:00 | 0 | 0.47986 | 430975
2016-06-23 08:00 | 0 | 0.44459 | 420920
2016-06-23 09:00 | 0 | 0.40927 | 422636
2016-06-23 10:00 | 0 | 0.37099 | 435624
2016-06-23 11:00 | 1.85e-06 | 0.28293 | 453506
2016-06-23 12:00 | 0.11425 | 0.1774 | 476162
2016-06-23 13:00 | 0.43225 | 0.19809 | 503574
2016-06-23 14:00 | 0.61958 | 0.21713 | 533806
2016-06-23 15:00 | 0.70485 | 0.20004 | 562667
2016-06-23 16:00 | 0.74737 | 0.17614 | 586908
2016-06-23 17:00 | 0.76084 | 0.16038 | 609543
2016-06-23 18:00 | 0.75453 | 0.15063 | 626573
2016-06-23 19:00 | 0.744 | 0.14256 | 639206
2016-06-23 20:00 | 0.73409 | 0.14034 | 646663
2016-06-23 21:00 | 0.71504 | 0.14611 | 648522
2016-06-23 22:00 | 0.68149 | 0.16132 | 641842
2016-06-23 23:00 | 0.60987 | 0.19533 | 627035
2016-06-24 | 0.48903 | 0.26882 | 610069
2016-06-24 01:00 | 0.29726 | 0.44222 | 593801
2016-06-24 02:00 | 0.047409 | 0.59401 | 567900
2016-06-24 03:00 | 3.95e-06 | 0.62864 | 530470
2016-06-24 04:00 | 0 | 0.60303 | 495549
2016-06-24 05:00 | 0 | 0.56139 | 464939
2016-06-24 06:00 | 0 | 0.52236 | 439525
2016-06-24 07:00 | 0 | 0.50174 | 421376
2016-06-24 08:00 | 0 | 0.4877 | 412085
2016-06-24 09:00 | 0 | 0.46158 | 413435
2016-06-24 10:00 | 0 | 0.43714 | 424244
2016-06-24 11:00 | 2.55e-06 | 0.36689 | 440458
2016-06-24 12:00 | 0.10713 | 0.23088 | 463708
2016-06-24 13:00 | 0.42151 | 0.27078 | 493073
2016-06-24 14:00 | 0.61034 | 0.28959 | 525878
2016-06-24 15:00 | 0.71196 | 0.26166 | 555545
2016-06-24 16:00 | 0.76665 | 0.25228 | 580705
2016-06-24 17:00 | 0.79094 | 0.26845 | 602435
2016-06-24 18:00 | 0.78659 | 0.30011 | 619693
2016-06-24 19:00 | 0.775 | 0.33847 | 630709
2016-06-24 20:00 | 0.76212 | 0.37923 | 638495
2016-06-24 21:00 | 0.74043 | 0.42227 | 640690
2016-06-24 22:00 | 0.69938 | 0.46574 | 633972
2016-06-24 23:00 | 0.62277 | 0.51402 | 618931
2016-06-25 | 0.48921 | 0.57995 | 599867
2016-06-25 01:00 | 0.28986 | 0.70264 | 582333
2016-06-25 02:00 | 0.040875 | 0.78129 | 556986
2016-06-25 03:00 | 3.71e-06 | 0.77185 | 523448
2016-06-25 04:00 | 0 | 0.74945 | 488739
2016-06-25 05:00 | 0 | 0.72856 | 458760
2016-06-25 06:00 | 0 | 0.70213 | 434366
2016-06-25 07:00 | 0 | 0.67722 | 415428
2016-06-25 08:00 | 0 | 0.66433 | 403474
2016-06-25 09:00 | 0 | 0.64321 | 398206
2016-06-25 10:00 | 0 | 0.61466 | 396437
2016-06-25 11:00 | 9.57e-06 | 0.54909 | 406211
2016-06-25 12:00 | 0.10578 | 0.47036 | 429393
2016-06-25 13:00 | 0.42089 | 0.60459 | 460277
2016-06-25 14:00 | 0.6214 | 0.652 | 496302
2016-06-25 15:00 | 0.72398 | 0.63851 | 529538
2016-06-25 16:00 | 0.77384 | 0.62844 | 556540
2016-06-25 17:00 | 0.78935 | 0.62826 | 577439
2016-06-25 18:00 | 0.78534 | 0.63159 | 594128
2016-06-25 19:00 | 0.76934 | 0.63366 | 607626
2016-06-25 20:00 | 0.75284 | 0.63095 | 617969
2016-06-25 21:00 | 0.72642 | 0.62425 | 622318
2016-06-25 22:00 | 0.67781 | 0.62032 | 618800
2016-06-25 23:00 | 0.59671 | 0.61911 | 606976
2016-06-26 | 0.474 | 0.62445 | 589083
2016-06-26 01:00 | 0.28758 | 0.64888 | 574644
2016-06-26 02:00 | 0.052865 | 0.63898 | 551576
2016-06-26 03:00 | 3.23e-06 | 0.58502 | 519032
2016-06-26 04:00 | 0 | 0.53455 | 486390
2016-06-26 05:00 | 0 | 0.48692 | 459029
2016-06-26 06:00 | 0 | 0.44867 | 434515
2016-06-26 07:00 | 0 | 0.4227 | 415502
2016-06-26 08:00 | 0 | 0.41479 | 402118
2016-06-26 09:00 | 0 | 0.41315 | 393992
2016-06-26 10:00 | 0 | 0.40196 | 389269
2016-06-26 11:00 | 2.66e-06 | 0.34645 | 395323
2016-06-26 12:00 | 0.09336 | 0.23117 | 417009
2016-06-26 13:00 | 0.41427 | 0.26343 | 448690
2016-06-26 14:00 | 0.57732 | 0.28971 | 482510
2016-06-26 15:00 | 0.68365 | 0.29972 | 515606
2016-06-26 16:00 | 0.73274 | 0.30681 | 545152
2016-06-26 17:00 | 0.74548 | 0.31354 | 569377
2016-06-26 18:00 | 0.73895 | 0.31909 | 587630
2016-06-26 19:00 | 0.72363 | 0.3217 | 600551
2016-06-26 20:00 | 0.70841 | 0.32065 | 611011
2016-06-26 21:00 | 0.68422 | 0.31633 | 618377
2016-06-26 22:00 | 0.64674 | 0.31178 | 617665
2016-06-26 23:00 | 0.57888 | 0.3073 | 607496
2016-06-27 | 0.44827 | 0.31444 | 592599
2016-06-27 01:00 | 0.2749 | 0.36696 | 578817
2016-06-27 02:00 | 0.051251 | 0.44577 | 554582
2016-06-27 03:00 | 2.31e-06 | 0.47235 | 522357
2016-06-27 04:00 | 0 | 0.45846 | 487380
2016-06-27 05:00 | 0 | 0.42355 | 457889
2016-06-27 06:00 | 0 | 0.38021 | 434252
2016-06-27 07:00 | 0 | 0.33475 | 417528
2016-06-27 08:00 | 0 | 0.29721 | 409693
2016-06-27 09:00 | 0 | 0.25681 | 412485
2016-06-27 10:00 | 0 | 0.22229 | 425260
2016-06-27 11:00 | 1.36e-05 | 0.15796 | 445867
2016-06-27 12:00 | 0.13226 | 0.093115 | 473347
2016-06-27 13:00 | 0.43441 | 0.094565 | 505702
2016-06-27 14:00 | 0.60539 | 0.10925 | 541134
2016-06-27 15:00 | 0.70728 | 0.11496 | 575398
2016-06-27 16:00 | 0.74991 | 0.11723 | 605106
2016-06-27 17:00 | 0.76743 | 0.11683 | 630216
2016-06-27 18:00 | 0.76274 | 0.11536 | 649665
2016-06-27 19:00 | 0.75167 | 0.113 | 662709
2016-06-27 20:00 | 0.74176 | 0.1115 | 670215
2016-06-27 21:00 | 0.72263 | 0.10974 | 671047
2016-06-27 22:00 | 0.68568 | 0.10931 | 663408
2016-06-27 23:00 | 0.6029 | 0.11526 | 649398
2016-06-28 | 0.46759 | 0.14024 | 630972
2016-06-28 01:00 | 0.262 | 0.23919 | 611553
2016-06-28 02:00 | 0.039836 | 0.38103 | 582436
2016-06-28 03:00 | 2.45e-06 | 0.43686 | 542570
2016-06-28 04:00 | 0 | 0.42154 | 505108
2016-06-28 05:00 | 0 | 0.38564 | 472652
2016-06-28 06:00 | 0 | 0.34406 | 447155
2016-06-28 07:00 | 0 | 0.30037 | 428315
2016-06-28 08:00 | 0 | 0.2621 | 418966
2016-06-28 09:00 | 0 | 0.21946 | 421131
2016-06-28 10:00 | 0 | 0.19029 | 432714
2016-06-28 11:00 | 5.03e-06 | 0.15564 | 450973
2016-06-28 12:00 | 0.12651 | 0.069084 | 473234
2016-06-28 13:00 | 0.39905 | 0.046865 | 500024
2016-06-28 14:00 | 0.5773 | 0.045806 | 529073
2016-06-28 15:00 | 0.69149 | 0.03997 | 556879
2016-06-28 16:00 | 0.73874 | 0.037423 | 580836
2016-06-28 17:00 | 0.75504 | 0.037973 | 601203
2016-06-28 18:00 | 0.7516 | 0.040708 | 616276
2016-06-28 19:00 | 0.73985 | 0.044996 | 624529
2016-06-28 20:00 | 0.72542 | 0.050787 | 628520
2016-06-28 21:00 | 0.69259 | 0.05972 | 628828
2016-06-28 22:00 | 0.6435 | 0.072342 | 621537
2016-06-28 23:00 | 0.56051 | 0.090669 | 607995
2016-06-29 | 0.42302 | 0.12629 | 591546
2016-06-29 01:00 | 0.22366 | 0.22112 | 574649
2016-06-29 02:00 | 0.036303 | 0.34715 | 547945
2016-06-29 03:00 | 2.2e-06 | 0.37423 | 513219
2016-06-29 04:00 | 0 | 0.35625 | 478698
2016-06-29 05:00 | 0 | 0.33098 | 449349
2016-06-29 06:00 | 0 | 0.30401 | 424797
2016-06-29 07:00 | 0 | 0.28245 | 407843
2016-06-29 08:00 | 0 | 0.26457 | 399379
2016-06-29 09:00 | 0 | 0.23229 | 401264
2016-06-29 10:00 | 0 | 0.20104 | 413223
2016-06-29 11:00 | 3.84e-06 | 0.15703 | 432696
2016-06-29 12:00 | 0.10804 | 0.070059 | 456995
2016-06-29 13:00 | 0.36695 | 0.05476 | 482516
2016-06-29 14:00 | 0.53659 | 0.062831 | 511202
2016-06-29 15:00 | 0.63005 | 0.051916 | 540055
2016-06-29 16:00 | 0.68127 | 0.039492 | 565473
2016-06-29 17:00 | 0.70161 | 0.032319 | 588208
2016-06-29 18:00 | 0.70233 | 0.029421 | 607375
2016-06-29 19:00 | 0.69343 | 0.030806 | 621004
2016-06-29 20:00 | 0.68231 | 0.033987 | 630653
2016-06-29 21:00 | 0.66154 | 0.038369 | 634465
2016-06-29 22:00 | 0.61903 | 0.048229 | 629556
2016-06-29 23:00 | 0.53675 | 0.065849 | 616067
2016-06-30 | 0.3959 | 0.10485 | 597182
2016-06-30 01:00 | 0.19767 | 0.20803 | 580014
2016-06-30 02:00 | 0.041619 | 0.33214 | 553545
2016-06-30 03:00 | 2.07e-06 | 0.37657 | 516726
2016-06-30 04:00 | 0 | 0.36222 | 480169
2016-06-30 05:00 | 0 | 0.33453 | 449511
2016-06-30 06:00 | 0 | 0.30751 | 424274
2016-06-30 07:00 | 0 | 0.28604 | 406855
2016-06-30 08:00 | 0 | 0.27226 | 398026
2016-06-30 09:00 | 0 | 0.25006 | 399538
2016-06-30 10:00 | 0 | 0.22907 | 410455
2016-06-30 11:00 | 2.01e-06 | 0.19032 | 428603
2016-06-30 12:00 | 0.082016 | 0.11435 | 452042
2016-06-30 13:00 | 0.301 | 0.12254 | 479897
2016-06-30 14:00 | 0.47567 | 0.1573 | 509011
2016-06-30 15:00 | 0.57205 | 0.16388 | 536971
2016-06-30 16:00 | 0.62566 | 0.15947 | 561106
2016-06-30 17:00 | 0.64401 | 0.15657 | 582107
2016-06-30 18:00 | 0.6336 | 0.15868 | 600446
2016-06-30 19:00 | 0.61205 | 0.16607 | 614080
2016-06-30 20:00 | 0.58427 | 0.17829 | 623589
2016-06-30 21:00 | 0.54081 | 0.19329 | 626709
2016-06-30 22:00 | 0.48173 | 0.2078 | 620594
2016-06-30 23:00 | 0.40326 | 0.22323 | 607167
2016-07-01 | 0.29173 | 0.25809 | 590202
2016-07-01 01:00 | 0.15922 | 0.37034 | 574790
2016-07-01 02:00 | 0.047611 | 0.52093 | 549953
2016-07-01 03:00 | 2.34e-06 | 0.5434 | 515518
2016-07-01 04:00 | 0 | 0.50751 | 480417
2016-07-01 05:00 | 0 | 0.47052 | 450190
2016-07-01 06:00 | 0 | 0.43127 | 426366
2016-07-01 07:00 | 0 | 0.39622 | 409213
2016-07-01 08:00 | 0 | 0.37261 | 400250
2016-07-01 09:00 | 0 | 0.34342 | 401487
2016-07-01 10:00 | 0 | 0.31092 | 412287
2016-07-01 11:00 | 0 | 0.23838 | 428746
2016-07-01 12:00 | 0.068691 | 0.15314 | 450070
2016-07-01 13:00 | 0.28862 | 0.17822 | 478324
2016-07-01 14:00 | 0.48574 | 0.18983 | 508012
2016-07-01 15:00 | 0.5991 | 0.16868 | 535615
2016-07-01 16:00 | 0.64763 | 0.14994 | 559186
2016-07-01 17:00 | 0.66524 | 0.14355 | 579245
2016-07-01 18:00 | 0.65535 | 0.14609 | 595305
2016-07-01 19:00 | 0.63179 | 0.15307 | 605699
2016-07-01 20:00 | 0.59675 | 0.1601 | 611337
2016-07-01 21:00 | 0.53964 | 0.17321 | 611951
2016-07-01 22:00 | 0.47607 | 0.18933 | 605031
2016-07-01 23:00 | 0.3931 | 0.20193 | 590638
2016-07-02 | 0.29182 | 0.22569 | 571712
2016-07-02 01:00 | 0.16844 | 0.29122 | 554807
2016-07-02 02:00 | 0.036967 | 0.36899 | 531328
2016-07-02 03:00 | 1.96e-06 | 0.40506 | 499376
2016-07-02 04:00 | 0 | 0.39277 | 466635
2016-07-02 05:00 | 0 | 0.37068 | 439718
2016-07-02 06:00 | 0 | 0.35069 | 416966
2016-07-02 07:00 | 0 | 0.32547 | 399240
2016-07-02 08:00 | 0 | 0.30577 | 387170
2016-07-02 09:00 | 0 | 0.28367 | 380581
2016-07-02 10:00 | 0 | 0.26489 | 378094
2016-07-02 11:00 | 5.64e-06 | 0.23061 | 383661
2016-07-02 12:00 | 0.098114 | 0.14459 | 400616
2016-07-02 13:00 | 0.37952 | 0.18027 | 426470
2016-07-02 14:00 | 0.58733 | 0.21103 | 455527
2016-07-02 15:00 | 0.69626 | 0.19989 | 483095
2016-07-02 16:00 | 0.73563 | 0.18701 | 505288
2016-07-02 17:00 | 0.74112 | 0.18015 | 521550
2016-07-02 18:00 | 0.72939 | 0.17551 | 534147
2016-07-02 19:00 | 0.71283 | 0.17158 | 543318
2016-07-02 20:00 | 0.69206 | 0.1697 | 550529
2016-07-02 21:00 | 0.65749 | 0.17335 | 553668
2016-07-02 22:00 | 0.61386 | 0.1868 | 551163
2016-07-02 23:00 | 0.54035 | 0.21483 | 541555
2016-07-03 | 0.4304 | 0.26787 | 529567
2016-07-03 01:00 | 0.25903 | 0.35372 | 519482
2016-07-03 02:00 | 0.039335 | 0.44831 | 501337
2016-07-03 03:00 | 1.61e-06 | 0.47676 | 475042
2016-07-03 04:00 | 0 | 0.46694 | 447642
2016-07-03 05:00 | 0 | 0.45683 | 423652
2016-07-03 06:00 | 0 | 0.45981 | 404833
2016-07-03 07:00 | 0 | 0.46001 | 389215
2016-07-03 08:00 | 0 | 0.45335 | 378146
2016-07-03 09:00 | 0 | 0.41875 | 372341
2016-07-03 10:00 | 0 | 0.38052 | 368890
2016-07-03 11:00 | 3.86e-06 | 0.31692 | 371706
2016-07-03 12:00 | 0.13285 | 0.25241 | 386611
2016-07-03 13:00 | 0.4854 | 0.28719 | 411545
2016-07-03 14:00 | 0.67164 | 0.29755 | 439309
2016-07-03 15:00 | 0.7669 | 0.28465 | 464843
2016-07-03 16:00 | 0.80761 | 0.26215 | 488465
2016-07-03 17:00 | 0.81625 | 0.23988 | 506543
2016-07-03 18:00 | 0.80746 | 0.22121 | 520834
2016-07-03 19:00 | 0.79779 | 0.20873 | 531090
2016-07-03 20:00 | 0.79293 | 0.19906 | 538146
2016-07-03 21:00 | 0.78281 | 0.19496 | 542328
2016-07-03 22:00 | 0.75653 | 0.19511 | 540729
2016-07-03 23:00 | 0.69037 | 0.20225 | 532210
2016-07-04 | 0.55835 | 0.22935 | 521496
2016-07-04 01:00 | 0.32526 | 0.31971 | 511466
2016-07-04 02:00 | 0.044486 | 0.43386 | 495426
2016-07-04 03:00 | 2.44e-06 | 0.45556 | 471952
2016-07-04 04:00 | 0 | 0.4267 | 444686
2016-07-04 05:00 | 0 | 0.39542 | 420950
2016-07-04 06:00 | 0 | 0.37342 | 400759
2016-07-04 07:00 | 0 | 0.36664 | 385823
2016-07-04 08:00 | 0 | 0.3698 | 377948
2016-07-04 09:00 | 0 | 0.36547 | 375023
2016-07-04 10:00 | 0 | 0.36164 | 373626
2016-07-04 11:00 | 1.18e-05 | 0.32995 | 376666
2016-07-04 12:00 | 0.17191 | 0.19897 | 392312
2016-07-04 13:00 | 0.53198 | 0.15166 | 418892
2016-07-04 14:00 | 0.69308 | 0.1615 | 450265
2016-07-04 15:00 | 0.7753 | 0.14238 | 479712
2016-07-04 16:00 | 0.82893 | 0.1217 | 505125
2016-07-04 17:00 | 0.8341 | 0.11423 | 524716
2016-07-04 18:00 | 0.82817 | 0.11973 | 539792
2016-07-04 19:00 | 0.81869 | 0.13027 | 550802
2016-07-04 20:00 | 0.81515 | 0.13832 | 559591
2016-07-04 21:00 | 0.80412 | 0.13729 | 564260
2016-07-04 22:00 | 0.77304 | 0.13058 | 562347
2016-07-04 23:00 | 0.70466 | 0.13 | 553619
2016-07-05 | 0.56463 | 0.15007 | 541829
2016-07-05 01:00 | 0.32475 | 0.25459 | 528918
2016-07-05 02:00 | 0.040933 | 0.44479 | 512243
2016-07-05 03:00 | 1.44e-06 | 0.58419 | 489014
2016-07-05 04:00 | 0 | 0.62792 | 463425
2016-07-05 05:00 | 0 | 0.6215 | 439017
2016-07-05 06:00 | 0 | 0.59757 | 420628
2016-07-05 07:00 | 0 | 0.56285 | 407204
2016-07-05 08:00 | 0 | 0.52169 | 400873
2016-07-05 09:00 | 0 | 0.48941 | 404728
2016-07-05 10:00 | 0 | 0.47103 | 418595
2016-07-05 11:00 | 5.11e-06 | 0.4073 | 438717
2016-07-05 12:00 | 0.15258 | 0.24115 | 466482
2016-07-05 13:00 | 0.51223 | 0.20021 | 498721
2016-07-05 14:00 | 0.67802 | 0.23091 | 532131
2016-07-05 15:00 | 0.77083 | 0.24584 | 562591
2016-07-05 16:00 | 0.82301 | 0.24459 | 588617
2016-07-05 17:00 | 0.83084 | 0.24443 | 611568
2016-07-05 18:00 | 0.82542 | 0.24742 | 630490
2016-07-05 19:00 | 0.81916 | 0.25221 | 645161
2016-07-05 20:00 | 0.81779 | 0.25271 | 655847
2016-07-05 21:00 | 0.81101 | 0.24412 | 660906
2016-07-05 22:00 | 0.78394 | 0.23998 | 659394
2016-07-05 23:00 | 0.70749 | 0.2593 | 648330
2016-07-06 | 0.57202 | 0.31771 | 631841
2016-07-06 01:00 | 0.3331 | 0.413 | 615342
2016-07-06 02:00 | 0.038526 | 0.49 | 588636
2016-07-06 03:00 | 1.59e-06 | 0.51989 | 550875
2016-07-06 04:00 | 0 | 0.50413 | 513295
2016-07-06 05:00 | 0 | 0.47093 | 482780
2016-07-06 06:00 | 0 | 0.45007 | 456911
2016-07-06 07:00 | 0 | 0.44086 | 438013
2016-07-06 08:00 | 0 | 0.4369 | 428937
2016-07-06 09:00 | 0 | 0.41591 | 430708
2016-07-06 10:00 | 0 | 0.39488 | 445156
2016-07-06 11:00 | 9.35e-06 | 0.34248 | 463770
2016-07-06 12:00 | 0.15093 | 0.21405 | 489145
2016-07-06 13:00 | 0.518 | 0.23502 | 520664
2016-07-06 14:00 | 0.66941 | 0.25113 | 555412
2016-07-06 15:00 | 0.77396 | 0.22833 | 588346
2016-07-06 16:00 | 0.81761 | 0.19832 | 615929
2016-07-06 17:00 | 0.83079 | 0.18595 | 637138
2016-07-06 18:00 | 0.8252 | 0.19313 | 653810
2016-07-06 19:00 | 0.81699 | 0.20952 | 665008
2016-07-06 20:00 | 0.81321 | 0.2308 | 672372
2016-07-06 21:00 | 0.8044 | 0.25463 | 676348
2016-07-06 22:00 | 0.7777 | 0.2817 | 672541
2016-07-06 23:00 | 0.70168 | 0.32089 | 659367
2016-07-07 | 0.56028 | 0.38003 | 641094
2016-07-07 01:00 | 0.31165 | 0.5354 | 623195
2016-07-07 02:00 | 0.041634 | 0.64674 | 595023
2016-07-07 03:00 | 1.13e-06 | 0.65589 | 556249
2016-07-07 04:00 | 0 | 0.61769 | 519251
2016-07-07 05:00 | 0 | 0.58123 | 487018
2016-07-07 06:00 | 0 | 0.54786 | 460529
2016-07-07 07:00 | 0 | 0.52704 | 441619
2016-07-07 08:00 | 0 | 0.51734 | 432270
2016-07-07 09:00 | 0 | 0.49178 | 434678
2016-07-07 10:00 | 0 | 0.46565 | 447332
2016-07-07 11:00 | 1.14e-05 | 0.42957 | 467197
2016-07-07 12:00 | 0.13077 | 0.32581 | 491641
2016-07-07 13:00 | 0.49844 | 0.33661 | 521731
2016-07-07 14:00 | 0.66098 | 0.36092 | 555164
2016-07-07 15:00 | 0.76373 | 0.34289 | 587617
2016-07-07 16:00 | 0.81378 | 0.3227 | 614204
2016-07-07 17:00 | 0.82678 | 0.31255 | 635168
2016-07-07 18:00 | 0.81919 | 0.30981 | 654364
2016-07-07 19:00 | 0.80829 | 0.31618 | 664473
2016-07-07 20:00 | 0.80218 | 0.32182 | 671071
2016-07-07 21:00 | 0.78905 | 0.32011 | 673729
2016-07-07 22:00 | 0.75704 | 0.31243 | 668069
2016-07-07 23:00 | 0.67065 | 0.30809 | 654646
2016-07-08 | 0.54908 | 0.31746 | 638410
2016-07-08 01:00 | 0.31152 | 0.40512 | 621532
2016-07-08 02:00 | 0.039956 | 0.49963 | 593605
2016-07-08 03:00 | 8.11e-07 | 0.5189 | 555858
2016-07-08 04:00 | 0 | 0.49081 | 518604
2016-07-08 05:00 | 0 | 0.45065 | 488114
2016-07-08 06:00 | 0 | 0.41923 | 461874
2016-07-08 07:00 | 0 | 0.39987 | 442742
2016-07-08 08:00 | 0 | 0.38737 | 432778
2016-07-08 09:00 | 0 | 0.36433 | 434603
2016-07-08 10:00 | 0 | 0.34447 | 446741
2016-07-08 11:00 | 9.69e-09 | 0.29382 | 464941
2016-07-08 12:00 | 0.096627 | 0.18652 | 491037
2016-07-08 13:00 | 0.43696 | 0.17694 | 523699
2016-07-08 14:00 | 0.62036 | 0.20428 | 557938
2016-07-08 15:00 | 0.72685 | 0.20659 | 591140
2016-07-08 16:00 | 0.78604 | 0.20137 | 616688
2016-07-08 17:00 | 0.79948 | 0.19796 | 637306
2016-07-08 18:00 | 0.79605 | 0.19595 | 652156
2016-07-08 19:00 | 0.78672 | 0.19311 | 661112
2016-07-08 20:00 | 0.77955 | 0.18697 | 666277
2016-07-08 21:00 | 0.76197 | 0.17848 | 666264
2016-07-08 22:00 | 0.73252 | 0.16986 | 657650
2016-07-08 23:00 | 0.64847 | 0.17226 | 641615
2016-07-09 | 0.54079 | 0.2165 | 621080
2016-07-09 01:00 | 0.30984 | 0.36017 | 600655
2016-07-09 02:00 | 0.0401 | 0.49134 | 573074
2016-07-09 03:00 | 2.38e-07 | 0.51375 | 537026
2016-07-09 04:00 | 0 | 0.49029 | 503058
2016-07-09 05:00 | 0 | 0.45924 | 472233
2016-07-09 06:00 | 0 | 0.43767 | 446984
2016-07-09 07:00 | 0 | 0.41806 | 427811
2016-07-09 08:00 | 0 | 0.3983 | 415102
2016-07-09 09:00 | 0 | 0.36921 | 408303
2016-07-09 10:00 | 0 | 0.34848 | 405812
2016-07-09 11:00 | 7.37e-06 | 0.29793 | 412095
2016-07-09 12:00 | 0.12135 | 0.16801 | 431529
2016-07-09 13:00 | 0.49015 | 0.15517 | 461399
2016-07-09 14:00 | 0.6455 | 0.17437 | 494489
2016-07-09 15:00 | 0.74934 | 0.16509 | 525257
2016-07-09 16:00 | 0.80593 | 0.16381 | 550195
2016-07-09 17:00 | 0.81757 | 0.17406 | 569722
2016-07-09 18:00 | 0.81365 | 0.19107 | 583892
2016-07-09 19:00 | 0.80472 | 0.20769 | 595393
2016-07-09 20:00 | 0.79994 | 0.22283 | 603013
2016-07-09 21:00 | 0.78864 | 0.2416 | 605780
2016-07-09 22:00 | 0.76146 | 0.26462 | 600420
2016-07-09 23:00 | 0.68366 | 0.29779 | 588550
2016-07-10 | 0.55426 | 0.3714 | 572382
2016-07-10 01:00 | 0.29687 | 0.54659 | 557030
2016-07-10 02:00 | 0.035977 | 0.65514 | 534735
2016-07-10 03:00 | 3.02e-07 | 0.665 | 504637
2016-07-10 04:00 | 0 | 0.6464 | 472865
2016-07-10 05:00 | 0 | 0.61817 | 445168
2016-07-10 06:00 | 0 | 0.58191 | 423042
2016-07-10 07:00 | 0 | 0.55108 | 405389
2016-07-10 08:00 | 0 | 0.5162 | 392995
2016-07-10 09:00 | 0 | 0.46763 | 386041
2016-07-10 10:00 | 0 | 0.42014 | 382415
2016-07-10 11:00 | 6.35e-06 | 0.35472 | 387490
2016-07-10 12:00 | 0.10511 | 0.22777 | 407703
2016-07-10 13:00 | 0.47974 | 0.22842 | 435099
2016-07-10 14:00 | 0.68131 | 0.25541 | 466139
2016-07-10 15:00 | 0.78333 | 0.26425 | 496547
2016-07-10 16:00 | 0.83642 | 0.29315 | 524202
2016-07-10 17:00 | 0.84522 | 0.33927 | 547624
2016-07-10 18:00 | 0.83983 | 0.37574 | 566798
2016-07-10 19:00 | 0.83326 | 0.40361 | 581698
2016-07-10 20:00 | 0.83368 | 0.4279 | 592595
2016-07-10 21:00 | 0.82858 | 0.45326 | 599783
2016-07-10 22:00 | 0.80631 | 0.47936 | 600387
2016-07-10 23:00 | 0.72724 | 0.51506 | 591233
2016-07-11 | 0.59818 | 0.57877 | 576878
2016-07-11 01:00 | 0.32583 | 0.70289 | 564175
2016-07-11 02:00 | 0.049906 | 0.75932 | 541665
2016-07-11 03:00 | 1.82e-07 | 0.75979 | 509761
2016-07-11 04:00 | 0 | 0.75555 | 477528
2016-07-11 05:00 | 0 | 0.75991 | 450542
2016-07-11 06:00 | 0 | 0.75606 | 428646
2016-07-11 07:00 | 0 | 0.75431 | 412850
2016-07-11 08:00 | 0 | 0.74412 | 406101
2016-07-11 09:00 | 0 | 0.72413 | 410976
2016-07-11 10:00 | 0 | 0.70122 | 424742
2016-07-11 11:00 | 5.69e-06 | 0.65814 | 443139
2016-07-11 12:00 | 0.12414 | 0.60235 | 469783
2016-07-11 13:00 | 0.49097 | 0.66755 | 501025
2016-07-11 14:00 | 0.69504 | 0.70241 | 535818
2016-07-11 15:00 | 0.80201 | 0.69658 | 568424
2016-07-11 16:00 | 0.84935 | 0.68419 | 596823
2016-07-11 17:00 | 0.86169 | 0.68292 | 621048
2016-07-11 18:00 | 0.8564 | 0.68742 | 640543
2016-07-11 19:00 | 0.84887 | 0.69127 | 654436
2016-07-11 20:00 | 0.84716 | 0.69332 | 663615
2016-07-11 21:00 | 0.84126 | 0.69812 | 666782
2016-07-11 22:00 | 0.81723 | 0.70652 | 661340
2016-07-11 23:00 | 0.74397 | 0.71744 | 647838
2016-07-12 | 0.58749 | 0.74177 | 629895
2016-07-12 01:00 | 0.32748 | 0.80468 | 611767
2016-07-12 02:00 | 0.035868 | 0.83911 | 583447
2016-07-12 03:00 | 1.36e-08 | 0.85221 | 544892
2016-07-12 04:00 | 0 | 0.84468 | 509022
2016-07-12 05:00 | 0 | 0.82267 | 477314
2016-07-12 06:00 | 0 | 0.79016 | 450498
2016-07-12 07:00 | 0 | 0.75455 | 431704
2016-07-12 08:00 | 0 | 0.71814 | 421999
2016-07-12 09:00 | 0 | 0.67805 | 422987
2016-07-12 10:00 | 0 | 0.64907 | 436029
2016-07-12 11:00 | 4.67e-06 | 0.59417 | 456498
2016-07-12 12:00 | 0.12606 | 0.44322 | 482934
2016-07-12 13:00 | 0.49407 | 0.48719 | 512658
2016-07-12 14:00 | 0.68639 | 0.52715 | 546489
2016-07-12 15:00 | 0.79895 | 0.50132 | 578718
2016-07-12 16:00 | 0.84426 | 0.48391 | 607314
2016-07-12 17:00 | 0.85235 | 0.48402 | 630683
2016-07-12 18:00 | 0.84806 | 0.4965 | 648626
2016-07-12 19:00 | 0.84081 | 0.50911 | 661644
2016-07-12 20:00 | 0.84069 | 0.51722 | 670411
2016-07-12 21:00 | 0.83645 | 0.51859 | 673446
2016-07-12 22:00 | 0.81236 | 0.5157 | 669508
2016-07-12 23:00 | 0.74202 | 0.51281 | 656296
2016-07-13 | 0.56527 | 0.53186 | 638843
2016-07-13 01:00 | 0.2957 | 0.62083 | 620660
2016-07-13 02:00 | 0.034598 | 0.6927 | 592697
2016-07-13 03:00 | 0 | 0.74815 | 554697
2016-07-13 04:00 | 0 | 0.76409 | 517724
2016-07-13 05:00 | 0 | 0.75013 | 485379
2016-07-13 06:00 | 0 | 0.7191 | 459917
2016-07-13 07:00 | 0 | 0.68945 | 441934
2016-07-13 08:00 | 0 | 0.66211 | 432676
2016-07-13 09:00 | 0 | 0.63965 | 435833
2016-07-13 10:00 | 0 | 0.62262 | 448951
2016-07-13 11:00 | 4.41e-06 | 0.55845 | 469550
2016-07-13 12:00 | 0.12583 | 0.38947 | 496070
2016-07-13 13:00 | 0.48746 | 0.43794 | 525443
2016-07-13 14:00 | 0.6976 | 0.4996 | 559810
2016-07-13 15:00 | 0.79546 | 0.49022 | 594899
2016-07-13 16:00 | 0.84383 | 0.46161 | 625088
2016-07-13 17:00 | 0.85075 | 0.44079 | 649828
2016-07-13 18:00 | 0.84419 | 0.43408 | 668009
2016-07-13 19:00 | 0.83662 | 0.43514 | 679325
2016-07-13 20:00 | 0.83618 | 0.43756 | 684178
2016-07-13 21:00 | 0.8305 | 0.4371 | 685078
2016-07-13 22:00 | 0.80711 | 0.43415 | 679696
2016-07-13 23:00 | 0.74008 | 0.43515 | 666990
2016-07-14 | 0.56046 | 0.46346 | 650042
2016-07-14 01:00 | 0.29831 | 0.53769 | 631894
2016-07-14 02:00 | 0.037011 | 0.5926 | 602801
2016-07-14 03:00 | 0 | 0.58953 | 564675
2016-07-14 04:00 | 0 | 0.57142 | 526053
2016-07-14 05:00 | 0 | 0.54478 | 493962
2016-07-14 06:00 | 0 | 0.51878 | 467053
2016-07-14 07:00 | 0 | 0.49876 | 447367
2016-07-14 08:00 | 0 | 0.48774 | 437746
2016-07-14 09:00 | 0 | 0.46201 | 439448
2016-07-14 10:00 | 0 | 0.43826 | 453146
2016-07-14 11:00 | 0 | 0.3789 | 473437
2016-07-14 12:00 | 0.10722 | 0.24254 | 498162
2016-07-14 13:00 | 0.48664 | 0.2596 | 527954
2016-07-14 14:00 | 0.68413 | 0.29124 | 563662
2016-07-14 15:00 | 0.78483 | 0.29888 | 597192
2016-07-14 16:00 | 0.82831 | 0.29038 | 624767
2016-07-14 17:00 | 0.8353 | 0.28481 | 645953
2016-07-14 18:00 | 0.82905 | 0.28231 | 661070
2016-07-14 19:00 | 0.82207 | 0.28003 | 671398
2016-07-14 20:00 | 0.82225 | 0.27537 | 676307
2016-07-14 21:00 | 0.81601 | 0.26784 | 677747
2016-07-14 22:00 | 0.79542 | 0.26049 | 673278
2016-07-14 23:00 | 0.71602 | 0.25279 | 660714
2016-07-15 | 0.56013 | 0.26262 | 643060
2016-07-15 01:00 | 0.28635 | 0.3469 | 626168
2016-07-15 02:00 | 0.032675 | 0.43159 | 596932
2016-07-15 03:00 | 0 | 0.42696 | 557655
2016-07-15 04:00 | 0 | 0.38986 | 520968
2016-07-15 05:00 | 0 | 0.35303 | 488419
2016-07-15 06:00 | 0 | 0.31833 | 461753
2016-07-15 07:00 | 0 | 0.28668 | 442091
2016-07-15 08:00 | 0 | 0.25602 | 431829
2016-07-15 09:00 | 0 | 0.22398 | 432607
2016-07-15 10:00 | 0 | 0.20201 | 444406
2016-07-15 11:00 | 1.89e-06 | 0.16458 | 462733
2016-07-15 12:00 | 0.10531 | 0.089451 | 487020
2016-07-15 13:00 | 0.46128 | 0.090023 | 517382
2016-07-15 14:00 | 0.67264 | 0.10799 | 548705
2016-07-15 15:00 | 0.76874 | 0.10293 | 577335
2016-07-15 16:00 | 0.81323 | 0.086933 | 601301
2016-07-15 17:00 | 0.82246 | 0.072891 | 623336
2016-07-15 18:00 | 0.81827 | 0.063544 | 640286
2016-07-15 19:00 | 0.81041 | 0.054996 | 650704
2016-07-15 20:00 | 0.80712 | 0.04998 | 657165
2016-07-15 21:00 | 0.79747 | 0.055623 | 657587
2016-07-15 22:00 | 0.76622 | 0.070154 | 648192
2016-07-15 23:00 | 0.68155 | 0.09747 | 630495
2016-07-16 | 0.52794 | 0.14951 | 610563
2016-07-16 01:00 | 0.25734 | 0.27394 | 593282
2016-07-16 02:00 | 0.027069 | 0.42346 | 566934
2016-07-16 03:00 | 0 | 0.45258 | 531396
2016-07-16 04:00 | 0 | 0.43797 | 495930
2016-07-16 05:00 | 0 | 0.41111 | 465615
2016-07-16 06:00 | 0 | 0.38793 | 441570
2016-07-16 07:00 | 0 | 0.36999 | 422379
2016-07-16 08:00 | 0 | 0.35606 | 410187
2016-07-16 09:00 | 0 | 0.31976 | 404433
2016-07-16 10:00 | 0 | 0.27947 | 403956
2016-07-16 11:00 | 0 | 0.23719 | 411897
2016-07-16 12:00 | 0.091395 | 0.166 | 431408
2016-07-16 13:00 | 0.41184 | 0.20568 | 460733
2016-07-16 14:00 | 0.62882 | 0.25893 | 493000
2016-07-16 15:00 | 0.74324 | 0.27484 | 524171
2016-07-16 16:00 | 0.7994 | 0.28157 | 550527
2016-07-16 17:00 | 0.81709 | 0.29195 | 572417
2016-07-16 18:00 | 0.81503 | 0.31115 | 589029
2016-07-16 19:00 | 0.80746 | 0.33752 | 600006
2016-07-16 20:00 | 0.80345 | 0.36777 | 606513
2016-07-16 21:00 | 0.79455 | 0.3975 | 608656
2016-07-16 22:00 | 0.76805 | 0.43627 | 603469
2016-07-16 23:00 | 0.69038 | 0.48349 | 591077
2016-07-17 | 0.53853 | 0.54919 | 575707
2016-07-17 01:00 | 0.27378 | 0.66005 | 560346
2016-07-17 02:00 | 0.024951 | 0.70719 | 538670
2016-07-17 03:00 | 0 | 0.69133 | 508492
2016-07-17 04:00 | 0 | 0.65645 | 477482
2016-07-17 05:00 | 0 | 0.61903 | 451035
2016-07-17 06:00 | 0 | 0.58701 | 429643
2016-07-17 07:00 | 0 | 0.55377 | 411588
2016-07-17 08:00 | 0 | 0.53338 | 399818
2016-07-17 09:00 | 0 | 0.50684 | 392622
2016-07-17 10:00 | 0 | 0.48067 | 387527
2016-07-17 11:00 | 7.91e-07 | 0.43158 | 391641
2016-07-17 12:00 | 0.10636 | 0.31304 | 411311
2016-07-17 13:00 | 0.4338 | 0.36089 | 444110
2016-07-17 14:00 | 0.64684 | 0.40011 | 479639
2016-07-17 15:00 | 0.74108 | 0.38163 | 514092
2016-07-17 16:00 | 0.78917 | 0.35467 | 545689
2016-07-17 17:00 | 0.80439 | 0.33955 | 571375
2016-07-17 18:00 | 0.80052 | 0.33693 | 591889
2016-07-17 19:00 | 0.78919 | 0.33969 | 607872
2016-07-17 20:00 | 0.78143 | 0.34012 | 620128
2016-07-17 21:00 | 0.76603 | 0.33821 | 628734
2016-07-17 22:00 | 0.73136 | 0.33325 | 630088
2016-07-17 23:00 | 0.65331 | 0.33043 | 622054
2016-07-18 | 0.50747 | 0.3566 | 608973
2016-07-18 01:00 | 0.25564 | 0.4422 | 595724
2016-07-18 02:00 | 0.028984 | 0.52098 | 572179
2016-07-18 03:00 | 0 | 0.52496 | 540002
2016-07-18 04:00 | 0 | 0.48699 | 506806
2016-07-18 05:00 | 0 | 0.45565 | 477936
2016-07-18 06:00 | 0 | 0.43481 | 455072
2016-07-18 07:00 | 0 | 0.43038 | 438275
2016-07-18 08:00 | 0 | 0.41922 | 430035
2016-07-18 09:00 | 0 | 0.3839 | 432780
2016-07-18 10:00 | 0 | 0.34952 | 446146
2016-07-18 11:00 | 4.31e-07 | 0.31774 | 466590
2016-07-18 12:00 | 0.076565 | 0.18341 | 495607
2016-07-18 13:00 | 0.36175 | 0.17642 | 530189
2016-07-18 14:00 | 0.56222 | 0.22742 | 567488
2016-07-18 15:00 | 0.67073 | 0.20517 | 602663
2016-07-18 16:00 | 0.72923 | 0.17354 | 632805
2016-07-18 17:00 | 0.75318 | 0.16505 | 655699
2016-07-18 18:00 | 0.75075 | 0.17436 | 671854
2016-07-18 19:00 | 0.73706 | 0.19361 | 678778
2016-07-18 20:00 | 0.72211 | 0.22006 | 679882
2016-07-18 21:00 | 0.69633 | 0.24989 | 677977
2016-07-18 22:00 | 0.65752 | 0.28727 | 673385
2016-07-18 23:00 | 0.57804 | 0.3336 | 662839
2016-07-19 | 0.43704 | 0.40645 | 645707
2016-07-19 01:00 | 0.21685 | 0.53986 | 626926
2016-07-19 02:00 | 0.034844 | 0.63338 | 597364
2016-07-19 03:00 | 0 | 0.62526 | 558734
2016-07-19 04:00 | 0 | 0.59716 | 520670
2016-07-19 05:00 | 0 | 0.55789 | 488298
2016-07-19 06:00 | 0 | 0.51964 | 461564
2016-07-19 07:00 | 0 | 0.48955 | 442848
2016-07-19 08:00 | 0 | 0.47857 | 433311
2016-07-19 09:00 | 0 | 0.45634 | 435488
2016-07-19 10:00 | 0 | 0.4275 | 448967
2016-07-19 11:00 | 7.89e-08 | 0.36868 | 468631
2016-07-19 12:00 | 0.08166 | 0.20578 | 495509
2016-07-19 13:00 | 0.40397 | 0.17921 | 525717
2016-07-19 14:00 | 0.61781 | 0.23126 | 561169
2016-07-19 15:00 | 0.71487 | 0.22908 | 594934
2016-07-19 16:00 | 0.76661 | 0.21876 | 622824
2016-07-19 17:00 | 0.77272 | 0.22479 | 644321
2016-07-19 18:00 | 0.7599 | 0.23691 | 659831
2016-07-19 19:00 | 0.74404 | 0.24691 | 669705
2016-07-19 20:00 | 0.72984 | 0.25399 | 676736
2016-07-19 21:00 | 0.70368 | 0.2618 | 678202
2016-07-19 22:00 | 0.66092 | 0.27316 | 671340
2016-07-19 23:00 | 0.57513 | 0.29695 | 655422
2016-07-20 | 0.4323 | 0.36533 | 636565
2016-07-20 01:00 | 0.22584 | 0.52542 | 618519
2016-07-20 02:00 | 0.030576 | 0.62887 | 589729
2016-07-20 03:00 | 0 | 0.6198 | 552048
2016-07-20 04:00 | 0 | 0.58735 | 514405
2016-07-20 05:00 | 0 | 0.56405 | 482657
2016-07-20 06:00 | 0 | 0.54722 | 456339
2016-07-20 07:00 | 0 | 0.52081 | 437311
2016-07-20 08:00 | 0 | 0.4932 | 427406
2016-07-20 09:00 | 0 | 0.47113 | 429429
2016-07-20 10:00 | 0 | 0.44711 | 441816
2016-07-20 11:00 | 3.4e-08 | 0.39718 | 460581
2016-07-20 12:00 | 0.089385 | 0.24711 | 486874
2016-07-20 13:00 | 0.40212 | 0.25401 | 517655
2016-07-20 14:00 | 0.62142 | 0.25867 | 552701
2016-07-20 15:00 | 0.70821 | 0.2134 | 587835
2016-07-20 16:00 | 0.75537 | 0.18404 | 618472
2016-07-20 17:00 | 0.76203 | 0.19306 | 645401
2016-07-20 18:00 | 0.75064 | 0.22729 | 666420
2016-07-20 19:00 | 0.73343 | 0.26722 | 681326
2016-07-20 20:00 | 0.7157 | 0.30259 | 691916
2016-07-20 21:00 | 0.68554 | 0.33534 | 696978
2016-07-20 22:00 | 0.63483 | 0.36608 | 691384
2016-07-20 23:00 | 0.5491 | 0.39838 | 678219
2016-07-21 | 0.41514 | 0.45896 | 659397
2016-07-21 01:00 | 0.21827 | 0.5844 | 640391
2016-07-21 02:00 | 0.021531 | 0.67308 | 611187
2016-07-21 03:00 | 0 | 0.68304 | 572027
2016-07-21 04:00 | 0 | 0.66313 | 533254
2016-07-21 05:00 | 0 | 0.63744 | 498740
2016-07-21 06:00 | 0 | 0.61096 | 470257
2016-07-21 07:00 | 0 | 0.57767 | 449749
2016-07-21 08:00 | 0 | 0.54119 | 438554
2016-07-21 09:00 | 0 | 0.49089 | 440488
2016-07-21 10:00 | 0 | 0.437 | 453335
2016-07-21 11:00 | 0 | 0.36689 | 472775
2016-07-21 12:00 | 0.093763 | 0.20342 | 499350
2016-07-21 13:00 | 0.41047 | 0.2113 | 533096
2016-07-21 14:00 | 0.63917 | 0.2393 | 571530
2016-07-21 15:00 | 0.73427 | 0.19916 | 609171
2016-07-21 16:00 | 0.77114 | 0.17222 | 640721
2016-07-21 17:00 | 0.78386 | 0.17039 | 668011
2016-07-21 18:00 | 0.77284 | 0.18498 | 687574
2016-07-21 19:00 | 0.75624 | 0.20158 | 699093
2016-07-21 20:00 | 0.74126 | 0.21029 | 706996
2016-07-21 21:00 | 0.71677 | 0.2118 | 708155
2016-07-21 22:00 | 0.67241 | 0.20754 | 703672
2016-07-21 23:00 | 0.58838 | 0.20959 | 690274
2016-07-22 | 0.4515 | 0.25419 | 672875
2016-07-22 01:00 | 0.22054 | 0.39007 | 654666
2016-07-22 02:00 | 0.021923 | 0.48796 | 622878
2016-07-22 03:00 | 0 | 0.51807 | 585323
2016-07-22 04:00 | 0 | 0.51894 | 547793
2016-07-22 05:00 | 0 | 0.50415 | 512625
2016-07-22 06:00 | 0 | 0.48286 | 483330
2016-07-22 07:00 | 0 | 0.45983 | 462741
2016-07-22 08:00 | 0 | 0.44138 | 451233
2016-07-22 09:00 | 0 | 0.4125 | 451810
2016-07-22 10:00 | 0 | 0.3848 | 463057
2016-07-22 11:00 | 0 | 0.34686 | 480339
2016-07-22 12:00 | 0.084332 | 0.19124 | 506206
2016-07-22 13:00 | 0.39217 | 0.13375 | 540344
2016-07-22 14:00 | 0.59667 | 0.14862 | 574745
2016-07-22 15:00 | 0.70995 | 0.1492 | 611626
2016-07-22 16:00 | 0.76412 | 0.15309 | 643805
2016-07-22 17:00 | 0.78132 | 0.1681 | 669636
2016-07-22 18:00 | 0.77077 | 0.18481 | 689538
2016-07-22 19:00 | 0.75382 | 0.1965 | 702510
2016-07-22 20:00 | 0.74133 | 0.2053 | 709819
2016-07-22 21:00 | 0.71961 | 0.21533 | 711442
2016-07-22 22:00 | 0.68395 | 0.22981 | 706132
2016-07-22 23:00 | 0.60478 | 0.25364 | 692225
2016-07-23 | 0.46757 | 0.31277 | 671763
2016-07-23 01:00 | 0.21656 | 0.48972 | 651983
2016-07-23 02:00 | 0.017055 | 0.626 | 622735
2016-07-23 03:00 | 0 | 0.65758 | 585435
2016-07-23 04:00 | 0 | 0.64357 | 548300
2016-07-23 05:00 | 0 | 0.61395 | 513775
2016-07-23 06:00 | 0 | 0.59075 | 485017
2016-07-23 07:00 | 0 | 0.56257 | 462396
2016-07-23 08:00 | 0 | 0.54453 | 446904
2016-07-23 09:00 | 0 | 0.52632 | 438752
2016-07-23 10:00 | 0 | 0.50427 | 436738
2016-07-23 11:00 | 0 | 0.46118 | 444141
2016-07-23 12:00 | 0.077278 | 0.32018 | 469768
2016-07-23 13:00 | 0.4309 | 0.3081 | 507074
2016-07-23 14:00 | 0.64377 | 0.40002 | 548202
2016-07-23 15:00 | 0.76657 | 0.42124 | 587785
2016-07-23 16:00 | 0.80645 | 0.4239 | 621140
2016-07-23 17:00 | 0.81754 | 0.43291 | 644617
2016-07-23 18:00 | 0.81323 | 0.44101 | 662366
2016-07-23 19:00 | 0.80445 | 0.44254 | 673513
2016-07-23 20:00 | 0.80041 | 0.43656 | 680986
2016-07-23 21:00 | 0.7885 | 0.4244 | 683097
2016-07-23 22:00 | 0.75645 | 0.40743 | 677117
2016-07-23 23:00 | 0.67636 | 0.39872 | 661899
2016-07-24 | 0.52595 | 0.43207 | 643422
2016-07-24 01:00 | 0.2621 | 0.58171 | 626308
2016-07-24 02:00 | 0.019335 | 0.69229 | 599234
2016-07-24 03:00 | 0 | 0.68858 | 565417
2016-07-24 04:00 | 0 | 0.63578 | 531046
2016-07-24 05:00 | 0 | 0.57063 | 499365
2016-07-24 06:00 | 0 | 0.5217 | 472698
2016-07-24 07:00 | 0 | 0.4854 | 451439
2016-07-24 08:00 | 0 | 0.44808 | 436259
2016-07-24 09:00 | 0 | 0.40844 | 427100
2016-07-24 10:00 | 0 | 0.38941 | 422282
2016-07-24 11:00 | 0 | 0.3461 | 426061
2016-07-24 12:00 | 0.067864 | 0.18873 | 447059
2016-07-24 13:00 | 0.3792 | 0.20167 | 480914
2016-07-24 14:00 | 0.58594 | 0.25703 | 520133
2016-07-24 15:00 | 0.71577 | 0.24078 | 558015
2016-07-24 16:00 | 0.77039 | 0.21692 | 591243
2016-07-24 17:00 | 0.7784 | 0.20004 | 618086
2016-07-24 18:00 | 0.76733 | 0.19159 | 639300
2016-07-24 19:00 | 0.75031 | 0.18918 | 654798
2016-07-24 20:00 | 0.73536 | 0.19062 | 666727
2016-07-24 21:00 | 0.71976 | 0.19534 | 674628
2016-07-24 22:00 | 0.68468 | 0.20177 | 674912
2016-07-24 23:00 | 0.60793 | 0.20988 | 664359
2016-07-25 | 0.46154 | 0.24134 | 649454
2016-07-25 01:00 | 0.2312 | 0.35346 | 634444
2016-07-25 02:00 | 0.01699 | 0.43154 | 605194
2016-07-25 03:00 | 0 | 0.43117 | 570238
2016-07-25 04:00 | 0 | 0.4231 | 536805
2016-07-25 05:00 | 0 | 0.41649 | 505415
2016-07-25 06:00 | 0 | 0.40967 | 479358
2016-07-25 07:00 | 0 | 0.40024 | 460062
2016-07-25 08:00 | 0 | 0.38918 | 450411
2016-07-25 09:00 | 0 | 0.33985 | 451810
2016-07-25 10:00 | 0 | 0.28742 | 464579
2016-07-25 11:00 | 0 | 0.24355 | 484904
2016-07-25 12:00 | 0.064276 | 0.12375 | 513142
2016-07-25 13:00 | 0.33637 | 0.085143 | 546585
2016-07-25 14:00 | 0.56843 | 0.12425 | 584999
2016-07-25 15:00 | 0.68692 | 0.13305 | 623644
2016-07-25 16:00 | 0.73513 | 0.13376 | 655225
2016-07-25 17:00 | 0.7431 | 0.13292 | 680782
2016-07-25 18:00 | 0.73882 | 0.13158 | 699429
2016-07-25 19:00 | 0.72045 | 0.12995 | 711269
2016-07-25 20:00 | 0.70763 | 0.12969 | 716310
2016-07-25 21:00 | 0.67923 | 0.13539 | 716023
2016-07-25 22:00 | 0.63213 | 0.14577 | 709531
2016-07-25 23:00 | 0.54697 | 0.1672 | 694428
2016-07-26 | 0.41026 | 0.22004 | 676132
2016-07-26 01:00 | 0.20484 | 0.36494 | 655962
2016-07-26 02:00 | 0.017393 | 0.48309 | 623004
2016-07-26 03:00 | 0 | 0.49827 | 581261
2016-07-26 04:00 | 0 | 0.48415 | 543580
2016-07-26 05:00 | 0 | 0.45169 | 508876
2016-07-26 06:00 | 0 | 0.4125 | 480696
2016-07-26 07:00 | 0 | 0.37483 | 460391
2016-07-26 08:00 | 0 | 0.34861 | 449809
2016-07-26 09:00 | 0 | 0.31521 | 451638
2016-07-26 10:00 | 0 | 0.2863 | 465570
2016-07-26 11:00 | 0 | 0.24817 | 484569
2016-07-26 12:00 | 0.052464 | 0.12988 | 509911
2016-07-26 13:00 | 0.30762 | 0.085747 | 540417
2016-07-26 14:00 | 0.54846 | 0.12319 | 576926
2016-07-26 15:00 | 0.66758 | 0.13064 | 612758
2016-07-26 16:00 | 0.73049 | 0.1196 | 643650
2016-07-26 17:00 | 0.74499 | 0.11203 | 669322
2016-07-26 18:00 | 0.73683 | 0.10498 | 688128
2016-07-26 19:00 | 0.7183 | 0.099126 | 700540
2016-07-26 20:00 | 0.70008 | 0.097847 | 708679
2016-07-26 21:00 | 0.67 | 0.10712 | 711359
2016-07-26 22:00 | 0.62701 | 0.12897 | 706608
2016-07-26 23:00 | 0.55138 | 0.16408 | 691752
2016-07-27 | 0.42012 | 0.22413 | 673003
2016-07-27 01:00 | 0.22281 | 0.354 | 653739
2016-07-27 02:00 | 0.014462 | 0.4339 | 621186
2016-07-27 03:00 | 0 | 0.40531 | 580774
2016-07-27 04:00 | 0 | 0.3563 | 542329
2016-07-27 05:00 | 0 | 0.31137 | 507273
2016-07-27 06:00 | 0 | 0.26421 | 480502
2016-07-27 07:00 | 0 | 0.22281 | 460678
2016-07-27 08:00 | 0 | 0.18856 | 450024
2016-07-27 09:00 | 0 | 0.16123 | 451869
2016-07-27 10:00 | 0 | 0.14627 | 463705
2016-07-27 11:00 | 0 | 0.12848 | 482751
2016-07-27 12:00 | 0.056496 | 0.069071 | 506035
2016-07-27 13:00 | 0.39644 | 0.054696 | 535215
2016-07-27 14:00 | 0.62803 | 0.067528 | 571253
2016-07-27 15:00 | 0.72853 | 0.066403 | 606150
2016-07-27 16:00 | 0.78337 | 0.06292 | 636932
2016-07-27 17:00 | 0.79593 | 0.061736 | 663231
2016-07-27 18:00 | 0.78929 | 0.062671 | 683972
2016-07-27 19:00 | 0.77753 | 0.065121 | 697747
2016-07-27 20:00 | 0.77029 | 0.068838 | 707014
2016-07-27 21:00 | 0.75881 | 0.073431 | 710613
2016-07-27 22:00 | 0.72983 | 0.080809 | 705857
2016-07-27 23:00 | 0.64717 | 0.095354 | 690397
2016-07-28 | 0.50885 | 0.1278 | 671829
2016-07-28 01:00 | 0.22469 | 0.2286 | 653940
2016-07-28 02:00 | 0.01284 | 0.31972 | 622504
2016-07-28 03:00 | 0 | 0.31415 | 581709
2016-07-28 04:00 | 0 | 0.27754 | 544970
2016-07-28 05:00 | 0 | 0.24308 | 511693
2016-07-28 06:00 | 0 | 0.2139 | 484090
2016-07-28 07:00 | 0 | 0.193 | 463557
2016-07-28 08:00 | 0 | 0.18193 | 452595
2016-07-28 09:00 | 0 | 0.16682 | 454199
2016-07-28 10:00 | 0 | 0.15615 | 466476
2016-07-28 11:00 | 0 | 0.13815 | 484847
2016-07-28 12:00 | 0.074043 | 0.074727 | 508526
2016-07-28 13:00 | 0.40719 | 0.062904 | 538216
2016-07-28 14:00 | 0.63658 | 0.080003 | 571509
2016-07-28 15:00 | 0.74026 | 0.09407 | 604417
2016-07-28 16:00 | 0.78023 | 0.097448 | 631869
2016-07-28 17:00 | 0.79967 | 0.09444 | 655351
2016-07-28 18:00 | 0.7928 | 0.086422 | 672844
2016-07-28 19:00 | 0.78441 | 0.078301 | 682884
2016-07-28 20:00 | 0.78152 | 0.072832 | 687430
2016-07-28 21:00 | 0.77272 | 0.072381 | 685827
2016-07-28 22:00 | 0.74328 | 0.079814 | 677578
2016-07-28 23:00 | 0.66018 | 0.096228 | 662885
2016-07-29 | 0.51409 | 0.13549 | 647637
2016-07-29 01:00 | 0.2207 | 0.25095 | 630930
2016-07-29 02:00 | 0.011755 | 0.33614 | 601375
2016-07-29 03:00 | 0 | 0.32911 | 565258
2016-07-29 04:00 | 0 | 0.29331 | 530970
2016-07-29 05:00 | 0 | 0.25162 | 499706
2016-07-29 06:00 | 0 | 0.21201 | 473385
2016-07-29 07:00 | 0 | 0.18456 | 453827
2016-07-29 08:00 | 0 | 0.16431 | 443185
2016-07-29 09:00 | 0 | 0.14307 | 444954
2016-07-29 10:00 | 0 | 0.12683 | 456762
2016-07-29 11:00 | 0 | 0.10663 | 471010
2016-07-29 12:00 | 0.04364 | 0.055523 | 492462
2016-07-29 13:00 | 0.3444 | 0.038356 | 519661
2016-07-29 14:00 | 0.57758 | 0.037565 | 550570
2016-07-29 15:00 | 0.69352 | 0.035128 | 581314
2016-07-29 16:00 | 0.73804 | 0.035578 | 607866
2016-07-29 17:00 | 0.75667 | 0.040334 | 630198
2016-07-29 18:00 | 0.75505 | 0.047139 | 648328
2016-07-29 19:00 | 0.7473 | 0.054377 | 661198
2016-07-29 20:00 | 0.7378 | 0.062324 | 670462
2016-07-29 21:00 | 0.71738 | 0.067448 | 673061
2016-07-29 22:00 | 0.68231 | 0.070517 | 665364
2016-07-29 23:00 | 0.59441 | 0.077812 | 647298
2016-07-30 | 0.44818 | 0.10858 | 628330
2016-07-30 01:00 | 0.19812 | 0.22047 | 610732
2016-07-30 02:00 | 0.011256 | 0.33882 | 582387
2016-07-30 03:00 | 0 | 0.36781 | 546078
2016-07-30 04:00 | 0 | 0.36218 | 511269
2016-07-30 05:00 | 0 | 0.34675 | 481131
2016-07-30 06:00 | 0 | 0.3334 | 455364
2016-07-30 07:00 | 0 | 0.31793 | 436572
2016-07-30 08:00 | 0 | 0.29784 | 424111
2016-07-30 09:00 | 0 | 0.25685 | 418253
2016-07-30 10:00 | 0 | 0.21997 | 418195
2016-07-30 11:00 | 0 | 0.19112 | 424007
2016-07-30 12:00 | 0.059183 | 0.11405 | 444413
2016-07-30 13:00 | 0.34629 | 0.11329 | 473661
2016-07-30 14:00 | 0.57007 | 0.13503 | 507186
2016-07-30 15:00 | 0.69045 | 0.13156 | 539766
2016-07-30 16:00 | 0.74058 | 0.12676 | 567012
2016-07-30 17:00 | 0.75102 | 0.12357 | 587831
2016-07-30 18:00 | 0.74192 | 0.12145 | 602724
2016-07-30 19:00 | 0.7252 | 0.12089 | 612872
2016-07-30 20:00 | 0.70653 | 0.12279 | 620163
2016-07-30 21:00 | 0.67661 | 0.131 | 621612
2016-07-30 22:00 | 0.62859 | 0.15094 | 615579
2016-07-30 23:00 | 0.5404 | 0.19069 | 599767
2016-07-31 | 0.39852 | 0.27903 | 586029
2016-07-31 01:00 | 0.17438 | 0.49953 | 573461
2016-07-31 02:00 | 0.010821 | 0.64715 | 550364
2016-07-31 03:00 | 0 | 0.63819 | 522363
2016-07-31 04:00 | 0 | 0.59796 | 492477
2016-07-31 05:00 | 0 | 0.56017 | 465571
2016-07-31 06:00 | 0 | 0.52971 | 442492
2016-07-31 07:00 | 0 | 0.50965 | 424682
2016-07-31 08:00 | 0 | 0.4972 | 412231
2016-07-31 09:00 | 0 | 0.47103 | 405962
2016-07-31 10:00 | 0 | 0.44024 | 404106
2016-07-31 11:00 | 0 | 0.39257 | 406223
2016-07-31 12:00 | 0.060657 | 0.24848 | 424927
2016-07-31 13:00 | 0.3069 | 0.21703 | 454237
2016-07-31 14:00 | 0.53948 | 0.25043 | 488251
2016-07-31 15:00 | 0.67014 | 0.24027 | 521252
2016-07-31 16:00 | 0.71425 | 0.23091 | 552152
2016-07-31 17:00 | 0.72258 | 0.23936 | 577859
2016-07-31 18:00 | 0.70443 | 0.25966 | 598135
2016-07-31 19:00 | 0.68238 | 0.28345 | 611955
2016-07-31 20:00 | 0.65856 | 0.30274 | 621525
2016-07-31 21:00 | 0.62375 | 0.32034 | 625838
2016-07-31 22:00 | 0.57455 | 0.34373 | 622856
2016-07-31 23:00 | 0.4952 | 0.3943 | 612704
2016-08-01 | 0.363 | 0.49835 | 600594
2016-08-01 01:00 | 0.1693 | 0.67692 | 586283
2016-08-01 02:00 | 0.0091852 | 0.75132 | 562283
2016-08-01 03:00 | 0 | 0.7084 | 529962
2016-08-01 04:00 | 0 | 0.64537 | 496993
2016-08-01 05:00 | 0 | 0.59348 | 468458
2016-08-01 06:00 | 0 | 0.54835 | 446164
2016-08-01 07:00 | 0 | 0.50651 | 430203
2016-08-01 08:00 | 0 | 0.47762 | 423452
2016-08-01 09:00 | 0 | 0.44246 | 426831
2016-08-01 10:00 | 0 | 0.41885 | 441975
2016-08-01 11:00 | 0 | 0.38073 | 460070
2016-08-01 12:00 | 0.052305 | 0.27053 | 483963
2016-08-01 13:00 | 0.3042 | 0.27789 | 514411
2016-08-01 14:00 | 0.53944 | 0.32309 | 548025
2016-08-01 15:00 | 0.65642 | 0.31588 | 581008
2016-08-01 16:00 | 0.71076 | 0.299 | 609100
2016-08-01 17:00 | 0.72584 | 0.29745 | 633495
2016-08-01 18:00 | 0.71825 | 0.30394 | 652822
2016-08-01 19:00 | 0.69983 | 0.30915 | 666006
2016-08-01 20:00 | 0.67798 | 0.31021 | 674610
2016-08-01 21:00 | 0.64316 | 0.30067 | 677045
2016-08-01 22:00 | 0.59272 | 0.28807 | 670787
2016-08-01 23:00 | 0.50427 | 0.2895 | 657844
2016-08-02 | 0.36509 | 0.34786 | 641335
2016-08-02 01:00 | 0.1716 | 0.49155 | 622717
2016-08-02 02:00 | 0.0080411 | 0.55757 | 592757
2016-08-02 03:00 | 0 | 0.55212 | 554537
2016-08-02 04:00 | 0 | 0.5127 | 516692
2016-08-02 05:00 | 0 | 0.4696 | 485217
2016-08-02 06:00 | 0 | 0.43494 | 459636
2016-08-02 07:00 | 0 | 0.41775 | 441125
2016-08-02 08:00 | 0 | 0.40723 | 432409
2016-08-02 09:00 | 0 | 0.37175 | 435990
2016-08-02 10:00 | 0 | 0.32705 | 451272
2016-08-02 11:00 | 0 | 0.27915 | 468913
2016-08-02 12:00 | 0.048246 | 0.16093 | 489949
2016-08-02 13:00 | 0.32003 | 0.12054 | 517096
2016-08-02 14:00 | 0.55232 | 0.12968 | 549361
2016-08-02 15:00 | 0.67168 | 0.11591 | 581580
2016-08-02 16:00 | 0.71549 | 0.091279 | 609773
2016-08-02 17:00 | 0.71817 | 0.079614 | 634098
2016-08-02 18:00 | 0.70055 | 0.077201 | 653280
2016-08-02 19:00 | 0.67166 | 0.081205 | 663366
2016-08-02 20:00 | 0.63982 | 0.090119 | 670381
2016-08-02 21:00 | 0.60078 | 0.10029 | 672154
2016-08-02 22:00 | 0.54948 | 0.11452 | 666562
2016-08-02 23:00 | 0.47508 | 0.14176 | 652378
2016-08-03 | 0.35329 | 0.19993 | 635814
2016-08-03 01:00 | 0.17449 | 0.35508 | 617329
2016-08-03 02:00 | 0.0079898 | 0.45115 | 587534
2016-08-03 03:00 | 0 | 0.46716 | 548730
2016-08-03 04:00 | 0 | 0.45272 | 512360
2016-08-03 05:00 | 0 | 0.43424 | 481561
2016-08-03 06:00 | 0 | 0.42133 | 456311
2016-08-03 07:00 | 0 | 0.40223 | 438423
2016-08-03 08:00 | 0 | 0.38369 | 429382
2016-08-03 09:00 | 0 | 0.36123 | 432012
2016-08-03 10:00 | 0 | 0.34406 | 446890
2016-08-03 11:00 | 0 | 0.33245 | 465284
2016-08-03 12:00 | 0.039294 | 0.23303 | 486959
2016-08-03 13:00 | 0.27726 | 0.22091 | 514567
2016-08-03 14:00 | 0.4906 | 0.27535 | 547136
2016-08-03 15:00 | 0.62632 | 0.31093 | 580434
2016-08-03 16:00 | 0.68886 | 0.33027 | 610440
2016-08-03 17:00 | 0.6969 | 0.34831 | 636024
2016-08-03 18:00 | 0.68356 | 0.36885 | 656420
2016-08-03 19:00 | 0.66007 | 0.38959 | 671477
2016-08-03 20:00 | 0.63215 | 0.41221 | 681036
2016-08-03 21:00 | 0.5959 | 0.43746 | 683380
2016-08-03 22:00 | 0.54986 | 0.46561 | 677806
2016-08-03 23:00 | 0.46279 | 0.49659 | 663640
2016-08-04 | 0.33248 | 0.5591 | 647265
2016-08-04 01:00 | 0.1552 | 0.70639 | 629193
2016-08-04 02:00 | 0.0075409 | 0.76329 | 597187
2016-08-04 03:00 | 0 | 0.74326 | 558357
2016-08-04 04:00 | 0 | 0.70294 | 521327
2016-08-04 05:00 | 0 | 0.66733 | 490549
2016-08-04 06:00 | 0 | 0.64215 | 462055
2016-08-04 07:00 | 0 | 0.61386 | 443032
2016-08-04 08:00 | 0 | 0.58574 | 433845
2016-08-04 09:00 | 0 | 0.55141 | 436996
2016-08-04 10:00 | 0 | 0.52779 | 452952
2016-08-04 11:00 | 0 | 0.49543 | 471032
2016-08-04 12:00 | 0.0423 | 0.38467 | 492757
2016-08-04 13:00 | 0.2758 | 0.40985 | 520777
2016-08-04 14:00 | 0.49975 | 0.46025 | 554967
2016-08-04 15:00 | 0.63117 | 0.44021 | 588187
2016-08-04 16:00 | 0.69771 | 0.41033 | 616495
2016-08-04 17:00 | 0.71181 | 0.392 | 640288
2016-08-04 18:00 | 0.69942 | 0.38077 | 658458
2016-08-04 19:00 | 0.6772 | 0.37279 | 670155
2016-08-04 20:00 | 0.65478 | 0.36342 | 676999
2016-08-04 21:00 | 0.62096 | 0.35518 | 678514
2016-08-04 22:00 | 0.56864 | 0.34563 | 672659
2016-08-04 23:00 | 0.47462 | 0.33134 | 657579
2016-08-05 | 0.3326 | 0.33217 | 641092
2016-08-05 01:00 | 0.14075 | 0.43159 | 623479
2016-08-05 02:00 | 0.0068187 | 0.49068 | 592327
2016-08-05 03:00 | 0 | 0.49867 | 554932
2016-08-05 04:00 | 0 | 0.481 | 518997
2016-08-05 05:00 | 0 | 0.44732 | 487155
2016-08-05 06:00 | 0 | 0.41098 | 461710
2016-08-05 07:00 | 0 | 0.37683 | 444178
2016-08-05 08:00 | 0 | 0.35179 | 434777
2016-08-05 09:00 | 0 | 0.30421 | 437450
2016-08-05 10:00 | 0 | 0.2569 | 450978
2016-08-05 11:00 | 0 | 0.21462 | 467665
2016-08-05 12:00 | 0.044431 | 0.1345 | 489571
2016-08-05 13:00 | 0.28068 | 0.11576 | 517694
2016-08-05 14:00 | 0.52047 | 0.12329 | 548878
2016-08-05 15:00 | 0.6472 | 0.11236 | 579384
2016-08-05 16:00 | 0.69914 | 0.1063 | 605984
2016-08-05 17:00 | 0.70562 | 0.1077 | 629230
2016-08-05 18:00 | 0.68986 | 0.11288 | 646679
2016-08-05 19:00 | 0.66901 | 0.12052 | 657913
2016-08-05 20:00 | 0.64707 | 0.12799 | 662883
2016-08-05 21:00 | 0.61259 | 0.13602 | 661113
2016-08-05 22:00 | 0.56212 | 0.14452 | 651147
2016-08-05 23:00 | 0.47918 | 0.15636 | 634076
2016-08-06 | 0.34817 | 0.19541 | 616767
2016-08-06 01:00 | 0.15655 | 0.31952 | 600353
2016-08-06 02:00 | 0.0057006 | 0.41072 | 573118
2016-08-06 03:00 | 0 | 0.41525 | 539577
2016-08-06 04:00 | 0 | 0.40147 | 506865
2016-08-06 05:00 | 0 | 0.38139 | 477499
2016-08-06 06:00 | 0 | 0.36412 | 453173
2016-08-06 07:00 | 0 | 0.34578 | 435218
2016-08-06 08:00 | 0 | 0.33087 | 423260
2016-08-06 09:00 | 0 | 0.30011 | 418988
2016-08-06 10:00 | 0 | 0.26909 | 419093
2016-08-06 11:00 | 0 | 0.23907 | 424830
2016-08-06 12:00 | 0.030881 | 0.14229 | 443533
2016-08-06 13:00 | 0.30731 | 0.11999 | 472726
2016-08-06 14:00 | 0.55915 | 0.13927 | 507408
2016-08-06 15:00 | 0.67469 | 0.13312 | 541235
2016-08-06 16:00 | 0.72234 | 0.12522 | 569814
2016-08-06 17:00 | 0.72882 | 0.12089 | 592151
2016-08-06 18:00 | 0.71374 | 0.12128 | 608053
2016-08-06 19:00 | 0.69193 | 0.12594 | 619282
2016-08-06 20:00 | 0.6761 | 0.13426 | 626743
2016-08-06 21:00 | 0.65035 | 0.14706 | 629027
2016-08-06 22:00 | 0.61185 | 0.16425 | 623131
2016-08-06 23:00 | 0.53569 | 0.19197 | 609762
2016-08-07 | 0.39696 | 0.25262 | 594637
2016-08-07 01:00 | 0.18537 | 0.38624 | 579373
2016-08-07 02:00 | 0.0048807 | 0.46359 | 551628
2016-08-07 03:00 | 0 | 0.46296 | 518395
2016-08-07 04:00 | 0 | 0.43908 | 487018
2016-08-07 05:00 | 0 | 0.41453 | 460336
2016-08-07 06:00 | 0 | 0.38955 | 436438
2016-08-07 07:00 | 0 | 0.36697 | 418176
2016-08-07 08:00 | 0 | 0.34972 | 405109
2016-08-07 09:00 | 0 | 0.31171 | 398654
2016-08-07 10:00 | 0 | 0.27456 | 396437
2016-08-07 11:00 | 0 | 0.24518 | 400201
2016-08-07 12:00 | 0.026118 | 0.14606 | 417446
2016-08-07 13:00 | 0.33043 | 0.11469 | 445771
2016-08-07 14:00 | 0.61631 | 0.13864 | 476693
2016-08-07 15:00 | 0.72553 | 0.13048 | 508737
2016-08-07 16:00 | 0.77595 | 0.12278 | 537718
2016-08-07 17:00 | 0.77911 | 0.11556 | 561896
2016-08-07 18:00 | 0.7617 | 0.10723 | 580214
2016-08-07 19:00 | 0.74132 | 0.10183 | 594523
2016-08-07 20:00 | 0.72317 | 0.10213 | 604471
2016-08-07 21:00 | 0.70085 | 0.1124 | 610725
2016-08-07 22:00 | 0.66368 | 0.13395 | 609226
2016-08-07 23:00 | 0.57784 | 0.17137 | 598850
2016-08-08 | 0.42484 | 0.24702 | 586835
2016-08-08 01:00 | 0.19436 | 0.40451 | 573941
2016-08-08 02:00 | 0.0054181 | 0.48618 | 547508
2016-08-08 03:00 | 0 | 0.487 | 514602
2016-08-08 04:00 | 0 | 0.46723 | 484360
2016-08-08 05:00 | 0 | 0.44199 | 456614
2016-08-08 06:00 | 0 | 0.40577 | 434810
2016-08-08 07:00 | 0 | 0.37384 | 420049
2016-08-08 08:00 | 0 | 0.35001 | 413608
2016-08-08 09:00 | 0 | 0.3227 | 418611
2016-08-08 10:00 | 0 | 0.3085 | 433554
2016-08-08 11:00 | 0 | 0.30067 | 451396
2016-08-08 12:00 | 0.021898 | 0.2089 | 472744
2016-08-08 13:00 | 0.32077 | 0.20613 | 500555
2016-08-08 14:00 | 0.60304 | 0.28307 | 530957
2016-08-08 15:00 | 0.72266 | 0.2796 | 562651
2016-08-08 16:00 | 0.77921 | 0.26186 | 588832
2016-08-08 17:00 | 0.78282 | 0.24968 | 610947
2016-08-08 18:00 | 0.77012 | 0.24361 | 628214
2016-08-08 19:00 | 0.75604 | 0.24013 | 640296
2016-08-08 20:00 | 0.75031 | 0.23666 | 648566
2016-08-08 21:00 | 0.73576 | 0.23302 | 651755
2016-08-08 22:00 | 0.70293 | 0.23056 | 647720
2016-08-08 23:00 | 0.62164 | 0.23312 | 635421
2016-08-09 | 0.46999 | 0.27498 | 621949
2016-08-09 01:00 | 0.20156 | 0.43935 | 604820
2016-08-09 02:00 | 0.0042747 | 0.5178 | 573048
2016-08-09 03:00 | 0 | 0.49956 | 534744
2016-08-09 04:00 | 0 | 0.46207 | 500652
2016-08-09 05:00 | 0 | 0.43329 | 471436
2016-08-09 06:00 | 0 | 0.40736 | 448168
2016-08-09 07:00 | 0 | 0.38365 | 431015
2016-08-09 08:00 | 0 | 0.36285 | 423605
2016-08-09 09:00 | 0 | 0.33878 | 428396
2016-08-09 10:00 | 0 | 0.30776 | 445945
2016-08-09 11:00 | 0 | 0.27217 | 464137
2016-08-09 12:00 | 0.022785 | 0.15898 | 484561
2016-08-09 13:00 | 0.29108 | 0.10924 | 510825
2016-08-09 14:00 | 0.56184 | 0.10857 | 544130
2016-08-09 15:00 | 0.6824 | 0.10797 | 576327
2016-08-09 16:00 | 0.72681 | 0.10654 | 604939
2016-08-09 17:00 | 0.74396 | 0.11496 | 630306
2016-08-09 18:00 | 0.74255 | 0.13034 | 650268
2016-08-09 19:00 | 0.73141 | 0.15151 | 662438
2016-08-09 20:00 | 0.71932 | 0.17909 | 669236
2016-08-09 21:00 | 0.6956 | 0.21292 | 670932
2016-08-09 22:00 | 0.65384 | 0.257 | 664467
2016-08-09 23:00 | 0.55897 | 0.32428 | 651555
2016-08-10 | 0.41495 | 0.41082 | 638816
2016-08-10 01:00 | 0.19205 | 0.55031 | 622333
2016-08-10 02:00 | 0.0040341 | 0.60296 | 593236
2016-08-10 03:00 | 0 | 0.59299 | 555718
2016-08-10 04:00 | 0 | 0.57594 | 522030
2016-08-10 05:00 | 0 | 0.56092 | 491580
2016-08-10 06:00 | 0 | 0.53996 | 466906
2016-08-10 07:00 | 0 | 0.51022 | 449880
2016-08-10 08:00 | 0 | 0.47646 | 442094
2016-08-10 09:00 | 0 | 0.43962 | 446610
2016-08-10 10:00 | 0 | 0.4016 | 463323
2016-08-10 11:00 | 0 | 0.3741 | 482624
2016-08-10 12:00 | 0.024794 | 0.26147 | 504305
2016-08-10 13:00 | 0.27918 | 0.22074 | 532360
2016-08-10 14:00 | 0.55163 | 0.26815 | 566502
2016-08-10 15:00 | 0.688 | 0.28093 | 600882
2016-08-10 16:00 | 0.75309 | 0.28994 | 630175
2016-08-10 17:00 | 0.75894 | 0.31524 | 654319
2016-08-10 18:00 | 0.73997 | 0.34434 | 672363
2016-08-10 19:00 | 0.71283 | 0.3725 | 683463
2016-08-10 20:00 | 0.68428 | 0.39714 | 692115
2016-08-10 21:00 | 0.64705 | 0.41517 | 694043
2016-08-10 22:00 | 0.59519 | 0.42851 | 689634
2016-08-10 23:00 | 0.5041 | 0.44347 | 676888
2016-08-11 | 0.37368 | 0.50485 | 663518
2016-08-11 01:00 | 0.18008 | 0.61283 | 645779
2016-08-11 02:00 | 0.0058516 | 0.62546 | 613591
2016-08-11 03:00 | 0 | 0.58083 | 574880
2016-08-11 04:00 | 0 | 0.5373 | 539161
2016-08-11 05:00 | 0 | 0.49951 | 506885
2016-08-11 06:00 | 0 | 0.45356 | 480926
2016-08-11 07:00 | 0 | 0.4155 | 463267
2016-08-11 08:00 | 0 | 0.39012 | 454853
2016-08-11 09:00 | 0 | 0.36365 | 459811
2016-08-11 10:00 | 0 | 0.34228 | 477411
2016-08-11 11:00 | 0 | 0.33229 | 496658
2016-08-11 12:00 | 0.02335 | 0.24601 | 520056
2016-08-11 13:00 | 0.28151 | 0.23649 | 548905
2016-08-11 14:00 | 0.52539 | 0.31122 | 584554
2016-08-11 15:00 | 0.6612 | 0.31284 | 620926
2016-08-11 16:00 | 0.72903 | 0.28386 | 650476
2016-08-11 17:00 | 0.74392 | 0.26102 | 672839
2016-08-11 18:00 | 0.73958 | 0.24661 | 691270
2016-08-11 19:00 | 0.73014 | 0.23539 | 704348
2016-08-11 20:00 | 0.72422 | 0.22344 | 711228
2016-08-11 21:00 | 0.71145 | 0.21317 | 712067
2016-08-11 22:00 | 0.67675 | 0.20183 | 705532
2016-08-11 23:00 | 0.58503 | 0.1956 | 693311
2016-08-12 | 0.44402 | 0.23111 | 679786
2016-08-12 01:00 | 0.20224 | 0.32528 | 661145
2016-08-12 02:00 | 0.0027509 | 0.36693 | 627372
2016-08-12 03:00 | 0 | 0.35162 | 587829
2016-08-12 04:00 | 0 | 0.31811 | 552138
2016-08-12 05:00 | 0 | 0.29515 | 518806
2016-08-12 06:00 | 0 | 0.27977 | 491927
2016-08-12 07:00 | 0 | 0.27714 | 472808
2016-08-12 08:00 | 0 | 0.2828 | 463193
2016-08-12 09:00 | 0 | 0.28469 | 466210
2016-08-12 10:00 | 0 | 0.29585 | 482275
2016-08-12 11:00 | 0 | 0.30371 | 501898
2016-08-12 12:00 | 0.028933 | 0.22353 | 523776
2016-08-12 13:00 | 0.37921 | 0.19962 | 552524
2016-08-12 14:00 | 0.59224 | 0.25395 | 585241
2016-08-12 15:00 | 0.73469 | 0.27089 | 618102
2016-08-12 16:00 | 0.7923 | 0.2606 | 645060
2016-08-12 17:00 | 0.80032 | 0.2492 | 667185
2016-08-12 18:00 | 0.79017 | 0.24042 | 683130
2016-08-12 19:00 | 0.77736 | 0.23261 | 691605
2016-08-12 20:00 | 0.76952 | 0.2257 | 693676
2016-08-12 21:00 | 0.75359 | 0.21638 | 691677
2016-08-12 22:00 | 0.71723 | 0.20809 | 681134
2016-08-12 23:00 | 0.61886 | 0.19706 | 662811
2016-08-13 | 0.46548 | 0.20049 | 647312
2016-08-13 01:00 | 0.17651 | 0.27263 | 628394
2016-08-13 02:00 | 0.002373 | 0.2989 | 598858
2016-08-13 03:00 | 0 | 0.30331 | 564410
2016-08-13 04:00 | 0 | 0.30004 | 530967
2016-08-13 05:00 | 0 | 0.29046 | 500597
2016-08-13 06:00 | 0 | 0.28152 | 474944
2016-08-13 07:00 | 0 | 0.27698 | 456605
2016-08-13 08:00 | 0 | 0.28205 | 444618
2016-08-13 09:00 | 0 | 0.28896 | 439691
2016-08-13 10:00 | 0 | 0.30272 | 440900
2016-08-13 11:00 | 0 | 0.31125 | 448811
2016-08-13 12:00 | 0.022261 | 0.18212 | 469762
2016-08-13 13:00 | 0.30415 | 0.1216 | 498958
2016-08-13 14:00 | 0.55874 | 0.18752 | 531719
2016-08-13 15:00 | 0.68077 | 0.2099 | 563517
2016-08-13 16:00 | 0.74825 | 0.21066 | 590577
2016-08-13 17:00 | 0.75538 | 0.20785 | 610030
2016-08-13 18:00 | 0.74625 | 0.20711 | 625920
2016-08-13 19:00 | 0.73706 | 0.20459 | 637776
2016-08-13 20:00 | 0.73421 | 0.20122 | 645466
2016-08-13 21:00 | 0.72411 | 0.20259 | 647940
2016-08-13 22:00 | 0.69047 | 0.20325 | 643110
2016-08-13 23:00 | 0.60151 | 0.20121 | 628592
2016-08-14 | 0.45096 | 0.22888 | 615613
2016-08-14 01:00 | 0.17477 | 0.32009 | 598889
2016-08-14 02:00 | 0.0019266 | 0.34414 | 570370
2016-08-14 03:00 | 0 | 0.33093 | 539040
2016-08-14 04:00 | 0 | 0.30257 | 506573
2016-08-14 05:00 | 0 | 0.2715 | 479368
2016-08-14 06:00 | 0 | 0.2522 | 454836
2016-08-14 07:00 | 0 | 0.2461 | 436168
2016-08-14 08:00 | 0 | 0.25239 | 423088
2016-08-14 09:00 | 0 | 0.25556 | 416755
2016-08-14 10:00 | 0 | 0.25926 | 413239
2016-08-14 11:00 | 0 | 0.26696 | 417707
2016-08-14 12:00 | 0.013324 | 0.18342 | 437681
2016-08-14 13:00 | 0.28149 | 0.081057 | 467631
2016-08-14 14:00 | 0.55697 | 0.10216 | 499596
2016-08-14 15:00 | 0.71097 | 0.12194 | 530843
2016-08-14 16:00 | 0.7797 | 0.12414 | 558890
2016-08-14 17:00 | 0.78958 | 0.12283 | 580961
2016-08-14 18:00 | 0.78177 | 0.12021 | 597919
2016-08-14 19:00 | 0.77136 | 0.11683 | 610934
2016-08-14 20:00 | 0.76805 | 0.11476 | 620918
2016-08-14 21:00 | 0.75908 | 0.11951 | 627236
2016-08-14 22:00 | 0.73106 | 0.13593 | 625583
2016-08-14 23:00 | 0.63973 | 0.17503 | 616316
2016-08-15 | 0.49244 | 0.26448 | 607623
2016-08-15 01:00 | 0.16875 | 0.41268 | 594043
2016-08-15 02:00 | 0.001872 | 0.4791 | 565864
2016-08-15 03:00 | 0 | 0.48517 | 531803
2016-08-15 04:00 | 0 | 0.45914 | 498640
2016-08-15 05:00 | 0 | 0.41846 | 471763
2016-08-15 06:00 | 0 | 0.36793 | 448691
2016-08-15 07:00 | 0 | 0.32262 | 433241
2016-08-15 08:00 | 0 | 0.29669 | 426487
2016-08-15 09:00 | 0 | 0.27569 | 430827
2016-08-15 10:00 | 0 | 0.25622 | 448712
2016-08-15 11:00 | 0 | 0.24651 | 470395
2016-08-15 12:00 | 0.012353 | 0.16435 | 491924
2016-08-15 13:00 | 0.30937 | 0.069014 | 518273
2016-08-15 14:00 | 0.59267 | 0.088494 | 549237
2016-08-15 15:00 | 0.72274 | 0.10299 | 578771
2016-08-15 16:00 | 0.79137 | 0.099849 | 603983
2016-08-15 17:00 | 0.79541 | 0.096078 | 625189
2016-08-15 18:00 | 0.78899 | 0.094523 | 639774
2016-08-15 19:00 | 0.78027 | 0.090157 | 650054
2016-08-15 20:00 | 0.77944 | 0.085994 | 657927
2016-08-15 21:00 | 0.77271 | 0.083351 | 659978
2016-08-15 22:00 | 0.73597 | 0.08577 | 653805
2016-08-15 23:00 | 0.65013 | 0.10347 | 641039
2016-08-16 | 0.44945 | 0.18408 | 631686
2016-08-16 01:00 | 0.14935 | 0.37549 | 615028
2016-08-16 02:00 | 0.0013284 | 0.45391 | 582698
2016-08-16 03:00 | 0 | 0.44857 | 545197
2016-08-16 04:00 | 0 | 0.41433 | 509549
2016-08-16 05:00 | 0 | 0.37218 | 478492
2016-08-16 06:00 | 0 | 0.33314 | 454127
2016-08-16 07:00 | 0 | 0.30325 | 437248
2016-08-16 08:00 | 0 | 0.28845 | 429944
2016-08-16 09:00 | 0 | 0.26867 | 434927
2016-08-16 10:00 | 0 | 0.24874 | 453229
2016-08-16 11:00 | 0 | 0.22963 | 473966
2016-08-16 12:00 | 0.0092355 | 0.14056 | 495516
2016-08-16 13:00 | 0.28331 | 0.051648 | 521078
2016-08-16 14:00 | 0.57119 | 0.056231 | 551975
2016-08-16 15:00 | 0.70787 | 0.060625 | 581844
2016-08-16 16:00 | 0.78072 | 0.053736 | 607904
2016-08-16 17:00 | 0.78906 | 0.053604 | 629406
2016-08-16 18:00 | 0.78463 | 0.05687 | 645681
2016-08-16 19:00 | 0.77302 | 0.062372 | 655792
2016-08-16 20:00 | 0.76603 | 0.066764 | 662781
2016-08-16 21:00 | 0.74996 | 0.069338 | 666103
2016-08-16 22:00 | 0.71012 | 0.072832 | 660448
2016-08-16 23:00 | 0.60708 | 0.084518 | 649221
2016-08-17 | 0.44795 | 0.15009 | 639748
2016-08-17 01:00 | 0.15171 | 0.32549 | 622478
2016-08-17 02:00 | 0.0010527 | 0.45808 | 589902
2016-08-17 03:00 | 0 | 0.50813 | 551696
2016-08-17 04:00 | 0 | 0.5059 | 516398
2016-08-17 05:00 | 0 | 0.48228 | 486058
2016-08-17 06:00 | 0 | 0.44557 | 460748
2016-08-17 07:00 | 0 | 0.40621 | 442708
2016-08-17 08:00 | 0 | 0.37314 | 435260
2016-08-17 09:00 | 0 | 0.34232 | 439205
2016-08-17 10:00 | 0 | 0.31243 | 458406
2016-08-17 11:00 | 0 | 0.28656 | 480095
2016-08-17 12:00 | 0.012567 | 0.19383 | 498402
2016-08-17 13:00 | 0.26067 | 0.073587 | 521282
2016-08-17 14:00 | 0.55729 | 0.071133 | 549024
2016-08-17 15:00 | 0.68897 | 0.09353 | 576883
2016-08-17 16:00 | 0.7567 | 0.087068 | 602481
2016-08-17 17:00 | 0.76117 | 0.081991 | 624699
2016-08-17 18:00 | 0.74929 | 0.082665 | 642586
2016-08-17 19:00 | 0.73194 | 0.087826 | 655492
2016-08-17 20:00 | 0.71499 | 0.095316 | 665307
2016-08-17 21:00 | 0.6887 | 0.10494 | 668430
2016-08-17 22:00 | 0.64275 | 0.12331 | 661194
2016-08-17 23:00 | 0.55131 | 0.16434 | 646276
2016-08-18 | 0.39303 | 0.28131 | 634017
2016-08-18 01:00 | 0.13733 | 0.49705 | 614945
2016-08-18 02:00 | 0.00087392 | 0.59306 | 582294
2016-08-18 03:00 | 0 | 0.59951 | 543538
2016-08-18 04:00 | 0 | 0.5683 | 507707
2016-08-18 05:00 | 0 | 0.52202 | 476687
2016-08-18 06:00 | 0 | 0.47123 | 452939
2016-08-18 07:00 | 0 | 0.42708 | 435719
2016-08-18 08:00 | 0 | 0.39466 | 427768
2016-08-18 09:00 | 0 | 0.36329 | 433040
2016-08-18 10:00 | 0 | 0.33661 | 452116
2016-08-18 11:00 | 0 | 0.31639 | 472052
2016-08-18 12:00 | 0.011263 | 0.21381 | 491223
2016-08-18 13:00 | 0.21073 | 0.12739 | 514763
2016-08-18 14:00 | 0.5107 | 0.14382 | 543408
2016-08-18 15:00 | 0.6546 | 0.19398 | 573296
2016-08-18 16:00 | 0.71729 | 0.21998 | 600194
2016-08-18 17:00 | 0.7186 | 0.2405 | 623965
2016-08-18 18:00 | 0.705 | 0.25574 | 642152
2016-08-18 19:00 | 0.68509 | 0.26202 | 654155
2016-08-18 20:00 | 0.66528 | 0.26493 | 661159
2016-08-18 21:00 | 0.63851 | 0.2712 | 661487
2016-08-18 22:00 | 0.59625 | 0.28502 | 652540
2016-08-18 23:00 | 0.51321 | 0.31179 | 637120
2016-08-19 | 0.36767 | 0.37656 | 625313
2016-08-19 01:00 | 0.1255 | 0.48303 | 608471
2016-08-19 02:00 | 0.0008235 | 0.48442 | 577238
2016-08-19 03:00 | 0 | 0.45453 | 539195
2016-08-19 04:00 | 0 | 0.42122 | 504080
2016-08-19 05:00 | 0 | 0.384 | 473150
2016-08-19 06:00 | 0 | 0.34943 | 449103
2016-08-19 07:00 | 0 | 0.3191 | 431993
2016-08-19 08:00 | 0 | 0.2974 | 424279
2016-08-19 09:00 | 0 | 0.26884 | 428643
2016-08-19 10:00 | 0 | 0.25134 | 445811
2016-08-19 11:00 | 0 | 0.23997 | 465515
2016-08-19 12:00 | 0.005565 | 0.17183 | 485714
2016-08-19 13:00 | 0.21476 | 0.14747 | 509916
2016-08-19 14:00 | 0.51358 | 0.17063 | 539855
2016-08-19 15:00 | 0.6533 | 0.17149 | 568155
2016-08-19 16:00 | 0.71484 | 0.1638 | 593314
2016-08-19 17:00 | 0.72651 | 0.16043 | 615385
2016-08-19 18:00 | 0.71734 | 0.16482 | 632255
2016-08-19 19:00 | 0.69989 | 0.17465 | 642342
2016-08-19 20:00 | 0.68646 | 0.1921 | 647445
2016-08-19 21:00 | 0.65971 | 0.2164 | 645344
2016-08-19 22:00 | 0.61422 | 0.24302 | 633038
2016-08-19 23:00 | 0.52645 | 0.27205 | 613220
2016-08-20 | 0.38007 | 0.31468 | 598060
2016-08-20 01:00 | 0.12132 | 0.37498 | 580612
2016-08-20 02:00 | 0.00057373 | 0.39779 | 551582
2016-08-20 03:00 | 0 | 0.38812 | 517337
2016-08-20 04:00 | 0 | 0.37029 | 484281
2016-08-20 05:00 | 0 | 0.36571 | 457219
2016-08-20 06:00 | 0 | 0.37016 | 434967
2016-08-20 07:00 | 0 | 0.38258 | 418235
2016-08-20 08:00 | 0 | 0.40526 | 407918
2016-08-20 09:00 | 0 | 0.4167 | 404022
2016-08-20 10:00 | 0 | 0.42236 | 406349
2016-08-20 11:00 | 0 | 0.41697 | 414084
2016-08-20 12:00 | 0.0048235 | 0.36811 | 434124
2016-08-20 13:00 | 0.22043 | 0.37851 | 461548
2016-08-20 14:00 | 0.51253 | 0.40751 | 491914
2016-08-20 15:00 | 0.68287 | 0.38884 | 520936
2016-08-20 16:00 | 0.74524 | 0.34559 | 543602
2016-08-20 17:00 | 0.75301 | 0.30832 | 560233
2016-08-20 18:00 | 0.74165 | 0.28288 | 572044
2016-08-20 19:00 | 0.72399 | 0.26816 | 580000
2016-08-20 20:00 | 0.71042 | 0.25939 | 587024
2016-08-20 21:00 | 0.68525 | 0.25146 | 589548
2016-08-20 22:00 | 0.64615 | 0.23869 | 583463
2016-08-20 23:00 | 0.55224 | 0.2153 | 570525
2016-08-21 | 0.39487 | 0.21739 | 560708
2016-08-21 01:00 | 0.12058 | 0.28206 | 546320
2016-08-21 02:00 | 0.00045065 | 0.28246 | 522016
2016-08-21 03:00 | 0 | 0.27102 | 492804
2016-08-21 04:00 | 0 | 0.26523 | 463664
2016-08-21 05:00 | 0 | 0.27143 | 439723
2016-08-21 06:00 | 0 | 0.29207 | 419299
2016-08-21 07:00 | 0 | 0.32059 | 403933
2016-08-21 08:00 | 0 | 0.35417 | 393719
2016-08-21 09:00 | 0 | 0.35968 | 388523
2016-08-21 10:00 | 0 | 0.36264 | 389420
2016-08-21 11:00 | 0 | 0.37141 | 393384
2016-08-21 12:00 | 0.0057517 | 0.29295 | 409119
2016-08-21 13:00 | 0.21642 | 0.11582 | 434233
2016-08-21 14:00 | 0.50111 | 0.10087 | 460036
2016-08-21 15:00 | 0.65985 | 0.12374 | 486552
2016-08-21 16:00 | 0.7245 | 0.13003 | 510928
2016-08-21 17:00 | 0.73089 | 0.13142 | 530086
2016-08-21 18:00 | 0.71727 | 0.13587 | 544479
2016-08-21 19:00 | 0.69366 | 0.1385 | 554802
2016-08-21 20:00 | 0.67056 | 0.13882 | 562710
2016-08-21 21:00 | 0.63575 | 0.14005 | 569215
2016-08-21 22:00 | 0.58863 | 0.14589 | 568881
2016-08-21 23:00 | 0.4868 | 0.16635 | 561221
2016-08-22 | 0.3314 | 0.28692 | 553368
2016-08-22 01:00 | 0.10468 | 0.50836 | 540660
2016-08-22 02:00 | 0.00030083 | 0.60944 | 513972
2016-08-22 03:00 | 0 | 0.66037 | 480482
2016-08-22 04:00 | 0 | 0.67995 | 450332
2016-08-22 05:00 | 0 | 0.68185 | 424764
2016-08-22 06:00 | 0 | 0.66956 | 405107
2016-08-22 07:00 | 0 | 0.65537 | 391802
2016-08-22 08:00 | 0 | 0.63987 | 386560
2016-08-22 09:00 | 0 | 0.60992 | 392538
2016-08-22 10:00 | 0 | 0.5833 | 411037
2016-08-22 11:00 | 0 | 0.56115 | 432991
2016-08-22 12:00 | 0.0041716 | 0.42068 | 452576
2016-08-22 13:00 | 0.18375 | 0.30854 | 476225
2016-08-22 14:00 | 0.42998 | 0.36692 | 502924
2016-08-22 15:00 | 0.56726 | 0.4156 | 527223
2016-08-22 16:00 | 0.63076 | 0.44653 | 548113
2016-08-22 17:00 | 0.64144 | 0.47295 | 567815
2016-08-22 18:00 | 0.63187 | 0.49328 | 584628
2016-08-22 19:00 | 0.61481 | 0.51186 | 597886
2016-08-22 20:00 | 0.59968 | 0.53016 | 606740
2016-08-22 21:00 | 0.57146 | 0.54744 | 610780
2016-08-22 22:00 | 0.52362 | 0.56393 | 605164
2016-08-22 23:00 | 0.43472 | 0.58351 | 590472
2016-08-23 | 0.29031 | 0.66768 | 578424
2016-08-23 01:00 | 0.078792 | 0.77064 | 561596
2016-08-23 02:00 | 0.00027031 | 0.79172 | 528809
2016-08-23 03:00 | 0 | 0.78834 | 492151
2016-08-23 04:00 | 0 | 0.77278 | 459051
2016-08-23 05:00 | 0 | 0.74906 | 431811
2016-08-23 06:00 | 0 | 0.72738 | 410817
2016-08-23 07:00 | 0 | 0.7164 | 396993
2016-08-23 08:00 | 0 | 0.71213 | 390746
2016-08-23 09:00 | 0 | 0.70078 | 397163
2016-08-23 10:00 | 0 | 0.68274 | 416794
2016-08-23 11:00 | 0 | 0.66108 | 437417
2016-08-23 12:00 | 0.0058434 | 0.57613 | 454648
2016-08-23 13:00 | 0.19091 | 0.48957 | 477293
2016-08-23 14:00 | 0.46838 | 0.65188 | 505355
2016-08-23 15:00 | 0.62111 | 0.70389 | 533055
2016-08-23 16:00 | 0.69978 | 0.71381 | 557774
2016-08-23 17:00 | 0.70799 | 0.72873 | 579989
2016-08-23 18:00 | 0.69882 | 0.7395 | 599625
2016-08-23 19:00 | 0.67758 | 0.74171 | 613462
2016-08-23 20:00 | 0.65422 | 0.73541 | 623291
2016-08-23 21:00 | 0.62124 | 0.71634 | 628108
2016-08-23 22:00 | 0.57461 | 0.68637 | 622384
2016-08-23 23:00 | 0.49133 | 0.67594 | 608385
2016-08-24 | 0.35592 | 0.70401 | 598766
2016-08-24 01:00 | 0.12161 | 0.78605 | 581939
2016-08-24 02:00 | 0.00018064 | 0.79012 | 548730
2016-08-24 03:00 | 0 | 0.76602 | 510750
2016-08-24 04:00 | 0 | 0.72337 | 477056
2016-08-24 05:00 | 0 | 0.68322 | 447879
2016-08-24 06:00 | 0 | 0.64663 | 425903
2016-08-24 07:00 | 0 | 0.62037 | 410647
2016-08-24 08:00 | 0 | 0.59591 | 403762
2016-08-24 09:00 | 0 | 0.56374 | 409712
2016-08-24 10:00 | 0 | 0.54099 | 428782
2016-08-24 11:00 | 0 | 0.51445 | 447986
2016-08-24 12:00 | 0.002651 | 0.40182 | 465480
2016-08-24 13:00 | 0.17495 | 0.3445 | 488202
2016-08-24 14:00 | 0.49969 | 0.41249 | 516237
2016-08-24 15:00 | 0.64902 | 0.43558 | 544552
2016-08-24 16:00 | 0.73625 | 0.43189 | 569357
2016-08-24 17:00 | 0.7462 | 0.42352 | 593181
2016-08-24 18:00 | 0.73551 | 0.41766 | 614042
2016-08-24 19:00 | 0.71702 | 0.40948 | 628911
2016-08-24 20:00 | 0.70307 | 0.39649 | 639660
2016-08-24 21:00 | 0.67625 | 0.37921 | 644653
2016-08-24 22:00 | 0.63399 | 0.36024 | 639097
2016-08-24 23:00 | 0.54331 | 0.34854 | 626278
2016-08-25 | 0.38736 | 0.38215 | 615389
2016-08-25 01:00 | 0.11753 | 0.44931 | 596882
2016-08-25 02:00 | 0.00014435 | 0.44392 | 563679
2016-08-25 03:00 | 0 | 0.42542 | 524938
2016-08-25 04:00 | 0 | 0.40783 | 489614
2016-08-25 05:00 | 0 | 0.38474 | 461217
2016-08-25 06:00 | 0 | 0.36616 | 437953
2016-08-25 07:00 | 0 | 0.35456 | 421820
2016-08-25 08:00 | 0 | 0.35169 | 415450
2016-08-25 09:00 | 0 | 0.33664 | 420070
2016-08-25 10:00 | 0 | 0.32175 | 439258
2016-08-25 11:00 | 0 | 0.30558 | 460850
2016-08-25 12:00 | 0.0014828 | 0.22825 | 479942
2016-08-25 13:00 | 0.19025 | 0.21003 | 504835
2016-08-25 14:00 | 0.50505 | 0.2257 | 535488
2016-08-25 15:00 | 0.66323 | 0.20138 | 565825
2016-08-25 16:00 | 0.73232 | 0.16639 | 594468
2016-08-25 17:00 | 0.73188 | 0.14131 | 620489
2016-08-25 18:00 | 0.72238 | 0.1255 | 639768
2016-08-25 19:00 | 0.70157 | 0.11461 | 652454
2016-08-25 20:00 | 0.67938 | 0.10615 | 659693
2016-08-25 21:00 | 0.64155 | 0.098582 | 660450
2016-08-25 22:00 | 0.58744 | 0.092967 | 651636
2016-08-25 23:00 | 0.48602 | 0.094251 | 636994
2016-08-26 | 0.33693 | 0.13664 | 625254
2016-08-26 01:00 | 0.11164 | 0.20275 | 606013
2016-08-26 02:00 | 0.00012143 | 0.23386 | 572344
2016-08-26 03:00 | 0 | 0.24303 | 533346
2016-08-26 04:00 | 0 | 0.24733 | 497549
2016-08-26 05:00 | 0 | 0.25384 | 467937
2016-08-26 06:00 | 0 | 0.26083 | 444734
2016-08-26 07:00 | 0 | 0.26509 | 428458
2016-08-26 08:00 | 0 | 0.26099 | 420866
2016-08-26 09:00 | 0 | 0.24152 | 425519
2016-08-26 10:00 | 0 | 0.22178 | 444728
2016-08-26 11:00 | 0 | 0.20676 | 466043
2016-08-26 12:00 | 0.00091518 | 0.13815 | 487524
2016-08-26 13:00 | 0.15143 | 0.054934 | 514353
2016-08-26 14:00 | 0.45747 | 0.063852 | 545261
2016-08-26 15:00 | 0.6085 | 0.079083 | 576723
2016-08-26 16:00 | 0.68776 | 0.081088 | 603840
2016-08-26 17:00 | 0.69877 | 0.079802 | 625441
2016-08-26 18:00 | 0.69527 | 0.080306 | 641847
2016-08-26 19:00 | 0.68315 | 0.083409 | 651451
2016-08-26 20:00 | 0.67757 | 0.088855 | 655480
2016-08-26 21:00 | 0.65818 | 0.091578 | 653550
2016-08-26 22:00 | 0.62565 | 0.092799 | 639815
2016-08-26 23:00 | 0.53257 | 0.10342 | 617267
2016-08-27 | 0.36912 | 0.16296 | 600923
2016-08-27 01:00 | 0.10772 | 0.29295 | 580016
2016-08-27 02:00 | 8.82e-05 | 0.34269 | 549444
2016-08-27 03:00 | 0 | 0.34466 | 516865
2016-08-27 04:00 | 0 | 0.32549 | 484549
2016-08-27 05:00 | 0 | 0.30134 | 455263
2016-08-27 06:00 | 0 | 0.28369 | 431590
2016-08-27 07:00 | 0 | 0.27119 | 414085
2016-08-27 08:00 | 0 | 0.2596 | 404444
2016-08-27 09:00 | 0 | 0.24432 | 400736
2016-08-27 10:00 | 0 | 0.22976 | 403135
2016-08-27 11:00 | 0 | 0.21675 | 411095
2016-08-27 12:00 | 0.0013379 | 0.17531 | 431558
2016-08-27 13:00 | 0.19779 | 0.094248 | 461423
2016-08-27 14:00 | 0.52467 | 0.080179 | 494132
2016-08-27 15:00 | 0.66568 | 0.083477 | 525588
2016-08-27 16:00 | 0.73359 | 0.082004 | 554105
2016-08-27 17:00 | 0.73622 | 0.081013 | 576251
2016-08-27 18:00 | 0.72366 | 0.084226 | 591311
2016-08-27 19:00 | 0.7078 | 0.090188 | 600803
2016-08-27 20:00 | 0.6966 | 0.094977 | 606858
2016-08-27 21:00 | 0.67443 | 0.096909 | 604271
2016-08-27 22:00 | 0.63086 | 0.10044 | 598870
2016-08-27 23:00 | 0.52953 | 0.1185 | 582528
2016-08-28 | 0.37143 | 0.21214 | 569917
2016-08-28 01:00 | 0.10772 | 0.39989 | 553360
2016-08-28 02:00 | 6.99e-05 | 0.50411 | 527742
2016-08-28 03:00 | 0 | 0.56779 | 498208
2016-08-28 04:00 | 0 | 0.5835 | 468879
2016-08-28 05:00 | 0 | 0.57876 | 442377
2016-08-28 06:00 | 0 | 0.56108 | 421597
2016-08-28 07:00 | 0 | 0.53709 | 406476
2016-08-28 08:00 | 0 | 0.50794 | 395549
2016-08-28 09:00 | 0 | 0.46967 | 390437
2016-08-28 10:00 | 0 | 0.43086 | 390275
2016-08-28 11:00 | 0 | 0.39412 | 394254
2016-08-28 12:00 | 0.001114 | 0.29666 | 413566
2016-08-28 13:00 | 0.16993 | 0.14677 | 444935
2016-08-28 14:00 | 0.51481 | 0.11337 | 478450
2016-08-28 15:00 | 0.70123 | 0.12905 | 511645
2016-08-28 16:00 | 0.74097 | 0.13346 | 544093
2016-08-28 17:00 | 0.73852 | 0.1429 | 570618
2016-08-28 18:00 | 0.7271 | 0.15782 | 591249
2016-08-28 19:00 | 0.70835 | 0.17169 | 604776
2016-08-28 20:00 | 0.69415 | 0.18176 | 615064
2016-08-28 21:00 | 0.66962 | 0.19337 | 618991
2016-08-28 22:00 | 0.63207 | 0.21031 | 613165
2016-08-28 23:00 | 0.54545 | 0.24449 | 600665
2016-08-29 | 0.39528 | 0.34037 | 591304
2016-08-29 01:00 | 0.10675 | 0.45827 | 573739
2016-08-29 02:00 | 5.59e-05 | 0.48791 | 542108
2016-08-29 03:00 | 0 | 0.46879 | 506758
2016-08-29 04:00 | 0 | 0.44464 | 473517
2016-08-29 05:00 | 0 | 0.41794 | 446810
2016-08-29 06:00 | 0 | 0.38593 | 426452
2016-08-29 07:00 | 0 | 0.34588 | 412154
2016-08-29 08:00 | 0 | 0.30888 | 407216
2016-08-29 09:00 | 0 | 0.26784 | 414170
2016-08-29 10:00 | 0 | 0.23722 | 436856
2016-08-29 11:00 | 0 | 0.21294 | 457948
2016-08-29 12:00 | 0.00035055 | 0.15933 | 478038
2016-08-29 13:00 | 0.11591 | 0.093916 | 505765
2016-08-29 14:00 | 0.4552 | 0.09843 | 537954
2016-08-29 15:00 | 0.64028 | 0.10148 | 569735
2016-08-29 16:00 | 0.68052 | 0.10179 | 599965
2016-08-29 17:00 | 0.68775 | 0.10087 | 625021
2016-08-29 18:00 | 0.68073 | 0.099487 | 643308
2016-08-29 19:00 | 0.66668 | 0.097022 | 654056
2016-08-29 20:00 | 0.65452 | 0.093777 | 659447
2016-08-29 21:00 | 0.63131 | 0.089649 | 660975
2016-08-29 22:00 | 0.5926 | 0.08957 | 653722
2016-08-29 23:00 | 0.50494 | 0.097512 | 638313
2016-08-30 | 0.34953 | 0.13695 | 627299
2016-08-30 01:00 | 0.087471 | 0.24224 | 604806
2016-08-30 02:00 | 3.78e-05 | 0.29957 | 566777
2016-08-30 03:00 | 0 | 0.30269 | 525022
2016-08-30 04:00 | 0 | 0.28566 | 488171
2016-08-30 05:00 | 0 | 0.2605 | 457494
2016-08-30 06:00 | 0 | 0.23564 | 433597
2016-08-30 07:00 | 0 | 0.21216 | 417950
2016-08-30 08:00 | 0 | 0.19368 | 410177
2016-08-30 09:00 | 0 | 0.18147 | 416385
2016-08-30 10:00 | 0 | 0.17555 | 437575
2016-08-30 11:00 | 0 | 0.17022 | 456389
2016-08-30 12:00 | 0.00053928 | 0.14054 | 474287
2016-08-30 13:00 | 0.13172 | 0.069301 | 498228
2016-08-30 14:00 | 0.46218 | 0.063872 | 528147
2016-08-30 15:00 | 0.64212 | 0.078612 | 558262
2016-08-30 16:00 | 0.68701 | 0.079106 | 585627
2016-08-30 17:00 | 0.69402 | 0.077045 | 610613
2016-08-30 18:00 | 0.68564 | 0.077924 | 629443
2016-08-30 19:00 | 0.67238 | 0.0816 | 642942
2016-08-30 20:00 | 0.66437 | 0.085914 | 651700
2016-08-30 21:00 | 0.6468 | 0.090645 | 654714
2016-08-30 22:00 | 0.61424 | 0.10067 | 646260
2016-08-30 23:00 | 0.52036 | 0.12602 | 631370
2016-08-31 | 0.35379 | 0.19801 | 620327
2016-08-31 01:00 | 0.084828 | 0.32277 | 599178
2016-08-31 02:00 | 2.16e-05 | 0.3719 | 562468
2016-08-31 03:00 | 0 | 0.36627 | 522581
2016-08-31 04:00 | 0 | 0.34445 | 487285
2016-08-31 05:00 | 0 | 0.31393 | 460254
2016-08-31 06:00 | 0 | 0.28812 | 436830
2016-08-31 07:00 | 0 | 0.2679 | 423222
2016-08-31 08:00 | 0 | 0.24853 | 416224
2016-08-31 09:00 | 0 | 0.23066 | 422535
2016-08-31 10:00 | 0 | 0.21796 | 442793
2016-08-31 11:00 | 0 | 0.21192 | 462873
2016-08-31 12:00 | 0.00039584 | 0.17745 | 481439
2016-08-31 13:00 | 0.13336 | 0.09154 | 503448
2016-08-31 14:00 | 0.46067 | 0.077274 | 531164
2016-08-31 15:00 | 0.66748 | 0.11177 | 558056
2016-08-31 16:00 | 0.71397 | 0.13861 | 583431
2016-08-31 17:00 | 0.71473 | 0.15446 | 606050
2016-08-31 18:00 | 0.70306 | 0.16454 | 622657
2016-08-31 19:00 | 0.68818 | 0.17267 | 632821
2016-08-31 20:00 | 0.67664 | 0.18262 | 640752
2016-08-31 21:00 | 0.65788 | 0.19286 | 640375
2016-08-31 22:00 | 0.61744 | 0.20399 | 631718
2016-08-31 23:00 | 0.52175 | 0.22835 | 619018
2016-09-01 | 0.3516 | 0.31722 | 609097
2016-09-01 01:00 | 0.084384 | 0.41979 | 588286
2016-09-01 02:00 | 2.92e-05 | 0.42808 | 555048
2016-09-01 03:00 | 0 | 0.41544 | 516859
2016-09-01 04:00 | 0 | 0.40646 | 482326
2016-09-01 05:00 | 0 | 0.38752 | 453317
2016-09-01 06:00 | 0 | 0.36493 | 431277
2016-09-01 07:00 | 0 | 0.35083 | 415650
2016-09-01 08:00 | 0 | 0.33842 | 408914
2016-09-01 09:00 | 0 | 0.32012 | 414048
2016-09-01 10:00 | 0 | 0.3103 | 435041
2016-09-01 11:00 | 0 | 0.30604 | 454300
2016-09-01 12:00 | 0.0005094 | 0.25121 | 469139
2016-09-01 13:00 | 0.15226 | 0.14592 | 490089
2016-09-01 14:00 | 0.49696 | 0.17423 | 514772
2016-09-01 15:00 | 0.65849 | 0.22207 | 538909
2016-09-01 16:00 | 0.71559 | 0.23451 | 559226
2016-09-01 17:00 | 0.70821 | 0.23584 | 577014
2016-09-01 18:00 | 0.69031 | 0.23851 | 588812
2016-09-01 19:00 | 0.66929 | 0.24393 | 595831
2016-09-01 20:00 | 0.65549 | 0.25295 | 599406
2016-09-01 21:00 | 0.63119 | 0.26995 | 599573
2016-09-01 22:00 | 0.58734 | 0.30074 | 590983
2016-09-01 23:00 | 0.49045 | 0.3475 | 579268
2016-09-02 | 0.32412 | 0.47134 | 570677
2016-09-02 01:00 | 0.084028 | 0.61715 | 555203
2016-09-02 02:00 | 2.26e-05 | 0.63021 | 524072
2016-09-02 03:00 | 0 | 0.60275 | 489864
2016-09-02 04:00 | 0 | 0.56072 | 458419
2016-09-02 05:00 | 0 | 0.52325 | 432694
2016-09-02 06:00 | 0 | 0.49734 | 411570
2016-09-02 07:00 | 0 | 0.47989 | 397043
2016-09-02 08:00 | 0 | 0.46549 | 390801
2016-09-02 09:00 | 0 | 0.44282 | 395237
2016-09-02 10:00 | 0 | 0.4255 | 411279
2016-09-02 11:00 | 0 | 0.4151 | 429471
2016-09-02 12:00 | 0.00042728 | 0.3484 | 443622
2016-09-02 13:00 | 0.1337 | 0.30817 | 461899
2016-09-02 14:00 | 0.50201 | 0.37917 | 482422
2016-09-02 15:00 | 0.66406 | 0.39159 | 500856
2016-09-02 16:00 | 0.74447 | 0.38336 | 516563
2016-09-02 17:00 | 0.7379 | 0.37678 | 531791
2016-09-02 18:00 | 0.71512 | 0.37269 | 544019
2016-09-02 19:00 | 0.69416 | 0.37365 | 551969
2016-09-02 20:00 | 0.686 | 0.3788 | 557436
2016-09-02 21:00 | 0.669 | 0.38868 | 558648
2016-09-02 22:00 | 0.62719 | 0.40654 | 549446
2016-09-02 23:00 | 0.53124 | 0.44497 | 535830
2016-09-03 | 0.36338 | 0.55731 | 525082
2016-09-03 01:00 | 0.076612 | 0.69957 | 509780
2016-09-03 02:00 | 1.16e-05 | 0.73045 | 484607
2016-09-03 03:00 | 0 | 0.72024 | 455399
2016-09-03 04:00 | 0 | 0.69218 | 428410
2016-09-03 05:00 | 0 | 0.6557 | 405539
2016-09-03 06:00 | 0 | 0.62371 | 386607
2016-09-03 07:00 | 0 | 0.59174 | 372541
2016-09-03 08:00 | 0 | 0.56654 | 363495
2016-09-03 09:00 | 0 | 0.53006 | 359961
2016-09-03 10:00 | 0 | 0.48457 | 362478
2016-09-03 11:00 | 0 | 0.45141 | 365475
2016-09-03 12:00 | 0.00026946 | 0.37715 | 378162
2016-09-03 13:00 | 0.14297 | 0.30753 | 398947
2016-09-03 14:00 | 0.46494 | 0.36399 | 422857
2016-09-03 15:00 | 0.65628 | 0.3858 | 445178
2016-09-03 16:00 | 0.71378 | 0.37665 | 465906
2016-09-03 17:00 | 0.7163 | 0.37307 | 482753
2016-09-03 18:00 | 0.70862 | 0.37758 | 496541
2016-09-03 19:00 | 0.69919 | 0.38274 | 507892
2016-09-03 20:00 | 0.6969 | 0.38671 | 516890
2016-09-03 21:00 | 0.68603 | 0.39511 | 521120
2016-09-03 22:00 | 0.64744 | 0.41264 | 517258
2016-09-03 23:00 | 0.55155 | 0.44524 | 507028
2016-09-04 | 0.36376 | 0.5436 | 497324
2016-09-04 01:00 | 0.06943 | 0.6567 | 483109
2016-09-04 02:00 | 1.07e-05 | 0.66084 | 460774
2016-09-04 03:00 | 0 | 0.63165 | 435321
2016-09-04 04:00 | 0 | 0.59471 | 410858
2016-09-04 05:00 | 0 | 0.55744 | 389279
2016-09-04 06:00 | 0 | 0.51656 | 372139
2016-09-04 07:00 | 0 | 0.48101 | 359705
2016-09-04 08:00 | 0 | 0.45409 | 352011
2016-09-04 09:00 | 0 | 0.43479 | 348343
2016-09-04 10:00 | 0 | 0.42339 | 347660
2016-09-04 11:00 | 0 | 0.41171 | 350404
2016-09-04 12:00 | 0.00018684 | 0.38081 | 362722
2016-09-04 13:00 | 0.15832 | 0.34319 | 385606
2016-09-04 14:00 | 0.52897 | 0.41473 | 411518
2016-09-04 15:00 | 0.73945 | 0.43932 | 436974
2016-09-04 16:00 | 0.77549 | 0.44193 | 461851
2016-09-04 17:00 | 0.7805 | 0.45039 | 483097
2016-09-04 18:00 | 0.77441 | 0.47322 | 499644
2016-09-04 19:00 | 0.76705 | 0.50443 | 512563
2016-09-04 20:00 | 0.76947 | 0.53568 | 522026
2016-09-04 21:00 | 0.77008 | 0.56743 | 526330
2016-09-04 22:00 | 0.74048 | 0.60133 | 521745
2016-09-04 23:00 | 0.63792 | 0.63486 | 509010
2016-09-05 | 0.42382 | 0.68672 | 499706
2016-09-05 01:00 | 0.075843 | 0.73287 | 485495
2016-09-05 02:00 | 1.29e-05 | 0.71088 | 462737
2016-09-05 03:00 | 0 | 0.6759 | 437089
2016-09-05 04:00 | 0 | 0.64226 | 412375
2016-09-05 05:00 | 0 | 0.61815 | 389910
2016-09-05 06:00 | 0 | 0.59708 | 373373
2016-09-05 07:00 | 0 | 0.57453 | 361629
2016-09-05 08:00 | 0 | 0.55566 | 354901
2016-09-05 09:00 | 0 | 0.53056 | 353197
2016-09-05 10:00 | 0 | 0.49888 | 356613
2016-09-05 11:00 | 0 | 0.46073 | 359505
2016-09-05 12:00 | 0.00014488 | 0.39663 | 371656
2016-09-05 13:00 | 0.15765 | 0.35235 | 397428
2016-09-05 14:00 | 0.57277 | 0.43836 | 429589
2016-09-05 15:00 | 0.78851 | 0.4626 | 461590
2016-09-05 16:00 | 0.81151 | 0.44936 | 490153
2016-09-05 17:00 | 0.80625 | 0.44136 | 513829
2016-09-05 18:00 | 0.79084 | 0.45141 | 532803
2016-09-05 19:00 | 0.77794 | 0.47338 | 547506
2016-09-05 20:00 | 0.77776 | 0.49274 | 559333
2016-09-05 21:00 | 0.77395 | 0.50103 | 567243
2016-09-05 22:00 | 0.74489 | 0.50762 | 566801
2016-09-05 23:00 | 0.64096 | 0.52507 | 558791
2016-09-06 | 0.416 | 0.57101 | 553560
2016-09-06 01:00 | 0.070994 | 0.62158 | 536653
2016-09-06 02:00 | 6.73e-06 | 0.6235 | 505417
2016-09-06 03:00 | 0 | 0.59236 | 471840
2016-09-06 04:00 | 0 | 0.55981 | 441900
2016-09-06 05:00 | 0 | 0.53875 | 416467
2016-09-06 06:00 | 0 | 0.52459 | 397731
2016-09-06 07:00 | 0 | 0.51512 | 385563
2016-09-06 08:00 | 0 | 0.5044 | 381781
2016-09-06 09:00 | 0 | 0.49314 | 390414
2016-09-06 10:00 | 0 | 0.47218 | 414539
2016-09-06 11:00 | 0 | 0.45328 | 437133
2016-09-06 12:00 | 0.00010323 | 0.41179 | 457047
2016-09-06 13:00 | 0.1403 | 0.38361 | 482950
2016-09-06 14:00 | 0.53133 | 0.44537 | 513254
2016-09-06 15:00 | 0.71545 | 0.43082 | 543266
2016-09-06 16:00 | 0.73158 | 0.38439 | 570498
2016-09-06 17:00 | 0.72583 | 0.33436 | 596132
2016-09-06 18:00 | 0.70407 | 0.31185 | 616338
2016-09-06 19:00 | 0.67771 | 0.31541 | 630808
2016-09-06 20:00 | 0.65261 | 0.32618 | 640366
2016-09-06 21:00 | 0.61806 | 0.33867 | 643927
2016-09-06 22:00 | 0.56539 | 0.35074 | 637359
2016-09-06 23:00 | 0.46827 | 0.36837 | 624075
2016-09-07 | 0.31564 | 0.41957 | 613268
2016-09-07 01:00 | 0.065678 | 0.47573 | 590777
2016-09-07 02:00 | 5.32e-06 | 0.49863 | 555333
2016-09-07 03:00 | 0 | 0.50038 | 518248
2016-09-07 04:00 | 0 | 0.48857 | 483143
2016-09-07 05:00 | 0 | 0.48046 | 453597
2016-09-07 06:00 | 0 | 0.47474 | 430734
2016-09-07 07:00 | 0 | 0.45847 | 415236
2016-09-07 08:00 | 0 | 0.44125 | 409003
2016-09-07 09:00 | 0 | 0.42675 | 416585
2016-09-07 10:00 | 0 | 0.42283 | 440038
2016-09-07 11:00 | 0 | 0.41129 | 460425
2016-09-07 12:00 | 3.04e-05 | 0.37969 | 478984
2016-09-07 13:00 | 0.077208 | 0.32009 | 502651
2016-09-07 14:00 | 0.38159 | 0.40526 | 531556
2016-09-07 15:00 | 0.57 | 0.46492 | 561068
2016-09-07 16:00 | 0.61425 | 0.44697 | 589066
2016-09-07 17:00 | 0.63063 | 0.43094 | 612874
2016-09-07 18:00 | 0.63253 | 0.43122 | 631647
2016-09-07 19:00 | 0.62435 | 0.43771 | 644930
2016-09-07 20:00 | 0.61515 | 0.44628 | 653355
2016-09-07 21:00 | 0.59341 | 0.4578 | 656020
2016-09-07 22:00 | 0.55475 | 0.46498 | 648378
2016-09-07 23:00 | 0.46749 | 0.47345 | 635022
2016-09-08 | 0.31342 | 0.53831 | 623500
2016-09-08 01:00 | 0.054098 | 0.62503 | 600621
2016-09-08 02:00 | 2.33e-06 | 0.61651 | 564849
2016-09-08 03:00 | 0 | 0.59328 | 525607
2016-09-08 04:00 | 0 | 0.56996 | 490421
2016-09-08 05:00 | 0 | 0.54592 | 461164
2016-09-08 06:00 | 0 | 0.51959 | 438309
2016-09-08 07:00 | 0 | 0.49583 | 423023
2016-09-08 08:00 | 0 | 0.47013 | 416468
2016-09-08 09:00 | 0 | 0.43953 | 424161
2016-09-08 10:00 | 0 | 0.41904 | 448419
2016-09-08 11:00 | 0 | 0.41333 | 469557
2016-09-08 12:00 | 4.93e-05 | 0.37779 | 484677
2016-09-08 13:00 | 0.12067 | 0.24942 | 506377
2016-09-08 14:00 | 0.52818 | 0.23194 | 535641
2016-09-08 15:00 | 0.73713 | 0.26576 | 564311
2016-09-08 16:00 | 0.77819 | 0.26312 | 591052
2016-09-08 17:00 | 0.7786 | 0.26018 | 614819
2016-09-08 18:00 | 0.76609 | 0.27032 | 633513
2016-09-08 19:00 | 0.75627 | 0.28516 | 646581
2016-09-08 20:00 | 0.7584 | 0.30114 | 654955
2016-09-08 21:00 | 0.7528 | 0.31358 | 657602
2016-09-08 22:00 | 0.72214 | 0.32404 | 649221
2016-09-08 23:00 | 0.62115 | 0.34807 | 636235
2016-09-09 | 0.42545 | 0.45011 | 625267
2016-09-09 01:00 | 0.059403 | 0.55189 | 601889
2016-09-09 02:00 | 9.8e-07 | 0.58367 | 564918
2016-09-09 03:00 | 0 | 0.58499 | 526930
2016-09-09 04:00 | 0 | 0.56177 | 491451
2016-09-09 05:00 | 0 | 0.53225 | 461648
2016-09-09 06:00 | 0 | 0.50322 | 438210
2016-09-09 07:00 | 0 | 0.48058 | 422423
2016-09-09 08:00 | 0 | 0.45954 | 415921
2016-09-09 09:00 | 0 | 0.43938 | 423218
2016-09-09 10:00 | 0 | 0.42414 | 446054
2016-09-09 11:00 | 0 | 0.41289 | 467381
2016-09-09 12:00 | 5.01e-05 | 0.37101 | 482993
2016-09-09 13:00 | 0.13596 | 0.26012 | 506442
2016-09-09 14:00 | 0.56312 | 0.35042 | 534724
2016-09-09 15:00 | 0.76286 | 0.38755 | 563014
2016-09-09 16:00 | 0.79114 | 0.36953 | 588325
2016-09-09 17:00 | 0.78778 | 0.35736 | 611508
2016-09-09 18:00 | 0.77474 | 0.3688 | 629152
2016-09-09 19:00 | 0.76381 | 0.40082 | 640895
2016-09-09 20:00 | 0.76593 | 0.44186 | 647977
2016-09-09 21:00 | 0.76335 | 0.46812 | 647514
2016-09-09 22:00 | 0.73382 | 0.48941 | 635007
2016-09-09 23:00 | 0.63214 | 0.5108 | 616608
2016-09-10 | 0.41181 | 0.56897 | 602141
2016-09-10 01:00 | 0.059859 | 0.64842 | 579290
2016-09-10 02:00 | 5.4e-07 | 0.64127 | 548551
2016-09-10 03:00 | 0 | 0.63131 | 515363
2016-09-10 04:00 | 0 | 0.63739 | 482675
2016-09-10 05:00 | 0 | 0.6405 | 452595
2016-09-10 06:00 | 0 | 0.63363 | 429718
2016-09-10 07:00 | 0 | 0.6356 | 412703
2016-09-10 08:00 | 0 | 0.60954 | 402092
2016-09-10 09:00 | 0 | 0.56355 | 398700
2016-09-10 10:00 | 0 | 0.52876 | 401747
2016-09-10 11:00 | 0 | 0.52162 | 408440
2016-09-10 12:00 | 3.62e-05 | 0.47306 | 426216
2016-09-10 13:00 | 0.12263 | 0.31883 | 452245
2016-09-10 14:00 | 0.51814 | 0.32376 | 482481
2016-09-10 15:00 | 0.73543 | 0.3647 | 511554
2016-09-10 16:00 | 0.77706 | 0.36158 | 535911
2016-09-10 17:00 | 0.77439 | 0.33169 | 554524
2016-09-10 18:00 | 0.76233 | 0.30473 | 567796
2016-09-10 19:00 | 0.7548 | 0.28373 | 576545
2016-09-10 20:00 | 0.76031 | 0.26759 | 581338
2016-09-10 21:00 | 0.76214 | 0.25588 | 580827
2016-09-10 22:00 | 0.73553 | 0.23858 | 572569
2016-09-10 23:00 | 0.63355 | 0.22967 | 561112
2016-09-11 | 0.40183 | 0.2856 | 551027
2016-09-11 01:00 | 0.053466 | 0.35522 | 533658
2016-09-11 02:00 | 6.39e-08 | 0.41759 | 506921
2016-09-11 03:00 | 0 | 0.48788 | 477279
2016-09-11 04:00 | 0 | 0.55253 | 447993
2016-09-11 05:00 | 0 | 0.59571 | 422117
2016-09-11 06:00 | 0 | 0.62527 | 402358
2016-09-11 07:00 | 0 | 0.64004 | 386718
2016-09-11 08:00 | 0 | 0.64289 | 376287
2016-09-11 09:00 | 0 | 0.62314 | 371742
2016-09-11 10:00 | 0 | 0.59967 | 372620
2016-09-11 11:00 | 0 | 0.5854 | 375875
2016-09-11 12:00 | 5.79e-05 | 0.53601 | 389538
2016-09-11 13:00 | 0.13226 | 0.33557 | 412784
2016-09-11 14:00 | 0.55601 | 0.30007 | 437043
2016-09-11 15:00 | 0.73747 | 0.3757 | 459920
2016-09-11 16:00 | 0.77957 | 0.40624 | 482980
2016-09-11 17:00 | 0.77104 | 0.41338 | 503234
2016-09-11 18:00 | 0.75592 | 0.41529 | 519746
2016-09-11 19:00 | 0.74167 | 0.4182 | 532370
2016-09-11 20:00 | 0.73924 | 0.42054 | 542155
2016-09-11 21:00 | 0.73171 | 0.42141 | 547828
2016-09-11 22:00 | 0.69581 | 0.42601 | 543941
2016-09-11 23:00 | 0.57889 | 0.49346 | 534700
2016-09-12 | 0.3588 | 0.69236 | 527731
2016-09-12 01:00 | 0.050499 | 0.79047 | 509612
2016-09-12 02:00 | 0 | 0.8117 | 480759
2016-09-12 03:00 | 0 | 0.80437 | 449727
2016-09-12 04:00 | 0 | 0.77898 | 420593
2016-09-12 05:00 | 0 | 0.747 | 395761
2016-09-12 06:00 | 0 | 0.71075 | 377690
2016-09-12 07:00 | 0 | 0.68169 | 366274
2016-09-12 08:00 | 0 | 0.64732 | 363221
2016-09-12 09:00 | 0 | 0.61388 | 371835
2016-09-12 10:00 | 0 | 0.58567 | 395317
2016-09-12 11:00 | 0 | 0.56227 | 417166
2016-09-12 12:00 | 2.52e-05 | 0.51535 | 432034
2016-09-12 13:00 | 0.084892 | 0.41809 | 452760
2016-09-12 14:00 | 0.45872 | 0.51642 | 476402
2016-09-12 15:00 | 0.65191 | 0.56437 | 499707
2016-09-12 16:00 | 0.70802 | 0.53504 | 521331
2016-09-12 17:00 | 0.70983 | 0.50894 | 542091
2016-09-12 18:00 | 0.69497 | 0.49316 | 559929
2016-09-12 19:00 | 0.67312 | 0.47587 | 572163
2016-09-12 20:00 | 0.65761 | 0.45301 | 580272
2016-09-12 21:00 | 0.63515 | 0.42591 | 582208
2016-09-12 22:00 | 0.5888 | 0.41477 | 573717
2016-09-12 23:00 | 0.48558 | 0.44383 | 562447
2016-09-13 | 0.30755 | 0.51069 | 553340
2016-09-13 01:00 | 0.043115 | 0.54154 | 531862
2016-09-13 02:00 | 0 | 0.52039 | 499804
2016-09-13 03:00 | 0 | 0.50129 | 463720
2016-09-13 04:00 | 0 | 0.47326 | 431172
2016-09-13 05:00 | 0 | 0.44345 | 406107
2016-09-13 06:00 | 0 | 0.41869 | 388315
2016-09-13 07:00 | 0 | 0.3953 | 376303
2016-09-13 08:00 | 0 | 0.37237 | 373384
2016-09-13 09:00 | 0 | 0.33872 | 381489
2016-09-13 10:00 | 0 | 0.30812 | 405252
2016-09-13 11:00 | 0 | 0.28321 | 427960
2016-09-13 12:00 | 3.63e-06 | 0.24305 | 443105
2016-09-13 13:00 | 0.098759 | 0.19813 | 463253
2016-09-13 14:00 | 0.48765 | 0.18891 | 485936
2016-09-13 15:00 | 0.68484 | 0.17063 | 507323
2016-09-13 16:00 | 0.73496 | 0.13881 | 529282
2016-09-13 17:00 | 0.72987 | 0.11582 | 549796
2016-09-13 18:00 | 0.70814 | 0.10381 | 566080
2016-09-13 19:00 | 0.6886 | 0.09811 | 577699
2016-09-13 20:00 | 0.6766 | 0.098174 | 585213
2016-09-13 21:00 | 0.65312 | 0.10082 | 586393
2016-09-13 22:00 | 0.59897 | 0.10683 | 576414
2016-09-13 23:00 | 0.46862 | 0.12438 | 564411
2016-09-14 | 0.25519 | 0.17146 | 557510
2016-09-14 01:00 | 0.031 | 0.24224 | 538277
2016-09-14 02:00 | 0 | 0.24835 | 509253
2016-09-14 03:00 | 0 | 0.25674 | 473004
2016-09-14 04:00 | 0 | 0.27518 | 438738
2016-09-14 05:00 | 0 | 0.28682 | 411716
2016-09-14 06:00 | 0 | 0.29335 | 392440
2016-09-14 07:00 | 0 | 0.29836 | 381027
2016-09-14 08:00 | 0 | 0.29737 | 377224
2016-09-14 09:00 | 0 | 0.27877 | 385772
2016-09-14 10:00 | 0 | 0.2557 | 410618
2016-09-14 11:00 | 0 | 0.24014 | 433998
2016-09-14 12:00 | 1.25e-05 | 0.21306 | 451544
2016-09-14 13:00 | 0.062715 | 0.117 | 472214
2016-09-14 14:00 | 0.41679 | 0.13624 | 496004
2016-09-14 15:00 | 0.64405 | 0.16328 | 519969
2016-09-14 16:00 | 0.70053 | 0.16494 | 542546
2016-09-14 17:00 | 0.7088 | 0.168 | 563715
2016-09-14 18:00 | 0.70223 | 0.1725 | 579326
2016-09-14 19:00 | 0.69312 | 0.17653 | 590339
2016-09-14 20:00 | 0.69411 | 0.17693 | 597164
2016-09-14 21:00 | 0.68203 | 0.17868 | 596445
2016-09-14 22:00 | 0.64042 | 0.18403 | 585395
2016-09-14 23:00 | 0.5354 | 0.19458 | 572760
2016-09-15 | 0.33754 | 0.30234 | 562942
2016-09-15 01:00 | 0.036458 | 0.43446 | 541029
2016-09-15 02:00 | 0 | 0.44941 | 508860
2016-09-15 03:00 | 0 | 0.42996 | 471861
2016-09-15 04:00 | 0 | 0.4063 | 437274
2016-09-15 05:00 | 0 | 0.3868 | 409873
2016-09-15 06:00 | 0 | 0.37404 | 390396
2016-09-15 07:00 | 0 | 0.35734 | 377710
2016-09-15 08:00 | 0 | 0.34293 | 372857
2016-09-15 09:00 | 0 | 0.32485 | 380669
2016-09-15 10:00 | 0 | 0.312 | 405076
2016-09-15 11:00 | 0 | 0.31077 | 426605
2016-09-15 12:00 | 8.33e-06 | 0.28883 | 441383
2016-09-15 13:00 | 0.070045 | 0.19048 | 461221
2016-09-15 14:00 | 0.48207 | 0.15595 | 483767
2016-09-15 15:00 | 0.7095 | 0.18163 | 506225
2016-09-15 16:00 | 0.73563 | 0.20369 | 526880
2016-09-15 17:00 | 0.7313 | 0.22435 | 546504
2016-09-15 18:00 | 0.71782 | 0.24697 | 561739
2016-09-15 19:00 | 0.70417 | 0.26595 | 572572
2016-09-15 20:00 | 0.70455 | 0.27082 | 579275
2016-09-15 21:00 | 0.70372 | 0.2654 | 579583
2016-09-15 22:00 | 0.68179 | 0.27219 | 570244
2016-09-15 23:00 | 0.59385 | 0.30626 | 559133
2016-09-16 | 0.3736 | 0.39517 | 552439
2016-09-16 01:00 | 0.031103 | 0.46943 | 532841
2016-09-16 02:00 | 0 | 0.47931 | 502456
2016-09-16 03:00 | 0 | 0.46696 | 467791
2016-09-16 04:00 | 0 | 0.44576 | 435036
2016-09-16 05:00 | 0 | 0.42056 | 408298
2016-09-16 06:00 | 0 | 0.39844 | 389324
2016-09-16 07:00 | 0 | 0.38158 | 376567
2016-09-16 08:00 | 0 | 0.37065 | 372278
2016-09-16 09:00 | 0 | 0.34719 | 379772
2016-09-16 10:00 | 0 | 0.32729 | 403765
2016-09-16 11:00 | 0 | 0.31913 | 426434
2016-09-16 12:00 | 4.47e-06 | 0.30555 | 441129
2016-09-16 13:00 | 0.078259 | 0.20153 | 460947
2016-09-16 14:00 | 0.50524 | 0.17287 | 482425
2016-09-16 15:00 | 0.76579 | 0.21351 | 503225
2016-09-16 16:00 | 0.79237 | 0.21902 | 522004
2016-09-16 17:00 | 0.78681 | 0.21534 | 539250
2016-09-16 18:00 | 0.77001 | 0.21332 | 552449
2016-09-16 19:00 | 0.75879 | 0.21598 | 562395
2016-09-16 20:00 | 0.76288 | 0.21801 | 568008
2016-09-16 21:00 | 0.76235 | 0.21432 | 566868
2016-09-16 22:00 | 0.73049 | 0.20555 | 556300
2016-09-16 23:00 | 0.62448 | 0.19847 | 543980
2016-09-17 | 0.37913 | 0.22838 | 533857
2016-09-17 01:00 | 0.031625 | 0.26015 | 514936
2016-09-17 02:00 | 0 | 0.2746 | 491140
2016-09-17 03:00 | 0 | 0.28235 | 461461
2016-09-17 04:00 | 0 | 0.29124 | 432146
2016-09-17 05:00 | 0 | 0.30886 | 407483
2016-09-17 06:00 | 0 | 0.32707 | 388124
2016-09-17 07:00 | 0 | 0.34052 | 375365
2016-09-17 08:00 | 0 | 0.35263 | 367743
2016-09-17 09:00 | 0 | 0.36109 | 366707
2016-09-17 10:00 | 0 | 0.36775 | 372011
2016-09-17 11:00 | 0 | 0.37452 | 379978
2016-09-17 12:00 | 2.9e-06 | 0.36046 | 395702
2016-09-17 13:00 | 0.087556 | 0.22406 | 418046
2016-09-17 14:00 | 0.49513 | 0.12012 | 442054
2016-09-17 15:00 | 0.73987 | 0.12385 | 465066
2016-09-17 16:00 | 0.76538 | 0.15772 | 485343
2016-09-17 17:00 | 0.76077 | 0.17454 | 502464
2016-09-17 18:00 | 0.74596 | 0.18281 | 516397
2016-09-17 19:00 | 0.7373 | 0.19596 | 526818
2016-09-17 20:00 | 0.74254 | 0.20978 | 535561
2016-09-17 21:00 | 0.7415 | 0.22073 | 539564
2016-09-17 22:00 | 0.71569 | 0.22386 | 535724
2016-09-17 23:00 | 0.59783 | 0.25415 | 528480
2016-09-18 | 0.35252 | 0.35893 | 521396
2016-09-18 01:00 | 0.028435 | 0.47082 | 504388
2016-09-18 02:00 | 0 | 0.53622 | 480604
2016-09-18 03:00 | 0 | 0.58871 | 453704
2016-09-18 04:00 | 0 | 0.63165 | 426816
2016-09-18 05:00 | 0 | 0.66132 | 403371
2016-09-18 06:00 | 0 | 0.66927 | 384582
2016-09-18 07:00 | 0 | 0.66554 | 370698
2016-09-18 08:00 | 0 | 0.65065 | 362522
2016-09-18 09:00 | 0 | 0.63098 | 360159
2016-09-18 10:00 | 0 | 0.60523 | 363022
2016-09-18 11:00 | 0 | 0.58298 | 368632
2016-09-18 12:00 | 0 | 0.55217 | 383070
2016-09-18 13:00 | 0.088419 | 0.41328 | 407510
2016-09-18 14:00 | 0.50875 | 0.27598 | 433739
2016-09-18 15:00 | 0.7402 | 0.33065 | 460279
2016-09-18 16:00 | 0.76733 | 0.38025 | 486363
2016-09-18 17:00 | 0.76073 | 0.40579 | 510136
2016-09-18 18:00 | 0.74715 | 0.4336 | 529340
2016-09-18 19:00 | 0.73617 | 0.4563 | 544013
2016-09-18 20:00 | 0.73973 | 0.46703 | 556485
2016-09-18 21:00 | 0.74215 | 0.46772 | 565678
2016-09-18 22:00 | 0.72145 | 0.46459 | 566590
2016-09-18 23:00 | 0.61167 | 0.4968 | 564433
2016-09-19 | 0.35671 | 0.58356 | 558678
2016-09-19 01:00 | 0.030638 | 0.65862 | 538138
2016-09-19 02:00 | 0 | 0.69597 | 508786
2016-09-19 03:00 | 0 | 0.71056 | 475390
2016-09-19 04:00 | 0 | 0.71245 | 443166
2016-09-19 05:00 | 0 | 0.70939 | 416746
2016-09-19 06:00 | 0 | 0.70587 | 397704
2016-09-19 07:00 | 0 | 0.69921 | 386159
2016-09-19 08:00 | 0 | 0.68663 | 383320
2016-09-19 09:00 | 0 | 0.65821 | 393834
2016-09-19 10:00 | 0 | 0.6262 | 419651
2016-09-19 11:00 | 0 | 0.59281 | 443218
2016-09-19 12:00 | 2.13e-07 | 0.53971 | 460085
2016-09-19 13:00 | 0.10895 | 0.31314 | 481042
2016-09-19 14:00 | 0.51555 | 0.16285 | 505348
2016-09-19 15:00 | 0.71363 | 0.20859 | 529849
2016-09-19 16:00 | 0.74133 | 0.23538 | 553897
2016-09-19 17:00 | 0.73067 | 0.22643 | 575743
2016-09-19 18:00 | 0.71398 | 0.21765 | 594099
2016-09-19 19:00 | 0.7003 | 0.21722 | 607306
2016-09-19 20:00 | 0.69677 | 0.22065 | 616818
2016-09-19 21:00 | 0.68462 | 0.21826 | 618763
2016-09-19 22:00 | 0.63925 | 0.21089 | 612028
2016-09-19 23:00 | 0.50795 | 0.24291 | 600923
2016-09-20 | 0.23185 | 0.37948 | 588349
2016-09-20 01:00 | 0.020818 | 0.47088 | 564326
2016-09-20 02:00 | 0 | 0.51626 | 530781
2016-09-20 03:00 | 0 | 0.53461 | 491276
2016-09-20 04:00 | 0 | 0.53275 | 454545
2016-09-20 05:00 | 0 | 0.51447 | 425252
2016-09-20 06:00 | 0 | 0.48978 | 404308
2016-09-20 07:00 | 0 | 0.46854 | 390534
2016-09-20 08:00 | 0 | 0.46195 | 385650
2016-09-20 09:00 | 0 | 0.4661 | 393778
2016-09-20 10:00 | 0 | 0.45788 | 418576
2016-09-20 11:00 | 0 | 0.44223 | 441938
2016-09-20 12:00 | 0 | 0.40246 | 456999
2016-09-20 13:00 | 0.077967 | 0.22314 | 477501
2016-09-20 14:00 | 0.29535 | 0.12826 | 501755
2016-09-20 15:00 | 0.46826 | 0.15689 | 527500
2016-09-20 16:00 | 0.54162 | 0.19476 | 551934
2016-09-20 17:00 | 0.56379 | 0.21499 | 575250
2016-09-20 18:00 | 0.56994 | 0.22594 | 593606
2016-09-20 19:00 | 0.56203 | 0.23342 | 607109
2016-09-20 20:00 | 0.54607 | 0.23791 | 615912
2016-09-20 21:00 | 0.51475 | 0.23858 | 617397
2016-09-20 22:00 | 0.46323 | 0.25759 | 608226
2016-09-20 23:00 | 0.3592 | 0.35378 | 595605
2016-09-21 | 0.17905 | 0.54704 | 584391
2016-09-21 01:00 | 0.021272 | 0.65818 | 559930
2016-09-21 02:00 | 0 | 0.6762 | 526181
2016-09-21 03:00 | 0 | 0.66343 | 487926
2016-09-21 04:00 | 0 | 0.62858 | 452003
2016-09-21 05:00 | 0 | 0.59064 | 423398
2016-09-21 06:00 | 0 | 0.56357 | 402738
2016-09-21 07:00 | 0 | 0.55051 | 389346
2016-09-21 08:00 | 0 | 0.53507 | 383965
2016-09-21 09:00 | 0 | 0.50942 | 391881
2016-09-21 10:00 | 0 | 0.48027 | 416612
2016-09-21 11:00 | 0 | 0.4573 | 439838
2016-09-21 12:00 | 0 | 0.43898 | 454962
2016-09-21 13:00 | 0.047408 | 0.32896 | 475231
2016-09-21 14:00 | 0.30117 | 0.3015 | 497212
2016-09-21 15:00 | 0.49116 | 0.38242 | 521302
2016-09-21 16:00 | 0.58466 | 0.39833 | 544593
2016-09-21 17:00 | 0.61796 | 0.38789 | 566369
2016-09-21 18:00 | 0.61652 | 0.37681 | 584246
2016-09-21 19:00 | 0.60116 | 0.37153 | 596829
2016-09-21 20:00 | 0.59312 | 0.37781 | 604822
2016-09-21 21:00 | 0.56925 | 0.39157 | 605721
2016-09-21 22:00 | 0.52083 | 0.41826 | 596355
2016-09-21 23:00 | 0.41207 | 0.46769 | 584985
2016-09-22 | 0.2271 | 0.55919 | 573454
2016-09-22 01:00 | 0.018676 | 0.62458 | 548664
2016-09-22 02:00 | 0 | 0.62174 | 516374
2016-09-22 03:00 | 0 | 0.6036 | 479292
2016-09-22 04:00 | 0 | 0.58099 | 443302
2016-09-22 05:00 | 0 | 0.55492 | 415188
2016-09-22 06:00 | 0 | 0.53173 | 395166
2016-09-22 07:00 | 0 | 0.50557 | 382311
2016-09-22 08:00 | 0 | 0.48411 | 377551
2016-09-22 09:00 | 0 | 0.45328 | 385422
2016-09-22 10:00 | 0 | 0.41511 | 410280
2016-09-22 11:00 | 0 | 0.39035 | 433417
2016-09-22 12:00 | 0 | 0.36169 | 449577
2016-09-22 13:00 | 0.071732 | 0.26707 | 469504
2016-09-22 14:00 | 0.3871 | 0.29788 | 492763
2016-09-22 15:00 | 0.62594 | 0.39223 | 517230
2016-09-22 16:00 | 0.69107 | 0.39318 | 540813
2016-09-22 17:00 | 0.69846 | 0.37104 | 562153
2016-09-22 18:00 | 0.6915 | 0.36162 | 578833
2016-09-22 19:00 | 0.68218 | 0.36426 | 591220
2016-09-22 20:00 | 0.68116 | 0.37282 | 599241
2016-09-22 21:00 | 0.67158 | 0.38335 | 599315
2016-09-22 22:00 | 0.63922 | 0.39927 | 586693
2016-09-22 23:00 | 0.52581 | 0.44027 | 574124
2016-09-23 | 0.25972 | 0.56713 | 563475
2016-09-23 01:00 | 0.018963 | 0.65338 | 540989
2016-09-23 02:00 | 0 | 0.65237 | 510591
2016-09-23 03:00 | 0 | 0.6372 | 474484
2016-09-23 04:00 | 0 | 0.60869 | 440499
2016-09-23 05:00 | 0 | 0.58268 | 411698
2016-09-23 06:00 | 0 | 0.56275 | 392249
2016-09-23 07:00 | 0 | 0.54286 | 380374
2016-09-23 08:00 | 0 | 0.52198 | 376076
2016-09-23 09:00 | 0 | 0.5031 | 382748
2016-09-23 10:00 | 0 | 0.48964 | 406169
2016-09-23 11:00 | 0 | 0.47999 | 429086
2016-09-23 12:00 | 0 | 0.47154 | 445632
2016-09-23 13:00 | 0.069164 | 0.3586 | 468144
2016-09-23 14:00 | 0.4265 | 0.40576 | 491424
2016-09-23 15:00 | 0.65226 | 0.50752 | 515169
2016-09-23 16:00 | 0.7373 | 0.53932 | 536671
2016-09-23 17:00 | 0.73882 | 0.56024 | 556404
2016-09-23 18:00 | 0.72875 | 0.5901 | 571875
2016-09-23 19:00 | 0.72159 | 0.6177 | 582063
2016-09-23 20:00 | 0.72719 | 0.63886 | 588232
2016-09-23 21:00 | 0.72721 | 0.64936 | 586369
2016-09-23 22:00 | 0.68876 | 0.65258 | 572867
2016-09-23 23:00 | 0.55311 | 0.68284 | 556402
2016-09-24 | 0.27325 | 0.7592 | 541761
2016-09-24 01:00 | 0.014452 | 0.77925 | 520490
2016-09-24 02:00 | 0 | 0.76307 | 495866
2016-09-24 03:00 | 0 | 0.74143 | 465603
2016-09-24 04:00 | 0 | 0.7282 | 435837
2016-09-24 05:00 | 0 | 0.70937 | 410777
2016-09-24 06:00 | 0 | 0.68747 | 390880
2016-09-24 07:00 | 0 | 0.65116 | 376962
2016-09-24 08:00 | 0 | 0.6211 | 368954
2016-09-24 09:00 | 0 | 0.59464 | 367250
2016-09-24 10:00 | 0 | 0.57146 | 372473
2016-09-24 11:00 | 0 | 0.55055 | 380737
2016-09-24 12:00 | 0 | 0.51484 | 396108
2016-09-24 13:00 | 0.048043 | 0.40319 | 419312
2016-09-24 14:00 | 0.41221 | 0.38823 | 445085
2016-09-24 15:00 | 0.68603 | 0.4452 | 469931
2016-09-24 16:00 | 0.74233 | 0.47314 | 490873
2016-09-24 17:00 | 0.74141 | 0.4833 | 506967
2016-09-24 18:00 | 0.72704 | 0.49411 | 518027
2016-09-24 19:00 | 0.71707 | 0.50682 | 526151
2016-09-24 20:00 | 0.71936 | 0.50705 | 531570
2016-09-24 21:00 | 0.71448 | 0.48947 | 531513
2016-09-24 22:00 | 0.6892 | 0.47396 | 524247
2016-09-24 23:00 | 0.58696 | 0.49847 | 514988
2016-09-25 | 0.29583 | 0.57594 | 507029
2016-09-25 01:00 | 0.021975 | 0.60492 | 488250
2016-09-25 02:00 | 0 | 0.60908 | 465257
2016-09-25 03:00 | 0 | 0.60432 | 438400
2016-09-25 04:00 | 0 | 0.60011 | 412771
2016-09-25 05:00 | 0 | 0.59325 | 389711
2016-09-25 06:00 | 0 | 0.57896 | 371879
2016-09-25 07:00 | 0 | 0.57209 | 359076
2016-09-25 08:00 | 0 | 0.57198 | 351230
2016-09-25 09:00 | 0 | 0.58195 | 347942
2016-09-25 10:00 | 0 | 0.59738 | 349504
2016-09-25 11:00 | 0 | 0.6138 | 355102
2016-09-25 12:00 | 0 | 0.61841 | 367703
2016-09-25 13:00 | 0.040995 | 0.56354 | 389629
2016-09-25 14:00 | 0.41165 | 0.60787 | 411035
2016-09-25 15:00 | 0.70222 | 0.68491 | 433297
2016-09-25 16:00 | 0.73555 | 0.7214 | 455494
2016-09-25 17:00 | 0.7267 | 0.73269 | 474452
2016-09-25 18:00 | 0.71134 | 0.74085 | 489324
2016-09-25 19:00 | 0.6948 | 0.7416 | 499479
2016-09-25 20:00 | 0.69141 | 0.74218 | 506893
2016-09-25 21:00 | 0.68042 | 0.73379 | 512205
2016-09-25 22:00 | 0.64835 | 0.709 | 510048
2016-09-25 23:00 | 0.52275 | 0.68326 | 508980
2016-09-26 | 0.27227 | 0.71099 | 507252
2016-09-26 01:00 | 0.011276 | 0.7093 | 488879
2016-09-26 02:00 | 0 | 0.68538 | 463538
2016-09-26 03:00 | 0 | 0.67171 | 432734
2016-09-26 04:00 | 0 | 0.652 | 404904
2016-09-26 05:00 | 0 | 0.645 | 381928
2016-09-26 06:00 | 0 | 0.64275 | 365113
2016-09-26 07:00 | 0 | 0.63467 | 355928
2016-09-26 08:00 | 0 | 0.62573 | 354275
2016-09-26 09:00 | 0 | 0.61972 | 364282
2016-09-26 10:00 | 0 | 0.62376 | 388057
2016-09-26 11:00 | 0 | 0.63355 | 412470
2016-09-26 12:00 | 0 | 0.62422 | 427194
2016-09-26 13:00 | 0.041704 | 0.42192 | 441798
2016-09-26 14:00 | 0.36767 | 0.28896 | 457712
2016-09-26 15:00 | 0.64534 | 0.39673 | 473022
2016-09-26 16:00 | 0.69271 | 0.45612 | 486534
2016-09-26 17:00 | 0.69326 | 0.45934 | 498321
2016-09-26 18:00 | 0.68089 | 0.46467 | 506525
2016-09-26 19:00 | 0.66609 | 0.47412 | 511847
2016-09-26 20:00 | 0.66068 | 0.48016 | 516288
2016-09-26 21:00 | 0.64784 | 0.47484 | 516610
2016-09-26 22:00 | 0.61665 | 0.44788 | 513497
2016-09-26 23:00 | 0.49934 | 0.42124 | 512918
2016-09-27 | 0.23818 | 0.45148 | 510195
2016-09-27 01:00 | 0.012223 | 0.4461 | 488881
2016-09-27 02:00 | 0 | 0.43297 | 462918
2016-09-27 03:00 | 0 | 0.42557 | 433838
2016-09-27 04:00 | 0 | 0.43542 | 403286
2016-09-27 05:00 | 0 | 0.45588 | 380547
2016-09-27 06:00 | 0 | 0.47505 | 364245
2016-09-27 07:00 | 0 | 0.49199 | 354187
2016-09-27 08:00 | 0 | 0.50657 | 351614
2016-09-27 09:00 | 0 | 0.51589 | 360380
2016-09-27 10:00 | 0 | 0.52601 | 384379
2016-09-27 11:00 | 0 | 0.53579 | 408124
2016-09-27 12:00 | 0 | 0.53023 | 421531
2016-09-27 13:00 | 0.040494 | 0.35476 | 436094
2016-09-27 14:00 | 0.4061 | 0.18315 | 449971
2016-09-27 15:00 | 0.68732 | 0.18346 | 464478
2016-09-27 16:00 | 0.73682 | 0.22404 | 478113
2016-09-27 17:00 | 0.73197 | 0.25256 | 490862
2016-09-27 18:00 | 0.7164 | 0.26754 | 502725
2016-09-27 19:00 | 0.7035 | 0.27861 | 511919
2016-09-27 20:00 | 0.7022 | 0.2879 | 518483
2016-09-27 21:00 | 0.69556 | 0.28646 | 520523
2016-09-27 22:00 | 0.6577 | 0.26898 | 516150
2016-09-27 23:00 | 0.52644 | 0.28762 | 514287
2016-09-28 | 0.23156 | 0.36085 | 509353
2016-09-28 01:00 | 0.0096907 | 0.41001 | 490346
2016-09-28 02:00 | 0 | 0.44814 | 462860
2016-09-28 03:00 | 0 | 0.4646 | 429862
2016-09-28 04:00 | 0 | 0.45988 | 400207
2016-09-28 05:00 | 0 | 0.45271 | 377301
2016-09-28 06:00 | 0 | 0.45029 | 361628
2016-09-28 07:00 | 0 | 0.45474 | 351135
2016-09-28 08:00 | 0 | 0.45436 | 348448
2016-09-28 09:00 | 0 | 0.43808 | 357233
2016-09-28 10:00 | 0 | 0.41462 | 380412
2016-09-28 11:00 | 0 | 0.39221 | 404373
2016-09-28 12:00 | 0 | 0.36606 | 417225
2016-09-28 13:00 | 0.04663 | 0.21148 | 433252
2016-09-28 14:00 | 0.3943 | 0.13519 | 448706
2016-09-28 15:00 | 0.66177 | 0.15208 | 463538
2016-09-28 16:00 | 0.71901 | 0.16971 | 478083
2016-09-28 17:00 | 0.71674 | 0.16868 | 491792
2016-09-28 18:00 | 0.69837 | 0.16689 | 503207
2016-09-28 19:00 | 0.67926 | 0.16861 | 513287
2016-09-28 20:00 | 0.66899 | 0.17441 | 521245
2016-09-28 21:00 | 0.64282 | 0.18328 | 525594
2016-09-28 22:00 | 0.57875 | 0.19258 | 522849
2016-09-28 23:00 | 0.43273 | 0.24783 | 519181
2016-09-29 | 0.17082 | 0.50823 | 510516
2016-09-29 01:00 | 0.0083044 | 0.61986 | 490776
2016-09-29 02:00 | 0 | 0.62577 | 463586
2016-09-29 03:00 | 0 | 0.60151 | 431162
2016-09-29 04:00 | 0 | 0.56583 | 402391
2016-09-29 05:00 | 0 | 0.52963 | 379998
2016-09-29 06:00 | 0 | 0.49812 | 363000
2016-09-29 07:00 | 0 | 0.47678 | 352206
2016-09-29 08:00 | 0 | 0.45766 | 349223
2016-09-29 09:00 | 0 | 0.42153 | 357698
2016-09-29 10:00 | 0 | 0.39107 | 380829
2016-09-29 11:00 | 0 | 0.3745 | 405282
2016-09-29 12:00 | 0 | 0.35232 | 418930
2016-09-29 13:00 | 0.042634 | 0.22257 | 433174
2016-09-29 14:00 | 0.35971 | 0.14823 | 446476
2016-09-29 15:00 | 0.58862 | 0.16732 | 457915
2016-09-29 16:00 | 0.66303 | 0.20107 | 467097
2016-09-29 17:00 | 0.66252 | 0.21337 | 476837
2016-09-29 18:00 | 0.63516 | 0.22144 | 484414
2016-09-29 19:00 | 0.60951 | 0.22868 | 490997
2016-09-29 20:00 | 0.59498 | 0.23504 | 496619
2016-09-29 21:00 | 0.56657 | 0.24344 | 498650
2016-09-29 22:00 | 0.51684 | 0.25676 | 496050
2016-09-29 23:00 | 0.40341 | 0.33217 | 495047
2016-09-30 | 0.18245 | 0.51676 | 490559
2016-09-30 01:00 | 0.0069679 | 0.62602 | 474123
2016-09-30 02:00 | 0 | 0.63701 | 449269
2016-09-30 03:00 | 0 | 0.60454 | 418628
2016-09-30 04:00 | 0 | 0.54966 | 390352
2016-09-30 05:00 | 0 | 0.49842 | 369439
2016-09-30 06:00 | 0 | 0.45894 | 355595
2016-09-30 07:00 | 0 | 0.42976 | 346003
2016-09-30 08:00 | 0 | 0.4009 | 343264
2016-09-30 09:00 | 0 | 0.36934 | 351472
2016-09-30 10:00 | 0 | 0.34467 | 372870
2016-09-30 11:00 | 0 | 0.33222 | 396585
2016-09-30 12:00 | 0 | 0.31667 | 410605
2016-09-30 13:00 | 0.027815 | 0.23082 | 425358
2016-09-30 14:00 | 0.2866 | 0.16129 | 438424
2016-09-30 15:00 | 0.55898 | 0.20711 | 449478
2016-09-30 16:00 | 0.66316 | 0.23257 | 458534
2016-09-30 17:00 | 0.6715 | 0.239 | 466904
2016-09-30 18:00 | 0.65764 | 0.23911 | 473293
2016-09-30 19:00 | 0.64757 | 0.2315 | 477889
2016-09-30 20:00 | 0.65063 | 0.22049 | 481571
2016-09-30 21:00 | 0.64887 | 0.20619 | 481980
2016-09-30 22:00 | 0.6215 | 0.19731 | 477094
2016-09-30 23:00 | 0.50821 | 0.25342 | 471788
2016-10-01 | 0.24306 | 0.41798 | 464160
2016-10-01 01:00 | 0.014263 | 0.49983 | 449071
2016-10-01 02:00 | 0 | 0.4981 | 429616
2016-10-01 03:00 | 0 | 0.4666 | 403733
2016-10-01 04:00 | 0 | 0.41559 | 379347
2016-10-01 05:00 | 0 | 0.36307 | 360029
2016-10-01 06:00 | 0 | 0.32156 | 345957
2016-10-01 07:00 | 0 | 0.29273 | 335981
2016-10-01 08:00 | 0 | 0.26729 | 330386
2016-10-01 09:00 | 0 | 0.24889 | 329674
2016-10-01 10:00 | 0 | 0.23976 | 335756
2016-10-01 11:00 | 0 | 0.23578 | 344879
2016-10-01 12:00 | 0 | 0.22877 | 358481
2016-10-01 13:00 | 0.038544 | 0.15882 | 375301
2016-10-01 14:00 | 0.39965 | 0.078225 | 391050
2016-10-01 15:00 | 0.69564 | 0.091038 | 405328
2016-10-01 16:00 | 0.75124 | 0.11062 | 416744
2016-10-01 17:00 | 0.73339 | 0.12654 | 426036
2016-10-01 18:00 | 0.70978 | 0.13149 | 434374
2016-10-01 19:00 | 0.69638 | 0.12673 | 441308
2016-10-01 20:00 | 0.70368 | 0.11734 | 446442
2016-10-01 21:00 | 0.71294 | 0.11211 | 449559
2016-10-01 22:00 | 0.69614 | 0.11525 | 447957
2016-10-01 23:00 | 0.57704 | 0.16947 | 447614
2016-10-02 | 0.253 | 0.3709 | 444225
2016-10-02 01:00 | 0.0048617 | 0.48312 | 431609
2016-10-02 02:00 | 0 | 0.52098 | 414372
2016-10-02 03:00 | 0 | 0.52578 | 392285
2016-10-02 04:00 | 0 | 0.50539 | 369627
2016-10-02 05:00 | 0 | 0.48151 | 352065
2016-10-02 06:00 | 0 | 0.45505 | 338309
2016-10-02 07:00 | 0 | 0.42531 | 328815
2016-10-02 08:00 | 0 | 0.39592 | 322930
2016-10-02 09:00 | 0 | 0.35882 | 321307
2016-10-02 10:00 | 0 | 0.3268 | 324074
2016-10-02 11:00 | 0 | 0.302 | 330659
2016-10-02 12:00 | 0 | 0.27804 | 341997
2016-10-02 13:00 | 0.04114 | 0.18431 | 360340
2016-10-02 14:00 | 0.39181 | 0.088688 | 377856
2016-10-02 15:00 | 0.69627 | 0.11504 | 394308
2016-10-02 16:00 | 0.75135 | 0.13335 | 409258
2016-10-02 17:00 | 0.73402 | 0.14939 | 422382
2016-10-02 18:00 | 0.71075 | 0.16254 | 432750
2016-10-02 19:00 | 0.6962 | 0.16854 | 440823
2016-10-02 20:00 | 0.70103 | 0.17028 | 447418
2016-10-02 21:00 | 0.7084 | 0.17435 | 452442
2016-10-02 22:00 | 0.68294 | 0.19069 | 453706
2016-10-02 23:00 | 0.55377 | 0.28244 | 455845
2016-10-03 | 0.22151 | 0.52189 | 454506
2016-10-03 01:00 | 0.0043462 | 0.63557 | 440665
2016-10-03 02:00 | 0 | 0.67261 | 419948
2016-10-03 03:00 | 0 | 0.67816 | 393288
2016-10-03 04:00 | 0 | 0.65846 | 370228
2016-10-03 05:00 | 0 | 0.6304 | 352069
2016-10-03 06:00 | 0 | 0.60629 | 339911
2016-10-03 07:00 | 0 | 0.59218 | 332910
2016-10-03 08:00 | 0 | 0.57761 | 333017
2016-10-03 09:00 | 0 | 0.55632 | 343797
2016-10-03 10:00 | 0 | 0.54136 | 367448
2016-10-03 11:00 | 0 | 0.53092 | 392416
2016-10-03 12:00 | 0 | 0.53136 | 407507
2016-10-03 13:00 | 0.028871 | 0.45366 | 422920
2016-10-03 14:00 | 0.34633 | 0.42937 | 438778
2016-10-03 15:00 | 0.64317 | 0.57175 | 452970
2016-10-03 16:00 | 0.70779 | 0.65743 | 466381
2016-10-03 17:00 | 0.70748 | 0.69287 | 478612
2016-10-03 18:00 | 0.69639 | 0.7232 | 488215
2016-10-03 19:00 | 0.69176 | 0.75332 | 494304
2016-10-03 20:00 | 0.69997 | 0.78283 | 497335
2016-10-03 21:00 | 0.70059 | 0.8099 | 497321
2016-10-03 22:00 | 0.68436 | 0.83436 | 493897
2016-10-03 23:00 | 0.56166 | 0.87587 | 493550
2016-10-04 | 0.2296 | 0.92683 | 488761
2016-10-04 01:00 | 0.0028047 | 0.92409 | 471633
2016-10-04 02:00 | 0 | 0.89612 | 446352
2016-10-04 03:00 | 0 | 0.87606 | 416647
2016-10-04 04:00 | 0 | 0.85831 | 388923
2016-10-04 05:00 | 0 | 0.84701 | 366116
2016-10-04 06:00 | 0 | 0.83609 | 351179
2016-10-04 07:00 | 0 | 0.82432 | 342658
2016-10-04 08:00 | 0 | 0.81318 | 341000
2016-10-04 09:00 | 0 | 0.79795 | 350712
2016-10-04 10:00 | 0 | 0.78207 | 375478
2016-10-04 11:00 | 0 | 0.77285 | 400098
2016-10-04 12:00 | 0 | 0.76163 | 413981
2016-10-04 13:00 | 0.028333 | 0.6743 | 428455
2016-10-04 14:00 | 0.39342 | 0.63101 | 442417
2016-10-04 15:00 | 0.73227 | 0.69759 | 455453
2016-10-04 16:00 | 0.77387 | 0.68997 | 468286
2016-10-04 17:00 | 0.76659 | 0.67872 | 480699
2016-10-04 18:00 | 0.74779 | 0.66874 | 490527
2016-10-04 19:00 | 0.73534 | 0.66026 | 497249
2016-10-04 20:00 | 0.74218 | 0.65214 | 502525
2016-10-04 21:00 | 0.74821 | 0.63751 | 503411
2016-10-04 22:00 | 0.73262 | 0.62526 | 498983
2016-10-04 23:00 | 0.58774 | 0.64168 | 498935
2016-10-05 | 0.23474 | 0.67327 | 495150
2016-10-05 01:00 | 0.0027234 | 0.66717 | 478735
2016-10-05 02:00 | 0 | 0.65579 | 453603
2016-10-05 03:00 | 0 | 0.65041 | 425594
2016-10-05 04:00 | 0 | 0.63964 | 397551
2016-10-05 05:00 | 0 | 0.63132 | 377091
2016-10-05 06:00 | 0 | 0.6189 | 361549
2016-10-05 07:00 | 0 | 0.59907 | 352193
2016-10-05 08:00 | 0 | 0.58577 | 349490
2016-10-05 09:00 | 0 | 0.5636 | 357785
2016-10-05 10:00 | 0 | 0.54214 | 381831
2016-10-05 11:00 | 0 | 0.53204 | 406223
2016-10-05 12:00 | 0 | 0.51999 | 419017
2016-10-05 13:00 | 0.026937 | 0.4261 | 432725
2016-10-05 14:00 | 0.38634 | 0.36453 | 447305
2016-10-05 15:00 | 0.73522 | 0.41094 | 460409
2016-10-05 16:00 | 0.77442 | 0.42178 | 473195
2016-10-05 17:00 | 0.75644 | 0.42758 | 486313
2016-10-05 18:00 | 0.73305 | 0.43845 | 498180
2016-10-05 19:00 | 0.71886 | 0.45099 | 507295
2016-10-05 20:00 | 0.7239 | 0.45624 | 513946
2016-10-05 21:00 | 0.72961 | 0.45178 | 515936
2016-10-05 22:00 | 0.71028 | 0.44058 | 511466
2016-10-05 23:00 | 0.562 | 0.47028 | 509137
2016-10-06 | 0.2154 | 0.56064 | 502299
2016-10-06 01:00 | 0.0028614 | 0.63033 | 481284
2016-10-06 02:00 | 0 | 0.66521 | 458450
2016-10-06 03:00 | 0 | 0.66669 | 429111
2016-10-06 04:00 | 0 | 0.64369 | 403890
2016-10-06 05:00 | 0 | 0.61133 | 381752
2016-10-06 06:00 | 0 | 0.58087 | 366277
2016-10-06 07:00 | 0 | 0.55091 | 356084
2016-10-06 08:00 | 0 | 0.5241 | 353626
2016-10-06 09:00 | 0 | 0.49789 | 362758
2016-10-06 10:00 | 0 | 0.47428 | 385927
2016-10-06 11:00 | 0 | 0.45657 | 410874
2016-10-06 12:00 | 0 | 0.44604 | 424885
2016-10-06 13:00 | 0.022041 | 0.38317 | 438806
2016-10-06 14:00 | 0.3326 | 0.38766 | 452384
2016-10-06 15:00 | 0.71098 | 0.4533 | 464701
2016-10-06 16:00 | 0.75616 | 0.45436 | 475928
2016-10-06 17:00 | 0.73612 | 0.43231 | 487992
2016-10-06 18:00 | 0.71714 | 0.41225 | 498243
2016-10-06 19:00 | 0.70476 | 0.40246 | 504825
2016-10-06 20:00 | 0.70994 | 0.4106 | 509579
2016-10-06 21:00 | 0.71306 | 0.42769 | 510568
2016-10-06 22:00 | 0.68395 | 0.44094 | 506396
2016-10-06 23:00 | 0.55136 | 0.46609 | 505799
2016-10-07 | 0.20958 | 0.50132 | 500734
2016-10-07 01:00 | 0.0035225 | 0.51485 | 484447
2016-10-07 02:00 | 0 | 0.53299 | 459365
2016-10-07 03:00 | 0 | 0.54765 | 428443
2016-10-07 04:00 | 0 | 0.55475 | 401406
2016-10-07 05:00 | 0 | 0.55657 | 379573
2016-10-07 06:00 | 0 | 0.56091 | 362525
2016-10-07 07:00 | 0 | 0.56411 | 353282
2016-10-07 08:00 | 0 | 0.56013 | 350335
2016-10-07 09:00 | 0 | 0.52426 | 357442
2016-10-07 10:00 | 0 | 0.47797 | 377785
2016-10-07 11:00 | 0 | 0.46106 | 401400
2016-10-07 12:00 | 0 | 0.45521 | 416117
2016-10-07 13:00 | 0.016532 | 0.3877 | 429380
2016-10-07 14:00 | 0.37611 | 0.38406 | 442980
2016-10-07 15:00 | 0.6794 | 0.40238 | 453071
2016-10-07 16:00 | 0.73263 | 0.38629 | 461304
2016-10-07 17:00 | 0.72758 | 0.37046 | 469765
2016-10-07 18:00 | 0.70706 | 0.35873 | 476505
2016-10-07 19:00 | 0.6941 | 0.34992 | 479943
2016-10-07 20:00 | 0.69694 | 0.34138 | 482069
2016-10-07 21:00 | 0.69671 | 0.32724 | 481238
2016-10-07 22:00 | 0.67296 | 0.29092 | 476103
2016-10-07 23:00 | 0.51603 | 0.2783 | 472386
2016-10-08 | 0.17346 | 0.34457 | 465369
2016-10-08 01:00 | 0.0012964 | 0.3849 | 450868
2016-10-08 02:00 | 0 | 0.41562 | 428352
2016-10-08 03:00 | 0 | 0.44606 | 407395
2016-10-08 04:00 | 0 | 0.46075 | 385732
2016-10-08 05:00 | 0 | 0.45923 | 364959
2016-10-08 06:00 | 0 | 0.45132 | 350104
2016-10-08 07:00 | 0 | 0.4403 | 339014
2016-10-08 08:00 | 0 | 0.42518 | 332471
2016-10-08 09:00 | 0 | 0.40211 | 331938
2016-10-08 10:00 | 0 | 0.37833 | 338002
2016-10-08 11:00 | 0 | 0.35774 | 348329
2016-10-08 12:00 | 0 | 0.34008 | 361100
2016-10-08 13:00 | 0.011475 | 0.24348 | 379211
2016-10-08 14:00 | 0.2288 | 0.10919 | 394483
2016-10-08 15:00 | 0.50403 | 0.11635 | 406622
2016-10-08 16:00 | 0.60041 | 0.14536 | 415739
2016-10-08 17:00 | 0.60721 | 0.13961 | 421708
2016-10-08 18:00 | 0.58993 | 0.12758 | 426659
2016-10-08 19:00 | 0.57137 | 0.11682 | 431968
2016-10-08 20:00 | 0.55779 | 0.10915 | 436274
2016-10-08 21:00 | 0.53064 | 0.10486 | 439383
2016-10-08 22:00 | 0.49097 | 0.11477 | 439069
2016-10-08 23:00 | 0.38473 | 0.20657 | 435365
2016-10-09 | 0.16564 | 0.36874 | 432182
2016-10-09 01:00 | 0.0019661 | 0.46817 | 422059
2016-10-09 02:00 | 0 | 0.48252 | 402252
2016-10-09 03:00 | 0 | 0.48164 | 380070
2016-10-09 04:00 | 0 | 0.48055 | 362415
2016-10-09 05:00 | 0 | 0.47414 | 344211
2016-10-09 06:00 | 0 | 0.47834 | 329703
2016-10-09 07:00 | 0 | 0.477 | 320457
2016-10-09 08:00 | 0 | 0.46869 | 314804
2016-10-09 09:00 | 0 | 0.44924 | 313504
2016-10-09 10:00 | 0 | 0.43864 | 316333
2016-10-09 11:00 | 0 | 0.43705 | 323004
2016-10-09 12:00 | 0 | 0.43931 | 334487
2016-10-09 13:00 | 0.0095861 | 0.37159 | 350536
2016-10-09 14:00 | 0.24328 | 0.23843 | 363656
2016-10-09 15:00 | 0.56268 | 0.28561 | 374100
2016-10-09 16:00 | 0.65616 | 0.36313 | 383930
2016-10-09 17:00 | 0.65121 | 0.40079 | 392899
2016-10-09 18:00 | 0.62912 | 0.43313 | 400269
2016-10-09 19:00 | 0.60847 | 0.45797 | 408188
2016-10-09 20:00 | 0.59542 | 0.47236 | 416624
2016-10-09 21:00 | 0.58142 | 0.47569 | 423858
2016-10-09 22:00 | 0.55574 | 0.47024 | 427184
2016-10-09 23:00 | 0.45481 | 0.55654 | 433837
2016-10-10 | 0.18453 | 0.66285 | 435426
2016-10-10 01:00 | 0.00094442 | 0.70913 | 419781
2016-10-10 02:00 | 0 | 0.72461 | 401543
2016-10-10 03:00 | 0 | 0.72683 | 381256
2016-10-10 04:00 | 0 | 0.71765 | 358189
2016-10-10 05:00 | 0 | 0.69993 | 340263
2016-10-10 06:00 | 0 | 0.68353 | 327877
2016-10-10 07:00 | 0 | 0.65894 | 320921
2016-10-10 08:00 | 0 | 0.63466 | 320475
2016-10-10 09:00 | 0 | 0.59699 | 328559
2016-10-10 10:00 | 0 | 0.56363 | 350200
2016-10-10 11:00 | 0 | 0.53667 | 374730
2016-10-10 12:00 | 0 | 0.52089 | 390068
2016-10-10 13:00 | 0.023213 | 0.44198 | 403659
2016-10-10 14:00 | 0.35092 | 0.32457 | 414344
2016-10-10 15:00 | 0.61674 | 0.36526 | 422674
2016-10-10 16:00 | 0.68672 | 0.41232 | 429540
2016-10-10 17:00 | 0.67969 | 0.41449 | 436521
2016-10-10 18:00 | 0.66245 | 0.41191 | 443254
2016-10-10 19:00 | 0.64942 | 0.40896 | 449624
2016-10-10 20:00 | 0.65119 | 0.40141 | 456276
2016-10-10 21:00 | 0.65067 | 0.39478 | 461341
2016-10-10 22:00 | 0.61271 | 0.40232 | 463319
2016-10-10 23:00 | 0.45385 | 0.49056 | 469066
2016-10-11 | 0.12846 | 0.62632 | 465861
2016-10-11 01:00 | 0.0006282 | 0.70463 | 450737
2016-10-11 02:00 | 0 | 0.74238 | 428112
2016-10-11 03:00 | 0 | 0.74898 | 400669
2016-10-11 04:00 | 0 | 0.72859 | 375252
2016-10-11 05:00 | 0 | 0.69775 | 357030
2016-10-11 06:00 | 0 | 0.65884 | 343584
2016-10-11 07:00 | 0 | 0.6188 | 336113
2016-10-11 08:00 | 0 | 0.58215 | 334737
2016-10-11 09:00 | 0 | 0.55234 | 343866
2016-10-11 10:00 | 0 | 0.5279 | 369914
2016-10-11 11:00 | 0 | 0.5029 | 395969
2016-10-11 12:00 | 0 | 0.47665 | 407918
2016-10-11 13:00 | 0.015359 | 0.36317 | 417206
2016-10-11 14:00 | 0.30124 | 0.23366 | 425449
2016-10-11 15:00 | 0.58977 | 0.23341 | 432647
2016-10-11 16:00 | 0.67929 | 0.26421 | 439652
2016-10-11 17:00 | 0.67986 | 0.26901 | 446392
2016-10-11 18:00 | 0.6636 | 0.28303 | 453427
2016-10-11 19:00 | 0.65332 | 0.30572 | 458453
2016-10-11 20:00 | 0.65947 | 0.32551 | 464133
2016-10-11 21:00 | 0.66645 | 0.34319 | 468519
2016-10-11 22:00 | 0.64842 | 0.38285 | 469706
2016-10-11 23:00 | 0.5109 | 0.45568 | 474251
2016-10-12 | 0.17349 | 0.53594 | 471249
2016-10-12 01:00 | 0.00051295 | 0.55689 | 456932
2016-10-12 02:00 | 0 | 0.56873 | 433484
2016-10-12 03:00 | 0 | 0.56538 | 406043
2016-10-12 04:00 | 0 | 0.56421 | 380992
2016-10-12 05:00 | 0 | 0.55766 | 361760
2016-10-12 06:00 | 0 | 0.54877 | 348243
2016-10-12 07:00 | 0 | 0.54253 | 340838
2016-10-12 08:00 | 0 | 0.54342 | 340028
2016-10-12 09:00 | 0 | 0.54005 | 348468
2016-10-12 10:00 | 0 | 0.52714 | 373533
2016-10-12 11:00 | 0 | 0.52005 | 399567
2016-10-12 12:00 | 0 | 0.50979 | 411951
2016-10-12 13:00 | 0.013642 | 0.46102 | 423006
2016-10-12 14:00 | 0.30358 | 0.42656 | 433683
2016-10-12 15:00 | 0.61662 | 0.42925 | 442339
2016-10-12 16:00 | 0.69518 | 0.40761 | 449506
2016-10-12 17:00 | 0.69897 | 0.36937 | 456544
2016-10-12 18:00 | 0.67324 | 0.33344 | 462687
2016-10-12 19:00 | 0.65533 | 0.30622 | 467162
2016-10-12 20:00 | 0.65424 | 0.28527 | 471056
2016-10-12 21:00 | 0.65111 | 0.26724 | 474321
2016-10-12 22:00 | 0.59659 | 0.24799 | 474450
2016-10-12 23:00 | 0.43019 | 0.25213 | 477720
2016-10-13 | 0.1422 | 0.29729 | 473170
2016-10-13 01:00 | 0.00033761 | 0.31825 | 458461
2016-10-13 02:00 | 0 | 0.33588 | 435066
2016-10-13 03:00 | 0 | 0.34176 | 407110
2016-10-13 04:00 | 0 | 0.35017 | 381865
2016-10-13 05:00 | 0 | 0.36055 | 362529
2016-10-13 06:00 | 0 | 0.36544 | 348729
2016-10-13 07:00 | 0 | 0.36113 | 341147
2016-10-13 08:00 | 0 | 0.35114 | 340195
2016-10-13 09:00 | 0 | 0.34398 | 348595
2016-10-13 10:00 | 0 | 0.33778 | 373419
2016-10-13 11:00 | 0 | 0.33165 | 399415
2016-10-13 12:00 | 0 | 0.32246 | 412453
2016-10-13 13:00 | 0.0068971 | 0.25687 | 423354
2016-10-13 14:00 | 0.24106 | 0.16636 | 433595
2016-10-13 15:00 | 0.55264 | 0.1602 | 441745
2016-10-13 16:00 | 0.63093 | 0.16492 | 448142
2016-10-13 17:00 | 0.63405 | 0.16717 | 454591
2016-10-13 18:00 | 0.62393 | 0.17095 | 460716
2016-10-13 19:00 | 0.61718 | 0.1731 | 464994
2016-10-13 20:00 | 0.62488 | 0.16633 | 467977
2016-10-13 21:00 | 0.631 | 0.16291 | 469397
2016-10-13 22:00 | 0.60297 | 0.17842 | 468201
2016-10-13 23:00 | 0.45331 | 0.29318 | 472705
2016-10-14 | 0.1138 | 0.47024 | 470940
2016-10-14 01:00 | 0.00019909 | 0.56053 | 456951
2016-10-14 02:00 | 0 | 0.60141 | 433342
2016-10-14 03:00 | 0 | 0.62144 | 407036
2016-10-14 04:00 | 0 | 0.63032 | 382596
2016-10-14 05:00 | 0 | 0.6292 | 362278
2016-10-14 06:00 | 0 | 0.62267 | 348008
2016-10-14 07:00 | 0 | 0.61482 | 340313
2016-10-14 08:00 | 0 | 0.60154 | 339060
2016-10-14 09:00 | 0 | 0.57517 | 347726
2016-10-14 10:00 | 0 | 0.55219 | 371146
2016-10-14 11:00 | 0 | 0.53831 | 396426
2016-10-14 12:00 | 0 | 0.5302 | 409246
2016-10-14 13:00 | 0.0091081 | 0.49674 | 419731
2016-10-14 14:00 | 0.27824 | 0.40222 | 429523
2016-10-14 15:00 | 0.54355 | 0.3911 | 436532
2016-10-14 16:00 | 0.62779 | 0.42927 | 442480
2016-10-14 17:00 | 0.64069 | 0.46427 | 448288
2016-10-14 18:00 | 0.63372 | 0.5031 | 453012
2016-10-14 19:00 | 0.62863 | 0.54428 | 456009
2016-10-14 20:00 | 0.63496 | 0.58197 | 458200
2016-10-14 21:00 | 0.64108 | 0.62739 | 458185
2016-10-14 22:00 | 0.60225 | 0.67944 | 455239
2016-10-14 23:00 | 0.4391 | 0.79742 | 456333
2016-10-15 | 0.094799 | 0.90436 | 451920
2016-10-15 01:00 | 0.00014375 | 0.9307 | 440415
2016-10-15 02:00 | 0 | 0.92822 | 422463
2016-10-15 03:00 | 0 | 0.92437 | 399992
2016-10-15 04:00 | 0 | 0.9159 | 377730
2016-10-15 05:00 | 0 | 0.89859 | 360123
2016-10-15 06:00 | 0 | 0.87759 | 346109
2016-10-15 07:00 | 0 | 0.85874 | 337138
2016-10-15 08:00 | 0 | 0.84313 | 333073
2016-10-15 09:00 | 0 | 0.82265 | 334219
2016-10-15 10:00 | 0 | 0.79482 | 341744
2016-10-15 11:00 | 0 | 0.77354 | 353154
2016-10-15 12:00 | 0 | 0.74801 | 366424
2016-10-15 13:00 | 0.009392 | 0.68303 | 381324
2016-10-15 14:00 | 0.32178 | 0.54576 | 395160
2016-10-15 15:00 | 0.62946 | 0.47298 | 407344
2016-10-15 16:00 | 0.70065 | 0.4964 | 417435
2016-10-15 17:00 | 0.69472 | 0.50092 | 425068
2016-10-15 18:00 | 0.6759 | 0.47024 | 431579
2016-10-15 19:00 | 0.66763 | 0.43578 | 437621
2016-10-15 20:00 | 0.6785 | 0.39693 | 442960
2016-10-15 21:00 | 0.69543 | 0.36063 | 445535
2016-10-15 22:00 | 0.68042 | 0.34869 | 446436
2016-10-15 23:00 | 0.49636 | 0.41525 | 449627
2016-10-16 | 0.11725 | 0.47742 | 445552
2016-10-16 01:00 | 0.00011651 | 0.51837 | 434826
2016-10-16 02:00 | 0 | 0.54409 | 417311
2016-10-16 03:00 | 0 | 0.57581 | 396189
2016-10-16 04:00 | 0 | 0.60853 | 374750
2016-10-16 05:00 | 0 | 0.62411 | 357343
2016-10-16 06:00 | 0 | 0.6281 | 343637
2016-10-16 07:00 | 0 | 0.63994 | 333971
2016-10-16 08:00 | 0 | 0.65447 | 328806
2016-10-16 09:00 | 0 | 0.66635 | 327782
2016-10-16 10:00 | 0 | 0.68219 | 331842
2016-10-16 11:00 | 0 | 0.69173 | 340368
2016-10-16 12:00 | 0 | 0.70583 | 351891
2016-10-16 13:00 | 0.0081807 | 0.65264 | 367423
2016-10-16 14:00 | 0.31655 | 0.53615 | 383772
2016-10-16 15:00 | 0.57035 | 0.5099 | 400544
2016-10-16 16:00 | 0.6447 | 0.59078 | 416790
2016-10-16 17:00 | 0.64454 | 0.68706 | 430707
2016-10-16 18:00 | 0.62667 | 0.73268 | 442178
2016-10-16 19:00 | 0.6189 | 0.75319 | 451589
2016-10-16 20:00 | 0.62334 | 0.75853 | 458822
2016-10-16 21:00 | 0.63252 | 0.75228 | 464628
2016-10-16 22:00 | 0.61418 | 0.75669 | 467804
2016-10-16 23:00 | 0.45714 | 0.81713 | 471245
2016-10-17 | 0.10816 | 0.85498 | 468534
2016-10-17 01:00 | 8.49e-05 | 0.84947 | 453973
2016-10-17 02:00 | 0 | 0.8215 | 431304
2016-10-17 03:00 | 0 | 0.78858 | 404663
2016-10-17 04:00 | 0 | 0.76709 | 379946
2016-10-17 05:00 | 0 | 0.74994 | 360858
2016-10-17 06:00 | 0 | 0.72122 | 347528
2016-10-17 07:00 | 0 | 0.69575 | 340423
2016-10-17 08:00 | 0 | 0.67029 | 339804
2016-10-17 09:00 | 0 | 0.63714 | 349623
2016-10-17 10:00 | 0 | 0.60881 | 376218
2016-10-17 11:00 | 0 | 0.5899 | 404471
2016-10-17 12:00 | 0 | 0.58016 | 420646
2016-10-17 13:00 | 0.0079174 | 0.54041 | 436484
2016-10-17 14:00 | 0.30061 | 0.4363 | 453409
2016-10-17 15:00 | 0.60107 | 0.43545 | 468848
2016-10-17 16:00 | 0.68774 | 0.51896 | 483953
2016-10-17 17:00 | 0.69122 | 0.58003 | 498846
2016-10-17 18:00 | 0.66971 | 0.61724 | 511978
2016-10-17 19:00 | 0.66 | 0.63975 | 521613
2016-10-17 20:00 | 0.6718 | 0.65474 | 527488
2016-10-17 21:00 | 0.69386 | 0.6666 | 528429
2016-10-17 22:00 | 0.68577 | 0.69133 | 523606
2016-10-17 23:00 | 0.51176 | 0.76937 | 522334
2016-10-18 | 0.12135 | 0.81432 | 514513
2016-10-18 01:00 | 8.84e-05 | 0.81057 | 495858
2016-10-18 02:00 | 0 | 0.79928 | 468422
2016-10-18 03:00 | 0 | 0.79092 | 435906
2016-10-18 04:00 | 0 | 0.78313 | 406153
2016-10-18 05:00 | 0 | 0.76608 | 383174
2016-10-18 06:00 | 0 | 0.75023 | 367099
2016-10-18 07:00 | 0 | 0.73741 | 357029
2016-10-18 08:00 | 0 | 0.71698 | 354533
2016-10-18 09:00 | 0 | 0.67642 | 363232
2016-10-18 10:00 | 0 | 0.63577 | 388280
2016-10-18 11:00 | 0 | 0.59703 | 414599
2016-10-18 12:00 | 0 | 0.56205 | 428263
2016-10-18 13:00 | 0.0058595 | 0.44825 | 443362
2016-10-18 14:00 | 0.28001 | 0.26506 | 459677
2016-10-18 15:00 | 0.67268 | 0.25748 | 473422
2016-10-18 16:00 | 0.73686 | 0.24389 | 487336
2016-10-18 17:00 | 0.71155 | 0.21427 | 500972
2016-10-18 18:00 | 0.68389 | 0.19931 | 512847
2016-10-18 19:00 | 0.66782 | 0.19869 | 521572
2016-10-18 20:00 | 0.67458 | 0.19986 | 527230
2016-10-18 21:00 | 0.68845 | 0.1988 | 527453
2016-10-18 22:00 | 0.66896 | 0.20335 | 522155
2016-10-18 23:00 | 0.49627 | 0.25835 | 520044
2016-10-19 | 0.11895 | 0.35453 | 512531
2016-10-19 01:00 | 6.18e-05 | 0.42021 | 493705
2016-10-19 02:00 | 0 | 0.44105 | 465734
2016-10-19 03:00 | 0 | 0.43067 | 434382
2016-10-19 04:00 | 0 | 0.40441 | 404120
2016-10-19 05:00 | 0 | 0.37167 | 381461
2016-10-19 06:00 | 0 | 0.34386 | 365213
2016-10-19 07:00 | 0 | 0.32185 | 355191
2016-10-19 08:00 | 0 | 0.3038 | 353273
2016-10-19 09:00 | 0 | 0.28924 | 362507
2016-10-19 10:00 | 0 | 0.28264 | 387847
2016-10-19 11:00 | 0 | 0.28485 | 413174
2016-10-19 12:00 | 0 | 0.28751 | 427913
2016-10-19 13:00 | 0.0050292 | 0.24365 | 441862
2016-10-19 14:00 | 0.26848 | 0.12636 | 458750
2016-10-19 15:00 | 0.69145 | 0.13094 | 474396
2016-10-19 16:00 | 0.74362 | 0.15916 | 488621
2016-10-19 17:00 | 0.71762 | 0.14789 | 504233
2016-10-19 18:00 | 0.68988 | 0.13924 | 514868
2016-10-19 19:00 | 0.67638 | 0.14675 | 522783
2016-10-19 20:00 | 0.68546 | 0.16754 | 526819
2016-10-19 21:00 | 0.70109 | 0.20051 | 524964
2016-10-19 22:00 | 0.68883 | 0.24308 | 520100
2016-10-19 23:00 | 0.51667 | 0.35088 | 519054
2016-10-20 | 0.11501 | 0.48392 | 509934
2016-10-20 01:00 | 5.1e-05 | 0.48911 | 488304
2016-10-20 02:00 | 0 | 0.46043 | 461216
2016-10-20 03:00 | 0 | 0.42539 | 433142
2016-10-20 04:00 | 0 | 0.40721 | 402047
2016-10-20 05:00 | 0 | 0.41165 | 379104
2016-10-20 06:00 | 0 | 0.43422 | 362360
2016-10-20 07:00 | 0 | 0.45151 | 352629
2016-10-20 08:00 | 0 | 0.46327 | 350469
2016-10-20 09:00 | 0 | 0.45832 | 358516
2016-10-20 10:00 | 0 | 0.45044 | 382205
2016-10-20 11:00 | 0 | 0.44036 | 407642
2016-10-20 12:00 | 0 | 0.42952 | 421327
2016-10-20 13:00 | 0.0047758 | 0.38594 | 433915
2016-10-20 14:00 | 0.24858 | 0.32793 | 446863
2016-10-20 15:00 | 0.67916 | 0.30479 | 458334
2016-10-20 16:00 | 0.73505 | 0.28017 | 468446
2016-10-20 17:00 | 0.72176 | 0.25841 | 477166
2016-10-20 18:00 | 0.69621 | 0.24524 | 483333
2016-10-20 19:00 | 0.68256 | 0.23717 | 485984
2016-10-20 20:00 | 0.69208 | 0.23069 | 487956
2016-10-20 21:00 | 0.70991 | 0.22033 | 486898
2016-10-20 22:00 | 0.69967 | 0.20219 | 485387
2016-10-20 23:00 | 0.51975 | 0.23258 | 487256
2016-10-21 | 0.11839 | 0.32175 | 481349
2016-10-21 01:00 | 3.32e-05 | 0.40078 | 464833
2016-10-21 02:00 | 0 | 0.47779 | 440739
2016-10-21 03:00 | 0 | 0.53168 | 411354
2016-10-21 04:00 | 0 | 0.55199 | 384789
2016-10-21 05:00 | 0 | 0.55481 | 365676
2016-10-21 06:00 | 0 | 0.55176 | 350932
2016-10-21 07:00 | 0 | 0.54355 | 342072
2016-10-21 08:00 | 0 | 0.53667 | 340233
2016-10-21 09:00 | 0 | 0.52861 | 347723
2016-10-21 10:00 | 0 | 0.52643 | 369935
2016-10-21 11:00 | 0 | 0.53104 | 396221
2016-10-21 12:00 | 0 | 0.54018 | 410677
2016-10-21 13:00 | 0.0034688 | 0.51203 | 423400
2016-10-21 14:00 | 0.24934 | 0.32562 | 433205
2016-10-21 15:00 | 0.68087 | 0.25331 | 439526
2016-10-21 16:00 | 0.73708 | 0.34517 | 443972
2016-10-21 17:00 | 0.71133 | 0.36555 | 448132
2016-10-21 18:00 | 0.68414 | 0.34828 | 450191
2016-10-21 19:00 | 0.6702 | 0.33138 | 451429
2016-10-21 20:00 | 0.67884 | 0.31506 | 452203
2016-10-21 21:00 | 0.69828 | 0.29126 | 451126
2016-10-21 22:00 | 0.69485 | 0.27135 | 448961
2016-10-21 23:00 | 0.51178 | 0.37948 | 449429
2016-10-22 | 0.1125 | 0.46134 | 443542
2016-10-22 01:00 | 2.65e-05 | 0.50653 | 430130
2016-10-22 02:00 | 0 | 0.52395 | 411926
2016-10-22 03:00 | 0 | 0.53572 | 388331
2016-10-22 04:00 | 0 | 0.54814 | 367509
2016-10-22 05:00 | 0 | 0.54752 | 350055
2016-10-22 06:00 | 0 | 0.53947 | 336559
2016-10-22 07:00 | 0 | 0.52624 | 328180
2016-10-22 08:00 | 0 | 0.50576 | 324353
2016-10-22 09:00 | 0 | 0.47664 | 326281
2016-10-22 10:00 | 0 | 0.45652 | 333702
2016-10-22 11:00 | 0 | 0.45146 | 346674
2016-10-22 12:00 | 0 | 0.45859 | 360161
2016-10-22 13:00 | 0.0028987 | 0.42345 | 374661
2016-10-22 14:00 | 0.26086 | 0.26891 | 383664
2016-10-22 15:00 | 0.61088 | 0.15772 | 387972
2016-10-22 16:00 | 0.6835 | 0.22351 | 388617
2016-10-22 17:00 | 0.67245 | 0.32898 | 388083
2016-10-22 18:00 | 0.64955 | 0.372 | 387684
2016-10-22 19:00 | 0.63789 | 0.39942 | 389417
2016-10-22 20:00 | 0.64608 | 0.41432 | 393748
2016-10-22 21:00 | 0.66141 | 0.42424 | 398974
2016-10-22 22:00 | 0.62641 | 0.47435 | 403878
2016-10-22 23:00 | 0.43036 | 0.64969 | 410658
2016-10-23 | 0.086016 | 0.74998 | 410237
2016-10-23 01:00 | 1.29e-05 | 0.78496 | 403081
2016-10-23 02:00 | 0 | 0.79783 | 389395
2016-10-23 03:00 | 0 | 0.79901 | 371839
2016-10-23 04:00 | 0 | 0.78444 | 354383
2016-10-23 05:00 | 0 | 0.76489 | 339525
2016-10-23 06:00 | 0 | 0.73883 | 328360
2016-10-23 07:00 | 0 | 0.71365 | 321477
2016-10-23 08:00 | 0 | 0.68792 | 318501
2016-10-23 09:00 | 0 | 0.6519 | 318837
2016-10-23 10:00 | 0 | 0.61843 | 325778
2016-10-23 11:00 | 0 | 0.58619 | 335639
2016-10-23 12:00 | 0 | 0.5585 | 347934
2016-10-23 13:00 | 0.0014174 | 0.48118 | 358905
2016-10-23 14:00 | 0.2237 | 0.31613 | 364785
2016-10-23 15:00 | 0.4846 | 0.34712 | 368963
2016-10-23 16:00 | 0.59979 | 0.3481 | 373345
2016-10-23 17:00 | 0.61424 | 0.32748 | 377387
2016-10-23 18:00 | 0.5965 | 0.29964 | 380953
2016-10-23 19:00 | 0.58129 | 0.27933 | 384868
2016-10-23 20:00 | 0.58171 | 0.26381 | 391183
2016-10-23 21:00 | 0.58047 | 0.2527 | 398828
2016-10-23 22:00 | 0.53275 | 0.25498 | 408238
2016-10-23 23:00 | 0.35288 | 0.40228 | 420251
2016-10-24 | 0.056876 | 0.59725 | 422595
2016-10-24 01:00 | 1.15e-05 | 0.66155 | 411659
2016-10-24 02:00 | 0 | 0.64985 | 393670
2016-10-24 03:00 | 0 | 0.61525 | 371559
2016-10-24 04:00 | 0 | 0.57156 | 352342
2016-10-24 05:00 | 0 | 0.5249 | 336659
2016-10-24 06:00 | 0 | 0.48514 | 325873
2016-10-24 07:00 | 0 | 0.45036 | 321177
2016-10-24 08:00 | 0 | 0.41957 | 322115
2016-10-24 09:00 | 0 | 0.38298 | 334390
2016-10-24 10:00 | 0 | 0.35381 | 362713
2016-10-24 11:00 | 0 | 0.32605 | 392252
2016-10-24 12:00 | 0 | 0.29742 | 406365
2016-10-24 13:00 | 0.0021007 | 0.24852 | 414488
2016-10-24 14:00 | 0.22403 | 0.15819 | 422221
2016-10-24 15:00 | 0.42068 | 0.14701 | 427759
2016-10-24 16:00 | 0.51173 | 0.16532 | 432360
2016-10-24 17:00 | 0.52967 | 0.17165 | 437102
2016-10-24 18:00 | 0.51769 | 0.17914 | 441106
2016-10-24 19:00 | 0.50117 | 0.18643 | 444839
2016-10-24 20:00 | 0.48437 | 0.19168 | 448354
2016-10-24 21:00 | 0.45033 | 0.19734 | 451542
2016-10-24 22:00 | 0.37941 | 0.221 | 454806
2016-10-24 23:00 | 0.22674 | 0.40067 | 462102
2016-10-25 | 0.049075 | 0.63928 | 459418
2016-10-25 01:00 | 1.28e-05 | 0.72394 | 445715
2016-10-25 02:00 | 0 | 0.72337 | 421898
2016-10-25 03:00 | 0 | 0.69728 | 395290
2016-10-25 04:00 | 0 | 0.66315 | 370928
2016-10-25 05:00 | 0 | 0.6265 | 353108
2016-10-25 06:00 | 0 | 0.58689 | 340493
2016-10-25 07:00 | 0 | 0.54778 | 333872
2016-10-25 08:00 | 0 | 0.51397 | 333840
2016-10-25 09:00 | 0 | 0.48461 | 345250
2016-10-25 10:00 | 0 | 0.47087 | 374380
2016-10-25 11:00 | 0 | 0.46125 | 402791
2016-10-25 12:00 | 0 | 0.45851 | 414577
2016-10-25 13:00 | 0.00060858 | 0.43481 | 420864
2016-10-25 14:00 | 0.10337 | 0.35033 | 425780
2016-10-25 15:00 | 0.36828 | 0.33402 | 429361
2016-10-25 16:00 | 0.5278 | 0.4093 | 433164
2016-10-25 17:00 | 0.58626 | 0.46754 | 437173
2016-10-25 18:00 | 0.58052 | 0.51008 | 440755
2016-10-25 19:00 | 0.57192 | 0.54519 | 444026
2016-10-25 20:00 | 0.58453 | 0.56278 | 448066
2016-10-25 21:00 | 0.60449 | 0.56047 | 451997
2016-10-25 22:00 | 0.59043 | 0.56234 | 457558
2016-10-25 23:00 | 0.45082 | 0.60567 | 465965
2016-10-26 | 0.08443 | 0.65915 | 463206
2016-10-26 01:00 | 1.25e-05 | 0.63796 | 450822
2016-10-26 02:00 | 0 | 0.61677 | 427489
2016-10-26 03:00 | 0 | 0.60167 | 401143
2016-10-26 04:00 | 0 | 0.58579 | 377467
2016-10-26 05:00 | 0 | 0.57539 | 358988
2016-10-26 06:00 | 0 | 0.56459 | 346963
2016-10-26 07:00 | 0 | 0.54997 | 340536
2016-10-26 08:00 | 0 | 0.52819 | 341377
2016-10-26 09:00 | 0 | 0.49029 | 351909
2016-10-26 10:00 | 0 | 0.45255 | 379889
2016-10-26 11:00 | 0 | 0.42703 | 408520
2016-10-26 12:00 | 0 | 0.40995 | 419924
2016-10-26 13:00 | 0.0015322 | 0.37334 | 425356
2016-10-26 14:00 | 0.22155 | 0.2509 | 430914
2016-10-26 15:00 | 0.60229 | 0.22467 | 434118
2016-10-26 16:00 | 0.69086 | 0.23716 | 437865
2016-10-26 17:00 | 0.67295 | 0.22542 | 442826
2016-10-26 18:00 | 0.64094 | 0.21141 | 447686
2016-10-26 19:00 | 0.62692 | 0.2041 | 452795
2016-10-26 20:00 | 0.6373 | 0.19366 | 458288
2016-10-26 21:00 | 0.66055 | 0.17845 | 463634
2016-10-26 22:00 | 0.63826 | 0.16027 | 469313
2016-10-26 23:00 | 0.43153 | 0.19458 | 474513
2016-10-27 | 0.066606 | 0.25241 | 470084
2016-10-27 01:00 | 1.18e-05 | 0.30527 | 457175
2016-10-27 02:00 | 0 | 0.3397 | 433502
2016-10-27 03:00 | 0 | 0.36102 | 405656
2016-10-27 04:00 | 0 | 0.36809 | 380313
2016-10-27 05:00 | 0 | 0.36953 | 361970
2016-10-27 06:00 | 0 | 0.37219 | 348505
2016-10-27 07:00 | 0 | 0.37093 | 341247
2016-10-27 08:00 | 0 | 0.36309 | 340680
2016-10-27 09:00 | 0 | 0.35047 | 350607
2016-10-27 10:00 | 0 | 0.34035 | 376569
2016-10-27 11:00 | 0 | 0.33383 | 404673
2016-10-27 12:00 | 0 | 0.32529 | 417790
2016-10-27 13:00 | 0.00108 | 0.31053 | 426933
2016-10-27 14:00 | 0.21046 | 0.21473 | 435210
2016-10-27 15:00 | 0.47088 | 0.1249 | 441686
2016-10-27 16:00 | 0.55383 | 0.13883 | 447689
2016-10-27 17:00 | 0.55972 | 0.15899 | 454898
2016-10-27 18:00 | 0.54281 | 0.16001 | 460712
2016-10-27 19:00 | 0.52744 | 0.16277 | 464519
2016-10-27 20:00 | 0.51936 | 0.17285 | 469105
2016-10-27 21:00 | 0.49665 | 0.19797 | 471458
2016-10-27 22:00 | 0.41965 | 0.29307 | 473190
2016-10-27 23:00 | 0.22641 | 0.53549 | 475743
2016-10-28 | 0.016406 | 0.69452 | 471538
2016-10-28 01:00 | 3.05e-07 | 0.78253 | 458174
2016-10-28 02:00 | 0 | 0.81725 | 435168
2016-10-28 03:00 | 0 | 0.82706 | 407076
2016-10-28 04:00 | 0 | 0.82673 | 380575
2016-10-28 05:00 | 0 | 0.81748 | 360923
2016-10-28 06:00 | 0 | 0.80145 | 346937
2016-10-28 07:00 | 0 | 0.78337 | 340245
2016-10-28 08:00 | 0 | 0.76474 | 339281
2016-10-28 09:00 | 0 | 0.7493 | 347939
2016-10-28 10:00 | 0 | 0.74235 | 374656
2016-10-28 11:00 | 0 | 0.73259 | 401690
2016-10-28 12:00 | 0 | 0.71839 | 413635
2016-10-28 13:00 | 0.0010715 | 0.66963 | 422680
2016-10-28 14:00 | 0.12715 | 0.50738 | 431243
2016-10-28 15:00 | 0.30073 | 0.37897 | 437540
2016-10-28 16:00 | 0.40028 | 0.43798 | 443197
2016-10-28 17:00 | 0.43958 | 0.49528 | 449351
2016-10-28 18:00 | 0.45617 | 0.50447 | 454376
2016-10-28 19:00 | 0.46053 | 0.51205 | 456865
2016-10-28 20:00 | 0.45842 | 0.51886 | 459630
2016-10-28 21:00 | 0.43588 | 0.51998 | 460343
2016-10-28 22:00 | 0.383 | 0.53825 | 459351
2016-10-28 23:00 | 0.25355 | 0.59539 | 458141
2016-10-29 | 0.056879 | 0.65941 | 451526
2016-10-29 01:00 | 2.79e-06 | 0.6569 | 438382
2016-10-29 02:00 | 0 | 0.63744 | 419698
2016-10-29 03:00 | 0 | 0.60871 | 398575
2016-10-29 04:00 | 0 | 0.57895 | 376913
2016-10-29 05:00 | 0 | 0.56044 | 358730
2016-10-29 06:00 | 0 | 0.54359 | 345598
2016-10-29 07:00 | 0 | 0.52466 | 336136
2016-10-29 08:00 | 0 | 0.51013 | 331955
2016-10-29 09:00 | 0 | 0.49525 | 334188
2016-10-29 10:00 | 0 | 0.48529 | 341183
2016-10-29 11:00 | 0 | 0.4785 | 353400
2016-10-29 12:00 | 0 | 0.46809 | 366362
2016-10-29 13:00 | 0.00071991 | 0.42792 | 379350
2016-10-29 14:00 | 0.1736 | 0.29084 | 393060
2016-10-29 15:00 | 0.50484 | 0.30702 | 402815
2016-10-29 16:00 | 0.62039 | 0.36949 | 410672
2016-10-29 17:00 | 0.62886 | 0.35709 | 417739
2016-10-29 18:00 | 0.60249 | 0.33823 | 425048
2016-10-29 19:00 | 0.59032 | 0.3416 | 430421
2016-10-29 20:00 | 0.60182 | 0.3581 | 436729
2016-10-29 21:00 | 0.62088 | 0.37472 | 439461
2016-10-29 22:00 | 0.59377 | 0.39075 | 439395
2016-10-29 23:00 | 0.37758 | 0.44487 | 439845
2016-10-30 | 0.046086 | 0.50805 | 433880
2016-10-30 01:00 | 7.84e-07 | 0.51938 | 421469
2016-10-30 02:00 | 0 | 0.51727 | 405072
2016-10-30 03:00 | 0 | 0.51507 | 385088
2016-10-30 04:00 | 0 | 0.51261 | 364576
2016-10-30 05:00 | 0 | 0.50782 | 348139
2016-10-30 06:00 | 0 | 0.49634 | 334018
2016-10-30 07:00 | 0 | 0.47682 | 324431
2016-10-30 08:00 | 0 | 0.45328 | 318956
2016-10-30 09:00 | 0 | 0.41187 | 317742
2016-10-30 10:00 | 0 | 0.37247 | 321987
2016-10-30 11:00 | 0 | 0.34725 | 330156
2016-10-30 12:00 | 0 | 0.32841 | 342297
2016-10-30 13:00 | 0.00059478 | 0.29405 | 356809
2016-10-30 14:00 | 0.18889 | 0.23537 | 371612
2016-10-30 15:00 | 0.3703 | 0.1885 | 384979
2016-10-30 16:00 | 0.46062 | 0.17385 | 398469
2016-10-30 17:00 | 0.48806 | 0.17828 | 411094
2016-10-30 18:00 | 0.4952 | 0.17708 | 421927
2016-10-30 19:00 | 0.5012 | 0.17661 | 429488
2016-10-30 20:00 | 0.50413 | 0.17675 | 436896
2016-10-30 21:00 | 0.49205 | 0.17665 | 441267
2016-10-30 22:00 | 0.43942 | 0.18572 | 444525
2016-10-30 23:00 | 0.26733 | 0.29305 | 448448
2016-10-31 | 0.054225 | 0.43282 | 445376
2016-10-31 01:00 | 1.55e-07 | 0.51223 | 430012
2016-10-31 02:00 | 0 | 0.54834 | 410424
2016-10-31 03:00 | 0 | 0.56649 | 386114
2016-10-31 04:00 | 0 | 0.57182 | 363896
2016-10-31 05:00 | 0 | 0.57026 | 346071
2016-10-31 06:00 | 0 | 0.5732 | 334247
2016-10-31 07:00 | 0 | 0.58172 | 327083
2016-10-31 08:00 | 0 | 0.58684 | 326644
2016-10-31 09:00 | 0 | 0.58748 | 336996
2016-10-31 10:00 | 0 | 0.59156 | 364167
2016-10-31 11:00 | 0 | 0.60877 | 394234
2016-10-31 12:00 | 0 | 0.63876 | 409948
2016-10-31 13:00 | 0.00047581 | 0.64488 | 418819
2016-10-31 14:00 | 0.15252 | 0.58588 | 428158
2016-10-31 15:00 | 0.50213 | 0.63919 | 435884
2016-10-31 16:00 | 0.62814 | 0.73225 | 443570
2016-10-31 17:00 | 0.6393 | 0.77852 | 452155
2016-10-31 18:00 | 0.61377 | 0.79627 | 457632
2016-10-31 19:00 | 0.59979 | 0.79533 | 463453
2016-10-31 20:00 | 0.60827 | 0.78543 | 466731
2016-10-31 21:00 | 0.62142 | 0.76919 | 467068
2016-10-31 22:00 | 0.58233 | 0.7741 | 465870
2016-10-31 23:00 | 0.37658 | 0.82655 | 462651
2016-11-01 | 0.058282 | 0.86168 | 457791
2016-11-01 01:00 | 0 | 0.85389 | 446536
2016-11-01 02:00 | 0 | 0.84215 | 426933
2016-11-01 03:00 | 0 | 0.82492 | 401248
2016-11-01 04:00 | 0 | 0.80523 | 377067
2016-11-01 05:00 | 0 | 0.78966 | 358819
2016-11-01 06:00 | 0 | 0.76166 | 346642
2016-11-01 07:00 | 0 | 0.72028 | 340076
2016-11-01 08:00 | 0 | 0.66835 | 339261
2016-11-01 09:00 | 0 | 0.59616 | 348857
2016-11-01 10:00 | 0 | 0.52623 | 375785
2016-11-01 11:00 | 0 | 0.47006 | 404362
2016-11-01 12:00 | 0 | 0.42961 | 418100
2016-11-01 13:00 | 0.0003552 | 0.38116 | 424883
2016-11-01 14:00 | 0.09131 | 0.26449 | 432738
2016-11-01 15:00 | 0.3218 | 0.19823 | 441024
2016-11-01 16:00 | 0.46121 | 0.19421 | 448543
2016-11-01 17:00 | 0.51334 | 0.23987 | 454209
2016-11-01 18:00 | 0.51294 | 0.26402 | 460031
2016-11-01 19:00 | 0.5041 | 0.28035 | 464625
2016-11-01 20:00 | 0.49829 | 0.29036 | 469424
2016-11-01 21:00 | 0.48337 | 0.29391 | 473308
2016-11-01 22:00 | 0.43537 | 0.31523 | 477350
2016-11-01 23:00 | 0.3073 | 0.42383 | 481831
2016-11-02 | 0.058241 | 0.49996 | 478077
2016-11-02 01:00 | 0 | 0.52088 | 461935
2016-11-02 02:00 | 0 | 0.5239 | 438071
2016-11-02 03:00 | 0 | 0.53165 | 411034
2016-11-02 04:00 | 0 | 0.53283 | 384186
2016-11-02 05:00 | 0 | 0.51605 | 363898
2016-11-02 06:00 | 0 | 0.48946 | 350436
2016-11-02 07:00 | 0 | 0.46407 | 342291
2016-11-02 08:00 | 0 | 0.44964 | 340929
2016-11-02 09:00 | 0 | 0.41985 | 350511
2016-11-02 10:00 | 0 | 0.39053 | 375741
2016-11-02 11:00 | 0 | 0.36786 | 403615
2016-11-02 12:00 | 0 | 0.34788 | 418313
2016-11-02 13:00 | 0.0001469 | 0.3173 | 426393
2016-11-02 14:00 | 0.090839 | 0.23045 | 436379
2016-11-02 15:00 | 0.49401 | 0.16919 | 444579
2016-11-02 16:00 | 0.6102 | 0.15316 | 451675
2016-11-02 17:00 | 0.60246 | 0.15635 | 459394
2016-11-02 18:00 | 0.57566 | 0.16208 | 466383
2016-11-02 19:00 | 0.55841 | 0.16308 | 471568
2016-11-02 20:00 | 0.56125 | 0.16472 | 474377
2016-11-02 21:00 | 0.57053 | 0.1712 | 475810
2016-11-02 22:00 | 0.54677 | 0.19586 | 479192
2016-11-02 23:00 | 0.37102 | 0.26805 | 481998
2016-11-03 | 0.054502 | 0.32192 | 476820
2016-11-03 01:00 | 0 | 0.33738 | 460151
2016-11-03 02:00 | 0 | 0.33984 | 436685
2016-11-03 03:00 | 0 | 0.34388 | 410743
2016-11-03 04:00 | 0 | 0.35579 | 386212
2016-11-03 05:00 | 0 | 0.3774 | 367300
2016-11-03 06:00 | 0 | 0.40505 | 351478
2016-11-03 07:00 | 0 | 0.42573 | 342221
2016-11-03 08:00 | 0 | 0.43823 | 340441
2016-11-03 09:00 | 0 | 0.43661 | 349046
2016-11-03 10:00 | 0 | 0.42904 | 372309
2016-11-03 11:00 | 0 | 0.42241 | 400076
2016-11-03 12:00 | 0 | 0.41969 | 415884
2016-11-03 13:00 | 9.89e-05 | 0.41156 | 425592
2016-11-03 14:00 | 0.087324 | 0.28845 | 436543
2016-11-03 15:00 | 0.43963 | 0.15792 | 444376
2016-11-03 16:00 | 0.56917 | 0.11204 | 450775
2016-11-03 17:00 | 0.584 | 0.10215 | 457150
2016-11-03 18:00 | 0.56883 | 0.10558 | 461030
2016-11-03 19:00 | 0.55311 | 0.10428 | 462902
2016-11-03 20:00 | 0.55007 | 0.098255 | 463605
2016-11-03 21:00 | 0.5448 | 0.091792 | 464188
2016-11-03 22:00 | 0.50449 | 0.107 | 466431
2016-11-03 23:00 | 0.32006 | 0.12507 | 469489
2016-11-04 | 0.045918 | 0.14517 | 466276
2016-11-04 01:00 | 0 | 0.16145 | 452064
2016-11-04 02:00 | 0 | 0.17814 | 428563
2016-11-04 03:00 | 0 | 0.21157 | 402878
2016-11-04 04:00 | 0 | 0.24962 | 378204
2016-11-04 05:00 | 0 | 0.27849 | 358324
2016-11-04 06:00 | 0 | 0.30317 | 345610
2016-11-04 07:00 | 0 | 0.32233 | 337040
2016-11-04 08:00 | 0 | 0.33283 | 335876
2016-11-04 09:00 | 0 | 0.31946 | 344352
2016-11-04 10:00 | 0 | 0.29838 | 368826
2016-11-04 11:00 | 0 | 0.28295 | 396880
2016-11-04 12:00 | 0 | 0.27061 | 411547
2016-11-04 13:00 | 3.04e-05 | 0.25344 | 419830
2016-11-04 14:00 | 0.061083 | 0.18028 | 428091
2016-11-04 15:00 | 0.36023 | 0.090824 | 432715
2016-11-04 16:00 | 0.48477 | 0.05975 | 435014
2016-11-04 17:00 | 0.52163 | 0.062693 | 438947
2016-11-04 18:00 | 0.5125 | 0.074259 | 441631
2016-11-04 19:00 | 0.49878 | 0.082199 | 442149
2016-11-04 20:00 | 0.49503 | 0.079657 | 442635
2016-11-04 21:00 | 0.49086 | 0.078435 | 442022
2016-11-04 22:00 | 0.44536 | 0.10602 | 442778
2016-11-04 23:00 | 0.28666 | 0.1716 | 445082
2016-11-05 | 0.035852 | 0.27805 | 439915
2016-11-05 01:00 | 0 | 0.36304 | 429862
2016-11-05 02:00 | 0 | 0.42301 | 411940
2016-11-05 03:00 | 0 | 0.46368 | 391059
2016-11-05 04:00 | 0 | 0.48608 | 370153
2016-11-05 05:00 | 0 | 0.49168 | 353399
2016-11-05 06:00 | 0 | 0.48296 | 341473
2016-11-05 07:00 | 0 | 0.46608 | 334333
2016-11-05 08:00 | 0 | 0.44448 | 331103
2016-11-05 09:00 | 0 | 0.40724 | 334017
2016-11-05 10:00 | 0 | 0.36327 | 342246
2016-11-05 11:00 | 0 | 0.33049 | 356642
2016-11-05 12:00 | 0 | 0.31098 | 371131
2016-11-05 13:00 | 7.2e-05 | 0.29555 | 383228
2016-11-05 14:00 | 0.04753 | 0.19885 | 390961
2016-11-05 15:00 | 0.34259 | 0.11207 | 394262
2016-11-05 16:00 | 0.48692 | 0.087998 | 394556
2016-11-05 17:00 | 0.52217 | 0.11272 | 393623
2016-11-05 18:00 | 0.51006 | 0.14657 | 392979
2016-11-05 19:00 | 0.49681 | 0.16768 | 392981
2016-11-05 20:00 | 0.49407 | 0.18014 | 395241
2016-11-05 21:00 | 0.48966 | 0.19407 | 397859
2016-11-05 22:00 | 0.45127 | 0.27496 | 405579
2016-11-05 23:00 | 0.31306 | 0.41097 | 412819
2016-11-06 | 0.043386 | 0.5164 | 411564
2016-11-06 01:00 | 0 | 0.57223 | 404747
2016-11-06 02:00 | 0 | 0.60668 | 390608
2016-11-06 03:00 | 0 | 0.63554 | 373425
2016-11-06 04:00 | 0 | 0.65732 | 355387
2016-11-06 05:00 | 0 | 0.66896 | 339352
2016-11-06 06:00 | 0 | 0.66521 | 329384
2016-11-06 07:00 | 0 | 0.64511 | 322959
2016-11-06 08:00 | 0 | 0.61031 | 320466
2016-11-06 09:00 | 0 | 0.56717 | 321170
2016-11-06 10:00 | 0 | 0.5308 | 325728
2016-11-06 11:00 | 0 | 0.50992 | 332624
2016-11-06 12:00 | 0 | 0.50393 | 345359
2016-11-06 13:00 | 4.1e-05 | 0.49817 | 357221
2016-11-06 14:00 | 0.085637 | 0.38196 | 367391
2016-11-06 15:00 | 0.4202 | 0.29985 | 373236
2016-11-06 16:00 | 0.53898 | 0.35314 | 377869
2016-11-06 17:00 | 0.5446 | 0.44288 | 381108
2016-11-06 18:00 | 0.53021 | 0.48695 | 384402
2016-11-06 19:00 | 0.52801 | 0.50987 | 386938
2016-11-06 20:00 | 0.543 | 0.51202 | 390845
2016-11-06 21:00 | 0.56571 | 0.50425 | 400236
2016-11-06 22:00 | 0.53484 | 0.53599 | 410590
2016-11-06 23:00 | 0.34439 | 0.62182 | 420573
2016-11-07 | 0.035073 | 0.67602 | 422553
2016-11-07 01:00 | 0 | 0.67817 | 417048
2016-11-07 02:00 | 0 | 0.66981 | 401103
2016-11-07 03:00 | 0 | 0.6594 | 383244
2016-11-07 04:00 | 0 | 0.64614 | 364444
2016-11-07 05:00 | 0 | 0.61552 | 348335
2016-11-07 06:00 | 0 | 0.58606 | 336181
2016-11-07 07:00 | 0 | 0.55818 | 329397
2016-11-07 08:00 | 0 | 0.53731 | 327608
2016-11-07 09:00 | 0 | 0.51038 | 331047
2016-11-07 10:00 | 0 | 0.48595 | 345633
2016-11-07 11:00 | 0 | 0.46614 | 376476
2016-11-07 12:00 | 0 | 0.44852 | 402683
2016-11-07 13:00 | 9.87e-05 | 0.41935 | 414736
2016-11-07 14:00 | 0.18835 | 0.28371 | 421647
2016-11-07 15:00 | 0.46513 | 0.21078 | 426656
2016-11-07 16:00 | 0.58962 | 0.24726 | 428919
2016-11-07 17:00 | 0.60697 | 0.26919 | 430687
2016-11-07 18:00 | 0.59176 | 0.28026 | 432362
2016-11-07 19:00 | 0.58084 | 0.28969 | 433968
2016-11-07 20:00 | 0.5953 | 0.30289 | 434391
2016-11-07 21:00 | 0.61936 | 0.31786 | 437060
2016-11-07 22:00 | 0.58627 | 0.32507 | 448643
2016-11-07 23:00 | 0.37143 | 0.39245 | 460712
2016-11-08 | 0.035522 | 0.44354 | 460750
2016-11-08 01:00 | 0 | 0.44975 | 454242
2016-11-08 02:00 | 0 | 0.43494 | 437320
2016-11-08 03:00 | 0 | 0.42117 | 414551
2016-11-08 04:00 | 0 | 0.41333 | 390965
2016-11-08 05:00 | 0 | 0.41024 | 370090
2016-11-08 06:00 | 0 | 0.41434 | 355713
2016-11-08 07:00 | 0 | 0.42045 | 346507
2016-11-08 08:00 | 0 | 0.42422 | 342579
2016-11-08 09:00 | 0 | 0.42813 | 343730
2016-11-08 10:00 | 0 | 0.43449 | 356009
2016-11-08 11:00 | 0 | 0.43497 | 382960
2016-11-08 12:00 | 0 | 0.43461 | 407432
2016-11-08 13:00 | 6.13e-05 | 0.42436 | 417824
2016-11-08 14:00 | 0.19821 | 0.3287 | 423057
2016-11-08 15:00 | 0.54457 | 0.30715 | 425691
2016-11-08 16:00 | 0.65281 | 0.28975 | 426448
2016-11-08 17:00 | 0.63926 | 0.27064 | 426886
2016-11-08 18:00 | 0.60235 | 0.26123 | 428327
2016-11-08 19:00 | 0.58659 | 0.25672 | 429072
2016-11-08 20:00 | 0.59891 | 0.25436 | 429520
2016-11-08 21:00 | 0.63246 | 0.25673 | 432640
2016-11-08 22:00 | 0.61522 | 0.30503 | 445778
2016-11-08 23:00 | 0.37868 | 0.4085 | 457394
2016-11-09 | 0.036632 | 0.5054 | 457668
2016-11-09 01:00 | 0 | 0.54479 | 451035
2016-11-09 02:00 | 0 | 0.54998 | 434243
2016-11-09 03:00 | 0 | 0.53878 | 410461
2016-11-09 04:00 | 0 | 0.51941 | 388056
2016-11-09 05:00 | 0 | 0.5025 | 371470
2016-11-09 06:00 | 0 | 0.49322 | 356814
2016-11-09 07:00 | 0 | 0.48235 | 345056
2016-11-09 08:00 | 0 | 0.47009 | 338487
2016-11-09 09:00 | 0 | 0.46187 | 338307
2016-11-09 10:00 | 0 | 0.45597 | 348602
2016-11-09 11:00 | 0 | 0.45644 | 375832
2016-11-09 12:00 | 0 | 0.45922 | 400769
2016-11-09 13:00 | 1.97e-05 | 0.45267 | 413065
2016-11-09 14:00 | 0.20866 | 0.34299 | 421908
2016-11-09 15:00 | 0.54671 | 0.19448 | 426417
2016-11-09 16:00 | 0.63677 | 0.12604 | 426920
2016-11-09 17:00 | 0.6264 | 0.14684 | 428995
2016-11-09 18:00 | 0.59241 | 0.16573 | 430462
2016-11-09 19:00 | 0.57383 | 0.18108 | 430710
2016-11-09 20:00 | 0.58132 | 0.18578 | 430888
2016-11-09 21:00 | 0.60428 | 0.19269 | 435479
2016-11-09 22:00 | 0.57118 | 0.30981 | 446668
2016-11-09 23:00 | 0.35379 | 0.43098 | 458996
2016-11-10 | 0.032319 | 0.51648 | 459987
2016-11-10 01:00 | 0 | 0.58375 | 454010
2016-11-10 02:00 | 0 | 0.63266 | 437767
2016-11-10 03:00 | 0 | 0.66923 | 415539
2016-11-10 04:00 | 0 | 0.69835 | 392399
2016-11-10 05:00 | 0 | 0.71789 | 372662
2016-11-10 06:00 | 0 | 0.726 | 358277
2016-11-10 07:00 | 0 | 0.71939 | 349674
2016-11-10 08:00 | 0 | 0.69938 | 345853
2016-11-10 09:00 | 0 | 0.67222 | 348169
2016-11-10 10:00 | 0 | 0.6488 | 360076
2016-11-10 11:00 | 0 | 0.62688 | 389933
2016-11-10 12:00 | 0 | 0.60677 | 414297
2016-11-10 13:00 | 2.42e-05 | 0.57491 | 422778
2016-11-10 14:00 | 0.16159 | 0.39133 | 424861
2016-11-10 15:00 | 0.50842 | 0.23404 | 425356
2016-11-10 16:00 | 0.61482 | 0.3347 | 424871
2016-11-10 17:00 | 0.61119 | 0.4044 | 424766
2016-11-10 18:00 | 0.57708 | 0.43226 | 425604
2016-11-10 19:00 | 0.56003 | 0.43728 | 426796
2016-11-10 20:00 | 0.56977 | 0.43397 | 427295
2016-11-10 21:00 | 0.59285 | 0.42891 | 429964
2016-11-10 22:00 | 0.56237 | 0.47397 | 440203
2016-11-10 23:00 | 0.32904 | 0.58329 | 452413
2016-11-11 | 0.025362 | 0.65565 | 453740
2016-11-11 01:00 | 0 | 0.69485 | 448723
2016-11-11 02:00 | 0 | 0.71141 | 434945
2016-11-11 03:00 | 0 | 0.71042 | 413757
2016-11-11 04:00 | 0 | 0.69203 | 391708
2016-11-11 05:00 | 0 | 0.66461 | 371502
2016-11-11 06:00 | 0 | 0.63548 | 357326
2016-11-11 07:00 | 0 | 0.60083 | 347689
2016-11-11 08:00 | 0 | 0.56494 | 343422
2016-11-11 09:00 | 0 | 0.53003 | 344999
2016-11-11 10:00 | 0 | 0.5001 | 354705
2016-11-11 11:00 | 0 | 0.4745 | 378884
2016-11-11 12:00 | 0 | 0.45462 | 402229
2016-11-11 13:00 | 3.58e-05 | 0.41896 | 413318
2016-11-11 14:00 | 0.1455 | 0.2892 | 417219
2016-11-11 15:00 | 0.50679 | 0.23944 | 418797
2016-11-11 16:00 | 0.64362 | 0.22113 | 419146
2016-11-11 17:00 | 0.63532 | 0.21662 | 418334
2016-11-11 18:00 | 0.59609 | 0.21877 | 418496
2016-11-11 19:00 | 0.57887 | 0.22777 | 418696
2016-11-11 20:00 | 0.59332 | 0.24302 | 418481
2016-11-11 21:00 | 0.62102 | 0.26028 | 421340
2016-11-11 22:00 | 0.58323 | 0.31089 | 431879
2016-11-11 23:00 | 0.31726 | 0.45497 | 440688
2016-11-12 | 0.021613 | 0.5624 | 439461
2016-11-12 01:00 | 0 | 0.60334 | 433417
2016-11-12 02:00 | 0 | 0.61828 | 420648
2016-11-12 03:00 | 0 | 0.61888 | 403892
2016-11-12 04:00 | 0 | 0.61755 | 385337
2016-11-12 05:00 | 0 | 0.61783 | 367248
2016-11-12 06:00 | 0 | 0.61823 | 353155
2016-11-12 07:00 | 0 | 0.61394 | 344828
2016-11-12 08:00 | 0 | 0.60623 | 340511
2016-11-12 09:00 | 0 | 0.59571 | 340583
2016-11-12 10:00 | 0 | 0.58514 | 345289
2016-11-12 11:00 | 0 | 0.57087 | 355373
2016-11-12 12:00 | 0 | 0.55875 | 368396
2016-11-12 13:00 | 4.35e-05 | 0.53986 | 381390
2016-11-12 14:00 | 0.18715 | 0.42827 | 389712
2016-11-12 15:00 | 0.43785 | 0.27949 | 392801
2016-11-12 16:00 | 0.53778 | 0.32452 | 393111
2016-11-12 17:00 | 0.54546 | 0.35692 | 391081
2016-11-12 18:00 | 0.5334 | 0.35838 | 388594
2016-11-12 19:00 | 0.5275 | 0.36779 | 386795
2016-11-12 20:00 | 0.54027 | 0.37307 | 387364
2016-11-12 21:00 | 0.55471 | 0.37812 | 392396
2016-11-12 22:00 | 0.50971 | 0.44845 | 406035
2016-11-12 23:00 | 0.25867 | 0.56445 | 419527
2016-11-13 | 0.019455 | 0.66151 | 422595
2016-11-13 01:00 | 0 | 0.73017 | 421057
2016-11-13 02:00 | 0 | 0.77072 | 411988
2016-11-13 03:00 | 0 | 0.79402 | 398326
2016-11-13 04:00 | 0 | 0.80453 | 382834
2016-11-13 05:00 | 0 | 0.80911 | 367618
2016-11-13 06:00 | 0 | 0.80827 | 355910
2016-11-13 07:00 | 0 | 0.80221 | 348713
2016-11-13 08:00 | 0 | 0.79217 | 343481
2016-11-13 09:00 | 0 | 0.77372 | 342102
2016-11-13 10:00 | 0 | 0.75738 | 346332
2016-11-13 11:00 | 0 | 0.7402 | 354510
2016-11-13 12:00 | 0 | 0.72208 | 365072
2016-11-13 13:00 | 3.36e-05 | 0.69317 | 375353
2016-11-13 14:00 | 0.17079 | 0.52023 | 381539
2016-11-13 15:00 | 0.49924 | 0.34094 | 382161
2016-11-13 16:00 | 0.61755 | 0.3969 | 381553
2016-11-13 17:00 | 0.61042 | 0.51232 | 381489
2016-11-13 18:00 | 0.57803 | 0.51666 | 381742
2016-11-13 19:00 | 0.56551 | 0.51132 | 382484
2016-11-13 20:00 | 0.58333 | 0.50204 | 384574
2016-11-13 21:00 | 0.61267 | 0.49492 | 391806
2016-11-13 22:00 | 0.57851 | 0.5359 | 408986
2016-11-13 23:00 | 0.31695 | 0.63982 | 426882
2016-11-14 | 0.02192 | 0.67351 | 430953
2016-11-14 01:00 | 0 | 0.69272 | 430938
2016-11-14 02:00 | 0 | 0.6945 | 417746
2016-11-14 03:00 | 0 | 0.68277 | 399502
2016-11-14 04:00 | 0 | 0.66914 | 379881
2016-11-14 05:00 | 0 | 0.66114 | 362913
2016-11-14 06:00 | 0 | 0.6515 | 349904
2016-11-14 07:00 | 0 | 0.64016 | 342914
2016-11-14 08:00 | 0 | 0.62074 | 341012
2016-11-14 09:00 | 0 | 0.58465 | 345976
2016-11-14 10:00 | 0 | 0.54462 | 362341
2016-11-14 11:00 | 0 | 0.51206 | 393689
2016-11-14 12:00 | 0 | 0.4847 | 421004
2016-11-14 13:00 | 2.38e-05 | 0.45668 | 430839
2016-11-14 14:00 | 0.18611 | 0.33694 | 433072
2016-11-14 15:00 | 0.51314 | 0.20802 | 432017
2016-11-14 16:00 | 0.63871 | 0.1659 | 430617
2016-11-14 17:00 | 0.6322 | 0.18535 | 428936
2016-11-14 18:00 | 0.59416 | 0.20663 | 429070
2016-11-14 19:00 | 0.5803 | 0.22521 | 429960
2016-11-14 20:00 | 0.59862 | 0.24299 | 430707
2016-11-14 21:00 | 0.63527 | 0.25345 | 436153
2016-11-14 22:00 | 0.60133 | 0.28695 | 450135
2016-11-14 23:00 | 0.33691 | 0.32128 | 462512
2016-11-15 | 0.018082 | 0.34175 | 463726
2016-11-15 01:00 | 0 | 0.36325 | 458080
2016-11-15 02:00 | 0 | 0.3873 | 441923
2016-11-15 03:00 | 0 | 0.42248 | 419149
2016-11-15 04:00 | 0 | 0.46574 | 394010
2016-11-15 05:00 | 0 | 0.50418 | 374011
2016-11-15 06:00 | 0 | 0.53616 | 359783
2016-11-15 07:00 | 0 | 0.56506 | 350973
2016-11-15 08:00 | 0 | 0.58359 | 347090
2016-11-15 09:00 | 0 | 0.5918 | 349717
2016-11-15 10:00 | 0 | 0.59244 | 361722
2016-11-15 11:00 | 0 | 0.59192 | 391526
2016-11-15 12:00 | 0 | 0.5906 | 417710
2016-11-15 13:00 | 2.47e-05 | 0.58535 | 426726
2016-11-15 14:00 | 0.20047 | 0.45203 | 429103
2016-11-15 15:00 | 0.56314 | 0.18747 | 428933
2016-11-15 16:00 | 0.66132 | 0.165 | 427043
2016-11-15 17:00 | 0.63426 | 0.21636 | 426613
2016-11-15 18:00 | 0.59195 | 0.23055 | 428470
2016-11-15 19:00 | 0.57433 | 0.23554 | 429860
2016-11-15 20:00 | 0.587 | 0.23321 | 431192
2016-11-15 21:00 | 0.61214 | 0.21568 | 435035
2016-11-15 22:00 | 0.5726 | 0.26866 | 447443
2016-11-15 23:00 | 0.2887 | 0.34492 | 457660
2016-11-16 | 0.014792 | 0.40672 | 459462
2016-11-16 01:00 | 0 | 0.44886 | 454621
2016-11-16 02:00 | 0 | 0.47637 | 439452
2016-11-16 03:00 | 0 | 0.50032 | 416820
2016-11-16 04:00 | 0 | 0.52776 | 392584
2016-11-16 05:00 | 0 | 0.55123 | 371667
2016-11-16 06:00 | 0 | 0.56916 | 357214
2016-11-16 07:00 | 0 | 0.58612 | 349218
2016-11-16 08:00 | 0 | 0.59892 | 345715
2016-11-16 09:00 | 0 | 0.60664 | 347876
2016-11-16 10:00 | 0 | 0.62262 | 362110
2016-11-16 11:00 | 0 | 0.64059 | 392804
2016-11-16 12:00 | 0 | 0.64834 | 418031
2016-11-16 13:00 | 2.62e-05 | 0.6587 | 425972
2016-11-16 14:00 | 0.13532 | 0.54813 | 427597
2016-11-16 15:00 | 0.31881 | 0.31763 | 427627
2016-11-16 16:00 | 0.44679 | 0.27515 | 426578
2016-11-16 17:00 | 0.4859 | 0.45895 | 426245
2016-11-16 18:00 | 0.48515 | 0.58808 | 428712
2016-11-16 19:00 | 0.47905 | 0.63536 | 430296
2016-11-16 20:00 | 0.48331 | 0.65404 | 431956
2016-11-16 21:00 | 0.47039 | 0.66785 | 435639
2016-11-16 22:00 | 0.39232 | 0.70689 | 446127
2016-11-16 23:00 | 0.18696 | 0.77544 | 456617
2016-11-17 | 0.018365 | 0.81228 | 458388
2016-11-17 01:00 | 0 | 0.80471 | 453785
2016-11-17 02:00 | 0 | 0.77974 | 439943
2016-11-17 03:00 | 0 | 0.75421 | 417582
2016-11-17 04:00 | 0 | 0.73164 | 393907
2016-11-17 05:00 | 0 | 0.71578 | 373832
2016-11-17 06:00 | 0 | 0.70306 | 358914
2016-11-17 07:00 | 0 | 0.69288 | 349622
2016-11-17 08:00 | 0 | 0.68168 | 345824
2016-11-17 09:00 | 0 | 0.65845 | 349147
2016-11-17 10:00 | 0 | 0.63755 | 362368
2016-11-17 11:00 | 0 | 0.62668 | 391662
2016-11-17 12:00 | 0 | 0.6173 | 417282
2016-11-17 13:00 | 1.8e-05 | 0.60838 | 425836
2016-11-17 14:00 | 0.099928 | 0.55908 | 428519
2016-11-17 15:00 | 0.42475 | 0.551 | 429950
2016-11-17 16:00 | 0.56179 | 0.59199 | 428367
2016-11-17 17:00 | 0.56136 | 0.62074 | 428497
2016-11-17 18:00 | 0.53842 | 0.64433 | 429853
2016-11-17 19:00 | 0.52742 | 0.66047 | 431227
2016-11-17 20:00 | 0.53333 | 0.68247 | 432204
2016-11-17 21:00 | 0.54809 | 0.71306 | 434647
2016-11-17 22:00 | 0.537 | 0.73744 | 445468
2016-11-17 23:00 | 0.29832 | 0.75509 | 455817
2016-11-18 | 0.016674 | 0.75967 | 458725
2016-11-18 01:00 | 0 | 0.75591 | 455329
2016-11-18 02:00 | 0 | 0.75477 | 441714
2016-11-18 03:00 | 0 | 0.75522 | 420225
2016-11-18 04:00 | 0 | 0.75388 | 397919
2016-11-18 05:00 | 0 | 0.75334 | 377492
2016-11-18 06:00 | 0 | 0.74747 | 361446
2016-11-18 07:00 | 0 | 0.74383 | 351750
2016-11-18 08:00 | 0 | 0.74888 | 347859
2016-11-18 09:00 | 0 | 0.75631 | 350172
2016-11-18 10:00 | 0 | 0.76008 | 362246
2016-11-18 11:00 | 0 | 0.76537 | 390730
2016-11-18 12:00 | 0 | 0.76482 | 415430
2016-11-18 13:00 | 2.35e-05 | 0.76036 | 424480
2016-11-18 14:00 | 0.1318 | 0.74901 | 429303
2016-11-18 15:00 | 0.58081 | 0.78372 | 432262
2016-11-18 16:00 | 0.67854 | 0.79347 | 432288
2016-11-18 17:00 | 0.66039 | 0.78354 | 431234
2016-11-18 18:00 | 0.6255 | 0.77327 | 431637
2016-11-18 19:00 | 0.60785 | 0.76908 | 431202
2016-11-18 20:00 | 0.62143 | 0.76299 | 429761
2016-11-18 21:00 | 0.65265 | 0.74902 | 429356
2016-11-18 22:00 | 0.60903 | 0.71976 | 436510
2016-11-18 23:00 | 0.32916 | 0.69778 | 442370
2016-11-19 | 0.015713 | 0.70358 | 440526
2016-11-19 01:00 | 0 | 0.67843 | 434981
2016-11-19 02:00 | 0 | 0.64497 | 422453
2016-11-19 03:00 | 0 | 0.61165 | 406615
2016-11-19 04:00 | 0 | 0.58258 | 387722
2016-11-19 05:00 | 0 | 0.56013 | 369717
2016-11-19 06:00 | 0 | 0.54125 | 354879
2016-11-19 07:00 | 0 | 0.519 | 344814
2016-11-19 08:00 | 0 | 0.49244 | 339808
2016-11-19 09:00 | 0 | 0.45117 | 340430
2016-11-19 10:00 | 0 | 0.40794 | 345724
2016-11-19 11:00 | 0 | 0.38125 | 356890
2016-11-19 12:00 | 0 | 0.36273 | 371621
2016-11-19 13:00 | 2.04e-05 | 0.34648 | 386603
2016-11-19 14:00 | 0.12827 | 0.26343 | 398800
2016-11-19 15:00 | 0.53421 | 0.26304 | 405020
2016-11-19 16:00 | 0.65757 | 0.30987 | 406368
2016-11-19 17:00 | 0.63824 | 0.33489 | 404935
2016-11-19 18:00 | 0.59851 | 0.35106 | 402033
2016-11-19 19:00 | 0.58113 | 0.36259 | 399027
2016-11-19 20:00 | 0.59317 | 0.37013 | 397484
2016-11-19 21:00 | 0.62465 | 0.36828 | 400502
2016-11-19 22:00 | 0.58108 | 0.36779 | 413683
2016-11-19 23:00 | 0.26681 | 0.4896 | 427279
2016-11-20 | 0.011802 | 0.54532 | 431645
2016-11-20 01:00 | 0 | 0.55647 | 430975
2016-11-20 02:00 | 0 | 0.5548 | 423762
2016-11-20 03:00 | 0 | 0.57318 | 411879
2016-11-20 04:00 | 0 | 0.58705 | 396011
2016-11-20 05:00 | 0 | 0.58949 | 382816
2016-11-20 06:00 | 0 | 0.58018 | 371724
2016-11-20 07:00 | 0 | 0.56837 | 364615
2016-11-20 08:00 | 0 | 0.5557 | 361541
2016-11-20 09:00 | 0 | 0.52701 | 362066
2016-11-20 10:00 | 0 | 0.50121 | 367715
2016-11-20 11:00 | 0 | 0.48104 | 377998
2016-11-20 12:00 | 0 | 0.46581 | 390252
2016-11-20 13:00 | 2.28e-05 | 0.44773 | 404595
2016-11-20 14:00 | 0.095506 | 0.33938 | 413303
2016-11-20 15:00 | 0.42029 | 0.29386 | 413355
2016-11-20 16:00 | 0.52859 | 0.31263 | 411016
2016-11-20 17:00 | 0.53046 | 0.30861 | 408200
2016-11-20 18:00 | 0.50024 | 0.28805 | 405059
2016-11-20 19:00 | 0.48172 | 0.26147 | 402637
2016-11-20 20:00 | 0.47902 | 0.23499 | 402846
2016-11-20 21:00 | 0.46255 | 0.20869 | 409160
2016-11-20 22:00 | 0.37658 | 0.25825 | 426655
2016-11-20 23:00 | 0.13829 | 0.4101 | 444859
2016-11-21 | 0.0076254 | 0.51124 | 452735
2016-11-21 01:00 | 0 | 0.55683 | 453663
2016-11-21 02:00 | 0 | 0.56372 | 444215
2016-11-21 03:00 | 0 | 0.55238 | 429663
2016-11-21 04:00 | 0 | 0.53917 | 412088
2016-11-21 05:00 | 0 | 0.52499 | 396983
2016-11-21 06:00 | 0 | 0.50086 | 386667
2016-11-21 07:00 | 0 | 0.47638 | 381643
2016-11-21 08:00 | 0 | 0.45753 | 380988
2016-11-21 09:00 | 0 | 0.42783 | 385774
2016-11-21 10:00 | 0 | 0.39814 | 400883
2016-11-21 11:00 | 0 | 0.38833 | 433200
2016-11-21 12:00 | 0 | 0.39541 | 460210
2016-11-21 13:00 | 1.79e-05 | 0.40546 | 470429
2016-11-21 14:00 | 0.047487 | 0.35284 | 469601
2016-11-21 15:00 | 0.16175 | 0.27948 | 464608
2016-11-21 16:00 | 0.2712 | 0.27336 | 457689
2016-11-21 17:00 | 0.34147 | 0.32378 | 450508
2016-11-21 18:00 | 0.36637 | 0.38846 | 445167
2016-11-21 19:00 | 0.36407 | 0.42079 | 440899
2016-11-21 20:00 | 0.34632 | 0.44456 | 439651
2016-11-21 21:00 | 0.31713 | 0.46849 | 444452
2016-11-21 22:00 | 0.26344 | 0.57538 | 462555
2016-11-21 23:00 | 0.16766 | 0.71958 | 478994
2016-11-22 | 0.013395 | 0.74609 | 485243
2016-11-22 01:00 | 0 | 0.73725 | 484328
2016-11-22 02:00 | 0 | 0.72005 | 472096
2016-11-22 03:00 | 0 | 0.70695 | 451534
2016-11-22 04:00 | 0 | 0.69181 | 430349
2016-11-22 05:00 | 0 | 0.68076 | 411026
2016-11-22 06:00 | 0 | 0.66705 | 398180
2016-11-22 07:00 | 0 | 0.65902 | 390171
2016-11-22 08:00 | 0 | 0.6425 | 387592
2016-11-22 09:00 | 0 | 0.63075 | 391911
2016-11-22 10:00 | 0 | 0.62603 | 404976
2016-11-22 11:00 | 0 | 0.61974 | 433602
2016-11-22 12:00 | 0 | 0.61231 | 457480
2016-11-22 13:00 | 5.38e-08 | 0.60802 | 466043
2016-11-22 14:00 | 0.071122 | 0.53612 | 464785
2016-11-22 15:00 | 0.42971 | 0.49679 | 460742
2016-11-22 16:00 | 0.58341 | 0.54037 | 454831
2016-11-22 17:00 | 0.5959 | 0.57232 | 447871
2016-11-22 18:00 | 0.55742 | 0.57981 | 444399
2016-11-22 19:00 | 0.53775 | 0.57499 | 441711
2016-11-22 20:00 | 0.54466 | 0.56715 | 440798
2016-11-22 21:00 | 0.56203 | 0.55205 | 445928
2016-11-22 22:00 | 0.5217 | 0.55696 | 461392
2016-11-22 23:00 | 0.25109 | 0.597 | 474383
2016-11-23 | 0.0063784 | 0.58402 | 478166
2016-11-23 01:00 | 0 | 0.56081 | 475989
2016-11-23 02:00 | 0 | 0.53674 | 464330
2016-11-23 03:00 | 0 | 0.52083 | 445737
2016-11-23 04:00 | 0 | 0.51232 | 424766
2016-11-23 05:00 | 0 | 0.50481 | 405449
2016-11-23 06:00 | 0 | 0.49932 | 391023
2016-11-23 07:00 | 0 | 0.49426 | 381703
2016-11-23 08:00 | 0 | 0.48526 | 377086
2016-11-23 09:00 | 0 | 0.46916 | 378179
2016-11-23 10:00 | 0 | 0.45492 | 387805
2016-11-23 11:00 | 0 | 0.44024 | 410565
2016-11-23 12:00 | 0 | 0.42182 | 432308
2016-11-23 13:00 | 1.07e-05 | 0.40312 | 445040
2016-11-23 14:00 | 0.15702 | 0.29931 | 450014
2016-11-23 15:00 | 0.48034 | 0.27772 | 451262
2016-11-23 16:00 | 0.59334 | 0.25622 | 448505
2016-11-23 17:00 | 0.59953 | 0.22649 | 443676
2016-11-23 18:00 | 0.57029 | 0.20794 | 439557
2016-11-23 19:00 | 0.55756 | 0.20172 | 437064
2016-11-23 20:00 | 0.57509 | 0.19807 | 435214
2016-11-23 21:00 | 0.60588 | 0.18519 | 438616
2016-11-23 22:00 | 0.56652 | 0.19381 | 450517
2016-11-23 23:00 | 0.25987 | 0.25727 | 457499
2016-11-24 | 0.019017 | 0.29588 | 457519
2016-11-24 01:00 | 0 | 0.32361 | 452882
2016-11-24 02:00 | 0 | 0.34824 | 440455
2016-11-24 03:00 | 0 | 0.37973 | 422019
2016-11-24 04:00 | 0 | 0.39879 | 400437
2016-11-24 05:00 | 0 | 0.40114 | 378621
2016-11-24 06:00 | 0 | 0.39981 | 361370
2016-11-24 07:00 | 0 | 0.39257 | 349616
2016-11-24 08:00 | 0 | 0.38735 | 342238
2016-11-24 09:00 | 0 | 0.38313 | 339265
2016-11-24 10:00 | 0 | 0.37911 | 341378
2016-11-24 11:00 | 0 | 0.38104 | 349184
2016-11-24 12:00 | 0 | 0.38145 | 360350
2016-11-24 13:00 | 8.1e-06 | 0.37974 | 378419
2016-11-24 14:00 | 0.121 | 0.31725 | 397131
2016-11-24 15:00 | 0.45457 | 0.24927 | 410459
2016-11-24 16:00 | 0.5999 | 0.29506 | 417634
2016-11-24 17:00 | 0.60157 | 0.36437 | 414375
2016-11-24 18:00 | 0.57085 | 0.37716 | 404355
2016-11-24 19:00 | 0.55488 | 0.37331 | 395055
2016-11-24 20:00 | 0.56753 | 0.37195 | 386948
2016-11-24 21:00 | 0.58479 | 0.36533 | 381058
2016-11-24 22:00 | 0.54184 | 0.36161 | 380683
2016-11-24 23:00 | 0.24719 | 0.42876 | 383072
2016-11-25 | 0.0064978 | 0.45052 | 383138
2016-11-25 01:00 | 0 | 0.45735 | 382911
2016-11-25 02:00 | 0 | 0.46304 | 377658
2016-11-25 03:00 | 0 | 0.47665 | 369843
2016-11-25 04:00 | 0 | 0.49226 | 358662
2016-11-25 05:00 | 0 | 0.50467 | 346627
2016-11-25 06:00 | 0 | 0.51445 | 336310
2016-11-25 07:00 | 0 | 0.52252 | 328607
2016-11-25 08:00 | 0 | 0.51631 | 325091
2016-11-25 09:00 | 0 | 0.50504 | 326511
2016-11-25 10:00 | 0 | 0.49899 | 331977
2016-11-25 11:00 | 0 | 0.48956 | 343329
2016-11-25 12:00 | 0 | 0.47574 | 357486
2016-11-25 13:00 | 3.02e-07 | 0.46332 | 371226
2016-11-25 14:00 | 0.11004 | 0.38056 | 383890
2016-11-25 15:00 | 0.48557 | 0.23888 | 391571
2016-11-25 16:00 | 0.60668 | 0.16614 | 395380
2016-11-25 17:00 | 0.58435 | 0.15312 | 396317
2016-11-25 18:00 | 0.55642 | 0.16035 | 394411
2016-11-25 19:00 | 0.53961 | 0.17186 | 392762
2016-11-25 20:00 | 0.54595 | 0.17577 | 391901
2016-11-25 21:00 | 0.55706 | 0.21905 | 396044
2016-11-25 22:00 | 0.50413 | 0.32492 | 406896
2016-11-25 23:00 | 0.19677 | 0.45298 | 416199
2016-11-26 | 0.0051314 | 0.55427 | 418426
2016-11-26 01:00 | 0 | 0.62732 | 415820
2016-11-26 02:00 | 0 | 0.67196 | 407072
2016-11-26 03:00 | 0 | 0.68767 | 393596
2016-11-26 04:00 | 0 | 0.67958 | 378696
2016-11-26 05:00 | 0 | 0.6632 | 361931
2016-11-26 06:00 | 0 | 0.64051 | 349185
2016-11-26 07:00 | 0 | 0.61417 | 340395
2016-11-26 08:00 | 0 | 0.58891 | 335497
2016-11-26 09:00 | 0 | 0.57269 | 334757
2016-11-26 10:00 | 0 | 0.56145 | 339519
2016-11-26 11:00 | 0 | 0.54286 | 348815
2016-11-26 12:00 | 0 | 0.51642 | 361410
2016-11-26 13:00 | 0 | 0.4956 | 375765
2016-11-26 14:00 | 0.044908 | 0.40129 | 389723
2016-11-26 15:00 | 0.40162 | 0.23556 | 397906
2016-11-26 16:00 | 0.52884 | 0.19982 | 400428
2016-11-26 17:00 | 0.52598 | 0.24334 | 398878
2016-11-26 18:00 | 0.48968 | 0.27604 | 394611
2016-11-26 19:00 | 0.46614 | 0.28139 | 390173
2016-11-26 20:00 | 0.45634 | 0.2661 | 387851
2016-11-26 21:00 | 0.44754 | 0.2471 | 393039
2016-11-26 22:00 | 0.36802 | 0.27944 | 407750
2016-11-26 23:00 | 0.15401 | 0.36775 | 422463
2016-11-27 | 0.0021298 | 0.45758 | 428188
2016-11-27 01:00 | 0 | 0.51509 | 427833
2016-11-27 02:00 | 0 | 0.5554 | 420951
2016-11-27 03:00 | 0 | 0.56885 | 409666
2016-11-27 04:00 | 0 | 0.57004 | 395489
2016-11-27 05:00 | 0 | 0.5569 | 380970
2016-11-27 06:00 | 0 | 0.53262 | 368714
2016-11-27 07:00 | 0 | 0.51194 | 360779
2016-11-27 08:00 | 0 | 0.49535 | 357817
2016-11-27 09:00 | 0 | 0.481 | 357740
2016-11-27 10:00 | 0 | 0.49657 | 362297
2016-11-27 11:00 | 0 | 0.53261 | 371445
2016-11-27 12:00 | 0 | 0.56333 | 383264
2016-11-27 13:00 | 0 | 0.58346 | 394819
2016-11-27 14:00 | 0.035921 | 0.57758 | 400599
2016-11-27 15:00 | 0.24958 | 0.59099 | 400939
2016-11-27 16:00 | 0.39952 | 0.60306 | 399311
2016-11-27 17:00 | 0.45151 | 0.63772 | 397982
2016-11-27 18:00 | 0.4475 | 0.67485 | 397282
2016-11-27 19:00 | 0.44125 | 0.70498 | 396576
2016-11-27 20:00 | 0.44049 | 0.72842 | 398083
2016-11-27 21:00 | 0.43384 | 0.76141 | 406538
2016-11-27 22:00 | 0.37243 | 0.81079 | 427369
2016-11-27 23:00 | 0.16594 | 0.85209 | 444427
2016-11-28 | 0.005972 | 0.86063 | 451693
2016-11-28 01:00 | 0 | 0.86156 | 450201
2016-11-28 02:00 | 0 | 0.86247 | 436097
2016-11-28 03:00 | 0 | 0.86837 | 420486
2016-11-28 04:00 | 0 | 0.87844 | 399764
2016-11-28 05:00 | 0 | 0.88867 | 383424
2016-11-28 06:00 | 0 | 0.89231 | 369420
2016-11-28 07:00 | 0 | 0.89313 | 362223
2016-11-28 08:00 | 0 | 0.88596 | 359618
2016-11-28 09:00 | 0 | 0.87818 | 361754
2016-11-28 10:00 | 0 | 0.87255 | 375602
2016-11-28 11:00 | 0 | 0.86657 | 406268
2016-11-28 12:00 | 0 | 0.85771 | 433750
2016-11-28 13:00 | 1.64e-06 | 0.85082 | 445747
2016-11-28 14:00 | 0.12211 | 0.75841 | 450896
2016-11-28 15:00 | 0.32252 | 0.68212 | 453009
2016-11-28 16:00 | 0.43992 | 0.7399 | 452270
2016-11-28 17:00 | 0.46279 | 0.79712 | 449944
2016-11-28 18:00 | 0.45789 | 0.80492 | 447330
2016-11-28 19:00 | 0.45144 | 0.80753 | 445643
2016-11-28 20:00 | 0.4538 | 0.79765 | 445537
2016-11-28 21:00 | 0.44493 | 0.78527 | 451033
2016-11-28 22:00 | 0.36771 | 0.80125 | 466339
2016-11-28 23:00 | 0.17167 | 0.82248 | 477026
2016-11-29 | 0.0057514 | 0.82804 | 480299
2016-11-29 01:00 | 0 | 0.83238 | 476024
2016-11-29 02:00 | 0 | 0.83226 | 460372
2016-11-29 03:00 | 0 | 0.83047 | 437418
2016-11-29 04:00 | 0 | 0.82832 | 411152
2016-11-29 05:00 | 0 | 0.82341 | 388395
2016-11-29 06:00 | 0 | 0.81067 | 370865
2016-11-29 07:00 | 0 | 0.79561 | 359202
2016-11-29 08:00 | 0 | 0.78704 | 353473
2016-11-29 09:00 | 0 | 0.78 | 354019
2016-11-29 10:00 | 0 | 0.77162 | 364087
2016-11-29 11:00 | 0 | 0.76743 | 392679
2016-11-29 12:00 | 0 | 0.76713 | 421206
2016-11-29 13:00 | 1.17e-06 | 0.76016 | 434752
2016-11-29 14:00 | 0.064637 | 0.61128 | 442692
2016-11-29 15:00 | 0.44369 | 0.5614 | 447076
2016-11-29 16:00 | 0.59592 | 0.65794 | 447270
2016-11-29 17:00 | 0.58334 | 0.66232 | 446183
2016-11-29 18:00 | 0.53401 | 0.6689 | 445690
2016-11-29 19:00 | 0.51469 | 0.68341 | 443770
2016-11-29 20:00 | 0.52267 | 0.69429 | 441815
2016-11-29 21:00 | 0.53711 | 0.69798 | 444535
2016-11-29 22:00 | 0.50151 | 0.71978 | 457321
2016-11-29 23:00 | 0.26146 | 0.78818 | 470093
2016-11-30 | 0.0054853 | 0.80524 | 475132
2016-11-30 01:00 | 0 | 0.79608 | 472057
2016-11-30 02:00 | 0 | 0.77829 | 457313
2016-11-30 03:00 | 0 | 0.75044 | 435628
2016-11-30 04:00 | 0 | 0.72647 | 410476
2016-11-30 05:00 | 0 | 0.70765 | 387059
2016-11-30 06:00 | 0 | 0.69154 | 369075
2016-11-30 07:00 | 0 | 0.67188 | 357559
2016-11-30 08:00 | 0 | 0.65433 | 351988
2016-11-30 09:00 | 0 | 0.6433 | 353346
2016-11-30 10:00 | 0 | 0.63063 | 365143
2016-11-30 11:00 | 0 | 0.62208 | 393457
2016-11-30 12:00 | 0 | 0.61172 | 421615
2016-11-30 13:00 | 6.54e-07 | 0.60021 | 435659
2016-11-30 14:00 | 0.079457 | 0.4887 | 444282
2016-11-30 15:00 | 0.51423 | 0.45855 | 448406
2016-11-30 16:00 | 0.60731 | 0.54408 | 449393
2016-11-30 17:00 | 0.59735 | 0.57301 | 447517
2016-11-30 18:00 | 0.56552 | 0.58707 | 445504
2016-11-30 19:00 | 0.55117 | 0.59047 | 444301
2016-11-30 20:00 | 0.56274 | 0.57976 | 442947
2016-11-30 21:00 | 0.58199 | 0.54561 | 446786
2016-11-30 22:00 | 0.50834 | 0.52033 | 459609
2016-11-30 23:00 | 0.2085 | 0.54398 | 471628
2016-12-01 | 0.0036948 | 0.53425 | 477172
2016-12-01 01:00 | 0 | 0.51084 | 475680
2016-12-01 02:00 | 0 | 0.49517 | 462867
2016-12-01 03:00 | 0 | 0.49652 | 441928
2016-12-01 04:00 | 0 | 0.50189 | 418210
2016-12-01 05:00 | 0 | 0.49543 | 396190
2016-12-01 06:00 | 0 | 0.47781 | 379482
2016-12-01 07:00 | 0 | 0.45 | 369828
2016-12-01 08:00 | 0 | 0.41916 | 366207
2016-12-01 09:00 | 0 | 0.39518 | 369381
2016-12-01 10:00 | 0 | 0.37678 | 382798
2016-12-01 11:00 | 0 | 0.35841 | 412850
2016-12-01 12:00 | 0 | 0.34052 | 442143
2016-12-01 13:00 | 3.68e-07 | 0.32454 | 454793
2016-12-01 14:00 | 0.075276 | 0.21397 | 458619
2016-12-01 15:00 | 0.38044 | 0.13045 | 458254
2016-12-01 16:00 | 0.51899 | 0.13692 | 454588
2016-12-01 17:00 | 0.54224 | 0.15019 | 449213
2016-12-01 18:00 | 0.52142 | 0.14664 | 445828
2016-12-01 19:00 | 0.50748 | 0.13943 | 443702
2016-12-01 20:00 | 0.51613 | 0.13196 | 441771
2016-12-01 21:00 | 0.51749 | 0.12192 | 445029
2016-12-01 22:00 | 0.45191 | 0.14686 | 460354
2016-12-01 23:00 | 0.20552 | 0.17404 | 476034
2016-12-02 | 0.0044039 | 0.2005 | 483265
2016-12-02 01:00 | 0 | 0.22091 | 484225
2016-12-02 02:00 | 0 | 0.2302 | 474133
2016-12-02 03:00 | 0 | 0.22875 | 454348
2016-12-02 04:00 | 0 | 0.22165 | 431309
2016-12-02 05:00 | 0 | 0.2116 | 410862
2016-12-02 06:00 | 0 | 0.19915 | 395520
2016-12-02 07:00 | 0 | 0.18933 | 386345
2016-12-02 08:00 | 0 | 0.18139 | 382964
2016-12-02 09:00 | 0 | 0.17482 | 385768
2016-12-02 10:00 | 0 | 0.17731 | 398872
2016-12-02 11:00 | 0 | 0.1835 | 430263
2016-12-02 12:00 | 0 | 0.18285 | 458440
2016-12-02 13:00 | 0 | 0.17333 | 468105
2016-12-02 14:00 | 0.023716 | 0.12772 | 468340
2016-12-02 15:00 | 0.27647 | 0.083993 | 463520
2016-12-02 16:00 | 0.45127 | 0.078079 | 456429
2016-12-02 17:00 | 0.49044 | 0.078895 | 449418
2016-12-02 18:00 | 0.46246 | 0.082008 | 445013
2016-12-02 19:00 | 0.44692 | 0.088946 | 441327
2016-12-02 20:00 | 0.44766 | 0.1035 | 439813
2016-12-02 21:00 | 0.43701 | 0.12084 | 444457
2016-12-02 22:00 | 0.37965 | 0.16818 | 458344
2016-12-02 23:00 | 0.20342 | 0.24082 | 471340
2016-12-03 | 0.0043175 | 0.2766 | 474735
2016-12-03 01:00 | 0 | 0.27678 | 473002
2016-12-03 02:00 | 0 | 0.27878 | 463743
2016-12-03 03:00 | 0 | 0.28163 | 447592
2016-12-03 04:00 | 0 | 0.28827 | 428138
2016-12-03 05:00 | 0 | 0.31022 | 409157
2016-12-03 06:00 | 0 | 0.34627 | 394654
2016-12-03 07:00 | 0 | 0.36598 | 384381
2016-12-03 08:00 | 0 | 0.37209 | 378927
2016-12-03 09:00 | 0 | 0.36603 | 377562
2016-12-03 10:00 | 0 | 0.35989 | 382297
2016-12-03 11:00 | 0 | 0.35486 | 391458
2016-12-03 12:00 | 0 | 0.35101 | 405403
2016-12-03 13:00 | 0 | 0.34618 | 420327
2016-12-03 14:00 | 0.010415 | 0.31962 | 431496
2016-12-03 15:00 | 0.3417 | 0.26155 | 436825
2016-12-03 16:00 | 0.5067 | 0.2622 | 436892
2016-12-03 17:00 | 0.53023 | 0.27953 | 433208
2016-12-03 18:00 | 0.50603 | 0.29538 | 428346
2016-12-03 19:00 | 0.4895 | 0.30512 | 425207
2016-12-03 20:00 | 0.5011 | 0.31072 | 424515
2016-12-03 21:00 | 0.52368 | 0.31031 | 429335
2016-12-03 22:00 | 0.48387 | 0.34397 | 445857
2016-12-03 23:00 | 0.22706 | 0.39629 | 456957
2016-12-04 | 0.0034572 | 0.41572 | 459226
2016-12-04 01:00 | 0 | 0.41466 | 457461
2016-12-04 02:00 | 0 | 0.40948 | 448462
2016-12-04 03:00 | 0 | 0.40924 | 434284
2016-12-04 04:00 | 0 | 0.41404 | 416817
2016-12-04 05:00 | 0 | 0.42155 | 399836
2016-12-04 06:00 | 0 | 0.42689 | 384940
2016-12-04 07:00 | 0 | 0.42916 | 373882
2016-12-04 08:00 | 0 | 0.43392 | 367585
2016-12-04 09:00 | 0 | 0.4481 | 365589
2016-12-04 10:00 | 0 | 0.46704 | 367383
2016-12-04 11:00 | 0 | 0.484 | 374978
2016-12-04 12:00 | 0 | 0.49218 | 385505
2016-12-04 13:00 | 0 | 0.48617 | 400585
2016-12-04 14:00 | 0.084526 | 0.4279 | 413990
2016-12-04 15:00 | 0.44933 | 0.28953 | 420910
2016-12-04 16:00 | 0.58094 | 0.22532 | 423653
2016-12-04 17:00 | 0.58468 | 0.23684 | 425473
2016-12-04 18:00 | 0.55484 | 0.26556 | 426290
2016-12-04 19:00 | 0.53626 | 0.27978 | 425797
2016-12-04 20:00 | 0.55151 | 0.27263 | 426201
2016-12-04 21:00 | 0.5771 | 0.26416 | 435167
2016-12-04 22:00 | 0.52969 | 0.30235 | 453288
2016-12-04 23:00 | 0.2165 | 0.36076 | 468054
2016-12-05 | 0.0021879 | 0.44793 | 474630
2016-12-05 01:00 | 0 | 0.51961 | 474565
2016-12-05 02:00 | 0 | 0.55978 | 462403
2016-12-05 03:00 | 0 | 0.57518 | 442384
2016-12-05 04:00 | 0 | 0.58157 | 420138
2016-12-05 05:00 | 0 | 0.58428 | 400445
2016-12-05 06:00 | 0 | 0.58401 | 385515
2016-12-05 07:00 | 0 | 0.58855 | 376224
2016-12-05 08:00 | 0 | 0.58883 | 372708
2016-12-05 09:00 | 0 | 0.57856 | 376676
2016-12-05 10:00 | 0 | 0.57008 | 390407
2016-12-05 11:00 | 0 | 0.56614 | 421183
2016-12-05 12:00 | 0 | 0.55934 | 451832
2016-12-05 13:00 | 0 | 0.55978 | 466587
2016-12-05 14:00 | 0.086458 | 0.51421 | 473979
2016-12-05 15:00 | 0.38223 | 0.43041 | 476630
2016-12-05 16:00 | 0.52056 | 0.49824 | 473521
2016-12-05 17:00 | 0.54372 | 0.59164 | 469196
2016-12-05 18:00 | 0.5247 | 0.63863 | 464977
2016-12-05 19:00 | 0.5189 | 0.66625 | 462140
2016-12-05 20:00 | 0.53984 | 0.67445 | 460300
2016-12-05 21:00 | 0.56598 | 0.66812 | 466385
2016-12-05 22:00 | 0.5027 | 0.6874 | 485100
2016-12-05 23:00 | 0.17557 | 0.74605 | 500221
2016-12-06 | 0.0021579 | 0.77482 | 505617
2016-12-06 01:00 | 0 | 0.77708 | 503684
2016-12-06 02:00 | 0 | 0.76156 | 489900
2016-12-06 03:00 | 0 | 0.7342 | 466299
2016-12-06 04:00 | 0 | 0.70473 | 439753
2016-12-06 05:00 | 0 | 0.69718 | 416325
2016-12-06 06:00 | 0 | 0.70201 | 398910
2016-12-06 07:00 | 0 | 0.7155 | 388642
2016-12-06 08:00 | 0 | 0.73226 | 383548
2016-12-06 09:00 | 0 | 0.74305 | 385909
2016-12-06 10:00 | 0 | 0.74738 | 399364
2016-12-06 11:00 | 0 | 0.74899 | 428384
2016-12-06 12:00 | 0 | 0.73473 | 457657
2016-12-06 13:00 | 0 | 0.70809 | 470719
2016-12-06 14:00 | 0.035758 | 0.64717 | 477873
2016-12-06 15:00 | 0.27608 | 0.66903 | 480748
2016-12-06 16:00 | 0.44022 | 0.65898 | 479528
2016-12-06 17:00 | 0.48498 | 0.6071 | 475564
2016-12-06 18:00 | 0.47262 | 0.56551 | 472105
2016-12-06 19:00 | 0.45722 | 0.54106 | 469315
2016-12-06 20:00 | 0.457 | 0.52495 | 468827
2016-12-06 21:00 | 0.45102 | 0.50983 | 474872
2016-12-06 22:00 | 0.38697 | 0.50096 | 489968
2016-12-06 23:00 | 0.17504 | 0.50976 | 503644
2016-12-07 | 0.0018476 | 0.52129 | 509312
2016-12-07 01:00 | 0 | 0.52843 | 507253
2016-12-07 02:00 | 0 | 0.53199 | 494187
2016-12-07 03:00 | 0 | 0.531 | 471487
2016-12-07 04:00 | 0 | 0.53239 | 447099
2016-12-07 05:00 | 0 | 0.53418 | 425025
2016-12-07 06:00 | 0 | 0.53461 | 407421
2016-12-07 07:00 | 0 | 0.53789 | 397029
2016-12-07 08:00 | 0 | 0.53696 | 393111
2016-12-07 09:00 | 0 | 0.53575 | 395627
2016-12-07 10:00 | 0 | 0.54079 | 408777
2016-12-07 11:00 | 0 | 0.54205 | 438605
2016-12-07 12:00 | 0 | 0.53809 | 468836
2016-12-07 13:00 | 0 | 0.53541 | 480119
2016-12-07 14:00 | 0.031302 | 0.51584 | 483620
2016-12-07 15:00 | 0.30724 | 0.50513 | 482502
2016-12-07 16:00 | 0.46479 | 0.5121 | 477539
2016-12-07 17:00 | 0.48823 | 0.51384 | 472931
2016-12-07 18:00 | 0.46727 | 0.52133 | 468546
2016-12-07 19:00 | 0.45193 | 0.53857 | 465826
2016-12-07 20:00 | 0.45534 | 0.56744 | 464802
2016-12-07 21:00 | 0.45193 | 0.59754 | 470564
2016-12-07 22:00 | 0.38759 | 0.62722 | 490794
2016-12-07 23:00 | 0.13248 | 0.64055 | 508905
2016-12-08 | 0.0016504 | 0.6377 | 515767
2016-12-08 01:00 | 0 | 0.63352 | 515797
2016-12-08 02:00 | 0 | 0.62273 | 504234
2016-12-08 03:00 | 0 | 0.60625 | 483118
2016-12-08 04:00 | 0 | 0.5889 | 458668
2016-12-08 05:00 | 0 | 0.57979 | 436373
2016-12-08 06:00 | 0 | 0.57567 | 420643
2016-12-08 07:00 | 0 | 0.56996 | 410867
2016-12-08 08:00 | 0 | 0.56088 | 406984
2016-12-08 09:00 | 0 | 0.54868 | 410688
2016-12-08 10:00 | 0 | 0.53491 | 425576
2016-12-08 11:00 | 0 | 0.51904 | 455738
2016-12-08 12:00 | 0 | 0.50178 | 486601
2016-12-08 13:00 | 0 | 0.47384 | 499919
2016-12-08 14:00 | 0.036084 | 0.46173 | 505890
2016-12-08 15:00 | 0.30616 | 0.4667 | 507576
2016-12-08 16:00 | 0.44646 | 0.41765 | 504190
2016-12-08 17:00 | 0.47666 | 0.36463 | 499818
2016-12-08 18:00 | 0.46338 | 0.3338 | 496188
2016-12-08 19:00 | 0.45269 | 0.31167 | 493982
2016-12-08 20:00 | 0.46036 | 0.29035 | 492492
2016-12-08 21:00 | 0.46604 | 0.26458 | 500117
2016-12-08 22:00 | 0.39582 | 0.23091 | 522102
2016-12-08 23:00 | 0.14761 | 0.22619 | 540306
2016-12-09 | 0.00090965 | 0.22761 | 548078
2016-12-09 01:00 | 0 | 0.21949 | 548669
2016-12-09 02:00 | 0 | 0.20393 | 537696
2016-12-09 03:00 | 0 | 0.19003 | 516390
2016-12-09 04:00 | 0 | 0.18574 | 492244
2016-12-09 05:00 | 0 | 0.1884 | 472568
2016-12-09 06:00 | 0 | 0.19501 | 457516
2016-12-09 07:00 | 0 | 0.1973 | 449077
2016-12-09 08:00 | 0 | 0.2012 | 446304
2016-12-09 09:00 | 0 | 0.19975 | 449959
2016-12-09 10:00 | 0 | 0.19276 | 463778
2016-12-09 11:00 | 0 | 0.18667 | 495626
2016-12-09 12:00 | 0 | 0.1805 | 525030
2016-12-09 13:00 | 0 | 0.17716 | 533803
2016-12-09 14:00 | 0.073628 | 0.17035 | 533344
2016-12-09 15:00 | 0.33224 | 0.18212 | 528271
2016-12-09 16:00 | 0.44521 | 0.1807 | 518734
2016-12-09 17:00 | 0.46512 | 0.17127 | 508481
2016-12-09 18:00 | 0.45832 | 0.16523 | 499720
2016-12-09 19:00 | 0.4632 | 0.15836 | 493059
2016-12-09 20:00 | 0.48301 | 0.14915 | 489983
2016-12-09 21:00 | 0.48875 | 0.13358 | 497648
2016-12-09 22:00 | 0.41794 | 0.13665 | 518119
2016-12-09 23:00 | 0.13844 | 0.2133 | 534333
2016-12-10 | 0.0016572 | 0.27827 | 539440
2016-12-10 01:00 | 0 | 0.30034 | 539358
2016-12-10 02:00 | 0 | 0.29871 | 531113
2016-12-10 03:00 | 0 | 0.28979 | 515810
2016-12-10 04:00 | 0 | 0.27821 | 495884
2016-12-10 05:00 | 0 | 0.26299 | 477552
2016-12-10 06:00 | 0 | 0.24804 | 463945
2016-12-10 07:00 | 0 | 0.2357 | 454895
2016-12-10 08:00 | 0 | 0.22819 | 449580
2016-12-10 09:00 | 0 | 0.22808 | 450270
2016-12-10 10:00 | 0 | 0.23373 | 455532
2016-12-10 11:00 | 0 | 0.24478 | 468218
2016-12-10 12:00 | 0 | 0.2597 | 483684
2016-12-10 13:00 | 0 | 0.27714 | 496268
2016-12-10 14:00 | 0.068245 | 0.25973 | 499445
2016-12-10 15:00 | 0.3221 | 0.26231 | 493783
2016-12-10 16:00 | 0.43409 | 0.3221 | 485209
2016-12-10 17:00 | 0.45711 | 0.3693 | 475911
2016-12-10 18:00 | 0.44789 | 0.41473 | 465551
2016-12-10 19:00 | 0.44334 | 0.44939 | 457626
2016-12-10 20:00 | 0.44848 | 0.47325 | 454752
2016-12-10 21:00 | 0.4531 | 0.49736 | 462525
2016-12-10 22:00 | 0.38322 | 0.54916 | 482787
2016-12-10 23:00 | 0.12822 | 0.60337 | 498996
2016-12-11 | 0.0015759 | 0.61427 | 506135
2016-12-11 01:00 | 0 | 0.60542 | 506369
2016-12-11 02:00 | 0 | 0.58958 | 498720
2016-12-11 03:00 | 0 | 0.56752 | 485255
2016-12-11 04:00 | 0 | 0.55007 | 468080
2016-12-11 05:00 | 0 | 0.53822 | 451964
2016-12-11 06:00 | 0 | 0.53197 | 438417
2016-12-11 07:00 | 0 | 0.52462 | 428411
2016-12-11 08:00 | 0 | 0.5215 | 422924
2016-12-11 09:00 | 0 | 0.50582 | 420773
2016-12-11 10:00 | 0 | 0.48206 | 423363
2016-12-11 11:00 | 0 | 0.46154 | 429902
2016-12-11 12:00 | 0 | 0.4478 | 438684
2016-12-11 13:00 | 0 | 0.4376 | 449833
2016-12-11 14:00 | 0.049626 | 0.4148 | 455639
2016-12-11 15:00 | 0.26146 | 0.38197 | 455897
2016-12-11 16:00 | 0.41766 | 0.40624 | 452539
2016-12-11 17:00 | 0.48759 | 0.43942 | 450280
2016-12-11 18:00 | 0.48338 | 0.46778 | 447019
2016-12-11 19:00 | 0.47259 | 0.49091 | 444274
2016-12-11 20:00 | 0.49349 | 0.49773 | 443363
2016-12-11 21:00 | 0.52767 | 0.48093 | 449731
2016-12-11 22:00 | 0.46355 | 0.45661 | 468778
2016-12-11 23:00 | 0.17172 | 0.4649 | 483949
2016-12-12 | 0.001935 | 0.44827 | 490456
2016-12-12 01:00 | 0 | 0.43232 | 490156
2016-12-12 02:00 | 0 | 0.42136 | 477727
2016-12-12 03:00 | 0 | 0.41285 | 458047
2016-12-12 04:00 | 0 | 0.39789 | 435517
2016-12-12 05:00 | 0 | 0.38182 | 413850
2016-12-12 06:00 | 0 | 0.37219 | 397790
2016-12-12 07:00 | 0 | 0.36289 | 388280
2016-12-12 08:00 | 0 | 0.36081 | 383816
2016-12-12 09:00 | 0 | 0.35374 | 386705
2016-12-12 10:00 | 0 | 0.34712 | 399214
2016-12-12 11:00 | 0 | 0.34327 | 428769
2016-12-12 12:00 | 0 | 0.33818 | 459733
2016-12-12 13:00 | 0 | 0.33465 | 474570
2016-12-12 14:00 | 0.077631 | 0.30513 | 481857
2016-12-12 15:00 | 0.30685 | 0.23626 | 485452
2016-12-12 16:00 | 0.46542 | 0.22115 | 483680
2016-12-12 17:00 | 0.51106 | 0.2825 | 479136
2016-12-12 18:00 | 0.49055 | 0.34181 | 474502
2016-12-12 19:00 | 0.47486 | 0.3706 | 469330
2016-12-12 20:00 | 0.48472 | 0.3801 | 465665
2016-12-12 21:00 | 0.4916 | 0.37379 | 471122
2016-12-12 22:00 | 0.4152 | 0.39711 | 489289
2016-12-12 23:00 | 0.12978 | 0.44643 | 506586
2016-12-13 | 0.00099876 | 0.47251 | 513426
2016-12-13 01:00 | 0 | 0.49353 | 512445
2016-12-13 02:00 | 0 | 0.50773 | 498922
2016-12-13 03:00 | 0 | 0.51291 | 477079
2016-12-13 04:00 | 0 | 0.51902 | 450772
2016-12-13 05:00 | 0 | 0.5228 | 428061
2016-12-13 06:00 | 0 | 0.52392 | 411296
2016-12-13 07:00 | 0 | 0.51696 | 400863
2016-12-13 08:00 | 0 | 0.5064 | 396104
2016-12-13 09:00 | 0 | 0.48999 | 398352
2016-12-13 10:00 | 0 | 0.47742 | 412311
2016-12-13 11:00 | 0 | 0.47191 | 439986
2016-12-13 12:00 | 0 | 0.46213 | 468628
2016-12-13 13:00 | 0 | 0.44846 | 480429
2016-12-13 14:00 | 0.079673 | 0.4334 | 485323
2016-12-13 15:00 | 0.36042 | 0.38239 | 488028
2016-12-13 16:00 | 0.50833 | 0.33076 | 485695
2016-12-13 17:00 | 0.53494 | 0.34645 | 482159
2016-12-13 18:00 | 0.50567 | 0.37945 | 479438
2016-12-13 19:00 | 0.48803 | 0.40256 | 478435
2016-12-13 20:00 | 0.50054 | 0.41754 | 478561
2016-12-13 21:00 | 0.5013 | 0.41498 | 484659
2016-12-13 22:00 | 0.42526 | 0.41143 | 501507
2016-12-13 23:00 | 0.15114 | 0.48402 | 516581
2016-12-14 | 0.0016147 | 0.53873 | 522850
2016-12-14 01:00 | 0 | 0.53782 | 520842
2016-12-14 02:00 | 0 | 0.52724 | 507901
2016-12-14 03:00 | 0 | 0.52285 | 486219
2016-12-14 04:00 | 0 | 0.51513 | 461112
2016-12-14 05:00 | 0 | 0.50034 | 437754
2016-12-14 06:00 | 0 | 0.48417 | 420383
2016-12-14 07:00 | 0 | 0.46386 | 409972
2016-12-14 08:00 | 0 | 0.44649 | 405901
2016-12-14 09:00 | 0 | 0.44195 | 408921
2016-12-14 10:00 | 0 | 0.44337 | 423189
2016-12-14 11:00 | 0 | 0.44976 | 453577
2016-12-14 12:00 | 0 | 0.46149 | 483151
2016-12-14 13:00 | 0 | 0.471 | 494539
2016-12-14 14:00 | 0.050178 | 0.4405 | 497724
2016-12-14 15:00 | 0.30541 | 0.42968 | 495918
2016-12-14 16:00 | 0.43688 | 0.45643 | 492643
2016-12-14 17:00 | 0.48326 | 0.4904 | 488018
2016-12-14 18:00 | 0.47631 | 0.50852 | 486077
2016-12-14 19:00 | 0.47066 | 0.51451 | 484267
2016-12-14 20:00 | 0.48909 | 0.51145 | 485080
2016-12-14 21:00 | 0.49696 | 0.49694 | 493089
2016-12-14 22:00 | 0.41569 | 0.46642 | 512913
2016-12-14 23:00 | 0.15361 | 0.50044 | 530545
2016-12-15 | 0.0014445 | 0.50222 | 537736
2016-12-15 01:00 | 0 | 0.46331 | 537977
2016-12-15 02:00 | 0 | 0.41726 | 527870
2016-12-15 03:00 | 0 | 0.36914 | 508040
2016-12-15 04:00 | 0 | 0.32824 | 483044
2016-12-15 05:00 | 0 | 0.29653 | 460192
2016-12-15 06:00 | 0 | 0.27065 | 444580
2016-12-15 07:00 | 0 | 0.24796 | 435415
2016-12-15 08:00 | 0 | 0.23681 | 432190
2016-12-15 09:00 | 0 | 0.22649 | 436254
2016-12-15 10:00 | 0 | 0.22034 | 453968
2016-12-15 11:00 | 0 | 0.22199 | 485955
2016-12-15 12:00 | 0 | 0.23195 | 516985
2016-12-15 13:00 | 0 | 0.24743 | 529454
2016-12-15 14:00 | 0.034955 | 0.25903 | 532001
2016-12-15 15:00 | 0.25423 | 0.29202 | 530640
2016-12-15 16:00 | 0.34154 | 0.32303 | 526810
2016-12-15 17:00 | 0.36673 | 0.34743 | 521762
2016-12-15 18:00 | 0.3677 | 0.36521 | 517951
2016-12-15 19:00 | 0.36505 | 0.37752 | 515590
2016-12-15 20:00 | 0.36175 | 0.388 | 515718
2016-12-15 21:00 | 0.34756 | 0.40479 | 525072
2016-12-15 22:00 | 0.27463 | 0.42351 | 547634
2016-12-15 23:00 | 0.062033 | 0.48096 | 565975
2016-12-16 | 2.05e-05 | 0.51121 | 573691
2016-12-16 01:00 | 0 | 0.50703 | 574150
2016-12-16 02:00 | 0 | 0.48695 | 563855
2016-12-16 03:00 | 0 | 0.45571 | 542728
2016-12-16 04:00 | 0 | 0.42819 | 516634
2016-12-16 05:00 | 0 | 0.40392 | 494644
2016-12-16 06:00 | 0 | 0.38671 | 478167
2016-12-16 07:00 | 0 | 0.38523 | 468952
2016-12-16 08:00 | 0 | 0.38356 | 464287
2016-12-16 09:00 | 0 | 0.38358 | 466808
2016-12-16 10:00 | 0 | 0.38356 | 480215
2016-12-16 11:00 | 0 | 0.3882 | 509127
2016-12-16 12:00 | 0 | 0.39719 | 536307
2016-12-16 13:00 | 0 | 0.40193 | 546053
2016-12-16 14:00 | 0.029469 | 0.39279 | 547755
2016-12-16 15:00 | 0.18219 | 0.38701 | 545038
2016-12-16 16:00 | 0.32189 | 0.38602 | 537828
2016-12-16 17:00 | 0.39512 | 0.3828 | 527938
2016-12-16 18:00 | 0.41821 | 0.38238 | 521278
2016-12-16 19:00 | 0.42422 | 0.39026 | 516221
2016-12-16 20:00 | 0.4459 | 0.41284 | 512984
2016-12-16 21:00 | 0.47377 | 0.44728 | 516347
2016-12-16 22:00 | 0.42474 | 0.48641 | 528963
2016-12-16 23:00 | 0.16511 | 0.51566 | 538562
2016-12-17 | 0.0017548 | 0.52954 | 538262
2016-12-17 01:00 | 0 | 0.54068 | 534022
2016-12-17 02:00 | 0 | 0.54696 | 521280
2016-12-17 03:00 | 0 | 0.55486 | 502161
2016-12-17 04:00 | 0 | 0.57883 | 478629
2016-12-17 05:00 | 0 | 0.60484 | 456200
2016-12-17 06:00 | 0 | 0.62756 | 438385
2016-12-17 07:00 | 0 | 0.65204 | 425874
2016-12-17 08:00 | 0 | 0.67187 | 418189
2016-12-17 09:00 | 0 | 0.68499 | 415645
2016-12-17 10:00 | 0 | 0.6892 | 418795
2016-12-17 11:00 | 0 | 0.69087 | 427947
2016-12-17 12:00 | 0 | 0.68811 | 441519
2016-12-17 13:00 | 0 | 0.6713 | 458175
2016-12-17 14:00 | 0.040671 | 0.66158 | 474077
2016-12-17 15:00 | 0.34483 | 0.62199 | 484504
2016-12-17 16:00 | 0.54866 | 0.58072 | 487476
2016-12-17 17:00 | 0.55772 | 0.57371 | 484404
2016-12-17 18:00 | 0.5312 | 0.59781 | 478451
2016-12-17 19:00 | 0.51826 | 0.63463 | 472354
2016-12-17 20:00 | 0.53331 | 0.67074 | 468144
2016-12-17 21:00 | 0.55544 | 0.68852 | 470744
2016-12-17 22:00 | 0.54205 | 0.67999 | 484005
2016-12-17 23:00 | 0.22549 | 0.65553 | 495374
2016-12-18 | 0.0018111 | 0.63064 | 499639
2016-12-18 01:00 | 0 | 0.60451 | 500069
2016-12-18 02:00 | 0 | 0.58374 | 491239
2016-12-18 03:00 | 0 | 0.57207 | 479320
2016-12-18 04:00 | 0 | 0.56082 | 461403
2016-12-18 05:00 | 0 | 0.54524 | 443249
2016-12-18 06:00 | 0 | 0.52749 | 427707
2016-12-18 07:00 | 0 | 0.51122 | 417417
2016-12-18 08:00 | 0 | 0.49654 | 412050
2016-12-18 09:00 | 0 | 0.47064 | 411510
2016-12-18 10:00 | 0 | 0.44009 | 415036
2016-12-18 11:00 | 0 | 0.41713 | 424423
2016-12-18 12:00 | 0 | 0.39853 | 438142
2016-12-18 13:00 | 0 | 0.39174 | 457346
2016-12-18 14:00 | 0.08574 | 0.38993 | 474790
2016-12-18 15:00 | 0.49042 | 0.34076 | 485275
2016-12-18 16:00 | 0.65036 | 0.27617 | 488225
2016-12-18 17:00 | 0.62786 | 0.27764 | 487242
2016-12-18 18:00 | 0.58885 | 0.29185 | 484137
2016-12-18 19:00 | 0.57185 | 0.29843 | 480659
2016-12-18 20:00 | 0.58722 | 0.30567 | 479543
2016-12-18 21:00 | 0.61569 | 0.30905 | 486497
2016-12-18 22:00 | 0.56998 | 0.3594 | 505481
2016-12-18 23:00 | 0.21815 | 0.44216 | 525851
2016-12-19 | 0.002806 | 0.51372 | 537426
2016-12-19 01:00 | 0 | 0.54668 | 542277
2016-12-19 02:00 | 0 | 0.55543 | 534931
2016-12-19 03:00 | 0 | 0.5645 | 519640
2016-12-19 04:00 | 0 | 0.57968 | 499938
2016-12-19 05:00 | 0 | 0.59477 | 481449
2016-12-19 06:00 | 0 | 0.60459 | 468614
2016-12-19 07:00 | 0 | 0.60922 | 461616
2016-12-19 08:00 | 0 | 0.60989 | 459526
2016-12-19 09:00 | 0 | 0.60255 | 463945
2016-12-19 10:00 | 0 | 0.59446 | 480074
2016-12-19 11:00 | 0 | 0.59125 | 510834
2016-12-19 12:00 | 0 | 0.58977 | 542300
2016-12-19 13:00 | 0 | 0.58928 | 559266
2016-12-19 14:00 | 0.034472 | 0.56355 | 565631
2016-12-19 15:00 | 0.43438 | 0.47045 | 563343
2016-12-19 16:00 | 0.59115 | 0.39615 | 555471
2016-12-19 17:00 | 0.58021 | 0.3972 | 545422
2016-12-19 18:00 | 0.55009 | 0.44331 | 536491
2016-12-19 19:00 | 0.53303 | 0.48065 | 528857
2016-12-19 20:00 | 0.54548 | 0.50786 | 525223
2016-12-19 21:00 | 0.5696 | 0.55828 | 529043
2016-12-19 22:00 | 0.50964 | 0.70921 | 548076
2016-12-19 23:00 | 0.22809 | 0.81683 | 567860
2016-12-20 | 0.0029418 | 0.85892 | 576875
2016-12-20 01:00 | 0 | 0.87688 | 577523
2016-12-20 02:00 | 0 | 0.88115 | 566272
2016-12-20 03:00 | 0 | 0.88767 | 545611
2016-12-20 04:00 | 0 | 0.89717 | 520703
2016-12-20 05:00 | 0 | 0.89965 | 498602
2016-12-20 06:00 | 0 | 0.89398 | 480938
2016-12-20 07:00 | 0 | 0.884 | 470824
2016-12-20 08:00 | 0 | 0.869 | 467099
2016-12-20 09:00 | 0 | 0.85397 | 470497
2016-12-20 10:00 | 0 | 0.84754 | 483373
2016-12-20 11:00 | 0 | 0.84386 | 509656
2016-12-20 12:00 | 0 | 0.82415 | 537310
2016-12-20 13:00 | 0 | 0.79622 | 547315
2016-12-20 14:00 | 0.037892 | 0.71372 | 545994
2016-12-20 15:00 | 0.43035 | 0.55863 | 537898
2016-12-20 16:00 | 0.5851 | 0.40151 | 525586
2016-12-20 17:00 | 0.58562 | 0.36268 | 511467
2016-12-20 18:00 | 0.54551 | 0.37676 | 499927
2016-12-20 19:00 | 0.52171 | 0.37875 | 491141
2016-12-20 20:00 | 0.53037 | 0.38089 | 486462
2016-12-20 21:00 | 0.53592 | 0.42794 | 490003
2016-12-20 22:00 | 0.45063 | 0.50718 | 509653
2016-12-20 23:00 | 0.1518 | 0.54771 | 529350
2016-12-21 | 0.0029824 | 0.59463 | 539075
2016-12-21 01:00 | 0 | 0.6364 | 541622
2016-12-21 02:00 | 0 | 0.6761 | 532200
2016-12-21 03:00 | 0 | 0.71479 | 513573
2016-12-21 04:00 | 0 | 0.73252 | 490567
2016-12-21 05:00 | 0 | 0.73452 | 468962
2016-12-21 06:00 | 0 | 0.7343 | 453796
2016-12-21 07:00 | 0 | 0.73454 | 445178
2016-12-21 08:00 | 0 | 0.73425 | 441880
2016-12-21 09:00 | 0 | 0.73834 | 444408
2016-12-21 10:00 | 0 | 0.74579 | 456626
2016-12-21 11:00 | 0 | 0.76246 | 483811
2016-12-21 12:00 | 0 | 0.7826 | 510286
2016-12-21 13:00 | 0 | 0.80063 | 520079
2016-12-21 14:00 | 0.034087 | 0.73504 | 517715
2016-12-21 15:00 | 0.17097 | 0.57903 | 509230
2016-12-21 16:00 | 0.30738 | 0.49612 | 497804
2016-12-21 17:00 | 0.36807 | 0.53692 | 485887
2016-12-21 18:00 | 0.38004 | 0.61254 | 475256
2016-12-21 19:00 | 0.3791 | 0.66402 | 467024
2016-12-21 20:00 | 0.38052 | 0.69069 | 464161
2016-12-21 21:00 | 0.36492 | 0.71917 | 469351
2016-12-21 22:00 | 0.30241 | 0.78256 | 486513
2016-12-21 23:00 | 0.10896 | 0.82479 | 502430
2016-12-22 | 0.0012124 | 0.83637 | 509163
2016-12-22 01:00 | 0 | 0.82779 | 509868
2016-12-22 02:00 | 0 | 0.81489 | 500571
2016-12-22 03:00 | 0 | 0.80652 | 482877
2016-12-22 04:00 | 0 | 0.78658 | 460330
2016-12-22 05:00 | 0 | 0.76152 | 440070
2016-12-22 06:00 | 0 | 0.74035 | 423190
2016-12-22 07:00 | 0 | 0.71191 | 411998
2016-12-22 08:00 | 0 | 0.68555 | 406434
2016-12-22 09:00 | 0 | 0.65724 | 407653
2016-12-22 10:00 | 0 | 0.62109 | 417723
2016-12-22 11:00 | 0 | 0.57785 | 441338
2016-12-22 12:00 | 0 | 0.53364 | 468480
2016-12-22 13:00 | 0 | 0.49787 | 481338
2016-12-22 14:00 | 0.018919 | 0.4309 | 484535
2016-12-22 15:00 | 0.091037 | 0.35842 | 482772
2016-12-22 16:00 | 0.22247 | 0.27019 | 476519
2016-12-22 17:00 | 0.30009 | 0.22943 | 467884
2016-12-22 18:00 | 0.33538 | 0.23819 | 460572
2016-12-22 19:00 | 0.34461 | 0.25639 | 455456
2016-12-22 20:00 | 0.34835 | 0.27997 | 454145
2016-12-22 21:00 | 0.3398 | 0.38178 | 459862
2016-12-22 22:00 | 0.28688 | 0.52788 | 475102
2016-12-22 23:00 | 0.13043 | 0.59947 | 489576
2016-12-23 | 0.0016122 | 0.62738 | 495798
2016-12-23 01:00 | 0 | 0.63333 | 497223
2016-12-23 02:00 | 0 | 0.62986 | 487588
2016-12-23 03:00 | 0 | 0.62675 | 472798
2016-12-23 04:00 | 0 | 0.62705 | 451296
2016-12-23 05:00 | 0 | 0.62692 | 429186
2016-12-23 06:00 | 0 | 0.62615 | 412910
2016-12-23 07:00 | 0 | 0.62134 | 401630
2016-12-23 08:00 | 0 | 0.6171 | 396314
2016-12-23 09:00 | 0 | 0.62294 | 397588
2016-12-23 10:00 | 0 | 0.63818 | 405943
2016-12-23 11:00 | 0 | 0.65648 | 424029
2016-12-23 12:00 | 0 | 0.67075 | 444616
2016-12-23 13:00 | 0 | 0.6697 | 458812
2016-12-23 14:00 | 0.019464 | 0.63157 | 465951
2016-12-23 15:00 | 0.2363 | 0.53461 | 466609
2016-12-23 16:00 | 0.36445 | 0.48939 | 463057
2016-12-23 17:00 | 0.42029 | 0.48697 | 457024
2016-12-23 18:00 | 0.42136 | 0.48154 | 451089
2016-12-23 19:00 | 0.42519 | 0.45183 | 446074
2016-12-23 20:00 | 0.43887 | 0.39245 | 443898
2016-12-23 21:00 | 0.44904 | 0.35112 | 449172
2016-12-23 22:00 | 0.3657 | 0.41582 | 463676
2016-12-23 23:00 | 0.11724 | 0.45572 | 474071
2016-12-24 | 0.00086813 | 0.46013 | 476015
2016-12-24 01:00 | 0 | 0.44129 | 472752
2016-12-24 02:00 | 0 | 0.40968 | 462869
2016-12-24 03:00 | 0 | 0.39241 | 446590
2016-12-24 04:00 | 0 | 0.37783 | 425537
2016-12-24 05:00 | 0 | 0.35993 | 404551
2016-12-24 06:00 | 0 | 0.3388 | 388257
2016-12-24 07:00 | 0 | 0.31799 | 375554
2016-12-24 08:00 | 0 | 0.30513 | 366969
2016-12-24 09:00 | 0 | 0.28924 | 363078
2016-12-24 10:00 | 0 | 0.28067 | 363251
2016-12-24 11:00 | 0 | 0.27563 | 369381
2016-12-24 12:00 | 0 | 0.27428 | 381480
2016-12-24 13:00 | 0 | 0.2834 | 398053
2016-12-24 14:00 | 0.033179 | 0.28864 | 415360
2016-12-24 15:00 | 0.32833 | 0.22943 | 428043
2016-12-24 16:00 | 0.44894 | 0.18798 | 433806
2016-12-24 17:00 | 0.47369 | 0.22227 | 433274
2016-12-24 18:00 | 0.46236 | 0.27503 | 428294
2016-12-24 19:00 | 0.4569 | 0.30938 | 423092
2016-12-24 20:00 | 0.46708 | 0.33916 | 419950
2016-12-24 21:00 | 0.47422 | 0.37689 | 420867
2016-12-24 22:00 | 0.39101 | 0.51925 | 429184
2016-12-24 23:00 | 0.11863 | 0.68853 | 434716
2016-12-25 | 0.0013198 | 0.74563 | 434106
2016-12-25 01:00 | 0 | 0.73086 | 431811
2016-12-25 02:00 | 0 | 0.67189 | 424473
2016-12-25 03:00 | 0 | 0.62163 | 414284
2016-12-25 04:00 | 0 | 0.59541 | 400191
2016-12-25 05:00 | 0 | 0.58242 | 383442
2016-12-25 06:00 | 0 | 0.58787 | 370192
2016-12-25 07:00 | 0 | 0.60199 | 360271
2016-12-25 08:00 | 0 | 0.6126 | 353271
2016-12-25 09:00 | 0 | 0.62226 | 350538
2016-12-25 10:00 | 0 | 0.6482 | 352300
2016-12-25 11:00 | 0 | 0.67752 | 358203
2016-12-25 12:00 | 0 | 0.70663 | 367970
2016-12-25 13:00 | 0 | 0.73766 | 382950
2016-12-25 14:00 | 0.033636 | 0.77113 | 396269
2016-12-25 15:00 | 0.29757 | 0.78498 | 403256
2016-12-25 16:00 | 0.46553 | 0.79523 | 405805
2016-12-25 17:00 | 0.50548 | 0.81045 | 404927
2016-12-25 18:00 | 0.49459 | 0.82808 | 400037
2016-12-25 19:00 | 0.48588 | 0.84999 | 394876
2016-12-25 20:00 | 0.50152 | 0.86734 | 390187
2016-12-25 21:00 | 0.52549 | 0.88805 | 389975
2016-12-25 22:00 | 0.47188 | 0.9048 | 398888
2016-12-25 23:00 | 0.1837 | 0.92466 | 408809
2016-12-26 | 0.0013995 | 0.92253 | 414867
2016-12-26 01:00 | 0 | 0.91107 | 418361
2016-12-26 02:00 | 0 | 0.88883 | 414284
2016-12-26 03:00 | 0 | 0.8814 | 404879
2016-12-26 04:00 | 0 | 0.87328 | 390156
2016-12-26 05:00 | 0 | 0.86757 | 375132
2016-12-26 06:00 | 0 | 0.86395 | 362658
2016-12-26 07:00 | 0 | 0.86203 | 353699
2016-12-26 08:00 | 0 | 0.85667 | 348608
2016-12-26 09:00 | 0 | 0.84155 | 347460
2016-12-26 10:00 | 0 | 0.83064 | 351425
2016-12-26 11:00 | 0 | 0.81583 | 360472
2016-12-26 12:00 | 0 | 0.80204 | 372219
2016-12-26 13:00 | 0 | 0.78995 | 386382
2016-12-26 14:00 | 0.037568 | 0.71759 | 402763
2016-12-26 15:00 | 0.44785 | 0.64497 | 415695
2016-12-26 16:00 | 0.61754 | 0.68585 | 423628
2016-12-26 17:00 | 0.60783 | 0.69351 | 425977
2016-12-26 18:00 | 0.56815 | 0.67925 | 424365
2016-12-26 19:00 | 0.55057 | 0.67451 | 421404
2016-12-26 20:00 | 0.56958 | 0.66289 | 419521
2016-12-26 21:00 | 0.59799 | 0.63181 | 423752
2016-12-26 22:00 | 0.51989 | 0.63488 | 436949
2016-12-26 23:00 | 0.18574 | 0.64107 | 451101
2016-12-27 | 0.0016102 | 0.64278 | 457182
2016-12-27 01:00 | 0 | 0.64502 | 456649
2016-12-27 02:00 | 0 | 0.64303 | 445529
2016-12-27 03:00 | 0 | 0.63856 | 428812
2016-12-27 04:00 | 0 | 0.63855 | 407088
2016-12-27 05:00 | 0 | 0.63862 | 386994
2016-12-27 06:00 | 0 | 0.63699 | 370840
2016-12-27 07:00 | 0 | 0.62298 | 360758
2016-12-27 08:00 | 0 | 0.5995 | 355649
2016-12-27 09:00 | 0 | 0.564 | 355194
2016-12-27 10:00 | 0 | 0.52854 | 363773
2016-12-27 11:00 | 0 | 0.50498 | 381884
2016-12-27 12:00 | 0 | 0.49361 | 404862
2016-12-27 13:00 | 0 | 0.49298 | 423598
2016-12-27 14:00 | 0.076485 | 0.45973 | 438131
2016-12-27 15:00 | 0.4282 | 0.34003 | 446838
2016-12-27 16:00 | 0.57818 | 0.24958 | 449707
2016-12-27 17:00 | 0.58181 | 0.24193 | 447435
2016-12-27 18:00 | 0.5438 | 0.27182 | 443791
2016-12-27 19:00 | 0.52405 | 0.2917 | 440307
2016-12-27 20:00 | 0.53867 | 0.31269 | 438806
2016-12-27 21:00 | 0.56243 | 0.38214 | 441567
2016-12-27 22:00 | 0.48888 | 0.50886 | 455269
2016-12-27 23:00 | 0.18982 | 0.61866 | 470265
2016-12-28 | 0.0027315 | 0.69105 | 475038
2016-12-28 01:00 | 0 | 0.74942 | 473497
2016-12-28 02:00 | 0 | 0.79499 | 462033
2016-12-28 03:00 | 0 | 0.83252 | 443776
2016-12-28 04:00 | 0 | 0.8639 | 422447
2016-12-28 05:00 | 0 | 0.87228 | 402556
2016-12-28 06:00 | 0 | 0.86302 | 387175
2016-12-28 07:00 | 0 | 0.84526 | 377738
2016-12-28 08:00 | 0 | 0.82933 | 373272
2016-12-28 09:00 | 0 | 0.81164 | 374497
2016-12-28 10:00 | 0 | 0.79934 | 384252
2016-12-28 11:00 | 0 | 0.79481 | 403077
2016-12-28 12:00 | 0 | 0.79305 | 427341
2016-12-28 13:00 | 0 | 0.799 | 443446
2016-12-28 14:00 | 0.032394 | 0.74703 | 452691
2016-12-28 15:00 | 0.33795 | 0.57599 | 456814
2016-12-28 16:00 | 0.52394 | 0.47493 | 456842
2016-12-28 17:00 | 0.54613 | 0.54654 | 453459
2016-12-28 18:00 | 0.51369 | 0.62825 | 449712
2016-12-28 19:00 | 0.49848 | 0.65336 | 446431
2016-12-28 20:00 | 0.51459 | 0.6624 | 444718
2016-12-28 21:00 | 0.53599 | 0.69437 | 448630
2016-12-28 22:00 | 0.46663 | 0.79235 | 463782
2016-12-28 23:00 | 0.19042 | 0.87426 | 477506
2016-12-29 | 0.0016683 | 0.91706 | 481095
2016-12-29 01:00 | 0 | 0.92816 | 479408
2016-12-29 02:00 | 0 | 0.9319 | 468166
2016-12-29 03:00 | 0 | 0.93426 | 448978
2016-12-29 04:00 | 0 | 0.93347 | 426749
2016-12-29 05:00 | 0 | 0.9235 | 407362
2016-12-29 06:00 | 0 | 0.91033 | 391950
2016-12-29 07:00 | 0 | 0.89451 | 380919
2016-12-29 08:00 | 0 | 0.87919 | 374964
2016-12-29 09:00 | 0 | 0.86798 | 375678
2016-12-29 10:00 | 0 | 0.85489 | 383293
2016-12-29 11:00 | 0 | 0.84381 | 400267
2016-12-29 12:00 | 0 | 0.83544 | 422823
2016-12-29 13:00 | 0 | 0.82554 | 439712
2016-12-29 14:00 | 0.053651 | 0.74334 | 451937
2016-12-29 15:00 | 0.35059 | 0.65793 | 458406
2016-12-29 16:00 | 0.5094 | 0.66335 | 459642
2016-12-29 17:00 | 0.52178 | 0.67686 | 457177
2016-12-29 18:00 | 0.49245 | 0.65697 | 453413
2016-12-29 19:00 | 0.47417 | 0.61991 | 448588
2016-12-29 20:00 | 0.47443 | 0.58244 | 445166
2016-12-29 21:00 | 0.491 | 0.53842 | 448553
2016-12-29 22:00 | 0.41173 | 0.55844 | 463901
2016-12-29 23:00 | 0.17009 | 0.58742 | 480596
2016-12-30 | 0.0016277 | 0.60732 | 486871
2016-12-30 01:00 | 0 | 0.61598 | 487082
2016-12-30 02:00 | 0 | 0.61955 | 476994
2016-12-30 03:00 | 0 | 0.63139 | 460130
2016-12-30 04:00 | 0 | 0.64122 | 439914
2016-12-30 05:00 | 0 | 0.64251 | 421903
2016-12-30 06:00 | 0 | 0.63847 | 407091
2016-12-30 07:00 | 0 | 0.63143 | 398686
2016-12-30 08:00 | 0 | 0.62491 | 394429
2016-12-30 09:00 | 0 | 0.6231 | 396327
2016-12-30 10:00 | 0 | 0.62508 | 405523
2016-12-30 11:00 | 0 | 0.63262 | 425145
2016-12-30 12:00 | 0 | 0.64758 | 447660
2016-12-30 13:00 | 0 | 0.66833 | 463447
2016-12-30 14:00 | 0.066719 | 0.61355 | 470223
2016-12-30 15:00 | 0.33992 | 0.49243 | 471272
2016-12-30 16:00 | 0.48141 | 0.49189 | 467833
2016-12-30 17:00 | 0.5036 | 0.58274 | 461282
2016-12-30 18:00 | 0.4784 | 0.63601 | 453356
2016-12-30 19:00 | 0.46424 | 0.67126 | 446082
2016-12-30 20:00 | 0.47219 | 0.68752 | 441690
2016-12-30 21:00 | 0.48048 | 0.73834 | 446474
2016-12-30 22:00 | 0.39249 | 0.78405 | 463624
2016-12-30 23:00 | 0.13147 | 0.81133 | 481092
2016-12-31 | 0.0013272 | 0.82084 | 487680
2016-12-31 01:00 | 0 | 0.81546 | 489425
2016-12-31 02:00 | 0 | 0.8063 | 481878
2016-12-31 03:00 | 0 | 0.8072 | 468220
2016-12-31 04:00 | 0 | 0.79934 | 450956
2016-12-31 05:00 | 0 | 0.79354 | 433000
2016-12-31 06:00 | 0 | 0.79506 | 420297
2016-12-31 07:00 | 0 | 0.79259 | 411686
2016-12-31 08:00 | 0 | 0.77895 | 406155
2016-12-31 09:00 | 0 | 0.75431 | 404289
2016-12-31 10:00 | 0 | 0.72933 | 407850
2016-12-31 11:00 | 0 | 0.70563 | 415139
2016-12-31 12:00 | 0 | 0.68337 | 426446
2016-12-31 13:00 | 0 | 0.65616 | 437460
2016-12-31 14:00 | 0.036427 | 0.55801 | 444140
2016-12-31 15:00 | 0.29475 | 0.49612 | 446688
2016-12-31 16:00 | 0.45444 | 0.45406 | 445791
2016-12-31 17:00 | 0.50867 | 0.40843 | 442001
2016-12-31 18:00 | 0.49731 | 0.39735 | 437484
2016-12-31 19:00 | 0.48732 | 0.39133 | 433876
2016-12-31 20:00 | 0.4976 | 0.38105 | 432009
2016-12-31 21:00 | 0.5139 | 0.37142 | 435982
2016-12-31 22:00 | 0.43958 | 0.41346 | 450070
2016-12-31 23:00 | 0.1567 | 0.48672 | 459604
2017-01-01 | 0.0017613 | 0.54371 | 460100

## case results
| objective [€] | system cost [€/h]
0 | 234347704268.3604 | 26678928.0816

## component results
| carrier | Capacity Factor | Capital Expenditure [€] | Curtailment [MWh] | Dispatch [MW] | Installed Capacity [MW] | Market Value [€/MWh] | Operational Expenditure [€] | Optimal Capacity [MW] | Revenue [€] | Supply [MW] | Withdrawal [MW]
Generator | geothermal |  | 0 | 0 | 0 | 0 |  | 0 | 0 | 0 | 0 | 0
| load shedding | 0.0001689 | 0 | 0 | 37434.2383 | 0 | 8771.9298 | 328370511.3377 | 25228.1702 | 328370511.3376 | 37434.2383 | 0
| natgas |  | 0 | 0 | 0 | 0 |  | 0 | 0 | 0 | 0 | 0
| natgas_wCCS |  | 0 | 0 | 0 | 0 |  | 0 | 0 | 0 | 0 | 0
| nuclear |  | 0 | 0 | 0 | 0 |  | 0 | 0 | 0 | 0 | 0
| onwind | 0.17264 | 103951912707.903 | 2286737272.4266 | 1469049091.9339 | 0 | 72.2614 | 2203573637.9009 | 968626.935 | 106155486345.7247 | 1469049091.9339 | 0
| solar-utility | 0.27531 | 51962740928.2199 | 17129473.4428 | 2534390979.8278 | 0 | 20.503 | 0 | 1047873.9502 | 51962740928.2433 | 2534390979.8278 | 0
Link | direct air capture |  | 0 |  | 0 | 0 |  | 0 | 0 | 0 | 0 | 0
| geothermal |  | 0 |  | 0 | 0 |  | 0 | 0 | 0 | 0 | 0
| gravity_aboveground_store | 0.7218 | 7196045990.7386 |  | -1.9878e-08 | 0 | -3.5938e+17 | 0 | 251998.3149 | 7196045990.748 | 1597932939.8052 | -1597932939.8052
| gravity_brick_store |  | 0 |  | 0 | 0 |  | 0 | 0 | 0 | 0 | 0
| gravity_underground_store | 0.87648 | 8181037271.9913 |  | 2.9235e-08 | 0 | 1.6732e+17 | 0 | 115725.7193 | 8181037271.9911 | 891076545.2313 | -891076545.2313
| highT_molten_salt_store |  | 0 |  | 0 | 0 |  | 0 | 0 | 0 | 0 | 0
| hydrogen_store |  | 0 |  | 0 | 0 |  | 0 | 0 | 0 | 0 | 0
| lead_acid_store |  | 0 |  | 0 | 0 |  | 0 | 0 | 0 | 0 | 0
| liquid_air_store |  | 0 |  | 0 | 0 |  | 0 | 0 | 0 | 0 | 0
| lithium_ion_lfp_store |  | 0 |  | 0 | 0 |  | 0 | 0 | 0 | 0 | 0
| lithium_ion_nmc_store |  | 0 |  | 0 | 0 |  | 0 | 0 | 0 | 0 | 0
| natgas |  | 0 |  | 0 | 0 |  | 0 | 0 | 0 | 0 | 0
| natgas_wCCS |  | 0 |  | 0 | 0 |  | 0 | 0 | 0 | 0 | 0
| ni_zn_store |  | 0 |  | 0 | 0 |  | 0 | 0 | 0 | 0 | 0
| redox_store |  | 0 |  | 0 | 0 |  | 0 | 0 | 0 | 0 | 0
| zn_br_flow_store |  | 0 |  | 0 | 0 |  | 0 | 0 | 0 | 0 | 0
| zn_br_nonflow_store |  | 0 |  | 0 | 0 |  | 0 | 0 | 0 | 0 | 0
Load | load |  |  |  | -4003477506 |  | -58.536 |  |  | 234347704268.3582 | 0 | -4003477506
StorageUnit | battery storage |  | 0 | 0 | 0 | 0 |  | 0 | 0 | 0 | 0 | 0
Store | co2 atmosphere |  | 0 |  | 0 | 0 |  | 0 | 0 | 0 | 0 | 0
| gravity_aboveground_store | 0.48789 | 26911251316.6919 |  | -1.9878e-08 | 0 | -1.344e+18 | 0 | 2882488.6048 | 26911251316.6854 | 798966469.9026 | -798966469.9026
| gravity_brick_store |  | 0 |  | 0 | 0 |  | 0 | 0 | 0 | 0 | 0
| gravity_underground_store | 0.39268 | 33612771903.6361 |  | 2.9235e-08 | 0 | 6.8746e+17 | 0 | 4574786.2921 | 33612771903.6282 | 445538272.6156 | -445538272.6156
| highT_molten_salt_store |  | 0 |  | 0 | 0 |  | 0 | 0 | 0 | 0 | 0
| hydrogen_store |  | 0 |  | 0 | 0 |  | 0 | 0 | 0 | 0 | 0
| lead_acid_store |  | 0 |  | 0 | 0 |  | 0 | 0 | 0 | 0 | 0
| liquid_air_store |  | 0 |  | 0 | 0 |  | 0 | 0 | 0 | 0 | 0
| lithium_ion_lfp_store |  | 0 |  | 0 | 0 |  | 0 | 0 | 0 | 0 | 0
| lithium_ion_nmc_store |  | 0 |  | 0 | 0 |  | 0 | 0 | 0 | 0 | 0
| load shifting backward |  | 0 |  | 0 | 0 |  | 0 | 0 | 0 | 0 | 0
| load shifting forward |  | 0 |  | 0 | 0 |  | 0 | 0 | 0 | 0 | 0
| ni_zn_store |  | 0 |  | 0 | 0 |  | 0 | 0 | 0 | 0 | 0
| redox_store |  | 0 |  | 0 | 0 |  | 0 | 0 | 0 | 0 | 0
| zn_br_flow_store |  | 0 |  | 0 | 0 |  | 0 | 0 | 0 | 0 | 0
| zn_br_nonflow_store |  | 0 |  | 0 | 0 |  | 0 | 0 | 0 | 0 | 0

## time results
snapshot | CCGT dispatch | CCGT % wCCS dispatch | geothermal dispatch | load shedding dispatch | nuclear dispatch | onwind dispatch | solar-utility dispatch | load load | battery storage charged | battery storage discharged | battery storage state of charge | Gravity-Brick-store state of charge | Gravity-Water-Aboveground-store state of charge | Gravity-Water-Underground-store state of charge | HighT-Molten-Salt-store state of charge | Lead-Acid-store state of charge | Liquid-Air-store state of charge | Lithium-Ion-LFP-store state of charge | Lithium-Ion-NMC-store state of charge | Ni-Zn-store state of charge | Vanadium-Redox-Flow-store state of charge | Zn-Br-Flow-store state of charge | Zn-Br-Nonflow-store state of charge | co2 atmosphere state of charge | hydrogen storage underground state of charge | load shifting backward state of charge | load shifting forward state of charge | CCGT % link dispatch | CCGT % link wCCS dispatch | Gravity-Brick-bicharger dispatch | Gravity-Water-Aboveground-bicharger dispatch | Gravity-Water-Underground-bicharger dispatch | HighT-Molten-Salt-charger dispatch | HighT-Molten-Salt-discharger dispatch | Lead-Acid-bicharger dispatch | Liquid-Air-charger dispatch | Liquid-Air-discharger dispatch | Lithium-Ion-LFP-bicharger dispatch | Lithium-Ion-NMC-bicharger dispatch | Ni-Zn-bicharger dispatch | Vanadium-Redox-Flow-bicharger dispatch | Zn-Br-Flow-bicharger dispatch | Zn-Br-Nonflow-bicharger dispatch | direct air capture dispatch | electrolysis dispatch | fuel cell dispatch | geothermal % link dispatch
2016-01-01 | 0 | 0 | 0 | 0 | 0 | 332731.912 | 1804.4924 | 470809 | 0 | 0 | 0 | 0 | 2630490.2899 | 1620953.6879 | 0 | 0 | 0 | 0 | 0 | 0 | 0 | 0 | 0 | 0 | 0 | 0 | 0 | 0 | 0 | 0 | -251998.3149 | 115725.7193 | 0 | 0 | 0 | 0 | 0 | 0 | 0 | 0 | 0 | 0 | 0 | 0 | 0 | 0 | 0
2016-01-01 01:00 | 0 | 0 | 0 | 0 | 0 | 544503.3214 | 0 | 462893 | 0 | 0 | 0 | 0 | 2827826.3306 | 1505227.9686 | 0 | 0 | 0 | 0 | 0 | 0 | 0 | 0 | 0 | 0 | 0 | 0 | 0 | 0 | 0 | 0 | 197336.0407 | -115725.7193 | 0 | 0 | 0 | 0 | 0 | 0 | 0 | 0 | 0 | 0 | 0 | 0 | 0 | 0 | 0
2016-01-01 02:00 | 0 | 0 | 0 | 0 | 0 | 316079.4044 | 0 | 452352 | 0 | 0 | 0 | 0 | 2575828.0157 | 1620953.6879 | 0 | 0 | 0 | 0 | 0 | 0 | 0 | 0 | 0 | 0 | 0 | 0 | 0 | 0 | 0 | 0 | -251998.3149 | 115725.7193 | 0 | 0 | 0 | 0 | 0 | 0 | 0 | 0 | 0 | 0 | 0 | 0 | 0 | 0 | 0
2016-01-01 03:00 | 0 | 0 | 0 | 0 | 0 | 553446.6191 | 0 | 438677 | 0 | 0 | 0 | 0 | 2806323.354 | 1505227.9686 | 0 | 0 | 0 | 0 | 0 | 0 | 0 | 0 | 0 | 0 | 0 | 0 | 0 | 0 | 0 | 0 | 230495.3384 | -115725.7193 | 0 | 0 | 0 | 0 | 0 | 0 | 0 | 0 | 0 | 0 | 0 | 0 | 0 | 0 | 0
2016-01-01 04:00 | 0 | 0 | 0 | 0 | 0 | 287022.4044 | 0 | 423295 | 0 | 0 | 0 | 0 | 2554325.0391 | 1620953.6879 | 0 | 0 | 0 | 0 | 0 | 0 | 0 | 0 | 0 | 0 | 0 | 0 | 0 | 0 | 0 | 0 | -251998.3149 | 115725.7193 | 0 | 0 | 0 | 0 | 0 | 0 | 0 | 0 | 0 | 0 | 0 | 0 | 0 | 0 | 0
2016-01-01 05:00 | 0 | 0 | 0 | 0 | 0 | 547251.5956 | 0 | 410979 | 0 | 0 | 0 | 0 | 2806323.354 | 1505227.9686 | 0 | 0 | 0 | 0 | 0 | 0 | 0 | 0 | 0 | 0 | 0 | 0 | 0 | 0 | 0 | 0 | 251998.3149 | -115725.7193 | 0 | 0 | 0 | 0 | 0 | 0 | 0 | 0 | 0 | 0 | 0 | 0 | 0 | 0 | 0
2016-01-01 06:00 | 0 | 0 | 0 | 0 | 0 | 592334.9701 | 0 | 400444 | 0 | 0 | 0 | 0 | 2882488.6048 | 1620953.6879 | 0 | 0 | 0 | 0 | 0 | 0 | 0 | 0 | 0 | 0 | 0 | 0 | 0 | 0 | 0 | 0 | 76165.2508 | 115725.7193 | 0 | 0 | 0 | 0 | 0 | 0 | 0 | 0 | 0 | 0 | 0 | 0 | 0 | 0 | 0
2016-01-01 07:00 | 0 | 0 | 0 | 0 | 0 | 506570.7193 | 0 | 390845 | 0 | 0 | 0 | 0 | 2882488.6048 | 1736679.4072 | 0 | 0 | 0 | 0 | 0 | 0 | 0 | 0 | 0 | 0 | 0 | 0 | 0 | 0 | 0 | 0 | 0 | 115725.7193 | 0 | 0 | 0 | 0 | 0 | 0 | 0 | 0 | 0 | 0 | 0 | 0 | 0 | 0 | 0
2016-01-01 08:00 | 0 | 0 | 0 | 0 | 0 | 16143.9658 | 0 | 383868 | 0 | 0 | 0 | 0 | 2630490.2899 | 1620953.6879 | 0 | 0 | 0 | 0 | 0 | 0 | 0 | 0 | 0 | 0 | 0 | 0 | 0 | 0 | 0 | 0 | -251998.3149 | -115725.7193 | 0 | 0 | 0 | 0 | 0 | 0 | 0 | 0 | 0 | 0 | 0 | 0 | 0 | 0 | 0
2016-01-01 09:00 | 0 | 0 | 0 | 0 | 0 | 624162.7104 | 0 | 382247 | 0 | 0 | 0 | 0 | 2882488.6048 | 1610871.0834 | 0 | 0 | 0 | 0 | 0 | 0 | 0 | 0 | 0 | 0 | 0 | 0 | 0 | 0 | 0 | 0 | 251998.3149 | -10082.6045 | 0 | 0 | 0 | 0 | 0 | 0 | 0 | 0 | 0 | 0 | 0 | 0 | 0 | 0 | 0
2016-01-01 10:00 | 0 | 0 | 0 | 0 | 0 | 249484.4044 | 0 | 385757 | 0 | 0 | 0 | 0 | 2630490.2899 | 1726596.8027 | 0 | 0 | 0 | 0 | 0 | 0 | 0 | 0 | 0 | 0 | 0 | 0 | 0 | 0 | 0 | 0 | -251998.3149 | 115725.7193 | 0 | 0 | 0 | 0 | 0 | 0 | 0 | 0 | 0 | 0 | 0 | 0 | 0 | 0 | 0
2016-01-01 11:00 | 0 | 0 | 0 | 0 | 0 | 254671.4044 | 0 | 390944 | 0 | 0 | 0 | 0 | 2378491.975 | 1842322.522 | 0 | 0 | 0 | 0 | 0 | 0 | 0 | 0 | 0 | 0 | 0 | 0 | 0 | 0 | 0 | 0 | -251998.3149 | 115725.7193 | 0 | 0 | 0 | 0 | 0 | 0 | 0 | 0 | 0 | 0 | 0 | 0 | 0 | 0 | 0
2016-01-01 12:00 | 0 | 0 | 0 | 0 | 0 | 30814.9658 | 0 | 398539 | 0 | 0 | 0 | 0 | 2126493.66 | 1726596.8027 | 0 | 0 | 0 | 0 | 0 | 0 | 0 | 0 | 0 | 0 | 0 | 0 | 0 | 0 | 0 | 0 | -251998.3149 | -115725.7193 | 0 | 0 | 0 | 0 | 0 | 0 | 0 | 0 | 0 | 0 | 0 | 0 | 0 | 0 | 0
2016-01-01 13:00 | 0 | 0 | 0 | 0 | 0 | 619975.22 | 0 | 407548 | 0 | 0 | 0 | 0 | 2223195.1607 | 1842322.522 | 0 | 0 | 0 | 0 | 0 | 0 | 0 | 0 | 0 | 0 | 0 | 0 | 0 | 0 | 0 | 0 | 96701.5007 | 115725.7193 | 0 | 0 | 0 | 0 | 0 | 0 | 0 | 0 | 0 | 0 | 0 | 0 | 0 | 0 | 0
2016-01-01 14:00 | 0 | 0 | 0 | 0 | 0 | 5383.3671 | 47181.5987 | 420289 | 0 | 0 | 0 | 0 | 1971196.8457 | 1726596.8027 | 0 | 0 | 0 | 0 | 0 | 0 | 0 | 0 | 0 | 0 | 0 | 0 | 0 | 0 | 0 | 0 | -251998.3149 | -115725.7193 | 0 | 0 | 0 | 0 | 0 | 0 | 0 | 0 | 0 | 0 | 0 | 0 | 0 | 0 | 0
2016-01-01 15:00 | 0 | 0 | 0 | 0 | 0 | 0 | 421880.0996 | 431770 | 0 | 0 | 0 | 0 | 2077032.6647 | 1610871.0834 | 0 | 0 | 0 | 0 | 0 | 0 | 0 | 0 | 0 | 0 | 0 | 0 | 0 | 0 | 0 | 0 | 105835.8189 | -115725.7193 | 0 | 0 | 0 | 0 | 0 | 0 | 0 | 0 | 0 | 0 | 0 | 0 | 0 | 0 | 0
2016-01-01 16:00 | 0 | 0 | 0 | 0 | 0 | 0 | 612262.8414 | 438480 | 0 | 0 | 0 | 0 | 2135089.7868 | 1726596.8027 | 0 | 0 | 0 | 0 | 0 | 0 | 0 | 0 | 0 | 0 | 0 | 0 | 0 | 0 | 0 | 0 | 58057.1221 | 115725.7193 | 0 | 0 | 0 | 0 | 0 | 0 | 0 | 0 | 0 | 0 | 0 | 0 | 0 | 0 | 0
2016-01-01 17:00 | 0 | 0 | 0 | 0 | 0 | 0 | 612796.7301 | 440338 | 0 | 0 | 0 | 0 | 2191822.7976 | 1842322.522 | 0 | 0 | 0 | 0 | 0 | 0 | 0 | 0 | 0 | 0 | 0 | 0 | 0 | 0 | 0 | 0 | 56733.0108 | 115725.7193 | 0 | 0 | 0 | 0 | 0 | 0 | 0 | 0 | 0 | 0 | 0 | 0 | 0 | 0 | 0
2016-01-01 18:00 | 0 | 0 | 0 | 0 | 0 | 231421.7169 | 574338.3174 | 438036 | 0 | 0 | 0 | 0 | 2443821.1125 | 1958048.2413 | 0 | 0 | 0 | 0 | 0 | 0 | 0 | 0 | 0 | 0 | 0 | 0 | 0 | 0 | 0 | 0 | 251998.3149 | 115725.7193 | 0 | 0 | 0 | 0 | 0 | 0 | 0 | 0 | 0 | 0 | 0 | 0 | 0 | 0 | 0
2016-01-01 19:00 | 0 | 0 | 0 | 0 | 0 | 240627.7629 | 559417.2713 | 432321 | 0 | 0 | 0 | 0 | 2695819.4275 | 2073773.9606 | 0 | 0 | 0 | 0 | 0 | 0 | 0 | 0 | 0 | 0 | 0 | 0 | 0 | 0 | 0 | 0 | 251998.3149 | 115725.7193 | 0 | 0 | 0 | 0 | 0 | 0 | 0 | 0 | 0 | 0 | 0 | 0 | 0 | 0 | 0
2016-01-01 20:00 | 0 | 0 | 0 | 0 | 0 | 0 | 579635.3694 | 428860 | 0 | 0 | 0 | 0 | 2730869.0776 | 2189499.6799 | 0 | 0 | 0 | 0 | 0 | 0 | 0 | 0 | 0 | 0 | 0 | 0 | 0 | 0 | 0 | 0 | 35049.6501 | 115725.7193 | 0 | 0 | 0 | 0 | 0 | 0 | 0 | 0 | 0 | 0 | 0 | 0 | 0 | 0 | 0
2016-01-01 21:00 | 0 | 0 | 0 | 0 | 0 | 0 | 612797.4196 | 430801 | 0 | 0 | 0 | 0 | 2797139.7779 | 2305225.3992 | 0 | 0 | 0 | 0 | 0 | 0 | 0 | 0 | 0 | 0 | 0 | 0 | 0 | 0 | 0 | 0 | 66270.7003 | 115725.7193 | 0 | 0 | 0 | 0 | 0 | 0 | 0 | 0 | 0 | 0 | 0 | 0 | 0 | 0 | 0
2016-01-01 22:00 | 0 | 0 | 0 | 0 | 0 | 0 | 561237.7553 | 445055 | 0 | 0 | 0 | 0 | 2797596.814 | 2420951.1185 | 0 | 0 | 0 | 0 | 0 | 0 | 0 | 0 | 0 | 0 | 0 | 0 | 0 | 0 | 0 | 0 | 457.036 | 115725.7193 | 0 | 0 | 0 | 0 | 0 | 0 | 0 | 0 | 0 | 0 | 0 | 0 | 0 | 0 | 0
2016-01-01 23:00 | 0 | 0 | 0 | 0 | 0 | 103607.0668 | 220290.3375 | 460170 | 0 | 0 | 0 | 0 | 2545598.499 | 2536676.8378 | 0 | 0 | 0 | 0 | 0 | 0 | 0 | 0 | 0 | 0 | 0 | 0 | 0 | 0 | 0 | 0 | -251998.3149 | 115725.7193 | 0 | 0 | 0 | 0 | 0 | 0 | 0 | 0 | 0 | 0 | 0 | 0 | 0 | 0 | 0
2016-01-02 | 0 | 0 | 0 | 0 | 0 | 601351.5326 | 2058.957 | 465935 | 0 | 0 | 0 | 0 | 2567348.2693 | 2652402.5571 | 0 | 0 | 0 | 0 | 0 | 0 | 0 | 0 | 0 | 0 | 0 | 0 | 0 | 0 | 0 | 0 | 21749.7703 | 115725.7193 | 0 | 0 | 0 | 0 | 0 | 0 | 0 | 0 | 0 | 0 | 0 | 0 | 0 | 0 | 0
2016-01-02 01:00 | 0 | 0 | 0 | 0 | 0 | 568834.681 | 0 | 465362 | 0 | 0 | 0 | 0 | 2555095.231 | 2768128.2764 | 0 | 0 | 0 | 0 | 0 | 0 | 0 | 0 | 0 | 0 | 0 | 0 | 0 | 0 | 0 | 0 | -12253.0383 | 115725.7193 | 0 | 0 | 0 | 0 | 0 | 0 | 0 | 0 | 0 | 0 | 0 | 0 | 0 | 0 | 0
2016-01-02 02:00 | 0 | 0 | 0 | 0 | 0 | 639751.7284 | 0 | 462094 | 0 | 0 | 0 | 0 | 2807093.5459 | 2693787.6898 | 0 | 0 | 0 | 0 | 0 | 0 | 0 | 0 | 0 | 0 | 0 | 0 | 0 | 0 | 0 | 0 | 251998.3149 | -74340.5865 | 0 | 0 | 0 | 0 | 0 | 0 | 0 | 0 | 0 | 0 | 0 | 0 | 0 | 0 | 0
2016-01-02 03:00 | 0 | 0 | 0 | 0 | 0 | 641700.7782 | 0 | 450580 | 0 | 0 | 0 | 0 | 2882488.6048 | 2809513.4091 | 0 | 0 | 0 | 0 | 0 | 0 | 0 | 0 | 0 | 0 | 0 | 0 | 0 | 0 | 0 | 0 | 75395.0589 | 115725.7193 | 0 | 0 | 0 | 0 | 0 | 0 | 0 | 0 | 0 | 0 | 0 | 0 | 0 | 0 | 0
2016-01-02 04:00 | 0 | 0 | 0 | 0 | 0 | 67206.9658 | 0 | 434931 | 0 | 0 | 0 | 0 | 2630490.2899 | 2693787.6898 | 0 | 0 | 0 | 0 | 0 | 0 | 0 | 0 | 0 | 0 | 0 | 0 | 0 | 0 | 0 | 0 | -251998.3149 | -115725.7193 | 0 | 0 | 0 | 0 | 0 | 0 | 0 | 0 | 0 | 0 | 0 | 0 | 0 | 0 | 0
2016-01-02 05:00 | 0 | 0 | 0 | 0 | 0 | 617797.1606 | 0 | 417915 | 0 | 0 | 0 | 0 | 2714646.7312 | 2809513.4091 | 0 | 0 | 0 | 0 | 0 | 0 | 0 | 0 | 0 | 0 | 0 | 0 | 0 | 0 | 0 | 0 | 84156.4413 | 115725.7193 | 0 | 0 | 0 | 0 | 0 | 0 | 0 | 0 | 0 | 0 | 0 | 0 | 0 | 0 | 0
2016-01-02 06:00 | 0 | 0 | 0 | 0 | 0 | 270353.4044 | 0 | 406626 | 0 | 0 | 0 | 0 | 2462648.4163 | 2925239.1284 | 0 | 0 | 0 | 0 | 0 | 0 | 0 | 0 | 0 | 0 | 0 | 0 | 0 | 0 | 0 | 0 | -251998.3149 | 115725.7193 | 0 | 0 | 0 | 0 | 0 | 0 | 0 | 0 | 0 | 0 | 0 | 0 | 0 | 0 | 0
2016-01-02 07:00 | 0 | 0 | 0 | 0 | 0 | 577576.8673 | 0 | 397512 | 0 | 0 | 0 | 0 | 2714646.7312 | 2853305.6808 | 0 | 0 | 0 | 0 | 0 | 0 | 0 | 0 | 0 | 0 | 0 | 0 | 0 | 0 | 0 | 0 | 251998.3149 | -71933.4477 | 0 | 0 | 0 | 0 | 0 | 0 | 0 | 0 | 0 | 0 | 0 | 0 | 0 | 0 | 0
2016-01-02 08:00 | 0 | 0 | 0 | 0 | 0 | 25231.9658 | 0 | 392956 | 0 | 0 | 0 | 0 | 2462648.4163 | 2737579.9615 | 0 | 0 | 0 | 0 | 0 | 0 | 0 | 0 | 0 | 0 | 0 | 0 | 0 | 0 | 0 | 0 | -251998.3149 | -115725.7193 | 0 | 0 | 0 | 0 | 0 | 0 | 0 | 0 | 0 | 0 | 0 | 0 | 0 | 0 | 0
2016-01-02 09:00 | 0 | 0 | 0 | 0 | 0 | 551701.9069 | 0 | 392210 | 0 | 0 | 0 | 0 | 2506414.6039 | 2853305.6808 | 0 | 0 | 0 | 0 | 0 | 0 | 0 | 0 | 0 | 0 | 0 | 0 | 0 | 0 | 0 | 0 | 43766.1876 | 115725.7193 | 0 | 0 | 0 | 0 | 0 | 0 | 0 | 0 | 0 | 0 | 0 | 0 | 0 | 0 | 0
2016-01-02 10:00 | 0 | 0 | 0 | 0 | 0 | 28867.9658 | 0 | 396592 | 0 | 0 | 0 | 0 | 2254416.2889 | 2737579.9615 | 0 | 0 | 0 | 0 | 0 | 0 | 0 | 0 | 0 | 0 | 0 | 0 | 0 | 0 | 0 | 0 | -251998.3149 | -115725.7193 | 0 | 0 | 0 | 0 | 0 | 0 | 0 | 0 | 0 | 0 | 0 | 0 | 0 | 0 | 0
2016-01-02 11:00 | 0 | 0 | 0 | 0 | 0 | 539180.3319 | 0 | 406767 | 0 | 0 | 0 | 0 | 2271103.9015 | 2853305.6808 | 0 | 0 | 0 | 0 | 0 | 0 | 0 | 0 | 0 | 0 | 0 | 0 | 0 | 0 | 0 | 0 | 16687.6126 | 115725.7193 | 0 | 0 | 0 | 0 | 0 | 0 | 0 | 0 | 0 | 0 | 0 | 0 | 0 | 0 | 0
2016-01-02 12:00 | 0 | 0 | 0 | 0 | 0 | 532097.1738 | 0 | 420668 | 0 | 0 | 0 | 0 | 2266807.356 | 2969031.4001 | 0 | 0 | 0 | 0 | 0 | 0 | 0 | 0 | 0 | 0 | 0 | 0 | 0 | 0 | 0 | 0 | -4296.5455 | 115725.7193 | 0 | 0 | 0 | 0 | 0 | 0 | 0 | 0 | 0 | 0 | 0 | 0 | 0 | 0 | 0
2016-01-02 13:00 | 0 | 0 | 0 | 0 | 0 | 529683.5163 | 0 | 434757 | 0 | 0 | 0 | 0 | 2246008.153 | 3084757.1193 | 0 | 0 | 0 | 0 | 0 | 0 | 0 | 0 | 0 | 0 | 0 | 0 | 0 | 0 | 0 | 0 | -20799.203 | 115725.7193 | 0 | 0 | 0 | 0 | 0 | 0 | 0 | 0 | 0 | 0 | 0 | 0 | 0 | 0 | 0
2016-01-02 14:00 | 0 | 0 | 0 | 0 | 0 | 485501.1058 | 68294.687 | 445046 | 0 | 0 | 0 | 0 | 2239032.2265 | 3200482.8386 | 0 | 0 | 0 | 0 | 0 | 0 | 0 | 0 | 0 | 0 | 0 | 0 | 0 | 0 | 0 | 0 | -6975.9265 | 115725.7193 | 0 | 0 | 0 | 0 | 0 | 0 | 0 | 0 | 0 | 0 | 0 | 0 | 0 | 0 | 0
2016-01-02 15:00 | 0 | 0 | 0 | 0 | 0 | 0 | 331841.4225 | 450093 | 0 | 0 | 0 | 0 | 2005054.9297 | 3316208.5579 | 0 | 0 | 0 | 0 | 0 | 0 | 0 | 0 | 0 | 0 | 0 | 0 | 0 | 0 | 0 | 0 | -233977.2968 | 115725.7193 | 0 | 0 | 0 | 0 | 0 | 0 | 0 | 0 | 0 | 0 | 0 | 0 | 0 | 0 | 0
2016-01-02 16:00 | 0 | 0 | 0 | 0 | 0 | 0 | 487674.5751 | 448776 | 0 | 0 | 0 | 0 | 1928227.7855 | 3431934.2772 | 0 | 0 | 0 | 0 | 0 | 0 | 0 | 0 | 0 | 0 | 0 | 0 | 0 | 0 | 0 | 0 | -76827.1442 | 115725.7193 | 0 | 0 | 0 | 0 | 0 | 0 | 0 | 0 | 0 | 0 | 0 | 0 | 0 | 0 | 0
2016-01-02 17:00 | 0 | 0 | 0 | 0 | 0 | 212311.8297 | 528951.382 | 443349 | 0 | 0 | 0 | 0 | 2110416.2779 | 3547659.9965 | 0 | 0 | 0 | 0 | 0 | 0 | 0 | 0 | 0 | 0 | 0 | 0 | 0 | 0 | 0 | 0 | 182188.4925 | 115725.7193 | 0 | 0 | 0 | 0 | 0 | 0 | 0 | 0 | 0 | 0 | 0 | 0 | 0 | 0 | 0
2016-01-02 18:00 | 0 | 0 | 0 | 0 | 0 | 271839.3743 | 520165.6547 | 435148 | 0 | 0 | 0 | 0 | 2351547.5877 | 3663385.7158 | 0 | 0 | 0 | 0 | 0 | 0 | 0 | 0 | 0 | 0 | 0 | 0 | 0 | 0 | 0 | 0 | 241131.3098 | 115725.7193 | 0 | 0 | 0 | 0 | 0 | 0 | 0 | 0 | 0 | 0 | 0 | 0 | 0 | 0 | 0
2016-01-02 19:00 | 0 | 0 | 0 | 0 | 0 | 286908.1026 | 507944.9317 | 427129 | 0 | 0 | 0 | 0 | 2603545.9027 | 3779111.4351 | 0 | 0 | 0 | 0 | 0 | 0 | 0 | 0 | 0 | 0 | 0 | 0 | 0 | 0 | 0 | 0 | 251998.3149 | 115725.7193 | 0 | 0 | 0 | 0 | 0 | 0 | 0 | 0 | 0 | 0 | 0 | 0 | 0 | 0 | 0
2016-01-02 20:00 | 0 | 0 | 0 | 0 | 0 | 0 | 517497.8431 | 420682 | 0 | 0 | 0 | 0 | 2772281.0239 | 3707192.157 | 0 | 0 | 0 | 0 | 0 | 0 | 0 | 0 | 0 | 0 | 0 | 0 | 0 | 0 | 0 | 0 | 168735.1212 | -71919.2781 | 0 | 0 | 0 | 0 | 0 | 0 | 0 | 0 | 0 | 0 | 0 | 0 | 0 | 0 | 0
2016-01-02 21:00 | 0 | 0 | 0 | 0 | 0 | 0 | 522484.5977 | 423696 | 0 | 0 | 0 | 0 | 2755343.9023 | 3822917.8763 | 0 | 0 | 0 | 0 | 0 | 0 | 0 | 0 | 0 | 0 | 0 | 0 | 0 | 0 | 0 | 0 | -16937.1216 | 115725.7193 | 0 | 0 | 0 | 0 | 0 | 0 | 0 | 0 | 0 | 0 | 0 | 0 | 0 | 0 | 0
2016-01-02 22:00 | 0 | 0 | 0 | 0 | 0 | 0 | 432370.1069 | 441498 | 0 | 0 | 0 | 0 | 2630490.2899 | 3938643.5956 | 0 | 0 | 0 | 0 | 0 | 0 | 0 | 0 | 0 | 0 | 0 | 0 | 0 | 0 | 0 | 0 | -124853.6124 | 115725.7193 | 0 | 0 | 0 | 0 | 0 | 0 | 0 | 0 | 0 | 0 | 0 | 0 | 0 | 0 | 0
2016-01-02 23:00 | 0 | 0 | 0 | 0 | 0 | 463382.4933 | 155849.0446 | 461592 | 0 | 0 | 0 | 0 | 2882488.6048 | 3844284.8186 | 0 | 0 | 0 | 0 | 0 | 0 | 0 | 0 | 0 | 0 | 0 | 0 | 0 | 0 | 0 | 0 | 251998.3149 | -94358.7771 | 0 | 0 | 0 | 0 | 0 | 0 | 0 | 0 | 0 | 0 | 0 | 0 | 0 | 0 | 0
2016-01-03 | 0 | 0 | 0 | 0 | 0 | 501381.1303 | 2042.8334 | 469345 | 0 | 0 | 0 | 0 | 2882488.6048 | 3878363.7823 | 0 | 0 | 0 | 0 | 0 | 0 | 0 | 0 | 0 | 0 | 0 | 0 | 0 | 0 | 0 | 0 | 0 | 34078.9637 | 0 | 0 | 0 | 0 | 0 | 0 | 0 | 0 | 0 | 0 | 0 | 0 | 0 | 0 | 0
2016-01-03 01:00 | 0 | 0 | 0 | 0 | 0 | 334074.4044 | 0 | 470347 | 0 | 0 | 0 | 0 | 2630490.2899 | 3994089.5016 | 0 | 0 | 0 | 0 | 0 | 0 | 0 | 0 | 0 | 0 | 0 | 0 | 0 | 0 | 0 | 0 | -251998.3149 | 115725.7193 | 0 | 0 | 0 | 0 | 0 | 0 | 0 | 0 | 0 | 0 | 0 | 0 | 0 | 0 | 0
2016-01-03 02:00 | 0 | 0 | 0 | 0 | 0 | 542655.9745 | 0 | 467310 | 0 | 0 | 0 | 0 | 2590110.5451 | 4109815.2209 | 0 | 0 | 0 | 0 | 0 | 0 | 0 | 0 | 0 | 0 | 0 | 0 | 0 | 0 | 0 | 0 | -40379.7447 | 115725.7193 | 0 | 0 | 0 | 0 | 0 | 0 | 0 | 0 | 0 | 0 | 0 | 0 | 0 | 0 | 0
2016-01-03 03:00 | 0 | 0 | 0 | 0 | 0 | 558114.5921 | 0 | 456030 | 0 | 0 | 0 | 0 | 2807920.8565 | 3994089.5016 | 0 | 0 | 0 | 0 | 0 | 0 | 0 | 0 | 0 | 0 | 0 | 0 | 0 | 0 | 0 | 0 | 217810.3114 | -115725.7193 | 0 | 0 | 0 | 0 | 0 | 0 | 0 | 0 | 0 | 0 | 0 | 0 | 0 | 0 | 0
2016-01-03 04:00 | 0 | 0 | 0 | 0 | 0 | 568147.9456 | 0 | 441559 | 0 | 0 | 0 | 0 | 2818784.0829 | 4109815.2209 | 0 | 0 | 0 | 0 | 0 | 0 | 0 | 0 | 0 | 0 | 0 | 0 | 0 | 0 | 0 | 0 | 10863.2263 | 115725.7193 | 0 | 0 | 0 | 0 | 0 | 0 | 0 | 0 | 0 | 0 | 0 | 0 | 0 | 0 | 0
2016-01-03 05:00 | 0 | 0 | 0 | 0 | 0 | 59442.9658 | 0 | 427167 | 0 | 0 | 0 | 0 | 2566785.7679 | 3994089.5016 | 0 | 0 | 0 | 0 | 0 | 0 | 0 | 0 | 0 | 0 | 0 | 0 | 0 | 0 | 0 | 0 | -251998.3149 | -115725.7193 | 0 | 0 | 0 | 0 | 0 | 0 | 0 | 0 | 0 | 0 | 0 | 0 | 0 | 0 | 0
2016-01-03 06:00 | 0 | 0 | 0 | 0 | 0 | 277561.4044 | 0 | 413834 | 0 | 0 | 0 | 0 | 2314787.453 | 4109815.2209 | 0 | 0 | 0 | 0 | 0 | 0 | 0 | 0 | 0 | 0 | 0 | 0 | 0 | 0 | 0 | 0 | -251998.3149 | 115725.7193 | 0 | 0 | 0 | 0 | 0 | 0 | 0 | 0 | 0 | 0 | 0 | 0 | 0 | 0 | 0
2016-01-03 07:00 | 0 | 0 | 0 | 0 | 0 | 556187.4352 | 0 | 404865 | 0 | 0 | 0 | 0 | 2350384.1689 | 4225540.9402 | 0 | 0 | 0 | 0 | 0 | 0 | 0 | 0 | 0 | 0 | 0 | 0 | 0 | 0 | 0 | 0 | 35596.7159 | 115725.7193 | 0 | 0 | 0 | 0 | 0 | 0 | 0 | 0 | 0 | 0 | 0 | 0 | 0 | 0 | 0
2016-01-03 08:00 | 0 | 0 | 0 | 0 | 0 | 535352.9062 | 0 | 399699 | 0 | 0 | 0 | 0 | 2370312.3558 | 4341266.6595 | 0 | 0 | 0 | 0 | 0 | 0 | 0 | 0 | 0 | 0 | 0 | 0 | 0 | 0 | 0 | 0 | 19928.1869 | 115725.7193 | 0 | 0 | 0 | 0 | 0 | 0 | 0 | 0 | 0 | 0 | 0 | 0 | 0 | 0 | 0
2016-01-03 09:00 | 0 | 0 | 0 | 0 | 0 | 512574.2054 | 0 | 398110 | 0 | 0 | 0 | 0 | 2600502.2805 | 4225540.9402 | 0 | 0 | 0 | 0 | 0 | 0 | 0 | 0 | 0 | 0 | 0 | 0 | 0 | 0 | 0 | 0 | 230189.9247 | -115725.7193 | 0 | 0 | 0 | 0 | 0 | 0 | 0 | 0 | 0 | 0 | 0 | 0 | 0 | 0 | 0
2016-01-03 10:00 | 0 | 0 | 0 | 0 | 0 | 264561.4044 | 0 | 400834 | 0 | 0 | 0 | 0 | 2348503.9655 | 4341266.6595 | 0 | 0 | 0 | 0 | 0 | 0 | 0 | 0 | 0 | 0 | 0 | 0 | 0 | 0 | 0 | 0 | -251998.3149 | 115725.7193 | 0 | 0 | 0 | 0 | 0 | 0 | 0 | 0 | 0 | 0 | 0 | 0 | 0 | 0 | 0
2016-01-03 11:00 | 0 | 0 | 0 | 0 | 0 | 445561.1661 | 0 | 408834 | 0 | 0 | 0 | 0 | 2269505.4123 | 4456992.3788 | 0 | 0 | 0 | 0 | 0 | 0 | 0 | 0 | 0 | 0 | 0 | 0 | 0 | 0 | 0 | 0 | -78998.5532 | 115725.7193 | 0 | 0 | 0 | 0 | 0 | 0 | 0 | 0 | 0 | 0 | 0 | 0 | 0 | 0 | 0
2016-01-03 12:00 | 0 | 0 | 0 | 0 | 0 | 412230.2551 | 0 | 420449 | 0 | 0 | 0 | 0 | 2145560.9481 | 4572718.0981 | 0 | 0 | 0 | 0 | 0 | 0 | 0 | 0 | 0 | 0 | 0 | 0 | 0 | 0 | 0 | 0 | -123944.4642 | 115725.7193 | 0 | 0 | 0 | 0 | 0 | 0 | 0 | 0 | 0 | 0 | 0 | 0 | 0 | 0 | 0
2016-01-03 13:00 | 0 | 0 | 0 | 0 | 0 | 387845.0788 | 0 | 433181 | 0 | 0 | 0 | 0 | 2215950.7461 | 4456992.3788 | 0 | 0 | 0 | 0 | 0 | 0 | 0 | 0 | 0 | 0 | 0 | 0 | 0 | 0 | 0 | 0 | 70389.7981 | -115725.7193 | 0 | 0 | 0 | 0 | 0 | 0 | 0 | 0 | 0 | 0 | 0 | 0 | 0 | 0 | 0
2016-01-03 14:00 | 0 | 0 | 0 | 0 | 0 | 309801.6753 | 41560.1343 | 440085 | 0 | 0 | 0 | 0 | 2011501.8364 | 4572718.0981 | 0 | 0 | 0 | 0 | 0 | 0 | 0 | 0 | 0 | 0 | 0 | 0 | 0 | 0 | 0 | 0 | -204448.9098 | 115725.7193 | 0 | 0 | 0 | 0 | 0 | 0 | 0 | 0 | 0 | 0 | 0 | 0 | 0 | 0 | 0
2016-01-03 15:00 | 0 | 0 | 0 | 0 | 0 | 174413.5735 | 391361.0265 | 439806 | 0 | 0 | 0 | 0 | 2253196.1556 | 4456992.3788 | 0 | 0 | 0 | 0 | 0 | 0 | 0 | 0 | 0 | 0 | 0 | 0 | 0 | 0 | 0 | 0 | 241694.3193 | -115725.7193 | 0 | 0 | 0 | 0 | 0 | 0 | 0 | 0 | 0 | 0 | 0 | 0 | 0 | 0 | 0
2016-01-03 16:00 | 0 | 0 | 0 | 0 | 0 | 0 | 520106.1145 | 434999 | 0 | 0 | 0 | 0 | 2336235.0762 | 4459060.5728 | 0 | 0 | 0 | 0 | 0 | 0 | 0 | 0 | 0 | 0 | 0 | 0 | 0 | 0 | 0 | 0 | 83038.9205 | 2068.194 | 0 | 0 | 0 | 0 | 0 | 0 | 0 | 0 | 0 | 0 | 0 | 0 | 0 | 0 | 0
2016-01-03 17:00 | 0 | 0 | 0 | 0 | 0 | 0 | 537207.5484 | 430919 | 0 | 0 | 0 | 0 | 2326797.9052 | 4574786.2921 | 0 | 0 | 0 | 0 | 0 | 0 | 0 | 0 | 0 | 0 | 0 | 0 | 0 | 0 | 0 | 0 | -9437.1709 | 115725.7193 | 0 | 0 | 0 | 0 | 0 | 0 | 0 | 0 | 0 | 0 | 0 | 0 | 0 | 0 | 0
2016-01-03 18:00 | 0 | 0 | 0 | 0 | 0 | 0 | 515845.7514 | 427178 | 0 | 0 | 0 | 0 | 2531191.376 | 4459060.5728 | 0 | 0 | 0 | 0 | 0 | 0 | 0 | 0 | 0 | 0 | 0 | 0 | 0 | 0 | 0 | 0 | 204393.4707 | -115725.7193 | 0 | 0 | 0 | 0 | 0 | 0 | 0 | 0 | 0 | 0 | 0 | 0 | 0 | 0 | 0
2016-01-03 19:00 | 0 | 0 | 0 | 0 | 0 | 84257.9086 | 500147.7823 | 422449 | 0 | 0 | 0 | 0 | 2577422.3475 | 4574786.2921 | 0 | 0 | 0 | 0 | 0 | 0 | 0 | 0 | 0 | 0 | 0 | 0 | 0 | 0 | 0 | 0 | 46230.9716 | 115725.7193 | 0 | 0 | 0 | 0 | 0 | 0 | 0 | 0 | 0 | 0 | 0 | 0 | 0 | 0 | 0
2016-01-03 20:00 | 0 | 0 | 0 | 0 | 0 | 0 | 501266.635 | 418943 | 0 | 0 | 0 | 0 | 2775471.7019 | 4459060.5728 | 0 | 0 | 0 | 0 | 0 | 0 | 0 | 0 | 0 | 0 | 0 | 0 | 0 | 0 | 0 | 0 | 198049.3543 | -115725.7193 | 0 | 0 | 0 | 0 | 0 | 0 | 0 | 0 | 0 | 0 | 0 | 0 | 0 | 0 | 0
2016-01-03 21:00 | 0 | 0 | 0 | 0 | 0 | 0 | 487373.1311 | 424541 | 0 | 0 | 0 | 0 | 2722578.1137 | 4574786.2921 | 0 | 0 | 0 | 0 | 0 | 0 | 0 | 0 | 0 | 0 | 0 | 0 | 0 | 0 | 0 | 0 | -52893.5882 | 115725.7193 | 0 | 0 | 0 | 0 | 0 | 0 | 0 | 0 | 0 | 0 | 0 | 0 | 0 | 0 | 0
2016-01-03 22:00 | 0 | 0 | 0 | 0 | 0 | 0 | 386904.536 | 444380 | 0 | 0 | 0 | 0 | 2780828.3689 | 4459060.5728 | 0 | 0 | 0 | 0 | 0 | 0 | 0 | 0 | 0 | 0 | 0 | 0 | 0 | 0 | 0 | 0 | 58250.2553 | -115725.7193 | 0 | 0 | 0 | 0 | 0 | 0 | 0 | 0 | 0 | 0 | 0 | 0 | 0 | 0 | 0
2016-01-03 23:00 | 0 | 0 | 0 | 0 | 0 | 186833.8902 | 91018.5556 | 464325 | 0 | 0 | 0 | 0 | 2710081.5339 | 4343334.8535 | 0 | 0 | 0 | 0 | 0 | 0 | 0 | 0 | 0 | 0 | 0 | 0 | 0 | 0 | 0 | 0 | -70746.835 | -115725.7193 | 0 | 0 | 0 | 0 | 0 | 0 | 0 | 0 | 0 | 0 | 0 | 0 | 0 | 0 | 0
2016-01-04 | 0 | 0 | 0 | 0 | 0 | 231701.7669 | 2180.5073 | 474796 | 0 | 0 | 0 | 0 | 2458083.219 | 4354419.4426 | 0 | 0 | 0 | 0 | 0 | 0 | 0 | 0 | 0 | 0 | 0 | 0 | 0 | 0 | 0 | 0 | -251998.3149 | 11084.5891 | 0 | 0 | 0 | 0 | 0 | 0 | 0 | 0 | 0 | 0 | 0 | 0 | 0 | 0 | 0
2016-01-04 01:00 | 0 | 0 | 0 | 0 | 0 | 269452.2475 | 0 | 477021 | 0 | 0 | 0 | 0 | 2366240.1858 | 4238693.7233 | 0 | 0 | 0 | 0 | 0 | 0 | 0 | 0 | 0 | 0 | 0 | 0 | 0 | 0 | 0 | 0 | -91843.0332 | -115725.7193 | 0 | 0 | 0 | 0 | 0 | 0 | 0 | 0 | 0 | 0 | 0 | 0 | 0 | 0 | 0
2016-01-04 02:00 | 0 | 0 | 0 | 0 | 0 | 297782.1183 | 0 | 469735 | 0 | 0 | 0 | 0 | 2114241.8709 | 4318739.1566 | 0 | 0 | 0 | 0 | 0 | 0 | 0 | 0 | 0 | 0 | 0 | 0 | 0 | 0 | 0 | 0 | -251998.3149 | 80045.4332 | 0 | 0 | 0 | 0 | 0 | 0 | 0 | 0 | 0 | 0 | 0 | 0 | 0 | 0 | 0
2016-01-04 03:00 | 0 | 0 | 0 | 0 | 0 | 317324.5348 | 0 | 452837 | 0 | 0 | 0 | 0 | 2094455.1249 | 4203013.4373 | 0 | 0 | 0 | 0 | 0 | 0 | 0 | 0 | 0 | 0 | 0 | 0 | 0 | 0 | 0 | 0 | -19786.7459 | -115725.7193 | 0 | 0 | 0 | 0 | 0 | 0 | 0 | 0 | 0 | 0 | 0 | 0 | 0 | 0 | 0
2016-01-04 04:00 | 0 | 0 | 0 | 0 | 0 | 318085.273 | 0 | 435678 | 0 | 0 | 0 | 0 | 2092588.1172 | 4087287.718 | 0 | 0 | 0 | 0 | 0 | 0 | 0 | 0 | 0 | 0 | 0 | 0 | 0 | 0 | 0 | 0 | -1867.0077 | -115725.7193 | 0 | 0 | 0 | 0 | 0 | 0 | 0 | 0 | 0 | 0 | 0 | 0 | 0 | 0 | 0
2016-01-04 05:00 | 0 | 0 | 0 | 0 | 0 | 305569.3887 | 0 | 421559 | 0 | 0 | 0 | 0 | 2092324.2252 | 3971561.9987 | 0 | 0 | 0 | 0 | 0 | 0 | 0 | 0 | 0 | 0 | 0 | 0 | 0 | 0 | 0 | 0 | -263.892 | -115725.7193 | 0 | 0 | 0 | 0 | 0 | 0 | 0 | 0 | 0 | 0 | 0 | 0 | 0 | 0 | 0
2016-01-04 06:00 | 0 | 0 | 0 | 0 | 0 | 290788.2947 | 0 | 410607 | 0 | 0 | 0 | 0 | 2088231.2393 | 3855836.2794 | 0 | 0 | 0 | 0 | 0 | 0 | 0 | 0 | 0 | 0 | 0 | 0 | 0 | 0 | 0 | 0 | -4092.986 | -115725.7193 | 0 | 0 | 0 | 0 | 0 | 0 | 0 | 0 | 0 | 0 | 0 | 0 | 0 | 0 | 0
2016-01-04 07:00 | 0 | 0 | 0 | 0 | 0 | 36982.9658 | 0 | 404707 | 0 | 0 | 0 | 0 | 1836232.9243 | 3740110.5601 | 0 | 0 | 0 | 0 | 0 | 0 | 0 | 0 | 0 | 0 | 0 | 0 | 0 | 0 | 0 | 0 | -251998.3149 | -115725.7193 | 0 | 0 | 0 | 0 | 0 | 0 | 0 | 0 | 0 | 0 | 0 | 0 | 0 | 0 | 0
2016-01-04 08:00 | 0 | 0 | 0 | 0 | 0 | 266012.2348 | 0 | 403331 | 0 | 0 | 0 | 0 | 1584234.6094 | 3854790.1098 | 0 | 0 | 0 | 0 | 0 | 0 | 0 | 0 | 0 | 0 | 0 | 0 | 0 | 0 | 0 | 0 | -251998.3149 | 114679.5498 | 0 | 0 | 0 | 0 | 0 | 0 | 0 | 0 | 0 | 0 | 0 | 0 | 0 | 0 | 0
2016-01-04 09:00 | 0 | 0 | 0 | 0 | 0 | 253877.8626 | 0 | 408268 | 0 | 0 | 0 | 0 | 1545570.1913 | 3739064.3905 | 0 | 0 | 0 | 0 | 0 | 0 | 0 | 0 | 0 | 0 | 0 | 0 | 0 | 0 | 0 | 0 | -38664.4181 | -115725.7193 | 0 | 0 | 0 | 0 | 0 | 0 | 0 | 0 | 0 | 0 | 0 | 0 | 0 | 0 | 0
2016-01-04 10:00 | 0 | 0 | 0 | 0 | 0 | 246075.2288 | 0 | 424056 | 0 | 0 | 0 | 0 | 1483315.1393 | 3623338.6712 | 0 | 0 | 0 | 0 | 0 | 0 | 0 | 0 | 0 | 0 | 0 | 0 | 0 | 0 | 0 | 0 | -62255.0519 | -115725.7193 | 0 | 0 | 0 | 0 | 0 | 0 | 0 | 0 | 0 | 0 | 0 | 0 | 0 | 0 | 0
2016-01-04 11:00 | 0 | 0 | 0 | 0 | 0 | 244367.5889 | 0 | 457966 | 0 | 0 | 0 | 0 | 1385442.4475 | 3507612.9519 | 0 | 0 | 0 | 0 | 0 | 0 | 0 | 0 | 0 | 0 | 0 | 0 | 0 | 0 | 0 | 0 | -97872.6918 | -115725.7193 | 0 | 0 | 0 | 0 | 0 | 0 | 0 | 0 | 0 | 0 | 0 | 0 | 0 | 0 | 0
2016-01-04 12:00 | 0 | 0 | 0 | 0 | 0 | 250333.5191 | 0 | 490049 | 0 | 0 | 0 | 0 | 1261452.6859 | 3391887.2326 | 0 | 0 | 0 | 0 | 0 | 0 | 0 | 0 | 0 | 0 | 0 | 0 | 0 | 0 | 0 | 0 | -123989.7616 | -115725.7193 | 0 | 0 | 0 | 0 | 0 | 0 | 0 | 0 | 0 | 0 | 0 | 0 | 0 | 0 | 0
2016-01-04 13:00 | 0 | 0 | 0 | 0 | 0 | 264455.0062 | 0 | 503347 | 0 | 0 | 0 | 0 | 1009454.371 | 3404993.5538 | 0 | 0 | 0 | 0 | 0 | 0 | 0 | 0 | 0 | 0 | 0 | 0 | 0 | 0 | 0 | 0 | -251998.3149 | 13106.3212 | 0 | 0 | 0 | 0 | 0 | 0 | 0 | 0 | 0 | 0 | 0 | 0 | 0 | 0 | 0
2016-01-04 14:00 | 0 | 0 | 0 | 0 | 0 | 271978.351 | 88960.9723 | 505677 | 0 | 0 | 0 | 0 | 980442.4135 | 3289267.8345 | 0 | 0 | 0 | 0 | 0 | 0 | 0 | 0 | 0 | 0 | 0 | 0 | 0 | 0 | 0 | 0 | -29011.9574 | -115725.7193 | 0 | 0 | 0 | 0 | 0 | 0 | 0 | 0 | 0 | 0 | 0 | 0 | 0 | 0 | 0
2016-01-04 15:00 | 0 | 0 | 0 | 0 | 0 | 220981.5958 | 271705.3564 | 505098 | 0 | 0 | 0 | 0 | 852305.6464 | 3404993.5538 | 0 | 0 | 0 | 0 | 0 | 0 | 0 | 0 | 0 | 0 | 0 | 0 | 0 | 0 | 0 | 0 | -128136.7671 | 115725.7193 | 0 | 0 | 0 | 0 | 0 | 0 | 0 | 0 | 0 | 0 | 0 | 0 | 0 | 0 | 0
2016-01-04 16:00 | 0 | 0 | 0 | 0 | 0 | 185782.6471 | 384852.0296 | 499867 | 0 | 0 | 0 | 0 | 1038799.0425 | 3289267.8345 | 0 | 0 | 0 | 0 | 0 | 0 | 0 | 0 | 0 | 0 | 0 | 0 | 0 | 0 | 0 | 0 | 186493.396 | -115725.7193 | 0 | 0 | 0 | 0 | 0 | 0 | 0 | 0 | 0 | 0 | 0 | 0 | 0 | 0 | 0
2016-01-04 17:00 | 0 | 0 | 0 | 0 | 0 | 201851.6497 | 419186.22 | 493446 | 0 | 0 | 0 | 0 | 1050665.1929 | 3404993.5538 | 0 | 0 | 0 | 0 | 0 | 0 | 0 | 0 | 0 | 0 | 0 | 0 | 0 | 0 | 0 | 0 | 11866.1505 | 115725.7193 | 0 | 0 | 0 | 0 | 0 | 0 | 0 | 0 | 0 | 0 | 0 | 0 | 0 | 0 | 0
2016-01-04 18:00 | 0 | 0 | 0 | 0 | 0 | 235803.7576 | 422424.3905 | 487900 | 0 | 0 | 0 | 0 | 1105267.6218 | 3520719.2731 | 0 | 0 | 0 | 0 | 0 | 0 | 0 | 0 | 0 | 0 | 0 | 0 | 0 | 0 | 0 | 0 | 54602.4289 | 115725.7193 | 0 | 0 | 0 | 0 | 0 | 0 | 0 | 0 | 0 | 0 | 0 | 0 | 0 | 0 | 0
2016-01-04 19:00 | 0 | 0 | 0 | 0 | 0 | 269426.793 | 419558.931 | 483354 | 0 | 0 | 0 | 0 | 1357265.9367 | 3474352.6821 | 0 | 0 | 0 | 0 | 0 | 0 | 0 | 0 | 0 | 0 | 0 | 0 | 0 | 0 | 0 | 0 | 251998.3149 | -46366.591 | 0 | 0 | 0 | 0 | 0 | 0 | 0 | 0 | 0 | 0 | 0 | 0 | 0 | 0 | 0
2016-01-04 20:00 | 0 | 0 | 0 | 0 | 0 | 290271.8461 | 414261.4975 | 480122 | 0 | 0 | 0 | 0 | 1465951.561 | 3590078.4014 | 0 | 0 | 0 | 0 | 0 | 0 | 0 | 0 | 0 | 0 | 0 | 0 | 0 | 0 | 0 | 0 | 108685.6243 | 115725.7193 | 0 | 0 | 0 | 0 | 0 | 0 | 0 | 0 | 0 | 0 | 0 | 0 | 0 | 0 | 0
2016-01-04 21:00 | 0 | 0 | 0 | 0 | 0 | 301973.9065 | 378504.7019 | 484754 | 0 | 0 | 0 | 0 | 1717949.876 | 3533804.6949 | 0 | 0 | 0 | 0 | 0 | 0 | 0 | 0 | 0 | 0 | 0 | 0 | 0 | 0 | 0 | 0 | 251998.3149 | -56273.7065 | 0 | 0 | 0 | 0 | 0 | 0 | 0 | 0 | 0 | 0 | 0 | 0 | 0 | 0 | 0
2016-01-04 22:00 | 0 | 0 | 0 | 0 | 0 | 386416.8229 | 274857.9596 | 504066 | 0 | 0 | 0 | 0 | 1969948.1909 | 3439015.1624 | 0 | 0 | 0 | 0 | 0 | 0 | 0 | 0 | 0 | 0 | 0 | 0 | 0 | 0 | 0 | 0 | 251998.3149 | -94789.5325 | 0 | 0 | 0 | 0 | 0 | 0 | 0 | 0 | 0 | 0 | 0 | 0 | 0 | 0 | 0
2016-01-04 23:00 | 0 | 0 | 0 | 0 | 0 | 522617.5939 | 84035.2962 | 527878 | 0 | 0 | 0 | 0 | 1982285.335 | 3505452.9084 | 0 | 0 | 0 | 0 | 0 | 0 | 0 | 0 | 0 | 0 | 0 | 0 | 0 | 0 | 0 | 0 | 12337.1441 | 66437.746 | 0 | 0 | 0 | 0 | 0 | 0 | 0 | 0 | 0 | 0 | 0 | 0 | 0 | 0 | 0
2016-01-05 | 0 | 0 | 0 | 0 | 0 | 578236.7512 | 1717.676 | 538994 | 0 | 0 | 0 | 0 | 1907520.0429 | 3621178.6277 | 0 | 0 | 0 | 0 | 0 | 0 | 0 | 0 | 0 | 0 | 0 | 0 | 0 | 0 | 0 | 0 | -74765.2921 | 115725.7193 | 0 | 0 | 0 | 0 | 0 | 0 | 0 | 0 | 0 | 0 | 0 | 0 | 0 | 0 | 0
2016-01-05 01:00 | 0 | 0 | 0 | 0 | 0 | 583693.2921 | 0 | 539677 | 0 | 0 | 0 | 0 | 1835810.6157 | 3736904.3469 | 0 | 0 | 0 | 0 | 0 | 0 | 0 | 0 | 0 | 0 | 0 | 0 | 0 | 0 | 0 | 0 | -71709.4272 | 115725.7193 | 0 | 0 | 0 | 0 | 0 | 0 | 0 | 0 | 0 | 0 | 0 | 0 | 0 | 0 | 0
2016-01-05 02:00 | 0 | 0 | 0 | 0 | 0 | 565635.7148 | 0 | 531819 | 0 | 0 | 0 | 0 | 1985353.0499 | 3621178.6277 | 0 | 0 | 0 | 0 | 0 | 0 | 0 | 0 | 0 | 0 | 0 | 0 | 0 | 0 | 0 | 0 | 149542.4341 | -115725.7193 | 0 | 0 | 0 | 0 | 0 | 0 | 0 | 0 | 0 | 0 | 0 | 0 | 0 | 0 | 0
2016-01-05 03:00 | 0 | 0 | 0 | 0 | 0 | 541718.21 | 0 | 511858 | 0 | 0 | 0 | 0 | 1899487.5406 | 3736904.3469 | 0 | 0 | 0 | 0 | 0 | 0 | 0 | 0 | 0 | 0 | 0 | 0 | 0 | 0 | 0 | 0 | -85865.5093 | 115725.7193 | 0 | 0 | 0 | 0 | 0 | 0 | 0 | 0 | 0 | 0 | 0 | 0 | 0 | 0 | 0
2016-01-05 04:00 | 0 | 0 | 0 | 0 | 0 | 521060.9136 | 0 | 488356 | 0 | 0 | 0 | 0 | 2047918.1735 | 3621178.6277 | 0 | 0 | 0 | 0 | 0 | 0 | 0 | 0 | 0 | 0 | 0 | 0 | 0 | 0 | 0 | 0 | 148430.6329 | -115725.7193 | 0 | 0 | 0 | 0 | 0 | 0 | 0 | 0 | 0 | 0 | 0 | 0 | 0 | 0 | 0
2016-01-05 05:00 | 0 | 0 | 0 | 0 | 0 | 502697.6599 | 0 | 470100 | 0 | 0 | 0 | 0 | 2196241.5527 | 3505452.9084 | 0 | 0 | 0 | 0 | 0 | 0 | 0 | 0 | 0 | 0 | 0 | 0 | 0 | 0 | 0 | 0 | 148323.3792 | -115725.7193 | 0 | 0 | 0 | 0 | 0 | 0 | 0 | 0 | 0 | 0 | 0 | 0 | 0 | 0 | 0
2016-01-05 06:00 | 0 | 0 | 0 | 0 | 0 | 485561.5026 | 0 | 459532 | 0 | 0 | 0 | 0 | 2106545.336 | 3621178.6277 | 0 | 0 | 0 | 0 | 0 | 0 | 0 | 0 | 0 | 0 | 0 | 0 | 0 | 0 | 0 | 0 | -89696.2167 | 115725.7193 | 0 | 0 | 0 | 0 | 0 | 0 | 0 | 0 | 0 | 0 | 0 | 0 | 0 | 0 | 0
2016-01-05 07:00 | 0 | 0 | 0 | 0 | 0 | 473977.1836 | 0 | 452735 | 0 | 0 | 0 | 0 | 2012061.8003 | 3736904.3469 | 0 | 0 | 0 | 0 | 0 | 0 | 0 | 0 | 0 | 0 | 0 | 0 | 0 | 0 | 0 | 0 | -94483.5357 | 115725.7193 | 0 | 0 | 0 | 0 | 0 | 0 | 0 | 0 | 0 | 0 | 0 | 0 | 0 | 0 | 0
2016-01-05 08:00 | 0 | 0 | 0 | 0 | 0 | 466392.6003 | 0 | 450290 | 0 | 0 | 0 | 0 | 2143890.1199 | 3621178.6277 | 0 | 0 | 0 | 0 | 0 | 0 | 0 | 0 | 0 | 0 | 0 | 0 | 0 | 0 | 0 | 0 | 131828.3196 | -115725.7193 | 0 | 0 | 0 | 0 | 0 | 0 | 0 | 0 | 0 | 0 | 0 | 0 | 0 | 0 | 0
2016-01-05 09:00 | 0 | 0 | 0 | 0 | 0 | 451164.9005 | 0 | 455066 | 0 | 0 | 0 | 0 | 2024263.3011 | 3736904.3469 | 0 | 0 | 0 | 0 | 0 | 0 | 0 | 0 | 0 | 0 | 0 | 0 | 0 | 0 | 0 | 0 | -119626.8188 | 115725.7193 | 0 | 0 | 0 | 0 | 0 | 0 | 0 | 0 | 0 | 0 | 0 | 0 | 0 | 0 | 0
2016-01-05 10:00 | 0 | 0 | 0 | 0 | 0 | 435282.2665 | 0 | 471666 | 0 | 0 | 0 | 0 | 2103605.287 | 3621178.6277 | 0 | 0 | 0 | 0 | 0 | 0 | 0 | 0 | 0 | 0 | 0 | 0 | 0 | 0 | 0 | 0 | 79341.9858 | -115725.7193 | 0 | 0 | 0 | 0 | 0 | 0 | 0 | 0 | 0 | 0 | 0 | 0 | 0 | 0 | 0
2016-01-05 11:00 | 0 | 0 | 0 | 0 | 0 | 419829.4443 | 0 | 505340 | 0 | 0 | 0 | 0 | 1902369.012 | 3736904.3469 | 0 | 0 | 0 | 0 | 0 | 0 | 0 | 0 | 0 | 0 | 0 | 0 | 0 | 0 | 0 | 0 | -201236.275 | 115725.7193 | 0 | 0 | 0 | 0 | 0 | 0 | 0 | 0 | 0 | 0 | 0 | 0 | 0 | 0 | 0
2016-01-05 12:00 | 0 | 0 | 0 | 0 | 0 | 409510.125 | 0 | 536414 | 0 | 0 | 0 | 0 | 1891190.8563 | 3621178.6277 | 0 | 0 | 0 | 0 | 0 | 0 | 0 | 0 | 0 | 0 | 0 | 0 | 0 | 0 | 0 | 0 | -11178.1557 | -115725.7193 | 0 | 0 | 0 | 0 | 0 | 0 | 0 | 0 | 0 | 0 | 0 | 0 | 0 | 0 | 0
2016-01-05 13:00 | 0 | 0 | 0 | 0 | 0 | 404855.0492 | 0 | 544393 | 0 | 0 | 0 | 0 | 1867378.6248 | 3505452.9084 | 0 | 0 | 0 | 0 | 0 | 0 | 0 | 0 | 0 | 0 | 0 | 0 | 0 | 0 | 0 | 0 | -23812.2315 | -115725.7193 | 0 | 0 | 0 | 0 | 0 | 0 | 0 | 0 | 0 | 0 | 0 | 0 | 0 | 0 | 0
2016-01-05 14:00 | 0 | 0 | 0 | 0 | 0 | 384133.9891 | 22239.4941 | 538308 | 0 | 0 | 0 | 0 | 1619718.3886 | 3621178.6277 | 0 | 0 | 0 | 0 | 0 | 0 | 0 | 0 | 0 | 0 | 0 | 0 | 0 | 0 | 0 | 0 | -247660.2361 | 115725.7193 | 0 | 0 | 0 | 0 | 0 | 0 | 0 | 0 | 0 | 0 | 0 | 0 | 0 | 0 | 0
2016-01-05 15:00 | 0 | 0 | 0 | 0 | 0 | 387519.2346 | 196735.4745 | 530432 | 0 | 0 | 0 | 0 | 1557815.3784 | 3736904.3469 | 0 | 0 | 0 | 0 | 0 | 0 | 0 | 0 | 0 | 0 | 0 | 0 | 0 | 0 | 0 | 0 | -61903.0102 | 115725.7193 | 0 | 0 | 0 | 0 | 0 | 0 | 0 | 0 | 0 | 0 | 0 | 0 | 0 | 0 | 0
2016-01-05 16:00 | 0 | 0 | 0 | 0 | 0 | 413537.6331 | 326324.4762 | 518961 | 0 | 0 | 0 | 0 | 1662990.7685 | 3852630.0662 | 0 | 0 | 0 | 0 | 0 | 0 | 0 | 0 | 0 | 0 | 0 | 0 | 0 | 0 | 0 | 0 | 105175.39 | 115725.7193 | 0 | 0 | 0 | 0 | 0 | 0 | 0 | 0 | 0 | 0 | 0 | 0 | 0 | 0 | 0
2016-01-05 17:00 | 0 | 0 | 0 | 0 | 0 | 444332.7495 | 391510.1903 | 507046 | 0 | 0 | 0 | 0 | 1914989.0834 | 3929428.6911 | 0 | 0 | 0 | 0 | 0 | 0 | 0 | 0 | 0 | 0 | 0 | 0 | 0 | 0 | 0 | 0 | 251998.3149 | 76798.6249 | 0 | 0 | 0 | 0 | 0 | 0 | 0 | 0 | 0 | 0 | 0 | 0 | 0 | 0 | 0
2016-01-05 18:00 | 0 | 0 | 0 | 0 | 0 | 443746.5966 | 404764.4105 | 497896 | 0 | 0 | 0 | 0 | 2166987.3984 | 4028045.3832 | 0 | 0 | 0 | 0 | 0 | 0 | 0 | 0 | 0 | 0 | 0 | 0 | 0 | 0 | 0 | 0 | 251998.3149 | 98616.6921 | 0 | 0 | 0 | 0 | 0 | 0 | 0 | 0 | 0 | 0 | 0 | 0 | 0 | 0 | 0
2016-01-05 19:00 | 0 | 0 | 0 | 0 | 0 | 422584.6048 | 403228.7418 | 489977 | 0 | 0 | 0 | 0 | 2418985.7133 | 4111883.4149 | 0 | 0 | 0 | 0 | 0 | 0 | 0 | 0 | 0 | 0 | 0 | 0 | 0 | 0 | 0 | 0 | 251998.3149 | 83838.0317 | 0 | 0 | 0 | 0 | 0 | 0 | 0 | 0 | 0 | 0 | 0 | 0 | 0 | 0 | 0
2016-01-05 20:00 | 0 | 0 | 0 | 0 | 0 | 392232.1403 | 398804.7835 | 485292 | 0 | 0 | 0 | 0 | 2609004.9178 | 4227609.1342 | 0 | 0 | 0 | 0 | 0 | 0 | 0 | 0 | 0 | 0 | 0 | 0 | 0 | 0 | 0 | 0 | 190019.2045 | 115725.7193 | 0 | 0 | 0 | 0 | 0 | 0 | 0 | 0 | 0 | 0 | 0 | 0 | 0 | 0 | 0
2016-01-05 21:00 | 0 | 0 | 0 | 0 | 0 | 372973.5945 | 366797.1426 | 489904 | 0 | 0 | 0 | 0 | 2743145.9356 | 4343334.8535 | 0 | 0 | 0 | 0 | 0 | 0 | 0 | 0 | 0 | 0 | 0 | 0 | 0 | 0 | 0 | 0 | 134141.0178 | 115725.7193 | 0 | 0 | 0 | 0 | 0 | 0 | 0 | 0 | 0 | 0 | 0 | 0 | 0 | 0 | 0
2016-01-05 22:00 | 0 | 0 | 0 | 0 | 0 | 405879.2869 | 273397.9599 | 511089 | 0 | 0 | 0 | 0 | 2795608.4632 | 4459060.5728 | 0 | 0 | 0 | 0 | 0 | 0 | 0 | 0 | 0 | 0 | 0 | 0 | 0 | 0 | 0 | 0 | 52462.5276 | 115725.7193 | 0 | 0 | 0 | 0 | 0 | 0 | 0 | 0 | 0 | 0 | 0 | 0 | 0 | 0 | 0
2016-01-05 23:00 | 0 | 0 | 0 | 0 | 0 | 487124.4461 | 71418.4516 | 534774 | 0 | 0 | 0 | 0 | 2703651.6416 | 4574786.2921 | 0 | 0 | 0 | 0 | 0 | 0 | 0 | 0 | 0 | 0 | 0 | 0 | 0 | 0 | 0 | 0 | -91956.8216 | 115725.7193 | 0 | 0 | 0 | 0 | 0 | 0 | 0 | 0 | 0 | 0 | 0 | 0 | 0 | 0 | 0
2016-01-06 | 0 | 0 | 0 | 0 | 0 | 519649.1989 | 1918.8406 | 544758 | 0 | 0 | 0 | 0 | 2796187.4004 | 4459060.5728 | 0 | 0 | 0 | 0 | 0 | 0 | 0 | 0 | 0 | 0 | 0 | 0 | 0 | 0 | 0 | 0 | 92535.7588 | -115725.7193 | 0 | 0 | 0 | 0 | 0 | 0 | 0 | 0 | 0 | 0 | 0 | 0 | 0 | 0 | 0
2016-01-06 01:00 | 0 | 0 | 0 | 0 | 0 | 514743.4851 | 0 | 544168 | 0 | 0 | 0 | 0 | 2882488.6048 | 4343334.8535 | 0 | 0 | 0 | 0 | 0 | 0 | 0 | 0 | 0 | 0 | 0 | 0 | 0 | 0 | 0 | 0 | 86301.2044 | -115725.7193 | 0 | 0 | 0 | 0 | 0 | 0 | 0 | 0 | 0 | 0 | 0 | 0 | 0 | 0 | 0
2016-01-06 02:00 | 0 | 0 | 0 | 0 | 0 | 498169.0433 | 0 | 534403 | 0 | 0 | 0 | 0 | 2730528.9288 | 4459060.5728 | 0 | 0 | 0 | 0 | 0 | 0 | 0 | 0 | 0 | 0 | 0 | 0 | 0 | 0 | 0 | 0 | -151959.676 | 115725.7193 | 0 | 0 | 0 | 0 | 0 | 0 | 0 | 0 | 0 | 0 | 0 | 0 | 0 | 0 | 0
2016-01-06 03:00 | 0 | 0 | 0 | 0 | 0 | 484957.585 | 0 | 512646 | 0 | 0 | 0 | 0 | 2587114.7946 | 4574786.2921 | 0 | 0 | 0 | 0 | 0 | 0 | 0 | 0 | 0 | 0 | 0 | 0 | 0 | 0 | 0 | 0 | -143414.1343 | 115725.7193 | 0 | 0 | 0 | 0 | 0 | 0 | 0 | 0 | 0 | 0 | 0 | 0 | 0 | 0 | 0
2016-01-06 04:00 | 0 | 0 | 0 | 0 | 0 | 472364.8372 | 0 | 488746 | 0 | 0 | 0 | 0 | 2686459.3511 | 4459060.5728 | 0 | 0 | 0 | 0 | 0 | 0 | 0 | 0 | 0 | 0 | 0 | 0 | 0 | 0 | 0 | 0 | 99344.5565 | -115725.7193 | 0 | 0 | 0 | 0 | 0 | 0 | 0 | 0 | 0 | 0 | 0 | 0 | 0 | 0 | 0
2016-01-06 05:00 | 0 | 0 | 0 | 0 | 0 | 458313.3838 | 0 | 469710 | 0 | 0 | 0 | 0 | 2790788.4542 | 4343334.8535 | 0 | 0 | 0 | 0 | 0 | 0 | 0 | 0 | 0 | 0 | 0 | 0 | 0 | 0 | 0 | 0 | 104329.1031 | -115725.7193 | 0 | 0 | 0 | 0 | 0 | 0 | 0 | 0 | 0 | 0 | 0 | 0 | 0 | 0 | 0
2016-01-06 06:00 | 0 | 0 | 0 | 0 | 0 | 440402.7869 | 0 | 459026 | 0 | 0 | 0 | 0 | 2656439.5218 | 4459060.5728 | 0 | 0 | 0 | 0 | 0 | 0 | 0 | 0 | 0 | 0 | 0 | 0 | 0 | 0 | 0 | 0 | -134348.9324 | 115725.7193 | 0 | 0 | 0 | 0 | 0 | 0 | 0 | 0 | 0 | 0 | 0 | 0 | 0 | 0 | 0
2016-01-06 07:00 | 0 | 0 | 0 | 0 | 0 | 418206.1515 | 0 | 450847 | 0 | 0 | 0 | 0 | 2739524.3926 | 4343334.8535 | 0 | 0 | 0 | 0 | 0 | 0 | 0 | 0 | 0 | 0 | 0 | 0 | 0 | 0 | 0 | 0 | 83084.8708 | -115725.7193 | 0 | 0 | 0 | 0 | 0 | 0 | 0 | 0 | 0 | 0 | 0 | 0 | 0 | 0 | 0
2016-01-06 08:00 | 0 | 0 | 0 | 0 | 0 | 393561.6379 | 0 | 447761 | 0 | 0 | 0 | 0 | 2801050.7498 | 4227609.1342 | 0 | 0 | 0 | 0 | 0 | 0 | 0 | 0 | 0 | 0 | 0 | 0 | 0 | 0 | 0 | 0 | 61526.3572 | -115725.7193 | 0 | 0 | 0 | 0 | 0 | 0 | 0 | 0 | 0 | 0 | 0 | 0 | 0 | 0 | 0
2016-01-06 09:00 | 0 | 0 | 0 | 0 | 0 | 374009.818 | 0 | 449636 | 0 | 0 | 0 | 0 | 2609698.8485 | 4343334.8535 | 0 | 0 | 0 | 0 | 0 | 0 | 0 | 0 | 0 | 0 | 0 | 0 | 0 | 0 | 0 | 0 | -191351.9013 | 115725.7193 | 0 | 0 | 0 | 0 | 0 | 0 | 0 | 0 | 0 | 0 | 0 | 0 | 0 | 0 | 0
2016-01-06 10:00 | 0 | 0 | 0 | 0 | 0 | 353360.9535 | 0 | 463512 | 0 | 0 | 0 | 0 | 2615273.5213 | 4227609.1342 | 0 | 0 | 0 | 0 | 0 | 0 | 0 | 0 | 0 | 0 | 0 | 0 | 0 | 0 | 0 | 0 | 5574.6728 | -115725.7193 | 0 | 0 | 0 | 0 | 0 | 0 | 0 | 0 | 0 | 0 | 0 | 0 | 0 | 0 | 0
2016-01-06 11:00 | 0 | 0 | 0 | 0 | 0 | 336106.7709 | 0 | 495560 | 0 | 0 | 0 | 0 | 2363275.2063 | 4320154.2201 | 0 | 0 | 0 | 0 | 0 | 0 | 0 | 0 | 0 | 0 | 0 | 0 | 0 | 0 | 0 | 0 | -251998.3149 | 92545.0858 | 0 | 0 | 0 | 0 | 0 | 0 | 0 | 0 | 0 | 0 | 0 | 0 | 0 | 0 | 0
2016-01-06 12:00 | 0 | 0 | 0 | 0 | 0 | 317599.4098 | 0 | 524202 | 0 | 0 | 0 | 0 | 2272398.3354 | 4204428.5008 | 0 | 0 | 0 | 0 | 0 | 0 | 0 | 0 | 0 | 0 | 0 | 0 | 0 | 0 | 0 | 0 | -90876.8709 | -115725.7193 | 0 | 0 | 0 | 0 | 0 | 0 | 0 | 0 | 0 | 0 | 0 | 0 | 0 | 0 | 0
2016-01-06 13:00 | 0 | 0 | 0 | 0 | 0 | 299346.012 | 0 | 530125 | 0 | 0 | 0 | 0 | 2157345.0667 | 4088702.7815 | 0 | 0 | 0 | 0 | 0 | 0 | 0 | 0 | 0 | 0 | 0 | 0 | 0 | 0 | 0 | 0 | -115053.2687 | -115725.7193 | 0 | 0 | 0 | 0 | 0 | 0 | 0 | 0 | 0 | 0 | 0 | 0 | 0 | 0 | 0
2016-01-06 14:00 | 0 | 0 | 0 | 0 | 0 | 255366.1647 | 18855.1138 | 523807 | 0 | 0 | 0 | 0 | 2023485.0644 | 3972977.0622 | 0 | 0 | 0 | 0 | 0 | 0 | 0 | 0 | 0 | 0 | 0 | 0 | 0 | 0 | 0 | 0 | -133860.0023 | -115725.7193 | 0 | 0 | 0 | 0 | 0 | 0 | 0 | 0 | 0 | 0 | 0 | 0 | 0 | 0 | 0
2016-01-06 15:00 | 0 | 0 | 0 | 0 | 0 | 192269.9843 | 175133.4482 | 515122 | 0 | 0 | 0 | 0 | 1771486.7494 | 4077256.8097 | 0 | 0 | 0 | 0 | 0 | 0 | 0 | 0 | 0 | 0 | 0 | 0 | 0 | 0 | 0 | 0 | -251998.3149 | 104279.7475 | 0 | 0 | 0 | 0 | 0 | 0 | 0 | 0 | 0 | 0 | 0 | 0 | 0 | 0 | 0
2016-01-06 16:00 | 0 | 0 | 0 | 0 | 0 | 169219.1507 | 302775.5599 | 505229 | 0 | 0 | 0 | 0 | 1622526.7407 | 4192982.529 | 0 | 0 | 0 | 0 | 0 | 0 | 0 | 0 | 0 | 0 | 0 | 0 | 0 | 0 | 0 | 0 | -148960.0087 | 115725.7193 | 0 | 0 | 0 | 0 | 0 | 0 | 0 | 0 | 0 | 0 | 0 | 0 | 0 | 0 | 0
2016-01-06 17:00 | 0 | 0 | 0 | 0 | 0 | 179118.0056 | 387231.6801 | 493888 | 0 | 0 | 0 | 0 | 1810714.1457 | 4077256.8097 | 0 | 0 | 0 | 0 | 0 | 0 | 0 | 0 | 0 | 0 | 0 | 0 | 0 | 0 | 0 | 0 | 188187.405 | -115725.7193 | 0 | 0 | 0 | 0 | 0 | 0 | 0 | 0 | 0 | 0 | 0 | 0 | 0 | 0 | 0
2016-01-06 18:00 | 0 | 0 | 0 | 0 | 0 | 178060.9992 | 409949.427 | 485222 | 0 | 0 | 0 | 0 | 2029228.2913 | 3961531.0904 | 0 | 0 | 0 | 0 | 0 | 0 | 0 | 0 | 0 | 0 | 0 | 0 | 0 | 0 | 0 | 0 | 218514.1455 | -115725.7193 | 0 | 0 | 0 | 0 | 0 | 0 | 0 | 0 | 0 | 0 | 0 | 0 | 0 | 0 | 0
2016-01-06 19:00 | 0 | 0 | 0 | 0 | 0 | 170546.7111 | 409901.1609 | 478021 | 0 | 0 | 0 | 0 | 2015929.444 | 4077256.8097 | 0 | 0 | 0 | 0 | 0 | 0 | 0 | 0 | 0 | 0 | 0 | 0 | 0 | 0 | 0 | 0 | -13298.8473 | 115725.7193 | 0 | 0 | 0 | 0 | 0 | 0 | 0 | 0 | 0 | 0 | 0 | 0 | 0 | 0 | 0
2016-01-06 20:00 | 0 | 0 | 0 | 0 | 0 | 161215.1413 | 404915.8733 | 474674 | 0 | 0 | 0 | 0 | 2223112.1779 | 3961531.0904 | 0 | 0 | 0 | 0 | 0 | 0 | 0 | 0 | 0 | 0 | 0 | 0 | 0 | 0 | 0 | 0 | 207182.7339 | -115725.7193 | 0 | 0 | 0 | 0 | 0 | 0 | 0 | 0 | 0 | 0 | 0 | 0 | 0 | 0 | 0
2016-01-06 21:00 | 0 | 0 | 0 | 0 | 0 | 159196.9761 | 381669.1859 | 478064 | 0 | 0 | 0 | 0 | 2358196.7877 | 3889248.6425 | 0 | 0 | 0 | 0 | 0 | 0 | 0 | 0 | 0 | 0 | 0 | 0 | 0 | 0 | 0 | 0 | 135084.6098 | -72282.4479 | 0 | 0 | 0 | 0 | 0 | 0 | 0 | 0 | 0 | 0 | 0 | 0 | 0 | 0 | 0
2016-01-06 22:00 | 0 | 0 | 0 | 0 | 0 | 189231.1798 | 300002.8372 | 496279 | 0 | 0 | 0 | 0 | 2466877.5241 | 3773522.9232 | 0 | 0 | 0 | 0 | 0 | 0 | 0 | 0 | 0 | 0 | 0 | 0 | 0 | 0 | 0 | 0 | 108680.7363 | -115725.7193 | 0 | 0 | 0 | 0 | 0 | 0 | 0 | 0 | 0 | 0 | 0 | 0 | 0 | 0 | 0
2016-01-06 23:00 | 0 | 0 | 0 | 0 | 0 | 259696.6177 | 109002.796 | 515072 | 0 | 0 | 0 | 0 | 2436230.657 | 3657797.2039 | 0 | 0 | 0 | 0 | 0 | 0 | 0 | 0 | 0 | 0 | 0 | 0 | 0 | 0 | 0 | 0 | -30646.867 | -115725.7193 | 0 | 0 | 0 | 0 | 0 | 0 | 0 | 0 | 0 | 0 | 0 | 0 | 0 | 0 | 0
2016-01-07 | 0 | 0 | 0 | 0 | 0 | 305904.7399 | 948.613 | 521111 | 0 | 0 | 0 | 0 | 2337698.7293 | 3542071.4846 | 0 | 0 | 0 | 0 | 0 | 0 | 0 | 0 | 0 | 0 | 0 | 0 | 0 | 0 | 0 | 0 | -98531.9277 | -115725.7193 | 0 | 0 | 0 | 0 | 0 | 0 | 0 | 0 | 0 | 0 | 0 | 0 | 0 | 0 | 0
2016-01-07 01:00 | 0 | 0 | 0 | 0 | 0 | 328575.34 | 0 | 518375 | 0 | 0 | 0 | 0 | 2263624.7886 | 3426345.7653 | 0 | 0 | 0 | 0 | 0 | 0 | 0 | 0 | 0 | 0 | 0 | 0 | 0 | 0 | 0 | 0 | -74073.9407 | -115725.7193 | 0 | 0 | 0 | 0 | 0 | 0 | 0 | 0 | 0 | 0 | 0 | 0 | 0 | 0 | 0
2016-01-07 02:00 | 0 | 0 | 0 | 0 | 0 | 329529.9441 | 0 | 506895 | 0 | 0 | 0 | 0 | 2201985.4521 | 3310620.046 | 0 | 0 | 0 | 0 | 0 | 0 | 0 | 0 | 0 | 0 | 0 | 0 | 0 | 0 | 0 | 0 | -61639.3366 | -115725.7193 | 0 | 0 | 0 | 0 | 0 | 0 | 0 | 0 | 0 | 0 | 0 | 0 | 0 | 0 | 0
2016-01-07 03:00 | 0 | 0 | 0 | 0 | 0 | 312905.3807 | 0 | 486281 | 0 | 0 | 0 | 0 | 1949987.1371 | 3389242.7416 | 0 | 0 | 0 | 0 | 0 | 0 | 0 | 0 | 0 | 0 | 0 | 0 | 0 | 0 | 0 | 0 | -251998.3149 | 78622.6956 | 0 | 0 | 0 | 0 | 0 | 0 | 0 | 0 | 0 | 0 | 0 | 0 | 0 | 0 | 0
2016-01-07 04:00 | 0 | 0 | 0 | 0 | 0 | 281096.2998 | 0 | 461291 | 0 | 0 | 0 | 0 | 1885518.1562 | 3273517.0223 | 0 | 0 | 0 | 0 | 0 | 0 | 0 | 0 | 0 | 0 | 0 | 0 | 0 | 0 | 0 | 0 | -64468.9809 | -115725.7193 | 0 | 0 | 0 | 0 | 0 | 0 | 0 | 0 | 0 | 0 | 0 | 0 | 0 | 0 | 0
2016-01-07 05:00 | 0 | 0 | 0 | 0 | 0 | 255312.0698 | 0 | 439921 | 0 | 0 | 0 | 0 | 1816634.9453 | 3157791.303 | 0 | 0 | 0 | 0 | 0 | 0 | 0 | 0 | 0 | 0 | 0 | 0 | 0 | 0 | 0 | 0 | -68883.2109 | -115725.7193 | 0 | 0 | 0 | 0 | 0 | 0 | 0 | 0 | 0 | 0 | 0 | 0 | 0 | 0 | 0
2016-01-07 06:00 | 0 | 0 | 0 | 0 | 0 | 232450.5514 | 0 | 425551 | 0 | 0 | 0 | 0 | 1739260.2159 | 3042065.5837 | 0 | 0 | 0 | 0 | 0 | 0 | 0 | 0 | 0 | 0 | 0 | 0 | 0 | 0 | 0 | 0 | -77374.7293 | -115725.7193 | 0 | 0 | 0 | 0 | 0 | 0 | 0 | 0 | 0 | 0 | 0 | 0 | 0 | 0 | 0
2016-01-07 07:00 | 0 | 0 | 0 | 0 | 0 | 213886.3415 | 0 | 415893 | 0 | 0 | 0 | 0 | 1652979.2768 | 2926339.8644 | 0 | 0 | 0 | 0 | 0 | 0 | 0 | 0 | 0 | 0 | 0 | 0 | 0 | 0 | 0 | 0 | -86280.9392 | -115725.7193 | 0 | 0 | 0 | 0 | 0 | 0 | 0 | 0 | 0 | 0 | 0 | 0 | 0 | 0 | 0
2016-01-07 08:00 | 0 | 0 | 0 | 0 | 0 | 204288.0371 | 0 | 410460 | 0 | 0 | 0 | 0 | 1562533.0331 | 2810614.1452 | 0 | 0 | 0 | 0 | 0 | 0 | 0 | 0 | 0 | 0 | 0 | 0 | 0 | 0 | 0 | 0 | -90446.2436 | -115725.7193 | 0 | 0 | 0 | 0 | 0 | 0 | 0 | 0 | 0 | 0 | 0 | 0 | 0 | 0 | 0
2016-01-07 09:00 | 0 | 0 | 0 | 0 | 0 | 201783.0632 | 0 | 411058 | 0 | 0 | 0 | 0 | 1468983.8156 | 2694888.4259 | 0 | 0 | 0 | 0 | 0 | 0 | 0 | 0 | 0 | 0 | 0 | 0 | 0 | 0 | 0 | 0 | -93549.2175 | -115725.7193 | 0 | 0 | 0 | 0 | 0 | 0 | 0 | 0 | 0 | 0 | 0 | 0 | 0 | 0 | 0
2016-01-07 10:00 | 0 | 0 | 0 | 0 | 0 | 209162.4671 | 0 | 423691 | 0 | 0 | 0 | 0 | 1216985.5007 | 2732358.2079 | 0 | 0 | 0 | 0 | 0 | 0 | 0 | 0 | 0 | 0 | 0 | 0 | 0 | 0 | 0 | 0 | -251998.3149 | 37469.7821 | 0 | 0 | 0 | 0 | 0 | 0 | 0 | 0 | 0 | 0 | 0 | 0 | 0 | 0 | 0
2016-01-07 11:00 | 0 | 0 | 0 | 0 | 0 | 221495.5221 | 0 | 454300 | 0 | 0 | 0 | 0 | 1099906.7421 | 2616632.4886 | 0 | 0 | 0 | 0 | 0 | 0 | 0 | 0 | 0 | 0 | 0 | 0 | 0 | 0 | 0 | 0 | -117078.7586 | -115725.7193 | 0 | 0 | 0 | 0 | 0 | 0 | 0 | 0 | 0 | 0 | 0 | 0 | 0 | 0 | 0
2016-01-07 12:00 | 0 | 0 | 0 | 0 | 0 | 233515.7107 | 0 | 483496 | 0 | 0 | 0 | 0 | 965652.1721 | 2500906.7693 | 0 | 0 | 0 | 0 | 0 | 0 | 0 | 0 | 0 | 0 | 0 | 0 | 0 | 0 | 0 | 0 | -134254.57 | -115725.7193 | 0 | 0 | 0 | 0 | 0 | 0 | 0 | 0 | 0 | 0 | 0 | 0 | 0 | 0 | 0
2016-01-07 13:00 | 0 | 0 | 0 | 0 | 0 | 238843.4291 | 0 | 491785 | 0 | 0 | 0 | 0 | 713653.8572 | 2499963.5133 | 0 | 0 | 0 | 0 | 0 | 0 | 0 | 0 | 0 | 0 | 0 | 0 | 0 | 0 | 0 | 0 | -251998.3149 | -943.256 | 0 | 0 | 0 | 0 | 0 | 0 | 0 | 0 | 0 | 0 | 0 | 0 | 0 | 0 | 0
2016-01-07 14:00 | 0 | 0 | 0 | 0 | 0 | 206732.6538 | 44415.1894 | 490686 | 0 | 0 | 0 | 0 | 589841.4197 | 2384237.794 | 0 | 0 | 0 | 0 | 0 | 0 | 0 | 0 | 0 | 0 | 0 | 0 | 0 | 0 | 0 | 0 | -123812.4374 | -115725.7193 | 0 | 0 | 0 | 0 | 0 | 0 | 0 | 0 | 0 | 0 | 0 | 0 | 0 | 0 | 0
2016-01-07 15:00 | 0 | 0 | 0 | 0 | 0 | 136086.0963 | 206114.2995 | 488256 | 0 | 0 | 0 | 0 | 559511.5348 | 2268512.0747 | 0 | 0 | 0 | 0 | 0 | 0 | 0 | 0 | 0 | 0 | 0 | 0 | 0 | 0 | 0 | 0 | -30329.8849 | -115725.7193 | 0 | 0 | 0 | 0 | 0 | 0 | 0 | 0 | 0 | 0 | 0 | 0 | 0 | 0 | 0
2016-01-07 16:00 | 0 | 0 | 0 | 0 | 0 | 0 | 318983.1048 | 481130 | 0 | 0 | 0 | 0 | 513090.359 | 2152786.3554 | 0 | 0 | 0 | 0 | 0 | 0 | 0 | 0 | 0 | 0 | 0 | 0 | 0 | 0 | 0 | 0 | -46421.1759 | -115725.7193 | 0 | 0 | 0 | 0 | 0 | 0 | 0 | 0 | 0 | 0 | 0 | 0 | 0 | 0 | 0
2016-01-07 17:00 | 0 | 0 | 0 | 0 | 0 | 184665.0105 | 380181.7152 | 472955 | 0 | 0 | 0 | 0 | 720707.8039 | 2037060.6361 | 0 | 0 | 0 | 0 | 0 | 0 | 0 | 0 | 0 | 0 | 0 | 0 | 0 | 0 | 0 | 0 | 207617.4449 | -115725.7193 | 0 | 0 | 0 | 0 | 0 | 0 | 0 | 0 | 0 | 0 | 0 | 0 | 0 | 0 | 0
2016-01-07 18:00 | 0 | 0 | 0 | 0 | 0 | 193412.0439 | 395607.0421 | 465227 | 0 | 0 | 0 | 0 | 960225.6093 | 1921334.9169 | 0 | 0 | 0 | 0 | 0 | 0 | 0 | 0 | 0 | 0 | 0 | 0 | 0 | 0 | 0 | 0 | 239517.8054 | -115725.7193 | 0 | 0 | 0 | 0 | 0 | 0 | 0 | 0 | 0 | 0 | 0 | 0 | 0 | 0 | 0
2016-01-07 19:00 | 0 | 0 | 0 | 0 | 0 | 202376.6475 | 388753.6824 | 459310 | 0 | 0 | 0 | 0 | 976320.2199 | 2037060.6361 | 0 | 0 | 0 | 0 | 0 | 0 | 0 | 0 | 0 | 0 | 0 | 0 | 0 | 0 | 0 | 0 | 16094.6106 | 115725.7193 | 0 | 0 | 0 | 0 | 0 | 0 | 0 | 0 | 0 | 0 | 0 | 0 | 0 | 0 | 0
2016-01-07 20:00 | 0 | 0 | 0 | 0 | 0 | 212832.7534 | 375827.7214 | 456439 | 0 | 0 | 0 | 0 | 1224267.414 | 1921334.9169 | 0 | 0 | 0 | 0 | 0 | 0 | 0 | 0 | 0 | 0 | 0 | 0 | 0 | 0 | 0 | 0 | 247947.1941 | -115725.7193 | 0 | 0 | 0 | 0 | 0 | 0 | 0 | 0 | 0 | 0 | 0 | 0 | 0 | 0 | 0
2016-01-07 21:00 | 0 | 0 | 0 | 0 | 0 | 223406.504 | 344614.4632 | 457995 | 0 | 0 | 0 | 0 | 1450019.1004 | 1805609.1976 | 0 | 0 | 0 | 0 | 0 | 0 | 0 | 0 | 0 | 0 | 0 | 0 | 0 | 0 | 0 | 0 | 225751.6864 | -115725.7193 | 0 | 0 | 0 | 0 | 0 | 0 | 0 | 0 | 0 | 0 | 0 | 0 | 0 | 0 | 0
2016-01-07 22:00 | 0 | 0 | 0 | 0 | 0 | 96851.2992 | 272375.9444 | 473389 | 0 | 0 | 0 | 0 | 1461583.0633 | 1689883.4783 | 0 | 0 | 0 | 0 | 0 | 0 | 0 | 0 | 0 | 0 | 0 | 0 | 0 | 0 | 0 | 0 | 11563.9629 | -115725.7193 | 0 | 0 | 0 | 0 | 0 | 0 | 0 | 0 | 0 | 0 | 0 | 0 | 0 | 0 | 0
2016-01-07 23:00 | 0 | 0 | 0 | 0 | 0 | 277930.9054 | 93751.349 | 488977 | 0 | 0 | 0 | 0 | 1460014.037 | 1574157.759 | 0 | 0 | 0 | 0 | 0 | 0 | 0 | 0 | 0 | 0 | 0 | 0 | 0 | 0 | 0 | 0 | -1569.0263 | -115725.7193 | 0 | 0 | 0 | 0 | 0 | 0 | 0 | 0 | 0 | 0 | 0 | 0 | 0 | 0 | 0
2016-01-08 | 0 | 0 | 0 | 0 | 0 | 288439.3666 | 2539.9731 | 494433 | 0 | 0 | 0 | 0 | 1372286.0961 | 1458432.0397 | 0 | 0 | 0 | 0 | 0 | 0 | 0 | 0 | 0 | 0 | 0 | 0 | 0 | 0 | 0 | 0 | -87727.941 | -115725.7193 | 0 | 0 | 0 | 0 | 0 | 0 | 0 | 0 | 0 | 0 | 0 | 0 | 0 | 0 | 0
2016-01-08 01:00 | 0 | 0 | 0 | 0 | 0 | 284038.0431 | 0 | 491621 | 0 | 0 | 0 | 0 | 1280428.8584 | 1342706.3204 | 0 | 0 | 0 | 0 | 0 | 0 | 0 | 0 | 0 | 0 | 0 | 0 | 0 | 0 | 0 | 0 | -91857.2376 | -115725.7193 | 0 | 0 | 0 | 0 | 0 | 0 | 0 | 0 | 0 | 0 | 0 | 0 | 0 | 0 | 0
2016-01-08 02:00 | 0 | 0 | 0 | 0 | 0 | 271046.5183 | 0 | 481932 | 0 | 0 | 0 | 0 | 1185269.0961 | 1226980.6011 | 0 | 0 | 0 | 0 | 0 | 0 | 0 | 0 | 0 | 0 | 0 | 0 | 0 | 0 | 0 | 0 | -95159.7624 | -115725.7193 | 0 | 0 | 0 | 0 | 0 | 0 | 0 | 0 | 0 | 0 | 0 | 0 | 0 | 0 | 0
2016-01-08 03:00 | 0 | 0 | 0 | 0 | 0 | 255804.9963 | 0 | 461801 | 0 | 0 | 0 | 0 | 933270.7811 | 1272982.9123 | 0 | 0 | 0 | 0 | 0 | 0 | 0 | 0 | 0 | 0 | 0 | 0 | 0 | 0 | 0 | 0 | -251998.3149 | 46002.3112 | 0 | 0 | 0 | 0 | 0 | 0 | 0 | 0 | 0 | 0 | 0 | 0 | 0 | 0 | 0
2016-01-08 04:00 | 0 | 0 | 0 | 0 | 0 | 242847.2708 | 0 | 437008 | 0 | 0 | 0 | 0 | 854835.7712 | 1157257.193 | 0 | 0 | 0 | 0 | 0 | 0 | 0 | 0 | 0 | 0 | 0 | 0 | 0 | 0 | 0 | 0 | -78435.0099 | -115725.7193 | 0 | 0 | 0 | 0 | 0 | 0 | 0 | 0 | 0 | 0 | 0 | 0 | 0 | 0 | 0
2016-01-08 05:00 | 0 | 0 | 0 | 0 | 0 | 239538.1903 | 0 | 415288 | 0 | 0 | 0 | 0 | 794811.6808 | 1041531.4737 | 0 | 0 | 0 | 0 | 0 | 0 | 0 | 0 | 0 | 0 | 0 | 0 | 0 | 0 | 0 | 0 | -60024.0904 | -115725.7193 | 0 | 0 | 0 | 0 | 0 | 0 | 0 | 0 | 0 | 0 | 0 | 0 | 0 | 0 | 0
2016-01-08 06:00 | 0 | 0 | 0 | 0 | 0 | 239102.4331 | 0 | 399917 | 0 | 0 | 0 | 0 | 749722.8333 | 925805.7544 | 0 | 0 | 0 | 0 | 0 | 0 | 0 | 0 | 0 | 0 | 0 | 0 | 0 | 0 | 0 | 0 | -45088.8476 | -115725.7193 | 0 | 0 | 0 | 0 | 0 | 0 | 0 | 0 | 0 | 0 | 0 | 0 | 0 | 0 | 0
2016-01-08 07:00 | 0 | 0 | 0 | 0 | 0 | 21804.9658 | 0 | 389529 | 0 | 0 | 0 | 0 | 497724.5183 | 810080.0351 | 0 | 0 | 0 | 0 | 0 | 0 | 0 | 0 | 0 | 0 | 0 | 0 | 0 | 0 | 0 | 0 | -251998.3149 | -115725.7193 | 0 | 0 | 0 | 0 | 0 | 0 | 0 | 0 | 0 | 0 | 0 | 0 | 0 | 0 | 0
2016-01-08 08:00 | 0 | 0 | 0 | 0 | 0 | 244952.4032 | 0 | 384659 | 0 | 0 | 0 | 0 | 473743.6408 | 694354.3158 | 0 | 0 | 0 | 0 | 0 | 0 | 0 | 0 | 0 | 0 | 0 | 0 | 0 | 0 | 0 | 0 | -23980.8775 | -115725.7193 | 0 | 0 | 0 | 0 | 0 | 0 | 0 | 0 | 0 | 0 | 0 | 0 | 0 | 0 | 0
2016-01-08 09:00 | 0 | 0 | 0 | 0 | 0 | 251320.5364 | 0 | 384914 | 0 | 0 | 0 | 0 | 455875.8965 | 578628.5965 | 0 | 0 | 0 | 0 | 0 | 0 | 0 | 0 | 0 | 0 | 0 | 0 | 0 | 0 | 0 | 0 | -17867.7443 | -115725.7193 | 0 | 0 | 0 | 0 | 0 | 0 | 0 | 0 | 0 | 0 | 0 | 0 | 0 | 0 | 0
2016-01-08 10:00 | 0 | 0 | 0 | 0 | 0 | 261743.6916 | 0 | 395661 | 0 | 0 | 0 | 0 | 437684.3074 | 462902.8772 | 0 | 0 | 0 | 0 | 0 | 0 | 0 | 0 | 0 | 0 | 0 | 0 | 0 | 0 | 0 | 0 | -18191.5891 | -115725.7193 | 0 | 0 | 0 | 0 | 0 | 0 | 0 | 0 | 0 | 0 | 0 | 0 | 0 | 0 | 0
2016-01-08 11:00 | 0 | 0 | 0 | 0 | 0 | 269024.6472 | 0 | 426104 | 0 | 0 | 0 | 0 | 396330.6738 | 347177.1579 | 0 | 0 | 0 | 0 | 0 | 0 | 0 | 0 | 0 | 0 | 0 | 0 | 0 | 0 | 0 | 0 | -41353.6336 | -115725.7193 | 0 | 0 | 0 | 0 | 0 | 0 | 0 | 0 | 0 | 0 | 0 | 0 | 0 | 0 | 0
2016-01-08 12:00 | 0 | 0 | 0 | 0 | 0 | 273612.4237 | 0 | 455472 | 0 | 0 | 0 | 0 | 330196.8168 | 231451.4386 | 0 | 0 | 0 | 0 | 0 | 0 | 0 | 0 | 0 | 0 | 0 | 0 | 0 | 0 | 0 | 0 | -66133.857 | -115725.7193 | 0 | 0 | 0 | 0 | 0 | 0 | 0 | 0 | 0 | 0 | 0 | 0 | 0 | 0 | 0
2016-01-08 13:00 | 0 | 0 | 0 | 0 | 0 | 273248.7788 | 0 | 467173 | 0 | 0 | 0 | 0 | 251998.3149 | 115725.7193 | 0 | 0 | 0 | 0 | 0 | 0 | 0 | 0 | 0 | 0 | 0 | 0 | 0 | 0 | 0 | 0 | -78198.5019 | -115725.7193 | 0 | 0 | 0 | 0 | 0 | 0 | 0 | 0 | 0 | 0 | 0 | 0 | 0 | 0 | 0
2016-01-08 14:00 | 0 | 0 | 0 | 0 | 0 | 67755.1016 | 37070.8641 | 472550 | 0 | 0 | 0 | 0 | 0 | 0 | 0 | 0 | 0 | 0 | 0 | 0 | 0 | 0 | 0 | 0 | 0 | 0 | 0 | 0 | 0 | 0 | -251998.3149 | -115725.7193 | 0 | 0 | 0 | 0 | 0 | 0 | 0 | 0 | 0 | 0 | 0 | 0 | 0 | 0 | 0
2016-01-08 15:00 | 0 | 0 | 0 | 0 | 0 | 252111.0735 | 239090.9545 | 476734 | 0 | 0 | 0 | 0 | 0 | 14468.028 | 0 | 0 | 0 | 0 | 0 | 0 | 0 | 0 | 0 | 0 | 0 | 0 | 0 | 0 | 0 | 0 | 0 | 14468.028 | 0 | 0 | 0 | 0 | 0 | 0 | 0 | 0 | 0 | 0 | 0 | 0 | 0 | 0 | 0
2016-01-08 16:00 | 0 | 0 | 0 | 0 | 0 | 253165.453 | 408563.2019 | 475016 | 0 | 0 | 0 | 0 | 201180.6829 | 0 | 0 | 0 | 0 | 0 | 0 | 0 | 0 | 0 | 0 | 0 | 0 | 0 | 0 | 0 | 0 | 0 | 201180.6829 | -14468.028 | 0 | 0 | 0 | 0 | 0 | 0 | 0 | 0 | 0 | 0 | 0 | 0 | 0 | 0 | 0
2016-01-08 17:00 | 0 | 0 | 0 | 0 | 0 | 0 | 473993.9372 | 468663 | 0 | 0 | 0 | 0 | 206511.6202 | 0 | 0 | 0 | 0 | 0 | 0 | 0 | 0 | 0 | 0 | 0 | 0 | 0 | 0 | 0 | 0 | 0 | 5330.9372 | 0 | 0 | 0 | 0 | 0 | 0 | 0 | 0 | 0 | 0 | 0 | 0 | 0 | 0 | 0 | 0
2016-01-08 18:00 | 0 | 0 | 0 | 0 | 0 | 260269.3126 | 464478.7566 | 463564 | 0 | 0 | 0 | 0 | 458509.9351 | 9185.7542 | 0 | 0 | 0 | 0 | 0 | 0 | 0 | 0 | 0 | 0 | 0 | 0 | 0 | 0 | 0 | 0 | 251998.3149 | 9185.7542 | 0 | 0 | 0 | 0 | 0 | 0 | 0 | 0 | 0 | 0 | 0 | 0 | 0 | 0 | 0
2016-01-08 19:00 | 0 | 0 | 0 | 0 | 0 | 283056.0404 | 440653.32 | 458952 | 0 | 0 | 0 | 0 | 710508.2501 | 21944.7996 | 0 | 0 | 0 | 0 | 0 | 0 | 0 | 0 | 0 | 0 | 0 | 0 | 0 | 0 | 0 | 0 | 251998.3149 | 12759.0454 | 0 | 0 | 0 | 0 | 0 | 0 | 0 | 0 | 0 | 0 | 0 | 0 | 0 | 0 | 0
2016-01-08 20:00 | 0 | 0 | 0 | 0 | 0 | 314245.4063 | 427214.0861 | 454537 | 0 | 0 | 0 | 0 | 903649.8228 | 115725.7193 | 0 | 0 | 0 | 0 | 0 | 0 | 0 | 0 | 0 | 0 | 0 | 0 | 0 | 0 | 0 | 0 | 193141.5727 | 93780.9197 | 0 | 0 | 0 | 0 | 0 | 0 | 0 | 0 | 0 | 0 | 0 | 0 | 0 | 0 | 0
2016-01-08 21:00 | 0 | 0 | 0 | 0 | 0 | 336520.4153 | 418789.5012 | 454446 | 0 | 0 | 0 | 0 | 1088788.02 | 231451.4386 | 0 | 0 | 0 | 0 | 0 | 0 | 0 | 0 | 0 | 0 | 0 | 0 | 0 | 0 | 0 | 0 | 185138.1972 | 115725.7193 | 0 | 0 | 0 | 0 | 0 | 0 | 0 | 0 | 0 | 0 | 0 | 0 | 0 | 0 | 0
2016-01-08 22:00 | 0 | 0 | 0 | 0 | 0 | 356984.7331 | 371238.6538 | 463432 | 0 | 0 | 0 | 0 | 1237853.6876 | 347177.1579 | 0 | 0 | 0 | 0 | 0 | 0 | 0 | 0 | 0 | 0 | 0 | 0 | 0 | 0 | 0 | 0 | 149065.6676 | 115725.7193 | 0 | 0 | 0 | 0 | 0 | 0 | 0 | 0 | 0 | 0 | 0 | 0 | 0 | 0 | 0
2016-01-08 23:00 | 0 | 0 | 0 | 0 | 0 | 386394.433 | 197380.1863 | 472623 | 0 | 0 | 0 | 0 | 1464731.0262 | 231451.4386 | 0 | 0 | 0 | 0 | 0 | 0 | 0 | 0 | 0 | 0 | 0 | 0 | 0 | 0 | 0 | 0 | 226877.3386 | -115725.7193 | 0 | 0 | 0 | 0 | 0 | 0 | 0 | 0 | 0 | 0 | 0 | 0 | 0 | 0 | 0
2016-01-09 | 0 | 0 | 0 | 0 | 0 | 397858.2258 | 3792.0284 | 473493 | 0 | 0 | 0 | 0 | 1508613.9998 | 115725.7193 | 0 | 0 | 0 | 0 | 0 | 0 | 0 | 0 | 0 | 0 | 0 | 0 | 0 | 0 | 0 | 0 | 43882.9735 | -115725.7193 | 0 | 0 | 0 | 0 | 0 | 0 | 0 | 0 | 0 | 0 | 0 | 0 | 0 | 0 | 0
2016-01-09 01:00 | 0 | 0 | 0 | 0 | 0 | 398422.9905 | 0 | 468337 | 0 | 0 | 0 | 0 | 1554425.7096 | 0 | 0 | 0 | 0 | 0 | 0 | 0 | 0 | 0 | 0 | 0 | 0 | 0 | 0 | 0 | 0 | 0 | 45811.7098 | -115725.7193 | 0 | 0 | 0 | 0 | 0 | 0 | 0 | 0 | 0 | 0 | 0 | 0 | 0 | 0 | 0
2016-01-09 02:00 | 0 | 0 | 0 | 0 | 0 | 398352.0415 | 0 | 459225 | 0 | 0 | 0 | 0 | 1377827.0318 | 115725.7193 | 0 | 0 | 0 | 0 | 0 | 0 | 0 | 0 | 0 | 0 | 0 | 0 | 0 | 0 | 0 | 0 | -176598.6778 | 115725.7193 | 0 | 0 | 0 | 0 | 0 | 0 | 0 | 0 | 0 | 0 | 0 | 0 | 0 | 0 | 0
2016-01-09 03:00 | 0 | 0 | 0 | 0 | 0 | 395586.4498 | 0 | 443600 | 0 | 0 | 0 | 0 | 1214087.7624 | 231451.4386 | 0 | 0 | 0 | 0 | 0 | 0 | 0 | 0 | 0 | 0 | 0 | 0 | 0 | 0 | 0 | 0 | -163739.2694 | 115725.7193 | 0 | 0 | 0 | 0 | 0 | 0 | 0 | 0 | 0 | 0 | 0 | 0 | 0 | 0 | 0
2016-01-09 04:00 | 0 | 0 | 0 | 0 | 0 | 396099.0666 | 0 | 424303 | 0 | 0 | 0 | 0 | 1070158.1097 | 347177.1579 | 0 | 0 | 0 | 0 | 0 | 0 | 0 | 0 | 0 | 0 | 0 | 0 | 0 | 0 | 0 | 0 | -143929.6527 | 115725.7193 | 0 | 0 | 0 | 0 | 0 | 0 | 0 | 0 | 0 | 0 | 0 | 0 | 0 | 0 | 0
2016-01-09 05:00 | 0 | 0 | 0 | 0 | 0 | 398235.999 | 0 | 406106 | 0 | 0 | 0 | 0 | 1178013.828 | 231451.4386 | 0 | 0 | 0 | 0 | 0 | 0 | 0 | 0 | 0 | 0 | 0 | 0 | 0 | 0 | 0 | 0 | 107855.7183 | -115725.7193 | 0 | 0 | 0 | 0 | 0 | 0 | 0 | 0 | 0 | 0 | 0 | 0 | 0 | 0 | 0
2016-01-09 06:00 | 0 | 0 | 0 | 0 | 0 | 408669.596 | 0 | 390602 | 0 | 0 | 0 | 0 | 1080355.7047 | 347177.1579 | 0 | 0 | 0 | 0 | 0 | 0 | 0 | 0 | 0 | 0 | 0 | 0 | 0 | 0 | 0 | 0 | -97658.1233 | 115725.7193 | 0 | 0 | 0 | 0 | 0 | 0 | 0 | 0 | 0 | 0 | 0 | 0 | 0 | 0 | 0
2016-01-09 07:00 | 0 | 0 | 0 | 0 | 0 | 426491.178 | 0 | 380209 | 0 | 0 | 0 | 0 | 1010912.1634 | 462902.8772 | 0 | 0 | 0 | 0 | 0 | 0 | 0 | 0 | 0 | 0 | 0 | 0 | 0 | 0 | 0 | 0 | -69443.5413 | 115725.7193 | 0 | 0 | 0 | 0 | 0 | 0 | 0 | 0 | 0 | 0 | 0 | 0 | 0 | 0 | 0
2016-01-09 08:00 | 0 | 0 | 0 | 0 | 0 | 449565.5551 | 0 | 373855 | 0 | 0 | 0 | 0 | 970896.9992 | 578628.5965 | 0 | 0 | 0 | 0 | 0 | 0 | 0 | 0 | 0 | 0 | 0 | 0 | 0 | 0 | 0 | 0 | -40015.1642 | 115725.7193 | 0 | 0 | 0 | 0 | 0 | 0 | 0 | 0 | 0 | 0 | 0 | 0 | 0 | 0 | 0
2016-01-09 09:00 | 0 | 0 | 0 | 0 | 0 | 465485.3533 | 0 | 372820 | 0 | 0 | 0 | 0 | 1179288.0718 | 462902.8772 | 0 | 0 | 0 | 0 | 0 | 0 | 0 | 0 | 0 | 0 | 0 | 0 | 0 | 0 | 0 | 0 | 208391.0726 | -115725.7193 | 0 | 0 | 0 | 0 | 0 | 0 | 0 | 0 | 0 | 0 | 0 | 0 | 0 | 0 | 0
2016-01-09 10:00 | 0 | 0 | 0 | 0 | 0 | 482506.5869 | 0 | 376458 | 0 | 0 | 0 | 0 | 1401062.378 | 347177.1579 | 0 | 0 | 0 | 0 | 0 | 0 | 0 | 0 | 0 | 0 | 0 | 0 | 0 | 0 | 0 | 0 | 221774.3062 | -115725.7193 | 0 | 0 | 0 | 0 | 0 | 0 | 0 | 0 | 0 | 0 | 0 | 0 | 0 | 0 | 0
2016-01-09 11:00 | 0 | 0 | 0 | 0 | 0 | 97082.8 | 0 | 385225 | 0 | 0 | 0 | 0 | 1228645.8974 | 231451.4386 | 0 | 0 | 0 | 0 | 0 | 0 | 0 | 0 | 0 | 0 | 0 | 0 | 0 | 0 | 0 | 0 | -172416.4807 | -115725.7193 | 0 | 0 | 0 | 0 | 0 | 0 | 0 | 0 | 0 | 0 | 0 | 0 | 0 | 0 | 0
2016-01-09 12:00 | 0 | 0 | 0 | 0 | 0 | 263789.4044 | 0 | 400062 | 0 | 0 | 0 | 0 | 976647.5824 | 347177.1579 | 0 | 0 | 0 | 0 | 0 | 0 | 0 | 0 | 0 | 0 | 0 | 0 | 0 | 0 | 0 | 0 | -251998.3149 | 115725.7193 | 0 | 0 | 0 | 0 | 0 | 0 | 0 | 0 | 0 | 0 | 0 | 0 | 0 | 0 | 0
2016-01-09 13:00 | 0 | 0 | 0 | 0 | 0 | 494347.1436 | 0.02735 | 417421 | 0 | 0 | 0 | 0 | 937848.0341 | 462902.8772 | 0 | 0 | 0 | 0 | 0 | 0 | 0 | 0 | 0 | 0 | 0 | 0 | 0 | 0 | 0 | 0 | -38799.5483 | 115725.7193 | 0 | 0 | 0 | 0 | 0 | 0 | 0 | 0 | 0 | 0 | 0 | 0 | 0 | 0 | 0
2016-01-09 14:00 | 0 | 0 | 0 | 0 | 0 | 480731.0095 | 103380.6211 | 432775 | 0 | 0 | 0 | 0 | 973458.9454 | 578628.5965 | 0 | 0 | 0 | 0 | 0 | 0 | 0 | 0 | 0 | 0 | 0 | 0 | 0 | 0 | 0 | 0 | 35610.9113 | 115725.7193 | 0 | 0 | 0 | 0 | 0 | 0 | 0 | 0 | 0 | 0 | 0 | 0 | 0 | 0 | 0
2016-01-09 15:00 | 0 | 0 | 0 | 0 | 0 | 369354.2377 | 441873.7966 | 443504 | 0 | 0 | 0 | 0 | 1225457.2603 | 694354.3158 | 0 | 0 | 0 | 0 | 0 | 0 | 0 | 0 | 0 | 0 | 0 | 0 | 0 | 0 | 0 | 0 | 251998.3149 | 115725.7193 | 0 | 0 | 0 | 0 | 0 | 0 | 0 | 0 | 0 | 0 | 0 | 0 | 0 | 0 | 0
2016-01-09 16:00 | 0 | 0 | 0 | 0 | 0 | 213589.2659 | 601698.7683 | 447564 | 0 | 0 | 0 | 0 | 1477455.5753 | 810080.0351 | 0 | 0 | 0 | 0 | 0 | 0 | 0 | 0 | 0 | 0 | 0 | 0 | 0 | 0 | 0 | 0 | 251998.3149 | 115725.7193 | 0 | 0 | 0 | 0 | 0 | 0 | 0 | 0 | 0 | 0 | 0 | 0 | 0 | 0 | 0
2016-01-09 17:00 | 0 | 0 | 0 | 0 | 0 | 0 | 614175.2271 | 446237 | 0 | 0 | 0 | 0 | 1540834.9234 | 914638.914 | 0 | 0 | 0 | 0 | 0 | 0 | 0 | 0 | 0 | 0 | 0 | 0 | 0 | 0 | 0 | 0 | 63379.3482 | 104558.8789 | 0 | 0 | 0 | 0 | 0 | 0 | 0 | 0 | 0 | 0 | 0 | 0 | 0 | 0 | 0
2016-01-09 18:00 | 0 | 0 | 0 | 0 | 0 | 0 | 576252.3838 | 441450 | 0 | 0 | 0 | 0 | 1559911.588 | 1030364.6333 | 0 | 0 | 0 | 0 | 0 | 0 | 0 | 0 | 0 | 0 | 0 | 0 | 0 | 0 | 0 | 0 | 19076.6645 | 115725.7193 | 0 | 0 | 0 | 0 | 0 | 0 | 0 | 0 | 0 | 0 | 0 | 0 | 0 | 0 | 0
2016-01-09 19:00 | 0 | 0 | 0 | 0 | 0 | 249159.0224 | 555700.0119 | 437135 | 0 | 0 | 0 | 0 | 1811909.9029 | 1146090.3526 | 0 | 0 | 0 | 0 | 0 | 0 | 0 | 0 | 0 | 0 | 0 | 0 | 0 | 0 | 0 | 0 | 251998.3149 | 115725.7193 | 0 | 0 | 0 | 0 | 0 | 0 | 0 | 0 | 0 | 0 | 0 | 0 | 0 | 0 | 0
2016-01-09 20:00 | 0 | 0 | 0 | 0 | 0 | 231277.2706 | 571245.7637 | 434799 | 0 | 0 | 0 | 0 | 2063908.2179 | 1261816.0719 | 0 | 0 | 0 | 0 | 0 | 0 | 0 | 0 | 0 | 0 | 0 | 0 | 0 | 0 | 0 | 0 | 251998.3149 | 115725.7193 | 0 | 0 | 0 | 0 | 0 | 0 | 0 | 0 | 0 | 0 | 0 | 0 | 0 | 0 | 0
2016-01-09 21:00 | 0 | 0 | 0 | 0 | 0 | 222043.7375 | 584428.2967 | 438748 | 0 | 0 | 0 | 0 | 2315906.5328 | 1377541.7912 | 0 | 0 | 0 | 0 | 0 | 0 | 0 | 0 | 0 | 0 | 0 | 0 | 0 | 0 | 0 | 0 | 251998.3149 | 115725.7193 | 0 | 0 | 0 | 0 | 0 | 0 | 0 | 0 | 0 | 0 | 0 | 0 | 0 | 0 | 0
2016-01-09 22:00 | 0 | 0 | 0 | 0 | 0 | 298424.8091 | 520398.2251 | 451099 | 0 | 0 | 0 | 0 | 2567904.8478 | 1493267.5105 | 0 | 0 | 0 | 0 | 0 | 0 | 0 | 0 | 0 | 0 | 0 | 0 | 0 | 0 | 0 | 0 | 251998.3149 | 115725.7193 | 0 | 0 | 0 | 0 | 0 | 0 | 0 | 0 | 0 | 0 | 0 | 0 | 0 | 0 | 0
2016-01-09 23:00 | 0 | 0 | 0 | 0 | 0 | 423719.3222 | 178622.5342 | 461966 | 0 | 0 | 0 | 0 | 2819903.1627 | 1381645.052 | 0 | 0 | 0 | 0 | 0 | 0 | 0 | 0 | 0 | 0 | 0 | 0 | 0 | 0 | 0 | 0 | 251998.3149 | -111622.4585 | 0 | 0 | 0 | 0 | 0 | 0 | 0 | 0 | 0 | 0 | 0 | 0 | 0 | 0 | 0
2016-01-10 | 0 | 0 | 0 | 0 | 0 | 403078.1176 | 751.2376 | 466908 | 0 | 0 | 0 | 0 | 2872550.2372 | 1265919.3327 | 0 | 0 | 0 | 0 | 0 | 0 | 0 | 0 | 0 | 0 | 0 | 0 | 0 | 0 | 0 | 0 | 52647.0745 | -115725.7193 | 0 | 0 | 0 | 0 | 0 | 0 | 0 | 0 | 0 | 0 | 0 | 0 | 0 | 0 | 0
2016-01-10 01:00 | 0 | 0 | 0 | 0 | 0 | 97297.9658 | 0 | 465022 | 0 | 0 | 0 | 0 | 2620551.9223 | 1150193.6134 | 0 | 0 | 0 | 0 | 0 | 0 | 0 | 0 | 0 | 0 | 0 | 0 | 0 | 0 | 0 | 0 | -251998.3149 | -115725.7193 | 0 | 0 | 0 | 0 | 0 | 0 | 0 | 0 | 0 | 0 | 0 | 0 | 0 | 0 | 0
2016-01-10 02:00 | 0 | 0 | 0 | 0 | 0 | 372582.2043 | 0 | 458039 | 0 | 0 | 0 | 0 | 2419369.4072 | 1265919.3327 | 0 | 0 | 0 | 0 | 0 | 0 | 0 | 0 | 0 | 0 | 0 | 0 | 0 | 0 | 0 | 0 | -201182.515 | 115725.7193 | 0 | 0 | 0 | 0 | 0 | 0 | 0 | 0 | 0 | 0 | 0 | 0 | 0 | 0 | 0
2016-01-10 03:00 | 0 | 0 | 0 | 0 | 0 | 357137.8866 | 0 | 445223 | 0 | 0 | 0 | 0 | 2447010.0131 | 1150193.6134 | 0 | 0 | 0 | 0 | 0 | 0 | 0 | 0 | 0 | 0 | 0 | 0 | 0 | 0 | 0 | 0 | 27640.6059 | -115725.7193 | 0 | 0 | 0 | 0 | 0 | 0 | 0 | 0 | 0 | 0 | 0 | 0 | 0 | 0 | 0
2016-01-10 04:00 | 0 | 0 | 0 | 0 | 0 | 342912.4261 | 0 | 429865 | 0 | 0 | 0 | 0 | 2244331.7199 | 1265919.3327 | 0 | 0 | 0 | 0 | 0 | 0 | 0 | 0 | 0 | 0 | 0 | 0 | 0 | 0 | 0 | 0 | -202678.2932 | 115725.7193 | 0 | 0 | 0 | 0 | 0 | 0 | 0 | 0 | 0 | 0 | 0 | 0 | 0 | 0 | 0
2016-01-10 05:00 | 0 | 0 | 0 | 0 | 0 | 333374.7741 | 0 | 414836 | 0 | 0 | 0 | 0 | 2278596.2133 | 1150193.6134 | 0 | 0 | 0 | 0 | 0 | 0 | 0 | 0 | 0 | 0 | 0 | 0 | 0 | 0 | 0 | 0 | 34264.4934 | -115725.7193 | 0 | 0 | 0 | 0 | 0 | 0 | 0 | 0 | 0 | 0 | 0 | 0 | 0 | 0 | 0
2016-01-10 06:00 | 0 | 0 | 0 | 0 | 0 | 326010.7104 | 0 | 401159 | 0 | 0 | 0 | 0 | 2087722.2044 | 1265919.3327 | 0 | 0 | 0 | 0 | 0 | 0 | 0 | 0 | 0 | 0 | 0 | 0 | 0 | 0 | 0 | 0 | -190874.0089 | 115725.7193 | 0 | 0 | 0 | 0 | 0 | 0 | 0 | 0 | 0 | 0 | 0 | 0 | 0 | 0 | 0
2016-01-10 07:00 | 0 | 0 | 0 | 0 | 0 | 319623.3141 | 0 | 391763 | 0 | 0 | 0 | 0 | 1899856.7992 | 1381645.052 | 0 | 0 | 0 | 0 | 0 | 0 | 0 | 0 | 0 | 0 | 0 | 0 | 0 | 0 | 0 | 0 | -187865.4052 | 115725.7193 | 0 | 0 | 0 | 0 | 0 | 0 | 0 | 0 | 0 | 0 | 0 | 0 | 0 | 0 | 0
2016-01-10 08:00 | 0 | 0 | 0 | 0 | 0 | 313488.0902 | 0 | 387369 | 0 | 0 | 0 | 0 | 1941701.6087 | 1265919.3327 | 0 | 0 | 0 | 0 | 0 | 0 | 0 | 0 | 0 | 0 | 0 | 0 | 0 | 0 | 0 | 0 | 41844.8095 | -115725.7193 | 0 | 0 | 0 | 0 | 0 | 0 | 0 | 0 | 0 | 0 | 0 | 0 | 0 | 0 | 0
2016-01-10 09:00 | 0 | 0 | 0 | 0 | 0 | 314924.9988 | 0 | 386669 | 0 | 0 | 0 | 0 | 1754231.8882 | 1381645.052 | 0 | 0 | 0 | 0 | 0 | 0 | 0 | 0 | 0 | 0 | 0 | 0 | 0 | 0 | 0 | 0 | -187469.7205 | 115725.7193 | 0 | 0 | 0 | 0 | 0 | 0 | 0 | 0 | 0 | 0 | 0 | 0 | 0 | 0 | 0
2016-01-10 10:00 | 0 | 0 | 0 | 0 | 0 | 22967.9658 | 0 | 390692 | 0 | 0 | 0 | 0 | 1502233.5733 | 1265919.3327 | 0 | 0 | 0 | 0 | 0 | 0 | 0 | 0 | 0 | 0 | 0 | 0 | 0 | 0 | 0 | 0 | -251998.3149 | -115725.7193 | 0 | 0 | 0 | 0 | 0 | 0 | 0 | 0 | 0 | 0 | 0 | 0 | 0 | 0 | 0
2016-01-10 11:00 | 0 | 0 | 0 | 0 | 0 | 320354.3388 | 0 | 400516 | 0 | 0 | 0 | 0 | 1537797.6314 | 1150193.6134 | 0 | 0 | 0 | 0 | 0 | 0 | 0 | 0 | 0 | 0 | 0 | 0 | 0 | 0 | 0 | 0 | 35564.0581 | -115725.7193 | 0 | 0 | 0 | 0 | 0 | 0 | 0 | 0 | 0 | 0 | 0 | 0 | 0 | 0 | 0
2016-01-10 12:00 | 0 | 0 | 0 | 0 | 0 | 309938.1325 | 0 | 415332 | 0 | 0 | 0 | 0 | 1548129.4832 | 1034467.8941 | 0 | 0 | 0 | 0 | 0 | 0 | 0 | 0 | 0 | 0 | 0 | 0 | 0 | 0 | 0 | 0 | 10331.8518 | -115725.7193 | 0 | 0 | 0 | 0 | 0 | 0 | 0 | 0 | 0 | 0 | 0 | 0 | 0 | 0 | 0
2016-01-10 13:00 | 0 | 0 | 0 | 0 | 0 | 63806.7468 | 0.21901 | 431531 | 0 | 0 | 0 | 0 | 1296131.1682 | 918742.1748 | 0 | 0 | 0 | 0 | 0 | 0 | 0 | 0 | 0 | 0 | 0 | 0 | 0 | 0 | 0 | 0 | -251998.3149 | -115725.7193 | 0 | 0 | 0 | 0 | 0 | 0 | 0 | 0 | 0 | 0 | 0 | 0 | 0 | 0 | 0
2016-01-10 14:00 | 0 | 0 | 0 | 0 | 0 | 256154.7442 | 112269.2727 | 446224 | 0 | 0 | 0 | 0 | 1102605.4658 | 1034467.8941 | 0 | 0 | 0 | 0 | 0 | 0 | 0 | 0 | 0 | 0 | 0 | 0 | 0 | 0 | 0 | 0 | -193525.7024 | 115725.7193 | 0 | 0 | 0 | 0 | 0 | 0 | 0 | 0 | 0 | 0 | 0 | 0 | 0 | 0 | 0
2016-01-10 15:00 | 0 | 0 | 0 | 0 | 0 | 185441.4986 | 384338.7013 | 454445 | 0 | 0 | 0 | 0 | 1102214.9464 | 1150193.6134 | 0 | 0 | 0 | 0 | 0 | 0 | 0 | 0 | 0 | 0 | 0 | 0 | 0 | 0 | 0 | 0 | -390.5193 | 115725.7193 | 0 | 0 | 0 | 0 | 0 | 0 | 0 | 0 | 0 | 0 | 0 | 0 | 0 | 0 | 0
2016-01-10 16:00 | 0 | 0 | 0 | 0 | 0 | 151993.778 | 528961.4594 | 455969 | 0 | 0 | 0 | 0 | 1354213.2614 | 1123181.5359 | 0 | 0 | 0 | 0 | 0 | 0 | 0 | 0 | 0 | 0 | 0 | 0 | 0 | 0 | 0 | 0 | 251998.3149 | -27012.0775 | 0 | 0 | 0 | 0 | 0 | 0 | 0 | 0 | 0 | 0 | 0 | 0 | 0 | 0 | 0
2016-01-10 17:00 | 0 | 0 | 0 | 0 | 0 | 29224.3638 | 562053.2318 | 455005 | 0 | 0 | 0 | 0 | 1606211.5763 | 1007455.8166 | 0 | 0 | 0 | 0 | 0 | 0 | 0 | 0 | 0 | 0 | 0 | 0 | 0 | 0 | 0 | 0 | 251998.3149 | -115725.7193 | 0 | 0 | 0 | 0 | 0 | 0 | 0 | 0 | 0 | 0 | 0 | 0 | 0 | 0 | 0
2016-01-10 18:00 | 0 | 0 | 0 | 0 | 0 | 187747.5911 | 549002.3809 | 450676 | 0 | 0 | 0 | 0 | 1858209.8913 | 1041531.4737 | 0 | 0 | 0 | 0 | 0 | 0 | 0 | 0 | 0 | 0 | 0 | 0 | 0 | 0 | 0 | 0 | 251998.3149 | 34075.6571 | 0 | 0 | 0 | 0 | 0 | 0 | 0 | 0 | 0 | 0 | 0 | 0 | 0 | 0 | 0
2016-01-10 19:00 | 0 | 0 | 0 | 0 | 0 | 49730.8294 | 531889.7662 | 445348 | 0 | 0 | 0 | 0 | 2110208.2062 | 925805.7544 | 0 | 0 | 0 | 0 | 0 | 0 | 0 | 0 | 0 | 0 | 0 | 0 | 0 | 0 | 0 | 0 | 251998.3149 | -115725.7193 | 0 | 0 | 0 | 0 | 0 | 0 | 0 | 0 | 0 | 0 | 0 | 0 | 0 | 0 | 0
2016-01-10 20:00 | 0 | 0 | 0 | 0 | 0 | 0 | 531292.9591 | 441043 | 0 | 0 | 0 | 0 | 2316183.8846 | 810080.0351 | 0 | 0 | 0 | 0 | 0 | 0 | 0 | 0 | 0 | 0 | 0 | 0 | 0 | 0 | 0 | 0 | 205975.6784 | -115725.7193 | 0 | 0 | 0 | 0 | 0 | 0 | 0 | 0 | 0 | 0 | 0 | 0 | 0 | 0 | 0
2016-01-10 21:00 | 0 | 0 | 0 | 0 | 0 | 234459.3567 | 528502.2454 | 445970 | 0 | 0 | 0 | 0 | 2517449.7674 | 925805.7544 | 0 | 0 | 0 | 0 | 0 | 0 | 0 | 0 | 0 | 0 | 0 | 0 | 0 | 0 | 0 | 0 | 201265.8829 | 115725.7193 | 0 | 0 | 0 | 0 | 0 | 0 | 0 | 0 | 0 | 0 | 0 | 0 | 0 | 0 | 0
2016-01-10 22:00 | 0 | 0 | 0 | 0 | 0 | 251863.1399 | 444779.4997 | 462762 | 0 | 0 | 0 | 0 | 2635604.6877 | 1041531.4737 | 0 | 0 | 0 | 0 | 0 | 0 | 0 | 0 | 0 | 0 | 0 | 0 | 0 | 0 | 0 | 0 | 118154.9203 | 115725.7193 | 0 | 0 | 0 | 0 | 0 | 0 | 0 | 0 | 0 | 0 | 0 | 0 | 0 | 0 | 0
2016-01-10 23:00 | 0 | 0 | 0 | 0 | 0 | 304580.2569 | 181979.4445 | 486387 | 0 | 0 | 0 | 0 | 2751503.1084 | 925805.7544 | 0 | 0 | 0 | 0 | 0 | 0 | 0 | 0 | 0 | 0 | 0 | 0 | 0 | 0 | 0 | 0 | 115898.4207 | -115725.7193 | 0 | 0 | 0 | 0 | 0 | 0 | 0 | 0 | 0 | 0 | 0 | 0 | 0 | 0 | 0
2016-01-11 | 0 | 0 | 0 | 0 | 0 | 363557.7522 | 2984.5378 | 499575 | 0 | 0 | 0 | 0 | 2734196.1177 | 810080.0351 | 0 | 0 | 0 | 0 | 0 | 0 | 0 | 0 | 0 | 0 | 0 | 0 | 0 | 0 | 0 | 0 | -17306.9907 | -115725.7193 | 0 | 0 | 0 | 0 | 0 | 0 | 0 | 0 | 0 | 0 | 0 | 0 | 0 | 0 | 0
2016-01-11 01:00 | 0 | 0 | 0 | 0 | 0 | 410779.6132 | 0 | 503763 | 0 | 0 | 0 | 0 | 2756938.4503 | 694354.3158 | 0 | 0 | 0 | 0 | 0 | 0 | 0 | 0 | 0 | 0 | 0 | 0 | 0 | 0 | 0 | 0 | 22742.3325 | -115725.7193 | 0 | 0 | 0 | 0 | 0 | 0 | 0 | 0 | 0 | 0 | 0 | 0 | 0 | 0 | 0
2016-01-11 02:00 | 0 | 0 | 0 | 0 | 0 | 432768.1837 | 0 | 499300 | 0 | 0 | 0 | 0 | 2806132.3533 | 578628.5965 | 0 | 0 | 0 | 0 | 0 | 0 | 0 | 0 | 0 | 0 | 0 | 0 | 0 | 0 | 0 | 0 | 49193.903 | -115725.7193 | 0 | 0 | 0 | 0 | 0 | 0 | 0 | 0 | 0 | 0 | 0 | 0 | 0 | 0 | 0
2016-01-11 03:00 | 0 | 0 | 0 | 0 | 0 | 446920.5323 | 0 | 486290 | 0 | 0 | 0 | 0 | 2882488.6048 | 462902.8772 | 0 | 0 | 0 | 0 | 0 | 0 | 0 | 0 | 0 | 0 | 0 | 0 | 0 | 0 | 0 | 0 | 76356.2516 | -115725.7193 | 0 | 0 | 0 | 0 | 0 | 0 | 0 | 0 | 0 | 0 | 0 | 0 | 0 | 0 | 0
2016-01-11 04:00 | 0 | 0 | 0 | 0 | 0 | 332753.4044 | 0 | 469026 | 0 | 0 | 0 | 0 | 2630490.2899 | 578628.5965 | 0 | 0 | 0 | 0 | 0 | 0 | 0 | 0 | 0 | 0 | 0 | 0 | 0 | 0 | 0 | 0 | -251998.3149 | 115725.7193 | 0 | 0 | 0 | 0 | 0 | 0 | 0 | 0 | 0 | 0 | 0 | 0 | 0 | 0 | 0
2016-01-11 05:00 | 0 | 0 | 0 | 0 | 0 | 465706.3175 | 0 | 454916 | 0 | 0 | 0 | 0 | 2525554.8881 | 694354.3158 | 0 | 0 | 0 | 0 | 0 | 0 | 0 | 0 | 0 | 0 | 0 | 0 | 0 | 0 | 0 | 0 | -104935.4018 | 115725.7193 | 0 | 0 | 0 | 0 | 0 | 0 | 0 | 0 | 0 | 0 | 0 | 0 | 0 | 0 | 0
2016-01-11 06:00 | 0 | 0 | 0 | 0 | 0 | 470718.8776 | 0 | 445035 | 0 | 0 | 0 | 0 | 2666964.4849 | 578628.5965 | 0 | 0 | 0 | 0 | 0 | 0 | 0 | 0 | 0 | 0 | 0 | 0 | 0 | 0 | 0 | 0 | 141409.5969 | -115725.7193 | 0 | 0 | 0 | 0 | 0 | 0 | 0 | 0 | 0 | 0 | 0 | 0 | 0 | 0 | 0
2016-01-11 07:00 | 0 | 0 | 0 | 0 | 0 | 471486.2606 | 0 | 440399 | 0 | 0 | 0 | 0 | 2813777.4649 | 462902.8772 | 0 | 0 | 0 | 0 | 0 | 0 | 0 | 0 | 0 | 0 | 0 | 0 | 0 | 0 | 0 | 0 | 146812.9799 | -115725.7193 | 0 | 0 | 0 | 0 | 0 | 0 | 0 | 0 | 0 | 0 | 0 | 0 | 0 | 0 | 0
2016-01-11 08:00 | 0 | 0 | 0 | 0 | 0 | 72902.9658 | 0 | 440627 | 0 | 0 | 0 | 0 | 2561779.1499 | 347177.1579 | 0 | 0 | 0 | 0 | 0 | 0 | 0 | 0 | 0 | 0 | 0 | 0 | 0 | 0 | 0 | 0 | -251998.3149 | -115725.7193 | 0 | 0 | 0 | 0 | 0 | 0 | 0 | 0 | 0 | 0 | 0 | 0 | 0 | 0 | 0
2016-01-11 09:00 | 0 | 0 | 0 | 0 | 0 | 450941.3976 | 0 | 447243 | 0 | 0 | 0 | 0 | 2449751.8282 | 462902.8772 | 0 | 0 | 0 | 0 | 0 | 0 | 0 | 0 | 0 | 0 | 0 | 0 | 0 | 0 | 0 | 0 | -112027.3217 | 115725.7193 | 0 | 0 | 0 | 0 | 0 | 0 | 0 | 0 | 0 | 0 | 0 | 0 | 0 | 0 | 0
2016-01-11 10:00 | 0 | 0 | 0 | 0 | 0 | 433242.3092 | 0 | 465391 | 0 | 0 | 0 | 0 | 2533328.8567 | 347177.1579 | 0 | 0 | 0 | 0 | 0 | 0 | 0 | 0 | 0 | 0 | 0 | 0 | 0 | 0 | 0 | 0 | 83577.0285 | -115725.7193 | 0 | 0 | 0 | 0 | 0 | 0 | 0 | 0 | 0 | 0 | 0 | 0 | 0 | 0 | 0
2016-01-11 11:00 | 0 | 0 | 0 | 0 | 0 | 135480.9658 | 0 | 503205 | 0 | 0 | 0 | 0 | 2281330.5417 | 231451.4386 | 0 | 0 | 0 | 0 | 0 | 0 | 0 | 0 | 0 | 0 | 0 | 0 | 0 | 0 | 0 | 0 | -251998.3149 | -115725.7193 | 0 | 0 | 0 | 0 | 0 | 0 | 0 | 0 | 0 | 0 | 0 | 0 | 0 | 0 | 0
2016-01-11 12:00 | 0 | 0 | 0 | 0 | 0 | 414218.3783 | 0 | 537493 | 0 | 0 | 0 | 0 | 2273781.6394 | 115725.7193 | 0 | 0 | 0 | 0 | 0 | 0 | 0 | 0 | 0 | 0 | 0 | 0 | 0 | 0 | 0 | 0 | -7548.9024 | -115725.7193 | 0 | 0 | 0 | 0 | 0 | 0 | 0 | 0 | 0 | 0 | 0 | 0 | 0 | 0 | 0
2016-01-11 13:00 | 0 | 0 | 0 | 0 | 0 | 180040.905 | 0.060777 | 547765 | 0 | 0 | 0 | 0 | 2021783.3244 | 0 | 0 | 0 | 0 | 0 | 0 | 0 | 0 | 0 | 0 | 0 | 0 | 0 | 0 | 0 | 0 | 0 | -251998.3149 | -115725.7193 | 0 | 0 | 0 | 0 | 0 | 0 | 0 | 0 | 0 | 0 | 0 | 0 | 0 | 0 | 0
2016-01-11 14:00 | 0 | 0 | 0 | 0 | 0 | 383823.7136 | 99814.2188 | 543677 | 0 | 0 | 0 | 0 | 1846018.5375 | 115725.7193 | 0 | 0 | 0 | 0 | 0 | 0 | 0 | 0 | 0 | 0 | 0 | 0 | 0 | 0 | 0 | 0 | -175764.7869 | 115725.7193 | 0 | 0 | 0 | 0 | 0 | 0 | 0 | 0 | 0 | 0 | 0 | 0 | 0 | 0 | 0
2016-01-11 15:00 | 0 | 0 | 0 | 0 | 0 | 0 | 504827.1766 | 535867 | 0 | 0 | 0 | 0 | 1699252.9948 | 231451.4386 | 0 | 0 | 0 | 0 | 0 | 0 | 0 | 0 | 0 | 0 | 0 | 0 | 0 | 0 | 0 | 0 | -146765.5427 | 115725.7193 | 0 | 0 | 0 | 0 | 0 | 0 | 0 | 0 | 0 | 0 | 0 | 0 | 0 | 0 | 0
2016-01-11 16:00 | 0 | 0 | 0 | 0 | 0 | 242332.5001 | 649584.5341 | 524193 | 0 | 0 | 0 | 0 | 1951251.3098 | 347177.1579 | 0 | 0 | 0 | 0 | 0 | 0 | 0 | 0 | 0 | 0 | 0 | 0 | 0 | 0 | 0 | 0 | 251998.3149 | 115725.7193 | 0 | 0 | 0 | 0 | 0 | 0 | 0 | 0 | 0 | 0 | 0 | 0 | 0 | 0 | 0
2016-01-11 17:00 | 0 | 0 | 0 | 0 | 0 | 0 | 643596.8776 | 511046 | 0 | 0 | 0 | 0 | 1968076.4681 | 462902.8772 | 0 | 0 | 0 | 0 | 0 | 0 | 0 | 0 | 0 | 0 | 0 | 0 | 0 | 0 | 0 | 0 | 16825.1583 | 115725.7193 | 0 | 0 | 0 | 0 | 0 | 0 | 0 | 0 | 0 | 0 | 0 | 0 | 0 | 0 | 0
2016-01-11 18:00 | 0 | 0 | 0 | 0 | 0 | 0 | 613358.2375 | 501251 | 0 | 0 | 0 | 0 | 2195909.4249 | 347177.1579 | 0 | 0 | 0 | 0 | 0 | 0 | 0 | 0 | 0 | 0 | 0 | 0 | 0 | 0 | 0 | 0 | 227832.9568 | -115725.7193 | 0 | 0 | 0 | 0 | 0 | 0 | 0 | 0 | 0 | 0 | 0 | 0 | 0 | 0 | 0
2016-01-11 19:00 | 0 | 0 | 0 | 0 | 0 | 0 | 602338.9774 | 492140 | 0 | 0 | 0 | 0 | 2190382.683 | 462902.8772 | 0 | 0 | 0 | 0 | 0 | 0 | 0 | 0 | 0 | 0 | 0 | 0 | 0 | 0 | 0 | 0 | -5526.7419 | 115725.7193 | 0 | 0 | 0 | 0 | 0 | 0 | 0 | 0 | 0 | 0 | 0 | 0 | 0 | 0 | 0
2016-01-11 20:00 | 0 | 0 | 0 | 0 | 0 | 0 | 620711.5934 | 485928 | 0 | 0 | 0 | 0 | 2209440.5571 | 578628.5965 | 0 | 0 | 0 | 0 | 0 | 0 | 0 | 0 | 0 | 0 | 0 | 0 | 0 | 0 | 0 | 0 | 19057.8741 | 115725.7193 | 0 | 0 | 0 | 0 | 0 | 0 | 0 | 0 | 0 | 0 | 0 | 0 | 0 | 0 | 0
2016-01-11 21:00 | 0 | 0 | 0 | 0 | 0 | 0 | 650124.098 | 488605 | 0 | 0 | 0 | 0 | 2255233.9358 | 694354.3158 | 0 | 0 | 0 | 0 | 0 | 0 | 0 | 0 | 0 | 0 | 0 | 0 | 0 | 0 | 0 | 0 | 45793.3787 | 115725.7193 | 0 | 0 | 0 | 0 | 0 | 0 | 0 | 0 | 0 | 0 | 0 | 0 | 0 | 0 | 0
2016-01-11 22:00 | 0 | 0 | 0 | 0 | 0 | 0 | 587630.7095 | 506939 | 0 | 0 | 0 | 0 | 2220199.9261 | 810080.0351 | 0 | 0 | 0 | 0 | 0 | 0 | 0 | 0 | 0 | 0 | 0 | 0 | 0 | 0 | 0 | 0 | -35034.0098 | 115725.7193 | 0 | 0 | 0 | 0 | 0 | 0 | 0 | 0 | 0 | 0 | 0 | 0 | 0 | 0 | 0
2016-01-11 23:00 | 0 | 0 | 0 | 0 | 0 | 185389.5559 | 204716.8485 | 526379 | 0 | 0 | 0 | 0 | 1968201.6111 | 925805.7544 | 0 | 0 | 0 | 0 | 0 | 0 | 0 | 0 | 0 | 0 | 0 | 0 | 0 | 0 | 0 | 0 | -251998.3149 | 115725.7193 | 0 | 0 | 0 | 0 | 0 | 0 | 0 | 0 | 0 | 0 | 0 | 0 | 0 | 0 | 0
2016-01-12 | 0 | 0 | 0 | 0 | 0 | 560592.4919 | 2704.0083 | 542445 | 0 | 0 | 0 | 0 | 1873327.392 | 1041531.4737 | 0 | 0 | 0 | 0 | 0 | 0 | 0 | 0 | 0 | 0 | 0 | 0 | 0 | 0 | 0 | 0 | -94874.2191 | 115725.7193 | 0 | 0 | 0 | 0 | 0 | 0 | 0 | 0 | 0 | 0 | 0 | 0 | 0 | 0 | 0
2016-01-12 01:00 | 0 | 0 | 0 | 0 | 0 | 565060.5558 | 0 | 543639 | 0 | 0 | 0 | 0 | 1779023.2285 | 1157257.193 | 0 | 0 | 0 | 0 | 0 | 0 | 0 | 0 | 0 | 0 | 0 | 0 | 0 | 0 | 0 | 0 | -94304.1635 | 115725.7193 | 0 | 0 | 0 | 0 | 0 | 0 | 0 | 0 | 0 | 0 | 0 | 0 | 0 | 0 | 0
2016-01-12 02:00 | 0 | 0 | 0 | 0 | 0 | 588176.6942 | 0 | 535222 | 0 | 0 | 0 | 0 | 1947703.642 | 1041531.4737 | 0 | 0 | 0 | 0 | 0 | 0 | 0 | 0 | 0 | 0 | 0 | 0 | 0 | 0 | 0 | 0 | 168680.4135 | -115725.7193 | 0 | 0 | 0 | 0 | 0 | 0 | 0 | 0 | 0 | 0 | 0 | 0 | 0 | 0 | 0
2016-01-12 03:00 | 0 | 0 | 0 | 0 | 0 | 381495.4044 | 0 | 517768 | 0 | 0 | 0 | 0 | 1695705.3271 | 1157257.193 | 0 | 0 | 0 | 0 | 0 | 0 | 0 | 0 | 0 | 0 | 0 | 0 | 0 | 0 | 0 | 0 | -251998.3149 | 115725.7193 | 0 | 0 | 0 | 0 | 0 | 0 | 0 | 0 | 0 | 0 | 0 | 0 | 0 | 0 | 0
2016-01-12 04:00 | 0 | 0 | 0 | 0 | 0 | 126221.9658 | 0 | 493946 | 0 | 0 | 0 | 0 | 1443707.0121 | 1041531.4737 | 0 | 0 | 0 | 0 | 0 | 0 | 0 | 0 | 0 | 0 | 0 | 0 | 0 | 0 | 0 | 0 | -251998.3149 | -115725.7193 | 0 | 0 | 0 | 0 | 0 | 0 | 0 | 0 | 0 | 0 | 0 | 0 | 0 | 0 | 0
2016-01-12 05:00 | 0 | 0 | 0 | 0 | 0 | 612380.5956 | 0 | 476108 | 0 | 0 | 0 | 0 | 1695705.3271 | 925805.7544 | 0 | 0 | 0 | 0 | 0 | 0 | 0 | 0 | 0 | 0 | 0 | 0 | 0 | 0 | 0 | 0 | 251998.3149 | -115725.7193 | 0 | 0 | 0 | 0 | 0 | 0 | 0 | 0 | 0 | 0 | 0 | 0 | 0 | 0 | 0
2016-01-12 06:00 | 0 | 0 | 0 | 0 | 0 | 677412.3689 | 0 | 463046 | 0 | 0 | 0 | 0 | 1794345.9766 | 1041531.4737 | 0 | 0 | 0 | 0 | 0 | 0 | 0 | 0 | 0 | 0 | 0 | 0 | 0 | 0 | 0 | 0 | 98640.6496 | 115725.7193 | 0 | 0 | 0 | 0 | 0 | 0 | 0 | 0 | 0 | 0 | 0 | 0 | 0 | 0 | 0
2016-01-12 07:00 | 0 | 0 | 0 | 0 | 0 | 87183.9658 | 0 | 454908 | 0 | 0 | 0 | 0 | 1542347.6617 | 925805.7544 | 0 | 0 | 0 | 0 | 0 | 0 | 0 | 0 | 0 | 0 | 0 | 0 | 0 | 0 | 0 | 0 | -251998.3149 | -115725.7193 | 0 | 0 | 0 | 0 | 0 | 0 | 0 | 0 | 0 | 0 | 0 | 0 | 0 | 0 | 0
2016-01-12 08:00 | 0 | 0 | 0 | 0 | 0 | 658666.3478 | 0 | 451631 | 0 | 0 | 0 | 0 | 1794345.9766 | 880842.7872 | 0 | 0 | 0 | 0 | 0 | 0 | 0 | 0 | 0 | 0 | 0 | 0 | 0 | 0 | 0 | 0 | 251998.3149 | -44962.9672 | 0 | 0 | 0 | 0 | 0 | 0 | 0 | 0 | 0 | 0 | 0 | 0 | 0 | 0 | 0
2016-01-12 09:00 | 0 | 0 | 0 | 0 | 0 | 318353.4044 | 0 | 454626 | 0 | 0 | 0 | 0 | 1542347.6617 | 996568.5065 | 0 | 0 | 0 | 0 | 0 | 0 | 0 | 0 | 0 | 0 | 0 | 0 | 0 | 0 | 0 | 0 | -251998.3149 | 115725.7193 | 0 | 0 | 0 | 0 | 0 | 0 | 0 | 0 | 0 | 0 | 0 | 0 | 0 | 0 | 0
2016-01-12 10:00 | 0 | 0 | 0 | 0 | 0 | 612956.2063 | 0 | 468323 | 0 | 0 | 0 | 0 | 1794345.9766 | 889203.3978 | 0 | 0 | 0 | 0 | 0 | 0 | 0 | 0 | 0 | 0 | 0 | 0 | 0 | 0 | 0 | 0 | 251998.3149 | -107365.1086 | 0 | 0 | 0 | 0 | 0 | 0 | 0 | 0 | 0 | 0 | 0 | 0 | 0 | 0 | 0
2016-01-12 11:00 | 0 | 0 | 0 | 0 | 0 | 133486.9658 | 0 | 501211 | 0 | 0 | 0 | 0 | 1542347.6617 | 773477.6785 | 0 | 0 | 0 | 0 | 0 | 0 | 0 | 0 | 0 | 0 | 0 | 0 | 0 | 0 | 0 | 0 | -251998.3149 | -115725.7193 | 0 | 0 | 0 | 0 | 0 | 0 | 0 | 0 | 0 | 0 | 0 | 0 | 0 | 0 | 0
2016-01-12 12:00 | 0 | 0 | 0 | 0 | 0 | 525478.5789 | 0 | 532066 | 0 | 0 | 0 | 0 | 1420034.5213 | 889203.3978 | 0 | 0 | 0 | 0 | 0 | 0 | 0 | 0 | 0 | 0 | 0 | 0 | 0 | 0 | 0 | 0 | -122313.1404 | 115725.7193 | 0 | 0 | 0 | 0 | 0 | 0 | 0 | 0 | 0 | 0 | 0 | 0 | 0 | 0 | 0
2016-01-12 13:00 | 0 | 0 | 0 | 0 | 0 | 171508.2825 | 0.68321 | 539233 | 0 | 0 | 0 | 0 | 1168036.2063 | 773477.6785 | 0 | 0 | 0 | 0 | 0 | 0 | 0 | 0 | 0 | 0 | 0 | 0 | 0 | 0 | 0 | 0 | -251998.3149 | -115725.7193 | 0 | 0 | 0 | 0 | 0 | 0 | 0 | 0 | 0 | 0 | 0 | 0 | 0 | 0 | 0
2016-01-12 14:00 | 0 | 0 | 0 | 0 | 0 | 374596.6122 | 135472.5865 | 532105 | 0 | 0 | 0 | 0 | 1030274.6858 | 889203.3978 | 0 | 0 | 0 | 0 | 0 | 0 | 0 | 0 | 0 | 0 | 0 | 0 | 0 | 0 | 0 | 0 | -137761.5206 | 115725.7193 | 0 | 0 | 0 | 0 | 0 | 0 | 0 | 0 | 0 | 0 | 0 | 0 | 0 | 0 | 0
2016-01-12 15:00 | 0 | 0 | 0 | 0 | 0 | 271724.7354 | 580464.1916 | 521670 | 0 | 0 | 0 | 0 | 1245067.8935 | 1004929.1171 | 0 | 0 | 0 | 0 | 0 | 0 | 0 | 0 | 0 | 0 | 0 | 0 | 0 | 0 | 0 | 0 | 214793.2078 | 115725.7193 | 0 | 0 | 0 | 0 | 0 | 0 | 0 | 0 | 0 | 0 | 0 | 0 | 0 | 0 | 0
2016-01-12 16:00 | 0 | 0 | 0 | 0 | 0 | 0 | 688936.8388 | 510052 | 0 | 0 | 0 | 0 | 1308227.0131 | 1120654.8364 | 0 | 0 | 0 | 0 | 0 | 0 | 0 | 0 | 0 | 0 | 0 | 0 | 0 | 0 | 0 | 0 | 63159.1195 | 115725.7193 | 0 | 0 | 0 | 0 | 0 | 0 | 0 | 0 | 0 | 0 | 0 | 0 | 0 | 0 | 0
2016-01-12 17:00 | 0 | 0 | 0 | 0 | 0 | 0 | 671227.5794 | 498062 | 0 | 0 | 0 | 0 | 1365666.8732 | 1236380.5557 | 0 | 0 | 0 | 0 | 0 | 0 | 0 | 0 | 0 | 0 | 0 | 0 | 0 | 0 | 0 | 0 | 57439.8601 | 115725.7193 | 0 | 0 | 0 | 0 | 0 | 0 | 0 | 0 | 0 | 0 | 0 | 0 | 0 | 0 | 0
2016-01-12 18:00 | 0 | 0 | 0 | 0 | 0 | 0 | 631494.0005 | 488561 | 0 | 0 | 0 | 0 | 1392874.1544 | 1352106.275 | 0 | 0 | 0 | 0 | 0 | 0 | 0 | 0 | 0 | 0 | 0 | 0 | 0 | 0 | 0 | 0 | 27207.2812 | 115725.7193 | 0 | 0 | 0 | 0 | 0 | 0 | 0 | 0 | 0 | 0 | 0 | 0 | 0 | 0 | 0
2016-01-12 19:00 | 0 | 0 | 0 | 0 | 0 | 0 | 613618.9119 | 480756 | 0 | 0 | 0 | 0 | 1410011.347 | 1467831.9943 | 0 | 0 | 0 | 0 | 0 | 0 | 0 | 0 | 0 | 0 | 0 | 0 | 0 | 0 | 0 | 0 | 17137.1926 | 115725.7193 | 0 | 0 | 0 | 0 | 0 | 0 | 0 | 0 | 0 | 0 | 0 | 0 | 0 | 0 | 0
2016-01-12 20:00 | 0 | 0 | 0 | 0 | 0 | 213296.1759 | 628855.8584 | 474428 | 0 | 0 | 0 | 0 | 1662009.6619 | 1583557.7136 | 0 | 0 | 0 | 0 | 0 | 0 | 0 | 0 | 0 | 0 | 0 | 0 | 0 | 0 | 0 | 0 | 251998.3149 | 115725.7193 | 0 | 0 | 0 | 0 | 0 | 0 | 0 | 0 | 0 | 0 | 0 | 0 | 0 | 0 | 0
2016-01-12 21:00 | 0 | 0 | 0 | 0 | 0 | 0 | 657740.9617 | 476053 | 0 | 0 | 0 | 0 | 1914007.9769 | 1513247.3604 | 0 | 0 | 0 | 0 | 0 | 0 | 0 | 0 | 0 | 0 | 0 | 0 | 0 | 0 | 0 | 0 | 251998.3149 | -70310.3532 | 0 | 0 | 0 | 0 | 0 | 0 | 0 | 0 | 0 | 0 | 0 | 0 | 0 | 0 | 0
2016-01-12 22:00 | 0 | 0 | 0 | 0 | 0 | 0 | 601994.2457 | 492115 | 0 | 0 | 0 | 0 | 1908161.5033 | 1628973.0797 | 0 | 0 | 0 | 0 | 0 | 0 | 0 | 0 | 0 | 0 | 0 | 0 | 0 | 0 | 0 | 0 | -5846.4736 | 115725.7193 | 0 | 0 | 0 | 0 | 0 | 0 | 0 | 0 | 0 | 0 | 0 | 0 | 0 | 0 | 0
2016-01-12 23:00 | 0 | 0 | 0 | 0 | 0 | 300646.4227 | 215500.3841 | 513200 | 0 | 0 | 0 | 0 | 1795382.5908 | 1744698.799 | 0 | 0 | 0 | 0 | 0 | 0 | 0 | 0 | 0 | 0 | 0 | 0 | 0 | 0 | 0 | 0 | -112778.9125 | 115725.7193 | 0 | 0 | 0 | 0 | 0 | 0 | 0 | 0 | 0 | 0 | 0 | 0 | 0 | 0 | 0
2016-01-13 | 0 | 0 | 0 | 0 | 0 | 367171.4416 | 3529.0886 | 524891 | 0 | 0 | 0 | 0 | 1543384.2759 | 1842506.6442 | 0 | 0 | 0 | 0 | 0 | 0 | 0 | 0 | 0 | 0 | 0 | 0 | 0 | 0 | 0 | 0 | -251998.3149 | 97807.8451 | 0 | 0 | 0 | 0 | 0 | 0 | 0 | 0 | 0 | 0 | 0 | 0 | 0 | 0 | 0
2016-01-13 01:00 | 0 | 0 | 0 | 0 | 0 | 452092.2659 | 0 | 526072 | 0 | 0 | 0 | 0 | 1585130.2611 | 1726780.9249 | 0 | 0 | 0 | 0 | 0 | 0 | 0 | 0 | 0 | 0 | 0 | 0 | 0 | 0 | 0 | 0 | 41745.9852 | -115725.7193 | 0 | 0 | 0 | 0 | 0 | 0 | 0 | 0 | 0 | 0 | 0 | 0 | 0 | 0 | 0
2016-01-13 02:00 | 0 | 0 | 0 | 0 | 0 | 522199.6527 | 0 | 519458 | 0 | 0 | 0 | 0 | 1472146.1945 | 1842506.6442 | 0 | 0 | 0 | 0 | 0 | 0 | 0 | 0 | 0 | 0 | 0 | 0 | 0 | 0 | 0 | 0 | -112984.0666 | 115725.7193 | 0 | 0 | 0 | 0 | 0 | 0 | 0 | 0 | 0 | 0 | 0 | 0 | 0 | 0 | 0
2016-01-13 03:00 | 0 | 0 | 0 | 0 | 0 | 136124.9658 | 0 | 503849 | 0 | 0 | 0 | 0 | 1220147.8796 | 1726780.9249 | 0 | 0 | 0 | 0 | 0 | 0 | 0 | 0 | 0 | 0 | 0 | 0 | 0 | 0 | 0 | 0 | -251998.3149 | -115725.7193 | 0 | 0 | 0 | 0 | 0 | 0 | 0 | 0 | 0 | 0 | 0 | 0 | 0 | 0 | 0
2016-01-13 04:00 | 0 | 0 | 0 | 0 | 0 | 618823.0479 | 0 | 483469 | 0 | 0 | 0 | 0 | 1239776.2082 | 1842506.6442 | 0 | 0 | 0 | 0 | 0 | 0 | 0 | 0 | 0 | 0 | 0 | 0 | 0 | 0 | 0 | 0 | 19628.3286 | 115725.7193 | 0 | 0 | 0 | 0 | 0 | 0 | 0 | 0 | 0 | 0 | 0 | 0 | 0 | 0 | 0
2016-01-13 05:00 | 0 | 0 | 0 | 0 | 0 | 329208.4044 | 0 | 465481 | 0 | 0 | 0 | 0 | 987777.8933 | 1958232.3635 | 0 | 0 | 0 | 0 | 0 | 0 | 0 | 0 | 0 | 0 | 0 | 0 | 0 | 0 | 0 | 0 | -251998.3149 | 115725.7193 | 0 | 0 | 0 | 0 | 0 | 0 | 0 | 0 | 0 | 0 | 0 | 0 | 0 | 0 | 0
2016-01-13 06:00 | 0 | 0 | 0 | 0 | 0 | 619199.7411 | 0 | 454923 | 0 | 0 | 0 | 0 | 1239776.2082 | 1870510.7896 | 0 | 0 | 0 | 0 | 0 | 0 | 0 | 0 | 0 | 0 | 0 | 0 | 0 | 0 | 0 | 0 | 251998.3149 | -87721.5738 | 0 | 0 | 0 | 0 | 0 | 0 | 0 | 0 | 0 | 0 | 0 | 0 | 0 | 0 | 0
2016-01-13 07:00 | 0 | 0 | 0 | 0 | 0 | 312602.4044 | 0 | 448875 | 0 | 0 | 0 | 0 | 987777.8933 | 1986236.5089 | 0 | 0 | 0 | 0 | 0 | 0 | 0 | 0 | 0 | 0 | 0 | 0 | 0 | 0 | 0 | 0 | -251998.3149 | 115725.7193 | 0 | 0 | 0 | 0 | 0 | 0 | 0 | 0 | 0 | 0 | 0 | 0 | 0 | 0 | 0
2016-01-13 08:00 | 0 | 0 | 0 | 0 | 0 | 611323.7706 | 0 | 447429 | 0 | 0 | 0 | 0 | 1239776.2082 | 1898132.9646 | 0 | 0 | 0 | 0 | 0 | 0 | 0 | 0 | 0 | 0 | 0 | 0 | 0 | 0 | 0 | 0 | 251998.3149 | -88103.5443 | 0 | 0 | 0 | 0 | 0 | 0 | 0 | 0 | 0 | 0 | 0 | 0 | 0 | 0 | 0
2016-01-13 09:00 | 0 | 0 | 0 | 0 | 0 | 315935.4044 | 0 | 452208 | 0 | 0 | 0 | 0 | 987777.8933 | 2013858.6839 | 0 | 0 | 0 | 0 | 0 | 0 | 0 | 0 | 0 | 0 | 0 | 0 | 0 | 0 | 0 | 0 | -251998.3149 | 115725.7193 | 0 | 0 | 0 | 0 | 0 | 0 | 0 | 0 | 0 | 0 | 0 | 0 | 0 | 0 | 0
2016-01-13 10:00 | 0 | 0 | 0 | 0 | 0 | 590593.6993 | 0 | 469687 | 0 | 0 | 0 | 0 | 1224410.3119 | 1898132.9646 | 0 | 0 | 0 | 0 | 0 | 0 | 0 | 0 | 0 | 0 | 0 | 0 | 0 | 0 | 0 | 0 | 236632.4186 | -115725.7193 | 0 | 0 | 0 | 0 | 0 | 0 | 0 | 0 | 0 | 0 | 0 | 0 | 0 | 0 | 0
2016-01-13 11:00 | 0 | 0 | 0 | 0 | 0 | 137666.9658 | 0 | 505391 | 0 | 0 | 0 | 0 | 972411.9969 | 1782407.2453 | 0 | 0 | 0 | 0 | 0 | 0 | 0 | 0 | 0 | 0 | 0 | 0 | 0 | 0 | 0 | 0 | -251998.3149 | -115725.7193 | 0 | 0 | 0 | 0 | 0 | 0 | 0 | 0 | 0 | 0 | 0 | 0 | 0 | 0 | 0
2016-01-13 12:00 | 0 | 0 | 0 | 0 | 0 | 565815.8358 | 0 | 537146 | 0 | 0 | 0 | 0 | 885356.1135 | 1898132.9646 | 0 | 0 | 0 | 0 | 0 | 0 | 0 | 0 | 0 | 0 | 0 | 0 | 0 | 0 | 0 | 0 | -87055.8834 | 115725.7193 | 0 | 0 | 0 | 0 | 0 | 0 | 0 | 0 | 0 | 0 | 0 | 0 | 0 | 0 | 0
2016-01-13 13:00 | 0 | 0 | 0 | 0 | 0 | 177286.7293 | 1.2365 | 545012 | 0 | 0 | 0 | 0 | 633357.7985 | 1782407.2453 | 0 | 0 | 0 | 0 | 0 | 0 | 0 | 0 | 0 | 0 | 0 | 0 | 0 | 0 | 0 | 0 | -251998.3149 | -115725.7193 | 0 | 0 | 0 | 0 | 0 | 0 | 0 | 0 | 0 | 0 | 0 | 0 | 0 | 0 | 0
2016-01-13 14:00 | 0 | 0 | 0 | 0 | 0 | 450217.0409 | 58334.8819 | 537234 | 0 | 0 | 0 | 0 | 488950.0021 | 1898132.9646 | 0 | 0 | 0 | 0 | 0 | 0 | 0 | 0 | 0 | 0 | 0 | 0 | 0 | 0 | 0 | 0 | -144407.7965 | 115725.7193 | 0 | 0 | 0 | 0 | 0 | 0 | 0 | 0 | 0 | 0 | 0 | 0 | 0 | 0 | 0
2016-01-13 15:00 | 0 | 0 | 0 | 0 | 0 | 0 | 508852.2113 | 525619 | 0 | 0 | 0 | 0 | 356457.4941 | 2013858.6839 | 0 | 0 | 0 | 0 | 0 | 0 | 0 | 0 | 0 | 0 | 0 | 0 | 0 | 0 | 0 | 0 | -132492.508 | 115725.7193 | 0 | 0 | 0 | 0 | 0 | 0 | 0 | 0 | 0 | 0 | 0 | 0 | 0 | 0 | 0
2016-01-13 16:00 | 0 | 0 | 0 | 0 | 0 | 0 | 608707.5235 | 512003 | 0 | 0 | 0 | 0 | 337436.2984 | 2129584.4032 | 0 | 0 | 0 | 0 | 0 | 0 | 0 | 0 | 0 | 0 | 0 | 0 | 0 | 0 | 0 | 0 | -19021.1958 | 115725.7193 | 0 | 0 | 0 | 0 | 0 | 0 | 0 | 0 | 0 | 0 | 0 | 0 | 0 | 0 | 0
2016-01-13 17:00 | 0 | 0 | 0 | 0 | 0 | 0 | 609400.1609 | 498883 | 0 | 0 | 0 | 0 | 332227.74 | 2245310.1225 | 0 | 0 | 0 | 0 | 0 | 0 | 0 | 0 | 0 | 0 | 0 | 0 | 0 | 0 | 0 | 0 | -5208.5584 | 115725.7193 | 0 | 0 | 0 | 0 | 0 | 0 | 0 | 0 | 0 | 0 | 0 | 0 | 0 | 0 | 0
2016-01-13 18:00 | 0 | 0 | 0 | 0 | 0 | 0 | 586448.0056 | 487741 | 0 | 0 | 0 | 0 | 315209.0263 | 2361035.8418 | 0 | 0 | 0 | 0 | 0 | 0 | 0 | 0 | 0 | 0 | 0 | 0 | 0 | 0 | 0 | 0 | -17018.7137 | 115725.7193 | 0 | 0 | 0 | 0 | 0 | 0 | 0 | 0 | 0 | 0 | 0 | 0 | 0 | 0 | 0
2016-01-13 19:00 | 0 | 0 | 0 | 0 | 0 | 0 | 573192.3666 | 480098 | 0 | 0 | 0 | 0 | 292577.6736 | 2476761.5611 | 0 | 0 | 0 | 0 | 0 | 0 | 0 | 0 | 0 | 0 | 0 | 0 | 0 | 0 | 0 | 0 | -22631.3527 | 115725.7193 | 0 | 0 | 0 | 0 | 0 | 0 | 0 | 0 | 0 | 0 | 0 | 0 | 0 | 0 | 0
2016-01-13 20:00 | 0 | 0 | 0 | 0 | 0 | 0 | 587929.7843 | 475714 | 0 | 0 | 0 | 0 | 289067.7386 | 2592487.2804 | 0 | 0 | 0 | 0 | 0 | 0 | 0 | 0 | 0 | 0 | 0 | 0 | 0 | 0 | 0 | 0 | -3509.935 | 115725.7193 | 0 | 0 | 0 | 0 | 0 | 0 | 0 | 0 | 0 | 0 | 0 | 0 | 0 | 0 | 0
2016-01-13 21:00 | 0 | 0 | 0 | 0 | 0 | 0 | 601676.0714 | 479086 | 0 | 0 | 0 | 0 | 295932.0906 | 2708212.9997 | 0 | 0 | 0 | 0 | 0 | 0 | 0 | 0 | 0 | 0 | 0 | 0 | 0 | 0 | 0 | 0 | 6864.3521 | 115725.7193 | 0 | 0 | 0 | 0 | 0 | 0 | 0 | 0 | 0 | 0 | 0 | 0 | 0 | 0 | 0
2016-01-13 22:00 | 0 | 0 | 0 | 0 | 0 | 0 | 517662.6842 | 495539 | 0 | 0 | 0 | 0 | 403618.088 | 2622650.6864 | 0 | 0 | 0 | 0 | 0 | 0 | 0 | 0 | 0 | 0 | 0 | 0 | 0 | 0 | 0 | 0 | 107685.9974 | -85562.3132 | 0 | 0 | 0 | 0 | 0 | 0 | 0 | 0 | 0 | 0 | 0 | 0 | 0 | 0 | 0
2016-01-13 23:00 | 0 | 0 | 0 | 0 | 0 | 482631.9399 | 182652.7895 | 515312 | 0 | 0 | 0 | 0 | 437865.098 | 2738376.4057 | 0 | 0 | 0 | 0 | 0 | 0 | 0 | 0 | 0 | 0 | 0 | 0 | 0 | 0 | 0 | 0 | 34247.01 | 115725.7193 | 0 | 0 | 0 | 0 | 0 | 0 | 0 | 0 | 0 | 0 | 0 | 0 | 0 | 0 | 0
2016-01-14 | 0 | 0 | 0 | 0 | 0 | 552715.4568 | 4067.8278 | 525731 | 0 | 0 | 0 | 0 | 353191.6634 | 2854102.125 | 0 | 0 | 0 | 0 | 0 | 0 | 0 | 0 | 0 | 0 | 0 | 0 | 0 | 0 | 0 | 0 | -84673.4347 | 115725.7193 | 0 | 0 | 0 | 0 | 0 | 0 | 0 | 0 | 0 | 0 | 0 | 0 | 0 | 0 | 0
2016-01-14 01:00 | 0 | 0 | 0 | 0 | 0 | 596452.42 | 0 | 525788 | 0 | 0 | 0 | 0 | 539581.8026 | 2738376.4057 | 0 | 0 | 0 | 0 | 0 | 0 | 0 | 0 | 0 | 0 | 0 | 0 | 0 | 0 | 0 | 0 | 186390.1393 | -115725.7193 | 0 | 0 | 0 | 0 | 0 | 0 | 0 | 0 | 0 | 0 | 0 | 0 | 0 | 0 | 0
2016-01-14 02:00 | 0 | 0 | 0 | 0 | 0 | 381948.4044 | 0 | 518221 | 0 | 0 | 0 | 0 | 287583.4877 | 2854102.125 | 0 | 0 | 0 | 0 | 0 | 0 | 0 | 0 | 0 | 0 | 0 | 0 | 0 | 0 | 0 | 0 | -251998.3149 | 115725.7193 | 0 | 0 | 0 | 0 | 0 | 0 | 0 | 0 | 0 | 0 | 0 | 0 | 0 | 0 | 0
2016-01-14 03:00 | 0 | 0 | 0 | 0 | 0 | 131360.9658 | 0 | 499085 | 0 | 0 | 0 | 0 | 35585.1728 | 2738376.4057 | 0 | 0 | 0 | 0 | 0 | 0 | 0 | 0 | 0 | 0 | 0 | 0 | 0 | 0 | 0 | 0 | -251998.3149 | -115725.7193 | 0 | 0 | 0 | 0 | 0 | 0 | 0 | 0 | 0 | 0 | 0 | 0 | 0 | 0 | 0
2016-01-14 04:00 | 0 | 0 | 0 | 0 | 0 | 679285.0202 | 0 | 476059 | 0 | 0 | 0 | 0 | 123085.4736 | 2854102.125 | 0 | 0 | 0 | 0 | 0 | 0 | 0 | 0 | 0 | 0 | 0 | 0 | 0 | 0 | 0 | 0 | 87500.3009 | 115725.7193 | 0 | 0 | 0 | 0 | 0 | 0 | 0 | 0 | 0 | 0 | 0 | 0 | 0 | 0 | 0
2016-01-14 05:00 | 0 | 0 | 0 | 0 | 0 | 700605.5606 | 0 | 455967 | 0 | 0 | 0 | 0 | 251998.3149 | 2969827.8443 | 0 | 0 | 0 | 0 | 0 | 0 | 0 | 0 | 0 | 0 | 0 | 0 | 0 | 0 | 0 | 0 | 128912.8413 | 115725.7193 | 0 | 0 | 0 | 0 | 0 | 0 | 0 | 0 | 0 | 0 | 0 | 0 | 0 | 0 | 0
2016-01-14 06:00 | 0 | 0 | 0 | 0 | 0 | 307153.4044 | 0 | 443426 | 0 | 0 | 0 | 0 | 0 | 3085553.5636 | 0 | 0 | 0 | 0 | 0 | 0 | 0 | 0 | 0 | 0 | 0 | 0 | 0 | 0 | 0 | 0 | -251998.3149 | 115725.7193 | 0 | 0 | 0 | 0 | 0 | 0 | 0 | 0 | 0 | 0 | 0 | 0 | 0 | 0 | 0
2016-01-14 07:00 | 0 | 0 | 0 | 0 | 0 | 570897.5956 | 0 | 434625 | 0 | 0 | 0 | 0 | 251998.3149 | 2969827.8443 | 0 | 0 | 0 | 0 | 0 | 0 | 0 | 0 | 0 | 0 | 0 | 0 | 0 | 0 | 0 | 0 | 251998.3149 | -115725.7193 | 0 | 0 | 0 | 0 | 0 | 0 | 0 | 0 | 0 | 0 | 0 | 0 | 0 | 0 | 0
2016-01-14 08:00 | 0 | 0 | 0 | 0 | 0 | 695972.6093 | 0 | 430323 | 0 | 0 | 0 | 0 | 401922.2049 | 3085553.5636 | 0 | 0 | 0 | 0 | 0 | 0 | 0 | 0 | 0 | 0 | 0 | 0 | 0 | 0 | 0 | 0 | 149923.89 | 115725.7193 | 0 | 0 | 0 | 0 | 0 | 0 | 0 | 0 | 0 | 0 | 0 | 0 | 0 | 0 | 0
2016-01-14 09:00 | 0 | 0 | 0 | 0 | 0 | 66157.9658 | 0 | 433882 | 0 | 0 | 0 | 0 | 149923.89 | 2969827.8443 | 0 | 0 | 0 | 0 | 0 | 0 | 0 | 0 | 0 | 0 | 0 | 0 | 0 | 0 | 0 | 0 | -251998.3149 | -115725.7193 | 0 | 0 | 0 | 0 | 0 | 0 | 0 | 0 | 0 | 0 | 0 | 0 | 0 | 0 | 0
2016-01-14 10:00 | 0 | 0 | 0 | 0 | 0 | 650842.4003 | 0 | 449048 | 0 | 0 | 0 | 0 | 277797.0305 | 3043749.104 | 0 | 0 | 0 | 0 | 0 | 0 | 0 | 0 | 0 | 0 | 0 | 0 | 0 | 0 | 0 | 0 | 127873.1406 | 73921.2597 | 0 | 0 | 0 | 0 | 0 | 0 | 0 | 0 | 0 | 0 | 0 | 0 | 0 | 0 | 0
2016-01-14 11:00 | 0 | 0 | 0 | 0 | 0 | 114953.9658 | 0 | 482678 | 0 | 0 | 0 | 0 | 25798.7156 | 2928023.3847 | 0 | 0 | 0 | 0 | 0 | 0 | 0 | 0 | 0 | 0 | 0 | 0 | 0 | 0 | 0 | 0 | -251998.3149 | -115725.7193 | 0 | 0 | 0 | 0 | 0 | 0 | 0 | 0 | 0 | 0 | 0 | 0 | 0 | 0 | 0
2016-01-14 12:00 | 0 | 0 | 0 | 0 | 0 | 638898.4407 | 0 | 511825 | 0 | 0 | 0 | 0 | 37146.437 | 3043749.104 | 0 | 0 | 0 | 0 | 0 | 0 | 0 | 0 | 0 | 0 | 0 | 0 | 0 | 0 | 0 | 0 | 11347.7214 | 115725.7193 | 0 | 0 | 0 | 0 | 0 | 0 | 0 | 0 | 0 | 0 | 0 | 0 | 0 | 0 | 0
2016-01-14 13:00 | 0 | 0 | 0 | 0 | 0 | 636253.3753 | 0 | 518934 | 0 | 0 | 0 | 0 | 38740.093 | 3159474.8233 | 0 | 0 | 0 | 0 | 0 | 0 | 0 | 0 | 0 | 0 | 0 | 0 | 0 | 0 | 0 | 0 | 1593.656 | 115725.7193 | 0 | 0 | 0 | 0 | 0 | 0 | 0 | 0 | 0 | 0 | 0 | 0 | 0 | 0 | 0
2016-01-14 14:00 | 0 | 0 | 0 | 0 | 0 | 561889.7623 | 136778.5822 | 511165 | 0 | 0 | 0 | 0 | 110517.7183 | 3275200.5426 | 0 | 0 | 0 | 0 | 0 | 0 | 0 | 0 | 0 | 0 | 0 | 0 | 0 | 0 | 0 | 0 | 71777.6252 | 115725.7193 | 0 | 0 | 0 | 0 | 0 | 0 | 0 | 0 | 0 | 0 | 0 | 0 | 0 | 0 | 0
2016-01-14 15:00 | 0 | 0 | 0 | 0 | 0 | 0 | 504982.001 | 499774 | 0 | 0 | 0 | 0 | 0 | 3390926.2619 | 0 | 0 | 0 | 0 | 0 | 0 | 0 | 0 | 0 | 0 | 0 | 0 | 0 | 0 | 0 | 0 | -110517.7183 | 115725.7193 | 0 | 0 | 0 | 0 | 0 | 0 | 0 | 0 | 0 | 0 | 0 | 0 | 0 | 0 | 0
2016-01-14 16:00 | 0 | 0 | 0 | 0 | 0 | 238967.909 | 614514.1253 | 485758 | 0 | 0 | 0 | 0 | 251998.3149 | 3506651.9812 | 0 | 0 | 0 | 0 | 0 | 0 | 0 | 0 | 0 | 0 | 0 | 0 | 0 | 0 | 0 | 0 | 251998.3149 | 115725.7193 | 0 | 0 | 0 | 0 | 0 | 0 | 0 | 0 | 0 | 0 | 0 | 0 | 0 | 0 | 0
2016-01-14 17:00 | 0 | 0 | 0 | 0 | 0 | 206115.8449 | 633316.1894 | 471708 | 0 | 0 | 0 | 0 | 503996.6299 | 3622377.7005 | 0 | 0 | 0 | 0 | 0 | 0 | 0 | 0 | 0 | 0 | 0 | 0 | 0 | 0 | 0 | 0 | 251998.3149 | 115725.7193 | 0 | 0 | 0 | 0 | 0 | 0 | 0 | 0 | 0 | 0 | 0 | 0 | 0 | 0 | 0
2016-01-14 18:00 | 0 | 0 | 0 | 0 | 0 | 0 | 609106.906 | 461997 | 0 | 0 | 0 | 0 | 535380.8166 | 3738103.4198 | 0 | 0 | 0 | 0 | 0 | 0 | 0 | 0 | 0 | 0 | 0 | 0 | 0 | 0 | 0 | 0 | 31384.1867 | 115725.7193 | 0 | 0 | 0 | 0 | 0 | 0 | 0 | 0 | 0 | 0 | 0 | 0 | 0 | 0 | 0
2016-01-14 19:00 | 0 | 0 | 0 | 0 | 0 | 0 | 588741.7912 | 454127 | 0 | 0 | 0 | 0 | 554269.8885 | 3853829.1391 | 0 | 0 | 0 | 0 | 0 | 0 | 0 | 0 | 0 | 0 | 0 | 0 | 0 | 0 | 0 | 0 | 18889.0719 | 115725.7193 | 0 | 0 | 0 | 0 | 0 | 0 | 0 | 0 | 0 | 0 | 0 | 0 | 0 | 0 | 0
2016-01-14 20:00 | 0 | 0 | 0 | 0 | 0 | 0 | 596852.519 | 449692 | 0 | 0 | 0 | 0 | 712842.0963 | 3842417.4503 | 0 | 0 | 0 | 0 | 0 | 0 | 0 | 0 | 0 | 0 | 0 | 0 | 0 | 0 | 0 | 0 | 158572.2078 | -11411.6888 | 0 | 0 | 0 | 0 | 0 | 0 | 0 | 0 | 0 | 0 | 0 | 0 | 0 | 0 | 0
2016-01-14 21:00 | 0 | 0 | 0 | 0 | 0 | 211040.644 | 608216.3903 | 451533 | 0 | 0 | 0 | 0 | 964840.4113 | 3958143.1696 | 0 | 0 | 0 | 0 | 0 | 0 | 0 | 0 | 0 | 0 | 0 | 0 | 0 | 0 | 0 | 0 | 251998.3149 | 115725.7193 | 0 | 0 | 0 | 0 | 0 | 0 | 0 | 0 | 0 | 0 | 0 | 0 | 0 | 0 | 0
2016-01-14 22:00 | 0 | 0 | 0 | 0 | 0 | 0 | 529996.0118 | 463636 | 0 | 0 | 0 | 0 | 1146926.1423 | 3842417.4503 | 0 | 0 | 0 | 0 | 0 | 0 | 0 | 0 | 0 | 0 | 0 | 0 | 0 | 0 | 0 | 0 | 182085.7311 | -115725.7193 | 0 | 0 | 0 | 0 | 0 | 0 | 0 | 0 | 0 | 0 | 0 | 0 | 0 | 0 | 0
2016-01-14 23:00 | 0 | 0 | 0 | 0 | 0 | 141225.4576 | 204487.9467 | 481986 | 0 | 0 | 0 | 0 | 894927.8274 | 3958143.1696 | 0 | 0 | 0 | 0 | 0 | 0 | 0 | 0 | 0 | 0 | 0 | 0 | 0 | 0 | 0 | 0 | -251998.3149 | 115725.7193 | 0 | 0 | 0 | 0 | 0 | 0 | 0 | 0 | 0 | 0 | 0 | 0 | 0 | 0 | 0
2016-01-15 | 0 | 0 | 0 | 0 | 0 | 662566.2093 | 2791.9124 | 491071 | 0 | 0 | 0 | 0 | 1146926.1423 | 3880431.9763 | 0 | 0 | 0 | 0 | 0 | 0 | 0 | 0 | 0 | 0 | 0 | 0 | 0 | 0 | 0 | 0 | 251998.3149 | -77711.1933 | 0 | 0 | 0 | 0 | 0 | 0 | 0 | 0 | 0 | 0 | 0 | 0 | 0 | 0 | 0
2016-01-15 01:00 | 0 | 0 | 0 | 0 | 0 | 354691.4044 | 0 | 490964 | 0 | 0 | 0 | 0 | 894927.8274 | 3996157.6956 | 0 | 0 | 0 | 0 | 0 | 0 | 0 | 0 | 0 | 0 | 0 | 0 | 0 | 0 | 0 | 0 | -251998.3149 | 115725.7193 | 0 | 0 | 0 | 0 | 0 | 0 | 0 | 0 | 0 | 0 | 0 | 0 | 0 | 0 | 0
2016-01-15 02:00 | 0 | 0 | 0 | 0 | 0 | 674739.7654 | 0 | 482259 | 0 | 0 | 0 | 0 | 971682.8735 | 4111883.4149 | 0 | 0 | 0 | 0 | 0 | 0 | 0 | 0 | 0 | 0 | 0 | 0 | 0 | 0 | 0 | 0 | 76755.0461 | 115725.7193 | 0 | 0 | 0 | 0 | 0 | 0 | 0 | 0 | 0 | 0 | 0 | 0 | 0 | 0 | 0
2016-01-15 03:00 | 0 | 0 | 0 | 0 | 0 | 326420.4044 | 0 | 462693 | 0 | 0 | 0 | 0 | 719684.5585 | 4227609.1342 | 0 | 0 | 0 | 0 | 0 | 0 | 0 | 0 | 0 | 0 | 0 | 0 | 0 | 0 | 0 | 0 | -251998.3149 | 115725.7193 | 0 | 0 | 0 | 0 | 0 | 0 | 0 | 0 | 0 | 0 | 0 | 0 | 0 | 0 | 0
2016-01-15 04:00 | 0 | 0 | 0 | 0 | 0 | 662623.2731 | 0 | 440735 | 0 | 0 | 0 | 0 | 825847.1123 | 4343334.8535 | 0 | 0 | 0 | 0 | 0 | 0 | 0 | 0 | 0 | 0 | 0 | 0 | 0 | 0 | 0 | 0 | 106162.5538 | 115725.7193 | 0 | 0 | 0 | 0 | 0 | 0 | 0 | 0 | 0 | 0 | 0 | 0 | 0 | 0 | 0
2016-01-15 05:00 | 0 | 0 | 0 | 0 | 0 | 556570.5956 | 0 | 420298 | 0 | 0 | 0 | 0 | 1077845.4272 | 4227609.1342 | 0 | 0 | 0 | 0 | 0 | 0 | 0 | 0 | 0 | 0 | 0 | 0 | 0 | 0 | 0 | 0 | 251998.3149 | -115725.7193 | 0 | 0 | 0 | 0 | 0 | 0 | 0 | 0 | 0 | 0 | 0 | 0 | 0 | 0 | 0
2016-01-15 06:00 | 0 | 0 | 0 | 0 | 0 | 638859.1058 | 0 | 406086 | 0 | 0 | 0 | 0 | 1194892.8137 | 4343334.8535 | 0 | 0 | 0 | 0 | 0 | 0 | 0 | 0 | 0 | 0 | 0 | 0 | 0 | 0 | 0 | 0 | 117047.3865 | 115725.7193 | 0 | 0 | 0 | 0 | 0 | 0 | 0 | 0 | 0 | 0 | 0 | 0 | 0 | 0 | 0
2016-01-15 07:00 | 0 | 0 | 0 | 0 | 0 | 260769.4044 | 0 | 397042 | 0 | 0 | 0 | 0 | 942894.4987 | 4459060.5728 | 0 | 0 | 0 | 0 | 0 | 0 | 0 | 0 | 0 | 0 | 0 | 0 | 0 | 0 | 0 | 0 | -251998.3149 | 115725.7193 | 0 | 0 | 0 | 0 | 0 | 0 | 0 | 0 | 0 | 0 | 0 | 0 | 0 | 0 | 0
2016-01-15 08:00 | 0 | 0 | 0 | 0 | 0 | 256402.4044 | 0 | 392675 | 0 | 0 | 0 | 0 | 690896.1838 | 4574786.2921 | 0 | 0 | 0 | 0 | 0 | 0 | 0 | 0 | 0 | 0 | 0 | 0 | 0 | 0 | 0 | 0 | -251998.3149 | 115725.7193 | 0 | 0 | 0 | 0 | 0 | 0 | 0 | 0 | 0 | 0 | 0 | 0 | 0 | 0 | 0
2016-01-15 09:00 | 0 | 0 | 0 | 0 | 0 | 599945.0059 | 0 | 394761 | 0 | 0 | 0 | 0 | 937328.6246 | 4533537.8572 | 0 | 0 | 0 | 0 | 0 | 0 | 0 | 0 | 0 | 0 | 0 | 0 | 0 | 0 | 0 | 0 | 246432.4408 | -41248.4349 | 0 | 0 | 0 | 0 | 0 | 0 | 0 | 0 | 0 | 0 | 0 | 0 | 0 | 0 | 0
2016-01-15 10:00 | 0 | 0 | 0 | 0 | 0 | 584880.0306 | 0 | 407359 | 0 | 0 | 0 | 0 | 1189326.9395 | 4459060.5728 | 0 | 0 | 0 | 0 | 0 | 0 | 0 | 0 | 0 | 0 | 0 | 0 | 0 | 0 | 0 | 0 | 251998.3149 | -74477.2844 | 0 | 0 | 0 | 0 | 0 | 0 | 0 | 0 | 0 | 0 | 0 | 0 | 0 | 0 | 0
2016-01-15 11:00 | 0 | 0 | 0 | 0 | 0 | 566016.9402 | 0 | 436666 | 0 | 0 | 0 | 0 | 1202952.1605 | 4574786.2921 | 0 | 0 | 0 | 0 | 0 | 0 | 0 | 0 | 0 | 0 | 0 | 0 | 0 | 0 | 0 | 0 | 13625.2209 | 115725.7193 | 0 | 0 | 0 | 0 | 0 | 0 | 0 | 0 | 0 | 0 | 0 | 0 | 0 | 0 | 0
2016-01-15 12:00 | 0 | 0 | 0 | 0 | 0 | 543936.4461 | 0 | 466185 | 0 | 0 | 0 | 0 | 1396429.3258 | 4459060.5728 | 0 | 0 | 0 | 0 | 0 | 0 | 0 | 0 | 0 | 0 | 0 | 0 | 0 | 0 | 0 | 0 | 193477.1654 | -115725.7193 | 0 | 0 | 0 | 0 | 0 | 0 | 0 | 0 | 0 | 0 | 0 | 0 | 0 | 0 | 0
2016-01-15 13:00 | 0 | 0 | 0 | 0 | 0 | 341276.7532 | 2.6511 | 477552 | 0 | 0 | 0 | 0 | 1144431.0109 | 4574786.2921 | 0 | 0 | 0 | 0 | 0 | 0 | 0 | 0 | 0 | 0 | 0 | 0 | 0 | 0 | 0 | 0 | -251998.3149 | 115725.7193 | 0 | 0 | 0 | 0 | 0 | 0 | 0 | 0 | 0 | 0 | 0 | 0 | 0 | 0 | 0
2016-01-15 14:00 | 0 | 0 | 0 | 0 | 0 | 381428.5394 | 146907.1045 | 480240 | 0 | 0 | 0 | 0 | 1308252.3741 | 4459060.5728 | 0 | 0 | 0 | 0 | 0 | 0 | 0 | 0 | 0 | 0 | 0 | 0 | 0 | 0 | 0 | 0 | 163821.3632 | -115725.7193 | 0 | 0 | 0 | 0 | 0 | 0 | 0 | 0 | 0 | 0 | 0 | 0 | 0 | 0 | 0
2016-01-15 15:00 | 0 | 0 | 0 | 0 | 0 | 287846.6561 | 351376.5552 | 481526 | 0 | 0 | 0 | 0 | 1560250.689 | 4364759.4691 | 0 | 0 | 0 | 0 | 0 | 0 | 0 | 0 | 0 | 0 | 0 | 0 | 0 | 0 | 0 | 0 | 251998.3149 | -94301.1037 | 0 | 0 | 0 | 0 | 0 | 0 | 0 | 0 | 0 | 0 | 0 | 0 | 0 | 0 | 0
2016-01-15 16:00 | 0 | 0 | 0 | 0 | 0 | 260263.8156 | 472159.2106 | 477244 | 0 | 0 | 0 | 0 | 1699703.9959 | 4480485.1884 | 0 | 0 | 0 | 0 | 0 | 0 | 0 | 0 | 0 | 0 | 0 | 0 | 0 | 0 | 0 | 0 | 139453.3069 | 115725.7193 | 0 | 0 | 0 | 0 | 0 | 0 | 0 | 0 | 0 | 0 | 0 | 0 | 0 | 0 | 0
2016-01-15 17:00 | 0 | 0 | 0 | 0 | 0 | 240723.4603 | 505358.1029 | 470535 | 0 | 0 | 0 | 0 | 1951702.3108 | 4504033.4367 | 0 | 0 | 0 | 0 | 0 | 0 | 0 | 0 | 0 | 0 | 0 | 0 | 0 | 0 | 0 | 0 | 251998.3149 | 23548.2483 | 0 | 0 | 0 | 0 | 0 | 0 | 0 | 0 | 0 | 0 | 0 | 0 | 0 | 0 | 0
2016-01-15 18:00 | 0 | 0 | 0 | 0 | 0 | 240613.7401 | 499038.2787 | 464809 | 0 | 0 | 0 | 0 | 2203700.6258 | 4526878.1405 | 0 | 0 | 0 | 0 | 0 | 0 | 0 | 0 | 0 | 0 | 0 | 0 | 0 | 0 | 0 | 0 | 251998.3149 | 22844.7038 | 0 | 0 | 0 | 0 | 0 | 0 | 0 | 0 | 0 | 0 | 0 | 0 | 0 | 0 | 0
2016-01-15 19:00 | 0 | 0 | 0 | 0 | 0 | 102529.6176 | 493048.978 | 459306 | 0 | 0 | 0 | 0 | 2455698.9407 | 4411152.4212 | 0 | 0 | 0 | 0 | 0 | 0 | 0 | 0 | 0 | 0 | 0 | 0 | 0 | 0 | 0 | 0 | 251998.3149 | -115725.7193 | 0 | 0 | 0 | 0 | 0 | 0 | 0 | 0 | 0 | 0 | 0 | 0 | 0 | 0 | 0
2016-01-15 20:00 | 0 | 0 | 0 | 0 | 0 | 0 | 488418.9459 | 455638 | 0 | 0 | 0 | 0 | 2602359.3283 | 4297272.9796 | 0 | 0 | 0 | 0 | 0 | 0 | 0 | 0 | 0 | 0 | 0 | 0 | 0 | 0 | 0 | 0 | 146660.3876 | -113879.4417 | 0 | 0 | 0 | 0 | 0 | 0 | 0 | 0 | 0 | 0 | 0 | 0 | 0 | 0 | 0
2016-01-15 21:00 | 0 | 0 | 0 | 0 | 0 | 253136.5193 | 475659.8724 | 456911 | 0 | 0 | 0 | 0 | 2758519.0008 | 4412998.6989 | 0 | 0 | 0 | 0 | 0 | 0 | 0 | 0 | 0 | 0 | 0 | 0 | 0 | 0 | 0 | 0 | 156159.6724 | 115725.7193 | 0 | 0 | 0 | 0 | 0 | 0 | 0 | 0 | 0 | 0 | 0 | 0 | 0 | 0 | 0
2016-01-15 22:00 | 0 | 0 | 0 | 0 | 0 | 284758.5514 | 419091.772 | 464155 | 0 | 0 | 0 | 0 | 2882488.6048 | 4528724.4182 | 0 | 0 | 0 | 0 | 0 | 0 | 0 | 0 | 0 | 0 | 0 | 0 | 0 | 0 | 0 | 0 | 123969.6041 | 115725.7193 | 0 | 0 | 0 | 0 | 0 | 0 | 0 | 0 | 0 | 0 | 0 | 0 | 0 | 0 | 0
2016-01-15 23:00 | 0 | 0 | 0 | 0 | 0 | 318238.2357 | 199687.6383 | 471864 | 0 | 0 | 0 | 0 | 2882488.6048 | 4574786.2921 | 0 | 0 | 0 | 0 | 0 | 0 | 0 | 0 | 0 | 0 | 0 | 0 | 0 | 0 | 0 | 0 | 0 | 46061.874 | 0 | 0 | 0 | 0 | 0 | 0 | 0 | 0 | 0 | 0 | 0 | 0 | 0 | 0 | 0
2016-01-16 | 0 | 0 | 0 | 0 | 0 | 335614.9031 | 6103.9863 | 473518 | 0 | 0 | 0 | 0 | 2866415.2135 | 4459060.5728 | 0 | 0 | 0 | 0 | 0 | 0 | 0 | 0 | 0 | 0 | 0 | 0 | 0 | 0 | 0 | 0 | -16073.3913 | -115725.7193 | 0 | 0 | 0 | 0 | 0 | 0 | 0 | 0 | 0 | 0 | 0 | 0 | 0 | 0 | 0
2016-01-16 01:00 | 0 | 0 | 0 | 0 | 0 | 334572.6421 | 0 | 469990 | 0 | 0 | 0 | 0 | 2846723.5749 | 4343334.8535 | 0 | 0 | 0 | 0 | 0 | 0 | 0 | 0 | 0 | 0 | 0 | 0 | 0 | 0 | 0 | 0 | -19691.6386 | -115725.7193 | 0 | 0 | 0 | 0 | 0 | 0 | 0 | 0 | 0 | 0 | 0 | 0 | 0 | 0 | 0
2016-01-16 02:00 | 0 | 0 | 0 | 0 | 0 | 326097.7996 | 0 | 462067 | 0 | 0 | 0 | 0 | 2595028.6552 | 4459060.5728 | 0 | 0 | 0 | 0 | 0 | 0 | 0 | 0 | 0 | 0 | 0 | 0 | 0 | 0 | 0 | 0 | -251694.9197 | 115725.7193 | 0 | 0 | 0 | 0 | 0 | 0 | 0 | 0 | 0 | 0 | 0 | 0 | 0 | 0 | 0
2016-01-16 03:00 | 0 | 0 | 0 | 0 | 0 | 310625.4044 | 0 | 446898 | 0 | 0 | 0 | 0 | 2343030.3403 | 4574786.2921 | 0 | 0 | 0 | 0 | 0 | 0 | 0 | 0 | 0 | 0 | 0 | 0 | 0 | 0 | 0 | 0 | -251998.3149 | 115725.7193 | 0 | 0 | 0 | 0 | 0 | 0 | 0 | 0 | 0 | 0 | 0 | 0 | 0 | 0 | 0
2016-01-16 04:00 | 0 | 0 | 0 | 0 | 0 | 318261.1989 | 0 | 429098 | 0 | 0 | 0 | 0 | 2347919.2585 | 4459060.5728 | 0 | 0 | 0 | 0 | 0 | 0 | 0 | 0 | 0 | 0 | 0 | 0 | 0 | 0 | 0 | 0 | 4888.9182 | -115725.7193 | 0 | 0 | 0 | 0 | 0 | 0 | 0 | 0 | 0 | 0 | 0 | 0 | 0 | 0 | 0
2016-01-16 05:00 | 0 | 0 | 0 | 0 | 0 | 43475.9658 | 0 | 411200 | 0 | 0 | 0 | 0 | 2095920.9436 | 4343334.8535 | 0 | 0 | 0 | 0 | 0 | 0 | 0 | 0 | 0 | 0 | 0 | 0 | 0 | 0 | 0 | 0 | -251998.3149 | -115725.7193 | 0 | 0 | 0 | 0 | 0 | 0 | 0 | 0 | 0 | 0 | 0 | 0 | 0 | 0 | 0
2016-01-16 06:00 | 0 | 0 | 0 | 0 | 0 | 313731.7221 | 0 | 397507 | 0 | 0 | 0 | 0 | 1896419.9464 | 4459060.5728 | 0 | 0 | 0 | 0 | 0 | 0 | 0 | 0 | 0 | 0 | 0 | 0 | 0 | 0 | 0 | 0 | -199500.9972 | 115725.7193 | 0 | 0 | 0 | 0 | 0 | 0 | 0 | 0 | 0 | 0 | 0 | 0 | 0 | 0 | 0
2016-01-16 07:00 | 0 | 0 | 0 | 0 | 0 | 315430.4507 | 0 | 388116 | 0 | 0 | 0 | 0 | 1939460.1164 | 4343334.8535 | 0 | 0 | 0 | 0 | 0 | 0 | 0 | 0 | 0 | 0 | 0 | 0 | 0 | 0 | 0 | 0 | 43040.17 | -115725.7193 | 0 | 0 | 0 | 0 | 0 | 0 | 0 | 0 | 0 | 0 | 0 | 0 | 0 | 0 | 0
2016-01-16 08:00 | 0 | 0 | 0 | 0 | 0 | 318288.182 | 0 | 383335 | 0 | 0 | 0 | 0 | 1758687.5791 | 4459060.5728 | 0 | 0 | 0 | 0 | 0 | 0 | 0 | 0 | 0 | 0 | 0 | 0 | 0 | 0 | 0 | 0 | -180772.5373 | 115725.7193 | 0 | 0 | 0 | 0 | 0 | 0 | 0 | 0 | 0 | 0 | 0 | 0 | 0 | 0 | 0
2016-01-16 09:00 | 0 | 0 | 0 | 0 | 0 | 318416.2693 | 0 | 382836 | 0 | 0 | 0 | 0 | 1809993.5677 | 4343334.8535 | 0 | 0 | 0 | 0 | 0 | 0 | 0 | 0 | 0 | 0 | 0 | 0 | 0 | 0 | 0 | 0 | 51305.9886 | -115725.7193 | 0 | 0 | 0 | 0 | 0 | 0 | 0 | 0 | 0 | 0 | 0 | 0 | 0 | 0 | 0
2016-01-16 10:00 | 0 | 0 | 0 | 0 | 0 | 328528.441 | 0 | 388193 | 0 | 0 | 0 | 0 | 1866054.728 | 4227609.1342 | 0 | 0 | 0 | 0 | 0 | 0 | 0 | 0 | 0 | 0 | 0 | 0 | 0 | 0 | 0 | 0 | 56061.1603 | -115725.7193 | 0 | 0 | 0 | 0 | 0 | 0 | 0 | 0 | 0 | 0 | 0 | 0 | 0 | 0 | 0
2016-01-16 11:00 | 0 | 0 | 0 | 0 | 0 | 344520.6703 | 0 | 398613 | 0 | 0 | 0 | 0 | 1927688.1176 | 4111883.4149 | 0 | 0 | 0 | 0 | 0 | 0 | 0 | 0 | 0 | 0 | 0 | 0 | 0 | 0 | 0 | 0 | 61633.3896 | -115725.7193 | 0 | 0 | 0 | 0 | 0 | 0 | 0 | 0 | 0 | 0 | 0 | 0 | 0 | 0 | 0
2016-01-16 12:00 | 0 | 0 | 0 | 0 | 0 | 349304.0145 | 0 | 414957 | 0 | 0 | 0 | 0 | 1977760.8515 | 3996157.6956 | 0 | 0 | 0 | 0 | 0 | 0 | 0 | 0 | 0 | 0 | 0 | 0 | 0 | 0 | 0 | 0 | 50072.7338 | -115725.7193 | 0 | 0 | 0 | 0 | 0 | 0 | 0 | 0 | 0 | 0 | 0 | 0 | 0 | 0 | 0
2016-01-16 13:00 | 0 | 0 | 0 | 0 | 0 | 348705.2268 | 0 | 431737 | 0 | 0 | 0 | 0 | 1779003.359 | 4111883.4149 | 0 | 0 | 0 | 0 | 0 | 0 | 0 | 0 | 0 | 0 | 0 | 0 | 0 | 0 | 0 | 0 | -198757.4925 | 115725.7193 | 0 | 0 | 0 | 0 | 0 | 0 | 0 | 0 | 0 | 0 | 0 | 0 | 0 | 0 | 0
2016-01-16 14:00 | 0 | 0 | 0 | 0 | 0 | 314767.7926 | 59132.4009 | 445036 | 0 | 0 | 0 | 0 | 1592141.8332 | 4227609.1342 | 0 | 0 | 0 | 0 | 0 | 0 | 0 | 0 | 0 | 0 | 0 | 0 | 0 | 0 | 0 | 0 | -186861.5257 | 115725.7193 | 0 | 0 | 0 | 0 | 0 | 0 | 0 | 0 | 0 | 0 | 0 | 0 | 0 | 0 | 0
2016-01-16 15:00 | 0 | 0 | 0 | 0 | 0 | 0 | 393161.7329 | 450767 | 0 | 0 | 0 | 0 | 1650262.2855 | 4111883.4149 | 0 | 0 | 0 | 0 | 0 | 0 | 0 | 0 | 0 | 0 | 0 | 0 | 0 | 0 | 0 | 0 | 58120.4522 | -115725.7193 | 0 | 0 | 0 | 0 | 0 | 0 | 0 | 0 | 0 | 0 | 0 | 0 | 0 | 0 | 0
2016-01-16 16:00 | 0 | 0 | 0 | 0 | 0 | 256540.7701 | 497262.7422 | 449596 | 0 | 0 | 0 | 0 | 1902260.6004 | 4164092.6123 | 0 | 0 | 0 | 0 | 0 | 0 | 0 | 0 | 0 | 0 | 0 | 0 | 0 | 0 | 0 | 0 | 251998.3149 | 52209.1974 | 0 | 0 | 0 | 0 | 0 | 0 | 0 | 0 | 0 | 0 | 0 | 0 | 0 | 0 | 0
2016-01-16 17:00 | 0 | 0 | 0 | 0 | 0 | 0 | 517996.1889 | 445176 | 0 | 0 | 0 | 0 | 2006832.8804 | 4132340.5212 | 0 | 0 | 0 | 0 | 0 | 0 | 0 | 0 | 0 | 0 | 0 | 0 | 0 | 0 | 0 | 0 | 104572.28 | -31752.0911 | 0 | 0 | 0 | 0 | 0 | 0 | 0 | 0 | 0 | 0 | 0 | 0 | 0 | 0 | 0
2016-01-16 18:00 | 0 | 0 | 0 | 0 | 0 | 0 | 505467.9138 | 438693 | 0 | 0 | 0 | 0 | 1957882.0749 | 4248066.2405 | 0 | 0 | 0 | 0 | 0 | 0 | 0 | 0 | 0 | 0 | 0 | 0 | 0 | 0 | 0 | 0 | -48950.8055 | 115725.7193 | 0 | 0 | 0 | 0 | 0 | 0 | 0 | 0 | 0 | 0 | 0 | 0 | 0 | 0 | 0
2016-01-16 19:00 | 0 | 0 | 0 | 0 | 0 | 200526.2729 | 499479.8297 | 433491 | 0 | 0 | 0 | 0 | 2108671.4583 | 4363791.9598 | 0 | 0 | 0 | 0 | 0 | 0 | 0 | 0 | 0 | 0 | 0 | 0 | 0 | 0 | 0 | 0 | 150789.3833 | 115725.7193 | 0 | 0 | 0 | 0 | 0 | 0 | 0 | 0 | 0 | 0 | 0 | 0 | 0 | 0 | 0
2016-01-16 20:00 | 0 | 0 | 0 | 0 | 0 | 296813.2228 | 501498.8114 | 430588 | 0 | 0 | 0 | 0 | 2360669.7732 | 4479517.6791 | 0 | 0 | 0 | 0 | 0 | 0 | 0 | 0 | 0 | 0 | 0 | 0 | 0 | 0 | 0 | 0 | 251998.3149 | 115725.7193 | 0 | 0 | 0 | 0 | 0 | 0 | 0 | 0 | 0 | 0 | 0 | 0 | 0 | 0 | 0
2016-01-16 21:00 | 0 | 0 | 0 | 0 | 0 | 0 | 496592.3732 | 433541 | 0 | 0 | 0 | 0 | 2539446.8658 | 4363791.9598 | 0 | 0 | 0 | 0 | 0 | 0 | 0 | 0 | 0 | 0 | 0 | 0 | 0 | 0 | 0 | 0 | 178777.0925 | -115725.7193 | 0 | 0 | 0 | 0 | 0 | 0 | 0 | 0 | 0 | 0 | 0 | 0 | 0 | 0 | 0
2016-01-16 22:00 | 0 | 0 | 0 | 0 | 0 | 304007.4894 | 412530.1237 | 444810 | 0 | 0 | 0 | 0 | 2791445.1807 | 4383521.2579 | 0 | 0 | 0 | 0 | 0 | 0 | 0 | 0 | 0 | 0 | 0 | 0 | 0 | 0 | 0 | 0 | 251998.3149 | 19729.2981 | 0 | 0 | 0 | 0 | 0 | 0 | 0 | 0 | 0 | 0 | 0 | 0 | 0 | 0 | 0
2016-01-16 23:00 | 0 | 0 | 0 | 0 | 0 | 291457.336 | 144001.3689 | 460141 | 0 | 0 | 0 | 0 | 2882488.6048 | 4267795.5386 | 0 | 0 | 0 | 0 | 0 | 0 | 0 | 0 | 0 | 0 | 0 | 0 | 0 | 0 | 0 | 0 | 91043.4241 | -115725.7193 | 0 | 0 | 0 | 0 | 0 | 0 | 0 | 0 | 0 | 0 | 0 | 0 | 0 | 0 | 0
2016-01-17 | 0 | 0 | 0 | 0 | 0 | 288285.2145 | 3862.2674 | 466002 | 0 | 0 | 0 | 0 | 2824359.8061 | 4152069.8193 | 0 | 0 | 0 | 0 | 0 | 0 | 0 | 0 | 0 | 0 | 0 | 0 | 0 | 0 | 0 | 0 | -58128.7988 | -115725.7193 | 0 | 0 | 0 | 0 | 0 | 0 | 0 | 0 | 0 | 0 | 0 | 0 | 0 | 0 | 0
2016-01-17 01:00 | 0 | 0 | 0 | 0 | 0 | 289743 | 0 | 466202 | 0 | 0 | 0 | 0 | 2572361.4911 | 4227609.1342 | 0 | 0 | 0 | 0 | 0 | 0 | 0 | 0 | 0 | 0 | 0 | 0 | 0 | 0 | 0 | 0 | -251998.3149 | 75539.3149 | 0 | 0 | 0 | 0 | 0 | 0 | 0 | 0 | 0 | 0 | 0 | 0 | 0 | 0 | 0
2016-01-17 02:00 | 0 | 0 | 0 | 0 | 0 | 303163.5693 | 0 | 461031 | 0 | 0 | 0 | 0 | 2530219.7797 | 4111883.4149 | 0 | 0 | 0 | 0 | 0 | 0 | 0 | 0 | 0 | 0 | 0 | 0 | 0 | 0 | 0 | 0 | -42141.7114 | -115725.7193 | 0 | 0 | 0 | 0 | 0 | 0 | 0 | 0 | 0 | 0 | 0 | 0 | 0 | 0 | 0
2016-01-17 03:00 | 0 | 0 | 0 | 0 | 0 | 322628.3755 | 0 | 449651 | 0 | 0 | 0 | 0 | 2518922.8746 | 3996157.6956 | 0 | 0 | 0 | 0 | 0 | 0 | 0 | 0 | 0 | 0 | 0 | 0 | 0 | 0 | 0 | 0 | -11296.9052 | -115725.7193 | 0 | 0 | 0 | 0 | 0 | 0 | 0 | 0 | 0 | 0 | 0 | 0 | 0 | 0 | 0
2016-01-17 04:00 | 0 | 0 | 0 | 0 | 0 | 349428.4657 | 0 | 433925 | 0 | 0 | 0 | 0 | 2318700.6209 | 4111883.4149 | 0 | 0 | 0 | 0 | 0 | 0 | 0 | 0 | 0 | 0 | 0 | 0 | 0 | 0 | 0 | 0 | -200222.2536 | 115725.7193 | 0 | 0 | 0 | 0 | 0 | 0 | 0 | 0 | 0 | 0 | 0 | 0 | 0 | 0 | 0
2016-01-17 05:00 | 0 | 0 | 0 | 0 | 0 | 379538.9197 | 0 | 420780 | 0 | 0 | 0 | 0 | 2161733.8214 | 4227609.1342 | 0 | 0 | 0 | 0 | 0 | 0 | 0 | 0 | 0 | 0 | 0 | 0 | 0 | 0 | 0 | 0 | -156966.7996 | 115725.7193 | 0 | 0 | 0 | 0 | 0 | 0 | 0 | 0 | 0 | 0 | 0 | 0 | 0 | 0 | 0
2016-01-17 06:00 | 0 | 0 | 0 | 0 | 0 | 407399.1692 | 0 | 409148 | 0 | 0 | 0 | 0 | 2044259.2712 | 4343334.8535 | 0 | 0 | 0 | 0 | 0 | 0 | 0 | 0 | 0 | 0 | 0 | 0 | 0 | 0 | 0 | 0 | -117474.5501 | 115725.7193 | 0 | 0 | 0 | 0 | 0 | 0 | 0 | 0 | 0 | 0 | 0 | 0 | 0 | 0 | 0
2016-01-17 07:00 | 0 | 0 | 0 | 0 | 0 | 425103.6984 | 0 | 400726 | 0 | 0 | 0 | 0 | 2184362.6889 | 4227609.1342 | 0 | 0 | 0 | 0 | 0 | 0 | 0 | 0 | 0 | 0 | 0 | 0 | 0 | 0 | 0 | 0 | 140103.4177 | -115725.7193 | 0 | 0 | 0 | 0 | 0 | 0 | 0 | 0 | 0 | 0 | 0 | 0 | 0 | 0 | 0
2016-01-17 08:00 | 0 | 0 | 0 | 0 | 0 | 429203.9427 | 0 | 397107 | 0 | 0 | 0 | 0 | 2100733.9123 | 4343334.8535 | 0 | 0 | 0 | 0 | 0 | 0 | 0 | 0 | 0 | 0 | 0 | 0 | 0 | 0 | 0 | 0 | -83628.7766 | 115725.7193 | 0 | 0 | 0 | 0 | 0 | 0 | 0 | 0 | 0 | 0 | 0 | 0 | 0 | 0 | 0
2016-01-17 09:00 | 0 | 0 | 0 | 0 | 0 | 410914.9837 | 0 | 396995 | 0 | 0 | 0 | 0 | 1998928.1767 | 4459060.5728 | 0 | 0 | 0 | 0 | 0 | 0 | 0 | 0 | 0 | 0 | 0 | 0 | 0 | 0 | 0 | 0 | -101805.7356 | 115725.7193 | 0 | 0 | 0 | 0 | 0 | 0 | 0 | 0 | 0 | 0 | 0 | 0 | 0 | 0 | 0
2016-01-17 10:00 | 0 | 0 | 0 | 0 | 0 | 381525.4147 | 0 | 401148 | 0 | 0 | 0 | 0 | 1863579.8721 | 4574786.2921 | 0 | 0 | 0 | 0 | 0 | 0 | 0 | 0 | 0 | 0 | 0 | 0 | 0 | 0 | 0 | 0 | -135348.3046 | 115725.7193 | 0 | 0 | 0 | 0 | 0 | 0 | 0 | 0 | 0 | 0 | 0 | 0 | 0 | 0 | 0
2016-01-17 11:00 | 0 | 0 | 0 | 0 | 0 | 357381.8392 | 0 | 411144 | 0 | 0 | 0 | 0 | 1925543.4305 | 4459060.5728 | 0 | 0 | 0 | 0 | 0 | 0 | 0 | 0 | 0 | 0 | 0 | 0 | 0 | 0 | 0 | 0 | 61963.5585 | -115725.7193 | 0 | 0 | 0 | 0 | 0 | 0 | 0 | 0 | 0 | 0 | 0 | 0 | 0 | 0 | 0
2016-01-17 12:00 | 0 | 0 | 0 | 0 | 0 | 290320.4044 | 0 | 426593 | 0 | 0 | 0 | 0 | 1673545.1156 | 4574786.2921 | 0 | 0 | 0 | 0 | 0 | 0 | 0 | 0 | 0 | 0 | 0 | 0 | 0 | 0 | 0 | 0 | -251998.3149 | 115725.7193 | 0 | 0 | 0 | 0 | 0 | 0 | 0 | 0 | 0 | 0 | 0 | 0 | 0 | 0 | 0
2016-01-17 13:00 | 0 | 0 | 0 | 0 | 0 | 326694.16 | 3.8876 | 444517 | 0 | 0 | 0 | 0 | 1671451.8825 | 4459060.5728 | 0 | 0 | 0 | 0 | 0 | 0 | 0 | 0 | 0 | 0 | 0 | 0 | 0 | 0 | 0 | 0 | -2093.2331 | -115725.7193 | 0 | 0 | 0 | 0 | 0 | 0 | 0 | 0 | 0 | 0 | 0 | 0 | 0 | 0 | 0
2016-01-17 14:00 | 0 | 0 | 0 | 0 | 0 | 285109.7474 | 51602.0675 | 458932 | 0 | 0 | 0 | 0 | 1433505.9781 | 4574786.2921 | 0 | 0 | 0 | 0 | 0 | 0 | 0 | 0 | 0 | 0 | 0 | 0 | 0 | 0 | 0 | 0 | -237945.9044 | 115725.7193 | 0 | 0 | 0 | 0 | 0 | 0 | 0 | 0 | 0 | 0 | 0 | 0 | 0 | 0 | 0
2016-01-17 15:00 | 0 | 0 | 0 | 0 | 0 | 235536.0243 | 377767.4859 | 464245 | 0 | 0 | 0 | 0 | 1629622.8609 | 4527727.9195 | 0 | 0 | 0 | 0 | 0 | 0 | 0 | 0 | 0 | 0 | 0 | 0 | 0 | 0 | 0 | 0 | 196116.8828 | -47058.3726 | 0 | 0 | 0 | 0 | 0 | 0 | 0 | 0 | 0 | 0 | 0 | 0 | 0 | 0 | 0
2016-01-17 16:00 | 0 | 0 | 0 | 0 | 0 | 227607.3557 | 533873.3319 | 462424 | 0 | 0 | 0 | 0 | 1881621.1758 | 4574786.2921 | 0 | 0 | 0 | 0 | 0 | 0 | 0 | 0 | 0 | 0 | 0 | 0 | 0 | 0 | 0 | 0 | 251998.3149 | 47058.3726 | 0 | 0 | 0 | 0 | 0 | 0 | 0 | 0 | 0 | 0 | 0 | 0 | 0 | 0 | 0
2016-01-17 17:00 | 0 | 0 | 0 | 0 | 0 | 0 | 570564.7252 | 459077 | 0 | 0 | 0 | 0 | 2108834.6204 | 4459060.5728 | 0 | 0 | 0 | 0 | 0 | 0 | 0 | 0 | 0 | 0 | 0 | 0 | 0 | 0 | 0 | 0 | 227213.4445 | -115725.7193 | 0 | 0 | 0 | 0 | 0 | 0 | 0 | 0 | 0 | 0 | 0 | 0 | 0 | 0 | 0
2016-01-17 18:00 | 0 | 0 | 0 | 0 | 0 | 0 | 545329.6382 | 454097 | 0 | 0 | 0 | 0 | 2084341.5393 | 4574786.2921 | 0 | 0 | 0 | 0 | 0 | 0 | 0 | 0 | 0 | 0 | 0 | 0 | 0 | 0 | 0 | 0 | -24493.0811 | 115725.7193 | 0 | 0 | 0 | 0 | 0 | 0 | 0 | 0 | 0 | 0 | 0 | 0 | 0 | 0 | 0
2016-01-17 19:00 | 0 | 0 | 0 | 0 | 0 | 0 | 537353.6388 | 448939 | 0 | 0 | 0 | 0 | 2288481.8974 | 4459060.5728 | 0 | 0 | 0 | 0 | 0 | 0 | 0 | 0 | 0 | 0 | 0 | 0 | 0 | 0 | 0 | 0 | 204140.3581 | -115725.7193 | 0 | 0 | 0 | 0 | 0 | 0 | 0 | 0 | 0 | 0 | 0 | 0 | 0 | 0 | 0
2016-01-17 20:00 | 0 | 0 | 0 | 0 | 0 | 214474.0908 | 556859.2455 | 445370 | 0 | 0 | 0 | 0 | 2540480.2124 | 4533025.5941 | 0 | 0 | 0 | 0 | 0 | 0 | 0 | 0 | 0 | 0 | 0 | 0 | 0 | 0 | 0 | 0 | 251998.3149 | 73965.0213 | 0 | 0 | 0 | 0 | 0 | 0 | 0 | 0 | 0 | 0 | 0 | 0 | 0 | 0 | 0
2016-01-17 21:00 | 0 | 0 | 0 | 0 | 0 | 50771.958 | 576134.3356 | 448873 | 0 | 0 | 0 | 0 | 2792478.5273 | 4459060.5728 | 0 | 0 | 0 | 0 | 0 | 0 | 0 | 0 | 0 | 0 | 0 | 0 | 0 | 0 | 0 | 0 | 251998.3149 | -73965.0213 | 0 | 0 | 0 | 0 | 0 | 0 | 0 | 0 | 0 | 0 | 0 | 0 | 0 | 0 | 0
2016-01-17 22:00 | 0 | 0 | 0 | 0 | 0 | 148535.4489 | 521288.3479 | 464088 | 0 | 0 | 0 | 0 | 2882488.6048 | 4574786.2921 | 0 | 0 | 0 | 0 | 0 | 0 | 0 | 0 | 0 | 0 | 0 | 0 | 0 | 0 | 0 | 0 | 90010.0775 | 115725.7193 | 0 | 0 | 0 | 0 | 0 | 0 | 0 | 0 | 0 | 0 | 0 | 0 | 0 | 0 | 0
2016-01-17 23:00 | 0 | 0 | 0 | 0 | 0 | 240139.2611 | 181935.9525 | 485734 | 0 | 0 | 0 | 0 | 2818829.8184 | 4574786.2921 | 0 | 0 | 0 | 0 | 0 | 0 | 0 | 0 | 0 | 0 | 0 | 0 | 0 | 0 | 0 | 0 | -63658.7864 | 0 | 0 | 0 | 0 | 0 | 0 | 0 | 0 | 0 | 0 | 0 | 0 | 0 | 0 | 0 | 0
2016-01-18 | 0 | 0 | 0 | 0 | 0 | 263808.3567 | 5277.1791 | 496055 | 0 | 0 | 0 | 0 | 2707586.0736 | 4459060.5728 | 0 | 0 | 0 | 0 | 0 | 0 | 0 | 0 | 0 | 0 | 0 | 0 | 0 | 0 | 0 | 0 | -111243.7449 | -115725.7193 | 0 | 0 | 0 | 0 | 0 | 0 | 0 | 0 | 0 | 0 | 0 | 0 | 0 | 0 | 0
2016-01-18 01:00 | 0 | 0 | 0 | 0 | 0 | 264572.1704 | 0 | 499903 | 0 | 0 | 0 | 0 | 2587980.9633 | 4343334.8535 | 0 | 0 | 0 | 0 | 0 | 0 | 0 | 0 | 0 | 0 | 0 | 0 | 0 | 0 | 0 | 0 | -119605.1103 | -115725.7193 | 0 | 0 | 0 | 0 | 0 | 0 | 0 | 0 | 0 | 0 | 0 | 0 | 0 | 0 | 0
2016-01-18 02:00 | 0 | 0 | 0 | 0 | 0 | 260162.1795 | 0 | 495273 | 0 | 0 | 0 | 0 | 2468595.8621 | 4227609.1342 | 0 | 0 | 0 | 0 | 0 | 0 | 0 | 0 | 0 | 0 | 0 | 0 | 0 | 0 | 0 | 0 | -119385.1012 | -115725.7193 | 0 | 0 | 0 | 0 | 0 | 0 | 0 | 0 | 0 | 0 | 0 | 0 | 0 | 0 | 0
2016-01-18 03:00 | 0 | 0 | 0 | 0 | 0 | 250948.0092 | 0 | 485022 | 0 | 0 | 0 | 0 | 2350247.5906 | 4111883.4149 | 0 | 0 | 0 | 0 | 0 | 0 | 0 | 0 | 0 | 0 | 0 | 0 | 0 | 0 | 0 | 0 | -118348.2715 | -115725.7193 | 0 | 0 | 0 | 0 | 0 | 0 | 0 | 0 | 0 | 0 | 0 | 0 | 0 | 0 | 0
2016-01-18 04:00 | 0 | 0 | 0 | 0 | 0 | 240946.7657 | 0 | 469740 | 0 | 0 | 0 | 0 | 2237180.0756 | 3996157.6956 | 0 | 0 | 0 | 0 | 0 | 0 | 0 | 0 | 0 | 0 | 0 | 0 | 0 | 0 | 0 | 0 | -113067.515 | -115725.7193 | 0 | 0 | 0 | 0 | 0 | 0 | 0 | 0 | 0 | 0 | 0 | 0 | 0 | 0 | 0
2016-01-18 05:00 | 0 | 0 | 0 | 0 | 0 | 235566.8635 | 0 | 455921 | 0 | 0 | 0 | 0 | 1985181.7606 | 4027801.874 | 0 | 0 | 0 | 0 | 0 | 0 | 0 | 0 | 0 | 0 | 0 | 0 | 0 | 0 | 0 | 0 | -251998.3149 | 31644.1784 | 0 | 0 | 0 | 0 | 0 | 0 | 0 | 0 | 0 | 0 | 0 | 0 | 0 | 0 | 0
2016-01-18 06:00 | 0 | 0 | 0 | 0 | 0 | 231662.0522 | 0 | 448386 | 0 | 0 | 0 | 0 | 1884183.5321 | 3912076.1547 | 0 | 0 | 0 | 0 | 0 | 0 | 0 | 0 | 0 | 0 | 0 | 0 | 0 | 0 | 0 | 0 | -100998.2285 | -115725.7193 | 0 | 0 | 0 | 0 | 0 | 0 | 0 | 0 | 0 | 0 | 0 | 0 | 0 | 0 | 0
2016-01-18 07:00 | 0 | 0 | 0 | 0 | 0 | 225715.9401 | 0 | 444095 | 0 | 0 | 0 | 0 | 1781530.1916 | 3796350.4354 | 0 | 0 | 0 | 0 | 0 | 0 | 0 | 0 | 0 | 0 | 0 | 0 | 0 | 0 | 0 | 0 | -102653.3406 | -115725.7193 | 0 | 0 | 0 | 0 | 0 | 0 | 0 | 0 | 0 | 0 | 0 | 0 | 0 | 0 | 0
2016-01-18 08:00 | 0 | 0 | 0 | 0 | 0 | 220468.4076 | 0 | 444476 | 0 | 0 | 0 | 0 | 1673248.3184 | 3680624.7161 | 0 | 0 | 0 | 0 | 0 | 0 | 0 | 0 | 0 | 0 | 0 | 0 | 0 | 0 | 0 | 0 | -108281.8731 | -115725.7193 | 0 | 0 | 0 | 0 | 0 | 0 | 0 | 0 | 0 | 0 | 0 | 0 | 0 | 0 | 0
2016-01-18 09:00 | 0 | 0 | 0 | 0 | 0 | 212444.027 | 0 | 451294 | 0 | 0 | 0 | 0 | 1550124.0647 | 3564898.9968 | 0 | 0 | 0 | 0 | 0 | 0 | 0 | 0 | 0 | 0 | 0 | 0 | 0 | 0 | 0 | 0 | -123124.2537 | -115725.7193 | 0 | 0 | 0 | 0 | 0 | 0 | 0 | 0 | 0 | 0 | 0 | 0 | 0 | 0 | 0
2016-01-18 10:00 | 0 | 0 | 0 | 0 | 0 | 207270.0355 | 0 | 467139 | 0 | 0 | 0 | 0 | 1298125.7498 | 3557028.3473 | 0 | 0 | 0 | 0 | 0 | 0 | 0 | 0 | 0 | 0 | 0 | 0 | 0 | 0 | 0 | 0 | -251998.3149 | -7870.6496 | 0 | 0 | 0 | 0 | 0 | 0 | 0 | 0 | 0 | 0 | 0 | 0 | 0 | 0 | 0
2016-01-18 11:00 | 0 | 0 | 0 | 0 | 0 | 204749.953 | 0 | 494557 | 0 | 0 | 0 | 0 | 1124044.422 | 3441302.628 | 0 | 0 | 0 | 0 | 0 | 0 | 0 | 0 | 0 | 0 | 0 | 0 | 0 | 0 | 0 | 0 | -174081.3277 | -115725.7193 | 0 | 0 | 0 | 0 | 0 | 0 | 0 | 0 | 0 | 0 | 0 | 0 | 0 | 0 | 0
2016-01-18 12:00 | 0 | 0 | 0 | 0 | 0 | 204058.8938 | 0 | 523689 | 0 | 0 | 0 | 0 | 920140.0352 | 3325576.9087 | 0 | 0 | 0 | 0 | 0 | 0 | 0 | 0 | 0 | 0 | 0 | 0 | 0 | 0 | 0 | 0 | -203904.3869 | -115725.7193 | 0 | 0 | 0 | 0 | 0 | 0 | 0 | 0 | 0 | 0 | 0 | 0 | 0 | 0 | 0
2016-01-18 13:00 | 0 | 0 | 0 | 0 | 0 | 207312.3848 | 5.2708 | 540845 | 0 | 0 | 0 | 0 | 668141.7202 | 3244047.8792 | 0 | 0 | 0 | 0 | 0 | 0 | 0 | 0 | 0 | 0 | 0 | 0 | 0 | 0 | 0 | 0 | -251998.3149 | -81529.0294 | 0 | 0 | 0 | 0 | 0 | 0 | 0 | 0 | 0 | 0 | 0 | 0 | 0 | 0 | 0
2016-01-18 14:00 | 0 | 0 | 0 | 0 | 0 | 193513.9164 | 78349.9418 | 544986 | 0 | 0 | 0 | 0 | 416143.4053 | 3222924.0524 | 0 | 0 | 0 | 0 | 0 | 0 | 0 | 0 | 0 | 0 | 0 | 0 | 0 | 0 | 0 | 0 | -251998.3149 | -21123.8269 | 0 | 0 | 0 | 0 | 0 | 0 | 0 | 0 | 0 | 0 | 0 | 0 | 0 | 0 | 0
2016-01-18 15:00 | 0 | 0 | 0 | 0 | 0 | 152712.3132 | 347715.1547 | 543295 | 0 | 0 | 0 | 0 | 489001.5925 | 3107198.3331 | 0 | 0 | 0 | 0 | 0 | 0 | 0 | 0 | 0 | 0 | 0 | 0 | 0 | 0 | 0 | 0 | 72858.1872 | -115725.7193 | 0 | 0 | 0 | 0 | 0 | 0 | 0 | 0 | 0 | 0 | 0 | 0 | 0 | 0 | 0
2016-01-18 16:00 | 0 | 0 | 0 | 0 | 0 | 136324.7021 | 462578.8396 | 536682 | 0 | 0 | 0 | 0 | 666948.8534 | 2991472.6138 | 0 | 0 | 0 | 0 | 0 | 0 | 0 | 0 | 0 | 0 | 0 | 0 | 0 | 0 | 0 | 0 | 177947.2609 | -115725.7193 | 0 | 0 | 0 | 0 | 0 | 0 | 0 | 0 | 0 | 0 | 0 | 0 | 0 | 0 | 0
2016-01-18 17:00 | 0 | 0 | 0 | 0 | 0 | 139583.1282 | 500245.6254 | 527471 | 0 | 0 | 0 | 0 | 895032.3263 | 2875746.8945 | 0 | 0 | 0 | 0 | 0 | 0 | 0 | 0 | 0 | 0 | 0 | 0 | 0 | 0 | 0 | 0 | 228083.4729 | -115725.7193 | 0 | 0 | 0 | 0 | 0 | 0 | 0 | 0 | 0 | 0 | 0 | 0 | 0 | 0 | 0
2016-01-18 18:00 | 0 | 0 | 0 | 0 | 0 | 154955.5709 | 502329.5366 | 517624 | 0 | 0 | 0 | 0 | 1147030.6413 | 2763409.687 | 0 | 0 | 0 | 0 | 0 | 0 | 0 | 0 | 0 | 0 | 0 | 0 | 0 | 0 | 0 | 0 | 251998.3149 | -112337.2075 | 0 | 0 | 0 | 0 | 0 | 0 | 0 | 0 | 0 | 0 | 0 | 0 | 0 | 0 | 0
2016-01-18 19:00 | 0 | 0 | 0 | 0 | 0 | 170934.1154 | 500478.2482 | 509646 | 0 | 0 | 0 | 0 | 1399028.9562 | 2673177.7356 | 0 | 0 | 0 | 0 | 0 | 0 | 0 | 0 | 0 | 0 | 0 | 0 | 0 | 0 | 0 | 0 | 251998.3149 | -90231.9514 | 0 | 0 | 0 | 0 | 0 | 0 | 0 | 0 | 0 | 0 | 0 | 0 | 0 | 0 | 0
2016-01-18 20:00 | 0 | 0 | 0 | 0 | 0 | 179395.7865 | 505976.4554 | 504548 | 0 | 0 | 0 | 0 | 1651027.2712 | 2602003.6626 | 0 | 0 | 0 | 0 | 0 | 0 | 0 | 0 | 0 | 0 | 0 | 0 | 0 | 0 | 0 | 0 | 251998.3149 | -71174.073 | 0 | 0 | 0 | 0 | 0 | 0 | 0 | 0 | 0 | 0 | 0 | 0 | 0 | 0 | 0
2016-01-18 21:00 | 0 | 0 | 0 | 0 | 0 | 188947.347 | 497311.4809 | 507574 | 0 | 0 | 0 | 0 | 1903025.5861 | 2528690.1755 | 0 | 0 | 0 | 0 | 0 | 0 | 0 | 0 | 0 | 0 | 0 | 0 | 0 | 0 | 0 | 0 | 251998.3149 | -73313.4871 | 0 | 0 | 0 | 0 | 0 | 0 | 0 | 0 | 0 | 0 | 0 | 0 | 0 | 0 | 0
2016-01-18 22:00 | 0 | 0 | 0 | 0 | 0 | 224251.8954 | 412295.6336 | 526254 | 0 | 0 | 0 | 0 | 2129044.8344 | 2412964.4562 | 0 | 0 | 0 | 0 | 0 | 0 | 0 | 0 | 0 | 0 | 0 | 0 | 0 | 0 | 0 | 0 | 226019.2482 | -115725.7193 | 0 | 0 | 0 | 0 | 0 | 0 | 0 | 0 | 0 | 0 | 0 | 0 | 0 | 0 | 0
2016-01-18 23:00 | 0 | 0 | 0 | 0 | 0 | 328051.9395 | 174846.511 | 549477 | 0 | 0 | 0 | 0 | 2198192.0042 | 2297238.7369 | 0 | 0 | 0 | 0 | 0 | 0 | 0 | 0 | 0 | 0 | 0 | 0 | 0 | 0 | 0 | 0 | 69147.1698 | -115725.7193 | 0 | 0 | 0 | 0 | 0 | 0 | 0 | 0 | 0 | 0 | 0 | 0 | 0 | 0 | 0
2016-01-19 | 0 | 0 | 0 | 0 | 0 | 382842.3318 | 5333.7381 | 562369 | 0 | 0 | 0 | 0 | 2139724.7935 | 2181513.0176 | 0 | 0 | 0 | 0 | 0 | 0 | 0 | 0 | 0 | 0 | 0 | 0 | 0 | 0 | 0 | 0 | -58467.2108 | -115725.7193 | 0 | 0 | 0 | 0 | 0 | 0 | 0 | 0 | 0 | 0 | 0 | 0 | 0 | 0 | 0
2016-01-19 01:00 | 0 | 0 | 0 | 0 | 0 | 401260.773 | 0 | 563958 | 0 | 0 | 0 | 0 | 2092753.2857 | 2065787.2983 | 0 | 0 | 0 | 0 | 0 | 0 | 0 | 0 | 0 | 0 | 0 | 0 | 0 | 0 | 0 | 0 | -46971.5077 | -115725.7193 | 0 | 0 | 0 | 0 | 0 | 0 | 0 | 0 | 0 | 0 | 0 | 0 | 0 | 0 | 0
2016-01-19 02:00 | 0 | 0 | 0 | 0 | 0 | 386111.9998 | 0 | 556327 | 0 | 0 | 0 | 0 | 2038264.0049 | 1950061.579 | 0 | 0 | 0 | 0 | 0 | 0 | 0 | 0 | 0 | 0 | 0 | 0 | 0 | 0 | 0 | 0 | -54489.2809 | -115725.7193 | 0 | 0 | 0 | 0 | 0 | 0 | 0 | 0 | 0 | 0 | 0 | 0 | 0 | 0 | 0
2016-01-19 03:00 | 0 | 0 | 0 | 0 | 0 | 367906.9191 | 0 | 538055 | 0 | 0 | 0 | 0 | 1983841.6433 | 1834335.8597 | 0 | 0 | 0 | 0 | 0 | 0 | 0 | 0 | 0 | 0 | 0 | 0 | 0 | 0 | 0 | 0 | -54422.3616 | -115725.7193 | 0 | 0 | 0 | 0 | 0 | 0 | 0 | 0 | 0 | 0 | 0 | 0 | 0 | 0 | 0
2016-01-19 04:00 | 0 | 0 | 0 | 0 | 0 | 356843.8182 | 0 | 516738 | 0 | 0 | 0 | 0 | 1731843.3283 | 1926439.9929 | 0 | 0 | 0 | 0 | 0 | 0 | 0 | 0 | 0 | 0 | 0 | 0 | 0 | 0 | 0 | 0 | -251998.3149 | 92104.1332 | 0 | 0 | 0 | 0 | 0 | 0 | 0 | 0 | 0 | 0 | 0 | 0 | 0 | 0 | 0
2016-01-19 05:00 | 0 | 0 | 0 | 0 | 0 | 350901.5109 | 0 | 501292 | 0 | 0 | 0 | 0 | 1697178.5585 | 1810714.2736 | 0 | 0 | 0 | 0 | 0 | 0 | 0 | 0 | 0 | 0 | 0 | 0 | 0 | 0 | 0 | 0 | -34664.7698 | -115725.7193 | 0 | 0 | 0 | 0 | 0 | 0 | 0 | 0 | 0 | 0 | 0 | 0 | 0 | 0 | 0
2016-01-19 06:00 | 0 | 0 | 0 | 0 | 0 | 346834.8411 | 0 | 488827 | 0 | 0 | 0 | 0 | 1670912.1189 | 1694988.5543 | 0 | 0 | 0 | 0 | 0 | 0 | 0 | 0 | 0 | 0 | 0 | 0 | 0 | 0 | 0 | 0 | -26266.4396 | -115725.7193 | 0 | 0 | 0 | 0 | 0 | 0 | 0 | 0 | 0 | 0 | 0 | 0 | 0 | 0 | 0
2016-01-19 07:00 | 0 | 0 | 0 | 0 | 0 | 344605.7448 | 0 | 482783 | 0 | 0 | 0 | 0 | 1648460.5831 | 1579262.835 | 0 | 0 | 0 | 0 | 0 | 0 | 0 | 0 | 0 | 0 | 0 | 0 | 0 | 0 | 0 | 0 | -22451.5359 | -115725.7193 | 0 | 0 | 0 | 0 | 0 | 0 | 0 | 0 | 0 | 0 | 0 | 0 | 0 | 0 | 0
2016-01-19 08:00 | 0 | 0 | 0 | 0 | 0 | 340307.6914 | 0 | 481076 | 0 | 0 | 0 | 0 | 1623417.9937 | 1463537.1157 | 0 | 0 | 0 | 0 | 0 | 0 | 0 | 0 | 0 | 0 | 0 | 0 | 0 | 0 | 0 | 0 | -25042.5893 | -115725.7193 | 0 | 0 | 0 | 0 | 0 | 0 | 0 | 0 | 0 | 0 | 0 | 0 | 0 | 0 | 0
2016-01-19 09:00 | 0 | 0 | 0 | 0 | 0 | 334503.6371 | 0 | 486092 | 0 | 0 | 0 | 0 | 1371419.6788 | 1563947.0678 | 0 | 0 | 0 | 0 | 0 | 0 | 0 | 0 | 0 | 0 | 0 | 0 | 0 | 0 | 0 | 0 | -251998.3149 | 100409.9521 | 0 | 0 | 0 | 0 | 0 | 0 | 0 | 0 | 0 | 0 | 0 | 0 | 0 | 0 | 0
2016-01-19 10:00 | 0 | 0 | 0 | 0 | 0 | 330469.2488 | 0 | 502163 | 0 | 0 | 0 | 0 | 1315451.6469 | 1448221.3485 | 0 | 0 | 0 | 0 | 0 | 0 | 0 | 0 | 0 | 0 | 0 | 0 | 0 | 0 | 0 | 0 | -55968.0319 | -115725.7193 | 0 | 0 | 0 | 0 | 0 | 0 | 0 | 0 | 0 | 0 | 0 | 0 | 0 | 0 | 0
2016-01-19 11:00 | 0 | 0 | 0 | 0 | 0 | 327341.5883 | 0 | 535457 | 0 | 0 | 0 | 0 | 1223061.9545 | 1332495.6292 | 0 | 0 | 0 | 0 | 0 | 0 | 0 | 0 | 0 | 0 | 0 | 0 | 0 | 0 | 0 | 0 | -92389.6924 | -115725.7193 | 0 | 0 | 0 | 0 | 0 | 0 | 0 | 0 | 0 | 0 | 0 | 0 | 0 | 0 | 0
2016-01-19 12:00 | 0 | 0 | 0 | 0 | 0 | 328491.9674 | 0 | 566299 | 0 | 0 | 0 | 0 | 1100980.6411 | 1216769.9099 | 0 | 0 | 0 | 0 | 0 | 0 | 0 | 0 | 0 | 0 | 0 | 0 | 0 | 0 | 0 | 0 | -122081.3133 | -115725.7193 | 0 | 0 | 0 | 0 | 0 | 0 | 0 | 0 | 0 | 0 | 0 | 0 | 0 | 0 | 0
2016-01-19 13:00 | 0 | 0 | 0 | 0 | 0 | 334623.2848 | 0 | 573164 | 0 | 0 | 0 | 0 | 978165.6453 | 1101044.1906 | 0 | 0 | 0 | 0 | 0 | 0 | 0 | 0 | 0 | 0 | 0 | 0 | 0 | 0 | 0 | 0 | -122814.9959 | -115725.7193 | 0 | 0 | 0 | 0 | 0 | 0 | 0 | 0 | 0 | 0 | 0 | 0 | 0 | 0 | 0
2016-01-19 14:00 | 0 | 0 | 0 | 0 | 0 | 318431.3857 | 54754.8446 | 566429 | 0 | 0 | 0 | 0 | 726167.3303 | 1159799.7359 | 0 | 0 | 0 | 0 | 0 | 0 | 0 | 0 | 0 | 0 | 0 | 0 | 0 | 0 | 0 | 0 | -251998.3149 | 58755.5453 | 0 | 0 | 0 | 0 | 0 | 0 | 0 | 0 | 0 | 0 | 0 | 0 | 0 | 0 | 0
2016-01-19 15:00 | 0 | 0 | 0 | 0 | 0 | 258242.4723 | 351040.5135 | 557716 | 0 | 0 | 0 | 0 | 662008.5969 | 1275525.4552 | 0 | 0 | 0 | 0 | 0 | 0 | 0 | 0 | 0 | 0 | 0 | 0 | 0 | 0 | 0 | 0 | -64158.7335 | 115725.7193 | 0 | 0 | 0 | 0 | 0 | 0 | 0 | 0 | 0 | 0 | 0 | 0 | 0 | 0 | 0
2016-01-19 16:00 | 0 | 0 | 0 | 0 | 0 | 257050.5294 | 463390.7837 | 545130 | 0 | 0 | 0 | 0 | 914006.9118 | 1198838.4533 | 0 | 0 | 0 | 0 | 0 | 0 | 0 | 0 | 0 | 0 | 0 | 0 | 0 | 0 | 0 | 0 | 251998.3149 | -76687.0019 | 0 | 0 | 0 | 0 | 0 | 0 | 0 | 0 | 0 | 0 | 0 | 0 | 0 | 0 | 0
2016-01-19 17:00 | 0 | 0 | 0 | 0 | 0 | 262496.2217 | 479483.3737 | 531980 | 0 | 0 | 0 | 0 | 1166005.2267 | 1156839.7339 | 0 | 0 | 0 | 0 | 0 | 0 | 0 | 0 | 0 | 0 | 0 | 0 | 0 | 0 | 0 | 0 | 251998.3149 | -41998.7195 | 0 | 0 | 0 | 0 | 0 | 0 | 0 | 0 | 0 | 0 | 0 | 0 | 0 | 0 | 0
2016-01-19 18:00 | 0 | 0 | 0 | 0 | 0 | 251116.3828 | 474379.9782 | 520957 | 0 | 0 | 0 | 0 | 1418003.5417 | 1109380.7799 | 0 | 0 | 0 | 0 | 0 | 0 | 0 | 0 | 0 | 0 | 0 | 0 | 0 | 0 | 0 | 0 | 251998.3149 | -47458.954 | 0 | 0 | 0 | 0 | 0 | 0 | 0 | 0 | 0 | 0 | 0 | 0 | 0 | 0 | 0
2016-01-19 19:00 | 0 | 0 | 0 | 0 | 0 | 243728.1392 | 475702.8698 | 512504 | 0 | 0 | 0 | 0 | 1670001.8566 | 1064309.4739 | 0 | 0 | 0 | 0 | 0 | 0 | 0 | 0 | 0 | 0 | 0 | 0 | 0 | 0 | 0 | 0 | 251998.3149 | -45071.306 | 0 | 0 | 0 | 0 | 0 | 0 | 0 | 0 | 0 | 0 | 0 | 0 | 0 | 0 | 0
2016-01-19 20:00 | 0 | 0 | 0 | 0 | 0 | 233817.5687 | 486582.9911 | 508038 | 0 | 0 | 0 | 0 | 1922000.1716 | 1024673.7188 | 0 | 0 | 0 | 0 | 0 | 0 | 0 | 0 | 0 | 0 | 0 | 0 | 0 | 0 | 0 | 0 | 251998.3149 | -39635.7551 | 0 | 0 | 0 | 0 | 0 | 0 | 0 | 0 | 0 | 0 | 0 | 0 | 0 | 0 | 0
2016-01-19 21:00 | 0 | 0 | 0 | 0 | 0 | 214452.8343 | 484567.5649 | 511350 | 0 | 0 | 0 | 0 | 2173998.4865 | 960345.8031 | 0 | 0 | 0 | 0 | 0 | 0 | 0 | 0 | 0 | 0 | 0 | 0 | 0 | 0 | 0 | 0 | 251998.3149 | -64327.9158 | 0 | 0 | 0 | 0 | 0 | 0 | 0 | 0 | 0 | 0 | 0 | 0 | 0 | 0 | 0
2016-01-19 22:00 | 0 | 0 | 0 | 0 | 0 | 204462.2282 | 392303.2727 | 528590 | 0 | 0 | 0 | 0 | 2171505.1347 | 1031014.6558 | 0 | 0 | 0 | 0 | 0 | 0 | 0 | 0 | 0 | 0 | 0 | 0 | 0 | 0 | 0 | 0 | -2493.3519 | 70668.8527 | 0 | 0 | 0 | 0 | 0 | 0 | 0 | 0 | 0 | 0 | 0 | 0 | 0 | 0 | 0
2016-01-19 23:00 | 0 | 0 | 0 | 0 | 0 | 253563.4754 | 130268.2168 | 550838 | 0 | 0 | 0 | 0 | 1919506.8197 | 1116006.6629 | 0 | 0 | 0 | 0 | 0 | 0 | 0 | 0 | 0 | 0 | 0 | 0 | 0 | 0 | 0 | 0 | -251998.3149 | 84992.0071 | 0 | 0 | 0 | 0 | 0 | 0 | 0 | 0 | 0 | 0 | 0 | 0 | 0 | 0 | 0
2016-01-20 | 0 | 0 | 0 | 0 | 0 | 305217.504 | 4372.6732 | 561888 | 0 | 0 | 0 | 0 | 1667508.5048 | 1115707.155 | 0 | 0 | 0 | 0 | 0 | 0 | 0 | 0 | 0 | 0 | 0 | 0 | 0 | 0 | 0 | 0 | -251998.3149 | -299.5079 | 0 | 0 | 0 | 0 | 0 | 0 | 0 | 0 | 0 | 0 | 0 | 0 | 0 | 0 | 0
2016-01-20 01:00 | 0 | 0 | 0 | 0 | 0 | 346048.3219 | 0 | 561943 | 0 | 0 | 0 | 0 | 1567339.5459 | 999981.4357 | 0 | 0 | 0 | 0 | 0 | 0 | 0 | 0 | 0 | 0 | 0 | 0 | 0 | 0 | 0 | 0 | -100168.9588 | -115725.7193 | 0 | 0 | 0 | 0 | 0 | 0 | 0 | 0 | 0 | 0 | 0 | 0 | 0 | 0 | 0
2016-01-20 02:00 | 0 | 0 | 0 | 0 | 0 | 380650.2099 | 0 | 552117 | 0 | 0 | 0 | 0 | 1511598.4751 | 884255.7164 | 0 | 0 | 0 | 0 | 0 | 0 | 0 | 0 | 0 | 0 | 0 | 0 | 0 | 0 | 0 | 0 | -55741.0708 | -115725.7193 | 0 | 0 | 0 | 0 | 0 | 0 | 0 | 0 | 0 | 0 | 0 | 0 | 0 | 0 | 0
2016-01-20 03:00 | 0 | 0 | 0 | 0 | 0 | 386216.9835 | 0 | 532519 | 0 | 0 | 0 | 0 | 1481022.1779 | 768529.9971 | 0 | 0 | 0 | 0 | 0 | 0 | 0 | 0 | 0 | 0 | 0 | 0 | 0 | 0 | 0 | 0 | -30576.2972 | -115725.7193 | 0 | 0 | 0 | 0 | 0 | 0 | 0 | 0 | 0 | 0 | 0 | 0 | 0 | 0 | 0
2016-01-20 04:00 | 0 | 0 | 0 | 0 | 0 | 373970.9044 | 0 | 508121 | 0 | 0 | 0 | 0 | 1462597.8016 | 652804.2778 | 0 | 0 | 0 | 0 | 0 | 0 | 0 | 0 | 0 | 0 | 0 | 0 | 0 | 0 | 0 | 0 | -18424.3763 | -115725.7193 | 0 | 0 | 0 | 0 | 0 | 0 | 0 | 0 | 0 | 0 | 0 | 0 | 0 | 0 | 0
2016-01-20 05:00 | 0 | 0 | 0 | 0 | 0 | 354034.5212 | 0 | 489033 | 0 | 0 | 0 | 0 | 1211873.6035 | 768529.9971 | 0 | 0 | 0 | 0 | 0 | 0 | 0 | 0 | 0 | 0 | 0 | 0 | 0 | 0 | 0 | 0 | -250724.1981 | 115725.7193 | 0 | 0 | 0 | 0 | 0 | 0 | 0 | 0 | 0 | 0 | 0 | 0 | 0 | 0 | 0
2016-01-20 06:00 | 0 | 0 | 0 | 0 | 0 | 336969.9231 | 0 | 477201 | 0 | 0 | 0 | 0 | 1187368.2458 | 652804.2778 | 0 | 0 | 0 | 0 | 0 | 0 | 0 | 0 | 0 | 0 | 0 | 0 | 0 | 0 | 0 | 0 | -24505.3576 | -115725.7193 | 0 | 0 | 0 | 0 | 0 | 0 | 0 | 0 | 0 | 0 | 0 | 0 | 0 | 0 | 0
2016-01-20 07:00 | 0 | 0 | 0 | 0 | 0 | 326980.3466 | 0 | 469244 | 0 | 0 | 0 | 0 | 1160830.3117 | 537078.5585 | 0 | 0 | 0 | 0 | 0 | 0 | 0 | 0 | 0 | 0 | 0 | 0 | 0 | 0 | 0 | 0 | -26537.9341 | -115725.7193 | 0 | 0 | 0 | 0 | 0 | 0 | 0 | 0 | 0 | 0 | 0 | 0 | 0 | 0 | 0
2016-01-20 08:00 | 0 | 0 | 0 | 0 | 0 | 317543.0144 | 0 | 465073 | 0 | 0 | 0 | 0 | 1129026.0454 | 421352.8392 | 0 | 0 | 0 | 0 | 0 | 0 | 0 | 0 | 0 | 0 | 0 | 0 | 0 | 0 | 0 | 0 | -31804.2663 | -115725.7193 | 0 | 0 | 0 | 0 | 0 | 0 | 0 | 0 | 0 | 0 | 0 | 0 | 0 | 0 | 0
2016-01-20 09:00 | 0 | 0 | 0 | 0 | 0 | 303013.5116 | 0 | 467668 | 0 | 0 | 0 | 0 | 1080097.2763 | 305627.1199 | 0 | 0 | 0 | 0 | 0 | 0 | 0 | 0 | 0 | 0 | 0 | 0 | 0 | 0 | 0 | 0 | -48928.7692 | -115725.7193 | 0 | 0 | 0 | 0 | 0 | 0 | 0 | 0 | 0 | 0 | 0 | 0 | 0 | 0 | 0
2016-01-20 10:00 | 0 | 0 | 0 | 0 | 0 | 287902.633 | 0 | 480665 | 0 | 0 | 0 | 0 | 828098.9613 | 364863.0679 | 0 | 0 | 0 | 0 | 0 | 0 | 0 | 0 | 0 | 0 | 0 | 0 | 0 | 0 | 0 | 0 | -251998.3149 | 59235.948 | 0 | 0 | 0 | 0 | 0 | 0 | 0 | 0 | 0 | 0 | 0 | 0 | 0 | 0 | 0
2016-01-20 11:00 | 0 | 0 | 0 | 0 | 0 | 272701.7468 | 0 | 511178 | 0 | 0 | 0 | 0 | 705348.4274 | 249137.3486 | 0 | 0 | 0 | 0 | 0 | 0 | 0 | 0 | 0 | 0 | 0 | 0 | 0 | 0 | 0 | 0 | -122750.5339 | -115725.7193 | 0 | 0 | 0 | 0 | 0 | 0 | 0 | 0 | 0 | 0 | 0 | 0 | 0 | 0 | 0
2016-01-20 12:00 | 0 | 0 | 0 | 0 | 0 | 259539.2914 | 0 | 538547 | 0 | 0 | 0 | 0 | 542066.4381 | 133411.6293 | 0 | 0 | 0 | 0 | 0 | 0 | 0 | 0 | 0 | 0 | 0 | 0 | 0 | 0 | 0 | 0 | -163281.9893 | -115725.7193 | 0 | 0 | 0 | 0 | 0 | 0 | 0 | 0 | 0 | 0 | 0 | 0 | 0 | 0 | 0
2016-01-20 13:00 | 0 | 0 | 0 | 0 | 0 | 255836.5454 | 11.4218 | 545720 | 0 | 0 | 0 | 0 | 367920.1246 | 17685.91 | 0 | 0 | 0 | 0 | 0 | 0 | 0 | 0 | 0 | 0 | 0 | 0 | 0 | 0 | 0 | 0 | -174146.3135 | -115725.7193 | 0 | 0 | 0 | 0 | 0 | 0 | 0 | 0 | 0 | 0 | 0 | 0 | 0 | 0 | 0
2016-01-20 14:00 | 0 | 0 | 0 | 0 | 0 | 236451.2121 | 35389.5629 | 541525 | 0 | 0 | 0 | 0 | 115921.8096 | 0 | 0 | 0 | 0 | 0 | 0 | 0 | 0 | 0 | 0 | 0 | 0 | 0 | 0 | 0 | 0 | 0 | -251998.3149 | -17685.91 | 0 | 0 | 0 | 0 | 0 | 0 | 0 | 0 | 0 | 0 | 0 | 0 | 0 | 0 | 0
2016-01-20 15:00 | 0 | 0 | 0 | 0 | 0 | 194266.4194 | 332395.1589 | 535783 | 0 | 0 | 0 | 0 | 0 | 106800.388 | 0 | 0 | 0 | 0 | 0 | 0 | 0 | 0 | 0 | 0 | 0 | 0 | 0 | 0 | 0 | 0 | -115921.8096 | 106800.388 | 0 | 0 | 0 | 0 | 0 | 0 | 0 | 0 | 0 | 0 | 0 | 0 | 0 | 0 | 0
2016-01-20 16:00 | 0 | 0 | 0 | 0 | 0 | 195569.3253 | 494254.7027 | 524933 | 0 | 0 | 0 | 0 | 251998.3149 | 19693.101 | 0 | 0 | 0 | 0 | 0 | 0 | 0 | 0 | 0 | 0 | 0 | 0 | 0 | 0 | 0 | 0 | 251998.3149 | -87107.287 | 0 | 0 | 0 | 0 | 0 | 0 | 0 | 0 | 0 | 0 | 0 | 0 | 0 | 0 | 0
2016-01-20 17:00 | 0 | 0 | 0 | 0 | 0 | 232120.2728 | 554722.1202 | 513323 | 0 | 0 | 0 | 0 | 409791.9886 | 135418.8203 | 0 | 0 | 0 | 0 | 0 | 0 | 0 | 0 | 0 | 0 | 0 | 0 | 0 | 0 | 0 | 0 | 157793.6737 | 115725.7193 | 0 | 0 | 0 | 0 | 0 | 0 | 0 | 0 | 0 | 0 | 0 | 0 | 0 | 0 | 0
2016-01-20 18:00 | 0 | 0 | 0 | 0 | 0 | 269285.3105 | 556218.3511 | 504846 | 0 | 0 | 0 | 0 | 661790.3036 | 204078.1669 | 0 | 0 | 0 | 0 | 0 | 0 | 0 | 0 | 0 | 0 | 0 | 0 | 0 | 0 | 0 | 0 | 251998.3149 | 68659.3466 | 0 | 0 | 0 | 0 | 0 | 0 | 0 | 0 | 0 | 0 | 0 | 0 | 0 | 0 | 0
2016-01-20 19:00 | 0 | 0 | 0 | 0 | 0 | 300817.0037 | 558529.2128 | 499511 | 0 | 0 | 0 | 0 | 913788.6185 | 311915.0685 | 0 | 0 | 0 | 0 | 0 | 0 | 0 | 0 | 0 | 0 | 0 | 0 | 0 | 0 | 0 | 0 | 251998.3149 | 107836.9016 | 0 | 0 | 0 | 0 | 0 | 0 | 0 | 0 | 0 | 0 | 0 | 0 | 0 | 0 | 0
2016-01-20 20:00 | 0 | 0 | 0 | 0 | 0 | 280267.2546 | 583723.7796 | 496267 | 0 | 0 | 0 | 0 | 1165786.9335 | 427640.7878 | 0 | 0 | 0 | 0 | 0 | 0 | 0 | 0 | 0 | 0 | 0 | 0 | 0 | 0 | 0 | 0 | 251998.3149 | 115725.7193 | 0 | 0 | 0 | 0 | 0 | 0 | 0 | 0 | 0 | 0 | 0 | 0 | 0 | 0 | 0
2016-01-20 21:00 | 0 | 0 | 0 | 0 | 0 | 250493.1303 | 615682.904 | 498452 | 0 | 0 | 0 | 0 | 1417785.2484 | 543366.5071 | 0 | 0 | 0 | 0 | 0 | 0 | 0 | 0 | 0 | 0 | 0 | 0 | 0 | 0 | 0 | 0 | 251998.3149 | 115725.7193 | 0 | 0 | 0 | 0 | 0 | 0 | 0 | 0 | 0 | 0 | 0 | 0 | 0 | 0 | 0
2016-01-20 22:00 | 0 | 0 | 0 | 0 | 0 | 303088.0028 | 571680.821 | 512960 | 0 | 0 | 0 | 0 | 1669783.5634 | 653177.016 | 0 | 0 | 0 | 0 | 0 | 0 | 0 | 0 | 0 | 0 | 0 | 0 | 0 | 0 | 0 | 0 | 251998.3149 | 109810.5089 | 0 | 0 | 0 | 0 | 0 | 0 | 0 | 0 | 0 | 0 | 0 | 0 | 0 | 0 | 0
2016-01-20 23:00 | 0 | 0 | 0 | 0 | 0 | 340983.7852 | 276671.209 | 530355 | 0 | 0 | 0 | 0 | 1809163.544 | 601097.0296 | 0 | 0 | 0 | 0 | 0 | 0 | 0 | 0 | 0 | 0 | 0 | 0 | 0 | 0 | 0 | 0 | 139379.9807 | -52079.9864 | 0 | 0 | 0 | 0 | 0 | 0 | 0 | 0 | 0 | 0 | 0 | 0 | 0 | 0 | 0
2016-01-21 | 0 | 0 | 0 | 0 | 0 | 347061.247 | 9685.8594 | 536685 | 0 | 0 | 0 | 0 | 1557165.2291 | 673157.451 | 0 | 0 | 0 | 0 | 0 | 0 | 0 | 0 | 0 | 0 | 0 | 0 | 0 | 0 | 0 | 0 | -251998.3149 | 72060.4214 | 0 | 0 | 0 | 0 | 0 | 0 | 0 | 0 | 0 | 0 | 0 | 0 | 0 | 0 | 0
2016-01-21 01:00 | 0 | 0 | 0 | 0 | 0 | 341510.5439 | 0 | 533921 | 0 | 0 | 0 | 0 | 1305166.9141 | 732745.3099 | 0 | 0 | 0 | 0 | 0 | 0 | 0 | 0 | 0 | 0 | 0 | 0 | 0 | 0 | 0 | 0 | -251998.3149 | 59587.8589 | 0 | 0 | 0 | 0 | 0 | 0 | 0 | 0 | 0 | 0 | 0 | 0 | 0 | 0 | 0
2016-01-21 02:00 | 0 | 0 | 0 | 0 | 0 | 333595.8981 | 0 | 523733 | 0 | 0 | 0 | 0 | 1230755.5315 | 617019.5906 | 0 | 0 | 0 | 0 | 0 | 0 | 0 | 0 | 0 | 0 | 0 | 0 | 0 | 0 | 0 | 0 | -74411.3826 | -115725.7193 | 0 | 0 | 0 | 0 | 0 | 0 | 0 | 0 | 0 | 0 | 0 | 0 | 0 | 0 | 0
2016-01-21 03:00 | 0 | 0 | 0 | 0 | 0 | 328420.2503 | 0 | 502414 | 0 | 0 | 0 | 0 | 1172487.5011 | 501293.8713 | 0 | 0 | 0 | 0 | 0 | 0 | 0 | 0 | 0 | 0 | 0 | 0 | 0 | 0 | 0 | 0 | -58268.0304 | -115725.7193 | 0 | 0 | 0 | 0 | 0 | 0 | 0 | 0 | 0 | 0 | 0 | 0 | 0 | 0 | 0
2016-01-21 04:00 | 0 | 0 | 0 | 0 | 0 | 326988.1344 | 0 | 477551 | 0 | 0 | 0 | 0 | 1137650.3547 | 385568.152 | 0 | 0 | 0 | 0 | 0 | 0 | 0 | 0 | 0 | 0 | 0 | 0 | 0 | 0 | 0 | 0 | -34837.1463 | -115725.7193 | 0 | 0 | 0 | 0 | 0 | 0 | 0 | 0 | 0 | 0 | 0 | 0 | 0 | 0 | 0
2016-01-21 05:00 | 0 | 0 | 0 | 0 | 0 | 321044.8342 | 0 | 456315 | 0 | 0 | 0 | 0 | 1118105.9082 | 269842.4327 | 0 | 0 | 0 | 0 | 0 | 0 | 0 | 0 | 0 | 0 | 0 | 0 | 0 | 0 | 0 | 0 | -19544.4465 | -115725.7193 | 0 | 0 | 0 | 0 | 0 | 0 | 0 | 0 | 0 | 0 | 0 | 0 | 0 | 0 | 0
2016-01-21 06:00 | 0 | 0 | 0 | 0 | 0 | 309175.9965 | 0 | 443693 | 0 | 0 | 0 | 0 | 867863.1854 | 385568.152 | 0 | 0 | 0 | 0 | 0 | 0 | 0 | 0 | 0 | 0 | 0 | 0 | 0 | 0 | 0 | 0 | -250242.7228 | 115725.7193 | 0 | 0 | 0 | 0 | 0 | 0 | 0 | 0 | 0 | 0 | 0 | 0 | 0 | 0 | 0
2016-01-21 07:00 | 0 | 0 | 0 | 0 | 0 | 306022.7894 | 0 | 435960 | 0 | 0 | 0 | 0 | 853651.6941 | 269842.4327 | 0 | 0 | 0 | 0 | 0 | 0 | 0 | 0 | 0 | 0 | 0 | 0 | 0 | 0 | 0 | 0 | -14211.4913 | -115725.7193 | 0 | 0 | 0 | 0 | 0 | 0 | 0 | 0 | 0 | 0 | 0 | 0 | 0 | 0 | 0
2016-01-21 08:00 | 0 | 0 | 0 | 0 | 0 | 308877.4773 | 0 | 432949 | 0 | 0 | 0 | 0 | 845305.8907 | 154116.7134 | 0 | 0 | 0 | 0 | 0 | 0 | 0 | 0 | 0 | 0 | 0 | 0 | 0 | 0 | 0 | 0 | -8345.8034 | -115725.7193 | 0 | 0 | 0 | 0 | 0 | 0 | 0 | 0 | 0 | 0 | 0 | 0 | 0 | 0 | 0
2016-01-21 09:00 | 0 | 0 | 0 | 0 | 0 | 307721.7988 | 0 | 435901 | 0 | 0 | 0 | 0 | 601400.9703 | 269842.4327 | 0 | 0 | 0 | 0 | 0 | 0 | 0 | 0 | 0 | 0 | 0 | 0 | 0 | 0 | 0 | 0 | -243904.9205 | 115725.7193 | 0 | 0 | 0 | 0 | 0 | 0 | 0 | 0 | 0 | 0 | 0 | 0 | 0 | 0 | 0
2016-01-21 10:00 | 0 | 0 | 0 | 0 | 0 | 306560.5091 | 0 | 448923 | 0 | 0 | 0 | 0 | 574764.1987 | 154116.7134 | 0 | 0 | 0 | 0 | 0 | 0 | 0 | 0 | 0 | 0 | 0 | 0 | 0 | 0 | 0 | 0 | -26636.7716 | -115725.7193 | 0 | 0 | 0 | 0 | 0 | 0 | 0 | 0 | 0 | 0 | 0 | 0 | 0 | 0 | 0
2016-01-21 11:00 | 0 | 0 | 0 | 0 | 0 | 305761.4103 | 0 | 480425 | 0 | 0 | 0 | 0 | 322765.8837 | 231451.4386 | 0 | 0 | 0 | 0 | 0 | 0 | 0 | 0 | 0 | 0 | 0 | 0 | 0 | 0 | 0 | 0 | -251998.3149 | 77334.7252 | 0 | 0 | 0 | 0 | 0 | 0 | 0 | 0 | 0 | 0 | 0 | 0 | 0 | 0 | 0
2016-01-21 12:00 | 0 | 0 | 0 | 0 | 0 | 307908.6935 | 0 | 510035 | 0 | 0 | 0 | 0 | 236365.2965 | 115725.7193 | 0 | 0 | 0 | 0 | 0 | 0 | 0 | 0 | 0 | 0 | 0 | 0 | 0 | 0 | 0 | 0 | -86400.5872 | -115725.7193 | 0 | 0 | 0 | 0 | 0 | 0 | 0 | 0 | 0 | 0 | 0 | 0 | 0 | 0 | 0
2016-01-21 13:00 | 0 | 0 | 0 | 0 | 0 | 311166.3476 | 15.4037 | 518534 | 0 | 0 | 0 | 0 | 144738.7671 | 0 | 0 | 0 | 0 | 0 | 0 | 0 | 0 | 0 | 0 | 0 | 0 | 0 | 0 | 0 | 0 | 0 | -91626.5294 | -115725.7193 | 0 | 0 | 0 | 0 | 0 | 0 | 0 | 0 | 0 | 0 | 0 | 0 | 0 | 0 | 0
2016-01-21 14:00 | 0 | 0 | 0 | 0 | 0 | 288243.6343 | 82855.5986 | 515838 | 0 | 0 | 0 | 0 | 0 | 0 | 0 | 0 | 0 | 0 | 0 | 0 | 0 | 0 | 0 | 0 | 0 | 0 | 0 | 0 | 0 | 0 | -144738.7671 | 0 | 0 | 0 | 0 | 0 | 0 | 0 | 0 | 0 | 0 | 0 | 0 | 0 | 0 | 0 | 0
2016-01-21 15:00 | 0 | 0 | 0 | 0 | 0 | 306102.2885 | 533311.0239 | 511625 | 0 | 0 | 0 | 0 | 251998.3149 | 75789.9974 | 0 | 0 | 0 | 0 | 0 | 0 | 0 | 0 | 0 | 0 | 0 | 0 | 0 | 0 | 0 | 0 | 251998.3149 | 75789.9974 | 0 | 0 | 0 | 0 | 0 | 0 | 0 | 0 | 0 | 0 | 0 | 0 | 0 | 0 | 0
2016-01-21 16:00 | 0 | 0 | 0 | 0 | 0 | 0 | 648771.452 | 504869 | 0 | 0 | 0 | 0 | 280175.0477 | 191515.7167 | 0 | 0 | 0 | 0 | 0 | 0 | 0 | 0 | 0 | 0 | 0 | 0 | 0 | 0 | 0 | 0 | 28176.7327 | 115725.7193 | 0 | 0 | 0 | 0 | 0 | 0 | 0 | 0 | 0 | 0 | 0 | 0 | 0 | 0 | 0
2016-01-21 17:00 | 0 | 0 | 0 | 0 | 0 | 217698.7765 | 647339.2577 | 497314 | 0 | 0 | 0 | 0 | 532173.3626 | 307241.436 | 0 | 0 | 0 | 0 | 0 | 0 | 0 | 0 | 0 | 0 | 0 | 0 | 0 | 0 | 0 | 0 | 251998.3149 | 115725.7193 | 0 | 0 | 0 | 0 | 0 | 0 | 0 | 0 | 0 | 0 | 0 | 0 | 0 | 0 | 0
2016-01-21 18:00 | 0 | 0 | 0 | 0 | 0 | 242209.2891 | 616233.7451 | 490719 | 0 | 0 | 0 | 0 | 784171.6776 | 422967.1553 | 0 | 0 | 0 | 0 | 0 | 0 | 0 | 0 | 0 | 0 | 0 | 0 | 0 | 0 | 0 | 0 | 251998.3149 | 115725.7193 | 0 | 0 | 0 | 0 | 0 | 0 | 0 | 0 | 0 | 0 | 0 | 0 | 0 | 0 | 0
2016-01-21 19:00 | 0 | 0 | 0 | 0 | 0 | 143317.1209 | 600698.2247 | 486338 | 0 | 0 | 0 | 0 | 926123.3039 | 538692.8746 | 0 | 0 | 0 | 0 | 0 | 0 | 0 | 0 | 0 | 0 | 0 | 0 | 0 | 0 | 0 | 0 | 141951.6263 | 115725.7193 | 0 | 0 | 0 | 0 | 0 | 0 | 0 | 0 | 0 | 0 | 0 | 0 | 0 | 0 | 0
2016-01-21 20:00 | 0 | 0 | 0 | 0 | 0 | 0 | 610843.0519 | 483984 | 0 | 0 | 0 | 0 | 937256.6365 | 654418.5939 | 0 | 0 | 0 | 0 | 0 | 0 | 0 | 0 | 0 | 0 | 0 | 0 | 0 | 0 | 0 | 0 | 11133.3326 | 115725.7193 | 0 | 0 | 0 | 0 | 0 | 0 | 0 | 0 | 0 | 0 | 0 | 0 | 0 | 0 | 0
2016-01-21 21:00 | 0 | 0 | 0 | 0 | 0 | 228989.4118 | 625146.6225 | 486412 | 0 | 0 | 0 | 0 | 1189254.9514 | 770144.3132 | 0 | 0 | 0 | 0 | 0 | 0 | 0 | 0 | 0 | 0 | 0 | 0 | 0 | 0 | 0 | 0 | 251998.3149 | 115725.7193 | 0 | 0 | 0 | 0 | 0 | 0 | 0 | 0 | 0 | 0 | 0 | 0 | 0 | 0 | 0
2016-01-21 22:00 | 0 | 0 | 0 | 0 | 0 | 0 | 558484.9779 | 501961 | 0 | 0 | 0 | 0 | 1310784.4188 | 705138.8237 | 0 | 0 | 0 | 0 | 0 | 0 | 0 | 0 | 0 | 0 | 0 | 0 | 0 | 0 | 0 | 0 | 121529.4674 | -65005.4895 | 0 | 0 | 0 | 0 | 0 | 0 | 0 | 0 | 0 | 0 | 0 | 0 | 0 | 0 | 0
2016-01-21 23:00 | 0 | 0 | 0 | 0 | 0 | 402114.9276 | 221906.4002 | 520445 | 0 | 0 | 0 | 0 | 1530086.4659 | 589413.1044 | 0 | 0 | 0 | 0 | 0 | 0 | 0 | 0 | 0 | 0 | 0 | 0 | 0 | 0 | 0 | 0 | 219302.0471 | -115725.7193 | 0 | 0 | 0 | 0 | 0 | 0 | 0 | 0 | 0 | 0 | 0 | 0 | 0 | 0 | 0
2016-01-22 | 0 | 0 | 0 | 0 | 0 | 408914.5637 | 6585.8081 | 527936 | 0 | 0 | 0 | 0 | 1533376.557 | 473687.3851 | 0 | 0 | 0 | 0 | 0 | 0 | 0 | 0 | 0 | 0 | 0 | 0 | 0 | 0 | 0 | 0 | 3290.0912 | -115725.7193 | 0 | 0 | 0 | 0 | 0 | 0 | 0 | 0 | 0 | 0 | 0 | 0 | 0 | 0 | 0
2016-01-22 01:00 | 0 | 0 | 0 | 0 | 0 | 391348.09 | 0 | 526468 | 0 | 0 | 0 | 0 | 1513982.3663 | 357961.6658 | 0 | 0 | 0 | 0 | 0 | 0 | 0 | 0 | 0 | 0 | 0 | 0 | 0 | 0 | 0 | 0 | -19394.1907 | -115725.7193 | 0 | 0 | 0 | 0 | 0 | 0 | 0 | 0 | 0 | 0 | 0 | 0 | 0 | 0 | 0
2016-01-22 02:00 | 0 | 0 | 0 | 0 | 0 | 369798.8964 | 0 | 516856 | 0 | 0 | 0 | 0 | 1261984.0514 | 462902.8772 | 0 | 0 | 0 | 0 | 0 | 0 | 0 | 0 | 0 | 0 | 0 | 0 | 0 | 0 | 0 | 0 | -251998.3149 | 104941.2114 | 0 | 0 | 0 | 0 | 0 | 0 | 0 | 0 | 0 | 0 | 0 | 0 | 0 | 0 | 0
2016-01-22 03:00 | 0 | 0 | 0 | 0 | 0 | 131096.9658 | 0 | 498821 | 0 | 0 | 0 | 0 | 1009985.7364 | 347177.1579 | 0 | 0 | 0 | 0 | 0 | 0 | 0 | 0 | 0 | 0 | 0 | 0 | 0 | 0 | 0 | 0 | -251998.3149 | -115725.7193 | 0 | 0 | 0 | 0 | 0 | 0 | 0 | 0 | 0 | 0 | 0 | 0 | 0 | 0 | 0
2016-01-22 04:00 | 0 | 0 | 0 | 0 | 0 | 340077.5059 | 0 | 476229 | 0 | 0 | 0 | 0 | 989559.9616 | 231451.4386 | 0 | 0 | 0 | 0 | 0 | 0 | 0 | 0 | 0 | 0 | 0 | 0 | 0 | 0 | 0 | 0 | -20425.7748 | -115725.7193 | 0 | 0 | 0 | 0 | 0 | 0 | 0 | 0 | 0 | 0 | 0 | 0 | 0 | 0 | 0
2016-01-22 05:00 | 0 | 0 | 0 | 0 | 0 | 336680.8538 | 0 | 456375 | 0 | 0 | 0 | 0 | 754140.0961 | 347177.1579 | 0 | 0 | 0 | 0 | 0 | 0 | 0 | 0 | 0 | 0 | 0 | 0 | 0 | 0 | 0 | 0 | -235419.8655 | 115725.7193 | 0 | 0 | 0 | 0 | 0 | 0 | 0 | 0 | 0 | 0 | 0 | 0 | 0 | 0 | 0
2016-01-22 06:00 | 0 | 0 | 0 | 0 | 0 | 341499.6721 | 0 | 444230 | 0 | 0 | 0 | 0 | 767135.4875 | 231451.4386 | 0 | 0 | 0 | 0 | 0 | 0 | 0 | 0 | 0 | 0 | 0 | 0 | 0 | 0 | 0 | 0 | 12995.3914 | -115725.7193 | 0 | 0 | 0 | 0 | 0 | 0 | 0 | 0 | 0 | 0 | 0 | 0 | 0 | 0 | 0
2016-01-22 07:00 | 0 | 0 | 0 | 0 | 0 | 300128.4044 | 0 | 436401 | 0 | 0 | 0 | 0 | 515137.1726 | 347177.1579 | 0 | 0 | 0 | 0 | 0 | 0 | 0 | 0 | 0 | 0 | 0 | 0 | 0 | 0 | 0 | 0 | -251998.3149 | 115725.7193 | 0 | 0 | 0 | 0 | 0 | 0 | 0 | 0 | 0 | 0 | 0 | 0 | 0 | 0 | 0
2016-01-22 08:00 | 0 | 0 | 0 | 0 | 0 | 360070.8444 | 0 | 433510 | 0 | 0 | 0 | 0 | 557423.7362 | 231451.4386 | 0 | 0 | 0 | 0 | 0 | 0 | 0 | 0 | 0 | 0 | 0 | 0 | 0 | 0 | 0 | 0 | 42286.5637 | -115725.7193 | 0 | 0 | 0 | 0 | 0 | 0 | 0 | 0 | 0 | 0 | 0 | 0 | 0 | 0 | 0
2016-01-22 09:00 | 0 | 0 | 0 | 0 | 0 | 367935.9866 | 0 | 436978 | 0 | 0 | 0 | 0 | 604107.4422 | 115725.7193 | 0 | 0 | 0 | 0 | 0 | 0 | 0 | 0 | 0 | 0 | 0 | 0 | 0 | 0 | 0 | 0 | 46683.7059 | -115725.7193 | 0 | 0 | 0 | 0 | 0 | 0 | 0 | 0 | 0 | 0 | 0 | 0 | 0 | 0 | 0
2016-01-22 10:00 | 0 | 0 | 0 | 0 | 0 | 376757.5637 | 0 | 449180 | 0 | 0 | 0 | 0 | 647410.7251 | 0 | 0 | 0 | 0 | 0 | 0 | 0 | 0 | 0 | 0 | 0 | 0 | 0 | 0 | 0 | 0 | 0 | 43303.283 | -115725.7193 | 0 | 0 | 0 | 0 | 0 | 0 | 0 | 0 | 0 | 0 | 0 | 0 | 0 | 0 | 0
2016-01-22 11:00 | 0 | 0 | 0 | 0 | 0 | 341488.4044 | 0 | 477761 | 0 | 0 | 0 | 0 | 395412.4102 | 115725.7193 | 0 | 0 | 0 | 0 | 0 | 0 | 0 | 0 | 0 | 0 | 0 | 0 | 0 | 0 | 0 | 0 | -251998.3149 | 115725.7193 | 0 | 0 | 0 | 0 | 0 | 0 | 0 | 0 | 0 | 0 | 0 | 0 | 0 | 0 | 0
2016-01-22 12:00 | 0 | 0 | 0 | 0 | 0 | 363990.2199 | 0 | 507663 | 0 | 0 | 0 | 0 | 367465.3494 | 0 | 0 | 0 | 0 | 0 | 0 | 0 | 0 | 0 | 0 | 0 | 0 | 0 | 0 | 0 | 0 | 0 | -27947.0608 | -115725.7193 | 0 | 0 | 0 | 0 | 0 | 0 | 0 | 0 | 0 | 0 | 0 | 0 | 0 | 0 | 0
2016-01-22 13:00 | 0 | 0 | 0 | 0 | 0 | 346451.0392 | 23.682 | 521669 | 0 | 0 | 0 | 0 | 115467.0344 | 76804.0361 | 0 | 0 | 0 | 0 | 0 | 0 | 0 | 0 | 0 | 0 | 0 | 0 | 0 | 0 | 0 | 0 | -251998.3149 | 76804.0361 | 0 | 0 | 0 | 0 | 0 | 0 | 0 | 0 | 0 | 0 | 0 | 0 | 0 | 0 | 0
2016-01-22 14:00 | 0 | 0 | 0 | 0 | 0 | 297414.5921 | 91352.6272 | 527730 | 0 | 0 | 0 | 0 | 0 | 53308.2899 | 0 | 0 | 0 | 0 | 0 | 0 | 0 | 0 | 0 | 0 | 0 | 0 | 0 | 0 | 0 | 0 | -115467.0344 | -23495.7462 | 0 | 0 | 0 | 0 | 0 | 0 | 0 | 0 | 0 | 0 | 0 | 0 | 0 | 0 | 0
2016-01-22 15:00 | 0 | 0 | 0 | 0 | 0 | 268704.7048 | 495686.241 | 530526 | 0 | 0 | 0 | 0 | 118139.2265 | 169034.0092 | 0 | 0 | 0 | 0 | 0 | 0 | 0 | 0 | 0 | 0 | 0 | 0 | 0 | 0 | 0 | 0 | 118139.2265 | 115725.7193 | 0 | 0 | 0 | 0 | 0 | 0 | 0 | 0 | 0 | 0 | 0 | 0 | 0 | 0 | 0
2016-01-22 16:00 | 0 | 0 | 0 | 0 | 0 | 226219.4218 | 591309.7918 | 527349 | 0 | 0 | 0 | 0 | 292593.7208 | 284759.7285 | 0 | 0 | 0 | 0 | 0 | 0 | 0 | 0 | 0 | 0 | 0 | 0 | 0 | 0 | 0 | 0 | 174454.4943 | 115725.7193 | 0 | 0 | 0 | 0 | 0 | 0 | 0 | 0 | 0 | 0 | 0 | 0 | 0 | 0 | 0
2016-01-22 17:00 | 0 | 0 | 0 | 0 | 0 | 0 | 583672.3164 | 521407 | 0 | 0 | 0 | 0 | 239133.3179 | 400485.4478 | 0 | 0 | 0 | 0 | 0 | 0 | 0 | 0 | 0 | 0 | 0 | 0 | 0 | 0 | 0 | 0 | -53460.4029 | 115725.7193 | 0 | 0 | 0 | 0 | 0 | 0 | 0 | 0 | 0 | 0 | 0 | 0 | 0 | 0 | 0
2016-01-22 18:00 | 0 | 0 | 0 | 0 | 0 | 0 | 564600.3252 | 515885 | 0 | 0 | 0 | 0 | 341156.933 | 347177.1579 | 0 | 0 | 0 | 0 | 0 | 0 | 0 | 0 | 0 | 0 | 0 | 0 | 0 | 0 | 0 | 0 | 102023.6151 | -53308.2899 | 0 | 0 | 0 | 0 | 0 | 0 | 0 | 0 | 0 | 0 | 0 | 0 | 0 | 0 | 0
2016-01-22 19:00 | 0 | 0 | 0 | 0 | 0 | 0 | 558768.4875 | 510547 | 0 | 0 | 0 | 0 | 505104.1398 | 231451.4386 | 0 | 0 | 0 | 0 | 0 | 0 | 0 | 0 | 0 | 0 | 0 | 0 | 0 | 0 | 0 | 0 | 163947.2068 | -115725.7193 | 0 | 0 | 0 | 0 | 0 | 0 | 0 | 0 | 0 | 0 | 0 | 0 | 0 | 0 | 0
2016-01-22 20:00 | 0 | 0 | 0 | 0 | 0 | 230413.9445 | 572075.9711 | 506514 | 0 | 0 | 0 | 0 | 685354.3361 | 347177.1579 | 0 | 0 | 0 | 0 | 0 | 0 | 0 | 0 | 0 | 0 | 0 | 0 | 0 | 0 | 0 | 0 | 180250.1963 | 115725.7193 | 0 | 0 | 0 | 0 | 0 | 0 | 0 | 0 | 0 | 0 | 0 | 0 | 0 | 0 | 0
2016-01-22 21:00 | 0 | 0 | 0 | 0 | 0 | 0 | 581225.2132 | 507046 | 0 | 0 | 0 | 0 | 643807.8301 | 462902.8772 | 0 | 0 | 0 | 0 | 0 | 0 | 0 | 0 | 0 | 0 | 0 | 0 | 0 | 0 | 0 | 0 | -41546.5061 | 115725.7193 | 0 | 0 | 0 | 0 | 0 | 0 | 0 | 0 | 0 | 0 | 0 | 0 | 0 | 0 | 0
2016-01-22 22:00 | 0 | 0 | 0 | 0 | 0 | 0 | 487975.2929 | 517154 | 0 | 0 | 0 | 0 | 730354.8422 | 347177.1579 | 0 | 0 | 0 | 0 | 0 | 0 | 0 | 0 | 0 | 0 | 0 | 0 | 0 | 0 | 0 | 0 | 86547.0122 | -115725.7193 | 0 | 0 | 0 | 0 | 0 | 0 | 0 | 0 | 0 | 0 | 0 | 0 | 0 | 0 | 0
2016-01-22 23:00 | 0 | 0 | 0 | 0 | 0 | 370115.837 | 189874.7933 | 529079 | 0 | 0 | 0 | 0 | 876992.1918 | 231451.4386 | 0 | 0 | 0 | 0 | 0 | 0 | 0 | 0 | 0 | 0 | 0 | 0 | 0 | 0 | 0 | 0 | 146637.3496 | -115725.7193 | 0 | 0 | 0 | 0 | 0 | 0 | 0 | 0 | 0 | 0 | 0 | 0 | 0 | 0 | 0
2016-01-23 | 0 | 0 | 0 | 0 | 0 | 447587.6092 | 5405.8025 | 532762 | 0 | 0 | 0 | 0 | 912949.3228 | 115725.7193 | 0 | 0 | 0 | 0 | 0 | 0 | 0 | 0 | 0 | 0 | 0 | 0 | 0 | 0 | 0 | 0 | 35957.131 | -115725.7193 | 0 | 0 | 0 | 0 | 0 | 0 | 0 | 0 | 0 | 0 | 0 | 0 | 0 | 0 | 0
2016-01-23 01:00 | 0 | 0 | 0 | 0 | 0 | 161470.9658 | 0 | 529195 | 0 | 0 | 0 | 0 | 660951.0079 | 0 | 0 | 0 | 0 | 0 | 0 | 0 | 0 | 0 | 0 | 0 | 0 | 0 | 0 | 0 | 0 | 0 | -251998.3149 | -115725.7193 | 0 | 0 | 0 | 0 | 0 | 0 | 0 | 0 | 0 | 0 | 0 | 0 | 0 | 0 | 0
2016-01-23 02:00 | 0 | 0 | 0 | 0 | 0 | 473914.7023 | 0 | 520505 | 0 | 0 | 0 | 0 | 498634.9909 | 115725.7193 | 0 | 0 | 0 | 0 | 0 | 0 | 0 | 0 | 0 | 0 | 0 | 0 | 0 | 0 | 0 | 0 | -162316.017 | 115725.7193 | 0 | 0 | 0 | 0 | 0 | 0 | 0 | 0 | 0 | 0 | 0 | 0 | 0 | 0 | 0
2016-01-23 03:00 | 0 | 0 | 0 | 0 | 0 | 471345.2218 | 0 | 505807 | 0 | 0 | 0 | 0 | 348447.4934 | 231451.4386 | 0 | 0 | 0 | 0 | 0 | 0 | 0 | 0 | 0 | 0 | 0 | 0 | 0 | 0 | 0 | 0 | -150187.4975 | 115725.7193 | 0 | 0 | 0 | 0 | 0 | 0 | 0 | 0 | 0 | 0 | 0 | 0 | 0 | 0 | 0
2016-01-23 04:00 | 0 | 0 | 0 | 0 | 0 | 465833.7645 | 0 | 487425 | 0 | 0 | 0 | 0 | 442581.9772 | 115725.7193 | 0 | 0 | 0 | 0 | 0 | 0 | 0 | 0 | 0 | 0 | 0 | 0 | 0 | 0 | 0 | 0 | 94134.4838 | -115725.7193 | 0 | 0 | 0 | 0 | 0 | 0 | 0 | 0 | 0 | 0 | 0 | 0 | 0 | 0 | 0
2016-01-23 05:00 | 0 | 0 | 0 | 0 | 0 | 463750.6849 | 0 | 471931 | 0 | 0 | 0 | 0 | 318675.9428 | 231451.4386 | 0 | 0 | 0 | 0 | 0 | 0 | 0 | 0 | 0 | 0 | 0 | 0 | 0 | 0 | 0 | 0 | -123906.0344 | 115725.7193 | 0 | 0 | 0 | 0 | 0 | 0 | 0 | 0 | 0 | 0 | 0 | 0 | 0 | 0 | 0
2016-01-23 06:00 | 0 | 0 | 0 | 0 | 0 | 463928.4628 | 0 | 460046 | 0 | 0 | 0 | 0 | 438284.1248 | 115725.7193 | 0 | 0 | 0 | 0 | 0 | 0 | 0 | 0 | 0 | 0 | 0 | 0 | 0 | 0 | 0 | 0 | 119608.1821 | -115725.7193 | 0 | 0 | 0 | 0 | 0 | 0 | 0 | 0 | 0 | 0 | 0 | 0 | 0 | 0 | 0
2016-01-23 07:00 | 0 | 0 | 0 | 0 | 0 | 468244.027 | 0 | 452760 | 0 | 0 | 0 | 0 | 338042.4326 | 231451.4386 | 0 | 0 | 0 | 0 | 0 | 0 | 0 | 0 | 0 | 0 | 0 | 0 | 0 | 0 | 0 | 0 | -100241.6923 | 115725.7193 | 0 | 0 | 0 | 0 | 0 | 0 | 0 | 0 | 0 | 0 | 0 | 0 | 0 | 0 | 0
2016-01-23 08:00 | 0 | 0 | 0 | 0 | 0 | 81117.9658 | 0 | 448842 | 0 | 0 | 0 | 0 | 86044.1176 | 115725.7193 | 0 | 0 | 0 | 0 | 0 | 0 | 0 | 0 | 0 | 0 | 0 | 0 | 0 | 0 | 0 | 0 | -251998.3149 | -115725.7193 | 0 | 0 | 0 | 0 | 0 | 0 | 0 | 0 | 0 | 0 | 0 | 0 | 0 | 0 | 0
2016-01-23 09:00 | 0 | 0 | 0 | 0 | 0 | 478780.6017 | 0 | 449099 | 0 | 0 | 0 | 0 | 0 | 231451.4386 | 0 | 0 | 0 | 0 | 0 | 0 | 0 | 0 | 0 | 0 | 0 | 0 | 0 | 0 | 0 | 0 | -86044.1176 | 115725.7193 | 0 | 0 | 0 | 0 | 0 | 0 | 0 | 0 | 0 | 0 | 0 | 0 | 0 | 0 | 0
2016-01-23 10:00 | 0 | 0 | 0 | 0 | 0 | 486828.4657 | 0 | 454288 | 0 | 0 | 0 | 0 | 148266.185 | 115725.7193 | 0 | 0 | 0 | 0 | 0 | 0 | 0 | 0 | 0 | 0 | 0 | 0 | 0 | 0 | 0 | 0 | 148266.185 | -115725.7193 | 0 | 0 | 0 | 0 | 0 | 0 | 0 | 0 | 0 | 0 | 0 | 0 | 0 | 0 | 0
2016-01-23 11:00 | 0 | 0 | 0 | 0 | 0 | 493843.444 | 0 | 463739 | 0 | 0 | 0 | 0 | 62644.9097 | 231451.4386 | 0 | 0 | 0 | 0 | 0 | 0 | 0 | 0 | 0 | 0 | 0 | 0 | 0 | 0 | 0 | 0 | -85621.2753 | 115725.7193 | 0 | 0 | 0 | 0 | 0 | 0 | 0 | 0 | 0 | 0 | 0 | 0 | 0 | 0 | 0
2016-01-23 12:00 | 0 | 0 | 0 | 0 | 0 | 500014.7513 | 0 | 478856 | 0 | 0 | 0 | 0 | 199529.3803 | 115725.7193 | 0 | 0 | 0 | 0 | 0 | 0 | 0 | 0 | 0 | 0 | 0 | 0 | 0 | 0 | 0 | 0 | 136884.4706 | -115725.7193 | 0 | 0 | 0 | 0 | 0 | 0 | 0 | 0 | 0 | 0 | 0 | 0 | 0 | 0 | 0
2016-01-23 13:00 | 0 | 0 | 0 | 0 | 0 | 505141.1618 | 29.1309 | 495520 | 0 | 0 | 0 | 0 | 93453.9537 | 231451.4386 | 0 | 0 | 0 | 0 | 0 | 0 | 0 | 0 | 0 | 0 | 0 | 0 | 0 | 0 | 0 | 0 | -106075.4266 | 115725.7193 | 0 | 0 | 0 | 0 | 0 | 0 | 0 | 0 | 0 | 0 | 0 | 0 | 0 | 0 | 0
2016-01-23 14:00 | 0 | 0 | 0 | 0 | 0 | 474610.6569 | 103825.3765 | 509928 | 0 | 0 | 0 | 0 | 46236.2678 | 347177.1579 | 0 | 0 | 0 | 0 | 0 | 0 | 0 | 0 | 0 | 0 | 0 | 0 | 0 | 0 | 0 | 0 | -47217.6859 | 115725.7193 | 0 | 0 | 0 | 0 | 0 | 0 | 0 | 0 | 0 | 0 | 0 | 0 | 0 | 0 | 0
2016-01-23 15:00 | 0 | 0 | 0 | 0 | 0 | 411656.7475 | 365115.264 | 516578 | 0 | 0 | 0 | 0 | 298234.5828 | 355372.8545 | 0 | 0 | 0 | 0 | 0 | 0 | 0 | 0 | 0 | 0 | 0 | 0 | 0 | 0 | 0 | 0 | 251998.3149 | 8195.6966 | 0 | 0 | 0 | 0 | 0 | 0 | 0 | 0 | 0 | 0 | 0 | 0 | 0 | 0 | 0
2016-01-23 16:00 | 0 | 0 | 0 | 0 | 0 | 0 | 472708.8938 | 513731 | 0 | 0 | 0 | 0 | 141486.7573 | 471098.5738 | 0 | 0 | 0 | 0 | 0 | 0 | 0 | 0 | 0 | 0 | 0 | 0 | 0 | 0 | 0 | 0 | -156747.8255 | 115725.7193 | 0 | 0 | 0 | 0 | 0 | 0 | 0 | 0 | 0 | 0 | 0 | 0 | 0 | 0 | 0
2016-01-23 17:00 | 0 | 0 | 0 | 0 | 0 | 271218.2389 | 502344.7412 | 505643 | 0 | 0 | 0 | 0 | 301876.7147 | 578628.5965 | 0 | 0 | 0 | 0 | 0 | 0 | 0 | 0 | 0 | 0 | 0 | 0 | 0 | 0 | 0 | 0 | 160389.9575 | 107530.0227 | 0 | 0 | 0 | 0 | 0 | 0 | 0 | 0 | 0 | 0 | 0 | 0 | 0 | 0 | 0
2016-01-23 18:00 | 0 | 0 | 0 | 0 | 0 | 0 | 496209.3764 | 494705 | 0 | 0 | 0 | 0 | 419106.8104 | 462902.8772 | 0 | 0 | 0 | 0 | 0 | 0 | 0 | 0 | 0 | 0 | 0 | 0 | 0 | 0 | 0 | 0 | 117230.0957 | -115725.7193 | 0 | 0 | 0 | 0 | 0 | 0 | 0 | 0 | 0 | 0 | 0 | 0 | 0 | 0 | 0
2016-01-23 19:00 | 0 | 0 | 0 | 0 | 0 | 0 | 486057.103 | 483360 | 0 | 0 | 0 | 0 | 537529.6327 | 347177.1579 | 0 | 0 | 0 | 0 | 0 | 0 | 0 | 0 | 0 | 0 | 0 | 0 | 0 | 0 | 0 | 0 | 118422.8223 | -115725.7193 | 0 | 0 | 0 | 0 | 0 | 0 | 0 | 0 | 0 | 0 | 0 | 0 | 0 | 0 | 0
2016-01-23 20:00 | 0 | 0 | 0 | 0 | 0 | 0 | 481033.7336 | 476779 | 0 | 0 | 0 | 0 | 426058.6471 | 462902.8772 | 0 | 0 | 0 | 0 | 0 | 0 | 0 | 0 | 0 | 0 | 0 | 0 | 0 | 0 | 0 | 0 | -111470.9857 | 115725.7193 | 0 | 0 | 0 | 0 | 0 | 0 | 0 | 0 | 0 | 0 | 0 | 0 | 0 | 0 | 0
2016-01-23 21:00 | 0 | 0 | 0 | 0 | 0 | 348954.5039 | 455669.1829 | 476727 | 0 | 0 | 0 | 0 | 638229.6145 | 578628.5965 | 0 | 0 | 0 | 0 | 0 | 0 | 0 | 0 | 0 | 0 | 0 | 0 | 0 | 0 | 0 | 0 | 212170.9675 | 115725.7193 | 0 | 0 | 0 | 0 | 0 | 0 | 0 | 0 | 0 | 0 | 0 | 0 | 0 | 0 | 0
2016-01-23 22:00 | 0 | 0 | 0 | 0 | 0 | 386356.3389 | 366315.545 | 488300 | 0 | 0 | 0 | 0 | 786875.7791 | 694354.3158 | 0 | 0 | 0 | 0 | 0 | 0 | 0 | 0 | 0 | 0 | 0 | 0 | 0 | 0 | 0 | 0 | 148646.1646 | 115725.7193 | 0 | 0 | 0 | 0 | 0 | 0 | 0 | 0 | 0 | 0 | 0 | 0 | 0 | 0 | 0
2016-01-23 23:00 | 0 | 0 | 0 | 0 | 0 | 0 | 157481.7003 | 505374 | 0 | 0 | 0 | 0 | 554709.1987 | 578628.5965 | 0 | 0 | 0 | 0 | 0 | 0 | 0 | 0 | 0 | 0 | 0 | 0 | 0 | 0 | 0 | 0 | -232166.5804 | -115725.7193 | 0 | 0 | 0 | 0 | 0 | 0 | 0 | 0 | 0 | 0 | 0 | 0 | 0 | 0 | 0
2016-01-24 | 0 | 0 | 0 | 0 | 0 | 572331.582 | 10293.0038 | 514019 | 0 | 0 | 0 | 0 | 739040.5038 | 462902.8772 | 0 | 0 | 0 | 0 | 0 | 0 | 0 | 0 | 0 | 0 | 0 | 0 | 0 | 0 | 0 | 0 | 184331.3051 | -115725.7193 | 0 | 0 | 0 | 0 | 0 | 0 | 0 | 0 | 0 | 0 | 0 | 0 | 0 | 0 | 0
2016-01-24 01:00 | 0 | 0 | 0 | 0 | 0 | 576877.1835 | 0 | 514024 | 0 | 0 | 0 | 0 | 686167.968 | 578628.5965 | 0 | 0 | 0 | 0 | 0 | 0 | 0 | 0 | 0 | 0 | 0 | 0 | 0 | 0 | 0 | 0 | -52872.5358 | 115725.7193 | 0 | 0 | 0 | 0 | 0 | 0 | 0 | 0 | 0 | 0 | 0 | 0 | 0 | 0 | 0
2016-01-24 02:00 | 0 | 0 | 0 | 0 | 0 | 555290.1864 | 0 | 508962 | 0 | 0 | 0 | 0 | 848221.8737 | 462902.8772 | 0 | 0 | 0 | 0 | 0 | 0 | 0 | 0 | 0 | 0 | 0 | 0 | 0 | 0 | 0 | 0 | 162053.9057 | -115725.7193 | 0 | 0 | 0 | 0 | 0 | 0 | 0 | 0 | 0 | 0 | 0 | 0 | 0 | 0 | 0
2016-01-24 03:00 | 0 | 0 | 0 | 0 | 0 | 520164.8484 | 0 | 497824 | 0 | 0 | 0 | 0 | 754837.0028 | 578628.5965 | 0 | 0 | 0 | 0 | 0 | 0 | 0 | 0 | 0 | 0 | 0 | 0 | 0 | 0 | 0 | 0 | -93384.8709 | 115725.7193 | 0 | 0 | 0 | 0 | 0 | 0 | 0 | 0 | 0 | 0 | 0 | 0 | 0 | 0 | 0
2016-01-24 04:00 | 0 | 0 | 0 | 0 | 0 | 483910.1971 | 0 | 482754 | 0 | 0 | 0 | 0 | 871718.9192 | 462902.8772 | 0 | 0 | 0 | 0 | 0 | 0 | 0 | 0 | 0 | 0 | 0 | 0 | 0 | 0 | 0 | 0 | 116881.9164 | -115725.7193 | 0 | 0 | 0 | 0 | 0 | 0 | 0 | 0 | 0 | 0 | 0 | 0 | 0 | 0 | 0
2016-01-24 05:00 | 0 | 0 | 0 | 0 | 0 | 450683.3883 | 0 | 468555 | 0 | 0 | 0 | 0 | 969573.0268 | 347177.1579 | 0 | 0 | 0 | 0 | 0 | 0 | 0 | 0 | 0 | 0 | 0 | 0 | 0 | 0 | 0 | 0 | 97854.1076 | -115725.7193 | 0 | 0 | 0 | 0 | 0 | 0 | 0 | 0 | 0 | 0 | 0 | 0 | 0 | 0 | 0
2016-01-24 06:00 | 0 | 0 | 0 | 0 | 0 | 420211.8301 | 0 | 459947 | 0 | 0 | 0 | 0 | 814112.1377 | 462902.8772 | 0 | 0 | 0 | 0 | 0 | 0 | 0 | 0 | 0 | 0 | 0 | 0 | 0 | 0 | 0 | 0 | -155460.8892 | 115725.7193 | 0 | 0 | 0 | 0 | 0 | 0 | 0 | 0 | 0 | 0 | 0 | 0 | 0 | 0 | 0
2016-01-24 07:00 | 0 | 0 | 0 | 0 | 0 | 390742.6633 | 0 | 454182 | 0 | 0 | 0 | 0 | 866398.5203 | 347177.1579 | 0 | 0 | 0 | 0 | 0 | 0 | 0 | 0 | 0 | 0 | 0 | 0 | 0 | 0 | 0 | 0 | 52286.3826 | -115725.7193 | 0 | 0 | 0 | 0 | 0 | 0 | 0 | 0 | 0 | 0 | 0 | 0 | 0 | 0 | 0
2016-01-24 08:00 | 0 | 0 | 0 | 0 | 0 | 364910.9153 | 0 | 452194 | 0 | 0 | 0 | 0 | 894841.1549 | 231451.4386 | 0 | 0 | 0 | 0 | 0 | 0 | 0 | 0 | 0 | 0 | 0 | 0 | 0 | 0 | 0 | 0 | 28442.6346 | -115725.7193 | 0 | 0 | 0 | 0 | 0 | 0 | 0 | 0 | 0 | 0 | 0 | 0 | 0 | 0 | 0
2016-01-24 09:00 | 0 | 0 | 0 | 0 | 0 | 316890.4044 | 0 | 453163 | 0 | 0 | 0 | 0 | 642842.8399 | 347177.1579 | 0 | 0 | 0 | 0 | 0 | 0 | 0 | 0 | 0 | 0 | 0 | 0 | 0 | 0 | 0 | 0 | -251998.3149 | 115725.7193 | 0 | 0 | 0 | 0 | 0 | 0 | 0 | 0 | 0 | 0 | 0 | 0 | 0 | 0 | 0
2016-01-24 10:00 | 0 | 0 | 0 | 0 | 0 | 334525.808 | 0 | 457622 | 0 | 0 | 0 | 0 | 635472.3673 | 231451.4386 | 0 | 0 | 0 | 0 | 0 | 0 | 0 | 0 | 0 | 0 | 0 | 0 | 0 | 0 | 0 | 0 | -7370.4727 | -115725.7193 | 0 | 0 | 0 | 0 | 0 | 0 | 0 | 0 | 0 | 0 | 0 | 0 | 0 | 0 | 0
2016-01-24 11:00 | 0 | 0 | 0 | 0 | 0 | 100893.9658 | 0 | 468618 | 0 | 0 | 0 | 0 | 383474.0523 | 115725.7193 | 0 | 0 | 0 | 0 | 0 | 0 | 0 | 0 | 0 | 0 | 0 | 0 | 0 | 0 | 0 | 0 | -251998.3149 | -115725.7193 | 0 | 0 | 0 | 0 | 0 | 0 | 0 | 0 | 0 | 0 | 0 | 0 | 0 | 0 | 0
2016-01-24 12:00 | 0 | 0 | 0 | 0 | 0 | 313974.6276 | 0 | 482809 | 0 | 0 | 0 | 0 | 330365.3992 | 0 | 0 | 0 | 0 | 0 | 0 | 0 | 0 | 0 | 0 | 0 | 0 | 0 | 0 | 0 | 0 | 0 | -53108.6531 | -115725.7193 | 0 | 0 | 0 | 0 | 0 | 0 | 0 | 0 | 0 | 0 | 0 | 0 | 0 | 0 | 0
2016-01-24 13:00 | 0 | 0 | 0 | 0 | 0 | 307409.2055 | 27.1399 | 494739 | 0 | 0 | 0 | 0 | 78367.0843 | 64695.6604 | 0 | 0 | 0 | 0 | 0 | 0 | 0 | 0 | 0 | 0 | 0 | 0 | 0 | 0 | 0 | 0 | -251998.3149 | 64695.6604 | 0 | 0 | 0 | 0 | 0 | 0 | 0 | 0 | 0 | 0 | 0 | 0 | 0 | 0 | 0
2016-01-24 14:00 | 0 | 0 | 0 | 0 | 0 | 271172.1551 | 82097.1003 | 496332 | 0 | 0 | 0 | 0 | 0 | 0 | 0 | 0 | 0 | 0 | 0 | 0 | 0 | 0 | 0 | 0 | 0 | 0 | 0 | 0 | 0 | 0 | -78367.0843 | -64695.6604 | 0 | 0 | 0 | 0 | 0 | 0 | 0 | 0 | 0 | 0 | 0 | 0 | 0 | 0 | 0
2016-01-24 15:00 | 0 | 0 | 0 | 0 | 0 | 113743.0972 | 417918.3963 | 487392 | 0 | 0 | 0 | 0 | 44269.4935 | 0 | 0 | 0 | 0 | 0 | 0 | 0 | 0 | 0 | 0 | 0 | 0 | 0 | 0 | 0 | 0 | 0 | 44269.4935 | 0 | 0 | 0 | 0 | 0 | 0 | 0 | 0 | 0 | 0 | 0 | 0 | 0 | 0 | 0 | 0
2016-01-24 16:00 | 0 | 0 | 0 | 0 | 0 | 189513.1994 | 560780.0503 | 473672 | 0 | 0 | 0 | 0 | 205165.024 | 115725.7193 | 0 | 0 | 0 | 0 | 0 | 0 | 0 | 0 | 0 | 0 | 0 | 0 | 0 | 0 | 0 | 0 | 160895.5304 | 115725.7193 | 0 | 0 | 0 | 0 | 0 | 0 | 0 | 0 | 0 | 0 | 0 | 0 | 0 | 0 | 0
2016-01-24 17:00 | 0 | 0 | 0 | 0 | 0 | 0 | 595477.5459 | 460203 | 0 | 0 | 0 | 0 | 456165.2892 | 0 | 0 | 0 | 0 | 0 | 0 | 0 | 0 | 0 | 0 | 0 | 0 | 0 | 0 | 0 | 0 | 0 | 251000.2652 | -115725.7193 | 0 | 0 | 0 | 0 | 0 | 0 | 0 | 0 | 0 | 0 | 0 | 0 | 0 | 0 | 0
2016-01-24 18:00 | 0 | 0 | 0 | 0 | 0 | 0 | 573769.4937 | 447336 | 0 | 0 | 0 | 0 | 582598.7829 | 0 | 0 | 0 | 0 | 0 | 0 | 0 | 0 | 0 | 0 | 0 | 0 | 0 | 0 | 0 | 0 | 0 | 126433.4937 | 0 | 0 | 0 | 0 | 0 | 0 | 0 | 0 | 0 | 0 | 0 | 0 | 0 | 0 | 0 | 0
2016-01-24 19:00 | 0 | 0 | 0 | 0 | 0 | 0 | 559882.4257 | 437481 | 0 | 0 | 0 | 0 | 589274.4893 | 115725.7193 | 0 | 0 | 0 | 0 | 0 | 0 | 0 | 0 | 0 | 0 | 0 | 0 | 0 | 0 | 0 | 0 | 6675.7064 | 115725.7193 | 0 | 0 | 0 | 0 | 0 | 0 | 0 | 0 | 0 | 0 | 0 | 0 | 0 | 0 | 0
2016-01-24 20:00 | 0 | 0 | 0 | 0 | 0 | 0 | 569637.9279 | 431504 | 0 | 0 | 0 | 0 | 841272.8042 | 1861.3322 | 0 | 0 | 0 | 0 | 0 | 0 | 0 | 0 | 0 | 0 | 0 | 0 | 0 | 0 | 0 | 0 | 251998.3149 | -113864.3871 | 0 | 0 | 0 | 0 | 0 | 0 | 0 | 0 | 0 | 0 | 0 | 0 | 0 | 0 | 0
2016-01-24 21:00 | 0 | 0 | 0 | 0 | 0 | 0 | 583997.544 | 433670 | 0 | 0 | 0 | 0 | 875874.6289 | 117587.0515 | 0 | 0 | 0 | 0 | 0 | 0 | 0 | 0 | 0 | 0 | 0 | 0 | 0 | 0 | 0 | 0 | 34601.8247 | 115725.7193 | 0 | 0 | 0 | 0 | 0 | 0 | 0 | 0 | 0 | 0 | 0 | 0 | 0 | 0 | 0
2016-01-24 22:00 | 0 | 0 | 0 | 0 | 0 | 0 | 527077.8651 | 450881 | 0 | 0 | 0 | 0 | 838207.107 | 231451.4386 | 0 | 0 | 0 | 0 | 0 | 0 | 0 | 0 | 0 | 0 | 0 | 0 | 0 | 0 | 0 | 0 | -37667.5219 | 113864.3871 | 0 | 0 | 0 | 0 | 0 | 0 | 0 | 0 | 0 | 0 | 0 | 0 | 0 | 0 | 0
2016-01-24 23:00 | 0 | 0 | 0 | 0 | 0 | 0 | 269193.1394 | 474596 | 0 | 0 | 0 | 0 | 748529.9657 | 115725.7193 | 0 | 0 | 0 | 0 | 0 | 0 | 0 | 0 | 0 | 0 | 0 | 0 | 0 | 0 | 0 | 0 | -89677.1413 | -115725.7193 | 0 | 0 | 0 | 0 | 0 | 0 | 0 | 0 | 0 | 0 | 0 | 0 | 0 | 0 | 0
2016-01-25 | 0 | 0 | 0 | 0 | 0 | 481442.991 | 10515.7567 | 491726 | 0 | 0 | 0 | 0 | 633036.9941 | 231451.4386 | 0 | 0 | 0 | 0 | 0 | 0 | 0 | 0 | 0 | 0 | 0 | 0 | 0 | 0 | 0 | 0 | -115492.9716 | 115725.7193 | 0 | 0 | 0 | 0 | 0 | 0 | 0 | 0 | 0 | 0 | 0 | 0 | 0 | 0 | 0
2016-01-25 01:00 | 0 | 0 | 0 | 0 | 0 | 359689.4044 | 0 | 495962 | 0 | 0 | 0 | 0 | 381038.6791 | 347177.1579 | 0 | 0 | 0 | 0 | 0 | 0 | 0 | 0 | 0 | 0 | 0 | 0 | 0 | 0 | 0 | 0 | -251998.3149 | 115725.7193 | 0 | 0 | 0 | 0 | 0 | 0 | 0 | 0 | 0 | 0 | 0 | 0 | 0 | 0 | 0
2016-01-25 02:00 | 0 | 0 | 0 | 0 | 0 | 461099.2091 | 0 | 491171 | 0 | 0 | 0 | 0 | 466692.6075 | 231451.4386 | 0 | 0 | 0 | 0 | 0 | 0 | 0 | 0 | 0 | 0 | 0 | 0 | 0 | 0 | 0 | 0 | 85653.9284 | -115725.7193 | 0 | 0 | 0 | 0 | 0 | 0 | 0 | 0 | 0 | 0 | 0 | 0 | 0 | 0 | 0
2016-01-25 03:00 | 0 | 0 | 0 | 0 | 0 | 110375.9658 | 0 | 478100 | 0 | 0 | 0 | 0 | 214694.2925 | 115725.7193 | 0 | 0 | 0 | 0 | 0 | 0 | 0 | 0 | 0 | 0 | 0 | 0 | 0 | 0 | 0 | 0 | -251998.3149 | -115725.7193 | 0 | 0 | 0 | 0 | 0 | 0 | 0 | 0 | 0 | 0 | 0 | 0 | 0 | 0 | 0
2016-01-25 04:00 | 0 | 0 | 0 | 0 | 0 | 468296.822 | 0 | 460344 | 0 | 0 | 0 | 0 | 338372.8339 | 0 | 0 | 0 | 0 | 0 | 0 | 0 | 0 | 0 | 0 | 0 | 0 | 0 | 0 | 0 | 0 | 0 | 123678.5413 | -115725.7193 | 0 | 0 | 0 | 0 | 0 | 0 | 0 | 0 | 0 | 0 | 0 | 0 | 0 | 0 | 0
2016-01-25 05:00 | 0 | 0 | 0 | 0 | 0 | 308766.4044 | 0 | 445039 | 0 | 0 | 0 | 0 | 86374.5189 | 115725.7193 | 0 | 0 | 0 | 0 | 0 | 0 | 0 | 0 | 0 | 0 | 0 | 0 | 0 | 0 | 0 | 0 | -251998.3149 | 115725.7193 | 0 | 0 | 0 | 0 | 0 | 0 | 0 | 0 | 0 | 0 | 0 | 0 | 0 | 0 | 0
2016-01-25 06:00 | 0 | 0 | 0 | 0 | 0 | 485347.0767 | 0 | 435449 | 0 | 0 | 0 | 0 | 251998.3149 | 0 | 0 | 0 | 0 | 0 | 0 | 0 | 0 | 0 | 0 | 0 | 0 | 0 | 0 | 0 | 0 | 0 | 165623.796 | -115725.7193 | 0 | 0 | 0 | 0 | 0 | 0 | 0 | 0 | 0 | 0 | 0 | 0 | 0 | 0 | 0
2016-01-25 07:00 | 0 | 0 | 0 | 0 | 0 | 293811.4044 | 0 | 430084 | 0 | 0 | 0 | 0 | 0 | 115725.7193 | 0 | 0 | 0 | 0 | 0 | 0 | 0 | 0 | 0 | 0 | 0 | 0 | 0 | 0 | 0 | 0 | -251998.3149 | 115725.7193 | 0 | 0 | 0 | 0 | 0 | 0 | 0 | 0 | 0 | 0 | 0 | 0 | 0 | 0 | 0
2016-01-25 08:00 | 0 | 0 | 0 | 0 | 0 | 516054.8723 | 0 | 429371 | 0 | 0 | 0 | 0 | 0 | 202409.5916 | 0 | 0 | 0 | 0 | 0 | 0 | 0 | 0 | 0 | 0 | 0 | 0 | 0 | 0 | 0 | 0 | 0 | 86683.8723 | 0 | 0 | 0 | 0 | 0 | 0 | 0 | 0 | 0 | 0 | 0 | 0 | 0 | 0 | 0
2016-01-25 09:00 | 0 | 0 | 0 | 0 | 0 | 521899.0878 | 0 | 434477 | 0 | 0 | 0 | 0 | 58025.1819 | 231806.4976 | 0 | 0 | 0 | 0 | 0 | 0 | 0 | 0 | 0 | 0 | 0 | 0 | 0 | 0 | 0 | 0 | 58025.1819 | 29396.9059 | 0 | 0 | 0 | 0 | 0 | 0 | 0 | 0 | 0 | 0 | 0 | 0 | 0 | 0 | 0
2016-01-25 10:00 | 0 | 0 | 0 | 0 | 0 | 528809.4138 | 0 | 450562 | 0 | 0 | 0 | 0 | 251998.3149 | 116080.7783 | 0 | 0 | 0 | 0 | 0 | 0 | 0 | 0 | 0 | 0 | 0 | 0 | 0 | 0 | 0 | 0 | 193973.1331 | -115725.7193 | 0 | 0 | 0 | 0 | 0 | 0 | 0 | 0 | 0 | 0 | 0 | 0 | 0 | 0 | 0
2016-01-25 11:00 | 0 | 0 | 0 | 0 | 0 | 346691.4044 | 0 | 482964 | 0 | 0 | 0 | 0 | 0 | 231806.4976 | 0 | 0 | 0 | 0 | 0 | 0 | 0 | 0 | 0 | 0 | 0 | 0 | 0 | 0 | 0 | 0 | -251998.3149 | 115725.7193 | 0 | 0 | 0 | 0 | 0 | 0 | 0 | 0 | 0 | 0 | 0 | 0 | 0 | 0 | 0
2016-01-25 12:00 | 0 | 0 | 0 | 0 | 0 | 542434.8767 | 0 | 513254 | 0 | 0 | 0 | 0 | 144906.596 | 116080.7783 | 0 | 0 | 0 | 0 | 0 | 0 | 0 | 0 | 0 | 0 | 0 | 0 | 0 | 0 | 0 | 0 | 144906.596 | -115725.7193 | 0 | 0 | 0 | 0 | 0 | 0 | 0 | 0 | 0 | 0 | 0 | 0 | 0 | 0 | 0
2016-01-25 13:00 | 0 | 0 | 0 | 0 | 0 | 549119.1019 | 29.3405 | 521833 | 0 | 0 | 0 | 0 | 56496.3191 | 231806.4976 | 0 | 0 | 0 | 0 | 0 | 0 | 0 | 0 | 0 | 0 | 0 | 0 | 0 | 0 | 0 | 0 | -88410.2769 | 115725.7193 | 0 | 0 | 0 | 0 | 0 | 0 | 0 | 0 | 0 | 0 | 0 | 0 | 0 | 0 | 0
2016-01-25 14:00 | 0 | 0 | 0 | 0 | 0 | 468140.4963 | 161922.2936 | 513400 | 0 | 0 | 0 | 0 | 57433.3897 | 347532.2169 | 0 | 0 | 0 | 0 | 0 | 0 | 0 | 0 | 0 | 0 | 0 | 0 | 0 | 0 | 0 | 0 | 937.0706 | 115725.7193 | 0 | 0 | 0 | 0 | 0 | 0 | 0 | 0 | 0 | 0 | 0 | 0 | 0 | 0 | 0
2016-01-25 15:00 | 0 | 0 | 0 | 0 | 0 | 0 | 503836.7209 | 502803 | 0 | 0 | 0 | 0 | 0 | 405999.3275 | 0 | 0 | 0 | 0 | 0 | 0 | 0 | 0 | 0 | 0 | 0 | 0 | 0 | 0 | 0 | 0 | -57433.3897 | 58467.1106 | 0 | 0 | 0 | 0 | 0 | 0 | 0 | 0 | 0 | 0 | 0 | 0 | 0 | 0 | 0
2016-01-25 16:00 | 0 | 0 | 0 | 0 | 0 | 0 | 644747.0754 | 490218 | 0 | 0 | 0 | 0 | 38803.3561 | 521725.0468 | 0 | 0 | 0 | 0 | 0 | 0 | 0 | 0 | 0 | 0 | 0 | 0 | 0 | 0 | 0 | 0 | 38803.3561 | 115725.7193 | 0 | 0 | 0 | 0 | 0 | 0 | 0 | 0 | 0 | 0 | 0 | 0 | 0 | 0 | 0
2016-01-25 17:00 | 0 | 0 | 0 | 0 | 0 | 182417.6536 | 663724.3807 | 478418 | 0 | 0 | 0 | 0 | 290801.671 | 637450.7661 | 0 | 0 | 0 | 0 | 0 | 0 | 0 | 0 | 0 | 0 | 0 | 0 | 0 | 0 | 0 | 0 | 251998.3149 | 115725.7193 | 0 | 0 | 0 | 0 | 0 | 0 | 0 | 0 | 0 | 0 | 0 | 0 | 0 | 0 | 0
2016-01-25 18:00 | 0 | 0 | 0 | 0 | 0 | 0 | 630170.5745 | 468443 | 0 | 0 | 0 | 0 | 542799.986 | 547180.0256 | 0 | 0 | 0 | 0 | 0 | 0 | 0 | 0 | 0 | 0 | 0 | 0 | 0 | 0 | 0 | 0 | 251998.3149 | -90270.7405 | 0 | 0 | 0 | 0 | 0 | 0 | 0 | 0 | 0 | 0 | 0 | 0 | 0 | 0 | 0
2016-01-25 19:00 | 0 | 0 | 0 | 0 | 0 | 0 | 610849.6944 | 460520 | 0 | 0 | 0 | 0 | 577403.961 | 662905.7449 | 0 | 0 | 0 | 0 | 0 | 0 | 0 | 0 | 0 | 0 | 0 | 0 | 0 | 0 | 0 | 0 | 34603.9751 | 115725.7193 | 0 | 0 | 0 | 0 | 0 | 0 | 0 | 0 | 0 | 0 | 0 | 0 | 0 | 0 | 0
2016-01-25 20:00 | 0 | 0 | 0 | 0 | 0 | 0 | 621834.1106 | 455084 | 0 | 0 | 0 | 0 | 628428.3523 | 778631.4642 | 0 | 0 | 0 | 0 | 0 | 0 | 0 | 0 | 0 | 0 | 0 | 0 | 0 | 0 | 0 | 0 | 51024.3913 | 115725.7193 | 0 | 0 | 0 | 0 | 0 | 0 | 0 | 0 | 0 | 0 | 0 | 0 | 0 | 0 | 0
2016-01-25 21:00 | 0 | 0 | 0 | 0 | 0 | 0 | 635455.9291 | 456462 | 0 | 0 | 0 | 0 | 691696.5621 | 894357.1835 | 0 | 0 | 0 | 0 | 0 | 0 | 0 | 0 | 0 | 0 | 0 | 0 | 0 | 0 | 0 | 0 | 63268.2098 | 115725.7193 | 0 | 0 | 0 | 0 | 0 | 0 | 0 | 0 | 0 | 0 | 0 | 0 | 0 | 0 | 0
2016-01-25 22:00 | 0 | 0 | 0 | 0 | 0 | 0 | 572675.2031 | 470804 | 0 | 0 | 0 | 0 | 909293.4845 | 778631.4642 | 0 | 0 | 0 | 0 | 0 | 0 | 0 | 0 | 0 | 0 | 0 | 0 | 0 | 0 | 0 | 0 | 217596.9224 | -115725.7193 | 0 | 0 | 0 | 0 | 0 | 0 | 0 | 0 | 0 | 0 | 0 | 0 | 0 | 0 | 0
2016-01-25 23:00 | 0 | 0 | 0 | 0 | 0 | 0 | 304520.8578 | 489971 | 0 | 0 | 0 | 0 | 657295.1696 | 845179.637 | 0 | 0 | 0 | 0 | 0 | 0 | 0 | 0 | 0 | 0 | 0 | 0 | 0 | 0 | 0 | 0 | -251998.3149 | 66548.1728 | 0 | 0 | 0 | 0 | 0 | 0 | 0 | 0 | 0 | 0 | 0 | 0 | 0 | 0 | 0
2016-01-26 | 0 | 0 | 0 | 0 | 0 | 698873.6615 | 15039.6371 | 498882 | 0 | 0 | 0 | 0 | 909293.4845 | 808212.6206 | 0 | 0 | 0 | 0 | 0 | 0 | 0 | 0 | 0 | 0 | 0 | 0 | 0 | 0 | 0 | 0 | 251998.3149 | -36967.0164 | 0 | 0 | 0 | 0 | 0 | 0 | 0 | 0 | 0 | 0 | 0 | 0 | 0 | 0 | 0
2016-01-26 01:00 | 0 | 0 | 0 | 0 | 0 | 130195.9658 | 0 | 497920 | 0 | 0 | 0 | 0 | 657295.1696 | 692486.9013 | 0 | 0 | 0 | 0 | 0 | 0 | 0 | 0 | 0 | 0 | 0 | 0 | 0 | 0 | 0 | 0 | -251998.3149 | -115725.7193 | 0 | 0 | 0 | 0 | 0 | 0 | 0 | 0 | 0 | 0 | 0 | 0 | 0 | 0 | 0
2016-01-26 02:00 | 0 | 0 | 0 | 0 | 0 | 708892.0294 | 0 | 487578 | 0 | 0 | 0 | 0 | 762883.4797 | 808212.6206 | 0 | 0 | 0 | 0 | 0 | 0 | 0 | 0 | 0 | 0 | 0 | 0 | 0 | 0 | 0 | 0 | 105588.3101 | 115725.7193 | 0 | 0 | 0 | 0 | 0 | 0 | 0 | 0 | 0 | 0 | 0 | 0 | 0 | 0 | 0
2016-01-26 03:00 | 0 | 0 | 0 | 0 | 0 | 604486.5956 | 0 | 468214 | 0 | 0 | 0 | 0 | 1014881.7946 | 692486.9013 | 0 | 0 | 0 | 0 | 0 | 0 | 0 | 0 | 0 | 0 | 0 | 0 | 0 | 0 | 0 | 0 | 251998.3149 | -115725.7193 | 0 | 0 | 0 | 0 | 0 | 0 | 0 | 0 | 0 | 0 | 0 | 0 | 0 | 0 | 0
2016-01-26 04:00 | 0 | 0 | 0 | 0 | 0 | 76581.9658 | 0 | 444306 | 0 | 0 | 0 | 0 | 762883.4797 | 576761.182 | 0 | 0 | 0 | 0 | 0 | 0 | 0 | 0 | 0 | 0 | 0 | 0 | 0 | 0 | 0 | 0 | -251998.3149 | -115725.7193 | 0 | 0 | 0 | 0 | 0 | 0 | 0 | 0 | 0 | 0 | 0 | 0 | 0 | 0 | 0
2016-01-26 05:00 | 0 | 0 | 0 | 0 | 0 | 604111.0829 | 0 | 424224 | 0 | 0 | 0 | 0 | 1014881.7946 | 504649.95 | 0 | 0 | 0 | 0 | 0 | 0 | 0 | 0 | 0 | 0 | 0 | 0 | 0 | 0 | 0 | 0 | 251998.3149 | -72111.232 | 0 | 0 | 0 | 0 | 0 | 0 | 0 | 0 | 0 | 0 | 0 | 0 | 0 | 0 | 0
2016-01-26 06:00 | 0 | 0 | 0 | 0 | 0 | 274190.4044 | 0 | 410463 | 0 | 0 | 0 | 0 | 762883.4797 | 620375.6692 | 0 | 0 | 0 | 0 | 0 | 0 | 0 | 0 | 0 | 0 | 0 | 0 | 0 | 0 | 0 | 0 | -251998.3149 | 115725.7193 | 0 | 0 | 0 | 0 | 0 | 0 | 0 | 0 | 0 | 0 | 0 | 0 | 0 | 0 | 0
2016-01-26 07:00 | 0 | 0 | 0 | 0 | 0 | 34608.9658 | 0 | 402333 | 0 | 0 | 0 | 0 | 510885.1648 | 504649.95 | 0 | 0 | 0 | 0 | 0 | 0 | 0 | 0 | 0 | 0 | 0 | 0 | 0 | 0 | 0 | 0 | -251998.3149 | -115725.7193 | 0 | 0 | 0 | 0 | 0 | 0 | 0 | 0 | 0 | 0 | 0 | 0 | 0 | 0 | 0
2016-01-26 08:00 | 0 | 0 | 0 | 0 | 0 | 535167.5956 | 0 | 398895 | 0 | 0 | 0 | 0 | 762883.4797 | 388924.2307 | 0 | 0 | 0 | 0 | 0 | 0 | 0 | 0 | 0 | 0 | 0 | 0 | 0 | 0 | 0 | 0 | 251998.3149 | -115725.7193 | 0 | 0 | 0 | 0 | 0 | 0 | 0 | 0 | 0 | 0 | 0 | 0 | 0 | 0 | 0
2016-01-26 09:00 | 0 | 0 | 0 | 0 | 0 | 265856.4044 | 0 | 402129 | 0 | 0 | 0 | 0 | 510885.1648 | 504649.95 | 0 | 0 | 0 | 0 | 0 | 0 | 0 | 0 | 0 | 0 | 0 | 0 | 0 | 0 | 0 | 0 | -251998.3149 | 115725.7193 | 0 | 0 | 0 | 0 | 0 | 0 | 0 | 0 | 0 | 0 | 0 | 0 | 0 | 0 | 0
2016-01-26 10:00 | 0 | 0 | 0 | 0 | 0 | 535945.9383 | 0 | 415301 | 0 | 0 | 0 | 0 | 515804.3838 | 620375.6692 | 0 | 0 | 0 | 0 | 0 | 0 | 0 | 0 | 0 | 0 | 0 | 0 | 0 | 0 | 0 | 0 | 4919.2191 | 115725.7193 | 0 | 0 | 0 | 0 | 0 | 0 | 0 | 0 | 0 | 0 | 0 | 0 | 0 | 0 | 0
2016-01-26 11:00 | 0 | 0 | 0 | 0 | 0 | 530509.6039 | 0 | 445595 | 0 | 0 | 0 | 0 | 716444.707 | 504649.95 | 0 | 0 | 0 | 0 | 0 | 0 | 0 | 0 | 0 | 0 | 0 | 0 | 0 | 0 | 0 | 0 | 200640.3232 | -115725.7193 | 0 | 0 | 0 | 0 | 0 | 0 | 0 | 0 | 0 | 0 | 0 | 0 | 0 | 0 | 0
2016-01-26 12:00 | 0 | 0 | 0 | 0 | 0 | 378599.6421 | 0 | 475322 | 0 | 0 | 0 | 0 | 503996.6299 | 620375.6692 | 0 | 0 | 0 | 0 | 0 | 0 | 0 | 0 | 0 | 0 | 0 | 0 | 0 | 0 | 0 | 0 | -212448.0772 | 115725.7193 | 0 | 0 | 0 | 0 | 0 | 0 | 0 | 0 | 0 | 0 | 0 | 0 | 0 | 0 | 0
2016-01-26 13:00 | 0 | 0 | 0 | 0 | 0 | 119167.0722 | 4.8936 | 486896 | 0 | 0 | 0 | 0 | 251998.3149 | 504649.95 | 0 | 0 | 0 | 0 | 0 | 0 | 0 | 0 | 0 | 0 | 0 | 0 | 0 | 0 | 0 | 0 | -251998.3149 | -115725.7193 | 0 | 0 | 0 | 0 | 0 | 0 | 0 | 0 | 0 | 0 | 0 | 0 | 0 | 0 | 0
2016-01-26 14:00 | 0 | 0 | 0 | 0 | 0 | 74800.5083 | 44920.4575 | 487445 | 0 | 0 | 0 | 0 | 0 | 388924.2307 | 0 | 0 | 0 | 0 | 0 | 0 | 0 | 0 | 0 | 0 | 0 | 0 | 0 | 0 | 0 | 0 | -251998.3149 | -115725.7193 | 0 | 0 | 0 | 0 | 0 | 0 | 0 | 0 | 0 | 0 | 0 | 0 | 0 | 0 | 0
2016-01-26 15:00 | 0 | 0 | 0 | 0 | 0 | 0 | 521926.6478 | 486455 | 0 | 0 | 0 | 0 | 151197.3671 | 273198.5114 | 0 | 0 | 0 | 0 | 0 | 0 | 0 | 0 | 0 | 0 | 0 | 0 | 0 | 0 | 0 | 0 | 151197.3671 | -115725.7193 | 0 | 0 | 0 | 0 | 0 | 0 | 0 | 0 | 0 | 0 | 0 | 0 | 0 | 0 | 0
2016-01-26 16:00 | 0 | 0 | 0 | 0 | 0 | 0 | 646702.0288 | 481157 | 0 | 0 | 0 | 0 | 201016.6766 | 388924.2307 | 0 | 0 | 0 | 0 | 0 | 0 | 0 | 0 | 0 | 0 | 0 | 0 | 0 | 0 | 0 | 0 | 49819.3095 | 115725.7193 | 0 | 0 | 0 | 0 | 0 | 0 | 0 | 0 | 0 | 0 | 0 | 0 | 0 | 0 | 0
2016-01-26 17:00 | 0 | 0 | 0 | 0 | 0 | 0 | 636803.1346 | 474019 | 0 | 0 | 0 | 0 | 248075.0919 | 504649.95 | 0 | 0 | 0 | 0 | 0 | 0 | 0 | 0 | 0 | 0 | 0 | 0 | 0 | 0 | 0 | 0 | 47058.4153 | 115725.7193 | 0 | 0 | 0 | 0 | 0 | 0 | 0 | 0 | 0 | 0 | 0 | 0 | 0 | 0 | 0
2016-01-26 18:00 | 0 | 0 | 0 | 0 | 0 | 0 | 615259.0117 | 468079 | 0 | 0 | 0 | 0 | 279529.3843 | 620375.6692 | 0 | 0 | 0 | 0 | 0 | 0 | 0 | 0 | 0 | 0 | 0 | 0 | 0 | 0 | 0 | 0 | 31454.2924 | 115725.7193 | 0 | 0 | 0 | 0 | 0 | 0 | 0 | 0 | 0 | 0 | 0 | 0 | 0 | 0 | 0
2016-01-26 19:00 | 0 | 0 | 0 | 0 | 0 | 227264.2647 | 604331.7696 | 463872 | 0 | 0 | 0 | 0 | 531527.6992 | 736101.3885 | 0 | 0 | 0 | 0 | 0 | 0 | 0 | 0 | 0 | 0 | 0 | 0 | 0 | 0 | 0 | 0 | 251998.3149 | 115725.7193 | 0 | 0 | 0 | 0 | 0 | 0 | 0 | 0 | 0 | 0 | 0 | 0 | 0 | 0 | 0
2016-01-26 20:00 | 0 | 0 | 0 | 0 | 0 | 0 | 621106.1033 | 461239 | 0 | 0 | 0 | 0 | 712730.6396 | 714765.5515 | 0 | 0 | 0 | 0 | 0 | 0 | 0 | 0 | 0 | 0 | 0 | 0 | 0 | 0 | 0 | 0 | 181202.9403 | -21335.837 | 0 | 0 | 0 | 0 | 0 | 0 | 0 | 0 | 0 | 0 | 0 | 0 | 0 | 0 | 0
2016-01-26 21:00 | 0 | 0 | 0 | 0 | 0 | 0 | 646477.5449 | 463887 | 0 | 0 | 0 | 0 | 964728.9545 | 645357.7814 | 0 | 0 | 0 | 0 | 0 | 0 | 0 | 0 | 0 | 0 | 0 | 0 | 0 | 0 | 0 | 0 | 251998.3149 | -69407.7701 | 0 | 0 | 0 | 0 | 0 | 0 | 0 | 0 | 0 | 0 | 0 | 0 | 0 | 0 | 0
2016-01-26 22:00 | 0 | 0 | 0 | 0 | 0 | 0 | 621336.3327 | 477148 | 0 | 0 | 0 | 0 | 993191.568 | 761083.5007 | 0 | 0 | 0 | 0 | 0 | 0 | 0 | 0 | 0 | 0 | 0 | 0 | 0 | 0 | 0 | 0 | 28462.6134 | 115725.7193 | 0 | 0 | 0 | 0 | 0 | 0 | 0 | 0 | 0 | 0 | 0 | 0 | 0 | 0 | 0
2016-01-26 23:00 | 0 | 0 | 0 | 0 | 0 | 249876.7485 | 323981.6962 | 492997 | 0 | 0 | 0 | 0 | 958327.2934 | 876809.22 | 0 | 0 | 0 | 0 | 0 | 0 | 0 | 0 | 0 | 0 | 0 | 0 | 0 | 0 | 0 | 0 | -34864.2745 | 115725.7193 | 0 | 0 | 0 | 0 | 0 | 0 | 0 | 0 | 0 | 0 | 0 | 0 | 0 | 0 | 0
2016-01-27 | 0 | 0 | 0 | 0 | 0 | 115883.8095 | 16641.1563 | 500249 | 0 | 0 | 0 | 0 | 706328.9785 | 761083.5007 | 0 | 0 | 0 | 0 | 0 | 0 | 0 | 0 | 0 | 0 | 0 | 0 | 0 | 0 | 0 | 0 | -251998.3149 | -115725.7193 | 0 | 0 | 0 | 0 | 0 | 0 | 0 | 0 | 0 | 0 | 0 | 0 | 0 | 0 | 0
2016-01-27 01:00 | 0 | 0 | 0 | 0 | 0 | 304367.1599 | 0 | 499113 | 0 | 0 | 0 | 0 | 454330.6635 | 818335.9756 | 0 | 0 | 0 | 0 | 0 | 0 | 0 | 0 | 0 | 0 | 0 | 0 | 0 | 0 | 0 | 0 | -251998.3149 | 57252.4749 | 0 | 0 | 0 | 0 | 0 | 0 | 0 | 0 | 0 | 0 | 0 | 0 | 0 | 0 | 0
2016-01-27 02:00 | 0 | 0 | 0 | 0 | 0 | 343718.5068 | 0 | 488910 | 0 | 0 | 0 | 0 | 424864.8896 | 702610.2563 | 0 | 0 | 0 | 0 | 0 | 0 | 0 | 0 | 0 | 0 | 0 | 0 | 0 | 0 | 0 | 0 | -29465.774 | -115725.7193 | 0 | 0 | 0 | 0 | 0 | 0 | 0 | 0 | 0 | 0 | 0 | 0 | 0 | 0 | 0
2016-01-27 03:00 | 0 | 0 | 0 | 0 | 0 | 101601.9658 | 0 | 469326 | 0 | 0 | 0 | 0 | 172866.5746 | 586884.537 | 0 | 0 | 0 | 0 | 0 | 0 | 0 | 0 | 0 | 0 | 0 | 0 | 0 | 0 | 0 | 0 | -251998.3149 | -115725.7193 | 0 | 0 | 0 | 0 | 0 | 0 | 0 | 0 | 0 | 0 | 0 | 0 | 0 | 0 | 0
2016-01-27 04:00 | 0 | 0 | 0 | 0 | 0 | 421149.1985 | 0 | 445534 | 0 | 0 | 0 | 0 | 264207.4924 | 471158.8177 | 0 | 0 | 0 | 0 | 0 | 0 | 0 | 0 | 0 | 0 | 0 | 0 | 0 | 0 | 0 | 0 | 91340.9178 | -115725.7193 | 0 | 0 | 0 | 0 | 0 | 0 | 0 | 0 | 0 | 0 | 0 | 0 | 0 | 0 | 0
2016-01-27 05:00 | 0 | 0 | 0 | 0 | 0 | 289036.4044 | 0 | 425309 | 0 | 0 | 0 | 0 | 12209.1775 | 586884.537 | 0 | 0 | 0 | 0 | 0 | 0 | 0 | 0 | 0 | 0 | 0 | 0 | 0 | 0 | 0 | 0 | -251998.3149 | 115725.7193 | 0 | 0 | 0 | 0 | 0 | 0 | 0 | 0 | 0 | 0 | 0 | 0 | 0 | 0 | 0
2016-01-27 06:00 | 0 | 0 | 0 | 0 | 0 | 515235.5418 | 0 | 411719 | 0 | 0 | 0 | 0 | 0 | 702610.2563 | 0 | 0 | 0 | 0 | 0 | 0 | 0 | 0 | 0 | 0 | 0 | 0 | 0 | 0 | 0 | 0 | -12209.1775 | 115725.7193 | 0 | 0 | 0 | 0 | 0 | 0 | 0 | 0 | 0 | 0 | 0 | 0 | 0 | 0 | 0
2016-01-27 07:00 | 0 | 0 | 0 | 0 | 0 | 552740.6402 | 0 | 403198 | 0 | 0 | 0 | 0 | 33816.9209 | 818335.9756 | 0 | 0 | 0 | 0 | 0 | 0 | 0 | 0 | 0 | 0 | 0 | 0 | 0 | 0 | 0 | 0 | 33816.9209 | 115725.7193 | 0 | 0 | 0 | 0 | 0 | 0 | 0 | 0 | 0 | 0 | 0 | 0 | 0 | 0 | 0
2016-01-27 08:00 | 0 | 0 | 0 | 0 | 0 | 249861.3598 | 0 | 399404 | 0 | 0 | 0 | 0 | 0 | 702610.2563 | 0 | 0 | 0 | 0 | 0 | 0 | 0 | 0 | 0 | 0 | 0 | 0 | 0 | 0 | 0 | 0 | -33816.9209 | -115725.7193 | 0 | 0 | 0 | 0 | 0 | 0 | 0 | 0 | 0 | 0 | 0 | 0 | 0 | 0 | 0
2016-01-27 09:00 | 0 | 0 | 0 | 0 | 0 | 539653.5956 | 0 | 403381 | 0 | 0 | 0 | 0 | 251998.3149 | 586884.537 | 0 | 0 | 0 | 0 | 0 | 0 | 0 | 0 | 0 | 0 | 0 | 0 | 0 | 0 | 0 | 0 | 251998.3149 | -115725.7193 | 0 | 0 | 0 | 0 | 0 | 0 | 0 | 0 | 0 | 0 | 0 | 0 | 0 | 0 | 0
2016-01-27 10:00 | 0 | 0 | 0 | 0 | 0 | 632790.721 | 0 | 418666 | 0 | 0 | 0 | 0 | 350397.3166 | 702610.2563 | 0 | 0 | 0 | 0 | 0 | 0 | 0 | 0 | 0 | 0 | 0 | 0 | 0 | 0 | 0 | 0 | 98399.0017 | 115725.7193 | 0 | 0 | 0 | 0 | 0 | 0 | 0 | 0 | 0 | 0 | 0 | 0 | 0 | 0 | 0
2016-01-27 11:00 | 0 | 0 | 0 | 0 | 0 | 235833.279 | 0 | 449958 | 0 | 0 | 0 | 0 | 251998.3149 | 586884.537 | 0 | 0 | 0 | 0 | 0 | 0 | 0 | 0 | 0 | 0 | 0 | 0 | 0 | 0 | 0 | 0 | -98399.0017 | -115725.7193 | 0 | 0 | 0 | 0 | 0 | 0 | 0 | 0 | 0 | 0 | 0 | 0 | 0 | 0 | 0
2016-01-27 12:00 | 0 | 0 | 0 | 0 | 0 | 345980.4044 | 0 | 482253 | 0 | 0 | 0 | 0 | 0 | 702610.2563 | 0 | 0 | 0 | 0 | 0 | 0 | 0 | 0 | 0 | 0 | 0 | 0 | 0 | 0 | 0 | 0 | -251998.3149 | 115725.7193 | 0 | 0 | 0 | 0 | 0 | 0 | 0 | 0 | 0 | 0 | 0 | 0 | 0 | 0 | 0
2016-01-27 13:00 | 0 | 0 | 0 | 0 | 0 | 645513.9234 | 31.2266 | 494454 | 0 | 0 | 0 | 0 | 35365.4308 | 818335.9756 | 0 | 0 | 0 | 0 | 0 | 0 | 0 | 0 | 0 | 0 | 0 | 0 | 0 | 0 | 0 | 0 | 35365.4308 | 115725.7193 | 0 | 0 | 0 | 0 | 0 | 0 | 0 | 0 | 0 | 0 | 0 | 0 | 0 | 0 | 0
2016-01-27 14:00 | 0 | 0 | 0 | 0 | 0 | 556718.9954 | 96508.1073 | 496472 | 0 | 0 | 0 | 0 | 76394.8142 | 934061.6949 | 0 | 0 | 0 | 0 | 0 | 0 | 0 | 0 | 0 | 0 | 0 | 0 | 0 | 0 | 0 | 0 | 41029.3834 | 115725.7193 | 0 | 0 | 0 | 0 | 0 | 0 | 0 | 0 | 0 | 0 | 0 | 0 | 0 | 0 | 0
2016-01-27 15:00 | 0 | 0 | 0 | 0 | 0 | 0 | 566183.2562 | 495410 | 0 | 0 | 0 | 0 | 31442.351 | 1049787.4142 | 0 | 0 | 0 | 0 | 0 | 0 | 0 | 0 | 0 | 0 | 0 | 0 | 0 | 0 | 0 | 0 | -44952.4631 | 115725.7193 | 0 | 0 | 0 | 0 | 0 | 0 | 0 | 0 | 0 | 0 | 0 | 0 | 0 | 0 | 0
2016-01-27 16:00 | 0 | 0 | 0 | 0 | 0 | 0 | 669603.4031 | 488754 | 0 | 0 | 0 | 0 | 96566.0348 | 1165513.1335 | 0 | 0 | 0 | 0 | 0 | 0 | 0 | 0 | 0 | 0 | 0 | 0 | 0 | 0 | 0 | 0 | 65123.6838 | 115725.7193 | 0 | 0 | 0 | 0 | 0 | 0 | 0 | 0 | 0 | 0 | 0 | 0 | 0 | 0 | 0
2016-01-27 17:00 | 0 | 0 | 0 | 0 | 0 | 0 | 650670.1252 | 479322 | 0 | 0 | 0 | 0 | 152188.4408 | 1281238.8528 | 0 | 0 | 0 | 0 | 0 | 0 | 0 | 0 | 0 | 0 | 0 | 0 | 0 | 0 | 0 | 0 | 55622.4059 | 115725.7193 | 0 | 0 | 0 | 0 | 0 | 0 | 0 | 0 | 0 | 0 | 0 | 0 | 0 | 0 | 0
2016-01-27 18:00 | 0 | 0 | 0 | 0 | 0 | 0 | 622438.7077 | 469952 | 0 | 0 | 0 | 0 | 404186.7557 | 1181727.2455 | 0 | 0 | 0 | 0 | 0 | 0 | 0 | 0 | 0 | 0 | 0 | 0 | 0 | 0 | 0 | 0 | 251998.3149 | -99511.6073 | 0 | 0 | 0 | 0 | 0 | 0 | 0 | 0 | 0 | 0 | 0 | 0 | 0 | 0 | 0
2016-01-27 19:00 | 0 | 0 | 0 | 0 | 0 | 0 | 608937.032 | 462707 | 0 | 0 | 0 | 0 | 434691.0684 | 1297452.9648 | 0 | 0 | 0 | 0 | 0 | 0 | 0 | 0 | 0 | 0 | 0 | 0 | 0 | 0 | 0 | 0 | 30504.3127 | 115725.7193 | 0 | 0 | 0 | 0 | 0 | 0 | 0 | 0 | 0 | 0 | 0 | 0 | 0 | 0 | 0
2016-01-27 20:00 | 0 | 0 | 0 | 0 | 0 | 0 | 620969.6586 | 458018 | 0 | 0 | 0 | 0 | 686689.3834 | 1208406.3085 | 0 | 0 | 0 | 0 | 0 | 0 | 0 | 0 | 0 | 0 | 0 | 0 | 0 | 0 | 0 | 0 | 251998.3149 | -89046.6564 | 0 | 0 | 0 | 0 | 0 | 0 | 0 | 0 | 0 | 0 | 0 | 0 | 0 | 0 | 0
2016-01-27 21:00 | 0 | 0 | 0 | 0 | 0 | 0 | 639363.47 | 458984 | 0 | 0 | 0 | 0 | 890467.2364 | 1185007.9254 | 0 | 0 | 0 | 0 | 0 | 0 | 0 | 0 | 0 | 0 | 0 | 0 | 0 | 0 | 0 | 0 | 203777.853 | -23398.383 | 0 | 0 | 0 | 0 | 0 | 0 | 0 | 0 | 0 | 0 | 0 | 0 | 0 | 0 | 0
2016-01-27 22:00 | 0 | 0 | 0 | 0 | 0 | 0 | 585306.3103 | 471783 | 0 | 0 | 0 | 0 | 888264.8274 | 1300733.6447 | 0 | 0 | 0 | 0 | 0 | 0 | 0 | 0 | 0 | 0 | 0 | 0 | 0 | 0 | 0 | 0 | -2202.409 | 115725.7193 | 0 | 0 | 0 | 0 | 0 | 0 | 0 | 0 | 0 | 0 | 0 | 0 | 0 | 0 | 0
2016-01-27 23:00 | 0 | 0 | 0 | 0 | 0 | 0 | 243725.3982 | 491721 | 0 | 0 | 0 | 0 | 755994.9448 | 1185007.9254 | 0 | 0 | 0 | 0 | 0 | 0 | 0 | 0 | 0 | 0 | 0 | 0 | 0 | 0 | 0 | 0 | -132269.8825 | -115725.7193 | 0 | 0 | 0 | 0 | 0 | 0 | 0 | 0 | 0 | 0 | 0 | 0 | 0 | 0 | 0
2016-01-28 | 0 | 0 | 0 | 0 | 0 | 695957.4512 | 11084.0041 | 503795 | 0 | 0 | 0 | 0 | 1007993.2598 | 1136256.0658 | 0 | 0 | 0 | 0 | 0 | 0 | 0 | 0 | 0 | 0 | 0 | 0 | 0 | 0 | 0 | 0 | 251998.3149 | -48751.8596 | 0 | 0 | 0 | 0 | 0 | 0 | 0 | 0 | 0 | 0 | 0 | 0 | 0 | 0 | 0
2016-01-28 01:00 | 0 | 0 | 0 | 0 | 0 | 369345.4044 | 0 | 505618 | 0 | 0 | 0 | 0 | 755994.9448 | 1251981.7851 | 0 | 0 | 0 | 0 | 0 | 0 | 0 | 0 | 0 | 0 | 0 | 0 | 0 | 0 | 0 | 0 | -251998.3149 | 115725.7193 | 0 | 0 | 0 | 0 | 0 | 0 | 0 | 0 | 0 | 0 | 0 | 0 | 0 | 0 | 0
2016-01-28 02:00 | 0 | 0 | 0 | 0 | 0 | 634805.5956 | 0 | 498533 | 0 | 0 | 0 | 0 | 1007993.2598 | 1136256.0658 | 0 | 0 | 0 | 0 | 0 | 0 | 0 | 0 | 0 | 0 | 0 | 0 | 0 | 0 | 0 | 0 | 251998.3149 | -115725.7193 | 0 | 0 | 0 | 0 | 0 | 0 | 0 | 0 | 0 | 0 | 0 | 0 | 0 | 0 | 0
2016-01-28 03:00 | 0 | 0 | 0 | 0 | 0 | 344525.4044 | 0 | 480798 | 0 | 0 | 0 | 0 | 755994.9448 | 1251981.7851 | 0 | 0 | 0 | 0 | 0 | 0 | 0 | 0 | 0 | 0 | 0 | 0 | 0 | 0 | 0 | 0 | -251998.3149 | 115725.7193 | 0 | 0 | 0 | 0 | 0 | 0 | 0 | 0 | 0 | 0 | 0 | 0 | 0 | 0 | 0
2016-01-28 04:00 | 0 | 0 | 0 | 0 | 0 | 594600.5956 | 0 | 458328 | 0 | 0 | 0 | 0 | 1007993.2598 | 1136256.0658 | 0 | 0 | 0 | 0 | 0 | 0 | 0 | 0 | 0 | 0 | 0 | 0 | 0 | 0 | 0 | 0 | 251998.3149 | -115725.7193 | 0 | 0 | 0 | 0 | 0 | 0 | 0 | 0 | 0 | 0 | 0 | 0 | 0 | 0 | 0
2016-01-28 05:00 | 0 | 0 | 0 | 0 | 0 | 303115.4044 | 0 | 439388 | 0 | 0 | 0 | 0 | 755994.9448 | 1251981.7851 | 0 | 0 | 0 | 0 | 0 | 0 | 0 | 0 | 0 | 0 | 0 | 0 | 0 | 0 | 0 | 0 | -251998.3149 | 115725.7193 | 0 | 0 | 0 | 0 | 0 | 0 | 0 | 0 | 0 | 0 | 0 | 0 | 0 | 0 | 0
2016-01-28 06:00 | 0 | 0 | 0 | 0 | 0 | 291276.4044 | 0 | 427549 | 0 | 0 | 0 | 0 | 503996.6299 | 1367707.5044 | 0 | 0 | 0 | 0 | 0 | 0 | 0 | 0 | 0 | 0 | 0 | 0 | 0 | 0 | 0 | 0 | -251998.3149 | 115725.7193 | 0 | 0 | 0 | 0 | 0 | 0 | 0 | 0 | 0 | 0 | 0 | 0 | 0 | 0 | 0
2016-01-28 07:00 | 0 | 0 | 0 | 0 | 0 | 556420.5956 | 0 | 420148 | 0 | 0 | 0 | 0 | 755994.9448 | 1251981.7851 | 0 | 0 | 0 | 0 | 0 | 0 | 0 | 0 | 0 | 0 | 0 | 0 | 0 | 0 | 0 | 0 | 251998.3149 | -115725.7193 | 0 | 0 | 0 | 0 | 0 | 0 | 0 | 0 | 0 | 0 | 0 | 0 | 0 | 0 | 0
2016-01-28 08:00 | 0 | 0 | 0 | 0 | 0 | 280789.4044 | 0 | 417062 | 0 | 0 | 0 | 0 | 503996.6299 | 1367707.5044 | 0 | 0 | 0 | 0 | 0 | 0 | 0 | 0 | 0 | 0 | 0 | 0 | 0 | 0 | 0 | 0 | -251998.3149 | 115725.7193 | 0 | 0 | 0 | 0 | 0 | 0 | 0 | 0 | 0 | 0 | 0 | 0 | 0 | 0 | 0
2016-01-28 09:00 | 0 | 0 | 0 | 0 | 0 | 53002.9658 | 0 | 420727 | 0 | 0 | 0 | 0 | 251998.3149 | 1251981.7851 | 0 | 0 | 0 | 0 | 0 | 0 | 0 | 0 | 0 | 0 | 0 | 0 | 0 | 0 | 0 | 0 | -251998.3149 | -115725.7193 | 0 | 0 | 0 | 0 | 0 | 0 | 0 | 0 | 0 | 0 | 0 | 0 | 0 | 0 | 0
2016-01-28 10:00 | 0 | 0 | 0 | 0 | 0 | 573398.5956 | 0 | 437126 | 0 | 0 | 0 | 0 | 503996.6299 | 1136256.0658 | 0 | 0 | 0 | 0 | 0 | 0 | 0 | 0 | 0 | 0 | 0 | 0 | 0 | 0 | 0 | 0 | 251998.3149 | -115725.7193 | 0 | 0 | 0 | 0 | 0 | 0 | 0 | 0 | 0 | 0 | 0 | 0 | 0 | 0 | 0
2016-01-28 11:00 | 0 | 0 | 0 | 0 | 0 | 335154.4044 | 0 | 471427 | 0 | 0 | 0 | 0 | 251998.3149 | 1251981.7851 | 0 | 0 | 0 | 0 | 0 | 0 | 0 | 0 | 0 | 0 | 0 | 0 | 0 | 0 | 0 | 0 | -251998.3149 | 115725.7193 | 0 | 0 | 0 | 0 | 0 | 0 | 0 | 0 | 0 | 0 | 0 | 0 | 0 | 0 | 0
2016-01-28 12:00 | 0 | 0 | 0 | 0 | 0 | 135679.9658 | 0 | 503404 | 0 | 0 | 0 | 0 | 0 | 1136256.0658 | 0 | 0 | 0 | 0 | 0 | 0 | 0 | 0 | 0 | 0 | 0 | 0 | 0 | 0 | 0 | 0 | -251998.3149 | -115725.7193 | 0 | 0 | 0 | 0 | 0 | 0 | 0 | 0 | 0 | 0 | 0 | 0 | 0 | 0 | 0
2016-01-28 13:00 | 0 | 0 | 0 | 0 | 0 | 718826.8804 | 37.933 | 512040 | 0 | 0 | 0 | 0 | 91099.0941 | 1251981.7851 | 0 | 0 | 0 | 0 | 0 | 0 | 0 | 0 | 0 | 0 | 0 | 0 | 0 | 0 | 0 | 0 | 91099.0941 | 115725.7193 | 0 | 0 | 0 | 0 | 0 | 0 | 0 | 0 | 0 | 0 | 0 | 0 | 0 | 0 | 0
2016-01-28 14:00 | 0 | 0 | 0 | 0 | 0 | 535621.8716 | 96364.055 | 507622 | 0 | 0 | 0 | 0 | 99737.3015 | 1367707.5044 | 0 | 0 | 0 | 0 | 0 | 0 | 0 | 0 | 0 | 0 | 0 | 0 | 0 | 0 | 0 | 0 | 8638.2073 | 115725.7193 | 0 | 0 | 0 | 0 | 0 | 0 | 0 | 0 | 0 | 0 | 0 | 0 | 0 | 0 | 0
2016-01-28 15:00 | 0 | 0 | 0 | 0 | 0 | 0 | 572800.643 | 498829 | 0 | 0 | 0 | 0 | 57983.2252 | 1483433.2237 | 0 | 0 | 0 | 0 | 0 | 0 | 0 | 0 | 0 | 0 | 0 | 0 | 0 | 0 | 0 | 0 | -41754.0763 | 115725.7193 | 0 | 0 | 0 | 0 | 0 | 0 | 0 | 0 | 0 | 0 | 0 | 0 | 0 | 0 | 0
2016-01-28 16:00 | 0 | 0 | 0 | 0 | 0 | 0 | 707179.8234 | 486539 | 0 | 0 | 0 | 0 | 309981.5402 | 1452075.7321 | 0 | 0 | 0 | 0 | 0 | 0 | 0 | 0 | 0 | 0 | 0 | 0 | 0 | 0 | 0 | 0 | 251998.3149 | -31357.4915 | 0 | 0 | 0 | 0 | 0 | 0 | 0 | 0 | 0 | 0 | 0 | 0 | 0 | 0 | 0
2016-01-28 17:00 | 0 | 0 | 0 | 0 | 0 | 0 | 690540.0137 | 473213 | 0 | 0 | 0 | 0 | 411582.8345 | 1567801.4514 | 0 | 0 | 0 | 0 | 0 | 0 | 0 | 0 | 0 | 0 | 0 | 0 | 0 | 0 | 0 | 0 | 101601.2944 | 115725.7193 | 0 | 0 | 0 | 0 | 0 | 0 | 0 | 0 | 0 | 0 | 0 | 0 | 0 | 0 | 0
2016-01-28 18:00 | 0 | 0 | 0 | 0 | 0 | 0 | 648748.6618 | 463101 | 0 | 0 | 0 | 0 | 663581.1495 | 1501450.7983 | 0 | 0 | 0 | 0 | 0 | 0 | 0 | 0 | 0 | 0 | 0 | 0 | 0 | 0 | 0 | 0 | 251998.3149 | -66350.6531 | 0 | 0 | 0 | 0 | 0 | 0 | 0 | 0 | 0 | 0 | 0 | 0 | 0 | 0 | 0
2016-01-28 19:00 | 0 | 0 | 0 | 0 | 0 | 0 | 631579.3058 | 455087 | 0 | 0 | 0 | 0 | 915579.4644 | 1425944.7892 | 0 | 0 | 0 | 0 | 0 | 0 | 0 | 0 | 0 | 0 | 0 | 0 | 0 | 0 | 0 | 0 | 251998.3149 | -75506.0091 | 0 | 0 | 0 | 0 | 0 | 0 | 0 | 0 | 0 | 0 | 0 | 0 | 0 | 0 | 0
2016-01-28 20:00 | 0 | 0 | 0 | 0 | 0 | 0 | 647545.0298 | 450296 | 0 | 0 | 0 | 0 | 1167577.7794 | 1371195.5041 | 0 | 0 | 0 | 0 | 0 | 0 | 0 | 0 | 0 | 0 | 0 | 0 | 0 | 0 | 0 | 0 | 251998.3149 | -54749.2851 | 0 | 0 | 0 | 0 | 0 | 0 | 0 | 0 | 0 | 0 | 0 | 0 | 0 | 0 | 0
2016-01-28 21:00 | 0 | 0 | 0 | 0 | 0 | 136423.1905 | 683606.8437 | 452306 | 0 | 0 | 0 | 0 | 1419576.0943 | 1486921.2234 | 0 | 0 | 0 | 0 | 0 | 0 | 0 | 0 | 0 | 0 | 0 | 0 | 0 | 0 | 0 | 0 | 251998.3149 | 115725.7193 | 0 | 0 | 0 | 0 | 0 | 0 | 0 | 0 | 0 | 0 | 0 | 0 | 0 | 0 | 0
2016-01-28 22:00 | 0 | 0 | 0 | 0 | 0 | 185013.165 | 646603.8692 | 463893 | 0 | 0 | 0 | 0 | 1671574.4093 | 1602646.9426 | 0 | 0 | 0 | 0 | 0 | 0 | 0 | 0 | 0 | 0 | 0 | 0 | 0 | 0 | 0 | 0 | 251998.3149 | 115725.7193 | 0 | 0 | 0 | 0 | 0 | 0 | 0 | 0 | 0 | 0 | 0 | 0 | 0 | 0 | 0
2016-01-28 23:00 | 0 | 0 | 0 | 0 | 0 | 0 | 280074.8524 | 479734 | 0 | 0 | 0 | 0 | 1587640.981 | 1486921.2234 | 0 | 0 | 0 | 0 | 0 | 0 | 0 | 0 | 0 | 0 | 0 | 0 | 0 | 0 | 0 | 0 | -83933.4283 | -115725.7193 | 0 | 0 | 0 | 0 | 0 | 0 | 0 | 0 | 0 | 0 | 0 | 0 | 0 | 0 | 0
2016-01-29 | 0 | 0 | 0 | 0 | 0 | 397696.8409 | 14703.3104 | 489988 | 0 | 0 | 0 | 0 | 1394327.413 | 1602646.9426 | 0 | 0 | 0 | 0 | 0 | 0 | 0 | 0 | 0 | 0 | 0 | 0 | 0 | 0 | 0 | 0 | -193313.568 | 115725.7193 | 0 | 0 | 0 | 0 | 0 | 0 | 0 | 0 | 0 | 0 | 0 | 0 | 0 | 0 | 0
2016-01-29 01:00 | 0 | 0 | 0 | 0 | 0 | 123740.9658 | 0 | 491465 | 0 | 0 | 0 | 0 | 1142329.0981 | 1486921.2234 | 0 | 0 | 0 | 0 | 0 | 0 | 0 | 0 | 0 | 0 | 0 | 0 | 0 | 0 | 0 | 0 | -251998.3149 | -115725.7193 | 0 | 0 | 0 | 0 | 0 | 0 | 0 | 0 | 0 | 0 | 0 | 0 | 0 | 0 | 0
2016-01-29 02:00 | 0 | 0 | 0 | 0 | 0 | 474681.1526 | 0 | 483885 | 0 | 0 | 0 | 0 | 1248850.97 | 1371195.5041 | 0 | 0 | 0 | 0 | 0 | 0 | 0 | 0 | 0 | 0 | 0 | 0 | 0 | 0 | 0 | 0 | 106521.8719 | -115725.7193 | 0 | 0 | 0 | 0 | 0 | 0 | 0 | 0 | 0 | 0 | 0 | 0 | 0 | 0 | 0
2016-01-29 03:00 | 0 | 0 | 0 | 0 | 0 | 329866.4044 | 0 | 466139 | 0 | 0 | 0 | 0 | 996852.655 | 1486921.2234 | 0 | 0 | 0 | 0 | 0 | 0 | 0 | 0 | 0 | 0 | 0 | 0 | 0 | 0 | 0 | 0 | -251998.3149 | 115725.7193 | 0 | 0 | 0 | 0 | 0 | 0 | 0 | 0 | 0 | 0 | 0 | 0 | 0 | 0 | 0
2016-01-29 04:00 | 0 | 0 | 0 | 0 | 0 | 75262.9658 | 0 | 442987 | 0 | 0 | 0 | 0 | 744854.3401 | 1371195.5041 | 0 | 0 | 0 | 0 | 0 | 0 | 0 | 0 | 0 | 0 | 0 | 0 | 0 | 0 | 0 | 0 | -251998.3149 | -115725.7193 | 0 | 0 | 0 | 0 | 0 | 0 | 0 | 0 | 0 | 0 | 0 | 0 | 0 | 0 | 0
2016-01-29 05:00 | 0 | 0 | 0 | 0 | 0 | 660219.9324 | 0 | 424662 | 0 | 0 | 0 | 0 | 996852.655 | 1354755.1215 | 0 | 0 | 0 | 0 | 0 | 0 | 0 | 0 | 0 | 0 | 0 | 0 | 0 | 0 | 0 | 0 | 251998.3149 | -16440.3826 | 0 | 0 | 0 | 0 | 0 | 0 | 0 | 0 | 0 | 0 | 0 | 0 | 0 | 0 | 0
2016-01-29 06:00 | 0 | 0 | 0 | 0 | 0 | 277000.4044 | 0 | 413273 | 0 | 0 | 0 | 0 | 744854.3401 | 1470480.8408 | 0 | 0 | 0 | 0 | 0 | 0 | 0 | 0 | 0 | 0 | 0 | 0 | 0 | 0 | 0 | 0 | -251998.3149 | 115725.7193 | 0 | 0 | 0 | 0 | 0 | 0 | 0 | 0 | 0 | 0 | 0 | 0 | 0 | 0 | 0
2016-01-29 07:00 | 0 | 0 | 0 | 0 | 0 | 542348.5956 | 0 | 406076 | 0 | 0 | 0 | 0 | 996852.655 | 1354755.1215 | 0 | 0 | 0 | 0 | 0 | 0 | 0 | 0 | 0 | 0 | 0 | 0 | 0 | 0 | 0 | 0 | 251998.3149 | -115725.7193 | 0 | 0 | 0 | 0 | 0 | 0 | 0 | 0 | 0 | 0 | 0 | 0 | 0 | 0 | 0
2016-01-29 08:00 | 0 | 0 | 0 | 0 | 0 | 267557.4044 | 0 | 403830 | 0 | 0 | 0 | 0 | 744854.3401 | 1470480.8408 | 0 | 0 | 0 | 0 | 0 | 0 | 0 | 0 | 0 | 0 | 0 | 0 | 0 | 0 | 0 | 0 | -251998.3149 | 115725.7193 | 0 | 0 | 0 | 0 | 0 | 0 | 0 | 0 | 0 | 0 | 0 | 0 | 0 | 0 | 0
2016-01-29 09:00 | 0 | 0 | 0 | 0 | 0 | 169429.0562 | 0 | 408717 | 0 | 0 | 0 | 0 | 492856.0251 | 1483191.2119 | 0 | 0 | 0 | 0 | 0 | 0 | 0 | 0 | 0 | 0 | 0 | 0 | 0 | 0 | 0 | 0 | -251998.3149 | 12710.3711 | 0 | 0 | 0 | 0 | 0 | 0 | 0 | 0 | 0 | 0 | 0 | 0 | 0 | 0 | 0
2016-01-29 10:00 | 0 | 0 | 0 | 0 | 0 | 559997.5956 | 0 | 423725 | 0 | 0 | 0 | 0 | 744854.3401 | 1367465.4926 | 0 | 0 | 0 | 0 | 0 | 0 | 0 | 0 | 0 | 0 | 0 | 0 | 0 | 0 | 0 | 0 | 251998.3149 | -115725.7193 | 0 | 0 | 0 | 0 | 0 | 0 | 0 | 0 | 0 | 0 | 0 | 0 | 0 | 0 | 0
2016-01-29 11:00 | 0 | 0 | 0 | 0 | 0 | 789234.8612 | 0 | 458104 | 0 | 0 | 0 | 0 | 960259.482 | 1483191.2119 | 0 | 0 | 0 | 0 | 0 | 0 | 0 | 0 | 0 | 0 | 0 | 0 | 0 | 0 | 0 | 0 | 215405.1419 | 115725.7193 | 0 | 0 | 0 | 0 | 0 | 0 | 0 | 0 | 0 | 0 | 0 | 0 | 0 | 0 | 0
2016-01-29 12:00 | 0 | 0 | 0 | 0 | 0 | 122155.9658 | 0 | 489880 | 0 | 0 | 0 | 0 | 708261.1671 | 1367465.4926 | 0 | 0 | 0 | 0 | 0 | 0 | 0 | 0 | 0 | 0 | 0 | 0 | 0 | 0 | 0 | 0 | -251998.3149 | -115725.7193 | 0 | 0 | 0 | 0 | 0 | 0 | 0 | 0 | 0 | 0 | 0 | 0 | 0 | 0 | 0
2016-01-29 13:00 | 0 | 0 | 0 | 0 | 0 | 793240.1569 | 41.2862 | 498339 | 0 | 0 | 0 | 0 | 960259.482 | 1410409.6207 | 0 | 0 | 0 | 0 | 0 | 0 | 0 | 0 | 0 | 0 | 0 | 0 | 0 | 0 | 0 | 0 | 251998.3149 | 42944.1282 | 0 | 0 | 0 | 0 | 0 | 0 | 0 | 0 | 0 | 0 | 0 | 0 | 0 | 0 | 0
2016-01-29 14:00 | 0 | 0 | 0 | 0 | 0 | 684285.3058 | 116256.7966 | 492284 | 0 | 0 | 0 | 0 | 1152791.8652 | 1526135.34 | 0 | 0 | 0 | 0 | 0 | 0 | 0 | 0 | 0 | 0 | 0 | 0 | 0 | 0 | 0 | 0 | 192532.3832 | 115725.7193 | 0 | 0 | 0 | 0 | 0 | 0 | 0 | 0 | 0 | 0 | 0 | 0 | 0 | 0 | 0
2016-01-29 15:00 | 0 | 0 | 0 | 0 | 0 | 0 | 504088.6581 | 483987 | 0 | 0 | 0 | 0 | 1288619.2426 | 1410409.6207 | 0 | 0 | 0 | 0 | 0 | 0 | 0 | 0 | 0 | 0 | 0 | 0 | 0 | 0 | 0 | 0 | 135827.3774 | -115725.7193 | 0 | 0 | 0 | 0 | 0 | 0 | 0 | 0 | 0 | 0 | 0 | 0 | 0 | 0 | 0
2016-01-29 16:00 | 0 | 0 | 0 | 0 | 0 | 0 | 599214.845 | 472607 | 0 | 0 | 0 | 0 | 1514423.0359 | 1311213.6724 | 0 | 0 | 0 | 0 | 0 | 0 | 0 | 0 | 0 | 0 | 0 | 0 | 0 | 0 | 0 | 0 | 225803.7933 | -99195.9483 | 0 | 0 | 0 | 0 | 0 | 0 | 0 | 0 | 0 | 0 | 0 | 0 | 0 | 0 | 0
2016-01-29 17:00 | 0 | 0 | 0 | 0 | 0 | 0 | 595988.4442 | 461493 | 0 | 0 | 0 | 0 | 1764644.1994 | 1195487.9531 | 0 | 0 | 0 | 0 | 0 | 0 | 0 | 0 | 0 | 0 | 0 | 0 | 0 | 0 | 0 | 0 | 250221.1635 | -115725.7193 | 0 | 0 | 0 | 0 | 0 | 0 | 0 | 0 | 0 | 0 | 0 | 0 | 0 | 0 | 0
2016-01-29 18:00 | 0 | 0 | 0 | 0 | 0 | 0 | 577466.0032 | 453063 | 0 | 0 | 0 | 0 | 2004772.9218 | 1079762.2338 | 0 | 0 | 0 | 0 | 0 | 0 | 0 | 0 | 0 | 0 | 0 | 0 | 0 | 0 | 0 | 0 | 240128.7225 | -115725.7193 | 0 | 0 | 0 | 0 | 0 | 0 | 0 | 0 | 0 | 0 | 0 | 0 | 0 | 0 | 0
2016-01-29 19:00 | 0 | 0 | 0 | 0 | 0 | 0 | 570333.428 | 446413 | 0 | 0 | 0 | 0 | 2012967.6305 | 1195487.9531 | 0 | 0 | 0 | 0 | 0 | 0 | 0 | 0 | 0 | 0 | 0 | 0 | 0 | 0 | 0 | 0 | 8194.7087 | 115725.7193 | 0 | 0 | 0 | 0 | 0 | 0 | 0 | 0 | 0 | 0 | 0 | 0 | 0 | 0 | 0
2016-01-29 20:00 | 0 | 0 | 0 | 0 | 0 | 0 | 579294.7517 | 441068 | 0 | 0 | 0 | 0 | 2264965.9455 | 1081716.3899 | 0 | 0 | 0 | 0 | 0 | 0 | 0 | 0 | 0 | 0 | 0 | 0 | 0 | 0 | 0 | 0 | 251998.3149 | -113771.5632 | 0 | 0 | 0 | 0 | 0 | 0 | 0 | 0 | 0 | 0 | 0 | 0 | 0 | 0 | 0
2016-01-29 21:00 | 0 | 0 | 0 | 0 | 0 | 0 | 590825.8396 | 441048 | 0 | 0 | 0 | 0 | 2516964.2604 | 979495.9146 | 0 | 0 | 0 | 0 | 0 | 0 | 0 | 0 | 0 | 0 | 0 | 0 | 0 | 0 | 0 | 0 | 251998.3149 | -102220.4753 | 0 | 0 | 0 | 0 | 0 | 0 | 0 | 0 | 0 | 0 | 0 | 0 | 0 | 0 | 0
2016-01-29 22:00 | 0 | 0 | 0 | 0 | 0 | 0 | 515347.2977 | 450733 | 0 | 0 | 0 | 0 | 2697304.2774 | 863770.1953 | 0 | 0 | 0 | 0 | 0 | 0 | 0 | 0 | 0 | 0 | 0 | 0 | 0 | 0 | 0 | 0 | 180340.017 | -115725.7193 | 0 | 0 | 0 | 0 | 0 | 0 | 0 | 0 | 0 | 0 | 0 | 0 | 0 | 0 | 0
2016-01-29 23:00 | 0 | 0 | 0 | 0 | 0 | 0 | 241090.8241 | 465999 | 0 | 0 | 0 | 0 | 2445305.9625 | 890860.3343 | 0 | 0 | 0 | 0 | 0 | 0 | 0 | 0 | 0 | 0 | 0 | 0 | 0 | 0 | 0 | 0 | -251998.3149 | 27090.139 | 0 | 0 | 0 | 0 | 0 | 0 | 0 | 0 | 0 | 0 | 0 | 0 | 0 | 0 | 0
2016-01-30 | 0 | 0 | 0 | 0 | 0 | 760415.0386 | 14213.0081 | 473718 | 0 | 0 | 0 | 0 | 2630490.2899 | 1006586.0536 | 0 | 0 | 0 | 0 | 0 | 0 | 0 | 0 | 0 | 0 | 0 | 0 | 0 | 0 | 0 | 0 | 185184.3274 | 115725.7193 | 0 | 0 | 0 | 0 | 0 | 0 | 0 | 0 | 0 | 0 | 0 | 0 | 0 | 0 | 0
2016-01-30 01:00 | 0 | 0 | 0 | 0 | 0 | 609534.5956 | 0 | 473262 | 0 | 0 | 0 | 0 | 2882488.6048 | 890860.3343 | 0 | 0 | 0 | 0 | 0 | 0 | 0 | 0 | 0 | 0 | 0 | 0 | 0 | 0 | 0 | 0 | 251998.3149 | -115725.7193 | 0 | 0 | 0 | 0 | 0 | 0 | 0 | 0 | 0 | 0 | 0 | 0 | 0 | 0 | 0
2016-01-30 02:00 | 0 | 0 | 0 | 0 | 0 | 331804.4044 | 0 | 468077 | 0 | 0 | 0 | 0 | 2630490.2899 | 1006586.0536 | 0 | 0 | 0 | 0 | 0 | 0 | 0 | 0 | 0 | 0 | 0 | 0 | 0 | 0 | 0 | 0 | -251998.3149 | 115725.7193 | 0 | 0 | 0 | 0 | 0 | 0 | 0 | 0 | 0 | 0 | 0 | 0 | 0 | 0 | 0
2016-01-30 03:00 | 0 | 0 | 0 | 0 | 0 | 87855.9658 | 0 | 455580 | 0 | 0 | 0 | 0 | 2378491.975 | 890860.3343 | 0 | 0 | 0 | 0 | 0 | 0 | 0 | 0 | 0 | 0 | 0 | 0 | 0 | 0 | 0 | 0 | -251998.3149 | -115725.7193 | 0 | 0 | 0 | 0 | 0 | 0 | 0 | 0 | 0 | 0 | 0 | 0 | 0 | 0 | 0
2016-01-30 04:00 | 0 | 0 | 0 | 0 | 0 | 629968.1208 | 0 | 437622 | 0 | 0 | 0 | 0 | 2630490.2899 | 831208.1401 | 0 | 0 | 0 | 0 | 0 | 0 | 0 | 0 | 0 | 0 | 0 | 0 | 0 | 0 | 0 | 0 | 251998.3149 | -59652.1942 | 0 | 0 | 0 | 0 | 0 | 0 | 0 | 0 | 0 | 0 | 0 | 0 | 0 | 0 | 0
2016-01-30 05:00 | 0 | 0 | 0 | 0 | 0 | 285181.4044 | 0 | 421454 | 0 | 0 | 0 | 0 | 2378491.975 | 946933.8594 | 0 | 0 | 0 | 0 | 0 | 0 | 0 | 0 | 0 | 0 | 0 | 0 | 0 | 0 | 0 | 0 | -251998.3149 | 115725.7193 | 0 | 0 | 0 | 0 | 0 | 0 | 0 | 0 | 0 | 0 | 0 | 0 | 0 | 0 | 0
2016-01-30 06:00 | 0 | 0 | 0 | 0 | 0 | 41936.9658 | 0 | 409661 | 0 | 0 | 0 | 0 | 2126493.66 | 831208.1401 | 0 | 0 | 0 | 0 | 0 | 0 | 0 | 0 | 0 | 0 | 0 | 0 | 0 | 0 | 0 | 0 | -251998.3149 | -115725.7193 | 0 | 0 | 0 | 0 | 0 | 0 | 0 | 0 | 0 | 0 | 0 | 0 | 0 | 0 | 0
2016-01-30 07:00 | 0 | 0 | 0 | 0 | 0 | 537997.5956 | 0 | 401725 | 0 | 0 | 0 | 0 | 2378491.975 | 715482.4208 | 0 | 0 | 0 | 0 | 0 | 0 | 0 | 0 | 0 | 0 | 0 | 0 | 0 | 0 | 0 | 0 | 251998.3149 | -115725.7193 | 0 | 0 | 0 | 0 | 0 | 0 | 0 | 0 | 0 | 0 | 0 | 0 | 0 | 0 | 0
2016-01-30 08:00 | 0 | 0 | 0 | 0 | 0 | 261173.4044 | 0 | 397446 | 0 | 0 | 0 | 0 | 2126493.66 | 831208.1401 | 0 | 0 | 0 | 0 | 0 | 0 | 0 | 0 | 0 | 0 | 0 | 0 | 0 | 0 | 0 | 0 | -251998.3149 | 115725.7193 | 0 | 0 | 0 | 0 | 0 | 0 | 0 | 0 | 0 | 0 | 0 | 0 | 0 | 0 | 0
2016-01-30 09:00 | 0 | 0 | 0 | 0 | 0 | 31486.9658 | 0 | 399211 | 0 | 0 | 0 | 0 | 1874495.3451 | 715482.4208 | 0 | 0 | 0 | 0 | 0 | 0 | 0 | 0 | 0 | 0 | 0 | 0 | 0 | 0 | 0 | 0 | -251998.3149 | -115725.7193 | 0 | 0 | 0 | 0 | 0 | 0 | 0 | 0 | 0 | 0 | 0 | 0 | 0 | 0 | 0
2016-01-30 10:00 | 0 | 0 | 0 | 0 | 0 | 623576.0034 | 0 | 406491 | 0 | 0 | 0 | 0 | 2126493.66 | 680569.1093 | 0 | 0 | 0 | 0 | 0 | 0 | 0 | 0 | 0 | 0 | 0 | 0 | 0 | 0 | 0 | 0 | 251998.3149 | -34913.3115 | 0 | 0 | 0 | 0 | 0 | 0 | 0 | 0 | 0 | 0 | 0 | 0 | 0 | 0 | 0
2016-01-30 11:00 | 0 | 0 | 0 | 0 | 0 | 283802.4044 | 0 | 420075 | 0 | 0 | 0 | 0 | 1874495.3451 | 796294.8286 | 0 | 0 | 0 | 0 | 0 | 0 | 0 | 0 | 0 | 0 | 0 | 0 | 0 | 0 | 0 | 0 | -251998.3149 | 115725.7193 | 0 | 0 | 0 | 0 | 0 | 0 | 0 | 0 | 0 | 0 | 0 | 0 | 0 | 0 | 0
2016-01-30 12:00 | 0 | 0 | 0 | 0 | 0 | 68874.9658 | 0 | 436599 | 0 | 0 | 0 | 0 | 1622497.0301 | 680569.1093 | 0 | 0 | 0 | 0 | 0 | 0 | 0 | 0 | 0 | 0 | 0 | 0 | 0 | 0 | 0 | 0 | -251998.3149 | -115725.7193 | 0 | 0 | 0 | 0 | 0 | 0 | 0 | 0 | 0 | 0 | 0 | 0 | 0 | 0 | 0
2016-01-30 13:00 | 0 | 0 | 0 | 0 | 0 | 604945.4252 | 45.6873 | 448082 | 0 | 0 | 0 | 0 | 1874495.3451 | 585479.9069 | 0 | 0 | 0 | 0 | 0 | 0 | 0 | 0 | 0 | 0 | 0 | 0 | 0 | 0 | 0 | 0 | 251998.3149 | -95089.2024 | 0 | 0 | 0 | 0 | 0 | 0 | 0 | 0 | 0 | 0 | 0 | 0 | 0 | 0 | 0
2016-01-30 14:00 | 0 | 0 | 0 | 0 | 0 | 523154.7344 | 114586.5065 | 447923 | 0 | 0 | 0 | 0 | 1948587.8667 | 701205.6262 | 0 | 0 | 0 | 0 | 0 | 0 | 0 | 0 | 0 | 0 | 0 | 0 | 0 | 0 | 0 | 0 | 74092.5216 | 115725.7193 | 0 | 0 | 0 | 0 | 0 | 0 | 0 | 0 | 0 | 0 | 0 | 0 | 0 | 0 | 0
2016-01-30 15:00 | 0 | 0 | 0 | 0 | 0 | 0 | 442925.8997 | 440969 | 0 | 0 | 0 | 0 | 1834819.0471 | 816931.3454 | 0 | 0 | 0 | 0 | 0 | 0 | 0 | 0 | 0 | 0 | 0 | 0 | 0 | 0 | 0 | 0 | -113768.8196 | 115725.7193 | 0 | 0 | 0 | 0 | 0 | 0 | 0 | 0 | 0 | 0 | 0 | 0 | 0 | 0 | 0
2016-01-30 16:00 | 0 | 0 | 0 | 0 | 0 | 0 | 543455.4266 | 431135 | 0 | 0 | 0 | 0 | 2034593.8882 | 729476.931 | 0 | 0 | 0 | 0 | 0 | 0 | 0 | 0 | 0 | 0 | 0 | 0 | 0 | 0 | 0 | 0 | 199774.8411 | -87454.4144 | 0 | 0 | 0 | 0 | 0 | 0 | 0 | 0 | 0 | 0 | 0 | 0 | 0 | 0 | 0
2016-01-30 17:00 | 0 | 0 | 0 | 0 | 0 | 0 | 561343.8788 | 420375 | 0 | 0 | 0 | 0 | 2286592.2031 | 618447.4948 | 0 | 0 | 0 | 0 | 0 | 0 | 0 | 0 | 0 | 0 | 0 | 0 | 0 | 0 | 0 | 0 | 251998.3149 | -111029.4362 | 0 | 0 | 0 | 0 | 0 | 0 | 0 | 0 | 0 | 0 | 0 | 0 | 0 | 0 | 0
2016-01-30 18:00 | 0 | 0 | 0 | 0 | 0 | 0 | 550806.4122 | 410136 | 0 | 0 | 0 | 0 | 2538590.5181 | 507119.5921 | 0 | 0 | 0 | 0 | 0 | 0 | 0 | 0 | 0 | 0 | 0 | 0 | 0 | 0 | 0 | 0 | 251998.3149 | -111327.9027 | 0 | 0 | 0 | 0 | 0 | 0 | 0 | 0 | 0 | 0 | 0 | 0 | 0 | 0 | 0
2016-01-30 19:00 | 0 | 0 | 0 | 0 | 0 | 0 | 545160.4789 | 402345 | 0 | 0 | 0 | 0 | 2565680.2777 | 622845.3114 | 0 | 0 | 0 | 0 | 0 | 0 | 0 | 0 | 0 | 0 | 0 | 0 | 0 | 0 | 0 | 0 | 27089.7596 | 115725.7193 | 0 | 0 | 0 | 0 | 0 | 0 | 0 | 0 | 0 | 0 | 0 | 0 | 0 | 0 | 0
2016-01-30 20:00 | 0 | 0 | 0 | 0 | 0 | 0 | 553235.0005 | 398119 | 0 | 0 | 0 | 0 | 2605070.5589 | 738571.0307 | 0 | 0 | 0 | 0 | 0 | 0 | 0 | 0 | 0 | 0 | 0 | 0 | 0 | 0 | 0 | 0 | 39390.2812 | 115725.7193 | 0 | 0 | 0 | 0 | 0 | 0 | 0 | 0 | 0 | 0 | 0 | 0 | 0 | 0 | 0
2016-01-30 21:00 | 0 | 0 | 0 | 0 | 0 | 0 | 563688.3385 | 398211 | 0 | 0 | 0 | 0 | 2654822.1781 | 854296.75 | 0 | 0 | 0 | 0 | 0 | 0 | 0 | 0 | 0 | 0 | 0 | 0 | 0 | 0 | 0 | 0 | 49751.6192 | 115725.7193 | 0 | 0 | 0 | 0 | 0 | 0 | 0 | 0 | 0 | 0 | 0 | 0 | 0 | 0 | 0
2016-01-30 22:00 | 0 | 0 | 0 | 0 | 0 | 0 | 499328.8311 | 407935 | 0 | 0 | 0 | 0 | 2630490.2899 | 970022.4693 | 0 | 0 | 0 | 0 | 0 | 0 | 0 | 0 | 0 | 0 | 0 | 0 | 0 | 0 | 0 | 0 | -24331.8882 | 115725.7193 | 0 | 0 | 0 | 0 | 0 | 0 | 0 | 0 | 0 | 0 | 0 | 0 | 0 | 0 | 0
2016-01-30 23:00 | 0 | 0 | 0 | 0 | 0 | 0 | 261752.2064 | 424712 | 0 | 0 | 0 | 0 | 2378491.975 | 1059060.9906 | 0 | 0 | 0 | 0 | 0 | 0 | 0 | 0 | 0 | 0 | 0 | 0 | 0 | 0 | 0 | 0 | -251998.3149 | 89038.5213 | 0 | 0 | 0 | 0 | 0 | 0 | 0 | 0 | 0 | 0 | 0 | 0 | 0 | 0 | 0
2016-01-31 | 0 | 0 | 0 | 0 | 0 | 579565.6008 | 17278.8075 | 432706 | 0 | 0 | 0 | 0 | 2630490.2899 | 971201.0839 | 0 | 0 | 0 | 0 | 0 | 0 | 0 | 0 | 0 | 0 | 0 | 0 | 0 | 0 | 0 | 0 | 251998.3149 | -87859.9067 | 0 | 0 | 0 | 0 | 0 | 0 | 0 | 0 | 0 | 0 | 0 | 0 | 0 | 0 | 0
2016-01-31 01:00 | 0 | 0 | 0 | 0 | 0 | 584483.9367 | 0 | 433566 | 0 | 0 | 0 | 0 | 2882488.6048 | 870120.7057 | 0 | 0 | 0 | 0 | 0 | 0 | 0 | 0 | 0 | 0 | 0 | 0 | 0 | 0 | 0 | 0 | 251998.3149 | -101080.3782 | 0 | 0 | 0 | 0 | 0 | 0 | 0 | 0 | 0 | 0 | 0 | 0 | 0 | 0 | 0
2016-01-31 02:00 | 0 | 0 | 0 | 0 | 0 | 292121.4044 | 0 | 428394 | 0 | 0 | 0 | 0 | 2630490.2899 | 985846.425 | 0 | 0 | 0 | 0 | 0 | 0 | 0 | 0 | 0 | 0 | 0 | 0 | 0 | 0 | 0 | 0 | -251998.3149 | 115725.7193 | 0 | 0 | 0 | 0 | 0 | 0 | 0 | 0 | 0 | 0 | 0 | 0 | 0 | 0 | 0
2016-01-31 03:00 | 0 | 0 | 0 | 0 | 0 | 281139.4044 | 0 | 417412 | 0 | 0 | 0 | 0 | 2378491.975 | 1101572.1443 | 0 | 0 | 0 | 0 | 0 | 0 | 0 | 0 | 0 | 0 | 0 | 0 | 0 | 0 | 0 | 0 | -251998.3149 | 115725.7193 | 0 | 0 | 0 | 0 | 0 | 0 | 0 | 0 | 0 | 0 | 0 | 0 | 0 | 0 | 0
2016-01-31 04:00 | 0 | 0 | 0 | 0 | 0 | 537738.5956 | 0 | 401466 | 0 | 0 | 0 | 0 | 2630490.2899 | 985846.425 | 0 | 0 | 0 | 0 | 0 | 0 | 0 | 0 | 0 | 0 | 0 | 0 | 0 | 0 | 0 | 0 | 251998.3149 | -115725.7193 | 0 | 0 | 0 | 0 | 0 | 0 | 0 | 0 | 0 | 0 | 0 | 0 | 0 | 0 | 0
2016-01-31 05:00 | 0 | 0 | 0 | 0 | 0 | 654255.5355 | 0 | 385031 | 0 | 0 | 0 | 0 | 2783989.1061 | 1101572.1443 | 0 | 0 | 0 | 0 | 0 | 0 | 0 | 0 | 0 | 0 | 0 | 0 | 0 | 0 | 0 | 0 | 153498.8162 | 115725.7193 | 0 | 0 | 0 | 0 | 0 | 0 | 0 | 0 | 0 | 0 | 0 | 0 | 0 | 0 | 0
2016-01-31 06:00 | 0 | 0 | 0 | 0 | 0 | 5159.9658 | 0 | 372884 | 0 | 0 | 0 | 0 | 2531990.7912 | 985846.425 | 0 | 0 | 0 | 0 | 0 | 0 | 0 | 0 | 0 | 0 | 0 | 0 | 0 | 0 | 0 | 0 | -251998.3149 | -115725.7193 | 0 | 0 | 0 | 0 | 0 | 0 | 0 | 0 | 0 | 0 | 0 | 0 | 0 | 0 | 0
2016-01-31 07:00 | 0 | 0 | 0 | 0 | 0 | 500435.5956 | 0 | 364163 | 0 | 0 | 0 | 0 | 2783989.1061 | 870120.7057 | 0 | 0 | 0 | 0 | 0 | 0 | 0 | 0 | 0 | 0 | 0 | 0 | 0 | 0 | 0 | 0 | 251998.3149 | -115725.7193 | 0 | 0 | 0 | 0 | 0 | 0 | 0 | 0 | 0 | 0 | 0 | 0 | 0 | 0 | 0
2016-01-31 08:00 | 0 | 0 | 0 | 0 | 0 | 222927.4044 | 0 | 359200 | 0 | 0 | 0 | 0 | 2531990.7912 | 985846.425 | 0 | 0 | 0 | 0 | 0 | 0 | 0 | 0 | 0 | 0 | 0 | 0 | 0 | 0 | 0 | 0 | -251998.3149 | 115725.7193 | 0 | 0 | 0 | 0 | 0 | 0 | 0 | 0 | 0 | 0 | 0 | 0 | 0 | 0 | 0
2016-01-31 09:00 | 0 | 0 | 0 | 0 | 0 | 0 | 0 | 358040 | 0 | 0 | 0 | 0 | 2279992.4762 | 879804.7399 | 0 | 0 | 0 | 0 | 0 | 0 | 0 | 0 | 0 | 0 | 0 | 0 | 0 | 0 | 0 | 0 | -251998.3149 | -106041.6851 | 0 | 0 | 0 | 0 | 0 | 0 | 0 | 0 | 0 | 0 | 0 | 0 | 0 | 0 | 0
2016-01-31 10:00 | 0 | 0 | 0 | 0 | 0 | 575110.1726 | 0 | 360898 | 0 | 0 | 0 | 0 | 2378478.9295 | 995530.4592 | 0 | 0 | 0 | 0 | 0 | 0 | 0 | 0 | 0 | 0 | 0 | 0 | 0 | 0 | 0 | 0 | 98486.4533 | 115725.7193 | 0 | 0 | 0 | 0 | 0 | 0 | 0 | 0 | 0 | 0 | 0 | 0 | 0 | 0 | 0
2016-01-31 11:00 | 0 | 0 | 0 | 0 | 0 | 231922.4044 | 0 | 368195 | 0 | 0 | 0 | 0 | 2126480.6146 | 1111256.1785 | 0 | 0 | 0 | 0 | 0 | 0 | 0 | 0 | 0 | 0 | 0 | 0 | 0 | 0 | 0 | 0 | -251998.3149 | 115725.7193 | 0 | 0 | 0 | 0 | 0 | 0 | 0 | 0 | 0 | 0 | 0 | 0 | 0 | 0 | 0
2016-01-31 12:00 | 0 | 0 | 0 | 0 | 0 | 243884.4044 | 0 | 380157 | 0 | 0 | 0 | 0 | 1874482.2996 | 1226981.8978 | 0 | 0 | 0 | 0 | 0 | 0 | 0 | 0 | 0 | 0 | 0 | 0 | 0 | 0 | 0 | 0 | -251998.3149 | 115725.7193 | 0 | 0 | 0 | 0 | 0 | 0 | 0 | 0 | 0 | 0 | 0 | 0 | 0 | 0 | 0
2016-01-31 13:00 | 0 | 0 | 0 | 0 | 0 | 486841.0569 | 57.7379 | 391752 | 0 | 0 | 0 | 0 | 1853903.375 | 1342707.6171 | 0 | 0 | 0 | 0 | 0 | 0 | 0 | 0 | 0 | 0 | 0 | 0 | 0 | 0 | 0 | 0 | -20578.9246 | 115725.7193 | 0 | 0 | 0 | 0 | 0 | 0 | 0 | 0 | 0 | 0 | 0 | 0 | 0 | 0 | 0
2016-01-31 14:00 | 0 | 0 | 0 | 0 | 0 | 0 | 123079.9524 | 399409 | 0 | 0 | 0 | 0 | 1693300.0467 | 1226981.8978 | 0 | 0 | 0 | 0 | 0 | 0 | 0 | 0 | 0 | 0 | 0 | 0 | 0 | 0 | 0 | 0 | -160603.3283 | -115725.7193 | 0 | 0 | 0 | 0 | 0 | 0 | 0 | 0 | 0 | 0 | 0 | 0 | 0 | 0 | 0
2016-01-31 15:00 | 0 | 0 | 0 | 0 | 0 | 0 | 386592.2077 | 400465 | 0 | 0 | 0 | 0 | 1563701.5352 | 1342707.6171 | 0 | 0 | 0 | 0 | 0 | 0 | 0 | 0 | 0 | 0 | 0 | 0 | 0 | 0 | 0 | 0 | -129598.5116 | 115725.7193 | 0 | 0 | 0 | 0 | 0 | 0 | 0 | 0 | 0 | 0 | 0 | 0 | 0 | 0 | 0
2016-01-31 16:00 | 0 | 0 | 0 | 0 | 0 | 0 | 481318.485 | 398733 | 0 | 0 | 0 | 0 | 1530561.3008 | 1458433.3364 | 0 | 0 | 0 | 0 | 0 | 0 | 0 | 0 | 0 | 0 | 0 | 0 | 0 | 0 | 0 | 0 | -33140.2343 | 115725.7193 | 0 | 0 | 0 | 0 | 0 | 0 | 0 | 0 | 0 | 0 | 0 | 0 | 0 | 0 | 0
2016-01-31 17:00 | 0 | 0 | 0 | 0 | 0 | 0 | 501224.63 | 397649 | 0 | 0 | 0 | 0 | 1518411.2115 | 1574159.0557 | 0 | 0 | 0 | 0 | 0 | 0 | 0 | 0 | 0 | 0 | 0 | 0 | 0 | 0 | 0 | 0 | -12150.0893 | 115725.7193 | 0 | 0 | 0 | 0 | 0 | 0 | 0 | 0 | 0 | 0 | 0 | 0 | 0 | 0 | 0
2016-01-31 18:00 | 0 | 0 | 0 | 0 | 0 | 0 | 496166.664 | 395805 | 0 | 0 | 0 | 0 | 1706176.6146 | 1486755.3166 | 0 | 0 | 0 | 0 | 0 | 0 | 0 | 0 | 0 | 0 | 0 | 0 | 0 | 0 | 0 | 0 | 187765.4031 | -87403.7391 | 0 | 0 | 0 | 0 | 0 | 0 | 0 | 0 | 0 | 0 | 0 | 0 | 0 | 0 | 0
2016-01-31 19:00 | 0 | 0 | 0 | 0 | 0 | 42175.4711 | 487163.1246 | 393066 | 0 | 0 | 0 | 0 | 1958174.9295 | 1371029.5973 | 0 | 0 | 0 | 0 | 0 | 0 | 0 | 0 | 0 | 0 | 0 | 0 | 0 | 0 | 0 | 0 | 251998.3149 | -115725.7193 | 0 | 0 | 0 | 0 | 0 | 0 | 0 | 0 | 0 | 0 | 0 | 0 | 0 | 0 | 0
2016-01-31 20:00 | 0 | 0 | 0 | 0 | 0 | 0 | 466281.4582 | 391975 | 0 | 0 | 0 | 0 | 2148207.107 | 1255303.878 | 0 | 0 | 0 | 0 | 0 | 0 | 0 | 0 | 0 | 0 | 0 | 0 | 0 | 0 | 0 | 0 | 190032.1775 | -115725.7193 | 0 | 0 | 0 | 0 | 0 | 0 | 0 | 0 | 0 | 0 | 0 | 0 | 0 | 0 | 0
2016-01-31 21:00 | 0 | 0 | 0 | 0 | 0 | 0 | 423224.0284 | 395107 | 0 | 0 | 0 | 0 | 2292049.8547 | 1139578.1587 | 0 | 0 | 0 | 0 | 0 | 0 | 0 | 0 | 0 | 0 | 0 | 0 | 0 | 0 | 0 | 0 | 143842.7477 | -115725.7193 | 0 | 0 | 0 | 0 | 0 | 0 | 0 | 0 | 0 | 0 | 0 | 0 | 0 | 0 | 0
2016-01-31 22:00 | 0 | 0 | 0 | 0 | 0 | 0 | 339428.1536 | 407470 | 0 | 0 | 0 | 0 | 2339733.7275 | 1023852.4394 | 0 | 0 | 0 | 0 | 0 | 0 | 0 | 0 | 0 | 0 | 0 | 0 | 0 | 0 | 0 | 0 | 47683.8729 | -115725.7193 | 0 | 0 | 0 | 0 | 0 | 0 | 0 | 0 | 0 | 0 | 0 | 0 | 0 | 0 | 0
2016-01-31 23:00 | 0 | 0 | 0 | 0 | 0 | 0 | 155124.2648 | 425236 | 0 | 0 | 0 | 0 | 2185347.7116 | 908126.7201 | 0 | 0 | 0 | 0 | 0 | 0 | 0 | 0 | 0 | 0 | 0 | 0 | 0 | 0 | 0 | 0 | -154386.0159 | -115725.7193 | 0 | 0 | 0 | 0 | 0 | 0 | 0 | 0 | 0 | 0 | 0 | 0 | 0 | 0 | 0
2016-02-01 | 0 | 0 | 0 | 0 | 0 | 54305.2796 | 12776.6862 | 434806 | 0 | 0 | 0 | 0 | 1933349.3966 | 792401.0008 | 0 | 0 | 0 | 0 | 0 | 0 | 0 | 0 | 0 | 0 | 0 | 0 | 0 | 0 | 0 | 0 | -251998.3149 | -115725.7193 | 0 | 0 | 0 | 0 | 0 | 0 | 0 | 0 | 0 | 0 | 0 | 0 | 0 | 0 | 0
2016-02-01 01:00 | 0 | 0 | 0 | 0 | 0 | 341753.0097 | 0 | 435064 | 0 | 0 | 0 | 0 | 1955764.1256 | 676675.2815 | 0 | 0 | 0 | 0 | 0 | 0 | 0 | 0 | 0 | 0 | 0 | 0 | 0 | 0 | 0 | 0 | 22414.729 | -115725.7193 | 0 | 0 | 0 | 0 | 0 | 0 | 0 | 0 | 0 | 0 | 0 | 0 | 0 | 0 | 0
2016-02-01 02:00 | 0 | 0 | 0 | 0 | 0 | 324586.8724 | 0 | 426819 | 0 | 0 | 0 | 0 | 1969257.7173 | 560949.5622 | 0 | 0 | 0 | 0 | 0 | 0 | 0 | 0 | 0 | 0 | 0 | 0 | 0 | 0 | 0 | 0 | 13493.5916 | -115725.7193 | 0 | 0 | 0 | 0 | 0 | 0 | 0 | 0 | 0 | 0 | 0 | 0 | 0 | 0 | 0
2016-02-01 03:00 | 0 | 0 | 0 | 0 | 0 | 310735.6999 | 0 | 411759 | 0 | 0 | 0 | 0 | 1752508.6979 | 676675.2815 | 0 | 0 | 0 | 0 | 0 | 0 | 0 | 0 | 0 | 0 | 0 | 0 | 0 | 0 | 0 | 0 | -216749.0194 | 115725.7193 | 0 | 0 | 0 | 0 | 0 | 0 | 0 | 0 | 0 | 0 | 0 | 0 | 0 | 0 | 0
2016-02-01 04:00 | 0 | 0 | 0 | 0 | 0 | 23658.9658 | 0 | 391383 | 0 | 0 | 0 | 0 | 1500510.383 | 560949.5622 | 0 | 0 | 0 | 0 | 0 | 0 | 0 | 0 | 0 | 0 | 0 | 0 | 0 | 0 | 0 | 0 | -251998.3149 | -115725.7193 | 0 | 0 | 0 | 0 | 0 | 0 | 0 | 0 | 0 | 0 | 0 | 0 | 0 | 0 | 0
2016-02-01 05:00 | 0 | 0 | 0 | 0 | 0 | 285458.1121 | 0 | 372942 | 0 | 0 | 0 | 0 | 1528752.2144 | 445223.8429 | 0 | 0 | 0 | 0 | 0 | 0 | 0 | 0 | 0 | 0 | 0 | 0 | 0 | 0 | 0 | 0 | 28241.8314 | -115725.7193 | 0 | 0 | 0 | 0 | 0 | 0 | 0 | 0 | 0 | 0 | 0 | 0 | 0 | 0 | 0
2016-02-01 06:00 | 0 | 0 | 0 | 0 | 0 | 224728.4044 | 0 | 361001 | 0 | 0 | 0 | 0 | 1276753.8994 | 560949.5622 | 0 | 0 | 0 | 0 | 0 | 0 | 0 | 0 | 0 | 0 | 0 | 0 | 0 | 0 | 0 | 0 | -251998.3149 | 115725.7193 | 0 | 0 | 0 | 0 | 0 | 0 | 0 | 0 | 0 | 0 | 0 | 0 | 0 | 0 | 0
2016-02-01 07:00 | 0 | 0 | 0 | 0 | 0 | 268071.1773 | 0 | 353033 | 0 | 0 | 0 | 0 | 1307517.796 | 445223.8429 | 0 | 0 | 0 | 0 | 0 | 0 | 0 | 0 | 0 | 0 | 0 | 0 | 0 | 0 | 0 | 0 | 30763.8966 | -115725.7193 | 0 | 0 | 0 | 0 | 0 | 0 | 0 | 0 | 0 | 0 | 0 | 0 | 0 | 0 | 0
2016-02-01 08:00 | 0 | 0 | 0 | 0 | 0 | 0 | 0 | 350045 | 0 | 0 | 0 | 0 | 1055519.4811 | 347177.1579 | 0 | 0 | 0 | 0 | 0 | 0 | 0 | 0 | 0 | 0 | 0 | 0 | 0 | 0 | 0 | 0 | -251998.3149 | -98046.6851 | 0 | 0 | 0 | 0 | 0 | 0 | 0 | 0 | 0 | 0 | 0 | 0 | 0 | 0 | 0
2016-02-01 09:00 | 0 | 0 | 0 | 0 | 0 | 248971.3807 | 0 | 353256 | 0 | 0 | 0 | 0 | 1066960.5811 | 231451.4386 | 0 | 0 | 0 | 0 | 0 | 0 | 0 | 0 | 0 | 0 | 0 | 0 | 0 | 0 | 0 | 0 | 11441.1 | -115725.7193 | 0 | 0 | 0 | 0 | 0 | 0 | 0 | 0 | 0 | 0 | 0 | 0 | 0 | 0 | 0
2016-02-01 10:00 | 0 | 0 | 0 | 0 | 0 | 817.9658 | 0 | 368542 | 0 | 0 | 0 | 0 | 814962.2661 | 115725.7193 | 0 | 0 | 0 | 0 | 0 | 0 | 0 | 0 | 0 | 0 | 0 | 0 | 0 | 0 | 0 | 0 | -251998.3149 | -115725.7193 | 0 | 0 | 0 | 0 | 0 | 0 | 0 | 0 | 0 | 0 | 0 | 0 | 0 | 0 | 0
2016-02-01 11:00 | 0 | 0 | 0 | 0 | 0 | 226856.9594 | 0 | 401550 | 0 | 0 | 0 | 0 | 755994.9448 | 0 | 0 | 0 | 0 | 0 | 0 | 0 | 0 | 0 | 0 | 0 | 0 | 0 | 0 | 0 | 0 | 0 | -58967.3213 | -115725.7193 | 0 | 0 | 0 | 0 | 0 | 0 | 0 | 0 | 0 | 0 | 0 | 0 | 0 | 0 | 0
2016-02-01 12:00 | 0 | 0 | 0 | 0 | 0 | 181192.6851 | 0 | 433191 | 0 | 0 | 0 | 0 | 503996.6299 | 0 | 0 | 0 | 0 | 0 | 0 | 0 | 0 | 0 | 0 | 0 | 0 | 0 | 0 | 0 | 0 | 0 | -251998.3149 | 0 | 0 | 0 | 0 | 0 | 0 | 0 | 0 | 0 | 0 | 0 | 0 | 0 | 0 | 0 | 0
2016-02-01 13:00 | 0 | 0 | 0 | 0 | 0 | 221214.7162 | 62.6629 | 444295 | 0 | 0 | 0 | 0 | 251998.3149 | 28980.694 | 0 | 0 | 0 | 0 | 0 | 0 | 0 | 0 | 0 | 0 | 0 | 0 | 0 | 0 | 0 | 0 | -251998.3149 | 28980.694 | 0 | 0 | 0 | 0 | 0 | 0 | 0 | 0 | 0 | 0 | 0 | 0 | 0 | 0 | 0
2016-02-01 14:00 | 0 | 0 | 0 | 0 | 0 | 161857.1744 | 97324.3854 | 447894 | 0 | 0 | 0 | 0 | 0 | 92266.5687 | 0 | 0 | 0 | 0 | 0 | 0 | 0 | 0 | 0 | 0 | 0 | 0 | 0 | 0 | 0 | 0 | -251998.3149 | 63285.8747 | 0 | 0 | 0 | 0 | 0 | 0 | 0 | 0 | 0 | 0 | 0 | 0 | 0 | 0 | 0
2016-02-01 15:00 | 0 | 0 | 0 | 0 | 0 | 173037.8685 | 332369.6306 | 450694 | 0 | 0 | 0 | 0 | 0 | 146980.0678 | 0 | 0 | 0 | 0 | 0 | 0 | 0 | 0 | 0 | 0 | 0 | 0 | 0 | 0 | 0 | 0 | 0 | 54713.4991 | 0 | 0 | 0 | 0 | 0 | 0 | 0 | 0 | 0 | 0 | 0 | 0 | 0 | 0 | 0
2016-02-01 16:00 | 0 | 0 | 0 | 0 | 0 | 0 | 475230.2975 | 449644 | 0 | 0 | 0 | 0 | 76913.154 | 95653.2114 | 0 | 0 | 0 | 0 | 0 | 0 | 0 | 0 | 0 | 0 | 0 | 0 | 0 | 0 | 0 | 0 | 76913.154 | -51326.8565 | 0 | 0 | 0 | 0 | 0 | 0 | 0 | 0 | 0 | 0 | 0 | 0 | 0 | 0 | 0
2016-02-01 17:00 | 0 | 0 | 0 | 0 | 0 | 290841.665 | 523145.3692 | 446263 | 0 | 0 | 0 | 0 | 328911.4689 | 211378.9307 | 0 | 0 | 0 | 0 | 0 | 0 | 0 | 0 | 0 | 0 | 0 | 0 | 0 | 0 | 0 | 0 | 251998.3149 | 115725.7193 | 0 | 0 | 0 | 0 | 0 | 0 | 0 | 0 | 0 | 0 | 0 | 0 | 0 | 0 | 0
2016-02-01 18:00 | 0 | 0 | 0 | 0 | 0 | 0 | 530882.4922 | 442699 | 0 | 0 | 0 | 0 | 301369.2418 | 327104.65 | 0 | 0 | 0 | 0 | 0 | 0 | 0 | 0 | 0 | 0 | 0 | 0 | 0 | 0 | 0 | 0 | -27542.2271 | 115725.7193 | 0 | 0 | 0 | 0 | 0 | 0 | 0 | 0 | 0 | 0 | 0 | 0 | 0 | 0 | 0
2016-02-01 19:00 | 0 | 0 | 0 | 0 | 0 | 0 | 523290.4976 | 439797 | 0 | 0 | 0 | 0 | 500588.4587 | 211378.9307 | 0 | 0 | 0 | 0 | 0 | 0 | 0 | 0 | 0 | 0 | 0 | 0 | 0 | 0 | 0 | 0 | 199219.2169 | -115725.7193 | 0 | 0 | 0 | 0 | 0 | 0 | 0 | 0 | 0 | 0 | 0 | 0 | 0 | 0 | 0
2016-02-01 20:00 | 0 | 0 | 0 | 0 | 0 | 0 | 515267.0662 | 437129 | 0 | 0 | 0 | 0 | 463000.8056 | 327104.65 | 0 | 0 | 0 | 0 | 0 | 0 | 0 | 0 | 0 | 0 | 0 | 0 | 0 | 0 | 0 | 0 | -37587.6531 | 115725.7193 | 0 | 0 | 0 | 0 | 0 | 0 | 0 | 0 | 0 | 0 | 0 | 0 | 0 | 0 | 0
2016-02-01 21:00 | 0 | 0 | 0 | 0 | 0 | 0 | 503236.2786 | 438025 | 0 | 0 | 0 | 0 | 412486.365 | 442830.3693 | 0 | 0 | 0 | 0 | 0 | 0 | 0 | 0 | 0 | 0 | 0 | 0 | 0 | 0 | 0 | 0 | -50514.4406 | 115725.7193 | 0 | 0 | 0 | 0 | 0 | 0 | 0 | 0 | 0 | 0 | 0 | 0 | 0 | 0 | 0
2016-02-01 22:00 | 0 | 0 | 0 | 0 | 0 | 0 | 455976.7842 | 446188 | 0 | 0 | 0 | 0 | 538000.8684 | 327104.65 | 0 | 0 | 0 | 0 | 0 | 0 | 0 | 0 | 0 | 0 | 0 | 0 | 0 | 0 | 0 | 0 | 125514.5035 | -115725.7193 | 0 | 0 | 0 | 0 | 0 | 0 | 0 | 0 | 0 | 0 | 0 | 0 | 0 | 0 | 0
2016-02-01 23:00 | 0 | 0 | 0 | 0 | 0 | 0 | 273518.652 | 461930 | 0 | 0 | 0 | 0 | 465315.2397 | 211378.9307 | 0 | 0 | 0 | 0 | 0 | 0 | 0 | 0 | 0 | 0 | 0 | 0 | 0 | 0 | 0 | 0 | -72685.6287 | -115725.7193 | 0 | 0 | 0 | 0 | 0 | 0 | 0 | 0 | 0 | 0 | 0 | 0 | 0 | 0 | 0
2016-02-02 | 0 | 0 | 0 | 0 | 0 | 98817.4893 | 25336.9843 | 471806 | 0 | 0 | 0 | 0 | 213316.9247 | 115725.7193 | 0 | 0 | 0 | 0 | 0 | 0 | 0 | 0 | 0 | 0 | 0 | 0 | 0 | 0 | 0 | 0 | -251998.3149 | -95653.2114 | 0 | 0 | 0 | 0 | 0 | 0 | 0 | 0 | 0 | 0 | 0 | 0 | 0 | 0 | 0
2016-02-02 01:00 | 0 | 0 | 0 | 0 | 0 | 545501.8324 | 0 | 470709 | 0 | 0 | 0 | 0 | 403835.4765 | 0 | 0 | 0 | 0 | 0 | 0 | 0 | 0 | 0 | 0 | 0 | 0 | 0 | 0 | 0 | 0 | 0 | 190518.5517 | -115725.7193 | 0 | 0 | 0 | 0 | 0 | 0 | 0 | 0 | 0 | 0 | 0 | 0 | 0 | 0 | 0
2016-02-02 02:00 | 0 | 0 | 0 | 0 | 0 | 527653.1163 | 0 | 461079 | 0 | 0 | 0 | 0 | 354683.8735 | 115725.7193 | 0 | 0 | 0 | 0 | 0 | 0 | 0 | 0 | 0 | 0 | 0 | 0 | 0 | 0 | 0 | 0 | -49151.603 | 115725.7193 | 0 | 0 | 0 | 0 | 0 | 0 | 0 | 0 | 0 | 0 | 0 | 0 | 0 | 0 | 0
2016-02-02 03:00 | 0 | 0 | 0 | 0 | 0 | 515604.8957 | 0 | 442670 | 0 | 0 | 0 | 0 | 543344.4886 | 0 | 0 | 0 | 0 | 0 | 0 | 0 | 0 | 0 | 0 | 0 | 0 | 0 | 0 | 0 | 0 | 0 | 188660.615 | -115725.7193 | 0 | 0 | 0 | 0 | 0 | 0 | 0 | 0 | 0 | 0 | 0 | 0 | 0 | 0 | 0
2016-02-02 04:00 | 0 | 0 | 0 | 0 | 0 | 282063.4044 | 0 | 418336 | 0 | 0 | 0 | 0 | 291346.1736 | 115725.7193 | 0 | 0 | 0 | 0 | 0 | 0 | 0 | 0 | 0 | 0 | 0 | 0 | 0 | 0 | 0 | 0 | -251998.3149 | 115725.7193 | 0 | 0 | 0 | 0 | 0 | 0 | 0 | 0 | 0 | 0 | 0 | 0 | 0 | 0 | 0
2016-02-02 05:00 | 0 | 0 | 0 | 0 | 0 | 493549.737 | 0 | 396625 | 0 | 0 | 0 | 0 | 503996.6299 | 0 | 0 | 0 | 0 | 0 | 0 | 0 | 0 | 0 | 0 | 0 | 0 | 0 | 0 | 0 | 0 | 0 | 212650.4563 | -115725.7193 | 0 | 0 | 0 | 0 | 0 | 0 | 0 | 0 | 0 | 0 | 0 | 0 | 0 | 0 | 0
2016-02-02 06:00 | 0 | 0 | 0 | 0 | 0 | 245476.4044 | 0 | 381749 | 0 | 0 | 0 | 0 | 251998.3149 | 115725.7193 | 0 | 0 | 0 | 0 | 0 | 0 | 0 | 0 | 0 | 0 | 0 | 0 | 0 | 0 | 0 | 0 | -251998.3149 | 115725.7193 | 0 | 0 | 0 | 0 | 0 | 0 | 0 | 0 | 0 | 0 | 0 | 0 | 0 | 0 | 0
2016-02-02 07:00 | 0 | 0 | 0 | 0 | 0 | 101466.403 | 0 | 371769 | 0 | 0 | 0 | 0 | 0 | 97421.4373 | 0 | 0 | 0 | 0 | 0 | 0 | 0 | 0 | 0 | 0 | 0 | 0 | 0 | 0 | 0 | 0 | -251998.3149 | -18304.282 | 0 | 0 | 0 | 0 | 0 | 0 | 0 | 0 | 0 | 0 | 0 | 0 | 0 | 0 | 0
2016-02-02 08:00 | 0 | 0 | 0 | 0 | 0 | 521348.8777 | 0 | 366772 | 0 | 0 | 0 | 0 | 251998.3149 | 0 | 0 | 0 | 0 | 0 | 0 | 0 | 0 | 0 | 0 | 0 | 0 | 0 | 0 | 0 | 0 | 0 | 251998.3149 | -97421.4373 | 0 | 0 | 0 | 0 | 0 | 0 | 0 | 0 | 0 | 0 | 0 | 0 | 0 | 0 | 0
2016-02-02 09:00 | 0 | 0 | 0 | 0 | 0 | 232318.4044 | 0 | 368591 | 0 | 0 | 0 | 0 | 0 | 115725.7193 | 0 | 0 | 0 | 0 | 0 | 0 | 0 | 0 | 0 | 0 | 0 | 0 | 0 | 0 | 0 | 0 | -251998.3149 | 115725.7193 | 0 | 0 | 0 | 0 | 0 | 0 | 0 | 0 | 0 | 0 | 0 | 0 | 0 | 0 | 0
2016-02-02 10:00 | 0 | 0 | 0 | 0 | 0 | 585131.0725 | 0 | 382021 | 0 | 0 | 0 | 0 | 251998.3149 | 66837.4769 | 0 | 0 | 0 | 0 | 0 | 0 | 0 | 0 | 0 | 0 | 0 | 0 | 0 | 0 | 0 | 0 | 251998.3149 | -48888.2424 | 0 | 0 | 0 | 0 | 0 | 0 | 0 | 0 | 0 | 0 | 0 | 0 | 0 | 0 | 0
2016-02-02 11:00 | 0 | 0 | 0 | 0 | 0 | 278373.4044 | 0 | 414646 | 0 | 0 | 0 | 0 | 0 | 182563.1962 | 0 | 0 | 0 | 0 | 0 | 0 | 0 | 0 | 0 | 0 | 0 | 0 | 0 | 0 | 0 | 0 | -251998.3149 | 115725.7193 | 0 | 0 | 0 | 0 | 0 | 0 | 0 | 0 | 0 | 0 | 0 | 0 | 0 | 0 | 0
2016-02-02 12:00 | 0 | 0 | 0 | 0 | 0 | 467956.368 | 0 | 443825 | 0 | 0 | 0 | 0 | 139857.0873 | 66837.4769 | 0 | 0 | 0 | 0 | 0 | 0 | 0 | 0 | 0 | 0 | 0 | 0 | 0 | 0 | 0 | 0 | 139857.0873 | -115725.7193 | 0 | 0 | 0 | 0 | 0 | 0 | 0 | 0 | 0 | 0 | 0 | 0 | 0 | 0 | 0
2016-02-02 13:00 | 0 | 0 | 0 | 0 | 0 | 647288.9914 | 82.6773 | 453953 | 0 | 0 | 0 | 0 | 217550.0366 | 182563.1962 | 0 | 0 | 0 | 0 | 0 | 0 | 0 | 0 | 0 | 0 | 0 | 0 | 0 | 0 | 0 | 0 | 77692.9493 | 115725.7193 | 0 | 0 | 0 | 0 | 0 | 0 | 0 | 0 | 0 | 0 | 0 | 0 | 0 | 0 | 0
2016-02-02 14:00 | 0 | 0 | 0 | 0 | 0 | 0 | 123877.2441 | 457153 | 0 | 0 | 0 | 0 | 0 | 66837.4769 | 0 | 0 | 0 | 0 | 0 | 0 | 0 | 0 | 0 | 0 | 0 | 0 | 0 | 0 | 0 | 0 | -217550.0366 | -115725.7193 | 0 | 0 | 0 | 0 | 0 | 0 | 0 | 0 | 0 | 0 | 0 | 0 | 0 | 0 | 0
2016-02-02 15:00 | 0 | 0 | 0 | 0 | 0 | 0 | 536664.5757 | 459078 | 0 | 0 | 0 | 0 | 73333.23 | 71090.8226 | 0 | 0 | 0 | 0 | 0 | 0 | 0 | 0 | 0 | 0 | 0 | 0 | 0 | 0 | 0 | 0 | 73333.23 | 4253.3457 | 0 | 0 | 0 | 0 | 0 | 0 | 0 | 0 | 0 | 0 | 0 | 0 | 0 | 0 | 0
2016-02-02 16:00 | 0 | 0 | 0 | 0 | 0 | 0 | 637986.4923 | 457079 | 0 | 0 | 0 | 0 | 325331.5449 | 0 | 0 | 0 | 0 | 0 | 0 | 0 | 0 | 0 | 0 | 0 | 0 | 0 | 0 | 0 | 0 | 0 | 251998.3149 | -71090.8226 | 0 | 0 | 0 | 0 | 0 | 0 | 0 | 0 | 0 | 0 | 0 | 0 | 0 | 0 | 0
2016-02-02 17:00 | 0 | 0 | 0 | 0 | 0 | 174828.5184 | 643568.5158 | 450673 | 0 | 0 | 0 | 0 | 577329.8599 | 115725.7193 | 0 | 0 | 0 | 0 | 0 | 0 | 0 | 0 | 0 | 0 | 0 | 0 | 0 | 0 | 0 | 0 | 251998.3149 | 115725.7193 | 0 | 0 | 0 | 0 | 0 | 0 | 0 | 0 | 0 | 0 | 0 | 0 | 0 | 0 | 0
2016-02-02 18:00 | 0 | 0 | 0 | 0 | 0 | 0 | 625630.9456 | 448768 | 0 | 0 | 0 | 0 | 690814.7252 | 179103.7996 | 0 | 0 | 0 | 0 | 0 | 0 | 0 | 0 | 0 | 0 | 0 | 0 | 0 | 0 | 0 | 0 | 113484.8653 | 63378.0803 | 0 | 0 | 0 | 0 | 0 | 0 | 0 | 0 | 0 | 0 | 0 | 0 | 0 | 0 | 0
2016-02-02 19:00 | 0 | 0 | 0 | 0 | 0 | 0 | 609445.188 | 444618 | 0 | 0 | 0 | 0 | 942813.0402 | 91932.6727 | 0 | 0 | 0 | 0 | 0 | 0 | 0 | 0 | 0 | 0 | 0 | 0 | 0 | 0 | 0 | 0 | 251998.3149 | -87171.1269 | 0 | 0 | 0 | 0 | 0 | 0 | 0 | 0 | 0 | 0 | 0 | 0 | 0 | 0 | 0
2016-02-02 20:00 | 0 | 0 | 0 | 0 | 0 | 0 | 610225.6309 | 441273 | 0 | 0 | 0 | 0 | 996039.9518 | 207658.392 | 0 | 0 | 0 | 0 | 0 | 0 | 0 | 0 | 0 | 0 | 0 | 0 | 0 | 0 | 0 | 0 | 53226.9116 | 115725.7193 | 0 | 0 | 0 | 0 | 0 | 0 | 0 | 0 | 0 | 0 | 0 | 0 | 0 | 0 | 0
2016-02-02 21:00 | 0 | 0 | 0 | 0 | 0 | 0 | 604503.8923 | 442635 | 0 | 0 | 0 | 0 | 1042183.1248 | 323384.1113 | 0 | 0 | 0 | 0 | 0 | 0 | 0 | 0 | 0 | 0 | 0 | 0 | 0 | 0 | 0 | 0 | 46143.173 | 115725.7193 | 0 | 0 | 0 | 0 | 0 | 0 | 0 | 0 | 0 | 0 | 0 | 0 | 0 | 0 | 0
2016-02-02 22:00 | 0 | 0 | 0 | 0 | 0 | 0 | 538401.3021 | 452450 | 0 | 0 | 0 | 0 | 1012408.7076 | 439109.8306 | 0 | 0 | 0 | 0 | 0 | 0 | 0 | 0 | 0 | 0 | 0 | 0 | 0 | 0 | 0 | 0 | -29774.4172 | 115725.7193 | 0 | 0 | 0 | 0 | 0 | 0 | 0 | 0 | 0 | 0 | 0 | 0 | 0 | 0 | 0
2016-02-02 23:00 | 0 | 0 | 0 | 0 | 0 | 0 | 323753.639 | 466845 | 0 | 0 | 0 | 0 | 985043.066 | 323384.1113 | 0 | 0 | 0 | 0 | 0 | 0 | 0 | 0 | 0 | 0 | 0 | 0 | 0 | 0 | 0 | 0 | -27365.6417 | -115725.7193 | 0 | 0 | 0 | 0 | 0 | 0 | 0 | 0 | 0 | 0 | 0 | 0 | 0 | 0 | 0
2016-02-03 | 0 | 0 | 0 | 0 | 0 | 613552.7168 | 30027.571 | 475296 | 0 | 0 | 0 | 0 | 1037601.6344 | 439109.8306 | 0 | 0 | 0 | 0 | 0 | 0 | 0 | 0 | 0 | 0 | 0 | 0 | 0 | 0 | 0 | 0 | 52558.5685 | 115725.7193 | 0 | 0 | 0 | 0 | 0 | 0 | 0 | 0 | 0 | 0 | 0 | 0 | 0 | 0 | 0
2016-02-03 01:00 | 0 | 0 | 0 | 0 | 0 | 106343.9658 | 0 | 474068 | 0 | 0 | 0 | 0 | 785603.3195 | 323384.1113 | 0 | 0 | 0 | 0 | 0 | 0 | 0 | 0 | 0 | 0 | 0 | 0 | 0 | 0 | 0 | 0 | -251998.3149 | -115725.7193 | 0 | 0 | 0 | 0 | 0 | 0 | 0 | 0 | 0 | 0 | 0 | 0 | 0 | 0 | 0
2016-02-03 02:00 | 0 | 0 | 0 | 0 | 0 | 592716.8414 | 0 | 463570 | 0 | 0 | 0 | 0 | 1030475.8802 | 207658.392 | 0 | 0 | 0 | 0 | 0 | 0 | 0 | 0 | 0 | 0 | 0 | 0 | 0 | 0 | 0 | 0 | 244872.5607 | -115725.7193 | 0 | 0 | 0 | 0 | 0 | 0 | 0 | 0 | 0 | 0 | 0 | 0 | 0 | 0 | 0
2016-02-03 03:00 | 0 | 0 | 0 | 0 | 0 | 307879.4044 | 0 | 444152 | 0 | 0 | 0 | 0 | 778477.5653 | 323384.1113 | 0 | 0 | 0 | 0 | 0 | 0 | 0 | 0 | 0 | 0 | 0 | 0 | 0 | 0 | 0 | 0 | -251998.3149 | 115725.7193 | 0 | 0 | 0 | 0 | 0 | 0 | 0 | 0 | 0 | 0 | 0 | 0 | 0 | 0 | 0
2016-02-03 04:00 | 0 | 0 | 0 | 0 | 0 | 580182.6423 | 0 | 420117 | 0 | 0 | 0 | 0 | 1030475.8802 | 231451.4386 | 0 | 0 | 0 | 0 | 0 | 0 | 0 | 0 | 0 | 0 | 0 | 0 | 0 | 0 | 0 | 0 | 251998.3149 | -91932.6727 | 0 | 0 | 0 | 0 | 0 | 0 | 0 | 0 | 0 | 0 | 0 | 0 | 0 | 0 | 0
2016-02-03 05:00 | 0 | 0 | 0 | 0 | 0 | 261331.6603 | 0 | 399540 | 0 | 0 | 0 | 0 | 1007993.2598 | 115725.7193 | 0 | 0 | 0 | 0 | 0 | 0 | 0 | 0 | 0 | 0 | 0 | 0 | 0 | 0 | 0 | 0 | -22482.6204 | -115725.7193 | 0 | 0 | 0 | 0 | 0 | 0 | 0 | 0 | 0 | 0 | 0 | 0 | 0 | 0 | 0
2016-02-03 06:00 | 0 | 0 | 0 | 0 | 0 | 16622.9658 | 0 | 384347 | 0 | 0 | 0 | 0 | 755994.9448 | 0 | 0 | 0 | 0 | 0 | 0 | 0 | 0 | 0 | 0 | 0 | 0 | 0 | 0 | 0 | 0 | 0 | -251998.3149 | -115725.7193 | 0 | 0 | 0 | 0 | 0 | 0 | 0 | 0 | 0 | 0 | 0 | 0 | 0 | 0 | 0
2016-02-03 07:00 | 0 | 0 | 0 | 0 | 0 | 237858.4044 | 0 | 374131 | 0 | 0 | 0 | 0 | 503996.6299 | 115725.7193 | 0 | 0 | 0 | 0 | 0 | 0 | 0 | 0 | 0 | 0 | 0 | 0 | 0 | 0 | 0 | 0 | -251998.3149 | 115725.7193 | 0 | 0 | 0 | 0 | 0 | 0 | 0 | 0 | 0 | 0 | 0 | 0 | 0 | 0 | 0
2016-02-03 08:00 | 0 | 0 | 0 | 0 | 0 | 559147.9591 | 0 | 369211 | 0 | 0 | 0 | 0 | 755994.9448 | 53664.3635 | 0 | 0 | 0 | 0 | 0 | 0 | 0 | 0 | 0 | 0 | 0 | 0 | 0 | 0 | 0 | 0 | 251998.3149 | -62061.3558 | 0 | 0 | 0 | 0 | 0 | 0 | 0 | 0 | 0 | 0 | 0 | 0 | 0 | 0 | 0
2016-02-03 09:00 | 0 | 0 | 0 | 0 | 0 | 234942.4044 | 0 | 371215 | 0 | 0 | 0 | 0 | 503996.6299 | 169390.0828 | 0 | 0 | 0 | 0 | 0 | 0 | 0 | 0 | 0 | 0 | 0 | 0 | 0 | 0 | 0 | 0 | -251998.3149 | 115725.7193 | 0 | 0 | 0 | 0 | 0 | 0 | 0 | 0 | 0 | 0 | 0 | 0 | 0 | 0 | 0
2016-02-03 10:00 | 0 | 0 | 0 | 0 | 0 | 247508.4044 | 0 | 383781 | 0 | 0 | 0 | 0 | 251998.3149 | 285115.8021 | 0 | 0 | 0 | 0 | 0 | 0 | 0 | 0 | 0 | 0 | 0 | 0 | 0 | 0 | 0 | 0 | -251998.3149 | 115725.7193 | 0 | 0 | 0 | 0 | 0 | 0 | 0 | 0 | 0 | 0 | 0 | 0 | 0 | 0 | 0
2016-02-03 11:00 | 0 | 0 | 0 | 0 | 0 | 47530.9658 | 0 | 415255 | 0 | 0 | 0 | 0 | 0 | 169390.0828 | 0 | 0 | 0 | 0 | 0 | 0 | 0 | 0 | 0 | 0 | 0 | 0 | 0 | 0 | 0 | 0 | -251998.3149 | -115725.7193 | 0 | 0 | 0 | 0 | 0 | 0 | 0 | 0 | 0 | 0 | 0 | 0 | 0 | 0 | 0
2016-02-03 12:00 | 0 | 0 | 0 | 0 | 0 | 508052.065 | 0 | 446694 | 0 | 0 | 0 | 0 | 177083.7843 | 53664.3635 | 0 | 0 | 0 | 0 | 0 | 0 | 0 | 0 | 0 | 0 | 0 | 0 | 0 | 0 | 0 | 0 | 177083.7843 | -115725.7193 | 0 | 0 | 0 | 0 | 0 | 0 | 0 | 0 | 0 | 0 | 0 | 0 | 0 | 0 | 0
2016-02-03 13:00 | 0 | 0 | 0 | 0 | 0 | 398426.3482 | 102.5869 | 459887 | 0 | 0 | 0 | 0 | 0 | 169390.0828 | 0 | 0 | 0 | 0 | 0 | 0 | 0 | 0 | 0 | 0 | 0 | 0 | 0 | 0 | 0 | 0 | -177083.7843 | 115725.7193 | 0 | 0 | 0 | 0 | 0 | 0 | 0 | 0 | 0 | 0 | 0 | 0 | 0 | 0 | 0
2016-02-03 14:00 | 0 | 0 | 0 | 0 | 0 | 109038.6139 | 241221.6668 | 465986 | 0 | 0 | 0 | 0 | 0 | 53664.3635 | 0 | 0 | 0 | 0 | 0 | 0 | 0 | 0 | 0 | 0 | 0 | 0 | 0 | 0 | 0 | 0 | 0 | -115725.7193 | 0 | 0 | 0 | 0 | 0 | 0 | 0 | 0 | 0 | 0 | 0 | 0 | 0 | 0 | 0
2016-02-03 15:00 | 0 | 0 | 0 | 0 | 0 | 0 | 657596.747 | 469666 | 0 | 0 | 0 | 0 | 241595.1105 | 0 | 0 | 0 | 0 | 0 | 0 | 0 | 0 | 0 | 0 | 0 | 0 | 0 | 0 | 0 | 0 | 0 | 241595.1105 | -53664.3635 | 0 | 0 | 0 | 0 | 0 | 0 | 0 | 0 | 0 | 0 | 0 | 0 | 0 | 0 | 0
2016-02-03 16:00 | 0 | 0 | 0 | 0 | 0 | 0 | 746541.1053 | 468347 | 0 | 0 | 0 | 0 | 493593.4255 | 26195.7903 | 0 | 0 | 0 | 0 | 0 | 0 | 0 | 0 | 0 | 0 | 0 | 0 | 0 | 0 | 0 | 0 | 251998.3149 | 26195.7903 | 0 | 0 | 0 | 0 | 0 | 0 | 0 | 0 | 0 | 0 | 0 | 0 | 0 | 0 | 0
2016-02-03 17:00 | 0 | 0 | 0 | 0 | 0 | 0 | 734882.1453 | 463302 | 0 | 0 | 0 | 0 | 676426.5684 | 114942.7928 | 0 | 0 | 0 | 0 | 0 | 0 | 0 | 0 | 0 | 0 | 0 | 0 | 0 | 0 | 0 | 0 | 182833.1429 | 88747.0024 | 0 | 0 | 0 | 0 | 0 | 0 | 0 | 0 | 0 | 0 | 0 | 0 | 0 | 0 | 0
2016-02-03 18:00 | 0 | 0 | 0 | 0 | 0 | 0 | 698341.5788 | 458532 | 0 | 0 | 0 | 0 | 928424.8833 | 102754.0566 | 0 | 0 | 0 | 0 | 0 | 0 | 0 | 0 | 0 | 0 | 0 | 0 | 0 | 0 | 0 | 0 | 251998.3149 | -12188.7362 | 0 | 0 | 0 | 0 | 0 | 0 | 0 | 0 | 0 | 0 | 0 | 0 | 0 | 0 | 0
2016-02-03 19:00 | 0 | 0 | 0 | 0 | 0 | 0 | 676934.761 | 453700 | 0 | 0 | 0 | 0 | 1035933.925 | 218479.7759 | 0 | 0 | 0 | 0 | 0 | 0 | 0 | 0 | 0 | 0 | 0 | 0 | 0 | 0 | 0 | 0 | 107509.0417 | 115725.7193 | 0 | 0 | 0 | 0 | 0 | 0 | 0 | 0 | 0 | 0 | 0 | 0 | 0 | 0 | 0
2016-02-03 20:00 | 0 | 0 | 0 | 0 | 0 | 0 | 683402.0252 | 449532 | 0 | 0 | 0 | 0 | 1154078.2309 | 334205.4952 | 0 | 0 | 0 | 0 | 0 | 0 | 0 | 0 | 0 | 0 | 0 | 0 | 0 | 0 | 0 | 0 | 118144.3059 | 115725.7193 | 0 | 0 | 0 | 0 | 0 | 0 | 0 | 0 | 0 | 0 | 0 | 0 | 0 | 0 | 0
2016-02-03 21:00 | 0 | 0 | 0 | 0 | 0 | 0 | 696233.0018 | 450158 | 0 | 0 | 0 | 0 | 1406076.5459 | 328282.182 | 0 | 0 | 0 | 0 | 0 | 0 | 0 | 0 | 0 | 0 | 0 | 0 | 0 | 0 | 0 | 0 | 251998.3149 | -5923.3132 | 0 | 0 | 0 | 0 | 0 | 0 | 0 | 0 | 0 | 0 | 0 | 0 | 0 | 0 | 0
2016-02-03 22:00 | 0 | 0 | 0 | 0 | 0 | 175203.1803 | 650739.8539 | 458219 | 0 | 0 | 0 | 0 | 1658074.8608 | 444007.9013 | 0 | 0 | 0 | 0 | 0 | 0 | 0 | 0 | 0 | 0 | 0 | 0 | 0 | 0 | 0 | 0 | 251998.3149 | 115725.7193 | 0 | 0 | 0 | 0 | 0 | 0 | 0 | 0 | 0 | 0 | 0 | 0 | 0 | 0 | 0
2016-02-03 23:00 | 0 | 0 | 0 | 0 | 0 | 0 | 401913.8748 | 472065 | 0 | 0 | 0 | 0 | 1703649.4549 | 328282.182 | 0 | 0 | 0 | 0 | 0 | 0 | 0 | 0 | 0 | 0 | 0 | 0 | 0 | 0 | 0 | 0 | 45574.5941 | -115725.7193 | 0 | 0 | 0 | 0 | 0 | 0 | 0 | 0 | 0 | 0 | 0 | 0 | 0 | 0 | 0
2016-02-04 | 0 | 0 | 0 | 0 | 0 | 406446.5972 | 30132.853 | 482328 | 0 | 0 | 0 | 0 | 1542175.1858 | 444007.9013 | 0 | 0 | 0 | 0 | 0 | 0 | 0 | 0 | 0 | 0 | 0 | 0 | 0 | 0 | 0 | 0 | -161474.2691 | 115725.7193 | 0 | 0 | 0 | 0 | 0 | 0 | 0 | 0 | 0 | 0 | 0 | 0 | 0 | 0 | 0
2016-02-04 01:00 | 0 | 0 | 0 | 0 | 0 | 400416.8103 | 0 | 482856 | 0 | 0 | 0 | 0 | 1575461.7154 | 328282.182 | 0 | 0 | 0 | 0 | 0 | 0 | 0 | 0 | 0 | 0 | 0 | 0 | 0 | 0 | 0 | 0 | 33286.5296 | -115725.7193 | 0 | 0 | 0 | 0 | 0 | 0 | 0 | 0 | 0 | 0 | 0 | 0 | 0 | 0 | 0
2016-02-04 02:00 | 0 | 0 | 0 | 0 | 0 | 241263.6609 | 0 | 474367 | 0 | 0 | 0 | 0 | 1323463.4004 | 347177.1579 | 0 | 0 | 0 | 0 | 0 | 0 | 0 | 0 | 0 | 0 | 0 | 0 | 0 | 0 | 0 | 0 | -251998.3149 | 18894.9759 | 0 | 0 | 0 | 0 | 0 | 0 | 0 | 0 | 0 | 0 | 0 | 0 | 0 | 0 | 0
2016-02-04 03:00 | 0 | 0 | 0 | 0 | 0 | 88565.9658 | 0 | 456290 | 0 | 0 | 0 | 0 | 1071465.0855 | 231451.4386 | 0 | 0 | 0 | 0 | 0 | 0 | 0 | 0 | 0 | 0 | 0 | 0 | 0 | 0 | 0 | 0 | -251998.3149 | -115725.7193 | 0 | 0 | 0 | 0 | 0 | 0 | 0 | 0 | 0 | 0 | 0 | 0 | 0 | 0 | 0
2016-02-04 04:00 | 0 | 0 | 0 | 0 | 0 | 408158.3334 | 0 | 432825 | 0 | 0 | 0 | 0 | 931072.6996 | 347177.1579 | 0 | 0 | 0 | 0 | 0 | 0 | 0 | 0 | 0 | 0 | 0 | 0 | 0 | 0 | 0 | 0 | -140392.3859 | 115725.7193 | 0 | 0 | 0 | 0 | 0 | 0 | 0 | 0 | 0 | 0 | 0 | 0 | 0 | 0 | 0
2016-02-04 05:00 | 0 | 0 | 0 | 0 | 0 | 405553.1599 | 0 | 412681 | 0 | 0 | 0 | 0 | 808219.1402 | 462902.8772 | 0 | 0 | 0 | 0 | 0 | 0 | 0 | 0 | 0 | 0 | 0 | 0 | 0 | 0 | 0 | 0 | -122853.5594 | 115725.7193 | 0 | 0 | 0 | 0 | 0 | 0 | 0 | 0 | 0 | 0 | 0 | 0 | 0 | 0 | 0
2016-02-04 06:00 | 0 | 0 | 0 | 0 | 0 | 30999.9658 | 0 | 398724 | 0 | 0 | 0 | 0 | 556220.8253 | 347177.1579 | 0 | 0 | 0 | 0 | 0 | 0 | 0 | 0 | 0 | 0 | 0 | 0 | 0 | 0 | 0 | 0 | -251998.3149 | -115725.7193 | 0 | 0 | 0 | 0 | 0 | 0 | 0 | 0 | 0 | 0 | 0 | 0 | 0 | 0 | 0
2016-02-04 07:00 | 0 | 0 | 0 | 0 | 0 | 400987.3964 | 0 | 390171 | 0 | 0 | 0 | 0 | 682762.941 | 231451.4386 | 0 | 0 | 0 | 0 | 0 | 0 | 0 | 0 | 0 | 0 | 0 | 0 | 0 | 0 | 0 | 0 | 126542.1157 | -115725.7193 | 0 | 0 | 0 | 0 | 0 | 0 | 0 | 0 | 0 | 0 | 0 | 0 | 0 | 0 | 0
2016-02-04 08:00 | 0 | 0 | 0 | 0 | 0 | 396574.2353 | 0 | 386439 | 0 | 0 | 0 | 0 | 577172.457 | 347177.1579 | 0 | 0 | 0 | 0 | 0 | 0 | 0 | 0 | 0 | 0 | 0 | 0 | 0 | 0 | 0 | 0 | -105590.484 | 115725.7193 | 0 | 0 | 0 | 0 | 0 | 0 | 0 | 0 | 0 | 0 | 0 | 0 | 0 | 0 | 0
2016-02-04 09:00 | 0 | 0 | 0 | 0 | 0 | 386752.6749 | 0 | 389595 | 0 | 0 | 0 | 0 | 690055.8512 | 231451.4386 | 0 | 0 | 0 | 0 | 0 | 0 | 0 | 0 | 0 | 0 | 0 | 0 | 0 | 0 | 0 | 0 | 112883.3942 | -115725.7193 | 0 | 0 | 0 | 0 | 0 | 0 | 0 | 0 | 0 | 0 | 0 | 0 | 0 | 0 | 0
2016-02-04 10:00 | 0 | 0 | 0 | 0 | 0 | 37248.9658 | 0 | 404973 | 0 | 0 | 0 | 0 | 438057.5362 | 115725.7193 | 0 | 0 | 0 | 0 | 0 | 0 | 0 | 0 | 0 | 0 | 0 | 0 | 0 | 0 | 0 | 0 | -251998.3149 | -115725.7193 | 0 | 0 | 0 | 0 | 0 | 0 | 0 | 0 | 0 | 0 | 0 | 0 | 0 | 0 | 0
2016-02-04 11:00 | 0 | 0 | 0 | 0 | 0 | 367276.0223 | 0 | 438227 | 0 | 0 | 0 | 0 | 482832.2778 | 0 | 0 | 0 | 0 | 0 | 0 | 0 | 0 | 0 | 0 | 0 | 0 | 0 | 0 | 0 | 0 | 0 | 44774.7416 | -115725.7193 | 0 | 0 | 0 | 0 | 0 | 0 | 0 | 0 | 0 | 0 | 0 | 0 | 0 | 0 | 0
2016-02-04 12:00 | 0 | 0 | 0 | 0 | 0 | 335926.4044 | 0 | 472199 | 0 | 0 | 0 | 0 | 230833.9629 | 115725.7193 | 0 | 0 | 0 | 0 | 0 | 0 | 0 | 0 | 0 | 0 | 0 | 0 | 0 | 0 | 0 | 0 | -251998.3149 | 115725.7193 | 0 | 0 | 0 | 0 | 0 | 0 | 0 | 0 | 0 | 0 | 0 | 0 | 0 | 0 | 0
2016-02-04 13:00 | 0 | 0 | 0 | 0 | 0 | 369727.28 | 113.4764 | 484949 | 0 | 0 | 0 | 0 | 0 | 231451.4386 | 0 | 0 | 0 | 0 | 0 | 0 | 0 | 0 | 0 | 0 | 0 | 0 | 0 | 0 | 0 | 0 | -230833.9629 | 115725.7193 | 0 | 0 | 0 | 0 | 0 | 0 | 0 | 0 | 0 | 0 | 0 | 0 | 0 | 0 | 0
2016-02-04 14:00 | 0 | 0 | 0 | 0 | 0 | 308850.0158 | 150900.8822 | 487328 | 0 | 0 | 0 | 0 | 88148.6172 | 115725.7193 | 0 | 0 | 0 | 0 | 0 | 0 | 0 | 0 | 0 | 0 | 0 | 0 | 0 | 0 | 0 | 0 | 88148.6172 | -115725.7193 | 0 | 0 | 0 | 0 | 0 | 0 | 0 | 0 | 0 | 0 | 0 | 0 | 0 | 0 | 0
2016-02-04 15:00 | 0 | 0 | 0 | 0 | 0 | 0 | 564766.2508 | 485781 | 0 | 0 | 0 | 0 | 282859.5873 | 0 | 0 | 0 | 0 | 0 | 0 | 0 | 0 | 0 | 0 | 0 | 0 | 0 | 0 | 0 | 0 | 0 | 194710.9701 | -115725.7193 | 0 | 0 | 0 | 0 | 0 | 0 | 0 | 0 | 0 | 0 | 0 | 0 | 0 | 0 | 0
2016-02-04 16:00 | 0 | 0 | 0 | 0 | 0 | 0 | 651020.177 | 479593 | 0 | 0 | 0 | 0 | 338561.045 | 115725.7193 | 0 | 0 | 0 | 0 | 0 | 0 | 0 | 0 | 0 | 0 | 0 | 0 | 0 | 0 | 0 | 0 | 55701.4577 | 115725.7193 | 0 | 0 | 0 | 0 | 0 | 0 | 0 | 0 | 0 | 0 | 0 | 0 | 0 | 0 | 0
2016-02-04 17:00 | 0 | 0 | 0 | 0 | 0 | 0 | 662482.2948 | 470967 | 0 | 0 | 0 | 0 | 414350.6205 | 231451.4386 | 0 | 0 | 0 | 0 | 0 | 0 | 0 | 0 | 0 | 0 | 0 | 0 | 0 | 0 | 0 | 0 | 75789.5755 | 115725.7193 | 0 | 0 | 0 | 0 | 0 | 0 | 0 | 0 | 0 | 0 | 0 | 0 | 0 | 0 | 0
2016-02-04 18:00 | 0 | 0 | 0 | 0 | 0 | 0 | 639685.2197 | 462918 | 0 | 0 | 0 | 0 | 666348.9355 | 156220.3433 | 0 | 0 | 0 | 0 | 0 | 0 | 0 | 0 | 0 | 0 | 0 | 0 | 0 | 0 | 0 | 0 | 251998.3149 | -75231.0953 | 0 | 0 | 0 | 0 | 0 | 0 | 0 | 0 | 0 | 0 | 0 | 0 | 0 | 0 | 0
2016-02-04 19:00 | 0 | 0 | 0 | 0 | 0 | 0 | 622175.5173 | 456299 | 0 | 0 | 0 | 0 | 716499.7335 | 271946.0626 | 0 | 0 | 0 | 0 | 0 | 0 | 0 | 0 | 0 | 0 | 0 | 0 | 0 | 0 | 0 | 0 | 50150.798 | 115725.7193 | 0 | 0 | 0 | 0 | 0 | 0 | 0 | 0 | 0 | 0 | 0 | 0 | 0 | 0 | 0
2016-02-04 20:00 | 0 | 0 | 0 | 0 | 0 | 58450.1486 | 620052.2607 | 451360 | 0 | 0 | 0 | 0 | 968498.0484 | 247090.1569 | 0 | 0 | 0 | 0 | 0 | 0 | 0 | 0 | 0 | 0 | 0 | 0 | 0 | 0 | 0 | 0 | 251998.3149 | -24855.9057 | 0 | 0 | 0 | 0 | 0 | 0 | 0 | 0 | 0 | 0 | 0 | 0 | 0 | 0 | 0
2016-02-04 21:00 | 0 | 0 | 0 | 0 | 0 | 0 | 619431.6772 | 451716 | 0 | 0 | 0 | 0 | 1020488.0064 | 362815.8762 | 0 | 0 | 0 | 0 | 0 | 0 | 0 | 0 | 0 | 0 | 0 | 0 | 0 | 0 | 0 | 0 | 51989.9579 | 115725.7193 | 0 | 0 | 0 | 0 | 0 | 0 | 0 | 0 | 0 | 0 | 0 | 0 | 0 | 0 | 0
2016-02-04 22:00 | 0 | 0 | 0 | 0 | 0 | 0 | 557043.7017 | 461495 | 0 | 0 | 0 | 0 | 1175195.9042 | 303656.68 | 0 | 0 | 0 | 0 | 0 | 0 | 0 | 0 | 0 | 0 | 0 | 0 | 0 | 0 | 0 | 0 | 154707.8979 | -59159.1962 | 0 | 0 | 0 | 0 | 0 | 0 | 0 | 0 | 0 | 0 | 0 | 0 | 0 | 0 | 0
2016-02-04 23:00 | 0 | 0 | 0 | 0 | 0 | 233814.3791 | 348633.7587 | 477809 | 0 | 0 | 0 | 0 | 1164109.3227 | 419382.3993 | 0 | 0 | 0 | 0 | 0 | 0 | 0 | 0 | 0 | 0 | 0 | 0 | 0 | 0 | 0 | 0 | -11086.5815 | 115725.7193 | 0 | 0 | 0 | 0 | 0 | 0 | 0 | 0 | 0 | 0 | 0 | 0 | 0 | 0 | 0
2016-02-05 | 0 | 0 | 0 | 0 | 0 | 252203.7614 | 30754.4015 | 491436 | 0 | 0 | 0 | 0 | 912111.0078 | 462902.8772 | 0 | 0 | 0 | 0 | 0 | 0 | 0 | 0 | 0 | 0 | 0 | 0 | 0 | 0 | 0 | 0 | -251998.3149 | 43520.4779 | 0 | 0 | 0 | 0 | 0 | 0 | 0 | 0 | 0 | 0 | 0 | 0 | 0 | 0 | 0
2016-02-05 01:00 | 0 | 0 | 0 | 0 | 0 | 295372.2607 | 0 | 495085 | 0 | 0 | 0 | 0 | 828123.9877 | 347177.1579 | 0 | 0 | 0 | 0 | 0 | 0 | 0 | 0 | 0 | 0 | 0 | 0 | 0 | 0 | 0 | 0 | -83987.02 | -115725.7193 | 0 | 0 | 0 | 0 | 0 | 0 | 0 | 0 | 0 | 0 | 0 | 0 | 0 | 0 | 0
2016-02-05 02:00 | 0 | 0 | 0 | 0 | 0 | 356496.0715 | 0 | 488990 | 0 | 0 | 0 | 0 | 811355.7785 | 231451.4386 | 0 | 0 | 0 | 0 | 0 | 0 | 0 | 0 | 0 | 0 | 0 | 0 | 0 | 0 | 0 | 0 | -16768.2092 | -115725.7193 | 0 | 0 | 0 | 0 | 0 | 0 | 0 | 0 | 0 | 0 | 0 | 0 | 0 | 0 | 0
2016-02-05 03:00 | 0 | 0 | 0 | 0 | 0 | 105318.9658 | 0 | 473043 | 0 | 0 | 0 | 0 | 559357.4635 | 115725.7193 | 0 | 0 | 0 | 0 | 0 | 0 | 0 | 0 | 0 | 0 | 0 | 0 | 0 | 0 | 0 | 0 | -251998.3149 | -115725.7193 | 0 | 0 | 0 | 0 | 0 | 0 | 0 | 0 | 0 | 0 | 0 | 0 | 0 | 0 | 0
2016-02-05 04:00 | 0 | 0 | 0 | 0 | 0 | 446965.062 | 0 | 452119 | 0 | 0 | 0 | 0 | 669929.2448 | 0 | 0 | 0 | 0 | 0 | 0 | 0 | 0 | 0 | 0 | 0 | 0 | 0 | 0 | 0 | 0 | 0 | 110571.7813 | -115725.7193 | 0 | 0 | 0 | 0 | 0 | 0 | 0 | 0 | 0 | 0 | 0 | 0 | 0 | 0 | 0
2016-02-05 05:00 | 0 | 0 | 0 | 0 | 0 | 296962.4044 | 0 | 433235 | 0 | 0 | 0 | 0 | 417930.9299 | 115725.7193 | 0 | 0 | 0 | 0 | 0 | 0 | 0 | 0 | 0 | 0 | 0 | 0 | 0 | 0 | 0 | 0 | -251998.3149 | 115725.7193 | 0 | 0 | 0 | 0 | 0 | 0 | 0 | 0 | 0 | 0 | 0 | 0 | 0 | 0 | 0
2016-02-05 06:00 | 0 | 0 | 0 | 0 | 0 | 54089.9658 | 0 | 421814 | 0 | 0 | 0 | 0 | 165932.6149 | 0 | 0 | 0 | 0 | 0 | 0 | 0 | 0 | 0 | 0 | 0 | 0 | 0 | 0 | 0 | 0 | 0 | -251998.3149 | -115725.7193 | 0 | 0 | 0 | 0 | 0 | 0 | 0 | 0 | 0 | 0 | 0 | 0 | 0 | 0 | 0
2016-02-05 07:00 | 0 | 0 | 0 | 0 | 0 | 459408.2722 | 0 | 416139 | 0 | 0 | 0 | 0 | 93476.1678 | 115725.7193 | 0 | 0 | 0 | 0 | 0 | 0 | 0 | 0 | 0 | 0 | 0 | 0 | 0 | 0 | 0 | 0 | -72456.4471 | 115725.7193 | 0 | 0 | 0 | 0 | 0 | 0 | 0 | 0 | 0 | 0 | 0 | 0 | 0 | 0 | 0
2016-02-05 08:00 | 0 | 0 | 0 | 0 | 0 | 447795.1201 | 0 | 414463 | 0 | 0 | 0 | 0 | 242534.0072 | 0 | 0 | 0 | 0 | 0 | 0 | 0 | 0 | 0 | 0 | 0 | 0 | 0 | 0 | 0 | 0 | 0 | 149057.8394 | -115725.7193 | 0 | 0 | 0 | 0 | 0 | 0 | 0 | 0 | 0 | 0 | 0 | 0 | 0 | 0 | 0
2016-02-05 09:00 | 0 | 0 | 0 | 0 | 0 | 434302.9925 | 0 | 418537 | 0 | 0 | 0 | 0 | 142574.2804 | 115725.7193 | 0 | 0 | 0 | 0 | 0 | 0 | 0 | 0 | 0 | 0 | 0 | 0 | 0 | 0 | 0 | 0 | -99959.7268 | 115725.7193 | 0 | 0 | 0 | 0 | 0 | 0 | 0 | 0 | 0 | 0 | 0 | 0 | 0 | 0 | 0
2016-02-05 10:00 | 0 | 0 | 0 | 0 | 0 | 425506.1406 | 0 | 435319 | 0 | 0 | 0 | 0 | 248487.1402 | 0 | 0 | 0 | 0 | 0 | 0 | 0 | 0 | 0 | 0 | 0 | 0 | 0 | 0 | 0 | 0 | 0 | 105912.8599 | -115725.7193 | 0 | 0 | 0 | 0 | 0 | 0 | 0 | 0 | 0 | 0 | 0 | 0 | 0 | 0 | 0
2016-02-05 11:00 | 0 | 0 | 0 | 0 | 0 | 421841.1798 | 0 | 470378 | 0 | 0 | 0 | 0 | 84224.6007 | 115725.7193 | 0 | 0 | 0 | 0 | 0 | 0 | 0 | 0 | 0 | 0 | 0 | 0 | 0 | 0 | 0 | 0 | -164262.5395 | 115725.7193 | 0 | 0 | 0 | 0 | 0 | 0 | 0 | 0 | 0 | 0 | 0 | 0 | 0 | 0 | 0
2016-02-05 12:00 | 0 | 0 | 0 | 0 | 0 | 425378.2867 | 0 | 503832 | 0 | 0 | 0 | 0 | 121496.6067 | 0 | 0 | 0 | 0 | 0 | 0 | 0 | 0 | 0 | 0 | 0 | 0 | 0 | 0 | 0 | 0 | 0 | 37272.006 | -115725.7193 | 0 | 0 | 0 | 0 | 0 | 0 | 0 | 0 | 0 | 0 | 0 | 0 | 0 | 0 | 0
2016-02-05 13:00 | 0 | 0 | 0 | 0 | 0 | 423124.1068 | 131.6255 | 514139 | 0 | 0 | 0 | 0 | 0 | 30613.339 | 0 | 0 | 0 | 0 | 0 | 0 | 0 | 0 | 0 | 0 | 0 | 0 | 0 | 0 | 0 | 0 | -121496.6067 | 30613.339 | 0 | 0 | 0 | 0 | 0 | 0 | 0 | 0 | 0 | 0 | 0 | 0 | 0 | 0 | 0
2016-02-05 14:00 | 0 | 0 | 0 | 0 | 0 | 345712.0911 | 135044.5699 | 511370 | 0 | 0 | 0 | 0 | 0 | 0 | 0 | 0 | 0 | 0 | 0 | 0 | 0 | 0 | 0 | 0 | 0 | 0 | 0 | 0 | 0 | 0 | 0 | -30613.339 | 0 | 0 | 0 | 0 | 0 | 0 | 0 | 0 | 0 | 0 | 0 | 0 | 0 | 0 | 0
2016-02-05 15:00 | 0 | 0 | 0 | 0 | 0 | 129255.769 | 629750.5258 | 503724 | 0 | 0 | 0 | 0 | 251998.3149 | 3283.9799 | 0 | 0 | 0 | 0 | 0 | 0 | 0 | 0 | 0 | 0 | 0 | 0 | 0 | 0 | 0 | 0 | 251998.3149 | 3283.9799 | 0 | 0 | 0 | 0 | 0 | 0 | 0 | 0 | 0 | 0 | 0 | 0 | 0 | 0 | 0
2016-02-05 16:00 | 0 | 0 | 0 | 0 | 0 | 0 | 739335.3351 | 490621 | 0 | 0 | 0 | 0 | 503996.6299 | 0 | 0 | 0 | 0 | 0 | 0 | 0 | 0 | 0 | 0 | 0 | 0 | 0 | 0 | 0 | 0 | 0 | 251998.3149 | -3283.9799 | 0 | 0 | 0 | 0 | 0 | 0 | 0 | 0 | 0 | 0 | 0 | 0 | 0 | 0 | 0
2016-02-05 17:00 | 0 | 0 | 0 | 0 | 0 | 0 | 742672.0916 | 475355 | 0 | 0 | 0 | 0 | 755994.9448 | 15318.7767 | 0 | 0 | 0 | 0 | 0 | 0 | 0 | 0 | 0 | 0 | 0 | 0 | 0 | 0 | 0 | 0 | 251998.3149 | 15318.7767 | 0 | 0 | 0 | 0 | 0 | 0 | 0 | 0 | 0 | 0 | 0 | 0 | 0 | 0 | 0
2016-02-05 18:00 | 0 | 0 | 0 | 0 | 0 | 0 | 707883.0841 | 462022 | 0 | 0 | 0 | 0 | 886130.3096 | 131044.496 | 0 | 0 | 0 | 0 | 0 | 0 | 0 | 0 | 0 | 0 | 0 | 0 | 0 | 0 | 0 | 0 | 130135.3648 | 115725.7193 | 0 | 0 | 0 | 0 | 0 | 0 | 0 | 0 | 0 | 0 | 0 | 0 | 0 | 0 | 0
2016-02-05 19:00 | 0 | 0 | 0 | 0 | 0 | 0 | 689440.5267 | 451872 | 0 | 0 | 0 | 0 | 1138128.6246 | 116614.7077 | 0 | 0 | 0 | 0 | 0 | 0 | 0 | 0 | 0 | 0 | 0 | 0 | 0 | 0 | 0 | 0 | 251998.3149 | -14429.7883 | 0 | 0 | 0 | 0 | 0 | 0 | 0 | 0 | 0 | 0 | 0 | 0 | 0 | 0 | 0
2016-02-05 20:00 | 0 | 0 | 0 | 0 | 0 | 0 | 700586.3145 | 443685 | 0 | 0 | 0 | 0 | 1390126.9395 | 121517.7072 | 0 | 0 | 0 | 0 | 0 | 0 | 0 | 0 | 0 | 0 | 0 | 0 | 0 | 0 | 0 | 0 | 251998.3149 | 4902.9995 | 0 | 0 | 0 | 0 | 0 | 0 | 0 | 0 | 0 | 0 | 0 | 0 | 0 | 0 | 0
2016-02-05 21:00 | 0 | 0 | 0 | 0 | 0 | 0 | 722600.3564 | 442344 | 0 | 0 | 0 | 0 | 1642125.2545 | 149775.7487 | 0 | 0 | 0 | 0 | 0 | 0 | 0 | 0 | 0 | 0 | 0 | 0 | 0 | 0 | 0 | 0 | 251998.3149 | 28258.0414 | 0 | 0 | 0 | 0 | 0 | 0 | 0 | 0 | 0 | 0 | 0 | 0 | 0 | 0 | 0
2016-02-05 22:00 | 0 | 0 | 0 | 0 | 0 | 0 | 682061.8185 | 452742 | 0 | 0 | 0 | 0 | 1789769.3831 | 231451.4386 | 0 | 0 | 0 | 0 | 0 | 0 | 0 | 0 | 0 | 0 | 0 | 0 | 0 | 0 | 0 | 0 | 147644.1286 | 81675.6899 | 0 | 0 | 0 | 0 | 0 | 0 | 0 | 0 | 0 | 0 | 0 | 0 | 0 | 0 | 0
2016-02-05 23:00 | 0 | 0 | 0 | 0 | 0 | 0 | 375073.7257 | 471656 | 0 | 0 | 0 | 0 | 1577461.3895 | 347177.1579 | 0 | 0 | 0 | 0 | 0 | 0 | 0 | 0 | 0 | 0 | 0 | 0 | 0 | 0 | 0 | 0 | -212307.9935 | 115725.7193 | 0 | 0 | 0 | 0 | 0 | 0 | 0 | 0 | 0 | 0 | 0 | 0 | 0 | 0 | 0
2016-02-06 | 0 | 0 | 0 | 0 | 0 | 471365.252 | 35566.5237 | 483417 | 0 | 0 | 0 | 0 | 1716701.8846 | 231451.4386 | 0 | 0 | 0 | 0 | 0 | 0 | 0 | 0 | 0 | 0 | 0 | 0 | 0 | 0 | 0 | 0 | 139240.495 | -115725.7193 | 0 | 0 | 0 | 0 | 0 | 0 | 0 | 0 | 0 | 0 | 0 | 0 | 0 | 0 | 0
2016-02-06 01:00 | 0 | 0 | 0 | 0 | 0 | 493582.339 | 0 | 486500 | 0 | 0 | 0 | 0 | 1839509.9429 | 115725.7193 | 0 | 0 | 0 | 0 | 0 | 0 | 0 | 0 | 0 | 0 | 0 | 0 | 0 | 0 | 0 | 0 | 122808.0583 | -115725.7193 | 0 | 0 | 0 | 0 | 0 | 0 | 0 | 0 | 0 | 0 | 0 | 0 | 0 | 0 | 0
2016-02-06 02:00 | 0 | 0 | 0 | 0 | 0 | 115660.9658 | 0 | 483385 | 0 | 0 | 0 | 0 | 1587511.6279 | 0 | 0 | 0 | 0 | 0 | 0 | 0 | 0 | 0 | 0 | 0 | 0 | 0 | 0 | 0 | 0 | 0 | -251998.3149 | -115725.7193 | 0 | 0 | 0 | 0 | 0 | 0 | 0 | 0 | 0 | 0 | 0 | 0 | 0 | 0 | 0
2016-02-06 03:00 | 0 | 0 | 0 | 0 | 0 | 544228.0512 | 0 | 472460 | 0 | 0 | 0 | 0 | 1659279.6792 | 0 | 0 | 0 | 0 | 0 | 0 | 0 | 0 | 0 | 0 | 0 | 0 | 0 | 0 | 0 | 0 | 0 | 71768.0512 | 0 | 0 | 0 | 0 | 0 | 0 | 0 | 0 | 0 | 0 | 0 | 0 | 0 | 0 | 0 | 0
2016-02-06 04:00 | 0 | 0 | 0 | 0 | 0 | 317916.4044 | 0 | 454189 | 0 | 0 | 0 | 0 | 1407281.3642 | 115725.7193 | 0 | 0 | 0 | 0 | 0 | 0 | 0 | 0 | 0 | 0 | 0 | 0 | 0 | 0 | 0 | 0 | -251998.3149 | 115725.7193 | 0 | 0 | 0 | 0 | 0 | 0 | 0 | 0 | 0 | 0 | 0 | 0 | 0 | 0 | 0
2016-02-06 05:00 | 0 | 0 | 0 | 0 | 0 | 435738.4472 | 0 | 438683 | 0 | 0 | 0 | 0 | 1288611.0921 | 231451.4386 | 0 | 0 | 0 | 0 | 0 | 0 | 0 | 0 | 0 | 0 | 0 | 0 | 0 | 0 | 0 | 0 | -118670.2721 | 115725.7193 | 0 | 0 | 0 | 0 | 0 | 0 | 0 | 0 | 0 | 0 | 0 | 0 | 0 | 0 | 0
2016-02-06 06:00 | 0 | 0 | 0 | 0 | 0 | 59639.9658 | 0 | 427364 | 0 | 0 | 0 | 0 | 1036612.7772 | 115725.7193 | 0 | 0 | 0 | 0 | 0 | 0 | 0 | 0 | 0 | 0 | 0 | 0 | 0 | 0 | 0 | 0 | -251998.3149 | -115725.7193 | 0 | 0 | 0 | 0 | 0 | 0 | 0 | 0 | 0 | 0 | 0 | 0 | 0 | 0 | 0
2016-02-06 07:00 | 0 | 0 | 0 | 0 | 0 | 283834.4044 | 0 | 420107 | 0 | 0 | 0 | 0 | 784614.4622 | 231451.4386 | 0 | 0 | 0 | 0 | 0 | 0 | 0 | 0 | 0 | 0 | 0 | 0 | 0 | 0 | 0 | 0 | -251998.3149 | 115725.7193 | 0 | 0 | 0 | 0 | 0 | 0 | 0 | 0 | 0 | 0 | 0 | 0 | 0 | 0 | 0
2016-02-06 08:00 | 0 | 0 | 0 | 0 | 0 | 639989.7975 | 0 | 416611 | 0 | 0 | 0 | 0 | 1007993.2598 | 231451.4386 | 0 | 0 | 0 | 0 | 0 | 0 | 0 | 0 | 0 | 0 | 0 | 0 | 0 | 0 | 0 | 0 | 223378.7975 | 2.9104e-11 | 0 | 0 | 0 | 0 | 0 | 0 | 0 | 0 | 0 | 0 | 0 | 0 | 0 | 0 | 0
2016-02-06 09:00 | 0 | 0 | 0 | 0 | 0 | 281307.4044 | 0 | 417580 | 0 | 0 | 0 | 0 | 755994.9448 | 347177.1579 | 0 | 0 | 0 | 0 | 0 | 0 | 0 | 0 | 0 | 0 | 0 | 0 | 0 | 0 | 0 | 0 | -251998.3149 | 115725.7193 | 0 | 0 | 0 | 0 | 0 | 0 | 0 | 0 | 0 | 0 | 0 | 0 | 0 | 0 | 0
2016-02-06 10:00 | 0 | 0 | 0 | 0 | 0 | 56596.9658 | 0 | 424321 | 0 | 0 | 0 | 0 | 503996.6299 | 231451.4386 | 0 | 0 | 0 | 0 | 0 | 0 | 0 | 0 | 0 | 0 | 0 | 0 | 0 | 0 | 0 | 0 | -251998.3149 | -115725.7193 | 0 | 0 | 0 | 0 | 0 | 0 | 0 | 0 | 0 | 0 | 0 | 0 | 0 | 0 | 0
2016-02-06 11:00 | 0 | 0 | 0 | 0 | 0 | 70786.9658 | 0 | 438511 | 0 | 0 | 0 | 0 | 251998.3149 | 115725.7193 | 0 | 0 | 0 | 0 | 0 | 0 | 0 | 0 | 0 | 0 | 0 | 0 | 0 | 0 | 0 | 0 | -251998.3149 | -115725.7193 | 0 | 0 | 0 | 0 | 0 | 0 | 0 | 0 | 0 | 0 | 0 | 0 | 0 | 0 | 0
2016-02-06 12:00 | 0 | 0 | 0 | 0 | 0 | 87786.9658 | 0 | 455511 | 0 | 0 | 0 | 0 | 0 | 0 | 0 | 0 | 0 | 0 | 0 | 0 | 0 | 0 | 0 | 0 | 0 | 0 | 0 | 0 | 0 | 0 | -251998.3149 | -115725.7193 | 0 | 0 | 0 | 0 | 0 | 0 | 0 | 0 | 0 | 0 | 0 | 0 | 0 | 0 | 0
2016-02-06 13:00 | 0 | 0 | 0 | 0 | 0 | 570175.1084 | 149.7506 | 468212 | 0 | 0 | 0 | 0 | 0 | 102112.8591 | 0 | 0 | 0 | 0 | 0 | 0 | 0 | 0 | 0 | 0 | 0 | 0 | 0 | 0 | 0 | 0 | 0 | 102112.8591 | 0 | 0 | 0 | 0 | 0 | 0 | 0 | 0 | 0 | 0 | 0 | 0 | 0 | 0 | 0
2016-02-06 14:00 | 0 | 0 | 0 | 0 | 0 | 444423.6639 | 173258.3763 | 470531 | 0 | 0 | 0 | 0 | 249263.8992 | 0 | 0 | 0 | 0 | 0 | 0 | 0 | 0 | 0 | 0 | 0 | 0 | 0 | 0 | 0 | 0 | 0 | 249263.8992 | -102112.8591 | 0 | 0 | 0 | 0 | 0 | 0 | 0 | 0 | 0 | 0 | 0 | 0 | 0 | 0 | 0
2016-02-06 15:00 | 0 | 0 | 0 | 0 | 0 | 0 | 689482.0917 | 464518 | 0 | 0 | 0 | 0 | 358502.2716 | 115725.7193 | 0 | 0 | 0 | 0 | 0 | 0 | 0 | 0 | 0 | 0 | 0 | 0 | 0 | 0 | 0 | 0 | 109238.3724 | 115725.7193 | 0 | 0 | 0 | 0 | 0 | 0 | 0 | 0 | 0 | 0 | 0 | 0 | 0 | 0 | 0
2016-02-06 16:00 | 0 | 0 | 0 | 0 | 0 | 0 | 765710.62 | 453862 | 0 | 0 | 0 | 0 | 610500.5865 | 175576.0244 | 0 | 0 | 0 | 0 | 0 | 0 | 0 | 0 | 0 | 0 | 0 | 0 | 0 | 0 | 0 | 0 | 251998.3149 | 59850.3051 | 0 | 0 | 0 | 0 | 0 | 0 | 0 | 0 | 0 | 0 | 0 | 0 | 0 | 0 | 0
2016-02-06 17:00 | 0 | 0 | 0 | 0 | 0 | 0 | 748741.4184 | 441481 | 0 | 0 | 0 | 0 | 862498.9015 | 230838.1278 | 0 | 0 | 0 | 0 | 0 | 0 | 0 | 0 | 0 | 0 | 0 | 0 | 0 | 0 | 0 | 0 | 251998.3149 | 55262.1035 | 0 | 0 | 0 | 0 | 0 | 0 | 0 | 0 | 0 | 0 | 0 | 0 | 0 | 0 | 0
2016-02-06 18:00 | 0 | 0 | 0 | 0 | 0 | 0 | 715248.9631 | 429388 | 0 | 0 | 0 | 0 | 1114497.2164 | 264700.776 | 0 | 0 | 0 | 0 | 0 | 0 | 0 | 0 | 0 | 0 | 0 | 0 | 0 | 0 | 0 | 0 | 251998.3149 | 33862.6482 | 0 | 0 | 0 | 0 | 0 | 0 | 0 | 0 | 0 | 0 | 0 | 0 | 0 | 0 | 0
2016-02-06 19:00 | 0 | 0 | 0 | 0 | 0 | 0 | 699234.818 | 419274 | 0 | 0 | 0 | 0 | 1366495.5314 | 292663.2791 | 0 | 0 | 0 | 0 | 0 | 0 | 0 | 0 | 0 | 0 | 0 | 0 | 0 | 0 | 0 | 0 | 251998.3149 | 27962.503 | 0 | 0 | 0 | 0 | 0 | 0 | 0 | 0 | 0 | 0 | 0 | 0 | 0 | 0 | 0
2016-02-06 20:00 | 0 | 0 | 0 | 0 | 0 | 0 | 712580.6443 | 413456 | 0 | 0 | 0 | 0 | 1549894.4564 | 408388.9984 | 0 | 0 | 0 | 0 | 0 | 0 | 0 | 0 | 0 | 0 | 0 | 0 | 0 | 0 | 0 | 0 | 183398.9251 | 115725.7193 | 0 | 0 | 0 | 0 | 0 | 0 | 0 | 0 | 0 | 0 | 0 | 0 | 0 | 0 | 0
2016-02-06 21:00 | 0 | 0 | 0 | 0 | 0 | 0 | 734447.2389 | 413630 | 0 | 0 | 0 | 0 | 1801892.7714 | 477207.9223 | 0 | 0 | 0 | 0 | 0 | 0 | 0 | 0 | 0 | 0 | 0 | 0 | 0 | 0 | 0 | 0 | 251998.3149 | 68818.9239 | 0 | 0 | 0 | 0 | 0 | 0 | 0 | 0 | 0 | 0 | 0 | 0 | 0 | 0 | 0
2016-02-06 22:00 | 0 | 0 | 0 | 0 | 0 | 0 | 674403.5449 | 423228 | 0 | 0 | 0 | 0 | 2053891.0863 | 476385.1523 | 0 | 0 | 0 | 0 | 0 | 0 | 0 | 0 | 0 | 0 | 0 | 0 | 0 | 0 | 0 | 0 | 251998.3149 | -822.77 | 0 | 0 | 0 | 0 | 0 | 0 | 0 | 0 | 0 | 0 | 0 | 0 | 0 | 0 | 0
2016-02-06 23:00 | 0 | 0 | 0 | 0 | 0 | 0 | 393542.6959 | 441840 | 0 | 0 | 0 | 0 | 1903350.338 | 578628.5965 | 0 | 0 | 0 | 0 | 0 | 0 | 0 | 0 | 0 | 0 | 0 | 0 | 0 | 0 | 0 | 0 | -150540.7483 | 102243.4442 | 0 | 0 | 0 | 0 | 0 | 0 | 0 | 0 | 0 | 0 | 0 | 0 | 0 | 0 | 0
2016-02-07 | 0 | 0 | 0 | 0 | 0 | 763093.6437 | 33659.5304 | 454496 | 0 | 0 | 0 | 0 | 2129881.7928 | 694354.3158 | 0 | 0 | 0 | 0 | 0 | 0 | 0 | 0 | 0 | 0 | 0 | 0 | 0 | 0 | 0 | 0 | 226531.4548 | 115725.7193 | 0 | 0 | 0 | 0 | 0 | 0 | 0 | 0 | 0 | 0 | 0 | 0 | 0 | 0 | 0
2016-02-07 01:00 | 0 | 0 | 0 | 0 | 0 | 91159.9658 | 0 | 458884 | 0 | 0 | 0 | 0 | 1877883.4779 | 578628.5965 | 0 | 0 | 0 | 0 | 0 | 0 | 0 | 0 | 0 | 0 | 0 | 0 | 0 | 0 | 0 | 0 | -251998.3149 | -115725.7193 | 0 | 0 | 0 | 0 | 0 | 0 | 0 | 0 | 0 | 0 | 0 | 0 | 0 | 0 | 0
2016-02-07 02:00 | 0 | 0 | 0 | 0 | 0 | 592721.5956 | 0 | 456449 | 0 | 0 | 0 | 0 | 2129881.7928 | 462902.8772 | 0 | 0 | 0 | 0 | 0 | 0 | 0 | 0 | 0 | 0 | 0 | 0 | 0 | 0 | 0 | 0 | 251998.3149 | -115725.7193 | 0 | 0 | 0 | 0 | 0 | 0 | 0 | 0 | 0 | 0 | 0 | 0 | 0 | 0 | 0
2016-02-07 03:00 | 0 | 0 | 0 | 0 | 0 | 311980.4044 | 0 | 448253 | 0 | 0 | 0 | 0 | 1877883.4779 | 578628.5965 | 0 | 0 | 0 | 0 | 0 | 0 | 0 | 0 | 0 | 0 | 0 | 0 | 0 | 0 | 0 | 0 | -251998.3149 | 115725.7193 | 0 | 0 | 0 | 0 | 0 | 0 | 0 | 0 | 0 | 0 | 0 | 0 | 0 | 0 | 0
2016-02-07 04:00 | 0 | 0 | 0 | 0 | 0 | 571169.5956 | 0 | 434897 | 0 | 0 | 0 | 0 | 2129881.7928 | 462902.8772 | 0 | 0 | 0 | 0 | 0 | 0 | 0 | 0 | 0 | 0 | 0 | 0 | 0 | 0 | 0 | 0 | 251998.3149 | -115725.7193 | 0 | 0 | 0 | 0 | 0 | 0 | 0 | 0 | 0 | 0 | 0 | 0 | 0 | 0 | 0
2016-02-07 05:00 | 0 | 0 | 0 | 0 | 0 | 54054.9658 | 0 | 421779 | 0 | 0 | 0 | 0 | 1877883.4779 | 347177.1579 | 0 | 0 | 0 | 0 | 0 | 0 | 0 | 0 | 0 | 0 | 0 | 0 | 0 | 0 | 0 | 0 | -251998.3149 | -115725.7193 | 0 | 0 | 0 | 0 | 0 | 0 | 0 | 0 | 0 | 0 | 0 | 0 | 0 | 0 | 0
2016-02-07 06:00 | 0 | 0 | 0 | 0 | 0 | 275850.4044 | 0 | 412123 | 0 | 0 | 0 | 0 | 1625885.1629 | 462902.8772 | 0 | 0 | 0 | 0 | 0 | 0 | 0 | 0 | 0 | 0 | 0 | 0 | 0 | 0 | 0 | 0 | -251998.3149 | 115725.7193 | 0 | 0 | 0 | 0 | 0 | 0 | 0 | 0 | 0 | 0 | 0 | 0 | 0 | 0 | 0
2016-02-07 07:00 | 0 | 0 | 0 | 0 | 0 | 38807.9658 | 0 | 406532 | 0 | 0 | 0 | 0 | 1373886.848 | 347177.1579 | 0 | 0 | 0 | 0 | 0 | 0 | 0 | 0 | 0 | 0 | 0 | 0 | 0 | 0 | 0 | 0 | -251998.3149 | -115725.7193 | 0 | 0 | 0 | 0 | 0 | 0 | 0 | 0 | 0 | 0 | 0 | 0 | 0 | 0 | 0
2016-02-07 08:00 | 0 | 0 | 0 | 0 | 0 | 540445.5956 | 0 | 404173 | 0 | 0 | 0 | 0 | 1625885.1629 | 231451.4386 | 0 | 0 | 0 | 0 | 0 | 0 | 0 | 0 | 0 | 0 | 0 | 0 | 0 | 0 | 0 | 0 | 251998.3149 | -115725.7193 | 0 | 0 | 0 | 0 | 0 | 0 | 0 | 0 | 0 | 0 | 0 | 0 | 0 | 0 | 0
2016-02-07 09:00 | 0 | 0 | 0 | 0 | 0 | 269356.4044 | 0 | 405629 | 0 | 0 | 0 | 0 | 1373886.848 | 347177.1579 | 0 | 0 | 0 | 0 | 0 | 0 | 0 | 0 | 0 | 0 | 0 | 0 | 0 | 0 | 0 | 0 | -251998.3149 | 115725.7193 | 0 | 0 | 0 | 0 | 0 | 0 | 0 | 0 | 0 | 0 | 0 | 0 | 0 | 0 | 0
2016-02-07 10:00 | 0 | 0 | 0 | 0 | 0 | 43163.9658 | 0 | 410888 | 0 | 0 | 0 | 0 | 1121888.533 | 231451.4386 | 0 | 0 | 0 | 0 | 0 | 0 | 0 | 0 | 0 | 0 | 0 | 0 | 0 | 0 | 0 | 0 | -251998.3149 | -115725.7193 | 0 | 0 | 0 | 0 | 0 | 0 | 0 | 0 | 0 | 0 | 0 | 0 | 0 | 0 | 0
2016-02-07 11:00 | 0 | 0 | 0 | 0 | 0 | 54205.9658 | 0 | 421930 | 0 | 0 | 0 | 0 | 869890.2181 | 115725.7193 | 0 | 0 | 0 | 0 | 0 | 0 | 0 | 0 | 0 | 0 | 0 | 0 | 0 | 0 | 0 | 0 | -251998.3149 | -115725.7193 | 0 | 0 | 0 | 0 | 0 | 0 | 0 | 0 | 0 | 0 | 0 | 0 | 0 | 0 | 0
2016-02-07 12:00 | 0 | 0 | 0 | 0 | 0 | 68355.9658 | 0 | 436080 | 0 | 0 | 0 | 0 | 617891.9032 | 0 | 0 | 0 | 0 | 0 | 0 | 0 | 0 | 0 | 0 | 0 | 0 | 0 | 0 | 0 | 0 | 0 | -251998.3149 | -115725.7193 | 0 | 0 | 0 | 0 | 0 | 0 | 0 | 0 | 0 | 0 | 0 | 0 | 0 | 0 | 0
2016-02-07 13:00 | 0 | 0 | 0 | 0 | 0 | 817535.7485 | 183.2857 | 449995 | 0 | 0 | 0 | 0 | 869890.2181 | 115725.7193 | 0 | 0 | 0 | 0 | 0 | 0 | 0 | 0 | 0 | 0 | 0 | 0 | 0 | 0 | 0 | 0 | 251998.3149 | 115725.7193 | 0 | 0 | 0 | 0 | 0 | 0 | 0 | 0 | 0 | 0 | 0 | 0 | 0 | 0 | 0
2016-02-07 14:00 | 0 | 0 | 0 | 0 | 0 | 0 | 176280.3526 | 454302 | 0 | 0 | 0 | 0 | 617891.9032 | 89702.3868 | 0 | 0 | 0 | 0 | 0 | 0 | 0 | 0 | 0 | 0 | 0 | 0 | 0 | 0 | 0 | 0 | -251998.3149 | -26023.3325 | 0 | 0 | 0 | 0 | 0 | 0 | 0 | 0 | 0 | 0 | 0 | 0 | 0 | 0 | 0
2016-02-07 15:00 | 0 | 0 | 0 | 0 | 0 | 0 | 679175.587 | 448053 | 0 | 0 | 0 | 0 | 869890.2181 | 68826.6589 | 0 | 0 | 0 | 0 | 0 | 0 | 0 | 0 | 0 | 0 | 0 | 0 | 0 | 0 | 0 | 0 | 251998.3149 | -20875.7279 | 0 | 0 | 0 | 0 | 0 | 0 | 0 | 0 | 0 | 0 | 0 | 0 | 0 | 0 | 0
2016-02-07 16:00 | 0 | 0 | 0 | 0 | 0 | 0 | 767195.3631 | 438340 | 0 | 0 | 0 | 0 | 1121888.533 | 145683.707 | 0 | 0 | 0 | 0 | 0 | 0 | 0 | 0 | 0 | 0 | 0 | 0 | 0 | 0 | 0 | 0 | 251998.3149 | 76857.0481 | 0 | 0 | 0 | 0 | 0 | 0 | 0 | 0 | 0 | 0 | 0 | 0 | 0 | 0 | 0
2016-02-07 17:00 | 0 | 0 | 0 | 0 | 0 | 0 | 744165.6704 | 429703 | 0 | 0 | 0 | 0 | 1373886.848 | 208148.0624 | 0 | 0 | 0 | 0 | 0 | 0 | 0 | 0 | 0 | 0 | 0 | 0 | 0 | 0 | 0 | 0 | 251998.3149 | 62464.3554 | 0 | 0 | 0 | 0 | 0 | 0 | 0 | 0 | 0 | 0 | 0 | 0 | 0 | 0 | 0
2016-02-07 18:00 | 0 | 0 | 0 | 0 | 0 | 0 | 707210.4559 | 422701 | 0 | 0 | 0 | 0 | 1625885.1629 | 240659.2034 | 0 | 0 | 0 | 0 | 0 | 0 | 0 | 0 | 0 | 0 | 0 | 0 | 0 | 0 | 0 | 0 | 251998.3149 | 32511.141 | 0 | 0 | 0 | 0 | 0 | 0 | 0 | 0 | 0 | 0 | 0 | 0 | 0 | 0 | 0
2016-02-07 19:00 | 0 | 0 | 0 | 0 | 0 | 0 | 691348.6014 | 416621 | 0 | 0 | 0 | 0 | 1877883.4779 | 263388.4899 | 0 | 0 | 0 | 0 | 0 | 0 | 0 | 0 | 0 | 0 | 0 | 0 | 0 | 0 | 0 | 0 | 251998.3149 | 22729.2865 | 0 | 0 | 0 | 0 | 0 | 0 | 0 | 0 | 0 | 0 | 0 | 0 | 0 | 0 | 0
2016-02-07 20:00 | 0 | 0 | 0 | 0 | 0 | 0 | 705765.6767 | 413206 | 0 | 0 | 0 | 0 | 2054717.4352 | 379114.2092 | 0 | 0 | 0 | 0 | 0 | 0 | 0 | 0 | 0 | 0 | 0 | 0 | 0 | 0 | 0 | 0 | 176833.9574 | 115725.7193 | 0 | 0 | 0 | 0 | 0 | 0 | 0 | 0 | 0 | 0 | 0 | 0 | 0 | 0 | 0
2016-02-07 21:00 | 0 | 0 | 0 | 0 | 0 | 0 | 736833.7005 | 414826 | 0 | 0 | 0 | 0 | 2306715.7502 | 449123.5948 | 0 | 0 | 0 | 0 | 0 | 0 | 0 | 0 | 0 | 0 | 0 | 0 | 0 | 0 | 0 | 0 | 251998.3149 | 70009.3856 | 0 | 0 | 0 | 0 | 0 | 0 | 0 | 0 | 0 | 0 | 0 | 0 | 0 | 0 | 0
2016-02-07 22:00 | 0 | 0 | 0 | 0 | 0 | 0 | 689824.5253 | 425152 | 0 | 0 | 0 | 0 | 2558714.0651 | 461797.8052 | 0 | 0 | 0 | 0 | 0 | 0 | 0 | 0 | 0 | 0 | 0 | 0 | 0 | 0 | 0 | 0 | 251998.3149 | 12674.2104 | 0 | 0 | 0 | 0 | 0 | 0 | 0 | 0 | 0 | 0 | 0 | 0 | 0 | 0 | 0
2016-02-07 23:00 | 0 | 0 | 0 | 0 | 0 | 0 | 403508.258 | 437288 | 0 | 0 | 0 | 0 | 2409208.6038 | 577523.5245 | 0 | 0 | 0 | 0 | 0 | 0 | 0 | 0 | 0 | 0 | 0 | 0 | 0 | 0 | 0 | 0 | -149505.4613 | 115725.7193 | 0 | 0 | 0 | 0 | 0 | 0 | 0 | 0 | 0 | 0 | 0 | 0 | 0 | 0 | 0
2016-02-08 | 0 | 0 | 0 | 0 | 0 | 31254.7851 | 42319.1806 | 441298 | 0 | 0 | 0 | 0 | 2157210.2889 | 461797.8052 | 0 | 0 | 0 | 0 | 0 | 0 | 0 | 0 | 0 | 0 | 0 | 0 | 0 | 0 | 0 | 0 | -251998.3149 | -115725.7193 | 0 | 0 | 0 | 0 | 0 | 0 | 0 | 0 | 0 | 0 | 0 | 0 | 0 | 0 | 0
2016-02-08 01:00 | 0 | 0 | 0 | 0 | 0 | 812504.0342 | 0 | 444780 | 0 | 0 | 0 | 0 | 2409208.6038 | 577523.5245 | 0 | 0 | 0 | 0 | 0 | 0 | 0 | 0 | 0 | 0 | 0 | 0 | 0 | 0 | 0 | 0 | 251998.3149 | 115725.7193 | 0 | 0 | 0 | 0 | 0 | 0 | 0 | 0 | 0 | 0 | 0 | 0 | 0 | 0 | 0
2016-02-08 02:00 | 0 | 0 | 0 | 0 | 0 | 76579.9658 | 0 | 444304 | 0 | 0 | 0 | 0 | 2157210.2889 | 461797.8052 | 0 | 0 | 0 | 0 | 0 | 0 | 0 | 0 | 0 | 0 | 0 | 0 | 0 | 0 | 0 | 0 | -251998.3149 | -115725.7193 | 0 | 0 | 0 | 0 | 0 | 0 | 0 | 0 | 0 | 0 | 0 | 0 | 0 | 0 | 0
2016-02-08 03:00 | 0 | 0 | 0 | 0 | 0 | 302086.4044 | 0 | 438359 | 0 | 0 | 0 | 0 | 1905211.9739 | 577523.5245 | 0 | 0 | 0 | 0 | 0 | 0 | 0 | 0 | 0 | 0 | 0 | 0 | 0 | 0 | 0 | 0 | -251998.3149 | 115725.7193 | 0 | 0 | 0 | 0 | 0 | 0 | 0 | 0 | 0 | 0 | 0 | 0 | 0 | 0 | 0
2016-02-08 04:00 | 0 | 0 | 0 | 0 | 0 | 566290.5956 | 0 | 430018 | 0 | 0 | 0 | 0 | 2157210.2889 | 461797.8052 | 0 | 0 | 0 | 0 | 0 | 0 | 0 | 0 | 0 | 0 | 0 | 0 | 0 | 0 | 0 | 0 | 251998.3149 | -115725.7193 | 0 | 0 | 0 | 0 | 0 | 0 | 0 | 0 | 0 | 0 | 0 | 0 | 0 | 0 | 0
2016-02-08 05:00 | 0 | 0 | 0 | 0 | 0 | 45761.9658 | 0 | 413486 | 0 | 0 | 0 | 0 | 1905211.9739 | 346072.0859 | 0 | 0 | 0 | 0 | 0 | 0 | 0 | 0 | 0 | 0 | 0 | 0 | 0 | 0 | 0 | 0 | -251998.3149 | -115725.7193 | 0 | 0 | 0 | 0 | 0 | 0 | 0 | 0 | 0 | 0 | 0 | 0 | 0 | 0 | 0
2016-02-08 06:00 | 0 | 0 | 0 | 0 | 0 | 265962.4044 | 0 | 402235 | 0 | 0 | 0 | 0 | 1653213.659 | 461797.8052 | 0 | 0 | 0 | 0 | 0 | 0 | 0 | 0 | 0 | 0 | 0 | 0 | 0 | 0 | 0 | 0 | -251998.3149 | 115725.7193 | 0 | 0 | 0 | 0 | 0 | 0 | 0 | 0 | 0 | 0 | 0 | 0 | 0 | 0 | 0
2016-02-08 07:00 | 0 | 0 | 0 | 0 | 0 | 29197.9658 | 0 | 396922 | 0 | 0 | 0 | 0 | 1401215.344 | 346072.0859 | 0 | 0 | 0 | 0 | 0 | 0 | 0 | 0 | 0 | 0 | 0 | 0 | 0 | 0 | 0 | 0 | -251998.3149 | -115725.7193 | 0 | 0 | 0 | 0 | 0 | 0 | 0 | 0 | 0 | 0 | 0 | 0 | 0 | 0 | 0
2016-02-08 08:00 | 0 | 0 | 0 | 0 | 0 | 532832.5956 | 0 | 396560 | 0 | 0 | 0 | 0 | 1653213.659 | 230346.3666 | 0 | 0 | 0 | 0 | 0 | 0 | 0 | 0 | 0 | 0 | 0 | 0 | 0 | 0 | 0 | 0 | 251998.3149 | -115725.7193 | 0 | 0 | 0 | 0 | 0 | 0 | 0 | 0 | 0 | 0 | 0 | 0 | 0 | 0 | 0
2016-02-08 09:00 | 0 | 0 | 0 | 0 | 0 | 266257.4044 | 0 | 402530 | 0 | 0 | 0 | 0 | 1401215.344 | 346072.0859 | 0 | 0 | 0 | 0 | 0 | 0 | 0 | 0 | 0 | 0 | 0 | 0 | 0 | 0 | 0 | 0 | -251998.3149 | 115725.7193 | 0 | 0 | 0 | 0 | 0 | 0 | 0 | 0 | 0 | 0 | 0 | 0 | 0 | 0 | 0
2016-02-08 10:00 | 0 | 0 | 0 | 0 | 0 | 284787.4044 | 0 | 421060 | 0 | 0 | 0 | 0 | 1149217.0291 | 461797.8052 | 0 | 0 | 0 | 0 | 0 | 0 | 0 | 0 | 0 | 0 | 0 | 0 | 0 | 0 | 0 | 0 | -251998.3149 | 115725.7193 | 0 | 0 | 0 | 0 | 0 | 0 | 0 | 0 | 0 | 0 | 0 | 0 | 0 | 0 | 0
2016-02-08 11:00 | 0 | 0 | 0 | 0 | 0 | 89826.9658 | 0 | 457551 | 0 | 0 | 0 | 0 | 897218.7141 | 346072.0859 | 0 | 0 | 0 | 0 | 0 | 0 | 0 | 0 | 0 | 0 | 0 | 0 | 0 | 0 | 0 | 0 | -251998.3149 | -115725.7193 | 0 | 0 | 0 | 0 | 0 | 0 | 0 | 0 | 0 | 0 | 0 | 0 | 0 | 0 | 0
2016-02-08 12:00 | 0 | 0 | 0 | 0 | 0 | 122635.9658 | 0 | 490360 | 0 | 0 | 0 | 0 | 645220.3992 | 230346.3666 | 0 | 0 | 0 | 0 | 0 | 0 | 0 | 0 | 0 | 0 | 0 | 0 | 0 | 0 | 0 | 0 | -251998.3149 | -115725.7193 | 0 | 0 | 0 | 0 | 0 | 0 | 0 | 0 | 0 | 0 | 0 | 0 | 0 | 0 | 0
2016-02-08 13:00 | 0 | 0 | 0 | 0 | 0 | 130919.6159 | 224.3498 | 498868 | 0 | 0 | 0 | 0 | 393222.0843 | 114620.6473 | 0 | 0 | 0 | 0 | 0 | 0 | 0 | 0 | 0 | 0 | 0 | 0 | 0 | 0 | 0 | 0 | -251998.3149 | -115725.7193 | 0 | 0 | 0 | 0 | 0 | 0 | 0 | 0 | 0 | 0 | 0 | 0 | 0 | 0 | 0
2016-02-08 14:00 | 0 | 0 | 0 | 0 | 0 | 674195.8209 | 161901.3078 | 495896 | 0 | 0 | 0 | 0 | 645220.3992 | 202823.4611 | 0 | 0 | 0 | 0 | 0 | 0 | 0 | 0 | 0 | 0 | 0 | 0 | 0 | 0 | 0 | 0 | 251998.3149 | 88202.8138 | 0 | 0 | 0 | 0 | 0 | 0 | 0 | 0 | 0 | 0 | 0 | 0 | 0 | 0 | 0
2016-02-08 15:00 | 0 | 0 | 0 | 0 | 0 | 0 | 662058.0924 | 491192 | 0 | 0 | 0 | 0 | 897218.7141 | 121691.2385 | 0 | 0 | 0 | 0 | 0 | 0 | 0 | 0 | 0 | 0 | 0 | 0 | 0 | 0 | 0 | 0 | 251998.3149 | -81132.2226 | 0 | 0 | 0 | 0 | 0 | 0 | 0 | 0 | 0 | 0 | 0 | 0 | 0 | 0 | 0
2016-02-08 16:00 | 0 | 0 | 0 | 0 | 0 | 0 | 759035.0552 | 483825 | 0 | 0 | 0 | 0 | 1149217.0291 | 144902.9788 | 0 | 0 | 0 | 0 | 0 | 0 | 0 | 0 | 0 | 0 | 0 | 0 | 0 | 0 | 0 | 0 | 251998.3149 | 23211.7402 | 0 | 0 | 0 | 0 | 0 | 0 | 0 | 0 | 0 | 0 | 0 | 0 | 0 | 0 | 0
2016-02-08 17:00 | 0 | 0 | 0 | 0 | 0 | 0 | 742061.791 | 475907 | 0 | 0 | 0 | 0 | 1299646.1008 | 260628.6981 | 0 | 0 | 0 | 0 | 0 | 0 | 0 | 0 | 0 | 0 | 0 | 0 | 0 | 0 | 0 | 0 | 150429.0717 | 115725.7193 | 0 | 0 | 0 | 0 | 0 | 0 | 0 | 0 | 0 | 0 | 0 | 0 | 0 | 0 | 0
2016-02-08 18:00 | 0 | 0 | 0 | 0 | 0 | 0 | 709729.5176 | 469962 | 0 | 0 | 0 | 0 | 1551644.4157 | 248397.9008 | 0 | 0 | 0 | 0 | 0 | 0 | 0 | 0 | 0 | 0 | 0 | 0 | 0 | 0 | 0 | 0 | 251998.3149 | -12230.7973 | 0 | 0 | 0 | 0 | 0 | 0 | 0 | 0 | 0 | 0 | 0 | 0 | 0 | 0 | 0
2016-02-08 19:00 | 0 | 0 | 0 | 0 | 0 | 0 | 697373.6471 | 464212 | 0 | 0 | 0 | 0 | 1669080.3436 | 364123.6201 | 0 | 0 | 0 | 0 | 0 | 0 | 0 | 0 | 0 | 0 | 0 | 0 | 0 | 0 | 0 | 0 | 117435.9278 | 115725.7193 | 0 | 0 | 0 | 0 | 0 | 0 | 0 | 0 | 0 | 0 | 0 | 0 | 0 | 0 | 0
2016-02-08 20:00 | 0 | 0 | 0 | 0 | 0 | 0 | 712898.5483 | 462931 | 0 | 0 | 0 | 0 | 1921078.6585 | 362092.8535 | 0 | 0 | 0 | 0 | 0 | 0 | 0 | 0 | 0 | 0 | 0 | 0 | 0 | 0 | 0 | 0 | 251998.3149 | -2030.7666 | 0 | 0 | 0 | 0 | 0 | 0 | 0 | 0 | 0 | 0 | 0 | 0 | 0 | 0 | 0
2016-02-08 21:00 | 0 | 0 | 0 | 0 | 0 | 0 | 743258.2807 | 465945 | 0 | 0 | 0 | 0 | 2082666.2199 | 477818.5728 | 0 | 0 | 0 | 0 | 0 | 0 | 0 | 0 | 0 | 0 | 0 | 0 | 0 | 0 | 0 | 0 | 161587.5614 | 115725.7193 | 0 | 0 | 0 | 0 | 0 | 0 | 0 | 0 | 0 | 0 | 0 | 0 | 0 | 0 | 0
2016-02-08 22:00 | 0 | 0 | 0 | 0 | 0 | 0 | 687199.8976 | 477812 | 0 | 0 | 0 | 0 | 2176328.3983 | 593544.2921 | 0 | 0 | 0 | 0 | 0 | 0 | 0 | 0 | 0 | 0 | 0 | 0 | 0 | 0 | 0 | 0 | 93662.1783 | 115725.7193 | 0 | 0 | 0 | 0 | 0 | 0 | 0 | 0 | 0 | 0 | 0 | 0 | 0 | 0 | 0
2016-02-08 23:00 | 0 | 0 | 0 | 0 | 0 | 0 | 397565.4557 | 496619 | 0 | 0 | 0 | 0 | 1961549.1346 | 709270.0114 | 0 | 0 | 0 | 0 | 0 | 0 | 0 | 0 | 0 | 0 | 0 | 0 | 0 | 0 | 0 | 0 | -214779.2636 | 115725.7193 | 0 | 0 | 0 | 0 | 0 | 0 | 0 | 0 | 0 | 0 | 0 | 0 | 0 | 0 | 0
2016-02-09 | 0 | 0 | 0 | 0 | 0 | 101232.2058 | 40669.76 | 509626 | 0 | 0 | 0 | 0 | 1709550.8197 | 593544.2921 | 0 | 0 | 0 | 0 | 0 | 0 | 0 | 0 | 0 | 0 | 0 | 0 | 0 | 0 | 0 | 0 | -251998.3149 | -115725.7193 | 0 | 0 | 0 | 0 | 0 | 0 | 0 | 0 | 0 | 0 | 0 | 0 | 0 | 0 | 0
2016-02-09 01:00 | 0 | 0 | 0 | 0 | 0 | 142514.9658 | 0 | 510239 | 0 | 0 | 0 | 0 | 1457552.5048 | 477818.5728 | 0 | 0 | 0 | 0 | 0 | 0 | 0 | 0 | 0 | 0 | 0 | 0 | 0 | 0 | 0 | 0 | -251998.3149 | -115725.7193 | 0 | 0 | 0 | 0 | 0 | 0 | 0 | 0 | 0 | 0 | 0 | 0 | 0 | 0 | 0
2016-02-09 02:00 | 0 | 0 | 0 | 0 | 0 | 713056.577 | 0 | 501502 | 0 | 0 | 0 | 0 | 1553381.3624 | 593544.2921 | 0 | 0 | 0 | 0 | 0 | 0 | 0 | 0 | 0 | 0 | 0 | 0 | 0 | 0 | 0 | 0 | 95828.8577 | 115725.7193 | 0 | 0 | 0 | 0 | 0 | 0 | 0 | 0 | 0 | 0 | 0 | 0 | 0 | 0 | 0
2016-02-09 03:00 | 0 | 0 | 0 | 0 | 0 | 683974.489 | 0 | 482734 | 0 | 0 | 0 | 0 | 1638896.1321 | 709270.0114 | 0 | 0 | 0 | 0 | 0 | 0 | 0 | 0 | 0 | 0 | 0 | 0 | 0 | 0 | 0 | 0 | 85514.7697 | 115725.7193 | 0 | 0 | 0 | 0 | 0 | 0 | 0 | 0 | 0 | 0 | 0 | 0 | 0 | 0 | 0
2016-02-09 04:00 | 0 | 0 | 0 | 0 | 0 | 92430.9658 | 0 | 460155 | 0 | 0 | 0 | 0 | 1386897.8172 | 593544.2921 | 0 | 0 | 0 | 0 | 0 | 0 | 0 | 0 | 0 | 0 | 0 | 0 | 0 | 0 | 0 | 0 | -251998.3149 | -115725.7193 | 0 | 0 | 0 | 0 | 0 | 0 | 0 | 0 | 0 | 0 | 0 | 0 | 0 | 0 | 0
2016-02-09 05:00 | 0 | 0 | 0 | 0 | 0 | 73497.9658 | 0 | 441222 | 0 | 0 | 0 | 0 | 1134899.5022 | 477818.5728 | 0 | 0 | 0 | 0 | 0 | 0 | 0 | 0 | 0 | 0 | 0 | 0 | 0 | 0 | 0 | 0 | -251998.3149 | -115725.7193 | 0 | 0 | 0 | 0 | 0 | 0 | 0 | 0 | 0 | 0 | 0 | 0 | 0 | 0 | 0
2016-02-09 06:00 | 0 | 0 | 0 | 0 | 0 | 615152.4352 | 0 | 430094 | 0 | 0 | 0 | 0 | 1386897.8172 | 410878.693 | 0 | 0 | 0 | 0 | 0 | 0 | 0 | 0 | 0 | 0 | 0 | 0 | 0 | 0 | 0 | 0 | 251998.3149 | -66939.8798 | 0 | 0 | 0 | 0 | 0 | 0 | 0 | 0 | 0 | 0 | 0 | 0 | 0 | 0 | 0
2016-02-09 07:00 | 0 | 0 | 0 | 0 | 0 | 286472.4044 | 0 | 422745 | 0 | 0 | 0 | 0 | 1134899.5022 | 526604.4123 | 0 | 0 | 0 | 0 | 0 | 0 | 0 | 0 | 0 | 0 | 0 | 0 | 0 | 0 | 0 | 0 | -251998.3149 | 115725.7193 | 0 | 0 | 0 | 0 | 0 | 0 | 0 | 0 | 0 | 0 | 0 | 0 | 0 | 0 | 0
2016-02-09 08:00 | 0 | 0 | 0 | 0 | 0 | 53197.9658 | 0 | 420922 | 0 | 0 | 0 | 0 | 882901.1873 | 410878.693 | 0 | 0 | 0 | 0 | 0 | 0 | 0 | 0 | 0 | 0 | 0 | 0 | 0 | 0 | 0 | 0 | -251998.3149 | -115725.7193 | 0 | 0 | 0 | 0 | 0 | 0 | 0 | 0 | 0 | 0 | 0 | 0 | 0 | 0 | 0
2016-02-09 09:00 | 0 | 0 | 0 | 0 | 0 | 613670.7798 | 0 | 425374 | 0 | 0 | 0 | 0 | 1134899.5022 | 347177.1579 | 0 | 0 | 0 | 0 | 0 | 0 | 0 | 0 | 0 | 0 | 0 | 0 | 0 | 0 | 0 | 0 | 251998.3149 | -63701.5351 | 0 | 0 | 0 | 0 | 0 | 0 | 0 | 0 | 0 | 0 | 0 | 0 | 0 | 0 | 0
2016-02-09 10:00 | 0 | 0 | 0 | 0 | 0 | 305354.4044 | 0 | 441627 | 0 | 0 | 0 | 0 | 882901.1873 | 462902.8772 | 0 | 0 | 0 | 0 | 0 | 0 | 0 | 0 | 0 | 0 | 0 | 0 | 0 | 0 | 0 | 0 | -251998.3149 | 115725.7193 | 0 | 0 | 0 | 0 | 0 | 0 | 0 | 0 | 0 | 0 | 0 | 0 | 0 | 0 | 0
2016-02-09 11:00 | 0 | 0 | 0 | 0 | 0 | 107240.9658 | 0 | 474965 | 0 | 0 | 0 | 0 | 630902.8723 | 347177.1579 | 0 | 0 | 0 | 0 | 0 | 0 | 0 | 0 | 0 | 0 | 0 | 0 | 0 | 0 | 0 | 0 | -251998.3149 | -115725.7193 | 0 | 0 | 0 | 0 | 0 | 0 | 0 | 0 | 0 | 0 | 0 | 0 | 0 | 0 | 0
2016-02-09 12:00 | 0 | 0 | 0 | 0 | 0 | 138664.9658 | 0 | 506389 | 0 | 0 | 0 | 0 | 378904.5574 | 231451.4386 | 0 | 0 | 0 | 0 | 0 | 0 | 0 | 0 | 0 | 0 | 0 | 0 | 0 | 0 | 0 | 0 | -251998.3149 | -115725.7193 | 0 | 0 | 0 | 0 | 0 | 0 | 0 | 0 | 0 | 0 | 0 | 0 | 0 | 0 | 0
2016-02-09 13:00 | 0 | 0 | 0 | 0 | 0 | 583057.8719 | 266.8788 | 516917 | 0 | 0 | 0 | 0 | 561038.0274 | 115725.7193 | 0 | 0 | 0 | 0 | 0 | 0 | 0 | 0 | 0 | 0 | 0 | 0 | 0 | 0 | 0 | 0 | 182133.47 | -115725.7193 | 0 | 0 | 0 | 0 | 0 | 0 | 0 | 0 | 0 | 0 | 0 | 0 | 0 | 0 | 0
2016-02-09 14:00 | 0 | 0 | 0 | 0 | 0 | 182544.1504 | 188435.0292 | 517639 | 0 | 0 | 0 | 0 | 530103.9262 | 0 | 0 | 0 | 0 | 0 | 0 | 0 | 0 | 0 | 0 | 0 | 0 | 0 | 0 | 0 | 0 | 0 | -30934.1011 | -115725.7193 | 0 | 0 | 0 | 0 | 0 | 0 | 0 | 0 | 0 | 0 | 0 | 0 | 0 | 0 | 0
2016-02-09 15:00 | 0 | 0 | 0 | 0 | 0 | 0 | 710134.6655 | 515197 | 0 | 0 | 0 | 0 | 609315.8725 | 115725.7193 | 0 | 0 | 0 | 0 | 0 | 0 | 0 | 0 | 0 | 0 | 0 | 0 | 0 | 0 | 0 | 0 | 79211.9462 | 115725.7193 | 0 | 0 | 0 | 0 | 0 | 0 | 0 | 0 | 0 | 0 | 0 | 0 | 0 | 0 | 0
2016-02-09 16:00 | 0 | 0 | 0 | 0 | 0 | 0 | 773901.8811 | 507624 | 0 | 0 | 0 | 0 | 759868.0342 | 231451.4386 | 0 | 0 | 0 | 0 | 0 | 0 | 0 | 0 | 0 | 0 | 0 | 0 | 0 | 0 | 0 | 0 | 150552.1618 | 115725.7193 | 0 | 0 | 0 | 0 | 0 | 0 | 0 | 0 | 0 | 0 | 0 | 0 | 0 | 0 | 0
2016-02-09 17:00 | 0 | 0 | 0 | 0 | 0 | 0 | 745099.2684 | 499345 | 0 | 0 | 0 | 0 | 889896.5834 | 347177.1579 | 0 | 0 | 0 | 0 | 0 | 0 | 0 | 0 | 0 | 0 | 0 | 0 | 0 | 0 | 0 | 0 | 130028.5491 | 115725.7193 | 0 | 0 | 0 | 0 | 0 | 0 | 0 | 0 | 0 | 0 | 0 | 0 | 0 | 0 | 0
2016-02-09 18:00 | 0 | 0 | 0 | 0 | 0 | 0 | 714141.5574 | 492763 | 0 | 0 | 0 | 0 | 995549.4215 | 462902.8772 | 0 | 0 | 0 | 0 | 0 | 0 | 0 | 0 | 0 | 0 | 0 | 0 | 0 | 0 | 0 | 0 | 105652.8381 | 115725.7193 | 0 | 0 | 0 | 0 | 0 | 0 | 0 | 0 | 0 | 0 | 0 | 0 | 0 | 0 | 0
2016-02-09 19:00 | 0 | 0 | 0 | 0 | 0 | 0 | 699045.7312 | 487287 | 0 | 0 | 0 | 0 | 1247547.7364 | 422663.2935 | 0 | 0 | 0 | 0 | 0 | 0 | 0 | 0 | 0 | 0 | 0 | 0 | 0 | 0 | 0 | 0 | 251998.3149 | -40239.5837 | 0 | 0 | 0 | 0 | 0 | 0 | 0 | 0 | 0 | 0 | 0 | 0 | 0 | 0 | 0
2016-02-09 20:00 | 0 | 0 | 0 | 0 | 0 | 0 | 712755.6362 | 484330 | 0 | 0 | 0 | 0 | 1499546.0514 | 399090.6147 | 0 | 0 | 0 | 0 | 0 | 0 | 0 | 0 | 0 | 0 | 0 | 0 | 0 | 0 | 0 | 0 | 251998.3149 | -23572.6788 | 0 | 0 | 0 | 0 | 0 | 0 | 0 | 0 | 0 | 0 | 0 | 0 | 0 | 0 | 0
2016-02-09 21:00 | 0 | 0 | 0 | 0 | 0 | 0 | 735695.8415 | 487233 | 0 | 0 | 0 | 0 | 1731821.3218 | 415278.1857 | 0 | 0 | 0 | 0 | 0 | 0 | 0 | 0 | 0 | 0 | 0 | 0 | 0 | 0 | 0 | 0 | 232275.2704 | 16187.5711 | 0 | 0 | 0 | 0 | 0 | 0 | 0 | 0 | 0 | 0 | 0 | 0 | 0 | 0 | 0
2016-02-09 22:00 | 0 | 0 | 0 | 0 | 0 | 0 | 678041.6585 | 498901 | 0 | 0 | 0 | 0 | 1795236.261 | 531003.905 | 0 | 0 | 0 | 0 | 0 | 0 | 0 | 0 | 0 | 0 | 0 | 0 | 0 | 0 | 0 | 0 | 63414.9392 | 115725.7193 | 0 | 0 | 0 | 0 | 0 | 0 | 0 | 0 | 0 | 0 | 0 | 0 | 0 | 0 | 0
2016-02-09 23:00 | 0 | 0 | 0 | 0 | 0 | 0 | 389571.7189 | 517753 | 0 | 0 | 0 | 0 | 1551329.2605 | 646729.6243 | 0 | 0 | 0 | 0 | 0 | 0 | 0 | 0 | 0 | 0 | 0 | 0 | 0 | 0 | 0 | 0 | -243907.0004 | 115725.7193 | 0 | 0 | 0 | 0 | 0 | 0 | 0 | 0 | 0 | 0 | 0 | 0 | 0 | 0 | 0
2016-02-10 | 0 | 0 | 0 | 0 | 0 | 114819.4464 | 46650.5194 | 529194 | 0 | 0 | 0 | 0 | 1299330.9456 | 531003.905 | 0 | 0 | 0 | 0 | 0 | 0 | 0 | 0 | 0 | 0 | 0 | 0 | 0 | 0 | 0 | 0 | -251998.3149 | -115725.7193 | 0 | 0 | 0 | 0 | 0 | 0 | 0 | 0 | 0 | 0 | 0 | 0 | 0 | 0 | 0
2016-02-10 01:00 | 0 | 0 | 0 | 0 | 0 | 362572.1733 | 0 | 530973 | 0 | 0 | 0 | 0 | 1047332.6306 | 614601.3933 | 0 | 0 | 0 | 0 | 0 | 0 | 0 | 0 | 0 | 0 | 0 | 0 | 0 | 0 | 0 | 0 | -251998.3149 | 83597.4883 | 0 | 0 | 0 | 0 | 0 | 0 | 0 | 0 | 0 | 0 | 0 | 0 | 0 | 0 | 0
2016-02-10 02:00 | 0 | 0 | 0 | 0 | 0 | 325489.2762 | 0 | 522241 | 0 | 0 | 0 | 0 | 966306.6261 | 498875.674 | 0 | 0 | 0 | 0 | 0 | 0 | 0 | 0 | 0 | 0 | 0 | 0 | 0 | 0 | 0 | 0 | -81026.0045 | -115725.7193 | 0 | 0 | 0 | 0 | 0 | 0 | 0 | 0 | 0 | 0 | 0 | 0 | 0 | 0 | 0
2016-02-10 03:00 | 0 | 0 | 0 | 0 | 0 | 136016.9658 | 0 | 503741 | 0 | 0 | 0 | 0 | 714308.3112 | 383149.9547 | 0 | 0 | 0 | 0 | 0 | 0 | 0 | 0 | 0 | 0 | 0 | 0 | 0 | 0 | 0 | 0 | -251998.3149 | -115725.7193 | 0 | 0 | 0 | 0 | 0 | 0 | 0 | 0 | 0 | 0 | 0 | 0 | 0 | 0 | 0
2016-02-10 04:00 | 0 | 0 | 0 | 0 | 0 | 309901.6075 | 0 | 482147 | 0 | 0 | 0 | 0 | 462309.9962 | 462902.8772 | 0 | 0 | 0 | 0 | 0 | 0 | 0 | 0 | 0 | 0 | 0 | 0 | 0 | 0 | 0 | 0 | -251998.3149 | 79752.9225 | 0 | 0 | 0 | 0 | 0 | 0 | 0 | 0 | 0 | 0 | 0 | 0 | 0 | 0 | 0
2016-02-10 05:00 | 0 | 0 | 0 | 0 | 0 | 97053.9658 | 0 | 464778 | 0 | 0 | 0 | 0 | 210311.6813 | 347177.1579 | 0 | 0 | 0 | 0 | 0 | 0 | 0 | 0 | 0 | 0 | 0 | 0 | 0 | 0 | 0 | 0 | -251998.3149 | -115725.7193 | 0 | 0 | 0 | 0 | 0 | 0 | 0 | 0 | 0 | 0 | 0 | 0 | 0 | 0 | 0
2016-02-10 06:00 | 0 | 0 | 0 | 0 | 0 | 378540.9143 | 0 | 452580 | 0 | 0 | 0 | 0 | 251998.3149 | 231451.4386 | 0 | 0 | 0 | 0 | 0 | 0 | 0 | 0 | 0 | 0 | 0 | 0 | 0 | 0 | 0 | 0 | 41686.6336 | -115725.7193 | 0 | 0 | 0 | 0 | 0 | 0 | 0 | 0 | 0 | 0 | 0 | 0 | 0 | 0 | 0
2016-02-10 07:00 | 0 | 0 | 0 | 0 | 0 | 77870.9658 | 0 | 445595 | 0 | 0 | 0 | 0 | 0 | 115725.7193 | 0 | 0 | 0 | 0 | 0 | 0 | 0 | 0 | 0 | 0 | 0 | 0 | 0 | 0 | 0 | 0 | -251998.3149 | -115725.7193 | 0 | 0 | 0 | 0 | 0 | 0 | 0 | 0 | 0 | 0 | 0 | 0 | 0 | 0 | 0
2016-02-10 08:00 | 0 | 0 | 0 | 0 | 0 | 467244.1813 | 0 | 444200 | 0 | 0 | 0 | 0 | 138769.9006 | 0 | 0 | 0 | 0 | 0 | 0 | 0 | 0 | 0 | 0 | 0 | 0 | 0 | 0 | 0 | 0 | 0 | 138769.9006 | -115725.7193 | 0 | 0 | 0 | 0 | 0 | 0 | 0 | 0 | 0 | 0 | 0 | 0 | 0 | 0 | 0
2016-02-10 09:00 | 0 | 0 | 0 | 0 | 0 | 488574.0302 | 0 | 449544 | 0 | 0 | 0 | 0 | 177799.9308 | 0 | 0 | 0 | 0 | 0 | 0 | 0 | 0 | 0 | 0 | 0 | 0 | 0 | 0 | 0 | 0 | 0 | 39030.0302 | 0 | 0 | 0 | 0 | 0 | 0 | 0 | 0 | 0 | 0 | 0 | 0 | 0 | 0 | 0 | 0
2016-02-10 10:00 | 0 | 0 | 0 | 0 | 0 | 504302.7658 | 0 | 466577 | 0 | 0 | 0 | 0 | 99799.9773 | 115725.7193 | 0 | 0 | 0 | 0 | 0 | 0 | 0 | 0 | 0 | 0 | 0 | 0 | 0 | 0 | 0 | 0 | -77999.9535 | 115725.7193 | 0 | 0 | 0 | 0 | 0 | 0 | 0 | 0 | 0 | 0 | 0 | 0 | 0 | 0 | 0
2016-02-10 11:00 | 0 | 0 | 0 | 0 | 0 | 400884.0227 | 0 | 500684 | 0 | 0 | 0 | 0 | 0 | 115725.7193 | 0 | 0 | 0 | 0 | 0 | 0 | 0 | 0 | 0 | 0 | 0 | 0 | 0 | 0 | 0 | 0 | -99799.9773 | 0 | 0 | 0 | 0 | 0 | 0 | 0 | 0 | 0 | 0 | 0 | 0 | 0 | 0 | 0 | 0
2016-02-10 12:00 | 0 | 0 | 0 | 0 | 0 | 538812.769 | 0 | 531402 | 0 | 0 | 0 | 0 | 123136.4883 | 0 | 0 | 0 | 0 | 0 | 0 | 0 | 0 | 0 | 0 | 0 | 0 | 0 | 0 | 0 | 0 | 0 | 123136.4883 | -115725.7193 | 0 | 0 | 0 | 0 | 0 | 0 | 0 | 0 | 0 | 0 | 0 | 0 | 0 | 0 | 0
2016-02-10 13:00 | 0 | 0 | 0 | 0 | 0 | 547054.2886 | 306.0012 | 537770 | 0 | 0 | 0 | 0 | 17001.0588 | 115725.7193 | 0 | 0 | 0 | 0 | 0 | 0 | 0 | 0 | 0 | 0 | 0 | 0 | 0 | 0 | 0 | 0 | -106135.4295 | 115725.7193 | 0 | 0 | 0 | 0 | 0 | 0 | 0 | 0 | 0 | 0 | 0 | 0 | 0 | 0 | 0
2016-02-10 14:00 | 0 | 0 | 0 | 0 | 0 | 467590.3598 | 201996.6977 | 531182 | 0 | 0 | 0 | 0 | 39680.3969 | 231451.4386 | 0 | 0 | 0 | 0 | 0 | 0 | 0 | 0 | 0 | 0 | 0 | 0 | 0 | 0 | 0 | 0 | 22679.3382 | 115725.7193 | 0 | 0 | 0 | 0 | 0 | 0 | 0 | 0 | 0 | 0 | 0 | 0 | 0 | 0 | 0
2016-02-10 15:00 | 0 | 0 | 0 | 0 | 0 | 202388.2019 | 689227.8324 | 523892 | 0 | 0 | 0 | 0 | 291678.7119 | 347177.1579 | 0 | 0 | 0 | 0 | 0 | 0 | 0 | 0 | 0 | 0 | 0 | 0 | 0 | 0 | 0 | 0 | 251998.3149 | 115725.7193 | 0 | 0 | 0 | 0 | 0 | 0 | 0 | 0 | 0 | 0 | 0 | 0 | 0 | 0 | 0
2016-02-10 16:00 | 0 | 0 | 0 | 0 | 0 | 0 | 750477.296 | 511822 | 0 | 0 | 0 | 0 | 414608.2886 | 462902.8772 | 0 | 0 | 0 | 0 | 0 | 0 | 0 | 0 | 0 | 0 | 0 | 0 | 0 | 0 | 0 | 0 | 122929.5767 | 115725.7193 | 0 | 0 | 0 | 0 | 0 | 0 | 0 | 0 | 0 | 0 | 0 | 0 | 0 | 0 | 0
2016-02-10 17:00 | 0 | 0 | 0 | 0 | 0 | 0 | 737967.7925 | 499374 | 0 | 0 | 0 | 0 | 537476.3618 | 578628.5965 | 0 | 0 | 0 | 0 | 0 | 0 | 0 | 0 | 0 | 0 | 0 | 0 | 0 | 0 | 0 | 0 | 122868.0732 | 115725.7193 | 0 | 0 | 0 | 0 | 0 | 0 | 0 | 0 | 0 | 0 | 0 | 0 | 0 | 0 | 0
2016-02-10 18:00 | 0 | 0 | 0 | 0 | 0 | 156654.3116 | 703202.7226 | 492133 | 0 | 0 | 0 | 0 | 789474.6768 | 694354.3158 | 0 | 0 | 0 | 0 | 0 | 0 | 0 | 0 | 0 | 0 | 0 | 0 | 0 | 0 | 0 | 0 | 251998.3149 | 115725.7193 | 0 | 0 | 0 | 0 | 0 | 0 | 0 | 0 | 0 | 0 | 0 | 0 | 0 | 0 | 0
2016-02-10 19:00 | 0 | 0 | 0 | 0 | 0 | 0 | 687159.3198 | 486135 | 0 | 0 | 0 | 0 | 1041472.9917 | 643380.3206 | 0 | 0 | 0 | 0 | 0 | 0 | 0 | 0 | 0 | 0 | 0 | 0 | 0 | 0 | 0 | 0 | 251998.3149 | -50973.9952 | 0 | 0 | 0 | 0 | 0 | 0 | 0 | 0 | 0 | 0 | 0 | 0 | 0 | 0 | 0
2016-02-10 20:00 | 0 | 0 | 0 | 0 | 0 | 152260.1077 | 699363.9265 | 483900 | 0 | 0 | 0 | 0 | 1293471.3067 | 759106.0399 | 0 | 0 | 0 | 0 | 0 | 0 | 0 | 0 | 0 | 0 | 0 | 0 | 0 | 0 | 0 | 0 | 251998.3149 | 115725.7193 | 0 | 0 | 0 | 0 | 0 | 0 | 0 | 0 | 0 | 0 | 0 | 0 | 0 | 0 | 0
2016-02-10 21:00 | 0 | 0 | 0 | 0 | 0 | 0 | 721028.1242 | 485523 | 0 | 0 | 0 | 0 | 1413250.7116 | 874831.7592 | 0 | 0 | 0 | 0 | 0 | 0 | 0 | 0 | 0 | 0 | 0 | 0 | 0 | 0 | 0 | 0 | 119779.4049 | 115725.7193 | 0 | 0 | 0 | 0 | 0 | 0 | 0 | 0 | 0 | 0 | 0 | 0 | 0 | 0 | 0
2016-02-10 22:00 | 0 | 0 | 0 | 0 | 0 | 0 | 675957.2905 | 497609 | 0 | 0 | 0 | 0 | 1665249.0265 | 801181.7348 | 0 | 0 | 0 | 0 | 0 | 0 | 0 | 0 | 0 | 0 | 0 | 0 | 0 | 0 | 0 | 0 | 251998.3149 | -73650.0244 | 0 | 0 | 0 | 0 | 0 | 0 | 0 | 0 | 0 | 0 | 0 | 0 | 0 | 0 | 0
2016-02-10 23:00 | 0 | 0 | 0 | 0 | 0 | 0 | 391714.7311 | 518119 | 0 | 0 | 0 | 0 | 1645672.1766 | 694354.3158 | 0 | 0 | 0 | 0 | 0 | 0 | 0 | 0 | 0 | 0 | 0 | 0 | 0 | 0 | 0 | 0 | -19576.8499 | -106827.419 | 0 | 0 | 0 | 0 | 0 | 0 | 0 | 0 | 0 | 0 | 0 | 0 | 0 | 0 | 0
2016-02-11 | 0 | 0 | 0 | 0 | 0 | 529918.4209 | 52298.6815 | 530898 | 0 | 0 | 0 | 0 | 1812716.9984 | 578628.5965 | 0 | 0 | 0 | 0 | 0 | 0 | 0 | 0 | 0 | 0 | 0 | 0 | 0 | 0 | 0 | 0 | 167044.8217 | -115725.7193 | 0 | 0 | 0 | 0 | 0 | 0 | 0 | 0 | 0 | 0 | 0 | 0 | 0 | 0 | 0
2016-02-11 01:00 | 0 | 0 | 0 | 0 | 0 | 537082.7557 | 0 | 533120 | 0 | 0 | 0 | 0 | 1932405.4734 | 462902.8772 | 0 | 0 | 0 | 0 | 0 | 0 | 0 | 0 | 0 | 0 | 0 | 0 | 0 | 0 | 0 | 0 | 119688.475 | -115725.7193 | 0 | 0 | 0 | 0 | 0 | 0 | 0 | 0 | 0 | 0 | 0 | 0 | 0 | 0 | 0
2016-02-11 02:00 | 0 | 0 | 0 | 0 | 0 | 530252.8364 | 0 | 525973 | 0 | 0 | 0 | 0 | 2052411.0291 | 347177.1579 | 0 | 0 | 0 | 0 | 0 | 0 | 0 | 0 | 0 | 0 | 0 | 0 | 0 | 0 | 0 | 0 | 120005.5557 | -115725.7193 | 0 | 0 | 0 | 0 | 0 | 0 | 0 | 0 | 0 | 0 | 0 | 0 | 0 | 0 | 0
2016-02-11 03:00 | 0 | 0 | 0 | 0 | 0 | 141150.9658 | 0 | 508875 | 0 | 0 | 0 | 0 | 1800412.7142 | 231451.4386 | 0 | 0 | 0 | 0 | 0 | 0 | 0 | 0 | 0 | 0 | 0 | 0 | 0 | 0 | 0 | 0 | -251998.3149 | -115725.7193 | 0 | 0 | 0 | 0 | 0 | 0 | 0 | 0 | 0 | 0 | 0 | 0 | 0 | 0 | 0
2016-02-11 04:00 | 0 | 0 | 0 | 0 | 0 | 487721.5901 | 0 | 486593 | 0 | 0 | 0 | 0 | 1685815.585 | 347177.1579 | 0 | 0 | 0 | 0 | 0 | 0 | 0 | 0 | 0 | 0 | 0 | 0 | 0 | 0 | 0 | 0 | -114597.1292 | 115725.7193 | 0 | 0 | 0 | 0 | 0 | 0 | 0 | 0 | 0 | 0 | 0 | 0 | 0 | 0 | 0
2016-02-11 05:00 | 0 | 0 | 0 | 0 | 0 | 460633.3053 | 0 | 468600 | 0 | 0 | 0 | 0 | 1793574.6096 | 231451.4386 | 0 | 0 | 0 | 0 | 0 | 0 | 0 | 0 | 0 | 0 | 0 | 0 | 0 | 0 | 0 | 0 | 107759.0246 | -115725.7193 | 0 | 0 | 0 | 0 | 0 | 0 | 0 | 0 | 0 | 0 | 0 | 0 | 0 | 0 | 0
2016-02-11 06:00 | 0 | 0 | 0 | 0 | 0 | 440946.2002 | 0 | 457292 | 0 | 0 | 0 | 0 | 1661503.0905 | 347177.1579 | 0 | 0 | 0 | 0 | 0 | 0 | 0 | 0 | 0 | 0 | 0 | 0 | 0 | 0 | 0 | 0 | -132071.5191 | 115725.7193 | 0 | 0 | 0 | 0 | 0 | 0 | 0 | 0 | 0 | 0 | 0 | 0 | 0 | 0 | 0
2016-02-11 07:00 | 0 | 0 | 0 | 0 | 0 | 82207.9658 | 0 | 449932 | 0 | 0 | 0 | 0 | 1409504.7755 | 231451.4386 | 0 | 0 | 0 | 0 | 0 | 0 | 0 | 0 | 0 | 0 | 0 | 0 | 0 | 0 | 0 | 0 | -251998.3149 | -115725.7193 | 0 | 0 | 0 | 0 | 0 | 0 | 0 | 0 | 0 | 0 | 0 | 0 | 0 | 0 | 0
2016-02-11 08:00 | 0 | 0 | 0 | 0 | 0 | 398828.9459 | 0 | 447546 | 0 | 0 | 0 | 0 | 1476513.4408 | 115725.7193 | 0 | 0 | 0 | 0 | 0 | 0 | 0 | 0 | 0 | 0 | 0 | 0 | 0 | 0 | 0 | 0 | 67008.6652 | -115725.7193 | 0 | 0 | 0 | 0 | 0 | 0 | 0 | 0 | 0 | 0 | 0 | 0 | 0 | 0 | 0
2016-02-11 09:00 | 0 | 0 | 0 | 0 | 0 | 83642.9658 | 0 | 451367 | 0 | 0 | 0 | 0 | 1224515.1258 | 0 | 0 | 0 | 0 | 0 | 0 | 0 | 0 | 0 | 0 | 0 | 0 | 0 | 0 | 0 | 0 | 0 | -251998.3149 | -115725.7193 | 0 | 0 | 0 | 0 | 0 | 0 | 0 | 0 | 0 | 0 | 0 | 0 | 0 | 0 | 0
2016-02-11 10:00 | 0 | 0 | 0 | 0 | 0 | 372174.2874 | 0 | 468521 | 0 | 0 | 0 | 0 | 1012442.6939 | 115725.7193 | 0 | 0 | 0 | 0 | 0 | 0 | 0 | 0 | 0 | 0 | 0 | 0 | 0 | 0 | 0 | 0 | -212072.4319 | 115725.7193 | 0 | 0 | 0 | 0 | 0 | 0 | 0 | 0 | 0 | 0 | 0 | 0 | 0 | 0 | 0
2016-02-11 11:00 | 0 | 0 | 0 | 0 | 0 | 363558.715 | 0 | 502753 | 0 | 0 | 0 | 0 | 988974.1282 | 0 | 0 | 0 | 0 | 0 | 0 | 0 | 0 | 0 | 0 | 0 | 0 | 0 | 0 | 0 | 0 | 0 | -23468.5657 | -115725.7193 | 0 | 0 | 0 | 0 | 0 | 0 | 0 | 0 | 0 | 0 | 0 | 0 | 0 | 0 | 0
2016-02-11 12:00 | 0 | 0 | 0 | 0 | 0 | 354405.3309 | 0 | 530737 | 0 | 0 | 0 | 0 | 812642.4591 | 0 | 0 | 0 | 0 | 0 | 0 | 0 | 0 | 0 | 0 | 0 | 0 | 0 | 0 | 0 | 0 | 0 | -176331.6691 | 0 | 0 | 0 | 0 | 0 | 0 | 0 | 0 | 0 | 0 | 0 | 0 | 0 | 0 | 0 | 0
2016-02-11 13:00 | 0 | 0 | 0 | 0 | 0 | 336639.6223 | 365.4073 | 533208 | 0 | 0 | 0 | 0 | 616439.4887 | 0 | 0 | 0 | 0 | 0 | 0 | 0 | 0 | 0 | 0 | 0 | 0 | 0 | 0 | 0 | 0 | 0 | -196202.9705 | 0 | 0 | 0 | 0 | 0 | 0 | 0 | 0 | 0 | 0 | 0 | 0 | 0 | 0 | 0 | 0
2016-02-11 14:00 | 0 | 0 | 0 | 0 | 0 | 258654.1368 | 212469.5544 | 523308 | 0 | 0 | 0 | 0 | 564255.1799 | 0 | 0 | 0 | 0 | 0 | 0 | 0 | 0 | 0 | 0 | 0 | 0 | 0 | 0 | 0 | 0 | 0 | -52184.3088 | 0 | 0 | 0 | 0 | 0 | 0 | 0 | 0 | 0 | 0 | 0 | 0 | 0 | 0 | 0 | 0
2016-02-11 15:00 | 0 | 0 | 0 | 0 | 0 | 0 | 661359.0557 | 512717 | 0 | 0 | 0 | 0 | 607508.9772 | 105388.2584 | 0 | 0 | 0 | 0 | 0 | 0 | 0 | 0 | 0 | 0 | 0 | 0 | 0 | 0 | 0 | 0 | 43253.7973 | 105388.2584 | 0 | 0 | 0 | 0 | 0 | 0 | 0 | 0 | 0 | 0 | 0 | 0 | 0 | 0 | 0
2016-02-11 16:00 | 0 | 0 | 0 | 0 | 0 | 0 | 728094.8971 | 499570 | 0 | 0 | 0 | 0 | 859507.2921 | 81914.8405 | 0 | 0 | 0 | 0 | 0 | 0 | 0 | 0 | 0 | 0 | 0 | 0 | 0 | 0 | 0 | 0 | 251998.3149 | -23473.4179 | 0 | 0 | 0 | 0 | 0 | 0 | 0 | 0 | 0 | 0 | 0 | 0 | 0 | 0 | 0
2016-02-11 17:00 | 0 | 0 | 0 | 0 | 0 | 127416.5968 | 728214.4375 | 487907 | 0 | 0 | 0 | 0 | 1111505.607 | 197640.5598 | 0 | 0 | 0 | 0 | 0 | 0 | 0 | 0 | 0 | 0 | 0 | 0 | 0 | 0 | 0 | 0 | 251998.3149 | 115725.7193 | 0 | 0 | 0 | 0 | 0 | 0 | 0 | 0 | 0 | 0 | 0 | 0 | 0 | 0 | 0
2016-02-11 18:00 | 0 | 0 | 0 | 0 | 0 | 0 | 700742.74 | 479400 | 0 | 0 | 0 | 0 | 1363503.922 | 166984.9849 | 0 | 0 | 0 | 0 | 0 | 0 | 0 | 0 | 0 | 0 | 0 | 0 | 0 | 0 | 0 | 0 | 251998.3149 | -30655.5749 | 0 | 0 | 0 | 0 | 0 | 0 | 0 | 0 | 0 | 0 | 0 | 0 | 0 | 0 | 0
2016-02-11 19:00 | 0 | 0 | 0 | 0 | 0 | 0 | 684868.0051 | 473142 | 0 | 0 | 0 | 0 | 1615502.2369 | 126712.675 | 0 | 0 | 0 | 0 | 0 | 0 | 0 | 0 | 0 | 0 | 0 | 0 | 0 | 0 | 0 | 0 | 251998.3149 | -40272.3099 | 0 | 0 | 0 | 0 | 0 | 0 | 0 | 0 | 0 | 0 | 0 | 0 | 0 | 0 | 0
2016-02-11 20:00 | 0 | 0 | 0 | 0 | 0 | 0 | 694621.1411 | 469165 | 0 | 0 | 0 | 0 | 1725232.6587 | 242438.3943 | 0 | 0 | 0 | 0 | 0 | 0 | 0 | 0 | 0 | 0 | 0 | 0 | 0 | 0 | 0 | 0 | 109730.4218 | 115725.7193 | 0 | 0 | 0 | 0 | 0 | 0 | 0 | 0 | 0 | 0 | 0 | 0 | 0 | 0 | 0
2016-02-11 21:00 | 0 | 0 | 0 | 0 | 0 | 124910.3952 | 713953.639 | 471140 | 0 | 0 | 0 | 0 | 1977230.9737 | 358164.1136 | 0 | 0 | 0 | 0 | 0 | 0 | 0 | 0 | 0 | 0 | 0 | 0 | 0 | 0 | 0 | 0 | 251998.3149 | 115725.7193 | 0 | 0 | 0 | 0 | 0 | 0 | 0 | 0 | 0 | 0 | 0 | 0 | 0 | 0 | 0
2016-02-11 22:00 | 0 | 0 | 0 | 0 | 0 | 194116.4933 | 655405.541 | 481798 | 0 | 0 | 0 | 0 | 2229229.2886 | 473889.8329 | 0 | 0 | 0 | 0 | 0 | 0 | 0 | 0 | 0 | 0 | 0 | 0 | 0 | 0 | 0 | 0 | 251998.3149 | 115725.7193 | 0 | 0 | 0 | 0 | 0 | 0 | 0 | 0 | 0 | 0 | 0 | 0 | 0 | 0 | 0
2016-02-11 23:00 | 0 | 0 | 0 | 0 | 0 | 259673.3503 | 376096.0515 | 501780 | 0 | 0 | 0 | 0 | 2247492.9711 | 589615.5522 | 0 | 0 | 0 | 0 | 0 | 0 | 0 | 0 | 0 | 0 | 0 | 0 | 0 | 0 | 0 | 0 | 18263.6825 | 115725.7193 | 0 | 0 | 0 | 0 | 0 | 0 | 0 | 0 | 0 | 0 | 0 | 0 | 0 | 0 | 0
2016-02-12 | 0 | 0 | 0 | 0 | 0 | 282367.7631 | 38490.8161 | 515314 | 0 | 0 | 0 | 0 | 1995494.6562 | 647158.4464 | 0 | 0 | 0 | 0 | 0 | 0 | 0 | 0 | 0 | 0 | 0 | 0 | 0 | 0 | 0 | 0 | -251998.3149 | 57542.8942 | 0 | 0 | 0 | 0 | 0 | 0 | 0 | 0 | 0 | 0 | 0 | 0 | 0 | 0 | 0
2016-02-12 01:00 | 0 | 0 | 0 | 0 | 0 | 283538.6723 | 0 | 517658 | 0 | 0 | 0 | 0 | 1743496.3412 | 665037.4336 | 0 | 0 | 0 | 0 | 0 | 0 | 0 | 0 | 0 | 0 | 0 | 0 | 0 | 0 | 0 | 0 | -251998.3149 | 17878.9872 | 0 | 0 | 0 | 0 | 0 | 0 | 0 | 0 | 0 | 0 | 0 | 0 | 0 | 0 | 0
2016-02-12 02:00 | 0 | 0 | 0 | 0 | 0 | 273260.878 | 0 | 510551 | 0 | 0 | 0 | 0 | 1491498.0263 | 679745.6265 | 0 | 0 | 0 | 0 | 0 | 0 | 0 | 0 | 0 | 0 | 0 | 0 | 0 | 0 | 0 | 0 | -251998.3149 | 14708.1929 | 0 | 0 | 0 | 0 | 0 | 0 | 0 | 0 | 0 | 0 | 0 | 0 | 0 | 0 | 0
2016-02-12 03:00 | 0 | 0 | 0 | 0 | 0 | 255396.5476 | 0 | 492901 | 0 | 0 | 0 | 0 | 1369719.2932 | 564019.9072 | 0 | 0 | 0 | 0 | 0 | 0 | 0 | 0 | 0 | 0 | 0 | 0 | 0 | 0 | 0 | 0 | -121778.7331 | -115725.7193 | 0 | 0 | 0 | 0 | 0 | 0 | 0 | 0 | 0 | 0 | 0 | 0 | 0 | 0 | 0
2016-02-12 04:00 | 0 | 0 | 0 | 0 | 0 | 239281.9546 | 0 | 471644 | 0 | 0 | 0 | 0 | 1117720.9782 | 583656.1768 | 0 | 0 | 0 | 0 | 0 | 0 | 0 | 0 | 0 | 0 | 0 | 0 | 0 | 0 | 0 | 0 | -251998.3149 | 19636.2695 | 0 | 0 | 0 | 0 | 0 | 0 | 0 | 0 | 0 | 0 | 0 | 0 | 0 | 0 | 0
2016-02-12 05:00 | 0 | 0 | 0 | 0 | 0 | 84093.9658 | 0 | 451818 | 0 | 0 | 0 | 0 | 865722.6633 | 467930.4575 | 0 | 0 | 0 | 0 | 0 | 0 | 0 | 0 | 0 | 0 | 0 | 0 | 0 | 0 | 0 | 0 | -251998.3149 | -115725.7193 | 0 | 0 | 0 | 0 | 0 | 0 | 0 | 0 | 0 | 0 | 0 | 0 | 0 | 0 | 0
2016-02-12 06:00 | 0 | 0 | 0 | 0 | 0 | 243220.2038 | 0 | 438740 | 0 | 0 | 0 | 0 | 785928.5864 | 352204.7382 | 0 | 0 | 0 | 0 | 0 | 0 | 0 | 0 | 0 | 0 | 0 | 0 | 0 | 0 | 0 | 0 | -79794.0769 | -115725.7193 | 0 | 0 | 0 | 0 | 0 | 0 | 0 | 0 | 0 | 0 | 0 | 0 | 0 | 0 | 0
2016-02-12 07:00 | 0 | 0 | 0 | 0 | 0 | 260878.5208 | 0 | 430656 | 0 | 0 | 0 | 0 | 731876.8264 | 236479.0189 | 0 | 0 | 0 | 0 | 0 | 0 | 0 | 0 | 0 | 0 | 0 | 0 | 0 | 0 | 0 | 0 | -54051.7599 | -115725.7193 | 0 | 0 | 0 | 0 | 0 | 0 | 0 | 0 | 0 | 0 | 0 | 0 | 0 | 0 | 0
2016-02-12 08:00 | 0 | 0 | 0 | 0 | 0 | 286166.6656 | 0 | 426606 | 0 | 0 | 0 | 0 | 707163.2114 | 120753.2996 | 0 | 0 | 0 | 0 | 0 | 0 | 0 | 0 | 0 | 0 | 0 | 0 | 0 | 0 | 0 | 0 | -24713.6151 | -115725.7193 | 0 | 0 | 0 | 0 | 0 | 0 | 0 | 0 | 0 | 0 | 0 | 0 | 0 | 0 | 0
2016-02-12 09:00 | 0 | 0 | 0 | 0 | 0 | 172401.1048 | 0 | 429427 | 0 | 0 | 0 | 0 | 455164.8964 | 115725.7193 | 0 | 0 | 0 | 0 | 0 | 0 | 0 | 0 | 0 | 0 | 0 | 0 | 0 | 0 | 0 | 0 | -251998.3149 | -5027.5803 | 0 | 0 | 0 | 0 | 0 | 0 | 0 | 0 | 0 | 0 | 0 | 0 | 0 | 0 | 0
2016-02-12 10:00 | 0 | 0 | 0 | 0 | 0 | 344875.0386 | 0 | 444187 | 0 | 0 | 0 | 0 | 471578.6543 | 0 | 0 | 0 | 0 | 0 | 0 | 0 | 0 | 0 | 0 | 0 | 0 | 0 | 0 | 0 | 0 | 0 | 16413.7579 | -115725.7193 | 0 | 0 | 0 | 0 | 0 | 0 | 0 | 0 | 0 | 0 | 0 | 0 | 0 | 0 | 0
2016-02-12 11:00 | 0 | 0 | 0 | 0 | 0 | 369943.433 | 0 | 475473 | 0 | 0 | 0 | 0 | 250323.368 | 115725.7193 | 0 | 0 | 0 | 0 | 0 | 0 | 0 | 0 | 0 | 0 | 0 | 0 | 0 | 0 | 0 | 0 | -221255.2863 | 115725.7193 | 0 | 0 | 0 | 0 | 0 | 0 | 0 | 0 | 0 | 0 | 0 | 0 | 0 | 0 | 0
2016-02-12 12:00 | 0 | 0 | 0 | 0 | 0 | 382317.7186 | 0 | 502426 | 0 | 0 | 0 | 0 | 245940.806 | 0 | 0 | 0 | 0 | 0 | 0 | 0 | 0 | 0 | 0 | 0 | 0 | 0 | 0 | 0 | 0 | 0 | -4382.5621 | -115725.7193 | 0 | 0 | 0 | 0 | 0 | 0 | 0 | 0 | 0 | 0 | 0 | 0 | 0 | 0 | 0
2016-02-12 13:00 | 0 | 0 | 0 | 0 | 0 | 368036.8517 | 458.8263 | 508523 | 0 | 0 | 0 | 0 | 105913.4839 | 0 | 0 | 0 | 0 | 0 | 0 | 0 | 0 | 0 | 0 | 0 | 0 | 0 | 0 | 0 | 0 | 0 | -140027.322 | 0 | 0 | 0 | 0 | 0 | 0 | 0 | 0 | 0 | 0 | 0 | 0 | 0 | 0 | 0 | 0
2016-02-12 14:00 | 0 | 0 | 0 | 0 | 0 | 322454.1011 | 193861.1342 | 506503 | 0 | 0 | 0 | 0 | 0 | 115725.7193 | 0 | 0 | 0 | 0 | 0 | 0 | 0 | 0 | 0 | 0 | 0 | 0 | 0 | 0 | 0 | 0 | -105913.4839 | 115725.7193 | 0 | 0 | 0 | 0 | 0 | 0 | 0 | 0 | 0 | 0 | 0 | 0 | 0 | 0 | 0
2016-02-12 15:00 | 0 | 0 | 0 | 0 | 0 | 208981.3876 | 661308.6467 | 502566 | 0 | 0 | 0 | 0 | 251998.3149 | 231451.4386 | 0 | 0 | 0 | 0 | 0 | 0 | 0 | 0 | 0 | 0 | 0 | 0 | 0 | 0 | 0 | 0 | 251998.3149 | 115725.7193 | 0 | 0 | 0 | 0 | 0 | 0 | 0 | 0 | 0 | 0 | 0 | 0 | 0 | 0 | 0
2016-02-12 16:00 | 0 | 0 | 0 | 0 | 0 | 137768.4228 | 725491.6114 | 495536 | 0 | 0 | 0 | 0 | 503996.6299 | 347177.1579 | 0 | 0 | 0 | 0 | 0 | 0 | 0 | 0 | 0 | 0 | 0 | 0 | 0 | 0 | 0 | 0 | 251998.3149 | 115725.7193 | 0 | 0 | 0 | 0 | 0 | 0 | 0 | 0 | 0 | 0 | 0 | 0 | 0 | 0 | 0
2016-02-12 17:00 | 0 | 0 | 0 | 0 | 0 | 0 | 713283.8757 | 486750 | 0 | 0 | 0 | 0 | 755994.9448 | 321712.7186 | 0 | 0 | 0 | 0 | 0 | 0 | 0 | 0 | 0 | 0 | 0 | 0 | 0 | 0 | 0 | 0 | 251998.3149 | -25464.4392 | 0 | 0 | 0 | 0 | 0 | 0 | 0 | 0 | 0 | 0 | 0 | 0 | 0 | 0 | 0
2016-02-12 18:00 | 0 | 0 | 0 | 0 | 0 | 0 | 688524.4638 | 481045 | 0 | 0 | 0 | 0 | 847748.6893 | 437438.4379 | 0 | 0 | 0 | 0 | 0 | 0 | 0 | 0 | 0 | 0 | 0 | 0 | 0 | 0 | 0 | 0 | 91753.7445 | 115725.7193 | 0 | 0 | 0 | 0 | 0 | 0 | 0 | 0 | 0 | 0 | 0 | 0 | 0 | 0 | 0
2016-02-12 19:00 | 0 | 0 | 0 | 0 | 0 | 0 | 676557.0516 | 477507 | 0 | 0 | 0 | 0 | 931073.0216 | 553164.1572 | 0 | 0 | 0 | 0 | 0 | 0 | 0 | 0 | 0 | 0 | 0 | 0 | 0 | 0 | 0 | 0 | 83324.3324 | 115725.7193 | 0 | 0 | 0 | 0 | 0 | 0 | 0 | 0 | 0 | 0 | 0 | 0 | 0 | 0 | 0
2016-02-12 20:00 | 0 | 0 | 0 | 0 | 0 | 0 | 688697.0413 | 475470 | 0 | 0 | 0 | 0 | 1028574.3436 | 668889.8765 | 0 | 0 | 0 | 0 | 0 | 0 | 0 | 0 | 0 | 0 | 0 | 0 | 0 | 0 | 0 | 0 | 97501.322 | 115725.7193 | 0 | 0 | 0 | 0 | 0 | 0 | 0 | 0 | 0 | 0 | 0 | 0 | 0 | 0 | 0
2016-02-12 21:00 | 0 | 0 | 0 | 0 | 0 | 0 | 708198.4523 | 475511 | 0 | 0 | 0 | 0 | 1145536.0766 | 784615.5958 | 0 | 0 | 0 | 0 | 0 | 0 | 0 | 0 | 0 | 0 | 0 | 0 | 0 | 0 | 0 | 0 | 116961.733 | 115725.7193 | 0 | 0 | 0 | 0 | 0 | 0 | 0 | 0 | 0 | 0 | 0 | 0 | 0 | 0 | 0
2016-02-12 22:00 | 0 | 0 | 0 | 0 | 0 | 0 | 661130.2346 | 480587 | 0 | 0 | 0 | 0 | 1397534.3915 | 713160.5155 | 0 | 0 | 0 | 0 | 0 | 0 | 0 | 0 | 0 | 0 | 0 | 0 | 0 | 0 | 0 | 0 | 251998.3149 | -71455.0804 | 0 | 0 | 0 | 0 | 0 | 0 | 0 | 0 | 0 | 0 | 0 | 0 | 0 | 0 | 0
2016-02-12 23:00 | 0 | 0 | 0 | 0 | 0 | 118759.6871 | 431851.6964 | 492585 | 0 | 0 | 0 | 0 | 1571286.4943 | 597434.7962 | 0 | 0 | 0 | 0 | 0 | 0 | 0 | 0 | 0 | 0 | 0 | 0 | 0 | 0 | 0 | 0 | 173752.1028 | -115725.7193 | 0 | 0 | 0 | 0 | 0 | 0 | 0 | 0 | 0 | 0 | 0 | 0 | 0 | 0 | 0
2016-02-13 | 0 | 0 | 0 | 0 | 0 | 455953.1266 | 67259.1978 | 499809 | 0 | 0 | 0 | 0 | 1497770.2992 | 694354.3158 | 0 | 0 | 0 | 0 | 0 | 0 | 0 | 0 | 0 | 0 | 0 | 0 | 0 | 0 | 0 | 0 | -73516.1951 | 96919.5196 | 0 | 0 | 0 | 0 | 0 | 0 | 0 | 0 | 0 | 0 | 0 | 0 | 0 | 0 | 0
2016-02-13 01:00 | 0 | 0 | 0 | 0 | 0 | 362458.3807 | 0.023682 | 498731 | 0 | 0 | 0 | 0 | 1245771.9842 | 810080.0351 | 0 | 0 | 0 | 0 | 0 | 0 | 0 | 0 | 0 | 0 | 0 | 0 | 0 | 0 | 0 | 0 | -251998.3149 | 115725.7193 | 0 | 0 | 0 | 0 | 0 | 0 | 0 | 0 | 0 | 0 | 0 | 0 | 0 | 0 | 0
2016-02-13 02:00 | 0 | 0 | 0 | 0 | 0 | 124195.9658 | 0 | 491920 | 0 | 0 | 0 | 0 | 993773.6693 | 694354.3158 | 0 | 0 | 0 | 0 | 0 | 0 | 0 | 0 | 0 | 0 | 0 | 0 | 0 | 0 | 0 | 0 | -251998.3149 | -115725.7193 | 0 | 0 | 0 | 0 | 0 | 0 | 0 | 0 | 0 | 0 | 0 | 0 | 0 | 0 | 0
2016-02-13 03:00 | 0 | 0 | 0 | 0 | 0 | 432559.279 | 0 | 479170 | 0 | 0 | 0 | 0 | 831437.229 | 810080.0351 | 0 | 0 | 0 | 0 | 0 | 0 | 0 | 0 | 0 | 0 | 0 | 0 | 0 | 0 | 0 | 0 | -162336.4403 | 115725.7193 | 0 | 0 | 0 | 0 | 0 | 0 | 0 | 0 | 0 | 0 | 0 | 0 | 0 | 0 | 0
2016-02-13 04:00 | 0 | 0 | 0 | 0 | 0 | 412760.7788 | 0 | 462280 | 0 | 0 | 0 | 0 | 666192.2885 | 925805.7544 | 0 | 0 | 0 | 0 | 0 | 0 | 0 | 0 | 0 | 0 | 0 | 0 | 0 | 0 | 0 | 0 | -165244.9405 | 115725.7193 | 0 | 0 | 0 | 0 | 0 | 0 | 0 | 0 | 0 | 0 | 0 | 0 | 0 | 0 | 0
2016-02-13 05:00 | 0 | 0 | 0 | 0 | 0 | 390875.5424 | 0 | 446151 | 0 | 0 | 0 | 0 | 726642.5502 | 810080.0351 | 0 | 0 | 0 | 0 | 0 | 0 | 0 | 0 | 0 | 0 | 0 | 0 | 0 | 0 | 0 | 0 | 60450.2617 | -115725.7193 | 0 | 0 | 0 | 0 | 0 | 0 | 0 | 0 | 0 | 0 | 0 | 0 | 0 | 0 | 0
2016-02-13 06:00 | 0 | 0 | 0 | 0 | 0 | 371213.5819 | 0 | 434017 | 0 | 0 | 0 | 0 | 779564.8514 | 694354.3158 | 0 | 0 | 0 | 0 | 0 | 0 | 0 | 0 | 0 | 0 | 0 | 0 | 0 | 0 | 0 | 0 | 52922.3012 | -115725.7193 | 0 | 0 | 0 | 0 | 0 | 0 | 0 | 0 | 0 | 0 | 0 | 0 | 0 | 0 | 0
2016-02-13 07:00 | 0 | 0 | 0 | 0 | 0 | 58844.9658 | 0 | 426569 | 0 | 0 | 0 | 0 | 527566.5365 | 578628.5965 | 0 | 0 | 0 | 0 | 0 | 0 | 0 | 0 | 0 | 0 | 0 | 0 | 0 | 0 | 0 | 0 | -251998.3149 | -115725.7193 | 0 | 0 | 0 | 0 | 0 | 0 | 0 | 0 | 0 | 0 | 0 | 0 | 0 | 0 | 0
2016-02-13 08:00 | 0 | 0 | 0 | 0 | 0 | 343455.9023 | 0 | 423312 | 0 | 0 | 0 | 0 | 563436.1581 | 462902.8772 | 0 | 0 | 0 | 0 | 0 | 0 | 0 | 0 | 0 | 0 | 0 | 0 | 0 | 0 | 0 | 0 | 35869.6216 | -115725.7193 | 0 | 0 | 0 | 0 | 0 | 0 | 0 | 0 | 0 | 0 | 0 | 0 | 0 | 0 | 0
2016-02-13 09:00 | 0 | 0 | 0 | 0 | 0 | 57352.9658 | 0 | 425077 | 0 | 0 | 0 | 0 | 311437.8431 | 347177.1579 | 0 | 0 | 0 | 0 | 0 | 0 | 0 | 0 | 0 | 0 | 0 | 0 | 0 | 0 | 0 | 0 | -251998.3149 | -115725.7193 | 0 | 0 | 0 | 0 | 0 | 0 | 0 | 0 | 0 | 0 | 0 | 0 | 0 | 0 | 0
2016-02-13 10:00 | 0 | 0 | 0 | 0 | 0 | 342450.794 | 0 | 432371 | 0 | 0 | 0 | 0 | 337243.3564 | 231451.4386 | 0 | 0 | 0 | 0 | 0 | 0 | 0 | 0 | 0 | 0 | 0 | 0 | 0 | 0 | 0 | 0 | 25805.5133 | -115725.7193 | 0 | 0 | 0 | 0 | 0 | 0 | 0 | 0 | 0 | 0 | 0 | 0 | 0 | 0 | 0
2016-02-13 11:00 | 0 | 0 | 0 | 0 | 0 | 77944.9658 | 0 | 445669 | 0 | 0 | 0 | 0 | 85245.0415 | 115725.7193 | 0 | 0 | 0 | 0 | 0 | 0 | 0 | 0 | 0 | 0 | 0 | 0 | 0 | 0 | 0 | 0 | -251998.3149 | -115725.7193 | 0 | 0 | 0 | 0 | 0 | 0 | 0 | 0 | 0 | 0 | 0 | 0 | 0 | 0 | 0
2016-02-13 12:00 | 0 | 0 | 0 | 0 | 0 | 362077.3696 | 0 | 462097 | 0 | 0 | 0 | 0 | 100951.1304 | 0 | 0 | 0 | 0 | 0 | 0 | 0 | 0 | 0 | 0 | 0 | 0 | 0 | 0 | 0 | 0 | 0 | 15706.0889 | -115725.7193 | 0 | 0 | 0 | 0 | 0 | 0 | 0 | 0 | 0 | 0 | 0 | 0 | 0 | 0 | 0
2016-02-13 13:00 | 0 | 0 | 0 | 0 | 0 | 374667.9952 | 557.8745 | 476177 | 0 | 0 | 0 | 0 | 0 | 0 | 0 | 0 | 0 | 0 | 0 | 0 | 0 | 0 | 0 | 0 | 0 | 0 | 0 | 0 | 0 | 0 | -100951.1304 | 0 | 0 | 0 | 0 | 0 | 0 | 0 | 0 | 0 | 0 | 0 | 0 | 0 | 0 | 0 | 0
2016-02-13 14:00 | 0 | 0 | 0 | 0 | 0 | 388737.2559 | 154292.7935 | 484883 | 0 | 0 | 0 | 0 | 0 | 58147.0494 | 0 | 0 | 0 | 0 | 0 | 0 | 0 | 0 | 0 | 0 | 0 | 0 | 0 | 0 | 0 | 0 | 0 | 58147.0494 | 0 | 0 | 0 | 0 | 0 | 0 | 0 | 0 | 0 | 0 | 0 | 0 | 0 | 0 | 0
2016-02-13 15:00 | 0 | 0 | 0 | 0 | 0 | 0 | 574593.6203 | 485582 | 0 | 0 | 0 | 0 | 0 | 147158.6697 | 0 | 0 | 0 | 0 | 0 | 0 | 0 | 0 | 0 | 0 | 0 | 0 | 0 | 0 | 0 | 0 | 0 | 89011.6203 | 0 | 0 | 0 | 0 | 0 | 0 | 0 | 0 | 0 | 0 | 0 | 0 | 0 | 0 | 0
2016-02-13 16:00 | 0 | 0 | 0 | 0 | 0 | 0 | 679743.1847 | 480430 | 0 | 0 | 0 | 0 | 83587.4654 | 262884.389 | 0 | 0 | 0 | 0 | 0 | 0 | 0 | 0 | 0 | 0 | 0 | 0 | 0 | 0 | 0 | 0 | 83587.4654 | 115725.7193 | 0 | 0 | 0 | 0 | 0 | 0 | 0 | 0 | 0 | 0 | 0 | 0 | 0 | 0 | 0
2016-02-13 17:00 | 0 | 0 | 0 | 0 | 0 | 0 | 697535.5688 | 471854 | 0 | 0 | 0 | 0 | 193543.3149 | 378610.1083 | 0 | 0 | 0 | 0 | 0 | 0 | 0 | 0 | 0 | 0 | 0 | 0 | 0 | 0 | 0 | 0 | 109955.8495 | 115725.7193 | 0 | 0 | 0 | 0 | 0 | 0 | 0 | 0 | 0 | 0 | 0 | 0 | 0 | 0 | 0
2016-02-13 18:00 | 0 | 0 | 0 | 0 | 0 | 0 | 680592.868 | 462669 | 0 | 0 | 0 | 0 | 295741.4636 | 494335.8276 | 0 | 0 | 0 | 0 | 0 | 0 | 0 | 0 | 0 | 0 | 0 | 0 | 0 | 0 | 0 | 0 | 102198.1487 | 115725.7193 | 0 | 0 | 0 | 0 | 0 | 0 | 0 | 0 | 0 | 0 | 0 | 0 | 0 | 0 | 0
2016-02-13 19:00 | 0 | 0 | 0 | 0 | 0 | 0 | 671367.1447 | 456167 | 0 | 0 | 0 | 0 | 547739.7785 | 457537.6574 | 0 | 0 | 0 | 0 | 0 | 0 | 0 | 0 | 0 | 0 | 0 | 0 | 0 | 0 | 0 | 0 | 251998.3149 | -36798.1703 | 0 | 0 | 0 | 0 | 0 | 0 | 0 | 0 | 0 | 0 | 0 | 0 | 0 | 0 | 0
2016-02-13 20:00 | 0 | 0 | 0 | 0 | 0 | 0 | 684834.5213 | 452362 | 0 | 0 | 0 | 0 | 664486.5805 | 573263.3767 | 0 | 0 | 0 | 0 | 0 | 0 | 0 | 0 | 0 | 0 | 0 | 0 | 0 | 0 | 0 | 0 | 116746.802 | 115725.7193 | 0 | 0 | 0 | 0 | 0 | 0 | 0 | 0 | 0 | 0 | 0 | 0 | 0 | 0 | 0
2016-02-13 21:00 | 0 | 0 | 0 | 0 | 0 | 0 | 697729.043 | 455137 | 0 | 0 | 0 | 0 | 791352.9042 | 688989.096 | 0 | 0 | 0 | 0 | 0 | 0 | 0 | 0 | 0 | 0 | 0 | 0 | 0 | 0 | 0 | 0 | 126866.3237 | 115725.7193 | 0 | 0 | 0 | 0 | 0 | 0 | 0 | 0 | 0 | 0 | 0 | 0 | 0 | 0 | 0
2016-02-13 22:00 | 0 | 0 | 0 | 0 | 0 | 0 | 662554.2272 | 466557 | 0 | 0 | 0 | 0 | 1043351.2192 | 632988.0082 | 0 | 0 | 0 | 0 | 0 | 0 | 0 | 0 | 0 | 0 | 0 | 0 | 0 | 0 | 0 | 0 | 251998.3149 | -56001.0878 | 0 | 0 | 0 | 0 | 0 | 0 | 0 | 0 | 0 | 0 | 0 | 0 | 0 | 0 | 0
2016-02-13 23:00 | 0 | 0 | 0 | 0 | 0 | 0 | 438498.9267 | 487773 | 0 | 0 | 0 | 0 | 878351.4266 | 748713.7275 | 0 | 0 | 0 | 0 | 0 | 0 | 0 | 0 | 0 | 0 | 0 | 0 | 0 | 0 | 0 | 0 | -164999.7926 | 115725.7193 | 0 | 0 | 0 | 0 | 0 | 0 | 0 | 0 | 0 | 0 | 0 | 0 | 0 | 0 | 0
2016-02-14 | 0 | 0 | 0 | 0 | 0 | 395588.0094 | 90999.4361 | 501197 | 0 | 0 | 0 | 0 | 979467.5914 | 632988.0082 | 0 | 0 | 0 | 0 | 0 | 0 | 0 | 0 | 0 | 0 | 0 | 0 | 0 | 0 | 0 | 0 | 101116.1647 | -115725.7193 | 0 | 0 | 0 | 0 | 0 | 0 | 0 | 0 | 0 | 0 | 0 | 0 | 0 | 0 | 0
2016-02-14 01:00 | 0 | 0 | 0 | 0 | 0 | 733905.5356 | 3.1331 | 504675 | 0 | 0 | 0 | 0 | 1092975.5408 | 748713.7275 | 0 | 0 | 0 | 0 | 0 | 0 | 0 | 0 | 0 | 0 | 0 | 0 | 0 | 0 | 0 | 0 | 113507.9494 | 115725.7193 | 0 | 0 | 0 | 0 | 0 | 0 | 0 | 0 | 0 | 0 | 0 | 0 | 0 | 0 | 0
2016-02-14 02:00 | 0 | 0 | 0 | 0 | 0 | 134216.9658 | 0 | 501941 | 0 | 0 | 0 | 0 | 840977.2259 | 632988.0082 | 0 | 0 | 0 | 0 | 0 | 0 | 0 | 0 | 0 | 0 | 0 | 0 | 0 | 0 | 0 | 0 | -251998.3149 | -115725.7193 | 0 | 0 | 0 | 0 | 0 | 0 | 0 | 0 | 0 | 0 | 0 | 0 | 0 | 0 | 0
2016-02-14 03:00 | 0 | 0 | 0 | 0 | 0 | 729762.9749 | 0 | 493215 | 0 | 0 | 0 | 0 | 961799.4815 | 748713.7275 | 0 | 0 | 0 | 0 | 0 | 0 | 0 | 0 | 0 | 0 | 0 | 0 | 0 | 0 | 0 | 0 | 120822.2556 | 115725.7193 | 0 | 0 | 0 | 0 | 0 | 0 | 0 | 0 | 0 | 0 | 0 | 0 | 0 | 0 | 0
2016-02-14 04:00 | 0 | 0 | 0 | 0 | 0 | 728458.8621 | 0 | 478969 | 0 | 0 | 0 | 0 | 1095563.6243 | 864439.4468 | 0 | 0 | 0 | 0 | 0 | 0 | 0 | 0 | 0 | 0 | 0 | 0 | 0 | 0 | 0 | 0 | 133764.1428 | 115725.7193 | 0 | 0 | 0 | 0 | 0 | 0 | 0 | 0 | 0 | 0 | 0 | 0 | 0 | 0 | 0
2016-02-14 05:00 | 0 | 0 | 0 | 0 | 0 | 327875.4044 | 0 | 464148 | 0 | 0 | 0 | 0 | 843565.3093 | 980165.1661 | 0 | 0 | 0 | 0 | 0 | 0 | 0 | 0 | 0 | 0 | 0 | 0 | 0 | 0 | 0 | 0 | -251998.3149 | 115725.7193 | 0 | 0 | 0 | 0 | 0 | 0 | 0 | 0 | 0 | 0 | 0 | 0 | 0 | 0 | 0
2016-02-14 06:00 | 0 | 0 | 0 | 0 | 0 | 590163.5956 | 0 | 453891 | 0 | 0 | 0 | 0 | 1095563.6243 | 864439.4468 | 0 | 0 | 0 | 0 | 0 | 0 | 0 | 0 | 0 | 0 | 0 | 0 | 0 | 0 | 0 | 0 | 251998.3149 | -115725.7193 | 0 | 0 | 0 | 0 | 0 | 0 | 0 | 0 | 0 | 0 | 0 | 0 | 0 | 0 | 0
2016-02-14 07:00 | 0 | 0 | 0 | 0 | 0 | 310969.4044 | 0 | 447242 | 0 | 0 | 0 | 0 | 843565.3093 | 980165.1661 | 0 | 0 | 0 | 0 | 0 | 0 | 0 | 0 | 0 | 0 | 0 | 0 | 0 | 0 | 0 | 0 | -251998.3149 | 115725.7193 | 0 | 0 | 0 | 0 | 0 | 0 | 0 | 0 | 0 | 0 | 0 | 0 | 0 | 0 | 0
2016-02-14 08:00 | 0 | 0 | 0 | 0 | 0 | 75711.9658 | 0 | 443436 | 0 | 0 | 0 | 0 | 591566.9944 | 864439.4468 | 0 | 0 | 0 | 0 | 0 | 0 | 0 | 0 | 0 | 0 | 0 | 0 | 0 | 0 | 0 | 0 | -251998.3149 | -115725.7193 | 0 | 0 | 0 | 0 | 0 | 0 | 0 | 0 | 0 | 0 | 0 | 0 | 0 | 0 | 0
2016-02-14 09:00 | 0 | 0 | 0 | 0 | 0 | 578678.5956 | 0 | 442406 | 0 | 0 | 0 | 0 | 843565.3093 | 748713.7275 | 0 | 0 | 0 | 0 | 0 | 0 | 0 | 0 | 0 | 0 | 0 | 0 | 0 | 0 | 0 | 0 | 251998.3149 | -115725.7193 | 0 | 0 | 0 | 0 | 0 | 0 | 0 | 0 | 0 | 0 | 0 | 0 | 0 | 0 | 0
2016-02-14 10:00 | 0 | 0 | 0 | 0 | 0 | 310071.4044 | 0 | 446344 | 0 | 0 | 0 | 0 | 591566.9944 | 864439.4468 | 0 | 0 | 0 | 0 | 0 | 0 | 0 | 0 | 0 | 0 | 0 | 0 | 0 | 0 | 0 | 0 | -251998.3149 | 115725.7193 | 0 | 0 | 0 | 0 | 0 | 0 | 0 | 0 | 0 | 0 | 0 | 0 | 0 | 0 | 0
2016-02-14 11:00 | 0 | 0 | 0 | 0 | 0 | 88225.9658 | 0 | 455950 | 0 | 0 | 0 | 0 | 339568.6794 | 748713.7275 | 0 | 0 | 0 | 0 | 0 | 0 | 0 | 0 | 0 | 0 | 0 | 0 | 0 | 0 | 0 | 0 | -251998.3149 | -115725.7193 | 0 | 0 | 0 | 0 | 0 | 0 | 0 | 0 | 0 | 0 | 0 | 0 | 0 | 0 | 0
2016-02-14 12:00 | 0 | 0 | 0 | 0 | 0 | 99957.9658 | 0 | 467682 | 0 | 0 | 0 | 0 | 87570.3645 | 632988.0082 | 0 | 0 | 0 | 0 | 0 | 0 | 0 | 0 | 0 | 0 | 0 | 0 | 0 | 0 | 0 | 0 | -251998.3149 | -115725.7193 | 0 | 0 | 0 | 0 | 0 | 0 | 0 | 0 | 0 | 0 | 0 | 0 | 0 | 0 | 0
2016-02-14 13:00 | 0 | 0 | 0 | 0 | 0 | 554697.3344 | 693.2556 | 477822 | 0 | 0 | 0 | 0 | 49413.2351 | 748713.7275 | 0 | 0 | 0 | 0 | 0 | 0 | 0 | 0 | 0 | 0 | 0 | 0 | 0 | 0 | 0 | 0 | -38157.1293 | 115725.7193 | 0 | 0 | 0 | 0 | 0 | 0 | 0 | 0 | 0 | 0 | 0 | 0 | 0 | 0 | 0
2016-02-14 14:00 | 0 | 0 | 0 | 0 | 0 | 424887.9299 | 161013.7523 | 482732 | 0 | 0 | 0 | 0 | 268308.6367 | 632988.0082 | 0 | 0 | 0 | 0 | 0 | 0 | 0 | 0 | 0 | 0 | 0 | 0 | 0 | 0 | 0 | 0 | 218895.4015 | -115725.7193 | 0 | 0 | 0 | 0 | 0 | 0 | 0 | 0 | 0 | 0 | 0 | 0 | 0 | 0 | 0
2016-02-14 15:00 | 0 | 0 | 0 | 0 | 0 | 122609.0152 | 568511.9506 | 480794 | 0 | 0 | 0 | 0 | 520306.9516 | 591316.6591 | 0 | 0 | 0 | 0 | 0 | 0 | 0 | 0 | 0 | 0 | 0 | 0 | 0 | 0 | 0 | 0 | 251998.3149 | -41671.3491 | 0 | 0 | 0 | 0 | 0 | 0 | 0 | 0 | 0 | 0 | 0 | 0 | 0 | 0 | 0
2016-02-14 16:00 | 0 | 0 | 0 | 0 | 0 | 0 | 669291.3399 | 474300 | 0 | 0 | 0 | 0 | 599572.5722 | 707042.3784 | 0 | 0 | 0 | 0 | 0 | 0 | 0 | 0 | 0 | 0 | 0 | 0 | 0 | 0 | 0 | 0 | 79265.6206 | 115725.7193 | 0 | 0 | 0 | 0 | 0 | 0 | 0 | 0 | 0 | 0 | 0 | 0 | 0 | 0 | 0
2016-02-14 17:00 | 0 | 0 | 0 | 0 | 0 | 0 | 675451.2387 | 468035 | 0 | 0 | 0 | 0 | 851570.8872 | 662460.3021 | 0 | 0 | 0 | 0 | 0 | 0 | 0 | 0 | 0 | 0 | 0 | 0 | 0 | 0 | 0 | 0 | 251998.3149 | -44582.0763 | 0 | 0 | 0 | 0 | 0 | 0 | 0 | 0 | 0 | 0 | 0 | 0 | 0 | 0 | 0
2016-02-14 18:00 | 0 | 0 | 0 | 0 | 0 | 0 | 654695.2553 | 461079 | 0 | 0 | 0 | 0 | 929461.4232 | 778186.0214 | 0 | 0 | 0 | 0 | 0 | 0 | 0 | 0 | 0 | 0 | 0 | 0 | 0 | 0 | 0 | 0 | 77890.536 | 115725.7193 | 0 | 0 | 0 | 0 | 0 | 0 | 0 | 0 | 0 | 0 | 0 | 0 | 0 | 0 | 0
2016-02-14 19:00 | 0 | 0 | 0 | 0 | 0 | 0 | 645541.7725 | 454990 | 0 | 0 | 0 | 0 | 1181459.7381 | 716739.4789 | 0 | 0 | 0 | 0 | 0 | 0 | 0 | 0 | 0 | 0 | 0 | 0 | 0 | 0 | 0 | 0 | 251998.3149 | -61446.5425 | 0 | 0 | 0 | 0 | 0 | 0 | 0 | 0 | 0 | 0 | 0 | 0 | 0 | 0 | 0
2016-02-14 20:00 | 0 | 0 | 0 | 0 | 0 | 0 | 658197.5382 | 453504 | 0 | 0 | 0 | 0 | 1270427.5571 | 832465.1982 | 0 | 0 | 0 | 0 | 0 | 0 | 0 | 0 | 0 | 0 | 0 | 0 | 0 | 0 | 0 | 0 | 88967.8189 | 115725.7193 | 0 | 0 | 0 | 0 | 0 | 0 | 0 | 0 | 0 | 0 | 0 | 0 | 0 | 0 | 0
2016-02-14 21:00 | 0 | 0 | 0 | 0 | 0 | 0 | 672331.7514 | 457219 | 0 | 0 | 0 | 0 | 1369814.5892 | 948190.9175 | 0 | 0 | 0 | 0 | 0 | 0 | 0 | 0 | 0 | 0 | 0 | 0 | 0 | 0 | 0 | 0 | 99387.0321 | 115725.7193 | 0 | 0 | 0 | 0 | 0 | 0 | 0 | 0 | 0 | 0 | 0 | 0 | 0 | 0 | 0
2016-02-14 22:00 | 0 | 0 | 0 | 0 | 0 | 0 | 609048.0826 | 468996 | 0 | 0 | 0 | 0 | 1621812.9042 | 836244.6852 | 0 | 0 | 0 | 0 | 0 | 0 | 0 | 0 | 0 | 0 | 0 | 0 | 0 | 0 | 0 | 0 | 251998.3149 | -111946.2324 | 0 | 0 | 0 | 0 | 0 | 0 | 0 | 0 | 0 | 0 | 0 | 0 | 0 | 0 | 0
2016-02-14 23:00 | 0 | 0 | 0 | 0 | 0 | 0 | 390503.371 | 487064 | 0 | 0 | 0 | 0 | 1409526.5559 | 951970.4044 | 0 | 0 | 0 | 0 | 0 | 0 | 0 | 0 | 0 | 0 | 0 | 0 | 0 | 0 | 0 | 0 | -212286.3483 | 115725.7193 | 0 | 0 | 0 | 0 | 0 | 0 | 0 | 0 | 0 | 0 | 0 | 0 | 0 | 0 | 0
2016-02-15 | 0 | 0 | 0 | 0 | 0 | 391563.9408 | 56759.1351 | 497245 | 0 | 0 | 0 | 0 | 1476330.3511 | 836244.6852 | 0 | 0 | 0 | 0 | 0 | 0 | 0 | 0 | 0 | 0 | 0 | 0 | 0 | 0 | 0 | 0 | 66803.7952 | -115725.7193 | 0 | 0 | 0 | 0 | 0 | 0 | 0 | 0 | 0 | 0 | 0 | 0 | 0 | 0 | 0
2016-02-15 01:00 | 0 | 0 | 0 | 0 | 0 | 421396.3282 | 5.187 | 496464 | 0 | 0 | 0 | 0 | 1516993.5855 | 720518.9659 | 0 | 0 | 0 | 0 | 0 | 0 | 0 | 0 | 0 | 0 | 0 | 0 | 0 | 0 | 0 | 0 | 40663.2345 | -115725.7193 | 0 | 0 | 0 | 0 | 0 | 0 | 0 | 0 | 0 | 0 | 0 | 0 | 0 | 0 | 0
2016-02-15 02:00 | 0 | 0 | 0 | 0 | 0 | 120034.9658 | 0 | 487759 | 0 | 0 | 0 | 0 | 1264995.2706 | 604793.2466 | 0 | 0 | 0 | 0 | 0 | 0 | 0 | 0 | 0 | 0 | 0 | 0 | 0 | 0 | 0 | 0 | -251998.3149 | -115725.7193 | 0 | 0 | 0 | 0 | 0 | 0 | 0 | 0 | 0 | 0 | 0 | 0 | 0 | 0 | 0
2016-02-15 03:00 | 0 | 0 | 0 | 0 | 0 | 337590.4044 | 0 | 473863 | 0 | 0 | 0 | 0 | 1012996.9557 | 720518.9659 | 0 | 0 | 0 | 0 | 0 | 0 | 0 | 0 | 0 | 0 | 0 | 0 | 0 | 0 | 0 | 0 | -251998.3149 | 115725.7193 | 0 | 0 | 0 | 0 | 0 | 0 | 0 | 0 | 0 | 0 | 0 | 0 | 0 | 0 | 0
2016-02-15 04:00 | 0 | 0 | 0 | 0 | 0 | 88522.9658 | 0 | 456247 | 0 | 0 | 0 | 0 | 760998.6407 | 604793.2466 | 0 | 0 | 0 | 0 | 0 | 0 | 0 | 0 | 0 | 0 | 0 | 0 | 0 | 0 | 0 | 0 | -251998.3149 | -115725.7193 | 0 | 0 | 0 | 0 | 0 | 0 | 0 | 0 | 0 | 0 | 0 | 0 | 0 | 0 | 0
2016-02-15 05:00 | 0 | 0 | 0 | 0 | 0 | 468216.8842 | 0 | 438571 | 0 | 0 | 0 | 0 | 674918.8056 | 720518.9659 | 0 | 0 | 0 | 0 | 0 | 0 | 0 | 0 | 0 | 0 | 0 | 0 | 0 | 0 | 0 | 0 | -86079.8351 | 115725.7193 | 0 | 0 | 0 | 0 | 0 | 0 | 0 | 0 | 0 | 0 | 0 | 0 | 0 | 0 | 0
2016-02-15 06:00 | 0 | 0 | 0 | 0 | 0 | 58453.9658 | 0 | 426178 | 0 | 0 | 0 | 0 | 422920.4906 | 604793.2466 | 0 | 0 | 0 | 0 | 0 | 0 | 0 | 0 | 0 | 0 | 0 | 0 | 0 | 0 | 0 | 0 | -251998.3149 | -115725.7193 | 0 | 0 | 0 | 0 | 0 | 0 | 0 | 0 | 0 | 0 | 0 | 0 | 0 | 0 | 0
2016-02-15 07:00 | 0 | 0 | 0 | 0 | 0 | 479777.7111 | 0 | 418030 | 0 | 0 | 0 | 0 | 368942.4824 | 720518.9659 | 0 | 0 | 0 | 0 | 0 | 0 | 0 | 0 | 0 | 0 | 0 | 0 | 0 | 0 | 0 | 0 | -53978.0082 | 115725.7193 | 0 | 0 | 0 | 0 | 0 | 0 | 0 | 0 | 0 | 0 | 0 | 0 | 0 | 0 | 0
2016-02-15 08:00 | 0 | 0 | 0 | 0 | 0 | 277529.4044 | 0 | 413802 | 0 | 0 | 0 | 0 | 116944.1675 | 836244.6852 | 0 | 0 | 0 | 0 | 0 | 0 | 0 | 0 | 0 | 0 | 0 | 0 | 0 | 0 | 0 | 0 | -251998.3149 | 115725.7193 | 0 | 0 | 0 | 0 | 0 | 0 | 0 | 0 | 0 | 0 | 0 | 0 | 0 | 0 | 0
2016-02-15 09:00 | 0 | 0 | 0 | 0 | 0 | 498995.6472 | 0 | 416020 | 0 | 0 | 0 | 0 | 315645.534 | 720518.9659 | 0 | 0 | 0 | 0 | 0 | 0 | 0 | 0 | 0 | 0 | 0 | 0 | 0 | 0 | 0 | 0 | 198701.3665 | -115725.7193 | 0 | 0 | 0 | 0 | 0 | 0 | 0 | 0 | 0 | 0 | 0 | 0 | 0 | 0 | 0
2016-02-15 10:00 | 0 | 0 | 0 | 0 | 0 | 289968.4044 | 0 | 426241 | 0 | 0 | 0 | 0 | 63647.2191 | 836244.6852 | 0 | 0 | 0 | 0 | 0 | 0 | 0 | 0 | 0 | 0 | 0 | 0 | 0 | 0 | 0 | 0 | -251998.3149 | 115725.7193 | 0 | 0 | 0 | 0 | 0 | 0 | 0 | 0 | 0 | 0 | 0 | 0 | 0 | 0 | 0
2016-02-15 11:00 | 0 | 0 | 0 | 0 | 0 | 521449.3766 | 0 | 448824 | 0 | 0 | 0 | 0 | 251998.3149 | 720518.9659 | 0 | 0 | 0 | 0 | 0 | 0 | 0 | 0 | 0 | 0 | 0 | 0 | 0 | 0 | 0 | 0 | 188351.0959 | -115725.7193 | 0 | 0 | 0 | 0 | 0 | 0 | 0 | 0 | 0 | 0 | 0 | 0 | 0 | 0 | 0
2016-02-15 12:00 | 0 | 0 | 0 | 0 | 0 | 104525.9658 | 0 | 472250 | 0 | 0 | 0 | 0 | 0 | 604793.2466 | 0 | 0 | 0 | 0 | 0 | 0 | 0 | 0 | 0 | 0 | 0 | 0 | 0 | 0 | 0 | 0 | -251998.3149 | -115725.7193 | 0 | 0 | 0 | 0 | 0 | 0 | 0 | 0 | 0 | 0 | 0 | 0 | 0 | 0 | 0
2016-02-15 13:00 | 0 | 0 | 0 | 0 | 0 | 451885.1851 | 871.4958 | 486638 | 0 | 0 | 0 | 0 | 81844.4002 | 489067.5273 | 0 | 0 | 0 | 0 | 0 | 0 | 0 | 0 | 0 | 0 | 0 | 0 | 0 | 0 | 0 | 0 | 81844.4002 | -115725.7193 | 0 | 0 | 0 | 0 | 0 | 0 | 0 | 0 | 0 | 0 | 0 | 0 | 0 | 0 | 0
2016-02-15 14:00 | 0 | 0 | 0 | 0 | 0 | 282426.8842 | 214298.5094 | 495412 | 0 | 0 | 0 | 0 | 198883.5131 | 373341.808 | 0 | 0 | 0 | 0 | 0 | 0 | 0 | 0 | 0 | 0 | 0 | 0 | 0 | 0 | 0 | 0 | 117039.1129 | -115725.7193 | 0 | 0 | 0 | 0 | 0 | 0 | 0 | 0 | 0 | 0 | 0 | 0 | 0 | 0 | 0
2016-02-15 15:00 | 0 | 0 | 0 | 0 | 0 | 0 | 638489.869 | 501301 | 0 | 0 | 0 | 0 | 380811.4532 | 328602.7369 | 0 | 0 | 0 | 0 | 0 | 0 | 0 | 0 | 0 | 0 | 0 | 0 | 0 | 0 | 0 | 0 | 181927.9401 | -44739.0711 | 0 | 0 | 0 | 0 | 0 | 0 | 0 | 0 | 0 | 0 | 0 | 0 | 0 | 0 | 0
2016-02-15 16:00 | 0 | 0 | 0 | 0 | 0 | 0 | 721806.3089 | 502221 | 0 | 0 | 0 | 0 | 484671.0428 | 444328.4561 | 0 | 0 | 0 | 0 | 0 | 0 | 0 | 0 | 0 | 0 | 0 | 0 | 0 | 0 | 0 | 0 | 103859.5896 | 115725.7193 | 0 | 0 | 0 | 0 | 0 | 0 | 0 | 0 | 0 | 0 | 0 | 0 | 0 | 0 | 0
2016-02-15 17:00 | 0 | 0 | 0 | 0 | 0 | 0 | 721791.2416 | 499362 | 0 | 0 | 0 | 0 | 591374.5651 | 560054.1754 | 0 | 0 | 0 | 0 | 0 | 0 | 0 | 0 | 0 | 0 | 0 | 0 | 0 | 0 | 0 | 0 | 106703.5223 | 115725.7193 | 0 | 0 | 0 | 0 | 0 | 0 | 0 | 0 | 0 | 0 | 0 | 0 | 0 | 0 | 0
2016-02-15 18:00 | 0 | 0 | 0 | 0 | 0 | 0 | 699325.457 | 495186 | 0 | 0 | 0 | 0 | 679788.3028 | 675779.8947 | 0 | 0 | 0 | 0 | 0 | 0 | 0 | 0 | 0 | 0 | 0 | 0 | 0 | 0 | 0 | 0 | 88413.7377 | 115725.7193 | 0 | 0 | 0 | 0 | 0 | 0 | 0 | 0 | 0 | 0 | 0 | 0 | 0 | 0 | 0
2016-02-15 19:00 | 0 | 0 | 0 | 0 | 0 | 0 | 688360.1435 | 490387 | 0 | 0 | 0 | 0 | 931786.6177 | 621754.7233 | 0 | 0 | 0 | 0 | 0 | 0 | 0 | 0 | 0 | 0 | 0 | 0 | 0 | 0 | 0 | 0 | 251998.3149 | -54025.1714 | 0 | 0 | 0 | 0 | 0 | 0 | 0 | 0 | 0 | 0 | 0 | 0 | 0 | 0 | 0
2016-02-15 20:00 | 0 | 0 | 0 | 0 | 0 | 0 | 702509.4901 | 486695 | 0 | 0 | 0 | 0 | 1183784.9327 | 585570.8984 | 0 | 0 | 0 | 0 | 0 | 0 | 0 | 0 | 0 | 0 | 0 | 0 | 0 | 0 | 0 | 0 | 251998.3149 | -36183.8249 | 0 | 0 | 0 | 0 | 0 | 0 | 0 | 0 | 0 | 0 | 0 | 0 | 0 | 0 | 0
2016-02-15 21:00 | 0 | 0 | 0 | 0 | 0 | 0 | 732061.013 | 487005 | 0 | 0 | 0 | 0 | 1435783.2476 | 578628.5965 | 0 | 0 | 0 | 0 | 0 | 0 | 0 | 0 | 0 | 0 | 0 | 0 | 0 | 0 | 0 | 0 | 251998.3149 | -6942.302 | 0 | 0 | 0 | 0 | 0 | 0 | 0 | 0 | 0 | 0 | 0 | 0 | 0 | 0 | 0
2016-02-15 22:00 | 0 | 0 | 0 | 0 | 0 | 0 | 707107.4258 | 494230 | 0 | 0 | 0 | 0 | 1532934.9541 | 694354.3158 | 0 | 0 | 0 | 0 | 0 | 0 | 0 | 0 | 0 | 0 | 0 | 0 | 0 | 0 | 0 | 0 | 97151.7065 | 115725.7193 | 0 | 0 | 0 | 0 | 0 | 0 | 0 | 0 | 0 | 0 | 0 | 0 | 0 | 0 | 0
2016-02-15 23:00 | 0 | 0 | 0 | 0 | 0 | 0 | 485458.0042 | 505582 | 0 | 0 | 0 | 0 | 1628536.6776 | 578628.5965 | 0 | 0 | 0 | 0 | 0 | 0 | 0 | 0 | 0 | 0 | 0 | 0 | 0 | 0 | 0 | 0 | 95601.7234 | -115725.7193 | 0 | 0 | 0 | 0 | 0 | 0 | 0 | 0 | 0 | 0 | 0 | 0 | 0 | 0 | 0
2016-02-16 | 0 | 0 | 0 | 0 | 0 | 74328.3212 | 68522.6446 | 510575 | 0 | 0 | 0 | 0 | 1376538.3626 | 462902.8772 | 0 | 0 | 0 | 0 | 0 | 0 | 0 | 0 | 0 | 0 | 0 | 0 | 0 | 0 | 0 | 0 | -251998.3149 | -115725.7193 | 0 | 0 | 0 | 0 | 0 | 0 | 0 | 0 | 0 | 0 | 0 | 0 | 0 | 0 | 0
2016-02-16 01:00 | 0 | 0 | 0 | 0 | 0 | 370399.9347 | 12.4697 | 506685 | 0 | 0 | 0 | 0 | 1124540.0477 | 578628.5965 | 0 | 0 | 0 | 0 | 0 | 0 | 0 | 0 | 0 | 0 | 0 | 0 | 0 | 0 | 0 | 0 | -251998.3149 | 115725.7193 | 0 | 0 | 0 | 0 | 0 | 0 | 0 | 0 | 0 | 0 | 0 | 0 | 0 | 0 | 0
2016-02-16 02:00 | 0 | 0 | 0 | 0 | 0 | 124895.9658 | 0 | 492620 | 0 | 0 | 0 | 0 | 872541.7327 | 462902.8772 | 0 | 0 | 0 | 0 | 0 | 0 | 0 | 0 | 0 | 0 | 0 | 0 | 0 | 0 | 0 | 0 | -251998.3149 | -115725.7193 | 0 | 0 | 0 | 0 | 0 | 0 | 0 | 0 | 0 | 0 | 0 | 0 | 0 | 0 | 0
2016-02-16 03:00 | 0 | 0 | 0 | 0 | 0 | 608055.5956 | 0 | 471783 | 0 | 0 | 0 | 0 | 1124540.0477 | 347177.1579 | 0 | 0 | 0 | 0 | 0 | 0 | 0 | 0 | 0 | 0 | 0 | 0 | 0 | 0 | 0 | 0 | 251998.3149 | -115725.7193 | 0 | 0 | 0 | 0 | 0 | 0 | 0 | 0 | 0 | 0 | 0 | 0 | 0 | 0 | 0
2016-02-16 04:00 | 0 | 0 | 0 | 0 | 0 | 310260.4044 | 0 | 446533 | 0 | 0 | 0 | 0 | 872541.7327 | 462902.8772 | 0 | 0 | 0 | 0 | 0 | 0 | 0 | 0 | 0 | 0 | 0 | 0 | 0 | 0 | 0 | 0 | -251998.3149 | 115725.7193 | 0 | 0 | 0 | 0 | 0 | 0 | 0 | 0 | 0 | 0 | 0 | 0 | 0 | 0 | 0
2016-02-16 05:00 | 0 | 0 | 0 | 0 | 0 | 561339.5956 | 0 | 425067 | 0 | 0 | 0 | 0 | 1124540.0477 | 347177.1579 | 0 | 0 | 0 | 0 | 0 | 0 | 0 | 0 | 0 | 0 | 0 | 0 | 0 | 0 | 0 | 0 | 251998.3149 | -115725.7193 | 0 | 0 | 0 | 0 | 0 | 0 | 0 | 0 | 0 | 0 | 0 | 0 | 0 | 0 | 0
2016-02-16 06:00 | 0 | 0 | 0 | 0 | 0 | 272696.4044 | 0 | 408969 | 0 | 0 | 0 | 0 | 872541.7327 | 462902.8772 | 0 | 0 | 0 | 0 | 0 | 0 | 0 | 0 | 0 | 0 | 0 | 0 | 0 | 0 | 0 | 0 | -251998.3149 | 115725.7193 | 0 | 0 | 0 | 0 | 0 | 0 | 0 | 0 | 0 | 0 | 0 | 0 | 0 | 0 | 0
2016-02-16 07:00 | 0 | 0 | 0 | 0 | 0 | 30804.9658 | 0 | 398529 | 0 | 0 | 0 | 0 | 620543.4178 | 347177.1579 | 0 | 0 | 0 | 0 | 0 | 0 | 0 | 0 | 0 | 0 | 0 | 0 | 0 | 0 | 0 | 0 | -251998.3149 | -115725.7193 | 0 | 0 | 0 | 0 | 0 | 0 | 0 | 0 | 0 | 0 | 0 | 0 | 0 | 0 | 0
2016-02-16 08:00 | 0 | 0 | 0 | 0 | 0 | 528764.5956 | 0 | 392492 | 0 | 0 | 0 | 0 | 872541.7327 | 231451.4386 | 0 | 0 | 0 | 0 | 0 | 0 | 0 | 0 | 0 | 0 | 0 | 0 | 0 | 0 | 0 | 0 | 251998.3149 | -115725.7193 | 0 | 0 | 0 | 0 | 0 | 0 | 0 | 0 | 0 | 0 | 0 | 0 | 0 | 0 | 0
2016-02-16 09:00 | 0 | 0 | 0 | 0 | 0 | 640900.7602 | 0 | 393274 | 0 | 0 | 0 | 0 | 1004442.7736 | 347177.1579 | 0 | 0 | 0 | 0 | 0 | 0 | 0 | 0 | 0 | 0 | 0 | 0 | 0 | 0 | 0 | 0 | 131901.0409 | 115725.7193 | 0 | 0 | 0 | 0 | 0 | 0 | 0 | 0 | 0 | 0 | 0 | 0 | 0 | 0 | 0
2016-02-16 10:00 | 0 | 0 | 0 | 0 | 0 | 36347.9658 | 0 | 404072 | 0 | 0 | 0 | 0 | 752444.4587 | 231451.4386 | 0 | 0 | 0 | 0 | 0 | 0 | 0 | 0 | 0 | 0 | 0 | 0 | 0 | 0 | 0 | 0 | -251998.3149 | -115725.7193 | 0 | 0 | 0 | 0 | 0 | 0 | 0 | 0 | 0 | 0 | 0 | 0 | 0 | 0 | 0
2016-02-16 11:00 | 0 | 0 | 0 | 0 | 0 | 62614.9658 | 0 | 430339 | 0 | 0 | 0 | 0 | 500446.1437 | 115725.7193 | 0 | 0 | 0 | 0 | 0 | 0 | 0 | 0 | 0 | 0 | 0 | 0 | 0 | 0 | 0 | 0 | -251998.3149 | -115725.7193 | 0 | 0 | 0 | 0 | 0 | 0 | 0 | 0 | 0 | 0 | 0 | 0 | 0 | 0 | 0
2016-02-16 12:00 | 0 | 0 | 0 | 0 | 0 | 90286.9658 | 0 | 458011 | 0 | 0 | 0 | 0 | 248447.8288 | 0 | 0 | 0 | 0 | 0 | 0 | 0 | 0 | 0 | 0 | 0 | 0 | 0 | 0 | 0 | 0 | 0 | -251998.3149 | -115725.7193 | 0 | 0 | 0 | 0 | 0 | 0 | 0 | 0 | 0 | 0 | 0 | 0 | 0 | 0 | 0
2016-02-16 13:00 | 0 | 0 | 0 | 0 | 0 | 587921.4407 | 1105.7648 | 469751 | 0 | 0 | 0 | 0 | 251998.3149 | 115725.7193 | 0 | 0 | 0 | 0 | 0 | 0 | 0 | 0 | 0 | 0 | 0 | 0 | 0 | 0 | 0 | 0 | 3550.4862 | 115725.7193 | 0 | 0 | 0 | 0 | 0 | 0 | 0 | 0 | 0 | 0 | 0 | 0 | 0 | 0 | 0
2016-02-16 14:00 | 0 | 0 | 0 | 0 | 0 | 0 | 224801.8886 | 472089 | 0 | 0 | 0 | 0 | 0 | 120436.9229 | 0 | 0 | 0 | 0 | 0 | 0 | 0 | 0 | 0 | 0 | 0 | 0 | 0 | 0 | 0 | 0 | -251998.3149 | 4711.2036 | 0 | 0 | 0 | 0 | 0 | 0 | 0 | 0 | 0 | 0 | 0 | 0 | 0 | 0 | 0
2016-02-16 15:00 | 0 | 0 | 0 | 0 | 0 | 0 | 673559.2593 | 471516 | 0 | 0 | 0 | 0 | 86317.54 | 236162.6421 | 0 | 0 | 0 | 0 | 0 | 0 | 0 | 0 | 0 | 0 | 0 | 0 | 0 | 0 | 0 | 0 | 86317.54 | 115725.7193 | 0 | 0 | 0 | 0 | 0 | 0 | 0 | 0 | 0 | 0 | 0 | 0 | 0 | 0 | 0
2016-02-16 16:00 | 0 | 0 | 0 | 0 | 0 | 0 | 765647.0392 | 467780 | 0 | 0 | 0 | 0 | 268458.8599 | 351888.3614 | 0 | 0 | 0 | 0 | 0 | 0 | 0 | 0 | 0 | 0 | 0 | 0 | 0 | 0 | 0 | 0 | 182141.3199 | 115725.7193 | 0 | 0 | 0 | 0 | 0 | 0 | 0 | 0 | 0 | 0 | 0 | 0 | 0 | 0 | 0
2016-02-16 17:00 | 0 | 0 | 0 | 0 | 0 | 0 | 747423.4183 | 462095 | 0 | 0 | 0 | 0 | 438061.5589 | 467614.0807 | 0 | 0 | 0 | 0 | 0 | 0 | 0 | 0 | 0 | 0 | 0 | 0 | 0 | 0 | 0 | 0 | 169602.699 | 115725.7193 | 0 | 0 | 0 | 0 | 0 | 0 | 0 | 0 | 0 | 0 | 0 | 0 | 0 | 0 | 0
2016-02-16 18:00 | 0 | 0 | 0 | 0 | 0 | 0 | 721050.7918 | 457704 | 0 | 0 | 0 | 0 | 677262.2073 | 491760.2241 | 0 | 0 | 0 | 0 | 0 | 0 | 0 | 0 | 0 | 0 | 0 | 0 | 0 | 0 | 0 | 0 | 239200.6484 | 24146.1434 | 0 | 0 | 0 | 0 | 0 | 0 | 0 | 0 | 0 | 0 | 0 | 0 | 0 | 0 | 0
2016-02-16 19:00 | 0 | 0 | 0 | 0 | 0 | 0 | 708308.4654 | 454346 | 0 | 0 | 0 | 0 | 929260.5223 | 493724.3746 | 0 | 0 | 0 | 0 | 0 | 0 | 0 | 0 | 0 | 0 | 0 | 0 | 0 | 0 | 0 | 0 | 251998.3149 | 1964.1505 | 0 | 0 | 0 | 0 | 0 | 0 | 0 | 0 | 0 | 0 | 0 | 0 | 0 | 0 | 0
2016-02-16 20:00 | 0 | 0 | 0 | 0 | 0 | 0 | 720021.6979 | 451843 | 0 | 0 | 0 | 0 | 1181258.8372 | 509904.7575 | 0 | 0 | 0 | 0 | 0 | 0 | 0 | 0 | 0 | 0 | 0 | 0 | 0 | 0 | 0 | 0 | 251998.3149 | 16180.3829 | 0 | 0 | 0 | 0 | 0 | 0 | 0 | 0 | 0 | 0 | 0 | 0 | 0 | 0 | 0
2016-02-16 21:00 | 0 | 0 | 0 | 0 | 0 | 0 | 743117.4213 | 453875 | 0 | 0 | 0 | 0 | 1354775.5392 | 625630.4768 | 0 | 0 | 0 | 0 | 0 | 0 | 0 | 0 | 0 | 0 | 0 | 0 | 0 | 0 | 0 | 0 | 173516.702 | 115725.7193 | 0 | 0 | 0 | 0 | 0 | 0 | 0 | 0 | 0 | 0 | 0 | 0 | 0 | 0 | 0
2016-02-16 22:00 | 0 | 0 | 0 | 0 | 0 | 0 | 718989.1134 | 461734 | 0 | 0 | 0 | 0 | 1496304.9334 | 741356.1961 | 0 | 0 | 0 | 0 | 0 | 0 | 0 | 0 | 0 | 0 | 0 | 0 | 0 | 0 | 0 | 0 | 141529.3941 | 115725.7193 | 0 | 0 | 0 | 0 | 0 | 0 | 0 | 0 | 0 | 0 | 0 | 0 | 0 | 0 | 0
2016-02-16 23:00 | 0 | 0 | 0 | 0 | 0 | 0 | 459251.9215 | 475995 | 0 | 0 | 0 | 0 | 1363836.1356 | 857081.9154 | 0 | 0 | 0 | 0 | 0 | 0 | 0 | 0 | 0 | 0 | 0 | 0 | 0 | 0 | 0 | 0 | -132468.7978 | 115725.7193 | 0 | 0 | 0 | 0 | 0 | 0 | 0 | 0 | 0 | 0 | 0 | 0 | 0 | 0 | 0
2016-02-17 | 0 | 0 | 0 | 0 | 0 | 43914.3464 | 73298.6193 | 484937 | 0 | 0 | 0 | 0 | 1111837.8206 | 741356.1961 | 0 | 0 | 0 | 0 | 0 | 0 | 0 | 0 | 0 | 0 | 0 | 0 | 0 | 0 | 0 | 0 | -251998.3149 | -115725.7193 | 0 | 0 | 0 | 0 | 0 | 0 | 0 | 0 | 0 | 0 | 0 | 0 | 0 | 0 | 0
2016-02-17 01:00 | 0 | 0 | 0 | 0 | 0 | 347268.5274 | 17.7091 | 484039 | 0 | 0 | 0 | 0 | 859839.5057 | 856601.7475 | 0 | 0 | 0 | 0 | 0 | 0 | 0 | 0 | 0 | 0 | 0 | 0 | 0 | 0 | 0 | 0 | -251998.3149 | 115245.5514 | 0 | 0 | 0 | 0 | 0 | 0 | 0 | 0 | 0 | 0 | 0 | 0 | 0 | 0 | 0
2016-02-17 02:00 | 0 | 0 | 0 | 0 | 0 | 344447.9255 | 0 | 473447 | 0 | 0 | 0 | 0 | 846566.1504 | 740876.0282 | 0 | 0 | 0 | 0 | 0 | 0 | 0 | 0 | 0 | 0 | 0 | 0 | 0 | 0 | 0 | 0 | -13273.3552 | -115725.7193 | 0 | 0 | 0 | 0 | 0 | 0 | 0 | 0 | 0 | 0 | 0 | 0 | 0 | 0 | 0
2016-02-17 03:00 | 0 | 0 | 0 | 0 | 0 | 342120.0766 | 0 | 453437 | 0 | 0 | 0 | 0 | 850974.9464 | 625150.3089 | 0 | 0 | 0 | 0 | 0 | 0 | 0 | 0 | 0 | 0 | 0 | 0 | 0 | 0 | 0 | 0 | 4408.7959 | -115725.7193 | 0 | 0 | 0 | 0 | 0 | 0 | 0 | 0 | 0 | 0 | 0 | 0 | 0 | 0 | 0
2016-02-17 04:00 | 0 | 0 | 0 | 0 | 0 | 349514.8953 | 0 | 429448 | 0 | 0 | 0 | 0 | 655316.1224 | 740876.0282 | 0 | 0 | 0 | 0 | 0 | 0 | 0 | 0 | 0 | 0 | 0 | 0 | 0 | 0 | 0 | 0 | -195658.824 | 115725.7193 | 0 | 0 | 0 | 0 | 0 | 0 | 0 | 0 | 0 | 0 | 0 | 0 | 0 | 0 | 0
2016-02-17 05:00 | 0 | 0 | 0 | 0 | 0 | 42057.9658 | 0 | 409782 | 0 | 0 | 0 | 0 | 403317.8074 | 625150.3089 | 0 | 0 | 0 | 0 | 0 | 0 | 0 | 0 | 0 | 0 | 0 | 0 | 0 | 0 | 0 | 0 | -251998.3149 | -115725.7193 | 0 | 0 | 0 | 0 | 0 | 0 | 0 | 0 | 0 | 0 | 0 | 0 | 0 | 0 | 0
2016-02-17 06:00 | 0 | 0 | 0 | 0 | 0 | 336542.7786 | 0 | 396069 | 0 | 0 | 0 | 0 | 459517.3053 | 509424.5896 | 0 | 0 | 0 | 0 | 0 | 0 | 0 | 0 | 0 | 0 | 0 | 0 | 0 | 0 | 0 | 0 | 56199.4979 | -115725.7193 | 0 | 0 | 0 | 0 | 0 | 0 | 0 | 0 | 0 | 0 | 0 | 0 | 0 | 0 | 0
2016-02-17 07:00 | 0 | 0 | 0 | 0 | 0 | 251573.4044 | 0 | 387846 | 0 | 0 | 0 | 0 | 207518.9904 | 625150.3089 | 0 | 0 | 0 | 0 | 0 | 0 | 0 | 0 | 0 | 0 | 0 | 0 | 0 | 0 | 0 | 0 | -251998.3149 | 115725.7193 | 0 | 0 | 0 | 0 | 0 | 0 | 0 | 0 | 0 | 0 | 0 | 0 | 0 | 0 | 0
2016-02-17 08:00 | 0 | 0 | 0 | 0 | 0 | 412525.0935 | 0 | 384746 | 0 | 0 | 0 | 0 | 351023.8032 | 509424.5896 | 0 | 0 | 0 | 0 | 0 | 0 | 0 | 0 | 0 | 0 | 0 | 0 | 0 | 0 | 0 | 0 | 143504.8128 | -115725.7193 | 0 | 0 | 0 | 0 | 0 | 0 | 0 | 0 | 0 | 0 | 0 | 0 | 0 | 0 | 0
2016-02-17 09:00 | 0 | 0 | 0 | 0 | 0 | 20183.9658 | 0 | 387908 | 0 | 0 | 0 | 0 | 99025.4882 | 393698.8703 | 0 | 0 | 0 | 0 | 0 | 0 | 0 | 0 | 0 | 0 | 0 | 0 | 0 | 0 | 0 | 0 | -251998.3149 | -115725.7193 | 0 | 0 | 0 | 0 | 0 | 0 | 0 | 0 | 0 | 0 | 0 | 0 | 0 | 0 | 0
2016-02-17 10:00 | 0 | 0 | 0 | 0 | 0 | 419665.2311 | 0 | 402965 | 0 | 0 | 0 | 0 | 0 | 509424.5896 | 0 | 0 | 0 | 0 | 0 | 0 | 0 | 0 | 0 | 0 | 0 | 0 | 0 | 0 | 0 | 0 | -99025.4882 | 115725.7193 | 0 | 0 | 0 | 0 | 0 | 0 | 0 | 0 | 0 | 0 | 0 | 0 | 0 | 0 | 0
2016-02-17 11:00 | 0 | 0 | 0 | 0 | 0 | 319336.2807 | 0 | 435062 | 0 | 0 | 0 | 0 | 0 | 393698.8703 | 0 | 0 | 0 | 0 | 0 | 0 | 0 | 0 | 0 | 0 | 0 | 0 | 0 | 0 | 0 | 0 | 0 | -115725.7193 | 0 | 0 | 0 | 0 | 0 | 0 | 0 | 0 | 0 | 0 | 0 | 0 | 0 | 0 | 0
2016-02-17 12:00 | 0 | 0 | 0 | 0 | 0 | 357699.8814 | 0 | 464480 | 0 | 0 | 0 | 0 | 8945.6007 | 277973.151 | 0 | 0 | 0 | 0 | 0 | 0 | 0 | 0 | 0 | 0 | 0 | 0 | 0 | 0 | 0 | 0 | 8945.6007 | -115725.7193 | 0 | 0 | 0 | 0 | 0 | 0 | 0 | 0 | 0 | 0 | 0 | 0 | 0 | 0 | 0
2016-02-17 13:00 | 0 | 0 | 0 | 0 | 0 | 346291.3523 | 1300.3277 | 472263 | 0 | 0 | 0 | 0 | 0 | 162247.4317 | 0 | 0 | 0 | 0 | 0 | 0 | 0 | 0 | 0 | 0 | 0 | 0 | 0 | 0 | 0 | 0 | -8945.6007 | -115725.7193 | 0 | 0 | 0 | 0 | 0 | 0 | 0 | 0 | 0 | 0 | 0 | 0 | 0 | 0 | 0
2016-02-17 14:00 | 0 | 0 | 0 | 0 | 0 | 198853.4181 | 248606.5753 | 470126 | 0 | 0 | 0 | 0 | 23855.7058 | 115725.7193 | 0 | 0 | 0 | 0 | 0 | 0 | 0 | 0 | 0 | 0 | 0 | 0 | 0 | 0 | 0 | 0 | 23855.7058 | -46521.7124 | 0 | 0 | 0 | 0 | 0 | 0 | 0 | 0 | 0 | 0 | 0 | 0 | 0 | 0 | 0
2016-02-17 15:00 | 0 | 0 | 0 | 0 | 0 | 0 | 580347.0666 | 465928 | 0 | 0 | 0 | 0 | 254000.4916 | 0 | 0 | 0 | 0 | 0 | 0 | 0 | 0 | 0 | 0 | 0 | 0 | 0 | 0 | 0 | 0 | 0 | 230144.7859 | -115725.7193 | 0 | 0 | 0 | 0 | 0 | 0 | 0 | 0 | 0 | 0 | 0 | 0 | 0 | 0 | 0
2016-02-17 16:00 | 0 | 0 | 0 | 0 | 0 | 0 | 655342.2232 | 460744 | 0 | 0 | 0 | 0 | 332872.9955 | 115725.7193 | 0 | 0 | 0 | 0 | 0 | 0 | 0 | 0 | 0 | 0 | 0 | 0 | 0 | 0 | 0 | 0 | 78872.5039 | 115725.7193 | 0 | 0 | 0 | 0 | 0 | 0 | 0 | 0 | 0 | 0 | 0 | 0 | 0 | 0 | 0
2016-02-17 17:00 | 0 | 0 | 0 | 0 | 0 | 0 | 653197.177 | 454129 | 0 | 0 | 0 | 0 | 416215.4532 | 231451.4386 | 0 | 0 | 0 | 0 | 0 | 0 | 0 | 0 | 0 | 0 | 0 | 0 | 0 | 0 | 0 | 0 | 83342.4577 | 115725.7193 | 0 | 0 | 0 | 0 | 0 | 0 | 0 | 0 | 0 | 0 | 0 | 0 | 0 | 0 | 0
2016-02-17 18:00 | 0 | 0 | 0 | 0 | 0 | 0 | 637223.3236 | 450106 | 0 | 0 | 0 | 0 | 603332.7769 | 231451.4386 | 0 | 0 | 0 | 0 | 0 | 0 | 0 | 0 | 0 | 0 | 0 | 0 | 0 | 0 | 0 | 0 | 187117.3236 | 8.7311e-11 | 0 | 0 | 0 | 0 | 0 | 0 | 0 | 0 | 0 | 0 | 0 | 0 | 0 | 0 | 0
2016-02-17 19:00 | 0 | 0 | 0 | 0 | 0 | 0 | 627616.3618 | 446675 | 0 | 0 | 0 | 0 | 668548.4194 | 347177.1579 | 0 | 0 | 0 | 0 | 0 | 0 | 0 | 0 | 0 | 0 | 0 | 0 | 0 | 0 | 0 | 0 | 65215.6425 | 115725.7193 | 0 | 0 | 0 | 0 | 0 | 0 | 0 | 0 | 0 | 0 | 0 | 0 | 0 | 0 | 0
2016-02-17 20:00 | 0 | 0 | 0 | 0 | 0 | 0 | 628900.2317 | 445132 | 0 | 0 | 0 | 0 | 736590.9317 | 462902.8772 | 0 | 0 | 0 | 0 | 0 | 0 | 0 | 0 | 0 | 0 | 0 | 0 | 0 | 0 | 0 | 0 | 68042.5124 | 115725.7193 | 0 | 0 | 0 | 0 | 0 | 0 | 0 | 0 | 0 | 0 | 0 | 0 | 0 | 0 | 0
2016-02-17 21:00 | 0 | 0 | 0 | 0 | 0 | 0 | 624421.172 | 447514 | 0 | 0 | 0 | 0 | 797772.3844 | 578628.5965 | 0 | 0 | 0 | 0 | 0 | 0 | 0 | 0 | 0 | 0 | 0 | 0 | 0 | 0 | 0 | 0 | 61181.4527 | 115725.7193 | 0 | 0 | 0 | 0 | 0 | 0 | 0 | 0 | 0 | 0 | 0 | 0 | 0 | 0 | 0
2016-02-17 22:00 | 0 | 0 | 0 | 0 | 0 | 0 | 556729.8582 | 455731 | 0 | 0 | 0 | 0 | 783045.5233 | 694354.3158 | 0 | 0 | 0 | 0 | 0 | 0 | 0 | 0 | 0 | 0 | 0 | 0 | 0 | 0 | 0 | 0 | -14726.8611 | 115725.7193 | 0 | 0 | 0 | 0 | 0 | 0 | 0 | 0 | 0 | 0 | 0 | 0 | 0 | 0 | 0
2016-02-17 23:00 | 0 | 0 | 0 | 0 | 0 | 0 | 328499.7022 | 471276 | 0 | 0 | 0 | 0 | 755994.9448 | 578628.5965 | 0 | 0 | 0 | 0 | 0 | 0 | 0 | 0 | 0 | 0 | 0 | 0 | 0 | 0 | 0 | 0 | -27050.5785 | -115725.7193 | 0 | 0 | 0 | 0 | 0 | 0 | 0 | 0 | 0 | 0 | 0 | 0 | 0 | 0 | 0
2016-02-18 | 0 | 0 | 0 | 0 | 0 | 73718.5892 | 42284.3765 | 483727 | 0 | 0 | 0 | 0 | 503996.6299 | 462902.8772 | 0 | 0 | 0 | 0 | 0 | 0 | 0 | 0 | 0 | 0 | 0 | 0 | 0 | 0 | 0 | 0 | -251998.3149 | -115725.7193 | 0 | 0 | 0 | 0 | 0 | 0 | 0 | 0 | 0 | 0 | 0 | 0 | 0 | 0 | 0
2016-02-18 01:00 | 0 | 0 | 0 | 0 | 0 | 348883.1829 | 2.2215 | 485158 | 0 | 0 | 0 | 0 | 251998.3149 | 578628.5965 | 0 | 0 | 0 | 0 | 0 | 0 | 0 | 0 | 0 | 0 | 0 | 0 | 0 | 0 | 0 | 0 | -251998.3149 | 115725.7193 | 0 | 0 | 0 | 0 | 0 | 0 | 0 | 0 | 0 | 0 | 0 | 0 | 0 | 0 | 0
2016-02-18 02:00 | 0 | 0 | 0 | 0 | 0 | 109248.9658 | 0 | 476973 | 0 | 0 | 0 | 0 | 0 | 462902.8772 | 0 | 0 | 0 | 0 | 0 | 0 | 0 | 0 | 0 | 0 | 0 | 0 | 0 | 0 | 0 | 0 | -251998.3149 | -115725.7193 | 0 | 0 | 0 | 0 | 0 | 0 | 0 | 0 | 0 | 0 | 0 | 0 | 0 | 0 | 0
2016-02-18 03:00 | 0 | 0 | 0 | 0 | 0 | 827297.0342 | 0 | 459573 | 0 | 0 | 0 | 0 | 251998.3149 | 578628.5965 | 0 | 0 | 0 | 0 | 0 | 0 | 0 | 0 | 0 | 0 | 0 | 0 | 0 | 0 | 0 | 0 | 251998.3149 | 115725.7193 | 0 | 0 | 0 | 0 | 0 | 0 | 0 | 0 | 0 | 0 | 0 | 0 | 0 | 0 | 0
2016-02-18 04:00 | 0 | 0 | 0 | 0 | 0 | 573473.5956 | 0 | 437201 | 0 | 0 | 0 | 0 | 503996.6299 | 462902.8772 | 0 | 0 | 0 | 0 | 0 | 0 | 0 | 0 | 0 | 0 | 0 | 0 | 0 | 0 | 0 | 0 | 251998.3149 | -115725.7193 | 0 | 0 | 0 | 0 | 0 | 0 | 0 | 0 | 0 | 0 | 0 | 0 | 0 | 0 | 0
2016-02-18 05:00 | 0 | 0 | 0 | 0 | 0 | 50560.9658 | 0 | 418285 | 0 | 0 | 0 | 0 | 251998.3149 | 347177.1579 | 0 | 0 | 0 | 0 | 0 | 0 | 0 | 0 | 0 | 0 | 0 | 0 | 0 | 0 | 0 | 0 | -251998.3149 | -115725.7193 | 0 | 0 | 0 | 0 | 0 | 0 | 0 | 0 | 0 | 0 | 0 | 0 | 0 | 0 | 0
2016-02-18 06:00 | 0 | 0 | 0 | 0 | 0 | 774023.0342 | 0 | 406299 | 0 | 0 | 0 | 0 | 503996.6299 | 462902.8772 | 0 | 0 | 0 | 0 | 0 | 0 | 0 | 0 | 0 | 0 | 0 | 0 | 0 | 0 | 0 | 0 | 251998.3149 | 115725.7193 | 0 | 0 | 0 | 0 | 0 | 0 | 0 | 0 | 0 | 0 | 0 | 0 | 0 | 0 | 0
2016-02-18 07:00 | 0 | 0 | 0 | 0 | 0 | 31590.9658 | 0 | 399315 | 0 | 0 | 0 | 0 | 251998.3149 | 347177.1579 | 0 | 0 | 0 | 0 | 0 | 0 | 0 | 0 | 0 | 0 | 0 | 0 | 0 | 0 | 0 | 0 | -251998.3149 | -115725.7193 | 0 | 0 | 0 | 0 | 0 | 0 | 0 | 0 | 0 | 0 | 0 | 0 | 0 | 0 | 0
2016-02-18 08:00 | 0 | 0 | 0 | 0 | 0 | 29956.9658 | 0 | 397681 | 0 | 0 | 0 | 0 | 0 | 231451.4386 | 0 | 0 | 0 | 0 | 0 | 0 | 0 | 0 | 0 | 0 | 0 | 0 | 0 | 0 | 0 | 0 | -251998.3149 | -115725.7193 | 0 | 0 | 0 | 0 | 0 | 0 | 0 | 0 | 0 | 0 | 0 | 0 | 0 | 0 | 0
2016-02-18 09:00 | 0 | 0 | 0 | 0 | 0 | 768931.0342 | 0 | 401207 | 0 | 0 | 0 | 0 | 251998.3149 | 347177.1579 | 0 | 0 | 0 | 0 | 0 | 0 | 0 | 0 | 0 | 0 | 0 | 0 | 0 | 0 | 0 | 0 | 251998.3149 | 115725.7193 | 0 | 0 | 0 | 0 | 0 | 0 | 0 | 0 | 0 | 0 | 0 | 0 | 0 | 0 | 0
2016-02-18 10:00 | 0 | 0 | 0 | 0 | 0 | 48602.9658 | 0 | 416327 | 0 | 0 | 0 | 0 | 0 | 231451.4386 | 0 | 0 | 0 | 0 | 0 | 0 | 0 | 0 | 0 | 0 | 0 | 0 | 0 | 0 | 0 | 0 | -251998.3149 | -115725.7193 | 0 | 0 | 0 | 0 | 0 | 0 | 0 | 0 | 0 | 0 | 0 | 0 | 0 | 0 | 0
2016-02-18 11:00 | 0 | 0 | 0 | 0 | 0 | 586616.5956 | 0 | 450344 | 0 | 0 | 0 | 0 | 251998.3149 | 115725.7193 | 0 | 0 | 0 | 0 | 0 | 0 | 0 | 0 | 0 | 0 | 0 | 0 | 0 | 0 | 0 | 0 | 251998.3149 | -115725.7193 | 0 | 0 | 0 | 0 | 0 | 0 | 0 | 0 | 0 | 0 | 0 | 0 | 0 | 0 | 0
2016-02-18 12:00 | 0 | 0 | 0 | 0 | 0 | 110924.9658 | 0 | 478649 | 0 | 0 | 0 | 0 | 0 | 0 | 0 | 0 | 0 | 0 | 0 | 0 | 0 | 0 | 0 | 0 | 0 | 0 | 0 | 0 | 0 | 0 | -251998.3149 | -115725.7193 | 0 | 0 | 0 | 0 | 0 | 0 | 0 | 0 | 0 | 0 | 0 | 0 | 0 | 0 | 0
2016-02-18 13:00 | 0 | 0 | 0 | 0 | 0 | 753394.9692 | 1701.1678 | 482466 | 0 | 0 | 0 | 0 | 156904.4177 | 115725.7193 | 0 | 0 | 0 | 0 | 0 | 0 | 0 | 0 | 0 | 0 | 0 | 0 | 0 | 0 | 0 | 0 | 156904.4177 | 115725.7193 | 0 | 0 | 0 | 0 | 0 | 0 | 0 | 0 | 0 | 0 | 0 | 0 | 0 | 0 | 0
2016-02-18 14:00 | 0 | 0 | 0 | 0 | 0 | 622117.7532 | 221490.281 | 475884 | 0 | 0 | 0 | 0 | 408902.7326 | 231451.4386 | 0 | 0 | 0 | 0 | 0 | 0 | 0 | 0 | 0 | 0 | 0 | 0 | 0 | 0 | 0 | 0 | 251998.3149 | 115725.7193 | 0 | 0 | 0 | 0 | 0 | 0 | 0 | 0 | 0 | 0 | 0 | 0 | 0 | 0 | 0
2016-02-18 15:00 | 0 | 0 | 0 | 0 | 0 | 331185.3094 | 505152.7248 | 468614 | 0 | 0 | 0 | 0 | 660901.0476 | 347177.1579 | 0 | 0 | 0 | 0 | 0 | 0 | 0 | 0 | 0 | 0 | 0 | 0 | 0 | 0 | 0 | 0 | 251998.3149 | 115725.7193 | 0 | 0 | 0 | 0 | 0 | 0 | 0 | 0 | 0 | 0 | 0 | 0 | 0 | 0 | 0
2016-02-18 16:00 | 0 | 0 | 0 | 0 | 0 | 0 | 618928.6768 | 460316 | 0 | 0 | 0 | 0 | 703788.0051 | 462902.8772 | 0 | 0 | 0 | 0 | 0 | 0 | 0 | 0 | 0 | 0 | 0 | 0 | 0 | 0 | 0 | 0 | 42886.9575 | 115725.7193 | 0 | 0 | 0 | 0 | 0 | 0 | 0 | 0 | 0 | 0 | 0 | 0 | 0 | 0 | 0
2016-02-18 17:00 | 0 | 0 | 0 | 0 | 0 | 166286.0493 | 653714.985 | 452277 | 0 | 0 | 0 | 0 | 955786.32 | 578628.5965 | 0 | 0 | 0 | 0 | 0 | 0 | 0 | 0 | 0 | 0 | 0 | 0 | 0 | 0 | 0 | 0 | 251998.3149 | 115725.7193 | 0 | 0 | 0 | 0 | 0 | 0 | 0 | 0 | 0 | 0 | 0 | 0 | 0 | 0 | 0
2016-02-18 18:00 | 0 | 0 | 0 | 0 | 0 | 172424.7869 | 641880.2473 | 446581 | 0 | 0 | 0 | 0 | 1207784.6349 | 694354.3158 | 0 | 0 | 0 | 0 | 0 | 0 | 0 | 0 | 0 | 0 | 0 | 0 | 0 | 0 | 0 | 0 | 251998.3149 | 115725.7193 | 0 | 0 | 0 | 0 | 0 | 0 | 0 | 0 | 0 | 0 | 0 | 0 | 0 | 0 | 0
2016-02-18 19:00 | 0 | 0 | 0 | 0 | 0 | 0 | 639968.308 | 442689 | 0 | 0 | 0 | 0 | 1289338.2237 | 810080.0351 | 0 | 0 | 0 | 0 | 0 | 0 | 0 | 0 | 0 | 0 | 0 | 0 | 0 | 0 | 0 | 0 | 81553.5887 | 115725.7193 | 0 | 0 | 0 | 0 | 0 | 0 | 0 | 0 | 0 | 0 | 0 | 0 | 0 | 0 | 0
2016-02-18 20:00 | 0 | 0 | 0 | 0 | 0 | 55467.5891 | 653482.0656 | 440034 | 0 | 0 | 0 | 0 | 1442528.1591 | 925805.7544 | 0 | 0 | 0 | 0 | 0 | 0 | 0 | 0 | 0 | 0 | 0 | 0 | 0 | 0 | 0 | 0 | 153189.9355 | 115725.7193 | 0 | 0 | 0 | 0 | 0 | 0 | 0 | 0 | 0 | 0 | 0 | 0 | 0 | 0 | 0
2016-02-18 21:00 | 0 | 0 | 0 | 0 | 0 | 0 | 671487.733 | 441636 | 0 | 0 | 0 | 0 | 1556654.1728 | 1041531.4737 | 0 | 0 | 0 | 0 | 0 | 0 | 0 | 0 | 0 | 0 | 0 | 0 | 0 | 0 | 0 | 0 | 114126.0137 | 115725.7193 | 0 | 0 | 0 | 0 | 0 | 0 | 0 | 0 | 0 | 0 | 0 | 0 | 0 | 0 | 0
2016-02-18 22:00 | 0 | 0 | 0 | 0 | 0 | 0 | 645956.4015 | 450288 | 0 | 0 | 0 | 0 | 1636596.8551 | 1157257.193 | 0 | 0 | 0 | 0 | 0 | 0 | 0 | 0 | 0 | 0 | 0 | 0 | 0 | 0 | 0 | 0 | 79942.6822 | 115725.7193 | 0 | 0 | 0 | 0 | 0 | 0 | 0 | 0 | 0 | 0 | 0 | 0 | 0 | 0 | 0
2016-02-18 23:00 | 0 | 0 | 0 | 0 | 0 | 0 | 458555.7539 | 467437 | 0 | 0 | 0 | 0 | 1511989.8897 | 1272982.9123 | 0 | 0 | 0 | 0 | 0 | 0 | 0 | 0 | 0 | 0 | 0 | 0 | 0 | 0 | 0 | 0 | -124606.9654 | 115725.7193 | 0 | 0 | 0 | 0 | 0 | 0 | 0 | 0 | 0 | 0 | 0 | 0 | 0 | 0 | 0
2016-02-19 | 0 | 0 | 0 | 0 | 0 | 760226.7328 | 87607.3015 | 480110 | 0 | 0 | 0 | 0 | 1763988.2046 | 1388708.6316 | 0 | 0 | 0 | 0 | 0 | 0 | 0 | 0 | 0 | 0 | 0 | 0 | 0 | 0 | 0 | 0 | 251998.3149 | 115725.7193 | 0 | 0 | 0 | 0 | 0 | 0 | 0 | 0 | 0 | 0 | 0 | 0 | 0 | 0 | 0
2016-02-19 01:00 | 0 | 0 | 0 | 0 | 0 | 345806.8931 | 26.5112 | 482106 | 0 | 0 | 0 | 0 | 1511989.8897 | 1504434.3509 | 0 | 0 | 0 | 0 | 0 | 0 | 0 | 0 | 0 | 0 | 0 | 0 | 0 | 0 | 0 | 0 | -251998.3149 | 115725.7193 | 0 | 0 | 0 | 0 | 0 | 0 | 0 | 0 | 0 | 0 | 0 | 0 | 0 | 0 | 0
2016-02-19 02:00 | 0 | 0 | 0 | 0 | 0 | 842119.0342 | 0 | 474395 | 0 | 0 | 0 | 0 | 1763988.2046 | 1620160.0702 | 0 | 0 | 0 | 0 | 0 | 0 | 0 | 0 | 0 | 0 | 0 | 0 | 0 | 0 | 0 | 0 | 251998.3149 | 115725.7193 | 0 | 0 | 0 | 0 | 0 | 0 | 0 | 0 | 0 | 0 | 0 | 0 | 0 | 0 | 0
2016-02-19 03:00 | 0 | 0 | 0 | 0 | 0 | 321009.4044 | 0 | 457282 | 0 | 0 | 0 | 0 | 1511989.8897 | 1735885.7895 | 0 | 0 | 0 | 0 | 0 | 0 | 0 | 0 | 0 | 0 | 0 | 0 | 0 | 0 | 0 | 0 | -251998.3149 | 115725.7193 | 0 | 0 | 0 | 0 | 0 | 0 | 0 | 0 | 0 | 0 | 0 | 0 | 0 | 0 | 0
2016-02-19 04:00 | 0 | 0 | 0 | 0 | 0 | 801846.0342 | 0 | 434122 | 0 | 0 | 0 | 0 | 1763988.2046 | 1851611.5087 | 0 | 0 | 0 | 0 | 0 | 0 | 0 | 0 | 0 | 0 | 0 | 0 | 0 | 0 | 0 | 0 | 251998.3149 | 115725.7193 | 0 | 0 | 0 | 0 | 0 | 0 | 0 | 0 | 0 | 0 | 0 | 0 | 0 | 0 | 0
2016-02-19 05:00 | 0 | 0 | 0 | 0 | 0 | 46811.9658 | 0 | 414536 | 0 | 0 | 0 | 0 | 1511989.8897 | 1735885.7895 | 0 | 0 | 0 | 0 | 0 | 0 | 0 | 0 | 0 | 0 | 0 | 0 | 0 | 0 | 0 | 0 | -251998.3149 | -115725.7193 | 0 | 0 | 0 | 0 | 0 | 0 | 0 | 0 | 0 | 0 | 0 | 0 | 0 | 0 | 0
2016-02-19 06:00 | 0 | 0 | 0 | 0 | 0 | 265755.4044 | 0 | 402028 | 0 | 0 | 0 | 0 | 1259991.5747 | 1851611.5087 | 0 | 0 | 0 | 0 | 0 | 0 | 0 | 0 | 0 | 0 | 0 | 0 | 0 | 0 | 0 | 0 | -251998.3149 | 115725.7193 | 0 | 0 | 0 | 0 | 0 | 0 | 0 | 0 | 0 | 0 | 0 | 0 | 0 | 0 | 0
2016-02-19 07:00 | 0 | 0 | 0 | 0 | 0 | 25672.9658 | 0 | 393397 | 0 | 0 | 0 | 0 | 1007993.2598 | 1735885.7895 | 0 | 0 | 0 | 0 | 0 | 0 | 0 | 0 | 0 | 0 | 0 | 0 | 0 | 0 | 0 | 0 | -251998.3149 | -115725.7193 | 0 | 0 | 0 | 0 | 0 | 0 | 0 | 0 | 0 | 0 | 0 | 0 | 0 | 0 | 0
2016-02-19 08:00 | 0 | 0 | 0 | 0 | 0 | 525326.5956 | 0 | 389054 | 0 | 0 | 0 | 0 | 1259991.5747 | 1620160.0702 | 0 | 0 | 0 | 0 | 0 | 0 | 0 | 0 | 0 | 0 | 0 | 0 | 0 | 0 | 0 | 0 | 251998.3149 | -115725.7193 | 0 | 0 | 0 | 0 | 0 | 0 | 0 | 0 | 0 | 0 | 0 | 0 | 0 | 0 | 0
2016-02-19 09:00 | 0 | 0 | 0 | 0 | 0 | 255437.4044 | 0 | 391710 | 0 | 0 | 0 | 0 | 1007993.2598 | 1735885.7895 | 0 | 0 | 0 | 0 | 0 | 0 | 0 | 0 | 0 | 0 | 0 | 0 | 0 | 0 | 0 | 0 | -251998.3149 | 115725.7193 | 0 | 0 | 0 | 0 | 0 | 0 | 0 | 0 | 0 | 0 | 0 | 0 | 0 | 0 | 0
2016-02-19 10:00 | 0 | 0 | 0 | 0 | 0 | 37695.9658 | 0 | 405420 | 0 | 0 | 0 | 0 | 755994.9448 | 1620160.0702 | 0 | 0 | 0 | 0 | 0 | 0 | 0 | 0 | 0 | 0 | 0 | 0 | 0 | 0 | 0 | 0 | -251998.3149 | -115725.7193 | 0 | 0 | 0 | 0 | 0 | 0 | 0 | 0 | 0 | 0 | 0 | 0 | 0 | 0 | 0
2016-02-19 11:00 | 0 | 0 | 0 | 0 | 0 | 298897.4044 | 0 | 435170 | 0 | 0 | 0 | 0 | 503996.6299 | 1735885.7895 | 0 | 0 | 0 | 0 | 0 | 0 | 0 | 0 | 0 | 0 | 0 | 0 | 0 | 0 | 0 | 0 | -251998.3149 | 115725.7193 | 0 | 0 | 0 | 0 | 0 | 0 | 0 | 0 | 0 | 0 | 0 | 0 | 0 | 0 | 0
2016-02-19 12:00 | 0 | 0 | 0 | 0 | 0 | 92806.9658 | 0 | 460531 | 0 | 0 | 0 | 0 | 251998.3149 | 1620160.0702 | 0 | 0 | 0 | 0 | 0 | 0 | 0 | 0 | 0 | 0 | 0 | 0 | 0 | 0 | 0 | 0 | -251998.3149 | -115725.7193 | 0 | 0 | 0 | 0 | 0 | 0 | 0 | 0 | 0 | 0 | 0 | 0 | 0 | 0 | 0
2016-02-19 13:00 | 0 | 0 | 0 | 0 | 0 | 325671.3548 | 2023.0495 | 463967 | 0 | 0 | 0 | 0 | 0 | 1735885.7895 | 0 | 0 | 0 | 0 | 0 | 0 | 0 | 0 | 0 | 0 | 0 | 0 | 0 | 0 | 0 | 0 | -251998.3149 | 115725.7193 | 0 | 0 | 0 | 0 | 0 | 0 | 0 | 0 | 0 | 0 | 0 | 0 | 0 | 0 | 0
2016-02-19 14:00 | 0 | 0 | 0 | 0 | 0 | 631668.1964 | 196886.8378 | 460831 | 0 | 0 | 0 | 0 | 251998.3149 | 1851611.5087 | 0 | 0 | 0 | 0 | 0 | 0 | 0 | 0 | 0 | 0 | 0 | 0 | 0 | 0 | 0 | 0 | 251998.3149 | 115725.7193 | 0 | 0 | 0 | 0 | 0 | 0 | 0 | 0 | 0 | 0 | 0 | 0 | 0 | 0 | 0
2016-02-19 15:00 | 0 | 0 | 0 | 0 | 0 | 113851.934 | 563263.8982 | 457400 | 0 | 0 | 0 | 0 | 355988.4279 | 1967337.228 | 0 | 0 | 0 | 0 | 0 | 0 | 0 | 0 | 0 | 0 | 0 | 0 | 0 | 0 | 0 | 0 | 103990.1129 | 115725.7193 | 0 | 0 | 0 | 0 | 0 | 0 | 0 | 0 | 0 | 0 | 0 | 0 | 0 | 0 | 0
2016-02-19 16:00 | 0 | 0 | 0 | 0 | 0 | 154024.7398 | 664670.2944 | 450971 | 0 | 0 | 0 | 0 | 607986.7428 | 2083062.9473 | 0 | 0 | 0 | 0 | 0 | 0 | 0 | 0 | 0 | 0 | 0 | 0 | 0 | 0 | 0 | 0 | 251998.3149 | 115725.7193 | 0 | 0 | 0 | 0 | 0 | 0 | 0 | 0 | 0 | 0 | 0 | 0 | 0 | 0 | 0
2016-02-19 17:00 | 0 | 0 | 0 | 0 | 0 | 0 | 669780.5891 | 444834 | 0 | 0 | 0 | 0 | 717207.6127 | 2198788.6666 | 0 | 0 | 0 | 0 | 0 | 0 | 0 | 0 | 0 | 0 | 0 | 0 | 0 | 0 | 0 | 0 | 109220.8698 | 115725.7193 | 0 | 0 | 0 | 0 | 0 | 0 | 0 | 0 | 0 | 0 | 0 | 0 | 0 | 0 | 0
2016-02-19 18:00 | 0 | 0 | 0 | 0 | 0 | 163891.1962 | 643509.838 | 439677 | 0 | 0 | 0 | 0 | 969205.9276 | 2314514.3859 | 0 | 0 | 0 | 0 | 0 | 0 | 0 | 0 | 0 | 0 | 0 | 0 | 0 | 0 | 0 | 0 | 251998.3149 | 115725.7193 | 0 | 0 | 0 | 0 | 0 | 0 | 0 | 0 | 0 | 0 | 0 | 0 | 0 | 0 | 0
2016-02-19 19:00 | 0 | 0 | 0 | 0 | 0 | 180794.4364 | 623644.5979 | 436715 | 0 | 0 | 0 | 0 | 1221204.2425 | 2430240.1052 | 0 | 0 | 0 | 0 | 0 | 0 | 0 | 0 | 0 | 0 | 0 | 0 | 0 | 0 | 0 | 0 | 251998.3149 | 115725.7193 | 0 | 0 | 0 | 0 | 0 | 0 | 0 | 0 | 0 | 0 | 0 | 0 | 0 | 0 | 0
2016-02-19 20:00 | 0 | 0 | 0 | 0 | 0 | 180048.6669 | 621987.3674 | 434312 | 0 | 0 | 0 | 0 | 1473202.5575 | 2545965.8245 | 0 | 0 | 0 | 0 | 0 | 0 | 0 | 0 | 0 | 0 | 0 | 0 | 0 | 0 | 0 | 0 | 251998.3149 | 115725.7193 | 0 | 0 | 0 | 0 | 0 | 0 | 0 | 0 | 0 | 0 | 0 | 0 | 0 | 0 | 0
2016-02-19 21:00 | 0 | 0 | 0 | 0 | 0 | 0 | 612997.2104 | 433831 | 0 | 0 | 0 | 0 | 1536643.0486 | 2661691.5438 | 0 | 0 | 0 | 0 | 0 | 0 | 0 | 0 | 0 | 0 | 0 | 0 | 0 | 0 | 0 | 0 | 63440.4911 | 115725.7193 | 0 | 0 | 0 | 0 | 0 | 0 | 0 | 0 | 0 | 0 | 0 | 0 | 0 | 0 | 0
2016-02-19 22:00 | 0 | 0 | 0 | 0 | 0 | 0 | 574409.205 | 438853 | 0 | 0 | 0 | 0 | 1787924.9729 | 2545965.8245 | 0 | 0 | 0 | 0 | 0 | 0 | 0 | 0 | 0 | 0 | 0 | 0 | 0 | 0 | 0 | 0 | 251281.9243 | -115725.7193 | 0 | 0 | 0 | 0 | 0 | 0 | 0 | 0 | 0 | 0 | 0 | 0 | 0 | 0 | 0
2016-02-19 23:00 | 0 | 0 | 0 | 0 | 0 | 0 | 418903.2605 | 448325 | 0 | 0 | 0 | 0 | 1642777.5141 | 2661691.5438 | 0 | 0 | 0 | 0 | 0 | 0 | 0 | 0 | 0 | 0 | 0 | 0 | 0 | 0 | 0 | 0 | -145147.4588 | 115725.7193 | 0 | 0 | 0 | 0 | 0 | 0 | 0 | 0 | 0 | 0 | 0 | 0 | 0 | 0 | 0
2016-02-20 | 0 | 0 | 0 | 0 | 0 | 695405.8162 | 78581.0882 | 453703 | 0 | 0 | 0 | 0 | 1894775.8291 | 2729977.1333 | 0 | 0 | 0 | 0 | 0 | 0 | 0 | 0 | 0 | 0 | 0 | 0 | 0 | 0 | 0 | 0 | 251998.3149 | 68285.5895 | 0 | 0 | 0 | 0 | 0 | 0 | 0 | 0 | 0 | 0 | 0 | 0 | 0 | 0 | 0
2016-02-20 01:00 | 0 | 0 | 0 | 0 | 0 | 314541.8751 | 22.5293 | 450837 | 0 | 0 | 0 | 0 | 1642777.5141 | 2845702.8526 | 0 | 0 | 0 | 0 | 0 | 0 | 0 | 0 | 0 | 0 | 0 | 0 | 0 | 0 | 0 | 0 | -251998.3149 | 115725.7193 | 0 | 0 | 0 | 0 | 0 | 0 | 0 | 0 | 0 | 0 | 0 | 0 | 0 | 0 | 0
2016-02-20 02:00 | 0 | 0 | 0 | 0 | 0 | 772016.1885 | 0 | 442242 | 0 | 0 | 0 | 0 | 1856825.9833 | 2961428.5719 | 0 | 0 | 0 | 0 | 0 | 0 | 0 | 0 | 0 | 0 | 0 | 0 | 0 | 0 | 0 | 0 | 214048.4692 | 115725.7193 | 0 | 0 | 0 | 0 | 0 | 0 | 0 | 0 | 0 | 0 | 0 | 0 | 0 | 0 | 0
2016-02-20 03:00 | 0 | 0 | 0 | 0 | 0 | 291573.4044 | 0 | 427846 | 0 | 0 | 0 | 0 | 1604827.6684 | 3077154.2912 | 0 | 0 | 0 | 0 | 0 | 0 | 0 | 0 | 0 | 0 | 0 | 0 | 0 | 0 | 0 | 0 | -251998.3149 | 115725.7193 | 0 | 0 | 0 | 0 | 0 | 0 | 0 | 0 | 0 | 0 | 0 | 0 | 0 | 0 | 0
2016-02-20 04:00 | 0 | 0 | 0 | 0 | 0 | 775794.0342 | 0 | 408070 | 0 | 0 | 0 | 0 | 1856825.9833 | 3192880.0105 | 0 | 0 | 0 | 0 | 0 | 0 | 0 | 0 | 0 | 0 | 0 | 0 | 0 | 0 | 0 | 0 | 251998.3149 | 115725.7193 | 0 | 0 | 0 | 0 | 0 | 0 | 0 | 0 | 0 | 0 | 0 | 0 | 0 | 0 | 0
2016-02-20 05:00 | 0 | 0 | 0 | 0 | 0 | 252304.4044 | 0 | 388577 | 0 | 0 | 0 | 0 | 1604827.6684 | 3308605.7298 | 0 | 0 | 0 | 0 | 0 | 0 | 0 | 0 | 0 | 0 | 0 | 0 | 0 | 0 | 0 | 0 | -251998.3149 | 115725.7193 | 0 | 0 | 0 | 0 | 0 | 0 | 0 | 0 | 0 | 0 | 0 | 0 | 0 | 0 | 0
2016-02-20 06:00 | 0 | 0 | 0 | 0 | 0 | 5847.9658 | 0 | 373572 | 0 | 0 | 0 | 0 | 1352829.3534 | 3192880.0105 | 0 | 0 | 0 | 0 | 0 | 0 | 0 | 0 | 0 | 0 | 0 | 0 | 0 | 0 | 0 | 0 | -251998.3149 | -115725.7193 | 0 | 0 | 0 | 0 | 0 | 0 | 0 | 0 | 0 | 0 | 0 | 0 | 0 | 0 | 0
2016-02-20 07:00 | 0 | 0 | 0 | 0 | 0 | 0 | 0 | 362627 | 0 | 0 | 0 | 0 | 1100831.0385 | 3082251.3254 | 0 | 0 | 0 | 0 | 0 | 0 | 0 | 0 | 0 | 0 | 0 | 0 | 0 | 0 | 0 | 0 | -251998.3149 | -110628.6851 | 0 | 0 | 0 | 0 | 0 | 0 | 0 | 0 | 0 | 0 | 0 | 0 | 0 | 0 | 0
2016-02-20 08:00 | 0 | 0 | 0 | 0 | 0 | 492824.5956 | 0 | 356552 | 0 | 0 | 0 | 0 | 1352829.3534 | 2966525.6061 | 0 | 0 | 0 | 0 | 0 | 0 | 0 | 0 | 0 | 0 | 0 | 0 | 0 | 0 | 0 | 0 | 251998.3149 | -115725.7193 | 0 | 0 | 0 | 0 | 0 | 0 | 0 | 0 | 0 | 0 | 0 | 0 | 0 | 0 | 0
2016-02-20 09:00 | 0 | 0 | 0 | 0 | 0 | 721742.0342 | 0 | 354018 | 0 | 0 | 0 | 0 | 1604827.6684 | 3082251.3254 | 0 | 0 | 0 | 0 | 0 | 0 | 0 | 0 | 0 | 0 | 0 | 0 | 0 | 0 | 0 | 0 | 251998.3149 | 115725.7193 | 0 | 0 | 0 | 0 | 0 | 0 | 0 | 0 | 0 | 0 | 0 | 0 | 0 | 0 | 0
2016-02-20 10:00 | 0 | 0 | 0 | 0 | 0 | 0 | 0 | 356351 | 0 | 0 | 0 | 0 | 1352829.3534 | 2977898.6404 | 0 | 0 | 0 | 0 | 0 | 0 | 0 | 0 | 0 | 0 | 0 | 0 | 0 | 0 | 0 | 0 | -251998.3149 | -104352.6851 | 0 | 0 | 0 | 0 | 0 | 0 | 0 | 0 | 0 | 0 | 0 | 0 | 0 | 0 | 0
2016-02-20 11:00 | 0 | 0 | 0 | 0 | 0 | 0 | 0 | 365919 | 0 | 0 | 0 | 0 | 1100831.0385 | 2863977.9553 | 0 | 0 | 0 | 0 | 0 | 0 | 0 | 0 | 0 | 0 | 0 | 0 | 0 | 0 | 0 | 0 | -251998.3149 | -113920.6851 | 0 | 0 | 0 | 0 | 0 | 0 | 0 | 0 | 0 | 0 | 0 | 0 | 0 | 0 | 0
2016-02-20 12:00 | 0 | 0 | 0 | 0 | 0 | 10000.9658 | 0 | 377725 | 0 | 0 | 0 | 0 | 848832.7235 | 2748252.236 | 0 | 0 | 0 | 0 | 0 | 0 | 0 | 0 | 0 | 0 | 0 | 0 | 0 | 0 | 0 | 0 | -251998.3149 | -115725.7193 | 0 | 0 | 0 | 0 | 0 | 0 | 0 | 0 | 0 | 0 | 0 | 0 | 0 | 0 | 0
2016-02-20 13:00 | 0 | 0 | 0 | 0 | 0 | 599973.5474 | 1682.0913 | 389961 | 0 | 0 | 0 | 0 | 944801.6429 | 2863977.9553 | 0 | 0 | 0 | 0 | 0 | 0 | 0 | 0 | 0 | 0 | 0 | 0 | 0 | 0 | 0 | 0 | 95968.9194 | 115725.7193 | 0 | 0 | 0 | 0 | 0 | 0 | 0 | 0 | 0 | 0 | 0 | 0 | 0 | 0 | 0
2016-02-20 14:00 | 0 | 0 | 0 | 0 | 0 | 345359.1622 | 226731.7696 | 399954 | 0 | 0 | 0 | 0 | 1001212.8555 | 2979703.6746 | 0 | 0 | 0 | 0 | 0 | 0 | 0 | 0 | 0 | 0 | 0 | 0 | 0 | 0 | 0 | 0 | 56411.2125 | 115725.7193 | 0 | 0 | 0 | 0 | 0 | 0 | 0 | 0 | 0 | 0 | 0 | 0 | 0 | 0 | 0
2016-02-20 15:00 | 0 | 0 | 0 | 0 | 0 | 130919.1175 | 640543.9167 | 403739 | 0 | 0 | 0 | 0 | 1253211.1704 | 3095429.3939 | 0 | 0 | 0 | 0 | 0 | 0 | 0 | 0 | 0 | 0 | 0 | 0 | 0 | 0 | 0 | 0 | 251998.3149 | 115725.7193 | 0 | 0 | 0 | 0 | 0 | 0 | 0 | 0 | 0 | 0 | 0 | 0 | 0 | 0 | 0
2016-02-20 16:00 | 0 | 0 | 0 | 0 | 0 | 0 | 735190.7316 | 402616 | 0 | 0 | 0 | 0 | 1470060.1827 | 3211155.1132 | 0 | 0 | 0 | 0 | 0 | 0 | 0 | 0 | 0 | 0 | 0 | 0 | 0 | 0 | 0 | 0 | 216849.0123 | 115725.7193 | 0 | 0 | 0 | 0 | 0 | 0 | 0 | 0 | 0 | 0 | 0 | 0 | 0 | 0 | 0
2016-02-20 17:00 | 0 | 0 | 0 | 0 | 0 | 36608.4982 | 730161.5361 | 399046 | 0 | 0 | 0 | 0 | 1722058.4977 | 3326880.8325 | 0 | 0 | 0 | 0 | 0 | 0 | 0 | 0 | 0 | 0 | 0 | 0 | 0 | 0 | 0 | 0 | 251998.3149 | 115725.7193 | 0 | 0 | 0 | 0 | 0 | 0 | 0 | 0 | 0 | 0 | 0 | 0 | 0 | 0 | 0
2016-02-20 18:00 | 0 | 0 | 0 | 0 | 0 | 56452.1202 | 705575.914 | 394304 | 0 | 0 | 0 | 0 | 1974056.8126 | 3442606.5518 | 0 | 0 | 0 | 0 | 0 | 0 | 0 | 0 | 0 | 0 | 0 | 0 | 0 | 0 | 0 | 0 | 251998.3149 | 115725.7193 | 0 | 0 | 0 | 0 | 0 | 0 | 0 | 0 | 0 | 0 | 0 | 0 | 0 | 0 | 0
2016-02-20 19:00 | 0 | 0 | 0 | 0 | 0 | 67972.549 | 688931.4852 | 389180 | 0 | 0 | 0 | 0 | 2226055.1276 | 3558332.2711 | 0 | 0 | 0 | 0 | 0 | 0 | 0 | 0 | 0 | 0 | 0 | 0 | 0 | 0 | 0 | 0 | 251998.3149 | 115725.7193 | 0 | 0 | 0 | 0 | 0 | 0 | 0 | 0 | 0 | 0 | 0 | 0 | 0 | 0 | 0
2016-02-20 20:00 | 0 | 0 | 0 | 0 | 0 | 60943.025 | 692054.0092 | 385273 | 0 | 0 | 0 | 0 | 2478053.4425 | 3674057.9904 | 0 | 0 | 0 | 0 | 0 | 0 | 0 | 0 | 0 | 0 | 0 | 0 | 0 | 0 | 0 | 0 | 251998.3149 | 115725.7193 | 0 | 0 | 0 | 0 | 0 | 0 | 0 | 0 | 0 | 0 | 0 | 0 | 0 | 0 | 0
2016-02-20 21:00 | 0 | 0 | 0 | 0 | 0 | 0 | 700011.7411 | 384806 | 0 | 0 | 0 | 0 | 2677533.4643 | 3789783.7097 | 0 | 0 | 0 | 0 | 0 | 0 | 0 | 0 | 0 | 0 | 0 | 0 | 0 | 0 | 0 | 0 | 199480.0218 | 115725.7193 | 0 | 0 | 0 | 0 | 0 | 0 | 0 | 0 | 0 | 0 | 0 | 0 | 0 | 0 | 0
2016-02-20 22:00 | 0 | 0 | 0 | 0 | 0 | 0 | 665296.5898 | 389641 | 0 | 0 | 0 | 0 | 2837463.3348 | 3905509.429 | 0 | 0 | 0 | 0 | 0 | 0 | 0 | 0 | 0 | 0 | 0 | 0 | 0 | 0 | 0 | 0 | 159929.8705 | 115725.7193 | 0 | 0 | 0 | 0 | 0 | 0 | 0 | 0 | 0 | 0 | 0 | 0 | 0 | 0 | 0
2016-02-20 23:00 | 0 | 0 | 0 | 0 | 0 | 0 | 457748.0558 | 402422 | 0 | 0 | 0 | 0 | 2882488.6048 | 3915810.2147 | 0 | 0 | 0 | 0 | 0 | 0 | 0 | 0 | 0 | 0 | 0 | 0 | 0 | 0 | 0 | 0 | 45025.27 | 10300.7858 | 0 | 0 | 0 | 0 | 0 | 0 | 0 | 0 | 0 | 0 | 0 | 0 | 0 | 0 | 0
2016-02-21 | 0 | 0 | 0 | 0 | 0 | 180708.2193 | 86881.0693 | 410711 | 0 | 0 | 0 | 0 | 2855092.6127 | 3800084.4954 | 0 | 0 | 0 | 0 | 0 | 0 | 0 | 0 | 0 | 0 | 0 | 0 | 0 | 0 | 0 | 0 | -27395.9921 | -115725.7193 | 0 | 0 | 0 | 0 | 0 | 0 | 0 | 0 | 0 | 0 | 0 | 0 | 0 | 0 | 0
2016-02-21 01:00 | 0 | 0 | 0 | 0 | 0 | 539000.0239 | 26.5112 | 410144 | 0 | 0 | 0 | 0 | 2868249.4285 | 3915810.2147 | 0 | 0 | 0 | 0 | 0 | 0 | 0 | 0 | 0 | 0 | 0 | 0 | 0 | 0 | 0 | 0 | 13156.8158 | 115725.7193 | 0 | 0 | 0 | 0 | 0 | 0 | 0 | 0 | 0 | 0 | 0 | 0 | 0 | 0 | 0
2016-02-21 02:00 | 0 | 0 | 0 | 0 | 0 | 534802.8956 | 0 | 404838 | 0 | 0 | 0 | 0 | 2882488.6048 | 4031535.934 | 0 | 0 | 0 | 0 | 0 | 0 | 0 | 0 | 0 | 0 | 0 | 0 | 0 | 0 | 0 | 0 | 14239.1763 | 115725.7193 | 0 | 0 | 0 | 0 | 0 | 0 | 0 | 0 | 0 | 0 | 0 | 0 | 0 | 0 | 0
2016-02-21 03:00 | 0 | 0 | 0 | 0 | 0 | 257616.4044 | 0 | 393889 | 0 | 0 | 0 | 0 | 2630490.2899 | 4147261.6533 | 0 | 0 | 0 | 0 | 0 | 0 | 0 | 0 | 0 | 0 | 0 | 0 | 0 | 0 | 0 | 0 | -251998.3149 | 115725.7193 | 0 | 0 | 0 | 0 | 0 | 0 | 0 | 0 | 0 | 0 | 0 | 0 | 0 | 0 | 0
2016-02-21 04:00 | 0 | 0 | 0 | 0 | 0 | 242107.4044 | 0 | 378380 | 0 | 0 | 0 | 0 | 2378491.975 | 4262987.3726 | 0 | 0 | 0 | 0 | 0 | 0 | 0 | 0 | 0 | 0 | 0 | 0 | 0 | 0 | 0 | 0 | -251998.3149 | 115725.7193 | 0 | 0 | 0 | 0 | 0 | 0 | 0 | 0 | 0 | 0 | 0 | 0 | 0 | 0 | 0
2016-02-21 05:00 | 0 | 0 | 0 | 0 | 0 | 0 | 0 | 362368 | 0 | 0 | 0 | 0 | 2126493.66 | 4152617.6876 | 0 | 0 | 0 | 0 | 0 | 0 | 0 | 0 | 0 | 0 | 0 | 0 | 0 | 0 | 0 | 0 | -251998.3149 | -110369.6851 | 0 | 0 | 0 | 0 | 0 | 0 | 0 | 0 | 0 | 0 | 0 | 0 | 0 | 0 | 0
2016-02-21 06:00 | 0 | 0 | 0 | 0 | 0 | 0 | 0 | 349945 | 0 | 0 | 0 | 0 | 1874495.3451 | 4054671.0025 | 0 | 0 | 0 | 0 | 0 | 0 | 0 | 0 | 0 | 0 | 0 | 0 | 0 | 0 | 0 | 0 | -251998.3149 | -97946.6851 | 0 | 0 | 0 | 0 | 0 | 0 | 0 | 0 | 0 | 0 | 0 | 0 | 0 | 0 | 0
2016-02-21 07:00 | 0 | 0 | 0 | 0 | 0 | 430838.088 | 0 | 340082 | 0 | 0 | 0 | 0 | 2080977.1524 | 3938945.2832 | 0 | 0 | 0 | 0 | 0 | 0 | 0 | 0 | 0 | 0 | 0 | 0 | 0 | 0 | 0 | 0 | 206481.8073 | -115725.7193 | 0 | 0 | 0 | 0 | 0 | 0 | 0 | 0 | 0 | 0 | 0 | 0 | 0 | 0 | 0
2016-02-21 08:00 | 0 | 0 | 0 | 0 | 0 | 0 | 0 | 334957 | 0 | 0 | 0 | 0 | 1828978.8374 | 3855986.5982 | 0 | 0 | 0 | 0 | 0 | 0 | 0 | 0 | 0 | 0 | 0 | 0 | 0 | 0 | 0 | 0 | -251998.3149 | -82958.6851 | 0 | 0 | 0 | 0 | 0 | 0 | 0 | 0 | 0 | 0 | 0 | 0 | 0 | 0 | 0
2016-02-21 09:00 | 0 | 0 | 0 | 0 | 0 | 0 | 0 | 332892 | 0 | 0 | 0 | 0 | 1576980.5225 | 3775092.9131 | 0 | 0 | 0 | 0 | 0 | 0 | 0 | 0 | 0 | 0 | 0 | 0 | 0 | 0 | 0 | 0 | -251998.3149 | -80893.6851 | 0 | 0 | 0 | 0 | 0 | 0 | 0 | 0 | 0 | 0 | 0 | 0 | 0 | 0 | 0
2016-02-21 10:00 | 0 | 0 | 0 | 0 | 0 | 421424.5046 | 0 | 334852 | 0 | 0 | 0 | 0 | 1547827.3077 | 3890818.6324 | 0 | 0 | 0 | 0 | 0 | 0 | 0 | 0 | 0 | 0 | 0 | 0 | 0 | 0 | 0 | 0 | -29153.2147 | 115725.7193 | 0 | 0 | 0 | 0 | 0 | 0 | 0 | 0 | 0 | 0 | 0 | 0 | 0 | 0 | 0
2016-02-21 11:00 | 0 | 0 | 0 | 0 | 0 | 0 | 0 | 341609 | 0 | 0 | 0 | 0 | 1295828.9928 | 3801207.9473 | 0 | 0 | 0 | 0 | 0 | 0 | 0 | 0 | 0 | 0 | 0 | 0 | 0 | 0 | 0 | 0 | -251998.3149 | -89610.6851 | 0 | 0 | 0 | 0 | 0 | 0 | 0 | 0 | 0 | 0 | 0 | 0 | 0 | 0 | 0
2016-02-21 12:00 | 0 | 0 | 0 | 0 | 0 | 0 | 0 | 351690 | 0 | 0 | 0 | 0 | 1043830.6779 | 3701516.2623 | 0 | 0 | 0 | 0 | 0 | 0 | 0 | 0 | 0 | 0 | 0 | 0 | 0 | 0 | 0 | 0 | -251998.3149 | -99691.6851 | 0 | 0 | 0 | 0 | 0 | 0 | 0 | 0 | 0 | 0 | 0 | 0 | 0 | 0 | 0
2016-02-21 13:00 | 0 | 0 | 0 | 0 | 0 | 345380.2453 | 696.0524 | 363583 | 0 | 0 | 0 | 0 | 1142049.6949 | 3585790.543 | 0 | 0 | 0 | 0 | 0 | 0 | 0 | 0 | 0 | 0 | 0 | 0 | 0 | 0 | 0 | 0 | 98219.017 | -115725.7193 | 0 | 0 | 0 | 0 | 0 | 0 | 0 | 0 | 0 | 0 | 0 | 0 | 0 | 0 | 0
2016-02-21 14:00 | 0 | 0 | 0 | 0 | 0 | 0 | 180582.1507 | 376732 | 0 | 0 | 0 | 0 | 890051.3799 | 3641639.0086 | 0 | 0 | 0 | 0 | 0 | 0 | 0 | 0 | 0 | 0 | 0 | 0 | 0 | 0 | 0 | 0 | -251998.3149 | 55848.4657 | 0 | 0 | 0 | 0 | 0 | 0 | 0 | 0 | 0 | 0 | 0 | 0 | 0 | 0 | 0
2016-02-21 15:00 | 0 | 0 | 0 | 0 | 0 | 172124.9959 | 579520.0383 | 383921 | 0 | 0 | 0 | 0 | 1142049.6949 | 3757364.7279 | 0 | 0 | 0 | 0 | 0 | 0 | 0 | 0 | 0 | 0 | 0 | 0 | 0 | 0 | 0 | 0 | 251998.3149 | 115725.7193 | 0 | 0 | 0 | 0 | 0 | 0 | 0 | 0 | 0 | 0 | 0 | 0 | 0 | 0 | 0
2016-02-21 16:00 | 0 | 0 | 0 | 0 | 0 | 0 | 682583.9783 | 387634 | 0 | 0 | 0 | 0 | 1321273.9539 | 3873090.4472 | 0 | 0 | 0 | 0 | 0 | 0 | 0 | 0 | 0 | 0 | 0 | 0 | 0 | 0 | 0 | 0 | 179224.259 | 115725.7193 | 0 | 0 | 0 | 0 | 0 | 0 | 0 | 0 | 0 | 0 | 0 | 0 | 0 | 0 | 0
2016-02-21 17:00 | 0 | 0 | 0 | 0 | 0 | 0 | 683930.8641 | 389435 | 0 | 0 | 0 | 0 | 1573272.2688 | 3915587.9964 | 0 | 0 | 0 | 0 | 0 | 0 | 0 | 0 | 0 | 0 | 0 | 0 | 0 | 0 | 0 | 0 | 251998.3149 | 42497.5492 | 0 | 0 | 0 | 0 | 0 | 0 | 0 | 0 | 0 | 0 | 0 | 0 | 0 | 0 | 0
2016-02-21 18:00 | 0 | 0 | 0 | 0 | 0 | 0 | 672648.2219 | 388620 | 0 | 0 | 0 | 0 | 1741574.7715 | 4031313.7157 | 0 | 0 | 0 | 0 | 0 | 0 | 0 | 0 | 0 | 0 | 0 | 0 | 0 | 0 | 0 | 0 | 168302.5026 | 115725.7193 | 0 | 0 | 0 | 0 | 0 | 0 | 0 | 0 | 0 | 0 | 0 | 0 | 0 | 0 | 0
2016-02-21 19:00 | 0 | 0 | 0 | 0 | 0 | 0 | 664443.9882 | 386747 | 0 | 0 | 0 | 0 | 1903546.0404 | 4147039.435 | 0 | 0 | 0 | 0 | 0 | 0 | 0 | 0 | 0 | 0 | 0 | 0 | 0 | 0 | 0 | 0 | 161971.2689 | 115725.7193 | 0 | 0 | 0 | 0 | 0 | 0 | 0 | 0 | 0 | 0 | 0 | 0 | 0 | 0 | 0
2016-02-21 20:00 | 0 | 0 | 0 | 0 | 0 | 0 | 672890.176 | 386428 | 0 | 0 | 0 | 0 | 2074282.4971 | 4262765.1543 | 0 | 0 | 0 | 0 | 0 | 0 | 0 | 0 | 0 | 0 | 0 | 0 | 0 | 0 | 0 | 0 | 170736.4567 | 115725.7193 | 0 | 0 | 0 | 0 | 0 | 0 | 0 | 0 | 0 | 0 | 0 | 0 | 0 | 0 | 0
2016-02-21 21:00 | 0 | 0 | 0 | 0 | 0 | 0 | 684838.5546 | 389231 | 0 | 0 | 0 | 0 | 2254164.3324 | 4378490.8736 | 0 | 0 | 0 | 0 | 0 | 0 | 0 | 0 | 0 | 0 | 0 | 0 | 0 | 0 | 0 | 0 | 179881.8353 | 115725.7193 | 0 | 0 | 0 | 0 | 0 | 0 | 0 | 0 | 0 | 0 | 0 | 0 | 0 | 0 | 0
2016-02-21 22:00 | 0 | 0 | 0 | 0 | 0 | 0 | 677277.3214 | 397837 | 0 | 0 | 0 | 0 | 2506162.6473 | 4405932.8801 | 0 | 0 | 0 | 0 | 0 | 0 | 0 | 0 | 0 | 0 | 0 | 0 | 0 | 0 | 0 | 0 | 251998.3149 | 27442.0065 | 0 | 0 | 0 | 0 | 0 | 0 | 0 | 0 | 0 | 0 | 0 | 0 | 0 | 0 | 0
2016-02-21 23:00 | 0 | 0 | 0 | 0 | 0 | 0 | 500703.6438 | 412587 | 0 | 0 | 0 | 0 | 2478553.5718 | 4521658.5994 | 0 | 0 | 0 | 0 | 0 | 0 | 0 | 0 | 0 | 0 | 0 | 0 | 0 | 0 | 0 | 0 | -27609.0755 | 115725.7193 | 0 | 0 | 0 | 0 | 0 | 0 | 0 | 0 | 0 | 0 | 0 | 0 | 0 | 0 | 0
2016-02-22 | 0 | 0 | 0 | 0 | 0 | 0 | 110037.6585 | 424634 | 0 | 0 | 0 | 0 | 2226555.2569 | 4459060.5728 | 0 | 0 | 0 | 0 | 0 | 0 | 0 | 0 | 0 | 0 | 0 | 0 | 0 | 0 | 0 | 0 | -251998.3149 | -62598.0266 | 0 | 0 | 0 | 0 | 0 | 0 | 0 | 0 | 0 | 0 | 0 | 0 | 0 | 0 | 0
2016-02-22 01:00 | 0 | 0 | 0 | 0 | 0 | 356306.4027 | 47.6783 | 425052 | 0 | 0 | 0 | 0 | 2042131.6185 | 4574786.2921 | 0 | 0 | 0 | 0 | 0 | 0 | 0 | 0 | 0 | 0 | 0 | 0 | 0 | 0 | 0 | 0 | -184423.6383 | 115725.7193 | 0 | 0 | 0 | 0 | 0 | 0 | 0 | 0 | 0 | 0 | 0 | 0 | 0 | 0 | 0
2016-02-22 02:00 | 0 | 0 | 0 | 0 | 0 | 355544.1679 | 0 | 417877 | 0 | 0 | 0 | 0 | 2095524.5057 | 4459060.5728 | 0 | 0 | 0 | 0 | 0 | 0 | 0 | 0 | 0 | 0 | 0 | 0 | 0 | 0 | 0 | 0 | 53392.8872 | -115725.7193 | 0 | 0 | 0 | 0 | 0 | 0 | 0 | 0 | 0 | 0 | 0 | 0 | 0 | 0 | 0
2016-02-22 03:00 | 0 | 0 | 0 | 0 | 0 | 267475.4044 | 0 | 403748 | 0 | 0 | 0 | 0 | 1843526.1908 | 4574786.2921 | 0 | 0 | 0 | 0 | 0 | 0 | 0 | 0 | 0 | 0 | 0 | 0 | 0 | 0 | 0 | 0 | -251998.3149 | 115725.7193 | 0 | 0 | 0 | 0 | 0 | 0 | 0 | 0 | 0 | 0 | 0 | 0 | 0 | 0 | 0
2016-02-22 04:00 | 0 | 0 | 0 | 0 | 0 | 348185.9817 | 0 | 384325 | 0 | 0 | 0 | 0 | 1923112.8918 | 4459060.5728 | 0 | 0 | 0 | 0 | 0 | 0 | 0 | 0 | 0 | 0 | 0 | 0 | 0 | 0 | 0 | 0 | 79586.701 | -115725.7193 | 0 | 0 | 0 | 0 | 0 | 0 | 0 | 0 | 0 | 0 | 0 | 0 | 0 | 0 | 0
2016-02-22 05:00 | 0 | 0 | 0 | 0 | 0 | 0 | 0 | 366010 | 0 | 0 | 0 | 0 | 1672828.6111 | 4343334.8535 | 0 | 0 | 0 | 0 | 0 | 0 | 0 | 0 | 0 | 0 | 0 | 0 | 0 | 0 | 0 | 0 | -250284.2807 | -115725.7193 | 0 | 0 | 0 | 0 | 0 | 0 | 0 | 0 | 0 | 0 | 0 | 0 | 0 | 0 | 0
2016-02-22 06:00 | 0 | 0 | 0 | 0 | 0 | 336498.2182 | 0 | 353139 | 0 | 0 | 0 | 0 | 1540462.1101 | 4459060.5728 | 0 | 0 | 0 | 0 | 0 | 0 | 0 | 0 | 0 | 0 | 0 | 0 | 0 | 0 | 0 | 0 | -132366.5011 | 115725.7193 | 0 | 0 | 0 | 0 | 0 | 0 | 0 | 0 | 0 | 0 | 0 | 0 | 0 | 0 | 0
2016-02-22 07:00 | 0 | 0 | 0 | 0 | 0 | 0 | 0 | 344882 | 0 | 0 | 0 | 0 | 1288463.7951 | 4366176.8878 | 0 | 0 | 0 | 0 | 0 | 0 | 0 | 0 | 0 | 0 | 0 | 0 | 0 | 0 | 0 | 0 | -251998.3149 | -92883.6851 | 0 | 0 | 0 | 0 | 0 | 0 | 0 | 0 | 0 | 0 | 0 | 0 | 0 | 0 | 0
2016-02-22 08:00 | 0 | 0 | 0 | 0 | 0 | 314163.692 | 0 | 341726 | 0 | 0 | 0 | 0 | 1376627.2064 | 4250451.1685 | 0 | 0 | 0 | 0 | 0 | 0 | 0 | 0 | 0 | 0 | 0 | 0 | 0 | 0 | 0 | 0 | 88163.4113 | -115725.7193 | 0 | 0 | 0 | 0 | 0 | 0 | 0 | 0 | 0 | 0 | 0 | 0 | 0 | 0 | 0
2016-02-22 09:00 | 0 | 0 | 0 | 0 | 0 | 0 | 0 | 345837 | 0 | 0 | 0 | 0 | 1124628.8914 | 4156612.4834 | 0 | 0 | 0 | 0 | 0 | 0 | 0 | 0 | 0 | 0 | 0 | 0 | 0 | 0 | 0 | 0 | -251998.3149 | -93838.6851 | 0 | 0 | 0 | 0 | 0 | 0 | 0 | 0 | 0 | 0 | 0 | 0 | 0 | 0 | 0
2016-02-22 10:00 | 0 | 0 | 0 | 0 | 0 | 276491.4813 | 0 | 360995 | 0 | 0 | 0 | 0 | 1155851.092 | 4040886.7641 | 0 | 0 | 0 | 0 | 0 | 0 | 0 | 0 | 0 | 0 | 0 | 0 | 0 | 0 | 0 | 0 | 31222.2006 | -115725.7193 | 0 | 0 | 0 | 0 | 0 | 0 | 0 | 0 | 0 | 0 | 0 | 0 | 0 | 0 | 0
2016-02-22 11:00 | 0 | 0 | 0 | 0 | 0 | 25070.9658 | 0 | 392795 | 0 | 0 | 0 | 0 | 903852.777 | 3925161.0448 | 0 | 0 | 0 | 0 | 0 | 0 | 0 | 0 | 0 | 0 | 0 | 0 | 0 | 0 | 0 | 0 | -251998.3149 | -115725.7193 | 0 | 0 | 0 | 0 | 0 | 0 | 0 | 0 | 0 | 0 | 0 | 0 | 0 | 0 | 0
2016-02-22 12:00 | 0 | 0 | 0 | 0 | 0 | 243630.3999 | 0 | 421725 | 0 | 0 | 0 | 0 | 651854.4621 | 3999064.7596 | 0 | 0 | 0 | 0 | 0 | 0 | 0 | 0 | 0 | 0 | 0 | 0 | 0 | 0 | 0 | 0 | -251998.3149 | 73903.7148 | 0 | 0 | 0 | 0 | 0 | 0 | 0 | 0 | 0 | 0 | 0 | 0 | 0 | 0 | 0
2016-02-22 13:00 | 0 | 0 | 0 | 0 | 0 | 208090.6882 | 3054.1544 | 434072 | 0 | 0 | 0 | 0 | 544653.024 | 3883339.0403 | 0 | 0 | 0 | 0 | 0 | 0 | 0 | 0 | 0 | 0 | 0 | 0 | 0 | 0 | 0 | 0 | -107201.4381 | -115725.7193 | 0 | 0 | 0 | 0 | 0 | 0 | 0 | 0 | 0 | 0 | 0 | 0 | 0 | 0 | 0
2016-02-22 14:00 | 0 | 0 | 0 | 0 | 0 | 137521.3399 | 209818.9216 | 439407 | 0 | 0 | 0 | 0 | 336860.5662 | 3999064.7596 | 0 | 0 | 0 | 0 | 0 | 0 | 0 | 0 | 0 | 0 | 0 | 0 | 0 | 0 | 0 | 0 | -207792.4578 | 115725.7193 | 0 | 0 | 0 | 0 | 0 | 0 | 0 | 0 | 0 | 0 | 0 | 0 | 0 | 0 | 0
2016-02-22 15:00 | 0 | 0 | 0 | 0 | 0 | 0 | 566414.7242 | 442540 | 0 | 0 | 0 | 0 | 576461.0097 | 3883339.0403 | 0 | 0 | 0 | 0 | 0 | 0 | 0 | 0 | 0 | 0 | 0 | 0 | 0 | 0 | 0 | 0 | 239600.4435 | -115725.7193 | 0 | 0 | 0 | 0 | 0 | 0 | 0 | 0 | 0 | 0 | 0 | 0 | 0 | 0 | 0
2016-02-22 16:00 | 0 | 0 | 0 | 0 | 0 | 0 | 670625.5664 | 441350 | 0 | 0 | 0 | 0 | 690010.8568 | 3999064.7596 | 0 | 0 | 0 | 0 | 0 | 0 | 0 | 0 | 0 | 0 | 0 | 0 | 0 | 0 | 0 | 0 | 113549.8471 | 115725.7193 | 0 | 0 | 0 | 0 | 0 | 0 | 0 | 0 | 0 | 0 | 0 | 0 | 0 | 0 | 0
2016-02-22 17:00 | 0 | 0 | 0 | 0 | 0 | 58370.5394 | 674401.6305 | 438115 | 0 | 0 | 0 | 0 | 868942.3073 | 4114790.4789 | 0 | 0 | 0 | 0 | 0 | 0 | 0 | 0 | 0 | 0 | 0 | 0 | 0 | 0 | 0 | 0 | 178931.4505 | 115725.7193 | 0 | 0 | 0 | 0 | 0 | 0 | 0 | 0 | 0 | 0 | 0 | 0 | 0 | 0 | 0
2016-02-22 18:00 | 0 | 0 | 0 | 0 | 0 | 0 | 656369.3932 | 435252 | 0 | 0 | 0 | 0 | 1120940.6222 | 4083909.5572 | 0 | 0 | 0 | 0 | 0 | 0 | 0 | 0 | 0 | 0 | 0 | 0 | 0 | 0 | 0 | 0 | 251998.3149 | -30880.9217 | 0 | 0 | 0 | 0 | 0 | 0 | 0 | 0 | 0 | 0 | 0 | 0 | 0 | 0 | 0
2016-02-22 19:00 | 0 | 0 | 0 | 0 | 0 | 0 | 637341.8057 | 432459 | 0 | 0 | 0 | 0 | 1372938.9372 | 4036794.048 | 0 | 0 | 0 | 0 | 0 | 0 | 0 | 0 | 0 | 0 | 0 | 0 | 0 | 0 | 0 | 0 | 251998.3149 | -47115.5092 | 0 | 0 | 0 | 0 | 0 | 0 | 0 | 0 | 0 | 0 | 0 | 0 | 0 | 0 | 0
2016-02-22 20:00 | 0 | 0 | 0 | 0 | 0 | 0 | 629547.7769 | 429886 | 0 | 0 | 0 | 0 | 1624937.2521 | 3984457.5099 | 0 | 0 | 0 | 0 | 0 | 0 | 0 | 0 | 0 | 0 | 0 | 0 | 0 | 0 | 0 | 0 | 251998.3149 | -52336.5381 | 0 | 0 | 0 | 0 | 0 | 0 | 0 | 0 | 0 | 0 | 0 | 0 | 0 | 0 | 0
2016-02-22 21:00 | 0 | 0 | 0 | 0 | 0 | 0 | 611949.7451 | 431668 | 0 | 0 | 0 | 0 | 1876935.5671 | 3912740.9401 | 0 | 0 | 0 | 0 | 0 | 0 | 0 | 0 | 0 | 0 | 0 | 0 | 0 | 0 | 0 | 0 | 251998.3149 | -71716.5699 | 0 | 0 | 0 | 0 | 0 | 0 | 0 | 0 | 0 | 0 | 0 | 0 | 0 | 0 | 0
2016-02-22 22:00 | 0 | 0 | 0 | 0 | 0 | 0 | 565713.8045 | 438908 | 0 | 0 | 0 | 0 | 1888015.6522 | 4028466.6593 | 0 | 0 | 0 | 0 | 0 | 0 | 0 | 0 | 0 | 0 | 0 | 0 | 0 | 0 | 0 | 0 | 11080.0852 | 115725.7193 | 0 | 0 | 0 | 0 | 0 | 0 | 0 | 0 | 0 | 0 | 0 | 0 | 0 | 0 | 0
2016-02-22 23:00 | 0 | 0 | 0 | 0 | 0 | 0 | 422920.7663 | 455125 | 0 | 0 | 0 | 0 | 1971537.1378 | 3912740.9401 | 0 | 0 | 0 | 0 | 0 | 0 | 0 | 0 | 0 | 0 | 0 | 0 | 0 | 0 | 0 | 0 | 83521.4856 | -115725.7193 | 0 | 0 | 0 | 0 | 0 | 0 | 0 | 0 | 0 | 0 | 0 | 0 | 0 | 0 | 0
2016-02-23 | 0 | 0 | 0 | 0 | 0 | 354290.7617 | 115112.2165 | 466325 | 0 | 0 | 0 | 0 | 1858889.3968 | 4028466.6593 | 0 | 0 | 0 | 0 | 0 | 0 | 0 | 0 | 0 | 0 | 0 | 0 | 0 | 0 | 0 | 0 | -112647.7411 | 115725.7193 | 0 | 0 | 0 | 0 | 0 | 0 | 0 | 0 | 0 | 0 | 0 | 0 | 0 | 0 | 0
2016-02-23 01:00 | 0 | 0 | 0 | 0 | 0 | 97532.6082 | 60.3575 | 465317 | 0 | 0 | 0 | 0 | 1606891.0818 | 3912740.9401 | 0 | 0 | 0 | 0 | 0 | 0 | 0 | 0 | 0 | 0 | 0 | 0 | 0 | 0 | 0 | 0 | -251998.3149 | -115725.7193 | 0 | 0 | 0 | 0 | 0 | 0 | 0 | 0 | 0 | 0 | 0 | 0 | 0 | 0 | 0
2016-02-23 02:00 | 0 | 0 | 0 | 0 | 0 | 318958.4044 | 0 | 455231 | 0 | 0 | 0 | 0 | 1354892.7669 | 4028466.6593 | 0 | 0 | 0 | 0 | 0 | 0 | 0 | 0 | 0 | 0 | 0 | 0 | 0 | 0 | 0 | 0 | -251998.3149 | 115725.7193 | 0 | 0 | 0 | 0 | 0 | 0 | 0 | 0 | 0 | 0 | 0 | 0 | 0 | 0 | 0
2016-02-23 03:00 | 0 | 0 | 0 | 0 | 0 | 449562.4487 | 0 | 436595 | 0 | 0 | 0 | 0 | 1483585.9348 | 3912740.9401 | 0 | 0 | 0 | 0 | 0 | 0 | 0 | 0 | 0 | 0 | 0 | 0 | 0 | 0 | 0 | 0 | 128693.168 | -115725.7193 | 0 | 0 | 0 | 0 | 0 | 0 | 0 | 0 | 0 | 0 | 0 | 0 | 0 | 0 | 0
2016-02-23 04:00 | 0 | 0 | 0 | 0 | 0 | 44576.9658 | 0 | 412301 | 0 | 0 | 0 | 0 | 1231587.6199 | 3797015.2208 | 0 | 0 | 0 | 0 | 0 | 0 | 0 | 0 | 0 | 0 | 0 | 0 | 0 | 0 | 0 | 0 | -251998.3149 | -115725.7193 | 0 | 0 | 0 | 0 | 0 | 0 | 0 | 0 | 0 | 0 | 0 | 0 | 0 | 0 | 0
2016-02-23 05:00 | 0 | 0 | 0 | 0 | 0 | 23564.9658 | 0 | 391289 | 0 | 0 | 0 | 0 | 979589.3049 | 3681289.5015 | 0 | 0 | 0 | 0 | 0 | 0 | 0 | 0 | 0 | 0 | 0 | 0 | 0 | 0 | 0 | 0 | -251998.3149 | -115725.7193 | 0 | 0 | 0 | 0 | 0 | 0 | 0 | 0 | 0 | 0 | 0 | 0 | 0 | 0 | 0
2016-02-23 06:00 | 0 | 0 | 0 | 0 | 0 | 419039.8642 | 0 | 376473 | 0 | 0 | 0 | 0 | 906430.4498 | 3797015.2208 | 0 | 0 | 0 | 0 | 0 | 0 | 0 | 0 | 0 | 0 | 0 | 0 | 0 | 0 | 0 | 0 | -73158.8551 | 115725.7193 | 0 | 0 | 0 | 0 | 0 | 0 | 0 | 0 | 0 | 0 | 0 | 0 | 0 | 0 | 0
2016-02-23 07:00 | 0 | 0 | 0 | 0 | 0 | 415805.3186 | 0 | 366921 | 0 | 0 | 0 | 0 | 1071040.4877 | 3681289.5015 | 0 | 0 | 0 | 0 | 0 | 0 | 0 | 0 | 0 | 0 | 0 | 0 | 0 | 0 | 0 | 0 | 164610.0379 | -115725.7193 | 0 | 0 | 0 | 0 | 0 | 0 | 0 | 0 | 0 | 0 | 0 | 0 | 0 | 0 | 0
2016-02-23 08:00 | 0 | 0 | 0 | 0 | 0 | 0 | 0 | 362150 | 0 | 0 | 0 | 0 | 819042.1728 | 3571137.8164 | 0 | 0 | 0 | 0 | 0 | 0 | 0 | 0 | 0 | 0 | 0 | 0 | 0 | 0 | 0 | 0 | -251998.3149 | -110151.6851 | 0 | 0 | 0 | 0 | 0 | 0 | 0 | 0 | 0 | 0 | 0 | 0 | 0 | 0 | 0
2016-02-23 09:00 | 0 | 0 | 0 | 0 | 0 | 416914.4913 | 0 | 364236 | 0 | 0 | 0 | 0 | 755994.9448 | 3686863.5357 | 0 | 0 | 0 | 0 | 0 | 0 | 0 | 0 | 0 | 0 | 0 | 0 | 0 | 0 | 0 | 0 | -63047.2279 | 115725.7193 | 0 | 0 | 0 | 0 | 0 | 0 | 0 | 0 | 0 | 0 | 0 | 0 | 0 | 0 | 0
2016-02-23 10:00 | 0 | 0 | 0 | 0 | 0 | 9717.9658 | 0 | 377442 | 0 | 0 | 0 | 0 | 503996.6299 | 3571137.8164 | 0 | 0 | 0 | 0 | 0 | 0 | 0 | 0 | 0 | 0 | 0 | 0 | 0 | 0 | 0 | 0 | -251998.3149 | -115725.7193 | 0 | 0 | 0 | 0 | 0 | 0 | 0 | 0 | 0 | 0 | 0 | 0 | 0 | 0 | 0
2016-02-23 11:00 | 0 | 0 | 0 | 0 | 0 | 41797.9658 | 0 | 409522 | 0 | 0 | 0 | 0 | 251998.3149 | 3455412.0971 | 0 | 0 | 0 | 0 | 0 | 0 | 0 | 0 | 0 | 0 | 0 | 0 | 0 | 0 | 0 | 0 | -251998.3149 | -115725.7193 | 0 | 0 | 0 | 0 | 0 | 0 | 0 | 0 | 0 | 0 | 0 | 0 | 0 | 0 | 0
2016-02-23 12:00 | 0 | 0 | 0 | 0 | 0 | 69492.9658 | 0 | 437217 | 0 | 0 | 0 | 0 | 0 | 3339686.3778 | 0 | 0 | 0 | 0 | 0 | 0 | 0 | 0 | 0 | 0 | 0 | 0 | 0 | 0 | 0 | 0 | -251998.3149 | -115725.7193 | 0 | 0 | 0 | 0 | 0 | 0 | 0 | 0 | 0 | 0 | 0 | 0 | 0 | 0 | 0
2016-02-23 13:00 | 0 | 0 | 0 | 0 | 0 | 412087 | 2734.3684 | 448790 | 0 | 0 | 0 | 0 | 81757.0877 | 3223960.6585 | 0 | 0 | 0 | 0 | 0 | 0 | 0 | 0 | 0 | 0 | 0 | 0 | 0 | 0 | 0 | 0 | 81757.0877 | -115725.7193 | 0 | 0 | 0 | 0 | 0 | 0 | 0 | 0 | 0 | 0 | 0 | 0 | 0 | 0 | 0
2016-02-23 14:00 | 0 | 0 | 0 | 0 | 0 | 384511.2557 | 186193.1615 | 455082 | 0 | 0 | 0 | 0 | 313105.2242 | 3108234.9392 | 0 | 0 | 0 | 0 | 0 | 0 | 0 | 0 | 0 | 0 | 0 | 0 | 0 | 0 | 0 | 0 | 231348.1365 | -115725.7193 | 0 | 0 | 0 | 0 | 0 | 0 | 0 | 0 | 0 | 0 | 0 | 0 | 0 | 0 | 0
2016-02-23 15:00 | 0 | 0 | 0 | 0 | 0 | 254075.5751 | 572792.4591 | 459144 | 0 | 0 | 0 | 0 | 565103.5391 | 3223960.6585 | 0 | 0 | 0 | 0 | 0 | 0 | 0 | 0 | 0 | 0 | 0 | 0 | 0 | 0 | 0 | 0 | 251998.3149 | 115725.7193 | 0 | 0 | 0 | 0 | 0 | 0 | 0 | 0 | 0 | 0 | 0 | 0 | 0 | 0 | 0
2016-02-23 16:00 | 0 | 0 | 0 | 0 | 0 | 0 | 666754.4822 | 458114 | 0 | 0 | 0 | 0 | 658018.302 | 3339686.3778 | 0 | 0 | 0 | 0 | 0 | 0 | 0 | 0 | 0 | 0 | 0 | 0 | 0 | 0 | 0 | 0 | 92914.7629 | 115725.7193 | 0 | 0 | 0 | 0 | 0 | 0 | 0 | 0 | 0 | 0 | 0 | 0 | 0 | 0 | 0
2016-02-23 17:00 | 0 | 0 | 0 | 0 | 0 | 0 | 686691.422 | 455547 | 0 | 0 | 0 | 0 | 773437.0047 | 3455412.0971 | 0 | 0 | 0 | 0 | 0 | 0 | 0 | 0 | 0 | 0 | 0 | 0 | 0 | 0 | 0 | 0 | 115418.7027 | 115725.7193 | 0 | 0 | 0 | 0 | 0 | 0 | 0 | 0 | 0 | 0 | 0 | 0 | 0 | 0 | 0
2016-02-23 18:00 | 0 | 0 | 0 | 0 | 0 | 0 | 681653.4348 | 453357 | 0 | 0 | 0 | 0 | 1025435.3197 | 3431710.217 | 0 | 0 | 0 | 0 | 0 | 0 | 0 | 0 | 0 | 0 | 0 | 0 | 0 | 0 | 0 | 0 | 251998.3149 | -23701.8801 | 0 | 0 | 0 | 0 | 0 | 0 | 0 | 0 | 0 | 0 | 0 | 0 | 0 | 0 | 0
2016-02-23 19:00 | 0 | 0 | 0 | 0 | 0 | 0 | 670170.6015 | 450352 | 0 | 0 | 0 | 0 | 1277433.6346 | 3399530.5036 | 0 | 0 | 0 | 0 | 0 | 0 | 0 | 0 | 0 | 0 | 0 | 0 | 0 | 0 | 0 | 0 | 251998.3149 | -32179.7134 | 0 | 0 | 0 | 0 | 0 | 0 | 0 | 0 | 0 | 0 | 0 | 0 | 0 | 0 | 0
2016-02-23 20:00 | 0 | 0 | 0 | 0 | 0 | 0 | 672825.0391 | 448235 | 0 | 0 | 0 | 0 | 1529431.9496 | 3372122.2277 | 0 | 0 | 0 | 0 | 0 | 0 | 0 | 0 | 0 | 0 | 0 | 0 | 0 | 0 | 0 | 0 | 251998.3149 | -27408.2758 | 0 | 0 | 0 | 0 | 0 | 0 | 0 | 0 | 0 | 0 | 0 | 0 | 0 | 0 | 0
2016-02-23 21:00 | 0 | 0 | 0 | 0 | 0 | 0 | 672013.8254 | 450200 | 0 | 0 | 0 | 0 | 1781430.2645 | 3341937.7382 | 0 | 0 | 0 | 0 | 0 | 0 | 0 | 0 | 0 | 0 | 0 | 0 | 0 | 0 | 0 | 0 | 251998.3149 | -30184.4895 | 0 | 0 | 0 | 0 | 0 | 0 | 0 | 0 | 0 | 0 | 0 | 0 | 0 | 0 | 0
2016-02-23 22:00 | 0 | 0 | 0 | 0 | 0 | 0 | 633557.5336 | 457914 | 0 | 0 | 0 | 0 | 1841348.0788 | 3457663.4575 | 0 | 0 | 0 | 0 | 0 | 0 | 0 | 0 | 0 | 0 | 0 | 0 | 0 | 0 | 0 | 0 | 59917.8143 | 115725.7193 | 0 | 0 | 0 | 0 | 0 | 0 | 0 | 0 | 0 | 0 | 0 | 0 | 0 | 0 | 0
2016-02-23 23:00 | 0 | 0 | 0 | 0 | 0 | 373818.6352 | 452658.4828 | 470990 | 0 | 0 | 0 | 0 | 2081109.4775 | 3573389.1768 | 0 | 0 | 0 | 0 | 0 | 0 | 0 | 0 | 0 | 0 | 0 | 0 | 0 | 0 | 0 | 0 | 239761.3987 | 115725.7193 | 0 | 0 | 0 | 0 | 0 | 0 | 0 | 0 | 0 | 0 | 0 | 0 | 0 | 0 | 0
2016-02-24 | 0 | 0 | 0 | 0 | 0 | 692555.4097 | 101539.2781 | 480005 | 0 | 0 | 0 | 0 | 2279473.446 | 3689114.8961 | 0 | 0 | 0 | 0 | 0 | 0 | 0 | 0 | 0 | 0 | 0 | 0 | 0 | 0 | 0 | 0 | 198363.9685 | 115725.7193 | 0 | 0 | 0 | 0 | 0 | 0 | 0 | 0 | 0 | 0 | 0 | 0 | 0 | 0 | 0
2016-02-24 01:00 | 0 | 0 | 0 | 0 | 0 | 110242.4465 | 59.5192 | 478026 | 0 | 0 | 0 | 0 | 2027475.1311 | 3573389.1768 | 0 | 0 | 0 | 0 | 0 | 0 | 0 | 0 | 0 | 0 | 0 | 0 | 0 | 0 | 0 | 0 | -251998.3149 | -115725.7193 | 0 | 0 | 0 | 0 | 0 | 0 | 0 | 0 | 0 | 0 | 0 | 0 | 0 | 0 | 0
2016-02-24 02:00 | 0 | 0 | 0 | 0 | 0 | 603449.5956 | 0 | 467177 | 0 | 0 | 0 | 0 | 2279473.446 | 3457663.4575 | 0 | 0 | 0 | 0 | 0 | 0 | 0 | 0 | 0 | 0 | 0 | 0 | 0 | 0 | 0 | 0 | 251998.3149 | -115725.7193 | 0 | 0 | 0 | 0 | 0 | 0 | 0 | 0 | 0 | 0 | 0 | 0 | 0 | 0 | 0
2016-02-24 03:00 | 0 | 0 | 0 | 0 | 0 | 568893.151 | 0 | 446539 | 0 | 0 | 0 | 0 | 2286101.8778 | 3573389.1768 | 0 | 0 | 0 | 0 | 0 | 0 | 0 | 0 | 0 | 0 | 0 | 0 | 0 | 0 | 0 | 0 | 6628.4317 | 115725.7193 | 0 | 0 | 0 | 0 | 0 | 0 | 0 | 0 | 0 | 0 | 0 | 0 | 0 | 0 | 0
2016-02-24 04:00 | 0 | 0 | 0 | 0 | 0 | 54645.9658 | 0 | 422370 | 0 | 0 | 0 | 0 | 2034103.5628 | 3457663.4575 | 0 | 0 | 0 | 0 | 0 | 0 | 0 | 0 | 0 | 0 | 0 | 0 | 0 | 0 | 0 | 0 | -251998.3149 | -115725.7193 | 0 | 0 | 0 | 0 | 0 | 0 | 0 | 0 | 0 | 0 | 0 | 0 | 0 | 0 | 0
2016-02-24 05:00 | 0 | 0 | 0 | 0 | 0 | 33145.9658 | 0 | 400870 | 0 | 0 | 0 | 0 | 1782105.2479 | 3341937.7382 | 0 | 0 | 0 | 0 | 0 | 0 | 0 | 0 | 0 | 0 | 0 | 0 | 0 | 0 | 0 | 0 | -251998.3149 | -115725.7193 | 0 | 0 | 0 | 0 | 0 | 0 | 0 | 0 | 0 | 0 | 0 | 0 | 0 | 0 | 0
2016-02-24 06:00 | 0 | 0 | 0 | 0 | 0 | 531387.5277 | 0 | 385872 | 0 | 0 | 0 | 0 | 1811895.0563 | 3457663.4575 | 0 | 0 | 0 | 0 | 0 | 0 | 0 | 0 | 0 | 0 | 0 | 0 | 0 | 0 | 0 | 0 | 29789.8084 | 115725.7193 | 0 | 0 | 0 | 0 | 0 | 0 | 0 | 0 | 0 | 0 | 0 | 0 | 0 | 0 | 0
2016-02-24 07:00 | 0 | 0 | 0 | 0 | 0 | 8810.9658 | 0 | 376535 | 0 | 0 | 0 | 0 | 1559896.7413 | 3341937.7382 | 0 | 0 | 0 | 0 | 0 | 0 | 0 | 0 | 0 | 0 | 0 | 0 | 0 | 0 | 0 | 0 | -251998.3149 | -115725.7193 | 0 | 0 | 0 | 0 | 0 | 0 | 0 | 0 | 0 | 0 | 0 | 0 | 0 | 0 | 0
2016-02-24 08:00 | 0 | 0 | 0 | 0 | 0 | 235364.4044 | 0 | 371637 | 0 | 0 | 0 | 0 | 1307898.4264 | 3457663.4575 | 0 | 0 | 0 | 0 | 0 | 0 | 0 | 0 | 0 | 0 | 0 | 0 | 0 | 0 | 0 | 0 | -251998.3149 | 115725.7193 | 0 | 0 | 0 | 0 | 0 | 0 | 0 | 0 | 0 | 0 | 0 | 0 | 0 | 0 | 0
2016-02-24 09:00 | 0 | 0 | 0 | 0 | 0 | 540387.8338 | 0 | 373087 | 0 | 0 | 0 | 0 | 1559896.7413 | 3372965.9764 | 0 | 0 | 0 | 0 | 0 | 0 | 0 | 0 | 0 | 0 | 0 | 0 | 0 | 0 | 0 | 0 | 251998.3149 | -84697.4811 | 0 | 0 | 0 | 0 | 0 | 0 | 0 | 0 | 0 | 0 | 0 | 0 | 0 | 0 | 0
2016-02-24 10:00 | 0 | 0 | 0 | 0 | 0 | 249578.4044 | 0 | 385851 | 0 | 0 | 0 | 0 | 1307898.4264 | 3488691.6957 | 0 | 0 | 0 | 0 | 0 | 0 | 0 | 0 | 0 | 0 | 0 | 0 | 0 | 0 | 0 | 0 | -251998.3149 | 115725.7193 | 0 | 0 | 0 | 0 | 0 | 0 | 0 | 0 | 0 | 0 | 0 | 0 | 0 | 0 | 0
2016-02-24 11:00 | 0 | 0 | 0 | 0 | 0 | 49478.9658 | 0 | 417203 | 0 | 0 | 0 | 0 | 1055900.1114 | 3372965.9764 | 0 | 0 | 0 | 0 | 0 | 0 | 0 | 0 | 0 | 0 | 0 | 0 | 0 | 0 | 0 | 0 | -251998.3149 | -115725.7193 | 0 | 0 | 0 | 0 | 0 | 0 | 0 | 0 | 0 | 0 | 0 | 0 | 0 | 0 | 0
2016-02-24 12:00 | 0 | 0 | 0 | 0 | 0 | 79272.9658 | 0 | 446997 | 0 | 0 | 0 | 0 | 803901.7965 | 3257240.2571 | 0 | 0 | 0 | 0 | 0 | 0 | 0 | 0 | 0 | 0 | 0 | 0 | 0 | 0 | 0 | 0 | -251998.3149 | -115725.7193 | 0 | 0 | 0 | 0 | 0 | 0 | 0 | 0 | 0 | 0 | 0 | 0 | 0 | 0 | 0
2016-02-24 13:00 | 0 | 0 | 0 | 0 | 0 | 499308.2687 | 4740.6719 | 458516 | 0 | 0 | 0 | 0 | 965160.4563 | 3141514.5378 | 0 | 0 | 0 | 0 | 0 | 0 | 0 | 0 | 0 | 0 | 0 | 0 | 0 | 0 | 0 | 0 | 161258.6598 | -115725.7193 | 0 | 0 | 0 | 0 | 0 | 0 | 0 | 0 | 0 | 0 | 0 | 0 | 0 | 0 | 0
2016-02-24 14:00 | 0 | 0 | 0 | 0 | 0 | 0 | 319210.9828 | 463168 | 0 | 0 | 0 | 0 | 713162.1414 | 3249555.8356 | 0 | 0 | 0 | 0 | 0 | 0 | 0 | 0 | 0 | 0 | 0 | 0 | 0 | 0 | 0 | 0 | -251998.3149 | 108041.2978 | 0 | 0 | 0 | 0 | 0 | 0 | 0 | 0 | 0 | 0 | 0 | 0 | 0 | 0 | 0
2016-02-24 15:00 | 0 | 0 | 0 | 0 | 0 | 0 | 733108.7371 | 466375 | 0 | 0 | 0 | 0 | 950402.8758 | 3279048.8383 | 0 | 0 | 0 | 0 | 0 | 0 | 0 | 0 | 0 | 0 | 0 | 0 | 0 | 0 | 0 | 0 | 237240.7344 | 29493.0027 | 0 | 0 | 0 | 0 | 0 | 0 | 0 | 0 | 0 | 0 | 0 | 0 | 0 | 0 | 0
2016-02-24 16:00 | 0 | 0 | 0 | 0 | 0 | 0 | 807450.3022 | 465391 | 0 | 0 | 0 | 0 | 1176736.4587 | 3394774.5576 | 0 | 0 | 0 | 0 | 0 | 0 | 0 | 0 | 0 | 0 | 0 | 0 | 0 | 0 | 0 | 0 | 226333.5829 | 115725.7193 | 0 | 0 | 0 | 0 | 0 | 0 | 0 | 0 | 0 | 0 | 0 | 0 | 0 | 0 | 0
2016-02-24 17:00 | 0 | 0 | 0 | 0 | 0 | 0 | 802920.8786 | 460966 | 0 | 0 | 0 | 0 | 1428734.7737 | 3484731.1213 | 0 | 0 | 0 | 0 | 0 | 0 | 0 | 0 | 0 | 0 | 0 | 0 | 0 | 0 | 0 | 0 | 251998.3149 | 89956.5637 | 0 | 0 | 0 | 0 | 0 | 0 | 0 | 0 | 0 | 0 | 0 | 0 | 0 | 0 | 0
2016-02-24 18:00 | 0 | 0 | 0 | 0 | 0 | 0 | 780920.9107 | 456504 | 0 | 0 | 0 | 0 | 1680733.0886 | 3557149.717 | 0 | 0 | 0 | 0 | 0 | 0 | 0 | 0 | 0 | 0 | 0 | 0 | 0 | 0 | 0 | 0 | 251998.3149 | 72418.5957 | 0 | 0 | 0 | 0 | 0 | 0 | 0 | 0 | 0 | 0 | 0 | 0 | 0 | 0 | 0
2016-02-24 19:00 | 0 | 0 | 0 | 0 | 0 | 0 | 767914.1061 | 451870 | 0 | 0 | 0 | 0 | 1932731.4035 | 3621195.5082 | 0 | 0 | 0 | 0 | 0 | 0 | 0 | 0 | 0 | 0 | 0 | 0 | 0 | 0 | 0 | 0 | 251998.3149 | 64045.7912 | 0 | 0 | 0 | 0 | 0 | 0 | 0 | 0 | 0 | 0 | 0 | 0 | 0 | 0 | 0
2016-02-24 20:00 | 0 | 0 | 0 | 0 | 0 | 0 | 776258.4071 | 447422 | 0 | 0 | 0 | 0 | 2184729.7185 | 3698033.6003 | 0 | 0 | 0 | 0 | 0 | 0 | 0 | 0 | 0 | 0 | 0 | 0 | 0 | 0 | 0 | 0 | 251998.3149 | 76838.0921 | 0 | 0 | 0 | 0 | 0 | 0 | 0 | 0 | 0 | 0 | 0 | 0 | 0 | 0 | 0
2016-02-24 21:00 | 0 | 0 | 0 | 0 | 0 | 0 | 784912.6513 | 447402 | 0 | 0 | 0 | 0 | 2436728.0334 | 3783545.9367 | 0 | 0 | 0 | 0 | 0 | 0 | 0 | 0 | 0 | 0 | 0 | 0 | 0 | 0 | 0 | 0 | 251998.3149 | 85512.3364 | 0 | 0 | 0 | 0 | 0 | 0 | 0 | 0 | 0 | 0 | 0 | 0 | 0 | 0 | 0
2016-02-24 22:00 | 0 | 0 | 0 | 0 | 0 | 0 | 750663.7076 | 453275 | 0 | 0 | 0 | 0 | 2688726.3484 | 3828936.3293 | 0 | 0 | 0 | 0 | 0 | 0 | 0 | 0 | 0 | 0 | 0 | 0 | 0 | 0 | 0 | 0 | 251998.3149 | 45390.3926 | 0 | 0 | 0 | 0 | 0 | 0 | 0 | 0 | 0 | 0 | 0 | 0 | 0 | 0 | 0
2016-02-24 23:00 | 0 | 0 | 0 | 0 | 0 | 0 | 527693.3014 | 464896 | 0 | 0 | 0 | 0 | 2867249.3691 | 3713210.61 | 0 | 0 | 0 | 0 | 0 | 0 | 0 | 0 | 0 | 0 | 0 | 0 | 0 | 0 | 0 | 0 | 178523.0207 | -115725.7193 | 0 | 0 | 0 | 0 | 0 | 0 | 0 | 0 | 0 | 0 | 0 | 0 | 0 | 0 | 0
2016-02-25 | 0 | 0 | 0 | 0 | 0 | 0 | 121820.2015 | 474305 | 0 | 0 | 0 | 0 | 2630490.2899 | 3597484.8907 | 0 | 0 | 0 | 0 | 0 | 0 | 0 | 0 | 0 | 0 | 0 | 0 | 0 | 0 | 0 | 0 | -236759.0792 | -115725.7193 | 0 | 0 | 0 | 0 | 0 | 0 | 0 | 0 | 0 | 0 | 0 | 0 | 0 | 0 | 0
2016-02-25 01:00 | 0 | 0 | 0 | 0 | 0 | 629599.3936 | 88.3358 | 473808 | 0 | 0 | 0 | 0 | 2882488.6048 | 3501366.3051 | 0 | 0 | 0 | 0 | 0 | 0 | 0 | 0 | 0 | 0 | 0 | 0 | 0 | 0 | 0 | 0 | 251998.3149 | -96118.5856 | 0 | 0 | 0 | 0 | 0 | 0 | 0 | 0 | 0 | 0 | 0 | 0 | 0 | 0 | 0
2016-02-25 02:00 | 0 | 0 | 0 | 0 | 0 | 97256.9658 | 0 | 464981 | 0 | 0 | 0 | 0 | 2630490.2899 | 3385640.5858 | 0 | 0 | 0 | 0 | 0 | 0 | 0 | 0 | 0 | 0 | 0 | 0 | 0 | 0 | 0 | 0 | -251998.3149 | -115725.7193 | 0 | 0 | 0 | 0 | 0 | 0 | 0 | 0 | 0 | 0 | 0 | 0 | 0 | 0 | 0
2016-02-25 03:00 | 0 | 0 | 0 | 0 | 0 | 603902.059 | 0 | 447005 | 0 | 0 | 0 | 0 | 2671661.6296 | 3501366.3051 | 0 | 0 | 0 | 0 | 0 | 0 | 0 | 0 | 0 | 0 | 0 | 0 | 0 | 0 | 0 | 0 | 41171.3397 | 115725.7193 | 0 | 0 | 0 | 0 | 0 | 0 | 0 | 0 | 0 | 0 | 0 | 0 | 0 | 0 | 0
2016-02-25 04:00 | 0 | 0 | 0 | 0 | 0 | 287505.4044 | 0 | 423778 | 0 | 0 | 0 | 0 | 2419663.3147 | 3617092.0244 | 0 | 0 | 0 | 0 | 0 | 0 | 0 | 0 | 0 | 0 | 0 | 0 | 0 | 0 | 0 | 0 | -251998.3149 | 115725.7193 | 0 | 0 | 0 | 0 | 0 | 0 | 0 | 0 | 0 | 0 | 0 | 0 | 0 | 0 | 0
2016-02-25 05:00 | 0 | 0 | 0 | 0 | 0 | 267599.4044 | 0 | 403872 | 0 | 0 | 0 | 0 | 2167664.9997 | 3732817.7437 | 0 | 0 | 0 | 0 | 0 | 0 | 0 | 0 | 0 | 0 | 0 | 0 | 0 | 0 | 0 | 0 | -251998.3149 | 115725.7193 | 0 | 0 | 0 | 0 | 0 | 0 | 0 | 0 | 0 | 0 | 0 | 0 | 0 | 0 | 0
2016-02-25 06:00 | 0 | 0 | 0 | 0 | 0 | 22951.9658 | 0 | 390676 | 0 | 0 | 0 | 0 | 1915666.6848 | 3617092.0244 | 0 | 0 | 0 | 0 | 0 | 0 | 0 | 0 | 0 | 0 | 0 | 0 | 0 | 0 | 0 | 0 | -251998.3149 | -115725.7193 | 0 | 0 | 0 | 0 | 0 | 0 | 0 | 0 | 0 | 0 | 0 | 0 | 0 | 0 | 0
2016-02-25 07:00 | 0 | 0 | 0 | 0 | 0 | 14480.9658 | 0 | 382205 | 0 | 0 | 0 | 0 | 1663668.3698 | 3501366.3051 | 0 | 0 | 0 | 0 | 0 | 0 | 0 | 0 | 0 | 0 | 0 | 0 | 0 | 0 | 0 | 0 | -251998.3149 | -115725.7193 | 0 | 0 | 0 | 0 | 0 | 0 | 0 | 0 | 0 | 0 | 0 | 0 | 0 | 0 | 0
2016-02-25 08:00 | 0 | 0 | 0 | 0 | 0 | 537713.4433 | 0 | 378974 | 0 | 0 | 0 | 0 | 1706682.0938 | 3617092.0244 | 0 | 0 | 0 | 0 | 0 | 0 | 0 | 0 | 0 | 0 | 0 | 0 | 0 | 0 | 0 | 0 | 43013.724 | 115725.7193 | 0 | 0 | 0 | 0 | 0 | 0 | 0 | 0 | 0 | 0 | 0 | 0 | 0 | 0 | 0
2016-02-25 09:00 | 0 | 0 | 0 | 0 | 0 | 246515.4044 | 0 | 382788 | 0 | 0 | 0 | 0 | 1454683.7789 | 3732817.7437 | 0 | 0 | 0 | 0 | 0 | 0 | 0 | 0 | 0 | 0 | 0 | 0 | 0 | 0 | 0 | 0 | -251998.3149 | 115725.7193 | 0 | 0 | 0 | 0 | 0 | 0 | 0 | 0 | 0 | 0 | 0 | 0 | 0 | 0 | 0
2016-02-25 10:00 | 0 | 0 | 0 | 0 | 0 | 29888.9658 | 0 | 397613 | 0 | 0 | 0 | 0 | 1202685.4639 | 3617092.0244 | 0 | 0 | 0 | 0 | 0 | 0 | 0 | 0 | 0 | 0 | 0 | 0 | 0 | 0 | 0 | 0 | -251998.3149 | -115725.7193 | 0 | 0 | 0 | 0 | 0 | 0 | 0 | 0 | 0 | 0 | 0 | 0 | 0 | 0 | 0
2016-02-25 11:00 | 0 | 0 | 0 | 0 | 0 | 63009.9658 | 0 | 430734 | 0 | 0 | 0 | 0 | 950687.149 | 3501366.3051 | 0 | 0 | 0 | 0 | 0 | 0 | 0 | 0 | 0 | 0 | 0 | 0 | 0 | 0 | 0 | 0 | -251998.3149 | -115725.7193 | 0 | 0 | 0 | 0 | 0 | 0 | 0 | 0 | 0 | 0 | 0 | 0 | 0 | 0 | 0
2016-02-25 12:00 | 0 | 0 | 0 | 0 | 0 | 92323.9658 | 0 | 460048 | 0 | 0 | 0 | 0 | 698688.834 | 3385640.5858 | 0 | 0 | 0 | 0 | 0 | 0 | 0 | 0 | 0 | 0 | 0 | 0 | 0 | 0 | 0 | 0 | -251998.3149 | -115725.7193 | 0 | 0 | 0 | 0 | 0 | 0 | 0 | 0 | 0 | 0 | 0 | 0 | 0 | 0 | 0
2016-02-25 13:00 | 0 | 0 | 0 | 0 | 0 | 403732.8019 | 5069.0211 | 469454 | 0 | 0 | 0 | 0 | 522310.9377 | 3501366.3051 | 0 | 0 | 0 | 0 | 0 | 0 | 0 | 0 | 0 | 0 | 0 | 0 | 0 | 0 | 0 | 0 | -176377.8963 | 115725.7193 | 0 | 0 | 0 | 0 | 0 | 0 | 0 | 0 | 0 | 0 | 0 | 0 | 0 | 0 | 0
2016-02-25 14:00 | 0 | 0 | 0 | 0 | 0 | 0 | 315937.959 | 469941 | 0 | 0 | 0 | 0 | 270312.6228 | 3599361.5791 | 0 | 0 | 0 | 0 | 0 | 0 | 0 | 0 | 0 | 0 | 0 | 0 | 0 | 0 | 0 | 0 | -251998.3149 | 97995.274 | 0 | 0 | 0 | 0 | 0 | 0 | 0 | 0 | 0 | 0 | 0 | 0 | 0 | 0 | 0
2016-02-25 15:00 | 0 | 0 | 0 | 0 | 0 | 0 | 780693.9695 | 468999 | 0 | 0 | 0 | 0 | 466281.8729 | 3715087.2984 | 0 | 0 | 0 | 0 | 0 | 0 | 0 | 0 | 0 | 0 | 0 | 0 | 0 | 0 | 0 | 0 | 195969.2502 | 115725.7193 | 0 | 0 | 0 | 0 | 0 | 0 | 0 | 0 | 0 | 0 | 0 | 0 | 0 | 0 | 0
2016-02-25 16:00 | 0 | 0 | 0 | 0 | 0 | 0 | 831255.2058 | 464064 | 0 | 0 | 0 | 0 | 717747.3594 | 3830813.0177 | 0 | 0 | 0 | 0 | 0 | 0 | 0 | 0 | 0 | 0 | 0 | 0 | 0 | 0 | 0 | 0 | 251465.4865 | 115725.7193 | 0 | 0 | 0 | 0 | 0 | 0 | 0 | 0 | 0 | 0 | 0 | 0 | 0 | 0 | 0
2016-02-25 17:00 | 0 | 0 | 0 | 0 | 0 | 0 | 805527.2723 | 457790 | 0 | 0 | 0 | 0 | 949758.9124 | 3946538.737 | 0 | 0 | 0 | 0 | 0 | 0 | 0 | 0 | 0 | 0 | 0 | 0 | 0 | 0 | 0 | 0 | 232011.553 | 115725.7193 | 0 | 0 | 0 | 0 | 0 | 0 | 0 | 0 | 0 | 0 | 0 | 0 | 0 | 0 | 0
2016-02-25 18:00 | 0 | 0 | 0 | 0 | 0 | 0 | 778861.085 | 452895 | 0 | 0 | 0 | 0 | 1159999.2781 | 4062264.4563 | 0 | 0 | 0 | 0 | 0 | 0 | 0 | 0 | 0 | 0 | 0 | 0 | 0 | 0 | 0 | 0 | 210240.3657 | 115725.7193 | 0 | 0 | 0 | 0 | 0 | 0 | 0 | 0 | 0 | 0 | 0 | 0 | 0 | 0 | 0
2016-02-25 19:00 | 0 | 0 | 0 | 0 | 0 | 0 | 765131.4349 | 449327 | 0 | 0 | 0 | 0 | 1360077.9937 | 4177990.1756 | 0 | 0 | 0 | 0 | 0 | 0 | 0 | 0 | 0 | 0 | 0 | 0 | 0 | 0 | 0 | 0 | 200078.7156 | 115725.7193 | 0 | 0 | 0 | 0 | 0 | 0 | 0 | 0 | 0 | 0 | 0 | 0 | 0 | 0 | 0
2016-02-25 20:00 | 0 | 0 | 0 | 0 | 0 | 0 | 774398.631 | 447423 | 0 | 0 | 0 | 0 | 1571327.9054 | 4293715.8949 | 0 | 0 | 0 | 0 | 0 | 0 | 0 | 0 | 0 | 0 | 0 | 0 | 0 | 0 | 0 | 0 | 211249.9117 | 115725.7193 | 0 | 0 | 0 | 0 | 0 | 0 | 0 | 0 | 0 | 0 | 0 | 0 | 0 | 0 | 0
2016-02-25 21:00 | 0 | 0 | 0 | 0 | 0 | 0 | 789726.3013 | 449033 | 0 | 0 | 0 | 0 | 1796295.4874 | 4409441.6142 | 0 | 0 | 0 | 0 | 0 | 0 | 0 | 0 | 0 | 0 | 0 | 0 | 0 | 0 | 0 | 0 | 224967.582 | 115725.7193 | 0 | 0 | 0 | 0 | 0 | 0 | 0 | 0 | 0 | 0 | 0 | 0 | 0 | 0 | 0
2016-02-25 22:00 | 0 | 0 | 0 | 0 | 0 | 0 | 748655.3922 | 456517 | 0 | 0 | 0 | 0 | 2048293.8023 | 4449581.6914 | 0 | 0 | 0 | 0 | 0 | 0 | 0 | 0 | 0 | 0 | 0 | 0 | 0 | 0 | 0 | 0 | 251998.3149 | 40140.0772 | 0 | 0 | 0 | 0 | 0 | 0 | 0 | 0 | 0 | 0 | 0 | 0 | 0 | 0 | 0
2016-02-25 23:00 | 0 | 0 | 0 | 0 | 0 | 0 | 551874.3729 | 472070 | 0 | 0 | 0 | 0 | 2012372.4559 | 4565307.4107 | 0 | 0 | 0 | 0 | 0 | 0 | 0 | 0 | 0 | 0 | 0 | 0 | 0 | 0 | 0 | 0 | -35921.3464 | 115725.7193 | 0 | 0 | 0 | 0 | 0 | 0 | 0 | 0 | 0 | 0 | 0 | 0 | 0 | 0 | 0
2016-02-26 | 0 | 0 | 0 | 0 | 0 | 284749.1935 | 136613.2791 | 484445 | 0 | 0 | 0 | 0 | 1939811.047 | 4574786.2921 | 0 | 0 | 0 | 0 | 0 | 0 | 0 | 0 | 0 | 0 | 0 | 0 | 0 | 0 | 0 | 0 | -72561.4089 | 9478.8814 | 0 | 0 | 0 | 0 | 0 | 0 | 0 | 0 | 0 | 0 | 0 | 0 | 0 | 0 | 0
2016-02-26 01:00 | 0 | 0 | 0 | 0 | 0 | 291804.951 | 108.829 | 486525 | 0 | 0 | 0 | 0 | 1745199.8271 | 4574786.2921 | 0 | 0 | 0 | 0 | 0 | 0 | 0 | 0 | 0 | 0 | 0 | 0 | 0 | 0 | 0 | 0 | -194611.2199 | 0 | 0 | 0 | 0 | 0 | 0 | 0 | 0 | 0 | 0 | 0 | 0 | 0 | 0 | 0 | 0
2016-02-26 02:00 | 0 | 0 | 0 | 0 | 0 | 307989.7753 | 0 | 478144 | 0 | 0 | 0 | 0 | 1690771.3217 | 4459060.5728 | 0 | 0 | 0 | 0 | 0 | 0 | 0 | 0 | 0 | 0 | 0 | 0 | 0 | 0 | 0 | 0 | -54428.5054 | -115725.7193 | 0 | 0 | 0 | 0 | 0 | 0 | 0 | 0 | 0 | 0 | 0 | 0 | 0 | 0 | 0
2016-02-26 03:00 | 0 | 0 | 0 | 0 | 0 | 328523.8827 | 0 | 462233 | 0 | 0 | 0 | 0 | 1672787.9236 | 4343334.8535 | 0 | 0 | 0 | 0 | 0 | 0 | 0 | 0 | 0 | 0 | 0 | 0 | 0 | 0 | 0 | 0 | -17983.398 | -115725.7193 | 0 | 0 | 0 | 0 | 0 | 0 | 0 | 0 | 0 | 0 | 0 | 0 | 0 | 0 | 0
2016-02-26 04:00 | 0 | 0 | 0 | 0 | 0 | 304021.4044 | 0 | 440294 | 0 | 0 | 0 | 0 | 1420789.6087 | 4459060.5728 | 0 | 0 | 0 | 0 | 0 | 0 | 0 | 0 | 0 | 0 | 0 | 0 | 0 | 0 | 0 | 0 | -251998.3149 | 115725.7193 | 0 | 0 | 0 | 0 | 0 | 0 | 0 | 0 | 0 | 0 | 0 | 0 | 0 | 0 | 0
2016-02-26 05:00 | 0 | 0 | 0 | 0 | 0 | 53104.9658 | 0 | 420829 | 0 | 0 | 0 | 0 | 1168791.2937 | 4343334.8535 | 0 | 0 | 0 | 0 | 0 | 0 | 0 | 0 | 0 | 0 | 0 | 0 | 0 | 0 | 0 | 0 | -251998.3149 | -115725.7193 | 0 | 0 | 0 | 0 | 0 | 0 | 0 | 0 | 0 | 0 | 0 | 0 | 0 | 0 | 0
2016-02-26 06:00 | 0 | 0 | 0 | 0 | 0 | 404771.387 | 0 | 408908 | 0 | 0 | 0 | 0 | 1280380.4 | 4227609.1342 | 0 | 0 | 0 | 0 | 0 | 0 | 0 | 0 | 0 | 0 | 0 | 0 | 0 | 0 | 0 | 0 | 111589.1063 | -115725.7193 | 0 | 0 | 0 | 0 | 0 | 0 | 0 | 0 | 0 | 0 | 0 | 0 | 0 | 0 | 0
2016-02-26 07:00 | 0 | 0 | 0 | 0 | 0 | 34256.9658 | 0 | 401981 | 0 | 0 | 0 | 0 | 1028382.0851 | 4111883.4149 | 0 | 0 | 0 | 0 | 0 | 0 | 0 | 0 | 0 | 0 | 0 | 0 | 0 | 0 | 0 | 0 | -251998.3149 | -115725.7193 | 0 | 0 | 0 | 0 | 0 | 0 | 0 | 0 | 0 | 0 | 0 | 0 | 0 | 0 | 0
2016-02-26 08:00 | 0 | 0 | 0 | 0 | 0 | 32319.9658 | 0 | 400044 | 0 | 0 | 0 | 0 | 776383.7701 | 3996157.6956 | 0 | 0 | 0 | 0 | 0 | 0 | 0 | 0 | 0 | 0 | 0 | 0 | 0 | 0 | 0 | 0 | -251998.3149 | -115725.7193 | 0 | 0 | 0 | 0 | 0 | 0 | 0 | 0 | 0 | 0 | 0 | 0 | 0 | 0 | 0
2016-02-26 09:00 | 0 | 0 | 0 | 0 | 0 | 499661.894 | 0 | 404325 | 0 | 0 | 0 | 0 | 755994.9448 | 4111883.4149 | 0 | 0 | 0 | 0 | 0 | 0 | 0 | 0 | 0 | 0 | 0 | 0 | 0 | 0 | 0 | 0 | -20388.8253 | 115725.7193 | 0 | 0 | 0 | 0 | 0 | 0 | 0 | 0 | 0 | 0 | 0 | 0 | 0 | 0 | 0
2016-02-26 10:00 | 0 | 0 | 0 | 0 | 0 | 52064.9658 | 0 | 419789 | 0 | 0 | 0 | 0 | 503996.6299 | 3996157.6956 | 0 | 0 | 0 | 0 | 0 | 0 | 0 | 0 | 0 | 0 | 0 | 0 | 0 | 0 | 0 | 0 | -251998.3149 | -115725.7193 | 0 | 0 | 0 | 0 | 0 | 0 | 0 | 0 | 0 | 0 | 0 | 0 | 0 | 0 | 0
2016-02-26 11:00 | 0 | 0 | 0 | 0 | 0 | 85422.9658 | 0 | 453147 | 0 | 0 | 0 | 0 | 251998.3149 | 3880431.9763 | 0 | 0 | 0 | 0 | 0 | 0 | 0 | 0 | 0 | 0 | 0 | 0 | 0 | 0 | 0 | 0 | -251998.3149 | -115725.7193 | 0 | 0 | 0 | 0 | 0 | 0 | 0 | 0 | 0 | 0 | 0 | 0 | 0 | 0 | 0
2016-02-26 12:00 | 0 | 0 | 0 | 0 | 0 | 113241.9658 | 0 | 480966 | 0 | 0 | 0 | 0 | 0 | 3764706.257 | 0 | 0 | 0 | 0 | 0 | 0 | 0 | 0 | 0 | 0 | 0 | 0 | 0 | 0 | 0 | 0 | -251998.3149 | -115725.7193 | 0 | 0 | 0 | 0 | 0 | 0 | 0 | 0 | 0 | 0 | 0 | 0 | 0 | 0 | 0
2016-02-26 13:00 | 0 | 0 | 0 | 0 | 0 | 481152.7429 | 7318.1557 | 487257 | 0 | 0 | 0 | 0 | 29037.9917 | 3736882.1639 | 0 | 0 | 0 | 0 | 0 | 0 | 0 | 0 | 0 | 0 | 0 | 0 | 0 | 0 | 0 | 0 | 29037.9917 | -27824.0931 | 0 | 0 | 0 | 0 | 0 | 0 | 0 | 0 | 0 | 0 | 0 | 0 | 0 | 0 | 0
2016-02-26 14:00 | 0 | 0 | 0 | 0 | 0 | 0 | 337397.289 | 482161 | 0 | 0 | 0 | 0 | 0 | 3621156.4446 | 0 | 0 | 0 | 0 | 0 | 0 | 0 | 0 | 0 | 0 | 0 | 0 | 0 | 0 | 0 | 0 | -29037.9917 | -115725.7193 | 0 | 0 | 0 | 0 | 0 | 0 | 0 | 0 | 0 | 0 | 0 | 0 | 0 | 0 | 0
2016-02-26 15:00 | 0 | 0 | 0 | 0 | 0 | 0 | 746811.9199 | 474541 | 0 | 0 | 0 | 0 | 251998.3149 | 3641429.0496 | 0 | 0 | 0 | 0 | 0 | 0 | 0 | 0 | 0 | 0 | 0 | 0 | 0 | 0 | 0 | 0 | 251998.3149 | 20272.605 | 0 | 0 | 0 | 0 | 0 | 0 | 0 | 0 | 0 | 0 | 0 | 0 | 0 | 0 | 0
2016-02-26 16:00 | 0 | 0 | 0 | 0 | 0 | 0 | 795753.2825 | 465184 | 0 | 0 | 0 | 0 | 503996.6299 | 3720000.0171 | 0 | 0 | 0 | 0 | 0 | 0 | 0 | 0 | 0 | 0 | 0 | 0 | 0 | 0 | 0 | 0 | 251998.3149 | 78570.9675 | 0 | 0 | 0 | 0 | 0 | 0 | 0 | 0 | 0 | 0 | 0 | 0 | 0 | 0 | 0
2016-02-26 17:00 | 0 | 0 | 0 | 0 | 0 | 0 | 780923.2642 | 454966 | 0 | 0 | 0 | 0 | 755994.9448 | 3793958.9664 | 0 | 0 | 0 | 0 | 0 | 0 | 0 | 0 | 0 | 0 | 0 | 0 | 0 | 0 | 0 | 0 | 251998.3149 | 73958.9493 | 0 | 0 | 0 | 0 | 0 | 0 | 0 | 0 | 0 | 0 | 0 | 0 | 0 | 0 | 0
2016-02-26 18:00 | 0 | 0 | 0 | 0 | 0 | 0 | 756028.8086 | 445971 | 0 | 0 | 0 | 0 | 1007993.2598 | 3852018.46 | 0 | 0 | 0 | 0 | 0 | 0 | 0 | 0 | 0 | 0 | 0 | 0 | 0 | 0 | 0 | 0 | 251998.3149 | 58059.4936 | 0 | 0 | 0 | 0 | 0 | 0 | 0 | 0 | 0 | 0 | 0 | 0 | 0 | 0 | 0
2016-02-26 19:00 | 0 | 0 | 0 | 0 | 0 | 65962.4154 | 740887.6189 | 439126 | 0 | 0 | 0 | 0 | 1259991.5747 | 3967744.1793 | 0 | 0 | 0 | 0 | 0 | 0 | 0 | 0 | 0 | 0 | 0 | 0 | 0 | 0 | 0 | 0 | 251998.3149 | 115725.7193 | 0 | 0 | 0 | 0 | 0 | 0 | 0 | 0 | 0 | 0 | 0 | 0 | 0 | 0 | 0
2016-02-26 20:00 | 0 | 0 | 0 | 0 | 0 | 0 | 746596.1501 | 434190 | 0 | 0 | 0 | 0 | 1511989.8897 | 4028152.0144 | 0 | 0 | 0 | 0 | 0 | 0 | 0 | 0 | 0 | 0 | 0 | 0 | 0 | 0 | 0 | 0 | 251998.3149 | 60407.8351 | 0 | 0 | 0 | 0 | 0 | 0 | 0 | 0 | 0 | 0 | 0 | 0 | 0 | 0 | 0
2016-02-26 21:00 | 0 | 0 | 0 | 0 | 0 | 0 | 754023.9208 | 433274 | 0 | 0 | 0 | 0 | 1763988.2046 | 4096903.6202 | 0 | 0 | 0 | 0 | 0 | 0 | 0 | 0 | 0 | 0 | 0 | 0 | 0 | 0 | 0 | 0 | 251998.3149 | 68751.6058 | 0 | 0 | 0 | 0 | 0 | 0 | 0 | 0 | 0 | 0 | 0 | 0 | 0 | 0 | 0
2016-02-26 22:00 | 0 | 0 | 0 | 0 | 0 | 0 | 712025.902 | 439688 | 0 | 0 | 0 | 0 | 2015986.5196 | 4117243.2073 | 0 | 0 | 0 | 0 | 0 | 0 | 0 | 0 | 0 | 0 | 0 | 0 | 0 | 0 | 0 | 0 | 251998.3149 | 20339.587 | 0 | 0 | 0 | 0 | 0 | 0 | 0 | 0 | 0 | 0 | 0 | 0 | 0 | 0 | 0
2016-02-26 23:00 | 0 | 0 | 0 | 0 | 0 | 0 | 495788.852 | 454068 | 0 | 0 | 0 | 0 | 2173433.0908 | 4001517.488 | 0 | 0 | 0 | 0 | 0 | 0 | 0 | 0 | 0 | 0 | 0 | 0 | 0 | 0 | 0 | 0 | 157446.5713 | -115725.7193 | 0 | 0 | 0 | 0 | 0 | 0 | 0 | 0 | 0 | 0 | 0 | 0 | 0 | 0 | 0
2016-02-27 | 0 | 0 | 0 | 0 | 0 | 369907.8718 | 103255.4337 | 467219 | 0 | 0 | 0 | 0 | 2063651.677 | 4117243.2073 | 0 | 0 | 0 | 0 | 0 | 0 | 0 | 0 | 0 | 0 | 0 | 0 | 0 | 0 | 0 | 0 | -109781.4138 | 115725.7193 | 0 | 0 | 0 | 0 | 0 | 0 | 0 | 0 | 0 | 0 | 0 | 0 | 0 | 0 | 0
2016-02-27 01:00 | 0 | 0 | 0 | 0 | 0 | 421342.2246 | 108.8416 | 470275 | 0 | 0 | 0 | 0 | 2130553.4625 | 4001517.488 | 0 | 0 | 0 | 0 | 0 | 0 | 0 | 0 | 0 | 0 | 0 | 0 | 0 | 0 | 0 | 0 | 66901.7855 | -115725.7193 | 0 | 0 | 0 | 0 | 0 | 0 | 0 | 0 | 0 | 0 | 0 | 0 | 0 | 0 | 0
2016-02-27 02:00 | 0 | 0 | 0 | 0 | 0 | 329811.4044 | 0 | 466084 | 0 | 0 | 0 | 0 | 1878555.1475 | 4117243.2073 | 0 | 0 | 0 | 0 | 0 | 0 | 0 | 0 | 0 | 0 | 0 | 0 | 0 | 0 | 0 | 0 | -251998.3149 | 115725.7193 | 0 | 0 | 0 | 0 | 0 | 0 | 0 | 0 | 0 | 0 | 0 | 0 | 0 | 0 | 0
2016-02-27 03:00 | 0 | 0 | 0 | 0 | 0 | 569547.8121 | 0 | 454694 | 0 | 0 | 0 | 0 | 2109134.6789 | 4001517.488 | 0 | 0 | 0 | 0 | 0 | 0 | 0 | 0 | 0 | 0 | 0 | 0 | 0 | 0 | 0 | 0 | 230579.5314 | -115725.7193 | 0 | 0 | 0 | 0 | 0 | 0 | 0 | 0 | 0 | 0 | 0 | 0 | 0 | 0 | 0
2016-02-27 04:00 | 0 | 0 | 0 | 0 | 0 | 301320.4044 | 0 | 437593 | 0 | 0 | 0 | 0 | 1857136.364 | 4117243.2073 | 0 | 0 | 0 | 0 | 0 | 0 | 0 | 0 | 0 | 0 | 0 | 0 | 0 | 0 | 0 | 0 | -251998.3149 | 115725.7193 | 0 | 0 | 0 | 0 | 0 | 0 | 0 | 0 | 0 | 0 | 0 | 0 | 0 | 0 | 0
2016-02-27 05:00 | 0 | 0 | 0 | 0 | 0 | 53180.9658 | 0 | 420905 | 0 | 0 | 0 | 0 | 1605138.049 | 4001517.488 | 0 | 0 | 0 | 0 | 0 | 0 | 0 | 0 | 0 | 0 | 0 | 0 | 0 | 0 | 0 | 0 | -251998.3149 | -115725.7193 | 0 | 0 | 0 | 0 | 0 | 0 | 0 | 0 | 0 | 0 | 0 | 0 | 0 | 0 | 0
2016-02-27 06:00 | 0 | 0 | 0 | 0 | 0 | 546153.5956 | 0 | 409881 | 0 | 0 | 0 | 0 | 1857136.364 | 3885791.7687 | 0 | 0 | 0 | 0 | 0 | 0 | 0 | 0 | 0 | 0 | 0 | 0 | 0 | 0 | 0 | 0 | 251998.3149 | -115725.7193 | 0 | 0 | 0 | 0 | 0 | 0 | 0 | 0 | 0 | 0 | 0 | 0 | 0 | 0 | 0
2016-02-27 07:00 | 0 | 0 | 0 | 0 | 0 | 267166.4044 | 0 | 403439 | 0 | 0 | 0 | 0 | 1605138.049 | 4001517.488 | 0 | 0 | 0 | 0 | 0 | 0 | 0 | 0 | 0 | 0 | 0 | 0 | 0 | 0 | 0 | 0 | -251998.3149 | 115725.7193 | 0 | 0 | 0 | 0 | 0 | 0 | 0 | 0 | 0 | 0 | 0 | 0 | 0 | 0 | 0
2016-02-27 08:00 | 0 | 0 | 0 | 0 | 0 | 32385.9658 | 0 | 400110 | 0 | 0 | 0 | 0 | 1353139.7341 | 3885791.7687 | 0 | 0 | 0 | 0 | 0 | 0 | 0 | 0 | 0 | 0 | 0 | 0 | 0 | 0 | 0 | 0 | -251998.3149 | -115725.7193 | 0 | 0 | 0 | 0 | 0 | 0 | 0 | 0 | 0 | 0 | 0 | 0 | 0 | 0 | 0
2016-02-27 09:00 | 0 | 0 | 0 | 0 | 0 | 33860.9658 | 0 | 401585 | 0 | 0 | 0 | 0 | 1101141.4191 | 3770066.0494 | 0 | 0 | 0 | 0 | 0 | 0 | 0 | 0 | 0 | 0 | 0 | 0 | 0 | 0 | 0 | 0 | -251998.3149 | -115725.7193 | 0 | 0 | 0 | 0 | 0 | 0 | 0 | 0 | 0 | 0 | 0 | 0 | 0 | 0 | 0
2016-02-27 10:00 | 0 | 0 | 0 | 0 | 0 | 39560.9658 | 0 | 407285 | 0 | 0 | 0 | 0 | 849143.1042 | 3654340.3301 | 0 | 0 | 0 | 0 | 0 | 0 | 0 | 0 | 0 | 0 | 0 | 0 | 0 | 0 | 0 | 0 | -251998.3149 | -115725.7193 | 0 | 0 | 0 | 0 | 0 | 0 | 0 | 0 | 0 | 0 | 0 | 0 | 0 | 0 | 0
2016-02-27 11:00 | 0 | 0 | 0 | 0 | 0 | 54086.9658 | 0 | 421811 | 0 | 0 | 0 | 0 | 597144.7892 | 3538614.6108 | 0 | 0 | 0 | 0 | 0 | 0 | 0 | 0 | 0 | 0 | 0 | 0 | 0 | 0 | 0 | 0 | -251998.3149 | -115725.7193 | 0 | 0 | 0 | 0 | 0 | 0 | 0 | 0 | 0 | 0 | 0 | 0 | 0 | 0 | 0
2016-02-27 12:00 | 0 | 0 | 0 | 0 | 0 | 69189.9658 | 0 | 436914 | 0 | 0 | 0 | 0 | 345146.4743 | 3422888.8915 | 0 | 0 | 0 | 0 | 0 | 0 | 0 | 0 | 0 | 0 | 0 | 0 | 0 | 0 | 0 | 0 | -251998.3149 | -115725.7193 | 0 | 0 | 0 | 0 | 0 | 0 | 0 | 0 | 0 | 0 | 0 | 0 | 0 | 0 | 0
2016-02-27 13:00 | 0 | 0 | 0 | 0 | 0 | 722727.4471 | 7276.2869 | 443577 | 0 | 0 | 0 | 0 | 597144.7892 | 3457317.3105 | 0 | 0 | 0 | 0 | 0 | 0 | 0 | 0 | 0 | 0 | 0 | 0 | 0 | 0 | 0 | 0 | 251998.3149 | 34428.419 | 0 | 0 | 0 | 0 | 0 | 0 | 0 | 0 | 0 | 0 | 0 | 0 | 0 | 0 | 0
2016-02-27 14:00 | 0 | 0 | 0 | 0 | 0 | 0 | 305445.0502 | 440303 | 0 | 0 | 0 | 0 | 578012.5587 | 3341591.5912 | 0 | 0 | 0 | 0 | 0 | 0 | 0 | 0 | 0 | 0 | 0 | 0 | 0 | 0 | 0 | 0 | -19132.2305 | -115725.7193 | 0 | 0 | 0 | 0 | 0 | 0 | 0 | 0 | 0 | 0 | 0 | 0 | 0 | 0 | 0
2016-02-27 15:00 | 0 | 0 | 0 | 0 | 0 | 0 | 674176.149 | 431766 | 0 | 0 | 0 | 0 | 830010.8737 | 3332003.4252 | 0 | 0 | 0 | 0 | 0 | 0 | 0 | 0 | 0 | 0 | 0 | 0 | 0 | 0 | 0 | 0 | 251998.3149 | -9588.166 | 0 | 0 | 0 | 0 | 0 | 0 | 0 | 0 | 0 | 0 | 0 | 0 | 0 | 0 | 0
2016-02-27 16:00 | 0 | 0 | 0 | 0 | 0 | 0 | 750943.0739 | 421204 | 0 | 0 | 0 | 0 | 1068961.7954 | 3422791.5774 | 0 | 0 | 0 | 0 | 0 | 0 | 0 | 0 | 0 | 0 | 0 | 0 | 0 | 0 | 0 | 0 | 238950.9218 | 90788.1521 | 0 | 0 | 0 | 0 | 0 | 0 | 0 | 0 | 0 | 0 | 0 | 0 | 0 | 0 | 0
2016-02-27 17:00 | 0 | 0 | 0 | 0 | 0 | 0 | 749925.7549 | 410971 | 0 | 0 | 0 | 0 | 1320960.1104 | 3509748.0173 | 0 | 0 | 0 | 0 | 0 | 0 | 0 | 0 | 0 | 0 | 0 | 0 | 0 | 0 | 0 | 0 | 251998.3149 | 86956.44 | 0 | 0 | 0 | 0 | 0 | 0 | 0 | 0 | 0 | 0 | 0 | 0 | 0 | 0 | 0
2016-02-27 18:00 | 0 | 0 | 0 | 0 | 0 | 0 | 733244.6883 | 401316 | 0 | 0 | 0 | 0 | 1572958.4253 | 3589678.3906 | 0 | 0 | 0 | 0 | 0 | 0 | 0 | 0 | 0 | 0 | 0 | 0 | 0 | 0 | 0 | 0 | 251998.3149 | 79930.3733 | 0 | 0 | 0 | 0 | 0 | 0 | 0 | 0 | 0 | 0 | 0 | 0 | 0 | 0 | 0
2016-02-27 19:00 | 0 | 0 | 0 | 0 | 0 | 0 | 722820.6562 | 394032 | 0 | 0 | 0 | 0 | 1824956.7403 | 3666468.7318 | 0 | 0 | 0 | 0 | 0 | 0 | 0 | 0 | 0 | 0 | 0 | 0 | 0 | 0 | 0 | 0 | 251998.3149 | 76790.3412 | 0 | 0 | 0 | 0 | 0 | 0 | 0 | 0 | 0 | 0 | 0 | 0 | 0 | 0 | 0
2016-02-27 20:00 | 0 | 0 | 0 | 0 | 0 | 0 | 729033.5364 | 388994 | 0 | 0 | 0 | 0 | 2076955.0552 | 3754509.9533 | 0 | 0 | 0 | 0 | 0 | 0 | 0 | 0 | 0 | 0 | 0 | 0 | 0 | 0 | 0 | 0 | 251998.3149 | 88041.2215 | 0 | 0 | 0 | 0 | 0 | 0 | 0 | 0 | 0 | 0 | 0 | 0 | 0 | 0 | 0
2016-02-27 21:00 | 0 | 0 | 0 | 0 | 0 | 0 | 735478.6685 | 388726 | 0 | 0 | 0 | 0 | 2328953.3702 | 3849264.3069 | 0 | 0 | 0 | 0 | 0 | 0 | 0 | 0 | 0 | 0 | 0 | 0 | 0 | 0 | 0 | 0 | 251998.3149 | 94754.3536 | 0 | 0 | 0 | 0 | 0 | 0 | 0 | 0 | 0 | 0 | 0 | 0 | 0 | 0 | 0
2016-02-27 22:00 | 0 | 0 | 0 | 0 | 0 | 64363.4041 | 697096.6301 | 393736 | 0 | 0 | 0 | 0 | 2580951.6851 | 3964990.0262 | 0 | 0 | 0 | 0 | 0 | 0 | 0 | 0 | 0 | 0 | 0 | 0 | 0 | 0 | 0 | 0 | 251998.3149 | 115725.7193 | 0 | 0 | 0 | 0 | 0 | 0 | 0 | 0 | 0 | 0 | 0 | 0 | 0 | 0 | 0
2016-02-27 23:00 | 0 | 0 | 0 | 0 | 0 | 0 | 512779.2468 | 408718 | 0 | 0 | 0 | 0 | 2569287.2126 | 4080715.7455 | 0 | 0 | 0 | 0 | 0 | 0 | 0 | 0 | 0 | 0 | 0 | 0 | 0 | 0 | 0 | 0 | -11664.4725 | 115725.7193 | 0 | 0 | 0 | 0 | 0 | 0 | 0 | 0 | 0 | 0 | 0 | 0 | 0 | 0 | 0
2016-02-28 | 0 | 0 | 0 | 0 | 0 | 0 | 134419.5937 | 423181 | 0 | 0 | 0 | 0 | 2396251.5256 | 3964990.0262 | 0 | 0 | 0 | 0 | 0 | 0 | 0 | 0 | 0 | 0 | 0 | 0 | 0 | 0 | 0 | 0 | -173035.687 | -115725.7193 | 0 | 0 | 0 | 0 | 0 | 0 | 0 | 0 | 0 | 0 | 0 | 0 | 0 | 0 | 0
2016-02-28 01:00 | 0 | 0 | 0 | 0 | 0 | 794589.3953 | 170.6389 | 427036 | 0 | 0 | 0 | 0 | 2648249.8406 | 4080715.7455 | 0 | 0 | 0 | 0 | 0 | 0 | 0 | 0 | 0 | 0 | 0 | 0 | 0 | 0 | 0 | 0 | 251998.3149 | 115725.7193 | 0 | 0 | 0 | 0 | 0 | 0 | 0 | 0 | 0 | 0 | 0 | 0 | 0 | 0 | 0
2016-02-28 02:00 | 0 | 0 | 0 | 0 | 0 | 288786.4044 | 0 | 425059 | 0 | 0 | 0 | 0 | 2396251.5256 | 4196441.4648 | 0 | 0 | 0 | 0 | 0 | 0 | 0 | 0 | 0 | 0 | 0 | 0 | 0 | 0 | 0 | 0 | -251998.3149 | 115725.7193 | 0 | 0 | 0 | 0 | 0 | 0 | 0 | 0 | 0 | 0 | 0 | 0 | 0 | 0 | 0
2016-02-28 03:00 | 0 | 0 | 0 | 0 | 0 | 784557.0342 | 0 | 416833 | 0 | 0 | 0 | 0 | 2648249.8406 | 4312167.1841 | 0 | 0 | 0 | 0 | 0 | 0 | 0 | 0 | 0 | 0 | 0 | 0 | 0 | 0 | 0 | 0 | 251998.3149 | 115725.7193 | 0 | 0 | 0 | 0 | 0 | 0 | 0 | 0 | 0 | 0 | 0 | 0 | 0 | 0 | 0
2016-02-28 04:00 | 0 | 0 | 0 | 0 | 0 | 35212.9658 | 0 | 402937 | 0 | 0 | 0 | 0 | 2396251.5256 | 4196441.4648 | 0 | 0 | 0 | 0 | 0 | 0 | 0 | 0 | 0 | 0 | 0 | 0 | 0 | 0 | 0 | 0 | -251998.3149 | -115725.7193 | 0 | 0 | 0 | 0 | 0 | 0 | 0 | 0 | 0 | 0 | 0 | 0 | 0 | 0 | 0
2016-02-28 05:00 | 0 | 0 | 0 | 0 | 0 | 253247.4044 | 0 | 389520 | 0 | 0 | 0 | 0 | 2144253.2107 | 4312167.1841 | 0 | 0 | 0 | 0 | 0 | 0 | 0 | 0 | 0 | 0 | 0 | 0 | 0 | 0 | 0 | 0 | -251998.3149 | 115725.7193 | 0 | 0 | 0 | 0 | 0 | 0 | 0 | 0 | 0 | 0 | 0 | 0 | 0 | 0 | 0
2016-02-28 06:00 | 0 | 0 | 0 | 0 | 0 | 11290.9658 | 0 | 379015 | 0 | 0 | 0 | 0 | 1892254.8958 | 4196441.4648 | 0 | 0 | 0 | 0 | 0 | 0 | 0 | 0 | 0 | 0 | 0 | 0 | 0 | 0 | 0 | 0 | -251998.3149 | -115725.7193 | 0 | 0 | 0 | 0 | 0 | 0 | 0 | 0 | 0 | 0 | 0 | 0 | 0 | 0 | 0
2016-02-28 07:00 | 0 | 0 | 0 | 0 | 0 | 508473.5956 | 0 | 372201 | 0 | 0 | 0 | 0 | 2144253.2107 | 4080715.7455 | 0 | 0 | 0 | 0 | 0 | 0 | 0 | 0 | 0 | 0 | 0 | 0 | 0 | 0 | 0 | 0 | 251998.3149 | -115725.7193 | 0 | 0 | 0 | 0 | 0 | 0 | 0 | 0 | 0 | 0 | 0 | 0 | 0 | 0 | 0
2016-02-28 08:00 | 0 | 0 | 0 | 0 | 0 | 861.9658 | 0 | 368586 | 0 | 0 | 0 | 0 | 1892254.8958 | 3964990.0262 | 0 | 0 | 0 | 0 | 0 | 0 | 0 | 0 | 0 | 0 | 0 | 0 | 0 | 0 | 0 | 0 | -251998.3149 | -115725.7193 | 0 | 0 | 0 | 0 | 0 | 0 | 0 | 0 | 0 | 0 | 0 | 0 | 0 | 0 | 0
2016-02-28 09:00 | 0 | 0 | 0 | 0 | 0 | 232658.4044 | 0 | 368931 | 0 | 0 | 0 | 0 | 1640256.5808 | 4080715.7455 | 0 | 0 | 0 | 0 | 0 | 0 | 0 | 0 | 0 | 0 | 0 | 0 | 0 | 0 | 0 | 0 | -251998.3149 | 115725.7193 | 0 | 0 | 0 | 0 | 0 | 0 | 0 | 0 | 0 | 0 | 0 | 0 | 0 | 0 | 0
2016-02-28 10:00 | 0 | 0 | 0 | 0 | 0 | 5540.9658 | 0 | 373265 | 0 | 0 | 0 | 0 | 1388258.2659 | 3964990.0262 | 0 | 0 | 0 | 0 | 0 | 0 | 0 | 0 | 0 | 0 | 0 | 0 | 0 | 0 | 0 | 0 | -251998.3149 | -115725.7193 | 0 | 0 | 0 | 0 | 0 | 0 | 0 | 0 | 0 | 0 | 0 | 0 | 0 | 0 | 0
2016-02-28 11:00 | 0 | 0 | 0 | 0 | 0 | 14396.9658 | 0 | 382121 | 0 | 0 | 0 | 0 | 1136259.9509 | 3849264.3069 | 0 | 0 | 0 | 0 | 0 | 0 | 0 | 0 | 0 | 0 | 0 | 0 | 0 | 0 | 0 | 0 | -251998.3149 | -115725.7193 | 0 | 0 | 0 | 0 | 0 | 0 | 0 | 0 | 0 | 0 | 0 | 0 | 0 | 0 | 0
2016-02-28 12:00 | 0 | 0 | 0 | 0 | 0 | 24523.9658 | 0 | 392248 | 0 | 0 | 0 | 0 | 884261.636 | 3733538.5876 | 0 | 0 | 0 | 0 | 0 | 0 | 0 | 0 | 0 | 0 | 0 | 0 | 0 | 0 | 0 | 0 | -251998.3149 | -115725.7193 | 0 | 0 | 0 | 0 | 0 | 0 | 0 | 0 | 0 | 0 | 0 | 0 | 0 | 0 | 0
2016-02-28 13:00 | 0 | 0 | 0 | 0 | 0 | 20733.2431 | 8713.7226 | 397171 | 0 | 0 | 0 | 0 | 632263.321 | 3617812.8683 | 0 | 0 | 0 | 0 | 0 | 0 | 0 | 0 | 0 | 0 | 0 | 0 | 0 | 0 | 0 | 0 | -251998.3149 | -115725.7193 | 0 | 0 | 0 | 0 | 0 | 0 | 0 | 0 | 0 | 0 | 0 | 0 | 0 | 0 | 0
2016-02-28 14:00 | 0 | 0 | 0 | 0 | 0 | 0 | 326280.2895 | 396002 | 0 | 0 | 0 | 0 | 446815.8912 | 3733538.5876 | 0 | 0 | 0 | 0 | 0 | 0 | 0 | 0 | 0 | 0 | 0 | 0 | 0 | 0 | 0 | 0 | -185447.4298 | 115725.7193 | 0 | 0 | 0 | 0 | 0 | 0 | 0 | 0 | 0 | 0 | 0 | 0 | 0 | 0 | 0
2016-02-28 15:00 | 0 | 0 | 0 | 0 | 0 | 0 | 709553.479 | 390876 | 0 | 0 | 0 | 0 | 698814.2061 | 3800217.7517 | 0 | 0 | 0 | 0 | 0 | 0 | 0 | 0 | 0 | 0 | 0 | 0 | 0 | 0 | 0 | 0 | 251998.3149 | 66679.1641 | 0 | 0 | 0 | 0 | 0 | 0 | 0 | 0 | 0 | 0 | 0 | 0 | 0 | 0 | 0
2016-02-28 16:00 | 0 | 0 | 0 | 0 | 0 | 0 | 753366.0342 | 385642 | 0 | 0 | 0 | 0 | 950812.5211 | 3915943.471 | 0 | 0 | 0 | 0 | 0 | 0 | 0 | 0 | 0 | 0 | 0 | 0 | 0 | 0 | 0 | 0 | 251998.3149 | 115725.7193 | 0 | 0 | 0 | 0 | 0 | 0 | 0 | 0 | 0 | 0 | 0 | 0 | 0 | 0 | 0
2016-02-28 17:00 | 0 | 0 | 0 | 0 | 0 | 5030.648 | 743658.3862 | 380965 | 0 | 0 | 0 | 0 | 1202810.836 | 4031669.1903 | 0 | 0 | 0 | 0 | 0 | 0 | 0 | 0 | 0 | 0 | 0 | 0 | 0 | 0 | 0 | 0 | 251998.3149 | 115725.7193 | 0 | 0 | 0 | 0 | 0 | 0 | 0 | 0 | 0 | 0 | 0 | 0 | 0 | 0 | 0
2016-02-28 18:00 | 0 | 0 | 0 | 0 | 0 | 21882.7144 | 723305.3199 | 377464 | 0 | 0 | 0 | 0 | 1454809.151 | 4147394.9096 | 0 | 0 | 0 | 0 | 0 | 0 | 0 | 0 | 0 | 0 | 0 | 0 | 0 | 0 | 0 | 0 | 251998.3149 | 115725.7193 | 0 | 0 | 0 | 0 | 0 | 0 | 0 | 0 | 0 | 0 | 0 | 0 | 0 | 0 | 0
2016-02-28 19:00 | 0 | 0 | 0 | 0 | 0 | 34535.7792 | 707372.255 | 374184 | 0 | 0 | 0 | 0 | 1706807.4659 | 4263120.6289 | 0 | 0 | 0 | 0 | 0 | 0 | 0 | 0 | 0 | 0 | 0 | 0 | 0 | 0 | 0 | 0 | 251998.3149 | 115725.7193 | 0 | 0 | 0 | 0 | 0 | 0 | 0 | 0 | 0 | 0 | 0 | 0 | 0 | 0 | 0
2016-02-28 20:00 | 0 | 0 | 0 | 0 | 0 | 0 | 705209.5396 | 372997 | 0 | 0 | 0 | 0 | 1958805.7809 | 4343334.8535 | 0 | 0 | 0 | 0 | 0 | 0 | 0 | 0 | 0 | 0 | 0 | 0 | 0 | 0 | 0 | 0 | 251998.3149 | 80214.2246 | 0 | 0 | 0 | 0 | 0 | 0 | 0 | 0 | 0 | 0 | 0 | 0 | 0 | 0 | 0
2016-02-28 21:00 | 0 | 0 | 0 | 0 | 0 | 0 | 697736.8141 | 375600 | 0 | 0 | 0 | 0 | 2165216.8756 | 4459060.5728 | 0 | 0 | 0 | 0 | 0 | 0 | 0 | 0 | 0 | 0 | 0 | 0 | 0 | 0 | 0 | 0 | 206411.0948 | 115725.7193 | 0 | 0 | 0 | 0 | 0 | 0 | 0 | 0 | 0 | 0 | 0 | 0 | 0 | 0 | 0
2016-02-28 22:00 | 0 | 0 | 0 | 0 | 0 | 120922.9446 | 631430.0896 | 384629 | 0 | 0 | 0 | 0 | 2417215.1906 | 4574786.2921 | 0 | 0 | 0 | 0 | 0 | 0 | 0 | 0 | 0 | 0 | 0 | 0 | 0 | 0 | 0 | 0 | 251998.3149 | 115725.7193 | 0 | 0 | 0 | 0 | 0 | 0 | 0 | 0 | 0 | 0 | 0 | 0 | 0 | 0 | 0
2016-02-28 23:00 | 0 | 0 | 0 | 0 | 0 | 0 | 450641.4313 | 401421 | 0 | 0 | 0 | 0 | 2582161.3411 | 4459060.5728 | 0 | 0 | 0 | 0 | 0 | 0 | 0 | 0 | 0 | 0 | 0 | 0 | 0 | 0 | 0 | 0 | 164946.1506 | -115725.7193 | 0 | 0 | 0 | 0 | 0 | 0 | 0 | 0 | 0 | 0 | 0 | 0 | 0 | 0 | 0
2016-02-29 | 0 | 0 | 0 | 0 | 0 | 0 | 92925.465 | 416582 | 0 | 0 | 0 | 0 | 2374230.5255 | 4343334.8535 | 0 | 0 | 0 | 0 | 0 | 0 | 0 | 0 | 0 | 0 | 0 | 0 | 0 | 0 | 0 | 0 | -207930.8157 | -115725.7193 | 0 | 0 | 0 | 0 | 0 | 0 | 0 | 0 | 0 | 0 | 0 | 0 | 0 | 0 | 0
2016-02-29 01:00 | 0 | 0 | 0 | 0 | 0 | 283196.6109 | 178.7935 | 419648 | 0 | 0 | 0 | 0 | 2122232.2105 | 4459060.5728 | 0 | 0 | 0 | 0 | 0 | 0 | 0 | 0 | 0 | 0 | 0 | 0 | 0 | 0 | 0 | 0 | -251998.3149 | 115725.7193 | 0 | 0 | 0 | 0 | 0 | 0 | 0 | 0 | 0 | 0 | 0 | 0 | 0 | 0 | 0
2016-02-29 02:00 | 0 | 0 | 0 | 0 | 0 | 369618.9866 | 0 | 412789 | 0 | 0 | 0 | 0 | 1963336.4778 | 4574786.2921 | 0 | 0 | 0 | 0 | 0 | 0 | 0 | 0 | 0 | 0 | 0 | 0 | 0 | 0 | 0 | 0 | -158895.7327 | 115725.7193 | 0 | 0 | 0 | 0 | 0 | 0 | 0 | 0 | 0 | 0 | 0 | 0 | 0 | 0 | 0
2016-02-29 03:00 | 0 | 0 | 0 | 0 | 0 | 31006.9658 | 0 | 398731 | 0 | 0 | 0 | 0 | 1711338.1628 | 4459060.5728 | 0 | 0 | 0 | 0 | 0 | 0 | 0 | 0 | 0 | 0 | 0 | 0 | 0 | 0 | 0 | 0 | -251998.3149 | -115725.7193 | 0 | 0 | 0 | 0 | 0 | 0 | 0 | 0 | 0 | 0 | 0 | 0 | 0 | 0 | 0
2016-02-29 04:00 | 0 | 0 | 0 | 0 | 0 | 515956.5956 | 0 | 379684 | 0 | 0 | 0 | 0 | 1963336.4778 | 4343334.8535 | 0 | 0 | 0 | 0 | 0 | 0 | 0 | 0 | 0 | 0 | 0 | 0 | 0 | 0 | 0 | 0 | 251998.3149 | -115725.7193 | 0 | 0 | 0 | 0 | 0 | 0 | 0 | 0 | 0 | 0 | 0 | 0 | 0 | 0 | 0
2016-02-29 05:00 | 0 | 0 | 0 | 0 | 0 | 0 | 0 | 363692 | 0 | 0 | 0 | 0 | 1711338.1628 | 4231641.1685 | 0 | 0 | 0 | 0 | 0 | 0 | 0 | 0 | 0 | 0 | 0 | 0 | 0 | 0 | 0 | 0 | -251998.3149 | -111693.6851 | 0 | 0 | 0 | 0 | 0 | 0 | 0 | 0 | 0 | 0 | 0 | 0 | 0 | 0 | 0
2016-02-29 06:00 | 0 | 0 | 0 | 0 | 0 | 0 | 0 | 350896 | 0 | 0 | 0 | 0 | 1459339.8479 | 4132743.4834 | 0 | 0 | 0 | 0 | 0 | 0 | 0 | 0 | 0 | 0 | 0 | 0 | 0 | 0 | 0 | 0 | -251998.3149 | -98897.6851 | 0 | 0 | 0 | 0 | 0 | 0 | 0 | 0 | 0 | 0 | 0 | 0 | 0 | 0 | 0
2016-02-29 07:00 | 0 | 0 | 0 | 0 | 0 | 710957.0342 | 0 | 343233 | 0 | 0 | 0 | 0 | 1711338.1628 | 4248469.2027 | 0 | 0 | 0 | 0 | 0 | 0 | 0 | 0 | 0 | 0 | 0 | 0 | 0 | 0 | 0 | 0 | 251998.3149 | 115725.7193 | 0 | 0 | 0 | 0 | 0 | 0 | 0 | 0 | 0 | 0 | 0 | 0 | 0 | 0 | 0
2016-02-29 08:00 | 0 | 0 | 0 | 0 | 0 | 0 | 0 | 341224 | 0 | 0 | 0 | 0 | 1485839.8821 | 4132743.4834 | 0 | 0 | 0 | 0 | 0 | 0 | 0 | 0 | 0 | 0 | 0 | 0 | 0 | 0 | 0 | 0 | -225498.2807 | -115725.7193 | 0 | 0 | 0 | 0 | 0 | 0 | 0 | 0 | 0 | 0 | 0 | 0 | 0 | 0 | 0
2016-02-29 09:00 | 0 | 0 | 0 | 0 | 0 | 0 | 0 | 345544 | 0 | 0 | 0 | 0 | 1233841.5672 | 4039197.7983 | 0 | 0 | 0 | 0 | 0 | 0 | 0 | 0 | 0 | 0 | 0 | 0 | 0 | 0 | 0 | 0 | -251998.3149 | -93545.6851 | 0 | 0 | 0 | 0 | 0 | 0 | 0 | 0 | 0 | 0 | 0 | 0 | 0 | 0 | 0
2016-02-29 10:00 | 0 | 0 | 0 | 0 | 0 | 0 | 0 | 362124 | 0 | 0 | 0 | 0 | 981843.2522 | 3929072.1133 | 0 | 0 | 0 | 0 | 0 | 0 | 0 | 0 | 0 | 0 | 0 | 0 | 0 | 0 | 0 | 0 | -251998.3149 | -110125.6851 | 0 | 0 | 0 | 0 | 0 | 0 | 0 | 0 | 0 | 0 | 0 | 0 | 0 | 0 | 0
2016-02-29 11:00 | 0 | 0 | 0 | 0 | 0 | 259354.4044 | 0 | 395627 | 0 | 0 | 0 | 0 | 729844.9373 | 4044797.8326 | 0 | 0 | 0 | 0 | 0 | 0 | 0 | 0 | 0 | 0 | 0 | 0 | 0 | 0 | 0 | 0 | -251998.3149 | 115725.7193 | 0 | 0 | 0 | 0 | 0 | 0 | 0 | 0 | 0 | 0 | 0 | 0 | 0 | 0 | 0
2016-02-29 12:00 | 0 | 0 | 0 | 0 | 0 | 56842.9658 | 0 | 424567 | 0 | 0 | 0 | 0 | 477846.6223 | 3929072.1133 | 0 | 0 | 0 | 0 | 0 | 0 | 0 | 0 | 0 | 0 | 0 | 0 | 0 | 0 | 0 | 0 | -251998.3149 | -115725.7193 | 0 | 0 | 0 | 0 | 0 | 0 | 0 | 0 | 0 | 0 | 0 | 0 | 0 | 0 | 0
2016-02-29 13:00 | 0 | 0 | 0 | 0 | 0 | 53753.2844 | 11597.6813 | 433075 | 0 | 0 | 0 | 0 | 225848.3074 | 3813346.394 | 0 | 0 | 0 | 0 | 0 | 0 | 0 | 0 | 0 | 0 | 0 | 0 | 0 | 0 | 0 | 0 | -251998.3149 | -115725.7193 | 0 | 0 | 0 | 0 | 0 | 0 | 0 | 0 | 0 | 0 | 0 | 0 | 0 | 0 | 0
2016-02-29 14:00 | 0 | 0 | 0 | 0 | 0 | 0 | 325492.4119 | 435615 | 0 | 0 | 0 | 0 | 0 | 3929072.1133 | 0 | 0 | 0 | 0 | 0 | 0 | 0 | 0 | 0 | 0 | 0 | 0 | 0 | 0 | 0 | 0 | -225848.3074 | 115725.7193 | 0 | 0 | 0 | 0 | 0 | 0 | 0 | 0 | 0 | 0 | 0 | 0 | 0 | 0 | 0
2016-02-29 15:00 | 0 | 0 | 0 | 0 | 0 | 0 | 692875.2542 | 436352 | 0 | 0 | 0 | 0 | 251998.3149 | 3933597.0526 | 0 | 0 | 0 | 0 | 0 | 0 | 0 | 0 | 0 | 0 | 0 | 0 | 0 | 0 | 0 | 0 | 251998.3149 | 4524.9393 | 0 | 0 | 0 | 0 | 0 | 0 | 0 | 0 | 0 | 0 | 0 | 0 | 0 | 0 | 0
2016-02-29 16:00 | 0 | 0 | 0 | 0 | 0 | 0 | 778056.6929 | 434270 | 0 | 0 | 0 | 0 | 503996.6299 | 4025385.4305 | 0 | 0 | 0 | 0 | 0 | 0 | 0 | 0 | 0 | 0 | 0 | 0 | 0 | 0 | 0 | 0 | 251998.3149 | 91788.378 | 0 | 0 | 0 | 0 | 0 | 0 | 0 | 0 | 0 | 0 | 0 | 0 | 0 | 0 | 0
2016-02-29 17:00 | 0 | 0 | 0 | 0 | 0 | 0 | 760459.9647 | 430284 | 0 | 0 | 0 | 0 | 755994.9448 | 4103563.0802 | 0 | 0 | 0 | 0 | 0 | 0 | 0 | 0 | 0 | 0 | 0 | 0 | 0 | 0 | 0 | 0 | 251998.3149 | 78177.6497 | 0 | 0 | 0 | 0 | 0 | 0 | 0 | 0 | 0 | 0 | 0 | 0 | 0 | 0 | 0
2016-02-29 18:00 | 0 | 0 | 0 | 0 | 0 | 0 | 734654.5754 | 426871 | 0 | 0 | 0 | 0 | 1007993.2598 | 4159348.3407 | 0 | 0 | 0 | 0 | 0 | 0 | 0 | 0 | 0 | 0 | 0 | 0 | 0 | 0 | 0 | 0 | 251998.3149 | 55785.2605 | 0 | 0 | 0 | 0 | 0 | 0 | 0 | 0 | 0 | 0 | 0 | 0 | 0 | 0 | 0
2016-02-29 19:00 | 0 | 0 | 0 | 0 | 0 | 0 | 716482.9563 | 424041 | 0 | 0 | 0 | 0 | 1259991.5747 | 4199791.982 | 0 | 0 | 0 | 0 | 0 | 0 | 0 | 0 | 0 | 0 | 0 | 0 | 0 | 0 | 0 | 0 | 251998.3149 | 40443.6413 | 0 | 0 | 0 | 0 | 0 | 0 | 0 | 0 | 0 | 0 | 0 | 0 | 0 | 0 | 0
2016-02-29 20:00 | 0 | 0 | 0 | 0 | 0 | 0 | 719967.3174 | 421577 | 0 | 0 | 0 | 0 | 1511989.8897 | 4246183.9845 | 0 | 0 | 0 | 0 | 0 | 0 | 0 | 0 | 0 | 0 | 0 | 0 | 0 | 0 | 0 | 0 | 251998.3149 | 46392.0025 | 0 | 0 | 0 | 0 | 0 | 0 | 0 | 0 | 0 | 0 | 0 | 0 | 0 | 0 | 0
2016-02-29 21:00 | 0 | 0 | 0 | 0 | 0 | 0 | 722687.2911 | 422147 | 0 | 0 | 0 | 0 | 1763988.2046 | 4294725.9607 | 0 | 0 | 0 | 0 | 0 | 0 | 0 | 0 | 0 | 0 | 0 | 0 | 0 | 0 | 0 | 0 | 251998.3149 | 48541.9762 | 0 | 0 | 0 | 0 | 0 | 0 | 0 | 0 | 0 | 0 | 0 | 0 | 0 | 0 | 0
2016-02-29 22:00 | 0 | 0 | 0 | 0 | 0 | 0 | 690782.2853 | 427406 | 0 | 0 | 0 | 0 | 2015986.5196 | 4306103.931 | 0 | 0 | 0 | 0 | 0 | 0 | 0 | 0 | 0 | 0 | 0 | 0 | 0 | 0 | 0 | 0 | 251998.3149 | 11377.9703 | 0 | 0 | 0 | 0 | 0 | 0 | 0 | 0 | 0 | 0 | 0 | 0 | 0 | 0 | 0
2016-02-29 23:00 | 0 | 0 | 0 | 0 | 0 | 0 | 520716.4833 | 440807 | 0 | 0 | 0 | 0 | 2211621.7222 | 4190378.2117 | 0 | 0 | 0 | 0 | 0 | 0 | 0 | 0 | 0 | 0 | 0 | 0 | 0 | 0 | 0 | 0 | 195635.2026 | -115725.7193 | 0 | 0 | 0 | 0 | 0 | 0 | 0 | 0 | 0 | 0 | 0 | 0 | 0 | 0 | 0
2016-03-01 | 0 | 0 | 0 | 0 | 0 | 0 | 155443.246 | 454975 | 0 | 0 | 0 | 0 | 2027815.6874 | 4074652.4924 | 0 | 0 | 0 | 0 | 0 | 0 | 0 | 0 | 0 | 0 | 0 | 0 | 0 | 0 | 0 | 0 | -183806.0347 | -115725.7193 | 0 | 0 | 0 | 0 | 0 | 0 | 0 | 0 | 0 | 0 | 0 | 0 | 0 | 0 | 0
2016-03-01 01:00 | 0 | 0 | 0 | 0 | 0 | 557525.4286 | 286.4479 | 454940 | 0 | 0 | 0 | 0 | 2014961.8446 | 4190378.2117 | 0 | 0 | 0 | 0 | 0 | 0 | 0 | 0 | 0 | 0 | 0 | 0 | 0 | 0 | 0 | 0 | -12853.8428 | 115725.7193 | 0 | 0 | 0 | 0 | 0 | 0 | 0 | 0 | 0 | 0 | 0 | 0 | 0 | 0 | 0
2016-03-01 02:00 | 0 | 0 | 0 | 0 | 0 | 75921.9658 | 0 | 443646 | 0 | 0 | 0 | 0 | 1762963.5297 | 4074652.4924 | 0 | 0 | 0 | 0 | 0 | 0 | 0 | 0 | 0 | 0 | 0 | 0 | 0 | 0 | 0 | 0 | -251998.3149 | -115725.7193 | 0 | 0 | 0 | 0 | 0 | 0 | 0 | 0 | 0 | 0 | 0 | 0 | 0 | 0 | 0
2016-03-01 03:00 | 0 | 0 | 0 | 0 | 0 | 288667.4044 | 0 | 424940 | 0 | 0 | 0 | 0 | 1510965.2147 | 4190378.2117 | 0 | 0 | 0 | 0 | 0 | 0 | 0 | 0 | 0 | 0 | 0 | 0 | 0 | 0 | 0 | 0 | -251998.3149 | 115725.7193 | 0 | 0 | 0 | 0 | 0 | 0 | 0 | 0 | 0 | 0 | 0 | 0 | 0 | 0 | 0
2016-03-01 04:00 | 0 | 0 | 0 | 0 | 0 | 515395.6026 | 0 | 402448 | 0 | 0 | 0 | 0 | 1508187.098 | 4306103.931 | 0 | 0 | 0 | 0 | 0 | 0 | 0 | 0 | 0 | 0 | 0 | 0 | 0 | 0 | 0 | 0 | -2778.1167 | 115725.7193 | 0 | 0 | 0 | 0 | 0 | 0 | 0 | 0 | 0 | 0 | 0 | 0 | 0 | 0 | 0
2016-03-01 05:00 | 0 | 0 | 0 | 0 | 0 | 506156.5415 | 0 | 382522 | 0 | 0 | 0 | 0 | 1747547.3588 | 4190378.2117 | 0 | 0 | 0 | 0 | 0 | 0 | 0 | 0 | 0 | 0 | 0 | 0 | 0 | 0 | 0 | 0 | 239360.2608 | -115725.7193 | 0 | 0 | 0 | 0 | 0 | 0 | 0 | 0 | 0 | 0 | 0 | 0 | 0 | 0 | 0
2016-03-01 06:00 | 0 | 0 | 0 | 0 | 0 | 1415.9658 | 0 | 369140 | 0 | 0 | 0 | 0 | 1495549.0439 | 4074652.4924 | 0 | 0 | 0 | 0 | 0 | 0 | 0 | 0 | 0 | 0 | 0 | 0 | 0 | 0 | 0 | 0 | -251998.3149 | -115725.7193 | 0 | 0 | 0 | 0 | 0 | 0 | 0 | 0 | 0 | 0 | 0 | 0 | 0 | 0 | 0
2016-03-01 07:00 | 0 | 0 | 0 | 0 | 0 | 503596.5719 | 0 | 360103 | 0 | 0 | 0 | 0 | 1523316.8965 | 4190378.2117 | 0 | 0 | 0 | 0 | 0 | 0 | 0 | 0 | 0 | 0 | 0 | 0 | 0 | 0 | 0 | 0 | 27767.8526 | 115725.7193 | 0 | 0 | 0 | 0 | 0 | 0 | 0 | 0 | 0 | 0 | 0 | 0 | 0 | 0 | 0
2016-03-01 08:00 | 0 | 0 | 0 | 0 | 0 | 0 | 0 | 356976 | 0 | 0 | 0 | 0 | 1271318.5815 | 4085400.5267 | 0 | 0 | 0 | 0 | 0 | 0 | 0 | 0 | 0 | 0 | 0 | 0 | 0 | 0 | 0 | 0 | -251998.3149 | -104977.6851 | 0 | 0 | 0 | 0 | 0 | 0 | 0 | 0 | 0 | 0 | 0 | 0 | 0 | 0 | 0
2016-03-01 09:00 | 0 | 0 | 0 | 0 | 0 | 495700.5956 | 0 | 359428 | 0 | 0 | 0 | 0 | 1523316.8965 | 3969674.8074 | 0 | 0 | 0 | 0 | 0 | 0 | 0 | 0 | 0 | 0 | 0 | 0 | 0 | 0 | 0 | 0 | 251998.3149 | -115725.7193 | 0 | 0 | 0 | 0 | 0 | 0 | 0 | 0 | 0 | 0 | 0 | 0 | 0 | 0 | 0
2016-03-01 10:00 | 0 | 0 | 0 | 0 | 0 | 237416.4044 | 0 | 373689 | 0 | 0 | 0 | 0 | 1271318.5815 | 4085400.5267 | 0 | 0 | 0 | 0 | 0 | 0 | 0 | 0 | 0 | 0 | 0 | 0 | 0 | 0 | 0 | 0 | -251998.3149 | 115725.7193 | 0 | 0 | 0 | 0 | 0 | 0 | 0 | 0 | 0 | 0 | 0 | 0 | 0 | 0 | 0
2016-03-01 11:00 | 0 | 0 | 0 | 0 | 0 | 37670.9658 | 0 | 405395 | 0 | 0 | 0 | 0 | 1019320.2666 | 3969674.8074 | 0 | 0 | 0 | 0 | 0 | 0 | 0 | 0 | 0 | 0 | 0 | 0 | 0 | 0 | 0 | 0 | -251998.3149 | -115725.7193 | 0 | 0 | 0 | 0 | 0 | 0 | 0 | 0 | 0 | 0 | 0 | 0 | 0 | 0 | 0
2016-03-01 12:00 | 0 | 0 | 0 | 0 | 0 | 62601.9658 | 0 | 430326 | 0 | 0 | 0 | 0 | 767321.9516 | 3853949.0881 | 0 | 0 | 0 | 0 | 0 | 0 | 0 | 0 | 0 | 0 | 0 | 0 | 0 | 0 | 0 | 0 | -251998.3149 | -115725.7193 | 0 | 0 | 0 | 0 | 0 | 0 | 0 | 0 | 0 | 0 | 0 | 0 | 0 | 0 | 0
2016-03-01 13:00 | 0 | 0 | 0 | 0 | 0 | 413696.5964 | 14232.7071 | 435727 | 0 | 0 | 0 | 0 | 875249.9744 | 3738223.3688 | 0 | 0 | 0 | 0 | 0 | 0 | 0 | 0 | 0 | 0 | 0 | 0 | 0 | 0 | 0 | 0 | 107928.0228 | -115725.7193 | 0 | 0 | 0 | 0 | 0 | 0 | 0 | 0 | 0 | 0 | 0 | 0 | 0 | 0 | 0
2016-03-01 14:00 | 0 | 0 | 0 | 0 | 0 | 0 | 333533.2926 | 436321 | 0 | 0 | 0 | 0 | 765296.387 | 3745389.2488 | 0 | 0 | 0 | 0 | 0 | 0 | 0 | 0 | 0 | 0 | 0 | 0 | 0 | 0 | 0 | 0 | -109953.5874 | 7165.88 | 0 | 0 | 0 | 0 | 0 | 0 | 0 | 0 | 0 | 0 | 0 | 0 | 0 | 0 | 0
2016-03-01 15:00 | 0 | 0 | 0 | 0 | 0 | 0 | 623797.1735 | 437031 | 0 | 0 | 0 | 0 | 1017294.7019 | 3680157.1074 | 0 | 0 | 0 | 0 | 0 | 0 | 0 | 0 | 0 | 0 | 0 | 0 | 0 | 0 | 0 | 0 | 251998.3149 | -65232.1414 | 0 | 0 | 0 | 0 | 0 | 0 | 0 | 0 | 0 | 0 | 0 | 0 | 0 | 0 | 0
2016-03-01 16:00 | 0 | 0 | 0 | 0 | 0 | 0 | 714982.8367 | 436038 | 0 | 0 | 0 | 0 | 1180513.8193 | 3795882.8267 | 0 | 0 | 0 | 0 | 0 | 0 | 0 | 0 | 0 | 0 | 0 | 0 | 0 | 0 | 0 | 0 | 163219.1174 | 115725.7193 | 0 | 0 | 0 | 0 | 0 | 0 | 0 | 0 | 0 | 0 | 0 | 0 | 0 | 0 | 0
2016-03-01 17:00 | 0 | 0 | 0 | 0 | 0 | 0 | 740346.2275 | 434122 | 0 | 0 | 0 | 0 | 1371012.3275 | 3911608.546 | 0 | 0 | 0 | 0 | 0 | 0 | 0 | 0 | 0 | 0 | 0 | 0 | 0 | 0 | 0 | 0 | 190498.5082 | 115725.7193 | 0 | 0 | 0 | 0 | 0 | 0 | 0 | 0 | 0 | 0 | 0 | 0 | 0 | 0 | 0
2016-03-01 18:00 | 0 | 0 | 0 | 0 | 0 | 0 | 730152.2938 | 434041 | 0 | 0 | 0 | 0 | 1551397.902 | 4027334.2653 | 0 | 0 | 0 | 0 | 0 | 0 | 0 | 0 | 0 | 0 | 0 | 0 | 0 | 0 | 0 | 0 | 180385.5745 | 115725.7193 | 0 | 0 | 0 | 0 | 0 | 0 | 0 | 0 | 0 | 0 | 0 | 0 | 0 | 0 | 0
2016-03-01 19:00 | 0 | 0 | 0 | 0 | 0 | 0 | 722934.4773 | 433074 | 0 | 0 | 0 | 0 | 1725532.66 | 4143059.9846 | 0 | 0 | 0 | 0 | 0 | 0 | 0 | 0 | 0 | 0 | 0 | 0 | 0 | 0 | 0 | 0 | 174134.758 | 115725.7193 | 0 | 0 | 0 | 0 | 0 | 0 | 0 | 0 | 0 | 0 | 0 | 0 | 0 | 0 | 0
2016-03-01 20:00 | 0 | 0 | 0 | 0 | 0 | 0 | 732435.8532 | 432861 | 0 | 0 | 0 | 0 | 1977530.9749 | 4190636.5228 | 0 | 0 | 0 | 0 | 0 | 0 | 0 | 0 | 0 | 0 | 0 | 0 | 0 | 0 | 0 | 0 | 251998.3149 | 47576.5383 | 0 | 0 | 0 | 0 | 0 | 0 | 0 | 0 | 0 | 0 | 0 | 0 | 0 | 0 | 0
2016-03-01 21:00 | 0 | 0 | 0 | 0 | 0 | 0 | 737567.1903 | 434932 | 0 | 0 | 0 | 0 | 2229529.2899 | 4241273.3982 | 0 | 0 | 0 | 0 | 0 | 0 | 0 | 0 | 0 | 0 | 0 | 0 | 0 | 0 | 0 | 0 | 251998.3149 | 50636.8754 | 0 | 0 | 0 | 0 | 0 | 0 | 0 | 0 | 0 | 0 | 0 | 0 | 0 | 0 | 0
2016-03-01 22:00 | 0 | 0 | 0 | 0 | 0 | 0 | 695323.793 | 441207 | 0 | 0 | 0 | 0 | 2481527.6048 | 4243391.8762 | 0 | 0 | 0 | 0 | 0 | 0 | 0 | 0 | 0 | 0 | 0 | 0 | 0 | 0 | 0 | 0 | 251998.3149 | 2118.478 | 0 | 0 | 0 | 0 | 0 | 0 | 0 | 0 | 0 | 0 | 0 | 0 | 0 | 0 | 0
2016-03-01 23:00 | 0 | 0 | 0 | 0 | 0 | 0 | 524414.377 | 453833 | 0 | 0 | 0 | 0 | 2667834.7012 | 4127666.1569 | 0 | 0 | 0 | 0 | 0 | 0 | 0 | 0 | 0 | 0 | 0 | 0 | 0 | 0 | 0 | 0 | 186307.0963 | -115725.7193 | 0 | 0 | 0 | 0 | 0 | 0 | 0 | 0 | 0 | 0 | 0 | 0 | 0 | 0 | 0
2016-03-02 | 0 | 0 | 0 | 0 | 0 | 0 | 182895.016 | 465032 | 0 | 0 | 0 | 0 | 2501423.4365 | 4011940.4376 | 0 | 0 | 0 | 0 | 0 | 0 | 0 | 0 | 0 | 0 | 0 | 0 | 0 | 0 | 0 | 0 | -166411.2647 | -115725.7193 | 0 | 0 | 0 | 0 | 0 | 0 | 0 | 0 | 0 | 0 | 0 | 0 | 0 | 0 | 0
2016-03-02 01:00 | 0 | 0 | 0 | 0 | 0 | 240560.5615 | 382.1114 | 465282 | 0 | 0 | 0 | 0 | 2392809.8287 | 3896214.7183 | 0 | 0 | 0 | 0 | 0 | 0 | 0 | 0 | 0 | 0 | 0 | 0 | 0 | 0 | 0 | 0 | -108613.6078 | -115725.7193 | 0 | 0 | 0 | 0 | 0 | 0 | 0 | 0 | 0 | 0 | 0 | 0 | 0 | 0 | 0
2016-03-02 02:00 | 0 | 0 | 0 | 0 | 0 | 262505.0633 | 0 | 454570 | 0 | 0 | 0 | 0 | 2316470.6113 | 3780488.999 | 0 | 0 | 0 | 0 | 0 | 0 | 0 | 0 | 0 | 0 | 0 | 0 | 0 | 0 | 0 | 0 | -76339.2174 | -115725.7193 | 0 | 0 | 0 | 0 | 0 | 0 | 0 | 0 | 0 | 0 | 0 | 0 | 0 | 0 | 0
2016-03-02 03:00 | 0 | 0 | 0 | 0 | 0 | 297010.7725 | 0 | 436355 | 0 | 0 | 0 | 0 | 2064472.2964 | 3893143.0865 | 0 | 0 | 0 | 0 | 0 | 0 | 0 | 0 | 0 | 0 | 0 | 0 | 0 | 0 | 0 | 0 | -251998.3149 | 112654.0875 | 0 | 0 | 0 | 0 | 0 | 0 | 0 | 0 | 0 | 0 | 0 | 0 | 0 | 0 | 0
2016-03-02 04:00 | 0 | 0 | 0 | 0 | 0 | 44709.9658 | 0 | 412434 | 0 | 0 | 0 | 0 | 1812473.9814 | 3777417.3672 | 0 | 0 | 0 | 0 | 0 | 0 | 0 | 0 | 0 | 0 | 0 | 0 | 0 | 0 | 0 | 0 | -251998.3149 | -115725.7193 | 0 | 0 | 0 | 0 | 0 | 0 | 0 | 0 | 0 | 0 | 0 | 0 | 0 | 0 | 0
2016-03-02 05:00 | 0 | 0 | 0 | 0 | 0 | 24514.9658 | 0 | 392239 | 0 | 0 | 0 | 0 | 1560475.6665 | 3661691.6479 | 0 | 0 | 0 | 0 | 0 | 0 | 0 | 0 | 0 | 0 | 0 | 0 | 0 | 0 | 0 | 0 | -251998.3149 | -115725.7193 | 0 | 0 | 0 | 0 | 0 | 0 | 0 | 0 | 0 | 0 | 0 | 0 | 0 | 0 | 0
2016-03-02 06:00 | 0 | 0 | 0 | 0 | 0 | 435773.1153 | 0 | 377688 | 0 | 0 | 0 | 0 | 1734286.5011 | 3545965.9286 | 0 | 0 | 0 | 0 | 0 | 0 | 0 | 0 | 0 | 0 | 0 | 0 | 0 | 0 | 0 | 0 | 173810.8346 | -115725.7193 | 0 | 0 | 0 | 0 | 0 | 0 | 0 | 0 | 0 | 0 | 0 | 0 | 0 | 0 | 0
2016-03-02 07:00 | 0 | 0 | 0 | 0 | 0 | 455451.0621 | 0 | 367874 | 0 | 0 | 0 | 0 | 1706137.844 | 3661691.6479 | 0 | 0 | 0 | 0 | 0 | 0 | 0 | 0 | 0 | 0 | 0 | 0 | 0 | 0 | 0 | 0 | -28148.6572 | 115725.7193 | 0 | 0 | 0 | 0 | 0 | 0 | 0 | 0 | 0 | 0 | 0 | 0 | 0 | 0 | 0
2016-03-02 08:00 | 0 | 0 | 0 | 0 | 0 | 0 | 0 | 363047 | 0 | 0 | 0 | 0 | 1454139.529 | 3550642.9629 | 0 | 0 | 0 | 0 | 0 | 0 | 0 | 0 | 0 | 0 | 0 | 0 | 0 | 0 | 0 | 0 | -251998.3149 | -111048.6851 | 0 | 0 | 0 | 0 | 0 | 0 | 0 | 0 | 0 | 0 | 0 | 0 | 0 | 0 | 0
2016-03-02 09:00 | 0 | 0 | 0 | 0 | 0 | 0 | 0 | 366611 | 0 | 0 | 0 | 0 | 1202141.2141 | 3436030.2778 | 0 | 0 | 0 | 0 | 0 | 0 | 0 | 0 | 0 | 0 | 0 | 0 | 0 | 0 | 0 | 0 | -251998.3149 | -114612.6851 | 0 | 0 | 0 | 0 | 0 | 0 | 0 | 0 | 0 | 0 | 0 | 0 | 0 | 0 | 0
2016-03-02 10:00 | 0 | 0 | 0 | 0 | 0 | 449886.7614 | 0 | 380785 | 0 | 0 | 0 | 0 | 1386968.6948 | 3320304.5585 | 0 | 0 | 0 | 0 | 0 | 0 | 0 | 0 | 0 | 0 | 0 | 0 | 0 | 0 | 0 | 0 | 184827.4807 | -115725.7193 | 0 | 0 | 0 | 0 | 0 | 0 | 0 | 0 | 0 | 0 | 0 | 0 | 0 | 0 | 0
2016-03-02 11:00 | 0 | 0 | 0 | 0 | 0 | 45851.9658 | 0 | 413576 | 0 | 0 | 0 | 0 | 1134970.3799 | 3204578.8392 | 0 | 0 | 0 | 0 | 0 | 0 | 0 | 0 | 0 | 0 | 0 | 0 | 0 | 0 | 0 | 0 | -251998.3149 | -115725.7193 | 0 | 0 | 0 | 0 | 0 | 0 | 0 | 0 | 0 | 0 | 0 | 0 | 0 | 0 | 0
2016-03-02 12:00 | 0 | 0 | 0 | 0 | 0 | 74916.9658 | 0 | 442641 | 0 | 0 | 0 | 0 | 882972.0649 | 3088853.1199 | 0 | 0 | 0 | 0 | 0 | 0 | 0 | 0 | 0 | 0 | 0 | 0 | 0 | 0 | 0 | 0 | -251998.3149 | -115725.7193 | 0 | 0 | 0 | 0 | 0 | 0 | 0 | 0 | 0 | 0 | 0 | 0 | 0 | 0 | 0
2016-03-02 13:00 | 0 | 0 | 0 | 0 | 0 | 391832.6631 | 15897.6163 | 453351 | 0 | 0 | 0 | 0 | 721625.625 | 3204578.8392 | 0 | 0 | 0 | 0 | 0 | 0 | 0 | 0 | 0 | 0 | 0 | 0 | 0 | 0 | 0 | 0 | -161346.4399 | 115725.7193 | 0 | 0 | 0 | 0 | 0 | 0 | 0 | 0 | 0 | 0 | 0 | 0 | 0 | 0 | 0
2016-03-02 14:00 | 0 | 0 | 0 | 0 | 0 | 0 | 336134.6166 | 455991 | 0 | 0 | 0 | 0 | 486043.5223 | 3320304.5585 | 0 | 0 | 0 | 0 | 0 | 0 | 0 | 0 | 0 | 0 | 0 | 0 | 0 | 0 | 0 | 0 | -235582.1027 | 115725.7193 | 0 | 0 | 0 | 0 | 0 | 0 | 0 | 0 | 0 | 0 | 0 | 0 | 0 | 0 | 0
2016-03-02 15:00 | 0 | 0 | 0 | 0 | 0 | 0 | 729163.7756 | 456455 | 0 | 0 | 0 | 0 | 643026.5787 | 3436030.2778 | 0 | 0 | 0 | 0 | 0 | 0 | 0 | 0 | 0 | 0 | 0 | 0 | 0 | 0 | 0 | 0 | 156983.0563 | 115725.7193 | 0 | 0 | 0 | 0 | 0 | 0 | 0 | 0 | 0 | 0 | 0 | 0 | 0 | 0 | 0
2016-03-02 16:00 | 0 | 0 | 0 | 0 | 0 | 0 | 791638.7845 | 452835 | 0 | 0 | 0 | 0 | 866104.6438 | 3551755.9971 | 0 | 0 | 0 | 0 | 0 | 0 | 0 | 0 | 0 | 0 | 0 | 0 | 0 | 0 | 0 | 0 | 223078.0652 | 115725.7193 | 0 | 0 | 0 | 0 | 0 | 0 | 0 | 0 | 0 | 0 | 0 | 0 | 0 | 0 | 0
2016-03-02 17:00 | 0 | 0 | 0 | 0 | 0 | 0 | 786733.0033 | 447782 | 0 | 0 | 0 | 0 | 1089329.9278 | 3667481.7164 | 0 | 0 | 0 | 0 | 0 | 0 | 0 | 0 | 0 | 0 | 0 | 0 | 0 | 0 | 0 | 0 | 223225.284 | 115725.7193 | 0 | 0 | 0 | 0 | 0 | 0 | 0 | 0 | 0 | 0 | 0 | 0 | 0 | 0 | 0
2016-03-02 18:00 | 0 | 0 | 0 | 0 | 0 | 0 | 769653.3212 | 444000 | 0 | 0 | 0 | 0 | 1299257.5297 | 3783207.4357 | 0 | 0 | 0 | 0 | 0 | 0 | 0 | 0 | 0 | 0 | 0 | 0 | 0 | 0 | 0 | 0 | 209927.6019 | 115725.7193 | 0 | 0 | 0 | 0 | 0 | 0 | 0 | 0 | 0 | 0 | 0 | 0 | 0 | 0 | 0
2016-03-02 19:00 | 0 | 0 | 0 | 0 | 0 | 0 | 759447.6817 | 440889 | 0 | 0 | 0 | 0 | 1502090.4921 | 3898933.155 | 0 | 0 | 0 | 0 | 0 | 0 | 0 | 0 | 0 | 0 | 0 | 0 | 0 | 0 | 0 | 0 | 202832.9624 | 115725.7193 | 0 | 0 | 0 | 0 | 0 | 0 | 0 | 0 | 0 | 0 | 0 | 0 | 0 | 0 | 0
2016-03-02 20:00 | 0 | 0 | 0 | 0 | 0 | 0 | 770047.7797 | 440393 | 0 | 0 | 0 | 0 | 1716019.5526 | 4014658.8743 | 0 | 0 | 0 | 0 | 0 | 0 | 0 | 0 | 0 | 0 | 0 | 0 | 0 | 0 | 0 | 0 | 213929.0604 | 115725.7193 | 0 | 0 | 0 | 0 | 0 | 0 | 0 | 0 | 0 | 0 | 0 | 0 | 0 | 0 | 0
2016-03-02 21:00 | 0 | 0 | 0 | 0 | 0 | 0 | 779013.6931 | 441612 | 0 | 0 | 0 | 0 | 1937695.5264 | 4130384.5936 | 0 | 0 | 0 | 0 | 0 | 0 | 0 | 0 | 0 | 0 | 0 | 0 | 0 | 0 | 0 | 0 | 221675.9738 | 115725.7193 | 0 | 0 | 0 | 0 | 0 | 0 | 0 | 0 | 0 | 0 | 0 | 0 | 0 | 0 | 0
2016-03-02 22:00 | 0 | 0 | 0 | 0 | 0 | 0 | 752974.8459 | 448869 | 0 | 0 | 0 | 0 | 2126075.653 | 4246110.3129 | 0 | 0 | 0 | 0 | 0 | 0 | 0 | 0 | 0 | 0 | 0 | 0 | 0 | 0 | 0 | 0 | 188380.1266 | 115725.7193 | 0 | 0 | 0 | 0 | 0 | 0 | 0 | 0 | 0 | 0 | 0 | 0 | 0 | 0 | 0
2016-03-02 23:00 | 0 | 0 | 0 | 0 | 0 | 252813.825 | 579890.2092 | 464980 | 0 | 0 | 0 | 0 | 2378073.968 | 4361836.0322 | 0 | 0 | 0 | 0 | 0 | 0 | 0 | 0 | 0 | 0 | 0 | 0 | 0 | 0 | 0 | 0 | 251998.3149 | 115725.7193 | 0 | 0 | 0 | 0 | 0 | 0 | 0 | 0 | 0 | 0 | 0 | 0 | 0 | 0 | 0
2016-03-03 | 0 | 0 | 0 | 0 | 0 | 0 | 159564.3613 | 480343 | 0 | 0 | 0 | 0 | 2173021.0486 | 4246110.3129 | 0 | 0 | 0 | 0 | 0 | 0 | 0 | 0 | 0 | 0 | 0 | 0 | 0 | 0 | 0 | 0 | -205052.9194 | -115725.7193 | 0 | 0 | 0 | 0 | 0 | 0 | 0 | 0 | 0 | 0 | 0 | 0 | 0 | 0 | 0
2016-03-03 01:00 | 0 | 0 | 0 | 0 | 0 | 589890.7978 | 428.8948 | 482244 | 0 | 0 | 0 | 0 | 2396822.4605 | 4130384.5936 | 0 | 0 | 0 | 0 | 0 | 0 | 0 | 0 | 0 | 0 | 0 | 0 | 0 | 0 | 0 | 0 | 223801.4119 | -115725.7193 | 0 | 0 | 0 | 0 | 0 | 0 | 0 | 0 | 0 | 0 | 0 | 0 | 0 | 0 | 0
2016-03-03 02:00 | 0 | 0 | 0 | 0 | 0 | 106219.9658 | 0 | 473944 | 0 | 0 | 0 | 0 | 2144824.1455 | 4014658.8743 | 0 | 0 | 0 | 0 | 0 | 0 | 0 | 0 | 0 | 0 | 0 | 0 | 0 | 0 | 0 | 0 | -251998.3149 | -115725.7193 | 0 | 0 | 0 | 0 | 0 | 0 | 0 | 0 | 0 | 0 | 0 | 0 | 0 | 0 | 0
2016-03-03 03:00 | 0 | 0 | 0 | 0 | 0 | 87971.9658 | 0 | 455696 | 0 | 0 | 0 | 0 | 1892825.8306 | 3898933.155 | 0 | 0 | 0 | 0 | 0 | 0 | 0 | 0 | 0 | 0 | 0 | 0 | 0 | 0 | 0 | 0 | -251998.3149 | -115725.7193 | 0 | 0 | 0 | 0 | 0 | 0 | 0 | 0 | 0 | 0 | 0 | 0 | 0 | 0 | 0
2016-03-03 04:00 | 0 | 0 | 0 | 0 | 0 | 503702.4787 | 0 | 432467 | 0 | 0 | 0 | 0 | 1848335.5899 | 4014658.8743 | 0 | 0 | 0 | 0 | 0 | 0 | 0 | 0 | 0 | 0 | 0 | 0 | 0 | 0 | 0 | 0 | -44490.2406 | 115725.7193 | 0 | 0 | 0 | 0 | 0 | 0 | 0 | 0 | 0 | 0 | 0 | 0 | 0 | 0 | 0
2016-03-03 05:00 | 0 | 0 | 0 | 0 | 0 | 493825.6959 | 0 | 412330 | 0 | 0 | 0 | 0 | 2045557.0051 | 3898933.155 | 0 | 0 | 0 | 0 | 0 | 0 | 0 | 0 | 0 | 0 | 0 | 0 | 0 | 0 | 0 | 0 | 197221.4152 | -115725.7193 | 0 | 0 | 0 | 0 | 0 | 0 | 0 | 0 | 0 | 0 | 0 | 0 | 0 | 0 | 0
2016-03-03 06:00 | 0 | 0 | 0 | 0 | 0 | 261784.4044 | 0 | 398057 | 0 | 0 | 0 | 0 | 1793558.6902 | 4014658.8743 | 0 | 0 | 0 | 0 | 0 | 0 | 0 | 0 | 0 | 0 | 0 | 0 | 0 | 0 | 0 | 0 | -251998.3149 | 115725.7193 | 0 | 0 | 0 | 0 | 0 | 0 | 0 | 0 | 0 | 0 | 0 | 0 | 0 | 0 | 0
2016-03-03 07:00 | 0 | 0 | 0 | 0 | 0 | 21748.9658 | 0 | 389473 | 0 | 0 | 0 | 0 | 1541560.3752 | 3898933.155 | 0 | 0 | 0 | 0 | 0 | 0 | 0 | 0 | 0 | 0 | 0 | 0 | 0 | 0 | 0 | 0 | -251998.3149 | -115725.7193 | 0 | 0 | 0 | 0 | 0 | 0 | 0 | 0 | 0 | 0 | 0 | 0 | 0 | 0 | 0
2016-03-03 08:00 | 0 | 0 | 0 | 0 | 0 | 466587.5965 | 0 | 385904 | 0 | 0 | 0 | 0 | 1737969.6911 | 3783207.4357 | 0 | 0 | 0 | 0 | 0 | 0 | 0 | 0 | 0 | 0 | 0 | 0 | 0 | 0 | 0 | 0 | 196409.3158 | -115725.7193 | 0 | 0 | 0 | 0 | 0 | 0 | 0 | 0 | 0 | 0 | 0 | 0 | 0 | 0 | 0
2016-03-03 09:00 | 0 | 0 | 0 | 0 | 0 | 21463.9658 | 0 | 389188 | 0 | 0 | 0 | 0 | 1485971.3761 | 3667481.7164 | 0 | 0 | 0 | 0 | 0 | 0 | 0 | 0 | 0 | 0 | 0 | 0 | 0 | 0 | 0 | 0 | -251998.3149 | -115725.7193 | 0 | 0 | 0 | 0 | 0 | 0 | 0 | 0 | 0 | 0 | 0 | 0 | 0 | 0 | 0
2016-03-03 10:00 | 0 | 0 | 0 | 0 | 0 | 35559.9658 | 0 | 403284 | 0 | 0 | 0 | 0 | 1233973.0612 | 3551755.9971 | 0 | 0 | 0 | 0 | 0 | 0 | 0 | 0 | 0 | 0 | 0 | 0 | 0 | 0 | 0 | 0 | -251998.3149 | -115725.7193 | 0 | 0 | 0 | 0 | 0 | 0 | 0 | 0 | 0 | 0 | 0 | 0 | 0 | 0 | 0
2016-03-03 11:00 | 0 | 0 | 0 | 0 | 0 | 67139.9658 | 0 | 434864 | 0 | 0 | 0 | 0 | 981974.7462 | 3436030.2778 | 0 | 0 | 0 | 0 | 0 | 0 | 0 | 0 | 0 | 0 | 0 | 0 | 0 | 0 | 0 | 0 | -251998.3149 | -115725.7193 | 0 | 0 | 0 | 0 | 0 | 0 | 0 | 0 | 0 | 0 | 0 | 0 | 0 | 0 | 0
2016-03-03 12:00 | 0 | 0 | 0 | 0 | 0 | 483112.6849 | 0 | 459002 | 0 | 0 | 0 | 0 | 890359.7118 | 3551755.9971 | 0 | 0 | 0 | 0 | 0 | 0 | 0 | 0 | 0 | 0 | 0 | 0 | 0 | 0 | 0 | 0 | -91615.0344 | 115725.7193 | 0 | 0 | 0 | 0 | 0 | 0 | 0 | 0 | 0 | 0 | 0 | 0 | 0 | 0 | 0
2016-03-03 13:00 | 0 | 0 | 0 | 0 | 0 | 78792.2294 | 17137.7364 | 463654 | 0 | 0 | 0 | 0 | 638361.3969 | 3436030.2778 | 0 | 0 | 0 | 0 | 0 | 0 | 0 | 0 | 0 | 0 | 0 | 0 | 0 | 0 | 0 | 0 | -251998.3149 | -115725.7193 | 0 | 0 | 0 | 0 | 0 | 0 | 0 | 0 | 0 | 0 | 0 | 0 | 0 | 0 | 0
2016-03-03 14:00 | 0 | 0 | 0 | 0 | 0 | 334817.9537 | 340559.8155 | 463675 | 0 | 0 | 0 | 0 | 734338.4468 | 3551755.9971 | 0 | 0 | 0 | 0 | 0 | 0 | 0 | 0 | 0 | 0 | 0 | 0 | 0 | 0 | 0 | 0 | 95977.0499 | 115725.7193 | 0 | 0 | 0 | 0 | 0 | 0 | 0 | 0 | 0 | 0 | 0 | 0 | 0 | 0 | 0
2016-03-03 15:00 | 0 | 0 | 0 | 0 | 0 | 0 | 621529.5135 | 462773 | 0 | 0 | 0 | 0 | 777369.241 | 3667481.7164 | 0 | 0 | 0 | 0 | 0 | 0 | 0 | 0 | 0 | 0 | 0 | 0 | 0 | 0 | 0 | 0 | 43030.7942 | 115725.7193 | 0 | 0 | 0 | 0 | 0 | 0 | 0 | 0 | 0 | 0 | 0 | 0 | 0 | 0 | 0
2016-03-03 16:00 | 0 | 0 | 0 | 0 | 0 | 0 | 708059.697 | 459966 | 0 | 0 | 0 | 0 | 909737.2187 | 3783207.4357 | 0 | 0 | 0 | 0 | 0 | 0 | 0 | 0 | 0 | 0 | 0 | 0 | 0 | 0 | 0 | 0 | 132367.9777 | 115725.7193 | 0 | 0 | 0 | 0 | 0 | 0 | 0 | 0 | 0 | 0 | 0 | 0 | 0 | 0 | 0
2016-03-03 17:00 | 0 | 0 | 0 | 0 | 0 | 0 | 722164.1684 | 456789 | 0 | 0 | 0 | 0 | 1059386.6678 | 3898933.155 | 0 | 0 | 0 | 0 | 0 | 0 | 0 | 0 | 0 | 0 | 0 | 0 | 0 | 0 | 0 | 0 | 149649.4491 | 115725.7193 | 0 | 0 | 0 | 0 | 0 | 0 | 0 | 0 | 0 | 0 | 0 | 0 | 0 | 0 | 0
2016-03-03 18:00 | 0 | 0 | 0 | 0 | 0 | 0 | 710214.7745 | 455812 | 0 | 0 | 0 | 0 | 1198063.7229 | 4014658.8743 | 0 | 0 | 0 | 0 | 0 | 0 | 0 | 0 | 0 | 0 | 0 | 0 | 0 | 0 | 0 | 0 | 138677.0552 | 115725.7193 | 0 | 0 | 0 | 0 | 0 | 0 | 0 | 0 | 0 | 0 | 0 | 0 | 0 | 0 | 0
2016-03-03 19:00 | 0 | 0 | 0 | 0 | 0 | 0 | 698427.6365 | 455296 | 0 | 0 | 0 | 0 | 1450062.0379 | 4005792.1959 | 0 | 0 | 0 | 0 | 0 | 0 | 0 | 0 | 0 | 0 | 0 | 0 | 0 | 0 | 0 | 0 | 251998.3149 | -8866.6785 | 0 | 0 | 0 | 0 | 0 | 0 | 0 | 0 | 0 | 0 | 0 | 0 | 0 | 0 | 0
2016-03-03 20:00 | 0 | 0 | 0 | 0 | 0 | 0 | 694594.2306 | 455980 | 0 | 0 | 0 | 0 | 1572950.5492 | 4121517.9152 | 0 | 0 | 0 | 0 | 0 | 0 | 0 | 0 | 0 | 0 | 0 | 0 | 0 | 0 | 0 | 0 | 122888.5114 | 115725.7193 | 0 | 0 | 0 | 0 | 0 | 0 | 0 | 0 | 0 | 0 | 0 | 0 | 0 | 0 | 0
2016-03-03 21:00 | 0 | 0 | 0 | 0 | 0 | 0 | 669159.3361 | 459774 | 0 | 0 | 0 | 0 | 1666610.166 | 4237243.6344 | 0 | 0 | 0 | 0 | 0 | 0 | 0 | 0 | 0 | 0 | 0 | 0 | 0 | 0 | 0 | 0 | 93659.6168 | 115725.7193 | 0 | 0 | 0 | 0 | 0 | 0 | 0 | 0 | 0 | 0 | 0 | 0 | 0 | 0 | 0
2016-03-03 22:00 | 0 | 0 | 0 | 0 | 0 | 0 | 594628.4641 | 466502 | 0 | 0 | 0 | 0 | 1910462.3495 | 4121517.9152 | 0 | 0 | 0 | 0 | 0 | 0 | 0 | 0 | 0 | 0 | 0 | 0 | 0 | 0 | 0 | 0 | 243852.1834 | -115725.7193 | 0 | 0 | 0 | 0 | 0 | 0 | 0 | 0 | 0 | 0 | 0 | 0 | 0 | 0 | 0
2016-03-03 23:00 | 0 | 0 | 0 | 0 | 0 | 0 | 413324.0045 | 478087 | 0 | 0 | 0 | 0 | 1961425.0732 | 4005792.1959 | 0 | 0 | 0 | 0 | 0 | 0 | 0 | 0 | 0 | 0 | 0 | 0 | 0 | 0 | 0 | 0 | 50962.7238 | -115725.7193 | 0 | 0 | 0 | 0 | 0 | 0 | 0 | 0 | 0 | 0 | 0 | 0 | 0 | 0 | 0
2016-03-04 | 0 | 0 | 0 | 0 | 0 | 301509.1342 | 101724.9373 | 485246 | 0 | 0 | 0 | 0 | 1995138.864 | 3890066.4766 | 0 | 0 | 0 | 0 | 0 | 0 | 0 | 0 | 0 | 0 | 0 | 0 | 0 | 0 | 0 | 0 | 33713.7907 | -115725.7193 | 0 | 0 | 0 | 0 | 0 | 0 | 0 | 0 | 0 | 0 | 0 | 0 | 0 | 0 | 0
2016-03-04 01:00 | 0 | 0 | 0 | 0 | 0 | 372763.4353 | 338.7892 | 483854 | 0 | 0 | 0 | 0 | 2000112.8078 | 3774340.7573 | 0 | 0 | 0 | 0 | 0 | 0 | 0 | 0 | 0 | 0 | 0 | 0 | 0 | 0 | 0 | 0 | 4973.9438 | -115725.7193 | 0 | 0 | 0 | 0 | 0 | 0 | 0 | 0 | 0 | 0 | 0 | 0 | 0 | 0 | 0
2016-03-04 02:00 | 0 | 0 | 0 | 0 | 0 | 438777.6372 | 0 | 472650 | 0 | 0 | 0 | 0 | 1850514.7257 | 3890066.4766 | 0 | 0 | 0 | 0 | 0 | 0 | 0 | 0 | 0 | 0 | 0 | 0 | 0 | 0 | 0 | 0 | -149598.0821 | 115725.7193 | 0 | 0 | 0 | 0 | 0 | 0 | 0 | 0 | 0 | 0 | 0 | 0 | 0 | 0 | 0
2016-03-04 03:00 | 0 | 0 | 0 | 0 | 0 | 85889.9658 | 0 | 453614 | 0 | 0 | 0 | 0 | 1598516.4108 | 3774340.7573 | 0 | 0 | 0 | 0 | 0 | 0 | 0 | 0 | 0 | 0 | 0 | 0 | 0 | 0 | 0 | 0 | -251998.3149 | -115725.7193 | 0 | 0 | 0 | 0 | 0 | 0 | 0 | 0 | 0 | 0 | 0 | 0 | 0 | 0 | 0
2016-03-04 04:00 | 0 | 0 | 0 | 0 | 0 | 61793.9658 | 0 | 429518 | 0 | 0 | 0 | 0 | 1346518.0959 | 3658615.038 | 0 | 0 | 0 | 0 | 0 | 0 | 0 | 0 | 0 | 0 | 0 | 0 | 0 | 0 | 0 | 0 | -251998.3149 | -115725.7193 | 0 | 0 | 0 | 0 | 0 | 0 | 0 | 0 | 0 | 0 | 0 | 0 | 0 | 0 | 0
2016-03-04 05:00 | 0 | 0 | 0 | 0 | 0 | 498623.1908 | 0 | 409097 | 0 | 0 | 0 | 0 | 1551770.006 | 3542889.3187 | 0 | 0 | 0 | 0 | 0 | 0 | 0 | 0 | 0 | 0 | 0 | 0 | 0 | 0 | 0 | 0 | 205251.9101 | -115725.7193 | 0 | 0 | 0 | 0 | 0 | 0 | 0 | 0 | 0 | 0 | 0 | 0 | 0 | 0 | 0
2016-03-04 06:00 | 0 | 0 | 0 | 0 | 0 | 259504.4044 | 0 | 395777 | 0 | 0 | 0 | 0 | 1299771.691 | 3658615.038 | 0 | 0 | 0 | 0 | 0 | 0 | 0 | 0 | 0 | 0 | 0 | 0 | 0 | 0 | 0 | 0 | -251998.3149 | 115725.7193 | 0 | 0 | 0 | 0 | 0 | 0 | 0 | 0 | 0 | 0 | 0 | 0 | 0 | 0 | 0
2016-03-04 07:00 | 0 | 0 | 0 | 0 | 0 | 19238.9658 | 0 | 386963 | 0 | 0 | 0 | 0 | 1047773.3761 | 3542889.3187 | 0 | 0 | 0 | 0 | 0 | 0 | 0 | 0 | 0 | 0 | 0 | 0 | 0 | 0 | 0 | 0 | -251998.3149 | -115725.7193 | 0 | 0 | 0 | 0 | 0 | 0 | 0 | 0 | 0 | 0 | 0 | 0 | 0 | 0 | 0
2016-03-04 08:00 | 0 | 0 | 0 | 0 | 0 | 246173.4044 | 0 | 382446 | 0 | 0 | 0 | 0 | 795775.0611 | 3658615.038 | 0 | 0 | 0 | 0 | 0 | 0 | 0 | 0 | 0 | 0 | 0 | 0 | 0 | 0 | 0 | 0 | -251998.3149 | 115725.7193 | 0 | 0 | 0 | 0 | 0 | 0 | 0 | 0 | 0 | 0 | 0 | 0 | 0 | 0 | 0
2016-03-04 09:00 | 0 | 0 | 0 | 0 | 0 | 555680.637 | 0 | 383930 | 0 | 0 | 0 | 0 | 1047773.3761 | 3578367.36 | 0 | 0 | 0 | 0 | 0 | 0 | 0 | 0 | 0 | 0 | 0 | 0 | 0 | 0 | 0 | 0 | 251998.3149 | -80247.678 | 0 | 0 | 0 | 0 | 0 | 0 | 0 | 0 | 0 | 0 | 0 | 0 | 0 | 0 | 0
2016-03-04 10:00 | 0 | 0 | 0 | 0 | 0 | 260105.4044 | 0 | 396378 | 0 | 0 | 0 | 0 | 795775.0611 | 3694093.0793 | 0 | 0 | 0 | 0 | 0 | 0 | 0 | 0 | 0 | 0 | 0 | 0 | 0 | 0 | 0 | 0 | -251998.3149 | 115725.7193 | 0 | 0 | 0 | 0 | 0 | 0 | 0 | 0 | 0 | 0 | 0 | 0 | 0 | 0 | 0
2016-03-04 11:00 | 0 | 0 | 0 | 0 | 0 | 58470.9658 | 0 | 426195 | 0 | 0 | 0 | 0 | 543776.7462 | 3578367.36 | 0 | 0 | 0 | 0 | 0 | 0 | 0 | 0 | 0 | 0 | 0 | 0 | 0 | 0 | 0 | 0 | -251998.3149 | -115725.7193 | 0 | 0 | 0 | 0 | 0 | 0 | 0 | 0 | 0 | 0 | 0 | 0 | 0 | 0 | 0
2016-03-04 12:00 | 0 | 0 | 0 | 0 | 0 | 85047.9658 | 0 | 452772 | 0 | 0 | 0 | 0 | 291778.4312 | 3462641.6407 | 0 | 0 | 0 | 0 | 0 | 0 | 0 | 0 | 0 | 0 | 0 | 0 | 0 | 0 | 0 | 0 | -251998.3149 | -115725.7193 | 0 | 0 | 0 | 0 | 0 | 0 | 0 | 0 | 0 | 0 | 0 | 0 | 0 | 0 | 0
2016-03-04 13:00 | 0 | 0 | 0 | 0 | 0 | 520333.5697 | 18749.0333 | 463137 | 0 | 0 | 0 | 0 | 251998.3149 | 3578367.36 | 0 | 0 | 0 | 0 | 0 | 0 | 0 | 0 | 0 | 0 | 0 | 0 | 0 | 0 | 0 | 0 | -39780.1163 | 115725.7193 | 0 | 0 | 0 | 0 | 0 | 0 | 0 | 0 | 0 | 0 | 0 | 0 | 0 | 0 | 0
2016-03-04 14:00 | 0 | 0 | 0 | 0 | 0 | 0 | 272854.0893 | 466733 | 0 | 0 | 0 | 0 | 0 | 3636486.7642 | 0 | 0 | 0 | 0 | 0 | 0 | 0 | 0 | 0 | 0 | 0 | 0 | 0 | 0 | 0 | 0 | -251998.3149 | 58119.4042 | 0 | 0 | 0 | 0 | 0 | 0 | 0 | 0 | 0 | 0 | 0 | 0 | 0 | 0 | 0
2016-03-04 15:00 | 0 | 0 | 0 | 0 | 0 | 0 | 624212.4994 | 467077 | 0 | 0 | 0 | 0 | 251998.3149 | 3541623.9487 | 0 | 0 | 0 | 0 | 0 | 0 | 0 | 0 | 0 | 0 | 0 | 0 | 0 | 0 | 0 | 0 | 251998.3149 | -94862.8155 | 0 | 0 | 0 | 0 | 0 | 0 | 0 | 0 | 0 | 0 | 0 | 0 | 0 | 0 | 0
2016-03-04 16:00 | 0 | 0 | 0 | 0 | 0 | 0 | 719441.9186 | 464285 | 0 | 0 | 0 | 0 | 503996.6299 | 3544782.5524 | 0 | 0 | 0 | 0 | 0 | 0 | 0 | 0 | 0 | 0 | 0 | 0 | 0 | 0 | 0 | 0 | 251998.3149 | 3158.6037 | 0 | 0 | 0 | 0 | 0 | 0 | 0 | 0 | 0 | 0 | 0 | 0 | 0 | 0 | 0
2016-03-04 17:00 | 0 | 0 | 0 | 0 | 0 | 0 | 724606.2145 | 456607 | 0 | 0 | 0 | 0 | 755994.9448 | 3560783.4519 | 0 | 0 | 0 | 0 | 0 | 0 | 0 | 0 | 0 | 0 | 0 | 0 | 0 | 0 | 0 | 0 | 251998.3149 | 16000.8996 | 0 | 0 | 0 | 0 | 0 | 0 | 0 | 0 | 0 | 0 | 0 | 0 | 0 | 0 | 0
2016-03-04 18:00 | 0 | 0 | 0 | 0 | 0 | 0 | 711439.0486 | 452165 | 0 | 0 | 0 | 0 | 1007993.2598 | 3568059.1855 | 0 | 0 | 0 | 0 | 0 | 0 | 0 | 0 | 0 | 0 | 0 | 0 | 0 | 0 | 0 | 0 | 251998.3149 | 7275.7336 | 0 | 0 | 0 | 0 | 0 | 0 | 0 | 0 | 0 | 0 | 0 | 0 | 0 | 0 | 0
2016-03-04 19:00 | 0 | 0 | 0 | 0 | 0 | 0 | 699499.1515 | 448207 | 0 | 0 | 0 | 0 | 1259991.5747 | 3567353.0221 | 0 | 0 | 0 | 0 | 0 | 0 | 0 | 0 | 0 | 0 | 0 | 0 | 0 | 0 | 0 | 0 | 251998.3149 | -706.1634 | 0 | 0 | 0 | 0 | 0 | 0 | 0 | 0 | 0 | 0 | 0 | 0 | 0 | 0 | 0
2016-03-04 20:00 | 0 | 0 | 0 | 0 | 0 | 0 | 698741.1363 | 444972 | 0 | 0 | 0 | 0 | 1511989.8897 | 3569123.8434 | 0 | 0 | 0 | 0 | 0 | 0 | 0 | 0 | 0 | 0 | 0 | 0 | 0 | 0 | 0 | 0 | 251998.3149 | 1770.8213 | 0 | 0 | 0 | 0 | 0 | 0 | 0 | 0 | 0 | 0 | 0 | 0 | 0 | 0 | 0
2016-03-04 21:00 | 0 | 0 | 0 | 0 | 0 | 0 | 690779.5922 | 444497 | 0 | 0 | 0 | 0 | 1763988.2046 | 3563408.1207 | 0 | 0 | 0 | 0 | 0 | 0 | 0 | 0 | 0 | 0 | 0 | 0 | 0 | 0 | 0 | 0 | 251998.3149 | -5715.7227 | 0 | 0 | 0 | 0 | 0 | 0 | 0 | 0 | 0 | 0 | 0 | 0 | 0 | 0 | 0
2016-03-04 22:00 | 0 | 0 | 0 | 0 | 0 | 0 | 636897.0566 | 447234 | 0 | 0 | 0 | 0 | 2015986.5196 | 3501072.8623 | 0 | 0 | 0 | 0 | 0 | 0 | 0 | 0 | 0 | 0 | 0 | 0 | 0 | 0 | 0 | 0 | 251998.3149 | -62335.2584 | 0 | 0 | 0 | 0 | 0 | 0 | 0 | 0 | 0 | 0 | 0 | 0 | 0 | 0 | 0
2016-03-04 23:00 | 0 | 0 | 0 | 0 | 0 | 0 | 458282.57 | 454889 | 0 | 0 | 0 | 0 | 2135105.8089 | 3385347.143 | 0 | 0 | 0 | 0 | 0 | 0 | 0 | 0 | 0 | 0 | 0 | 0 | 0 | 0 | 0 | 0 | 119119.2893 | -115725.7193 | 0 | 0 | 0 | 0 | 0 | 0 | 0 | 0 | 0 | 0 | 0 | 0 | 0 | 0 | 0
2016-03-05 | 0 | 0 | 0 | 0 | 0 | 542748.1656 | 104348.0026 | 462545 | 0 | 0 | 0 | 0 | 2203931.2577 | 3501072.8623 | 0 | 0 | 0 | 0 | 0 | 0 | 0 | 0 | 0 | 0 | 0 | 0 | 0 | 0 | 0 | 0 | 68825.4489 | 115725.7193 | 0 | 0 | 0 | 0 | 0 | 0 | 0 | 0 | 0 | 0 | 0 | 0 | 0 | 0 | 0
2016-03-05 01:00 | 0 | 0 | 0 | 0 | 0 | 91678.5968 | 335.3689 | 459738 | 0 | 0 | 0 | 0 | 1951932.9428 | 3385347.143 | 0 | 0 | 0 | 0 | 0 | 0 | 0 | 0 | 0 | 0 | 0 | 0 | 0 | 0 | 0 | 0 | -251998.3149 | -115725.7193 | 0 | 0 | 0 | 0 | 0 | 0 | 0 | 0 | 0 | 0 | 0 | 0 | 0 | 0 | 0
2016-03-05 02:00 | 0 | 0 | 0 | 0 | 0 | 317775.4044 | 0 | 454048 | 0 | 0 | 0 | 0 | 1699934.6278 | 3501072.8623 | 0 | 0 | 0 | 0 | 0 | 0 | 0 | 0 | 0 | 0 | 0 | 0 | 0 | 0 | 0 | 0 | -251998.3149 | 115725.7193 | 0 | 0 | 0 | 0 | 0 | 0 | 0 | 0 | 0 | 0 | 0 | 0 | 0 | 0 | 0
2016-03-05 03:00 | 0 | 0 | 0 | 0 | 0 | 504079.5031 | 0 | 439985 | 0 | 0 | 0 | 0 | 1879754.8503 | 3385347.143 | 0 | 0 | 0 | 0 | 0 | 0 | 0 | 0 | 0 | 0 | 0 | 0 | 0 | 0 | 0 | 0 | 179820.2224 | -115725.7193 | 0 | 0 | 0 | 0 | 0 | 0 | 0 | 0 | 0 | 0 | 0 | 0 | 0 | 0 | 0
2016-03-05 04:00 | 0 | 0 | 0 | 0 | 0 | 52191.9658 | 0 | 419916 | 0 | 0 | 0 | 0 | 1627756.5353 | 3269621.4238 | 0 | 0 | 0 | 0 | 0 | 0 | 0 | 0 | 0 | 0 | 0 | 0 | 0 | 0 | 0 | 0 | -251998.3149 | -115725.7193 | 0 | 0 | 0 | 0 | 0 | 0 | 0 | 0 | 0 | 0 | 0 | 0 | 0 | 0 | 0
2016-03-05 05:00 | 0 | 0 | 0 | 0 | 0 | 156919.5718 | 0 | 402308 | 0 | 0 | 0 | 0 | 1498093.8264 | 3153895.7045 | 0 | 0 | 0 | 0 | 0 | 0 | 0 | 0 | 0 | 0 | 0 | 0 | 0 | 0 | 0 | 0 | -129662.7089 | -115725.7193 | 0 | 0 | 0 | 0 | 0 | 0 | 0 | 0 | 0 | 0 | 0 | 0 | 0 | 0 | 0
2016-03-05 06:00 | 0 | 0 | 0 | 0 | 0 | 490803.3871 | 0 | 389789 | 0 | 0 | 0 | 0 | 1483382.4942 | 3269621.4238 | 0 | 0 | 0 | 0 | 0 | 0 | 0 | 0 | 0 | 0 | 0 | 0 | 0 | 0 | 0 | 0 | -14711.3322 | 115725.7193 | 0 | 0 | 0 | 0 | 0 | 0 | 0 | 0 | 0 | 0 | 0 | 0 | 0 | 0 | 0
2016-03-05 07:00 | 0 | 0 | 0 | 0 | 0 | 14158.9658 | 0 | 381883 | 0 | 0 | 0 | 0 | 1231384.1793 | 3153895.7045 | 0 | 0 | 0 | 0 | 0 | 0 | 0 | 0 | 0 | 0 | 0 | 0 | 0 | 0 | 0 | 0 | -251998.3149 | -115725.7193 | 0 | 0 | 0 | 0 | 0 | 0 | 0 | 0 | 0 | 0 | 0 | 0 | 0 | 0 | 0
2016-03-05 08:00 | 0 | 0 | 0 | 0 | 0 | 478710.5118 | 0 | 378361 | 0 | 0 | 0 | 0 | 1447459.4104 | 3038169.9852 | 0 | 0 | 0 | 0 | 0 | 0 | 0 | 0 | 0 | 0 | 0 | 0 | 0 | 0 | 0 | 0 | 216075.2311 | -115725.7193 | 0 | 0 | 0 | 0 | 0 | 0 | 0 | 0 | 0 | 0 | 0 | 0 | 0 | 0 | 0
2016-03-05 09:00 | 0 | 0 | 0 | 0 | 0 | 11079.9658 | 0 | 378804 | 0 | 0 | 0 | 0 | 1195461.0955 | 2922444.2659 | 0 | 0 | 0 | 0 | 0 | 0 | 0 | 0 | 0 | 0 | 0 | 0 | 0 | 0 | 0 | 0 | -251998.3149 | -115725.7193 | 0 | 0 | 0 | 0 | 0 | 0 | 0 | 0 | 0 | 0 | 0 | 0 | 0 | 0 | 0
2016-03-05 10:00 | 0 | 0 | 0 | 0 | 0 | 15897.9658 | 0 | 383622 | 0 | 0 | 0 | 0 | 943462.7805 | 2806718.5466 | 0 | 0 | 0 | 0 | 0 | 0 | 0 | 0 | 0 | 0 | 0 | 0 | 0 | 0 | 0 | 0 | -251998.3149 | -115725.7193 | 0 | 0 | 0 | 0 | 0 | 0 | 0 | 0 | 0 | 0 | 0 | 0 | 0 | 0 | 0
2016-03-05 11:00 | 0 | 0 | 0 | 0 | 0 | 27008.9658 | 0 | 394733 | 0 | 0 | 0 | 0 | 691464.4656 | 2690992.8273 | 0 | 0 | 0 | 0 | 0 | 0 | 0 | 0 | 0 | 0 | 0 | 0 | 0 | 0 | 0 | 0 | -251998.3149 | -115725.7193 | 0 | 0 | 0 | 0 | 0 | 0 | 0 | 0 | 0 | 0 | 0 | 0 | 0 | 0 | 0
2016-03-05 12:00 | 0 | 0 | 0 | 0 | 0 | 484312.6538 | 0 | 407767 | 0 | 0 | 0 | 0 | 652284.4001 | 2806718.5466 | 0 | 0 | 0 | 0 | 0 | 0 | 0 | 0 | 0 | 0 | 0 | 0 | 0 | 0 | 0 | 0 | -39180.0655 | 115725.7193 | 0 | 0 | 0 | 0 | 0 | 0 | 0 | 0 | 0 | 0 | 0 | 0 | 0 | 0 | 0
2016-03-05 13:00 | 0 | 0 | 0 | 0 | 0 | 27279.3067 | 22592.6591 | 417596 | 0 | 0 | 0 | 0 | 400286.0852 | 2690992.8273 | 0 | 0 | 0 | 0 | 0 | 0 | 0 | 0 | 0 | 0 | 0 | 0 | 0 | 0 | 0 | 0 | -251998.3149 | -115725.7193 | 0 | 0 | 0 | 0 | 0 | 0 | 0 | 0 | 0 | 0 | 0 | 0 | 0 | 0 | 0
2016-03-05 14:00 | 0 | 0 | 0 | 0 | 0 | 0 | 253424.1496 | 421215 | 0 | 0 | 0 | 0 | 148287.7702 | 2775200.2918 | 0 | 0 | 0 | 0 | 0 | 0 | 0 | 0 | 0 | 0 | 0 | 0 | 0 | 0 | 0 | 0 | -251998.3149 | 84207.4645 | 0 | 0 | 0 | 0 | 0 | 0 | 0 | 0 | 0 | 0 | 0 | 0 | 0 | 0 | 0
2016-03-05 15:00 | 0 | 0 | 0 | 0 | 0 | 0 | 484172.617 | 420620 | 0 | 0 | 0 | 0 | 327566.1065 | 2659474.5725 | 0 | 0 | 0 | 0 | 0 | 0 | 0 | 0 | 0 | 0 | 0 | 0 | 0 | 0 | 0 | 0 | 179278.3363 | -115725.7193 | 0 | 0 | 0 | 0 | 0 | 0 | 0 | 0 | 0 | 0 | 0 | 0 | 0 | 0 | 0
2016-03-05 16:00 | 0 | 0 | 0 | 0 | 0 | 0 | 608387.9901 | 416121 | 0 | 0 | 0 | 0 | 579564.4215 | 2599743.2476 | 0 | 0 | 0 | 0 | 0 | 0 | 0 | 0 | 0 | 0 | 0 | 0 | 0 | 0 | 0 | 0 | 251998.3149 | -59731.3248 | 0 | 0 | 0 | 0 | 0 | 0 | 0 | 0 | 0 | 0 | 0 | 0 | 0 | 0 | 0
2016-03-05 17:00 | 0 | 0 | 0 | 0 | 0 | 0 | 652961.4117 | 411893 | 0 | 0 | 0 | 0 | 831562.7364 | 2588813.3443 | 0 | 0 | 0 | 0 | 0 | 0 | 0 | 0 | 0 | 0 | 0 | 0 | 0 | 0 | 0 | 0 | 251998.3149 | -10929.9033 | 0 | 0 | 0 | 0 | 0 | 0 | 0 | 0 | 0 | 0 | 0 | 0 | 0 | 0 | 0
2016-03-05 18:00 | 0 | 0 | 0 | 0 | 0 | 0 | 648049.491 | 407135 | 0 | 0 | 0 | 0 | 1083561.0514 | 2577729.5204 | 0 | 0 | 0 | 0 | 0 | 0 | 0 | 0 | 0 | 0 | 0 | 0 | 0 | 0 | 0 | 0 | 251998.3149 | -11083.824 | 0 | 0 | 0 | 0 | 0 | 0 | 0 | 0 | 0 | 0 | 0 | 0 | 0 | 0 | 0
2016-03-05 19:00 | 0 | 0 | 0 | 0 | 0 | 0 | 638964.8702 | 404596 | 0 | 0 | 0 | 0 | 1202204.2023 | 2693455.2397 | 0 | 0 | 0 | 0 | 0 | 0 | 0 | 0 | 0 | 0 | 0 | 0 | 0 | 0 | 0 | 0 | 118643.1509 | 115725.7193 | 0 | 0 | 0 | 0 | 0 | 0 | 0 | 0 | 0 | 0 | 0 | 0 | 0 | 0 | 0
2016-03-05 20:00 | 0 | 0 | 0 | 0 | 0 | 0 | 629687.4323 | 402744 | 0 | 0 | 0 | 0 | 1454202.5172 | 2668400.357 | 0 | 0 | 0 | 0 | 0 | 0 | 0 | 0 | 0 | 0 | 0 | 0 | 0 | 0 | 0 | 0 | 251998.3149 | -25054.8827 | 0 | 0 | 0 | 0 | 0 | 0 | 0 | 0 | 0 | 0 | 0 | 0 | 0 | 0 | 0
2016-03-05 21:00 | 0 | 0 | 0 | 0 | 0 | 0 | 595893.511 | 403627 | 0 | 0 | 0 | 0 | 1530743.309 | 2784126.0763 | 0 | 0 | 0 | 0 | 0 | 0 | 0 | 0 | 0 | 0 | 0 | 0 | 0 | 0 | 0 | 0 | 76540.7917 | 115725.7193 | 0 | 0 | 0 | 0 | 0 | 0 | 0 | 0 | 0 | 0 | 0 | 0 | 0 | 0 | 0
2016-03-05 22:00 | 0 | 0 | 0 | 0 | 0 | 0 | 517312.951 | 407156 | 0 | 0 | 0 | 0 | 1756625.9793 | 2668400.357 | 0 | 0 | 0 | 0 | 0 | 0 | 0 | 0 | 0 | 0 | 0 | 0 | 0 | 0 | 0 | 0 | 225882.6703 | -115725.7193 | 0 | 0 | 0 | 0 | 0 | 0 | 0 | 0 | 0 | 0 | 0 | 0 | 0 | 0 | 0
2016-03-05 23:00 | 0 | 0 | 0 | 0 | 0 | 0 | 362965.3369 | 417186 | 0 | 0 | 0 | 0 | 1818131.0354 | 2552674.6377 | 0 | 0 | 0 | 0 | 0 | 0 | 0 | 0 | 0 | 0 | 0 | 0 | 0 | 0 | 0 | 0 | 61505.0562 | -115725.7193 | 0 | 0 | 0 | 0 | 0 | 0 | 0 | 0 | 0 | 0 | 0 | 0 | 0 | 0 | 0
2016-03-06 | 0 | 0 | 0 | 0 | 0 | 0 | 113309.4133 | 426981 | 0 | 0 | 0 | 0 | 1566132.7205 | 2491001.366 | 0 | 0 | 0 | 0 | 0 | 0 | 0 | 0 | 0 | 0 | 0 | 0 | 0 | 0 | 0 | 0 | -251998.3149 | -61673.2718 | 0 | 0 | 0 | 0 | 0 | 0 | 0 | 0 | 0 | 0 | 0 | 0 | 0 | 0 | 0
2016-03-06 01:00 | 0 | 0 | 0 | 0 | 0 | 291826.2983 | 459.1061 | 428558 | 0 | 0 | 0 | 0 | 1314134.4055 | 2606727.0853 | 0 | 0 | 0 | 0 | 0 | 0 | 0 | 0 | 0 | 0 | 0 | 0 | 0 | 0 | 0 | 0 | -251998.3149 | 115725.7193 | 0 | 0 | 0 | 0 | 0 | 0 | 0 | 0 | 0 | 0 | 0 | 0 | 0 | 0 | 0
2016-03-06 02:00 | 0 | 0 | 0 | 0 | 0 | 791181.0342 | 0 | 423457 | 0 | 0 | 0 | 0 | 1566132.7205 | 2722452.8046 | 0 | 0 | 0 | 0 | 0 | 0 | 0 | 0 | 0 | 0 | 0 | 0 | 0 | 0 | 0 | 0 | 251998.3149 | 115725.7193 | 0 | 0 | 0 | 0 | 0 | 0 | 0 | 0 | 0 | 0 | 0 | 0 | 0 | 0 | 0
2016-03-06 03:00 | 0 | 0 | 0 | 0 | 0 | 275274.4044 | 0 | 411547 | 0 | 0 | 0 | 0 | 1314134.4055 | 2838178.5239 | 0 | 0 | 0 | 0 | 0 | 0 | 0 | 0 | 0 | 0 | 0 | 0 | 0 | 0 | 0 | 0 | -251998.3149 | 115725.7193 | 0 | 0 | 0 | 0 | 0 | 0 | 0 | 0 | 0 | 0 | 0 | 0 | 0 | 0 | 0
2016-03-06 04:00 | 0 | 0 | 0 | 0 | 0 | 27122.9658 | 0 | 394847 | 0 | 0 | 0 | 0 | 1062136.0906 | 2722452.8046 | 0 | 0 | 0 | 0 | 0 | 0 | 0 | 0 | 0 | 0 | 0 | 0 | 0 | 0 | 0 | 0 | -251998.3149 | -115725.7193 | 0 | 0 | 0 | 0 | 0 | 0 | 0 | 0 | 0 | 0 | 0 | 0 | 0 | 0 | 0
2016-03-06 05:00 | 0 | 0 | 0 | 0 | 0 | 242064.4044 | 0 | 378337 | 0 | 0 | 0 | 0 | 810137.7756 | 2838178.5239 | 0 | 0 | 0 | 0 | 0 | 0 | 0 | 0 | 0 | 0 | 0 | 0 | 0 | 0 | 0 | 0 | -251998.3149 | 115725.7193 | 0 | 0 | 0 | 0 | 0 | 0 | 0 | 0 | 0 | 0 | 0 | 0 | 0 | 0 | 0
2016-03-06 06:00 | 0 | 0 | 0 | 0 | 0 | 503076.5956 | 0 | 366804 | 0 | 0 | 0 | 0 | 1062136.0906 | 2722452.8046 | 0 | 0 | 0 | 0 | 0 | 0 | 0 | 0 | 0 | 0 | 0 | 0 | 0 | 0 | 0 | 0 | 251998.3149 | -115725.7193 | 0 | 0 | 0 | 0 | 0 | 0 | 0 | 0 | 0 | 0 | 0 | 0 | 0 | 0 | 0
2016-03-06 07:00 | 0 | 0 | 0 | 0 | 0 | 0 | 0 | 360173 | 0 | 0 | 0 | 0 | 817688.8099 | 2606727.0853 | 0 | 0 | 0 | 0 | 0 | 0 | 0 | 0 | 0 | 0 | 0 | 0 | 0 | 0 | 0 | 0 | -244447.2807 | -115725.7193 | 0 | 0 | 0 | 0 | 0 | 0 | 0 | 0 | 0 | 0 | 0 | 0 | 0 | 0 | 0
2016-03-06 08:00 | 0 | 0 | 0 | 0 | 0 | 0 | 0 | 356411 | 0 | 0 | 0 | 0 | 565690.4949 | 2502314.4002 | 0 | 0 | 0 | 0 | 0 | 0 | 0 | 0 | 0 | 0 | 0 | 0 | 0 | 0 | 0 | 0 | -251998.3149 | -104412.6851 | 0 | 0 | 0 | 0 | 0 | 0 | 0 | 0 | 0 | 0 | 0 | 0 | 0 | 0 | 0
2016-03-06 09:00 | 0 | 0 | 0 | 0 | 0 | 724139.0342 | 0 | 356415 | 0 | 0 | 0 | 0 | 817688.8099 | 2618040.1195 | 0 | 0 | 0 | 0 | 0 | 0 | 0 | 0 | 0 | 0 | 0 | 0 | 0 | 0 | 0 | 0 | 251998.3149 | 115725.7193 | 0 | 0 | 0 | 0 | 0 | 0 | 0 | 0 | 0 | 0 | 0 | 0 | 0 | 0 | 0
2016-03-06 10:00 | 0 | 0 | 0 | 0 | 0 | 0 | 0 | 359048 | 0 | 0 | 0 | 0 | 574366.5292 | 2502314.4002 | 0 | 0 | 0 | 0 | 0 | 0 | 0 | 0 | 0 | 0 | 0 | 0 | 0 | 0 | 0 | 0 | -243322.2807 | -115725.7193 | 0 | 0 | 0 | 0 | 0 | 0 | 0 | 0 | 0 | 0 | 0 | 0 | 0 | 0 | 0
2016-03-06 11:00 | 0 | 0 | 0 | 0 | 0 | 0 | 0 | 366646 | 0 | 0 | 0 | 0 | 322368.2142 | 2387666.7151 | 0 | 0 | 0 | 0 | 0 | 0 | 0 | 0 | 0 | 0 | 0 | 0 | 0 | 0 | 0 | 0 | -251998.3149 | -114647.6851 | 0 | 0 | 0 | 0 | 0 | 0 | 0 | 0 | 0 | 0 | 0 | 0 | 0 | 0 | 0
2016-03-06 12:00 | 0 | 0 | 0 | 0 | 0 | 9875.9658 | 0 | 377600 | 0 | 0 | 0 | 0 | 70369.8993 | 2271940.9959 | 0 | 0 | 0 | 0 | 0 | 0 | 0 | 0 | 0 | 0 | 0 | 0 | 0 | 0 | 0 | 0 | -251998.3149 | -115725.7193 | 0 | 0 | 0 | 0 | 0 | 0 | 0 | 0 | 0 | 0 | 0 | 0 | 0 | 0 | 0
2016-03-06 13:00 | 0 | 0 | 0 | 0 | 0 | 671807.9128 | 13165.2222 | 387619 | 0 | 0 | 0 | 0 | 251998.3149 | 2387666.7151 | 0 | 0 | 0 | 0 | 0 | 0 | 0 | 0 | 0 | 0 | 0 | 0 | 0 | 0 | 0 | 0 | 181628.4156 | 115725.7193 | 0 | 0 | 0 | 0 | 0 | 0 | 0 | 0 | 0 | 0 | 0 | 0 | 0 | 0 | 0
2016-03-06 14:00 | 0 | 0 | 0 | 0 | 0 | 0 | 233670.6662 | 393836 | 0 | 0 | 0 | 0 | 0 | 2479499.6963 | 0 | 0 | 0 | 0 | 0 | 0 | 0 | 0 | 0 | 0 | 0 | 0 | 0 | 0 | 0 | 0 | -251998.3149 | 91832.9811 | 0 | 0 | 0 | 0 | 0 | 0 | 0 | 0 | 0 | 0 | 0 | 0 | 0 | 0 | 0
2016-03-06 15:00 | 0 | 0 | 0 | 0 | 0 | 0 | 469070.71 | 394051 | 0 | 0 | 0 | 0 | 190745.4293 | 2363773.977 | 0 | 0 | 0 | 0 | 0 | 0 | 0 | 0 | 0 | 0 | 0 | 0 | 0 | 0 | 0 | 0 | 190745.4293 | -115725.7193 | 0 | 0 | 0 | 0 | 0 | 0 | 0 | 0 | 0 | 0 | 0 | 0 | 0 | 0 | 0
2016-03-06 16:00 | 0 | 0 | 0 | 0 | 0 | 0 | 583533.821 | 391527 | 0 | 0 | 0 | 0 | 267026.531 | 2479499.6963 | 0 | 0 | 0 | 0 | 0 | 0 | 0 | 0 | 0 | 0 | 0 | 0 | 0 | 0 | 0 | 0 | 76281.1017 | 115725.7193 | 0 | 0 | 0 | 0 | 0 | 0 | 0 | 0 | 0 | 0 | 0 | 0 | 0 | 0 | 0
2016-03-06 17:00 | 0 | 0 | 0 | 0 | 0 | 0 | 627768.2637 | 389677 | 0 | 0 | 0 | 0 | 389392.0755 | 2595225.4156 | 0 | 0 | 0 | 0 | 0 | 0 | 0 | 0 | 0 | 0 | 0 | 0 | 0 | 0 | 0 | 0 | 122365.5444 | 115725.7193 | 0 | 0 | 0 | 0 | 0 | 0 | 0 | 0 | 0 | 0 | 0 | 0 | 0 | 0 | 0
2016-03-06 18:00 | 0 | 0 | 0 | 0 | 0 | 0 | 624358.0177 | 387230 | 0 | 0 | 0 | 0 | 510794.3738 | 2710951.1349 | 0 | 0 | 0 | 0 | 0 | 0 | 0 | 0 | 0 | 0 | 0 | 0 | 0 | 0 | 0 | 0 | 121402.2984 | 115725.7193 | 0 | 0 | 0 | 0 | 0 | 0 | 0 | 0 | 0 | 0 | 0 | 0 | 0 | 0 | 0
2016-03-06 19:00 | 0 | 0 | 0 | 0 | 0 | 0 | 614059.8237 | 385165 | 0 | 0 | 0 | 0 | 623963.4783 | 2826676.8542 | 0 | 0 | 0 | 0 | 0 | 0 | 0 | 0 | 0 | 0 | 0 | 0 | 0 | 0 | 0 | 0 | 113169.1044 | 115725.7193 | 0 | 0 | 0 | 0 | 0 | 0 | 0 | 0 | 0 | 0 | 0 | 0 | 0 | 0 | 0
2016-03-06 20:00 | 0 | 0 | 0 | 0 | 0 | 0 | 605771.9225 | 383511 | 0 | 0 | 0 | 0 | 875961.7932 | 2796939.4617 | 0 | 0 | 0 | 0 | 0 | 0 | 0 | 0 | 0 | 0 | 0 | 0 | 0 | 0 | 0 | 0 | 251998.3149 | -29737.3925 | 0 | 0 | 0 | 0 | 0 | 0 | 0 | 0 | 0 | 0 | 0 | 0 | 0 | 0 | 0
2016-03-06 21:00 | 0 | 0 | 0 | 0 | 0 | 0 | 582635.901 | 386144 | 0 | 0 | 0 | 0 | 1017914.0824 | 2851479.0735 | 0 | 0 | 0 | 0 | 0 | 0 | 0 | 0 | 0 | 0 | 0 | 0 | 0 | 0 | 0 | 0 | 141952.2891 | 54539.6118 | 0 | 0 | 0 | 0 | 0 | 0 | 0 | 0 | 0 | 0 | 0 | 0 | 0 | 0 | 0
2016-03-06 22:00 | 0 | 0 | 0 | 0 | 0 | 0 | 525748.9881 | 392608 | 0 | 0 | 0 | 0 | 1035329.3511 | 2967204.7928 | 0 | 0 | 0 | 0 | 0 | 0 | 0 | 0 | 0 | 0 | 0 | 0 | 0 | 0 | 0 | 0 | 17415.2688 | 115725.7193 | 0 | 0 | 0 | 0 | 0 | 0 | 0 | 0 | 0 | 0 | 0 | 0 | 0 | 0 | 0
2016-03-06 23:00 | 0 | 0 | 0 | 0 | 0 | 0 | 403716.5963 | 408579 | 0 | 0 | 0 | 0 | 1146192.6667 | 2851479.0735 | 0 | 0 | 0 | 0 | 0 | 0 | 0 | 0 | 0 | 0 | 0 | 0 | 0 | 0 | 0 | 0 | 110863.3156 | -115725.7193 | 0 | 0 | 0 | 0 | 0 | 0 | 0 | 0 | 0 | 0 | 0 | 0 | 0 | 0 | 0
2016-03-07 | 0 | 0 | 0 | 0 | 0 | 0 | 172499.8738 | 426425 | 0 | 0 | 0 | 0 | 1007993.2598 | 2735753.3542 | 0 | 0 | 0 | 0 | 0 | 0 | 0 | 0 | 0 | 0 | 0 | 0 | 0 | 0 | 0 | 0 | -138199.4069 | -115725.7193 | 0 | 0 | 0 | 0 | 0 | 0 | 0 | 0 | 0 | 0 | 0 | 0 | 0 | 0 | 0
2016-03-07 01:00 | 0 | 0 | 0 | 0 | 0 | 566830.1018 | 1091.4938 | 431649 | 0 | 0 | 0 | 0 | 1259991.5747 | 2620027.6349 | 0 | 0 | 0 | 0 | 0 | 0 | 0 | 0 | 0 | 0 | 0 | 0 | 0 | 0 | 0 | 0 | 251998.3149 | -115725.7193 | 0 | 0 | 0 | 0 | 0 | 0 | 0 | 0 | 0 | 0 | 0 | 0 | 0 | 0 | 0
2016-03-07 02:00 | 0 | 0 | 0 | 0 | 0 | 288162.4044 | 0 | 424435 | 0 | 0 | 0 | 0 | 1007993.2598 | 2735753.3542 | 0 | 0 | 0 | 0 | 0 | 0 | 0 | 0 | 0 | 0 | 0 | 0 | 0 | 0 | 0 | 0 | -251998.3149 | 115725.7193 | 0 | 0 | 0 | 0 | 0 | 0 | 0 | 0 | 0 | 0 | 0 | 0 | 0 | 0 | 0
2016-03-07 03:00 | 0 | 0 | 0 | 0 | 0 | 42963.9658 | 0 | 410688 | 0 | 0 | 0 | 0 | 755994.9448 | 2620027.6349 | 0 | 0 | 0 | 0 | 0 | 0 | 0 | 0 | 0 | 0 | 0 | 0 | 0 | 0 | 0 | 0 | -251998.3149 | -115725.7193 | 0 | 0 | 0 | 0 | 0 | 0 | 0 | 0 | 0 | 0 | 0 | 0 | 0 | 0 | 0
2016-03-07 04:00 | 0 | 0 | 0 | 0 | 0 | 759455.0342 | 0 | 391731 | 0 | 0 | 0 | 0 | 1007993.2598 | 2735753.3542 | 0 | 0 | 0 | 0 | 0 | 0 | 0 | 0 | 0 | 0 | 0 | 0 | 0 | 0 | 0 | 0 | 251998.3149 | 115725.7193 | 0 | 0 | 0 | 0 | 0 | 0 | 0 | 0 | 0 | 0 | 0 | 0 | 0 | 0 | 0
2016-03-07 05:00 | 0 | 0 | 0 | 0 | 0 | 744072.0342 | 0 | 376348 | 0 | 0 | 0 | 0 | 1259991.5747 | 2851479.0735 | 0 | 0 | 0 | 0 | 0 | 0 | 0 | 0 | 0 | 0 | 0 | 0 | 0 | 0 | 0 | 0 | 251998.3149 | 115725.7193 | 0 | 0 | 0 | 0 | 0 | 0 | 0 | 0 | 0 | 0 | 0 | 0 | 0 | 0 | 0
2016-03-07 06:00 | 0 | 0 | 0 | 0 | 0 | 0 | 0 | 366160 | 0 | 0 | 0 | 0 | 1007993.2598 | 2737317.3885 | 0 | 0 | 0 | 0 | 0 | 0 | 0 | 0 | 0 | 0 | 0 | 0 | 0 | 0 | 0 | 0 | -251998.3149 | -114161.6851 | 0 | 0 | 0 | 0 | 0 | 0 | 0 | 0 | 0 | 0 | 0 | 0 | 0 | 0 | 0
2016-03-07 07:00 | 0 | 0 | 0 | 0 | 0 | 0 | 0 | 359939 | 0 | 0 | 0 | 0 | 755994.9448 | 2629376.7034 | 0 | 0 | 0 | 0 | 0 | 0 | 0 | 0 | 0 | 0 | 0 | 0 | 0 | 0 | 0 | 0 | -251998.3149 | -107940.6851 | 0 | 0 | 0 | 0 | 0 | 0 | 0 | 0 | 0 | 0 | 0 | 0 | 0 | 0 | 0
2016-03-07 08:00 | 0 | 0 | 0 | 0 | 0 | 494232.5956 | 0 | 357960 | 0 | 0 | 0 | 0 | 1007993.2598 | 2513650.9841 | 0 | 0 | 0 | 0 | 0 | 0 | 0 | 0 | 0 | 0 | 0 | 0 | 0 | 0 | 0 | 0 | 251998.3149 | -115725.7193 | 0 | 0 | 0 | 0 | 0 | 0 | 0 | 0 | 0 | 0 | 0 | 0 | 0 | 0 | 0
2016-03-07 09:00 | 0 | 0 | 0 | 0 | 0 | 225263.4044 | 0 | 361536 | 0 | 0 | 0 | 0 | 755994.9448 | 2629376.7034 | 0 | 0 | 0 | 0 | 0 | 0 | 0 | 0 | 0 | 0 | 0 | 0 | 0 | 0 | 0 | 0 | -251998.3149 | 115725.7193 | 0 | 0 | 0 | 0 | 0 | 0 | 0 | 0 | 0 | 0 | 0 | 0 | 0 | 0 | 0
2016-03-07 10:00 | 0 | 0 | 0 | 0 | 0 | 8986.9658 | 0 | 376711 | 0 | 0 | 0 | 0 | 503996.6299 | 2513650.9841 | 0 | 0 | 0 | 0 | 0 | 0 | 0 | 0 | 0 | 0 | 0 | 0 | 0 | 0 | 0 | 0 | -251998.3149 | -115725.7193 | 0 | 0 | 0 | 0 | 0 | 0 | 0 | 0 | 0 | 0 | 0 | 0 | 0 | 0 | 0
2016-03-07 11:00 | 0 | 0 | 0 | 0 | 0 | 40619.9658 | 0 | 408344 | 0 | 0 | 0 | 0 | 251998.3149 | 2397925.2648 | 0 | 0 | 0 | 0 | 0 | 0 | 0 | 0 | 0 | 0 | 0 | 0 | 0 | 0 | 0 | 0 | -251998.3149 | -115725.7193 | 0 | 0 | 0 | 0 | 0 | 0 | 0 | 0 | 0 | 0 | 0 | 0 | 0 | 0 | 0
2016-03-07 12:00 | 0 | 0 | 0 | 0 | 0 | 295178.4044 | 0 | 431451 | 0 | 0 | 0 | 0 | 0 | 2513650.9841 | 0 | 0 | 0 | 0 | 0 | 0 | 0 | 0 | 0 | 0 | 0 | 0 | 0 | 0 | 0 | 0 | -251998.3149 | 115725.7193 | 0 | 0 | 0 | 0 | 0 | 0 | 0 | 0 | 0 | 0 | 0 | 0 | 0 | 0 | 0
2016-03-07 13:00 | 0 | 0 | 0 | 0 | 0 | 575651.3638 | 20489.8977 | 436012 | 0 | 0 | 0 | 0 | 44403.5423 | 2629376.7034 | 0 | 0 | 0 | 0 | 0 | 0 | 0 | 0 | 0 | 0 | 0 | 0 | 0 | 0 | 0 | 0 | 44403.5423 | 115725.7193 | 0 | 0 | 0 | 0 | 0 | 0 | 0 | 0 | 0 | 0 | 0 | 0 | 0 | 0 | 0
2016-03-07 14:00 | 0 | 0 | 0 | 0 | 0 | 0 | 323405.4965 | 435209 | 0 | 0 | 0 | 0 | 48325.7581 | 2513650.9841 | 0 | 0 | 0 | 0 | 0 | 0 | 0 | 0 | 0 | 0 | 0 | 0 | 0 | 0 | 0 | 0 | 3922.2158 | -115725.7193 | 0 | 0 | 0 | 0 | 0 | 0 | 0 | 0 | 0 | 0 | 0 | 0 | 0 | 0 | 0
2016-03-07 15:00 | 0 | 0 | 0 | 0 | 0 | 0 | 575942.8576 | 434992 | 0 | 0 | 0 | 0 | 300324.073 | 2402603.5268 | 0 | 0 | 0 | 0 | 0 | 0 | 0 | 0 | 0 | 0 | 0 | 0 | 0 | 0 | 0 | 0 | 251998.3149 | -111047.4573 | 0 | 0 | 0 | 0 | 0 | 0 | 0 | 0 | 0 | 0 | 0 | 0 | 0 | 0 | 0
2016-03-07 16:00 | 0 | 0 | 0 | 0 | 0 | 0 | 637761.9329 | 433605 | 0 | 0 | 0 | 0 | 552322.388 | 2354762.1448 | 0 | 0 | 0 | 0 | 0 | 0 | 0 | 0 | 0 | 0 | 0 | 0 | 0 | 0 | 0 | 0 | 251998.3149 | -47841.382 | 0 | 0 | 0 | 0 | 0 | 0 | 0 | 0 | 0 | 0 | 0 | 0 | 0 | 0 | 0
2016-03-07 17:00 | 0 | 0 | 0 | 0 | 0 | 0 | 654011.5878 | 430155 | 0 | 0 | 0 | 0 | 804320.7029 | 2326620.4176 | 0 | 0 | 0 | 0 | 0 | 0 | 0 | 0 | 0 | 0 | 0 | 0 | 0 | 0 | 0 | 0 | 251998.3149 | -28141.7272 | 0 | 0 | 0 | 0 | 0 | 0 | 0 | 0 | 0 | 0 | 0 | 0 | 0 | 0 | 0
2016-03-07 18:00 | 0 | 0 | 0 | 0 | 0 | 0 | 652907.5457 | 428360 | 0 | 0 | 0 | 0 | 1056319.0179 | 2299169.6484 | 0 | 0 | 0 | 0 | 0 | 0 | 0 | 0 | 0 | 0 | 0 | 0 | 0 | 0 | 0 | 0 | 251998.3149 | -27450.7693 | 0 | 0 | 0 | 0 | 0 | 0 | 0 | 0 | 0 | 0 | 0 | 0 | 0 | 0 | 0
2016-03-07 19:00 | 0 | 0 | 0 | 0 | 0 | 0 | 641569.3966 | 425749 | 0 | 0 | 0 | 0 | 1308317.3328 | 2262991.73 | 0 | 0 | 0 | 0 | 0 | 0 | 0 | 0 | 0 | 0 | 0 | 0 | 0 | 0 | 0 | 0 | 251998.3149 | -36177.9184 | 0 | 0 | 0 | 0 | 0 | 0 | 0 | 0 | 0 | 0 | 0 | 0 | 0 | 0 | 0
2016-03-07 20:00 | 0 | 0 | 0 | 0 | 0 | 0 | 626738.8491 | 423283 | 0 | 0 | 0 | 0 | 1560315.6478 | 2214449.2642 | 0 | 0 | 0 | 0 | 0 | 0 | 0 | 0 | 0 | 0 | 0 | 0 | 0 | 0 | 0 | 0 | 251998.3149 | -48542.4658 | 0 | 0 | 0 | 0 | 0 | 0 | 0 | 0 | 0 | 0 | 0 | 0 | 0 | 0 | 0
2016-03-07 21:00 | 0 | 0 | 0 | 0 | 0 | 0 | 592187.0907 | 422736 | 0 | 0 | 0 | 0 | 1812313.9627 | 2131902.04 | 0 | 0 | 0 | 0 | 0 | 0 | 0 | 0 | 0 | 0 | 0 | 0 | 0 | 0 | 0 | 0 | 251998.3149 | -82547.2242 | 0 | 0 | 0 | 0 | 0 | 0 | 0 | 0 | 0 | 0 | 0 | 0 | 0 | 0 | 0
2016-03-07 22:00 | 0 | 0 | 0 | 0 | 0 | 0 | 517548.2731 | 425027 | 0 | 0 | 0 | 0 | 1789109.5165 | 2247627.7593 | 0 | 0 | 0 | 0 | 0 | 0 | 0 | 0 | 0 | 0 | 0 | 0 | 0 | 0 | 0 | 0 | -23204.4462 | 115725.7193 | 0 | 0 | 0 | 0 | 0 | 0 | 0 | 0 | 0 | 0 | 0 | 0 | 0 | 0 | 0
2016-03-07 23:00 | 0 | 0 | 0 | 0 | 0 | 0 | 357033.9092 | 436129 | 0 | 0 | 0 | 0 | 1825740.145 | 2131902.04 | 0 | 0 | 0 | 0 | 0 | 0 | 0 | 0 | 0 | 0 | 0 | 0 | 0 | 0 | 0 | 0 | 36630.6285 | -115725.7193 | 0 | 0 | 0 | 0 | 0 | 0 | 0 | 0 | 0 | 0 | 0 | 0 | 0 | 0 | 0
2016-03-08 | 0 | 0 | 0 | 0 | 0 | 0 | 94845.7884 | 448796 | 0 | 0 | 0 | 0 | 1587515.6527 | 2016176.3207 | 0 | 0 | 0 | 0 | 0 | 0 | 0 | 0 | 0 | 0 | 0 | 0 | 0 | 0 | 0 | 0 | -238224.4923 | -115725.7193 | 0 | 0 | 0 | 0 | 0 | 0 | 0 | 0 | 0 | 0 | 0 | 0 | 0 | 0 | 0
2016-03-08 01:00 | 0 | 0 | 0 | 0 | 0 | 78336.1259 | 1502.8399 | 447563 | 0 | 0 | 0 | 0 | 1335517.3378 | 1900450.6014 | 0 | 0 | 0 | 0 | 0 | 0 | 0 | 0 | 0 | 0 | 0 | 0 | 0 | 0 | 0 | 0 | -251998.3149 | -115725.7193 | 0 | 0 | 0 | 0 | 0 | 0 | 0 | 0 | 0 | 0 | 0 | 0 | 0 | 0 | 0
2016-03-08 02:00 | 0 | 0 | 0 | 0 | 0 | 788186.6858 | 0 | 436677 | 0 | 0 | 0 | 0 | 1587515.6527 | 1999961.9722 | 0 | 0 | 0 | 0 | 0 | 0 | 0 | 0 | 0 | 0 | 0 | 0 | 0 | 0 | 0 | 0 | 251998.3149 | 99511.3709 | 0 | 0 | 0 | 0 | 0 | 0 | 0 | 0 | 0 | 0 | 0 | 0 | 0 | 0 | 0
2016-03-08 03:00 | 0 | 0 | 0 | 0 | 0 | 142937.98 | 0 | 418531 | 0 | 0 | 0 | 0 | 1427648.352 | 1884236.2529 | 0 | 0 | 0 | 0 | 0 | 0 | 0 | 0 | 0 | 0 | 0 | 0 | 0 | 0 | 0 | 0 | -159867.3007 | -115725.7193 | 0 | 0 | 0 | 0 | 0 | 0 | 0 | 0 | 0 | 0 | 0 | 0 | 0 | 0 | 0
2016-03-08 04:00 | 0 | 0 | 0 | 0 | 0 | 763191.0342 | 0 | 395467 | 0 | 0 | 0 | 0 | 1679646.667 | 1999961.9722 | 0 | 0 | 0 | 0 | 0 | 0 | 0 | 0 | 0 | 0 | 0 | 0 | 0 | 0 | 0 | 0 | 251998.3149 | 115725.7193 | 0 | 0 | 0 | 0 | 0 | 0 | 0 | 0 | 0 | 0 | 0 | 0 | 0 | 0 | 0
2016-03-08 05:00 | 0 | 0 | 0 | 0 | 0 | 742005.0342 | 0 | 374281 | 0 | 0 | 0 | 0 | 1931644.9819 | 2115687.6915 | 0 | 0 | 0 | 0 | 0 | 0 | 0 | 0 | 0 | 0 | 0 | 0 | 0 | 0 | 0 | 0 | 251998.3149 | 115725.7193 | 0 | 0 | 0 | 0 | 0 | 0 | 0 | 0 | 0 | 0 | 0 | 0 | 0 | 0 | 0
2016-03-08 06:00 | 0 | 0 | 0 | 0 | 0 | 0 | 0 | 359069 | 0 | 0 | 0 | 0 | 1679646.667 | 2008617.0065 | 0 | 0 | 0 | 0 | 0 | 0 | 0 | 0 | 0 | 0 | 0 | 0 | 0 | 0 | 0 | 0 | -251998.3149 | -107070.6851 | 0 | 0 | 0 | 0 | 0 | 0 | 0 | 0 | 0 | 0 | 0 | 0 | 0 | 0 | 0
2016-03-08 07:00 | 0 | 0 | 0 | 0 | 0 | 212872.4044 | 0 | 349145 | 0 | 0 | 0 | 0 | 1427648.352 | 2124342.7258 | 0 | 0 | 0 | 0 | 0 | 0 | 0 | 0 | 0 | 0 | 0 | 0 | 0 | 0 | 0 | 0 | -251998.3149 | 115725.7193 | 0 | 0 | 0 | 0 | 0 | 0 | 0 | 0 | 0 | 0 | 0 | 0 | 0 | 0 | 0
2016-03-08 08:00 | 0 | 0 | 0 | 0 | 0 | 480539.5956 | 0 | 344267 | 0 | 0 | 0 | 0 | 1679646.667 | 2008617.0065 | 0 | 0 | 0 | 0 | 0 | 0 | 0 | 0 | 0 | 0 | 0 | 0 | 0 | 0 | 0 | 0 | 251998.3149 | -115725.7193 | 0 | 0 | 0 | 0 | 0 | 0 | 0 | 0 | 0 | 0 | 0 | 0 | 0 | 0 | 0
2016-03-08 09:00 | 0 | 0 | 0 | 0 | 0 | 0 | 0 | 346924 | 0 | 0 | 0 | 0 | 1448448.3862 | 1892891.2872 | 0 | 0 | 0 | 0 | 0 | 0 | 0 | 0 | 0 | 0 | 0 | 0 | 0 | 0 | 0 | 0 | -231198.2807 | -115725.7193 | 0 | 0 | 0 | 0 | 0 | 0 | 0 | 0 | 0 | 0 | 0 | 0 | 0 | 0 | 0
2016-03-08 10:00 | 0 | 0 | 0 | 0 | 0 | 0 | 0 | 358915 | 0 | 0 | 0 | 0 | 1196450.0713 | 1785974.6021 | 0 | 0 | 0 | 0 | 0 | 0 | 0 | 0 | 0 | 0 | 0 | 0 | 0 | 0 | 0 | 0 | -251998.3149 | -106916.6851 | 0 | 0 | 0 | 0 | 0 | 0 | 0 | 0 | 0 | 0 | 0 | 0 | 0 | 0 | 0
2016-03-08 11:00 | 0 | 0 | 0 | 0 | 0 | 19705.9658 | 0 | 387430 | 0 | 0 | 0 | 0 | 944451.7564 | 1670248.8828 | 0 | 0 | 0 | 0 | 0 | 0 | 0 | 0 | 0 | 0 | 0 | 0 | 0 | 0 | 0 | 0 | -251998.3149 | -115725.7193 | 0 | 0 | 0 | 0 | 0 | 0 | 0 | 0 | 0 | 0 | 0 | 0 | 0 | 0 | 0
2016-03-08 12:00 | 0 | 0 | 0 | 0 | 0 | 43529.9658 | 0 | 411254 | 0 | 0 | 0 | 0 | 692453.4414 | 1554523.1635 | 0 | 0 | 0 | 0 | 0 | 0 | 0 | 0 | 0 | 0 | 0 | 0 | 0 | 0 | 0 | 0 | -251998.3149 | -115725.7193 | 0 | 0 | 0 | 0 | 0 | 0 | 0 | 0 | 0 | 0 | 0 | 0 | 0 | 0 | 0
2016-03-08 13:00 | 0 | 0 | 0 | 0 | 0 | 553302.1968 | 13478.8173 | 419161 | 0 | 0 | 0 | 0 | 724347.7362 | 1670248.8828 | 0 | 0 | 0 | 0 | 0 | 0 | 0 | 0 | 0 | 0 | 0 | 0 | 0 | 0 | 0 | 0 | 31894.2948 | 115725.7193 | 0 | 0 | 0 | 0 | 0 | 0 | 0 | 0 | 0 | 0 | 0 | 0 | 0 | 0 | 0
2016-03-08 14:00 | 0 | 0 | 0 | 0 | 0 | 0 | 300338.2438 | 423336 | 0 | 0 | 0 | 0 | 717075.6993 | 1554523.1635 | 0 | 0 | 0 | 0 | 0 | 0 | 0 | 0 | 0 | 0 | 0 | 0 | 0 | 0 | 0 | 0 | -7272.0369 | -115725.7193 | 0 | 0 | 0 | 0 | 0 | 0 | 0 | 0 | 0 | 0 | 0 | 0 | 0 | 0 | 0
2016-03-08 15:00 | 0 | 0 | 0 | 0 | 0 | 0 | 684319.266 | 425877 | 0 | 0 | 0 | 0 | 969074.0143 | 1560967.1145 | 0 | 0 | 0 | 0 | 0 | 0 | 0 | 0 | 0 | 0 | 0 | 0 | 0 | 0 | 0 | 0 | 251998.3149 | 6443.951 | 0 | 0 | 0 | 0 | 0 | 0 | 0 | 0 | 0 | 0 | 0 | 0 | 0 | 0 | 0
2016-03-08 16:00 | 0 | 0 | 0 | 0 | 0 | 0 | 765672.7645 | 426409 | 0 | 0 | 0 | 0 | 1221072.3292 | 1648232.5641 | 0 | 0 | 0 | 0 | 0 | 0 | 0 | 0 | 0 | 0 | 0 | 0 | 0 | 0 | 0 | 0 | 251998.3149 | 87265.4496 | 0 | 0 | 0 | 0 | 0 | 0 | 0 | 0 | 0 | 0 | 0 | 0 | 0 | 0 | 0
2016-03-08 17:00 | 0 | 0 | 0 | 0 | 0 | 0 | 756499.218 | 424840 | 0 | 0 | 0 | 0 | 1473070.6441 | 1727893.4672 | 0 | 0 | 0 | 0 | 0 | 0 | 0 | 0 | 0 | 0 | 0 | 0 | 0 | 0 | 0 | 0 | 251998.3149 | 79660.9031 | 0 | 0 | 0 | 0 | 0 | 0 | 0 | 0 | 0 | 0 | 0 | 0 | 0 | 0 | 0
2016-03-08 18:00 | 0 | 0 | 0 | 0 | 0 | 0 | 727337.7557 | 424108 | 0 | 0 | 0 | 0 | 1725068.9591 | 1779124.908 | 0 | 0 | 0 | 0 | 0 | 0 | 0 | 0 | 0 | 0 | 0 | 0 | 0 | 0 | 0 | 0 | 251998.3149 | 51231.4408 | 0 | 0 | 0 | 0 | 0 | 0 | 0 | 0 | 0 | 0 | 0 | 0 | 0 | 0 | 0
2016-03-08 19:00 | 0 | 0 | 0 | 0 | 0 | 0 | 696241.7243 | 423858 | 0 | 0 | 0 | 0 | 1977067.274 | 1799510.3173 | 0 | 0 | 0 | 0 | 0 | 0 | 0 | 0 | 0 | 0 | 0 | 0 | 0 | 0 | 0 | 0 | 251998.3149 | 20385.4093 | 0 | 0 | 0 | 0 | 0 | 0 | 0 | 0 | 0 | 0 | 0 | 0 | 0 | 0 | 0
2016-03-08 20:00 | 0 | 0 | 0 | 0 | 0 | 0 | 678272.459 | 422736 | 0 | 0 | 0 | 0 | 2229065.589 | 1803048.4614 | 0 | 0 | 0 | 0 | 0 | 0 | 0 | 0 | 0 | 0 | 0 | 0 | 0 | 0 | 0 | 0 | 251998.3149 | 3538.1441 | 0 | 0 | 0 | 0 | 0 | 0 | 0 | 0 | 0 | 0 | 0 | 0 | 0 | 0 | 0
2016-03-08 21:00 | 0 | 0 | 0 | 0 | 0 | 0 | 648523.9683 | 422784 | 0 | 0 | 0 | 0 | 2481063.9039 | 1776790.1148 | 0 | 0 | 0 | 0 | 0 | 0 | 0 | 0 | 0 | 0 | 0 | 0 | 0 | 0 | 0 | 0 | 251998.3149 | -26258.3466 | 0 | 0 | 0 | 0 | 0 | 0 | 0 | 0 | 0 | 0 | 0 | 0 | 0 | 0 | 0
2016-03-08 22:00 | 0 | 0 | 0 | 0 | 0 | 0 | 584458.6148 | 424813 | 0 | 0 | 0 | 0 | 2524983.7995 | 1892515.8341 | 0 | 0 | 0 | 0 | 0 | 0 | 0 | 0 | 0 | 0 | 0 | 0 | 0 | 0 | 0 | 0 | 43919.8955 | 115725.7193 | 0 | 0 | 0 | 0 | 0 | 0 | 0 | 0 | 0 | 0 | 0 | 0 | 0 | 0 | 0
2016-03-08 23:00 | 0 | 0 | 0 | 0 | 0 | 0 | 423698.6859 | 433883 | 0 | 0 | 0 | 0 | 2399073.7661 | 2008241.5534 | 0 | 0 | 0 | 0 | 0 | 0 | 0 | 0 | 0 | 0 | 0 | 0 | 0 | 0 | 0 | 0 | -125910.0334 | 115725.7193 | 0 | 0 | 0 | 0 | 0 | 0 | 0 | 0 | 0 | 0 | 0 | 0 | 0 | 0 | 0
2016-03-09 | 0 | 0 | 0 | 0 | 0 | 285447.7256 | 147252.5958 | 446635 | 0 | 0 | 0 | 0 | 2269413.3682 | 2123967.2727 | 0 | 0 | 0 | 0 | 0 | 0 | 0 | 0 | 0 | 0 | 0 | 0 | 0 | 0 | 0 | 0 | -129660.3979 | 115725.7193 | 0 | 0 | 0 | 0 | 0 | 0 | 0 | 0 | 0 | 0 | 0 | 0 | 0 | 0 | 0
2016-03-09 01:00 | 0 | 0 | 0 | 0 | 0 | 291065.8674 | 1546.2376 | 445107 | 0 | 0 | 0 | 0 | 2232644.1924 | 2008241.5534 | 0 | 0 | 0 | 0 | 0 | 0 | 0 | 0 | 0 | 0 | 0 | 0 | 0 | 0 | 0 | 0 | -36769.1758 | -115725.7193 | 0 | 0 | 0 | 0 | 0 | 0 | 0 | 0 | 0 | 0 | 0 | 0 | 0 | 0 | 0
2016-03-09 02:00 | 0 | 0 | 0 | 0 | 0 | 65069.9658 | 0 | 432794 | 0 | 0 | 0 | 0 | 1980645.8774 | 1892515.8341 | 0 | 0 | 0 | 0 | 0 | 0 | 0 | 0 | 0 | 0 | 0 | 0 | 0 | 0 | 0 | 0 | -251998.3149 | -115725.7193 | 0 | 0 | 0 | 0 | 0 | 0 | 0 | 0 | 0 | 0 | 0 | 0 | 0 | 0 | 0
2016-03-09 03:00 | 0 | 0 | 0 | 0 | 0 | 274641.1985 | 0 | 413765 | 0 | 0 | 0 | 0 | 1728647.5625 | 2005390.3475 | 0 | 0 | 0 | 0 | 0 | 0 | 0 | 0 | 0 | 0 | 0 | 0 | 0 | 0 | 0 | 0 | -251998.3149 | 112874.5134 | 0 | 0 | 0 | 0 | 0 | 0 | 0 | 0 | 0 | 0 | 0 | 0 | 0 | 0 | 0
2016-03-09 04:00 | 0 | 0 | 0 | 0 | 0 | 250457.6699 | 0 | 389747 | 0 | 0 | 0 | 0 | 1705083.9517 | 1889664.6282 | 0 | 0 | 0 | 0 | 0 | 0 | 0 | 0 | 0 | 0 | 0 | 0 | 0 | 0 | 0 | 0 | -23563.6108 | -115725.7193 | 0 | 0 | 0 | 0 | 0 | 0 | 0 | 0 | 0 | 0 | 0 | 0 | 0 | 0 | 0
2016-03-09 05:00 | 0 | 0 | 0 | 0 | 0 | 73.9658 | 0 | 367798 | 0 | 0 | 0 | 0 | 1453085.6368 | 1773938.9089 | 0 | 0 | 0 | 0 | 0 | 0 | 0 | 0 | 0 | 0 | 0 | 0 | 0 | 0 | 0 | 0 | -251998.3149 | -115725.7193 | 0 | 0 | 0 | 0 | 0 | 0 | 0 | 0 | 0 | 0 | 0 | 0 | 0 | 0 | 0
2016-03-09 06:00 | 0 | 0 | 0 | 0 | 0 | 231232.1223 | 0 | 350590 | 0 | 0 | 0 | 0 | 1449453.4784 | 1658213.1896 | 0 | 0 | 0 | 0 | 0 | 0 | 0 | 0 | 0 | 0 | 0 | 0 | 0 | 0 | 0 | 0 | -3632.1584 | -115725.7193 | 0 | 0 | 0 | 0 | 0 | 0 | 0 | 0 | 0 | 0 | 0 | 0 | 0 | 0 | 0
2016-03-09 07:00 | 0 | 0 | 0 | 0 | 0 | 0 | 0 | 339505 | 0 | 0 | 0 | 0 | 1225674.1977 | 1542487.4703 | 0 | 0 | 0 | 0 | 0 | 0 | 0 | 0 | 0 | 0 | 0 | 0 | 0 | 0 | 0 | 0 | -223779.2807 | -115725.7193 | 0 | 0 | 0 | 0 | 0 | 0 | 0 | 0 | 0 | 0 | 0 | 0 | 0 | 0 | 0
2016-03-09 08:00 | 0 | 0 | 0 | 0 | 0 | 252046.9378 | 0 | 334541 | 0 | 0 | 0 | 0 | 1027454.4162 | 1658213.1896 | 0 | 0 | 0 | 0 | 0 | 0 | 0 | 0 | 0 | 0 | 0 | 0 | 0 | 0 | 0 | 0 | -198219.7815 | 115725.7193 | 0 | 0 | 0 | 0 | 0 | 0 | 0 | 0 | 0 | 0 | 0 | 0 | 0 | 0 | 0
2016-03-09 09:00 | 0 | 0 | 0 | 0 | 0 | 0 | 0 | 336101 | 0 | 0 | 0 | 0 | 775456.1013 | 1574110.5045 | 0 | 0 | 0 | 0 | 0 | 0 | 0 | 0 | 0 | 0 | 0 | 0 | 0 | 0 | 0 | 0 | -251998.3149 | -84102.6851 | 0 | 0 | 0 | 0 | 0 | 0 | 0 | 0 | 0 | 0 | 0 | 0 | 0 | 0 | 0
2016-03-09 10:00 | 0 | 0 | 0 | 0 | 0 | 238835.5377 | 0 | 349279 | 0 | 0 | 0 | 0 | 780738.3582 | 1458384.7852 | 0 | 0 | 0 | 0 | 0 | 0 | 0 | 0 | 0 | 0 | 0 | 0 | 0 | 0 | 0 | 0 | 5282.257 | -115725.7193 | 0 | 0 | 0 | 0 | 0 | 0 | 0 | 0 | 0 | 0 | 0 | 0 | 0 | 0 | 0
2016-03-09 11:00 | 0 | 0 | 0 | 0 | 0 | 7637.9658 | 0 | 375362 | 0 | 0 | 0 | 0 | 528740.0433 | 1342659.0659 | 0 | 0 | 0 | 0 | 0 | 0 | 0 | 0 | 0 | 0 | 0 | 0 | 0 | 0 | 0 | 0 | -251998.3149 | -115725.7193 | 0 | 0 | 0 | 0 | 0 | 0 | 0 | 0 | 0 | 0 | 0 | 0 | 0 | 0 | 0
2016-03-09 12:00 | 0 | 0 | 0 | 0 | 0 | 225910.0094 | 0 | 399305 | 0 | 0 | 0 | 0 | 471070.772 | 1226933.3466 | 0 | 0 | 0 | 0 | 0 | 0 | 0 | 0 | 0 | 0 | 0 | 0 | 0 | 0 | 0 | 0 | -57669.2713 | -115725.7193 | 0 | 0 | 0 | 0 | 0 | 0 | 0 | 0 | 0 | 0 | 0 | 0 | 0 | 0 | 0
2016-03-09 13:00 | 0 | 0 | 0 | 0 | 0 | 196005.4331 | 12065.2343 | 409712 | 0 | 0 | 0 | 0 | 219072.457 | 1277290.329 | 0 | 0 | 0 | 0 | 0 | 0 | 0 | 0 | 0 | 0 | 0 | 0 | 0 | 0 | 0 | 0 | -251998.3149 | 50356.9823 | 0 | 0 | 0 | 0 | 0 | 0 | 0 | 0 | 0 | 0 | 0 | 0 | 0 | 0 | 0
2016-03-09 14:00 | 0 | 0 | 0 | 0 | 0 | 0 | 299188.9137 | 415738 | 0 | 0 | 0 | 0 | 0 | 1379813.6997 | 0 | 0 | 0 | 0 | 0 | 0 | 0 | 0 | 0 | 0 | 0 | 0 | 0 | 0 | 0 | 0 | -219072.457 | 102523.3707 | 0 | 0 | 0 | 0 | 0 | 0 | 0 | 0 | 0 | 0 | 0 | 0 | 0 | 0 | 0
2016-03-09 15:00 | 0 | 0 | 0 | 0 | 0 | 0 | 619127.6596 | 420814 | 0 | 0 | 0 | 0 | 251998.3149 | 1326129.0444 | 0 | 0 | 0 | 0 | 0 | 0 | 0 | 0 | 0 | 0 | 0 | 0 | 0 | 0 | 0 | 0 | 251998.3149 | -53684.6553 | 0 | 0 | 0 | 0 | 0 | 0 | 0 | 0 | 0 | 0 | 0 | 0 | 0 | 0 | 0
2016-03-09 16:00 | 0 | 0 | 0 | 0 | 0 | 0 | 722597.2033 | 423758 | 0 | 0 | 0 | 0 | 503996.6299 | 1372969.9328 | 0 | 0 | 0 | 0 | 0 | 0 | 0 | 0 | 0 | 0 | 0 | 0 | 0 | 0 | 0 | 0 | 251998.3149 | 46840.8884 | 0 | 0 | 0 | 0 | 0 | 0 | 0 | 0 | 0 | 0 | 0 | 0 | 0 | 0 | 0
2016-03-09 17:00 | 0 | 0 | 0 | 0 | 0 | 0 | 734810.6709 | 424288 | 0 | 0 | 0 | 0 | 755994.9448 | 1431494.2887 | 0 | 0 | 0 | 0 | 0 | 0 | 0 | 0 | 0 | 0 | 0 | 0 | 0 | 0 | 0 | 0 | 251998.3149 | 58524.356 | 0 | 0 | 0 | 0 | 0 | 0 | 0 | 0 | 0 | 0 | 0 | 0 | 0 | 0 | 0
2016-03-09 18:00 | 0 | 0 | 0 | 0 | 0 | 0 | 725920.7504 | 424566 | 0 | 0 | 0 | 0 | 1007993.2598 | 1480850.7241 | 0 | 0 | 0 | 0 | 0 | 0 | 0 | 0 | 0 | 0 | 0 | 0 | 0 | 0 | 0 | 0 | 251998.3149 | 49356.4354 | 0 | 0 | 0 | 0 | 0 | 0 | 0 | 0 | 0 | 0 | 0 | 0 | 0 | 0 | 0
2016-03-09 19:00 | 0 | 0 | 0 | 0 | 0 | 0 | 718258.9004 | 424719 | 0 | 0 | 0 | 0 | 1211462.0167 | 1570921.8677 | 0 | 0 | 0 | 0 | 0 | 0 | 0 | 0 | 0 | 0 | 0 | 0 | 0 | 0 | 0 | 0 | 203468.7569 | 90071.1435 | 0 | 0 | 0 | 0 | 0 | 0 | 0 | 0 | 0 | 0 | 0 | 0 | 0 | 0 | 0
2016-03-09 20:00 | 0 | 0 | 0 | 0 | 0 | 0 | 726368.0532 | 423876 | 0 | 0 | 0 | 0 | 1463460.3316 | 1621415.6059 | 0 | 0 | 0 | 0 | 0 | 0 | 0 | 0 | 0 | 0 | 0 | 0 | 0 | 0 | 0 | 0 | 251998.3149 | 50493.7382 | 0 | 0 | 0 | 0 | 0 | 0 | 0 | 0 | 0 | 0 | 0 | 0 | 0 | 0 | 0
2016-03-09 21:00 | 0 | 0 | 0 | 0 | 0 | 0 | 727528.1062 | 424493 | 0 | 0 | 0 | 0 | 1715458.6465 | 1672452.3972 | 0 | 0 | 0 | 0 | 0 | 0 | 0 | 0 | 0 | 0 | 0 | 0 | 0 | 0 | 0 | 0 | 251998.3149 | 51036.7913 | 0 | 0 | 0 | 0 | 0 | 0 | 0 | 0 | 0 | 0 | 0 | 0 | 0 | 0 | 0
2016-03-09 22:00 | 0 | 0 | 0 | 0 | 0 | 0 | 687225.2813 | 426869 | 0 | 0 | 0 | 0 | 1967456.9615 | 1680810.3636 | 0 | 0 | 0 | 0 | 0 | 0 | 0 | 0 | 0 | 0 | 0 | 0 | 0 | 0 | 0 | 0 | 251998.3149 | 8357.9664 | 0 | 0 | 0 | 0 | 0 | 0 | 0 | 0 | 0 | 0 | 0 | 0 | 0 | 0 | 0
2016-03-09 23:00 | 0 | 0 | 0 | 0 | 0 | 0 | 519919.5574 | 436308 | 0 | 0 | 0 | 0 | 2166794.2381 | 1565084.6443 | 0 | 0 | 0 | 0 | 0 | 0 | 0 | 0 | 0 | 0 | 0 | 0 | 0 | 0 | 0 | 0 | 199337.2766 | -115725.7193 | 0 | 0 | 0 | 0 | 0 | 0 | 0 | 0 | 0 | 0 | 0 | 0 | 0 | 0 | 0
2016-03-10 | 0 | 0 | 0 | 0 | 0 | 0 | 158570.3219 | 446277 | 0 | 0 | 0 | 0 | 1994813.2793 | 1449358.925 | 0 | 0 | 0 | 0 | 0 | 0 | 0 | 0 | 0 | 0 | 0 | 0 | 0 | 0 | 0 | 0 | -171980.9588 | -115725.7193 | 0 | 0 | 0 | 0 | 0 | 0 | 0 | 0 | 0 | 0 | 0 | 0 | 0 | 0 | 0
2016-03-10 01:00 | 0 | 0 | 0 | 0 | 0 | 229588.1057 | 2480.9747 | 443311 | 0 | 0 | 0 | 0 | 1742814.9644 | 1490115.3203 | 0 | 0 | 0 | 0 | 0 | 0 | 0 | 0 | 0 | 0 | 0 | 0 | 0 | 0 | 0 | 0 | -251998.3149 | 40756.3953 | 0 | 0 | 0 | 0 | 0 | 0 | 0 | 0 | 0 | 0 | 0 | 0 | 0 | 0 | 0
2016-03-10 02:00 | 0 | 0 | 0 | 0 | 0 | 257502.5363 | 0 | 431802 | 0 | 0 | 0 | 0 | 1490816.6494 | 1567814.1715 | 0 | 0 | 0 | 0 | 0 | 0 | 0 | 0 | 0 | 0 | 0 | 0 | 0 | 0 | 0 | 0 | -251998.3149 | 77698.8512 | 0 | 0 | 0 | 0 | 0 | 0 | 0 | 0 | 0 | 0 | 0 | 0 | 0 | 0 | 0
2016-03-10 03:00 | 0 | 0 | 0 | 0 | 0 | 259101.5727 | 0 | 412417 | 0 | 0 | 0 | 0 | 1453226.9415 | 1452088.4522 | 0 | 0 | 0 | 0 | 0 | 0 | 0 | 0 | 0 | 0 | 0 | 0 | 0 | 0 | 0 | 0 | -37589.708 | -115725.7193 | 0 | 0 | 0 | 0 | 0 | 0 | 0 | 0 | 0 | 0 | 0 | 0 | 0 | 0 | 0
2016-03-10 04:00 | 0 | 0 | 0 | 0 | 0 | 244758.9384 | 0 | 387558 | 0 | 0 | 0 | 0 | 1426153.5991 | 1336362.7329 | 0 | 0 | 0 | 0 | 0 | 0 | 0 | 0 | 0 | 0 | 0 | 0 | 0 | 0 | 0 | 0 | -27073.3423 | -115725.7193 | 0 | 0 | 0 | 0 | 0 | 0 | 0 | 0 | 0 | 0 | 0 | 0 | 0 | 0 | 0
2016-03-10 05:00 | 0 | 0 | 0 | 0 | 0 | 0 | 0 | 365298 | 0 | 0 | 0 | 0 | 1176581.3184 | 1220637.0136 | 0 | 0 | 0 | 0 | 0 | 0 | 0 | 0 | 0 | 0 | 0 | 0 | 0 | 0 | 0 | 0 | -249572.2807 | -115725.7193 | 0 | 0 | 0 | 0 | 0 | 0 | 0 | 0 | 0 | 0 | 0 | 0 | 0 | 0 | 0
2016-03-10 06:00 | 0 | 0 | 0 | 0 | 0 | 231461.4612 | 0 | 348775 | 0 | 0 | 0 | 0 | 943542.0604 | 1336362.7329 | 0 | 0 | 0 | 0 | 0 | 0 | 0 | 0 | 0 | 0 | 0 | 0 | 0 | 0 | 0 | 0 | -233039.2581 | 115725.7193 | 0 | 0 | 0 | 0 | 0 | 0 | 0 | 0 | 0 | 0 | 0 | 0 | 0 | 0 | 0
2016-03-10 07:00 | 0 | 0 | 0 | 0 | 0 | 0 | 0 | 337334 | 0 | 0 | 0 | 0 | 721933.7797 | 1220637.0136 | 0 | 0 | 0 | 0 | 0 | 0 | 0 | 0 | 0 | 0 | 0 | 0 | 0 | 0 | 0 | 0 | -221608.2807 | -115725.7193 | 0 | 0 | 0 | 0 | 0 | 0 | 0 | 0 | 0 | 0 | 0 | 0 | 0 | 0 | 0
2016-03-10 08:00 | 0 | 0 | 0 | 0 | 0 | 269555.5932 | 0 | 331475 | 0 | 0 | 0 | 0 | 544288.6536 | 1336362.7329 | 0 | 0 | 0 | 0 | 0 | 0 | 0 | 0 | 0 | 0 | 0 | 0 | 0 | 0 | 0 | 0 | -177645.1261 | 115725.7193 | 0 | 0 | 0 | 0 | 0 | 0 | 0 | 0 | 0 | 0 | 0 | 0 | 0 | 0 | 0
2016-03-10 09:00 | 0 | 0 | 0 | 0 | 0 | 0 | 0 | 332082 | 0 | 0 | 0 | 0 | 327932.3729 | 1220637.0136 | 0 | 0 | 0 | 0 | 0 | 0 | 0 | 0 | 0 | 0 | 0 | 0 | 0 | 0 | 0 | 0 | -216356.2807 | -115725.7193 | 0 | 0 | 0 | 0 | 0 | 0 | 0 | 0 | 0 | 0 | 0 | 0 | 0 | 0 | 0
2016-03-10 10:00 | 0 | 0 | 0 | 0 | 0 | 313340.5799 | 0 | 344103 | 0 | 0 | 0 | 0 | 412895.6721 | 1104911.2943 | 0 | 0 | 0 | 0 | 0 | 0 | 0 | 0 | 0 | 0 | 0 | 0 | 0 | 0 | 0 | 0 | 84963.2992 | -115725.7193 | 0 | 0 | 0 | 0 | 0 | 0 | 0 | 0 | 0 | 0 | 0 | 0 | 0 | 0 | 0
2016-03-10 11:00 | 0 | 0 | 0 | 0 | 0 | 470.9658 | 0 | 368195 | 0 | 0 | 0 | 0 | 160897.3572 | 989185.575 | 0 | 0 | 0 | 0 | 0 | 0 | 0 | 0 | 0 | 0 | 0 | 0 | 0 | 0 | 0 | 0 | -251998.3149 | -115725.7193 | 0 | 0 | 0 | 0 | 0 | 0 | 0 | 0 | 0 | 0 | 0 | 0 | 0 | 0 | 0
2016-03-10 12:00 | 0 | 0 | 0 | 0 | 0 | 348233.3621 | 0 | 393405 | 0 | 0 | 0 | 0 | 0 | 1104911.2943 | 0 | 0 | 0 | 0 | 0 | 0 | 0 | 0 | 0 | 0 | 0 | 0 | 0 | 0 | 0 | 0 | -160897.3572 | 115725.7193 | 0 | 0 | 0 | 0 | 0 | 0 | 0 | 0 | 0 | 0 | 0 | 0 | 0 | 0 | 0
2016-03-10 13:00 | 0 | 0 | 0 | 0 | 0 | 309011.36 | 21317.0622 | 406887 | 0 | 0 | 0 | 0 | 0 | 1028352.7165 | 0 | 0 | 0 | 0 | 0 | 0 | 0 | 0 | 0 | 0 | 0 | 0 | 0 | 0 | 0 | 0 | 0 | -76558.5779 | 0 | 0 | 0 | 0 | 0 | 0 | 0 | 0 | 0 | 0 | 0 | 0 | 0 | 0 | 0
2016-03-10 14:00 | 0 | 0 | 0 | 0 | 0 | 0 | 385625.764 | 416430 | 0 | 0 | 0 | 0 | 84921.4833 | 912626.9972 | 0 | 0 | 0 | 0 | 0 | 0 | 0 | 0 | 0 | 0 | 0 | 0 | 0 | 0 | 0 | 0 | 84921.4833 | -115725.7193 | 0 | 0 | 0 | 0 | 0 | 0 | 0 | 0 | 0 | 0 | 0 | 0 | 0 | 0 | 0
2016-03-10 15:00 | 0 | 0 | 0 | 0 | 0 | 0 | 776758.9461 | 424084 | 0 | 0 | 0 | 0 | 336919.7983 | 1013303.6283 | 0 | 0 | 0 | 0 | 0 | 0 | 0 | 0 | 0 | 0 | 0 | 0 | 0 | 0 | 0 | 0 | 251998.3149 | 100676.6311 | 0 | 0 | 0 | 0 | 0 | 0 | 0 | 0 | 0 | 0 | 0 | 0 | 0 | 0 | 0
2016-03-10 16:00 | 0 | 0 | 0 | 0 | 0 | 0 | 795059.0342 | 427335 | 0 | 0 | 0 | 0 | 588918.1132 | 1129029.3476 | 0 | 0 | 0 | 0 | 0 | 0 | 0 | 0 | 0 | 0 | 0 | 0 | 0 | 0 | 0 | 0 | 251998.3149 | 115725.7193 | 0 | 0 | 0 | 0 | 0 | 0 | 0 | 0 | 0 | 0 | 0 | 0 | 0 | 0 | 0
2016-03-10 17:00 | 0 | 0 | 0 | 0 | 0 | 0 | 796590.0342 | 428866 | 0 | 0 | 0 | 0 | 840916.4282 | 1244755.0669 | 0 | 0 | 0 | 0 | 0 | 0 | 0 | 0 | 0 | 0 | 0 | 0 | 0 | 0 | 0 | 0 | 251998.3149 | 115725.7193 | 0 | 0 | 0 | 0 | 0 | 0 | 0 | 0 | 0 | 0 | 0 | 0 | 0 | 0 | 0
2016-03-10 18:00 | 0 | 0 | 0 | 0 | 0 | 0 | 796808.108 | 430572 | 0 | 0 | 0 | 0 | 1092914.7431 | 1358992.86 | 0 | 0 | 0 | 0 | 0 | 0 | 0 | 0 | 0 | 0 | 0 | 0 | 0 | 0 | 0 | 0 | 251998.3149 | 114237.7931 | 0 | 0 | 0 | 0 | 0 | 0 | 0 | 0 | 0 | 0 | 0 | 0 | 0 | 0 | 0
2016-03-10 19:00 | 0 | 0 | 0 | 0 | 0 | 0 | 781660.1638 | 431701 | 0 | 0 | 0 | 0 | 1344913.0581 | 1456953.7088 | 0 | 0 | 0 | 0 | 0 | 0 | 0 | 0 | 0 | 0 | 0 | 0 | 0 | 0 | 0 | 0 | 251998.3149 | 97960.8488 | 0 | 0 | 0 | 0 | 0 | 0 | 0 | 0 | 0 | 0 | 0 | 0 | 0 | 0 | 0
2016-03-10 20:00 | 0 | 0 | 0 | 0 | 0 | 0 | 785396.3395 | 432151 | 0 | 0 | 0 | 0 | 1596911.373 | 1558200.7333 | 0 | 0 | 0 | 0 | 0 | 0 | 0 | 0 | 0 | 0 | 0 | 0 | 0 | 0 | 0 | 0 | 251998.3149 | 101247.0245 | 0 | 0 | 0 | 0 | 0 | 0 | 0 | 0 | 0 | 0 | 0 | 0 | 0 | 0 | 0
2016-03-10 21:00 | 0 | 0 | 0 | 0 | 0 | 0 | 788671.4108 | 433016 | 0 | 0 | 0 | 0 | 1848909.6879 | 1661857.8292 | 0 | 0 | 0 | 0 | 0 | 0 | 0 | 0 | 0 | 0 | 0 | 0 | 0 | 0 | 0 | 0 | 251998.3149 | 103657.0959 | 0 | 0 | 0 | 0 | 0 | 0 | 0 | 0 | 0 | 0 | 0 | 0 | 0 | 0 | 0
2016-03-10 22:00 | 0 | 0 | 0 | 0 | 0 | 0 | 752582.4612 | 434635 | 0 | 0 | 0 | 0 | 2100908.0029 | 1727806.9754 | 0 | 0 | 0 | 0 | 0 | 0 | 0 | 0 | 0 | 0 | 0 | 0 | 0 | 0 | 0 | 0 | 251998.3149 | 65949.1462 | 0 | 0 | 0 | 0 | 0 | 0 | 0 | 0 | 0 | 0 | 0 | 0 | 0 | 0 | 0
2016-03-10 23:00 | 0 | 0 | 0 | 0 | 0 | 0 | 585475.171 | 440543 | 0 | 0 | 0 | 0 | 2130114.4546 | 1843532.6947 | 0 | 0 | 0 | 0 | 0 | 0 | 0 | 0 | 0 | 0 | 0 | 0 | 0 | 0 | 0 | 0 | 29206.4517 | 115725.7193 | 0 | 0 | 0 | 0 | 0 | 0 | 0 | 0 | 0 | 0 | 0 | 0 | 0 | 0 | 0
2016-03-11 | 0 | 0 | 0 | 0 | 0 | 0 | 186334.8582 | 448569 | 0 | 0 | 0 | 0 | 1983606.032 | 1727806.9754 | 0 | 0 | 0 | 0 | 0 | 0 | 0 | 0 | 0 | 0 | 0 | 0 | 0 | 0 | 0 | 0 | -146508.4225 | -115725.7193 | 0 | 0 | 0 | 0 | 0 | 0 | 0 | 0 | 0 | 0 | 0 | 0 | 0 | 0 | 0
2016-03-11 01:00 | 0 | 0 | 0 | 0 | 0 | 550106.5202 | 3014.3257 | 447010 | 0 | 0 | 0 | 0 | 2205442.5973 | 1612081.2561 | 0 | 0 | 0 | 0 | 0 | 0 | 0 | 0 | 0 | 0 | 0 | 0 | 0 | 0 | 0 | 0 | 221836.5653 | -115725.7193 | 0 | 0 | 0 | 0 | 0 | 0 | 0 | 0 | 0 | 0 | 0 | 0 | 0 | 0 | 0
2016-03-11 02:00 | 0 | 0 | 0 | 0 | 0 | 299982.4044 | 0 | 436255 | 0 | 0 | 0 | 0 | 1953444.2824 | 1727806.9754 | 0 | 0 | 0 | 0 | 0 | 0 | 0 | 0 | 0 | 0 | 0 | 0 | 0 | 0 | 0 | 0 | -251998.3149 | 115725.7193 | 0 | 0 | 0 | 0 | 0 | 0 | 0 | 0 | 0 | 0 | 0 | 0 | 0 | 0 | 0
2016-03-11 03:00 | 0 | 0 | 0 | 0 | 0 | 49285.9658 | 0 | 417010 | 0 | 0 | 0 | 0 | 1701445.9674 | 1612081.2561 | 0 | 0 | 0 | 0 | 0 | 0 | 0 | 0 | 0 | 0 | 0 | 0 | 0 | 0 | 0 | 0 | -251998.3149 | -115725.7193 | 0 | 0 | 0 | 0 | 0 | 0 | 0 | 0 | 0 | 0 | 0 | 0 | 0 | 0 | 0
2016-03-11 04:00 | 0 | 0 | 0 | 0 | 0 | 528968.5956 | 0 | 392696 | 0 | 0 | 0 | 0 | 1953444.2824 | 1496355.5368 | 0 | 0 | 0 | 0 | 0 | 0 | 0 | 0 | 0 | 0 | 0 | 0 | 0 | 0 | 0 | 0 | 251998.3149 | -115725.7193 | 0 | 0 | 0 | 0 | 0 | 0 | 0 | 0 | 0 | 0 | 0 | 0 | 0 | 0 | 0
2016-03-11 05:00 | 0 | 0 | 0 | 0 | 0 | 235313.4044 | 0 | 371586 | 0 | 0 | 0 | 0 | 1701445.9674 | 1612081.2561 | 0 | 0 | 0 | 0 | 0 | 0 | 0 | 0 | 0 | 0 | 0 | 0 | 0 | 0 | 0 | 0 | -251998.3149 | 115725.7193 | 0 | 0 | 0 | 0 | 0 | 0 | 0 | 0 | 0 | 0 | 0 | 0 | 0 | 0 | 0
2016-03-11 06:00 | 0 | 0 | 0 | 0 | 0 | 0 | 0 | 354663 | 0 | 0 | 0 | 0 | 1449447.6525 | 1509416.571 | 0 | 0 | 0 | 0 | 0 | 0 | 0 | 0 | 0 | 0 | 0 | 0 | 0 | 0 | 0 | 0 | -251998.3149 | -102664.6851 | 0 | 0 | 0 | 0 | 0 | 0 | 0 | 0 | 0 | 0 | 0 | 0 | 0 | 0 | 0
2016-03-11 07:00 | 0 | 0 | 0 | 0 | 0 | 206360.4044 | 0 | 342633 | 0 | 0 | 0 | 0 | 1197449.3375 | 1625142.2903 | 0 | 0 | 0 | 0 | 0 | 0 | 0 | 0 | 0 | 0 | 0 | 0 | 0 | 0 | 0 | 0 | -251998.3149 | 115725.7193 | 0 | 0 | 0 | 0 | 0 | 0 | 0 | 0 | 0 | 0 | 0 | 0 | 0 | 0 | 0
2016-03-11 08:00 | 0 | 0 | 0 | 0 | 0 | 472404.5956 | 0 | 336132 | 0 | 0 | 0 | 0 | 1449447.6525 | 1509416.571 | 0 | 0 | 0 | 0 | 0 | 0 | 0 | 0 | 0 | 0 | 0 | 0 | 0 | 0 | 0 | 0 | 251998.3149 | -115725.7193 | 0 | 0 | 0 | 0 | 0 | 0 | 0 | 0 | 0 | 0 | 0 | 0 | 0 | 0 | 0
2016-03-11 09:00 | 0 | 0 | 0 | 0 | 0 | 0 | 0 | 336078 | 0 | 0 | 0 | 0 | 1229095.3718 | 1393690.8517 | 0 | 0 | 0 | 0 | 0 | 0 | 0 | 0 | 0 | 0 | 0 | 0 | 0 | 0 | 0 | 0 | -220352.2807 | -115725.7193 | 0 | 0 | 0 | 0 | 0 | 0 | 0 | 0 | 0 | 0 | 0 | 0 | 0 | 0 | 0
2016-03-11 10:00 | 0 | 0 | 0 | 0 | 0 | 0 | 0 | 345496 | 0 | 0 | 0 | 0 | 977097.0568 | 1300193.1667 | 0 | 0 | 0 | 0 | 0 | 0 | 0 | 0 | 0 | 0 | 0 | 0 | 0 | 0 | 0 | 0 | -251998.3149 | -93497.6851 | 0 | 0 | 0 | 0 | 0 | 0 | 0 | 0 | 0 | 0 | 0 | 0 | 0 | 0 | 0
2016-03-11 11:00 | 0 | 0 | 0 | 0 | 0 | 233979.4044 | 0 | 370252 | 0 | 0 | 0 | 0 | 725098.7419 | 1415918.886 | 0 | 0 | 0 | 0 | 0 | 0 | 0 | 0 | 0 | 0 | 0 | 0 | 0 | 0 | 0 | 0 | -251998.3149 | 115725.7193 | 0 | 0 | 0 | 0 | 0 | 0 | 0 | 0 | 0 | 0 | 0 | 0 | 0 | 0 | 0
2016-03-11 12:00 | 0 | 0 | 0 | 0 | 0 | 27604.9658 | 0 | 395329 | 0 | 0 | 0 | 0 | 473100.4269 | 1300193.1667 | 0 | 0 | 0 | 0 | 0 | 0 | 0 | 0 | 0 | 0 | 0 | 0 | 0 | 0 | 0 | 0 | -251998.3149 | -115725.7193 | 0 | 0 | 0 | 0 | 0 | 0 | 0 | 0 | 0 | 0 | 0 | 0 | 0 | 0 | 0
2016-03-11 13:00 | 0 | 0 | 0 | 0 | 0 | 509882.3921 | 28855.4129 | 409015 | 0 | 0 | 0 | 0 | 549192.5677 | 1353823.8309 | 0 | 0 | 0 | 0 | 0 | 0 | 0 | 0 | 0 | 0 | 0 | 0 | 0 | 0 | 0 | 0 | 76092.1408 | 53630.6642 | 0 | 0 | 0 | 0 | 0 | 0 | 0 | 0 | 0 | 0 | 0 | 0 | 0 | 0 | 0
2016-03-11 14:00 | 0 | 0 | 0 | 0 | 0 | 0 | 369542.9265 | 417633 | 0 | 0 | 0 | 0 | 616828.2136 | 1238098.1116 | 0 | 0 | 0 | 0 | 0 | 0 | 0 | 0 | 0 | 0 | 0 | 0 | 0 | 0 | 0 | 0 | 67635.6458 | -115725.7193 | 0 | 0 | 0 | 0 | 0 | 0 | 0 | 0 | 0 | 0 | 0 | 0 | 0 | 0 | 0
2016-03-11 15:00 | 0 | 0 | 0 | 0 | 0 | 0 | 573043.9594 | 424674 | 0 | 0 | 0 | 0 | 868826.5285 | 1134469.756 | 0 | 0 | 0 | 0 | 0 | 0 | 0 | 0 | 0 | 0 | 0 | 0 | 0 | 0 | 0 | 0 | 251998.3149 | -103628.3556 | 0 | 0 | 0 | 0 | 0 | 0 | 0 | 0 | 0 | 0 | 0 | 0 | 0 | 0 | 0
2016-03-11 16:00 | 0 | 0 | 0 | 0 | 0 | 0 | 619803.7029 | 429006 | 0 | 0 | 0 | 0 | 1120824.8434 | 1073269.144 | 0 | 0 | 0 | 0 | 0 | 0 | 0 | 0 | 0 | 0 | 0 | 0 | 0 | 0 | 0 | 0 | 251998.3149 | -61200.6121 | 0 | 0 | 0 | 0 | 0 | 0 | 0 | 0 | 0 | 0 | 0 | 0 | 0 | 0 | 0
2016-03-11 17:00 | 0 | 0 | 0 | 0 | 0 | 0 | 643430.0718 | 429653 | 0 | 0 | 0 | 0 | 1372823.1584 | 1035047.9008 | 0 | 0 | 0 | 0 | 0 | 0 | 0 | 0 | 0 | 0 | 0 | 0 | 0 | 0 | 0 | 0 | 251998.3149 | -38221.2432 | 0 | 0 | 0 | 0 | 0 | 0 | 0 | 0 | 0 | 0 | 0 | 0 | 0 | 0 | 0
2016-03-11 18:00 | 0 | 0 | 0 | 0 | 0 | 0 | 652898.9479 | 429771 | 0 | 0 | 0 | 0 | 1624821.4733 | 1006177.5337 | 0 | 0 | 0 | 0 | 0 | 0 | 0 | 0 | 0 | 0 | 0 | 0 | 0 | 0 | 0 | 0 | 251998.3149 | -28870.3671 | 0 | 0 | 0 | 0 | 0 | 0 | 0 | 0 | 0 | 0 | 0 | 0 | 0 | 0 | 0
2016-03-11 19:00 | 0 | 0 | 0 | 0 | 0 | 0 | 648473.532 | 429113 | 0 | 0 | 0 | 0 | 1876819.7883 | 973539.7508 | 0 | 0 | 0 | 0 | 0 | 0 | 0 | 0 | 0 | 0 | 0 | 0 | 0 | 0 | 0 | 0 | 251998.3149 | -32637.7829 | 0 | 0 | 0 | 0 | 0 | 0 | 0 | 0 | 0 | 0 | 0 | 0 | 0 | 0 | 0
2016-03-11 20:00 | 0 | 0 | 0 | 0 | 0 | 0 | 639439.9008 | 426720 | 0 | 0 | 0 | 0 | 2128818.1032 | 934261.3367 | 0 | 0 | 0 | 0 | 0 | 0 | 0 | 0 | 0 | 0 | 0 | 0 | 0 | 0 | 0 | 0 | 251998.3149 | -39278.4141 | 0 | 0 | 0 | 0 | 0 | 0 | 0 | 0 | 0 | 0 | 0 | 0 | 0 | 0 | 0
2016-03-11 21:00 | 0 | 0 | 0 | 0 | 0 | 0 | 613191.7304 | 424934 | 0 | 0 | 0 | 0 | 2201350.1143 | 1049987.056 | 0 | 0 | 0 | 0 | 0 | 0 | 0 | 0 | 0 | 0 | 0 | 0 | 0 | 0 | 0 | 0 | 72532.0111 | 115725.7193 | 0 | 0 | 0 | 0 | 0 | 0 | 0 | 0 | 0 | 0 | 0 | 0 | 0 | 0 | 0
2016-03-11 22:00 | 0 | 0 | 0 | 0 | 0 | 0 | 546658.9711 | 422823 | 0 | 0 | 0 | 0 | 2440911.8047 | 934261.3367 | 0 | 0 | 0 | 0 | 0 | 0 | 0 | 0 | 0 | 0 | 0 | 0 | 0 | 0 | 0 | 0 | 239561.6904 | -115725.7193 | 0 | 0 | 0 | 0 | 0 | 0 | 0 | 0 | 0 | 0 | 0 | 0 | 0 | 0 | 0
2016-03-11 23:00 | 0 | 0 | 0 | 0 | 0 | 0 | 392957.3881 | 424991 | 0 | 0 | 0 | 0 | 2524603.9121 | 818535.6174 | 0 | 0 | 0 | 0 | 0 | 0 | 0 | 0 | 0 | 0 | 0 | 0 | 0 | 0 | 0 | 0 | 83692.1074 | -115725.7193 | 0 | 0 | 0 | 0 | 0 | 0 | 0 | 0 | 0 | 0 | 0 | 0 | 0 | 0 | 0
2016-03-12 | 0 | 0 | 0 | 0 | 0 | 0 | 116565.1398 | 430809 | 0 | 0 | 0 | 0 | 2326085.7712 | 702809.8981 | 0 | 0 | 0 | 0 | 0 | 0 | 0 | 0 | 0 | 0 | 0 | 0 | 0 | 0 | 0 | 0 | -198518.1409 | -115725.7193 | 0 | 0 | 0 | 0 | 0 | 0 | 0 | 0 | 0 | 0 | 0 | 0 | 0 | 0 | 0
2016-03-12 01:00 | 0 | 0 | 0 | 0 | 0 | 58286.1042 | 2633.8616 | 428644 | 0 | 0 | 0 | 0 | 2074087.4563 | 587084.1788 | 0 | 0 | 0 | 0 | 0 | 0 | 0 | 0 | 0 | 0 | 0 | 0 | 0 | 0 | 0 | 0 | -251998.3149 | -115725.7193 | 0 | 0 | 0 | 0 | 0 | 0 | 0 | 0 | 0 | 0 | 0 | 0 | 0 | 0 | 0
2016-03-12 02:00 | 0 | 0 | 0 | 0 | 0 | 553938.5956 | 0 | 417666 | 0 | 0 | 0 | 0 | 2326085.7712 | 471358.4595 | 0 | 0 | 0 | 0 | 0 | 0 | 0 | 0 | 0 | 0 | 0 | 0 | 0 | 0 | 0 | 0 | 251998.3149 | -115725.7193 | 0 | 0 | 0 | 0 | 0 | 0 | 0 | 0 | 0 | 0 | 0 | 0 | 0 | 0 | 0
2016-03-12 03:00 | 0 | 0 | 0 | 0 | 0 | 268684.4044 | 0 | 404957 | 0 | 0 | 0 | 0 | 2074087.4563 | 587084.1788 | 0 | 0 | 0 | 0 | 0 | 0 | 0 | 0 | 0 | 0 | 0 | 0 | 0 | 0 | 0 | 0 | -251998.3149 | 115725.7193 | 0 | 0 | 0 | 0 | 0 | 0 | 0 | 0 | 0 | 0 | 0 | 0 | 0 | 0 | 0
2016-03-12 04:00 | 0 | 0 | 0 | 0 | 0 | 14439.9658 | 0 | 382164 | 0 | 0 | 0 | 0 | 1822089.1413 | 471358.4595 | 0 | 0 | 0 | 0 | 0 | 0 | 0 | 0 | 0 | 0 | 0 | 0 | 0 | 0 | 0 | 0 | -251998.3149 | -115725.7193 | 0 | 0 | 0 | 0 | 0 | 0 | 0 | 0 | 0 | 0 | 0 | 0 | 0 | 0 | 0
2016-03-12 05:00 | 0 | 0 | 0 | 0 | 0 | 0 | 0 | 364958 | 0 | 0 | 0 | 0 | 1570090.8264 | 358398.7745 | 0 | 0 | 0 | 0 | 0 | 0 | 0 | 0 | 0 | 0 | 0 | 0 | 0 | 0 | 0 | 0 | -251998.3149 | -112959.6851 | 0 | 0 | 0 | 0 | 0 | 0 | 0 | 0 | 0 | 0 | 0 | 0 | 0 | 0 | 0
2016-03-12 06:00 | 0 | 0 | 0 | 0 | 0 | 486603.5956 | 0 | 350331 | 0 | 0 | 0 | 0 | 1822089.1413 | 242673.0552 | 0 | 0 | 0 | 0 | 0 | 0 | 0 | 0 | 0 | 0 | 0 | 0 | 0 | 0 | 0 | 0 | 251998.3149 | -115725.7193 | 0 | 0 | 0 | 0 | 0 | 0 | 0 | 0 | 0 | 0 | 0 | 0 | 0 | 0 | 0
2016-03-12 07:00 | 0 | 0 | 0 | 0 | 0 | 0 | 0 | 338382 | 0 | 0 | 0 | 0 | 1570090.8264 | 156289.3701 | 0 | 0 | 0 | 0 | 0 | 0 | 0 | 0 | 0 | 0 | 0 | 0 | 0 | 0 | 0 | 0 | -251998.3149 | -86383.6851 | 0 | 0 | 0 | 0 | 0 | 0 | 0 | 0 | 0 | 0 | 0 | 0 | 0 | 0 | 0
2016-03-12 08:00 | 0 | 0 | 0 | 0 | 0 | 0 | 0 | 331415 | 0 | 0 | 0 | 0 | 1318092.5114 | 76872.6851 | 0 | 0 | 0 | 0 | 0 | 0 | 0 | 0 | 0 | 0 | 0 | 0 | 0 | 0 | 0 | 0 | -251998.3149 | -79416.6851 | 0 | 0 | 0 | 0 | 0 | 0 | 0 | 0 | 0 | 0 | 0 | 0 | 0 | 0 | 0
2016-03-12 09:00 | 0 | 0 | 0 | 0 | 0 | 0 | 0 | 328871 | 0 | 0 | 0 | 0 | 1066094.1965 | 0 | 0 | 0 | 0 | 0 | 0 | 0 | 0 | 0 | 0 | 0 | 0 | 0 | 0 | 0 | 0 | 0 | -251998.3149 | -76872.6851 | 0 | 0 | 0 | 0 | 0 | 0 | 0 | 0 | 0 | 0 | 0 | 0 | 0 | 0 | 0
2016-03-12 10:00 | 0 | 0 | 0 | 0 | 0 | 194908.4044 | 0 | 331181 | 0 | 0 | 0 | 0 | 814095.8816 | 115725.7193 | 0 | 0 | 0 | 0 | 0 | 0 | 0 | 0 | 0 | 0 | 0 | 0 | 0 | 0 | 0 | 0 | -251998.3149 | 115725.7193 | 0 | 0 | 0 | 0 | 0 | 0 | 0 | 0 | 0 | 0 | 0 | 0 | 0 | 0 | 0
2016-03-12 11:00 | 0 | 0 | 0 | 0 | 0 | 0 | 0 | 337640 | 0 | 0 | 0 | 0 | 562097.5666 | 30084.0342 | 0 | 0 | 0 | 0 | 0 | 0 | 0 | 0 | 0 | 0 | 0 | 0 | 0 | 0 | 0 | 0 | -251998.3149 | -85641.6851 | 0 | 0 | 0 | 0 | 0 | 0 | 0 | 0 | 0 | 0 | 0 | 0 | 0 | 0 | 0
2016-03-12 12:00 | 0 | 0 | 0 | 0 | 0 | 433541.9859 | 0 | 348302 | 0 | 0 | 0 | 0 | 561695.8674 | 115725.7193 | 0 | 0 | 0 | 0 | 0 | 0 | 0 | 0 | 0 | 0 | 0 | 0 | 0 | 0 | 0 | 0 | -401.6992 | 85641.6851 | 0 | 0 | 0 | 0 | 0 | 0 | 0 | 0 | 0 | 0 | 0 | 0 | 0 | 0 | 0
2016-03-12 13:00 | 0 | 0 | 0 | 0 | 0 | 0 | 24354.6004 | 362752 | 0 | 0 | 0 | 0 | 339024.1872 | 0 | 0 | 0 | 0 | 0 | 0 | 0 | 0 | 0 | 0 | 0 | 0 | 0 | 0 | 0 | 0 | 0 | -222671.6803 | -115725.7193 | 0 | 0 | 0 | 0 | 0 | 0 | 0 | 0 | 0 | 0 | 0 | 0 | 0 | 0 | 0
2016-03-12 14:00 | 0 | 0 | 0 | 0 | 0 | 0 | 335414.2567 | 377676 | 0 | 0 | 0 | 0 | 296762.4438 | 0 | 0 | 0 | 0 | 0 | 0 | 0 | 0 | 0 | 0 | 0 | 0 | 0 | 0 | 0 | 0 | 0 | -42261.7433 | 0 | 0 | 0 | 0 | 0 | 0 | 0 | 0 | 0 | 0 | 0 | 0 | 0 | 0 | 0 | 0
2016-03-12 15:00 | 0 | 0 | 0 | 0 | 0 | 0 | 677944.2953 | 388255 | 0 | 0 | 0 | 0 | 548760.7588 | 37690.9803 | 0 | 0 | 0 | 0 | 0 | 0 | 0 | 0 | 0 | 0 | 0 | 0 | 0 | 0 | 0 | 0 | 251998.3149 | 37690.9803 | 0 | 0 | 0 | 0 | 0 | 0 | 0 | 0 | 0 | 0 | 0 | 0 | 0 | 0 | 0
2016-03-12 16:00 | 0 | 0 | 0 | 0 | 0 | 0 | 761199.0342 | 393475 | 0 | 0 | 0 | 0 | 800759.0737 | 153416.6996 | 0 | 0 | 0 | 0 | 0 | 0 | 0 | 0 | 0 | 0 | 0 | 0 | 0 | 0 | 0 | 0 | 251998.3149 | 115725.7193 | 0 | 0 | 0 | 0 | 0 | 0 | 0 | 0 | 0 | 0 | 0 | 0 | 0 | 0 | 0
2016-03-12 17:00 | 0 | 0 | 0 | 0 | 0 | 0 | 762182.0342 | 394458 | 0 | 0 | 0 | 0 | 1052757.3887 | 269142.4189 | 0 | 0 | 0 | 0 | 0 | 0 | 0 | 0 | 0 | 0 | 0 | 0 | 0 | 0 | 0 | 0 | 251998.3149 | 115725.7193 | 0 | 0 | 0 | 0 | 0 | 0 | 0 | 0 | 0 | 0 | 0 | 0 | 0 | 0 | 0
2016-03-12 18:00 | 0 | 0 | 0 | 0 | 0 | 0 | 761112.0342 | 393388 | 0 | 0 | 0 | 0 | 1304755.7036 | 384868.1382 | 0 | 0 | 0 | 0 | 0 | 0 | 0 | 0 | 0 | 0 | 0 | 0 | 0 | 0 | 0 | 0 | 251998.3149 | 115725.7193 | 0 | 0 | 0 | 0 | 0 | 0 | 0 | 0 | 0 | 0 | 0 | 0 | 0 | 0 | 0
2016-03-12 19:00 | 0 | 0 | 0 | 0 | 0 | 0 | 758076.1531 | 391365 | 0 | 0 | 0 | 0 | 1556754.0186 | 499580.9764 | 0 | 0 | 0 | 0 | 0 | 0 | 0 | 0 | 0 | 0 | 0 | 0 | 0 | 0 | 0 | 0 | 251998.3149 | 114712.8381 | 0 | 0 | 0 | 0 | 0 | 0 | 0 | 0 | 0 | 0 | 0 | 0 | 0 | 0 | 0
2016-03-12 20:00 | 0 | 0 | 0 | 0 | 0 | 0 | 758109.0342 | 390385 | 0 | 0 | 0 | 0 | 1808752.3335 | 615306.6957 | 0 | 0 | 0 | 0 | 0 | 0 | 0 | 0 | 0 | 0 | 0 | 0 | 0 | 0 | 0 | 0 | 251998.3149 | 115725.7193 | 0 | 0 | 0 | 0 | 0 | 0 | 0 | 0 | 0 | 0 | 0 | 0 | 0 | 0 | 0
2016-03-12 21:00 | 0 | 0 | 0 | 0 | 0 | 0 | 758499.0342 | 390775 | 0 | 0 | 0 | 0 | 2060750.6485 | 731032.415 | 0 | 0 | 0 | 0 | 0 | 0 | 0 | 0 | 0 | 0 | 0 | 0 | 0 | 0 | 0 | 0 | 251998.3149 | 115725.7193 | 0 | 0 | 0 | 0 | 0 | 0 | 0 | 0 | 0 | 0 | 0 | 0 | 0 | 0 | 0
2016-03-12 22:00 | 0 | 0 | 0 | 0 | 0 | 0 | 713046.1865 | 392732 | 0 | 0 | 0 | 0 | 2312748.9634 | 799348.2865 | 0 | 0 | 0 | 0 | 0 | 0 | 0 | 0 | 0 | 0 | 0 | 0 | 0 | 0 | 0 | 0 | 251998.3149 | 68315.8715 | 0 | 0 | 0 | 0 | 0 | 0 | 0 | 0 | 0 | 0 | 0 | 0 | 0 | 0 | 0
2016-03-12 23:00 | 0 | 0 | 0 | 0 | 0 | 0 | 567768.7984 | 399719 | 0 | 0 | 0 | 0 | 2564747.2783 | 715399.77 | 0 | 0 | 0 | 0 | 0 | 0 | 0 | 0 | 0 | 0 | 0 | 0 | 0 | 0 | 0 | 0 | 251998.3149 | -83948.5165 | 0 | 0 | 0 | 0 | 0 | 0 | 0 | 0 | 0 | 0 | 0 | 0 | 0 | 0 | 0
2016-03-13 | 0 | 0 | 0 | 0 | 0 | 0 | 204858.9308 | 407436 | 0 | 0 | 0 | 0 | 2477895.9284 | 599674.0507 | 0 | 0 | 0 | 0 | 0 | 0 | 0 | 0 | 0 | 0 | 0 | 0 | 0 | 0 | 0 | 0 | -86851.3499 | -115725.7193 | 0 | 0 | 0 | 0 | 0 | 0 | 0 | 0 | 0 | 0 | 0 | 0 | 0 | 0 | 0
2016-03-13 01:00 | 0 | 0 | 0 | 0 | 0 | 34890.1788 | 3901.7869 | 406516 | 0 | 0 | 0 | 0 | 2225897.6135 | 483948.3314 | 0 | 0 | 0 | 0 | 0 | 0 | 0 | 0 | 0 | 0 | 0 | 0 | 0 | 0 | 0 | 0 | -251998.3149 | -115725.7193 | 0 | 0 | 0 | 0 | 0 | 0 | 0 | 0 | 0 | 0 | 0 | 0 | 0 | 0 | 0
2016-03-13 02:00 | 0 | 0 | 0 | 0 | 0 | 262603.4044 | 0 | 398876 | 0 | 0 | 0 | 0 | 1973899.2985 | 599674.0507 | 0 | 0 | 0 | 0 | 0 | 0 | 0 | 0 | 0 | 0 | 0 | 0 | 0 | 0 | 0 | 0 | -251998.3149 | 115725.7193 | 0 | 0 | 0 | 0 | 0 | 0 | 0 | 0 | 0 | 0 | 0 | 0 | 0 | 0 | 0
2016-03-13 03:00 | 0 | 0 | 0 | 0 | 0 | 18566.9658 | 0 | 386291 | 0 | 0 | 0 | 0 | 1721900.9836 | 483948.3314 | 0 | 0 | 0 | 0 | 0 | 0 | 0 | 0 | 0 | 0 | 0 | 0 | 0 | 0 | 0 | 0 | -251998.3149 | -115725.7193 | 0 | 0 | 0 | 0 | 0 | 0 | 0 | 0 | 0 | 0 | 0 | 0 | 0 | 0 | 0
2016-03-13 04:00 | 0 | 0 | 0 | 0 | 0 | 504661.5956 | 0 | 368389 | 0 | 0 | 0 | 0 | 1973899.2985 | 368222.6121 | 0 | 0 | 0 | 0 | 0 | 0 | 0 | 0 | 0 | 0 | 0 | 0 | 0 | 0 | 0 | 0 | 251998.3149 | -115725.7193 | 0 | 0 | 0 | 0 | 0 | 0 | 0 | 0 | 0 | 0 | 0 | 0 | 0 | 0 | 0
2016-03-13 05:00 | 0 | 0 | 0 | 0 | 0 | 214788.4044 | 0 | 351061 | 0 | 0 | 0 | 0 | 1721900.9836 | 483948.3314 | 0 | 0 | 0 | 0 | 0 | 0 | 0 | 0 | 0 | 0 | 0 | 0 | 0 | 0 | 0 | 0 | -251998.3149 | 115725.7193 | 0 | 0 | 0 | 0 | 0 | 0 | 0 | 0 | 0 | 0 | 0 | 0 | 0 | 0 | 0
2016-03-13 06:00 | 0 | 0 | 0 | 0 | 0 | 0 | 0 | 337314 | 0 | 0 | 0 | 0 | 1469902.6686 | 398632.6463 | 0 | 0 | 0 | 0 | 0 | 0 | 0 | 0 | 0 | 0 | 0 | 0 | 0 | 0 | 0 | 0 | -251998.3149 | -85315.6851 | 0 | 0 | 0 | 0 | 0 | 0 | 0 | 0 | 0 | 0 | 0 | 0 | 0 | 0 | 0
2016-03-13 07:00 | 0 | 0 | 0 | 0 | 0 | 0 | 0 | 327141 | 0 | 0 | 0 | 0 | 1217904.3537 | 323489.9613 | 0 | 0 | 0 | 0 | 0 | 0 | 0 | 0 | 0 | 0 | 0 | 0 | 0 | 0 | 0 | 0 | -251998.3149 | -75142.6851 | 0 | 0 | 0 | 0 | 0 | 0 | 0 | 0 | 0 | 0 | 0 | 0 | 0 | 0 | 0
2016-03-13 08:00 | 0 | 0 | 0 | 0 | 0 | 0 | 0 | 320515 | 0 | 0 | 0 | 0 | 965906.0387 | 254973.2762 | 0 | 0 | 0 | 0 | 0 | 0 | 0 | 0 | 0 | 0 | 0 | 0 | 0 | 0 | 0 | 0 | -251998.3149 | -68516.6851 | 0 | 0 | 0 | 0 | 0 | 0 | 0 | 0 | 0 | 0 | 0 | 0 | 0 | 0 | 0
2016-03-13 09:00 | 0 | 0 | 0 | 0 | 0 | 0 | 0 | 318901 | 0 | 0 | 0 | 0 | 755994.9448 | 145983.3701 | 0 | 0 | 0 | 0 | 0 | 0 | 0 | 0 | 0 | 0 | 0 | 0 | 0 | 0 | 0 | 0 | -209911.0939 | -108989.9061 | 0 | 0 | 0 | 0 | 0 | 0 | 0 | 0 | 0 | 0 | 0 | 0 | 0 | 0 | 0
2016-03-13 10:00 | 0 | 0 | 0 | 0 | 0 | 0 | 0 | 322082 | 0 | 0 | 0 | 0 | 503996.6299 | 75899.6851 | 0 | 0 | 0 | 0 | 0 | 0 | 0 | 0 | 0 | 0 | 0 | 0 | 0 | 0 | 0 | 0 | -251998.3149 | -70083.6851 | 0 | 0 | 0 | 0 | 0 | 0 | 0 | 0 | 0 | 0 | 0 | 0 | 0 | 0 | 0
2016-03-13 11:00 | 0 | 0 | 0 | 0 | 0 | 0 | 0 | 327898 | 0 | 0 | 0 | 0 | 251998.3149 | 0 | 0 | 0 | 0 | 0 | 0 | 0 | 0 | 0 | 0 | 0 | 0 | 0 | 0 | 0 | 0 | 0 | -251998.3149 | -75899.6851 | 0 | 0 | 0 | 0 | 0 | 0 | 0 | 0 | 0 | 0 | 0 | 0 | 0 | 0 | 0
2016-03-13 12:00 | 0 | 0 | 0 | 0 | 0 | 84579.6851 | 0 | 336578 | 0 | 0 | 0 | 0 | 0 | 0 | 0 | 0 | 0 | 0 | 0 | 0 | 0 | 0 | 0 | 0 | 0 | 0 | 0 | 0 | 0 | 0 | -251998.3149 | 0 | 0 | 0 | 0 | 0 | 0 | 0 | 0 | 0 | 0 | 0 | 0 | 0 | 0 | 0 | 0
2016-03-13 13:00 | 0 | 0 | 0 | 0 | 0 | 309080.7184 | 40792.2816 | 349873 | 0 | 0 | 0 | 0 | 0 | 0 | 0 | 0 | 0 | 0 | 0 | 0 | 0 | 0 | 0 | 0 | 0 | 0 | 0 | 0 | 0 | 0 | 0 | 0 | 0 | 0 | 0 | 0 | 0 | 0 | 0 | 0 | 0 | 0 | 0 | 0 | 0 | 0 | 0
2016-03-13 14:00 | 0 | 0 | 0 | 0 | 0 | 0 | 403731.255 | 364303 | 0 | 0 | 0 | 0 | 39428.255 | 0 | 0 | 0 | 0 | 0 | 0 | 0 | 0 | 0 | 0 | 0 | 0 | 0 | 0 | 0 | 0 | 0 | 39428.255 | 0 | 0 | 0 | 0 | 0 | 0 | 0 | 0 | 0 | 0 | 0 | 0 | 0 | 0 | 0 | 0
2016-03-13 15:00 | 0 | 0 | 0 | 0 | 0 | 0 | 674131.4163 | 374745 | 0 | 0 | 0 | 0 | 223088.9519 | 115725.7193 | 0 | 0 | 0 | 0 | 0 | 0 | 0 | 0 | 0 | 0 | 0 | 0 | 0 | 0 | 0 | 0 | 183660.697 | 115725.7193 | 0 | 0 | 0 | 0 | 0 | 0 | 0 | 0 | 0 | 0 | 0 | 0 | 0 | 0 | 0
2016-03-13 16:00 | 0 | 0 | 0 | 0 | 0 | 0 | 732121.0771 | 383345 | 0 | 0 | 0 | 0 | 456139.3098 | 231451.4386 | 0 | 0 | 0 | 0 | 0 | 0 | 0 | 0 | 0 | 0 | 0 | 0 | 0 | 0 | 0 | 0 | 233050.3578 | 115725.7193 | 0 | 0 | 0 | 0 | 0 | 0 | 0 | 0 | 0 | 0 | 0 | 0 | 0 | 0 | 0
2016-03-13 17:00 | 0 | 0 | 0 | 0 | 0 | 0 | 739200.304 | 389604 | 0 | 0 | 0 | 0 | 708137.6247 | 329049.4276 | 0 | 0 | 0 | 0 | 0 | 0 | 0 | 0 | 0 | 0 | 0 | 0 | 0 | 0 | 0 | 0 | 251998.3149 | 97597.989 | 0 | 0 | 0 | 0 | 0 | 0 | 0 | 0 | 0 | 0 | 0 | 0 | 0 | 0 | 0
2016-03-13 18:00 | 0 | 0 | 0 | 0 | 0 | 0 | 724957.6169 | 392033 | 0 | 0 | 0 | 0 | 960135.9397 | 409975.7296 | 0 | 0 | 0 | 0 | 0 | 0 | 0 | 0 | 0 | 0 | 0 | 0 | 0 | 0 | 0 | 0 | 251998.3149 | 80926.302 | 0 | 0 | 0 | 0 | 0 | 0 | 0 | 0 | 0 | 0 | 0 | 0 | 0 | 0 | 0
2016-03-13 19:00 | 0 | 0 | 0 | 0 | 0 | 0 | 711152.5713 | 392600 | 0 | 0 | 0 | 0 | 1189273.6846 | 499390.556 | 0 | 0 | 0 | 0 | 0 | 0 | 0 | 0 | 0 | 0 | 0 | 0 | 0 | 0 | 0 | 0 | 229137.7449 | 89414.8264 | 0 | 0 | 0 | 0 | 0 | 0 | 0 | 0 | 0 | 0 | 0 | 0 | 0 | 0 | 0
2016-03-13 20:00 | 0 | 0 | 0 | 0 | 0 | 0 | 705457.2779 | 394457 | 0 | 0 | 0 | 0 | 1441271.9995 | 558392.519 | 0 | 0 | 0 | 0 | 0 | 0 | 0 | 0 | 0 | 0 | 0 | 0 | 0 | 0 | 0 | 0 | 251998.3149 | 59001.963 | 0 | 0 | 0 | 0 | 0 | 0 | 0 | 0 | 0 | 0 | 0 | 0 | 0 | 0 | 0
2016-03-13 21:00 | 0 | 0 | 0 | 0 | 0 | 0 | 685942.8722 | 398498 | 0 | 0 | 0 | 0 | 1612991.1525 | 674118.2383 | 0 | 0 | 0 | 0 | 0 | 0 | 0 | 0 | 0 | 0 | 0 | 0 | 0 | 0 | 0 | 0 | 171719.1529 | 115725.7193 | 0 | 0 | 0 | 0 | 0 | 0 | 0 | 0 | 0 | 0 | 0 | 0 | 0 | 0 | 0
2016-03-13 22:00 | 0 | 0 | 0 | 0 | 0 | 0 | 629112.9396 | 402033 | 0 | 0 | 0 | 0 | 1724345.3728 | 789843.9576 | 0 | 0 | 0 | 0 | 0 | 0 | 0 | 0 | 0 | 0 | 0 | 0 | 0 | 0 | 0 | 0 | 111354.2203 | 115725.7193 | 0 | 0 | 0 | 0 | 0 | 0 | 0 | 0 | 0 | 0 | 0 | 0 | 0 | 0 | 0
2016-03-13 23:00 | 0 | 0 | 0 | 0 | 0 | 0 | 455307.7617 | 407399 | 0 | 0 | 0 | 0 | 1656528.4152 | 905569.6769 | 0 | 0 | 0 | 0 | 0 | 0 | 0 | 0 | 0 | 0 | 0 | 0 | 0 | 0 | 0 | 0 | -67816.9576 | 115725.7193 | 0 | 0 | 0 | 0 | 0 | 0 | 0 | 0 | 0 | 0 | 0 | 0 | 0 | 0 | 0
2016-03-14 | 0 | 0 | 0 | 0 | 0 | 0 | 155025.7552 | 415290 | 0 | 0 | 0 | 0 | 1511989.8897 | 789843.9576 | 0 | 0 | 0 | 0 | 0 | 0 | 0 | 0 | 0 | 0 | 0 | 0 | 0 | 0 | 0 | 0 | -144538.5255 | -115725.7193 | 0 | 0 | 0 | 0 | 0 | 0 | 0 | 0 | 0 | 0 | 0 | 0 | 0 | 0 | 0
2016-03-14 01:00 | 0 | 0 | 0 | 0 | 0 | 45824.4343 | 2866.5315 | 416415 | 0 | 0 | 0 | 0 | 1259991.5747 | 674118.2383 | 0 | 0 | 0 | 0 | 0 | 0 | 0 | 0 | 0 | 0 | 0 | 0 | 0 | 0 | 0 | 0 | -251998.3149 | -115725.7193 | 0 | 0 | 0 | 0 | 0 | 0 | 0 | 0 | 0 | 0 | 0 | 0 | 0 | 0 | 0
2016-03-14 02:00 | 0 | 0 | 0 | 0 | 0 | 36999.9658 | 0 | 404724 | 0 | 0 | 0 | 0 | 1007993.2598 | 558392.519 | 0 | 0 | 0 | 0 | 0 | 0 | 0 | 0 | 0 | 0 | 0 | 0 | 0 | 0 | 0 | 0 | -251998.3149 | -115725.7193 | 0 | 0 | 0 | 0 | 0 | 0 | 0 | 0 | 0 | 0 | 0 | 0 | 0 | 0 | 0
2016-03-14 03:00 | 0 | 0 | 0 | 0 | 0 | 17312.9658 | 0 | 385037 | 0 | 0 | 0 | 0 | 755994.9448 | 442666.7997 | 0 | 0 | 0 | 0 | 0 | 0 | 0 | 0 | 0 | 0 | 0 | 0 | 0 | 0 | 0 | 0 | -251998.3149 | -115725.7193 | 0 | 0 | 0 | 0 | 0 | 0 | 0 | 0 | 0 | 0 | 0 | 0 | 0 | 0 | 0
2016-03-14 04:00 | 0 | 0 | 0 | 0 | 0 | 0 | 0 | 361989 | 0 | 0 | 0 | 0 | 503996.6299 | 332676.1146 | 0 | 0 | 0 | 0 | 0 | 0 | 0 | 0 | 0 | 0 | 0 | 0 | 0 | 0 | 0 | 0 | -251998.3149 | -109990.6851 | 0 | 0 | 0 | 0 | 0 | 0 | 0 | 0 | 0 | 0 | 0 | 0 | 0 | 0 | 0
2016-03-14 05:00 | 0 | 0 | 0 | 0 | 0 | 0 | 0 | 343022 | 0 | 0 | 0 | 0 | 251998.3149 | 241652.4296 | 0 | 0 | 0 | 0 | 0 | 0 | 0 | 0 | 0 | 0 | 0 | 0 | 0 | 0 | 0 | 0 | -251998.3149 | -91023.6851 | 0 | 0 | 0 | 0 | 0 | 0 | 0 | 0 | 0 | 0 | 0 | 0 | 0 | 0 | 0
2016-03-14 06:00 | 0 | 0 | 0 | 0 | 0 | 0 | 0 | 331889 | 0 | 0 | 0 | 0 | 0 | 161761.7445 | 0 | 0 | 0 | 0 | 0 | 0 | 0 | 0 | 0 | 0 | 0 | 0 | 0 | 0 | 0 | 0 | -251998.3149 | -79890.6851 | 0 | 0 | 0 | 0 | 0 | 0 | 0 | 0 | 0 | 0 | 0 | 0 | 0 | 0 | 0
2016-03-14 07:00 | 0 | 0 | 0 | 0 | 0 | 444124.5993 | 0 | 325049 | 0 | 0 | 0 | 0 | 234801.3186 | 46036.0252 | 0 | 0 | 0 | 0 | 0 | 0 | 0 | 0 | 0 | 0 | 0 | 0 | 0 | 0 | 0 | 0 | 234801.3186 | -115725.7193 | 0 | 0 | 0 | 0 | 0 | 0 | 0 | 0 | 0 | 0 | 0 | 0 | 0 | 0 | 0
2016-03-14 08:00 | 0 | 0 | 0 | 0 | 0 | 473416.7496 | 0 | 326183 | 0 | 0 | 0 | 0 | 428071.0935 | 0 | 0 | 0 | 0 | 0 | 0 | 0 | 0 | 0 | 0 | 0 | 0 | 0 | 0 | 0 | 0 | 0 | 193269.7748 | -46036.0252 | 0 | 0 | 0 | 0 | 0 | 0 | 0 | 0 | 0 | 0 | 0 | 0 | 0 | 0 | 0
2016-03-14 09:00 | 0 | 0 | 0 | 0 | 0 | 273215.9065 | 0 | 338931 | 0 | 0 | 0 | 0 | 251998.3149 | 110357.6851 | 0 | 0 | 0 | 0 | 0 | 0 | 0 | 0 | 0 | 0 | 0 | 0 | 0 | 0 | 0 | 0 | -176072.7785 | 110357.6851 | 0 | 0 | 0 | 0 | 0 | 0 | 0 | 0 | 0 | 0 | 0 | 0 | 0 | 0 | 0
2016-03-14 10:00 | 0 | 0 | 0 | 0 | 0 | 0 | 0 | 362356 | 0 | 0 | 0 | 0 | 0 | 0 | 0 | 0 | 0 | 0 | 0 | 0 | 0 | 0 | 0 | 0 | 0 | 0 | 0 | 0 | 0 | 0 | -251998.3149 | -110357.6851 | 0 | 0 | 0 | 0 | 0 | 0 | 0 | 0 | 0 | 0 | 0 | 0 | 0 | 0 | 0
2016-03-14 11:00 | 0 | 0 | 0 | 0 | 0 | 391876 | 0 | 391876 | 0 | 0 | 0 | 0 | 0 | 0 | 0 | 0 | 0 | 0 | 0 | 0 | 0 | 0 | 0 | 0 | 0 | 0 | 0 | 0 | 0 | 0 | 0 | 0 | 0 | 0 | 0 | 0 | 0 | 0 | 0 | 0 | 0 | 0 | 0 | 0 | 0 | 0 | 0
2016-03-14 12:00 | 0 | 0 | 0 | 0 | 0 | 458842.6938 | 0 | 409185 | 0 | 0 | 0 | 0 | 49657.6938 | 0 | 0 | 0 | 0 | 0 | 0 | 0 | 0 | 0 | 0 | 0 | 0 | 0 | 0 | 0 | 0 | 0 | 49657.6938 | 0 | 0 | 0 | 0 | 0 | 0 | 0 | 0 | 0 | 0 | 0 | 0 | 0 | 0 | 0 | 0
2016-03-14 13:00 | 0 | 0 | 0 | 0 | 0 | 413504.6679 | 56353.2496 | 420455 | 0 | 0 | 0 | 0 | 0 | 99060.6112 | 0 | 0 | 0 | 0 | 0 | 0 | 0 | 0 | 0 | 0 | 0 | 0 | 0 | 0 | 0 | 0 | -49657.6938 | 99060.6112 | 0 | 0 | 0 | 0 | 0 | 0 | 0 | 0 | 0 | 0 | 0 | 0 | 0 | 0 | 0
2016-03-14 14:00 | 0 | 0 | 0 | 0 | 0 | 0 | 454325.9258 | 429944 | 0 | 0 | 0 | 0 | 123442.5371 | 0 | 0 | 0 | 0 | 0 | 0 | 0 | 0 | 0 | 0 | 0 | 0 | 0 | 0 | 0 | 0 | 0 | 123442.5371 | -99060.6112 | 0 | 0 | 0 | 0 | 0 | 0 | 0 | 0 | 0 | 0 | 0 | 0 | 0 | 0 | 0
2016-03-14 15:00 | 0 | 0 | 0 | 0 | 0 | 0 | 726830.394 | 437125 | 0 | 0 | 0 | 0 | 297422.2118 | 115725.7193 | 0 | 0 | 0 | 0 | 0 | 0 | 0 | 0 | 0 | 0 | 0 | 0 | 0 | 0 | 0 | 0 | 173979.6747 | 115725.7193 | 0 | 0 | 0 | 0 | 0 | 0 | 0 | 0 | 0 | 0 | 0 | 0 | 0 | 0 | 0
2016-03-14 16:00 | 0 | 0 | 0 | 0 | 0 | 0 | 791436.5071 | 440561 | 0 | 0 | 0 | 0 | 532571.9996 | 231451.4386 | 0 | 0 | 0 | 0 | 0 | 0 | 0 | 0 | 0 | 0 | 0 | 0 | 0 | 0 | 0 | 0 | 235149.7878 | 115725.7193 | 0 | 0 | 0 | 0 | 0 | 0 | 0 | 0 | 0 | 0 | 0 | 0 | 0 | 0 | 0
2016-03-14 17:00 | 0 | 0 | 0 | 0 | 0 | 0 | 790180.5473 | 443657 | 0 | 0 | 0 | 0 | 763369.8276 | 347177.1579 | 0 | 0 | 0 | 0 | 0 | 0 | 0 | 0 | 0 | 0 | 0 | 0 | 0 | 0 | 0 | 0 | 230797.828 | 115725.7193 | 0 | 0 | 0 | 0 | 0 | 0 | 0 | 0 | 0 | 0 | 0 | 0 | 0 | 0 | 0
2016-03-14 18:00 | 0 | 0 | 0 | 0 | 0 | 0 | 777057.1993 | 446603 | 0 | 0 | 0 | 0 | 978098.3076 | 462902.8772 | 0 | 0 | 0 | 0 | 0 | 0 | 0 | 0 | 0 | 0 | 0 | 0 | 0 | 0 | 0 | 0 | 214728.48 | 115725.7193 | 0 | 0 | 0 | 0 | 0 | 0 | 0 | 0 | 0 | 0 | 0 | 0 | 0 | 0 | 0
2016-03-14 19:00 | 0 | 0 | 0 | 0 | 0 | 0 | 767862.6167 | 448872 | 0 | 0 | 0 | 0 | 1181363.205 | 578628.5965 | 0 | 0 | 0 | 0 | 0 | 0 | 0 | 0 | 0 | 0 | 0 | 0 | 0 | 0 | 0 | 0 | 203264.8974 | 115725.7193 | 0 | 0 | 0 | 0 | 0 | 0 | 0 | 0 | 0 | 0 | 0 | 0 | 0 | 0 | 0
2016-03-14 20:00 | 0 | 0 | 0 | 0 | 0 | 0 | 773148.0479 | 450737 | 0 | 0 | 0 | 0 | 1388048.5336 | 694354.3158 | 0 | 0 | 0 | 0 | 0 | 0 | 0 | 0 | 0 | 0 | 0 | 0 | 0 | 0 | 0 | 0 | 206685.3286 | 115725.7193 | 0 | 0 | 0 | 0 | 0 | 0 | 0 | 0 | 0 | 0 | 0 | 0 | 0 | 0 | 0
2016-03-14 21:00 | 0 | 0 | 0 | 0 | 0 | 0 | 776434.1921 | 452592 | 0 | 0 | 0 | 0 | 1596165.0064 | 810080.0351 | 0 | 0 | 0 | 0 | 0 | 0 | 0 | 0 | 0 | 0 | 0 | 0 | 0 | 0 | 0 | 0 | 208116.4728 | 115725.7193 | 0 | 0 | 0 | 0 | 0 | 0 | 0 | 0 | 0 | 0 | 0 | 0 | 0 | 0 | 0
2016-03-14 22:00 | 0 | 0 | 0 | 0 | 0 | 0 | 739701.7839 | 452529 | 0 | 0 | 0 | 0 | 1767612.0711 | 925805.7544 | 0 | 0 | 0 | 0 | 0 | 0 | 0 | 0 | 0 | 0 | 0 | 0 | 0 | 0 | 0 | 0 | 171447.0646 | 115725.7193 | 0 | 0 | 0 | 0 | 0 | 0 | 0 | 0 | 0 | 0 | 0 | 0 | 0 | 0 | 0
2016-03-14 23:00 | 0 | 0 | 0 | 0 | 0 | 0 | 591130.0165 | 452786 | 0 | 0 | 0 | 0 | 2015986.5196 | 815775.3224 | 0 | 0 | 0 | 0 | 0 | 0 | 0 | 0 | 0 | 0 | 0 | 0 | 0 | 0 | 0 | 0 | 248374.4485 | -110030.432 | 0 | 0 | 0 | 0 | 0 | 0 | 0 | 0 | 0 | 0 | 0 | 0 | 0 | 0 | 0
2016-03-15 | 0 | 0 | 0 | 0 | 0 | 0 | 259700.9418 | 455067 | 0 | 0 | 0 | 0 | 1763988.2046 | 872407.5791 | 0 | 0 | 0 | 0 | 0 | 0 | 0 | 0 | 0 | 0 | 0 | 0 | 0 | 0 | 0 | 0 | -251998.3149 | 56632.2567 | 0 | 0 | 0 | 0 | 0 | 0 | 0 | 0 | 0 | 0 | 0 | 0 | 0 | 0 | 0
2016-03-15 01:00 | 0 | 0 | 0 | 0 | 0 | 188296.4463 | 6432.3114 | 447983 | 0 | 0 | 0 | 0 | 1511989.8897 | 871151.6517 | 0 | 0 | 0 | 0 | 0 | 0 | 0 | 0 | 0 | 0 | 0 | 0 | 0 | 0 | 0 | 0 | -251998.3149 | -1255.9274 | 0 | 0 | 0 | 0 | 0 | 0 | 0 | 0 | 0 | 0 | 0 | 0 | 0 | 0 | 0
2016-03-15 02:00 | 0 | 0 | 0 | 0 | 0 | 61241.9658 | 0 | 428966 | 0 | 0 | 0 | 0 | 1259991.5747 | 755425.9324 | 0 | 0 | 0 | 0 | 0 | 0 | 0 | 0 | 0 | 0 | 0 | 0 | 0 | 0 | 0 | 0 | -251998.3149 | -115725.7193 | 0 | 0 | 0 | 0 | 0 | 0 | 0 | 0 | 0 | 0 | 0 | 0 | 0 | 0 | 0
2016-03-15 03:00 | 0 | 0 | 0 | 0 | 0 | 38688.9658 | 0 | 406413 | 0 | 0 | 0 | 0 | 1007993.2598 | 639700.2131 | 0 | 0 | 0 | 0 | 0 | 0 | 0 | 0 | 0 | 0 | 0 | 0 | 0 | 0 | 0 | 0 | -251998.3149 | -115725.7193 | 0 | 0 | 0 | 0 | 0 | 0 | 0 | 0 | 0 | 0 | 0 | 0 | 0 | 0 | 0
2016-03-15 04:00 | 0 | 0 | 0 | 0 | 0 | 14628.9658 | 0 | 382353 | 0 | 0 | 0 | 0 | 755994.9448 | 523974.4938 | 0 | 0 | 0 | 0 | 0 | 0 | 0 | 0 | 0 | 0 | 0 | 0 | 0 | 0 | 0 | 0 | -251998.3149 | -115725.7193 | 0 | 0 | 0 | 0 | 0 | 0 | 0 | 0 | 0 | 0 | 0 | 0 | 0 | 0 | 0
2016-03-15 05:00 | 0 | 0 | 0 | 0 | 0 | 0 | 0 | 362173 | 0 | 0 | 0 | 0 | 503996.6299 | 413799.8087 | 0 | 0 | 0 | 0 | 0 | 0 | 0 | 0 | 0 | 0 | 0 | 0 | 0 | 0 | 0 | 0 | -251998.3149 | -110174.6851 | 0 | 0 | 0 | 0 | 0 | 0 | 0 | 0 | 0 | 0 | 0 | 0 | 0 | 0 | 0
2016-03-15 06:00 | 0 | 0 | 0 | 0 | 0 | 716309.0342 | 0 | 348585 | 0 | 0 | 0 | 0 | 755994.9448 | 529525.528 | 0 | 0 | 0 | 0 | 0 | 0 | 0 | 0 | 0 | 0 | 0 | 0 | 0 | 0 | 0 | 0 | 251998.3149 | 115725.7193 | 0 | 0 | 0 | 0 | 0 | 0 | 0 | 0 | 0 | 0 | 0 | 0 | 0 | 0 | 0
2016-03-15 07:00 | 0 | 0 | 0 | 0 | 0 | 476252.5956 | 0 | 339980 | 0 | 0 | 0 | 0 | 1007993.2598 | 413799.8087 | 0 | 0 | 0 | 0 | 0 | 0 | 0 | 0 | 0 | 0 | 0 | 0 | 0 | 0 | 0 | 0 | 251998.3149 | -115725.7193 | 0 | 0 | 0 | 0 | 0 | 0 | 0 | 0 | 0 | 0 | 0 | 0 | 0 | 0 | 0
2016-03-15 08:00 | 0 | 0 | 0 | 0 | 0 | 0 | 0 | 339086 | 0 | 0 | 0 | 0 | 755994.9448 | 326712.1236 | 0 | 0 | 0 | 0 | 0 | 0 | 0 | 0 | 0 | 0 | 0 | 0 | 0 | 0 | 0 | 0 | -251998.3149 | -87087.6851 | 0 | 0 | 0 | 0 | 0 | 0 | 0 | 0 | 0 | 0 | 0 | 0 | 0 | 0 | 0
2016-03-15 09:00 | 0 | 0 | 0 | 0 | 0 | 0 | 0 | 347259 | 0 | 0 | 0 | 0 | 503996.6299 | 231451.4386 | 0 | 0 | 0 | 0 | 0 | 0 | 0 | 0 | 0 | 0 | 0 | 0 | 0 | 0 | 0 | 0 | -251998.3149 | -95260.6851 | 0 | 0 | 0 | 0 | 0 | 0 | 0 | 0 | 0 | 0 | 0 | 0 | 0 | 0 | 0
2016-03-15 10:00 | 0 | 0 | 0 | 0 | 0 | 5407.9658 | 0 | 373132 | 0 | 0 | 0 | 0 | 251998.3149 | 115725.7193 | 0 | 0 | 0 | 0 | 0 | 0 | 0 | 0 | 0 | 0 | 0 | 0 | 0 | 0 | 0 | 0 | -251998.3149 | -115725.7193 | 0 | 0 | 0 | 0 | 0 | 0 | 0 | 0 | 0 | 0 | 0 | 0 | 0 | 0 | 0
2016-03-15 11:00 | 0 | 0 | 0 | 0 | 0 | 32528.9658 | 0 | 400253 | 0 | 0 | 0 | 0 | 0 | 0 | 0 | 0 | 0 | 0 | 0 | 0 | 0 | 0 | 0 | 0 | 0 | 0 | 0 | 0 | 0 | 0 | -251998.3149 | -115725.7193 | 0 | 0 | 0 | 0 | 0 | 0 | 0 | 0 | 0 | 0 | 0 | 0 | 0 | 0 | 0
2016-03-15 12:00 | 0 | 0 | 0 | 0 | 0 | 749137.5651 | 0 | 413051 | 0 | 0 | 0 | 0 | 251998.3149 | 84088.2502 | 0 | 0 | 0 | 0 | 0 | 0 | 0 | 0 | 0 | 0 | 0 | 0 | 0 | 0 | 0 | 0 | 251998.3149 | 84088.2502 | 0 | 0 | 0 | 0 | 0 | 0 | 0 | 0 | 0 | 0 | 0 | 0 | 0 | 0 | 0
2016-03-15 13:00 | 0 | 0 | 0 | 0 | 0 | 422494.3576 | 56076.8979 | 421080 | 0 | 0 | 0 | 0 | 393577.8207 | 0 | 0 | 0 | 0 | 0 | 0 | 0 | 0 | 0 | 0 | 0 | 0 | 0 | 0 | 0 | 0 | 0 | 141579.5058 | -84088.2502 | 0 | 0 | 0 | 0 | 0 | 0 | 0 | 0 | 0 | 0 | 0 | 0 | 0 | 0 | 0
2016-03-15 14:00 | 0 | 0 | 0 | 0 | 0 | 0 | 497775.3234 | 429798 | 0 | 0 | 0 | 0 | 345829.4248 | 115725.7193 | 0 | 0 | 0 | 0 | 0 | 0 | 0 | 0 | 0 | 0 | 0 | 0 | 0 | 0 | 0 | 0 | -47748.3959 | 115725.7193 | 0 | 0 | 0 | 0 | 0 | 0 | 0 | 0 | 0 | 0 | 0 | 0 | 0 | 0 | 0
2016-03-15 15:00 | 0 | 0 | 0 | 0 | 0 | 0 | 770704.3042 | 434747 | 0 | 0 | 0 | 0 | 597827.7397 | 199684.7085 | 0 | 0 | 0 | 0 | 0 | 0 | 0 | 0 | 0 | 0 | 0 | 0 | 0 | 0 | 0 | 0 | 251998.3149 | 83958.9892 | 0 | 0 | 0 | 0 | 0 | 0 | 0 | 0 | 0 | 0 | 0 | 0 | 0 | 0 | 0
2016-03-15 16:00 | 0 | 0 | 0 | 0 | 0 | 0 | 806468.0342 | 438744 | 0 | 0 | 0 | 0 | 849826.0547 | 315410.4278 | 0 | 0 | 0 | 0 | 0 | 0 | 0 | 0 | 0 | 0 | 0 | 0 | 0 | 0 | 0 | 0 | 251998.3149 | 115725.7193 | 0 | 0 | 0 | 0 | 0 | 0 | 0 | 0 | 0 | 0 | 0 | 0 | 0 | 0 | 0
2016-03-15 17:00 | 0 | 0 | 0 | 0 | 0 | 0 | 810213.0342 | 442489 | 0 | 0 | 0 | 0 | 1101824.3696 | 431136.1471 | 0 | 0 | 0 | 0 | 0 | 0 | 0 | 0 | 0 | 0 | 0 | 0 | 0 | 0 | 0 | 0 | 251998.3149 | 115725.7193 | 0 | 0 | 0 | 0 | 0 | 0 | 0 | 0 | 0 | 0 | 0 | 0 | 0 | 0 | 0
2016-03-15 18:00 | 0 | 0 | 0 | 0 | 0 | 12799.6195 | 800196.4147 | 445272 | 0 | 0 | 0 | 0 | 1353822.6846 | 546861.8664 | 0 | 0 | 0 | 0 | 0 | 0 | 0 | 0 | 0 | 0 | 0 | 0 | 0 | 0 | 0 | 0 | 251998.3149 | 115725.7193 | 0 | 0 | 0 | 0 | 0 | 0 | 0 | 0 | 0 | 0 | 0 | 0 | 0 | 0 | 0
2016-03-15 19:00 | 0 | 0 | 0 | 0 | 0 | 23941.6915 | 790998.3428 | 447216 | 0 | 0 | 0 | 0 | 1605820.9995 | 662587.5857 | 0 | 0 | 0 | 0 | 0 | 0 | 0 | 0 | 0 | 0 | 0 | 0 | 0 | 0 | 0 | 0 | 251998.3149 | 115725.7193 | 0 | 0 | 0 | 0 | 0 | 0 | 0 | 0 | 0 | 0 | 0 | 0 | 0 | 0 | 0
2016-03-15 20:00 | 0 | 0 | 0 | 0 | 0 | 0 | 794291.2866 | 450355 | 0 | 0 | 0 | 0 | 1834031.5669 | 778313.305 | 0 | 0 | 0 | 0 | 0 | 0 | 0 | 0 | 0 | 0 | 0 | 0 | 0 | 0 | 0 | 0 | 228210.5673 | 115725.7193 | 0 | 0 | 0 | 0 | 0 | 0 | 0 | 0 | 0 | 0 | 0 | 0 | 0 | 0 | 0
2016-03-15 21:00 | 0 | 0 | 0 | 0 | 0 | 0 | 785026.1644 | 453096 | 0 | 0 | 0 | 0 | 2086029.8818 | 858245.1544 | 0 | 0 | 0 | 0 | 0 | 0 | 0 | 0 | 0 | 0 | 0 | 0 | 0 | 0 | 0 | 0 | 251998.3149 | 79931.8494 | 0 | 0 | 0 | 0 | 0 | 0 | 0 | 0 | 0 | 0 | 0 | 0 | 0 | 0 | 0
2016-03-15 22:00 | 0 | 0 | 0 | 0 | 0 | 0 | 735019.4357 | 451827 | 0 | 0 | 0 | 0 | 2338028.1967 | 889439.2752 | 0 | 0 | 0 | 0 | 0 | 0 | 0 | 0 | 0 | 0 | 0 | 0 | 0 | 0 | 0 | 0 | 251998.3149 | 31194.1207 | 0 | 0 | 0 | 0 | 0 | 0 | 0 | 0 | 0 | 0 | 0 | 0 | 0 | 0 | 0
2016-03-15 23:00 | 0 | 0 | 0 | 0 | 0 | 0 | 586639.7183 | 453300 | 0 | 0 | 0 | 0 | 2355642.1958 | 1005164.9945 | 0 | 0 | 0 | 0 | 0 | 0 | 0 | 0 | 0 | 0 | 0 | 0 | 0 | 0 | 0 | 0 | 17613.9991 | 115725.7193 | 0 | 0 | 0 | 0 | 0 | 0 | 0 | 0 | 0 | 0 | 0 | 0 | 0 | 0 | 0
2016-03-16 | 0 | 0 | 0 | 0 | 0 | 0 | 255505.4609 | 457078 | 0 | 0 | 0 | 0 | 2248723.8003 | 910510.8509 | 0 | 0 | 0 | 0 | 0 | 0 | 0 | 0 | 0 | 0 | 0 | 0 | 0 | 0 | 0 | 0 | -106918.3955 | -94654.1436 | 0 | 0 | 0 | 0 | 0 | 0 | 0 | 0 | 0 | 0 | 0 | 0 | 0 | 0 | 0
2016-03-16 01:00 | 0 | 0 | 0 | 0 | 0 | 304856.8151 | 9046.5892 | 450176 | 0 | 0 | 0 | 0 | 1996725.4853 | 1026236.5702 | 0 | 0 | 0 | 0 | 0 | 0 | 0 | 0 | 0 | 0 | 0 | 0 | 0 | 0 | 0 | 0 | -251998.3149 | 115725.7193 | 0 | 0 | 0 | 0 | 0 | 0 | 0 | 0 | 0 | 0 | 0 | 0 | 0 | 0 | 0
2016-03-16 02:00 | 0 | 0 | 0 | 0 | 0 | 293622.4044 | 0 | 429895 | 0 | 0 | 0 | 0 | 1744727.1704 | 1141962.2895 | 0 | 0 | 0 | 0 | 0 | 0 | 0 | 0 | 0 | 0 | 0 | 0 | 0 | 0 | 0 | 0 | -251998.3149 | 115725.7193 | 0 | 0 | 0 | 0 | 0 | 0 | 0 | 0 | 0 | 0 | 0 | 0 | 0 | 0 | 0
2016-03-16 03:00 | 0 | 0 | 0 | 0 | 0 | 38265.9658 | 0 | 405990 | 0 | 0 | 0 | 0 | 1492728.8554 | 1026236.5702 | 0 | 0 | 0 | 0 | 0 | 0 | 0 | 0 | 0 | 0 | 0 | 0 | 0 | 0 | 0 | 0 | -251998.3149 | -115725.7193 | 0 | 0 | 0 | 0 | 0 | 0 | 0 | 0 | 0 | 0 | 0 | 0 | 0 | 0 | 0
2016-03-16 04:00 | 0 | 0 | 0 | 0 | 0 | 13811.9658 | 0 | 381536 | 0 | 0 | 0 | 0 | 1240730.5405 | 910510.8509 | 0 | 0 | 0 | 0 | 0 | 0 | 0 | 0 | 0 | 0 | 0 | 0 | 0 | 0 | 0 | 0 | -251998.3149 | -115725.7193 | 0 | 0 | 0 | 0 | 0 | 0 | 0 | 0 | 0 | 0 | 0 | 0 | 0 | 0 | 0
2016-03-16 05:00 | 0 | 0 | 0 | 0 | 0 | 499076.5956 | 0 | 362804 | 0 | 0 | 0 | 0 | 1492728.8554 | 794785.1316 | 0 | 0 | 0 | 0 | 0 | 0 | 0 | 0 | 0 | 0 | 0 | 0 | 0 | 0 | 0 | 0 | 251998.3149 | -115725.7193 | 0 | 0 | 0 | 0 | 0 | 0 | 0 | 0 | 0 | 0 | 0 | 0 | 0 | 0 | 0
2016-03-16 06:00 | 0 | 0 | 0 | 0 | 0 | 0 | 0 | 348463 | 0 | 0 | 0 | 0 | 1259991.5747 | 679059.4123 | 0 | 0 | 0 | 0 | 0 | 0 | 0 | 0 | 0 | 0 | 0 | 0 | 0 | 0 | 0 | 0 | -232737.2807 | -115725.7193 | 0 | 0 | 0 | 0 | 0 | 0 | 0 | 0 | 0 | 0 | 0 | 0 | 0 | 0 | 0
2016-03-16 07:00 | 0 | 0 | 0 | 0 | 0 | 0 | 0 | 340052 | 0 | 0 | 0 | 0 | 1007993.2598 | 591005.7273 | 0 | 0 | 0 | 0 | 0 | 0 | 0 | 0 | 0 | 0 | 0 | 0 | 0 | 0 | 0 | 0 | -251998.3149 | -88053.6851 | 0 | 0 | 0 | 0 | 0 | 0 | 0 | 0 | 0 | 0 | 0 | 0 | 0 | 0 | 0
2016-03-16 08:00 | 0 | 0 | 0 | 0 | 0 | 0 | 0 | 338483 | 0 | 0 | 0 | 0 | 755994.9448 | 504521.0422 | 0 | 0 | 0 | 0 | 0 | 0 | 0 | 0 | 0 | 0 | 0 | 0 | 0 | 0 | 0 | 0 | -251998.3149 | -86484.6851 | 0 | 0 | 0 | 0 | 0 | 0 | 0 | 0 | 0 | 0 | 0 | 0 | 0 | 0 | 0
2016-03-16 09:00 | 0 | 0 | 0 | 0 | 0 | 0 | 0 | 347356 | 0 | 0 | 0 | 0 | 503996.6299 | 409163.3572 | 0 | 0 | 0 | 0 | 0 | 0 | 0 | 0 | 0 | 0 | 0 | 0 | 0 | 0 | 0 | 0 | -251998.3149 | -95357.6851 | 0 | 0 | 0 | 0 | 0 | 0 | 0 | 0 | 0 | 0 | 0 | 0 | 0 | 0 | 0
2016-03-16 10:00 | 0 | 0 | 0 | 0 | 0 | 5405.9658 | 0 | 373130 | 0 | 0 | 0 | 0 | 251998.3149 | 293437.6379 | 0 | 0 | 0 | 0 | 0 | 0 | 0 | 0 | 0 | 0 | 0 | 0 | 0 | 0 | 0 | 0 | -251998.3149 | -115725.7193 | 0 | 0 | 0 | 0 | 0 | 0 | 0 | 0 | 0 | 0 | 0 | 0 | 0 | 0 | 0
2016-03-16 11:00 | 0 | 0 | 0 | 0 | 0 | 31912.9658 | 0 | 399637 | 0 | 0 | 0 | 0 | 0 | 177711.9186 | 0 | 0 | 0 | 0 | 0 | 0 | 0 | 0 | 0 | 0 | 0 | 0 | 0 | 0 | 0 | 0 | -251998.3149 | -115725.7193 | 0 | 0 | 0 | 0 | 0 | 0 | 0 | 0 | 0 | 0 | 0 | 0 | 0 | 0 | 0
2016-03-16 12:00 | 0 | 0 | 0 | 0 | 0 | 655759.6252 | 0 | 411341 | 0 | 0 | 0 | 0 | 251998.3149 | 170132.2288 | 0 | 0 | 0 | 0 | 0 | 0 | 0 | 0 | 0 | 0 | 0 | 0 | 0 | 0 | 0 | 0 | 251998.3149 | -7579.6897 | 0 | 0 | 0 | 0 | 0 | 0 | 0 | 0 | 0 | 0 | 0 | 0 | 0 | 0 | 0
2016-03-16 13:00 | 0 | 0 | 0 | 0 | 0 | 514218.8516 | 60210.6674 | 418427 | 0 | 0 | 0 | 0 | 429574.3936 | 148558.6692 | 0 | 0 | 0 | 0 | 0 | 0 | 0 | 0 | 0 | 0 | 0 | 0 | 0 | 0 | 0 | 0 | 177576.0787 | -21573.5596 | 0 | 0 | 0 | 0 | 0 | 0 | 0 | 0 | 0 | 0 | 0 | 0 | 0 | 0 | 0
2016-03-16 14:00 | 0 | 0 | 0 | 0 | 0 | 0 | 495988.6574 | 426785 | 0 | 0 | 0 | 0 | 614503.7703 | 32832.9499 | 0 | 0 | 0 | 0 | 0 | 0 | 0 | 0 | 0 | 0 | 0 | 0 | 0 | 0 | 0 | 0 | 184929.3767 | -115725.7193 | 0 | 0 | 0 | 0 | 0 | 0 | 0 | 0 | 0 | 0 | 0 | 0 | 0 | 0 | 0
2016-03-16 15:00 | 0 | 0 | 0 | 0 | 0 | 0 | 798674.0342 | 430950 | 0 | 0 | 0 | 0 | 866502.0853 | 148558.6692 | 0 | 0 | 0 | 0 | 0 | 0 | 0 | 0 | 0 | 0 | 0 | 0 | 0 | 0 | 0 | 0 | 251998.3149 | 115725.7193 | 0 | 0 | 0 | 0 | 0 | 0 | 0 | 0 | 0 | 0 | 0 | 0 | 0 | 0 | 0
2016-03-16 16:00 | 0 | 0 | 0 | 0 | 0 | 0 | 800971.0342 | 433247 | 0 | 0 | 0 | 0 | 1118500.4002 | 264284.3885 | 0 | 0 | 0 | 0 | 0 | 0 | 0 | 0 | 0 | 0 | 0 | 0 | 0 | 0 | 0 | 0 | 251998.3149 | 115725.7193 | 0 | 0 | 0 | 0 | 0 | 0 | 0 | 0 | 0 | 0 | 0 | 0 | 0 | 0 | 0
2016-03-16 17:00 | 0 | 0 | 0 | 0 | 0 | 0 | 804045.0342 | 436321 | 0 | 0 | 0 | 0 | 1370498.7152 | 380010.1078 | 0 | 0 | 0 | 0 | 0 | 0 | 0 | 0 | 0 | 0 | 0 | 0 | 0 | 0 | 0 | 0 | 251998.3149 | 115725.7193 | 0 | 0 | 0 | 0 | 0 | 0 | 0 | 0 | 0 | 0 | 0 | 0 | 0 | 0 | 0
2016-03-16 18:00 | 0 | 0 | 0 | 0 | 0 | 0 | 807757.0342 | 440033 | 0 | 0 | 0 | 0 | 1622497.0301 | 495735.8271 | 0 | 0 | 0 | 0 | 0 | 0 | 0 | 0 | 0 | 0 | 0 | 0 | 0 | 0 | 0 | 0 | 251998.3149 | 115725.7193 | 0 | 0 | 0 | 0 | 0 | 0 | 0 | 0 | 0 | 0 | 0 | 0 | 0 | 0 | 0
2016-03-16 19:00 | 0 | 0 | 0 | 0 | 0 | 0 | 809083.0342 | 441359 | 0 | 0 | 0 | 0 | 1874495.3451 | 611461.5464 | 0 | 0 | 0 | 0 | 0 | 0 | 0 | 0 | 0 | 0 | 0 | 0 | 0 | 0 | 0 | 0 | 251998.3149 | 115725.7193 | 0 | 0 | 0 | 0 | 0 | 0 | 0 | 0 | 0 | 0 | 0 | 0 | 0 | 0 | 0
2016-03-16 20:00 | 0 | 0 | 0 | 0 | 0 | 0 | 810625.0342 | 442901 | 0 | 0 | 0 | 0 | 2126493.66 | 727187.2657 | 0 | 0 | 0 | 0 | 0 | 0 | 0 | 0 | 0 | 0 | 0 | 0 | 0 | 0 | 0 | 0 | 251998.3149 | 115725.7193 | 0 | 0 | 0 | 0 | 0 | 0 | 0 | 0 | 0 | 0 | 0 | 0 | 0 | 0 | 0
2016-03-16 21:00 | 0 | 0 | 0 | 0 | 0 | 0 | 812750.0342 | 445026 | 0 | 0 | 0 | 0 | 2378491.975 | 842912.985 | 0 | 0 | 0 | 0 | 0 | 0 | 0 | 0 | 0 | 0 | 0 | 0 | 0 | 0 | 0 | 0 | 251998.3149 | 115725.7193 | 0 | 0 | 0 | 0 | 0 | 0 | 0 | 0 | 0 | 0 | 0 | 0 | 0 | 0 | 0
2016-03-16 22:00 | 0 | 0 | 0 | 0 | 0 | 0 | 794941.1885 | 443029 | 0 | 0 | 0 | 0 | 2630490.2899 | 942826.8586 | 0 | 0 | 0 | 0 | 0 | 0 | 0 | 0 | 0 | 0 | 0 | 0 | 0 | 0 | 0 | 0 | 251998.3149 | 99913.8736 | 0 | 0 | 0 | 0 | 0 | 0 | 0 | 0 | 0 | 0 | 0 | 0 | 0 | 0 | 0
2016-03-16 23:00 | 0 | 0 | 0 | 0 | 0 | 0 | 633284.1423 | 444337 | 0 | 0 | 0 | 0 | 2882488.6048 | 879775.6859 | 0 | 0 | 0 | 0 | 0 | 0 | 0 | 0 | 0 | 0 | 0 | 0 | 0 | 0 | 0 | 0 | 251998.3149 | -63051.1727 | 0 | 0 | 0 | 0 | 0 | 0 | 0 | 0 | 0 | 0 | 0 | 0 | 0 | 0 | 0
2016-03-17 | 0 | 0 | 0 | 0 | 0 | 0 | 277061.1669 | 450102 | 0 | 0 | 0 | 0 | 2825173.4911 | 764049.9666 | 0 | 0 | 0 | 0 | 0 | 0 | 0 | 0 | 0 | 0 | 0 | 0 | 0 | 0 | 0 | 0 | -57315.1138 | -115725.7193 | 0 | 0 | 0 | 0 | 0 | 0 | 0 | 0 | 0 | 0 | 0 | 0 | 0 | 0 | 0
2016-03-17 01:00 | 0 | 0 | 0 | 0 | 0 | 67057.5989 | 8970.3669 | 443752 | 0 | 0 | 0 | 0 | 2573175.1761 | 648324.2473 | 0 | 0 | 0 | 0 | 0 | 0 | 0 | 0 | 0 | 0 | 0 | 0 | 0 | 0 | 0 | 0 | -251998.3149 | -115725.7193 | 0 | 0 | 0 | 0 | 0 | 0 | 0 | 0 | 0 | 0 | 0 | 0 | 0 | 0 | 0
2016-03-17 02:00 | 0 | 0 | 0 | 0 | 0 | 288825.4044 | 0 | 425098 | 0 | 0 | 0 | 0 | 2321176.8612 | 764049.9666 | 0 | 0 | 0 | 0 | 0 | 0 | 0 | 0 | 0 | 0 | 0 | 0 | 0 | 0 | 0 | 0 | -251998.3149 | 115725.7193 | 0 | 0 | 0 | 0 | 0 | 0 | 0 | 0 | 0 | 0 | 0 | 0 | 0 | 0 | 0
2016-03-17 03:00 | 0 | 0 | 0 | 0 | 0 | 34109.9658 | 0 | 401834 | 0 | 0 | 0 | 0 | 2069178.5462 | 648324.2473 | 0 | 0 | 0 | 0 | 0 | 0 | 0 | 0 | 0 | 0 | 0 | 0 | 0 | 0 | 0 | 0 | -251998.3149 | -115725.7193 | 0 | 0 | 0 | 0 | 0 | 0 | 0 | 0 | 0 | 0 | 0 | 0 | 0 | 0 | 0
2016-03-17 04:00 | 0 | 0 | 0 | 0 | 0 | 12042.9658 | 0 | 379767 | 0 | 0 | 0 | 0 | 1817180.2313 | 532598.528 | 0 | 0 | 0 | 0 | 0 | 0 | 0 | 0 | 0 | 0 | 0 | 0 | 0 | 0 | 0 | 0 | -251998.3149 | -115725.7193 | 0 | 0 | 0 | 0 | 0 | 0 | 0 | 0 | 0 | 0 | 0 | 0 | 0 | 0 | 0
2016-03-17 05:00 | 0 | 0 | 0 | 0 | 0 | 0 | 0 | 360361 | 0 | 0 | 0 | 0 | 1572544.9506 | 416872.8087 | 0 | 0 | 0 | 0 | 0 | 0 | 0 | 0 | 0 | 0 | 0 | 0 | 0 | 0 | 0 | 0 | -244635.2807 | -115725.7193 | 0 | 0 | 0 | 0 | 0 | 0 | 0 | 0 | 0 | 0 | 0 | 0 | 0 | 0 | 0
2016-03-17 06:00 | 0 | 0 | 0 | 0 | 0 | 483683.5956 | 0 | 347411 | 0 | 0 | 0 | 0 | 1824543.2655 | 301147.0894 | 0 | 0 | 0 | 0 | 0 | 0 | 0 | 0 | 0 | 0 | 0 | 0 | 0 | 0 | 0 | 0 | 251998.3149 | -115725.7193 | 0 | 0 | 0 | 0 | 0 | 0 | 0 | 0 | 0 | 0 | 0 | 0 | 0 | 0 | 0
2016-03-17 07:00 | 0 | 0 | 0 | 0 | 0 | 0 | 0 | 339963 | 0 | 0 | 0 | 0 | 1600305.9848 | 185421.3701 | 0 | 0 | 0 | 0 | 0 | 0 | 0 | 0 | 0 | 0 | 0 | 0 | 0 | 0 | 0 | 0 | -224237.2807 | -115725.7193 | 0 | 0 | 0 | 0 | 0 | 0 | 0 | 0 | 0 | 0 | 0 | 0 | 0 | 0 | 0
2016-03-17 08:00 | 0 | 0 | 0 | 0 | 0 | 0 | 0 | 339724 | 0 | 0 | 0 | 0 | 1348307.6699 | 97695.6851 | 0 | 0 | 0 | 0 | 0 | 0 | 0 | 0 | 0 | 0 | 0 | 0 | 0 | 0 | 0 | 0 | -251998.3149 | -87725.6851 | 0 | 0 | 0 | 0 | 0 | 0 | 0 | 0 | 0 | 0 | 0 | 0 | 0 | 0 | 0
2016-03-17 09:00 | 0 | 0 | 0 | 0 | 0 | 0 | 0 | 349694 | 0 | 0 | 0 | 0 | 1096309.355 | 0 | 0 | 0 | 0 | 0 | 0 | 0 | 0 | 0 | 0 | 0 | 0 | 0 | 0 | 0 | 0 | 0 | -251998.3149 | -97695.6851 | 0 | 0 | 0 | 0 | 0 | 0 | 0 | 0 | 0 | 0 | 0 | 0 | 0 | 0 | 0
2016-03-17 10:00 | 0 | 0 | 0 | 0 | 0 | 240349.4044 | 0 | 376622 | 0 | 0 | 0 | 0 | 844311.04 | 115725.7193 | 0 | 0 | 0 | 0 | 0 | 0 | 0 | 0 | 0 | 0 | 0 | 0 | 0 | 0 | 0 | 0 | -251998.3149 | 115725.7193 | 0 | 0 | 0 | 0 | 0 | 0 | 0 | 0 | 0 | 0 | 0 | 0 | 0 | 0 | 0
2016-03-17 11:00 | 0 | 0 | 0 | 0 | 0 | 152863.6851 | 0 | 404862 | 0 | 0 | 0 | 0 | 592312.7251 | 115725.7193 | 0 | 0 | 0 | 0 | 0 | 0 | 0 | 0 | 0 | 0 | 0 | 0 | 0 | 0 | 0 | 0 | -251998.3149 | 0 | 0 | 0 | 0 | 0 | 0 | 0 | 0 | 0 | 0 | 0 | 0 | 0 | 0 | 0 | 0
2016-03-17 12:00 | 0 | 0 | 0 | 0 | 0 | 484454.7408 | 0 | 416193 | 0 | 0 | 0 | 0 | 776300.1851 | 0 | 0 | 0 | 0 | 0 | 0 | 0 | 0 | 0 | 0 | 0 | 0 | 0 | 0 | 0 | 0 | 0 | 183987.4601 | -115725.7193 | 0 | 0 | 0 | 0 | 0 | 0 | 0 | 0 | 0 | 0 | 0 | 0 | 0 | 0 | 0
2016-03-17 13:00 | 0 | 0 | 0 | 0 | 0 | 337277.2878 | 104505.213 | 422526 | 0 | 0 | 0 | 0 | 795556.6859 | 0 | 0 | 0 | 0 | 0 | 0 | 0 | 0 | 0 | 0 | 0 | 0 | 0 | 0 | 0 | 0 | 0 | 19256.5008 | 0 | 0 | 0 | 0 | 0 | 0 | 0 | 0 | 0 | 0 | 0 | 0 | 0 | 0 | 0 | 0
2016-03-17 14:00 | 0 | 0 | 0 | 0 | 0 | 0 | 501665.788 | 428195 | 0 | 0 | 0 | 0 | 753301.7547 | 115725.7193 | 0 | 0 | 0 | 0 | 0 | 0 | 0 | 0 | 0 | 0 | 0 | 0 | 0 | 0 | 0 | 0 | -42254.9313 | 115725.7193 | 0 | 0 | 0 | 0 | 0 | 0 | 0 | 0 | 0 | 0 | 0 | 0 | 0 | 0 | 0
2016-03-17 15:00 | 0 | 0 | 0 | 0 | 0 | 0 | 798795.0342 | 431071 | 0 | 0 | 0 | 0 | 1005300.0696 | 231451.4386 | 0 | 0 | 0 | 0 | 0 | 0 | 0 | 0 | 0 | 0 | 0 | 0 | 0 | 0 | 0 | 0 | 251998.3149 | 115725.7193 | 0 | 0 | 0 | 0 | 0 | 0 | 0 | 0 | 0 | 0 | 0 | 0 | 0 | 0 | 0
2016-03-17 16:00 | 0 | 0 | 0 | 0 | 0 | 0 | 799652.0342 | 431928 | 0 | 0 | 0 | 0 | 1257298.3846 | 347177.1579 | 0 | 0 | 0 | 0 | 0 | 0 | 0 | 0 | 0 | 0 | 0 | 0 | 0 | 0 | 0 | 0 | 251998.3149 | 115725.7193 | 0 | 0 | 0 | 0 | 0 | 0 | 0 | 0 | 0 | 0 | 0 | 0 | 0 | 0 | 0
2016-03-17 17:00 | 0 | 0 | 0 | 0 | 0 | 0 | 801197.0342 | 433473 | 0 | 0 | 0 | 0 | 1509296.6995 | 462902.8772 | 0 | 0 | 0 | 0 | 0 | 0 | 0 | 0 | 0 | 0 | 0 | 0 | 0 | 0 | 0 | 0 | 251998.3149 | 115725.7193 | 0 | 0 | 0 | 0 | 0 | 0 | 0 | 0 | 0 | 0 | 0 | 0 | 0 | 0 | 0
2016-03-17 18:00 | 0 | 0 | 0 | 0 | 0 | 0 | 801615.0342 | 433891 | 0 | 0 | 0 | 0 | 1761295.0145 | 578628.5965 | 0 | 0 | 0 | 0 | 0 | 0 | 0 | 0 | 0 | 0 | 0 | 0 | 0 | 0 | 0 | 0 | 251998.3149 | 115725.7193 | 0 | 0 | 0 | 0 | 0 | 0 | 0 | 0 | 0 | 0 | 0 | 0 | 0 | 0 | 0
2016-03-17 19:00 | 0 | 0 | 0 | 0 | 0 | 0 | 800782.0342 | 433058 | 0 | 0 | 0 | 0 | 2013293.3294 | 694354.3158 | 0 | 0 | 0 | 0 | 0 | 0 | 0 | 0 | 0 | 0 | 0 | 0 | 0 | 0 | 0 | 0 | 251998.3149 | 115725.7193 | 0 | 0 | 0 | 0 | 0 | 0 | 0 | 0 | 0 | 0 | 0 | 0 | 0 | 0 | 0
2016-03-17 20:00 | 0 | 0 | 0 | 0 | 0 | 0 | 800693.0342 | 432969 | 0 | 0 | 0 | 0 | 2265291.6444 | 810080.0351 | 0 | 0 | 0 | 0 | 0 | 0 | 0 | 0 | 0 | 0 | 0 | 0 | 0 | 0 | 0 | 0 | 251998.3149 | 115725.7193 | 0 | 0 | 0 | 0 | 0 | 0 | 0 | 0 | 0 | 0 | 0 | 0 | 0 | 0 | 0
2016-03-17 21:00 | 0 | 0 | 0 | 0 | 0 | 0 | 800740.0342 | 433016 | 0 | 0 | 0 | 0 | 2517289.9593 | 925805.7544 | 0 | 0 | 0 | 0 | 0 | 0 | 0 | 0 | 0 | 0 | 0 | 0 | 0 | 0 | 0 | 0 | 251998.3149 | 115725.7193 | 0 | 0 | 0 | 0 | 0 | 0 | 0 | 0 | 0 | 0 | 0 | 0 | 0 | 0 | 0
2016-03-17 22:00 | 0 | 0 | 0 | 0 | 0 | 0 | 783806.7975 | 431528 | 0 | 0 | 0 | 0 | 2769288.2742 | 1026086.2369 | 0 | 0 | 0 | 0 | 0 | 0 | 0 | 0 | 0 | 0 | 0 | 0 | 0 | 0 | 0 | 0 | 251998.3149 | 100280.4825 | 0 | 0 | 0 | 0 | 0 | 0 | 0 | 0 | 0 | 0 | 0 | 0 | 0 | 0 | 0
2016-03-17 23:00 | 0 | 0 | 0 | 0 | 0 | 0 | 622946.5105 | 434635 | 0 | 0 | 0 | 0 | 2841874.0655 | 1141811.9562 | 0 | 0 | 0 | 0 | 0 | 0 | 0 | 0 | 0 | 0 | 0 | 0 | 0 | 0 | 0 | 0 | 72585.7912 | 115725.7193 | 0 | 0 | 0 | 0 | 0 | 0 | 0 | 0 | 0 | 0 | 0 | 0 | 0 | 0 | 0
2016-03-18 | 0 | 0 | 0 | 0 | 0 | 0 | 287338.5627 | 442171 | 0 | 0 | 0 | 0 | 2787933.6046 | 1040919.9797 | 0 | 0 | 0 | 0 | 0 | 0 | 0 | 0 | 0 | 0 | 0 | 0 | 0 | 0 | 0 | 0 | -53940.4609 | -100891.9764 | 0 | 0 | 0 | 0 | 0 | 0 | 0 | 0 | 0 | 0 | 0 | 0 | 0 | 0 | 0
2016-03-18 01:00 | 0 | 0 | 0 | 0 | 0 | 501604.4056 | 11857.6326 | 436010 | 0 | 0 | 0 | 0 | 2749659.9235 | 1156645.699 | 0 | 0 | 0 | 0 | 0 | 0 | 0 | 0 | 0 | 0 | 0 | 0 | 0 | 0 | 0 | 0 | -38273.6811 | 115725.7193 | 0 | 0 | 0 | 0 | 0 | 0 | 0 | 0 | 0 | 0 | 0 | 0 | 0 | 0 | 0
2016-03-18 02:00 | 0 | 0 | 0 | 0 | 0 | 52008.9658 | 0 | 419733 | 0 | 0 | 0 | 0 | 2497661.6086 | 1040919.9797 | 0 | 0 | 0 | 0 | 0 | 0 | 0 | 0 | 0 | 0 | 0 | 0 | 0 | 0 | 0 | 0 | -251998.3149 | -115725.7193 | 0 | 0 | 0 | 0 | 0 | 0 | 0 | 0 | 0 | 0 | 0 | 0 | 0 | 0 | 0
2016-03-18 03:00 | 0 | 0 | 0 | 0 | 0 | 31424.9658 | 0 | 399149 | 0 | 0 | 0 | 0 | 2245663.2937 | 925194.2604 | 0 | 0 | 0 | 0 | 0 | 0 | 0 | 0 | 0 | 0 | 0 | 0 | 0 | 0 | 0 | 0 | -251998.3149 | -115725.7193 | 0 | 0 | 0 | 0 | 0 | 0 | 0 | 0 | 0 | 0 | 0 | 0 | 0 | 0 | 0
2016-03-18 04:00 | 0 | 0 | 0 | 0 | 0 | 242301.4044 | 0 | 378574 | 0 | 0 | 0 | 0 | 1993664.9787 | 1040919.9797 | 0 | 0 | 0 | 0 | 0 | 0 | 0 | 0 | 0 | 0 | 0 | 0 | 0 | 0 | 0 | 0 | -251998.3149 | 115725.7193 | 0 | 0 | 0 | 0 | 0 | 0 | 0 | 0 | 0 | 0 | 0 | 0 | 0 | 0 | 0
2016-03-18 05:00 | 0 | 0 | 0 | 0 | 0 | 437042.4419 | 0 | 361172 | 0 | 0 | 0 | 0 | 2185261.1399 | 925194.2604 | 0 | 0 | 0 | 0 | 0 | 0 | 0 | 0 | 0 | 0 | 0 | 0 | 0 | 0 | 0 | 0 | 191596.1612 | -115725.7193 | 0 | 0 | 0 | 0 | 0 | 0 | 0 | 0 | 0 | 0 | 0 | 0 | 0 | 0 | 0
2016-03-18 06:00 | 0 | 0 | 0 | 0 | 0 | 0 | 0 | 348755 | 0 | 0 | 0 | 0 | 1952231.8592 | 809468.5412 | 0 | 0 | 0 | 0 | 0 | 0 | 0 | 0 | 0 | 0 | 0 | 0 | 0 | 0 | 0 | 0 | -233029.2807 | -115725.7193 | 0 | 0 | 0 | 0 | 0 | 0 | 0 | 0 | 0 | 0 | 0 | 0 | 0 | 0 | 0
2016-03-18 07:00 | 0 | 0 | 0 | 0 | 0 | 0 | 0 | 341577 | 0 | 0 | 0 | 0 | 1726380.5785 | 693742.8219 | 0 | 0 | 0 | 0 | 0 | 0 | 0 | 0 | 0 | 0 | 0 | 0 | 0 | 0 | 0 | 0 | -225851.2807 | -115725.7193 | 0 | 0 | 0 | 0 | 0 | 0 | 0 | 0 | 0 | 0 | 0 | 0 | 0 | 0 | 0
2016-03-18 08:00 | 0 | 0 | 0 | 0 | 0 | 0 | 0 | 341671 | 0 | 0 | 0 | 0 | 1500435.2978 | 578017.1026 | 0 | 0 | 0 | 0 | 0 | 0 | 0 | 0 | 0 | 0 | 0 | 0 | 0 | 0 | 0 | 0 | -225945.2807 | -115725.7193 | 0 | 0 | 0 | 0 | 0 | 0 | 0 | 0 | 0 | 0 | 0 | 0 | 0 | 0 | 0
2016-03-18 09:00 | 0 | 0 | 0 | 0 | 0 | 0 | 0 | 352041 | 0 | 0 | 0 | 0 | 1248436.9828 | 477974.4175 | 0 | 0 | 0 | 0 | 0 | 0 | 0 | 0 | 0 | 0 | 0 | 0 | 0 | 0 | 0 | 0 | -251998.3149 | -100042.6851 | 0 | 0 | 0 | 0 | 0 | 0 | 0 | 0 | 0 | 0 | 0 | 0 | 0 | 0 | 0
2016-03-18 10:00 | 0 | 0 | 0 | 0 | 0 | 10406.9658 | 0 | 378131 | 0 | 0 | 0 | 0 | 996438.6679 | 362248.6982 | 0 | 0 | 0 | 0 | 0 | 0 | 0 | 0 | 0 | 0 | 0 | 0 | 0 | 0 | 0 | 0 | -251998.3149 | -115725.7193 | 0 | 0 | 0 | 0 | 0 | 0 | 0 | 0 | 0 | 0 | 0 | 0 | 0 | 0 | 0
2016-03-18 11:00 | 0 | 0 | 0 | 0 | 0 | 37668.9658 | 0 | 405393 | 0 | 0 | 0 | 0 | 744440.3529 | 246522.9789 | 0 | 0 | 0 | 0 | 0 | 0 | 0 | 0 | 0 | 0 | 0 | 0 | 0 | 0 | 0 | 0 | -251998.3149 | -115725.7193 | 0 | 0 | 0 | 0 | 0 | 0 | 0 | 0 | 0 | 0 | 0 | 0 | 0 | 0 | 0
2016-03-18 12:00 | 0 | 0 | 0 | 0 | 0 | 330371.864 | 0 | 416764 | 0 | 0 | 0 | 0 | 773773.9362 | 130797.2596 | 0 | 0 | 0 | 0 | 0 | 0 | 0 | 0 | 0 | 0 | 0 | 0 | 0 | 0 | 0 | 0 | 29333.5833 | -115725.7193 | 0 | 0 | 0 | 0 | 0 | 0 | 0 | 0 | 0 | 0 | 0 | 0 | 0 | 0 | 0
2016-03-18 13:00 | 0 | 0 | 0 | 0 | 0 | 310704.0036 | 76349.7443 | 422899 | 0 | 0 | 0 | 0 | 622202.9648 | 246522.9789 | 0 | 0 | 0 | 0 | 0 | 0 | 0 | 0 | 0 | 0 | 0 | 0 | 0 | 0 | 0 | 0 | -151570.9714 | 115725.7193 | 0 | 0 | 0 | 0 | 0 | 0 | 0 | 0 | 0 | 0 | 0 | 0 | 0 | 0 | 0
2016-03-18 14:00 | 0 | 0 | 0 | 0 | 0 | 0 | 456016.7082 | 428495 | 0 | 0 | 0 | 0 | 765450.3923 | 130797.2596 | 0 | 0 | 0 | 0 | 0 | 0 | 0 | 0 | 0 | 0 | 0 | 0 | 0 | 0 | 0 | 0 | 143247.4275 | -115725.7193 | 0 | 0 | 0 | 0 | 0 | 0 | 0 | 0 | 0 | 0 | 0 | 0 | 0 | 0 | 0
2016-03-18 15:00 | 0 | 0 | 0 | 0 | 0 | 0 | 786506.3356 | 430735 | 0 | 0 | 0 | 0 | 1005496.0086 | 246522.9789 | 0 | 0 | 0 | 0 | 0 | 0 | 0 | 0 | 0 | 0 | 0 | 0 | 0 | 0 | 0 | 0 | 240045.6163 | 115725.7193 | 0 | 0 | 0 | 0 | 0 | 0 | 0 | 0 | 0 | 0 | 0 | 0 | 0 | 0 | 0
2016-03-18 16:00 | 0 | 0 | 0 | 0 | 0 | 0 | 798079.0342 | 430355 | 0 | 0 | 0 | 0 | 1257494.3235 | 362248.6982 | 0 | 0 | 0 | 0 | 0 | 0 | 0 | 0 | 0 | 0 | 0 | 0 | 0 | 0 | 0 | 0 | 251998.3149 | 115725.7193 | 0 | 0 | 0 | 0 | 0 | 0 | 0 | 0 | 0 | 0 | 0 | 0 | 0 | 0 | 0
2016-03-18 17:00 | 0 | 0 | 0 | 0 | 0 | 0 | 798702.0342 | 430978 | 0 | 0 | 0 | 0 | 1509492.6384 | 477974.4175 | 0 | 0 | 0 | 0 | 0 | 0 | 0 | 0 | 0 | 0 | 0 | 0 | 0 | 0 | 0 | 0 | 251998.3149 | 115725.7193 | 0 | 0 | 0 | 0 | 0 | 0 | 0 | 0 | 0 | 0 | 0 | 0 | 0 | 0 | 0
2016-03-18 18:00 | 0 | 0 | 0 | 0 | 0 | 0 | 798500.0342 | 430776 | 0 | 0 | 0 | 0 | 1761490.9534 | 593700.1368 | 0 | 0 | 0 | 0 | 0 | 0 | 0 | 0 | 0 | 0 | 0 | 0 | 0 | 0 | 0 | 0 | 251998.3149 | 115725.7193 | 0 | 0 | 0 | 0 | 0 | 0 | 0 | 0 | 0 | 0 | 0 | 0 | 0 | 0 | 0
2016-03-18 19:00 | 0 | 0 | 0 | 0 | 0 | 0 | 797593.0342 | 429869 | 0 | 0 | 0 | 0 | 2013489.2683 | 709425.8561 | 0 | 0 | 0 | 0 | 0 | 0 | 0 | 0 | 0 | 0 | 0 | 0 | 0 | 0 | 0 | 0 | 251998.3149 | 115725.7193 | 0 | 0 | 0 | 0 | 0 | 0 | 0 | 0 | 0 | 0 | 0 | 0 | 0 | 0 | 0
2016-03-18 20:00 | 0 | 0 | 0 | 0 | 0 | 0 | 795603.0342 | 427879 | 0 | 0 | 0 | 0 | 2265487.5833 | 825151.5754 | 0 | 0 | 0 | 0 | 0 | 0 | 0 | 0 | 0 | 0 | 0 | 0 | 0 | 0 | 0 | 0 | 251998.3149 | 115725.7193 | 0 | 0 | 0 | 0 | 0 | 0 | 0 | 0 | 0 | 0 | 0 | 0 | 0 | 0 | 0
2016-03-18 21:00 | 0 | 0 | 0 | 0 | 0 | 0 | 793739.0342 | 426015 | 0 | 0 | 0 | 0 | 2517485.8982 | 940877.2947 | 0 | 0 | 0 | 0 | 0 | 0 | 0 | 0 | 0 | 0 | 0 | 0 | 0 | 0 | 0 | 0 | 251998.3149 | 115725.7193 | 0 | 0 | 0 | 0 | 0 | 0 | 0 | 0 | 0 | 0 | 0 | 0 | 0 | 0 | 0
2016-03-18 22:00 | 0 | 0 | 0 | 0 | 0 | 0 | 791167.0342 | 423443 | 0 | 0 | 0 | 0 | 2769484.2132 | 1056603.014 | 0 | 0 | 0 | 0 | 0 | 0 | 0 | 0 | 0 | 0 | 0 | 0 | 0 | 0 | 0 | 0 | 251998.3149 | 115725.7193 | 0 | 0 | 0 | 0 | 0 | 0 | 0 | 0 | 0 | 0 | 0 | 0 | 0 | 0 | 0
2016-03-18 23:00 | 0 | 0 | 0 | 0 | 0 | 0 | 655122.111 | 426392 | 0 | 0 | 0 | 0 | 2882488.6048 | 1172328.7333 | 0 | 0 | 0 | 0 | 0 | 0 | 0 | 0 | 0 | 0 | 0 | 0 | 0 | 0 | 0 | 0 | 113004.3917 | 115725.7193 | 0 | 0 | 0 | 0 | 0 | 0 | 0 | 0 | 0 | 0 | 0 | 0 | 0 | 0 | 0
2016-03-19 | 0 | 0 | 0 | 0 | 0 | 0 | 289798.1293 | 431619 | 0 | 0 | 0 | 0 | 2856393.4534 | 1056603.014 | 0 | 0 | 0 | 0 | 0 | 0 | 0 | 0 | 0 | 0 | 0 | 0 | 0 | 0 | 0 | 0 | -26095.1514 | -115725.7193 | 0 | 0 | 0 | 0 | 0 | 0 | 0 | 0 | 0 | 0 | 0 | 0 | 0 | 0 | 0
2016-03-19 01:00 | 0 | 0 | 0 | 0 | 0 | 46019.4416 | 13078.5242 | 426822 | 0 | 0 | 0 | 0 | 2604395.1385 | 940877.2947 | 0 | 0 | 0 | 0 | 0 | 0 | 0 | 0 | 0 | 0 | 0 | 0 | 0 | 0 | 0 | 0 | -251998.3149 | -115725.7193 | 0 | 0 | 0 | 0 | 0 | 0 | 0 | 0 | 0 | 0 | 0 | 0 | 0 | 0 | 0
2016-03-19 02:00 | 0 | 0 | 0 | 0 | 0 | 405614.1389 | 0 | 415031 | 0 | 0 | 0 | 0 | 2479252.5581 | 1056603.014 | 0 | 0 | 0 | 0 | 0 | 0 | 0 | 0 | 0 | 0 | 0 | 0 | 0 | 0 | 0 | 0 | -125142.5804 | 115725.7193 | 0 | 0 | 0 | 0 | 0 | 0 | 0 | 0 | 0 | 0 | 0 | 0 | 0 | 0 | 0
2016-03-19 03:00 | 0 | 0 | 0 | 0 | 0 | 29632.9658 | 0 | 397357 | 0 | 0 | 0 | 0 | 2227254.2431 | 940877.2947 | 0 | 0 | 0 | 0 | 0 | 0 | 0 | 0 | 0 | 0 | 0 | 0 | 0 | 0 | 0 | 0 | -251998.3149 | -115725.7193 | 0 | 0 | 0 | 0 | 0 | 0 | 0 | 0 | 0 | 0 | 0 | 0 | 0 | 0 | 0
2016-03-19 04:00 | 0 | 0 | 0 | 0 | 0 | 10428.9658 | 0 | 378153 | 0 | 0 | 0 | 0 | 1975255.9282 | 825151.5754 | 0 | 0 | 0 | 0 | 0 | 0 | 0 | 0 | 0 | 0 | 0 | 0 | 0 | 0 | 0 | 0 | -251998.3149 | -115725.7193 | 0 | 0 | 0 | 0 | 0 | 0 | 0 | 0 | 0 | 0 | 0 | 0 | 0 | 0 | 0
2016-03-19 05:00 | 0 | 0 | 0 | 0 | 0 | 341508.3674 | 0 | 362685 | 0 | 0 | 0 | 0 | 1838353.5763 | 940877.2947 | 0 | 0 | 0 | 0 | 0 | 0 | 0 | 0 | 0 | 0 | 0 | 0 | 0 | 0 | 0 | 0 | -136902.3519 | 115725.7193 | 0 | 0 | 0 | 0 | 0 | 0 | 0 | 0 | 0 | 0 | 0 | 0 | 0 | 0 | 0
2016-03-19 06:00 | 0 | 0 | 0 | 0 | 0 | 0 | 0 | 350609 | 0 | 0 | 0 | 0 | 1603470.2956 | 825151.5754 | 0 | 0 | 0 | 0 | 0 | 0 | 0 | 0 | 0 | 0 | 0 | 0 | 0 | 0 | 0 | 0 | -234883.2807 | -115725.7193 | 0 | 0 | 0 | 0 | 0 | 0 | 0 | 0 | 0 | 0 | 0 | 0 | 0 | 0 | 0
2016-03-19 07:00 | 0 | 0 | 0 | 0 | 0 | 316596.6136 | 0 | 342841 | 0 | 0 | 0 | 0 | 1692951.6285 | 709425.8561 | 0 | 0 | 0 | 0 | 0 | 0 | 0 | 0 | 0 | 0 | 0 | 0 | 0 | 0 | 0 | 0 | 89481.3329 | -115725.7193 | 0 | 0 | 0 | 0 | 0 | 0 | 0 | 0 | 0 | 0 | 0 | 0 | 0 | 0 | 0
2016-03-19 08:00 | 0 | 0 | 0 | 0 | 0 | 0 | 0 | 340170 | 0 | 0 | 0 | 0 | 1440953.3135 | 621254.171 | 0 | 0 | 0 | 0 | 0 | 0 | 0 | 0 | 0 | 0 | 0 | 0 | 0 | 0 | 0 | 0 | -251998.3149 | -88171.6851 | 0 | 0 | 0 | 0 | 0 | 0 | 0 | 0 | 0 | 0 | 0 | 0 | 0 | 0 | 0
2016-03-19 09:00 | 0 | 0 | 0 | 0 | 0 | 0 | 0 | 342388 | 0 | 0 | 0 | 0 | 1188954.9986 | 530864.486 | 0 | 0 | 0 | 0 | 0 | 0 | 0 | 0 | 0 | 0 | 0 | 0 | 0 | 0 | 0 | 0 | -251998.3149 | -90389.6851 | 0 | 0 | 0 | 0 | 0 | 0 | 0 | 0 | 0 | 0 | 0 | 0 | 0 | 0 | 0
2016-03-19 10:00 | 0 | 0 | 0 | 0 | 0 | 0 | 0 | 351318 | 0 | 0 | 0 | 0 | 936956.6836 | 431544.8009 | 0 | 0 | 0 | 0 | 0 | 0 | 0 | 0 | 0 | 0 | 0 | 0 | 0 | 0 | 0 | 0 | -251998.3149 | -99319.6851 | 0 | 0 | 0 | 0 | 0 | 0 | 0 | 0 | 0 | 0 | 0 | 0 | 0 | 0 | 0
2016-03-19 11:00 | 0 | 0 | 0 | 0 | 0 | 0 | 0 | 364242 | 0 | 0 | 0 | 0 | 684958.3687 | 319301.1159 | 0 | 0 | 0 | 0 | 0 | 0 | 0 | 0 | 0 | 0 | 0 | 0 | 0 | 0 | 0 | 0 | -251998.3149 | -112243.6851 | 0 | 0 | 0 | 0 | 0 | 0 | 0 | 0 | 0 | 0 | 0 | 0 | 0 | 0 | 0
2016-03-19 12:00 | 0 | 0 | 0 | 0 | 0 | 294411.6365 | 0 | 379072 | 0 | 0 | 0 | 0 | 484572.2859 | 435026.8352 | 0 | 0 | 0 | 0 | 0 | 0 | 0 | 0 | 0 | 0 | 0 | 0 | 0 | 0 | 0 | 0 | -200386.0828 | 115725.7193 | 0 | 0 | 0 | 0 | 0 | 0 | 0 | 0 | 0 | 0 | 0 | 0 | 0 | 0 | 0
2016-03-19 13:00 | 0 | 0 | 0 | 0 | 0 | 0 | 120594.8921 | 393999 | 0 | 0 | 0 | 0 | 251599.2857 | 394595.7275 | 0 | 0 | 0 | 0 | 0 | 0 | 0 | 0 | 0 | 0 | 0 | 0 | 0 | 0 | 0 | 0 | -232973.0002 | -40431.1076 | 0 | 0 | 0 | 0 | 0 | 0 | 0 | 0 | 0 | 0 | 0 | 0 | 0 | 0 | 0
2016-03-19 14:00 | 0 | 0 | 0 | 0 | 0 | 0 | 510938.74 | 404444 | 0 | 0 | 0 | 0 | 473819.745 | 278870.0082 | 0 | 0 | 0 | 0 | 0 | 0 | 0 | 0 | 0 | 0 | 0 | 0 | 0 | 0 | 0 | 0 | 222220.4593 | -115725.7193 | 0 | 0 | 0 | 0 | 0 | 0 | 0 | 0 | 0 | 0 | 0 | 0 | 0 | 0 | 0
2016-03-19 15:00 | 0 | 0 | 0 | 0 | 0 | 0 | 775315.0342 | 407591 | 0 | 0 | 0 | 0 | 725818.06 | 394595.7275 | 0 | 0 | 0 | 0 | 0 | 0 | 0 | 0 | 0 | 0 | 0 | 0 | 0 | 0 | 0 | 0 | 251998.3149 | 115725.7193 | 0 | 0 | 0 | 0 | 0 | 0 | 0 | 0 | 0 | 0 | 0 | 0 | 0 | 0 | 0
2016-03-19 16:00 | 0 | 0 | 0 | 0 | 0 | 0 | 773824.0342 | 406100 | 0 | 0 | 0 | 0 | 977816.3749 | 510321.4468 | 0 | 0 | 0 | 0 | 0 | 0 | 0 | 0 | 0 | 0 | 0 | 0 | 0 | 0 | 0 | 0 | 251998.3149 | 115725.7193 | 0 | 0 | 0 | 0 | 0 | 0 | 0 | 0 | 0 | 0 | 0 | 0 | 0 | 0 | 0
2016-03-19 17:00 | 0 | 0 | 0 | 0 | 0 | 0 | 769677.0342 | 401953 | 0 | 0 | 0 | 0 | 1229814.6898 | 626047.1661 | 0 | 0 | 0 | 0 | 0 | 0 | 0 | 0 | 0 | 0 | 0 | 0 | 0 | 0 | 0 | 0 | 251998.3149 | 115725.7193 | 0 | 0 | 0 | 0 | 0 | 0 | 0 | 0 | 0 | 0 | 0 | 0 | 0 | 0 | 0
2016-03-19 18:00 | 0 | 0 | 0 | 0 | 0 | 0 | 764467.0342 | 396743 | 0 | 0 | 0 | 0 | 1481813.0048 | 741772.8854 | 0 | 0 | 0 | 0 | 0 | 0 | 0 | 0 | 0 | 0 | 0 | 0 | 0 | 0 | 0 | 0 | 251998.3149 | 115725.7193 | 0 | 0 | 0 | 0 | 0 | 0 | 0 | 0 | 0 | 0 | 0 | 0 | 0 | 0 | 0
2016-03-19 19:00 | 0 | 0 | 0 | 0 | 0 | 0 | 759824.0342 | 392100 | 0 | 0 | 0 | 0 | 1733811.3197 | 857498.6047 | 0 | 0 | 0 | 0 | 0 | 0 | 0 | 0 | 0 | 0 | 0 | 0 | 0 | 0 | 0 | 0 | 251998.3149 | 115725.7193 | 0 | 0 | 0 | 0 | 0 | 0 | 0 | 0 | 0 | 0 | 0 | 0 | 0 | 0 | 0
2016-03-19 20:00 | 0 | 0 | 0 | 0 | 0 | 0 | 758539.0342 | 390815 | 0 | 0 | 0 | 0 | 1985809.6347 | 973224.324 | 0 | 0 | 0 | 0 | 0 | 0 | 0 | 0 | 0 | 0 | 0 | 0 | 0 | 0 | 0 | 0 | 251998.3149 | 115725.7193 | 0 | 0 | 0 | 0 | 0 | 0 | 0 | 0 | 0 | 0 | 0 | 0 | 0 | 0 | 0
2016-03-19 21:00 | 0 | 0 | 0 | 0 | 0 | 0 | 760125.0342 | 392401 | 0 | 0 | 0 | 0 | 2237807.9496 | 1088950.0433 | 0 | 0 | 0 | 0 | 0 | 0 | 0 | 0 | 0 | 0 | 0 | 0 | 0 | 0 | 0 | 0 | 251998.3149 | 115725.7193 | 0 | 0 | 0 | 0 | 0 | 0 | 0 | 0 | 0 | 0 | 0 | 0 | 0 | 0 | 0
2016-03-19 22:00 | 0 | 0 | 0 | 0 | 0 | 0 | 762198.0342 | 394474 | 0 | 0 | 0 | 0 | 2489806.2646 | 1204675.7626 | 0 | 0 | 0 | 0 | 0 | 0 | 0 | 0 | 0 | 0 | 0 | 0 | 0 | 0 | 0 | 0 | 251998.3149 | 115725.7193 | 0 | 0 | 0 | 0 | 0 | 0 | 0 | 0 | 0 | 0 | 0 | 0 | 0 | 0 | 0
2016-03-19 23:00 | 0 | 0 | 0 | 0 | 0 | 0 | 604065.4137 | 401004 | 0 | 0 | 0 | 0 | 2741804.5795 | 1155738.8613 | 0 | 0 | 0 | 0 | 0 | 0 | 0 | 0 | 0 | 0 | 0 | 0 | 0 | 0 | 0 | 0 | 251998.3149 | -48936.9013 | 0 | 0 | 0 | 0 | 0 | 0 | 0 | 0 | 0 | 0 | 0 | 0 | 0 | 0 | 0
2016-03-20 | 0 | 0 | 0 | 0 | 0 | 0 | 264638.6171 | 411271 | 0 | 0 | 0 | 0 | 2710897.9159 | 1040013.142 | 0 | 0 | 0 | 0 | 0 | 0 | 0 | 0 | 0 | 0 | 0 | 0 | 0 | 0 | 0 | 0 | -30906.6636 | -115725.7193 | 0 | 0 | 0 | 0 | 0 | 0 | 0 | 0 | 0 | 0 | 0 | 0 | 0 | 0 | 0
2016-03-20 01:00 | 0 | 0 | 0 | 0 | 0 | 453141.0942 | 14319.8755 | 411596 | 0 | 0 | 0 | 0 | 2882488.6048 | 924287.4227 | 0 | 0 | 0 | 0 | 0 | 0 | 0 | 0 | 0 | 0 | 0 | 0 | 0 | 0 | 0 | 0 | 171590.689 | -115725.7193 | 0 | 0 | 0 | 0 | 0 | 0 | 0 | 0 | 0 | 0 | 0 | 0 | 0 | 0 | 0
2016-03-20 02:00 | 0 | 0 | 0 | 0 | 0 | 447845.2029 | 0 | 403284 | 0 | 0 | 0 | 0 | 2811324.0885 | 1040013.142 | 0 | 0 | 0 | 0 | 0 | 0 | 0 | 0 | 0 | 0 | 0 | 0 | 0 | 0 | 0 | 0 | -71164.5164 | 115725.7193 | 0 | 0 | 0 | 0 | 0 | 0 | 0 | 0 | 0 | 0 | 0 | 0 | 0 | 0 | 0
2016-03-20 03:00 | 0 | 0 | 0 | 0 | 0 | 22358.9658 | 0 | 390083 | 0 | 0 | 0 | 0 | 2559325.7735 | 924287.4227 | 0 | 0 | 0 | 0 | 0 | 0 | 0 | 0 | 0 | 0 | 0 | 0 | 0 | 0 | 0 | 0 | -251998.3149 | -115725.7193 | 0 | 0 | 0 | 0 | 0 | 0 | 0 | 0 | 0 | 0 | 0 | 0 | 0 | 0 | 0
2016-03-20 04:00 | 0 | 0 | 0 | 0 | 0 | 7584.9658 | 0 | 375309 | 0 | 0 | 0 | 0 | 2307327.4586 | 808561.7034 | 0 | 0 | 0 | 0 | 0 | 0 | 0 | 0 | 0 | 0 | 0 | 0 | 0 | 0 | 0 | 0 | -251998.3149 | -115725.7193 | 0 | 0 | 0 | 0 | 0 | 0 | 0 | 0 | 0 | 0 | 0 | 0 | 0 | 0 | 0
2016-03-20 05:00 | 0 | 0 | 0 | 0 | 0 | 0 | 0 | 362490 | 0 | 0 | 0 | 0 | 2060563.1779 | 692835.9841 | 0 | 0 | 0 | 0 | 0 | 0 | 0 | 0 | 0 | 0 | 0 | 0 | 0 | 0 | 0 | 0 | -246764.2807 | -115725.7193 | 0 | 0 | 0 | 0 | 0 | 0 | 0 | 0 | 0 | 0 | 0 | 0 | 0 | 0 | 0
2016-03-20 06:00 | 0 | 0 | 0 | 0 | 0 | 0 | 0 | 352719 | 0 | 0 | 0 | 0 | 1823569.8972 | 577110.2648 | 0 | 0 | 0 | 0 | 0 | 0 | 0 | 0 | 0 | 0 | 0 | 0 | 0 | 0 | 0 | 0 | -236993.2807 | -115725.7193 | 0 | 0 | 0 | 0 | 0 | 0 | 0 | 0 | 0 | 0 | 0 | 0 | 0 | 0 | 0
2016-03-20 07:00 | 0 | 0 | 0 | 0 | 0 | 0 | 0 | 346932 | 0 | 0 | 0 | 0 | 1571571.5822 | 482176.5798 | 0 | 0 | 0 | 0 | 0 | 0 | 0 | 0 | 0 | 0 | 0 | 0 | 0 | 0 | 0 | 0 | -251998.3149 | -94933.6851 | 0 | 0 | 0 | 0 | 0 | 0 | 0 | 0 | 0 | 0 | 0 | 0 | 0 | 0 | 0
2016-03-20 08:00 | 0 | 0 | 0 | 0 | 0 | 329628.4564 | 0 | 344382 | 0 | 0 | 0 | 0 | 1672543.7579 | 366450.8605 | 0 | 0 | 0 | 0 | 0 | 0 | 0 | 0 | 0 | 0 | 0 | 0 | 0 | 0 | 0 | 0 | 100972.1757 | -115725.7193 | 0 | 0 | 0 | 0 | 0 | 0 | 0 | 0 | 0 | 0 | 0 | 0 | 0 | 0 | 0
2016-03-20 09:00 | 0 | 0 | 0 | 0 | 0 | 0 | 0 | 347241 | 0 | 0 | 0 | 0 | 1420545.443 | 271208.1754 | 0 | 0 | 0 | 0 | 0 | 0 | 0 | 0 | 0 | 0 | 0 | 0 | 0 | 0 | 0 | 0 | -251998.3149 | -95242.6851 | 0 | 0 | 0 | 0 | 0 | 0 | 0 | 0 | 0 | 0 | 0 | 0 | 0 | 0 | 0
2016-03-20 10:00 | 0 | 0 | 0 | 0 | 0 | 0 | 0 | 354367 | 0 | 0 | 0 | 0 | 1168547.128 | 168839.4904 | 0 | 0 | 0 | 0 | 0 | 0 | 0 | 0 | 0 | 0 | 0 | 0 | 0 | 0 | 0 | 0 | -251998.3149 | -102368.6851 | 0 | 0 | 0 | 0 | 0 | 0 | 0 | 0 | 0 | 0 | 0 | 0 | 0 | 0 | 0
2016-03-20 11:00 | 0 | 0 | 0 | 0 | 0 | 0 | 0 | 366569 | 0 | 0 | 0 | 0 | 916548.8131 | 54268.8053 | 0 | 0 | 0 | 0 | 0 | 0 | 0 | 0 | 0 | 0 | 0 | 0 | 0 | 0 | 0 | 0 | -251998.3149 | -114570.6851 | 0 | 0 | 0 | 0 | 0 | 0 | 0 | 0 | 0 | 0 | 0 | 0 | 0 | 0 | 0
2016-03-20 12:00 | 0 | 0 | 0 | 0 | 0 | 269108.353 | 0 | 380362 | 0 | 0 | 0 | 0 | 689569.4468 | 169994.5246 | 0 | 0 | 0 | 0 | 0 | 0 | 0 | 0 | 0 | 0 | 0 | 0 | 0 | 0 | 0 | 0 | -226979.3663 | 115725.7193 | 0 | 0 | 0 | 0 | 0 | 0 | 0 | 0 | 0 | 0 | 0 | 0 | 0 | 0 | 0
2016-03-20 13:00 | 0 | 0 | 0 | 0 | 0 | 0 | 110704.4196 | 392900 | 0 | 0 | 0 | 0 | 523099.5857 | 54268.8053 | 0 | 0 | 0 | 0 | 0 | 0 | 0 | 0 | 0 | 0 | 0 | 0 | 0 | 0 | 0 | 0 | -166469.8611 | -115725.7193 | 0 | 0 | 0 | 0 | 0 | 0 | 0 | 0 | 0 | 0 | 0 | 0 | 0 | 0 | 0
2016-03-20 14:00 | 0 | 0 | 0 | 0 | 0 | 0 | 497548.575 | 399596 | 0 | 0 | 0 | 0 | 563665.4872 | 111655.4787 | 0 | 0 | 0 | 0 | 0 | 0 | 0 | 0 | 0 | 0 | 0 | 0 | 0 | 0 | 0 | 0 | 40565.9015 | 57386.6734 | 0 | 0 | 0 | 0 | 0 | 0 | 0 | 0 | 0 | 0 | 0 | 0 | 0 | 0 | 0
2016-03-20 15:00 | 0 | 0 | 0 | 0 | 0 | 0 | 768258.0342 | 400534 | 0 | 0 | 0 | 0 | 815663.8022 | 227381.198 | 0 | 0 | 0 | 0 | 0 | 0 | 0 | 0 | 0 | 0 | 0 | 0 | 0 | 0 | 0 | 0 | 251998.3149 | 115725.7193 | 0 | 0 | 0 | 0 | 0 | 0 | 0 | 0 | 0 | 0 | 0 | 0 | 0 | 0 | 0
2016-03-20 16:00 | 0 | 0 | 0 | 0 | 0 | 0 | 768534.0342 | 400810 | 0 | 0 | 0 | 0 | 1067662.1171 | 343106.9173 | 0 | 0 | 0 | 0 | 0 | 0 | 0 | 0 | 0 | 0 | 0 | 0 | 0 | 0 | 0 | 0 | 251998.3149 | 115725.7193 | 0 | 0 | 0 | 0 | 0 | 0 | 0 | 0 | 0 | 0 | 0 | 0 | 0 | 0 | 0
2016-03-20 17:00 | 0 | 0 | 0 | 0 | 0 | 0 | 767826.0342 | 400102 | 0 | 0 | 0 | 0 | 1319660.4321 | 458832.6366 | 0 | 0 | 0 | 0 | 0 | 0 | 0 | 0 | 0 | 0 | 0 | 0 | 0 | 0 | 0 | 0 | 251998.3149 | 115725.7193 | 0 | 0 | 0 | 0 | 0 | 0 | 0 | 0 | 0 | 0 | 0 | 0 | 0 | 0 | 0
2016-03-20 18:00 | 0 | 0 | 0 | 0 | 0 | 0 | 765168.0342 | 397444 | 0 | 0 | 0 | 0 | 1571658.747 | 574558.3559 | 0 | 0 | 0 | 0 | 0 | 0 | 0 | 0 | 0 | 0 | 0 | 0 | 0 | 0 | 0 | 0 | 251998.3149 | 115725.7193 | 0 | 0 | 0 | 0 | 0 | 0 | 0 | 0 | 0 | 0 | 0 | 0 | 0 | 0 | 0
2016-03-20 19:00 | 0 | 0 | 0 | 0 | 0 | 0 | 763202.0342 | 395478 | 0 | 0 | 0 | 0 | 1823657.0619 | 690284.0752 | 0 | 0 | 0 | 0 | 0 | 0 | 0 | 0 | 0 | 0 | 0 | 0 | 0 | 0 | 0 | 0 | 251998.3149 | 115725.7193 | 0 | 0 | 0 | 0 | 0 | 0 | 0 | 0 | 0 | 0 | 0 | 0 | 0 | 0 | 0
2016-03-20 20:00 | 0 | 0 | 0 | 0 | 0 | 0 | 763601.0342 | 395877 | 0 | 0 | 0 | 0 | 2075655.3769 | 806009.7945 | 0 | 0 | 0 | 0 | 0 | 0 | 0 | 0 | 0 | 0 | 0 | 0 | 0 | 0 | 0 | 0 | 251998.3149 | 115725.7193 | 0 | 0 | 0 | 0 | 0 | 0 | 0 | 0 | 0 | 0 | 0 | 0 | 0 | 0 | 0
2016-03-20 21:00 | 0 | 0 | 0 | 0 | 0 | 0 | 767386.0342 | 399662 | 0 | 0 | 0 | 0 | 2327653.6918 | 921735.5138 | 0 | 0 | 0 | 0 | 0 | 0 | 0 | 0 | 0 | 0 | 0 | 0 | 0 | 0 | 0 | 0 | 251998.3149 | 115725.7193 | 0 | 0 | 0 | 0 | 0 | 0 | 0 | 0 | 0 | 0 | 0 | 0 | 0 | 0 | 0
2016-03-20 22:00 | 0 | 0 | 0 | 0 | 0 | 0 | 773296.0342 | 405572 | 0 | 0 | 0 | 0 | 2579652.0068 | 1037461.2331 | 0 | 0 | 0 | 0 | 0 | 0 | 0 | 0 | 0 | 0 | 0 | 0 | 0 | 0 | 0 | 0 | 251998.3149 | 115725.7193 | 0 | 0 | 0 | 0 | 0 | 0 | 0 | 0 | 0 | 0 | 0 | 0 | 0 | 0 | 0
2016-03-20 23:00 | 0 | 0 | 0 | 0 | 0 | 0 | 654286.8014 | 416082 | 0 | 0 | 0 | 0 | 2831650.3217 | 1023667.7196 | 0 | 0 | 0 | 0 | 0 | 0 | 0 | 0 | 0 | 0 | 0 | 0 | 0 | 0 | 0 | 0 | 251998.3149 | -13793.5135 | 0 | 0 | 0 | 0 | 0 | 0 | 0 | 0 | 0 | 0 | 0 | 0 | 0 | 0 | 0
2016-03-21 | 0 | 0 | 0 | 0 | 0 | 0 | 302127.7212 | 427870 | 0 | 0 | 0 | 0 | 2821633.7622 | 907942.0003 | 0 | 0 | 0 | 0 | 0 | 0 | 0 | 0 | 0 | 0 | 0 | 0 | 0 | 0 | 0 | 0 | -10016.5595 | -115725.7193 | 0 | 0 | 0 | 0 | 0 | 0 | 0 | 0 | 0 | 0 | 0 | 0 | 0 | 0 | 0
2016-03-21 01:00 | 0 | 0 | 0 | 0 | 0 | 361056.3913 | 13840.732 | 429768 | 0 | 0 | 0 | 0 | 2882488.6048 | 792216.281 | 0 | 0 | 0 | 0 | 0 | 0 | 0 | 0 | 0 | 0 | 0 | 0 | 0 | 0 | 0 | 0 | 60854.8426 | -115725.7193 | 0 | 0 | 0 | 0 | 0 | 0 | 0 | 0 | 0 | 0 | 0 | 0 | 0 | 0 | 0
2016-03-21 02:00 | 0 | 0 | 0 | 0 | 0 | 51499.9658 | 0 | 419224 | 0 | 0 | 0 | 0 | 2630490.2899 | 676490.5617 | 0 | 0 | 0 | 0 | 0 | 0 | 0 | 0 | 0 | 0 | 0 | 0 | 0 | 0 | 0 | 0 | -251998.3149 | -115725.7193 | 0 | 0 | 0 | 0 | 0 | 0 | 0 | 0 | 0 | 0 | 0 | 0 | 0 | 0 | 0
2016-03-21 03:00 | 0 | 0 | 0 | 0 | 0 | 267827.4044 | 0 | 404100 | 0 | 0 | 0 | 0 | 2378491.975 | 792216.281 | 0 | 0 | 0 | 0 | 0 | 0 | 0 | 0 | 0 | 0 | 0 | 0 | 0 | 0 | 0 | 0 | -251998.3149 | 115725.7193 | 0 | 0 | 0 | 0 | 0 | 0 | 0 | 0 | 0 | 0 | 0 | 0 | 0 | 0 | 0
2016-03-21 04:00 | 0 | 0 | 0 | 0 | 0 | 631604.8078 | 0 | 386926 | 0 | 0 | 0 | 0 | 2630490.2899 | 784896.7738 | 0 | 0 | 0 | 0 | 0 | 0 | 0 | 0 | 0 | 0 | 0 | 0 | 0 | 0 | 0 | 0 | 251998.3149 | -7319.5072 | 0 | 0 | 0 | 0 | 0 | 0 | 0 | 0 | 0 | 0 | 0 | 0 | 0 | 0 | 0
2016-03-21 05:00 | 0 | 0 | 0 | 0 | 0 | 6714.9658 | 0 | 374439 | 0 | 0 | 0 | 0 | 2378491.975 | 669171.0545 | 0 | 0 | 0 | 0 | 0 | 0 | 0 | 0 | 0 | 0 | 0 | 0 | 0 | 0 | 0 | 0 | -251998.3149 | -115725.7193 | 0 | 0 | 0 | 0 | 0 | 0 | 0 | 0 | 0 | 0 | 0 | 0 | 0 | 0 | 0
2016-03-21 06:00 | 0 | 0 | 0 | 0 | 0 | 0 | 0 | 366584 | 0 | 0 | 0 | 0 | 2127633.6942 | 553445.3352 | 0 | 0 | 0 | 0 | 0 | 0 | 0 | 0 | 0 | 0 | 0 | 0 | 0 | 0 | 0 | 0 | -250858.2807 | -115725.7193 | 0 | 0 | 0 | 0 | 0 | 0 | 0 | 0 | 0 | 0 | 0 | 0 | 0 | 0 | 0
2016-03-21 07:00 | 0 | 0 | 0 | 0 | 0 | 0 | 0 | 363565 | 0 | 0 | 0 | 0 | 1879794.4135 | 437719.6159 | 0 | 0 | 0 | 0 | 0 | 0 | 0 | 0 | 0 | 0 | 0 | 0 | 0 | 0 | 0 | 0 | -247839.2807 | -115725.7193 | 0 | 0 | 0 | 0 | 0 | 0 | 0 | 0 | 0 | 0 | 0 | 0 | 0 | 0 | 0
2016-03-21 08:00 | 0 | 0 | 0 | 0 | 0 | 0 | 0 | 367334 | 0 | 0 | 0 | 0 | 1627796.0986 | 322383.9309 | 0 | 0 | 0 | 0 | 0 | 0 | 0 | 0 | 0 | 0 | 0 | 0 | 0 | 0 | 0 | 0 | -251998.3149 | -115335.6851 | 0 | 0 | 0 | 0 | 0 | 0 | 0 | 0 | 0 | 0 | 0 | 0 | 0 | 0 | 0
2016-03-21 09:00 | 0 | 0 | 0 | 0 | 0 | 245788.4044 | 0 | 382061 | 0 | 0 | 0 | 0 | 1375797.7837 | 438109.6501 | 0 | 0 | 0 | 0 | 0 | 0 | 0 | 0 | 0 | 0 | 0 | 0 | 0 | 0 | 0 | 0 | -251998.3149 | 115725.7193 | 0 | 0 | 0 | 0 | 0 | 0 | 0 | 0 | 0 | 0 | 0 | 0 | 0 | 0 | 0
2016-03-21 10:00 | 0 | 0 | 0 | 0 | 0 | 46392.9658 | 0 | 414117 | 0 | 0 | 0 | 0 | 1123799.4687 | 322383.9309 | 0 | 0 | 0 | 0 | 0 | 0 | 0 | 0 | 0 | 0 | 0 | 0 | 0 | 0 | 0 | 0 | -251998.3149 | -115725.7193 | 0 | 0 | 0 | 0 | 0 | 0 | 0 | 0 | 0 | 0 | 0 | 0 | 0 | 0 | 0
2016-03-21 11:00 | 0 | 0 | 0 | 0 | 0 | 78517.9658 | 0 | 446242 | 0 | 0 | 0 | 0 | 871801.1538 | 206658.2116 | 0 | 0 | 0 | 0 | 0 | 0 | 0 | 0 | 0 | 0 | 0 | 0 | 0 | 0 | 0 | 0 | -251998.3149 | -115725.7193 | 0 | 0 | 0 | 0 | 0 | 0 | 0 | 0 | 0 | 0 | 0 | 0 | 0 | 0 | 0
2016-03-21 12:00 | 0 | 0 | 0 | 0 | 0 | 595465.5956 | 0 | 459193 | 0 | 0 | 0 | 0 | 1123799.4687 | 90932.4923 | 0 | 0 | 0 | 0 | 0 | 0 | 0 | 0 | 0 | 0 | 0 | 0 | 0 | 0 | 0 | 0 | 251998.3149 | -115725.7193 | 0 | 0 | 0 | 0 | 0 | 0 | 0 | 0 | 0 | 0 | 0 | 0 | 0 | 0 | 0
2016-03-21 13:00 | 0 | 0 | 0 | 0 | 0 | 438240.0716 | 88653.8037 | 458799 | 0 | 0 | 0 | 0 | 1076168.6247 | 206658.2116 | 0 | 0 | 0 | 0 | 0 | 0 | 0 | 0 | 0 | 0 | 0 | 0 | 0 | 0 | 0 | 0 | -47630.844 | 115725.7193 | 0 | 0 | 0 | 0 | 0 | 0 | 0 | 0 | 0 | 0 | 0 | 0 | 0 | 0 | 0
2016-03-21 14:00 | 0 | 0 | 0 | 0 | 0 | 0 | 497818.6959 | 454396 | 0 | 0 | 0 | 0 | 1235317.04 | 90932.4923 | 0 | 0 | 0 | 0 | 0 | 0 | 0 | 0 | 0 | 0 | 0 | 0 | 0 | 0 | 0 | 0 | 159148.4152 | -115725.7193 | 0 | 0 | 0 | 0 | 0 | 0 | 0 | 0 | 0 | 0 | 0 | 0 | 0 | 0 | 0
2016-03-21 15:00 | 0 | 0 | 0 | 0 | 0 | 0 | 711000.9042 | 448158 | 0 | 0 | 0 | 0 | 1387102.2622 | 201990.1742 | 0 | 0 | 0 | 0 | 0 | 0 | 0 | 0 | 0 | 0 | 0 | 0 | 0 | 0 | 0 | 0 | 151785.2222 | 111057.6819 | 0 | 0 | 0 | 0 | 0 | 0 | 0 | 0 | 0 | 0 | 0 | 0 | 0 | 0 | 0
2016-03-21 16:00 | 0 | 0 | 0 | 0 | 0 | 0 | 767391.3019 | 440472 | 0 | 0 | 0 | 0 | 1639100.5771 | 276911.1611 | 0 | 0 | 0 | 0 | 0 | 0 | 0 | 0 | 0 | 0 | 0 | 0 | 0 | 0 | 0 | 0 | 251998.3149 | 74920.987 | 0 | 0 | 0 | 0 | 0 | 0 | 0 | 0 | 0 | 0 | 0 | 0 | 0 | 0 | 0
2016-03-21 17:00 | 0 | 0 | 0 | 0 | 0 | 0 | 772096.7107 | 433201 | 0 | 0 | 0 | 0 | 1862270.5685 | 392636.8804 | 0 | 0 | 0 | 0 | 0 | 0 | 0 | 0 | 0 | 0 | 0 | 0 | 0 | 0 | 0 | 0 | 223169.9914 | 115725.7193 | 0 | 0 | 0 | 0 | 0 | 0 | 0 | 0 | 0 | 0 | 0 | 0 | 0 | 0 | 0
2016-03-21 18:00 | 0 | 0 | 0 | 0 | 0 | 0 | 758582.8913 | 426170 | 0 | 0 | 0 | 0 | 2078957.7405 | 508362.5997 | 0 | 0 | 0 | 0 | 0 | 0 | 0 | 0 | 0 | 0 | 0 | 0 | 0 | 0 | 0 | 0 | 216687.172 | 115725.7193 | 0 | 0 | 0 | 0 | 0 | 0 | 0 | 0 | 0 | 0 | 0 | 0 | 0 | 0 | 0
2016-03-21 19:00 | 0 | 0 | 0 | 0 | 0 | 0 | 746045.6809 | 420613 | 0 | 0 | 0 | 0 | 2288664.7022 | 624088.319 | 0 | 0 | 0 | 0 | 0 | 0 | 0 | 0 | 0 | 0 | 0 | 0 | 0 | 0 | 0 | 0 | 209706.9617 | 115725.7193 | 0 | 0 | 0 | 0 | 0 | 0 | 0 | 0 | 0 | 0 | 0 | 0 | 0 | 0 | 0
2016-03-21 20:00 | 0 | 0 | 0 | 0 | 0 | 0 | 738913.2557 | 417130 | 0 | 0 | 0 | 0 | 2494722.2385 | 739814.0383 | 0 | 0 | 0 | 0 | 0 | 0 | 0 | 0 | 0 | 0 | 0 | 0 | 0 | 0 | 0 | 0 | 206057.5364 | 115725.7193 | 0 | 0 | 0 | 0 | 0 | 0 | 0 | 0 | 0 | 0 | 0 | 0 | 0 | 0 | 0
2016-03-21 21:00 | 0 | 0 | 0 | 0 | 0 | 0 | 715312.9359 | 417140 | 0 | 0 | 0 | 0 | 2746720.5535 | 785988.6592 | 0 | 0 | 0 | 0 | 0 | 0 | 0 | 0 | 0 | 0 | 0 | 0 | 0 | 0 | 0 | 0 | 251998.3149 | 46174.6209 | 0 | 0 | 0 | 0 | 0 | 0 | 0 | 0 | 0 | 0 | 0 | 0 | 0 | 0 | 0
2016-03-21 22:00 | 0 | 0 | 0 | 0 | 0 | 0 | 648295.4218 | 419473 | 0 | 0 | 0 | 0 | 2859817.256 | 901714.3785 | 0 | 0 | 0 | 0 | 0 | 0 | 0 | 0 | 0 | 0 | 0 | 0 | 0 | 0 | 0 | 0 | 113096.7025 | 115725.7193 | 0 | 0 | 0 | 0 | 0 | 0 | 0 | 0 | 0 | 0 | 0 | 0 | 0 | 0 | 0
2016-03-21 23:00 | 0 | 0 | 0 | 0 | 0 | 0 | 504485.3884 | 429597 | 0 | 0 | 0 | 0 | 2818979.9251 | 1017440.0978 | 0 | 0 | 0 | 0 | 0 | 0 | 0 | 0 | 0 | 0 | 0 | 0 | 0 | 0 | 0 | 0 | -40837.3309 | 115725.7193 | 0 | 0 | 0 | 0 | 0 | 0 | 0 | 0 | 0 | 0 | 0 | 0 | 0 | 0 | 0
2016-03-22 | 0 | 0 | 0 | 0 | 0 | 0 | 215459.0267 | 443841 | 0 | 0 | 0 | 0 | 2566981.6101 | 1041056.4394 | 0 | 0 | 0 | 0 | 0 | 0 | 0 | 0 | 0 | 0 | 0 | 0 | 0 | 0 | 0 | 0 | -251998.3149 | 23616.3416 | 0 | 0 | 0 | 0 | 0 | 0 | 0 | 0 | 0 | 0 | 0 | 0 | 0 | 0 | 0
2016-03-22 01:00 | 0 | 0 | 0 | 0 | 0 | 292816.0799 | 14427.3245 | 443516 | 0 | 0 | 0 | 0 | 2314983.2952 | 1156782.1587 | 0 | 0 | 0 | 0 | 0 | 0 | 0 | 0 | 0 | 0 | 0 | 0 | 0 | 0 | 0 | 0 | -251998.3149 | 115725.7193 | 0 | 0 | 0 | 0 | 0 | 0 | 0 | 0 | 0 | 0 | 0 | 0 | 0 | 0 | 0
2016-03-22 02:00 | 0 | 0 | 0 | 0 | 0 | 293070.4044 | 0 | 429343 | 0 | 0 | 0 | 0 | 2062984.9802 | 1272507.878 | 0 | 0 | 0 | 0 | 0 | 0 | 0 | 0 | 0 | 0 | 0 | 0 | 0 | 0 | 0 | 0 | -251998.3149 | 115725.7193 | 0 | 0 | 0 | 0 | 0 | 0 | 0 | 0 | 0 | 0 | 0 | 0 | 0 | 0 | 0
2016-03-22 03:00 | 0 | 0 | 0 | 0 | 0 | 42177.9658 | 0 | 409902 | 0 | 0 | 0 | 0 | 1810986.6653 | 1156782.1587 | 0 | 0 | 0 | 0 | 0 | 0 | 0 | 0 | 0 | 0 | 0 | 0 | 0 | 0 | 0 | 0 | -251998.3149 | -115725.7193 | 0 | 0 | 0 | 0 | 0 | 0 | 0 | 0 | 0 | 0 | 0 | 0 | 0 | 0 | 0
2016-03-22 04:00 | 0 | 0 | 0 | 0 | 0 | 23422.9658 | 0 | 391147 | 0 | 0 | 0 | 0 | 1558988.3503 | 1041056.4394 | 0 | 0 | 0 | 0 | 0 | 0 | 0 | 0 | 0 | 0 | 0 | 0 | 0 | 0 | 0 | 0 | -251998.3149 | -115725.7193 | 0 | 0 | 0 | 0 | 0 | 0 | 0 | 0 | 0 | 0 | 0 | 0 | 0 | 0 | 0
2016-03-22 05:00 | 0 | 0 | 0 | 0 | 0 | 514477.5956 | 0 | 378205 | 0 | 0 | 0 | 0 | 1810986.6653 | 925330.7201 | 0 | 0 | 0 | 0 | 0 | 0 | 0 | 0 | 0 | 0 | 0 | 0 | 0 | 0 | 0 | 0 | 251998.3149 | -115725.7193 | 0 | 0 | 0 | 0 | 0 | 0 | 0 | 0 | 0 | 0 | 0 | 0 | 0 | 0 | 0
2016-03-22 06:00 | 0 | 0 | 0 | 0 | 0 | 506230.5956 | 0 | 369958 | 0 | 0 | 0 | 0 | 2062984.9802 | 809605.0008 | 0 | 0 | 0 | 0 | 0 | 0 | 0 | 0 | 0 | 0 | 0 | 0 | 0 | 0 | 0 | 0 | 251998.3149 | -115725.7193 | 0 | 0 | 0 | 0 | 0 | 0 | 0 | 0 | 0 | 0 | 0 | 0 | 0 | 0 | 0
2016-03-22 07:00 | 0 | 0 | 0 | 0 | 0 | 0 | 0 | 367249 | 0 | 0 | 0 | 0 | 1810986.6653 | 694354.3158 | 0 | 0 | 0 | 0 | 0 | 0 | 0 | 0 | 0 | 0 | 0 | 0 | 0 | 0 | 0 | 0 | -251998.3149 | -115250.6851 | 0 | 0 | 0 | 0 | 0 | 0 | 0 | 0 | 0 | 0 | 0 | 0 | 0 | 0 | 0
2016-03-22 08:00 | 0 | 0 | 0 | 0 | 0 | 506420.5956 | 0 | 370148 | 0 | 0 | 0 | 0 | 2062984.9802 | 578628.5965 | 0 | 0 | 0 | 0 | 0 | 0 | 0 | 0 | 0 | 0 | 0 | 0 | 0 | 0 | 0 | 0 | 251998.3149 | -115725.7193 | 0 | 0 | 0 | 0 | 0 | 0 | 0 | 0 | 0 | 0 | 0 | 0 | 0 | 0 | 0
2016-03-22 09:00 | 0 | 0 | 0 | 0 | 0 | 16363.9658 | 0 | 384088 | 0 | 0 | 0 | 0 | 1810986.6653 | 462902.8772 | 0 | 0 | 0 | 0 | 0 | 0 | 0 | 0 | 0 | 0 | 0 | 0 | 0 | 0 | 0 | 0 | -251998.3149 | -115725.7193 | 0 | 0 | 0 | 0 | 0 | 0 | 0 | 0 | 0 | 0 | 0 | 0 | 0 | 0 | 0
2016-03-22 10:00 | 0 | 0 | 0 | 0 | 0 | 47719.9658 | 0 | 415444 | 0 | 0 | 0 | 0 | 1558988.3503 | 347177.1579 | 0 | 0 | 0 | 0 | 0 | 0 | 0 | 0 | 0 | 0 | 0 | 0 | 0 | 0 | 0 | 0 | -251998.3149 | -115725.7193 | 0 | 0 | 0 | 0 | 0 | 0 | 0 | 0 | 0 | 0 | 0 | 0 | 0 | 0 | 0
2016-03-22 11:00 | 0 | 0 | 0 | 0 | 0 | 77241.9658 | 0 | 444966 | 0 | 0 | 0 | 0 | 1306990.0354 | 231451.4386 | 0 | 0 | 0 | 0 | 0 | 0 | 0 | 0 | 0 | 0 | 0 | 0 | 0 | 0 | 0 | 0 | -251998.3149 | -115725.7193 | 0 | 0 | 0 | 0 | 0 | 0 | 0 | 0 | 0 | 0 | 0 | 0 | 0 | 0 | 0
2016-03-22 12:00 | 0 | 0 | 0 | 0 | 0 | 134835.3742 | 0 | 452497 | 0 | 0 | 0 | 0 | 1105054.1289 | 115725.7193 | 0 | 0 | 0 | 0 | 0 | 0 | 0 | 0 | 0 | 0 | 0 | 0 | 0 | 0 | 0 | 0 | -201935.9065 | -115725.7193 | 0 | 0 | 0 | 0 | 0 | 0 | 0 | 0 | 0 | 0 | 0 | 0 | 0 | 0 | 0
2016-03-22 13:00 | 0 | 0 | 0 | 0 | 0 | 6803.298 | 72544.6678 | 447072 | 0 | 0 | 0 | 0 | 853055.8139 | 0 | 0 | 0 | 0 | 0 | 0 | 0 | 0 | 0 | 0 | 0 | 0 | 0 | 0 | 0 | 0 | 0 | -251998.3149 | -115725.7193 | 0 | 0 | 0 | 0 | 0 | 0 | 0 | 0 | 0 | 0 | 0 | 0 | 0 | 0 | 0
2016-03-22 14:00 | 0 | 0 | 0 | 0 | 0 | 0 | 416083.11 | 440164 | 0 | 0 | 0 | 0 | 828974.924 | 0 | 0 | 0 | 0 | 0 | 0 | 0 | 0 | 0 | 0 | 0 | 0 | 0 | 0 | 0 | 0 | 0 | -24080.89 | 0 | 0 | 0 | 0 | 0 | 0 | 0 | 0 | 0 | 0 | 0 | 0 | 0 | 0 | 0 | 0
2016-03-22 15:00 | 0 | 0 | 0 | 0 | 0 | 0 | 652304.7573 | 433376 | 0 | 0 | 0 | 0 | 932177.9619 | 115725.7193 | 0 | 0 | 0 | 0 | 0 | 0 | 0 | 0 | 0 | 0 | 0 | 0 | 0 | 0 | 0 | 0 | 103203.038 | 115725.7193 | 0 | 0 | 0 | 0 | 0 | 0 | 0 | 0 | 0 | 0 | 0 | 0 | 0 | 0 | 0
2016-03-22 16:00 | 0 | 0 | 0 | 0 | 0 | 51661.7789 | 742336.2554 | 426274 | 0 | 0 | 0 | 0 | 1184176.2769 | 231451.4386 | 0 | 0 | 0 | 0 | 0 | 0 | 0 | 0 | 0 | 0 | 0 | 0 | 0 | 0 | 0 | 0 | 251998.3149 | 115725.7193 | 0 | 0 | 0 | 0 | 0 | 0 | 0 | 0 | 0 | 0 | 0 | 0 | 0 | 0 | 0
2016-03-22 17:00 | 0 | 0 | 0 | 0 | 0 | 0 | 758923.378 | 419962 | 0 | 0 | 0 | 0 | 1407411.9356 | 347177.1579 | 0 | 0 | 0 | 0 | 0 | 0 | 0 | 0 | 0 | 0 | 0 | 0 | 0 | 0 | 0 | 0 | 223235.6587 | 115725.7193 | 0 | 0 | 0 | 0 | 0 | 0 | 0 | 0 | 0 | 0 | 0 | 0 | 0 | 0 | 0
2016-03-22 18:00 | 0 | 0 | 0 | 0 | 0 | 0 | 757860.946 | 415490 | 0 | 0 | 0 | 0 | 1634057.1623 | 462902.8772 | 0 | 0 | 0 | 0 | 0 | 0 | 0 | 0 | 0 | 0 | 0 | 0 | 0 | 0 | 0 | 0 | 226645.2267 | 115725.7193 | 0 | 0 | 0 | 0 | 0 | 0 | 0 | 0 | 0 | 0 | 0 | 0 | 0 | 0 | 0
2016-03-22 19:00 | 0 | 0 | 0 | 0 | 0 | 0 | 754144.3257 | 410986 | 0 | 0 | 0 | 0 | 1861489.7686 | 578628.5965 | 0 | 0 | 0 | 0 | 0 | 0 | 0 | 0 | 0 | 0 | 0 | 0 | 0 | 0 | 0 | 0 | 227432.6064 | 115725.7193 | 0 | 0 | 0 | 0 | 0 | 0 | 0 | 0 | 0 | 0 | 0 | 0 | 0 | 0 | 0
2016-03-22 20:00 | 0 | 0 | 0 | 0 | 0 | 0 | 756932.7046 | 408946 | 0 | 0 | 0 | 0 | 2093750.754 | 694354.3158 | 0 | 0 | 0 | 0 | 0 | 0 | 0 | 0 | 0 | 0 | 0 | 0 | 0 | 0 | 0 | 0 | 232260.9853 | 115725.7193 | 0 | 0 | 0 | 0 | 0 | 0 | 0 | 0 | 0 | 0 | 0 | 0 | 0 | 0 | 0
2016-03-22 21:00 | 0 | 0 | 0 | 0 | 0 | 0 | 746613.1319 | 409661 | 0 | 0 | 0 | 0 | 2345749.0689 | 779308.1328 | 0 | 0 | 0 | 0 | 0 | 0 | 0 | 0 | 0 | 0 | 0 | 0 | 0 | 0 | 0 | 0 | 251998.3149 | 84953.817 | 0 | 0 | 0 | 0 | 0 | 0 | 0 | 0 | 0 | 0 | 0 | 0 | 0 | 0 | 0
2016-03-22 22:00 | 0 | 0 | 0 | 0 | 0 | 0 | 688543.7656 | 411033 | 0 | 0 | 0 | 0 | 2507534.1152 | 895033.8521 | 0 | 0 | 0 | 0 | 0 | 0 | 0 | 0 | 0 | 0 | 0 | 0 | 0 | 0 | 0 | 0 | 161785.0463 | 115725.7193 | 0 | 0 | 0 | 0 | 0 | 0 | 0 | 0 | 0 | 0 | 0 | 0 | 0 | 0 | 0
2016-03-22 23:00 | 0 | 0 | 0 | 0 | 0 | 0 | 568211.5629 | 417740 | 0 | 0 | 0 | 0 | 2759532.4301 | 793507.1 | 0 | 0 | 0 | 0 | 0 | 0 | 0 | 0 | 0 | 0 | 0 | 0 | 0 | 0 | 0 | 0 | 251998.3149 | -101526.752 | 0 | 0 | 0 | 0 | 0 | 0 | 0 | 0 | 0 | 0 | 0 | 0 | 0 | 0 | 0
2016-03-23 | 0 | 0 | 0 | 0 | 0 | 0 | 290977.2589 | 429407 | 0 | 0 | 0 | 0 | 2507534.1152 | 907075.6739 | 0 | 0 | 0 | 0 | 0 | 0 | 0 | 0 | 0 | 0 | 0 | 0 | 0 | 0 | 0 | 0 | -251998.3149 | 113568.5738 | 0 | 0 | 0 | 0 | 0 | 0 | 0 | 0 | 0 | 0 | 0 | 0 | 0 | 0 | 0
2016-03-23 01:00 | 0 | 0 | 0 | 0 | 0 | 692785.75 | 25451.2278 | 427410 | 0 | 0 | 0 | 0 | 2759532.4301 | 945904.3367 | 0 | 0 | 0 | 0 | 0 | 0 | 0 | 0 | 0 | 0 | 0 | 0 | 0 | 0 | 0 | 0 | 251998.3149 | 38828.6628 | 0 | 0 | 0 | 0 | 0 | 0 | 0 | 0 | 0 | 0 | 0 | 0 | 0 | 0 | 0
2016-03-23 02:00 | 0 | 0 | 0 | 0 | 0 | 44444.9658 | 0 | 412169 | 0 | 0 | 0 | 0 | 2507534.1152 | 830178.6174 | 0 | 0 | 0 | 0 | 0 | 0 | 0 | 0 | 0 | 0 | 0 | 0 | 0 | 0 | 0 | 0 | -251998.3149 | -115725.7193 | 0 | 0 | 0 | 0 | 0 | 0 | 0 | 0 | 0 | 0 | 0 | 0 | 0 | 0 | 0
2016-03-23 03:00 | 0 | 0 | 0 | 0 | 0 | 255804.4044 | 0 | 392077 | 0 | 0 | 0 | 0 | 2255535.8003 | 945904.3367 | 0 | 0 | 0 | 0 | 0 | 0 | 0 | 0 | 0 | 0 | 0 | 0 | 0 | 0 | 0 | 0 | -251998.3149 | 115725.7193 | 0 | 0 | 0 | 0 | 0 | 0 | 0 | 0 | 0 | 0 | 0 | 0 | 0 | 0 | 0
2016-03-23 04:00 | 0 | 0 | 0 | 0 | 0 | 3710.9658 | 0 | 371435 | 0 | 0 | 0 | 0 | 2003537.4853 | 830178.6174 | 0 | 0 | 0 | 0 | 0 | 0 | 0 | 0 | 0 | 0 | 0 | 0 | 0 | 0 | 0 | 0 | -251998.3149 | -115725.7193 | 0 | 0 | 0 | 0 | 0 | 0 | 0 | 0 | 0 | 0 | 0 | 0 | 0 | 0 | 0
2016-03-23 05:00 | 0 | 0 | 0 | 0 | 0 | 0 | 0 | 355275 | 0 | 0 | 0 | 0 | 1763988.2046 | 714452.8981 | 0 | 0 | 0 | 0 | 0 | 0 | 0 | 0 | 0 | 0 | 0 | 0 | 0 | 0 | 0 | 0 | -239549.2807 | -115725.7193 | 0 | 0 | 0 | 0 | 0 | 0 | 0 | 0 | 0 | 0 | 0 | 0 | 0 | 0 | 0
2016-03-23 06:00 | 0 | 0 | 0 | 0 | 0 | 0 | 0 | 344743 | 0 | 0 | 0 | 0 | 1511989.8897 | 621708.2131 | 0 | 0 | 0 | 0 | 0 | 0 | 0 | 0 | 0 | 0 | 0 | 0 | 0 | 0 | 0 | 0 | -251998.3149 | -92744.6851 | 0 | 0 | 0 | 0 | 0 | 0 | 0 | 0 | 0 | 0 | 0 | 0 | 0 | 0 | 0
2016-03-23 07:00 | 0 | 0 | 0 | 0 | 0 | 0 | 0 | 338507 | 0 | 0 | 0 | 0 | 1259991.5747 | 535199.528 | 0 | 0 | 0 | 0 | 0 | 0 | 0 | 0 | 0 | 0 | 0 | 0 | 0 | 0 | 0 | 0 | -251998.3149 | -86508.6851 | 0 | 0 | 0 | 0 | 0 | 0 | 0 | 0 | 0 | 0 | 0 | 0 | 0 | 0 | 0
2016-03-23 08:00 | 0 | 0 | 0 | 0 | 0 | 0 | 0 | 340284 | 0 | 0 | 0 | 0 | 1007993.2598 | 446913.8429 | 0 | 0 | 0 | 0 | 0 | 0 | 0 | 0 | 0 | 0 | 0 | 0 | 0 | 0 | 0 | 0 | -251998.3149 | -88285.6851 | 0 | 0 | 0 | 0 | 0 | 0 | 0 | 0 | 0 | 0 | 0 | 0 | 0 | 0 | 0
2016-03-23 09:00 | 0 | 0 | 0 | 0 | 0 | 0 | 0 | 351735 | 0 | 0 | 0 | 0 | 755994.9448 | 347177.1579 | 0 | 0 | 0 | 0 | 0 | 0 | 0 | 0 | 0 | 0 | 0 | 0 | 0 | 0 | 0 | 0 | -251998.3149 | -99736.6851 | 0 | 0 | 0 | 0 | 0 | 0 | 0 | 0 | 0 | 0 | 0 | 0 | 0 | 0 | 0
2016-03-23 10:00 | 0 | 0 | 0 | 0 | 0 | 11832.9658 | 0 | 379557 | 0 | 0 | 0 | 0 | 503996.6299 | 231451.4386 | 0 | 0 | 0 | 0 | 0 | 0 | 0 | 0 | 0 | 0 | 0 | 0 | 0 | 0 | 0 | 0 | -251998.3149 | -115725.7193 | 0 | 0 | 0 | 0 | 0 | 0 | 0 | 0 | 0 | 0 | 0 | 0 | 0 | 0 | 0
2016-03-23 11:00 | 0 | 0 | 0 | 0 | 0 | 38848.9658 | 0 | 406573 | 0 | 0 | 0 | 0 | 251998.3149 | 115725.7193 | 0 | 0 | 0 | 0 | 0 | 0 | 0 | 0 | 0 | 0 | 0 | 0 | 0 | 0 | 0 | 0 | -251998.3149 | -115725.7193 | 0 | 0 | 0 | 0 | 0 | 0 | 0 | 0 | 0 | 0 | 0 | 0 | 0 | 0 | 0
2016-03-23 12:00 | 0 | 0 | 0 | 0 | 0 | 49847.8644 | 0.10133 | 417572 | 0 | 0 | 0 | 0 | 0 | 0 | 0 | 0 | 0 | 0 | 0 | 0 | 0 | 0 | 0 | 0 | 0 | 0 | 0 | 0 | 0 | 0 | -251998.3149 | -115725.7193 | 0 | 0 | 0 | 0 | 0 | 0 | 0 | 0 | 0 | 0 | 0 | 0 | 0 | 0 | 0
2016-03-23 13:00 | 0 | 0 | 0 | 0 | 0 | 685913.4519 | 102333.5823 | 420523 | 0 | 0 | 0 | 0 | 251998.3149 | 115725.7193 | 0 | 0 | 0 | 0 | 0 | 0 | 0 | 0 | 0 | 0 | 0 | 0 | 0 | 0 | 0 | 0 | 251998.3149 | 115725.7193 | 0 | 0 | 0 | 0 | 0 | 0 | 0 | 0 | 0 | 0 | 0 | 0 | 0 | 0 | 0
2016-03-23 14:00 | 0 | 0 | 0 | 0 | 0 | 292256.5031 | 458053.1789 | 423590 | 0 | 0 | 0 | 0 | 462992.2776 | 231451.4386 | 0 | 0 | 0 | 0 | 0 | 0 | 0 | 0 | 0 | 0 | 0 | 0 | 0 | 0 | 0 | 0 | 210993.9627 | 115725.7193 | 0 | 0 | 0 | 0 | 0 | 0 | 0 | 0 | 0 | 0 | 0 | 0 | 0 | 0 | 0
2016-03-23 15:00 | 0 | 0 | 0 | 0 | 0 | 65235.5504 | 726435.4839 | 423947 | 0 | 0 | 0 | 0 | 714990.5926 | 347177.1579 | 0 | 0 | 0 | 0 | 0 | 0 | 0 | 0 | 0 | 0 | 0 | 0 | 0 | 0 | 0 | 0 | 251998.3149 | 115725.7193 | 0 | 0 | 0 | 0 | 0 | 0 | 0 | 0 | 0 | 0 | 0 | 0 | 0 | 0 | 0
2016-03-23 16:00 | 0 | 0 | 0 | 0 | 0 | 0 | 789684.0342 | 421960 | 0 | 0 | 0 | 0 | 966988.9075 | 462902.8772 | 0 | 0 | 0 | 0 | 0 | 0 | 0 | 0 | 0 | 0 | 0 | 0 | 0 | 0 | 0 | 0 | 251998.3149 | 115725.7193 | 0 | 0 | 0 | 0 | 0 | 0 | 0 | 0 | 0 | 0 | 0 | 0 | 0 | 0 | 0
2016-03-23 17:00 | 0 | 0 | 0 | 0 | 0 | 0 | 788809.0342 | 421085 | 0 | 0 | 0 | 0 | 1218987.2224 | 578628.5965 | 0 | 0 | 0 | 0 | 0 | 0 | 0 | 0 | 0 | 0 | 0 | 0 | 0 | 0 | 0 | 0 | 251998.3149 | 115725.7193 | 0 | 0 | 0 | 0 | 0 | 0 | 0 | 0 | 0 | 0 | 0 | 0 | 0 | 0 | 0
2016-03-23 18:00 | 0 | 0 | 0 | 0 | 0 | 0 | 788551.0342 | 420827 | 0 | 0 | 0 | 0 | 1470985.5374 | 694354.3158 | 0 | 0 | 0 | 0 | 0 | 0 | 0 | 0 | 0 | 0 | 0 | 0 | 0 | 0 | 0 | 0 | 251998.3149 | 115725.7193 | 0 | 0 | 0 | 0 | 0 | 0 | 0 | 0 | 0 | 0 | 0 | 0 | 0 | 0 | 0
2016-03-23 19:00 | 0 | 0 | 0 | 0 | 0 | 0 | 788181.0342 | 420457 | 0 | 0 | 0 | 0 | 1722983.8523 | 810080.0351 | 0 | 0 | 0 | 0 | 0 | 0 | 0 | 0 | 0 | 0 | 0 | 0 | 0 | 0 | 0 | 0 | 251998.3149 | 115725.7193 | 0 | 0 | 0 | 0 | 0 | 0 | 0 | 0 | 0 | 0 | 0 | 0 | 0 | 0 | 0
2016-03-23 20:00 | 0 | 0 | 0 | 0 | 0 | 0 | 789283.0342 | 421559 | 0 | 0 | 0 | 0 | 1974982.1673 | 925805.7544 | 0 | 0 | 0 | 0 | 0 | 0 | 0 | 0 | 0 | 0 | 0 | 0 | 0 | 0 | 0 | 0 | 251998.3149 | 115725.7193 | 0 | 0 | 0 | 0 | 0 | 0 | 0 | 0 | 0 | 0 | 0 | 0 | 0 | 0 | 0
2016-03-23 21:00 | 0 | 0 | 0 | 0 | 0 | 0 | 791474.0342 | 423750 | 0 | 0 | 0 | 0 | 2226980.4822 | 1041531.4737 | 0 | 0 | 0 | 0 | 0 | 0 | 0 | 0 | 0 | 0 | 0 | 0 | 0 | 0 | 0 | 0 | 251998.3149 | 115725.7193 | 0 | 0 | 0 | 0 | 0 | 0 | 0 | 0 | 0 | 0 | 0 | 0 | 0 | 0 | 0
2016-03-23 22:00 | 0 | 0 | 0 | 0 | 0 | 20057.871 | 771810.1633 | 424144 | 0 | 0 | 0 | 0 | 2478978.7972 | 1157257.193 | 0 | 0 | 0 | 0 | 0 | 0 | 0 | 0 | 0 | 0 | 0 | 0 | 0 | 0 | 0 | 0 | 251998.3149 | 115725.7193 | 0 | 0 | 0 | 0 | 0 | 0 | 0 | 0 | 0 | 0 | 0 | 0 | 0 | 0 | 0
2016-03-23 23:00 | 0 | 0 | 0 | 0 | 0 | 146986.2723 | 649190.7619 | 428453 | 0 | 0 | 0 | 0 | 2730977.1121 | 1272982.9123 | 0 | 0 | 0 | 0 | 0 | 0 | 0 | 0 | 0 | 0 | 0 | 0 | 0 | 0 | 0 | 0 | 251998.3149 | 115725.7193 | 0 | 0 | 0 | 0 | 0 | 0 | 0 | 0 | 0 | 0 | 0 | 0 | 0 | 0 | 0
2016-03-24 | 0 | 0 | 0 | 0 | 0 | 0 | 371044.1998 | 436285 | 0 | 0 | 0 | 0 | 2550010.5926 | 1388708.6316 | 0 | 0 | 0 | 0 | 0 | 0 | 0 | 0 | 0 | 0 | 0 | 0 | 0 | 0 | 0 | 0 | -180966.5195 | 115725.7193 | 0 | 0 | 0 | 0 | 0 | 0 | 0 | 0 | 0 | 0 | 0 | 0 | 0 | 0 | 0
2016-03-24 01:00 | 0 | 0 | 0 | 0 | 0 | 701895.424 | 29036.3702 | 431813 | 0 | 0 | 0 | 0 | 2733403.6675 | 1504434.3509 | 0 | 0 | 0 | 0 | 0 | 0 | 0 | 0 | 0 | 0 | 0 | 0 | 0 | 0 | 0 | 0 | 183393.0749 | 115725.7193 | 0 | 0 | 0 | 0 | 0 | 0 | 0 | 0 | 0 | 0 | 0 | 0 | 0 | 0 | 0
2016-03-24 02:00 | 0 | 0 | 0 | 0 | 0 | 679994.6566 | 0 | 415184 | 0 | 0 | 0 | 0 | 2882488.6048 | 1620160.0702 | 0 | 0 | 0 | 0 | 0 | 0 | 0 | 0 | 0 | 0 | 0 | 0 | 0 | 0 | 0 | 0 | 149084.9373 | 115725.7193 | 0 | 0 | 0 | 0 | 0 | 0 | 0 | 0 | 0 | 0 | 0 | 0 | 0 | 0 | 0
2016-03-24 03:00 | 0 | 0 | 0 | 0 | 0 | 256975.4044 | 0 | 393248 | 0 | 0 | 0 | 0 | 2630490.2899 | 1735885.7895 | 0 | 0 | 0 | 0 | 0 | 0 | 0 | 0 | 0 | 0 | 0 | 0 | 0 | 0 | 0 | 0 | -251998.3149 | 115725.7193 | 0 | 0 | 0 | 0 | 0 | 0 | 0 | 0 | 0 | 0 | 0 | 0 | 0 | 0 | 0
2016-03-24 04:00 | 0 | 0 | 0 | 0 | 0 | 234507.4044 | 0 | 370780 | 0 | 0 | 0 | 0 | 2378491.975 | 1851611.5087 | 0 | 0 | 0 | 0 | 0 | 0 | 0 | 0 | 0 | 0 | 0 | 0 | 0 | 0 | 0 | 0 | -251998.3149 | 115725.7193 | 0 | 0 | 0 | 0 | 0 | 0 | 0 | 0 | 0 | 0 | 0 | 0 | 0 | 0 | 0
2016-03-24 05:00 | 0 | 0 | 0 | 0 | 0 | 691566.4367 | 0 | 353765 | 0 | 0 | 0 | 0 | 2600567.6924 | 1967337.228 | 0 | 0 | 0 | 0 | 0 | 0 | 0 | 0 | 0 | 0 | 0 | 0 | 0 | 0 | 0 | 0 | 222075.7174 | 115725.7193 | 0 | 0 | 0 | 0 | 0 | 0 | 0 | 0 | 0 | 0 | 0 | 0 | 0 | 0 | 0
2016-03-24 06:00 | 0 | 0 | 0 | 0 | 0 | 0 | 0 | 342199 | 0 | 0 | 0 | 0 | 2348569.3774 | 1877136.543 | 0 | 0 | 0 | 0 | 0 | 0 | 0 | 0 | 0 | 0 | 0 | 0 | 0 | 0 | 0 | 0 | -251998.3149 | -90200.6851 | 0 | 0 | 0 | 0 | 0 | 0 | 0 | 0 | 0 | 0 | 0 | 0 | 0 | 0 | 0
2016-03-24 07:00 | 0 | 0 | 0 | 0 | 0 | 0 | 0 | 335265 | 0 | 0 | 0 | 0 | 2096571.0625 | 1793869.8579 | 0 | 0 | 0 | 0 | 0 | 0 | 0 | 0 | 0 | 0 | 0 | 0 | 0 | 0 | 0 | 0 | -251998.3149 | -83266.6851 | 0 | 0 | 0 | 0 | 0 | 0 | 0 | 0 | 0 | 0 | 0 | 0 | 0 | 0 | 0
2016-03-24 08:00 | 0 | 0 | 0 | 0 | 0 | 0 | 0 | 334414 | 0 | 0 | 0 | 0 | 1844572.7476 | 1711454.1729 | 0 | 0 | 0 | 0 | 0 | 0 | 0 | 0 | 0 | 0 | 0 | 0 | 0 | 0 | 0 | 0 | -251998.3149 | -82415.6851 | 0 | 0 | 0 | 0 | 0 | 0 | 0 | 0 | 0 | 0 | 0 | 0 | 0 | 0 | 0
2016-03-24 09:00 | 0 | 0 | 0 | 0 | 0 | 0 | 0 | 344570 | 0 | 0 | 0 | 0 | 1592574.4326 | 1618882.4878 | 0 | 0 | 0 | 0 | 0 | 0 | 0 | 0 | 0 | 0 | 0 | 0 | 0 | 0 | 0 | 0 | -251998.3149 | -92571.6851 | 0 | 0 | 0 | 0 | 0 | 0 | 0 | 0 | 0 | 0 | 0 | 0 | 0 | 0 | 0
2016-03-24 10:00 | 0 | 0 | 0 | 0 | 0 | 233712.4044 | 0 | 369985 | 0 | 0 | 0 | 0 | 1340576.1177 | 1734608.2071 | 0 | 0 | 0 | 0 | 0 | 0 | 0 | 0 | 0 | 0 | 0 | 0 | 0 | 0 | 0 | 0 | -251998.3149 | 115725.7193 | 0 | 0 | 0 | 0 | 0 | 0 | 0 | 0 | 0 | 0 | 0 | 0 | 0 | 0 | 0
2016-03-24 11:00 | 0 | 0 | 0 | 0 | 0 | 29327.9658 | 0 | 397052 | 0 | 0 | 0 | 0 | 1088577.8027 | 1618882.4878 | 0 | 0 | 0 | 0 | 0 | 0 | 0 | 0 | 0 | 0 | 0 | 0 | 0 | 0 | 0 | 0 | -251998.3149 | -115725.7193 | 0 | 0 | 0 | 0 | 0 | 0 | 0 | 0 | 0 | 0 | 0 | 0 | 0 | 0 | 0
2016-03-24 12:00 | 0 | 0 | 0 | 0 | 0 | 192123.9584 | 2.3682 | 410677 | 0 | 0 | 0 | 0 | 985752.8486 | 1503156.7685 | 0 | 0 | 0 | 0 | 0 | 0 | 0 | 0 | 0 | 0 | 0 | 0 | 0 | 0 | 0 | 0 | -102824.9541 | -115725.7193 | 0 | 0 | 0 | 0 | 0 | 0 | 0 | 0 | 0 | 0 | 0 | 0 | 0 | 0 | 0
2016-03-24 13:00 | 0 | 0 | 0 | 0 | 0 | 139725.4016 | 125895.88 | 417690 | 0 | 0 | 0 | 0 | 733754.5336 | 1603086.3651 | 0 | 0 | 0 | 0 | 0 | 0 | 0 | 0 | 0 | 0 | 0 | 0 | 0 | 0 | 0 | 0 | -251998.3149 | 99929.5965 | 0 | 0 | 0 | 0 | 0 | 0 | 0 | 0 | 0 | 0 | 0 | 0 | 0 | 0 | 0
2016-03-24 14:00 | 0 | 0 | 0 | 0 | 0 | 0 | 540147.4363 | 424441 | 0 | 0 | 0 | 0 | 733735.2506 | 1718812.0844 | 0 | 0 | 0 | 0 | 0 | 0 | 0 | 0 | 0 | 0 | 0 | 0 | 0 | 0 | 0 | 0 | -19.283 | 115725.7193 | 0 | 0 | 0 | 0 | 0 | 0 | 0 | 0 | 0 | 0 | 0 | 0 | 0 | 0 | 0
2016-03-24 15:00 | 0 | 0 | 0 | 0 | 0 | 0 | 794502.0342 | 426778 | 0 | 0 | 0 | 0 | 985733.5656 | 1834537.8037 | 0 | 0 | 0 | 0 | 0 | 0 | 0 | 0 | 0 | 0 | 0 | 0 | 0 | 0 | 0 | 0 | 251998.3149 | 115725.7193 | 0 | 0 | 0 | 0 | 0 | 0 | 0 | 0 | 0 | 0 | 0 | 0 | 0 | 0 | 0
2016-03-24 16:00 | 0 | 0 | 0 | 0 | 0 | 0 | 794100.0342 | 426376 | 0 | 0 | 0 | 0 | 1237731.8805 | 1950263.523 | 0 | 0 | 0 | 0 | 0 | 0 | 0 | 0 | 0 | 0 | 0 | 0 | 0 | 0 | 0 | 0 | 251998.3149 | 115725.7193 | 0 | 0 | 0 | 0 | 0 | 0 | 0 | 0 | 0 | 0 | 0 | 0 | 0 | 0 | 0
2016-03-24 17:00 | 0 | 0 | 0 | 0 | 0 | 0 | 793499.0342 | 425775 | 0 | 0 | 0 | 0 | 1489730.1955 | 2065989.2423 | 0 | 0 | 0 | 0 | 0 | 0 | 0 | 0 | 0 | 0 | 0 | 0 | 0 | 0 | 0 | 0 | 251998.3149 | 115725.7193 | 0 | 0 | 0 | 0 | 0 | 0 | 0 | 0 | 0 | 0 | 0 | 0 | 0 | 0 | 0
2016-03-24 18:00 | 0 | 0 | 0 | 0 | 0 | 0 | 791886.0342 | 424162 | 0 | 0 | 0 | 0 | 1741728.5104 | 2181714.9616 | 0 | 0 | 0 | 0 | 0 | 0 | 0 | 0 | 0 | 0 | 0 | 0 | 0 | 0 | 0 | 0 | 251998.3149 | 115725.7193 | 0 | 0 | 0 | 0 | 0 | 0 | 0 | 0 | 0 | 0 | 0 | 0 | 0 | 0 | 0
2016-03-24 19:00 | 0 | 0 | 0 | 0 | 0 | 0 | 789854.0342 | 422130 | 0 | 0 | 0 | 0 | 1993726.8254 | 2297440.6809 | 0 | 0 | 0 | 0 | 0 | 0 | 0 | 0 | 0 | 0 | 0 | 0 | 0 | 0 | 0 | 0 | 251998.3149 | 115725.7193 | 0 | 0 | 0 | 0 | 0 | 0 | 0 | 0 | 0 | 0 | 0 | 0 | 0 | 0 | 0
2016-03-24 20:00 | 0 | 0 | 0 | 0 | 0 | 0 | 789359.0342 | 421635 | 0 | 0 | 0 | 0 | 2245725.1403 | 2413166.4001 | 0 | 0 | 0 | 0 | 0 | 0 | 0 | 0 | 0 | 0 | 0 | 0 | 0 | 0 | 0 | 0 | 251998.3149 | 115725.7193 | 0 | 0 | 0 | 0 | 0 | 0 | 0 | 0 | 0 | 0 | 0 | 0 | 0 | 0 | 0
2016-03-24 21:00 | 0 | 0 | 0 | 0 | 0 | 0 | 789760.0342 | 422036 | 0 | 0 | 0 | 0 | 2497723.4553 | 2528892.1194 | 0 | 0 | 0 | 0 | 0 | 0 | 0 | 0 | 0 | 0 | 0 | 0 | 0 | 0 | 0 | 0 | 251998.3149 | 115725.7193 | 0 | 0 | 0 | 0 | 0 | 0 | 0 | 0 | 0 | 0 | 0 | 0 | 0 | 0 | 0
2016-03-24 22:00 | 0 | 0 | 0 | 0 | 0 | 0 | 789286.0342 | 421562 | 0 | 0 | 0 | 0 | 2749721.7702 | 2644617.8387 | 0 | 0 | 0 | 0 | 0 | 0 | 0 | 0 | 0 | 0 | 0 | 0 | 0 | 0 | 0 | 0 | 251998.3149 | 115725.7193 | 0 | 0 | 0 | 0 | 0 | 0 | 0 | 0 | 0 | 0 | 0 | 0 | 0 | 0 | 0
2016-03-24 23:00 | 0 | 0 | 0 | 0 | 0 | 0 | 672540.5539 | 424048 | 0 | 0 | 0 | 0 | 2882488.6048 | 2760343.558 | 0 | 0 | 0 | 0 | 0 | 0 | 0 | 0 | 0 | 0 | 0 | 0 | 0 | 0 | 0 | 0 | 132766.8346 | 115725.7193 | 0 | 0 | 0 | 0 | 0 | 0 | 0 | 0 | 0 | 0 | 0 | 0 | 0 | 0 | 0
2016-03-25 | 0 | 0 | 0 | 0 | 0 | 0 | 355075.9002 | 429148 | 0 | 0 | 0 | 0 | 2692690.7857 | 2876069.2773 | 0 | 0 | 0 | 0 | 0 | 0 | 0 | 0 | 0 | 0 | 0 | 0 | 0 | 0 | 0 | 0 | -189797.8191 | 115725.7193 | 0 | 0 | 0 | 0 | 0 | 0 | 0 | 0 | 0 | 0 | 0 | 0 | 0 | 0 | 0
2016-03-25 01:00 | 0 | 0 | 0 | 0 | 0 | 407136.3816 | 30390.3104 | 426822 | 0 | 0 | 0 | 0 | 2587669.7584 | 2991794.9966 | 0 | 0 | 0 | 0 | 0 | 0 | 0 | 0 | 0 | 0 | 0 | 0 | 0 | 0 | 0 | 0 | -105021.0273 | 115725.7193 | 0 | 0 | 0 | 0 | 0 | 0 | 0 | 0 | 0 | 0 | 0 | 0 | 0 | 0 | 0
2016-03-25 02:00 | 0 | 0 | 0 | 0 | 0 | 275120.4044 | 0 | 411393 | 0 | 0 | 0 | 0 | 2335671.4435 | 3107520.7159 | 0 | 0 | 0 | 0 | 0 | 0 | 0 | 0 | 0 | 0 | 0 | 0 | 0 | 0 | 0 | 0 | -251998.3149 | 115725.7193 | 0 | 0 | 0 | 0 | 0 | 0 | 0 | 0 | 0 | 0 | 0 | 0 | 0 | 0 | 0
2016-03-25 03:00 | 0 | 0 | 0 | 0 | 0 | 255075.4044 | 0 | 391348 | 0 | 0 | 0 | 0 | 2083673.1285 | 3223246.4352 | 0 | 0 | 0 | 0 | 0 | 0 | 0 | 0 | 0 | 0 | 0 | 0 | 0 | 0 | 0 | 0 | -251998.3149 | 115725.7193 | 0 | 0 | 0 | 0 | 0 | 0 | 0 | 0 | 0 | 0 | 0 | 0 | 0 | 0 | 0
2016-03-25 04:00 | 0 | 0 | 0 | 0 | 0 | 2893.9658 | 0 | 370618 | 0 | 0 | 0 | 0 | 1831674.8136 | 3107520.7159 | 0 | 0 | 0 | 0 | 0 | 0 | 0 | 0 | 0 | 0 | 0 | 0 | 0 | 0 | 0 | 0 | -251998.3149 | -115725.7193 | 0 | 0 | 0 | 0 | 0 | 0 | 0 | 0 | 0 | 0 | 0 | 0 | 0 | 0 | 0
2016-03-25 05:00 | 0 | 0 | 0 | 0 | 0 | 0 | 0 | 353765 | 0 | 0 | 0 | 0 | 1579676.4987 | 3005754.0309 | 0 | 0 | 0 | 0 | 0 | 0 | 0 | 0 | 0 | 0 | 0 | 0 | 0 | 0 | 0 | 0 | -251998.3149 | -101766.6851 | 0 | 0 | 0 | 0 | 0 | 0 | 0 | 0 | 0 | 0 | 0 | 0 | 0 | 0 | 0
2016-03-25 06:00 | 0 | 0 | 0 | 0 | 0 | 0 | 0 | 342034 | 0 | 0 | 0 | 0 | 1327678.1837 | 2915718.3458 | 0 | 0 | 0 | 0 | 0 | 0 | 0 | 0 | 0 | 0 | 0 | 0 | 0 | 0 | 0 | 0 | -251998.3149 | -90035.6851 | 0 | 0 | 0 | 0 | 0 | 0 | 0 | 0 | 0 | 0 | 0 | 0 | 0 | 0 | 0
2016-03-25 07:00 | 0 | 0 | 0 | 0 | 0 | 0 | 0 | 335251 | 0 | 0 | 0 | 0 | 1075679.8688 | 2832465.6608 | 0 | 0 | 0 | 0 | 0 | 0 | 0 | 0 | 0 | 0 | 0 | 0 | 0 | 0 | 0 | 0 | -251998.3149 | -83252.6851 | 0 | 0 | 0 | 0 | 0 | 0 | 0 | 0 | 0 | 0 | 0 | 0 | 0 | 0 | 0
2016-03-25 08:00 | 0 | 0 | 0 | 0 | 0 | 513831.5694 | 0 | 334299 | 0 | 0 | 0 | 0 | 1327678.1837 | 2759999.9152 | 0 | 0 | 0 | 0 | 0 | 0 | 0 | 0 | 0 | 0 | 0 | 0 | 0 | 0 | 0 | 0 | 251998.3149 | -72465.7456 | 0 | 0 | 0 | 0 | 0 | 0 | 0 | 0 | 0 | 0 | 0 | 0 | 0 | 0 | 0
2016-03-25 09:00 | 0 | 0 | 0 | 0 | 0 | 204441.4044 | 0 | 340714 | 0 | 0 | 0 | 0 | 1075679.8688 | 2875725.6345 | 0 | 0 | 0 | 0 | 0 | 0 | 0 | 0 | 0 | 0 | 0 | 0 | 0 | 0 | 0 | 0 | -251998.3149 | 115725.7193 | 0 | 0 | 0 | 0 | 0 | 0 | 0 | 0 | 0 | 0 | 0 | 0 | 0 | 0 | 0
2016-03-25 10:00 | 0 | 0 | 0 | 0 | 0 | 0 | 0 | 358380 | 0 | 0 | 0 | 0 | 823681.5538 | 2769343.9494 | 0 | 0 | 0 | 0 | 0 | 0 | 0 | 0 | 0 | 0 | 0 | 0 | 0 | 0 | 0 | 0 | -251998.3149 | -106381.6851 | 0 | 0 | 0 | 0 | 0 | 0 | 0 | 0 | 0 | 0 | 0 | 0 | 0 | 0 | 0
2016-03-25 11:00 | 0 | 0 | 0 | 0 | 0 | 244523.4044 | 0 | 380796 | 0 | 0 | 0 | 0 | 571683.2389 | 2885069.6687 | 0 | 0 | 0 | 0 | 0 | 0 | 0 | 0 | 0 | 0 | 0 | 0 | 0 | 0 | 0 | 0 | -251998.3149 | 115725.7193 | 0 | 0 | 0 | 0 | 0 | 0 | 0 | 0 | 0 | 0 | 0 | 0 | 0 | 0 | 0
2016-03-25 12:00 | 0 | 0 | 0 | 0 | 0 | 260927.8985 | 4.5059 | 397205 | 0 | 0 | 0 | 0 | 319684.9239 | 3000795.388 | 0 | 0 | 0 | 0 | 0 | 0 | 0 | 0 | 0 | 0 | 0 | 0 | 0 | 0 | 0 | 0 | -251998.3149 | 115725.7193 | 0 | 0 | 0 | 0 | 0 | 0 | 0 | 0 | 0 | 0 | 0 | 0 | 0 | 0 | 0
2016-03-25 13:00 | 0 | 0 | 0 | 0 | 0 | 0 | 112339.519 | 410507 | 0 | 0 | 0 | 0 | 67686.609 | 2954626.222 | 0 | 0 | 0 | 0 | 0 | 0 | 0 | 0 | 0 | 0 | 0 | 0 | 0 | 0 | 0 | 0 | -251998.3149 | -46169.1661 | 0 | 0 | 0 | 0 | 0 | 0 | 0 | 0 | 0 | 0 | 0 | 0 | 0 | 0 | 0
2016-03-25 14:00 | 0 | 0 | 0 | 0 | 0 | 252474.5387 | 534278.4955 | 419029 | 0 | 0 | 0 | 0 | 319684.9239 | 3070351.9413 | 0 | 0 | 0 | 0 | 0 | 0 | 0 | 0 | 0 | 0 | 0 | 0 | 0 | 0 | 0 | 0 | 251998.3149 | 115725.7193 | 0 | 0 | 0 | 0 | 0 | 0 | 0 | 0 | 0 | 0 | 0 | 0 | 0 | 0 | 0
2016-03-25 15:00 | 0 | 0 | 0 | 0 | 0 | 0 | 781544.9469 | 420350 | 0 | 0 | 0 | 0 | 565154.1515 | 3186077.6605 | 0 | 0 | 0 | 0 | 0 | 0 | 0 | 0 | 0 | 0 | 0 | 0 | 0 | 0 | 0 | 0 | 245469.2276 | 115725.7193 | 0 | 0 | 0 | 0 | 0 | 0 | 0 | 0 | 0 | 0 | 0 | 0 | 0 | 0 | 0
2016-03-25 16:00 | 0 | 0 | 0 | 0 | 0 | 0 | 785148.0342 | 417424 | 0 | 0 | 0 | 0 | 817152.4665 | 3301803.3798 | 0 | 0 | 0 | 0 | 0 | 0 | 0 | 0 | 0 | 0 | 0 | 0 | 0 | 0 | 0 | 0 | 251998.3149 | 115725.7193 | 0 | 0 | 0 | 0 | 0 | 0 | 0 | 0 | 0 | 0 | 0 | 0 | 0 | 0 | 0
2016-03-25 17:00 | 0 | 0 | 0 | 0 | 0 | 0 | 780875.0342 | 413151 | 0 | 0 | 0 | 0 | 1069150.7814 | 3417529.0991 | 0 | 0 | 0 | 0 | 0 | 0 | 0 | 0 | 0 | 0 | 0 | 0 | 0 | 0 | 0 | 0 | 251998.3149 | 115725.7193 | 0 | 0 | 0 | 0 | 0 | 0 | 0 | 0 | 0 | 0 | 0 | 0 | 0 | 0 | 0
2016-03-25 18:00 | 0 | 0 | 0 | 0 | 0 | 0 | 776982.0342 | 409258 | 0 | 0 | 0 | 0 | 1321149.0963 | 3533254.8184 | 0 | 0 | 0 | 0 | 0 | 0 | 0 | 0 | 0 | 0 | 0 | 0 | 0 | 0 | 0 | 0 | 251998.3149 | 115725.7193 | 0 | 0 | 0 | 0 | 0 | 0 | 0 | 0 | 0 | 0 | 0 | 0 | 0 | 0 | 0
2016-03-25 19:00 | 0 | 0 | 0 | 0 | 0 | 0 | 773015.0342 | 405291 | 0 | 0 | 0 | 0 | 1573147.4113 | 3648980.5377 | 0 | 0 | 0 | 0 | 0 | 0 | 0 | 0 | 0 | 0 | 0 | 0 | 0 | 0 | 0 | 0 | 251998.3149 | 115725.7193 | 0 | 0 | 0 | 0 | 0 | 0 | 0 | 0 | 0 | 0 | 0 | 0 | 0 | 0 | 0
2016-03-25 20:00 | 0 | 0 | 0 | 0 | 0 | 0 | 770185.0342 | 402461 | 0 | 0 | 0 | 0 | 1825145.7262 | 3764706.257 | 0 | 0 | 0 | 0 | 0 | 0 | 0 | 0 | 0 | 0 | 0 | 0 | 0 | 0 | 0 | 0 | 251998.3149 | 115725.7193 | 0 | 0 | 0 | 0 | 0 | 0 | 0 | 0 | 0 | 0 | 0 | 0 | 0 | 0 | 0
2016-03-25 21:00 | 0 | 0 | 0 | 0 | 0 | 0 | 769364.0342 | 401640 | 0 | 0 | 0 | 0 | 2077144.0412 | 3880431.9763 | 0 | 0 | 0 | 0 | 0 | 0 | 0 | 0 | 0 | 0 | 0 | 0 | 0 | 0 | 0 | 0 | 251998.3149 | 115725.7193 | 0 | 0 | 0 | 0 | 0 | 0 | 0 | 0 | 0 | 0 | 0 | 0 | 0 | 0 | 0
2016-03-25 22:00 | 0 | 0 | 0 | 0 | 0 | 22800.5945 | 744542.4398 | 399619 | 0 | 0 | 0 | 0 | 2329142.3561 | 3996157.6956 | 0 | 0 | 0 | 0 | 0 | 0 | 0 | 0 | 0 | 0 | 0 | 0 | 0 | 0 | 0 | 0 | 251998.3149 | 115725.7193 | 0 | 0 | 0 | 0 | 0 | 0 | 0 | 0 | 0 | 0 | 0 | 0 | 0 | 0 | 0
2016-03-25 23:00 | 0 | 0 | 0 | 0 | 0 | 148417.3863 | 619964.6479 | 400658 | 0 | 0 | 0 | 0 | 2581140.6711 | 4111883.4149 | 0 | 0 | 0 | 0 | 0 | 0 | 0 | 0 | 0 | 0 | 0 | 0 | 0 | 0 | 0 | 0 | 251998.3149 | 115725.7193 | 0 | 0 | 0 | 0 | 0 | 0 | 0 | 0 | 0 | 0 | 0 | 0 | 0 | 0 | 0
2016-03-26 | 0 | 0 | 0 | 0 | 0 | 48547.5055 | 337298.9345 | 407842 | 0 | 0 | 0 | 0 | 2443419.3918 | 4227609.1342 | 0 | 0 | 0 | 0 | 0 | 0 | 0 | 0 | 0 | 0 | 0 | 0 | 0 | 0 | 0 | 0 | -137721.2793 | 115725.7193 | 0 | 0 | 0 | 0 | 0 | 0 | 0 | 0 | 0 | 0 | 0 | 0 | 0 | 0 | 0
2016-03-26 01:00 | 0 | 0 | 0 | 0 | 0 | 647263.3141 | 32214.1989 | 406429 | 0 | 0 | 0 | 0 | 2600742.1854 | 4343334.8535 | 0 | 0 | 0 | 0 | 0 | 0 | 0 | 0 | 0 | 0 | 0 | 0 | 0 | 0 | 0 | 0 | 157322.7937 | 115725.7193 | 0 | 0 | 0 | 0 | 0 | 0 | 0 | 0 | 0 | 0 | 0 | 0 | 0 | 0 | 0
2016-03-26 02:00 | 0 | 0 | 0 | 0 | 0 | 260054.4044 | 0 | 396327 | 0 | 0 | 0 | 0 | 2348743.8705 | 4459060.5728 | 0 | 0 | 0 | 0 | 0 | 0 | 0 | 0 | 0 | 0 | 0 | 0 | 0 | 0 | 0 | 0 | -251998.3149 | 115725.7193 | 0 | 0 | 0 | 0 | 0 | 0 | 0 | 0 | 0 | 0 | 0 | 0 | 0 | 0 | 0
2016-03-26 03:00 | 0 | 0 | 0 | 0 | 0 | 245316.4044 | 0 | 381589 | 0 | 0 | 0 | 0 | 2096745.5555 | 4574786.2921 | 0 | 0 | 0 | 0 | 0 | 0 | 0 | 0 | 0 | 0 | 0 | 0 | 0 | 0 | 0 | 0 | -251998.3149 | 115725.7193 | 0 | 0 | 0 | 0 | 0 | 0 | 0 | 0 | 0 | 0 | 0 | 0 | 0 | 0 | 0
2016-03-26 04:00 | 0 | 0 | 0 | 0 | 0 | 0 | 0 | 365218 | 0 | 0 | 0 | 0 | 1844747.2406 | 4461566.6071 | 0 | 0 | 0 | 0 | 0 | 0 | 0 | 0 | 0 | 0 | 0 | 0 | 0 | 0 | 0 | 0 | -251998.3149 | -113219.6851 | 0 | 0 | 0 | 0 | 0 | 0 | 0 | 0 | 0 | 0 | 0 | 0 | 0 | 0 | 0
2016-03-26 05:00 | 0 | 0 | 0 | 0 | 0 | 0 | 0 | 350691 | 0 | 0 | 0 | 0 | 1592748.9256 | 4362873.922 | 0 | 0 | 0 | 0 | 0 | 0 | 0 | 0 | 0 | 0 | 0 | 0 | 0 | 0 | 0 | 0 | -251998.3149 | -98692.6851 | 0 | 0 | 0 | 0 | 0 | 0 | 0 | 0 | 0 | 0 | 0 | 0 | 0 | 0 | 0
2016-03-26 06:00 | 0 | 0 | 0 | 0 | 0 | 0 | 0 | 340886 | 0 | 0 | 0 | 0 | 1340750.6107 | 4273986.2369 | 0 | 0 | 0 | 0 | 0 | 0 | 0 | 0 | 0 | 0 | 0 | 0 | 0 | 0 | 0 | 0 | -251998.3149 | -88887.6851 | 0 | 0 | 0 | 0 | 0 | 0 | 0 | 0 | 0 | 0 | 0 | 0 | 0 | 0 | 0
2016-03-26 07:00 | 0 | 0 | 0 | 0 | 0 | 0 | 0 | 333906 | 0 | 0 | 0 | 0 | 1088752.2958 | 4192078.5519 | 0 | 0 | 0 | 0 | 0 | 0 | 0 | 0 | 0 | 0 | 0 | 0 | 0 | 0 | 0 | 0 | -251998.3149 | -81907.6851 | 0 | 0 | 0 | 0 | 0 | 0 | 0 | 0 | 0 | 0 | 0 | 0 | 0 | 0 | 0
2016-03-26 08:00 | 0 | 0 | 0 | 0 | 0 | 0 | 0 | 331611 | 0 | 0 | 0 | 0 | 836753.9808 | 4112465.8668 | 0 | 0 | 0 | 0 | 0 | 0 | 0 | 0 | 0 | 0 | 0 | 0 | 0 | 0 | 0 | 0 | -251998.3149 | -79612.6851 | 0 | 0 | 0 | 0 | 0 | 0 | 0 | 0 | 0 | 0 | 0 | 0 | 0 | 0 | 0
2016-03-26 09:00 | 0 | 0 | 0 | 0 | 0 | 454632.9259 | 0 | 334220 | 0 | 0 | 0 | 0 | 1072892.626 | 3996740.1475 | 0 | 0 | 0 | 0 | 0 | 0 | 0 | 0 | 0 | 0 | 0 | 0 | 0 | 0 | 0 | 0 | 236138.6452 | -115725.7193 | 0 | 0 | 0 | 0 | 0 | 0 | 0 | 0 | 0 | 0 | 0 | 0 | 0 | 0 | 0
2016-03-26 10:00 | 0 | 0 | 0 | 0 | 0 | 0 | 0 | 342424 | 0 | 0 | 0 | 0 | 820894.3111 | 3906314.4625 | 0 | 0 | 0 | 0 | 0 | 0 | 0 | 0 | 0 | 0 | 0 | 0 | 0 | 0 | 0 | 0 | -251998.3149 | -90425.6851 | 0 | 0 | 0 | 0 | 0 | 0 | 0 | 0 | 0 | 0 | 0 | 0 | 0 | 0 | 0
2016-03-26 11:00 | 0 | 0 | 0 | 0 | 0 | 0 | 0 | 354664 | 0 | 0 | 0 | 0 | 568895.9961 | 3803648.7774 | 0 | 0 | 0 | 0 | 0 | 0 | 0 | 0 | 0 | 0 | 0 | 0 | 0 | 0 | 0 | 0 | -251998.3149 | -102665.6851 | 0 | 0 | 0 | 0 | 0 | 0 | 0 | 0 | 0 | 0 | 0 | 0 | 0 | 0 | 0
2016-03-26 12:00 | 0 | 0 | 0 | 0 | 0 | 1687.6487 | 11.317 | 369423 | 0 | 0 | 0 | 0 | 316897.6812 | 3687923.0581 | 0 | 0 | 0 | 0 | 0 | 0 | 0 | 0 | 0 | 0 | 0 | 0 | 0 | 0 | 0 | 0 | -251998.3149 | -115725.7193 | 0 | 0 | 0 | 0 | 0 | 0 | 0 | 0 | 0 | 0 | 0 | 0 | 0 | 0 | 0
2016-03-26 13:00 | 0 | 0 | 0 | 0 | 0 | 0 | 103817.3833 | 382245 | 0 | 0 | 0 | 0 | 154195.7838 | 3572197.3388 | 0 | 0 | 0 | 0 | 0 | 0 | 0 | 0 | 0 | 0 | 0 | 0 | 0 | 0 | 0 | 0 | -162701.8974 | -115725.7193 | 0 | 0 | 0 | 0 | 0 | 0 | 0 | 0 | 0 | 0 | 0 | 0 | 0 | 0 | 0
2016-03-26 14:00 | 0 | 0 | 0 | 0 | 0 | 0 | 504636.3797 | 389687 | 0 | 0 | 0 | 0 | 384870.8828 | 3456471.6195 | 0 | 0 | 0 | 0 | 0 | 0 | 0 | 0 | 0 | 0 | 0 | 0 | 0 | 0 | 0 | 0 | 230675.099 | -115725.7193 | 0 | 0 | 0 | 0 | 0 | 0 | 0 | 0 | 0 | 0 | 0 | 0 | 0 | 0 | 0
2016-03-26 15:00 | 0 | 0 | 0 | 0 | 0 | 0 | 759103.0342 | 391379 | 0 | 0 | 0 | 0 | 636869.1978 | 3572197.3388 | 0 | 0 | 0 | 0 | 0 | 0 | 0 | 0 | 0 | 0 | 0 | 0 | 0 | 0 | 0 | 0 | 251998.3149 | 115725.7193 | 0 | 0 | 0 | 0 | 0 | 0 | 0 | 0 | 0 | 0 | 0 | 0 | 0 | 0 | 0
2016-03-26 16:00 | 0 | 0 | 0 | 0 | 0 | 0 | 757518.0342 | 389794 | 0 | 0 | 0 | 0 | 888867.5127 | 3687923.0581 | 0 | 0 | 0 | 0 | 0 | 0 | 0 | 0 | 0 | 0 | 0 | 0 | 0 | 0 | 0 | 0 | 251998.3149 | 115725.7193 | 0 | 0 | 0 | 0 | 0 | 0 | 0 | 0 | 0 | 0 | 0 | 0 | 0 | 0 | 0
2016-03-26 17:00 | 0 | 0 | 0 | 0 | 0 | 0 | 753405.0342 | 385681 | 0 | 0 | 0 | 0 | 1140865.8277 | 3803648.7774 | 0 | 0 | 0 | 0 | 0 | 0 | 0 | 0 | 0 | 0 | 0 | 0 | 0 | 0 | 0 | 0 | 251998.3149 | 115725.7193 | 0 | 0 | 0 | 0 | 0 | 0 | 0 | 0 | 0 | 0 | 0 | 0 | 0 | 0 | 0
2016-03-26 18:00 | 0 | 0 | 0 | 0 | 0 | 0 | 748769.0342 | 381045 | 0 | 0 | 0 | 0 | 1392864.1426 | 3919374.4967 | 0 | 0 | 0 | 0 | 0 | 0 | 0 | 0 | 0 | 0 | 0 | 0 | 0 | 0 | 0 | 0 | 251998.3149 | 115725.7193 | 0 | 0 | 0 | 0 | 0 | 0 | 0 | 0 | 0 | 0 | 0 | 0 | 0 | 0 | 0
2016-03-26 19:00 | 0 | 0 | 0 | 0 | 0 | 0 | 746413.0342 | 378689 | 0 | 0 | 0 | 0 | 1644862.4575 | 4035100.216 | 0 | 0 | 0 | 0 | 0 | 0 | 0 | 0 | 0 | 0 | 0 | 0 | 0 | 0 | 0 | 0 | 251998.3149 | 115725.7193 | 0 | 0 | 0 | 0 | 0 | 0 | 0 | 0 | 0 | 0 | 0 | 0 | 0 | 0 | 0
2016-03-26 20:00 | 0 | 0 | 0 | 0 | 0 | 0 | 746337.0342 | 378613 | 0 | 0 | 0 | 0 | 1896860.7725 | 4150825.9353 | 0 | 0 | 0 | 0 | 0 | 0 | 0 | 0 | 0 | 0 | 0 | 0 | 0 | 0 | 0 | 0 | 251998.3149 | 115725.7193 | 0 | 0 | 0 | 0 | 0 | 0 | 0 | 0 | 0 | 0 | 0 | 0 | 0 | 0 | 0
2016-03-26 21:00 | 0 | 0 | 0 | 0 | 0 | 0 | 747739.0342 | 380015 | 0 | 0 | 0 | 0 | 2148859.0874 | 4266551.6546 | 0 | 0 | 0 | 0 | 0 | 0 | 0 | 0 | 0 | 0 | 0 | 0 | 0 | 0 | 0 | 0 | 251998.3149 | 115725.7193 | 0 | 0 | 0 | 0 | 0 | 0 | 0 | 0 | 0 | 0 | 0 | 0 | 0 | 0 | 0
2016-03-26 22:00 | 0 | 0 | 0 | 0 | 0 | 0 | 743852.005 | 382175 | 0 | 0 | 0 | 0 | 2400857.4024 | 4376230.3447 | 0 | 0 | 0 | 0 | 0 | 0 | 0 | 0 | 0 | 0 | 0 | 0 | 0 | 0 | 0 | 0 | 251998.3149 | 109678.6901 | 0 | 0 | 0 | 0 | 0 | 0 | 0 | 0 | 0 | 0 | 0 | 0 | 0 | 0 | 0
2016-03-26 23:00 | 0 | 0 | 0 | 0 | 0 | 0 | 626452.8288 | 387402 | 0 | 0 | 0 | 0 | 2652855.7173 | 4363282.8585 | 0 | 0 | 0 | 0 | 0 | 0 | 0 | 0 | 0 | 0 | 0 | 0 | 0 | 0 | 0 | 0 | 251998.3149 | -12947.4862 | 0 | 0 | 0 | 0 | 0 | 0 | 0 | 0 | 0 | 0 | 0 | 0 | 0 | 0 | 0
2016-03-27 | 0 | 0 | 0 | 0 | 0 | 0 | 365400.4136 | 397354 | 0 | 0 | 0 | 0 | 2505176.4116 | 4479008.5778 | 0 | 0 | 0 | 0 | 0 | 0 | 0 | 0 | 0 | 0 | 0 | 0 | 0 | 0 | 0 | 0 | -147679.3057 | 115725.7193 | 0 | 0 | 0 | 0 | 0 | 0 | 0 | 0 | 0 | 0 | 0 | 0 | 0 | 0 | 0
2016-03-27 01:00 | 0 | 0 | 0 | 0 | 0 | 386347.908 | 33956.5408 | 397754 | 0 | 0 | 0 | 0 | 2431949.1461 | 4574786.2921 | 0 | 0 | 0 | 0 | 0 | 0 | 0 | 0 | 0 | 0 | 0 | 0 | 0 | 0 | 0 | 0 | -73227.2655 | 95777.7143 | 0 | 0 | 0 | 0 | 0 | 0 | 0 | 0 | 0 | 0 | 0 | 0 | 0 | 0 | 0
2016-03-27 02:00 | 0 | 0 | 0 | 0 | 0 | 137219.6851 | 0 | 389218 | 0 | 0 | 0 | 0 | 2179950.8312 | 4574786.2921 | 0 | 0 | 0 | 0 | 0 | 0 | 0 | 0 | 0 | 0 | 0 | 0 | 0 | 0 | 0 | 0 | -251998.3149 | 0 | 0 | 0 | 0 | 0 | 0 | 0 | 0 | 0 | 0 | 0 | 0 | 0 | 0 | 0 | 0
2016-03-27 03:00 | 0 | 0 | 0 | 0 | 0 | 433072.8014 | 0 | 375683 | 0 | 0 | 0 | 0 | 2237340.6326 | 4574786.2921 | 0 | 0 | 0 | 0 | 0 | 0 | 0 | 0 | 0 | 0 | 0 | 0 | 0 | 0 | 0 | 0 | 57389.8014 | 0 | 0 | 0 | 0 | 0 | 0 | 0 | 0 | 0 | 0 | 0 | 0 | 0 | 0 | 0 | 0
2016-03-27 04:00 | 0 | 0 | 0 | 0 | 0 | 0 | 0 | 359203 | 0 | 0 | 0 | 0 | 1993863.3519 | 4459060.5728 | 0 | 0 | 0 | 0 | 0 | 0 | 0 | 0 | 0 | 0 | 0 | 0 | 0 | 0 | 0 | 0 | -243477.2807 | -115725.7193 | 0 | 0 | 0 | 0 | 0 | 0 | 0 | 0 | 0 | 0 | 0 | 0 | 0 | 0 | 0
2016-03-27 05:00 | 0 | 0 | 0 | 0 | 0 | 0 | 0 | 343173 | 0 | 0 | 0 | 0 | 1741865.0369 | 4367885.8878 | 0 | 0 | 0 | 0 | 0 | 0 | 0 | 0 | 0 | 0 | 0 | 0 | 0 | 0 | 0 | 0 | -251998.3149 | -91174.6851 | 0 | 0 | 0 | 0 | 0 | 0 | 0 | 0 | 0 | 0 | 0 | 0 | 0 | 0 | 0
2016-03-27 06:00 | 0 | 0 | 0 | 0 | 0 | 0 | 0 | 331201 | 0 | 0 | 0 | 0 | 1489866.722 | 4288683.2027 | 0 | 0 | 0 | 0 | 0 | 0 | 0 | 0 | 0 | 0 | 0 | 0 | 0 | 0 | 0 | 0 | -251998.3149 | -79202.6851 | 0 | 0 | 0 | 0 | 0 | 0 | 0 | 0 | 0 | 0 | 0 | 0 | 0 | 0 | 0
2016-03-27 07:00 | 0 | 0 | 0 | 0 | 0 | 0 | 0 | 323577 | 0 | 0 | 0 | 0 | 1237868.407 | 4217104.5176 | 0 | 0 | 0 | 0 | 0 | 0 | 0 | 0 | 0 | 0 | 0 | 0 | 0 | 0 | 0 | 0 | -251998.3149 | -71578.6851 | 0 | 0 | 0 | 0 | 0 | 0 | 0 | 0 | 0 | 0 | 0 | 0 | 0 | 0 | 0
2016-03-27 08:00 | 0 | 0 | 0 | 0 | 0 | 0 | 0 | 320006 | 0 | 0 | 0 | 0 | 985870.0921 | 4149096.8326 | 0 | 0 | 0 | 0 | 0 | 0 | 0 | 0 | 0 | 0 | 0 | 0 | 0 | 0 | 0 | 0 | -251998.3149 | -68007.6851 | 0 | 0 | 0 | 0 | 0 | 0 | 0 | 0 | 0 | 0 | 0 | 0 | 0 | 0 | 0
2016-03-27 09:00 | 0 | 0 | 0 | 0 | 0 | 0 | 0 | 321002 | 0 | 0 | 0 | 0 | 733871.7772 | 4080093.1475 | 0 | 0 | 0 | 0 | 0 | 0 | 0 | 0 | 0 | 0 | 0 | 0 | 0 | 0 | 0 | 0 | -251998.3149 | -69003.6851 | 0 | 0 | 0 | 0 | 0 | 0 | 0 | 0 | 0 | 0 | 0 | 0 | 0 | 0 | 0
2016-03-27 10:00 | 0 | 0 | 0 | 0 | 0 | 0 | 0 | 326695 | 0 | 0 | 0 | 0 | 481873.4622 | 4005396.4625 | 0 | 0 | 0 | 0 | 0 | 0 | 0 | 0 | 0 | 0 | 0 | 0 | 0 | 0 | 0 | 0 | -251998.3149 | -74696.6851 | 0 | 0 | 0 | 0 | 0 | 0 | 0 | 0 | 0 | 0 | 0 | 0 | 0 | 0 | 0
2016-03-27 11:00 | 0 | 0 | 0 | 0 | 0 | 0 | 0 | 335550 | 0 | 0 | 0 | 0 | 233745.1162 | 3917974.8085 | 0 | 0 | 0 | 0 | 0 | 0 | 0 | 0 | 0 | 0 | 0 | 0 | 0 | 0 | 0 | 0 | -248128.346 | -87421.654 | 0 | 0 | 0 | 0 | 0 | 0 | 0 | 0 | 0 | 0 | 0 | 0 | 0 | 0 | 0
2016-03-27 12:00 | 0 | 0 | 0 | 0 | 0 | 429673.5911 | 20.5383 | 350038 | 0 | 0 | 0 | 0 | 429126.965 | 3802249.0892 | 0 | 0 | 0 | 0 | 0 | 0 | 0 | 0 | 0 | 0 | 0 | 0 | 0 | 0 | 0 | 0 | 195381.8488 | -115725.7193 | 0 | 0 | 0 | 0 | 0 | 0 | 0 | 0 | 0 | 0 | 0 | 0 | 0 | 0 | 0
2016-03-27 13:00 | 0 | 0 | 0 | 0 | 0 | 0 | 182545.7711 | 364893 | 0 | 0 | 0 | 0 | 362505.4554 | 3686523.3699 | 0 | 0 | 0 | 0 | 0 | 0 | 0 | 0 | 0 | 0 | 0 | 0 | 0 | 0 | 0 | 0 | -66621.5096 | -115725.7193 | 0 | 0 | 0 | 0 | 0 | 0 | 0 | 0 | 0 | 0 | 0 | 0 | 0 | 0 | 0
2016-03-27 14:00 | 0 | 0 | 0 | 0 | 0 | 0 | 559309.837 | 373526 | 0 | 0 | 0 | 0 | 614503.7703 | 3620308.892 | 0 | 0 | 0 | 0 | 0 | 0 | 0 | 0 | 0 | 0 | 0 | 0 | 0 | 0 | 0 | 0 | 251998.3149 | -66214.4779 | 0 | 0 | 0 | 0 | 0 | 0 | 0 | 0 | 0 | 0 | 0 | 0 | 0 | 0 | 0
2016-03-27 15:00 | 0 | 0 | 0 | 0 | 0 | 0 | 743842.0342 | 376118 | 0 | 0 | 0 | 0 | 866502.0853 | 3736034.6113 | 0 | 0 | 0 | 0 | 0 | 0 | 0 | 0 | 0 | 0 | 0 | 0 | 0 | 0 | 0 | 0 | 251998.3149 | 115725.7193 | 0 | 0 | 0 | 0 | 0 | 0 | 0 | 0 | 0 | 0 | 0 | 0 | 0 | 0 | 0
2016-03-27 16:00 | 0 | 0 | 0 | 0 | 0 | 0 | 744420.0342 | 376696 | 0 | 0 | 0 | 0 | 1118500.4002 | 3851760.3306 | 0 | 0 | 0 | 0 | 0 | 0 | 0 | 0 | 0 | 0 | 0 | 0 | 0 | 0 | 0 | 0 | 251998.3149 | 115725.7193 | 0 | 0 | 0 | 0 | 0 | 0 | 0 | 0 | 0 | 0 | 0 | 0 | 0 | 0 | 0
2016-03-27 17:00 | 0 | 0 | 0 | 0 | 0 | 0 | 741774.0342 | 374050 | 0 | 0 | 0 | 0 | 1370498.7152 | 3967486.0499 | 0 | 0 | 0 | 0 | 0 | 0 | 0 | 0 | 0 | 0 | 0 | 0 | 0 | 0 | 0 | 0 | 251998.3149 | 115725.7193 | 0 | 0 | 0 | 0 | 0 | 0 | 0 | 0 | 0 | 0 | 0 | 0 | 0 | 0 | 0
2016-03-27 18:00 | 0 | 0 | 0 | 0 | 0 | 0 | 737148.0342 | 369424 | 0 | 0 | 0 | 0 | 1622497.0301 | 4083211.7692 | 0 | 0 | 0 | 0 | 0 | 0 | 0 | 0 | 0 | 0 | 0 | 0 | 0 | 0 | 0 | 0 | 251998.3149 | 115725.7193 | 0 | 0 | 0 | 0 | 0 | 0 | 0 | 0 | 0 | 0 | 0 | 0 | 0 | 0 | 0
2016-03-27 19:00 | 0 | 0 | 0 | 0 | 0 | 0 | 734317.0342 | 366593 | 0 | 0 | 0 | 0 | 1874495.3451 | 4198937.4885 | 0 | 0 | 0 | 0 | 0 | 0 | 0 | 0 | 0 | 0 | 0 | 0 | 0 | 0 | 0 | 0 | 251998.3149 | 115725.7193 | 0 | 0 | 0 | 0 | 0 | 0 | 0 | 0 | 0 | 0 | 0 | 0 | 0 | 0 | 0
2016-03-27 20:00 | 0 | 0 | 0 | 0 | 0 | 0 | 733641.0342 | 365917 | 0 | 0 | 0 | 0 | 2126493.66 | 4314663.2078 | 0 | 0 | 0 | 0 | 0 | 0 | 0 | 0 | 0 | 0 | 0 | 0 | 0 | 0 | 0 | 0 | 251998.3149 | 115725.7193 | 0 | 0 | 0 | 0 | 0 | 0 | 0 | 0 | 0 | 0 | 0 | 0 | 0 | 0 | 0
2016-03-27 21:00 | 0 | 0 | 0 | 0 | 0 | 0 | 733918.0342 | 366194 | 0 | 0 | 0 | 0 | 2378491.975 | 4430388.9271 | 0 | 0 | 0 | 0 | 0 | 0 | 0 | 0 | 0 | 0 | 0 | 0 | 0 | 0 | 0 | 0 | 251998.3149 | 115725.7193 | 0 | 0 | 0 | 0 | 0 | 0 | 0 | 0 | 0 | 0 | 0 | 0 | 0 | 0 | 0
2016-03-27 22:00 | 0 | 0 | 0 | 0 | 0 | 0 | 737462.0342 | 369738 | 0 | 0 | 0 | 0 | 2630490.2899 | 4546114.6464 | 0 | 0 | 0 | 0 | 0 | 0 | 0 | 0 | 0 | 0 | 0 | 0 | 0 | 0 | 0 | 0 | 251998.3149 | 115725.7193 | 0 | 0 | 0 | 0 | 0 | 0 | 0 | 0 | 0 | 0 | 0 | 0 | 0 | 0 | 0
2016-03-27 23:00 | 0 | 0 | 0 | 0 | 0 | 0 | 659218.9607 | 378549 | 0 | 0 | 0 | 0 | 2882488.6048 | 4574786.2921 | 0 | 0 | 0 | 0 | 0 | 0 | 0 | 0 | 0 | 0 | 0 | 0 | 0 | 0 | 0 | 0 | 251998.3149 | 28671.6458 | 0 | 0 | 0 | 0 | 0 | 0 | 0 | 0 | 0 | 0 | 0 | 0 | 0 | 0 | 0
2016-03-28 | 0 | 0 | 0 | 0 | 0 | 0 | 348872.5304 | 389831 | 0 | 0 | 0 | 0 | 2841530.1353 | 4574786.2921 | 0 | 0 | 0 | 0 | 0 | 0 | 0 | 0 | 0 | 0 | 0 | 0 | 0 | 0 | 0 | 0 | -40958.4696 | 0 | 0 | 0 | 0 | 0 | 0 | 0 | 0 | 0 | 0 | 0 | 0 | 0 | 0 | 0 | 0
2016-03-28 01:00 | 0 | 0 | 0 | 0 | 0 | 0 | 28599.1962 | 391812 | 0 | 0 | 0 | 0 | 2589531.8203 | 4463571.8032 | 0 | 0 | 0 | 0 | 0 | 0 | 0 | 0 | 0 | 0 | 0 | 0 | 0 | 0 | 0 | 0 | -251998.3149 | -111214.4889 | 0 | 0 | 0 | 0 | 0 | 0 | 0 | 0 | 0 | 0 | 0 | 0 | 0 | 0 | 0
2016-03-28 02:00 | 0 | 0 | 0 | 0 | 0 | 242146.1739 | 0 | 382930 | 0 | 0 | 0 | 0 | 2337533.5054 | 4574786.2921 | 0 | 0 | 0 | 0 | 0 | 0 | 0 | 0 | 0 | 0 | 0 | 0 | 0 | 0 | 0 | 0 | -251998.3149 | 111214.4889 | 0 | 0 | 0 | 0 | 0 | 0 | 0 | 0 | 0 | 0 | 0 | 0 | 0 | 0 | 0
2016-03-28 03:00 | 0 | 0 | 0 | 0 | 0 | 116066.6851 | 0 | 368065 | 0 | 0 | 0 | 0 | 2085535.1904 | 4574786.2921 | 0 | 0 | 0 | 0 | 0 | 0 | 0 | 0 | 0 | 0 | 0 | 0 | 0 | 0 | 0 | 0 | -251998.3149 | 0 | 0 | 0 | 0 | 0 | 0 | 0 | 0 | 0 | 0 | 0 | 0 | 0 | 0 | 0 | 0
2016-03-28 04:00 | 0 | 0 | 0 | 0 | 0 | 486757.5956 | 0 | 350485 | 0 | 0 | 0 | 0 | 2337533.5054 | 4459060.5728 | 0 | 0 | 0 | 0 | 0 | 0 | 0 | 0 | 0 | 0 | 0 | 0 | 0 | 0 | 0 | 0 | 251998.3149 | -115725.7193 | 0 | 0 | 0 | 0 | 0 | 0 | 0 | 0 | 0 | 0 | 0 | 0 | 0 | 0 | 0
2016-03-28 05:00 | 0 | 0 | 0 | 0 | 0 | 630753.2026 | 0 | 337077 | 0 | 0 | 0 | 0 | 2515483.9887 | 4574786.2921 | 0 | 0 | 0 | 0 | 0 | 0 | 0 | 0 | 0 | 0 | 0 | 0 | 0 | 0 | 0 | 0 | 177950.4833 | 115725.7193 | 0 | 0 | 0 | 0 | 0 | 0 | 0 | 0 | 0 | 0 | 0 | 0 | 0 | 0 | 0
2016-03-28 06:00 | 0 | 0 | 0 | 0 | 0 | 76174.6851 | 0 | 328173 | 0 | 0 | 0 | 0 | 2263485.6737 | 4574786.2921 | 0 | 0 | 0 | 0 | 0 | 0 | 0 | 0 | 0 | 0 | 0 | 0 | 0 | 0 | 0 | 0 | -251998.3149 | 0 | 0 | 0 | 0 | 0 | 0 | 0 | 0 | 0 | 0 | 0 | 0 | 0 | 0 | 0 | 0
2016-03-28 07:00 | 0 | 0 | 0 | 0 | 0 | 0 | 0 | 323301 | 0 | 0 | 0 | 0 | 2011487.3588 | 4503483.6071 | 0 | 0 | 0 | 0 | 0 | 0 | 0 | 0 | 0 | 0 | 0 | 0 | 0 | 0 | 0 | 0 | -251998.3149 | -71302.6851 | 0 | 0 | 0 | 0 | 0 | 0 | 0 | 0 | 0 | 0 | 0 | 0 | 0 | 0 | 0
2016-03-28 08:00 | 0 | 0 | 0 | 0 | 0 | 0 | 0 | 324491 | 0 | 0 | 0 | 0 | 1759489.0438 | 4430990.922 | 0 | 0 | 0 | 0 | 0 | 0 | 0 | 0 | 0 | 0 | 0 | 0 | 0 | 0 | 0 | 0 | -251998.3149 | -72492.6851 | 0 | 0 | 0 | 0 | 0 | 0 | 0 | 0 | 0 | 0 | 0 | 0 | 0 | 0 | 0
2016-03-28 09:00 | 0 | 0 | 0 | 0 | 0 | 0 | 0 | 337024 | 0 | 0 | 0 | 0 | 1507490.7289 | 4345965.2369 | 0 | 0 | 0 | 0 | 0 | 0 | 0 | 0 | 0 | 0 | 0 | 0 | 0 | 0 | 0 | 0 | -251998.3149 | -85025.6851 | 0 | 0 | 0 | 0 | 0 | 0 | 0 | 0 | 0 | 0 | 0 | 0 | 0 | 0 | 0
2016-03-28 10:00 | 0 | 0 | 0 | 0 | 0 | 0 | 0 | 363343 | 0 | 0 | 0 | 0 | 1255492.4139 | 4234620.5519 | 0 | 0 | 0 | 0 | 0 | 0 | 0 | 0 | 0 | 0 | 0 | 0 | 0 | 0 | 0 | 0 | -251998.3149 | -111344.6851 | 0 | 0 | 0 | 0 | 0 | 0 | 0 | 0 | 0 | 0 | 0 | 0 | 0 | 0 | 0
2016-03-28 11:00 | 0 | 0 | 0 | 0 | 0 | 25045.9658 | 0 | 392770 | 0 | 0 | 0 | 0 | 1003494.099 | 4118894.8326 | 0 | 0 | 0 | 0 | 0 | 0 | 0 | 0 | 0 | 0 | 0 | 0 | 0 | 0 | 0 | 0 | -251998.3149 | -115725.7193 | 0 | 0 | 0 | 0 | 0 | 0 | 0 | 0 | 0 | 0 | 0 | 0 | 0 | 0 | 0
2016-03-28 12:00 | 0 | 0 | 0 | 0 | 0 | 482687.7163 | 37.6187 | 410892 | 0 | 0 | 0 | 0 | 959601.7147 | 4234620.5519 | 0 | 0 | 0 | 0 | 0 | 0 | 0 | 0 | 0 | 0 | 0 | 0 | 0 | 0 | 0 | 0 | -43892.3843 | 115725.7193 | 0 | 0 | 0 | 0 | 0 | 0 | 0 | 0 | 0 | 0 | 0 | 0 | 0 | 0 | 0
2016-03-28 13:00 | 0 | 0 | 0 | 0 | 0 | 0 | 166966.2149 | 421543 | 0 | 0 | 0 | 0 | 707603.3997 | 4232042.0818 | 0 | 0 | 0 | 0 | 0 | 0 | 0 | 0 | 0 | 0 | 0 | 0 | 0 | 0 | 0 | 0 | -251998.3149 | -2578.4701 | 0 | 0 | 0 | 0 | 0 | 0 | 0 | 0 | 0 | 0 | 0 | 0 | 0 | 0 | 0
2016-03-28 14:00 | 0 | 0 | 0 | 0 | 0 | 0 | 472751.1703 | 429601 | 0 | 0 | 0 | 0 | 635027.8507 | 4347767.801 | 0 | 0 | 0 | 0 | 0 | 0 | 0 | 0 | 0 | 0 | 0 | 0 | 0 | 0 | 0 | 0 | -72575.549 | 115725.7193 | 0 | 0 | 0 | 0 | 0 | 0 | 0 | 0 | 0 | 0 | 0 | 0 | 0 | 0 | 0
2016-03-28 15:00 | 0 | 0 | 0 | 0 | 0 | 0 | 659607.1456 | 432761 | 0 | 0 | 0 | 0 | 887026.1656 | 4322615.6317 | 0 | 0 | 0 | 0 | 0 | 0 | 0 | 0 | 0 | 0 | 0 | 0 | 0 | 0 | 0 | 0 | 251998.3149 | -25152.1693 | 0 | 0 | 0 | 0 | 0 | 0 | 0 | 0 | 0 | 0 | 0 | 0 | 0 | 0 | 0
2016-03-28 16:00 | 0 | 0 | 0 | 0 | 0 | 0 | 711516.3429 | 432650 | 0 | 0 | 0 | 0 | 1139024.4806 | 4349483.6596 | 0 | 0 | 0 | 0 | 0 | 0 | 0 | 0 | 0 | 0 | 0 | 0 | 0 | 0 | 0 | 0 | 251998.3149 | 26868.0279 | 0 | 0 | 0 | 0 | 0 | 0 | 0 | 0 | 0 | 0 | 0 | 0 | 0 | 0 | 0
2016-03-28 17:00 | 0 | 0 | 0 | 0 | 0 | 0 | 725225.1266 | 432249 | 0 | 0 | 0 | 0 | 1383401.5021 | 4398082.7647 | 0 | 0 | 0 | 0 | 0 | 0 | 0 | 0 | 0 | 0 | 0 | 0 | 0 | 0 | 0 | 0 | 244377.0215 | 48599.1051 | 0 | 0 | 0 | 0 | 0 | 0 | 0 | 0 | 0 | 0 | 0 | 0 | 0 | 0 | 0
2016-03-28 18:00 | 0 | 0 | 0 | 0 | 0 | 0 | 721411.3548 | 431364 | 0 | 0 | 0 | 0 | 1635399.817 | 4436131.8045 | 0 | 0 | 0 | 0 | 0 | 0 | 0 | 0 | 0 | 0 | 0 | 0 | 0 | 0 | 0 | 0 | 251998.3149 | 38049.0398 | 0 | 0 | 0 | 0 | 0 | 0 | 0 | 0 | 0 | 0 | 0 | 0 | 0 | 0 | 0
2016-03-28 19:00 | 0 | 0 | 0 | 0 | 0 | 0 | 708876.1731 | 429831 | 0 | 0 | 0 | 0 | 1887398.132 | 4463178.6627 | 0 | 0 | 0 | 0 | 0 | 0 | 0 | 0 | 0 | 0 | 0 | 0 | 0 | 0 | 0 | 0 | 251998.3149 | 27046.8582 | 0 | 0 | 0 | 0 | 0 | 0 | 0 | 0 | 0 | 0 | 0 | 0 | 0 | 0 | 0
2016-03-28 20:00 | 0 | 0 | 0 | 0 | 0 | 0 | 694269.7198 | 428490 | 0 | 0 | 0 | 0 | 2139396.4469 | 4476960.0676 | 0 | 0 | 0 | 0 | 0 | 0 | 0 | 0 | 0 | 0 | 0 | 0 | 0 | 0 | 0 | 0 | 251998.3149 | 13781.4049 | 0 | 0 | 0 | 0 | 0 | 0 | 0 | 0 | 0 | 0 | 0 | 0 | 0 | 0 | 0
2016-03-28 21:00 | 0 | 0 | 0 | 0 | 0 | 0 | 663314.8202 | 429216 | 0 | 0 | 0 | 0 | 2391394.7619 | 4459060.5728 | 0 | 0 | 0 | 0 | 0 | 0 | 0 | 0 | 0 | 0 | 0 | 0 | 0 | 0 | 0 | 0 | 251998.3149 | -17899.4948 | 0 | 0 | 0 | 0 | 0 | 0 | 0 | 0 | 0 | 0 | 0 | 0 | 0 | 0 | 0
2016-03-28 22:00 | 0 | 0 | 0 | 0 | 0 | 0 | 603805.6143 | 428639 | 0 | 0 | 0 | 0 | 2450835.6568 | 4574786.2921 | 0 | 0 | 0 | 0 | 0 | 0 | 0 | 0 | 0 | 0 | 0 | 0 | 0 | 0 | 0 | 0 | 59440.895 | 115725.7193 | 0 | 0 | 0 | 0 | 0 | 0 | 0 | 0 | 0 | 0 | 0 | 0 | 0 | 0 | 0
2016-03-28 23:00 | 0 | 0 | 0 | 0 | 0 | 0 | 474107.378 | 430926 | 0 | 0 | 0 | 0 | 2609742.7541 | 4459060.5728 | 0 | 0 | 0 | 0 | 0 | 0 | 0 | 0 | 0 | 0 | 0 | 0 | 0 | 0 | 0 | 0 | 158907.0973 | -115725.7193 | 0 | 0 | 0 | 0 | 0 | 0 | 0 | 0 | 0 | 0 | 0 | 0 | 0 | 0 | 0
2016-03-29 | 0 | 0 | 0 | 0 | 0 | 0 | 232230.3561 | 437328 | 0 | 0 | 0 | 0 | 2520370.8295 | 4343334.8535 | 0 | 0 | 0 | 0 | 0 | 0 | 0 | 0 | 0 | 0 | 0 | 0 | 0 | 0 | 0 | 0 | -89371.9246 | -115725.7193 | 0 | 0 | 0 | 0 | 0 | 0 | 0 | 0 | 0 | 0 | 0 | 0 | 0 | 0 | 0
2016-03-29 01:00 | 0 | 0 | 0 | 0 | 0 | 543355.1895 | 26823.4061 | 433906 | 0 | 0 | 0 | 0 | 2772369.1445 | 4227609.1342 | 0 | 0 | 0 | 0 | 0 | 0 | 0 | 0 | 0 | 0 | 0 | 0 | 0 | 0 | 0 | 0 | 251998.3149 | -115725.7193 | 0 | 0 | 0 | 0 | 0 | 0 | 0 | 0 | 0 | 0 | 0 | 0 | 0 | 0 | 0
2016-03-29 02:00 | 0 | 0 | 0 | 0 | 0 | 50095.9658 | 0 | 417820 | 0 | 0 | 0 | 0 | 2520370.8295 | 4111883.4149 | 0 | 0 | 0 | 0 | 0 | 0 | 0 | 0 | 0 | 0 | 0 | 0 | 0 | 0 | 0 | 0 | -251998.3149 | -115725.7193 | 0 | 0 | 0 | 0 | 0 | 0 | 0 | 0 | 0 | 0 | 0 | 0 | 0 | 0 | 0
2016-03-29 03:00 | 0 | 0 | 0 | 0 | 0 | 764634.0342 | 0 | 396910 | 0 | 0 | 0 | 0 | 2772369.1445 | 4227609.1342 | 0 | 0 | 0 | 0 | 0 | 0 | 0 | 0 | 0 | 0 | 0 | 0 | 0 | 0 | 0 | 0 | 251998.3149 | 115725.7193 | 0 | 0 | 0 | 0 | 0 | 0 | 0 | 0 | 0 | 0 | 0 | 0 | 0 | 0 | 0
2016-03-29 04:00 | 0 | 0 | 0 | 0 | 0 | 7344.9658 | 0 | 375069 | 0 | 0 | 0 | 0 | 2520370.8295 | 4111883.4149 | 0 | 0 | 0 | 0 | 0 | 0 | 0 | 0 | 0 | 0 | 0 | 0 | 0 | 0 | 0 | 0 | -251998.3149 | -115725.7193 | 0 | 0 | 0 | 0 | 0 | 0 | 0 | 0 | 0 | 0 | 0 | 0 | 0 | 0 | 0
2016-03-29 05:00 | 0 | 0 | 0 | 0 | 0 | 0 | 0 | 359006 | 0 | 0 | 0 | 0 | 2268372.5146 | 4004875.7299 | 0 | 0 | 0 | 0 | 0 | 0 | 0 | 0 | 0 | 0 | 0 | 0 | 0 | 0 | 0 | 0 | -251998.3149 | -107007.6851 | 0 | 0 | 0 | 0 | 0 | 0 | 0 | 0 | 0 | 0 | 0 | 0 | 0 | 0 | 0
2016-03-29 06:00 | 0 | 0 | 0 | 0 | 0 | 0 | 0 | 348076 | 0 | 0 | 0 | 0 | 2016374.1996 | 3908798.0448 | 0 | 0 | 0 | 0 | 0 | 0 | 0 | 0 | 0 | 0 | 0 | 0 | 0 | 0 | 0 | 0 | -251998.3149 | -96077.6851 | 0 | 0 | 0 | 0 | 0 | 0 | 0 | 0 | 0 | 0 | 0 | 0 | 0 | 0 | 0
2016-03-29 07:00 | 0 | 0 | 0 | 0 | 0 | 707073.7801 | 0 | 342509 | 0 | 0 | 0 | 0 | 2268372.5146 | 4021364.5099 | 0 | 0 | 0 | 0 | 0 | 0 | 0 | 0 | 0 | 0 | 0 | 0 | 0 | 0 | 0 | 0 | 251998.3149 | 112566.4651 | 0 | 0 | 0 | 0 | 0 | 0 | 0 | 0 | 0 | 0 | 0 | 0 | 0 | 0 | 0
2016-03-29 08:00 | 0 | 0 | 0 | 0 | 0 | 0 | 0 | 342496 | 0 | 0 | 0 | 0 | 2016374.1996 | 3930866.8249 | 0 | 0 | 0 | 0 | 0 | 0 | 0 | 0 | 0 | 0 | 0 | 0 | 0 | 0 | 0 | 0 | -251998.3149 | -90497.6851 | 0 | 0 | 0 | 0 | 0 | 0 | 0 | 0 | 0 | 0 | 0 | 0 | 0 | 0 | 0
2016-03-29 09:00 | 0 | 0 | 0 | 0 | 0 | 0 | 0 | 353594 | 0 | 0 | 0 | 0 | 1764375.8847 | 3829271.1398 | 0 | 0 | 0 | 0 | 0 | 0 | 0 | 0 | 0 | 0 | 0 | 0 | 0 | 0 | 0 | 0 | -251998.3149 | -101595.6851 | 0 | 0 | 0 | 0 | 0 | 0 | 0 | 0 | 0 | 0 | 0 | 0 | 0 | 0 | 0
2016-03-29 10:00 | 0 | 0 | 0 | 0 | 0 | 244784.4044 | 0 | 381057 | 0 | 0 | 0 | 0 | 1512377.5698 | 3944996.8591 | 0 | 0 | 0 | 0 | 0 | 0 | 0 | 0 | 0 | 0 | 0 | 0 | 0 | 0 | 0 | 0 | -251998.3149 | 115725.7193 | 0 | 0 | 0 | 0 | 0 | 0 | 0 | 0 | 0 | 0 | 0 | 0 | 0 | 0 | 0
2016-03-29 11:00 | 0 | 0 | 0 | 0 | 0 | 41291.9658 | 0 | 409016 | 0 | 0 | 0 | 0 | 1260379.2548 | 3829271.1398 | 0 | 0 | 0 | 0 | 0 | 0 | 0 | 0 | 0 | 0 | 0 | 0 | 0 | 0 | 0 | 0 | -251998.3149 | -115725.7193 | 0 | 0 | 0 | 0 | 0 | 0 | 0 | 0 | 0 | 0 | 0 | 0 | 0 | 0 | 0
2016-03-29 12:00 | 0 | 0 | 0 | 0 | 0 | 53527.0264 | 24.9394 | 421276 | 0 | 0 | 0 | 0 | 1008380.9399 | 3713545.4205 | 0 | 0 | 0 | 0 | 0 | 0 | 0 | 0 | 0 | 0 | 0 | 0 | 0 | 0 | 0 | 0 | -251998.3149 | -115725.7193 | 0 | 0 | 0 | 0 | 0 | 0 | 0 | 0 | 0 | 0 | 0 | 0 | 0 | 0 | 0
2016-03-29 13:00 | 0 | 0 | 0 | 0 | 0 | 429455.6433 | 120941.9846 | 426116 | 0 | 0 | 0 | 0 | 1016936.8485 | 3829271.1398 | 0 | 0 | 0 | 0 | 0 | 0 | 0 | 0 | 0 | 0 | 0 | 0 | 0 | 0 | 0 | 0 | 8555.9086 | 115725.7193 | 0 | 0 | 0 | 0 | 0 | 0 | 0 | 0 | 0 | 0 | 0 | 0 | 0 | 0 | 0
2016-03-29 14:00 | 0 | 0 | 0 | 0 | 0 | 0 | 441657.9502 | 430112 | 0 | 0 | 0 | 0 | 912757.0795 | 3944996.8591 | 0 | 0 | 0 | 0 | 0 | 0 | 0 | 0 | 0 | 0 | 0 | 0 | 0 | 0 | 0 | 0 | -104179.769 | 115725.7193 | 0 | 0 | 0 | 0 | 0 | 0 | 0 | 0 | 0 | 0 | 0 | 0 | 0 | 0 | 0
2016-03-29 15:00 | 0 | 0 | 0 | 0 | 0 | 0 | 663560.0552 | 429882 | 0 | 0 | 0 | 0 | 1030709.4153 | 4060722.5784 | 0 | 0 | 0 | 0 | 0 | 0 | 0 | 0 | 0 | 0 | 0 | 0 | 0 | 0 | 0 | 0 | 117952.3359 | 115725.7193 | 0 | 0 | 0 | 0 | 0 | 0 | 0 | 0 | 0 | 0 | 0 | 0 | 0 | 0 | 0
2016-03-29 16:00 | 0 | 0 | 0 | 0 | 0 | 0 | 724905.4988 | 426445 | 0 | 0 | 0 | 0 | 1265321.3803 | 4124571.1123 | 0 | 0 | 0 | 0 | 0 | 0 | 0 | 0 | 0 | 0 | 0 | 0 | 0 | 0 | 0 | 0 | 234611.9649 | 63848.5339 | 0 | 0 | 0 | 0 | 0 | 0 | 0 | 0 | 0 | 0 | 0 | 0 | 0 | 0 | 0
2016-03-29 17:00 | 0 | 0 | 0 | 0 | 0 | 0 | 739908.8983 | 423530 | 0 | 0 | 0 | 0 | 1465974.5593 | 4240296.8316 | 0 | 0 | 0 | 0 | 0 | 0 | 0 | 0 | 0 | 0 | 0 | 0 | 0 | 0 | 0 | 0 | 200653.179 | 115725.7193 | 0 | 0 | 0 | 0 | 0 | 0 | 0 | 0 | 0 | 0 | 0 | 0 | 0 | 0 | 0
2016-03-29 18:00 | 0 | 0 | 0 | 0 | 0 | 0 | 731624.8229 | 419707 | 0 | 0 | 0 | 0 | 1662166.6629 | 4356022.5509 | 0 | 0 | 0 | 0 | 0 | 0 | 0 | 0 | 0 | 0 | 0 | 0 | 0 | 0 | 0 | 0 | 196192.1036 | 115725.7193 | 0 | 0 | 0 | 0 | 0 | 0 | 0 | 0 | 0 | 0 | 0 | 0 | 0 | 0 | 0
2016-03-29 19:00 | 0 | 0 | 0 | 0 | 0 | 0 | 717711.7163 | 414668 | 0 | 0 | 0 | 0 | 1914164.9778 | 4407067.9523 | 0 | 0 | 0 | 0 | 0 | 0 | 0 | 0 | 0 | 0 | 0 | 0 | 0 | 0 | 0 | 0 | 251998.3149 | 51045.4014 | 0 | 0 | 0 | 0 | 0 | 0 | 0 | 0 | 0 | 0 | 0 | 0 | 0 | 0 | 0
2016-03-29 20:00 | 0 | 0 | 0 | 0 | 0 | 0 | 701075.2671 | 411618 | 0 | 0 | 0 | 0 | 2166163.2928 | 4444526.9045 | 0 | 0 | 0 | 0 | 0 | 0 | 0 | 0 | 0 | 0 | 0 | 0 | 0 | 0 | 0 | 0 | 251998.3149 | 37458.9522 | 0 | 0 | 0 | 0 | 0 | 0 | 0 | 0 | 0 | 0 | 0 | 0 | 0 | 0 | 0
2016-03-29 21:00 | 0 | 0 | 0 | 0 | 0 | 0 | 665560.084 | 410978 | 0 | 0 | 0 | 0 | 2418161.6077 | 4447110.6735 | 0 | 0 | 0 | 0 | 0 | 0 | 0 | 0 | 0 | 0 | 0 | 0 | 0 | 0 | 0 | 0 | 251998.3149 | 2583.769 | 0 | 0 | 0 | 0 | 0 | 0 | 0 | 0 | 0 | 0 | 0 | 0 | 0 | 0 | 0
2016-03-29 22:00 | 0 | 0 | 0 | 0 | 0 | 0 | 580789.1751 | 411659 | 0 | 0 | 0 | 0 | 2670159.9227 | 4364242.5336 | 0 | 0 | 0 | 0 | 0 | 0 | 0 | 0 | 0 | 0 | 0 | 0 | 0 | 0 | 0 | 0 | 251998.3149 | -82868.1399 | 0 | 0 | 0 | 0 | 0 | 0 | 0 | 0 | 0 | 0 | 0 | 0 | 0 | 0 | 0
2016-03-29 23:00 | 0 | 0 | 0 | 0 | 0 | 0 | 423023.7849 | 416763 | 0 | 0 | 0 | 0 | 2792146.4268 | 4248516.8144 | 0 | 0 | 0 | 0 | 0 | 0 | 0 | 0 | 0 | 0 | 0 | 0 | 0 | 0 | 0 | 0 | 121986.5042 | -115725.7193 | 0 | 0 | 0 | 0 | 0 | 0 | 0 | 0 | 0 | 0 | 0 | 0 | 0 | 0 | 0
2016-03-30 | 0 | 0 | 0 | 0 | 0 | 0 | 226478.2836 | 428876 | 0 | 0 | 0 | 0 | 2705474.4298 | 4132791.0951 | 0 | 0 | 0 | 0 | 0 | 0 | 0 | 0 | 0 | 0 | 0 | 0 | 0 | 0 | 0 | 0 | -86671.9971 | -115725.7193 | 0 | 0 | 0 | 0 | 0 | 0 | 0 | 0 | 0 | 0 | 0 | 0 | 0 | 0 | 0
2016-03-30 01:00 | 0 | 0 | 0 | 0 | 0 | 29600.0853 | 29544.8804 | 426869 | 0 | 0 | 0 | 0 | 2453476.1148 | 4017065.3758 | 0 | 0 | 0 | 0 | 0 | 0 | 0 | 0 | 0 | 0 | 0 | 0 | 0 | 0 | 0 | 0 | -251998.3149 | -115725.7193 | 0 | 0 | 0 | 0 | 0 | 0 | 0 | 0 | 0 | 0 | 0 | 0 | 0 | 0 | 0
2016-03-30 02:00 | 0 | 0 | 0 | 0 | 0 | 43504.9658 | 0 | 411229 | 0 | 0 | 0 | 0 | 2201477.7999 | 3901339.6565 | 0 | 0 | 0 | 0 | 0 | 0 | 0 | 0 | 0 | 0 | 0 | 0 | 0 | 0 | 0 | 0 | -251998.3149 | -115725.7193 | 0 | 0 | 0 | 0 | 0 | 0 | 0 | 0 | 0 | 0 | 0 | 0 | 0 | 0 | 0
2016-03-30 03:00 | 0 | 0 | 0 | 0 | 0 | 736263.2075 | 0 | 391943 | 0 | 0 | 0 | 0 | 2453476.1148 | 3993661.549 | 0 | 0 | 0 | 0 | 0 | 0 | 0 | 0 | 0 | 0 | 0 | 0 | 0 | 0 | 0 | 0 | 251998.3149 | 92321.8925 | 0 | 0 | 0 | 0 | 0 | 0 | 0 | 0 | 0 | 0 | 0 | 0 | 0 | 0 | 0
2016-03-30 04:00 | 0 | 0 | 0 | 0 | 0 | 5574.9658 | 0 | 373299 | 0 | 0 | 0 | 0 | 2201477.7999 | 3877935.8297 | 0 | 0 | 0 | 0 | 0 | 0 | 0 | 0 | 0 | 0 | 0 | 0 | 0 | 0 | 0 | 0 | -251998.3149 | -115725.7193 | 0 | 0 | 0 | 0 | 0 | 0 | 0 | 0 | 0 | 0 | 0 | 0 | 0 | 0 | 0
2016-03-30 05:00 | 0 | 0 | 0 | 0 | 0 | 0 | 0 | 358903 | 0 | 0 | 0 | 0 | 1949479.4849 | 3771031.1446 | 0 | 0 | 0 | 0 | 0 | 0 | 0 | 0 | 0 | 0 | 0 | 0 | 0 | 0 | 0 | 0 | -251998.3149 | -106904.6851 | 0 | 0 | 0 | 0 | 0 | 0 | 0 | 0 | 0 | 0 | 0 | 0 | 0 | 0 | 0
2016-03-30 06:00 | 0 | 0 | 0 | 0 | 0 | 484964.5956 | 0 | 348692 | 0 | 0 | 0 | 0 | 2201477.7999 | 3655305.4253 | 0 | 0 | 0 | 0 | 0 | 0 | 0 | 0 | 0 | 0 | 0 | 0 | 0 | 0 | 0 | 0 | 251998.3149 | -115725.7193 | 0 | 0 | 0 | 0 | 0 | 0 | 0 | 0 | 0 | 0 | 0 | 0 | 0 | 0 | 0
2016-03-30 07:00 | 0 | 0 | 0 | 0 | 0 | 0 | 0 | 343985 | 0 | 0 | 0 | 0 | 1973218.5192 | 3539579.706 | 0 | 0 | 0 | 0 | 0 | 0 | 0 | 0 | 0 | 0 | 0 | 0 | 0 | 0 | 0 | 0 | -228259.2807 | -115725.7193 | 0 | 0 | 0 | 0 | 0 | 0 | 0 | 0 | 0 | 0 | 0 | 0 | 0 | 0 | 0
2016-03-30 08:00 | 0 | 0 | 0 | 0 | 0 | 0 | 0 | 345324 | 0 | 0 | 0 | 0 | 1721220.2042 | 3446254.021 | 0 | 0 | 0 | 0 | 0 | 0 | 0 | 0 | 0 | 0 | 0 | 0 | 0 | 0 | 0 | 0 | -251998.3149 | -93325.6851 | 0 | 0 | 0 | 0 | 0 | 0 | 0 | 0 | 0 | 0 | 0 | 0 | 0 | 0 | 0
2016-03-30 09:00 | 0 | 0 | 0 | 0 | 0 | 0 | 0 | 354962 | 0 | 0 | 0 | 0 | 1469221.8893 | 3343290.3359 | 0 | 0 | 0 | 0 | 0 | 0 | 0 | 0 | 0 | 0 | 0 | 0 | 0 | 0 | 0 | 0 | -251998.3149 | -102963.6851 | 0 | 0 | 0 | 0 | 0 | 0 | 0 | 0 | 0 | 0 | 0 | 0 | 0 | 0 | 0
2016-03-30 10:00 | 0 | 0 | 0 | 0 | 0 | 14954.9658 | 0 | 382679 | 0 | 0 | 0 | 0 | 1217223.5743 | 3227564.6166 | 0 | 0 | 0 | 0 | 0 | 0 | 0 | 0 | 0 | 0 | 0 | 0 | 0 | 0 | 0 | 0 | -251998.3149 | -115725.7193 | 0 | 0 | 0 | 0 | 0 | 0 | 0 | 0 | 0 | 0 | 0 | 0 | 0 | 0 | 0
2016-03-30 11:00 | 0 | 0 | 0 | 0 | 0 | 41648.9658 | 0 | 409373 | 0 | 0 | 0 | 0 | 965225.2594 | 3111838.8973 | 0 | 0 | 0 | 0 | 0 | 0 | 0 | 0 | 0 | 0 | 0 | 0 | 0 | 0 | 0 | 0 | -251998.3149 | -115725.7193 | 0 | 0 | 0 | 0 | 0 | 0 | 0 | 0 | 0 | 0 | 0 | 0 | 0 | 0 | 0
2016-03-30 12:00 | 0 | 0 | 0 | 0 | 0 | 608658.2197 | 23.5772 | 419980 | 0 | 0 | 0 | 0 | 1217223.5743 | 3048542.3793 | 0 | 0 | 0 | 0 | 0 | 0 | 0 | 0 | 0 | 0 | 0 | 0 | 0 | 0 | 0 | 0 | 251998.3149 | -63296.5181 | 0 | 0 | 0 | 0 | 0 | 0 | 0 | 0 | 0 | 0 | 0 | 0 | 0 | 0 | 0
2016-03-30 13:00 | 0 | 0 | 0 | 0 | 0 | 0 | 121959.0962 | 423396 | 0 | 0 | 0 | 0 | 1031512.3898 | 2932816.66 | 0 | 0 | 0 | 0 | 0 | 0 | 0 | 0 | 0 | 0 | 0 | 0 | 0 | 0 | 0 | 0 | -185711.1845 | -115725.7193 | 0 | 0 | 0 | 0 | 0 | 0 | 0 | 0 | 0 | 0 | 0 | 0 | 0 | 0 | 0
2016-03-30 14:00 | 0 | 0 | 0 | 0 | 0 | 0 | 481920.9245 | 425989 | 0 | 0 | 0 | 0 | 971718.595 | 3048542.3793 | 0 | 0 | 0 | 0 | 0 | 0 | 0 | 0 | 0 | 0 | 0 | 0 | 0 | 0 | 0 | 0 | -59793.7948 | 115725.7193 | 0 | 0 | 0 | 0 | 0 | 0 | 0 | 0 | 0 | 0 | 0 | 0 | 0 | 0 | 0
2016-03-30 15:00 | 0 | 0 | 0 | 0 | 0 | 0 | 741022.9623 | 425878 | 0 | 0 | 0 | 0 | 1171137.838 | 3164268.0986 | 0 | 0 | 0 | 0 | 0 | 0 | 0 | 0 | 0 | 0 | 0 | 0 | 0 | 0 | 0 | 0 | 199419.243 | 115725.7193 | 0 | 0 | 0 | 0 | 0 | 0 | 0 | 0 | 0 | 0 | 0 | 0 | 0 | 0 | 0
2016-03-30 16:00 | 0 | 0 | 0 | 0 | 0 | 0 | 791365.0342 | 423641 | 0 | 0 | 0 | 0 | 1423136.1529 | 3279993.8179 | 0 | 0 | 0 | 0 | 0 | 0 | 0 | 0 | 0 | 0 | 0 | 0 | 0 | 0 | 0 | 0 | 251998.3149 | 115725.7193 | 0 | 0 | 0 | 0 | 0 | 0 | 0 | 0 | 0 | 0 | 0 | 0 | 0 | 0 | 0
2016-03-30 17:00 | 0 | 0 | 0 | 0 | 0 | 0 | 789747.0342 | 422023 | 0 | 0 | 0 | 0 | 1675134.4679 | 3395719.5371 | 0 | 0 | 0 | 0 | 0 | 0 | 0 | 0 | 0 | 0 | 0 | 0 | 0 | 0 | 0 | 0 | 251998.3149 | 115725.7193 | 0 | 0 | 0 | 0 | 0 | 0 | 0 | 0 | 0 | 0 | 0 | 0 | 0 | 0 | 0
2016-03-30 18:00 | 0 | 0 | 0 | 0 | 0 | 0 | 781023.179 | 419795 | 0 | 0 | 0 | 0 | 1920636.9276 | 3511445.2564 | 0 | 0 | 0 | 0 | 0 | 0 | 0 | 0 | 0 | 0 | 0 | 0 | 0 | 0 | 0 | 0 | 245502.4597 | 115725.7193 | 0 | 0 | 0 | 0 | 0 | 0 | 0 | 0 | 0 | 0 | 0 | 0 | 0 | 0 | 0
2016-03-30 19:00 | 0 | 0 | 0 | 0 | 0 | 0 | 769781.0906 | 420096 | 0 | 0 | 0 | 0 | 2154596.2988 | 3627170.9757 | 0 | 0 | 0 | 0 | 0 | 0 | 0 | 0 | 0 | 0 | 0 | 0 | 0 | 0 | 0 | 0 | 233959.3713 | 115725.7193 | 0 | 0 | 0 | 0 | 0 | 0 | 0 | 0 | 0 | 0 | 0 | 0 | 0 | 0 | 0
2016-03-30 20:00 | 0 | 0 | 0 | 0 | 0 | 0 | 766385.2234 | 419362 | 0 | 0 | 0 | 0 | 2385893.803 | 3742896.695 | 0 | 0 | 0 | 0 | 0 | 0 | 0 | 0 | 0 | 0 | 0 | 0 | 0 | 0 | 0 | 0 | 231297.5041 | 115725.7193 | 0 | 0 | 0 | 0 | 0 | 0 | 0 | 0 | 0 | 0 | 0 | 0 | 0 | 0 | 0
2016-03-30 21:00 | 0 | 0 | 0 | 0 | 0 | 0 | 754076.6686 | 420230 | 0 | 0 | 0 | 0 | 2604014.7523 | 3858622.4143 | 0 | 0 | 0 | 0 | 0 | 0 | 0 | 0 | 0 | 0 | 0 | 0 | 0 | 0 | 0 | 0 | 218120.9493 | 115725.7193 | 0 | 0 | 0 | 0 | 0 | 0 | 0 | 0 | 0 | 0 | 0 | 0 | 0 | 0 | 0
2016-03-30 22:00 | 0 | 0 | 0 | 0 | 0 | 0 | 719142.824 | 421131 | 0 | 0 | 0 | 0 | 2786300.857 | 3974348.1336 | 0 | 0 | 0 | 0 | 0 | 0 | 0 | 0 | 0 | 0 | 0 | 0 | 0 | 0 | 0 | 0 | 182286.1047 | 115725.7193 | 0 | 0 | 0 | 0 | 0 | 0 | 0 | 0 | 0 | 0 | 0 | 0 | 0 | 0 | 0
2016-03-30 23:00 | 0 | 0 | 0 | 0 | 0 | 0 | 602654.3958 | 425611 | 0 | 0 | 0 | 0 | 2847618.5335 | 4090073.8529 | 0 | 0 | 0 | 0 | 0 | 0 | 0 | 0 | 0 | 0 | 0 | 0 | 0 | 0 | 0 | 0 | 61317.6765 | 115725.7193 | 0 | 0 | 0 | 0 | 0 | 0 | 0 | 0 | 0 | 0 | 0 | 0 | 0 | 0 | 0
2016-03-31 | 0 | 0 | 0 | 0 | 0 | 0 | 353524.352 | 434380 | 0 | 0 | 0 | 0 | 2882488.6048 | 3974348.1336 | 0 | 0 | 0 | 0 | 0 | 0 | 0 | 0 | 0 | 0 | 0 | 0 | 0 | 0 | 0 | 0 | 34870.0713 | -115725.7193 | 0 | 0 | 0 | 0 | 0 | 0 | 0 | 0 | 0 | 0 | 0 | 0 | 0 | 0 | 0
2016-03-31 01:00 | 0 | 0 | 0 | 0 | 0 | 10990.4249 | 50741.5408 | 429456 | 0 | 0 | 0 | 0 | 2630490.2899 | 3858622.4143 | 0 | 0 | 0 | 0 | 0 | 0 | 0 | 0 | 0 | 0 | 0 | 0 | 0 | 0 | 0 | 0 | -251998.3149 | -115725.7193 | 0 | 0 | 0 | 0 | 0 | 0 | 0 | 0 | 0 | 0 | 0 | 0 | 0 | 0 | 0
2016-03-31 02:00 | 0 | 0 | 0 | 0 | 0 | 276039.4044 | 0 | 412312 | 0 | 0 | 0 | 0 | 2378491.975 | 3974348.1336 | 0 | 0 | 0 | 0 | 0 | 0 | 0 | 0 | 0 | 0 | 0 | 0 | 0 | 0 | 0 | 0 | -251998.3149 | 115725.7193 | 0 | 0 | 0 | 0 | 0 | 0 | 0 | 0 | 0 | 0 | 0 | 0 | 0 | 0 | 0
2016-03-31 03:00 | 0 | 0 | 0 | 0 | 0 | 24337.9658 | 0 | 392062 | 0 | 0 | 0 | 0 | 2126493.66 | 3858622.4143 | 0 | 0 | 0 | 0 | 0 | 0 | 0 | 0 | 0 | 0 | 0 | 0 | 0 | 0 | 0 | 0 | -251998.3149 | -115725.7193 | 0 | 0 | 0 | 0 | 0 | 0 | 0 | 0 | 0 | 0 | 0 | 0 | 0 | 0 | 0
2016-03-31 04:00 | 0 | 0 | 0 | 0 | 0 | 2883.9658 | 0 | 370608 | 0 | 0 | 0 | 0 | 1874495.3451 | 3742896.695 | 0 | 0 | 0 | 0 | 0 | 0 | 0 | 0 | 0 | 0 | 0 | 0 | 0 | 0 | 0 | 0 | -251998.3149 | -115725.7193 | 0 | 0 | 0 | 0 | 0 | 0 | 0 | 0 | 0 | 0 | 0 | 0 | 0 | 0 | 0
2016-03-31 05:00 | 0 | 0 | 0 | 0 | 0 | 490285.5956 | 0 | 354013 | 0 | 0 | 0 | 0 | 2126493.66 | 3627170.9757 | 0 | 0 | 0 | 0 | 0 | 0 | 0 | 0 | 0 | 0 | 0 | 0 | 0 | 0 | 0 | 0 | 251998.3149 | -115725.7193 | 0 | 0 | 0 | 0 | 0 | 0 | 0 | 0 | 0 | 0 | 0 | 0 | 0 | 0 | 0
2016-03-31 06:00 | 0 | 0 | 0 | 0 | 0 | 0 | 0 | 341985 | 0 | 0 | 0 | 0 | 1874495.3451 | 3537184.2907 | 0 | 0 | 0 | 0 | 0 | 0 | 0 | 0 | 0 | 0 | 0 | 0 | 0 | 0 | 0 | 0 | -251998.3149 | -89986.6851 | 0 | 0 | 0 | 0 | 0 | 0 | 0 | 0 | 0 | 0 | 0 | 0 | 0 | 0 | 0
2016-03-31 07:00 | 0 | 0 | 0 | 0 | 0 | 0 | 0 | 334931 | 0 | 0 | 0 | 0 | 1622497.0301 | 3454251.6056 | 0 | 0 | 0 | 0 | 0 | 0 | 0 | 0 | 0 | 0 | 0 | 0 | 0 | 0 | 0 | 0 | -251998.3149 | -82932.6851 | 0 | 0 | 0 | 0 | 0 | 0 | 0 | 0 | 0 | 0 | 0 | 0 | 0 | 0 | 0
2016-03-31 08:00 | 0 | 0 | 0 | 0 | 0 | 0 | 0 | 334585 | 0 | 0 | 0 | 0 | 1370498.7152 | 3371664.9206 | 0 | 0 | 0 | 0 | 0 | 0 | 0 | 0 | 0 | 0 | 0 | 0 | 0 | 0 | 0 | 0 | -251998.3149 | -82586.6851 | 0 | 0 | 0 | 0 | 0 | 0 | 0 | 0 | 0 | 0 | 0 | 0 | 0 | 0 | 0
2016-03-31 09:00 | 0 | 0 | 0 | 0 | 0 | 0 | 0 | 343135 | 0 | 0 | 0 | 0 | 1118500.4002 | 3280528.2355 | 0 | 0 | 0 | 0 | 0 | 0 | 0 | 0 | 0 | 0 | 0 | 0 | 0 | 0 | 0 | 0 | -251998.3149 | -91136.6851 | 0 | 0 | 0 | 0 | 0 | 0 | 0 | 0 | 0 | 0 | 0 | 0 | 0 | 0 | 0
2016-03-31 10:00 | 0 | 0 | 0 | 0 | 0 | 0 | 0 | 366257 | 0 | 0 | 0 | 0 | 866502.0853 | 3166269.5505 | 0 | 0 | 0 | 0 | 0 | 0 | 0 | 0 | 0 | 0 | 0 | 0 | 0 | 0 | 0 | 0 | -251998.3149 | -114258.6851 | 0 | 0 | 0 | 0 | 0 | 0 | 0 | 0 | 0 | 0 | 0 | 0 | 0 | 0 | 0
2016-03-31 11:00 | 0 | 0 | 0 | 0 | 0 | 24525.9658 | 0 | 392250 | 0 | 0 | 0 | 0 | 614503.7703 | 3050543.8312 | 0 | 0 | 0 | 0 | 0 | 0 | 0 | 0 | 0 | 0 | 0 | 0 | 0 | 0 | 0 | 0 | -251998.3149 | -115725.7193 | 0 | 0 | 0 | 0 | 0 | 0 | 0 | 0 | 0 | 0 | 0 | 0 | 0 | 0 | 0
2016-03-31 12:00 | 0 | 0 | 0 | 0 | 0 | 38121.163 | 89.8028 | 405935 | 0 | 0 | 0 | 0 | 362505.4554 | 2934818.1119 | 0 | 0 | 0 | 0 | 0 | 0 | 0 | 0 | 0 | 0 | 0 | 0 | 0 | 0 | 0 | 0 | -251998.3149 | -115725.7193 | 0 | 0 | 0 | 0 | 0 | 0 | 0 | 0 | 0 | 0 | 0 | 0 | 0 | 0 | 0
2016-03-31 13:00 | 0 | 0 | 0 | 0 | 0 | 0 | 185274.4925 | 415097 | 0 | 0 | 0 | 0 | 248408.6672 | 2819092.3926 | 0 | 0 | 0 | 0 | 0 | 0 | 0 | 0 | 0 | 0 | 0 | 0 | 0 | 0 | 0 | 0 | -114096.7882 | -115725.7193 | 0 | 0 | 0 | 0 | 0 | 0 | 0 | 0 | 0 | 0 | 0 | 0 | 0 | 0 | 0
2016-03-31 14:00 | 0 | 0 | 0 | 0 | 0 | 0 | 543046.9989 | 424306 | 0 | 0 | 0 | 0 | 273364.0156 | 2912878.0431 | 0 | 0 | 0 | 0 | 0 | 0 | 0 | 0 | 0 | 0 | 0 | 0 | 0 | 0 | 0 | 0 | 24955.3484 | 93785.6505 | 0 | 0 | 0 | 0 | 0 | 0 | 0 | 0 | 0 | 0 | 0 | 0 | 0 | 0 | 0
2016-03-31 15:00 | 0 | 0 | 0 | 0 | 0 | 0 | 784546.6111 | 429177 | 0 | 0 | 0 | 0 | 525362.3305 | 3016249.3393 | 0 | 0 | 0 | 0 | 0 | 0 | 0 | 0 | 0 | 0 | 0 | 0 | 0 | 0 | 0 | 0 | 251998.3149 | 103371.2962 | 0 | 0 | 0 | 0 | 0 | 0 | 0 | 0 | 0 | 0 | 0 | 0 | 0 | 0 | 0
2016-03-31 16:00 | 0 | 0 | 0 | 0 | 0 | 0 | 798402.0342 | 430678 | 0 | 0 | 0 | 0 | 777360.6455 | 3131975.0586 | 0 | 0 | 0 | 0 | 0 | 0 | 0 | 0 | 0 | 0 | 0 | 0 | 0 | 0 | 0 | 0 | 251998.3149 | 115725.7193 | 0 | 0 | 0 | 0 | 0 | 0 | 0 | 0 | 0 | 0 | 0 | 0 | 0 | 0 | 0
2016-03-31 17:00 | 0 | 0 | 0 | 0 | 0 | 0 | 799985.0342 | 432261 | 0 | 0 | 0 | 0 | 1029358.9604 | 3247700.7779 | 0 | 0 | 0 | 0 | 0 | 0 | 0 | 0 | 0 | 0 | 0 | 0 | 0 | 0 | 0 | 0 | 251998.3149 | 115725.7193 | 0 | 0 | 0 | 0 | 0 | 0 | 0 | 0 | 0 | 0 | 0 | 0 | 0 | 0 | 0
2016-03-31 18:00 | 0 | 0 | 0 | 0 | 0 | 0 | 801237.0342 | 433513 | 0 | 0 | 0 | 0 | 1281357.2754 | 3363426.4972 | 0 | 0 | 0 | 0 | 0 | 0 | 0 | 0 | 0 | 0 | 0 | 0 | 0 | 0 | 0 | 0 | 251998.3149 | 115725.7193 | 0 | 0 | 0 | 0 | 0 | 0 | 0 | 0 | 0 | 0 | 0 | 0 | 0 | 0 | 0
2016-03-31 19:00 | 0 | 0 | 0 | 0 | 0 | 0 | 800381.5185 | 433019 | 0 | 0 | 0 | 0 | 1533355.5903 | 3478790.7007 | 0 | 0 | 0 | 0 | 0 | 0 | 0 | 0 | 0 | 0 | 0 | 0 | 0 | 0 | 0 | 0 | 251998.3149 | 115364.2036 | 0 | 0 | 0 | 0 | 0 | 0 | 0 | 0 | 0 | 0 | 0 | 0 | 0 | 0 | 0
2016-03-31 20:00 | 0 | 0 | 0 | 0 | 0 | 17868.6368 | 783802.3974 | 433947 | 0 | 0 | 0 | 0 | 1785353.9053 | 3594516.42 | 0 | 0 | 0 | 0 | 0 | 0 | 0 | 0 | 0 | 0 | 0 | 0 | 0 | 0 | 0 | 0 | 251998.3149 | 115725.7193 | 0 | 0 | 0 | 0 | 0 | 0 | 0 | 0 | 0 | 0 | 0 | 0 | 0 | 0 | 0
2016-03-31 21:00 | 0 | 0 | 0 | 0 | 0 | 0 | 753840.6025 | 435573 | 0 | 0 | 0 | 0 | 2037352.2202 | 3660785.7076 | 0 | 0 | 0 | 0 | 0 | 0 | 0 | 0 | 0 | 0 | 0 | 0 | 0 | 0 | 0 | 0 | 251998.3149 | 66269.2876 | 0 | 0 | 0 | 0 | 0 | 0 | 0 | 0 | 0 | 0 | 0 | 0 | 0 | 0 | 0
2016-03-31 22:00 | 0 | 0 | 0 | 0 | 0 | 0 | 689614.7347 | 434337 | 0 | 0 | 0 | 0 | 2289350.5352 | 3664065.1274 | 0 | 0 | 0 | 0 | 0 | 0 | 0 | 0 | 0 | 0 | 0 | 0 | 0 | 0 | 0 | 0 | 251998.3149 | 3279.4197 | 0 | 0 | 0 | 0 | 0 | 0 | 0 | 0 | 0 | 0 | 0 | 0 | 0 | 0 | 0
2016-03-31 23:00 | 0 | 0 | 0 | 0 | 0 | 0 | 565053.5705 | 435426 | 0 | 0 | 0 | 0 | 2534703.825 | 3548339.4081 | 0 | 0 | 0 | 0 | 0 | 0 | 0 | 0 | 0 | 0 | 0 | 0 | 0 | 0 | 0 | 0 | 245353.2898 | -115725.7193 | 0 | 0 | 0 | 0 | 0 | 0 | 0 | 0 | 0 | 0 | 0 | 0 | 0 | 0 | 0
2016-04-01 | 0 | 0 | 0 | 0 | 0 | 87030.6531 | 332326.0925 | 439296 | 0 | 0 | 0 | 0 | 2630490.2899 | 3432613.6888 | 0 | 0 | 0 | 0 | 0 | 0 | 0 | 0 | 0 | 0 | 0 | 0 | 0 | 0 | 0 | 0 | 95786.4649 | -115725.7193 | 0 | 0 | 0 | 0 | 0 | 0 | 0 | 0 | 0 | 0 | 0 | 0 | 0 | 0 | 0
2016-04-01 01:00 | 0 | 0 | 0 | 0 | 0 | 638527.1902 | 53442.5596 | 434590 | 0 | 0 | 0 | 0 | 2882488.6048 | 3437995.1237 | 0 | 0 | 0 | 0 | 0 | 0 | 0 | 0 | 0 | 0 | 0 | 0 | 0 | 0 | 0 | 0 | 251998.3149 | 5381.4349 | 0 | 0 | 0 | 0 | 0 | 0 | 0 | 0 | 0 | 0 | 0 | 0 | 0 | 0 | 0
2016-04-01 02:00 | 0 | 0 | 0 | 0 | 0 | 49495.7855 | 0.18023 | 417220 | 0 | 0 | 0 | 0 | 2630490.2899 | 3322269.4044 | 0 | 0 | 0 | 0 | 0 | 0 | 0 | 0 | 0 | 0 | 0 | 0 | 0 | 0 | 0 | 0 | -251998.3149 | -115725.7193 | 0 | 0 | 0 | 0 | 0 | 0 | 0 | 0 | 0 | 0 | 0 | 0 | 0 | 0 | 0
2016-04-01 03:00 | 0 | 0 | 0 | 0 | 0 | 28636.9658 | 0 | 396361 | 0 | 0 | 0 | 0 | 2378491.975 | 3206543.6851 | 0 | 0 | 0 | 0 | 0 | 0 | 0 | 0 | 0 | 0 | 0 | 0 | 0 | 0 | 0 | 0 | -251998.3149 | -115725.7193 | 0 | 0 | 0 | 0 | 0 | 0 | 0 | 0 | 0 | 0 | 0 | 0 | 0 | 0 | 0
2016-04-01 04:00 | 0 | 0 | 0 | 0 | 0 | 6040.9658 | 0 | 373765 | 0 | 0 | 0 | 0 | 2126493.66 | 3090817.9658 | 0 | 0 | 0 | 0 | 0 | 0 | 0 | 0 | 0 | 0 | 0 | 0 | 0 | 0 | 0 | 0 | -251998.3149 | -115725.7193 | 0 | 0 | 0 | 0 | 0 | 0 | 0 | 0 | 0 | 0 | 0 | 0 | 0 | 0 | 0
2016-04-01 05:00 | 0 | 0 | 0 | 0 | 0 | 0 | 0 | 355606 | 0 | 0 | 0 | 0 | 1886613.3793 | 2975092.2465 | 0 | 0 | 0 | 0 | 0 | 0 | 0 | 0 | 0 | 0 | 0 | 0 | 0 | 0 | 0 | 0 | -239880.2807 | -115725.7193 | 0 | 0 | 0 | 0 | 0 | 0 | 0 | 0 | 0 | 0 | 0 | 0 | 0 | 0 | 0
2016-04-01 06:00 | 0 | 0 | 0 | 0 | 0 | 0 | 0 | 342598 | 0 | 0 | 0 | 0 | 1659741.0986 | 2859366.5272 | 0 | 0 | 0 | 0 | 0 | 0 | 0 | 0 | 0 | 0 | 0 | 0 | 0 | 0 | 0 | 0 | -226872.2807 | -115725.7193 | 0 | 0 | 0 | 0 | 0 | 0 | 0 | 0 | 0 | 0 | 0 | 0 | 0 | 0 | 0
2016-04-01 07:00 | 0 | 0 | 0 | 0 | 0 | 564898.4987 | 0 | 334101 | 0 | 0 | 0 | 0 | 1774812.878 | 2975092.2465 | 0 | 0 | 0 | 0 | 0 | 0 | 0 | 0 | 0 | 0 | 0 | 0 | 0 | 0 | 0 | 0 | 115071.7794 | 115725.7193 | 0 | 0 | 0 | 0 | 0 | 0 | 0 | 0 | 0 | 0 | 0 | 0 | 0 | 0 | 0
2016-04-01 08:00 | 0 | 0 | 0 | 0 | 0 | 0 | 0 | 332912 | 0 | 0 | 0 | 0 | 1522814.563 | 2894178.5614 | 0 | 0 | 0 | 0 | 0 | 0 | 0 | 0 | 0 | 0 | 0 | 0 | 0 | 0 | 0 | 0 | -251998.3149 | -80913.6851 | 0 | 0 | 0 | 0 | 0 | 0 | 0 | 0 | 0 | 0 | 0 | 0 | 0 | 0 | 0
2016-04-01 09:00 | 0 | 0 | 0 | 0 | 0 | 0 | 0 | 340789 | 0 | 0 | 0 | 0 | 1270816.2481 | 2805387.8764 | 0 | 0 | 0 | 0 | 0 | 0 | 0 | 0 | 0 | 0 | 0 | 0 | 0 | 0 | 0 | 0 | -251998.3149 | -88790.6851 | 0 | 0 | 0 | 0 | 0 | 0 | 0 | 0 | 0 | 0 | 0 | 0 | 0 | 0 | 0
2016-04-01 10:00 | 0 | 0 | 0 | 0 | 0 | 0 | 0 | 363022 | 0 | 0 | 0 | 0 | 1018817.9331 | 2694364.1913 | 0 | 0 | 0 | 0 | 0 | 0 | 0 | 0 | 0 | 0 | 0 | 0 | 0 | 0 | 0 | 0 | -251998.3149 | -111023.6851 | 0 | 0 | 0 | 0 | 0 | 0 | 0 | 0 | 0 | 0 | 0 | 0 | 0 | 0 | 0
2016-04-01 11:00 | 0 | 0 | 0 | 0 | 0 | 21794.9658 | 0 | 389519 | 0 | 0 | 0 | 0 | 766819.6182 | 2578638.472 | 0 | 0 | 0 | 0 | 0 | 0 | 0 | 0 | 0 | 0 | 0 | 0 | 0 | 0 | 0 | 0 | -251998.3149 | -115725.7193 | 0 | 0 | 0 | 0 | 0 | 0 | 0 | 0 | 0 | 0 | 0 | 0 | 0 | 0 | 0
2016-04-01 12:00 | 0 | 0 | 0 | 0 | 0 | 468758.3118 | 30.1788 | 404981 | 0 | 0 | 0 | 0 | 714901.3894 | 2694364.1913 | 0 | 0 | 0 | 0 | 0 | 0 | 0 | 0 | 0 | 0 | 0 | 0 | 0 | 0 | 0 | 0 | -51918.2288 | 115725.7193 | 0 | 0 | 0 | 0 | 0 | 0 | 0 | 0 | 0 | 0 | 0 | 0 | 0 | 0 | 0
2016-04-01 13:00 | 0 | 0 | 0 | 0 | 0 | 0 | 124158.3572 | 416209 | 0 | 0 | 0 | 0 | 462903.0745 | 2654311.8635 | 0 | 0 | 0 | 0 | 0 | 0 | 0 | 0 | 0 | 0 | 0 | 0 | 0 | 0 | 0 | 0 | -251998.3149 | -40052.3278 | 0 | 0 | 0 | 0 | 0 | 0 | 0 | 0 | 0 | 0 | 0 | 0 | 0 | 0 | 0
2016-04-01 14:00 | 0 | 0 | 0 | 0 | 0 | 0 | 530672.5286 | 425683 | 0 | 0 | 0 | 0 | 452166.8838 | 2770037.5828 | 0 | 0 | 0 | 0 | 0 | 0 | 0 | 0 | 0 | 0 | 0 | 0 | 0 | 0 | 0 | 0 | -10736.1907 | 115725.7193 | 0 | 0 | 0 | 0 | 0 | 0 | 0 | 0 | 0 | 0 | 0 | 0 | 0 | 0 | 0
2016-04-01 15:00 | 0 | 0 | 0 | 0 | 0 | 0 | 746136.1282 | 430139 | 0 | 0 | 0 | 0 | 652438.2927 | 2885763.3021 | 0 | 0 | 0 | 0 | 0 | 0 | 0 | 0 | 0 | 0 | 0 | 0 | 0 | 0 | 0 | 0 | 200271.4089 | 115725.7193 | 0 | 0 | 0 | 0 | 0 | 0 | 0 | 0 | 0 | 0 | 0 | 0 | 0 | 0 | 0
2016-04-01 16:00 | 0 | 0 | 0 | 0 | 0 | 0 | 798177.0342 | 430453 | 0 | 0 | 0 | 0 | 904436.6076 | 3001489.0214 | 0 | 0 | 0 | 0 | 0 | 0 | 0 | 0 | 0 | 0 | 0 | 0 | 0 | 0 | 0 | 0 | 251998.3149 | 115725.7193 | 0 | 0 | 0 | 0 | 0 | 0 | 0 | 0 | 0 | 0 | 0 | 0 | 0 | 0 | 0
2016-04-01 17:00 | 0 | 0 | 0 | 0 | 0 | 0 | 797490.0342 | 429766 | 0 | 0 | 0 | 0 | 1156434.9226 | 3117214.7407 | 0 | 0 | 0 | 0 | 0 | 0 | 0 | 0 | 0 | 0 | 0 | 0 | 0 | 0 | 0 | 0 | 251998.3149 | 115725.7193 | 0 | 0 | 0 | 0 | 0 | 0 | 0 | 0 | 0 | 0 | 0 | 0 | 0 | 0 | 0
2016-04-01 18:00 | 0 | 0 | 0 | 0 | 0 | 0 | 795274.0342 | 427550 | 0 | 0 | 0 | 0 | 1408433.2375 | 3232940.46 | 0 | 0 | 0 | 0 | 0 | 0 | 0 | 0 | 0 | 0 | 0 | 0 | 0 | 0 | 0 | 0 | 251998.3149 | 115725.7193 | 0 | 0 | 0 | 0 | 0 | 0 | 0 | 0 | 0 | 0 | 0 | 0 | 0 | 0 | 0
2016-04-01 19:00 | 0 | 0 | 0 | 0 | 0 | 0 | 792297.0342 | 424573 | 0 | 0 | 0 | 0 | 1660431.5525 | 3348666.1793 | 0 | 0 | 0 | 0 | 0 | 0 | 0 | 0 | 0 | 0 | 0 | 0 | 0 | 0 | 0 | 0 | 251998.3149 | 115725.7193 | 0 | 0 | 0 | 0 | 0 | 0 | 0 | 0 | 0 | 0 | 0 | 0 | 0 | 0 | 0
2016-04-01 20:00 | 0 | 0 | 0 | 0 | 0 | 0 | 789531.0342 | 421807 | 0 | 0 | 0 | 0 | 1912429.8674 | 3464391.8986 | 0 | 0 | 0 | 0 | 0 | 0 | 0 | 0 | 0 | 0 | 0 | 0 | 0 | 0 | 0 | 0 | 251998.3149 | 115725.7193 | 0 | 0 | 0 | 0 | 0 | 0 | 0 | 0 | 0 | 0 | 0 | 0 | 0 | 0 | 0
2016-04-01 21:00 | 0 | 0 | 0 | 0 | 0 | 0 | 787064.0342 | 419340 | 0 | 0 | 0 | 0 | 2164428.1824 | 3580117.6179 | 0 | 0 | 0 | 0 | 0 | 0 | 0 | 0 | 0 | 0 | 0 | 0 | 0 | 0 | 0 | 0 | 251998.3149 | 115725.7193 | 0 | 0 | 0 | 0 | 0 | 0 | 0 | 0 | 0 | 0 | 0 | 0 | 0 | 0 | 0
2016-04-01 22:00 | 0 | 0 | 0 | 0 | 0 | 0 | 783348.0342 | 415624 | 0 | 0 | 0 | 0 | 2416426.4973 | 3695843.3372 | 0 | 0 | 0 | 0 | 0 | 0 | 0 | 0 | 0 | 0 | 0 | 0 | 0 | 0 | 0 | 0 | 251998.3149 | 115725.7193 | 0 | 0 | 0 | 0 | 0 | 0 | 0 | 0 | 0 | 0 | 0 | 0 | 0 | 0 | 0
2016-04-01 23:00 | 0 | 0 | 0 | 0 | 0 | 80726.2935 | 701608.7408 | 414611 | 0 | 0 | 0 | 0 | 2668424.8123 | 3811569.0565 | 0 | 0 | 0 | 0 | 0 | 0 | 0 | 0 | 0 | 0 | 0 | 0 | 0 | 0 | 0 | 0 | 251998.3149 | 115725.7193 | 0 | 0 | 0 | 0 | 0 | 0 | 0 | 0 | 0 | 0 | 0 | 0 | 0 | 0 | 0
2016-04-02 | 0 | 0 | 0 | 0 | 0 | 0 | 450602.3655 | 419217 | 0 | 0 | 0 | 0 | 2730604.3959 | 3780774.8383 | 0 | 0 | 0 | 0 | 0 | 0 | 0 | 0 | 0 | 0 | 0 | 0 | 0 | 0 | 0 | 0 | 62179.5837 | -30794.2182 | 0 | 0 | 0 | 0 | 0 | 0 | 0 | 0 | 0 | 0 | 0 | 0 | 0 | 0 | 0
2016-04-02 01:00 | 0 | 0 | 0 | 0 | 0 | 0 | 60019.0794 | 416423 | 0 | 0 | 0 | 0 | 2478606.081 | 3676369.2326 | 0 | 0 | 0 | 0 | 0 | 0 | 0 | 0 | 0 | 0 | 0 | 0 | 0 | 0 | 0 | 0 | -251998.3149 | -104405.6057 | 0 | 0 | 0 | 0 | 0 | 0 | 0 | 0 | 0 | 0 | 0 | 0 | 0 | 0 | 0
2016-04-02 02:00 | 0 | 0 | 0 | 0 | 0 | 268654.9559 | 0.44849 | 404928 | 0 | 0 | 0 | 0 | 2226607.766 | 3792094.9519 | 0 | 0 | 0 | 0 | 0 | 0 | 0 | 0 | 0 | 0 | 0 | 0 | 0 | 0 | 0 | 0 | -251998.3149 | 115725.7193 | 0 | 0 | 0 | 0 | 0 | 0 | 0 | 0 | 0 | 0 | 0 | 0 | 0 | 0 | 0
2016-04-02 03:00 | 0 | 0 | 0 | 0 | 0 | 20285.9658 | 0 | 388010 | 0 | 0 | 0 | 0 | 1974609.4511 | 3676369.2326 | 0 | 0 | 0 | 0 | 0 | 0 | 0 | 0 | 0 | 0 | 0 | 0 | 0 | 0 | 0 | 0 | -251998.3149 | -115725.7193 | 0 | 0 | 0 | 0 | 0 | 0 | 0 | 0 | 0 | 0 | 0 | 0 | 0 | 0 | 0
2016-04-02 04:00 | 0 | 0 | 0 | 0 | 0 | 546.9658 | 0 | 368271 | 0 | 0 | 0 | 0 | 1722611.1361 | 3560643.5133 | 0 | 0 | 0 | 0 | 0 | 0 | 0 | 0 | 0 | 0 | 0 | 0 | 0 | 0 | 0 | 0 | -251998.3149 | -115725.7193 | 0 | 0 | 0 | 0 | 0 | 0 | 0 | 0 | 0 | 0 | 0 | 0 | 0 | 0 | 0
2016-04-02 05:00 | 0 | 0 | 0 | 0 | 0 | 0 | 0 | 353021 | 0 | 0 | 0 | 0 | 1485315.8554 | 3444917.794 | 0 | 0 | 0 | 0 | 0 | 0 | 0 | 0 | 0 | 0 | 0 | 0 | 0 | 0 | 0 | 0 | -237295.2807 | -115725.7193 | 0 | 0 | 0 | 0 | 0 | 0 | 0 | 0 | 0 | 0 | 0 | 0 | 0 | 0 | 0
2016-04-02 06:00 | 0 | 0 | 0 | 0 | 0 | 0 | 0 | 341050 | 0 | 0 | 0 | 0 | 1259991.5747 | 3329192.0747 | 0 | 0 | 0 | 0 | 0 | 0 | 0 | 0 | 0 | 0 | 0 | 0 | 0 | 0 | 0 | 0 | -225324.2807 | -115725.7193 | 0 | 0 | 0 | 0 | 0 | 0 | 0 | 0 | 0 | 0 | 0 | 0 | 0 | 0 | 0
2016-04-02 07:00 | 0 | 0 | 0 | 0 | 0 | 0 | 0 | 332783 | 0 | 0 | 0 | 0 | 1007993.2598 | 3248407.3897 | 0 | 0 | 0 | 0 | 0 | 0 | 0 | 0 | 0 | 0 | 0 | 0 | 0 | 0 | 0 | 0 | -251998.3149 | -80784.6851 | 0 | 0 | 0 | 0 | 0 | 0 | 0 | 0 | 0 | 0 | 0 | 0 | 0 | 0 | 0
2016-04-02 08:00 | 0 | 0 | 0 | 0 | 0 | 0 | 0 | 329988 | 0 | 0 | 0 | 0 | 755994.9448 | 3170417.7046 | 0 | 0 | 0 | 0 | 0 | 0 | 0 | 0 | 0 | 0 | 0 | 0 | 0 | 0 | 0 | 0 | -251998.3149 | -77989.6851 | 0 | 0 | 0 | 0 | 0 | 0 | 0 | 0 | 0 | 0 | 0 | 0 | 0 | 0 | 0
2016-04-02 09:00 | 0 | 0 | 0 | 0 | 0 | 0 | 0 | 333243 | 0 | 0 | 0 | 0 | 503996.6299 | 3089173.0196 | 0 | 0 | 0 | 0 | 0 | 0 | 0 | 0 | 0 | 0 | 0 | 0 | 0 | 0 | 0 | 0 | -251998.3149 | -81244.6851 | 0 | 0 | 0 | 0 | 0 | 0 | 0 | 0 | 0 | 0 | 0 | 0 | 0 | 0 | 0
2016-04-02 10:00 | 0 | 0 | 0 | 0 | 0 | 0 | 0 | 342208 | 0 | 0 | 0 | 0 | 251998.3149 | 2998963.3345 | 0 | 0 | 0 | 0 | 0 | 0 | 0 | 0 | 0 | 0 | 0 | 0 | 0 | 0 | 0 | 0 | -251998.3149 | -90209.6851 | 0 | 0 | 0 | 0 | 0 | 0 | 0 | 0 | 0 | 0 | 0 | 0 | 0 | 0 | 0
2016-04-02 11:00 | 0 | 0 | 0 | 0 | 0 | 0 | 0 | 355236 | 0 | 0 | 0 | 0 | 0 | 2895725.6495 | 0 | 0 | 0 | 0 | 0 | 0 | 0 | 0 | 0 | 0 | 0 | 0 | 0 | 0 | 0 | 0 | -251998.3149 | -103237.6851 | 0 | 0 | 0 | 0 | 0 | 0 | 0 | 0 | 0 | 0 | 0 | 0 | 0 | 0 | 0
2016-04-02 12:00 | 0 | 0 | 0 | 0 | 0 | 506125.7237 | 105.8719 | 369959 | 0 | 0 | 0 | 0 | 251998.3149 | 2779999.9302 | 0 | 0 | 0 | 0 | 0 | 0 | 0 | 0 | 0 | 0 | 0 | 0 | 0 | 0 | 0 | 0 | 251998.3149 | -115725.7193 | 0 | 0 | 0 | 0 | 0 | 0 | 0 | 0 | 0 | 0 | 0 | 0 | 0 | 0 | 0
2016-04-02 13:00 | 0 | 0 | 0 | 0 | 0 | 0 | 184147.3763 | 384596 | 0 | 0 | 0 | 0 | 0 | 2831549.6214 | 0 | 0 | 0 | 0 | 0 | 0 | 0 | 0 | 0 | 0 | 0 | 0 | 0 | 0 | 0 | 0 | -251998.3149 | 51549.6912 | 0 | 0 | 0 | 0 | 0 | 0 | 0 | 0 | 0 | 0 | 0 | 0 | 0 | 0 | 0
2016-04-02 14:00 | 0 | 0 | 0 | 0 | 0 | 0 | 622394.2118 | 393724 | 0 | 0 | 0 | 0 | 112944.4925 | 2947275.3407 | 0 | 0 | 0 | 0 | 0 | 0 | 0 | 0 | 0 | 0 | 0 | 0 | 0 | 0 | 0 | 0 | 112944.4925 | 115725.7193 | 0 | 0 | 0 | 0 | 0 | 0 | 0 | 0 | 0 | 0 | 0 | 0 | 0 | 0 | 0
2016-04-02 15:00 | 0 | 0 | 0 | 0 | 0 | 0 | 764478.0342 | 396754 | 0 | 0 | 0 | 0 | 364942.8074 | 3063001.06 | 0 | 0 | 0 | 0 | 0 | 0 | 0 | 0 | 0 | 0 | 0 | 0 | 0 | 0 | 0 | 0 | 251998.3149 | 115725.7193 | 0 | 0 | 0 | 0 | 0 | 0 | 0 | 0 | 0 | 0 | 0 | 0 | 0 | 0 | 0
2016-04-02 16:00 | 0 | 0 | 0 | 0 | 0 | 0 | 761725.0342 | 394001 | 0 | 0 | 0 | 0 | 616941.1224 | 3178726.7793 | 0 | 0 | 0 | 0 | 0 | 0 | 0 | 0 | 0 | 0 | 0 | 0 | 0 | 0 | 0 | 0 | 251998.3149 | 115725.7193 | 0 | 0 | 0 | 0 | 0 | 0 | 0 | 0 | 0 | 0 | 0 | 0 | 0 | 0 | 0
2016-04-02 17:00 | 0 | 0 | 0 | 0 | 0 | 0 | 757619.0342 | 389895 | 0 | 0 | 0 | 0 | 868939.4373 | 3294452.4986 | 0 | 0 | 0 | 0 | 0 | 0 | 0 | 0 | 0 | 0 | 0 | 0 | 0 | 0 | 0 | 0 | 251998.3149 | 115725.7193 | 0 | 0 | 0 | 0 | 0 | 0 | 0 | 0 | 0 | 0 | 0 | 0 | 0 | 0 | 0
2016-04-02 18:00 | 0 | 0 | 0 | 0 | 0 | 0 | 753235.0342 | 385511 | 0 | 0 | 0 | 0 | 1120937.7523 | 3410178.2178 | 0 | 0 | 0 | 0 | 0 | 0 | 0 | 0 | 0 | 0 | 0 | 0 | 0 | 0 | 0 | 0 | 251998.3149 | 115725.7193 | 0 | 0 | 0 | 0 | 0 | 0 | 0 | 0 | 0 | 0 | 0 | 0 | 0 | 0 | 0
2016-04-02 19:00 | 0 | 0 | 0 | 0 | 0 | 0 | 749441.0342 | 381717 | 0 | 0 | 0 | 0 | 1372936.0672 | 3525903.9371 | 0 | 0 | 0 | 0 | 0 | 0 | 0 | 0 | 0 | 0 | 0 | 0 | 0 | 0 | 0 | 0 | 251998.3149 | 115725.7193 | 0 | 0 | 0 | 0 | 0 | 0 | 0 | 0 | 0 | 0 | 0 | 0 | 0 | 0 | 0
2016-04-02 20:00 | 0 | 0 | 0 | 0 | 0 | 0 | 748651.0342 | 380927 | 0 | 0 | 0 | 0 | 1624934.3821 | 3641629.6564 | 0 | 0 | 0 | 0 | 0 | 0 | 0 | 0 | 0 | 0 | 0 | 0 | 0 | 0 | 0 | 0 | 251998.3149 | 115725.7193 | 0 | 0 | 0 | 0 | 0 | 0 | 0 | 0 | 0 | 0 | 0 | 0 | 0 | 0 | 0
2016-04-02 21:00 | 0 | 0 | 0 | 0 | 0 | 0 | 749726.0342 | 382002 | 0 | 0 | 0 | 0 | 1876932.6971 | 3757355.3757 | 0 | 0 | 0 | 0 | 0 | 0 | 0 | 0 | 0 | 0 | 0 | 0 | 0 | 0 | 0 | 0 | 251998.3149 | 115725.7193 | 0 | 0 | 0 | 0 | 0 | 0 | 0 | 0 | 0 | 0 | 0 | 0 | 0 | 0 | 0
2016-04-02 22:00 | 0 | 0 | 0 | 0 | 0 | 0 | 751315.0342 | 383591 | 0 | 0 | 0 | 0 | 2128931.012 | 3873081.095 | 0 | 0 | 0 | 0 | 0 | 0 | 0 | 0 | 0 | 0 | 0 | 0 | 0 | 0 | 0 | 0 | 251998.3149 | 115725.7193 | 0 | 0 | 0 | 0 | 0 | 0 | 0 | 0 | 0 | 0 | 0 | 0 | 0 | 0 | 0
2016-04-02 23:00 | 0 | 0 | 0 | 0 | 0 | 0 | 745064.085 | 388056 | 0 | 0 | 0 | 0 | 2370213.3778 | 3988806.8143 | 0 | 0 | 0 | 0 | 0 | 0 | 0 | 0 | 0 | 0 | 0 | 0 | 0 | 0 | 0 | 0 | 241282.3657 | 115725.7193 | 0 | 0 | 0 | 0 | 0 | 0 | 0 | 0 | 0 | 0 | 0 | 0 | 0 | 0 | 0
2016-04-03 | 0 | 0 | 0 | 0 | 0 | 0 | 445724.572 | 397214 | 0 | 0 | 0 | 0 | 2302998.2304 | 4104532.5336 | 0 | 0 | 0 | 0 | 0 | 0 | 0 | 0 | 0 | 0 | 0 | 0 | 0 | 0 | 0 | 0 | -67215.1473 | 115725.7193 | 0 | 0 | 0 | 0 | 0 | 0 | 0 | 0 | 0 | 0 | 0 | 0 | 0 | 0 | 0
2016-04-03 01:00 | 0 | 0 | 0 | 0 | 0 | 0 | 58566.3489 | 399248 | 0 | 0 | 0 | 0 | 2050999.9155 | 4015849.1974 | 0 | 0 | 0 | 0 | 0 | 0 | 0 | 0 | 0 | 0 | 0 | 0 | 0 | 0 | 0 | 0 | -251998.3149 | -88683.3362 | 0 | 0 | 0 | 0 | 0 | 0 | 0 | 0 | 0 | 0 | 0 | 0 | 0 | 0 | 0
2016-04-03 02:00 | 0 | 0 | 0 | 0 | 0 | 22721.8891 | 0.076704 | 390446 | 0 | 0 | 0 | 0 | 1799001.6005 | 3900123.4781 | 0 | 0 | 0 | 0 | 0 | 0 | 0 | 0 | 0 | 0 | 0 | 0 | 0 | 0 | 0 | 0 | -251998.3149 | -115725.7193 | 0 | 0 | 0 | 0 | 0 | 0 | 0 | 0 | 0 | 0 | 0 | 0 | 0 | 0 | 0
2016-04-03 03:00 | 0 | 0 | 0 | 0 | 0 | 9425.9658 | 0 | 377150 | 0 | 0 | 0 | 0 | 1547003.2856 | 3784397.7588 | 0 | 0 | 0 | 0 | 0 | 0 | 0 | 0 | 0 | 0 | 0 | 0 | 0 | 0 | 0 | 0 | -251998.3149 | -115725.7193 | 0 | 0 | 0 | 0 | 0 | 0 | 0 | 0 | 0 | 0 | 0 | 0 | 0 | 0 | 0
2016-04-03 04:00 | 0 | 0 | 0 | 0 | 0 | 225007.4044 | 0 | 361280 | 0 | 0 | 0 | 0 | 1295004.9707 | 3900123.4781 | 0 | 0 | 0 | 0 | 0 | 0 | 0 | 0 | 0 | 0 | 0 | 0 | 0 | 0 | 0 | 0 | -251998.3149 | 115725.7193 | 0 | 0 | 0 | 0 | 0 | 0 | 0 | 0 | 0 | 0 | 0 | 0 | 0 | 0 | 0
2016-04-03 05:00 | 0 | 0 | 0 | 0 | 0 | 449103.1997 | 0 | 347844 | 0 | 0 | 0 | 0 | 1511989.8897 | 3784397.7588 | 0 | 0 | 0 | 0 | 0 | 0 | 0 | 0 | 0 | 0 | 0 | 0 | 0 | 0 | 0 | 0 | 216984.919 | -115725.7193 | 0 | 0 | 0 | 0 | 0 | 0 | 0 | 0 | 0 | 0 | 0 | 0 | 0 | 0 | 0
2016-04-03 06:00 | 0 | 0 | 0 | 0 | 0 | 0 | 0 | 338151 | 0 | 0 | 0 | 0 | 1259991.5747 | 3698245.0738 | 0 | 0 | 0 | 0 | 0 | 0 | 0 | 0 | 0 | 0 | 0 | 0 | 0 | 0 | 0 | 0 | -251998.3149 | -86152.6851 | 0 | 0 | 0 | 0 | 0 | 0 | 0 | 0 | 0 | 0 | 0 | 0 | 0 | 0 | 0
2016-04-03 07:00 | 0 | 0 | 0 | 0 | 0 | 0 | 0 | 332824 | 0 | 0 | 0 | 0 | 1007993.2598 | 3617419.3887 | 0 | 0 | 0 | 0 | 0 | 0 | 0 | 0 | 0 | 0 | 0 | 0 | 0 | 0 | 0 | 0 | -251998.3149 | -80825.6851 | 0 | 0 | 0 | 0 | 0 | 0 | 0 | 0 | 0 | 0 | 0 | 0 | 0 | 0 | 0
2016-04-03 08:00 | 0 | 0 | 0 | 0 | 0 | 0 | 0 | 331348 | 0 | 0 | 0 | 0 | 755994.9448 | 3538069.7037 | 0 | 0 | 0 | 0 | 0 | 0 | 0 | 0 | 0 | 0 | 0 | 0 | 0 | 0 | 0 | 0 | -251998.3149 | -79349.6851 | 0 | 0 | 0 | 0 | 0 | 0 | 0 | 0 | 0 | 0 | 0 | 0 | 0 | 0 | 0
2016-04-03 09:00 | 0 | 0 | 0 | 0 | 0 | 0 | 0 | 333588 | 0 | 0 | 0 | 0 | 503996.6299 | 3456480.0186 | 0 | 0 | 0 | 0 | 0 | 0 | 0 | 0 | 0 | 0 | 0 | 0 | 0 | 0 | 0 | 0 | -251998.3149 | -81589.6851 | 0 | 0 | 0 | 0 | 0 | 0 | 0 | 0 | 0 | 0 | 0 | 0 | 0 | 0 | 0
2016-04-03 10:00 | 0 | 0 | 0 | 0 | 0 | 0 | 0 | 341431 | 0 | 0 | 0 | 0 | 251998.3149 | 3367047.3336 | 0 | 0 | 0 | 0 | 0 | 0 | 0 | 0 | 0 | 0 | 0 | 0 | 0 | 0 | 0 | 0 | -251998.3149 | -89432.6851 | 0 | 0 | 0 | 0 | 0 | 0 | 0 | 0 | 0 | 0 | 0 | 0 | 0 | 0 | 0
2016-04-03 11:00 | 0 | 0 | 0 | 0 | 0 | 0 | 0 | 351983 | 0 | 0 | 0 | 0 | 0 | 3267062.6485 | 0 | 0 | 0 | 0 | 0 | 0 | 0 | 0 | 0 | 0 | 0 | 0 | 0 | 0 | 0 | 0 | -251998.3149 | -99984.6851 | 0 | 0 | 0 | 0 | 0 | 0 | 0 | 0 | 0 | 0 | 0 | 0 | 0 | 0 | 0
2016-04-03 12:00 | 0 | 0 | 0 | 0 | 0 | 500801.0178 | 104.5778 | 364633 | 0 | 0 | 0 | 0 | 251998.3149 | 3151336.9292 | 0 | 0 | 0 | 0 | 0 | 0 | 0 | 0 | 0 | 0 | 0 | 0 | 0 | 0 | 0 | 0 | 251998.3149 | -115725.7193 | 0 | 0 | 0 | 0 | 0 | 0 | 0 | 0 | 0 | 0 | 0 | 0 | 0 | 0 | 0
2016-04-03 13:00 | 0 | 0 | 0 | 0 | 0 | 0 | 187622.951 | 374386 | 0 | 0 | 0 | 0 | 0 | 3216572.1951 | 0 | 0 | 0 | 0 | 0 | 0 | 0 | 0 | 0 | 0 | 0 | 0 | 0 | 0 | 0 | 0 | -251998.3149 | 65235.2659 | 0 | 0 | 0 | 0 | 0 | 0 | 0 | 0 | 0 | 0 | 0 | 0 | 0 | 0 | 0
2016-04-03 14:00 | 0 | 0 | 0 | 0 | 0 | 0 | 595076.1725 | 378868 | 0 | 0 | 0 | 0 | 251998.3149 | 3180782.0526 | 0 | 0 | 0 | 0 | 0 | 0 | 0 | 0 | 0 | 0 | 0 | 0 | 0 | 0 | 0 | 0 | 251998.3149 | -35790.1425 | 0 | 0 | 0 | 0 | 0 | 0 | 0 | 0 | 0 | 0 | 0 | 0 | 0 | 0 | 0
2016-04-03 15:00 | 0 | 0 | 0 | 0 | 0 | 0 | 745920.0342 | 378196 | 0 | 0 | 0 | 0 | 503996.6299 | 3296507.7719 | 0 | 0 | 0 | 0 | 0 | 0 | 0 | 0 | 0 | 0 | 0 | 0 | 0 | 0 | 0 | 0 | 251998.3149 | 115725.7193 | 0 | 0 | 0 | 0 | 0 | 0 | 0 | 0 | 0 | 0 | 0 | 0 | 0 | 0 | 0
2016-04-03 16:00 | 0 | 0 | 0 | 0 | 0 | 0 | 744991.0342 | 377267 | 0 | 0 | 0 | 0 | 755994.9448 | 3412233.4912 | 0 | 0 | 0 | 0 | 0 | 0 | 0 | 0 | 0 | 0 | 0 | 0 | 0 | 0 | 0 | 0 | 251998.3149 | 115725.7193 | 0 | 0 | 0 | 0 | 0 | 0 | 0 | 0 | 0 | 0 | 0 | 0 | 0 | 0 | 0
2016-04-03 17:00 | 0 | 0 | 0 | 0 | 0 | 0 | 743362.0342 | 375638 | 0 | 0 | 0 | 0 | 1007993.2598 | 3527959.2105 | 0 | 0 | 0 | 0 | 0 | 0 | 0 | 0 | 0 | 0 | 0 | 0 | 0 | 0 | 0 | 0 | 251998.3149 | 115725.7193 | 0 | 0 | 0 | 0 | 0 | 0 | 0 | 0 | 0 | 0 | 0 | 0 | 0 | 0 | 0
2016-04-03 18:00 | 0 | 0 | 0 | 0 | 0 | 0 | 741416.0342 | 373692 | 0 | 0 | 0 | 0 | 1259991.5747 | 3643684.9298 | 0 | 0 | 0 | 0 | 0 | 0 | 0 | 0 | 0 | 0 | 0 | 0 | 0 | 0 | 0 | 0 | 251998.3149 | 115725.7193 | 0 | 0 | 0 | 0 | 0 | 0 | 0 | 0 | 0 | 0 | 0 | 0 | 0 | 0 | 0
2016-04-03 19:00 | 0 | 0 | 0 | 0 | 0 | 0 | 739862.0342 | 372138 | 0 | 0 | 0 | 0 | 1511989.8897 | 3759410.6491 | 0 | 0 | 0 | 0 | 0 | 0 | 0 | 0 | 0 | 0 | 0 | 0 | 0 | 0 | 0 | 0 | 251998.3149 | 115725.7193 | 0 | 0 | 0 | 0 | 0 | 0 | 0 | 0 | 0 | 0 | 0 | 0 | 0 | 0 | 0
2016-04-03 20:00 | 0 | 0 | 0 | 0 | 0 | 0 | 742617.0342 | 374893 | 0 | 0 | 0 | 0 | 1763988.2046 | 3875136.3684 | 0 | 0 | 0 | 0 | 0 | 0 | 0 | 0 | 0 | 0 | 0 | 0 | 0 | 0 | 0 | 0 | 251998.3149 | 115725.7193 | 0 | 0 | 0 | 0 | 0 | 0 | 0 | 0 | 0 | 0 | 0 | 0 | 0 | 0 | 0
2016-04-03 21:00 | 0 | 0 | 0 | 0 | 0 | 0 | 747821.0342 | 380097 | 0 | 0 | 0 | 0 | 2015986.5196 | 3990862.0877 | 0 | 0 | 0 | 0 | 0 | 0 | 0 | 0 | 0 | 0 | 0 | 0 | 0 | 0 | 0 | 0 | 251998.3149 | 115725.7193 | 0 | 0 | 0 | 0 | 0 | 0 | 0 | 0 | 0 | 0 | 0 | 0 | 0 | 0 | 0
2016-04-03 22:00 | 0 | 0 | 0 | 0 | 0 | 0 | 754024.0342 | 386300 | 0 | 0 | 0 | 0 | 2267984.8345 | 4106587.807 | 0 | 0 | 0 | 0 | 0 | 0 | 0 | 0 | 0 | 0 | 0 | 0 | 0 | 0 | 0 | 0 | 251998.3149 | 115725.7193 | 0 | 0 | 0 | 0 | 0 | 0 | 0 | 0 | 0 | 0 | 0 | 0 | 0 | 0 | 0
2016-04-03 23:00 | 0 | 0 | 0 | 0 | 0 | 0 | 684452.7043 | 393963 | 0 | 0 | 0 | 0 | 2519983.1494 | 4145079.1964 | 0 | 0 | 0 | 0 | 0 | 0 | 0 | 0 | 0 | 0 | 0 | 0 | 0 | 0 | 0 | 0 | 251998.3149 | 38491.3894 | 0 | 0 | 0 | 0 | 0 | 0 | 0 | 0 | 0 | 0 | 0 | 0 | 0 | 0 | 0
2016-04-04 | 0 | 0 | 0 | 0 | 0 | 0 | 400256.3321 | 405691 | 0 | 0 | 0 | 0 | 2630274.2008 | 4029353.4771 | 0 | 0 | 0 | 0 | 0 | 0 | 0 | 0 | 0 | 0 | 0 | 0 | 0 | 0 | 0 | 0 | 110291.0514 | -115725.7193 | 0 | 0 | 0 | 0 | 0 | 0 | 0 | 0 | 0 | 0 | 0 | 0 | 0 | 0 | 0
2016-04-04 01:00 | 0 | 0 | 0 | 0 | 0 | 0 | 50867.1967 | 406544 | 0 | 0 | 0 | 0 | 2390323.1168 | 3913627.7578 | 0 | 0 | 0 | 0 | 0 | 0 | 0 | 0 | 0 | 0 | 0 | 0 | 0 | 0 | 0 | 0 | -239951.084 | -115725.7193 | 0 | 0 | 0 | 0 | 0 | 0 | 0 | 0 | 0 | 0 | 0 | 0 | 0 | 0 | 0
2016-04-04 02:00 | 0 | 0 | 0 | 0 | 0 | 25883.4194 | 2.5463 | 393610 | 0 | 0 | 0 | 0 | 2138324.8018 | 3797902.0385 | 0 | 0 | 0 | 0 | 0 | 0 | 0 | 0 | 0 | 0 | 0 | 0 | 0 | 0 | 0 | 0 | -251998.3149 | -115725.7193 | 0 | 0 | 0 | 0 | 0 | 0 | 0 | 0 | 0 | 0 | 0 | 0 | 0 | 0 | 0
2016-04-04 03:00 | 0 | 0 | 0 | 0 | 0 | 8721.9658 | 0 | 376446 | 0 | 0 | 0 | 0 | 1886326.4869 | 3682176.3192 | 0 | 0 | 0 | 0 | 0 | 0 | 0 | 0 | 0 | 0 | 0 | 0 | 0 | 0 | 0 | 0 | -251998.3149 | -115725.7193 | 0 | 0 | 0 | 0 | 0 | 0 | 0 | 0 | 0 | 0 | 0 | 0 | 0 | 0 | 0
2016-04-04 04:00 | 0 | 0 | 0 | 0 | 0 | 0 | 0 | 357190 | 0 | 0 | 0 | 0 | 1644862.2062 | 3566450.5999 | 0 | 0 | 0 | 0 | 0 | 0 | 0 | 0 | 0 | 0 | 0 | 0 | 0 | 0 | 0 | 0 | -241464.2807 | -115725.7193 | 0 | 0 | 0 | 0 | 0 | 0 | 0 | 0 | 0 | 0 | 0 | 0 | 0 | 0 | 0
2016-04-04 05:00 | 0 | 0 | 0 | 0 | 0 | 0 | 0 | 342504 | 0 | 0 | 0 | 0 | 1418083.9255 | 3450724.8806 | 0 | 0 | 0 | 0 | 0 | 0 | 0 | 0 | 0 | 0 | 0 | 0 | 0 | 0 | 0 | 0 | -226778.2807 | -115725.7193 | 0 | 0 | 0 | 0 | 0 | 0 | 0 | 0 | 0 | 0 | 0 | 0 | 0 | 0 | 0
2016-04-04 06:00 | 0 | 0 | 0 | 0 | 0 | 0 | 0 | 332944 | 0 | 0 | 0 | 0 | 1166085.6105 | 3369779.1956 | 0 | 0 | 0 | 0 | 0 | 0 | 0 | 0 | 0 | 0 | 0 | 0 | 0 | 0 | 0 | 0 | -251998.3149 | -80945.6851 | 0 | 0 | 0 | 0 | 0 | 0 | 0 | 0 | 0 | 0 | 0 | 0 | 0 | 0 | 0
2016-04-04 07:00 | 0 | 0 | 0 | 0 | 0 | 0 | 0 | 327624 | 0 | 0 | 0 | 0 | 914087.2956 | 3294153.5105 | 0 | 0 | 0 | 0 | 0 | 0 | 0 | 0 | 0 | 0 | 0 | 0 | 0 | 0 | 0 | 0 | -251998.3149 | -75625.6851 | 0 | 0 | 0 | 0 | 0 | 0 | 0 | 0 | 0 | 0 | 0 | 0 | 0 | 0 | 0
2016-04-04 08:00 | 0 | 0 | 0 | 0 | 0 | 439670.0265 | 0 | 328757 | 0 | 0 | 0 | 0 | 1140726.0413 | 3178427.7912 | 0 | 0 | 0 | 0 | 0 | 0 | 0 | 0 | 0 | 0 | 0 | 0 | 0 | 0 | 0 | 0 | 226638.7458 | -115725.7193 | 0 | 0 | 0 | 0 | 0 | 0 | 0 | 0 | 0 | 0 | 0 | 0 | 0 | 0 | 0
2016-04-04 09:00 | 0 | 0 | 0 | 0 | 0 | 0 | 0 | 342155 | 0 | 0 | 0 | 0 | 888727.7264 | 3088271.1061 | 0 | 0 | 0 | 0 | 0 | 0 | 0 | 0 | 0 | 0 | 0 | 0 | 0 | 0 | 0 | 0 | -251998.3149 | -90156.6851 | 0 | 0 | 0 | 0 | 0 | 0 | 0 | 0 | 0 | 0 | 0 | 0 | 0 | 0 | 0
2016-04-04 10:00 | 0 | 0 | 0 | 0 | 0 | 4057.9658 | 0 | 371782 | 0 | 0 | 0 | 0 | 636729.4114 | 2972545.3869 | 0 | 0 | 0 | 0 | 0 | 0 | 0 | 0 | 0 | 0 | 0 | 0 | 0 | 0 | 0 | 0 | -251998.3149 | -115725.7193 | 0 | 0 | 0 | 0 | 0 | 0 | 0 | 0 | 0 | 0 | 0 | 0 | 0 | 0 | 0
2016-04-04 11:00 | 0 | 0 | 0 | 0 | 0 | 32270.9658 | 0 | 399995 | 0 | 0 | 0 | 0 | 384731.0965 | 2856819.6676 | 0 | 0 | 0 | 0 | 0 | 0 | 0 | 0 | 0 | 0 | 0 | 0 | 0 | 0 | 0 | 0 | -251998.3149 | -115725.7193 | 0 | 0 | 0 | 0 | 0 | 0 | 0 | 0 | 0 | 0 | 0 | 0 | 0 | 0 | 0
2016-04-04 12:00 | 0 | 0 | 0 | 0 | 0 | 337579.6776 | 111.7159 | 411957 | 0 | 0 | 0 | 0 | 194739.7707 | 2972545.3869 | 0 | 0 | 0 | 0 | 0 | 0 | 0 | 0 | 0 | 0 | 0 | 0 | 0 | 0 | 0 | 0 | -189991.3258 | 115725.7193 | 0 | 0 | 0 | 0 | 0 | 0 | 0 | 0 | 0 | 0 | 0 | 0 | 0 | 0 | 0
2016-04-04 13:00 | 0 | 0 | 0 | 0 | 0 | 0 | 230604.3596 | 417396 | 0 | 0 | 0 | 0 | 0 | 2980493.5172 | 0 | 0 | 0 | 0 | 0 | 0 | 0 | 0 | 0 | 0 | 0 | 0 | 0 | 0 | 0 | 0 | -194739.7707 | 7948.1304 | 0 | 0 | 0 | 0 | 0 | 0 | 0 | 0 | 0 | 0 | 0 | 0 | 0 | 0 | 0
2016-04-04 14:00 | 0 | 0 | 0 | 0 | 0 | 1971.173 | 536080.5463 | 422326 | 0 | 0 | 0 | 0 | 0 | 3096219.2365 | 0 | 0 | 0 | 0 | 0 | 0 | 0 | 0 | 0 | 0 | 0 | 0 | 0 | 0 | 0 | 0 | 0 | 115725.7193 | 0 | 0 | 0 | 0 | 0 | 0 | 0 | 0 | 0 | 0 | 0 | 0 | 0 | 0 | 0
2016-04-04 15:00 | 0 | 0 | 0 | 0 | 0 | 0 | 735169.6306 | 424961 | 0 | 0 | 0 | 0 | 194482.9113 | 3211944.9558 | 0 | 0 | 0 | 0 | 0 | 0 | 0 | 0 | 0 | 0 | 0 | 0 | 0 | 0 | 0 | 0 | 194482.9113 | 115725.7193 | 0 | 0 | 0 | 0 | 0 | 0 | 0 | 0 | 0 | 0 | 0 | 0 | 0 | 0 | 0
2016-04-04 16:00 | 0 | 0 | 0 | 0 | 0 | 0 | 794041.0342 | 426317 | 0 | 0 | 0 | 0 | 446481.2263 | 3327670.6751 | 0 | 0 | 0 | 0 | 0 | 0 | 0 | 0 | 0 | 0 | 0 | 0 | 0 | 0 | 0 | 0 | 251998.3149 | 115725.7193 | 0 | 0 | 0 | 0 | 0 | 0 | 0 | 0 | 0 | 0 | 0 | 0 | 0 | 0 | 0
2016-04-04 17:00 | 0 | 0 | 0 | 0 | 0 | 0 | 796251.0342 | 428527 | 0 | 0 | 0 | 0 | 698479.5412 | 3443396.3944 | 0 | 0 | 0 | 0 | 0 | 0 | 0 | 0 | 0 | 0 | 0 | 0 | 0 | 0 | 0 | 0 | 251998.3149 | 115725.7193 | 0 | 0 | 0 | 0 | 0 | 0 | 0 | 0 | 0 | 0 | 0 | 0 | 0 | 0 | 0
2016-04-04 18:00 | 0 | 0 | 0 | 0 | 0 | 0 | 798348.0342 | 430624 | 0 | 0 | 0 | 0 | 950477.8561 | 3559122.1137 | 0 | 0 | 0 | 0 | 0 | 0 | 0 | 0 | 0 | 0 | 0 | 0 | 0 | 0 | 0 | 0 | 251998.3149 | 115725.7193 | 0 | 0 | 0 | 0 | 0 | 0 | 0 | 0 | 0 | 0 | 0 | 0 | 0 | 0 | 0
2016-04-04 19:00 | 0 | 0 | 0 | 0 | 0 | 0 | 800510.0342 | 432786 | 0 | 0 | 0 | 0 | 1202476.1711 | 3674847.833 | 0 | 0 | 0 | 0 | 0 | 0 | 0 | 0 | 0 | 0 | 0 | 0 | 0 | 0 | 0 | 0 | 251998.3149 | 115725.7193 | 0 | 0 | 0 | 0 | 0 | 0 | 0 | 0 | 0 | 0 | 0 | 0 | 0 | 0 | 0
2016-04-04 20:00 | 0 | 0 | 0 | 0 | 0 | 0 | 804642.0342 | 436918 | 0 | 0 | 0 | 0 | 1454474.486 | 3790573.5523 | 0 | 0 | 0 | 0 | 0 | 0 | 0 | 0 | 0 | 0 | 0 | 0 | 0 | 0 | 0 | 0 | 251998.3149 | 115725.7193 | 0 | 0 | 0 | 0 | 0 | 0 | 0 | 0 | 0 | 0 | 0 | 0 | 0 | 0 | 0
2016-04-04 21:00 | 0 | 0 | 0 | 0 | 0 | 0 | 795601.7651 | 441503 | 0 | 0 | 0 | 0 | 1692847.5319 | 3906299.2716 | 0 | 0 | 0 | 0 | 0 | 0 | 0 | 0 | 0 | 0 | 0 | 0 | 0 | 0 | 0 | 0 | 238373.0458 | 115725.7193 | 0 | 0 | 0 | 0 | 0 | 0 | 0 | 0 | 0 | 0 | 0 | 0 | 0 | 0 | 0
2016-04-04 22:00 | 0 | 0 | 0 | 0 | 0 | 0 | 743746.4642 | 444042 | 0 | 0 | 0 | 0 | 1944845.8468 | 3954005.4209 | 0 | 0 | 0 | 0 | 0 | 0 | 0 | 0 | 0 | 0 | 0 | 0 | 0 | 0 | 0 | 0 | 251998.3149 | 47706.1493 | 0 | 0 | 0 | 0 | 0 | 0 | 0 | 0 | 0 | 0 | 0 | 0 | 0 | 0 | 0
2016-04-04 23:00 | 0 | 0 | 0 | 0 | 0 | 0 | 626333.9454 | 445816 | 0 | 0 | 0 | 0 | 2009638.0729 | 4069731.1402 | 0 | 0 | 0 | 0 | 0 | 0 | 0 | 0 | 0 | 0 | 0 | 0 | 0 | 0 | 0 | 0 | 64792.2261 | 115725.7193 | 0 | 0 | 0 | 0 | 0 | 0 | 0 | 0 | 0 | 0 | 0 | 0 | 0 | 0 | 0
2016-04-05 | 0 | 0 | 0 | 0 | 0 | 0 | 371325.3339 | 451312 | 0 | 0 | 0 | 0 | 2015986.5196 | 3983396.0274 | 0 | 0 | 0 | 0 | 0 | 0 | 0 | 0 | 0 | 0 | 0 | 0 | 0 | 0 | 0 | 0 | 6348.4466 | -86335.1127 | 0 | 0 | 0 | 0 | 0 | 0 | 0 | 0 | 0 | 0 | 0 | 0 | 0 | 0 | 0
2016-04-05 01:00 | 0 | 0 | 0 | 0 | 0 | 699997.1244 | 61098.0899 | 446412 | 0 | 0 | 0 | 0 | 2267984.8345 | 4046080.9268 | 0 | 0 | 0 | 0 | 0 | 0 | 0 | 0 | 0 | 0 | 0 | 0 | 0 | 0 | 0 | 0 | 251998.3149 | 62684.8993 | 0 | 0 | 0 | 0 | 0 | 0 | 0 | 0 | 0 | 0 | 0 | 0 | 0 | 0 | 0
2016-04-05 02:00 | 0 | 0 | 0 | 0 | 0 | 59846.0198 | 4.946 | 427575 | 0 | 0 | 0 | 0 | 2015986.5196 | 3930355.2075 | 0 | 0 | 0 | 0 | 0 | 0 | 0 | 0 | 0 | 0 | 0 | 0 | 0 | 0 | 0 | 0 | -251998.3149 | -115725.7193 | 0 | 0 | 0 | 0 | 0 | 0 | 0 | 0 | 0 | 0 | 0 | 0 | 0 | 0 | 0
2016-04-05 03:00 | 0 | 0 | 0 | 0 | 0 | 36496.9658 | 0 | 404221 | 0 | 0 | 0 | 0 | 1763988.2046 | 3814629.4882 | 0 | 0 | 0 | 0 | 0 | 0 | 0 | 0 | 0 | 0 | 0 | 0 | 0 | 0 | 0 | 0 | -251998.3149 | -115725.7193 | 0 | 0 | 0 | 0 | 0 | 0 | 0 | 0 | 0 | 0 | 0 | 0 | 0 | 0 | 0
2016-04-05 04:00 | 0 | 0 | 0 | 0 | 0 | 749775.0342 | 0 | 382051 | 0 | 0 | 0 | 0 | 2015986.5196 | 3930355.2075 | 0 | 0 | 0 | 0 | 0 | 0 | 0 | 0 | 0 | 0 | 0 | 0 | 0 | 0 | 0 | 0 | 251998.3149 | 115725.7193 | 0 | 0 | 0 | 0 | 0 | 0 | 0 | 0 | 0 | 0 | 0 | 0 | 0 | 0 | 0
2016-04-05 05:00 | 0 | 0 | 0 | 0 | 0 | 0 | 0 | 364334 | 0 | 0 | 0 | 0 | 1763988.2046 | 3818019.5224 | 0 | 0 | 0 | 0 | 0 | 0 | 0 | 0 | 0 | 0 | 0 | 0 | 0 | 0 | 0 | 0 | -251998.3149 | -112335.6851 | 0 | 0 | 0 | 0 | 0 | 0 | 0 | 0 | 0 | 0 | 0 | 0 | 0 | 0 | 0
2016-04-05 06:00 | 0 | 0 | 0 | 0 | 0 | 0 | 0 | 352651 | 0 | 0 | 0 | 0 | 1511989.8897 | 3717366.8373 | 0 | 0 | 0 | 0 | 0 | 0 | 0 | 0 | 0 | 0 | 0 | 0 | 0 | 0 | 0 | 0 | -251998.3149 | -100652.6851 | 0 | 0 | 0 | 0 | 0 | 0 | 0 | 0 | 0 | 0 | 0 | 0 | 0 | 0 | 0
2016-04-05 07:00 | 0 | 0 | 0 | 0 | 0 | 0 | 0 | 345982 | 0 | 0 | 0 | 0 | 1259991.5747 | 3623383.1523 | 0 | 0 | 0 | 0 | 0 | 0 | 0 | 0 | 0 | 0 | 0 | 0 | 0 | 0 | 0 | 0 | -251998.3149 | -93983.6851 | 0 | 0 | 0 | 0 | 0 | 0 | 0 | 0 | 0 | 0 | 0 | 0 | 0 | 0 | 0
2016-04-05 08:00 | 0 | 0 | 0 | 0 | 0 | 0 | 0 | 346231 | 0 | 0 | 0 | 0 | 1007993.2598 | 3529150.4672 | 0 | 0 | 0 | 0 | 0 | 0 | 0 | 0 | 0 | 0 | 0 | 0 | 0 | 0 | 0 | 0 | -251998.3149 | -94232.6851 | 0 | 0 | 0 | 0 | 0 | 0 | 0 | 0 | 0 | 0 | 0 | 0 | 0 | 0 | 0
2016-04-05 09:00 | 0 | 0 | 0 | 0 | 0 | 0 | 0 | 359065 | 0 | 0 | 0 | 0 | 755994.9448 | 3422083.7822 | 0 | 0 | 0 | 0 | 0 | 0 | 0 | 0 | 0 | 0 | 0 | 0 | 0 | 0 | 0 | 0 | -251998.3149 | -107066.6851 | 0 | 0 | 0 | 0 | 0 | 0 | 0 | 0 | 0 | 0 | 0 | 0 | 0 | 0 | 0
2016-04-05 10:00 | 0 | 0 | 0 | 0 | 0 | 251770.4044 | 0 | 388043 | 0 | 0 | 0 | 0 | 503996.6299 | 3537809.5015 | 0 | 0 | 0 | 0 | 0 | 0 | 0 | 0 | 0 | 0 | 0 | 0 | 0 | 0 | 0 | 0 | -251998.3149 | 115725.7193 | 0 | 0 | 0 | 0 | 0 | 0 | 0 | 0 | 0 | 0 | 0 | 0 | 0 | 0 | 0
2016-04-05 11:00 | 0 | 0 | 0 | 0 | 0 | 47605.9658 | 0 | 415330 | 0 | 0 | 0 | 0 | 251998.3149 | 3422083.7822 | 0 | 0 | 0 | 0 | 0 | 0 | 0 | 0 | 0 | 0 | 0 | 0 | 0 | 0 | 0 | 0 | -251998.3149 | -115725.7193 | 0 | 0 | 0 | 0 | 0 | 0 | 0 | 0 | 0 | 0 | 0 | 0 | 0 | 0 | 0
2016-04-05 12:00 | 0 | 0 | 0 | 0 | 0 | 57484.2071 | 134.7587 | 425343 | 0 | 0 | 0 | 0 | 0 | 3306358.0629 | 0 | 0 | 0 | 0 | 0 | 0 | 0 | 0 | 0 | 0 | 0 | 0 | 0 | 0 | 0 | 0 | -251998.3149 | -115725.7193 | 0 | 0 | 0 | 0 | 0 | 0 | 0 | 0 | 0 | 0 | 0 | 0 | 0 | 0 | 0
2016-04-05 13:00 | 0 | 0 | 0 | 0 | 0 | 102527.0164 | 211329.2643 | 429582 | 0 | 0 | 0 | 0 | 0 | 3190632.3436 | 0 | 0 | 0 | 0 | 0 | 0 | 0 | 0 | 0 | 0 | 0 | 0 | 0 | 0 | 0 | 0 | 0 | -115725.7193 | 0 | 0 | 0 | 0 | 0 | 0 | 0 | 0 | 0 | 0 | 0 | 0 | 0 | 0 | 0
2016-04-05 14:00 | 0 | 0 | 0 | 0 | 0 | 0 | 578234.5495 | 433786 | 0 | 0 | 0 | 0 | 251998.3149 | 3083082.5782 | 0 | 0 | 0 | 0 | 0 | 0 | 0 | 0 | 0 | 0 | 0 | 0 | 0 | 0 | 0 | 0 | 251998.3149 | -107549.7654 | 0 | 0 | 0 | 0 | 0 | 0 | 0 | 0 | 0 | 0 | 0 | 0 | 0 | 0 | 0
2016-04-05 15:00 | 0 | 0 | 0 | 0 | 0 | 0 | 781733.7276 | 434652 | 0 | 0 | 0 | 0 | 503996.6299 | 3178165.9909 | 0 | 0 | 0 | 0 | 0 | 0 | 0 | 0 | 0 | 0 | 0 | 0 | 0 | 0 | 0 | 0 | 251998.3149 | 95083.4127 | 0 | 0 | 0 | 0 | 0 | 0 | 0 | 0 | 0 | 0 | 0 | 0 | 0 | 0 | 0
2016-04-05 16:00 | 0 | 0 | 0 | 0 | 0 | 0 | 801330.0342 | 433606 | 0 | 0 | 0 | 0 | 755994.9448 | 3293891.7102 | 0 | 0 | 0 | 0 | 0 | 0 | 0 | 0 | 0 | 0 | 0 | 0 | 0 | 0 | 0 | 0 | 251998.3149 | 115725.7193 | 0 | 0 | 0 | 0 | 0 | 0 | 0 | 0 | 0 | 0 | 0 | 0 | 0 | 0 | 0
2016-04-05 17:00 | 0 | 0 | 0 | 0 | 0 | 0 | 801423.0342 | 433699 | 0 | 0 | 0 | 0 | 1007993.2598 | 3409617.4295 | 0 | 0 | 0 | 0 | 0 | 0 | 0 | 0 | 0 | 0 | 0 | 0 | 0 | 0 | 0 | 0 | 251998.3149 | 115725.7193 | 0 | 0 | 0 | 0 | 0 | 0 | 0 | 0 | 0 | 0 | 0 | 0 | 0 | 0 | 0
2016-04-05 18:00 | 0 | 0 | 0 | 0 | 0 | 0 | 801598.0342 | 433874 | 0 | 0 | 0 | 0 | 1259991.5747 | 3525343.1488 | 0 | 0 | 0 | 0 | 0 | 0 | 0 | 0 | 0 | 0 | 0 | 0 | 0 | 0 | 0 | 0 | 251998.3149 | 115725.7193 | 0 | 0 | 0 | 0 | 0 | 0 | 0 | 0 | 0 | 0 | 0 | 0 | 0 | 0 | 0
2016-04-05 19:00 | 0 | 0 | 0 | 0 | 0 | 0 | 802187.0342 | 434463 | 0 | 0 | 0 | 0 | 1511989.8897 | 3641068.8681 | 0 | 0 | 0 | 0 | 0 | 0 | 0 | 0 | 0 | 0 | 0 | 0 | 0 | 0 | 0 | 0 | 251998.3149 | 115725.7193 | 0 | 0 | 0 | 0 | 0 | 0 | 0 | 0 | 0 | 0 | 0 | 0 | 0 | 0 | 0
2016-04-05 20:00 | 0 | 0 | 0 | 0 | 0 | 0 | 804220.0342 | 436496 | 0 | 0 | 0 | 0 | 1763988.2046 | 3756794.5874 | 0 | 0 | 0 | 0 | 0 | 0 | 0 | 0 | 0 | 0 | 0 | 0 | 0 | 0 | 0 | 0 | 251998.3149 | 115725.7193 | 0 | 0 | 0 | 0 | 0 | 0 | 0 | 0 | 0 | 0 | 0 | 0 | 0 | 0 | 0
2016-04-05 21:00 | 0 | 0 | 0 | 0 | 0 | 0 | 807812.0342 | 440088 | 0 | 0 | 0 | 0 | 2015986.5196 | 3872520.3067 | 0 | 0 | 0 | 0 | 0 | 0 | 0 | 0 | 0 | 0 | 0 | 0 | 0 | 0 | 0 | 0 | 251998.3149 | 115725.7193 | 0 | 0 | 0 | 0 | 0 | 0 | 0 | 0 | 0 | 0 | 0 | 0 | 0 | 0 | 0
2016-04-05 22:00 | 0 | 0 | 0 | 0 | 0 | 24593.9545 | 785868.0797 | 442738 | 0 | 0 | 0 | 0 | 2267984.8345 | 3988246.026 | 0 | 0 | 0 | 0 | 0 | 0 | 0 | 0 | 0 | 0 | 0 | 0 | 0 | 0 | 0 | 0 | 251998.3149 | 115725.7193 | 0 | 0 | 0 | 0 | 0 | 0 | 0 | 0 | 0 | 0 | 0 | 0 | 0 | 0 | 0
2016-04-05 23:00 | 0 | 0 | 0 | 0 | 0 | 144487.9452 | 670068.0891 | 446832 | 0 | 0 | 0 | 0 | 2519983.1494 | 4103971.7453 | 0 | 0 | 0 | 0 | 0 | 0 | 0 | 0 | 0 | 0 | 0 | 0 | 0 | 0 | 0 | 0 | 251998.3149 | 115725.7193 | 0 | 0 | 0 | 0 | 0 | 0 | 0 | 0 | 0 | 0 | 0 | 0 | 0 | 0 | 0
2016-04-06 | 0 | 0 | 0 | 0 | 0 | 0 | 412965.7919 | 457670 | 0 | 0 | 0 | 0 | 2591004.6607 | 3988246.026 | 0 | 0 | 0 | 0 | 0 | 0 | 0 | 0 | 0 | 0 | 0 | 0 | 0 | 0 | 0 | 0 | 71021.5112 | -115725.7193 | 0 | 0 | 0 | 0 | 0 | 0 | 0 | 0 | 0 | 0 | 0 | 0 | 0 | 0 | 0
2016-04-06 01:00 | 0 | 0 | 0 | 0 | 0 | 22463.1193 | 65082.8464 | 455270 | 0 | 0 | 0 | 0 | 2339006.3457 | 3872520.3067 | 0 | 0 | 0 | 0 | 0 | 0 | 0 | 0 | 0 | 0 | 0 | 0 | 0 | 0 | 0 | 0 | -251998.3149 | -115725.7193 | 0 | 0 | 0 | 0 | 0 | 0 | 0 | 0 | 0 | 0 | 0 | 0 | 0 | 0 | 0
2016-04-06 02:00 | 0 | 0 | 0 | 0 | 0 | 301263.0573 | 9.347 | 437545 | 0 | 0 | 0 | 0 | 2087008.0308 | 3988246.026 | 0 | 0 | 0 | 0 | 0 | 0 | 0 | 0 | 0 | 0 | 0 | 0 | 0 | 0 | 0 | 0 | -251998.3149 | 115725.7193 | 0 | 0 | 0 | 0 | 0 | 0 | 0 | 0 | 0 | 0 | 0 | 0 | 0 | 0 | 0
2016-04-06 03:00 | 0 | 0 | 0 | 0 | 0 | 46962.9658 | 0 | 414687 | 0 | 0 | 0 | 0 | 1835009.7158 | 3872520.3067 | 0 | 0 | 0 | 0 | 0 | 0 | 0 | 0 | 0 | 0 | 0 | 0 | 0 | 0 | 0 | 0 | -251998.3149 | -115725.7193 | 0 | 0 | 0 | 0 | 0 | 0 | 0 | 0 | 0 | 0 | 0 | 0 | 0 | 0 | 0
2016-04-06 04:00 | 0 | 0 | 0 | 0 | 0 | 762060.0342 | 0 | 394336 | 0 | 0 | 0 | 0 | 2087008.0308 | 3988246.026 | 0 | 0 | 0 | 0 | 0 | 0 | 0 | 0 | 0 | 0 | 0 | 0 | 0 | 0 | 0 | 0 | 251998.3149 | 115725.7193 | 0 | 0 | 0 | 0 | 0 | 0 | 0 | 0 | 0 | 0 | 0 | 0 | 0 | 0 | 0
2016-04-06 05:00 | 0 | 0 | 0 | 0 | 0 | 9674.9658 | 0 | 377399 | 0 | 0 | 0 | 0 | 1835009.7158 | 3872520.3067 | 0 | 0 | 0 | 0 | 0 | 0 | 0 | 0 | 0 | 0 | 0 | 0 | 0 | 0 | 0 | 0 | -251998.3149 | -115725.7193 | 0 | 0 | 0 | 0 | 0 | 0 | 0 | 0 | 0 | 0 | 0 | 0 | 0 | 0 | 0
2016-04-06 06:00 | 0 | 0 | 0 | 0 | 0 | 0 | 0 | 365727 | 0 | 0 | 0 | 0 | 1583011.4009 | 3758791.6216 | 0 | 0 | 0 | 0 | 0 | 0 | 0 | 0 | 0 | 0 | 0 | 0 | 0 | 0 | 0 | 0 | -251998.3149 | -113728.6851 | 0 | 0 | 0 | 0 | 0 | 0 | 0 | 0 | 0 | 0 | 0 | 0 | 0 | 0 | 0
2016-04-06 07:00 | 0 | 0 | 0 | 0 | 0 | 0 | 0 | 359665 | 0 | 0 | 0 | 0 | 1331013.0859 | 3651124.9366 | 0 | 0 | 0 | 0 | 0 | 0 | 0 | 0 | 0 | 0 | 0 | 0 | 0 | 0 | 0 | 0 | -251998.3149 | -107666.6851 | 0 | 0 | 0 | 0 | 0 | 0 | 0 | 0 | 0 | 0 | 0 | 0 | 0 | 0 | 0
2016-04-06 08:00 | 0 | 0 | 0 | 0 | 0 | 0 | 0 | 359740 | 0 | 0 | 0 | 0 | 1079014.771 | 3543383.2515 | 0 | 0 | 0 | 0 | 0 | 0 | 0 | 0 | 0 | 0 | 0 | 0 | 0 | 0 | 0 | 0 | -251998.3149 | -107741.6851 | 0 | 0 | 0 | 0 | 0 | 0 | 0 | 0 | 0 | 0 | 0 | 0 | 0 | 0 | 0
2016-04-06 09:00 | 0 | 0 | 0 | 0 | 0 | 234273.4044 | 0 | 370546 | 0 | 0 | 0 | 0 | 827016.4561 | 3659108.9708 | 0 | 0 | 0 | 0 | 0 | 0 | 0 | 0 | 0 | 0 | 0 | 0 | 0 | 0 | 0 | 0 | -251998.3149 | 115725.7193 | 0 | 0 | 0 | 0 | 0 | 0 | 0 | 0 | 0 | 0 | 0 | 0 | 0 | 0 | 0
2016-04-06 10:00 | 0 | 0 | 0 | 0 | 0 | 30953.9658 | 0 | 398678 | 0 | 0 | 0 | 0 | 575018.1411 | 3543383.2515 | 0 | 0 | 0 | 0 | 0 | 0 | 0 | 0 | 0 | 0 | 0 | 0 | 0 | 0 | 0 | 0 | -251998.3149 | -115725.7193 | 0 | 0 | 0 | 0 | 0 | 0 | 0 | 0 | 0 | 0 | 0 | 0 | 0 | 0 | 0
2016-04-06 11:00 | 0 | 0 | 0 | 0 | 0 | 55752.9658 | 0 | 423477 | 0 | 0 | 0 | 0 | 323019.8262 | 3427657.5322 | 0 | 0 | 0 | 0 | 0 | 0 | 0 | 0 | 0 | 0 | 0 | 0 | 0 | 0 | 0 | 0 | -251998.3149 | -115725.7193 | 0 | 0 | 0 | 0 | 0 | 0 | 0 | 0 | 0 | 0 | 0 | 0 | 0 | 0 | 0
2016-04-06 12:00 | 0 | 0 | 0 | 0 | 0 | 757516.5911 | 157.3833 | 429642 | 0 | 0 | 0 | 0 | 575018.1411 | 3503691.1917 | 0 | 0 | 0 | 0 | 0 | 0 | 0 | 0 | 0 | 0 | 0 | 0 | 0 | 0 | 0 | 0 | 251998.3149 | 76033.6595 | 0 | 0 | 0 | 0 | 0 | 0 | 0 | 0 | 0 | 0 | 0 | 0 | 0 | 0 | 0
2016-04-06 13:00 | 0 | 0 | 0 | 0 | 0 | 0 | 222505.3482 | 430930 | 0 | 0 | 0 | 0 | 452755.5818 | 3417529.0991 | 0 | 0 | 0 | 0 | 0 | 0 | 0 | 0 | 0 | 0 | 0 | 0 | 0 | 0 | 0 | 0 | -122262.5593 | -86162.0925 | 0 | 0 | 0 | 0 | 0 | 0 | 0 | 0 | 0 | 0 | 0 | 0 | 0 | 0 | 0
2016-04-06 14:00 | 0 | 0 | 0 | 0 | 0 | 177970.5427 | 622643.4916 | 432890 | 0 | 0 | 0 | 0 | 704753.8967 | 3533254.8184 | 0 | 0 | 0 | 0 | 0 | 0 | 0 | 0 | 0 | 0 | 0 | 0 | 0 | 0 | 0 | 0 | 251998.3149 | 115725.7193 | 0 | 0 | 0 | 0 | 0 | 0 | 0 | 0 | 0 | 0 | 0 | 0 | 0 | 0 | 0
2016-04-06 15:00 | 0 | 0 | 0 | 0 | 0 | 0 | 800062.0342 | 432338 | 0 | 0 | 0 | 0 | 956752.2117 | 3648980.5377 | 0 | 0 | 0 | 0 | 0 | 0 | 0 | 0 | 0 | 0 | 0 | 0 | 0 | 0 | 0 | 0 | 251998.3149 | 115725.7193 | 0 | 0 | 0 | 0 | 0 | 0 | 0 | 0 | 0 | 0 | 0 | 0 | 0 | 0 | 0
2016-04-06 16:00 | 0 | 0 | 0 | 0 | 0 | 0 | 797858.0342 | 430134 | 0 | 0 | 0 | 0 | 1208750.5266 | 3764706.257 | 0 | 0 | 0 | 0 | 0 | 0 | 0 | 0 | 0 | 0 | 0 | 0 | 0 | 0 | 0 | 0 | 251998.3149 | 115725.7193 | 0 | 0 | 0 | 0 | 0 | 0 | 0 | 0 | 0 | 0 | 0 | 0 | 0 | 0 | 0
2016-04-06 17:00 | 0 | 0 | 0 | 0 | 0 | 0 | 797079.0342 | 429355 | 0 | 0 | 0 | 0 | 1460748.8416 | 3880431.9763 | 0 | 0 | 0 | 0 | 0 | 0 | 0 | 0 | 0 | 0 | 0 | 0 | 0 | 0 | 0 | 0 | 251998.3149 | 115725.7193 | 0 | 0 | 0 | 0 | 0 | 0 | 0 | 0 | 0 | 0 | 0 | 0 | 0 | 0 | 0
2016-04-06 18:00 | 0 | 0 | 0 | 0 | 0 | 0 | 797438.0342 | 429714 | 0 | 0 | 0 | 0 | 1712747.1565 | 3996157.6956 | 0 | 0 | 0 | 0 | 0 | 0 | 0 | 0 | 0 | 0 | 0 | 0 | 0 | 0 | 0 | 0 | 251998.3149 | 115725.7193 | 0 | 0 | 0 | 0 | 0 | 0 | 0 | 0 | 0 | 0 | 0 | 0 | 0 | 0 | 0
2016-04-06 19:00 | 0 | 0 | 0 | 0 | 0 | 0 | 797356.0342 | 429632 | 0 | 0 | 0 | 0 | 1964745.4714 | 4111883.4149 | 0 | 0 | 0 | 0 | 0 | 0 | 0 | 0 | 0 | 0 | 0 | 0 | 0 | 0 | 0 | 0 | 251998.3149 | 115725.7193 | 0 | 0 | 0 | 0 | 0 | 0 | 0 | 0 | 0 | 0 | 0 | 0 | 0 | 0 | 0
2016-04-06 20:00 | 0 | 0 | 0 | 0 | 0 | 0 | 799975.0342 | 432251 | 0 | 0 | 0 | 0 | 2216743.7864 | 4227609.1342 | 0 | 0 | 0 | 0 | 0 | 0 | 0 | 0 | 0 | 0 | 0 | 0 | 0 | 0 | 0 | 0 | 251998.3149 | 115725.7193 | 0 | 0 | 0 | 0 | 0 | 0 | 0 | 0 | 0 | 0 | 0 | 0 | 0 | 0 | 0
2016-04-06 21:00 | 0 | 0 | 0 | 0 | 0 | 0 | 803090.0342 | 435366 | 0 | 0 | 0 | 0 | 2468742.1013 | 4343334.8535 | 0 | 0 | 0 | 0 | 0 | 0 | 0 | 0 | 0 | 0 | 0 | 0 | 0 | 0 | 0 | 0 | 251998.3149 | 115725.7193 | 0 | 0 | 0 | 0 | 0 | 0 | 0 | 0 | 0 | 0 | 0 | 0 | 0 | 0 | 0
2016-04-06 22:00 | 0 | 0 | 0 | 0 | 0 | 0 | 806068.0342 | 438344 | 0 | 0 | 0 | 0 | 2720740.4163 | 4459060.5728 | 0 | 0 | 0 | 0 | 0 | 0 | 0 | 0 | 0 | 0 | 0 | 0 | 0 | 0 | 0 | 0 | 251998.3149 | 115725.7193 | 0 | 0 | 0 | 0 | 0 | 0 | 0 | 0 | 0 | 0 | 0 | 0 | 0 | 0 | 0
2016-04-06 23:00 | 0 | 0 | 0 | 0 | 0 | 0 | 720655.9079 | 443182 | 0 | 0 | 0 | 0 | 2882488.6048 | 4574786.2921 | 0 | 0 | 0 | 0 | 0 | 0 | 0 | 0 | 0 | 0 | 0 | 0 | 0 | 0 | 0 | 0 | 161748.1886 | 115725.7193 | 0 | 0 | 0 | 0 | 0 | 0 | 0 | 0 | 0 | 0 | 0 | 0 | 0 | 0 | 0
2016-04-07 | 0 | 0 | 0 | 0 | 0 | 10614.0419 | 437911.9581 | 448526 | 0 | 0 | 0 | 0 | 2882488.6048 | 4574786.2921 | 0 | 0 | 0 | 0 | 0 | 0 | 0 | 0 | 0 | 0 | 0 | 0 | 0 | 0 | 0 | 0 | 0 | 0 | 0 | 0 | 0 | 0 | 0 | 0 | 0 | 0 | 0 | 0 | 0 | 0 | 0 | 0 | 0
2016-04-07 01:00 | 0 | 0 | 0 | 0 | 0 | 266244.4342 | 61053.8465 | 443024 | 0 | 0 | 0 | 0 | 2882488.6048 | 4459060.5728 | 0 | 0 | 0 | 0 | 0 | 0 | 0 | 0 | 0 | 0 | 0 | 0 | 0 | 0 | 0 | 0 | 0 | -115725.7193 | 0 | 0 | 0 | 0 | 0 | 0 | 0 | 0 | 0 | 0 | 0 | 0 | 0 | 0 | 0
2016-04-07 02:00 | 0 | 0 | 0 | 0 | 0 | 172742.0237 | 9.6614 | 424750 | 0 | 0 | 0 | 0 | 2630490.2899 | 4459060.5728 | 0 | 0 | 0 | 0 | 0 | 0 | 0 | 0 | 0 | 0 | 0 | 0 | 0 | 0 | 0 | 0 | -251998.3149 | 0 | 0 | 0 | 0 | 0 | 0 | 0 | 0 | 0 | 0 | 0 | 0 | 0 | 0 | 0 | 0
2016-04-07 03:00 | 0 | 0 | 0 | 0 | 0 | 265346.4044 | 0 | 401619 | 0 | 0 | 0 | 0 | 2378491.975 | 4574786.2921 | 0 | 0 | 0 | 0 | 0 | 0 | 0 | 0 | 0 | 0 | 0 | 0 | 0 | 0 | 0 | 0 | -251998.3149 | 115725.7193 | 0 | 0 | 0 | 0 | 0 | 0 | 0 | 0 | 0 | 0 | 0 | 0 | 0 | 0 | 0
2016-04-07 04:00 | 0 | 0 | 0 | 0 | 0 | 10933.9658 | 0 | 378658 | 0 | 0 | 0 | 0 | 2126493.66 | 4459060.5728 | 0 | 0 | 0 | 0 | 0 | 0 | 0 | 0 | 0 | 0 | 0 | 0 | 0 | 0 | 0 | 0 | -251998.3149 | -115725.7193 | 0 | 0 | 0 | 0 | 0 | 0 | 0 | 0 | 0 | 0 | 0 | 0 | 0 | 0 | 0
2016-04-07 05:00 | 0 | 0 | 0 | 0 | 0 | 0 | 0 | 361094 | 0 | 0 | 0 | 0 | 1874495.3451 | 4349964.8878 | 0 | 0 | 0 | 0 | 0 | 0 | 0 | 0 | 0 | 0 | 0 | 0 | 0 | 0 | 0 | 0 | -251998.3149 | -109095.6851 | 0 | 0 | 0 | 0 | 0 | 0 | 0 | 0 | 0 | 0 | 0 | 0 | 0 | 0 | 0
2016-04-07 06:00 | 0 | 0 | 0 | 0 | 0 | 485221.5956 | 0 | 348949 | 0 | 0 | 0 | 0 | 2126493.66 | 4234239.1685 | 0 | 0 | 0 | 0 | 0 | 0 | 0 | 0 | 0 | 0 | 0 | 0 | 0 | 0 | 0 | 0 | 251998.3149 | -115725.7193 | 0 | 0 | 0 | 0 | 0 | 0 | 0 | 0 | 0 | 0 | 0 | 0 | 0 | 0 | 0
2016-04-07 07:00 | 0 | 0 | 0 | 0 | 0 | 0 | 0 | 342122 | 0 | 0 | 0 | 0 | 1874495.3451 | 4144115.4834 | 0 | 0 | 0 | 0 | 0 | 0 | 0 | 0 | 0 | 0 | 0 | 0 | 0 | 0 | 0 | 0 | -251998.3149 | -90123.6851 | 0 | 0 | 0 | 0 | 0 | 0 | 0 | 0 | 0 | 0 | 0 | 0 | 0 | 0 | 0
2016-04-07 08:00 | 0 | 0 | 0 | 0 | 0 | 0 | 0 | 341886 | 0 | 0 | 0 | 0 | 1622497.0301 | 4054227.7983 | 0 | 0 | 0 | 0 | 0 | 0 | 0 | 0 | 0 | 0 | 0 | 0 | 0 | 0 | 0 | 0 | -251998.3149 | -89887.6851 | 0 | 0 | 0 | 0 | 0 | 0 | 0 | 0 | 0 | 0 | 0 | 0 | 0 | 0 | 0
2016-04-07 09:00 | 0 | 0 | 0 | 0 | 0 | 0 | 0 | 350117 | 0 | 0 | 0 | 0 | 1370498.7152 | 3956109.1133 | 0 | 0 | 0 | 0 | 0 | 0 | 0 | 0 | 0 | 0 | 0 | 0 | 0 | 0 | 0 | 0 | -251998.3149 | -98118.6851 | 0 | 0 | 0 | 0 | 0 | 0 | 0 | 0 | 0 | 0 | 0 | 0 | 0 | 0 | 0
2016-04-07 10:00 | 0 | 0 | 0 | 0 | 0 | 240718.4044 | 0 | 376991 | 0 | 0 | 0 | 0 | 1118500.4002 | 4071834.8326 | 0 | 0 | 0 | 0 | 0 | 0 | 0 | 0 | 0 | 0 | 0 | 0 | 0 | 0 | 0 | 0 | -251998.3149 | 115725.7193 | 0 | 0 | 0 | 0 | 0 | 0 | 0 | 0 | 0 | 0 | 0 | 0 | 0 | 0 | 0
2016-04-07 11:00 | 0 | 0 | 0 | 0 | 0 | 35667.9658 | 0 | 403392 | 0 | 0 | 0 | 0 | 866502.0853 | 3956109.1133 | 0 | 0 | 0 | 0 | 0 | 0 | 0 | 0 | 0 | 0 | 0 | 0 | 0 | 0 | 0 | 0 | -251998.3149 | -115725.7193 | 0 | 0 | 0 | 0 | 0 | 0 | 0 | 0 | 0 | 0 | 0 | 0 | 0 | 0 | 0
2016-04-07 12:00 | 0 | 0 | 0 | 0 | 0 | 680828.9049 | 189.4231 | 414841 | 0 | 0 | 0 | 0 | 1118500.4002 | 3970288.1264 | 0 | 0 | 0 | 0 | 0 | 0 | 0 | 0 | 0 | 0 | 0 | 0 | 0 | 0 | 0 | 0 | 251998.3149 | 14179.0131 | 0 | 0 | 0 | 0 | 0 | 0 | 0 | 0 | 0 | 0 | 0 | 0 | 0 | 0 | 0
2016-04-07 13:00 | 0 | 0 | 0 | 0 | 0 | 0 | 193385.3366 | 421774 | 0 | 0 | 0 | 0 | 866502.0853 | 3993897.778 | 0 | 0 | 0 | 0 | 0 | 0 | 0 | 0 | 0 | 0 | 0 | 0 | 0 | 0 | 0 | 0 | -251998.3149 | 23609.6515 | 0 | 0 | 0 | 0 | 0 | 0 | 0 | 0 | 0 | 0 | 0 | 0 | 0 | 0 | 0
2016-04-07 14:00 | 0 | 0 | 0 | 0 | 0 | 0 | 474351.4886 | 428430 | 0 | 0 | 0 | 0 | 806130.2119 | 4100191.14 | 0 | 0 | 0 | 0 | 0 | 0 | 0 | 0 | 0 | 0 | 0 | 0 | 0 | 0 | 0 | 0 | -60371.8734 | 106293.362 | 0 | 0 | 0 | 0 | 0 | 0 | 0 | 0 | 0 | 0 | 0 | 0 | 0 | 0 | 0
2016-04-07 15:00 | 0 | 0 | 0 | 0 | 0 | 0 | 640977.0722 | 431891 | 0 | 0 | 0 | 0 | 1058128.5268 | 4057278.8972 | 0 | 0 | 0 | 0 | 0 | 0 | 0 | 0 | 0 | 0 | 0 | 0 | 0 | 0 | 0 | 0 | 251998.3149 | -42912.2428 | 0 | 0 | 0 | 0 | 0 | 0 | 0 | 0 | 0 | 0 | 0 | 0 | 0 | 0 | 0
2016-04-07 16:00 | 0 | 0 | 0 | 0 | 0 | 0 | 727127.8739 | 433514 | 0 | 0 | 0 | 0 | 1310126.8418 | 4098894.4562 | 0 | 0 | 0 | 0 | 0 | 0 | 0 | 0 | 0 | 0 | 0 | 0 | 0 | 0 | 0 | 0 | 251998.3149 | 41615.559 | 0 | 0 | 0 | 0 | 0 | 0 | 0 | 0 | 0 | 0 | 0 | 0 | 0 | 0 | 0
2016-04-07 17:00 | 0 | 0 | 0 | 0 | 0 | 0 | 752220.9792 | 435105 | 0 | 0 | 0 | 0 | 1511517.1017 | 4214620.1755 | 0 | 0 | 0 | 0 | 0 | 0 | 0 | 0 | 0 | 0 | 0 | 0 | 0 | 0 | 0 | 0 | 201390.2599 | 115725.7193 | 0 | 0 | 0 | 0 | 0 | 0 | 0 | 0 | 0 | 0 | 0 | 0 | 0 | 0 | 0
2016-04-07 18:00 | 0 | 0 | 0 | 0 | 0 | 0 | 750836.3878 | 436583 | 0 | 0 | 0 | 0 | 1763515.4166 | 4276875.2483 | 0 | 0 | 0 | 0 | 0 | 0 | 0 | 0 | 0 | 0 | 0 | 0 | 0 | 0 | 0 | 0 | 251998.3149 | 62255.0728 | 0 | 0 | 0 | 0 | 0 | 0 | 0 | 0 | 0 | 0 | 0 | 0 | 0 | 0 | 0
2016-04-07 19:00 | 0 | 0 | 0 | 0 | 0 | 0 | 737165.9237 | 438358 | 0 | 0 | 0 | 0 | 1946597.6211 | 4392600.9676 | 0 | 0 | 0 | 0 | 0 | 0 | 0 | 0 | 0 | 0 | 0 | 0 | 0 | 0 | 0 | 0 | 183082.2044 | 115725.7193 | 0 | 0 | 0 | 0 | 0 | 0 | 0 | 0 | 0 | 0 | 0 | 0 | 0 | 0 | 0
2016-04-07 20:00 | 0 | 0 | 0 | 0 | 0 | 0 | 724663.178 | 441584 | 0 | 0 | 0 | 0 | 2198595.936 | 4423681.8306 | 0 | 0 | 0 | 0 | 0 | 0 | 0 | 0 | 0 | 0 | 0 | 0 | 0 | 0 | 0 | 0 | 251998.3149 | 31080.863 | 0 | 0 | 0 | 0 | 0 | 0 | 0 | 0 | 0 | 0 | 0 | 0 | 0 | 0 | 0
2016-04-07 21:00 | 0 | 0 | 0 | 0 | 0 | 0 | 693459.5938 | 444346 | 0 | 0 | 0 | 0 | 2450594.251 | 4420797.1095 | 0 | 0 | 0 | 0 | 0 | 0 | 0 | 0 | 0 | 0 | 0 | 0 | 0 | 0 | 0 | 0 | 251998.3149 | -2884.7212 | 0 | 0 | 0 | 0 | 0 | 0 | 0 | 0 | 0 | 0 | 0 | 0 | 0 | 0 | 0
2016-04-07 22:00 | 0 | 0 | 0 | 0 | 0 | 0 | 623318.2941 | 443858 | 0 | 0 | 0 | 0 | 2702592.5659 | 4348259.0886 | 0 | 0 | 0 | 0 | 0 | 0 | 0 | 0 | 0 | 0 | 0 | 0 | 0 | 0 | 0 | 0 | 251998.3149 | -72538.0208 | 0 | 0 | 0 | 0 | 0 | 0 | 0 | 0 | 0 | 0 | 0 | 0 | 0 | 0 | 0
2016-04-07 23:00 | 0 | 0 | 0 | 0 | 0 | 0 | 487038.4433 | 443415 | 0 | 0 | 0 | 0 | 2630490.2899 | 4463984.8079 | 0 | 0 | 0 | 0 | 0 | 0 | 0 | 0 | 0 | 0 | 0 | 0 | 0 | 0 | 0 | 0 | -72102.276 | 115725.7193 | 0 | 0 | 0 | 0 | 0 | 0 | 0 | 0 | 0 | 0 | 0 | 0 | 0 | 0 | 0
2016-04-08 | 0 | 0 | 0 | 0 | 0 | 534425.7268 | 275533.0723 | 447159 | 0 | 0 | 0 | 0 | 2882488.6048 | 4574786.2921 | 0 | 0 | 0 | 0 | 0 | 0 | 0 | 0 | 0 | 0 | 0 | 0 | 0 | 0 | 0 | 0 | 251998.3149 | 110801.4842 | 0 | 0 | 0 | 0 | 0 | 0 | 0 | 0 | 0 | 0 | 0 | 0 | 0 | 0 | 0
2016-04-08 01:00 | 0 | 0 | 0 | 0 | 0 | 38734.1232 | 35945.8426 | 442404 | 0 | 0 | 0 | 0 | 2630490.2899 | 4459060.5728 | 0 | 0 | 0 | 0 | 0 | 0 | 0 | 0 | 0 | 0 | 0 | 0 | 0 | 0 | 0 | 0 | -251998.3149 | -115725.7193 | 0 | 0 | 0 | 0 | 0 | 0 | 0 | 0 | 0 | 0 | 0 | 0 | 0 | 0 | 0
2016-04-08 02:00 | 0 | 0 | 0 | 0 | 0 | 288588.939 | 6.4654 | 424868 | 0 | 0 | 0 | 0 | 2378491.975 | 4574786.2921 | 0 | 0 | 0 | 0 | 0 | 0 | 0 | 0 | 0 | 0 | 0 | 0 | 0 | 0 | 0 | 0 | -251998.3149 | 115725.7193 | 0 | 0 | 0 | 0 | 0 | 0 | 0 | 0 | 0 | 0 | 0 | 0 | 0 | 0 | 0
2016-04-08 03:00 | 0 | 0 | 0 | 0 | 0 | 35024.9658 | 0 | 402749 | 0 | 0 | 0 | 0 | 2126493.66 | 4459060.5728 | 0 | 0 | 0 | 0 | 0 | 0 | 0 | 0 | 0 | 0 | 0 | 0 | 0 | 0 | 0 | 0 | -251998.3149 | -115725.7193 | 0 | 0 | 0 | 0 | 0 | 0 | 0 | 0 | 0 | 0 | 0 | 0 | 0 | 0 | 0
2016-04-08 04:00 | 0 | 0 | 0 | 0 | 0 | 13240.9658 | 0 | 380965 | 0 | 0 | 0 | 0 | 1874495.3451 | 4343334.8535 | 0 | 0 | 0 | 0 | 0 | 0 | 0 | 0 | 0 | 0 | 0 | 0 | 0 | 0 | 0 | 0 | -251998.3149 | -115725.7193 | 0 | 0 | 0 | 0 | 0 | 0 | 0 | 0 | 0 | 0 | 0 | 0 | 0 | 0 | 0
2016-04-08 05:00 | 0 | 0 | 0 | 0 | 0 | 0 | 0 | 363625 | 0 | 0 | 0 | 0 | 1622497.0301 | 4231708.1685 | 0 | 0 | 0 | 0 | 0 | 0 | 0 | 0 | 0 | 0 | 0 | 0 | 0 | 0 | 0 | 0 | -251998.3149 | -111626.6851 | 0 | 0 | 0 | 0 | 0 | 0 | 0 | 0 | 0 | 0 | 0 | 0 | 0 | 0 | 0
2016-04-08 06:00 | 0 | 0 | 0 | 0 | 0 | 215602.4044 | 0 | 351875 | 0 | 0 | 0 | 0 | 1370498.7152 | 4347433.8878 | 0 | 0 | 0 | 0 | 0 | 0 | 0 | 0 | 0 | 0 | 0 | 0 | 0 | 0 | 0 | 0 | -251998.3149 | 115725.7193 | 0 | 0 | 0 | 0 | 0 | 0 | 0 | 0 | 0 | 0 | 0 | 0 | 0 | 0 | 0
2016-04-08 07:00 | 0 | 0 | 0 | 0 | 0 | 438266.3688 | 0 | 345250 | 0 | 0 | 0 | 0 | 1579240.8033 | 4231708.1685 | 0 | 0 | 0 | 0 | 0 | 0 | 0 | 0 | 0 | 0 | 0 | 0 | 0 | 0 | 0 | 0 | 208742.0881 | -115725.7193 | 0 | 0 | 0 | 0 | 0 | 0 | 0 | 0 | 0 | 0 | 0 | 0 | 0 | 0 | 0
2016-04-08 08:00 | 0 | 0 | 0 | 0 | 0 | 0 | 0 | 345398 | 0 | 0 | 0 | 0 | 1327242.4883 | 4138308.4834 | 0 | 0 | 0 | 0 | 0 | 0 | 0 | 0 | 0 | 0 | 0 | 0 | 0 | 0 | 0 | 0 | -251998.3149 | -93399.6851 | 0 | 0 | 0 | 0 | 0 | 0 | 0 | 0 | 0 | 0 | 0 | 0 | 0 | 0 | 0
2016-04-08 09:00 | 0 | 0 | 0 | 0 | 0 | 0 | 0 | 355321 | 0 | 0 | 0 | 0 | 1075244.1734 | 4034985.7983 | 0 | 0 | 0 | 0 | 0 | 0 | 0 | 0 | 0 | 0 | 0 | 0 | 0 | 0 | 0 | 0 | -251998.3149 | -103322.6851 | 0 | 0 | 0 | 0 | 0 | 0 | 0 | 0 | 0 | 0 | 0 | 0 | 0 | 0 | 0
2016-04-08 10:00 | 0 | 0 | 0 | 0 | 0 | 12708.9658 | 0 | 380433 | 0 | 0 | 0 | 0 | 823245.8585 | 3919260.0791 | 0 | 0 | 0 | 0 | 0 | 0 | 0 | 0 | 0 | 0 | 0 | 0 | 0 | 0 | 0 | 0 | -251998.3149 | -115725.7193 | 0 | 0 | 0 | 0 | 0 | 0 | 0 | 0 | 0 | 0 | 0 | 0 | 0 | 0 | 0
2016-04-08 11:00 | 0 | 0 | 0 | 0 | 0 | 36947.9658 | 0 | 404672 | 0 | 0 | 0 | 0 | 571247.5435 | 3803534.3598 | 0 | 0 | 0 | 0 | 0 | 0 | 0 | 0 | 0 | 0 | 0 | 0 | 0 | 0 | 0 | 0 | -251998.3149 | -115725.7193 | 0 | 0 | 0 | 0 | 0 | 0 | 0 | 0 | 0 | 0 | 0 | 0 | 0 | 0 | 0
2016-04-08 12:00 | 0 | 0 | 0 | 0 | 0 | 361747.8185 | 205.6013 | 414752 | 0 | 0 | 0 | 0 | 402723.244 | 3919260.0791 | 0 | 0 | 0 | 0 | 0 | 0 | 0 | 0 | 0 | 0 | 0 | 0 | 0 | 0 | 0 | 0 | -168524.2995 | 115725.7193 | 0 | 0 | 0 | 0 | 0 | 0 | 0 | 0 | 0 | 0 | 0 | 0 | 0 | 0 | 0
2016-04-08 13:00 | 0 | 0 | 0 | 0 | 0 | 0 | 136674.0264 | 420576 | 0 | 0 | 0 | 0 | 197168.7755 | 3840912.5739 | 0 | 0 | 0 | 0 | 0 | 0 | 0 | 0 | 0 | 0 | 0 | 0 | 0 | 0 | 0 | 0 | -205554.4685 | -78347.5051 | 0 | 0 | 0 | 0 | 0 | 0 | 0 | 0 | 0 | 0 | 0 | 0 | 0 | 0 | 0
2016-04-08 14:00 | 0 | 0 | 0 | 0 | 0 | 0 | 344679.9438 | 426123 | 0 | 0 | 0 | 0 | 0 | 3956638.2932 | 0 | 0 | 0 | 0 | 0 | 0 | 0 | 0 | 0 | 0 | 0 | 0 | 0 | 0 | 0 | 0 | -197168.7755 | 115725.7193 | 0 | 0 | 0 | 0 | 0 | 0 | 0 | 0 | 0 | 0 | 0 | 0 | 0 | 0 | 0
2016-04-08 15:00 | 0 | 0 | 0 | 0 | 0 | 0 | 502175.0034 | 429033 | 0 | 0 | 0 | 0 | 188867.7227 | 3840912.5739 | 0 | 0 | 0 | 0 | 0 | 0 | 0 | 0 | 0 | 0 | 0 | 0 | 0 | 0 | 0 | 0 | 188867.7227 | -115725.7193 | 0 | 0 | 0 | 0 | 0 | 0 | 0 | 0 | 0 | 0 | 0 | 0 | 0 | 0 | 0
2016-04-08 16:00 | 0 | 0 | 0 | 0 | 0 | 0 | 592093.0671 | 428742 | 0 | 0 | 0 | 0 | 440866.0377 | 3752265.3261 | 0 | 0 | 0 | 0 | 0 | 0 | 0 | 0 | 0 | 0 | 0 | 0 | 0 | 0 | 0 | 0 | 251998.3149 | -88647.2478 | 0 | 0 | 0 | 0 | 0 | 0 | 0 | 0 | 0 | 0 | 0 | 0 | 0 | 0 | 0
2016-04-08 17:00 | 0 | 0 | 0 | 0 | 0 | 0 | 632442.0005 | 428449 | 0 | 0 | 0 | 0 | 692864.3526 | 3704260.0117 | 0 | 0 | 0 | 0 | 0 | 0 | 0 | 0 | 0 | 0 | 0 | 0 | 0 | 0 | 0 | 0 | 251998.3149 | -48005.3144 | 0 | 0 | 0 | 0 | 0 | 0 | 0 | 0 | 0 | 0 | 0 | 0 | 0 | 0 | 0
2016-04-08 18:00 | 0 | 0 | 0 | 0 | 0 | 0 | 638630.8248 | 428302 | 0 | 0 | 0 | 0 | 944862.6676 | 3662590.5215 | 0 | 0 | 0 | 0 | 0 | 0 | 0 | 0 | 0 | 0 | 0 | 0 | 0 | 0 | 0 | 0 | 251998.3149 | -41669.4902 | 0 | 0 | 0 | 0 | 0 | 0 | 0 | 0 | 0 | 0 | 0 | 0 | 0 | 0 | 0
2016-04-08 19:00 | 0 | 0 | 0 | 0 | 0 | 0 | 630382.4808 | 426825 | 0 | 0 | 0 | 0 | 1196860.9825 | 3614149.6874 | 0 | 0 | 0 | 0 | 0 | 0 | 0 | 0 | 0 | 0 | 0 | 0 | 0 | 0 | 0 | 0 | 251998.3149 | -48440.8342 | 0 | 0 | 0 | 0 | 0 | 0 | 0 | 0 | 0 | 0 | 0 | 0 | 0 | 0 | 0
2016-04-08 20:00 | 0 | 0 | 0 | 0 | 0 | 0 | 613917.3757 | 426716 | 0 | 0 | 0 | 0 | 1268336.6389 | 3729875.4067 | 0 | 0 | 0 | 0 | 0 | 0 | 0 | 0 | 0 | 0 | 0 | 0 | 0 | 0 | 0 | 0 | 71475.6564 | 115725.7193 | 0 | 0 | 0 | 0 | 0 | 0 | 0 | 0 | 0 | 0 | 0 | 0 | 0 | 0 | 0
2016-04-08 21:00 | 0 | 0 | 0 | 0 | 0 | 0 | 568348.8889 | 426130 | 0 | 0 | 0 | 0 | 1520334.9539 | 3620095.9806 | 0 | 0 | 0 | 0 | 0 | 0 | 0 | 0 | 0 | 0 | 0 | 0 | 0 | 0 | 0 | 0 | 251998.3149 | -109779.4261 | 0 | 0 | 0 | 0 | 0 | 0 | 0 | 0 | 0 | 0 | 0 | 0 | 0 | 0 | 0
2016-04-08 22:00 | 0 | 0 | 0 | 0 | 0 | 0 | 493576.6224 | 423852 | 0 | 0 | 0 | 0 | 1705785.2956 | 3504370.2613 | 0 | 0 | 0 | 0 | 0 | 0 | 0 | 0 | 0 | 0 | 0 | 0 | 0 | 0 | 0 | 0 | 185450.3417 | -115725.7193 | 0 | 0 | 0 | 0 | 0 | 0 | 0 | 0 | 0 | 0 | 0 | 0 | 0 | 0 | 0
2016-04-08 23:00 | 0 | 0 | 0 | 0 | 0 | 0 | 363228.4371 | 422141 | 0 | 0 | 0 | 0 | 1649149.2448 | 3502093.7492 | 0 | 0 | 0 | 0 | 0 | 0 | 0 | 0 | 0 | 0 | 0 | 0 | 0 | 0 | 0 | 0 | -56636.0508 | -2276.5122 | 0 | 0 | 0 | 0 | 0 | 0 | 0 | 0 | 0 | 0 | 0 | 0 | 0 | 0 | 0
2016-04-09 | 0 | 0 | 0 | 0 | 0 | 0 | 188752.9761 | 427867 | 0 | 0 | 0 | 0 | 1525760.9403 | 3386368.0299 | 0 | 0 | 0 | 0 | 0 | 0 | 0 | 0 | 0 | 0 | 0 | 0 | 0 | 0 | 0 | 0 | -123388.3046 | -115725.7193 | 0 | 0 | 0 | 0 | 0 | 0 | 0 | 0 | 0 | 0 | 0 | 0 | 0 | 0 | 0
2016-04-09 01:00 | 0 | 0 | 0 | 0 | 0 | 563955.2643 | 18077.3985 | 426624 | 0 | 0 | 0 | 0 | 1777759.2552 | 3289778.3777 | 0 | 0 | 0 | 0 | 0 | 0 | 0 | 0 | 0 | 0 | 0 | 0 | 0 | 0 | 0 | 0 | 251998.3149 | -96589.6521 | 0 | 0 | 0 | 0 | 0 | 0 | 0 | 0 | 0 | 0 | 0 | 0 | 0 | 0 | 0
2016-04-09 02:00 | 0 | 0 | 0 | 0 | 0 | 551546.4995 | 0.096195 | 415274 | 0 | 0 | 0 | 0 | 2029757.5701 | 3174052.6584 | 0 | 0 | 0 | 0 | 0 | 0 | 0 | 0 | 0 | 0 | 0 | 0 | 0 | 0 | 0 | 0 | 251998.3149 | -115725.7193 | 0 | 0 | 0 | 0 | 0 | 0 | 0 | 0 | 0 | 0 | 0 | 0 | 0 | 0 | 0
2016-04-09 03:00 | 0 | 0 | 0 | 0 | 0 | 262870.4044 | 0 | 399143 | 0 | 0 | 0 | 0 | 1777759.2552 | 3289778.3777 | 0 | 0 | 0 | 0 | 0 | 0 | 0 | 0 | 0 | 0 | 0 | 0 | 0 | 0 | 0 | 0 | -251998.3149 | 115725.7193 | 0 | 0 | 0 | 0 | 0 | 0 | 0 | 0 | 0 | 0 | 0 | 0 | 0 | 0 | 0
2016-04-09 04:00 | 0 | 0 | 0 | 0 | 0 | 13336.9658 | 0 | 381061 | 0 | 0 | 0 | 0 | 1525760.9403 | 3174052.6584 | 0 | 0 | 0 | 0 | 0 | 0 | 0 | 0 | 0 | 0 | 0 | 0 | 0 | 0 | 0 | 0 | -251998.3149 | -115725.7193 | 0 | 0 | 0 | 0 | 0 | 0 | 0 | 0 | 0 | 0 | 0 | 0 | 0 | 0 | 0
2016-04-09 05:00 | 0 | 0 | 0 | 0 | 0 | 503320.5956 | 0 | 367048 | 0 | 0 | 0 | 0 | 1777759.2552 | 3058326.9391 | 0 | 0 | 0 | 0 | 0 | 0 | 0 | 0 | 0 | 0 | 0 | 0 | 0 | 0 | 0 | 0 | 251998.3149 | -115725.7193 | 0 | 0 | 0 | 0 | 0 | 0 | 0 | 0 | 0 | 0 | 0 | 0 | 0 | 0 | 0
2016-04-09 06:00 | 0 | 0 | 0 | 0 | 0 | 0 | 0 | 356187 | 0 | 0 | 0 | 0 | 1525760.9403 | 2954138.2541 | 0 | 0 | 0 | 0 | 0 | 0 | 0 | 0 | 0 | 0 | 0 | 0 | 0 | 0 | 0 | 0 | -251998.3149 | -104188.6851 | 0 | 0 | 0 | 0 | 0 | 0 | 0 | 0 | 0 | 0 | 0 | 0 | 0 | 0 | 0
2016-04-09 07:00 | 0 | 0 | 0 | 0 | 0 | 0 | 0 | 349844 | 0 | 0 | 0 | 0 | 1273762.6253 | 2856292.569 | 0 | 0 | 0 | 0 | 0 | 0 | 0 | 0 | 0 | 0 | 0 | 0 | 0 | 0 | 0 | 0 | -251998.3149 | -97845.6851 | 0 | 0 | 0 | 0 | 0 | 0 | 0 | 0 | 0 | 0 | 0 | 0 | 0 | 0 | 0
2016-04-09 08:00 | 0 | 0 | 0 | 0 | 0 | 0 | 0 | 347363 | 0 | 0 | 0 | 0 | 1021764.3104 | 2760927.884 | 0 | 0 | 0 | 0 | 0 | 0 | 0 | 0 | 0 | 0 | 0 | 0 | 0 | 0 | 0 | 0 | -251998.3149 | -95364.6851 | 0 | 0 | 0 | 0 | 0 | 0 | 0 | 0 | 0 | 0 | 0 | 0 | 0 | 0 | 0
2016-04-09 09:00 | 0 | 0 | 0 | 0 | 0 | 214897.4044 | 0 | 351170 | 0 | 0 | 0 | 0 | 769765.9954 | 2876653.6032 | 0 | 0 | 0 | 0 | 0 | 0 | 0 | 0 | 0 | 0 | 0 | 0 | 0 | 0 | 0 | 0 | -251998.3149 | 115725.7193 | 0 | 0 | 0 | 0 | 0 | 0 | 0 | 0 | 0 | 0 | 0 | 0 | 0 | 0 | 0
2016-04-09 10:00 | 0 | 0 | 0 | 0 | 0 | 0 | 0 | 359217 | 0 | 0 | 0 | 0 | 517767.6805 | 2769434.9182 | 0 | 0 | 0 | 0 | 0 | 0 | 0 | 0 | 0 | 0 | 0 | 0 | 0 | 0 | 0 | 0 | -251998.3149 | -107218.6851 | 0 | 0 | 0 | 0 | 0 | 0 | 0 | 0 | 0 | 0 | 0 | 0 | 0 | 0 | 0
2016-04-09 11:00 | 0 | 0 | 0 | 0 | 0 | 2235.9658 | 0 | 369960 | 0 | 0 | 0 | 0 | 265769.3655 | 2653709.1989 | 0 | 0 | 0 | 0 | 0 | 0 | 0 | 0 | 0 | 0 | 0 | 0 | 0 | 0 | 0 | 0 | -251998.3149 | -115725.7193 | 0 | 0 | 0 | 0 | 0 | 0 | 0 | 0 | 0 | 0 | 0 | 0 | 0 | 0 | 0
2016-04-09 12:00 | 0 | 0 | 0 | 0 | 0 | 484962.8263 | 230.8424 | 383239 | 0 | 0 | 0 | 0 | 251998.3149 | 2769434.9182 | 0 | 0 | 0 | 0 | 0 | 0 | 0 | 0 | 0 | 0 | 0 | 0 | 0 | 0 | 0 | 0 | -13771.0506 | 115725.7193 | 0 | 0 | 0 | 0 | 0 | 0 | 0 | 0 | 0 | 0 | 0 | 0 | 0 | 0 | 0
2016-04-09 13:00 | 0 | 0 | 0 | 0 | 0 | 0 | 174656.4969 | 394503 | 0 | 0 | 0 | 0 | 0 | 2801586.73 | 0 | 0 | 0 | 0 | 0 | 0 | 0 | 0 | 0 | 0 | 0 | 0 | 0 | 0 | 0 | 0 | -251998.3149 | 32151.8118 | 0 | 0 | 0 | 0 | 0 | 0 | 0 | 0 | 0 | 0 | 0 | 0 | 0 | 0 | 0
2016-04-09 14:00 | 0 | 0 | 0 | 0 | 0 | 0 | 456366.5797 | 402159 | 0 | 0 | 0 | 0 | 0 | 2855794.3097 | 0 | 0 | 0 | 0 | 0 | 0 | 0 | 0 | 0 | 0 | 0 | 0 | 0 | 0 | 0 | 0 | 0 | 54207.5797 | 0 | 0 | 0 | 0 | 0 | 0 | 0 | 0 | 0 | 0 | 0 | 0 | 0 | 0 | 0
2016-04-09 15:00 | 0 | 0 | 0 | 0 | 0 | 0 | 642606.8924 | 404535 | 0 | 0 | 0 | 0 | 251998.3149 | 2841867.8871 | 0 | 0 | 0 | 0 | 0 | 0 | 0 | 0 | 0 | 0 | 0 | 0 | 0 | 0 | 0 | 0 | 251998.3149 | -13926.4226 | 0 | 0 | 0 | 0 | 0 | 0 | 0 | 0 | 0 | 0 | 0 | 0 | 0 | 0 | 0
2016-04-09 16:00 | 0 | 0 | 0 | 0 | 0 | 0 | 710037.404 | 403425 | 0 | 0 | 0 | 0 | 503996.6299 | 2896481.9761 | 0 | 0 | 0 | 0 | 0 | 0 | 0 | 0 | 0 | 0 | 0 | 0 | 0 | 0 | 0 | 0 | 251998.3149 | 54614.089 | 0 | 0 | 0 | 0 | 0 | 0 | 0 | 0 | 0 | 0 | 0 | 0 | 0 | 0 | 0
2016-04-09 17:00 | 0 | 0 | 0 | 0 | 0 | 0 | 720330.9999 | 401764 | 0 | 0 | 0 | 0 | 755994.9448 | 2963050.661 | 0 | 0 | 0 | 0 | 0 | 0 | 0 | 0 | 0 | 0 | 0 | 0 | 0 | 0 | 0 | 0 | 251998.3149 | 66568.6849 | 0 | 0 | 0 | 0 | 0 | 0 | 0 | 0 | 0 | 0 | 0 | 0 | 0 | 0 | 0
2016-04-09 18:00 | 0 | 0 | 0 | 0 | 0 | 0 | 714894.0273 | 399211 | 0 | 0 | 0 | 0 | 1007993.2598 | 3026735.3734 | 0 | 0 | 0 | 0 | 0 | 0 | 0 | 0 | 0 | 0 | 0 | 0 | 0 | 0 | 0 | 0 | 251998.3149 | 63684.7123 | 0 | 0 | 0 | 0 | 0 | 0 | 0 | 0 | 0 | 0 | 0 | 0 | 0 | 0 | 0
2016-04-09 19:00 | 0 | 0 | 0 | 0 | 0 | 0 | 707570.606 | 396576 | 0 | 0 | 0 | 0 | 1259991.5747 | 3085731.6644 | 0 | 0 | 0 | 0 | 0 | 0 | 0 | 0 | 0 | 0 | 0 | 0 | 0 | 0 | 0 | 0 | 251998.3149 | 58996.2911 | 0 | 0 | 0 | 0 | 0 | 0 | 0 | 0 | 0 | 0 | 0 | 0 | 0 | 0 | 0
2016-04-09 20:00 | 0 | 0 | 0 | 0 | 0 | 0 | 699304.4241 | 396480 | 0 | 0 | 0 | 0 | 1511989.8897 | 3136557.7736 | 0 | 0 | 0 | 0 | 0 | 0 | 0 | 0 | 0 | 0 | 0 | 0 | 0 | 0 | 0 | 0 | 251998.3149 | 50826.1091 | 0 | 0 | 0 | 0 | 0 | 0 | 0 | 0 | 0 | 0 | 0 | 0 | 0 | 0 | 0
2016-04-09 21:00 | 0 | 0 | 0 | 0 | 0 | 0 | 670324.4598 | 396600 | 0 | 0 | 0 | 0 | 1763988.2046 | 3158283.9184 | 0 | 0 | 0 | 0 | 0 | 0 | 0 | 0 | 0 | 0 | 0 | 0 | 0 | 0 | 0 | 0 | 251998.3149 | 21726.1449 | 0 | 0 | 0 | 0 | 0 | 0 | 0 | 0 | 0 | 0 | 0 | 0 | 0 | 0 | 0
2016-04-09 22:00 | 0 | 0 | 0 | 0 | 0 | 0 | 605813.5734 | 397334 | 0 | 0 | 0 | 0 | 2015986.5196 | 3114765.1769 | 0 | 0 | 0 | 0 | 0 | 0 | 0 | 0 | 0 | 0 | 0 | 0 | 0 | 0 | 0 | 0 | 251998.3149 | -43518.7416 | 0 | 0 | 0 | 0 | 0 | 0 | 0 | 0 | 0 | 0 | 0 | 0 | 0 | 0 | 0
2016-04-09 23:00 | 0 | 0 | 0 | 0 | 0 | 0 | 484286.2338 | 400185 | 0 | 0 | 0 | 0 | 2215813.4726 | 2999039.4576 | 0 | 0 | 0 | 0 | 0 | 0 | 0 | 0 | 0 | 0 | 0 | 0 | 0 | 0 | 0 | 0 | 199826.9531 | -115725.7193 | 0 | 0 | 0 | 0 | 0 | 0 | 0 | 0 | 0 | 0 | 0 | 0 | 0 | 0 | 0
2016-04-10 | 0 | 0 | 0 | 0 | 0 | 0 | 277486.1186 | 410290 | 0 | 0 | 0 | 0 | 2198735.3105 | 2883313.7383 | 0 | 0 | 0 | 0 | 0 | 0 | 0 | 0 | 0 | 0 | 0 | 0 | 0 | 0 | 0 | 0 | -17078.1621 | -115725.7193 | 0 | 0 | 0 | 0 | 0 | 0 | 0 | 0 | 0 | 0 | 0 | 0 | 0 | 0 | 0
2016-04-10 01:00 | 0 | 0 | 0 | 0 | 0 | 18218.2603 | 26920.7054 | 412863 | 0 | 0 | 0 | 0 | 1946736.9956 | 2767588.019 | 0 | 0 | 0 | 0 | 0 | 0 | 0 | 0 | 0 | 0 | 0 | 0 | 0 | 0 | 0 | 0 | -251998.3149 | -115725.7193 | 0 | 0 | 0 | 0 | 0 | 0 | 0 | 0 | 0 | 0 | 0 | 0 | 0 | 0 | 0
2016-04-10 02:00 | 0 | 0 | 0 | 0 | 0 | 540577.4657 | 0.12994 | 404305 | 0 | 0 | 0 | 0 | 2198735.3105 | 2651862.2997 | 0 | 0 | 0 | 0 | 0 | 0 | 0 | 0 | 0 | 0 | 0 | 0 | 0 | 0 | 0 | 0 | 251998.3149 | -115725.7193 | 0 | 0 | 0 | 0 | 0 | 0 | 0 | 0 | 0 | 0 | 0 | 0 | 0 | 0 | 0
2016-04-10 03:00 | 0 | 0 | 0 | 0 | 0 | 23343.9658 | 0 | 391068 | 0 | 0 | 0 | 0 | 1946736.9956 | 2536136.5804 | 0 | 0 | 0 | 0 | 0 | 0 | 0 | 0 | 0 | 0 | 0 | 0 | 0 | 0 | 0 | 0 | -251998.3149 | -115725.7193 | 0 | 0 | 0 | 0 | 0 | 0 | 0 | 0 | 0 | 0 | 0 | 0 | 0 | 0 | 0
2016-04-10 04:00 | 0 | 0 | 0 | 0 | 0 | 8326.9658 | 0 | 376051 | 0 | 0 | 0 | 0 | 1694738.6806 | 2420410.8611 | 0 | 0 | 0 | 0 | 0 | 0 | 0 | 0 | 0 | 0 | 0 | 0 | 0 | 0 | 0 | 0 | -251998.3149 | -115725.7193 | 0 | 0 | 0 | 0 | 0 | 0 | 0 | 0 | 0 | 0 | 0 | 0 | 0 | 0 | 0
2016-04-10 05:00 | 0 | 0 | 0 | 0 | 0 | 0 | 0 | 363926 | 0 | 0 | 0 | 0 | 1442740.3657 | 2308483.176 | 0 | 0 | 0 | 0 | 0 | 0 | 0 | 0 | 0 | 0 | 0 | 0 | 0 | 0 | 0 | 0 | -251998.3149 | -111927.6851 | 0 | 0 | 0 | 0 | 0 | 0 | 0 | 0 | 0 | 0 | 0 | 0 | 0 | 0 | 0
2016-04-10 06:00 | 0 | 0 | 0 | 0 | 0 | 0 | 0 | 354621 | 0 | 0 | 0 | 0 | 1190742.0508 | 2205860.491 | 0 | 0 | 0 | 0 | 0 | 0 | 0 | 0 | 0 | 0 | 0 | 0 | 0 | 0 | 0 | 0 | -251998.3149 | -102622.6851 | 0 | 0 | 0 | 0 | 0 | 0 | 0 | 0 | 0 | 0 | 0 | 0 | 0 | 0 | 0
2016-04-10 07:00 | 0 | 0 | 0 | 0 | 0 | 485187.5956 | 0 | 348915 | 0 | 0 | 0 | 0 | 1442740.3657 | 2090134.7717 | 0 | 0 | 0 | 0 | 0 | 0 | 0 | 0 | 0 | 0 | 0 | 0 | 0 | 0 | 0 | 0 | 251998.3149 | -115725.7193 | 0 | 0 | 0 | 0 | 0 | 0 | 0 | 0 | 0 | 0 | 0 | 0 | 0 | 0 | 0
2016-04-10 08:00 | 0 | 0 | 0 | 0 | 0 | 0 | 0 | 347315 | 0 | 0 | 0 | 0 | 1211151.085 | 1974409.0524 | 0 | 0 | 0 | 0 | 0 | 0 | 0 | 0 | 0 | 0 | 0 | 0 | 0 | 0 | 0 | 0 | -231589.2807 | -115725.7193 | 0 | 0 | 0 | 0 | 0 | 0 | 0 | 0 | 0 | 0 | 0 | 0 | 0 | 0 | 0
2016-04-10 09:00 | 0 | 0 | 0 | 0 | 0 | 0 | 0 | 348954 | 0 | 0 | 0 | 0 | 959152.77 | 1877453.3673 | 0 | 0 | 0 | 0 | 0 | 0 | 0 | 0 | 0 | 0 | 0 | 0 | 0 | 0 | 0 | 0 | -251998.3149 | -96955.6851 | 0 | 0 | 0 | 0 | 0 | 0 | 0 | 0 | 0 | 0 | 0 | 0 | 0 | 0 | 0
2016-04-10 10:00 | 0 | 0 | 0 | 0 | 0 | 0 | 0 | 354885 | 0 | 0 | 0 | 0 | 707154.4551 | 1774566.6823 | 0 | 0 | 0 | 0 | 0 | 0 | 0 | 0 | 0 | 0 | 0 | 0 | 0 | 0 | 0 | 0 | -251998.3149 | -102886.6851 | 0 | 0 | 0 | 0 | 0 | 0 | 0 | 0 | 0 | 0 | 0 | 0 | 0 | 0 | 0
2016-04-10 11:00 | 0 | 0 | 0 | 0 | 0 | 0 | 0 | 362477 | 0 | 0 | 0 | 0 | 455156.1402 | 1664087.9972 | 0 | 0 | 0 | 0 | 0 | 0 | 0 | 0 | 0 | 0 | 0 | 0 | 0 | 0 | 0 | 0 | -251998.3149 | -110478.6851 | 0 | 0 | 0 | 0 | 0 | 0 | 0 | 0 | 0 | 0 | 0 | 0 | 0 | 0 | 0
2016-04-10 12:00 | 0 | 0 | 0 | 0 | 0 | 628046.2874 | 479.6088 | 371109 | 0 | 0 | 0 | 0 | 707154.4551 | 1669506.5785 | 0 | 0 | 0 | 0 | 0 | 0 | 0 | 0 | 0 | 0 | 0 | 0 | 0 | 0 | 0 | 0 | 251998.3149 | 5418.5813 | 0 | 0 | 0 | 0 | 0 | 0 | 0 | 0 | 0 | 0 | 0 | 0 | 0 | 0 | 0
2016-04-10 13:00 | 0 | 0 | 0 | 0 | 0 | 0 | 226517.5904 | 379666 | 0 | 0 | 0 | 0 | 669731.7648 | 1553780.8592 | 0 | 0 | 0 | 0 | 0 | 0 | 0 | 0 | 0 | 0 | 0 | 0 | 0 | 0 | 0 | 0 | -37422.6903 | -115725.7193 | 0 | 0 | 0 | 0 | 0 | 0 | 0 | 0 | 0 | 0 | 0 | 0 | 0 | 0 | 0
2016-04-10 14:00 | 0 | 0 | 0 | 0 | 0 | 0 | 493113.2462 | 385109 | 0 | 0 | 0 | 0 | 893461.7304 | 1438055.1399 | 0 | 0 | 0 | 0 | 0 | 0 | 0 | 0 | 0 | 0 | 0 | 0 | 0 | 0 | 0 | 0 | 223729.9655 | -115725.7193 | 0 | 0 | 0 | 0 | 0 | 0 | 0 | 0 | 0 | 0 | 0 | 0 | 0 | 0 | 0
2016-04-10 15:00 | 0 | 0 | 0 | 0 | 0 | 0 | 676491.8236 | 386806 | 0 | 0 | 0 | 0 | 1067421.8347 | 1553780.8592 | 0 | 0 | 0 | 0 | 0 | 0 | 0 | 0 | 0 | 0 | 0 | 0 | 0 | 0 | 0 | 0 | 173960.1043 | 115725.7193 | 0 | 0 | 0 | 0 | 0 | 0 | 0 | 0 | 0 | 0 | 0 | 0 | 0 | 0 | 0
2016-04-10 16:00 | 0 | 0 | 0 | 0 | 0 | 0 | 737037.3936 | 388802 | 0 | 0 | 0 | 0 | 1319420.1496 | 1650017.9378 | 0 | 0 | 0 | 0 | 0 | 0 | 0 | 0 | 0 | 0 | 0 | 0 | 0 | 0 | 0 | 0 | 251998.3149 | 96237.0787 | 0 | 0 | 0 | 0 | 0 | 0 | 0 | 0 | 0 | 0 | 0 | 0 | 0 | 0 | 0
2016-04-10 17:00 | 0 | 0 | 0 | 0 | 0 | 0 | 736082.2586 | 388882 | 0 | 0 | 0 | 0 | 1571418.4646 | 1745219.8815 | 0 | 0 | 0 | 0 | 0 | 0 | 0 | 0 | 0 | 0 | 0 | 0 | 0 | 0 | 0 | 0 | 251998.3149 | 95201.9437 | 0 | 0 | 0 | 0 | 0 | 0 | 0 | 0 | 0 | 0 | 0 | 0 | 0 | 0 | 0
2016-04-10 18:00 | 0 | 0 | 0 | 0 | 0 | 0 | 719178.0535 | 388785 | 0 | 0 | 0 | 0 | 1823416.7795 | 1823614.6201 | 0 | 0 | 0 | 0 | 0 | 0 | 0 | 0 | 0 | 0 | 0 | 0 | 0 | 0 | 0 | 0 | 251998.3149 | 78394.7386 | 0 | 0 | 0 | 0 | 0 | 0 | 0 | 0 | 0 | 0 | 0 | 0 | 0 | 0 | 0
2016-04-10 19:00 | 0 | 0 | 0 | 0 | 0 | 0 | 692638.0784 | 388616 | 0 | 0 | 0 | 0 | 2011713.1386 | 1939340.3394 | 0 | 0 | 0 | 0 | 0 | 0 | 0 | 0 | 0 | 0 | 0 | 0 | 0 | 0 | 0 | 0 | 188296.3591 | 115725.7193 | 0 | 0 | 0 | 0 | 0 | 0 | 0 | 0 | 0 | 0 | 0 | 0 | 0 | 0 | 0
2016-04-10 20:00 | 0 | 0 | 0 | 0 | 0 | 0 | 663267.121 | 391078 | 0 | 0 | 0 | 0 | 2263711.4536 | 1959531.1454 | 0 | 0 | 0 | 0 | 0 | 0 | 0 | 0 | 0 | 0 | 0 | 0 | 0 | 0 | 0 | 0 | 251998.3149 | 20190.806 | 0 | 0 | 0 | 0 | 0 | 0 | 0 | 0 | 0 | 0 | 0 | 0 | 0 | 0 | 0
2016-04-10 21:00 | 0 | 0 | 0 | 0 | 0 | 0 | 611644.7865 | 395313 | 0 | 0 | 0 | 0 | 2390510.5128 | 2049063.8727 | 0 | 0 | 0 | 0 | 0 | 0 | 0 | 0 | 0 | 0 | 0 | 0 | 0 | 0 | 0 | 0 | 126799.0592 | 89532.7273 | 0 | 0 | 0 | 0 | 0 | 0 | 0 | 0 | 0 | 0 | 0 | 0 | 0 | 0 | 0
2016-04-10 22:00 | 0 | 0 | 0 | 0 | 0 | 0 | 521908.4756 | 399719 | 0 | 0 | 0 | 0 | 2396974.269 | 2164789.592 | 0 | 0 | 0 | 0 | 0 | 0 | 0 | 0 | 0 | 0 | 0 | 0 | 0 | 0 | 0 | 0 | 6463.7563 | 115725.7193 | 0 | 0 | 0 | 0 | 0 | 0 | 0 | 0 | 0 | 0 | 0 | 0 | 0 | 0 | 0
2016-04-10 23:00 | 0 | 0 | 0 | 0 | 0 | 0 | 395949.2097 | 405711 | 0 | 0 | 0 | 0 | 2502938.198 | 2049063.8727 | 0 | 0 | 0 | 0 | 0 | 0 | 0 | 0 | 0 | 0 | 0 | 0 | 0 | 0 | 0 | 0 | 105963.929 | -115725.7193 | 0 | 0 | 0 | 0 | 0 | 0 | 0 | 0 | 0 | 0 | 0 | 0 | 0 | 0 | 0
2016-04-11 | 0 | 0 | 0 | 0 | 0 | 0 | 213856.8127 | 416358 | 0 | 0 | 0 | 0 | 2416162.73 | 1933338.1534 | 0 | 0 | 0 | 0 | 0 | 0 | 0 | 0 | 0 | 0 | 0 | 0 | 0 | 0 | 0 | 0 | -86775.468 | -115725.7193 | 0 | 0 | 0 | 0 | 0 | 0 | 0 | 0 | 0 | 0 | 0 | 0 | 0 | 0 | 0
2016-04-11 01:00 | 0 | 0 | 0 | 0 | 0 | 702331.4853 | 43097.7939 | 415376 | 0 | 0 | 0 | 0 | 2630490.2899 | 2049063.8727 | 0 | 0 | 0 | 0 | 0 | 0 | 0 | 0 | 0 | 0 | 0 | 0 | 0 | 0 | 0 | 0 | 214327.5599 | 115725.7193 | 0 | 0 | 0 | 0 | 0 | 0 | 0 | 0 | 0 | 0 | 0 | 0 | 0 | 0 | 0
2016-04-11 02:00 | 0 | 0 | 0 | 0 | 0 | 537780.72 | 1.8757 | 401510 | 0 | 0 | 0 | 0 | 2882488.6048 | 1933338.1534 | 0 | 0 | 0 | 0 | 0 | 0 | 0 | 0 | 0 | 0 | 0 | 0 | 0 | 0 | 0 | 0 | 251998.3149 | -115725.7193 | 0 | 0 | 0 | 0 | 0 | 0 | 0 | 0 | 0 | 0 | 0 | 0 | 0 | 0 | 0
2016-04-11 03:00 | 0 | 0 | 0 | 0 | 0 | 247521.4044 | 0 | 383794 | 0 | 0 | 0 | 0 | 2630490.2899 | 2049063.8727 | 0 | 0 | 0 | 0 | 0 | 0 | 0 | 0 | 0 | 0 | 0 | 0 | 0 | 0 | 0 | 0 | -251998.3149 | 115725.7193 | 0 | 0 | 0 | 0 | 0 | 0 | 0 | 0 | 0 | 0 | 0 | 0 | 0 | 0 | 0
2016-04-11 04:00 | 0 | 0 | 0 | 0 | 0 | 0 | 0 | 365234 | 0 | 0 | 0 | 0 | 2378491.975 | 1935828.1877 | 0 | 0 | 0 | 0 | 0 | 0 | 0 | 0 | 0 | 0 | 0 | 0 | 0 | 0 | 0 | 0 | -251998.3149 | -113235.6851 | 0 | 0 | 0 | 0 | 0 | 0 | 0 | 0 | 0 | 0 | 0 | 0 | 0 | 0 | 0
2016-04-11 05:00 | 0 | 0 | 0 | 0 | 0 | 0 | 0 | 350424 | 0 | 0 | 0 | 0 | 2143793.6942 | 1820102.4684 | 0 | 0 | 0 | 0 | 0 | 0 | 0 | 0 | 0 | 0 | 0 | 0 | 0 | 0 | 0 | 0 | -234698.2807 | -115725.7193 | 0 | 0 | 0 | 0 | 0 | 0 | 0 | 0 | 0 | 0 | 0 | 0 | 0 | 0 | 0
2016-04-11 06:00 | 0 | 0 | 0 | 0 | 0 | 0 | 0 | 340447 | 0 | 0 | 0 | 0 | 1919072.4135 | 1704376.7491 | 0 | 0 | 0 | 0 | 0 | 0 | 0 | 0 | 0 | 0 | 0 | 0 | 0 | 0 | 0 | 0 | -224721.2807 | -115725.7193 | 0 | 0 | 0 | 0 | 0 | 0 | 0 | 0 | 0 | 0 | 0 | 0 | 0 | 0 | 0
2016-04-11 07:00 | 0 | 0 | 0 | 0 | 0 | 198910.4044 | 0 | 335183 | 0 | 0 | 0 | 0 | 1667074.0986 | 1820102.4684 | 0 | 0 | 0 | 0 | 0 | 0 | 0 | 0 | 0 | 0 | 0 | 0 | 0 | 0 | 0 | 0 | -251998.3149 | 115725.7193 | 0 | 0 | 0 | 0 | 0 | 0 | 0 | 0 | 0 | 0 | 0 | 0 | 0 | 0 | 0
2016-04-11 08:00 | 0 | 0 | 0 | 0 | 0 | 0 | 0 | 337219 | 0 | 0 | 0 | 0 | 1415075.7837 | 1734881.7833 | 0 | 0 | 0 | 0 | 0 | 0 | 0 | 0 | 0 | 0 | 0 | 0 | 0 | 0 | 0 | 0 | -251998.3149 | -85220.6851 | 0 | 0 | 0 | 0 | 0 | 0 | 0 | 0 | 0 | 0 | 0 | 0 | 0 | 0 | 0
2016-04-11 09:00 | 0 | 0 | 0 | 0 | 0 | 0 | 0 | 348728 | 0 | 0 | 0 | 0 | 1182073.503 | 1619156.064 | 0 | 0 | 0 | 0 | 0 | 0 | 0 | 0 | 0 | 0 | 0 | 0 | 0 | 0 | 0 | 0 | -233002.2807 | -115725.7193 | 0 | 0 | 0 | 0 | 0 | 0 | 0 | 0 | 0 | 0 | 0 | 0 | 0 | 0 | 0
2016-04-11 10:00 | 0 | 0 | 0 | 0 | 0 | 8607.9658 | 0 | 376332 | 0 | 0 | 0 | 0 | 930075.188 | 1503430.3447 | 0 | 0 | 0 | 0 | 0 | 0 | 0 | 0 | 0 | 0 | 0 | 0 | 0 | 0 | 0 | 0 | -251998.3149 | -115725.7193 | 0 | 0 | 0 | 0 | 0 | 0 | 0 | 0 | 0 | 0 | 0 | 0 | 0 | 0 | 0
2016-04-11 11:00 | 0 | 0 | 0 | 0 | 0 | 34535.9658 | 0 | 402260 | 0 | 0 | 0 | 0 | 678076.8731 | 1387704.6254 | 0 | 0 | 0 | 0 | 0 | 0 | 0 | 0 | 0 | 0 | 0 | 0 | 0 | 0 | 0 | 0 | -251998.3149 | -115725.7193 | 0 | 0 | 0 | 0 | 0 | 0 | 0 | 0 | 0 | 0 | 0 | 0 | 0 | 0 | 0
2016-04-11 12:00 | 0 | 0 | 0 | 0 | 0 | 413534.395 | 391.8043 | 414026 | 0 | 0 | 0 | 0 | 562251.353 | 1503430.3447 | 0 | 0 | 0 | 0 | 0 | 0 | 0 | 0 | 0 | 0 | 0 | 0 | 0 | 0 | 0 | 0 | -115825.52 | 115725.7193 | 0 | 0 | 0 | 0 | 0 | 0 | 0 | 0 | 0 | 0 | 0 | 0 | 0 | 0 | 0
2016-04-11 13:00 | 0 | 0 | 0 | 0 | 0 | 0 | 212992.3293 | 421216 | 0 | 0 | 0 | 0 | 310253.0381 | 1547204.989 | 0 | 0 | 0 | 0 | 0 | 0 | 0 | 0 | 0 | 0 | 0 | 0 | 0 | 0 | 0 | 0 | -251998.3149 | 43774.6442 | 0 | 0 | 0 | 0 | 0 | 0 | 0 | 0 | 0 | 0 | 0 | 0 | 0 | 0 | 0
2016-04-11 14:00 | 0 | 0 | 0 | 0 | 0 | 0 | 504326.625 | 427489 | 0 | 0 | 0 | 0 | 502816.3824 | 1431479.2697 | 0 | 0 | 0 | 0 | 0 | 0 | 0 | 0 | 0 | 0 | 0 | 0 | 0 | 0 | 0 | 0 | 192563.3443 | -115725.7193 | 0 | 0 | 0 | 0 | 0 | 0 | 0 | 0 | 0 | 0 | 0 | 0 | 0 | 0 | 0
2016-04-11 15:00 | 0 | 0 | 0 | 0 | 0 | 0 | 705253.4759 | 430492 | 0 | 0 | 0 | 0 | 754814.6974 | 1454242.4306 | 0 | 0 | 0 | 0 | 0 | 0 | 0 | 0 | 0 | 0 | 0 | 0 | 0 | 0 | 0 | 0 | 251998.3149 | 22763.1609 | 0 | 0 | 0 | 0 | 0 | 0 | 0 | 0 | 0 | 0 | 0 | 0 | 0 | 0 | 0
2016-04-11 16:00 | 0 | 0 | 0 | 0 | 0 | 0 | 785444.4977 | 430721 | 0 | 0 | 0 | 0 | 993812.4757 | 1569968.1499 | 0 | 0 | 0 | 0 | 0 | 0 | 0 | 0 | 0 | 0 | 0 | 0 | 0 | 0 | 0 | 0 | 238997.7784 | 115725.7193 | 0 | 0 | 0 | 0 | 0 | 0 | 0 | 0 | 0 | 0 | 0 | 0 | 0 | 0 | 0
2016-04-11 17:00 | 0 | 0 | 0 | 0 | 0 | 0 | 787046.2924 | 431134 | 0 | 0 | 0 | 0 | 1245810.7907 | 1673882.1274 | 0 | 0 | 0 | 0 | 0 | 0 | 0 | 0 | 0 | 0 | 0 | 0 | 0 | 0 | 0 | 0 | 251998.3149 | 103913.9775 | 0 | 0 | 0 | 0 | 0 | 0 | 0 | 0 | 0 | 0 | 0 | 0 | 0 | 0 | 0
2016-04-11 18:00 | 0 | 0 | 0 | 0 | 0 | 0 | 770520.5532 | 431481 | 0 | 0 | 0 | 0 | 1469124.6246 | 1789607.8467 | 0 | 0 | 0 | 0 | 0 | 0 | 0 | 0 | 0 | 0 | 0 | 0 | 0 | 0 | 0 | 0 | 223313.8339 | 115725.7193 | 0 | 0 | 0 | 0 | 0 | 0 | 0 | 0 | 0 | 0 | 0 | 0 | 0 | 0 | 0
2016-04-11 19:00 | 0 | 0 | 0 | 0 | 0 | 0 | 756755.4871 | 431842 | 0 | 0 | 0 | 0 | 1678312.3924 | 1905333.566 | 0 | 0 | 0 | 0 | 0 | 0 | 0 | 0 | 0 | 0 | 0 | 0 | 0 | 0 | 0 | 0 | 209187.7678 | 115725.7193 | 0 | 0 | 0 | 0 | 0 | 0 | 0 | 0 | 0 | 0 | 0 | 0 | 0 | 0 | 0
2016-04-11 20:00 | 0 | 0 | 0 | 0 | 0 | 0 | 751586.4266 | 432855 | 0 | 0 | 0 | 0 | 1930310.7074 | 1972066.6776 | 0 | 0 | 0 | 0 | 0 | 0 | 0 | 0 | 0 | 0 | 0 | 0 | 0 | 0 | 0 | 0 | 251998.3149 | 66733.1116 | 0 | 0 | 0 | 0 | 0 | 0 | 0 | 0 | 0 | 0 | 0 | 0 | 0 | 0 | 0
2016-04-11 21:00 | 0 | 0 | 0 | 0 | 0 | 0 | 734187.4248 | 434795 | 0 | 0 | 0 | 0 | 2157009.0349 | 2044760.7749 | 0 | 0 | 0 | 0 | 0 | 0 | 0 | 0 | 0 | 0 | 0 | 0 | 0 | 0 | 0 | 0 | 226698.3275 | 72694.0973 | 0 | 0 | 0 | 0 | 0 | 0 | 0 | 0 | 0 | 0 | 0 | 0 | 0 | 0 | 0
2016-04-11 22:00 | 0 | 0 | 0 | 0 | 0 | 0 | 687533.6696 | 434879 | 0 | 0 | 0 | 0 | 2409007.3498 | 2045417.1296 | 0 | 0 | 0 | 0 | 0 | 0 | 0 | 0 | 0 | 0 | 0 | 0 | 0 | 0 | 0 | 0 | 251998.3149 | 656.3547 | 0 | 0 | 0 | 0 | 0 | 0 | 0 | 0 | 0 | 0 | 0 | 0 | 0 | 0 | 0
2016-04-11 23:00 | 0 | 0 | 0 | 0 | 0 | 0 | 573346.0625 | 435622 | 0 | 0 | 0 | 0 | 2431005.693 | 2161142.8489 | 0 | 0 | 0 | 0 | 0 | 0 | 0 | 0 | 0 | 0 | 0 | 0 | 0 | 0 | 0 | 0 | 21998.3432 | 115725.7193 | 0 | 0 | 0 | 0 | 0 | 0 | 0 | 0 | 0 | 0 | 0 | 0 | 0 | 0 | 0
2016-04-12 | 0 | 0 | 0 | 0 | 0 | 0 | 359701.0806 | 440493 | 0 | 0 | 0 | 0 | 2465939.4929 | 2045417.1296 | 0 | 0 | 0 | 0 | 0 | 0 | 0 | 0 | 0 | 0 | 0 | 0 | 0 | 0 | 0 | 0 | 34933.7999 | -115725.7193 | 0 | 0 | 0 | 0 | 0 | 0 | 0 | 0 | 0 | 0 | 0 | 0 | 0 | 0 | 0
2016-04-12 01:00 | 0 | 0 | 0 | 0 | 0 | 430228.5204 | 73635.3285 | 436390 | 0 | 0 | 0 | 0 | 2417687.6225 | 2161142.8489 | 0 | 0 | 0 | 0 | 0 | 0 | 0 | 0 | 0 | 0 | 0 | 0 | 0 | 0 | 0 | 0 | -48251.8704 | 115725.7193 | 0 | 0 | 0 | 0 | 0 | 0 | 0 | 0 | 0 | 0 | 0 | 0 | 0 | 0 | 0
2016-04-12 02:00 | 0 | 0 | 0 | 0 | 0 | 513287.0025 | 20.8527 | 419168 | 0 | 0 | 0 | 0 | 2627553.197 | 2045417.1296 | 0 | 0 | 0 | 0 | 0 | 0 | 0 | 0 | 0 | 0 | 0 | 0 | 0 | 0 | 0 | 0 | 209865.5745 | -115725.7193 | 0 | 0 | 0 | 0 | 0 | 0 | 0 | 0 | 0 | 0 | 0 | 0 | 0 | 0 | 0
2016-04-12 03:00 | 0 | 0 | 0 | 0 | 0 | 28672.9658 | 0 | 396397 | 0 | 0 | 0 | 0 | 2375554.8821 | 1929691.4103 | 0 | 0 | 0 | 0 | 0 | 0 | 0 | 0 | 0 | 0 | 0 | 0 | 0 | 0 | 0 | 0 | -251998.3149 | -115725.7193 | 0 | 0 | 0 | 0 | 0 | 0 | 0 | 0 | 0 | 0 | 0 | 0 | 0 | 0 | 0
2016-04-12 04:00 | 0 | 0 | 0 | 0 | 0 | 7639.9658 | 0 | 375364 | 0 | 0 | 0 | 0 | 2123556.5671 | 1813965.691 | 0 | 0 | 0 | 0 | 0 | 0 | 0 | 0 | 0 | 0 | 0 | 0 | 0 | 0 | 0 | 0 | -251998.3149 | -115725.7193 | 0 | 0 | 0 | 0 | 0 | 0 | 0 | 0 | 0 | 0 | 0 | 0 | 0 | 0 | 0
2016-04-12 05:00 | 0 | 0 | 0 | 0 | 0 | 221400.4044 | 0 | 357673 | 0 | 0 | 0 | 0 | 1871558.2522 | 1929691.4103 | 0 | 0 | 0 | 0 | 0 | 0 | 0 | 0 | 0 | 0 | 0 | 0 | 0 | 0 | 0 | 0 | -251998.3149 | 115725.7193 | 0 | 0 | 0 | 0 | 0 | 0 | 0 | 0 | 0 | 0 | 0 | 0 | 0 | 0 | 0
2016-04-12 06:00 | 0 | 0 | 0 | 0 | 0 | 0 | 0 | 345682 | 0 | 0 | 0 | 0 | 1619559.9372 | 1836007.7252 | 0 | 0 | 0 | 0 | 0 | 0 | 0 | 0 | 0 | 0 | 0 | 0 | 0 | 0 | 0 | 0 | -251998.3149 | -93683.6851 | 0 | 0 | 0 | 0 | 0 | 0 | 0 | 0 | 0 | 0 | 0 | 0 | 0 | 0 | 0
2016-04-12 07:00 | 0 | 0 | 0 | 0 | 0 | 0 | 0 | 339401 | 0 | 0 | 0 | 0 | 1367561.6223 | 1748605.0401 | 0 | 0 | 0 | 0 | 0 | 0 | 0 | 0 | 0 | 0 | 0 | 0 | 0 | 0 | 0 | 0 | -251998.3149 | -87402.6851 | 0 | 0 | 0 | 0 | 0 | 0 | 0 | 0 | 0 | 0 | 0 | 0 | 0 | 0 | 0
2016-04-12 08:00 | 0 | 0 | 0 | 0 | 0 | 405059.3636 | 0 | 339616 | 0 | 0 | 0 | 0 | 1548730.7052 | 1632879.3209 | 0 | 0 | 0 | 0 | 0 | 0 | 0 | 0 | 0 | 0 | 0 | 0 | 0 | 0 | 0 | 0 | 181169.0829 | -115725.7193 | 0 | 0 | 0 | 0 | 0 | 0 | 0 | 0 | 0 | 0 | 0 | 0 | 0 | 0 | 0
2016-04-12 09:00 | 0 | 0 | 0 | 0 | 0 | 0 | 0 | 349814 | 0 | 0 | 0 | 0 | 1296732.3902 | 1535063.6358 | 0 | 0 | 0 | 0 | 0 | 0 | 0 | 0 | 0 | 0 | 0 | 0 | 0 | 0 | 0 | 0 | -251998.3149 | -97815.6851 | 0 | 0 | 0 | 0 | 0 | 0 | 0 | 0 | 0 | 0 | 0 | 0 | 0 | 0 | 0
2016-04-12 10:00 | 0 | 0 | 0 | 0 | 0 | 9144.9658 | 0 | 376869 | 0 | 0 | 0 | 0 | 1044734.0753 | 1419337.9165 | 0 | 0 | 0 | 0 | 0 | 0 | 0 | 0 | 0 | 0 | 0 | 0 | 0 | 0 | 0 | 0 | -251998.3149 | -115725.7193 | 0 | 0 | 0 | 0 | 0 | 0 | 0 | 0 | 0 | 0 | 0 | 0 | 0 | 0 | 0
2016-04-12 11:00 | 0 | 0 | 0 | 0 | 0 | 35058.9658 | 0 | 402783 | 0 | 0 | 0 | 0 | 792735.7604 | 1303612.1972 | 0 | 0 | 0 | 0 | 0 | 0 | 0 | 0 | 0 | 0 | 0 | 0 | 0 | 0 | 0 | 0 | -251998.3149 | -115725.7193 | 0 | 0 | 0 | 0 | 0 | 0 | 0 | 0 | 0 | 0 | 0 | 0 | 0 | 0 | 0
2016-04-12 12:00 | 0 | 0 | 0 | 0 | 0 | 358872.6994 | 936.4671 | 414108 | 0 | 0 | 0 | 0 | 854162.6462 | 1187886.4779 | 0 | 0 | 0 | 0 | 0 | 0 | 0 | 0 | 0 | 0 | 0 | 0 | 0 | 0 | 0 | 0 | 61426.8858 | -115725.7193 | 0 | 0 | 0 | 0 | 0 | 0 | 0 | 0 | 0 | 0 | 0 | 0 | 0 | 0 | 0
2016-04-12 13:00 | 0 | 0 | 0 | 0 | 0 | 229698.2435 | 187195.7369 | 420206 | 0 | 0 | 0 | 0 | 735124.9073 | 1303612.1972 | 0 | 0 | 0 | 0 | 0 | 0 | 0 | 0 | 0 | 0 | 0 | 0 | 0 | 0 | 0 | 0 | -119037.7389 | 115725.7193 | 0 | 0 | 0 | 0 | 0 | 0 | 0 | 0 | 0 | 0 | 0 | 0 | 0 | 0 | 0
2016-04-12 14:00 | 0 | 0 | 0 | 0 | 0 | 0 | 521068.2452 | 426478 | 0 | 0 | 0 | 0 | 713989.4331 | 1419337.9165 | 0 | 0 | 0 | 0 | 0 | 0 | 0 | 0 | 0 | 0 | 0 | 0 | 0 | 0 | 0 | 0 | -21135.4741 | 115725.7193 | 0 | 0 | 0 | 0 | 0 | 0 | 0 | 0 | 0 | 0 | 0 | 0 | 0 | 0 | 0
2016-04-12 15:00 | 0 | 0 | 0 | 0 | 0 | 0 | 701304.8573 | 428627 | 0 | 0 | 0 | 0 | 870941.5712 | 1535063.6358 | 0 | 0 | 0 | 0 | 0 | 0 | 0 | 0 | 0 | 0 | 0 | 0 | 0 | 0 | 0 | 0 | 156952.138 | 115725.7193 | 0 | 0 | 0 | 0 | 0 | 0 | 0 | 0 | 0 | 0 | 0 | 0 | 0 | 0 | 0
2016-04-12 16:00 | 0 | 0 | 0 | 0 | 0 | 0 | 761151.3016 | 428801 | 0 | 0 | 0 | 0 | 1122939.8861 | 1615415.6224 | 0 | 0 | 0 | 0 | 0 | 0 | 0 | 0 | 0 | 0 | 0 | 0 | 0 | 0 | 0 | 0 | 251998.3149 | 80351.9866 | 0 | 0 | 0 | 0 | 0 | 0 | 0 | 0 | 0 | 0 | 0 | 0 | 0 | 0 | 0
2016-04-12 17:00 | 0 | 0 | 0 | 0 | 0 | 0 | 754988.2708 | 429079 | 0 | 0 | 0 | 0 | 1374938.2011 | 1689326.5783 | 0 | 0 | 0 | 0 | 0 | 0 | 0 | 0 | 0 | 0 | 0 | 0 | 0 | 0 | 0 | 0 | 251998.3149 | 73910.9558 | 0 | 0 | 0 | 0 | 0 | 0 | 0 | 0 | 0 | 0 | 0 | 0 | 0 | 0 | 0
2016-04-12 18:00 | 0 | 0 | 0 | 0 | 0 | 0 | 737236.6353 | 428016 | 0 | 0 | 0 | 0 | 1568433.1171 | 1805052.2976 | 0 | 0 | 0 | 0 | 0 | 0 | 0 | 0 | 0 | 0 | 0 | 0 | 0 | 0 | 0 | 0 | 193494.916 | 115725.7193 | 0 | 0 | 0 | 0 | 0 | 0 | 0 | 0 | 0 | 0 | 0 | 0 | 0 | 0 | 0
2016-04-12 19:00 | 0 | 0 | 0 | 0 | 0 | 0 | 719136.9926 | 426659 | 0 | 0 | 0 | 0 | 1745185.3903 | 1920778.0169 | 0 | 0 | 0 | 0 | 0 | 0 | 0 | 0 | 0 | 0 | 0 | 0 | 0 | 0 | 0 | 0 | 176752.2733 | 115725.7193 | 0 | 0 | 0 | 0 | 0 | 0 | 0 | 0 | 0 | 0 | 0 | 0 | 0 | 0 | 0
2016-04-12 20:00 | 0 | 0 | 0 | 0 | 0 | 0 | 704857.8479 | 426407 | 0 | 0 | 0 | 0 | 1997183.7053 | 1947230.5498 | 0 | 0 | 0 | 0 | 0 | 0 | 0 | 0 | 0 | 0 | 0 | 0 | 0 | 0 | 0 | 0 | 251998.3149 | 26452.533 | 0 | 0 | 0 | 0 | 0 | 0 | 0 | 0 | 0 | 0 | 0 | 0 | 0 | 0 | 0
2016-04-12 21:00 | 0 | 0 | 0 | 0 | 0 | 0 | 677393.5799 | 426789 | 0 | 0 | 0 | 0 | 2132062.5659 | 2062956.2691 | 0 | 0 | 0 | 0 | 0 | 0 | 0 | 0 | 0 | 0 | 0 | 0 | 0 | 0 | 0 | 0 | 134878.8606 | 115725.7193 | 0 | 0 | 0 | 0 | 0 | 0 | 0 | 0 | 0 | 0 | 0 | 0 | 0 | 0 | 0
2016-04-12 22:00 | 0 | 0 | 0 | 0 | 0 | 0 | 628778.6238 | 425314 | 0 | 0 | 0 | 0 | 2219801.4704 | 2178681.9884 | 0 | 0 | 0 | 0 | 0 | 0 | 0 | 0 | 0 | 0 | 0 | 0 | 0 | 0 | 0 | 0 | 87738.9045 | 115725.7193 | 0 | 0 | 0 | 0 | 0 | 0 | 0 | 0 | 0 | 0 | 0 | 0 | 0 | 0 | 0
2016-04-12 23:00 | 0 | 0 | 0 | 0 | 0 | 0 | 522774.6356 | 426837 | 0 | 0 | 0 | 0 | 2431464.8253 | 2062956.2691 | 0 | 0 | 0 | 0 | 0 | 0 | 0 | 0 | 0 | 0 | 0 | 0 | 0 | 0 | 0 | 0 | 211663.3549 | -115725.7193 | 0 | 0 | 0 | 0 | 0 | 0 | 0 | 0 | 0 | 0 | 0 | 0 | 0 | 0 | 0
2016-04-13 | 0 | 0 | 0 | 0 | 0 | 0 | 354439.3849 | 437655 | 0 | 0 | 0 | 0 | 2463974.9294 | 1947230.5498 | 0 | 0 | 0 | 0 | 0 | 0 | 0 | 0 | 0 | 0 | 0 | 0 | 0 | 0 | 0 | 0 | 32510.1042 | -115725.7193 | 0 | 0 | 0 | 0 | 0 | 0 | 0 | 0 | 0 | 0 | 0 | 0 | 0 | 0 | 0
2016-04-13 01:00 | 0 | 0 | 0 | 0 | 0 | 0 | 89779.0223 | 436961 | 0 | 0 | 0 | 0 | 2211976.6145 | 1852046.8871 | 0 | 0 | 0 | 0 | 0 | 0 | 0 | 0 | 0 | 0 | 0 | 0 | 0 | 0 | 0 | 0 | -251998.3149 | -95183.6627 | 0 | 0 | 0 | 0 | 0 | 0 | 0 | 0 | 0 | 0 | 0 | 0 | 0 | 0 | 0
2016-04-13 02:00 | 0 | 0 | 0 | 0 | 0 | 283701.0277 | 21.3766 | 419995 | 0 | 0 | 0 | 0 | 1959978.2995 | 1967772.6064 | 0 | 0 | 0 | 0 | 0 | 0 | 0 | 0 | 0 | 0 | 0 | 0 | 0 | 0 | 0 | 0 | -251998.3149 | 115725.7193 | 0 | 0 | 0 | 0 | 0 | 0 | 0 | 0 | 0 | 0 | 0 | 0 | 0 | 0 | 0
2016-04-13 03:00 | 0 | 0 | 0 | 0 | 0 | 29513.9658 | 0 | 397238 | 0 | 0 | 0 | 0 | 1707979.9846 | 1852046.8871 | 0 | 0 | 0 | 0 | 0 | 0 | 0 | 0 | 0 | 0 | 0 | 0 | 0 | 0 | 0 | 0 | -251998.3149 | -115725.7193 | 0 | 0 | 0 | 0 | 0 | 0 | 0 | 0 | 0 | 0 | 0 | 0 | 0 | 0 | 0
2016-04-13 04:00 | 0 | 0 | 0 | 0 | 0 | 8470.9658 | 0 | 376195 | 0 | 0 | 0 | 0 | 1455981.6697 | 1736321.1678 | 0 | 0 | 0 | 0 | 0 | 0 | 0 | 0 | 0 | 0 | 0 | 0 | 0 | 0 | 0 | 0 | -251998.3149 | -115725.7193 | 0 | 0 | 0 | 0 | 0 | 0 | 0 | 0 | 0 | 0 | 0 | 0 | 0 | 0 | 0
2016-04-13 05:00 | 0 | 0 | 0 | 0 | 0 | 511335.1252 | 0 | 360619 | 0 | 0 | 0 | 0 | 1490972.0756 | 1852046.8871 | 0 | 0 | 0 | 0 | 0 | 0 | 0 | 0 | 0 | 0 | 0 | 0 | 0 | 0 | 0 | 0 | 34990.4059 | 115725.7193 | 0 | 0 | 0 | 0 | 0 | 0 | 0 | 0 | 0 | 0 | 0 | 0 | 0 | 0 | 0
2016-04-13 06:00 | 0 | 0 | 0 | 0 | 0 | 0 | 0 | 349758 | 0 | 0 | 0 | 0 | 1238973.7607 | 1754287.202 | 0 | 0 | 0 | 0 | 0 | 0 | 0 | 0 | 0 | 0 | 0 | 0 | 0 | 0 | 0 | 0 | -251998.3149 | -97759.6851 | 0 | 0 | 0 | 0 | 0 | 0 | 0 | 0 | 0 | 0 | 0 | 0 | 0 | 0 | 0
2016-04-13 07:00 | 0 | 0 | 0 | 0 | 0 | 0 | 0 | 344004 | 0 | 0 | 0 | 0 | 986975.4457 | 1662281.517 | 0 | 0 | 0 | 0 | 0 | 0 | 0 | 0 | 0 | 0 | 0 | 0 | 0 | 0 | 0 | 0 | -251998.3149 | -92005.6851 | 0 | 0 | 0 | 0 | 0 | 0 | 0 | 0 | 0 | 0 | 0 | 0 | 0 | 0 | 0
2016-04-13 08:00 | 0 | 0 | 0 | 0 | 0 | 461060.4107 | 0 | 343734 | 0 | 0 | 0 | 0 | 1220027.5757 | 1546555.7977 | 0 | 0 | 0 | 0 | 0 | 0 | 0 | 0 | 0 | 0 | 0 | 0 | 0 | 0 | 0 | 0 | 233052.13 | -115725.7193 | 0 | 0 | 0 | 0 | 0 | 0 | 0 | 0 | 0 | 0 | 0 | 0 | 0 | 0 | 0
2016-04-13 09:00 | 0 | 0 | 0 | 0 | 0 | 0 | 0 | 355247 | 0 | 0 | 0 | 0 | 980506.295 | 1430830.0784 | 0 | 0 | 0 | 0 | 0 | 0 | 0 | 0 | 0 | 0 | 0 | 0 | 0 | 0 | 0 | 0 | -239521.2807 | -115725.7193 | 0 | 0 | 0 | 0 | 0 | 0 | 0 | 0 | 0 | 0 | 0 | 0 | 0 | 0 | 0
2016-04-13 10:00 | 0 | 0 | 0 | 0 | 0 | 16120.9658 | 0 | 383845 | 0 | 0 | 0 | 0 | 728507.9801 | 1315104.3591 | 0 | 0 | 0 | 0 | 0 | 0 | 0 | 0 | 0 | 0 | 0 | 0 | 0 | 0 | 0 | 0 | -251998.3149 | -115725.7193 | 0 | 0 | 0 | 0 | 0 | 0 | 0 | 0 | 0 | 0 | 0 | 0 | 0 | 0 | 0
2016-04-13 11:00 | 0 | 0 | 0 | 0 | 0 | 40584.9658 | 0 | 408309 | 0 | 0 | 0 | 0 | 476509.6651 | 1199378.6398 | 0 | 0 | 0 | 0 | 0 | 0 | 0 | 0 | 0 | 0 | 0 | 0 | 0 | 0 | 0 | 0 | -251998.3149 | -115725.7193 | 0 | 0 | 0 | 0 | 0 | 0 | 0 | 0 | 0 | 0 | 0 | 0 | 0 | 0 | 0
2016-04-13 12:00 | 0 | 0 | 0 | 0 | 0 | 305116.4549 | 2115.9142 | 416018 | 0 | 0 | 0 | 0 | 251998.3149 | 1315104.3591 | 0 | 0 | 0 | 0 | 0 | 0 | 0 | 0 | 0 | 0 | 0 | 0 | 0 | 0 | 0 | 0 | -224511.3502 | 115725.7193 | 0 | 0 | 0 | 0 | 0 | 0 | 0 | 0 | 0 | 0 | 0 | 0 | 0 | 0 | 0
2016-04-13 13:00 | 0 | 0 | 0 | 0 | 0 | 0 | 232279.777 | 419496 | 0 | 0 | 0 | 0 | 0 | 1379886.451 | 0 | 0 | 0 | 0 | 0 | 0 | 0 | 0 | 0 | 0 | 0 | 0 | 0 | 0 | 0 | 0 | -251998.3149 | 64782.0919 | 0 | 0 | 0 | 0 | 0 | 0 | 0 | 0 | 0 | 0 | 0 | 0 | 0 | 0 | 0
2016-04-13 14:00 | 0 | 0 | 0 | 0 | 0 | 0 | 587429.0116 | 422022 | 0 | 0 | 0 | 0 | 49681.2923 | 1495612.1703 | 0 | 0 | 0 | 0 | 0 | 0 | 0 | 0 | 0 | 0 | 0 | 0 | 0 | 0 | 0 | 0 | 49681.2923 | 115725.7193 | 0 | 0 | 0 | 0 | 0 | 0 | 0 | 0 | 0 | 0 | 0 | 0 | 0 | 0 | 0
2016-04-13 15:00 | 0 | 0 | 0 | 0 | 0 | 0 | 754940.0843 | 422677 | 0 | 0 | 0 | 0 | 301679.6072 | 1575876.9397 | 0 | 0 | 0 | 0 | 0 | 0 | 0 | 0 | 0 | 0 | 0 | 0 | 0 | 0 | 0 | 0 | 251998.3149 | 80264.7693 | 0 | 0 | 0 | 0 | 0 | 0 | 0 | 0 | 0 | 0 | 0 | 0 | 0 | 0 | 0
2016-04-13 16:00 | 0 | 0 | 0 | 0 | 0 | 0 | 789359.0342 | 421635 | 0 | 0 | 0 | 0 | 553677.9222 | 1691602.659 | 0 | 0 | 0 | 0 | 0 | 0 | 0 | 0 | 0 | 0 | 0 | 0 | 0 | 0 | 0 | 0 | 251998.3149 | 115725.7193 | 0 | 0 | 0 | 0 | 0 | 0 | 0 | 0 | 0 | 0 | 0 | 0 | 0 | 0 | 0
2016-04-13 17:00 | 0 | 0 | 0 | 0 | 0 | 0 | 789145.0342 | 421421 | 0 | 0 | 0 | 0 | 805676.2371 | 1807328.3783 | 0 | 0 | 0 | 0 | 0 | 0 | 0 | 0 | 0 | 0 | 0 | 0 | 0 | 0 | 0 | 0 | 251998.3149 | 115725.7193 | 0 | 0 | 0 | 0 | 0 | 0 | 0 | 0 | 0 | 0 | 0 | 0 | 0 | 0 | 0
2016-04-13 18:00 | 0 | 0 | 0 | 0 | 0 | 0 | 788042.0342 | 420318 | 0 | 0 | 0 | 0 | 1057674.5521 | 1923054.0976 | 0 | 0 | 0 | 0 | 0 | 0 | 0 | 0 | 0 | 0 | 0 | 0 | 0 | 0 | 0 | 0 | 251998.3149 | 115725.7193 | 0 | 0 | 0 | 0 | 0 | 0 | 0 | 0 | 0 | 0 | 0 | 0 | 0 | 0 | 0
2016-04-13 19:00 | 0 | 0 | 0 | 0 | 0 | 0 | 786871.0342 | 419147 | 0 | 0 | 0 | 0 | 1309672.867 | 2038779.8169 | 0 | 0 | 0 | 0 | 0 | 0 | 0 | 0 | 0 | 0 | 0 | 0 | 0 | 0 | 0 | 0 | 251998.3149 | 115725.7193 | 0 | 0 | 0 | 0 | 0 | 0 | 0 | 0 | 0 | 0 | 0 | 0 | 0 | 0 | 0
2016-04-13 20:00 | 0 | 0 | 0 | 0 | 0 | 0 | 787304.0342 | 419580 | 0 | 0 | 0 | 0 | 1561671.182 | 2154505.5362 | 0 | 0 | 0 | 0 | 0 | 0 | 0 | 0 | 0 | 0 | 0 | 0 | 0 | 0 | 0 | 0 | 251998.3149 | 115725.7193 | 0 | 0 | 0 | 0 | 0 | 0 | 0 | 0 | 0 | 0 | 0 | 0 | 0 | 0 | 0
2016-04-13 21:00 | 0 | 0 | 0 | 0 | 0 | 0 | 788174.0342 | 420450 | 0 | 0 | 0 | 0 | 1813669.4969 | 2270231.2555 | 0 | 0 | 0 | 0 | 0 | 0 | 0 | 0 | 0 | 0 | 0 | 0 | 0 | 0 | 0 | 0 | 251998.3149 | 115725.7193 | 0 | 0 | 0 | 0 | 0 | 0 | 0 | 0 | 0 | 0 | 0 | 0 | 0 | 0 | 0
2016-04-13 22:00 | 0 | 0 | 0 | 0 | 0 | 0 | 761582.0951 | 420714 | 0 | 0 | 0 | 0 | 2038811.8728 | 2385956.9748 | 0 | 0 | 0 | 0 | 0 | 0 | 0 | 0 | 0 | 0 | 0 | 0 | 0 | 0 | 0 | 0 | 225142.3759 | 115725.7193 | 0 | 0 | 0 | 0 | 0 | 0 | 0 | 0 | 0 | 0 | 0 | 0 | 0 | 0 | 0
2016-04-13 23:00 | 0 | 0 | 0 | 0 | 0 | 0 | 650943.8572 | 423466 | 0 | 0 | 0 | 0 | 2290810.1877 | 2361436.517 | 0 | 0 | 0 | 0 | 0 | 0 | 0 | 0 | 0 | 0 | 0 | 0 | 0 | 0 | 0 | 0 | 251998.3149 | -24520.4578 | 0 | 0 | 0 | 0 | 0 | 0 | 0 | 0 | 0 | 0 | 0 | 0 | 0 | 0 | 0
2016-04-14 | 0 | 0 | 0 | 0 | 0 | 0 | 447730.1943 | 433333 | 0 | 0 | 0 | 0 | 2420933.1013 | 2245710.7977 | 0 | 0 | 0 | 0 | 0 | 0 | 0 | 0 | 0 | 0 | 0 | 0 | 0 | 0 | 0 | 0 | 130122.9136 | -115725.7193 | 0 | 0 | 0 | 0 | 0 | 0 | 0 | 0 | 0 | 0 | 0 | 0 | 0 | 0 | 0
2016-04-14 01:00 | 0 | 0 | 0 | 0 | 0 | 0 | 105387.4716 | 431857 | 0 | 0 | 0 | 0 | 2168934.7864 | 2171239.5842 | 0 | 0 | 0 | 0 | 0 | 0 | 0 | 0 | 0 | 0 | 0 | 0 | 0 | 0 | 0 | 0 | -251998.3149 | -74471.2135 | 0 | 0 | 0 | 0 | 0 | 0 | 0 | 0 | 0 | 0 | 0 | 0 | 0 | 0 | 0
2016-04-14 02:00 | 0 | 0 | 0 | 0 | 0 | 678713.7966 | 63.9203 | 415238 | 0 | 0 | 0 | 0 | 2316748.784 | 2286965.3035 | 0 | 0 | 0 | 0 | 0 | 0 | 0 | 0 | 0 | 0 | 0 | 0 | 0 | 0 | 0 | 0 | 147813.9977 | 115725.7193 | 0 | 0 | 0 | 0 | 0 | 0 | 0 | 0 | 0 | 0 | 0 | 0 | 0 | 0 | 0
2016-04-14 03:00 | 0 | 0 | 0 | 0 | 0 | 256829.4044 | 0 | 393102 | 0 | 0 | 0 | 0 | 2064750.4691 | 2402691.0228 | 0 | 0 | 0 | 0 | 0 | 0 | 0 | 0 | 0 | 0 | 0 | 0 | 0 | 0 | 0 | 0 | -251998.3149 | 115725.7193 | 0 | 0 | 0 | 0 | 0 | 0 | 0 | 0 | 0 | 0 | 0 | 0 | 0 | 0 | 0
2016-04-14 04:00 | 0 | 0 | 0 | 0 | 0 | 5281.9658 | 0 | 373006 | 0 | 0 | 0 | 0 | 1812752.1541 | 2286965.3035 | 0 | 0 | 0 | 0 | 0 | 0 | 0 | 0 | 0 | 0 | 0 | 0 | 0 | 0 | 0 | 0 | -251998.3149 | -115725.7193 | 0 | 0 | 0 | 0 | 0 | 0 | 0 | 0 | 0 | 0 | 0 | 0 | 0 | 0 | 0
2016-04-14 05:00 | 0 | 0 | 0 | 0 | 0 | 494495.5956 | 0 | 358223 | 0 | 0 | 0 | 0 | 2064750.4691 | 2171239.5842 | 0 | 0 | 0 | 0 | 0 | 0 | 0 | 0 | 0 | 0 | 0 | 0 | 0 | 0 | 0 | 0 | 251998.3149 | -115725.7193 | 0 | 0 | 0 | 0 | 0 | 0 | 0 | 0 | 0 | 0 | 0 | 0 | 0 | 0 | 0
2016-04-14 06:00 | 0 | 0 | 0 | 0 | 0 | 0 | 0 | 347343 | 0 | 0 | 0 | 0 | 1812752.1541 | 2075894.8991 | 0 | 0 | 0 | 0 | 0 | 0 | 0 | 0 | 0 | 0 | 0 | 0 | 0 | 0 | 0 | 0 | -251998.3149 | -95344.6851 | 0 | 0 | 0 | 0 | 0 | 0 | 0 | 0 | 0 | 0 | 0 | 0 | 0 | 0 | 0
2016-04-14 07:00 | 0 | 0 | 0 | 0 | 0 | 0 | 0 | 341993 | 0 | 0 | 0 | 0 | 1560753.8392 | 1985900.2141 | 0 | 0 | 0 | 0 | 0 | 0 | 0 | 0 | 0 | 0 | 0 | 0 | 0 | 0 | 0 | 0 | -251998.3149 | -89994.6851 | 0 | 0 | 0 | 0 | 0 | 0 | 0 | 0 | 0 | 0 | 0 | 0 | 0 | 0 | 0
2016-04-14 08:00 | 0 | 0 | 0 | 0 | 0 | 0 | 0 | 341746 | 0 | 0 | 0 | 0 | 1308755.5242 | 1896152.529 | 0 | 0 | 0 | 0 | 0 | 0 | 0 | 0 | 0 | 0 | 0 | 0 | 0 | 0 | 0 | 0 | -251998.3149 | -89747.6851 | 0 | 0 | 0 | 0 | 0 | 0 | 0 | 0 | 0 | 0 | 0 | 0 | 0 | 0 | 0
2016-04-14 09:00 | 0 | 0 | 0 | 0 | 0 | 0 | 0 | 352742 | 0 | 0 | 0 | 0 | 1056757.2093 | 1795408.844 | 0 | 0 | 0 | 0 | 0 | 0 | 0 | 0 | 0 | 0 | 0 | 0 | 0 | 0 | 0 | 0 | -251998.3149 | -100743.6851 | 0 | 0 | 0 | 0 | 0 | 0 | 0 | 0 | 0 | 0 | 0 | 0 | 0 | 0 | 0
2016-04-14 10:00 | 0 | 0 | 0 | 0 | 0 | 13022.9658 | 0 | 380747 | 0 | 0 | 0 | 0 | 804758.8944 | 1679683.1247 | 0 | 0 | 0 | 0 | 0 | 0 | 0 | 0 | 0 | 0 | 0 | 0 | 0 | 0 | 0 | 0 | -251998.3149 | -115725.7193 | 0 | 0 | 0 | 0 | 0 | 0 | 0 | 0 | 0 | 0 | 0 | 0 | 0 | 0 | 0
2016-04-14 11:00 | 0 | 0 | 0 | 0 | 0 | 36865.9658 | 0 | 404590 | 0 | 0 | 0 | 0 | 552760.5794 | 1563957.4054 | 0 | 0 | 0 | 0 | 0 | 0 | 0 | 0 | 0 | 0 | 0 | 0 | 0 | 0 | 0 | 0 | -251998.3149 | -115725.7193 | 0 | 0 | 0 | 0 | 0 | 0 | 0 | 0 | 0 | 0 | 0 | 0 | 0 | 0 | 0
2016-04-14 12:00 | 0 | 0 | 0 | 0 | 0 | 319496.8783 | 1167.4427 | 413020 | 0 | 0 | 0 | 0 | 344679.181 | 1679683.1247 | 0 | 0 | 0 | 0 | 0 | 0 | 0 | 0 | 0 | 0 | 0 | 0 | 0 | 0 | 0 | 0 | -208081.3984 | 115725.7193 | 0 | 0 | 0 | 0 | 0 | 0 | 0 | 0 | 0 | 0 | 0 | 0 | 0 | 0 | 0
2016-04-14 13:00 | 0 | 0 | 0 | 0 | 0 | 0 | 283952.007 | 416572 | 0 | 0 | 0 | 0 | 327784.9073 | 1563957.4054 | 0 | 0 | 0 | 0 | 0 | 0 | 0 | 0 | 0 | 0 | 0 | 0 | 0 | 0 | 0 | 0 | -16894.2737 | -115725.7193 | 0 | 0 | 0 | 0 | 0 | 0 | 0 | 0 | 0 | 0 | 0 | 0 | 0 | 0 | 0
2016-04-14 14:00 | 0 | 0 | 0 | 0 | 0 | 0 | 632247.4271 | 420562 | 0 | 0 | 0 | 0 | 579783.2223 | 1523644.5175 | 0 | 0 | 0 | 0 | 0 | 0 | 0 | 0 | 0 | 0 | 0 | 0 | 0 | 0 | 0 | 0 | 251998.3149 | -40312.8878 | 0 | 0 | 0 | 0 | 0 | 0 | 0 | 0 | 0 | 0 | 0 | 0 | 0 | 0 | 0
2016-04-14 15:00 | 0 | 0 | 0 | 0 | 0 | 0 | 790226.0342 | 422502 | 0 | 0 | 0 | 0 | 831781.5372 | 1639370.2368 | 0 | 0 | 0 | 0 | 0 | 0 | 0 | 0 | 0 | 0 | 0 | 0 | 0 | 0 | 0 | 0 | 251998.3149 | 115725.7193 | 0 | 0 | 0 | 0 | 0 | 0 | 0 | 0 | 0 | 0 | 0 | 0 | 0 | 0 | 0
2016-04-14 16:00 | 0 | 0 | 0 | 0 | 0 | 0 | 790730.0342 | 423006 | 0 | 0 | 0 | 0 | 1083779.8522 | 1755095.9561 | 0 | 0 | 0 | 0 | 0 | 0 | 0 | 0 | 0 | 0 | 0 | 0 | 0 | 0 | 0 | 0 | 251998.3149 | 115725.7193 | 0 | 0 | 0 | 0 | 0 | 0 | 0 | 0 | 0 | 0 | 0 | 0 | 0 | 0 | 0
2016-04-14 17:00 | 0 | 0 | 0 | 0 | 0 | 0 | 792280.0342 | 424556 | 0 | 0 | 0 | 0 | 1335778.1671 | 1870821.6754 | 0 | 0 | 0 | 0 | 0 | 0 | 0 | 0 | 0 | 0 | 0 | 0 | 0 | 0 | 0 | 0 | 251998.3149 | 115725.7193 | 0 | 0 | 0 | 0 | 0 | 0 | 0 | 0 | 0 | 0 | 0 | 0 | 0 | 0 | 0
2016-04-14 18:00 | 0 | 0 | 0 | 0 | 0 | 0 | 793051.0342 | 425327 | 0 | 0 | 0 | 0 | 1587776.482 | 1986547.3947 | 0 | 0 | 0 | 0 | 0 | 0 | 0 | 0 | 0 | 0 | 0 | 0 | 0 | 0 | 0 | 0 | 251998.3149 | 115725.7193 | 0 | 0 | 0 | 0 | 0 | 0 | 0 | 0 | 0 | 0 | 0 | 0 | 0 | 0 | 0
2016-04-14 19:00 | 0 | 0 | 0 | 0 | 0 | 0 | 792826.0342 | 425102 | 0 | 0 | 0 | 0 | 1839774.797 | 2102273.114 | 0 | 0 | 0 | 0 | 0 | 0 | 0 | 0 | 0 | 0 | 0 | 0 | 0 | 0 | 0 | 0 | 251998.3149 | 115725.7193 | 0 | 0 | 0 | 0 | 0 | 0 | 0 | 0 | 0 | 0 | 0 | 0 | 0 | 0 | 0
2016-04-14 20:00 | 0 | 0 | 0 | 0 | 0 | 0 | 793543.0342 | 425819 | 0 | 0 | 0 | 0 | 2091773.1119 | 2217998.8333 | 0 | 0 | 0 | 0 | 0 | 0 | 0 | 0 | 0 | 0 | 0 | 0 | 0 | 0 | 0 | 0 | 251998.3149 | 115725.7193 | 0 | 0 | 0 | 0 | 0 | 0 | 0 | 0 | 0 | 0 | 0 | 0 | 0 | 0 | 0
2016-04-14 21:00 | 0 | 0 | 0 | 0 | 0 | 0 | 794103.0342 | 426379 | 0 | 0 | 0 | 0 | 2343771.4269 | 2333724.5526 | 0 | 0 | 0 | 0 | 0 | 0 | 0 | 0 | 0 | 0 | 0 | 0 | 0 | 0 | 0 | 0 | 251998.3149 | 115725.7193 | 0 | 0 | 0 | 0 | 0 | 0 | 0 | 0 | 0 | 0 | 0 | 0 | 0 | 0 | 0
2016-04-14 22:00 | 0 | 0 | 0 | 0 | 0 | 0 | 789458.1221 | 425115 | 0 | 0 | 0 | 0 | 2595769.7418 | 2446069.3598 | 0 | 0 | 0 | 0 | 0 | 0 | 0 | 0 | 0 | 0 | 0 | 0 | 0 | 0 | 0 | 0 | 251998.3149 | 112344.8071 | 0 | 0 | 0 | 0 | 0 | 0 | 0 | 0 | 0 | 0 | 0 | 0 | 0 | 0 | 0
2016-04-14 23:00 | 0 | 0 | 0 | 0 | 0 | 0 | 682321.3518 | 426133 | 0 | 0 | 0 | 0 | 2847768.0568 | 2450259.3966 | 0 | 0 | 0 | 0 | 0 | 0 | 0 | 0 | 0 | 0 | 0 | 0 | 0 | 0 | 0 | 0 | 251998.3149 | 4190.0368 | 0 | 0 | 0 | 0 | 0 | 0 | 0 | 0 | 0 | 0 | 0 | 0 | 0 | 0 | 0
2016-04-15 | 0 | 0 | 0 | 0 | 0 | 0 | 457987.8775 | 434114 | 0 | 0 | 0 | 0 | 2882488.6048 | 2439412.726 | 0 | 0 | 0 | 0 | 0 | 0 | 0 | 0 | 0 | 0 | 0 | 0 | 0 | 0 | 0 | 0 | 34720.5481 | -10846.6706 | 0 | 0 | 0 | 0 | 0 | 0 | 0 | 0 | 0 | 0 | 0 | 0 | 0 | 0 | 0
2016-04-15 01:00 | 0 | 0 | 0 | 0 | 0 | 0 | 116312.7039 | 432498 | 0 | 0 | 0 | 0 | 2630490.2899 | 2375225.7448 | 0 | 0 | 0 | 0 | 0 | 0 | 0 | 0 | 0 | 0 | 0 | 0 | 0 | 0 | 0 | 0 | -251998.3149 | -64186.9812 | 0 | 0 | 0 | 0 | 0 | 0 | 0 | 0 | 0 | 0 | 0 | 0 | 0 | 0 | 0
2016-04-15 02:00 | 0 | 0 | 0 | 0 | 0 | 47846.6417 | 79.3241 | 415650 | 0 | 0 | 0 | 0 | 2378491.975 | 2259500.0255 | 0 | 0 | 0 | 0 | 0 | 0 | 0 | 0 | 0 | 0 | 0 | 0 | 0 | 0 | 0 | 0 | -251998.3149 | -115725.7193 | 0 | 0 | 0 | 0 | 0 | 0 | 0 | 0 | 0 | 0 | 0 | 0 | 0 | 0 | 0
2016-04-15 03:00 | 0 | 0 | 0 | 0 | 0 | 762448.0342 | 0 | 394724 | 0 | 0 | 0 | 0 | 2630490.2899 | 2375225.7448 | 0 | 0 | 0 | 0 | 0 | 0 | 0 | 0 | 0 | 0 | 0 | 0 | 0 | 0 | 0 | 0 | 251998.3149 | 115725.7193 | 0 | 0 | 0 | 0 | 0 | 0 | 0 | 0 | 0 | 0 | 0 | 0 | 0 | 0 | 0
2016-04-15 04:00 | 0 | 0 | 0 | 0 | 0 | 5230.9658 | 0 | 372955 | 0 | 0 | 0 | 0 | 2378491.975 | 2259500.0255 | 0 | 0 | 0 | 0 | 0 | 0 | 0 | 0 | 0 | 0 | 0 | 0 | 0 | 0 | 0 | 0 | -251998.3149 | -115725.7193 | 0 | 0 | 0 | 0 | 0 | 0 | 0 | 0 | 0 | 0 | 0 | 0 | 0 | 0 | 0
2016-04-15 05:00 | 0 | 0 | 0 | 0 | 0 | 0 | 0 | 354842 | 0 | 0 | 0 | 0 | 2139375.6942 | 2143774.3062 | 0 | 0 | 0 | 0 | 0 | 0 | 0 | 0 | 0 | 0 | 0 | 0 | 0 | 0 | 0 | 0 | -239116.2807 | -115725.7193 | 0 | 0 | 0 | 0 | 0 | 0 | 0 | 0 | 0 | 0 | 0 | 0 | 0 | 0 | 0
2016-04-15 06:00 | 0 | 0 | 0 | 0 | 0 | 0 | 0 | 343301 | 0 | 0 | 0 | 0 | 1911800.4135 | 2028048.5869 | 0 | 0 | 0 | 0 | 0 | 0 | 0 | 0 | 0 | 0 | 0 | 0 | 0 | 0 | 0 | 0 | -227575.2807 | -115725.7193 | 0 | 0 | 0 | 0 | 0 | 0 | 0 | 0 | 0 | 0 | 0 | 0 | 0 | 0 | 0
2016-04-15 07:00 | 0 | 0 | 0 | 0 | 0 | 0 | 0 | 337169 | 0 | 0 | 0 | 0 | 1690357.1328 | 1912322.8676 | 0 | 0 | 0 | 0 | 0 | 0 | 0 | 0 | 0 | 0 | 0 | 0 | 0 | 0 | 0 | 0 | -221443.2807 | -115725.7193 | 0 | 0 | 0 | 0 | 0 | 0 | 0 | 0 | 0 | 0 | 0 | 0 | 0 | 0 | 0
2016-04-15 08:00 | 0 | 0 | 0 | 0 | 0 | 0 | 0 | 336380 | 0 | 0 | 0 | 0 | 1438358.8179 | 1827941.1825 | 0 | 0 | 0 | 0 | 0 | 0 | 0 | 0 | 0 | 0 | 0 | 0 | 0 | 0 | 0 | 0 | -251998.3149 | -84381.6851 | 0 | 0 | 0 | 0 | 0 | 0 | 0 | 0 | 0 | 0 | 0 | 0 | 0 | 0 | 0
2016-04-15 09:00 | 0 | 0 | 0 | 0 | 0 | 0 | 0 | 347158 | 0 | 0 | 0 | 0 | 1186360.503 | 1732781.4975 | 0 | 0 | 0 | 0 | 0 | 0 | 0 | 0 | 0 | 0 | 0 | 0 | 0 | 0 | 0 | 0 | -251998.3149 | -95159.6851 | 0 | 0 | 0 | 0 | 0 | 0 | 0 | 0 | 0 | 0 | 0 | 0 | 0 | 0 | 0
2016-04-15 10:00 | 0 | 0 | 0 | 0 | 0 | 5814.9658 | 0 | 373539 | 0 | 0 | 0 | 0 | 934362.188 | 1617055.7782 | 0 | 0 | 0 | 0 | 0 | 0 | 0 | 0 | 0 | 0 | 0 | 0 | 0 | 0 | 0 | 0 | -251998.3149 | -115725.7193 | 0 | 0 | 0 | 0 | 0 | 0 | 0 | 0 | 0 | 0 | 0 | 0 | 0 | 0 | 0
2016-04-15 11:00 | 0 | 0 | 0 | 0 | 0 | 28777.9658 | 0 | 396502 | 0 | 0 | 0 | 0 | 682363.8731 | 1501330.0589 | 0 | 0 | 0 | 0 | 0 | 0 | 0 | 0 | 0 | 0 | 0 | 0 | 0 | 0 | 0 | 0 | -251998.3149 | -115725.7193 | 0 | 0 | 0 | 0 | 0 | 0 | 0 | 0 | 0 | 0 | 0 | 0 | 0 | 0 | 0
2016-04-15 12:00 | 0 | 0 | 0 | 0 | 0 | 570152.4474 | 3566.6098 | 405688 | 0 | 0 | 0 | 0 | 734669.211 | 1617055.7782 | 0 | 0 | 0 | 0 | 0 | 0 | 0 | 0 | 0 | 0 | 0 | 0 | 0 | 0 | 0 | 0 | 52305.3379 | 115725.7193 | 0 | 0 | 0 | 0 | 0 | 0 | 0 | 0 | 0 | 0 | 0 | 0 | 0 | 0 | 0
2016-04-15 13:00 | 0 | 0 | 0 | 0 | 0 | 0 | 168223.4782 | 412042 | 0 | 0 | 0 | 0 | 501536.292 | 1606370.1754 | 0 | 0 | 0 | 0 | 0 | 0 | 0 | 0 | 0 | 0 | 0 | 0 | 0 | 0 | 0 | 0 | -233132.919 | -10685.6028 | 0 | 0 | 0 | 0 | 0 | 0 | 0 | 0 | 0 | 0 | 0 | 0 | 0 | 0 | 0
2016-04-15 14:00 | 0 | 0 | 0 | 0 | 0 | 0 | 517829.8672 | 416745 | 0 | 0 | 0 | 0 | 718346.8785 | 1490644.4561 | 0 | 0 | 0 | 0 | 0 | 0 | 0 | 0 | 0 | 0 | 0 | 0 | 0 | 0 | 0 | 0 | 216810.5865 | -115725.7193 | 0 | 0 | 0 | 0 | 0 | 0 | 0 | 0 | 0 | 0 | 0 | 0 | 0 | 0 | 0
2016-04-15 15:00 | 0 | 0 | 0 | 0 | 0 | 94059.5449 | 692497.4894 | 418833 | 0 | 0 | 0 | 0 | 970345.1934 | 1606370.1754 | 0 | 0 | 0 | 0 | 0 | 0 | 0 | 0 | 0 | 0 | 0 | 0 | 0 | 0 | 0 | 0 | 251998.3149 | 115725.7193 | 0 | 0 | 0 | 0 | 0 | 0 | 0 | 0 | 0 | 0 | 0 | 0 | 0 | 0 | 0
2016-04-15 16:00 | 0 | 0 | 0 | 0 | 0 | 0 | 752949.3606 | 418523 | 0 | 0 | 0 | 0 | 1222343.5084 | 1688798.221 | 0 | 0 | 0 | 0 | 0 | 0 | 0 | 0 | 0 | 0 | 0 | 0 | 0 | 0 | 0 | 0 | 251998.3149 | 82428.0457 | 0 | 0 | 0 | 0 | 0 | 0 | 0 | 0 | 0 | 0 | 0 | 0 | 0 | 0 | 0
2016-04-15 17:00 | 0 | 0 | 0 | 0 | 0 | 0 | 770911.34 | 418123 | 0 | 0 | 0 | 0 | 1474341.8233 | 1789588.2461 | 0 | 0 | 0 | 0 | 0 | 0 | 0 | 0 | 0 | 0 | 0 | 0 | 0 | 0 | 0 | 0 | 251998.3149 | 100790.025 | 0 | 0 | 0 | 0 | 0 | 0 | 0 | 0 | 0 | 0 | 0 | 0 | 0 | 0 | 0
2016-04-15 18:00 | 0 | 0 | 0 | 0 | 0 | 0 | 768665.9494 | 418358 | 0 | 0 | 0 | 0 | 1726340.1383 | 1887897.8805 | 0 | 0 | 0 | 0 | 0 | 0 | 0 | 0 | 0 | 0 | 0 | 0 | 0 | 0 | 0 | 0 | 251998.3149 | 98309.6344 | 0 | 0 | 0 | 0 | 0 | 0 | 0 | 0 | 0 | 0 | 0 | 0 | 0 | 0 | 0
2016-04-15 19:00 | 0 | 0 | 0 | 0 | 0 | 0 | 752684.6718 | 418101 | 0 | 0 | 0 | 0 | 1978338.4532 | 1970483.2374 | 0 | 0 | 0 | 0 | 0 | 0 | 0 | 0 | 0 | 0 | 0 | 0 | 0 | 0 | 0 | 0 | 251998.3149 | 82585.3569 | 0 | 0 | 0 | 0 | 0 | 0 | 0 | 0 | 0 | 0 | 0 | 0 | 0 | 0 | 0
2016-04-15 20:00 | 0 | 0 | 0 | 0 | 0 | 0 | 737574.9016 | 417358 | 0 | 0 | 0 | 0 | 2230336.7681 | 2038701.8241 | 0 | 0 | 0 | 0 | 0 | 0 | 0 | 0 | 0 | 0 | 0 | 0 | 0 | 0 | 0 | 0 | 251998.3149 | 68218.5867 | 0 | 0 | 0 | 0 | 0 | 0 | 0 | 0 | 0 | 0 | 0 | 0 | 0 | 0 | 0
2016-04-15 21:00 | 0 | 0 | 0 | 0 | 0 | 0 | 709066.1328 | 416596 | 0 | 0 | 0 | 0 | 2407081.1816 | 2154427.5434 | 0 | 0 | 0 | 0 | 0 | 0 | 0 | 0 | 0 | 0 | 0 | 0 | 0 | 0 | 0 | 0 | 176744.4135 | 115725.7193 | 0 | 0 | 0 | 0 | 0 | 0 | 0 | 0 | 0 | 0 | 0 | 0 | 0 | 0 | 0
2016-04-15 22:00 | 0 | 0 | 0 | 0 | 0 | 0 | 656103.0614 | 413276 | 0 | 0 | 0 | 0 | 2534182.5237 | 2270153.2627 | 0 | 0 | 0 | 0 | 0 | 0 | 0 | 0 | 0 | 0 | 0 | 0 | 0 | 0 | 0 | 0 | 127101.3421 | 115725.7193 | 0 | 0 | 0 | 0 | 0 | 0 | 0 | 0 | 0 | 0 | 0 | 0 | 0 | 0 | 0
2016-04-15 23:00 | 0 | 0 | 0 | 0 | 0 | 0 | 559530.5214 | 410671 | 0 | 0 | 0 | 0 | 2786180.8387 | 2167014.4691 | 0 | 0 | 0 | 0 | 0 | 0 | 0 | 0 | 0 | 0 | 0 | 0 | 0 | 0 | 0 | 0 | 251998.3149 | -103138.7936 | 0 | 0 | 0 | 0 | 0 | 0 | 0 | 0 | 0 | 0 | 0 | 0 | 0 | 0 | 0
2016-04-16 | 0 | 0 | 0 | 0 | 0 | 0 | 395567.0469 | 414985 | 0 | 0 | 0 | 0 | 2882488.6048 | 2051288.7498 | 0 | 0 | 0 | 0 | 0 | 0 | 0 | 0 | 0 | 0 | 0 | 0 | 0 | 0 | 0 | 0 | 96307.7662 | -115725.7193 | 0 | 0 | 0 | 0 | 0 | 0 | 0 | 0 | 0 | 0 | 0 | 0 | 0 | 0 | 0
2016-04-16 01:00 | 0 | 0 | 0 | 0 | 0 | 0 | 128160.8438 | 414242 | 0 | 0 | 0 | 0 | 2712133.168 | 1935563.0305 | 0 | 0 | 0 | 0 | 0 | 0 | 0 | 0 | 0 | 0 | 0 | 0 | 0 | 0 | 0 | 0 | -170355.4369 | -115725.7193 | 0 | 0 | 0 | 0 | 0 | 0 | 0 | 0 | 0 | 0 | 0 | 0 | 0 | 0 | 0
2016-04-16 02:00 | 0 | 0 | 0 | 0 | 0 | 264270.5094 | 105.895 | 400649 | 0 | 0 | 0 | 0 | 2460134.853 | 2051288.7498 | 0 | 0 | 0 | 0 | 0 | 0 | 0 | 0 | 0 | 0 | 0 | 0 | 0 | 0 | 0 | 0 | -251998.3149 | 115725.7193 | 0 | 0 | 0 | 0 | 0 | 0 | 0 | 0 | 0 | 0 | 0 | 0 | 0 | 0 | 0
2016-04-16 03:00 | 0 | 0 | 0 | 0 | 0 | 15170.9658 | 0 | 382895 | 0 | 0 | 0 | 0 | 2208136.5381 | 1935563.0305 | 0 | 0 | 0 | 0 | 0 | 0 | 0 | 0 | 0 | 0 | 0 | 0 | 0 | 0 | 0 | 0 | -251998.3149 | -115725.7193 | 0 | 0 | 0 | 0 | 0 | 0 | 0 | 0 | 0 | 0 | 0 | 0 | 0 | 0 | 0
2016-04-16 04:00 | 0 | 0 | 0 | 0 | 0 | 0 | 0 | 363855 | 0 | 0 | 0 | 0 | 1960007.2574 | 1819837.3112 | 0 | 0 | 0 | 0 | 0 | 0 | 0 | 0 | 0 | 0 | 0 | 0 | 0 | 0 | 0 | 0 | -248129.2807 | -115725.7193 | 0 | 0 | 0 | 0 | 0 | 0 | 0 | 0 | 0 | 0 | 0 | 0 | 0 | 0 | 0
2016-04-16 05:00 | 0 | 0 | 0 | 0 | 0 | 211223.4044 | 0 | 347496 | 0 | 0 | 0 | 0 | 1708008.9424 | 1935563.0305 | 0 | 0 | 0 | 0 | 0 | 0 | 0 | 0 | 0 | 0 | 0 | 0 | 0 | 0 | 0 | 0 | -251998.3149 | 115725.7193 | 0 | 0 | 0 | 0 | 0 | 0 | 0 | 0 | 0 | 0 | 0 | 0 | 0 | 0 | 0
2016-04-16 06:00 | 0 | 0 | 0 | 0 | 0 | 0 | 0 | 335417 | 0 | 0 | 0 | 0 | 1488317.6617 | 1819837.3112 | 0 | 0 | 0 | 0 | 0 | 0 | 0 | 0 | 0 | 0 | 0 | 0 | 0 | 0 | 0 | 0 | -219691.2807 | -115725.7193 | 0 | 0 | 0 | 0 | 0 | 0 | 0 | 0 | 0 | 0 | 0 | 0 | 0 | 0 | 0
2016-04-16 07:00 | 0 | 0 | 0 | 0 | 0 | 0 | 0 | 327825 | 0 | 0 | 0 | 0 | 1276218.381 | 1704111.5919 | 0 | 0 | 0 | 0 | 0 | 0 | 0 | 0 | 0 | 0 | 0 | 0 | 0 | 0 | 0 | 0 | -212099.2807 | -115725.7193 | 0 | 0 | 0 | 0 | 0 | 0 | 0 | 0 | 0 | 0 | 0 | 0 | 0 | 0 | 0
2016-04-16 08:00 | 0 | 0 | 0 | 0 | 0 | 0 | 0 | 325337 | 0 | 0 | 0 | 0 | 1066607.1003 | 1588385.8726 | 0 | 0 | 0 | 0 | 0 | 0 | 0 | 0 | 0 | 0 | 0 | 0 | 0 | 0 | 0 | 0 | -209611.2807 | -115725.7193 | 0 | 0 | 0 | 0 | 0 | 0 | 0 | 0 | 0 | 0 | 0 | 0 | 0 | 0 | 0
2016-04-16 09:00 | 0 | 0 | 0 | 0 | 0 | 0 | 0 | 327933 | 0 | 0 | 0 | 0 | 854399.8196 | 1472660.1533 | 0 | 0 | 0 | 0 | 0 | 0 | 0 | 0 | 0 | 0 | 0 | 0 | 0 | 0 | 0 | 0 | -212207.2807 | -115725.7193 | 0 | 0 | 0 | 0 | 0 | 0 | 0 | 0 | 0 | 0 | 0 | 0 | 0 | 0 | 0
2016-04-16 10:00 | 0 | 0 | 0 | 0 | 0 | 0 | 0 | 334746 | 0 | 0 | 0 | 0 | 602401.5047 | 1389912.4683 | 0 | 0 | 0 | 0 | 0 | 0 | 0 | 0 | 0 | 0 | 0 | 0 | 0 | 0 | 0 | 0 | -251998.3149 | -82747.6851 | 0 | 0 | 0 | 0 | 0 | 0 | 0 | 0 | 0 | 0 | 0 | 0 | 0 | 0 | 0
2016-04-16 11:00 | 0 | 0 | 0 | 0 | 0 | 0 | 0 | 344307 | 0 | 0 | 0 | 0 | 350403.1897 | 1297603.7832 | 0 | 0 | 0 | 0 | 0 | 0 | 0 | 0 | 0 | 0 | 0 | 0 | 0 | 0 | 0 | 0 | -251998.3149 | -92308.6851 | 0 | 0 | 0 | 0 | 0 | 0 | 0 | 0 | 0 | 0 | 0 | 0 | 0 | 0 | 0
2016-04-16 12:00 | 0 | 0 | 0 | 0 | 0 | 583348.8609 | 1952.6921 | 357102 | 0 | 0 | 0 | 0 | 602401.5047 | 1273805.0214 | 0 | 0 | 0 | 0 | 0 | 0 | 0 | 0 | 0 | 0 | 0 | 0 | 0 | 0 | 0 | 0 | 251998.3149 | -23798.7618 | 0 | 0 | 0 | 0 | 0 | 0 | 0 | 0 | 0 | 0 | 0 | 0 | 0 | 0 | 0
2016-04-16 13:00 | 0 | 0 | 0 | 0 | 0 | 0 | 175639.8323 | 369331 | 0 | 0 | 0 | 0 | 524436.0562 | 1158079.3021 | 0 | 0 | 0 | 0 | 0 | 0 | 0 | 0 | 0 | 0 | 0 | 0 | 0 | 0 | 0 | 0 | -77965.4484 | -115725.7193 | 0 | 0 | 0 | 0 | 0 | 0 | 0 | 0 | 0 | 0 | 0 | 0 | 0 | 0 | 0
2016-04-16 14:00 | 0 | 0 | 0 | 0 | 0 | 0 | 523617.3725 | 378117 | 0 | 0 | 0 | 0 | 554210.7094 | 1273805.0214 | 0 | 0 | 0 | 0 | 0 | 0 | 0 | 0 | 0 | 0 | 0 | 0 | 0 | 0 | 0 | 0 | 29774.6532 | 115725.7193 | 0 | 0 | 0 | 0 | 0 | 0 | 0 | 0 | 0 | 0 | 0 | 0 | 0 | 0 | 0
2016-04-16 15:00 | 0 | 0 | 0 | 0 | 0 | 0 | 716919.5278 | 382861 | 0 | 0 | 0 | 0 | 806209.0244 | 1355865.2342 | 0 | 0 | 0 | 0 | 0 | 0 | 0 | 0 | 0 | 0 | 0 | 0 | 0 | 0 | 0 | 0 | 251998.3149 | 82060.2129 | 0 | 0 | 0 | 0 | 0 | 0 | 0 | 0 | 0 | 0 | 0 | 0 | 0 | 0 | 0
2016-04-16 16:00 | 0 | 0 | 0 | 0 | 0 | 0 | 752865.0342 | 385141 | 0 | 0 | 0 | 0 | 1058207.3393 | 1471590.9535 | 0 | 0 | 0 | 0 | 0 | 0 | 0 | 0 | 0 | 0 | 0 | 0 | 0 | 0 | 0 | 0 | 251998.3149 | 115725.7193 | 0 | 0 | 0 | 0 | 0 | 0 | 0 | 0 | 0 | 0 | 0 | 0 | 0 | 0 | 0
2016-04-16 17:00 | 0 | 0 | 0 | 0 | 0 | 0 | 752065.0342 | 384341 | 0 | 0 | 0 | 0 | 1310205.6543 | 1587316.6728 | 0 | 0 | 0 | 0 | 0 | 0 | 0 | 0 | 0 | 0 | 0 | 0 | 0 | 0 | 0 | 0 | 251998.3149 | 115725.7193 | 0 | 0 | 0 | 0 | 0 | 0 | 0 | 0 | 0 | 0 | 0 | 0 | 0 | 0 | 0
2016-04-16 18:00 | 0 | 0 | 0 | 0 | 0 | 0 | 751494.0342 | 383770 | 0 | 0 | 0 | 0 | 1562203.9692 | 1703042.3921 | 0 | 0 | 0 | 0 | 0 | 0 | 0 | 0 | 0 | 0 | 0 | 0 | 0 | 0 | 0 | 0 | 251998.3149 | 115725.7193 | 0 | 0 | 0 | 0 | 0 | 0 | 0 | 0 | 0 | 0 | 0 | 0 | 0 | 0 | 0
2016-04-16 19:00 | 0 | 0 | 0 | 0 | 0 | 0 | 751825.0342 | 384101 | 0 | 0 | 0 | 0 | 1814202.2841 | 1818768.1114 | 0 | 0 | 0 | 0 | 0 | 0 | 0 | 0 | 0 | 0 | 0 | 0 | 0 | 0 | 0 | 0 | 251998.3149 | 115725.7193 | 0 | 0 | 0 | 0 | 0 | 0 | 0 | 0 | 0 | 0 | 0 | 0 | 0 | 0 | 0
2016-04-16 20:00 | 0 | 0 | 0 | 0 | 0 | 0 | 753186.0342 | 385462 | 0 | 0 | 0 | 0 | 2066200.5991 | 1934493.8307 | 0 | 0 | 0 | 0 | 0 | 0 | 0 | 0 | 0 | 0 | 0 | 0 | 0 | 0 | 0 | 0 | 251998.3149 | 115725.7193 | 0 | 0 | 0 | 0 | 0 | 0 | 0 | 0 | 0 | 0 | 0 | 0 | 0 | 0 | 0
2016-04-16 21:00 | 0 | 0 | 0 | 0 | 0 | 0 | 754809.0342 | 387085 | 0 | 0 | 0 | 0 | 2318198.914 | 2050219.55 | 0 | 0 | 0 | 0 | 0 | 0 | 0 | 0 | 0 | 0 | 0 | 0 | 0 | 0 | 0 | 0 | 251998.3149 | 115725.7193 | 0 | 0 | 0 | 0 | 0 | 0 | 0 | 0 | 0 | 0 | 0 | 0 | 0 | 0 | 0
2016-04-16 22:00 | 0 | 0 | 0 | 0 | 0 | 0 | 723928.6613 | 388102 | 0 | 0 | 0 | 0 | 2570197.229 | 2134047.8964 | 0 | 0 | 0 | 0 | 0 | 0 | 0 | 0 | 0 | 0 | 0 | 0 | 0 | 0 | 0 | 0 | 251998.3149 | 83828.3464 | 0 | 0 | 0 | 0 | 0 | 0 | 0 | 0 | 0 | 0 | 0 | 0 | 0 | 0 | 0
2016-04-16 23:00 | 0 | 0 | 0 | 0 | 0 | 0 | 619085.0887 | 388037 | 0 | 0 | 0 | 0 | 2822195.5439 | 2113097.6701 | 0 | 0 | 0 | 0 | 0 | 0 | 0 | 0 | 0 | 0 | 0 | 0 | 0 | 0 | 0 | 0 | 251998.3149 | -20950.2262 | 0 | 0 | 0 | 0 | 0 | 0 | 0 | 0 | 0 | 0 | 0 | 0 | 0 | 0 | 0
2016-04-17 | 0 | 0 | 0 | 0 | 0 | 0 | 430811.2037 | 394464 | 0 | 0 | 0 | 0 | 2774064.2554 | 2197576.1624 | 0 | 0 | 0 | 0 | 0 | 0 | 0 | 0 | 0 | 0 | 0 | 0 | 0 | 0 | 0 | 0 | -48131.2885 | 84478.4922 | 0 | 0 | 0 | 0 | 0 | 0 | 0 | 0 | 0 | 0 | 0 | 0 | 0 | 0 | 0
2016-04-17 01:00 | 0 | 0 | 0 | 0 | 0 | 0 | 135890.3152 | 395190 | 0 | 0 | 0 | 0 | 2630490.2899 | 2081850.4431 | 0 | 0 | 0 | 0 | 0 | 0 | 0 | 0 | 0 | 0 | 0 | 0 | 0 | 0 | 0 | 0 | -143573.9655 | -115725.7193 | 0 | 0 | 0 | 0 | 0 | 0 | 0 | 0 | 0 | 0 | 0 | 0 | 0 | 0 | 0
2016-04-17 02:00 | 0 | 0 | 0 | 0 | 0 | 633033.4657 | 131.4914 | 384800 | 0 | 0 | 0 | 0 | 2882488.6048 | 2078217.0852 | 0 | 0 | 0 | 0 | 0 | 0 | 0 | 0 | 0 | 0 | 0 | 0 | 0 | 0 | 0 | 0 | 251998.3149 | -3633.3579 | 0 | 0 | 0 | 0 | 0 | 0 | 0 | 0 | 0 | 0 | 0 | 0 | 0 | 0 | 0
2016-04-17 03:00 | 0 | 0 | 0 | 0 | 0 | 233074.4044 | 0 | 369347 | 0 | 0 | 0 | 0 | 2630490.2899 | 2193942.8045 | 0 | 0 | 0 | 0 | 0 | 0 | 0 | 0 | 0 | 0 | 0 | 0 | 0 | 0 | 0 | 0 | -251998.3149 | 115725.7193 | 0 | 0 | 0 | 0 | 0 | 0 | 0 | 0 | 0 | 0 | 0 | 0 | 0 | 0 | 0
2016-04-17 04:00 | 0 | 0 | 0 | 0 | 0 | 0 | 0 | 351753 | 0 | 0 | 0 | 0 | 2378491.975 | 2094188.1194 | 0 | 0 | 0 | 0 | 0 | 0 | 0 | 0 | 0 | 0 | 0 | 0 | 0 | 0 | 0 | 0 | -251998.3149 | -99754.6851 | 0 | 0 | 0 | 0 | 0 | 0 | 0 | 0 | 0 | 0 | 0 | 0 | 0 | 0 | 0
2016-04-17 05:00 | 0 | 0 | 0 | 0 | 0 | 0 | 0 | 335850 | 0 | 0 | 0 | 0 | 2158367.6942 | 1978462.4001 | 0 | 0 | 0 | 0 | 0 | 0 | 0 | 0 | 0 | 0 | 0 | 0 | 0 | 0 | 0 | 0 | -220124.2807 | -115725.7193 | 0 | 0 | 0 | 0 | 0 | 0 | 0 | 0 | 0 | 0 | 0 | 0 | 0 | 0 | 0
2016-04-17 06:00 | 0 | 0 | 0 | 0 | 0 | 0 | 0 | 324047 | 0 | 0 | 0 | 0 | 1950046.4135 | 1862736.6809 | 0 | 0 | 0 | 0 | 0 | 0 | 0 | 0 | 0 | 0 | 0 | 0 | 0 | 0 | 0 | 0 | -208321.2807 | -115725.7193 | 0 | 0 | 0 | 0 | 0 | 0 | 0 | 0 | 0 | 0 | 0 | 0 | 0 | 0 | 0
2016-04-17 07:00 | 0 | 0 | 0 | 0 | 0 | 0 | 0 | 316631 | 0 | 0 | 0 | 0 | 1698048.0986 | 1798103.9958 | 0 | 0 | 0 | 0 | 0 | 0 | 0 | 0 | 0 | 0 | 0 | 0 | 0 | 0 | 0 | 0 | -251998.3149 | -64632.6851 | 0 | 0 | 0 | 0 | 0 | 0 | 0 | 0 | 0 | 0 | 0 | 0 | 0 | 0 | 0
2016-04-17 08:00 | 0 | 0 | 0 | 0 | 0 | 0 | 0 | 313590 | 0 | 0 | 0 | 0 | 1446049.7837 | 1736512.3107 | 0 | 0 | 0 | 0 | 0 | 0 | 0 | 0 | 0 | 0 | 0 | 0 | 0 | 0 | 0 | 0 | -251998.3149 | -61591.6851 | 0 | 0 | 0 | 0 | 0 | 0 | 0 | 0 | 0 | 0 | 0 | 0 | 0 | 0 | 0
2016-04-17 09:00 | 0 | 0 | 0 | 0 | 0 | 0 | 0 | 314738 | 0 | 0 | 0 | 0 | 1194051.4687 | 1673772.6257 | 0 | 0 | 0 | 0 | 0 | 0 | 0 | 0 | 0 | 0 | 0 | 0 | 0 | 0 | 0 | 0 | -251998.3149 | -62739.6851 | 0 | 0 | 0 | 0 | 0 | 0 | 0 | 0 | 0 | 0 | 0 | 0 | 0 | 0 | 0
2016-04-17 10:00 | 0 | 0 | 0 | 0 | 0 | 0 | 0 | 318416 | 0 | 0 | 0 | 0 | 942053.1538 | 1607354.9406 | 0 | 0 | 0 | 0 | 0 | 0 | 0 | 0 | 0 | 0 | 0 | 0 | 0 | 0 | 0 | 0 | -251998.3149 | -66417.6851 | 0 | 0 | 0 | 0 | 0 | 0 | 0 | 0 | 0 | 0 | 0 | 0 | 0 | 0 | 0
2016-04-17 11:00 | 0 | 0 | 0 | 0 | 0 | 0 | 0 | 324666 | 0 | 0 | 0 | 0 | 690054.8388 | 1534687.2556 | 0 | 0 | 0 | 0 | 0 | 0 | 0 | 0 | 0 | 0 | 0 | 0 | 0 | 0 | 0 | 0 | -251998.3149 | -72667.6851 | 0 | 0 | 0 | 0 | 0 | 0 | 0 | 0 | 0 | 0 | 0 | 0 | 0 | 0 | 0
2016-04-17 12:00 | 0 | 0 | 0 | 0 | 0 | 362034.4827 | 2481.7365 | 336399 | 0 | 0 | 0 | 0 | 602919.2891 | 1649940.0245 | 0 | 0 | 0 | 0 | 0 | 0 | 0 | 0 | 0 | 0 | 0 | 0 | 0 | 0 | 0 | 0 | -87135.5497 | 115252.7689 | 0 | 0 | 0 | 0 | 0 | 0 | 0 | 0 | 0 | 0 | 0 | 0 | 0 | 0 | 0
2016-04-17 13:00 | 0 | 0 | 0 | 0 | 0 | 0 | 208540.4012 | 348917 | 0 | 0 | 0 | 0 | 350920.9741 | 1761561.7406 | 0 | 0 | 0 | 0 | 0 | 0 | 0 | 0 | 0 | 0 | 0 | 0 | 0 | 0 | 0 | 0 | -251998.3149 | 111621.7161 | 0 | 0 | 0 | 0 | 0 | 0 | 0 | 0 | 0 | 0 | 0 | 0 | 0 | 0 | 0
2016-04-17 14:00 | 0 | 0 | 0 | 0 | 0 | 0 | 572004.8781 | 357864 | 0 | 0 | 0 | 0 | 449336.133 | 1877287.4599 | 0 | 0 | 0 | 0 | 0 | 0 | 0 | 0 | 0 | 0 | 0 | 0 | 0 | 0 | 0 | 0 | 98415.1588 | 115725.7193 | 0 | 0 | 0 | 0 | 0 | 0 | 0 | 0 | 0 | 0 | 0 | 0 | 0 | 0 | 0
2016-04-17 15:00 | 0 | 0 | 0 | 0 | 0 | 0 | 731709.0342 | 363985 | 0 | 0 | 0 | 0 | 701334.4479 | 1993013.1792 | 0 | 0 | 0 | 0 | 0 | 0 | 0 | 0 | 0 | 0 | 0 | 0 | 0 | 0 | 0 | 0 | 251998.3149 | 115725.7193 | 0 | 0 | 0 | 0 | 0 | 0 | 0 | 0 | 0 | 0 | 0 | 0 | 0 | 0 | 0
2016-04-17 16:00 | 0 | 0 | 0 | 0 | 0 | 0 | 737383.0342 | 369659 | 0 | 0 | 0 | 0 | 953332.7629 | 2108738.8985 | 0 | 0 | 0 | 0 | 0 | 0 | 0 | 0 | 0 | 0 | 0 | 0 | 0 | 0 | 0 | 0 | 251998.3149 | 115725.7193 | 0 | 0 | 0 | 0 | 0 | 0 | 0 | 0 | 0 | 0 | 0 | 0 | 0 | 0 | 0
2016-04-17 17:00 | 0 | 0 | 0 | 0 | 0 | 0 | 741585.0342 | 373861 | 0 | 0 | 0 | 0 | 1205331.0778 | 2224464.6178 | 0 | 0 | 0 | 0 | 0 | 0 | 0 | 0 | 0 | 0 | 0 | 0 | 0 | 0 | 0 | 0 | 251998.3149 | 115725.7193 | 0 | 0 | 0 | 0 | 0 | 0 | 0 | 0 | 0 | 0 | 0 | 0 | 0 | 0 | 0
2016-04-17 18:00 | 0 | 0 | 0 | 0 | 0 | 0 | 744936.0342 | 377212 | 0 | 0 | 0 | 0 | 1457329.3928 | 2340190.3371 | 0 | 0 | 0 | 0 | 0 | 0 | 0 | 0 | 0 | 0 | 0 | 0 | 0 | 0 | 0 | 0 | 251998.3149 | 115725.7193 | 0 | 0 | 0 | 0 | 0 | 0 | 0 | 0 | 0 | 0 | 0 | 0 | 0 | 0 | 0
2016-04-17 19:00 | 0 | 0 | 0 | 0 | 0 | 0 | 747942.0342 | 380218 | 0 | 0 | 0 | 0 | 1709327.7077 | 2455916.0564 | 0 | 0 | 0 | 0 | 0 | 0 | 0 | 0 | 0 | 0 | 0 | 0 | 0 | 0 | 0 | 0 | 251998.3149 | 115725.7193 | 0 | 0 | 0 | 0 | 0 | 0 | 0 | 0 | 0 | 0 | 0 | 0 | 0 | 0 | 0
2016-04-17 20:00 | 0 | 0 | 0 | 0 | 0 | 0 | 752769.0342 | 385045 | 0 | 0 | 0 | 0 | 1961326.0227 | 2571641.7757 | 0 | 0 | 0 | 0 | 0 | 0 | 0 | 0 | 0 | 0 | 0 | 0 | 0 | 0 | 0 | 0 | 251998.3149 | 115725.7193 | 0 | 0 | 0 | 0 | 0 | 0 | 0 | 0 | 0 | 0 | 0 | 0 | 0 | 0 | 0
2016-04-17 21:00 | 0 | 0 | 0 | 0 | 0 | 0 | 758905.0342 | 391181 | 0 | 0 | 0 | 0 | 2213324.3376 | 2687367.495 | 0 | 0 | 0 | 0 | 0 | 0 | 0 | 0 | 0 | 0 | 0 | 0 | 0 | 0 | 0 | 0 | 251998.3149 | 115725.7193 | 0 | 0 | 0 | 0 | 0 | 0 | 0 | 0 | 0 | 0 | 0 | 0 | 0 | 0 | 0
2016-04-17 22:00 | 0 | 0 | 0 | 0 | 0 | 0 | 763839.0342 | 396115 | 0 | 0 | 0 | 0 | 2465322.6525 | 2803093.2142 | 0 | 0 | 0 | 0 | 0 | 0 | 0 | 0 | 0 | 0 | 0 | 0 | 0 | 0 | 0 | 0 | 251998.3149 | 115725.7193 | 0 | 0 | 0 | 0 | 0 | 0 | 0 | 0 | 0 | 0 | 0 | 0 | 0 | 0 | 0
2016-04-17 23:00 | 0 | 0 | 0 | 0 | 0 | 0 | 669739.7891 | 399850 | 0 | 0 | 0 | 0 | 2717320.9675 | 2820984.6884 | 0 | 0 | 0 | 0 | 0 | 0 | 0 | 0 | 0 | 0 | 0 | 0 | 0 | 0 | 0 | 0 | 251998.3149 | 17891.4742 | 0 | 0 | 0 | 0 | 0 | 0 | 0 | 0 | 0 | 0 | 0 | 0 | 0 | 0 | 0
2016-04-18 | 0 | 0 | 0 | 0 | 0 | 0 | 459335.9181 | 409894 | 0 | 0 | 0 | 0 | 2882488.6048 | 2705258.9691 | 0 | 0 | 0 | 0 | 0 | 0 | 0 | 0 | 0 | 0 | 0 | 0 | 0 | 0 | 0 | 0 | 165167.6374 | -115725.7193 | 0 | 0 | 0 | 0 | 0 | 0 | 0 | 0 | 0 | 0 | 0 | 0 | 0 | 0 | 0
2016-04-18 01:00 | 0 | 0 | 0 | 0 | 0 | 0 | 137006.4267 | 410275 | 0 | 0 | 0 | 0 | 2655880.4395 | 2658598.5612 | 0 | 0 | 0 | 0 | 0 | 0 | 0 | 0 | 0 | 0 | 0 | 0 | 0 | 0 | 0 | 0 | -226608.1654 | -46660.4079 | 0 | 0 | 0 | 0 | 0 | 0 | 0 | 0 | 0 | 0 | 0 | 0 | 0 | 0 | 0
2016-04-18 02:00 | 0 | 0 | 0 | 0 | 0 | 369814.7112 | 169.5198 | 394431 | 0 | 0 | 0 | 0 | 2747159.3898 | 2542872.8419 | 0 | 0 | 0 | 0 | 0 | 0 | 0 | 0 | 0 | 0 | 0 | 0 | 0 | 0 | 0 | 0 | 91278.9503 | -115725.7193 | 0 | 0 | 0 | 0 | 0 | 0 | 0 | 0 | 0 | 0 | 0 | 0 | 0 | 0 | 0
2016-04-18 03:00 | 0 | 0 | 0 | 0 | 0 | 6168.9658 | 0 | 373893 | 0 | 0 | 0 | 0 | 2495161.0748 | 2427147.1226 | 0 | 0 | 0 | 0 | 0 | 0 | 0 | 0 | 0 | 0 | 0 | 0 | 0 | 0 | 0 | 0 | -251998.3149 | -115725.7193 | 0 | 0 | 0 | 0 | 0 | 0 | 0 | 0 | 0 | 0 | 0 | 0 | 0 | 0 | 0
2016-04-18 04:00 | 0 | 0 | 0 | 0 | 0 | 0 | 0 | 352812 | 0 | 0 | 0 | 0 | 2258074.7941 | 2311421.4033 | 0 | 0 | 0 | 0 | 0 | 0 | 0 | 0 | 0 | 0 | 0 | 0 | 0 | 0 | 0 | 0 | -237086.2807 | -115725.7193 | 0 | 0 | 0 | 0 | 0 | 0 | 0 | 0 | 0 | 0 | 0 | 0 | 0 | 0 | 0
2016-04-18 05:00 | 0 | 0 | 0 | 0 | 0 | 0 | 0 | 335936 | 0 | 0 | 0 | 0 | 2037864.5134 | 2195695.684 | 0 | 0 | 0 | 0 | 0 | 0 | 0 | 0 | 0 | 0 | 0 | 0 | 0 | 0 | 0 | 0 | -220210.2807 | -115725.7193 | 0 | 0 | 0 | 0 | 0 | 0 | 0 | 0 | 0 | 0 | 0 | 0 | 0 | 0 | 0
2016-04-18 06:00 | 0 | 0 | 0 | 0 | 0 | 0 | 0 | 324461 | 0 | 0 | 0 | 0 | 1785866.1985 | 2123232.9989 | 0 | 0 | 0 | 0 | 0 | 0 | 0 | 0 | 0 | 0 | 0 | 0 | 0 | 0 | 0 | 0 | -251998.3149 | -72462.6851 | 0 | 0 | 0 | 0 | 0 | 0 | 0 | 0 | 0 | 0 | 0 | 0 | 0 | 0 | 0
2016-04-18 07:00 | 0 | 0 | 0 | 0 | 0 | 0 | 0 | 317564 | 0 | 0 | 0 | 0 | 1584027.9178 | 2007507.2796 | 0 | 0 | 0 | 0 | 0 | 0 | 0 | 0 | 0 | 0 | 0 | 0 | 0 | 0 | 0 | 0 | -201838.2807 | -115725.7193 | 0 | 0 | 0 | 0 | 0 | 0 | 0 | 0 | 0 | 0 | 0 | 0 | 0 | 0 | 0
2016-04-18 08:00 | 0 | 0 | 0 | 0 | 0 | 0 | 0 | 318785 | 0 | 0 | 0 | 0 | 1332029.6029 | 1940720.5946 | 0 | 0 | 0 | 0 | 0 | 0 | 0 | 0 | 0 | 0 | 0 | 0 | 0 | 0 | 0 | 0 | -251998.3149 | -66786.6851 | 0 | 0 | 0 | 0 | 0 | 0 | 0 | 0 | 0 | 0 | 0 | 0 | 0 | 0 | 0
2016-04-18 09:00 | 0 | 0 | 0 | 0 | 0 | 276499.5315 | 0 | 330821 | 0 | 0 | 0 | 0 | 1393433.8537 | 1824994.8753 | 0 | 0 | 0 | 0 | 0 | 0 | 0 | 0 | 0 | 0 | 0 | 0 | 0 | 0 | 0 | 0 | 61404.2508 | -115725.7193 | 0 | 0 | 0 | 0 | 0 | 0 | 0 | 0 | 0 | 0 | 0 | 0 | 0 | 0 | 0
2016-04-18 10:00 | 0 | 0 | 0 | 0 | 0 | 0 | 0 | 355668 | 0 | 0 | 0 | 0 | 1141435.5387 | 1721325.1902 | 0 | 0 | 0 | 0 | 0 | 0 | 0 | 0 | 0 | 0 | 0 | 0 | 0 | 0 | 0 | 0 | -251998.3149 | -103669.6851 | 0 | 0 | 0 | 0 | 0 | 0 | 0 | 0 | 0 | 0 | 0 | 0 | 0 | 0 | 0
2016-04-18 11:00 | 0 | 0 | 0 | 0 | 0 | 11877.9658 | 0 | 379602 | 0 | 0 | 0 | 0 | 889437.2238 | 1605599.4709 | 0 | 0 | 0 | 0 | 0 | 0 | 0 | 0 | 0 | 0 | 0 | 0 | 0 | 0 | 0 | 0 | -251998.3149 | -115725.7193 | 0 | 0 | 0 | 0 | 0 | 0 | 0 | 0 | 0 | 0 | 0 | 0 | 0 | 0 | 0
2016-04-18 12:00 | 0 | 0 | 0 | 0 | 0 | 250693.9888 | 4184.8596 | 393054 | 0 | 0 | 0 | 0 | 866987.7915 | 1489873.7516 | 0 | 0 | 0 | 0 | 0 | 0 | 0 | 0 | 0 | 0 | 0 | 0 | 0 | 0 | 0 | 0 | -22449.4323 | -115725.7193 | 0 | 0 | 0 | 0 | 0 | 0 | 0 | 0 | 0 | 0 | 0 | 0 | 0 | 0 | 0
2016-04-18 13:00 | 0 | 0 | 0 | 0 | 0 | 0 | 215496.4902 | 402340 | 0 | 0 | 0 | 0 | 614989.4765 | 1555028.5568 | 0 | 0 | 0 | 0 | 0 | 0 | 0 | 0 | 0 | 0 | 0 | 0 | 0 | 0 | 0 | 0 | -251998.3149 | 65154.8052 | 0 | 0 | 0 | 0 | 0 | 0 | 0 | 0 | 0 | 0 | 0 | 0 | 0 | 0 | 0
2016-04-18 14:00 | 0 | 0 | 0 | 0 | 0 | 0 | 606099.622 | 411514 | 0 | 0 | 0 | 0 | 693849.3792 | 1670754.2761 | 0 | 0 | 0 | 0 | 0 | 0 | 0 | 0 | 0 | 0 | 0 | 0 | 0 | 0 | 0 | 0 | 78859.9027 | 115725.7193 | 0 | 0 | 0 | 0 | 0 | 0 | 0 | 0 | 0 | 0 | 0 | 0 | 0 | 0 | 0
2016-04-18 15:00 | 0 | 0 | 0 | 0 | 0 | 0 | 757116.5363 | 418575 | 0 | 0 | 0 | 0 | 916665.1962 | 1786479.9954 | 0 | 0 | 0 | 0 | 0 | 0 | 0 | 0 | 0 | 0 | 0 | 0 | 0 | 0 | 0 | 0 | 222815.817 | 115725.7193 | 0 | 0 | 0 | 0 | 0 | 0 | 0 | 0 | 0 | 0 | 0 | 0 | 0 | 0 | 0
2016-04-18 16:00 | 0 | 0 | 0 | 0 | 0 | 0 | 791650.0342 | 423926 | 0 | 0 | 0 | 0 | 1168663.5112 | 1902205.7147 | 0 | 0 | 0 | 0 | 0 | 0 | 0 | 0 | 0 | 0 | 0 | 0 | 0 | 0 | 0 | 0 | 251998.3149 | 115725.7193 | 0 | 0 | 0 | 0 | 0 | 0 | 0 | 0 | 0 | 0 | 0 | 0 | 0 | 0 | 0
2016-04-18 17:00 | 0 | 0 | 0 | 0 | 0 | 0 | 797832.0342 | 430108 | 0 | 0 | 0 | 0 | 1420661.8261 | 2017931.434 | 0 | 0 | 0 | 0 | 0 | 0 | 0 | 0 | 0 | 0 | 0 | 0 | 0 | 0 | 0 | 0 | 251998.3149 | 115725.7193 | 0 | 0 | 0 | 0 | 0 | 0 | 0 | 0 | 0 | 0 | 0 | 0 | 0 | 0 | 0
2016-04-18 18:00 | 0 | 0 | 0 | 0 | 0 | 0 | 803374.0342 | 435650 | 0 | 0 | 0 | 0 | 1672660.1411 | 2133657.1533 | 0 | 0 | 0 | 0 | 0 | 0 | 0 | 0 | 0 | 0 | 0 | 0 | 0 | 0 | 0 | 0 | 251998.3149 | 115725.7193 | 0 | 0 | 0 | 0 | 0 | 0 | 0 | 0 | 0 | 0 | 0 | 0 | 0 | 0 | 0
2016-04-18 19:00 | 0 | 0 | 0 | 0 | 0 | 0 | 808618.0342 | 440894 | 0 | 0 | 0 | 0 | 1924658.456 | 2249382.8726 | 0 | 0 | 0 | 0 | 0 | 0 | 0 | 0 | 0 | 0 | 0 | 0 | 0 | 0 | 0 | 0 | 251998.3149 | 115725.7193 | 0 | 0 | 0 | 0 | 0 | 0 | 0 | 0 | 0 | 0 | 0 | 0 | 0 | 0 | 0
2016-04-18 20:00 | 0 | 0 | 0 | 0 | 0 | 0 | 813847.0342 | 446123 | 0 | 0 | 0 | 0 | 2176656.7709 | 2365108.5919 | 0 | 0 | 0 | 0 | 0 | 0 | 0 | 0 | 0 | 0 | 0 | 0 | 0 | 0 | 0 | 0 | 251998.3149 | 115725.7193 | 0 | 0 | 0 | 0 | 0 | 0 | 0 | 0 | 0 | 0 | 0 | 0 | 0 | 0 | 0
2016-04-18 21:00 | 0 | 0 | 0 | 0 | 0 | 0 | 814386.0489 | 449708 | 0 | 0 | 0 | 0 | 2425609.1006 | 2480834.3112 | 0 | 0 | 0 | 0 | 0 | 0 | 0 | 0 | 0 | 0 | 0 | 0 | 0 | 0 | 0 | 0 | 248952.3296 | 115725.7193 | 0 | 0 | 0 | 0 | 0 | 0 | 0 | 0 | 0 | 0 | 0 | 0 | 0 | 0 | 0
2016-04-18 22:00 | 0 | 0 | 0 | 0 | 0 | 0 | 770213.9086 | 449607 | 0 | 0 | 0 | 0 | 2630490.2899 | 2596560.0305 | 0 | 0 | 0 | 0 | 0 | 0 | 0 | 0 | 0 | 0 | 0 | 0 | 0 | 0 | 0 | 0 | 204881.1893 | 115725.7193 | 0 | 0 | 0 | 0 | 0 | 0 | 0 | 0 | 0 | 0 | 0 | 0 | 0 | 0 | 0
2016-04-18 23:00 | 0 | 0 | 0 | 0 | 0 | 0 | 657357.5593 | 447482 | 0 | 0 | 0 | 0 | 2882488.6048 | 2554437.2749 | 0 | 0 | 0 | 0 | 0 | 0 | 0 | 0 | 0 | 0 | 0 | 0 | 0 | 0 | 0 | 0 | 251998.3149 | -42122.7556 | 0 | 0 | 0 | 0 | 0 | 0 | 0 | 0 | 0 | 0 | 0 | 0 | 0 | 0 | 0
2016-04-19 | 0 | 0 | 0 | 0 | 0 | 0 | 479263.4459 | 451741 | 0 | 0 | 0 | 0 | 2882488.6048 | 2581959.7208 | 0 | 0 | 0 | 0 | 0 | 0 | 0 | 0 | 0 | 0 | 0 | 0 | 0 | 0 | 0 | 0 | 0 | 27522.4459 | 0 | 0 | 0 | 0 | 0 | 0 | 0 | 0 | 0 | 0 | 0 | 0 | 0 | 0 | 0
2016-04-19 01:00 | 0 | 0 | 0 | 0 | 0 | 0 | 142463.3099 | 445831 | 0 | 0 | 0 | 0 | 2682645.024 | 2478435.6116 | 0 | 0 | 0 | 0 | 0 | 0 | 0 | 0 | 0 | 0 | 0 | 0 | 0 | 0 | 0 | 0 | -199843.5808 | -103524.1092 | 0 | 0 | 0 | 0 | 0 | 0 | 0 | 0 | 0 | 0 | 0 | 0 | 0 | 0 | 0
2016-04-19 02:00 | 0 | 0 | 0 | 0 | 0 | 318297.1737 | 206.3893 | 423020 | 0 | 0 | 0 | 0 | 2693854.3063 | 2362709.8923 | 0 | 0 | 0 | 0 | 0 | 0 | 0 | 0 | 0 | 0 | 0 | 0 | 0 | 0 | 0 | 0 | 11209.2823 | -115725.7193 | 0 | 0 | 0 | 0 | 0 | 0 | 0 | 0 | 0 | 0 | 0 | 0 | 0 | 0 | 0
2016-04-19 03:00 | 0 | 0 | 0 | 0 | 0 | 28180.9658 | 0 | 395905 | 0 | 0 | 0 | 0 | 2441855.9914 | 2246984.173 | 0 | 0 | 0 | 0 | 0 | 0 | 0 | 0 | 0 | 0 | 0 | 0 | 0 | 0 | 0 | 0 | -251998.3149 | -115725.7193 | 0 | 0 | 0 | 0 | 0 | 0 | 0 | 0 | 0 | 0 | 0 | 0 | 0 | 0 | 0
2016-04-19 04:00 | 0 | 0 | 0 | 0 | 0 | 2892.9658 | 0 | 370617 | 0 | 0 | 0 | 0 | 2189857.6764 | 2131258.4537 | 0 | 0 | 0 | 0 | 0 | 0 | 0 | 0 | 0 | 0 | 0 | 0 | 0 | 0 | 0 | 0 | -251998.3149 | -115725.7193 | 0 | 0 | 0 | 0 | 0 | 0 | 0 | 0 | 0 | 0 | 0 | 0 | 0 | 0 | 0
2016-04-19 05:00 | 0 | 0 | 0 | 0 | 0 | 0 | 0 | 351081 | 0 | 0 | 0 | 0 | 1954502.3957 | 2015532.7344 | 0 | 0 | 0 | 0 | 0 | 0 | 0 | 0 | 0 | 0 | 0 | 0 | 0 | 0 | 0 | 0 | -235355.2807 | -115725.7193 | 0 | 0 | 0 | 0 | 0 | 0 | 0 | 0 | 0 | 0 | 0 | 0 | 0 | 0 | 0
2016-04-19 06:00 | 0 | 0 | 0 | 0 | 0 | 0 | 0 | 335723 | 0 | 0 | 0 | 0 | 1734505.115 | 1899807.0151 | 0 | 0 | 0 | 0 | 0 | 0 | 0 | 0 | 0 | 0 | 0 | 0 | 0 | 0 | 0 | 0 | -219997.2807 | -115725.7193 | 0 | 0 | 0 | 0 | 0 | 0 | 0 | 0 | 0 | 0 | 0 | 0 | 0 | 0 | 0
2016-04-19 07:00 | 0 | 0 | 0 | 0 | 0 | 0 | 0 | 326292 | 0 | 0 | 0 | 0 | 1523938.8343 | 1784081.2958 | 0 | 0 | 0 | 0 | 0 | 0 | 0 | 0 | 0 | 0 | 0 | 0 | 0 | 0 | 0 | 0 | -210566.2807 | -115725.7193 | 0 | 0 | 0 | 0 | 0 | 0 | 0 | 0 | 0 | 0 | 0 | 0 | 0 | 0 | 0
2016-04-19 08:00 | 0 | 0 | 0 | 0 | 0 | 197807.5606 | 0 | 324772 | 0 | 0 | 0 | 0 | 1512700.1142 | 1668355.5765 | 0 | 0 | 0 | 0 | 0 | 0 | 0 | 0 | 0 | 0 | 0 | 0 | 0 | 0 | 0 | 0 | -11238.7201 | -115725.7193 | 0 | 0 | 0 | 0 | 0 | 0 | 0 | 0 | 0 | 0 | 0 | 0 | 0 | 0 | 0
2016-04-19 09:00 | 0 | 0 | 0 | 0 | 0 | 0 | 0 | 334201 | 0 | 0 | 0 | 0 | 1260701.7993 | 1586152.8915 | 0 | 0 | 0 | 0 | 0 | 0 | 0 | 0 | 0 | 0 | 0 | 0 | 0 | 0 | 0 | 0 | -251998.3149 | -82202.6851 | 0 | 0 | 0 | 0 | 0 | 0 | 0 | 0 | 0 | 0 | 0 | 0 | 0 | 0 | 0
2016-04-19 10:00 | 0 | 0 | 0 | 0 | 0 | 0 | 0 | 357981 | 0 | 0 | 0 | 0 | 1018446.5186 | 1470427.1722 | 0 | 0 | 0 | 0 | 0 | 0 | 0 | 0 | 0 | 0 | 0 | 0 | 0 | 0 | 0 | 0 | -242255.2807 | -115725.7193 | 0 | 0 | 0 | 0 | 0 | 0 | 0 | 0 | 0 | 0 | 0 | 0 | 0 | 0 | 0
2016-04-19 11:00 | 0 | 0 | 0 | 0 | 0 | 13573.9658 | 0 | 381298 | 0 | 0 | 0 | 0 | 766448.2036 | 1354701.4529 | 0 | 0 | 0 | 0 | 0 | 0 | 0 | 0 | 0 | 0 | 0 | 0 | 0 | 0 | 0 | 0 | -251998.3149 | -115725.7193 | 0 | 0 | 0 | 0 | 0 | 0 | 0 | 0 | 0 | 0 | 0 | 0 | 0 | 0 | 0
2016-04-19 12:00 | 0 | 0 | 0 | 0 | 0 | 127283.9102 | 2672.3709 | 394412 | 0 | 0 | 0 | 0 | 617718.204 | 1238975.7336 | 0 | 0 | 0 | 0 | 0 | 0 | 0 | 0 | 0 | 0 | 0 | 0 | 0 | 0 | 0 | 0 | -148729.9996 | -115725.7193 | 0 | 0 | 0 | 0 | 0 | 0 | 0 | 0 | 0 | 0 | 0 | 0 | 0 | 0 | 0
2016-04-19 13:00 | 0 | 0 | 0 | 0 | 0 | 0 | 209232.8719 | 403745 | 0 | 0 | 0 | 0 | 365719.8891 | 1296461.9205 | 0 | 0 | 0 | 0 | 0 | 0 | 0 | 0 | 0 | 0 | 0 | 0 | 0 | 0 | 0 | 0 | -251998.3149 | 57486.1869 | 0 | 0 | 0 | 0 | 0 | 0 | 0 | 0 | 0 | 0 | 0 | 0 | 0 | 0 | 0
2016-04-19 14:00 | 0 | 0 | 0 | 0 | 0 | 0 | 541658.0399 | 412923 | 0 | 0 | 0 | 0 | 378729.2097 | 1412187.6398 | 0 | 0 | 0 | 0 | 0 | 0 | 0 | 0 | 0 | 0 | 0 | 0 | 0 | 0 | 0 | 0 | 13009.3206 | 115725.7193 | 0 | 0 | 0 | 0 | 0 | 0 | 0 | 0 | 0 | 0 | 0 | 0 | 0 | 0 | 0
2016-04-19 15:00 | 0 | 0 | 0 | 0 | 0 | 0 | 737724.8105 | 420240 | 0 | 0 | 0 | 0 | 580488.3008 | 1527913.359 | 0 | 0 | 0 | 0 | 0 | 0 | 0 | 0 | 0 | 0 | 0 | 0 | 0 | 0 | 0 | 0 | 201759.0912 | 115725.7193 | 0 | 0 | 0 | 0 | 0 | 0 | 0 | 0 | 0 | 0 | 0 | 0 | 0 | 0 | 0
2016-04-19 16:00 | 0 | 0 | 0 | 0 | 0 | 0 | 794211.0342 | 426487 | 0 | 0 | 0 | 0 | 832486.6158 | 1643639.0783 | 0 | 0 | 0 | 0 | 0 | 0 | 0 | 0 | 0 | 0 | 0 | 0 | 0 | 0 | 0 | 0 | 251998.3149 | 115725.7193 | 0 | 0 | 0 | 0 | 0 | 0 | 0 | 0 | 0 | 0 | 0 | 0 | 0 | 0 | 0
2016-04-19 17:00 | 0 | 0 | 0 | 0 | 0 | 0 | 800816.0342 | 433092 | 0 | 0 | 0 | 0 | 1084484.9307 | 1759364.7976 | 0 | 0 | 0 | 0 | 0 | 0 | 0 | 0 | 0 | 0 | 0 | 0 | 0 | 0 | 0 | 0 | 251998.3149 | 115725.7193 | 0 | 0 | 0 | 0 | 0 | 0 | 0 | 0 | 0 | 0 | 0 | 0 | 0 | 0 | 0
2016-04-19 18:00 | 0 | 0 | 0 | 0 | 0 | 0 | 807535.0342 | 439811 | 0 | 0 | 0 | 0 | 1336483.2457 | 1875090.5169 | 0 | 0 | 0 | 0 | 0 | 0 | 0 | 0 | 0 | 0 | 0 | 0 | 0 | 0 | 0 | 0 | 251998.3149 | 115725.7193 | 0 | 0 | 0 | 0 | 0 | 0 | 0 | 0 | 0 | 0 | 0 | 0 | 0 | 0 | 0
2016-04-19 19:00 | 0 | 0 | 0 | 0 | 0 | 0 | 812172.0342 | 444448 | 0 | 0 | 0 | 0 | 1588481.5606 | 1990816.2362 | 0 | 0 | 0 | 0 | 0 | 0 | 0 | 0 | 0 | 0 | 0 | 0 | 0 | 0 | 0 | 0 | 251998.3149 | 115725.7193 | 0 | 0 | 0 | 0 | 0 | 0 | 0 | 0 | 0 | 0 | 0 | 0 | 0 | 0 | 0
2016-04-19 20:00 | 0 | 0 | 0 | 0 | 0 | 0 | 816734.0342 | 449010 | 0 | 0 | 0 | 0 | 1840479.8755 | 2106541.9555 | 0 | 0 | 0 | 0 | 0 | 0 | 0 | 0 | 0 | 0 | 0 | 0 | 0 | 0 | 0 | 0 | 251998.3149 | 115725.7193 | 0 | 0 | 0 | 0 | 0 | 0 | 0 | 0 | 0 | 0 | 0 | 0 | 0 | 0 | 0
2016-04-19 21:00 | 0 | 0 | 0 | 0 | 0 | 0 | 819417.0342 | 451693 | 0 | 0 | 0 | 0 | 2092478.1905 | 2222267.6748 | 0 | 0 | 0 | 0 | 0 | 0 | 0 | 0 | 0 | 0 | 0 | 0 | 0 | 0 | 0 | 0 | 251998.3149 | 115725.7193 | 0 | 0 | 0 | 0 | 0 | 0 | 0 | 0 | 0 | 0 | 0 | 0 | 0 | 0 | 0
2016-04-19 22:00 | 0 | 0 | 0 | 0 | 0 | 29509.2633 | 789151.7709 | 450937 | 0 | 0 | 0 | 0 | 2344476.5054 | 2337993.3941 | 0 | 0 | 0 | 0 | 0 | 0 | 0 | 0 | 0 | 0 | 0 | 0 | 0 | 0 | 0 | 0 | 251998.3149 | 115725.7193 | 0 | 0 | 0 | 0 | 0 | 0 | 0 | 0 | 0 | 0 | 0 | 0 | 0 | 0 | 0
2016-04-19 23:00 | 0 | 0 | 0 | 0 | 0 | 0 | 682819.3287 | 448986 | 0 | 0 | 0 | 0 | 2596474.8204 | 2319828.4079 | 0 | 0 | 0 | 0 | 0 | 0 | 0 | 0 | 0 | 0 | 0 | 0 | 0 | 0 | 0 | 0 | 251998.3149 | -18164.9862 | 0 | 0 | 0 | 0 | 0 | 0 | 0 | 0 | 0 | 0 | 0 | 0 | 0 | 0 | 0
2016-04-20 | 0 | 0 | 0 | 0 | 0 | 0 | 484900.772 | 453335 | 0 | 0 | 0 | 0 | 2512314.8731 | 2435554.1272 | 0 | 0 | 0 | 0 | 0 | 0 | 0 | 0 | 0 | 0 | 0 | 0 | 0 | 0 | 0 | 0 | -84159.9473 | 115725.7193 | 0 | 0 | 0 | 0 | 0 | 0 | 0 | 0 | 0 | 0 | 0 | 0 | 0 | 0 | 0
2016-04-20 01:00 | 0 | 0 | 0 | 0 | 0 | 0 | 127594.1284 | 447800 | 0 | 0 | 0 | 0 | 2260316.5582 | 2367346.5706 | 0 | 0 | 0 | 0 | 0 | 0 | 0 | 0 | 0 | 0 | 0 | 0 | 0 | 0 | 0 | 0 | -251998.3149 | -68207.5566 | 0 | 0 | 0 | 0 | 0 | 0 | 0 | 0 | 0 | 0 | 0 | 0 | 0 | 0 | 0
2016-04-20 02:00 | 0 | 0 | 0 | 0 | 0 | 226680.8504 | 216.5725 | 425207 | 0 | 0 | 0 | 0 | 2177732.7004 | 2251620.8513 | 0 | 0 | 0 | 0 | 0 | 0 | 0 | 0 | 0 | 0 | 0 | 0 | 0 | 0 | 0 | 0 | -82583.8578 | -115725.7193 | 0 | 0 | 0 | 0 | 0 | 0 | 0 | 0 | 0 | 0 | 0 | 0 | 0 | 0 | 0
2016-04-20 03:00 | 0 | 0 | 0 | 0 | 0 | 30616.9658 | 0 | 398341 | 0 | 0 | 0 | 0 | 1925734.3855 | 2135895.132 | 0 | 0 | 0 | 0 | 0 | 0 | 0 | 0 | 0 | 0 | 0 | 0 | 0 | 0 | 0 | 0 | -251998.3149 | -115725.7193 | 0 | 0 | 0 | 0 | 0 | 0 | 0 | 0 | 0 | 0 | 0 | 0 | 0 | 0 | 0
2016-04-20 04:00 | 0 | 0 | 0 | 0 | 0 | 243963.9107 | 0 | 373790 | 0 | 0 | 0 | 0 | 1680182.5769 | 2251620.8513 | 0 | 0 | 0 | 0 | 0 | 0 | 0 | 0 | 0 | 0 | 0 | 0 | 0 | 0 | 0 | 0 | -245551.8086 | 115725.7193 | 0 | 0 | 0 | 0 | 0 | 0 | 0 | 0 | 0 | 0 | 0 | 0 | 0 | 0 | 0
2016-04-20 05:00 | 0 | 0 | 0 | 0 | 0 | 0 | 0 | 354341 | 0 | 0 | 0 | 0 | 1441567.2962 | 2135895.132 | 0 | 0 | 0 | 0 | 0 | 0 | 0 | 0 | 0 | 0 | 0 | 0 | 0 | 0 | 0 | 0 | -238615.2807 | -115725.7193 | 0 | 0 | 0 | 0 | 0 | 0 | 0 | 0 | 0 | 0 | 0 | 0 | 0 | 0 | 0
2016-04-20 06:00 | 0 | 0 | 0 | 0 | 0 | 0 | 0 | 338967 | 0 | 0 | 0 | 0 | 1218326.0155 | 2020169.4127 | 0 | 0 | 0 | 0 | 0 | 0 | 0 | 0 | 0 | 0 | 0 | 0 | 0 | 0 | 0 | 0 | -223241.2807 | -115725.7193 | 0 | 0 | 0 | 0 | 0 | 0 | 0 | 0 | 0 | 0 | 0 | 0 | 0 | 0 | 0
2016-04-20 07:00 | 0 | 0 | 0 | 0 | 0 | 0 | 0 | 329453 | 0 | 0 | 0 | 0 | 966327.7005 | 1942714.7276 | 0 | 0 | 0 | 0 | 0 | 0 | 0 | 0 | 0 | 0 | 0 | 0 | 0 | 0 | 0 | 0 | -251998.3149 | -77454.6851 | 0 | 0 | 0 | 0 | 0 | 0 | 0 | 0 | 0 | 0 | 0 | 0 | 0 | 0 | 0
2016-04-20 08:00 | 0 | 0 | 0 | 0 | 0 | 0 | 0 | 327697 | 0 | 0 | 0 | 0 | 714329.3856 | 1867016.0426 | 0 | 0 | 0 | 0 | 0 | 0 | 0 | 0 | 0 | 0 | 0 | 0 | 0 | 0 | 0 | 0 | -251998.3149 | -75698.6851 | 0 | 0 | 0 | 0 | 0 | 0 | 0 | 0 | 0 | 0 | 0 | 0 | 0 | 0 | 0
2016-04-20 09:00 | 0 | 0 | 0 | 0 | 0 | 153959.709 | 0 | 335851 | 0 | 0 | 0 | 0 | 648163.8139 | 1751290.3233 | 0 | 0 | 0 | 0 | 0 | 0 | 0 | 0 | 0 | 0 | 0 | 0 | 0 | 0 | 0 | 0 | -66165.5717 | -115725.7193 | 0 | 0 | 0 | 0 | 0 | 0 | 0 | 0 | 0 | 0 | 0 | 0 | 0 | 0 | 0
2016-04-20 10:00 | 0 | 0 | 0 | 0 | 0 | 144151.6252 | 0 | 359277 | 0 | 0 | 0 | 0 | 396165.499 | 1788163.2634 | 0 | 0 | 0 | 0 | 0 | 0 | 0 | 0 | 0 | 0 | 0 | 0 | 0 | 0 | 0 | 0 | -251998.3149 | 36872.9401 | 0 | 0 | 0 | 0 | 0 | 0 | 0 | 0 | 0 | 0 | 0 | 0 | 0 | 0 | 0
2016-04-20 11:00 | 0 | 0 | 0 | 0 | 0 | 142294.1232 | 0 | 381420 | 0 | 0 | 0 | 0 | 272765.3415 | 1672437.5441 | 0 | 0 | 0 | 0 | 0 | 0 | 0 | 0 | 0 | 0 | 0 | 0 | 0 | 0 | 0 | 0 | -123400.1575 | -115725.7193 | 0 | 0 | 0 | 0 | 0 | 0 | 0 | 0 | 0 | 0 | 0 | 0 | 0 | 0 | 0
2016-04-20 12:00 | 0 | 0 | 0 | 0 | 0 | 124659.5802 | 8016.1666 | 393612 | 0 | 0 | 0 | 0 | 20767.0265 | 1663499.6058 | 0 | 0 | 0 | 0 | 0 | 0 | 0 | 0 | 0 | 0 | 0 | 0 | 0 | 0 | 0 | 0 | -251998.3149 | -8937.9383 | 0 | 0 | 0 | 0 | 0 | 0 | 0 | 0 | 0 | 0 | 0 | 0 | 0 | 0 | 0
2016-04-20 13:00 | 0 | 0 | 0 | 0 | 0 | 0 | 265552.2542 | 402045 | 0 | 0 | 0 | 0 | 0 | 1547773.8865 | 0 | 0 | 0 | 0 | 0 | 0 | 0 | 0 | 0 | 0 | 0 | 0 | 0 | 0 | 0 | 0 | -20767.0265 | -115725.7193 | 0 | 0 | 0 | 0 | 0 | 0 | 0 | 0 | 0 | 0 | 0 | 0 | 0 | 0 | 0
2016-04-20 14:00 | 0 | 0 | 0 | 0 | 0 | 0 | 622271.3852 | 411489 | 0 | 0 | 0 | 0 | 251998.3149 | 1506557.9568 | 0 | 0 | 0 | 0 | 0 | 0 | 0 | 0 | 0 | 0 | 0 | 0 | 0 | 0 | 0 | 0 | 251998.3149 | -41215.9297 | 0 | 0 | 0 | 0 | 0 | 0 | 0 | 0 | 0 | 0 | 0 | 0 | 0 | 0 | 0
2016-04-20 15:00 | 0 | 0 | 0 | 0 | 0 | 0 | 785985.0342 | 418261 | 0 | 0 | 0 | 0 | 503996.6299 | 1622283.6761 | 0 | 0 | 0 | 0 | 0 | 0 | 0 | 0 | 0 | 0 | 0 | 0 | 0 | 0 | 0 | 0 | 251998.3149 | 115725.7193 | 0 | 0 | 0 | 0 | 0 | 0 | 0 | 0 | 0 | 0 | 0 | 0 | 0 | 0 | 0
2016-04-20 16:00 | 0 | 0 | 0 | 0 | 0 | 0 | 791319.0342 | 423595 | 0 | 0 | 0 | 0 | 755994.9448 | 1738009.3954 | 0 | 0 | 0 | 0 | 0 | 0 | 0 | 0 | 0 | 0 | 0 | 0 | 0 | 0 | 0 | 0 | 251998.3149 | 115725.7193 | 0 | 0 | 0 | 0 | 0 | 0 | 0 | 0 | 0 | 0 | 0 | 0 | 0 | 0 | 0
2016-04-20 17:00 | 0 | 0 | 0 | 0 | 0 | 0 | 797589.0342 | 429865 | 0 | 0 | 0 | 0 | 1007993.2598 | 1853735.1147 | 0 | 0 | 0 | 0 | 0 | 0 | 0 | 0 | 0 | 0 | 0 | 0 | 0 | 0 | 0 | 0 | 251998.3149 | 115725.7193 | 0 | 0 | 0 | 0 | 0 | 0 | 0 | 0 | 0 | 0 | 0 | 0 | 0 | 0 | 0
2016-04-20 18:00 | 0 | 0 | 0 | 0 | 0 | 0 | 803784.0342 | 436060 | 0 | 0 | 0 | 0 | 1259991.5747 | 1969460.834 | 0 | 0 | 0 | 0 | 0 | 0 | 0 | 0 | 0 | 0 | 0 | 0 | 0 | 0 | 0 | 0 | 251998.3149 | 115725.7193 | 0 | 0 | 0 | 0 | 0 | 0 | 0 | 0 | 0 | 0 | 0 | 0 | 0 | 0 | 0
2016-04-20 19:00 | 0 | 0 | 0 | 0 | 0 | 0 | 809530.0342 | 441806 | 0 | 0 | 0 | 0 | 1511989.8897 | 2085186.5533 | 0 | 0 | 0 | 0 | 0 | 0 | 0 | 0 | 0 | 0 | 0 | 0 | 0 | 0 | 0 | 0 | 251998.3149 | 115725.7193 | 0 | 0 | 0 | 0 | 0 | 0 | 0 | 0 | 0 | 0 | 0 | 0 | 0 | 0 | 0
2016-04-20 20:00 | 0 | 0 | 0 | 0 | 0 | 0 | 814560.0342 | 446836 | 0 | 0 | 0 | 0 | 1763988.2046 | 2200912.2726 | 0 | 0 | 0 | 0 | 0 | 0 | 0 | 0 | 0 | 0 | 0 | 0 | 0 | 0 | 0 | 0 | 251998.3149 | 115725.7193 | 0 | 0 | 0 | 0 | 0 | 0 | 0 | 0 | 0 | 0 | 0 | 0 | 0 | 0 | 0
2016-04-20 21:00 | 0 | 0 | 0 | 0 | 0 | 0 | 817766.0342 | 450042 | 0 | 0 | 0 | 0 | 2015986.5196 | 2316637.9919 | 0 | 0 | 0 | 0 | 0 | 0 | 0 | 0 | 0 | 0 | 0 | 0 | 0 | 0 | 0 | 0 | 251998.3149 | 115725.7193 | 0 | 0 | 0 | 0 | 0 | 0 | 0 | 0 | 0 | 0 | 0 | 0 | 0 | 0 | 0
2016-04-20 22:00 | 0 | 0 | 0 | 0 | 0 | 0 | 817298.0342 | 449574 | 0 | 0 | 0 | 0 | 2267984.8345 | 2432363.7111 | 0 | 0 | 0 | 0 | 0 | 0 | 0 | 0 | 0 | 0 | 0 | 0 | 0 | 0 | 0 | 0 | 251998.3149 | 115725.7193 | 0 | 0 | 0 | 0 | 0 | 0 | 0 | 0 | 0 | 0 | 0 | 0 | 0 | 0 | 0
2016-04-20 23:00 | 0 | 0 | 0 | 0 | 0 | 0 | 734755.6387 | 447815 | 0 | 0 | 0 | 0 | 2519983.1494 | 2467306.0349 | 0 | 0 | 0 | 0 | 0 | 0 | 0 | 0 | 0 | 0 | 0 | 0 | 0 | 0 | 0 | 0 | 251998.3149 | 34942.3237 | 0 | 0 | 0 | 0 | 0 | 0 | 0 | 0 | 0 | 0 | 0 | 0 | 0 | 0 | 0
2016-04-21 | 0 | 0 | 0 | 0 | 0 | 0 | 543618.6089 | 452475 | 0 | 0 | 0 | 0 | 2726852.4776 | 2351580.3156 | 0 | 0 | 0 | 0 | 0 | 0 | 0 | 0 | 0 | 0 | 0 | 0 | 0 | 0 | 0 | 0 | 206869.3282 | -115725.7193 | 0 | 0 | 0 | 0 | 0 | 0 | 0 | 0 | 0 | 0 | 0 | 0 | 0 | 0 | 0
2016-04-21 01:00 | 0 | 0 | 0 | 0 | 0 | 0 | 156834.9913 | 446707 | 0 | 0 | 0 | 0 | 2474854.1627 | 2313706.6218 | 0 | 0 | 0 | 0 | 0 | 0 | 0 | 0 | 0 | 0 | 0 | 0 | 0 | 0 | 0 | 0 | -251998.3149 | -37873.6938 | 0 | 0 | 0 | 0 | 0 | 0 | 0 | 0 | 0 | 0 | 0 | 0 | 0 | 0 | 0
2016-04-21 02:00 | 0 | 0 | 0 | 0 | 0 | 335918.1754 | 377.0984 | 424801 | 0 | 0 | 0 | 0 | 2270622.7171 | 2429432.3411 | 0 | 0 | 0 | 0 | 0 | 0 | 0 | 0 | 0 | 0 | 0 | 0 | 0 | 0 | 0 | 0 | -204231.4455 | 115725.7193 | 0 | 0 | 0 | 0 | 0 | 0 | 0 | 0 | 0 | 0 | 0 | 0 | 0 | 0 | 0
2016-04-21 03:00 | 0 | 0 | 0 | 0 | 0 | 29724.9658 | 0 | 397449 | 0 | 0 | 0 | 0 | 2018624.4022 | 2313706.6218 | 0 | 0 | 0 | 0 | 0 | 0 | 0 | 0 | 0 | 0 | 0 | 0 | 0 | 0 | 0 | 0 | -251998.3149 | -115725.7193 | 0 | 0 | 0 | 0 | 0 | 0 | 0 | 0 | 0 | 0 | 0 | 0 | 0 | 0 | 0
2016-04-21 04:00 | 0 | 0 | 0 | 0 | 0 | 5227.9658 | 0 | 372952 | 0 | 0 | 0 | 0 | 1766626.0872 | 2197980.9025 | 0 | 0 | 0 | 0 | 0 | 0 | 0 | 0 | 0 | 0 | 0 | 0 | 0 | 0 | 0 | 0 | -251998.3149 | -115725.7193 | 0 | 0 | 0 | 0 | 0 | 0 | 0 | 0 | 0 | 0 | 0 | 0 | 0 | 0 | 0
2016-04-21 05:00 | 0 | 0 | 0 | 0 | 0 | 359938.8467 | 0 | 353450 | 0 | 0 | 0 | 0 | 1888840.6532 | 2082255.1832 | 0 | 0 | 0 | 0 | 0 | 0 | 0 | 0 | 0 | 0 | 0 | 0 | 0 | 0 | 0 | 0 | 122214.566 | -115725.7193 | 0 | 0 | 0 | 0 | 0 | 0 | 0 | 0 | 0 | 0 | 0 | 0 | 0 | 0 | 0
2016-04-21 06:00 | 0 | 0 | 0 | 0 | 0 | 0 | 0 | 339040 | 0 | 0 | 0 | 0 | 1665526.3725 | 1966529.4639 | 0 | 0 | 0 | 0 | 0 | 0 | 0 | 0 | 0 | 0 | 0 | 0 | 0 | 0 | 0 | 0 | -223314.2807 | -115725.7193 | 0 | 0 | 0 | 0 | 0 | 0 | 0 | 0 | 0 | 0 | 0 | 0 | 0 | 0 | 0
2016-04-21 07:00 | 0 | 0 | 0 | 0 | 0 | 0 | 0 | 329104 | 0 | 0 | 0 | 0 | 1413528.0576 | 1889423.7789 | 0 | 0 | 0 | 0 | 0 | 0 | 0 | 0 | 0 | 0 | 0 | 0 | 0 | 0 | 0 | 0 | -251998.3149 | -77105.6851 | 0 | 0 | 0 | 0 | 0 | 0 | 0 | 0 | 0 | 0 | 0 | 0 | 0 | 0 | 0
2016-04-21 08:00 | 0 | 0 | 0 | 0 | 0 | 0 | 0 | 328157 | 0 | 0 | 0 | 0 | 1161529.7426 | 1813265.0938 | 0 | 0 | 0 | 0 | 0 | 0 | 0 | 0 | 0 | 0 | 0 | 0 | 0 | 0 | 0 | 0 | -251998.3149 | -76158.6851 | 0 | 0 | 0 | 0 | 0 | 0 | 0 | 0 | 0 | 0 | 0 | 0 | 0 | 0 | 0
2016-04-21 09:00 | 0 | 0 | 0 | 0 | 0 | 0 | 0 | 338269 | 0 | 0 | 0 | 0 | 909531.4277 | 1726994.4087 | 0 | 0 | 0 | 0 | 0 | 0 | 0 | 0 | 0 | 0 | 0 | 0 | 0 | 0 | 0 | 0 | -251998.3149 | -86270.6851 | 0 | 0 | 0 | 0 | 0 | 0 | 0 | 0 | 0 | 0 | 0 | 0 | 0 | 0 | 0
2016-04-21 10:00 | 0 | 0 | 0 | 0 | 0 | 0 | 0 | 361209 | 0 | 0 | 0 | 0 | 657533.1128 | 1617783.7237 | 0 | 0 | 0 | 0 | 0 | 0 | 0 | 0 | 0 | 0 | 0 | 0 | 0 | 0 | 0 | 0 | -251998.3149 | -109210.6851 | 0 | 0 | 0 | 0 | 0 | 0 | 0 | 0 | 0 | 0 | 0 | 0 | 0 | 0 | 0
2016-04-21 11:00 | 0 | 0 | 0 | 0 | 0 | 16045.9658 | 0 | 383770 | 0 | 0 | 0 | 0 | 405534.7978 | 1502058.0044 | 0 | 0 | 0 | 0 | 0 | 0 | 0 | 0 | 0 | 0 | 0 | 0 | 0 | 0 | 0 | 0 | -251998.3149 | -115725.7193 | 0 | 0 | 0 | 0 | 0 | 0 | 0 | 0 | 0 | 0 | 0 | 0 | 0 | 0 | 0
2016-04-21 12:00 | 0 | 0 | 0 | 0 | 0 | 397038.5098 | 6039.4288 | 396389 | 0 | 0 | 0 | 0 | 359991.0284 | 1554290.7124 | 0 | 0 | 0 | 0 | 0 | 0 | 0 | 0 | 0 | 0 | 0 | 0 | 0 | 0 | 0 | 0 | -45543.7694 | 52232.708 | 0 | 0 | 0 | 0 | 0 | 0 | 0 | 0 | 0 | 0 | 0 | 0 | 0 | 0 | 0
2016-04-21 13:00 | 0 | 0 | 0 | 0 | 0 | 0 | 304873.5156 | 406990 | 0 | 0 | 0 | 0 | 373600.2633 | 1438564.9931 | 0 | 0 | 0 | 0 | 0 | 0 | 0 | 0 | 0 | 0 | 0 | 0 | 0 | 0 | 0 | 0 | 13609.2349 | -115725.7193 | 0 | 0 | 0 | 0 | 0 | 0 | 0 | 0 | 0 | 0 | 0 | 0 | 0 | 0 | 0
2016-04-21 14:00 | 0 | 0 | 0 | 0 | 0 | 0 | 653687.9351 | 416456 | 0 | 0 | 0 | 0 | 495106.4792 | 1554290.7124 | 0 | 0 | 0 | 0 | 0 | 0 | 0 | 0 | 0 | 0 | 0 | 0 | 0 | 0 | 0 | 0 | 121506.2159 | 115725.7193 | 0 | 0 | 0 | 0 | 0 | 0 | 0 | 0 | 0 | 0 | 0 | 0 | 0 | 0 | 0
2016-04-21 15:00 | 0 | 0 | 0 | 0 | 0 | 0 | 790434.0342 | 422710 | 0 | 0 | 0 | 0 | 747104.7941 | 1670016.4317 | 0 | 0 | 0 | 0 | 0 | 0 | 0 | 0 | 0 | 0 | 0 | 0 | 0 | 0 | 0 | 0 | 251998.3149 | 115725.7193 | 0 | 0 | 0 | 0 | 0 | 0 | 0 | 0 | 0 | 0 | 0 | 0 | 0 | 0 | 0
2016-04-21 16:00 | 0 | 0 | 0 | 0 | 0 | 0 | 794941.0342 | 427217 | 0 | 0 | 0 | 0 | 999103.1091 | 1785742.151 | 0 | 0 | 0 | 0 | 0 | 0 | 0 | 0 | 0 | 0 | 0 | 0 | 0 | 0 | 0 | 0 | 251998.3149 | 115725.7193 | 0 | 0 | 0 | 0 | 0 | 0 | 0 | 0 | 0 | 0 | 0 | 0 | 0 | 0 | 0
2016-04-21 17:00 | 0 | 0 | 0 | 0 | 0 | 0 | 800440.0342 | 432716 | 0 | 0 | 0 | 0 | 1251101.424 | 1901467.8703 | 0 | 0 | 0 | 0 | 0 | 0 | 0 | 0 | 0 | 0 | 0 | 0 | 0 | 0 | 0 | 0 | 251998.3149 | 115725.7193 | 0 | 0 | 0 | 0 | 0 | 0 | 0 | 0 | 0 | 0 | 0 | 0 | 0 | 0 | 0
2016-04-21 18:00 | 0 | 0 | 0 | 0 | 0 | 0 | 805815.0342 | 438091 | 0 | 0 | 0 | 0 | 1503099.7389 | 2017193.5896 | 0 | 0 | 0 | 0 | 0 | 0 | 0 | 0 | 0 | 0 | 0 | 0 | 0 | 0 | 0 | 0 | 251998.3149 | 115725.7193 | 0 | 0 | 0 | 0 | 0 | 0 | 0 | 0 | 0 | 0 | 0 | 0 | 0 | 0 | 0
2016-04-21 19:00 | 0 | 0 | 0 | 0 | 0 | 0 | 809218.0342 | 441494 | 0 | 0 | 0 | 0 | 1755098.0539 | 2132919.3089 | 0 | 0 | 0 | 0 | 0 | 0 | 0 | 0 | 0 | 0 | 0 | 0 | 0 | 0 | 0 | 0 | 251998.3149 | 115725.7193 | 0 | 0 | 0 | 0 | 0 | 0 | 0 | 0 | 0 | 0 | 0 | 0 | 0 | 0 | 0
2016-04-21 20:00 | 0 | 0 | 0 | 0 | 0 | 0 | 812923.0342 | 445199 | 0 | 0 | 0 | 0 | 2007096.3688 | 2248645.0282 | 0 | 0 | 0 | 0 | 0 | 0 | 0 | 0 | 0 | 0 | 0 | 0 | 0 | 0 | 0 | 0 | 251998.3149 | 115725.7193 | 0 | 0 | 0 | 0 | 0 | 0 | 0 | 0 | 0 | 0 | 0 | 0 | 0 | 0 | 0
2016-04-21 21:00 | 0 | 0 | 0 | 0 | 0 | 0 | 814667.0342 | 446943 | 0 | 0 | 0 | 0 | 2259094.6838 | 2364370.7475 | 0 | 0 | 0 | 0 | 0 | 0 | 0 | 0 | 0 | 0 | 0 | 0 | 0 | 0 | 0 | 0 | 251998.3149 | 115725.7193 | 0 | 0 | 0 | 0 | 0 | 0 | 0 | 0 | 0 | 0 | 0 | 0 | 0 | 0 | 0
2016-04-21 22:00 | 0 | 0 | 0 | 0 | 0 | 0 | 812251.0342 | 444527 | 0 | 0 | 0 | 0 | 2511092.9987 | 2480096.4668 | 0 | 0 | 0 | 0 | 0 | 0 | 0 | 0 | 0 | 0 | 0 | 0 | 0 | 0 | 0 | 0 | 251998.3149 | 115725.7193 | 0 | 0 | 0 | 0 | 0 | 0 | 0 | 0 | 0 | 0 | 0 | 0 | 0 | 0 | 0
2016-04-21 23:00 | 0 | 0 | 0 | 0 | 0 | 58905.9854 | 751677.0488 | 442859 | 0 | 0 | 0 | 0 | 2763091.3137 | 2595822.1861 | 0 | 0 | 0 | 0 | 0 | 0 | 0 | 0 | 0 | 0 | 0 | 0 | 0 | 0 | 0 | 0 | 251998.3149 | 115725.7193 | 0 | 0 | 0 | 0 | 0 | 0 | 0 | 0 | 0 | 0 | 0 | 0 | 0 | 0 | 0
2016-04-22 | 0 | 0 | 0 | 0 | 0 | 0 | 558516.2517 | 447196 | 0 | 0 | 0 | 0 | 2758685.8461 | 2711547.9054 | 0 | 0 | 0 | 0 | 0 | 0 | 0 | 0 | 0 | 0 | 0 | 0 | 0 | 0 | 0 | 0 | -4405.4676 | 115725.7193 | 0 | 0 | 0 | 0 | 0 | 0 | 0 | 0 | 0 | 0 | 0 | 0 | 0 | 0 | 0
2016-04-22 01:00 | 0 | 0 | 0 | 0 | 0 | 0 | 154077.7677 | 441770 | 0 | 0 | 0 | 0 | 2506687.5311 | 2675853.9881 | 0 | 0 | 0 | 0 | 0 | 0 | 0 | 0 | 0 | 0 | 0 | 0 | 0 | 0 | 0 | 0 | -251998.3149 | -35693.9173 | 0 | 0 | 0 | 0 | 0 | 0 | 0 | 0 | 0 | 0 | 0 | 0 | 0 | 0 | 0
2016-04-22 02:00 | 0 | 0 | 0 | 0 | 0 | 497360.1768 | 444.1037 | 422572 | 0 | 0 | 0 | 0 | 2466194.0923 | 2791579.7074 | 0 | 0 | 0 | 0 | 0 | 0 | 0 | 0 | 0 | 0 | 0 | 0 | 0 | 0 | 0 | 0 | -40493.4388 | 115725.7193 | 0 | 0 | 0 | 0 | 0 | 0 | 0 | 0 | 0 | 0 | 0 | 0 | 0 | 0 | 0
2016-04-22 03:00 | 0 | 0 | 0 | 0 | 0 | 29942.9658 | 0 | 397667 | 0 | 0 | 0 | 0 | 2214195.7774 | 2675853.9881 | 0 | 0 | 0 | 0 | 0 | 0 | 0 | 0 | 0 | 0 | 0 | 0 | 0 | 0 | 0 | 0 | -251998.3149 | -115725.7193 | 0 | 0 | 0 | 0 | 0 | 0 | 0 | 0 | 0 | 0 | 0 | 0 | 0 | 0 | 0
2016-04-22 04:00 | 0 | 0 | 0 | 0 | 0 | 4599.9658 | 0 | 372324 | 0 | 0 | 0 | 0 | 1962197.4624 | 2560128.2688 | 0 | 0 | 0 | 0 | 0 | 0 | 0 | 0 | 0 | 0 | 0 | 0 | 0 | 0 | 0 | 0 | -251998.3149 | -115725.7193 | 0 | 0 | 0 | 0 | 0 | 0 | 0 | 0 | 0 | 0 | 0 | 0 | 0 | 0 | 0
2016-04-22 05:00 | 0 | 0 | 0 | 0 | 0 | 215699.4044 | 0 | 351972 | 0 | 0 | 0 | 0 | 1710199.1475 | 2675853.9881 | 0 | 0 | 0 | 0 | 0 | 0 | 0 | 0 | 0 | 0 | 0 | 0 | 0 | 0 | 0 | 0 | -251998.3149 | 115725.7193 | 0 | 0 | 0 | 0 | 0 | 0 | 0 | 0 | 0 | 0 | 0 | 0 | 0 | 0 | 0
2016-04-22 06:00 | 0 | 0 | 0 | 0 | 0 | 0 | 0 | 337193 | 0 | 0 | 0 | 0 | 1458200.8325 | 2590659.303 | 0 | 0 | 0 | 0 | 0 | 0 | 0 | 0 | 0 | 0 | 0 | 0 | 0 | 0 | 0 | 0 | -251998.3149 | -85194.6851 | 0 | 0 | 0 | 0 | 0 | 0 | 0 | 0 | 0 | 0 | 0 | 0 | 0 | 0 | 0
2016-04-22 07:00 | 0 | 0 | 0 | 0 | 0 | 0 | 0 | 328530 | 0 | 0 | 0 | 0 | 1206202.5176 | 2514127.618 | 0 | 0 | 0 | 0 | 0 | 0 | 0 | 0 | 0 | 0 | 0 | 0 | 0 | 0 | 0 | 0 | -251998.3149 | -76531.6851 | 0 | 0 | 0 | 0 | 0 | 0 | 0 | 0 | 0 | 0 | 0 | 0 | 0 | 0 | 0
2016-04-22 08:00 | 0 | 0 | 0 | 0 | 0 | 0 | 0 | 326530 | 0 | 0 | 0 | 0 | 954204.2026 | 2439595.9329 | 0 | 0 | 0 | 0 | 0 | 0 | 0 | 0 | 0 | 0 | 0 | 0 | 0 | 0 | 0 | 0 | -251998.3149 | -74531.6851 | 0 | 0 | 0 | 0 | 0 | 0 | 0 | 0 | 0 | 0 | 0 | 0 | 0 | 0 | 0
2016-04-22 09:00 | 0 | 0 | 0 | 0 | 0 | 0 | 0 | 334964 | 0 | 0 | 0 | 0 | 702205.8877 | 2356630.2478 | 0 | 0 | 0 | 0 | 0 | 0 | 0 | 0 | 0 | 0 | 0 | 0 | 0 | 0 | 0 | 0 | -251998.3149 | -82965.6851 | 0 | 0 | 0 | 0 | 0 | 0 | 0 | 0 | 0 | 0 | 0 | 0 | 0 | 0 | 0
2016-04-22 10:00 | 0 | 0 | 0 | 0 | 0 | 0 | 0 | 357619 | 0 | 0 | 0 | 0 | 450207.5727 | 2251009.5628 | 0 | 0 | 0 | 0 | 0 | 0 | 0 | 0 | 0 | 0 | 0 | 0 | 0 | 0 | 0 | 0 | -251998.3149 | -105620.6851 | 0 | 0 | 0 | 0 | 0 | 0 | 0 | 0 | 0 | 0 | 0 | 0 | 0 | 0 | 0
2016-04-22 11:00 | 0 | 0 | 0 | 0 | 0 | 12175.9658 | 0 | 379900 | 0 | 0 | 0 | 0 | 198209.2578 | 2135283.8435 | 0 | 0 | 0 | 0 | 0 | 0 | 0 | 0 | 0 | 0 | 0 | 0 | 0 | 0 | 0 | 0 | -251998.3149 | -115725.7193 | 0 | 0 | 0 | 0 | 0 | 0 | 0 | 0 | 0 | 0 | 0 | 0 | 0 | 0 | 0
2016-04-22 12:00 | 0 | 0 | 0 | 0 | 0 | 304646.3105 | 7543.151 | 394673 | 0 | 0 | 0 | 0 | 0 | 2251009.5628 | 0 | 0 | 0 | 0 | 0 | 0 | 0 | 0 | 0 | 0 | 0 | 0 | 0 | 0 | 0 | 0 | -198209.2578 | 115725.7193 | 0 | 0 | 0 | 0 | 0 | 0 | 0 | 0 | 0 | 0 | 0 | 0 | 0 | 0 | 0
2016-04-22 13:00 | 0 | 0 | 0 | 0 | 0 | 0 | 333853.3604 | 406988 | 0 | 0 | 0 | 0 | 0 | 2177874.9232 | 0 | 0 | 0 | 0 | 0 | 0 | 0 | 0 | 0 | 0 | 0 | 0 | 0 | 0 | 0 | 0 | 0 | -73134.6396 | 0 | 0 | 0 | 0 | 0 | 0 | 0 | 0 | 0 | 0 | 0 | 0 | 0 | 0 | 0
2016-04-22 14:00 | 0 | 0 | 0 | 0 | 0 | 0 | 632847.0845 | 418460 | 0 | 0 | 0 | 0 | 228464.8572 | 2163797.1505 | 0 | 0 | 0 | 0 | 0 | 0 | 0 | 0 | 0 | 0 | 0 | 0 | 0 | 0 | 0 | 0 | 228464.8572 | -14077.7727 | 0 | 0 | 0 | 0 | 0 | 0 | 0 | 0 | 0 | 0 | 0 | 0 | 0 | 0 | 0
2016-04-22 15:00 | 0 | 0 | 0 | 0 | 0 | 0 | 780458.0889 | 427657 | 0 | 0 | 0 | 0 | 465540.2268 | 2279522.8698 | 0 | 0 | 0 | 0 | 0 | 0 | 0 | 0 | 0 | 0 | 0 | 0 | 0 | 0 | 0 | 0 | 237075.3696 | 115725.7193 | 0 | 0 | 0 | 0 | 0 | 0 | 0 | 0 | 0 | 0 | 0 | 0 | 0 | 0 | 0
2016-04-22 16:00 | 0 | 0 | 0 | 0 | 0 | 0 | 801382.0342 | 433658 | 0 | 0 | 0 | 0 | 717538.5417 | 2395248.5891 | 0 | 0 | 0 | 0 | 0 | 0 | 0 | 0 | 0 | 0 | 0 | 0 | 0 | 0 | 0 | 0 | 251998.3149 | 115725.7193 | 0 | 0 | 0 | 0 | 0 | 0 | 0 | 0 | 0 | 0 | 0 | 0 | 0 | 0 | 0
2016-04-22 17:00 | 0 | 0 | 0 | 0 | 0 | 0 | 806756.0342 | 439032 | 0 | 0 | 0 | 0 | 969536.8567 | 2510974.3084 | 0 | 0 | 0 | 0 | 0 | 0 | 0 | 0 | 0 | 0 | 0 | 0 | 0 | 0 | 0 | 0 | 251998.3149 | 115725.7193 | 0 | 0 | 0 | 0 | 0 | 0 | 0 | 0 | 0 | 0 | 0 | 0 | 0 | 0 | 0
2016-04-22 18:00 | 0 | 0 | 0 | 0 | 0 | 0 | 809940.0342 | 442216 | 0 | 0 | 0 | 0 | 1221535.1716 | 2626700.0277 | 0 | 0 | 0 | 0 | 0 | 0 | 0 | 0 | 0 | 0 | 0 | 0 | 0 | 0 | 0 | 0 | 251998.3149 | 115725.7193 | 0 | 0 | 0 | 0 | 0 | 0 | 0 | 0 | 0 | 0 | 0 | 0 | 0 | 0 | 0
2016-04-22 19:00 | 0 | 0 | 0 | 0 | 0 | 0 | 808587.059 | 444884 | 0 | 0 | 0 | 0 | 1473533.4866 | 2738404.7717 | 0 | 0 | 0 | 0 | 0 | 0 | 0 | 0 | 0 | 0 | 0 | 0 | 0 | 0 | 0 | 0 | 251998.3149 | 111704.744 | 0 | 0 | 0 | 0 | 0 | 0 | 0 | 0 | 0 | 0 | 0 | 0 | 0 | 0 | 0
2016-04-22 20:00 | 0 | 0 | 0 | 0 | 0 | 0 | 797873.3086 | 446311 | 0 | 0 | 0 | 0 | 1725531.8015 | 2837968.7653 | 0 | 0 | 0 | 0 | 0 | 0 | 0 | 0 | 0 | 0 | 0 | 0 | 0 | 0 | 0 | 0 | 251998.3149 | 99563.9936 | 0 | 0 | 0 | 0 | 0 | 0 | 0 | 0 | 0 | 0 | 0 | 0 | 0 | 0 | 0
2016-04-22 21:00 | 0 | 0 | 0 | 0 | 0 | 0 | 770336.2091 | 444810 | 0 | 0 | 0 | 0 | 1977530.1165 | 2911496.6595 | 0 | 0 | 0 | 0 | 0 | 0 | 0 | 0 | 0 | 0 | 0 | 0 | 0 | 0 | 0 | 0 | 251998.3149 | 73527.8942 | 0 | 0 | 0 | 0 | 0 | 0 | 0 | 0 | 0 | 0 | 0 | 0 | 0 | 0 | 0
2016-04-22 22:00 | 0 | 0 | 0 | 0 | 0 | 0 | 711683.5511 | 438929 | 0 | 0 | 0 | 0 | 2134558.9482 | 3027222.3788 | 0 | 0 | 0 | 0 | 0 | 0 | 0 | 0 | 0 | 0 | 0 | 0 | 0 | 0 | 0 | 0 | 157028.8318 | 115725.7193 | 0 | 0 | 0 | 0 | 0 | 0 | 0 | 0 | 0 | 0 | 0 | 0 | 0 | 0 | 0
2016-04-22 23:00 | 0 | 0 | 0 | 0 | 0 | 0 | 609375.5956 | 432558 | 0 | 0 | 0 | 0 | 2386557.2632 | 2952041.6594 | 0 | 0 | 0 | 0 | 0 | 0 | 0 | 0 | 0 | 0 | 0 | 0 | 0 | 0 | 0 | 0 | 251998.3149 | -75180.7194 | 0 | 0 | 0 | 0 | 0 | 0 | 0 | 0 | 0 | 0 | 0 | 0 | 0 | 0 | 0
2016-04-23 | 0 | 0 | 0 | 0 | 0 | 0 | 417707.7422 | 430109 | 0 | 0 | 0 | 0 | 2489881.7247 | 2836315.9401 | 0 | 0 | 0 | 0 | 0 | 0 | 0 | 0 | 0 | 0 | 0 | 0 | 0 | 0 | 0 | 0 | 103324.4615 | -115725.7193 | 0 | 0 | 0 | 0 | 0 | 0 | 0 | 0 | 0 | 0 | 0 | 0 | 0 | 0 | 0
2016-04-23 01:00 | 0 | 0 | 0 | 0 | 0 | 0 | 109561.8839 | 425116 | 0 | 0 | 0 | 0 | 2237883.4097 | 2772760.1389 | 0 | 0 | 0 | 0 | 0 | 0 | 0 | 0 | 0 | 0 | 0 | 0 | 0 | 0 | 0 | 0 | -251998.3149 | -63555.8012 | 0 | 0 | 0 | 0 | 0 | 0 | 0 | 0 | 0 | 0 | 0 | 0 | 0 | 0 | 0
2016-04-23 02:00 | 0 | 0 | 0 | 0 | 0 | 688352.1974 | 515.7793 | 409918 | 0 | 0 | 0 | 0 | 2489881.7247 | 2799711.8007 | 0 | 0 | 0 | 0 | 0 | 0 | 0 | 0 | 0 | 0 | 0 | 0 | 0 | 0 | 0 | 0 | 251998.3149 | 26951.6618 | 0 | 0 | 0 | 0 | 0 | 0 | 0 | 0 | 0 | 0 | 0 | 0 | 0 | 0 | 0
2016-04-23 03:00 | 0 | 0 | 0 | 0 | 0 | 21390.9658 | 0 | 389115 | 0 | 0 | 0 | 0 | 2237883.4097 | 2683986.0814 | 0 | 0 | 0 | 0 | 0 | 0 | 0 | 0 | 0 | 0 | 0 | 0 | 0 | 0 | 0 | 0 | -251998.3149 | -115725.7193 | 0 | 0 | 0 | 0 | 0 | 0 | 0 | 0 | 0 | 0 | 0 | 0 | 0 | 0 | 0
2016-04-23 04:00 | 0 | 0 | 0 | 0 | 0 | 0 | 0 | 367121 | 0 | 0 | 0 | 0 | 1985885.0948 | 2568863.3963 | 0 | 0 | 0 | 0 | 0 | 0 | 0 | 0 | 0 | 0 | 0 | 0 | 0 | 0 | 0 | 0 | -251998.3149 | -115122.6851 | 0 | 0 | 0 | 0 | 0 | 0 | 0 | 0 | 0 | 0 | 0 | 0 | 0 | 0 | 0
2016-04-23 05:00 | 0 | 0 | 0 | 0 | 0 | 0 | 0 | 349095 | 0 | 0 | 0 | 0 | 1733886.7798 | 2471766.7113 | 0 | 0 | 0 | 0 | 0 | 0 | 0 | 0 | 0 | 0 | 0 | 0 | 0 | 0 | 0 | 0 | -251998.3149 | -97096.6851 | 0 | 0 | 0 | 0 | 0 | 0 | 0 | 0 | 0 | 0 | 0 | 0 | 0 | 0 | 0
2016-04-23 06:00 | 0 | 0 | 0 | 0 | 0 | 0 | 0 | 334518 | 0 | 0 | 0 | 0 | 1481888.4649 | 2389247.0262 | 0 | 0 | 0 | 0 | 0 | 0 | 0 | 0 | 0 | 0 | 0 | 0 | 0 | 0 | 0 | 0 | -251998.3149 | -82519.6851 | 0 | 0 | 0 | 0 | 0 | 0 | 0 | 0 | 0 | 0 | 0 | 0 | 0 | 0 | 0
2016-04-23 07:00 | 0 | 0 | 0 | 0 | 0 | 0 | 0 | 324061 | 0 | 0 | 0 | 0 | 1229890.15 | 2317184.3412 | 0 | 0 | 0 | 0 | 0 | 0 | 0 | 0 | 0 | 0 | 0 | 0 | 0 | 0 | 0 | 0 | -251998.3149 | -72062.6851 | 0 | 0 | 0 | 0 | 0 | 0 | 0 | 0 | 0 | 0 | 0 | 0 | 0 | 0 | 0
2016-04-23 08:00 | 0 | 0 | 0 | 0 | 0 | 0 | 0 | 319655 | 0 | 0 | 0 | 0 | 977891.835 | 2249527.6561 | 0 | 0 | 0 | 0 | 0 | 0 | 0 | 0 | 0 | 0 | 0 | 0 | 0 | 0 | 0 | 0 | -251998.3149 | -67656.6851 | 0 | 0 | 0 | 0 | 0 | 0 | 0 | 0 | 0 | 0 | 0 | 0 | 0 | 0 | 0
2016-04-23 09:00 | 0 | 0 | 0 | 0 | 0 | 0 | 0 | 319973 | 0 | 0 | 0 | 0 | 725893.5201 | 2181552.9711 | 0 | 0 | 0 | 0 | 0 | 0 | 0 | 0 | 0 | 0 | 0 | 0 | 0 | 0 | 0 | 0 | -251998.3149 | -67974.6851 | 0 | 0 | 0 | 0 | 0 | 0 | 0 | 0 | 0 | 0 | 0 | 0 | 0 | 0 | 0
2016-04-23 10:00 | 0 | 0 | 0 | 0 | 0 | 0 | 0 | 324738 | 0 | 0 | 0 | 0 | 473895.2051 | 2108813.286 | 0 | 0 | 0 | 0 | 0 | 0 | 0 | 0 | 0 | 0 | 0 | 0 | 0 | 0 | 0 | 0 | -251998.3149 | -72739.6851 | 0 | 0 | 0 | 0 | 0 | 0 | 0 | 0 | 0 | 0 | 0 | 0 | 0 | 0 | 0
2016-04-23 11:00 | 0 | 0 | 0 | 0 | 0 | 0 | 0 | 331488 | 0 | 0 | 0 | 0 | 221896.8902 | 2029323.601 | 0 | 0 | 0 | 0 | 0 | 0 | 0 | 0 | 0 | 0 | 0 | 0 | 0 | 0 | 0 | 0 | -251998.3149 | -79489.6851 | 0 | 0 | 0 | 0 | 0 | 0 | 0 | 0 | 0 | 0 | 0 | 0 | 0 | 0 | 0
2016-04-23 12:00 | 0 | 0 | 0 | 0 | 0 | 0 | 10111.3905 | 347734 | 0 | 0 | 0 | 0 | 0 | 1913597.8817 | 0 | 0 | 0 | 0 | 0 | 0 | 0 | 0 | 0 | 0 | 0 | 0 | 0 | 0 | 0 | 0 | -221896.8902 | -115725.7193 | 0 | 0 | 0 | 0 | 0 | 0 | 0 | 0 | 0 | 0 | 0 | 0 | 0 | 0 | 0
2016-04-23 13:00 | 0 | 0 | 0 | 0 | 0 | 0 | 262629.8259 | 364929 | 0 | 0 | 0 | 0 | 0 | 1811298.7076 | 0 | 0 | 0 | 0 | 0 | 0 | 0 | 0 | 0 | 0 | 0 | 0 | 0 | 0 | 0 | 0 | 0 | -102299.1741 | 0 | 0 | 0 | 0 | 0 | 0 | 0 | 0 | 0 | 0 | 0 | 0 | 0 | 0 | 0
2016-04-23 14:00 | 0 | 0 | 0 | 0 | 0 | 0 | 602372.5649 | 378609 | 0 | 0 | 0 | 0 | 108037.8456 | 1927024.4269 | 0 | 0 | 0 | 0 | 0 | 0 | 0 | 0 | 0 | 0 | 0 | 0 | 0 | 0 | 0 | 0 | 108037.8456 | 115725.7193 | 0 | 0 | 0 | 0 | 0 | 0 | 0 | 0 | 0 | 0 | 0 | 0 | 0 | 0 | 0
2016-04-23 15:00 | 0 | 0 | 0 | 0 | 0 | 0 | 755562.0342 | 387838 | 0 | 0 | 0 | 0 | 360036.1605 | 2042750.1462 | 0 | 0 | 0 | 0 | 0 | 0 | 0 | 0 | 0 | 0 | 0 | 0 | 0 | 0 | 0 | 0 | 251998.3149 | 115725.7193 | 0 | 0 | 0 | 0 | 0 | 0 | 0 | 0 | 0 | 0 | 0 | 0 | 0 | 0 | 0
2016-04-23 16:00 | 0 | 0 | 0 | 0 | 0 | 0 | 761182.0342 | 393458 | 0 | 0 | 0 | 0 | 612034.4755 | 2158475.8655 | 0 | 0 | 0 | 0 | 0 | 0 | 0 | 0 | 0 | 0 | 0 | 0 | 0 | 0 | 0 | 0 | 251998.3149 | 115725.7193 | 0 | 0 | 0 | 0 | 0 | 0 | 0 | 0 | 0 | 0 | 0 | 0 | 0 | 0 | 0
2016-04-23 17:00 | 0 | 0 | 0 | 0 | 0 | 0 | 764176.0342 | 396452 | 0 | 0 | 0 | 0 | 864032.7904 | 2274201.5848 | 0 | 0 | 0 | 0 | 0 | 0 | 0 | 0 | 0 | 0 | 0 | 0 | 0 | 0 | 0 | 0 | 251998.3149 | 115725.7193 | 0 | 0 | 0 | 0 | 0 | 0 | 0 | 0 | 0 | 0 | 0 | 0 | 0 | 0 | 0
2016-04-23 18:00 | 0 | 0 | 0 | 0 | 0 | 0 | 766957.0342 | 399233 | 0 | 0 | 0 | 0 | 1116031.1054 | 2389927.3041 | 0 | 0 | 0 | 0 | 0 | 0 | 0 | 0 | 0 | 0 | 0 | 0 | 0 | 0 | 0 | 0 | 251998.3149 | 115725.7193 | 0 | 0 | 0 | 0 | 0 | 0 | 0 | 0 | 0 | 0 | 0 | 0 | 0 | 0 | 0
2016-04-23 19:00 | 0 | 0 | 0 | 0 | 0 | 0 | 770560.0342 | 402836 | 0 | 0 | 0 | 0 | 1368029.4203 | 2505653.0234 | 0 | 0 | 0 | 0 | 0 | 0 | 0 | 0 | 0 | 0 | 0 | 0 | 0 | 0 | 0 | 0 | 251998.3149 | 115725.7193 | 0 | 0 | 0 | 0 | 0 | 0 | 0 | 0 | 0 | 0 | 0 | 0 | 0 | 0 | 0
2016-04-23 20:00 | 0 | 0 | 0 | 0 | 0 | 0 | 774922.0342 | 407198 | 0 | 0 | 0 | 0 | 1620027.7353 | 2621378.7427 | 0 | 0 | 0 | 0 | 0 | 0 | 0 | 0 | 0 | 0 | 0 | 0 | 0 | 0 | 0 | 0 | 251998.3149 | 115725.7193 | 0 | 0 | 0 | 0 | 0 | 0 | 0 | 0 | 0 | 0 | 0 | 0 | 0 | 0 | 0
2016-04-23 21:00 | 0 | 0 | 0 | 0 | 0 | 0 | 778254.0342 | 410530 | 0 | 0 | 0 | 0 | 1872026.0502 | 2737104.462 | 0 | 0 | 0 | 0 | 0 | 0 | 0 | 0 | 0 | 0 | 0 | 0 | 0 | 0 | 0 | 0 | 251998.3149 | 115725.7193 | 0 | 0 | 0 | 0 | 0 | 0 | 0 | 0 | 0 | 0 | 0 | 0 | 0 | 0 | 0
2016-04-23 22:00 | 0 | 0 | 0 | 0 | 0 | 0 | 746800.1072 | 410579 | 0 | 0 | 0 | 0 | 2124024.3652 | 2821327.2543 | 0 | 0 | 0 | 0 | 0 | 0 | 0 | 0 | 0 | 0 | 0 | 0 | 0 | 0 | 0 | 0 | 251998.3149 | 84222.7923 | 0 | 0 | 0 | 0 | 0 | 0 | 0 | 0 | 0 | 0 | 0 | 0 | 0 | 0 | 0
2016-04-23 23:00 | 0 | 0 | 0 | 0 | 0 | 0 | 659442.4104 | 406408 | 0 | 0 | 0 | 0 | 2261333.0563 | 2937052.9736 | 0 | 0 | 0 | 0 | 0 | 0 | 0 | 0 | 0 | 0 | 0 | 0 | 0 | 0 | 0 | 0 | 137308.6911 | 115725.7193 | 0 | 0 | 0 | 0 | 0 | 0 | 0 | 0 | 0 | 0 | 0 | 0 | 0 | 0 | 0
2016-04-24 | 0 | 0 | 0 | 0 | 0 | 0 | 500263.9182 | 406739 | 0 | 0 | 0 | 0 | 2470583.6937 | 2821327.2543 | 0 | 0 | 0 | 0 | 0 | 0 | 0 | 0 | 0 | 0 | 0 | 0 | 0 | 0 | 0 | 0 | 209250.6375 | -115725.7193 | 0 | 0 | 0 | 0 | 0 | 0 | 0 | 0 | 0 | 0 | 0 | 0 | 0 | 0 | 0
2016-04-24 01:00 | 0 | 0 | 0 | 0 | 0 | 0 | 184343.1988 | 404663 | 0 | 0 | 0 | 0 | 2365989.6118 | 2705601.535 | 0 | 0 | 0 | 0 | 0 | 0 | 0 | 0 | 0 | 0 | 0 | 0 | 0 | 0 | 0 | 0 | -104594.0819 | -115725.7193 | 0 | 0 | 0 | 0 | 0 | 0 | 0 | 0 | 0 | 0 | 0 | 0 | 0 | 0 | 0
2016-04-24 02:00 | 0 | 0 | 0 | 0 | 0 | 758417.4313 | 781.6029 | 391475 | 0 | 0 | 0 | 0 | 2617987.9267 | 2821327.2543 | 0 | 0 | 0 | 0 | 0 | 0 | 0 | 0 | 0 | 0 | 0 | 0 | 0 | 0 | 0 | 0 | 251998.3149 | 115725.7193 | 0 | 0 | 0 | 0 | 0 | 0 | 0 | 0 | 0 | 0 | 0 | 0 | 0 | 0 | 0
2016-04-24 03:00 | 0 | 0 | 0 | 0 | 0 | 6048.9658 | 0 | 373773 | 0 | 0 | 0 | 0 | 2365989.6118 | 2705601.535 | 0 | 0 | 0 | 0 | 0 | 0 | 0 | 0 | 0 | 0 | 0 | 0 | 0 | 0 | 0 | 0 | -251998.3149 | -115725.7193 | 0 | 0 | 0 | 0 | 0 | 0 | 0 | 0 | 0 | 0 | 0 | 0 | 0 | 0 | 0
2016-04-24 04:00 | 0 | 0 | 0 | 0 | 0 | 0 | 0 | 354686 | 0 | 0 | 0 | 0 | 2113991.2968 | 2602913.8499 | 0 | 0 | 0 | 0 | 0 | 0 | 0 | 0 | 0 | 0 | 0 | 0 | 0 | 0 | 0 | 0 | -251998.3149 | -102687.6851 | 0 | 0 | 0 | 0 | 0 | 0 | 0 | 0 | 0 | 0 | 0 | 0 | 0 | 0 | 0
2016-04-24 05:00 | 0 | 0 | 0 | 0 | 0 | 0 | 0 | 337640 | 0 | 0 | 0 | 0 | 1861992.9819 | 2517272.1649 | 0 | 0 | 0 | 0 | 0 | 0 | 0 | 0 | 0 | 0 | 0 | 0 | 0 | 0 | 0 | 0 | -251998.3149 | -85641.6851 | 0 | 0 | 0 | 0 | 0 | 0 | 0 | 0 | 0 | 0 | 0 | 0 | 0 | 0 | 0
2016-04-24 06:00 | 0 | 0 | 0 | 0 | 0 | 0 | 0 | 324491 | 0 | 0 | 0 | 0 | 1609994.6669 | 2444779.4798 | 0 | 0 | 0 | 0 | 0 | 0 | 0 | 0 | 0 | 0 | 0 | 0 | 0 | 0 | 0 | 0 | -251998.3149 | -72492.6851 | 0 | 0 | 0 | 0 | 0 | 0 | 0 | 0 | 0 | 0 | 0 | 0 | 0 | 0 | 0
2016-04-24 07:00 | 0 | 0 | 0 | 0 | 0 | 0 | 0 | 315498 | 0 | 0 | 0 | 0 | 1410222.3862 | 2329053.7605 | 0 | 0 | 0 | 0 | 0 | 0 | 0 | 0 | 0 | 0 | 0 | 0 | 0 | 0 | 0 | 0 | -199772.2807 | -115725.7193 | 0 | 0 | 0 | 0 | 0 | 0 | 0 | 0 | 0 | 0 | 0 | 0 | 0 | 0 | 0
2016-04-24 08:00 | 0 | 0 | 0 | 0 | 0 | 0 | 0 | 310594 | 0 | 0 | 0 | 0 | 1158224.0713 | 2270458.0754 | 0 | 0 | 0 | 0 | 0 | 0 | 0 | 0 | 0 | 0 | 0 | 0 | 0 | 0 | 0 | 0 | -251998.3149 | -58595.6851 | 0 | 0 | 0 | 0 | 0 | 0 | 0 | 0 | 0 | 0 | 0 | 0 | 0 | 0 | 0
2016-04-24 09:00 | 0 | 0 | 0 | 0 | 0 | 0 | 0 | 310897 | 0 | 0 | 0 | 0 | 906225.7564 | 2211559.3904 | 0 | 0 | 0 | 0 | 0 | 0 | 0 | 0 | 0 | 0 | 0 | 0 | 0 | 0 | 0 | 0 | -251998.3149 | -58898.6851 | 0 | 0 | 0 | 0 | 0 | 0 | 0 | 0 | 0 | 0 | 0 | 0 | 0 | 0 | 0
2016-04-24 10:00 | 0 | 0 | 0 | 0 | 0 | 0 | 0 | 313017 | 0 | 0 | 0 | 0 | 654227.4414 | 2150540.7053 | 0 | 0 | 0 | 0 | 0 | 0 | 0 | 0 | 0 | 0 | 0 | 0 | 0 | 0 | 0 | 0 | -251998.3149 | -61018.6851 | 0 | 0 | 0 | 0 | 0 | 0 | 0 | 0 | 0 | 0 | 0 | 0 | 0 | 0 | 0
2016-04-24 11:00 | 0 | 0 | 0 | 0 | 0 | 0 | 0 | 318226 | 0 | 0 | 0 | 0 | 402229.1265 | 2084313.0203 | 0 | 0 | 0 | 0 | 0 | 0 | 0 | 0 | 0 | 0 | 0 | 0 | 0 | 0 | 0 | 0 | -251998.3149 | -66227.6851 | 0 | 0 | 0 | 0 | 0 | 0 | 0 | 0 | 0 | 0 | 0 | 0 | 0 | 0 | 0
2016-04-24 12:00 | 0 | 0 | 0 | 0 | 0 | 646103.3213 | 11533.3984 | 329266 | 0 | 0 | 0 | 0 | 654227.4414 | 2160685.4251 | 0 | 0 | 0 | 0 | 0 | 0 | 0 | 0 | 0 | 0 | 0 | 0 | 0 | 0 | 0 | 0 | 251998.3149 | 76372.4048 | 0 | 0 | 0 | 0 | 0 | 0 | 0 | 0 | 0 | 0 | 0 | 0 | 0 | 0 | 0
2016-04-24 13:00 | 0 | 0 | 0 | 0 | 0 | 0 | 312867.4767 | 344458 | 0 | 0 | 0 | 0 | 506911.1988 | 2276411.1444 | 0 | 0 | 0 | 0 | 0 | 0 | 0 | 0 | 0 | 0 | 0 | 0 | 0 | 0 | 0 | 0 | -147316.2426 | 115725.7193 | 0 | 0 | 0 | 0 | 0 | 0 | 0 | 0 | 0 | 0 | 0 | 0 | 0 | 0 | 0
2016-04-24 14:00 | 0 | 0 | 0 | 0 | 0 | 0 | 591723.504 | 356787 | 0 | 0 | 0 | 0 | 758909.5138 | 2259349.3334 | 0 | 0 | 0 | 0 | 0 | 0 | 0 | 0 | 0 | 0 | 0 | 0 | 0 | 0 | 0 | 0 | 251998.3149 | -17061.811 | 0 | 0 | 0 | 0 | 0 | 0 | 0 | 0 | 0 | 0 | 0 | 0 | 0 | 0 | 0
2016-04-24 15:00 | 0 | 0 | 0 | 0 | 0 | 0 | 734068.0342 | 366344 | 0 | 0 | 0 | 0 | 1010907.8287 | 2375075.0527 | 0 | 0 | 0 | 0 | 0 | 0 | 0 | 0 | 0 | 0 | 0 | 0 | 0 | 0 | 0 | 0 | 251998.3149 | 115725.7193 | 0 | 0 | 0 | 0 | 0 | 0 | 0 | 0 | 0 | 0 | 0 | 0 | 0 | 0 | 0
2016-04-24 16:00 | 0 | 0 | 0 | 0 | 0 | 0 | 742932.0342 | 375208 | 0 | 0 | 0 | 0 | 1262906.1436 | 2490800.772 | 0 | 0 | 0 | 0 | 0 | 0 | 0 | 0 | 0 | 0 | 0 | 0 | 0 | 0 | 0 | 0 | 251998.3149 | 115725.7193 | 0 | 0 | 0 | 0 | 0 | 0 | 0 | 0 | 0 | 0 | 0 | 0 | 0 | 0 | 0
2016-04-24 17:00 | 0 | 0 | 0 | 0 | 0 | 0 | 750425.0342 | 382701 | 0 | 0 | 0 | 0 | 1514904.4586 | 2606526.4913 | 0 | 0 | 0 | 0 | 0 | 0 | 0 | 0 | 0 | 0 | 0 | 0 | 0 | 0 | 0 | 0 | 251998.3149 | 115725.7193 | 0 | 0 | 0 | 0 | 0 | 0 | 0 | 0 | 0 | 0 | 0 | 0 | 0 | 0 | 0
2016-04-24 18:00 | 0 | 0 | 0 | 0 | 0 | 0 | 757051.0342 | 389327 | 0 | 0 | 0 | 0 | 1766902.7735 | 2722252.2106 | 0 | 0 | 0 | 0 | 0 | 0 | 0 | 0 | 0 | 0 | 0 | 0 | 0 | 0 | 0 | 0 | 251998.3149 | 115725.7193 | 0 | 0 | 0 | 0 | 0 | 0 | 0 | 0 | 0 | 0 | 0 | 0 | 0 | 0 | 0
2016-04-24 19:00 | 0 | 0 | 0 | 0 | 0 | 0 | 762944.0342 | 395220 | 0 | 0 | 0 | 0 | 2018901.0885 | 2837977.9299 | 0 | 0 | 0 | 0 | 0 | 0 | 0 | 0 | 0 | 0 | 0 | 0 | 0 | 0 | 0 | 0 | 251998.3149 | 115725.7193 | 0 | 0 | 0 | 0 | 0 | 0 | 0 | 0 | 0 | 0 | 0 | 0 | 0 | 0 | 0
2016-04-24 20:00 | 0 | 0 | 0 | 0 | 0 | 0 | 770447.0342 | 402723 | 0 | 0 | 0 | 0 | 2270899.4034 | 2953703.6492 | 0 | 0 | 0 | 0 | 0 | 0 | 0 | 0 | 0 | 0 | 0 | 0 | 0 | 0 | 0 | 0 | 251998.3149 | 115725.7193 | 0 | 0 | 0 | 0 | 0 | 0 | 0 | 0 | 0 | 0 | 0 | 0 | 0 | 0 | 0
2016-04-24 21:00 | 0 | 0 | 0 | 0 | 0 | 0 | 777973.0342 | 410249 | 0 | 0 | 0 | 0 | 2522897.7184 | 3069429.3685 | 0 | 0 | 0 | 0 | 0 | 0 | 0 | 0 | 0 | 0 | 0 | 0 | 0 | 0 | 0 | 0 | 251998.3149 | 115725.7193 | 0 | 0 | 0 | 0 | 0 | 0 | 0 | 0 | 0 | 0 | 0 | 0 | 0 | 0 | 0
2016-04-24 22:00 | 0 | 0 | 0 | 0 | 0 | 0 | 736216.1759 | 413936 | 0 | 0 | 0 | 0 | 2729452.1749 | 3185155.0878 | 0 | 0 | 0 | 0 | 0 | 0 | 0 | 0 | 0 | 0 | 0 | 0 | 0 | 0 | 0 | 0 | 206554.4566 | 115725.7193 | 0 | 0 | 0 | 0 | 0 | 0 | 0 | 0 | 0 | 0 | 0 | 0 | 0 | 0 | 0
2016-04-24 23:00 | 0 | 0 | 0 | 0 | 0 | 0 | 640005.4709 | 414161 | 0 | 0 | 0 | 0 | 2882488.6048 | 3257963.1287 | 0 | 0 | 0 | 0 | 0 | 0 | 0 | 0 | 0 | 0 | 0 | 0 | 0 | 0 | 0 | 0 | 153036.4299 | 72808.041 | 0 | 0 | 0 | 0 | 0 | 0 | 0 | 0 | 0 | 0 | 0 | 0 | 0 | 0 | 0
2016-04-25 | 0 | 0 | 0 | 0 | 0 | 0 | 454736.8779 | 419221 | 0 | 0 | 0 | 0 | 2882488.6048 | 3293479.0066 | 0 | 0 | 0 | 0 | 0 | 0 | 0 | 0 | 0 | 0 | 0 | 0 | 0 | 0 | 0 | 0 | 0 | 35515.8779 | 0 | 0 | 0 | 0 | 0 | 0 | 0 | 0 | 0 | 0 | 0 | 0 | 0 | 0 | 0
2016-04-25 01:00 | 0 | 0 | 0 | 0 | 0 | 0 | 101895.3782 | 417903 | 0 | 0 | 0 | 0 | 2682206.7023 | 3177753.2873 | 0 | 0 | 0 | 0 | 0 | 0 | 0 | 0 | 0 | 0 | 0 | 0 | 0 | 0 | 0 | 0 | -200281.9025 | -115725.7193 | 0 | 0 | 0 | 0 | 0 | 0 | 0 | 0 | 0 | 0 | 0 | 0 | 0 | 0 | 0
2016-04-25 02:00 | 0 | 0 | 0 | 0 | 0 | 465371.6147 | 723.6921 | 402086 | 0 | 0 | 0 | 0 | 2630490.2899 | 3293479.0066 | 0 | 0 | 0 | 0 | 0 | 0 | 0 | 0 | 0 | 0 | 0 | 0 | 0 | 0 | 0 | 0 | -51716.4124 | 115725.7193 | 0 | 0 | 0 | 0 | 0 | 0 | 0 | 0 | 0 | 0 | 0 | 0 | 0 | 0 | 0
2016-04-25 03:00 | 0 | 0 | 0 | 0 | 0 | 516123.5956 | 0 | 379851 | 0 | 0 | 0 | 0 | 2882488.6048 | 3177753.2873 | 0 | 0 | 0 | 0 | 0 | 0 | 0 | 0 | 0 | 0 | 0 | 0 | 0 | 0 | 0 | 0 | 251998.3149 | -115725.7193 | 0 | 0 | 0 | 0 | 0 | 0 | 0 | 0 | 0 | 0 | 0 | 0 | 0 | 0 | 0
2016-04-25 04:00 | 0 | 0 | 0 | 0 | 0 | 0 | 0 | 358291 | 0 | 0 | 0 | 0 | 2630490.2899 | 3071460.6023 | 0 | 0 | 0 | 0 | 0 | 0 | 0 | 0 | 0 | 0 | 0 | 0 | 0 | 0 | 0 | 0 | -251998.3149 | -106292.6851 | 0 | 0 | 0 | 0 | 0 | 0 | 0 | 0 | 0 | 0 | 0 | 0 | 0 | 0 | 0
2016-04-25 05:00 | 0 | 0 | 0 | 0 | 0 | 0 | 0 | 340422 | 0 | 0 | 0 | 0 | 2405794.0092 | 2955734.883 | 0 | 0 | 0 | 0 | 0 | 0 | 0 | 0 | 0 | 0 | 0 | 0 | 0 | 0 | 0 | 0 | -224696.2807 | -115725.7193 | 0 | 0 | 0 | 0 | 0 | 0 | 0 | 0 | 0 | 0 | 0 | 0 | 0 | 0 | 0
2016-04-25 06:00 | 0 | 0 | 0 | 0 | 0 | 0 | 0 | 327914 | 0 | 0 | 0 | 0 | 2153795.6942 | 2879819.1979 | 0 | 0 | 0 | 0 | 0 | 0 | 0 | 0 | 0 | 0 | 0 | 0 | 0 | 0 | 0 | 0 | -251998.3149 | -75915.6851 | 0 | 0 | 0 | 0 | 0 | 0 | 0 | 0 | 0 | 0 | 0 | 0 | 0 | 0 | 0
2016-04-25 07:00 | 0 | 0 | 0 | 0 | 0 | 0 | 0 | 321046 | 0 | 0 | 0 | 0 | 1948475.4135 | 2764093.4786 | 0 | 0 | 0 | 0 | 0 | 0 | 0 | 0 | 0 | 0 | 0 | 0 | 0 | 0 | 0 | 0 | -205320.2807 | -115725.7193 | 0 | 0 | 0 | 0 | 0 | 0 | 0 | 0 | 0 | 0 | 0 | 0 | 0 | 0 | 0
2016-04-25 08:00 | 0 | 0 | 0 | 0 | 0 | 0 | 0 | 320265 | 0 | 0 | 0 | 0 | 1696477.0986 | 2695826.7936 | 0 | 0 | 0 | 0 | 0 | 0 | 0 | 0 | 0 | 0 | 0 | 0 | 0 | 0 | 0 | 0 | -251998.3149 | -68266.6851 | 0 | 0 | 0 | 0 | 0 | 0 | 0 | 0 | 0 | 0 | 0 | 0 | 0 | 0 | 0
2016-04-25 09:00 | 0 | 0 | 0 | 0 | 0 | 0 | 0 | 331202 | 0 | 0 | 0 | 0 | 1481000.8179 | 2580101.0743 | 0 | 0 | 0 | 0 | 0 | 0 | 0 | 0 | 0 | 0 | 0 | 0 | 0 | 0 | 0 | 0 | -215476.2807 | -115725.7193 | 0 | 0 | 0 | 0 | 0 | 0 | 0 | 0 | 0 | 0 | 0 | 0 | 0 | 0 | 0
2016-04-25 10:00 | 0 | 0 | 0 | 0 | 0 | 0 | 0 | 355674 | 0 | 0 | 0 | 0 | 1229002.503 | 2476425.3892 | 0 | 0 | 0 | 0 | 0 | 0 | 0 | 0 | 0 | 0 | 0 | 0 | 0 | 0 | 0 | 0 | -251998.3149 | -103675.6851 | 0 | 0 | 0 | 0 | 0 | 0 | 0 | 0 | 0 | 0 | 0 | 0 | 0 | 0 | 0
2016-04-25 11:00 | 0 | 0 | 0 | 0 | 0 | 12691.9658 | 0 | 380416 | 0 | 0 | 0 | 0 | 977004.188 | 2360699.6699 | 0 | 0 | 0 | 0 | 0 | 0 | 0 | 0 | 0 | 0 | 0 | 0 | 0 | 0 | 0 | 0 | -251998.3149 | -115725.7193 | 0 | 0 | 0 | 0 | 0 | 0 | 0 | 0 | 0 | 0 | 0 | 0 | 0 | 0 | 0
2016-04-25 12:00 | 0 | 0 | 0 | 0 | 0 | 10401.2209 | 18484.7448 | 396610 | 0 | 0 | 0 | 0 | 725005.8731 | 2244973.9506 | 0 | 0 | 0 | 0 | 0 | 0 | 0 | 0 | 0 | 0 | 0 | 0 | 0 | 0 | 0 | 0 | -251998.3149 | -115725.7193 | 0 | 0 | 0 | 0 | 0 | 0 | 0 | 0 | 0 | 0 | 0 | 0 | 0 | 0 | 0
2016-04-25 13:00 | 0 | 0 | 0 | 0 | 0 | 0 | 310493.9846 | 410489 | 0 | 0 | 0 | 0 | 740736.5769 | 2129248.2313 | 0 | 0 | 0 | 0 | 0 | 0 | 0 | 0 | 0 | 0 | 0 | 0 | 0 | 0 | 0 | 0 | 15730.7039 | -115725.7193 | 0 | 0 | 0 | 0 | 0 | 0 | 0 | 0 | 0 | 0 | 0 | 0 | 0 | 0 | 0
2016-04-25 14:00 | 0 | 0 | 0 | 0 | 0 | 0 | 593264.609 | 423717 | 0 | 0 | 0 | 0 | 794558.4667 | 2244973.9506 | 0 | 0 | 0 | 0 | 0 | 0 | 0 | 0 | 0 | 0 | 0 | 0 | 0 | 0 | 0 | 0 | 53821.8897 | 115725.7193 | 0 | 0 | 0 | 0 | 0 | 0 | 0 | 0 | 0 | 0 | 0 | 0 | 0 | 0 | 0
2016-04-25 15:00 | 0 | 0 | 0 | 0 | 0 | 0 | 747244.7589 | 434555 | 0 | 0 | 0 | 0 | 991522.5063 | 2360699.6699 | 0 | 0 | 0 | 0 | 0 | 0 | 0 | 0 | 0 | 0 | 0 | 0 | 0 | 0 | 0 | 0 | 196964.0396 | 115725.7193 | 0 | 0 | 0 | 0 | 0 | 0 | 0 | 0 | 0 | 0 | 0 | 0 | 0 | 0 | 0
2016-04-25 16:00 | 0 | 0 | 0 | 0 | 0 | 0 | 811611.0342 | 443887 | 0 | 0 | 0 | 0 | 1243520.8212 | 2476425.3892 | 0 | 0 | 0 | 0 | 0 | 0 | 0 | 0 | 0 | 0 | 0 | 0 | 0 | 0 | 0 | 0 | 251998.3149 | 115725.7193 | 0 | 0 | 0 | 0 | 0 | 0 | 0 | 0 | 0 | 0 | 0 | 0 | 0 | 0 | 0
2016-04-25 17:00 | 0 | 0 | 0 | 0 | 0 | 0 | 820762.0342 | 453038 | 0 | 0 | 0 | 0 | 1495519.1362 | 2592151.1085 | 0 | 0 | 0 | 0 | 0 | 0 | 0 | 0 | 0 | 0 | 0 | 0 | 0 | 0 | 0 | 0 | 251998.3149 | 115725.7193 | 0 | 0 | 0 | 0 | 0 | 0 | 0 | 0 | 0 | 0 | 0 | 0 | 0 | 0 | 0
2016-04-25 18:00 | 0 | 0 | 0 | 0 | 0 | 0 | 821020.4019 | 460667 | 0 | 0 | 0 | 0 | 1740146.8188 | 2707876.8278 | 0 | 0 | 0 | 0 | 0 | 0 | 0 | 0 | 0 | 0 | 0 | 0 | 0 | 0 | 0 | 0 | 244627.6826 | 115725.7193 | 0 | 0 | 0 | 0 | 0 | 0 | 0 | 0 | 0 | 0 | 0 | 0 | 0 | 0 | 0
2016-04-25 19:00 | 0 | 0 | 0 | 0 | 0 | 0 | 808367.7746 | 466214 | 0 | 0 | 0 | 0 | 1966574.8741 | 2823602.5471 | 0 | 0 | 0 | 0 | 0 | 0 | 0 | 0 | 0 | 0 | 0 | 0 | 0 | 0 | 0 | 0 | 226428.0553 | 115725.7193 | 0 | 0 | 0 | 0 | 0 | 0 | 0 | 0 | 0 | 0 | 0 | 0 | 0 | 0 | 0
2016-04-25 20:00 | 0 | 0 | 0 | 0 | 0 | 0 | 798040.1553 | 470456 | 0 | 0 | 0 | 0 | 2178433.31 | 2939328.2664 | 0 | 0 | 0 | 0 | 0 | 0 | 0 | 0 | 0 | 0 | 0 | 0 | 0 | 0 | 0 | 0 | 211858.436 | 115725.7193 | 0 | 0 | 0 | 0 | 0 | 0 | 0 | 0 | 0 | 0 | 0 | 0 | 0 | 0 | 0
2016-04-25 21:00 | 0 | 0 | 0 | 0 | 0 | 65876.1743 | 774588.8599 | 472741 | 0 | 0 | 0 | 0 | 2430431.625 | 3055053.9857 | 0 | 0 | 0 | 0 | 0 | 0 | 0 | 0 | 0 | 0 | 0 | 0 | 0 | 0 | 0 | 0 | 251998.3149 | 115725.7193 | 0 | 0 | 0 | 0 | 0 | 0 | 0 | 0 | 0 | 0 | 0 | 0 | 0 | 0 | 0
2016-04-25 22:00 | 0 | 0 | 0 | 0 | 0 | 0 | 710300.0295 | 470154 | 0 | 0 | 0 | 0 | 2682429.9399 | 3043201.7002 | 0 | 0 | 0 | 0 | 0 | 0 | 0 | 0 | 0 | 0 | 0 | 0 | 0 | 0 | 0 | 0 | 251998.3149 | -11852.2855 | 0 | 0 | 0 | 0 | 0 | 0 | 0 | 0 | 0 | 0 | 0 | 0 | 0 | 0 | 0
2016-04-25 23:00 | 0 | 0 | 0 | 0 | 0 | 0 | 605569.4449 | 464938 | 0 | 0 | 0 | 0 | 2802080.9426 | 3064182.1425 | 0 | 0 | 0 | 0 | 0 | 0 | 0 | 0 | 0 | 0 | 0 | 0 | 0 | 0 | 0 | 0 | 119651.0027 | 20980.4422 | 0 | 0 | 0 | 0 | 0 | 0 | 0 | 0 | 0 | 0 | 0 | 0 | 0 | 0 | 0
2016-04-26 | 0 | 0 | 0 | 0 | 0 | 0 | 433594.1746 | 465175 | 0 | 0 | 0 | 0 | 2654774.3979 | 3179907.8618 | 0 | 0 | 0 | 0 | 0 | 0 | 0 | 0 | 0 | 0 | 0 | 0 | 0 | 0 | 0 | 0 | -147306.5447 | 115725.7193 | 0 | 0 | 0 | 0 | 0 | 0 | 0 | 0 | 0 | 0 | 0 | 0 | 0 | 0 | 0
2016-04-26 01:00 | 0 | 0 | 0 | 0 | 0 | 0 | 130913.4316 | 459454 | 0 | 0 | 0 | 0 | 2441959.5488 | 3064182.1425 | 0 | 0 | 0 | 0 | 0 | 0 | 0 | 0 | 0 | 0 | 0 | 0 | 0 | 0 | 0 | 0 | -212814.8491 | -115725.7193 | 0 | 0 | 0 | 0 | 0 | 0 | 0 | 0 | 0 | 0 | 0 | 0 | 0 | 0 | 0
2016-04-26 02:00 | 0 | 0 | 0 | 0 | 0 | 568586.2794 | 1328.7387 | 437277 | 0 | 0 | 0 | 0 | 2690323.2862 | 2948456.4232 | 0 | 0 | 0 | 0 | 0 | 0 | 0 | 0 | 0 | 0 | 0 | 0 | 0 | 0 | 0 | 0 | 248363.7374 | -115725.7193 | 0 | 0 | 0 | 0 | 0 | 0 | 0 | 0 | 0 | 0 | 0 | 0 | 0 | 0 | 0
2016-04-26 03:00 | 0 | 0 | 0 | 0 | 0 | 42269.9658 | 0 | 409994 | 0 | 0 | 0 | 0 | 2438324.9713 | 2832730.7039 | 0 | 0 | 0 | 0 | 0 | 0 | 0 | 0 | 0 | 0 | 0 | 0 | 0 | 0 | 0 | 0 | -251998.3149 | -115725.7193 | 0 | 0 | 0 | 0 | 0 | 0 | 0 | 0 | 0 | 0 | 0 | 0 | 0 | 0 | 0
2016-04-26 04:00 | 0 | 0 | 0 | 0 | 0 | 16324.9658 | 0 | 384049 | 0 | 0 | 0 | 0 | 2186326.6563 | 2717004.9846 | 0 | 0 | 0 | 0 | 0 | 0 | 0 | 0 | 0 | 0 | 0 | 0 | 0 | 0 | 0 | 0 | -251998.3149 | -115725.7193 | 0 | 0 | 0 | 0 | 0 | 0 | 0 | 0 | 0 | 0 | 0 | 0 | 0 | 0 | 0
2016-04-26 05:00 | 0 | 0 | 0 | 0 | 0 | 0 | 0 | 363833 | 0 | 0 | 0 | 0 | 1934328.3414 | 2605170.2995 | 0 | 0 | 0 | 0 | 0 | 0 | 0 | 0 | 0 | 0 | 0 | 0 | 0 | 0 | 0 | 0 | -251998.3149 | -111834.6851 | 0 | 0 | 0 | 0 | 0 | 0 | 0 | 0 | 0 | 0 | 0 | 0 | 0 | 0 | 0
2016-04-26 06:00 | 0 | 0 | 0 | 0 | 0 | 0 | 0 | 347623 | 0 | 0 | 0 | 0 | 1682330.0264 | 2509545.6145 | 0 | 0 | 0 | 0 | 0 | 0 | 0 | 0 | 0 | 0 | 0 | 0 | 0 | 0 | 0 | 0 | -251998.3149 | -95624.6851 | 0 | 0 | 0 | 0 | 0 | 0 | 0 | 0 | 0 | 0 | 0 | 0 | 0 | 0 | 0
2016-04-26 07:00 | 0 | 0 | 0 | 0 | 0 | 0 | 0 | 337973 | 0 | 0 | 0 | 0 | 1430331.7115 | 2423570.9294 | 0 | 0 | 0 | 0 | 0 | 0 | 0 | 0 | 0 | 0 | 0 | 0 | 0 | 0 | 0 | 0 | -251998.3149 | -85974.6851 | 0 | 0 | 0 | 0 | 0 | 0 | 0 | 0 | 0 | 0 | 0 | 0 | 0 | 0 | 0
2016-04-26 08:00 | 0 | 0 | 0 | 0 | 0 | 0 | 0 | 335367 | 0 | 0 | 0 | 0 | 1178333.3965 | 2340202.2444 | 0 | 0 | 0 | 0 | 0 | 0 | 0 | 0 | 0 | 0 | 0 | 0 | 0 | 0 | 0 | 0 | -251998.3149 | -83368.6851 | 0 | 0 | 0 | 0 | 0 | 0 | 0 | 0 | 0 | 0 | 0 | 0 | 0 | 0 | 0
2016-04-26 09:00 | 0 | 0 | 0 | 0 | 0 | 0 | 0 | 344432 | 0 | 0 | 0 | 0 | 926335.0816 | 2247768.5593 | 0 | 0 | 0 | 0 | 0 | 0 | 0 | 0 | 0 | 0 | 0 | 0 | 0 | 0 | 0 | 0 | -251998.3149 | -92433.6851 | 0 | 0 | 0 | 0 | 0 | 0 | 0 | 0 | 0 | 0 | 0 | 0 | 0 | 0 | 0
2016-04-26 10:00 | 0 | 0 | 0 | 0 | 0 | 162.9658 | 0 | 367887 | 0 | 0 | 0 | 0 | 674336.7667 | 2132042.84 | 0 | 0 | 0 | 0 | 0 | 0 | 0 | 0 | 0 | 0 | 0 | 0 | 0 | 0 | 0 | 0 | -251998.3149 | -115725.7193 | 0 | 0 | 0 | 0 | 0 | 0 | 0 | 0 | 0 | 0 | 0 | 0 | 0 | 0 | 0
2016-04-26 11:00 | 0 | 0 | 0 | 0 | 0 | 23455.9658 | 0 | 391180 | 0 | 0 | 0 | 0 | 422338.4517 | 2016317.1207 | 0 | 0 | 0 | 0 | 0 | 0 | 0 | 0 | 0 | 0 | 0 | 0 | 0 | 0 | 0 | 0 | -251998.3149 | -115725.7193 | 0 | 0 | 0 | 0 | 0 | 0 | 0 | 0 | 0 | 0 | 0 | 0 | 0 | 0 | 0
2016-04-26 12:00 | 0 | 0 | 0 | 0 | 0 | 337606.4582 | 14957.1243 | 407178 | 0 | 0 | 0 | 0 | 251998.3149 | 2132042.84 | 0 | 0 | 0 | 0 | 0 | 0 | 0 | 0 | 0 | 0 | 0 | 0 | 0 | 0 | 0 | 0 | -170340.1368 | 115725.7193 | 0 | 0 | 0 | 0 | 0 | 0 | 0 | 0 | 0 | 0 | 0 | 0 | 0 | 0 | 0
2016-04-26 13:00 | 0 | 0 | 0 | 0 | 0 | 0 | 280006.771 | 422235 | 0 | 0 | 0 | 0 | 0 | 2241812.926 | 0 | 0 | 0 | 0 | 0 | 0 | 0 | 0 | 0 | 0 | 0 | 0 | 0 | 0 | 0 | 0 | -251998.3149 | 109770.086 | 0 | 0 | 0 | 0 | 0 | 0 | 0 | 0 | 0 | 0 | 0 | 0 | 0 | 0 | 0
2016-04-26 14:00 | 0 | 0 | 0 | 0 | 0 | 0 | 592598.5143 | 436334 | 0 | 0 | 0 | 0 | 251998.3149 | 2146079.1254 | 0 | 0 | 0 | 0 | 0 | 0 | 0 | 0 | 0 | 0 | 0 | 0 | 0 | 0 | 0 | 0 | 251998.3149 | -95733.8006 | 0 | 0 | 0 | 0 | 0 | 0 | 0 | 0 | 0 | 0 | 0 | 0 | 0 | 0 | 0
2016-04-26 15:00 | 0 | 0 | 0 | 0 | 0 | 0 | 773135.7647 | 446619 | 0 | 0 | 0 | 0 | 462789.3604 | 2261804.8447 | 0 | 0 | 0 | 0 | 0 | 0 | 0 | 0 | 0 | 0 | 0 | 0 | 0 | 0 | 0 | 0 | 210791.0454 | 115725.7193 | 0 | 0 | 0 | 0 | 0 | 0 | 0 | 0 | 0 | 0 | 0 | 0 | 0 | 0 | 0
2016-04-26 16:00 | 0 | 0 | 0 | 0 | 0 | 0 | 822955.0342 | 455231 | 0 | 0 | 0 | 0 | 714787.6753 | 2377530.5639 | 0 | 0 | 0 | 0 | 0 | 0 | 0 | 0 | 0 | 0 | 0 | 0 | 0 | 0 | 0 | 0 | 251998.3149 | 115725.7193 | 0 | 0 | 0 | 0 | 0 | 0 | 0 | 0 | 0 | 0 | 0 | 0 | 0 | 0 | 0
2016-04-26 17:00 | 0 | 0 | 0 | 0 | 0 | 0 | 831277.0342 | 463553 | 0 | 0 | 0 | 0 | 966785.9902 | 2493256.2832 | 0 | 0 | 0 | 0 | 0 | 0 | 0 | 0 | 0 | 0 | 0 | 0 | 0 | 0 | 0 | 0 | 251998.3149 | 115725.7193 | 0 | 0 | 0 | 0 | 0 | 0 | 0 | 0 | 0 | 0 | 0 | 0 | 0 | 0 | 0
2016-04-26 18:00 | 0 | 0 | 0 | 0 | 0 | 0 | 837199.3955 | 469707 | 0 | 0 | 0 | 0 | 1218784.3052 | 2608750.3638 | 0 | 0 | 0 | 0 | 0 | 0 | 0 | 0 | 0 | 0 | 0 | 0 | 0 | 0 | 0 | 0 | 251998.3149 | 115494.0805 | 0 | 0 | 0 | 0 | 0 | 0 | 0 | 0 | 0 | 0 | 0 | 0 | 0 | 0 | 0
2016-04-26 19:00 | 0 | 0 | 0 | 0 | 0 | 0 | 819886.3058 | 475374 | 0 | 0 | 0 | 0 | 1470782.6201 | 2701264.3546 | 0 | 0 | 0 | 0 | 0 | 0 | 0 | 0 | 0 | 0 | 0 | 0 | 0 | 0 | 0 | 0 | 251998.3149 | 92513.9908 | 0 | 0 | 0 | 0 | 0 | 0 | 0 | 0 | 0 | 0 | 0 | 0 | 0 | 0 | 0
2016-04-26 20:00 | 0 | 0 | 0 | 0 | 0 | 0 | 807422.1322 | 480460 | 0 | 0 | 0 | 0 | 1684355.4086 | 2814653.6984 | 0 | 0 | 0 | 0 | 0 | 0 | 0 | 0 | 0 | 0 | 0 | 0 | 0 | 0 | 0 | 0 | 213572.7885 | 113389.3438 | 0 | 0 | 0 | 0 | 0 | 0 | 0 | 0 | 0 | 0 | 0 | 0 | 0 | 0 | 0
2016-04-26 21:00 | 0 | 0 | 0 | 0 | 0 | 0 | 781173.1465 | 481605 | 0 | 0 | 0 | 0 | 1936353.7236 | 2862223.5299 | 0 | 0 | 0 | 0 | 0 | 0 | 0 | 0 | 0 | 0 | 0 | 0 | 0 | 0 | 0 | 0 | 251998.3149 | 47569.8316 | 0 | 0 | 0 | 0 | 0 | 0 | 0 | 0 | 0 | 0 | 0 | 0 | 0 | 0 | 0
2016-04-26 22:00 | 0 | 0 | 0 | 0 | 0 | 0 | 725924.8643 | 476490 | 0 | 0 | 0 | 0 | 2188352.0385 | 2859660.0793 | 0 | 0 | 0 | 0 | 0 | 0 | 0 | 0 | 0 | 0 | 0 | 0 | 0 | 0 | 0 | 0 | 251998.3149 | -2563.4506 | 0 | 0 | 0 | 0 | 0 | 0 | 0 | 0 | 0 | 0 | 0 | 0 | 0 | 0 | 0
2016-04-26 23:00 | 0 | 0 | 0 | 0 | 0 | 0 | 617785.9702 | 470285 | 0 | 0 | 0 | 0 | 2440350.3534 | 2755162.7346 | 0 | 0 | 0 | 0 | 0 | 0 | 0 | 0 | 0 | 0 | 0 | 0 | 0 | 0 | 0 | 0 | 251998.3149 | -104497.3447 | 0 | 0 | 0 | 0 | 0 | 0 | 0 | 0 | 0 | 0 | 0 | 0 | 0 | 0 | 0
2016-04-27 | 0 | 0 | 0 | 0 | 0 | 0 | 448961.1455 | 469467 | 0 | 0 | 0 | 0 | 2304118.7796 | 2870888.4539 | 0 | 0 | 0 | 0 | 0 | 0 | 0 | 0 | 0 | 0 | 0 | 0 | 0 | 0 | 0 | 0 | -136231.5738 | 115725.7193 | 0 | 0 | 0 | 0 | 0 | 0 | 0 | 0 | 0 | 0 | 0 | 0 | 0 | 0 | 0
2016-04-27 01:00 | 0 | 0 | 0 | 0 | 0 | 482111.2234 | 148601.9546 | 461997 | 0 | 0 | 0 | 0 | 2357109.2384 | 2986614.1732 | 0 | 0 | 0 | 0 | 0 | 0 | 0 | 0 | 0 | 0 | 0 | 0 | 0 | 0 | 0 | 0 | 52990.4588 | 115725.7193 | 0 | 0 | 0 | 0 | 0 | 0 | 0 | 0 | 0 | 0 | 0 | 0 | 0 | 0 | 0
2016-04-27 02:00 | 0 | 0 | 0 | 0 | 0 | 301440.2431 | 1354.1612 | 439067 | 0 | 0 | 0 | 0 | 2105110.9235 | 3102339.8925 | 0 | 0 | 0 | 0 | 0 | 0 | 0 | 0 | 0 | 0 | 0 | 0 | 0 | 0 | 0 | 0 | -251998.3149 | 115725.7193 | 0 | 0 | 0 | 0 | 0 | 0 | 0 | 0 | 0 | 0 | 0 | 0 | 0 | 0 | 0
2016-04-27 03:00 | 0 | 0 | 0 | 0 | 0 | 270878.8838 | 0 | 410842 | 0 | 0 | 0 | 0 | 1853112.6085 | 3214375.0913 | 0 | 0 | 0 | 0 | 0 | 0 | 0 | 0 | 0 | 0 | 0 | 0 | 0 | 0 | 0 | 0 | -251998.3149 | 112035.1988 | 0 | 0 | 0 | 0 | 0 | 0 | 0 | 0 | 0 | 0 | 0 | 0 | 0 | 0 | 0
2016-04-27 04:00 | 0 | 0 | 0 | 0 | 0 | 18251.9658 | 0 | 385976 | 0 | 0 | 0 | 0 | 1601114.2936 | 3098649.372 | 0 | 0 | 0 | 0 | 0 | 0 | 0 | 0 | 0 | 0 | 0 | 0 | 0 | 0 | 0 | 0 | -251998.3149 | -115725.7193 | 0 | 0 | 0 | 0 | 0 | 0 | 0 | 0 | 0 | 0 | 0 | 0 | 0 | 0 | 0
2016-04-27 05:00 | 0 | 0 | 0 | 0 | 0 | 522244.1515 | 0 | 365813 | 0 | 0 | 0 | 0 | 1853112.6085 | 3003082.2085 | 0 | 0 | 0 | 0 | 0 | 0 | 0 | 0 | 0 | 0 | 0 | 0 | 0 | 0 | 0 | 0 | 251998.3149 | -95567.1635 | 0 | 0 | 0 | 0 | 0 | 0 | 0 | 0 | 0 | 0 | 0 | 0 | 0 | 0 | 0
2016-04-27 06:00 | 0 | 0 | 0 | 0 | 0 | 214346.4044 | 0 | 350619 | 0 | 0 | 0 | 0 | 1601114.2936 | 3118807.9278 | 0 | 0 | 0 | 0 | 0 | 0 | 0 | 0 | 0 | 0 | 0 | 0 | 0 | 0 | 0 | 0 | -251998.3149 | 115725.7193 | 0 | 0 | 0 | 0 | 0 | 0 | 0 | 0 | 0 | 0 | 0 | 0 | 0 | 0 | 0
2016-04-27 07:00 | 0 | 0 | 0 | 0 | 0 | 0 | 0 | 340552 | 0 | 0 | 0 | 0 | 1349115.9786 | 3030254.2427 | 0 | 0 | 0 | 0 | 0 | 0 | 0 | 0 | 0 | 0 | 0 | 0 | 0 | 0 | 0 | 0 | -251998.3149 | -88553.6851 | 0 | 0 | 0 | 0 | 0 | 0 | 0 | 0 | 0 | 0 | 0 | 0 | 0 | 0 | 0
2016-04-27 08:00 | 0 | 0 | 0 | 0 | 0 | 0 | 0 | 338420 | 0 | 0 | 0 | 0 | 1097117.6637 | 2943832.5577 | 0 | 0 | 0 | 0 | 0 | 0 | 0 | 0 | 0 | 0 | 0 | 0 | 0 | 0 | 0 | 0 | -251998.3149 | -86421.6851 | 0 | 0 | 0 | 0 | 0 | 0 | 0 | 0 | 0 | 0 | 0 | 0 | 0 | 0 | 0
2016-04-27 09:00 | 0 | 0 | 0 | 0 | 0 | 0 | 0 | 346567 | 0 | 0 | 0 | 0 | 845119.3487 | 2849263.8726 | 0 | 0 | 0 | 0 | 0 | 0 | 0 | 0 | 0 | 0 | 0 | 0 | 0 | 0 | 0 | 0 | -251998.3149 | -94568.6851 | 0 | 0 | 0 | 0 | 0 | 0 | 0 | 0 | 0 | 0 | 0 | 0 | 0 | 0 | 0
2016-04-27 10:00 | 0 | 0 | 0 | 0 | 0 | 0 | 0 | 366914 | 0 | 0 | 0 | 0 | 593121.0338 | 2734348.1876 | 0 | 0 | 0 | 0 | 0 | 0 | 0 | 0 | 0 | 0 | 0 | 0 | 0 | 0 | 0 | 0 | -251998.3149 | -114915.6851 | 0 | 0 | 0 | 0 | 0 | 0 | 0 | 0 | 0 | 0 | 0 | 0 | 0 | 0 | 0
2016-04-27 11:00 | 0 | 0 | 0 | 0 | 0 | 21535.9658 | 0 | 389260 | 0 | 0 | 0 | 0 | 341122.7188 | 2618622.4683 | 0 | 0 | 0 | 0 | 0 | 0 | 0 | 0 | 0 | 0 | 0 | 0 | 0 | 0 | 0 | 0 | -251998.3149 | -115725.7193 | 0 | 0 | 0 | 0 | 0 | 0 | 0 | 0 | 0 | 0 | 0 | 0 | 0 | 0 | 0
2016-04-27 12:00 | 0 | 0 | 0 | 0 | 0 | 243371.8025 | 24407.6019 | 404052 | 0 | 0 | 0 | 0 | 89124.4039 | 2734348.1876 | 0 | 0 | 0 | 0 | 0 | 0 | 0 | 0 | 0 | 0 | 0 | 0 | 0 | 0 | 0 | 0 | -251998.3149 | 115725.7193 | 0 | 0 | 0 | 0 | 0 | 0 | 0 | 0 | 0 | 0 | 0 | 0 | 0 | 0 | 0
2016-04-27 13:00 | 0 | 0 | 0 | 0 | 0 | 220807.1866 | 331582.409 | 416117 | 0 | 0 | 0 | 0 | 341122.7188 | 2618622.4683 | 0 | 0 | 0 | 0 | 0 | 0 | 0 | 0 | 0 | 0 | 0 | 0 | 0 | 0 | 0 | 0 | 251998.3149 | -115725.7193 | 0 | 0 | 0 | 0 | 0 | 0 | 0 | 0 | 0 | 0 | 0 | 0 | 0 | 0 | 0
2016-04-27 14:00 | 0 | 0 | 0 | 0 | 0 | 0 | 565246.2536 | 427951 | 0 | 0 | 0 | 0 | 593121.0338 | 2503919.4069 | 0 | 0 | 0 | 0 | 0 | 0 | 0 | 0 | 0 | 0 | 0 | 0 | 0 | 0 | 0 | 0 | 251998.3149 | -114703.0614 | 0 | 0 | 0 | 0 | 0 | 0 | 0 | 0 | 0 | 0 | 0 | 0 | 0 | 0 | 0
2016-04-27 15:00 | 0 | 0 | 0 | 0 | 0 | 0 | 705461.5815 | 437301 | 0 | 0 | 0 | 0 | 845119.3487 | 2520081.6735 | 0 | 0 | 0 | 0 | 0 | 0 | 0 | 0 | 0 | 0 | 0 | 0 | 0 | 0 | 0 | 0 | 251998.3149 | 16162.2666 | 0 | 0 | 0 | 0 | 0 | 0 | 0 | 0 | 0 | 0 | 0 | 0 | 0 | 0 | 0
2016-04-27 16:00 | 0 | 0 | 0 | 0 | 0 | 0 | 775795.4951 | 445005 | 0 | 0 | 0 | 0 | 1097117.6637 | 2598873.8537 | 0 | 0 | 0 | 0 | 0 | 0 | 0 | 0 | 0 | 0 | 0 | 0 | 0 | 0 | 0 | 0 | 251998.3149 | 78792.1802 | 0 | 0 | 0 | 0 | 0 | 0 | 0 | 0 | 0 | 0 | 0 | 0 | 0 | 0 | 0
2016-04-27 17:00 | 0 | 0 | 0 | 0 | 0 | 0 | 792923.0242 | 451967 | 0 | 0 | 0 | 0 | 1349115.9786 | 2687831.5629 | 0 | 0 | 0 | 0 | 0 | 0 | 0 | 0 | 0 | 0 | 0 | 0 | 0 | 0 | 0 | 0 | 251998.3149 | 88957.7092 | 0 | 0 | 0 | 0 | 0 | 0 | 0 | 0 | 0 | 0 | 0 | 0 | 0 | 0 | 0
2016-04-27 18:00 | 0 | 0 | 0 | 0 | 0 | 0 | 791230.1251 | 457457 | 0 | 0 | 0 | 0 | 1601114.2936 | 2769606.3731 | 0 | 0 | 0 | 0 | 0 | 0 | 0 | 0 | 0 | 0 | 0 | 0 | 0 | 0 | 0 | 0 | 251998.3149 | 81774.8102 | 0 | 0 | 0 | 0 | 0 | 0 | 0 | 0 | 0 | 0 | 0 | 0 | 0 | 0 | 0
2016-04-27 19:00 | 0 | 0 | 0 | 0 | 0 | 0 | 781137.8384 | 461254 | 0 | 0 | 0 | 0 | 1853112.6085 | 2837491.8966 | 0 | 0 | 0 | 0 | 0 | 0 | 0 | 0 | 0 | 0 | 0 | 0 | 0 | 0 | 0 | 0 | 251998.3149 | 67885.5235 | 0 | 0 | 0 | 0 | 0 | 0 | 0 | 0 | 0 | 0 | 0 | 0 | 0 | 0 | 0
2016-04-27 20:00 | 0 | 0 | 0 | 0 | 0 | 0 | 764283.4513 | 464324 | 0 | 0 | 0 | 0 | 2037346.3405 | 2953217.6159 | 0 | 0 | 0 | 0 | 0 | 0 | 0 | 0 | 0 | 0 | 0 | 0 | 0 | 0 | 0 | 0 | 184233.732 | 115725.7193 | 0 | 0 | 0 | 0 | 0 | 0 | 0 | 0 | 0 | 0 | 0 | 0 | 0 | 0 | 0
2016-04-27 21:00 | 0 | 0 | 0 | 0 | 0 | 105633.9337 | 728005.1005 | 465915 | 0 | 0 | 0 | 0 | 2289344.6555 | 3068943.3352 | 0 | 0 | 0 | 0 | 0 | 0 | 0 | 0 | 0 | 0 | 0 | 0 | 0 | 0 | 0 | 0 | 251998.3149 | 115725.7193 | 0 | 0 | 0 | 0 | 0 | 0 | 0 | 0 | 0 | 0 | 0 | 0 | 0 | 0 | 0
2016-04-27 22:00 | 0 | 0 | 0 | 0 | 0 | 0 | 656648.6244 | 464293 | 0 | 0 | 0 | 0 | 2541342.9704 | 3009300.6446 | 0 | 0 | 0 | 0 | 0 | 0 | 0 | 0 | 0 | 0 | 0 | 0 | 0 | 0 | 0 | 0 | 251998.3149 | -59642.6905 | 0 | 0 | 0 | 0 | 0 | 0 | 0 | 0 | 0 | 0 | 0 | 0 | 0 | 0 | 0
2016-04-27 23:00 | 0 | 0 | 0 | 0 | 0 | 0 | 545780.4169 | 459867 | 0 | 0 | 0 | 0 | 2742982.1066 | 2893574.9253 | 0 | 0 | 0 | 0 | 0 | 0 | 0 | 0 | 0 | 0 | 0 | 0 | 0 | 0 | 0 | 0 | 201639.1361 | -115725.7193 | 0 | 0 | 0 | 0 | 0 | 0 | 0 | 0 | 0 | 0 | 0 | 0 | 0 | 0 | 0
2016-04-28 | 0 | 0 | 0 | 0 | 0 | 0 | 368778.8074 | 460658 | 0 | 0 | 0 | 0 | 2766828.6333 | 2777849.206 | 0 | 0 | 0 | 0 | 0 | 0 | 0 | 0 | 0 | 0 | 0 | 0 | 0 | 0 | 0 | 0 | 23846.5267 | -115725.7193 | 0 | 0 | 0 | 0 | 0 | 0 | 0 | 0 | 0 | 0 | 0 | 0 | 0 | 0 | 0
2016-04-28 01:00 | 0 | 0 | 0 | 0 | 0 | 0 | 100201.928 | 453142 | 0 | 0 | 0 | 0 | 2529614.2805 | 2662123.4867 | 0 | 0 | 0 | 0 | 0 | 0 | 0 | 0 | 0 | 0 | 0 | 0 | 0 | 0 | 0 | 0 | -237214.3527 | -115725.7193 | 0 | 0 | 0 | 0 | 0 | 0 | 0 | 0 | 0 | 0 | 0 | 0 | 0 | 0 | 0
2016-04-28 02:00 | 0 | 0 | 0 | 0 | 0 | 63360.7182 | 1455.2475 | 432540 | 0 | 0 | 0 | 0 | 2277615.9656 | 2546397.7674 | 0 | 0 | 0 | 0 | 0 | 0 | 0 | 0 | 0 | 0 | 0 | 0 | 0 | 0 | 0 | 0 | -251998.3149 | -115725.7193 | 0 | 0 | 0 | 0 | 0 | 0 | 0 | 0 | 0 | 0 | 0 | 0 | 0 | 0 | 0
2016-04-28 03:00 | 0 | 0 | 0 | 0 | 0 | 270169.4044 | 0 | 406442 | 0 | 0 | 0 | 0 | 2025617.6506 | 2662123.4867 | 0 | 0 | 0 | 0 | 0 | 0 | 0 | 0 | 0 | 0 | 0 | 0 | 0 | 0 | 0 | 0 | -251998.3149 | 115725.7193 | 0 | 0 | 0 | 0 | 0 | 0 | 0 | 0 | 0 | 0 | 0 | 0 | 0 | 0 | 0
2016-04-28 04:00 | 0 | 0 | 0 | 0 | 0 | 245948.4044 | 0 | 382221 | 0 | 0 | 0 | 0 | 1773619.3357 | 2777849.206 | 0 | 0 | 0 | 0 | 0 | 0 | 0 | 0 | 0 | 0 | 0 | 0 | 0 | 0 | 0 | 0 | -251998.3149 | 115725.7193 | 0 | 0 | 0 | 0 | 0 | 0 | 0 | 0 | 0 | 0 | 0 | 0 | 0 | 0 | 0
2016-04-28 05:00 | 0 | 0 | 0 | 0 | 0 | 225765.4044 | 0 | 362038 | 0 | 0 | 0 | 0 | 1521621.0208 | 2893574.9253 | 0 | 0 | 0 | 0 | 0 | 0 | 0 | 0 | 0 | 0 | 0 | 0 | 0 | 0 | 0 | 0 | -251998.3149 | 115725.7193 | 0 | 0 | 0 | 0 | 0 | 0 | 0 | 0 | 0 | 0 | 0 | 0 | 0 | 0 | 0
2016-04-28 06:00 | 0 | 0 | 0 | 0 | 0 | 0 | 0 | 346774 | 0 | 0 | 0 | 0 | 1269622.7058 | 2798799.2403 | 0 | 0 | 0 | 0 | 0 | 0 | 0 | 0 | 0 | 0 | 0 | 0 | 0 | 0 | 0 | 0 | -251998.3149 | -94775.6851 | 0 | 0 | 0 | 0 | 0 | 0 | 0 | 0 | 0 | 0 | 0 | 0 | 0 | 0 | 0
2016-04-28 07:00 | 0 | 0 | 0 | 0 | 0 | 423304.8778 | 0 | 337582 | 0 | 0 | 0 | 0 | 1471071.3029 | 2683073.521 | 0 | 0 | 0 | 0 | 0 | 0 | 0 | 0 | 0 | 0 | 0 | 0 | 0 | 0 | 0 | 0 | 201448.5971 | -115725.7193 | 0 | 0 | 0 | 0 | 0 | 0 | 0 | 0 | 0 | 0 | 0 | 0 | 0 | 0 | 0
2016-04-28 08:00 | 0 | 0 | 0 | 0 | 0 | 0 | 0 | 336250 | 0 | 0 | 0 | 0 | 1219072.9879 | 2598821.8359 | 0 | 0 | 0 | 0 | 0 | 0 | 0 | 0 | 0 | 0 | 0 | 0 | 0 | 0 | 0 | 0 | -251998.3149 | -84251.6851 | 0 | 0 | 0 | 0 | 0 | 0 | 0 | 0 | 0 | 0 | 0 | 0 | 0 | 0 | 0
2016-04-28 09:00 | 0 | 0 | 0 | 0 | 0 | 0 | 0 | 345488 | 0 | 0 | 0 | 0 | 967074.673 | 2505332.1509 | 0 | 0 | 0 | 0 | 0 | 0 | 0 | 0 | 0 | 0 | 0 | 0 | 0 | 0 | 0 | 0 | -251998.3149 | -93489.6851 | 0 | 0 | 0 | 0 | 0 | 0 | 0 | 0 | 0 | 0 | 0 | 0 | 0 | 0 | 0
2016-04-28 10:00 | 0 | 0 | 0 | 0 | 0 | 310.9658 | 0 | 368035 | 0 | 0 | 0 | 0 | 715076.358 | 2389606.4316 | 0 | 0 | 0 | 0 | 0 | 0 | 0 | 0 | 0 | 0 | 0 | 0 | 0 | 0 | 0 | 0 | -251998.3149 | -115725.7193 | 0 | 0 | 0 | 0 | 0 | 0 | 0 | 0 | 0 | 0 | 0 | 0 | 0 | 0 | 0
2016-04-28 11:00 | 0 | 0 | 0 | 0 | 0 | 255573.4044 | 0 | 391846 | 0 | 0 | 0 | 0 | 463078.0431 | 2505332.1509 | 0 | 0 | 0 | 0 | 0 | 0 | 0 | 0 | 0 | 0 | 0 | 0 | 0 | 0 | 0 | 0 | -251998.3149 | 115725.7193 | 0 | 0 | 0 | 0 | 0 | 0 | 0 | 0 | 0 | 0 | 0 | 0 | 0 | 0 | 0
2016-04-28 12:00 | 0 | 0 | 0 | 0 | 0 | 280892.2992 | 14850.9998 | 406902 | 0 | 0 | 0 | 0 | 236193.6229 | 2621057.8702 | 0 | 0 | 0 | 0 | 0 | 0 | 0 | 0 | 0 | 0 | 0 | 0 | 0 | 0 | 0 | 0 | -226884.4202 | 115725.7193 | 0 | 0 | 0 | 0 | 0 | 0 | 0 | 0 | 0 | 0 | 0 | 0 | 0 | 0 | 0
2016-04-28 13:00 | 0 | 0 | 0 | 0 | 0 | 0 | 253596.0669 | 419282 | 0 | 0 | 0 | 0 | 186233.4091 | 2505332.1509 | 0 | 0 | 0 | 0 | 0 | 0 | 0 | 0 | 0 | 0 | 0 | 0 | 0 | 0 | 0 | 0 | -49960.2138 | -115725.7193 | 0 | 0 | 0 | 0 | 0 | 0 | 0 | 0 | 0 | 0 | 0 | 0 | 0 | 0 | 0
2016-04-28 14:00 | 0 | 0 | 0 | 0 | 0 | 0 | 528573.0953 | 433056 | 0 | 0 | 0 | 0 | 166024.7851 | 2621057.8702 | 0 | 0 | 0 | 0 | 0 | 0 | 0 | 0 | 0 | 0 | 0 | 0 | 0 | 0 | 0 | 0 | -20208.624 | 115725.7193 | 0 | 0 | 0 | 0 | 0 | 0 | 0 | 0 | 0 | 0 | 0 | 0 | 0 | 0 | 0
2016-04-28 15:00 | 0 | 0 | 0 | 0 | 0 | 0 | 701389.7215 | 441684 | 0 | 0 | 0 | 0 | 418023.1001 | 2628765.2767 | 0 | 0 | 0 | 0 | 0 | 0 | 0 | 0 | 0 | 0 | 0 | 0 | 0 | 0 | 0 | 0 | 251998.3149 | 7707.4066 | 0 | 0 | 0 | 0 | 0 | 0 | 0 | 0 | 0 | 0 | 0 | 0 | 0 | 0 | 0
2016-04-28 16:00 | 0 | 0 | 0 | 0 | 0 | 0 | 780495.1281 | 450834 | 0 | 0 | 0 | 0 | 670021.415 | 2706428.0898 | 0 | 0 | 0 | 0 | 0 | 0 | 0 | 0 | 0 | 0 | 0 | 0 | 0 | 0 | 0 | 0 | 251998.3149 | 77662.8131 | 0 | 0 | 0 | 0 | 0 | 0 | 0 | 0 | 0 | 0 | 0 | 0 | 0 | 0 | 0
2016-04-28 17:00 | 0 | 0 | 0 | 0 | 0 | 0 | 796577.9551 | 458772 | 0 | 0 | 0 | 0 | 922019.7299 | 2792235.73 | 0 | 0 | 0 | 0 | 0 | 0 | 0 | 0 | 0 | 0 | 0 | 0 | 0 | 0 | 0 | 0 | 251998.3149 | 85807.6401 | 0 | 0 | 0 | 0 | 0 | 0 | 0 | 0 | 0 | 0 | 0 | 0 | 0 | 0 | 0
2016-04-28 18:00 | 0 | 0 | 0 | 0 | 0 | 0 | 789673.8751 | 465420 | 0 | 0 | 0 | 0 | 1174018.0449 | 2864491.2902 | 0 | 0 | 0 | 0 | 0 | 0 | 0 | 0 | 0 | 0 | 0 | 0 | 0 | 0 | 0 | 0 | 251998.3149 | 72255.5602 | 0 | 0 | 0 | 0 | 0 | 0 | 0 | 0 | 0 | 0 | 0 | 0 | 0 | 0 | 0
2016-04-28 19:00 | 0 | 0 | 0 | 0 | 0 | 0 | 775710.478 | 469346 | 0 | 0 | 0 | 0 | 1426016.3598 | 2918857.4532 | 0 | 0 | 0 | 0 | 0 | 0 | 0 | 0 | 0 | 0 | 0 | 0 | 0 | 0 | 0 | 0 | 251998.3149 | 54366.163 | 0 | 0 | 0 | 0 | 0 | 0 | 0 | 0 | 0 | 0 | 0 | 0 | 0 | 0 | 0
2016-04-28 20:00 | 0 | 0 | 0 | 0 | 0 | 0 | 759974.9939 | 472165 | 0 | 0 | 0 | 0 | 1678014.6748 | 2954669.1322 | 0 | 0 | 0 | 0 | 0 | 0 | 0 | 0 | 0 | 0 | 0 | 0 | 0 | 0 | 0 | 0 | 251998.3149 | 35811.679 | 0 | 0 | 0 | 0 | 0 | 0 | 0 | 0 | 0 | 0 | 0 | 0 | 0 | 0 | 0
2016-04-28 21:00 | 0 | 0 | 0 | 0 | 0 | 0 | 726891.4872 | 474195 | 0 | 0 | 0 | 0 | 1814985.4427 | 3070394.8515 | 0 | 0 | 0 | 0 | 0 | 0 | 0 | 0 | 0 | 0 | 0 | 0 | 0 | 0 | 0 | 0 | 136970.7679 | 115725.7193 | 0 | 0 | 0 | 0 | 0 | 0 | 0 | 0 | 0 | 0 | 0 | 0 | 0 | 0 | 0
2016-04-28 22:00 | 0 | 0 | 0 | 0 | 0 | 0 | 666348.8397 | 471519 | 0 | 0 | 0 | 0 | 2066983.7576 | 3013226.3762 | 0 | 0 | 0 | 0 | 0 | 0 | 0 | 0 | 0 | 0 | 0 | 0 | 0 | 0 | 0 | 0 | 251998.3149 | -57168.4753 | 0 | 0 | 0 | 0 | 0 | 0 | 0 | 0 | 0 | 0 | 0 | 0 | 0 | 0 | 0
2016-04-28 23:00 | 0 | 0 | 0 | 0 | 0 | 0 | 547791.7648 | 466295 | 0 | 0 | 0 | 0 | 2264206.2417 | 2897500.6569 | 0 | 0 | 0 | 0 | 0 | 0 | 0 | 0 | 0 | 0 | 0 | 0 | 0 | 0 | 0 | 0 | 197222.4841 | -115725.7193 | 0 | 0 | 0 | 0 | 0 | 0 | 0 | 0 | 0 | 0 | 0 | 0 | 0 | 0 | 0
2016-04-29 | 0 | 0 | 0 | 0 | 0 | 0 | 378366.0964 | 464614 | 0 | 0 | 0 | 0 | 2062232.6188 | 3013226.3762 | 0 | 0 | 0 | 0 | 0 | 0 | 0 | 0 | 0 | 0 | 0 | 0 | 0 | 0 | 0 | 0 | -201973.6228 | 115725.7193 | 0 | 0 | 0 | 0 | 0 | 0 | 0 | 0 | 0 | 0 | 0 | 0 | 0 | 0 | 0
2016-04-29 01:00 | 0 | 0 | 0 | 0 | 0 | 0 | 127792.1745 | 457563 | 0 | 0 | 0 | 0 | 1810234.3039 | 2935453.8657 | 0 | 0 | 0 | 0 | 0 | 0 | 0 | 0 | 0 | 0 | 0 | 0 | 0 | 0 | 0 | 0 | -251998.3149 | -77772.5105 | 0 | 0 | 0 | 0 | 0 | 0 | 0 | 0 | 0 | 0 | 0 | 0 | 0 | 0 | 0
2016-04-29 02:00 | 0 | 0 | 0 | 0 | 0 | 401723.6246 | 2615.8486 | 437103 | 0 | 0 | 0 | 0 | 1893196.4964 | 2819728.1464 | 0 | 0 | 0 | 0 | 0 | 0 | 0 | 0 | 0 | 0 | 0 | 0 | 0 | 0 | 0 | 0 | 82962.1925 | -115725.7193 | 0 | 0 | 0 | 0 | 0 | 0 | 0 | 0 | 0 | 0 | 0 | 0 | 0 | 0 | 0
2016-04-29 03:00 | 0 | 0 | 0 | 0 | 0 | 394452.2691 | 0 | 411991 | 0 | 0 | 0 | 0 | 1991383.4848 | 2704002.4271 | 0 | 0 | 0 | 0 | 0 | 0 | 0 | 0 | 0 | 0 | 0 | 0 | 0 | 0 | 0 | 0 | 98186.9884 | -115725.7193 | 0 | 0 | 0 | 0 | 0 | 0 | 0 | 0 | 0 | 0 | 0 | 0 | 0 | 0 | 0
2016-04-29 04:00 | 0 | 0 | 0 | 0 | 0 | 20217.9658 | 0 | 387942 | 0 | 0 | 0 | 0 | 1739385.1698 | 2588276.7078 | 0 | 0 | 0 | 0 | 0 | 0 | 0 | 0 | 0 | 0 | 0 | 0 | 0 | 0 | 0 | 0 | -251998.3149 | -115725.7193 | 0 | 0 | 0 | 0 | 0 | 0 | 0 | 0 | 0 | 0 | 0 | 0 | 0 | 0 | 0
2016-04-29 05:00 | 0 | 0 | 0 | 0 | 0 | 0 | 0 | 367523 | 0 | 0 | 0 | 0 | 1487386.8549 | 2472752.0227 | 0 | 0 | 0 | 0 | 0 | 0 | 0 | 0 | 0 | 0 | 0 | 0 | 0 | 0 | 0 | 0 | -251998.3149 | -115524.6851 | 0 | 0 | 0 | 0 | 0 | 0 | 0 | 0 | 0 | 0 | 0 | 0 | 0 | 0 | 0
2016-04-29 06:00 | 0 | 0 | 0 | 0 | 0 | 0 | 0 | 352398 | 0 | 0 | 0 | 0 | 1235388.5399 | 2372352.3377 | 0 | 0 | 0 | 0 | 0 | 0 | 0 | 0 | 0 | 0 | 0 | 0 | 0 | 0 | 0 | 0 | -251998.3149 | -100399.6851 | 0 | 0 | 0 | 0 | 0 | 0 | 0 | 0 | 0 | 0 | 0 | 0 | 0 | 0 | 0
2016-04-29 07:00 | 0 | 0 | 0 | 0 | 0 | 0 | 0 | 343479 | 0 | 0 | 0 | 0 | 983390.225 | 2280871.6526 | 0 | 0 | 0 | 0 | 0 | 0 | 0 | 0 | 0 | 0 | 0 | 0 | 0 | 0 | 0 | 0 | -251998.3149 | -91480.6851 | 0 | 0 | 0 | 0 | 0 | 0 | 0 | 0 | 0 | 0 | 0 | 0 | 0 | 0 | 0
2016-04-29 08:00 | 0 | 0 | 0 | 0 | 0 | 285588.1416 | 0 | 341591 | 0 | 0 | 0 | 0 | 1043113.0859 | 2165145.9333 | 0 | 0 | 0 | 0 | 0 | 0 | 0 | 0 | 0 | 0 | 0 | 0 | 0 | 0 | 0 | 0 | 59722.8609 | -115725.7193 | 0 | 0 | 0 | 0 | 0 | 0 | 0 | 0 | 0 | 0 | 0 | 0 | 0 | 0 | 0
2016-04-29 09:00 | 0 | 0 | 0 | 0 | 0 | 0 | 0 | 348117 | 0 | 0 | 0 | 0 | 791114.7709 | 2069027.2483 | 0 | 0 | 0 | 0 | 0 | 0 | 0 | 0 | 0 | 0 | 0 | 0 | 0 | 0 | 0 | 0 | -251998.3149 | -96118.6851 | 0 | 0 | 0 | 0 | 0 | 0 | 0 | 0 | 0 | 0 | 0 | 0 | 0 | 0 | 0
2016-04-29 10:00 | 0 | 0 | 0 | 0 | 0 | 3629.9658 | 0 | 371354 | 0 | 0 | 0 | 0 | 539116.456 | 1953301.529 | 0 | 0 | 0 | 0 | 0 | 0 | 0 | 0 | 0 | 0 | 0 | 0 | 0 | 0 | 0 | 0 | -251998.3149 | -115725.7193 | 0 | 0 | 0 | 0 | 0 | 0 | 0 | 0 | 0 | 0 | 0 | 0 | 0 | 0 | 0
2016-04-29 11:00 | 0 | 0 | 0 | 0 | 0 | 26088.9658 | 0 | 393813 | 0 | 0 | 0 | 0 | 287118.141 | 1837575.8097 | 0 | 0 | 0 | 0 | 0 | 0 | 0 | 0 | 0 | 0 | 0 | 0 | 0 | 0 | 0 | 0 | -251998.3149 | -115725.7193 | 0 | 0 | 0 | 0 | 0 | 0 | 0 | 0 | 0 | 0 | 0 | 0 | 0 | 0 | 0
2016-04-29 12:00 | 0 | 0 | 0 | 0 | 0 | 248359.2579 | 9999.1968 | 409204 | 0 | 0 | 0 | 0 | 251998.3149 | 1721850.0904 | 0 | 0 | 0 | 0 | 0 | 0 | 0 | 0 | 0 | 0 | 0 | 0 | 0 | 0 | 0 | 0 | -35119.8261 | -115725.7193 | 0 | 0 | 0 | 0 | 0 | 0 | 0 | 0 | 0 | 0 | 0 | 0 | 0 | 0 | 0
2016-04-29 13:00 | 0 | 0 | 0 | 0 | 0 | 0 | 262814.0328 | 422065 | 0 | 0 | 0 | 0 | 0 | 1814597.4381 | 0 | 0 | 0 | 0 | 0 | 0 | 0 | 0 | 0 | 0 | 0 | 0 | 0 | 0 | 0 | 0 | -251998.3149 | 92747.3477 | 0 | 0 | 0 | 0 | 0 | 0 | 0 | 0 | 0 | 0 | 0 | 0 | 0 | 0 | 0
2016-04-29 14:00 | 0 | 0 | 0 | 0 | 0 | 0 | 555653.4255 | 435392 | 0 | 0 | 0 | 0 | 4535.7062 | 1930323.1574 | 0 | 0 | 0 | 0 | 0 | 0 | 0 | 0 | 0 | 0 | 0 | 0 | 0 | 0 | 0 | 0 | 4535.7062 | 115725.7193 | 0 | 0 | 0 | 0 | 0 | 0 | 0 | 0 | 0 | 0 | 0 | 0 | 0 | 0 | 0
2016-04-29 15:00 | 0 | 0 | 0 | 0 | 0 | 0 | 696723.893 | 444825 | 0 | 0 | 0 | 0 | 140708.8799 | 2046048.8767 | 0 | 0 | 0 | 0 | 0 | 0 | 0 | 0 | 0 | 0 | 0 | 0 | 0 | 0 | 0 | 0 | 136173.1737 | 115725.7193 | 0 | 0 | 0 | 0 | 0 | 0 | 0 | 0 | 0 | 0 | 0 | 0 | 0 | 0 | 0
2016-04-29 16:00 | 0 | 0 | 0 | 0 | 0 | 0 | 769535.1556 | 451813 | 0 | 0 | 0 | 0 | 342705.3162 | 2161774.596 | 0 | 0 | 0 | 0 | 0 | 0 | 0 | 0 | 0 | 0 | 0 | 0 | 0 | 0 | 0 | 0 | 201996.4363 | 115725.7193 | 0 | 0 | 0 | 0 | 0 | 0 | 0 | 0 | 0 | 0 | 0 | 0 | 0 | 0 | 0
2016-04-29 17:00 | 0 | 0 | 0 | 0 | 0 | 0 | 774922.4673 | 458114 | 0 | 0 | 0 | 0 | 543788.0642 | 2277500.3153 | 0 | 0 | 0 | 0 | 0 | 0 | 0 | 0 | 0 | 0 | 0 | 0 | 0 | 0 | 0 | 0 | 201082.748 | 115725.7193 | 0 | 0 | 0 | 0 | 0 | 0 | 0 | 0 | 0 | 0 | 0 | 0 | 0 | 0 | 0
2016-04-29 18:00 | 0 | 0 | 0 | 0 | 0 | 0 | 763123.786 | 462240 | 0 | 0 | 0 | 0 | 728946.1309 | 2393226.0346 | 0 | 0 | 0 | 0 | 0 | 0 | 0 | 0 | 0 | 0 | 0 | 0 | 0 | 0 | 0 | 0 | 185158.0667 | 115725.7193 | 0 | 0 | 0 | 0 | 0 | 0 | 0 | 0 | 0 | 0 | 0 | 0 | 0 | 0 | 0
2016-04-29 19:00 | 0 | 0 | 0 | 0 | 0 | 0 | 748877.9061 | 463801 | 0 | 0 | 0 | 0 | 898297.3177 | 2508951.7538 | 0 | 0 | 0 | 0 | 0 | 0 | 0 | 0 | 0 | 0 | 0 | 0 | 0 | 0 | 0 | 0 | 169351.1868 | 115725.7193 | 0 | 0 | 0 | 0 | 0 | 0 | 0 | 0 | 0 | 0 | 0 | 0 | 0 | 0 | 0
2016-04-29 20:00 | 0 | 0 | 0 | 0 | 0 | 0 | 738219.0612 | 463626 | 0 | 0 | 0 | 0 | 1057164.6596 | 2624677.4731 | 0 | 0 | 0 | 0 | 0 | 0 | 0 | 0 | 0 | 0 | 0 | 0 | 0 | 0 | 0 | 0 | 158867.3419 | 115725.7193 | 0 | 0 | 0 | 0 | 0 | 0 | 0 | 0 | 0 | 0 | 0 | 0 | 0 | 0 | 0
2016-04-29 21:00 | 0 | 0 | 0 | 0 | 0 | 0 | 711083.1361 | 460788 | 0 | 0 | 0 | 0 | 1191734.0763 | 2740403.1924 | 0 | 0 | 0 | 0 | 0 | 0 | 0 | 0 | 0 | 0 | 0 | 0 | 0 | 0 | 0 | 0 | 134569.4168 | 115725.7193 | 0 | 0 | 0 | 0 | 0 | 0 | 0 | 0 | 0 | 0 | 0 | 0 | 0 | 0 | 0
2016-04-29 22:00 | 0 | 0 | 0 | 0 | 0 | 0 | 656169.3709 | 453866 | 0 | 0 | 0 | 0 | 1443732.3913 | 2690708.2484 | 0 | 0 | 0 | 0 | 0 | 0 | 0 | 0 | 0 | 0 | 0 | 0 | 0 | 0 | 0 | 0 | 251998.3149 | -49694.9441 | 0 | 0 | 0 | 0 | 0 | 0 | 0 | 0 | 0 | 0 | 0 | 0 | 0 | 0 | 0
2016-04-29 23:00 | 0 | 0 | 0 | 0 | 0 | 0 | 553354.8584 | 445437 | 0 | 0 | 0 | 0 | 1667375.969 | 2574982.5291 | 0 | 0 | 0 | 0 | 0 | 0 | 0 | 0 | 0 | 0 | 0 | 0 | 0 | 0 | 0 | 0 | 223643.5777 | -115725.7193 | 0 | 0 | 0 | 0 | 0 | 0 | 0 | 0 | 0 | 0 | 0 | 0 | 0 | 0 | 0
2016-04-30 | 0 | 0 | 0 | 0 | 0 | 0 | 379998.4818 | 444156 | 0 | 0 | 0 | 0 | 1518732.9414 | 2659468.0385 | 0 | 0 | 0 | 0 | 0 | 0 | 0 | 0 | 0 | 0 | 0 | 0 | 0 | 0 | 0 | 0 | -148643.0276 | 84485.5094 | 0 | 0 | 0 | 0 | 0 | 0 | 0 | 0 | 0 | 0 | 0 | 0 | 0 | 0 | 0
2016-04-30 01:00 | 0 | 0 | 0 | 0 | 0 | 392970.7571 | 131016.8892 | 438874 | 0 | 0 | 0 | 0 | 1488120.8684 | 2775193.7578 | 0 | 0 | 0 | 0 | 0 | 0 | 0 | 0 | 0 | 0 | 0 | 0 | 0 | 0 | 0 | 0 | -30612.073 | 115725.7193 | 0 | 0 | 0 | 0 | 0 | 0 | 0 | 0 | 0 | 0 | 0 | 0 | 0 | 0 | 0
2016-04-30 02:00 | 0 | 0 | 0 | 0 | 0 | 450156.1502 | 2951.4439 | 422664 | 0 | 0 | 0 | 0 | 1634290.1818 | 2659468.0385 | 0 | 0 | 0 | 0 | 0 | 0 | 0 | 0 | 0 | 0 | 0 | 0 | 0 | 0 | 0 | 0 | 146169.3133 | -115725.7193 | 0 | 0 | 0 | 0 | 0 | 0 | 0 | 0 | 0 | 0 | 0 | 0 | 0 | 0 | 0
2016-04-30 03:00 | 0 | 0 | 0 | 0 | 0 | 471131.7664 | 0 | 402570 | 0 | 0 | 0 | 0 | 1818577.6675 | 2543742.3192 | 0 | 0 | 0 | 0 | 0 | 0 | 0 | 0 | 0 | 0 | 0 | 0 | 0 | 0 | 0 | 0 | 184287.4857 | -115725.7193 | 0 | 0 | 0 | 0 | 0 | 0 | 0 | 0 | 0 | 0 | 0 | 0 | 0 | 0 | 0
2016-04-30 04:00 | 0 | 0 | 0 | 0 | 0 | 13466.9658 | 0 | 381191 | 0 | 0 | 0 | 0 | 1566579.3525 | 2428016.5999 | 0 | 0 | 0 | 0 | 0 | 0 | 0 | 0 | 0 | 0 | 0 | 0 | 0 | 0 | 0 | 0 | -251998.3149 | -115725.7193 | 0 | 0 | 0 | 0 | 0 | 0 | 0 | 0 | 0 | 0 | 0 | 0 | 0 | 0 | 0
2016-04-30 05:00 | 0 | 0 | 0 | 0 | 0 | 0 | 0 | 362138 | 0 | 0 | 0 | 0 | 1320167.0718 | 2312290.8806 | 0 | 0 | 0 | 0 | 0 | 0 | 0 | 0 | 0 | 0 | 0 | 0 | 0 | 0 | 0 | 0 | -246412.2807 | -115725.7193 | 0 | 0 | 0 | 0 | 0 | 0 | 0 | 0 | 0 | 0 | 0 | 0 | 0 | 0 | 0
2016-04-30 06:00 | 0 | 0 | 0 | 0 | 0 | 0 | 0 | 347527 | 0 | 0 | 0 | 0 | 1088365.7911 | 2196565.1613 | 0 | 0 | 0 | 0 | 0 | 0 | 0 | 0 | 0 | 0 | 0 | 0 | 0 | 0 | 0 | 0 | -231801.2807 | -115725.7193 | 0 | 0 | 0 | 0 | 0 | 0 | 0 | 0 | 0 | 0 | 0 | 0 | 0 | 0 | 0
2016-04-30 07:00 | 0 | 0 | 0 | 0 | 0 | 0 | 0 | 338012 | 0 | 0 | 0 | 0 | 836367.4762 | 2110551.4762 | 0 | 0 | 0 | 0 | 0 | 0 | 0 | 0 | 0 | 0 | 0 | 0 | 0 | 0 | 0 | 0 | -251998.3149 | -86013.6851 | 0 | 0 | 0 | 0 | 0 | 0 | 0 | 0 | 0 | 0 | 0 | 0 | 0 | 0 | 0
2016-04-30 08:00 | 0 | 0 | 0 | 0 | 0 | 0 | 0 | 332576 | 0 | 0 | 0 | 0 | 584369.1612 | 2029973.7912 | 0 | 0 | 0 | 0 | 0 | 0 | 0 | 0 | 0 | 0 | 0 | 0 | 0 | 0 | 0 | 0 | -251998.3149 | -80577.6851 | 0 | 0 | 0 | 0 | 0 | 0 | 0 | 0 | 0 | 0 | 0 | 0 | 0 | 0 | 0
2016-04-30 09:00 | 0 | 0 | 0 | 0 | 0 | 0 | 0 | 332710 | 0 | 0 | 0 | 0 | 332370.8463 | 1949262.1061 | 0 | 0 | 0 | 0 | 0 | 0 | 0 | 0 | 0 | 0 | 0 | 0 | 0 | 0 | 0 | 0 | -251998.3149 | -80711.6851 | 0 | 0 | 0 | 0 | 0 | 0 | 0 | 0 | 0 | 0 | 0 | 0 | 0 | 0 | 0
2016-04-30 10:00 | 0 | 0 | 0 | 0 | 0 | 0 | 0 | 336162 | 0 | 0 | 0 | 0 | 80372.5314 | 1865098.4211 | 0 | 0 | 0 | 0 | 0 | 0 | 0 | 0 | 0 | 0 | 0 | 0 | 0 | 0 | 0 | 0 | -251998.3149 | -84163.6851 | 0 | 0 | 0 | 0 | 0 | 0 | 0 | 0 | 0 | 0 | 0 | 0 | 0 | 0 | 0
2016-04-30 11:00 | 0 | 0 | 0 | 0 | 0 | 379678.1879 | 0 | 344325 | 0 | 0 | 0 | 0 | 0 | 1980824.1404 | 0 | 0 | 0 | 0 | 0 | 0 | 0 | 0 | 0 | 0 | 0 | 0 | 0 | 0 | 0 | 0 | -80372.5314 | 115725.7193 | 0 | 0 | 0 | 0 | 0 | 0 | 0 | 0 | 0 | 0 | 0 | 0 | 0 | 0 | 0
2016-04-30 12:00 | 0 | 0 | 0 | 0 | 0 | 225441.1772 | 18599.1035 | 359766 | 0 | 0 | 0 | 0 | 0 | 1865098.4211 | 0 | 0 | 0 | 0 | 0 | 0 | 0 | 0 | 0 | 0 | 0 | 0 | 0 | 0 | 0 | 0 | 0 | -115725.7193 | 0 | 0 | 0 | 0 | 0 | 0 | 0 | 0 | 0 | 0 | 0 | 0 | 0 | 0 | 0
2016-04-30 13:00 | 0 | 0 | 0 | 0 | 0 | 0 | 319802.6837 | 376422 | 0 | 0 | 0 | 0 | 0 | 1808479.1048 | 0 | 0 | 0 | 0 | 0 | 0 | 0 | 0 | 0 | 0 | 0 | 0 | 0 | 0 | 0 | 0 | 0 | -56619.3163 | 0 | 0 | 0 | 0 | 0 | 0 | 0 | 0 | 0 | 0 | 0 | 0 | 0 | 0 | 0
2016-04-30 14:00 | 0 | 0 | 0 | 0 | 0 | 0 | 611209.8612 | 389822 | 0 | 0 | 0 | 0 | 251998.3149 | 1777868.6511 | 0 | 0 | 0 | 0 | 0 | 0 | 0 | 0 | 0 | 0 | 0 | 0 | 0 | 0 | 0 | 0 | 251998.3149 | -30610.4537 | 0 | 0 | 0 | 0 | 0 | 0 | 0 | 0 | 0 | 0 | 0 | 0 | 0 | 0 | 0
2016-04-30 15:00 | 0 | 0 | 0 | 0 | 0 | 0 | 754125.1862 | 400099 | 0 | 0 | 0 | 0 | 503996.6299 | 1879896.5224 | 0 | 0 | 0 | 0 | 0 | 0 | 0 | 0 | 0 | 0 | 0 | 0 | 0 | 0 | 0 | 0 | 251998.3149 | 102027.8713 | 0 | 0 | 0 | 0 | 0 | 0 | 0 | 0 | 0 | 0 | 0 | 0 | 0 | 0 | 0
2016-04-30 16:00 | 0 | 0 | 0 | 0 | 0 | 0 | 773843.0342 | 406119 | 0 | 0 | 0 | 0 | 755994.9448 | 1995622.2417 | 0 | 0 | 0 | 0 | 0 | 0 | 0 | 0 | 0 | 0 | 0 | 0 | 0 | 0 | 0 | 0 | 251998.3149 | 115725.7193 | 0 | 0 | 0 | 0 | 0 | 0 | 0 | 0 | 0 | 0 | 0 | 0 | 0 | 0 | 0
2016-04-30 17:00 | 0 | 0 | 0 | 0 | 0 | 0 | 777247.0342 | 409523 | 0 | 0 | 0 | 0 | 1007993.2598 | 2111347.961 | 0 | 0 | 0 | 0 | 0 | 0 | 0 | 0 | 0 | 0 | 0 | 0 | 0 | 0 | 0 | 0 | 251998.3149 | 115725.7193 | 0 | 0 | 0 | 0 | 0 | 0 | 0 | 0 | 0 | 0 | 0 | 0 | 0 | 0 | 0
2016-04-30 18:00 | 0 | 0 | 0 | 0 | 0 | 0 | 779180.0342 | 411456 | 0 | 0 | 0 | 0 | 1259991.5747 | 2227073.6803 | 0 | 0 | 0 | 0 | 0 | 0 | 0 | 0 | 0 | 0 | 0 | 0 | 0 | 0 | 0 | 0 | 251998.3149 | 115725.7193 | 0 | 0 | 0 | 0 | 0 | 0 | 0 | 0 | 0 | 0 | 0 | 0 | 0 | 0 | 0
2016-04-30 19:00 | 0 | 0 | 0 | 0 | 0 | 0 | 773387.4357 | 413469 | 0 | 0 | 0 | 0 | 1511989.8897 | 2334993.8011 | 0 | 0 | 0 | 0 | 0 | 0 | 0 | 0 | 0 | 0 | 0 | 0 | 0 | 0 | 0 | 0 | 251998.3149 | 107920.1208 | 0 | 0 | 0 | 0 | 0 | 0 | 0 | 0 | 0 | 0 | 0 | 0 | 0 | 0 | 0
2016-04-30 20:00 | 0 | 0 | 0 | 0 | 0 | 33439.0337 | 751042.0005 | 416757 | 0 | 0 | 0 | 0 | 1763988.2046 | 2450719.5204 | 0 | 0 | 0 | 0 | 0 | 0 | 0 | 0 | 0 | 0 | 0 | 0 | 0 | 0 | 0 | 0 | 251998.3149 | 115725.7193 | 0 | 0 | 0 | 0 | 0 | 0 | 0 | 0 | 0 | 0 | 0 | 0 | 0 | 0 | 0
2016-04-30 21:00 | 0 | 0 | 0 | 0 | 0 | 0 | 714245.868 | 418294 | 0 | 0 | 0 | 0 | 2015986.5196 | 2494673.0734 | 0 | 0 | 0 | 0 | 0 | 0 | 0 | 0 | 0 | 0 | 0 | 0 | 0 | 0 | 0 | 0 | 251998.3149 | 43953.5531 | 0 | 0 | 0 | 0 | 0 | 0 | 0 | 0 | 0 | 0 | 0 | 0 | 0 | 0 | 0
2016-04-30 22:00 | 0 | 0 | 0 | 0 | 0 | 0 | 643815.4379 | 417016 | 0 | 0 | 0 | 0 | 2267984.8345 | 2469474.1963 | 0 | 0 | 0 | 0 | 0 | 0 | 0 | 0 | 0 | 0 | 0 | 0 | 0 | 0 | 0 | 0 | 251998.3149 | -25198.8771 | 0 | 0 | 0 | 0 | 0 | 0 | 0 | 0 | 0 | 0 | 0 | 0 | 0 | 0 | 0
2016-04-30 23:00 | 0 | 0 | 0 | 0 | 0 | 0 | 528127.6169 | 415549 | 0 | 0 | 0 | 0 | 2496289.1707 | 2353748.4771 | 0 | 0 | 0 | 0 | 0 | 0 | 0 | 0 | 0 | 0 | 0 | 0 | 0 | 0 | 0 | 0 | 228304.3362 | -115725.7193 | 0 | 0 | 0 | 0 | 0 | 0 | 0 | 0 | 0 | 0 | 0 | 0 | 0 | 0 | 0
2016-05-01 | 0 | 0 | 0 | 0 | 0 | 0 | 365321.0235 | 416916 | 0 | 0 | 0 | 0 | 2560419.9135 | 2238022.7578 | 0 | 0 | 0 | 0 | 0 | 0 | 0 | 0 | 0 | 0 | 0 | 0 | 0 | 0 | 0 | 0 | 64130.7428 | -115725.7193 | 0 | 0 | 0 | 0 | 0 | 0 | 0 | 0 | 0 | 0 | 0 | 0 | 0 | 0 | 0
2016-05-01 01:00 | 0 | 0 | 0 | 0 | 0 | 0 | 139674.7528 | 412798 | 0 | 0 | 0 | 0 | 2403022.3856 | 2122297.0385 | 0 | 0 | 0 | 0 | 0 | 0 | 0 | 0 | 0 | 0 | 0 | 0 | 0 | 0 | 0 | 0 | -157397.5279 | -115725.7193 | 0 | 0 | 0 | 0 | 0 | 0 | 0 | 0 | 0 | 0 | 0 | 0 | 0 | 0 | 0
2016-05-01 02:00 | 0 | 0 | 0 | 0 | 0 | 534212.6513 | 3562.9443 | 401503 | 0 | 0 | 0 | 0 | 2655020.7006 | 2006571.3192 | 0 | 0 | 0 | 0 | 0 | 0 | 0 | 0 | 0 | 0 | 0 | 0 | 0 | 0 | 0 | 0 | 251998.3149 | -115725.7193 | 0 | 0 | 0 | 0 | 0 | 0 | 0 | 0 | 0 | 0 | 0 | 0 | 0 | 0 | 0
2016-05-01 03:00 | 0 | 0 | 0 | 0 | 0 | 249087.4044 | 0 | 385360 | 0 | 0 | 0 | 0 | 2403022.3856 | 2122297.0385 | 0 | 0 | 0 | 0 | 0 | 0 | 0 | 0 | 0 | 0 | 0 | 0 | 0 | 0 | 0 | 0 | -251998.3149 | 115725.7193 | 0 | 0 | 0 | 0 | 0 | 0 | 0 | 0 | 0 | 0 | 0 | 0 | 0 | 0 | 0
2016-05-01 04:00 | 0 | 0 | 0 | 0 | 0 | 0 | 0 | 365765 | 0 | 0 | 0 | 0 | 2152983.1049 | 2006571.3192 | 0 | 0 | 0 | 0 | 0 | 0 | 0 | 0 | 0 | 0 | 0 | 0 | 0 | 0 | 0 | 0 | -250039.2807 | -115725.7193 | 0 | 0 | 0 | 0 | 0 | 0 | 0 | 0 | 0 | 0 | 0 | 0 | 0 | 0 | 0
2016-05-01 05:00 | 0 | 0 | 0 | 0 | 0 | 0 | 0 | 348049 | 0 | 0 | 0 | 0 | 1920659.8242 | 1890845.5999 | 0 | 0 | 0 | 0 | 0 | 0 | 0 | 0 | 0 | 0 | 0 | 0 | 0 | 0 | 0 | 0 | -232323.2807 | -115725.7193 | 0 | 0 | 0 | 0 | 0 | 0 | 0 | 0 | 0 | 0 | 0 | 0 | 0 | 0 | 0
2016-05-01 06:00 | 0 | 0 | 0 | 0 | 0 | 0 | 0 | 335251 | 0 | 0 | 0 | 0 | 1701134.5435 | 1775119.8806 | 0 | 0 | 0 | 0 | 0 | 0 | 0 | 0 | 0 | 0 | 0 | 0 | 0 | 0 | 0 | 0 | -219525.2807 | -115725.7193 | 0 | 0 | 0 | 0 | 0 | 0 | 0 | 0 | 0 | 0 | 0 | 0 | 0 | 0 | 0
2016-05-01 07:00 | 0 | 0 | 0 | 0 | 0 | 0 | 0 | 326397 | 0 | 0 | 0 | 0 | 1490463.2628 | 1659394.1613 | 0 | 0 | 0 | 0 | 0 | 0 | 0 | 0 | 0 | 0 | 0 | 0 | 0 | 0 | 0 | 0 | -210671.2807 | -115725.7193 | 0 | 0 | 0 | 0 | 0 | 0 | 0 | 0 | 0 | 0 | 0 | 0 | 0 | 0 | 0
2016-05-01 08:00 | 0 | 0 | 0 | 0 | 0 | 0 | 0 | 321535 | 0 | 0 | 0 | 0 | 1284653.9821 | 1543668.442 | 0 | 0 | 0 | 0 | 0 | 0 | 0 | 0 | 0 | 0 | 0 | 0 | 0 | 0 | 0 | 0 | -205809.2807 | -115725.7193 | 0 | 0 | 0 | 0 | 0 | 0 | 0 | 0 | 0 | 0 | 0 | 0 | 0 | 0 | 0
2016-05-01 09:00 | 0 | 0 | 0 | 0 | 0 | 0 | 0 | 319199 | 0 | 0 | 0 | 0 | 1081180.7014 | 1427942.7227 | 0 | 0 | 0 | 0 | 0 | 0 | 0 | 0 | 0 | 0 | 0 | 0 | 0 | 0 | 0 | 0 | -203473.2807 | -115725.7193 | 0 | 0 | 0 | 0 | 0 | 0 | 0 | 0 | 0 | 0 | 0 | 0 | 0 | 0 | 0
2016-05-01 10:00 | 0 | 0 | 0 | 0 | 0 | 0 | 0 | 323091 | 0 | 0 | 0 | 0 | 873815.4207 | 1312217.0034 | 0 | 0 | 0 | 0 | 0 | 0 | 0 | 0 | 0 | 0 | 0 | 0 | 0 | 0 | 0 | 0 | -207365.2807 | -115725.7193 | 0 | 0 | 0 | 0 | 0 | 0 | 0 | 0 | 0 | 0 | 0 | 0 | 0 | 0 | 0
2016-05-01 11:00 | 0 | 0 | 0 | 0 | 0 | 0 | 0 | 328861 | 0 | 0 | 0 | 0 | 660680.14 | 1196491.2841 | 0 | 0 | 0 | 0 | 0 | 0 | 0 | 0 | 0 | 0 | 0 | 0 | 0 | 0 | 0 | 0 | -213135.2807 | -115725.7193 | 0 | 0 | 0 | 0 | 0 | 0 | 0 | 0 | 0 | 0 | 0 | 0 | 0 | 0 | 0
2016-05-01 12:00 | 0 | 0 | 0 | 0 | 0 | 358947.52 | 28700.6828 | 343758 | 0 | 0 | 0 | 0 | 592607.0538 | 1308454.5731 | 0 | 0 | 0 | 0 | 0 | 0 | 0 | 0 | 0 | 0 | 0 | 0 | 0 | 0 | 0 | 0 | -68073.0862 | 111963.289 | 0 | 0 | 0 | 0 | 0 | 0 | 0 | 0 | 0 | 0 | 0 | 0 | 0 | 0 | 0
2016-05-01 13:00 | 0 | 0 | 0 | 0 | 0 | 0 | 297981.788 | 362462 | 0 | 0 | 0 | 0 | 643852.5611 | 1192728.8538 | 0 | 0 | 0 | 0 | 0 | 0 | 0 | 0 | 0 | 0 | 0 | 0 | 0 | 0 | 0 | 0 | 51245.5073 | -115725.7193 | 0 | 0 | 0 | 0 | 0 | 0 | 0 | 0 | 0 | 0 | 0 | 0 | 0 | 0 | 0
2016-05-01 14:00 | 0 | 0 | 0 | 0 | 0 | 0 | 618833.2993 | 378251 | 0 | 0 | 0 | 0 | 768709.1411 | 1308454.5731 | 0 | 0 | 0 | 0 | 0 | 0 | 0 | 0 | 0 | 0 | 0 | 0 | 0 | 0 | 0 | 0 | 124856.58 | 115725.7193 | 0 | 0 | 0 | 0 | 0 | 0 | 0 | 0 | 0 | 0 | 0 | 0 | 0 | 0 | 0
2016-05-01 15:00 | 0 | 0 | 0 | 0 | 0 | 0 | 757847.0342 | 390123 | 0 | 0 | 0 | 0 | 1020707.4561 | 1424180.2924 | 0 | 0 | 0 | 0 | 0 | 0 | 0 | 0 | 0 | 0 | 0 | 0 | 0 | 0 | 0 | 0 | 251998.3149 | 115725.7193 | 0 | 0 | 0 | 0 | 0 | 0 | 0 | 0 | 0 | 0 | 0 | 0 | 0 | 0 | 0
2016-05-01 16:00 | 0 | 0 | 0 | 0 | 0 | 0 | 768217.0342 | 400493 | 0 | 0 | 0 | 0 | 1272705.771 | 1539906.0117 | 0 | 0 | 0 | 0 | 0 | 0 | 0 | 0 | 0 | 0 | 0 | 0 | 0 | 0 | 0 | 0 | 251998.3149 | 115725.7193 | 0 | 0 | 0 | 0 | 0 | 0 | 0 | 0 | 0 | 0 | 0 | 0 | 0 | 0 | 0
2016-05-01 17:00 | 0 | 0 | 0 | 0 | 0 | 0 | 775078.0342 | 407354 | 0 | 0 | 0 | 0 | 1524704.0859 | 1655631.7309 | 0 | 0 | 0 | 0 | 0 | 0 | 0 | 0 | 0 | 0 | 0 | 0 | 0 | 0 | 0 | 0 | 251998.3149 | 115725.7193 | 0 | 0 | 0 | 0 | 0 | 0 | 0 | 0 | 0 | 0 | 0 | 0 | 0 | 0 | 0
2016-05-01 18:00 | 0 | 0 | 0 | 0 | 0 | 0 | 779651.0342 | 411927 | 0 | 0 | 0 | 0 | 1776702.4009 | 1771357.4502 | 0 | 0 | 0 | 0 | 0 | 0 | 0 | 0 | 0 | 0 | 0 | 0 | 0 | 0 | 0 | 0 | 251998.3149 | 115725.7193 | 0 | 0 | 0 | 0 | 0 | 0 | 0 | 0 | 0 | 0 | 0 | 0 | 0 | 0 | 0
2016-05-01 19:00 | 0 | 0 | 0 | 0 | 0 | 0 | 781933.0342 | 414209 | 0 | 0 | 0 | 0 | 2028700.7158 | 1887083.1695 | 0 | 0 | 0 | 0 | 0 | 0 | 0 | 0 | 0 | 0 | 0 | 0 | 0 | 0 | 0 | 0 | 251998.3149 | 115725.7193 | 0 | 0 | 0 | 0 | 0 | 0 | 0 | 0 | 0 | 0 | 0 | 0 | 0 | 0 | 0
2016-05-01 20:00 | 0 | 0 | 0 | 0 | 0 | 0 | 788923.0342 | 421199 | 0 | 0 | 0 | 0 | 2280699.0308 | 2002808.8888 | 0 | 0 | 0 | 0 | 0 | 0 | 0 | 0 | 0 | 0 | 0 | 0 | 0 | 0 | 0 | 0 | 251998.3149 | 115725.7193 | 0 | 0 | 0 | 0 | 0 | 0 | 0 | 0 | 0 | 0 | 0 | 0 | 0 | 0 | 0
2016-05-01 21:00 | 0 | 0 | 0 | 0 | 0 | 0 | 762022.832 | 424474 | 0 | 0 | 0 | 0 | 2532697.3457 | 2088359.4059 | 0 | 0 | 0 | 0 | 0 | 0 | 0 | 0 | 0 | 0 | 0 | 0 | 0 | 0 | 0 | 0 | 251998.3149 | 85550.517 | 0 | 0 | 0 | 0 | 0 | 0 | 0 | 0 | 0 | 0 | 0 | 0 | 0 | 0 | 0
2016-05-01 22:00 | 0 | 0 | 0 | 0 | 0 | 0 | 710268.7567 | 425817 | 0 | 0 | 0 | 0 | 2701423.3832 | 2204085.1252 | 0 | 0 | 0 | 0 | 0 | 0 | 0 | 0 | 0 | 0 | 0 | 0 | 0 | 0 | 0 | 0 | 168726.0374 | 115725.7193 | 0 | 0 | 0 | 0 | 0 | 0 | 0 | 0 | 0 | 0 | 0 | 0 | 0 | 0 | 0
2016-05-01 23:00 | 0 | 0 | 0 | 0 | 0 | 0 | 603529.38 | 426115 | 0 | 0 | 0 | 0 | 2763112.0439 | 2319810.8445 | 0 | 0 | 0 | 0 | 0 | 0 | 0 | 0 | 0 | 0 | 0 | 0 | 0 | 0 | 0 | 0 | 61688.6607 | 115725.7193 | 0 | 0 | 0 | 0 | 0 | 0 | 0 | 0 | 0 | 0 | 0 | 0 | 0 | 0 | 0
2016-05-02 | 0 | 0 | 0 | 0 | 0 | 0 | 433624.8417 | 429974 | 0 | 0 | 0 | 0 | 2882488.6048 | 2204085.1252 | 0 | 0 | 0 | 0 | 0 | 0 | 0 | 0 | 0 | 0 | 0 | 0 | 0 | 0 | 0 | 0 | 119376.561 | -115725.7193 | 0 | 0 | 0 | 0 | 0 | 0 | 0 | 0 | 0 | 0 | 0 | 0 | 0 | 0 | 0
2016-05-02 01:00 | 0 | 0 | 0 | 0 | 0 | 193649.0505 | 177767.1013 | 426880 | 0 | 0 | 0 | 0 | 2711299.0373 | 2319810.8445 | 0 | 0 | 0 | 0 | 0 | 0 | 0 | 0 | 0 | 0 | 0 | 0 | 0 | 0 | 0 | 0 | -171189.5676 | 115725.7193 | 0 | 0 | 0 | 0 | 0 | 0 | 0 | 0 | 0 | 0 | 0 | 0 | 0 | 0 | 0
2016-05-02 02:00 | 0 | 0 | 0 | 0 | 0 | 185179.9122 | 4153.2851 | 411645 | 0 | 0 | 0 | 0 | 2459300.7223 | 2349497.3567 | 0 | 0 | 0 | 0 | 0 | 0 | 0 | 0 | 0 | 0 | 0 | 0 | 0 | 0 | 0 | 0 | -251998.3149 | 29686.5122 | 0 | 0 | 0 | 0 | 0 | 0 | 0 | 0 | 0 | 0 | 0 | 0 | 0 | 0 | 0
2016-05-02 03:00 | 0 | 0 | 0 | 0 | 0 | 21251.9658 | 0 | 388976 | 0 | 0 | 0 | 0 | 2207302.4074 | 2233771.6374 | 0 | 0 | 0 | 0 | 0 | 0 | 0 | 0 | 0 | 0 | 0 | 0 | 0 | 0 | 0 | 0 | -251998.3149 | -115725.7193 | 0 | 0 | 0 | 0 | 0 | 0 | 0 | 0 | 0 | 0 | 0 | 0 | 0 | 0 | 0
2016-05-02 04:00 | 0 | 0 | 0 | 0 | 0 | 177281.146 | 0 | 368129 | 0 | 0 | 0 | 0 | 1955304.0925 | 2294922.0984 | 0 | 0 | 0 | 0 | 0 | 0 | 0 | 0 | 0 | 0 | 0 | 0 | 0 | 0 | 0 | 0 | -251998.3149 | 61150.461 | 0 | 0 | 0 | 0 | 0 | 0 | 0 | 0 | 0 | 0 | 0 | 0 | 0 | 0 | 0
2016-05-02 05:00 | 0 | 0 | 0 | 0 | 0 | 0 | 0 | 349560 | 0 | 0 | 0 | 0 | 1703305.7775 | 2197360.4133 | 0 | 0 | 0 | 0 | 0 | 0 | 0 | 0 | 0 | 0 | 0 | 0 | 0 | 0 | 0 | 0 | -251998.3149 | -97561.6851 | 0 | 0 | 0 | 0 | 0 | 0 | 0 | 0 | 0 | 0 | 0 | 0 | 0 | 0 | 0
2016-05-02 06:00 | 0 | 0 | 0 | 0 | 0 | 0 | 0 | 337193 | 0 | 0 | 0 | 0 | 1481838.4968 | 2081634.694 | 0 | 0 | 0 | 0 | 0 | 0 | 0 | 0 | 0 | 0 | 0 | 0 | 0 | 0 | 0 | 0 | -221467.2807 | -115725.7193 | 0 | 0 | 0 | 0 | 0 | 0 | 0 | 0 | 0 | 0 | 0 | 0 | 0 | 0 | 0
2016-05-02 07:00 | 0 | 0 | 0 | 0 | 0 | 270932.4228 | 0 | 329807 | 0 | 0 | 0 | 0 | 1538689.6389 | 1965908.9747 | 0 | 0 | 0 | 0 | 0 | 0 | 0 | 0 | 0 | 0 | 0 | 0 | 0 | 0 | 0 | 0 | 56851.1421 | -115725.7193 | 0 | 0 | 0 | 0 | 0 | 0 | 0 | 0 | 0 | 0 | 0 | 0 | 0 | 0 | 0
2016-05-02 08:00 | 0 | 0 | 0 | 0 | 0 | 311530.6588 | 0 | 329309 | 0 | 0 | 0 | 0 | 1405185.5784 | 2081634.694 | 0 | 0 | 0 | 0 | 0 | 0 | 0 | 0 | 0 | 0 | 0 | 0 | 0 | 0 | 0 | 0 | -133504.0605 | 115725.7193 | 0 | 0 | 0 | 0 | 0 | 0 | 0 | 0 | 0 | 0 | 0 | 0 | 0 | 0 | 0
2016-05-02 09:00 | 0 | 0 | 0 | 0 | 0 | 0 | 0 | 339137 | 0 | 0 | 0 | 0 | 1153187.2635 | 1994496.009 | 0 | 0 | 0 | 0 | 0 | 0 | 0 | 0 | 0 | 0 | 0 | 0 | 0 | 0 | 0 | 0 | -251998.3149 | -87138.6851 | 0 | 0 | 0 | 0 | 0 | 0 | 0 | 0 | 0 | 0 | 0 | 0 | 0 | 0 | 0
2016-05-02 10:00 | 0 | 0 | 0 | 0 | 0 | 0 | 0 | 364593 | 0 | 0 | 0 | 0 | 901188.9486 | 1881901.3239 | 0 | 0 | 0 | 0 | 0 | 0 | 0 | 0 | 0 | 0 | 0 | 0 | 0 | 0 | 0 | 0 | -251998.3149 | -112594.6851 | 0 | 0 | 0 | 0 | 0 | 0 | 0 | 0 | 0 | 0 | 0 | 0 | 0 | 0 | 0
2016-05-02 11:00 | 0 | 0 | 0 | 0 | 0 | 20750.9658 | 0 | 388475 | 0 | 0 | 0 | 0 | 649190.6336 | 1766175.6046 | 0 | 0 | 0 | 0 | 0 | 0 | 0 | 0 | 0 | 0 | 0 | 0 | 0 | 0 | 0 | 0 | -251998.3149 | -115725.7193 | 0 | 0 | 0 | 0 | 0 | 0 | 0 | 0 | 0 | 0 | 0 | 0 | 0 | 0 | 0
2016-05-02 12:00 | 0 | 0 | 0 | 0 | 0 | 306192.5587 | 46219.6462 | 405413 | 0 | 0 | 0 | 0 | 514630.9526 | 1847734.4906 | 0 | 0 | 0 | 0 | 0 | 0 | 0 | 0 | 0 | 0 | 0 | 0 | 0 | 0 | 0 | 0 | -134559.681 | 81558.8859 | 0 | 0 | 0 | 0 | 0 | 0 | 0 | 0 | 0 | 0 | 0 | 0 | 0 | 0 | 0
2016-05-02 13:00 | 0 | 0 | 0 | 0 | 0 | 0 | 402793.4686 | 418102 | 0 | 0 | 0 | 0 | 383596.7019 | 1963460.2098 | 0 | 0 | 0 | 0 | 0 | 0 | 0 | 0 | 0 | 0 | 0 | 0 | 0 | 0 | 0 | 0 | -131034.2507 | 115725.7193 | 0 | 0 | 0 | 0 | 0 | 0 | 0 | 0 | 0 | 0 | 0 | 0 | 0 | 0 | 0
2016-05-02 14:00 | 0 | 0 | 0 | 0 | 0 | 0 | 712613.2469 | 431131 | 0 | 0 | 0 | 0 | 549353.2294 | 2079185.9291 | 0 | 0 | 0 | 0 | 0 | 0 | 0 | 0 | 0 | 0 | 0 | 0 | 0 | 0 | 0 | 0 | 165756.5276 | 115725.7193 | 0 | 0 | 0 | 0 | 0 | 0 | 0 | 0 | 0 | 0 | 0 | 0 | 0 | 0 | 0
2016-05-02 15:00 | 0 | 0 | 0 | 0 | 0 | 0 | 808529.0342 | 440805 | 0 | 0 | 0 | 0 | 801351.5444 | 2194911.6484 | 0 | 0 | 0 | 0 | 0 | 0 | 0 | 0 | 0 | 0 | 0 | 0 | 0 | 0 | 0 | 0 | 251998.3149 | 115725.7193 | 0 | 0 | 0 | 0 | 0 | 0 | 0 | 0 | 0 | 0 | 0 | 0 | 0 | 0 | 0
2016-05-02 16:00 | 0 | 0 | 0 | 0 | 0 | 0 | 813869.0342 | 446145 | 0 | 0 | 0 | 0 | 1053349.8593 | 2310637.3677 | 0 | 0 | 0 | 0 | 0 | 0 | 0 | 0 | 0 | 0 | 0 | 0 | 0 | 0 | 0 | 0 | 251998.3149 | 115725.7193 | 0 | 0 | 0 | 0 | 0 | 0 | 0 | 0 | 0 | 0 | 0 | 0 | 0 | 0 | 0
2016-05-02 17:00 | 0 | 0 | 0 | 0 | 0 | 0 | 818730.0342 | 451006 | 0 | 0 | 0 | 0 | 1305348.1743 | 2426363.087 | 0 | 0 | 0 | 0 | 0 | 0 | 0 | 0 | 0 | 0 | 0 | 0 | 0 | 0 | 0 | 0 | 251998.3149 | 115725.7193 | 0 | 0 | 0 | 0 | 0 | 0 | 0 | 0 | 0 | 0 | 0 | 0 | 0 | 0 | 0
2016-05-02 18:00 | 0 | 0 | 0 | 0 | 0 | 0 | 822345.0342 | 454621 | 0 | 0 | 0 | 0 | 1557346.4892 | 2542088.8063 | 0 | 0 | 0 | 0 | 0 | 0 | 0 | 0 | 0 | 0 | 0 | 0 | 0 | 0 | 0 | 0 | 251998.3149 | 115725.7193 | 0 | 0 | 0 | 0 | 0 | 0 | 0 | 0 | 0 | 0 | 0 | 0 | 0 | 0 | 0
2016-05-02 19:00 | 0 | 0 | 0 | 0 | 0 | 0 | 822479.0342 | 454755 | 0 | 0 | 0 | 0 | 1809344.8041 | 2657814.5256 | 0 | 0 | 0 | 0 | 0 | 0 | 0 | 0 | 0 | 0 | 0 | 0 | 0 | 0 | 0 | 0 | 251998.3149 | 115725.7193 | 0 | 0 | 0 | 0 | 0 | 0 | 0 | 0 | 0 | 0 | 0 | 0 | 0 | 0 | 0
2016-05-02 20:00 | 0 | 0 | 0 | 0 | 0 | 0 | 822529.0342 | 454805 | 0 | 0 | 0 | 0 | 2061343.1191 | 2773540.2449 | 0 | 0 | 0 | 0 | 0 | 0 | 0 | 0 | 0 | 0 | 0 | 0 | 0 | 0 | 0 | 0 | 251998.3149 | 115725.7193 | 0 | 0 | 0 | 0 | 0 | 0 | 0 | 0 | 0 | 0 | 0 | 0 | 0 | 0 | 0
2016-05-02 21:00 | 0 | 0 | 0 | 0 | 0 | 0 | 821979.0342 | 454255 | 0 | 0 | 0 | 0 | 2313341.434 | 2889265.9642 | 0 | 0 | 0 | 0 | 0 | 0 | 0 | 0 | 0 | 0 | 0 | 0 | 0 | 0 | 0 | 0 | 251998.3149 | 115725.7193 | 0 | 0 | 0 | 0 | 0 | 0 | 0 | 0 | 0 | 0 | 0 | 0 | 0 | 0 | 0
2016-05-02 22:00 | 0 | 0 | 0 | 0 | 0 | 0 | 819983.0342 | 452259 | 0 | 0 | 0 | 0 | 2565339.749 | 3004991.6835 | 0 | 0 | 0 | 0 | 0 | 0 | 0 | 0 | 0 | 0 | 0 | 0 | 0 | 0 | 0 | 0 | 251998.3149 | 115725.7193 | 0 | 0 | 0 | 0 | 0 | 0 | 0 | 0 | 0 | 0 | 0 | 0 | 0 | 0 | 0
2016-05-02 23:00 | 0 | 0 | 0 | 0 | 0 | 0 | 755772.2303 | 450556 | 0 | 0 | 0 | 0 | 2754830.26 | 3120717.4028 | 0 | 0 | 0 | 0 | 0 | 0 | 0 | 0 | 0 | 0 | 0 | 0 | 0 | 0 | 0 | 0 | 189490.511 | 115725.7193 | 0 | 0 | 0 | 0 | 0 | 0 | 0 | 0 | 0 | 0 | 0 | 0 | 0 | 0 | 0
2016-05-03 | 0 | 0 | 0 | 0 | 0 | 0 | 559286.065 | 452680 | 0 | 0 | 0 | 0 | 2745710.6057 | 3236443.1221 | 0 | 0 | 0 | 0 | 0 | 0 | 0 | 0 | 0 | 0 | 0 | 0 | 0 | 0 | 0 | 0 | -9119.6543 | 115725.7193 | 0 | 0 | 0 | 0 | 0 | 0 | 0 | 0 | 0 | 0 | 0 | 0 | 0 | 0 | 0
2016-05-03 01:00 | 0 | 0 | 0 | 0 | 0 | 0 | 210718.3391 | 448063 | 0 | 0 | 0 | 0 | 2493712.2907 | 3251096.7761 | 0 | 0 | 0 | 0 | 0 | 0 | 0 | 0 | 0 | 0 | 0 | 0 | 0 | 0 | 0 | 0 | -251998.3149 | 14653.654 | 0 | 0 | 0 | 0 | 0 | 0 | 0 | 0 | 0 | 0 | 0 | 0 | 0 | 0 | 0
2016-05-03 02:00 | 0 | 0 | 0 | 0 | 0 | 131847.4866 | 4176.6191 | 427991 | 0 | 0 | 0 | 0 | 2241713.9758 | 3211128.1968 | 0 | 0 | 0 | 0 | 0 | 0 | 0 | 0 | 0 | 0 | 0 | 0 | 0 | 0 | 0 | 0 | -251998.3149 | -39968.5794 | 0 | 0 | 0 | 0 | 0 | 0 | 0 | 0 | 0 | 0 | 0 | 0 | 0 | 0 | 0
2016-05-03 03:00 | 0 | 0 | 0 | 0 | 0 | 150640.024 | 0 | 402380 | 0 | 0 | 0 | 0 | 2105699.7191 | 3095402.4775 | 0 | 0 | 0 | 0 | 0 | 0 | 0 | 0 | 0 | 0 | 0 | 0 | 0 | 0 | 0 | 0 | -136014.2567 | -115725.7193 | 0 | 0 | 0 | 0 | 0 | 0 | 0 | 0 | 0 | 0 | 0 | 0 | 0 | 0 | 0
2016-05-03 04:00 | 0 | 0 | 0 | 0 | 0 | 10311.9658 | 0 | 378036 | 0 | 0 | 0 | 0 | 1853701.4042 | 2979676.7582 | 0 | 0 | 0 | 0 | 0 | 0 | 0 | 0 | 0 | 0 | 0 | 0 | 0 | 0 | 0 | 0 | -251998.3149 | -115725.7193 | 0 | 0 | 0 | 0 | 0 | 0 | 0 | 0 | 0 | 0 | 0 | 0 | 0 | 0 | 0
2016-05-03 05:00 | 0 | 0 | 0 | 0 | 0 | 0 | 0 | 359393 | 0 | 0 | 0 | 0 | 1610034.1235 | 2863951.0389 | 0 | 0 | 0 | 0 | 0 | 0 | 0 | 0 | 0 | 0 | 0 | 0 | 0 | 0 | 0 | 0 | -243667.2807 | -115725.7193 | 0 | 0 | 0 | 0 | 0 | 0 | 0 | 0 | 0 | 0 | 0 | 0 | 0 | 0 | 0
2016-05-03 06:00 | 0 | 0 | 0 | 0 | 0 | 0 | 0 | 344496 | 0 | 0 | 0 | 0 | 1358035.8085 | 2771453.3538 | 0 | 0 | 0 | 0 | 0 | 0 | 0 | 0 | 0 | 0 | 0 | 0 | 0 | 0 | 0 | 0 | -251998.3149 | -92497.6851 | 0 | 0 | 0 | 0 | 0 | 0 | 0 | 0 | 0 | 0 | 0 | 0 | 0 | 0 | 0
2016-05-03 07:00 | 0 | 0 | 0 | 0 | 0 | 316607.6394 | 0 | 336170 | 0 | 0 | 0 | 0 | 1222747.7287 | 2887179.0731 | 0 | 0 | 0 | 0 | 0 | 0 | 0 | 0 | 0 | 0 | 0 | 0 | 0 | 0 | 0 | 0 | -135288.0799 | 115725.7193 | 0 | 0 | 0 | 0 | 0 | 0 | 0 | 0 | 0 | 0 | 0 | 0 | 0 | 0 | 0
2016-05-03 08:00 | 0 | 0 | 0 | 0 | 0 | 0 | 0 | 334623 | 0 | 0 | 0 | 0 | 970749.4137 | 2804554.3881 | 0 | 0 | 0 | 0 | 0 | 0 | 0 | 0 | 0 | 0 | 0 | 0 | 0 | 0 | 0 | 0 | -251998.3149 | -82624.6851 | 0 | 0 | 0 | 0 | 0 | 0 | 0 | 0 | 0 | 0 | 0 | 0 | 0 | 0 | 0
2016-05-03 09:00 | 0 | 0 | 0 | 0 | 0 | 0 | 0 | 343487 | 0 | 0 | 0 | 0 | 718751.0988 | 2713065.703 | 0 | 0 | 0 | 0 | 0 | 0 | 0 | 0 | 0 | 0 | 0 | 0 | 0 | 0 | 0 | 0 | -251998.3149 | -91488.6851 | 0 | 0 | 0 | 0 | 0 | 0 | 0 | 0 | 0 | 0 | 0 | 0 | 0 | 0 | 0
2016-05-03 10:00 | 0 | 0 | 0 | 0 | 0 | 0 | 0 | 366757 | 0 | 0 | 0 | 0 | 466752.7838 | 2598307.0179 | 0 | 0 | 0 | 0 | 0 | 0 | 0 | 0 | 0 | 0 | 0 | 0 | 0 | 0 | 0 | 0 | -251998.3149 | -114758.6851 | 0 | 0 | 0 | 0 | 0 | 0 | 0 | 0 | 0 | 0 | 0 | 0 | 0 | 0 | 0
2016-05-03 11:00 | 0 | 0 | 0 | 0 | 0 | 254087.4044 | 0 | 390360 | 0 | 0 | 0 | 0 | 214754.4689 | 2714032.7372 | 0 | 0 | 0 | 0 | 0 | 0 | 0 | 0 | 0 | 0 | 0 | 0 | 0 | 0 | 0 | 0 | -251998.3149 | 115725.7193 | 0 | 0 | 0 | 0 | 0 | 0 | 0 | 0 | 0 | 0 | 0 | 0 | 0 | 0 | 0
2016-05-03 12:00 | 0 | 0 | 0 | 0 | 0 | 259159.8773 | 46853.3731 | 405042 | 0 | 0 | 0 | 0 | 0 | 2829758.4565 | 0 | 0 | 0 | 0 | 0 | 0 | 0 | 0 | 0 | 0 | 0 | 0 | 0 | 0 | 0 | 0 | -214754.4689 | 115725.7193 | 0 | 0 | 0 | 0 | 0 | 0 | 0 | 0 | 0 | 0 | 0 | 0 | 0 | 0 | 0
2016-05-03 13:00 | 0 | 0 | 0 | 0 | 0 | 0 | 403118.8617 | 415297 | 0 | 0 | 0 | 0 | 0 | 2817580.3183 | 0 | 0 | 0 | 0 | 0 | 0 | 0 | 0 | 0 | 0 | 0 | 0 | 0 | 0 | 0 | 0 | 0 | -12178.1383 | 0 | 0 | 0 | 0 | 0 | 0 | 0 | 0 | 0 | 0 | 0 | 0 | 0 | 0 | 0
2016-05-03 14:00 | 0 | 0 | 0 | 0 | 0 | 0 | 713678.7094 | 425481 | 0 | 0 | 0 | 0 | 172471.9901 | 2933306.0376 | 0 | 0 | 0 | 0 | 0 | 0 | 0 | 0 | 0 | 0 | 0 | 0 | 0 | 0 | 0 | 0 | 172471.9901 | 115725.7193 | 0 | 0 | 0 | 0 | 0 | 0 | 0 | 0 | 0 | 0 | 0 | 0 | 0 | 0 | 0
2016-05-03 15:00 | 0 | 0 | 0 | 0 | 0 | 0 | 800824.0342 | 433100 | 0 | 0 | 0 | 0 | 424470.305 | 3049031.7569 | 0 | 0 | 0 | 0 | 0 | 0 | 0 | 0 | 0 | 0 | 0 | 0 | 0 | 0 | 0 | 0 | 251998.3149 | 115725.7193 | 0 | 0 | 0 | 0 | 0 | 0 | 0 | 0 | 0 | 0 | 0 | 0 | 0 | 0 | 0
2016-05-03 16:00 | 0 | 0 | 0 | 0 | 0 | 0 | 806525.0342 | 438801 | 0 | 0 | 0 | 0 | 676468.62 | 3164757.4762 | 0 | 0 | 0 | 0 | 0 | 0 | 0 | 0 | 0 | 0 | 0 | 0 | 0 | 0 | 0 | 0 | 251998.3149 | 115725.7193 | 0 | 0 | 0 | 0 | 0 | 0 | 0 | 0 | 0 | 0 | 0 | 0 | 0 | 0 | 0
2016-05-03 17:00 | 0 | 0 | 0 | 0 | 0 | 0 | 811945.0342 | 444221 | 0 | 0 | 0 | 0 | 928466.9349 | 3280483.1955 | 0 | 0 | 0 | 0 | 0 | 0 | 0 | 0 | 0 | 0 | 0 | 0 | 0 | 0 | 0 | 0 | 251998.3149 | 115725.7193 | 0 | 0 | 0 | 0 | 0 | 0 | 0 | 0 | 0 | 0 | 0 | 0 | 0 | 0 | 0
2016-05-03 18:00 | 0 | 0 | 0 | 0 | 0 | 0 | 816669.0342 | 448945 | 0 | 0 | 0 | 0 | 1180465.2498 | 3396208.9148 | 0 | 0 | 0 | 0 | 0 | 0 | 0 | 0 | 0 | 0 | 0 | 0 | 0 | 0 | 0 | 0 | 251998.3149 | 115725.7193 | 0 | 0 | 0 | 0 | 0 | 0 | 0 | 0 | 0 | 0 | 0 | 0 | 0 | 0 | 0
2016-05-03 19:00 | 0 | 0 | 0 | 0 | 0 | 0 | 819921.0342 | 452197 | 0 | 0 | 0 | 0 | 1432463.5648 | 3511934.634 | 0 | 0 | 0 | 0 | 0 | 0 | 0 | 0 | 0 | 0 | 0 | 0 | 0 | 0 | 0 | 0 | 251998.3149 | 115725.7193 | 0 | 0 | 0 | 0 | 0 | 0 | 0 | 0 | 0 | 0 | 0 | 0 | 0 | 0 | 0
2016-05-03 20:00 | 0 | 0 | 0 | 0 | 0 | 0 | 821335.0342 | 453611 | 0 | 0 | 0 | 0 | 1684461.8797 | 3627660.3533 | 0 | 0 | 0 | 0 | 0 | 0 | 0 | 0 | 0 | 0 | 0 | 0 | 0 | 0 | 0 | 0 | 251998.3149 | 115725.7193 | 0 | 0 | 0 | 0 | 0 | 0 | 0 | 0 | 0 | 0 | 0 | 0 | 0 | 0 | 0
2016-05-03 21:00 | 0 | 0 | 0 | 0 | 0 | 0 | 823709.0342 | 455985 | 0 | 0 | 0 | 0 | 1936460.1947 | 3743386.0726 | 0 | 0 | 0 | 0 | 0 | 0 | 0 | 0 | 0 | 0 | 0 | 0 | 0 | 0 | 0 | 0 | 251998.3149 | 115725.7193 | 0 | 0 | 0 | 0 | 0 | 0 | 0 | 0 | 0 | 0 | 0 | 0 | 0 | 0 | 0
2016-05-03 22:00 | 0 | 0 | 0 | 0 | 0 | 0 | 821377.0342 | 453653 | 0 | 0 | 0 | 0 | 2188458.5096 | 3859111.7919 | 0 | 0 | 0 | 0 | 0 | 0 | 0 | 0 | 0 | 0 | 0 | 0 | 0 | 0 | 0 | 0 | 251998.3149 | 115725.7193 | 0 | 0 | 0 | 0 | 0 | 0 | 0 | 0 | 0 | 0 | 0 | 0 | 0 | 0 | 0
2016-05-03 23:00 | 0 | 0 | 0 | 0 | 0 | 0 | 744038.3862 | 450134 | 0 | 0 | 0 | 0 | 2440456.8246 | 3901017.8632 | 0 | 0 | 0 | 0 | 0 | 0 | 0 | 0 | 0 | 0 | 0 | 0 | 0 | 0 | 0 | 0 | 251998.3149 | 41906.0712 | 0 | 0 | 0 | 0 | 0 | 0 | 0 | 0 | 0 | 0 | 0 | 0 | 0 | 0 | 0
2016-05-04 | 0 | 0 | 0 | 0 | 0 | 0 | 543950.9264 | 450877 | 0 | 0 | 0 | 0 | 2504986.6998 | 3929561.9143 | 0 | 0 | 0 | 0 | 0 | 0 | 0 | 0 | 0 | 0 | 0 | 0 | 0 | 0 | 0 | 0 | 64529.8752 | 28544.0512 | 0 | 0 | 0 | 0 | 0 | 0 | 0 | 0 | 0 | 0 | 0 | 0 | 0 | 0 | 0
2016-05-04 01:00 | 0 | 0 | 0 | 0 | 0 | 0 | 157009.8029 | 447810 | 0 | 0 | 0 | 0 | 2329912.222 | 3813836.195 | 0 | 0 | 0 | 0 | 0 | 0 | 0 | 0 | 0 | 0 | 0 | 0 | 0 | 0 | 0 | 0 | -175074.4778 | -115725.7193 | 0 | 0 | 0 | 0 | 0 | 0 | 0 | 0 | 0 | 0 | 0 | 0 | 0 | 0 | 0
2016-05-04 02:00 | 0 | 0 | 0 | 0 | 0 | 479307.9009 | 2770.431 | 428280 | 0 | 0 | 0 | 0 | 2267984.8345 | 3929561.9143 | 0 | 0 | 0 | 0 | 0 | 0 | 0 | 0 | 0 | 0 | 0 | 0 | 0 | 0 | 0 | 0 | -61927.3875 | 115725.7193 | 0 | 0 | 0 | 0 | 0 | 0 | 0 | 0 | 0 | 0 | 0 | 0 | 0 | 0 | 0
2016-05-04 03:00 | 0 | 0 | 0 | 0 | 0 | 265742.4044 | 0 | 402015 | 0 | 0 | 0 | 0 | 2015986.5196 | 4045287.6336 | 0 | 0 | 0 | 0 | 0 | 0 | 0 | 0 | 0 | 0 | 0 | 0 | 0 | 0 | 0 | 0 | -251998.3149 | 115725.7193 | 0 | 0 | 0 | 0 | 0 | 0 | 0 | 0 | 0 | 0 | 0 | 0 | 0 | 0 | 0
2016-05-04 04:00 | 0 | 0 | 0 | 0 | 0 | 9878.9658 | 0 | 377603 | 0 | 0 | 0 | 0 | 1763988.2046 | 3929561.9143 | 0 | 0 | 0 | 0 | 0 | 0 | 0 | 0 | 0 | 0 | 0 | 0 | 0 | 0 | 0 | 0 | -251998.3149 | -115725.7193 | 0 | 0 | 0 | 0 | 0 | 0 | 0 | 0 | 0 | 0 | 0 | 0 | 0 | 0 | 0
2016-05-04 05:00 | 0 | 0 | 0 | 0 | 0 | 0 | 0 | 356872 | 0 | 0 | 0 | 0 | 1511989.8897 | 3824688.2293 | 0 | 0 | 0 | 0 | 0 | 0 | 0 | 0 | 0 | 0 | 0 | 0 | 0 | 0 | 0 | 0 | -251998.3149 | -104873.6851 | 0 | 0 | 0 | 0 | 0 | 0 | 0 | 0 | 0 | 0 | 0 | 0 | 0 | 0 | 0
2016-05-04 06:00 | 0 | 0 | 0 | 0 | 0 | 0 | 0 | 342224 | 0 | 0 | 0 | 0 | 1259991.5747 | 3734462.5442 | 0 | 0 | 0 | 0 | 0 | 0 | 0 | 0 | 0 | 0 | 0 | 0 | 0 | 0 | 0 | 0 | -251998.3149 | -90225.6851 | 0 | 0 | 0 | 0 | 0 | 0 | 0 | 0 | 0 | 0 | 0 | 0 | 0 | 0 | 0
2016-05-04 07:00 | 0 | 0 | 0 | 0 | 0 | 0 | 0 | 333126 | 0 | 0 | 0 | 0 | 1007993.2598 | 3653334.8592 | 0 | 0 | 0 | 0 | 0 | 0 | 0 | 0 | 0 | 0 | 0 | 0 | 0 | 0 | 0 | 0 | -251998.3149 | -81127.6851 | 0 | 0 | 0 | 0 | 0 | 0 | 0 | 0 | 0 | 0 | 0 | 0 | 0 | 0 | 0
2016-05-04 08:00 | 0 | 0 | 0 | 0 | 0 | 0 | 0 | 330907 | 0 | 0 | 0 | 0 | 755994.9448 | 3574426.1741 | 0 | 0 | 0 | 0 | 0 | 0 | 0 | 0 | 0 | 0 | 0 | 0 | 0 | 0 | 0 | 0 | -251998.3149 | -78908.6851 | 0 | 0 | 0 | 0 | 0 | 0 | 0 | 0 | 0 | 0 | 0 | 0 | 0 | 0 | 0
2016-05-04 09:00 | 0 | 0 | 0 | 0 | 0 | 0 | 0 | 339623 | 0 | 0 | 0 | 0 | 503996.6299 | 3486801.4891 | 0 | 0 | 0 | 0 | 0 | 0 | 0 | 0 | 0 | 0 | 0 | 0 | 0 | 0 | 0 | 0 | -251998.3149 | -87624.6851 | 0 | 0 | 0 | 0 | 0 | 0 | 0 | 0 | 0 | 0 | 0 | 0 | 0 | 0 | 0
2016-05-04 10:00 | 0 | 0 | 0 | 0 | 0 | 0 | 0 | 363251 | 0 | 0 | 0 | 0 | 251998.3149 | 3375548.804 | 0 | 0 | 0 | 0 | 0 | 0 | 0 | 0 | 0 | 0 | 0 | 0 | 0 | 0 | 0 | 0 | -251998.3149 | -111252.6851 | 0 | 0 | 0 | 0 | 0 | 0 | 0 | 0 | 0 | 0 | 0 | 0 | 0 | 0 | 0
2016-05-04 11:00 | 0 | 0 | 0 | 0 | 0 | 17047.9658 | 0 | 384772 | 0 | 0 | 0 | 0 | 0 | 3259823.0847 | 0 | 0 | 0 | 0 | 0 | 0 | 0 | 0 | 0 | 0 | 0 | 0 | 0 | 0 | 0 | 0 | -251998.3149 | -115725.7193 | 0 | 0 | 0 | 0 | 0 | 0 | 0 | 0 | 0 | 0 | 0 | 0 | 0 | 0 | 0
2016-05-04 12:00 | 0 | 0 | 0 | 0 | 0 | 378534.9786 | 45962.8888 | 397724 | 0 | 0 | 0 | 0 | 0 | 3286596.9521 | 0 | 0 | 0 | 0 | 0 | 0 | 0 | 0 | 0 | 0 | 0 | 0 | 0 | 0 | 0 | 0 | 0 | 26773.8674 | 0 | 0 | 0 | 0 | 0 | 0 | 0 | 0 | 0 | 0 | 0 | 0 | 0 | 0 | 0
2016-05-04 13:00 | 0 | 0 | 0 | 0 | 0 | 0 | 411380.3398 | 408059 | 0 | 0 | 0 | 0 | 0 | 3289918.2919 | 0 | 0 | 0 | 0 | 0 | 0 | 0 | 0 | 0 | 0 | 0 | 0 | 0 | 0 | 0 | 0 | 0 | 3321.3398 | 0 | 0 | 0 | 0 | 0 | 0 | 0 | 0 | 0 | 0 | 0 | 0 | 0 | 0 | 0
2016-05-04 14:00 | 0 | 0 | 0 | 0 | 0 | 0 | 644315.5326 | 417378 | 0 | 0 | 0 | 0 | 111211.8133 | 3405644.0112 | 0 | 0 | 0 | 0 | 0 | 0 | 0 | 0 | 0 | 0 | 0 | 0 | 0 | 0 | 0 | 0 | 111211.8133 | 115725.7193 | 0 | 0 | 0 | 0 | 0 | 0 | 0 | 0 | 0 | 0 | 0 | 0 | 0 | 0 | 0
2016-05-04 15:00 | 0 | 0 | 0 | 0 | 0 | 0 | 772727.556 | 424290 | 0 | 0 | 0 | 0 | 343923.65 | 3521369.7305 | 0 | 0 | 0 | 0 | 0 | 0 | 0 | 0 | 0 | 0 | 0 | 0 | 0 | 0 | 0 | 0 | 232711.8367 | 115725.7193 | 0 | 0 | 0 | 0 | 0 | 0 | 0 | 0 | 0 | 0 | 0 | 0 | 0 | 0 | 0
2016-05-04 16:00 | 0 | 0 | 0 | 0 | 0 | 0 | 795795.0342 | 428071 | 0 | 0 | 0 | 0 | 595921.9649 | 3637095.4497 | 0 | 0 | 0 | 0 | 0 | 0 | 0 | 0 | 0 | 0 | 0 | 0 | 0 | 0 | 0 | 0 | 251998.3149 | 115725.7193 | 0 | 0 | 0 | 0 | 0 | 0 | 0 | 0 | 0 | 0 | 0 | 0 | 0 | 0 | 0
2016-05-04 17:00 | 0 | 0 | 0 | 0 | 0 | 0 | 799223.0342 | 431499 | 0 | 0 | 0 | 0 | 847920.2799 | 3752821.169 | 0 | 0 | 0 | 0 | 0 | 0 | 0 | 0 | 0 | 0 | 0 | 0 | 0 | 0 | 0 | 0 | 251998.3149 | 115725.7193 | 0 | 0 | 0 | 0 | 0 | 0 | 0 | 0 | 0 | 0 | 0 | 0 | 0 | 0 | 0
2016-05-04 18:00 | 0 | 0 | 0 | 0 | 0 | 0 | 802138.0342 | 434414 | 0 | 0 | 0 | 0 | 1099918.5948 | 3868546.8883 | 0 | 0 | 0 | 0 | 0 | 0 | 0 | 0 | 0 | 0 | 0 | 0 | 0 | 0 | 0 | 0 | 251998.3149 | 115725.7193 | 0 | 0 | 0 | 0 | 0 | 0 | 0 | 0 | 0 | 0 | 0 | 0 | 0 | 0 | 0
2016-05-04 19:00 | 0 | 0 | 0 | 0 | 0 | 0 | 804624.0342 | 436900 | 0 | 0 | 0 | 0 | 1351916.9097 | 3984272.6076 | 0 | 0 | 0 | 0 | 0 | 0 | 0 | 0 | 0 | 0 | 0 | 0 | 0 | 0 | 0 | 0 | 251998.3149 | 115725.7193 | 0 | 0 | 0 | 0 | 0 | 0 | 0 | 0 | 0 | 0 | 0 | 0 | 0 | 0 | 0
2016-05-04 20:00 | 0 | 0 | 0 | 0 | 0 | 0 | 808104.0342 | 440380 | 0 | 0 | 0 | 0 | 1603915.2247 | 4099998.3269 | 0 | 0 | 0 | 0 | 0 | 0 | 0 | 0 | 0 | 0 | 0 | 0 | 0 | 0 | 0 | 0 | 251998.3149 | 115725.7193 | 0 | 0 | 0 | 0 | 0 | 0 | 0 | 0 | 0 | 0 | 0 | 0 | 0 | 0 | 0
2016-05-04 21:00 | 0 | 0 | 0 | 0 | 0 | 0 | 812226.0342 | 444502 | 0 | 0 | 0 | 0 | 1855913.5396 | 4215724.0462 | 0 | 0 | 0 | 0 | 0 | 0 | 0 | 0 | 0 | 0 | 0 | 0 | 0 | 0 | 0 | 0 | 251998.3149 | 115725.7193 | 0 | 0 | 0 | 0 | 0 | 0 | 0 | 0 | 0 | 0 | 0 | 0 | 0 | 0 | 0
2016-05-04 22:00 | 0 | 0 | 0 | 0 | 0 | 0 | 813539.0342 | 445815 | 0 | 0 | 0 | 0 | 2107911.8546 | 4331449.7655 | 0 | 0 | 0 | 0 | 0 | 0 | 0 | 0 | 0 | 0 | 0 | 0 | 0 | 0 | 0 | 0 | 251998.3149 | 115725.7193 | 0 | 0 | 0 | 0 | 0 | 0 | 0 | 0 | 0 | 0 | 0 | 0 | 0 | 0 | 0
2016-05-04 23:00 | 0 | 0 | 0 | 0 | 0 | 0 | 729356.6966 | 445200 | 0 | 0 | 0 | 0 | 2276342.8318 | 4447175.4848 | 0 | 0 | 0 | 0 | 0 | 0 | 0 | 0 | 0 | 0 | 0 | 0 | 0 | 0 | 0 | 0 | 168430.9773 | 115725.7193 | 0 | 0 | 0 | 0 | 0 | 0 | 0 | 0 | 0 | 0 | 0 | 0 | 0 | 0 | 0
2016-05-05 | 0 | 0 | 0 | 0 | 0 | 0 | 548109.6698 | 446544 | 0 | 0 | 0 | 0 | 2262182.7824 | 4562901.2041 | 0 | 0 | 0 | 0 | 0 | 0 | 0 | 0 | 0 | 0 | 0 | 0 | 0 | 0 | 0 | 0 | -14160.0495 | 115725.7193 | 0 | 0 | 0 | 0 | 0 | 0 | 0 | 0 | 0 | 0 | 0 | 0 | 0 | 0 | 0
2016-05-05 01:00 | 0 | 0 | 0 | 0 | 0 | 0 | 173674.6285 | 441798 | 0 | 0 | 0 | 0 | 2010184.4674 | 4546776.1476 | 0 | 0 | 0 | 0 | 0 | 0 | 0 | 0 | 0 | 0 | 0 | 0 | 0 | 0 | 0 | 0 | -251998.3149 | -16125.0566 | 0 | 0 | 0 | 0 | 0 | 0 | 0 | 0 | 0 | 0 | 0 | 0 | 0 | 0 | 0
2016-05-05 02:00 | 0 | 0 | 0 | 0 | 0 | 388512.7572 | 2524.3367 | 423253 | 0 | 0 | 0 | 0 | 1949958.4168 | 4574786.2921 | 0 | 0 | 0 | 0 | 0 | 0 | 0 | 0 | 0 | 0 | 0 | 0 | 0 | 0 | 0 | 0 | -60226.0506 | 28010.1445 | 0 | 0 | 0 | 0 | 0 | 0 | 0 | 0 | 0 | 0 | 0 | 0 | 0 | 0 | 0
2016-05-05 03:00 | 0 | 0 | 0 | 0 | 0 | 28869.9658 | 0 | 396594 | 0 | 0 | 0 | 0 | 1697960.1019 | 4459060.5728 | 0 | 0 | 0 | 0 | 0 | 0 | 0 | 0 | 0 | 0 | 0 | 0 | 0 | 0 | 0 | 0 | -251998.3149 | -115725.7193 | 0 | 0 | 0 | 0 | 0 | 0 | 0 | 0 | 0 | 0 | 0 | 0 | 0 | 0 | 0
2016-05-05 04:00 | 0 | 0 | 0 | 0 | 0 | 236792.4044 | 0 | 373065 | 0 | 0 | 0 | 0 | 1445961.7869 | 4574786.2921 | 0 | 0 | 0 | 0 | 0 | 0 | 0 | 0 | 0 | 0 | 0 | 0 | 0 | 0 | 0 | 0 | -251998.3149 | 115725.7193 | 0 | 0 | 0 | 0 | 0 | 0 | 0 | 0 | 0 | 0 | 0 | 0 | 0 | 0 | 0
2016-05-05 05:00 | 0 | 0 | 0 | 0 | 0 | 0 | 0 | 353190 | 0 | 0 | 0 | 0 | 1193963.472 | 4473594.6071 | 0 | 0 | 0 | 0 | 0 | 0 | 0 | 0 | 0 | 0 | 0 | 0 | 0 | 0 | 0 | 0 | -251998.3149 | -101191.6851 | 0 | 0 | 0 | 0 | 0 | 0 | 0 | 0 | 0 | 0 | 0 | 0 | 0 | 0 | 0
2016-05-05 06:00 | 0 | 0 | 0 | 0 | 0 | 0 | 0 | 338476 | 0 | 0 | 0 | 0 | 971213.1913 | 4357868.8878 | 0 | 0 | 0 | 0 | 0 | 0 | 0 | 0 | 0 | 0 | 0 | 0 | 0 | 0 | 0 | 0 | -222750.2807 | -115725.7193 | 0 | 0 | 0 | 0 | 0 | 0 | 0 | 0 | 0 | 0 | 0 | 0 | 0 | 0 | 0
2016-05-05 07:00 | 0 | 0 | 0 | 0 | 0 | 0 | 0 | 330208 | 0 | 0 | 0 | 0 | 719214.8764 | 4279659.2027 | 0 | 0 | 0 | 0 | 0 | 0 | 0 | 0 | 0 | 0 | 0 | 0 | 0 | 0 | 0 | 0 | -251998.3149 | -78209.6851 | 0 | 0 | 0 | 0 | 0 | 0 | 0 | 0 | 0 | 0 | 0 | 0 | 0 | 0 | 0
2016-05-05 08:00 | 0 | 0 | 0 | 0 | 0 | 0 | 0 | 328324 | 0 | 0 | 0 | 0 | 467216.5614 | 4203333.5176 | 0 | 0 | 0 | 0 | 0 | 0 | 0 | 0 | 0 | 0 | 0 | 0 | 0 | 0 | 0 | 0 | -251998.3149 | -76325.6851 | 0 | 0 | 0 | 0 | 0 | 0 | 0 | 0 | 0 | 0 | 0 | 0 | 0 | 0 | 0
2016-05-05 09:00 | 0 | 0 | 0 | 0 | 0 | 0 | 0 | 338000 | 0 | 0 | 0 | 0 | 244942.2807 | 4087607.7983 | 0 | 0 | 0 | 0 | 0 | 0 | 0 | 0 | 0 | 0 | 0 | 0 | 0 | 0 | 0 | 0 | -222274.2807 | -115725.7193 | 0 | 0 | 0 | 0 | 0 | 0 | 0 | 0 | 0 | 0 | 0 | 0 | 0 | 0 | 0
2016-05-05 10:00 | 0 | 0 | 0 | 0 | 0 | 0 | 0 | 360668 | 0 | 0 | 0 | 0 | 0 | 3971882.0791 | 0 | 0 | 0 | 0 | 0 | 0 | 0 | 0 | 0 | 0 | 0 | 0 | 0 | 0 | 0 | 0 | -244942.2807 | -115725.7193 | 0 | 0 | 0 | 0 | 0 | 0 | 0 | 0 | 0 | 0 | 0 | 0 | 0 | 0 | 0
2016-05-05 11:00 | 0 | 0 | 0 | 0 | 0 | 408359.8427 | 0 | 384312 | 0 | 0 | 0 | 0 | 139773.562 | 3856156.3598 | 0 | 0 | 0 | 0 | 0 | 0 | 0 | 0 | 0 | 0 | 0 | 0 | 0 | 0 | 0 | 0 | 139773.562 | -115725.7193 | 0 | 0 | 0 | 0 | 0 | 0 | 0 | 0 | 0 | 0 | 0 | 0 | 0 | 0 | 0
2016-05-05 12:00 | 0 | 0 | 0 | 0 | 0 | 197224.079 | 46330.3247 | 397866 | 0 | 0 | 0 | 0 | 0 | 3841618.3255 | 0 | 0 | 0 | 0 | 0 | 0 | 0 | 0 | 0 | 0 | 0 | 0 | 0 | 0 | 0 | 0 | -139773.562 | -14538.0342 | 0 | 0 | 0 | 0 | 0 | 0 | 0 | 0 | 0 | 0 | 0 | 0 | 0 | 0 | 0
2016-05-05 13:00 | 0 | 0 | 0 | 0 | 0 | 0 | 404767.1109 | 407841 | 0 | 0 | 0 | 0 | 112651.8302 | 3725892.6062 | 0 | 0 | 0 | 0 | 0 | 0 | 0 | 0 | 0 | 0 | 0 | 0 | 0 | 0 | 0 | 0 | 112651.8302 | -115725.7193 | 0 | 0 | 0 | 0 | 0 | 0 | 0 | 0 | 0 | 0 | 0 | 0 | 0 | 0 | 0
2016-05-05 14:00 | 0 | 0 | 0 | 0 | 0 | 0 | 635265.631 | 417112 | 0 | 0 | 0 | 0 | 364650.1451 | 3692047.9223 | 0 | 0 | 0 | 0 | 0 | 0 | 0 | 0 | 0 | 0 | 0 | 0 | 0 | 0 | 0 | 0 | 251998.3149 | -33844.6839 | 0 | 0 | 0 | 0 | 0 | 0 | 0 | 0 | 0 | 0 | 0 | 0 | 0 | 0 | 0
2016-05-05 15:00 | 0 | 0 | 0 | 0 | 0 | 0 | 782055.6953 | 423684 | 0 | 0 | 0 | 0 | 616648.4601 | 3798421.3027 | 0 | 0 | 0 | 0 | 0 | 0 | 0 | 0 | 0 | 0 | 0 | 0 | 0 | 0 | 0 | 0 | 251998.3149 | 106373.3804 | 0 | 0 | 0 | 0 | 0 | 0 | 0 | 0 | 0 | 0 | 0 | 0 | 0 | 0 | 0
2016-05-05 16:00 | 0 | 0 | 0 | 0 | 0 | 0 | 795770.0342 | 428046 | 0 | 0 | 0 | 0 | 868646.775 | 3914147.022 | 0 | 0 | 0 | 0 | 0 | 0 | 0 | 0 | 0 | 0 | 0 | 0 | 0 | 0 | 0 | 0 | 251998.3149 | 115725.7193 | 0 | 0 | 0 | 0 | 0 | 0 | 0 | 0 | 0 | 0 | 0 | 0 | 0 | 0 | 0
2016-05-05 17:00 | 0 | 0 | 0 | 0 | 0 | 0 | 799771.0342 | 432047 | 0 | 0 | 0 | 0 | 1120645.0899 | 4029872.7413 | 0 | 0 | 0 | 0 | 0 | 0 | 0 | 0 | 0 | 0 | 0 | 0 | 0 | 0 | 0 | 0 | 251998.3149 | 115725.7193 | 0 | 0 | 0 | 0 | 0 | 0 | 0 | 0 | 0 | 0 | 0 | 0 | 0 | 0 | 0
2016-05-05 18:00 | 0 | 0 | 0 | 0 | 0 | 0 | 802885.0342 | 435161 | 0 | 0 | 0 | 0 | 1372643.4049 | 4145598.4606 | 0 | 0 | 0 | 0 | 0 | 0 | 0 | 0 | 0 | 0 | 0 | 0 | 0 | 0 | 0 | 0 | 251998.3149 | 115725.7193 | 0 | 0 | 0 | 0 | 0 | 0 | 0 | 0 | 0 | 0 | 0 | 0 | 0 | 0 | 0
2016-05-05 19:00 | 0 | 0 | 0 | 0 | 0 | 0 | 806549.0342 | 438825 | 0 | 0 | 0 | 0 | 1624641.7198 | 4261324.1798 | 0 | 0 | 0 | 0 | 0 | 0 | 0 | 0 | 0 | 0 | 0 | 0 | 0 | 0 | 0 | 0 | 251998.3149 | 115725.7193 | 0 | 0 | 0 | 0 | 0 | 0 | 0 | 0 | 0 | 0 | 0 | 0 | 0 | 0 | 0
2016-05-05 20:00 | 0 | 0 | 0 | 0 | 0 | 0 | 810443.0342 | 442719 | 0 | 0 | 0 | 0 | 1876640.0348 | 4377049.8991 | 0 | 0 | 0 | 0 | 0 | 0 | 0 | 0 | 0 | 0 | 0 | 0 | 0 | 0 | 0 | 0 | 251998.3149 | 115725.7193 | 0 | 0 | 0 | 0 | 0 | 0 | 0 | 0 | 0 | 0 | 0 | 0 | 0 | 0 | 0
2016-05-05 21:00 | 0 | 0 | 0 | 0 | 0 | 0 | 812736.0342 | 445012 | 0 | 0 | 0 | 0 | 2128638.3497 | 4492775.6184 | 0 | 0 | 0 | 0 | 0 | 0 | 0 | 0 | 0 | 0 | 0 | 0 | 0 | 0 | 0 | 0 | 251998.3149 | 115725.7193 | 0 | 0 | 0 | 0 | 0 | 0 | 0 | 0 | 0 | 0 | 0 | 0 | 0 | 0 | 0
2016-05-05 22:00 | 0 | 0 | 0 | 0 | 0 | 0 | 777535.9886 | 443527 | 0 | 0 | 0 | 0 | 2380636.6647 | 4574786.2921 | 0 | 0 | 0 | 0 | 0 | 0 | 0 | 0 | 0 | 0 | 0 | 0 | 0 | 0 | 0 | 0 | 251998.3149 | 82010.6737 | 0 | 0 | 0 | 0 | 0 | 0 | 0 | 0 | 0 | 0 | 0 | 0 | 0 | 0 | 0
2016-05-05 23:00 | 0 | 0 | 0 | 0 | 0 | 0 | 662482.8628 | 439817 | 0 | 0 | 0 | 0 | 2632634.9796 | 4545453.8399 | 0 | 0 | 0 | 0 | 0 | 0 | 0 | 0 | 0 | 0 | 0 | 0 | 0 | 0 | 0 | 0 | 251998.3149 | -29332.4522 | 0 | 0 | 0 | 0 | 0 | 0 | 0 | 0 | 0 | 0 | 0 | 0 | 0 | 0 | 0
2016-05-06 | 0 | 0 | 0 | 0 | 0 | 0 | 459453.2936 | 440439 | 0 | 0 | 0 | 0 | 2767374.9925 | 4429728.1206 | 0 | 0 | 0 | 0 | 0 | 0 | 0 | 0 | 0 | 0 | 0 | 0 | 0 | 0 | 0 | 0 | 134740.0129 | -115725.7193 | 0 | 0 | 0 | 0 | 0 | 0 | 0 | 0 | 0 | 0 | 0 | 0 | 0 | 0 | 0
2016-05-06 01:00 | 0 | 0 | 0 | 0 | 0 | 0 | 139258.7511 | 437238 | 0 | 0 | 0 | 0 | 2515376.6775 | 4383747.1867 | 0 | 0 | 0 | 0 | 0 | 0 | 0 | 0 | 0 | 0 | 0 | 0 | 0 | 0 | 0 | 0 | -251998.3149 | -45980.934 | 0 | 0 | 0 | 0 | 0 | 0 | 0 | 0 | 0 | 0 | 0 | 0 | 0 | 0 | 0
2016-05-06 02:00 | 0 | 0 | 0 | 0 | 0 | 551885.8002 | 3875.7955 | 419489 | 0 | 0 | 0 | 0 | 2767374.9925 | 4268021.4674 | 0 | 0 | 0 | 0 | 0 | 0 | 0 | 0 | 0 | 0 | 0 | 0 | 0 | 0 | 0 | 0 | 251998.3149 | -115725.7193 | 0 | 0 | 0 | 0 | 0 | 0 | 0 | 0 | 0 | 0 | 0 | 0 | 0 | 0 | 0
2016-05-06 03:00 | 0 | 0 | 0 | 0 | 0 | 28218.9658 | 0 | 395943 | 0 | 0 | 0 | 0 | 2515376.6775 | 4152295.7481 | 0 | 0 | 0 | 0 | 0 | 0 | 0 | 0 | 0 | 0 | 0 | 0 | 0 | 0 | 0 | 0 | -251998.3149 | -115725.7193 | 0 | 0 | 0 | 0 | 0 | 0 | 0 | 0 | 0 | 0 | 0 | 0 | 0 | 0 | 0
2016-05-06 04:00 | 0 | 0 | 0 | 0 | 0 | 5333.9658 | 0 | 373058 | 0 | 0 | 0 | 0 | 2263378.3626 | 4036570.0288 | 0 | 0 | 0 | 0 | 0 | 0 | 0 | 0 | 0 | 0 | 0 | 0 | 0 | 0 | 0 | 0 | -251998.3149 | -115725.7193 | 0 | 0 | 0 | 0 | 0 | 0 | 0 | 0 | 0 | 0 | 0 | 0 | 0 | 0 | 0
2016-05-06 05:00 | 0 | 0 | 0 | 0 | 0 | 0 | 0 | 354787 | 0 | 0 | 0 | 0 | 2011380.0476 | 3933781.3437 | 0 | 0 | 0 | 0 | 0 | 0 | 0 | 0 | 0 | 0 | 0 | 0 | 0 | 0 | 0 | 0 | -251998.3149 | -102788.6851 | 0 | 0 | 0 | 0 | 0 | 0 | 0 | 0 | 0 | 0 | 0 | 0 | 0 | 0 | 0
2016-05-06 06:00 | 0 | 0 | 0 | 0 | 0 | 0 | 0 | 340135 | 0 | 0 | 0 | 0 | 1759381.7327 | 3845644.6587 | 0 | 0 | 0 | 0 | 0 | 0 | 0 | 0 | 0 | 0 | 0 | 0 | 0 | 0 | 0 | 0 | -251998.3149 | -88136.6851 | 0 | 0 | 0 | 0 | 0 | 0 | 0 | 0 | 0 | 0 | 0 | 0 | 0 | 0 | 0
2016-05-06 07:00 | 0 | 0 | 0 | 0 | 0 | 0 | 0 | 331931 | 0 | 0 | 0 | 0 | 1543176.452 | 3729918.9394 | 0 | 0 | 0 | 0 | 0 | 0 | 0 | 0 | 0 | 0 | 0 | 0 | 0 | 0 | 0 | 0 | -216205.2807 | -115725.7193 | 0 | 0 | 0 | 0 | 0 | 0 | 0 | 0 | 0 | 0 | 0 | 0 | 0 | 0 | 0
2016-05-06 08:00 | 0 | 0 | 0 | 0 | 0 | 0 | 0 | 330173 | 0 | 0 | 0 | 0 | 1291178.137 | 3651744.2543 | 0 | 0 | 0 | 0 | 0 | 0 | 0 | 0 | 0 | 0 | 0 | 0 | 0 | 0 | 0 | 0 | -251998.3149 | -78174.6851 | 0 | 0 | 0 | 0 | 0 | 0 | 0 | 0 | 0 | 0 | 0 | 0 | 0 | 0 | 0
2016-05-06 09:00 | 0 | 0 | 0 | 0 | 0 | 0 | 0 | 338097 | 0 | 0 | 0 | 0 | 1068806.8563 | 3536018.535 | 0 | 0 | 0 | 0 | 0 | 0 | 0 | 0 | 0 | 0 | 0 | 0 | 0 | 0 | 0 | 0 | -222371.2807 | -115725.7193 | 0 | 0 | 0 | 0 | 0 | 0 | 0 | 0 | 0 | 0 | 0 | 0 | 0 | 0 | 0
2016-05-06 10:00 | 0 | 0 | 0 | 0 | 0 | 0 | 0 | 360487 | 0 | 0 | 0 | 0 | 816808.5414 | 3427529.85 | 0 | 0 | 0 | 0 | 0 | 0 | 0 | 0 | 0 | 0 | 0 | 0 | 0 | 0 | 0 | 0 | -251998.3149 | -108488.6851 | 0 | 0 | 0 | 0 | 0 | 0 | 0 | 0 | 0 | 0 | 0 | 0 | 0 | 0 | 0
2016-05-06 11:00 | 0 | 0 | 0 | 0 | 0 | 12952.9658 | 0 | 380677 | 0 | 0 | 0 | 0 | 564810.2265 | 3311804.1307 | 0 | 0 | 0 | 0 | 0 | 0 | 0 | 0 | 0 | 0 | 0 | 0 | 0 | 0 | 0 | 0 | -251998.3149 | -115725.7193 | 0 | 0 | 0 | 0 | 0 | 0 | 0 | 0 | 0 | 0 | 0 | 0 | 0 | 0 | 0
2016-05-06 12:00 | 0 | 0 | 0 | 0 | 0 | 355763.7237 | 50476.0169 | 393325 | 0 | 0 | 0 | 0 | 693450.6864 | 3196078.4114 | 0 | 0 | 0 | 0 | 0 | 0 | 0 | 0 | 0 | 0 | 0 | 0 | 0 | 0 | 0 | 0 | 128640.46 | -115725.7193 | 0 | 0 | 0 | 0 | 0 | 0 | 0 | 0 | 0 | 0 | 0 | 0 | 0 | 0 | 0
2016-05-06 13:00 | 0 | 0 | 0 | 0 | 0 | 0 | 360267.6472 | 404237 | 0 | 0 | 0 | 0 | 765207.0529 | 3080352.6921 | 0 | 0 | 0 | 0 | 0 | 0 | 0 | 0 | 0 | 0 | 0 | 0 | 0 | 0 | 0 | 0 | 71756.3665 | -115725.7193 | 0 | 0 | 0 | 0 | 0 | 0 | 0 | 0 | 0 | 0 | 0 | 0 | 0 | 0 | 0
2016-05-06 14:00 | 0 | 0 | 0 | 0 | 0 | 0 | 592112.984 | 414417 | 0 | 0 | 0 | 0 | 1017205.3679 | 3006050.3612 | 0 | 0 | 0 | 0 | 0 | 0 | 0 | 0 | 0 | 0 | 0 | 0 | 0 | 0 | 0 | 0 | 251998.3149 | -74302.3309 | 0 | 0 | 0 | 0 | 0 | 0 | 0 | 0 | 0 | 0 | 0 | 0 | 0 | 0 | 0
2016-05-06 15:00 | 0 | 0 | 0 | 0 | 0 | 0 | 716714.5993 | 420427 | 0 | 0 | 0 | 0 | 1269203.6828 | 3050339.6455 | 0 | 0 | 0 | 0 | 0 | 0 | 0 | 0 | 0 | 0 | 0 | 0 | 0 | 0 | 0 | 0 | 251998.3149 | 44289.2844 | 0 | 0 | 0 | 0 | 0 | 0 | 0 | 0 | 0 | 0 | 0 | 0 | 0 | 0 | 0
2016-05-06 16:00 | 0 | 0 | 0 | 0 | 0 | 0 | 786064.1841 | 423953 | 0 | 0 | 0 | 0 | 1521201.9977 | 3160452.5147 | 0 | 0 | 0 | 0 | 0 | 0 | 0 | 0 | 0 | 0 | 0 | 0 | 0 | 0 | 0 | 0 | 251998.3149 | 110112.8692 | 0 | 0 | 0 | 0 | 0 | 0 | 0 | 0 | 0 | 0 | 0 | 0 | 0 | 0 | 0
2016-05-06 17:00 | 0 | 0 | 0 | 0 | 0 | 0 | 795123.7125 | 429165 | 0 | 0 | 0 | 0 | 1773200.3127 | 3274412.9122 | 0 | 0 | 0 | 0 | 0 | 0 | 0 | 0 | 0 | 0 | 0 | 0 | 0 | 0 | 0 | 0 | 251998.3149 | 113960.3975 | 0 | 0 | 0 | 0 | 0 | 0 | 0 | 0 | 0 | 0 | 0 | 0 | 0 | 0 | 0
2016-05-06 18:00 | 0 | 0 | 0 | 0 | 0 | 0 | 787891.9477 | 432520 | 0 | 0 | 0 | 0 | 2012846.5411 | 3390138.6315 | 0 | 0 | 0 | 0 | 0 | 0 | 0 | 0 | 0 | 0 | 0 | 0 | 0 | 0 | 0 | 0 | 239646.2284 | 115725.7193 | 0 | 0 | 0 | 0 | 0 | 0 | 0 | 0 | 0 | 0 | 0 | 0 | 0 | 0 | 0
2016-05-06 19:00 | 0 | 0 | 0 | 0 | 0 | 0 | 774110.1031 | 435460 | 0 | 0 | 0 | 0 | 2235770.9248 | 3505864.3508 | 0 | 0 | 0 | 0 | 0 | 0 | 0 | 0 | 0 | 0 | 0 | 0 | 0 | 0 | 0 | 0 | 222924.3838 | 115725.7193 | 0 | 0 | 0 | 0 | 0 | 0 | 0 | 0 | 0 | 0 | 0 | 0 | 0 | 0 | 0
2016-05-06 20:00 | 0 | 0 | 0 | 0 | 0 | 0 | 761005.5643 | 438257 | 0 | 0 | 0 | 0 | 2442793.7699 | 3621590.0701 | 0 | 0 | 0 | 0 | 0 | 0 | 0 | 0 | 0 | 0 | 0 | 0 | 0 | 0 | 0 | 0 | 207022.845 | 115725.7193 | 0 | 0 | 0 | 0 | 0 | 0 | 0 | 0 | 0 | 0 | 0 | 0 | 0 | 0 | 0
2016-05-06 21:00 | 0 | 0 | 0 | 0 | 0 | 0 | 730477.6807 | 439977 | 0 | 0 | 0 | 0 | 2617568.7313 | 3737315.7894 | 0 | 0 | 0 | 0 | 0 | 0 | 0 | 0 | 0 | 0 | 0 | 0 | 0 | 0 | 0 | 0 | 174774.9614 | 115725.7193 | 0 | 0 | 0 | 0 | 0 | 0 | 0 | 0 | 0 | 0 | 0 | 0 | 0 | 0 | 0
2016-05-06 22:00 | 0 | 0 | 0 | 0 | 0 | 0 | 666132.921 | 436609 | 0 | 0 | 0 | 0 | 2869567.0462 | 3714841.3955 | 0 | 0 | 0 | 0 | 0 | 0 | 0 | 0 | 0 | 0 | 0 | 0 | 0 | 0 | 0 | 0 | 251998.3149 | -22474.3939 | 0 | 0 | 0 | 0 | 0 | 0 | 0 | 0 | 0 | 0 | 0 | 0 | 0 | 0 | 0
2016-05-06 23:00 | 0 | 0 | 0 | 0 | 0 | 0 | 559282.2779 | 430635 | 0 | 0 | 0 | 0 | 2882488.6048 | 3830567.1148 | 0 | 0 | 0 | 0 | 0 | 0 | 0 | 0 | 0 | 0 | 0 | 0 | 0 | 0 | 0 | 0 | 12921.5586 | 115725.7193 | 0 | 0 | 0 | 0 | 0 | 0 | 0 | 0 | 0 | 0 | 0 | 0 | 0 | 0 | 0
2016-05-07 | 0 | 0 | 0 | 0 | 0 | 0 | 381763.5228 | 427574 | 0 | 0 | 0 | 0 | 2882488.6048 | 3784756.6376 | 0 | 0 | 0 | 0 | 0 | 0 | 0 | 0 | 0 | 0 | 0 | 0 | 0 | 0 | 0 | 0 | 0 | -45810.4772 | 0 | 0 | 0 | 0 | 0 | 0 | 0 | 0 | 0 | 0 | 0 | 0 | 0 | 0 | 0
2016-05-07 01:00 | 0 | 0 | 0 | 0 | 0 | 0 | 96974.0172 | 423353 | 0 | 0 | 0 | 0 | 2671835.3414 | 3669030.9183 | 0 | 0 | 0 | 0 | 0 | 0 | 0 | 0 | 0 | 0 | 0 | 0 | 0 | 0 | 0 | 0 | -210653.2635 | -115725.7193 | 0 | 0 | 0 | 0 | 0 | 0 | 0 | 0 | 0 | 0 | 0 | 0 | 0 | 0 | 0
2016-05-07 02:00 | 0 | 0 | 0 | 0 | 0 | 731649.1216 | 3244.8611 | 408515 | 0 | 0 | 0 | 0 | 2882488.6048 | 3784756.6376 | 0 | 0 | 0 | 0 | 0 | 0 | 0 | 0 | 0 | 0 | 0 | 0 | 0 | 0 | 0 | 0 | 210653.2635 | 115725.7193 | 0 | 0 | 0 | 0 | 0 | 0 | 0 | 0 | 0 | 0 | 0 | 0 | 0 | 0 | 0
2016-05-07 03:00 | 0 | 0 | 0 | 0 | 0 | 19573.9658 | 0 | 387298 | 0 | 0 | 0 | 0 | 2630490.2899 | 3669030.9183 | 0 | 0 | 0 | 0 | 0 | 0 | 0 | 0 | 0 | 0 | 0 | 0 | 0 | 0 | 0 | 0 | -251998.3149 | -115725.7193 | 0 | 0 | 0 | 0 | 0 | 0 | 0 | 0 | 0 | 0 | 0 | 0 | 0 | 0 | 0
2016-05-07 04:00 | 0 | 0 | 0 | 0 | 0 | 0 | 0 | 365512 | 0 | 0 | 0 | 0 | 2378491.975 | 3555517.2332 | 0 | 0 | 0 | 0 | 0 | 0 | 0 | 0 | 0 | 0 | 0 | 0 | 0 | 0 | 0 | 0 | -251998.3149 | -113513.6851 | 0 | 0 | 0 | 0 | 0 | 0 | 0 | 0 | 0 | 0 | 0 | 0 | 0 | 0 | 0
2016-05-07 05:00 | 0 | 0 | 0 | 0 | 0 | 0 | 0 | 346615 | 0 | 0 | 0 | 0 | 2126493.66 | 3460900.5482 | 0 | 0 | 0 | 0 | 0 | 0 | 0 | 0 | 0 | 0 | 0 | 0 | 0 | 0 | 0 | 0 | -251998.3149 | -94616.6851 | 0 | 0 | 0 | 0 | 0 | 0 | 0 | 0 | 0 | 0 | 0 | 0 | 0 | 0 | 0
2016-05-07 06:00 | 0 | 0 | 0 | 0 | 0 | 0 | 0 | 332451 | 0 | 0 | 0 | 0 | 1874495.3451 | 3380447.8631 | 0 | 0 | 0 | 0 | 0 | 0 | 0 | 0 | 0 | 0 | 0 | 0 | 0 | 0 | 0 | 0 | -251998.3149 | -80452.6851 | 0 | 0 | 0 | 0 | 0 | 0 | 0 | 0 | 0 | 0 | 0 | 0 | 0 | 0 | 0
2016-05-07 07:00 | 0 | 0 | 0 | 0 | 0 | 0 | 0 | 322728 | 0 | 0 | 0 | 0 | 1622497.0301 | 3309718.1781 | 0 | 0 | 0 | 0 | 0 | 0 | 0 | 0 | 0 | 0 | 0 | 0 | 0 | 0 | 0 | 0 | -251998.3149 | -70729.6851 | 0 | 0 | 0 | 0 | 0 | 0 | 0 | 0 | 0 | 0 | 0 | 0 | 0 | 0 | 0
2016-05-07 08:00 | 0 | 0 | 0 | 0 | 0 | 0 | 0 | 318790 | 0 | 0 | 0 | 0 | 1370498.7152 | 3242926.493 | 0 | 0 | 0 | 0 | 0 | 0 | 0 | 0 | 0 | 0 | 0 | 0 | 0 | 0 | 0 | 0 | -251998.3149 | -66791.6851 | 0 | 0 | 0 | 0 | 0 | 0 | 0 | 0 | 0 | 0 | 0 | 0 | 0 | 0 | 0
2016-05-07 09:00 | 0 | 0 | 0 | 0 | 0 | 0 | 0 | 320006 | 0 | 0 | 0 | 0 | 1166218.4345 | 3127200.7737 | 0 | 0 | 0 | 0 | 0 | 0 | 0 | 0 | 0 | 0 | 0 | 0 | 0 | 0 | 0 | 0 | -204280.2807 | -115725.7193 | 0 | 0 | 0 | 0 | 0 | 0 | 0 | 0 | 0 | 0 | 0 | 0 | 0 | 0 | 0
2016-05-07 10:00 | 0 | 0 | 0 | 0 | 0 | 0 | 0 | 324047 | 0 | 0 | 0 | 0 | 914220.1195 | 3055152.0887 | 0 | 0 | 0 | 0 | 0 | 0 | 0 | 0 | 0 | 0 | 0 | 0 | 0 | 0 | 0 | 0 | -251998.3149 | -72048.6851 | 0 | 0 | 0 | 0 | 0 | 0 | 0 | 0 | 0 | 0 | 0 | 0 | 0 | 0 | 0
2016-05-07 11:00 | 0 | 0 | 0 | 0 | 0 | 0 | 0 | 331978 | 0 | 0 | 0 | 0 | 697967.8388 | 2939426.3694 | 0 | 0 | 0 | 0 | 0 | 0 | 0 | 0 | 0 | 0 | 0 | 0 | 0 | 0 | 0 | 0 | -216252.2807 | -115725.7193 | 0 | 0 | 0 | 0 | 0 | 0 | 0 | 0 | 0 | 0 | 0 | 0 | 0 | 0 | 0
2016-05-07 12:00 | 0 | 0 | 0 | 0 | 0 | 0 | 53448.0494 | 345804 | 0 | 0 | 0 | 0 | 445969.5239 | 2899068.7337 | 0 | 0 | 0 | 0 | 0 | 0 | 0 | 0 | 0 | 0 | 0 | 0 | 0 | 0 | 0 | 0 | -251998.3149 | -40357.6356 | 0 | 0 | 0 | 0 | 0 | 0 | 0 | 0 | 0 | 0 | 0 | 0 | 0 | 0 | 0
2016-05-07 13:00 | 0 | 0 | 0 | 0 | 0 | 0 | 355751.7359 | 360939 | 0 | 0 | 0 | 0 | 325056.5405 | 3014794.453 | 0 | 0 | 0 | 0 | 0 | 0 | 0 | 0 | 0 | 0 | 0 | 0 | 0 | 0 | 0 | 0 | -120912.9834 | 115725.7193 | 0 | 0 | 0 | 0 | 0 | 0 | 0 | 0 | 0 | 0 | 0 | 0 | 0 | 0 | 0
2016-05-07 14:00 | 0 | 0 | 0 | 0 | 0 | 0 | 560598.8404 | 372679 | 0 | 0 | 0 | 0 | 577054.8554 | 2950715.9785 | 0 | 0 | 0 | 0 | 0 | 0 | 0 | 0 | 0 | 0 | 0 | 0 | 0 | 0 | 0 | 0 | 251998.3149 | -64078.4746 | 0 | 0 | 0 | 0 | 0 | 0 | 0 | 0 | 0 | 0 | 0 | 0 | 0 | 0 | 0
2016-05-07 15:00 | 0 | 0 | 0 | 0 | 0 | 0 | 697727.1747 | 381821 | 0 | 0 | 0 | 0 | 777235.3108 | 3066441.6978 | 0 | 0 | 0 | 0 | 0 | 0 | 0 | 0 | 0 | 0 | 0 | 0 | 0 | 0 | 0 | 0 | 200180.4554 | 115725.7193 | 0 | 0 | 0 | 0 | 0 | 0 | 0 | 0 | 0 | 0 | 0 | 0 | 0 | 0 | 0
2016-05-07 16:00 | 0 | 0 | 0 | 0 | 0 | 0 | 742187.7674 | 387645 | 0 | 0 | 0 | 0 | 1029233.6258 | 3168986.1503 | 0 | 0 | 0 | 0 | 0 | 0 | 0 | 0 | 0 | 0 | 0 | 0 | 0 | 0 | 0 | 0 | 251998.3149 | 102544.4525 | 0 | 0 | 0 | 0 | 0 | 0 | 0 | 0 | 0 | 0 | 0 | 0 | 0 | 0 | 0
2016-05-07 17:00 | 0 | 0 | 0 | 0 | 0 | 0 | 754561.9506 | 392381 | 0 | 0 | 0 | 0 | 1275688.8571 | 3284711.8696 | 0 | 0 | 0 | 0 | 0 | 0 | 0 | 0 | 0 | 0 | 0 | 0 | 0 | 0 | 0 | 0 | 246455.2313 | 115725.7193 | 0 | 0 | 0 | 0 | 0 | 0 | 0 | 0 | 0 | 0 | 0 | 0 | 0 | 0 | 0
2016-05-07 18:00 | 0 | 0 | 0 | 0 | 0 | 0 | 754606.5848 | 397613 | 0 | 0 | 0 | 0 | 1516956.7225 | 3400437.5889 | 0 | 0 | 0 | 0 | 0 | 0 | 0 | 0 | 0 | 0 | 0 | 0 | 0 | 0 | 0 | 0 | 241267.8655 | 115725.7193 | 0 | 0 | 0 | 0 | 0 | 0 | 0 | 0 | 0 | 0 | 0 | 0 | 0 | 0 | 0
2016-05-07 19:00 | 0 | 0 | 0 | 0 | 0 | 0 | 747625.9241 | 403027 | 0 | 0 | 0 | 0 | 1768955.0375 | 3493038.198 | 0 | 0 | 0 | 0 | 0 | 0 | 0 | 0 | 0 | 0 | 0 | 0 | 0 | 0 | 0 | 0 | 251998.3149 | 92600.6092 | 0 | 0 | 0 | 0 | 0 | 0 | 0 | 0 | 0 | 0 | 0 | 0 | 0 | 0 | 0
2016-05-07 20:00 | 0 | 0 | 0 | 0 | 0 | 0 | 738747.2001 | 408250 | 0 | 0 | 0 | 0 | 2020953.3524 | 3571537.0832 | 0 | 0 | 0 | 0 | 0 | 0 | 0 | 0 | 0 | 0 | 0 | 0 | 0 | 0 | 0 | 0 | 251998.3149 | 78498.8852 | 0 | 0 | 0 | 0 | 0 | 0 | 0 | 0 | 0 | 0 | 0 | 0 | 0 | 0 | 0
2016-05-07 21:00 | 0 | 0 | 0 | 0 | 0 | 0 | 722090.1151 | 412868 | 0 | 0 | 0 | 0 | 2272951.6674 | 3628760.8834 | 0 | 0 | 0 | 0 | 0 | 0 | 0 | 0 | 0 | 0 | 0 | 0 | 0 | 0 | 0 | 0 | 251998.3149 | 57223.8002 | 0 | 0 | 0 | 0 | 0 | 0 | 0 | 0 | 0 | 0 | 0 | 0 | 0 | 0 | 0
2016-05-07 22:00 | 0 | 0 | 0 | 0 | 0 | 0 | 680688.1564 | 411596 | 0 | 0 | 0 | 0 | 2524949.9823 | 3645854.7248 | 0 | 0 | 0 | 0 | 0 | 0 | 0 | 0 | 0 | 0 | 0 | 0 | 0 | 0 | 0 | 0 | 251998.3149 | 17093.8414 | 0 | 0 | 0 | 0 | 0 | 0 | 0 | 0 | 0 | 0 | 0 | 0 | 0 | 0 | 0
2016-05-07 23:00 | 0 | 0 | 0 | 0 | 0 | 0 | 579232.3603 | 408324 | 0 | 0 | 0 | 0 | 2776948.2973 | 3564764.7701 | 0 | 0 | 0 | 0 | 0 | 0 | 0 | 0 | 0 | 0 | 0 | 0 | 0 | 0 | 0 | 0 | 251998.3149 | -81089.9547 | 0 | 0 | 0 | 0 | 0 | 0 | 0 | 0 | 0 | 0 | 0 | 0 | 0 | 0 | 0
2016-05-08 | 0 | 0 | 0 | 0 | 0 | 0 | 406716.607 | 407114 | 0 | 0 | 0 | 0 | 2882488.6048 | 3458827.0696 | 0 | 0 | 0 | 0 | 0 | 0 | 0 | 0 | 0 | 0 | 0 | 0 | 0 | 0 | 0 | 0 | 105540.3076 | -105937.7006 | 0 | 0 | 0 | 0 | 0 | 0 | 0 | 0 | 0 | 0 | 0 | 0 | 0 | 0 | 0
2016-05-08 01:00 | 0 | 0 | 0 | 0 | 0 | 0 | 123586.6582 | 405342 | 0 | 0 | 0 | 0 | 2716458.9823 | 3343101.3503 | 0 | 0 | 0 | 0 | 0 | 0 | 0 | 0 | 0 | 0 | 0 | 0 | 0 | 0 | 0 | 0 | -166029.6225 | -115725.7193 | 0 | 0 | 0 | 0 | 0 | 0 | 0 | 0 | 0 | 0 | 0 | 0 | 0 | 0 | 0
2016-05-08 02:00 | 0 | 0 | 0 | 0 | 0 | 19924.3119 | 5411.6539 | 393060 | 0 | 0 | 0 | 0 | 2464460.6674 | 3227375.631 | 0 | 0 | 0 | 0 | 0 | 0 | 0 | 0 | 0 | 0 | 0 | 0 | 0 | 0 | 0 | 0 | -251998.3149 | -115725.7193 | 0 | 0 | 0 | 0 | 0 | 0 | 0 | 0 | 0 | 0 | 0 | 0 | 0 | 0 | 0
2016-05-08 03:00 | 0 | 0 | 0 | 0 | 0 | 6404.9658 | 0 | 374129 | 0 | 0 | 0 | 0 | 2212462.3524 | 3111649.9117 | 0 | 0 | 0 | 0 | 0 | 0 | 0 | 0 | 0 | 0 | 0 | 0 | 0 | 0 | 0 | 0 | -251998.3149 | -115725.7193 | 0 | 0 | 0 | 0 | 0 | 0 | 0 | 0 | 0 | 0 | 0 | 0 | 0 | 0 | 0
2016-05-08 04:00 | 0 | 0 | 0 | 0 | 0 | 0 | 0 | 355169 | 0 | 0 | 0 | 0 | 1973019.0717 | 2995924.1924 | 0 | 0 | 0 | 0 | 0 | 0 | 0 | 0 | 0 | 0 | 0 | 0 | 0 | 0 | 0 | 0 | -239443.2807 | -115725.7193 | 0 | 0 | 0 | 0 | 0 | 0 | 0 | 0 | 0 | 0 | 0 | 0 | 0 | 0 | 0
2016-05-08 05:00 | 0 | 0 | 0 | 0 | 0 | 0 | 0 | 338425 | 0 | 0 | 0 | 0 | 1750319.791 | 2880198.4731 | 0 | 0 | 0 | 0 | 0 | 0 | 0 | 0 | 0 | 0 | 0 | 0 | 0 | 0 | 0 | 0 | -222699.2807 | -115725.7193 | 0 | 0 | 0 | 0 | 0 | 0 | 0 | 0 | 0 | 0 | 0 | 0 | 0 | 0 | 0
2016-05-08 06:00 | 0 | 0 | 0 | 0 | 0 | 0 | 0 | 323847 | 0 | 0 | 0 | 0 | 1542198.5103 | 2764472.7538 | 0 | 0 | 0 | 0 | 0 | 0 | 0 | 0 | 0 | 0 | 0 | 0 | 0 | 0 | 0 | 0 | -208121.2807 | -115725.7193 | 0 | 0 | 0 | 0 | 0 | 0 | 0 | 0 | 0 | 0 | 0 | 0 | 0 | 0 | 0
2016-05-08 07:00 | 0 | 0 | 0 | 0 | 0 | 0 | 0 | 314294 | 0 | 0 | 0 | 0 | 1343630.2296 | 2648747.0345 | 0 | 0 | 0 | 0 | 0 | 0 | 0 | 0 | 0 | 0 | 0 | 0 | 0 | 0 | 0 | 0 | -198568.2807 | -115725.7193 | 0 | 0 | 0 | 0 | 0 | 0 | 0 | 0 | 0 | 0 | 0 | 0 | 0 | 0 | 0
2016-05-08 08:00 | 0 | 0 | 0 | 0 | 0 | 0 | 0 | 309467 | 0 | 0 | 0 | 0 | 1149888.9489 | 2533021.3152 | 0 | 0 | 0 | 0 | 0 | 0 | 0 | 0 | 0 | 0 | 0 | 0 | 0 | 0 | 0 | 0 | -193741.2807 | -115725.7193 | 0 | 0 | 0 | 0 | 0 | 0 | 0 | 0 | 0 | 0 | 0 | 0 | 0 | 0 | 0
2016-05-08 09:00 | 0 | 0 | 0 | 0 | 0 | 0 | 0 | 309104 | 0 | 0 | 0 | 0 | 897890.634 | 2475915.6301 | 0 | 0 | 0 | 0 | 0 | 0 | 0 | 0 | 0 | 0 | 0 | 0 | 0 | 0 | 0 | 0 | -251998.3149 | -57105.6851 | 0 | 0 | 0 | 0 | 0 | 0 | 0 | 0 | 0 | 0 | 0 | 0 | 0 | 0 | 0
2016-05-08 10:00 | 0 | 0 | 0 | 0 | 0 | 0 | 0 | 310431 | 0 | 0 | 0 | 0 | 703185.3532 | 2360189.9108 | 0 | 0 | 0 | 0 | 0 | 0 | 0 | 0 | 0 | 0 | 0 | 0 | 0 | 0 | 0 | 0 | -194705.2807 | -115725.7193 | 0 | 0 | 0 | 0 | 0 | 0 | 0 | 0 | 0 | 0 | 0 | 0 | 0 | 0 | 0
2016-05-08 11:00 | 0 | 0 | 0 | 0 | 0 | 0 | 0 | 316560 | 0 | 0 | 0 | 0 | 502351.0725 | 2244464.1915 | 0 | 0 | 0 | 0 | 0 | 0 | 0 | 0 | 0 | 0 | 0 | 0 | 0 | 0 | 0 | 0 | -200834.2807 | -115725.7193 | 0 | 0 | 0 | 0 | 0 | 0 | 0 | 0 | 0 | 0 | 0 | 0 | 0 | 0 | 0
2016-05-08 12:00 | 0 | 0 | 0 | 0 | 0 | 0 | 48522.1595 | 330585 | 0 | 0 | 0 | 0 | 336013.9514 | 2128738.4722 | 0 | 0 | 0 | 0 | 0 | 0 | 0 | 0 | 0 | 0 | 0 | 0 | 0 | 0 | 0 | 0 | -166337.1212 | -115725.7193 | 0 | 0 | 0 | 0 | 0 | 0 | 0 | 0 | 0 | 0 | 0 | 0 | 0 | 0 | 0
2016-05-08 13:00 | 0 | 0 | 0 | 0 | 0 | 0 | 351184.9839 | 347778 | 0 | 0 | 0 | 0 | 247949.5227 | 2220209.8848 | 0 | 0 | 0 | 0 | 0 | 0 | 0 | 0 | 0 | 0 | 0 | 0 | 0 | 0 | 0 | 0 | -88064.4287 | 91471.4126 | 0 | 0 | 0 | 0 | 0 | 0 | 0 | 0 | 0 | 0 | 0 | 0 | 0 | 0 | 0
2016-05-08 14:00 | 0 | 0 | 0 | 0 | 0 | 0 | 565510.5735 | 361514 | 0 | 0 | 0 | 0 | 499947.8376 | 2172208.1434 | 0 | 0 | 0 | 0 | 0 | 0 | 0 | 0 | 0 | 0 | 0 | 0 | 0 | 0 | 0 | 0 | 251998.3149 | -48001.7415 | 0 | 0 | 0 | 0 | 0 | 0 | 0 | 0 | 0 | 0 | 0 | 0 | 0 | 0 | 0
2016-05-08 15:00 | 0 | 0 | 0 | 0 | 0 | 0 | 704526.0564 | 371092 | 0 | 0 | 0 | 0 | 751946.1526 | 2253643.8849 | 0 | 0 | 0 | 0 | 0 | 0 | 0 | 0 | 0 | 0 | 0 | 0 | 0 | 0 | 0 | 0 | 251998.3149 | 81435.7415 | 0 | 0 | 0 | 0 | 0 | 0 | 0 | 0 | 0 | 0 | 0 | 0 | 0 | 0 | 0
2016-05-08 16:00 | 0 | 0 | 0 | 0 | 0 | 0 | 745934.0342 | 378210 | 0 | 0 | 0 | 0 | 1003944.4675 | 2369369.6042 | 0 | 0 | 0 | 0 | 0 | 0 | 0 | 0 | 0 | 0 | 0 | 0 | 0 | 0 | 0 | 0 | 251998.3149 | 115725.7193 | 0 | 0 | 0 | 0 | 0 | 0 | 0 | 0 | 0 | 0 | 0 | 0 | 0 | 0 | 0
2016-05-08 17:00 | 0 | 0 | 0 | 0 | 0 | 0 | 753108.0342 | 385384 | 0 | 0 | 0 | 0 | 1255942.7825 | 2485095.3235 | 0 | 0 | 0 | 0 | 0 | 0 | 0 | 0 | 0 | 0 | 0 | 0 | 0 | 0 | 0 | 0 | 251998.3149 | 115725.7193 | 0 | 0 | 0 | 0 | 0 | 0 | 0 | 0 | 0 | 0 | 0 | 0 | 0 | 0 | 0
2016-05-08 18:00 | 0 | 0 | 0 | 0 | 0 | 0 | 758184.0342 | 390460 | 0 | 0 | 0 | 0 | 1507941.0974 | 2600821.0428 | 0 | 0 | 0 | 0 | 0 | 0 | 0 | 0 | 0 | 0 | 0 | 0 | 0 | 0 | 0 | 0 | 251998.3149 | 115725.7193 | 0 | 0 | 0 | 0 | 0 | 0 | 0 | 0 | 0 | 0 | 0 | 0 | 0 | 0 | 0
2016-05-08 19:00 | 0 | 0 | 0 | 0 | 0 | 0 | 759514.0405 | 394844 | 0 | 0 | 0 | 0 | 1759939.4123 | 2713492.7683 | 0 | 0 | 0 | 0 | 0 | 0 | 0 | 0 | 0 | 0 | 0 | 0 | 0 | 0 | 0 | 0 | 251998.3149 | 112671.7255 | 0 | 0 | 0 | 0 | 0 | 0 | 0 | 0 | 0 | 0 | 0 | 0 | 0 | 0 | 0
2016-05-08 20:00 | 0 | 0 | 0 | 0 | 0 | 0 | 748729.9023 | 399732 | 0 | 0 | 0 | 0 | 2011937.7273 | 2810492.3556 | 0 | 0 | 0 | 0 | 0 | 0 | 0 | 0 | 0 | 0 | 0 | 0 | 0 | 0 | 0 | 0 | 251998.3149 | 96999.5873 | 0 | 0 | 0 | 0 | 0 | 0 | 0 | 0 | 0 | 0 | 0 | 0 | 0 | 0 | 0
2016-05-08 21:00 | 0 | 0 | 0 | 0 | 0 | 0 | 722628.1439 | 403856 | 0 | 0 | 0 | 0 | 2263936.0422 | 2877266.1846 | 0 | 0 | 0 | 0 | 0 | 0 | 0 | 0 | 0 | 0 | 0 | 0 | 0 | 0 | 0 | 0 | 251998.3149 | 66773.829 | 0 | 0 | 0 | 0 | 0 | 0 | 0 | 0 | 0 | 0 | 0 | 0 | 0 | 0 | 0
2016-05-08 22:00 | 0 | 0 | 0 | 0 | 0 | 0 | 668102.5395 | 405261 | 0 | 0 | 0 | 0 | 2515934.3572 | 2888109.4091 | 0 | 0 | 0 | 0 | 0 | 0 | 0 | 0 | 0 | 0 | 0 | 0 | 0 | 0 | 0 | 0 | 251998.3149 | 10843.2246 | 0 | 0 | 0 | 0 | 0 | 0 | 0 | 0 | 0 | 0 | 0 | 0 | 0 | 0 | 0
2016-05-08 23:00 | 0 | 0 | 0 | 0 | 0 | 0 | 566545.502 | 404452 | 0 | 0 | 0 | 0 | 2767932.6721 | 2798204.5962 | 0 | 0 | 0 | 0 | 0 | 0 | 0 | 0 | 0 | 0 | 0 | 0 | 0 | 0 | 0 | 0 | 251998.3149 | -89904.8129 | 0 | 0 | 0 | 0 | 0 | 0 | 0 | 0 | 0 | 0 | 0 | 0 | 0 | 0 | 0
2016-05-09 | 0 | 0 | 0 | 0 | 0 | 0 | 407184.2134 | 408354 | 0 | 0 | 0 | 0 | 2882488.6048 | 2682478.8769 | 0 | 0 | 0 | 0 | 0 | 0 | 0 | 0 | 0 | 0 | 0 | 0 | 0 | 0 | 0 | 0 | 114555.9327 | -115725.7193 | 0 | 0 | 0 | 0 | 0 | 0 | 0 | 0 | 0 | 0 | 0 | 0 | 0 | 0 | 0
2016-05-09 01:00 | 0 | 0 | 0 | 0 | 0 | 0 | 151736.4296 | 410942 | 0 | 0 | 0 | 0 | 2635119.9467 | 2670641.9647 | 0 | 0 | 0 | 0 | 0 | 0 | 0 | 0 | 0 | 0 | 0 | 0 | 0 | 0 | 0 | 0 | -247368.6582 | -11836.9122 | 0 | 0 | 0 | 0 | 0 | 0 | 0 | 0 | 0 | 0 | 0 | 0 | 0 | 0 | 0
2016-05-09 02:00 | 0 | 0 | 0 | 0 | 0 | 22076.4194 | 8471.5464 | 398272 | 0 | 0 | 0 | 0 | 2383121.6317 | 2554916.2454 | 0 | 0 | 0 | 0 | 0 | 0 | 0 | 0 | 0 | 0 | 0 | 0 | 0 | 0 | 0 | 0 | -251998.3149 | -115725.7193 | 0 | 0 | 0 | 0 | 0 | 0 | 0 | 0 | 0 | 0 | 0 | 0 | 0 | 0 | 0
2016-05-09 03:00 | 0 | 0 | 0 | 0 | 0 | 9009.9658 | 0 | 376734 | 0 | 0 | 0 | 0 | 2131123.3168 | 2439190.5261 | 0 | 0 | 0 | 0 | 0 | 0 | 0 | 0 | 0 | 0 | 0 | 0 | 0 | 0 | 0 | 0 | -251998.3149 | -115725.7193 | 0 | 0 | 0 | 0 | 0 | 0 | 0 | 0 | 0 | 0 | 0 | 0 | 0 | 0 | 0
2016-05-09 04:00 | 0 | 0 | 0 | 0 | 0 | 0 | 0 | 356149 | 0 | 0 | 0 | 0 | 1890700.0361 | 2323464.8068 | 0 | 0 | 0 | 0 | 0 | 0 | 0 | 0 | 0 | 0 | 0 | 0 | 0 | 0 | 0 | 0 | -240423.2807 | -115725.7193 | 0 | 0 | 0 | 0 | 0 | 0 | 0 | 0 | 0 | 0 | 0 | 0 | 0 | 0 | 0
2016-05-09 05:00 | 0 | 0 | 0 | 0 | 0 | 0 | 0 | 339213 | 0 | 0 | 0 | 0 | 1667212.7554 | 2207739.0875 | 0 | 0 | 0 | 0 | 0 | 0 | 0 | 0 | 0 | 0 | 0 | 0 | 0 | 0 | 0 | 0 | -223487.2807 | -115725.7193 | 0 | 0 | 0 | 0 | 0 | 0 | 0 | 0 | 0 | 0 | 0 | 0 | 0 | 0 | 0
2016-05-09 06:00 | 0 | 0 | 0 | 0 | 0 | 0 | 0 | 326866 | 0 | 0 | 0 | 0 | 1456072.4747 | 2092013.3682 | 0 | 0 | 0 | 0 | 0 | 0 | 0 | 0 | 0 | 0 | 0 | 0 | 0 | 0 | 0 | 0 | -211140.2807 | -115725.7193 | 0 | 0 | 0 | 0 | 0 | 0 | 0 | 0 | 0 | 0 | 0 | 0 | 0 | 0 | 0
2016-05-09 07:00 | 0 | 0 | 0 | 0 | 0 | 0 | 0 | 319749 | 0 | 0 | 0 | 0 | 1252049.194 | 1976287.6489 | 0 | 0 | 0 | 0 | 0 | 0 | 0 | 0 | 0 | 0 | 0 | 0 | 0 | 0 | 0 | 0 | -204023.2807 | -115725.7193 | 0 | 0 | 0 | 0 | 0 | 0 | 0 | 0 | 0 | 0 | 0 | 0 | 0 | 0 | 0
2016-05-09 08:00 | 0 | 0 | 0 | 0 | 0 | 0 | 0 | 319811 | 0 | 0 | 0 | 0 | 1000050.879 | 1908474.9638 | 0 | 0 | 0 | 0 | 0 | 0 | 0 | 0 | 0 | 0 | 0 | 0 | 0 | 0 | 0 | 0 | -251998.3149 | -67812.6851 | 0 | 0 | 0 | 0 | 0 | 0 | 0 | 0 | 0 | 0 | 0 | 0 | 0 | 0 | 0
2016-05-09 09:00 | 0 | 0 | 0 | 0 | 0 | 0 | 0 | 330336 | 0 | 0 | 0 | 0 | 748052.5641 | 1830137.2788 | 0 | 0 | 0 | 0 | 0 | 0 | 0 | 0 | 0 | 0 | 0 | 0 | 0 | 0 | 0 | 0 | -251998.3149 | -78337.6851 | 0 | 0 | 0 | 0 | 0 | 0 | 0 | 0 | 0 | 0 | 0 | 0 | 0 | 0 | 0
2016-05-09 10:00 | 0 | 0 | 0 | 0 | 0 | 0 | 0 | 354415 | 0 | 0 | 0 | 0 | 496054.2491 | 1727720.5937 | 0 | 0 | 0 | 0 | 0 | 0 | 0 | 0 | 0 | 0 | 0 | 0 | 0 | 0 | 0 | 0 | -251998.3149 | -102416.6851 | 0 | 0 | 0 | 0 | 0 | 0 | 0 | 0 | 0 | 0 | 0 | 0 | 0 | 0 | 0
2016-05-09 11:00 | 0 | 0 | 0 | 0 | 0 | 11185.9658 | 0 | 378910 | 0 | 0 | 0 | 0 | 244055.9342 | 1611994.8744 | 0 | 0 | 0 | 0 | 0 | 0 | 0 | 0 | 0 | 0 | 0 | 0 | 0 | 0 | 0 | 0 | -251998.3149 | -115725.7193 | 0 | 0 | 0 | 0 | 0 | 0 | 0 | 0 | 0 | 0 | 0 | 0 | 0 | 0 | 0
2016-05-09 12:00 | 0 | 0 | 0 | 0 | 0 | 429105.7055 | 57253.2748 | 395303 | 0 | 0 | 0 | 0 | 219386.1952 | 1727720.5937 | 0 | 0 | 0 | 0 | 0 | 0 | 0 | 0 | 0 | 0 | 0 | 0 | 0 | 0 | 0 | 0 | -24669.739 | 115725.7193 | 0 | 0 | 0 | 0 | 0 | 0 | 0 | 0 | 0 | 0 | 0 | 0 | 0 | 0 | 0
2016-05-09 13:00 | 0 | 0 | 0 | 0 | 0 | 0 | 397433.1459 | 408599 | 0 | 0 | 0 | 0 | 323946.0603 | 1611994.8744 | 0 | 0 | 0 | 0 | 0 | 0 | 0 | 0 | 0 | 0 | 0 | 0 | 0 | 0 | 0 | 0 | 104559.8652 | -115725.7193 | 0 | 0 | 0 | 0 | 0 | 0 | 0 | 0 | 0 | 0 | 0 | 0 | 0 | 0 | 0
2016-05-09 14:00 | 0 | 0 | 0 | 0 | 0 | 0 | 663986.7987 | 421708 | 0 | 0 | 0 | 0 | 575944.3753 | 1602275.3582 | 0 | 0 | 0 | 0 | 0 | 0 | 0 | 0 | 0 | 0 | 0 | 0 | 0 | 0 | 0 | 0 | 251998.3149 | -9719.5162 | 0 | 0 | 0 | 0 | 0 | 0 | 0 | 0 | 0 | 0 | 0 | 0 | 0 | 0 | 0
2016-05-09 15:00 | 0 | 0 | 0 | 0 | 0 | 0 | 800471.0342 | 432747 | 0 | 0 | 0 | 0 | 827942.6902 | 1718001.0775 | 0 | 0 | 0 | 0 | 0 | 0 | 0 | 0 | 0 | 0 | 0 | 0 | 0 | 0 | 0 | 0 | 251998.3149 | 115725.7193 | 0 | 0 | 0 | 0 | 0 | 0 | 0 | 0 | 0 | 0 | 0 | 0 | 0 | 0 | 0
2016-05-09 16:00 | 0 | 0 | 0 | 0 | 0 | 0 | 808863.0342 | 441139 | 0 | 0 | 0 | 0 | 1079941.0052 | 1833726.7968 | 0 | 0 | 0 | 0 | 0 | 0 | 0 | 0 | 0 | 0 | 0 | 0 | 0 | 0 | 0 | 0 | 251998.3149 | 115725.7193 | 0 | 0 | 0 | 0 | 0 | 0 | 0 | 0 | 0 | 0 | 0 | 0 | 0 | 0 | 0
2016-05-09 17:00 | 0 | 0 | 0 | 0 | 0 | 0 | 817130.0342 | 449406 | 0 | 0 | 0 | 0 | 1331939.3201 | 1949452.5161 | 0 | 0 | 0 | 0 | 0 | 0 | 0 | 0 | 0 | 0 | 0 | 0 | 0 | 0 | 0 | 0 | 251998.3149 | 115725.7193 | 0 | 0 | 0 | 0 | 0 | 0 | 0 | 0 | 0 | 0 | 0 | 0 | 0 | 0 | 0
2016-05-09 18:00 | 0 | 0 | 0 | 0 | 0 | 0 | 822338.0342 | 454614 | 0 | 0 | 0 | 0 | 1583937.6351 | 2065178.2354 | 0 | 0 | 0 | 0 | 0 | 0 | 0 | 0 | 0 | 0 | 0 | 0 | 0 | 0 | 0 | 0 | 251998.3149 | 115725.7193 | 0 | 0 | 0 | 0 | 0 | 0 | 0 | 0 | 0 | 0 | 0 | 0 | 0 | 0 | 0
2016-05-09 19:00 | 0 | 0 | 0 | 0 | 0 | 0 | 825784.0342 | 458060 | 0 | 0 | 0 | 0 | 1835935.95 | 2180903.9547 | 0 | 0 | 0 | 0 | 0 | 0 | 0 | 0 | 0 | 0 | 0 | 0 | 0 | 0 | 0 | 0 | 251998.3149 | 115725.7193 | 0 | 0 | 0 | 0 | 0 | 0 | 0 | 0 | 0 | 0 | 0 | 0 | 0 | 0 | 0
2016-05-09 20:00 | 0 | 0 | 0 | 0 | 0 | 0 | 828205.0342 | 460481 | 0 | 0 | 0 | 0 | 2087934.2649 | 2296629.674 | 0 | 0 | 0 | 0 | 0 | 0 | 0 | 0 | 0 | 0 | 0 | 0 | 0 | 0 | 0 | 0 | 251998.3149 | 115725.7193 | 0 | 0 | 0 | 0 | 0 | 0 | 0 | 0 | 0 | 0 | 0 | 0 | 0 | 0 | 0
2016-05-09 21:00 | 0 | 0 | 0 | 0 | 0 | 0 | 830052.0342 | 462328 | 0 | 0 | 0 | 0 | 2339932.5799 | 2412355.3933 | 0 | 0 | 0 | 0 | 0 | 0 | 0 | 0 | 0 | 0 | 0 | 0 | 0 | 0 | 0 | 0 | 251998.3149 | 115725.7193 | 0 | 0 | 0 | 0 | 0 | 0 | 0 | 0 | 0 | 0 | 0 | 0 | 0 | 0 | 0
2016-05-09 22:00 | 0 | 0 | 0 | 0 | 0 | 0 | 829147.0342 | 461423 | 0 | 0 | 0 | 0 | 2591930.8948 | 2528081.1126 | 0 | 0 | 0 | 0 | 0 | 0 | 0 | 0 | 0 | 0 | 0 | 0 | 0 | 0 | 0 | 0 | 251998.3149 | 115725.7193 | 0 | 0 | 0 | 0 | 0 | 0 | 0 | 0 | 0 | 0 | 0 | 0 | 0 | 0 | 0
2016-05-09 23:00 | 0 | 0 | 0 | 0 | 0 | 0 | 792206.8652 | 458974 | 0 | 0 | 0 | 0 | 2843929.2098 | 2609315.6628 | 0 | 0 | 0 | 0 | 0 | 0 | 0 | 0 | 0 | 0 | 0 | 0 | 0 | 0 | 0 | 0 | 251998.3149 | 81234.5503 | 0 | 0 | 0 | 0 | 0 | 0 | 0 | 0 | 0 | 0 | 0 | 0 | 0 | 0 | 0
2016-05-10 | 0 | 0 | 0 | 0 | 0 | 0 | 614410.1144 | 460125 | 0 | 0 | 0 | 0 | 2882488.6048 | 2725041.3821 | 0 | 0 | 0 | 0 | 0 | 0 | 0 | 0 | 0 | 0 | 0 | 0 | 0 | 0 | 0 | 0 | 38559.3951 | 115725.7193 | 0 | 0 | 0 | 0 | 0 | 0 | 0 | 0 | 0 | 0 | 0 | 0 | 0 | 0 | 0
2016-05-10 01:00 | 0 | 0 | 0 | 0 | 0 | 0 | 276883.6697 | 454568 | 0 | 0 | 0 | 0 | 2814630.0311 | 2615215.6256 | 0 | 0 | 0 | 0 | 0 | 0 | 0 | 0 | 0 | 0 | 0 | 0 | 0 | 0 | 0 | 0 | -67858.5738 | -109825.7566 | 0 | 0 | 0 | 0 | 0 | 0 | 0 | 0 | 0 | 0 | 0 | 0 | 0 | 0 | 0
2016-05-10 02:00 | 0 | 0 | 0 | 0 | 0 | 198132.7577 | 10715.7613 | 433819 | 0 | 0 | 0 | 0 | 2705385.2694 | 2499489.9063 | 0 | 0 | 0 | 0 | 0 | 0 | 0 | 0 | 0 | 0 | 0 | 0 | 0 | 0 | 0 | 0 | -109244.7617 | -115725.7193 | 0 | 0 | 0 | 0 | 0 | 0 | 0 | 0 | 0 | 0 | 0 | 0 | 0 | 0 | 0
2016-05-10 03:00 | 0 | 0 | 0 | 0 | 0 | 38809.9658 | 0 | 406534 | 0 | 0 | 0 | 0 | 2453386.9544 | 2383764.187 | 0 | 0 | 0 | 0 | 0 | 0 | 0 | 0 | 0 | 0 | 0 | 0 | 0 | 0 | 0 | 0 | -251998.3149 | -115725.7193 | 0 | 0 | 0 | 0 | 0 | 0 | 0 | 0 | 0 | 0 | 0 | 0 | 0 | 0 | 0
2016-05-10 04:00 | 0 | 0 | 0 | 0 | 0 | 15359.9658 | 0 | 383084 | 0 | 0 | 0 | 0 | 2201388.6395 | 2268038.4677 | 0 | 0 | 0 | 0 | 0 | 0 | 0 | 0 | 0 | 0 | 0 | 0 | 0 | 0 | 0 | 0 | -251998.3149 | -115725.7193 | 0 | 0 | 0 | 0 | 0 | 0 | 0 | 0 | 0 | 0 | 0 | 0 | 0 | 0 | 0
2016-05-10 05:00 | 0 | 0 | 0 | 0 | 0 | 0 | 0 | 362448 | 0 | 0 | 0 | 0 | 1954666.3588 | 2152312.7484 | 0 | 0 | 0 | 0 | 0 | 0 | 0 | 0 | 0 | 0 | 0 | 0 | 0 | 0 | 0 | 0 | -246722.2807 | -115725.7193 | 0 | 0 | 0 | 0 | 0 | 0 | 0 | 0 | 0 | 0 | 0 | 0 | 0 | 0 | 0
2016-05-10 06:00 | 0 | 0 | 0 | 0 | 0 | 0 | 0 | 348334 | 0 | 0 | 0 | 0 | 1722058.0781 | 2036587.0291 | 0 | 0 | 0 | 0 | 0 | 0 | 0 | 0 | 0 | 0 | 0 | 0 | 0 | 0 | 0 | 0 | -232608.2807 | -115725.7193 | 0 | 0 | 0 | 0 | 0 | 0 | 0 | 0 | 0 | 0 | 0 | 0 | 0 | 0 | 0
2016-05-10 07:00 | 0 | 0 | 0 | 0 | 0 | 0 | 0 | 339313 | 0 | 0 | 0 | 0 | 1498470.7974 | 1920861.3098 | 0 | 0 | 0 | 0 | 0 | 0 | 0 | 0 | 0 | 0 | 0 | 0 | 0 | 0 | 0 | 0 | -223587.2807 | -115725.7193 | 0 | 0 | 0 | 0 | 0 | 0 | 0 | 0 | 0 | 0 | 0 | 0 | 0 | 0 | 0
2016-05-10 08:00 | 0 | 0 | 0 | 0 | 0 | 0 | 0 | 337125 | 0 | 0 | 0 | 0 | 1277071.5167 | 1805135.5905 | 0 | 0 | 0 | 0 | 0 | 0 | 0 | 0 | 0 | 0 | 0 | 0 | 0 | 0 | 0 | 0 | -221399.2807 | -115725.7193 | 0 | 0 | 0 | 0 | 0 | 0 | 0 | 0 | 0 | 0 | 0 | 0 | 0 | 0 | 0
2016-05-10 09:00 | 0 | 0 | 0 | 0 | 0 | 0 | 0 | 344916 | 0 | 0 | 0 | 0 | 1047881.236 | 1689409.8712 | 0 | 0 | 0 | 0 | 0 | 0 | 0 | 0 | 0 | 0 | 0 | 0 | 0 | 0 | 0 | 0 | -229190.2807 | -115725.7193 | 0 | 0 | 0 | 0 | 0 | 0 | 0 | 0 | 0 | 0 | 0 | 0 | 0 | 0 | 0
2016-05-10 10:00 | 0 | 0 | 0 | 0 | 0 | 0 | 0 | 366983 | 0 | 0 | 0 | 0 | 796623.9553 | 1573684.1519 | 0 | 0 | 0 | 0 | 0 | 0 | 0 | 0 | 0 | 0 | 0 | 0 | 0 | 0 | 0 | 0 | -251257.2807 | -115725.7193 | 0 | 0 | 0 | 0 | 0 | 0 | 0 | 0 | 0 | 0 | 0 | 0 | 0 | 0 | 0
2016-05-10 11:00 | 0 | 0 | 0 | 0 | 0 | 21934.9658 | 0 | 389659 | 0 | 0 | 0 | 0 | 544625.6403 | 1457958.4326 | 0 | 0 | 0 | 0 | 0 | 0 | 0 | 0 | 0 | 0 | 0 | 0 | 0 | 0 | 0 | 0 | -251998.3149 | -115725.7193 | 0 | 0 | 0 | 0 | 0 | 0 | 0 | 0 | 0 | 0 | 0 | 0 | 0 | 0 | 0
2016-05-10 12:00 | 0 | 0 | 0 | 0 | 0 | 341088.8444 | 49989.6022 | 404419 | 0 | 0 | 0 | 0 | 415559.3677 | 1573684.1519 | 0 | 0 | 0 | 0 | 0 | 0 | 0 | 0 | 0 | 0 | 0 | 0 | 0 | 0 | 0 | 0 | -129066.2726 | 115725.7193 | 0 | 0 | 0 | 0 | 0 | 0 | 0 | 0 | 0 | 0 | 0 | 0 | 0 | 0 | 0
2016-05-10 13:00 | 0 | 0 | 0 | 0 | 0 | 0 | 449577.1717 | 419261 | 0 | 0 | 0 | 0 | 561601.2587 | 1457958.4326 | 0 | 0 | 0 | 0 | 0 | 0 | 0 | 0 | 0 | 0 | 0 | 0 | 0 | 0 | 0 | 0 | 146041.891 | -115725.7193 | 0 | 0 | 0 | 0 | 0 | 0 | 0 | 0 | 0 | 0 | 0 | 0 | 0 | 0 | 0
2016-05-10 14:00 | 0 | 0 | 0 | 0 | 0 | 0 | 711444.6086 | 434066 | 0 | 0 | 0 | 0 | 723254.148 | 1573684.1519 | 0 | 0 | 0 | 0 | 0 | 0 | 0 | 0 | 0 | 0 | 0 | 0 | 0 | 0 | 0 | 0 | 161652.8893 | 115725.7193 | 0 | 0 | 0 | 0 | 0 | 0 | 0 | 0 | 0 | 0 | 0 | 0 | 0 | 0 | 0
2016-05-10 15:00 | 0 | 0 | 0 | 0 | 0 | 0 | 814265.0342 | 446541 | 0 | 0 | 0 | 0 | 975252.4629 | 1689409.8712 | 0 | 0 | 0 | 0 | 0 | 0 | 0 | 0 | 0 | 0 | 0 | 0 | 0 | 0 | 0 | 0 | 251998.3149 | 115725.7193 | 0 | 0 | 0 | 0 | 0 | 0 | 0 | 0 | 0 | 0 | 0 | 0 | 0 | 0 | 0
2016-05-10 16:00 | 0 | 0 | 0 | 0 | 0 | 0 | 824032.0342 | 456308 | 0 | 0 | 0 | 0 | 1227250.7778 | 1805135.5905 | 0 | 0 | 0 | 0 | 0 | 0 | 0 | 0 | 0 | 0 | 0 | 0 | 0 | 0 | 0 | 0 | 251998.3149 | 115725.7193 | 0 | 0 | 0 | 0 | 0 | 0 | 0 | 0 | 0 | 0 | 0 | 0 | 0 | 0 | 0
2016-05-10 17:00 | 0 | 0 | 0 | 0 | 0 | 0 | 833644.0342 | 465920 | 0 | 0 | 0 | 0 | 1479249.0928 | 1920861.3098 | 0 | 0 | 0 | 0 | 0 | 0 | 0 | 0 | 0 | 0 | 0 | 0 | 0 | 0 | 0 | 0 | 251998.3149 | 115725.7193 | 0 | 0 | 0 | 0 | 0 | 0 | 0 | 0 | 0 | 0 | 0 | 0 | 0 | 0 | 0
2016-05-10 18:00 | 0 | 0 | 0 | 0 | 0 | 0 | 840227.0342 | 472503 | 0 | 0 | 0 | 0 | 1731247.4077 | 2036587.0291 | 0 | 0 | 0 | 0 | 0 | 0 | 0 | 0 | 0 | 0 | 0 | 0 | 0 | 0 | 0 | 0 | 251998.3149 | 115725.7193 | 0 | 0 | 0 | 0 | 0 | 0 | 0 | 0 | 0 | 0 | 0 | 0 | 0 | 0 | 0
2016-05-10 19:00 | 0 | 0 | 0 | 0 | 0 | 0 | 850197.0342 | 482473 | 0 | 0 | 0 | 0 | 1983245.7227 | 2152312.7484 | 0 | 0 | 0 | 0 | 0 | 0 | 0 | 0 | 0 | 0 | 0 | 0 | 0 | 0 | 0 | 0 | 251998.3149 | 115725.7193 | 0 | 0 | 0 | 0 | 0 | 0 | 0 | 0 | 0 | 0 | 0 | 0 | 0 | 0 | 0
2016-05-10 20:00 | 0 | 0 | 0 | 0 | 0 | 0 | 854807.0342 | 487083 | 0 | 0 | 0 | 0 | 2235244.0376 | 2268038.4677 | 0 | 0 | 0 | 0 | 0 | 0 | 0 | 0 | 0 | 0 | 0 | 0 | 0 | 0 | 0 | 0 | 251998.3149 | 115725.7193 | 0 | 0 | 0 | 0 | 0 | 0 | 0 | 0 | 0 | 0 | 0 | 0 | 0 | 0 | 0
2016-05-10 21:00 | 0 | 0 | 0 | 0 | 0 | 0 | 858886.0342 | 491162 | 0 | 0 | 0 | 0 | 2487242.3526 | 2383764.187 | 0 | 0 | 0 | 0 | 0 | 0 | 0 | 0 | 0 | 0 | 0 | 0 | 0 | 0 | 0 | 0 | 251998.3149 | 115725.7193 | 0 | 0 | 0 | 0 | 0 | 0 | 0 | 0 | 0 | 0 | 0 | 0 | 0 | 0 | 0
2016-05-10 22:00 | 0 | 0 | 0 | 0 | 0 | 0 | 842961.166 | 489289 | 0 | 0 | 0 | 0 | 2739240.6675 | 2485438.038 | 0 | 0 | 0 | 0 | 0 | 0 | 0 | 0 | 0 | 0 | 0 | 0 | 0 | 0 | 0 | 0 | 251998.3149 | 101673.8511 | 0 | 0 | 0 | 0 | 0 | 0 | 0 | 0 | 0 | 0 | 0 | 0 | 0 | 0 | 0
2016-05-10 23:00 | 0 | 0 | 0 | 0 | 0 | 0 | 743013.6566 | 484040 | 0 | 0 | 0 | 0 | 2882488.6048 | 2601163.7573 | 0 | 0 | 0 | 0 | 0 | 0 | 0 | 0 | 0 | 0 | 0 | 0 | 0 | 0 | 0 | 0 | 143247.9373 | 115725.7193 | 0 | 0 | 0 | 0 | 0 | 0 | 0 | 0 | 0 | 0 | 0 | 0 | 0 | 0 | 0
2016-05-11 | 0 | 0 | 0 | 0 | 0 | 0 | 580373.9959 | 482045 | 0 | 0 | 0 | 0 | 2882488.6048 | 2699492.7532 | 0 | 0 | 0 | 0 | 0 | 0 | 0 | 0 | 0 | 0 | 0 | 0 | 0 | 0 | 0 | 0 | 0 | 98328.9959 | 0 | 0 | 0 | 0 | 0 | 0 | 0 | 0 | 0 | 0 | 0 | 0 | 0 | 0 | 0
2016-05-11 01:00 | 0 | 0 | 0 | 0 | 0 | 0 | 266892.5908 | 474763 | 0 | 0 | 0 | 0 | 2790343.9149 | 2583767.0339 | 0 | 0 | 0 | 0 | 0 | 0 | 0 | 0 | 0 | 0 | 0 | 0 | 0 | 0 | 0 | 0 | -92144.6899 | -115725.7193 | 0 | 0 | 0 | 0 | 0 | 0 | 0 | 0 | 0 | 0 | 0 | 0 | 0 | 0 | 0
2016-05-11 02:00 | 0 | 0 | 0 | 0 | 0 | 637111.4906 | 11943.8108 | 451796 | 0 | 0 | 0 | 0 | 2871877.4971 | 2699492.7532 | 0 | 0 | 0 | 0 | 0 | 0 | 0 | 0 | 0 | 0 | 0 | 0 | 0 | 0 | 0 | 0 | 81533.5822 | 115725.7193 | 0 | 0 | 0 | 0 | 0 | 0 | 0 | 0 | 0 | 0 | 0 | 0 | 0 | 0 | 0
2016-05-11 03:00 | 0 | 0 | 0 | 0 | 0 | 54743.9658 | 0 | 422468 | 0 | 0 | 0 | 0 | 2619879.1822 | 2583767.0339 | 0 | 0 | 0 | 0 | 0 | 0 | 0 | 0 | 0 | 0 | 0 | 0 | 0 | 0 | 0 | 0 | -251998.3149 | -115725.7193 | 0 | 0 | 0 | 0 | 0 | 0 | 0 | 0 | 0 | 0 | 0 | 0 | 0 | 0 | 0
2016-05-11 04:00 | 0 | 0 | 0 | 0 | 0 | 259208.4044 | 0 | 395481 | 0 | 0 | 0 | 0 | 2367880.8672 | 2699492.7532 | 0 | 0 | 0 | 0 | 0 | 0 | 0 | 0 | 0 | 0 | 0 | 0 | 0 | 0 | 0 | 0 | -251998.3149 | 115725.7193 | 0 | 0 | 0 | 0 | 0 | 0 | 0 | 0 | 0 | 0 | 0 | 0 | 0 | 0 | 0
2016-05-11 05:00 | 0 | 0 | 0 | 0 | 0 | 6483.9658 | 0 | 374208 | 0 | 0 | 0 | 0 | 2115882.5523 | 2583767.0339 | 0 | 0 | 0 | 0 | 0 | 0 | 0 | 0 | 0 | 0 | 0 | 0 | 0 | 0 | 0 | 0 | -251998.3149 | -115725.7193 | 0 | 0 | 0 | 0 | 0 | 0 | 0 | 0 | 0 | 0 | 0 | 0 | 0 | 0 | 0
2016-05-11 06:00 | 0 | 0 | 0 | 0 | 0 | 0 | 0 | 356964 | 0 | 0 | 0 | 0 | 1874644.2716 | 2468041.3146 | 0 | 0 | 0 | 0 | 0 | 0 | 0 | 0 | 0 | 0 | 0 | 0 | 0 | 0 | 0 | 0 | -241238.2807 | -115725.7193 | 0 | 0 | 0 | 0 | 0 | 0 | 0 | 0 | 0 | 0 | 0 | 0 | 0 | 0 | 0
2016-05-11 07:00 | 0 | 0 | 0 | 0 | 0 | 0 | 0 | 346965 | 0 | 0 | 0 | 0 | 1643404.9909 | 2352315.5953 | 0 | 0 | 0 | 0 | 0 | 0 | 0 | 0 | 0 | 0 | 0 | 0 | 0 | 0 | 0 | 0 | -231239.2807 | -115725.7193 | 0 | 0 | 0 | 0 | 0 | 0 | 0 | 0 | 0 | 0 | 0 | 0 | 0 | 0 | 0
2016-05-11 08:00 | 0 | 0 | 0 | 0 | 0 | 0 | 0 | 343361 | 0 | 0 | 0 | 0 | 1415769.7102 | 2236589.876 | 0 | 0 | 0 | 0 | 0 | 0 | 0 | 0 | 0 | 0 | 0 | 0 | 0 | 0 | 0 | 0 | -227635.2807 | -115725.7193 | 0 | 0 | 0 | 0 | 0 | 0 | 0 | 0 | 0 | 0 | 0 | 0 | 0 | 0 | 0
2016-05-11 09:00 | 0 | 0 | 0 | 0 | 0 | 0 | 0 | 350486 | 0 | 0 | 0 | 0 | 1181009.4295 | 2120864.1567 | 0 | 0 | 0 | 0 | 0 | 0 | 0 | 0 | 0 | 0 | 0 | 0 | 0 | 0 | 0 | 0 | -234760.2807 | -115725.7193 | 0 | 0 | 0 | 0 | 0 | 0 | 0 | 0 | 0 | 0 | 0 | 0 | 0 | 0 | 0
2016-05-11 10:00 | 0 | 0 | 0 | 0 | 0 | 3553.9658 | 0 | 371278 | 0 | 0 | 0 | 0 | 929011.1145 | 2005138.4374 | 0 | 0 | 0 | 0 | 0 | 0 | 0 | 0 | 0 | 0 | 0 | 0 | 0 | 0 | 0 | 0 | -251998.3149 | -115725.7193 | 0 | 0 | 0 | 0 | 0 | 0 | 0 | 0 | 0 | 0 | 0 | 0 | 0 | 0 | 0
2016-05-11 11:00 | 0 | 0 | 0 | 0 | 0 | 25482.9658 | 0 | 393207 | 0 | 0 | 0 | 0 | 677012.7996 | 1889412.7182 | 0 | 0 | 0 | 0 | 0 | 0 | 0 | 0 | 0 | 0 | 0 | 0 | 0 | 0 | 0 | 0 | -251998.3149 | -115725.7193 | 0 | 0 | 0 | 0 | 0 | 0 | 0 | 0 | 0 | 0 | 0 | 0 | 0 | 0 | 0
2016-05-11 12:00 | 0 | 0 | 0 | 0 | 0 | 0 | 72716.0151 | 408675 | 0 | 0 | 0 | 0 | 456779.5339 | 1773686.9989 | 0 | 0 | 0 | 0 | 0 | 0 | 0 | 0 | 0 | 0 | 0 | 0 | 0 | 0 | 0 | 0 | -220233.2656 | -115725.7193 | 0 | 0 | 0 | 0 | 0 | 0 | 0 | 0 | 0 | 0 | 0 | 0 | 0 | 0 | 0
2016-05-11 13:00 | 0 | 0 | 0 | 0 | 0 | 0 | 509137.9005 | 423244 | 0 | 0 | 0 | 0 | 479762.8437 | 1836597.5896 | 0 | 0 | 0 | 0 | 0 | 0 | 0 | 0 | 0 | 0 | 0 | 0 | 0 | 0 | 0 | 0 | 22983.3098 | 62910.5908 | 0 | 0 | 0 | 0 | 0 | 0 | 0 | 0 | 0 | 0 | 0 | 0 | 0 | 0 | 0
2016-05-11 14:00 | 0 | 0 | 0 | 0 | 0 | 0 | 740106.4393 | 439106 | 0 | 0 | 0 | 0 | 731761.1587 | 1885599.714 | 0 | 0 | 0 | 0 | 0 | 0 | 0 | 0 | 0 | 0 | 0 | 0 | 0 | 0 | 0 | 0 | 251998.3149 | 49002.1244 | 0 | 0 | 0 | 0 | 0 | 0 | 0 | 0 | 0 | 0 | 0 | 0 | 0 | 0 | 0
2016-05-11 15:00 | 0 | 0 | 0 | 0 | 0 | 0 | 821601.0342 | 453877 | 0 | 0 | 0 | 0 | 983759.4736 | 2001325.4333 | 0 | 0 | 0 | 0 | 0 | 0 | 0 | 0 | 0 | 0 | 0 | 0 | 0 | 0 | 0 | 0 | 251998.3149 | 115725.7193 | 0 | 0 | 0 | 0 | 0 | 0 | 0 | 0 | 0 | 0 | 0 | 0 | 0 | 0 | 0
2016-05-11 16:00 | 0 | 0 | 0 | 0 | 0 | 0 | 834000.0342 | 466276 | 0 | 0 | 0 | 0 | 1235757.7885 | 2117051.1526 | 0 | 0 | 0 | 0 | 0 | 0 | 0 | 0 | 0 | 0 | 0 | 0 | 0 | 0 | 0 | 0 | 251998.3149 | 115725.7193 | 0 | 0 | 0 | 0 | 0 | 0 | 0 | 0 | 0 | 0 | 0 | 0 | 0 | 0 | 0
2016-05-11 17:00 | 0 | 0 | 0 | 0 | 0 | 0 | 846277.0342 | 478553 | 0 | 0 | 0 | 0 | 1487756.1035 | 2232776.8719 | 0 | 0 | 0 | 0 | 0 | 0 | 0 | 0 | 0 | 0 | 0 | 0 | 0 | 0 | 0 | 0 | 251998.3149 | 115725.7193 | 0 | 0 | 0 | 0 | 0 | 0 | 0 | 0 | 0 | 0 | 0 | 0 | 0 | 0 | 0
2016-05-11 18:00 | 0 | 0 | 0 | 0 | 0 | 0 | 856185.0342 | 488461 | 0 | 0 | 0 | 0 | 1739754.4184 | 2348502.5912 | 0 | 0 | 0 | 0 | 0 | 0 | 0 | 0 | 0 | 0 | 0 | 0 | 0 | 0 | 0 | 0 | 251998.3149 | 115725.7193 | 0 | 0 | 0 | 0 | 0 | 0 | 0 | 0 | 0 | 0 | 0 | 0 | 0 | 0 | 0
2016-05-11 19:00 | 0 | 0 | 0 | 0 | 0 | 0 | 864408.0342 | 496684 | 0 | 0 | 0 | 0 | 1991752.7334 | 2464228.3105 | 0 | 0 | 0 | 0 | 0 | 0 | 0 | 0 | 0 | 0 | 0 | 0 | 0 | 0 | 0 | 0 | 251998.3149 | 115725.7193 | 0 | 0 | 0 | 0 | 0 | 0 | 0 | 0 | 0 | 0 | 0 | 0 | 0 | 0 | 0
2016-05-11 20:00 | 0 | 0 | 0 | 0 | 0 | 0 | 871170.0342 | 503446 | 0 | 0 | 0 | 0 | 2243751.0483 | 2579954.0298 | 0 | 0 | 0 | 0 | 0 | 0 | 0 | 0 | 0 | 0 | 0 | 0 | 0 | 0 | 0 | 0 | 251998.3149 | 115725.7193 | 0 | 0 | 0 | 0 | 0 | 0 | 0 | 0 | 0 | 0 | 0 | 0 | 0 | 0 | 0
2016-05-11 21:00 | 0 | 0 | 0 | 0 | 0 | 0 | 874980.0342 | 507256 | 0 | 0 | 0 | 0 | 2495749.3633 | 2695679.7491 | 0 | 0 | 0 | 0 | 0 | 0 | 0 | 0 | 0 | 0 | 0 | 0 | 0 | 0 | 0 | 0 | 251998.3149 | 115725.7193 | 0 | 0 | 0 | 0 | 0 | 0 | 0 | 0 | 0 | 0 | 0 | 0 | 0 | 0 | 0
2016-05-11 22:00 | 0 | 0 | 0 | 0 | 0 | 0 | 860992.742 | 505658 | 0 | 0 | 0 | 0 | 2735358.386 | 2811405.4684 | 0 | 0 | 0 | 0 | 0 | 0 | 0 | 0 | 0 | 0 | 0 | 0 | 0 | 0 | 0 | 0 | 239609.0227 | 115725.7193 | 0 | 0 | 0 | 0 | 0 | 0 | 0 | 0 | 0 | 0 | 0 | 0 | 0 | 0 | 0
2016-05-11 23:00 | 0 | 0 | 0 | 0 | 0 | 0 | 762037.9381 | 499182 | 0 | 0 | 0 | 0 | 2882488.6048 | 2927131.1877 | 0 | 0 | 0 | 0 | 0 | 0 | 0 | 0 | 0 | 0 | 0 | 0 | 0 | 0 | 0 | 0 | 147130.2188 | 115725.7193 | 0 | 0 | 0 | 0 | 0 | 0 | 0 | 0 | 0 | 0 | 0 | 0 | 0 | 0 | 0
2016-05-12 | 0 | 0 | 0 | 0 | 0 | 0 | 602067.5173 | 494879 | 0 | 0 | 0 | 0 | 2882488.6048 | 3034319.7049 | 0 | 0 | 0 | 0 | 0 | 0 | 0 | 0 | 0 | 0 | 0 | 0 | 0 | 0 | 0 | 0 | 0 | 107188.5173 | 0 | 0 | 0 | 0 | 0 | 0 | 0 | 0 | 0 | 0 | 0 | 0 | 0 | 0 | 0
2016-05-12 01:00 | 0 | 0 | 0 | 0 | 0 | 0 | 284631.2116 | 486960 | 0 | 0 | 0 | 0 | 2795885.5358 | 2918593.9857 | 0 | 0 | 0 | 0 | 0 | 0 | 0 | 0 | 0 | 0 | 0 | 0 | 0 | 0 | 0 | 0 | -86603.0691 | -115725.7193 | 0 | 0 | 0 | 0 | 0 | 0 | 0 | 0 | 0 | 0 | 0 | 0 | 0 | 0 | 0
2016-05-12 02:00 | 0 | 0 | 0 | 0 | 0 | 411971.7103 | 22061.6395 | 463156 | 0 | 0 | 0 | 0 | 2882488.6048 | 2802868.2664 | 0 | 0 | 0 | 0 | 0 | 0 | 0 | 0 | 0 | 0 | 0 | 0 | 0 | 0 | 0 | 0 | 86603.0691 | -115725.7193 | 0 | 0 | 0 | 0 | 0 | 0 | 0 | 0 | 0 | 0 | 0 | 0 | 0 | 0 | 0
2016-05-12 03:00 | 0 | 0 | 0 | 0 | 0 | 64061.9658 | 0 | 431786 | 0 | 0 | 0 | 0 | 2630490.2899 | 2687142.5471 | 0 | 0 | 0 | 0 | 0 | 0 | 0 | 0 | 0 | 0 | 0 | 0 | 0 | 0 | 0 | 0 | -251998.3149 | -115725.7193 | 0 | 0 | 0 | 0 | 0 | 0 | 0 | 0 | 0 | 0 | 0 | 0 | 0 | 0 | 0
2016-05-12 04:00 | 0 | 0 | 0 | 0 | 0 | 333784.1066 | 0 | 402945 | 0 | 0 | 0 | 0 | 2677055.1158 | 2571416.8278 | 0 | 0 | 0 | 0 | 0 | 0 | 0 | 0 | 0 | 0 | 0 | 0 | 0 | 0 | 0 | 0 | 46564.8259 | -115725.7193 | 0 | 0 | 0 | 0 | 0 | 0 | 0 | 0 | 0 | 0 | 0 | 0 | 0 | 0 | 0
2016-05-12 05:00 | 0 | 0 | 0 | 0 | 0 | 11069.9658 | 0 | 378794 | 0 | 0 | 0 | 0 | 2425056.8009 | 2455691.1085 | 0 | 0 | 0 | 0 | 0 | 0 | 0 | 0 | 0 | 0 | 0 | 0 | 0 | 0 | 0 | 0 | -251998.3149 | -115725.7193 | 0 | 0 | 0 | 0 | 0 | 0 | 0 | 0 | 0 | 0 | 0 | 0 | 0 | 0 | 0
2016-05-12 06:00 | 0 | 0 | 0 | 0 | 0 | 224154.4044 | 0 | 360427 | 0 | 0 | 0 | 0 | 2173058.4859 | 2571416.8278 | 0 | 0 | 0 | 0 | 0 | 0 | 0 | 0 | 0 | 0 | 0 | 0 | 0 | 0 | 0 | 0 | -251998.3149 | 115725.7193 | 0 | 0 | 0 | 0 | 0 | 0 | 0 | 0 | 0 | 0 | 0 | 0 | 0 | 0 | 0
2016-05-12 07:00 | 0 | 0 | 0 | 0 | 0 | 0 | 0 | 348378 | 0 | 0 | 0 | 0 | 1921060.171 | 2475037.1427 | 0 | 0 | 0 | 0 | 0 | 0 | 0 | 0 | 0 | 0 | 0 | 0 | 0 | 0 | 0 | 0 | -251998.3149 | -96379.6851 | 0 | 0 | 0 | 0 | 0 | 0 | 0 | 0 | 0 | 0 | 0 | 0 | 0 | 0 | 0
2016-05-12 08:00 | 0 | 0 | 0 | 0 | 0 | 0 | 0 | 344455 | 0 | 0 | 0 | 0 | 1669061.856 | 2382580.4576 | 0 | 0 | 0 | 0 | 0 | 0 | 0 | 0 | 0 | 0 | 0 | 0 | 0 | 0 | 0 | 0 | -251998.3149 | -92456.6851 | 0 | 0 | 0 | 0 | 0 | 0 | 0 | 0 | 0 | 0 | 0 | 0 | 0 | 0 | 0
2016-05-12 09:00 | 0 | 0 | 0 | 0 | 0 | 0 | 0 | 351745 | 0 | 0 | 0 | 0 | 1417063.5411 | 2282833.7726 | 0 | 0 | 0 | 0 | 0 | 0 | 0 | 0 | 0 | 0 | 0 | 0 | 0 | 0 | 0 | 0 | -251998.3149 | -99746.6851 | 0 | 0 | 0 | 0 | 0 | 0 | 0 | 0 | 0 | 0 | 0 | 0 | 0 | 0 | 0
2016-05-12 10:00 | 0 | 0 | 0 | 0 | 0 | 3764.9658 | 0 | 371489 | 0 | 0 | 0 | 0 | 1165065.2262 | 2167108.0533 | 0 | 0 | 0 | 0 | 0 | 0 | 0 | 0 | 0 | 0 | 0 | 0 | 0 | 0 | 0 | 0 | -251998.3149 | -115725.7193 | 0 | 0 | 0 | 0 | 0 | 0 | 0 | 0 | 0 | 0 | 0 | 0 | 0 | 0 | 0
2016-05-12 11:00 | 0 | 0 | 0 | 0 | 0 | 257814.4044 | 0 | 394087 | 0 | 0 | 0 | 0 | 913066.9112 | 2282833.7726 | 0 | 0 | 0 | 0 | 0 | 0 | 0 | 0 | 0 | 0 | 0 | 0 | 0 | 0 | 0 | 0 | -251998.3149 | 115725.7193 | 0 | 0 | 0 | 0 | 0 | 0 | 0 | 0 | 0 | 0 | 0 | 0 | 0 | 0 | 0
2016-05-12 12:00 | 0 | 0 | 0 | 0 | 0 | 203621.3131 | 71124.0912 | 411018 | 0 | 0 | 0 | 0 | 661068.5963 | 2398559.4919 | 0 | 0 | 0 | 0 | 0 | 0 | 0 | 0 | 0 | 0 | 0 | 0 | 0 | 0 | 0 | 0 | -251998.3149 | 115725.7193 | 0 | 0 | 0 | 0 | 0 | 0 | 0 | 0 | 0 | 0 | 0 | 0 | 0 | 0 | 0
2016-05-12 13:00 | 0 | 0 | 0 | 0 | 0 | 0 | 483280.1847 | 425972 | 0 | 0 | 0 | 0 | 602651.0616 | 2514285.2112 | 0 | 0 | 0 | 0 | 0 | 0 | 0 | 0 | 0 | 0 | 0 | 0 | 0 | 0 | 0 | 0 | -58417.5346 | 115725.7193 | 0 | 0 | 0 | 0 | 0 | 0 | 0 | 0 | 0 | 0 | 0 | 0 | 0 | 0 | 0
2016-05-12 14:00 | 0 | 0 | 0 | 0 | 0 | 0 | 707734.0303 | 441729 | 0 | 0 | 0 | 0 | 752930.3727 | 2630010.9305 | 0 | 0 | 0 | 0 | 0 | 0 | 0 | 0 | 0 | 0 | 0 | 0 | 0 | 0 | 0 | 0 | 150279.311 | 115725.7193 | 0 | 0 | 0 | 0 | 0 | 0 | 0 | 0 | 0 | 0 | 0 | 0 | 0 | 0 | 0
2016-05-12 15:00 | 0 | 0 | 0 | 0 | 0 | 0 | 823958.0342 | 456234 | 0 | 0 | 0 | 0 | 1004928.6876 | 2745736.6498 | 0 | 0 | 0 | 0 | 0 | 0 | 0 | 0 | 0 | 0 | 0 | 0 | 0 | 0 | 0 | 0 | 251998.3149 | 115725.7193 | 0 | 0 | 0 | 0 | 0 | 0 | 0 | 0 | 0 | 0 | 0 | 0 | 0 | 0 | 0
2016-05-12 16:00 | 0 | 0 | 0 | 0 | 0 | 0 | 835073.0342 | 467349 | 0 | 0 | 0 | 0 | 1256927.0026 | 2861462.3691 | 0 | 0 | 0 | 0 | 0 | 0 | 0 | 0 | 0 | 0 | 0 | 0 | 0 | 0 | 0 | 0 | 251998.3149 | 115725.7193 | 0 | 0 | 0 | 0 | 0 | 0 | 0 | 0 | 0 | 0 | 0 | 0 | 0 | 0 | 0
2016-05-12 17:00 | 0 | 0 | 0 | 0 | 0 | 0 | 845904.0342 | 478180 | 0 | 0 | 0 | 0 | 1508925.3175 | 2977188.0884 | 0 | 0 | 0 | 0 | 0 | 0 | 0 | 0 | 0 | 0 | 0 | 0 | 0 | 0 | 0 | 0 | 251998.3149 | 115725.7193 | 0 | 0 | 0 | 0 | 0 | 0 | 0 | 0 | 0 | 0 | 0 | 0 | 0 | 0 | 0
2016-05-12 18:00 | 0 | 0 | 0 | 0 | 0 | 0 | 854202.0342 | 486478 | 0 | 0 | 0 | 0 | 1760923.6324 | 3092913.8077 | 0 | 0 | 0 | 0 | 0 | 0 | 0 | 0 | 0 | 0 | 0 | 0 | 0 | 0 | 0 | 0 | 251998.3149 | 115725.7193 | 0 | 0 | 0 | 0 | 0 | 0 | 0 | 0 | 0 | 0 | 0 | 0 | 0 | 0 | 0
2016-05-12 19:00 | 0 | 0 | 0 | 0 | 0 | 0 | 859765.0342 | 492041 | 0 | 0 | 0 | 0 | 2012921.9474 | 3208639.527 | 0 | 0 | 0 | 0 | 0 | 0 | 0 | 0 | 0 | 0 | 0 | 0 | 0 | 0 | 0 | 0 | 251998.3149 | 115725.7193 | 0 | 0 | 0 | 0 | 0 | 0 | 0 | 0 | 0 | 0 | 0 | 0 | 0 | 0 | 0
2016-05-12 20:00 | 0 | 0 | 0 | 0 | 0 | 0 | 864168.0342 | 496444 | 0 | 0 | 0 | 0 | 2264920.2623 | 3324365.2463 | 0 | 0 | 0 | 0 | 0 | 0 | 0 | 0 | 0 | 0 | 0 | 0 | 0 | 0 | 0 | 0 | 251998.3149 | 115725.7193 | 0 | 0 | 0 | 0 | 0 | 0 | 0 | 0 | 0 | 0 | 0 | 0 | 0 | 0 | 0
2016-05-12 21:00 | 0 | 0 | 0 | 0 | 0 | 0 | 866286.0342 | 498562 | 0 | 0 | 0 | 0 | 2516918.5773 | 3440090.9656 | 0 | 0 | 0 | 0 | 0 | 0 | 0 | 0 | 0 | 0 | 0 | 0 | 0 | 0 | 0 | 0 | 251998.3149 | 115725.7193 | 0 | 0 | 0 | 0 | 0 | 0 | 0 | 0 | 0 | 0 | 0 | 0 | 0 | 0 | 0
2016-05-12 22:00 | 0 | 0 | 0 | 0 | 0 | 0 | 839128.9778 | 495548 | 0 | 0 | 0 | 0 | 2744773.8358 | 3555816.6849 | 0 | 0 | 0 | 0 | 0 | 0 | 0 | 0 | 0 | 0 | 0 | 0 | 0 | 0 | 0 | 0 | 227855.2585 | 115725.7193 | 0 | 0 | 0 | 0 | 0 | 0 | 0 | 0 | 0 | 0 | 0 | 0 | 0 | 0 | 0
2016-05-12 23:00 | 0 | 0 | 0 | 0 | 0 | 0 | 741821.4883 | 488381 | 0 | 0 | 0 | 0 | 2882488.6048 | 3671542.4042 | 0 | 0 | 0 | 0 | 0 | 0 | 0 | 0 | 0 | 0 | 0 | 0 | 0 | 0 | 0 | 0 | 137714.769 | 115725.7193 | 0 | 0 | 0 | 0 | 0 | 0 | 0 | 0 | 0 | 0 | 0 | 0 | 0 | 0 | 0
2016-05-13 | 0 | 0 | 0 | 0 | 0 | 0 | 587343.5271 | 485226 | 0 | 0 | 0 | 0 | 2868880.4126 | 3787268.1235 | 0 | 0 | 0 | 0 | 0 | 0 | 0 | 0 | 0 | 0 | 0 | 0 | 0 | 0 | 0 | 0 | -13608.1922 | 115725.7193 | 0 | 0 | 0 | 0 | 0 | 0 | 0 | 0 | 0 | 0 | 0 | 0 | 0 | 0 | 0
2016-05-13 01:00 | 0 | 0 | 0 | 0 | 0 | 0 | 282759.9037 | 476994 | 0 | 0 | 0 | 0 | 2790372.0356 | 3671542.4042 | 0 | 0 | 0 | 0 | 0 | 0 | 0 | 0 | 0 | 0 | 0 | 0 | 0 | 0 | 0 | 0 | -78508.377 | -115725.7193 | 0 | 0 | 0 | 0 | 0 | 0 | 0 | 0 | 0 | 0 | 0 | 0 | 0 | 0 | 0
2016-05-13 02:00 | 0 | 0 | 0 | 0 | 0 | 308977.8483 | 23665.5741 | 454338 | 0 | 0 | 0 | 0 | 2552951.7387 | 3787268.1235 | 0 | 0 | 0 | 0 | 0 | 0 | 0 | 0 | 0 | 0 | 0 | 0 | 0 | 0 | 0 | 0 | -237420.2969 | 115725.7193 | 0 | 0 | 0 | 0 | 0 | 0 | 0 | 0 | 0 | 0 | 0 | 0 | 0 | 0 | 0
2016-05-13 03:00 | 0 | 0 | 0 | 0 | 0 | 57516.9658 | 0 | 425241 | 0 | 0 | 0 | 0 | 2300953.4237 | 3671542.4042 | 0 | 0 | 0 | 0 | 0 | 0 | 0 | 0 | 0 | 0 | 0 | 0 | 0 | 0 | 0 | 0 | -251998.3149 | -115725.7193 | 0 | 0 | 0 | 0 | 0 | 0 | 0 | 0 | 0 | 0 | 0 | 0 | 0 | 0 | 0
2016-05-13 04:00 | 0 | 0 | 0 | 0 | 0 | 260802.4044 | 0 | 397075 | 0 | 0 | 0 | 0 | 2048955.1088 | 3787268.1235 | 0 | 0 | 0 | 0 | 0 | 0 | 0 | 0 | 0 | 0 | 0 | 0 | 0 | 0 | 0 | 0 | -251998.3149 | 115725.7193 | 0 | 0 | 0 | 0 | 0 | 0 | 0 | 0 | 0 | 0 | 0 | 0 | 0 | 0 | 0
2016-05-13 05:00 | 0 | 0 | 0 | 0 | 0 | 6015.9658 | 0 | 373740 | 0 | 0 | 0 | 0 | 1796956.7939 | 3671542.4042 | 0 | 0 | 0 | 0 | 0 | 0 | 0 | 0 | 0 | 0 | 0 | 0 | 0 | 0 | 0 | 0 | -251998.3149 | -115725.7193 | 0 | 0 | 0 | 0 | 0 | 0 | 0 | 0 | 0 | 0 | 0 | 0 | 0 | 0 | 0
2016-05-13 06:00 | 0 | 0 | 0 | 0 | 0 | 0 | 0 | 355538 | 0 | 0 | 0 | 0 | 1544958.4789 | 3568002.7191 | 0 | 0 | 0 | 0 | 0 | 0 | 0 | 0 | 0 | 0 | 0 | 0 | 0 | 0 | 0 | 0 | -251998.3149 | -103539.6851 | 0 | 0 | 0 | 0 | 0 | 0 | 0 | 0 | 0 | 0 | 0 | 0 | 0 | 0 | 0
2016-05-13 07:00 | 0 | 0 | 0 | 0 | 0 | 481156.5956 | 0 | 344884 | 0 | 0 | 0 | 0 | 1796956.7939 | 3452276.9998 | 0 | 0 | 0 | 0 | 0 | 0 | 0 | 0 | 0 | 0 | 0 | 0 | 0 | 0 | 0 | 0 | 251998.3149 | -115725.7193 | 0 | 0 | 0 | 0 | 0 | 0 | 0 | 0 | 0 | 0 | 0 | 0 | 0 | 0 | 0
2016-05-13 08:00 | 0 | 0 | 0 | 0 | 0 | 0 | 0 | 340706 | 0 | 0 | 0 | 0 | 1544958.4789 | 3363569.3147 | 0 | 0 | 0 | 0 | 0 | 0 | 0 | 0 | 0 | 0 | 0 | 0 | 0 | 0 | 0 | 0 | -251998.3149 | -88707.6851 | 0 | 0 | 0 | 0 | 0 | 0 | 0 | 0 | 0 | 0 | 0 | 0 | 0 | 0 | 0
2016-05-13 09:00 | 0 | 0 | 0 | 0 | 0 | 0 | 0 | 347137 | 0 | 0 | 0 | 0 | 1292960.164 | 3268430.6297 | 0 | 0 | 0 | 0 | 0 | 0 | 0 | 0 | 0 | 0 | 0 | 0 | 0 | 0 | 0 | 0 | -251998.3149 | -95138.6851 | 0 | 0 | 0 | 0 | 0 | 0 | 0 | 0 | 0 | 0 | 0 | 0 | 0 | 0 | 0
2016-05-13 10:00 | 0 | 0 | 0 | 0 | 0 | 0 | 0 | 365799 | 0 | 0 | 0 | 0 | 1040961.849 | 3154629.9446 | 0 | 0 | 0 | 0 | 0 | 0 | 0 | 0 | 0 | 0 | 0 | 0 | 0 | 0 | 0 | 0 | -251998.3149 | -113800.6851 | 0 | 0 | 0 | 0 | 0 | 0 | 0 | 0 | 0 | 0 | 0 | 0 | 0 | 0 | 0
2016-05-13 11:00 | 0 | 0 | 0 | 0 | 0 | 250567.4044 | 0 | 386840 | 0 | 0 | 0 | 0 | 788963.5341 | 3270355.6639 | 0 | 0 | 0 | 0 | 0 | 0 | 0 | 0 | 0 | 0 | 0 | 0 | 0 | 0 | 0 | 0 | -251998.3149 | 115725.7193 | 0 | 0 | 0 | 0 | 0 | 0 | 0 | 0 | 0 | 0 | 0 | 0 | 0 | 0 | 0
2016-05-13 12:00 | 0 | 0 | 0 | 0 | 0 | 0 | 87138.8295 | 404240 | 0 | 0 | 0 | 0 | 587588.0829 | 3154629.9446 | 0 | 0 | 0 | 0 | 0 | 0 | 0 | 0 | 0 | 0 | 0 | 0 | 0 | 0 | 0 | 0 | -201375.4512 | -115725.7193 | 0 | 0 | 0 | 0 | 0 | 0 | 0 | 0 | 0 | 0 | 0 | 0 | 0 | 0 | 0
2016-05-13 13:00 | 0 | 0 | 0 | 0 | 0 | 0 | 514573.6492 | 420934 | 0 | 0 | 0 | 0 | 565502.0128 | 3270355.6639 | 0 | 0 | 0 | 0 | 0 | 0 | 0 | 0 | 0 | 0 | 0 | 0 | 0 | 0 | 0 | 0 | -22086.0701 | 115725.7193 | 0 | 0 | 0 | 0 | 0 | 0 | 0 | 0 | 0 | 0 | 0 | 0 | 0 | 0 | 0
2016-05-13 14:00 | 0 | 0 | 0 | 0 | 0 | 0 | 709521.6551 | 437331 | 0 | 0 | 0 | 0 | 721966.9486 | 3386081.3832 | 0 | 0 | 0 | 0 | 0 | 0 | 0 | 0 | 0 | 0 | 0 | 0 | 0 | 0 | 0 | 0 | 156464.9358 | 115725.7193 | 0 | 0 | 0 | 0 | 0 | 0 | 0 | 0 | 0 | 0 | 0 | 0 | 0 | 0 | 0
2016-05-13 15:00 | 0 | 0 | 0 | 0 | 0 | 0 | 818474.0342 | 450750 | 0 | 0 | 0 | 0 | 973965.2635 | 3501807.1025 | 0 | 0 | 0 | 0 | 0 | 0 | 0 | 0 | 0 | 0 | 0 | 0 | 0 | 0 | 0 | 0 | 251998.3149 | 115725.7193 | 0 | 0 | 0 | 0 | 0 | 0 | 0 | 0 | 0 | 0 | 0 | 0 | 0 | 0 | 0
2016-05-13 16:00 | 0 | 0 | 0 | 0 | 0 | 0 | 828605.0342 | 460881 | 0 | 0 | 0 | 0 | 1225963.5785 | 3617532.8218 | 0 | 0 | 0 | 0 | 0 | 0 | 0 | 0 | 0 | 0 | 0 | 0 | 0 | 0 | 0 | 0 | 251998.3149 | 115725.7193 | 0 | 0 | 0 | 0 | 0 | 0 | 0 | 0 | 0 | 0 | 0 | 0 | 0 | 0 | 0
2016-05-13 17:00 | 0 | 0 | 0 | 0 | 0 | 0 | 837787.0342 | 470063 | 0 | 0 | 0 | 0 | 1477961.8934 | 3733258.5411 | 0 | 0 | 0 | 0 | 0 | 0 | 0 | 0 | 0 | 0 | 0 | 0 | 0 | 0 | 0 | 0 | 251998.3149 | 115725.7193 | 0 | 0 | 0 | 0 | 0 | 0 | 0 | 0 | 0 | 0 | 0 | 0 | 0 | 0 | 0
2016-05-13 18:00 | 0 | 0 | 0 | 0 | 0 | 0 | 845119.0342 | 477395 | 0 | 0 | 0 | 0 | 1729960.2084 | 3848984.2604 | 0 | 0 | 0 | 0 | 0 | 0 | 0 | 0 | 0 | 0 | 0 | 0 | 0 | 0 | 0 | 0 | 251998.3149 | 115725.7193 | 0 | 0 | 0 | 0 | 0 | 0 | 0 | 0 | 0 | 0 | 0 | 0 | 0 | 0 | 0
2016-05-13 19:00 | 0 | 0 | 0 | 0 | 0 | 0 | 849974.0342 | 482250 | 0 | 0 | 0 | 0 | 1981958.5233 | 3964709.9797 | 0 | 0 | 0 | 0 | 0 | 0 | 0 | 0 | 0 | 0 | 0 | 0 | 0 | 0 | 0 | 0 | 251998.3149 | 115725.7193 | 0 | 0 | 0 | 0 | 0 | 0 | 0 | 0 | 0 | 0 | 0 | 0 | 0 | 0 | 0
2016-05-13 20:00 | 0 | 0 | 0 | 0 | 0 | 0 | 854854.0342 | 487130 | 0 | 0 | 0 | 0 | 2233956.8382 | 4080435.699 | 0 | 0 | 0 | 0 | 0 | 0 | 0 | 0 | 0 | 0 | 0 | 0 | 0 | 0 | 0 | 0 | 251998.3149 | 115725.7193 | 0 | 0 | 0 | 0 | 0 | 0 | 0 | 0 | 0 | 0 | 0 | 0 | 0 | 0 | 0
2016-05-13 21:00 | 0 | 0 | 0 | 0 | 0 | 0 | 850763.4615 | 488871 | 0 | 0 | 0 | 0 | 2485955.1532 | 4190329.8456 | 0 | 0 | 0 | 0 | 0 | 0 | 0 | 0 | 0 | 0 | 0 | 0 | 0 | 0 | 0 | 0 | 251998.3149 | 109894.1466 | 0 | 0 | 0 | 0 | 0 | 0 | 0 | 0 | 0 | 0 | 0 | 0 | 0 | 0 | 0
2016-05-13 22:00 | 0 | 0 | 0 | 0 | 0 | 0 | 820518.2922 | 482639 | 0 | 0 | 0 | 0 | 2737953.4681 | 4276210.8228 | 0 | 0 | 0 | 0 | 0 | 0 | 0 | 0 | 0 | 0 | 0 | 0 | 0 | 0 | 0 | 0 | 251998.3149 | 85880.9772 | 0 | 0 | 0 | 0 | 0 | 0 | 0 | 0 | 0 | 0 | 0 | 0 | 0 | 0 | 0
2016-05-13 23:00 | 0 | 0 | 0 | 0 | 0 | 0 | 732385.856 | 472125 | 0 | 0 | 0 | 0 | 2882488.6048 | 4391936.5421 | 0 | 0 | 0 | 0 | 0 | 0 | 0 | 0 | 0 | 0 | 0 | 0 | 0 | 0 | 0 | 0 | 144535.1367 | 115725.7193 | 0 | 0 | 0 | 0 | 0 | 0 | 0 | 0 | 0 | 0 | 0 | 0 | 0 | 0 | 0
2016-05-14 | 0 | 0 | 0 | 0 | 0 | 0 | 579704.6674 | 464396 | 0 | 0 | 0 | 0 | 2882488.6048 | 4507245.2095 | 0 | 0 | 0 | 0 | 0 | 0 | 0 | 0 | 0 | 0 | 0 | 0 | 0 | 0 | 0 | 0 | 0 | 115308.6674 | 0 | 0 | 0 | 0 | 0 | 0 | 0 | 0 | 0 | 0 | 0 | 0 | 0 | 0 | 0
2016-05-14 01:00 | 0 | 0 | 0 | 0 | 0 | 0 | 272192.7676 | 456650 | 0 | 0 | 0 | 0 | 2630490.2899 | 4574786.2921 | 0 | 0 | 0 | 0 | 0 | 0 | 0 | 0 | 0 | 0 | 0 | 0 | 0 | 0 | 0 | 0 | -251998.3149 | 67541.0826 | 0 | 0 | 0 | 0 | 0 | 0 | 0 | 0 | 0 | 0 | 0 | 0 | 0 | 0 | 0
2016-05-14 02:00 | 0 | 0 | 0 | 0 | 0 | 170233.1877 | 14341.4973 | 436573 | 0 | 0 | 0 | 0 | 2378491.975 | 4574786.2921 | 0 | 0 | 0 | 0 | 0 | 0 | 0 | 0 | 0 | 0 | 0 | 0 | 0 | 0 | 0 | 0 | -251998.3149 | 0 | 0 | 0 | 0 | 0 | 0 | 0 | 0 | 0 | 0 | 0 | 0 | 0 | 0 | 0 | 0
2016-05-14 03:00 | 0 | 0 | 0 | 0 | 0 | 547241.5956 | 0 | 410969 | 0 | 0 | 0 | 0 | 2630490.2899 | 4459060.5728 | 0 | 0 | 0 | 0 | 0 | 0 | 0 | 0 | 0 | 0 | 0 | 0 | 0 | 0 | 0 | 0 | 251998.3149 | -115725.7193 | 0 | 0 | 0 | 0 | 0 | 0 | 0 | 0 | 0 | 0 | 0 | 0 | 0 | 0 | 0
2016-05-14 04:00 | 0 | 0 | 0 | 0 | 0 | 250275.4044 | 0 | 386548 | 0 | 0 | 0 | 0 | 2378491.975 | 4574786.2921 | 0 | 0 | 0 | 0 | 0 | 0 | 0 | 0 | 0 | 0 | 0 | 0 | 0 | 0 | 0 | 0 | -251998.3149 | 115725.7193 | 0 | 0 | 0 | 0 | 0 | 0 | 0 | 0 | 0 | 0 | 0 | 0 | 0 | 0 | 0
2016-05-14 05:00 | 0 | 0 | 0 | 0 | 0 | 0 | 0 | 364735 | 0 | 0 | 0 | 0 | 2126493.66 | 4462049.6071 | 0 | 0 | 0 | 0 | 0 | 0 | 0 | 0 | 0 | 0 | 0 | 0 | 0 | 0 | 0 | 0 | -251998.3149 | -112736.6851 | 0 | 0 | 0 | 0 | 0 | 0 | 0 | 0 | 0 | 0 | 0 | 0 | 0 | 0 | 0
2016-05-14 06:00 | 0 | 0 | 0 | 0 | 0 | 0 | 0 | 347950 | 0 | 0 | 0 | 0 | 1874495.3451 | 4366097.922 | 0 | 0 | 0 | 0 | 0 | 0 | 0 | 0 | 0 | 0 | 0 | 0 | 0 | 0 | 0 | 0 | -251998.3149 | -95951.6851 | 0 | 0 | 0 | 0 | 0 | 0 | 0 | 0 | 0 | 0 | 0 | 0 | 0 | 0 | 0
2016-05-14 07:00 | 0 | 0 | 0 | 0 | 0 | 200322.4044 | 0 | 336595 | 0 | 0 | 0 | 0 | 1622497.0301 | 4481823.6413 | 0 | 0 | 0 | 0 | 0 | 0 | 0 | 0 | 0 | 0 | 0 | 0 | 0 | 0 | 0 | 0 | -251998.3149 | 115725.7193 | 0 | 0 | 0 | 0 | 0 | 0 | 0 | 0 | 0 | 0 | 0 | 0 | 0 | 0 | 0
2016-05-14 08:00 | 0 | 0 | 0 | 0 | 0 | 0 | 0 | 329954 | 0 | 0 | 0 | 0 | 1370498.7152 | 4403867.9562 | 0 | 0 | 0 | 0 | 0 | 0 | 0 | 0 | 0 | 0 | 0 | 0 | 0 | 0 | 0 | 0 | -251998.3149 | -77955.6851 | 0 | 0 | 0 | 0 | 0 | 0 | 0 | 0 | 0 | 0 | 0 | 0 | 0 | 0 | 0
2016-05-14 09:00 | 0 | 0 | 0 | 0 | 0 | 0 | 0 | 329381 | 0 | 0 | 0 | 0 | 1118500.4002 | 4326485.2712 | 0 | 0 | 0 | 0 | 0 | 0 | 0 | 0 | 0 | 0 | 0 | 0 | 0 | 0 | 0 | 0 | -251998.3149 | -77382.6851 | 0 | 0 | 0 | 0 | 0 | 0 | 0 | 0 | 0 | 0 | 0 | 0 | 0 | 0 | 0
2016-05-14 10:00 | 0 | 0 | 0 | 0 | 0 | 0 | 0 | 331966 | 0 | 0 | 0 | 0 | 866502.0853 | 4246517.5861 | 0 | 0 | 0 | 0 | 0 | 0 | 0 | 0 | 0 | 0 | 0 | 0 | 0 | 0 | 0 | 0 | -251998.3149 | -79967.6851 | 0 | 0 | 0 | 0 | 0 | 0 | 0 | 0 | 0 | 0 | 0 | 0 | 0 | 0 | 0
2016-05-14 11:00 | 0 | 0 | 0 | 0 | 0 | 26359.4998 | 0 | 339821 | 0 | 0 | 0 | 0 | 668766.3044 | 4130791.8668 | 0 | 0 | 0 | 0 | 0 | 0 | 0 | 0 | 0 | 0 | 0 | 0 | 0 | 0 | 0 | 0 | -197735.7809 | -115725.7193 | 0 | 0 | 0 | 0 | 0 | 0 | 0 | 0 | 0 | 0 | 0 | 0 | 0 | 0 | 0
2016-05-14 12:00 | 0 | 0 | 0 | 0 | 0 | 0 | 53437.5476 | 354790 | 0 | 0 | 0 | 0 | 483139.5713 | 4015066.1475 | 0 | 0 | 0 | 0 | 0 | 0 | 0 | 0 | 0 | 0 | 0 | 0 | 0 | 0 | 0 | 0 | -185626.7331 | -115725.7193 | 0 | 0 | 0 | 0 | 0 | 0 | 0 | 0 | 0 | 0 | 0 | 0 | 0 | 0 | 0
2016-05-14 13:00 | 0 | 0 | 0 | 0 | 0 | 0 | 338117.2287 | 373261 | 0 | 0 | 0 | 0 | 538285.1419 | 3924776.8056 | 0 | 0 | 0 | 0 | 0 | 0 | 0 | 0 | 0 | 0 | 0 | 0 | 0 | 0 | 0 | 0 | 55145.5707 | -90289.342 | 0 | 0 | 0 | 0 | 0 | 0 | 0 | 0 | 0 | 0 | 0 | 0 | 0 | 0 | 0
2016-05-14 14:00 | 0 | 0 | 0 | 0 | 0 | 0 | 569154.2628 | 389689 | 0 | 0 | 0 | 0 | 790283.4569 | 3852243.7534 | 0 | 0 | 0 | 0 | 0 | 0 | 0 | 0 | 0 | 0 | 0 | 0 | 0 | 0 | 0 | 0 | 251998.3149 | -72533.0521 | 0 | 0 | 0 | 0 | 0 | 0 | 0 | 0 | 0 | 0 | 0 | 0 | 0 | 0 | 0
2016-05-14 15:00 | 0 | 0 | 0 | 0 | 0 | 0 | 713125.3376 | 402974 | 0 | 0 | 0 | 0 | 984709.0752 | 3967969.4727 | 0 | 0 | 0 | 0 | 0 | 0 | 0 | 0 | 0 | 0 | 0 | 0 | 0 | 0 | 0 | 0 | 194425.6183 | 115725.7193 | 0 | 0 | 0 | 0 | 0 | 0 | 0 | 0 | 0 | 0 | 0 | 0 | 0 | 0 | 0
2016-05-14 16:00 | 0 | 0 | 0 | 0 | 0 | 0 | 780290.0342 | 412566 | 0 | 0 | 0 | 0 | 1236707.3902 | 4083695.192 | 0 | 0 | 0 | 0 | 0 | 0 | 0 | 0 | 0 | 0 | 0 | 0 | 0 | 0 | 0 | 0 | 251998.3149 | 115725.7193 | 0 | 0 | 0 | 0 | 0 | 0 | 0 | 0 | 0 | 0 | 0 | 0 | 0 | 0 | 0
2016-05-14 17:00 | 0 | 0 | 0 | 0 | 0 | 0 | 786797.0342 | 419073 | 0 | 0 | 0 | 0 | 1488705.7051 | 4199420.9113 | 0 | 0 | 0 | 0 | 0 | 0 | 0 | 0 | 0 | 0 | 0 | 0 | 0 | 0 | 0 | 0 | 251998.3149 | 115725.7193 | 0 | 0 | 0 | 0 | 0 | 0 | 0 | 0 | 0 | 0 | 0 | 0 | 0 | 0 | 0
2016-05-14 18:00 | 0 | 0 | 0 | 0 | 0 | 0 | 791124.0342 | 423400 | 0 | 0 | 0 | 0 | 1740704.02 | 4315146.6306 | 0 | 0 | 0 | 0 | 0 | 0 | 0 | 0 | 0 | 0 | 0 | 0 | 0 | 0 | 0 | 0 | 251998.3149 | 115725.7193 | 0 | 0 | 0 | 0 | 0 | 0 | 0 | 0 | 0 | 0 | 0 | 0 | 0 | 0 | 0
2016-05-14 19:00 | 0 | 0 | 0 | 0 | 0 | 0 | 788610.9474 | 426488 | 0 | 0 | 0 | 0 | 1987101.2482 | 4430872.3499 | 0 | 0 | 0 | 0 | 0 | 0 | 0 | 0 | 0 | 0 | 0 | 0 | 0 | 0 | 0 | 0 | 246397.2281 | 115725.7193 | 0 | 0 | 0 | 0 | 0 | 0 | 0 | 0 | 0 | 0 | 0 | 0 | 0 | 0 | 0
2016-05-14 20:00 | 0 | 0 | 0 | 0 | 0 | 0 | 771494.7962 | 428397 | 0 | 0 | 0 | 0 | 2239099.5631 | 4521971.8311 | 0 | 0 | 0 | 0 | 0 | 0 | 0 | 0 | 0 | 0 | 0 | 0 | 0 | 0 | 0 | 0 | 251998.3149 | 91099.4812 | 0 | 0 | 0 | 0 | 0 | 0 | 0 | 0 | 0 | 0 | 0 | 0 | 0 | 0 | 0
2016-05-14 21:00 | 0 | 0 | 0 | 0 | 0 | 0 | 734455.7759 | 429643 | 0 | 0 | 0 | 0 | 2491097.8781 | 4574786.2921 | 0 | 0 | 0 | 0 | 0 | 0 | 0 | 0 | 0 | 0 | 0 | 0 | 0 | 0 | 0 | 0 | 251998.3149 | 52814.461 | 0 | 0 | 0 | 0 | 0 | 0 | 0 | 0 | 0 | 0 | 0 | 0 | 0 | 0 | 0
2016-05-14 22:00 | 0 | 0 | 0 | 0 | 0 | 0 | 675658.2661 | 426999 | 0 | 0 | 0 | 0 | 2739757.1441 | 4574786.2921 | 0 | 0 | 0 | 0 | 0 | 0 | 0 | 0 | 0 | 0 | 0 | 0 | 0 | 0 | 0 | 0 | 248659.2661 | 0 | 0 | 0 | 0 | 0 | 0 | 0 | 0 | 0 | 0 | 0 | 0 | 0 | 0 | 0 | 0
2016-05-14 23:00 | 0 | 0 | 0 | 0 | 0 | 0 | 563852.4607 | 421121 | 0 | 0 | 0 | 0 | 2882488.6048 | 4574786.2921 | 0 | 0 | 0 | 0 | 0 | 0 | 0 | 0 | 0 | 0 | 0 | 0 | 0 | 0 | 0 | 0 | 142731.4607 | 0 | 0 | 0 | 0 | 0 | 0 | 0 | 0 | 0 | 0 | 0 | 0 | 0 | 0 | 0 | 0
2016-05-15 | 0 | 0 | 0 | 0 | 0 | 0 | 405274.4673 | 418122 | 0 | 0 | 0 | 0 | 2882488.6048 | 4561938.7594 | 0 | 0 | 0 | 0 | 0 | 0 | 0 | 0 | 0 | 0 | 0 | 0 | 0 | 0 | 0 | 0 | 0 | -12847.5327 | 0 | 0 | 0 | 0 | 0 | 0 | 0 | 0 | 0 | 0 | 0 | 0 | 0 | 0 | 0
2016-05-15 01:00 | 0 | 0 | 0 | 0 | 0 | 103312.928 | 196742.3527 | 415781 | 0 | 0 | 0 | 0 | 2882488.6048 | 4446213.0401 | 0 | 0 | 0 | 0 | 0 | 0 | 0 | 0 | 0 | 0 | 0 | 0 | 0 | 0 | 0 | 0 | 0 | -115725.7193 | 0 | 0 | 0 | 0 | 0 | 0 | 0 | 0 | 0 | 0 | 0 | 0 | 0 | 0 | 0
2016-05-15 02:00 | 0 | 0 | 0 | 0 | 0 | 18553.0146 | 16588.9512 | 402866 | 0 | 0 | 0 | 0 | 2630490.2899 | 4330487.3209 | 0 | 0 | 0 | 0 | 0 | 0 | 0 | 0 | 0 | 0 | 0 | 0 | 0 | 0 | 0 | 0 | -251998.3149 | -115725.7193 | 0 | 0 | 0 | 0 | 0 | 0 | 0 | 0 | 0 | 0 | 0 | 0 | 0 | 0 | 0
2016-05-15 03:00 | 0 | 0 | 0 | 0 | 0 | 259466.8526 | 0 | 383232 | 0 | 0 | 0 | 0 | 2622450.8618 | 4214761.6016 | 0 | 0 | 0 | 0 | 0 | 0 | 0 | 0 | 0 | 0 | 0 | 0 | 0 | 0 | 0 | 0 | -8039.4281 | -115725.7193 | 0 | 0 | 0 | 0 | 0 | 0 | 0 | 0 | 0 | 0 | 0 | 0 | 0 | 0 | 0
2016-05-15 04:00 | 0 | 0 | 0 | 0 | 0 | 0 | 0 | 362945 | 0 | 0 | 0 | 0 | 2370452.5469 | 4103814.9165 | 0 | 0 | 0 | 0 | 0 | 0 | 0 | 0 | 0 | 0 | 0 | 0 | 0 | 0 | 0 | 0 | -251998.3149 | -110946.6851 | 0 | 0 | 0 | 0 | 0 | 0 | 0 | 0 | 0 | 0 | 0 | 0 | 0 | 0 | 0
2016-05-15 05:00 | 0 | 0 | 0 | 0 | 0 | 0 | 0 | 346723 | 0 | 0 | 0 | 0 | 2118454.2319 | 4009090.2314 | 0 | 0 | 0 | 0 | 0 | 0 | 0 | 0 | 0 | 0 | 0 | 0 | 0 | 0 | 0 | 0 | -251998.3149 | -94724.6851 | 0 | 0 | 0 | 0 | 0 | 0 | 0 | 0 | 0 | 0 | 0 | 0 | 0 | 0 | 0
2016-05-15 06:00 | 0 | 0 | 0 | 0 | 0 | 0 | 0 | 333578 | 0 | 0 | 0 | 0 | 1900601.9512 | 3893364.5121 | 0 | 0 | 0 | 0 | 0 | 0 | 0 | 0 | 0 | 0 | 0 | 0 | 0 | 0 | 0 | 0 | -217852.2807 | -115725.7193 | 0 | 0 | 0 | 0 | 0 | 0 | 0 | 0 | 0 | 0 | 0 | 0 | 0 | 0 | 0
2016-05-15 07:00 | 0 | 0 | 0 | 0 | 0 | 0 | 0 | 324196 | 0 | 0 | 0 | 0 | 1648603.6363 | 3821166.8271 | 0 | 0 | 0 | 0 | 0 | 0 | 0 | 0 | 0 | 0 | 0 | 0 | 0 | 0 | 0 | 0 | -251998.3149 | -72197.6851 | 0 | 0 | 0 | 0 | 0 | 0 | 0 | 0 | 0 | 0 | 0 | 0 | 0 | 0 | 0
2016-05-15 08:00 | 0 | 0 | 0 | 0 | 0 | 0 | 0 | 319701 | 0 | 0 | 0 | 0 | 1396605.3213 | 3753464.142 | 0 | 0 | 0 | 0 | 0 | 0 | 0 | 0 | 0 | 0 | 0 | 0 | 0 | 0 | 0 | 0 | -251998.3149 | -67702.6851 | 0 | 0 | 0 | 0 | 0 | 0 | 0 | 0 | 0 | 0 | 0 | 0 | 0 | 0 | 0
2016-05-15 09:00 | 0 | 0 | 0 | 0 | 0 | 0 | 0 | 318872 | 0 | 0 | 0 | 0 | 1193459.0406 | 3637738.4227 | 0 | 0 | 0 | 0 | 0 | 0 | 0 | 0 | 0 | 0 | 0 | 0 | 0 | 0 | 0 | 0 | -203146.2807 | -115725.7193 | 0 | 0 | 0 | 0 | 0 | 0 | 0 | 0 | 0 | 0 | 0 | 0 | 0 | 0 | 0
2016-05-15 10:00 | 0 | 0 | 0 | 0 | 0 | 0 | 0 | 318994 | 0 | 0 | 0 | 0 | 990190.7599 | 3522012.7034 | 0 | 0 | 0 | 0 | 0 | 0 | 0 | 0 | 0 | 0 | 0 | 0 | 0 | 0 | 0 | 0 | -203268.2807 | -115725.7193 | 0 | 0 | 0 | 0 | 0 | 0 | 0 | 0 | 0 | 0 | 0 | 0 | 0 | 0 | 0
2016-05-15 11:00 | 0 | 0 | 0 | 0 | 0 | 0 | 0 | 323783 | 0 | 0 | 0 | 0 | 738192.445 | 3450228.0184 | 0 | 0 | 0 | 0 | 0 | 0 | 0 | 0 | 0 | 0 | 0 | 0 | 0 | 0 | 0 | 0 | -251998.3149 | -71784.6851 | 0 | 0 | 0 | 0 | 0 | 0 | 0 | 0 | 0 | 0 | 0 | 0 | 0 | 0 | 0
2016-05-15 12:00 | 0 | 0 | 0 | 0 | 0 | 0 | 15692.6533 | 337445 | 0 | 0 | 0 | 0 | 486194.13 | 3380473.9866 | 0 | 0 | 0 | 0 | 0 | 0 | 0 | 0 | 0 | 0 | 0 | 0 | 0 | 0 | 0 | 0 | -251998.3149 | -69754.0318 | 0 | 0 | 0 | 0 | 0 | 0 | 0 | 0 | 0 | 0 | 0 | 0 | 0 | 0 | 0
2016-05-15 13:00 | 0 | 0 | 0 | 0 | 0 | 0 | 224000.5113 | 352435 | 0 | 0 | 0 | 0 | 242033.922 | 3496199.7059 | 0 | 0 | 0 | 0 | 0 | 0 | 0 | 0 | 0 | 0 | 0 | 0 | 0 | 0 | 0 | 0 | -244160.208 | 115725.7193 | 0 | 0 | 0 | 0 | 0 | 0 | 0 | 0 | 0 | 0 | 0 | 0 | 0 | 0 | 0
2016-05-15 14:00 | 0 | 0 | 0 | 0 | 0 | 0 | 428958.1434 | 363915 | 0 | 0 | 0 | 0 | 191351.3461 | 3611925.4252 | 0 | 0 | 0 | 0 | 0 | 0 | 0 | 0 | 0 | 0 | 0 | 0 | 0 | 0 | 0 | 0 | -50682.5759 | 115725.7193 | 0 | 0 | 0 | 0 | 0 | 0 | 0 | 0 | 0 | 0 | 0 | 0 | 0 | 0 | 0
2016-05-15 15:00 | 0 | 0 | 0 | 0 | 0 | 0 | 557676.3902 | 373504 | 0 | 0 | 0 | 0 | 443349.6611 | 3544099.5004 | 0 | 0 | 0 | 0 | 0 | 0 | 0 | 0 | 0 | 0 | 0 | 0 | 0 | 0 | 0 | 0 | 251998.3149 | -67825.9248 | 0 | 0 | 0 | 0 | 0 | 0 | 0 | 0 | 0 | 0 | 0 | 0 | 0 | 0 | 0
2016-05-15 16:00 | 0 | 0 | 0 | 0 | 0 | 0 | 639028.845 | 381919 | 0 | 0 | 0 | 0 | 695347.976 | 3549211.0305 | 0 | 0 | 0 | 0 | 0 | 0 | 0 | 0 | 0 | 0 | 0 | 0 | 0 | 0 | 0 | 0 | 251998.3149 | 5111.5301 | 0 | 0 | 0 | 0 | 0 | 0 | 0 | 0 | 0 | 0 | 0 | 0 | 0 | 0 | 0
2016-05-15 17:00 | 0 | 0 | 0 | 0 | 0 | 0 | 677845.7249 | 388083 | 0 | 0 | 0 | 0 | 947346.291 | 3586975.4405 | 0 | 0 | 0 | 0 | 0 | 0 | 0 | 0 | 0 | 0 | 0 | 0 | 0 | 0 | 0 | 0 | 251998.3149 | 37764.41 | 0 | 0 | 0 | 0 | 0 | 0 | 0 | 0 | 0 | 0 | 0 | 0 | 0 | 0 | 0
2016-05-15 18:00 | 0 | 0 | 0 | 0 | 0 | 0 | 688704.4183 | 392908 | 0 | 0 | 0 | 0 | 1199344.6059 | 3630773.5438 | 0 | 0 | 0 | 0 | 0 | 0 | 0 | 0 | 0 | 0 | 0 | 0 | 0 | 0 | 0 | 0 | 251998.3149 | 43798.1033 | 0 | 0 | 0 | 0 | 0 | 0 | 0 | 0 | 0 | 0 | 0 | 0 | 0 | 0 | 0
2016-05-15 19:00 | 0 | 0 | 0 | 0 | 0 | 0 | 681597.6135 | 396532 | 0 | 0 | 0 | 0 | 1451342.9208 | 3663840.8424 | 0 | 0 | 0 | 0 | 0 | 0 | 0 | 0 | 0 | 0 | 0 | 0 | 0 | 0 | 0 | 0 | 251998.3149 | 33067.2986 | 0 | 0 | 0 | 0 | 0 | 0 | 0 | 0 | 0 | 0 | 0 | 0 | 0 | 0 | 0
2016-05-15 20:00 | 0 | 0 | 0 | 0 | 0 | 0 | 665968.9906 | 400970 | 0 | 0 | 0 | 0 | 1703341.2358 | 3676841.518 | 0 | 0 | 0 | 0 | 0 | 0 | 0 | 0 | 0 | 0 | 0 | 0 | 0 | 0 | 0 | 0 | 251998.3149 | 13000.6757 | 0 | 0 | 0 | 0 | 0 | 0 | 0 | 0 | 0 | 0 | 0 | 0 | 0 | 0 | 0
2016-05-15 21:00 | 0 | 0 | 0 | 0 | 0 | 0 | 633765.2746 | 406594 | 0 | 0 | 0 | 0 | 1955339.5507 | 3652014.4777 | 0 | 0 | 0 | 0 | 0 | 0 | 0 | 0 | 0 | 0 | 0 | 0 | 0 | 0 | 0 | 0 | 251998.3149 | -24827.0403 | 0 | 0 | 0 | 0 | 0 | 0 | 0 | 0 | 0 | 0 | 0 | 0 | 0 | 0 | 0
2016-05-15 22:00 | 0 | 0 | 0 | 0 | 0 | 0 | 588851.9312 | 409840 | 0 | 0 | 0 | 0 | 2207337.8657 | 3579028.0939 | 0 | 0 | 0 | 0 | 0 | 0 | 0 | 0 | 0 | 0 | 0 | 0 | 0 | 0 | 0 | 0 | 251998.3149 | -72986.3838 | 0 | 0 | 0 | 0 | 0 | 0 | 0 | 0 | 0 | 0 | 0 | 0 | 0 | 0 | 0
2016-05-15 23:00 | 0 | 0 | 0 | 0 | 0 | 0 | 521721.7025 | 410874 | 0 | 0 | 0 | 0 | 2433911.2875 | 3463302.3746 | 0 | 0 | 0 | 0 | 0 | 0 | 0 | 0 | 0 | 0 | 0 | 0 | 0 | 0 | 0 | 0 | 226573.4218 | -115725.7193 | 0 | 0 | 0 | 0 | 0 | 0 | 0 | 0 | 0 | 0 | 0 | 0 | 0 | 0 | 0
2016-05-16 | 0 | 0 | 0 | 0 | 0 | 0 | 408290.0044 | 415868 | 0 | 0 | 0 | 0 | 2542059.0112 | 3347576.6553 | 0 | 0 | 0 | 0 | 0 | 0 | 0 | 0 | 0 | 0 | 0 | 0 | 0 | 0 | 0 | 0 | 108147.7237 | -115725.7193 | 0 | 0 | 0 | 0 | 0 | 0 | 0 | 0 | 0 | 0 | 0 | 0 | 0 | 0 | 0
2016-05-16 01:00 | 0 | 0 | 0 | 0 | 0 | 0 | 228286.5819 | 417754 | 0 | 0 | 0 | 0 | 2434162.8224 | 3266005.426 | 0 | 0 | 0 | 0 | 0 | 0 | 0 | 0 | 0 | 0 | 0 | 0 | 0 | 0 | 0 | 0 | -107896.1888 | -81571.2293 | 0 | 0 | 0 | 0 | 0 | 0 | 0 | 0 | 0 | 0 | 0 | 0 | 0 | 0 | 0
2016-05-16 02:00 | 0 | 0 | 0 | 0 | 0 | 338017.7837 | 19733.207 | 404136 | 0 | 0 | 0 | 0 | 2503503.5324 | 3150279.7067 | 0 | 0 | 0 | 0 | 0 | 0 | 0 | 0 | 0 | 0 | 0 | 0 | 0 | 0 | 0 | 0 | 69340.71 | -115725.7193 | 0 | 0 | 0 | 0 | 0 | 0 | 0 | 0 | 0 | 0 | 0 | 0 | 0 | 0 | 0
2016-05-16 03:00 | 0 | 0 | 0 | 0 | 0 | 15600.9658 | 0 | 383325 | 0 | 0 | 0 | 0 | 2251505.2175 | 3034553.9874 | 0 | 0 | 0 | 0 | 0 | 0 | 0 | 0 | 0 | 0 | 0 | 0 | 0 | 0 | 0 | 0 | -251998.3149 | -115725.7193 | 0 | 0 | 0 | 0 | 0 | 0 | 0 | 0 | 0 | 0 | 0 | 0 | 0 | 0 | 0
2016-05-16 04:00 | 0 | 0 | 0 | 0 | 0 | 0 | 0 | 363727 | 0 | 0 | 0 | 0 | 1999506.9025 | 2922825.3024 | 0 | 0 | 0 | 0 | 0 | 0 | 0 | 0 | 0 | 0 | 0 | 0 | 0 | 0 | 0 | 0 | -251998.3149 | -111728.6851 | 0 | 0 | 0 | 0 | 0 | 0 | 0 | 0 | 0 | 0 | 0 | 0 | 0 | 0 | 0
2016-05-16 05:00 | 0 | 0 | 0 | 0 | 0 | 367667.2914 | 0 | 346806 | 0 | 0 | 0 | 0 | 2136093.9133 | 2807099.5831 | 0 | 0 | 0 | 0 | 0 | 0 | 0 | 0 | 0 | 0 | 0 | 0 | 0 | 0 | 0 | 0 | 136587.0107 | -115725.7193 | 0 | 0 | 0 | 0 | 0 | 0 | 0 | 0 | 0 | 0 | 0 | 0 | 0 | 0 | 0
2016-05-16 06:00 | 0 | 0 | 0 | 0 | 0 | 0 | 0 | 335215 | 0 | 0 | 0 | 0 | 1884095.5983 | 2723882.898 | 0 | 0 | 0 | 0 | 0 | 0 | 0 | 0 | 0 | 0 | 0 | 0 | 0 | 0 | 0 | 0 | -251998.3149 | -83216.6851 | 0 | 0 | 0 | 0 | 0 | 0 | 0 | 0 | 0 | 0 | 0 | 0 | 0 | 0 | 0
2016-05-16 07:00 | 0 | 0 | 0 | 0 | 0 | 0 | 0 | 329279 | 0 | 0 | 0 | 0 | 1670542.3176 | 2608157.1787 | 0 | 0 | 0 | 0 | 0 | 0 | 0 | 0 | 0 | 0 | 0 | 0 | 0 | 0 | 0 | 0 | -213553.2807 | -115725.7193 | 0 | 0 | 0 | 0 | 0 | 0 | 0 | 0 | 0 | 0 | 0 | 0 | 0 | 0 | 0
2016-05-16 08:00 | 0 | 0 | 0 | 0 | 0 | 0 | 0 | 330265 | 0 | 0 | 0 | 0 | 1418544.0027 | 2529890.4936 | 0 | 0 | 0 | 0 | 0 | 0 | 0 | 0 | 0 | 0 | 0 | 0 | 0 | 0 | 0 | 0 | -251998.3149 | -78266.6851 | 0 | 0 | 0 | 0 | 0 | 0 | 0 | 0 | 0 | 0 | 0 | 0 | 0 | 0 | 0
2016-05-16 09:00 | 0 | 0 | 0 | 0 | 0 | 0 | 0 | 340929 | 0 | 0 | 0 | 0 | 1193340.722 | 2414164.7743 | 0 | 0 | 0 | 0 | 0 | 0 | 0 | 0 | 0 | 0 | 0 | 0 | 0 | 0 | 0 | 0 | -225203.2807 | -115725.7193 | 0 | 0 | 0 | 0 | 0 | 0 | 0 | 0 | 0 | 0 | 0 | 0 | 0 | 0 | 0
2016-05-16 10:00 | 0 | 0 | 0 | 0 | 0 | 0 | 0 | 364383 | 0 | 0 | 0 | 0 | 941342.407 | 2301780.0893 | 0 | 0 | 0 | 0 | 0 | 0 | 0 | 0 | 0 | 0 | 0 | 0 | 0 | 0 | 0 | 0 | -251998.3149 | -112384.6851 | 0 | 0 | 0 | 0 | 0 | 0 | 0 | 0 | 0 | 0 | 0 | 0 | 0 | 0 | 0
2016-05-16 11:00 | 0 | 0 | 0 | 0 | 0 | 229284.5477 | 0 | 388026 | 0 | 0 | 0 | 0 | 898326.6741 | 2186054.37 | 0 | 0 | 0 | 0 | 0 | 0 | 0 | 0 | 0 | 0 | 0 | 0 | 0 | 0 | 0 | 0 | -43015.733 | -115725.7193 | 0 | 0 | 0 | 0 | 0 | 0 | 0 | 0 | 0 | 0 | 0 | 0 | 0 | 0 | 0
2016-05-16 12:00 | 0 | 0 | 0 | 0 | 0 | 151241.9821 | 45596.2262 | 402296 | 0 | 0 | 0 | 0 | 646328.3591 | 2232594.8932 | 0 | 0 | 0 | 0 | 0 | 0 | 0 | 0 | 0 | 0 | 0 | 0 | 0 | 0 | 0 | 0 | -251998.3149 | 46540.5232 | 0 | 0 | 0 | 0 | 0 | 0 | 0 | 0 | 0 | 0 | 0 | 0 | 0 | 0 | 0
2016-05-16 13:00 | 0 | 0 | 0 | 0 | 0 | 0 | 390483.0653 | 413477 | 0 | 0 | 0 | 0 | 739060.1437 | 2116869.1739 | 0 | 0 | 0 | 0 | 0 | 0 | 0 | 0 | 0 | 0 | 0 | 0 | 0 | 0 | 0 | 0 | 92731.7846 | -115725.7193 | 0 | 0 | 0 | 0 | 0 | 0 | 0 | 0 | 0 | 0 | 0 | 0 | 0 | 0 | 0
2016-05-16 14:00 | 0 | 0 | 0 | 0 | 0 | 0 | 631977.1521 | 424269 | 0 | 0 | 0 | 0 | 831042.5766 | 2232594.8932 | 0 | 0 | 0 | 0 | 0 | 0 | 0 | 0 | 0 | 0 | 0 | 0 | 0 | 0 | 0 | 0 | 91982.4328 | 115725.7193 | 0 | 0 | 0 | 0 | 0 | 0 | 0 | 0 | 0 | 0 | 0 | 0 | 0 | 0 | 0
2016-05-16 15:00 | 0 | 0 | 0 | 0 | 0 | 0 | 762015.7567 | 431985 | 0 | 0 | 0 | 0 | 1083040.8915 | 2310627.335 | 0 | 0 | 0 | 0 | 0 | 0 | 0 | 0 | 0 | 0 | 0 | 0 | 0 | 0 | 0 | 0 | 251998.3149 | 78032.4418 | 0 | 0 | 0 | 0 | 0 | 0 | 0 | 0 | 0 | 0 | 0 | 0 | 0 | 0 | 0
2016-05-16 16:00 | 0 | 0 | 0 | 0 | 0 | 0 | 805051.0342 | 437327 | 0 | 0 | 0 | 0 | 1335039.2065 | 2426353.0543 | 0 | 0 | 0 | 0 | 0 | 0 | 0 | 0 | 0 | 0 | 0 | 0 | 0 | 0 | 0 | 0 | 251998.3149 | 115725.7193 | 0 | 0 | 0 | 0 | 0 | 0 | 0 | 0 | 0 | 0 | 0 | 0 | 0 | 0 | 0
2016-05-16 17:00 | 0 | 0 | 0 | 0 | 0 | 0 | 810039.0342 | 442315 | 0 | 0 | 0 | 0 | 1587037.5214 | 2542078.7736 | 0 | 0 | 0 | 0 | 0 | 0 | 0 | 0 | 0 | 0 | 0 | 0 | 0 | 0 | 0 | 0 | 251998.3149 | 115725.7193 | 0 | 0 | 0 | 0 | 0 | 0 | 0 | 0 | 0 | 0 | 0 | 0 | 0 | 0 | 0
2016-05-16 18:00 | 0 | 0 | 0 | 0 | 0 | 0 | 803564.9596 | 446051 | 0 | 0 | 0 | 0 | 1828825.7617 | 2657804.4929 | 0 | 0 | 0 | 0 | 0 | 0 | 0 | 0 | 0 | 0 | 0 | 0 | 0 | 0 | 0 | 0 | 241788.2403 | 115725.7193 | 0 | 0 | 0 | 0 | 0 | 0 | 0 | 0 | 0 | 0 | 0 | 0 | 0 | 0 | 0
2016-05-16 19:00 | 0 | 0 | 0 | 0 | 0 | 28292.9802 | 787268.054 | 447837 | 0 | 0 | 0 | 0 | 2080824.0766 | 2773530.2122 | 0 | 0 | 0 | 0 | 0 | 0 | 0 | 0 | 0 | 0 | 0 | 0 | 0 | 0 | 0 | 0 | 251998.3149 | 115725.7193 | 0 | 0 | 0 | 0 | 0 | 0 | 0 | 0 | 0 | 0 | 0 | 0 | 0 | 0 | 0
2016-05-16 20:00 | 0 | 0 | 0 | 0 | 0 | 0 | 771241.9631 | 450109 | 0 | 0 | 0 | 0 | 2332822.3916 | 2842664.8603 | 0 | 0 | 0 | 0 | 0 | 0 | 0 | 0 | 0 | 0 | 0 | 0 | 0 | 0 | 0 | 0 | 251998.3149 | 69134.6481 | 0 | 0 | 0 | 0 | 0 | 0 | 0 | 0 | 0 | 0 | 0 | 0 | 0 | 0 | 0
2016-05-16 21:00 | 0 | 0 | 0 | 0 | 0 | 0 | 742569.8841 | 451899 | 0 | 0 | 0 | 0 | 2507767.5564 | 2958390.5796 | 0 | 0 | 0 | 0 | 0 | 0 | 0 | 0 | 0 | 0 | 0 | 0 | 0 | 0 | 0 | 0 | 174945.1648 | 115725.7193 | 0 | 0 | 0 | 0 | 0 | 0 | 0 | 0 | 0 | 0 | 0 | 0 | 0 | 0 | 0
2016-05-16 22:00 | 0 | 0 | 0 | 0 | 0 | 0 | 689515.4528 | 451067 | 0 | 0 | 0 | 0 | 2630490.2899 | 3074116.2989 | 0 | 0 | 0 | 0 | 0 | 0 | 0 | 0 | 0 | 0 | 0 | 0 | 0 | 0 | 0 | 0 | 122722.7335 | 115725.7193 | 0 | 0 | 0 | 0 | 0 | 0 | 0 | 0 | 0 | 0 | 0 | 0 | 0 | 0 | 0
2016-05-16 23:00 | 0 | 0 | 0 | 0 | 0 | 0 | 593098.3282 | 449437 | 0 | 0 | 0 | 0 | 2882488.6048 | 2965779.3122 | 0 | 0 | 0 | 0 | 0 | 0 | 0 | 0 | 0 | 0 | 0 | 0 | 0 | 0 | 0 | 0 | 251998.3149 | -108336.9867 | 0 | 0 | 0 | 0 | 0 | 0 | 0 | 0 | 0 | 0 | 0 | 0 | 0 | 0 | 0
2016-05-17 | 0 | 0 | 0 | 0 | 0 | 0 | 434742.8089 | 452267 | 0 | 0 | 0 | 0 | 2855419.2508 | 2975324.4751 | 0 | 0 | 0 | 0 | 0 | 0 | 0 | 0 | 0 | 0 | 0 | 0 | 0 | 0 | 0 | 0 | -27069.354 | 9545.163 | 0 | 0 | 0 | 0 | 0 | 0 | 0 | 0 | 0 | 0 | 0 | 0 | 0 | 0 | 0
2016-05-17 01:00 | 0 | 0 | 0 | 0 | 0 | 0 | 200045.2839 | 449303 | 0 | 0 | 0 | 0 | 2721887.254 | 2859598.7558 | 0 | 0 | 0 | 0 | 0 | 0 | 0 | 0 | 0 | 0 | 0 | 0 | 0 | 0 | 0 | 0 | -133531.9968 | -115725.7193 | 0 | 0 | 0 | 0 | 0 | 0 | 0 | 0 | 0 | 0 | 0 | 0 | 0 | 0 | 0
2016-05-17 02:00 | 0 | 0 | 0 | 0 | 0 | 42840.134 | 19512.8318 | 430077 | 0 | 0 | 0 | 0 | 2469888.9391 | 2743873.0365 | 0 | 0 | 0 | 0 | 0 | 0 | 0 | 0 | 0 | 0 | 0 | 0 | 0 | 0 | 0 | 0 | -251998.3149 | -115725.7193 | 0 | 0 | 0 | 0 | 0 | 0 | 0 | 0 | 0 | 0 | 0 | 0 | 0 | 0 | 0
2016-05-17 03:00 | 0 | 0 | 0 | 0 | 0 | 35834.9658 | 0 | 403559 | 0 | 0 | 0 | 0 | 2217890.6241 | 2628147.3172 | 0 | 0 | 0 | 0 | 0 | 0 | 0 | 0 | 0 | 0 | 0 | 0 | 0 | 0 | 0 | 0 | -251998.3149 | -115725.7193 | 0 | 0 | 0 | 0 | 0 | 0 | 0 | 0 | 0 | 0 | 0 | 0 | 0 | 0 | 0
2016-05-17 04:00 | 0 | 0 | 0 | 0 | 0 | 13204.9658 | 0 | 380929 | 0 | 0 | 0 | 0 | 1965892.3092 | 2512421.5979 | 0 | 0 | 0 | 0 | 0 | 0 | 0 | 0 | 0 | 0 | 0 | 0 | 0 | 0 | 0 | 0 | -251998.3149 | -115725.7193 | 0 | 0 | 0 | 0 | 0 | 0 | 0 | 0 | 0 | 0 | 0 | 0 | 0 | 0 | 0
2016-05-17 05:00 | 0 | 0 | 0 | 0 | 0 | 414920.9118 | 0 | 362454 | 0 | 0 | 0 | 0 | 1902633.5017 | 2628147.3172 | 0 | 0 | 0 | 0 | 0 | 0 | 0 | 0 | 0 | 0 | 0 | 0 | 0 | 0 | 0 | 0 | -63258.8075 | 115725.7193 | 0 | 0 | 0 | 0 | 0 | 0 | 0 | 0 | 0 | 0 | 0 | 0 | 0 | 0 | 0
2016-05-17 06:00 | 0 | 0 | 0 | 0 | 0 | 0 | 0 | 347520 | 0 | 0 | 0 | 0 | 1650635.1868 | 2532625.6322 | 0 | 0 | 0 | 0 | 0 | 0 | 0 | 0 | 0 | 0 | 0 | 0 | 0 | 0 | 0 | 0 | -251998.3149 | -95521.6851 | 0 | 0 | 0 | 0 | 0 | 0 | 0 | 0 | 0 | 0 | 0 | 0 | 0 | 0 | 0
2016-05-17 07:00 | 0 | 0 | 0 | 0 | 0 | 0 | 0 | 339506 | 0 | 0 | 0 | 0 | 1398636.8718 | 2445117.9471 | 0 | 0 | 0 | 0 | 0 | 0 | 0 | 0 | 0 | 0 | 0 | 0 | 0 | 0 | 0 | 0 | -251998.3149 | -87507.6851 | 0 | 0 | 0 | 0 | 0 | 0 | 0 | 0 | 0 | 0 | 0 | 0 | 0 | 0 | 0
2016-05-17 08:00 | 0 | 0 | 0 | 0 | 0 | 0 | 0 | 338388 | 0 | 0 | 0 | 0 | 1146638.5569 | 2358728.2621 | 0 | 0 | 0 | 0 | 0 | 0 | 0 | 0 | 0 | 0 | 0 | 0 | 0 | 0 | 0 | 0 | -251998.3149 | -86389.6851 | 0 | 0 | 0 | 0 | 0 | 0 | 0 | 0 | 0 | 0 | 0 | 0 | 0 | 0 | 0
2016-05-17 09:00 | 0 | 0 | 0 | 0 | 0 | 0 | 0 | 347189 | 0 | 0 | 0 | 0 | 894640.242 | 2263537.577 | 0 | 0 | 0 | 0 | 0 | 0 | 0 | 0 | 0 | 0 | 0 | 0 | 0 | 0 | 0 | 0 | -251998.3149 | -95190.6851 | 0 | 0 | 0 | 0 | 0 | 0 | 0 | 0 | 0 | 0 | 0 | 0 | 0 | 0 | 0
2016-05-17 10:00 | 0 | 0 | 0 | 0 | 0 | 299498.2627 | 0 | 370062 | 0 | 0 | 0 | 0 | 939802.2239 | 2147811.8577 | 0 | 0 | 0 | 0 | 0 | 0 | 0 | 0 | 0 | 0 | 0 | 0 | 0 | 0 | 0 | 0 | 45161.982 | -115725.7193 | 0 | 0 | 0 | 0 | 0 | 0 | 0 | 0 | 0 | 0 | 0 | 0 | 0 | 0 | 0
2016-05-17 11:00 | 0 | 0 | 0 | 0 | 0 | 25329.9658 | 0 | 393054 | 0 | 0 | 0 | 0 | 687803.909 | 2032086.1384 | 0 | 0 | 0 | 0 | 0 | 0 | 0 | 0 | 0 | 0 | 0 | 0 | 0 | 0 | 0 | 0 | -251998.3149 | -115725.7193 | 0 | 0 | 0 | 0 | 0 | 0 | 0 | 0 | 0 | 0 | 0 | 0 | 0 | 0 | 0
2016-05-17 12:00 | 0 | 0 | 0 | 0 | 0 | 217586.2271 | 38367.3105 | 408527 | 0 | 0 | 0 | 0 | 650956.166 | 1916360.4191 | 0 | 0 | 0 | 0 | 0 | 0 | 0 | 0 | 0 | 0 | 0 | 0 | 0 | 0 | 0 | 0 | -36847.743 | -115725.7193 | 0 | 0 | 0 | 0 | 0 | 0 | 0 | 0 | 0 | 0 | 0 | 0 | 0 | 0 | 0
2016-05-17 13:00 | 0 | 0 | 0 | 0 | 0 | 0 | 324107.8623 | 420490 | 0 | 0 | 0 | 0 | 438848.309 | 2032086.1384 | 0 | 0 | 0 | 0 | 0 | 0 | 0 | 0 | 0 | 0 | 0 | 0 | 0 | 0 | 0 | 0 | -212107.857 | 115725.7193 | 0 | 0 | 0 | 0 | 0 | 0 | 0 | 0 | 0 | 0 | 0 | 0 | 0 | 0 | 0
2016-05-17 14:00 | 0 | 0 | 0 | 0 | 0 | 0 | 579025.9563 | 432111 | 0 | 0 | 0 | 0 | 690846.624 | 1927002.7798 | 0 | 0 | 0 | 0 | 0 | 0 | 0 | 0 | 0 | 0 | 0 | 0 | 0 | 0 | 0 | 0 | 251998.3149 | -105083.3586 | 0 | 0 | 0 | 0 | 0 | 0 | 0 | 0 | 0 | 0 | 0 | 0 | 0 | 0 | 0
2016-05-17 15:00 | 0 | 0 | 0 | 0 | 0 | 0 | 703420.3304 | 439578 | 0 | 0 | 0 | 0 | 838963.2351 | 2042728.4991 | 0 | 0 | 0 | 0 | 0 | 0 | 0 | 0 | 0 | 0 | 0 | 0 | 0 | 0 | 0 | 0 | 148116.6111 | 115725.7193 | 0 | 0 | 0 | 0 | 0 | 0 | 0 | 0 | 0 | 0 | 0 | 0 | 0 | 0 | 0
2016-05-17 16:00 | 0 | 0 | 0 | 0 | 0 | 0 | 746814.2074 | 447591 | 0 | 0 | 0 | 0 | 1090961.55 | 2089953.3916 | 0 | 0 | 0 | 0 | 0 | 0 | 0 | 0 | 0 | 0 | 0 | 0 | 0 | 0 | 0 | 0 | 251998.3149 | 47224.8925 | 0 | 0 | 0 | 0 | 0 | 0 | 0 | 0 | 0 | 0 | 0 | 0 | 0 | 0 | 0
2016-05-17 17:00 | 0 | 0 | 0 | 0 | 0 | 0 | 757271.4519 | 452503 | 0 | 0 | 0 | 0 | 1342959.865 | 2142723.5285 | 0 | 0 | 0 | 0 | 0 | 0 | 0 | 0 | 0 | 0 | 0 | 0 | 0 | 0 | 0 | 0 | 251998.3149 | 52770.1369 | 0 | 0 | 0 | 0 | 0 | 0 | 0 | 0 | 0 | 0 | 0 | 0 | 0 | 0 | 0
2016-05-17 18:00 | 0 | 0 | 0 | 0 | 0 | 0 | 744265.0403 | 455461 | 0 | 0 | 0 | 0 | 1594958.1799 | 2179529.2539 | 0 | 0 | 0 | 0 | 0 | 0 | 0 | 0 | 0 | 0 | 0 | 0 | 0 | 0 | 0 | 0 | 251998.3149 | 36805.7253 | 0 | 0 | 0 | 0 | 0 | 0 | 0 | 0 | 0 | 0 | 0 | 0 | 0 | 0 | 0
2016-05-17 19:00 | 0 | 0 | 0 | 0 | 0 | 0 | 722017.4828 | 458010 | 0 | 0 | 0 | 0 | 1846956.4949 | 2191538.4217 | 0 | 0 | 0 | 0 | 0 | 0 | 0 | 0 | 0 | 0 | 0 | 0 | 0 | 0 | 0 | 0 | 251998.3149 | 12009.1678 | 0 | 0 | 0 | 0 | 0 | 0 | 0 | 0 | 0 | 0 | 0 | 0 | 0 | 0 | 0
2016-05-17 20:00 | 0 | 0 | 0 | 0 | 0 | 0 | 698091.3182 | 458342 | 0 | 0 | 0 | 0 | 2098954.8098 | 2179289.425 | 0 | 0 | 0 | 0 | 0 | 0 | 0 | 0 | 0 | 0 | 0 | 0 | 0 | 0 | 0 | 0 | 251998.3149 | -12248.9967 | 0 | 0 | 0 | 0 | 0 | 0 | 0 | 0 | 0 | 0 | 0 | 0 | 0 | 0 | 0
2016-05-17 21:00 | 0 | 0 | 0 | 0 | 0 | 0 | 655147.9725 | 459922 | 0 | 0 | 0 | 0 | 2350953.1247 | 2122517.0825 | 0 | 0 | 0 | 0 | 0 | 0 | 0 | 0 | 0 | 0 | 0 | 0 | 0 | 0 | 0 | 0 | 251998.3149 | -56772.3424 | 0 | 0 | 0 | 0 | 0 | 0 | 0 | 0 | 0 | 0 | 0 | 0 | 0 | 0 | 0
2016-05-17 22:00 | 0 | 0 | 0 | 0 | 0 | 2229.5166 | 593107.079 | 459064 | 0 | 0 | 0 | 0 | 2602951.4397 | 2006791.3632 | 0 | 0 | 0 | 0 | 0 | 0 | 0 | 0 | 0 | 0 | 0 | 0 | 0 | 0 | 0 | 0 | 251998.3149 | -115725.7193 | 0 | 0 | 0 | 0 | 0 | 0 | 0 | 0 | 0 | 0 | 0 | 0 | 0 | 0 | 0
2016-05-17 23:00 | 0 | 0 | 0 | 0 | 0 | 0 | 503854.825 | 455928 | 0 | 0 | 0 | 0 | 2535152.5454 | 2122517.0825 | 0 | 0 | 0 | 0 | 0 | 0 | 0 | 0 | 0 | 0 | 0 | 0 | 0 | 0 | 0 | 0 | -67798.8943 | 115725.7193 | 0 | 0 | 0 | 0 | 0 | 0 | 0 | 0 | 0 | 0 | 0 | 0 | 0 | 0 | 0
2016-05-18 | 0 | 0 | 0 | 0 | 0 | 0 | 377667.8739 | 456165 | 0 | 0 | 0 | 0 | 2572381.1386 | 2006791.3632 | 0 | 0 | 0 | 0 | 0 | 0 | 0 | 0 | 0 | 0 | 0 | 0 | 0 | 0 | 0 | 0 | 37228.5932 | -115725.7193 | 0 | 0 | 0 | 0 | 0 | 0 | 0 | 0 | 0 | 0 | 0 | 0 | 0 | 0 | 0
2016-05-18 01:00 | 0 | 0 | 0 | 0 | 0 | 280244.1396 | 203740.142 | 453024 | 0 | 0 | 0 | 0 | 2719067.1395 | 1891065.6439 | 0 | 0 | 0 | 0 | 0 | 0 | 0 | 0 | 0 | 0 | 0 | 0 | 0 | 0 | 0 | 0 | 146686.0009 | -115725.7193 | 0 | 0 | 0 | 0 | 0 | 0 | 0 | 0 | 0 | 0 | 0 | 0 | 0 | 0 | 0
2016-05-18 02:00 | 0 | 0 | 0 | 0 | 0 | 345530.1975 | 39561.671 | 434923 | 0 | 0 | 0 | 0 | 2784961.7273 | 1775339.9246 | 0 | 0 | 0 | 0 | 0 | 0 | 0 | 0 | 0 | 0 | 0 | 0 | 0 | 0 | 0 | 0 | 65894.5878 | -115725.7193 | 0 | 0 | 0 | 0 | 0 | 0 | 0 | 0 | 0 | 0 | 0 | 0 | 0 | 0 | 0
2016-05-18 03:00 | 0 | 0 | 0 | 0 | 0 | 393313.8205 | 0 | 408791 | 0 | 0 | 0 | 0 | 2653758.8285 | 1891065.6439 | 0 | 0 | 0 | 0 | 0 | 0 | 0 | 0 | 0 | 0 | 0 | 0 | 0 | 0 | 0 | 0 | -131202.8988 | 115725.7193 | 0 | 0 | 0 | 0 | 0 | 0 | 0 | 0 | 0 | 0 | 0 | 0 | 0 | 0 | 0
2016-05-18 04:00 | 0 | 0 | 0 | 0 | 0 | 17371.9658 | 0 | 385096 | 0 | 0 | 0 | 0 | 2401760.5136 | 1775339.9246 | 0 | 0 | 0 | 0 | 0 | 0 | 0 | 0 | 0 | 0 | 0 | 0 | 0 | 0 | 0 | 0 | -251998.3149 | -115725.7193 | 0 | 0 | 0 | 0 | 0 | 0 | 0 | 0 | 0 | 0 | 0 | 0 | 0 | 0 | 0
2016-05-18 05:00 | 0 | 0 | 0 | 0 | 0 | 0 | 0 | 365147 | 0 | 0 | 0 | 0 | 2152339.2329 | 1659614.2053 | 0 | 0 | 0 | 0 | 0 | 0 | 0 | 0 | 0 | 0 | 0 | 0 | 0 | 0 | 0 | 0 | -249421.2807 | -115725.7193 | 0 | 0 | 0 | 0 | 0 | 0 | 0 | 0 | 0 | 0 | 0 | 0 | 0 | 0 | 0
2016-05-18 06:00 | 0 | 0 | 0 | 0 | 0 | 0 | 0 | 349847 | 0 | 0 | 0 | 0 | 1918217.9522 | 1543888.486 | 0 | 0 | 0 | 0 | 0 | 0 | 0 | 0 | 0 | 0 | 0 | 0 | 0 | 0 | 0 | 0 | -234121.2807 | -115725.7193 | 0 | 0 | 0 | 0 | 0 | 0 | 0 | 0 | 0 | 0 | 0 | 0 | 0 | 0 | 0
2016-05-18 07:00 | 0 | 0 | 0 | 0 | 0 | 392984.6385 | 0 | 340892 | 0 | 0 | 0 | 0 | 1854584.8714 | 1659614.2053 | 0 | 0 | 0 | 0 | 0 | 0 | 0 | 0 | 0 | 0 | 0 | 0 | 0 | 0 | 0 | 0 | -63633.0808 | 115725.7193 | 0 | 0 | 0 | 0 | 0 | 0 | 0 | 0 | 0 | 0 | 0 | 0 | 0 | 0 | 0
2016-05-18 08:00 | 0 | 0 | 0 | 0 | 0 | 0 | 0 | 339155 | 0 | 0 | 0 | 0 | 1602586.5564 | 1572457.5203 | 0 | 0 | 0 | 0 | 0 | 0 | 0 | 0 | 0 | 0 | 0 | 0 | 0 | 0 | 0 | 0 | -251998.3149 | -87156.6851 | 0 | 0 | 0 | 0 | 0 | 0 | 0 | 0 | 0 | 0 | 0 | 0 | 0 | 0 | 0
2016-05-18 09:00 | 0 | 0 | 0 | 0 | 0 | 0 | 0 | 347311 | 0 | 0 | 0 | 0 | 1350588.2415 | 1477144.8352 | 0 | 0 | 0 | 0 | 0 | 0 | 0 | 0 | 0 | 0 | 0 | 0 | 0 | 0 | 0 | 0 | -251998.3149 | -95312.6851 | 0 | 0 | 0 | 0 | 0 | 0 | 0 | 0 | 0 | 0 | 0 | 0 | 0 | 0 | 0
2016-05-18 10:00 | 0 | 0 | 0 | 0 | 0 | 1416.9658 | 0 | 369141 | 0 | 0 | 0 | 0 | 1098589.9265 | 1361419.1159 | 0 | 0 | 0 | 0 | 0 | 0 | 0 | 0 | 0 | 0 | 0 | 0 | 0 | 0 | 0 | 0 | -251998.3149 | -115725.7193 | 0 | 0 | 0 | 0 | 0 | 0 | 0 | 0 | 0 | 0 | 0 | 0 | 0 | 0 | 0
2016-05-18 11:00 | 0 | 0 | 0 | 0 | 0 | 289670.3162 | 0 | 391333 | 0 | 0 | 0 | 0 | 1112652.962 | 1245693.3966 | 0 | 0 | 0 | 0 | 0 | 0 | 0 | 0 | 0 | 0 | 0 | 0 | 0 | 0 | 0 | 0 | 14063.0355 | -115725.7193 | 0 | 0 | 0 | 0 | 0 | 0 | 0 | 0 | 0 | 0 | 0 | 0 | 0 | 0 | 0
2016-05-18 12:00 | 0 | 0 | 0 | 0 | 0 | 0 | 45327.0965 | 404643 | 0 | 0 | 0 | 0 | 860654.647 | 1138375.8081 | 0 | 0 | 0 | 0 | 0 | 0 | 0 | 0 | 0 | 0 | 0 | 0 | 0 | 0 | 0 | 0 | -251998.3149 | -107317.5885 | 0 | 0 | 0 | 0 | 0 | 0 | 0 | 0 | 0 | 0 | 0 | 0 | 0 | 0 | 0
2016-05-18 13:00 | 0 | 0 | 0 | 0 | 0 | 0 | 344838.835 | 414696 | 0 | 0 | 0 | 0 | 906523.2013 | 1022650.0888 | 0 | 0 | 0 | 0 | 0 | 0 | 0 | 0 | 0 | 0 | 0 | 0 | 0 | 0 | 0 | 0 | 45868.5543 | -115725.7193 | 0 | 0 | 0 | 0 | 0 | 0 | 0 | 0 | 0 | 0 | 0 | 0 | 0 | 0 | 0
2016-05-18 14:00 | 0 | 0 | 0 | 0 | 0 | 0 | 584496.6359 | 425309 | 0 | 0 | 0 | 0 | 949985.1179 | 1138375.8081 | 0 | 0 | 0 | 0 | 0 | 0 | 0 | 0 | 0 | 0 | 0 | 0 | 0 | 0 | 0 | 0 | 43461.9166 | 115725.7193 | 0 | 0 | 0 | 0 | 0 | 0 | 0 | 0 | 0 | 0 | 0 | 0 | 0 | 0 | 0
2016-05-18 15:00 | 0 | 0 | 0 | 0 | 0 | 0 | 709815.284 | 433956 | 0 | 0 | 0 | 0 | 1110118.6827 | 1254101.5274 | 0 | 0 | 0 | 0 | 0 | 0 | 0 | 0 | 0 | 0 | 0 | 0 | 0 | 0 | 0 | 0 | 160133.5647 | 115725.7193 | 0 | 0 | 0 | 0 | 0 | 0 | 0 | 0 | 0 | 0 | 0 | 0 | 0 | 0 | 0
2016-05-18 16:00 | 0 | 0 | 0 | 0 | 0 | 0 | 760407.4305 | 441180 | 0 | 0 | 0 | 0 | 1313620.3939 | 1369827.2467 | 0 | 0 | 0 | 0 | 0 | 0 | 0 | 0 | 0 | 0 | 0 | 0 | 0 | 0 | 0 | 0 | 203501.7112 | 115725.7193 | 0 | 0 | 0 | 0 | 0 | 0 | 0 | 0 | 0 | 0 | 0 | 0 | 0 | 0 | 0
2016-05-18 17:00 | 0 | 0 | 0 | 0 | 0 | 0 | 769794.4583 | 447088 | 0 | 0 | 0 | 0 | 1520601.1329 | 1485552.966 | 0 | 0 | 0 | 0 | 0 | 0 | 0 | 0 | 0 | 0 | 0 | 0 | 0 | 0 | 0 | 0 | 206980.739 | 115725.7193 | 0 | 0 | 0 | 0 | 0 | 0 | 0 | 0 | 0 | 0 | 0 | 0 | 0 | 0 | 0
2016-05-18 18:00 | 0 | 0 | 0 | 0 | 0 | 0 | 755509.7631 | 452422 | 0 | 0 | 0 | 0 | 1707963.1767 | 1601278.6853 | 0 | 0 | 0 | 0 | 0 | 0 | 0 | 0 | 0 | 0 | 0 | 0 | 0 | 0 | 0 | 0 | 187362.0438 | 115725.7193 | 0 | 0 | 0 | 0 | 0 | 0 | 0 | 0 | 0 | 0 | 0 | 0 | 0 | 0 | 0
2016-05-18 19:00 | 0 | 0 | 0 | 0 | 0 | 0 | 736967.404 | 455695 | 0 | 0 | 0 | 0 | 1959961.4916 | 1630552.7744 | 0 | 0 | 0 | 0 | 0 | 0 | 0 | 0 | 0 | 0 | 0 | 0 | 0 | 0 | 0 | 0 | 251998.3149 | 29274.0891 | 0 | 0 | 0 | 0 | 0 | 0 | 0 | 0 | 0 | 0 | 0 | 0 | 0 | 0 | 0
2016-05-18 20:00 | 0 | 0 | 0 | 0 | 0 | 0 | 720202.8145 | 458559 | 0 | 0 | 0 | 0 | 2105879.5868 | 1746278.4936 | 0 | 0 | 0 | 0 | 0 | 0 | 0 | 0 | 0 | 0 | 0 | 0 | 0 | 0 | 0 | 0 | 145918.0952 | 115725.7193 | 0 | 0 | 0 | 0 | 0 | 0 | 0 | 0 | 0 | 0 | 0 | 0 | 0 | 0 | 0
2016-05-18 21:00 | 0 | 0 | 0 | 0 | 0 | 0 | 689763.5674 | 460812 | 0 | 0 | 0 | 0 | 2219105.4349 | 1862004.2129 | 0 | 0 | 0 | 0 | 0 | 0 | 0 | 0 | 0 | 0 | 0 | 0 | 0 | 0 | 0 | 0 | 113225.8481 | 115725.7193 | 0 | 0 | 0 | 0 | 0 | 0 | 0 | 0 | 0 | 0 | 0 | 0 | 0 | 0 | 0
2016-05-18 22:00 | 0 | 0 | 0 | 0 | 0 | 0 | 639688.1799 | 458743 | 0 | 0 | 0 | 0 | 2471103.7498 | 1790951.0779 | 0 | 0 | 0 | 0 | 0 | 0 | 0 | 0 | 0 | 0 | 0 | 0 | 0 | 0 | 0 | 0 | 251998.3149 | -71053.135 | 0 | 0 | 0 | 0 | 0 | 0 | 0 | 0 | 0 | 0 | 0 | 0 | 0 | 0 | 0
2016-05-18 23:00 | 0 | 0 | 0 | 0 | 0 | 0 | 550566.3684 | 455111 | 0 | 0 | 0 | 0 | 2682284.8375 | 1675225.3586 | 0 | 0 | 0 | 0 | 0 | 0 | 0 | 0 | 0 | 0 | 0 | 0 | 0 | 0 | 0 | 0 | 211181.0877 | -115725.7193 | 0 | 0 | 0 | 0 | 0 | 0 | 0 | 0 | 0 | 0 | 0 | 0 | 0 | 0 | 0
2016-05-19 | 0 | 0 | 0 | 0 | 0 | 0 | 429763.8139 | 455162 | 0 | 0 | 0 | 0 | 2541160.9321 | 1790951.0779 | 0 | 0 | 0 | 0 | 0 | 0 | 0 | 0 | 0 | 0 | 0 | 0 | 0 | 0 | 0 | 0 | -141123.9054 | 115725.7193 | 0 | 0 | 0 | 0 | 0 | 0 | 0 | 0 | 0 | 0 | 0 | 0 | 0 | 0 | 0
2016-05-19 01:00 | 0 | 0 | 0 | 0 | 0 | 341043.3403 | 248293.0472 | 452069 | 0 | 0 | 0 | 0 | 2562702.6003 | 1906676.7972 | 0 | 0 | 0 | 0 | 0 | 0 | 0 | 0 | 0 | 0 | 0 | 0 | 0 | 0 | 0 | 0 | 21541.6682 | 115725.7193 | 0 | 0 | 0 | 0 | 0 | 0 | 0 | 0 | 0 | 0 | 0 | 0 | 0 | 0 | 0
2016-05-19 02:00 | 0 | 0 | 0 | 0 | 0 | 43823.0228 | 22886.9429 | 434434 | 0 | 0 | 0 | 0 | 2310704.2853 | 1790951.0779 | 0 | 0 | 0 | 0 | 0 | 0 | 0 | 0 | 0 | 0 | 0 | 0 | 0 | 0 | 0 | 0 | -251998.3149 | -115725.7193 | 0 | 0 | 0 | 0 | 0 | 0 | 0 | 0 | 0 | 0 | 0 | 0 | 0 | 0 | 0
2016-05-19 03:00 | 0 | 0 | 0 | 0 | 0 | 271846.4044 | 0 | 408119 | 0 | 0 | 0 | 0 | 2058705.9704 | 1906676.7972 | 0 | 0 | 0 | 0 | 0 | 0 | 0 | 0 | 0 | 0 | 0 | 0 | 0 | 0 | 0 | 0 | -251998.3149 | 115725.7193 | 0 | 0 | 0 | 0 | 0 | 0 | 0 | 0 | 0 | 0 | 0 | 0 | 0 | 0 | 0
2016-05-19 04:00 | 0 | 0 | 0 | 0 | 0 | 15417.9658 | 0 | 383142 | 0 | 0 | 0 | 0 | 1806707.6554 | 1790951.0779 | 0 | 0 | 0 | 0 | 0 | 0 | 0 | 0 | 0 | 0 | 0 | 0 | 0 | 0 | 0 | 0 | -251998.3149 | -115725.7193 | 0 | 0 | 0 | 0 | 0 | 0 | 0 | 0 | 0 | 0 | 0 | 0 | 0 | 0 | 0
2016-05-19 05:00 | 0 | 0 | 0 | 0 | 0 | 0 | 0 | 362941 | 0 | 0 | 0 | 0 | 1559492.3747 | 1675225.3586 | 0 | 0 | 0 | 0 | 0 | 0 | 0 | 0 | 0 | 0 | 0 | 0 | 0 | 0 | 0 | 0 | -247215.2807 | -115725.7193 | 0 | 0 | 0 | 0 | 0 | 0 | 0 | 0 | 0 | 0 | 0 | 0 | 0 | 0 | 0
2016-05-19 06:00 | 0 | 0 | 0 | 0 | 0 | 0 | 0 | 347770 | 0 | 0 | 0 | 0 | 1327448.094 | 1559499.6393 | 0 | 0 | 0 | 0 | 0 | 0 | 0 | 0 | 0 | 0 | 0 | 0 | 0 | 0 | 0 | 0 | -232044.2807 | -115725.7193 | 0 | 0 | 0 | 0 | 0 | 0 | 0 | 0 | 0 | 0 | 0 | 0 | 0 | 0 | 0
2016-05-19 07:00 | 0 | 0 | 0 | 0 | 0 | 0 | 0 | 337967 | 0 | 0 | 0 | 0 | 1105206.8133 | 1443773.92 | 0 | 0 | 0 | 0 | 0 | 0 | 0 | 0 | 0 | 0 | 0 | 0 | 0 | 0 | 0 | 0 | -222241.2807 | -115725.7193 | 0 | 0 | 0 | 0 | 0 | 0 | 0 | 0 | 0 | 0 | 0 | 0 | 0 | 0 | 0
2016-05-19 08:00 | 0 | 0 | 0 | 0 | 0 | 0 | 0 | 336146 | 0 | 0 | 0 | 0 | 884786.5326 | 1328048.2007 | 0 | 0 | 0 | 0 | 0 | 0 | 0 | 0 | 0 | 0 | 0 | 0 | 0 | 0 | 0 | 0 | -220420.2807 | -115725.7193 | 0 | 0 | 0 | 0 | 0 | 0 | 0 | 0 | 0 | 0 | 0 | 0 | 0 | 0 | 0
2016-05-19 09:00 | 0 | 0 | 0 | 0 | 0 | 0 | 0 | 345081 | 0 | 0 | 0 | 0 | 655431.2519 | 1212322.4814 | 0 | 0 | 0 | 0 | 0 | 0 | 0 | 0 | 0 | 0 | 0 | 0 | 0 | 0 | 0 | 0 | -229355.2807 | -115725.7193 | 0 | 0 | 0 | 0 | 0 | 0 | 0 | 0 | 0 | 0 | 0 | 0 | 0 | 0 | 0
2016-05-19 10:00 | 0 | 0 | 0 | 0 | 0 | 0 | 0 | 367118 | 0 | 0 | 0 | 0 | 404038.9712 | 1096596.7621 | 0 | 0 | 0 | 0 | 0 | 0 | 0 | 0 | 0 | 0 | 0 | 0 | 0 | 0 | 0 | 0 | -251392.2807 | -115725.7193 | 0 | 0 | 0 | 0 | 0 | 0 | 0 | 0 | 0 | 0 | 0 | 0 | 0 | 0 | 0
2016-05-19 11:00 | 0 | 0 | 0 | 0 | 0 | 352924.063 | 0 | 389239 | 0 | 0 | 0 | 0 | 251998.3149 | 1212322.4814 | 0 | 0 | 0 | 0 | 0 | 0 | 0 | 0 | 0 | 0 | 0 | 0 | 0 | 0 | 0 | 0 | -152040.6563 | 115725.7193 | 0 | 0 | 0 | 0 | 0 | 0 | 0 | 0 | 0 | 0 | 0 | 0 | 0 | 0 | 0
2016-05-19 12:00 | 0 | 0 | 0 | 0 | 0 | 0 | 64397.3849 | 403543 | 0 | 0 | 0 | 0 | 0 | 1125175.1813 | 0 | 0 | 0 | 0 | 0 | 0 | 0 | 0 | 0 | 0 | 0 | 0 | 0 | 0 | 0 | 0 | -251998.3149 | -87147.3001 | 0 | 0 | 0 | 0 | 0 | 0 | 0 | 0 | 0 | 0 | 0 | 0 | 0 | 0 | 0
2016-05-19 13:00 | 0 | 0 | 0 | 0 | 0 | 0 | 426176.9361 | 415692 | 0 | 0 | 0 | 0 | 0 | 1135660.1174 | 0 | 0 | 0 | 0 | 0 | 0 | 0 | 0 | 0 | 0 | 0 | 0 | 0 | 0 | 0 | 0 | 0 | 10484.9361 | 0 | 0 | 0 | 0 | 0 | 0 | 0 | 0 | 0 | 0 | 0 | 0 | 0 | 0 | 0
2016-05-19 14:00 | 0 | 0 | 0 | 0 | 0 | 0 | 647315.4941 | 427306 | 0 | 0 | 0 | 0 | 154515.1868 | 1201154.4246 | 0 | 0 | 0 | 0 | 0 | 0 | 0 | 0 | 0 | 0 | 0 | 0 | 0 | 0 | 0 | 0 | 154515.1868 | 65494.3073 | 0 | 0 | 0 | 0 | 0 | 0 | 0 | 0 | 0 | 0 | 0 | 0 | 0 | 0 | 0
2016-05-19 15:00 | 0 | 0 | 0 | 0 | 0 | 0 | 772970.7602 | 436602 | 0 | 0 | 0 | 0 | 406513.5017 | 1285524.8699 | 0 | 0 | 0 | 0 | 0 | 0 | 0 | 0 | 0 | 0 | 0 | 0 | 0 | 0 | 0 | 0 | 251998.3149 | 84370.4452 | 0 | 0 | 0 | 0 | 0 | 0 | 0 | 0 | 0 | 0 | 0 | 0 | 0 | 0 | 0
2016-05-19 16:00 | 0 | 0 | 0 | 0 | 0 | 0 | 811389.0342 | 443665 | 0 | 0 | 0 | 0 | 658511.8167 | 1401250.5892 | 0 | 0 | 0 | 0 | 0 | 0 | 0 | 0 | 0 | 0 | 0 | 0 | 0 | 0 | 0 | 0 | 251998.3149 | 115725.7193 | 0 | 0 | 0 | 0 | 0 | 0 | 0 | 0 | 0 | 0 | 0 | 0 | 0 | 0 | 0
2016-05-19 17:00 | 0 | 0 | 0 | 0 | 0 | 0 | 817103.0342 | 449379 | 0 | 0 | 0 | 0 | 910510.1316 | 1516976.3085 | 0 | 0 | 0 | 0 | 0 | 0 | 0 | 0 | 0 | 0 | 0 | 0 | 0 | 0 | 0 | 0 | 251998.3149 | 115725.7193 | 0 | 0 | 0 | 0 | 0 | 0 | 0 | 0 | 0 | 0 | 0 | 0 | 0 | 0 | 0
2016-05-19 18:00 | 0 | 0 | 0 | 0 | 0 | 0 | 820969.0342 | 453245 | 0 | 0 | 0 | 0 | 1162508.4466 | 1632702.0278 | 0 | 0 | 0 | 0 | 0 | 0 | 0 | 0 | 0 | 0 | 0 | 0 | 0 | 0 | 0 | 0 | 251998.3149 | 115725.7193 | 0 | 0 | 0 | 0 | 0 | 0 | 0 | 0 | 0 | 0 | 0 | 0 | 0 | 0 | 0
2016-05-19 19:00 | 0 | 0 | 0 | 0 | 0 | 0 | 823071.0342 | 455347 | 0 | 0 | 0 | 0 | 1414506.7615 | 1748427.7471 | 0 | 0 | 0 | 0 | 0 | 0 | 0 | 0 | 0 | 0 | 0 | 0 | 0 | 0 | 0 | 0 | 251998.3149 | 115725.7193 | 0 | 0 | 0 | 0 | 0 | 0 | 0 | 0 | 0 | 0 | 0 | 0 | 0 | 0 | 0
2016-05-19 20:00 | 0 | 0 | 0 | 0 | 0 | 0 | 823044.9939 | 456705 | 0 | 0 | 0 | 0 | 1666505.0764 | 1862769.4261 | 0 | 0 | 0 | 0 | 0 | 0 | 0 | 0 | 0 | 0 | 0 | 0 | 0 | 0 | 0 | 0 | 251998.3149 | 114341.679 | 0 | 0 | 0 | 0 | 0 | 0 | 0 | 0 | 0 | 0 | 0 | 0 | 0 | 0 | 0
2016-05-19 21:00 | 0 | 0 | 0 | 0 | 0 | 0 | 811515.6602 | 457769 | 0 | 0 | 0 | 0 | 1918503.3914 | 1964517.7713 | 0 | 0 | 0 | 0 | 0 | 0 | 0 | 0 | 0 | 0 | 0 | 0 | 0 | 0 | 0 | 0 | 251998.3149 | 101748.3453 | 0 | 0 | 0 | 0 | 0 | 0 | 0 | 0 | 0 | 0 | 0 | 0 | 0 | 0 | 0
2016-05-19 22:00 | 0 | 0 | 0 | 0 | 0 | 43247.385 | 779220.6493 | 454744 | 0 | 0 | 0 | 0 | 2170501.7063 | 2080243.4906 | 0 | 0 | 0 | 0 | 0 | 0 | 0 | 0 | 0 | 0 | 0 | 0 | 0 | 0 | 0 | 0 | 251998.3149 | 115725.7193 | 0 | 0 | 0 | 0 | 0 | 0 | 0 | 0 | 0 | 0 | 0 | 0 | 0 | 0 | 0
2016-05-19 23:00 | 0 | 0 | 0 | 0 | 0 | 0 | 698189.9965 | 450085 | 0 | 0 | 0 | 0 | 2422500.0213 | 2076350.1722 | 0 | 0 | 0 | 0 | 0 | 0 | 0 | 0 | 0 | 0 | 0 | 0 | 0 | 0 | 0 | 0 | 251998.3149 | -3893.3185 | 0 | 0 | 0 | 0 | 0 | 0 | 0 | 0 | 0 | 0 | 0 | 0 | 0 | 0 | 0
2016-05-20 | 0 | 0 | 0 | 0 | 0 | 0 | 548794.7646 | 449796 | 0 | 0 | 0 | 0 | 2637224.5052 | 1960624.4529 | 0 | 0 | 0 | 0 | 0 | 0 | 0 | 0 | 0 | 0 | 0 | 0 | 0 | 0 | 0 | 0 | 214724.4839 | -115725.7193 | 0 | 0 | 0 | 0 | 0 | 0 | 0 | 0 | 0 | 0 | 0 | 0 | 0 | 0 | 0
2016-05-20 01:00 | 0 | 0 | 0 | 0 | 0 | 0 | 257927.0829 | 447542 | 0 | 0 | 0 | 0 | 2563335.3074 | 1844898.7336 | 0 | 0 | 0 | 0 | 0 | 0 | 0 | 0 | 0 | 0 | 0 | 0 | 0 | 0 | 0 | 0 | -73889.1978 | -115725.7193 | 0 | 0 | 0 | 0 | 0 | 0 | 0 | 0 | 0 | 0 | 0 | 0 | 0 | 0 | 0
2016-05-20 02:00 | 0 | 0 | 0 | 0 | 0 | 49979.2093 | 12380.7565 | 430084 | 0 | 0 | 0 | 0 | 2311336.9924 | 1729173.0143 | 0 | 0 | 0 | 0 | 0 | 0 | 0 | 0 | 0 | 0 | 0 | 0 | 0 | 0 | 0 | 0 | -251998.3149 | -115725.7193 | 0 | 0 | 0 | 0 | 0 | 0 | 0 | 0 | 0 | 0 | 0 | 0 | 0 | 0 | 0
2016-05-20 03:00 | 0 | 0 | 0 | 0 | 0 | 35638.9658 | 0 | 403363 | 0 | 0 | 0 | 0 | 2059338.6775 | 1613447.295 | 0 | 0 | 0 | 0 | 0 | 0 | 0 | 0 | 0 | 0 | 0 | 0 | 0 | 0 | 0 | 0 | -251998.3149 | -115725.7193 | 0 | 0 | 0 | 0 | 0 | 0 | 0 | 0 | 0 | 0 | 0 | 0 | 0 | 0 | 0
2016-05-20 04:00 | 0 | 0 | 0 | 0 | 0 | 10383.9658 | 0 | 378108 | 0 | 0 | 0 | 0 | 1807340.3626 | 1497721.5757 | 0 | 0 | 0 | 0 | 0 | 0 | 0 | 0 | 0 | 0 | 0 | 0 | 0 | 0 | 0 | 0 | -251998.3149 | -115725.7193 | 0 | 0 | 0 | 0 | 0 | 0 | 0 | 0 | 0 | 0 | 0 | 0 | 0 | 0 | 0
2016-05-20 05:00 | 0 | 0 | 0 | 0 | 0 | 0 | 0 | 359636 | 0 | 0 | 0 | 0 | 1563430.0819 | 1381995.8564 | 0 | 0 | 0 | 0 | 0 | 0 | 0 | 0 | 0 | 0 | 0 | 0 | 0 | 0 | 0 | 0 | -243910.2807 | -115725.7193 | 0 | 0 | 0 | 0 | 0 | 0 | 0 | 0 | 0 | 0 | 0 | 0 | 0 | 0 | 0
2016-05-20 06:00 | 0 | 0 | 0 | 0 | 0 | 0 | 0 | 344888 | 0 | 0 | 0 | 0 | 1334267.8011 | 1266270.1371 | 0 | 0 | 0 | 0 | 0 | 0 | 0 | 0 | 0 | 0 | 0 | 0 | 0 | 0 | 0 | 0 | -229162.2807 | -115725.7193 | 0 | 0 | 0 | 0 | 0 | 0 | 0 | 0 | 0 | 0 | 0 | 0 | 0 | 0 | 0
2016-05-20 07:00 | 0 | 0 | 0 | 0 | 0 | 0 | 0 | 335003 | 0 | 0 | 0 | 0 | 1114990.5204 | 1150544.4178 | 0 | 0 | 0 | 0 | 0 | 0 | 0 | 0 | 0 | 0 | 0 | 0 | 0 | 0 | 0 | 0 | -219277.2807 | -115725.7193 | 0 | 0 | 0 | 0 | 0 | 0 | 0 | 0 | 0 | 0 | 0 | 0 | 0 | 0 | 0
2016-05-20 08:00 | 0 | 0 | 0 | 0 | 0 | 0 | 0 | 332872 | 0 | 0 | 0 | 0 | 897844.2397 | 1034818.6985 | 0 | 0 | 0 | 0 | 0 | 0 | 0 | 0 | 0 | 0 | 0 | 0 | 0 | 0 | 0 | 0 | -217146.2807 | -115725.7193 | 0 | 0 | 0 | 0 | 0 | 0 | 0 | 0 | 0 | 0 | 0 | 0 | 0 | 0 | 0
2016-05-20 09:00 | 0 | 0 | 0 | 0 | 0 | 0 | 0 | 341353 | 0 | 0 | 0 | 0 | 672216.959 | 919092.9792 | 0 | 0 | 0 | 0 | 0 | 0 | 0 | 0 | 0 | 0 | 0 | 0 | 0 | 0 | 0 | 0 | -225627.2807 | -115725.7193 | 0 | 0 | 0 | 0 | 0 | 0 | 0 | 0 | 0 | 0 | 0 | 0 | 0 | 0 | 0
2016-05-20 10:00 | 0 | 0 | 0 | 0 | 0 | 0 | 0 | 361869 | 0 | 0 | 0 | 0 | 426073.6783 | 803367.2599 | 0 | 0 | 0 | 0 | 0 | 0 | 0 | 0 | 0 | 0 | 0 | 0 | 0 | 0 | 0 | 0 | -246143.2807 | -115725.7193 | 0 | 0 | 0 | 0 | 0 | 0 | 0 | 0 | 0 | 0 | 0 | 0 | 0 | 0 | 0
2016-05-20 11:00 | 0 | 0 | 0 | 0 | 0 | 325293.3559 | 0 | 383643 | 0 | 0 | 0 | 0 | 251998.3149 | 919092.9792 | 0 | 0 | 0 | 0 | 0 | 0 | 0 | 0 | 0 | 0 | 0 | 0 | 0 | 0 | 0 | 0 | -174075.3634 | 115725.7193 | 0 | 0 | 0 | 0 | 0 | 0 | 0 | 0 | 0 | 0 | 0 | 0 | 0 | 0 | 0
2016-05-20 12:00 | 0 | 0 | 0 | 0 | 0 | 0 | 90978.1171 | 399492 | 0 | 0 | 0 | 0 | 0 | 862577.4112 | 0 | 0 | 0 | 0 | 0 | 0 | 0 | 0 | 0 | 0 | 0 | 0 | 0 | 0 | 0 | 0 | -251998.3149 | -56515.568 | 0 | 0 | 0 | 0 | 0 | 0 | 0 | 0 | 0 | 0 | 0 | 0 | 0 | 0 | 0
2016-05-20 13:00 | 0 | 0 | 0 | 0 | 0 | 91176.6095 | 438203.1098 | 413654 | 0 | 0 | 0 | 0 | 0 | 978303.1305 | 0 | 0 | 0 | 0 | 0 | 0 | 0 | 0 | 0 | 0 | 0 | 0 | 0 | 0 | 0 | 0 | 0 | 115725.7193 | 0 | 0 | 0 | 0 | 0 | 0 | 0 | 0 | 0 | 0 | 0 | 0 | 0 | 0 | 0
2016-05-20 14:00 | 0 | 0 | 0 | 0 | 0 | 0 | 664146.9369 | 426738 | 0 | 0 | 0 | 0 | 121683.2176 | 1094028.8498 | 0 | 0 | 0 | 0 | 0 | 0 | 0 | 0 | 0 | 0 | 0 | 0 | 0 | 0 | 0 | 0 | 121683.2176 | 115725.7193 | 0 | 0 | 0 | 0 | 0 | 0 | 0 | 0 | 0 | 0 | 0 | 0 | 0 | 0 | 0
2016-05-20 15:00 | 0 | 0 | 0 | 0 | 0 | 0 | 797962.0635 | 435829 | 0 | 0 | 0 | 0 | 368090.5618 | 1209754.5691 | 0 | 0 | 0 | 0 | 0 | 0 | 0 | 0 | 0 | 0 | 0 | 0 | 0 | 0 | 0 | 0 | 246407.3442 | 115725.7193 | 0 | 0 | 0 | 0 | 0 | 0 | 0 | 0 | 0 | 0 | 0 | 0 | 0 | 0 | 0
2016-05-20 16:00 | 0 | 0 | 0 | 0 | 0 | 0 | 809529.0342 | 441805 | 0 | 0 | 0 | 0 | 620088.8767 | 1325480.2884 | 0 | 0 | 0 | 0 | 0 | 0 | 0 | 0 | 0 | 0 | 0 | 0 | 0 | 0 | 0 | 0 | 251998.3149 | 115725.7193 | 0 | 0 | 0 | 0 | 0 | 0 | 0 | 0 | 0 | 0 | 0 | 0 | 0 | 0 | 0
2016-05-20 17:00 | 0 | 0 | 0 | 0 | 0 | 0 | 813797.0342 | 446073 | 0 | 0 | 0 | 0 | 872087.1917 | 1441206.0077 | 0 | 0 | 0 | 0 | 0 | 0 | 0 | 0 | 0 | 0 | 0 | 0 | 0 | 0 | 0 | 0 | 251998.3149 | 115725.7193 | 0 | 0 | 0 | 0 | 0 | 0 | 0 | 0 | 0 | 0 | 0 | 0 | 0 | 0 | 0
2016-05-20 18:00 | 0 | 0 | 0 | 0 | 0 | 0 | 817082.0342 | 449358 | 0 | 0 | 0 | 0 | 1124085.5066 | 1556931.727 | 0 | 0 | 0 | 0 | 0 | 0 | 0 | 0 | 0 | 0 | 0 | 0 | 0 | 0 | 0 | 0 | 251998.3149 | 115725.7193 | 0 | 0 | 0 | 0 | 0 | 0 | 0 | 0 | 0 | 0 | 0 | 0 | 0 | 0 | 0
2016-05-20 19:00 | 0 | 0 | 0 | 0 | 0 | 0 | 819450.0342 | 451726 | 0 | 0 | 0 | 0 | 1376083.8216 | 1672657.4463 | 0 | 0 | 0 | 0 | 0 | 0 | 0 | 0 | 0 | 0 | 0 | 0 | 0 | 0 | 0 | 0 | 251998.3149 | 115725.7193 | 0 | 0 | 0 | 0 | 0 | 0 | 0 | 0 | 0 | 0 | 0 | 0 | 0 | 0 | 0
2016-05-20 20:00 | 0 | 0 | 0 | 0 | 0 | 0 | 821757.0342 | 454033 | 0 | 0 | 0 | 0 | 1628082.1365 | 1788383.1656 | 0 | 0 | 0 | 0 | 0 | 0 | 0 | 0 | 0 | 0 | 0 | 0 | 0 | 0 | 0 | 0 | 251998.3149 | 115725.7193 | 0 | 0 | 0 | 0 | 0 | 0 | 0 | 0 | 0 | 0 | 0 | 0 | 0 | 0 | 0
2016-05-20 21:00 | 0 | 0 | 0 | 0 | 0 | 0 | 822123.0342 | 454399 | 0 | 0 | 0 | 0 | 1880080.4515 | 1904108.8849 | 0 | 0 | 0 | 0 | 0 | 0 | 0 | 0 | 0 | 0 | 0 | 0 | 0 | 0 | 0 | 0 | 251998.3149 | 115725.7193 | 0 | 0 | 0 | 0 | 0 | 0 | 0 | 0 | 0 | 0 | 0 | 0 | 0 | 0 | 0
2016-05-20 22:00 | 0 | 0 | 0 | 0 | 0 | 0 | 801534.6053 | 449646 | 0 | 0 | 0 | 0 | 2116243.3375 | 2019834.6042 | 0 | 0 | 0 | 0 | 0 | 0 | 0 | 0 | 0 | 0 | 0 | 0 | 0 | 0 | 0 | 0 | 236162.886 | 115725.7193 | 0 | 0 | 0 | 0 | 0 | 0 | 0 | 0 | 0 | 0 | 0 | 0 | 0 | 0 | 0
2016-05-20 23:00 | 0 | 0 | 0 | 0 | 0 | 0 | 696183.7119 | 441625 | 0 | 0 | 0 | 0 | 2255076.33 | 2135560.3235 | 0 | 0 | 0 | 0 | 0 | 0 | 0 | 0 | 0 | 0 | 0 | 0 | 0 | 0 | 0 | 0 | 138832.9926 | 115725.7193 | 0 | 0 | 0 | 0 | 0 | 0 | 0 | 0 | 0 | 0 | 0 | 0 | 0 | 0 | 0
2016-05-21 | 0 | 0 | 0 | 0 | 0 | 0 | 561487.1326 | 438654 | 0 | 0 | 0 | 0 | 2493635.1819 | 2019834.6042 | 0 | 0 | 0 | 0 | 0 | 0 | 0 | 0 | 0 | 0 | 0 | 0 | 0 | 0 | 0 | 0 | 238558.8519 | -115725.7193 | 0 | 0 | 0 | 0 | 0 | 0 | 0 | 0 | 0 | 0 | 0 | 0 | 0 | 0 | 0
2016-05-21 01:00 | 0 | 0 | 0 | 0 | 0 | 0 | 246390.8332 | 433474 | 0 | 0 | 0 | 0 | 2241636.867 | 2084749.7523 | 0 | 0 | 0 | 0 | 0 | 0 | 0 | 0 | 0 | 0 | 0 | 0 | 0 | 0 | 0 | 0 | -251998.3149 | 64915.1482 | 0 | 0 | 0 | 0 | 0 | 0 | 0 | 0 | 0 | 0 | 0 | 0 | 0 | 0 | 0
2016-05-21 02:00 | 0 | 0 | 0 | 0 | 0 | 617542.2587 | 25827.6503 | 415012 | 0 | 0 | 0 | 0 | 2354269.0566 | 2200475.4716 | 0 | 0 | 0 | 0 | 0 | 0 | 0 | 0 | 0 | 0 | 0 | 0 | 0 | 0 | 0 | 0 | 112632.1897 | 115725.7193 | 0 | 0 | 0 | 0 | 0 | 0 | 0 | 0 | 0 | 0 | 0 | 0 | 0 | 0 | 0
2016-05-21 03:00 | 0 | 0 | 0 | 0 | 0 | 28805.9658 | 0 | 396530 | 0 | 0 | 0 | 0 | 2102270.7417 | 2084749.7523 | 0 | 0 | 0 | 0 | 0 | 0 | 0 | 0 | 0 | 0 | 0 | 0 | 0 | 0 | 0 | 0 | -251998.3149 | -115725.7193 | 0 | 0 | 0 | 0 | 0 | 0 | 0 | 0 | 0 | 0 | 0 | 0 | 0 | 0 | 0
2016-05-21 04:00 | 0 | 0 | 0 | 0 | 0 | 238257.4044 | 0 | 374530 | 0 | 0 | 0 | 0 | 1850272.4267 | 2200475.4716 | 0 | 0 | 0 | 0 | 0 | 0 | 0 | 0 | 0 | 0 | 0 | 0 | 0 | 0 | 0 | 0 | -251998.3149 | 115725.7193 | 0 | 0 | 0 | 0 | 0 | 0 | 0 | 0 | 0 | 0 | 0 | 0 | 0 | 0 | 0
2016-05-21 05:00 | 0 | 0 | 0 | 0 | 0 | 0 | 0 | 355822 | 0 | 0 | 0 | 0 | 1610176.146 | 2084749.7523 | 0 | 0 | 0 | 0 | 0 | 0 | 0 | 0 | 0 | 0 | 0 | 0 | 0 | 0 | 0 | 0 | -240096.2807 | -115725.7193 | 0 | 0 | 0 | 0 | 0 | 0 | 0 | 0 | 0 | 0 | 0 | 0 | 0 | 0 | 0
2016-05-21 06:00 | 0 | 0 | 0 | 0 | 0 | 0 | 0 | 340289 | 0 | 0 | 0 | 0 | 1385612.8653 | 1969024.033 | 0 | 0 | 0 | 0 | 0 | 0 | 0 | 0 | 0 | 0 | 0 | 0 | 0 | 0 | 0 | 0 | -224563.2807 | -115725.7193 | 0 | 0 | 0 | 0 | 0 | 0 | 0 | 0 | 0 | 0 | 0 | 0 | 0 | 0 | 0
2016-05-21 07:00 | 0 | 0 | 0 | 0 | 0 | 0 | 0 | 330939 | 0 | 0 | 0 | 0 | 1170399.5846 | 1853298.3138 | 0 | 0 | 0 | 0 | 0 | 0 | 0 | 0 | 0 | 0 | 0 | 0 | 0 | 0 | 0 | 0 | -215213.2807 | -115725.7193 | 0 | 0 | 0 | 0 | 0 | 0 | 0 | 0 | 0 | 0 | 0 | 0 | 0 | 0 | 0
2016-05-21 08:00 | 0 | 0 | 0 | 0 | 0 | 0 | 0 | 326053 | 0 | 0 | 0 | 0 | 960072.3039 | 1737572.5945 | 0 | 0 | 0 | 0 | 0 | 0 | 0 | 0 | 0 | 0 | 0 | 0 | 0 | 0 | 0 | 0 | -210327.2807 | -115725.7193 | 0 | 0 | 0 | 0 | 0 | 0 | 0 | 0 | 0 | 0 | 0 | 0 | 0 | 0 | 0
2016-05-21 09:00 | 0 | 0 | 0 | 0 | 0 | 0 | 0 | 325912 | 0 | 0 | 0 | 0 | 708073.989 | 1663658.9094 | 0 | 0 | 0 | 0 | 0 | 0 | 0 | 0 | 0 | 0 | 0 | 0 | 0 | 0 | 0 | 0 | -251998.3149 | -73913.6851 | 0 | 0 | 0 | 0 | 0 | 0 | 0 | 0 | 0 | 0 | 0 | 0 | 0 | 0 | 0
2016-05-21 10:00 | 0 | 0 | 0 | 0 | 0 | 0 | 0 | 330394 | 0 | 0 | 0 | 0 | 456075.674 | 1585263.2243 | 0 | 0 | 0 | 0 | 0 | 0 | 0 | 0 | 0 | 0 | 0 | 0 | 0 | 0 | 0 | 0 | -251998.3149 | -78395.6851 | 0 | 0 | 0 | 0 | 0 | 0 | 0 | 0 | 0 | 0 | 0 | 0 | 0 | 0 | 0
2016-05-21 11:00 | 0 | 0 | 0 | 0 | 0 | 0 | 0 | 338051 | 0 | 0 | 0 | 0 | 204077.3591 | 1499210.5393 | 0 | 0 | 0 | 0 | 0 | 0 | 0 | 0 | 0 | 0 | 0 | 0 | 0 | 0 | 0 | 0 | -251998.3149 | -86052.6851 | 0 | 0 | 0 | 0 | 0 | 0 | 0 | 0 | 0 | 0 | 0 | 0 | 0 | 0 | 0
2016-05-21 12:00 | 0 | 0 | 0 | 0 | 0 | 0 | 87590.3343 | 355555 | 0 | 0 | 0 | 0 | 40603.5338 | 1394719.6988 | 0 | 0 | 0 | 0 | 0 | 0 | 0 | 0 | 0 | 0 | 0 | 0 | 0 | 0 | 0 | 0 | -163473.8252 | -104490.8405 | 0 | 0 | 0 | 0 | 0 | 0 | 0 | 0 | 0 | 0 | 0 | 0 | 0 | 0 | 0
2016-05-21 13:00 | 0 | 0 | 0 | 0 | 0 | 0 | 450413.1854 | 375291 | 0 | 0 | 0 | 0 | 0 | 1510445.4181 | 0 | 0 | 0 | 0 | 0 | 0 | 0 | 0 | 0 | 0 | 0 | 0 | 0 | 0 | 0 | 0 | -40603.5338 | 115725.7193 | 0 | 0 | 0 | 0 | 0 | 0 | 0 | 0 | 0 | 0 | 0 | 0 | 0 | 0 | 0
2016-05-21 14:00 | 0 | 0 | 0 | 0 | 0 | 0 | 701035.3683 | 393987 | 0 | 0 | 0 | 0 | 251998.3149 | 1565495.4714 | 0 | 0 | 0 | 0 | 0 | 0 | 0 | 0 | 0 | 0 | 0 | 0 | 0 | 0 | 0 | 0 | 251998.3149 | 55050.0533 | 0 | 0 | 0 | 0 | 0 | 0 | 0 | 0 | 0 | 0 | 0 | 0 | 0 | 0 | 0
2016-05-21 15:00 | 0 | 0 | 0 | 0 | 0 | 0 | 776233.0342 | 408509 | 0 | 0 | 0 | 0 | 503996.6299 | 1681221.1907 | 0 | 0 | 0 | 0 | 0 | 0 | 0 | 0 | 0 | 0 | 0 | 0 | 0 | 0 | 0 | 0 | 251998.3149 | 115725.7193 | 0 | 0 | 0 | 0 | 0 | 0 | 0 | 0 | 0 | 0 | 0 | 0 | 0 | 0 | 0
2016-05-21 16:00 | 0 | 0 | 0 | 0 | 0 | 0 | 785846.0342 | 418122 | 0 | 0 | 0 | 0 | 755994.9448 | 1796946.91 | 0 | 0 | 0 | 0 | 0 | 0 | 0 | 0 | 0 | 0 | 0 | 0 | 0 | 0 | 0 | 0 | 251998.3149 | 115725.7193 | 0 | 0 | 0 | 0 | 0 | 0 | 0 | 0 | 0 | 0 | 0 | 0 | 0 | 0 | 0
2016-05-21 17:00 | 0 | 0 | 0 | 0 | 0 | 0 | 792243.0342 | 424519 | 0 | 0 | 0 | 0 | 1007993.2598 | 1912672.6293 | 0 | 0 | 0 | 0 | 0 | 0 | 0 | 0 | 0 | 0 | 0 | 0 | 0 | 0 | 0 | 0 | 251998.3149 | 115725.7193 | 0 | 0 | 0 | 0 | 0 | 0 | 0 | 0 | 0 | 0 | 0 | 0 | 0 | 0 | 0
2016-05-21 18:00 | 0 | 0 | 0 | 0 | 0 | 0 | 797296.0342 | 429572 | 0 | 0 | 0 | 0 | 1259991.5747 | 2028398.3486 | 0 | 0 | 0 | 0 | 0 | 0 | 0 | 0 | 0 | 0 | 0 | 0 | 0 | 0 | 0 | 0 | 251998.3149 | 115725.7193 | 0 | 0 | 0 | 0 | 0 | 0 | 0 | 0 | 0 | 0 | 0 | 0 | 0 | 0 | 0
2016-05-21 19:00 | 0 | 0 | 0 | 0 | 0 | 0 | 801142.0342 | 433418 | 0 | 0 | 0 | 0 | 1511989.8897 | 2144124.0679 | 0 | 0 | 0 | 0 | 0 | 0 | 0 | 0 | 0 | 0 | 0 | 0 | 0 | 0 | 0 | 0 | 251998.3149 | 115725.7193 | 0 | 0 | 0 | 0 | 0 | 0 | 0 | 0 | 0 | 0 | 0 | 0 | 0 | 0 | 0
2016-05-21 20:00 | 0 | 0 | 0 | 0 | 0 | 0 | 804701.0342 | 436977 | 0 | 0 | 0 | 0 | 1763988.2046 | 2259849.7872 | 0 | 0 | 0 | 0 | 0 | 0 | 0 | 0 | 0 | 0 | 0 | 0 | 0 | 0 | 0 | 0 | 251998.3149 | 115725.7193 | 0 | 0 | 0 | 0 | 0 | 0 | 0 | 0 | 0 | 0 | 0 | 0 | 0 | 0 | 0
2016-05-21 21:00 | 0 | 0 | 0 | 0 | 0 | 0 | 807273.0342 | 439549 | 0 | 0 | 0 | 0 | 2015986.5196 | 2375575.5065 | 0 | 0 | 0 | 0 | 0 | 0 | 0 | 0 | 0 | 0 | 0 | 0 | 0 | 0 | 0 | 0 | 251998.3149 | 115725.7193 | 0 | 0 | 0 | 0 | 0 | 0 | 0 | 0 | 0 | 0 | 0 | 0 | 0 | 0 | 0
2016-05-21 22:00 | 0 | 0 | 0 | 0 | 0 | 0 | 804586.0342 | 436862 | 0 | 0 | 0 | 0 | 2267984.8345 | 2491301.2258 | 0 | 0 | 0 | 0 | 0 | 0 | 0 | 0 | 0 | 0 | 0 | 0 | 0 | 0 | 0 | 0 | 251998.3149 | 115725.7193 | 0 | 0 | 0 | 0 | 0 | 0 | 0 | 0 | 0 | 0 | 0 | 0 | 0 | 0 | 0
2016-05-21 23:00 | 0 | 0 | 0 | 0 | 0 | 0 | 716236.9721 | 431572 | 0 | 0 | 0 | 0 | 2519983.1494 | 2523967.8829 | 0 | 0 | 0 | 0 | 0 | 0 | 0 | 0 | 0 | 0 | 0 | 0 | 0 | 0 | 0 | 0 | 251998.3149 | 32666.6571 | 0 | 0 | 0 | 0 | 0 | 0 | 0 | 0 | 0 | 0 | 0 | 0 | 0 | 0 | 0
2016-05-22 | 0 | 0 | 0 | 0 | 0 | 0 | 534012.0494 | 426922 | 0 | 0 | 0 | 0 | 2742798.9182 | 2408242.1636 | 0 | 0 | 0 | 0 | 0 | 0 | 0 | 0 | 0 | 0 | 0 | 0 | 0 | 0 | 0 | 0 | 222815.7687 | -115725.7193 | 0 | 0 | 0 | 0 | 0 | 0 | 0 | 0 | 0 | 0 | 0 | 0 | 0 | 0 | 0
2016-05-22 01:00 | 0 | 0 | 0 | 0 | 0 | 0 | 245720.7702 | 422713 | 0 | 0 | 0 | 0 | 2681532.4077 | 2292516.4443 | 0 | 0 | 0 | 0 | 0 | 0 | 0 | 0 | 0 | 0 | 0 | 0 | 0 | 0 | 0 | 0 | -61266.5105 | -115725.7193 | 0 | 0 | 0 | 0 | 0 | 0 | 0 | 0 | 0 | 0 | 0 | 0 | 0 | 0 | 0
2016-05-22 02:00 | 0 | 0 | 0 | 0 | 0 | 24482.7076 | 18479.2582 | 410686 | 0 | 0 | 0 | 0 | 2429534.0928 | 2176790.725 | 0 | 0 | 0 | 0 | 0 | 0 | 0 | 0 | 0 | 0 | 0 | 0 | 0 | 0 | 0 | 0 | -251998.3149 | -115725.7193 | 0 | 0 | 0 | 0 | 0 | 0 | 0 | 0 | 0 | 0 | 0 | 0 | 0 | 0 | 0
2016-05-22 03:00 | 0 | 0 | 0 | 0 | 0 | 255579.4044 | 0 | 391852 | 0 | 0 | 0 | 0 | 2177535.7778 | 2292516.4443 | 0 | 0 | 0 | 0 | 0 | 0 | 0 | 0 | 0 | 0 | 0 | 0 | 0 | 0 | 0 | 0 | -251998.3149 | 115725.7193 | 0 | 0 | 0 | 0 | 0 | 0 | 0 | 0 | 0 | 0 | 0 | 0 | 0 | 0 | 0
2016-05-22 04:00 | 0 | 0 | 0 | 0 | 0 | 3950.9658 | 0 | 371675 | 0 | 0 | 0 | 0 | 1925537.4629 | 2176790.725 | 0 | 0 | 0 | 0 | 0 | 0 | 0 | 0 | 0 | 0 | 0 | 0 | 0 | 0 | 0 | 0 | -251998.3149 | -115725.7193 | 0 | 0 | 0 | 0 | 0 | 0 | 0 | 0 | 0 | 0 | 0 | 0 | 0 | 0 | 0
2016-05-22 05:00 | 0 | 0 | 0 | 0 | 0 | 0 | 0 | 352334 | 0 | 0 | 0 | 0 | 1688929.1822 | 2061065.0057 | 0 | 0 | 0 | 0 | 0 | 0 | 0 | 0 | 0 | 0 | 0 | 0 | 0 | 0 | 0 | 0 | -236608.2807 | -115725.7193 | 0 | 0 | 0 | 0 | 0 | 0 | 0 | 0 | 0 | 0 | 0 | 0 | 0 | 0 | 0
2016-05-22 06:00 | 0 | 0 | 0 | 0 | 0 | 0 | 0 | 337141 | 0 | 0 | 0 | 0 | 1436930.8672 | 1975922.3207 | 0 | 0 | 0 | 0 | 0 | 0 | 0 | 0 | 0 | 0 | 0 | 0 | 0 | 0 | 0 | 0 | -251998.3149 | -85142.6851 | 0 | 0 | 0 | 0 | 0 | 0 | 0 | 0 | 0 | 0 | 0 | 0 | 0 | 0 | 0
2016-05-22 07:00 | 0 | 0 | 0 | 0 | 0 | 0 | 0 | 326650 | 0 | 0 | 0 | 0 | 1184932.5523 | 1901270.6356 | 0 | 0 | 0 | 0 | 0 | 0 | 0 | 0 | 0 | 0 | 0 | 0 | 0 | 0 | 0 | 0 | -251998.3149 | -74651.6851 | 0 | 0 | 0 | 0 | 0 | 0 | 0 | 0 | 0 | 0 | 0 | 0 | 0 | 0 | 0
2016-05-22 08:00 | 0 | 0 | 0 | 0 | 0 | 0 | 0 | 321017 | 0 | 0 | 0 | 0 | 932934.2373 | 1832251.9506 | 0 | 0 | 0 | 0 | 0 | 0 | 0 | 0 | 0 | 0 | 0 | 0 | 0 | 0 | 0 | 0 | -251998.3149 | -69018.6851 | 0 | 0 | 0 | 0 | 0 | 0 | 0 | 0 | 0 | 0 | 0 | 0 | 0 | 0 | 0
2016-05-22 09:00 | 0 | 0 | 0 | 0 | 0 | 0 | 0 | 319360 | 0 | 0 | 0 | 0 | 680935.9224 | 1764890.2655 | 0 | 0 | 0 | 0 | 0 | 0 | 0 | 0 | 0 | 0 | 0 | 0 | 0 | 0 | 0 | 0 | -251998.3149 | -67361.6851 | 0 | 0 | 0 | 0 | 0 | 0 | 0 | 0 | 0 | 0 | 0 | 0 | 0 | 0 | 0
2016-05-22 10:00 | 0 | 0 | 0 | 0 | 0 | 0 | 0 | 319221 | 0 | 0 | 0 | 0 | 428937.6075 | 1697667.5804 | 0 | 0 | 0 | 0 | 0 | 0 | 0 | 0 | 0 | 0 | 0 | 0 | 0 | 0 | 0 | 0 | -251998.3149 | -67222.6851 | 0 | 0 | 0 | 0 | 0 | 0 | 0 | 0 | 0 | 0 | 0 | 0 | 0 | 0 | 0
2016-05-22 11:00 | 0 | 0 | 0 | 0 | 0 | 0 | 0 | 324076 | 0 | 0 | 0 | 0 | 176939.2925 | 1625589.8954 | 0 | 0 | 0 | 0 | 0 | 0 | 0 | 0 | 0 | 0 | 0 | 0 | 0 | 0 | 0 | 0 | -251998.3149 | -72077.6851 | 0 | 0 | 0 | 0 | 0 | 0 | 0 | 0 | 0 | 0 | 0 | 0 | 0 | 0 | 0
2016-05-22 12:00 | 0 | 0 | 0 | 0 | 0 | 0 | 85826.731 | 340092 | 0 | 0 | 0 | 0 | 0 | 1548263.9189 | 0 | 0 | 0 | 0 | 0 | 0 | 0 | 0 | 0 | 0 | 0 | 0 | 0 | 0 | 0 | 0 | -176939.2925 | -77325.9765 | 0 | 0 | 0 | 0 | 0 | 0 | 0 | 0 | 0 | 0 | 0 | 0 | 0 | 0 | 0
2016-05-22 13:00 | 0 | 0 | 0 | 0 | 0 | 0 | 470053.2155 | 358790 | 0 | 0 | 0 | 0 | 0 | 1659527.1344 | 0 | 0 | 0 | 0 | 0 | 0 | 0 | 0 | 0 | 0 | 0 | 0 | 0 | 0 | 0 | 0 | 0 | 111263.2155 | 0 | 0 | 0 | 0 | 0 | 0 | 0 | 0 | 0 | 0 | 0 | 0 | 0 | 0 | 0
2016-05-22 14:00 | 0 | 0 | 0 | 0 | 0 | 0 | 707164.7938 | 375530 | 0 | 0 | 0 | 0 | 251998.3149 | 1739163.6132 | 0 | 0 | 0 | 0 | 0 | 0 | 0 | 0 | 0 | 0 | 0 | 0 | 0 | 0 | 0 | 0 | 251998.3149 | 79636.4788 | 0 | 0 | 0 | 0 | 0 | 0 | 0 | 0 | 0 | 0 | 0 | 0 | 0 | 0 | 0
2016-05-22 15:00 | 0 | 0 | 0 | 0 | 0 | 0 | 756764.0342 | 389040 | 0 | 0 | 0 | 0 | 503996.6299 | 1854889.3325 | 0 | 0 | 0 | 0 | 0 | 0 | 0 | 0 | 0 | 0 | 0 | 0 | 0 | 0 | 0 | 0 | 251998.3149 | 115725.7193 | 0 | 0 | 0 | 0 | 0 | 0 | 0 | 0 | 0 | 0 | 0 | 0 | 0 | 0 | 0
2016-05-22 16:00 | 0 | 0 | 0 | 0 | 0 | 0 | 768830.0342 | 401106 | 0 | 0 | 0 | 0 | 755994.9448 | 1970615.0518 | 0 | 0 | 0 | 0 | 0 | 0 | 0 | 0 | 0 | 0 | 0 | 0 | 0 | 0 | 0 | 0 | 251998.3149 | 115725.7193 | 0 | 0 | 0 | 0 | 0 | 0 | 0 | 0 | 0 | 0 | 0 | 0 | 0 | 0 | 0
2016-05-22 17:00 | 0 | 0 | 0 | 0 | 0 | 0 | 778374.0342 | 410650 | 0 | 0 | 0 | 0 | 1007993.2598 | 2086340.7711 | 0 | 0 | 0 | 0 | 0 | 0 | 0 | 0 | 0 | 0 | 0 | 0 | 0 | 0 | 0 | 0 | 251998.3149 | 115725.7193 | 0 | 0 | 0 | 0 | 0 | 0 | 0 | 0 | 0 | 0 | 0 | 0 | 0 | 0 | 0
2016-05-22 18:00 | 0 | 0 | 0 | 0 | 0 | 0 | 786734.0342 | 419010 | 0 | 0 | 0 | 0 | 1259991.5747 | 2202066.4904 | 0 | 0 | 0 | 0 | 0 | 0 | 0 | 0 | 0 | 0 | 0 | 0 | 0 | 0 | 0 | 0 | 251998.3149 | 115725.7193 | 0 | 0 | 0 | 0 | 0 | 0 | 0 | 0 | 0 | 0 | 0 | 0 | 0 | 0 | 0
2016-05-22 19:00 | 0 | 0 | 0 | 0 | 0 | 0 | 793921.0342 | 426197 | 0 | 0 | 0 | 0 | 1511989.8897 | 2317792.2097 | 0 | 0 | 0 | 0 | 0 | 0 | 0 | 0 | 0 | 0 | 0 | 0 | 0 | 0 | 0 | 0 | 251998.3149 | 115725.7193 | 0 | 0 | 0 | 0 | 0 | 0 | 0 | 0 | 0 | 0 | 0 | 0 | 0 | 0 | 0
2016-05-22 20:00 | 0 | 0 | 0 | 0 | 0 | 0 | 802073.0342 | 434349 | 0 | 0 | 0 | 0 | 1763988.2046 | 2433517.929 | 0 | 0 | 0 | 0 | 0 | 0 | 0 | 0 | 0 | 0 | 0 | 0 | 0 | 0 | 0 | 0 | 251998.3149 | 115725.7193 | 0 | 0 | 0 | 0 | 0 | 0 | 0 | 0 | 0 | 0 | 0 | 0 | 0 | 0 | 0
2016-05-22 21:00 | 0 | 0 | 0 | 0 | 0 | 0 | 808683.0342 | 440959 | 0 | 0 | 0 | 0 | 2015986.5196 | 2549243.6483 | 0 | 0 | 0 | 0 | 0 | 0 | 0 | 0 | 0 | 0 | 0 | 0 | 0 | 0 | 0 | 0 | 251998.3149 | 115725.7193 | 0 | 0 | 0 | 0 | 0 | 0 | 0 | 0 | 0 | 0 | 0 | 0 | 0 | 0 | 0
2016-05-22 22:00 | 0 | 0 | 0 | 0 | 0 | 0 | 811623.0342 | 443899 | 0 | 0 | 0 | 0 | 2267984.8345 | 2664969.3676 | 0 | 0 | 0 | 0 | 0 | 0 | 0 | 0 | 0 | 0 | 0 | 0 | 0 | 0 | 0 | 0 | 251998.3149 | 115725.7193 | 0 | 0 | 0 | 0 | 0 | 0 | 0 | 0 | 0 | 0 | 0 | 0 | 0 | 0 | 0
2016-05-22 23:00 | 0 | 0 | 0 | 0 | 0 | 0 | 753015.8765 | 442256 | 0 | 0 | 0 | 0 | 2478876.8174 | 2764837.2612 | 0 | 0 | 0 | 0 | 0 | 0 | 0 | 0 | 0 | 0 | 0 | 0 | 0 | 0 | 0 | 0 | 210891.9829 | 99867.8936 | 0 | 0 | 0 | 0 | 0 | 0 | 0 | 0 | 0 | 0 | 0 | 0 | 0 | 0 | 0
2016-05-23 | 0 | 0 | 0 | 0 | 0 | 0 | 597287.0513 | 440455 | 0 | 0 | 0 | 0 | 2519983.1494 | 2880562.9805 | 0 | 0 | 0 | 0 | 0 | 0 | 0 | 0 | 0 | 0 | 0 | 0 | 0 | 0 | 0 | 0 | 41106.332 | 115725.7193 | 0 | 0 | 0 | 0 | 0 | 0 | 0 | 0 | 0 | 0 | 0 | 0 | 0 | 0 | 0
2016-05-23 01:00 | 0 | 0 | 0 | 0 | 0 | 0 | 288522.0399 | 437320 | 0 | 0 | 0 | 0 | 2267984.8345 | 2983763.3353 | 0 | 0 | 0 | 0 | 0 | 0 | 0 | 0 | 0 | 0 | 0 | 0 | 0 | 0 | 0 | 0 | -251998.3149 | 103200.3549 | 0 | 0 | 0 | 0 | 0 | 0 | 0 | 0 | 0 | 0 | 0 | 0 | 0 | 0 | 0
2016-05-23 02:00 | 0 | 0 | 0 | 0 | 0 | 761853.9207 | 27478.1136 | 421608 | 0 | 0 | 0 | 0 | 2519983.1494 | 3099489.0546 | 0 | 0 | 0 | 0 | 0 | 0 | 0 | 0 | 0 | 0 | 0 | 0 | 0 | 0 | 0 | 0 | 251998.3149 | 115725.7193 | 0 | 0 | 0 | 0 | 0 | 0 | 0 | 0 | 0 | 0 | 0 | 0 | 0 | 0 | 0
2016-05-23 03:00 | 0 | 0 | 0 | 0 | 0 | 29474.9658 | 0 | 397199 | 0 | 0 | 0 | 0 | 2267984.8345 | 2983763.3353 | 0 | 0 | 0 | 0 | 0 | 0 | 0 | 0 | 0 | 0 | 0 | 0 | 0 | 0 | 0 | 0 | -251998.3149 | -115725.7193 | 0 | 0 | 0 | 0 | 0 | 0 | 0 | 0 | 0 | 0 | 0 | 0 | 0 | 0 | 0
2016-05-23 04:00 | 0 | 0 | 0 | 0 | 0 | 5113.9658 | 0 | 372838 | 0 | 0 | 0 | 0 | 2015986.5196 | 2868037.6161 | 0 | 0 | 0 | 0 | 0 | 0 | 0 | 0 | 0 | 0 | 0 | 0 | 0 | 0 | 0 | 0 | -251998.3149 | -115725.7193 | 0 | 0 | 0 | 0 | 0 | 0 | 0 | 0 | 0 | 0 | 0 | 0 | 0 | 0 | 0
2016-05-23 05:00 | 0 | 0 | 0 | 0 | 0 | 0 | 0 | 352582 | 0 | 0 | 0 | 0 | 1763988.2046 | 2767453.931 | 0 | 0 | 0 | 0 | 0 | 0 | 0 | 0 | 0 | 0 | 0 | 0 | 0 | 0 | 0 | 0 | -251998.3149 | -100583.6851 | 0 | 0 | 0 | 0 | 0 | 0 | 0 | 0 | 0 | 0 | 0 | 0 | 0 | 0 | 0
2016-05-23 06:00 | 0 | 0 | 0 | 0 | 0 | 0 | 0 | 337779 | 0 | 0 | 0 | 0 | 1511989.8897 | 2681673.2459 | 0 | 0 | 0 | 0 | 0 | 0 | 0 | 0 | 0 | 0 | 0 | 0 | 0 | 0 | 0 | 0 | -251998.3149 | -85780.6851 | 0 | 0 | 0 | 0 | 0 | 0 | 0 | 0 | 0 | 0 | 0 | 0 | 0 | 0 | 0
2016-05-23 07:00 | 0 | 0 | 0 | 0 | 0 | 0 | 0 | 329066 | 0 | 0 | 0 | 0 | 1259991.5747 | 2604605.5609 | 0 | 0 | 0 | 0 | 0 | 0 | 0 | 0 | 0 | 0 | 0 | 0 | 0 | 0 | 0 | 0 | -251998.3149 | -77067.6851 | 0 | 0 | 0 | 0 | 0 | 0 | 0 | 0 | 0 | 0 | 0 | 0 | 0 | 0 | 0
2016-05-23 08:00 | 0 | 0 | 0 | 0 | 0 | 0 | 0 | 326685 | 0 | 0 | 0 | 0 | 1007993.2598 | 2529918.8758 | 0 | 0 | 0 | 0 | 0 | 0 | 0 | 0 | 0 | 0 | 0 | 0 | 0 | 0 | 0 | 0 | -251998.3149 | -74686.6851 | 0 | 0 | 0 | 0 | 0 | 0 | 0 | 0 | 0 | 0 | 0 | 0 | 0 | 0 | 0
2016-05-23 09:00 | 0 | 0 | 0 | 0 | 0 | 0 | 0 | 336393 | 0 | 0 | 0 | 0 | 755994.9448 | 2445524.1908 | 0 | 0 | 0 | 0 | 0 | 0 | 0 | 0 | 0 | 0 | 0 | 0 | 0 | 0 | 0 | 0 | -251998.3149 | -84394.6851 | 0 | 0 | 0 | 0 | 0 | 0 | 0 | 0 | 0 | 0 | 0 | 0 | 0 | 0 | 0
2016-05-23 10:00 | 0 | 0 | 0 | 0 | 0 | 0 | 0 | 358134 | 0 | 0 | 0 | 0 | 503996.6299 | 2339388.5057 | 0 | 0 | 0 | 0 | 0 | 0 | 0 | 0 | 0 | 0 | 0 | 0 | 0 | 0 | 0 | 0 | -251998.3149 | -106135.6851 | 0 | 0 | 0 | 0 | 0 | 0 | 0 | 0 | 0 | 0 | 0 | 0 | 0 | 0 | 0
2016-05-23 11:00 | 0 | 0 | 0 | 0 | 0 | 13735.9658 | 0 | 381460 | 0 | 0 | 0 | 0 | 251998.3149 | 2223662.7864 | 0 | 0 | 0 | 0 | 0 | 0 | 0 | 0 | 0 | 0 | 0 | 0 | 0 | 0 | 0 | 0 | -251998.3149 | -115725.7193 | 0 | 0 | 0 | 0 | 0 | 0 | 0 | 0 | 0 | 0 | 0 | 0 | 0 | 0 | 0
2016-05-23 12:00 | 0 | 0 | 0 | 0 | 0 | 0 | 97437.6218 | 399759 | 0 | 0 | 0 | 0 | 0 | 2173339.7232 | 0 | 0 | 0 | 0 | 0 | 0 | 0 | 0 | 0 | 0 | 0 | 0 | 0 | 0 | 0 | 0 | -251998.3149 | -50323.0633 | 0 | 0 | 0 | 0 | 0 | 0 | 0 | 0 | 0 | 0 | 0 | 0 | 0 | 0 | 0
2016-05-23 13:00 | 0 | 0 | 0 | 0 | 0 | 0 | 484664.7238 | 416209 | 0 | 0 | 0 | 0 | 0 | 2241795.4469 | 0 | 0 | 0 | 0 | 0 | 0 | 0 | 0 | 0 | 0 | 0 | 0 | 0 | 0 | 0 | 0 | 0 | 68455.7238 | 0 | 0 | 0 | 0 | 0 | 0 | 0 | 0 | 0 | 0 | 0 | 0 | 0 | 0 | 0
2016-05-23 14:00 | 0 | 0 | 0 | 0 | 0 | 0 | 715423.1858 | 432114 | 0 | 0 | 0 | 0 | 251998.3149 | 2273106.3178 | 0 | 0 | 0 | 0 | 0 | 0 | 0 | 0 | 0 | 0 | 0 | 0 | 0 | 0 | 0 | 0 | 251998.3149 | 31310.8709 | 0 | 0 | 0 | 0 | 0 | 0 | 0 | 0 | 0 | 0 | 0 | 0 | 0 | 0 | 0
2016-05-23 15:00 | 0 | 0 | 0 | 0 | 0 | 0 | 813730.0342 | 446006 | 0 | 0 | 0 | 0 | 503996.6299 | 2388832.0371 | 0 | 0 | 0 | 0 | 0 | 0 | 0 | 0 | 0 | 0 | 0 | 0 | 0 | 0 | 0 | 0 | 251998.3149 | 115725.7193 | 0 | 0 | 0 | 0 | 0 | 0 | 0 | 0 | 0 | 0 | 0 | 0 | 0 | 0 | 0
2016-05-23 16:00 | 0 | 0 | 0 | 0 | 0 | 0 | 825402.0342 | 457678 | 0 | 0 | 0 | 0 | 755994.9448 | 2504557.7564 | 0 | 0 | 0 | 0 | 0 | 0 | 0 | 0 | 0 | 0 | 0 | 0 | 0 | 0 | 0 | 0 | 251998.3149 | 115725.7193 | 0 | 0 | 0 | 0 | 0 | 0 | 0 | 0 | 0 | 0 | 0 | 0 | 0 | 0 | 0
2016-05-23 17:00 | 0 | 0 | 0 | 0 | 0 | 0 | 836730.0342 | 469006 | 0 | 0 | 0 | 0 | 1007993.2598 | 2620283.4757 | 0 | 0 | 0 | 0 | 0 | 0 | 0 | 0 | 0 | 0 | 0 | 0 | 0 | 0 | 0 | 0 | 251998.3149 | 115725.7193 | 0 | 0 | 0 | 0 | 0 | 0 | 0 | 0 | 0 | 0 | 0 | 0 | 0 | 0 | 0
2016-05-23 18:00 | 0 | 0 | 0 | 0 | 0 | 0 | 846072.0342 | 478348 | 0 | 0 | 0 | 0 | 1259991.5747 | 2736009.195 | 0 | 0 | 0 | 0 | 0 | 0 | 0 | 0 | 0 | 0 | 0 | 0 | 0 | 0 | 0 | 0 | 251998.3149 | 115725.7193 | 0 | 0 | 0 | 0 | 0 | 0 | 0 | 0 | 0 | 0 | 0 | 0 | 0 | 0 | 0
2016-05-23 19:00 | 0 | 0 | 0 | 0 | 0 | 0 | 853813.0342 | 486089 | 0 | 0 | 0 | 0 | 1511989.8897 | 2851734.9143 | 0 | 0 | 0 | 0 | 0 | 0 | 0 | 0 | 0 | 0 | 0 | 0 | 0 | 0 | 0 | 0 | 251998.3149 | 115725.7193 | 0 | 0 | 0 | 0 | 0 | 0 | 0 | 0 | 0 | 0 | 0 | 0 | 0 | 0 | 0
2016-05-23 20:00 | 0 | 0 | 0 | 0 | 0 | 0 | 858596.0342 | 490872 | 0 | 0 | 0 | 0 | 1763988.2046 | 2967460.6336 | 0 | 0 | 0 | 0 | 0 | 0 | 0 | 0 | 0 | 0 | 0 | 0 | 0 | 0 | 0 | 0 | 251998.3149 | 115725.7193 | 0 | 0 | 0 | 0 | 0 | 0 | 0 | 0 | 0 | 0 | 0 | 0 | 0 | 0 | 0
2016-05-23 21:00 | 0 | 0 | 0 | 0 | 0 | 0 | 860834.0342 | 493110 | 0 | 0 | 0 | 0 | 2015986.5196 | 3083186.3529 | 0 | 0 | 0 | 0 | 0 | 0 | 0 | 0 | 0 | 0 | 0 | 0 | 0 | 0 | 0 | 0 | 251998.3149 | 115725.7193 | 0 | 0 | 0 | 0 | 0 | 0 | 0 | 0 | 0 | 0 | 0 | 0 | 0 | 0 | 0
2016-05-23 22:00 | 0 | 0 | 0 | 0 | 0 | 0 | 836326.3027 | 490741 | 0 | 0 | 0 | 0 | 2267984.8345 | 3176773.3406 | 0 | 0 | 0 | 0 | 0 | 0 | 0 | 0 | 0 | 0 | 0 | 0 | 0 | 0 | 0 | 0 | 251998.3149 | 93586.9878 | 0 | 0 | 0 | 0 | 0 | 0 | 0 | 0 | 0 | 0 | 0 | 0 | 0 | 0 | 0
2016-05-23 23:00 | 0 | 0 | 0 | 0 | 0 | 108971.5908 | 742826.4435 | 484074 | 0 | 0 | 0 | 0 | 2519983.1494 | 3292499.0599 | 0 | 0 | 0 | 0 | 0 | 0 | 0 | 0 | 0 | 0 | 0 | 0 | 0 | 0 | 0 | 0 | 251998.3149 | 115725.7193 | 0 | 0 | 0 | 0 | 0 | 0 | 0 | 0 | 0 | 0 | 0 | 0 | 0 | 0 | 0
2016-05-24 | 0 | 0 | 0 | 0 | 0 | 0 | 571550.6625 | 477807 | 0 | 0 | 0 | 0 | 2729452.5312 | 3176773.3406 | 0 | 0 | 0 | 0 | 0 | 0 | 0 | 0 | 0 | 0 | 0 | 0 | 0 | 0 | 0 | 0 | 209469.3818 | -115725.7193 | 0 | 0 | 0 | 0 | 0 | 0 | 0 | 0 | 0 | 0 | 0 | 0 | 0 | 0 | 0
2016-05-24 01:00 | 0 | 0 | 0 | 0 | 0 | 0 | 250883.8066 | 471053 | 0 | 0 | 0 | 0 | 2625009.0571 | 3061047.6213 | 0 | 0 | 0 | 0 | 0 | 0 | 0 | 0 | 0 | 0 | 0 | 0 | 0 | 0 | 0 | 0 | -104443.4742 | -115725.7193 | 0 | 0 | 0 | 0 | 0 | 0 | 0 | 0 | 0 | 0 | 0 | 0 | 0 | 0 | 0
2016-05-24 02:00 | 0 | 0 | 0 | 0 | 0 | 63706.2121 | 17477.7537 | 448908 | 0 | 0 | 0 | 0 | 2373010.7421 | 2945321.902 | 0 | 0 | 0 | 0 | 0 | 0 | 0 | 0 | 0 | 0 | 0 | 0 | 0 | 0 | 0 | 0 | -251998.3149 | -115725.7193 | 0 | 0 | 0 | 0 | 0 | 0 | 0 | 0 | 0 | 0 | 0 | 0 | 0 | 0 | 0
2016-05-24 03:00 | 0 | 0 | 0 | 0 | 0 | 52386.9658 | 0 | 420111 | 0 | 0 | 0 | 0 | 2121012.4272 | 2829596.1828 | 0 | 0 | 0 | 0 | 0 | 0 | 0 | 0 | 0 | 0 | 0 | 0 | 0 | 0 | 0 | 0 | -251998.3149 | -115725.7193 | 0 | 0 | 0 | 0 | 0 | 0 | 0 | 0 | 0 | 0 | 0 | 0 | 0 | 0 | 0
2016-05-24 04:00 | 0 | 0 | 0 | 0 | 0 | 24509.9658 | 0 | 392234 | 0 | 0 | 0 | 0 | 1869014.1123 | 2713870.4635 | 0 | 0 | 0 | 0 | 0 | 0 | 0 | 0 | 0 | 0 | 0 | 0 | 0 | 0 | 0 | 0 | -251998.3149 | -115725.7193 | 0 | 0 | 0 | 0 | 0 | 0 | 0 | 0 | 0 | 0 | 0 | 0 | 0 | 0 | 0
2016-05-24 05:00 | 0 | 0 | 0 | 0 | 0 | 2617.9658 | 0 | 370342 | 0 | 0 | 0 | 0 | 1617015.7973 | 2598144.7442 | 0 | 0 | 0 | 0 | 0 | 0 | 0 | 0 | 0 | 0 | 0 | 0 | 0 | 0 | 0 | 0 | -251998.3149 | -115725.7193 | 0 | 0 | 0 | 0 | 0 | 0 | 0 | 0 | 0 | 0 | 0 | 0 | 0 | 0 | 0
2016-05-24 06:00 | 0 | 0 | 0 | 0 | 0 | 0 | 0 | 354097 | 0 | 0 | 0 | 0 | 1365017.4824 | 2496046.0591 | 0 | 0 | 0 | 0 | 0 | 0 | 0 | 0 | 0 | 0 | 0 | 0 | 0 | 0 | 0 | 0 | -251998.3149 | -102098.6851 | 0 | 0 | 0 | 0 | 0 | 0 | 0 | 0 | 0 | 0 | 0 | 0 | 0 | 0 | 0
2016-05-24 07:00 | 0 | 0 | 0 | 0 | 0 | 0 | 0 | 344011 | 0 | 0 | 0 | 0 | 1113019.1674 | 2404033.374 | 0 | 0 | 0 | 0 | 0 | 0 | 0 | 0 | 0 | 0 | 0 | 0 | 0 | 0 | 0 | 0 | -251998.3149 | -92012.6851 | 0 | 0 | 0 | 0 | 0 | 0 | 0 | 0 | 0 | 0 | 0 | 0 | 0 | 0 | 0
2016-05-24 08:00 | 0 | 0 | 0 | 0 | 0 | 205034.4044 | 0 | 341307 | 0 | 0 | 0 | 0 | 861020.8525 | 2519759.0933 | 0 | 0 | 0 | 0 | 0 | 0 | 0 | 0 | 0 | 0 | 0 | 0 | 0 | 0 | 0 | 0 | -251998.3149 | 115725.7193 | 0 | 0 | 0 | 0 | 0 | 0 | 0 | 0 | 0 | 0 | 0 | 0 | 0 | 0 | 0
2016-05-24 09:00 | 0 | 0 | 0 | 0 | 0 | 0 | 0 | 348338 | 0 | 0 | 0 | 0 | 609022.5375 | 2423419.4083 | 0 | 0 | 0 | 0 | 0 | 0 | 0 | 0 | 0 | 0 | 0 | 0 | 0 | 0 | 0 | 0 | -251998.3149 | -96339.6851 | 0 | 0 | 0 | 0 | 0 | 0 | 0 | 0 | 0 | 0 | 0 | 0 | 0 | 0 | 0
2016-05-24 10:00 | 0 | 0 | 0 | 0 | 0 | 0 | 0 | 366672 | 0 | 0 | 0 | 0 | 357024.2226 | 2308745.7232 | 0 | 0 | 0 | 0 | 0 | 0 | 0 | 0 | 0 | 0 | 0 | 0 | 0 | 0 | 0 | 0 | -251998.3149 | -114673.6851 | 0 | 0 | 0 | 0 | 0 | 0 | 0 | 0 | 0 | 0 | 0 | 0 | 0 | 0 | 0
2016-05-24 11:00 | 0 | 0 | 0 | 0 | 0 | 339832.3648 | 0 | 389826 | 0 | 0 | 0 | 0 | 191304.8681 | 2424471.4425 | 0 | 0 | 0 | 0 | 0 | 0 | 0 | 0 | 0 | 0 | 0 | 0 | 0 | 0 | 0 | 0 | -165719.3545 | 115725.7193 | 0 | 0 | 0 | 0 | 0 | 0 | 0 | 0 | 0 | 0 | 0 | 0 | 0 | 0 | 0
2016-05-24 12:00 | 0 | 0 | 0 | 0 | 0 | 0 | 107263.3587 | 408663 | 0 | 0 | 0 | 0 | 5630.9462 | 2308745.7232 | 0 | 0 | 0 | 0 | 0 | 0 | 0 | 0 | 0 | 0 | 0 | 0 | 0 | 0 | 0 | 0 | -185673.922 | -115725.7193 | 0 | 0 | 0 | 0 | 0 | 0 | 0 | 0 | 0 | 0 | 0 | 0 | 0 | 0 | 0
2016-05-24 13:00 | 0 | 0 | 0 | 0 | 0 | 75002.3863 | 462026.3868 | 426934 | 0 | 0 | 0 | 0 | 0 | 2424471.4425 | 0 | 0 | 0 | 0 | 0 | 0 | 0 | 0 | 0 | 0 | 0 | 0 | 0 | 0 | 0 | 0 | -5630.9462 | 115725.7193 | 0 | 0 | 0 | 0 | 0 | 0 | 0 | 0 | 0 | 0 | 0 | 0 | 0 | 0 | 0
2016-05-24 14:00 | 0 | 0 | 0 | 0 | 0 | 0 | 667994.445 | 445433 | 0 | 0 | 0 | 0 | 251998.3149 | 2395034.5726 | 0 | 0 | 0 | 0 | 0 | 0 | 0 | 0 | 0 | 0 | 0 | 0 | 0 | 0 | 0 | 0 | 251998.3149 | -29436.8699 | 0 | 0 | 0 | 0 | 0 | 0 | 0 | 0 | 0 | 0 | 0 | 0 | 0 | 0 | 0
2016-05-24 15:00 | 0 | 0 | 0 | 0 | 0 | 0 | 803489.148 | 462381 | 0 | 0 | 0 | 0 | 503996.6299 | 2484144.4057 | 0 | 0 | 0 | 0 | 0 | 0 | 0 | 0 | 0 | 0 | 0 | 0 | 0 | 0 | 0 | 0 | 251998.3149 | 89109.833 | 0 | 0 | 0 | 0 | 0 | 0 | 0 | 0 | 0 | 0 | 0 | 0 | 0 | 0 | 0
2016-05-24 16:00 | 0 | 0 | 0 | 0 | 0 | 0 | 844124.0342 | 476400 | 0 | 0 | 0 | 0 | 755994.9448 | 2599870.1249 | 0 | 0 | 0 | 0 | 0 | 0 | 0 | 0 | 0 | 0 | 0 | 0 | 0 | 0 | 0 | 0 | 251998.3149 | 115725.7193 | 0 | 0 | 0 | 0 | 0 | 0 | 0 | 0 | 0 | 0 | 0 | 0 | 0 | 0 | 0
2016-05-24 17:00 | 0 | 0 | 0 | 0 | 0 | 0 | 856994.0342 | 489270 | 0 | 0 | 0 | 0 | 1007993.2598 | 2715595.8442 | 0 | 0 | 0 | 0 | 0 | 0 | 0 | 0 | 0 | 0 | 0 | 0 | 0 | 0 | 0 | 0 | 251998.3149 | 115725.7193 | 0 | 0 | 0 | 0 | 0 | 0 | 0 | 0 | 0 | 0 | 0 | 0 | 0 | 0 | 0
2016-05-24 18:00 | 0 | 0 | 0 | 0 | 0 | 0 | 855973.6878 | 500907 | 0 | 0 | 0 | 0 | 1259991.5747 | 2818664.2171 | 0 | 0 | 0 | 0 | 0 | 0 | 0 | 0 | 0 | 0 | 0 | 0 | 0 | 0 | 0 | 0 | 251998.3149 | 103068.3728 | 0 | 0 | 0 | 0 | 0 | 0 | 0 | 0 | 0 | 0 | 0 | 0 | 0 | 0 | 0
2016-05-24 19:00 | 0 | 0 | 0 | 0 | 0 | 0 | 843256.064 | 509782 | 0 | 0 | 0 | 0 | 1511989.8897 | 2900139.9661 | 0 | 0 | 0 | 0 | 0 | 0 | 0 | 0 | 0 | 0 | 0 | 0 | 0 | 0 | 0 | 0 | 251998.3149 | 81475.749 | 0 | 0 | 0 | 0 | 0 | 0 | 0 | 0 | 0 | 0 | 0 | 0 | 0 | 0 | 0
2016-05-24 20:00 | 0 | 0 | 0 | 0 | 0 | 0 | 833741.511 | 516707 | 0 | 0 | 0 | 0 | 1763988.2046 | 2965176.1621 | 0 | 0 | 0 | 0 | 0 | 0 | 0 | 0 | 0 | 0 | 0 | 0 | 0 | 0 | 0 | 0 | 251998.3149 | 65036.196 | 0 | 0 | 0 | 0 | 0 | 0 | 0 | 0 | 0 | 0 | 0 | 0 | 0 | 0 | 0
2016-05-24 21:00 | 0 | 0 | 0 | 0 | 0 | 0 | 813373.0304 | 520133 | 0 | 0 | 0 | 0 | 2015986.5196 | 3006417.8776 | 0 | 0 | 0 | 0 | 0 | 0 | 0 | 0 | 0 | 0 | 0 | 0 | 0 | 0 | 0 | 0 | 251998.3149 | 41241.7155 | 0 | 0 | 0 | 0 | 0 | 0 | 0 | 0 | 0 | 0 | 0 | 0 | 0 | 0 | 0
2016-05-24 22:00 | 0 | 0 | 0 | 0 | 0 | 7258.0418 | 766370.8644 | 518155 | 0 | 0 | 0 | 0 | 2267984.8345 | 3009893.4689 | 0 | 0 | 0 | 0 | 0 | 0 | 0 | 0 | 0 | 0 | 0 | 0 | 0 | 0 | 0 | 0 | 251998.3149 | 3475.5913 | 0 | 0 | 0 | 0 | 0 | 0 | 0 | 0 | 0 | 0 | 0 | 0 | 0 | 0 | 0
2016-05-24 23:00 | 0 | 0 | 0 | 0 | 0 | 0 | 663483.3602 | 509918 | 0 | 0 | 0 | 0 | 2519983.1494 | 2911460.5142 | 0 | 0 | 0 | 0 | 0 | 0 | 0 | 0 | 0 | 0 | 0 | 0 | 0 | 0 | 0 | 0 | 251998.3149 | -98432.9547 | 0 | 0 | 0 | 0 | 0 | 0 | 0 | 0 | 0 | 0 | 0 | 0 | 0 | 0 | 0
2016-05-25 | 0 | 0 | 0 | 0 | 0 | 116621.7728 | 513060.5601 | 501806 | 0 | 0 | 0 | 0 | 2763585.2016 | 2795734.7949 | 0 | 0 | 0 | 0 | 0 | 0 | 0 | 0 | 0 | 0 | 0 | 0 | 0 | 0 | 0 | 0 | 243602.0522 | -115725.7193 | 0 | 0 | 0 | 0 | 0 | 0 | 0 | 0 | 0 | 0 | 0 | 0 | 0 | 0 | 0
2016-05-25 01:00 | 0 | 0 | 0 | 0 | 0 | 0 | 236518.5371 | 493666 | 0 | 0 | 0 | 0 | 2622163.4581 | 2680009.0756 | 0 | 0 | 0 | 0 | 0 | 0 | 0 | 0 | 0 | 0 | 0 | 0 | 0 | 0 | 0 | 0 | -141421.7436 | -115725.7193 | 0 | 0 | 0 | 0 | 0 | 0 | 0 | 0 | 0 | 0 | 0 | 0 | 0 | 0 | 0
2016-05-25 02:00 | 0 | 0 | 0 | 0 | 0 | 559152.5146 | 16246.681 | 469882 | 0 | 0 | 0 | 0 | 2843406.3729 | 2564283.3563 | 0 | 0 | 0 | 0 | 0 | 0 | 0 | 0 | 0 | 0 | 0 | 0 | 0 | 0 | 0 | 0 | 221242.9149 | -115725.7193 | 0 | 0 | 0 | 0 | 0 | 0 | 0 | 0 | 0 | 0 | 0 | 0 | 0 | 0 | 0
2016-05-25 03:00 | 0 | 0 | 0 | 0 | 0 | 72105.9658 | 0 | 439830 | 0 | 0 | 0 | 0 | 2591408.058 | 2448557.637 | 0 | 0 | 0 | 0 | 0 | 0 | 0 | 0 | 0 | 0 | 0 | 0 | 0 | 0 | 0 | 0 | -251998.3149 | -115725.7193 | 0 | 0 | 0 | 0 | 0 | 0 | 0 | 0 | 0 | 0 | 0 | 0 | 0 | 0 | 0
2016-05-25 04:00 | 0 | 0 | 0 | 0 | 0 | 44379.9658 | 0 | 412104 | 0 | 0 | 0 | 0 | 2339409.743 | 2332831.9177 | 0 | 0 | 0 | 0 | 0 | 0 | 0 | 0 | 0 | 0 | 0 | 0 | 0 | 0 | 0 | 0 | -251998.3149 | -115725.7193 | 0 | 0 | 0 | 0 | 0 | 0 | 0 | 0 | 0 | 0 | 0 | 0 | 0 | 0 | 0
2016-05-25 05:00 | 0 | 0 | 0 | 0 | 0 | 20385.9658 | 0 | 388110 | 0 | 0 | 0 | 0 | 2087411.4281 | 2217106.1984 | 0 | 0 | 0 | 0 | 0 | 0 | 0 | 0 | 0 | 0 | 0 | 0 | 0 | 0 | 0 | 0 | -251998.3149 | -115725.7193 | 0 | 0 | 0 | 0 | 0 | 0 | 0 | 0 | 0 | 0 | 0 | 0 | 0 | 0 | 0
2016-05-25 06:00 | 0 | 0 | 0 | 0 | 0 | 1624.9658 | 0 | 369349 | 0 | 0 | 0 | 0 | 1835413.1132 | 2101380.4791 | 0 | 0 | 0 | 0 | 0 | 0 | 0 | 0 | 0 | 0 | 0 | 0 | 0 | 0 | 0 | 0 | -251998.3149 | -115725.7193 | 0 | 0 | 0 | 0 | 0 | 0 | 0 | 0 | 0 | 0 | 0 | 0 | 0 | 0 | 0
2016-05-25 07:00 | 0 | 0 | 0 | 0 | 0 | 0 | 0 | 357330 | 0 | 0 | 0 | 0 | 1583414.7982 | 1996048.7941 | 0 | 0 | 0 | 0 | 0 | 0 | 0 | 0 | 0 | 0 | 0 | 0 | 0 | 0 | 0 | 0 | -251998.3149 | -105331.6851 | 0 | 0 | 0 | 0 | 0 | 0 | 0 | 0 | 0 | 0 | 0 | 0 | 0 | 0 | 0
2016-05-25 08:00 | 0 | 0 | 0 | 0 | 0 | 0 | 0 | 353196 | 0 | 0 | 0 | 0 | 1331416.4833 | 1894851.109 | 0 | 0 | 0 | 0 | 0 | 0 | 0 | 0 | 0 | 0 | 0 | 0 | 0 | 0 | 0 | 0 | -251998.3149 | -101197.6851 | 0 | 0 | 0 | 0 | 0 | 0 | 0 | 0 | 0 | 0 | 0 | 0 | 0 | 0 | 0
2016-05-25 09:00 | 0 | 0 | 0 | 0 | 0 | 224165.4044 | 0 | 360438 | 0 | 0 | 0 | 0 | 1079418.1683 | 2010576.8283 | 0 | 0 | 0 | 0 | 0 | 0 | 0 | 0 | 0 | 0 | 0 | 0 | 0 | 0 | 0 | 0 | -251998.3149 | 115725.7193 | 0 | 0 | 0 | 0 | 0 | 0 | 0 | 0 | 0 | 0 | 0 | 0 | 0 | 0 | 0
2016-05-25 10:00 | 0 | 0 | 0 | 0 | 0 | 10156.9658 | 0 | 377881 | 0 | 0 | 0 | 0 | 827419.8534 | 1894851.109 | 0 | 0 | 0 | 0 | 0 | 0 | 0 | 0 | 0 | 0 | 0 | 0 | 0 | 0 | 0 | 0 | -251998.3149 | -115725.7193 | 0 | 0 | 0 | 0 | 0 | 0 | 0 | 0 | 0 | 0 | 0 | 0 | 0 | 0 | 0
2016-05-25 11:00 | 0 | 0 | 0 | 0 | 0 | 32381.1935 | 0.77228 | 400106 | 0 | 0 | 0 | 0 | 575421.5384 | 1779125.3897 | 0 | 0 | 0 | 0 | 0 | 0 | 0 | 0 | 0 | 0 | 0 | 0 | 0 | 0 | 0 | 0 | -251998.3149 | -115725.7193 | 0 | 0 | 0 | 0 | 0 | 0 | 0 | 0 | 0 | 0 | 0 | 0 | 0 | 0 | 0
2016-05-25 12:00 | 0 | 0 | 0 | 0 | 0 | 0 | 113815.1456 | 420344 | 0 | 0 | 0 | 0 | 323423.2235 | 1724594.8502 | 0 | 0 | 0 | 0 | 0 | 0 | 0 | 0 | 0 | 0 | 0 | 0 | 0 | 0 | 0 | 0 | -251998.3149 | -54530.5395 | 0 | 0 | 0 | 0 | 0 | 0 | 0 | 0 | 0 | 0 | 0 | 0 | 0 | 0 | 0
2016-05-25 13:00 | 0 | 0 | 0 | 0 | 0 | 240271.8119 | 476101.8153 | 440803 | 0 | 0 | 0 | 0 | 575421.5384 | 1748167.1625 | 0 | 0 | 0 | 0 | 0 | 0 | 0 | 0 | 0 | 0 | 0 | 0 | 0 | 0 | 0 | 0 | 251998.3149 | 23572.3123 | 0 | 0 | 0 | 0 | 0 | 0 | 0 | 0 | 0 | 0 | 0 | 0 | 0 | 0 | 0
2016-05-25 14:00 | 0 | 0 | 0 | 0 | 0 | 0 | 678610.368 | 461933 | 0 | 0 | 0 | 0 | 676373.1871 | 1863892.8818 | 0 | 0 | 0 | 0 | 0 | 0 | 0 | 0 | 0 | 0 | 0 | 0 | 0 | 0 | 0 | 0 | 100951.6487 | 115725.7193 | 0 | 0 | 0 | 0 | 0 | 0 | 0 | 0 | 0 | 0 | 0 | 0 | 0 | 0 | 0
2016-05-25 15:00 | 0 | 0 | 0 | 0 | 0 | 0 | 816217.0787 | 481414 | 0 | 0 | 0 | 0 | 928371.5021 | 1946697.6456 | 0 | 0 | 0 | 0 | 0 | 0 | 0 | 0 | 0 | 0 | 0 | 0 | 0 | 0 | 0 | 0 | 251998.3149 | 82804.7638 | 0 | 0 | 0 | 0 | 0 | 0 | 0 | 0 | 0 | 0 | 0 | 0 | 0 | 0 | 0
2016-05-25 16:00 | 0 | 0 | 0 | 0 | 0 | 0 | 855908.1265 | 497705 | 0 | 0 | 0 | 0 | 1180369.817 | 2052902.4571 | 0 | 0 | 0 | 0 | 0 | 0 | 0 | 0 | 0 | 0 | 0 | 0 | 0 | 0 | 0 | 0 | 251998.3149 | 106204.8116 | 0 | 0 | 0 | 0 | 0 | 0 | 0 | 0 | 0 | 0 | 0 | 0 | 0 | 0 | 0
2016-05-25 17:00 | 0 | 0 | 0 | 0 | 0 | 0 | 862827.2885 | 513227 | 0 | 0 | 0 | 0 | 1414244.3862 | 2168628.1764 | 0 | 0 | 0 | 0 | 0 | 0 | 0 | 0 | 0 | 0 | 0 | 0 | 0 | 0 | 0 | 0 | 233874.5692 | 115725.7193 | 0 | 0 | 0 | 0 | 0 | 0 | 0 | 0 | 0 | 0 | 0 | 0 | 0 | 0 | 0
2016-05-25 18:00 | 0 | 0 | 0 | 0 | 0 | 0 | 855390.4265 | 526761 | 0 | 0 | 0 | 0 | 1666242.7012 | 2245259.288 | 0 | 0 | 0 | 0 | 0 | 0 | 0 | 0 | 0 | 0 | 0 | 0 | 0 | 0 | 0 | 0 | 251998.3149 | 76631.1115 | 0 | 0 | 0 | 0 | 0 | 0 | 0 | 0 | 0 | 0 | 0 | 0 | 0 | 0 | 0
2016-05-25 19:00 | 0 | 0 | 0 | 0 | 0 | 0 | 844970.896 | 537291 | 0 | 0 | 0 | 0 | 1918241.0161 | 2300940.8691 | 0 | 0 | 0 | 0 | 0 | 0 | 0 | 0 | 0 | 0 | 0 | 0 | 0 | 0 | 0 | 0 | 251998.3149 | 55681.5811 | 0 | 0 | 0 | 0 | 0 | 0 | 0 | 0 | 0 | 0 | 0 | 0 | 0 | 0 | 0
2016-05-25 20:00 | 0 | 0 | 0 | 0 | 0 | 0 | 835993.8616 | 544450 | 0 | 0 | 0 | 0 | 2094059.1584 | 2416666.5884 | 0 | 0 | 0 | 0 | 0 | 0 | 0 | 0 | 0 | 0 | 0 | 0 | 0 | 0 | 0 | 0 | 175818.1423 | 115725.7193 | 0 | 0 | 0 | 0 | 0 | 0 | 0 | 0 | 0 | 0 | 0 | 0 | 0 | 0 | 0
2016-05-25 21:00 | 0 | 0 | 0 | 0 | 0 | 0 | 819393.0945 | 547431 | 0 | 0 | 0 | 0 | 2250295.5336 | 2532392.3077 | 0 | 0 | 0 | 0 | 0 | 0 | 0 | 0 | 0 | 0 | 0 | 0 | 0 | 0 | 0 | 0 | 156236.3753 | 115725.7193 | 0 | 0 | 0 | 0 | 0 | 0 | 0 | 0 | 0 | 0 | 0 | 0 | 0 | 0 | 0
2016-05-25 22:00 | 0 | 0 | 0 | 0 | 0 | 0 | 774639.8264 | 542287 | 0 | 0 | 0 | 0 | 2502293.8486 | 2512746.8191 | 0 | 0 | 0 | 0 | 0 | 0 | 0 | 0 | 0 | 0 | 0 | 0 | 0 | 0 | 0 | 0 | 251998.3149 | -19645.4886 | 0 | 0 | 0 | 0 | 0 | 0 | 0 | 0 | 0 | 0 | 0 | 0 | 0 | 0 | 0
2016-05-25 23:00 | 0 | 0 | 0 | 0 | 0 | 0 | 679954.456 | 531381 | 0 | 0 | 0 | 0 | 2754292.1635 | 2409321.9601 | 0 | 0 | 0 | 0 | 0 | 0 | 0 | 0 | 0 | 0 | 0 | 0 | 0 | 0 | 0 | 0 | 251998.3149 | -103424.859 | 0 | 0 | 0 | 0 | 0 | 0 | 0 | 0 | 0 | 0 | 0 | 0 | 0 | 0 | 0
2016-05-26 | 0 | 0 | 0 | 0 | 0 | 0 | 534287.722 | 521817 | 0 | 0 | 0 | 0 | 2882488.6048 | 2293596.2408 | 0 | 0 | 0 | 0 | 0 | 0 | 0 | 0 | 0 | 0 | 0 | 0 | 0 | 0 | 0 | 0 | 128196.4413 | -115725.7193 | 0 | 0 | 0 | 0 | 0 | 0 | 0 | 0 | 0 | 0 | 0 | 0 | 0 | 0 | 0
2016-05-26 01:00 | 0 | 0 | 0 | 0 | 0 | 72778.637 | 247859.9242 | 512256 | 0 | 0 | 0 | 0 | 2806596.8854 | 2177870.5216 | 0 | 0 | 0 | 0 | 0 | 0 | 0 | 0 | 0 | 0 | 0 | 0 | 0 | 0 | 0 | 0 | -75891.7195 | -115725.7193 | 0 | 0 | 0 | 0 | 0 | 0 | 0 | 0 | 0 | 0 | 0 | 0 | 0 | 0 | 0
2016-05-26 02:00 | 0 | 0 | 0 | 0 | 0 | 427763.7446 | 20814.2556 | 488412 | 0 | 0 | 0 | 0 | 2882488.6048 | 2062144.8023 | 0 | 0 | 0 | 0 | 0 | 0 | 0 | 0 | 0 | 0 | 0 | 0 | 0 | 0 | 0 | 0 | 75891.7195 | -115725.7193 | 0 | 0 | 0 | 0 | 0 | 0 | 0 | 0 | 0 | 0 | 0 | 0 | 0 | 0 | 0
2016-05-26 03:00 | 0 | 0 | 0 | 0 | 0 | 88219.9658 | 0 | 455944 | 0 | 0 | 0 | 0 | 2630490.2899 | 1946419.083 | 0 | 0 | 0 | 0 | 0 | 0 | 0 | 0 | 0 | 0 | 0 | 0 | 0 | 0 | 0 | 0 | -251998.3149 | -115725.7193 | 0 | 0 | 0 | 0 | 0 | 0 | 0 | 0 | 0 | 0 | 0 | 0 | 0 | 0 | 0
2016-05-26 04:00 | 0 | 0 | 0 | 0 | 0 | 57910.9658 | 0 | 425635 | 0 | 0 | 0 | 0 | 2378491.975 | 1830693.3637 | 0 | 0 | 0 | 0 | 0 | 0 | 0 | 0 | 0 | 0 | 0 | 0 | 0 | 0 | 0 | 0 | -251998.3149 | -115725.7193 | 0 | 0 | 0 | 0 | 0 | 0 | 0 | 0 | 0 | 0 | 0 | 0 | 0 | 0 | 0
2016-05-26 05:00 | 0 | 0 | 0 | 0 | 0 | 264284.4044 | 0 | 400557 | 0 | 0 | 0 | 0 | 2126493.66 | 1946419.083 | 0 | 0 | 0 | 0 | 0 | 0 | 0 | 0 | 0 | 0 | 0 | 0 | 0 | 0 | 0 | 0 | -251998.3149 | 115725.7193 | 0 | 0 | 0 | 0 | 0 | 0 | 0 | 0 | 0 | 0 | 0 | 0 | 0 | 0 | 0
2016-05-26 06:00 | 0 | 0 | 0 | 0 | 0 | 13242.9658 | 0 | 380967 | 0 | 0 | 0 | 0 | 1874495.3451 | 1830693.3637 | 0 | 0 | 0 | 0 | 0 | 0 | 0 | 0 | 0 | 0 | 0 | 0 | 0 | 0 | 0 | 0 | -251998.3149 | -115725.7193 | 0 | 0 | 0 | 0 | 0 | 0 | 0 | 0 | 0 | 0 | 0 | 0 | 0 | 0 | 0
2016-05-26 07:00 | 0 | 0 | 0 | 0 | 0 | 0 | 0 | 367149 | 0 | 0 | 0 | 0 | 1622497.0301 | 1715542.6786 | 0 | 0 | 0 | 0 | 0 | 0 | 0 | 0 | 0 | 0 | 0 | 0 | 0 | 0 | 0 | 0 | -251998.3149 | -115150.6851 | 0 | 0 | 0 | 0 | 0 | 0 | 0 | 0 | 0 | 0 | 0 | 0 | 0 | 0 | 0
2016-05-26 08:00 | 0 | 0 | 0 | 0 | 0 | 0 | 0 | 361979 | 0 | 0 | 0 | 0 | 1370498.7152 | 1605561.9936 | 0 | 0 | 0 | 0 | 0 | 0 | 0 | 0 | 0 | 0 | 0 | 0 | 0 | 0 | 0 | 0 | -251998.3149 | -109980.6851 | 0 | 0 | 0 | 0 | 0 | 0 | 0 | 0 | 0 | 0 | 0 | 0 | 0 | 0 | 0
2016-05-26 09:00 | 0 | 0 | 0 | 0 | 0 | 160.9658 | 0 | 367885 | 0 | 0 | 0 | 0 | 1118500.4002 | 1489836.2743 | 0 | 0 | 0 | 0 | 0 | 0 | 0 | 0 | 0 | 0 | 0 | 0 | 0 | 0 | 0 | 0 | -251998.3149 | -115725.7193 | 0 | 0 | 0 | 0 | 0 | 0 | 0 | 0 | 0 | 0 | 0 | 0 | 0 | 0 | 0
2016-05-26 10:00 | 0 | 0 | 0 | 0 | 0 | 19521.9658 | 0 | 387246 | 0 | 0 | 0 | 0 | 866502.0853 | 1374110.555 | 0 | 0 | 0 | 0 | 0 | 0 | 0 | 0 | 0 | 0 | 0 | 0 | 0 | 0 | 0 | 0 | -251998.3149 | -115725.7193 | 0 | 0 | 0 | 0 | 0 | 0 | 0 | 0 | 0 | 0 | 0 | 0 | 0 | 0 | 0
2016-05-26 11:00 | 0 | 0 | 0 | 0 | 0 | 399718.159 | 2.1062 | 410827 | 0 | 0 | 0 | 0 | 971121.0698 | 1258384.8357 | 0 | 0 | 0 | 0 | 0 | 0 | 0 | 0 | 0 | 0 | 0 | 0 | 0 | 0 | 0 | 0 | 104618.9846 | -115725.7193 | 0 | 0 | 0 | 0 | 0 | 0 | 0 | 0 | 0 | 0 | 0 | 0 | 0 | 0 | 0
2016-05-26 12:00 | 0 | 0 | 0 | 0 | 0 | 0 | 132773.3376 | 432688 | 0 | 0 | 0 | 0 | 719122.7549 | 1210468.4883 | 0 | 0 | 0 | 0 | 0 | 0 | 0 | 0 | 0 | 0 | 0 | 0 | 0 | 0 | 0 | 0 | -251998.3149 | -47916.3474 | 0 | 0 | 0 | 0 | 0 | 0 | 0 | 0 | 0 | 0 | 0 | 0 | 0 | 0 | 0
2016-05-26 13:00 | 0 | 0 | 0 | 0 | 0 | 0 | 506084.0647 | 453714 | 0 | 0 | 0 | 0 | 655767.1003 | 1326194.2076 | 0 | 0 | 0 | 0 | 0 | 0 | 0 | 0 | 0 | 0 | 0 | 0 | 0 | 0 | 0 | 0 | -63355.6546 | 115725.7193 | 0 | 0 | 0 | 0 | 0 | 0 | 0 | 0 | 0 | 0 | 0 | 0 | 0 | 0 | 0
2016-05-26 14:00 | 0 | 0 | 0 | 0 | 0 | 0 | 712005.9473 | 476278 | 0 | 0 | 0 | 0 | 907765.4153 | 1309923.8399 | 0 | 0 | 0 | 0 | 0 | 0 | 0 | 0 | 0 | 0 | 0 | 0 | 0 | 0 | 0 | 0 | 251998.3149 | -16270.3676 | 0 | 0 | 0 | 0 | 0 | 0 | 0 | 0 | 0 | 0 | 0 | 0 | 0 | 0 | 0
2016-05-26 15:00 | 0 | 0 | 0 | 0 | 0 | 0 | 837061.3884 | 497102 | 0 | 0 | 0 | 0 | 1159763.7302 | 1397884.9134 | 0 | 0 | 0 | 0 | 0 | 0 | 0 | 0 | 0 | 0 | 0 | 0 | 0 | 0 | 0 | 0 | 251998.3149 | 87961.0734 | 0 | 0 | 0 | 0 | 0 | 0 | 0 | 0 | 0 | 0 | 0 | 0 | 0 | 0 | 0
2016-05-26 16:00 | 0 | 0 | 0 | 0 | 0 | 0 | 877125.5663 | 514615 | 0 | 0 | 0 | 0 | 1411762.0452 | 1508397.1647 | 0 | 0 | 0 | 0 | 0 | 0 | 0 | 0 | 0 | 0 | 0 | 0 | 0 | 0 | 0 | 0 | 251998.3149 | 110512.2513 | 0 | 0 | 0 | 0 | 0 | 0 | 0 | 0 | 0 | 0 | 0 | 0 | 0 | 0 | 0
2016-05-26 17:00 | 0 | 0 | 0 | 0 | 0 | 0 | 874848.6535 | 530002 | 0 | 0 | 0 | 0 | 1663760.3601 | 1601245.5033 | 0 | 0 | 0 | 0 | 0 | 0 | 0 | 0 | 0 | 0 | 0 | 0 | 0 | 0 | 0 | 0 | 251998.3149 | 92848.3386 | 0 | 0 | 0 | 0 | 0 | 0 | 0 | 0 | 0 | 0 | 0 | 0 | 0 | 0 | 0
2016-05-26 18:00 | 0 | 0 | 0 | 0 | 0 | 0 | 859361.3815 | 540760 | 0 | 0 | 0 | 0 | 1915758.6751 | 1667848.5698 | 0 | 0 | 0 | 0 | 0 | 0 | 0 | 0 | 0 | 0 | 0 | 0 | 0 | 0 | 0 | 0 | 251998.3149 | 66603.0665 | 0 | 0 | 0 | 0 | 0 | 0 | 0 | 0 | 0 | 0 | 0 | 0 | 0 | 0 | 0
2016-05-26 19:00 | 0 | 0 | 0 | 0 | 0 | 77471.7219 | 840287.3124 | 550035 | 0 | 0 | 0 | 0 | 2167756.99 | 1783574.2891 | 0 | 0 | 0 | 0 | 0 | 0 | 0 | 0 | 0 | 0 | 0 | 0 | 0 | 0 | 0 | 0 | 251998.3149 | 115725.7193 | 0 | 0 | 0 | 0 | 0 | 0 | 0 | 0 | 0 | 0 | 0 | 0 | 0 | 0 | 0
2016-05-26 20:00 | 0 | 0 | 0 | 0 | 0 | 0 | 824894.197 | 554684 | 0 | 0 | 0 | 0 | 2419755.3049 | 1801786.1712 | 0 | 0 | 0 | 0 | 0 | 0 | 0 | 0 | 0 | 0 | 0 | 0 | 0 | 0 | 0 | 0 | 251998.3149 | 18211.8821 | 0 | 0 | 0 | 0 | 0 | 0 | 0 | 0 | 0 | 0 | 0 | 0 | 0 | 0 | 0
2016-05-26 21:00 | 0 | 0 | 0 | 0 | 0 | 118853.1824 | 802542.8518 | 553672 | 0 | 0 | 0 | 0 | 2671753.6199 | 1917511.8905 | 0 | 0 | 0 | 0 | 0 | 0 | 0 | 0 | 0 | 0 | 0 | 0 | 0 | 0 | 0 | 0 | 251998.3149 | 115725.7193 | 0 | 0 | 0 | 0 | 0 | 0 | 0 | 0 | 0 | 0 | 0 | 0 | 0 | 0 | 0
2016-05-26 22:00 | 0 | 0 | 0 | 0 | 0 | 0 | 755991.5504 | 546361 | 0 | 0 | 0 | 0 | 2863393.6582 | 1935502.4025 | 0 | 0 | 0 | 0 | 0 | 0 | 0 | 0 | 0 | 0 | 0 | 0 | 0 | 0 | 0 | 0 | 191640.0384 | 17990.512 | 0 | 0 | 0 | 0 | 0 | 0 | 0 | 0 | 0 | 0 | 0 | 0 | 0 | 0 | 0
2016-05-26 23:00 | 0 | 0 | 0 | 0 | 0 | 0 | 668614.6659 | 533794 | 0 | 0 | 0 | 0 | 2882488.6048 | 2051228.1218 | 0 | 0 | 0 | 0 | 0 | 0 | 0 | 0 | 0 | 0 | 0 | 0 | 0 | 0 | 0 | 0 | 19094.9466 | 115725.7193 | 0 | 0 | 0 | 0 | 0 | 0 | 0 | 0 | 0 | 0 | 0 | 0 | 0 | 0 | 0
2016-05-27 | 0 | 0 | 0 | 0 | 0 | 0 | 533670.8879 | 523360 | 0 | 0 | 0 | 0 | 2777073.7734 | 2166953.8411 | 0 | 0 | 0 | 0 | 0 | 0 | 0 | 0 | 0 | 0 | 0 | 0 | 0 | 0 | 0 | 0 | -105414.8314 | 115725.7193 | 0 | 0 | 0 | 0 | 0 | 0 | 0 | 0 | 0 | 0 | 0 | 0 | 0 | 0 | 0
2016-05-27 01:00 | 0 | 0 | 0 | 0 | 0 | 0 | 275984.663 | 514618 | 0 | 0 | 0 | 0 | 2654166.1557 | 2051228.1218 | 0 | 0 | 0 | 0 | 0 | 0 | 0 | 0 | 0 | 0 | 0 | 0 | 0 | 0 | 0 | 0 | -122907.6177 | -115725.7193 | 0 | 0 | 0 | 0 | 0 | 0 | 0 | 0 | 0 | 0 | 0 | 0 | 0 | 0 | 0
2016-05-27 02:00 | 0 | 0 | 0 | 0 | 0 | 516977.6387 | 31907.855 | 489810 | 0 | 0 | 0 | 0 | 2597515.9301 | 2166953.8411 | 0 | 0 | 0 | 0 | 0 | 0 | 0 | 0 | 0 | 0 | 0 | 0 | 0 | 0 | 0 | 0 | -56650.2256 | 115725.7193 | 0 | 0 | 0 | 0 | 0 | 0 | 0 | 0 | 0 | 0 | 0 | 0 | 0 | 0 | 0
2016-05-27 03:00 | 0 | 0 | 0 | 0 | 0 | 523074.783 | 0 | 459477 | 0 | 0 | 0 | 0 | 2545387.9938 | 2282679.5604 | 0 | 0 | 0 | 0 | 0 | 0 | 0 | 0 | 0 | 0 | 0 | 0 | 0 | 0 | 0 | 0 | -52127.9363 | 115725.7193 | 0 | 0 | 0 | 0 | 0 | 0 | 0 | 0 | 0 | 0 | 0 | 0 | 0 | 0 | 0
2016-05-27 04:00 | 0 | 0 | 0 | 0 | 0 | 61050.9658 | 0 | 428775 | 0 | 0 | 0 | 0 | 2293389.6788 | 2166953.8411 | 0 | 0 | 0 | 0 | 0 | 0 | 0 | 0 | 0 | 0 | 0 | 0 | 0 | 0 | 0 | 0 | -251998.3149 | -115725.7193 | 0 | 0 | 0 | 0 | 0 | 0 | 0 | 0 | 0 | 0 | 0 | 0 | 0 | 0 | 0
2016-05-27 05:00 | 0 | 0 | 0 | 0 | 0 | 34724.9658 | 0 | 402449 | 0 | 0 | 0 | 0 | 2041391.3639 | 2051228.1218 | 0 | 0 | 0 | 0 | 0 | 0 | 0 | 0 | 0 | 0 | 0 | 0 | 0 | 0 | 0 | 0 | -251998.3149 | -115725.7193 | 0 | 0 | 0 | 0 | 0 | 0 | 0 | 0 | 0 | 0 | 0 | 0 | 0 | 0 | 0
2016-05-27 06:00 | 0 | 0 | 0 | 0 | 0 | 14267.9658 | 0 | 381992 | 0 | 0 | 0 | 0 | 1789393.0489 | 1935502.4025 | 0 | 0 | 0 | 0 | 0 | 0 | 0 | 0 | 0 | 0 | 0 | 0 | 0 | 0 | 0 | 0 | -251998.3149 | -115725.7193 | 0 | 0 | 0 | 0 | 0 | 0 | 0 | 0 | 0 | 0 | 0 | 0 | 0 | 0 | 0
2016-05-27 07:00 | 0 | 0 | 0 | 0 | 0 | 1028.9658 | 0 | 368753 | 0 | 0 | 0 | 0 | 1537394.734 | 1819776.6832 | 0 | 0 | 0 | 0 | 0 | 0 | 0 | 0 | 0 | 0 | 0 | 0 | 0 | 0 | 0 | 0 | -251998.3149 | -115725.7193 | 0 | 0 | 0 | 0 | 0 | 0 | 0 | 0 | 0 | 0 | 0 | 0 | 0 | 0 | 0
2016-05-27 08:00 | 0 | 0 | 0 | 0 | 0 | 0 | 0 | 363980 | 0 | 0 | 0 | 0 | 1285396.4191 | 1707794.9981 | 0 | 0 | 0 | 0 | 0 | 0 | 0 | 0 | 0 | 0 | 0 | 0 | 0 | 0 | 0 | 0 | -251998.3149 | -111981.6851 | 0 | 0 | 0 | 0 | 0 | 0 | 0 | 0 | 0 | 0 | 0 | 0 | 0 | 0 | 0
2016-05-27 09:00 | 0 | 0 | 0 | 0 | 0 | 1209.9658 | 0 | 368934 | 0 | 0 | 0 | 0 | 1033398.1041 | 1592069.2788 | 0 | 0 | 0 | 0 | 0 | 0 | 0 | 0 | 0 | 0 | 0 | 0 | 0 | 0 | 0 | 0 | -251998.3149 | -115725.7193 | 0 | 0 | 0 | 0 | 0 | 0 | 0 | 0 | 0 | 0 | 0 | 0 | 0 | 0 | 0
2016-05-27 10:00 | 0 | 0 | 0 | 0 | 0 | 16460.9658 | 0 | 384185 | 0 | 0 | 0 | 0 | 781399.7892 | 1476343.5595 | 0 | 0 | 0 | 0 | 0 | 0 | 0 | 0 | 0 | 0 | 0 | 0 | 0 | 0 | 0 | 0 | -251998.3149 | -115725.7193 | 0 | 0 | 0 | 0 | 0 | 0 | 0 | 0 | 0 | 0 | 0 | 0 | 0 | 0 | 0
2016-05-27 11:00 | 0 | 0 | 0 | 0 | 0 | 274292.5799 | 2.9236 | 405105 | 0 | 0 | 0 | 0 | 766316.012 | 1360617.8402 | 0 | 0 | 0 | 0 | 0 | 0 | 0 | 0 | 0 | 0 | 0 | 0 | 0 | 0 | 0 | 0 | -15083.7772 | -115725.7193 | 0 | 0 | 0 | 0 | 0 | 0 | 0 | 0 | 0 | 0 | 0 | 0 | 0 | 0 | 0
2016-05-27 12:00 | 0 | 0 | 0 | 0 | 0 | 183098.9809 | 117551.6859 | 429110 | 0 | 0 | 0 | 0 | 522130.9595 | 1476343.5595 | 0 | 0 | 0 | 0 | 0 | 0 | 0 | 0 | 0 | 0 | 0 | 0 | 0 | 0 | 0 | 0 | -244185.0524 | 115725.7193 | 0 | 0 | 0 | 0 | 0 | 0 | 0 | 0 | 0 | 0 | 0 | 0 | 0 | 0 | 0
2016-05-27 13:00 | 0 | 0 | 0 | 0 | 0 | 0 | 490974.3123 | 452260 | 0 | 0 | 0 | 0 | 676570.9912 | 1360617.8402 | 0 | 0 | 0 | 0 | 0 | 0 | 0 | 0 | 0 | 0 | 0 | 0 | 0 | 0 | 0 | 0 | 154440.0316 | -115725.7193 | 0 | 0 | 0 | 0 | 0 | 0 | 0 | 0 | 0 | 0 | 0 | 0 | 0 | 0 | 0
2016-05-27 14:00 | 0 | 0 | 0 | 0 | 0 | 0 | 719909.503 | 475781 | 0 | 0 | 0 | 0 | 928569.3061 | 1352748.0284 | 0 | 0 | 0 | 0 | 0 | 0 | 0 | 0 | 0 | 0 | 0 | 0 | 0 | 0 | 0 | 0 | 251998.3149 | -7869.8119 | 0 | 0 | 0 | 0 | 0 | 0 | 0 | 0 | 0 | 0 | 0 | 0 | 0 | 0 | 0
2016-05-27 15:00 | 0 | 0 | 0 | 0 | 0 | 0 | 830797.3729 | 496673 | 0 | 0 | 0 | 0 | 1146967.9597 | 1468473.7476 | 0 | 0 | 0 | 0 | 0 | 0 | 0 | 0 | 0 | 0 | 0 | 0 | 0 | 0 | 0 | 0 | 218398.6536 | 115725.7193 | 0 | 0 | 0 | 0 | 0 | 0 | 0 | 0 | 0 | 0 | 0 | 0 | 0 | 0 | 0
2016-05-27 16:00 | 0 | 0 | 0 | 0 | 0 | 13464.6347 | 868203.3995 | 513944 | 0 | 0 | 0 | 0 | 1398966.2747 | 1584199.4669 | 0 | 0 | 0 | 0 | 0 | 0 | 0 | 0 | 0 | 0 | 0 | 0 | 0 | 0 | 0 | 0 | 251998.3149 | 115725.7193 | 0 | 0 | 0 | 0 | 0 | 0 | 0 | 0 | 0 | 0 | 0 | 0 | 0 | 0 | 0
2016-05-27 17:00 | 0 | 0 | 0 | 0 | 0 | 23062.0787 | 871987.9556 | 527326 | 0 | 0 | 0 | 0 | 1650964.5896 | 1699925.1862 | 0 | 0 | 0 | 0 | 0 | 0 | 0 | 0 | 0 | 0 | 0 | 0 | 0 | 0 | 0 | 0 | 251998.3149 | 115725.7193 | 0 | 0 | 0 | 0 | 0 | 0 | 0 | 0 | 0 | 0 | 0 | 0 | 0 | 0 | 0
2016-05-27 18:00 | 0 | 0 | 0 | 0 | 0 | 0 | 863465.6428 | 537440 | 0 | 0 | 0 | 0 | 1861264.5131 | 1815650.9055 | 0 | 0 | 0 | 0 | 0 | 0 | 0 | 0 | 0 | 0 | 0 | 0 | 0 | 0 | 0 | 0 | 210299.9235 | 115725.7193 | 0 | 0 | 0 | 0 | 0 | 0 | 0 | 0 | 0 | 0 | 0 | 0 | 0 | 0 | 0
2016-05-27 19:00 | 0 | 0 | 0 | 0 | 0 | 0 | 852850.8076 | 543658 | 0 | 0 | 0 | 0 | 2113262.8281 | 1872845.3982 | 0 | 0 | 0 | 0 | 0 | 0 | 0 | 0 | 0 | 0 | 0 | 0 | 0 | 0 | 0 | 0 | 251998.3149 | 57194.4926 | 0 | 0 | 0 | 0 | 0 | 0 | 0 | 0 | 0 | 0 | 0 | 0 | 0 | 0 | 0
2016-05-27 20:00 | 0 | 0 | 0 | 0 | 0 | 0 | 844026.1277 | 546585 | 0 | 0 | 0 | 0 | 2365261.143 | 1918288.2109 | 0 | 0 | 0 | 0 | 0 | 0 | 0 | 0 | 0 | 0 | 0 | 0 | 0 | 0 | 0 | 0 | 251998.3149 | 45442.8127 | 0 | 0 | 0 | 0 | 0 | 0 | 0 | 0 | 0 | 0 | 0 | 0 | 0 | 0 | 0
2016-05-27 21:00 | 0 | 0 | 0 | 0 | 0 | 0 | 825370.156 | 544994 | 0 | 0 | 0 | 0 | 2529911.5798 | 2034013.9302 | 0 | 0 | 0 | 0 | 0 | 0 | 0 | 0 | 0 | 0 | 0 | 0 | 0 | 0 | 0 | 0 | 164650.4367 | 115725.7193 | 0 | 0 | 0 | 0 | 0 | 0 | 0 | 0 | 0 | 0 | 0 | 0 | 0 | 0 | 0
2016-05-27 22:00 | 0 | 0 | 0 | 0 | 0 | 0 | 788129.7585 | 535312 | 0 | 0 | 0 | 0 | 2667003.6189 | 2149739.6495 | 0 | 0 | 0 | 0 | 0 | 0 | 0 | 0 | 0 | 0 | 0 | 0 | 0 | 0 | 0 | 0 | 137092.0392 | 115725.7193 | 0 | 0 | 0 | 0 | 0 | 0 | 0 | 0 | 0 | 0 | 0 | 0 | 0 | 0 | 0
2016-05-27 23:00 | 0 | 0 | 0 | 0 | 0 | 0 | 705606.5434 | 520452 | 0 | 0 | 0 | 0 | 2736432.443 | 2265465.3688 | 0 | 0 | 0 | 0 | 0 | 0 | 0 | 0 | 0 | 0 | 0 | 0 | 0 | 0 | 0 | 0 | 69428.8241 | 115725.7193 | 0 | 0 | 0 | 0 | 0 | 0 | 0 | 0 | 0 | 0 | 0 | 0 | 0 | 0 | 0
2016-05-28 | 0 | 0 | 0 | 0 | 0 | 0 | 569590.324 | 507956 | 0 | 0 | 0 | 0 | 2882488.6048 | 2181043.531 | 0 | 0 | 0 | 0 | 0 | 0 | 0 | 0 | 0 | 0 | 0 | 0 | 0 | 0 | 0 | 0 | 146056.1618 | -84421.8378 | 0 | 0 | 0 | 0 | 0 | 0 | 0 | 0 | 0 | 0 | 0 | 0 | 0 | 0 | 0
2016-05-28 01:00 | 0 | 0 | 0 | 0 | 0 | 86371.638 | 296205.6427 | 498303 | 0 | 0 | 0 | 0 | 2882488.6048 | 2065317.8117 | 0 | 0 | 0 | 0 | 0 | 0 | 0 | 0 | 0 | 0 | 0 | 0 | 0 | 0 | 0 | 0 | 0 | -115725.7193 | 0 | 0 | 0 | 0 | 0 | 0 | 0 | 0 | 0 | 0 | 0 | 0 | 0 | 0 | 0
2016-05-28 02:00 | 0 | 0 | 0 | 0 | 0 | 295313.4204 | 45021.6821 | 477056 | 0 | 0 | 0 | 0 | 2861493.4267 | 1949592.0924 | 0 | 0 | 0 | 0 | 0 | 0 | 0 | 0 | 0 | 0 | 0 | 0 | 0 | 0 | 0 | 0 | -20995.1781 | -115725.7193 | 0 | 0 | 0 | 0 | 0 | 0 | 0 | 0 | 0 | 0 | 0 | 0 | 0 | 0 | 0
2016-05-28 03:00 | 0 | 0 | 0 | 0 | 0 | 323079.7082 | 0 | 447806 | 0 | 0 | 0 | 0 | 2743784.3154 | 1942574.9119 | 0 | 0 | 0 | 0 | 0 | 0 | 0 | 0 | 0 | 0 | 0 | 0 | 0 | 0 | 0 | 0 | -117709.1113 | -7017.1805 | 0 | 0 | 0 | 0 | 0 | 0 | 0 | 0 | 0 | 0 | 0 | 0 | 0 | 0 | 0
2016-05-28 04:00 | 0 | 0 | 0 | 0 | 0 | 318884.0057 | 0 | 418066 | 0 | 0 | 0 | 0 | 2760328.0404 | 1826849.1926 | 0 | 0 | 0 | 0 | 0 | 0 | 0 | 0 | 0 | 0 | 0 | 0 | 0 | 0 | 0 | 0 | 16543.725 | -115725.7193 | 0 | 0 | 0 | 0 | 0 | 0 | 0 | 0 | 0 | 0 | 0 | 0 | 0 | 0 | 0
2016-05-28 05:00 | 0 | 0 | 0 | 0 | 0 | 26456.9658 | 0 | 394181 | 0 | 0 | 0 | 0 | 2508329.7255 | 1711123.4733 | 0 | 0 | 0 | 0 | 0 | 0 | 0 | 0 | 0 | 0 | 0 | 0 | 0 | 0 | 0 | 0 | -251998.3149 | -115725.7193 | 0 | 0 | 0 | 0 | 0 | 0 | 0 | 0 | 0 | 0 | 0 | 0 | 0 | 0 | 0
2016-05-28 06:00 | 0 | 0 | 0 | 0 | 0 | 7710.9658 | 0 | 375435 | 0 | 0 | 0 | 0 | 2256331.4106 | 1595397.754 | 0 | 0 | 0 | 0 | 0 | 0 | 0 | 0 | 0 | 0 | 0 | 0 | 0 | 0 | 0 | 0 | -251998.3149 | -115725.7193 | 0 | 0 | 0 | 0 | 0 | 0 | 0 | 0 | 0 | 0 | 0 | 0 | 0 | 0 | 0
2016-05-28 07:00 | 0 | 0 | 0 | 0 | 0 | 224587.4044 | 0 | 360860 | 0 | 0 | 0 | 0 | 2004333.0956 | 1711123.4733 | 0 | 0 | 0 | 0 | 0 | 0 | 0 | 0 | 0 | 0 | 0 | 0 | 0 | 0 | 0 | 0 | -251998.3149 | 115725.7193 | 0 | 0 | 0 | 0 | 0 | 0 | 0 | 0 | 0 | 0 | 0 | 0 | 0 | 0 | 0
2016-05-28 08:00 | 0 | 0 | 0 | 0 | 0 | 0 | 0 | 352135 | 0 | 0 | 0 | 0 | 1752334.7807 | 1610986.7882 | 0 | 0 | 0 | 0 | 0 | 0 | 0 | 0 | 0 | 0 | 0 | 0 | 0 | 0 | 0 | 0 | -251998.3149 | -100136.6851 | 0 | 0 | 0 | 0 | 0 | 0 | 0 | 0 | 0 | 0 | 0 | 0 | 0 | 0 | 0
2016-05-28 09:00 | 0 | 0 | 0 | 0 | 0 | 0 | 0 | 348132 | 0 | 0 | 0 | 0 | 1500336.4657 | 1514853.1031 | 0 | 0 | 0 | 0 | 0 | 0 | 0 | 0 | 0 | 0 | 0 | 0 | 0 | 0 | 0 | 0 | -251998.3149 | -96133.6851 | 0 | 0 | 0 | 0 | 0 | 0 | 0 | 0 | 0 | 0 | 0 | 0 | 0 | 0 | 0
2016-05-28 10:00 | 0 | 0 | 0 | 0 | 0 | 0 | 0 | 349321 | 0 | 0 | 0 | 0 | 1248338.1508 | 1417530.4181 | 0 | 0 | 0 | 0 | 0 | 0 | 0 | 0 | 0 | 0 | 0 | 0 | 0 | 0 | 0 | 0 | -251998.3149 | -97322.6851 | 0 | 0 | 0 | 0 | 0 | 0 | 0 | 0 | 0 | 0 | 0 | 0 | 0 | 0 | 0
2016-05-28 11:00 | 0 | 0 | 0 | 0 | 0 | 0 | 4.6316 | 357711 | 0 | 0 | 0 | 0 | 996339.8358 | 1311822.3646 | 0 | 0 | 0 | 0 | 0 | 0 | 0 | 0 | 0 | 0 | 0 | 0 | 0 | 0 | 0 | 0 | -251998.3149 | -105708.0535 | 0 | 0 | 0 | 0 | 0 | 0 | 0 | 0 | 0 | 0 | 0 | 0 | 0 | 0 | 0
2016-05-28 12:00 | 0 | 0 | 0 | 0 | 0 | 0 | 153085.9047 | 377804 | 0 | 0 | 0 | 0 | 744341.5209 | 1339102.5843 | 0 | 0 | 0 | 0 | 0 | 0 | 0 | 0 | 0 | 0 | 0 | 0 | 0 | 0 | 0 | 0 | -251998.3149 | 27280.2197 | 0 | 0 | 0 | 0 | 0 | 0 | 0 | 0 | 0 | 0 | 0 | 0 | 0 | 0 | 0
2016-05-28 13:00 | 0 | 0 | 0 | 0 | 0 | 0 | 565784.6051 | 404774 | 0 | 0 | 0 | 0 | 789626.4067 | 1454828.3036 | 0 | 0 | 0 | 0 | 0 | 0 | 0 | 0 | 0 | 0 | 0 | 0 | 0 | 0 | 0 | 0 | 45284.8858 | 115725.7193 | 0 | 0 | 0 | 0 | 0 | 0 | 0 | 0 | 0 | 0 | 0 | 0 | 0 | 0 | 0
2016-05-28 14:00 | 0 | 0 | 0 | 0 | 0 | 0 | 744568.3956 | 431917 | 0 | 0 | 0 | 0 | 986552.083 | 1570554.0229 | 0 | 0 | 0 | 0 | 0 | 0 | 0 | 0 | 0 | 0 | 0 | 0 | 0 | 0 | 0 | 0 | 196925.6763 | 115725.7193 | 0 | 0 | 0 | 0 | 0 | 0 | 0 | 0 | 0 | 0 | 0 | 0 | 0 | 0 | 0
2016-05-28 15:00 | 0 | 0 | 0 | 0 | 0 | 0 | 824620.0342 | 456896 | 0 | 0 | 0 | 0 | 1238550.3979 | 1686279.7422 | 0 | 0 | 0 | 0 | 0 | 0 | 0 | 0 | 0 | 0 | 0 | 0 | 0 | 0 | 0 | 0 | 251998.3149 | 115725.7193 | 0 | 0 | 0 | 0 | 0 | 0 | 0 | 0 | 0 | 0 | 0 | 0 | 0 | 0 | 0
2016-05-28 16:00 | 0 | 0 | 0 | 0 | 0 | 0 | 845149.0342 | 477425 | 0 | 0 | 0 | 0 | 1490548.7129 | 1802005.4615 | 0 | 0 | 0 | 0 | 0 | 0 | 0 | 0 | 0 | 0 | 0 | 0 | 0 | 0 | 0 | 0 | 251998.3149 | 115725.7193 | 0 | 0 | 0 | 0 | 0 | 0 | 0 | 0 | 0 | 0 | 0 | 0 | 0 | 0 | 0
2016-05-28 17:00 | 0 | 0 | 0 | 0 | 0 | 0 | 860206.0342 | 492482 | 0 | 0 | 0 | 0 | 1742547.0278 | 1917731.1808 | 0 | 0 | 0 | 0 | 0 | 0 | 0 | 0 | 0 | 0 | 0 | 0 | 0 | 0 | 0 | 0 | 251998.3149 | 115725.7193 | 0 | 0 | 0 | 0 | 0 | 0 | 0 | 0 | 0 | 0 | 0 | 0 | 0 | 0 | 0
2016-05-28 18:00 | 0 | 0 | 0 | 0 | 0 | 0 | 872090.0342 | 504366 | 0 | 0 | 0 | 0 | 1994545.3428 | 2033456.9001 | 0 | 0 | 0 | 0 | 0 | 0 | 0 | 0 | 0 | 0 | 0 | 0 | 0 | 0 | 0 | 0 | 251998.3149 | 115725.7193 | 0 | 0 | 0 | 0 | 0 | 0 | 0 | 0 | 0 | 0 | 0 | 0 | 0 | 0 | 0
2016-05-28 19:00 | 0 | 0 | 0 | 0 | 0 | 0 | 875182.9557 | 514319 | 0 | 0 | 0 | 0 | 2239683.5792 | 2149182.6194 | 0 | 0 | 0 | 0 | 0 | 0 | 0 | 0 | 0 | 0 | 0 | 0 | 0 | 0 | 0 | 0 | 245138.2364 | 115725.7193 | 0 | 0 | 0 | 0 | 0 | 0 | 0 | 0 | 0 | 0 | 0 | 0 | 0 | 0 | 0
2016-05-28 20:00 | 0 | 0 | 0 | 0 | 0 | 0 | 862319.8576 | 522878 | 0 | 0 | 0 | 0 | 2463399.7175 | 2264908.3387 | 0 | 0 | 0 | 0 | 0 | 0 | 0 | 0 | 0 | 0 | 0 | 0 | 0 | 0 | 0 | 0 | 223716.1383 | 115725.7193 | 0 | 0 | 0 | 0 | 0 | 0 | 0 | 0 | 0 | 0 | 0 | 0 | 0 | 0 | 0
2016-05-28 21:00 | 0 | 0 | 0 | 0 | 0 | 0 | 839511.4466 | 526804 | 0 | 0 | 0 | 0 | 2660381.4448 | 2380634.058 | 0 | 0 | 0 | 0 | 0 | 0 | 0 | 0 | 0 | 0 | 0 | 0 | 0 | 0 | 0 | 0 | 196981.7273 | 115725.7193 | 0 | 0 | 0 | 0 | 0 | 0 | 0 | 0 | 0 | 0 | 0 | 0 | 0 | 0 | 0
2016-05-28 22:00 | 0 | 0 | 0 | 0 | 0 | 0 | 792308.0804 | 524119 | 0 | 0 | 0 | 0 | 2812844.8059 | 2496359.7773 | 0 | 0 | 0 | 0 | 0 | 0 | 0 | 0 | 0 | 0 | 0 | 0 | 0 | 0 | 0 | 0 | 152463.3611 | 115725.7193 | 0 | 0 | 0 | 0 | 0 | 0 | 0 | 0 | 0 | 0 | 0 | 0 | 0 | 0 | 0
2016-05-28 23:00 | 0 | 0 | 0 | 0 | 0 | 0 | 698650.5182 | 513281 | 0 | 0 | 0 | 0 | 2882488.6048 | 2612085.4966 | 0 | 0 | 0 | 0 | 0 | 0 | 0 | 0 | 0 | 0 | 0 | 0 | 0 | 0 | 0 | 0 | 69643.7989 | 115725.7193 | 0 | 0 | 0 | 0 | 0 | 0 | 0 | 0 | 0 | 0 | 0 | 0 | 0 | 0 | 0
2016-05-29 | 0 | 0 | 0 | 0 | 0 | 0 | 541918.0174 | 501272 | 0 | 0 | 0 | 0 | 2807408.9029 | 2727811.2159 | 0 | 0 | 0 | 0 | 0 | 0 | 0 | 0 | 0 | 0 | 0 | 0 | 0 | 0 | 0 | 0 | -75079.7019 | 115725.7193 | 0 | 0 | 0 | 0 | 0 | 0 | 0 | 0 | 0 | 0 | 0 | 0 | 0 | 0 | 0
2016-05-29 01:00 | 0 | 0 | 0 | 0 | 0 | 0 | 263510.3178 | 491484 | 0 | 0 | 0 | 0 | 2695160.94 | 2612085.4966 | 0 | 0 | 0 | 0 | 0 | 0 | 0 | 0 | 0 | 0 | 0 | 0 | 0 | 0 | 0 | 0 | -112247.963 | -115725.7193 | 0 | 0 | 0 | 0 | 0 | 0 | 0 | 0 | 0 | 0 | 0 | 0 | 0 | 0 | 0
2016-05-29 02:00 | 0 | 0 | 0 | 0 | 0 | 303725.5047 | 28254.2434 | 472491 | 0 | 0 | 0 | 0 | 2459848.7261 | 2706886.4586 | 0 | 0 | 0 | 0 | 0 | 0 | 0 | 0 | 0 | 0 | 0 | 0 | 0 | 0 | 0 | 0 | -235312.2139 | 94800.962 | 0 | 0 | 0 | 0 | 0 | 0 | 0 | 0 | 0 | 0 | 0 | 0 | 0 | 0 | 0
2016-05-29 03:00 | 0 | 0 | 0 | 0 | 0 | 76867.9658 | 0 | 444592 | 0 | 0 | 0 | 0 | 2207850.4111 | 2591160.7393 | 0 | 0 | 0 | 0 | 0 | 0 | 0 | 0 | 0 | 0 | 0 | 0 | 0 | 0 | 0 | 0 | -251998.3149 | -115725.7193 | 0 | 0 | 0 | 0 | 0 | 0 | 0 | 0 | 0 | 0 | 0 | 0 | 0 | 0 | 0
2016-05-29 04:00 | 0 | 0 | 0 | 0 | 0 | 50480.9658 | 0 | 418205 | 0 | 0 | 0 | 0 | 1955852.0962 | 2475435.02 | 0 | 0 | 0 | 0 | 0 | 0 | 0 | 0 | 0 | 0 | 0 | 0 | 0 | 0 | 0 | 0 | -251998.3149 | -115725.7193 | 0 | 0 | 0 | 0 | 0 | 0 | 0 | 0 | 0 | 0 | 0 | 0 | 0 | 0 | 0
2016-05-29 05:00 | 0 | 0 | 0 | 0 | 0 | 26349.9658 | 0 | 394074 | 0 | 0 | 0 | 0 | 1703853.7812 | 2359709.3007 | 0 | 0 | 0 | 0 | 0 | 0 | 0 | 0 | 0 | 0 | 0 | 0 | 0 | 0 | 0 | 0 | -251998.3149 | -115725.7193 | 0 | 0 | 0 | 0 | 0 | 0 | 0 | 0 | 0 | 0 | 0 | 0 | 0 | 0 | 0
2016-05-29 06:00 | 0 | 0 | 0 | 0 | 0 | 391092.7367 | 0 | 373955 | 0 | 0 | 0 | 0 | 1836717.2372 | 2243983.5814 | 0 | 0 | 0 | 0 | 0 | 0 | 0 | 0 | 0 | 0 | 0 | 0 | 0 | 0 | 0 | 0 | 132863.456 | -115725.7193 | 0 | 0 | 0 | 0 | 0 | 0 | 0 | 0 | 0 | 0 | 0 | 0 | 0 | 0 | 0
2016-05-29 07:00 | 0 | 0 | 0 | 0 | 0 | 0 | 0 | 359007 | 0 | 0 | 0 | 0 | 1584718.9223 | 2136974.8963 | 0 | 0 | 0 | 0 | 0 | 0 | 0 | 0 | 0 | 0 | 0 | 0 | 0 | 0 | 0 | 0 | -251998.3149 | -107008.6851 | 0 | 0 | 0 | 0 | 0 | 0 | 0 | 0 | 0 | 0 | 0 | 0 | 0 | 0 | 0
2016-05-29 08:00 | 0 | 0 | 0 | 0 | 0 | 418969.9177 | 0 | 349369 | 0 | 0 | 0 | 0 | 1538594.1207 | 2252700.6156 | 0 | 0 | 0 | 0 | 0 | 0 | 0 | 0 | 0 | 0 | 0 | 0 | 0 | 0 | 0 | 0 | -46124.8016 | 115725.7193 | 0 | 0 | 0 | 0 | 0 | 0 | 0 | 0 | 0 | 0 | 0 | 0 | 0 | 0 | 0
2016-05-29 09:00 | 0 | 0 | 0 | 0 | 0 | 0 | 0 | 344568 | 0 | 0 | 0 | 0 | 1286595.8057 | 2160130.9306 | 0 | 0 | 0 | 0 | 0 | 0 | 0 | 0 | 0 | 0 | 0 | 0 | 0 | 0 | 0 | 0 | -251998.3149 | -92569.6851 | 0 | 0 | 0 | 0 | 0 | 0 | 0 | 0 | 0 | 0 | 0 | 0 | 0 | 0 | 0
2016-05-29 10:00 | 0 | 0 | 0 | 0 | 0 | 0 | 0 | 342370 | 0 | 0 | 0 | 0 | 1034597.4908 | 2069759.2455 | 0 | 0 | 0 | 0 | 0 | 0 | 0 | 0 | 0 | 0 | 0 | 0 | 0 | 0 | 0 | 0 | -251998.3149 | -90371.6851 | 0 | 0 | 0 | 0 | 0 | 0 | 0 | 0 | 0 | 0 | 0 | 0 | 0 | 0 | 0
2016-05-29 11:00 | 0 | 0 | 0 | 0 | 0 | 0 | 0.79743 | 347608 | 0 | 0 | 0 | 0 | 782599.1758 | 1974150.3579 | 0 | 0 | 0 | 0 | 0 | 0 | 0 | 0 | 0 | 0 | 0 | 0 | 0 | 0 | 0 | 0 | -251998.3149 | -95608.8876 | 0 | 0 | 0 | 0 | 0 | 0 | 0 | 0 | 0 | 0 | 0 | 0 | 0 | 0 | 0
2016-05-29 12:00 | 0 | 0 | 0 | 0 | 0 | 0 | 117096.3061 | 364457 | 0 | 0 | 0 | 0 | 530600.8609 | 1978787.9789 | 0 | 0 | 0 | 0 | 0 | 0 | 0 | 0 | 0 | 0 | 0 | 0 | 0 | 0 | 0 | 0 | -251998.3149 | 4637.621 | 0 | 0 | 0 | 0 | 0 | 0 | 0 | 0 | 0 | 0 | 0 | 0 | 0 | 0 | 0
2016-05-29 13:00 | 0 | 0 | 0 | 0 | 0 | 139291.9541 | 448148.5538 | 390643 | 0 | 0 | 0 | 0 | 782599.1758 | 1923587.1719 | 0 | 0 | 0 | 0 | 0 | 0 | 0 | 0 | 0 | 0 | 0 | 0 | 0 | 0 | 0 | 0 | 251998.3149 | -55200.807 | 0 | 0 | 0 | 0 | 0 | 0 | 0 | 0 | 0 | 0 | 0 | 0 | 0 | 0 | 0
2016-05-29 14:00 | 0 | 0 | 0 | 0 | 0 | 0 | 654054.1063 | 417784 | 0 | 0 | 0 | 0 | 903143.5629 | 2039312.8912 | 0 | 0 | 0 | 0 | 0 | 0 | 0 | 0 | 0 | 0 | 0 | 0 | 0 | 0 | 0 | 0 | 120544.387 | 115725.7193 | 0 | 0 | 0 | 0 | 0 | 0 | 0 | 0 | 0 | 0 | 0 | 0 | 0 | 0 | 0
2016-05-29 15:00 | 0 | 0 | 0 | 0 | 0 | 0 | 764702.7424 | 442750 | 0 | 0 | 0 | 0 | 1155141.8778 | 2109267.3186 | 0 | 0 | 0 | 0 | 0 | 0 | 0 | 0 | 0 | 0 | 0 | 0 | 0 | 0 | 0 | 0 | 251998.3149 | 69954.4274 | 0 | 0 | 0 | 0 | 0 | 0 | 0 | 0 | 0 | 0 | 0 | 0 | 0 | 0 | 0
2016-05-29 16:00 | 0 | 0 | 0 | 0 | 0 | 14465.207 | 817263.8273 | 464005 | 0 | 0 | 0 | 0 | 1407140.1928 | 2224993.0379 | 0 | 0 | 0 | 0 | 0 | 0 | 0 | 0 | 0 | 0 | 0 | 0 | 0 | 0 | 0 | 0 | 251998.3149 | 115725.7193 | 0 | 0 | 0 | 0 | 0 | 0 | 0 | 0 | 0 | 0 | 0 | 0 | 0 | 0 | 0
2016-05-29 17:00 | 0 | 0 | 0 | 0 | 0 | 0 | 828158.1567 | 480240 | 0 | 0 | 0 | 0 | 1659138.5077 | 2320912.8797 | 0 | 0 | 0 | 0 | 0 | 0 | 0 | 0 | 0 | 0 | 0 | 0 | 0 | 0 | 0 | 0 | 251998.3149 | 95919.8418 | 0 | 0 | 0 | 0 | 0 | 0 | 0 | 0 | 0 | 0 | 0 | 0 | 0 | 0 | 0
2016-05-29 18:00 | 0 | 0 | 0 | 0 | 0 | 0 | 825243.422 | 492006 | 0 | 0 | 0 | 0 | 1876650.2104 | 2436638.599 | 0 | 0 | 0 | 0 | 0 | 0 | 0 | 0 | 0 | 0 | 0 | 0 | 0 | 0 | 0 | 0 | 217511.7027 | 115725.7193 | 0 | 0 | 0 | 0 | 0 | 0 | 0 | 0 | 0 | 0 | 0 | 0 | 0 | 0 | 0
2016-05-29 19:00 | 0 | 0 | 0 | 0 | 0 | 0 | 814379.8067 | 500465 | 0 | 0 | 0 | 0 | 2128648.5253 | 2498555.0908 | 0 | 0 | 0 | 0 | 0 | 0 | 0 | 0 | 0 | 0 | 0 | 0 | 0 | 0 | 0 | 0 | 251998.3149 | 61916.4918 | 0 | 0 | 0 | 0 | 0 | 0 | 0 | 0 | 0 | 0 | 0 | 0 | 0 | 0 | 0
2016-05-29 20:00 | 0 | 0 | 0 | 0 | 0 | 0 | 806679.9944 | 506111 | 0 | 0 | 0 | 0 | 2313491.8004 | 2614280.8101 | 0 | 0 | 0 | 0 | 0 | 0 | 0 | 0 | 0 | 0 | 0 | 0 | 0 | 0 | 0 | 0 | 184843.2751 | 115725.7193 | 0 | 0 | 0 | 0 | 0 | 0 | 0 | 0 | 0 | 0 | 0 | 0 | 0 | 0 | 0
2016-05-29 21:00 | 0 | 0 | 0 | 0 | 0 | 0 | 786226.5763 | 508248 | 0 | 0 | 0 | 0 | 2475744.6574 | 2730006.5294 | 0 | 0 | 0 | 0 | 0 | 0 | 0 | 0 | 0 | 0 | 0 | 0 | 0 | 0 | 0 | 0 | 162252.857 | 115725.7193 | 0 | 0 | 0 | 0 | 0 | 0 | 0 | 0 | 0 | 0 | 0 | 0 | 0 | 0 | 0
2016-05-29 22:00 | 0 | 0 | 0 | 0 | 0 | 0 | 747840.295 | 504790 | 0 | 0 | 0 | 0 | 2727742.9723 | 2721058.5094 | 0 | 0 | 0 | 0 | 0 | 0 | 0 | 0 | 0 | 0 | 0 | 0 | 0 | 0 | 0 | 0 | 251998.3149 | -8948.0199 | 0 | 0 | 0 | 0 | 0 | 0 | 0 | 0 | 0 | 0 | 0 | 0 | 0 | 0 | 0
2016-05-29 23:00 | 0 | 0 | 0 | 0 | 0 | 0 | 655859.5345 | 494498 | 0 | 0 | 0 | 0 | 2773378.7875 | 2836784.2287 | 0 | 0 | 0 | 0 | 0 | 0 | 0 | 0 | 0 | 0 | 0 | 0 | 0 | 0 | 0 | 0 | 45635.8152 | 115725.7193 | 0 | 0 | 0 | 0 | 0 | 0 | 0 | 0 | 0 | 0 | 0 | 0 | 0 | 0 | 0
2016-05-30 | 0 | 0 | 0 | 0 | 0 | 0 | 514979.0695 | 483132 | 0 | 0 | 0 | 0 | 2689500.1377 | 2952509.948 | 0 | 0 | 0 | 0 | 0 | 0 | 0 | 0 | 0 | 0 | 0 | 0 | 0 | 0 | 0 | 0 | -83878.6498 | 115725.7193 | 0 | 0 | 0 | 0 | 0 | 0 | 0 | 0 | 0 | 0 | 0 | 0 | 0 | 0 | 0
2016-05-30 01:00 | 0 | 0 | 0 | 0 | 0 | 0 | 277950.3854 | 472908 | 0 | 0 | 0 | 0 | 2437501.8228 | 3009550.6484 | 0 | 0 | 0 | 0 | 0 | 0 | 0 | 0 | 0 | 0 | 0 | 0 | 0 | 0 | 0 | 0 | -251998.3149 | 57040.7004 | 0 | 0 | 0 | 0 | 0 | 0 | 0 | 0 | 0 | 0 | 0 | 0 | 0 | 0 | 0
2016-05-30 02:00 | 0 | 0 | 0 | 0 | 0 | 50945.4282 | 37519.5376 | 456189 | 0 | 0 | 0 | 0 | 2185503.5078 | 2893824.9291 | 0 | 0 | 0 | 0 | 0 | 0 | 0 | 0 | 0 | 0 | 0 | 0 | 0 | 0 | 0 | 0 | -251998.3149 | -115725.7193 | 0 | 0 | 0 | 0 | 0 | 0 | 0 | 0 | 0 | 0 | 0 | 0 | 0 | 0 | 0
2016-05-30 03:00 | 0 | 0 | 0 | 0 | 0 | 439378.8175 | 0 | 431028 | 0 | 0 | 0 | 0 | 2309580.0446 | 2778099.2098 | 0 | 0 | 0 | 0 | 0 | 0 | 0 | 0 | 0 | 0 | 0 | 0 | 0 | 0 | 0 | 0 | 124076.5368 | -115725.7193 | 0 | 0 | 0 | 0 | 0 | 0 | 0 | 0 | 0 | 0 | 0 | 0 | 0 | 0 | 0
2016-05-30 04:00 | 0 | 0 | 0 | 0 | 0 | 36773.9658 | 0 | 404498 | 0 | 0 | 0 | 0 | 2057581.7297 | 2662373.4905 | 0 | 0 | 0 | 0 | 0 | 0 | 0 | 0 | 0 | 0 | 0 | 0 | 0 | 0 | 0 | 0 | -251998.3149 | -115725.7193 | 0 | 0 | 0 | 0 | 0 | 0 | 0 | 0 | 0 | 0 | 0 | 0 | 0 | 0 | 0
2016-05-30 05:00 | 0 | 0 | 0 | 0 | 0 | 12697.9658 | 0 | 380422 | 0 | 0 | 0 | 0 | 1805583.4147 | 2546647.7712 | 0 | 0 | 0 | 0 | 0 | 0 | 0 | 0 | 0 | 0 | 0 | 0 | 0 | 0 | 0 | 0 | -251998.3149 | -115725.7193 | 0 | 0 | 0 | 0 | 0 | 0 | 0 | 0 | 0 | 0 | 0 | 0 | 0 | 0 | 0
2016-05-30 06:00 | 0 | 0 | 0 | 0 | 0 | 0 | 0 | 362999 | 0 | 0 | 0 | 0 | 1553585.0998 | 2435647.0862 | 0 | 0 | 0 | 0 | 0 | 0 | 0 | 0 | 0 | 0 | 0 | 0 | 0 | 0 | 0 | 0 | -251998.3149 | -111000.6851 | 0 | 0 | 0 | 0 | 0 | 0 | 0 | 0 | 0 | 0 | 0 | 0 | 0 | 0 | 0
2016-05-30 07:00 | 0 | 0 | 0 | 0 | 0 | 213389.4044 | 0 | 349662 | 0 | 0 | 0 | 0 | 1301586.7848 | 2551372.8055 | 0 | 0 | 0 | 0 | 0 | 0 | 0 | 0 | 0 | 0 | 0 | 0 | 0 | 0 | 0 | 0 | -251998.3149 | 115725.7193 | 0 | 0 | 0 | 0 | 0 | 0 | 0 | 0 | 0 | 0 | 0 | 0 | 0 | 0 | 0
2016-05-30 08:00 | 0 | 0 | 0 | 0 | 0 | 0 | 0 | 342344 | 0 | 0 | 0 | 0 | 1049588.4699 | 2461027.1204 | 0 | 0 | 0 | 0 | 0 | 0 | 0 | 0 | 0 | 0 | 0 | 0 | 0 | 0 | 0 | 0 | -251998.3149 | -90345.6851 | 0 | 0 | 0 | 0 | 0 | 0 | 0 | 0 | 0 | 0 | 0 | 0 | 0 | 0 | 0
2016-05-30 09:00 | 0 | 0 | 0 | 0 | 0 | 0 | 0 | 340098 | 0 | 0 | 0 | 0 | 797590.155 | 2372927.4354 | 0 | 0 | 0 | 0 | 0 | 0 | 0 | 0 | 0 | 0 | 0 | 0 | 0 | 0 | 0 | 0 | -251998.3149 | -88099.6851 | 0 | 0 | 0 | 0 | 0 | 0 | 0 | 0 | 0 | 0 | 0 | 0 | 0 | 0 | 0
2016-05-30 10:00 | 0 | 0 | 0 | 0 | 0 | 0 | 0 | 340563 | 0 | 0 | 0 | 0 | 545591.84 | 2284362.7503 | 0 | 0 | 0 | 0 | 0 | 0 | 0 | 0 | 0 | 0 | 0 | 0 | 0 | 0 | 0 | 0 | -251998.3149 | -88564.6851 | 0 | 0 | 0 | 0 | 0 | 0 | 0 | 0 | 0 | 0 | 0 | 0 | 0 | 0 | 0
2016-05-30 11:00 | 0 | 0 | 0 | 0 | 0 | 0 | 0.33742 | 346582 | 0 | 0 | 0 | 0 | 293593.5251 | 2189779.4027 | 0 | 0 | 0 | 0 | 0 | 0 | 0 | 0 | 0 | 0 | 0 | 0 | 0 | 0 | 0 | 0 | -251998.3149 | -94583.3476 | 0 | 0 | 0 | 0 | 0 | 0 | 0 | 0 | 0 | 0 | 0 | 0 | 0 | 0 | 0
2016-05-30 12:00 | 0 | 0 | 0 | 0 | 0 | 0 | 102775.8805 | 362900 | 0 | 0 | 0 | 0 | 41595.2101 | 2181653.5981 | 0 | 0 | 0 | 0 | 0 | 0 | 0 | 0 | 0 | 0 | 0 | 0 | 0 | 0 | 0 | 0 | -251998.3149 | -8125.8046 | 0 | 0 | 0 | 0 | 0 | 0 | 0 | 0 | 0 | 0 | 0 | 0 | 0 | 0 | 0
2016-05-30 13:00 | 0 | 0 | 0 | 0 | 0 | 0 | 464322.5092 | 390192 | 0 | 0 | 0 | 0 | 0 | 2297379.3174 | 0 | 0 | 0 | 0 | 0 | 0 | 0 | 0 | 0 | 0 | 0 | 0 | 0 | 0 | 0 | 0 | -41595.2101 | 115725.7193 | 0 | 0 | 0 | 0 | 0 | 0 | 0 | 0 | 0 | 0 | 0 | 0 | 0 | 0 | 0
2016-05-30 14:00 | 0 | 0 | 0 | 0 | 0 | 0 | 697858.5634 | 420252 | 0 | 0 | 0 | 0 | 161880.8441 | 2413105.0367 | 0 | 0 | 0 | 0 | 0 | 0 | 0 | 0 | 0 | 0 | 0 | 0 | 0 | 0 | 0 | 0 | 161880.8441 | 115725.7193 | 0 | 0 | 0 | 0 | 0 | 0 | 0 | 0 | 0 | 0 | 0 | 0 | 0 | 0 | 0
2016-05-30 15:00 | 0 | 0 | 0 | 0 | 0 | 0 | 816646.0342 | 448922 | 0 | 0 | 0 | 0 | 413879.159 | 2528830.756 | 0 | 0 | 0 | 0 | 0 | 0 | 0 | 0 | 0 | 0 | 0 | 0 | 0 | 0 | 0 | 0 | 251998.3149 | 115725.7193 | 0 | 0 | 0 | 0 | 0 | 0 | 0 | 0 | 0 | 0 | 0 | 0 | 0 | 0 | 0
2016-05-30 16:00 | 0 | 0 | 0 | 0 | 0 | 0 | 840436.0342 | 472712 | 0 | 0 | 0 | 0 | 665877.474 | 2644556.4753 | 0 | 0 | 0 | 0 | 0 | 0 | 0 | 0 | 0 | 0 | 0 | 0 | 0 | 0 | 0 | 0 | 251998.3149 | 115725.7193 | 0 | 0 | 0 | 0 | 0 | 0 | 0 | 0 | 0 | 0 | 0 | 0 | 0 | 0 | 0
2016-05-30 17:00 | 0 | 0 | 0 | 0 | 0 | 0 | 857895.0342 | 490171 | 0 | 0 | 0 | 0 | 917875.7889 | 2760282.1946 | 0 | 0 | 0 | 0 | 0 | 0 | 0 | 0 | 0 | 0 | 0 | 0 | 0 | 0 | 0 | 0 | 251998.3149 | 115725.7193 | 0 | 0 | 0 | 0 | 0 | 0 | 0 | 0 | 0 | 0 | 0 | 0 | 0 | 0 | 0
2016-05-30 18:00 | 0 | 0 | 0 | 0 | 0 | 0 | 871334.0342 | 503610 | 0 | 0 | 0 | 0 | 1169874.1039 | 2876007.9139 | 0 | 0 | 0 | 0 | 0 | 0 | 0 | 0 | 0 | 0 | 0 | 0 | 0 | 0 | 0 | 0 | 251998.3149 | 115725.7193 | 0 | 0 | 0 | 0 | 0 | 0 | 0 | 0 | 0 | 0 | 0 | 0 | 0 | 0 | 0
2016-05-30 19:00 | 0 | 0 | 0 | 0 | 0 | 0 | 868082.8657 | 513592 | 0 | 0 | 0 | 0 | 1408639.2503 | 2991733.6332 | 0 | 0 | 0 | 0 | 0 | 0 | 0 | 0 | 0 | 0 | 0 | 0 | 0 | 0 | 0 | 0 | 238765.1464 | 115725.7193 | 0 | 0 | 0 | 0 | 0 | 0 | 0 | 0 | 0 | 0 | 0 | 0 | 0 | 0 | 0
2016-05-30 20:00 | 0 | 0 | 0 | 0 | 0 | 0 | 866036.6959 | 521499 | 0 | 0 | 0 | 0 | 1660637.5652 | 3084273.0141 | 0 | 0 | 0 | 0 | 0 | 0 | 0 | 0 | 0 | 0 | 0 | 0 | 0 | 0 | 0 | 0 | 251998.3149 | 92539.3809 | 0 | 0 | 0 | 0 | 0 | 0 | 0 | 0 | 0 | 0 | 0 | 0 | 0 | 0 | 0
2016-05-30 21:00 | 0 | 0 | 0 | 0 | 0 | 0 | 856872.8171 | 526698 | 0 | 0 | 0 | 0 | 1875086.663 | 3199998.7334 | 0 | 0 | 0 | 0 | 0 | 0 | 0 | 0 | 0 | 0 | 0 | 0 | 0 | 0 | 0 | 0 | 214449.0978 | 115725.7193 | 0 | 0 | 0 | 0 | 0 | 0 | 0 | 0 | 0 | 0 | 0 | 0 | 0 | 0 | 0
2016-05-30 22:00 | 0 | 0 | 0 | 0 | 0 | 0 | 824637.7854 | 526040 | 0 | 0 | 0 | 0 | 2057958.7291 | 3315724.4527 | 0 | 0 | 0 | 0 | 0 | 0 | 0 | 0 | 0 | 0 | 0 | 0 | 0 | 0 | 0 | 0 | 182872.0661 | 115725.7193 | 0 | 0 | 0 | 0 | 0 | 0 | 0 | 0 | 0 | 0 | 0 | 0 | 0 | 0 | 0
2016-05-30 23:00 | 0 | 0 | 0 | 0 | 0 | 0 | 735598.3871 | 519884 | 0 | 0 | 0 | 0 | 2309957.0441 | 3279440.5248 | 0 | 0 | 0 | 0 | 0 | 0 | 0 | 0 | 0 | 0 | 0 | 0 | 0 | 0 | 0 | 0 | 251998.3149 | -36283.9278 | 0 | 0 | 0 | 0 | 0 | 0 | 0 | 0 | 0 | 0 | 0 | 0 | 0 | 0 | 0
2016-05-31 | 0 | 0 | 0 | 0 | 0 | 0 | 580191.8785 | 510821 | 0 | 0 | 0 | 0 | 2495053.6419 | 3163714.8055 | 0 | 0 | 0 | 0 | 0 | 0 | 0 | 0 | 0 | 0 | 0 | 0 | 0 | 0 | 0 | 0 | 185096.5978 | -115725.7193 | 0 | 0 | 0 | 0 | 0 | 0 | 0 | 0 | 0 | 0 | 0 | 0 | 0 | 0 | 0
2016-05-31 01:00 | 0 | 0 | 0 | 0 | 0 | 0 | 315276.5913 | 501289 | 0 | 0 | 0 | 0 | 2424766.9525 | 3047989.0862 | 0 | 0 | 0 | 0 | 0 | 0 | 0 | 0 | 0 | 0 | 0 | 0 | 0 | 0 | 0 | 0 | -70286.6894 | -115725.7193 | 0 | 0 | 0 | 0 | 0 | 0 | 0 | 0 | 0 | 0 | 0 | 0 | 0 | 0 | 0
2016-05-31 02:00 | 0 | 0 | 0 | 0 | 0 | 727561.9068 | 44860.8471 | 478475 | 0 | 0 | 0 | 0 | 2602988.987 | 3163714.8055 | 0 | 0 | 0 | 0 | 0 | 0 | 0 | 0 | 0 | 0 | 0 | 0 | 0 | 0 | 0 | 0 | 178222.0345 | 115725.7193 | 0 | 0 | 0 | 0 | 0 | 0 | 0 | 0 | 0 | 0 | 0 | 0 | 0 | 0 | 0
2016-05-31 03:00 | 0 | 0 | 0 | 0 | 0 | 698185.0355 | 0 | 446575 | 0 | 0 | 0 | 0 | 2738873.3033 | 3279440.5248 | 0 | 0 | 0 | 0 | 0 | 0 | 0 | 0 | 0 | 0 | 0 | 0 | 0 | 0 | 0 | 0 | 135884.3162 | 115725.7193 | 0 | 0 | 0 | 0 | 0 | 0 | 0 | 0 | 0 | 0 | 0 | 0 | 0 | 0 | 0
2016-05-31 04:00 | 0 | 0 | 0 | 0 | 0 | 49701.9658 | 0 | 417426 | 0 | 0 | 0 | 0 | 2486874.9883 | 3163714.8055 | 0 | 0 | 0 | 0 | 0 | 0 | 0 | 0 | 0 | 0 | 0 | 0 | 0 | 0 | 0 | 0 | -251998.3149 | -115725.7193 | 0 | 0 | 0 | 0 | 0 | 0 | 0 | 0 | 0 | 0 | 0 | 0 | 0 | 0 | 0
2016-05-31 05:00 | 0 | 0 | 0 | 0 | 0 | 24341.9658 | 0 | 392066 | 0 | 0 | 0 | 0 | 2234876.6734 | 3047989.0862 | 0 | 0 | 0 | 0 | 0 | 0 | 0 | 0 | 0 | 0 | 0 | 0 | 0 | 0 | 0 | 0 | -251998.3149 | -115725.7193 | 0 | 0 | 0 | 0 | 0 | 0 | 0 | 0 | 0 | 0 | 0 | 0 | 0 | 0 | 0
2016-05-31 06:00 | 0 | 0 | 0 | 0 | 0 | 4549.9658 | 0 | 372274 | 0 | 0 | 0 | 0 | 1982878.3584 | 2932263.3669 | 0 | 0 | 0 | 0 | 0 | 0 | 0 | 0 | 0 | 0 | 0 | 0 | 0 | 0 | 0 | 0 | -251998.3149 | -115725.7193 | 0 | 0 | 0 | 0 | 0 | 0 | 0 | 0 | 0 | 0 | 0 | 0 | 0 | 0 | 0
2016-05-31 07:00 | 0 | 0 | 0 | 0 | 0 | 222874.4044 | 0 | 359147 | 0 | 0 | 0 | 0 | 1730880.0435 | 3047989.0862 | 0 | 0 | 0 | 0 | 0 | 0 | 0 | 0 | 0 | 0 | 0 | 0 | 0 | 0 | 0 | 0 | -251998.3149 | 115725.7193 | 0 | 0 | 0 | 0 | 0 | 0 | 0 | 0 | 0 | 0 | 0 | 0 | 0 | 0 | 0
2016-05-31 08:00 | 0 | 0 | 0 | 0 | 0 | 0 | 0 | 355102 | 0 | 0 | 0 | 0 | 1478881.7285 | 2944885.4012 | 0 | 0 | 0 | 0 | 0 | 0 | 0 | 0 | 0 | 0 | 0 | 0 | 0 | 0 | 0 | 0 | -251998.3149 | -103103.6851 | 0 | 0 | 0 | 0 | 0 | 0 | 0 | 0 | 0 | 0 | 0 | 0 | 0 | 0 | 0
2016-05-31 09:00 | 0 | 0 | 0 | 0 | 0 | 0 | 0 | 362437 | 0 | 0 | 0 | 0 | 1226883.4136 | 2834446.7161 | 0 | 0 | 0 | 0 | 0 | 0 | 0 | 0 | 0 | 0 | 0 | 0 | 0 | 0 | 0 | 0 | -251998.3149 | -110438.6851 | 0 | 0 | 0 | 0 | 0 | 0 | 0 | 0 | 0 | 0 | 0 | 0 | 0 | 0 | 0
2016-05-31 10:00 | 0 | 0 | 0 | 0 | 0 | 13144.9658 | 0 | 380869 | 0 | 0 | 0 | 0 | 974885.0987 | 2718720.9968 | 0 | 0 | 0 | 0 | 0 | 0 | 0 | 0 | 0 | 0 | 0 | 0 | 0 | 0 | 0 | 0 | -251998.3149 | -115725.7193 | 0 | 0 | 0 | 0 | 0 | 0 | 0 | 0 | 0 | 0 | 0 | 0 | 0 | 0 | 0
2016-05-31 11:00 | 0 | 0 | 0 | 0 | 0 | 36709.533 | 0.43277 | 404434 | 0 | 0 | 0 | 0 | 722886.7837 | 2602995.2775 | 0 | 0 | 0 | 0 | 0 | 0 | 0 | 0 | 0 | 0 | 0 | 0 | 0 | 0 | 0 | 0 | -251998.3149 | -115725.7193 | 0 | 0 | 0 | 0 | 0 | 0 | 0 | 0 | 0 | 0 | 0 | 0 | 0 | 0 | 0
2016-05-31 12:00 | 0 | 0 | 0 | 0 | 0 | 275454.2697 | 125260.1977 | 430258 | 0 | 0 | 0 | 0 | 662422.3847 | 2633916.144 | 0 | 0 | 0 | 0 | 0 | 0 | 0 | 0 | 0 | 0 | 0 | 0 | 0 | 0 | 0 | 0 | -60464.399 | 30920.8665 | 0 | 0 | 0 | 0 | 0 | 0 | 0 | 0 | 0 | 0 | 0 | 0 | 0 | 0 | 0
2016-05-31 13:00 | 0 | 0 | 0 | 0 | 0 | 0 | 527925.6601 | 457434 | 0 | 0 | 0 | 0 | 848639.7641 | 2518190.4247 | 0 | 0 | 0 | 0 | 0 | 0 | 0 | 0 | 0 | 0 | 0 | 0 | 0 | 0 | 0 | 0 | 186217.3794 | -115725.7193 | 0 | 0 | 0 | 0 | 0 | 0 | 0 | 0 | 0 | 0 | 0 | 0 | 0 | 0 | 0
2016-05-31 14:00 | 0 | 0 | 0 | 0 | 0 | 0 | 726395.5662 | 485399 | 0 | 0 | 0 | 0 | 973910.611 | 2633916.144 | 0 | 0 | 0 | 0 | 0 | 0 | 0 | 0 | 0 | 0 | 0 | 0 | 0 | 0 | 0 | 0 | 125270.8469 | 115725.7193 | 0 | 0 | 0 | 0 | 0 | 0 | 0 | 0 | 0 | 0 | 0 | 0 | 0 | 0 | 0
2016-05-31 15:00 | 0 | 0 | 0 | 0 | 0 | 0 | 821081.5779 | 511566 | 0 | 0 | 0 | 0 | 1167700.4695 | 2749641.8633 | 0 | 0 | 0 | 0 | 0 | 0 | 0 | 0 | 0 | 0 | 0 | 0 | 0 | 0 | 0 | 0 | 193789.8586 | 115725.7193 | 0 | 0 | 0 | 0 | 0 | 0 | 0 | 0 | 0 | 0 | 0 | 0 | 0 | 0 | 0
2016-05-31 16:00 | 0 | 0 | 0 | 0 | 0 | 0 | 862745.5983 | 533684 | 0 | 0 | 0 | 0 | 1419698.7845 | 2826705.1467 | 0 | 0 | 0 | 0 | 0 | 0 | 0 | 0 | 0 | 0 | 0 | 0 | 0 | 0 | 0 | 0 | 251998.3149 | 77063.2834 | 0 | 0 | 0 | 0 | 0 | 0 | 0 | 0 | 0 | 0 | 0 | 0 | 0 | 0 | 0
2016-05-31 17:00 | 0 | 0 | 0 | 0 | 0 | 0 | 862792.8616 | 552896 | 0 | 0 | 0 | 0 | 1613869.9268 | 2942430.866 | 0 | 0 | 0 | 0 | 0 | 0 | 0 | 0 | 0 | 0 | 0 | 0 | 0 | 0 | 0 | 0 | 194171.1424 | 115725.7193 | 0 | 0 | 0 | 0 | 0 | 0 | 0 | 0 | 0 | 0 | 0 | 0 | 0 | 0 | 0
2016-05-31 18:00 | 0 | 0 | 0 | 0 | 0 | 0 | 847427.0508 | 566702 | 0 | 0 | 0 | 0 | 1778869.2583 | 3058156.5853 | 0 | 0 | 0 | 0 | 0 | 0 | 0 | 0 | 0 | 0 | 0 | 0 | 0 | 0 | 0 | 0 | 164999.3315 | 115725.7193 | 0 | 0 | 0 | 0 | 0 | 0 | 0 | 0 | 0 | 0 | 0 | 0 | 0 | 0 | 0
2016-05-31 19:00 | 0 | 0 | 0 | 0 | 0 | 0 | 824753.3083 | 575476 | 0 | 0 | 0 | 0 | 1912420.8473 | 3173882.3046 | 0 | 0 | 0 | 0 | 0 | 0 | 0 | 0 | 0 | 0 | 0 | 0 | 0 | 0 | 0 | 0 | 133551.589 | 115725.7193 | 0 | 0 | 0 | 0 | 0 | 0 | 0 | 0 | 0 | 0 | 0 | 0 | 0 | 0 | 0
2016-05-31 20:00 | 0 | 0 | 0 | 0 | 0 | 0 | 806513.0943 | 578930 | 0 | 0 | 0 | 0 | 2024278.2222 | 3289608.0239 | 0 | 0 | 0 | 0 | 0 | 0 | 0 | 0 | 0 | 0 | 0 | 0 | 0 | 0 | 0 | 0 | 111857.375 | 115725.7193 | 0 | 0 | 0 | 0 | 0 | 0 | 0 | 0 | 0 | 0 | 0 | 0 | 0 | 0 | 0
2016-05-31 21:00 | 0 | 0 | 0 | 0 | 0 | 0 | 784196.1801 | 578388 | 0 | 0 | 0 | 0 | 2114360.683 | 3405333.7432 | 0 | 0 | 0 | 0 | 0 | 0 | 0 | 0 | 0 | 0 | 0 | 0 | 0 | 0 | 0 | 0 | 90082.4608 | 115725.7193 | 0 | 0 | 0 | 0 | 0 | 0 | 0 | 0 | 0 | 0 | 0 | 0 | 0 | 0 | 0
2016-05-31 22:00 | 0 | 0 | 0 | 0 | 0 | 0 | 749411.4563 | 571152 | 0 | 0 | 0 | 0 | 2176894.42 | 3521059.4625 | 0 | 0 | 0 | 0 | 0 | 0 | 0 | 0 | 0 | 0 | 0 | 0 | 0 | 0 | 0 | 0 | 62533.737 | 115725.7193 | 0 | 0 | 0 | 0 | 0 | 0 | 0 | 0 | 0 | 0 | 0 | 0 | 0 | 0 | 0
2016-05-31 23:00 | 0 | 0 | 0 | 0 | 0 | 0 | 673412.3033 | 558447 | 0 | 0 | 0 | 0 | 2176134.004 | 3636785.1818 | 0 | 0 | 0 | 0 | 0 | 0 | 0 | 0 | 0 | 0 | 0 | 0 | 0 | 0 | 0 | 0 | -760.416 | 115725.7193 | 0 | 0 | 0 | 0 | 0 | 0 | 0 | 0 | 0 | 0 | 0 | 0 | 0 | 0 | 0
2016-06-01 | 0 | 0 | 0 | 0 | 0 | 0 | 538804.3501 | 545151 | 0 | 0 | 0 | 0 | 2054061.6348 | 3752510.9011 | 0 | 0 | 0 | 0 | 0 | 0 | 0 | 0 | 0 | 0 | 0 | 0 | 0 | 0 | 0 | 0 | -122072.3692 | 115725.7193 | 0 | 0 | 0 | 0 | 0 | 0 | 0 | 0 | 0 | 0 | 0 | 0 | 0 | 0 | 0
2016-06-01 01:00 | 0 | 0 | 0 | 0 | 0 | 0 | 323700.3651 | 533134 | 0 | 0 | 0 | 0 | 1802063.3198 | 3795075.5812 | 0 | 0 | 0 | 0 | 0 | 0 | 0 | 0 | 0 | 0 | 0 | 0 | 0 | 0 | 0 | 0 | -251998.3149 | 42564.6801 | 0 | 0 | 0 | 0 | 0 | 0 | 0 | 0 | 0 | 0 | 0 | 0 | 0 | 0 | 0
2016-06-01 02:00 | 0 | 0 | 0 | 0 | 0 | 420944.0559 | 60269.0424 | 505636 | 0 | 0 | 0 | 0 | 1661914.6988 | 3910801.3005 | 0 | 0 | 0 | 0 | 0 | 0 | 0 | 0 | 0 | 0 | 0 | 0 | 0 | 0 | 0 | 0 | -140148.621 | 115725.7193 | 0 | 0 | 0 | 0 | 0 | 0 | 0 | 0 | 0 | 0 | 0 | 0 | 0 | 0 | 0
2016-06-01 03:00 | 0 | 0 | 0 | 0 | 0 | 102230.9457 | 0.020014 | 469955 | 0 | 0 | 0 | 0 | 1409916.3839 | 3795075.5812 | 0 | 0 | 0 | 0 | 0 | 0 | 0 | 0 | 0 | 0 | 0 | 0 | 0 | 0 | 0 | 0 | -251998.3149 | -115725.7193 | 0 | 0 | 0 | 0 | 0 | 0 | 0 | 0 | 0 | 0 | 0 | 0 | 0 | 0 | 0
2016-06-01 04:00 | 0 | 0 | 0 | 0 | 0 | 69222.9658 | 0 | 436947 | 0 | 0 | 0 | 0 | 1157918.069 | 3679349.8619 | 0 | 0 | 0 | 0 | 0 | 0 | 0 | 0 | 0 | 0 | 0 | 0 | 0 | 0 | 0 | 0 | -251998.3149 | -115725.7193 | 0 | 0 | 0 | 0 | 0 | 0 | 0 | 0 | 0 | 0 | 0 | 0 | 0 | 0 | 0
2016-06-01 05:00 | 0 | 0 | 0 | 0 | 0 | 395875.7865 | 0 | 409528 | 0 | 0 | 0 | 0 | 1259991.5747 | 3563624.1426 | 0 | 0 | 0 | 0 | 0 | 0 | 0 | 0 | 0 | 0 | 0 | 0 | 0 | 0 | 0 | 0 | 102073.5058 | -115725.7193 | 0 | 0 | 0 | 0 | 0 | 0 | 0 | 0 | 0 | 0 | 0 | 0 | 0 | 0 | 0
2016-06-01 06:00 | 0 | 0 | 0 | 0 | 0 | 20737.9658 | 0 | 388462 | 0 | 0 | 0 | 0 | 1007993.2598 | 3447898.4233 | 0 | 0 | 0 | 0 | 0 | 0 | 0 | 0 | 0 | 0 | 0 | 0 | 0 | 0 | 0 | 0 | -251998.3149 | -115725.7193 | 0 | 0 | 0 | 0 | 0 | 0 | 0 | 0 | 0 | 0 | 0 | 0 | 0 | 0 | 0
2016-06-01 07:00 | 0 | 0 | 0 | 0 | 0 | 237587.4044 | 0 | 373860 | 0 | 0 | 0 | 0 | 755994.9448 | 3563624.1426 | 0 | 0 | 0 | 0 | 0 | 0 | 0 | 0 | 0 | 0 | 0 | 0 | 0 | 0 | 0 | 0 | -251998.3149 | 115725.7193 | 0 | 0 | 0 | 0 | 0 | 0 | 0 | 0 | 0 | 0 | 0 | 0 | 0 | 0 | 0
2016-06-01 08:00 | 0 | 0 | 0 | 0 | 0 | 0 | 0 | 367627 | 0 | 0 | 0 | 0 | 503996.6299 | 3447995.4575 | 0 | 0 | 0 | 0 | 0 | 0 | 0 | 0 | 0 | 0 | 0 | 0 | 0 | 0 | 0 | 0 | -251998.3149 | -115628.6851 | 0 | 0 | 0 | 0 | 0 | 0 | 0 | 0 | 0 | 0 | 0 | 0 | 0 | 0 | 0
2016-06-01 09:00 | 0 | 0 | 0 | 0 | 0 | 5118.9658 | 0 | 372843 | 0 | 0 | 0 | 0 | 251998.3149 | 3332269.7382 | 0 | 0 | 0 | 0 | 0 | 0 | 0 | 0 | 0 | 0 | 0 | 0 | 0 | 0 | 0 | 0 | -251998.3149 | -115725.7193 | 0 | 0 | 0 | 0 | 0 | 0 | 0 | 0 | 0 | 0 | 0 | 0 | 0 | 0 | 0
2016-06-01 10:00 | 0 | 0 | 0 | 0 | 0 | 20732.9658 | 0 | 388457 | 0 | 0 | 0 | 0 | 0 | 3216544.0189 | 0 | 0 | 0 | 0 | 0 | 0 | 0 | 0 | 0 | 0 | 0 | 0 | 0 | 0 | 0 | 0 | -251998.3149 | -115725.7193 | 0 | 0 | 0 | 0 | 0 | 0 | 0 | 0 | 0 | 0 | 0 | 0 | 0 | 0 | 0
2016-06-01 11:00 | 0 | 0 | 0 | 0 | 0 | 295406.3273 | 7.9534 | 411140 | 0 | 0 | 0 | 0 | 0 | 3100818.2996 | 0 | 0 | 0 | 0 | 0 | 0 | 0 | 0 | 0 | 0 | 0 | 0 | 0 | 0 | 0 | 0 | 0 | -115725.7193 | 0 | 0 | 0 | 0 | 0 | 0 | 0 | 0 | 0 | 0 | 0 | 0 | 0 | 0 | 0
2016-06-01 12:00 | 0 | 0 | 0 | 0 | 0 | 251812.4875 | 77753.7539 | 435165 | 0 | 0 | 0 | 0 | 0 | 2995219.541 | 0 | 0 | 0 | 0 | 0 | 0 | 0 | 0 | 0 | 0 | 0 | 0 | 0 | 0 | 0 | 0 | 0 | -105598.7586 | 0 | 0 | 0 | 0 | 0 | 0 | 0 | 0 | 0 | 0 | 0 | 0 | 0 | 0 | 0
2016-06-01 13:00 | 0 | 0 | 0 | 0 | 0 | 160760.2352 | 434378.3605 | 458866 | 0 | 0 | 0 | 0 | 251998.3149 | 2879493.8217 | 0 | 0 | 0 | 0 | 0 | 0 | 0 | 0 | 0 | 0 | 0 | 0 | 0 | 0 | 0 | 0 | 251998.3149 | -115725.7193 | 0 | 0 | 0 | 0 | 0 | 0 | 0 | 0 | 0 | 0 | 0 | 0 | 0 | 0 | 0
2016-06-01 14:00 | 0 | 0 | 0 | 0 | 0 | 0 | 635404.7185 | 485380 | 0 | 0 | 0 | 0 | 503996.6299 | 2777520.2253 | 0 | 0 | 0 | 0 | 0 | 0 | 0 | 0 | 0 | 0 | 0 | 0 | 0 | 0 | 0 | 0 | 251998.3149 | -101973.5965 | 0 | 0 | 0 | 0 | 0 | 0 | 0 | 0 | 0 | 0 | 0 | 0 | 0 | 0 | 0
2016-06-01 15:00 | 0 | 0 | 0 | 0 | 0 | 0 | 748615.6903 | 510547 | 0 | 0 | 0 | 0 | 755994.9448 | 2763590.6007 | 0 | 0 | 0 | 0 | 0 | 0 | 0 | 0 | 0 | 0 | 0 | 0 | 0 | 0 | 0 | 0 | 251998.3149 | -13929.6246 | 0 | 0 | 0 | 0 | 0 | 0 | 0 | 0 | 0 | 0 | 0 | 0 | 0 | 0 | 0
2016-06-01 16:00 | 0 | 0 | 0 | 0 | 0 | 107398.0274 | 791734.0069 | 531408 | 0 | 0 | 0 | 0 | 1007993.2598 | 2879316.32 | 0 | 0 | 0 | 0 | 0 | 0 | 0 | 0 | 0 | 0 | 0 | 0 | 0 | 0 | 0 | 0 | 251998.3149 | 115725.7193 | 0 | 0 | 0 | 0 | 0 | 0 | 0 | 0 | 0 | 0 | 0 | 0 | 0 | 0 | 0
2016-06-01 17:00 | 0 | 0 | 0 | 0 | 0 | 0 | 798166.5875 | 550110 | 0 | 0 | 0 | 0 | 1259991.5747 | 2875374.5925 | 0 | 0 | 0 | 0 | 0 | 0 | 0 | 0 | 0 | 0 | 0 | 0 | 0 | 0 | 0 | 0 | 251998.3149 | -3941.7274 | 0 | 0 | 0 | 0 | 0 | 0 | 0 | 0 | 0 | 0 | 0 | 0 | 0 | 0 | 0
2016-06-01 18:00 | 0 | 0 | 0 | 0 | 0 | 0 | 784948.4446 | 564854 | 0 | 0 | 0 | 0 | 1364360.3 | 2991100.3118 | 0 | 0 | 0 | 0 | 0 | 0 | 0 | 0 | 0 | 0 | 0 | 0 | 0 | 0 | 0 | 0 | 104368.7253 | 115725.7193 | 0 | 0 | 0 | 0 | 0 | 0 | 0 | 0 | 0 | 0 | 0 | 0 | 0 | 0 | 0
2016-06-01 19:00 | 0 | 0 | 0 | 0 | 0 | 0 | 769045.6832 | 574628 | 0 | 0 | 0 | 0 | 1616358.615 | 2933519.6801 | 0 | 0 | 0 | 0 | 0 | 0 | 0 | 0 | 0 | 0 | 0 | 0 | 0 | 0 | 0 | 0 | 251998.3149 | -57580.6318 | 0 | 0 | 0 | 0 | 0 | 0 | 0 | 0 | 0 | 0 | 0 | 0 | 0 | 0 | 0
2016-06-01 20:00 | 0 | 0 | 0 | 0 | 0 | 23045.6201 | 751174.6299 | 580324 | 0 | 0 | 0 | 0 | 1694529.1457 | 3049245.3994 | 0 | 0 | 0 | 0 | 0 | 0 | 0 | 0 | 0 | 0 | 0 | 0 | 0 | 0 | 0 | 0 | 78170.5307 | 115725.7193 | 0 | 0 | 0 | 0 | 0 | 0 | 0 | 0 | 0 | 0 | 0 | 0 | 0 | 0 | 0
2016-06-01 21:00 | 0 | 0 | 0 | 0 | 0 | 0 | 726800.8985 | 579092 | 0 | 0 | 0 | 0 | 1946527.4606 | 2944955.9829 | 0 | 0 | 0 | 0 | 0 | 0 | 0 | 0 | 0 | 0 | 0 | 0 | 0 | 0 | 0 | 0 | 251998.3149 | -104289.4165 | 0 | 0 | 0 | 0 | 0 | 0 | 0 | 0 | 0 | 0 | 0 | 0 | 0 | 0 | 0
2016-06-01 22:00 | 0 | 0 | 0 | 0 | 0 | 0 | 693703.4016 | 570068 | 0 | 0 | 0 | 0 | 2185888.5815 | 2829230.2636 | 0 | 0 | 0 | 0 | 0 | 0 | 0 | 0 | 0 | 0 | 0 | 0 | 0 | 0 | 0 | 0 | 239361.1209 | -115725.7193 | 0 | 0 | 0 | 0 | 0 | 0 | 0 | 0 | 0 | 0 | 0 | 0 | 0 | 0 | 0
2016-06-01 23:00 | 0 | 0 | 0 | 0 | 0 | 0 | 625299.6928 | 556557 | 0 | 0 | 0 | 0 | 2138905.555 | 2944955.9829 | 0 | 0 | 0 | 0 | 0 | 0 | 0 | 0 | 0 | 0 | 0 | 0 | 0 | 0 | 0 | 0 | -46983.0265 | 115725.7193 | 0 | 0 | 0 | 0 | 0 | 0 | 0 | 0 | 0 | 0 | 0 | 0 | 0 | 0 | 0
2016-06-02 | 0 | 0 | 0 | 0 | 0 | 0 | 497383.9697 | 544273 | 0 | 0 | 0 | 0 | 2207742.244 | 2829230.2636 | 0 | 0 | 0 | 0 | 0 | 0 | 0 | 0 | 0 | 0 | 0 | 0 | 0 | 0 | 0 | 0 | 68836.689 | -115725.7193 | 0 | 0 | 0 | 0 | 0 | 0 | 0 | 0 | 0 | 0 | 0 | 0 | 0 | 0 | 0
2016-06-02 01:00 | 0 | 0 | 0 | 0 | 0 | 0 | 314395.2685 | 532348 | 0 | 0 | 0 | 0 | 2105515.2318 | 2713504.5443 | 0 | 0 | 0 | 0 | 0 | 0 | 0 | 0 | 0 | 0 | 0 | 0 | 0 | 0 | 0 | 0 | -102227.0122 | -115725.7193 | 0 | 0 | 0 | 0 | 0 | 0 | 0 | 0 | 0 | 0 | 0 | 0 | 0 | 0 | 0
2016-06-02 02:00 | 0 | 0 | 0 | 0 | 0 | 206381.0742 | 60618.85 | 507490 | 0 | 0 | 0 | 0 | 1853516.9168 | 2725012.7835 | 0 | 0 | 0 | 0 | 0 | 0 | 0 | 0 | 0 | 0 | 0 | 0 | 0 | 0 | 0 | 0 | -251998.3149 | 11508.2391 | 0 | 0 | 0 | 0 | 0 | 0 | 0 | 0 | 0 | 0 | 0 | 0 | 0 | 0 | 0
2016-06-02 03:00 | 0 | 0 | 0 | 0 | 0 | 104864.7562 | 0.20957 | 472589 | 0 | 0 | 0 | 0 | 1601518.6019 | 2609287.0642 | 0 | 0 | 0 | 0 | 0 | 0 | 0 | 0 | 0 | 0 | 0 | 0 | 0 | 0 | 0 | 0 | -251998.3149 | -115725.7193 | 0 | 0 | 0 | 0 | 0 | 0 | 0 | 0 | 0 | 0 | 0 | 0 | 0 | 0 | 0
2016-06-02 04:00 | 0 | 0 | 0 | 0 | 0 | 71965.9658 | 0 | 439690 | 0 | 0 | 0 | 0 | 1349520.287 | 2493561.3449 | 0 | 0 | 0 | 0 | 0 | 0 | 0 | 0 | 0 | 0 | 0 | 0 | 0 | 0 | 0 | 0 | -251998.3149 | -115725.7193 | 0 | 0 | 0 | 0 | 0 | 0 | 0 | 0 | 0 | 0 | 0 | 0 | 0 | 0 | 0
2016-06-02 05:00 | 0 | 0 | 0 | 0 | 0 | 285131.9386 | 0 | 412308 | 0 | 0 | 0 | 0 | 1106618.5063 | 2609287.0642 | 0 | 0 | 0 | 0 | 0 | 0 | 0 | 0 | 0 | 0 | 0 | 0 | 0 | 0 | 0 | 0 | -242901.7807 | 115725.7193 | 0 | 0 | 0 | 0 | 0 | 0 | 0 | 0 | 0 | 0 | 0 | 0 | 0 | 0 | 0
2016-06-02 06:00 | 0 | 0 | 0 | 0 | 0 | 22633.9658 | 0 | 390358 | 0 | 0 | 0 | 0 | 854620.1914 | 2493561.3449 | 0 | 0 | 0 | 0 | 0 | 0 | 0 | 0 | 0 | 0 | 0 | 0 | 0 | 0 | 0 | 0 | -251998.3149 | -115725.7193 | 0 | 0 | 0 | 0 | 0 | 0 | 0 | 0 | 0 | 0 | 0 | 0 | 0 | 0 | 0
2016-06-02 07:00 | 0 | 0 | 0 | 0 | 0 | 8154.9658 | 0 | 375879 | 0 | 0 | 0 | 0 | 602621.8764 | 2377835.6256 | 0 | 0 | 0 | 0 | 0 | 0 | 0 | 0 | 0 | 0 | 0 | 0 | 0 | 0 | 0 | 0 | -251998.3149 | -115725.7193 | 0 | 0 | 0 | 0 | 0 | 0 | 0 | 0 | 0 | 0 | 0 | 0 | 0 | 0 | 0
2016-06-02 08:00 | 0 | 0 | 0 | 0 | 0 | 331800.2769 | 0 | 370219 | 0 | 0 | 0 | 0 | 679928.8726 | 2262109.9063 | 0 | 0 | 0 | 0 | 0 | 0 | 0 | 0 | 0 | 0 | 0 | 0 | 0 | 0 | 0 | 0 | 77306.9961 | -115725.7193 | 0 | 0 | 0 | 0 | 0 | 0 | 0 | 0 | 0 | 0 | 0 | 0 | 0 | 0 | 0
2016-06-02 09:00 | 0 | 0 | 0 | 0 | 0 | 336138.353 | 0 | 375798 | 0 | 0 | 0 | 0 | 755994.9448 | 2146384.187 | 0 | 0 | 0 | 0 | 0 | 0 | 0 | 0 | 0 | 0 | 0 | 0 | 0 | 0 | 0 | 0 | 76066.0723 | -115725.7193 | 0 | 0 | 0 | 0 | 0 | 0 | 0 | 0 | 0 | 0 | 0 | 0 | 0 | 0 | 0
2016-06-02 10:00 | 0 | 0 | 0 | 0 | 0 | 25620.9658 | 0 | 393345 | 0 | 0 | 0 | 0 | 503996.6299 | 2030658.4677 | 0 | 0 | 0 | 0 | 0 | 0 | 0 | 0 | 0 | 0 | 0 | 0 | 0 | 0 | 0 | 0 | -251998.3149 | -115725.7193 | 0 | 0 | 0 | 0 | 0 | 0 | 0 | 0 | 0 | 0 | 0 | 0 | 0 | 0 | 0
2016-06-02 11:00 | 0 | 0 | 0 | 0 | 0 | 277932.8506 | 5.5537 | 414211 | 0 | 0 | 0 | 0 | 251998.3149 | 2146384.187 | 0 | 0 | 0 | 0 | 0 | 0 | 0 | 0 | 0 | 0 | 0 | 0 | 0 | 0 | 0 | 0 | -251998.3149 | 115725.7193 | 0 | 0 | 0 | 0 | 0 | 0 | 0 | 0 | 0 | 0 | 0 | 0 | 0 | 0 | 0
2016-06-02 12:00 | 0 | 0 | 0 | 0 | 0 | 0 | 109782.673 | 435951 | 0 | 0 | 0 | 0 | 0 | 2072214.1749 | 0 | 0 | 0 | 0 | 0 | 0 | 0 | 0 | 0 | 0 | 0 | 0 | 0 | 0 | 0 | 0 | -251998.3149 | -74170.012 | 0 | 0 | 0 | 0 | 0 | 0 | 0 | 0 | 0 | 0 | 0 | 0 | 0 | 0 | 0
2016-06-02 13:00 | 0 | 0 | 0 | 0 | 0 | 0 | 491402.3542 | 457230 | 0 | 0 | 0 | 0 | 0 | 2106386.5291 | 0 | 0 | 0 | 0 | 0 | 0 | 0 | 0 | 0 | 0 | 0 | 0 | 0 | 0 | 0 | 0 | 0 | 34172.3542 | 0 | 0 | 0 | 0 | 0 | 0 | 0 | 0 | 0 | 0 | 0 | 0 | 0 | 0 | 0
2016-06-02 14:00 | 0 | 0 | 0 | 0 | 0 | 0 | 703495.8214 | 479125 | 0 | 0 | 0 | 0 | 243668.1183 | 2087089.2321 | 0 | 0 | 0 | 0 | 0 | 0 | 0 | 0 | 0 | 0 | 0 | 0 | 0 | 0 | 0 | 0 | 243668.1183 | -19297.297 | 0 | 0 | 0 | 0 | 0 | 0 | 0 | 0 | 0 | 0 | 0 | 0 | 0 | 0 | 0
2016-06-02 15:00 | 0 | 0 | 0 | 0 | 0 | 0 | 823883.4513 | 500458 | 0 | 0 | 0 | 0 | 495666.4333 | 2158516.3685 | 0 | 0 | 0 | 0 | 0 | 0 | 0 | 0 | 0 | 0 | 0 | 0 | 0 | 0 | 0 | 0 | 251998.3149 | 71427.1364 | 0 | 0 | 0 | 0 | 0 | 0 | 0 | 0 | 0 | 0 | 0 | 0 | 0 | 0 | 0
2016-06-02 16:00 | 0 | 0 | 0 | 0 | 0 | 0 | 870136.0322 | 519600 | 0 | 0 | 0 | 0 | 747664.7482 | 2257054.0858 | 0 | 0 | 0 | 0 | 0 | 0 | 0 | 0 | 0 | 0 | 0 | 0 | 0 | 0 | 0 | 0 | 251998.3149 | 98537.7173 | 0 | 0 | 0 | 0 | 0 | 0 | 0 | 0 | 0 | 0 | 0 | 0 | 0 | 0 | 0
2016-06-02 17:00 | 0 | 0 | 0 | 0 | 0 | 29154.1247 | 876226.9096 | 537657 | 0 | 0 | 0 | 0 | 999663.0632 | 2372779.805 | 0 | 0 | 0 | 0 | 0 | 0 | 0 | 0 | 0 | 0 | 0 | 0 | 0 | 0 | 0 | 0 | 251998.3149 | 115725.7193 | 0 | 0 | 0 | 0 | 0 | 0 | 0 | 0 | 0 | 0 | 0 | 0 | 0 | 0 | 0
2016-06-02 18:00 | 0 | 0 | 0 | 0 | 0 | 0 | 869798.6786 | 551753 | 0 | 0 | 0 | 0 | 1251661.3781 | 2438827.1687 | 0 | 0 | 0 | 0 | 0 | 0 | 0 | 0 | 0 | 0 | 0 | 0 | 0 | 0 | 0 | 0 | 251998.3149 | 66047.3637 | 0 | 0 | 0 | 0 | 0 | 0 | 0 | 0 | 0 | 0 | 0 | 0 | 0 | 0 | 0
2016-06-02 19:00 | 0 | 0 | 0 | 0 | 0 | 0 | 858616.21 | 561585 | 0 | 0 | 0 | 0 | 1503659.6931 | 2483860.0638 | 0 | 0 | 0 | 0 | 0 | 0 | 0 | 0 | 0 | 0 | 0 | 0 | 0 | 0 | 0 | 0 | 251998.3149 | 45032.8951 | 0 | 0 | 0 | 0 | 0 | 0 | 0 | 0 | 0 | 0 | 0 | 0 | 0 | 0 | 0
2016-06-02 20:00 | 0 | 0 | 0 | 0 | 0 | 0 | 850848.3739 | 567278 | 0 | 0 | 0 | 0 | 1755658.008 | 2515432.1228 | 0 | 0 | 0 | 0 | 0 | 0 | 0 | 0 | 0 | 0 | 0 | 0 | 0 | 0 | 0 | 0 | 251998.3149 | 31572.0589 | 0 | 0 | 0 | 0 | 0 | 0 | 0 | 0 | 0 | 0 | 0 | 0 | 0 | 0 | 0
2016-06-02 21:00 | 0 | 0 | 0 | 0 | 0 | 0 | 831927.0984 | 568552 | 0 | 0 | 0 | 0 | 2007656.3229 | 2526808.9062 | 0 | 0 | 0 | 0 | 0 | 0 | 0 | 0 | 0 | 0 | 0 | 0 | 0 | 0 | 0 | 0 | 251998.3149 | 11376.7834 | 0 | 0 | 0 | 0 | 0 | 0 | 0 | 0 | 0 | 0 | 0 | 0 | 0 | 0 | 0
2016-06-02 22:00 | 0 | 0 | 0 | 0 | 0 | 0 | 800370.3513 | 562007 | 0 | 0 | 0 | 0 | 2259654.6379 | 2513173.9426 | 0 | 0 | 0 | 0 | 0 | 0 | 0 | 0 | 0 | 0 | 0 | 0 | 0 | 0 | 0 | 0 | 251998.3149 | -13634.9636 | 0 | 0 | 0 | 0 | 0 | 0 | 0 | 0 | 0 | 0 | 0 | 0 | 0 | 0 | 0
2016-06-02 23:00 | 0 | 0 | 0 | 0 | 0 | 0 | 728720.4128 | 550541 | 0 | 0 | 0 | 0 | 2322108.3314 | 2628899.6619 | 0 | 0 | 0 | 0 | 0 | 0 | 0 | 0 | 0 | 0 | 0 | 0 | 0 | 0 | 0 | 0 | 62453.6935 | 115725.7193 | 0 | 0 | 0 | 0 | 0 | 0 | 0 | 0 | 0 | 0 | 0 | 0 | 0 | 0 | 0
2016-06-03 | 0 | 0 | 0 | 0 | 0 | 0 | 585701.1356 | 540859 | 0 | 0 | 0 | 0 | 2251224.7477 | 2744625.3812 | 0 | 0 | 0 | 0 | 0 | 0 | 0 | 0 | 0 | 0 | 0 | 0 | 0 | 0 | 0 | 0 | -70883.5837 | 115725.7193 | 0 | 0 | 0 | 0 | 0 | 0 | 0 | 0 | 0 | 0 | 0 | 0 | 0 | 0 | 0
2016-06-03 01:00 | 0 | 0 | 0 | 0 | 0 | 0 | 356551.2375 | 528804 | 0 | 0 | 0 | 0 | 2194697.7045 | 2628899.6619 | 0 | 0 | 0 | 0 | 0 | 0 | 0 | 0 | 0 | 0 | 0 | 0 | 0 | 0 | 0 | 0 | -56527.0432 | -115725.7193 | 0 | 0 | 0 | 0 | 0 | 0 | 0 | 0 | 0 | 0 | 0 | 0 | 0 | 0 | 0
2016-06-03 02:00 | 0 | 0 | 0 | 0 | 0 | 539141.4958 | 48640.0642 | 504648 | 0 | 0 | 0 | 0 | 2393556.9838 | 2513173.9426 | 0 | 0 | 0 | 0 | 0 | 0 | 0 | 0 | 0 | 0 | 0 | 0 | 0 | 0 | 0 | 0 | 198859.2793 | -115725.7193 | 0 | 0 | 0 | 0 | 0 | 0 | 0 | 0 | 0 | 0 | 0 | 0 | 0 | 0 | 0
2016-06-03 03:00 | 0 | 0 | 0 | 0 | 0 | 335553.0512 | 0.35313 | 471826 | 0 | 0 | 0 | 0 | 2141558.6689 | 2628899.6619 | 0 | 0 | 0 | 0 | 0 | 0 | 0 | 0 | 0 | 0 | 0 | 0 | 0 | 0 | 0 | 0 | -251998.3149 | 115725.7193 | 0 | 0 | 0 | 0 | 0 | 0 | 0 | 0 | 0 | 0 | 0 | 0 | 0 | 0 | 0
2016-06-03 04:00 | 0 | 0 | 0 | 0 | 0 | 72887.9658 | 0 | 440612 | 0 | 0 | 0 | 0 | 1889560.3539 | 2513173.9426 | 0 | 0 | 0 | 0 | 0 | 0 | 0 | 0 | 0 | 0 | 0 | 0 | 0 | 0 | 0 | 0 | -251998.3149 | -115725.7193 | 0 | 0 | 0 | 0 | 0 | 0 | 0 | 0 | 0 | 0 | 0 | 0 | 0 | 0 | 0
2016-06-03 05:00 | 0 | 0 | 0 | 0 | 0 | 45050.9658 | 0 | 412775 | 0 | 0 | 0 | 0 | 1637562.039 | 2397448.2233 | 0 | 0 | 0 | 0 | 0 | 0 | 0 | 0 | 0 | 0 | 0 | 0 | 0 | 0 | 0 | 0 | -251998.3149 | -115725.7193 | 0 | 0 | 0 | 0 | 0 | 0 | 0 | 0 | 0 | 0 | 0 | 0 | 0 | 0 | 0
2016-06-03 06:00 | 0 | 0 | 0 | 0 | 0 | 23294.9658 | 0 | 391019 | 0 | 0 | 0 | 0 | 1385563.724 | 2281722.504 | 0 | 0 | 0 | 0 | 0 | 0 | 0 | 0 | 0 | 0 | 0 | 0 | 0 | 0 | 0 | 0 | -251998.3149 | -115725.7193 | 0 | 0 | 0 | 0 | 0 | 0 | 0 | 0 | 0 | 0 | 0 | 0 | 0 | 0 | 0
2016-06-03 07:00 | 0 | 0 | 0 | 0 | 0 | 240534.4044 | 0 | 376807 | 0 | 0 | 0 | 0 | 1133565.4091 | 2397448.2233 | 0 | 0 | 0 | 0 | 0 | 0 | 0 | 0 | 0 | 0 | 0 | 0 | 0 | 0 | 0 | 0 | -251998.3149 | 115725.7193 | 0 | 0 | 0 | 0 | 0 | 0 | 0 | 0 | 0 | 0 | 0 | 0 | 0 | 0 | 0
2016-06-03 08:00 | 0 | 0 | 0 | 0 | 0 | 510755.7943 | 0 | 370748 | 0 | 0 | 0 | 0 | 1385563.724 | 2285457.7026 | 0 | 0 | 0 | 0 | 0 | 0 | 0 | 0 | 0 | 0 | 0 | 0 | 0 | 0 | 0 | 0 | 251998.3149 | -111990.5206 | 0 | 0 | 0 | 0 | 0 | 0 | 0 | 0 | 0 | 0 | 0 | 0 | 0 | 0 | 0
2016-06-03 09:00 | 0 | 0 | 0 | 0 | 0 | 8304.9658 | 0 | 376029 | 0 | 0 | 0 | 0 | 1133565.4091 | 2169731.9833 | 0 | 0 | 0 | 0 | 0 | 0 | 0 | 0 | 0 | 0 | 0 | 0 | 0 | 0 | 0 | 0 | -251998.3149 | -115725.7193 | 0 | 0 | 0 | 0 | 0 | 0 | 0 | 0 | 0 | 0 | 0 | 0 | 0 | 0 | 0
2016-06-03 10:00 | 0 | 0 | 0 | 0 | 0 | 22843.9658 | 0 | 390568 | 0 | 0 | 0 | 0 | 881567.0942 | 2054006.2641 | 0 | 0 | 0 | 0 | 0 | 0 | 0 | 0 | 0 | 0 | 0 | 0 | 0 | 0 | 0 | 0 | -251998.3149 | -115725.7193 | 0 | 0 | 0 | 0 | 0 | 0 | 0 | 0 | 0 | 0 | 0 | 0 | 0 | 0 | 0
2016-06-03 11:00 | 0 | 0 | 0 | 0 | 0 | 449763.1811 | 8.7812 | 410728 | 0 | 0 | 0 | 0 | 1036336.7757 | 1938280.5448 | 0 | 0 | 0 | 0 | 0 | 0 | 0 | 0 | 0 | 0 | 0 | 0 | 0 | 0 | 0 | 0 | 154769.6816 | -115725.7193 | 0 | 0 | 0 | 0 | 0 | 0 | 0 | 0 | 0 | 0 | 0 | 0 | 0 | 0 | 0
2016-06-03 12:00 | 0 | 0 | 0 | 0 | 0 | 279917.0295 | 128199.6487 | 433401 | 0 | 0 | 0 | 0 | 895326.7346 | 2054006.2641 | 0 | 0 | 0 | 0 | 0 | 0 | 0 | 0 | 0 | 0 | 0 | 0 | 0 | 0 | 0 | 0 | -141010.0412 | 115725.7193 | 0 | 0 | 0 | 0 | 0 | 0 | 0 | 0 | 0 | 0 | 0 | 0 | 0 | 0 | 0
2016-06-03 13:00 | 0 | 0 | 0 | 0 | 0 | 0 | 518254.1514 | 456710 | 0 | 0 | 0 | 0 | 841145.1667 | 2169731.9833 | 0 | 0 | 0 | 0 | 0 | 0 | 0 | 0 | 0 | 0 | 0 | 0 | 0 | 0 | 0 | 0 | -54181.5679 | 115725.7193 | 0 | 0 | 0 | 0 | 0 | 0 | 0 | 0 | 0 | 0 | 0 | 0 | 0 | 0 | 0
2016-06-03 14:00 | 0 | 0 | 0 | 0 | 0 | 0 | 735296.065 | 482352 | 0 | 0 | 0 | 0 | 978363.5123 | 2285457.7026 | 0 | 0 | 0 | 0 | 0 | 0 | 0 | 0 | 0 | 0 | 0 | 0 | 0 | 0 | 0 | 0 | 137218.3457 | 115725.7193 | 0 | 0 | 0 | 0 | 0 | 0 | 0 | 0 | 0 | 0 | 0 | 0 | 0 | 0 | 0
2016-06-03 15:00 | 0 | 0 | 0 | 0 | 0 | 0 | 834081.4308 | 506438 | 0 | 0 | 0 | 0 | 1230361.8273 | 2361102.8185 | 0 | 0 | 0 | 0 | 0 | 0 | 0 | 0 | 0 | 0 | 0 | 0 | 0 | 0 | 0 | 0 | 251998.3149 | 75645.1159 | 0 | 0 | 0 | 0 | 0 | 0 | 0 | 0 | 0 | 0 | 0 | 0 | 0 | 0 | 0
2016-06-03 16:00 | 0 | 0 | 0 | 0 | 0 | 0 | 877632.0855 | 526219 | 0 | 0 | 0 | 0 | 1466049.1935 | 2476828.5378 | 0 | 0 | 0 | 0 | 0 | 0 | 0 | 0 | 0 | 0 | 0 | 0 | 0 | 0 | 0 | 0 | 235687.3662 | 115725.7193 | 0 | 0 | 0 | 0 | 0 | 0 | 0 | 0 | 0 | 0 | 0 | 0 | 0 | 0 | 0
2016-06-03 17:00 | 0 | 0 | 0 | 0 | 0 | 0 | 889194.1695 | 544271 | 0 | 0 | 0 | 0 | 1718047.5084 | 2569753.3924 | 0 | 0 | 0 | 0 | 0 | 0 | 0 | 0 | 0 | 0 | 0 | 0 | 0 | 0 | 0 | 0 | 251998.3149 | 92924.8545 | 0 | 0 | 0 | 0 | 0 | 0 | 0 | 0 | 0 | 0 | 0 | 0 | 0 | 0 | 0
2016-06-03 18:00 | 0 | 0 | 0 | 0 | 0 | 0 | 883836.3774 | 559157 | 0 | 0 | 0 | 0 | 1970045.8234 | 2642434.4548 | 0 | 0 | 0 | 0 | 0 | 0 | 0 | 0 | 0 | 0 | 0 | 0 | 0 | 0 | 0 | 0 | 251998.3149 | 72681.0624 | 0 | 0 | 0 | 0 | 0 | 0 | 0 | 0 | 0 | 0 | 0 | 0 | 0 | 0 | 0
2016-06-03 19:00 | 0 | 0 | 0 | 0 | 0 | 0 | 875373.8134 | 568887 | 0 | 0 | 0 | 0 | 2222044.1383 | 2696922.9532 | 0 | 0 | 0 | 0 | 0 | 0 | 0 | 0 | 0 | 0 | 0 | 0 | 0 | 0 | 0 | 0 | 251998.3149 | 54488.4984 | 0 | 0 | 0 | 0 | 0 | 0 | 0 | 0 | 0 | 0 | 0 | 0 | 0 | 0 | 0
2016-06-03 20:00 | 0 | 0 | 0 | 0 | 0 | 0 | 872051.8602 | 574581 | 0 | 0 | 0 | 0 | 2474042.4533 | 2742395.4985 | 0 | 0 | 0 | 0 | 0 | 0 | 0 | 0 | 0 | 0 | 0 | 0 | 0 | 0 | 0 | 0 | 251998.3149 | 45472.5452 | 0 | 0 | 0 | 0 | 0 | 0 | 0 | 0 | 0 | 0 | 0 | 0 | 0 | 0 | 0
2016-06-03 21:00 | 0 | 0 | 0 | 0 | 0 | 0 | 862708.491 | 574869 | 0 | 0 | 0 | 0 | 2646156.225 | 2858121.2178 | 0 | 0 | 0 | 0 | 0 | 0 | 0 | 0 | 0 | 0 | 0 | 0 | 0 | 0 | 0 | 0 | 172113.7717 | 115725.7193 | 0 | 0 | 0 | 0 | 0 | 0 | 0 | 0 | 0 | 0 | 0 | 0 | 0 | 0 | 0
2016-06-03 22:00 | 0 | 0 | 0 | 0 | 0 | 0 | 832488.4979 | 567521 | 0 | 0 | 0 | 0 | 2795398.0036 | 2973846.937 | 0 | 0 | 0 | 0 | 0 | 0 | 0 | 0 | 0 | 0 | 0 | 0 | 0 | 0 | 0 | 0 | 149241.7786 | 115725.7193 | 0 | 0 | 0 | 0 | 0 | 0 | 0 | 0 | 0 | 0 | 0 | 0 | 0 | 0 | 0
2016-06-03 23:00 | 0 | 0 | 0 | 0 | 0 | 0 | 756739.3205 | 553923 | 0 | 0 | 0 | 0 | 2882488.6048 | 3089572.6563 | 0 | 0 | 0 | 0 | 0 | 0 | 0 | 0 | 0 | 0 | 0 | 0 | 0 | 0 | 0 | 0 | 87090.6012 | 115725.7193 | 0 | 0 | 0 | 0 | 0 | 0 | 0 | 0 | 0 | 0 | 0 | 0 | 0 | 0 | 0
2016-06-04 | 0 | 0 | 0 | 0 | 0 | 0 | 618879.2768 | 541270 | 0 | 0 | 0 | 0 | 2882488.6048 | 3167181.9332 | 0 | 0 | 0 | 0 | 0 | 0 | 0 | 0 | 0 | 0 | 0 | 0 | 0 | 0 | 0 | 0 | 0 | 77609.2768 | 0 | 0 | 0 | 0 | 0 | 0 | 0 | 0 | 0 | 0 | 0 | 0 | 0 | 0 | 0
2016-06-04 01:00 | 0 | 0 | 0 | 0 | 0 | 0 | 370414.5187 | 530077 | 0 | 0 | 0 | 0 | 2710512.3356 | 3179495.7212 | 0 | 0 | 0 | 0 | 0 | 0 | 0 | 0 | 0 | 0 | 0 | 0 | 0 | 0 | 0 | 0 | -171976.2693 | 12313.788 | 0 | 0 | 0 | 0 | 0 | 0 | 0 | 0 | 0 | 0 | 0 | 0 | 0 | 0 | 0
2016-06-04 02:00 | 0 | 0 | 0 | 0 | 0 | 514181.4549 | 49826.0951 | 507757 | 0 | 0 | 0 | 0 | 2882488.6048 | 3063770.0019 | 0 | 0 | 0 | 0 | 0 | 0 | 0 | 0 | 0 | 0 | 0 | 0 | 0 | 0 | 0 | 0 | 171976.2693 | -115725.7193 | 0 | 0 | 0 | 0 | 0 | 0 | 0 | 0 | 0 | 0 | 0 | 0 | 0 | 0 | 0
2016-06-04 03:00 | 0 | 0 | 0 | 0 | 0 | 109026.5141 | 0.45163 | 476751 | 0 | 0 | 0 | 0 | 2630490.2899 | 2948044.2826 | 0 | 0 | 0 | 0 | 0 | 0 | 0 | 0 | 0 | 0 | 0 | 0 | 0 | 0 | 0 | 0 | -251998.3149 | -115725.7193 | 0 | 0 | 0 | 0 | 0 | 0 | 0 | 0 | 0 | 0 | 0 | 0 | 0 | 0 | 0
2016-06-04 04:00 | 0 | 0 | 0 | 0 | 0 | 77841.9658 | 0 | 445566 | 0 | 0 | 0 | 0 | 2378491.975 | 2832318.5633 | 0 | 0 | 0 | 0 | 0 | 0 | 0 | 0 | 0 | 0 | 0 | 0 | 0 | 0 | 0 | 0 | -251998.3149 | -115725.7193 | 0 | 0 | 0 | 0 | 0 | 0 | 0 | 0 | 0 | 0 | 0 | 0 | 0 | 0 | 0
2016-06-04 05:00 | 0 | 0 | 0 | 0 | 0 | 281608.4044 | 0 | 417881 | 0 | 0 | 0 | 0 | 2126493.66 | 2948044.2826 | 0 | 0 | 0 | 0 | 0 | 0 | 0 | 0 | 0 | 0 | 0 | 0 | 0 | 0 | 0 | 0 | -251998.3149 | 115725.7193 | 0 | 0 | 0 | 0 | 0 | 0 | 0 | 0 | 0 | 0 | 0 | 0 | 0 | 0 | 0
2016-06-04 06:00 | 0 | 0 | 0 | 0 | 0 | 27893.9658 | 0 | 395618 | 0 | 0 | 0 | 0 | 1874495.3451 | 2832318.5633 | 0 | 0 | 0 | 0 | 0 | 0 | 0 | 0 | 0 | 0 | 0 | 0 | 0 | 0 | 0 | 0 | -251998.3149 | -115725.7193 | 0 | 0 | 0 | 0 | 0 | 0 | 0 | 0 | 0 | 0 | 0 | 0 | 0 | 0 | 0
2016-06-04 07:00 | 0 | 0 | 0 | 0 | 0 | 10725.9658 | 0 | 378450 | 0 | 0 | 0 | 0 | 1622497.0301 | 2716592.844 | 0 | 0 | 0 | 0 | 0 | 0 | 0 | 0 | 0 | 0 | 0 | 0 | 0 | 0 | 0 | 0 | -251998.3149 | -115725.7193 | 0 | 0 | 0 | 0 | 0 | 0 | 0 | 0 | 0 | 0 | 0 | 0 | 0 | 0 | 0
2016-06-04 08:00 | 0 | 0 | 0 | 0 | 0 | 0 | 0 | 367703 | 0 | 0 | 0 | 0 | 1370498.7152 | 2600888.159 | 0 | 0 | 0 | 0 | 0 | 0 | 0 | 0 | 0 | 0 | 0 | 0 | 0 | 0 | 0 | 0 | -251998.3149 | -115704.6851 | 0 | 0 | 0 | 0 | 0 | 0 | 0 | 0 | 0 | 0 | 0 | 0 | 0 | 0 | 0
2016-06-04 09:00 | 0 | 0 | 0 | 0 | 0 | 0 | 0 | 364114 | 0 | 0 | 0 | 0 | 1118500.4002 | 2488772.4739 | 0 | 0 | 0 | 0 | 0 | 0 | 0 | 0 | 0 | 0 | 0 | 0 | 0 | 0 | 0 | 0 | -251998.3149 | -112115.6851 | 0 | 0 | 0 | 0 | 0 | 0 | 0 | 0 | 0 | 0 | 0 | 0 | 0 | 0 | 0
2016-06-04 10:00 | 0 | 0 | 0 | 0 | 0 | 0 | 0 | 364270 | 0 | 0 | 0 | 0 | 866502.0853 | 2376500.7888 | 0 | 0 | 0 | 0 | 0 | 0 | 0 | 0 | 0 | 0 | 0 | 0 | 0 | 0 | 0 | 0 | -251998.3149 | -112271.6851 | 0 | 0 | 0 | 0 | 0 | 0 | 0 | 0 | 0 | 0 | 0 | 0 | 0 | 0 | 0
2016-06-04 11:00 | 0 | 0 | 0 | 0 | 0 | 387422.6857 | 10.3949 | 372504 | 0 | 0 | 0 | 0 | 765705.4466 | 2492226.5081 | 0 | 0 | 0 | 0 | 0 | 0 | 0 | 0 | 0 | 0 | 0 | 0 | 0 | 0 | 0 | 0 | -100796.6386 | 115725.7193 | 0 | 0 | 0 | 0 | 0 | 0 | 0 | 0 | 0 | 0 | 0 | 0 | 0 | 0 | 0
2016-06-04 12:00 | 0 | 0 | 0 | 0 | 0 | 0 | 157296.6447 | 391583 | 0 | 0 | 0 | 0 | 513707.1317 | 2509938.4678 | 0 | 0 | 0 | 0 | 0 | 0 | 0 | 0 | 0 | 0 | 0 | 0 | 0 | 0 | 0 | 0 | -251998.3149 | 17711.9597 | 0 | 0 | 0 | 0 | 0 | 0 | 0 | 0 | 0 | 0 | 0 | 0 | 0 | 0 | 0
2016-06-04 13:00 | 0 | 0 | 0 | 0 | 0 | 0 | 556835.3959 | 416910 | 0 | 0 | 0 | 0 | 537906.8083 | 2625664.1871 | 0 | 0 | 0 | 0 | 0 | 0 | 0 | 0 | 0 | 0 | 0 | 0 | 0 | 0 | 0 | 0 | 24199.6766 | 115725.7193 | 0 | 0 | 0 | 0 | 0 | 0 | 0 | 0 | 0 | 0 | 0 | 0 | 0 | 0 | 0
2016-06-04 14:00 | 0 | 0 | 0 | 0 | 0 | 0 | 712922.0626 | 444249 | 0 | 0 | 0 | 0 | 690854.1516 | 2741389.9064 | 0 | 0 | 0 | 0 | 0 | 0 | 0 | 0 | 0 | 0 | 0 | 0 | 0 | 0 | 0 | 0 | 152947.3433 | 115725.7193 | 0 | 0 | 0 | 0 | 0 | 0 | 0 | 0 | 0 | 0 | 0 | 0 | 0 | 0 | 0
2016-06-04 15:00 | 0 | 0 | 0 | 0 | 0 | 0 | 820701.9122 | 469972 | 0 | 0 | 0 | 0 | 925858.3445 | 2857115.6257 | 0 | 0 | 0 | 0 | 0 | 0 | 0 | 0 | 0 | 0 | 0 | 0 | 0 | 0 | 0 | 0 | 235004.1929 | 115725.7193 | 0 | 0 | 0 | 0 | 0 | 0 | 0 | 0 | 0 | 0 | 0 | 0 | 0 | 0 | 0
2016-06-04 16:00 | 0 | 0 | 0 | 0 | 0 | 0 | 858364.9906 | 491295 | 0 | 0 | 0 | 0 | 1177856.6594 | 2972187.3014 | 0 | 0 | 0 | 0 | 0 | 0 | 0 | 0 | 0 | 0 | 0 | 0 | 0 | 0 | 0 | 0 | 251998.3149 | 115071.6757 | 0 | 0 | 0 | 0 | 0 | 0 | 0 | 0 | 0 | 0 | 0 | 0 | 0 | 0 | 0
2016-06-04 17:00 | 0 | 0 | 0 | 0 | 0 | 0 | 866845.708 | 507879 | 0 | 0 | 0 | 0 | 1429854.9744 | 3079155.6945 | 0 | 0 | 0 | 0 | 0 | 0 | 0 | 0 | 0 | 0 | 0 | 0 | 0 | 0 | 0 | 0 | 251998.3149 | 106968.3931 | 0 | 0 | 0 | 0 | 0 | 0 | 0 | 0 | 0 | 0 | 0 | 0 | 0 | 0 | 0
2016-06-04 18:00 | 0 | 0 | 0 | 0 | 0 | 0 | 861958.2007 | 520690 | 0 | 0 | 0 | 0 | 1681853.2893 | 3168425.5802 | 0 | 0 | 0 | 0 | 0 | 0 | 0 | 0 | 0 | 0 | 0 | 0 | 0 | 0 | 0 | 0 | 251998.3149 | 89269.8858 | 0 | 0 | 0 | 0 | 0 | 0 | 0 | 0 | 0 | 0 | 0 | 0 | 0 | 0 | 0
2016-06-04 19:00 | 0 | 0 | 0 | 0 | 0 | 0 | 853367.2983 | 530123 | 0 | 0 | 0 | 0 | 1917383.7536 | 3256139.4143 | 0 | 0 | 0 | 0 | 0 | 0 | 0 | 0 | 0 | 0 | 0 | 0 | 0 | 0 | 0 | 0 | 235530.4643 | 87713.8341 | 0 | 0 | 0 | 0 | 0 | 0 | 0 | 0 | 0 | 0 | 0 | 0 | 0 | 0 | 0
2016-06-04 20:00 | 0 | 0 | 0 | 0 | 0 | 0 | 848767.6085 | 536156 | 0 | 0 | 0 | 0 | 2169382.0685 | 3316752.7078 | 0 | 0 | 0 | 0 | 0 | 0 | 0 | 0 | 0 | 0 | 0 | 0 | 0 | 0 | 0 | 0 | 251998.3149 | 60613.2935 | 0 | 0 | 0 | 0 | 0 | 0 | 0 | 0 | 0 | 0 | 0 | 0 | 0 | 0 | 0
2016-06-04 21:00 | 0 | 0 | 0 | 0 | 0 | 0 | 836221.3319 | 539077 | 0 | 0 | 0 | 0 | 2421380.3835 | 3361898.7248 | 0 | 0 | 0 | 0 | 0 | 0 | 0 | 0 | 0 | 0 | 0 | 0 | 0 | 0 | 0 | 0 | 251998.3149 | 45146.017 | 0 | 0 | 0 | 0 | 0 | 0 | 0 | 0 | 0 | 0 | 0 | 0 | 0 | 0 | 0
2016-06-04 22:00 | 0 | 0 | 0 | 0 | 0 | 0 | 806663.0073 | 535584 | 0 | 0 | 0 | 0 | 2576733.6715 | 3477624.4441 | 0 | 0 | 0 | 0 | 0 | 0 | 0 | 0 | 0 | 0 | 0 | 0 | 0 | 0 | 0 | 0 | 155353.288 | 115725.7193 | 0 | 0 | 0 | 0 | 0 | 0 | 0 | 0 | 0 | 0 | 0 | 0 | 0 | 0 | 0
2016-06-04 23:00 | 0 | 0 | 0 | 0 | 0 | 0 | 729139.8935 | 526357 | 0 | 0 | 0 | 0 | 2828731.9864 | 3428409.0227 | 0 | 0 | 0 | 0 | 0 | 0 | 0 | 0 | 0 | 0 | 0 | 0 | 0 | 0 | 0 | 0 | 251998.3149 | -49215.4214 | 0 | 0 | 0 | 0 | 0 | 0 | 0 | 0 | 0 | 0 | 0 | 0 | 0 | 0 | 0
2016-06-05 | 0 | 0 | 0 | 0 | 0 | 0 | 594645.3202 | 517223 | 0 | 0 | 0 | 0 | 2790428.5874 | 3544134.742 | 0 | 0 | 0 | 0 | 0 | 0 | 0 | 0 | 0 | 0 | 0 | 0 | 0 | 0 | 0 | 0 | -38303.3991 | 115725.7193 | 0 | 0 | 0 | 0 | 0 | 0 | 0 | 0 | 0 | 0 | 0 | 0 | 0 | 0 | 0
2016-06-05 01:00 | 0 | 0 | 0 | 0 | 0 | 0 | 323161.9507 | 507566 | 0 | 0 | 0 | 0 | 2538430.2724 | 3611729.0077 | 0 | 0 | 0 | 0 | 0 | 0 | 0 | 0 | 0 | 0 | 0 | 0 | 0 | 0 | 0 | 0 | -251998.3149 | 67594.2657 | 0 | 0 | 0 | 0 | 0 | 0 | 0 | 0 | 0 | 0 | 0 | 0 | 0 | 0 | 0
2016-06-05 02:00 | 0 | 0 | 0 | 0 | 0 | 554879.9622 | 32611.1985 | 488695 | 0 | 0 | 0 | 0 | 2521500.7138 | 3727454.727 | 0 | 0 | 0 | 0 | 0 | 0 | 0 | 0 | 0 | 0 | 0 | 0 | 0 | 0 | 0 | 0 | -16929.5586 | 115725.7193 | 0 | 0 | 0 | 0 | 0 | 0 | 0 | 0 | 0 | 0 | 0 | 0 | 0 | 0 | 0
2016-06-05 03:00 | 0 | 0 | 0 | 0 | 0 | 511264.43 | 0 | 461209 | 0 | 0 | 0 | 0 | 2687281.8631 | 3611729.0077 | 0 | 0 | 0 | 0 | 0 | 0 | 0 | 0 | 0 | 0 | 0 | 0 | 0 | 0 | 0 | 0 | 165781.1493 | -115725.7193 | 0 | 0 | 0 | 0 | 0 | 0 | 0 | 0 | 0 | 0 | 0 | 0 | 0 | 0 | 0
2016-06-05 04:00 | 0 | 0 | 0 | 0 | 0 | 295300.4044 | 0 | 431573 | 0 | 0 | 0 | 0 | 2435283.5482 | 3727454.727 | 0 | 0 | 0 | 0 | 0 | 0 | 0 | 0 | 0 | 0 | 0 | 0 | 0 | 0 | 0 | 0 | -251998.3149 | 115725.7193 | 0 | 0 | 0 | 0 | 0 | 0 | 0 | 0 | 0 | 0 | 0 | 0 | 0 | 0 | 0
2016-06-05 05:00 | 0 | 0 | 0 | 0 | 0 | 39056.9658 | 0 | 406781 | 0 | 0 | 0 | 0 | 2183285.2333 | 3611729.0077 | 0 | 0 | 0 | 0 | 0 | 0 | 0 | 0 | 0 | 0 | 0 | 0 | 0 | 0 | 0 | 0 | -251998.3149 | -115725.7193 | 0 | 0 | 0 | 0 | 0 | 0 | 0 | 0 | 0 | 0 | 0 | 0 | 0 | 0 | 0
2016-06-05 06:00 | 0 | 0 | 0 | 0 | 0 | 18694.9658 | 0 | 386419 | 0 | 0 | 0 | 0 | 1931286.9183 | 3496003.2884 | 0 | 0 | 0 | 0 | 0 | 0 | 0 | 0 | 0 | 0 | 0 | 0 | 0 | 0 | 0 | 0 | -251998.3149 | -115725.7193 | 0 | 0 | 0 | 0 | 0 | 0 | 0 | 0 | 0 | 0 | 0 | 0 | 0 | 0 | 0
2016-06-05 07:00 | 0 | 0 | 0 | 0 | 0 | 2704.9658 | 0 | 370429 | 0 | 0 | 0 | 0 | 1679288.6034 | 3380277.5691 | 0 | 0 | 0 | 0 | 0 | 0 | 0 | 0 | 0 | 0 | 0 | 0 | 0 | 0 | 0 | 0 | -251998.3149 | -115725.7193 | 0 | 0 | 0 | 0 | 0 | 0 | 0 | 0 | 0 | 0 | 0 | 0 | 0 | 0 | 0
2016-06-05 08:00 | 0 | 0 | 0 | 0 | 0 | 0 | 0 | 360252 | 0 | 0 | 0 | 0 | 1427290.2884 | 3272023.884 | 0 | 0 | 0 | 0 | 0 | 0 | 0 | 0 | 0 | 0 | 0 | 0 | 0 | 0 | 0 | 0 | -251998.3149 | -108253.6851 | 0 | 0 | 0 | 0 | 0 | 0 | 0 | 0 | 0 | 0 | 0 | 0 | 0 | 0 | 0
2016-06-05 09:00 | 0 | 0 | 0 | 0 | 0 | 0 | 0 | 355281 | 0 | 0 | 0 | 0 | 1175291.9735 | 3168741.199 | 0 | 0 | 0 | 0 | 0 | 0 | 0 | 0 | 0 | 0 | 0 | 0 | 0 | 0 | 0 | 0 | -251998.3149 | -103282.6851 | 0 | 0 | 0 | 0 | 0 | 0 | 0 | 0 | 0 | 0 | 0 | 0 | 0 | 0 | 0
2016-06-05 10:00 | 0 | 0 | 0 | 0 | 0 | 0 | 0 | 352955 | 0 | 0 | 0 | 0 | 923293.6585 | 3067784.5139 | 0 | 0 | 0 | 0 | 0 | 0 | 0 | 0 | 0 | 0 | 0 | 0 | 0 | 0 | 0 | 0 | -251998.3149 | -100956.6851 | 0 | 0 | 0 | 0 | 0 | 0 | 0 | 0 | 0 | 0 | 0 | 0 | 0 | 0 | 0
2016-06-05 11:00 | 0 | 0 | 0 | 0 | 0 | 340650.5388 | 14.0415 | 357290 | 0 | 0 | 0 | 0 | 790942.5196 | 3183510.2332 | 0 | 0 | 0 | 0 | 0 | 0 | 0 | 0 | 0 | 0 | 0 | 0 | 0 | 0 | 0 | 0 | -132351.139 | 115725.7193 | 0 | 0 | 0 | 0 | 0 | 0 | 0 | 0 | 0 | 0 | 0 | 0 | 0 | 0 | 0
2016-06-05 12:00 | 0 | 0 | 0 | 0 | 0 | 0 | 157029.3929 | 374022 | 0 | 0 | 0 | 0 | 538944.2046 | 3218515.941 | 0 | 0 | 0 | 0 | 0 | 0 | 0 | 0 | 0 | 0 | 0 | 0 | 0 | 0 | 0 | 0 | -251998.3149 | 35005.7078 | 0 | 0 | 0 | 0 | 0 | 0 | 0 | 0 | 0 | 0 | 0 | 0 | 0 | 0 | 0
2016-06-05 13:00 | 0 | 0 | 0 | 0 | 0 | 0 | 556453.5412 | 397413 | 0 | 0 | 0 | 0 | 582259.0265 | 3334241.6603 | 0 | 0 | 0 | 0 | 0 | 0 | 0 | 0 | 0 | 0 | 0 | 0 | 0 | 0 | 0 | 0 | 43314.8219 | 115725.7193 | 0 | 0 | 0 | 0 | 0 | 0 | 0 | 0 | 0 | 0 | 0 | 0 | 0 | 0 | 0
2016-06-05 14:00 | 0 | 0 | 0 | 0 | 0 | 0 | 742742.4124 | 422285 | 0 | 0 | 0 | 0 | 834257.3414 | 3402700.7577 | 0 | 0 | 0 | 0 | 0 | 0 | 0 | 0 | 0 | 0 | 0 | 0 | 0 | 0 | 0 | 0 | 251998.3149 | 68459.0974 | 0 | 0 | 0 | 0 | 0 | 0 | 0 | 0 | 0 | 0 | 0 | 0 | 0 | 0 | 0
2016-06-05 15:00 | 0 | 0 | 0 | 0 | 0 | 0 | 813247.0342 | 445523 | 0 | 0 | 0 | 0 | 1086255.6564 | 3518426.477 | 0 | 0 | 0 | 0 | 0 | 0 | 0 | 0 | 0 | 0 | 0 | 0 | 0 | 0 | 0 | 0 | 251998.3149 | 115725.7193 | 0 | 0 | 0 | 0 | 0 | 0 | 0 | 0 | 0 | 0 | 0 | 0 | 0 | 0 | 0
2016-06-05 16:00 | 0 | 0 | 0 | 0 | 0 | 0 | 833768.0342 | 466044 | 0 | 0 | 0 | 0 | 1338253.9713 | 3634152.1963 | 0 | 0 | 0 | 0 | 0 | 0 | 0 | 0 | 0 | 0 | 0 | 0 | 0 | 0 | 0 | 0 | 251998.3149 | 115725.7193 | 0 | 0 | 0 | 0 | 0 | 0 | 0 | 0 | 0 | 0 | 0 | 0 | 0 | 0 | 0
2016-06-05 17:00 | 0 | 0 | 0 | 0 | 0 | 0 | 851028.0342 | 483304 | 0 | 0 | 0 | 0 | 1590252.2863 | 3749877.9156 | 0 | 0 | 0 | 0 | 0 | 0 | 0 | 0 | 0 | 0 | 0 | 0 | 0 | 0 | 0 | 0 | 251998.3149 | 115725.7193 | 0 | 0 | 0 | 0 | 0 | 0 | 0 | 0 | 0 | 0 | 0 | 0 | 0 | 0 | 0
2016-06-05 18:00 | 0 | 0 | 0 | 0 | 0 | 0 | 864925.0342 | 497201 | 0 | 0 | 0 | 0 | 1842250.6012 | 3865603.6349 | 0 | 0 | 0 | 0 | 0 | 0 | 0 | 0 | 0 | 0 | 0 | 0 | 0 | 0 | 0 | 0 | 251998.3149 | 115725.7193 | 0 | 0 | 0 | 0 | 0 | 0 | 0 | 0 | 0 | 0 | 0 | 0 | 0 | 0 | 0
2016-06-05 19:00 | 0 | 0 | 0 | 0 | 0 | 0 | 870564.4094 | 508990 | 0 | 0 | 0 | 0 | 2088099.2913 | 3981329.3542 | 0 | 0 | 0 | 0 | 0 | 0 | 0 | 0 | 0 | 0 | 0 | 0 | 0 | 0 | 0 | 0 | 245848.6901 | 115725.7193 | 0 | 0 | 0 | 0 | 0 | 0 | 0 | 0 | 0 | 0 | 0 | 0 | 0 | 0 | 0
2016-06-05 20:00 | 0 | 0 | 0 | 0 | 0 | 19535.2158 | 867198.8185 | 519010 | 0 | 0 | 0 | 0 | 2340097.6062 | 4097055.0735 | 0 | 0 | 0 | 0 | 0 | 0 | 0 | 0 | 0 | 0 | 0 | 0 | 0 | 0 | 0 | 0 | 251998.3149 | 115725.7193 | 0 | 0 | 0 | 0 | 0 | 0 | 0 | 0 | 0 | 0 | 0 | 0 | 0 | 0 | 0
2016-06-05 21:00 | 0 | 0 | 0 | 0 | 0 | 0 | 857536.4241 | 525768 | 0 | 0 | 0 | 0 | 2592095.9212 | 4176825.1827 | 0 | 0 | 0 | 0 | 0 | 0 | 0 | 0 | 0 | 0 | 0 | 0 | 0 | 0 | 0 | 0 | 251998.3149 | 79770.1092 | 0 | 0 | 0 | 0 | 0 | 0 | 0 | 0 | 0 | 0 | 0 | 0 | 0 | 0 | 0
2016-06-05 22:00 | 0 | 0 | 0 | 0 | 0 | 0 | 829022.3677 | 526990 | 0 | 0 | 0 | 0 | 2778402.5696 | 4292550.902 | 0 | 0 | 0 | 0 | 0 | 0 | 0 | 0 | 0 | 0 | 0 | 0 | 0 | 0 | 0 | 0 | 186306.6484 | 115725.7193 | 0 | 0 | 0 | 0 | 0 | 0 | 0 | 0 | 0 | 0 | 0 | 0 | 0 | 0 | 0
2016-06-05 23:00 | 0 | 0 | 0 | 0 | 0 | 0 | 741741.7546 | 521930 | 0 | 0 | 0 | 0 | 2882488.6048 | 4408276.6213 | 0 | 0 | 0 | 0 | 0 | 0 | 0 | 0 | 0 | 0 | 0 | 0 | 0 | 0 | 0 | 0 | 104086.0353 | 115725.7193 | 0 | 0 | 0 | 0 | 0 | 0 | 0 | 0 | 0 | 0 | 0 | 0 | 0 | 0 | 0
2016-06-06 | 0 | 0 | 0 | 0 | 0 | 0 | 605657.0619 | 513888 | 0 | 0 | 0 | 0 | 2858531.9474 | 4524002.3406 | 0 | 0 | 0 | 0 | 0 | 0 | 0 | 0 | 0 | 0 | 0 | 0 | 0 | 0 | 0 | 0 | -23956.6574 | 115725.7193 | 0 | 0 | 0 | 0 | 0 | 0 | 0 | 0 | 0 | 0 | 0 | 0 | 0 | 0 | 0
2016-06-06 01:00 | 0 | 0 | 0 | 0 | 0 | 0 | 332826.1516 | 504098 | 0 | 0 | 0 | 0 | 2636476.1475 | 4574786.2921 | 0 | 0 | 0 | 0 | 0 | 0 | 0 | 0 | 0 | 0 | 0 | 0 | 0 | 0 | 0 | 0 | -222055.7999 | 50783.9515 | 0 | 0 | 0 | 0 | 0 | 0 | 0 | 0 | 0 | 0 | 0 | 0 | 0 | 0 | 0
2016-06-06 02:00 | 0 | 0 | 0 | 0 | 0 | 570002.3858 | 45895.3523 | 485611 | 0 | 0 | 0 | 0 | 2882488.6048 | 4459060.5728 | 0 | 0 | 0 | 0 | 0 | 0 | 0 | 0 | 0 | 0 | 0 | 0 | 0 | 0 | 0 | 0 | 246012.4573 | -115725.7193 | 0 | 0 | 0 | 0 | 0 | 0 | 0 | 0 | 0 | 0 | 0 | 0 | 0 | 0 | 0
2016-06-06 03:00 | 0 | 0 | 0 | 0 | 0 | 88791.0908 | 0.87497 | 456516 | 0 | 0 | 0 | 0 | 2630490.2899 | 4343334.8535 | 0 | 0 | 0 | 0 | 0 | 0 | 0 | 0 | 0 | 0 | 0 | 0 | 0 | 0 | 0 | 0 | -251998.3149 | -115725.7193 | 0 | 0 | 0 | 0 | 0 | 0 | 0 | 0 | 0 | 0 | 0 | 0 | 0 | 0 | 0
2016-06-06 04:00 | 0 | 0 | 0 | 0 | 0 | 58515.9658 | 0 | 426240 | 0 | 0 | 0 | 0 | 2378491.975 | 4227609.1342 | 0 | 0 | 0 | 0 | 0 | 0 | 0 | 0 | 0 | 0 | 0 | 0 | 0 | 0 | 0 | 0 | -251998.3149 | -115725.7193 | 0 | 0 | 0 | 0 | 0 | 0 | 0 | 0 | 0 | 0 | 0 | 0 | 0 | 0 | 0
2016-06-06 05:00 | 0 | 0 | 0 | 0 | 0 | 35463.9658 | 0 | 403188 | 0 | 0 | 0 | 0 | 2126493.66 | 4111883.4149 | 0 | 0 | 0 | 0 | 0 | 0 | 0 | 0 | 0 | 0 | 0 | 0 | 0 | 0 | 0 | 0 | -251998.3149 | -115725.7193 | 0 | 0 | 0 | 0 | 0 | 0 | 0 | 0 | 0 | 0 | 0 | 0 | 0 | 0 | 0
2016-06-06 06:00 | 0 | 0 | 0 | 0 | 0 | 16659.9658 | 0 | 384384 | 0 | 0 | 0 | 0 | 1874495.3451 | 3996157.6956 | 0 | 0 | 0 | 0 | 0 | 0 | 0 | 0 | 0 | 0 | 0 | 0 | 0 | 0 | 0 | 0 | -251998.3149 | -115725.7193 | 0 | 0 | 0 | 0 | 0 | 0 | 0 | 0 | 0 | 0 | 0 | 0 | 0 | 0 | 0
2016-06-06 07:00 | 0 | 0 | 0 | 0 | 0 | 234322.4044 | 0 | 370595 | 0 | 0 | 0 | 0 | 1622497.0301 | 4111883.4149 | 0 | 0 | 0 | 0 | 0 | 0 | 0 | 0 | 0 | 0 | 0 | 0 | 0 | 0 | 0 | 0 | -251998.3149 | 115725.7193 | 0 | 0 | 0 | 0 | 0 | 0 | 0 | 0 | 0 | 0 | 0 | 0 | 0 | 0 | 0
2016-06-06 08:00 | 0 | 0 | 0 | 0 | 0 | 0 | 0 | 366015 | 0 | 0 | 0 | 0 | 1370498.7152 | 3997866.7299 | 0 | 0 | 0 | 0 | 0 | 0 | 0 | 0 | 0 | 0 | 0 | 0 | 0 | 0 | 0 | 0 | -251998.3149 | -114016.6851 | 0 | 0 | 0 | 0 | 0 | 0 | 0 | 0 | 0 | 0 | 0 | 0 | 0 | 0 | 0
2016-06-06 09:00 | 0 | 0 | 0 | 0 | 0 | 3700.9658 | 0 | 371425 | 0 | 0 | 0 | 0 | 1118500.4002 | 3882141.0106 | 0 | 0 | 0 | 0 | 0 | 0 | 0 | 0 | 0 | 0 | 0 | 0 | 0 | 0 | 0 | 0 | -251998.3149 | -115725.7193 | 0 | 0 | 0 | 0 | 0 | 0 | 0 | 0 | 0 | 0 | 0 | 0 | 0 | 0 | 0
2016-06-06 10:00 | 0 | 0 | 0 | 0 | 0 | 20210.9658 | 0 | 387935 | 0 | 0 | 0 | 0 | 866502.0853 | 3766415.2913 | 0 | 0 | 0 | 0 | 0 | 0 | 0 | 0 | 0 | 0 | 0 | 0 | 0 | 0 | 0 | 0 | -251998.3149 | -115725.7193 | 0 | 0 | 0 | 0 | 0 | 0 | 0 | 0 | 0 | 0 | 0 | 0 | 0 | 0 | 0
2016-06-06 11:00 | 0 | 0 | 0 | 0 | 0 | 412129.6709 | 12.7841 | 411661 | 0 | 0 | 0 | 0 | 751257.821 | 3882141.0106 | 0 | 0 | 0 | 0 | 0 | 0 | 0 | 0 | 0 | 0 | 0 | 0 | 0 | 0 | 0 | 0 | -115244.2643 | 115725.7193 | 0 | 0 | 0 | 0 | 0 | 0 | 0 | 0 | 0 | 0 | 0 | 0 | 0 | 0 | 0
2016-06-06 12:00 | 0 | 0 | 0 | 0 | 0 | 247673.0457 | 136751.2002 | 435162 | 0 | 0 | 0 | 0 | 816245.7863 | 3766415.2913 | 0 | 0 | 0 | 0 | 0 | 0 | 0 | 0 | 0 | 0 | 0 | 0 | 0 | 0 | 0 | 0 | 64987.9653 | -115725.7193 | 0 | 0 | 0 | 0 | 0 | 0 | 0 | 0 | 0 | 0 | 0 | 0 | 0 | 0 | 0
2016-06-06 13:00 | 0 | 0 | 0 | 0 | 0 | 0 | 500485.8579 | 461328 | 0 | 0 | 0 | 0 | 971129.3634 | 3650689.572 | 0 | 0 | 0 | 0 | 0 | 0 | 0 | 0 | 0 | 0 | 0 | 0 | 0 | 0 | 0 | 0 | 154883.5772 | -115725.7193 | 0 | 0 | 0 | 0 | 0 | 0 | 0 | 0 | 0 | 0 | 0 | 0 | 0 | 0 | 0
2016-06-06 14:00 | 0 | 0 | 0 | 0 | 0 | 0 | 715282.9876 | 485280 | 0 | 0 | 0 | 0 | 1085406.6317 | 3766415.2913 | 0 | 0 | 0 | 0 | 0 | 0 | 0 | 0 | 0 | 0 | 0 | 0 | 0 | 0 | 0 | 0 | 114277.2683 | 115725.7193 | 0 | 0 | 0 | 0 | 0 | 0 | 0 | 0 | 0 | 0 | 0 | 0 | 0 | 0 | 0
2016-06-06 15:00 | 0 | 0 | 0 | 0 | 0 | 0 | 816518.3655 | 509087 | 0 | 0 | 0 | 0 | 1337404.9467 | 3821848.3419 | 0 | 0 | 0 | 0 | 0 | 0 | 0 | 0 | 0 | 0 | 0 | 0 | 0 | 0 | 0 | 0 | 251998.3149 | 55433.0506 | 0 | 0 | 0 | 0 | 0 | 0 | 0 | 0 | 0 | 0 | 0 | 0 | 0 | 0 | 0
2016-06-06 16:00 | 0 | 0 | 0 | 0 | 0 | 0 | 859615.9562 | 527204 | 0 | 0 | 0 | 0 | 1589403.2616 | 3902261.9831 | 0 | 0 | 0 | 0 | 0 | 0 | 0 | 0 | 0 | 0 | 0 | 0 | 0 | 0 | 0 | 0 | 251998.3149 | 80413.6412 | 0 | 0 | 0 | 0 | 0 | 0 | 0 | 0 | 0 | 0 | 0 | 0 | 0 | 0 | 0
2016-06-06 17:00 | 0 | 0 | 0 | 0 | 0 | 0 | 866928.3098 | 545385 | 0 | 0 | 0 | 0 | 1795220.8522 | 4017987.7024 | 0 | 0 | 0 | 0 | 0 | 0 | 0 | 0 | 0 | 0 | 0 | 0 | 0 | 0 | 0 | 0 | 205817.5905 | 115725.7193 | 0 | 0 | 0 | 0 | 0 | 0 | 0 | 0 | 0 | 0 | 0 | 0 | 0 | 0 | 0
2016-06-06 18:00 | 0 | 0 | 0 | 0 | 0 | 0 | 856391.5684 | 560299 | 0 | 0 | 0 | 0 | 2047219.1671 | 4062081.9558 | 0 | 0 | 0 | 0 | 0 | 0 | 0 | 0 | 0 | 0 | 0 | 0 | 0 | 0 | 0 | 0 | 251998.3149 | 44094.2535 | 0 | 0 | 0 | 0 | 0 | 0 | 0 | 0 | 0 | 0 | 0 | 0 | 0 | 0 | 0
2016-06-06 19:00 | 0 | 0 | 0 | 0 | 0 | 0 | 836701.2687 | 570244 | 0 | 0 | 0 | 0 | 2199070.8242 | 4176687.5674 | 0 | 0 | 0 | 0 | 0 | 0 | 0 | 0 | 0 | 0 | 0 | 0 | 0 | 0 | 0 | 0 | 151851.6571 | 114605.6116 | 0 | 0 | 0 | 0 | 0 | 0 | 0 | 0 | 0 | 0 | 0 | 0 | 0 | 0 | 0
2016-06-06 20:00 | 0 | 0 | 0 | 0 | 0 | 0 | 816924.4356 | 578371 | 0 | 0 | 0 | 0 | 2321898.5404 | 4292413.2867 | 0 | 0 | 0 | 0 | 0 | 0 | 0 | 0 | 0 | 0 | 0 | 0 | 0 | 0 | 0 | 0 | 122827.7163 | 115725.7193 | 0 | 0 | 0 | 0 | 0 | 0 | 0 | 0 | 0 | 0 | 0 | 0 | 0 | 0 | 0
2016-06-06 21:00 | 0 | 0 | 0 | 0 | 0 | 0 | 787327.5743 | 581232 | 0 | 0 | 0 | 0 | 2412268.3954 | 4408139.006 | 0 | 0 | 0 | 0 | 0 | 0 | 0 | 0 | 0 | 0 | 0 | 0 | 0 | 0 | 0 | 0 | 90369.855 | 115725.7193 | 0 | 0 | 0 | 0 | 0 | 0 | 0 | 0 | 0 | 0 | 0 | 0 | 0 | 0 | 0
2016-06-06 22:00 | 0 | 0 | 0 | 0 | 0 | 0 | 750310.4022 | 579340 | 0 | 0 | 0 | 0 | 2664266.7104 | 4327111.0933 | 0 | 0 | 0 | 0 | 0 | 0 | 0 | 0 | 0 | 0 | 0 | 0 | 0 | 0 | 0 | 0 | 251998.3149 | -81027.9128 | 0 | 0 | 0 | 0 | 0 | 0 | 0 | 0 | 0 | 0 | 0 | 0 | 0 | 0 | 0
2016-06-06 23:00 | 0 | 0 | 0 | 0 | 0 | 0 | 671354.1752 | 568858 | 0 | 0 | 0 | 0 | 2882488.6048 | 4211385.374 | 0 | 0 | 0 | 0 | 0 | 0 | 0 | 0 | 0 | 0 | 0 | 0 | 0 | 0 | 0 | 0 | 218221.8945 | -115725.7193 | 0 | 0 | 0 | 0 | 0 | 0 | 0 | 0 | 0 | 0 | 0 | 0 | 0 | 0 | 0
2016-06-07 | 0 | 0 | 0 | 0 | 0 | 0 | 547036.3776 | 558041 | 0 | 0 | 0 | 0 | 2882488.6048 | 4200380.7516 | 0 | 0 | 0 | 0 | 0 | 0 | 0 | 0 | 0 | 0 | 0 | 0 | 0 | 0 | 0 | 0 | 0 | -11004.6224 | 0 | 0 | 0 | 0 | 0 | 0 | 0 | 0 | 0 | 0 | 0 | 0 | 0 | 0 | 0
2016-06-07 01:00 | 0 | 0 | 0 | 0 | 0 | 0 | 320103.6101 | 544630 | 0 | 0 | 0 | 0 | 2630490.2899 | 4227852.6766 | 0 | 0 | 0 | 0 | 0 | 0 | 0 | 0 | 0 | 0 | 0 | 0 | 0 | 0 | 0 | 0 | -251998.3149 | 27471.925 | 0 | 0 | 0 | 0 | 0 | 0 | 0 | 0 | 0 | 0 | 0 | 0 | 0 | 0 | 0
2016-06-07 02:00 | 0 | 0 | 0 | 0 | 0 | 602181.8599 | 41165.6275 | 517539 | 0 | 0 | 0 | 0 | 2640573.058 | 4343578.3959 | 0 | 0 | 0 | 0 | 0 | 0 | 0 | 0 | 0 | 0 | 0 | 0 | 0 | 0 | 0 | 0 | 10082.7681 | 115725.7193 | 0 | 0 | 0 | 0 | 0 | 0 | 0 | 0 | 0 | 0 | 0 | 0 | 0 | 0 | 0
2016-06-07 03:00 | 0 | 0 | 0 | 0 | 0 | 609404.138 | 0.6895 | 483215 | 0 | 0 | 0 | 0 | 2882488.6048 | 4227852.6766 | 0 | 0 | 0 | 0 | 0 | 0 | 0 | 0 | 0 | 0 | 0 | 0 | 0 | 0 | 0 | 0 | 241915.5468 | -115725.7193 | 0 | 0 | 0 | 0 | 0 | 0 | 0 | 0 | 0 | 0 | 0 | 0 | 0 | 0 | 0
2016-06-07 04:00 | 0 | 0 | 0 | 0 | 0 | 311770.4044 | 0 | 448043 | 0 | 0 | 0 | 0 | 2630490.2899 | 4343578.3959 | 0 | 0 | 0 | 0 | 0 | 0 | 0 | 0 | 0 | 0 | 0 | 0 | 0 | 0 | 0 | 0 | -251998.3149 | 115725.7193 | 0 | 0 | 0 | 0 | 0 | 0 | 0 | 0 | 0 | 0 | 0 | 0 | 0 | 0 | 0
2016-06-07 05:00 | 0 | 0 | 0 | 0 | 0 | 51640.9658 | 0 | 419365 | 0 | 0 | 0 | 0 | 2378491.975 | 4227852.6766 | 0 | 0 | 0 | 0 | 0 | 0 | 0 | 0 | 0 | 0 | 0 | 0 | 0 | 0 | 0 | 0 | -251998.3149 | -115725.7193 | 0 | 0 | 0 | 0 | 0 | 0 | 0 | 0 | 0 | 0 | 0 | 0 | 0 | 0 | 0
2016-06-07 06:00 | 0 | 0 | 0 | 0 | 0 | 29583.9658 | 0 | 397308 | 0 | 0 | 0 | 0 | 2126493.66 | 4112126.9573 | 0 | 0 | 0 | 0 | 0 | 0 | 0 | 0 | 0 | 0 | 0 | 0 | 0 | 0 | 0 | 0 | -251998.3149 | -115725.7193 | 0 | 0 | 0 | 0 | 0 | 0 | 0 | 0 | 0 | 0 | 0 | 0 | 0 | 0 | 0
2016-06-07 07:00 | 0 | 0 | 0 | 0 | 0 | 14093.9658 | 0 | 381818 | 0 | 0 | 0 | 0 | 1874495.3451 | 3996401.238 | 0 | 0 | 0 | 0 | 0 | 0 | 0 | 0 | 0 | 0 | 0 | 0 | 0 | 0 | 0 | 0 | -251998.3149 | -115725.7193 | 0 | 0 | 0 | 0 | 0 | 0 | 0 | 0 | 0 | 0 | 0 | 0 | 0 | 0 | 0
2016-06-07 08:00 | 0 | 0 | 0 | 0 | 0 | 342957.8411 | 0 | 375224 | 0 | 0 | 0 | 0 | 1957954.9055 | 3880675.5187 | 0 | 0 | 0 | 0 | 0 | 0 | 0 | 0 | 0 | 0 | 0 | 0 | 0 | 0 | 0 | 0 | 83459.5604 | -115725.7193 | 0 | 0 | 0 | 0 | 0 | 0 | 0 | 0 | 0 | 0 | 0 | 0 | 0 | 0 | 0
2016-06-07 09:00 | 0 | 0 | 0 | 0 | 0 | 12193.9658 | 0 | 379918 | 0 | 0 | 0 | 0 | 1705956.5905 | 3764949.7994 | 0 | 0 | 0 | 0 | 0 | 0 | 0 | 0 | 0 | 0 | 0 | 0 | 0 | 0 | 0 | 0 | -251998.3149 | -115725.7193 | 0 | 0 | 0 | 0 | 0 | 0 | 0 | 0 | 0 | 0 | 0 | 0 | 0 | 0 | 0
2016-06-07 10:00 | 0 | 0 | 0 | 0 | 0 | 26690.9658 | 0 | 394415 | 0 | 0 | 0 | 0 | 1453958.2756 | 3649224.0801 | 0 | 0 | 0 | 0 | 0 | 0 | 0 | 0 | 0 | 0 | 0 | 0 | 0 | 0 | 0 | 0 | -251998.3149 | -115725.7193 | 0 | 0 | 0 | 0 | 0 | 0 | 0 | 0 | 0 | 0 | 0 | 0 | 0 | 0 | 0
2016-06-07 11:00 | 0 | 0 | 0 | 0 | 0 | 46303.9614 | 6.0043 | 414034 | 0 | 0 | 0 | 0 | 1201959.9606 | 3533498.3608 | 0 | 0 | 0 | 0 | 0 | 0 | 0 | 0 | 0 | 0 | 0 | 0 | 0 | 0 | 0 | 0 | -251998.3149 | -115725.7193 | 0 | 0 | 0 | 0 | 0 | 0 | 0 | 0 | 0 | 0 | 0 | 0 | 0 | 0 | 0
2016-06-07 12:00 | 0 | 0 | 0 | 0 | 0 | 0 | 117854.2553 | 436079 | 0 | 0 | 0 | 0 | 949961.6457 | 3467271.9311 | 0 | 0 | 0 | 0 | 0 | 0 | 0 | 0 | 0 | 0 | 0 | 0 | 0 | 0 | 0 | 0 | -251998.3149 | -66226.4297 | 0 | 0 | 0 | 0 | 0 | 0 | 0 | 0 | 0 | 0 | 0 | 0 | 0 | 0 | 0
2016-06-07 13:00 | 0 | 0 | 0 | 0 | 0 | 0 | 483694.6083 | 460021 | 0 | 0 | 0 | 0 | 1089360.9733 | 3351546.2118 | 0 | 0 | 0 | 0 | 0 | 0 | 0 | 0 | 0 | 0 | 0 | 0 | 0 | 0 | 0 | 0 | 139399.3276 | -115725.7193 | 0 | 0 | 0 | 0 | 0 | 0 | 0 | 0 | 0 | 0 | 0 | 0 | 0 | 0 | 0
2016-06-07 14:00 | 0 | 0 | 0 | 0 | 0 | 0 | 691130.1166 | 485342 | 0 | 0 | 0 | 0 | 1179423.3706 | 3467271.9311 | 0 | 0 | 0 | 0 | 0 | 0 | 0 | 0 | 0 | 0 | 0 | 0 | 0 | 0 | 0 | 0 | 90062.3973 | 115725.7193 | 0 | 0 | 0 | 0 | 0 | 0 | 0 | 0 | 0 | 0 | 0 | 0 | 0 | 0 | 0
2016-06-07 15:00 | 0 | 0 | 0 | 0 | 0 | 0 | 798106.7319 | 508842 | 0 | 0 | 0 | 0 | 1431421.6855 | 3504538.3481 | 0 | 0 | 0 | 0 | 0 | 0 | 0 | 0 | 0 | 0 | 0 | 0 | 0 | 0 | 0 | 0 | 251998.3149 | 37266.417 | 0 | 0 | 0 | 0 | 0 | 0 | 0 | 0 | 0 | 0 | 0 | 0 | 0 | 0 | 0
2016-06-07 16:00 | 0 | 0 | 0 | 0 | 0 | 0 | 845026.0844 | 528600 | 0 | 0 | 0 | 0 | 1683420.0005 | 3568966.1176 | 0 | 0 | 0 | 0 | 0 | 0 | 0 | 0 | 0 | 0 | 0 | 0 | 0 | 0 | 0 | 0 | 251998.3149 | 64427.7695 | 0 | 0 | 0 | 0 | 0 | 0 | 0 | 0 | 0 | 0 | 0 | 0 | 0 | 0 | 0
2016-06-07 17:00 | 0 | 0 | 0 | 0 | 0 | 0 | 856167.3936 | 546244 | 0 | 0 | 0 | 0 | 1935418.3154 | 3626891.1962 | 0 | 0 | 0 | 0 | 0 | 0 | 0 | 0 | 0 | 0 | 0 | 0 | 0 | 0 | 0 | 0 | 251998.3149 | 57925.0786 | 0 | 0 | 0 | 0 | 0 | 0 | 0 | 0 | 0 | 0 | 0 | 0 | 0 | 0 | 0
2016-06-07 18:00 | 0 | 0 | 0 | 0 | 0 | 0 | 846387.9119 | 559521 | 0 | 0 | 0 | 0 | 2106559.508 | 3742616.9155 | 0 | 0 | 0 | 0 | 0 | 0 | 0 | 0 | 0 | 0 | 0 | 0 | 0 | 0 | 0 | 0 | 171141.1926 | 115725.7193 | 0 | 0 | 0 | 0 | 0 | 0 | 0 | 0 | 0 | 0 | 0 | 0 | 0 | 0 | 0
2016-06-07 19:00 | 0 | 0 | 0 | 0 | 0 | 0 | 829373.7691 | 569433 | 0 | 0 | 0 | 0 | 2250774.5578 | 3858342.6348 | 0 | 0 | 0 | 0 | 0 | 0 | 0 | 0 | 0 | 0 | 0 | 0 | 0 | 0 | 0 | 0 | 144215.0498 | 115725.7193 | 0 | 0 | 0 | 0 | 0 | 0 | 0 | 0 | 0 | 0 | 0 | 0 | 0 | 0 | 0
2016-06-07 20:00 | 0 | 0 | 0 | 0 | 0 | 0 | 812480.727 | 575757 | 0 | 0 | 0 | 0 | 2502772.8727 | 3843068.0468 | 0 | 0 | 0 | 0 | 0 | 0 | 0 | 0 | 0 | 0 | 0 | 0 | 0 | 0 | 0 | 0 | 251998.3149 | -15274.588 | 0 | 0 | 0 | 0 | 0 | 0 | 0 | 0 | 0 | 0 | 0 | 0 | 0 | 0 | 0
2016-06-07 21:00 | 0 | 0 | 0 | 0 | 0 | 0 | 790429.3231 | 579190 | 0 | 0 | 0 | 0 | 2598286.4765 | 3958793.7661 | 0 | 0 | 0 | 0 | 0 | 0 | 0 | 0 | 0 | 0 | 0 | 0 | 0 | 0 | 0 | 0 | 95513.6038 | 115725.7193 | 0 | 0 | 0 | 0 | 0 | 0 | 0 | 0 | 0 | 0 | 0 | 0 | 0 | 0 | 0
2016-06-07 22:00 | 0 | 0 | 0 | 0 | 0 | 0 | 754845.2559 | 575363 | 0 | 0 | 0 | 0 | 2664045.7496 | 4072516.749 | 0 | 0 | 0 | 0 | 0 | 0 | 0 | 0 | 0 | 0 | 0 | 0 | 0 | 0 | 0 | 0 | 65759.273 | 113722.9829 | 0 | 0 | 0 | 0 | 0 | 0 | 0 | 0 | 0 | 0 | 0 | 0 | 0 | 0 | 0
2016-06-07 23:00 | 0 | 0 | 0 | 0 | 0 | 0 | 666918.136 | 564201 | 0 | 0 | 0 | 0 | 2882488.6048 | 3956791.0297 | 0 | 0 | 0 | 0 | 0 | 0 | 0 | 0 | 0 | 0 | 0 | 0 | 0 | 0 | 0 | 0 | 218442.8553 | -115725.7193 | 0 | 0 | 0 | 0 | 0 | 0 | 0 | 0 | 0 | 0 | 0 | 0 | 0 | 0 | 0
2016-06-08 | 0 | 0 | 0 | 0 | 0 | 0 | 529271.4897 | 548515 | 0 | 0 | 0 | 0 | 2856339.1486 | 3963696.9756 | 0 | 0 | 0 | 0 | 0 | 0 | 0 | 0 | 0 | 0 | 0 | 0 | 0 | 0 | 0 | 0 | -26149.4562 | 6905.9459 | 0 | 0 | 0 | 0 | 0 | 0 | 0 | 0 | 0 | 0 | 0 | 0 | 0 | 0 | 0
2016-06-08 01:00 | 0 | 0 | 0 | 0 | 0 | 0 | 293576.4977 | 533334 | 0 | 0 | 0 | 0 | 2732307.3656 | 3847971.2563 | 0 | 0 | 0 | 0 | 0 | 0 | 0 | 0 | 0 | 0 | 0 | 0 | 0 | 0 | 0 | 0 | -124031.7831 | -115725.7193 | 0 | 0 | 0 | 0 | 0 | 0 | 0 | 0 | 0 | 0 | 0 | 0 | 0 | 0 | 0
2016-06-08 02:00 | 0 | 0 | 0 | 0 | 0 | 500846.6701 | 40478.8499 | 506870 | 0 | 0 | 0 | 0 | 2882488.6048 | 3732245.537 | 0 | 0 | 0 | 0 | 0 | 0 | 0 | 0 | 0 | 0 | 0 | 0 | 0 | 0 | 0 | 0 | 150181.2393 | -115725.7193 | 0 | 0 | 0 | 0 | 0 | 0 | 0 | 0 | 0 | 0 | 0 | 0 | 0 | 0 | 0
2016-06-08 03:00 | 0 | 0 | 0 | 0 | 0 | 334703.382 | 2.0224 | 470978 | 0 | 0 | 0 | 0 | 2630490.2899 | 3847971.2563 | 0 | 0 | 0 | 0 | 0 | 0 | 0 | 0 | 0 | 0 | 0 | 0 | 0 | 0 | 0 | 0 | -251998.3149 | 115725.7193 | 0 | 0 | 0 | 0 | 0 | 0 | 0 | 0 | 0 | 0 | 0 | 0 | 0 | 0 | 0
2016-06-08 04:00 | 0 | 0 | 0 | 0 | 0 | 69840.9658 | 0 | 437565 | 0 | 0 | 0 | 0 | 2378491.975 | 3732245.537 | 0 | 0 | 0 | 0 | 0 | 0 | 0 | 0 | 0 | 0 | 0 | 0 | 0 | 0 | 0 | 0 | -251998.3149 | -115725.7193 | 0 | 0 | 0 | 0 | 0 | 0 | 0 | 0 | 0 | 0 | 0 | 0 | 0 | 0 | 0
2016-06-08 05:00 | 0 | 0 | 0 | 0 | 0 | 41125.9658 | 0 | 408850 | 0 | 0 | 0 | 0 | 2126493.66 | 3616519.8177 | 0 | 0 | 0 | 0 | 0 | 0 | 0 | 0 | 0 | 0 | 0 | 0 | 0 | 0 | 0 | 0 | -251998.3149 | -115725.7193 | 0 | 0 | 0 | 0 | 0 | 0 | 0 | 0 | 0 | 0 | 0 | 0 | 0 | 0 | 0
2016-06-08 06:00 | 0 | 0 | 0 | 0 | 0 | 18503.9658 | 0 | 386228 | 0 | 0 | 0 | 0 | 1874495.3451 | 3500794.0984 | 0 | 0 | 0 | 0 | 0 | 0 | 0 | 0 | 0 | 0 | 0 | 0 | 0 | 0 | 0 | 0 | -251998.3149 | -115725.7193 | 0 | 0 | 0 | 0 | 0 | 0 | 0 | 0 | 0 | 0 | 0 | 0 | 0 | 0 | 0
2016-06-08 07:00 | 0 | 0 | 0 | 0 | 0 | 3761.9658 | 0 | 371486 | 0 | 0 | 0 | 0 | 1622497.0301 | 3385068.3791 | 0 | 0 | 0 | 0 | 0 | 0 | 0 | 0 | 0 | 0 | 0 | 0 | 0 | 0 | 0 | 0 | -251998.3149 | -115725.7193 | 0 | 0 | 0 | 0 | 0 | 0 | 0 | 0 | 0 | 0 | 0 | 0 | 0 | 0 | 0
2016-06-08 08:00 | 0 | 0 | 0 | 0 | 0 | 430616.9534 | 0 | 364715 | 0 | 0 | 0 | 0 | 1572673.2642 | 3500794.0984 | 0 | 0 | 0 | 0 | 0 | 0 | 0 | 0 | 0 | 0 | 0 | 0 | 0 | 0 | 0 | 0 | -49823.7659 | 115725.7193 | 0 | 0 | 0 | 0 | 0 | 0 | 0 | 0 | 0 | 0 | 0 | 0 | 0 | 0 | 0
2016-06-08 09:00 | 0 | 0 | 0 | 0 | 0 | 2747.9658 | 0 | 370472 | 0 | 0 | 0 | 0 | 1320674.9493 | 3385068.3791 | 0 | 0 | 0 | 0 | 0 | 0 | 0 | 0 | 0 | 0 | 0 | 0 | 0 | 0 | 0 | 0 | -251998.3149 | -115725.7193 | 0 | 0 | 0 | 0 | 0 | 0 | 0 | 0 | 0 | 0 | 0 | 0 | 0 | 0 | 0
2016-06-08 10:00 | 0 | 0 | 0 | 0 | 0 | 14680.9658 | 0 | 382405 | 0 | 0 | 0 | 0 | 1068676.6343 | 3269342.6598 | 0 | 0 | 0 | 0 | 0 | 0 | 0 | 0 | 0 | 0 | 0 | 0 | 0 | 0 | 0 | 0 | -251998.3149 | -115725.7193 | 0 | 0 | 0 | 0 | 0 | 0 | 0 | 0 | 0 | 0 | 0 | 0 | 0 | 0 | 0
2016-06-08 11:00 | 0 | 0 | 0 | 0 | 0 | 372675.7649 | 4.5163 | 400432 | 0 | 0 | 0 | 0 | 1156650.6349 | 3153616.9405 | 0 | 0 | 0 | 0 | 0 | 0 | 0 | 0 | 0 | 0 | 0 | 0 | 0 | 0 | 0 | 0 | 87974.0006 | -115725.7193 | 0 | 0 | 0 | 0 | 0 | 0 | 0 | 0 | 0 | 0 | 0 | 0 | 0 | 0 | 0
2016-06-08 12:00 | 0 | 0 | 0 | 0 | 0 | 0 | 122889.0686 | 420465 | 0 | 0 | 0 | 0 | 904652.3199 | 3108039.324 | 0 | 0 | 0 | 0 | 0 | 0 | 0 | 0 | 0 | 0 | 0 | 0 | 0 | 0 | 0 | 0 | -251998.3149 | -45577.6165 | 0 | 0 | 0 | 0 | 0 | 0 | 0 | 0 | 0 | 0 | 0 | 0 | 0 | 0 | 0
2016-06-08 13:00 | 0 | 0 | 0 | 0 | 0 | 0 | 462669.2481 | 442199 | 0 | 0 | 0 | 0 | 809396.8487 | 3223765.0433 | 0 | 0 | 0 | 0 | 0 | 0 | 0 | 0 | 0 | 0 | 0 | 0 | 0 | 0 | 0 | 0 | -95255.4712 | 115725.7193 | 0 | 0 | 0 | 0 | 0 | 0 | 0 | 0 | 0 | 0 | 0 | 0 | 0 | 0 | 0
2016-06-08 14:00 | 0 | 0 | 0 | 0 | 0 | 0 | 660392.1541 | 465246 | 0 | 0 | 0 | 0 | 1027329.6398 | 3200978.4063 | 0 | 0 | 0 | 0 | 0 | 0 | 0 | 0 | 0 | 0 | 0 | 0 | 0 | 0 | 0 | 0 | 217932.7911 | -22786.637 | 0 | 0 | 0 | 0 | 0 | 0 | 0 | 0 | 0 | 0 | 0 | 0 | 0 | 0 | 0
2016-06-08 15:00 | 0 | 0 | 0 | 0 | 0 | 100137.5635 | 753603.4708 | 486017 | 0 | 0 | 0 | 0 | 1279327.9547 | 3316704.1256 | 0 | 0 | 0 | 0 | 0 | 0 | 0 | 0 | 0 | 0 | 0 | 0 | 0 | 0 | 0 | 0 | 251998.3149 | 115725.7193 | 0 | 0 | 0 | 0 | 0 | 0 | 0 | 0 | 0 | 0 | 0 | 0 | 0 | 0 | 0
2016-06-08 16:00 | 0 | 0 | 0 | 0 | 0 | 0 | 803642.2633 | 502863 | 0 | 0 | 0 | 0 | 1464381.4987 | 3432429.8449 | 0 | 0 | 0 | 0 | 0 | 0 | 0 | 0 | 0 | 0 | 0 | 0 | 0 | 0 | 0 | 0 | 185053.544 | 115725.7193 | 0 | 0 | 0 | 0 | 0 | 0 | 0 | 0 | 0 | 0 | 0 | 0 | 0 | 0 | 0
2016-06-08 17:00 | 0 | 0 | 0 | 0 | 0 | 69820.7669 | 817012.2673 | 519109 | 0 | 0 | 0 | 0 | 1716379.8137 | 3548155.5642 | 0 | 0 | 0 | 0 | 0 | 0 | 0 | 0 | 0 | 0 | 0 | 0 | 0 | 0 | 0 | 0 | 251998.3149 | 115725.7193 | 0 | 0 | 0 | 0 | 0 | 0 | 0 | 0 | 0 | 0 | 0 | 0 | 0 | 0 | 0
2016-06-08 18:00 | 0 | 0 | 0 | 0 | 0 | 0 | 814560.7976 | 532051 | 0 | 0 | 0 | 0 | 1968378.1286 | 3578667.0469 | 0 | 0 | 0 | 0 | 0 | 0 | 0 | 0 | 0 | 0 | 0 | 0 | 0 | 0 | 0 | 0 | 251998.3149 | 30511.4827 | 0 | 0 | 0 | 0 | 0 | 0 | 0 | 0 | 0 | 0 | 0 | 0 | 0 | 0 | 0
2016-06-08 19:00 | 0 | 0 | 0 | 0 | 0 | 0 | 802888.7634 | 543040 | 0 | 0 | 0 | 0 | 2220376.4436 | 3586517.4953 | 0 | 0 | 0 | 0 | 0 | 0 | 0 | 0 | 0 | 0 | 0 | 0 | 0 | 0 | 0 | 0 | 251998.3149 | 7850.4484 | 0 | 0 | 0 | 0 | 0 | 0 | 0 | 0 | 0 | 0 | 0 | 0 | 0 | 0 | 0
2016-06-08 20:00 | 0 | 0 | 0 | 0 | 0 | 0 | 792230.0285 | 551323 | 0 | 0 | 0 | 0 | 2345557.7527 | 3702243.2146 | 0 | 0 | 0 | 0 | 0 | 0 | 0 | 0 | 0 | 0 | 0 | 0 | 0 | 0 | 0 | 0 | 125181.3092 | 115725.7193 | 0 | 0 | 0 | 0 | 0 | 0 | 0 | 0 | 0 | 0 | 0 | 0 | 0 | 0 | 0
2016-06-08 21:00 | 0 | 0 | 0 | 0 | 0 | 0 | 771579.849 | 555836 | 0 | 0 | 0 | 0 | 2597556.0677 | 3665988.7487 | 0 | 0 | 0 | 0 | 0 | 0 | 0 | 0 | 0 | 0 | 0 | 0 | 0 | 0 | 0 | 0 | 251998.3149 | -36254.466 | 0 | 0 | 0 | 0 | 0 | 0 | 0 | 0 | 0 | 0 | 0 | 0 | 0 | 0 | 0
2016-06-08 22:00 | 0 | 0 | 0 | 0 | 0 | 0 | 733353.6609 | 553751 | 0 | 0 | 0 | 0 | 2661433.0093 | 3781714.468 | 0 | 0 | 0 | 0 | 0 | 0 | 0 | 0 | 0 | 0 | 0 | 0 | 0 | 0 | 0 | 0 | 63876.9416 | 115725.7193 | 0 | 0 | 0 | 0 | 0 | 0 | 0 | 0 | 0 | 0 | 0 | 0 | 0 | 0 | 0
2016-06-08 23:00 | 0 | 0 | 0 | 0 | 0 | 0 | 649113.8763 | 543784 | 0 | 0 | 0 | 0 | 2882488.6048 | 3665988.7487 | 0 | 0 | 0 | 0 | 0 | 0 | 0 | 0 | 0 | 0 | 0 | 0 | 0 | 0 | 0 | 0 | 221055.5956 | -115725.7193 | 0 | 0 | 0 | 0 | 0 | 0 | 0 | 0 | 0 | 0 | 0 | 0 | 0 | 0 | 0
2016-06-09 | 0 | 0 | 0 | 0 | 0 | 0 | 510479.4076 | 530422 | 0 | 0 | 0 | 0 | 2746820.2932 | 3781714.468 | 0 | 0 | 0 | 0 | 0 | 0 | 0 | 0 | 0 | 0 | 0 | 0 | 0 | 0 | 0 | 0 | -135668.3117 | 115725.7193 | 0 | 0 | 0 | 0 | 0 | 0 | 0 | 0 | 0 | 0 | 0 | 0 | 0 | 0 | 0
2016-06-09 01:00 | 0 | 0 | 0 | 0 | 0 | 0 | 278231.5101 | 517442 | 0 | 0 | 0 | 0 | 2623335.5226 | 3665988.7487 | 0 | 0 | 0 | 0 | 0 | 0 | 0 | 0 | 0 | 0 | 0 | 0 | 0 | 0 | 0 | 0 | -123484.7706 | -115725.7193 | 0 | 0 | 0 | 0 | 0 | 0 | 0 | 0 | 0 | 0 | 0 | 0 | 0 | 0 | 0
2016-06-09 02:00 | 0 | 0 | 0 | 0 | 0 | 90150.7337 | 36528.232 | 494403 | 0 | 0 | 0 | 0 | 2371337.2076 | 3550263.0294 | 0 | 0 | 0 | 0 | 0 | 0 | 0 | 0 | 0 | 0 | 0 | 0 | 0 | 0 | 0 | 0 | -251998.3149 | -115725.7193 | 0 | 0 | 0 | 0 | 0 | 0 | 0 | 0 | 0 | 0 | 0 | 0 | 0 | 0 | 0
2016-06-09 03:00 | 0 | 0 | 0 | 0 | 0 | 93779.4044 | 1.5613 | 461505 | 0 | 0 | 0 | 0 | 2119338.8927 | 3434537.3101 | 0 | 0 | 0 | 0 | 0 | 0 | 0 | 0 | 0 | 0 | 0 | 0 | 0 | 0 | 0 | 0 | -251998.3149 | -115725.7193 | 0 | 0 | 0 | 0 | 0 | 0 | 0 | 0 | 0 | 0 | 0 | 0 | 0 | 0 | 0
2016-06-09 04:00 | 0 | 0 | 0 | 0 | 0 | 565757.5956 | 0 | 429485 | 0 | 0 | 0 | 0 | 2371337.2076 | 3318811.5908 | 0 | 0 | 0 | 0 | 0 | 0 | 0 | 0 | 0 | 0 | 0 | 0 | 0 | 0 | 0 | 0 | 251998.3149 | -115725.7193 | 0 | 0 | 0 | 0 | 0 | 0 | 0 | 0 | 0 | 0 | 0 | 0 | 0 | 0 | 0
2016-06-09 05:00 | 0 | 0 | 0 | 0 | 0 | 648466.9783 | 0 | 402849 | 0 | 0 | 0 | 0 | 2501229.4667 | 3434537.3101 | 0 | 0 | 0 | 0 | 0 | 0 | 0 | 0 | 0 | 0 | 0 | 0 | 0 | 0 | 0 | 0 | 129892.259 | 115725.7193 | 0 | 0 | 0 | 0 | 0 | 0 | 0 | 0 | 0 | 0 | 0 | 0 | 0 | 0 | 0
2016-06-09 06:00 | 0 | 0 | 0 | 0 | 0 | 246205.4044 | 0 | 382478 | 0 | 0 | 0 | 0 | 2249231.1517 | 3550263.0294 | 0 | 0 | 0 | 0 | 0 | 0 | 0 | 0 | 0 | 0 | 0 | 0 | 0 | 0 | 0 | 0 | -251998.3149 | 115725.7193 | 0 | 0 | 0 | 0 | 0 | 0 | 0 | 0 | 0 | 0 | 0 | 0 | 0 | 0 | 0
2016-06-09 07:00 | 0 | 0 | 0 | 0 | 0 | 1096.9658 | 0 | 368821 | 0 | 0 | 0 | 0 | 1997232.8368 | 3434537.3101 | 0 | 0 | 0 | 0 | 0 | 0 | 0 | 0 | 0 | 0 | 0 | 0 | 0 | 0 | 0 | 0 | -251998.3149 | -115725.7193 | 0 | 0 | 0 | 0 | 0 | 0 | 0 | 0 | 0 | 0 | 0 | 0 | 0 | 0 | 0
2016-06-09 08:00 | 0 | 0 | 0 | 0 | 0 | 0 | 0 | 362709 | 0 | 0 | 0 | 0 | 1745234.5218 | 3323826.625 | 0 | 0 | 0 | 0 | 0 | 0 | 0 | 0 | 0 | 0 | 0 | 0 | 0 | 0 | 0 | 0 | -251998.3149 | -110710.6851 | 0 | 0 | 0 | 0 | 0 | 0 | 0 | 0 | 0 | 0 | 0 | 0 | 0 | 0 | 0
2016-06-09 09:00 | 0 | 0 | 0 | 0 | 0 | 0 | 0 | 366616 | 0 | 0 | 0 | 0 | 1493236.2069 | 3209208.94 | 0 | 0 | 0 | 0 | 0 | 0 | 0 | 0 | 0 | 0 | 0 | 0 | 0 | 0 | 0 | 0 | -251998.3149 | -114617.6851 | 0 | 0 | 0 | 0 | 0 | 0 | 0 | 0 | 0 | 0 | 0 | 0 | 0 | 0 | 0
2016-06-09 10:00 | 0 | 0 | 0 | 0 | 0 | 12590.9658 | 0 | 380315 | 0 | 0 | 0 | 0 | 1241237.8919 | 3093483.2207 | 0 | 0 | 0 | 0 | 0 | 0 | 0 | 0 | 0 | 0 | 0 | 0 | 0 | 0 | 0 | 0 | -251998.3149 | -115725.7193 | 0 | 0 | 0 | 0 | 0 | 0 | 0 | 0 | 0 | 0 | 0 | 0 | 0 | 0 | 0
2016-06-09 11:00 | 0 | 0 | 0 | 0 | 0 | 30572.3477 | 7.618 | 398304 | 0 | 0 | 0 | 0 | 989239.577 | 2977757.5014 | 0 | 0 | 0 | 0 | 0 | 0 | 0 | 0 | 0 | 0 | 0 | 0 | 0 | 0 | 0 | 0 | -251998.3149 | -115725.7193 | 0 | 0 | 0 | 0 | 0 | 0 | 0 | 0 | 0 | 0 | 0 | 0 | 0 | 0 | 0
2016-06-09 12:00 | 0 | 0 | 0 | 0 | 0 | 0 | 120877.1087 | 419320 | 0 | 0 | 0 | 0 | 806522.405 | 2862031.7821 | 0 | 0 | 0 | 0 | 0 | 0 | 0 | 0 | 0 | 0 | 0 | 0 | 0 | 0 | 0 | 0 | -182717.172 | -115725.7193 | 0 | 0 | 0 | 0 | 0 | 0 | 0 | 0 | 0 | 0 | 0 | 0 | 0 | 0 | 0
2016-06-09 13:00 | 0 | 0 | 0 | 0 | 0 | 0 | 455795.962 | 441583 | 0 | 0 | 0 | 0 | 705009.6477 | 2977757.5014 | 0 | 0 | 0 | 0 | 0 | 0 | 0 | 0 | 0 | 0 | 0 | 0 | 0 | 0 | 0 | 0 | -101512.7573 | 115725.7193 | 0 | 0 | 0 | 0 | 0 | 0 | 0 | 0 | 0 | 0 | 0 | 0 | 0 | 0 | 0
2016-06-09 14:00 | 0 | 0 | 0 | 0 | 0 | 0 | 671652.7333 | 464597 | 0 | 0 | 0 | 0 | 796339.6617 | 3093483.2207 | 0 | 0 | 0 | 0 | 0 | 0 | 0 | 0 | 0 | 0 | 0 | 0 | 0 | 0 | 0 | 0 | 91330.014 | 115725.7193 | 0 | 0 | 0 | 0 | 0 | 0 | 0 | 0 | 0 | 0 | 0 | 0 | 0 | 0 | 0
2016-06-09 15:00 | 0 | 0 | 0 | 0 | 0 | 0 | 787691.1122 | 485879 | 0 | 0 | 0 | 0 | 1048337.9766 | 3143297.0179 | 0 | 0 | 0 | 0 | 0 | 0 | 0 | 0 | 0 | 0 | 0 | 0 | 0 | 0 | 0 | 0 | 251998.3149 | 49813.7972 | 0 | 0 | 0 | 0 | 0 | 0 | 0 | 0 | 0 | 0 | 0 | 0 | 0 | 0 | 0
2016-06-09 16:00 | 0 | 0 | 0 | 0 | 0 | 0 | 847715.6237 | 505989 | 0 | 0 | 0 | 0 | 1300336.2916 | 3233025.3266 | 0 | 0 | 0 | 0 | 0 | 0 | 0 | 0 | 0 | 0 | 0 | 0 | 0 | 0 | 0 | 0 | 251998.3149 | 89728.3088 | 0 | 0 | 0 | 0 | 0 | 0 | 0 | 0 | 0 | 0 | 0 | 0 | 0 | 0 | 0
2016-06-09 17:00 | 0 | 0 | 0 | 0 | 0 | 0 | 862001.6498 | 524767 | 0 | 0 | 0 | 0 | 1552334.6065 | 3318261.6615 | 0 | 0 | 0 | 0 | 0 | 0 | 0 | 0 | 0 | 0 | 0 | 0 | 0 | 0 | 0 | 0 | 251998.3149 | 85236.3348 | 0 | 0 | 0 | 0 | 0 | 0 | 0 | 0 | 0 | 0 | 0 | 0 | 0 | 0 | 0
2016-06-09 18:00 | 0 | 0 | 0 | 0 | 0 | 0 | 859562.1971 | 539999 | 0 | 0 | 0 | 0 | 1804332.9214 | 3385826.5436 | 0 | 0 | 0 | 0 | 0 | 0 | 0 | 0 | 0 | 0 | 0 | 0 | 0 | 0 | 0 | 0 | 251998.3149 | 67564.8822 | 0 | 0 | 0 | 0 | 0 | 0 | 0 | 0 | 0 | 0 | 0 | 0 | 0 | 0 | 0
2016-06-09 19:00 | 0 | 0 | 0 | 0 | 0 | 0 | 851198.7201 | 552774 | 0 | 0 | 0 | 0 | 2056331.2364 | 3432252.9487 | 0 | 0 | 0 | 0 | 0 | 0 | 0 | 0 | 0 | 0 | 0 | 0 | 0 | 0 | 0 | 0 | 251998.3149 | 46426.4051 | 0 | 0 | 0 | 0 | 0 | 0 | 0 | 0 | 0 | 0 | 0 | 0 | 0 | 0 | 0
2016-06-09 20:00 | 0 | 0 | 0 | 0 | 0 | 0 | 844763.9567 | 560594 | 0 | 0 | 0 | 0 | 2224775.4737 | 3547978.668 | 0 | 0 | 0 | 0 | 0 | 0 | 0 | 0 | 0 | 0 | 0 | 0 | 0 | 0 | 0 | 0 | 168444.2374 | 115725.7193 | 0 | 0 | 0 | 0 | 0 | 0 | 0 | 0 | 0 | 0 | 0 | 0 | 0 | 0 | 0
2016-06-09 21:00 | 0 | 0 | 0 | 0 | 0 | 0 | 829076.8561 | 566846 | 0 | 0 | 0 | 0 | 2378491.975 | 3656493.0229 | 0 | 0 | 0 | 0 | 0 | 0 | 0 | 0 | 0 | 0 | 0 | 0 | 0 | 0 | 0 | 0 | 153716.5012 | 108514.3549 | 0 | 0 | 0 | 0 | 0 | 0 | 0 | 0 | 0 | 0 | 0 | 0 | 0 | 0 | 0
2016-06-09 22:00 | 0 | 0 | 0 | 0 | 0 | 0 | 793546.2126 | 564371 | 0 | 0 | 0 | 0 | 2630490.2899 | 3633669.9206 | 0 | 0 | 0 | 0 | 0 | 0 | 0 | 0 | 0 | 0 | 0 | 0 | 0 | 0 | 0 | 0 | 251998.3149 | -22823.1023 | 0 | 0 | 0 | 0 | 0 | 0 | 0 | 0 | 0 | 0 | 0 | 0 | 0 | 0 | 0
2016-06-09 23:00 | 0 | 0 | 0 | 0 | 0 | 0 | 710819.3286 | 554318 | 0 | 0 | 0 | 0 | 2882488.6048 | 3538172.9342 | 0 | 0 | 0 | 0 | 0 | 0 | 0 | 0 | 0 | 0 | 0 | 0 | 0 | 0 | 0 | 0 | 251998.3149 | -95496.9864 | 0 | 0 | 0 | 0 | 0 | 0 | 0 | 0 | 0 | 0 | 0 | 0 | 0 | 0 | 0
2016-06-10 | 0 | 0 | 0 | 0 | 0 | 0 | 565344.2885 | 540316 | 0 | 0 | 0 | 0 | 2791791.174 | 3653898.6535 | 0 | 0 | 0 | 0 | 0 | 0 | 0 | 0 | 0 | 0 | 0 | 0 | 0 | 0 | 0 | 0 | -90697.4308 | 115725.7193 | 0 | 0 | 0 | 0 | 0 | 0 | 0 | 0 | 0 | 0 | 0 | 0 | 0 | 0 | 0
2016-06-10 01:00 | 0 | 0 | 0 | 0 | 0 | 0 | 328181.4094 | 530398 | 0 | 0 | 0 | 0 | 2667681.1072 | 3575792.1298 | 0 | 0 | 0 | 0 | 0 | 0 | 0 | 0 | 0 | 0 | 0 | 0 | 0 | 0 | 0 | 0 | -124110.0668 | -78106.5237 | 0 | 0 | 0 | 0 | 0 | 0 | 0 | 0 | 0 | 0 | 0 | 0 | 0 | 0 | 0
2016-06-10 02:00 | 0 | 0 | 0 | 0 | 0 | 82710.5689 | 54988.3969 | 505423 | 0 | 0 | 0 | 0 | 2415682.7922 | 3460066.4105 | 0 | 0 | 0 | 0 | 0 | 0 | 0 | 0 | 0 | 0 | 0 | 0 | 0 | 0 | 0 | 0 | -251998.3149 | -115725.7193 | 0 | 0 | 0 | 0 | 0 | 0 | 0 | 0 | 0 | 0 | 0 | 0 | 0 | 0 | 0
2016-06-10 03:00 | 0 | 0 | 0 | 0 | 0 | 336823.2562 | 2.1481 | 473098 | 0 | 0 | 0 | 0 | 2163684.4773 | 3575792.1298 | 0 | 0 | 0 | 0 | 0 | 0 | 0 | 0 | 0 | 0 | 0 | 0 | 0 | 0 | 0 | 0 | -251998.3149 | 115725.7193 | 0 | 0 | 0 | 0 | 0 | 0 | 0 | 0 | 0 | 0 | 0 | 0 | 0 | 0 | 0
2016-06-10 04:00 | 0 | 0 | 0 | 0 | 0 | 574665.5956 | 0 | 438393 | 0 | 0 | 0 | 0 | 2415682.7922 | 3460066.4105 | 0 | 0 | 0 | 0 | 0 | 0 | 0 | 0 | 0 | 0 | 0 | 0 | 0 | 0 | 0 | 0 | 251998.3149 | -115725.7193 | 0 | 0 | 0 | 0 | 0 | 0 | 0 | 0 | 0 | 0 | 0 | 0 | 0 | 0 | 0
2016-06-10 05:00 | 0 | 0 | 0 | 0 | 0 | 43787.9658 | 0 | 411512 | 0 | 0 | 0 | 0 | 2163684.4773 | 3344340.6912 | 0 | 0 | 0 | 0 | 0 | 0 | 0 | 0 | 0 | 0 | 0 | 0 | 0 | 0 | 0 | 0 | -251998.3149 | -115725.7193 | 0 | 0 | 0 | 0 | 0 | 0 | 0 | 0 | 0 | 0 | 0 | 0 | 0 | 0 | 0
2016-06-10 06:00 | 0 | 0 | 0 | 0 | 0 | 254953.4044 | 0 | 391226 | 0 | 0 | 0 | 0 | 1911686.1623 | 3460066.4105 | 0 | 0 | 0 | 0 | 0 | 0 | 0 | 0 | 0 | 0 | 0 | 0 | 0 | 0 | 0 | 0 | -251998.3149 | 115725.7193 | 0 | 0 | 0 | 0 | 0 | 0 | 0 | 0 | 0 | 0 | 0 | 0 | 0 | 0 | 0
2016-06-10 07:00 | 0 | 0 | 0 | 0 | 0 | 9160.9658 | 0 | 376885 | 0 | 0 | 0 | 0 | 1659687.8474 | 3344340.6912 | 0 | 0 | 0 | 0 | 0 | 0 | 0 | 0 | 0 | 0 | 0 | 0 | 0 | 0 | 0 | 0 | -251998.3149 | -115725.7193 | 0 | 0 | 0 | 0 | 0 | 0 | 0 | 0 | 0 | 0 | 0 | 0 | 0 | 0 | 0
2016-06-10 08:00 | 0 | 0 | 0 | 0 | 0 | 1821.9658 | 0 | 369546 | 0 | 0 | 0 | 0 | 1407689.5325 | 3228614.9719 | 0 | 0 | 0 | 0 | 0 | 0 | 0 | 0 | 0 | 0 | 0 | 0 | 0 | 0 | 0 | 0 | -251998.3149 | -115725.7193 | 0 | 0 | 0 | 0 | 0 | 0 | 0 | 0 | 0 | 0 | 0 | 0 | 0 | 0 | 0
2016-06-10 09:00 | 0 | 0 | 0 | 0 | 0 | 4673.9658 | 0 | 372398 | 0 | 0 | 0 | 0 | 1155691.2175 | 3112889.2526 | 0 | 0 | 0 | 0 | 0 | 0 | 0 | 0 | 0 | 0 | 0 | 0 | 0 | 0 | 0 | 0 | -251998.3149 | -115725.7193 | 0 | 0 | 0 | 0 | 0 | 0 | 0 | 0 | 0 | 0 | 0 | 0 | 0 | 0 | 0
2016-06-10 10:00 | 0 | 0 | 0 | 0 | 0 | 16132.9658 | 0 | 383857 | 0 | 0 | 0 | 0 | 903692.9026 | 2997163.5333 | 0 | 0 | 0 | 0 | 0 | 0 | 0 | 0 | 0 | 0 | 0 | 0 | 0 | 0 | 0 | 0 | -251998.3149 | -115725.7193 | 0 | 0 | 0 | 0 | 0 | 0 | 0 | 0 | 0 | 0 | 0 | 0 | 0 | 0 | 0
2016-06-10 11:00 | 0 | 0 | 0 | 0 | 0 | 328799.8571 | 9.5776 | 402748 | 0 | 0 | 0 | 0 | 945480.0565 | 2881437.814 | 0 | 0 | 0 | 0 | 0 | 0 | 0 | 0 | 0 | 0 | 0 | 0 | 0 | 0 | 0 | 0 | 41787.154 | -115725.7193 | 0 | 0 | 0 | 0 | 0 | 0 | 0 | 0 | 0 | 0 | 0 | 0 | 0 | 0 | 0
2016-06-10 12:00 | 0 | 0 | 0 | 0 | 0 | 0 | 132632.6134 | 426829 | 0 | 0 | 0 | 0 | 693481.7416 | 2839239.7424 | 0 | 0 | 0 | 0 | 0 | 0 | 0 | 0 | 0 | 0 | 0 | 0 | 0 | 0 | 0 | 0 | -251998.3149 | -42198.0716 | 0 | 0 | 0 | 0 | 0 | 0 | 0 | 0 | 0 | 0 | 0 | 0 | 0 | 0 | 0
2016-06-10 13:00 | 0 | 0 | 0 | 0 | 0 | 190932.7958 | 448663.61 | 454646 | 0 | 0 | 0 | 0 | 762706.4281 | 2954965.4617 | 0 | 0 | 0 | 0 | 0 | 0 | 0 | 0 | 0 | 0 | 0 | 0 | 0 | 0 | 0 | 0 | 69224.6866 | 115725.7193 | 0 | 0 | 0 | 0 | 0 | 0 | 0 | 0 | 0 | 0 | 0 | 0 | 0 | 0 | 0
2016-06-10 14:00 | 0 | 0 | 0 | 0 | 0 | 0 | 617048.8653 | 482301 | 0 | 0 | 0 | 0 | 1013180.0127 | 2839239.7424 | 0 | 0 | 0 | 0 | 0 | 0 | 0 | 0 | 0 | 0 | 0 | 0 | 0 | 0 | 0 | 0 | 250473.5846 | -115725.7193 | 0 | 0 | 0 | 0 | 0 | 0 | 0 | 0 | 0 | 0 | 0 | 0 | 0 | 0 | 0
2016-06-10 15:00 | 0 | 0 | 0 | 0 | 0 | 0 | 713990.7557 | 508873 | 0 | 0 | 0 | 0 | 1265178.3277 | 2792359.1832 | 0 | 0 | 0 | 0 | 0 | 0 | 0 | 0 | 0 | 0 | 0 | 0 | 0 | 0 | 0 | 0 | 251998.3149 | -46880.5592 | 0 | 0 | 0 | 0 | 0 | 0 | 0 | 0 | 0 | 0 | 0 | 0 | 0 | 0 | 0
2016-06-10 16:00 | 0 | 0 | 0 | 0 | 0 | 0 | 764928.0719 | 531905 | 0 | 0 | 0 | 0 | 1517176.6426 | 2773383.9402 | 0 | 0 | 0 | 0 | 0 | 0 | 0 | 0 | 0 | 0 | 0 | 0 | 0 | 0 | 0 | 0 | 251998.3149 | -18975.243 | 0 | 0 | 0 | 0 | 0 | 0 | 0 | 0 | 0 | 0 | 0 | 0 | 0 | 0 | 0
2016-06-10 17:00 | 0 | 0 | 0 | 0 | 0 | 0 | 780100.2651 | 551022 | 0 | 0 | 0 | 0 | 1769174.9576 | 2750463.8903 | 0 | 0 | 0 | 0 | 0 | 0 | 0 | 0 | 0 | 0 | 0 | 0 | 0 | 0 | 0 | 0 | 251998.3149 | -22920.0499 | 0 | 0 | 0 | 0 | 0 | 0 | 0 | 0 | 0 | 0 | 0 | 0 | 0 | 0 | 0
2016-06-10 18:00 | 0 | 0 | 0 | 0 | 0 | 0 | 777980.744 | 567314 | 0 | 0 | 0 | 0 | 2021173.2725 | 2709132.3194 | 0 | 0 | 0 | 0 | 0 | 0 | 0 | 0 | 0 | 0 | 0 | 0 | 0 | 0 | 0 | 0 | 251998.3149 | -41331.5709 | 0 | 0 | 0 | 0 | 0 | 0 | 0 | 0 | 0 | 0 | 0 | 0 | 0 | 0 | 0
2016-06-10 19:00 | 0 | 0 | 0 | 0 | 0 | 0 | 768581.9047 | 579868 | 0 | 0 | 0 | 0 | 2094161.4579 | 2824858.0387 | 0 | 0 | 0 | 0 | 0 | 0 | 0 | 0 | 0 | 0 | 0 | 0 | 0 | 0 | 0 | 0 | 72988.1854 | 115725.7193 | 0 | 0 | 0 | 0 | 0 | 0 | 0 | 0 | 0 | 0 | 0 | 0 | 0 | 0 | 0
2016-06-10 20:00 | 0 | 0 | 0 | 0 | 0 | 0 | 751213.6716 | 589997 | 0 | 0 | 0 | 0 | 2139652.4102 | 2940583.758 | 0 | 0 | 0 | 0 | 0 | 0 | 0 | 0 | 0 | 0 | 0 | 0 | 0 | 0 | 0 | 0 | 45490.9523 | 115725.7193 | 0 | 0 | 0 | 0 | 0 | 0 | 0 | 0 | 0 | 0 | 0 | 0 | 0 | 0 | 0
2016-06-10 21:00 | 0 | 0 | 0 | 0 | 0 | 0 | 716496.9077 | 593420 | 0 | 0 | 0 | 0 | 2378455.0372 | 2824858.0387 | 0 | 0 | 0 | 0 | 0 | 0 | 0 | 0 | 0 | 0 | 0 | 0 | 0 | 0 | 0 | 0 | 238802.627 | -115725.7193 | 0 | 0 | 0 | 0 | 0 | 0 | 0 | 0 | 0 | 0 | 0 | 0 | 0 | 0 | 0
2016-06-10 22:00 | 0 | 0 | 0 | 0 | 0 | 0 | 659638.1574 | 587600 | 0 | 0 | 0 | 0 | 2566218.9139 | 2709132.3194 | 0 | 0 | 0 | 0 | 0 | 0 | 0 | 0 | 0 | 0 | 0 | 0 | 0 | 0 | 0 | 0 | 187763.8767 | -115725.7193 | 0 | 0 | 0 | 0 | 0 | 0 | 0 | 0 | 0 | 0 | 0 | 0 | 0 | 0 | 0
2016-06-10 23:00 | 0 | 0 | 0 | 0 | 0 | 0 | 563152.8456 | 573688 | 0 | 0 | 0 | 0 | 2439958.0402 | 2824858.0387 | 0 | 0 | 0 | 0 | 0 | 0 | 0 | 0 | 0 | 0 | 0 | 0 | 0 | 0 | 0 | 0 | -126260.8737 | 115725.7193 | 0 | 0 | 0 | 0 | 0 | 0 | 0 | 0 | 0 | 0 | 0 | 0 | 0 | 0 | 0
2016-06-11 | 0 | 0 | 0 | 0 | 0 | 0 | 424484.7286 | 556480 | 0 | 0 | 0 | 0 | 2423688.4881 | 2709132.3194 | 0 | 0 | 0 | 0 | 0 | 0 | 0 | 0 | 0 | 0 | 0 | 0 | 0 | 0 | 0 | 0 | -16269.5521 | -115725.7193 | 0 | 0 | 0 | 0 | 0 | 0 | 0 | 0 | 0 | 0 | 0 | 0 | 0 | 0 | 0
2016-06-11 01:00 | 0 | 0 | 0 | 0 | 0 | 568472.8173 | 224175.677 | 540736 | 0 | 0 | 0 | 0 | 2559875.2632 | 2824858.0387 | 0 | 0 | 0 | 0 | 0 | 0 | 0 | 0 | 0 | 0 | 0 | 0 | 0 | 0 | 0 | 0 | 136186.7751 | 115725.7193 | 0 | 0 | 0 | 0 | 0 | 0 | 0 | 0 | 0 | 0 | 0 | 0 | 0 | 0 | 0
2016-06-11 02:00 | 0 | 0 | 0 | 0 | 0 | 681410.3678 | 34110.1047 | 517639 | 0 | 0 | 0 | 0 | 2811873.5781 | 2770741.1962 | 0 | 0 | 0 | 0 | 0 | 0 | 0 | 0 | 0 | 0 | 0 | 0 | 0 | 0 | 0 | 0 | 251998.3149 | -54116.8425 | 0 | 0 | 0 | 0 | 0 | 0 | 0 | 0 | 0 | 0 | 0 | 0 | 0 | 0 | 0
2016-06-11 03:00 | 0 | 0 | 0 | 0 | 0 | 672978.0006 | 2.7454 | 486640 | 0 | 0 | 0 | 0 | 2882488.6048 | 2886466.9155 | 0 | 0 | 0 | 0 | 0 | 0 | 0 | 0 | 0 | 0 | 0 | 0 | 0 | 0 | 0 | 0 | 70615.0267 | 115725.7193 | 0 | 0 | 0 | 0 | 0 | 0 | 0 | 0 | 0 | 0 | 0 | 0 | 0 | 0 | 0
2016-06-11 04:00 | 0 | 0 | 0 | 0 | 0 | 318958.4044 | 0 | 455231 | 0 | 0 | 0 | 0 | 2630490.2899 | 3002192.6348 | 0 | 0 | 0 | 0 | 0 | 0 | 0 | 0 | 0 | 0 | 0 | 0 | 0 | 0 | 0 | 0 | -251998.3149 | 115725.7193 | 0 | 0 | 0 | 0 | 0 | 0 | 0 | 0 | 0 | 0 | 0 | 0 | 0 | 0 | 0
2016-06-11 05:00 | 0 | 0 | 0 | 0 | 0 | 58728.9658 | 0 | 426453 | 0 | 0 | 0 | 0 | 2378491.975 | 2886466.9155 | 0 | 0 | 0 | 0 | 0 | 0 | 0 | 0 | 0 | 0 | 0 | 0 | 0 | 0 | 0 | 0 | -251998.3149 | -115725.7193 | 0 | 0 | 0 | 0 | 0 | 0 | 0 | 0 | 0 | 0 | 0 | 0 | 0 | 0 | 0
2016-06-11 06:00 | 0 | 0 | 0 | 0 | 0 | 37964.9658 | 0 | 405689 | 0 | 0 | 0 | 0 | 2126493.66 | 2770741.1962 | 0 | 0 | 0 | 0 | 0 | 0 | 0 | 0 | 0 | 0 | 0 | 0 | 0 | 0 | 0 | 0 | -251998.3149 | -115725.7193 | 0 | 0 | 0 | 0 | 0 | 0 | 0 | 0 | 0 | 0 | 0 | 0 | 0 | 0 | 0
2016-06-11 07:00 | 0 | 0 | 0 | 0 | 0 | 545458.469 | 0 | 388245 | 0 | 0 | 0 | 0 | 2378491.975 | 2675956.3502 | 0 | 0 | 0 | 0 | 0 | 0 | 0 | 0 | 0 | 0 | 0 | 0 | 0 | 0 | 0 | 0 | 251998.3149 | -94784.846 | 0 | 0 | 0 | 0 | 0 | 0 | 0 | 0 | 0 | 0 | 0 | 0 | 0 | 0 | 0
2016-06-11 08:00 | 0 | 0 | 0 | 0 | 0 | 8247.9658 | 0 | 375972 | 0 | 0 | 0 | 0 | 2126493.66 | 2560230.6309 | 0 | 0 | 0 | 0 | 0 | 0 | 0 | 0 | 0 | 0 | 0 | 0 | 0 | 0 | 0 | 0 | -251998.3149 | -115725.7193 | 0 | 0 | 0 | 0 | 0 | 0 | 0 | 0 | 0 | 0 | 0 | 0 | 0 | 0 | 0
2016-06-11 09:00 | 0 | 0 | 0 | 0 | 0 | 4331.9658 | 0 | 372056 | 0 | 0 | 0 | 0 | 1874495.3451 | 2444504.9117 | 0 | 0 | 0 | 0 | 0 | 0 | 0 | 0 | 0 | 0 | 0 | 0 | 0 | 0 | 0 | 0 | -251998.3149 | -115725.7193 | 0 | 0 | 0 | 0 | 0 | 0 | 0 | 0 | 0 | 0 | 0 | 0 | 0 | 0 | 0
2016-06-11 10:00 | 0 | 0 | 0 | 0 | 0 | 4748.9658 | 0 | 372473 | 0 | 0 | 0 | 0 | 1622497.0301 | 2328779.1924 | 0 | 0 | 0 | 0 | 0 | 0 | 0 | 0 | 0 | 0 | 0 | 0 | 0 | 0 | 0 | 0 | -251998.3149 | -115725.7193 | 0 | 0 | 0 | 0 | 0 | 0 | 0 | 0 | 0 | 0 | 0 | 0 | 0 | 0 | 0
2016-06-11 11:00 | 0 | 0 | 0 | 0 | 0 | 367346.8425 | 8.4144 | 382390 | 0 | 0 | 0 | 0 | 1491736.5678 | 2444504.9117 | 0 | 0 | 0 | 0 | 0 | 0 | 0 | 0 | 0 | 0 | 0 | 0 | 0 | 0 | 0 | 0 | -130760.4623 | 115725.7193 | 0 | 0 | 0 | 0 | 0 | 0 | 0 | 0 | 0 | 0 | 0 | 0 | 0 | 0 | 0
2016-06-11 12:00 | 0 | 0 | 0 | 0 | 0 | 0 | 96532.1277 | 405494 | 0 | 0 | 0 | 0 | 1298500.4148 | 2328779.1924 | 0 | 0 | 0 | 0 | 0 | 0 | 0 | 0 | 0 | 0 | 0 | 0 | 0 | 0 | 0 | 0 | -193236.153 | -115725.7193 | 0 | 0 | 0 | 0 | 0 | 0 | 0 | 0 | 0 | 0 | 0 | 0 | 0 | 0 | 0
2016-06-11 13:00 | 0 | 0 | 0 | 0 | 0 | 0 | 323370.4483 | 438077 | 0 | 0 | 0 | 0 | 1068068.1438 | 2444504.9117 | 0 | 0 | 0 | 0 | 0 | 0 | 0 | 0 | 0 | 0 | 0 | 0 | 0 | 0 | 0 | 0 | -230432.271 | 115725.7193 | 0 | 0 | 0 | 0 | 0 | 0 | 0 | 0 | 0 | 0 | 0 | 0 | 0 | 0 | 0
2016-06-11 14:00 | 0 | 0 | 0 | 0 | 0 | 0 | 509783.5627 | 473340 | 0 | 0 | 0 | 0 | 988785.9872 | 2560230.6309 | 0 | 0 | 0 | 0 | 0 | 0 | 0 | 0 | 0 | 0 | 0 | 0 | 0 | 0 | 0 | 0 | -79282.1565 | 115725.7193 | 0 | 0 | 0 | 0 | 0 | 0 | 0 | 0 | 0 | 0 | 0 | 0 | 0 | 0 | 0
2016-06-11 15:00 | 0 | 0 | 0 | 0 | 0 | 0 | 628616.262 | 506666 | 0 | 0 | 0 | 0 | 995010.5299 | 2675956.3502 | 0 | 0 | 0 | 0 | 0 | 0 | 0 | 0 | 0 | 0 | 0 | 0 | 0 | 0 | 0 | 0 | 6224.5427 | 115725.7193 | 0 | 0 | 0 | 0 | 0 | 0 | 0 | 0 | 0 | 0 | 0 | 0 | 0 | 0 | 0
2016-06-11 16:00 | 0 | 0 | 0 | 0 | 0 | 0 | 694015.4197 | 534752 | 0 | 0 | 0 | 0 | 1247008.8449 | 2583221.455 | 0 | 0 | 0 | 0 | 0 | 0 | 0 | 0 | 0 | 0 | 0 | 0 | 0 | 0 | 0 | 0 | 251998.3149 | -92734.8953 | 0 | 0 | 0 | 0 | 0 | 0 | 0 | 0 | 0 | 0 | 0 | 0 | 0 | 0 | 0
2016-06-11 17:00 | 0 | 0 | 0 | 0 | 0 | 0 | 715700.8923 | 555285 | 0 | 0 | 0 | 0 | 1291699.0179 | 2698947.1743 | 0 | 0 | 0 | 0 | 0 | 0 | 0 | 0 | 0 | 0 | 0 | 0 | 0 | 0 | 0 | 0 | 44690.173 | 115725.7193 | 0 | 0 | 0 | 0 | 0 | 0 | 0 | 0 | 0 | 0 | 0 | 0 | 0 | 0 | 0
2016-06-11 18:00 | 0 | 0 | 0 | 0 | 0 | 0 | 709683.5369 | 571006 | 0 | 0 | 0 | 0 | 1314650.8356 | 2814672.8936 | 0 | 0 | 0 | 0 | 0 | 0 | 0 | 0 | 0 | 0 | 0 | 0 | 0 | 0 | 0 | 0 | 22951.8176 | 115725.7193 | 0 | 0 | 0 | 0 | 0 | 0 | 0 | 0 | 0 | 0 | 0 | 0 | 0 | 0 | 0
2016-06-11 19:00 | 0 | 0 | 0 | 0 | 0 | 0 | 695662.8892 | 582511 | 0 | 0 | 0 | 0 | 1543528.444 | 2698947.1743 | 0 | 0 | 0 | 0 | 0 | 0 | 0 | 0 | 0 | 0 | 0 | 0 | 0 | 0 | 0 | 0 | 228877.6085 | -115725.7193 | 0 | 0 | 0 | 0 | 0 | 0 | 0 | 0 | 0 | 0 | 0 | 0 | 0 | 0 | 0
2016-06-11 20:00 | 0 | 0 | 0 | 0 | 0 | 0 | 671655.9199 | 590597 | 0 | 0 | 0 | 0 | 1508861.6446 | 2814672.8936 | 0 | 0 | 0 | 0 | 0 | 0 | 0 | 0 | 0 | 0 | 0 | 0 | 0 | 0 | 0 | 0 | -34666.7994 | 115725.7193 | 0 | 0 | 0 | 0 | 0 | 0 | 0 | 0 | 0 | 0 | 0 | 0 | 0 | 0 | 0
2016-06-11 21:00 | 0 | 0 | 0 | 0 | 0 | 0 | 633922.8424 | 595049 | 0 | 0 | 0 | 0 | 1663461.2063 | 2698947.1743 | 0 | 0 | 0 | 0 | 0 | 0 | 0 | 0 | 0 | 0 | 0 | 0 | 0 | 0 | 0 | 0 | 154599.5617 | -115725.7193 | 0 | 0 | 0 | 0 | 0 | 0 | 0 | 0 | 0 | 0 | 0 | 0 | 0 | 0 | 0
2016-06-11 22:00 | 0 | 0 | 0 | 0 | 0 | 0 | 576302.7876 | 591829 | 0 | 0 | 0 | 0 | 1724484.7861 | 2622397.3821 | 0 | 0 | 0 | 0 | 0 | 0 | 0 | 0 | 0 | 0 | 0 | 0 | 0 | 0 | 0 | 0 | 61023.5798 | -76549.7922 | 0 | 0 | 0 | 0 | 0 | 0 | 0 | 0 | 0 | 0 | 0 | 0 | 0 | 0 | 0
2016-06-11 23:00 | 0 | 0 | 0 | 0 | 0 | 454316.5595 | 494310.4747 | 580903 | 0 | 0 | 0 | 0 | 1976483.1011 | 2738123.1014 | 0 | 0 | 0 | 0 | 0 | 0 | 0 | 0 | 0 | 0 | 0 | 0 | 0 | 0 | 0 | 0 | 251998.3149 | 115725.7193 | 0 | 0 | 0 | 0 | 0 | 0 | 0 | 0 | 0 | 0 | 0 | 0 | 0 | 0 | 0
2016-06-12 | 0 | 0 | 0 | 0 | 0 | 0 | 375923.0632 | 566512 | 0 | 0 | 0 | 0 | 1901619.8836 | 2622397.3821 | 0 | 0 | 0 | 0 | 0 | 0 | 0 | 0 | 0 | 0 | 0 | 0 | 0 | 0 | 0 | 0 | -74863.2175 | -115725.7193 | 0 | 0 | 0 | 0 | 0 | 0 | 0 | 0 | 0 | 0 | 0 | 0 | 0 | 0 | 0
2016-06-12 01:00 | 0 | 0 | 0 | 0 | 0 | 535702.8079 | 213018.4926 | 552841 | 0 | 0 | 0 | 0 | 2153618.1985 | 2566279.3676 | 0 | 0 | 0 | 0 | 0 | 0 | 0 | 0 | 0 | 0 | 0 | 0 | 0 | 0 | 0 | 0 | 251998.3149 | -56118.0144 | 0 | 0 | 0 | 0 | 0 | 0 | 0 | 0 | 0 | 0 | 0 | 0 | 0 | 0 | 0
2016-06-12 02:00 | 0 | 0 | 0 | 0 | 0 | 137616.9467 | 25959.0191 | 531300 | 0 | 0 | 0 | 0 | 1901619.8836 | 2450553.6483 | 0 | 0 | 0 | 0 | 0 | 0 | 0 | 0 | 0 | 0 | 0 | 0 | 0 | 0 | 0 | 0 | -251998.3149 | -115725.7193 | 0 | 0 | 0 | 0 | 0 | 0 | 0 | 0 | 0 | 0 | 0 | 0 | 0 | 0 | 0
2016-06-12 03:00 | 0 | 0 | 0 | 0 | 0 | 637513.919 | 1.6766 | 501243 | 0 | 0 | 0 | 0 | 2153618.1985 | 2334827.929 | 0 | 0 | 0 | 0 | 0 | 0 | 0 | 0 | 0 | 0 | 0 | 0 | 0 | 0 | 0 | 0 | 251998.3149 | -115725.7193 | 0 | 0 | 0 | 0 | 0 | 0 | 0 | 0 | 0 | 0 | 0 | 0 | 0 | 0 | 0
2016-06-12 04:00 | 0 | 0 | 0 | 0 | 0 | 334414.4044 | 0 | 470687 | 0 | 0 | 0 | 0 | 1901619.8836 | 2450553.6483 | 0 | 0 | 0 | 0 | 0 | 0 | 0 | 0 | 0 | 0 | 0 | 0 | 0 | 0 | 0 | 0 | -251998.3149 | 115725.7193 | 0 | 0 | 0 | 0 | 0 | 0 | 0 | 0 | 0 | 0 | 0 | 0 | 0 | 0 | 0
2016-06-12 05:00 | 0 | 0 | 0 | 0 | 0 | 74329.9658 | 0 | 442054 | 0 | 0 | 0 | 0 | 1649621.5686 | 2334827.929 | 0 | 0 | 0 | 0 | 0 | 0 | 0 | 0 | 0 | 0 | 0 | 0 | 0 | 0 | 0 | 0 | -251998.3149 | -115725.7193 | 0 | 0 | 0 | 0 | 0 | 0 | 0 | 0 | 0 | 0 | 0 | 0 | 0 | 0 | 0
2016-06-12 06:00 | 0 | 0 | 0 | 0 | 0 | 50486.9658 | 0 | 418211 | 0 | 0 | 0 | 0 | 1397623.2537 | 2219102.2097 | 0 | 0 | 0 | 0 | 0 | 0 | 0 | 0 | 0 | 0 | 0 | 0 | 0 | 0 | 0 | 0 | -251998.3149 | -115725.7193 | 0 | 0 | 0 | 0 | 0 | 0 | 0 | 0 | 0 | 0 | 0 | 0 | 0 | 0 | 0
2016-06-12 07:00 | 0 | 0 | 0 | 0 | 0 | 536700.5956 | 0 | 400428 | 0 | 0 | 0 | 0 | 1649621.5686 | 2103376.4904 | 0 | 0 | 0 | 0 | 0 | 0 | 0 | 0 | 0 | 0 | 0 | 0 | 0 | 0 | 0 | 0 | 251998.3149 | -115725.7193 | 0 | 0 | 0 | 0 | 0 | 0 | 0 | 0 | 0 | 0 | 0 | 0 | 0 | 0 | 0
2016-06-12 08:00 | 0 | 0 | 0 | 0 | 0 | 251294.4044 | 0 | 387567 | 0 | 0 | 0 | 0 | 1397623.2537 | 2219102.2097 | 0 | 0 | 0 | 0 | 0 | 0 | 0 | 0 | 0 | 0 | 0 | 0 | 0 | 0 | 0 | 0 | -251998.3149 | 115725.7193 | 0 | 0 | 0 | 0 | 0 | 0 | 0 | 0 | 0 | 0 | 0 | 0 | 0 | 0 | 0
2016-06-12 09:00 | 0 | 0 | 0 | 0 | 0 | 12295.9658 | 0 | 380020 | 0 | 0 | 0 | 0 | 1145624.9388 | 2103376.4904 | 0 | 0 | 0 | 0 | 0 | 0 | 0 | 0 | 0 | 0 | 0 | 0 | 0 | 0 | 0 | 0 | -251998.3149 | -115725.7193 | 0 | 0 | 0 | 0 | 0 | 0 | 0 | 0 | 0 | 0 | 0 | 0 | 0 | 0 | 0
2016-06-12 10:00 | 0 | 0 | 0 | 0 | 0 | 8485.9658 | 0 | 376210 | 0 | 0 | 0 | 0 | 893626.6238 | 1987650.7711 | 0 | 0 | 0 | 0 | 0 | 0 | 0 | 0 | 0 | 0 | 0 | 0 | 0 | 0 | 0 | 0 | -251998.3149 | -115725.7193 | 0 | 0 | 0 | 0 | 0 | 0 | 0 | 0 | 0 | 0 | 0 | 0 | 0 | 0 | 0
2016-06-12 11:00 | 0 | 0 | 0 | 0 | 0 | 381190.3047 | 3.9505 | 384024 | 0 | 0 | 0 | 0 | 1006522.5983 | 1871925.0518 | 0 | 0 | 0 | 0 | 0 | 0 | 0 | 0 | 0 | 0 | 0 | 0 | 0 | 0 | 0 | 0 | 112895.9745 | -115725.7193 | 0 | 0 | 0 | 0 | 0 | 0 | 0 | 0 | 0 | 0 | 0 | 0 | 0 | 0 | 0
2016-06-12 12:00 | 0 | 0 | 0 | 0 | 0 | 296814.1355 | 108950.0795 | 407958 | 0 | 0 | 0 | 0 | 1120054.5326 | 1756199.3325 | 0 | 0 | 0 | 0 | 0 | 0 | 0 | 0 | 0 | 0 | 0 | 0 | 0 | 0 | 0 | 0 | 113531.9343 | -115725.7193 | 0 | 0 | 0 | 0 | 0 | 0 | 0 | 0 | 0 | 0 | 0 | 0 | 0 | 0 | 0
2016-06-12 13:00 | 0 | 0 | 0 | 0 | 0 | 0 | 433578.1872 | 437678 | 0 | 0 | 0 | 0 | 1000229.0004 | 1871925.0518 | 0 | 0 | 0 | 0 | 0 | 0 | 0 | 0 | 0 | 0 | 0 | 0 | 0 | 0 | 0 | 0 | -119825.5321 | 115725.7193 | 0 | 0 | 0 | 0 | 0 | 0 | 0 | 0 | 0 | 0 | 0 | 0 | 0 | 0 | 0
2016-06-12 14:00 | 0 | 0 | 0 | 0 | 0 | 0 | 641599.1111 | 468012 | 0 | 0 | 0 | 0 | 1058090.3923 | 1987650.7711 | 0 | 0 | 0 | 0 | 0 | 0 | 0 | 0 | 0 | 0 | 0 | 0 | 0 | 0 | 0 | 0 | 57861.3918 | 115725.7193 | 0 | 0 | 0 | 0 | 0 | 0 | 0 | 0 | 0 | 0 | 0 | 0 | 0 | 0 | 0
2016-06-12 15:00 | 0 | 0 | 0 | 0 | 0 | 0 | 753633.8864 | 494687 | 0 | 0 | 0 | 0 | 1201311.5593 | 2103376.4904 | 0 | 0 | 0 | 0 | 0 | 0 | 0 | 0 | 0 | 0 | 0 | 0 | 0 | 0 | 0 | 0 | 143221.1671 | 115725.7193 | 0 | 0 | 0 | 0 | 0 | 0 | 0 | 0 | 0 | 0 | 0 | 0 | 0 | 0 | 0
2016-06-12 16:00 | 0 | 0 | 0 | 0 | 0 | 0 | 811696.3734 | 517422 | 0 | 0 | 0 | 0 | 1379860.2134 | 2219102.2097 | 0 | 0 | 0 | 0 | 0 | 0 | 0 | 0 | 0 | 0 | 0 | 0 | 0 | 0 | 0 | 0 | 178548.6541 | 115725.7193 | 0 | 0 | 0 | 0 | 0 | 0 | 0 | 0 | 0 | 0 | 0 | 0 | 0 | 0 | 0
2016-06-12 17:00 | 0 | 0 | 0 | 0 | 0 | 0 | 823710.7397 | 534487 | 0 | 0 | 0 | 0 | 1553358.2338 | 2334827.929 | 0 | 0 | 0 | 0 | 0 | 0 | 0 | 0 | 0 | 0 | 0 | 0 | 0 | 0 | 0 | 0 | 173498.0204 | 115725.7193 | 0 | 0 | 0 | 0 | 0 | 0 | 0 | 0 | 0 | 0 | 0 | 0 | 0 | 0 | 0
2016-06-12 18:00 | 0 | 0 | 0 | 0 | 0 | 0 | 817936.8599 | 545621 | 0 | 0 | 0 | 0 | 1709948.3745 | 2450553.6483 | 0 | 0 | 0 | 0 | 0 | 0 | 0 | 0 | 0 | 0 | 0 | 0 | 0 | 0 | 0 | 0 | 156590.1406 | 115725.7193 | 0 | 0 | 0 | 0 | 0 | 0 | 0 | 0 | 0 | 0 | 0 | 0 | 0 | 0 | 0
2016-06-12 19:00 | 0 | 0 | 0 | 0 | 0 | 0 | 807947.5373 | 552724 | 0 | 0 | 0 | 0 | 1961946.6894 | 2453778.8707 | 0 | 0 | 0 | 0 | 0 | 0 | 0 | 0 | 0 | 0 | 0 | 0 | 0 | 0 | 0 | 0 | 251998.3149 | 3225.2223 | 0 | 0 | 0 | 0 | 0 | 0 | 0 | 0 | 0 | 0 | 0 | 0 | 0 | 0 | 0
2016-06-12 20:00 | 0 | 0 | 0 | 0 | 0 | 0 | 798363.6235 | 556947 | 0 | 0 | 0 | 0 | 2087637.5936 | 2569504.59 | 0 | 0 | 0 | 0 | 0 | 0 | 0 | 0 | 0 | 0 | 0 | 0 | 0 | 0 | 0 | 0 | 125690.9042 | 115725.7193 | 0 | 0 | 0 | 0 | 0 | 0 | 0 | 0 | 0 | 0 | 0 | 0 | 0 | 0 | 0
2016-06-12 21:00 | 0 | 0 | 0 | 0 | 0 | 0 | 780055.1677 | 558748 | 0 | 0 | 0 | 0 | 2193219.042 | 2685230.3093 | 0 | 0 | 0 | 0 | 0 | 0 | 0 | 0 | 0 | 0 | 0 | 0 | 0 | 0 | 0 | 0 | 105581.4484 | 115725.7193 | 0 | 0 | 0 | 0 | 0 | 0 | 0 | 0 | 0 | 0 | 0 | 0 | 0 | 0 | 0
2016-06-12 22:00 | 0 | 0 | 0 | 0 | 0 | 0 | 742989.3973 | 554207 | 0 | 0 | 0 | 0 | 2266275.72 | 2800956.0286 | 0 | 0 | 0 | 0 | 0 | 0 | 0 | 0 | 0 | 0 | 0 | 0 | 0 | 0 | 0 | 0 | 73056.678 | 115725.7193 | 0 | 0 | 0 | 0 | 0 | 0 | 0 | 0 | 0 | 0 | 0 | 0 | 0 | 0 | 0
2016-06-12 23:00 | 0 | 0 | 0 | 0 | 0 | 0 | 664829.4004 | 543277 | 0 | 0 | 0 | 0 | 2503553.8397 | 2685230.3093 | 0 | 0 | 0 | 0 | 0 | 0 | 0 | 0 | 0 | 0 | 0 | 0 | 0 | 0 | 0 | 0 | 237278.1197 | -115725.7193 | 0 | 0 | 0 | 0 | 0 | 0 | 0 | 0 | 0 | 0 | 0 | 0 | 0 | 0 | 0
2016-06-13 | 0 | 0 | 0 | 0 | 0 | 0 | 552081.5606 | 530139 | 0 | 0 | 0 | 0 | 2409770.681 | 2800956.0286 | 0 | 0 | 0 | 0 | 0 | 0 | 0 | 0 | 0 | 0 | 0 | 0 | 0 | 0 | 0 | 0 | -93783.1587 | 115725.7193 | 0 | 0 | 0 | 0 | 0 | 0 | 0 | 0 | 0 | 0 | 0 | 0 | 0 | 0 | 0
2016-06-13 01:00 | 0 | 0 | 0 | 0 | 0 | 0 | 318078.0509 | 519068 | 0 | 0 | 0 | 0 | 2157772.3661 | 2851964.3944 | 0 | 0 | 0 | 0 | 0 | 0 | 0 | 0 | 0 | 0 | 0 | 0 | 0 | 0 | 0 | 0 | -251998.3149 | 51008.3658 | 0 | 0 | 0 | 0 | 0 | 0 | 0 | 0 | 0 | 0 | 0 | 0 | 0 | 0 | 0
2016-06-13 02:00 | 0 | 0 | 0 | 0 | 0 | 459518.0544 | 37581.9563 | 498816 | 0 | 0 | 0 | 0 | 2271782.0961 | 2736238.6751 | 0 | 0 | 0 | 0 | 0 | 0 | 0 | 0 | 0 | 0 | 0 | 0 | 0 | 0 | 0 | 0 | 114009.73 | -115725.7193 | 0 | 0 | 0 | 0 | 0 | 0 | 0 | 0 | 0 | 0 | 0 | 0 | 0 | 0 | 0
2016-06-13 03:00 | 0 | 0 | 0 | 0 | 0 | 101411.0946 | 2.8712 | 469138 | 0 | 0 | 0 | 0 | 2019783.7811 | 2620512.9558 | 0 | 0 | 0 | 0 | 0 | 0 | 0 | 0 | 0 | 0 | 0 | 0 | 0 | 0 | 0 | 0 | -251998.3149 | -115725.7193 | 0 | 0 | 0 | 0 | 0 | 0 | 0 | 0 | 0 | 0 | 0 | 0 | 0 | 0 | 0
2016-06-13 04:00 | 0 | 0 | 0 | 0 | 0 | 71986.9658 | 0 | 439711 | 0 | 0 | 0 | 0 | 1767785.4662 | 2504787.2365 | 0 | 0 | 0 | 0 | 0 | 0 | 0 | 0 | 0 | 0 | 0 | 0 | 0 | 0 | 0 | 0 | -251998.3149 | -115725.7193 | 0 | 0 | 0 | 0 | 0 | 0 | 0 | 0 | 0 | 0 | 0 | 0 | 0 | 0 | 0
2016-06-13 05:00 | 0 | 0 | 0 | 0 | 0 | 278934.4044 | 0 | 415207 | 0 | 0 | 0 | 0 | 1515787.1512 | 2620512.9558 | 0 | 0 | 0 | 0 | 0 | 0 | 0 | 0 | 0 | 0 | 0 | 0 | 0 | 0 | 0 | 0 | -251998.3149 | 115725.7193 | 0 | 0 | 0 | 0 | 0 | 0 | 0 | 0 | 0 | 0 | 0 | 0 | 0 | 0 | 0
2016-06-13 06:00 | 0 | 0 | 0 | 0 | 0 | 26792.9658 | 0 | 394517 | 0 | 0 | 0 | 0 | 1263788.8363 | 2504787.2365 | 0 | 0 | 0 | 0 | 0 | 0 | 0 | 0 | 0 | 0 | 0 | 0 | 0 | 0 | 0 | 0 | -251998.3149 | -115725.7193 | 0 | 0 | 0 | 0 | 0 | 0 | 0 | 0 | 0 | 0 | 0 | 0 | 0 | 0 | 0
2016-06-13 07:00 | 0 | 0 | 0 | 0 | 0 | 12914.9658 | 0 | 380639 | 0 | 0 | 0 | 0 | 1011790.5213 | 2389061.5172 | 0 | 0 | 0 | 0 | 0 | 0 | 0 | 0 | 0 | 0 | 0 | 0 | 0 | 0 | 0 | 0 | -251998.3149 | -115725.7193 | 0 | 0 | 0 | 0 | 0 | 0 | 0 | 0 | 0 | 0 | 0 | 0 | 0 | 0 | 0
2016-06-13 08:00 | 0 | 0 | 0 | 0 | 0 | 262829.626 | 0 | 374559 | 0 | 0 | 0 | 0 | 784335.4281 | 2504787.2365 | 0 | 0 | 0 | 0 | 0 | 0 | 0 | 0 | 0 | 0 | 0 | 0 | 0 | 0 | 0 | 0 | -227455.0933 | 115725.7193 | 0 | 0 | 0 | 0 | 0 | 0 | 0 | 0 | 0 | 0 | 0 | 0 | 0 | 0 | 0
2016-06-13 09:00 | 0 | 0 | 0 | 0 | 0 | 234701.1628 | 0 | 379564 | 0 | 0 | 0 | 0 | 532337.1131 | 2611922.7143 | 0 | 0 | 0 | 0 | 0 | 0 | 0 | 0 | 0 | 0 | 0 | 0 | 0 | 0 | 0 | 0 | -251998.3149 | 107135.4778 | 0 | 0 | 0 | 0 | 0 | 0 | 0 | 0 | 0 | 0 | 0 | 0 | 0 | 0 | 0
2016-06-13 10:00 | 0 | 0 | 0 | 0 | 0 | 213625.7383 | 0 | 394195 | 0 | 0 | 0 | 0 | 467493.5707 | 2496196.995 | 0 | 0 | 0 | 0 | 0 | 0 | 0 | 0 | 0 | 0 | 0 | 0 | 0 | 0 | 0 | 0 | -64843.5424 | -115725.7193 | 0 | 0 | 0 | 0 | 0 | 0 | 0 | 0 | 0 | 0 | 0 | 0 | 0 | 0 | 0
2016-06-13 11:00 | 0 | 0 | 0 | 0 | 0 | 178716.6066 | 4.1915 | 416210 | 0 | 0 | 0 | 0 | 345730.0881 | 2380471.2757 | 0 | 0 | 0 | 0 | 0 | 0 | 0 | 0 | 0 | 0 | 0 | 0 | 0 | 0 | 0 | 0 | -121763.4826 | -115725.7193 | 0 | 0 | 0 | 0 | 0 | 0 | 0 | 0 | 0 | 0 | 0 | 0 | 0 | 0 | 0
2016-06-13 12:00 | 0 | 0 | 0 | 0 | 0 | 0 | 148207.6921 | 440541 | 0 | 0 | 0 | 0 | 93731.7731 | 2340136.2827 | 0 | 0 | 0 | 0 | 0 | 0 | 0 | 0 | 0 | 0 | 0 | 0 | 0 | 0 | 0 | 0 | -251998.3149 | -40334.993 | 0 | 0 | 0 | 0 | 0 | 0 | 0 | 0 | 0 | 0 | 0 | 0 | 0 | 0 | 0
2016-06-13 13:00 | 0 | 0 | 0 | 0 | 0 | 0 | 489292.9462 | 467299 | 0 | 0 | 0 | 0 | 0 | 2455862.002 | 0 | 0 | 0 | 0 | 0 | 0 | 0 | 0 | 0 | 0 | 0 | 0 | 0 | 0 | 0 | 0 | -93731.7731 | 115725.7193 | 0 | 0 | 0 | 0 | 0 | 0 | 0 | 0 | 0 | 0 | 0 | 0 | 0 | 0 | 0
2016-06-13 14:00 | 0 | 0 | 0 | 0 | 0 | 0 | 699242.8803 | 495712 | 0 | 0 | 0 | 0 | 87805.161 | 2571587.7213 | 0 | 0 | 0 | 0 | 0 | 0 | 0 | 0 | 0 | 0 | 0 | 0 | 0 | 0 | 0 | 0 | 87805.161 | 115725.7193 | 0 | 0 | 0 | 0 | 0 | 0 | 0 | 0 | 0 | 0 | 0 | 0 | 0 | 0 | 0
2016-06-13 15:00 | 0 | 0 | 0 | 0 | 0 | 0 | 800452.2919 | 522570 | 0 | 0 | 0 | 0 | 339803.476 | 2597471.6982 | 0 | 0 | 0 | 0 | 0 | 0 | 0 | 0 | 0 | 0 | 0 | 0 | 0 | 0 | 0 | 0 | 251998.3149 | 25883.977 | 0 | 0 | 0 | 0 | 0 | 0 | 0 | 0 | 0 | 0 | 0 | 0 | 0 | 0 | 0
2016-06-13 16:00 | 0 | 0 | 0 | 0 | 0 | 0 | 841447.4775 | 545584 | 0 | 0 | 0 | 0 | 591801.7909 | 2641336.8608 | 0 | 0 | 0 | 0 | 0 | 0 | 0 | 0 | 0 | 0 | 0 | 0 | 0 | 0 | 0 | 0 | 251998.3149 | 43865.1626 | 0 | 0 | 0 | 0 | 0 | 0 | 0 | 0 | 0 | 0 | 0 | 0 | 0 | 0 | 0
2016-06-13 17:00 | 0 | 0 | 0 | 0 | 0 | 0 | 844186.7804 | 565469 | 0 | 0 | 0 | 0 | 754793.852 | 2757062.5801 | 0 | 0 | 0 | 0 | 0 | 0 | 0 | 0 | 0 | 0 | 0 | 0 | 0 | 0 | 0 | 0 | 162992.0611 | 115725.7193 | 0 | 0 | 0 | 0 | 0 | 0 | 0 | 0 | 0 | 0 | 0 | 0 | 0 | 0 | 0
2016-06-13 18:00 | 0 | 0 | 0 | 0 | 0 | 0 | 832981.6117 | 580343 | 0 | 0 | 0 | 0 | 891706.7443 | 2872788.2994 | 0 | 0 | 0 | 0 | 0 | 0 | 0 | 0 | 0 | 0 | 0 | 0 | 0 | 0 | 0 | 0 | 136912.8924 | 115725.7193 | 0 | 0 | 0 | 0 | 0 | 0 | 0 | 0 | 0 | 0 | 0 | 0 | 0 | 0 | 0
2016-06-13 19:00 | 0 | 0 | 0 | 0 | 0 | 0 | 821385.9978 | 589658 | 0 | 0 | 0 | 0 | 1007709.0229 | 2988514.0187 | 0 | 0 | 0 | 0 | 0 | 0 | 0 | 0 | 0 | 0 | 0 | 0 | 0 | 0 | 0 | 0 | 116002.2785 | 115725.7193 | 0 | 0 | 0 | 0 | 0 | 0 | 0 | 0 | 0 | 0 | 0 | 0 | 0 | 0 | 0
2016-06-13 20:00 | 0 | 0 | 0 | 0 | 0 | 0 | 814386.5886 | 595279 | 0 | 0 | 0 | 0 | 1111090.8921 | 3104239.738 | 0 | 0 | 0 | 0 | 0 | 0 | 0 | 0 | 0 | 0 | 0 | 0 | 0 | 0 | 0 | 0 | 103381.8693 | 115725.7193 | 0 | 0 | 0 | 0 | 0 | 0 | 0 | 0 | 0 | 0 | 0 | 0 | 0 | 0 | 0
2016-06-13 21:00 | 0 | 0 | 0 | 0 | 0 | 0 | 803383.4196 | 596967 | 0 | 0 | 0 | 0 | 1245656.4958 | 3176090.5539 | 0 | 0 | 0 | 0 | 0 | 0 | 0 | 0 | 0 | 0 | 0 | 0 | 0 | 0 | 0 | 0 | 134565.6037 | 71850.8159 | 0 | 0 | 0 | 0 | 0 | 0 | 0 | 0 | 0 | 0 | 0 | 0 | 0 | 0 | 0
2016-06-13 22:00 | 0 | 0 | 0 | 0 | 0 | 0 | 768888.3701 | 591091 | 0 | 0 | 0 | 0 | 1497654.8108 | 3101889.6091 | 0 | 0 | 0 | 0 | 0 | 0 | 0 | 0 | 0 | 0 | 0 | 0 | 0 | 0 | 0 | 0 | 251998.3149 | -74200.9449 | 0 | 0 | 0 | 0 | 0 | 0 | 0 | 0 | 0 | 0 | 0 | 0 | 0 | 0 | 0
2016-06-13 23:00 | 0 | 0 | 0 | 0 | 0 | 0 | 681709.7863 | 579889 | 0 | 0 | 0 | 0 | 1483749.8778 | 3217615.3284 | 0 | 0 | 0 | 0 | 0 | 0 | 0 | 0 | 0 | 0 | 0 | 0 | 0 | 0 | 0 | 0 | -13904.933 | 115725.7193 | 0 | 0 | 0 | 0 | 0 | 0 | 0 | 0 | 0 | 0 | 0 | 0 | 0 | 0 | 0
2016-06-14 | 0 | 0 | 0 | 0 | 0 | 0 | 564004.7943 | 565632 | 0 | 0 | 0 | 0 | 1597848.3914 | 3101889.6091 | 0 | 0 | 0 | 0 | 0 | 0 | 0 | 0 | 0 | 0 | 0 | 0 | 0 | 0 | 0 | 0 | 114098.5136 | -115725.7193 | 0 | 0 | 0 | 0 | 0 | 0 | 0 | 0 | 0 | 0 | 0 | 0 | 0 | 0 | 0
2016-06-14 01:00 | 0 | 0 | 0 | 0 | 0 | 330302.0929 | 308908.961 | 551948 | 0 | 0 | 0 | 0 | 1800837.1646 | 2986163.8898 | 0 | 0 | 0 | 0 | 0 | 0 | 0 | 0 | 0 | 0 | 0 | 0 | 0 | 0 | 0 | 0 | 202988.7731 | -115725.7193 | 0 | 0 | 0 | 0 | 0 | 0 | 0 | 0 | 0 | 0 | 0 | 0 | 0 | 0 | 0
2016-06-14 02:00 | 0 | 0 | 0 | 0 | 0 | 347801.6068 | 42952.7975 | 527027 | 0 | 0 | 0 | 0 | 1548838.8496 | 3101889.6091 | 0 | 0 | 0 | 0 | 0 | 0 | 0 | 0 | 0 | 0 | 0 | 0 | 0 | 0 | 0 | 0 | -251998.3149 | 115725.7193 | 0 | 0 | 0 | 0 | 0 | 0 | 0 | 0 | 0 | 0 | 0 | 0 | 0 | 0 | 0
2016-06-14 03:00 | 0 | 0 | 0 | 0 | 0 | 457435.6508 | 0 | 491855 | 0 | 0 | 0 | 0 | 1630145.2198 | 2986163.8898 | 0 | 0 | 0 | 0 | 0 | 0 | 0 | 0 | 0 | 0 | 0 | 0 | 0 | 0 | 0 | 0 | 81306.3701 | -115725.7193 | 0 | 0 | 0 | 0 | 0 | 0 | 0 | 0 | 0 | 0 | 0 | 0 | 0 | 0 | 0
2016-06-14 04:00 | 0 | 0 | 0 | 0 | 0 | 432109.5658 | 0 | 458318 | 0 | 0 | 0 | 0 | 1488211.0663 | 3101889.6091 | 0 | 0 | 0 | 0 | 0 | 0 | 0 | 0 | 0 | 0 | 0 | 0 | 0 | 0 | 0 | 0 | -141934.1535 | 115725.7193 | 0 | 0 | 0 | 0 | 0 | 0 | 0 | 0 | 0 | 0 | 0 | 0 | 0 | 0 | 0
2016-06-14 05:00 | 0 | 0 | 0 | 0 | 0 | 61969.9658 | 0 | 429694 | 0 | 0 | 0 | 0 | 1236212.7514 | 2986163.8898 | 0 | 0 | 0 | 0 | 0 | 0 | 0 | 0 | 0 | 0 | 0 | 0 | 0 | 0 | 0 | 0 | -251998.3149 | -115725.7193 | 0 | 0 | 0 | 0 | 0 | 0 | 0 | 0 | 0 | 0 | 0 | 0 | 0 | 0 | 0
2016-06-14 06:00 | 0 | 0 | 0 | 0 | 0 | 40885.9658 | 0 | 408610 | 0 | 0 | 0 | 0 | 984214.4364 | 2870438.1705 | 0 | 0 | 0 | 0 | 0 | 0 | 0 | 0 | 0 | 0 | 0 | 0 | 0 | 0 | 0 | 0 | -251998.3149 | -115725.7193 | 0 | 0 | 0 | 0 | 0 | 0 | 0 | 0 | 0 | 0 | 0 | 0 | 0 | 0 | 0
2016-06-14 07:00 | 0 | 0 | 0 | 0 | 0 | 256733.4044 | 0 | 393006 | 0 | 0 | 0 | 0 | 732216.1215 | 2986163.8898 | 0 | 0 | 0 | 0 | 0 | 0 | 0 | 0 | 0 | 0 | 0 | 0 | 0 | 0 | 0 | 0 | -251998.3149 | 115725.7193 | 0 | 0 | 0 | 0 | 0 | 0 | 0 | 0 | 0 | 0 | 0 | 0 | 0 | 0 | 0
2016-06-14 08:00 | 0 | 0 | 0 | 0 | 0 | 18537.9658 | 0 | 386262 | 0 | 0 | 0 | 0 | 480217.8065 | 2870438.1705 | 0 | 0 | 0 | 0 | 0 | 0 | 0 | 0 | 0 | 0 | 0 | 0 | 0 | 0 | 0 | 0 | -251998.3149 | -115725.7193 | 0 | 0 | 0 | 0 | 0 | 0 | 0 | 0 | 0 | 0 | 0 | 0 | 0 | 0 | 0
2016-06-14 09:00 | 0 | 0 | 0 | 0 | 0 | 307758.5408 | 0 | 390262 | 0 | 0 | 0 | 0 | 281988.628 | 2986163.8898 | 0 | 0 | 0 | 0 | 0 | 0 | 0 | 0 | 0 | 0 | 0 | 0 | 0 | 0 | 0 | 0 | -198229.1785 | 115725.7193 | 0 | 0 | 0 | 0 | 0 | 0 | 0 | 0 | 0 | 0 | 0 | 0 | 0 | 0 | 0
2016-06-14 10:00 | 0 | 0 | 0 | 0 | 0 | 37285.9658 | 0 | 405010 | 0 | 0 | 0 | 0 | 29990.3131 | 2870438.1705 | 0 | 0 | 0 | 0 | 0 | 0 | 0 | 0 | 0 | 0 | 0 | 0 | 0 | 0 | 0 | 0 | -251998.3149 | -115725.7193 | 0 | 0 | 0 | 0 | 0 | 0 | 0 | 0 | 0 | 0 | 0 | 0 | 0 | 0 | 0
2016-06-14 11:00 | 0 | 0 | 0 | 0 | 0 | 279869.1357 | 13.8319 | 425599 | 0 | 0 | 0 | 0 | 0 | 2754712.4512 | 0 | 0 | 0 | 0 | 0 | 0 | 0 | 0 | 0 | 0 | 0 | 0 | 0 | 0 | 0 | 0 | -29990.3131 | -115725.7193 | 0 | 0 | 0 | 0 | 0 | 0 | 0 | 0 | 0 | 0 | 0 | 0 | 0 | 0 | 0
2016-06-14 12:00 | 0 | 0 | 0 | 0 | 0 | 195224.4718 | 174480.2571 | 449688 | 0 | 0 | 0 | 0 | 35742.4482 | 2638986.7319 | 0 | 0 | 0 | 0 | 0 | 0 | 0 | 0 | 0 | 0 | 0 | 0 | 0 | 0 | 0 | 0 | 35742.4482 | -115725.7193 | 0 | 0 | 0 | 0 | 0 | 0 | 0 | 0 | 0 | 0 | 0 | 0 | 0 | 0 | 0
2016-06-14 13:00 | 0 | 0 | 0 | 0 | 0 | 0 | 577429.5267 | 476353 | 0 | 0 | 0 | 0 | 21093.2555 | 2754712.4512 | 0 | 0 | 0 | 0 | 0 | 0 | 0 | 0 | 0 | 0 | 0 | 0 | 0 | 0 | 0 | 0 | -14649.1926 | 115725.7193 | 0 | 0 | 0 | 0 | 0 | 0 | 0 | 0 | 0 | 0 | 0 | 0 | 0 | 0 | 0
2016-06-14 14:00 | 0 | 0 | 0 | 0 | 0 | 0 | 735830.0175 | 503944 | 0 | 0 | 0 | 0 | 137253.5538 | 2870438.1705 | 0 | 0 | 0 | 0 | 0 | 0 | 0 | 0 | 0 | 0 | 0 | 0 | 0 | 0 | 0 | 0 | 116160.2982 | 115725.7193 | 0 | 0 | 0 | 0 | 0 | 0 | 0 | 0 | 0 | 0 | 0 | 0 | 0 | 0 | 0
2016-06-14 15:00 | 0 | 0 | 0 | 0 | 0 | 0 | 842865.2625 | 530927 | 0 | 0 | 0 | 0 | 389251.8687 | 2930378.118 | 0 | 0 | 0 | 0 | 0 | 0 | 0 | 0 | 0 | 0 | 0 | 0 | 0 | 0 | 0 | 0 | 251998.3149 | 59939.9476 | 0 | 0 | 0 | 0 | 0 | 0 | 0 | 0 | 0 | 0 | 0 | 0 | 0 | 0 | 0
2016-06-14 16:00 | 0 | 0 | 0 | 0 | 0 | 0 | 900434.9135 | 553952 | 0 | 0 | 0 | 0 | 641250.1837 | 3024862.7166 | 0 | 0 | 0 | 0 | 0 | 0 | 0 | 0 | 0 | 0 | 0 | 0 | 0 | 0 | 0 | 0 | 251998.3149 | 94484.5985 | 0 | 0 | 0 | 0 | 0 | 0 | 0 | 0 | 0 | 0 | 0 | 0 | 0 | 0 | 0
2016-06-14 17:00 | 0 | 0 | 0 | 0 | 0 | 0 | 906745.8161 | 573249 | 0 | 0 | 0 | 0 | 893248.4986 | 3106361.2177 | 0 | 0 | 0 | 0 | 0 | 0 | 0 | 0 | 0 | 0 | 0 | 0 | 0 | 0 | 0 | 0 | 251998.3149 | 81498.5011 | 0 | 0 | 0 | 0 | 0 | 0 | 0 | 0 | 0 | 0 | 0 | 0 | 0 | 0 | 0
2016-06-14 18:00 | 0 | 0 | 0 | 0 | 0 | 0 | 894533.629 | 587081 | 0 | 0 | 0 | 0 | 1145246.8136 | 3161815.5318 | 0 | 0 | 0 | 0 | 0 | 0 | 0 | 0 | 0 | 0 | 0 | 0 | 0 | 0 | 0 | 0 | 251998.3149 | 55454.3141 | 0 | 0 | 0 | 0 | 0 | 0 | 0 | 0 | 0 | 0 | 0 | 0 | 0 | 0 | 0
2016-06-14 19:00 | 0 | 0 | 0 | 0 | 0 | 0 | 880276.6312 | 595687 | 0 | 0 | 0 | 0 | 1397245.1285 | 3194406.848 | 0 | 0 | 0 | 0 | 0 | 0 | 0 | 0 | 0 | 0 | 0 | 0 | 0 | 0 | 0 | 0 | 251998.3149 | 32591.3162 | 0 | 0 | 0 | 0 | 0 | 0 | 0 | 0 | 0 | 0 | 0 | 0 | 0 | 0 | 0
2016-06-14 20:00 | 0 | 0 | 0 | 0 | 0 | 0 | 871741.088 | 601822 | 0 | 0 | 0 | 0 | 1551438.4972 | 3310132.5673 | 0 | 0 | 0 | 0 | 0 | 0 | 0 | 0 | 0 | 0 | 0 | 0 | 0 | 0 | 0 | 0 | 154193.3687 | 115725.7193 | 0 | 0 | 0 | 0 | 0 | 0 | 0 | 0 | 0 | 0 | 0 | 0 | 0 | 0 | 0
2016-06-14 21:00 | 0 | 0 | 0 | 0 | 0 | 0 | 856200.1585 | 603737 | 0 | 0 | 0 | 0 | 1803436.8121 | 3310597.4109 | 0 | 0 | 0 | 0 | 0 | 0 | 0 | 0 | 0 | 0 | 0 | 0 | 0 | 0 | 0 | 0 | 251998.3149 | 464.8436 | 0 | 0 | 0 | 0 | 0 | 0 | 0 | 0 | 0 | 0 | 0 | 0 | 0 | 0 | 0
2016-06-14 22:00 | 0 | 0 | 0 | 0 | 0 | 0 | 823644.5025 | 597600 | 0 | 0 | 0 | 0 | 2021726.4767 | 3318352.2488 | 0 | 0 | 0 | 0 | 0 | 0 | 0 | 0 | 0 | 0 | 0 | 0 | 0 | 0 | 0 | 0 | 218289.6646 | 7754.838 | 0 | 0 | 0 | 0 | 0 | 0 | 0 | 0 | 0 | 0 | 0 | 0 | 0 | 0 | 0
2016-06-14 23:00 | 0 | 0 | 0 | 0 | 0 | 0 | 736191.4513 | 585548 | 0 | 0 | 0 | 0 | 2273724.7916 | 3216997.3852 | 0 | 0 | 0 | 0 | 0 | 0 | 0 | 0 | 0 | 0 | 0 | 0 | 0 | 0 | 0 | 0 | 251998.3149 | -101354.8637 | 0 | 0 | 0 | 0 | 0 | 0 | 0 | 0 | 0 | 0 | 0 | 0 | 0 | 0 | 0
2016-06-15 | 0 | 0 | 0 | 0 | 0 | 0 | 580526.6764 | 570965 | 0 | 0 | 0 | 0 | 2399012.1873 | 3101271.6659 | 0 | 0 | 0 | 0 | 0 | 0 | 0 | 0 | 0 | 0 | 0 | 0 | 0 | 0 | 0 | 0 | 125287.3957 | -115725.7193 | 0 | 0 | 0 | 0 | 0 | 0 | 0 | 0 | 0 | 0 | 0 | 0 | 0 | 0 | 0
2016-06-15 01:00 | 0 | 0 | 0 | 0 | 0 | 0 | 315774.9947 | 557325 | 0 | 0 | 0 | 0 | 2273187.9013 | 2985545.9466 | 0 | 0 | 0 | 0 | 0 | 0 | 0 | 0 | 0 | 0 | 0 | 0 | 0 | 0 | 0 | 0 | -125824.286 | -115725.7193 | 0 | 0 | 0 | 0 | 0 | 0 | 0 | 0 | 0 | 0 | 0 | 0 | 0 | 0 | 0
2016-06-15 02:00 | 0 | 0 | 0 | 0 | 0 | 125887.2372 | 38859.7285 | 532471 | 0 | 0 | 0 | 0 | 2021189.5864 | 2869820.2273 | 0 | 0 | 0 | 0 | 0 | 0 | 0 | 0 | 0 | 0 | 0 | 0 | 0 | 0 | 0 | 0 | -251998.3149 | -115725.7193 | 0 | 0 | 0 | 0 | 0 | 0 | 0 | 0 | 0 | 0 | 0 | 0 | 0 | 0 | 0
2016-06-15 03:00 | 0 | 0 | 0 | 0 | 0 | 130963.2308 | 2.735 | 498690 | 0 | 0 | 0 | 0 | 1769191.2714 | 2754094.508 | 0 | 0 | 0 | 0 | 0 | 0 | 0 | 0 | 0 | 0 | 0 | 0 | 0 | 0 | 0 | 0 | -251998.3149 | -115725.7193 | 0 | 0 | 0 | 0 | 0 | 0 | 0 | 0 | 0 | 0 | 0 | 0 | 0 | 0 | 0
2016-06-15 04:00 | 0 | 0 | 0 | 0 | 0 | 98486.9658 | 0 | 466211 | 0 | 0 | 0 | 0 | 1517192.9565 | 2638368.7887 | 0 | 0 | 0 | 0 | 0 | 0 | 0 | 0 | 0 | 0 | 0 | 0 | 0 | 0 | 0 | 0 | -251998.3149 | -115725.7193 | 0 | 0 | 0 | 0 | 0 | 0 | 0 | 0 | 0 | 0 | 0 | 0 | 0 | 0 | 0
2016-06-15 05:00 | 0 | 0 | 0 | 0 | 0 | 472444.9998 | 0 | 438142 | 0 | 0 | 0 | 0 | 1667221.6756 | 2522643.0694 | 0 | 0 | 0 | 0 | 0 | 0 | 0 | 0 | 0 | 0 | 0 | 0 | 0 | 0 | 0 | 0 | 150028.7191 | -115725.7193 | 0 | 0 | 0 | 0 | 0 | 0 | 0 | 0 | 0 | 0 | 0 | 0 | 0 | 0 | 0
2016-06-15 06:00 | 0 | 0 | 0 | 0 | 0 | 280827.4044 | 0 | 417100 | 0 | 0 | 0 | 0 | 1415223.3607 | 2638368.7887 | 0 | 0 | 0 | 0 | 0 | 0 | 0 | 0 | 0 | 0 | 0 | 0 | 0 | 0 | 0 | 0 | -251998.3149 | 115725.7193 | 0 | 0 | 0 | 0 | 0 | 0 | 0 | 0 | 0 | 0 | 0 | 0 | 0 | 0 | 0
2016-06-15 07:00 | 0 | 0 | 0 | 0 | 0 | 34387.9658 | 0 | 402112 | 0 | 0 | 0 | 0 | 1163225.0457 | 2522643.0694 | 0 | 0 | 0 | 0 | 0 | 0 | 0 | 0 | 0 | 0 | 0 | 0 | 0 | 0 | 0 | 0 | -251998.3149 | -115725.7193 | 0 | 0 | 0 | 0 | 0 | 0 | 0 | 0 | 0 | 0 | 0 | 0 | 0 | 0 | 0
2016-06-15 08:00 | 0 | 0 | 0 | 0 | 0 | 27034.9658 | 0 | 394759 | 0 | 0 | 0 | 0 | 911226.7308 | 2406917.3501 | 0 | 0 | 0 | 0 | 0 | 0 | 0 | 0 | 0 | 0 | 0 | 0 | 0 | 0 | 0 | 0 | -251998.3149 | -115725.7193 | 0 | 0 | 0 | 0 | 0 | 0 | 0 | 0 | 0 | 0 | 0 | 0 | 0 | 0 | 0
2016-06-15 09:00 | 0 | 0 | 0 | 0 | 0 | 30789.9658 | 0 | 398514 | 0 | 0 | 0 | 0 | 659228.4158 | 2291191.6308 | 0 | 0 | 0 | 0 | 0 | 0 | 0 | 0 | 0 | 0 | 0 | 0 | 0 | 0 | 0 | 0 | -251998.3149 | -115725.7193 | 0 | 0 | 0 | 0 | 0 | 0 | 0 | 0 | 0 | 0 | 0 | 0 | 0 | 0 | 0
2016-06-15 10:00 | 0 | 0 | 0 | 0 | 0 | 45959.9658 | 0 | 413684 | 0 | 0 | 0 | 0 | 407230.1009 | 2175465.9115 | 0 | 0 | 0 | 0 | 0 | 0 | 0 | 0 | 0 | 0 | 0 | 0 | 0 | 0 | 0 | 0 | -251998.3149 | -115725.7193 | 0 | 0 | 0 | 0 | 0 | 0 | 0 | 0 | 0 | 0 | 0 | 0 | 0 | 0 | 0
2016-06-15 11:00 | 0 | 0 | 0 | 0 | 0 | 396585.4026 | 18.3378 | 433725 | 0 | 0 | 0 | 0 | 254383.1219 | 2291191.6308 | 0 | 0 | 0 | 0 | 0 | 0 | 0 | 0 | 0 | 0 | 0 | 0 | 0 | 0 | 0 | 0 | -152846.9789 | 115725.7193 | 0 | 0 | 0 | 0 | 0 | 0 | 0 | 0 | 0 | 0 | 0 | 0 | 0 | 0 | 0
2016-06-15 12:00 | 0 | 0 | 0 | 0 | 0 | 213688.9344 | 157928.1606 | 458210 | 0 | 0 | 0 | 0 | 52064.4977 | 2406917.3501 | 0 | 0 | 0 | 0 | 0 | 0 | 0 | 0 | 0 | 0 | 0 | 0 | 0 | 0 | 0 | 0 | -202318.6243 | 115725.7193 | 0 | 0 | 0 | 0 | 0 | 0 | 0 | 0 | 0 | 0 | 0 | 0 | 0 | 0 | 0
2016-06-15 13:00 | 0 | 0 | 0 | 0 | 0 | 0 | 549832.2216 | 486171 | 0 | 0 | 0 | 0 | 0 | 2522643.0694 | 0 | 0 | 0 | 0 | 0 | 0 | 0 | 0 | 0 | 0 | 0 | 0 | 0 | 0 | 0 | 0 | -52064.4977 | 115725.7193 | 0 | 0 | 0 | 0 | 0 | 0 | 0 | 0 | 0 | 0 | 0 | 0 | 0 | 0 | 0
2016-06-15 14:00 | 0 | 0 | 0 | 0 | 0 | 159050.7124 | 717480.2515 | 515729 | 0 | 0 | 0 | 0 | 245076.2446 | 2638368.7887 | 0 | 0 | 0 | 0 | 0 | 0 | 0 | 0 | 0 | 0 | 0 | 0 | 0 | 0 | 0 | 0 | 245076.2446 | 115725.7193 | 0 | 0 | 0 | 0 | 0 | 0 | 0 | 0 | 0 | 0 | 0 | 0 | 0 | 0 | 0
2016-06-15 15:00 | 0 | 0 | 0 | 0 | 0 | 0 | 834626.7413 | 544200 | 0 | 0 | 0 | 0 | 497074.5595 | 2676797.215 | 0 | 0 | 0 | 0 | 0 | 0 | 0 | 0 | 0 | 0 | 0 | 0 | 0 | 0 | 0 | 0 | 251998.3149 | 38428.4263 | 0 | 0 | 0 | 0 | 0 | 0 | 0 | 0 | 0 | 0 | 0 | 0 | 0 | 0 | 0
2016-06-15 16:00 | 0 | 0 | 0 | 0 | 0 | 0 | 882621.6473 | 569028 | 0 | 0 | 0 | 0 | 694942.4876 | 2792522.9343 | 0 | 0 | 0 | 0 | 0 | 0 | 0 | 0 | 0 | 0 | 0 | 0 | 0 | 0 | 0 | 0 | 197867.928 | 115725.7193 | 0 | 0 | 0 | 0 | 0 | 0 | 0 | 0 | 0 | 0 | 0 | 0 | 0 | 0 | 0
2016-06-15 17:00 | 0 | 0 | 0 | 0 | 0 | 0 | 894555.1628 | 590949 | 0 | 0 | 0 | 0 | 882822.9311 | 2908248.6536 | 0 | 0 | 0 | 0 | 0 | 0 | 0 | 0 | 0 | 0 | 0 | 0 | 0 | 0 | 0 | 0 | 187880.4435 | 115725.7193 | 0 | 0 | 0 | 0 | 0 | 0 | 0 | 0 | 0 | 0 | 0 | 0 | 0 | 0 | 0
2016-06-15 18:00 | 0 | 0 | 0 | 0 | 0 | 0 | 890548.5612 | 608682 | 0 | 0 | 0 | 0 | 1134821.246 | 2938116.8999 | 0 | 0 | 0 | 0 | 0 | 0 | 0 | 0 | 0 | 0 | 0 | 0 | 0 | 0 | 0 | 0 | 251998.3149 | 29868.2463 | 0 | 0 | 0 | 0 | 0 | 0 | 0 | 0 | 0 | 0 | 0 | 0 | 0 | 0 | 0
2016-06-15 19:00 | 0 | 0 | 0 | 0 | 0 | 0 | 883665.4031 | 621100 | 0 | 0 | 0 | 0 | 1281660.9299 | 3053842.6192 | 0 | 0 | 0 | 0 | 0 | 0 | 0 | 0 | 0 | 0 | 0 | 0 | 0 | 0 | 0 | 0 | 146839.6838 | 115725.7193 | 0 | 0 | 0 | 0 | 0 | 0 | 0 | 0 | 0 | 0 | 0 | 0 | 0 | 0 | 0
2016-06-15 20:00 | 0 | 0 | 0 | 0 | 0 | 0 | 882567.051 | 629859 | 0 | 0 | 0 | 0 | 1418643.2616 | 3169568.3385 | 0 | 0 | 0 | 0 | 0 | 0 | 0 | 0 | 0 | 0 | 0 | 0 | 0 | 0 | 0 | 0 | 136982.3317 | 115725.7193 | 0 | 0 | 0 | 0 | 0 | 0 | 0 | 0 | 0 | 0 | 0 | 0 | 0 | 0 | 0
2016-06-15 21:00 | 0 | 0 | 0 | 0 | 0 | 0 | 876939.0919 | 632024 | 0 | 0 | 0 | 0 | 1663989.3194 | 3169137.3725 | 0 | 0 | 0 | 0 | 0 | 0 | 0 | 0 | 0 | 0 | 0 | 0 | 0 | 0 | 0 | 0 | 245346.0578 | -430.966 | 0 | 0 | 0 | 0 | 0 | 0 | 0 | 0 | 0 | 0 | 0 | 0 | 0 | 0 | 0
2016-06-15 22:00 | 0 | 0 | 0 | 0 | 0 | 0 | 847138.9913 | 626813 | 0 | 0 | 0 | 0 | 1768589.5914 | 3284863.0918 | 0 | 0 | 0 | 0 | 0 | 0 | 0 | 0 | 0 | 0 | 0 | 0 | 0 | 0 | 0 | 0 | 104600.272 | 115725.7193 | 0 | 0 | 0 | 0 | 0 | 0 | 0 | 0 | 0 | 0 | 0 | 0 | 0 | 0 | 0
2016-06-15 23:00 | 0 | 0 | 0 | 0 | 0 | 0 | 777885.3739 | 613147 | 0 | 0 | 0 | 0 | 2020587.9063 | 3197603.1508 | 0 | 0 | 0 | 0 | 0 | 0 | 0 | 0 | 0 | 0 | 0 | 0 | 0 | 0 | 0 | 0 | 251998.3149 | -87259.9411 | 0 | 0 | 0 | 0 | 0 | 0 | 0 | 0 | 0 | 0 | 0 | 0 | 0 | 0 | 0
2016-06-16 | 0 | 0 | 0 | 0 | 0 | 0 | 622917.4079 | 596583 | 0 | 0 | 0 | 0 | 1931196.5949 | 3313328.8701 | 0 | 0 | 0 | 0 | 0 | 0 | 0 | 0 | 0 | 0 | 0 | 0 | 0 | 0 | 0 | 0 | -89391.3114 | 115725.7193 | 0 | 0 | 0 | 0 | 0 | 0 | 0 | 0 | 0 | 0 | 0 | 0 | 0 | 0 | 0
2016-06-16 01:00 | 0 | 0 | 0 | 0 | 0 | 0 | 356661.4414 | 579747 | 0 | 0 | 0 | 0 | 1823836.7556 | 3197603.1508 | 0 | 0 | 0 | 0 | 0 | 0 | 0 | 0 | 0 | 0 | 0 | 0 | 0 | 0 | 0 | 0 | -107359.8393 | -115725.7193 | 0 | 0 | 0 | 0 | 0 | 0 | 0 | 0 | 0 | 0 | 0 | 0 | 0 | 0 | 0
2016-06-16 02:00 | 0 | 0 | 0 | 0 | 0 | 698286.5215 | 49879.8846 | 552876 | 0 | 0 | 0 | 0 | 2075835.0706 | 3140895.2419 | 0 | 0 | 0 | 0 | 0 | 0 | 0 | 0 | 0 | 0 | 0 | 0 | 0 | 0 | 0 | 0 | 251998.3149 | -56707.9089 | 0 | 0 | 0 | 0 | 0 | 0 | 0 | 0 | 0 | 0 | 0 | 0 | 0 | 0 | 0
2016-06-16 03:00 | 0 | 0 | 0 | 0 | 0 | 149082.7967 | 2.1691 | 516809 | 0 | 0 | 0 | 0 | 1823836.7556 | 3025169.5226 | 0 | 0 | 0 | 0 | 0 | 0 | 0 | 0 | 0 | 0 | 0 | 0 | 0 | 0 | 0 | 0 | -251998.3149 | -115725.7193 | 0 | 0 | 0 | 0 | 0 | 0 | 0 | 0 | 0 | 0 | 0 | 0 | 0 | 0 | 0
2016-06-16 04:00 | 0 | 0 | 0 | 0 | 0 | 618566.5956 | 0 | 482294 | 0 | 0 | 0 | 0 | 2075835.0706 | 2909443.8033 | 0 | 0 | 0 | 0 | 0 | 0 | 0 | 0 | 0 | 0 | 0 | 0 | 0 | 0 | 0 | 0 | 251998.3149 | -115725.7193 | 0 | 0 | 0 | 0 | 0 | 0 | 0 | 0 | 0 | 0 | 0 | 0 | 0 | 0 | 0
2016-06-16 05:00 | 0 | 0 | 0 | 0 | 0 | 316421.4044 | 0 | 452694 | 0 | 0 | 0 | 0 | 1823836.7556 | 3025169.5226 | 0 | 0 | 0 | 0 | 0 | 0 | 0 | 0 | 0 | 0 | 0 | 0 | 0 | 0 | 0 | 0 | -251998.3149 | 115725.7193 | 0 | 0 | 0 | 0 | 0 | 0 | 0 | 0 | 0 | 0 | 0 | 0 | 0 | 0 | 0
2016-06-16 06:00 | 0 | 0 | 0 | 0 | 0 | 61854.9658 | 0 | 429579 | 0 | 0 | 0 | 0 | 1571838.4407 | 2909443.8033 | 0 | 0 | 0 | 0 | 0 | 0 | 0 | 0 | 0 | 0 | 0 | 0 | 0 | 0 | 0 | 0 | -251998.3149 | -115725.7193 | 0 | 0 | 0 | 0 | 0 | 0 | 0 | 0 | 0 | 0 | 0 | 0 | 0 | 0 | 0
2016-06-16 07:00 | 0 | 0 | 0 | 0 | 0 | 276637.4044 | 0 | 412910 | 0 | 0 | 0 | 0 | 1319840.1257 | 3025169.5226 | 0 | 0 | 0 | 0 | 0 | 0 | 0 | 0 | 0 | 0 | 0 | 0 | 0 | 0 | 0 | 0 | -251998.3149 | 115725.7193 | 0 | 0 | 0 | 0 | 0 | 0 | 0 | 0 | 0 | 0 | 0 | 0 | 0 | 0 | 0
2016-06-16 08:00 | 0 | 0 | 0 | 0 | 0 | 37248.9658 | 0 | 404973 | 0 | 0 | 0 | 0 | 1067841.8108 | 2909443.8033 | 0 | 0 | 0 | 0 | 0 | 0 | 0 | 0 | 0 | 0 | 0 | 0 | 0 | 0 | 0 | 0 | -251998.3149 | -115725.7193 | 0 | 0 | 0 | 0 | 0 | 0 | 0 | 0 | 0 | 0 | 0 | 0 | 0 | 0 | 0
2016-06-16 09:00 | 0 | 0 | 0 | 0 | 0 | 40780.9658 | 0 | 408505 | 0 | 0 | 0 | 0 | 815843.4958 | 2793718.084 | 0 | 0 | 0 | 0 | 0 | 0 | 0 | 0 | 0 | 0 | 0 | 0 | 0 | 0 | 0 | 0 | -251998.3149 | -115725.7193 | 0 | 0 | 0 | 0 | 0 | 0 | 0 | 0 | 0 | 0 | 0 | 0 | 0 | 0 | 0
2016-06-16 10:00 | 0 | 0 | 0 | 0 | 0 | 54514.9658 | 0 | 422239 | 0 | 0 | 0 | 0 | 563845.1809 | 2677992.3647 | 0 | 0 | 0 | 0 | 0 | 0 | 0 | 0 | 0 | 0 | 0 | 0 | 0 | 0 | 0 | 0 | -251998.3149 | -115725.7193 | 0 | 0 | 0 | 0 | 0 | 0 | 0 | 0 | 0 | 0 | 0 | 0 | 0 | 0 | 0
2016-06-16 11:00 | 0 | 0 | 0 | 0 | 0 | 444850.4487 | 17.4995 | 442317 | 0 | 0 | 0 | 0 | 682121.8483 | 2562266.6454 | 0 | 0 | 0 | 0 | 0 | 0 | 0 | 0 | 0 | 0 | 0 | 0 | 0 | 0 | 0 | 0 | 118276.6674 | -115725.7193 | 0 | 0 | 0 | 0 | 0 | 0 | 0 | 0 | 0 | 0 | 0 | 0 | 0 | 0 | 0
2016-06-16 12:00 | 0 | 0 | 0 | 0 | 0 | 325994.3628 | 169115.2608 | 467491 | 0 | 0 | 0 | 0 | 594014.7527 | 2677992.3647 | 0 | 0 | 0 | 0 | 0 | 0 | 0 | 0 | 0 | 0 | 0 | 0 | 0 | 0 | 0 | 0 | -88107.0956 | 115725.7193 | 0 | 0 | 0 | 0 | 0 | 0 | 0 | 0 | 0 | 0 | 0 | 0 | 0 | 0 | 0
2016-06-16 13:00 | 0 | 0 | 0 | 0 | 0 | 0 | 585689.9988 | 494771 | 0 | 0 | 0 | 0 | 800659.4708 | 2562266.6454 | 0 | 0 | 0 | 0 | 0 | 0 | 0 | 0 | 0 | 0 | 0 | 0 | 0 | 0 | 0 | 0 | 206644.718 | -115725.7193 | 0 | 0 | 0 | 0 | 0 | 0 | 0 | 0 | 0 | 0 | 0 | 0 | 0 | 0 | 0
2016-06-16 14:00 | 0 | 0 | 0 | 0 | 0 | 0 | 743950.1762 | 523244 | 0 | 0 | 0 | 0 | 905639.9276 | 2677992.3647 | 0 | 0 | 0 | 0 | 0 | 0 | 0 | 0 | 0 | 0 | 0 | 0 | 0 | 0 | 0 | 0 | 104980.4569 | 115725.7193 | 0 | 0 | 0 | 0 | 0 | 0 | 0 | 0 | 0 | 0 | 0 | 0 | 0 | 0 | 0
2016-06-16 15:00 | 0 | 0 | 0 | 0 | 0 | 60999.2498 | 857281.7845 | 550557 | 0 | 0 | 0 | 0 | 1157638.2426 | 2793718.084 | 0 | 0 | 0 | 0 | 0 | 0 | 0 | 0 | 0 | 0 | 0 | 0 | 0 | 0 | 0 | 0 | 251998.3149 | 115725.7193 | 0 | 0 | 0 | 0 | 0 | 0 | 0 | 0 | 0 | 0 | 0 | 0 | 0 | 0 | 0
2016-06-16 16:00 | 0 | 0 | 0 | 0 | 0 | 0 | 898101.0289 | 573493 | 0 | 0 | 0 | 0 | 1366520.5522 | 2909443.8033 | 0 | 0 | 0 | 0 | 0 | 0 | 0 | 0 | 0 | 0 | 0 | 0 | 0 | 0 | 0 | 0 | 208882.3096 | 115725.7193 | 0 | 0 | 0 | 0 | 0 | 0 | 0 | 0 | 0 | 0 | 0 | 0 | 0 | 0 | 0
2016-06-16 17:00 | 0 | 0 | 0 | 0 | 0 | 0 | 916880.9032 | 593314 | 0 | 0 | 0 | 0 | 1618518.8671 | 2981012.3916 | 0 | 0 | 0 | 0 | 0 | 0 | 0 | 0 | 0 | 0 | 0 | 0 | 0 | 0 | 0 | 0 | 251998.3149 | 71568.5883 | 0 | 0 | 0 | 0 | 0 | 0 | 0 | 0 | 0 | 0 | 0 | 0 | 0 | 0 | 0
2016-06-16 18:00 | 0 | 0 | 0 | 0 | 0 | 0 | 909938.6723 | 608327 | 0 | 0 | 0 | 0 | 1804404.8201 | 3096738.1109 | 0 | 0 | 0 | 0 | 0 | 0 | 0 | 0 | 0 | 0 | 0 | 0 | 0 | 0 | 0 | 0 | 185885.953 | 115725.7193 | 0 | 0 | 0 | 0 | 0 | 0 | 0 | 0 | 0 | 0 | 0 | 0 | 0 | 0 | 0
2016-06-16 19:00 | 0 | 0 | 0 | 0 | 0 | 0 | 901215.9631 | 617141 | 0 | 0 | 0 | 0 | 1972754.0639 | 3212463.8302 | 0 | 0 | 0 | 0 | 0 | 0 | 0 | 0 | 0 | 0 | 0 | 0 | 0 | 0 | 0 | 0 | 168349.2438 | 115725.7193 | 0 | 0 | 0 | 0 | 0 | 0 | 0 | 0 | 0 | 0 | 0 | 0 | 0 | 0 | 0
2016-06-16 20:00 | 0 | 0 | 0 | 0 | 0 | 0 | 899418.1719 | 622344 | 0 | 0 | 0 | 0 | 2224752.3788 | 3237539.6871 | 0 | 0 | 0 | 0 | 0 | 0 | 0 | 0 | 0 | 0 | 0 | 0 | 0 | 0 | 0 | 0 | 251998.3149 | 25075.8569 | 0 | 0 | 0 | 0 | 0 | 0 | 0 | 0 | 0 | 0 | 0 | 0 | 0 | 0 | 0
2016-06-16 21:00 | 0 | 0 | 0 | 0 | 0 | 0 | 892577.3154 | 623112 | 0 | 0 | 0 | 0 | 2378491.975 | 3353265.4064 | 0 | 0 | 0 | 0 | 0 | 0 | 0 | 0 | 0 | 0 | 0 | 0 | 0 | 0 | 0 | 0 | 153739.5961 | 115725.7193 | 0 | 0 | 0 | 0 | 0 | 0 | 0 | 0 | 0 | 0 | 0 | 0 | 0 | 0 | 0
2016-06-16 22:00 | 0 | 0 | 0 | 0 | 0 | 0 | 862985.6464 | 617203 | 0 | 0 | 0 | 0 | 2630490.2899 | 3347049.7378 | 0 | 0 | 0 | 0 | 0 | 0 | 0 | 0 | 0 | 0 | 0 | 0 | 0 | 0 | 0 | 0 | 251998.3149 | -6215.6686 | 0 | 0 | 0 | 0 | 0 | 0 | 0 | 0 | 0 | 0 | 0 | 0 | 0 | 0 | 0
2016-06-16 23:00 | 0 | 0 | 0 | 0 | 0 | 179360.7986 | 793974.2356 | 605611 | 0 | 0 | 0 | 0 | 2882488.6048 | 3462775.4571 | 0 | 0 | 0 | 0 | 0 | 0 | 0 | 0 | 0 | 0 | 0 | 0 | 0 | 0 | 0 | 0 | 251998.3149 | 115725.7193 | 0 | 0 | 0 | 0 | 0 | 0 | 0 | 0 | 0 | 0 | 0 | 0 | 0 | 0 | 0
2016-06-17 | 0 | 0 | 0 | 0 | 0 | 0 | 631567.7101 | 591553 | 0 | 0 | 0 | 0 | 2806777.5956 | 3578501.1764 | 0 | 0 | 0 | 0 | 0 | 0 | 0 | 0 | 0 | 0 | 0 | 0 | 0 | 0 | 0 | 0 | -75711.0092 | 115725.7193 | 0 | 0 | 0 | 0 | 0 | 0 | 0 | 0 | 0 | 0 | 0 | 0 | 0 | 0 | 0
2016-06-17 01:00 | 0 | 0 | 0 | 0 | 0 | 0 | 373647.5756 | 575723 | 0 | 0 | 0 | 0 | 2554779.2807 | 3628424.0669 | 0 | 0 | 0 | 0 | 0 | 0 | 0 | 0 | 0 | 0 | 0 | 0 | 0 | 0 | 0 | 0 | -251998.3149 | 49922.8905 | 0 | 0 | 0 | 0 | 0 | 0 | 0 | 0 | 0 | 0 | 0 | 0 | 0 | 0 | 0
2016-06-17 02:00 | 0 | 0 | 0 | 0 | 0 | 129536.8061 | 52330.1597 | 549591 | 0 | 0 | 0 | 0 | 2302780.9657 | 3512698.3476 | 0 | 0 | 0 | 0 | 0 | 0 | 0 | 0 | 0 | 0 | 0 | 0 | 0 | 0 | 0 | 0 | -251998.3149 | -115725.7193 | 0 | 0 | 0 | 0 | 0 | 0 | 0 | 0 | 0 | 0 | 0 | 0 | 0 | 0 | 0
2016-06-17 03:00 | 0 | 0 | 0 | 0 | 0 | 147991.1005 | 1.8652 | 515717 | 0 | 0 | 0 | 0 | 2050782.6508 | 3396972.6283 | 0 | 0 | 0 | 0 | 0 | 0 | 0 | 0 | 0 | 0 | 0 | 0 | 0 | 0 | 0 | 0 | -251998.3149 | -115725.7193 | 0 | 0 | 0 | 0 | 0 | 0 | 0 | 0 | 0 | 0 | 0 | 0 | 0 | 0 | 0
2016-06-17 04:00 | 0 | 0 | 0 | 0 | 0 | 115992.9658 | 0 | 483717 | 0 | 0 | 0 | 0 | 1798784.3358 | 3281246.909 | 0 | 0 | 0 | 0 | 0 | 0 | 0 | 0 | 0 | 0 | 0 | 0 | 0 | 0 | 0 | 0 | -251998.3149 | -115725.7193 | 0 | 0 | 0 | 0 | 0 | 0 | 0 | 0 | 0 | 0 | 0 | 0 | 0 | 0 | 0
2016-06-17 05:00 | 0 | 0 | 0 | 0 | 0 | 86554.9658 | 0 | 454279 | 0 | 0 | 0 | 0 | 1546786.0209 | 3165521.1897 | 0 | 0 | 0 | 0 | 0 | 0 | 0 | 0 | 0 | 0 | 0 | 0 | 0 | 0 | 0 | 0 | -251998.3149 | -115725.7193 | 0 | 0 | 0 | 0 | 0 | 0 | 0 | 0 | 0 | 0 | 0 | 0 | 0 | 0 | 0
2016-06-17 06:00 | 0 | 0 | 0 | 0 | 0 | 291975.4044 | 0 | 428248 | 0 | 0 | 0 | 0 | 1294787.7059 | 3281246.909 | 0 | 0 | 0 | 0 | 0 | 0 | 0 | 0 | 0 | 0 | 0 | 0 | 0 | 0 | 0 | 0 | -251998.3149 | 115725.7193 | 0 | 0 | 0 | 0 | 0 | 0 | 0 | 0 | 0 | 0 | 0 | 0 | 0 | 0 | 0
2016-06-17 07:00 | 0 | 0 | 0 | 0 | 0 | 605175.292 | 0 | 411752 | 0 | 0 | 0 | 0 | 1372485.2786 | 3396972.6283 | 0 | 0 | 0 | 0 | 0 | 0 | 0 | 0 | 0 | 0 | 0 | 0 | 0 | 0 | 0 | 0 | 77697.5727 | 115725.7193 | 0 | 0 | 0 | 0 | 0 | 0 | 0 | 0 | 0 | 0 | 0 | 0 | 0 | 0 | 0
2016-06-17 08:00 | 0 | 0 | 0 | 0 | 0 | 35775.9658 | 0 | 403500 | 0 | 0 | 0 | 0 | 1120486.9637 | 3281246.909 | 0 | 0 | 0 | 0 | 0 | 0 | 0 | 0 | 0 | 0 | 0 | 0 | 0 | 0 | 0 | 0 | -251998.3149 | -115725.7193 | 0 | 0 | 0 | 0 | 0 | 0 | 0 | 0 | 0 | 0 | 0 | 0 | 0 | 0 | 0
2016-06-17 09:00 | 0 | 0 | 0 | 0 | 0 | 37788.9658 | 0 | 405513 | 0 | 0 | 0 | 0 | 868488.6488 | 3165521.1897 | 0 | 0 | 0 | 0 | 0 | 0 | 0 | 0 | 0 | 0 | 0 | 0 | 0 | 0 | 0 | 0 | -251998.3149 | -115725.7193 | 0 | 0 | 0 | 0 | 0 | 0 | 0 | 0 | 0 | 0 | 0 | 0 | 0 | 0 | 0
2016-06-17 10:00 | 0 | 0 | 0 | 0 | 0 | 48919.9658 | 0 | 416644 | 0 | 0 | 0 | 0 | 616490.3338 | 3049795.4704 | 0 | 0 | 0 | 0 | 0 | 0 | 0 | 0 | 0 | 0 | 0 | 0 | 0 | 0 | 0 | 0 | -251998.3149 | -115725.7193 | 0 | 0 | 0 | 0 | 0 | 0 | 0 | 0 | 0 | 0 | 0 | 0 | 0 | 0 | 0
2016-06-17 11:00 | 0 | 0 | 0 | 0 | 0 | 447896.5024 | 17.3947 | 434301 | 0 | 0 | 0 | 0 | 745828.9502 | 2934069.7511 | 0 | 0 | 0 | 0 | 0 | 0 | 0 | 0 | 0 | 0 | 0 | 0 | 0 | 0 | 0 | 0 | 129338.6164 | -115725.7193 | 0 | 0 | 0 | 0 | 0 | 0 | 0 | 0 | 0 | 0 | 0 | 0 | 0 | 0 | 0
2016-06-17 12:00 | 0 | 0 | 0 | 0 | 0 | 298903.0114 | 164586.3119 | 459290 | 0 | 0 | 0 | 0 | 865753.9928 | 2818344.0318 | 0 | 0 | 0 | 0 | 0 | 0 | 0 | 0 | 0 | 0 | 0 | 0 | 0 | 0 | 0 | 0 | 119925.0426 | -115725.7193 | 0 | 0 | 0 | 0 | 0 | 0 | 0 | 0 | 0 | 0 | 0 | 0 | 0 | 0 | 0
2016-06-17 13:00 | 0 | 0 | 0 | 0 | 0 | 0 | 579532.1884 | 488911 | 0 | 0 | 0 | 0 | 840649.4619 | 2934069.7511 | 0 | 0 | 0 | 0 | 0 | 0 | 0 | 0 | 0 | 0 | 0 | 0 | 0 | 0 | 0 | 0 | -25104.5309 | 115725.7193 | 0 | 0 | 0 | 0 | 0 | 0 | 0 | 0 | 0 | 0 | 0 | 0 | 0 | 0 | 0
2016-06-17 14:00 | 0 | 0 | 0 | 0 | 0 | 0 | 741509.9208 | 518595 | 0 | 0 | 0 | 0 | 947838.6635 | 3049795.4704 | 0 | 0 | 0 | 0 | 0 | 0 | 0 | 0 | 0 | 0 | 0 | 0 | 0 | 0 | 0 | 0 | 107189.2015 | 115725.7193 | 0 | 0 | 0 | 0 | 0 | 0 | 0 | 0 | 0 | 0 | 0 | 0 | 0 | 0 | 0
2016-06-17 15:00 | 0 | 0 | 0 | 0 | 0 | 0 | 849753.5311 | 545741 | 0 | 0 | 0 | 0 | 1199836.9784 | 3101809.6866 | 0 | 0 | 0 | 0 | 0 | 0 | 0 | 0 | 0 | 0 | 0 | 0 | 0 | 0 | 0 | 0 | 251998.3149 | 52014.2161 | 0 | 0 | 0 | 0 | 0 | 0 | 0 | 0 | 0 | 0 | 0 | 0 | 0 | 0 | 0
2016-06-17 16:00 | 0 | 0 | 0 | 0 | 0 | 0 | 892815.2331 | 567490 | 0 | 0 | 0 | 0 | 1425965.7297 | 3201006.1684 | 0 | 0 | 0 | 0 | 0 | 0 | 0 | 0 | 0 | 0 | 0 | 0 | 0 | 0 | 0 | 0 | 226128.7513 | 99196.4818 | 0 | 0 | 0 | 0 | 0 | 0 | 0 | 0 | 0 | 0 | 0 | 0 | 0 | 0 | 0
2016-06-17 17:00 | 0 | 0 | 0 | 0 | 0 | 0 | 906682.492 | 584549 | 0 | 0 | 0 | 0 | 1677964.0446 | 3271141.3455 | 0 | 0 | 0 | 0 | 0 | 0 | 0 | 0 | 0 | 0 | 0 | 0 | 0 | 0 | 0 | 0 | 251998.3149 | 70135.1771 | 0 | 0 | 0 | 0 | 0 | 0 | 0 | 0 | 0 | 0 | 0 | 0 | 0 | 0 | 0
2016-06-17 18:00 | 0 | 0 | 0 | 0 | 0 | 0 | 902228.8265 | 597291 | 0 | 0 | 0 | 0 | 1929962.3596 | 3324080.857 | 0 | 0 | 0 | 0 | 0 | 0 | 0 | 0 | 0 | 0 | 0 | 0 | 0 | 0 | 0 | 0 | 251998.3149 | 52939.5116 | 0 | 0 | 0 | 0 | 0 | 0 | 0 | 0 | 0 | 0 | 0 | 0 | 0 | 0 | 0
2016-06-17 19:00 | 0 | 0 | 0 | 0 | 0 | 0 | 894151.0052 | 606608 | 0 | 0 | 0 | 0 | 2101779.6454 | 3439806.5763 | 0 | 0 | 0 | 0 | 0 | 0 | 0 | 0 | 0 | 0 | 0 | 0 | 0 | 0 | 0 | 0 | 171817.2859 | 115725.7193 | 0 | 0 | 0 | 0 | 0 | 0 | 0 | 0 | 0 | 0 | 0 | 0 | 0 | 0 | 0
2016-06-17 20:00 | 0 | 0 | 0 | 0 | 0 | 0 | 891890.3429 | 612181 | 0 | 0 | 0 | 0 | 2265763.269 | 3555532.2956 | 0 | 0 | 0 | 0 | 0 | 0 | 0 | 0 | 0 | 0 | 0 | 0 | 0 | 0 | 0 | 0 | 163983.6236 | 115725.7193 | 0 | 0 | 0 | 0 | 0 | 0 | 0 | 0 | 0 | 0 | 0 | 0 | 0 | 0 | 0
2016-06-17 21:00 | 0 | 0 | 0 | 0 | 0 | 0 | 884355.6629 | 612561 | 0 | 0 | 0 | 0 | 2517761.5839 | 3575328.6436 | 0 | 0 | 0 | 0 | 0 | 0 | 0 | 0 | 0 | 0 | 0 | 0 | 0 | 0 | 0 | 0 | 251998.3149 | 19796.3479 | 0 | 0 | 0 | 0 | 0 | 0 | 0 | 0 | 0 | 0 | 0 | 0 | 0 | 0 | 0
2016-06-17 22:00 | 0 | 0 | 0 | 0 | 0 | 0 | 852974.5835 | 604742 | 0 | 0 | 0 | 0 | 2650268.4481 | 3691054.3629 | 0 | 0 | 0 | 0 | 0 | 0 | 0 | 0 | 0 | 0 | 0 | 0 | 0 | 0 | 0 | 0 | 132506.8642 | 115725.7193 | 0 | 0 | 0 | 0 | 0 | 0 | 0 | 0 | 0 | 0 | 0 | 0 | 0 | 0 | 0
2016-06-17 23:00 | 0 | 0 | 0 | 0 | 0 | 0 | 777793.2417 | 590018 | 0 | 0 | 0 | 0 | 2722317.9705 | 3806780.0821 | 0 | 0 | 0 | 0 | 0 | 0 | 0 | 0 | 0 | 0 | 0 | 0 | 0 | 0 | 0 | 0 | 72049.5224 | 115725.7193 | 0 | 0 | 0 | 0 | 0 | 0 | 0 | 0 | 0 | 0 | 0 | 0 | 0 | 0 | 0
2016-06-18 | 0 | 0 | 0 | 0 | 0 | 0 | 615827.9151 | 571383 | 0 | 0 | 0 | 0 | 2882488.6048 | 3691054.3629 | 0 | 0 | 0 | 0 | 0 | 0 | 0 | 0 | 0 | 0 | 0 | 0 | 0 | 0 | 0 | 0 | 160170.6344 | -115725.7193 | 0 | 0 | 0 | 0 | 0 | 0 | 0 | 0 | 0 | 0 | 0 | 0 | 0 | 0 | 0
2016-06-18 01:00 | 0 | 0 | 0 | 0 | 0 | 0 | 342884.7733 | 554508 | 0 | 0 | 0 | 0 | 2630490.2899 | 3731429.4511 | 0 | 0 | 0 | 0 | 0 | 0 | 0 | 0 | 0 | 0 | 0 | 0 | 0 | 0 | 0 | 0 | -251998.3149 | 40375.0882 | 0 | 0 | 0 | 0 | 0 | 0 | 0 | 0 | 0 | 0 | 0 | 0 | 0 | 0 | 0
2016-06-18 02:00 | 0 | 0 | 0 | 0 | 0 | 111857.7727 | 50514.1931 | 530096 | 0 | 0 | 0 | 0 | 2378491.975 | 3615703.7318 | 0 | 0 | 0 | 0 | 0 | 0 | 0 | 0 | 0 | 0 | 0 | 0 | 0 | 0 | 0 | 0 | -251998.3149 | -115725.7193 | 0 | 0 | 0 | 0 | 0 | 0 | 0 | 0 | 0 | 0 | 0 | 0 | 0 | 0 | 0
2016-06-18 03:00 | 0 | 0 | 0 | 0 | 0 | 129759.1023 | 0.86345 | 497484 | 0 | 0 | 0 | 0 | 2126493.66 | 3499978.0125 | 0 | 0 | 0 | 0 | 0 | 0 | 0 | 0 | 0 | 0 | 0 | 0 | 0 | 0 | 0 | 0 | -251998.3149 | -115725.7193 | 0 | 0 | 0 | 0 | 0 | 0 | 0 | 0 | 0 | 0 | 0 | 0 | 0 | 0 | 0
2016-06-18 04:00 | 0 | 0 | 0 | 0 | 0 | 329486.4044 | 0 | 465759 | 0 | 0 | 0 | 0 | 1874495.3451 | 3615703.7318 | 0 | 0 | 0 | 0 | 0 | 0 | 0 | 0 | 0 | 0 | 0 | 0 | 0 | 0 | 0 | 0 | -251998.3149 | 115725.7193 | 0 | 0 | 0 | 0 | 0 | 0 | 0 | 0 | 0 | 0 | 0 | 0 | 0 | 0 | 0
2016-06-18 05:00 | 0 | 0 | 0 | 0 | 0 | 68400.9658 | 0 | 436125 | 0 | 0 | 0 | 0 | 1622497.0301 | 3499978.0125 | 0 | 0 | 0 | 0 | 0 | 0 | 0 | 0 | 0 | 0 | 0 | 0 | 0 | 0 | 0 | 0 | -251998.3149 | -115725.7193 | 0 | 0 | 0 | 0 | 0 | 0 | 0 | 0 | 0 | 0 | 0 | 0 | 0 | 0 | 0
2016-06-18 06:00 | 0 | 0 | 0 | 0 | 0 | 43182.9658 | 0 | 410907 | 0 | 0 | 0 | 0 | 1370498.7152 | 3384252.2932 | 0 | 0 | 0 | 0 | 0 | 0 | 0 | 0 | 0 | 0 | 0 | 0 | 0 | 0 | 0 | 0 | -251998.3149 | -115725.7193 | 0 | 0 | 0 | 0 | 0 | 0 | 0 | 0 | 0 | 0 | 0 | 0 | 0 | 0 | 0
2016-06-18 07:00 | 0 | 0 | 0 | 0 | 0 | 25443.9658 | 0 | 393168 | 0 | 0 | 0 | 0 | 1118500.4002 | 3268526.5739 | 0 | 0 | 0 | 0 | 0 | 0 | 0 | 0 | 0 | 0 | 0 | 0 | 0 | 0 | 0 | 0 | -251998.3149 | -115725.7193 | 0 | 0 | 0 | 0 | 0 | 0 | 0 | 0 | 0 | 0 | 0 | 0 | 0 | 0 | 0
2016-06-18 08:00 | 0 | 0 | 0 | 0 | 0 | 386009.3641 | 0 | 381758 | 0 | 0 | 0 | 0 | 1238477.4837 | 3152800.8546 | 0 | 0 | 0 | 0 | 0 | 0 | 0 | 0 | 0 | 0 | 0 | 0 | 0 | 0 | 0 | 0 | 119977.0834 | -115725.7193 | 0 | 0 | 0 | 0 | 0 | 0 | 0 | 0 | 0 | 0 | 0 | 0 | 0 | 0 | 0
2016-06-18 09:00 | 0 | 0 | 0 | 0 | 0 | 8502.9658 | 0 | 376227 | 0 | 0 | 0 | 0 | 986479.1687 | 3037075.1353 | 0 | 0 | 0 | 0 | 0 | 0 | 0 | 0 | 0 | 0 | 0 | 0 | 0 | 0 | 0 | 0 | -251998.3149 | -115725.7193 | 0 | 0 | 0 | 0 | 0 | 0 | 0 | 0 | 0 | 0 | 0 | 0 | 0 | 0 | 0
2016-06-18 10:00 | 0 | 0 | 0 | 0 | 0 | 8105.9658 | 0 | 375830 | 0 | 0 | 0 | 0 | 734480.8538 | 2921349.416 | 0 | 0 | 0 | 0 | 0 | 0 | 0 | 0 | 0 | 0 | 0 | 0 | 0 | 0 | 0 | 0 | -251998.3149 | -115725.7193 | 0 | 0 | 0 | 0 | 0 | 0 | 0 | 0 | 0 | 0 | 0 | 0 | 0 | 0 | 0
2016-06-18 11:00 | 0 | 0 | 0 | 0 | 0 | 238173.8444 | 9.1794 | 384738 | 0 | 0 | 0 | 0 | 482482.5388 | 3026792.7547 | 0 | 0 | 0 | 0 | 0 | 0 | 0 | 0 | 0 | 0 | 0 | 0 | 0 | 0 | 0 | 0 | -251998.3149 | 105443.3387 | 0 | 0 | 0 | 0 | 0 | 0 | 0 | 0 | 0 | 0 | 0 | 0 | 0 | 0 | 0
2016-06-18 12:00 | 0 | 0 | 0 | 0 | 0 | 138139.0168 | 170419.4301 | 405325 | 0 | 0 | 0 | 0 | 501441.705 | 2911067.0354 | 0 | 0 | 0 | 0 | 0 | 0 | 0 | 0 | 0 | 0 | 0 | 0 | 0 | 0 | 0 | 0 | 18959.1662 | -115725.7193 | 0 | 0 | 0 | 0 | 0 | 0 | 0 | 0 | 0 | 0 | 0 | 0 | 0 | 0 | 0
2016-06-18 13:00 | 0 | 0 | 0 | 0 | 0 | 105991.6895 | 563761.5398 | 432021 | 0 | 0 | 0 | 0 | 753440.02 | 2896800.9498 | 0 | 0 | 0 | 0 | 0 | 0 | 0 | 0 | 0 | 0 | 0 | 0 | 0 | 0 | 0 | 0 | 251998.3149 | -14266.0856 | 0 | 0 | 0 | 0 | 0 | 0 | 0 | 0 | 0 | 0 | 0 | 0 | 0 | 0 | 0
2016-06-18 14:00 | 0 | 0 | 0 | 0 | 0 | 0 | 720658.7004 | 460821 | 0 | 0 | 0 | 0 | 897552.0011 | 3012526.6691 | 0 | 0 | 0 | 0 | 0 | 0 | 0 | 0 | 0 | 0 | 0 | 0 | 0 | 0 | 0 | 0 | 144111.9811 | 115725.7193 | 0 | 0 | 0 | 0 | 0 | 0 | 0 | 0 | 0 | 0 | 0 | 0 | 0 | 0 | 0
2016-06-18 15:00 | 0 | 0 | 0 | 0 | 0 | 33976.9979 | 823401.0364 | 489654 | 0 | 0 | 0 | 0 | 1149550.3161 | 3128252.3884 | 0 | 0 | 0 | 0 | 0 | 0 | 0 | 0 | 0 | 0 | 0 | 0 | 0 | 0 | 0 | 0 | 251998.3149 | 115725.7193 | 0 | 0 | 0 | 0 | 0 | 0 | 0 | 0 | 0 | 0 | 0 | 0 | 0 | 0 | 0
2016-06-18 16:00 | 0 | 0 | 0 | 0 | 0 | 0 | 863261.4782 | 514631 | 0 | 0 | 0 | 0 | 1401548.631 | 3224884.5517 | 0 | 0 | 0 | 0 | 0 | 0 | 0 | 0 | 0 | 0 | 0 | 0 | 0 | 0 | 0 | 0 | 251998.3149 | 96632.1633 | 0 | 0 | 0 | 0 | 0 | 0 | 0 | 0 | 0 | 0 | 0 | 0 | 0 | 0 | 0
2016-06-18 17:00 | 0 | 0 | 0 | 0 | 0 | 0 | 868500.5996 | 534606 | 0 | 0 | 0 | 0 | 1653546.946 | 3306780.8363 | 0 | 0 | 0 | 0 | 0 | 0 | 0 | 0 | 0 | 0 | 0 | 0 | 0 | 0 | 0 | 0 | 251998.3149 | 81896.2847 | 0 | 0 | 0 | 0 | 0 | 0 | 0 | 0 | 0 | 0 | 0 | 0 | 0 | 0 | 0
2016-06-18 18:00 | 0 | 0 | 0 | 0 | 0 | 59023.9221 | 859891.1122 | 551191 | 0 | 0 | 0 | 0 | 1905545.2609 | 3422506.5556 | 0 | 0 | 0 | 0 | 0 | 0 | 0 | 0 | 0 | 0 | 0 | 0 | 0 | 0 | 0 | 0 | 251998.3149 | 115725.7193 | 0 | 0 | 0 | 0 | 0 | 0 | 0 | 0 | 0 | 0 | 0 | 0 | 0 | 0 | 0
2016-06-18 19:00 | 0 | 0 | 0 | 0 | 0 | 0 | 848730.7506 | 564545 | 0 | 0 | 0 | 0 | 2074005.2922 | 3538232.2749 | 0 | 0 | 0 | 0 | 0 | 0 | 0 | 0 | 0 | 0 | 0 | 0 | 0 | 0 | 0 | 0 | 168460.0313 | 115725.7193 | 0 | 0 | 0 | 0 | 0 | 0 | 0 | 0 | 0 | 0 | 0 | 0 | 0 | 0 | 0
2016-06-18 20:00 | 0 | 0 | 0 | 0 | 0 | 0 | 839897.5116 | 574478 | 0 | 0 | 0 | 0 | 2223699.0845 | 3653957.9942 | 0 | 0 | 0 | 0 | 0 | 0 | 0 | 0 | 0 | 0 | 0 | 0 | 0 | 0 | 0 | 0 | 149693.7923 | 115725.7193 | 0 | 0 | 0 | 0 | 0 | 0 | 0 | 0 | 0 | 0 | 0 | 0 | 0 | 0 | 0
2016-06-18 21:00 | 0 | 0 | 0 | 0 | 0 | 0 | 821789.2218 | 579685 | 0 | 0 | 0 | 0 | 2475697.3994 | 3644063.9011 | 0 | 0 | 0 | 0 | 0 | 0 | 0 | 0 | 0 | 0 | 0 | 0 | 0 | 0 | 0 | 0 | 251998.3149 | -9894.0931 | 0 | 0 | 0 | 0 | 0 | 0 | 0 | 0 | 0 | 0 | 0 | 0 | 0 | 0 | 0
2016-06-18 22:00 | 0 | 0 | 0 | 0 | 0 | 0 | 787157.5075 | 575841 | 0 | 0 | 0 | 0 | 2571288.1876 | 3759789.6204 | 0 | 0 | 0 | 0 | 0 | 0 | 0 | 0 | 0 | 0 | 0 | 0 | 0 | 0 | 0 | 0 | 95590.7882 | 115725.7193 | 0 | 0 | 0 | 0 | 0 | 0 | 0 | 0 | 0 | 0 | 0 | 0 | 0 | 0 | 0
2016-06-18 23:00 | 0 | 0 | 0 | 0 | 0 | 0 | 702475.5631 | 562708 | 0 | 0 | 0 | 0 | 2792182.8563 | 3678662.5148 | 0 | 0 | 0 | 0 | 0 | 0 | 0 | 0 | 0 | 0 | 0 | 0 | 0 | 0 | 0 | 0 | 220894.6686 | -81127.1056 | 0 | 0 | 0 | 0 | 0 | 0 | 0 | 0 | 0 | 0 | 0 | 0 | 0 | 0 | 0
2016-06-19 | 0 | 0 | 0 | 0 | 0 | 0 | 541580.2185 | 545617 | 0 | 0 | 0 | 0 | 2672420.3554 | 3794388.2341 | 0 | 0 | 0 | 0 | 0 | 0 | 0 | 0 | 0 | 0 | 0 | 0 | 0 | 0 | 0 | 0 | -119762.5008 | 115725.7193 | 0 | 0 | 0 | 0 | 0 | 0 | 0 | 0 | 0 | 0 | 0 | 0 | 0 | 0 | 0
2016-06-19 01:00 | 0 | 0 | 0 | 0 | 0 | 0 | 296475.9942 | 531539 | 0 | 0 | 0 | 0 | 2420422.0405 | 3811323.5433 | 0 | 0 | 0 | 0 | 0 | 0 | 0 | 0 | 0 | 0 | 0 | 0 | 0 | 0 | 0 | 0 | -251998.3149 | 16935.3092 | 0 | 0 | 0 | 0 | 0 | 0 | 0 | 0 | 0 | 0 | 0 | 0 | 0 | 0 | 0
2016-06-19 02:00 | 0 | 0 | 0 | 0 | 0 | 595728.7878 | 49793.0462 | 511308 | 0 | 0 | 0 | 0 | 2438910.1553 | 3927049.2626 | 0 | 0 | 0 | 0 | 0 | 0 | 0 | 0 | 0 | 0 | 0 | 0 | 0 | 0 | 0 | 0 | 18488.1148 | 115725.7193 | 0 | 0 | 0 | 0 | 0 | 0 | 0 | 0 | 0 | 0 | 0 | 0 | 0 | 0 | 0
2016-06-19 03:00 | 0 | 0 | 0 | 0 | 0 | 113998.6485 | 4.3172 | 481727 | 0 | 0 | 0 | 0 | 2186911.8403 | 3811323.5433 | 0 | 0 | 0 | 0 | 0 | 0 | 0 | 0 | 0 | 0 | 0 | 0 | 0 | 0 | 0 | 0 | -251998.3149 | -115725.7193 | 0 | 0 | 0 | 0 | 0 | 0 | 0 | 0 | 0 | 0 | 0 | 0 | 0 | 0 | 0
2016-06-19 04:00 | 0 | 0 | 0 | 0 | 0 | 314690.4044 | 0 | 450963 | 0 | 0 | 0 | 0 | 1934913.5254 | 3927049.2626 | 0 | 0 | 0 | 0 | 0 | 0 | 0 | 0 | 0 | 0 | 0 | 0 | 0 | 0 | 0 | 0 | -251998.3149 | 115725.7193 | 0 | 0 | 0 | 0 | 0 | 0 | 0 | 0 | 0 | 0 | 0 | 0 | 0 | 0 | 0
2016-06-19 05:00 | 0 | 0 | 0 | 0 | 0 | 287507.4044 | 0 | 423780 | 0 | 0 | 0 | 0 | 1682915.2104 | 4042774.9819 | 0 | 0 | 0 | 0 | 0 | 0 | 0 | 0 | 0 | 0 | 0 | 0 | 0 | 0 | 0 | 0 | -251998.3149 | 115725.7193 | 0 | 0 | 0 | 0 | 0 | 0 | 0 | 0 | 0 | 0 | 0 | 0 | 0 | 0 | 0
2016-06-19 06:00 | 0 | 0 | 0 | 0 | 0 | 32907.9658 | 0 | 400632 | 0 | 0 | 0 | 0 | 1430916.8955 | 3927049.2626 | 0 | 0 | 0 | 0 | 0 | 0 | 0 | 0 | 0 | 0 | 0 | 0 | 0 | 0 | 0 | 0 | -251998.3149 | -115725.7193 | 0 | 0 | 0 | 0 | 0 | 0 | 0 | 0 | 0 | 0 | 0 | 0 | 0 | 0 | 0
2016-06-19 07:00 | 0 | 0 | 0 | 0 | 0 | 16019.9658 | 0 | 383744 | 0 | 0 | 0 | 0 | 1178918.5805 | 3811323.5433 | 0 | 0 | 0 | 0 | 0 | 0 | 0 | 0 | 0 | 0 | 0 | 0 | 0 | 0 | 0 | 0 | -251998.3149 | -115725.7193 | 0 | 0 | 0 | 0 | 0 | 0 | 0 | 0 | 0 | 0 | 0 | 0 | 0 | 0 | 0
2016-06-19 08:00 | 0 | 0 | 0 | 0 | 0 | 4278.9658 | 0 | 372003 | 0 | 0 | 0 | 0 | 926920.2656 | 3695597.824 | 0 | 0 | 0 | 0 | 0 | 0 | 0 | 0 | 0 | 0 | 0 | 0 | 0 | 0 | 0 | 0 | -251998.3149 | -115725.7193 | 0 | 0 | 0 | 0 | 0 | 0 | 0 | 0 | 0 | 0 | 0 | 0 | 0 | 0 | 0
2016-06-19 09:00 | 0 | 0 | 0 | 0 | 0 | 0 | 0 | 364628 | 0 | 0 | 0 | 0 | 674921.9506 | 3582968.1389 | 0 | 0 | 0 | 0 | 0 | 0 | 0 | 0 | 0 | 0 | 0 | 0 | 0 | 0 | 0 | 0 | -251998.3149 | -112629.6851 | 0 | 0 | 0 | 0 | 0 | 0 | 0 | 0 | 0 | 0 | 0 | 0 | 0 | 0 | 0
2016-06-19 10:00 | 0 | 0 | 0 | 0 | 0 | 0 | 0 | 361484 | 0 | 0 | 0 | 0 | 422923.6357 | 3473482.4539 | 0 | 0 | 0 | 0 | 0 | 0 | 0 | 0 | 0 | 0 | 0 | 0 | 0 | 0 | 0 | 0 | -251998.3149 | -109485.6851 | 0 | 0 | 0 | 0 | 0 | 0 | 0 | 0 | 0 | 0 | 0 | 0 | 0 | 0 | 0
2016-06-19 11:00 | 0 | 0 | 0 | 0 | 0 | 441965.2887 | 15.6133 | 367308 | 0 | 0 | 0 | 0 | 381870.8184 | 3589208.1732 | 0 | 0 | 0 | 0 | 0 | 0 | 0 | 0 | 0 | 0 | 0 | 0 | 0 | 0 | 0 | 0 | -41052.8173 | 115725.7193 | 0 | 0 | 0 | 0 | 0 | 0 | 0 | 0 | 0 | 0 | 0 | 0 | 0 | 0 | 0
2016-06-19 12:00 | 0 | 0 | 0 | 0 | 0 | 308801.5186 | 144647.4219 | 387174 | 0 | 0 | 0 | 0 | 332420.0396 | 3704933.8925 | 0 | 0 | 0 | 0 | 0 | 0 | 0 | 0 | 0 | 0 | 0 | 0 | 0 | 0 | 0 | 0 | -49450.7788 | 115725.7193 | 0 | 0 | 0 | 0 | 0 | 0 | 0 | 0 | 0 | 0 | 0 | 0 | 0 | 0 | 0
2016-06-19 13:00 | 0 | 0 | 0 | 0 | 0 | 0 | 484407.6625 | 415881 | 0 | 0 | 0 | 0 | 516672.4214 | 3589208.1732 | 0 | 0 | 0 | 0 | 0 | 0 | 0 | 0 | 0 | 0 | 0 | 0 | 0 | 0 | 0 | 0 | 184252.3818 | -115725.7193 | 0 | 0 | 0 | 0 | 0 | 0 | 0 | 0 | 0 | 0 | 0 | 0 | 0 | 0 | 0
2016-06-19 14:00 | 0 | 0 | 0 | 0 | 0 | 0 | 668249.5017 | 447988 | 0 | 0 | 0 | 0 | 621208.2038 | 3704933.8925 | 0 | 0 | 0 | 0 | 0 | 0 | 0 | 0 | 0 | 0 | 0 | 0 | 0 | 0 | 0 | 0 | 104535.7824 | 115725.7193 | 0 | 0 | 0 | 0 | 0 | 0 | 0 | 0 | 0 | 0 | 0 | 0 | 0 | 0 | 0
2016-06-19 15:00 | 0 | 0 | 0 | 0 | 0 | 0 | 781429.4209 | 479035 | 0 | 0 | 0 | 0 | 807876.9054 | 3820659.6118 | 0 | 0 | 0 | 0 | 0 | 0 | 0 | 0 | 0 | 0 | 0 | 0 | 0 | 0 | 0 | 0 | 186668.7016 | 115725.7193 | 0 | 0 | 0 | 0 | 0 | 0 | 0 | 0 | 0 | 0 | 0 | 0 | 0 | 0 | 0
2016-06-19 16:00 | 0 | 0 | 0 | 0 | 0 | 0 | 834506.5701 | 506647 | 0 | 0 | 0 | 0 | 1020010.7561 | 3936385.3311 | 0 | 0 | 0 | 0 | 0 | 0 | 0 | 0 | 0 | 0 | 0 | 0 | 0 | 0 | 0 | 0 | 212133.8508 | 115725.7193 | 0 | 0 | 0 | 0 | 0 | 0 | 0 | 0 | 0 | 0 | 0 | 0 | 0 | 0 | 0
2016-06-19 17:00 | 0 | 0 | 0 | 0 | 0 | 0 | 847003.8627 | 530674 | 0 | 0 | 0 | 0 | 1220614.8995 | 4052111.0504 | 0 | 0 | 0 | 0 | 0 | 0 | 0 | 0 | 0 | 0 | 0 | 0 | 0 | 0 | 0 | 0 | 200604.1434 | 115725.7193 | 0 | 0 | 0 | 0 | 0 | 0 | 0 | 0 | 0 | 0 | 0 | 0 | 0 | 0 | 0
2016-06-19 18:00 | 0 | 0 | 0 | 0 | 0 | 0 | 844656.4081 | 550246 | 0 | 0 | 0 | 0 | 1399299.5883 | 4167836.7697 | 0 | 0 | 0 | 0 | 0 | 0 | 0 | 0 | 0 | 0 | 0 | 0 | 0 | 0 | 0 | 0 | 178684.6888 | 115725.7193 | 0 | 0 | 0 | 0 | 0 | 0 | 0 | 0 | 0 | 0 | 0 | 0 | 0 | 0 | 0
2016-06-19 19:00 | 0 | 0 | 0 | 0 | 0 | 0 | 838612.4504 | 567009 | 0 | 0 | 0 | 0 | 1555177.3194 | 4283562.489 | 0 | 0 | 0 | 0 | 0 | 0 | 0 | 0 | 0 | 0 | 0 | 0 | 0 | 0 | 0 | 0 | 155877.7311 | 115725.7193 | 0 | 0 | 0 | 0 | 0 | 0 | 0 | 0 | 0 | 0 | 0 | 0 | 0 | 0 | 0
2016-06-19 20:00 | 0 | 0 | 0 | 0 | 0 | 0 | 833956.2654 | 580864 | 0 | 0 | 0 | 0 | 1692543.8655 | 4399288.2082 | 0 | 0 | 0 | 0 | 0 | 0 | 0 | 0 | 0 | 0 | 0 | 0 | 0 | 0 | 0 | 0 | 137366.5461 | 115725.7193 | 0 | 0 | 0 | 0 | 0 | 0 | 0 | 0 | 0 | 0 | 0 | 0 | 0 | 0 | 0
2016-06-19 21:00 | 0 | 0 | 0 | 0 | 0 | 0 | 819517.0549 | 590387 | 0 | 0 | 0 | 0 | 1805948.2011 | 4515013.9275 | 0 | 0 | 0 | 0 | 0 | 0 | 0 | 0 | 0 | 0 | 0 | 0 | 0 | 0 | 0 | 0 | 113404.3356 | 115725.7193 | 0 | 0 | 0 | 0 | 0 | 0 | 0 | 0 | 0 | 0 | 0 | 0 | 0 | 0 | 0
2016-06-19 22:00 | 0 | 0 | 0 | 0 | 0 | 0 | 787607.9602 | 591563 | 0 | 0 | 0 | 0 | 2057946.5161 | 4459060.5728 | 0 | 0 | 0 | 0 | 0 | 0 | 0 | 0 | 0 | 0 | 0 | 0 | 0 | 0 | 0 | 0 | 251998.3149 | -55953.3547 | 0 | 0 | 0 | 0 | 0 | 0 | 0 | 0 | 0 | 0 | 0 | 0 | 0 | 0 | 0
2016-06-19 23:00 | 0 | 0 | 0 | 0 | 0 | 0 | 716244.1573 | 584623 | 0 | 0 | 0 | 0 | 2073841.9541 | 4574786.2921 | 0 | 0 | 0 | 0 | 0 | 0 | 0 | 0 | 0 | 0 | 0 | 0 | 0 | 0 | 0 | 0 | 15895.438 | 115725.7193 | 0 | 0 | 0 | 0 | 0 | 0 | 0 | 0 | 0 | 0 | 0 | 0 | 0 | 0 | 0
2016-06-20 | 0 | 0 | 0 | 0 | 0 | 0 | 566402.2702 | 571899 | 0 | 0 | 0 | 0 | 2184070.9436 | 4459060.5728 | 0 | 0 | 0 | 0 | 0 | 0 | 0 | 0 | 0 | 0 | 0 | 0 | 0 | 0 | 0 | 0 | 110228.9895 | -115725.7193 | 0 | 0 | 0 | 0 | 0 | 0 | 0 | 0 | 0 | 0 | 0 | 0 | 0 | 0 | 0
2016-06-20 01:00 | 0 | 0 | 0 | 0 | 0 | 0 | 349324.0635 | 560612 | 0 | 0 | 0 | 0 | 1932072.6287 | 4499770.9512 | 0 | 0 | 0 | 0 | 0 | 0 | 0 | 0 | 0 | 0 | 0 | 0 | 0 | 0 | 0 | 0 | -251998.3149 | 40710.3784 | 0 | 0 | 0 | 0 | 0 | 0 | 0 | 0 | 0 | 0 | 0 | 0 | 0 | 0 | 0
2016-06-20 02:00 | 0 | 0 | 0 | 0 | 0 | 123165.2034 | 47739.7624 | 538629 | 0 | 0 | 0 | 0 | 1680074.3137 | 4384045.2319 | 0 | 0 | 0 | 0 | 0 | 0 | 0 | 0 | 0 | 0 | 0 | 0 | 0 | 0 | 0 | 0 | -251998.3149 | -115725.7193 | 0 | 0 | 0 | 0 | 0 | 0 | 0 | 0 | 0 | 0 | 0 | 0 | 0 | 0 | 0
2016-06-20 03:00 | 0 | 0 | 0 | 0 | 0 | 370129.8849 | 1.5194 | 506404 | 0 | 0 | 0 | 0 | 1428075.9988 | 4499770.9512 | 0 | 0 | 0 | 0 | 0 | 0 | 0 | 0 | 0 | 0 | 0 | 0 | 0 | 0 | 0 | 0 | -251998.3149 | 115725.7193 | 0 | 0 | 0 | 0 | 0 | 0 | 0 | 0 | 0 | 0 | 0 | 0 | 0 | 0 | 0
2016-06-20 04:00 | 0 | 0 | 0 | 0 | 0 | 105063.9658 | 0 | 472788 | 0 | 0 | 0 | 0 | 1176077.6838 | 4384045.2319 | 0 | 0 | 0 | 0 | 0 | 0 | 0 | 0 | 0 | 0 | 0 | 0 | 0 | 0 | 0 | 0 | -251998.3149 | -115725.7193 | 0 | 0 | 0 | 0 | 0 | 0 | 0 | 0 | 0 | 0 | 0 | 0 | 0 | 0 | 0
2016-06-20 05:00 | 0 | 0 | 0 | 0 | 0 | 580652.5956 | 0 | 444380 | 0 | 0 | 0 | 0 | 1428075.9988 | 4268319.5127 | 0 | 0 | 0 | 0 | 0 | 0 | 0 | 0 | 0 | 0 | 0 | 0 | 0 | 0 | 0 | 0 | 251998.3149 | -115725.7193 | 0 | 0 | 0 | 0 | 0 | 0 | 0 | 0 | 0 | 0 | 0 | 0 | 0 | 0 | 0
2016-06-20 06:00 | 0 | 0 | 0 | 0 | 0 | 283801.4044 | 0 | 420074 | 0 | 0 | 0 | 0 | 1176077.6838 | 4384045.2319 | 0 | 0 | 0 | 0 | 0 | 0 | 0 | 0 | 0 | 0 | 0 | 0 | 0 | 0 | 0 | 0 | -251998.3149 | 115725.7193 | 0 | 0 | 0 | 0 | 0 | 0 | 0 | 0 | 0 | 0 | 0 | 0 | 0 | 0 | 0
2016-06-20 07:00 | 0 | 0 | 0 | 0 | 0 | 35543.9658 | 0 | 403268 | 0 | 0 | 0 | 0 | 924079.3689 | 4268319.5127 | 0 | 0 | 0 | 0 | 0 | 0 | 0 | 0 | 0 | 0 | 0 | 0 | 0 | 0 | 0 | 0 | -251998.3149 | -115725.7193 | 0 | 0 | 0 | 0 | 0 | 0 | 0 | 0 | 0 | 0 | 0 | 0 | 0 | 0 | 0
2016-06-20 08:00 | 0 | 0 | 0 | 0 | 0 | 258403.4044 | 0 | 394676 | 0 | 0 | 0 | 0 | 672081.0539 | 4384045.2319 | 0 | 0 | 0 | 0 | 0 | 0 | 0 | 0 | 0 | 0 | 0 | 0 | 0 | 0 | 0 | 0 | -251998.3149 | 115725.7193 | 0 | 0 | 0 | 0 | 0 | 0 | 0 | 0 | 0 | 0 | 0 | 0 | 0 | 0 | 0
2016-06-20 09:00 | 0 | 0 | 0 | 0 | 0 | 29606.9658 | 0 | 397331 | 0 | 0 | 0 | 0 | 420082.739 | 4268319.5127 | 0 | 0 | 0 | 0 | 0 | 0 | 0 | 0 | 0 | 0 | 0 | 0 | 0 | 0 | 0 | 0 | -251998.3149 | -115725.7193 | 0 | 0 | 0 | 0 | 0 | 0 | 0 | 0 | 0 | 0 | 0 | 0 | 0 | 0 | 0
2016-06-20 10:00 | 0 | 0 | 0 | 0 | 0 | 42954.9658 | 0 | 410679 | 0 | 0 | 0 | 0 | 168084.424 | 4152593.7934 | 0 | 0 | 0 | 0 | 0 | 0 | 0 | 0 | 0 | 0 | 0 | 0 | 0 | 0 | 0 | 0 | -251998.3149 | -115725.7193 | 0 | 0 | 0 | 0 | 0 | 0 | 0 | 0 | 0 | 0 | 0 | 0 | 0 | 0 | 0
2016-06-20 11:00 | 0 | 0 | 0 | 0 | 0 | 381002.9005 | 17.3947 | 433379 | 0 | 0 | 0 | 0 | 0 | 4268319.5127 | 0 | 0 | 0 | 0 | 0 | 0 | 0 | 0 | 0 | 0 | 0 | 0 | 0 | 0 | 0 | 0 | -168084.424 | 115725.7193 | 0 | 0 | 0 | 0 | 0 | 0 | 0 | 0 | 0 | 0 | 0 | 0 | 0 | 0 | 0
2016-06-20 12:00 | 0 | 0 | 0 | 0 | 0 | 217540.7191 | 170390.9562 | 461784 | 0 | 0 | 0 | 0 | 41873.3946 | 4152593.7934 | 0 | 0 | 0 | 0 | 0 | 0 | 0 | 0 | 0 | 0 | 0 | 0 | 0 | 0 | 0 | 0 | 41873.3946 | -115725.7193 | 0 | 0 | 0 | 0 | 0 | 0 | 0 | 0 | 0 | 0 | 0 | 0 | 0 | 0 | 0
2016-06-20 13:00 | 0 | 0 | 0 | 0 | 0 | 273197.7884 | 539189.0194 | 494530 | 0 | 0 | 0 | 0 | 244004.4831 | 4268319.5127 | 0 | 0 | 0 | 0 | 0 | 0 | 0 | 0 | 0 | 0 | 0 | 0 | 0 | 0 | 0 | 0 | 202131.0884 | 115725.7193 | 0 | 0 | 0 | 0 | 0 | 0 | 0 | 0 | 0 | 0 | 0 | 0 | 0 | 0 | 0
2016-06-20 14:00 | 0 | 0 | 0 | 0 | 0 | 169068.669 | 727933.3652 | 529278 | 0 | 0 | 0 | 0 | 496002.798 | 4384045.2319 | 0 | 0 | 0 | 0 | 0 | 0 | 0 | 0 | 0 | 0 | 0 | 0 | 0 | 0 | 0 | 0 | 251998.3149 | 115725.7193 | 0 | 0 | 0 | 0 | 0 | 0 | 0 | 0 | 0 | 0 | 0 | 0 | 0 | 0 | 0
2016-06-20 15:00 | 0 | 0 | 0 | 0 | 0 | 0 | 818852.8809 | 563124 | 0 | 0 | 0 | 0 | 748001.1129 | 4387775.798 | 0 | 0 | 0 | 0 | 0 | 0 | 0 | 0 | 0 | 0 | 0 | 0 | 0 | 0 | 0 | 0 | 251998.3149 | 3730.566 | 0 | 0 | 0 | 0 | 0 | 0 | 0 | 0 | 0 | 0 | 0 | 0 | 0 | 0 | 0
2016-06-20 16:00 | 0 | 0 | 0 | 0 | 0 | 0 | 863349.1266 | 592728 | 0 | 0 | 0 | 0 | 989068.5064 | 4417329.5311 | 0 | 0 | 0 | 0 | 0 | 0 | 0 | 0 | 0 | 0 | 0 | 0 | 0 | 0 | 0 | 0 | 241067.3935 | 29553.7331 | 0 | 0 | 0 | 0 | 0 | 0 | 0 | 0 | 0 | 0 | 0 | 0 | 0 | 0 | 0
2016-06-20 17:00 | 0 | 0 | 0 | 0 | 0 | 0 | 869405.9648 | 618309 | 0 | 0 | 0 | 0 | 1241066.8214 | 4416428.1809 | 0 | 0 | 0 | 0 | 0 | 0 | 0 | 0 | 0 | 0 | 0 | 0 | 0 | 0 | 0 | 0 | 251998.3149 | -901.3501 | 0 | 0 | 0 | 0 | 0 | 0 | 0 | 0 | 0 | 0 | 0 | 0 | 0 | 0 | 0
2016-06-20 18:00 | 0 | 0 | 0 | 0 | 0 | 0 | 862449.0385 | 637952 | 0 | 0 | 0 | 0 | 1349838.1406 | 4532153.9002 | 0 | 0 | 0 | 0 | 0 | 0 | 0 | 0 | 0 | 0 | 0 | 0 | 0 | 0 | 0 | 0 | 108771.3192 | 115725.7193 | 0 | 0 | 0 | 0 | 0 | 0 | 0 | 0 | 0 | 0 | 0 | 0 | 0 | 0 | 0
2016-06-20 19:00 | 0 | 0 | 0 | 0 | 0 | 0 | 854458.1949 | 653245 | 0 | 0 | 0 | 0 | 1601836.4555 | 4481368.7801 | 0 | 0 | 0 | 0 | 0 | 0 | 0 | 0 | 0 | 0 | 0 | 0 | 0 | 0 | 0 | 0 | 251998.3149 | -50785.1201 | 0 | 0 | 0 | 0 | 0 | 0 | 0 | 0 | 0 | 0 | 0 | 0 | 0 | 0 | 0
2016-06-20 20:00 | 0 | 0 | 0 | 0 | 0 | 0 | 852659.1179 | 664302 | 0 | 0 | 0 | 0 | 1853834.7704 | 4417727.5831 | 0 | 0 | 0 | 0 | 0 | 0 | 0 | 0 | 0 | 0 | 0 | 0 | 0 | 0 | 0 | 0 | 251998.3149 | -63641.1971 | 0 | 0 | 0 | 0 | 0 | 0 | 0 | 0 | 0 | 0 | 0 | 0 | 0 | 0 | 0
2016-06-20 21:00 | 0 | 0 | 0 | 0 | 0 | 0 | 845665.7413 | 668915 | 0 | 0 | 0 | 0 | 2105833.0854 | 4342480.0094 | 0 | 0 | 0 | 0 | 0 | 0 | 0 | 0 | 0 | 0 | 0 | 0 | 0 | 0 | 0 | 0 | 251998.3149 | -75247.5737 | 0 | 0 | 0 | 0 | 0 | 0 | 0 | 0 | 0 | 0 | 0 | 0 | 0 | 0 | 0
2016-06-20 22:00 | 0 | 0 | 0 | 0 | 0 | 0 | 821071.468 | 664906 | 0 | 0 | 0 | 0 | 2357831.4003 | 4246647.1624 | 0 | 0 | 0 | 0 | 0 | 0 | 0 | 0 | 0 | 0 | 0 | 0 | 0 | 0 | 0 | 0 | 251998.3149 | -95832.847 | 0 | 0 | 0 | 0 | 0 | 0 | 0 | 0 | 0 | 0 | 0 | 0 | 0 | 0 | 0
2016-06-20 23:00 | 0 | 0 | 0 | 0 | 0 | 0 | 744038.6817 | 651397 | 0 | 0 | 0 | 0 | 2334747.3627 | 4362372.8817 | 0 | 0 | 0 | 0 | 0 | 0 | 0 | 0 | 0 | 0 | 0 | 0 | 0 | 0 | 0 | 0 | -23084.0376 | 115725.7193 | 0 | 0 | 0 | 0 | 0 | 0 | 0 | 0 | 0 | 0 | 0 | 0 | 0 | 0 | 0
2016-06-21 | 0 | 0 | 0 | 0 | 0 | 0 | 607512.3059 | 631507 | 0 | 0 | 0 | 0 | 2195026.9494 | 4478098.601 | 0 | 0 | 0 | 0 | 0 | 0 | 0 | 0 | 0 | 0 | 0 | 0 | 0 | 0 | 0 | 0 | -139720.4134 | 115725.7193 | 0 | 0 | 0 | 0 | 0 | 0 | 0 | 0 | 0 | 0 | 0 | 0 | 0 | 0 | 0
2016-06-21 01:00 | 0 | 0 | 0 | 0 | 0 | 0 | 341767.6569 | 612804 | 0 | 0 | 0 | 0 | 1943028.6344 | 4459060.5728 | 0 | 0 | 0 | 0 | 0 | 0 | 0 | 0 | 0 | 0 | 0 | 0 | 0 | 0 | 0 | 0 | -251998.3149 | -19038.0282 | 0 | 0 | 0 | 0 | 0 | 0 | 0 | 0 | 0 | 0 | 0 | 0 | 0 | 0 | 0
2016-06-21 02:00 | 0 | 0 | 0 | 0 | 0 | 444266.6374 | 50960.4187 | 581995 | 0 | 0 | 0 | 0 | 1740534.9711 | 4574786.2921 | 0 | 0 | 0 | 0 | 0 | 0 | 0 | 0 | 0 | 0 | 0 | 0 | 0 | 0 | 0 | 0 | -202493.6633 | 115725.7193 | 0 | 0 | 0 | 0 | 0 | 0 | 0 | 0 | 0 | 0 | 0 | 0 | 0 | 0 | 0
2016-06-21 03:00 | 0 | 0 | 0 | 0 | 0 | 172223.6454 | 1.3203 | 539949 | 0 | 0 | 0 | 0 | 1488536.6562 | 4459060.5728 | 0 | 0 | 0 | 0 | 0 | 0 | 0 | 0 | 0 | 0 | 0 | 0 | 0 | 0 | 0 | 0 | -251998.3149 | -115725.7193 | 0 | 0 | 0 | 0 | 0 | 0 | 0 | 0 | 0 | 0 | 0 | 0 | 0 | 0 | 0
2016-06-21 04:00 | 0 | 0 | 0 | 0 | 0 | 133637.9658 | 0 | 501362 | 0 | 0 | 0 | 0 | 1236538.3412 | 4343334.8535 | 0 | 0 | 0 | 0 | 0 | 0 | 0 | 0 | 0 | 0 | 0 | 0 | 0 | 0 | 0 | 0 | -251998.3149 | -115725.7193 | 0 | 0 | 0 | 0 | 0 | 0 | 0 | 0 | 0 | 0 | 0 | 0 | 0 | 0 | 0
2016-06-21 05:00 | 0 | 0 | 0 | 0 | 0 | 332965.4044 | 0 | 469238 | 0 | 0 | 0 | 0 | 984540.0263 | 4459060.5728 | 0 | 0 | 0 | 0 | 0 | 0 | 0 | 0 | 0 | 0 | 0 | 0 | 0 | 0 | 0 | 0 | -251998.3149 | 115725.7193 | 0 | 0 | 0 | 0 | 0 | 0 | 0 | 0 | 0 | 0 | 0 | 0 | 0 | 0 | 0
2016-06-21 06:00 | 0 | 0 | 0 | 0 | 0 | 74233.9658 | 0 | 441958 | 0 | 0 | 0 | 0 | 732541.7114 | 4343334.8535 | 0 | 0 | 0 | 0 | 0 | 0 | 0 | 0 | 0 | 0 | 0 | 0 | 0 | 0 | 0 | 0 | -251998.3149 | -115725.7193 | 0 | 0 | 0 | 0 | 0 | 0 | 0 | 0 | 0 | 0 | 0 | 0 | 0 | 0 | 0
2016-06-21 07:00 | 0 | 0 | 0 | 0 | 0 | 462283.8476 | 0 | 422625 | 0 | 0 | 0 | 0 | 887926.2782 | 4227609.1342 | 0 | 0 | 0 | 0 | 0 | 0 | 0 | 0 | 0 | 0 | 0 | 0 | 0 | 0 | 0 | 0 | 155384.5669 | -115725.7193 | 0 | 0 | 0 | 0 | 0 | 0 | 0 | 0 | 0 | 0 | 0 | 0 | 0 | 0 | 0
2016-06-21 08:00 | 0 | 0 | 0 | 0 | 0 | 146154.9198 | 0 | 412705 | 0 | 0 | 0 | 0 | 635927.9633 | 4213057.3689 | 0 | 0 | 0 | 0 | 0 | 0 | 0 | 0 | 0 | 0 | 0 | 0 | 0 | 0 | 0 | 0 | -251998.3149 | -14551.7653 | 0 | 0 | 0 | 0 | 0 | 0 | 0 | 0 | 0 | 0 | 0 | 0 | 0 | 0 | 0
2016-06-21 09:00 | 0 | 0 | 0 | 0 | 0 | 423372.4656 | 0 | 414254 | 0 | 0 | 0 | 0 | 529320.7096 | 4328783.0882 | 0 | 0 | 0 | 0 | 0 | 0 | 0 | 0 | 0 | 0 | 0 | 0 | 0 | 0 | 0 | 0 | -106607.2537 | 115725.7193 | 0 | 0 | 0 | 0 | 0 | 0 | 0 | 0 | 0 | 0 | 0 | 0 | 0 | 0 | 0
2016-06-21 10:00 | 0 | 0 | 0 | 0 | 0 | 59762.9658 | 0 | 427487 | 0 | 0 | 0 | 0 | 277322.3947 | 4213057.3689 | 0 | 0 | 0 | 0 | 0 | 0 | 0 | 0 | 0 | 0 | 0 | 0 | 0 | 0 | 0 | 0 | -251998.3149 | -115725.7193 | 0 | 0 | 0 | 0 | 0 | 0 | 0 | 0 | 0 | 0 | 0 | 0 | 0 | 0 | 0
2016-06-21 11:00 | 0 | 0 | 0 | 0 | 0 | 310979.6293 | 14.775 | 447267 | 0 | 0 | 0 | 0 | 25324.0797 | 4328783.0882 | 0 | 0 | 0 | 0 | 0 | 0 | 0 | 0 | 0 | 0 | 0 | 0 | 0 | 0 | 0 | 0 | -251998.3149 | 115725.7193 | 0 | 0 | 0 | 0 | 0 | 0 | 0 | 0 | 0 | 0 | 0 | 0 | 0 | 0 | 0
2016-06-21 12:00 | 0 | 0 | 0 | 0 | 0 | 181908.9608 | 147234.2402 | 470193 | 0 | 0 | 0 | 0 | 0 | 4213057.3689 | 0 | 0 | 0 | 0 | 0 | 0 | 0 | 0 | 0 | 0 | 0 | 0 | 0 | 0 | 0 | 0 | -25324.0797 | -115725.7193 | 0 | 0 | 0 | 0 | 0 | 0 | 0 | 0 | 0 | 0 | 0 | 0 | 0 | 0 | 0
2016-06-21 13:00 | 0 | 0 | 0 | 0 | 0 | 0 | 466602.1244 | 498042 | 0 | 0 | 0 | 0 | 84285.8437 | 4097331.6496 | 0 | 0 | 0 | 0 | 0 | 0 | 0 | 0 | 0 | 0 | 0 | 0 | 0 | 0 | 0 | 0 | 84285.8437 | -115725.7193 | 0 | 0 | 0 | 0 | 0 | 0 | 0 | 0 | 0 | 0 | 0 | 0 | 0 | 0 | 0
2016-06-21 14:00 | 0 | 0 | 0 | 0 | 0 | 0 | 678155.5865 | 529549 | 0 | 0 | 0 | 0 | 117166.7109 | 4213057.3689 | 0 | 0 | 0 | 0 | 0 | 0 | 0 | 0 | 0 | 0 | 0 | 0 | 0 | 0 | 0 | 0 | 32880.8672 | 115725.7193 | 0 | 0 | 0 | 0 | 0 | 0 | 0 | 0 | 0 | 0 | 0 | 0 | 0 | 0 | 0
2016-06-21 15:00 | 0 | 0 | 0 | 0 | 0 | 0 | 769452.2509 | 560715 | 0 | 0 | 0 | 0 | 273303.1049 | 4265658.2258 | 0 | 0 | 0 | 0 | 0 | 0 | 0 | 0 | 0 | 0 | 0 | 0 | 0 | 0 | 0 | 0 | 156136.394 | 52600.8569 | 0 | 0 | 0 | 0 | 0 | 0 | 0 | 0 | 0 | 0 | 0 | 0 | 0 | 0 | 0
2016-06-21 16:00 | 0 | 0 | 0 | 0 | 0 | 0 | 824422.0523 | 586867 | 0 | 0 | 0 | 0 | 525301.4199 | 4251214.9632 | 0 | 0 | 0 | 0 | 0 | 0 | 0 | 0 | 0 | 0 | 0 | 0 | 0 | 0 | 0 | 0 | 251998.3149 | -14443.2627 | 0 | 0 | 0 | 0 | 0 | 0 | 0 | 0 | 0 | 0 | 0 | 0 | 0 | 0 | 0
2016-06-21 17:00 | 0 | 0 | 0 | 0 | 0 | 0 | 838331.486 | 609939 | 0 | 0 | 0 | 0 | 777299.7348 | 4227609.1342 | 0 | 0 | 0 | 0 | 0 | 0 | 0 | 0 | 0 | 0 | 0 | 0 | 0 | 0 | 0 | 0 | 251998.3149 | -23605.8289 | 0 | 0 | 0 | 0 | 0 | 0 | 0 | 0 | 0 | 0 | 0 | 0 | 0 | 0 | 0
2016-06-21 18:00 | 0 | 0 | 0 | 0 | 0 | 156612.887 | 838766.1473 | 627655 | 0 | 0 | 0 | 0 | 1029298.0497 | 4343334.8535 | 0 | 0 | 0 | 0 | 0 | 0 | 0 | 0 | 0 | 0 | 0 | 0 | 0 | 0 | 0 | 0 | 251998.3149 | 115725.7193 | 0 | 0 | 0 | 0 | 0 | 0 | 0 | 0 | 0 | 0 | 0 | 0 | 0 | 0 | 0
2016-06-21 19:00 | 0 | 0 | 0 | 0 | 0 | 0 | 831786.2138 | 640291 | 0 | 0 | 0 | 0 | 1105067.5443 | 4459060.5728 | 0 | 0 | 0 | 0 | 0 | 0 | 0 | 0 | 0 | 0 | 0 | 0 | 0 | 0 | 0 | 0 | 75769.4945 | 115725.7193 | 0 | 0 | 0 | 0 | 0 | 0 | 0 | 0 | 0 | 0 | 0 | 0 | 0 | 0 | 0
2016-06-21 20:00 | 0 | 0 | 0 | 0 | 0 | 0 | 825416.0341 | 649707 | 0 | 0 | 0 | 0 | 1165050.859 | 4574786.2921 | 0 | 0 | 0 | 0 | 0 | 0 | 0 | 0 | 0 | 0 | 0 | 0 | 0 | 0 | 0 | 0 | 59983.3148 | 115725.7193 | 0 | 0 | 0 | 0 | 0 | 0 | 0 | 0 | 0 | 0 | 0 | 0 | 0 | 0 | 0
2016-06-21 21:00 | 0 | 0 | 0 | 0 | 0 | 0 | 812811.6194 | 653434 | 0 | 0 | 0 | 0 | 1417049.174 | 4482165.5965 | 0 | 0 | 0 | 0 | 0 | 0 | 0 | 0 | 0 | 0 | 0 | 0 | 0 | 0 | 0 | 0 | 251998.3149 | -92620.6956 | 0 | 0 | 0 | 0 | 0 | 0 | 0 | 0 | 0 | 0 | 0 | 0 | 0 | 0 | 0
2016-06-21 22:00 | 0 | 0 | 0 | 0 | 0 | 0 | 779310.056 | 648117 | 0 | 0 | 0 | 0 | 1571347.2537 | 4459060.5728 | 0 | 0 | 0 | 0 | 0 | 0 | 0 | 0 | 0 | 0 | 0 | 0 | 0 | 0 | 0 | 0 | 154298.0797 | -23105.0237 | 0 | 0 | 0 | 0 | 0 | 0 | 0 | 0 | 0 | 0 | 0 | 0 | 0 | 0 | 0
2016-06-21 23:00 | 0 | 0 | 0 | 0 | 0 | 306308.7115 | 696366.3228 | 634951 | 0 | 0 | 0 | 0 | 1823345.5686 | 4574786.2921 | 0 | 0 | 0 | 0 | 0 | 0 | 0 | 0 | 0 | 0 | 0 | 0 | 0 | 0 | 0 | 0 | 251998.3149 | 115725.7193 | 0 | 0 | 0 | 0 | 0 | 0 | 0 | 0 | 0 | 0 | 0 | 0 | 0 | 0 | 0
2016-06-22 | 0 | 0 | 0 | 0 | 0 | 0 | 548627.7482 | 617957 | 0 | 0 | 0 | 0 | 1869742.0361 | 4459060.5728 | 0 | 0 | 0 | 0 | 0 | 0 | 0 | 0 | 0 | 0 | 0 | 0 | 0 | 0 | 0 | 0 | 46396.4674 | -115725.7193 | 0 | 0 | 0 | 0 | 0 | 0 | 0 | 0 | 0 | 0 | 0 | 0 | 0 | 0 | 0
2016-06-22 01:00 | 0 | 0 | 0 | 0 | 0 | 0 | 291568.6978 | 599868 | 0 | 0 | 0 | 0 | 1617743.7211 | 4402759.5856 | 0 | 0 | 0 | 0 | 0 | 0 | 0 | 0 | 0 | 0 | 0 | 0 | 0 | 0 | 0 | 0 | -251998.3149 | -56300.9872 | 0 | 0 | 0 | 0 | 0 | 0 | 0 | 0 | 0 | 0 | 0 | 0 | 0 | 0 | 0
2016-06-22 02:00 | 0 | 0 | 0 | 0 | 0 | 803656.3234 | 50436.2407 | 571899 | 0 | 0 | 0 | 0 | 1869742.0361 | 4432954.8347 | 0 | 0 | 0 | 0 | 0 | 0 | 0 | 0 | 0 | 0 | 0 | 0 | 0 | 0 | 0 | 0 | 251998.3149 | 30195.2491 | 0 | 0 | 0 | 0 | 0 | 0 | 0 | 0 | 0 | 0 | 0 | 0 | 0 | 0 | 0
2016-06-22 03:00 | 0 | 0 | 0 | 0 | 0 | 165174.9629 | 4.0029 | 532903 | 0 | 0 | 0 | 0 | 1617743.7211 | 4317229.1154 | 0 | 0 | 0 | 0 | 0 | 0 | 0 | 0 | 0 | 0 | 0 | 0 | 0 | 0 | 0 | 0 | -251998.3149 | -115725.7193 | 0 | 0 | 0 | 0 | 0 | 0 | 0 | 0 | 0 | 0 | 0 | 0 | 0 | 0 | 0
2016-06-22 04:00 | 0 | 0 | 0 | 0 | 0 | 127761.9658 | 0 | 495486 | 0 | 0 | 0 | 0 | 1365745.4062 | 4201503.3961 | 0 | 0 | 0 | 0 | 0 | 0 | 0 | 0 | 0 | 0 | 0 | 0 | 0 | 0 | 0 | 0 | -251998.3149 | -115725.7193 | 0 | 0 | 0 | 0 | 0 | 0 | 0 | 0 | 0 | 0 | 0 | 0 | 0 | 0 | 0
2016-06-22 05:00 | 0 | 0 | 0 | 0 | 0 | 784255.9348 | 0 | 464781 | 0 | 0 | 0 | 0 | 1617743.7211 | 4268980.0159 | 0 | 0 | 0 | 0 | 0 | 0 | 0 | 0 | 0 | 0 | 0 | 0 | 0 | 0 | 0 | 0 | 251998.3149 | 67476.6198 | 0 | 0 | 0 | 0 | 0 | 0 | 0 | 0 | 0 | 0 | 0 | 0 | 0 | 0 | 0
2016-06-22 06:00 | 0 | 0 | 0 | 0 | 0 | 576000.5956 | 0 | 439728 | 0 | 0 | 0 | 0 | 1869742.0361 | 4153254.2966 | 0 | 0 | 0 | 0 | 0 | 0 | 0 | 0 | 0 | 0 | 0 | 0 | 0 | 0 | 0 | 0 | 251998.3149 | -115725.7193 | 0 | 0 | 0 | 0 | 0 | 0 | 0 | 0 | 0 | 0 | 0 | 0 | 0 | 0 | 0
2016-06-22 07:00 | 0 | 0 | 0 | 0 | 0 | 286054.4044 | 0 | 422327 | 0 | 0 | 0 | 0 | 1617743.7211 | 4268980.0159 | 0 | 0 | 0 | 0 | 0 | 0 | 0 | 0 | 0 | 0 | 0 | 0 | 0 | 0 | 0 | 0 | -251998.3149 | 115725.7193 | 0 | 0 | 0 | 0 | 0 | 0 | 0 | 0 | 0 | 0 | 0 | 0 | 0 | 0 | 0
2016-06-22 08:00 | 0 | 0 | 0 | 0 | 0 | 43598.9658 | 0 | 411323 | 0 | 0 | 0 | 0 | 1365745.4062 | 4153254.2966 | 0 | 0 | 0 | 0 | 0 | 0 | 0 | 0 | 0 | 0 | 0 | 0 | 0 | 0 | 0 | 0 | -251998.3149 | -115725.7193 | 0 | 0 | 0 | 0 | 0 | 0 | 0 | 0 | 0 | 0 | 0 | 0 | 0 | 0 | 0
2016-06-22 09:00 | 0 | 0 | 0 | 0 | 0 | 191158.2234 | 0 | 412625 | 0 | 0 | 0 | 0 | 1113747.0912 | 4183785.835 | 0 | 0 | 0 | 0 | 0 | 0 | 0 | 0 | 0 | 0 | 0 | 0 | 0 | 0 | 0 | 0 | -251998.3149 | 30531.5383 | 0 | 0 | 0 | 0 | 0 | 0 | 0 | 0 | 0 | 0 | 0 | 0 | 0 | 0 | 0
2016-06-22 10:00 | 0 | 0 | 0 | 0 | 0 | 56938.9658 | 0 | 424663 | 0 | 0 | 0 | 0 | 861748.7763 | 4068060.1157 | 0 | 0 | 0 | 0 | 0 | 0 | 0 | 0 | 0 | 0 | 0 | 0 | 0 | 0 | 0 | 0 | -251998.3149 | -115725.7193 | 0 | 0 | 0 | 0 | 0 | 0 | 0 | 0 | 0 | 0 | 0 | 0 | 0 | 0 | 0
2016-06-22 11:00 | 0 | 0 | 0 | 0 | 0 | 574045.731 | 17.0803 | 445447 | 0 | 0 | 0 | 0 | 874638.8683 | 4183785.835 | 0 | 0 | 0 | 0 | 0 | 0 | 0 | 0 | 0 | 0 | 0 | 0 | 0 | 0 | 0 | 0 | 12890.0921 | 115725.7193 | 0 | 0 | 0 | 0 | 0 | 0 | 0 | 0 | 0 | 0 | 0 | 0 | 0 | 0 | 0
2016-06-22 12:00 | 0 | 0 | 0 | 0 | 0 | 0 | 145888.265 | 469789 | 0 | 0 | 0 | 0 | 622640.5534 | 4111883.4149 | 0 | 0 | 0 | 0 | 0 | 0 | 0 | 0 | 0 | 0 | 0 | 0 | 0 | 0 | 0 | 0 | -251998.3149 | -71902.4201 | 0 | 0 | 0 | 0 | 0 | 0 | 0 | 0 | 0 | 0 | 0 | 0 | 0 | 0 | 0
2016-06-22 13:00 | 0 | 0 | 0 | 0 | 0 | 402078.4926 | 463674.5417 | 498029 | 0 | 0 | 0 | 0 | 874638.8683 | 4227609.1342 | 0 | 0 | 0 | 0 | 0 | 0 | 0 | 0 | 0 | 0 | 0 | 0 | 0 | 0 | 0 | 0 | 251998.3149 | 115725.7193 | 0 | 0 | 0 | 0 | 0 | 0 | 0 | 0 | 0 | 0 | 0 | 0 | 0 | 0 | 0
2016-06-22 14:00 | 0 | 0 | 0 | 0 | 0 | 219660.5728 | 676164.4615 | 528101 | 0 | 0 | 0 | 0 | 1126637.1833 | 4343334.8535 | 0 | 0 | 0 | 0 | 0 | 0 | 0 | 0 | 0 | 0 | 0 | 0 | 0 | 0 | 0 | 0 | 251998.3149 | 115725.7193 | 0 | 0 | 0 | 0 | 0 | 0 | 0 | 0 | 0 | 0 | 0 | 0 | 0 | 0 | 0
2016-06-22 15:00 | 0 | 0 | 0 | 0 | 0 | 165140.7563 | 759662.2779 | 557079 | 0 | 0 | 0 | 0 | 1378635.4982 | 4459060.5728 | 0 | 0 | 0 | 0 | 0 | 0 | 0 | 0 | 0 | 0 | 0 | 0 | 0 | 0 | 0 | 0 | 251998.3149 | 115725.7193 | 0 | 0 | 0 | 0 | 0 | 0 | 0 | 0 | 0 | 0 | 0 | 0 | 0 | 0 | 0
2016-06-22 16:00 | 0 | 0 | 0 | 0 | 0 | 136129.9323 | 813685.1019 | 582091 | 0 | 0 | 0 | 0 | 1630633.8132 | 4574786.2921 | 0 | 0 | 0 | 0 | 0 | 0 | 0 | 0 | 0 | 0 | 0 | 0 | 0 | 0 | 0 | 0 | 251998.3149 | 115725.7193 | 0 | 0 | 0 | 0 | 0 | 0 | 0 | 0 | 0 | 0 | 0 | 0 | 0 | 0 | 0
2016-06-22 17:00 | 0 | 0 | 0 | 0 | 0 | 0 | 826622.0762 | 604925 | 0 | 0 | 0 | 0 | 1882632.1281 | 4544485.0534 | 0 | 0 | 0 | 0 | 0 | 0 | 0 | 0 | 0 | 0 | 0 | 0 | 0 | 0 | 0 | 0 | 251998.3149 | -30301.2388 | 0 | 0 | 0 | 0 | 0 | 0 | 0 | 0 | 0 | 0 | 0 | 0 | 0 | 0 | 0
2016-06-22 18:00 | 0 | 0 | 0 | 0 | 0 | 0 | 822139.262 | 623197 | 0 | 0 | 0 | 0 | 2134630.4431 | 4491429.0004 | 0 | 0 | 0 | 0 | 0 | 0 | 0 | 0 | 0 | 0 | 0 | 0 | 0 | 0 | 0 | 0 | 251998.3149 | -53056.0529 | 0 | 0 | 0 | 0 | 0 | 0 | 0 | 0 | 0 | 0 | 0 | 0 | 0 | 0 | 0
2016-06-22 19:00 | 0 | 0 | 0 | 0 | 0 | 163390.0707 | 808762.5359 | 636797 | 0 | 0 | 0 | 0 | 2386628.758 | 4574786.2921 | 0 | 0 | 0 | 0 | 0 | 0 | 0 | 0 | 0 | 0 | 0 | 0 | 0 | 0 | 0 | 0 | 251998.3149 | 83357.2917 | 0 | 0 | 0 | 0 | 0 | 0 | 0 | 0 | 0 | 0 | 0 | 0 | 0 | 0 | 0
2016-06-22 20:00 | 0 | 0 | 0 | 0 | 0 | 0 | 798020.0172 | 648742 | 0 | 0 | 0 | 0 | 2638627.073 | 4472065.9944 | 0 | 0 | 0 | 0 | 0 | 0 | 0 | 0 | 0 | 0 | 0 | 0 | 0 | 0 | 0 | 0 | 251998.3149 | -102720.2977 | 0 | 0 | 0 | 0 | 0 | 0 | 0 | 0 | 0 | 0 | 0 | 0 | 0 | 0 | 0
2016-06-22 21:00 | 0 | 0 | 0 | 0 | 0 | 0 | 782068.8126 | 653933 | 0 | 0 | 0 | 0 | 2882488.6048 | 4356340.2751 | 0 | 0 | 0 | 0 | 0 | 0 | 0 | 0 | 0 | 0 | 0 | 0 | 0 | 0 | 0 | 0 | 243861.5319 | -115725.7193 | 0 | 0 | 0 | 0 | 0 | 0 | 0 | 0 | 0 | 0 | 0 | 0 | 0 | 0 | 0
2016-06-22 22:00 | 0 | 0 | 0 | 0 | 0 | 0 | 745234.8549 | 651094 | 0 | 0 | 0 | 0 | 2882488.6048 | 4450481.13 | 0 | 0 | 0 | 0 | 0 | 0 | 0 | 0 | 0 | 0 | 0 | 0 | 0 | 0 | 0 | 0 | 0 | 94140.8549 | 0 | 0 | 0 | 0 | 0 | 0 | 0 | 0 | 0 | 0 | 0 | 0 | 0 | 0 | 0
2016-06-22 23:00 | 0 | 0 | 0 | 0 | 0 | 0 | 668947.0211 | 640266 | 0 | 0 | 0 | 0 | 2882488.6048 | 4479162.1511 | 0 | 0 | 0 | 0 | 0 | 0 | 0 | 0 | 0 | 0 | 0 | 0 | 0 | 0 | 0 | 0 | 0 | 28681.0211 | 0 | 0 | 0 | 0 | 0 | 0 | 0 | 0 | 0 | 0 | 0 | 0 | 0 | 0 | 0
2016-06-23 | 0 | 0 | 0 | 0 | 0 | 0 | 539700.6166 | 623630 | 0 | 0 | 0 | 0 | 2702935.0804 | 4574786.2921 | 0 | 0 | 0 | 0 | 0 | 0 | 0 | 0 | 0 | 0 | 0 | 0 | 0 | 0 | 0 | 0 | -179553.5244 | 95624.141 | 0 | 0 | 0 | 0 | 0 | 0 | 0 | 0 | 0 | 0 | 0 | 0 | 0 | 0 | 0
2016-06-23 01:00 | 0 | 0 | 0 | 0 | 0 | 246683.7501 | 304911.8542 | 607473 | 0 | 0 | 0 | 0 | 2647057.6847 | 4574786.2921 | 0 | 0 | 0 | 0 | 0 | 0 | 0 | 0 | 0 | 0 | 0 | 0 | 0 | 0 | 0 | 0 | -55877.3958 | 0 | 0 | 0 | 0 | 0 | 0 | 0 | 0 | 0 | 0 | 0 | 0 | 0 | 0 | 0 | 0
2016-06-23 02:00 | 0 | 0 | 0 | 0 | 0 | 578601.7366 | 52551.4078 | 579275 | 0 | 0 | 0 | 0 | 2698935.829 | 4574786.2921 | 0 | 0 | 0 | 0 | 0 | 0 | 0 | 0 | 0 | 0 | 0 | 0 | 0 | 0 | 0 | 0 | 51878.1444 | 0 | 0 | 0 | 0 | 0 | 0 | 0 | 0 | 0 | 0 | 0 | 0 | 0 | 0 | 0 | 0
2016-06-23 03:00 | 0 | 0 | 0 | 0 | 0 | 608949.8336 | 4.2229 | 541127 | 0 | 0 | 0 | 0 | 2882488.6048 | 4459060.5728 | 0 | 0 | 0 | 0 | 0 | 0 | 0 | 0 | 0 | 0 | 0 | 0 | 0 | 0 | 0 | 0 | 183552.7758 | -115725.7193 | 0 | 0 | 0 | 0 | 0 | 0 | 0 | 0 | 0 | 0 | 0 | 0 | 0 | 0 | 0
2016-06-23 04:00 | 0 | 0 | 0 | 0 | 0 | 369092.4044 | 0 | 505365 | 0 | 0 | 0 | 0 | 2630490.2899 | 4574786.2921 | 0 | 0 | 0 | 0 | 0 | 0 | 0 | 0 | 0 | 0 | 0 | 0 | 0 | 0 | 0 | 0 | -251998.3149 | 115725.7193 | 0 | 0 | 0 | 0 | 0 | 0 | 0 | 0 | 0 | 0 | 0 | 0 | 0 | 0 | 0
2016-06-23 05:00 | 0 | 0 | 0 | 0 | 0 | 107193.9658 | 0 | 474918 | 0 | 0 | 0 | 0 | 2378491.975 | 4459060.5728 | 0 | 0 | 0 | 0 | 0 | 0 | 0 | 0 | 0 | 0 | 0 | 0 | 0 | 0 | 0 | 0 | -251998.3149 | -115725.7193 | 0 | 0 | 0 | 0 | 0 | 0 | 0 | 0 | 0 | 0 | 0 | 0 | 0 | 0 | 0
2016-06-23 06:00 | 0 | 0 | 0 | 0 | 0 | 81889.9658 | 0 | 449614 | 0 | 0 | 0 | 0 | 2126493.66 | 4343334.8535 | 0 | 0 | 0 | 0 | 0 | 0 | 0 | 0 | 0 | 0 | 0 | 0 | 0 | 0 | 0 | 0 | -251998.3149 | -115725.7193 | 0 | 0 | 0 | 0 | 0 | 0 | 0 | 0 | 0 | 0 | 0 | 0 | 0 | 0 | 0
2016-06-23 07:00 | 0 | 0 | 0 | 0 | 0 | 63250.9658 | 0 | 430975 | 0 | 0 | 0 | 0 | 1874495.3451 | 4227609.1342 | 0 | 0 | 0 | 0 | 0 | 0 | 0 | 0 | 0 | 0 | 0 | 0 | 0 | 0 | 0 | 0 | -251998.3149 | -115725.7193 | 0 | 0 | 0 | 0 | 0 | 0 | 0 | 0 | 0 | 0 | 0 | 0 | 0 | 0 | 0
2016-06-23 08:00 | 0 | 0 | 0 | 0 | 0 | 430643.7456 | 0 | 420920 | 0 | 0 | 0 | 0 | 1999944.81 | 4111883.4149 | 0 | 0 | 0 | 0 | 0 | 0 | 0 | 0 | 0 | 0 | 0 | 0 | 0 | 0 | 0 | 0 | 125449.4649 | -115725.7193 | 0 | 0 | 0 | 0 | 0 | 0 | 0 | 0 | 0 | 0 | 0 | 0 | 0 | 0 | 0
2016-06-23 09:00 | 0 | 0 | 0 | 0 | 0 | 54911.9658 | 0 | 422636 | 0 | 0 | 0 | 0 | 1747946.495 | 3996157.6956 | 0 | 0 | 0 | 0 | 0 | 0 | 0 | 0 | 0 | 0 | 0 | 0 | 0 | 0 | 0 | 0 | -251998.3149 | -115725.7193 | 0 | 0 | 0 | 0 | 0 | 0 | 0 | 0 | 0 | 0 | 0 | 0 | 0 | 0 | 0
2016-06-23 10:00 | 0 | 0 | 0 | 0 | 0 | 67899.9658 | 0 | 435624 | 0 | 0 | 0 | 0 | 1495948.1801 | 3880431.9763 | 0 | 0 | 0 | 0 | 0 | 0 | 0 | 0 | 0 | 0 | 0 | 0 | 0 | 0 | 0 | 0 | -251998.3149 | -115725.7193 | 0 | 0 | 0 | 0 | 0 | 0 | 0 | 0 | 0 | 0 | 0 | 0 | 0 | 0 | 0
2016-06-23 11:00 | 0 | 0 | 0 | 0 | 0 | 274055.8766 | 1.9386 | 453506 | 0 | 0 | 0 | 0 | 1432225.7145 | 3764706.257 | 0 | 0 | 0 | 0 | 0 | 0 | 0 | 0 | 0 | 0 | 0 | 0 | 0 | 0 | 0 | 0 | -63722.4656 | -115725.7193 | 0 | 0 | 0 | 0 | 0 | 0 | 0 | 0 | 0 | 0 | 0 | 0 | 0 | 0 | 0
2016-06-23 12:00 | 0 | 0 | 0 | 0 | 0 | 171831.1927 | 119715.4629 | 476162 | 0 | 0 | 0 | 0 | 1180227.3996 | 3832089.2276 | 0 | 0 | 0 | 0 | 0 | 0 | 0 | 0 | 0 | 0 | 0 | 0 | 0 | 0 | 0 | 0 | -251998.3149 | 67382.9705 | 0 | 0 | 0 | 0 | 0 | 0 | 0 | 0 | 0 | 0 | 0 | 0 | 0 | 0 | 0
2016-06-23 13:00 | 0 | 0 | 0 | 0 | 0 | 0 | 452939.3256 | 503574 | 0 | 0 | 0 | 0 | 1245318.4444 | 3716363.5083 | 0 | 0 | 0 | 0 | 0 | 0 | 0 | 0 | 0 | 0 | 0 | 0 | 0 | 0 | 0 | 0 | 65091.0449 | -115725.7193 | 0 | 0 | 0 | 0 | 0 | 0 | 0 | 0 | 0 | 0 | 0 | 0 | 0 | 0 | 0
2016-06-23 14:00 | 0 | 0 | 0 | 0 | 0 | 0 | 649244.5546 | 533806 | 0 | 0 | 0 | 0 | 1476482.7183 | 3600637.789 | 0 | 0 | 0 | 0 | 0 | 0 | 0 | 0 | 0 | 0 | 0 | 0 | 0 | 0 | 0 | 0 | 231164.2738 | -115725.7193 | 0 | 0 | 0 | 0 | 0 | 0 | 0 | 0 | 0 | 0 | 0 | 0 | 0 | 0 | 0
2016-06-23 15:00 | 0 | 0 | 0 | 0 | 0 | 0 | 738591.0449 | 562667 | 0 | 0 | 0 | 0 | 1536681.0439 | 3716363.5083 | 0 | 0 | 0 | 0 | 0 | 0 | 0 | 0 | 0 | 0 | 0 | 0 | 0 | 0 | 0 | 0 | 60198.3256 | 115725.7193 | 0 | 0 | 0 | 0 | 0 | 0 | 0 | 0 | 0 | 0 | 0 | 0 | 0 | 0 | 0
2016-06-23 16:00 | 0 | 0 | 0 | 0 | 0 | 0 | 783144.9058 | 586908 | 0 | 0 | 0 | 0 | 1788679.3588 | 3660602.0991 | 0 | 0 | 0 | 0 | 0 | 0 | 0 | 0 | 0 | 0 | 0 | 0 | 0 | 0 | 0 | 0 | 251998.3149 | -55761.4092 | 0 | 0 | 0 | 0 | 0 | 0 | 0 | 0 | 0 | 0 | 0 | 0 | 0 | 0 | 0
2016-06-23 17:00 | 0 | 0 | 0 | 0 | 0 | 0 | 797259.6903 | 609543 | 0 | 0 | 0 | 0 | 1860670.3299 | 3776327.8184 | 0 | 0 | 0 | 0 | 0 | 0 | 0 | 0 | 0 | 0 | 0 | 0 | 0 | 0 | 0 | 0 | 71990.9711 | 115725.7193 | 0 | 0 | 0 | 0 | 0 | 0 | 0 | 0 | 0 | 0 | 0 | 0 | 0 | 0 | 0
2016-06-23 18:00 | 0 | 0 | 0 | 0 | 0 | 65570.3248 | 790653.5063 | 626573 | 0 | 0 | 0 | 0 | 1974595.4416 | 3892053.5377 | 0 | 0 | 0 | 0 | 0 | 0 | 0 | 0 | 0 | 0 | 0 | 0 | 0 | 0 | 0 | 0 | 113925.1118 | 115725.7193 | 0 | 0 | 0 | 0 | 0 | 0 | 0 | 0 | 0 | 0 | 0 | 0 | 0 | 0 | 0
2016-06-23 19:00 | 0 | 0 | 0 | 0 | 0 | 0 | 779615.1927 | 639206 | 0 | 0 | 0 | 0 | 2226593.7566 | 3780464.4154 | 0 | 0 | 0 | 0 | 0 | 0 | 0 | 0 | 0 | 0 | 0 | 0 | 0 | 0 | 0 | 0 | 251998.3149 | -111589.1223 | 0 | 0 | 0 | 0 | 0 | 0 | 0 | 0 | 0 | 0 | 0 | 0 | 0 | 0 | 0
2016-06-23 20:00 | 0 | 0 | 0 | 0 | 0 | 135932.5709 | 769233.2348 | 646663 | 0 | 0 | 0 | 0 | 2369370.843 | 3896190.1347 | 0 | 0 | 0 | 0 | 0 | 0 | 0 | 0 | 0 | 0 | 0 | 0 | 0 | 0 | 0 | 0 | 142777.0864 | 115725.7193 | 0 | 0 | 0 | 0 | 0 | 0 | 0 | 0 | 0 | 0 | 0 | 0 | 0 | 0 | 0
2016-06-23 21:00 | 0 | 0 | 0 | 0 | 0 | 35518.6955 | 749275.9002 | 648522 | 0 | 0 | 0 | 0 | 2621369.1579 | 3780464.4154 | 0 | 0 | 0 | 0 | 0 | 0 | 0 | 0 | 0 | 0 | 0 | 0 | 0 | 0 | 0 | 0 | 251998.3149 | -115725.7193 | 0 | 0 | 0 | 0 | 0 | 0 | 0 | 0 | 0 | 0 | 0 | 0 | 0 | 0 | 0
2016-06-23 22:00 | 0 | 0 | 0 | 0 | 0 | 156258.6937 | 714119.8088 | 641842 | 0 | 0 | 0 | 0 | 2734179.9411 | 3896190.1347 | 0 | 0 | 0 | 0 | 0 | 0 | 0 | 0 | 0 | 0 | 0 | 0 | 0 | 0 | 0 | 0 | 112810.7832 | 115725.7193 | 0 | 0 | 0 | 0 | 0 | 0 | 0 | 0 | 0 | 0 | 0 | 0 | 0 | 0 | 0
2016-06-23 23:00 | 0 | 0 | 0 | 0 | 0 | 0 | 639071.0681 | 627035 | 0 | 0 | 0 | 0 | 2630490.2899 | 4011915.854 | 0 | 0 | 0 | 0 | 0 | 0 | 0 | 0 | 0 | 0 | 0 | 0 | 0 | 0 | 0 | 0 | -103689.6512 | 115725.7193 | 0 | 0 | 0 | 0 | 0 | 0 | 0 | 0 | 0 | 0 | 0 | 0 | 0 | 0 | 0
2016-06-24 | 0 | 0 | 0 | 0 | 0 | 260384.336 | 512437.3486 | 610069 | 0 | 0 | 0 | 0 | 2882488.6048 | 3922670.2237 | 0 | 0 | 0 | 0 | 0 | 0 | 0 | 0 | 0 | 0 | 0 | 0 | 0 | 0 | 0 | 0 | 251998.3149 | -89245.6303 | 0 | 0 | 0 | 0 | 0 | 0 | 0 | 0 | 0 | 0 | 0 | 0 | 0 | 0 | 0
2016-06-24 01:00 | 0 | 0 | 0 | 0 | 0 | 0 | 311489.1159 | 593801 | 0 | 0 | 0 | 0 | 2709605.8452 | 3813241.0992 | 0 | 0 | 0 | 0 | 0 | 0 | 0 | 0 | 0 | 0 | 0 | 0 | 0 | 0 | 0 | 0 | -172882.7596 | -109429.1245 | 0 | 0 | 0 | 0 | 0 | 0 | 0 | 0 | 0 | 0 | 0 | 0 | 0 | 0 | 0
2016-06-24 02:00 | 0 | 0 | 0 | 0 | 0 | 575377.8614 | 49679.179 | 567900 | 0 | 0 | 0 | 0 | 2882488.6048 | 3697515.3799 | 0 | 0 | 0 | 0 | 0 | 0 | 0 | 0 | 0 | 0 | 0 | 0 | 0 | 0 | 0 | 0 | 172882.7596 | -115725.7193 | 0 | 0 | 0 | 0 | 0 | 0 | 0 | 0 | 0 | 0 | 0 | 0 | 0 | 0 | 0
2016-06-24 03:00 | 0 | 0 | 0 | 0 | 0 | 394193.2653 | 4.1391 | 530470 | 0 | 0 | 0 | 0 | 2630490.2899 | 3813241.0992 | 0 | 0 | 0 | 0 | 0 | 0 | 0 | 0 | 0 | 0 | 0 | 0 | 0 | 0 | 0 | 0 | -251998.3149 | 115725.7193 | 0 | 0 | 0 | 0 | 0 | 0 | 0 | 0 | 0 | 0 | 0 | 0 | 0 | 0 | 0
2016-06-24 04:00 | 0 | 0 | 0 | 0 | 0 | 127824.9658 | 0 | 495549 | 0 | 0 | 0 | 0 | 2378491.975 | 3697515.3799 | 0 | 0 | 0 | 0 | 0 | 0 | 0 | 0 | 0 | 0 | 0 | 0 | 0 | 0 | 0 | 0 | -251998.3149 | -115725.7193 | 0 | 0 | 0 | 0 | 0 | 0 | 0 | 0 | 0 | 0 | 0 | 0 | 0 | 0 | 0
2016-06-24 05:00 | 0 | 0 | 0 | 0 | 0 | 97214.9658 | 0 | 464939 | 0 | 0 | 0 | 0 | 2126493.66 | 3581789.6606 | 0 | 0 | 0 | 0 | 0 | 0 | 0 | 0 | 0 | 0 | 0 | 0 | 0 | 0 | 0 | 0 | -251998.3149 | -115725.7193 | 0 | 0 | 0 | 0 | 0 | 0 | 0 | 0 | 0 | 0 | 0 | 0 | 0 | 0 | 0
2016-06-24 06:00 | 0 | 0 | 0 | 0 | 0 | 71800.9658 | 0 | 439525 | 0 | 0 | 0 | 0 | 1874495.3451 | 3466063.9413 | 0 | 0 | 0 | 0 | 0 | 0 | 0 | 0 | 0 | 0 | 0 | 0 | 0 | 0 | 0 | 0 | -251998.3149 | -115725.7193 | 0 | 0 | 0 | 0 | 0 | 0 | 0 | 0 | 0 | 0 | 0 | 0 | 0 | 0 | 0
2016-06-24 07:00 | 0 | 0 | 0 | 0 | 0 | 485998.4299 | 0 | 421376 | 0 | 0 | 0 | 0 | 2054843.4942 | 3350338.222 | 0 | 0 | 0 | 0 | 0 | 0 | 0 | 0 | 0 | 0 | 0 | 0 | 0 | 0 | 0 | 0 | 180348.1492 | -115725.7193 | 0 | 0 | 0 | 0 | 0 | 0 | 0 | 0 | 0 | 0 | 0 | 0 | 0 | 0 | 0
2016-06-24 08:00 | 0 | 0 | 0 | 0 | 0 | 275812.4044 | 0 | 412085 | 0 | 0 | 0 | 0 | 1802845.1793 | 3466063.9413 | 0 | 0 | 0 | 0 | 0 | 0 | 0 | 0 | 0 | 0 | 0 | 0 | 0 | 0 | 0 | 0 | -251998.3149 | 115725.7193 | 0 | 0 | 0 | 0 | 0 | 0 | 0 | 0 | 0 | 0 | 0 | 0 | 0 | 0 | 0
2016-06-24 09:00 | 0 | 0 | 0 | 0 | 0 | 45710.9658 | 0 | 413435 | 0 | 0 | 0 | 0 | 1550846.8644 | 3350338.222 | 0 | 0 | 0 | 0 | 0 | 0 | 0 | 0 | 0 | 0 | 0 | 0 | 0 | 0 | 0 | 0 | -251998.3149 | -115725.7193 | 0 | 0 | 0 | 0 | 0 | 0 | 0 | 0 | 0 | 0 | 0 | 0 | 0 | 0 | 0
2016-06-24 10:00 | 0 | 0 | 0 | 0 | 0 | 56519.9658 | 0 | 424244 | 0 | 0 | 0 | 0 | 1298848.5494 | 3234612.5027 | 0 | 0 | 0 | 0 | 0 | 0 | 0 | 0 | 0 | 0 | 0 | 0 | 0 | 0 | 0 | 0 | -251998.3149 | -115725.7193 | 0 | 0 | 0 | 0 | 0 | 0 | 0 | 0 | 0 | 0 | 0 | 0 | 0 | 0 | 0
2016-06-24 11:00 | 0 | 0 | 0 | 0 | 0 | 355382.723 | 2.6721 | 440458 | 0 | 0 | 0 | 0 | 1329501.6637 | 3118886.7835 | 0 | 0 | 0 | 0 | 0 | 0 | 0 | 0 | 0 | 0 | 0 | 0 | 0 | 0 | 0 | 0 | 30653.1143 | -115725.7193 | 0 | 0 | 0 | 0 | 0 | 0 | 0 | 0 | 0 | 0 | 0 | 0 | 0 | 0 | 0
2016-06-24 12:00 | 0 | 0 | 0 | 0 | 0 | 223634.2175 | 112254.1958 | 463708 | 0 | 0 | 0 | 0 | 1317407.7964 | 3003161.0642 | 0 | 0 | 0 | 0 | 0 | 0 | 0 | 0 | 0 | 0 | 0 | 0 | 0 | 0 | 0 | 0 | -12093.8674 | -115725.7193 | 0 | 0 | 0 | 0 | 0 | 0 | 0 | 0 | 0 | 0 | 0 | 0 | 0 | 0 | 0
2016-06-24 13:00 | 0 | 0 | 0 | 0 | 0 | 0 | 441688.1206 | 493073 | 0 | 0 | 0 | 0 | 1381748.6363 | 2887435.3449 | 0 | 0 | 0 | 0 | 0 | 0 | 0 | 0 | 0 | 0 | 0 | 0 | 0 | 0 | 0 | 0 | 64340.8399 | -115725.7193 | 0 | 0 | 0 | 0 | 0 | 0 | 0 | 0 | 0 | 0 | 0 | 0 | 0 | 0 | 0
2016-06-24 14:00 | 0 | 0 | 0 | 0 | 0 | 254047.3241 | 639554.7101 | 525878 | 0 | 0 | 0 | 0 | 1633746.9513 | 3003161.0642 | 0 | 0 | 0 | 0 | 0 | 0 | 0 | 0 | 0 | 0 | 0 | 0 | 0 | 0 | 0 | 0 | 251998.3149 | 115725.7193 | 0 | 0 | 0 | 0 | 0 | 0 | 0 | 0 | 0 | 0 | 0 | 0 | 0 | 0 | 0
2016-06-24 15:00 | 0 | 0 | 0 | 0 | 0 | 0 | 746048.7931 | 555545 | 0 | 0 | 0 | 0 | 1708525.0251 | 3118886.7835 | 0 | 0 | 0 | 0 | 0 | 0 | 0 | 0 | 0 | 0 | 0 | 0 | 0 | 0 | 0 | 0 | 74778.0738 | 115725.7193 | 0 | 0 | 0 | 0 | 0 | 0 | 0 | 0 | 0 | 0 | 0 | 0 | 0 | 0 | 0
2016-06-24 16:00 | 0 | 0 | 0 | 0 | 0 | 0 | 803348.9383 | 580705 | 0 | 0 | 0 | 0 | 1960523.34 | 3089532.4068 | 0 | 0 | 0 | 0 | 0 | 0 | 0 | 0 | 0 | 0 | 0 | 0 | 0 | 0 | 0 | 0 | 251998.3149 | -29354.3767 | 0 | 0 | 0 | 0 | 0 | 0 | 0 | 0 | 0 | 0 | 0 | 0 | 0 | 0 | 0
2016-06-24 17:00 | 0 | 0 | 0 | 0 | 0 | 141356.0631 | 828802.9712 | 602435 | 0 | 0 | 0 | 0 | 2212521.655 | 3205258.1261 | 0 | 0 | 0 | 0 | 0 | 0 | 0 | 0 | 0 | 0 | 0 | 0 | 0 | 0 | 0 | 0 | 251998.3149 | 115725.7193 | 0 | 0 | 0 | 0 | 0 | 0 | 0 | 0 | 0 | 0 | 0 | 0 | 0 | 0 | 0
2016-06-24 18:00 | 0 | 0 | 0 | 0 | 0 | 0 | 824244.9291 | 619693 | 0 | 0 | 0 | 0 | 2301347.8648 | 3320983.8454 | 0 | 0 | 0 | 0 | 0 | 0 | 0 | 0 | 0 | 0 | 0 | 0 | 0 | 0 | 0 | 0 | 88826.2098 | 115725.7193 | 0 | 0 | 0 | 0 | 0 | 0 | 0 | 0 | 0 | 0 | 0 | 0 | 0 | 0 | 0
2016-06-24 19:00 | 0 | 0 | 0 | 0 | 0 | 0 | 812104.6806 | 630709 | 0 | 0 | 0 | 0 | 2367017.8261 | 3436709.5647 | 0 | 0 | 0 | 0 | 0 | 0 | 0 | 0 | 0 | 0 | 0 | 0 | 0 | 0 | 0 | 0 | 65669.9613 | 115725.7193 | 0 | 0 | 0 | 0 | 0 | 0 | 0 | 0 | 0 | 0 | 0 | 0 | 0 | 0 | 0
2016-06-24 20:00 | 0 | 0 | 0 | 0 | 0 | 207613.2911 | 798605.7431 | 638495 | 0 | 0 | 0 | 0 | 2619016.141 | 3552435.284 | 0 | 0 | 0 | 0 | 0 | 0 | 0 | 0 | 0 | 0 | 0 | 0 | 0 | 0 | 0 | 0 | 251998.3149 | 115725.7193 | 0 | 0 | 0 | 0 | 0 | 0 | 0 | 0 | 0 | 0 | 0 | 0 | 0 | 0 | 0
2016-06-24 21:00 | 0 | 0 | 0 | 0 | 0 | 232538.0362 | 775875.998 | 640690 | 0 | 0 | 0 | 0 | 2871014.456 | 3668161.0033 | 0 | 0 | 0 | 0 | 0 | 0 | 0 | 0 | 0 | 0 | 0 | 0 | 0 | 0 | 0 | 0 | 251998.3149 | 115725.7193 | 0 | 0 | 0 | 0 | 0 | 0 | 0 | 0 | 0 | 0 | 0 | 0 | 0 | 0 | 0
2016-06-24 22:00 | 0 | 0 | 0 | 0 | 0 | 0 | 732865.2217 | 633972 | 0 | 0 | 0 | 0 | 2854181.9584 | 3783886.7226 | 0 | 0 | 0 | 0 | 0 | 0 | 0 | 0 | 0 | 0 | 0 | 0 | 0 | 0 | 0 | 0 | -16832.4976 | 115725.7193 | 0 | 0 | 0 | 0 | 0 | 0 | 0 | 0 | 0 | 0 | 0 | 0 | 0 | 0 | 0
2016-06-24 23:00 | 0 | 0 | 0 | 0 | 0 | 0 | 652588.9868 | 618931 | 0 | 0 | 0 | 0 | 2853997.0466 | 3817729.621 | 0 | 0 | 0 | 0 | 0 | 0 | 0 | 0 | 0 | 0 | 0 | 0 | 0 | 0 | 0 | 0 | -184.9117 | 33842.8985 | 0 | 0 | 0 | 0 | 0 | 0 | 0 | 0 | 0 | 0 | 0 | 0 | 0 | 0 | 0
2016-06-25 | 0 | 0 | 0 | 0 | 0 | 0 | 512632.8389 | 599867 | 0 | 0 | 0 | 0 | 2882488.6048 | 3702003.9017 | 0 | 0 | 0 | 0 | 0 | 0 | 0 | 0 | 0 | 0 | 0 | 0 | 0 | 0 | 0 | 0 | 28491.5582 | -115725.7193 | 0 | 0 | 0 | 0 | 0 | 0 | 0 | 0 | 0 | 0 | 0 | 0 | 0 | 0 | 0
2016-06-25 01:00 | 0 | 0 | 0 | 0 | 0 | 0 | 303734.9943 | 582333 | 0 | 0 | 0 | 0 | 2719616.3184 | 3586278.1825 | 0 | 0 | 0 | 0 | 0 | 0 | 0 | 0 | 0 | 0 | 0 | 0 | 0 | 0 | 0 | 0 | -162872.2864 | -115725.7193 | 0 | 0 | 0 | 0 | 0 | 0 | 0 | 0 | 0 | 0 | 0 | 0 | 0 | 0 | 0
2016-06-25 02:00 | 0 | 0 | 0 | 0 | 0 | 377882.0774 | 42831.3269 | 556986 | 0 | 0 | 0 | 0 | 2467618.0035 | 3702003.9017 | 0 | 0 | 0 | 0 | 0 | 0 | 0 | 0 | 0 | 0 | 0 | 0 | 0 | 0 | 0 | 0 | -251998.3149 | 115725.7193 | 0 | 0 | 0 | 0 | 0 | 0 | 0 | 0 | 0 | 0 | 0 | 0 | 0 | 0 | 0
2016-06-25 03:00 | 0 | 0 | 0 | 0 | 0 | 387171.5167 | 3.8876 | 523448 | 0 | 0 | 0 | 0 | 2215619.6885 | 3817729.621 | 0 | 0 | 0 | 0 | 0 | 0 | 0 | 0 | 0 | 0 | 0 | 0 | 0 | 0 | 0 | 0 | -251998.3149 | 115725.7193 | 0 | 0 | 0 | 0 | 0 | 0 | 0 | 0 | 0 | 0 | 0 | 0 | 0 | 0 | 0
2016-06-25 04:00 | 0 | 0 | 0 | 0 | 0 | 121014.9658 | 0 | 488739 | 0 | 0 | 0 | 0 | 1963621.3736 | 3702003.9017 | 0 | 0 | 0 | 0 | 0 | 0 | 0 | 0 | 0 | 0 | 0 | 0 | 0 | 0 | 0 | 0 | -251998.3149 | -115725.7193 | 0 | 0 | 0 | 0 | 0 | 0 | 0 | 0 | 0 | 0 | 0 | 0 | 0 | 0 | 0
2016-06-25 05:00 | 0 | 0 | 0 | 0 | 0 | 91035.9658 | 0 | 458760 | 0 | 0 | 0 | 0 | 1711623.0587 | 3586278.1825 | 0 | 0 | 0 | 0 | 0 | 0 | 0 | 0 | 0 | 0 | 0 | 0 | 0 | 0 | 0 | 0 | -251998.3149 | -115725.7193 | 0 | 0 | 0 | 0 | 0 | 0 | 0 | 0 | 0 | 0 | 0 | 0 | 0 | 0 | 0
2016-06-25 06:00 | 0 | 0 | 0 | 0 | 0 | 66641.9658 | 0 | 434366 | 0 | 0 | 0 | 0 | 1459624.7437 | 3470552.4632 | 0 | 0 | 0 | 0 | 0 | 0 | 0 | 0 | 0 | 0 | 0 | 0 | 0 | 0 | 0 | 0 | -251998.3149 | -115725.7193 | 0 | 0 | 0 | 0 | 0 | 0 | 0 | 0 | 0 | 0 | 0 | 0 | 0 | 0 | 0
2016-06-25 07:00 | 0 | 0 | 0 | 0 | 0 | 551700.5956 | 0 | 415428 | 0 | 0 | 0 | 0 | 1711623.0587 | 3354826.7439 | 0 | 0 | 0 | 0 | 0 | 0 | 0 | 0 | 0 | 0 | 0 | 0 | 0 | 0 | 0 | 0 | 251998.3149 | -115725.7193 | 0 | 0 | 0 | 0 | 0 | 0 | 0 | 0 | 0 | 0 | 0 | 0 | 0 | 0 | 0
2016-06-25 08:00 | 0 | 0 | 0 | 0 | 0 | 267201.4044 | 0 | 403474 | 0 | 0 | 0 | 0 | 1459624.7437 | 3470552.4632 | 0 | 0 | 0 | 0 | 0 | 0 | 0 | 0 | 0 | 0 | 0 | 0 | 0 | 0 | 0 | 0 | -251998.3149 | 115725.7193 | 0 | 0 | 0 | 0 | 0 | 0 | 0 | 0 | 0 | 0 | 0 | 0 | 0 | 0 | 0
2016-06-25 09:00 | 0 | 0 | 0 | 0 | 0 | 30481.9658 | 0 | 398206 | 0 | 0 | 0 | 0 | 1207626.4288 | 3354826.7439 | 0 | 0 | 0 | 0 | 0 | 0 | 0 | 0 | 0 | 0 | 0 | 0 | 0 | 0 | 0 | 0 | -251998.3149 | -115725.7193 | 0 | 0 | 0 | 0 | 0 | 0 | 0 | 0 | 0 | 0 | 0 | 0 | 0 | 0 | 0
2016-06-25 10:00 | 0 | 0 | 0 | 0 | 0 | 28712.9658 | 0 | 396437 | 0 | 0 | 0 | 0 | 955628.1138 | 3239101.0246 | 0 | 0 | 0 | 0 | 0 | 0 | 0 | 0 | 0 | 0 | 0 | 0 | 0 | 0 | 0 | 0 | -251998.3149 | -115725.7193 | 0 | 0 | 0 | 0 | 0 | 0 | 0 | 0 | 0 | 0 | 0 | 0 | 0 | 0 | 0
2016-06-25 11:00 | 0 | 0 | 0 | 0 | 0 | 531861.7083 | 10.0282 | 406211 | 0 | 0 | 0 | 0 | 965563.131 | 3354826.7439 | 0 | 0 | 0 | 0 | 0 | 0 | 0 | 0 | 0 | 0 | 0 | 0 | 0 | 0 | 0 | 0 | 9935.0172 | 115725.7193 | 0 | 0 | 0 | 0 | 0 | 0 | 0 | 0 | 0 | 0 | 0 | 0 | 0 | 0 | 0
2016-06-25 12:00 | 0 | 0 | 0 | 0 | 0 | 455604.0471 | 110846.089 | 429393 | 0 | 0 | 0 | 0 | 1217561.446 | 3239885.565 | 0 | 0 | 0 | 0 | 0 | 0 | 0 | 0 | 0 | 0 | 0 | 0 | 0 | 0 | 0 | 0 | 251998.3149 | -114941.1789 | 0 | 0 | 0 | 0 | 0 | 0 | 0 | 0 | 0 | 0 | 0 | 0 | 0 | 0 | 0
2016-06-25 13:00 | 0 | 0 | 0 | 0 | 0 | 0 | 441039.4846 | 460277 | 0 | 0 | 0 | 0 | 1314049.6498 | 3124159.8457 | 0 | 0 | 0 | 0 | 0 | 0 | 0 | 0 | 0 | 0 | 0 | 0 | 0 | 0 | 0 | 0 | 96488.2039 | -115725.7193 | 0 | 0 | 0 | 0 | 0 | 0 | 0 | 0 | 0 | 0 | 0 | 0 | 0 | 0 | 0
2016-06-25 14:00 | 0 | 0 | 0 | 0 | 0 | 0 | 651151.8863 | 496302 | 0 | 0 | 0 | 0 | 1566047.9648 | 3027011.4171 | 0 | 0 | 0 | 0 | 0 | 0 | 0 | 0 | 0 | 0 | 0 | 0 | 0 | 0 | 0 | 0 | 251998.3149 | -97148.4286 | 0 | 0 | 0 | 0 | 0 | 0 | 0 | 0 | 0 | 0 | 0 | 0 | 0 | 0 | 0
2016-06-25 15:00 | 0 | 0 | 0 | 0 | 0 | 0 | 758634.9528 | 529538 | 0 | 0 | 0 | 0 | 1818046.2797 | 3004110.0549 | 0 | 0 | 0 | 0 | 0 | 0 | 0 | 0 | 0 | 0 | 0 | 0 | 0 | 0 | 0 | 0 | 251998.3149 | -22901.3621 | 0 | 0 | 0 | 0 | 0 | 0 | 0 | 0 | 0 | 0 | 0 | 0 | 0 | 0 | 0
2016-06-25 16:00 | 0 | 0 | 0 | 0 | 0 | 0 | 810891.2814 | 556540 | 0 | 0 | 0 | 0 | 1956671.8418 | 3119835.7742 | 0 | 0 | 0 | 0 | 0 | 0 | 0 | 0 | 0 | 0 | 0 | 0 | 0 | 0 | 0 | 0 | 138625.5621 | 115725.7193 | 0 | 0 | 0 | 0 | 0 | 0 | 0 | 0 | 0 | 0 | 0 | 0 | 0 | 0 | 0
2016-06-25 17:00 | 0 | 0 | 0 | 0 | 0 | 0 | 827141.8426 | 577439 | 0 | 0 | 0 | 0 | 2090648.9651 | 3235561.4935 | 0 | 0 | 0 | 0 | 0 | 0 | 0 | 0 | 0 | 0 | 0 | 0 | 0 | 0 | 0 | 0 | 133977.1233 | 115725.7193 | 0 | 0 | 0 | 0 | 0 | 0 | 0 | 0 | 0 | 0 | 0 | 0 | 0 | 0 | 0
2016-06-25 18:00 | 0 | 0 | 0 | 0 | 0 | 0 | 822939.5013 | 594128 | 0 | 0 | 0 | 0 | 2342647.2801 | 3212374.6799 | 0 | 0 | 0 | 0 | 0 | 0 | 0 | 0 | 0 | 0 | 0 | 0 | 0 | 0 | 0 | 0 | 251998.3149 | -23186.8136 | 0 | 0 | 0 | 0 | 0 | 0 | 0 | 0 | 0 | 0 | 0 | 0 | 0 | 0 | 0
2016-06-25 19:00 | 0 | 0 | 0 | 0 | 0 | 169179.4449 | 806170.5893 | 607626 | 0 | 0 | 0 | 0 | 2594645.595 | 3328100.3992 | 0 | 0 | 0 | 0 | 0 | 0 | 0 | 0 | 0 | 0 | 0 | 0 | 0 | 0 | 0 | 0 | 251998.3149 | 115725.7193 | 0 | 0 | 0 | 0 | 0 | 0 | 0 | 0 | 0 | 0 | 0 | 0 | 0 | 0 | 0
2016-06-25 20:00 | 0 | 0 | 0 | 0 | 0 | 196808.6221 | 788884.4121 | 617969 | 0 | 0 | 0 | 0 | 2846643.91 | 3443826.1185 | 0 | 0 | 0 | 0 | 0 | 0 | 0 | 0 | 0 | 0 | 0 | 0 | 0 | 0 | 0 | 0 | 251998.3149 | 115725.7193 | 0 | 0 | 0 | 0 | 0 | 0 | 0 | 0 | 0 | 0 | 0 | 0 | 0 | 0 | 0
2016-06-25 21:00 | 0 | 0 | 0 | 0 | 0 | 0 | 761196.6944 | 622318 | 0 | 0 | 0 | 0 | 2869796.8851 | 3559551.8378 | 0 | 0 | 0 | 0 | 0 | 0 | 0 | 0 | 0 | 0 | 0 | 0 | 0 | 0 | 0 | 0 | 23152.9751 | 115725.7193 | 0 | 0 | 0 | 0 | 0 | 0 | 0 | 0 | 0 | 0 | 0 | 0 | 0 | 0 | 0
2016-06-25 22:00 | 0 | 0 | 0 | 0 | 0 | 0 | 710264.167 | 618800 | 0 | 0 | 0 | 0 | 2845535.3329 | 3675277.5571 | 0 | 0 | 0 | 0 | 0 | 0 | 0 | 0 | 0 | 0 | 0 | 0 | 0 | 0 | 0 | 0 | -24261.5523 | 115725.7193 | 0 | 0 | 0 | 0 | 0 | 0 | 0 | 0 | 0 | 0 | 0 | 0 | 0 | 0 | 0
2016-06-25 23:00 | 0 | 0 | 0 | 0 | 0 | 0 | 625279.7014 | 606976 | 0 | 0 | 0 | 0 | 2748113.315 | 3791003.2764 | 0 | 0 | 0 | 0 | 0 | 0 | 0 | 0 | 0 | 0 | 0 | 0 | 0 | 0 | 0 | 0 | -97422.0179 | 115725.7193 | 0 | 0 | 0 | 0 | 0 | 0 | 0 | 0 | 0 | 0 | 0 | 0 | 0 | 0 | 0
2016-06-26 | 0 | 0 | 0 | 0 | 0 | 342492.966 | 496691.0431 | 589083 | 0 | 0 | 0 | 0 | 2882488.6048 | 3906728.9957 | 0 | 0 | 0 | 0 | 0 | 0 | 0 | 0 | 0 | 0 | 0 | 0 | 0 | 0 | 0 | 0 | 134375.2899 | 115725.7193 | 0 | 0 | 0 | 0 | 0 | 0 | 0 | 0 | 0 | 0 | 0 | 0 | 0 | 0 | 0
2016-06-26 01:00 | 0 | 0 | 0 | 0 | 0 | 0 | 301348.6521 | 574644 | 0 | 0 | 0 | 0 | 2630490.2899 | 3885431.9627 | 0 | 0 | 0 | 0 | 0 | 0 | 0 | 0 | 0 | 0 | 0 | 0 | 0 | 0 | 0 | 0 | -251998.3149 | -21297.033 | 0 | 0 | 0 | 0 | 0 | 0 | 0 | 0 | 0 | 0 | 0 | 0 | 0 | 0 | 0
2016-06-26 02:00 | 0 | 0 | 0 | 0 | 0 | 618929.5872 | 55395.8679 | 551576 | 0 | 0 | 0 | 0 | 2637514.0257 | 4001157.682 | 0 | 0 | 0 | 0 | 0 | 0 | 0 | 0 | 0 | 0 | 0 | 0 | 0 | 0 | 0 | 0 | 7023.7358 | 115725.7193 | 0 | 0 | 0 | 0 | 0 | 0 | 0 | 0 | 0 | 0 | 0 | 0 | 0 | 0 | 0
2016-06-26 03:00 | 0 | 0 | 0 | 0 | 0 | 382756.0197 | 3.3846 | 519032 | 0 | 0 | 0 | 0 | 2385515.7108 | 4116883.4013 | 0 | 0 | 0 | 0 | 0 | 0 | 0 | 0 | 0 | 0 | 0 | 0 | 0 | 0 | 0 | 0 | -251998.3149 | 115725.7193 | 0 | 0 | 0 | 0 | 0 | 0 | 0 | 0 | 0 | 0 | 0 | 0 | 0 | 0 | 0
2016-06-26 04:00 | 0 | 0 | 0 | 0 | 0 | 118665.9658 | 0 | 486390 | 0 | 0 | 0 | 0 | 2133517.3958 | 4001157.682 | 0 | 0 | 0 | 0 | 0 | 0 | 0 | 0 | 0 | 0 | 0 | 0 | 0 | 0 | 0 | 0 | -251998.3149 | -115725.7193 | 0 | 0 | 0 | 0 | 0 | 0 | 0 | 0 | 0 | 0 | 0 | 0 | 0 | 0 | 0
2016-06-26 05:00 | 0 | 0 | 0 | 0 | 0 | 91304.9658 | 0 | 459029 | 0 | 0 | 0 | 0 | 1881519.0809 | 3885431.9627 | 0 | 0 | 0 | 0 | 0 | 0 | 0 | 0 | 0 | 0 | 0 | 0 | 0 | 0 | 0 | 0 | -251998.3149 | -115725.7193 | 0 | 0 | 0 | 0 | 0 | 0 | 0 | 0 | 0 | 0 | 0 | 0 | 0 | 0 | 0
2016-06-26 06:00 | 0 | 0 | 0 | 0 | 0 | 434593.7258 | 0 | 434515 | 0 | 0 | 0 | 0 | 1765872.0874 | 4001157.682 | 0 | 0 | 0 | 0 | 0 | 0 | 0 | 0 | 0 | 0 | 0 | 0 | 0 | 0 | 0 | 0 | -115646.9935 | 115725.7193 | 0 | 0 | 0 | 0 | 0 | 0 | 0 | 0 | 0 | 0 | 0 | 0 | 0 | 0 | 0
2016-06-26 07:00 | 0 | 0 | 0 | 0 | 0 | 409439.7804 | 0 | 415502 | 0 | 0 | 0 | 0 | 1875535.5871 | 3885431.9627 | 0 | 0 | 0 | 0 | 0 | 0 | 0 | 0 | 0 | 0 | 0 | 0 | 0 | 0 | 0 | 0 | 109663.4997 | -115725.7193 | 0 | 0 | 0 | 0 | 0 | 0 | 0 | 0 | 0 | 0 | 0 | 0 | 0 | 0 | 0
2016-06-26 08:00 | 0 | 0 | 0 | 0 | 0 | 34393.9658 | 0 | 402118 | 0 | 0 | 0 | 0 | 1623537.2721 | 3769706.2434 | 0 | 0 | 0 | 0 | 0 | 0 | 0 | 0 | 0 | 0 | 0 | 0 | 0 | 0 | 0 | 0 | -251998.3149 | -115725.7193 | 0 | 0 | 0 | 0 | 0 | 0 | 0 | 0 | 0 | 0 | 0 | 0 | 0 | 0 | 0
2016-06-26 09:00 | 0 | 0 | 0 | 0 | 0 | 400189.365 | 0 | 393992 | 0 | 0 | 0 | 0 | 1745460.3565 | 3653980.5242 | 0 | 0 | 0 | 0 | 0 | 0 | 0 | 0 | 0 | 0 | 0 | 0 | 0 | 0 | 0 | 0 | 121923.0843 | -115725.7193 | 0 | 0 | 0 | 0 | 0 | 0 | 0 | 0 | 0 | 0 | 0 | 0 | 0 | 0 | 0
2016-06-26 10:00 | 0 | 0 | 0 | 0 | 0 | 252996.4044 | 0 | 389269 | 0 | 0 | 0 | 0 | 1493462.0415 | 3769706.2434 | 0 | 0 | 0 | 0 | 0 | 0 | 0 | 0 | 0 | 0 | 0 | 0 | 0 | 0 | 0 | 0 | -251998.3149 | 115725.7193 | 0 | 0 | 0 | 0 | 0 | 0 | 0 | 0 | 0 | 0 | 0 | 0 | 0 | 0 | 0
2016-06-26 11:00 | 0 | 0 | 0 | 0 | 0 | 27596.1784 | 2.7873 | 395323 | 0 | 0 | 0 | 0 | 1241463.7266 | 3653980.5242 | 0 | 0 | 0 | 0 | 0 | 0 | 0 | 0 | 0 | 0 | 0 | 0 | 0 | 0 | 0 | 0 | -251998.3149 | -115725.7193 | 0 | 0 | 0 | 0 | 0 | 0 | 0 | 0 | 0 | 0 | 0 | 0 | 0 | 0 | 0
2016-06-26 12:00 | 0 | 0 | 0 | 0 | 0 | 223920.2249 | 97829.535 | 417009 | 0 | 0 | 0 | 0 | 1030478.7672 | 3769706.2434 | 0 | 0 | 0 | 0 | 0 | 0 | 0 | 0 | 0 | 0 | 0 | 0 | 0 | 0 | 0 | 0 | -210984.9593 | 115725.7193 | 0 | 0 | 0 | 0 | 0 | 0 | 0 | 0 | 0 | 0 | 0 | 0 | 0 | 0 | 0
2016-06-26 13:00 | 0 | 0 | 0 | 0 | 0 | 255165.8245 | 434100.9306 | 448690 | 0 | 0 | 0 | 0 | 1195005.7504 | 3845756.0154 | 0 | 0 | 0 | 0 | 0 | 0 | 0 | 0 | 0 | 0 | 0 | 0 | 0 | 0 | 0 | 0 | 164526.9832 | 76049.772 | 0 | 0 | 0 | 0 | 0 | 0 | 0 | 0 | 0 | 0 | 0 | 0 | 0 | 0 | 0
2016-06-26 14:00 | 0 | 0 | 0 | 0 | 0 | 0 | 604957.8785 | 482510 | 0 | 0 | 0 | 0 | 1433179.3482 | 3730030.2961 | 0 | 0 | 0 | 0 | 0 | 0 | 0 | 0 | 0 | 0 | 0 | 0 | 0 | 0 | 0 | 0 | 238173.5978 | -115725.7193 | 0 | 0 | 0 | 0 | 0 | 0 | 0 | 0 | 0 | 0 | 0 | 0 | 0 | 0 | 0
2016-06-26 15:00 | 0 | 0 | 0 | 0 | 0 | 0 | 716381.3471 | 515606 | 0 | 0 | 0 | 0 | 1518228.976 | 3845756.0154 | 0 | 0 | 0 | 0 | 0 | 0 | 0 | 0 | 0 | 0 | 0 | 0 | 0 | 0 | 0 | 0 | 85049.6278 | 115725.7193 | 0 | 0 | 0 | 0 | 0 | 0 | 0 | 0 | 0 | 0 | 0 | 0 | 0 | 0 | 0
2016-06-26 16:00 | 0 | 0 | 0 | 0 | 0 | 0 | 767817.7426 | 545152 | 0 | 0 | 0 | 0 | 1625168.9992 | 3961481.7347 | 0 | 0 | 0 | 0 | 0 | 0 | 0 | 0 | 0 | 0 | 0 | 0 | 0 | 0 | 0 | 0 | 106940.0233 | 115725.7193 | 0 | 0 | 0 | 0 | 0 | 0 | 0 | 0 | 0 | 0 | 0 | 0 | 0 | 0 | 0
2016-06-26 17:00 | 0 | 0 | 0 | 0 | 0 | 0 | 781170.3424 | 569377 | 0 | 0 | 0 | 0 | 1721236.6223 | 4077207.454 | 0 | 0 | 0 | 0 | 0 | 0 | 0 | 0 | 0 | 0 | 0 | 0 | 0 | 0 | 0 | 0 | 96067.6231 | 115725.7193 | 0 | 0 | 0 | 0 | 0 | 0 | 0 | 0 | 0 | 0 | 0 | 0 | 0 | 0 | 0
2016-06-26 18:00 | 0 | 0 | 0 | 0 | 0 | 0 | 774323.3821 | 587630 | 0 | 0 | 0 | 0 | 1973234.9373 | 4011902.5212 | 0 | 0 | 0 | 0 | 0 | 0 | 0 | 0 | 0 | 0 | 0 | 0 | 0 | 0 | 0 | 0 | 251998.3149 | -65304.9329 | 0 | 0 | 0 | 0 | 0 | 0 | 0 | 0 | 0 | 0 | 0 | 0 | 0 | 0 | 0
2016-06-26 19:00 | 0 | 0 | 0 | 0 | 0 | 210002.7894 | 758272.2449 | 600551 | 0 | 0 | 0 | 0 | 2225233.2522 | 4127628.2405 | 0 | 0 | 0 | 0 | 0 | 0 | 0 | 0 | 0 | 0 | 0 | 0 | 0 | 0 | 0 | 0 | 251998.3149 | 115725.7193 | 0 | 0 | 0 | 0 | 0 | 0 | 0 | 0 | 0 | 0 | 0 | 0 | 0 | 0 | 0
2016-06-26 20:00 | 0 | 0 | 0 | 0 | 0 | 0 | 742326.3467 | 611011 | 0 | 0 | 0 | 0 | 2240822.8796 | 4243353.9598 | 0 | 0 | 0 | 0 | 0 | 0 | 0 | 0 | 0 | 0 | 0 | 0 | 0 | 0 | 0 | 0 | 15589.6274 | 115725.7193 | 0 | 0 | 0 | 0 | 0 | 0 | 0 | 0 | 0 | 0 | 0 | 0 | 0 | 0 | 0
2016-06-26 21:00 | 0 | 0 | 0 | 0 | 0 | 0 | 716980.4229 | 618377 | 0 | 0 | 0 | 0 | 2455152.0218 | 4127628.2405 | 0 | 0 | 0 | 0 | 0 | 0 | 0 | 0 | 0 | 0 | 0 | 0 | 0 | 0 | 0 | 0 | 214329.1422 | -115725.7193 | 0 | 0 | 0 | 0 | 0 | 0 | 0 | 0 | 0 | 0 | 0 | 0 | 0 | 0 | 0
2016-06-26 22:00 | 0 | 0 | 0 | 0 | 0 | 302000.0924 | 677700.0327 | 617665 | 0 | 0 | 0 | 0 | 2701461.4277 | 4243353.9598 | 0 | 0 | 0 | 0 | 0 | 0 | 0 | 0 | 0 | 0 | 0 | 0 | 0 | 0 | 0 | 0 | 246309.4058 | 115725.7193 | 0 | 0 | 0 | 0 | 0 | 0 | 0 | 0 | 0 | 0 | 0 | 0 | 0 | 0 | 0
2016-06-26 23:00 | 0 | 0 | 0 | 0 | 0 | 297658.4178 | 606590.4787 | 607496 | 0 | 0 | 0 | 0 | 2882488.6048 | 4359079.6791 | 0 | 0 | 0 | 0 | 0 | 0 | 0 | 0 | 0 | 0 | 0 | 0 | 0 | 0 | 0 | 0 | 181027.1772 | 115725.7193 | 0 | 0 | 0 | 0 | 0 | 0 | 0 | 0 | 0 | 0 | 0 | 0 | 0 | 0 | 0
2016-06-27 | 0 | 0 | 0 | 0 | 0 | 0 | 469731.2772 | 592599 | 0 | 0 | 0 | 0 | 2875346.6013 | 4243353.9598 | 0 | 0 | 0 | 0 | 0 | 0 | 0 | 0 | 0 | 0 | 0 | 0 | 0 | 0 | 0 | 0 | -7142.0035 | -115725.7193 | 0 | 0 | 0 | 0 | 0 | 0 | 0 | 0 | 0 | 0 | 0 | 0 | 0 | 0 | 0
2016-06-27 01:00 | 0 | 0 | 0 | 0 | 0 | 0 | 288063.2419 | 578817 | 0 | 0 | 0 | 0 | 2623348.2864 | 4204598.5166 | 0 | 0 | 0 | 0 | 0 | 0 | 0 | 0 | 0 | 0 | 0 | 0 | 0 | 0 | 0 | 0 | -251998.3149 | -38755.4431 | 0 | 0 | 0 | 0 | 0 | 0 | 0 | 0 | 0 | 0 | 0 | 0 | 0 | 0 | 0
2016-06-27 02:00 | 0 | 0 | 0 | 0 | 0 | 431782.1351 | 53704.9399 | 554582 | 0 | 0 | 0 | 0 | 2438527.642 | 4320324.2359 | 0 | 0 | 0 | 0 | 0 | 0 | 0 | 0 | 0 | 0 | 0 | 0 | 0 | 0 | 0 | 0 | -184820.6443 | 115725.7193 | 0 | 0 | 0 | 0 | 0 | 0 | 0 | 0 | 0 | 0 | 0 | 0 | 0 | 0 | 0
2016-06-27 03:00 | 0 | 0 | 0 | 0 | 0 | 457534.6513 | 2.4206 | 522357 | 0 | 0 | 0 | 0 | 2489433.4332 | 4204598.5166 | 0 | 0 | 0 | 0 | 0 | 0 | 0 | 0 | 0 | 0 | 0 | 0 | 0 | 0 | 0 | 0 | 50905.7912 | -115725.7193 | 0 | 0 | 0 | 0 | 0 | 0 | 0 | 0 | 0 | 0 | 0 | 0 | 0 | 0 | 0
2016-06-27 04:00 | 0 | 0 | 0 | 0 | 0 | 351107.4044 | 0 | 487380 | 0 | 0 | 0 | 0 | 2237435.1183 | 4320324.2359 | 0 | 0 | 0 | 0 | 0 | 0 | 0 | 0 | 0 | 0 | 0 | 0 | 0 | 0 | 0 | 0 | -251998.3149 | 115725.7193 | 0 | 0 | 0 | 0 | 0 | 0 | 0 | 0 | 0 | 0 | 0 | 0 | 0 | 0 | 0
2016-06-27 05:00 | 0 | 0 | 0 | 0 | 0 | 410260.0485 | 0 | 457889 | 0 | 0 | 0 | 0 | 2305531.8861 | 4204598.5166 | 0 | 0 | 0 | 0 | 0 | 0 | 0 | 0 | 0 | 0 | 0 | 0 | 0 | 0 | 0 | 0 | 68096.7678 | -115725.7193 | 0 | 0 | 0 | 0 | 0 | 0 | 0 | 0 | 0 | 0 | 0 | 0 | 0 | 0 | 0
2016-06-27 06:00 | 0 | 0 | 0 | 0 | 0 | 66527.9658 | 0 | 434252 | 0 | 0 | 0 | 0 | 2053533.5712 | 4088872.7973 | 0 | 0 | 0 | 0 | 0 | 0 | 0 | 0 | 0 | 0 | 0 | 0 | 0 | 0 | 0 | 0 | -251998.3149 | -115725.7193 | 0 | 0 | 0 | 0 | 0 | 0 | 0 | 0 | 0 | 0 | 0 | 0 | 0 | 0 | 0
2016-06-27 07:00 | 0 | 0 | 0 | 0 | 0 | 324251.1259 | 0 | 417528 | 0 | 0 | 0 | 0 | 2075982.4164 | 3973147.078 | 0 | 0 | 0 | 0 | 0 | 0 | 0 | 0 | 0 | 0 | 0 | 0 | 0 | 0 | 0 | 0 | 22448.8452 | -115725.7193 | 0 | 0 | 0 | 0 | 0 | 0 | 0 | 0 | 0 | 0 | 0 | 0 | 0 | 0 | 0
2016-06-27 08:00 | 0 | 0 | 0 | 0 | 0 | 287886.1838 | 0 | 409693 | 0 | 0 | 0 | 0 | 2069901.3195 | 3857421.3588 | 0 | 0 | 0 | 0 | 0 | 0 | 0 | 0 | 0 | 0 | 0 | 0 | 0 | 0 | 0 | 0 | -6081.0969 | -115725.7193 | 0 | 0 | 0 | 0 | 0 | 0 | 0 | 0 | 0 | 0 | 0 | 0 | 0 | 0 | 0
2016-06-27 09:00 | 0 | 0 | 0 | 0 | 0 | 248755.9271 | 0 | 412485 | 0 | 0 | 0 | 0 | 2021897.9658 | 3741695.6395 | 0 | 0 | 0 | 0 | 0 | 0 | 0 | 0 | 0 | 0 | 0 | 0 | 0 | 0 | 0 | 0 | -48003.3536 | -115725.7193 | 0 | 0 | 0 | 0 | 0 | 0 | 0 | 0 | 0 | 0 | 0 | 0 | 0 | 0 | 0
2016-06-27 10:00 | 0 | 0 | 0 | 0 | 0 | 215316.5405 | 0 | 425260 | 0 | 0 | 0 | 0 | 1769899.6509 | 3783750.4949 | 0 | 0 | 0 | 0 | 0 | 0 | 0 | 0 | 0 | 0 | 0 | 0 | 0 | 0 | 0 | 0 | -251998.3149 | 42054.8555 | 0 | 0 | 0 | 0 | 0 | 0 | 0 | 0 | 0 | 0 | 0 | 0 | 0 | 0 | 0
2016-06-27 11:00 | 0 | 0 | 0 | 0 | 0 | 153006.6906 | 14.2511 | 445867 | 0 | 0 | 0 | 0 | 1517901.3359 | 3742902.7515 | 0 | 0 | 0 | 0 | 0 | 0 | 0 | 0 | 0 | 0 | 0 | 0 | 0 | 0 | 0 | 0 | -251998.3149 | -40847.7434 | 0 | 0 | 0 | 0 | 0 | 0 | 0 | 0 | 0 | 0 | 0 | 0 | 0 | 0 | 0
2016-06-27 12:00 | 0 | 0 | 0 | 0 | 0 | 90193.237 | 138591.313 | 473347 | 0 | 0 | 0 | 0 | 1265903.021 | 3750338.6164 | 0 | 0 | 0 | 0 | 0 | 0 | 0 | 0 | 0 | 0 | 0 | 0 | 0 | 0 | 0 | 0 | -251998.3149 | 7435.8649 | 0 | 0 | 0 | 0 | 0 | 0 | 0 | 0 | 0 | 0 | 0 | 0 | 0 | 0 | 0
2016-06-27 13:00 | 0 | 0 | 0 | 0 | 0 | 0 | 455204.5535 | 505702 | 0 | 0 | 0 | 0 | 1099679.8552 | 3866064.3357 | 0 | 0 | 0 | 0 | 0 | 0 | 0 | 0 | 0 | 0 | 0 | 0 | 0 | 0 | 0 | 0 | -166223.1658 | 115725.7193 | 0 | 0 | 0 | 0 | 0 | 0 | 0 | 0 | 0 | 0 | 0 | 0 | 0 | 0 | 0
2016-06-27 14:00 | 0 | 0 | 0 | 0 | 0 | 0 | 634368.2726 | 541134 | 0 | 0 | 0 | 0 | 1077188.4085 | 3981790.055 | 0 | 0 | 0 | 0 | 0 | 0 | 0 | 0 | 0 | 0 | 0 | 0 | 0 | 0 | 0 | 0 | -22491.4466 | 115725.7193 | 0 | 0 | 0 | 0 | 0 | 0 | 0 | 0 | 0 | 0 | 0 | 0 | 0 | 0 | 0
2016-06-27 15:00 | 0 | 0 | 0 | 0 | 0 | 111355.806 | 741142.6337 | 575398 | 0 | 0 | 0 | 0 | 1238563.1289 | 4097515.7743 | 0 | 0 | 0 | 0 | 0 | 0 | 0 | 0 | 0 | 0 | 0 | 0 | 0 | 0 | 0 | 0 | 161374.7204 | 115725.7193 | 0 | 0 | 0 | 0 | 0 | 0 | 0 | 0 | 0 | 0 | 0 | 0 | 0 | 0 | 0
2016-06-27 16:00 | 0 | 0 | 0 | 0 | 0 | 0 | 785806.9017 | 605106 | 0 | 0 | 0 | 0 | 1490561.4438 | 4026218.3611 | 0 | 0 | 0 | 0 | 0 | 0 | 0 | 0 | 0 | 0 | 0 | 0 | 0 | 0 | 0 | 0 | 251998.3149 | -71297.4132 | 0 | 0 | 0 | 0 | 0 | 0 | 0 | 0 | 0 | 0 | 0 | 0 | 0 | 0 | 0
2016-06-27 17:00 | 0 | 0 | 0 | 0 | 0 | 113160.8955 | 804168.4543 | 630216 | 0 | 0 | 0 | 0 | 1742559.7588 | 4061333.396 | 0 | 0 | 0 | 0 | 0 | 0 | 0 | 0 | 0 | 0 | 0 | 0 | 0 | 0 | 0 | 0 | 251998.3149 | 35115.0349 | 0 | 0 | 0 | 0 | 0 | 0 | 0 | 0 | 0 | 0 | 0 | 0 | 0 | 0 | 0
2016-06-27 18:00 | 0 | 0 | 0 | 0 | 0 | 0 | 799255.1179 | 649665 | 0 | 0 | 0 | 0 | 1776424.1574 | 4177059.1153 | 0 | 0 | 0 | 0 | 0 | 0 | 0 | 0 | 0 | 0 | 0 | 0 | 0 | 0 | 0 | 0 | 33864.3986 | 115725.7193 | 0 | 0 | 0 | 0 | 0 | 0 | 0 | 0 | 0 | 0 | 0 | 0 | 0 | 0 | 0
2016-06-27 19:00 | 0 | 0 | 0 | 0 | 0 | 109455.2931 | 787650.7659 | 662709 | 0 | 0 | 0 | 0 | 2028422.4723 | 4159457.8593 | 0 | 0 | 0 | 0 | 0 | 0 | 0 | 0 | 0 | 0 | 0 | 0 | 0 | 0 | 0 | 0 | 251998.3149 | -17601.256 | 0 | 0 | 0 | 0 | 0 | 0 | 0 | 0 | 0 | 0 | 0 | 0 | 0 | 0 | 0
2016-06-27 20:00 | 0 | 0 | 0 | 0 | 0 | 0 | 777268.5817 | 670215 | 0 | 0 | 0 | 0 | 2019750.3347 | 4275183.5786 | 0 | 0 | 0 | 0 | 0 | 0 | 0 | 0 | 0 | 0 | 0 | 0 | 0 | 0 | 0 | 0 | -8672.1376 | 115725.7193 | 0 | 0 | 0 | 0 | 0 | 0 | 0 | 0 | 0 | 0 | 0 | 0 | 0 | 0 | 0
2016-06-27 21:00 | 0 | 0 | 0 | 0 | 0 | 106301.1484 | 757224.373 | 671047 | 0 | 0 | 0 | 0 | 2271748.6497 | 4215663.785 | 0 | 0 | 0 | 0 | 0 | 0 | 0 | 0 | 0 | 0 | 0 | 0 | 0 | 0 | 0 | 0 | 251998.3149 | -59519.7936 | 0 | 0 | 0 | 0 | 0 | 0 | 0 | 0 | 0 | 0 | 0 | 0 | 0 | 0 | 0
2016-06-27 22:00 | 0 | 0 | 0 | 0 | 0 | 105884.7356 | 718506.9374 | 663408 | 0 | 0 | 0 | 0 | 2317006.6034 | 4331389.5043 | 0 | 0 | 0 | 0 | 0 | 0 | 0 | 0 | 0 | 0 | 0 | 0 | 0 | 0 | 0 | 0 | 45257.9537 | 115725.7193 | 0 | 0 | 0 | 0 | 0 | 0 | 0 | 0 | 0 | 0 | 0 | 0 | 0 | 0 | 0
2016-06-27 23:00 | 0 | 0 | 0 | 0 | 0 | 0 | 631763.1868 | 649398 | 0 | 0 | 0 | 0 | 2183646.0708 | 4447115.2236 | 0 | 0 | 0 | 0 | 0 | 0 | 0 | 0 | 0 | 0 | 0 | 0 | 0 | 0 | 0 | 0 | -133360.5325 | 115725.7193 | 0 | 0 | 0 | 0 | 0 | 0 | 0 | 0 | 0 | 0 | 0 | 0 | 0 | 0 | 0
2016-06-28 | 0 | 0 | 0 | 0 | 0 | 0 | 489977.1984 | 630972 | 0 | 0 | 0 | 0 | 2158376.9886 | 4331389.5043 | 0 | 0 | 0 | 0 | 0 | 0 | 0 | 0 | 0 | 0 | 0 | 0 | 0 | 0 | 0 | 0 | -25269.0823 | -115725.7193 | 0 | 0 | 0 | 0 | 0 | 0 | 0 | 0 | 0 | 0 | 0 | 0 | 0 | 0 | 0
2016-06-28 01:00 | 0 | 0 | 0 | 0 | 0 | 231690.6868 | 274539.277 | 611553 | 0 | 0 | 0 | 0 | 2168779.6717 | 4215663.785 | 0 | 0 | 0 | 0 | 0 | 0 | 0 | 0 | 0 | 0 | 0 | 0 | 0 | 0 | 0 | 0 | 10402.6831 | -115725.7193 | 0 | 0 | 0 | 0 | 0 | 0 | 0 | 0 | 0 | 0 | 0 | 0 | 0 | 0 | 0
2016-06-28 02:00 | 0 | 0 | 0 | 0 | 0 | 172968.6778 | 41743.288 | 582436 | 0 | 0 | 0 | 0 | 1916781.3567 | 4099938.0657 | 0 | 0 | 0 | 0 | 0 | 0 | 0 | 0 | 0 | 0 | 0 | 0 | 0 | 0 | 0 | 0 | -251998.3149 | -115725.7193 | 0 | 0 | 0 | 0 | 0 | 0 | 0 | 0 | 0 | 0 | 0 | 0 | 0 | 0 | 0
2016-06-28 03:00 | 0 | 0 | 0 | 0 | 0 | 423149.5778 | 2.5673 | 542570 | 0 | 0 | 0 | 0 | 1681637.7825 | 4215663.785 | 0 | 0 | 0 | 0 | 0 | 0 | 0 | 0 | 0 | 0 | 0 | 0 | 0 | 0 | 0 | 0 | -235143.5742 | 115725.7193 | 0 | 0 | 0 | 0 | 0 | 0 | 0 | 0 | 0 | 0 | 0 | 0 | 0 | 0 | 0
2016-06-28 04:00 | 0 | 0 | 0 | 0 | 0 | 408316.3959 | 0 | 505108 | 0 | 0 | 0 | 0 | 1700571.8977 | 4099938.0657 | 0 | 0 | 0 | 0 | 0 | 0 | 0 | 0 | 0 | 0 | 0 | 0 | 0 | 0 | 0 | 0 | 18934.1152 | -115725.7193 | 0 | 0 | 0 | 0 | 0 | 0 | 0 | 0 | 0 | 0 | 0 | 0 | 0 | 0 | 0
2016-06-28 05:00 | 0 | 0 | 0 | 0 | 0 | 373543.3166 | 0 | 472652 | 0 | 0 | 0 | 0 | 1717188.9336 | 3984212.3464 | 0 | 0 | 0 | 0 | 0 | 0 | 0 | 0 | 0 | 0 | 0 | 0 | 0 | 0 | 0 | 0 | 16617.0359 | -115725.7193 | 0 | 0 | 0 | 0 | 0 | 0 | 0 | 0 | 0 | 0 | 0 | 0 | 0 | 0 | 0
2016-06-28 06:00 | 0 | 0 | 0 | 0 | 0 | 79430.9658 | 0 | 447155 | 0 | 0 | 0 | 0 | 1465190.6187 | 3868486.6271 | 0 | 0 | 0 | 0 | 0 | 0 | 0 | 0 | 0 | 0 | 0 | 0 | 0 | 0 | 0 | 0 | -251998.3149 | -115725.7193 | 0 | 0 | 0 | 0 | 0 | 0 | 0 | 0 | 0 | 0 | 0 | 0 | 0 | 0 | 0
2016-06-28 07:00 | 0 | 0 | 0 | 0 | 0 | 290947.7888 | 0 | 428315 | 0 | 0 | 0 | 0 | 1443549.1268 | 3752760.9078 | 0 | 0 | 0 | 0 | 0 | 0 | 0 | 0 | 0 | 0 | 0 | 0 | 0 | 0 | 0 | 0 | -21641.4919 | -115725.7193 | 0 | 0 | 0 | 0 | 0 | 0 | 0 | 0 | 0 | 0 | 0 | 0 | 0 | 0 | 0
2016-06-28 08:00 | 0 | 0 | 0 | 0 | 0 | 253881.8921 | 0 | 418966 | 0 | 0 | 0 | 0 | 1191550.8118 | 3839675.1148 | 0 | 0 | 0 | 0 | 0 | 0 | 0 | 0 | 0 | 0 | 0 | 0 | 0 | 0 | 0 | 0 | -251998.3149 | 86914.207 | 0 | 0 | 0 | 0 | 0 | 0 | 0 | 0 | 0 | 0 | 0 | 0 | 0 | 0 | 0
2016-06-28 09:00 | 0 | 0 | 0 | 0 | 0 | 212573.3367 | 0 | 421131 | 0 | 0 | 0 | 0 | 1098718.8679 | 3723949.3955 | 0 | 0 | 0 | 0 | 0 | 0 | 0 | 0 | 0 | 0 | 0 | 0 | 0 | 0 | 0 | 0 | -92831.944 | -115725.7193 | 0 | 0 | 0 | 0 | 0 | 0 | 0 | 0 | 0 | 0 | 0 | 0 | 0 | 0 | 0
2016-06-28 10:00 | 0 | 0 | 0 | 0 | 0 | 184316.3241 | 0 | 432714 | 0 | 0 | 0 | 0 | 966046.9113 | 3608223.6762 | 0 | 0 | 0 | 0 | 0 | 0 | 0 | 0 | 0 | 0 | 0 | 0 | 0 | 0 | 0 | 0 | -132671.9566 | -115725.7193 | 0 | 0 | 0 | 0 | 0 | 0 | 0 | 0 | 0 | 0 | 0 | 0 | 0 | 0 | 0
2016-06-28 11:00 | 0 | 0 | 0 | 0 | 0 | 150754.6756 | 5.2708 | 450973 | 0 | 0 | 0 | 0 | 781559.577 | 3492497.9569 | 0 | 0 | 0 | 0 | 0 | 0 | 0 | 0 | 0 | 0 | 0 | 0 | 0 | 0 | 0 | 0 | -184487.3343 | -115725.7193 | 0 | 0 | 0 | 0 | 0 | 0 | 0 | 0 | 0 | 0 | 0 | 0 | 0 | 0 | 0
2016-06-28 12:00 | 0 | 0 | 0 | 0 | 0 | 0 | 132563.4915 | 473234 | 0 | 0 | 0 | 0 | 529561.262 | 3403825.7633 | 0 | 0 | 0 | 0 | 0 | 0 | 0 | 0 | 0 | 0 | 0 | 0 | 0 | 0 | 0 | 0 | -251998.3149 | -88672.1936 | 0 | 0 | 0 | 0 | 0 | 0 | 0 | 0 | 0 | 0 | 0 | 0 | 0 | 0 | 0
2016-06-28 13:00 | 0 | 0 | 0 | 0 | 0 | 0 | 418158.0493 | 500024 | 0 | 0 | 0 | 0 | 563421.0306 | 3288100.044 | 0 | 0 | 0 | 0 | 0 | 0 | 0 | 0 | 0 | 0 | 0 | 0 | 0 | 0 | 0 | 0 | 33859.7686 | -115725.7193 | 0 | 0 | 0 | 0 | 0 | 0 | 0 | 0 | 0 | 0 | 0 | 0 | 0 | 0 | 0
2016-06-28 14:00 | 0 | 0 | 0 | 0 | 0 | 44369.3981 | 604941.6217 | 529073 | 0 | 0 | 0 | 0 | 799384.7697 | 3172374.3248 | 0 | 0 | 0 | 0 | 0 | 0 | 0 | 0 | 0 | 0 | 0 | 0 | 0 | 0 | 0 | 0 | 235963.7391 | -115725.7193 | 0 | 0 | 0 | 0 | 0 | 0 | 0 | 0 | 0 | 0 | 0 | 0 | 0 | 0 | 0
2016-06-28 15:00 | 0 | 0 | 0 | 0 | 0 | 0 | 724596.0072 | 556879 | 0 | 0 | 0 | 0 | 1051383.0846 | 3088093.017 | 0 | 0 | 0 | 0 | 0 | 0 | 0 | 0 | 0 | 0 | 0 | 0 | 0 | 0 | 0 | 0 | 251998.3149 | -84281.3078 | 0 | 0 | 0 | 0 | 0 | 0 | 0 | 0 | 0 | 0 | 0 | 0 | 0 | 0 | 0
2016-06-28 16:00 | 0 | 0 | 0 | 0 | 0 | 36248.8619 | 774107.059 | 580836 | 0 | 0 | 0 | 0 | 1303381.3996 | 3065614.6229 | 0 | 0 | 0 | 0 | 0 | 0 | 0 | 0 | 0 | 0 | 0 | 0 | 0 | 0 | 0 | 0 | 251998.3149 | -22478.3941 | 0 | 0 | 0 | 0 | 0 | 0 | 0 | 0 | 0 | 0 | 0 | 0 | 0 | 0 | 0
2016-06-28 17:00 | 0 | 0 | 0 | 0 | 0 | 0 | 791191.1526 | 601203 | 0 | 0 | 0 | 0 | 1555379.7145 | 3003604.4605 | 0 | 0 | 0 | 0 | 0 | 0 | 0 | 0 | 0 | 0 | 0 | 0 | 0 | 0 | 0 | 0 | 251998.3149 | -62010.1623 | 0 | 0 | 0 | 0 | 0 | 0 | 0 | 0 | 0 | 0 | 0 | 0 | 0 | 0 | 0
2016-06-28 18:00 | 0 | 0 | 0 | 0 | 0 | 0 | 787583.4924 | 616276 | 0 | 0 | 0 | 0 | 1610961.4876 | 3119330.1798 | 0 | 0 | 0 | 0 | 0 | 0 | 0 | 0 | 0 | 0 | 0 | 0 | 0 | 0 | 0 | 0 | 55581.7731 | 115725.7193 | 0 | 0 | 0 | 0 | 0 | 0 | 0 | 0 | 0 | 0 | 0 | 0 | 0 | 0 | 0
2016-06-28 19:00 | 0 | 0 | 0 | 0 | 0 | 0 | 775274.4251 | 624529 | 0 | 0 | 0 | 0 | 1862959.8025 | 3018077.29 | 0 | 0 | 0 | 0 | 0 | 0 | 0 | 0 | 0 | 0 | 0 | 0 | 0 | 0 | 0 | 0 | 251998.3149 | -101252.8898 | 0 | 0 | 0 | 0 | 0 | 0 | 0 | 0 | 0 | 0 | 0 | 0 | 0 | 0 | 0
2016-06-28 20:00 | 0 | 0 | 0 | 0 | 0 | 0 | 760143.8305 | 628520 | 0 | 0 | 0 | 0 | 2107930.78 | 2904730.1431 | 0 | 0 | 0 | 0 | 0 | 0 | 0 | 0 | 0 | 0 | 0 | 0 | 0 | 0 | 0 | 0 | 244970.9775 | -113347.1469 | 0 | 0 | 0 | 0 | 0 | 0 | 0 | 0 | 0 | 0 | 0 | 0 | 0 | 0 | 0
2016-06-28 21:00 | 0 | 0 | 0 | 0 | 0 | 0 | 725751.2023 | 628828 | 0 | 0 | 0 | 0 | 2320579.7016 | 2789004.4238 | 0 | 0 | 0 | 0 | 0 | 0 | 0 | 0 | 0 | 0 | 0 | 0 | 0 | 0 | 0 | 0 | 212648.9216 | -115725.7193 | 0 | 0 | 0 | 0 | 0 | 0 | 0 | 0 | 0 | 0 | 0 | 0 | 0 | 0 | 0
2016-06-28 22:00 | 0 | 0 | 0 | 0 | 0 | 0 | 674308.288 | 621537 | 0 | 0 | 0 | 0 | 2489076.7088 | 2673278.7045 | 0 | 0 | 0 | 0 | 0 | 0 | 0 | 0 | 0 | 0 | 0 | 0 | 0 | 0 | 0 | 0 | 168497.0072 | -115725.7193 | 0 | 0 | 0 | 0 | 0 | 0 | 0 | 0 | 0 | 0 | 0 | 0 | 0 | 0 | 0
2016-06-28 23:00 | 0 | 0 | 0 | 0 | 0 | 0 | 587344.2533 | 607995 | 0 | 0 | 0 | 0 | 2584151.6814 | 2557552.9852 | 0 | 0 | 0 | 0 | 0 | 0 | 0 | 0 | 0 | 0 | 0 | 0 | 0 | 0 | 0 | 0 | 95074.9726 | -115725.7193 | 0 | 0 | 0 | 0 | 0 | 0 | 0 | 0 | 0 | 0 | 0 | 0 | 0 | 0 | 0
2016-06-29 | 0 | 0 | 0 | 0 | 0 | 0 | 443273.7593 | 591546 | 0 | 0 | 0 | 0 | 2332153.3664 | 2661279.0594 | 0 | 0 | 0 | 0 | 0 | 0 | 0 | 0 | 0 | 0 | 0 | 0 | 0 | 0 | 0 | 0 | -251998.3149 | 103726.0742 | 0 | 0 | 0 | 0 | 0 | 0 | 0 | 0 | 0 | 0 | 0 | 0 | 0 | 0 | 0
2016-06-29 01:00 | 0 | 0 | 0 | 0 | 0 | 107837.1814 | 234372.6034 | 574649 | 0 | 0 | 0 | 0 | 2215439.8706 | 2545553.3402 | 0 | 0 | 0 | 0 | 0 | 0 | 0 | 0 | 0 | 0 | 0 | 0 | 0 | 0 | 0 | 0 | -116713.4959 | -115725.7193 | 0 | 0 | 0 | 0 | 0 | 0 | 0 | 0 | 0 | 0 | 0 | 0 | 0 | 0 | 0
2016-06-29 02:00 | 0 | 0 | 0 | 0 | 0 | 336262.6898 | 38041.0875 | 547945 | 0 | 0 | 0 | 0 | 2157524.3671 | 2429827.6209 | 0 | 0 | 0 | 0 | 0 | 0 | 0 | 0 | 0 | 0 | 0 | 0 | 0 | 0 | 0 | 0 | -57915.5034 | -115725.7193 | 0 | 0 | 0 | 0 | 0 | 0 | 0 | 0 | 0 | 0 | 0 | 0 | 0 | 0 | 0
2016-06-29 03:00 | 0 | 0 | 0 | 0 | 0 | 362485.7466 | 2.3053 | 513219 | 0 | 0 | 0 | 0 | 1905526.0522 | 2531094.9877 | 0 | 0 | 0 | 0 | 0 | 0 | 0 | 0 | 0 | 0 | 0 | 0 | 0 | 0 | 0 | 0 | -251998.3149 | 101267.3669 | 0 | 0 | 0 | 0 | 0 | 0 | 0 | 0 | 0 | 0 | 0 | 0 | 0 | 0 | 0
2016-06-29 04:00 | 0 | 0 | 0 | 0 | 0 | 345076.2524 | 0 | 478698 | 0 | 0 | 0 | 0 | 1887630.0239 | 2415369.2684 | 0 | 0 | 0 | 0 | 0 | 0 | 0 | 0 | 0 | 0 | 0 | 0 | 0 | 0 | 0 | 0 | -17896.0283 | -115725.7193 | 0 | 0 | 0 | 0 | 0 | 0 | 0 | 0 | 0 | 0 | 0 | 0 | 0 | 0 | 0
2016-06-29 05:00 | 0 | 0 | 0 | 0 | 0 | 320597.7712 | 0 | 449349 | 0 | 0 | 0 | 0 | 1874604.5144 | 2299643.5491 | 0 | 0 | 0 | 0 | 0 | 0 | 0 | 0 | 0 | 0 | 0 | 0 | 0 | 0 | 0 | 0 | -13025.5095 | -115725.7193 | 0 | 0 | 0 | 0 | 0 | 0 | 0 | 0 | 0 | 0 | 0 | 0 | 0 | 0 | 0
2016-06-29 06:00 | 0 | 0 | 0 | 0 | 0 | 57072.9658 | 0 | 424797 | 0 | 0 | 0 | 0 | 1622606.1995 | 2183917.8298 | 0 | 0 | 0 | 0 | 0 | 0 | 0 | 0 | 0 | 0 | 0 | 0 | 0 | 0 | 0 | 0 | -251998.3149 | -115725.7193 | 0 | 0 | 0 | 0 | 0 | 0 | 0 | 0 | 0 | 0 | 0 | 0 | 0 | 0 | 0
2016-06-29 07:00 | 0 | 0 | 0 | 0 | 0 | 273589.9389 | 0 | 407843 | 0 | 0 | 0 | 0 | 1604078.8577 | 2068192.1105 | 0 | 0 | 0 | 0 | 0 | 0 | 0 | 0 | 0 | 0 | 0 | 0 | 0 | 0 | 0 | 0 | -18527.3418 | -115725.7193 | 0 | 0 | 0 | 0 | 0 | 0 | 0 | 0 | 0 | 0 | 0 | 0 | 0 | 0 | 0
2016-06-29 08:00 | 0 | 0 | 0 | 0 | 0 | 256270.1299 | 0 | 399379 | 0 | 0 | 0 | 0 | 1576695.7069 | 1952466.3912 | 0 | 0 | 0 | 0 | 0 | 0 | 0 | 0 | 0 | 0 | 0 | 0 | 0 | 0 | 0 | 0 | -27383.1508 | -115725.7193 | 0 | 0 | 0 | 0 | 0 | 0 | 0 | 0 | 0 | 0 | 0 | 0 | 0 | 0 | 0
2016-06-29 09:00 | 0 | 0 | 0 | 0 | 0 | 225002.2287 | 0 | 401264 | 0 | 0 | 0 | 0 | 1516159.6549 | 1836740.6719 | 0 | 0 | 0 | 0 | 0 | 0 | 0 | 0 | 0 | 0 | 0 | 0 | 0 | 0 | 0 | 0 | -60536.052 | -115725.7193 | 0 | 0 | 0 | 0 | 0 | 0 | 0 | 0 | 0 | 0 | 0 | 0 | 0 | 0 | 0
2016-06-29 10:00 | 0 | 0 | 0 | 0 | 0 | 45498.9658 | 0 | 413223 | 0 | 0 | 0 | 0 | 1264161.34 | 1721014.9527 | 0 | 0 | 0 | 0 | 0 | 0 | 0 | 0 | 0 | 0 | 0 | 0 | 0 | 0 | 0 | 0 | -251998.3149 | -115725.7193 | 0 | 0 | 0 | 0 | 0 | 0 | 0 | 0 | 0 | 0 | 0 | 0 | 0 | 0 | 0
2016-06-29 11:00 | 0 | 0 | 0 | 0 | 0 | 152102.302 | 4.0238 | 432696 | 0 | 0 | 0 | 0 | 1099297.3851 | 1605289.2334 | 0 | 0 | 0 | 0 | 0 | 0 | 0 | 0 | 0 | 0 | 0 | 0 | 0 | 0 | 0 | 0 | -164863.9549 | -115725.7193 | 0 | 0 | 0 | 0 | 0 | 0 | 0 | 0 | 0 | 0 | 0 | 0 | 0 | 0 | 0
2016-06-29 12:00 | 0 | 0 | 0 | 0 | 0 | 67860.864 | 113214.8395 | 456995 | 0 | 0 | 0 | 0 | 939103.8079 | 1489563.5141 | 0 | 0 | 0 | 0 | 0 | 0 | 0 | 0 | 0 | 0 | 0 | 0 | 0 | 0 | 0 | 0 | -160193.5772 | -115725.7193 | 0 | 0 | 0 | 0 | 0 | 0 | 0 | 0 | 0 | 0 | 0 | 0 | 0 | 0 | 0
2016-06-29 13:00 | 0 | 0 | 0 | 0 | 0 | 0 | 384518.0932 | 482516 | 0 | 0 | 0 | 0 | 725380.1818 | 1605289.2334 | 0 | 0 | 0 | 0 | 0 | 0 | 0 | 0 | 0 | 0 | 0 | 0 | 0 | 0 | 0 | 0 | -213723.6261 | 115725.7193 | 0 | 0 | 0 | 0 | 0 | 0 | 0 | 0 | 0 | 0 | 0 | 0 | 0 | 0 | 0
2016-06-29 14:00 | 0 | 0 | 0 | 0 | 0 | 0 | 562278.0469 | 511202 | 0 | 0 | 0 | 0 | 892181.9479 | 1489563.5141 | 0 | 0 | 0 | 0 | 0 | 0 | 0 | 0 | 0 | 0 | 0 | 0 | 0 | 0 | 0 | 0 | 166801.7662 | -115725.7193 | 0 | 0 | 0 | 0 | 0 | 0 | 0 | 0 | 0 | 0 | 0 | 0 | 0 | 0 | 0
2016-06-29 15:00 | 0 | 0 | 0 | 0 | 0 | 0 | 660217.5406 | 540055 | 0 | 0 | 0 | 0 | 1128070.2078 | 1373837.7948 | 0 | 0 | 0 | 0 | 0 | 0 | 0 | 0 | 0 | 0 | 0 | 0 | 0 | 0 | 0 | 0 | 235888.2599 | -115725.7193 | 0 | 0 | 0 | 0 | 0 | 0 | 0 | 0 | 0 | 0 | 0 | 0 | 0 | 0 | 0
2016-06-29 16:00 | 0 | 0 | 0 | 0 | 0 | 0 | 713883.2449 | 565473 | 0 | 0 | 0 | 0 | 1380068.5227 | 1270249.7247 | 0 | 0 | 0 | 0 | 0 | 0 | 0 | 0 | 0 | 0 | 0 | 0 | 0 | 0 | 0 | 0 | 251998.3149 | -103588.07 | 0 | 0 | 0 | 0 | 0 | 0 | 0 | 0 | 0 | 0 | 0 | 0 | 0 | 0 | 0
2016-06-29 17:00 | 0 | 0 | 0 | 0 | 0 | 0 | 735199.9498 | 588208 | 0 | 0 | 0 | 0 | 1411334.7532 | 1385975.444 | 0 | 0 | 0 | 0 | 0 | 0 | 0 | 0 | 0 | 0 | 0 | 0 | 0 | 0 | 0 | 0 | 31266.2305 | 115725.7193 | 0 | 0 | 0 | 0 | 0 | 0 | 0 | 0 | 0 | 0 | 0 | 0 | 0 | 0 | 0
2016-06-29 18:00 | 0 | 0 | 0 | 0 | 0 | 0 | 735958.4439 | 607375 | 0 | 0 | 0 | 0 | 1655643.9164 | 1270249.7247 | 0 | 0 | 0 | 0 | 0 | 0 | 0 | 0 | 0 | 0 | 0 | 0 | 0 | 0 | 0 | 0 | 244309.1632 | -115725.7193 | 0 | 0 | 0 | 0 | 0 | 0 | 0 | 0 | 0 | 0 | 0 | 0 | 0 | 0 | 0
2016-06-29 19:00 | 0 | 0 | 0 | 0 | 0 | 0 | 726628.7988 | 621004 | 0 | 0 | 0 | 0 | 1876994.4345 | 1154524.0054 | 0 | 0 | 0 | 0 | 0 | 0 | 0 | 0 | 0 | 0 | 0 | 0 | 0 | 0 | 0 | 0 | 221350.5181 | -115725.7193 | 0 | 0 | 0 | 0 | 0 | 0 | 0 | 0 | 0 | 0 | 0 | 0 | 0 | 0 | 0
2016-06-29 20:00 | 0 | 0 | 0 | 0 | 0 | 0 | 714969.8871 | 630653 | 0 | 0 | 0 | 0 | 2077037.0409 | 1038798.2862 | 0 | 0 | 0 | 0 | 0 | 0 | 0 | 0 | 0 | 0 | 0 | 0 | 0 | 0 | 0 | 0 | 200042.6064 | -115725.7193 | 0 | 0 | 0 | 0 | 0 | 0 | 0 | 0 | 0 | 0 | 0 | 0 | 0 | 0 | 0
2016-06-29 21:00 | 0 | 0 | 0 | 0 | 0 | 37165.12 | 693213.115 | 634465 | 0 | 0 | 0 | 0 | 2288675.9952 | 923072.5669 | 0 | 0 | 0 | 0 | 0 | 0 | 0 | 0 | 0 | 0 | 0 | 0 | 0 | 0 | 0 | 0 | 211638.9542 | -115725.7193 | 0 | 0 | 0 | 0 | 0 | 0 | 0 | 0 | 0 | 0 | 0 | 0 | 0 | 0 | 0
2016-06-29 22:00 | 0 | 0 | 0 | 0 | 0 | 0 | 648665.8724 | 629556 | 0 | 0 | 0 | 0 | 2192060.1483 | 1038798.2862 | 0 | 0 | 0 | 0 | 0 | 0 | 0 | 0 | 0 | 0 | 0 | 0 | 0 | 0 | 0 | 0 | -96615.8468 | 115725.7193 | 0 | 0 | 0 | 0 | 0 | 0 | 0 | 0 | 0 | 0 | 0 | 0 | 0 | 0 | 0
2016-06-29 23:00 | 0 | 0 | 0 | 0 | 0 | 0 | 562445.6386 | 616067 | 0 | 0 | 0 | 0 | 2022713.0676 | 1154524.0054 | 0 | 0 | 0 | 0 | 0 | 0 | 0 | 0 | 0 | 0 | 0 | 0 | 0 | 0 | 0 | 0 | -169347.0807 | 115725.7193 | 0 | 0 | 0 | 0 | 0 | 0 | 0 | 0 | 0 | 0 | 0 | 0 | 0 | 0 | 0
2016-06-30 | 0 | 0 | 0 | 0 | 0 | 0 | 414856.7245 | 597182 | 0 | 0 | 0 | 0 | 1956113.5114 | 1038798.2862 | 0 | 0 | 0 | 0 | 0 | 0 | 0 | 0 | 0 | 0 | 0 | 0 | 0 | 0 | 0 | 0 | -66599.5562 | -115725.7193 | 0 | 0 | 0 | 0 | 0 | 0 | 0 | 0 | 0 | 0 | 0 | 0 | 0 | 0 | 0
2016-06-30 01:00 | 0 | 0 | 0 | 0 | 0 | 201499.9248 | 207135.263 | 580014 | 0 | 0 | 0 | 0 | 1900460.4185 | 923072.5669 | 0 | 0 | 0 | 0 | 0 | 0 | 0 | 0 | 0 | 0 | 0 | 0 | 0 | 0 | 0 | 0 | -55653.0929 | -115725.7193 | 0 | 0 | 0 | 0 | 0 | 0 | 0 | 0 | 0 | 0 | 0 | 0 | 0 | 0 | 0
2016-06-30 02:00 | 0 | 0 | 0 | 0 | 0 | 321714.9613 | 43611.2375 | 553545 | 0 | 0 | 0 | 0 | 1648462.1035 | 986852.0806 | 0 | 0 | 0 | 0 | 0 | 0 | 0 | 0 | 0 | 0 | 0 | 0 | 0 | 0 | 0 | 0 | -251998.3149 | 63779.5137 | 0 | 0 | 0 | 0 | 0 | 0 | 0 | 0 | 0 | 0 | 0 | 0 | 0 | 0 | 0
2016-06-30 03:00 | 0 | 0 | 0 | 0 | 0 | 148999.7967 | 2.1691 | 516726 | 0 | 0 | 0 | 0 | 1396463.7886 | 871126.3613 | 0 | 0 | 0 | 0 | 0 | 0 | 0 | 0 | 0 | 0 | 0 | 0 | 0 | 0 | 0 | 0 | -251998.3149 | -115725.7193 | 0 | 0 | 0 | 0 | 0 | 0 | 0 | 0 | 0 | 0 | 0 | 0 | 0 | 0 | 0
2016-06-30 04:00 | 0 | 0 | 0 | 0 | 0 | 350853.4757 | 0 | 480169 | 0 | 0 | 0 | 0 | 1382873.9836 | 755400.642 | 0 | 0 | 0 | 0 | 0 | 0 | 0 | 0 | 0 | 0 | 0 | 0 | 0 | 0 | 0 | 0 | -13589.805 | -115725.7193 | 0 | 0 | 0 | 0 | 0 | 0 | 0 | 0 | 0 | 0 | 0 | 0 | 0 | 0 | 0
2016-06-30 05:00 | 0 | 0 | 0 | 0 | 0 | 324033.1587 | 0 | 449511 | 0 | 0 | 0 | 0 | 1141670.423 | 871126.3613 | 0 | 0 | 0 | 0 | 0 | 0 | 0 | 0 | 0 | 0 | 0 | 0 | 0 | 0 | 0 | 0 | -241203.5606 | 115725.7193 | 0 | 0 | 0 | 0 | 0 | 0 | 0 | 0 | 0 | 0 | 0 | 0 | 0 | 0 | 0
2016-06-30 06:00 | 0 | 0 | 0 | 0 | 0 | 297865.826 | 0 | 424274 | 0 | 0 | 0 | 0 | 899536.5298 | 986852.0806 | 0 | 0 | 0 | 0 | 0 | 0 | 0 | 0 | 0 | 0 | 0 | 0 | 0 | 0 | 0 | 0 | -242133.8933 | 115725.7193 | 0 | 0 | 0 | 0 | 0 | 0 | 0 | 0 | 0 | 0 | 0 | 0 | 0 | 0 | 0
2016-06-30 07:00 | 0 | 0 | 0 | 0 | 0 | 277062.388 | 0 | 406855 | 0 | 0 | 0 | 0 | 885469.6371 | 871126.3613 | 0 | 0 | 0 | 0 | 0 | 0 | 0 | 0 | 0 | 0 | 0 | 0 | 0 | 0 | 0 | 0 | -14066.8927 | -115725.7193 | 0 | 0 | 0 | 0 | 0 | 0 | 0 | 0 | 0 | 0 | 0 | 0 | 0 | 0 | 0
2016-06-30 08:00 | 0 | 0 | 0 | 0 | 0 | 263719.2072 | 0 | 398026 | 0 | 0 | 0 | 0 | 866888.5636 | 755400.642 | 0 | 0 | 0 | 0 | 0 | 0 | 0 | 0 | 0 | 0 | 0 | 0 | 0 | 0 | 0 | 0 | -18581.0735 | -115725.7193 | 0 | 0 | 0 | 0 | 0 | 0 | 0 | 0 | 0 | 0 | 0 | 0 | 0 | 0 | 0
2016-06-30 09:00 | 0 | 0 | 0 | 0 | 0 | 31813.9658 | 0 | 399538 | 0 | 0 | 0 | 0 | 614890.2486 | 639674.9227 | 0 | 0 | 0 | 0 | 0 | 0 | 0 | 0 | 0 | 0 | 0 | 0 | 0 | 0 | 0 | 0 | -251998.3149 | -115725.7193 | 0 | 0 | 0 | 0 | 0 | 0 | 0 | 0 | 0 | 0 | 0 | 0 | 0 | 0 | 0
2016-06-30 10:00 | 0 | 0 | 0 | 0 | 0 | 221879.6815 | 0 | 410455 | 0 | 0 | 0 | 0 | 542040.6495 | 523949.2034 | 0 | 0 | 0 | 0 | 0 | 0 | 0 | 0 | 0 | 0 | 0 | 0 | 0 | 0 | 0 | 0 | -72849.5992 | -115725.7193 | 0 | 0 | 0 | 0 | 0 | 0 | 0 | 0 | 0 | 0 | 0 | 0 | 0 | 0 | 0
2016-06-30 11:00 | 0 | 0 | 0 | 0 | 0 | 184352.5024 | 2.1062 | 428603 | 0 | 0 | 0 | 0 | 413517.9773 | 408223.4841 | 0 | 0 | 0 | 0 | 0 | 0 | 0 | 0 | 0 | 0 | 0 | 0 | 0 | 0 | 0 | 0 | -128522.6721 | -115725.7193 | 0 | 0 | 0 | 0 | 0 | 0 | 0 | 0 | 0 | 0 | 0 | 0 | 0 | 0 | 0
2016-06-30 12:00 | 0 | 0 | 0 | 0 | 0 | 110766.8856 | 85941.9772 | 452042 | 0 | 0 | 0 | 0 | 161519.6624 | 404888.6619 | 0 | 0 | 0 | 0 | 0 | 0 | 0 | 0 | 0 | 0 | 0 | 0 | 0 | 0 | 0 | 0 | -251998.3149 | -3334.8222 | 0 | 0 | 0 | 0 | 0 | 0 | 0 | 0 | 0 | 0 | 0 | 0 | 0 | 0 | 0
2016-06-30 13:00 | 0 | 0 | 0 | 0 | 0 | 118695.4981 | 315407.5588 | 479897 | 0 | 0 | 0 | 0 | 0 | 520614.3812 | 0 | 0 | 0 | 0 | 0 | 0 | 0 | 0 | 0 | 0 | 0 | 0 | 0 | 0 | 0 | 0 | -161519.6624 | 115725.7193 | 0 | 0 | 0 | 0 | 0 | 0 | 0 | 0 | 0 | 0 | 0 | 0 | 0 | 0 | 0
2016-06-30 14:00 | 0 | 0 | 0 | 0 | 0 | 126294.5488 | 498442.1704 | 509011 | 0 | 0 | 0 | 0 | 0 | 636340.1005 | 0 | 0 | 0 | 0 | 0 | 0 | 0 | 0 | 0 | 0 | 0 | 0 | 0 | 0 | 0 | 0 | 0 | 115725.7193 | 0 | 0 | 0 | 0 | 0 | 0 | 0 | 0 | 0 | 0 | 0 | 0 | 0 | 0 | 0
2016-06-30 15:00 | 0 | 0 | 0 | 0 | 0 | 73809.7251 | 599433.8705 | 536971 | 0 | 0 | 0 | 0 | 251998.3149 | 520614.3812 | 0 | 0 | 0 | 0 | 0 | 0 | 0 | 0 | 0 | 0 | 0 | 0 | 0 | 0 | 0 | 0 | 251998.3149 | -115725.7193 | 0 | 0 | 0 | 0 | 0 | 0 | 0 | 0 | 0 | 0 | 0 | 0 | 0 | 0 | 0
2016-06-30 16:00 | 0 | 0 | 0 | 0 | 0 | 0 | 655617.0679 | 561106 | 0 | 0 | 0 | 0 | 462235.1022 | 404888.6619 | 0 | 0 | 0 | 0 | 0 | 0 | 0 | 0 | 0 | 0 | 0 | 0 | 0 | 0 | 0 | 0 | 210236.7872 | -115725.7193 | 0 | 0 | 0 | 0 | 0 | 0 | 0 | 0 | 0 | 0 | 0 | 0 | 0 | 0 | 0
2016-06-30 17:00 | 0 | 0 | 0 | 0 | 0 | 0 | 674842.5674 | 582107 | 0 | 0 | 0 | 0 | 670696.3889 | 289162.9426 | 0 | 0 | 0 | 0 | 0 | 0 | 0 | 0 | 0 | 0 | 0 | 0 | 0 | 0 | 0 | 0 | 208461.2867 | -115725.7193 | 0 | 0 | 0 | 0 | 0 | 0 | 0 | 0 | 0 | 0 | 0 | 0 | 0 | 0 | 0
2016-06-30 18:00 | 0 | 0 | 0 | 0 | 0 | 0 | 663928.5642 | 600446 | 0 | 0 | 0 | 0 | 849904.6724 | 173437.2233 | 0 | 0 | 0 | 0 | 0 | 0 | 0 | 0 | 0 | 0 | 0 | 0 | 0 | 0 | 0 | 0 | 179208.2835 | -115725.7193 | 0 | 0 | 0 | 0 | 0 | 0 | 0 | 0 | 0 | 0 | 0 | 0 | 0 | 0 | 0
2016-06-30 19:00 | 0 | 0 | 0 | 0 | 0 | 0 | 641348.205 | 614080 | 0 | 0 | 0 | 0 | 992898.5967 | 57711.504 | 0 | 0 | 0 | 0 | 0 | 0 | 0 | 0 | 0 | 0 | 0 | 0 | 0 | 0 | 0 | 0 | 142993.9243 | -115725.7193 | 0 | 0 | 0 | 0 | 0 | 0 | 0 | 0 | 0 | 0 | 0 | 0 | 0 | 0 | 0
2016-06-30 20:00 | 0 | 0 | 0 | 0 | 0 | 172698.1448 | 612245.7014 | 623589 | 0 | 0 | 0 | 0 | 1211964.947 | 0 | 0 | 0 | 0 | 0 | 0 | 0 | 0 | 0 | 0 | 0 | 0 | 0 | 0 | 0 | 0 | 0 | 219066.3502 | -57711.504 | 0 | 0 | 0 | 0 | 0 | 0 | 0 | 0 | 0 | 0 | 0 | 0 | 0 | 0 | 0
2016-06-30 21:00 | 0 | 0 | 0 | 0 | 0 | 0 | 566705.0922 | 626709 | 0 | 0 | 0 | 0 | 1151961.0391 | 0 | 0 | 0 | 0 | 0 | 0 | 0 | 0 | 0 | 0 | 0 | 0 | 0 | 0 | 0 | 0 | 0 | -60003.9078 | 0 | 0 | 0 | 0 | 0 | 0 | 0 | 0 | 0 | 0 | 0 | 0 | 0 | 0 | 0 | 0
2016-06-30 22:00 | 0 | 0 | 0 | 0 | 0 | 0 | 504791.5028 | 620594 | 0 | 0 | 0 | 0 | 920432.8226 | 115725.7193 | 0 | 0 | 0 | 0 | 0 | 0 | 0 | 0 | 0 | 0 | 0 | 0 | 0 | 0 | 0 | 0 | -231528.2165 | 115725.7193 | 0 | 0 | 0 | 0 | 0 | 0 | 0 | 0 | 0 | 0 | 0 | 0 | 0 | 0 | 0
2016-06-30 23:00 | 0 | 0 | 0 | 0 | 0 | 0 | 422564.0061 | 607167 | 0 | 0 | 0 | 0 | 668434.5077 | 183121.0403 | 0 | 0 | 0 | 0 | 0 | 0 | 0 | 0 | 0 | 0 | 0 | 0 | 0 | 0 | 0 | 0 | -251998.3149 | 67395.321 | 0 | 0 | 0 | 0 | 0 | 0 | 0 | 0 | 0 | 0 | 0 | 0 | 0 | 0 | 0
2016-07-01 | 0 | 0 | 0 | 0 | 0 | 249996.9086 | 305694.3111 | 590202 | 0 | 0 | 0 | 0 | 518198.0081 | 298846.7596 | 0 | 0 | 0 | 0 | 0 | 0 | 0 | 0 | 0 | 0 | 0 | 0 | 0 | 0 | 0 | 0 | -150236.4995 | 115725.7193 | 0 | 0 | 0 | 0 | 0 | 0 | 0 | 0 | 0 | 0 | 0 | 0 | 0 | 0 | 0
2016-07-01 01:00 | 0 | 0 | 0 | 0 | 0 | 358722.4857 | 166843.5917 | 574790 | 0 | 0 | 0 | 0 | 471541.8933 | 296278.9518 | 0 | 0 | 0 | 0 | 0 | 0 | 0 | 0 | 0 | 0 | 0 | 0 | 0 | 0 | 0 | 0 | -46656.1148 | -2567.8078 | 0 | 0 | 0 | 0 | 0 | 0 | 0 | 0 | 0 | 0 | 0 | 0 | 0 | 0 | 0
2016-07-01 02:00 | 0 | 0 | 0 | 0 | 0 | 504586.1425 | 49890.8453 | 549953 | 0 | 0 | 0 | 0 | 360340.1618 | 412004.6711 | 0 | 0 | 0 | 0 | 0 | 0 | 0 | 0 | 0 | 0 | 0 | 0 | 0 | 0 | 0 | 0 | -111201.7315 | 115725.7193 | 0 | 0 | 0 | 0 | 0 | 0 | 0 | 0 | 0 | 0 | 0 | 0 | 0 | 0 | 0
2016-07-01 03:00 | 0 | 0 | 0 | 0 | 0 | 526354.0956 | 2.452 | 515518 | 0 | 0 | 0 | 0 | 255452.9901 | 527730.3904 | 0 | 0 | 0 | 0 | 0 | 0 | 0 | 0 | 0 | 0 | 0 | 0 | 0 | 0 | 0 | 0 | -104887.1717 | 115725.7193 | 0 | 0 | 0 | 0 | 0 | 0 | 0 | 0 | 0 | 0 | 0 | 0 | 0 | 0 | 0
2016-07-01 04:00 | 0 | 0 | 0 | 0 | 0 | 491586.8038 | 0 | 480417 | 0 | 0 | 0 | 0 | 382348.5133 | 412004.6711 | 0 | 0 | 0 | 0 | 0 | 0 | 0 | 0 | 0 | 0 | 0 | 0 | 0 | 0 | 0 | 0 | 126895.5231 | -115725.7193 | 0 | 0 | 0 | 0 | 0 | 0 | 0 | 0 | 0 | 0 | 0 | 0 | 0 | 0 | 0
2016-07-01 05:00 | 0 | 0 | 0 | 0 | 0 | 455760.3854 | 0 | 450190 | 0 | 0 | 0 | 0 | 503644.6179 | 296278.9518 | 0 | 0 | 0 | 0 | 0 | 0 | 0 | 0 | 0 | 0 | 0 | 0 | 0 | 0 | 0 | 0 | 121296.1047 | -115725.7193 | 0 | 0 | 0 | 0 | 0 | 0 | 0 | 0 | 0 | 0 | 0 | 0 | 0 | 0 | 0
2016-07-01 06:00 | 0 | 0 | 0 | 0 | 0 | 417742.2189 | 0 | 426366 | 0 | 0 | 0 | 0 | 379295.1175 | 412004.6711 | 0 | 0 | 0 | 0 | 0 | 0 | 0 | 0 | 0 | 0 | 0 | 0 | 0 | 0 | 0 | 0 | -124349.5004 | 115725.7193 | 0 | 0 | 0 | 0 | 0 | 0 | 0 | 0 | 0 | 0 | 0 | 0 | 0 | 0 | 0
2016-07-01 07:00 | 0 | 0 | 0 | 0 | 0 | 383784.5588 | 0 | 409213 | 0 | 0 | 0 | 0 | 238140.9571 | 527730.3904 | 0 | 0 | 0 | 0 | 0 | 0 | 0 | 0 | 0 | 0 | 0 | 0 | 0 | 0 | 0 | 0 | -141154.1605 | 115725.7193 | 0 | 0 | 0 | 0 | 0 | 0 | 0 | 0 | 0 | 0 | 0 | 0 | 0 | 0 | 0
2016-07-01 08:00 | 0 | 0 | 0 | 0 | 0 | 360924.2561 | 0 | 400250 | 0 | 0 | 0 | 0 | 314540.9324 | 412004.6711 | 0 | 0 | 0 | 0 | 0 | 0 | 0 | 0 | 0 | 0 | 0 | 0 | 0 | 0 | 0 | 0 | 76399.9754 | -115725.7193 | 0 | 0 | 0 | 0 | 0 | 0 | 0 | 0 | 0 | 0 | 0 | 0 | 0 | 0 | 0
2016-07-01 09:00 | 0 | 0 | 0 | 0 | 0 | 332649.9709 | 0 | 401487 | 0 | 0 | 0 | 0 | 361429.6226 | 296278.9518 | 0 | 0 | 0 | 0 | 0 | 0 | 0 | 0 | 0 | 0 | 0 | 0 | 0 | 0 | 0 | 0 | 46888.6902 | -115725.7193 | 0 | 0 | 0 | 0 | 0 | 0 | 0 | 0 | 0 | 0 | 0 | 0 | 0 | 0 | 0
2016-07-01 10:00 | 0 | 0 | 0 | 0 | 0 | 301163.1057 | 0 | 412287 | 0 | 0 | 0 | 0 | 366031.4477 | 180553.2325 | 0 | 0 | 0 | 0 | 0 | 0 | 0 | 0 | 0 | 0 | 0 | 0 | 0 | 0 | 0 | 0 | 4601.825 | -115725.7193 | 0 | 0 | 0 | 0 | 0 | 0 | 0 | 0 | 0 | 0 | 0 | 0 | 0 | 0 | 0
2016-07-01 11:00 | 0 | 0 | 0 | 0 | 0 | 230900.0266 | 0 | 428746 | 0 | 0 | 0 | 0 | 114033.1327 | 234705.5741 | 0 | 0 | 0 | 0 | 0 | 0 | 0 | 0 | 0 | 0 | 0 | 0 | 0 | 0 | 0 | 0 | -251998.3149 | 54152.3416 | 0 | 0 | 0 | 0 | 0 | 0 | 0 | 0 | 0 | 0 | 0 | 0 | 0 | 0 | 0
2016-07-01 12:00 | 0 | 0 | 0 | 0 | 0 | 148331.9507 | 71979.1972 | 450070 | 0 | 0 | 0 | 0 | 0 | 118979.8548 | 0 | 0 | 0 | 0 | 0 | 0 | 0 | 0 | 0 | 0 | 0 | 0 | 0 | 0 | 0 | 0 | -114033.1327 | -115725.7193 | 0 | 0 | 0 | 0 | 0 | 0 | 0 | 0 | 0 | 0 | 0 | 0 | 0 | 0 | 0
2016-07-01 13:00 | 0 | 0 | 0 | 0 | 0 | 172629.2638 | 302440.6007 | 478324 | 0 | 0 | 0 | 0 | 0 | 115725.7193 | 0 | 0 | 0 | 0 | 0 | 0 | 0 | 0 | 0 | 0 | 0 | 0 | 0 | 0 | 0 | 0 | 0 | -3254.1355 | 0 | 0 | 0 | 0 | 0 | 0 | 0 | 0 | 0 | 0 | 0 | 0 | 0 | 0 | 0
2016-07-01 14:00 | 0 | 0 | 0 | 0 | 0 | 0 | 508998.5459 | 508012 | 0 | 0 | 0 | 0 | 116712.2652 | 0 | 0 | 0 | 0 | 0 | 0 | 0 | 0 | 0 | 0 | 0 | 0 | 0 | 0 | 0 | 0 | 0 | 116712.2652 | -115725.7193 | 0 | 0 | 0 | 0 | 0 | 0 | 0 | 0 | 0 | 0 | 0 | 0 | 0 | 0 | 0
2016-07-01 15:00 | 0 | 0 | 0 | 0 | 0 | 163386.5007 | 627781.1086 | 535615 | 0 | 0 | 0 | 0 | 368710.5801 | 3554.2943 | 0 | 0 | 0 | 0 | 0 | 0 | 0 | 0 | 0 | 0 | 0 | 0 | 0 | 0 | 0 | 0 | 251998.3149 | 3554.2943 | 0 | 0 | 0 | 0 | 0 | 0 | 0 | 0 | 0 | 0 | 0 | 0 | 0 | 0 | 0
2016-07-01 16:00 | 0 | 0 | 0 | 0 | 0 | 143180.1776 | 678632.6437 | 559186 | 0 | 0 | 0 | 0 | 620708.8951 | 14182.8007 | 0 | 0 | 0 | 0 | 0 | 0 | 0 | 0 | 0 | 0 | 0 | 0 | 0 | 0 | 0 | 0 | 251998.3149 | 10628.5064 | 0 | 0 | 0 | 0 | 0 | 0 | 0 | 0 | 0 | 0 | 0 | 0 | 0 | 0 | 0
2016-07-01 17:00 | 0 | 0 | 0 | 0 | 0 | 139044.4825 | 697089.4302 | 579245 | 0 | 0 | 0 | 0 | 872707.21 | 19073.3984 | 0 | 0 | 0 | 0 | 0 | 0 | 0 | 0 | 0 | 0 | 0 | 0 | 0 | 0 | 0 | 0 | 251998.3149 | 4890.5978 | 0 | 0 | 0 | 0 | 0 | 0 | 0 | 0 | 0 | 0 | 0 | 0 | 0 | 0 | 0
2016-07-01 18:00 | 0 | 0 | 0 | 0 | 0 | 141505.6667 | 686724.2498 | 595305 | 0 | 0 | 0 | 0 | 1124705.525 | 0 | 0 | 0 | 0 | 0 | 0 | 0 | 0 | 0 | 0 | 0 | 0 | 0 | 0 | 0 | 0 | 0 | 251998.3149 | -19073.3984 | 0 | 0 | 0 | 0 | 0 | 0 | 0 | 0 | 0 | 0 | 0 | 0 | 0 | 0 | 0
2016-07-01 19:00 | 0 | 0 | 0 | 0 | 0 | 27075.8995 | 662038.3976 | 605699 | 0 | 0 | 0 | 0 | 1092395.1027 | 115725.7193 | 0 | 0 | 0 | 0 | 0 | 0 | 0 | 0 | 0 | 0 | 0 | 0 | 0 | 0 | 0 | 0 | -32310.4222 | 115725.7193 | 0 | 0 | 0 | 0 | 0 | 0 | 0 | 0 | 0 | 0 | 0 | 0 | 0 | 0 | 0
2016-07-01 20:00 | 0 | 0 | 0 | 0 | 0 | 155074.4776 | 625317.5862 | 611337 | 0 | 0 | 0 | 0 | 1145724.4473 | 231451.4386 | 0 | 0 | 0 | 0 | 0 | 0 | 0 | 0 | 0 | 0 | 0 | 0 | 0 | 0 | 0 | 0 | 53329.3445 | 115725.7193 | 0 | 0 | 0 | 0 | 0 | 0 | 0 | 0 | 0 | 0 | 0 | 0 | 0 | 0 | 0
2016-07-01 21:00 | 0 | 0 | 0 | 0 | 0 | 167771.2113 | 565470.6694 | 611951 | 0 | 0 | 0 | 0 | 1151289.6087 | 347177.1579 | 0 | 0 | 0 | 0 | 0 | 0 | 0 | 0 | 0 | 0 | 0 | 0 | 0 | 0 | 0 | 0 | 5565.1615 | 115725.7193 | 0 | 0 | 0 | 0 | 0 | 0 | 0 | 0 | 0 | 0 | 0 | 0 | 0 | 0 | 0
2016-07-01 22:00 | 0 | 0 | 0 | 0 | 0 | 0 | 498864.9813 | 605031 | 0 | 0 | 0 | 0 | 929397.8707 | 462902.8772 | 0 | 0 | 0 | 0 | 0 | 0 | 0 | 0 | 0 | 0 | 0 | 0 | 0 | 0 | 0 | 0 | -221891.738 | 115725.7193 | 0 | 0 | 0 | 0 | 0 | 0 | 0 | 0 | 0 | 0 | 0 | 0 | 0 | 0 | 0
2016-07-01 23:00 | 0 | 0 | 0 | 0 | 0 | 195596.6386 | 411921.5457 | 590638 | 0 | 0 | 0 | 0 | 1062003.7744 | 347177.1579 | 0 | 0 | 0 | 0 | 0 | 0 | 0 | 0 | 0 | 0 | 0 | 0 | 0 | 0 | 0 | 0 | 132605.9036 | -115725.7193 | 0 | 0 | 0 | 0 | 0 | 0 | 0 | 0 | 0 | 0 | 0 | 0 | 0 | 0 | 0
2016-07-02 | 0 | 0 | 0 | 0 | 0 | 218611.1294 | 305790.8402 | 571712 | 0 | 0 | 0 | 0 | 898968.0246 | 462902.8772 | 0 | 0 | 0 | 0 | 0 | 0 | 0 | 0 | 0 | 0 | 0 | 0 | 0 | 0 | 0 | 0 | -163035.7497 | 115725.7193 | 0 | 0 | 0 | 0 | 0 | 0 | 0 | 0 | 0 | 0 | 0 | 0 | 0 | 0 | 0
2016-07-02 01:00 | 0 | 0 | 0 | 0 | 0 | 282085.1953 | 176504.4037 | 554807 | 0 | 0 | 0 | 0 | 918476.3429 | 347177.1579 | 0 | 0 | 0 | 0 | 0 | 0 | 0 | 0 | 0 | 0 | 0 | 0 | 0 | 0 | 0 | 0 | 19508.3183 | -115725.7193 | 0 | 0 | 0 | 0 | 0 | 0 | 0 | 0 | 0 | 0 | 0 | 0 | 0 | 0 | 0
2016-07-02 02:00 | 0 | 0 | 0 | 0 | 0 | 357415.1231 | 38736.8087 | 531328 | 0 | 0 | 0 | 0 | 899025.994 | 231451.4386 | 0 | 0 | 0 | 0 | 0 | 0 | 0 | 0 | 0 | 0 | 0 | 0 | 0 | 0 | 0 | 0 | -19450.3489 | -115725.7193 | 0 | 0 | 0 | 0 | 0 | 0 | 0 | 0 | 0 | 0 | 0 | 0 | 0 | 0 | 0
2016-07-02 03:00 | 0 | 0 | 0 | 0 | 0 | 392350.3418 | 2.0538 | 499376 | 0 | 0 | 0 | 0 | 676276.6704 | 347177.1579 | 0 | 0 | 0 | 0 | 0 | 0 | 0 | 0 | 0 | 0 | 0 | 0 | 0 | 0 | 0 | 0 | -222749.3236 | 115725.7193 | 0 | 0 | 0 | 0 | 0 | 0 | 0 | 0 | 0 | 0 | 0 | 0 | 0 | 0 | 0
2016-07-02 04:00 | 0 | 0 | 0 | 0 | 0 | 380445.7202 | 0 | 466635 | 0 | 0 | 0 | 0 | 705813.1099 | 231451.4386 | 0 | 0 | 0 | 0 | 0 | 0 | 0 | 0 | 0 | 0 | 0 | 0 | 0 | 0 | 0 | 0 | 29536.4395 | -115725.7193 | 0 | 0 | 0 | 0 | 0 | 0 | 0 | 0 | 0 | 0 | 0 | 0 | 0 | 0 | 0
2016-07-02 05:00 | 0 | 0 | 0 | 0 | 0 | 359049.6656 | 0 | 439718 | 0 | 0 | 0 | 0 | 509419.0562 | 347177.1579 | 0 | 0 | 0 | 0 | 0 | 0 | 0 | 0 | 0 | 0 | 0 | 0 | 0 | 0 | 0 | 0 | -196394.0537 | 115725.7193 | 0 | 0 | 0 | 0 | 0 | 0 | 0 | 0 | 0 | 0 | 0 | 0 | 0 | 0 | 0
2016-07-02 06:00 | 0 | 0 | 0 | 0 | 0 | 280693.4044 | 0 | 416966 | 0 | 0 | 0 | 0 | 257420.7412 | 462902.8772 | 0 | 0 | 0 | 0 | 0 | 0 | 0 | 0 | 0 | 0 | 0 | 0 | 0 | 0 | 0 | 0 | -251998.3149 | 115725.7193 | 0 | 0 | 0 | 0 | 0 | 0 | 0 | 0 | 0 | 0 | 0 | 0 | 0 | 0 | 0
2016-07-02 07:00 | 0 | 0 | 0 | 0 | 0 | 315257.1526 | 0 | 399240 | 0 | 0 | 0 | 0 | 57712.1746 | 578628.5965 | 0 | 0 | 0 | 0 | 0 | 0 | 0 | 0 | 0 | 0 | 0 | 0 | 0 | 0 | 0 | 0 | -199708.5667 | 115725.7193 | 0 | 0 | 0 | 0 | 0 | 0 | 0 | 0 | 0 | 0 | 0 | 0 | 0 | 0 | 0
2016-07-02 08:00 | 0 | 0 | 0 | 0 | 0 | 296181.6666 | 0 | 387170 | 0 | 0 | 0 | 0 | 82449.5605 | 462902.8772 | 0 | 0 | 0 | 0 | 0 | 0 | 0 | 0 | 0 | 0 | 0 | 0 | 0 | 0 | 0 | 0 | 24737.3859 | -115725.7193 | 0 | 0 | 0 | 0 | 0 | 0 | 0 | 0 | 0 | 0 | 0 | 0 | 0 | 0 | 0
2016-07-02 09:00 | 0 | 0 | 0 | 0 | 0 | 274766.6812 | 0 | 380581 | 0 | 0 | 0 | 0 | 92360.961 | 347177.1579 | 0 | 0 | 0 | 0 | 0 | 0 | 0 | 0 | 0 | 0 | 0 | 0 | 0 | 0 | 0 | 0 | 9911.4005 | -115725.7193 | 0 | 0 | 0 | 0 | 0 | 0 | 0 | 0 | 0 | 0 | 0 | 0 | 0 | 0 | 0
2016-07-02 10:00 | 0 | 0 | 0 | 0 | 0 | 256581.652 | 0 | 378094 | 0 | 0 | 0 | 0 | 86574.3323 | 231451.4386 | 0 | 0 | 0 | 0 | 0 | 0 | 0 | 0 | 0 | 0 | 0 | 0 | 0 | 0 | 0 | 0 | -5786.6287 | -115725.7193 | 0 | 0 | 0 | 0 | 0 | 0 | 0 | 0 | 0 | 0 | 0 | 0 | 0 | 0 | 0
2016-07-02 11:00 | 0 | 0 | 0 | 0 | 0 | 223377.3105 | 5.91 | 383661 | 0 | 0 | 0 | 0 | 42022.2721 | 115725.7193 | 0 | 0 | 0 | 0 | 0 | 0 | 0 | 0 | 0 | 0 | 0 | 0 | 0 | 0 | 0 | 0 | -44552.0602 | -115725.7193 | 0 | 0 | 0 | 0 | 0 | 0 | 0 | 0 | 0 | 0 | 0 | 0 | 0 | 0 | 0
2016-07-02 12:00 | 0 | 0 | 0 | 0 | 0 | 140057.0715 | 102810.9371 | 400616 | 0 | 0 | 0 | 0 | 0 | 0 | 0 | 0 | 0 | 0 | 0 | 0 | 0 | 0 | 0 | 0 | 0 | 0 | 0 | 0 | 0 | 0 | -42022.2721 | -115725.7193 | 0 | 0 | 0 | 0 | 0 | 0 | 0 | 0 | 0 | 0 | 0 | 0 | 0 | 0 | 0
2016-07-02 13:00 | 0 | 0 | 0 | 0 | 0 | 28775.791 | 397694.209 | 426470 | 0 | 0 | 0 | 0 | 0 | 0 | 0 | 0 | 0 | 0 | 0 | 0 | 0 | 0 | 0 | 0 | 0 | 0 | 0 | 0 | 0 | 0 | 0 | 0 | 0 | 0 | 0 | 0 | 0 | 0 | 0 | 0 | 0 | 0 | 0 | 0 | 0 | 0 | 0
2016-07-02 14:00 | 0 | 0 | 0 | 0 | 0 | 204407.4271 | 615447.169 | 455527 | 0 | 0 | 0 | 0 | 251998.3149 | 112329.2812 | 0 | 0 | 0 | 0 | 0 | 0 | 0 | 0 | 0 | 0 | 0 | 0 | 0 | 0 | 0 | 0 | 251998.3149 | 112329.2812 | 0 | 0 | 0 | 0 | 0 | 0 | 0 | 0 | 0 | 0 | 0 | 0 | 0 | 0 | 0
2016-07-02 15:00 | 0 | 0 | 0 | 0 | 0 | 0 | 729594.2674 | 483095 | 0 | 0 | 0 | 0 | 503996.6299 | 106830.2336 | 0 | 0 | 0 | 0 | 0 | 0 | 0 | 0 | 0 | 0 | 0 | 0 | 0 | 0 | 0 | 0 | 251998.3149 | -5499.0475 | 0 | 0 | 0 | 0 | 0 | 0 | 0 | 0 | 0 | 0 | 0 | 0 | 0 | 0 | 0
2016-07-02 16:00 | 0 | 0 | 0 | 0 | 0 | 0 | 770846.3938 | 505288 | 0 | 0 | 0 | 0 | 653829.3044 | 222555.9529 | 0 | 0 | 0 | 0 | 0 | 0 | 0 | 0 | 0 | 0 | 0 | 0 | 0 | 0 | 0 | 0 | 149832.6745 | 115725.7193 | 0 | 0 | 0 | 0 | 0 | 0 | 0 | 0 | 0 | 0 | 0 | 0 | 0 | 0 | 0
2016-07-02 17:00 | 0 | 0 | 0 | 0 | 0 | 0 | 776600.4279 | 521550 | 0 | 0 | 0 | 0 | 793154.013 | 338281.6722 | 0 | 0 | 0 | 0 | 0 | 0 | 0 | 0 | 0 | 0 | 0 | 0 | 0 | 0 | 0 | 0 | 139324.7086 | 115725.7193 | 0 | 0 | 0 | 0 | 0 | 0 | 0 | 0 | 0 | 0 | 0 | 0 | 0 | 0 | 0
2016-07-02 18:00 | 0 | 0 | 0 | 0 | 0 | 0 | 764307.2098 | 534147 | 0 | 0 | 0 | 0 | 907588.5034 | 454007.3915 | 0 | 0 | 0 | 0 | 0 | 0 | 0 | 0 | 0 | 0 | 0 | 0 | 0 | 0 | 0 | 0 | 114434.4905 | 115725.7193 | 0 | 0 | 0 | 0 | 0 | 0 | 0 | 0 | 0 | 0 | 0 | 0 | 0 | 0 | 0
2016-07-02 19:00 | 0 | 0 | 0 | 0 | 0 | 114239.1407 | 746951.6298 | 543318 | 0 | 0 | 0 | 0 | 1159586.8184 | 519881.8471 | 0 | 0 | 0 | 0 | 0 | 0 | 0 | 0 | 0 | 0 | 0 | 0 | 0 | 0 | 0 | 0 | 251998.3149 | 65874.4555 | 0 | 0 | 0 | 0 | 0 | 0 | 0 | 0 | 0 | 0 | 0 | 0 | 0 | 0 | 0
2016-07-02 20:00 | 0 | 0 | 0 | 0 | 0 | 0 | 725191.3201 | 550529 | 0 | 0 | 0 | 0 | 1218523.4192 | 635607.5664 | 0 | 0 | 0 | 0 | 0 | 0 | 0 | 0 | 0 | 0 | 0 | 0 | 0 | 0 | 0 | 0 | 58936.6008 | 115725.7193 | 0 | 0 | 0 | 0 | 0 | 0 | 0 | 0 | 0 | 0 | 0 | 0 | 0 | 0 | 0
2016-07-02 21:00 | 0 | 0 | 0 | 0 | 0 | 0 | 688966.3386 | 553668 | 0 | 0 | 0 | 0 | 1299025.5936 | 690403.7305 | 0 | 0 | 0 | 0 | 0 | 0 | 0 | 0 | 0 | 0 | 0 | 0 | 0 | 0 | 0 | 0 | 80502.1745 | 54796.1641 | 0 | 0 | 0 | 0 | 0 | 0 | 0 | 0 | 0 | 0 | 0 | 0 | 0 | 0 | 0
2016-07-02 22:00 | 0 | 0 | 0 | 0 | 0 | 0 | 643246.2589 | 551163 | 0 | 0 | 0 | 0 | 1506834.5719 | 574678.0112 | 0 | 0 | 0 | 0 | 0 | 0 | 0 | 0 | 0 | 0 | 0 | 0 | 0 | 0 | 0 | 0 | 207808.9782 | -115725.7193 | 0 | 0 | 0 | 0 | 0 | 0 | 0 | 0 | 0 | 0 | 0 | 0 | 0 | 0 | 0
2016-07-02 23:00 | 0 | 0 | 0 | 0 | 0 | 0 | 566219.0966 | 541555 | 0 | 0 | 0 | 0 | 1647224.3878 | 458952.2919 | 0 | 0 | 0 | 0 | 0 | 0 | 0 | 0 | 0 | 0 | 0 | 0 | 0 | 0 | 0 | 0 | 140389.8159 | -115725.7193 | 0 | 0 | 0 | 0 | 0 | 0 | 0 | 0 | 0 | 0 | 0 | 0 | 0 | 0 | 0
2016-07-03 | 0 | 0 | 0 | 0 | 0 | 0 | 451005.4878 | 529567 | 0 | 0 | 0 | 0 | 1452937.1563 | 574678.0112 | 0 | 0 | 0 | 0 | 0 | 0 | 0 | 0 | 0 | 0 | 0 | 0 | 0 | 0 | 0 | 0 | -194287.2315 | 115725.7193 | 0 | 0 | 0 | 0 | 0 | 0 | 0 | 0 | 0 | 0 | 0 | 0 | 0 | 0 | 0
2016-07-03 01:00 | 0 | 0 | 0 | 0 | 0 | 0 | 271434.2704 | 519482 | 0 | 0 | 0 | 0 | 1200938.8414 | 578628.5965 | 0 | 0 | 0 | 0 | 0 | 0 | 0 | 0 | 0 | 0 | 0 | 0 | 0 | 0 | 0 | 0 | -251998.3149 | 3950.5853 | 0 | 0 | 0 | 0 | 0 | 0 | 0 | 0 | 0 | 0 | 0 | 0 | 0 | 0 | 0
2016-07-03 02:00 | 0 | 0 | 0 | 0 | 0 | 434247.3255 | 41218.6321 | 501337 | 0 | 0 | 0 | 0 | 1059342.0797 | 694354.3158 | 0 | 0 | 0 | 0 | 0 | 0 | 0 | 0 | 0 | 0 | 0 | 0 | 0 | 0 | 0 | 0 | -141596.7617 | 115725.7193 | 0 | 0 | 0 | 0 | 0 | 0 | 0 | 0 | 0 | 0 | 0 | 0 | 0 | 0 | 0
2016-07-03 03:00 | 0 | 0 | 0 | 0 | 0 | 461806.7988 | 1.6871 | 475042 | 0 | 0 | 0 | 0 | 1161834.2849 | 578628.5965 | 0 | 0 | 0 | 0 | 0 | 0 | 0 | 0 | 0 | 0 | 0 | 0 | 0 | 0 | 0 | 0 | 102492.2052 | -115725.7193 | 0 | 0 | 0 | 0 | 0 | 0 | 0 | 0 | 0 | 0 | 0 | 0 | 0 | 0 | 0
2016-07-03 04:00 | 0 | 0 | 0 | 0 | 0 | 311369.4044 | 0 | 447642 | 0 | 0 | 0 | 0 | 909835.9699 | 694354.3158 | 0 | 0 | 0 | 0 | 0 | 0 | 0 | 0 | 0 | 0 | 0 | 0 | 0 | 0 | 0 | 0 | -251998.3149 | 115725.7193 | 0 | 0 | 0 | 0 | 0 | 0 | 0 | 0 | 0 | 0 | 0 | 0 | 0 | 0 | 0
2016-07-03 05:00 | 0 | 0 | 0 | 0 | 0 | 55927.9658 | 0 | 423652 | 0 | 0 | 0 | 0 | 657837.655 | 578628.5965 | 0 | 0 | 0 | 0 | 0 | 0 | 0 | 0 | 0 | 0 | 0 | 0 | 0 | 0 | 0 | 0 | -251998.3149 | -115725.7193 | 0 | 0 | 0 | 0 | 0 | 0 | 0 | 0 | 0 | 0 | 0 | 0 | 0 | 0 | 0
2016-07-03 06:00 | 0 | 0 | 0 | 0 | 0 | 445386.7483 | 0 | 404833 | 0 | 0 | 0 | 0 | 814117.1226 | 462902.8772 | 0 | 0 | 0 | 0 | 0 | 0 | 0 | 0 | 0 | 0 | 0 | 0 | 0 | 0 | 0 | 0 | 156279.4676 | -115725.7193 | 0 | 0 | 0 | 0 | 0 | 0 | 0 | 0 | 0 | 0 | 0 | 0 | 0 | 0 | 0
2016-07-03 07:00 | 0 | 0 | 0 | 0 | 0 | 21490.9658 | 0 | 389215 | 0 | 0 | 0 | 0 | 562118.8077 | 347177.1579 | 0 | 0 | 0 | 0 | 0 | 0 | 0 | 0 | 0 | 0 | 0 | 0 | 0 | 0 | 0 | 0 | -251998.3149 | -115725.7193 | 0 | 0 | 0 | 0 | 0 | 0 | 0 | 0 | 0 | 0 | 0 | 0 | 0 | 0 | 0
2016-07-03 08:00 | 0 | 0 | 0 | 0 | 0 | 439124.6779 | 0 | 378146 | 0 | 0 | 0 | 0 | 507371.7662 | 462902.8772 | 0 | 0 | 0 | 0 | 0 | 0 | 0 | 0 | 0 | 0 | 0 | 0 | 0 | 0 | 0 | 0 | -54747.0414 | 115725.7193 | 0 | 0 | 0 | 0 | 0 | 0 | 0 | 0 | 0 | 0 | 0 | 0 | 0 | 0 | 0
2016-07-03 09:00 | 0 | 0 | 0 | 0 | 0 | 405609.6958 | 0 | 372341 | 0 | 0 | 0 | 0 | 656366.1813 | 347177.1579 | 0 | 0 | 0 | 0 | 0 | 0 | 0 | 0 | 0 | 0 | 0 | 0 | 0 | 0 | 0 | 0 | 148994.4151 | -115725.7193 | 0 | 0 | 0 | 0 | 0 | 0 | 0 | 0 | 0 | 0 | 0 | 0 | 0 | 0 | 0
2016-07-03 10:00 | 0 | 0 | 0 | 0 | 0 | 368585.3163 | 0 | 368890 | 0 | 0 | 0 | 0 | 771787.2169 | 231451.4386 | 0 | 0 | 0 | 0 | 0 | 0 | 0 | 0 | 0 | 0 | 0 | 0 | 0 | 0 | 0 | 0 | 115421.0356 | -115725.7193 | 0 | 0 | 0 | 0 | 0 | 0 | 0 | 0 | 0 | 0 | 0 | 0 | 0 | 0 | 0
2016-07-03 11:00 | 0 | 0 | 0 | 0 | 0 | 3977.921 | 4.0448 | 371706 | 0 | 0 | 0 | 0 | 519788.902 | 115725.7193 | 0 | 0 | 0 | 0 | 0 | 0 | 0 | 0 | 0 | 0 | 0 | 0 | 0 | 0 | 0 | 0 | -251998.3149 | -115725.7193 | 0 | 0 | 0 | 0 | 0 | 0 | 0 | 0 | 0 | 0 | 0 | 0 | 0 | 0 | 0
2016-07-03 12:00 | 0 | 0 | 0 | 0 | 0 | 244495.2161 | 139209.8636 | 386611 | 0 | 0 | 0 | 0 | 632608.701 | 0 | 0 | 0 | 0 | 0 | 0 | 0 | 0 | 0 | 0 | 0 | 0 | 0 | 0 | 0 | 0 | 0 | 112819.799 | -115725.7193 | 0 | 0 | 0 | 0 | 0 | 0 | 0 | 0 | 0 | 0 | 0 | 0 | 0 | 0 | 0
2016-07-03 13:00 | 0 | 0 | 0 | 0 | 0 | 0 | 508640.0808 | 411545 | 0 | 0 | 0 | 0 | 729703.7818 | 0 | 0 | 0 | 0 | 0 | 0 | 0 | 0 | 0 | 0 | 0 | 0 | 0 | 0 | 0 | 0 | 0 | 97095.0808 | 0 | 0 | 0 | 0 | 0 | 0 | 0 | 0 | 0 | 0 | 0 | 0 | 0 | 0 | 0 | 0
2016-07-03 14:00 | 0 | 0 | 0 | 0 | 0 | 9872.0933 | 703797.3052 | 439309 | 0 | 0 | 0 | 0 | 981702.0967 | 22362.0835 | 0 | 0 | 0 | 0 | 0 | 0 | 0 | 0 | 0 | 0 | 0 | 0 | 0 | 0 | 0 | 0 | 251998.3149 | 22362.0835 | 0 | 0 | 0 | 0 | 0 | 0 | 0 | 0 | 0 | 0 | 0 | 0 | 0 | 0 | 0
2016-07-03 15:00 | 0 | 0 | 0 | 0 | 0 | 0 | 803609.8337 | 464843 | 0 | 0 | 0 | 0 | 1233700.4117 | 109130.6023 | 0 | 0 | 0 | 0 | 0 | 0 | 0 | 0 | 0 | 0 | 0 | 0 | 0 | 0 | 0 | 0 | 251998.3149 | 86768.5188 | 0 | 0 | 0 | 0 | 0 | 0 | 0 | 0 | 0 | 0 | 0 | 0 | 0 | 0 | 0
2016-07-03 16:00 | 0 | 0 | 0 | 0 | 0 | 0 | 846270.2011 | 488465 | 0 | 0 | 0 | 0 | 1485698.7266 | 214937.4884 | 0 | 0 | 0 | 0 | 0 | 0 | 0 | 0 | 0 | 0 | 0 | 0 | 0 | 0 | 0 | 0 | 251998.3149 | 105806.8861 | 0 | 0 | 0 | 0 | 0 | 0 | 0 | 0 | 0 | 0 | 0 | 0 | 0 | 0 | 0
2016-07-03 17:00 | 0 | 0 | 0 | 0 | 0 | 18942.5756 | 855324.4586 | 506543 | 0 | 0 | 0 | 0 | 1737697.0416 | 330663.2077 | 0 | 0 | 0 | 0 | 0 | 0 | 0 | 0 | 0 | 0 | 0 | 0 | 0 | 0 | 0 | 0 | 251998.3149 | 115725.7193 | 0 | 0 | 0 | 0 | 0 | 0 | 0 | 0 | 0 | 0 | 0 | 0 | 0 | 0 | 0
2016-07-03 18:00 | 0 | 0 | 0 | 0 | 0 | 0 | 846115.735 | 520834 | 0 | 0 | 0 | 0 | 1989695.3565 | 403946.6278 | 0 | 0 | 0 | 0 | 0 | 0 | 0 | 0 | 0 | 0 | 0 | 0 | 0 | 0 | 0 | 0 | 251998.3149 | 73283.4201 | 0 | 0 | 0 | 0 | 0 | 0 | 0 | 0 | 0 | 0 | 0 | 0 | 0 | 0 | 0
2016-07-03 19:00 | 0 | 0 | 0 | 0 | 0 | 0 | 835985.6934 | 531090 | 0 | 0 | 0 | 0 | 2241693.6714 | 456844.0062 | 0 | 0 | 0 | 0 | 0 | 0 | 0 | 0 | 0 | 0 | 0 | 0 | 0 | 0 | 0 | 0 | 251998.3149 | 52897.3784 | 0 | 0 | 0 | 0 | 0 | 0 | 0 | 0 | 0 | 0 | 0 | 0 | 0 | 0 | 0
2016-07-03 20:00 | 0 | 0 | 0 | 0 | 0 | 0 | 830886.8561 | 538146 | 0 | 0 | 0 | 0 | 2418708.8083 | 572569.7255 | 0 | 0 | 0 | 0 | 0 | 0 | 0 | 0 | 0 | 0 | 0 | 0 | 0 | 0 | 0 | 0 | 177015.1368 | 115725.7193 | 0 | 0 | 0 | 0 | 0 | 0 | 0 | 0 | 0 | 0 | 0 | 0 | 0 | 0 | 0
2016-07-03 21:00 | 0 | 0 | 0 | 0 | 0 | 0 | 820282.3371 | 542328 | 0 | 0 | 0 | 0 | 2670707.1232 | 598525.7477 | 0 | 0 | 0 | 0 | 0 | 0 | 0 | 0 | 0 | 0 | 0 | 0 | 0 | 0 | 0 | 0 | 251998.3149 | 25956.0222 | 0 | 0 | 0 | 0 | 0 | 0 | 0 | 0 | 0 | 0 | 0 | 0 | 0 | 0 | 0
2016-07-03 22:00 | 0 | 0 | 0 | 0 | 0 | 0 | 792752.4031 | 540729 | 0 | 0 | 0 | 0 | 2807004.807 | 714251.467 | 0 | 0 | 0 | 0 | 0 | 0 | 0 | 0 | 0 | 0 | 0 | 0 | 0 | 0 | 0 | 0 | 136297.6838 | 115725.7193 | 0 | 0 | 0 | 0 | 0 | 0 | 0 | 0 | 0 | 0 | 0 | 0 | 0 | 0 | 0
2016-07-03 23:00 | 0 | 0 | 0 | 0 | 0 | 0 | 723419.5172 | 532210 | 0 | 0 | 0 | 0 | 2882488.6048 | 829977.1863 | 0 | 0 | 0 | 0 | 0 | 0 | 0 | 0 | 0 | 0 | 0 | 0 | 0 | 0 | 0 | 0 | 75483.7979 | 115725.7193 | 0 | 0 | 0 | 0 | 0 | 0 | 0 | 0 | 0 | 0 | 0 | 0 | 0 | 0 | 0
2016-07-04 | 0 | 0 | 0 | 0 | 0 | 0 | 585077.7407 | 521496 | 0 | 0 | 0 | 0 | 2882488.6048 | 893558.927 | 0 | 0 | 0 | 0 | 0 | 0 | 0 | 0 | 0 | 0 | 0 | 0 | 0 | 0 | 0 | 0 | 0 | 63581.7407 | 0 | 0 | 0 | 0 | 0 | 0 | 0 | 0 | 0 | 0 | 0 | 0 | 0 | 0 | 0
2016-07-04 01:00 | 0 | 0 | 0 | 0 | 0 | 0 | 340827.0077 | 511466 | 0 | 0 | 0 | 0 | 2795328.5044 | 810080.0351 | 0 | 0 | 0 | 0 | 0 | 0 | 0 | 0 | 0 | 0 | 0 | 0 | 0 | 0 | 0 | 0 | -87160.1005 | -83478.8919 | 0 | 0 | 0 | 0 | 0 | 0 | 0 | 0 | 0 | 0 | 0 | 0 | 0 | 0 | 0
2016-07-04 02:00 | 0 | 0 | 0 | 0 | 0 | 420244.253 | 46616.1282 | 495426 | 0 | 0 | 0 | 0 | 2882488.6048 | 694354.3158 | 0 | 0 | 0 | 0 | 0 | 0 | 0 | 0 | 0 | 0 | 0 | 0 | 0 | 0 | 0 | 0 | 87160.1005 | -115725.7193 | 0 | 0 | 0 | 0 | 0 | 0 | 0 | 0 | 0 | 0 | 0 | 0 | 0 | 0 | 0
2016-07-04 03:00 | 0 | 0 | 0 | 0 | 0 | 335676.8475 | 2.5568 | 471952 | 0 | 0 | 0 | 0 | 2630490.2899 | 810080.0351 | 0 | 0 | 0 | 0 | 0 | 0 | 0 | 0 | 0 | 0 | 0 | 0 | 0 | 0 | 0 | 0 | -251998.3149 | 115725.7193 | 0 | 0 | 0 | 0 | 0 | 0 | 0 | 0 | 0 | 0 | 0 | 0 | 0 | 0 | 0
2016-07-04 04:00 | 0 | 0 | 0 | 0 | 0 | 413313.8977 | 0 | 444686 | 0 | 0 | 0 | 0 | 2714843.9069 | 694354.3158 | 0 | 0 | 0 | 0 | 0 | 0 | 0 | 0 | 0 | 0 | 0 | 0 | 0 | 0 | 0 | 0 | 84353.617 | -115725.7193 | 0 | 0 | 0 | 0 | 0 | 0 | 0 | 0 | 0 | 0 | 0 | 0 | 0 | 0 | 0
2016-07-04 05:00 | 0 | 0 | 0 | 0 | 0 | 53225.9658 | 0 | 420950 | 0 | 0 | 0 | 0 | 2462845.592 | 578628.5965 | 0 | 0 | 0 | 0 | 0 | 0 | 0 | 0 | 0 | 0 | 0 | 0 | 0 | 0 | 0 | 0 | -251998.3149 | -115725.7193 | 0 | 0 | 0 | 0 | 0 | 0 | 0 | 0 | 0 | 0 | 0 | 0 | 0 | 0 | 0
2016-07-04 06:00 | 0 | 0 | 0 | 0 | 0 | 33034.9658 | 0 | 400759 | 0 | 0 | 0 | 0 | 2210847.277 | 462902.8772 | 0 | 0 | 0 | 0 | 0 | 0 | 0 | 0 | 0 | 0 | 0 | 0 | 0 | 0 | 0 | 0 | -251998.3149 | -115725.7193 | 0 | 0 | 0 | 0 | 0 | 0 | 0 | 0 | 0 | 0 | 0 | 0 | 0 | 0 | 0
2016-07-04 07:00 | 0 | 0 | 0 | 0 | 0 | 18098.9658 | 0 | 385823 | 0 | 0 | 0 | 0 | 1958848.9621 | 347177.1579 | 0 | 0 | 0 | 0 | 0 | 0 | 0 | 0 | 0 | 0 | 0 | 0 | 0 | 0 | 0 | 0 | -251998.3149 | -115725.7193 | 0 | 0 | 0 | 0 | 0 | 0 | 0 | 0 | 0 | 0 | 0 | 0 | 0 | 0 | 0
2016-07-04 08:00 | 0 | 0 | 0 | 0 | 0 | 10223.9658 | 0 | 377948 | 0 | 0 | 0 | 0 | 1706850.6472 | 231451.4386 | 0 | 0 | 0 | 0 | 0 | 0 | 0 | 0 | 0 | 0 | 0 | 0 | 0 | 0 | 0 | 0 | -251998.3149 | -115725.7193 | 0 | 0 | 0 | 0 | 0 | 0 | 0 | 0 | 0 | 0 | 0 | 0 | 0 | 0 | 0
2016-07-04 09:00 | 0 | 0 | 0 | 0 | 0 | 97874.1771 | 0 | 375023 | 0 | 0 | 0 | 0 | 1545427.5436 | 115725.7193 | 0 | 0 | 0 | 0 | 0 | 0 | 0 | 0 | 0 | 0 | 0 | 0 | 0 | 0 | 0 | 0 | -161423.1036 | -115725.7193 | 0 | 0 | 0 | 0 | 0 | 0 | 0 | 0 | 0 | 0 | 0 | 0 | 0 | 0 | 0
2016-07-04 10:00 | 0 | 0 | 0 | 0 | 0 | 5901.9658 | 0 | 373626 | 0 | 0 | 0 | 0 | 1293429.2287 | 0 | 0 | 0 | 0 | 0 | 0 | 0 | 0 | 0 | 0 | 0 | 0 | 0 | 0 | 0 | 0 | 0 | -251998.3149 | -115725.7193 | 0 | 0 | 0 | 0 | 0 | 0 | 0 | 0 | 0 | 0 | 0 | 0 | 0 | 0 | 0
2016-07-04 11:00 | 0 | 0 | 0 | 0 | 0 | 319596.8328 | 12.3649 | 376666 | 0 | 0 | 0 | 0 | 1120646.7071 | 115725.7193 | 0 | 0 | 0 | 0 | 0 | 0 | 0 | 0 | 0 | 0 | 0 | 0 | 0 | 0 | 0 | 0 | -172782.5216 | 115725.7193 | 0 | 0 | 0 | 0 | 0 | 0 | 0 | 0 | 0 | 0 | 0 | 0 | 0 | 0 | 0
2016-07-04 12:00 | 0 | 0 | 0 | 0 | 0 | 192728.9682 | 180140.4593 | 392312 | 0 | 0 | 0 | 0 | 985478.4153 | 231451.4386 | 0 | 0 | 0 | 0 | 0 | 0 | 0 | 0 | 0 | 0 | 0 | 0 | 0 | 0 | 0 | 0 | -135168.2918 | 115725.7193 | 0 | 0 | 0 | 0 | 0 | 0 | 0 | 0 | 0 | 0 | 0 | 0 | 0 | 0 | 0
2016-07-04 13:00 | 0 | 0 | 0 | 0 | 0 | 0 | 557448.6599 | 418892 | 0 | 0 | 0 | 0 | 1008309.3559 | 347177.1579 | 0 | 0 | 0 | 0 | 0 | 0 | 0 | 0 | 0 | 0 | 0 | 0 | 0 | 0 | 0 | 0 | 22830.9406 | 115725.7193 | 0 | 0 | 0 | 0 | 0 | 0 | 0 | 0 | 0 | 0 | 0 | 0 | 0 | 0 | 0
2016-07-04 14:00 | 0 | 0 | 0 | 0 | 0 | 0 | 726258.7421 | 450265 | 0 | 0 | 0 | 0 | 1168577.3787 | 462902.8772 | 0 | 0 | 0 | 0 | 0 | 0 | 0 | 0 | 0 | 0 | 0 | 0 | 0 | 0 | 0 | 0 | 160268.0228 | 115725.7193 | 0 | 0 | 0 | 0 | 0 | 0 | 0 | 0 | 0 | 0 | 0 | 0 | 0 | 0 | 0
2016-07-04 15:00 | 0 | 0 | 0 | 0 | 0 | 0 | 812412.3301 | 479712 | 0 | 0 | 0 | 0 | 1385551.9895 | 578628.5965 | 0 | 0 | 0 | 0 | 0 | 0 | 0 | 0 | 0 | 0 | 0 | 0 | 0 | 0 | 0 | 0 | 216974.6108 | 115725.7193 | 0 | 0 | 0 | 0 | 0 | 0 | 0 | 0 | 0 | 0 | 0 | 0 | 0 | 0 | 0
2016-07-04 16:00 | 0 | 0 | 0 | 0 | 0 | 0 | 868612.5346 | 505125 | 0 | 0 | 0 | 0 | 1633313.8048 | 694354.3158 | 0 | 0 | 0 | 0 | 0 | 0 | 0 | 0 | 0 | 0 | 0 | 0 | 0 | 0 | 0 | 0 | 247761.8153 | 115725.7193 | 0 | 0 | 0 | 0 | 0 | 0 | 0 | 0 | 0 | 0 | 0 | 0 | 0 | 0 | 0
2016-07-04 17:00 | 0 | 0 | 0 | 0 | 0 | 0 | 874029.477 | 524716 | 0 | 0 | 0 | 0 | 1866901.5625 | 810080.0351 | 0 | 0 | 0 | 0 | 0 | 0 | 0 | 0 | 0 | 0 | 0 | 0 | 0 | 0 | 0 | 0 | 233587.7577 | 115725.7193 | 0 | 0 | 0 | 0 | 0 | 0 | 0 | 0 | 0 | 0 | 0 | 0 | 0 | 0 | 0
2016-07-04 18:00 | 0 | 0 | 0 | 0 | 0 | 0 | 867815.9974 | 539792 | 0 | 0 | 0 | 0 | 2079199.8406 | 925805.7544 | 0 | 0 | 0 | 0 | 0 | 0 | 0 | 0 | 0 | 0 | 0 | 0 | 0 | 0 | 0 | 0 | 212298.2781 | 115725.7193 | 0 | 0 | 0 | 0 | 0 | 0 | 0 | 0 | 0 | 0 | 0 | 0 | 0 | 0 | 0
2016-07-04 19:00 | 0 | 0 | 0 | 0 | 0 | 0 | 857879.6112 | 550802 | 0 | 0 | 0 | 0 | 2270551.7325 | 1041531.4737 | 0 | 0 | 0 | 0 | 0 | 0 | 0 | 0 | 0 | 0 | 0 | 0 | 0 | 0 | 0 | 0 | 191351.8919 | 115725.7193 | 0 | 0 | 0 | 0 | 0 | 0 | 0 | 0 | 0 | 0 | 0 | 0 | 0 | 0 | 0
2016-07-04 20:00 | 0 | 0 | 0 | 0 | 0 | 0 | 854172.2468 | 559591 | 0 | 0 | 0 | 0 | 2449407.2601 | 1157257.193 | 0 | 0 | 0 | 0 | 0 | 0 | 0 | 0 | 0 | 0 | 0 | 0 | 0 | 0 | 0 | 0 | 178855.5275 | 115725.7193 | 0 | 0 | 0 | 0 | 0 | 0 | 0 | 0 | 0 | 0 | 0 | 0 | 0 | 0 | 0
2016-07-04 21:00 | 0 | 0 | 0 | 0 | 0 | 0 | 842616.6135 | 564260 | 0 | 0 | 0 | 0 | 2612038.1543 | 1272982.9123 | 0 | 0 | 0 | 0 | 0 | 0 | 0 | 0 | 0 | 0 | 0 | 0 | 0 | 0 | 0 | 0 | 162630.8942 | 115725.7193 | 0 | 0 | 0 | 0 | 0 | 0 | 0 | 0 | 0 | 0 | 0 | 0 | 0 | 0 | 0
2016-07-04 22:00 | 0 | 0 | 0 | 0 | 0 | 0 | 810051.9836 | 562347 | 0 | 0 | 0 | 0 | 2813443.3998 | 1319282.6504 | 0 | 0 | 0 | 0 | 0 | 0 | 0 | 0 | 0 | 0 | 0 | 0 | 0 | 0 | 0 | 0 | 201405.2455 | 46299.7381 | 0 | 0 | 0 | 0 | 0 | 0 | 0 | 0 | 0 | 0 | 0 | 0 | 0 | 0 | 0
2016-07-04 23:00 | 0 | 0 | 0 | 0 | 0 | 0 | 738389.9243 | 553619 | 0 | 0 | 0 | 0 | 2882488.6048 | 1435008.3697 | 0 | 0 | 0 | 0 | 0 | 0 | 0 | 0 | 0 | 0 | 0 | 0 | 0 | 0 | 0 | 0 | 69045.2051 | 115725.7193 | 0 | 0 | 0 | 0 | 0 | 0 | 0 | 0 | 0 | 0 | 0 | 0 | 0 | 0 | 0
2016-07-05 | 0 | 0 | 0 | 0 | 0 | 0 | 591663.9784 | 541829 | 0 | 0 | 0 | 0 | 2816597.864 | 1550734.089 | 0 | 0 | 0 | 0 | 0 | 0 | 0 | 0 | 0 | 0 | 0 | 0 | 0 | 0 | 0 | 0 | -65890.7409 | 115725.7193 | 0 | 0 | 0 | 0 | 0 | 0 | 0 | 0 | 0 | 0 | 0 | 0 | 0 | 0 | 0
2016-07-05 01:00 | 0 | 0 | 0 | 0 | 0 | 0 | 340298.5743 | 528918 | 0 | 0 | 0 | 0 | 2564599.549 | 1614112.9782 | 0 | 0 | 0 | 0 | 0 | 0 | 0 | 0 | 0 | 0 | 0 | 0 | 0 | 0 | 0 | 0 | -251998.3149 | 63378.8892 | 0 | 0 | 0 | 0 | 0 | 0 | 0 | 0 | 0 | 0 | 0 | 0 | 0 | 0 | 0
2016-07-05 02:00 | 0 | 0 | 0 | 0 | 0 | 430837.0196 | 42892.6862 | 512243 | 0 | 0 | 0 | 0 | 2410360.5356 | 1729838.6975 | 0 | 0 | 0 | 0 | 0 | 0 | 0 | 0 | 0 | 0 | 0 | 0 | 0 | 0 | 0 | 0 | -154239.0135 | 115725.7193 | 0 | 0 | 0 | 0 | 0 | 0 | 0 | 0 | 0 | 0 | 0 | 0 | 0 | 0 | 0
2016-07-05 03:00 | 0 | 0 | 0 | 0 | 0 | 352739.8954 | 1.5089 | 489014 | 0 | 0 | 0 | 0 | 2158362.2206 | 1845564.4168 | 0 | 0 | 0 | 0 | 0 | 0 | 0 | 0 | 0 | 0 | 0 | 0 | 0 | 0 | 0 | 0 | -251998.3149 | 115725.7193 | 0 | 0 | 0 | 0 | 0 | 0 | 0 | 0 | 0 | 0 | 0 | 0 | 0 | 0 | 0
2016-07-05 04:00 | 0 | 0 | 0 | 0 | 0 | 599697.5956 | 0 | 463425 | 0 | 0 | 0 | 0 | 2410360.5356 | 1729838.6975 | 0 | 0 | 0 | 0 | 0 | 0 | 0 | 0 | 0 | 0 | 0 | 0 | 0 | 0 | 0 | 0 | 251998.3149 | -115725.7193 | 0 | 0 | 0 | 0 | 0 | 0 | 0 | 0 | 0 | 0 | 0 | 0 | 0 | 0 | 0
2016-07-05 05:00 | 0 | 0 | 0 | 0 | 0 | 71292.9658 | 0 | 439017 | 0 | 0 | 0 | 0 | 2158362.2206 | 1614112.9782 | 0 | 0 | 0 | 0 | 0 | 0 | 0 | 0 | 0 | 0 | 0 | 0 | 0 | 0 | 0 | 0 | -251998.3149 | -115725.7193 | 0 | 0 | 0 | 0 | 0 | 0 | 0 | 0 | 0 | 0 | 0 | 0 | 0 | 0 | 0
2016-07-05 06:00 | 0 | 0 | 0 | 0 | 0 | 284355.4044 | 0 | 420628 | 0 | 0 | 0 | 0 | 1906363.9057 | 1729838.6975 | 0 | 0 | 0 | 0 | 0 | 0 | 0 | 0 | 0 | 0 | 0 | 0 | 0 | 0 | 0 | 0 | -251998.3149 | 115725.7193 | 0 | 0 | 0 | 0 | 0 | 0 | 0 | 0 | 0 | 0 | 0 | 0 | 0 | 0 | 0
2016-07-05 07:00 | 0 | 0 | 0 | 0 | 0 | 39479.9658 | 0 | 407204 | 0 | 0 | 0 | 0 | 1654365.5907 | 1614112.9782 | 0 | 0 | 0 | 0 | 0 | 0 | 0 | 0 | 0 | 0 | 0 | 0 | 0 | 0 | 0 | 0 | -251998.3149 | -115725.7193 | 0 | 0 | 0 | 0 | 0 | 0 | 0 | 0 | 0 | 0 | 0 | 0 | 0 | 0 | 0
2016-07-05 08:00 | 0 | 0 | 0 | 0 | 0 | 33148.9658 | 0 | 400873 | 0 | 0 | 0 | 0 | 1402367.2758 | 1498387.2589 | 0 | 0 | 0 | 0 | 0 | 0 | 0 | 0 | 0 | 0 | 0 | 0 | 0 | 0 | 0 | 0 | -251998.3149 | -115725.7193 | 0 | 0 | 0 | 0 | 0 | 0 | 0 | 0 | 0 | 0 | 0 | 0 | 0 | 0 | 0
2016-07-05 09:00 | 0 | 0 | 0 | 0 | 0 | 37003.9658 | 0 | 404728 | 0 | 0 | 0 | 0 | 1150368.9609 | 1382661.5396 | 0 | 0 | 0 | 0 | 0 | 0 | 0 | 0 | 0 | 0 | 0 | 0 | 0 | 0 | 0 | 0 | -251998.3149 | -115725.7193 | 0 | 0 | 0 | 0 | 0 | 0 | 0 | 0 | 0 | 0 | 0 | 0 | 0 | 0 | 0
2016-07-05 10:00 | 0 | 0 | 0 | 0 | 0 | 50870.9658 | 0 | 418595 | 0 | 0 | 0 | 0 | 898370.6459 | 1266935.8203 | 0 | 0 | 0 | 0 | 0 | 0 | 0 | 0 | 0 | 0 | 0 | 0 | 0 | 0 | 0 | 0 | -251998.3149 | -115725.7193 | 0 | 0 | 0 | 0 | 0 | 0 | 0 | 0 | 0 | 0 | 0 | 0 | 0 | 0 | 0
2016-07-05 11:00 | 0 | 0 | 0 | 0 | 0 | 394519.7911 | 5.3546 | 438717 | 0 | 0 | 0 | 0 | 969904.5109 | 1151210.101 | 0 | 0 | 0 | 0 | 0 | 0 | 0 | 0 | 0 | 0 | 0 | 0 | 0 | 0 | 0 | 0 | 71533.865 | -115725.7193 | 0 | 0 | 0 | 0 | 0 | 0 | 0 | 0 | 0 | 0 | 0 | 0 | 0 | 0 | 0
2016-07-05 12:00 | 0 | 0 | 0 | 0 | 0 | 233584.3088 | 159884.2563 | 466482 | 0 | 0 | 0 | 0 | 781165.3568 | 1266935.8203 | 0 | 0 | 0 | 0 | 0 | 0 | 0 | 0 | 0 | 0 | 0 | 0 | 0 | 0 | 0 | 0 | -188739.1542 | 115725.7193 | 0 | 0 | 0 | 0 | 0 | 0 | 0 | 0 | 0 | 0 | 0 | 0 | 0 | 0 | 0
2016-07-05 13:00 | 0 | 0 | 0 | 0 | 0 | 0 | 536756.272 | 498721 | 0 | 0 | 0 | 0 | 827653.2871 | 1258483.162 | 0 | 0 | 0 | 0 | 0 | 0 | 0 | 0 | 0 | 0 | 0 | 0 | 0 | 0 | 0 | 0 | 46487.9303 | -8452.6583 | 0 | 0 | 0 | 0 | 0 | 0 | 0 | 0 | 0 | 0 | 0 | 0 | 0 | 0 | 0
2016-07-05 14:00 | 0 | 0 | 0 | 0 | 0 | 0 | 710484.6271 | 532131 | 0 | 0 | 0 | 0 | 890281.1949 | 1374208.8813 | 0 | 0 | 0 | 0 | 0 | 0 | 0 | 0 | 0 | 0 | 0 | 0 | 0 | 0 | 0 | 0 | 62627.9078 | 115725.7193 | 0 | 0 | 0 | 0 | 0 | 0 | 0 | 0 | 0 | 0 | 0 | 0 | 0 | 0 | 0
2016-07-05 15:00 | 0 | 0 | 0 | 0 | 0 | 0 | 807732.3103 | 562591 | 0 | 0 | 0 | 0 | 1019696.7859 | 1489934.6006 | 0 | 0 | 0 | 0 | 0 | 0 | 0 | 0 | 0 | 0 | 0 | 0 | 0 | 0 | 0 | 0 | 129415.591 | 115725.7193 | 0 | 0 | 0 | 0 | 0 | 0 | 0 | 0 | 0 | 0 | 0 | 0 | 0 | 0 | 0
2016-07-05 16:00 | 0 | 0 | 0 | 0 | 0 | 0 | 862415.648 | 588617 | 0 | 0 | 0 | 0 | 1271695.1008 | 1511734.9337 | 0 | 0 | 0 | 0 | 0 | 0 | 0 | 0 | 0 | 0 | 0 | 0 | 0 | 0 | 0 | 0 | 251998.3149 | 21800.333 | 0 | 0 | 0 | 0 | 0 | 0 | 0 | 0 | 0 | 0 | 0 | 0 | 0 | 0 | 0
2016-07-05 17:00 | 0 | 0 | 0 | 0 | 0 | 0 | 870610.7715 | 611568 | 0 | 0 | 0 | 0 | 1523693.4158 | 1518779.3902 | 0 | 0 | 0 | 0 | 0 | 0 | 0 | 0 | 0 | 0 | 0 | 0 | 0 | 0 | 0 | 0 | 251998.3149 | 7044.4566 | 0 | 0 | 0 | 0 | 0 | 0 | 0 | 0 | 0 | 0 | 0 | 0 | 0 | 0 | 0
2016-07-05 18:00 | 0 | 0 | 0 | 0 | 0 | 0 | 864933.7677 | 630490 | 0 | 0 | 0 | 0 | 1775691.7307 | 1501224.843 | 0 | 0 | 0 | 0 | 0 | 0 | 0 | 0 | 0 | 0 | 0 | 0 | 0 | 0 | 0 | 0 | 251998.3149 | -17554.5473 | 0 | 0 | 0 | 0 | 0 | 0 | 0 | 0 | 0 | 0 | 0 | 0 | 0 | 0 | 0
2016-07-05 19:00 | 0 | 0 | 0 | 0 | 0 | 0 | 858371.7148 | 645161 | 0 | 0 | 0 | 0 | 1873176.7263 | 1616950.5622 | 0 | 0 | 0 | 0 | 0 | 0 | 0 | 0 | 0 | 0 | 0 | 0 | 0 | 0 | 0 | 0 | 97484.9955 | 115725.7193 | 0 | 0 | 0 | 0 | 0 | 0 | 0 | 0 | 0 | 0 | 0 | 0 | 0 | 0 | 0
2016-07-05 20:00 | 0 | 0 | 0 | 0 | 0 | 0 | 856943.8891 | 655847 | 0 | 0 | 0 | 0 | 1958547.8961 | 1732676.2815 | 0 | 0 | 0 | 0 | 0 | 0 | 0 | 0 | 0 | 0 | 0 | 0 | 0 | 0 | 0 | 0 | 85371.1698 | 115725.7193 | 0 | 0 | 0 | 0 | 0 | 0 | 0 | 0 | 0 | 0 | 0 | 0 | 0 | 0 | 0
2016-07-05 21:00 | 0 | 0 | 0 | 0 | 0 | 0 | 849841.4152 | 660906 | 0 | 0 | 0 | 0 | 2210546.2111 | 1669613.3818 | 0 | 0 | 0 | 0 | 0 | 0 | 0 | 0 | 0 | 0 | 0 | 0 | 0 | 0 | 0 | 0 | 251998.3149 | -63062.8997 | 0 | 0 | 0 | 0 | 0 | 0 | 0 | 0 | 0 | 0 | 0 | 0 | 0 | 0 | 0
2016-07-05 22:00 | 0 | 0 | 0 | 0 | 0 | 0 | 821469.045 | 659394 | 0 | 0 | 0 | 0 | 2256895.5367 | 1785339.1011 | 0 | 0 | 0 | 0 | 0 | 0 | 0 | 0 | 0 | 0 | 0 | 0 | 0 | 0 | 0 | 0 | 46349.3257 | 115725.7193 | 0 | 0 | 0 | 0 | 0 | 0 | 0 | 0 | 0 | 0 | 0 | 0 | 0 | 0 | 0
2016-07-05 23:00 | 0 | 0 | 0 | 0 | 0 | 0 | 741362.3341 | 648330 | 0 | 0 | 0 | 0 | 2234202.1515 | 1901064.8204 | 0 | 0 | 0 | 0 | 0 | 0 | 0 | 0 | 0 | 0 | 0 | 0 | 0 | 0 | 0 | 0 | -22693.3852 | 115725.7193 | 0 | 0 | 0 | 0 | 0 | 0 | 0 | 0 | 0 | 0 | 0 | 0 | 0 | 0 | 0
2016-07-06 | 0 | 0 | 0 | 0 | 0 | 0 | 599404.9398 | 631841 | 0 | 0 | 0 | 0 | 2086040.372 | 2016790.5397 | 0 | 0 | 0 | 0 | 0 | 0 | 0 | 0 | 0 | 0 | 0 | 0 | 0 | 0 | 0 | 0 | -148161.7795 | 115725.7193 | 0 | 0 | 0 | 0 | 0 | 0 | 0 | 0 | 0 | 0 | 0 | 0 | 0 | 0 | 0
2016-07-06 01:00 | 0 | 0 | 0 | 0 | 0 | 0 | 349050.7256 | 615342 | 0 | 0 | 0 | 0 | 1935474.8168 | 1901064.8204 | 0 | 0 | 0 | 0 | 0 | 0 | 0 | 0 | 0 | 0 | 0 | 0 | 0 | 0 | 0 | 0 | -150565.5551 | -115725.7193 | 0 | 0 | 0 | 0 | 0 | 0 | 0 | 0 | 0 | 0 | 0 | 0 | 0 | 0 | 0
2016-07-06 02:00 | 0 | 0 | 0 | 0 | 0 | 180541.8548 | 40370.111 | 588636 | 0 | 0 | 0 | 0 | 1683476.5019 | 1785339.1011 | 0 | 0 | 0 | 0 | 0 | 0 | 0 | 0 | 0 | 0 | 0 | 0 | 0 | 0 | 0 | 0 | -251998.3149 | -115725.7193 | 0 | 0 | 0 | 0 | 0 | 0 | 0 | 0 | 0 | 0 | 0 | 0 | 0 | 0 | 0
2016-07-06 03:00 | 0 | 0 | 0 | 0 | 0 | 183149.2996 | 1.6661 | 550875 | 0 | 0 | 0 | 0 | 1431478.187 | 1669613.3818 | 0 | 0 | 0 | 0 | 0 | 0 | 0 | 0 | 0 | 0 | 0 | 0 | 0 | 0 | 0 | 0 | -251998.3149 | -115725.7193 | 0 | 0 | 0 | 0 | 0 | 0 | 0 | 0 | 0 | 0 | 0 | 0 | 0 | 0 | 0
2016-07-06 04:00 | 0 | 0 | 0 | 0 | 0 | 377022.4044 | 0 | 513295 | 0 | 0 | 0 | 0 | 1179479.872 | 1785339.1011 | 0 | 0 | 0 | 0 | 0 | 0 | 0 | 0 | 0 | 0 | 0 | 0 | 0 | 0 | 0 | 0 | -251998.3149 | 115725.7193 | 0 | 0 | 0 | 0 | 0 | 0 | 0 | 0 | 0 | 0 | 0 | 0 | 0 | 0 | 0
2016-07-06 05:00 | 0 | 0 | 0 | 0 | 0 | 115055.9658 | 0 | 482780 | 0 | 0 | 0 | 0 | 927481.5571 | 1669613.3818 | 0 | 0 | 0 | 0 | 0 | 0 | 0 | 0 | 0 | 0 | 0 | 0 | 0 | 0 | 0 | 0 | -251998.3149 | -115725.7193 | 0 | 0 | 0 | 0 | 0 | 0 | 0 | 0 | 0 | 0 | 0 | 0 | 0 | 0 | 0
2016-07-06 06:00 | 0 | 0 | 0 | 0 | 0 | 89186.9658 | 0 | 456911 | 0 | 0 | 0 | 0 | 675483.2421 | 1553887.6625 | 0 | 0 | 0 | 0 | 0 | 0 | 0 | 0 | 0 | 0 | 0 | 0 | 0 | 0 | 0 | 0 | -251998.3149 | -115725.7193 | 0 | 0 | 0 | 0 | 0 | 0 | 0 | 0 | 0 | 0 | 0 | 0 | 0 | 0 | 0
2016-07-06 07:00 | 0 | 0 | 0 | 0 | 0 | 427028.4327 | 0 | 438013 | 0 | 0 | 0 | 0 | 780224.3942 | 1438161.9432 | 0 | 0 | 0 | 0 | 0 | 0 | 0 | 0 | 0 | 0 | 0 | 0 | 0 | 0 | 0 | 0 | 104741.152 | -115725.7193 | 0 | 0 | 0 | 0 | 0 | 0 | 0 | 0 | 0 | 0 | 0 | 0 | 0 | 0 | 0
2016-07-06 08:00 | 0 | 0 | 0 | 0 | 0 | 292664.4044 | 0 | 428937 | 0 | 0 | 0 | 0 | 528226.0792 | 1553887.6625 | 0 | 0 | 0 | 0 | 0 | 0 | 0 | 0 | 0 | 0 | 0 | 0 | 0 | 0 | 0 | 0 | -251998.3149 | 115725.7193 | 0 | 0 | 0 | 0 | 0 | 0 | 0 | 0 | 0 | 0 | 0 | 0 | 0 | 0 | 0
2016-07-06 09:00 | 0 | 0 | 0 | 0 | 0 | 62983.9658 | 0 | 430708 | 0 | 0 | 0 | 0 | 276227.7643 | 1438161.9432 | 0 | 0 | 0 | 0 | 0 | 0 | 0 | 0 | 0 | 0 | 0 | 0 | 0 | 0 | 0 | 0 | -251998.3149 | -115725.7193 | 0 | 0 | 0 | 0 | 0 | 0 | 0 | 0 | 0 | 0 | 0 | 0 | 0 | 0 | 0
2016-07-06 10:00 | 0 | 0 | 0 | 0 | 0 | 77431.9658 | 0 | 445156 | 0 | 0 | 0 | 0 | 24229.4493 | 1322436.2239 | 0 | 0 | 0 | 0 | 0 | 0 | 0 | 0 | 0 | 0 | 0 | 0 | 0 | 0 | 0 | 0 | -251998.3149 | -115725.7193 | 0 | 0 | 0 | 0 | 0 | 0 | 0 | 0 | 0 | 0 | 0 | 0 | 0 | 0 | 0
2016-07-06 11:00 | 0 | 0 | 0 | 0 | 0 | 331731.5053 | 9.7976 | 463770 | 0 | 0 | 0 | 0 | 7926.4715 | 1206710.5046 | 0 | 0 | 0 | 0 | 0 | 0 | 0 | 0 | 0 | 0 | 0 | 0 | 0 | 0 | 0 | 0 | -16302.9778 | -115725.7193 | 0 | 0 | 0 | 0 | 0 | 0 | 0 | 0 | 0 | 0 | 0 | 0 | 0 | 0 | 0
2016-07-06 12:00 | 0 | 0 | 0 | 0 | 0 | 207337.3657 | 158155.4435 | 489145 | 0 | 0 | 0 | 0 | 0 | 1090984.7853 | 0 | 0 | 0 | 0 | 0 | 0 | 0 | 0 | 0 | 0 | 0 | 0 | 0 | 0 | 0 | 0 | -7926.4715 | -115725.7193 | 0 | 0 | 0 | 0 | 0 | 0 | 0 | 0 | 0 | 0 | 0 | 0 | 0 | 0 | 0
2016-07-06 13:00 | 0 | 0 | 0 | 0 | 0 | 0 | 542798.1571 | 520664 | 0 | 0 | 0 | 0 | 0 | 1113118.9424 | 0 | 0 | 0 | 0 | 0 | 0 | 0 | 0 | 0 | 0 | 0 | 0 | 0 | 0 | 0 | 0 | 0 | 22134.1571 | 0 | 0 | 0 | 0 | 0 | 0 | 0 | 0 | 0 | 0 | 0 | 0 | 0 | 0 | 0
2016-07-06 14:00 | 0 | 0 | 0 | 0 | 0 | 0 | 701454.6698 | 555412 | 0 | 0 | 0 | 0 | 251998.3149 | 1007163.2973 | 0 | 0 | 0 | 0 | 0 | 0 | 0 | 0 | 0 | 0 | 0 | 0 | 0 | 0 | 0 | 0 | 251998.3149 | -105955.6452 | 0 | 0 | 0 | 0 | 0 | 0 | 0 | 0 | 0 | 0 | 0 | 0 | 0 | 0 | 0
2016-07-06 15:00 | 0 | 0 | 0 | 0 | 0 | 0 | 811008.4578 | 588346 | 0 | 0 | 0 | 0 | 503996.6299 | 977827.4401 | 0 | 0 | 0 | 0 | 0 | 0 | 0 | 0 | 0 | 0 | 0 | 0 | 0 | 0 | 0 | 0 | 251998.3149 | -29335.8572 | 0 | 0 | 0 | 0 | 0 | 0 | 0 | 0 | 0 | 0 | 0 | 0 | 0 | 0 | 0
2016-07-06 16:00 | 0 | 0 | 0 | 0 | 0 | 0 | 856755.2456 | 615929 | 0 | 0 | 0 | 0 | 755994.9448 | 966655.3708 | 0 | 0 | 0 | 0 | 0 | 0 | 0 | 0 | 0 | 0 | 0 | 0 | 0 | 0 | 0 | 0 | 251998.3149 | -11172.0693 | 0 | 0 | 0 | 0 | 0 | 0 | 0 | 0 | 0 | 0 | 0 | 0 | 0 | 0 | 0
2016-07-06 17:00 | 0 | 0 | 0 | 0 | 0 | 0 | 870559.388 | 637138 | 0 | 0 | 0 | 0 | 1007993.2598 | 948078.4438 | 0 | 0 | 0 | 0 | 0 | 0 | 0 | 0 | 0 | 0 | 0 | 0 | 0 | 0 | 0 | 0 | 251998.3149 | -18576.927 | 0 | 0 | 0 | 0 | 0 | 0 | 0 | 0 | 0 | 0 | 0 | 0 | 0 | 0 | 0
2016-07-06 18:00 | 0 | 0 | 0 | 0 | 0 | 0 | 864703.5204 | 653810 | 0 | 0 | 0 | 0 | 1259991.5747 | 906973.6493 | 0 | 0 | 0 | 0 | 0 | 0 | 0 | 0 | 0 | 0 | 0 | 0 | 0 | 0 | 0 | 0 | 251998.3149 | -41104.7945 | 0 | 0 | 0 | 0 | 0 | 0 | 0 | 0 | 0 | 0 | 0 | 0 | 0 | 0 | 0
2016-07-06 19:00 | 0 | 0 | 0 | 0 | 0 | 0 | 856105.2871 | 665008 | 0 | 0 | 0 | 0 | 1511989.8897 | 846072.6215 | 0 | 0 | 0 | 0 | 0 | 0 | 0 | 0 | 0 | 0 | 0 | 0 | 0 | 0 | 0 | 0 | 251998.3149 | -60901.0278 | 0 | 0 | 0 | 0 | 0 | 0 | 0 | 0 | 0 | 0 | 0 | 0 | 0 | 0 | 0
2016-07-06 20:00 | 0 | 0 | 0 | 0 | 0 | 0 | 852142.0958 | 672372 | 0 | 0 | 0 | 0 | 1763988.2046 | 773844.4024 | 0 | 0 | 0 | 0 | 0 | 0 | 0 | 0 | 0 | 0 | 0 | 0 | 0 | 0 | 0 | 0 | 251998.3149 | -72228.2191 | 0 | 0 | 0 | 0 | 0 | 0 | 0 | 0 | 0 | 0 | 0 | 0 | 0 | 0 | 0
2016-07-06 21:00 | 0 | 0 | 0 | 0 | 0 | 201157.3037 | 842914.7305 | 676348 | 0 | 0 | 0 | 0 | 2015986.5196 | 889570.1217 | 0 | 0 | 0 | 0 | 0 | 0 | 0 | 0 | 0 | 0 | 0 | 0 | 0 | 0 | 0 | 0 | 251998.3149 | 115725.7193 | 0 | 0 | 0 | 0 | 0 | 0 | 0 | 0 | 0 | 0 | 0 | 0 | 0 | 0 | 0
2016-07-06 22:00 | 0 | 0 | 0 | 0 | 0 | 0 | 814931.2965 | 672541 | 0 | 0 | 0 | 0 | 2244916.1419 | 803030.7959 | 0 | 0 | 0 | 0 | 0 | 0 | 0 | 0 | 0 | 0 | 0 | 0 | 0 | 0 | 0 | 0 | 228929.6223 | -86539.3258 | 0 | 0 | 0 | 0 | 0 | 0 | 0 | 0 | 0 | 0 | 0 | 0 | 0 | 0 | 0
2016-07-06 23:00 | 0 | 0 | 0 | 0 | 0 | 291817.4482 | 735273.586 | 659367 | 0 | 0 | 0 | 0 | 2496914.4568 | 918756.5152 | 0 | 0 | 0 | 0 | 0 | 0 | 0 | 0 | 0 | 0 | 0 | 0 | 0 | 0 | 0 | 0 | 251998.3149 | 115725.7193 | 0 | 0 | 0 | 0 | 0 | 0 | 0 | 0 | 0 | 0 | 0 | 0 | 0 | 0 | 0
2016-07-07 | 0 | 0 | 0 | 0 | 0 | 368104.5761 | 587104.8036 | 641094 | 0 | 0 | 0 | 0 | 2748912.7718 | 980873.5799 | 0 | 0 | 0 | 0 | 0 | 0 | 0 | 0 | 0 | 0 | 0 | 0 | 0 | 0 | 0 | 0 | 251998.3149 | 62117.0648 | 0 | 0 | 0 | 0 | 0 | 0 | 0 | 0 | 0 | 0 | 0 | 0 | 0 | 0 | 0
2016-07-07 01:00 | 0 | 0 | 0 | 0 | 0 | 0 | 326574.96 | 623195 | 0 | 0 | 0 | 0 | 2496914.4568 | 936251.8549 | 0 | 0 | 0 | 0 | 0 | 0 | 0 | 0 | 0 | 0 | 0 | 0 | 0 | 0 | 0 | 0 | -251998.3149 | -44621.7251 | 0 | 0 | 0 | 0 | 0 | 0 | 0 | 0 | 0 | 0 | 0 | 0 | 0 | 0 | 0
2016-07-07 02:00 | 0 | 0 | 0 | 0 | 0 | 626454.0846 | 43627.6483 | 595023 | 0 | 0 | 0 | 0 | 2687698.909 | 820526.1356 | 0 | 0 | 0 | 0 | 0 | 0 | 0 | 0 | 0 | 0 | 0 | 0 | 0 | 0 | 0 | 0 | 190784.4522 | -115725.7193 | 0 | 0 | 0 | 0 | 0 | 0 | 0 | 0 | 0 | 0 | 0 | 0 | 0 | 0 | 0
2016-07-07 03:00 | 0 | 0 | 0 | 0 | 0 | 635311.7924 | 1.1841 | 556249 | 0 | 0 | 0 | 0 | 2882488.6048 | 704800.4163 | 0 | 0 | 0 | 0 | 0 | 0 | 0 | 0 | 0 | 0 | 0 | 0 | 0 | 0 | 0 | 0 | 194789.6958 | -115725.7193 | 0 | 0 | 0 | 0 | 0 | 0 | 0 | 0 | 0 | 0 | 0 | 0 | 0 | 0 | 0
2016-07-07 04:00 | 0 | 0 | 0 | 0 | 0 | 151526.9658 | 0 | 519251 | 0 | 0 | 0 | 0 | 2630490.2899 | 589074.697 | 0 | 0 | 0 | 0 | 0 | 0 | 0 | 0 | 0 | 0 | 0 | 0 | 0 | 0 | 0 | 0 | -251998.3149 | -115725.7193 | 0 | 0 | 0 | 0 | 0 | 0 | 0 | 0 | 0 | 0 | 0 | 0 | 0 | 0 | 0
2016-07-07 05:00 | 0 | 0 | 0 | 0 | 0 | 562992.8356 | 0 | 487018 | 0 | 0 | 0 | 0 | 2822190.8448 | 473348.9777 | 0 | 0 | 0 | 0 | 0 | 0 | 0 | 0 | 0 | 0 | 0 | 0 | 0 | 0 | 0 | 0 | 191700.5549 | -115725.7193 | 0 | 0 | 0 | 0 | 0 | 0 | 0 | 0 | 0 | 0 | 0 | 0 | 0 | 0 | 0
2016-07-07 06:00 | 0 | 0 | 0 | 0 | 0 | 324256.4044 | 0 | 460529 | 0 | 0 | 0 | 0 | 2570192.5299 | 589074.697 | 0 | 0 | 0 | 0 | 0 | 0 | 0 | 0 | 0 | 0 | 0 | 0 | 0 | 0 | 0 | 0 | -251998.3149 | 115725.7193 | 0 | 0 | 0 | 0 | 0 | 0 | 0 | 0 | 0 | 0 | 0 | 0 | 0 | 0 | 0
2016-07-07 07:00 | 0 | 0 | 0 | 0 | 0 | 73894.9658 | 0 | 441619 | 0 | 0 | 0 | 0 | 2318194.2149 | 473348.9777 | 0 | 0 | 0 | 0 | 0 | 0 | 0 | 0 | 0 | 0 | 0 | 0 | 0 | 0 | 0 | 0 | -251998.3149 | -115725.7193 | 0 | 0 | 0 | 0 | 0 | 0 | 0 | 0 | 0 | 0 | 0 | 0 | 0 | 0 | 0
2016-07-07 08:00 | 0 | 0 | 0 | 0 | 0 | 501104.7898 | 0 | 432270 | 0 | 0 | 0 | 0 | 2271303.2854 | 589074.697 | 0 | 0 | 0 | 0 | 0 | 0 | 0 | 0 | 0 | 0 | 0 | 0 | 0 | 0 | 0 | 0 | -46890.9295 | 115725.7193 | 0 | 0 | 0 | 0 | 0 | 0 | 0 | 0 | 0 | 0 | 0 | 0 | 0 | 0 | 0
2016-07-07 09:00 | 0 | 0 | 0 | 0 | 0 | 298405.4044 | 0 | 434678 | 0 | 0 | 0 | 0 | 2019304.9704 | 704800.4163 | 0 | 0 | 0 | 0 | 0 | 0 | 0 | 0 | 0 | 0 | 0 | 0 | 0 | 0 | 0 | 0 | -251998.3149 | 115725.7193 | 0 | 0 | 0 | 0 | 0 | 0 | 0 | 0 | 0 | 0 | 0 | 0 | 0 | 0 | 0
2016-07-07 10:00 | 0 | 0 | 0 | 0 | 0 | 79607.9658 | 0 | 447332 | 0 | 0 | 0 | 0 | 1767306.6555 | 589074.697 | 0 | 0 | 0 | 0 | 0 | 0 | 0 | 0 | 0 | 0 | 0 | 0 | 0 | 0 | 0 | 0 | -251998.3149 | -115725.7193 | 0 | 0 | 0 | 0 | 0 | 0 | 0 | 0 | 0 | 0 | 0 | 0 | 0 | 0 | 0
2016-07-07 11:00 | 0 | 0 | 0 | 0 | 0 | 99461.02 | 11.9458 | 467197 | 0 | 0 | 0 | 0 | 1515308.3405 | 473348.9777 | 0 | 0 | 0 | 0 | 0 | 0 | 0 | 0 | 0 | 0 | 0 | 0 | 0 | 0 | 0 | 0 | -251998.3149 | -115725.7193 | 0 | 0 | 0 | 0 | 0 | 0 | 0 | 0 | 0 | 0 | 0 | 0 | 0 | 0 | 0
2016-07-07 12:00 | 0 | 0 | 0 | 0 | 0 | 315584.3548 | 137028.2937 | 491641 | 0 | 0 | 0 | 0 | 1592005.7084 | 357623.2584 | 0 | 0 | 0 | 0 | 0 | 0 | 0 | 0 | 0 | 0 | 0 | 0 | 0 | 0 | 0 | 0 | 76697.3679 | -115725.7193 | 0 | 0 | 0 | 0 | 0 | 0 | 0 | 0 | 0 | 0 | 0 | 0 | 0 | 0 | 0
2016-07-07 13:00 | 0 | 0 | 0 | 0 | 0 | 0 | 522300.8687 | 521731 | 0 | 0 | 0 | 0 | 1579268.6906 | 370930.1449 | 0 | 0 | 0 | 0 | 0 | 0 | 0 | 0 | 0 | 0 | 0 | 0 | 0 | 0 | 0 | 0 | -12737.0178 | 13306.8865 | 0 | 0 | 0 | 0 | 0 | 0 | 0 | 0 | 0 | 0 | 0 | 0 | 0 | 0 | 0
2016-07-07 14:00 | 0 | 0 | 0 | 0 | 0 | 0 | 692624.4634 | 555164 | 0 | 0 | 0 | 0 | 1601003.4347 | 486655.8642 | 0 | 0 | 0 | 0 | 0 | 0 | 0 | 0 | 0 | 0 | 0 | 0 | 0 | 0 | 0 | 0 | 21734.7441 | 115725.7193 | 0 | 0 | 0 | 0 | 0 | 0 | 0 | 0 | 0 | 0 | 0 | 0 | 0 | 0 | 0
2016-07-07 15:00 | 0 | 0 | 0 | 0 | 0 | 0 | 800293.9854 | 587617 | 0 | 0 | 0 | 0 | 1853001.7496 | 447334.5347 | 0 | 0 | 0 | 0 | 0 | 0 | 0 | 0 | 0 | 0 | 0 | 0 | 0 | 0 | 0 | 0 | 251998.3149 | -39321.3295 | 0 | 0 | 0 | 0 | 0 | 0 | 0 | 0 | 0 | 0 | 0 | 0 | 0 | 0 | 0
2016-07-07 16:00 | 0 | 0 | 0 | 0 | 0 | 0 | 852735.0688 | 614204 | 0 | 0 | 0 | 0 | 1975807.0992 | 563060.254 | 0 | 0 | 0 | 0 | 0 | 0 | 0 | 0 | 0 | 0 | 0 | 0 | 0 | 0 | 0 | 0 | 122805.3495 | 115725.7193 | 0 | 0 | 0 | 0 | 0 | 0 | 0 | 0 | 0 | 0 | 0 | 0 | 0 | 0 | 0
2016-07-07 17:00 | 0 | 0 | 0 | 0 | 0 | 0 | 866357.8839 | 635168 | 0 | 0 | 0 | 0 | 2227805.4141 | 542251.823 | 0 | 0 | 0 | 0 | 0 | 0 | 0 | 0 | 0 | 0 | 0 | 0 | 0 | 0 | 0 | 0 | 251998.3149 | -20808.431 | 0 | 0 | 0 | 0 | 0 | 0 | 0 | 0 | 0 | 0 | 0 | 0 | 0 | 0 | 0
2016-07-07 18:00 | 0 | 0 | 0 | 0 | 0 | 0 | 858402.9677 | 654364 | 0 | 0 | 0 | 0 | 2316118.6625 | 657977.5422 | 0 | 0 | 0 | 0 | 0 | 0 | 0 | 0 | 0 | 0 | 0 | 0 | 0 | 0 | 0 | 0 | 88313.2484 | 115725.7193 | 0 | 0 | 0 | 0 | 0 | 0 | 0 | 0 | 0 | 0 | 0 | 0 | 0 | 0 | 0
2016-07-07 19:00 | 0 | 0 | 0 | 0 | 0 | 0 | 846990.342 | 664473 | 0 | 0 | 0 | 0 | 2568116.9774 | 588496.5693 | 0 | 0 | 0 | 0 | 0 | 0 | 0 | 0 | 0 | 0 | 0 | 0 | 0 | 0 | 0 | 0 | 251998.3149 | -69480.973 | 0 | 0 | 0 | 0 | 0 | 0 | 0 | 0 | 0 | 0 | 0 | 0 | 0 | 0 | 0
2016-07-07 20:00 | 0 | 0 | 0 | 0 | 0 | 0 | 840580.7946 | 671071 | 0 | 0 | 0 | 0 | 2820115.2924 | 506008.0489 | 0 | 0 | 0 | 0 | 0 | 0 | 0 | 0 | 0 | 0 | 0 | 0 | 0 | 0 | 0 | 0 | 251998.3149 | -82488.5203 | 0 | 0 | 0 | 0 | 0 | 0 | 0 | 0 | 0 | 0 | 0 | 0 | 0 | 0 | 0
2016-07-07 21:00 | 0 | 0 | 0 | 0 | 0 | 0 | 826820.4471 | 673729 | 0 | 0 | 0 | 0 | 2857481.0202 | 621733.7682 | 0 | 0 | 0 | 0 | 0 | 0 | 0 | 0 | 0 | 0 | 0 | 0 | 0 | 0 | 0 | 0 | 37365.7278 | 115725.7193 | 0 | 0 | 0 | 0 | 0 | 0 | 0 | 0 | 0 | 0 | 0 | 0 | 0 | 0 | 0
2016-07-07 22:00 | 0 | 0 | 0 | 0 | 0 | 0 | 793281.505 | 668069 | 0 | 0 | 0 | 0 | 2866967.8059 | 737459.4875 | 0 | 0 | 0 | 0 | 0 | 0 | 0 | 0 | 0 | 0 | 0 | 0 | 0 | 0 | 0 | 0 | 9486.7857 | 115725.7193 | 0 | 0 | 0 | 0 | 0 | 0 | 0 | 0 | 0 | 0 | 0 | 0 | 0 | 0 | 0
2016-07-07 23:00 | 0 | 0 | 0 | 0 | 0 | 0 | 702751.5521 | 654646 | 0 | 0 | 0 | 0 | 2799347.6387 | 853185.2068 | 0 | 0 | 0 | 0 | 0 | 0 | 0 | 0 | 0 | 0 | 0 | 0 | 0 | 0 | 0 | 0 | -67620.1672 | 115725.7193 | 0 | 0 | 0 | 0 | 0 | 0 | 0 | 0 | 0 | 0 | 0 | 0 | 0 | 0 | 0
2016-07-08 | 0 | 0 | 0 | 0 | 0 | 0 | 575370.7069 | 638410 | 0 | 0 | 0 | 0 | 2620582.6263 | 968910.9261 | 0 | 0 | 0 | 0 | 0 | 0 | 0 | 0 | 0 | 0 | 0 | 0 | 0 | 0 | 0 | 0 | -178765.0124 | 115725.7193 | 0 | 0 | 0 | 0 | 0 | 0 | 0 | 0 | 0 | 0 | 0 | 0 | 0 | 0 | 0
2016-07-08 01:00 | 0 | 0 | 0 | 0 | 0 | 0 | 326428.5133 | 621532 | 0 | 0 | 0 | 0 | 2368584.3114 | 925805.7544 | 0 | 0 | 0 | 0 | 0 | 0 | 0 | 0 | 0 | 0 | 0 | 0 | 0 | 0 | 0 | 0 | -251998.3149 | -43105.1717 | 0 | 0 | 0 | 0 | 0 | 0 | 0 | 0 | 0 | 0 | 0 | 0 | 0 | 0 | 0
2016-07-08 02:00 | 0 | 0 | 0 | 0 | 0 | 483953.024 | 41868.7593 | 593605 | 0 | 0 | 0 | 0 | 2416526.814 | 810080.0351 | 0 | 0 | 0 | 0 | 0 | 0 | 0 | 0 | 0 | 0 | 0 | 0 | 0 | 0 | 0 | 0 | 47942.5026 | -115725.7193 | 0 | 0 | 0 | 0 | 0 | 0 | 0 | 0 | 0 | 0 | 0 | 0 | 0 | 0 | 0
2016-07-08 03:00 | 0 | 0 | 0 | 0 | 0 | 188133.1159 | 0.84983 | 555858 | 0 | 0 | 0 | 0 | 2164528.4991 | 694354.3158 | 0 | 0 | 0 | 0 | 0 | 0 | 0 | 0 | 0 | 0 | 0 | 0 | 0 | 0 | 0 | 0 | -251998.3149 | -115725.7193 | 0 | 0 | 0 | 0 | 0 | 0 | 0 | 0 | 0 | 0 | 0 | 0 | 0 | 0 | 0
2016-07-08 04:00 | 0 | 0 | 0 | 0 | 0 | 150879.9658 | 0 | 518604 | 0 | 0 | 0 | 0 | 1912530.1841 | 578628.5965 | 0 | 0 | 0 | 0 | 0 | 0 | 0 | 0 | 0 | 0 | 0 | 0 | 0 | 0 | 0 | 0 | -251998.3149 | -115725.7193 | 0 | 0 | 0 | 0 | 0 | 0 | 0 | 0 | 0 | 0 | 0 | 0 | 0 | 0 | 0
2016-07-08 05:00 | 0 | 0 | 0 | 0 | 0 | 436509.296 | 0 | 488114 | 0 | 0 | 0 | 0 | 1745199.7608 | 694354.3158 | 0 | 0 | 0 | 0 | 0 | 0 | 0 | 0 | 0 | 0 | 0 | 0 | 0 | 0 | 0 | 0 | -167330.4233 | 115725.7193 | 0 | 0 | 0 | 0 | 0 | 0 | 0 | 0 | 0 | 0 | 0 | 0 | 0 | 0 | 0
2016-07-08 06:00 | 0 | 0 | 0 | 0 | 0 | 406082.1939 | 0 | 461874 | 0 | 0 | 0 | 0 | 1805133.6741 | 578628.5965 | 0 | 0 | 0 | 0 | 0 | 0 | 0 | 0 | 0 | 0 | 0 | 0 | 0 | 0 | 0 | 0 | 59933.9132 | -115725.7193 | 0 | 0 | 0 | 0 | 0 | 0 | 0 | 0 | 0 | 0 | 0 | 0 | 0 | 0 | 0
2016-07-08 07:00 | 0 | 0 | 0 | 0 | 0 | 75017.9658 | 0 | 442742 | 0 | 0 | 0 | 0 | 1553135.3591 | 462902.8772 | 0 | 0 | 0 | 0 | 0 | 0 | 0 | 0 | 0 | 0 | 0 | 0 | 0 | 0 | 0 | 0 | -251998.3149 | -115725.7193 | 0 | 0 | 0 | 0 | 0 | 0 | 0 | 0 | 0 | 0 | 0 | 0 | 0 | 0 | 0
2016-07-08 08:00 | 0 | 0 | 0 | 0 | 0 | 375218.089 | 0 | 432778 | 0 | 0 | 0 | 0 | 1611301.1675 | 347177.1579 | 0 | 0 | 0 | 0 | 0 | 0 | 0 | 0 | 0 | 0 | 0 | 0 | 0 | 0 | 0 | 0 | 58165.8083 | -115725.7193 | 0 | 0 | 0 | 0 | 0 | 0 | 0 | 0 | 0 | 0 | 0 | 0 | 0 | 0 | 0
2016-07-08 09:00 | 0 | 0 | 0 | 0 | 0 | 66878.9658 | 0 | 434603 | 0 | 0 | 0 | 0 | 1359302.8525 | 231451.4386 | 0 | 0 | 0 | 0 | 0 | 0 | 0 | 0 | 0 | 0 | 0 | 0 | 0 | 0 | 0 | 0 | -251998.3149 | -115725.7193 | 0 | 0 | 0 | 0 | 0 | 0 | 0 | 0 | 0 | 0 | 0 | 0 | 0 | 0 | 0
2016-07-08 10:00 | 0 | 0 | 0 | 0 | 0 | 79016.9658 | 0 | 446741 | 0 | 0 | 0 | 0 | 1107304.5376 | 115725.7193 | 0 | 0 | 0 | 0 | 0 | 0 | 0 | 0 | 0 | 0 | 0 | 0 | 0 | 0 | 0 | 0 | -251998.3149 | -115725.7193 | 0 | 0 | 0 | 0 | 0 | 0 | 0 | 0 | 0 | 0 | 0 | 0 | 0 | 0 | 0
2016-07-08 11:00 | 0 | 0 | 0 | 0 | 0 | 284604.9039 | 0.010154 | 464941 | 0 | 0 | 0 | 0 | 1042694.1709 | 0 | 0 | 0 | 0 | 0 | 0 | 0 | 0 | 0 | 0 | 0 | 0 | 0 | 0 | 0 | 0 | 0 | -64610.3667 | -115725.7193 | 0 | 0 | 0 | 0 | 0 | 0 | 0 | 0 | 0 | 0 | 0 | 0 | 0 | 0 | 0
2016-07-08 12:00 | 0 | 0 | 0 | 0 | 0 | 180664.9493 | 101253.0241 | 491037 | 0 | 0 | 0 | 0 | 790695.856 | 42879.2884 | 0 | 0 | 0 | 0 | 0 | 0 | 0 | 0 | 0 | 0 | 0 | 0 | 0 | 0 | 0 | 0 | -251998.3149 | 42879.2884 | 0 | 0 | 0 | 0 | 0 | 0 | 0 | 0 | 0 | 0 | 0 | 0 | 0 | 0 | 0
2016-07-08 13:00 | 0 | 0 | 0 | 0 | 0 | 171390.2215 | 457874.3498 | 523699 | 0 | 0 | 0 | 0 | 780535.7079 | 158605.0077 | 0 | 0 | 0 | 0 | 0 | 0 | 0 | 0 | 0 | 0 | 0 | 0 | 0 | 0 | 0 | 0 | -10160.1481 | 115725.7193 | 0 | 0 | 0 | 0 | 0 | 0 | 0 | 0 | 0 | 0 | 0 | 0 | 0 | 0 | 0
2016-07-08 14:00 | 0 | 0 | 0 | 0 | 0 | 0 | 650055.9254 | 557938 | 0 | 0 | 0 | 0 | 756927.914 | 274330.727 | 0 | 0 | 0 | 0 | 0 | 0 | 0 | 0 | 0 | 0 | 0 | 0 | 0 | 0 | 0 | 0 | -23607.7939 | 115725.7193 | 0 | 0 | 0 | 0 | 0 | 0 | 0 | 0 | 0 | 0 | 0 | 0 | 0 | 0 | 0
2016-07-08 15:00 | 0 | 0 | 0 | 0 | 0 | 0 | 761649.4797 | 591140 | 0 | 0 | 0 | 0 | 811711.6745 | 390056.4463 | 0 | 0 | 0 | 0 | 0 | 0 | 0 | 0 | 0 | 0 | 0 | 0 | 0 | 0 | 0 | 0 | 54783.7604 | 115725.7193 | 0 | 0 | 0 | 0 | 0 | 0 | 0 | 0 | 0 | 0 | 0 | 0 | 0 | 0 | 0
2016-07-08 16:00 | 0 | 0 | 0 | 0 | 0 | 0 | 823673.8242 | 616688 | 0 | 0 | 0 | 0 | 1063709.9894 | 345043.9555 | 0 | 0 | 0 | 0 | 0 | 0 | 0 | 0 | 0 | 0 | 0 | 0 | 0 | 0 | 0 | 0 | 251998.3149 | -45012.4908 | 0 | 0 | 0 | 0 | 0 | 0 | 0 | 0 | 0 | 0 | 0 | 0 | 0 | 0 | 0
2016-07-08 17:00 | 0 | 0 | 0 | 0 | 0 | 0 | 837753.7732 | 637306 | 0 | 0 | 0 | 0 | 1148432.0433 | 460769.6748 | 0 | 0 | 0 | 0 | 0 | 0 | 0 | 0 | 0 | 0 | 0 | 0 | 0 | 0 | 0 | 0 | 84722.0539 | 115725.7193 | 0 | 0 | 0 | 0 | 0 | 0 | 0 | 0 | 0 | 0 | 0 | 0 | 0 | 0 | 0
2016-07-08 18:00 | 0 | 0 | 0 | 0 | 0 | 0 | 834160.0759 | 652156 | 0 | 0 | 0 | 0 | 1214710.3999 | 576495.3941 | 0 | 0 | 0 | 0 | 0 | 0 | 0 | 0 | 0 | 0 | 0 | 0 | 0 | 0 | 0 | 0 | 66278.3566 | 115725.7193 | 0 | 0 | 0 | 0 | 0 | 0 | 0 | 0 | 0 | 0 | 0 | 0 | 0 | 0 | 0
2016-07-08 19:00 | 0 | 0 | 0 | 0 | 0 | 0 | 824388.36 | 661112 | 0 | 0 | 0 | 0 | 1262261.0406 | 692221.1134 | 0 | 0 | 0 | 0 | 0 | 0 | 0 | 0 | 0 | 0 | 0 | 0 | 0 | 0 | 0 | 0 | 47550.6407 | 115725.7193 | 0 | 0 | 0 | 0 | 0 | 0 | 0 | 0 | 0 | 0 | 0 | 0 | 0 | 0 | 0
2016-07-08 20:00 | 0 | 0 | 0 | 0 | 0 | 0 | 816871.7537 | 666277 | 0 | 0 | 0 | 0 | 1514259.3555 | 590817.5521 | 0 | 0 | 0 | 0 | 0 | 0 | 0 | 0 | 0 | 0 | 0 | 0 | 0 | 0 | 0 | 0 | 251998.3149 | -101403.5613 | 0 | 0 | 0 | 0 | 0 | 0 | 0 | 0 | 0 | 0 | 0 | 0 | 0 | 0 | 0
2016-07-08 21:00 | 0 | 0 | 0 | 0 | 0 | 0 | 798443.6758 | 666264 | 0 | 0 | 0 | 0 | 1530713.312 | 706543.2714 | 0 | 0 | 0 | 0 | 0 | 0 | 0 | 0 | 0 | 0 | 0 | 0 | 0 | 0 | 0 | 0 | 16453.9565 | 115725.7193 | 0 | 0 | 0 | 0 | 0 | 0 | 0 | 0 | 0 | 0 | 0 | 0 | 0 | 0 | 0
2016-07-08 22:00 | 0 | 0 | 0 | 0 | 0 | 0 | 767590.5719 | 657650 | 0 | 0 | 0 | 0 | 1524928.1646 | 822268.9907 | 0 | 0 | 0 | 0 | 0 | 0 | 0 | 0 | 0 | 0 | 0 | 0 | 0 | 0 | 0 | 0 | -5785.1474 | 115725.7193 | 0 | 0 | 0 | 0 | 0 | 0 | 0 | 0 | 0 | 0 | 0 | 0 | 0 | 0 | 0
2016-07-08 23:00 | 0 | 0 | 0 | 0 | 0 | 0 | 679519.1901 | 641615 | 0 | 0 | 0 | 0 | 1575021.3103 | 810080.0351 | 0 | 0 | 0 | 0 | 0 | 0 | 0 | 0 | 0 | 0 | 0 | 0 | 0 | 0 | 0 | 0 | 50093.1457 | -12188.9556 | 0 | 0 | 0 | 0 | 0 | 0 | 0 | 0 | 0 | 0 | 0 | 0 | 0 | 0 | 0
2016-07-09 | 0 | 0 | 0 | 0 | 0 | 0 | 566674.752 | 621080 | 0 | 0 | 0 | 0 | 1636341.7816 | 694354.3158 | 0 | 0 | 0 | 0 | 0 | 0 | 0 | 0 | 0 | 0 | 0 | 0 | 0 | 0 | 0 | 0 | 61320.4713 | -115725.7193 | 0 | 0 | 0 | 0 | 0 | 0 | 0 | 0 | 0 | 0 | 0 | 0 | 0 | 0 | 0
2016-07-09 01:00 | 0 | 0 | 0 | 0 | 0 | 0 | 324677.7957 | 600655 | 0 | 0 | 0 | 0 | 1476090.2967 | 578628.5965 | 0 | 0 | 0 | 0 | 0 | 0 | 0 | 0 | 0 | 0 | 0 | 0 | 0 | 0 | 0 | 0 | -160251.485 | -115725.7193 | 0 | 0 | 0 | 0 | 0 | 0 | 0 | 0 | 0 | 0 | 0 | 0 | 0 | 0 | 0
2016-07-09 02:00 | 0 | 0 | 0 | 0 | 0 | 163330.5022 | 42019.4635 | 573074 | 0 | 0 | 0 | 0 | 1224091.9817 | 462902.8772 | 0 | 0 | 0 | 0 | 0 | 0 | 0 | 0 | 0 | 0 | 0 | 0 | 0 | 0 | 0 | 0 | -251998.3149 | -115725.7193 | 0 | 0 | 0 | 0 | 0 | 0 | 0 | 0 | 0 | 0 | 0 | 0 | 0 | 0 | 0
2016-07-09 03:00 | 0 | 0 | 0 | 0 | 0 | 497631.8457 | 0.24939 | 537026 | 0 | 0 | 0 | 0 | 1068972.3575 | 578628.5965 | 0 | 0 | 0 | 0 | 0 | 0 | 0 | 0 | 0 | 0 | 0 | 0 | 0 | 0 | 0 | 0 | -155119.6242 | 115725.7193 | 0 | 0 | 0 | 0 | 0 | 0 | 0 | 0 | 0 | 0 | 0 | 0 | 0 | 0 | 0
2016-07-09 04:00 | 0 | 0 | 0 | 0 | 0 | 474906.4029 | 0 | 503058 | 0 | 0 | 0 | 0 | 1156546.4797 | 462902.8772 | 0 | 0 | 0 | 0 | 0 | 0 | 0 | 0 | 0 | 0 | 0 | 0 | 0 | 0 | 0 | 0 | 87574.1222 | -115725.7193 | 0 | 0 | 0 | 0 | 0 | 0 | 0 | 0 | 0 | 0 | 0 | 0 | 0 | 0 | 0
2016-07-09 05:00 | 0 | 0 | 0 | 0 | 0 | 104508.9658 | 0 | 472233 | 0 | 0 | 0 | 0 | 904548.1648 | 347177.1579 | 0 | 0 | 0 | 0 | 0 | 0 | 0 | 0 | 0 | 0 | 0 | 0 | 0 | 0 | 0 | 0 | -251998.3149 | -115725.7193 | 0 | 0 | 0 | 0 | 0 | 0 | 0 | 0 | 0 | 0 | 0 | 0 | 0 | 0 | 0
2016-07-09 06:00 | 0 | 0 | 0 | 0 | 0 | 423942.0541 | 0 | 446984 | 0 | 0 | 0 | 0 | 997231.9382 | 231451.4386 | 0 | 0 | 0 | 0 | 0 | 0 | 0 | 0 | 0 | 0 | 0 | 0 | 0 | 0 | 0 | 0 | 92683.7734 | -115725.7193 | 0 | 0 | 0 | 0 | 0 | 0 | 0 | 0 | 0 | 0 | 0 | 0 | 0 | 0 | 0
2016-07-09 07:00 | 0 | 0 | 0 | 0 | 0 | 291538.4044 | 0 | 427811 | 0 | 0 | 0 | 0 | 745233.6232 | 347177.1579 | 0 | 0 | 0 | 0 | 0 | 0 | 0 | 0 | 0 | 0 | 0 | 0 | 0 | 0 | 0 | 0 | -251998.3149 | 115725.7193 | 0 | 0 | 0 | 0 | 0 | 0 | 0 | 0 | 0 | 0 | 0 | 0 | 0 | 0 | 0
2016-07-09 08:00 | 0 | 0 | 0 | 0 | 0 | 47377.9658 | 0 | 415102 | 0 | 0 | 0 | 0 | 493235.3083 | 231451.4386 | 0 | 0 | 0 | 0 | 0 | 0 | 0 | 0 | 0 | 0 | 0 | 0 | 0 | 0 | 0 | 0 | -251998.3149 | -115725.7193 | 0 | 0 | 0 | 0 | 0 | 0 | 0 | 0 | 0 | 0 | 0 | 0 | 0 | 0 | 0
2016-07-09 09:00 | 0 | 0 | 0 | 0 | 0 | 357630.9487 | 0 | 408303 | 0 | 0 | 0 | 0 | 558288.9763 | 115725.7193 | 0 | 0 | 0 | 0 | 0 | 0 | 0 | 0 | 0 | 0 | 0 | 0 | 0 | 0 | 0 | 0 | 65053.668 | -115725.7193 | 0 | 0 | 0 | 0 | 0 | 0 | 0 | 0 | 0 | 0 | 0 | 0 | 0 | 0 | 0
2016-07-09 10:00 | 0 | 0 | 0 | 0 | 0 | 337547.2083 | 0 | 405812 | 0 | 0 | 0 | 0 | 374298.4653 | 231451.4386 | 0 | 0 | 0 | 0 | 0 | 0 | 0 | 0 | 0 | 0 | 0 | 0 | 0 | 0 | 0 | 0 | -183990.511 | 115725.7193 | 0 | 0 | 0 | 0 | 0 | 0 | 0 | 0 | 0 | 0 | 0 | 0 | 0 | 0 | 0
2016-07-09 11:00 | 0 | 0 | 0 | 0 | 0 | 44363.2429 | 7.7228 | 412095 | 0 | 0 | 0 | 0 | 122300.1503 | 115725.7193 | 0 | 0 | 0 | 0 | 0 | 0 | 0 | 0 | 0 | 0 | 0 | 0 | 0 | 0 | 0 | 0 | -251998.3149 | -115725.7193 | 0 | 0 | 0 | 0 | 0 | 0 | 0 | 0 | 0 | 0 | 0 | 0 | 0 | 0 | 0
2016-07-09 12:00 | 0 | 0 | 0 | 0 | 0 | 162739.7591 | 127159.0816 | 431529 | 0 | 0 | 0 | 0 | 96395.7103 | 0 | 0 | 0 | 0 | 0 | 0 | 0 | 0 | 0 | 0 | 0 | 0 | 0 | 0 | 0 | 0 | 0 | -25904.44 | -115725.7193 | 0 | 0 | 0 | 0 | 0 | 0 | 0 | 0 | 0 | 0 | 0 | 0 | 0 | 0 | 0
2016-07-09 13:00 | 0 | 0 | 0 | 0 | 0 | 0 | 513613.6971 | 461399 | 0 | 0 | 0 | 0 | 32884.6881 | 115725.7193 | 0 | 0 | 0 | 0 | 0 | 0 | 0 | 0 | 0 | 0 | 0 | 0 | 0 | 0 | 0 | 0 | -63511.0222 | 115725.7193 | 0 | 0 | 0 | 0 | 0 | 0 | 0 | 0 | 0 | 0 | 0 | 0 | 0 | 0 | 0
2016-07-09 14:00 | 0 | 0 | 0 | 0 | 0 | 0 | 676402.4221 | 494489 | 0 | 0 | 0 | 0 | 239509.9265 | 91013.903 | 0 | 0 | 0 | 0 | 0 | 0 | 0 | 0 | 0 | 0 | 0 | 0 | 0 | 0 | 0 | 0 | 206625.2384 | -24711.8163 | 0 | 0 | 0 | 0 | 0 | 0 | 0 | 0 | 0 | 0 | 0 | 0 | 0 | 0 | 0
2016-07-09 15:00 | 0 | 0 | 0 | 0 | 0 | 0 | 785217.3783 | 525257 | 0 | 0 | 0 | 0 | 383744.5855 | 206739.6223 | 0 | 0 | 0 | 0 | 0 | 0 | 0 | 0 | 0 | 0 | 0 | 0 | 0 | 0 | 0 | 0 | 144234.659 | 115725.7193 | 0 | 0 | 0 | 0 | 0 | 0 | 0 | 0 | 0 | 0 | 0 | 0 | 0 | 0 | 0
2016-07-09 16:00 | 0 | 0 | 0 | 0 | 0 | 0 | 844516.541 | 550195 | 0 | 0 | 0 | 0 | 635742.9005 | 249062.8484 | 0 | 0 | 0 | 0 | 0 | 0 | 0 | 0 | 0 | 0 | 0 | 0 | 0 | 0 | 0 | 0 | 251998.3149 | 42323.2261 | 0 | 0 | 0 | 0 | 0 | 0 | 0 | 0 | 0 | 0 | 0 | 0 | 0 | 0 | 0
2016-07-09 17:00 | 0 | 0 | 0 | 0 | 0 | 0 | 856710.6062 | 569722 | 0 | 0 | 0 | 0 | 887741.2154 | 284053.1397 | 0 | 0 | 0 | 0 | 0 | 0 | 0 | 0 | 0 | 0 | 0 | 0 | 0 | 0 | 0 | 0 | 251998.3149 | 34990.2913 | 0 | 0 | 0 | 0 | 0 | 0 | 0 | 0 | 0 | 0 | 0 | 0 | 0 | 0 | 0
2016-07-09 18:00 | 0 | 0 | 0 | 0 | 0 | 0 | 852606.9841 | 583892 | 0 | 0 | 0 | 0 | 1040730.4802 | 399778.859 | 0 | 0 | 0 | 0 | 0 | 0 | 0 | 0 | 0 | 0 | 0 | 0 | 0 | 0 | 0 | 0 | 152989.2648 | 115725.7193 | 0 | 0 | 0 | 0 | 0 | 0 | 0 | 0 | 0 | 0 | 0 | 0 | 0 | 0 | 0
2016-07-09 19:00 | 0 | 0 | 0 | 0 | 0 | 0 | 843249.4288 | 595393 | 0 | 0 | 0 | 0 | 1292728.7951 | 395636.9729 | 0 | 0 | 0 | 0 | 0 | 0 | 0 | 0 | 0 | 0 | 0 | 0 | 0 | 0 | 0 | 0 | 251998.3149 | -4141.8861 | 0 | 0 | 0 | 0 | 0 | 0 | 0 | 0 | 0 | 0 | 0 | 0 | 0 | 0 | 0
2016-07-09 20:00 | 0 | 0 | 0 | 0 | 0 | 0 | 838232.9429 | 603013 | 0 | 0 | 0 | 0 | 1412223.0187 | 511362.6921 | 0 | 0 | 0 | 0 | 0 | 0 | 0 | 0 | 0 | 0 | 0 | 0 | 0 | 0 | 0 | 0 | 119494.2236 | 115725.7193 | 0 | 0 | 0 | 0 | 0 | 0 | 0 | 0 | 0 | 0 | 0 | 0 | 0 | 0 | 0
2016-07-09 21:00 | 0 | 0 | 0 | 0 | 0 | 0 | 826395.5761 | 605780 | 0 | 0 | 0 | 0 | 1517112.8756 | 627088.4114 | 0 | 0 | 0 | 0 | 0 | 0 | 0 | 0 | 0 | 0 | 0 | 0 | 0 | 0 | 0 | 0 | 104889.8568 | 115725.7193 | 0 | 0 | 0 | 0 | 0 | 0 | 0 | 0 | 0 | 0 | 0 | 0 | 0 | 0 | 0
2016-07-09 22:00 | 0 | 0 | 0 | 0 | 0 | 0 | 797912.1512 | 600420 | 0 | 0 | 0 | 0 | 1769111.1905 | 572582.2477 | 0 | 0 | 0 | 0 | 0 | 0 | 0 | 0 | 0 | 0 | 0 | 0 | 0 | 0 | 0 | 0 | 251998.3149 | -54506.1638 | 0 | 0 | 0 | 0 | 0 | 0 | 0 | 0 | 0 | 0 | 0 | 0 | 0 | 0 | 0
2016-07-09 23:00 | 0 | 0 | 0 | 0 | 0 | 0 | 716388.8362 | 588550 | 0 | 0 | 0 | 0 | 2012675.746 | 456856.5284 | 0 | 0 | 0 | 0 | 0 | 0 | 0 | 0 | 0 | 0 | 0 | 0 | 0 | 0 | 0 | 0 | 243564.5555 | -115725.7193 | 0 | 0 | 0 | 0 | 0 | 0 | 0 | 0 | 0 | 0 | 0 | 0 | 0 | 0 | 0
2016-07-10 | 0 | 0 | 0 | 0 | 0 | 0 | 580792.2778 | 572382 | 0 | 0 | 0 | 0 | 2136811.7432 | 341130.8091 | 0 | 0 | 0 | 0 | 0 | 0 | 0 | 0 | 0 | 0 | 0 | 0 | 0 | 0 | 0 | 0 | 124135.9971 | -115725.7193 | 0 | 0 | 0 | 0 | 0 | 0 | 0 | 0 | 0 | 0 | 0 | 0 | 0 | 0 | 0
2016-07-10 01:00 | 0 | 0 | 0 | 0 | 0 | 0 | 311078.0339 | 557030 | 0 | 0 | 0 | 0 | 1884813.4282 | 347177.1579 | 0 | 0 | 0 | 0 | 0 | 0 | 0 | 0 | 0 | 0 | 0 | 0 | 0 | 0 | 0 | 0 | -251998.3149 | 6046.3488 | 0 | 0 | 0 | 0 | 0 | 0 | 0 | 0 | 0 | 0 | 0 | 0 | 0 | 0 | 0
2016-07-10 02:00 | 0 | 0 | 0 | 0 | 0 | 360762.929 | 37699.4753 | 534735 | 0 | 0 | 0 | 0 | 1632815.1133 | 462902.8772 | 0 | 0 | 0 | 0 | 0 | 0 | 0 | 0 | 0 | 0 | 0 | 0 | 0 | 0 | 0 | 0 | -251998.3149 | 115725.7193 | 0 | 0 | 0 | 0 | 0 | 0 | 0 | 0 | 0 | 0 | 0 | 0 | 0 | 0 | 0
2016-07-10 03:00 | 0 | 0 | 0 | 0 | 0 | 368364.0879 | 0.31646 | 504637 | 0 | 0 | 0 | 0 | 1380816.7983 | 578628.5965 | 0 | 0 | 0 | 0 | 0 | 0 | 0 | 0 | 0 | 0 | 0 | 0 | 0 | 0 | 0 | 0 | -251998.3149 | 115725.7193 | 0 | 0 | 0 | 0 | 0 | 0 | 0 | 0 | 0 | 0 | 0 | 0 | 0 | 0 | 0
2016-07-10 04:00 | 0 | 0 | 0 | 0 | 0 | 105140.9658 | 0 | 472865 | 0 | 0 | 0 | 0 | 1128818.4834 | 462902.8772 | 0 | 0 | 0 | 0 | 0 | 0 | 0 | 0 | 0 | 0 | 0 | 0 | 0 | 0 | 0 | 0 | -251998.3149 | -115725.7193 | 0 | 0 | 0 | 0 | 0 | 0 | 0 | 0 | 0 | 0 | 0 | 0 | 0 | 0 | 0
2016-07-10 05:00 | 0 | 0 | 0 | 0 | 0 | 77443.9658 | 0 | 445168 | 0 | 0 | 0 | 0 | 876820.1684 | 347177.1579 | 0 | 0 | 0 | 0 | 0 | 0 | 0 | 0 | 0 | 0 | 0 | 0 | 0 | 0 | 0 | 0 | -251998.3149 | -115725.7193 | 0 | 0 | 0 | 0 | 0 | 0 | 0 | 0 | 0 | 0 | 0 | 0 | 0 | 0 | 0
2016-07-10 06:00 | 0 | 0 | 0 | 0 | 0 | 559314.5956 | 0 | 423042 | 0 | 0 | 0 | 0 | 1128818.4834 | 231451.4386 | 0 | 0 | 0 | 0 | 0 | 0 | 0 | 0 | 0 | 0 | 0 | 0 | 0 | 0 | 0 | 0 | 251998.3149 | -115725.7193 | 0 | 0 | 0 | 0 | 0 | 0 | 0 | 0 | 0 | 0 | 0 | 0 | 0 | 0 | 0
2016-07-10 07:00 | 0 | 0 | 0 | 0 | 0 | 269116.4044 | 0 | 405389 | 0 | 0 | 0 | 0 | 876820.1684 | 347177.1579 | 0 | 0 | 0 | 0 | 0 | 0 | 0 | 0 | 0 | 0 | 0 | 0 | 0 | 0 | 0 | 0 | -251998.3149 | 115725.7193 | 0 | 0 | 0 | 0 | 0 | 0 | 0 | 0 | 0 | 0 | 0 | 0 | 0 | 0 | 0
2016-07-10 08:00 | 0 | 0 | 0 | 0 | 0 | 25270.9658 | 0 | 392995 | 0 | 0 | 0 | 0 | 624821.8535 | 231451.4386 | 0 | 0 | 0 | 0 | 0 | 0 | 0 | 0 | 0 | 0 | 0 | 0 | 0 | 0 | 0 | 0 | -251998.3149 | -115725.7193 | 0 | 0 | 0 | 0 | 0 | 0 | 0 | 0 | 0 | 0 | 0 | 0 | 0 | 0 | 0
2016-07-10 09:00 | 0 | 0 | 0 | 0 | 0 | 18316.9658 | 0 | 386041 | 0 | 0 | 0 | 0 | 372823.5386 | 115725.7193 | 0 | 0 | 0 | 0 | 0 | 0 | 0 | 0 | 0 | 0 | 0 | 0 | 0 | 0 | 0 | 0 | -251998.3149 | -115725.7193 | 0 | 0 | 0 | 0 | 0 | 0 | 0 | 0 | 0 | 0 | 0 | 0 | 0 | 0 | 0
2016-07-10 10:00 | 0 | 0 | 0 | 0 | 0 | 14690.9658 | 0 | 382415 | 0 | 0 | 0 | 0 | 120825.2236 | 0 | 0 | 0 | 0 | 0 | 0 | 0 | 0 | 0 | 0 | 0 | 0 | 0 | 0 | 0 | 0 | 0 | -251998.3149 | -115725.7193 | 0 | 0 | 0 | 0 | 0 | 0 | 0 | 0 | 0 | 0 | 0 | 0 | 0 | 0 | 0
2016-07-10 11:00 | 0 | 0 | 0 | 0 | 0 | 343591.3222 | 6.654 | 387490 | 0 | 0 | 0 | 0 | 0 | 76933.1998 | 0 | 0 | 0 | 0 | 0 | 0 | 0 | 0 | 0 | 0 | 0 | 0 | 0 | 0 | 0 | 0 | -120825.2236 | 76933.1998 | 0 | 0 | 0 | 0 | 0 | 0 | 0 | 0 | 0 | 0 | 0 | 0 | 0 | 0 | 0
2016-07-10 12:00 | 0 | 0 | 0 | 0 | 0 | 220625.1905 | 110144.6097 | 407703 | 0 | 0 | 0 | 0 | 0 | 0 | 0 | 0 | 0 | 0 | 0 | 0 | 0 | 0 | 0 | 0 | 0 | 0 | 0 | 0 | 0 | 0 | 0 | -76933.1998 | 0 | 0 | 0 | 0 | 0 | 0 | 0 | 0 | 0 | 0 | 0 | 0 | 0 | 0 | 0
2016-07-10 13:00 | 0 | 0 | 0 | 0 | 0 | 0 | 502706.9294 | 435099 | 0 | 0 | 0 | 0 | 0 | 67607.9294 | 0 | 0 | 0 | 0 | 0 | 0 | 0 | 0 | 0 | 0 | 0 | 0 | 0 | 0 | 0 | 0 | 0 | 67607.9294 | 0 | 0 | 0 | 0 | 0 | 0 | 0 | 0 | 0 | 0 | 0 | 0 | 0 | 0 | 0
2016-07-10 14:00 | 0 | 0 | 0 | 0 | 0 | 0 | 713926.1627 | 466139 | 0 | 0 | 0 | 0 | 132061.4434 | 183333.6487 | 0 | 0 | 0 | 0 | 0 | 0 | 0 | 0 | 0 | 0 | 0 | 0 | 0 | 0 | 0 | 0 | 132061.4434 | 115725.7193 | 0 | 0 | 0 | 0 | 0 | 0 | 0 | 0 | 0 | 0 | 0 | 0 | 0 | 0 | 0
2016-07-10 15:00 | 0 | 0 | 0 | 0 | 0 | 0 | 820832.8189 | 496547 | 0 | 0 | 0 | 0 | 377875.5986 | 261805.3124 | 0 | 0 | 0 | 0 | 0 | 0 | 0 | 0 | 0 | 0 | 0 | 0 | 0 | 0 | 0 | 0 | 245814.1552 | 78471.6637 | 0 | 0 | 0 | 0 | 0 | 0 | 0 | 0 | 0 | 0 | 0 | 0 | 0 | 0 | 0
2016-07-10 16:00 | 0 | 0 | 0 | 0 | 0 | 0 | 876458.1072 | 524202 | 0 | 0 | 0 | 0 | 614405.9865 | 377531.0317 | 0 | 0 | 0 | 0 | 0 | 0 | 0 | 0 | 0 | 0 | 0 | 0 | 0 | 0 | 0 | 0 | 236530.3879 | 115725.7193 | 0 | 0 | 0 | 0 | 0 | 0 | 0 | 0 | 0 | 0 | 0 | 0 | 0 | 0 | 0
2016-07-10 17:00 | 0 | 0 | 0 | 0 | 0 | 0 | 885684.8878 | 547624 | 0 | 0 | 0 | 0 | 836741.1551 | 493256.751 | 0 | 0 | 0 | 0 | 0 | 0 | 0 | 0 | 0 | 0 | 0 | 0 | 0 | 0 | 0 | 0 | 222335.1685 | 115725.7193 | 0 | 0 | 0 | 0 | 0 | 0 | 0 | 0 | 0 | 0 | 0 | 0 | 0 | 0 | 0
2016-07-10 18:00 | 0 | 0 | 0 | 0 | 0 | 0 | 880038.8445 | 566798 | 0 | 0 | 0 | 0 | 1088739.47 | 554499.2805 | 0 | 0 | 0 | 0 | 0 | 0 | 0 | 0 | 0 | 0 | 0 | 0 | 0 | 0 | 0 | 0 | 251998.3149 | 61242.5295 | 0 | 0 | 0 | 0 | 0 | 0 | 0 | 0 | 0 | 0 | 0 | 0 | 0 | 0 | 0
2016-07-10 19:00 | 0 | 0 | 0 | 0 | 0 | 0 | 873151.8899 | 581698 | 0 | 0 | 0 | 0 | 1340737.7849 | 593954.8555 | 0 | 0 | 0 | 0 | 0 | 0 | 0 | 0 | 0 | 0 | 0 | 0 | 0 | 0 | 0 | 0 | 251998.3149 | 39455.575 | 0 | 0 | 0 | 0 | 0 | 0 | 0 | 0 | 0 | 0 | 0 | 0 | 0 | 0 | 0
2016-07-10 20:00 | 0 | 0 | 0 | 0 | 0 | 0 | 873588.801 | 592595 | 0 | 0 | 0 | 0 | 1506005.8666 | 709680.5748 | 0 | 0 | 0 | 0 | 0 | 0 | 0 | 0 | 0 | 0 | 0 | 0 | 0 | 0 | 0 | 0 | 165268.0817 | 115725.7193 | 0 | 0 | 0 | 0 | 0 | 0 | 0 | 0 | 0 | 0 | 0 | 0 | 0 | 0 | 0
2016-07-10 21:00 | 0 | 0 | 0 | 0 | 0 | 0 | 868251.0317 | 599783 | 0 | 0 | 0 | 0 | 1658748.179 | 825406.2941 | 0 | 0 | 0 | 0 | 0 | 0 | 0 | 0 | 0 | 0 | 0 | 0 | 0 | 0 | 0 | 0 | 152742.3124 | 115725.7193 | 0 | 0 | 0 | 0 | 0 | 0 | 0 | 0 | 0 | 0 | 0 | 0 | 0 | 0 | 0
2016-07-10 22:00 | 0 | 0 | 0 | 0 | 0 | 0 | 844909.7023 | 600387 | 0 | 0 | 0 | 0 | 1787545.162 | 941132.0134 | 0 | 0 | 0 | 0 | 0 | 0 | 0 | 0 | 0 | 0 | 0 | 0 | 0 | 0 | 0 | 0 | 128796.983 | 115725.7193 | 0 | 0 | 0 | 0 | 0 | 0 | 0 | 0 | 0 | 0 | 0 | 0 | 0 | 0 | 0
2016-07-10 23:00 | 0 | 0 | 0 | 0 | 0 | 0 | 762059.5516 | 591233 | 0 | 0 | 0 | 0 | 2039543.477 | 859960.25 | 0 | 0 | 0 | 0 | 0 | 0 | 0 | 0 | 0 | 0 | 0 | 0 | 0 | 0 | 0 | 0 | 251998.3149 | -81171.7634 | 0 | 0 | 0 | 0 | 0 | 0 | 0 | 0 | 0 | 0 | 0 | 0 | 0 | 0 | 0
2016-07-11 | 0 | 0 | 0 | 0 | 0 | 0 | 626815.5221 | 576878 | 0 | 0 | 0 | 0 | 2205206.7183 | 744234.5307 | 0 | 0 | 0 | 0 | 0 | 0 | 0 | 0 | 0 | 0 | 0 | 0 | 0 | 0 | 0 | 0 | 165663.2414 | -115725.7193 | 0 | 0 | 0 | 0 | 0 | 0 | 0 | 0 | 0 | 0 | 0 | 0 | 0 | 0 | 0
2016-07-11 01:00 | 0 | 0 | 0 | 0 | 0 | 0 | 341427.9927 | 564175 | 0 | 0 | 0 | 0 | 2098185.4303 | 628508.8114 | 0 | 0 | 0 | 0 | 0 | 0 | 0 | 0 | 0 | 0 | 0 | 0 | 0 | 0 | 0 | 0 | -107021.288 | -115725.7193 | 0 | 0 | 0 | 0 | 0 | 0 | 0 | 0 | 0 | 0 | 0 | 0 | 0 | 0 | 0
2016-07-11 02:00 | 0 | 0 | 0 | 0 | 0 | 121646.2819 | 52294.6839 | 541665 | 0 | 0 | 0 | 0 | 1846187.1154 | 512783.0921 | 0 | 0 | 0 | 0 | 0 | 0 | 0 | 0 | 0 | 0 | 0 | 0 | 0 | 0 | 0 | 0 | -251998.3149 | -115725.7193 | 0 | 0 | 0 | 0 | 0 | 0 | 0 | 0 | 0 | 0 | 0 | 0 | 0 | 0 | 0
2016-07-11 03:00 | 0 | 0 | 0 | 0 | 0 | 142036.775 | 0.19071 | 509761 | 0 | 0 | 0 | 0 | 1594188.8004 | 397057.3728 | 0 | 0 | 0 | 0 | 0 | 0 | 0 | 0 | 0 | 0 | 0 | 0 | 0 | 0 | 0 | 0 | -251998.3149 | -115725.7193 | 0 | 0 | 0 | 0 | 0 | 0 | 0 | 0 | 0 | 0 | 0 | 0 | 0 | 0 | 0
2016-07-11 04:00 | 0 | 0 | 0 | 0 | 0 | 109803.9658 | 0 | 477528 | 0 | 0 | 0 | 0 | 1342190.4855 | 281331.6535 | 0 | 0 | 0 | 0 | 0 | 0 | 0 | 0 | 0 | 0 | 0 | 0 | 0 | 0 | 0 | 0 | -251998.3149 | -115725.7193 | 0 | 0 | 0 | 0 | 0 | 0 | 0 | 0 | 0 | 0 | 0 | 0 | 0 | 0 | 0
2016-07-11 05:00 | 0 | 0 | 0 | 0 | 0 | 736067.1235 | 0 | 450542 | 0 | 0 | 0 | 0 | 1511989.8897 | 397057.3728 | 0 | 0 | 0 | 0 | 0 | 0 | 0 | 0 | 0 | 0 | 0 | 0 | 0 | 0 | 0 | 0 | 169799.4042 | 115725.7193 | 0 | 0 | 0 | 0 | 0 | 0 | 0 | 0 | 0 | 0 | 0 | 0 | 0 | 0 | 0
2016-07-11 06:00 | 0 | 0 | 0 | 0 | 0 | 60921.9658 | 0 | 428646 | 0 | 0 | 0 | 0 | 1259991.5747 | 281331.6535 | 0 | 0 | 0 | 0 | 0 | 0 | 0 | 0 | 0 | 0 | 0 | 0 | 0 | 0 | 0 | 0 | -251998.3149 | -115725.7193 | 0 | 0 | 0 | 0 | 0 | 0 | 0 | 0 | 0 | 0 | 0 | 0 | 0 | 0 | 0
2016-07-11 07:00 | 0 | 0 | 0 | 0 | 0 | 45125.9658 | 0 | 412850 | 0 | 0 | 0 | 0 | 1007993.2598 | 165605.9342 | 0 | 0 | 0 | 0 | 0 | 0 | 0 | 0 | 0 | 0 | 0 | 0 | 0 | 0 | 0 | 0 | -251998.3149 | -115725.7193 | 0 | 0 | 0 | 0 | 0 | 0 | 0 | 0 | 0 | 0 | 0 | 0 | 0 | 0 | 0
2016-07-11 08:00 | 0 | 0 | 0 | 0 | 0 | 269828.4044 | 0 | 406101 | 0 | 0 | 0 | 0 | 755994.9448 | 281331.6535 | 0 | 0 | 0 | 0 | 0 | 0 | 0 | 0 | 0 | 0 | 0 | 0 | 0 | 0 | 0 | 0 | -251998.3149 | 115725.7193 | 0 | 0 | 0 | 0 | 0 | 0 | 0 | 0 | 0 | 0 | 0 | 0 | 0 | 0 | 0
2016-07-11 09:00 | 0 | 0 | 0 | 0 | 0 | 43251.9658 | 0 | 410976 | 0 | 0 | 0 | 0 | 503996.6299 | 165605.9342 | 0 | 0 | 0 | 0 | 0 | 0 | 0 | 0 | 0 | 0 | 0 | 0 | 0 | 0 | 0 | 0 | -251998.3149 | -115725.7193 | 0 | 0 | 0 | 0 | 0 | 0 | 0 | 0 | 0 | 0 | 0 | 0 | 0 | 0 | 0
2016-07-11 10:00 | 0 | 0 | 0 | 0 | 0 | 57017.9658 | 0 | 424742 | 0 | 0 | 0 | 0 | 251998.3149 | 49880.2149 | 0 | 0 | 0 | 0 | 0 | 0 | 0 | 0 | 0 | 0 | 0 | 0 | 0 | 0 | 0 | 0 | -251998.3149 | -115725.7193 | 0 | 0 | 0 | 0 | 0 | 0 | 0 | 0 | 0 | 0 | 0 | 0 | 0 | 0 | 0
2016-07-11 11:00 | 0 | 0 | 0 | 0 | 0 | 149502.7632 | 5.9624 | 443139 | 0 | 0 | 0 | 0 | 0 | 8248.2555 | 0 | 0 | 0 | 0 | 0 | 0 | 0 | 0 | 0 | 0 | 0 | 0 | 0 | 0 | 0 | 0 | -251998.3149 | -41631.9594 | 0 | 0 | 0 | 0 | 0 | 0 | 0 | 0 | 0 | 0 | 0 | 0 | 0 | 0 | 0
2016-07-11 12:00 | 0 | 0 | 0 | 0 | 0 | 583448.8 | 130084.2594 | 469783 | 0 | 0 | 0 | 0 | 251998.3149 | 0 | 0 | 0 | 0 | 0 | 0 | 0 | 0 | 0 | 0 | 0 | 0 | 0 | 0 | 0 | 0 | 0 | 251998.3149 | -8248.2555 | 0 | 0 | 0 | 0 | 0 | 0 | 0 | 0 | 0 | 0 | 0 | 0 | 0 | 0 | 0
2016-07-11 13:00 | 0 | 0 | 0 | 0 | 0 | 354277.0623 | 514471.9719 | 501025 | 0 | 0 | 0 | 0 | 503996.6299 | 115725.7193 | 0 | 0 | 0 | 0 | 0 | 0 | 0 | 0 | 0 | 0 | 0 | 0 | 0 | 0 | 0 | 0 | 251998.3149 | 115725.7193 | 0 | 0 | 0 | 0 | 0 | 0 | 0 | 0 | 0 | 0 | 0 | 0 | 0 | 0 | 0
2016-07-11 14:00 | 0 | 0 | 0 | 0 | 0 | 0 | 728317.3827 | 535818 | 0 | 0 | 0 | 0 | 755994.9448 | 56226.7871 | 0 | 0 | 0 | 0 | 0 | 0 | 0 | 0 | 0 | 0 | 0 | 0 | 0 | 0 | 0 | 0 | 251998.3149 | -59498.9322 | 0 | 0 | 0 | 0 | 0 | 0 | 0 | 0 | 0 | 0 | 0 | 0 | 0 | 0 | 0
2016-07-11 15:00 | 0 | 0 | 0 | 0 | 0 | 95738.1301 | 840409.9042 | 568424 | 0 | 0 | 0 | 0 | 1007993.2598 | 171952.5064 | 0 | 0 | 0 | 0 | 0 | 0 | 0 | 0 | 0 | 0 | 0 | 0 | 0 | 0 | 0 | 0 | 251998.3149 | 115725.7193 | 0 | 0 | 0 | 0 | 0 | 0 | 0 | 0 | 0 | 0 | 0 | 0 | 0 | 0 | 0
2016-07-11 16:00 | 0 | 0 | 0 | 0 | 0 | 0 | 890015.3286 | 596823 | 0 | 0 | 0 | 0 | 1259991.5747 | 213146.52 | 0 | 0 | 0 | 0 | 0 | 0 | 0 | 0 | 0 | 0 | 0 | 0 | 0 | 0 | 0 | 0 | 251998.3149 | 41194.0136 | 0 | 0 | 0 | 0 | 0 | 0 | 0 | 0 | 0 | 0 | 0 | 0 | 0 | 0 | 0
2016-07-11 17:00 | 0 | 0 | 0 | 0 | 0 | 85828.0295 | 902944.0047 | 621048 | 0 | 0 | 0 | 0 | 1511989.8897 | 328872.2393 | 0 | 0 | 0 | 0 | 0 | 0 | 0 | 0 | 0 | 0 | 0 | 0 | 0 | 0 | 0 | 0 | 251998.3149 | 115725.7193 | 0 | 0 | 0 | 0 | 0 | 0 | 0 | 0 | 0 | 0 | 0 | 0 | 0 | 0 | 0
2016-07-11 18:00 | 0 | 0 | 0 | 0 | 0 | 110862.9327 | 897404.1015 | 640543 | 0 | 0 | 0 | 0 | 1763988.2046 | 444597.9586 | 0 | 0 | 0 | 0 | 0 | 0 | 0 | 0 | 0 | 0 | 0 | 0 | 0 | 0 | 0 | 0 | 251998.3149 | 115725.7193 | 0 | 0 | 0 | 0 | 0 | 0 | 0 | 0 | 0 | 0 | 0 | 0 | 0 | 0 | 0
2016-07-11 19:00 | 0 | 0 | 0 | 0 | 0 | 132654.0866 | 889505.9476 | 654436 | 0 | 0 | 0 | 0 | 2015986.5196 | 560323.6779 | 0 | 0 | 0 | 0 | 0 | 0 | 0 | 0 | 0 | 0 | 0 | 0 | 0 | 0 | 0 | 0 | 251998.3149 | 115725.7193 | 0 | 0 | 0 | 0 | 0 | 0 | 0 | 0 | 0 | 0 | 0 | 0 | 0 | 0 | 0
2016-07-11 20:00 | 0 | 0 | 0 | 0 | 0 | 143622.2413 | 887716.7929 | 663615 | 0 | 0 | 0 | 0 | 2267984.8345 | 676049.3972 | 0 | 0 | 0 | 0 | 0 | 0 | 0 | 0 | 0 | 0 | 0 | 0 | 0 | 0 | 0 | 0 | 251998.3149 | 115725.7193 | 0 | 0 | 0 | 0 | 0 | 0 | 0 | 0 | 0 | 0 | 0 | 0 | 0 | 0 | 0
2016-07-11 21:00 | 0 | 0 | 0 | 0 | 0 | 152967.8341 | 881538.2002 | 666782 | 0 | 0 | 0 | 0 | 2519983.1494 | 791775.1165 | 0 | 0 | 0 | 0 | 0 | 0 | 0 | 0 | 0 | 0 | 0 | 0 | 0 | 0 | 0 | 0 | 251998.3149 | 115725.7193 | 0 | 0 | 0 | 0 | 0 | 0 | 0 | 0 | 0 | 0 | 0 | 0 | 0 | 0 | 0
2016-07-11 22:00 | 0 | 0 | 0 | 0 | 0 | 0 | 856349.4711 | 661340 | 0 | 0 | 0 | 0 | 2599266.9013 | 907500.8358 | 0 | 0 | 0 | 0 | 0 | 0 | 0 | 0 | 0 | 0 | 0 | 0 | 0 | 0 | 0 | 0 | 79283.7518 | 115725.7193 | 0 | 0 | 0 | 0 | 0 | 0 | 0 | 0 | 0 | 0 | 0 | 0 | 0 | 0 | 0
2016-07-11 23:00 | 0 | 0 | 0 | 0 | 0 | 0 | 779589.1383 | 647838 | 0 | 0 | 0 | 0 | 2846743.7589 | 791775.1165 | 0 | 0 | 0 | 0 | 0 | 0 | 0 | 0 | 0 | 0 | 0 | 0 | 0 | 0 | 0 | 0 | 247476.8576 | -115725.7193 | 0 | 0 | 0 | 0 | 0 | 0 | 0 | 0 | 0 | 0 | 0 | 0 | 0 | 0 | 0
2016-07-12 | 0 | 0 | 0 | 0 | 0 | 0 | 615613.5578 | 629895 | 0 | 0 | 0 | 0 | 2882488.6048 | 741748.8283 | 0 | 0 | 0 | 0 | 0 | 0 | 0 | 0 | 0 | 0 | 0 | 0 | 0 | 0 | 0 | 0 | 35744.8459 | -50026.2882 | 0 | 0 | 0 | 0 | 0 | 0 | 0 | 0 | 0 | 0 | 0 | 0 | 0 | 0 | 0
2016-07-12 01:00 | 0 | 0 | 0 | 0 | 0 | 0 | 343155.0587 | 611767 | 0 | 0 | 0 | 0 | 2715803.8937 | 639821.5982 | 0 | 0 | 0 | 0 | 0 | 0 | 0 | 0 | 0 | 0 | 0 | 0 | 0 | 0 | 0 | 0 | -166684.7112 | -101927.2301 | 0 | 0 | 0 | 0 | 0 | 0 | 0 | 0 | 0 | 0 | 0 | 0 | 0 | 0 | 0
2016-07-12 02:00 | 0 | 0 | 0 | 0 | 0 | 344822.467 | 37585.2099 | 583447 | 0 | 0 | 0 | 0 | 2630490.2899 | 524095.8789 | 0 | 0 | 0 | 0 | 0 | 0 | 0 | 0 | 0 | 0 | 0 | 0 | 0 | 0 | 0 | 0 | -85313.6038 | -115725.7193 | 0 | 0 | 0 | 0 | 0 | 0 | 0 | 0 | 0 | 0 | 0 | 0 | 0 | 0 | 0
2016-07-12 03:00 | 0 | 0 | 0 | 0 | 0 | 681164.5814 | 0.014251 | 544892 | 0 | 0 | 0 | 0 | 2882488.6048 | 408370.1596 | 0 | 0 | 0 | 0 | 0 | 0 | 0 | 0 | 0 | 0 | 0 | 0 | 0 | 0 | 0 | 0 | 251998.3149 | -115725.7193 | 0 | 0 | 0 | 0 | 0 | 0 | 0 | 0 | 0 | 0 | 0 | 0 | 0 | 0 | 0
2016-07-12 04:00 | 0 | 0 | 0 | 0 | 0 | 372749.4044 | 0 | 509022 | 0 | 0 | 0 | 0 | 2630490.2899 | 524095.8789 | 0 | 0 | 0 | 0 | 0 | 0 | 0 | 0 | 0 | 0 | 0 | 0 | 0 | 0 | 0 | 0 | -251998.3149 | 115725.7193 | 0 | 0 | 0 | 0 | 0 | 0 | 0 | 0 | 0 | 0 | 0 | 0 | 0 | 0 | 0
2016-07-12 05:00 | 0 | 0 | 0 | 0 | 0 | 341041.4044 | 0 | 477314 | 0 | 0 | 0 | 0 | 2378491.975 | 639821.5982 | 0 | 0 | 0 | 0 | 0 | 0 | 0 | 0 | 0 | 0 | 0 | 0 | 0 | 0 | 0 | 0 | -251998.3149 | 115725.7193 | 0 | 0 | 0 | 0 | 0 | 0 | 0 | 0 | 0 | 0 | 0 | 0 | 0 | 0 | 0
2016-07-12 06:00 | 0 | 0 | 0 | 0 | 0 | 82773.9658 | 0 | 450498 | 0 | 0 | 0 | 0 | 2126493.66 | 524095.8789 | 0 | 0 | 0 | 0 | 0 | 0 | 0 | 0 | 0 | 0 | 0 | 0 | 0 | 0 | 0 | 0 | -251998.3149 | -115725.7193 | 0 | 0 | 0 | 0 | 0 | 0 | 0 | 0 | 0 | 0 | 0 | 0 | 0 | 0 | 0
2016-07-12 07:00 | 0 | 0 | 0 | 0 | 0 | 63979.9658 | 0 | 431704 | 0 | 0 | 0 | 0 | 1874495.3451 | 408370.1596 | 0 | 0 | 0 | 0 | 0 | 0 | 0 | 0 | 0 | 0 | 0 | 0 | 0 | 0 | 0 | 0 | -251998.3149 | -115725.7193 | 0 | 0 | 0 | 0 | 0 | 0 | 0 | 0 | 0 | 0 | 0 | 0 | 0 | 0 | 0
2016-07-12 08:00 | 0 | 0 | 0 | 0 | 0 | 285726.4044 | 0 | 421999 | 0 | 0 | 0 | 0 | 1622497.0301 | 524095.8789 | 0 | 0 | 0 | 0 | 0 | 0 | 0 | 0 | 0 | 0 | 0 | 0 | 0 | 0 | 0 | 0 | -251998.3149 | 115725.7193 | 0 | 0 | 0 | 0 | 0 | 0 | 0 | 0 | 0 | 0 | 0 | 0 | 0 | 0 | 0
2016-07-12 09:00 | 0 | 0 | 0 | 0 | 0 | 656775.5444 | 0 | 422987 | 0 | 0 | 0 | 0 | 1874495.3451 | 505886.1083 | 0 | 0 | 0 | 0 | 0 | 0 | 0 | 0 | 0 | 0 | 0 | 0 | 0 | 0 | 0 | 0 | 251998.3149 | -18209.7706 | 0 | 0 | 0 | 0 | 0 | 0 | 0 | 0 | 0 | 0 | 0 | 0 | 0 | 0 | 0
2016-07-12 10:00 | 0 | 0 | 0 | 0 | 0 | 68304.9658 | 0 | 436029 | 0 | 0 | 0 | 0 | 1622497.0301 | 390160.389 | 0 | 0 | 0 | 0 | 0 | 0 | 0 | 0 | 0 | 0 | 0 | 0 | 0 | 0 | 0 | 0 | -251998.3149 | -115725.7193 | 0 | 0 | 0 | 0 | 0 | 0 | 0 | 0 | 0 | 0 | 0 | 0 | 0 | 0 | 0
2016-07-12 11:00 | 0 | 0 | 0 | 0 | 0 | 88769.0722 | 4.8936 | 456498 | 0 | 0 | 0 | 0 | 1370498.7152 | 274434.6697 | 0 | 0 | 0 | 0 | 0 | 0 | 0 | 0 | 0 | 0 | 0 | 0 | 0 | 0 | 0 | 0 | -251998.3149 | -115725.7193 | 0 | 0 | 0 | 0 | 0 | 0 | 0 | 0 | 0 | 0 | 0 | 0 | 0 | 0 | 0
2016-07-12 12:00 | 0 | 0 | 0 | 0 | 0 | 429317.83 | 132091.7679 | 482934 | 0 | 0 | 0 | 0 | 1564700.0324 | 158708.9504 | 0 | 0 | 0 | 0 | 0 | 0 | 0 | 0 | 0 | 0 | 0 | 0 | 0 | 0 | 0 | 0 | 194201.3172 | -115725.7193 | 0 | 0 | 0 | 0 | 0 | 0 | 0 | 0 | 0 | 0 | 0 | 0 | 0 | 0 | 0
2016-07-12 13:00 | 0 | 0 | 0 | 0 | 0 | 0 | 517726.3949 | 512658 | 0 | 0 | 0 | 0 | 1454042.708 | 274434.6697 | 0 | 0 | 0 | 0 | 0 | 0 | 0 | 0 | 0 | 0 | 0 | 0 | 0 | 0 | 0 | 0 | -110657.3244 | 115725.7193 | 0 | 0 | 0 | 0 | 0 | 0 | 0 | 0 | 0 | 0 | 0 | 0 | 0 | 0 | 0
2016-07-12 14:00 | 0 | 0 | 0 | 0 | 0 | 0 | 719249.5657 | 546489 | 0 | 0 | 0 | 0 | 1706041.0229 | 195196.9204 | 0 | 0 | 0 | 0 | 0 | 0 | 0 | 0 | 0 | 0 | 0 | 0 | 0 | 0 | 0 | 0 | 251998.3149 | -79237.7493 | 0 | 0 | 0 | 0 | 0 | 0 | 0 | 0 | 0 | 0 | 0 | 0 | 0 | 0 | 0
2016-07-12 15:00 | 0 | 0 | 0 | 0 | 0 | 0 | 837197.1258 | 578718 | 0 | 0 | 0 | 0 | 1848794.4294 | 310922.6397 | 0 | 0 | 0 | 0 | 0 | 0 | 0 | 0 | 0 | 0 | 0 | 0 | 0 | 0 | 0 | 0 | 142753.4065 | 115725.7193 | 0 | 0 | 0 | 0 | 0 | 0 | 0 | 0 | 0 | 0 | 0 | 0 | 0 | 0 | 0
2016-07-12 16:00 | 0 | 0 | 0 | 0 | 0 | 0 | 884673.5396 | 607314 | 0 | 0 | 0 | 0 | 2010428.2497 | 426648.359 | 0 | 0 | 0 | 0 | 0 | 0 | 0 | 0 | 0 | 0 | 0 | 0 | 0 | 0 | 0 | 0 | 161633.8203 | 115725.7193 | 0 | 0 | 0 | 0 | 0 | 0 | 0 | 0 | 0 | 0 | 0 | 0 | 0 | 0 | 0
2016-07-12 17:00 | 0 | 0 | 0 | 0 | 0 | 0 | 893151.7892 | 630683 | 0 | 0 | 0 | 0 | 2157171.3197 | 542374.0783 | 0 | 0 | 0 | 0 | 0 | 0 | 0 | 0 | 0 | 0 | 0 | 0 | 0 | 0 | 0 | 0 | 146743.0699 | 115725.7193 | 0 | 0 | 0 | 0 | 0 | 0 | 0 | 0 | 0 | 0 | 0 | 0 | 0 | 0 | 0
2016-07-12 18:00 | 0 | 0 | 0 | 0 | 0 | 0 | 888661.7458 | 648626 | 0 | 0 | 0 | 0 | 2409169.6346 | 530411.5092 | 0 | 0 | 0 | 0 | 0 | 0 | 0 | 0 | 0 | 0 | 0 | 0 | 0 | 0 | 0 | 0 | 251998.3149 | -11962.5692 | 0 | 0 | 0 | 0 | 0 | 0 | 0 | 0 | 0 | 0 | 0 | 0 | 0 | 0 | 0
2016-07-12 19:00 | 0 | 0 | 0 | 0 | 0 | 0 | 881062.7797 | 661644 | 0 | 0 | 0 | 0 | 2628824.939 | 530174.9845 | 0 | 0 | 0 | 0 | 0 | 0 | 0 | 0 | 0 | 0 | 0 | 0 | 0 | 0 | 0 | 0 | 219655.3044 | -236.5246 | 0 | 0 | 0 | 0 | 0 | 0 | 0 | 0 | 0 | 0 | 0 | 0 | 0 | 0 | 0
2016-07-12 20:00 | 0 | 0 | 0 | 0 | 0 | 0 | 880939.5037 | 670411 | 0 | 0 | 0 | 0 | 2723627.7234 | 645900.7038 | 0 | 0 | 0 | 0 | 0 | 0 | 0 | 0 | 0 | 0 | 0 | 0 | 0 | 0 | 0 | 0 | 94802.7844 | 115725.7193 | 0 | 0 | 0 | 0 | 0 | 0 | 0 | 0 | 0 | 0 | 0 | 0 | 0 | 0 | 0
2016-07-12 21:00 | 0 | 0 | 0 | 0 | 0 | 0 | 876498.8371 | 673446 | 0 | 0 | 0 | 0 | 2810954.8411 | 761626.4231 | 0 | 0 | 0 | 0 | 0 | 0 | 0 | 0 | 0 | 0 | 0 | 0 | 0 | 0 | 0 | 0 | 87327.1178 | 115725.7193 | 0 | 0 | 0 | 0 | 0 | 0 | 0 | 0 | 0 | 0 | 0 | 0 | 0 | 0 | 0
2016-07-12 22:00 | 0 | 0 | 0 | 0 | 0 | 0 | 851246.6551 | 669508 | 0 | 0 | 0 | 0 | 2876967.7769 | 877352.1424 | 0 | 0 | 0 | 0 | 0 | 0 | 0 | 0 | 0 | 0 | 0 | 0 | 0 | 0 | 0 | 0 | 66012.9358 | 115725.7193 | 0 | 0 | 0 | 0 | 0 | 0 | 0 | 0 | 0 | 0 | 0 | 0 | 0 | 0 | 0
2016-07-12 23:00 | 0 | 0 | 0 | 0 | 0 | 0 | 777542.5473 | 656296 | 0 | 0 | 0 | 0 | 2882488.6048 | 993077.8617 | 0 | 0 | 0 | 0 | 0 | 0 | 0 | 0 | 0 | 0 | 0 | 0 | 0 | 0 | 0 | 0 | 5520.828 | 115725.7193 | 0 | 0 | 0 | 0 | 0 | 0 | 0 | 0 | 0 | 0 | 0 | 0 | 0 | 0 | 0
2016-07-13 | 0 | 0 | 0 | 0 | 0 | 0 | 592327.2533 | 638843 | 0 | 0 | 0 | 0 | 2882488.6048 | 946562.115 | 0 | 0 | 0 | 0 | 0 | 0 | 0 | 0 | 0 | 0 | 0 | 0 | 0 | 0 | 0 | 0 | 0 | -46515.7467 | 0 | 0 | 0 | 0 | 0 | 0 | 0 | 0 | 0 | 0 | 0 | 0 | 0 | 0 | 0
2016-07-13 01:00 | 0 | 0 | 0 | 0 | 0 | 0 | 309857.7689 | 620660 | 0 | 0 | 0 | 0 | 2687412.0931 | 830836.3957 | 0 | 0 | 0 | 0 | 0 | 0 | 0 | 0 | 0 | 0 | 0 | 0 | 0 | 0 | 0 | 0 | -195076.5118 | -115725.7193 | 0 | 0 | 0 | 0 | 0 | 0 | 0 | 0 | 0 | 0 | 0 | 0 | 0 | 0 | 0
2016-07-13 02:00 | 0 | 0 | 0 | 0 | 0 | 383795.5055 | 36253.972 | 592697 | 0 | 0 | 0 | 0 | 2630490.2899 | 715110.6764 | 0 | 0 | 0 | 0 | 0 | 0 | 0 | 0 | 0 | 0 | 0 | 0 | 0 | 0 | 0 | 0 | -56921.8032 | -115725.7193 | 0 | 0 | 0 | 0 | 0 | 0 | 0 | 0 | 0 | 0 | 0 | 0 | 0 | 0 | 0
2016-07-13 03:00 | 0 | 0 | 0 | 0 | 0 | 724674.4095 | 0 | 554697 | 0 | 0 | 0 | 0 | 2882488.6048 | 633089.771 | 0 | 0 | 0 | 0 | 0 | 0 | 0 | 0 | 0 | 0 | 0 | 0 | 0 | 0 | 0 | 0 | 251998.3149 | -82020.9054 | 0 | 0 | 0 | 0 | 0 | 0 | 0 | 0 | 0 | 0 | 0 | 0 | 0 | 0 | 0
2016-07-13 04:00 | 0 | 0 | 0 | 0 | 0 | 381451.4044 | 0 | 517724 | 0 | 0 | 0 | 0 | 2630490.2899 | 748815.4903 | 0 | 0 | 0 | 0 | 0 | 0 | 0 | 0 | 0 | 0 | 0 | 0 | 0 | 0 | 0 | 0 | -251998.3149 | 115725.7193 | 0 | 0 | 0 | 0 | 0 | 0 | 0 | 0 | 0 | 0 | 0 | 0 | 0 | 0 | 0
2016-07-13 05:00 | 0 | 0 | 0 | 0 | 0 | 349106.4044 | 0 | 485379 | 0 | 0 | 0 | 0 | 2378491.975 | 864541.2096 | 0 | 0 | 0 | 0 | 0 | 0 | 0 | 0 | 0 | 0 | 0 | 0 | 0 | 0 | 0 | 0 | -251998.3149 | 115725.7193 | 0 | 0 | 0 | 0 | 0 | 0 | 0 | 0 | 0 | 0 | 0 | 0 | 0 | 0 | 0
2016-07-13 06:00 | 0 | 0 | 0 | 0 | 0 | 92192.9658 | 0 | 459917 | 0 | 0 | 0 | 0 | 2126493.66 | 748815.4903 | 0 | 0 | 0 | 0 | 0 | 0 | 0 | 0 | 0 | 0 | 0 | 0 | 0 | 0 | 0 | 0 | -251998.3149 | -115725.7193 | 0 | 0 | 0 | 0 | 0 | 0 | 0 | 0 | 0 | 0 | 0 | 0 | 0 | 0 | 0
2016-07-13 07:00 | 0 | 0 | 0 | 0 | 0 | 667823.7865 | 0 | 441934 | 0 | 0 | 0 | 0 | 2378491.975 | 722706.9618 | 0 | 0 | 0 | 0 | 0 | 0 | 0 | 0 | 0 | 0 | 0 | 0 | 0 | 0 | 0 | 0 | 251998.3149 | -26108.5284 | 0 | 0 | 0 | 0 | 0 | 0 | 0 | 0 | 0 | 0 | 0 | 0 | 0 | 0 | 0
2016-07-13 08:00 | 0 | 0 | 0 | 0 | 0 | 296403.4044 | 0 | 432676 | 0 | 0 | 0 | 0 | 2126493.66 | 838432.6811 | 0 | 0 | 0 | 0 | 0 | 0 | 0 | 0 | 0 | 0 | 0 | 0 | 0 | 0 | 0 | 0 | -251998.3149 | 115725.7193 | 0 | 0 | 0 | 0 | 0 | 0 | 0 | 0 | 0 | 0 | 0 | 0 | 0 | 0 | 0
2016-07-13 09:00 | 0 | 0 | 0 | 0 | 0 | 68108.9658 | 0 | 435833 | 0 | 0 | 0 | 0 | 1874495.3451 | 722706.9618 | 0 | 0 | 0 | 0 | 0 | 0 | 0 | 0 | 0 | 0 | 0 | 0 | 0 | 0 | 0 | 0 | -251998.3149 | -115725.7193 | 0 | 0 | 0 | 0 | 0 | 0 | 0 | 0 | 0 | 0 | 0 | 0 | 0 | 0 | 0
2016-07-13 10:00 | 0 | 0 | 0 | 0 | 0 | 81226.9658 | 0 | 448951 | 0 | 0 | 0 | 0 | 1622497.0301 | 606981.2426 | 0 | 0 | 0 | 0 | 0 | 0 | 0 | 0 | 0 | 0 | 0 | 0 | 0 | 0 | 0 | 0 | -251998.3149 | -115725.7193 | 0 | 0 | 0 | 0 | 0 | 0 | 0 | 0 | 0 | 0 | 0 | 0 | 0 | 0 | 0
2016-07-13 11:00 | 0 | 0 | 0 | 0 | 0 | 101821.3446 | 4.6211 | 469550 | 0 | 0 | 0 | 0 | 1370498.7152 | 491255.5233 | 0 | 0 | 0 | 0 | 0 | 0 | 0 | 0 | 0 | 0 | 0 | 0 | 0 | 0 | 0 | 0 | -251998.3149 | -115725.7193 | 0 | 0 | 0 | 0 | 0 | 0 | 0 | 0 | 0 | 0 | 0 | 0 | 0 | 0 | 0
2016-07-13 12:00 | 0 | 0 | 0 | 0 | 0 | 377246.8355 | 131856.2006 | 496070 | 0 | 0 | 0 | 0 | 1267806.0321 | 606981.2426 | 0 | 0 | 0 | 0 | 0 | 0 | 0 | 0 | 0 | 0 | 0 | 0 | 0 | 0 | 0 | 0 | -102692.6831 | 115725.7193 | 0 | 0 | 0 | 0 | 0 | 0 | 0 | 0 | 0 | 0 | 0 | 0 | 0 | 0 | 0
2016-07-13 13:00 | 0 | 0 | 0 | 0 | 0 | 0 | 510795.9159 | 525443 | 0 | 0 | 0 | 0 | 1137433.2286 | 722706.9618 | 0 | 0 | 0 | 0 | 0 | 0 | 0 | 0 | 0 | 0 | 0 | 0 | 0 | 0 | 0 | 0 | -130372.8034 | 115725.7193 | 0 | 0 | 0 | 0 | 0 | 0 | 0 | 0 | 0 | 0 | 0 | 0 | 0 | 0 | 0
2016-07-13 14:00 | 0 | 0 | 0 | 0 | 0 | 0 | 730996.6088 | 559810 | 0 | 0 | 0 | 0 | 1192894.1182 | 838432.6811 | 0 | 0 | 0 | 0 | 0 | 0 | 0 | 0 | 0 | 0 | 0 | 0 | 0 | 0 | 0 | 0 | 55460.8895 | 115725.7193 | 0 | 0 | 0 | 0 | 0 | 0 | 0 | 0 | 0 | 0 | 0 | 0 | 0 | 0 | 0
2016-07-13 15:00 | 0 | 0 | 0 | 0 | 0 | 0 | 833537.3663 | 594899 | 0 | 0 | 0 | 0 | 1315806.7652 | 954158.4004 | 0 | 0 | 0 | 0 | 0 | 0 | 0 | 0 | 0 | 0 | 0 | 0 | 0 | 0 | 0 | 0 | 122912.647 | 115725.7193 | 0 | 0 | 0 | 0 | 0 | 0 | 0 | 0 | 0 | 0 | 0 | 0 | 0 | 0 | 0
2016-07-13 16:00 | 0 | 0 | 0 | 0 | 0 | 0 | 884226.3238 | 625088 | 0 | 0 | 0 | 0 | 1459219.3696 | 1069884.1197 | 0 | 0 | 0 | 0 | 0 | 0 | 0 | 0 | 0 | 0 | 0 | 0 | 0 | 0 | 0 | 0 | 143412.6045 | 115725.7193 | 0 | 0 | 0 | 0 | 0 | 0 | 0 | 0 | 0 | 0 | 0 | 0 | 0 | 0 | 0
2016-07-13 17:00 | 0 | 0 | 0 | 0 | 0 | 0 | 891476.9901 | 649828 | 0 | 0 | 0 | 0 | 1711217.6846 | 1059534.7949 | 0 | 0 | 0 | 0 | 0 | 0 | 0 | 0 | 0 | 0 | 0 | 0 | 0 | 0 | 0 | 0 | 251998.3149 | -10349.3248 | 0 | 0 | 0 | 0 | 0 | 0 | 0 | 0 | 0 | 0 | 0 | 0 | 0 | 0 | 0
2016-07-13 18:00 | 0 | 0 | 0 | 0 | 0 | 0 | 884604.71 | 668009 | 0 | 0 | 0 | 0 | 1963215.9995 | 1024132.19 | 0 | 0 | 0 | 0 | 0 | 0 | 0 | 0 | 0 | 0 | 0 | 0 | 0 | 0 | 0 | 0 | 251998.3149 | -35402.6049 | 0 | 0 | 0 | 0 | 0 | 0 | 0 | 0 | 0 | 0 | 0 | 0 | 0 | 0 | 0
2016-07-13 19:00 | 0 | 0 | 0 | 0 | 0 | 0 | 876675.1649 | 679325 | 0 | 0 | 0 | 0 | 2044840.4451 | 1139857.9093 | 0 | 0 | 0 | 0 | 0 | 0 | 0 | 0 | 0 | 0 | 0 | 0 | 0 | 0 | 0 | 0 | 81624.4456 | 115725.7193 | 0 | 0 | 0 | 0 | 0 | 0 | 0 | 0 | 0 | 0 | 0 | 0 | 0 | 0 | 0
2016-07-13 20:00 | 0 | 0 | 0 | 0 | 0 | 0 | 876216.0274 | 684178 | 0 | 0 | 0 | 0 | 2121152.7532 | 1255583.6286 | 0 | 0 | 0 | 0 | 0 | 0 | 0 | 0 | 0 | 0 | 0 | 0 | 0 | 0 | 0 | 0 | 76312.3081 | 115725.7193 | 0 | 0 | 0 | 0 | 0 | 0 | 0 | 0 | 0 | 0 | 0 | 0 | 0 | 0 | 0
2016-07-13 21:00 | 0 | 0 | 0 | 0 | 0 | 0 | 870264.2281 | 685078 | 0 | 0 | 0 | 0 | 2190613.262 | 1371309.3479 | 0 | 0 | 0 | 0 | 0 | 0 | 0 | 0 | 0 | 0 | 0 | 0 | 0 | 0 | 0 | 0 | 69460.5088 | 115725.7193 | 0 | 0 | 0 | 0 | 0 | 0 | 0 | 0 | 0 | 0 | 0 | 0 | 0 | 0 | 0
2016-07-13 22:00 | 0 | 0 | 0 | 0 | 0 | 0 | 845745.8952 | 679696 | 0 | 0 | 0 | 0 | 2240937.4379 | 1487035.0672 | 0 | 0 | 0 | 0 | 0 | 0 | 0 | 0 | 0 | 0 | 0 | 0 | 0 | 0 | 0 | 0 | 50324.1759 | 115725.7193 | 0 | 0 | 0 | 0 | 0 | 0 | 0 | 0 | 0 | 0 | 0 | 0 | 0 | 0 | 0
2016-07-13 23:00 | 0 | 0 | 0 | 0 | 0 | 0 | 775510.7794 | 666990 | 0 | 0 | 0 | 0 | 2465183.9366 | 1371309.3479 | 0 | 0 | 0 | 0 | 0 | 0 | 0 | 0 | 0 | 0 | 0 | 0 | 0 | 0 | 0 | 0 | 224246.4987 | -115725.7193 | 0 | 0 | 0 | 0 | 0 | 0 | 0 | 0 | 0 | 0 | 0 | 0 | 0 | 0 | 0
2016-07-14 | 0 | 0 | 0 | 0 | 0 | 0 | 587294.1167 | 650042 | 0 | 0 | 0 | 0 | 2518161.7726 | 1255583.6286 | 0 | 0 | 0 | 0 | 0 | 0 | 0 | 0 | 0 | 0 | 0 | 0 | 0 | 0 | 0 | 0 | 52977.836 | -115725.7193 | 0 | 0 | 0 | 0 | 0 | 0 | 0 | 0 | 0 | 0 | 0 | 0 | 0 | 0 | 0
2016-07-14 01:00 | 0 | 0 | 0 | 0 | 0 | 0 | 312592.5502 | 631894 | 0 | 0 | 0 | 0 | 2266163.4577 | 1188280.4937 | 0 | 0 | 0 | 0 | 0 | 0 | 0 | 0 | 0 | 0 | 0 | 0 | 0 | 0 | 0 | 0 | -251998.3149 | -67303.1349 | 0 | 0 | 0 | 0 | 0 | 0 | 0 | 0 | 0 | 0 | 0 | 0 | 0 | 0 | 0
2016-07-14 02:00 | 0 | 0 | 0 | 0 | 0 | 196293.9888 | 38782.977 | 602801 | 0 | 0 | 0 | 0 | 2014165.1427 | 1072554.7744 | 0 | 0 | 0 | 0 | 0 | 0 | 0 | 0 | 0 | 0 | 0 | 0 | 0 | 0 | 0 | 0 | -251998.3149 | -115725.7193 | 0 | 0 | 0 | 0 | 0 | 0 | 0 | 0 | 0 | 0 | 0 | 0 | 0 | 0 | 0
2016-07-14 03:00 | 0 | 0 | 0 | 0 | 0 | 571033.2315 | 0 | 564675 | 0 | 0 | 0 | 0 | 1904797.6549 | 1188280.4937 | 0 | 0 | 0 | 0 | 0 | 0 | 0 | 0 | 0 | 0 | 0 | 0 | 0 | 0 | 0 | 0 | -109367.4878 | 115725.7193 | 0 | 0 | 0 | 0 | 0 | 0 | 0 | 0 | 0 | 0 | 0 | 0 | 0 | 0 | 0
2016-07-14 04:00 | 0 | 0 | 0 | 0 | 0 | 389780.4044 | 0 | 526053 | 0 | 0 | 0 | 0 | 1652799.34 | 1304006.213 | 0 | 0 | 0 | 0 | 0 | 0 | 0 | 0 | 0 | 0 | 0 | 0 | 0 | 0 | 0 | 0 | -251998.3149 | 115725.7193 | 0 | 0 | 0 | 0 | 0 | 0 | 0 | 0 | 0 | 0 | 0 | 0 | 0 | 0 | 0
2016-07-14 05:00 | 0 | 0 | 0 | 0 | 0 | 357689.4044 | 0 | 493962 | 0 | 0 | 0 | 0 | 1400801.025 | 1419731.9323 | 0 | 0 | 0 | 0 | 0 | 0 | 0 | 0 | 0 | 0 | 0 | 0 | 0 | 0 | 0 | 0 | -251998.3149 | 115725.7193 | 0 | 0 | 0 | 0 | 0 | 0 | 0 | 0 | 0 | 0 | 0 | 0 | 0 | 0 | 0
2016-07-14 06:00 | 0 | 0 | 0 | 0 | 0 | 99328.9658 | 0 | 467053 | 0 | 0 | 0 | 0 | 1148802.7101 | 1304006.213 | 0 | 0 | 0 | 0 | 0 | 0 | 0 | 0 | 0 | 0 | 0 | 0 | 0 | 0 | 0 | 0 | -251998.3149 | -115725.7193 | 0 | 0 | 0 | 0 | 0 | 0 | 0 | 0 | 0 | 0 | 0 | 0 | 0 | 0 | 0
2016-07-14 07:00 | 0 | 0 | 0 | 0 | 0 | 79642.9658 | 0 | 447367 | 0 | 0 | 0 | 0 | 896804.3951 | 1188280.4937 | 0 | 0 | 0 | 0 | 0 | 0 | 0 | 0 | 0 | 0 | 0 | 0 | 0 | 0 | 0 | 0 | -251998.3149 | -115725.7193 | 0 | 0 | 0 | 0 | 0 | 0 | 0 | 0 | 0 | 0 | 0 | 0 | 0 | 0 | 0
2016-07-14 08:00 | 0 | 0 | 0 | 0 | 0 | 70021.9658 | 0 | 437746 | 0 | 0 | 0 | 0 | 644806.0802 | 1072554.7744 | 0 | 0 | 0 | 0 | 0 | 0 | 0 | 0 | 0 | 0 | 0 | 0 | 0 | 0 | 0 | 0 | -251998.3149 | -115725.7193 | 0 | 0 | 0 | 0 | 0 | 0 | 0 | 0 | 0 | 0 | 0 | 0 | 0 | 0 | 0
2016-07-14 09:00 | 0 | 0 | 0 | 0 | 0 | 447518.8764 | 0 | 439448 | 0 | 0 | 0 | 0 | 768602.6759 | 956829.0551 | 0 | 0 | 0 | 0 | 0 | 0 | 0 | 0 | 0 | 0 | 0 | 0 | 0 | 0 | 0 | 0 | 123796.5957 | -115725.7193 | 0 | 0 | 0 | 0 | 0 | 0 | 0 | 0 | 0 | 0 | 0 | 0 | 0 | 0 | 0
2016-07-14 10:00 | 0 | 0 | 0 | 0 | 0 | 85421.9658 | 0 | 453146 | 0 | 0 | 0 | 0 | 516604.3609 | 841103.3358 | 0 | 0 | 0 | 0 | 0 | 0 | 0 | 0 | 0 | 0 | 0 | 0 | 0 | 0 | 0 | 0 | -251998.3149 | -115725.7193 | 0 | 0 | 0 | 0 | 0 | 0 | 0 | 0 | 0 | 0 | 0 | 0 | 0 | 0 | 0
2016-07-14 11:00 | 0 | 0 | 0 | 0 | 0 | 367014.9813 | 0 | 473437 | 0 | 0 | 0 | 0 | 294456.6229 | 956829.0551 | 0 | 0 | 0 | 0 | 0 | 0 | 0 | 0 | 0 | 0 | 0 | 0 | 0 | 0 | 0 | 0 | -222147.738 | 115725.7193 | 0 | 0 | 0 | 0 | 0 | 0 | 0 | 0 | 0 | 0 | 0 | 0 | 0 | 0 | 0
2016-07-14 12:00 | 0 | 0 | 0 | 0 | 0 | 234929.3365 | 112353.3467 | 498162 | 0 | 0 | 0 | 0 | 259303.0254 | 841103.3358 | 0 | 0 | 0 | 0 | 0 | 0 | 0 | 0 | 0 | 0 | 0 | 0 | 0 | 0 | 0 | 0 | -35153.5975 | -115725.7193 | 0 | 0 | 0 | 0 | 0 | 0 | 0 | 0 | 0 | 0 | 0 | 0 | 0 | 0 | 0
2016-07-14 13:00 | 0 | 0 | 0 | 0 | 0 | 0 | 509940.4955 | 527954 | 0 | 0 | 0 | 0 | 125563.8016 | 956829.0551 | 0 | 0 | 0 | 0 | 0 | 0 | 0 | 0 | 0 | 0 | 0 | 0 | 0 | 0 | 0 | 0 | -133739.2238 | 115725.7193 | 0 | 0 | 0 | 0 | 0 | 0 | 0 | 0 | 0 | 0 | 0 | 0 | 0 | 0 | 0
2016-07-14 14:00 | 0 | 0 | 0 | 0 | 0 | 0 | 716880.8508 | 563662 | 0 | 0 | 0 | 0 | 163056.9331 | 1072554.7744 | 0 | 0 | 0 | 0 | 0 | 0 | 0 | 0 | 0 | 0 | 0 | 0 | 0 | 0 | 0 | 0 | 37493.1315 | 115725.7193 | 0 | 0 | 0 | 0 | 0 | 0 | 0 | 0 | 0 | 0 | 0 | 0 | 0 | 0 | 0
2016-07-14 15:00 | 0 | 0 | 0 | 0 | 0 | 0 | 822399.1096 | 597192 | 0 | 0 | 0 | 0 | 415055.248 | 1045763.5691 | 0 | 0 | 0 | 0 | 0 | 0 | 0 | 0 | 0 | 0 | 0 | 0 | 0 | 0 | 0 | 0 | 251998.3149 | -26791.2054 | 0 | 0 | 0 | 0 | 0 | 0 | 0 | 0 | 0 | 0 | 0 | 0 | 0 | 0 | 0
2016-07-14 16:00 | 0 | 0 | 0 | 0 | 0 | 0 | 867966.1106 | 624767 | 0 | 0 | 0 | 0 | 567024.9427 | 1136992.9849 | 0 | 0 | 0 | 0 | 0 | 0 | 0 | 0 | 0 | 0 | 0 | 0 | 0 | 0 | 0 | 0 | 151969.6947 | 91229.4159 | 0 | 0 | 0 | 0 | 0 | 0 | 0 | 0 | 0 | 0 | 0 | 0 | 0 | 0 | 0
2016-07-14 17:00 | 0 | 0 | 0 | 0 | 0 | 138391.8217 | 875285.2125 | 645953 | 0 | 0 | 0 | 0 | 819023.2577 | 1252718.7042 | 0 | 0 | 0 | 0 | 0 | 0 | 0 | 0 | 0 | 0 | 0 | 0 | 0 | 0 | 0 | 0 | 251998.3149 | 115725.7193 | 0 | 0 | 0 | 0 | 0 | 0 | 0 | 0 | 0 | 0 | 0 | 0 | 0 | 0 | 0
2016-07-14 18:00 | 0 | 0 | 0 | 0 | 0 | 0 | 868739.2047 | 661070 | 0 | 0 | 0 | 0 | 910966.7431 | 1368444.4235 | 0 | 0 | 0 | 0 | 0 | 0 | 0 | 0 | 0 | 0 | 0 | 0 | 0 | 0 | 0 | 0 | 91943.4854 | 115725.7193 | 0 | 0 | 0 | 0 | 0 | 0 | 0 | 0 | 0 | 0 | 0 | 0 | 0 | 0 | 0
2016-07-14 19:00 | 0 | 0 | 0 | 0 | 0 | 0 | 861425.229 | 671398 | 0 | 0 | 0 | 0 | 1162965.058 | 1306473.3375 | 0 | 0 | 0 | 0 | 0 | 0 | 0 | 0 | 0 | 0 | 0 | 0 | 0 | 0 | 0 | 0 | 251998.3149 | -61971.086 | 0 | 0 | 0 | 0 | 0 | 0 | 0 | 0 | 0 | 0 | 0 | 0 | 0 | 0 | 0
2016-07-14 20:00 | 0 | 0 | 0 | 0 | 0 | 0 | 861616.0007 | 676307 | 0 | 0 | 0 | 0 | 1414963.373 | 1239784.0233 | 0 | 0 | 0 | 0 | 0 | 0 | 0 | 0 | 0 | 0 | 0 | 0 | 0 | 0 | 0 | 0 | 251998.3149 | -66689.3142 | 0 | 0 | 0 | 0 | 0 | 0 | 0 | 0 | 0 | 0 | 0 | 0 | 0 | 0 | 0
2016-07-14 21:00 | 0 | 0 | 0 | 0 | 0 | 0 | 855077.8289 | 677747 | 0 | 0 | 0 | 0 | 1476568.4826 | 1355509.7426 | 0 | 0 | 0 | 0 | 0 | 0 | 0 | 0 | 0 | 0 | 0 | 0 | 0 | 0 | 0 | 0 | 61605.1096 | 115725.7193 | 0 | 0 | 0 | 0 | 0 | 0 | 0 | 0 | 0 | 0 | 0 | 0 | 0 | 0 | 0
2016-07-14 22:00 | 0 | 0 | 0 | 0 | 0 | 0 | 833501.9167 | 673278 | 0 | 0 | 0 | 0 | 1728566.7975 | 1263735.3444 | 0 | 0 | 0 | 0 | 0 | 0 | 0 | 0 | 0 | 0 | 0 | 0 | 0 | 0 | 0 | 0 | 251998.3149 | -91774.3982 | 0 | 0 | 0 | 0 | 0 | 0 | 0 | 0 | 0 | 0 | 0 | 0 | 0 | 0 | 0
2016-07-14 23:00 | 0 | 0 | 0 | 0 | 0 | 0 | 750300.7219 | 660714 | 0 | 0 | 0 | 0 | 1933879.2387 | 1148009.6251 | 0 | 0 | 0 | 0 | 0 | 0 | 0 | 0 | 0 | 0 | 0 | 0 | 0 | 0 | 0 | 0 | 205312.4412 | -115725.7193 | 0 | 0 | 0 | 0 | 0 | 0 | 0 | 0 | 0 | 0 | 0 | 0 | 0 | 0 | 0
2016-07-15 | 0 | 0 | 0 | 0 | 0 | 0 | 586949.7099 | 643060 | 0 | 0 | 0 | 0 | 1993494.6679 | 1032283.9058 | 0 | 0 | 0 | 0 | 0 | 0 | 0 | 0 | 0 | 0 | 0 | 0 | 0 | 0 | 0 | 0 | 59615.4291 | -115725.7193 | 0 | 0 | 0 | 0 | 0 | 0 | 0 | 0 | 0 | 0 | 0 | 0 | 0 | 0 | 0
2016-07-15 01:00 | 0 | 0 | 0 | 0 | 0 | 336013.8505 | 300055.5442 | 626168 | 0 | 0 | 0 | 0 | 2119121.7819 | 916558.1865 | 0 | 0 | 0 | 0 | 0 | 0 | 0 | 0 | 0 | 0 | 0 | 0 | 0 | 0 | 0 | 0 | 125627.114 | -115725.7193 | 0 | 0 | 0 | 0 | 0 | 0 | 0 | 0 | 0 | 0 | 0 | 0 | 0 | 0 | 0
2016-07-15 02:00 | 0 | 0 | 0 | 0 | 0 | 418053.1046 | 34239.7874 | 596932 | 0 | 0 | 0 | 0 | 2090208.3932 | 800832.4672 | 0 | 0 | 0 | 0 | 0 | 0 | 0 | 0 | 0 | 0 | 0 | 0 | 0 | 0 | 0 | 0 | -28913.3887 | -115725.7193 | 0 | 0 | 0 | 0 | 0 | 0 | 0 | 0 | 0 | 0 | 0 | 0 | 0 | 0 | 0
2016-07-15 03:00 | 0 | 0 | 0 | 0 | 0 | 189930.9658 | 0 | 557655 | 0 | 0 | 0 | 0 | 1838210.0783 | 685106.7479 | 0 | 0 | 0 | 0 | 0 | 0 | 0 | 0 | 0 | 0 | 0 | 0 | 0 | 0 | 0 | 0 | -251998.3149 | -115725.7193 | 0 | 0 | 0 | 0 | 0 | 0 | 0 | 0 | 0 | 0 | 0 | 0 | 0 | 0 | 0
2016-07-15 04:00 | 0 | 0 | 0 | 0 | 0 | 153243.9658 | 0 | 520968 | 0 | 0 | 0 | 0 | 1586211.7633 | 569381.0286 | 0 | 0 | 0 | 0 | 0 | 0 | 0 | 0 | 0 | 0 | 0 | 0 | 0 | 0 | 0 | 0 | -251998.3149 | -115725.7193 | 0 | 0 | 0 | 0 | 0 | 0 | 0 | 0 | 0 | 0 | 0 | 0 | 0 | 0 | 0
2016-07-15 05:00 | 0 | 0 | 0 | 0 | 0 | 341956.7884 | 0 | 488419 | 0 | 0 | 0 | 0 | 1555475.271 | 453655.3093 | 0 | 0 | 0 | 0 | 0 | 0 | 0 | 0 | 0 | 0 | 0 | 0 | 0 | 0 | 0 | 0 | -30736.4923 | -115725.7193 | 0 | 0 | 0 | 0 | 0 | 0 | 0 | 0 | 0 | 0 | 0 | 0 | 0 | 0 | 0
2016-07-15 06:00 | 0 | 0 | 0 | 0 | 0 | 308340.3252 | 0 | 461753 | 0 | 0 | 0 | 0 | 1303476.9561 | 552240.9495 | 0 | 0 | 0 | 0 | 0 | 0 | 0 | 0 | 0 | 0 | 0 | 0 | 0 | 0 | 0 | 0 | -251998.3149 | 98585.6402 | 0 | 0 | 0 | 0 | 0 | 0 | 0 | 0 | 0 | 0 | 0 | 0 | 0 | 0 | 0
2016-07-15 07:00 | 0 | 0 | 0 | 0 | 0 | 74366.9658 | 0 | 442091 | 0 | 0 | 0 | 0 | 1051478.6411 | 436515.2302 | 0 | 0 | 0 | 0 | 0 | 0 | 0 | 0 | 0 | 0 | 0 | 0 | 0 | 0 | 0 | 0 | -251998.3149 | -115725.7193 | 0 | 0 | 0 | 0 | 0 | 0 | 0 | 0 | 0 | 0 | 0 | 0 | 0 | 0 | 0
2016-07-15 08:00 | 0 | 0 | 0 | 0 | 0 | 64104.9658 | 0 | 431829 | 0 | 0 | 0 | 0 | 799480.3262 | 320789.5109 | 0 | 0 | 0 | 0 | 0 | 0 | 0 | 0 | 0 | 0 | 0 | 0 | 0 | 0 | 0 | 0 | -251998.3149 | -115725.7193 | 0 | 0 | 0 | 0 | 0 | 0 | 0 | 0 | 0 | 0 | 0 | 0 | 0 | 0 | 0
2016-07-15 09:00 | 0 | 0 | 0 | 0 | 0 | 216952.5698 | 0 | 432607 | 0 | 0 | 0 | 0 | 699551.6153 | 205063.7916 | 0 | 0 | 0 | 0 | 0 | 0 | 0 | 0 | 0 | 0 | 0 | 0 | 0 | 0 | 0 | 0 | -99928.7109 | -115725.7193 | 0 | 0 | 0 | 0 | 0 | 0 | 0 | 0 | 0 | 0 | 0 | 0 | 0 | 0 | 0
2016-07-15 10:00 | 0 | 0 | 0 | 0 | 0 | 195670.2204 | 0 | 444406 | 0 | 0 | 0 | 0 | 566541.555 | 89338.0723 | 0 | 0 | 0 | 0 | 0 | 0 | 0 | 0 | 0 | 0 | 0 | 0 | 0 | 0 | 0 | 0 | -133010.0603 | -115725.7193 | 0 | 0 | 0 | 0 | 0 | 0 | 0 | 0 | 0 | 0 | 0 | 0 | 0 | 0 | 0
2016-07-15 11:00 | 0 | 0 | 0 | 0 | 0 | 159419.8794 | 1.9805 | 462733 | 0 | 0 | 0 | 0 | 314543.24 | 38025.2471 | 0 | 0 | 0 | 0 | 0 | 0 | 0 | 0 | 0 | 0 | 0 | 0 | 0 | 0 | 0 | 0 | -251998.3149 | -51312.8252 | 0 | 0 | 0 | 0 | 0 | 0 | 0 | 0 | 0 | 0 | 0 | 0 | 0 | 0 | 0
2016-07-15 12:00 | 0 | 0 | 0 | 0 | 0 | 86644.8291 | 110351.6088 | 487020 | 0 | 0 | 0 | 0 | 62544.9251 | 0 | 0 | 0 | 0 | 0 | 0 | 0 | 0 | 0 | 0 | 0 | 0 | 0 | 0 | 0 | 0 | 0 | -251998.3149 | -38025.2471 | 0 | 0 | 0 | 0 | 0 | 0 | 0 | 0 | 0 | 0 | 0 | 0 | 0 | 0 | 0
2016-07-15 13:00 | 0 | 0 | 0 | 0 | 0 | 87199.1055 | 483363.6887 | 517382 | 0 | 0 | 0 | 0 | 0 | 115725.7193 | 0 | 0 | 0 | 0 | 0 | 0 | 0 | 0 | 0 | 0 | 0 | 0 | 0 | 0 | 0 | 0 | -62544.9251 | 115725.7193 | 0 | 0 | 0 | 0 | 0 | 0 | 0 | 0 | 0 | 0 | 0 | 0 | 0 | 0 | 0
2016-07-15 14:00 | 0 | 0 | 0 | 0 | 0 | 0 | 704841.7777 | 548705 | 0 | 0 | 0 | 0 | 40411.0584 | 231451.4386 | 0 | 0 | 0 | 0 | 0 | 0 | 0 | 0 | 0 | 0 | 0 | 0 | 0 | 0 | 0 | 0 | 40411.0584 | 115725.7193 | 0 | 0 | 0 | 0 | 0 | 0 | 0 | 0 | 0 | 0 | 0 | 0 | 0 | 0 | 0
2016-07-15 15:00 | 0 | 0 | 0 | 0 | 0 | 0 | 805539.5355 | 577335 | 0 | 0 | 0 | 0 | 152889.8747 | 347177.1579 | 0 | 0 | 0 | 0 | 0 | 0 | 0 | 0 | 0 | 0 | 0 | 0 | 0 | 0 | 0 | 0 | 112478.8162 | 115725.7193 | 0 | 0 | 0 | 0 | 0 | 0 | 0 | 0 | 0 | 0 | 0 | 0 | 0 | 0 | 0
2016-07-15 16:00 | 0 | 0 | 0 | 0 | 0 | 84205.8536 | 852167.2144 | 601301 | 0 | 0 | 0 | 0 | 404888.1896 | 430250.911 | 0 | 0 | 0 | 0 | 0 | 0 | 0 | 0 | 0 | 0 | 0 | 0 | 0 | 0 | 0 | 0 | 251998.3149 | 83073.7531 | 0 | 0 | 0 | 0 | 0 | 0 | 0 | 0 | 0 | 0 | 0 | 0 | 0 | 0 | 0
2016-07-15 17:00 | 0 | 0 | 0 | 0 | 0 | 0 | 861836.4357 | 623336 | 0 | 0 | 0 | 0 | 527662.906 | 545976.6302 | 0 | 0 | 0 | 0 | 0 | 0 | 0 | 0 | 0 | 0 | 0 | 0 | 0 | 0 | 0 | 0 | 122774.7164 | 115725.7193 | 0 | 0 | 0 | 0 | 0 | 0 | 0 | 0 | 0 | 0 | 0 | 0 | 0 | 0 | 0
2016-07-15 18:00 | 0 | 0 | 0 | 0 | 0 | 0 | 857444.4166 | 640286 | 0 | 0 | 0 | 0 | 629095.6033 | 661702.3495 | 0 | 0 | 0 | 0 | 0 | 0 | 0 | 0 | 0 | 0 | 0 | 0 | 0 | 0 | 0 | 0 | 101432.6973 | 115725.7193 | 0 | 0 | 0 | 0 | 0 | 0 | 0 | 0 | 0 | 0 | 0 | 0 | 0 | 0 | 0
2016-07-15 19:00 | 0 | 0 | 0 | 0 | 0 | 0 | 849206.5545 | 650704 | 0 | 0 | 0 | 0 | 860172.4668 | 629128.0405 | 0 | 0 | 0 | 0 | 0 | 0 | 0 | 0 | 0 | 0 | 0 | 0 | 0 | 0 | 0 | 0 | 231076.8635 | -32574.309 | 0 | 0 | 0 | 0 | 0 | 0 | 0 | 0 | 0 | 0 | 0 | 0 | 0 | 0 | 0
2016-07-15 20:00 | 0 | 0 | 0 | 0 | 0 | 0 | 845761.43 | 657165 | 0 | 0 | 0 | 0 | 933043.1775 | 744853.7598 | 0 | 0 | 0 | 0 | 0 | 0 | 0 | 0 | 0 | 0 | 0 | 0 | 0 | 0 | 0 | 0 | 72870.7107 | 115725.7193 | 0 | 0 | 0 | 0 | 0 | 0 | 0 | 0 | 0 | 0 | 0 | 0 | 0 | 0 | 0
2016-07-15 21:00 | 0 | 0 | 0 | 0 | 0 | 0 | 835651.8638 | 657587 | 0 | 0 | 0 | 0 | 995382.322 | 860579.4791 | 0 | 0 | 0 | 0 | 0 | 0 | 0 | 0 | 0 | 0 | 0 | 0 | 0 | 0 | 0 | 0 | 62339.1445 | 115725.7193 | 0 | 0 | 0 | 0 | 0 | 0 | 0 | 0 | 0 | 0 | 0 | 0 | 0 | 0 | 0
2016-07-15 22:00 | 0 | 0 | 0 | 0 | 0 | 0 | 802904.6994 | 648192 | 0 | 0 | 0 | 0 | 1247380.6369 | 763293.8636 | 0 | 0 | 0 | 0 | 0 | 0 | 0 | 0 | 0 | 0 | 0 | 0 | 0 | 0 | 0 | 0 | 251998.3149 | -97285.6155 | 0 | 0 | 0 | 0 | 0 | 0 | 0 | 0 | 0 | 0 | 0 | 0 | 0 | 0 | 0
2016-07-15 23:00 | 0 | 0 | 0 | 0 | 0 | 0 | 714177.4565 | 630495 | 0 | 0 | 0 | 0 | 1215337.3741 | 879019.5829 | 0 | 0 | 0 | 0 | 0 | 0 | 0 | 0 | 0 | 0 | 0 | 0 | 0 | 0 | 0 | 0 | -32043.2628 | 115725.7193 | 0 | 0 | 0 | 0 | 0 | 0 | 0 | 0 | 0 | 0 | 0 | 0 | 0 | 0 | 0
2016-07-16 | 0 | 0 | 0 | 0 | 0 | 0 | 553210.9424 | 610563 | 0 | 0 | 0 | 0 | 1273711.0358 | 763293.8636 | 0 | 0 | 0 | 0 | 0 | 0 | 0 | 0 | 0 | 0 | 0 | 0 | 0 | 0 | 0 | 0 | 58373.6617 | -115725.7193 | 0 | 0 | 0 | 0 | 0 | 0 | 0 | 0 | 0 | 0 | 0 | 0 | 0 | 0 | 0
2016-07-16 01:00 | 0 | 0 | 0 | 0 | 0 | 265349.2165 | 269665.1028 | 593282 | 0 | 0 | 0 | 0 | 1331169.0744 | 647568.1443 | 0 | 0 | 0 | 0 | 0 | 0 | 0 | 0 | 0 | 0 | 0 | 0 | 0 | 0 | 0 | 0 | 57458.0386 | -115725.7193 | 0 | 0 | 0 | 0 | 0 | 0 | 0 | 0 | 0 | 0 | 0 | 0 | 0 | 0 | 0
2016-07-16 02:00 | 0 | 0 | 0 | 0 | 0 | 170844.7441 | 28365.2217 | 566934 | 0 | 0 | 0 | 0 | 1079170.7594 | 531842.425 | 0 | 0 | 0 | 0 | 0 | 0 | 0 | 0 | 0 | 0 | 0 | 0 | 0 | 0 | 0 | 0 | -251998.3149 | -115725.7193 | 0 | 0 | 0 | 0 | 0 | 0 | 0 | 0 | 0 | 0 | 0 | 0 | 0 | 0 | 0
2016-07-16 03:00 | 0 | 0 | 0 | 0 | 0 | 438376.3816 | 0 | 531396 | 0 | 0 | 0 | 0 | 1101876.8603 | 416116.7057 | 0 | 0 | 0 | 0 | 0 | 0 | 0 | 0 | 0 | 0 | 0 | 0 | 0 | 0 | 0 | 0 | 22706.1009 | -115725.7193 | 0 | 0 | 0 | 0 | 0 | 0 | 0 | 0 | 0 | 0 | 0 | 0 | 0 | 0 | 0
2016-07-16 04:00 | 0 | 0 | 0 | 0 | 0 | 424224.7295 | 0 | 495930 | 0 | 0 | 0 | 0 | 1145897.3091 | 300390.9864 | 0 | 0 | 0 | 0 | 0 | 0 | 0 | 0 | 0 | 0 | 0 | 0 | 0 | 0 | 0 | 0 | 44020.4488 | -115725.7193 | 0 | 0 | 0 | 0 | 0 | 0 | 0 | 0 | 0 | 0 | 0 | 0 | 0 | 0 | 0
2016-07-16 05:00 | 0 | 0 | 0 | 0 | 0 | 97890.9658 | 0 | 465615 | 0 | 0 | 0 | 0 | 893898.9942 | 184665.2671 | 0 | 0 | 0 | 0 | 0 | 0 | 0 | 0 | 0 | 0 | 0 | 0 | 0 | 0 | 0 | 0 | -251998.3149 | -115725.7193 | 0 | 0 | 0 | 0 | 0 | 0 | 0 | 0 | 0 | 0 | 0 | 0 | 0 | 0 | 0
2016-07-16 06:00 | 0 | 0 | 0 | 0 | 0 | 375755.2401 | 0 | 441570 | 0 | 0 | 0 | 0 | 943809.9536 | 68939.5478 | 0 | 0 | 0 | 0 | 0 | 0 | 0 | 0 | 0 | 0 | 0 | 0 | 0 | 0 | 0 | 0 | 49910.9594 | -115725.7193 | 0 | 0 | 0 | 0 | 0 | 0 | 0 | 0 | 0 | 0 | 0 | 0 | 0 | 0 | 0
2016-07-16 07:00 | 0 | 0 | 0 | 0 | 0 | 101441.1372 | 0 | 422379 | 0 | 0 | 0 | 0 | 691811.6387 | 0 | 0 | 0 | 0 | 0 | 0 | 0 | 0 | 0 | 0 | 0 | 0 | 0 | 0 | 0 | 0 | 0 | -251998.3149 | -68939.5478 | 0 | 0 | 0 | 0 | 0 | 0 | 0 | 0 | 0 | 0 | 0 | 0 | 0 | 0 | 0
2016-07-16 08:00 | 0 | 0 | 0 | 0 | 0 | 344892.8642 | 0 | 410187 | 0 | 0 | 0 | 0 | 510791.7836 | 115725.7193 | 0 | 0 | 0 | 0 | 0 | 0 | 0 | 0 | 0 | 0 | 0 | 0 | 0 | 0 | 0 | 0 | -181019.8551 | 115725.7193 | 0 | 0 | 0 | 0 | 0 | 0 | 0 | 0 | 0 | 0 | 0 | 0 | 0 | 0 | 0
2016-07-16 09:00 | 0 | 0 | 0 | 0 | 0 | 268160.4044 | 0 | 404433 | 0 | 0 | 0 | 0 | 258793.4687 | 231451.4386 | 0 | 0 | 0 | 0 | 0 | 0 | 0 | 0 | 0 | 0 | 0 | 0 | 0 | 0 | 0 | 0 | -251998.3149 | 115725.7193 | 0 | 0 | 0 | 0 | 0 | 0 | 0 | 0 | 0 | 0 | 0 | 0 | 0 | 0 | 0
2016-07-16 10:00 | 0 | 0 | 0 | 0 | 0 | 270700.9616 | 0 | 403956 | 0 | 0 | 0 | 0 | 241264.1496 | 115725.7193 | 0 | 0 | 0 | 0 | 0 | 0 | 0 | 0 | 0 | 0 | 0 | 0 | 0 | 0 | 0 | 0 | -17529.3191 | -115725.7193 | 0 | 0 | 0 | 0 | 0 | 0 | 0 | 0 | 0 | 0 | 0 | 0 | 0 | 0 | 0
2016-07-16 11:00 | 0 | 0 | 0 | 0 | 0 | 229749.1845 | 0 | 411897 | 0 | 0 | 0 | 0 | 174842.0534 | 0 | 0 | 0 | 0 | 0 | 0 | 0 | 0 | 0 | 0 | 0 | 0 | 0 | 0 | 0 | 0 | 0 | -66422.0962 | -115725.7193 | 0 | 0 | 0 | 0 | 0 | 0 | 0 | 0 | 0 | 0 | 0 | 0 | 0 | 0 | 0
2016-07-16 12:00 | 0 | 0 | 0 | 0 | 0 | 160795.443 | 95770.5036 | 431408 | 0 | 0 | 0 | 0 | 0 | 0 | 0 | 0 | 0 | 0 | 0 | 0 | 0 | 0 | 0 | 0 | 0 | 0 | 0 | 0 | 0 | 0 | -174842.0534 | 0 | 0 | 0 | 0 | 0 | 0 | 0 | 0 | 0 | 0 | 0 | 0 | 0 | 0 | 0 | 0
2016-07-16 13:00 | 0 | 0 | 0 | 0 | 0 | 199231.5265 | 431556.1383 | 460733 | 0 | 0 | 0 | 0 | 170054.6648 | 0 | 0 | 0 | 0 | 0 | 0 | 0 | 0 | 0 | 0 | 0 | 0 | 0 | 0 | 0 | 0 | 0 | 170054.6648 | 0 | 0 | 0 | 0 | 0 | 0 | 0 | 0 | 0 | 0 | 0 | 0 | 0 | 0 | 0 | 0
2016-07-16 14:00 | 0 | 0 | 0 | 0 | 0 | 0 | 658920.3208 | 493000 | 0 | 0 | 0 | 0 | 335974.9856 | 0 | 0 | 0 | 0 | 0 | 0 | 0 | 0 | 0 | 0 | 0 | 0 | 0 | 0 | 0 | 0 | 0 | 165920.3208 | 0 | 0 | 0 | 0 | 0 | 0 | 0 | 0 | 0 | 0 | 0 | 0 | 0 | 0 | 0 | 0
2016-07-16 15:00 | 0 | 0 | 0 | 0 | 0 | 0 | 778817.9786 | 524171 | 0 | 0 | 0 | 0 | 474896.2449 | 115725.7193 | 0 | 0 | 0 | 0 | 0 | 0 | 0 | 0 | 0 | 0 | 0 | 0 | 0 | 0 | 0 | 0 | 138921.2593 | 115725.7193 | 0 | 0 | 0 | 0 | 0 | 0 | 0 | 0 | 0 | 0 | 0 | 0 | 0 | 0 | 0
2016-07-16 16:00 | 0 | 0 | 0 | 0 | 0 | 0 | 837667.354 | 550527 | 0 | 0 | 0 | 0 | 646310.8796 | 231451.4386 | 0 | 0 | 0 | 0 | 0 | 0 | 0 | 0 | 0 | 0 | 0 | 0 | 0 | 0 | 0 | 0 | 171414.6347 | 115725.7193 | 0 | 0 | 0 | 0 | 0 | 0 | 0 | 0 | 0 | 0 | 0 | 0 | 0 | 0 | 0
2016-07-16 17:00 | 0 | 0 | 0 | 0 | 0 | 0 | 856203.6196 | 572417 | 0 | 0 | 0 | 0 | 898309.1945 | 263239.7433 | 0 | 0 | 0 | 0 | 0 | 0 | 0 | 0 | 0 | 0 | 0 | 0 | 0 | 0 | 0 | 0 | 251998.3149 | 31788.3047 | 0 | 0 | 0 | 0 | 0 | 0 | 0 | 0 | 0 | 0 | 0 | 0 | 0 | 0 | 0
2016-07-16 18:00 | 0 | 0 | 0 | 0 | 0 | 0 | 854050.2837 | 589029 | 0 | 0 | 0 | 0 | 1144569.1794 | 282001.0421 | 0 | 0 | 0 | 0 | 0 | 0 | 0 | 0 | 0 | 0 | 0 | 0 | 0 | 0 | 0 | 0 | 246259.9849 | 18761.2988 | 0 | 0 | 0 | 0 | 0 | 0 | 0 | 0 | 0 | 0 | 0 | 0 | 0 | 0 | 0
2016-07-16 19:00 | 0 | 0 | 0 | 0 | 0 | 0 | 846115.2519 | 600006 | 0 | 0 | 0 | 0 | 1396567.4944 | 276111.9791 | 0 | 0 | 0 | 0 | 0 | 0 | 0 | 0 | 0 | 0 | 0 | 0 | 0 | 0 | 0 | 0 | 251998.3149 | -5889.063 | 0 | 0 | 0 | 0 | 0 | 0 | 0 | 0 | 0 | 0 | 0 | 0 | 0 | 0 | 0
2016-07-16 20:00 | 0 | 0 | 0 | 0 | 0 | 0 | 841919.0166 | 606513 | 0 | 0 | 0 | 0 | 1648565.8093 | 259519.6808 | 0 | 0 | 0 | 0 | 0 | 0 | 0 | 0 | 0 | 0 | 0 | 0 | 0 | 0 | 0 | 0 | 251998.3149 | -16592.2983 | 0 | 0 | 0 | 0 | 0 | 0 | 0 | 0 | 0 | 0 | 0 | 0 | 0 | 0 | 0
2016-07-16 21:00 | 0 | 0 | 0 | 0 | 0 | 0 | 832586.0728 | 608656 | 0 | 0 | 0 | 0 | 1900564.1243 | 231451.4386 | 0 | 0 | 0 | 0 | 0 | 0 | 0 | 0 | 0 | 0 | 0 | 0 | 0 | 0 | 0 | 0 | 251998.3149 | -28068.2422 | 0 | 0 | 0 | 0 | 0 | 0 | 0 | 0 | 0 | 0 | 0 | 0 | 0 | 0 | 0
2016-07-16 22:00 | 0 | 0 | 0 | 0 | 0 | 0 | 804823.1921 | 603469 | 0 | 0 | 0 | 0 | 1986192.5971 | 347177.1579 | 0 | 0 | 0 | 0 | 0 | 0 | 0 | 0 | 0 | 0 | 0 | 0 | 0 | 0 | 0 | 0 | 85628.4728 | 115725.7193 | 0 | 0 | 0 | 0 | 0 | 0 | 0 | 0 | 0 | 0 | 0 | 0 | 0 | 0 | 0
2016-07-16 23:00 | 0 | 0 | 0 | 0 | 0 | 0 | 723433.8081 | 591077 | 0 | 0 | 0 | 0 | 2234275.1245 | 231451.4386 | 0 | 0 | 0 | 0 | 0 | 0 | 0 | 0 | 0 | 0 | 0 | 0 | 0 | 0 | 0 | 0 | 248082.5274 | -115725.7193 | 0 | 0 | 0 | 0 | 0 | 0 | 0 | 0 | 0 | 0 | 0 | 0 | 0 | 0 | 0
2016-07-17 | 0 | 0 | 0 | 0 | 0 | 0 | 564315.1442 | 575707 | 0 | 0 | 0 | 0 | 2107157.5494 | 347177.1579 | 0 | 0 | 0 | 0 | 0 | 0 | 0 | 0 | 0 | 0 | 0 | 0 | 0 | 0 | 0 | 0 | -127117.5751 | 115725.7193 | 0 | 0 | 0 | 0 | 0 | 0 | 0 | 0 | 0 | 0 | 0 | 0 | 0 | 0 | 0
2016-07-17 01:00 | 0 | 0 | 0 | 0 | 0 | 0 | 286881.8489 | 560346 | 0 | 0 | 0 | 0 | 1949419.1176 | 231451.4386 | 0 | 0 | 0 | 0 | 0 | 0 | 0 | 0 | 0 | 0 | 0 | 0 | 0 | 0 | 0 | 0 | -157738.4318 | -115725.7193 | 0 | 0 | 0 | 0 | 0 | 0 | 0 | 0 | 0 | 0 | 0 | 0 | 0 | 0 | 0
2016-07-17 02:00 | 0 | 0 | 0 | 0 | 0 | 685002.3465 | 26145.5438 | 538670 | 0 | 0 | 0 | 0 | 2006171.2886 | 347177.1579 | 0 | 0 | 0 | 0 | 0 | 0 | 0 | 0 | 0 | 0 | 0 | 0 | 0 | 0 | 0 | 0 | 56752.171 | 115725.7193 | 0 | 0 | 0 | 0 | 0 | 0 | 0 | 0 | 0 | 0 | 0 | 0 | 0 | 0 | 0
2016-07-17 03:00 | 0 | 0 | 0 | 0 | 0 | 644764.5956 | 0 | 508492 | 0 | 0 | 0 | 0 | 2258169.6035 | 231451.4386 | 0 | 0 | 0 | 0 | 0 | 0 | 0 | 0 | 0 | 0 | 0 | 0 | 0 | 0 | 0 | 0 | 251998.3149 | -115725.7193 | 0 | 0 | 0 | 0 | 0 | 0 | 0 | 0 | 0 | 0 | 0 | 0 | 0 | 0 | 0
2016-07-17 04:00 | 0 | 0 | 0 | 0 | 0 | 613754.5956 | 0 | 477482 | 0 | 0 | 0 | 0 | 2510167.9185 | 115725.7193 | 0 | 0 | 0 | 0 | 0 | 0 | 0 | 0 | 0 | 0 | 0 | 0 | 0 | 0 | 0 | 0 | 251998.3149 | -115725.7193 | 0 | 0 | 0 | 0 | 0 | 0 | 0 | 0 | 0 | 0 | 0 | 0 | 0 | 0 | 0
2016-07-17 05:00 | 0 | 0 | 0 | 0 | 0 | 314762.4044 | 0 | 451035 | 0 | 0 | 0 | 0 | 2258169.6035 | 231451.4386 | 0 | 0 | 0 | 0 | 0 | 0 | 0 | 0 | 0 | 0 | 0 | 0 | 0 | 0 | 0 | 0 | -251998.3149 | 115725.7193 | 0 | 0 | 0 | 0 | 0 | 0 | 0 | 0 | 0 | 0 | 0 | 0 | 0 | 0 | 0
2016-07-17 06:00 | 0 | 0 | 0 | 0 | 0 | 61918.9658 | 0 | 429643 | 0 | 0 | 0 | 0 | 2006171.2886 | 115725.7193 | 0 | 0 | 0 | 0 | 0 | 0 | 0 | 0 | 0 | 0 | 0 | 0 | 0 | 0 | 0 | 0 | -251998.3149 | -115725.7193 | 0 | 0 | 0 | 0 | 0 | 0 | 0 | 0 | 0 | 0 | 0 | 0 | 0 | 0 | 0
2016-07-17 07:00 | 0 | 0 | 0 | 0 | 0 | 536398.5671 | 0 | 411588 | 0 | 0 | 0 | 0 | 2246707.5749 | 0 | 0 | 0 | 0 | 0 | 0 | 0 | 0 | 0 | 0 | 0 | 0 | 0 | 0 | 0 | 0 | 0 | 240536.2864 | -115725.7193 | 0 | 0 | 0 | 0 | 0 | 0 | 0 | 0 | 0 | 0 | 0 | 0 | 0 | 0 | 0
2016-07-17 08:00 | 0 | 0 | 0 | 0 | 0 | 263545.4044 | 0 | 399818 | 0 | 0 | 0 | 0 | 1994709.26 | 115725.7193 | 0 | 0 | 0 | 0 | 0 | 0 | 0 | 0 | 0 | 0 | 0 | 0 | 0 | 0 | 0 | 0 | -251998.3149 | 115725.7193 | 0 | 0 | 0 | 0 | 0 | 0 | 0 | 0 | 0 | 0 | 0 | 0 | 0 | 0 | 0
2016-07-17 09:00 | 0 | 0 | 0 | 0 | 0 | 24897.9658 | 0 | 392622 | 0 | 0 | 0 | 0 | 1742710.9451 | 0 | 0 | 0 | 0 | 0 | 0 | 0 | 0 | 0 | 0 | 0 | 0 | 0 | 0 | 0 | 0 | 0 | -251998.3149 | -115725.7193 | 0 | 0 | 0 | 0 | 0 | 0 | 0 | 0 | 0 | 0 | 0 | 0 | 0 | 0 | 0
2016-07-17 10:00 | 0 | 0 | 0 | 0 | 0 | 251254.4044 | 0 | 387527 | 0 | 0 | 0 | 0 | 1490712.6301 | 115725.7193 | 0 | 0 | 0 | 0 | 0 | 0 | 0 | 0 | 0 | 0 | 0 | 0 | 0 | 0 | 0 | 0 | -251998.3149 | 115725.7193 | 0 | 0 | 0 | 0 | 0 | 0 | 0 | 0 | 0 | 0 | 0 | 0 | 0 | 0 | 0
2016-07-17 11:00 | 0 | 0 | 0 | 0 | 0 | 23916.1369 | 0.82887 | 391641 | 0 | 0 | 0 | 0 | 1238714.3152 | 0 | 0 | 0 | 0 | 0 | 0 | 0 | 0 | 0 | 0 | 0 | 0 | 0 | 0 | 0 | 0 | 0 | -251998.3149 | -115725.7193 | 0 | 0 | 0 | 0 | 0 | 0 | 0 | 0 | 0 | 0 | 0 | 0 | 0 | 0 | 0
2016-07-17 12:00 | 0 | 0 | 0 | 0 | 0 | 303222.6759 | 111455.3083 | 411311 | 0 | 0 | 0 | 0 | 1242081.2993 | 0 | 0 | 0 | 0 | 0 | 0 | 0 | 0 | 0 | 0 | 0 | 0 | 0 | 0 | 0 | 0 | 0 | 3366.9842 | 0 | 0 | 0 | 0 | 0 | 0 | 0 | 0 | 0 | 0 | 0 | 0 | 0 | 0 | 0 | 0
2016-07-17 13:00 | 0 | 0 | 0 | 0 | 0 | 0 | 454570.4441 | 444110 | 0 | 0 | 0 | 0 | 1136816.0241 | 115725.7193 | 0 | 0 | 0 | 0 | 0 | 0 | 0 | 0 | 0 | 0 | 0 | 0 | 0 | 0 | 0 | 0 | -105265.2752 | 115725.7193 | 0 | 0 | 0 | 0 | 0 | 0 | 0 | 0 | 0 | 0 | 0 | 0 | 0 | 0 | 0
2016-07-17 14:00 | 0 | 0 | 0 | 0 | 0 | 128043.7273 | 677805.7286 | 479639 | 0 | 0 | 0 | 0 | 1378645.7488 | 200106.4505 | 0 | 0 | 0 | 0 | 0 | 0 | 0 | 0 | 0 | 0 | 0 | 0 | 0 | 0 | 0 | 0 | 241829.7247 | 84380.7312 | 0 | 0 | 0 | 0 | 0 | 0 | 0 | 0 | 0 | 0 | 0 | 0 | 0 | 0 | 0
2016-07-17 15:00 | 0 | 0 | 0 | 0 | 0 | 0 | 776562.0558 | 514092 | 0 | 0 | 0 | 0 | 1630644.0638 | 210578.1914 | 0 | 0 | 0 | 0 | 0 | 0 | 0 | 0 | 0 | 0 | 0 | 0 | 0 | 0 | 0 | 0 | 251998.3149 | 10471.7408 | 0 | 0 | 0 | 0 | 0 | 0 | 0 | 0 | 0 | 0 | 0 | 0 | 0 | 0 | 0
2016-07-17 16:00 | 0 | 0 | 0 | 0 | 0 | 0 | 826948.7739 | 545689 | 0 | 0 | 0 | 0 | 1882642.3787 | 239839.6504 | 0 | 0 | 0 | 0 | 0 | 0 | 0 | 0 | 0 | 0 | 0 | 0 | 0 | 0 | 0 | 0 | 251998.3149 | 29261.459 | 0 | 0 | 0 | 0 | 0 | 0 | 0 | 0 | 0 | 0 | 0 | 0 | 0 | 0 | 0
2016-07-17 17:00 | 0 | 0 | 0 | 0 | 0 | 0 | 842901.7327 | 571375 | 0 | 0 | 0 | 0 | 2038443.3921 | 355565.3697 | 0 | 0 | 0 | 0 | 0 | 0 | 0 | 0 | 0 | 0 | 0 | 0 | 0 | 0 | 0 | 0 | 155801.0134 | 115725.7193 | 0 | 0 | 0 | 0 | 0 | 0 | 0 | 0 | 0 | 0 | 0 | 0 | 0 | 0 | 0
2016-07-17 18:00 | 0 | 0 | 0 | 0 | 0 | 0 | 838846.6062 | 591889 | 0 | 0 | 0 | 0 | 2290441.7071 | 350524.6609 | 0 | 0 | 0 | 0 | 0 | 0 | 0 | 0 | 0 | 0 | 0 | 0 | 0 | 0 | 0 | 0 | 251998.3149 | -5040.7088 | 0 | 0 | 0 | 0 | 0 | 0 | 0 | 0 | 0 | 0 | 0 | 0 | 0 | 0 | 0
2016-07-17 19:00 | 0 | 0 | 0 | 0 | 0 | 0 | 826975.7431 | 607872 | 0 | 0 | 0 | 0 | 2542440.022 | 317630.089 | 0 | 0 | 0 | 0 | 0 | 0 | 0 | 0 | 0 | 0 | 0 | 0 | 0 | 0 | 0 | 0 | 251998.3149 | -32894.5719 | 0 | 0 | 0 | 0 | 0 | 0 | 0 | 0 | 0 | 0 | 0 | 0 | 0 | 0 | 0
2016-07-17 20:00 | 0 | 0 | 0 | 0 | 0 | 0 | 818838.2421 | 620128 | 0 | 0 | 0 | 0 | 2625424.5449 | 433355.8083 | 0 | 0 | 0 | 0 | 0 | 0 | 0 | 0 | 0 | 0 | 0 | 0 | 0 | 0 | 0 | 0 | 82984.5229 | 115725.7193 | 0 | 0 | 0 | 0 | 0 | 0 | 0 | 0 | 0 | 0 | 0 | 0 | 0 | 0 | 0
2016-07-17 21:00 | 0 | 0 | 0 | 0 | 0 | 0 | 802705.6778 | 628734 | 0 | 0 | 0 | 0 | 2683670.5034 | 549081.5276 | 0 | 0 | 0 | 0 | 0 | 0 | 0 | 0 | 0 | 0 | 0 | 0 | 0 | 0 | 0 | 0 | 58245.9585 | 115725.7193 | 0 | 0 | 0 | 0 | 0 | 0 | 0 | 0 | 0 | 0 | 0 | 0 | 0 | 0 | 0
2016-07-17 22:00 | 0 | 0 | 0 | 0 | 0 | 0 | 766375.8638 | 630088 | 0 | 0 | 0 | 0 | 2704232.6479 | 664807.2469 | 0 | 0 | 0 | 0 | 0 | 0 | 0 | 0 | 0 | 0 | 0 | 0 | 0 | 0 | 0 | 0 | 20562.1445 | 115725.7193 | 0 | 0 | 0 | 0 | 0 | 0 | 0 | 0 | 0 | 0 | 0 | 0 | 0 | 0 | 0
2016-07-17 23:00 | 0 | 0 | 0 | 0 | 0 | 0 | 684584.2376 | 622054 | 0 | 0 | 0 | 0 | 2882488.6048 | 549081.5276 | 0 | 0 | 0 | 0 | 0 | 0 | 0 | 0 | 0 | 0 | 0 | 0 | 0 | 0 | 0 | 0 | 178255.9569 | -115725.7193 | 0 | 0 | 0 | 0 | 0 | 0 | 0 | 0 | 0 | 0 | 0 | 0 | 0 | 0 | 0
2016-07-18 | 0 | 0 | 0 | 0 | 0 | 0 | 531762.8247 | 608973 | 0 | 0 | 0 | 0 | 2689552.7102 | 664807.2469 | 0 | 0 | 0 | 0 | 0 | 0 | 0 | 0 | 0 | 0 | 0 | 0 | 0 | 0 | 0 | 0 | -192935.8946 | 115725.7193 | 0 | 0 | 0 | 0 | 0 | 0 | 0 | 0 | 0 | 0 | 0 | 0 | 0 | 0 | 0
2016-07-18 01:00 | 0 | 0 | 0 | 0 | 0 | 0 | 267883.4353 | 595724 | 0 | 0 | 0 | 0 | 2447890.7959 | 578628.5965 | 0 | 0 | 0 | 0 | 0 | 0 | 0 | 0 | 0 | 0 | 0 | 0 | 0 | 0 | 0 | 0 | -241661.9143 | -86178.6504 | 0 | 0 | 0 | 0 | 0 | 0 | 0 | 0 | 0 | 0 | 0 | 0 | 0 | 0 | 0
2016-07-18 02:00 | 0 | 0 | 0 | 0 | 0 | 504631.0994 | 30371.8007 | 572179 | 0 | 0 | 0 | 0 | 2526440.4153 | 462902.8772 | 0 | 0 | 0 | 0 | 0 | 0 | 0 | 0 | 0 | 0 | 0 | 0 | 0 | 0 | 0 | 0 | 78549.6194 | -115725.7193 | 0 | 0 | 0 | 0 | 0 | 0 | 0 | 0 | 0 | 0 | 0 | 0 | 0 | 0 | 0
2016-07-18 03:00 | 0 | 0 | 0 | 0 | 0 | 508489.9832 | 0 | 540002 | 0 | 0 | 0 | 0 | 2610654.1178 | 347177.1579 | 0 | 0 | 0 | 0 | 0 | 0 | 0 | 0 | 0 | 0 | 0 | 0 | 0 | 0 | 0 | 0 | 84213.7025 | -115725.7193 | 0 | 0 | 0 | 0 | 0 | 0 | 0 | 0 | 0 | 0 | 0 | 0 | 0 | 0 | 0
2016-07-18 04:00 | 0 | 0 | 0 | 0 | 0 | 471714.0478 | 0 | 506806 | 0 | 0 | 0 | 0 | 2691287.8849 | 231451.4386 | 0 | 0 | 0 | 0 | 0 | 0 | 0 | 0 | 0 | 0 | 0 | 0 | 0 | 0 | 0 | 0 | 80633.7671 | -115725.7193 | 0 | 0 | 0 | 0 | 0 | 0 | 0 | 0 | 0 | 0 | 0 | 0 | 0 | 0 | 0
2016-07-18 05:00 | 0 | 0 | 0 | 0 | 0 | 110211.9658 | 0 | 477936 | 0 | 0 | 0 | 0 | 2439289.5699 | 115725.7193 | 0 | 0 | 0 | 0 | 0 | 0 | 0 | 0 | 0 | 0 | 0 | 0 | 0 | 0 | 0 | 0 | -251998.3149 | -115725.7193 | 0 | 0 | 0 | 0 | 0 | 0 | 0 | 0 | 0 | 0 | 0 | 0 | 0 | 0 | 0
2016-07-18 06:00 | 0 | 0 | 0 | 0 | 0 | 318799.4044 | 0 | 455072 | 0 | 0 | 0 | 0 | 2187291.255 | 231451.4386 | 0 | 0 | 0 | 0 | 0 | 0 | 0 | 0 | 0 | 0 | 0 | 0 | 0 | 0 | 0 | 0 | -251998.3149 | 115725.7193 | 0 | 0 | 0 | 0 | 0 | 0 | 0 | 0 | 0 | 0 | 0 | 0 | 0 | 0 | 0
2016-07-18 07:00 | 0 | 0 | 0 | 0 | 0 | 70550.9658 | 0 | 438275 | 0 | 0 | 0 | 0 | 1935292.94 | 115725.7193 | 0 | 0 | 0 | 0 | 0 | 0 | 0 | 0 | 0 | 0 | 0 | 0 | 0 | 0 | 0 | 0 | -251998.3149 | -115725.7193 | 0 | 0 | 0 | 0 | 0 | 0 | 0 | 0 | 0 | 0 | 0 | 0 | 0 | 0 | 0
2016-07-18 08:00 | 0 | 0 | 0 | 0 | 0 | 406072.4176 | 0 | 430035 | 0 | 0 | 0 | 0 | 2027056.0769 | 0 | 0 | 0 | 0 | 0 | 0 | 0 | 0 | 0 | 0 | 0 | 0 | 0 | 0 | 0 | 0 | 0 | 91763.1369 | -115725.7193 | 0 | 0 | 0 | 0 | 0 | 0 | 0 | 0 | 0 | 0 | 0 | 0 | 0 | 0 | 0
2016-07-18 09:00 | 0 | 0 | 0 | 0 | 0 | 296507.4044 | 0 | 432780 | 0 | 0 | 0 | 0 | 1775057.762 | 115725.7193 | 0 | 0 | 0 | 0 | 0 | 0 | 0 | 0 | 0 | 0 | 0 | 0 | 0 | 0 | 0 | 0 | -251998.3149 | 115725.7193 | 0 | 0 | 0 | 0 | 0 | 0 | 0 | 0 | 0 | 0 | 0 | 0 | 0 | 0 | 0
2016-07-18 10:00 | 0 | 0 | 0 | 0 | 0 | 338551.6453 | 0 | 446146 | 0 | 0 | 0 | 0 | 1551737.688 | 231451.4386 | 0 | 0 | 0 | 0 | 0 | 0 | 0 | 0 | 0 | 0 | 0 | 0 | 0 | 0 | 0 | 0 | -223320.074 | 115725.7193 | 0 | 0 | 0 | 0 | 0 | 0 | 0 | 0 | 0 | 0 | 0 | 0 | 0 | 0 | 0
2016-07-18 11:00 | 0 | 0 | 0 | 0 | 0 | 98865.5141 | 0.45163 | 466590 | 0 | 0 | 0 | 0 | 1299739.3731 | 115725.7193 | 0 | 0 | 0 | 0 | 0 | 0 | 0 | 0 | 0 | 0 | 0 | 0 | 0 | 0 | 0 | 0 | -251998.3149 | -115725.7193 | 0 | 0 | 0 | 0 | 0 | 0 | 0 | 0 | 0 | 0 | 0 | 0 | 0 | 0 | 0
2016-07-18 12:00 | 0 | 0 | 0 | 0 | 0 | 177651.3494 | 80230.1735 | 495607 | 0 | 0 | 0 | 0 | 1047741.0581 | 129998.5572 | 0 | 0 | 0 | 0 | 0 | 0 | 0 | 0 | 0 | 0 | 0 | 0 | 0 | 0 | 0 | 0 | -251998.3149 | 14272.8379 | 0 | 0 | 0 | 0 | 0 | 0 | 0 | 0 | 0 | 0 | 0 | 0 | 0 | 0 | 0
2016-07-18 13:00 | 0 | 0 | 0 | 0 | 0 | 170880.3837 | 379068.2998 | 530189 | 0 | 0 | 0 | 0 | 951775.0224 | 245724.2765 | 0 | 0 | 0 | 0 | 0 | 0 | 0 | 0 | 0 | 0 | 0 | 0 | 0 | 0 | 0 | 0 | -95966.0358 | 115725.7193 | 0 | 0 | 0 | 0 | 0 | 0 | 0 | 0 | 0 | 0 | 0 | 0 | 0 | 0 | 0
2016-07-18 14:00 | 0 | 0 | 0 | 0 | 0 | 0 | 589133.0694 | 567488 | 0 | 0 | 0 | 0 | 1005596.406 | 213547.9623 | 0 | 0 | 0 | 0 | 0 | 0 | 0 | 0 | 0 | 0 | 0 | 0 | 0 | 0 | 0 | 0 | 53821.3836 | -32176.3142 | 0 | 0 | 0 | 0 | 0 | 0 | 0 | 0 | 0 | 0 | 0 | 0 | 0 | 0 | 0
2016-07-18 15:00 | 0 | 0 | 0 | 0 | 0 | 0 | 702836.1795 | 602663 | 0 | 0 | 0 | 0 | 990043.8662 | 329273.6816 | 0 | 0 | 0 | 0 | 0 | 0 | 0 | 0 | 0 | 0 | 0 | 0 | 0 | 0 | 0 | 0 | -15552.5398 | 115725.7193 | 0 | 0 | 0 | 0 | 0 | 0 | 0 | 0 | 0 | 0 | 0 | 0 | 0 | 0 | 0
2016-07-18 16:00 | 0 | 0 | 0 | 0 | 0 | 0 | 764136.4493 | 632805 | 0 | 0 | 0 | 0 | 1005649.5961 | 444999.4009 | 0 | 0 | 0 | 0 | 0 | 0 | 0 | 0 | 0 | 0 | 0 | 0 | 0 | 0 | 0 | 0 | 15605.73 | 115725.7193 | 0 | 0 | 0 | 0 | 0 | 0 | 0 | 0 | 0 | 0 | 0 | 0 | 0 | 0 | 0
2016-07-18 17:00 | 0 | 0 | 0 | 0 | 0 | 0 | 789232.7537 | 655699 | 0 | 0 | 0 | 0 | 1023457.6306 | 560725.1202 | 0 | 0 | 0 | 0 | 0 | 0 | 0 | 0 | 0 | 0 | 0 | 0 | 0 | 0 | 0 | 0 | 17808.0344 | 115725.7193 | 0 | 0 | 0 | 0 | 0 | 0 | 0 | 0 | 0 | 0 | 0 | 0 | 0 | 0 | 0
2016-07-18 18:00 | 0 | 0 | 0 | 0 | 0 | 0 | 786691.9298 | 671854 | 0 | 0 | 0 | 0 | 1022569.8411 | 676450.8395 | 0 | 0 | 0 | 0 | 0 | 0 | 0 | 0 | 0 | 0 | 0 | 0 | 0 | 0 | 0 | 0 | -887.7895 | 115725.7193 | 0 | 0 | 0 | 0 | 0 | 0 | 0 | 0 | 0 | 0 | 0 | 0 | 0 | 0 | 0
2016-07-18 19:00 | 0 | 0 | 0 | 0 | 0 | 0 | 772349.5595 | 678778 | 0 | 0 | 0 | 0 | 1000415.6813 | 792176.5588 | 0 | 0 | 0 | 0 | 0 | 0 | 0 | 0 | 0 | 0 | 0 | 0 | 0 | 0 | 0 | 0 | -22154.1597 | 115725.7193 | 0 | 0 | 0 | 0 | 0 | 0 | 0 | 0 | 0 | 0 | 0 | 0 | 0 | 0 | 0
2016-07-18 20:00 | 0 | 0 | 0 | 0 | 0 | 0 | 756682.0155 | 679882 | 0 | 0 | 0 | 0 | 961489.9775 | 907902.2781 | 0 | 0 | 0 | 0 | 0 | 0 | 0 | 0 | 0 | 0 | 0 | 0 | 0 | 0 | 0 | 0 | -38925.7038 | 115725.7193 | 0 | 0 | 0 | 0 | 0 | 0 | 0 | 0 | 0 | 0 | 0 | 0 | 0 | 0 | 0
2016-07-18 21:00 | 0 | 0 | 0 | 0 | 0 | 0 | 729664.7684 | 677977 | 0 | 0 | 0 | 0 | 897452.0265 | 1023627.9973 | 0 | 0 | 0 | 0 | 0 | 0 | 0 | 0 | 0 | 0 | 0 | 0 | 0 | 0 | 0 | 0 | -64037.9509 | 115725.7193 | 0 | 0 | 0 | 0 | 0 | 0 | 0 | 0 | 0 | 0 | 0 | 0 | 0 | 0 | 0
2016-07-18 22:00 | 0 | 0 | 0 | 0 | 0 | 0 | 689001.0274 | 673385 | 0 | 0 | 0 | 0 | 797342.3346 | 1139353.7166 | 0 | 0 | 0 | 0 | 0 | 0 | 0 | 0 | 0 | 0 | 0 | 0 | 0 | 0 | 0 | 0 | -100109.6919 | 115725.7193 | 0 | 0 | 0 | 0 | 0 | 0 | 0 | 0 | 0 | 0 | 0 | 0 | 0 | 0 | 0
2016-07-18 23:00 | 0 | 0 | 0 | 0 | 0 | 323138.2946 | 605710.1074 | 662839 | 0 | 0 | 0 | 0 | 947626.0173 | 1255079.4359 | 0 | 0 | 0 | 0 | 0 | 0 | 0 | 0 | 0 | 0 | 0 | 0 | 0 | 0 | 0 | 0 | 150283.6827 | 115725.7193 | 0 | 0 | 0 | 0 | 0 | 0 | 0 | 0 | 0 | 0 | 0 | 0 | 0 | 0 | 0
2016-07-19 | 0 | 0 | 0 | 0 | 0 | 0 | 457967.5487 | 645707 | 0 | 0 | 0 | 0 | 875612.2854 | 1139353.7166 | 0 | 0 | 0 | 0 | 0 | 0 | 0 | 0 | 0 | 0 | 0 | 0 | 0 | 0 | 0 | 0 | -72013.732 | -115725.7193 | 0 | 0 | 0 | 0 | 0 | 0 | 0 | 0 | 0 | 0 | 0 | 0 | 0 | 0 | 0
2016-07-19 01:00 | 0 | 0 | 0 | 0 | 0 | 522924.4666 | 227233.7735 | 626926 | 0 | 0 | 0 | 0 | 883118.8062 | 1255079.4359 | 0 | 0 | 0 | 0 | 0 | 0 | 0 | 0 | 0 | 0 | 0 | 0 | 0 | 0 | 0 | 0 | 7506.5208 | 115725.7193 | 0 | 0 | 0 | 0 | 0 | 0 | 0 | 0 | 0 | 0 | 0 | 0 | 0 | 0 | 0
2016-07-19 02:00 | 0 | 0 | 0 | 0 | 0 | 613504.1314 | 36512.2195 | 597364 | 0 | 0 | 0 | 0 | 1051496.8764 | 1139353.7166 | 0 | 0 | 0 | 0 | 0 | 0 | 0 | 0 | 0 | 0 | 0 | 0 | 0 | 0 | 0 | 0 | 168378.0702 | -115725.7193 | 0 | 0 | 0 | 0 | 0 | 0 | 0 | 0 | 0 | 0 | 0 | 0 | 0 | 0 | 0
2016-07-19 03:00 | 0 | 0 | 0 | 0 | 0 | 605644.9066 | 0 | 558734 | 0 | 0 | 0 | 0 | 982682.0636 | 1255079.4359 | 0 | 0 | 0 | 0 | 0 | 0 | 0 | 0 | 0 | 0 | 0 | 0 | 0 | 0 | 0 | 0 | -68814.8127 | 115725.7193 | 0 | 0 | 0 | 0 | 0 | 0 | 0 | 0 | 0 | 0 | 0 | 0 | 0 | 0 | 0
2016-07-19 04:00 | 0 | 0 | 0 | 0 | 0 | 152945.9658 | 0 | 520670 | 0 | 0 | 0 | 0 | 730683.7487 | 1139353.7166 | 0 | 0 | 0 | 0 | 0 | 0 | 0 | 0 | 0 | 0 | 0 | 0 | 0 | 0 | 0 | 0 | -251998.3149 | -115725.7193 | 0 | 0 | 0 | 0 | 0 | 0 | 0 | 0 | 0 | 0 | 0 | 0 | 0 | 0 | 0
2016-07-19 05:00 | 0 | 0 | 0 | 0 | 0 | 540387.6285 | 0 | 488298 | 0 | 0 | 0 | 0 | 667047.6579 | 1255079.4359 | 0 | 0 | 0 | 0 | 0 | 0 | 0 | 0 | 0 | 0 | 0 | 0 | 0 | 0 | 0 | 0 | -63636.0908 | 115725.7193 | 0 | 0 | 0 | 0 | 0 | 0 | 0 | 0 | 0 | 0 | 0 | 0 | 0 | 0 | 0
2016-07-19 06:00 | 0 | 0 | 0 | 0 | 0 | 93839.9658 | 0 | 461564 | 0 | 0 | 0 | 0 | 415049.3429 | 1139353.7166 | 0 | 0 | 0 | 0 | 0 | 0 | 0 | 0 | 0 | 0 | 0 | 0 | 0 | 0 | 0 | 0 | -251998.3149 | -115725.7193 | 0 | 0 | 0 | 0 | 0 | 0 | 0 | 0 | 0 | 0 | 0 | 0 | 0 | 0 | 0
2016-07-19 07:00 | 0 | 0 | 0 | 0 | 0 | 474187.8871 | 0 | 442848 | 0 | 0 | 0 | 0 | 330663.5107 | 1255079.4359 | 0 | 0 | 0 | 0 | 0 | 0 | 0 | 0 | 0 | 0 | 0 | 0 | 0 | 0 | 0 | 0 | -84385.8322 | 115725.7193 | 0 | 0 | 0 | 0 | 0 | 0 | 0 | 0 | 0 | 0 | 0 | 0 | 0 | 0 | 0
2016-07-19 08:00 | 0 | 0 | 0 | 0 | 0 | 463552.002 | 0 | 433311 | 0 | 0 | 0 | 0 | 476630.2321 | 1139353.7166 | 0 | 0 | 0 | 0 | 0 | 0 | 0 | 0 | 0 | 0 | 0 | 0 | 0 | 0 | 0 | 0 | 145966.7213 | -115725.7193 | 0 | 0 | 0 | 0 | 0 | 0 | 0 | 0 | 0 | 0 | 0 | 0 | 0 | 0 | 0
2016-07-19 09:00 | 0 | 0 | 0 | 0 | 0 | 442018.4993 | 0 | 435488 | 0 | 0 | 0 | 0 | 598886.4506 | 1023627.9973 | 0 | 0 | 0 | 0 | 0 | 0 | 0 | 0 | 0 | 0 | 0 | 0 | 0 | 0 | 0 | 0 | 122256.2186 | -115725.7193 | 0 | 0 | 0 | 0 | 0 | 0 | 0 | 0 | 0 | 0 | 0 | 0 | 0 | 0 | 0
2016-07-19 10:00 | 0 | 0 | 0 | 0 | 0 | 312694.4044 | 0 | 448967 | 0 | 0 | 0 | 0 | 346888.1357 | 1139353.7166 | 0 | 0 | 0 | 0 | 0 | 0 | 0 | 0 | 0 | 0 | 0 | 0 | 0 | 0 | 0 | 0 | -251998.3149 | 115725.7193 | 0 | 0 | 0 | 0 | 0 | 0 | 0 | 0 | 0 | 0 | 0 | 0 | 0 | 0 | 0
2016-07-19 11:00 | 0 | 0 | 0 | 0 | 0 | 100906.8831 | 0.082677 | 468631 | 0 | 0 | 0 | 0 | 94889.8207 | 1023627.9973 | 0 | 0 | 0 | 0 | 0 | 0 | 0 | 0 | 0 | 0 | 0 | 0 | 0 | 0 | 0 | 0 | -251998.3149 | -115725.7193 | 0 | 0 | 0 | 0 | 0 | 0 | 0 | 0 | 0 | 0 | 0 | 0 | 0 | 0 | 0
2016-07-19 12:00 | 0 | 0 | 0 | 0 | 0 | 199323.5576 | 85569.9023 | 495509 | 0 | 0 | 0 | 0 | 0 | 907902.2781 | 0 | 0 | 0 | 0 | 0 | 0 | 0 | 0 | 0 | 0 | 0 | 0 | 0 | 0 | 0 | 0 | -94889.8207 | -115725.7193 | 0 | 0 | 0 | 0 | 0 | 0 | 0 | 0 | 0 | 0 | 0 | 0 | 0 | 0 | 0
2016-07-19 13:00 | 0 | 0 | 0 | 0 | 0 | 173584.2825 | 423307.2275 | 525717 | 0 | 0 | 0 | 0 | 186900.2293 | 792176.5588 | 0 | 0 | 0 | 0 | 0 | 0 | 0 | 0 | 0 | 0 | 0 | 0 | 0 | 0 | 0 | 0 | 186900.2293 | -115725.7193 | 0 | 0 | 0 | 0 | 0 | 0 | 0 | 0 | 0 | 0 | 0 | 0 | 0 | 0 | 0
2016-07-19 14:00 | 0 | 0 | 0 | 0 | 0 | 0 | 647385.8892 | 561169 | 0 | 0 | 0 | 0 | 388842.8378 | 676450.8395 | 0 | 0 | 0 | 0 | 0 | 0 | 0 | 0 | 0 | 0 | 0 | 0 | 0 | 0 | 0 | 0 | 201942.6085 | -115725.7193 | 0 | 0 | 0 | 0 | 0 | 0 | 0 | 0 | 0 | 0 | 0 | 0 | 0 | 0 | 0
2016-07-19 15:00 | 0 | 0 | 0 | 0 | 0 | 0 | 749097.005 | 594934 | 0 | 0 | 0 | 0 | 640841.1527 | 578615.5295 | 0 | 0 | 0 | 0 | 0 | 0 | 0 | 0 | 0 | 0 | 0 | 0 | 0 | 0 | 0 | 0 | 251998.3149 | -97835.3099 | 0 | 0 | 0 | 0 | 0 | 0 | 0 | 0 | 0 | 0 | 0 | 0 | 0 | 0 | 0
2016-07-19 16:00 | 0 | 0 | 0 | 0 | 0 | 0 | 803312.7772 | 622824 | 0 | 0 | 0 | 0 | 892839.4677 | 507105.9918 | 0 | 0 | 0 | 0 | 0 | 0 | 0 | 0 | 0 | 0 | 0 | 0 | 0 | 0 | 0 | 0 | 251998.3149 | -71509.5378 | 0 | 0 | 0 | 0 | 0 | 0 | 0 | 0 | 0 | 0 | 0 | 0 | 0 | 0 | 0
2016-07-19 17:00 | 0 | 0 | 0 | 0 | 0 | 202330.8098 | 809714.2245 | 644321 | 0 | 0 | 0 | 0 | 1144837.7826 | 622831.7111 | 0 | 0 | 0 | 0 | 0 | 0 | 0 | 0 | 0 | 0 | 0 | 0 | 0 | 0 | 0 | 0 | 251998.3149 | 115725.7193 | 0 | 0 | 0 | 0 | 0 | 0 | 0 | 0 | 0 | 0 | 0 | 0 | 0 | 0 | 0
2016-07-19 18:00 | 0 | 0 | 0 | 0 | 0 | 229481.6575 | 796275.48 | 659831 | 0 | 0 | 0 | 0 | 1396836.0975 | 736759.5336 | 0 | 0 | 0 | 0 | 0 | 0 | 0 | 0 | 0 | 0 | 0 | 0 | 0 | 0 | 0 | 0 | 251998.3149 | 113927.8225 | 0 | 0 | 0 | 0 | 0 | 0 | 0 | 0 | 0 | 0 | 0 | 0 | 0 | 0 | 0
2016-07-19 19:00 | 0 | 0 | 0 | 0 | 0 | 0 | 779657.5498 | 669705 | 0 | 0 | 0 | 0 | 1622514.3667 | 621033.8143 | 0 | 0 | 0 | 0 | 0 | 0 | 0 | 0 | 0 | 0 | 0 | 0 | 0 | 0 | 0 | 0 | 225678.2691 | -115725.7193 | 0 | 0 | 0 | 0 | 0 | 0 | 0 | 0 | 0 | 0 | 0 | 0 | 0 | 0 | 0
2016-07-19 20:00 | 0 | 0 | 0 | 0 | 0 | 0 | 764777.4233 | 676736 | 0 | 0 | 0 | 0 | 1826281.5093 | 505308.095 | 0 | 0 | 0 | 0 | 0 | 0 | 0 | 0 | 0 | 0 | 0 | 0 | 0 | 0 | 0 | 0 | 203767.1426 | -115725.7193 | 0 | 0 | 0 | 0 | 0 | 0 | 0 | 0 | 0 | 0 | 0 | 0 | 0 | 0 | 0
2016-07-19 21:00 | 0 | 0 | 0 | 0 | 0 | 253585.8855 | 737364.2045 | 678202 | 0 | 0 | 0 | 0 | 2078279.8242 | 566057.8701 | 0 | 0 | 0 | 0 | 0 | 0 | 0 | 0 | 0 | 0 | 0 | 0 | 0 | 0 | 0 | 0 | 251998.3149 | 60749.7751 | 0 | 0 | 0 | 0 | 0 | 0 | 0 | 0 | 0 | 0 | 0 | 0 | 0 | 0 | 0
2016-07-19 22:00 | 0 | 0 | 0 | 0 | 0 | 0 | 692559.0561 | 671340 | 0 | 0 | 0 | 0 | 2185533.2283 | 480023.5222 | 0 | 0 | 0 | 0 | 0 | 0 | 0 | 0 | 0 | 0 | 0 | 0 | 0 | 0 | 0 | 0 | 107253.4041 | -86034.3479 | 0 | 0 | 0 | 0 | 0 | 0 | 0 | 0 | 0 | 0 | 0 | 0 | 0 | 0 | 0
2016-07-19 23:00 | 0 | 0 | 0 | 0 | 0 | 287635.6116 | 602664.0583 | 655422 | 0 | 0 | 0 | 0 | 2437531.5432 | 462902.8772 | 0 | 0 | 0 | 0 | 0 | 0 | 0 | 0 | 0 | 0 | 0 | 0 | 0 | 0 | 0 | 0 | 251998.3149 | -17120.645 | 0 | 0 | 0 | 0 | 0 | 0 | 0 | 0 | 0 | 0 | 0 | 0 | 0 | 0 | 0
2016-07-20 | 0 | 0 | 0 | 0 | 0 | 0 | 452995.9663 | 636565 | 0 | 0 | 0 | 0 | 2369688.2288 | 347177.1579 | 0 | 0 | 0 | 0 | 0 | 0 | 0 | 0 | 0 | 0 | 0 | 0 | 0 | 0 | 0 | 0 | -67843.3144 | -115725.7193 | 0 | 0 | 0 | 0 | 0 | 0 | 0 | 0 | 0 | 0 | 0 | 0 | 0 | 0 | 0
2016-07-20 01:00 | 0 | 0 | 0 | 0 | 0 | 508939.2381 | 236650.4676 | 618519 | 0 | 0 | 0 | 0 | 2612484.6539 | 231451.4386 | 0 | 0 | 0 | 0 | 0 | 0 | 0 | 0 | 0 | 0 | 0 | 0 | 0 | 0 | 0 | 0 | 242796.4251 | -115725.7193 | 0 | 0 | 0 | 0 | 0 | 0 | 0 | 0 | 0 | 0 | 0 | 0 | 0 | 0 | 0
2016-07-20 02:00 | 0 | 0 | 0 | 0 | 0 | 609140.8342 | 32039.7656 | 589729 | 0 | 0 | 0 | 0 | 2779661.973 | 115725.7193 | 0 | 0 | 0 | 0 | 0 | 0 | 0 | 0 | 0 | 0 | 0 | 0 | 0 | 0 | 0 | 0 | 167177.3191 | -115725.7193 | 0 | 0 | 0 | 0 | 0 | 0 | 0 | 0 | 0 | 0 | 0 | 0 | 0 | 0 | 0
2016-07-20 03:00 | 0 | 0 | 0 | 0 | 0 | 600352.0917 | 0 | 552048 | 0 | 0 | 0 | 0 | 2712240.3454 | 231451.4386 | 0 | 0 | 0 | 0 | 0 | 0 | 0 | 0 | 0 | 0 | 0 | 0 | 0 | 0 | 0 | 0 | -67421.6276 | 115725.7193 | 0 | 0 | 0 | 0 | 0 | 0 | 0 | 0 | 0 | 0 | 0 | 0 | 0 | 0 | 0
2016-07-20 04:00 | 0 | 0 | 0 | 0 | 0 | 568927.5402 | 0 | 514405 | 0 | 0 | 0 | 0 | 2882488.6048 | 115725.7193 | 0 | 0 | 0 | 0 | 0 | 0 | 0 | 0 | 0 | 0 | 0 | 0 | 0 | 0 | 0 | 0 | 170248.2595 | -115725.7193 | 0 | 0 | 0 | 0 | 0 | 0 | 0 | 0 | 0 | 0 | 0 | 0 | 0 | 0 | 0
2016-07-20 05:00 | 0 | 0 | 0 | 0 | 0 | 114932.9658 | 0 | 482657 | 0 | 0 | 0 | 0 | 2630490.2899 | 0 | 0 | 0 | 0 | 0 | 0 | 0 | 0 | 0 | 0 | 0 | 0 | 0 | 0 | 0 | 0 | 0 | -251998.3149 | -115725.7193 | 0 | 0 | 0 | 0 | 0 | 0 | 0 | 0 | 0 | 0 | 0 | 0 | 0 | 0 | 0
2016-07-20 06:00 | 0 | 0 | 0 | 0 | 0 | 530051.1586 | 0 | 456339 | 0 | 0 | 0 | 0 | 2588476.7292 | 115725.7193 | 0 | 0 | 0 | 0 | 0 | 0 | 0 | 0 | 0 | 0 | 0 | 0 | 0 | 0 | 0 | 0 | -42013.5607 | 115725.7193 | 0 | 0 | 0 | 0 | 0 | 0 | 0 | 0 | 0 | 0 | 0 | 0 | 0 | 0 | 0
2016-07-20 07:00 | 0 | 0 | 0 | 0 | 0 | 504471.4861 | 0 | 437311 | 0 | 0 | 0 | 0 | 2539911.496 | 231451.4386 | 0 | 0 | 0 | 0 | 0 | 0 | 0 | 0 | 0 | 0 | 0 | 0 | 0 | 0 | 0 | 0 | -48565.2332 | 115725.7193 | 0 | 0 | 0 | 0 | 0 | 0 | 0 | 0 | 0 | 0 | 0 | 0 | 0 | 0 | 0
2016-07-20 08:00 | 0 | 0 | 0 | 0 | 0 | 59681.9658 | 0 | 427406 | 0 | 0 | 0 | 0 | 2287913.1811 | 115725.7193 | 0 | 0 | 0 | 0 | 0 | 0 | 0 | 0 | 0 | 0 | 0 | 0 | 0 | 0 | 0 | 0 | -251998.3149 | -115725.7193 | 0 | 0 | 0 | 0 | 0 | 0 | 0 | 0 | 0 | 0 | 0 | 0 | 0 | 0 | 0
2016-07-20 09:00 | 0 | 0 | 0 | 0 | 0 | 456349.8724 | 0 | 429429 | 0 | 0 | 0 | 0 | 2430559.7728 | 0 | 0 | 0 | 0 | 0 | 0 | 0 | 0 | 0 | 0 | 0 | 0 | 0 | 0 | 0 | 0 | 0 | 142646.5917 | -115725.7193 | 0 | 0 | 0 | 0 | 0 | 0 | 0 | 0 | 0 | 0 | 0 | 0 | 0 | 0 | 0
2016-07-20 10:00 | 0 | 0 | 0 | 0 | 0 | 305543.4044 | 0 | 441816 | 0 | 0 | 0 | 0 | 2178561.4578 | 115725.7193 | 0 | 0 | 0 | 0 | 0 | 0 | 0 | 0 | 0 | 0 | 0 | 0 | 0 | 0 | 0 | 0 | -251998.3149 | 115725.7193 | 0 | 0 | 0 | 0 | 0 | 0 | 0 | 0 | 0 | 0 | 0 | 0 | 0 | 0 | 0
2016-07-20 11:00 | 0 | 0 | 0 | 0 | 0 | 92856.9301 | 0.035628 | 460581 | 0 | 0 | 0 | 0 | 1926563.1429 | 0 | 0 | 0 | 0 | 0 | 0 | 0 | 0 | 0 | 0 | 0 | 0 | 0 | 0 | 0 | 0 | 0 | -251998.3149 | -115725.7193 | 0 | 0 | 0 | 0 | 0 | 0 | 0 | 0 | 0 | 0 | 0 | 0 | 0 | 0 | 0
2016-07-20 12:00 | 0 | 0 | 0 | 0 | 0 | 239358.4248 | 93664.2298 | 486874 | 0 | 0 | 0 | 0 | 1772711.7974 | 0 | 0 | 0 | 0 | 0 | 0 | 0 | 0 | 0 | 0 | 0 | 0 | 0 | 0 | 0 | 0 | 0 | -153851.3454 | 0 | 0 | 0 | 0 | 0 | 0 | 0 | 0 | 0 | 0 | 0 | 0 | 0 | 0 | 0 | 0
2016-07-20 13:00 | 0 | 0 | 0 | 0 | 0 | 246044.6773 | 421372.5242 | 517655 | 0 | 0 | 0 | 0 | 1806748.2796 | 115725.7193 | 0 | 0 | 0 | 0 | 0 | 0 | 0 | 0 | 0 | 0 | 0 | 0 | 0 | 0 | 0 | 0 | 34036.4822 | 115725.7193 | 0 | 0 | 0 | 0 | 0 | 0 | 0 | 0 | 0 | 0 | 0 | 0 | 0 | 0 | 0
2016-07-20 14:00 | 0 | 0 | 0 | 0 | 0 | 0 | 651174.2092 | 552701 | 0 | 0 | 0 | 0 | 2020947.2081 | 0 | 0 | 0 | 0 | 0 | 0 | 0 | 0 | 0 | 0 | 0 | 0 | 0 | 0 | 0 | 0 | 0 | 214198.9285 | -115725.7193 | 0 | 0 | 0 | 0 | 0 | 0 | 0 | 0 | 0 | 0 | 0 | 0 | 0 | 0 | 0
2016-07-20 15:00 | 0 | 0 | 0 | 0 | 0 | 0 | 742115.5333 | 587835 | 0 | 0 | 0 | 0 | 2059502.0221 | 115725.7193 | 0 | 0 | 0 | 0 | 0 | 0 | 0 | 0 | 0 | 0 | 0 | 0 | 0 | 0 | 0 | 0 | 38554.814 | 115725.7193 | 0 | 0 | 0 | 0 | 0 | 0 | 0 | 0 | 0 | 0 | 0 | 0 | 0 | 0 | 0
2016-07-20 16:00 | 0 | 0 | 0 | 0 | 0 | 0 | 791536.2605 | 618472 | 0 | 0 | 0 | 0 | 2116840.5633 | 231451.4386 | 0 | 0 | 0 | 0 | 0 | 0 | 0 | 0 | 0 | 0 | 0 | 0 | 0 | 0 | 0 | 0 | 57338.5412 | 115725.7193 | 0 | 0 | 0 | 0 | 0 | 0 | 0 | 0 | 0 | 0 | 0 | 0 | 0 | 0 | 0
2016-07-20 17:00 | 0 | 0 | 0 | 0 | 0 | 0 | 798515.8471 | 645401 | 0 | 0 | 0 | 0 | 2368838.8782 | 132567.9707 | 0 | 0 | 0 | 0 | 0 | 0 | 0 | 0 | 0 | 0 | 0 | 0 | 0 | 0 | 0 | 0 | 251998.3149 | -98883.4679 | 0 | 0 | 0 | 0 | 0 | 0 | 0 | 0 | 0 | 0 | 0 | 0 | 0 | 0 | 0
2016-07-20 18:00 | 0 | 0 | 0 | 0 | 0 | 0 | 786578.5184 | 666420 | 0 | 0 | 0 | 0 | 2373271.6773 | 248293.69 | 0 | 0 | 0 | 0 | 0 | 0 | 0 | 0 | 0 | 0 | 0 | 0 | 0 | 0 | 0 | 0 | 4432.7991 | 115725.7193 | 0 | 0 | 0 | 0 | 0 | 0 | 0 | 0 | 0 | 0 | 0 | 0 | 0 | 0 | 0
2016-07-20 19:00 | 0 | 0 | 0 | 0 | 0 | 0 | 768546.9329 | 681326 | 0 | 0 | 0 | 0 | 2344766.8909 | 364019.4093 | 0 | 0 | 0 | 0 | 0 | 0 | 0 | 0 | 0 | 0 | 0 | 0 | 0 | 0 | 0 | 0 | -28504.7864 | 115725.7193 | 0 | 0 | 0 | 0 | 0 | 0 | 0 | 0 | 0 | 0 | 0 | 0 | 0 | 0 | 0
2016-07-20 20:00 | 0 | 0 | 0 | 0 | 0 | 265489.5734 | 749961.8363 | 691916 | 0 | 0 | 0 | 0 | 2552576.5814 | 479745.1286 | 0 | 0 | 0 | 0 | 0 | 0 | 0 | 0 | 0 | 0 | 0 | 0 | 0 | 0 | 0 | 0 | 207809.6905 | 115725.7193 | 0 | 0 | 0 | 0 | 0 | 0 | 0 | 0 | 0 | 0 | 0 | 0 | 0 | 0 | 0
2016-07-20 21:00 | 0 | 0 | 0 | 0 | 0 | 0 | 718362.0374 | 696978 | 0 | 0 | 0 | 0 | 2689686.3381 | 364019.4093 | 0 | 0 | 0 | 0 | 0 | 0 | 0 | 0 | 0 | 0 | 0 | 0 | 0 | 0 | 0 | 0 | 137109.7567 | -115725.7193 | 0 | 0 | 0 | 0 | 0 | 0 | 0 | 0 | 0 | 0 | 0 | 0 | 0 | 0 | 0
2016-07-20 22:00 | 0 | 0 | 0 | 0 | 0 | 0 | 665223.8673 | 691384 | 0 | 0 | 0 | 0 | 2547800.4861 | 479745.1286 | 0 | 0 | 0 | 0 | 0 | 0 | 0 | 0 | 0 | 0 | 0 | 0 | 0 | 0 | 0 | 0 | -141885.852 | 115725.7193 | 0 | 0 | 0 | 0 | 0 | 0 | 0 | 0 | 0 | 0 | 0 | 0 | 0 | 0 | 0
2016-07-20 23:00 | 0 | 0 | 0 | 0 | 0 | 0 | 575386.4606 | 678219 | 0 | 0 | 0 | 0 | 2560693.666 | 364019.4093 | 0 | 0 | 0 | 0 | 0 | 0 | 0 | 0 | 0 | 0 | 0 | 0 | 0 | 0 | 0 | 0 | 12893.1799 | -115725.7193 | 0 | 0 | 0 | 0 | 0 | 0 | 0 | 0 | 0 | 0 | 0 | 0 | 0 | 0 | 0
2016-07-21 | 0 | 0 | 0 | 0 | 0 | 88109.2194 | 435015.1849 | 659397 | 0 | 0 | 0 | 0 | 2308695.3511 | 479745.1286 | 0 | 0 | 0 | 0 | 0 | 0 | 0 | 0 | 0 | 0 | 0 | 0 | 0 | 0 | 0 | 0 | -251998.3149 | 115725.7193 | 0 | 0 | 0 | 0 | 0 | 0 | 0 | 0 | 0 | 0 | 0 | 0 | 0 | 0 | 0
2016-07-21 01:00 | 0 | 0 | 0 | 0 | 0 | 566066.1397 | 228719.6514 | 640391 | 0 | 0 | 0 | 0 | 2503532.8734 | 439302.3974 | 0 | 0 | 0 | 0 | 0 | 0 | 0 | 0 | 0 | 0 | 0 | 0 | 0 | 0 | 0 | 0 | 194837.5223 | -40442.7312 | 0 | 0 | 0 | 0 | 0 | 0 | 0 | 0 | 0 | 0 | 0 | 0 | 0 | 0 | 0
2016-07-21 02:00 | 0 | 0 | 0 | 0 | 0 | 220900.8491 | 22562.1167 | 611187 | 0 | 0 | 0 | 0 | 2251534.5585 | 323576.6781 | 0 | 0 | 0 | 0 | 0 | 0 | 0 | 0 | 0 | 0 | 0 | 0 | 0 | 0 | 0 | 0 | -251998.3149 | -115725.7193 | 0 | 0 | 0 | 0 | 0 | 0 | 0 | 0 | 0 | 0 | 0 | 0 | 0 | 0 | 0
2016-07-21 03:00 | 0 | 0 | 0 | 0 | 0 | 661615.1387 | 0 | 572027 | 0 | 0 | 0 | 0 | 2225396.9779 | 439302.3974 | 0 | 0 | 0 | 0 | 0 | 0 | 0 | 0 | 0 | 0 | 0 | 0 | 0 | 0 | 0 | 0 | -26137.5806 | 115725.7193 | 0 | 0 | 0 | 0 | 0 | 0 | 0 | 0 | 0 | 0 | 0 | 0 | 0 | 0 | 0
2016-07-21 04:00 | 0 | 0 | 0 | 0 | 0 | 642326.8958 | 0 | 533254 | 0 | 0 | 0 | 0 | 2218744.1544 | 555028.1167 | 0 | 0 | 0 | 0 | 0 | 0 | 0 | 0 | 0 | 0 | 0 | 0 | 0 | 0 | 0 | 0 | -6652.8235 | 115725.7193 | 0 | 0 | 0 | 0 | 0 | 0 | 0 | 0 | 0 | 0 | 0 | 0 | 0 | 0 | 0
2016-07-21 05:00 | 0 | 0 | 0 | 0 | 0 | 617442.5482 | 0 | 498740 | 0 | 0 | 0 | 0 | 2453172.4219 | 439302.3974 | 0 | 0 | 0 | 0 | 0 | 0 | 0 | 0 | 0 | 0 | 0 | 0 | 0 | 0 | 0 | 0 | 234428.2675 | -115725.7193 | 0 | 0 | 0 | 0 | 0 | 0 | 0 | 0 | 0 | 0 | 0 | 0 | 0 | 0 | 0
2016-07-21 06:00 | 0 | 0 | 0 | 0 | 0 | 591791.4598 | 0 | 470257 | 0 | 0 | 0 | 0 | 2458981.1624 | 555028.1167 | 0 | 0 | 0 | 0 | 0 | 0 | 0 | 0 | 0 | 0 | 0 | 0 | 0 | 0 | 0 | 0 | 5808.7405 | 115725.7193 | 0 | 0 | 0 | 0 | 0 | 0 | 0 | 0 | 0 | 0 | 0 | 0 | 0 | 0 | 0
2016-07-21 07:00 | 0 | 0 | 0 | 0 | 0 | 82024.9658 | 0 | 449749 | 0 | 0 | 0 | 0 | 2206982.8475 | 439302.3974 | 0 | 0 | 0 | 0 | 0 | 0 | 0 | 0 | 0 | 0 | 0 | 0 | 0 | 0 | 0 | 0 | -251998.3149 | -115725.7193 | 0 | 0 | 0 | 0 | 0 | 0 | 0 | 0 | 0 | 0 | 0 | 0 | 0 | 0 | 0
2016-07-21 08:00 | 0 | 0 | 0 | 0 | 0 | 524213.6054 | 0 | 438554 | 0 | 0 | 0 | 0 | 2408368.1721 | 323576.6781 | 0 | 0 | 0 | 0 | 0 | 0 | 0 | 0 | 0 | 0 | 0 | 0 | 0 | 0 | 0 | 0 | 201385.3247 | -115725.7193 | 0 | 0 | 0 | 0 | 0 | 0 | 0 | 0 | 0 | 0 | 0 | 0 | 0 | 0 | 0
2016-07-21 09:00 | 0 | 0 | 0 | 0 | 0 | 72763.9658 | 0 | 440488 | 0 | 0 | 0 | 0 | 2156369.8572 | 207850.9588 | 0 | 0 | 0 | 0 | 0 | 0 | 0 | 0 | 0 | 0 | 0 | 0 | 0 | 0 | 0 | 0 | -251998.3149 | -115725.7193 | 0 | 0 | 0 | 0 | 0 | 0 | 0 | 0 | 0 | 0 | 0 | 0 | 0 | 0 | 0
2016-07-21 10:00 | 0 | 0 | 0 | 0 | 0 | 423294.0456 | 0 | 453335 | 0 | 0 | 0 | 0 | 2010603.1835 | 323576.6781 | 0 | 0 | 0 | 0 | 0 | 0 | 0 | 0 | 0 | 0 | 0 | 0 | 0 | 0 | 0 | 0 | -145766.6737 | 115725.7193 | 0 | 0 | 0 | 0 | 0 | 0 | 0 | 0 | 0 | 0 | 0 | 0 | 0 | 0 | 0
2016-07-21 11:00 | 0 | 0 | 0 | 0 | 0 | 355375.4583 | 0 | 472775 | 0 | 0 | 0 | 0 | 2008929.3611 | 207850.9588 | 0 | 0 | 0 | 0 | 0 | 0 | 0 | 0 | 0 | 0 | 0 | 0 | 0 | 0 | 0 | 0 | -1673.8224 | -115725.7193 | 0 | 0 | 0 | 0 | 0 | 0 | 0 | 0 | 0 | 0 | 0 | 0 | 0 | 0 | 0
2016-07-21 12:00 | 0 | 0 | 0 | 0 | 0 | 197037.3985 | 98251.7748 | 499350 | 0 | 0 | 0 | 0 | 1756931.0461 | 255788.4471 | 0 | 0 | 0 | 0 | 0 | 0 | 0 | 0 | 0 | 0 | 0 | 0 | 0 | 0 | 0 | 0 | -251998.3149 | 47937.4883 | 0 | 0 | 0 | 0 | 0 | 0 | 0 | 0 | 0 | 0 | 0 | 0 | 0 | 0 | 0
2016-07-21 13:00 | 0 | 0 | 0 | 0 | 0 | 204669.1211 | 430118.3631 | 533096 | 0 | 0 | 0 | 0 | 1742896.8109 | 371514.1664 | 0 | 0 | 0 | 0 | 0 | 0 | 0 | 0 | 0 | 0 | 0 | 0 | 0 | 0 | 0 | 0 | -14034.2352 | 115725.7193 | 0 | 0 | 0 | 0 | 0 | 0 | 0 | 0 | 0 | 0 | 0 | 0 | 0 | 0 | 0
2016-07-21 14:00 | 0 | 0 | 0 | 0 | 0 | 0 | 669765.1435 | 571530 | 0 | 0 | 0 | 0 | 1956857.6737 | 255788.4471 | 0 | 0 | 0 | 0 | 0 | 0 | 0 | 0 | 0 | 0 | 0 | 0 | 0 | 0 | 0 | 0 | 213960.8628 | -115725.7193 | 0 | 0 | 0 | 0 | 0 | 0 | 0 | 0 | 0 | 0 | 0 | 0 | 0 | 0 | 0
2016-07-21 15:00 | 0 | 0 | 0 | 0 | 0 | 0 | 769418.8206 | 609171 | 0 | 0 | 0 | 0 | 2208855.9886 | 164037.9528 | 0 | 0 | 0 | 0 | 0 | 0 | 0 | 0 | 0 | 0 | 0 | 0 | 0 | 0 | 0 | 0 | 251998.3149 | -91750.4943 | 0 | 0 | 0 | 0 | 0 | 0 | 0 | 0 | 0 | 0 | 0 | 0 | 0 | 0 | 0
2016-07-21 16:00 | 0 | 0 | 0 | 0 | 0 | 0 | 808061.6979 | 640721 | 0 | 0 | 0 | 0 | 2460854.3036 | 79380.3358 | 0 | 0 | 0 | 0 | 0 | 0 | 0 | 0 | 0 | 0 | 0 | 0 | 0 | 0 | 0 | 0 | 251998.3149 | -84657.617 | 0 | 0 | 0 | 0 | 0 | 0 | 0 | 0 | 0 | 0 | 0 | 0 | 0 | 0 | 0
2016-07-21 17:00 | 0 | 0 | 0 | 0 | 0 | 165039.8791 | 821389.4621 | 668011 | 0 | 0 | 0 | 0 | 2712852.6185 | 145800.362 | 0 | 0 | 0 | 0 | 0 | 0 | 0 | 0 | 0 | 0 | 0 | 0 | 0 | 0 | 0 | 0 | 251998.3149 | 66420.0262 | 0 | 0 | 0 | 0 | 0 | 0 | 0 | 0 | 0 | 0 | 0 | 0 | 0 | 0 | 0
2016-07-21 18:00 | 0 | 0 | 0 | 0 | 0 | 0 | 809835.2172 | 687574 | 0 | 0 | 0 | 0 | 2719388.1165 | 261526.0812 | 0 | 0 | 0 | 0 | 0 | 0 | 0 | 0 | 0 | 0 | 0 | 0 | 0 | 0 | 0 | 0 | 6535.4979 | 115725.7193 | 0 | 0 | 0 | 0 | 0 | 0 | 0 | 0 | 0 | 0 | 0 | 0 | 0 | 0 | 0
2016-07-21 19:00 | 0 | 0 | 0 | 0 | 0 | 0 | 792444.9809 | 699093 | 0 | 0 | 0 | 0 | 2697014.3781 | 377251.8005 | 0 | 0 | 0 | 0 | 0 | 0 | 0 | 0 | 0 | 0 | 0 | 0 | 0 | 0 | 0 | 0 | -22373.7383 | 115725.7193 | 0 | 0 | 0 | 0 | 0 | 0 | 0 | 0 | 0 | 0 | 0 | 0 | 0 | 0 | 0
2016-07-21 20:00 | 0 | 0 | 0 | 0 | 0 | 0 | 776744.5074 | 706996 | 0 | 0 | 0 | 0 | 2882488.6048 | 261526.0812 | 0 | 0 | 0 | 0 | 0 | 0 | 0 | 0 | 0 | 0 | 0 | 0 | 0 | 0 | 0 | 0 | 185474.2267 | -115725.7193 | 0 | 0 | 0 | 0 | 0 | 0 | 0 | 0 | 0 | 0 | 0 | 0 | 0 | 0 | 0
2016-07-21 21:00 | 0 | 0 | 0 | 0 | 0 | 0 | 751083.2448 | 708155 | 0 | 0 | 0 | 0 | 2882488.6048 | 304454.3261 | 0 | 0 | 0 | 0 | 0 | 0 | 0 | 0 | 0 | 0 | 0 | 0 | 0 | 0 | 0 | 0 | 0 | 42928.2448 | 0 | 0 | 0 | 0 | 0 | 0 | 0 | 0 | 0 | 0 | 0 | 0 | 0 | 0 | 0
2016-07-21 22:00 | 0 | 0 | 0 | 0 | 0 | 114794.028 | 704603.6913 | 703672 | 0 | 0 | 0 | 0 | 2882488.6048 | 420180.0454 | 0 | 0 | 0 | 0 | 0 | 0 | 0 | 0 | 0 | 0 | 0 | 0 | 0 | 0 | 0 | 0 | 0 | 115725.7193 | 0 | 0 | 0 | 0 | 0 | 0 | 0 | 0 | 0 | 0 | 0 | 0 | 0 | 0 | 0
2016-07-21 23:00 | 0 | 0 | 0 | 0 | 0 | 0 | 616549.0085 | 690274 | 0 | 0 | 0 | 0 | 2693037.894 | 535905.7647 | 0 | 0 | 0 | 0 | 0 | 0 | 0 | 0 | 0 | 0 | 0 | 0 | 0 | 0 | 0 | 0 | -189450.7108 | 115725.7193 | 0 | 0 | 0 | 0 | 0 | 0 | 0 | 0 | 0 | 0 | 0 | 0 | 0 | 0 | 0
2016-07-22 | 0 | 0 | 0 | 0 | 0 | 246216.2221 | 473114.8307 | 672875 | 0 | 0 | 0 | 0 | 2812496.8344 | 462902.8772 | 0 | 0 | 0 | 0 | 0 | 0 | 0 | 0 | 0 | 0 | 0 | 0 | 0 | 0 | 0 | 0 | 119458.9403 | -73002.8875 | 0 | 0 | 0 | 0 | 0 | 0 | 0 | 0 | 0 | 0 | 0 | 0 | 0 | 0 | 0
2016-07-22 01:00 | 0 | 0 | 0 | 0 | 0 | 377829.6496 | 231102.4015 | 654666 | 0 | 0 | 0 | 0 | 2882488.6048 | 347177.1579 | 0 | 0 | 0 | 0 | 0 | 0 | 0 | 0 | 0 | 0 | 0 | 0 | 0 | 0 | 0 | 0 | 69991.7705 | -115725.7193 | 0 | 0 | 0 | 0 | 0 | 0 | 0 | 0 | 0 | 0 | 0 | 0 | 0 | 0 | 0
2016-07-22 02:00 | 0 | 0 | 0 | 0 | 0 | 381366.4133 | 22972.8015 | 622878 | 0 | 0 | 0 | 0 | 2779675.539 | 231451.4386 | 0 | 0 | 0 | 0 | 0 | 0 | 0 | 0 | 0 | 0 | 0 | 0 | 0 | 0 | 0 | 0 | -102813.0658 | -115725.7193 | 0 | 0 | 0 | 0 | 0 | 0 | 0 | 0 | 0 | 0 | 0 | 0 | 0 | 0 | 0
2016-07-22 03:00 | 0 | 0 | 0 | 0 | 0 | 501814.927 | 0 | 585323 | 0 | 0 | 0 | 0 | 2811893.1853 | 115725.7193 | 0 | 0 | 0 | 0 | 0 | 0 | 0 | 0 | 0 | 0 | 0 | 0 | 0 | 0 | 0 | 0 | 32217.6463 | -115725.7193 | 0 | 0 | 0 | 0 | 0 | 0 | 0 | 0 | 0 | 0 | 0 | 0 | 0 | 0 | 0
2016-07-22 04:00 | 0 | 0 | 0 | 0 | 0 | 502662.7003 | 0 | 547793 | 0 | 0 | 0 | 0 | 2882488.6048 | 0 | 0 | 0 | 0 | 0 | 0 | 0 | 0 | 0 | 0 | 0 | 0 | 0 | 0 | 0 | 0 | 0 | 70595.4196 | -115725.7193 | 0 | 0 | 0 | 0 | 0 | 0 | 0 | 0 | 0 | 0 | 0 | 0 | 0 | 0 | 0
2016-07-22 05:00 | 0 | 0 | 0 | 0 | 0 | 376352.4044 | 0 | 512625 | 0 | 0 | 0 | 0 | 2630490.2899 | 115725.7193 | 0 | 0 | 0 | 0 | 0 | 0 | 0 | 0 | 0 | 0 | 0 | 0 | 0 | 0 | 0 | 0 | -251998.3149 | 115725.7193 | 0 | 0 | 0 | 0 | 0 | 0 | 0 | 0 | 0 | 0 | 0 | 0 | 0 | 0 | 0
2016-07-22 06:00 | 0 | 0 | 0 | 0 | 0 | 115605.9658 | 0 | 483330 | 0 | 0 | 0 | 0 | 2378491.975 | 0 | 0 | 0 | 0 | 0 | 0 | 0 | 0 | 0 | 0 | 0 | 0 | 0 | 0 | 0 | 0 | 0 | -251998.3149 | -115725.7193 | 0 | 0 | 0 | 0 | 0 | 0 | 0 | 0 | 0 | 0 | 0 | 0 | 0 | 0 | 0
2016-07-22 07:00 | 0 | 0 | 0 | 0 | 0 | 445399.2814 | 0 | 462741 | 0 | 0 | 0 | 0 | 2245424.537 | 115725.7193 | 0 | 0 | 0 | 0 | 0 | 0 | 0 | 0 | 0 | 0 | 0 | 0 | 0 | 0 | 0 | 0 | -133067.4379 | 115725.7193 | 0 | 0 | 0 | 0 | 0 | 0 | 0 | 0 | 0 | 0 | 0 | 0 | 0 | 0 | 0
2016-07-22 08:00 | 0 | 0 | 0 | 0 | 0 | 427534.3795 | 0 | 451233 | 0 | 0 | 0 | 0 | 2337451.6359 | 0 | 0 | 0 | 0 | 0 | 0 | 0 | 0 | 0 | 0 | 0 | 0 | 0 | 0 | 0 | 0 | 0 | 92027.0988 | -115725.7193 | 0 | 0 | 0 | 0 | 0 | 0 | 0 | 0 | 0 | 0 | 0 | 0 | 0 | 0 | 0
2016-07-22 09:00 | 0 | 0 | 0 | 0 | 0 | 199811.6851 | 0 | 451810 | 0 | 0 | 0 | 0 | 2085453.3209 | 0 | 0 | 0 | 0 | 0 | 0 | 0 | 0 | 0 | 0 | 0 | 0 | 0 | 0 | 0 | 0 | 0 | -251998.3149 | 0 | 0 | 0 | 0 | 0 | 0 | 0 | 0 | 0 | 0 | 0 | 0 | 0 | 0 | 0 | 0
2016-07-22 10:00 | 0 | 0 | 0 | 0 | 0 | 372731.2953 | 0 | 463057 | 0 | 0 | 0 | 0 | 1995127.6163 | 0 | 0 | 0 | 0 | 0 | 0 | 0 | 0 | 0 | 0 | 0 | 0 | 0 | 0 | 0 | 0 | 0 | -90325.7047 | 0 | 0 | 0 | 0 | 0 | 0 | 0 | 0 | 0 | 0 | 0 | 0 | 0 | 0 | 0 | 0
2016-07-22 11:00 | 0 | 0 | 0 | 0 | 0 | 335980.5404 | 0 | 480339 | 0 | 0 | 0 | 0 | 1850769.1567 | 0 | 0 | 0 | 0 | 0 | 0 | 0 | 0 | 0 | 0 | 0 | 0 | 0 | 0 | 0 | 0 | 0 | -144358.4596 | 0 | 0 | 0 | 0 | 0 | 0 | 0 | 0 | 0 | 0 | 0 | 0 | 0 | 0 | 0 | 0
2016-07-22 12:00 | 0 | 0 | 0 | 0 | 0 | 185244.9642 | 88369.5868 | 506206 | 0 | 0 | 0 | 0 | 1598770.8417 | 19406.866 | 0 | 0 | 0 | 0 | 0 | 0 | 0 | 0 | 0 | 0 | 0 | 0 | 0 | 0 | 0 | 0 | -251998.3149 | 19406.866 | 0 | 0 | 0 | 0 | 0 | 0 | 0 | 0 | 0 | 0 | 0 | 0 | 0 | 0 | 0
2016-07-22 13:00 | 0 | 0 | 0 | 0 | 0 | 0 | 410940.1971 | 540344 | 0 | 0 | 0 | 0 | 1373048.1855 | 115725.7193 | 0 | 0 | 0 | 0 | 0 | 0 | 0 | 0 | 0 | 0 | 0 | 0 | 0 | 0 | 0 | 0 | -225722.6562 | 96318.8533 | 0 | 0 | 0 | 0 | 0 | 0 | 0 | 0 | 0 | 0 | 0 | 0 | 0 | 0 | 0
2016-07-22 14:00 | 0 | 0 | 0 | 0 | 0 | 0 | 625239.6118 | 574745 | 0 | 0 | 0 | 0 | 1539268.5166 | 0 | 0 | 0 | 0 | 0 | 0 | 0 | 0 | 0 | 0 | 0 | 0 | 0 | 0 | 0 | 0 | 0 | 166220.3311 | -115725.7193 | 0 | 0 | 0 | 0 | 0 | 0 | 0 | 0 | 0 | 0 | 0 | 0 | 0 | 0 | 0
2016-07-22 15:00 | 0 | 0 | 0 | 0 | 0 | 144514.6753 | 743934.9485 | 611626 | 0 | 0 | 0 | 0 | 1700366.421 | 115725.7193 | 0 | 0 | 0 | 0 | 0 | 0 | 0 | 0 | 0 | 0 | 0 | 0 | 0 | 0 | 0 | 0 | 161097.9044 | 115725.7193 | 0 | 0 | 0 | 0 | 0 | 0 | 0 | 0 | 0 | 0 | 0 | 0 | 0 | 0 | 0
2016-07-22 16:00 | 0 | 0 | 0 | 0 | 0 | 0 | 800700.0313 | 643805 | 0 | 0 | 0 | 0 | 1952364.736 | 20622.4357 | 0 | 0 | 0 | 0 | 0 | 0 | 0 | 0 | 0 | 0 | 0 | 0 | 0 | 0 | 0 | 0 | 251998.3149 | -95103.2836 | 0 | 0 | 0 | 0 | 0 | 0 | 0 | 0 | 0 | 0 | 0 | 0 | 0 | 0 | 0
2016-07-22 17:00 | 0 | 0 | 0 | 0 | 0 | 82290.1439 | 818721.7353 | 669636 | 0 | 0 | 0 | 0 | 2204363.0509 | 0 | 0 | 0 | 0 | 0 | 0 | 0 | 0 | 0 | 0 | 0 | 0 | 0 | 0 | 0 | 0 | 0 | 251998.3149 | -20622.4357 | 0 | 0 | 0 | 0 | 0 | 0 | 0 | 0 | 0 | 0 | 0 | 0 | 0 | 0 | 0
2016-07-22 18:00 | 0 | 0 | 0 | 0 | 0 | 0 | 807671.0096 | 689538 | 0 | 0 | 0 | 0 | 2206770.3413 | 115725.7193 | 0 | 0 | 0 | 0 | 0 | 0 | 0 | 0 | 0 | 0 | 0 | 0 | 0 | 0 | 0 | 0 | 2407.2903 | 115725.7193 | 0 | 0 | 0 | 0 | 0 | 0 | 0 | 0 | 0 | 0 | 0 | 0 | 0 | 0 | 0
2016-07-22 19:00 | 0 | 0 | 0 | 0 | 0 | 0 | 789909.1323 | 702510 | 0 | 0 | 0 | 0 | 2409895.1928 | 0 | 0 | 0 | 0 | 0 | 0 | 0 | 0 | 0 | 0 | 0 | 0 | 0 | 0 | 0 | 0 | 0 | 203124.8516 | -115725.7193 | 0 | 0 | 0 | 0 | 0 | 0 | 0 | 0 | 0 | 0 | 0 | 0 | 0 | 0 | 0
2016-07-22 20:00 | 0 | 0 | 0 | 0 | 0 | 198859.906 | 776820.7507 | 709819 | 0 | 0 | 0 | 0 | 2579820.0986 | 95936.7509 | 0 | 0 | 0 | 0 | 0 | 0 | 0 | 0 | 0 | 0 | 0 | 0 | 0 | 0 | 0 | 0 | 169924.9058 | 95936.7509 | 0 | 0 | 0 | 0 | 0 | 0 | 0 | 0 | 0 | 0 | 0 | 0 | 0 | 0 | 0
2016-07-22 21:00 | 0 | 0 | 0 | 0 | 0 | 0 | 754064.004 | 711442 | 0 | 0 | 0 | 0 | 2506716.3834 | 211662.4702 | 0 | 0 | 0 | 0 | 0 | 0 | 0 | 0 | 0 | 0 | 0 | 0 | 0 | 0 | 0 | 0 | -73103.7153 | 115725.7193 | 0 | 0 | 0 | 0 | 0 | 0 | 0 | 0 | 0 | 0 | 0 | 0 | 0 | 0 | 0
2016-07-22 22:00 | 0 | 0 | 0 | 0 | 0 | 0 | 716697.9695 | 706132 | 0 | 0 | 0 | 0 | 2401556.6336 | 327388.1895 | 0 | 0 | 0 | 0 | 0 | 0 | 0 | 0 | 0 | 0 | 0 | 0 | 0 | 0 | 0 | 0 | -105159.7498 | 115725.7193 | 0 | 0 | 0 | 0 | 0 | 0 | 0 | 0 | 0 | 0 | 0 | 0 | 0 | 0 | 0
2016-07-22 23:00 | 0 | 0 | 0 | 0 | 0 | 194768.4538 | 633729.1418 | 692225 | 0 | 0 | 0 | 0 | 2653554.9486 | 211662.4702 | 0 | 0 | 0 | 0 | 0 | 0 | 0 | 0 | 0 | 0 | 0 | 0 | 0 | 0 | 0 | 0 | 251998.3149 | -115725.7193 | 0 | 0 | 0 | 0 | 0 | 0 | 0 | 0 | 0 | 0 | 0 | 0 | 0 | 0 | 0
2016-07-23 | 0 | 0 | 0 | 0 | 0 | 0 | 489956.5144 | 671763 | 0 | 0 | 0 | 0 | 2401556.6336 | 281854.2996 | 0 | 0 | 0 | 0 | 0 | 0 | 0 | 0 | 0 | 0 | 0 | 0 | 0 | 0 | 0 | 0 | -251998.3149 | 70191.8294 | 0 | 0 | 0 | 0 | 0 | 0 | 0 | 0 | 0 | 0 | 0 | 0 | 0 | 0 | 0
2016-07-23 01:00 | 0 | 0 | 0 | 0 | 0 | 474354.7931 | 226925.2312 | 651983 | 0 | 0 | 0 | 0 | 2335127.9387 | 397580.0189 | 0 | 0 | 0 | 0 | 0 | 0 | 0 | 0 | 0 | 0 | 0 | 0 | 0 | 0 | 0 | 0 | -66428.6949 | 115725.7193 | 0 | 0 | 0 | 0 | 0 | 0 | 0 | 0 | 0 | 0 | 0 | 0 | 0 | 0 | 0
2016-07-23 02:00 | 0 | 0 | 0 | 0 | 0 | 237139.3959 | 17871.5699 | 622735 | 0 | 0 | 0 | 0 | 2083129.6237 | 281854.2996 | 0 | 0 | 0 | 0 | 0 | 0 | 0 | 0 | 0 | 0 | 0 | 0 | 0 | 0 | 0 | 0 | -251998.3149 | -115725.7193 | 0 | 0 | 0 | 0 | 0 | 0 | 0 | 0 | 0 | 0 | 0 | 0 | 0 | 0 | 0
2016-07-23 03:00 | 0 | 0 | 0 | 0 | 0 | 636951.2081 | 0 | 585435 | 0 | 0 | 0 | 0 | 2018920.1125 | 397580.0189 | 0 | 0 | 0 | 0 | 0 | 0 | 0 | 0 | 0 | 0 | 0 | 0 | 0 | 0 | 0 | 0 | -64209.5112 | 115725.7193 | 0 | 0 | 0 | 0 | 0 | 0 | 0 | 0 | 0 | 0 | 0 | 0 | 0 | 0 | 0
2016-07-23 04:00 | 0 | 0 | 0 | 0 | 0 | 623375.2342 | 0 | 548300 | 0 | 0 | 0 | 0 | 1978269.6274 | 513305.7382 | 0 | 0 | 0 | 0 | 0 | 0 | 0 | 0 | 0 | 0 | 0 | 0 | 0 | 0 | 0 | 0 | -40650.4851 | 115725.7193 | 0 | 0 | 0 | 0 | 0 | 0 | 0 | 0 | 0 | 0 | 0 | 0 | 0 | 0 | 0
2016-07-23 05:00 | 0 | 0 | 0 | 0 | 0 | 594692.7784 | 0 | 513775 | 0 | 0 | 0 | 0 | 2174913.125 | 397580.0189 | 0 | 0 | 0 | 0 | 0 | 0 | 0 | 0 | 0 | 0 | 0 | 0 | 0 | 0 | 0 | 0 | 196643.4977 | -115725.7193 | 0 | 0 | 0 | 0 | 0 | 0 | 0 | 0 | 0 | 0 | 0 | 0 | 0 | 0 | 0
2016-07-23 06:00 | 0 | 0 | 0 | 0 | 0 | 572213.6797 | 0 | 485017 | 0 | 0 | 0 | 0 | 2377835.5241 | 281854.2996 | 0 | 0 | 0 | 0 | 0 | 0 | 0 | 0 | 0 | 0 | 0 | 0 | 0 | 0 | 0 | 0 | 202922.399 | -115725.7193 | 0 | 0 | 0 | 0 | 0 | 0 | 0 | 0 | 0 | 0 | 0 | 0 | 0 | 0 | 0
2016-07-23 07:00 | 0 | 0 | 0 | 0 | 0 | 94671.9658 | 0 | 462396 | 0 | 0 | 0 | 0 | 2125837.2091 | 166128.5803 | 0 | 0 | 0 | 0 | 0 | 0 | 0 | 0 | 0 | 0 | 0 | 0 | 0 | 0 | 0 | 0 | -251998.3149 | -115725.7193 | 0 | 0 | 0 | 0 | 0 | 0 | 0 | 0 | 0 | 0 | 0 | 0 | 0 | 0 | 0
2016-07-23 08:00 | 0 | 0 | 0 | 0 | 0 | 527448.0183 | 0 | 446904 | 0 | 0 | 0 | 0 | 2322106.9467 | 50402.861 | 0 | 0 | 0 | 0 | 0 | 0 | 0 | 0 | 0 | 0 | 0 | 0 | 0 | 0 | 0 | 0 | 196269.7376 | -115725.7193 | 0 | 0 | 0 | 0 | 0 | 0 | 0 | 0 | 0 | 0 | 0 | 0 | 0 | 0 | 0
2016-07-23 09:00 | 0 | 0 | 0 | 0 | 0 | 302479.4044 | 0 | 438752 | 0 | 0 | 0 | 0 | 2070108.6318 | 166128.5803 | 0 | 0 | 0 | 0 | 0 | 0 | 0 | 0 | 0 | 0 | 0 | 0 | 0 | 0 | 0 | 0 | -251998.3149 | 115725.7193 | 0 | 0 | 0 | 0 | 0 | 0 | 0 | 0 | 0 | 0 | 0 | 0 | 0 | 0 | 0
2016-07-23 10:00 | 0 | 0 | 0 | 0 | 0 | 300465.4044 | 0 | 436738 | 0 | 0 | 0 | 0 | 1818110.3168 | 281854.2996 | 0 | 0 | 0 | 0 | 0 | 0 | 0 | 0 | 0 | 0 | 0 | 0 | 0 | 0 | 0 | 0 | -251998.3149 | 115725.7193 | 0 | 0 | 0 | 0 | 0 | 0 | 0 | 0 | 0 | 0 | 0 | 0 | 0 | 0 | 0
2016-07-23 11:00 | 0 | 0 | 0 | 0 | 0 | 446713.2035 | 0 | 444141 | 0 | 0 | 0 | 0 | 1704956.801 | 397580.0189 | 0 | 0 | 0 | 0 | 0 | 0 | 0 | 0 | 0 | 0 | 0 | 0 | 0 | 0 | 0 | 0 | -113153.5158 | 115725.7193 | 0 | 0 | 0 | 0 | 0 | 0 | 0 | 0 | 0 | 0 | 0 | 0 | 0 | 0 | 0
2016-07-23 12:00 | 0 | 0 | 0 | 0 | 0 | 310134.2727 | 80977.5256 | 469768 | 0 | 0 | 0 | 0 | 1510574.88 | 513305.7382 | 0 | 0 | 0 | 0 | 0 | 0 | 0 | 0 | 0 | 0 | 0 | 0 | 0 | 0 | 0 | 0 | -194381.921 | 115725.7193 | 0 | 0 | 0 | 0 | 0 | 0 | 0 | 0 | 0 | 0 | 0 | 0 | 0 | 0 | 0
2016-07-23 13:00 | 0 | 0 | 0 | 0 | 0 | 298436.0189 | 451527.284 | 507074 | 0 | 0 | 0 | 0 | 1637738.4636 | 629031.4575 | 0 | 0 | 0 | 0 | 0 | 0 | 0 | 0 | 0 | 0 | 0 | 0 | 0 | 0 | 0 | 0 | 127163.5836 | 115725.7193 | 0 | 0 | 0 | 0 | 0 | 0 | 0 | 0 | 0 | 0 | 0 | 0 | 0 | 0 | 0
2016-07-23 14:00 | 0 | 0 | 0 | 0 | 0 | 0 | 674584.8638 | 548202 | 0 | 0 | 0 | 0 | 1648395.6081 | 744757.1768 | 0 | 0 | 0 | 0 | 0 | 0 | 0 | 0 | 0 | 0 | 0 | 0 | 0 | 0 | 0 | 0 | 10657.1445 | 115725.7193 | 0 | 0 | 0 | 0 | 0 | 0 | 0 | 0 | 0 | 0 | 0 | 0 | 0 | 0 | 0
2016-07-23 15:00 | 0 | 0 | 0 | 0 | 0 | 0 | 803266.4842 | 587785 | 0 | 0 | 0 | 0 | 1748151.373 | 860482.8961 | 0 | 0 | 0 | 0 | 0 | 0 | 0 | 0 | 0 | 0 | 0 | 0 | 0 | 0 | 0 | 0 | 99755.7649 | 115725.7193 | 0 | 0 | 0 | 0 | 0 | 0 | 0 | 0 | 0 | 0 | 0 | 0 | 0 | 0 | 0
2016-07-23 16:00 | 0 | 0 | 0 | 0 | 0 | 143806.567 | 845057.4672 | 621140 | 0 | 0 | 0 | 0 | 2000149.688 | 976208.6154 | 0 | 0 | 0 | 0 | 0 | 0 | 0 | 0 | 0 | 0 | 0 | 0 | 0 | 0 | 0 | 0 | 251998.3149 | 115725.7193 | 0 | 0 | 0 | 0 | 0 | 0 | 0 | 0 | 0 | 0 | 0 | 0 | 0 | 0 | 0
2016-07-23 17:00 | 0 | 0 | 0 | 0 | 0 | 155657.1195 | 856683.9147 | 644617 | 0 | 0 | 0 | 0 | 2252148.0029 | 1091934.3346 | 0 | 0 | 0 | 0 | 0 | 0 | 0 | 0 | 0 | 0 | 0 | 0 | 0 | 0 | 0 | 0 | 251998.3149 | 115725.7193 | 0 | 0 | 0 | 0 | 0 | 0 | 0 | 0 | 0 | 0 | 0 | 0 | 0 | 0 | 0
2016-07-23 18:00 | 0 | 0 | 0 | 0 | 0 | 0 | 852163.6967 | 662366 | 0 | 0 | 0 | 0 | 2326219.9803 | 1207660.0539 | 0 | 0 | 0 | 0 | 0 | 0 | 0 | 0 | 0 | 0 | 0 | 0 | 0 | 0 | 0 | 0 | 74071.9774 | 115725.7193 | 0 | 0 | 0 | 0 | 0 | 0 | 0 | 0 | 0 | 0 | 0 | 0 | 0 | 0 | 0
2016-07-23 19:00 | 0 | 0 | 0 | 0 | 0 | 0 | 842957.9291 | 673513 | 0 | 0 | 0 | 0 | 2379939.1902 | 1323385.7732 | 0 | 0 | 0 | 0 | 0 | 0 | 0 | 0 | 0 | 0 | 0 | 0 | 0 | 0 | 0 | 0 | 53719.2098 | 115725.7193 | 0 | 0 | 0 | 0 | 0 | 0 | 0 | 0 | 0 | 0 | 0 | 0 | 0 | 0 | 0
2016-07-23 20:00 | 0 | 0 | 0 | 0 | 0 | 0 | 838733.133 | 680986 | 0 | 0 | 0 | 0 | 2421960.6038 | 1439111.4925 | 0 | 0 | 0 | 0 | 0 | 0 | 0 | 0 | 0 | 0 | 0 | 0 | 0 | 0 | 0 | 0 | 42021.4137 | 115725.7193 | 0 | 0 | 0 | 0 | 0 | 0 | 0 | 0 | 0 | 0 | 0 | 0 | 0 | 0 | 0
2016-07-23 21:00 | 0 | 0 | 0 | 0 | 0 | 0 | 826243.6921 | 683097 | 0 | 0 | 0 | 0 | 2449381.5766 | 1554837.2118 | 0 | 0 | 0 | 0 | 0 | 0 | 0 | 0 | 0 | 0 | 0 | 0 | 0 | 0 | 0 | 0 | 27420.9728 | 115725.7193 | 0 | 0 | 0 | 0 | 0 | 0 | 0 | 0 | 0 | 0 | 0 | 0 | 0 | 0 | 0
2016-07-23 22:00 | 0 | 0 | 0 | 0 | 0 | 181290.3832 | 792661.0494 | 677117 | 0 | 0 | 0 | 0 | 2630490.2899 | 1670562.9311 | 0 | 0 | 0 | 0 | 0 | 0 | 0 | 0 | 0 | 0 | 0 | 0 | 0 | 0 | 0 | 0 | 181108.7133 | 115725.7193 | 0 | 0 | 0 | 0 | 0 | 0 | 0 | 0 | 0 | 0 | 0 | 0 | 0 | 0 | 0
2016-07-23 23:00 | 0 | 0 | 0 | 0 | 0 | 320878.5537 | 708744.4805 | 661899 | 0 | 0 | 0 | 0 | 2882488.6048 | 1786288.6504 | 0 | 0 | 0 | 0 | 0 | 0 | 0 | 0 | 0 | 0 | 0 | 0 | 0 | 0 | 0 | 0 | 251998.3149 | 115725.7193 | 0 | 0 | 0 | 0 | 0 | 0 | 0 | 0 | 0 | 0 | 0 | 0 | 0 | 0 | 0
2016-07-24 | 0 | 0 | 0 | 0 | 0 | 95796.414 | 551129.4697 | 643422 | 0 | 0 | 0 | 0 | 2770266.7692 | 1902014.3697 | 0 | 0 | 0 | 0 | 0 | 0 | 0 | 0 | 0 | 0 | 0 | 0 | 0 | 0 | 0 | 0 | -112221.8356 | 115725.7193 | 0 | 0 | 0 | 0 | 0 | 0 | 0 | 0 | 0 | 0 | 0 | 0 | 0 | 0 | 0
2016-07-24 01:00 | 0 | 0 | 0 | 0 | 0 | 563458.8256 | 274650.469 | 626308 | 0 | 0 | 0 | 0 | 2866342.3445 | 2017740.089 | 0 | 0 | 0 | 0 | 0 | 0 | 0 | 0 | 0 | 0 | 0 | 0 | 0 | 0 | 0 | 0 | 96075.5753 | 115725.7193 | 0 | 0 | 0 | 0 | 0 | 0 | 0 | 0 | 0 | 0 | 0 | 0 | 0 | 0 | 0
2016-07-24 02:00 | 0 | 0 | 0 | 0 | 0 | 442700.8181 | 20260.5862 | 599234 | 0 | 0 | 0 | 0 | 2614344.0296 | 2133465.8083 | 0 | 0 | 0 | 0 | 0 | 0 | 0 | 0 | 0 | 0 | 0 | 0 | 0 | 0 | 0 | 0 | -251998.3149 | 115725.7193 | 0 | 0 | 0 | 0 | 0 | 0 | 0 | 0 | 0 | 0 | 0 | 0 | 0 | 0 | 0
2016-07-24 03:00 | 0 | 0 | 0 | 0 | 0 | 666979.4935 | 0 | 565417 | 0 | 0 | 0 | 0 | 2600180.8038 | 2249191.5276 | 0 | 0 | 0 | 0 | 0 | 0 | 0 | 0 | 0 | 0 | 0 | 0 | 0 | 0 | 0 | 0 | -14163.2258 | 115725.7193 | 0 | 0 | 0 | 0 | 0 | 0 | 0 | 0 | 0 | 0 | 0 | 0 | 0 | 0 | 0
2016-07-24 04:00 | 0 | 0 | 0 | 0 | 0 | 394773.4044 | 0 | 531046 | 0 | 0 | 0 | 0 | 2348182.4888 | 2364917.2469 | 0 | 0 | 0 | 0 | 0 | 0 | 0 | 0 | 0 | 0 | 0 | 0 | 0 | 0 | 0 | 0 | -251998.3149 | 115725.7193 | 0 | 0 | 0 | 0 | 0 | 0 | 0 | 0 | 0 | 0 | 0 | 0 | 0 | 0 | 0
2016-07-24 05:00 | 0 | 0 | 0 | 0 | 0 | 552727.3855 | 0 | 499365 | 0 | 0 | 0 | 0 | 2285819.155 | 2480642.9662 | 0 | 0 | 0 | 0 | 0 | 0 | 0 | 0 | 0 | 0 | 0 | 0 | 0 | 0 | 0 | 0 | -62363.3338 | 115725.7193 | 0 | 0 | 0 | 0 | 0 | 0 | 0 | 0 | 0 | 0 | 0 | 0 | 0 | 0 | 0
2016-07-24 06:00 | 0 | 0 | 0 | 0 | 0 | 505336.3634 | 0 | 472698 | 0 | 0 | 0 | 0 | 2202731.7991 | 2596368.6855 | 0 | 0 | 0 | 0 | 0 | 0 | 0 | 0 | 0 | 0 | 0 | 0 | 0 | 0 | 0 | 0 | -83087.3559 | 115725.7193 | 0 | 0 | 0 | 0 | 0 | 0 | 0 | 0 | 0 | 0 | 0 | 0 | 0 | 0 | 0
2016-07-24 07:00 | 0 | 0 | 0 | 0 | 0 | 315166.4044 | 0 | 451439 | 0 | 0 | 0 | 0 | 1950733.4842 | 2712094.4048 | 0 | 0 | 0 | 0 | 0 | 0 | 0 | 0 | 0 | 0 | 0 | 0 | 0 | 0 | 0 | 0 | -251998.3149 | 115725.7193 | 0 | 0 | 0 | 0 | 0 | 0 | 0 | 0 | 0 | 0 | 0 | 0 | 0 | 0 | 0
2016-07-24 08:00 | 0 | 0 | 0 | 0 | 0 | 434022.8995 | 0 | 436259 | 0 | 0 | 0 | 0 | 1832771.6643 | 2827820.1241 | 0 | 0 | 0 | 0 | 0 | 0 | 0 | 0 | 0 | 0 | 0 | 0 | 0 | 0 | 0 | 0 | -117961.8198 | 115725.7193 | 0 | 0 | 0 | 0 | 0 | 0 | 0 | 0 | 0 | 0 | 0 | 0 | 0 | 0 | 0
2016-07-24 09:00 | 0 | 0 | 0 | 0 | 0 | 290827.4044 | 0 | 427100 | 0 | 0 | 0 | 0 | 1580773.3494 | 2943545.8434 | 0 | 0 | 0 | 0 | 0 | 0 | 0 | 0 | 0 | 0 | 0 | 0 | 0 | 0 | 0 | 0 | -251998.3149 | 115725.7193 | 0 | 0 | 0 | 0 | 0 | 0 | 0 | 0 | 0 | 0 | 0 | 0 | 0 | 0 | 0
2016-07-24 10:00 | 0 | 0 | 0 | 0 | 0 | 377196.4573 | 0 | 422282 | 0 | 0 | 0 | 0 | 1419962.0873 | 3059271.5627 | 0 | 0 | 0 | 0 | 0 | 0 | 0 | 0 | 0 | 0 | 0 | 0 | 0 | 0 | 0 | 0 | -160811.262 | 115725.7193 | 0 | 0 | 0 | 0 | 0 | 0 | 0 | 0 | 0 | 0 | 0 | 0 | 0 | 0 | 0
2016-07-24 11:00 | 0 | 0 | 0 | 0 | 0 | 335243.7659 | 0 | 426061 | 0 | 0 | 0 | 0 | 1213419.134 | 3174997.282 | 0 | 0 | 0 | 0 | 0 | 0 | 0 | 0 | 0 | 0 | 0 | 0 | 0 | 0 | 0 | 0 | -206542.9534 | 115725.7193 | 0 | 0 | 0 | 0 | 0 | 0 | 0 | 0 | 0 | 0 | 0 | 0 | 0 | 0 | 0
2016-07-24 12:00 | 0 | 0 | 0 | 0 | 0 | 182807.0871 | 71113.1619 | 447059 | 0 | 0 | 0 | 0 | 961420.819 | 3233856.846 | 0 | 0 | 0 | 0 | 0 | 0 | 0 | 0 | 0 | 0 | 0 | 0 | 0 | 0 | 0 | 0 | -251998.3149 | 58859.564 | 0 | 0 | 0 | 0 | 0 | 0 | 0 | 0 | 0 | 0 | 0 | 0 | 0 | 0 | 0
2016-07-24 13:00 | 0 | 0 | 0 | 0 | 0 | 195345.0765 | 397357.4129 | 480914 | 0 | 0 | 0 | 0 | 957483.5892 | 3349582.5653 | 0 | 0 | 0 | 0 | 0 | 0 | 0 | 0 | 0 | 0 | 0 | 0 | 0 | 0 | 0 | 0 | -3937.2299 | 115725.7193 | 0 | 0 | 0 | 0 | 0 | 0 | 0 | 0 | 0 | 0 | 0 | 0 | 0 | 0 | 0
2016-07-24 14:00 | 0 | 0 | 0 | 0 | 0 | 248971.0116 | 613989.1383 | 520133 | 0 | 0 | 0 | 0 | 1184585.0198 | 3465308.2846 | 0 | 0 | 0 | 0 | 0 | 0 | 0 | 0 | 0 | 0 | 0 | 0 | 0 | 0 | 0 | 0 | 227101.4307 | 115725.7193 | 0 | 0 | 0 | 0 | 0 | 0 | 0 | 0 | 0 | 0 | 0 | 0 | 0 | 0 | 0
2016-07-24 15:00 | 0 | 0 | 0 | 0 | 0 | 175705.2655 | 750033.7687 | 558015 | 0 | 0 | 0 | 0 | 1436583.3348 | 3581034.0039 | 0 | 0 | 0 | 0 | 0 | 0 | 0 | 0 | 0 | 0 | 0 | 0 | 0 | 0 | 0 | 0 | 251998.3149 | 115725.7193 | 0 | 0 | 0 | 0 | 0 | 0 | 0 | 0 | 0 | 0 | 0 | 0 | 0 | 0 | 0
2016-07-24 16:00 | 0 | 0 | 0 | 0 | 0 | 151695.7036 | 807271.3306 | 591243 | 0 | 0 | 0 | 0 | 1688581.6497 | 3696759.7232 | 0 | 0 | 0 | 0 | 0 | 0 | 0 | 0 | 0 | 0 | 0 | 0 | 0 | 0 | 0 | 0 | 251998.3149 | 115725.7193 | 0 | 0 | 0 | 0 | 0 | 0 | 0 | 0 | 0 | 0 | 0 | 0 | 0 | 0 | 0
2016-07-24 17:00 | 0 | 0 | 0 | 0 | 0 | 170147.2766 | 815662.7576 | 618086 | 0 | 0 | 0 | 0 | 1940579.9647 | 3812485.4425 | 0 | 0 | 0 | 0 | 0 | 0 | 0 | 0 | 0 | 0 | 0 | 0 | 0 | 0 | 0 | 0 | 251998.3149 | 115725.7193 | 0 | 0 | 0 | 0 | 0 | 0 | 0 | 0 | 0 | 0 | 0 | 0 | 0 | 0 | 0
2016-07-24 18:00 | 0 | 0 | 0 | 0 | 0 | 185581.2541 | 804069.2804 | 639300 | 0 | 0 | 0 | 0 | 2175204.7798 | 3928211.1618 | 0 | 0 | 0 | 0 | 0 | 0 | 0 | 0 | 0 | 0 | 0 | 0 | 0 | 0 | 0 | 0 | 234624.8151 | 115725.7193 | 0 | 0 | 0 | 0 | 0 | 0 | 0 | 0 | 0 | 0 | 0 | 0 | 0 | 0 | 0
2016-07-24 19:00 | 0 | 0 | 0 | 0 | 0 | 183247.1179 | 786233.9135 | 654798 | 0 | 0 | 0 | 0 | 2374162.0919 | 4043936.8811 | 0 | 0 | 0 | 0 | 0 | 0 | 0 | 0 | 0 | 0 | 0 | 0 | 0 | 0 | 0 | 0 | 198957.3121 | 115725.7193 | 0 | 0 | 0 | 0 | 0 | 0 | 0 | 0 | 0 | 0 | 0 | 0 | 0 | 0 | 0
2016-07-24 20:00 | 0 | 0 | 0 | 0 | 0 | 184643.6939 | 770559.773 | 666727 | 0 | 0 | 0 | 0 | 2546912.8395 | 4159662.6004 | 0 | 0 | 0 | 0 | 0 | 0 | 0 | 0 | 0 | 0 | 0 | 0 | 0 | 0 | 0 | 0 | 172750.7476 | 115725.7193 | 0 | 0 | 0 | 0 | 0 | 0 | 0 | 0 | 0 | 0 | 0 | 0 | 0 | 0 | 0
2016-07-24 21:00 | 0 | 0 | 0 | 0 | 0 | 189215.0522 | 754217.9996 | 674628 | 0 | 0 | 0 | 0 | 2699992.172 | 4275388.3197 | 0 | 0 | 0 | 0 | 0 | 0 | 0 | 0 | 0 | 0 | 0 | 0 | 0 | 0 | 0 | 0 | 153079.3325 | 115725.7193 | 0 | 0 | 0 | 0 | 0 | 0 | 0 | 0 | 0 | 0 | 0 | 0 | 0 | 0 | 0
2016-07-24 22:00 | 0 | 0 | 0 | 0 | 0 | 195437.3576 | 717454.2809 | 674912 | 0 | 0 | 0 | 0 | 2822246.0912 | 4391114.039 | 0 | 0 | 0 | 0 | 0 | 0 | 0 | 0 | 0 | 0 | 0 | 0 | 0 | 0 | 0 | 0 | 122253.9193 | 115725.7193 | 0 | 0 | 0 | 0 | 0 | 0 | 0 | 0 | 0 | 0 | 0 | 0 | 0 | 0 | 0
2016-07-24 23:00 | 0 | 0 | 0 | 0 | 0 | 203293.696 | 637033.5369 | 664359 | 0 | 0 | 0 | 0 | 2882488.6048 | 4506839.7583 | 0 | 0 | 0 | 0 | 0 | 0 | 0 | 0 | 0 | 0 | 0 | 0 | 0 | 0 | 0 | 0 | 60242.5136 | 115725.7193 | 0 | 0 | 0 | 0 | 0 | 0 | 0 | 0 | 0 | 0 | 0 | 0 | 0 | 0 | 0
2016-07-25 | 0 | 0 | 0 | 0 | 0 | 233765.5632 | 483634.9707 | 649454 | 0 | 0 | 0 | 0 | 2882488.6048 | 4574786.2921 | 0 | 0 | 0 | 0 | 0 | 0 | 0 | 0 | 0 | 0 | 0 | 0 | 0 | 0 | 0 | 0 | 0 | 67946.5339 | 0 | 0 | 0 | 0 | 0 | 0 | 0 | 0 | 0 | 0 | 0 | 0 | 0 | 0 | 0
2016-07-25 01:00 | 0 | 0 | 0 | 0 | 0 | 342369.9853 | 242264.2427 | 634444 | 0 | 0 | 0 | 0 | 2832678.8329 | 4574786.2921 | 0 | 0 | 0 | 0 | 0 | 0 | 0 | 0 | 0 | 0 | 0 | 0 | 0 | 0 | 0 | 0 | -49809.772 | 0 | 0 | 0 | 0 | 0 | 0 | 0 | 0 | 0 | 0 | 0 | 0 | 0 | 0 | 0 | 0
2016-07-25 02:00 | 0 | 0 | 0 | 0 | 0 | 417999.0968 | 17802.9467 | 605194 | 0 | 0 | 0 | 0 | 2663286.8764 | 4574786.2921 | 0 | 0 | 0 | 0 | 0 | 0 | 0 | 0 | 0 | 0 | 0 | 0 | 0 | 0 | 0 | 0 | -169391.9565 | 0 | 0 | 0 | 0 | 0 | 0 | 0 | 0 | 0 | 0 | 0 | 0 | 0 | 0 | 0 | 0
2016-07-25 03:00 | 0 | 0 | 0 | 0 | 0 | 417642.1878 | 0 | 570238 | 0 | 0 | 0 | 0 | 2626416.7835 | 4459060.5728 | 0 | 0 | 0 | 0 | 0 | 0 | 0 | 0 | 0 | 0 | 0 | 0 | 0 | 0 | 0 | 0 | -36870.0929 | -115725.7193 | 0 | 0 | 0 | 0 | 0 | 0 | 0 | 0 | 0 | 0 | 0 | 0 | 0 | 0 | 0
2016-07-25 04:00 | 0 | 0 | 0 | 0 | 0 | 409826.1298 | 0 | 536805 | 0 | 0 | 0 | 0 | 2615163.6326 | 4343334.8535 | 0 | 0 | 0 | 0 | 0 | 0 | 0 | 0 | 0 | 0 | 0 | 0 | 0 | 0 | 0 | 0 | -11253.1509 | -115725.7193 | 0 | 0 | 0 | 0 | 0 | 0 | 0 | 0 | 0 | 0 | 0 | 0 | 0 | 0 | 0
2016-07-25 05:00 | 0 | 0 | 0 | 0 | 0 | 403421.4319 | 0 | 505415 | 0 | 0 | 0 | 0 | 2628895.7839 | 4227609.1342 | 0 | 0 | 0 | 0 | 0 | 0 | 0 | 0 | 0 | 0 | 0 | 0 | 0 | 0 | 0 | 0 | 13732.1512 | -115725.7193 | 0 | 0 | 0 | 0 | 0 | 0 | 0 | 0 | 0 | 0 | 0 | 0 | 0 | 0 | 0
2016-07-25 06:00 | 0 | 0 | 0 | 0 | 0 | 396819.8248 | 0 | 479358 | 0 | 0 | 0 | 0 | 2430631.8894 | 4343334.8535 | 0 | 0 | 0 | 0 | 0 | 0 | 0 | 0 | 0 | 0 | 0 | 0 | 0 | 0 | 0 | 0 | -198263.8945 | 115725.7193 | 0 | 0 | 0 | 0 | 0 | 0 | 0 | 0 | 0 | 0 | 0 | 0 | 0 | 0 | 0
2016-07-25 07:00 | 0 | 0 | 0 | 0 | 0 | 387685.1575 | 0 | 460062 | 0 | 0 | 0 | 0 | 2473980.7662 | 4227609.1342 | 0 | 0 | 0 | 0 | 0 | 0 | 0 | 0 | 0 | 0 | 0 | 0 | 0 | 0 | 0 | 0 | 43348.8768 | -115725.7193 | 0 | 0 | 0 | 0 | 0 | 0 | 0 | 0 | 0 | 0 | 0 | 0 | 0 | 0 | 0
2016-07-25 08:00 | 0 | 0 | 0 | 0 | 0 | 376973.8503 | 0 | 450411 | 0 | 0 | 0 | 0 | 2516269.3358 | 4111883.4149 | 0 | 0 | 0 | 0 | 0 | 0 | 0 | 0 | 0 | 0 | 0 | 0 | 0 | 0 | 0 | 0 | 42288.5696 | -115725.7193 | 0 | 0 | 0 | 0 | 0 | 0 | 0 | 0 | 0 | 0 | 0 | 0 | 0 | 0 | 0
2016-07-25 09:00 | 0 | 0 | 0 | 0 | 0 | 329191.0516 | 0 | 451810 | 0 | 0 | 0 | 0 | 2277924.6681 | 4227609.1342 | 0 | 0 | 0 | 0 | 0 | 0 | 0 | 0 | 0 | 0 | 0 | 0 | 0 | 0 | 0 | 0 | -238344.6677 | 115725.7193 | 0 | 0 | 0 | 0 | 0 | 0 | 0 | 0 | 0 | 0 | 0 | 0 | 0 | 0 | 0
2016-07-25 10:00 | 0 | 0 | 0 | 0 | 0 | 278401.1147 | 0 | 464579 | 0 | 0 | 0 | 0 | 2207472.5021 | 4111883.4149 | 0 | 0 | 0 | 0 | 0 | 0 | 0 | 0 | 0 | 0 | 0 | 0 | 0 | 0 | 0 | 0 | -70452.166 | -115725.7193 | 0 | 0 | 0 | 0 | 0 | 0 | 0 | 0 | 0 | 0 | 0 | 0 | 0 | 0 | 0
2016-07-25 11:00 | 0 | 0 | 0 | 0 | 0 | 235904.9181 | 0 | 484904 | 0 | 0 | 0 | 0 | 1955474.1872 | 4114882.648 | 0 | 0 | 0 | 0 | 0 | 0 | 0 | 0 | 0 | 0 | 0 | 0 | 0 | 0 | 0 | 0 | -251998.3149 | 2999.2331 | 0 | 0 | 0 | 0 | 0 | 0 | 0 | 0 | 0 | 0 | 0 | 0 | 0 | 0 | 0
2016-07-25 12:00 | 0 | 0 | 0 | 0 | 0 | 119863.6147 | 67352.6829 | 513142 | 0 | 0 | 0 | 0 | 1703475.8722 | 4040955.2606 | 0 | 0 | 0 | 0 | 0 | 0 | 0 | 0 | 0 | 0 | 0 | 0 | 0 | 0 | 0 | 0 | -251998.3149 | -73927.3875 | 0 | 0 | 0 | 0 | 0 | 0 | 0 | 0 | 0 | 0 | 0 | 0 | 0 | 0 | 0
2016-07-25 13:00 | 0 | 0 | 0 | 0 | 0 | 82471.684 | 352477.9189 | 546585 | 0 | 0 | 0 | 0 | 1707566.1944 | 3925229.5413 | 0 | 0 | 0 | 0 | 0 | 0 | 0 | 0 | 0 | 0 | 0 | 0 | 0 | 0 | 0 | 0 | 4090.3222 | -115725.7193 | 0 | 0 | 0 | 0 | 0 | 0 | 0 | 0 | 0 | 0 | 0 | 0 | 0 | 0 | 0
2016-07-25 14:00 | 0 | 0 | 0 | 0 | 0 | 120348.0783 | 595642.5473 | 584999 | 0 | 0 | 0 | 0 | 1722832.1007 | 4040955.2606 | 0 | 0 | 0 | 0 | 0 | 0 | 0 | 0 | 0 | 0 | 0 | 0 | 0 | 0 | 0 | 0 | 15265.9063 | 115725.7193 | 0 | 0 | 0 | 0 | 0 | 0 | 0 | 0 | 0 | 0 | 0 | 0 | 0 | 0 | 0
2016-07-25 15:00 | 0 | 0 | 0 | 0 | 0 | 128879.6553 | 719800.5703 | 623644 | 0 | 0 | 0 | 0 | 1832142.607 | 4156680.9798 | 0 | 0 | 0 | 0 | 0 | 0 | 0 | 0 | 0 | 0 | 0 | 0 | 0 | 0 | 0 | 0 | 109310.5062 | 115725.7193 | 0 | 0 | 0 | 0 | 0 | 0 | 0 | 0 | 0 | 0 | 0 | 0 | 0 | 0 | 0
2016-07-25 16:00 | 0 | 0 | 0 | 0 | 0 | 129567.6826 | 770323.1694 | 655225 | 0 | 0 | 0 | 0 | 2084140.9219 | 4149348.5169 | 0 | 0 | 0 | 0 | 0 | 0 | 0 | 0 | 0 | 0 | 0 | 0 | 0 | 0 | 0 | 0 | 251998.3149 | -7332.463 | 0 | 0 | 0 | 0 | 0 | 0 | 0 | 0 | 0 | 0 | 0 | 0 | 0 | 0 | 0
2016-07-25 17:00 | 0 | 0 | 0 | 0 | 0 | 128750.0743 | 778679.8394 | 680782 | 0 | 0 | 0 | 0 | 2336139.2369 | 4123998.1157 | 0 | 0 | 0 | 0 | 0 | 0 | 0 | 0 | 0 | 0 | 0 | 0 | 0 | 0 | 0 | 0 | 251998.3149 | -25350.4012 | 0 | 0 | 0 | 0 | 0 | 0 | 0 | 0 | 0 | 0 | 0 | 0 | 0 | 0 | 0
2016-07-25 18:00 | 0 | 0 | 0 | 0 | 0 | 127448.7531 | 774190.1208 | 699429 | 0 | 0 | 0 | 0 | 2422623.3914 | 4239723.835 | 0 | 0 | 0 | 0 | 0 | 0 | 0 | 0 | 0 | 0 | 0 | 0 | 0 | 0 | 0 | 0 | 86484.1546 | 115725.7193 | 0 | 0 | 0 | 0 | 0 | 0 | 0 | 0 | 0 | 0 | 0 | 0 | 0 | 0 | 0
2016-07-25 19:00 | 0 | 0 | 0 | 0 | 0 | 125877.8116 | 754944.7735 | 711269 | 0 | 0 | 0 | 0 | 2476451.2573 | 4355449.5543 | 0 | 0 | 0 | 0 | 0 | 0 | 0 | 0 | 0 | 0 | 0 | 0 | 0 | 0 | 0 | 0 | 53827.8659 | 115725.7193 | 0 | 0 | 0 | 0 | 0 | 0 | 0 | 0 | 0 | 0 | 0 | 0 | 0 | 0 | 0
2016-07-25 20:00 | 0 | 0 | 0 | 0 | 0 | 125619.4662 | 741508.8908 | 716310 | 0 | 0 | 0 | 0 | 2511543.895 | 4471175.2736 | 0 | 0 | 0 | 0 | 0 | 0 | 0 | 0 | 0 | 0 | 0 | 0 | 0 | 0 | 0 | 0 | 35092.6377 | 115725.7193 | 0 | 0 | 0 | 0 | 0 | 0 | 0 | 0 | 0 | 0 | 0 | 0 | 0 | 0 | 0
2016-07-25 21:00 | 0 | 0 | 0 | 0 | 0 | 131142.2661 | 711749.871 | 716023 | 0 | 0 | 0 | 0 | 2754138.7514 | 4355449.5543 | 0 | 0 | 0 | 0 | 0 | 0 | 0 | 0 | 0 | 0 | 0 | 0 | 0 | 0 | 0 | 0 | 242594.8564 | -115725.7193 | 0 | 0 | 0 | 0 | 0 | 0 | 0 | 0 | 0 | 0 | 0 | 0 | 0 | 0 | 0
2016-07-25 22:00 | 0 | 0 | 0 | 0 | 0 | 141193.6594 | 662396.6688 | 709531 | 0 | 0 | 0 | 0 | 2732472.3603 | 4471175.2736 | 0 | 0 | 0 | 0 | 0 | 0 | 0 | 0 | 0 | 0 | 0 | 0 | 0 | 0 | 0 | 0 | -21666.3911 | 115725.7193 | 0 | 0 | 0 | 0 | 0 | 0 | 0 | 0 | 0 | 0 | 0 | 0 | 0 | 0 | 0
2016-07-25 23:00 | 0 | 0 | 0 | 0 | 0 | 161954.287 | 573152.5013 | 694428 | 0 | 0 | 0 | 0 | 2799855.0547 | 4444471.3674 | 0 | 0 | 0 | 0 | 0 | 0 | 0 | 0 | 0 | 0 | 0 | 0 | 0 | 0 | 0 | 0 | 67382.6944 | -26703.9062 | 0 | 0 | 0 | 0 | 0 | 0 | 0 | 0 | 0 | 0 | 0 | 0 | 0 | 0 | 0
2016-07-26 | 0 | 0 | 0 | 0 | 0 | 213136.0063 | 429903.8245 | 676132 | 0 | 0 | 0 | 0 | 2882488.6048 | 4328745.6481 | 0 | 0 | 0 | 0 | 0 | 0 | 0 | 0 | 0 | 0 | 0 | 0 | 0 | 0 | 0 | 0 | 82633.5501 | -115725.7193 | 0 | 0 | 0 | 0 | 0 | 0 | 0 | 0 | 0 | 0 | 0 | 0 | 0 | 0 | 0
2016-07-26 01:00 | 0 | 0 | 0 | 0 | 0 | 353491.3646 | 214642.1167 | 655962 | 0 | 0 | 0 | 0 | 2882488.6048 | 4240917.1294 | 0 | 0 | 0 | 0 | 0 | 0 | 0 | 0 | 0 | 0 | 0 | 0 | 0 | 0 | 0 | 0 | 0 | -87828.5187 | 0 | 0 | 0 | 0 | 0 | 0 | 0 | 0 | 0 | 0 | 0 | 0 | 0 | 0 | 0
2016-07-26 02:00 | 0 | 0 | 0 | 0 | 0 | 467931.8822 | 18226.0331 | 623004 | 0 | 0 | 0 | 0 | 2630490.2899 | 4356069.3596 | 0 | 0 | 0 | 0 | 0 | 0 | 0 | 0 | 0 | 0 | 0 | 0 | 0 | 0 | 0 | 0 | -251998.3149 | 115152.2302 | 0 | 0 | 0 | 0 | 0 | 0 | 0 | 0 | 0 | 0 | 0 | 0 | 0 | 0 | 0
2016-07-26 03:00 | 0 | 0 | 0 | 0 | 0 | 482634.0021 | 0 | 581261 | 0 | 0 | 0 | 0 | 2647589.0112 | 4240343.6403 | 0 | 0 | 0 | 0 | 0 | 0 | 0 | 0 | 0 | 0 | 0 | 0 | 0 | 0 | 0 | 0 | 17098.7214 | -115725.7193 | 0 | 0 | 0 | 0 | 0 | 0 | 0 | 0 | 0 | 0 | 0 | 0 | 0 | 0 | 0
2016-07-26 04:00 | 0 | 0 | 0 | 0 | 0 | 468962.9313 | 0 | 543580 | 0 | 0 | 0 | 0 | 2457246.2232 | 4356069.3596 | 0 | 0 | 0 | 0 | 0 | 0 | 0 | 0 | 0 | 0 | 0 | 0 | 0 | 0 | 0 | 0 | -190342.788 | 115725.7193 | 0 | 0 | 0 | 0 | 0 | 0 | 0 | 0 | 0 | 0 | 0 | 0 | 0 | 0 | 0
2016-07-26 05:00 | 0 | 0 | 0 | 0 | 0 | 437519.9323 | 0 | 508876 | 0 | 0 | 0 | 0 | 2501615.8749 | 4240343.6403 | 0 | 0 | 0 | 0 | 0 | 0 | 0 | 0 | 0 | 0 | 0 | 0 | 0 | 0 | 0 | 0 | 44369.6516 | -115725.7193 | 0 | 0 | 0 | 0 | 0 | 0 | 0 | 0 | 0 | 0 | 0 | 0 | 0 | 0 | 0
2016-07-26 06:00 | 0 | 0 | 0 | 0 | 0 | 399556.1203 | 0 | 480696 | 0 | 0 | 0 | 0 | 2536201.7145 | 4124617.921 | 0 | 0 | 0 | 0 | 0 | 0 | 0 | 0 | 0 | 0 | 0 | 0 | 0 | 0 | 0 | 0 | 34585.8396 | -115725.7193 | 0 | 0 | 0 | 0 | 0 | 0 | 0 | 0 | 0 | 0 | 0 | 0 | 0 | 0 | 0
2016-07-26 07:00 | 0 | 0 | 0 | 0 | 0 | 363073.3438 | 0 | 460391 | 0 | 0 | 0 | 0 | 2554609.7776 | 4008892.2017 | 0 | 0 | 0 | 0 | 0 | 0 | 0 | 0 | 0 | 0 | 0 | 0 | 0 | 0 | 0 | 0 | 18408.0631 | -115725.7193 | 0 | 0 | 0 | 0 | 0 | 0 | 0 | 0 | 0 | 0 | 0 | 0 | 0 | 0 | 0
2016-07-26 08:00 | 0 | 0 | 0 | 0 | 0 | 337676.4386 | 0 | 449809 | 0 | 0 | 0 | 0 | 2326751.4969 | 4124617.921 | 0 | 0 | 0 | 0 | 0 | 0 | 0 | 0 | 0 | 0 | 0 | 0 | 0 | 0 | 0 | 0 | -227858.2807 | 115725.7193 | 0 | 0 | 0 | 0 | 0 | 0 | 0 | 0 | 0 | 0 | 0 | 0 | 0 | 0 | 0
2016-07-26 09:00 | 0 | 0 | 0 | 0 | 0 | 305319.4171 | 0 | 451638 | 0 | 0 | 0 | 0 | 2296158.6333 | 4008892.2017 | 0 | 0 | 0 | 0 | 0 | 0 | 0 | 0 | 0 | 0 | 0 | 0 | 0 | 0 | 0 | 0 | -30592.8636 | -115725.7193 | 0 | 0 | 0 | 0 | 0 | 0 | 0 | 0 | 0 | 0 | 0 | 0 | 0 | 0 | 0
2016-07-26 10:00 | 0 | 0 | 0 | 0 | 0 | 277317.2047 | 0 | 465570 | 0 | 0 | 0 | 0 | 2223631.5573 | 3893166.4824 | 0 | 0 | 0 | 0 | 0 | 0 | 0 | 0 | 0 | 0 | 0 | 0 | 0 | 0 | 0 | 0 | -72527.076 | -115725.7193 | 0 | 0 | 0 | 0 | 0 | 0 | 0 | 0 | 0 | 0 | 0 | 0 | 0 | 0 | 0
2016-07-26 11:00 | 0 | 0 | 0 | 0 | 0 | 240384.1058 | 0 | 484569 | 0 | 0 | 0 | 0 | 2095172.3824 | 3777440.7631 | 0 | 0 | 0 | 0 | 0 | 0 | 0 | 0 | 0 | 0 | 0 | 0 | 0 | 0 | 0 | 0 | -128459.1749 | -115725.7193 | 0 | 0 | 0 | 0 | 0 | 0 | 0 | 0 | 0 | 0 | 0 | 0 | 0 | 0 | 0
2016-07-26 12:00 | 0 | 0 | 0 | 0 | 0 | 125806.7716 | 54975.9796 | 509911 | 0 | 0 | 0 | 0 | 1843174.0674 | 3700310.8292 | 0 | 0 | 0 | 0 | 0 | 0 | 0 | 0 | 0 | 0 | 0 | 0 | 0 | 0 | 0 | 0 | -251998.3149 | -77129.9339 | 0 | 0 | 0 | 0 | 0 | 0 | 0 | 0 | 0 | 0 | 0 | 0 | 0 | 0 | 0
2016-07-26 13:00 | 0 | 0 | 0 | 0 | 0 | 83057.0223 | 322350.0056 | 540417 | 0 | 0 | 0 | 0 | 1592438.376 | 3816036.5485 | 0 | 0 | 0 | 0 | 0 | 0 | 0 | 0 | 0 | 0 | 0 | 0 | 0 | 0 | 0 | 0 | -250735.6914 | 115725.7193 | 0 | 0 | 0 | 0 | 0 | 0 | 0 | 0 | 0 | 0 | 0 | 0 | 0 | 0 | 0
2016-07-26 14:00 | 0 | 0 | 0 | 0 | 0 | 119322.4787 | 574718.8036 | 576926 | 0 | 0 | 0 | 0 | 1825279.3776 | 3700310.8292 | 0 | 0 | 0 | 0 | 0 | 0 | 0 | 0 | 0 | 0 | 0 | 0 | 0 | 0 | 0 | 0 | 232841.0016 | -115725.7193 | 0 | 0 | 0 | 0 | 0 | 0 | 0 | 0 | 0 | 0 | 0 | 0 | 0 | 0 | 0
2016-07-26 15:00 | 0 | 0 | 0 | 0 | 0 | 126543.608 | 699539.8059 | 612758 | 0 | 0 | 0 | 0 | 2077277.6925 | 3661637.9282 | 0 | 0 | 0 | 0 | 0 | 0 | 0 | 0 | 0 | 0 | 0 | 0 | 0 | 0 | 0 | 0 | 251998.3149 | -38672.9011 | 0 | 0 | 0 | 0 | 0 | 0 | 0 | 0 | 0 | 0 | 0 | 0 | 0 | 0 | 0
2016-07-26 16:00 | 0 | 0 | 0 | 0 | 0 | 115850.4103 | 765458.9972 | 643650 | 0 | 0 | 0 | 0 | 2199211.3807 | 3777363.6475 | 0 | 0 | 0 | 0 | 0 | 0 | 0 | 0 | 0 | 0 | 0 | 0 | 0 | 0 | 0 | 0 | 121933.6882 | 115725.7193 | 0 | 0 | 0 | 0 | 0 | 0 | 0 | 0 | 0 | 0 | 0 | 0 | 0 | 0 | 0
2016-07-26 17:00 | 0 | 0 | 0 | 0 | 0 | 108514.7718 | 780658.6781 | 669322 | 0 | 0 | 0 | 0 | 2345582.384 | 3850844.0942 | 0 | 0 | 0 | 0 | 0 | 0 | 0 | 0 | 0 | 0 | 0 | 0 | 0 | 0 | 0 | 0 | 146371.0033 | 73480.4467 | 0 | 0 | 0 | 0 | 0 | 0 | 0 | 0 | 0 | 0 | 0 | 0 | 0 | 0 | 0
2016-07-26 18:00 | 0 | 0 | 0 | 0 | 0 | 101686.2474 | 772108.4867 | 688128 | 0 | 0 | 0 | 0 | 2415523.3988 | 3966569.8135 | 0 | 0 | 0 | 0 | 0 | 0 | 0 | 0 | 0 | 0 | 0 | 0 | 0 | 0 | 0 | 0 | 69941.0148 | 115725.7193 | 0 | 0 | 0 | 0 | 0 | 0 | 0 | 0 | 0 | 0 | 0 | 0 | 0 | 0 | 0
2016-07-26 19:00 | 0 | 0 | 0 | 0 | 0 | 96015.6825 | 752692.293 | 700540 | 0 | 0 | 0 | 0 | 2447965.655 | 4082295.5328 | 0 | 0 | 0 | 0 | 0 | 0 | 0 | 0 | 0 | 0 | 0 | 0 | 0 | 0 | 0 | 0 | 32442.2562 | 115725.7193 | 0 | 0 | 0 | 0 | 0 | 0 | 0 | 0 | 0 | 0 | 0 | 0 | 0 | 0 | 0
2016-07-26 20:00 | 0 | 0 | 0 | 0 | 0 | 94777.1312 | 733600.6626 | 708679 | 0 | 0 | 0 | 0 | 2683390.1681 | 3966569.8135 | 0 | 0 | 0 | 0 | 0 | 0 | 0 | 0 | 0 | 0 | 0 | 0 | 0 | 0 | 0 | 0 | 235424.5131 | -115725.7193 | 0 | 0 | 0 | 0 | 0 | 0 | 0 | 0 | 0 | 0 | 0 | 0 | 0 | 0 | 0
2016-07-26 21:00 | 0 | 0 | 0 | 0 | 0 | 103761.3756 | 702077.393 | 711359 | 0 | 0 | 0 | 0 | 2662144.2174 | 4082295.5328 | 0 | 0 | 0 | 0 | 0 | 0 | 0 | 0 | 0 | 0 | 0 | 0 | 0 | 0 | 0 | 0 | -21245.9507 | 115725.7193 | 0 | 0 | 0 | 0 | 0 | 0 | 0 | 0 | 0 | 0 | 0 | 0 | 0 | 0 | 0
2016-07-26 22:00 | 0 | 0 | 0 | 0 | 0 | 124922.265 | 657023.6774 | 706608 | 0 | 0 | 0 | 0 | 2621756.4405 | 4198021.2521 | 0 | 0 | 0 | 0 | 0 | 0 | 0 | 0 | 0 | 0 | 0 | 0 | 0 | 0 | 0 | 0 | -40387.7769 | 115725.7193 | 0 | 0 | 0 | 0 | 0 | 0 | 0 | 0 | 0 | 0 | 0 | 0 | 0 | 0 | 0
2016-07-26 23:00 | 0 | 0 | 0 | 0 | 0 | 158935.7839 | 577773.7658 | 691752 | 0 | 0 | 0 | 0 | 2782439.7095 | 4082295.5328 | 0 | 0 | 0 | 0 | 0 | 0 | 0 | 0 | 0 | 0 | 0 | 0 | 0 | 0 | 0 | 0 | 160683.269 | -115725.7193 | 0 | 0 | 0 | 0 | 0 | 0 | 0 | 0 | 0 | 0 | 0 | 0 | 0 | 0 | 0
2016-07-27 | 0 | 0 | 0 | 0 | 0 | 217093.9642 | 440232.2119 | 673003 | 0 | 0 | 0 | 0 | 2882488.6048 | 3966569.8135 | 0 | 0 | 0 | 0 | 0 | 0 | 0 | 0 | 0 | 0 | 0 | 0 | 0 | 0 | 0 | 0 | 100048.8954 | -115725.7193 | 0 | 0 | 0 | 0 | 0 | 0 | 0 | 0 | 0 | 0 | 0 | 0 | 0 | 0 | 0
2016-07-27 01:00 | 0 | 0 | 0 | 0 | 0 | 342895.7163 | 233475.1989 | 653739 | 0 | 0 | 0 | 0 | 2689394.8008 | 4082295.5328 | 0 | 0 | 0 | 0 | 0 | 0 | 0 | 0 | 0 | 0 | 0 | 0 | 0 | 0 | 0 | 0 | -193093.8041 | 115725.7193 | 0 | 0 | 0 | 0 | 0 | 0 | 0 | 0 | 0 | 0 | 0 | 0 | 0 | 0 | 0
2016-07-27 02:00 | 0 | 0 | 0 | 0 | 0 | 420284.544 | 15154.3845 | 621186 | 0 | 0 | 0 | 0 | 2619373.4486 | 3966569.8135 | 0 | 0 | 0 | 0 | 0 | 0 | 0 | 0 | 0 | 0 | 0 | 0 | 0 | 0 | 0 | 0 | -70021.3522 | -115725.7193 | 0 | 0 | 0 | 0 | 0 | 0 | 0 | 0 | 0 | 0 | 0 | 0 | 0 | 0 | 0
2016-07-27 03:00 | 0 | 0 | 0 | 0 | 0 | 392594.43 | 0 | 580774 | 0 | 0 | 0 | 0 | 2546919.5979 | 3850844.0942 | 0 | 0 | 0 | 0 | 0 | 0 | 0 | 0 | 0 | 0 | 0 | 0 | 0 | 0 | 0 | 0 | -72453.8507 | -115725.7193 | 0 | 0 | 0 | 0 | 0 | 0 | 0 | 0 | 0 | 0 | 0 | 0 | 0 | 0 | 0
2016-07-27 04:00 | 0 | 0 | 0 | 0 | 0 | 345118.4081 | 0 | 542329 | 0 | 0 | 0 | 0 | 2294921.2829 | 3905631.8172 | 0 | 0 | 0 | 0 | 0 | 0 | 0 | 0 | 0 | 0 | 0 | 0 | 0 | 0 | 0 | 0 | -251998.3149 | 54787.723 | 0 | 0 | 0 | 0 | 0 | 0 | 0 | 0 | 0 | 0 | 0 | 0 | 0 | 0 | 0
2016-07-27 05:00 | 0 | 0 | 0 | 0 | 0 | 301600.6345 | 0 | 507273 | 0 | 0 | 0 | 0 | 2204974.6367 | 3789906.0979 | 0 | 0 | 0 | 0 | 0 | 0 | 0 | 0 | 0 | 0 | 0 | 0 | 0 | 0 | 0 | 0 | -89946.6462 | -115725.7193 | 0 | 0 | 0 | 0 | 0 | 0 | 0 | 0 | 0 | 0 | 0 | 0 | 0 | 0 | 0
2016-07-27 06:00 | 0 | 0 | 0 | 0 | 0 | 255917.0257 | 0 | 480502 | 0 | 0 | 0 | 0 | 2096115.3818 | 3674180.3786 | 0 | 0 | 0 | 0 | 0 | 0 | 0 | 0 | 0 | 0 | 0 | 0 | 0 | 0 | 0 | 0 | -108859.255 | -115725.7193 | 0 | 0 | 0 | 0 | 0 | 0 | 0 | 0 | 0 | 0 | 0 | 0 | 0 | 0 | 0
2016-07-27 07:00 | 0 | 0 | 0 | 0 | 0 | 215824.0003 | 0 | 460678 | 0 | 0 | 0 | 0 | 1966987.1013 | 3558454.6593 | 0 | 0 | 0 | 0 | 0 | 0 | 0 | 0 | 0 | 0 | 0 | 0 | 0 | 0 | 0 | 0 | -129128.2804 | -115725.7193 | 0 | 0 | 0 | 0 | 0 | 0 | 0 | 0 | 0 | 0 | 0 | 0 | 0 | 0 | 0
2016-07-27 08:00 | 0 | 0 | 0 | 0 | 0 | 182646.4568 | 0 | 450024 | 0 | 0 | 0 | 0 | 1815335.2775 | 3442728.94 | 0 | 0 | 0 | 0 | 0 | 0 | 0 | 0 | 0 | 0 | 0 | 0 | 0 | 0 | 0 | 0 | -151651.8239 | -115725.7193 | 0 | 0 | 0 | 0 | 0 | 0 | 0 | 0 | 0 | 0 | 0 | 0 | 0 | 0 | 0
2016-07-27 09:00 | 0 | 0 | 0 | 0 | 0 | 156169.2033 | 0 | 451869 | 0 | 0 | 0 | 0 | 1563336.9625 | 3399027.4582 | 0 | 0 | 0 | 0 | 0 | 0 | 0 | 0 | 0 | 0 | 0 | 0 | 0 | 0 | 0 | 0 | -251998.3149 | -43701.4818 | 0 | 0 | 0 | 0 | 0 | 0 | 0 | 0 | 0 | 0 | 0 | 0 | 0 | 0 | 0
2016-07-27 10:00 | 0 | 0 | 0 | 0 | 0 | 141681.5413 | 0 | 463705 | 0 | 0 | 0 | 0 | 1357039.2231 | 3283301.7389 | 0 | 0 | 0 | 0 | 0 | 0 | 0 | 0 | 0 | 0 | 0 | 0 | 0 | 0 | 0 | 0 | -206297.7395 | -115725.7193 | 0 | 0 | 0 | 0 | 0 | 0 | 0 | 0 | 0 | 0 | 0 | 0 | 0 | 0 | 0
2016-07-27 11:00 | 0 | 0 | 0 | 0 | 0 | 124451.6363 | 0 | 482751 | 0 | 0 | 0 | 0 | 1114465.5787 | 3167576.0196 | 0 | 0 | 0 | 0 | 0 | 0 | 0 | 0 | 0 | 0 | 0 | 0 | 0 | 0 | 0 | 0 | -242573.6444 | -115725.7193 | 0 | 0 | 0 | 0 | 0 | 0 | 0 | 0 | 0 | 0 | 0 | 0 | 0 | 0 | 0
2016-07-27 12:00 | 0 | 0 | 0 | 12206.0681 | 0 | 66903.7143 | 59201.1834 | 506035 | 0 | 0 | 0 | 0 | 862467.2637 | 3051850.3003 | 0 | 0 | 0 | 0 | 0 | 0 | 0 | 0 | 0 | 0 | 0 | 0 | 0 | 0 | 0 | 0 | -251998.3149 | -115725.7193 | 0 | 0 | 0 | 0 | 0 | 0 | 0 | 0 | 0 | 0 | 0 | 0 | 0 | 0 | 0
2016-07-27 13:00 | 0 | 0 | 0 | 0 | 0 | 52979.7457 | 415416.7995 | 535215 | 0 | 0 | 0 | 0 | 911374.5282 | 2936124.581 | 0 | 0 | 0 | 0 | 0 | 0 | 0 | 0 | 0 | 0 | 0 | 0 | 0 | 0 | 0 | 0 | 48907.2645 | -115725.7193 | 0 | 0 | 0 | 0 | 0 | 0 | 0 | 0 | 0 | 0 | 0 | 0 | 0 | 0 | 0
2016-07-27 14:00 | 0 | 0 | 0 | 0 | 0 | 65409.6605 | 658095.8022 | 571253 | 0 | 0 | 0 | 0 | 1163372.8432 | 2836378.7288 | 0 | 0 | 0 | 0 | 0 | 0 | 0 | 0 | 0 | 0 | 0 | 0 | 0 | 0 | 0 | 0 | 251998.3149 | -99745.8522 | 0 | 0 | 0 | 0 | 0 | 0 | 0 | 0 | 0 | 0 | 0 | 0 | 0 | 0 | 0
2016-07-27 15:00 | 0 | 0 | 0 | 0 | 0 | 64319.7034 | 763403.0454 | 606150 | 0 | 0 | 0 | 0 | 1415371.1581 | 2805953.1627 | 0 | 0 | 0 | 0 | 0 | 0 | 0 | 0 | 0 | 0 | 0 | 0 | 0 | 0 | 0 | 0 | 251998.3149 | -30425.5661 | 0 | 0 | 0 | 0 | 0 | 0 | 0 | 0 | 0 | 0 | 0 | 0 | 0 | 0 | 0
2016-07-27 16:00 | 0 | 0 | 0 | 0 | 0 | 60945.5467 | 820871.0118 | 636932 | 0 | 0 | 0 | 0 | 1544529.9972 | 2921678.882 | 0 | 0 | 0 | 0 | 0 | 0 | 0 | 0 | 0 | 0 | 0 | 0 | 0 | 0 | 0 | 0 | 129158.8391 | 115725.7193 | 0 | 0 | 0 | 0 | 0 | 0 | 0 | 0 | 0 | 0 | 0 | 0 | 0 | 0 | 0
2016-07-27 17:00 | 0 | 0 | 0 | 0 | 0 | 59798.7146 | 834038.5068 | 663231 | 0 | 0 | 0 | 0 | 1659410.4993 | 3037404.6013 | 0 | 0 | 0 | 0 | 0 | 0 | 0 | 0 | 0 | 0 | 0 | 0 | 0 | 0 | 0 | 0 | 114880.5021 | 115725.7193 | 0 | 0 | 0 | 0 | 0 | 0 | 0 | 0 | 0 | 0 | 0 | 0 | 0 | 0 | 0
2016-07-27 18:00 | 0 | 0 | 0 | 0 | 0 | 60705.1344 | 827077.9213 | 683972 | 0 | 0 | 0 | 0 | 1911408.8143 | 2989217.342 | 0 | 0 | 0 | 0 | 0 | 0 | 0 | 0 | 0 | 0 | 0 | 0 | 0 | 0 | 0 | 0 | 251998.3149 | -48187.2593 | 0 | 0 | 0 | 0 | 0 | 0 | 0 | 0 | 0 | 0 | 0 | 0 | 0 | 0 | 0
2016-07-27 19:00 | 0 | 0 | 0 | 0 | 0 | 63078.3663 | 814752.48 | 697747 | 0 | 0 | 0 | 0 | 2142726.6518 | 2937983.3507 | 0 | 0 | 0 | 0 | 0 | 0 | 0 | 0 | 0 | 0 | 0 | 0 | 0 | 0 | 0 | 0 | 231317.8375 | -51233.9913 | 0 | 0 | 0 | 0 | 0 | 0 | 0 | 0 | 0 | 0 | 0 | 0 | 0 | 0 | 0
2016-07-27 20:00 | 0 | 0 | 0 | 0 | 0 | 66677.8857 | 807171.5835 | 707014 | 0 | 0 | 0 | 0 | 2394724.9668 | 2852820.505 | 0 | 0 | 0 | 0 | 0 | 0 | 0 | 0 | 0 | 0 | 0 | 0 | 0 | 0 | 0 | 0 | 251998.3149 | -85162.8458 | 0 | 0 | 0 | 0 | 0 | 0 | 0 | 0 | 0 | 0 | 0 | 0 | 0 | 0 | 0
2016-07-27 21:00 | 0 | 0 | 0 | 0 | 0 | 71127.5476 | 795132.2663 | 710613 | 0 | 0 | 0 | 0 | 2434646.0614 | 2968546.2243 | 0 | 0 | 0 | 0 | 0 | 0 | 0 | 0 | 0 | 0 | 0 | 0 | 0 | 0 | 0 | 0 | 39921.0946 | 115725.7193 | 0 | 0 | 0 | 0 | 0 | 0 | 0 | 0 | 0 | 0 | 0 | 0 | 0 | 0 | 0
2016-07-27 22:00 | 0 | 0 | 0 | 0 | 0 | 78273.9416 | 764767.9977 | 705857 | 0 | 0 | 0 | 0 | 2686644.3763 | 2853732.8486 | 0 | 0 | 0 | 0 | 0 | 0 | 0 | 0 | 0 | 0 | 0 | 0 | 0 | 0 | 0 | 0 | 251998.3149 | -114813.3757 | 0 | 0 | 0 | 0 | 0 | 0 | 0 | 0 | 0 | 0 | 0 | 0 | 0 | 0 | 0
2016-07-27 23:00 | 0 | 0 | 0 | 0 | 0 | 92362.753 | 678152.7562 | 690397 | 0 | 0 | 0 | 0 | 2882488.6048 | 2738007.1293 | 0 | 0 | 0 | 0 | 0 | 0 | 0 | 0 | 0 | 0 | 0 | 0 | 0 | 0 | 0 | 0 | 195844.2285 | -115725.7193 | 0 | 0 | 0 | 0 | 0 | 0 | 0 | 0 | 0 | 0 | 0 | 0 | 0 | 0 | 0
2016-07-28 | 0 | 0 | 0 | 0 | 0 | 123794.9896 | 533210.5307 | 671829 | 0 | 0 | 0 | 0 | 2882488.6048 | 2723183.6495 | 0 | 0 | 0 | 0 | 0 | 0 | 0 | 0 | 0 | 0 | 0 | 0 | 0 | 0 | 0 | 0 | 0 | -14823.4797 | 0 | 0 | 0 | 0 | 0 | 0 | 0 | 0 | 0 | 0 | 0 | 0 | 0 | 0 | 0
2016-07-28 01:00 | 0 | 0 | 0 | 0 | 0 | 221428.5338 | 235445.728 | 653940 | 0 | 0 | 0 | 0 | 2801148.586 | 2607457.9302 | 0 | 0 | 0 | 0 | 0 | 0 | 0 | 0 | 0 | 0 | 0 | 0 | 0 | 0 | 0 | 0 | -81340.0189 | -115725.7193 | 0 | 0 | 0 | 0 | 0 | 0 | 0 | 0 | 0 | 0 | 0 | 0 | 0 | 0 | 0
2016-07-28 02:00 | 0 | 0 | 0 | 0 | 0 | 309692.3386 | 13455.0945 | 622504 | 0 | 0 | 0 | 0 | 2617517.7383 | 2491732.2109 | 0 | 0 | 0 | 0 | 0 | 0 | 0 | 0 | 0 | 0 | 0 | 0 | 0 | 0 | 0 | 0 | -183630.8476 | -115725.7193 | 0 | 0 | 0 | 0 | 0 | 0 | 0 | 0 | 0 | 0 | 0 | 0 | 0 | 0 | 0
2016-07-28 03:00 | 0 | 0 | 0 | 0 | 0 | 304297.257 | 0 | 581709 | 0 | 0 | 0 | 0 | 2455831.7147 | 2376006.4916 | 0 | 0 | 0 | 0 | 0 | 0 | 0 | 0 | 0 | 0 | 0 | 0 | 0 | 0 | 0 | 0 | -161686.0237 | -115725.7193 | 0 | 0 | 0 | 0 | 0 | 0 | 0 | 0 | 0 | 0 | 0 | 0 | 0 | 0 | 0
2016-07-28 04:00 | 0 | 0 | 0 | 0 | 0 | 268835.4288 | 0 | 544970 | 0 | 0 | 0 | 0 | 2295422.8628 | 2260280.7723 | 0 | 0 | 0 | 0 | 0 | 0 | 0 | 0 | 0 | 0 | 0 | 0 | 0 | 0 | 0 | 0 | -160408.8519 | -115725.7193 | 0 | 0 | 0 | 0 | 0 | 0 | 0 | 0 | 0 | 0 | 0 | 0 | 0 | 0 | 0
2016-07-28 05:00 | 0 | 0 | 0 | 0 | 0 | 235449.8175 | 0 | 511693 | 0 | 0 | 0 | 0 | 2043424.5478 | 2236035.9048 | 0 | 0 | 0 | 0 | 0 | 0 | 0 | 0 | 0 | 0 | 0 | 0 | 0 | 0 | 0 | 0 | -251998.3149 | -24244.8676 | 0 | 0 | 0 | 0 | 0 | 0 | 0 | 0 | 0 | 0 | 0 | 0 | 0 | 0 | 0
2016-07-28 06:00 | 0 | 0 | 0 | 0 | 0 | 207190.1654 | 0 | 484090 | 0 | 0 | 0 | 0 | 1882250.4325 | 2120310.1855 | 0 | 0 | 0 | 0 | 0 | 0 | 0 | 0 | 0 | 0 | 0 | 0 | 0 | 0 | 0 | 0 | -161174.1153 | -115725.7193 | 0 | 0 | 0 | 0 | 0 | 0 | 0 | 0 | 0 | 0 | 0 | 0 | 0 | 0 | 0
2016-07-28 07:00 | 0 | 0 | 0 | 0 | 0 | 186948.4894 | 0 | 463557 | 0 | 0 | 0 | 0 | 1721367.6412 | 2004584.4662 | 0 | 0 | 0 | 0 | 0 | 0 | 0 | 0 | 0 | 0 | 0 | 0 | 0 | 0 | 0 | 0 | -160882.7913 | -115725.7193 | 0 | 0 | 0 | 0 | 0 | 0 | 0 | 0 | 0 | 0 | 0 | 0 | 0 | 0 | 0
2016-07-28 08:00 | 0 | 0 | 0 | 0 | 0 | 176225.7127 | 0 | 452595 | 0 | 0 | 0 | 0 | 1560724.0732 | 1888858.7469 | 0 | 0 | 0 | 0 | 0 | 0 | 0 | 0 | 0 | 0 | 0 | 0 | 0 | 0 | 0 | 0 | -160643.568 | -115725.7193 | 0 | 0 | 0 | 0 | 0 | 0 | 0 | 0 | 0 | 0 | 0 | 0 | 0 | 0 | 0
2016-07-28 09:00 | 0 | 0 | 0 | 0 | 0 | 161589.8905 | 0 | 454199 | 0 | 0 | 0 | 0 | 1383840.683 | 1773133.0276 | 0 | 0 | 0 | 0 | 0 | 0 | 0 | 0 | 0 | 0 | 0 | 0 | 0 | 0 | 0 | 0 | -176883.3902 | -115725.7193 | 0 | 0 | 0 | 0 | 0 | 0 | 0 | 0 | 0 | 0 | 0 | 0 | 0 | 0 | 0
2016-07-28 10:00 | 0 | 0 | 0 | 0 | 0 | 151253.9175 | 0 | 466476 | 0 | 0 | 0 | 0 | 1131842.368 | 1709909.26 | 0 | 0 | 0 | 0 | 0 | 0 | 0 | 0 | 0 | 0 | 0 | 0 | 0 | 0 | 0 | 0 | -251998.3149 | -63223.7675 | 0 | 0 | 0 | 0 | 0 | 0 | 0 | 0 | 0 | 0 | 0 | 0 | 0 | 0 | 0
2016-07-28 11:00 | 0 | 0 | 0 | 0 | 0 | 133816.9637 | 0 | 484847 | 0 | 0 | 0 | 0 | 896538.051 | 1594183.5407 | 0 | 0 | 0 | 0 | 0 | 0 | 0 | 0 | 0 | 0 | 0 | 0 | 0 | 0 | 0 | 0 | -235304.317 | -115725.7193 | 0 | 0 | 0 | 0 | 0 | 0 | 0 | 0 | 0 | 0 | 0 | 0 | 0 | 0 | 0
2016-07-28 12:00 | 0 | 0 | 0 | 0 | 0 | 72382.1074 | 77587.2824 | 508526 | 0 | 0 | 0 | 0 | 646347.8091 | 1485817.1725 | 0 | 0 | 0 | 0 | 0 | 0 | 0 | 0 | 0 | 0 | 0 | 0 | 0 | 0 | 0 | 0 | -250190.2419 | -108366.3683 | 0 | 0 | 0 | 0 | 0 | 0 | 0 | 0 | 0 | 0 | 0 | 0 | 0 | 0 | 0
2016-07-28 13:00 | 0 | 0 | 0 | 0 | 0 | 60930.4593 | 426682.8999 | 538216 | 0 | 0 | 0 | 0 | 711470.8877 | 1370091.4532 | 0 | 0 | 0 | 0 | 0 | 0 | 0 | 0 | 0 | 0 | 0 | 0 | 0 | 0 | 0 | 0 | 65123.0786 | -115725.7193 | 0 | 0 | 0 | 0 | 0 | 0 | 0 | 0 | 0 | 0 | 0 | 0 | 0 | 0 | 0
2016-07-28 14:00 | 0 | 0 | 0 | 0 | 0 | 77492.9793 | 667055.3079 | 571509 | 0 | 0 | 0 | 0 | 768784.4556 | 1485817.1725 | 0 | 0 | 0 | 0 | 0 | 0 | 0 | 0 | 0 | 0 | 0 | 0 | 0 | 0 | 0 | 0 | 57313.5679 | 115725.7193 | 0 | 0 | 0 | 0 | 0 | 0 | 0 | 0 | 0 | 0 | 0 | 0 | 0 | 0 | 0
2016-07-28 15:00 | 0 | 0 | 0 | 0 | 0 | 91119.1813 | 775696.0152 | 604417 | 0 | 0 | 0 | 0 | 915456.9329 | 1601542.8918 | 0 | 0 | 0 | 0 | 0 | 0 | 0 | 0 | 0 | 0 | 0 | 0 | 0 | 0 | 0 | 0 | 146672.4773 | 115725.7193 | 0 | 0 | 0 | 0 | 0 | 0 | 0 | 0 | 0 | 0 | 0 | 0 | 0 | 0 | 0
2016-07-28 16:00 | 0 | 0 | 0 | 0 | 0 | 94391.1353 | 817583.0935 | 631869 | 0 | 0 | 0 | 0 | 1079836.4424 | 1717268.6111 | 0 | 0 | 0 | 0 | 0 | 0 | 0 | 0 | 0 | 0 | 0 | 0 | 0 | 0 | 0 | 0 | 164379.5095 | 115725.7193 | 0 | 0 | 0 | 0 | 0 | 0 | 0 | 0 | 0 | 0 | 0 | 0 | 0 | 0 | 0
2016-07-28 17:00 | 0 | 0 | 0 | 0 | 0 | 91476.7335 | 837949.4909 | 655351 | 0 | 0 | 0 | 0 | 1331834.7573 | 1739345.5205 | 0 | 0 | 0 | 0 | 0 | 0 | 0 | 0 | 0 | 0 | 0 | 0 | 0 | 0 | 0 | 0 | 251998.3149 | 22076.9095 | 0 | 0 | 0 | 0 | 0 | 0 | 0 | 0 | 0 | 0 | 0 | 0 | 0 | 0 | 0
2016-07-28 18:00 | 0 | 0 | 0 | 0 | 0 | 83710.3864 | 830758.6456 | 672844 | 0 | 0 | 0 | 0 | 1457734.07 | 1855071.2398 | 0 | 0 | 0 | 0 | 0 | 0 | 0 | 0 | 0 | 0 | 0 | 0 | 0 | 0 | 0 | 0 | 125899.3127 | 115725.7193 | 0 | 0 | 0 | 0 | 0 | 0 | 0 | 0 | 0 | 0 | 0 | 0 | 0 | 0 | 0
2016-07-28 19:00 | 0 | 0 | 0 | 0 | 0 | 75844.5196 | 821959.8461 | 682884 | 0 | 0 | 0 | 0 | 1556928.7164 | 1970796.9591 | 0 | 0 | 0 | 0 | 0 | 0 | 0 | 0 | 0 | 0 | 0 | 0 | 0 | 0 | 0 | 0 | 99194.6464 | 115725.7193 | 0 | 0 | 0 | 0 | 0 | 0 | 0 | 0 | 0 | 0 | 0 | 0 | 0 | 0 | 0
2016-07-28 20:00 | 0 | 0 | 0 | 0 | 0 | 70546.6601 | 818935.0468 | 687430 | 0 | 0 | 0 | 0 | 1808927.0314 | 1920850.3512 | 0 | 0 | 0 | 0 | 0 | 0 | 0 | 0 | 0 | 0 | 0 | 0 | 0 | 0 | 0 | 0 | 251998.3149 | -49946.608 | 0 | 0 | 0 | 0 | 0 | 0 | 0 | 0 | 0 | 0 | 0 | 0 | 0 | 0 | 0
2016-07-28 21:00 | 0 | 0 | 0 | 0 | 0 | 70110.2869 | 809715.6632 | 685827 | 0 | 0 | 0 | 0 | 2060925.3463 | 1862850.9863 | 0 | 0 | 0 | 0 | 0 | 0 | 0 | 0 | 0 | 0 | 0 | 0 | 0 | 0 | 0 | 0 | 251998.3149 | -57999.3648 | 0 | 0 | 0 | 0 | 0 | 0 | 0 | 0 | 0 | 0 | 0 | 0 | 0 | 0 | 0
2016-07-28 22:00 | 0 | 0 | 0 | 0 | 0 | 77309.7316 | 778860.0989 | 677578 | 0 | 0 | 0 | 0 | 2123791.4575 | 1978576.7056 | 0 | 0 | 0 | 0 | 0 | 0 | 0 | 0 | 0 | 0 | 0 | 0 | 0 | 0 | 0 | 0 | 62866.1112 | 115725.7193 | 0 | 0 | 0 | 0 | 0 | 0 | 0 | 0 | 0 | 0 | 0 | 0 | 0 | 0 | 0
2016-07-28 23:00 | 0 | 0 | 0 | 0 | 0 | 93208.8787 | 691784.4342 | 662885 | 0 | 0 | 0 | 0 | 2361625.4896 | 1862850.9863 | 0 | 0 | 0 | 0 | 0 | 0 | 0 | 0 | 0 | 0 | 0 | 0 | 0 | 0 | 0 | 0 | 237834.0322 | -115725.7193 | 0 | 0 | 0 | 0 | 0 | 0 | 0 | 0 | 0 | 0 | 0 | 0 | 0 | 0 | 0
2016-07-29 | 0 | 0 | 0 | 0 | 0 | 131242.0521 | 538700.0981 | 647637 | 0 | 0 | 0 | 0 | 2499656.3592 | 1747125.2671 | 0 | 0 | 0 | 0 | 0 | 0 | 0 | 0 | 0 | 0 | 0 | 0 | 0 | 0 | 0 | 0 | 138030.8695 | -115725.7193 | 0 | 0 | 0 | 0 | 0 | 0 | 0 | 0 | 0 | 0 | 0 | 0 | 0 | 0 | 0
2016-07-29 01:00 | 0 | 0 | 0 | 0 | 0 | 243075.7224 | 231266.857 | 630930 | 0 | 0 | 0 | 0 | 2247658.0442 | 1842536.1614 | 0 | 0 | 0 | 0 | 0 | 0 | 0 | 0 | 0 | 0 | 0 | 0 | 0 | 0 | 0 | 0 | -251998.3149 | 95410.8943 | 0 | 0 | 0 | 0 | 0 | 0 | 0 | 0 | 0 | 0 | 0 | 0 | 0 | 0 | 0
2016-07-29 02:00 | 0 | 0 | 0 | 0 | 0 | 325594.2628 | 12317.2794 | 601375 | 0 | 0 | 0 | 0 | 1995659.7293 | 1831071.0185 | 0 | 0 | 0 | 0 | 0 | 0 | 0 | 0 | 0 | 0 | 0 | 0 | 0 | 0 | 0 | 0 | -251998.3149 | -11465.1429 | 0 | 0 | 0 | 0 | 0 | 0 | 0 | 0 | 0 | 0 | 0 | 0 | 0 | 0 | 0
2016-07-29 03:00 | 0 | 0 | 0 | 0 | 0 | 318788.3151 | 0 | 565258 | 0 | 0 | 0 | 0 | 1864915.7637 | 1715345.2992 | 0 | 0 | 0 | 0 | 0 | 0 | 0 | 0 | 0 | 0 | 0 | 0 | 0 | 0 | 0 | 0 | -130743.9656 | -115725.7193 | 0 | 0 | 0 | 0 | 0 | 0 | 0 | 0 | 0 | 0 | 0 | 0 | 0 | 0 | 0
2016-07-29 04:00 | 0 | 0 | 0 | 0 | 0 | 284112.7242 | 0 | 530970 | 0 | 0 | 0 | 0 | 1733784.2071 | 1599619.5799 | 0 | 0 | 0 | 0 | 0 | 0 | 0 | 0 | 0 | 0 | 0 | 0 | 0 | 0 | 0 | 0 | -131131.5565 | -115725.7193 | 0 | 0 | 0 | 0 | 0 | 0 | 0 | 0 | 0 | 0 | 0 | 0 | 0 | 0 | 0
2016-07-29 05:00 | 0 | 0 | 0 | 0 | 0 | 243723.0461 | 0 | 499706 | 0 | 0 | 0 | 0 | 1593526.9726 | 1483893.8606 | 0 | 0 | 0 | 0 | 0 | 0 | 0 | 0 | 0 | 0 | 0 | 0 | 0 | 0 | 0 | 0 | -140257.2346 | -115725.7193 | 0 | 0 | 0 | 0 | 0 | 0 | 0 | 0 | 0 | 0 | 0 | 0 | 0 | 0 | 0
2016-07-29 06:00 | 0 | 0 | 0 | 0 | 0 | 205356.3067 | 0 | 473385 | 0 | 0 | 0 | 0 | 1341528.6576 | 1467863.4822 | 0 | 0 | 0 | 0 | 0 | 0 | 0 | 0 | 0 | 0 | 0 | 0 | 0 | 0 | 0 | 0 | -251998.3149 | -16030.3784 | 0 | 0 | 0 | 0 | 0 | 0 | 0 | 0 | 0 | 0 | 0 | 0 | 0 | 0 | 0
2016-07-29 07:00 | 0 | 0 | 0 | 0 | 0 | 178768.063 | 0 | 453827 | 0 | 0 | 0 | 0 | 1182195.4399 | 1352137.7629 | 0 | 0 | 0 | 0 | 0 | 0 | 0 | 0 | 0 | 0 | 0 | 0 | 0 | 0 | 0 | 0 | -159333.2177 | -115725.7193 | 0 | 0 | 0 | 0 | 0 | 0 | 0 | 0 | 0 | 0 | 0 | 0 | 0 | 0 | 0
2016-07-29 08:00 | 0 | 0 | 0 | 0 | 0 | 159155.6884 | 0 | 443185 | 0 | 0 | 0 | 0 | 1013891.8475 | 1236412.0436 | 0 | 0 | 0 | 0 | 0 | 0 | 0 | 0 | 0 | 0 | 0 | 0 | 0 | 0 | 0 | 0 | -168303.5923 | -115725.7193 | 0 | 0 | 0 | 0 | 0 | 0 | 0 | 0 | 0 | 0 | 0 | 0 | 0 | 0 | 0
2016-07-29 09:00 | 0 | 0 | 0 | 0 | 0 | 138578.2456 | 0 | 444954 | 0 | 0 | 0 | 0 | 761893.5326 | 1182034.6041 | 0 | 0 | 0 | 0 | 0 | 0 | 0 | 0 | 0 | 0 | 0 | 0 | 0 | 0 | 0 | 0 | -251998.3149 | -54377.4395 | 0 | 0 | 0 | 0 | 0 | 0 | 0 | 0 | 0 | 0 | 0 | 0 | 0 | 0 | 0
2016-07-29 10:00 | 0 | 0 | 0 | 0 | 0 | 122848.521 | 0 | 456762 | 0 | 0 | 0 | 0 | 509895.2176 | 1100119.44 | 0 | 0 | 0 | 0 | 0 | 0 | 0 | 0 | 0 | 0 | 0 | 0 | 0 | 0 | 0 | 0 | -251998.3149 | -81915.1641 | 0 | 0 | 0 | 0 | 0 | 0 | 0 | 0 | 0 | 0 | 0 | 0 | 0 | 0 | 0
2016-07-29 11:00 | 0 | 0 | 0 | 0 | 0 | 103285.9658 | 0 | 471010 | 0 | 0 | 0 | 0 | 257896.9027 | 984393.7207 | 0 | 0 | 0 | 0 | 0 | 0 | 0 | 0 | 0 | 0 | 0 | 0 | 0 | 0 | 0 | 0 | -251998.3149 | -115725.7193 | 0 | 0 | 0 | 0 | 0 | 0 | 0 | 0 | 0 | 0 | 0 | 0 | 0 | 0 | 0
2016-07-29 12:00 | 0 | 0 | 0 | 25228.1702 | 0 | 53781.0123 | 45728.7833 | 492462 | 0 | 0 | 0 | 0 | 5898.5878 | 868668.0014 | 0 | 0 | 0 | 0 | 0 | 0 | 0 | 0 | 0 | 0 | 0 | 0 | 0 | 0 | 0 | 0 | -251998.3149 | -115725.7193 | 0 | 0 | 0 | 0 | 0 | 0 | 0 | 0 | 0 | 0 | 0 | 0 | 0 | 0 | 0
2016-07-29 13:00 | 0 | 0 | 0 | 0 | 0 | 37152.6276 | 360884.0653 | 519661 | 0 | 0 | 0 | 0 | 0 | 752942.2822 | 0 | 0 | 0 | 0 | 0 | 0 | 0 | 0 | 0 | 0 | 0 | 0 | 0 | 0 | 0 | 0 | -5898.5878 | -115725.7193 | 0 | 0 | 0 | 0 | 0 | 0 | 0 | 0 | 0 | 0 | 0 | 0 | 0 | 0 | 0
2016-07-29 14:00 | 0 | 0 | 0 | 0 | 0 | 36386.0659 | 605227.5205 | 550570 | 0 | 0 | 0 | 0 | 206769.3058 | 637216.5629 | 0 | 0 | 0 | 0 | 0 | 0 | 0 | 0 | 0 | 0 | 0 | 0 | 0 | 0 | 0 | 0 | 206769.3058 | -115725.7193 | 0 | 0 | 0 | 0 | 0 | 0 | 0 | 0 | 0 | 0 | 0 | 0 | 0 | 0 | 0
2016-07-29 15:00 | 0 | 0 | 0 | 0 | 0 | 34025.7332 | 726718.8321 | 581314 | 0 | 0 | 0 | 0 | 270474.1518 | 752942.2822 | 0 | 0 | 0 | 0 | 0 | 0 | 0 | 0 | 0 | 0 | 0 | 0 | 0 | 0 | 0 | 0 | 63704.8461 | 115725.7193 | 0 | 0 | 0 | 0 | 0 | 0 | 0 | 0 | 0 | 0 | 0 | 0 | 0 | 0 | 0
2016-07-29 16:00 | 0 | 0 | 0 | 0 | 0 | 34462.1413 | 773370.2516 | 607866 | 0 | 0 | 0 | 0 | 522472.4668 | 700910.3602 | 0 | 0 | 0 | 0 | 0 | 0 | 0 | 0 | 0 | 0 | 0 | 0 | 0 | 0 | 0 | 0 | 251998.3149 | -52031.922 | 0 | 0 | 0 | 0 | 0 | 0 | 0 | 0 | 0 | 0 | 0 | 0 | 0 | 0 | 0
2016-07-29 17:00 | 0 | 0 | 0 | 0 | 0 | 39068.3964 | 792899.8002 | 630198 | 0 | 0 | 0 | 0 | 608516.944 | 816636.0795 | 0 | 0 | 0 | 0 | 0 | 0 | 0 | 0 | 0 | 0 | 0 | 0 | 0 | 0 | 0 | 0 | 86044.4772 | 115725.7193 | 0 | 0 | 0 | 0 | 0 | 0 | 0 | 0 | 0 | 0 | 0 | 0 | 0 | 0 | 0
2016-07-29 18:00 | 0 | 0 | 0 | 0 | 0 | 45659.8329 | 791201.974 | 648328 | 0 | 0 | 0 | 0 | 681325.0316 | 932361.7988 | 0 | 0 | 0 | 0 | 0 | 0 | 0 | 0 | 0 | 0 | 0 | 0 | 0 | 0 | 0 | 0 | 72808.0876 | 115725.7193 | 0 | 0 | 0 | 0 | 0 | 0 | 0 | 0 | 0 | 0 | 0 | 0 | 0 | 0 | 0
2016-07-29 19:00 | 0 | 0 | 0 | 0 | 0 | 52671.1005 | 783076.379 | 661198 | 0 | 0 | 0 | 0 | 740148.7918 | 1048087.5181 | 0 | 0 | 0 | 0 | 0 | 0 | 0 | 0 | 0 | 0 | 0 | 0 | 0 | 0 | 0 | 0 | 58823.7602 | 115725.7193 | 0 | 0 | 0 | 0 | 0 | 0 | 0 | 0 | 0 | 0 | 0 | 0 | 0 | 0 | 0
2016-07-29 20:00 | 0 | 0 | 0 | 0 | 0 | 60368.4649 | 773125.8937 | 670462 | 0 | 0 | 0 | 0 | 787455.4311 | 1163813.2374 | 0 | 0 | 0 | 0 | 0 | 0 | 0 | 0 | 0 | 0 | 0 | 0 | 0 | 0 | 0 | 0 | 47306.6393 | 115725.7193 | 0 | 0 | 0 | 0 | 0 | 0 | 0 | 0 | 0 | 0 | 0 | 0 | 0 | 0 | 0
2016-07-29 21:00 | 0 | 0 | 0 | 0 | 0 | 65332.2847 | 751725.6995 | 673061 | 0 | 0 | 0 | 0 | 1039453.746 | 1055811.9066 | 0 | 0 | 0 | 0 | 0 | 0 | 0 | 0 | 0 | 0 | 0 | 0 | 0 | 0 | 0 | 0 | 251998.3149 | -108001.3308 | 0 | 0 | 0 | 0 | 0 | 0 | 0 | 0 | 0 | 0 | 0 | 0 | 0 | 0 | 0
2016-07-29 22:00 | 0 | 0 | 0 | 0 | 0 | 68304.4002 | 714971.3248 | 665364 | 0 | 0 | 0 | 0 | 1153828.333 | 1059349.0446 | 0 | 0 | 0 | 0 | 0 | 0 | 0 | 0 | 0 | 0 | 0 | 0 | 0 | 0 | 0 | 0 | 114374.587 | 3537.138 | 0 | 0 | 0 | 0 | 0 | 0 | 0 | 0 | 0 | 0 | 0 | 0 | 0 | 0 | 0
2016-07-29 23:00 | 0 | 0 | 0 | 0 | 0 | 75371.0683 | 622868.6744 | 647298 | 0 | 0 | 0 | 0 | 1320495.7951 | 943623.3253 | 0 | 0 | 0 | 0 | 0 | 0 | 0 | 0 | 0 | 0 | 0 | 0 | 0 | 0 | 0 | 0 | 166667.4621 | -115725.7193 | 0 | 0 | 0 | 0 | 0 | 0 | 0 | 0 | 0 | 0 | 0 | 0 | 0 | 0 | 0
2016-07-30 | 0 | 0 | 0 | 0 | 0 | 105175.909 | 469631.1675 | 628330 | 0 | 0 | 0 | 0 | 1382698.5909 | 827897.606 | 0 | 0 | 0 | 0 | 0 | 0 | 0 | 0 | 0 | 0 | 0 | 0 | 0 | 0 | 0 | 0 | 62202.7958 | -115725.7193 | 0 | 0 | 0 | 0 | 0 | 0 | 0 | 0 | 0 | 0 | 0 | 0 | 0 | 0 | 0
2016-07-30 01:00 | 0 | 0 | 0 | 0 | 0 | 213552.8094 | 207609.0016 | 610732 | 0 | 0 | 0 | 0 | 1130700.2759 | 890325.7318 | 0 | 0 | 0 | 0 | 0 | 0 | 0 | 0 | 0 | 0 | 0 | 0 | 0 | 0 | 0 | 0 | -251998.3149 | 62428.1259 | 0 | 0 | 0 | 0 | 0 | 0 | 0 | 0 | 0 | 0 | 0 | 0 | 0 | 0 | 0
2016-07-30 02:00 | 0 | 0 | 0 | 0 | 0 | 328189.9108 | 11794.4364 | 582387 | 0 | 0 | 0 | 0 | 878701.961 | 899921.394 | 0 | 0 | 0 | 0 | 0 | 0 | 0 | 0 | 0 | 0 | 0 | 0 | 0 | 0 | 0 | 0 | -251998.3149 | 9595.6621 | 0 | 0 | 0 | 0 | 0 | 0 | 0 | 0 | 0 | 0 | 0 | 0 | 0 | 0 | 0
2016-07-30 03:00 | 0 | 0 | 0 | 0 | 0 | 356273.3764 | 0 | 546078 | 0 | 0 | 0 | 0 | 804623.0567 | 784195.6747 | 0 | 0 | 0 | 0 | 0 | 0 | 0 | 0 | 0 | 0 | 0 | 0 | 0 | 0 | 0 | 0 | -74078.9043 | -115725.7193 | 0 | 0 | 0 | 0 | 0 | 0 | 0 | 0 | 0 | 0 | 0 | 0 | 0 | 0 | 0
2016-07-30 04:00 | 0 | 0 | 0 | 0 | 0 | 350818.6642 | 0 | 511269 | 0 | 0 | 0 | 0 | 759898.4402 | 668469.9554 | 0 | 0 | 0 | 0 | 0 | 0 | 0 | 0 | 0 | 0 | 0 | 0 | 0 | 0 | 0 | 0 | -44724.6165 | -115725.7193 | 0 | 0 | 0 | 0 | 0 | 0 | 0 | 0 | 0 | 0 | 0 | 0 | 0 | 0 | 0
2016-07-30 05:00 | 0 | 0 | 0 | 0 | 0 | 335876.0352 | 0 | 481131 | 0 | 0 | 0 | 0 | 730369.1947 | 552744.2361 | 0 | 0 | 0 | 0 | 0 | 0 | 0 | 0 | 0 | 0 | 0 | 0 | 0 | 0 | 0 | 0 | -29529.2455 | -115725.7193 | 0 | 0 | 0 | 0 | 0 | 0 | 0 | 0 | 0 | 0 | 0 | 0 | 0 | 0 | 0
2016-07-30 06:00 | 0 | 0 | 0 | 0 | 0 | 322941.8697 | 0 | 455364 | 0 | 0 | 0 | 0 | 713672.7837 | 437018.5168 | 0 | 0 | 0 | 0 | 0 | 0 | 0 | 0 | 0 | 0 | 0 | 0 | 0 | 0 | 0 | 0 | -16696.411 | -115725.7193 | 0 | 0 | 0 | 0 | 0 | 0 | 0 | 0 | 0 | 0 | 0 | 0 | 0 | 0 | 0
2016-07-30 07:00 | 0 | 0 | 0 | 0 | 0 | 307953.9138 | 0 | 436572 | 0 | 0 | 0 | 0 | 700780.4168 | 321292.7975 | 0 | 0 | 0 | 0 | 0 | 0 | 0 | 0 | 0 | 0 | 0 | 0 | 0 | 0 | 0 | 0 | -12892.3669 | -115725.7193 | 0 | 0 | 0 | 0 | 0 | 0 | 0 | 0 | 0 | 0 | 0 | 0 | 0 | 0 | 0
2016-07-30 08:00 | 0 | 0 | 0 | 0 | 0 | 288492.307 | 0 | 424111 | 0 | 0 | 0 | 0 | 680887.4431 | 205567.0782 | 0 | 0 | 0 | 0 | 0 | 0 | 0 | 0 | 0 | 0 | 0 | 0 | 0 | 0 | 0 | 0 | -19892.9738 | -115725.7193 | 0 | 0 | 0 | 0 | 0 | 0 | 0 | 0 | 0 | 0 | 0 | 0 | 0 | 0 | 0
2016-07-30 09:00 | 0 | 0 | 0 | 0 | 0 | 248789.9065 | 0 | 418253 | 0 | 0 | 0 | 0 | 627150.0689 | 89841.3589 | 0 | 0 | 0 | 0 | 0 | 0 | 0 | 0 | 0 | 0 | 0 | 0 | 0 | 0 | 0 | 0 | -53737.3742 | -115725.7193 | 0 | 0 | 0 | 0 | 0 | 0 | 0 | 0 | 0 | 0 | 0 | 0 | 0 | 0 | 0
2016-07-30 10:00 | 0 | 0 | 0 | 0 | 0 | 213067.9293 | 0 | 418195 | 0 | 0 | 0 | 0 | 375151.7539 | 136712.6031 | 0 | 0 | 0 | 0 | 0 | 0 | 0 | 0 | 0 | 0 | 0 | 0 | 0 | 0 | 0 | 0 | -251998.3149 | 46871.2442 | 0 | 0 | 0 | 0 | 0 | 0 | 0 | 0 | 0 | 0 | 0 | 0 | 0 | 0 | 0
2016-07-30 11:00 | 0 | 0 | 0 | 0 | 0 | 185127.8417 | 0 | 424007 | 0 | 0 | 0 | 0 | 251998.3149 | 20986.8838 | 0 | 0 | 0 | 0 | 0 | 0 | 0 | 0 | 0 | 0 | 0 | 0 | 0 | 0 | 0 | 0 | -123153.439 | -115725.7193 | 0 | 0 | 0 | 0 | 0 | 0 | 0 | 0 | 0 | 0 | 0 | 0 | 0 | 0 | 0
2016-07-30 12:00 | 0 | 0 | 0 | 0 | 0 | 110470.665 | 62016.4937 | 444413 | 0 | 0 | 0 | 0 | 0 | 1059.3575 | 0 | 0 | 0 | 0 | 0 | 0 | 0 | 0 | 0 | 0 | 0 | 0 | 0 | 0 | 0 | 0 | -251998.3149 | -19927.5263 | 0 | 0 | 0 | 0 | 0 | 0 | 0 | 0 | 0 | 0 | 0 | 0 | 0 | 0 | 0
2016-07-30 13:00 | 0 | 0 | 0 | 0 | 0 | 109736.2801 | 362865.3624 | 473661 | 0 | 0 | 0 | 0 | 0 | 0 | 0 | 0 | 0 | 0 | 0 | 0 | 0 | 0 | 0 | 0 | 0 | 0 | 0 | 0 | 0 | 0 | 0 | -1059.3575 | 0 | 0 | 0 | 0 | 0 | 0 | 0 | 0 | 0 | 0 | 0 | 0 | 0 | 0 | 0
2016-07-30 14:00 | 0 | 0 | 0 | 0 | 0 | 0 | 597357.108 | 507186 | 0 | 0 | 0 | 0 | 90171.108 | 0 | 0 | 0 | 0 | 0 | 0 | 0 | 0 | 0 | 0 | 0 | 0 | 0 | 0 | 0 | 0 | 0 | 90171.108 | 0 | 0 | 0 | 0 | 0 | 0 | 0 | 0 | 0 | 0 | 0 | 0 | 0 | 0 | 0 | 0
2016-07-30 15:00 | 0 | 0 | 0 | 0 | 0 | 127428.2966 | 723502.2688 | 539766 | 0 | 0 | 0 | 0 | 285609.9542 | 115725.7193 | 0 | 0 | 0 | 0 | 0 | 0 | 0 | 0 | 0 | 0 | 0 | 0 | 0 | 0 | 0 | 0 | 195438.8462 | 115725.7193 | 0 | 0 | 0 | 0 | 0 | 0 | 0 | 0 | 0 | 0 | 0 | 0 | 0 | 0 | 0
2016-07-30 16:00 | 0 | 0 | 0 | 0 | 0 | 122786.957 | 776034.8966 | 567012 | 0 | 0 | 0 | 0 | 501694.0885 | 231451.4386 | 0 | 0 | 0 | 0 | 0 | 0 | 0 | 0 | 0 | 0 | 0 | 0 | 0 | 0 | 0 | 0 | 216084.1343 | 115725.7193 | 0 | 0 | 0 | 0 | 0 | 0 | 0 | 0 | 0 | 0 | 0 | 0 | 0 | 0 | 0
2016-07-30 17:00 | 0 | 0 | 0 | 0 | 0 | 0 | 786974.8494 | 587831 | 0 | 0 | 0 | 0 | 753692.4034 | 178596.9731 | 0 | 0 | 0 | 0 | 0 | 0 | 0 | 0 | 0 | 0 | 0 | 0 | 0 | 0 | 0 | 0 | 251998.3149 | -52854.4655 | 0 | 0 | 0 | 0 | 0 | 0 | 0 | 0 | 0 | 0 | 0 | 0 | 0 | 0 | 0
2016-07-30 18:00 | 0 | 0 | 0 | 0 | 0 | 117636.3075 | 777434.9296 | 602724 | 0 | 0 | 0 | 0 | 979367.5848 | 245269.0287 | 0 | 0 | 0 | 0 | 0 | 0 | 0 | 0 | 0 | 0 | 0 | 0 | 0 | 0 | 0 | 0 | 225675.1814 | 66672.0556 | 0 | 0 | 0 | 0 | 0 | 0 | 0 | 0 | 0 | 0 | 0 | 0 | 0 | 0 | 0
2016-07-30 19:00 | 0 | 0 | 0 | 0 | 0 | 0 | 759916.9312 | 612872 | 0 | 0 | 0 | 0 | 1010686.7968 | 360994.748 | 0 | 0 | 0 | 0 | 0 | 0 | 0 | 0 | 0 | 0 | 0 | 0 | 0 | 0 | 0 | 0 | 31319.2119 | 115725.7193 | 0 | 0 | 0 | 0 | 0 | 0 | 0 | 0 | 0 | 0 | 0 | 0 | 0 | 0 | 0
2016-07-30 20:00 | 0 | 0 | 0 | 0 | 0 | 0 | 740352.8165 | 620163 | 0 | 0 | 0 | 0 | 1246602.3326 | 245269.0287 | 0 | 0 | 0 | 0 | 0 | 0 | 0 | 0 | 0 | 0 | 0 | 0 | 0 | 0 | 0 | 0 | 235915.5358 | -115725.7193 | 0 | 0 | 0 | 0 | 0 | 0 | 0 | 0 | 0 | 0 | 0 | 0 | 0 | 0 | 0
2016-07-30 21:00 | 0 | 0 | 0 | 0 | 0 | 0 | 709000.5442 | 621612 | 0 | 0 | 0 | 0 | 1218265.1575 | 360994.748 | 0 | 0 | 0 | 0 | 0 | 0 | 0 | 0 | 0 | 0 | 0 | 0 | 0 | 0 | 0 | 0 | -28337.1751 | 115725.7193 | 0 | 0 | 0 | 0 | 0 | 0 | 0 | 0 | 0 | 0 | 0 | 0 | 0 | 0 | 0
2016-07-30 22:00 | 0 | 0 | 0 | 0 | 0 | 0 | 658685.3445 | 615579 | 0 | 0 | 0 | 0 | 1145645.7827 | 476720.4673 | 0 | 0 | 0 | 0 | 0 | 0 | 0 | 0 | 0 | 0 | 0 | 0 | 0 | 0 | 0 | 0 | -72619.3748 | 115725.7193 | 0 | 0 | 0 | 0 | 0 | 0 | 0 | 0 | 0 | 0 | 0 | 0 | 0 | 0 | 0
2016-07-30 23:00 | 0 | 0 | 0 | 0 | 0 | 0 | 566271.8015 | 599767 | 0 | 0 | 0 | 0 | 996424.865 | 592446.1866 | 0 | 0 | 0 | 0 | 0 | 0 | 0 | 0 | 0 | 0 | 0 | 0 | 0 | 0 | 0 | 0 | -149220.9178 | 115725.7193 | 0 | 0 | 0 | 0 | 0 | 0 | 0 | 0 | 0 | 0 | 0 | 0 | 0 | 0 | 0
2016-07-31 | 0 | 0 | 0 | 0 | 0 | 270280.3693 | 417599.2705 | 586029 | 0 | 0 | 0 | 0 | 982549.7854 | 708171.9059 | 0 | 0 | 0 | 0 | 0 | 0 | 0 | 0 | 0 | 0 | 0 | 0 | 0 | 0 | 0 | 0 | -13875.0795 | 115725.7193 | 0 | 0 | 0 | 0 | 0 | 0 | 0 | 0 | 0 | 0 | 0 | 0 | 0 | 0 | 0
2016-07-31 01:00 | 0 | 0 | 0 | 0 | 0 | 483854.9166 | 182723.8898 | 573461 | 0 | 0 | 0 | 0 | 959941.8725 | 823897.6252 | 0 | 0 | 0 | 0 | 0 | 0 | 0 | 0 | 0 | 0 | 0 | 0 | 0 | 0 | 0 | 0 | -22607.9129 | 115725.7193 | 0 | 0 | 0 | 0 | 0 | 0 | 0 | 0 | 0 | 0 | 0 | 0 | 0 | 0 | 0
2016-07-31 02:00 | 0 | 0 | 0 | 0 | 0 | 626850.75 | 11339.0891 | 550364 | 0 | 0 | 0 | 0 | 932041.9923 | 939623.3445 | 0 | 0 | 0 | 0 | 0 | 0 | 0 | 0 | 0 | 0 | 0 | 0 | 0 | 0 | 0 | 0 | -27899.8803 | 115725.7193 | 0 | 0 | 0 | 0 | 0 | 0 | 0 | 0 | 0 | 0 | 0 | 0 | 0 | 0 | 0
2016-07-31 03:00 | 0 | 0 | 0 | 0 | 0 | 618170.5886 | 0 | 522363 | 0 | 0 | 0 | 0 | 912123.8615 | 1055349.0637 | 0 | 0 | 0 | 0 | 0 | 0 | 0 | 0 | 0 | 0 | 0 | 0 | 0 | 0 | 0 | 0 | -19918.1307 | 115725.7193 | 0 | 0 | 0 | 0 | 0 | 0 | 0 | 0 | 0 | 0 | 0 | 0 | 0 | 0 | 0
2016-07-31 04:00 | 0 | 0 | 0 | 0 | 0 | 579200.1659 | 0 | 492477 | 0 | 0 | 0 | 0 | 883121.3081 | 1171074.783 | 0 | 0 | 0 | 0 | 0 | 0 | 0 | 0 | 0 | 0 | 0 | 0 | 0 | 0 | 0 | 0 | -29002.5534 | 115725.7193 | 0 | 0 | 0 | 0 | 0 | 0 | 0 | 0 | 0 | 0 | 0 | 0 | 0 | 0 | 0
2016-07-31 05:00 | 0 | 0 | 0 | 0 | 0 | 542597.0045 | 0 | 465571 | 0 | 0 | 0 | 0 | 844421.5934 | 1286800.5023 | 0 | 0 | 0 | 0 | 0 | 0 | 0 | 0 | 0 | 0 | 0 | 0 | 0 | 0 | 0 | 0 | -38699.7148 | 115725.7193 | 0 | 0 | 0 | 0 | 0 | 0 | 0 | 0 | 0 | 0 | 0 | 0 | 0 | 0 | 0
2016-07-31 06:00 | 0 | 0 | 0 | 0 | 0 | 513089.0364 | 0 | 442492 | 0 | 0 | 0 | 0 | 1030744.3491 | 1171074.783 | 0 | 0 | 0 | 0 | 0 | 0 | 0 | 0 | 0 | 0 | 0 | 0 | 0 | 0 | 0 | 0 | 186322.7557 | -115725.7193 | 0 | 0 | 0 | 0 | 0 | 0 | 0 | 0 | 0 | 0 | 0 | 0 | 0 | 0 | 0
2016-07-31 07:00 | 0 | 0 | 0 | 0 | 0 | 493664.7663 | 0 | 424682 | 0 | 0 | 0 | 0 | 984001.3961 | 1286800.5023 | 0 | 0 | 0 | 0 | 0 | 0 | 0 | 0 | 0 | 0 | 0 | 0 | 0 | 0 | 0 | 0 | -46742.953 | 115725.7193 | 0 | 0 | 0 | 0 | 0 | 0 | 0 | 0 | 0 | 0 | 0 | 0 | 0 | 0 | 0
2016-07-31 08:00 | 0 | 0 | 0 | 0 | 0 | 44506.9658 | 0 | 412231 | 0 | 0 | 0 | 0 | 732003.0812 | 1171074.783 | 0 | 0 | 0 | 0 | 0 | 0 | 0 | 0 | 0 | 0 | 0 | 0 | 0 | 0 | 0 | 0 | -251998.3149 | -115725.7193 | 0 | 0 | 0 | 0 | 0 | 0 | 0 | 0 | 0 | 0 | 0 | 0 | 0 | 0 | 0
2016-07-31 09:00 | 0 | 0 | 0 | 0 | 0 | 456247.6599 | 0 | 405962 | 0 | 0 | 0 | 0 | 898014.4604 | 1055349.0637 | 0 | 0 | 0 | 0 | 0 | 0 | 0 | 0 | 0 | 0 | 0 | 0 | 0 | 0 | 0 | 0 | 166011.3792 | -115725.7193 | 0 | 0 | 0 | 0 | 0 | 0 | 0 | 0 | 0 | 0 | 0 | 0 | 0 | 0 | 0
2016-07-31 10:00 | 0 | 0 | 0 | 0 | 0 | 426426.0708 | 0 | 404106 | 0 | 0 | 0 | 0 | 804608.8119 | 1171074.783 | 0 | 0 | 0 | 0 | 0 | 0 | 0 | 0 | 0 | 0 | 0 | 0 | 0 | 0 | 0 | 0 | -93405.6485 | 115725.7193 | 0 | 0 | 0 | 0 | 0 | 0 | 0 | 0 | 0 | 0 | 0 | 0 | 0 | 0 | 0
2016-07-31 11:00 | 0 | 0 | 0 | 0 | 0 | 380251.3255 | 0 | 406223 | 0 | 0 | 0 | 0 | 894362.8566 | 1055349.0637 | 0 | 0 | 0 | 0 | 0 | 0 | 0 | 0 | 0 | 0 | 0 | 0 | 0 | 0 | 0 | 0 | 89754.0448 | -115725.7193 | 0 | 0 | 0 | 0 | 0 | 0 | 0 | 0 | 0 | 0 | 0 | 0 | 0 | 0 | 0
2016-07-31 12:00 | 0 | 0 | 0 | 0 | 0 | 240688.7883 | 63560.7183 | 424927 | 0 | 0 | 0 | 0 | 657959.644 | 1171074.783 | 0 | 0 | 0 | 0 | 0 | 0 | 0 | 0 | 0 | 0 | 0 | 0 | 0 | 0 | 0 | 0 | -236403.2126 | 115725.7193 | 0 | 0 | 0 | 0 | 0 | 0 | 0 | 0 | 0 | 0 | 0 | 0 | 0 | 0 | 0
2016-07-31 13:00 | 0 | 0 | 0 | 0 | 0 | 210218.1029 | 321595.464 | 454237 | 0 | 0 | 0 | 0 | 619810.4916 | 1286800.5023 | 0 | 0 | 0 | 0 | 0 | 0 | 0 | 0 | 0 | 0 | 0 | 0 | 0 | 0 | 0 | 0 | -38149.1524 | 115725.7193 | 0 | 0 | 0 | 0 | 0 | 0 | 0 | 0 | 0 | 0 | 0 | 0 | 0 | 0 | 0
2016-07-31 14:00 | 0 | 0 | 0 | 0 | 0 | 0 | 565304.5824 | 488251 | 0 | 0 | 0 | 0 | 812589.7934 | 1171074.783 | 0 | 0 | 0 | 0 | 0 | 0 | 0 | 0 | 0 | 0 | 0 | 0 | 0 | 0 | 0 | 0 | 192779.3017 | -115725.7193 | 0 | 0 | 0 | 0 | 0 | 0 | 0 | 0 | 0 | 0 | 0 | 0 | 0 | 0 | 0
2016-07-31 15:00 | 0 | 0 | 0 | 0 | 0 | 0 | 702221.1288 | 521252 | 0 | 0 | 0 | 0 | 1064588.1083 | 1100045.5969 | 0 | 0 | 0 | 0 | 0 | 0 | 0 | 0 | 0 | 0 | 0 | 0 | 0 | 0 | 0 | 0 | 251998.3149 | -71029.1861 | 0 | 0 | 0 | 0 | 0 | 0 | 0 | 0 | 0 | 0 | 0 | 0 | 0 | 0 | 0
2016-07-31 16:00 | 0 | 0 | 0 | 0 | 0 | 0 | 748444.0349 | 552152 | 0 | 0 | 0 | 0 | 1316586.4233 | 1044339.3169 | 0 | 0 | 0 | 0 | 0 | 0 | 0 | 0 | 0 | 0 | 0 | 0 | 0 | 0 | 0 | 0 | 251998.3149 | -55706.28 | 0 | 0 | 0 | 0 | 0 | 0 | 0 | 0 | 0 | 0 | 0 | 0 | 0 | 0 | 0
2016-07-31 17:00 | 0 | 0 | 0 | 0 | 0 | 0 | 757173.5082 | 577859 | 0 | 0 | 0 | 0 | 1568584.7382 | 971655.5101 | 0 | 0 | 0 | 0 | 0 | 0 | 0 | 0 | 0 | 0 | 0 | 0 | 0 | 0 | 0 | 0 | 251998.3149 | -72683.8068 | 0 | 0 | 0 | 0 | 0 | 0 | 0 | 0 | 0 | 0 | 0 | 0 | 0 | 0 | 0
2016-07-31 18:00 | 0 | 0 | 0 | 0 | 0 | 0 | 738157.4451 | 598135 | 0 | 0 | 0 | 0 | 1820583.0532 | 859679.6403 | 0 | 0 | 0 | 0 | 0 | 0 | 0 | 0 | 0 | 0 | 0 | 0 | 0 | 0 | 0 | 0 | 251998.3149 | -111975.8698 | 0 | 0 | 0 | 0 | 0 | 0 | 0 | 0 | 0 | 0 | 0 | 0 | 0 | 0 | 0
2016-07-31 19:00 | 0 | 0 | 0 | 0 | 0 | 0 | 715051.2597 | 611955 | 0 | 0 | 0 | 0 | 1807953.5936 | 975405.3596 | 0 | 0 | 0 | 0 | 0 | 0 | 0 | 0 | 0 | 0 | 0 | 0 | 0 | 0 | 0 | 0 | -12629.4596 | 115725.7193 | 0 | 0 | 0 | 0 | 0 | 0 | 0 | 0 | 0 | 0 | 0 | 0 | 0 | 0 | 0
2016-07-31 20:00 | 0 | 0 | 0 | 0 | 0 | 0 | 690090.4516 | 621525 | 0 | 0 | 0 | 0 | 1992244.7645 | 859679.6403 | 0 | 0 | 0 | 0 | 0 | 0 | 0 | 0 | 0 | 0 | 0 | 0 | 0 | 0 | 0 | 0 | 184291.1709 | -115725.7193 | 0 | 0 | 0 | 0 | 0 | 0 | 0 | 0 | 0 | 0 | 0 | 0 | 0 | 0 | 0
2016-07-31 21:00 | 0 | 0 | 0 | 0 | 0 | 310285.147 | 653610.5413 | 625838 | 0 | 0 | 0 | 0 | 2244243.0795 | 945739.0136 | 0 | 0 | 0 | 0 | 0 | 0 | 0 | 0 | 0 | 0 | 0 | 0 | 0 | 0 | 0 | 0 | 251998.3149 | 86059.3733 | 0 | 0 | 0 | 0 | 0 | 0 | 0 | 0 | 0 | 0 | 0 | 0 | 0 | 0 | 0
2016-07-31 22:00 | 0 | 0 | 0 | 0 | 0 | 0 | 602050.9881 | 622856 | 0 | 0 | 0 | 0 | 2339163.7869 | 830013.2943 | 0 | 0 | 0 | 0 | 0 | 0 | 0 | 0 | 0 | 0 | 0 | 0 | 0 | 0 | 0 | 0 | 94920.7074 | -115725.7193 | 0 | 0 | 0 | 0 | 0 | 0 | 0 | 0 | 0 | 0 | 0 | 0 | 0 | 0 | 0
2016-07-31 23:00 | 0 | 0 | 0 | 0 | 0 | 0 | 518907.9356 | 612704 | 0 | 0 | 0 | 0 | 2129642.0032 | 945739.0136 | 0 | 0 | 0 | 0 | 0 | 0 | 0 | 0 | 0 | 0 | 0 | 0 | 0 | 0 | 0 | 0 | -209521.7836 | 115725.7193 | 0 | 0 | 0 | 0 | 0 | 0 | 0 | 0 | 0 | 0 | 0 | 0 | 0 | 0 | 0
2016-08-01 | 0 | 0 | 0 | 0 | 0 | 0 | 380382.0844 | 600594 | 0 | 0 | 0 | 0 | 1877643.6883 | 977525.4129 | 0 | 0 | 0 | 0 | 0 | 0 | 0 | 0 | 0 | 0 | 0 | 0 | 0 | 0 | 0 | 0 | -251998.3149 | 31786.3993 | 0 | 0 | 0 | 0 | 0 | 0 | 0 | 0 | 0 | 0 | 0 | 0 | 0 | 0 | 0
2016-08-01 01:00 | 0 | 0 | 0 | 0 | 0 | 655681.8203 | 177401.1145 | 586283 | 0 | 0 | 0 | 0 | 2129642.0032 | 972327.0328 | 0 | 0 | 0 | 0 | 0 | 0 | 0 | 0 | 0 | 0 | 0 | 0 | 0 | 0 | 0 | 0 | 251998.3149 | -5198.3802 | 0 | 0 | 0 | 0 | 0 | 0 | 0 | 0 | 0 | 0 | 0 | 0 | 0 | 0 | 0
2016-08-01 02:00 | 0 | 0 | 0 | 0 | 0 | 184934.0518 | 9624.914 | 562283 | 0 | 0 | 0 | 0 | 1877643.6883 | 856601.3135 | 0 | 0 | 0 | 0 | 0 | 0 | 0 | 0 | 0 | 0 | 0 | 0 | 0 | 0 | 0 | 0 | -251998.3149 | -115725.7193 | 0 | 0 | 0 | 0 | 0 | 0 | 0 | 0 | 0 | 0 | 0 | 0 | 0 | 0 | 0
2016-08-01 03:00 | 0 | 0 | 0 | 0 | 0 | 686177.3229 | 0 | 529962 | 0 | 0 | 0 | 0 | 1918133.2919 | 972327.0328 | 0 | 0 | 0 | 0 | 0 | 0 | 0 | 0 | 0 | 0 | 0 | 0 | 0 | 0 | 0 | 0 | 40489.6036 | 115725.7193 | 0 | 0 | 0 | 0 | 0 | 0 | 0 | 0 | 0 | 0 | 0 | 0 | 0 | 0 | 0
2016-08-01 04:00 | 0 | 0 | 0 | 0 | 0 | 360720.4044 | 0 | 496993 | 0 | 0 | 0 | 0 | 1666134.9769 | 1088052.7521 | 0 | 0 | 0 | 0 | 0 | 0 | 0 | 0 | 0 | 0 | 0 | 0 | 0 | 0 | 0 | 0 | -251998.3149 | 115725.7193 | 0 | 0 | 0 | 0 | 0 | 0 | 0 | 0 | 0 | 0 | 0 | 0 | 0 | 0 | 0
2016-08-01 05:00 | 0 | 0 | 0 | 0 | 0 | 574865.2001 | 0 | 468458 | 0 | 0 | 0 | 0 | 1888267.8963 | 972327.0328 | 0 | 0 | 0 | 0 | 0 | 0 | 0 | 0 | 0 | 0 | 0 | 0 | 0 | 0 | 0 | 0 | 222132.9194 | -115725.7193 | 0 | 0 | 0 | 0 | 0 | 0 | 0 | 0 | 0 | 0 | 0 | 0 | 0 | 0 | 0
2016-08-01 06:00 | 0 | 0 | 0 | 0 | 0 | 309891.4044 | 0 | 446164 | 0 | 0 | 0 | 0 | 1636269.5813 | 1088052.7521 | 0 | 0 | 0 | 0 | 0 | 0 | 0 | 0 | 0 | 0 | 0 | 0 | 0 | 0 | 0 | 0 | -251998.3149 | 115725.7193 | 0 | 0 | 0 | 0 | 0 | 0 | 0 | 0 | 0 | 0 | 0 | 0 | 0 | 0 | 0
2016-08-01 07:00 | 0 | 0 | 0 | 0 | 0 | 293930.4044 | 0 | 430203 | 0 | 0 | 0 | 0 | 1384271.2664 | 1203778.4714 | 0 | 0 | 0 | 0 | 0 | 0 | 0 | 0 | 0 | 0 | 0 | 0 | 0 | 0 | 0 | 0 | -251998.3149 | 115725.7193 | 0 | 0 | 0 | 0 | 0 | 0 | 0 | 0 | 0 | 0 | 0 | 0 | 0 | 0 | 0
2016-08-01 08:00 | 0 | 0 | 0 | 0 | 0 | 407109.6766 | 0 | 423452 | 0 | 0 | 0 | 0 | 1252203.2237 | 1319504.1907 | 0 | 0 | 0 | 0 | 0 | 0 | 0 | 0 | 0 | 0 | 0 | 0 | 0 | 0 | 0 | 0 | -132068.0427 | 115725.7193 | 0 | 0 | 0 | 0 | 0 | 0 | 0 | 0 | 0 | 0 | 0 | 0 | 0 | 0 | 0
2016-08-01 09:00 | 0 | 0 | 0 | 0 | 0 | 428580.2428 | 0 | 426831 | 0 | 0 | 0 | 0 | 1369678.1858 | 1203778.4714 | 0 | 0 | 0 | 0 | 0 | 0 | 0 | 0 | 0 | 0 | 0 | 0 | 0 | 0 | 0 | 0 | 117474.9621 | -115725.7193 | 0 | 0 | 0 | 0 | 0 | 0 | 0 | 0 | 0 | 0 | 0 | 0 | 0 | 0 | 0
2016-08-01 10:00 | 0 | 0 | 0 | 0 | 0 | 405711.9344 | 0 | 441975 | 0 | 0 | 0 | 0 | 1217689.4009 | 1319504.1907 | 0 | 0 | 0 | 0 | 0 | 0 | 0 | 0 | 0 | 0 | 0 | 0 | 0 | 0 | 0 | 0 | -151988.7849 | 115725.7193 | 0 | 0 | 0 | 0 | 0 | 0 | 0 | 0 | 0 | 0 | 0 | 0 | 0 | 0 | 0
2016-08-01 11:00 | 0 | 0 | 0 | 0 | 0 | 368782.8591 | 0 | 460070 | 0 | 0 | 0 | 0 | 1242127.9793 | 1203778.4714 | 0 | 0 | 0 | 0 | 0 | 0 | 0 | 0 | 0 | 0 | 0 | 0 | 0 | 0 | 0 | 0 | 24438.5784 | -115725.7193 | 0 | 0 | 0 | 0 | 0 | 0 | 0 | 0 | 0 | 0 | 0 | 0 | 0 | 0 | 0
2016-08-01 12:00 | 0 | 0 | 0 | 0 | 0 | 262046.3991 | 54809.4001 | 483963 | 0 | 0 | 0 | 0 | 990129.6643 | 1288669.5855 | 0 | 0 | 0 | 0 | 0 | 0 | 0 | 0 | 0 | 0 | 0 | 0 | 0 | 0 | 0 | 0 | -251998.3149 | 84891.1142 | 0 | 0 | 0 | 0 | 0 | 0 | 0 | 0 | 0 | 0 | 0 | 0 | 0 | 0 | 0
2016-08-01 13:00 | 0 | 0 | 0 | 0 | 0 | 269174.2613 | 318759.7746 | 514411 | 0 | 0 | 0 | 0 | 947926.9809 | 1404395.3048 | 0 | 0 | 0 | 0 | 0 | 0 | 0 | 0 | 0 | 0 | 0 | 0 | 0 | 0 | 0 | 0 | -42202.6834 | 115725.7193 | 0 | 0 | 0 | 0 | 0 | 0 | 0 | 0 | 0 | 0 | 0 | 0 | 0 | 0 | 0
2016-08-01 14:00 | 0 | 0 | 0 | 0 | 0 | 0 | 565261.0569 | 548025 | 0 | 0 | 0 | 0 | 1080888.7571 | 1288669.5855 | 0 | 0 | 0 | 0 | 0 | 0 | 0 | 0 | 0 | 0 | 0 | 0 | 0 | 0 | 0 | 0 | 132961.7762 | -115725.7193 | 0 | 0 | 0 | 0 | 0 | 0 | 0 | 0 | 0 | 0 | 0 | 0 | 0 | 0 | 0
2016-08-01 15:00 | 0 | 0 | 0 | 0 | 0 | 0 | 687849.7157 | 581008 | 0 | 0 | 0 | 0 | 1303456.1921 | 1172943.8662 | 0 | 0 | 0 | 0 | 0 | 0 | 0 | 0 | 0 | 0 | 0 | 0 | 0 | 0 | 0 | 0 | 222567.435 | -115725.7193 | 0 | 0 | 0 | 0 | 0 | 0 | 0 | 0 | 0 | 0 | 0 | 0 | 0 | 0 | 0
2016-08-01 16:00 | 0 | 0 | 0 | 0 | 0 | 0 | 744787.5878 | 609100 | 0 | 0 | 0 | 0 | 1554869.4992 | 1057218.1469 | 0 | 0 | 0 | 0 | 0 | 0 | 0 | 0 | 0 | 0 | 0 | 0 | 0 | 0 | 0 | 0 | 251413.3071 | -115725.7193 | 0 | 0 | 0 | 0 | 0 | 0 | 0 | 0 | 0 | 0 | 0 | 0 | 0 | 0 | 0
2016-08-01 17:00 | 0 | 0 | 0 | 0 | 0 | 0 | 760588.9129 | 633495 | 0 | 0 | 0 | 0 | 1797689.1314 | 941492.4276 | 0 | 0 | 0 | 0 | 0 | 0 | 0 | 0 | 0 | 0 | 0 | 0 | 0 | 0 | 0 | 0 | 242819.6322 | -115725.7193 | 0 | 0 | 0 | 0 | 0 | 0 | 0 | 0 | 0 | 0 | 0 | 0 | 0 | 0 | 0
2016-08-01 18:00 | 0 | 0 | 0 | 0 | 0 | 0 | 752640.1361 | 652822 | 0 | 0 | 0 | 0 | 1781781.5482 | 1057218.1469 | 0 | 0 | 0 | 0 | 0 | 0 | 0 | 0 | 0 | 0 | 0 | 0 | 0 | 0 | 0 | 0 | -15907.5832 | 115725.7193 | 0 | 0 | 0 | 0 | 0 | 0 | 0 | 0 | 0 | 0 | 0 | 0 | 0 | 0 | 0
2016-08-01 19:00 | 0 | 0 | 0 | 0 | 0 | 0 | 733329.5231 | 666006 | 0 | 0 | 0 | 0 | 1964830.7906 | 941492.4276 | 0 | 0 | 0 | 0 | 0 | 0 | 0 | 0 | 0 | 0 | 0 | 0 | 0 | 0 | 0 | 0 | 183049.2424 | -115725.7193 | 0 | 0 | 0 | 0 | 0 | 0 | 0 | 0 | 0 | 0 | 0 | 0 | 0 | 0 | 0
2016-08-01 20:00 | 0 | 0 | 0 | 0 | 0 | 0 | 710435.025 | 674610 | 0 | 0 | 0 | 0 | 2116381.5349 | 825766.7083 | 0 | 0 | 0 | 0 | 0 | 0 | 0 | 0 | 0 | 0 | 0 | 0 | 0 | 0 | 0 | 0 | 151550.7443 | -115725.7193 | 0 | 0 | 0 | 0 | 0 | 0 | 0 | 0 | 0 | 0 | 0 | 0 | 0 | 0 | 0
2016-08-01 21:00 | 0 | 0 | 0 | 0 | 0 | 291240.2076 | 673955.7245 | 677045 | 0 | 0 | 0 | 0 | 2368379.8498 | 861919.3255 | 0 | 0 | 0 | 0 | 0 | 0 | 0 | 0 | 0 | 0 | 0 | 0 | 0 | 0 | 0 | 0 | 251998.3149 | 36152.6171 | 0 | 0 | 0 | 0 | 0 | 0 | 0 | 0 | 0 | 0 | 0 | 0 | 0 | 0 | 0
2016-08-01 22:00 | 0 | 0 | 0 | 0 | 0 | 0 | 621100.0969 | 670787 | 0 | 0 | 0 | 0 | 2202967.2274 | 977645.0448 | 0 | 0 | 0 | 0 | 0 | 0 | 0 | 0 | 0 | 0 | 0 | 0 | 0 | 0 | 0 | 0 | -165412.6224 | 115725.7193 | 0 | 0 | 0 | 0 | 0 | 0 | 0 | 0 | 0 | 0 | 0 | 0 | 0 | 0 | 0
2016-08-01 23:00 | 0 | 0 | 0 | 0 | 0 | 0 | 528414.3204 | 657844 | 0 | 0 | 0 | 0 | 2189263.2671 | 861919.3255 | 0 | 0 | 0 | 0 | 0 | 0 | 0 | 0 | 0 | 0 | 0 | 0 | 0 | 0 | 0 | 0 | -13703.9603 | -115725.7193 | 0 | 0 | 0 | 0 | 0 | 0 | 0 | 0 | 0 | 0 | 0 | 0 | 0 | 0 | 0
2016-08-02 | 0 | 0 | 0 | 0 | 0 | 336945.2686 | 382570.8196 | 641335 | 0 | 0 | 0 | 0 | 2151718.636 | 977645.0448 | 0 | 0 | 0 | 0 | 0 | 0 | 0 | 0 | 0 | 0 | 0 | 0 | 0 | 0 | 0 | 0 | -37544.6311 | 115725.7193 | 0 | 0 | 0 | 0 | 0 | 0 | 0 | 0 | 0 | 0 | 0 | 0 | 0 | 0 | 0
2016-08-02 01:00 | 0 | 0 | 0 | 0 | 0 | 476132.8503 | 179812.9442 | 622717 | 0 | 0 | 0 | 0 | 2300673.1497 | 861919.3255 | 0 | 0 | 0 | 0 | 0 | 0 | 0 | 0 | 0 | 0 | 0 | 0 | 0 | 0 | 0 | 0 | 148954.5137 | -115725.7193 | 0 | 0 | 0 | 0 | 0 | 0 | 0 | 0 | 0 | 0 | 0 | 0 | 0 | 0 | 0
2016-08-02 02:00 | 0 | 0 | 0 | 0 | 0 | 216606.8793 | 8426.0865 | 592757 | 0 | 0 | 0 | 0 | 2048674.8348 | 746193.6062 | 0 | 0 | 0 | 0 | 0 | 0 | 0 | 0 | 0 | 0 | 0 | 0 | 0 | 0 | 0 | 0 | -251998.3149 | -115725.7193 | 0 | 0 | 0 | 0 | 0 | 0 | 0 | 0 | 0 | 0 | 0 | 0 | 0 | 0 | 0
2016-08-02 03:00 | 0 | 0 | 0 | 0 | 0 | 534794.9257 | 0 | 554537 | 0 | 0 | 0 | 0 | 1913207.0412 | 861919.3255 | 0 | 0 | 0 | 0 | 0 | 0 | 0 | 0 | 0 | 0 | 0 | 0 | 0 | 0 | 0 | 0 | -135467.7936 | 115725.7193 | 0 | 0 | 0 | 0 | 0 | 0 | 0 | 0 | 0 | 0 | 0 | 0 | 0 | 0 | 0
2016-08-02 04:00 | 0 | 0 | 0 | 0 | 0 | 380419.4044 | 0 | 516692 | 0 | 0 | 0 | 0 | 1661208.7263 | 977645.0448 | 0 | 0 | 0 | 0 | 0 | 0 | 0 | 0 | 0 | 0 | 0 | 0 | 0 | 0 | 0 | 0 | -251998.3149 | 115725.7193 | 0 | 0 | 0 | 0 | 0 | 0 | 0 | 0 | 0 | 0 | 0 | 0 | 0 | 0 | 0
2016-08-02 05:00 | 0 | 0 | 0 | 0 | 0 | 454862.722 | 0 | 485217 | 0 | 0 | 0 | 0 | 1746580.1676 | 861919.3255 | 0 | 0 | 0 | 0 | 0 | 0 | 0 | 0 | 0 | 0 | 0 | 0 | 0 | 0 | 0 | 0 | 85371.4413 | -115725.7193 | 0 | 0 | 0 | 0 | 0 | 0 | 0 | 0 | 0 | 0 | 0 | 0 | 0 | 0 | 0
2016-08-02 06:00 | 0 | 0 | 0 | 0 | 0 | 421293.7961 | 0 | 459636 | 0 | 0 | 0 | 0 | 1592512.2444 | 977645.0448 | 0 | 0 | 0 | 0 | 0 | 0 | 0 | 0 | 0 | 0 | 0 | 0 | 0 | 0 | 0 | 0 | -154067.9232 | 115725.7193 | 0 | 0 | 0 | 0 | 0 | 0 | 0 | 0 | 0 | 0 | 0 | 0 | 0 | 0 | 0
2016-08-02 07:00 | 0 | 0 | 0 | 0 | 0 | 404641.5968 | 0 | 441125 | 0 | 0 | 0 | 0 | 1671754.5604 | 861919.3255 | 0 | 0 | 0 | 0 | 0 | 0 | 0 | 0 | 0 | 0 | 0 | 0 | 0 | 0 | 0 | 0 | 79242.3161 | -115725.7193 | 0 | 0 | 0 | 0 | 0 | 0 | 0 | 0 | 0 | 0 | 0 | 0 | 0 | 0 | 0
2016-08-02 08:00 | 0 | 0 | 0 | 0 | 0 | 394454.3933 | 0 | 432409 | 0 | 0 | 0 | 0 | 1518074.2344 | 977645.0448 | 0 | 0 | 0 | 0 | 0 | 0 | 0 | 0 | 0 | 0 | 0 | 0 | 0 | 0 | 0 | 0 | -153680.326 | 115725.7193 | 0 | 0 | 0 | 0 | 0 | 0 | 0 | 0 | 0 | 0 | 0 | 0 | 0 | 0 | 0
2016-08-02 09:00 | 0 | 0 | 0 | 0 | 0 | 299717.4044 | 0 | 435990 | 0 | 0 | 0 | 0 | 1266075.9195 | 1093370.7641 | 0 | 0 | 0 | 0 | 0 | 0 | 0 | 0 | 0 | 0 | 0 | 0 | 0 | 0 | 0 | 0 | -251998.3149 | 115725.7193 | 0 | 0 | 0 | 0 | 0 | 0 | 0 | 0 | 0 | 0 | 0 | 0 | 0 | 0 | 0
2016-08-02 10:00 | 0 | 0 | 0 | 0 | 0 | 316789.9205 | 0 | 451272 | 0 | 0 | 0 | 0 | 1247319.5592 | 977645.0448 | 0 | 0 | 0 | 0 | 0 | 0 | 0 | 0 | 0 | 0 | 0 | 0 | 0 | 0 | 0 | 0 | -18756.3602 | -115725.7193 | 0 | 0 | 0 | 0 | 0 | 0 | 0 | 0 | 0 | 0 | 0 | 0 | 0 | 0 | 0
2016-08-02 11:00 | 0 | 0 | 0 | 0 | 0 | 270388.101 | 0 | 468913 | 0 | 0 | 0 | 0 | 1164520.3795 | 861919.3255 | 0 | 0 | 0 | 0 | 0 | 0 | 0 | 0 | 0 | 0 | 0 | 0 | 0 | 0 | 0 | 0 | -82799.1797 | -115725.7193 | 0 | 0 | 0 | 0 | 0 | 0 | 0 | 0 | 0 | 0 | 0 | 0 | 0 | 0 | 0
2016-08-02 12:00 | 0 | 0 | 0 | 0 | 0 | 155882.1342 | 50555.4961 | 489949 | 0 | 0 | 0 | 0 | 996734.7291 | 746193.6062 | 0 | 0 | 0 | 0 | 0 | 0 | 0 | 0 | 0 | 0 | 0 | 0 | 0 | 0 | 0 | 0 | -167785.6504 | -115725.7193 | 0 | 0 | 0 | 0 | 0 | 0 | 0 | 0 | 0 | 0 | 0 | 0 | 0 | 0 | 0
2016-08-02 13:00 | 0 | 0 | 0 | 0 | 0 | 0 | 335351.1527 | 517096 | 0 | 0 | 0 | 0 | 744736.4141 | 816447.0738 | 0 | 0 | 0 | 0 | 0 | 0 | 0 | 0 | 0 | 0 | 0 | 0 | 0 | 0 | 0 | 0 | -251998.3149 | 70253.4676 | 0 | 0 | 0 | 0 | 0 | 0 | 0 | 0 | 0 | 0 | 0 | 0 | 0 | 0 | 0
2016-08-02 14:00 | 0 | 0 | 0 | 0 | 0 | 0 | 578757.9636 | 549361 | 0 | 0 | 0 | 0 | 658407.6585 | 932172.7931 | 0 | 0 | 0 | 0 | 0 | 0 | 0 | 0 | 0 | 0 | 0 | 0 | 0 | 0 | 0 | 0 | -86328.7557 | 115725.7193 | 0 | 0 | 0 | 0 | 0 | 0 | 0 | 0 | 0 | 0 | 0 | 0 | 0 | 0 | 0
2016-08-02 15:00 | 0 | 0 | 0 | 0 | 0 | 0 | 703832.2319 | 581580 | 0 | 0 | 0 | 0 | 664934.171 | 1047898.5124 | 0 | 0 | 0 | 0 | 0 | 0 | 0 | 0 | 0 | 0 | 0 | 0 | 0 | 0 | 0 | 0 | 6526.5126 | 115725.7193 | 0 | 0 | 0 | 0 | 0 | 0 | 0 | 0 | 0 | 0 | 0 | 0 | 0 | 0 | 0
2016-08-02 16:00 | 0 | 0 | 0 | 0 | 0 | 0 | 749741.4873 | 609773 | 0 | 0 | 0 | 0 | 916932.486 | 935868.6848 | 0 | 0 | 0 | 0 | 0 | 0 | 0 | 0 | 0 | 0 | 0 | 0 | 0 | 0 | 0 | 0 | 251998.3149 | -112029.8276 | 0 | 0 | 0 | 0 | 0 | 0 | 0 | 0 | 0 | 0 | 0 | 0 | 0 | 0 | 0
2016-08-02 17:00 | 0 | 0 | 0 | 0 | 0 | 0 | 752551.071 | 634098 | 0 | 0 | 0 | 0 | 919659.8377 | 1051594.4041 | 0 | 0 | 0 | 0 | 0 | 0 | 0 | 0 | 0 | 0 | 0 | 0 | 0 | 0 | 0 | 0 | 2727.3518 | 115725.7193 | 0 | 0 | 0 | 0 | 0 | 0 | 0 | 0 | 0 | 0 | 0 | 0 | 0 | 0 | 0
2016-08-02 18:00 | 0 | 0 | 0 | 0 | 0 | 0 | 734088.8262 | 653280 | 0 | 0 | 0 | 0 | 884742.9446 | 1167320.1234 | 0 | 0 | 0 | 0 | 0 | 0 | 0 | 0 | 0 | 0 | 0 | 0 | 0 | 0 | 0 | 0 | -34916.8931 | 115725.7193 | 0 | 0 | 0 | 0 | 0 | 0 | 0 | 0 | 0 | 0 | 0 | 0 | 0 | 0 | 0
2016-08-02 19:00 | 0 | 0 | 0 | 0 | 0 | 0 | 703811.6034 | 663366 | 0 | 0 | 0 | 0 | 1040914.2673 | 1051594.4041 | 0 | 0 | 0 | 0 | 0 | 0 | 0 | 0 | 0 | 0 | 0 | 0 | 0 | 0 | 0 | 0 | 156171.3227 | -115725.7193 | 0 | 0 | 0 | 0 | 0 | 0 | 0 | 0 | 0 | 0 | 0 | 0 | 0 | 0 | 0
2016-08-02 20:00 | 0 | 0 | 0 | 0 | 0 | 0 | 670446.6 | 670381 | 0 | 0 | 0 | 0 | 1156705.5866 | 935868.6848 | 0 | 0 | 0 | 0 | 0 | 0 | 0 | 0 | 0 | 0 | 0 | 0 | 0 | 0 | 0 | 0 | 115791.3193 | -115725.7193 | 0 | 0 | 0 | 0 | 0 | 0 | 0 | 0 | 0 | 0 | 0 | 0 | 0 | 0 | 0
2016-08-02 21:00 | 0 | 0 | 0 | 0 | 0 | 0 | 629538.4246 | 672154 | 0 | 0 | 0 | 0 | 998364.2919 | 1051594.4041 | 0 | 0 | 0 | 0 | 0 | 0 | 0 | 0 | 0 | 0 | 0 | 0 | 0 | 0 | 0 | 0 | -158341.2947 | 115725.7193 | 0 | 0 | 0 | 0 | 0 | 0 | 0 | 0 | 0 | 0 | 0 | 0 | 0 | 0 | 0
2016-08-02 22:00 | 0 | 0 | 0 | 0 | 0 | 0 | 575780.5817 | 666562 | 0 | 0 | 0 | 0 | 1023308.5929 | 935868.6848 | 0 | 0 | 0 | 0 | 0 | 0 | 0 | 0 | 0 | 0 | 0 | 0 | 0 | 0 | 0 | 0 | 24944.301 | -115725.7193 | 0 | 0 | 0 | 0 | 0 | 0 | 0 | 0 | 0 | 0 | 0 | 0 | 0 | 0 | 0
2016-08-02 23:00 | 0 | 0 | 0 | 0 | 0 | 0 | 497819.968 | 652378 | 0 | 0 | 0 | 0 | 984476.2803 | 820142.9655 | 0 | 0 | 0 | 0 | 0 | 0 | 0 | 0 | 0 | 0 | 0 | 0 | 0 | 0 | 0 | 0 | -38832.3127 | -115725.7193 | 0 | 0 | 0 | 0 | 0 | 0 | 0 | 0 | 0 | 0 | 0 | 0 | 0 | 0 | 0
2016-08-03 | 0 | 0 | 0 | 0 | 0 | 193662.095 | 370206.4864 | 635814 | 0 | 0 | 0 | 0 | 796805.1424 | 935868.6848 | 0 | 0 | 0 | 0 | 0 | 0 | 0 | 0 | 0 | 0 | 0 | 0 | 0 | 0 | 0 | 0 | -187671.1379 | 115725.7193 | 0 | 0 | 0 | 0 | 0 | 0 | 0 | 0 | 0 | 0 | 0 | 0 | 0 | 0 | 0
2016-08-03 01:00 | 0 | 0 | 0 | 0 | 0 | 343939.838 | 182844.2874 | 617329 | 0 | 0 | 0 | 0 | 821985.9871 | 820142.9655 | 0 | 0 | 0 | 0 | 0 | 0 | 0 | 0 | 0 | 0 | 0 | 0 | 0 | 0 | 0 | 0 | 25180.8447 | -115725.7193 | 0 | 0 | 0 | 0 | 0 | 0 | 0 | 0 | 0 | 0 | 0 | 0 | 0 | 0 | 0
2016-08-03 02:00 | 0 | 0 | 0 | 0 | 0 | 211437.6478 | 8372.318 | 587534 | 0 | 0 | 0 | 0 | 569987.6721 | 704417.2462 | 0 | 0 | 0 | 0 | 0 | 0 | 0 | 0 | 0 | 0 | 0 | 0 | 0 | 0 | 0 | 0 | -251998.3149 | -115725.7193 | 0 | 0 | 0 | 0 | 0 | 0 | 0 | 0 | 0 | 0 | 0 | 0 | 0 | 0 | 0
2016-08-03 03:00 | 0 | 0 | 0 | 0 | 0 | 452503.1681 | 0 | 548730 | 0 | 0 | 0 | 0 | 358035.1209 | 820142.9655 | 0 | 0 | 0 | 0 | 0 | 0 | 0 | 0 | 0 | 0 | 0 | 0 | 0 | 0 | 0 | 0 | -211952.5512 | 115725.7193 | 0 | 0 | 0 | 0 | 0 | 0 | 0 | 0 | 0 | 0 | 0 | 0 | 0 | 0 | 0
2016-08-03 04:00 | 0 | 0 | 0 | 0 | 0 | 438519.7868 | 0 | 512360 | 0 | 0 | 0 | 0 | 399920.627 | 704417.2462 | 0 | 0 | 0 | 0 | 0 | 0 | 0 | 0 | 0 | 0 | 0 | 0 | 0 | 0 | 0 | 0 | 41885.5061 | -115725.7193 | 0 | 0 | 0 | 0 | 0 | 0 | 0 | 0 | 0 | 0 | 0 | 0 | 0 | 0 | 0
2016-08-03 05:00 | 0 | 0 | 0 | 0 | 0 | 420614.004 | 0 | 481561 | 0 | 0 | 0 | 0 | 454699.3504 | 588691.5269 | 0 | 0 | 0 | 0 | 0 | 0 | 0 | 0 | 0 | 0 | 0 | 0 | 0 | 0 | 0 | 0 | 54778.7233 | -115725.7193 | 0 | 0 | 0 | 0 | 0 | 0 | 0 | 0 | 0 | 0 | 0 | 0 | 0 | 0 | 0
2016-08-03 06:00 | 0 | 0 | 0 | 0 | 0 | 88586.9658 | 0 | 456311 | 0 | 0 | 0 | 0 | 202701.0354 | 472965.8076 | 0 | 0 | 0 | 0 | 0 | 0 | 0 | 0 | 0 | 0 | 0 | 0 | 0 | 0 | 0 | 0 | -251998.3149 | -115725.7193 | 0 | 0 | 0 | 0 | 0 | 0 | 0 | 0 | 0 | 0 | 0 | 0 | 0 | 0 | 0
2016-08-03 07:00 | 0 | 0 | 0 | 0 | 0 | 389611.1637 | 0 | 438423 | 0 | 0 | 0 | 0 | 38163.4798 | 588691.5269 | 0 | 0 | 0 | 0 | 0 | 0 | 0 | 0 | 0 | 0 | 0 | 0 | 0 | 0 | 0 | 0 | -164537.5556 | 115725.7193 | 0 | 0 | 0 | 0 | 0 | 0 | 0 | 0 | 0 | 0 | 0 | 0 | 0 | 0 | 0
2016-08-03 08:00 | 0 | 0 | 0 | 0 | 0 | 371650.5237 | 0 | 429382 | 0 | 0 | 0 | 0 | 96157.7228 | 472965.8076 | 0 | 0 | 0 | 0 | 0 | 0 | 0 | 0 | 0 | 0 | 0 | 0 | 0 | 0 | 0 | 0 | 57994.243 | -115725.7193 | 0 | 0 | 0 | 0 | 0 | 0 | 0 | 0 | 0 | 0 | 0 | 0 | 0 | 0 | 0
2016-08-03 09:00 | 0 | 0 | 0 | 0 | 0 | 349897.9475 | 0 | 432012 | 0 | 0 | 0 | 0 | 129769.3896 | 357240.0883 | 0 | 0 | 0 | 0 | 0 | 0 | 0 | 0 | 0 | 0 | 0 | 0 | 0 | 0 | 0 | 0 | 33611.6668 | -115725.7193 | 0 | 0 | 0 | 0 | 0 | 0 | 0 | 0 | 0 | 0 | 0 | 0 | 0 | 0 | 0
2016-08-03 10:00 | 0 | 0 | 0 | 0 | 0 | 333266.873 | 0 | 446890 | 0 | 0 | 0 | 0 | 131871.9818 | 241514.369 | 0 | 0 | 0 | 0 | 0 | 0 | 0 | 0 | 0 | 0 | 0 | 0 | 0 | 0 | 0 | 0 | 2102.5923 | -115725.7193 | 0 | 0 | 0 | 0 | 0 | 0 | 0 | 0 | 0 | 0 | 0 | 0 | 0 | 0 | 0
2016-08-03 11:00 | 0 | 0 | 0 | 0 | 0 | 322024.6701 | 0 | 465284 | 0 | 0 | 0 | 0 | 104338.3712 | 125788.6497 | 0 | 0 | 0 | 0 | 0 | 0 | 0 | 0 | 0 | 0 | 0 | 0 | 0 | 0 | 0 | 0 | -27533.6106 | -115725.7193 | 0 | 0 | 0 | 0 | 0 | 0 | 0 | 0 | 0 | 0 | 0 | 0 | 0 | 0 | 0
2016-08-03 12:00 | 0 | 0 | 0 | 0 | 0 | 225719.3691 | 41175.5404 | 486959 | 0 | 0 | 0 | 0 | 0 | 10062.9304 | 0 | 0 | 0 | 0 | 0 | 0 | 0 | 0 | 0 | 0 | 0 | 0 | 0 | 0 | 0 | 0 | -104338.3712 | -115725.7193 | 0 | 0 | 0 | 0 | 0 | 0 | 0 | 0 | 0 | 0 | 0 | 0 | 0 | 0 | 0
2016-08-03 13:00 | 0 | 0 | 0 | 0 | 0 | 213975.5753 | 290528.4943 | 514567 | 0 | 0 | 0 | 0 | 0 | 0 | 0 | 0 | 0 | 0 | 0 | 0 | 0 | 0 | 0 | 0 | 0 | 0 | 0 | 0 | 0 | 0 | 0 | -10062.9304 | 0 | 0 | 0 | 0 | 0 | 0 | 0 | 0 | 0 | 0 | 0 | 0 | 0 | 0 | 0
2016-08-03 14:00 | 0 | 0 | 0 | 0 | 0 | 266715.1364 | 514092.1145 | 547136 | 0 | 0 | 0 | 0 | 233671.2508 | 0 | 0 | 0 | 0 | 0 | 0 | 0 | 0 | 0 | 0 | 0 | 0 | 0 | 0 | 0 | 0 | 0 | 233671.2508 | 0 | 0 | 0 | 0 | 0 | 0 | 0 | 0 | 0 | 0 | 0 | 0 | 0 | 0 | 0 | 0
2016-08-03 15:00 | 0 | 0 | 0 | 0 | 0 | 291850.8124 | 656307.2218 | 580434 | 0 | 0 | 0 | 0 | 485669.5658 | 115725.7193 | 0 | 0 | 0 | 0 | 0 | 0 | 0 | 0 | 0 | 0 | 0 | 0 | 0 | 0 | 0 | 0 | 251998.3149 | 115725.7193 | 0 | 0 | 0 | 0 | 0 | 0 | 0 | 0 | 0 | 0 | 0 | 0 | 0 | 0 | 0
2016-08-03 16:00 | 0 | 0 | 0 | 0 | 0 | 0 | 721833.4153 | 610440 | 0 | 0 | 0 | 0 | 481337.2618 | 231451.4386 | 0 | 0 | 0 | 0 | 0 | 0 | 0 | 0 | 0 | 0 | 0 | 0 | 0 | 0 | 0 | 0 | -4332.304 | 115725.7193 | 0 | 0 | 0 | 0 | 0 | 0 | 0 | 0 | 0 | 0 | 0 | 0 | 0 | 0 | 0
2016-08-03 17:00 | 0 | 0 | 0 | 0 | 0 | 273480.884 | 730267.1502 | 636024 | 0 | 0 | 0 | 0 | 733335.5768 | 347177.1579 | 0 | 0 | 0 | 0 | 0 | 0 | 0 | 0 | 0 | 0 | 0 | 0 | 0 | 0 | 0 | 0 | 251998.3149 | 115725.7193 | 0 | 0 | 0 | 0 | 0 | 0 | 0 | 0 | 0 | 0 | 0 | 0 | 0 | 0 | 0
2016-08-03 18:00 | 0 | 0 | 0 | 0 | 0 | 307860.962 | 716283.0722 | 656420 | 0 | 0 | 0 | 0 | 985333.8917 | 462902.8772 | 0 | 0 | 0 | 0 | 0 | 0 | 0 | 0 | 0 | 0 | 0 | 0 | 0 | 0 | 0 | 0 | 251998.3149 | 115725.7193 | 0 | 0 | 0 | 0 | 0 | 0 | 0 | 0 | 0 | 0 | 0 | 0 | 0 | 0 | 0
2016-08-03 19:00 | 0 | 0 | 0 | 0 | 0 | 0 | 691672.297 | 671477 | 0 | 0 | 0 | 0 | 1121254.908 | 347177.1579 | 0 | 0 | 0 | 0 | 0 | 0 | 0 | 0 | 0 | 0 | 0 | 0 | 0 | 0 | 0 | 0 | 135921.0163 | -115725.7193 | 0 | 0 | 0 | 0 | 0 | 0 | 0 | 0 | 0 | 0 | 0 | 0 | 0 | 0 | 0
2016-08-03 20:00 | 0 | 0 | 0 | 0 | 0 | 386347.4566 | 662412.5777 | 681036 | 0 | 0 | 0 | 0 | 1373253.223 | 462902.8772 | 0 | 0 | 0 | 0 | 0 | 0 | 0 | 0 | 0 | 0 | 0 | 0 | 0 | 0 | 0 | 0 | 251998.3149 | 115725.7193 | 0 | 0 | 0 | 0 | 0 | 0 | 0 | 0 | 0 | 0 | 0 | 0 | 0 | 0 | 0
2016-08-03 21:00 | 0 | 0 | 0 | 0 | 0 | 423739.2169 | 624430.6018 | 683380 | 0 | 0 | 0 | 0 | 1622317.3223 | 578628.5965 | 0 | 0 | 0 | 0 | 0 | 0 | 0 | 0 | 0 | 0 | 0 | 0 | 0 | 0 | 0 | 0 | 249064.0994 | 115725.7193 | 0 | 0 | 0 | 0 | 0 | 0 | 0 | 0 | 0 | 0 | 0 | 0 | 0 | 0 | 0
2016-08-03 22:00 | 0 | 0 | 0 | 0 | 0 | 451004.7661 | 576183.8927 | 677806 | 0 | 0 | 0 | 0 | 1855974.2619 | 694354.3158 | 0 | 0 | 0 | 0 | 0 | 0 | 0 | 0 | 0 | 0 | 0 | 0 | 0 | 0 | 0 | 0 | 233656.9396 | 115725.7193 | 0 | 0 | 0 | 0 | 0 | 0 | 0 | 0 | 0 | 0 | 0 | 0 | 0 | 0 | 0
2016-08-03 23:00 | 0 | 0 | 0 | 0 | 0 | 481008.6093 | 484940.5336 | 663640 | 0 | 0 | 0 | 0 | 2042557.6855 | 810080.0351 | 0 | 0 | 0 | 0 | 0 | 0 | 0 | 0 | 0 | 0 | 0 | 0 | 0 | 0 | 0 | 0 | 186583.4236 | 115725.7193 | 0 | 0 | 0 | 0 | 0 | 0 | 0 | 0 | 0 | 0 | 0 | 0 | 0 | 0 | 0
2016-08-04 | 0 | 0 | 0 | 0 | 0 | 541556.8348 | 348395.9867 | 647265 | 0 | 0 | 0 | 0 | 2169519.7877 | 925805.7544 | 0 | 0 | 0 | 0 | 0 | 0 | 0 | 0 | 0 | 0 | 0 | 0 | 0 | 0 | 0 | 0 | 126962.1022 | 115725.7193 | 0 | 0 | 0 | 0 | 0 | 0 | 0 | 0 | 0 | 0 | 0 | 0 | 0 | 0 | 0
2016-08-04 01:00 | 0 | 0 | 0 | 0 | 0 | 330291.9967 | 162628.4076 | 629193 | 0 | 0 | 0 | 0 | 1917521.4727 | 1041531.4737 | 0 | 0 | 0 | 0 | 0 | 0 | 0 | 0 | 0 | 0 | 0 | 0 | 0 | 0 | 0 | 0 | -251998.3149 | 115725.7193 | 0 | 0 | 0 | 0 | 0 | 0 | 0 | 0 | 0 | 0 | 0 | 0 | 0 | 0 | 0
2016-08-04 02:00 | 0 | 0 | 0 | 0 | 0 | 739345.0626 | 7901.8949 | 597187 | 0 | 0 | 0 | 0 | 1951855.7109 | 1157257.193 | 0 | 0 | 0 | 0 | 0 | 0 | 0 | 0 | 0 | 0 | 0 | 0 | 0 | 0 | 0 | 0 | 34334.2382 | 115725.7193 | 0 | 0 | 0 | 0 | 0 | 0 | 0 | 0 | 0 | 0 | 0 | 0 | 0 | 0 | 0
2016-08-04 03:00 | 0 | 0 | 0 | 0 | 0 | 422084.4044 | 0 | 558357 | 0 | 0 | 0 | 0 | 1699857.3959 | 1272982.9123 | 0 | 0 | 0 | 0 | 0 | 0 | 0 | 0 | 0 | 0 | 0 | 0 | 0 | 0 | 0 | 0 | -251998.3149 | 115725.7193 | 0 | 0 | 0 | 0 | 0 | 0 | 0 | 0 | 0 | 0 | 0 | 0 | 0 | 0 | 0
2016-08-04 04:00 | 0 | 0 | 0 | 0 | 0 | 680883.3185 | 0 | 521327 | 0 | 0 | 0 | 0 | 1743687.9952 | 1388708.6316 | 0 | 0 | 0 | 0 | 0 | 0 | 0 | 0 | 0 | 0 | 0 | 0 | 0 | 0 | 0 | 0 | 43830.5992 | 115725.7193 | 0 | 0 | 0 | 0 | 0 | 0 | 0 | 0 | 0 | 0 | 0 | 0 | 0 | 0 | 0
2016-08-04 05:00 | 0 | 0 | 0 | 0 | 0 | 646395.9852 | 0 | 490549 | 0 | 0 | 0 | 0 | 1783809.261 | 1504434.3509 | 0 | 0 | 0 | 0 | 0 | 0 | 0 | 0 | 0 | 0 | 0 | 0 | 0 | 0 | 0 | 0 | 40121.2659 | 115725.7193 | 0 | 0 | 0 | 0 | 0 | 0 | 0 | 0 | 0 | 0 | 0 | 0 | 0 | 0 | 0
2016-08-04 06:00 | 0 | 0 | 0 | 0 | 0 | 622001.4703 | 0 | 462055 | 0 | 0 | 0 | 0 | 1828030.012 | 1620160.0702 | 0 | 0 | 0 | 0 | 0 | 0 | 0 | 0 | 0 | 0 | 0 | 0 | 0 | 0 | 0 | 0 | 44220.751 | 115725.7193 | 0 | 0 | 0 | 0 | 0 | 0 | 0 | 0 | 0 | 0 | 0 | 0 | 0 | 0 | 0
2016-08-04 07:00 | 0 | 0 | 0 | 0 | 0 | 306759.4044 | 0 | 443032 | 0 | 0 | 0 | 0 | 1576031.6971 | 1735885.7895 | 0 | 0 | 0 | 0 | 0 | 0 | 0 | 0 | 0 | 0 | 0 | 0 | 0 | 0 | 0 | 0 | -251998.3149 | 115725.7193 | 0 | 0 | 0 | 0 | 0 | 0 | 0 | 0 | 0 | 0 | 0 | 0 | 0 | 0 | 0
2016-08-04 08:00 | 0 | 0 | 0 | 0 | 0 | 567367.0628 | 0 | 433845 | 0 | 0 | 0 | 0 | 1593828.0406 | 1851611.5087 | 0 | 0 | 0 | 0 | 0 | 0 | 0 | 0 | 0 | 0 | 0 | 0 | 0 | 0 | 0 | 0 | 17796.3435 | 115725.7193 | 0 | 0 | 0 | 0 | 0 | 0 | 0 | 0 | 0 | 0 | 0 | 0 | 0 | 0 | 0
2016-08-04 09:00 | 0 | 0 | 0 | 0 | 0 | 534106.0557 | 0 | 436996 | 0 | 0 | 0 | 0 | 1575212.377 | 1967337.228 | 0 | 0 | 0 | 0 | 0 | 0 | 0 | 0 | 0 | 0 | 0 | 0 | 0 | 0 | 0 | 0 | -18615.6636 | 115725.7193 | 0 | 0 | 0 | 0 | 0 | 0 | 0 | 0 | 0 | 0 | 0 | 0 | 0 | 0 | 0
2016-08-04 10:00 | 0 | 0 | 0 | 0 | 0 | 511227.2076 | 0 | 452952 | 0 | 0 | 0 | 0 | 1517761.8653 | 2083062.9473 | 0 | 0 | 0 | 0 | 0 | 0 | 0 | 0 | 0 | 0 | 0 | 0 | 0 | 0 | 0 | 0 | -57450.5117 | 115725.7193 | 0 | 0 | 0 | 0 | 0 | 0 | 0 | 0 | 0 | 0 | 0 | 0 | 0 | 0 | 0
2016-08-04 11:00 | 0 | 0 | 0 | 0 | 0 | 479887.5718 | 0 | 471032 | 0 | 0 | 0 | 0 | 1410891.7178 | 2198788.6666 | 0 | 0 | 0 | 0 | 0 | 0 | 0 | 0 | 0 | 0 | 0 | 0 | 0 | 0 | 0 | 0 | -106870.1475 | 115725.7193 | 0 | 0 | 0 | 0 | 0 | 0 | 0 | 0 | 0 | 0 | 0 | 0 | 0 | 0 | 0
2016-08-04 12:00 | 0 | 0 | 0 | 0 | 0 | 372599.8759 | 44325.5512 | 492757 | 0 | 0 | 0 | 0 | 1219334.4256 | 2314514.3859 | 0 | 0 | 0 | 0 | 0 | 0 | 0 | 0 | 0 | 0 | 0 | 0 | 0 | 0 | 0 | 0 | -191557.2922 | 115725.7193 | 0 | 0 | 0 | 0 | 0 | 0 | 0 | 0 | 0 | 0 | 0 | 0 | 0 | 0 | 0
2016-08-04 13:00 | 0 | 0 | 0 | 0 | 0 | 396994.9748 | 288999.7374 | 520777 | 0 | 0 | 0 | 0 | 1268826.4185 | 2430240.1052 | 0 | 0 | 0 | 0 | 0 | 0 | 0 | 0 | 0 | 0 | 0 | 0 | 0 | 0 | 0 | 0 | 49491.9929 | 115725.7193 | 0 | 0 | 0 | 0 | 0 | 0 | 0 | 0 | 0 | 0 | 0 | 0 | 0 | 0 | 0
2016-08-04 14:00 | 0 | 0 | 0 | 0 | 0 | 162070.7773 | 523670.7659 | 554967 | 0 | 0 | 0 | 0 | 1283875.2424 | 2545965.8245 | 0 | 0 | 0 | 0 | 0 | 0 | 0 | 0 | 0 | 0 | 0 | 0 | 0 | 0 | 0 | 0 | 15048.8239 | 115725.7193 | 0 | 0 | 0 | 0 | 0 | 0 | 0 | 0 | 0 | 0 | 0 | 0 | 0 | 0 | 0
2016-08-04 15:00 | 0 | 0 | 0 | 0 | 0 | 0 | 661387.0014 | 588187 | 0 | 0 | 0 | 0 | 1241349.5245 | 2661691.5438 | 0 | 0 | 0 | 0 | 0 | 0 | 0 | 0 | 0 | 0 | 0 | 0 | 0 | 0 | 0 | 0 | -42525.7179 | 115725.7193 | 0 | 0 | 0 | 0 | 0 | 0 | 0 | 0 | 0 | 0 | 0 | 0 | 0 | 0 | 0
2016-08-04 16:00 | 0 | 0 | 0 | 0 | 0 | 253103.8857 | 731115.1485 | 616495 | 0 | 0 | 0 | 0 | 1493347.8395 | 2777417.2631 | 0 | 0 | 0 | 0 | 0 | 0 | 0 | 0 | 0 | 0 | 0 | 0 | 0 | 0 | 0 | 0 | 251998.3149 | 115725.7193 | 0 | 0 | 0 | 0 | 0 | 0 | 0 | 0 | 0 | 0 | 0 | 0 | 0 | 0 | 0
2016-08-04 17:00 | 0 | 0 | 0 | 0 | 0 | 262123.525 | 745888.5093 | 640288 | 0 | 0 | 0 | 0 | 1745346.1544 | 2893142.9824 | 0 | 0 | 0 | 0 | 0 | 0 | 0 | 0 | 0 | 0 | 0 | 0 | 0 | 0 | 0 | 0 | 251998.3149 | 115725.7193 | 0 | 0 | 0 | 0 | 0 | 0 | 0 | 0 | 0 | 0 | 0 | 0 | 0 | 0 | 0
2016-08-04 18:00 | 0 | 0 | 0 | 0 | 0 | 293282.6781 | 732899.3562 | 658458 | 0 | 0 | 0 | 0 | 1997344.4693 | 3008868.7017 | 0 | 0 | 0 | 0 | 0 | 0 | 0 | 0 | 0 | 0 | 0 | 0 | 0 | 0 | 0 | 0 | 251998.3149 | 115725.7193 | 0 | 0 | 0 | 0 | 0 | 0 | 0 | 0 | 0 | 0 | 0 | 0 | 0 | 0 | 0
2016-08-04 19:00 | 0 | 0 | 0 | 0 | 0 | 328258.1769 | 709620.8573 | 670155 | 0 | 0 | 0 | 0 | 2249342.7843 | 3124594.421 | 0 | 0 | 0 | 0 | 0 | 0 | 0 | 0 | 0 | 0 | 0 | 0 | 0 | 0 | 0 | 0 | 251998.3149 | 115725.7193 | 0 | 0 | 0 | 0 | 0 | 0 | 0 | 0 | 0 | 0 | 0 | 0 | 0 | 0 | 0
2016-08-04 20:00 | 0 | 0 | 0 | 0 | 0 | 352014.037 | 686131.2999 | 676999 | 0 | 0 | 0 | 0 | 2494763.4019 | 3240320.1403 | 0 | 0 | 0 | 0 | 0 | 0 | 0 | 0 | 0 | 0 | 0 | 0 | 0 | 0 | 0 | 0 | 245420.6176 | 115725.7193 | 0 | 0 | 0 | 0 | 0 | 0 | 0 | 0 | 0 | 0 | 0 | 0 | 0 | 0 | 0
2016-08-04 21:00 | 0 | 0 | 0 | 0 | 0 | 344041.2319 | 650688.6548 | 678514 | 0 | 0 | 0 | 0 | 2695253.5694 | 3356045.8596 | 0 | 0 | 0 | 0 | 0 | 0 | 0 | 0 | 0 | 0 | 0 | 0 | 0 | 0 | 0 | 0 | 200490.1674 | 115725.7193 | 0 | 0 | 0 | 0 | 0 | 0 | 0 | 0 | 0 | 0 | 0 | 0 | 0 | 0 | 0
2016-08-04 22:00 | 0 | 0 | 0 | 0 | 0 | 334782.5387 | 595859.7978 | 672659 | 0 | 0 | 0 | 0 | 2837511.1866 | 3471771.5789 | 0 | 0 | 0 | 0 | 0 | 0 | 0 | 0 | 0 | 0 | 0 | 0 | 0 | 0 | 0 | 0 | 142257.6172 | 115725.7193 | 0 | 0 | 0 | 0 | 0 | 0 | 0 | 0 | 0 | 0 | 0 | 0 | 0 | 0 | 0
2016-08-04 23:00 | 0 | 0 | 0 | 0 | 0 | 320945.3107 | 497336.8269 | 657579 | 0 | 0 | 0 | 0 | 2882488.6048 | 3587497.2982 | 0 | 0 | 0 | 0 | 0 | 0 | 0 | 0 | 0 | 0 | 0 | 0 | 0 | 0 | 0 | 0 | 44977.4183 | 115725.7193 | 0 | 0 | 0 | 0 | 0 | 0 | 0 | 0 | 0 | 0 | 0 | 0 | 0 | 0 | 0
2016-08-05 | 0 | 0 | 0 | 0 | 0 | 321752.8026 | 348518.3668 | 641092 | 0 | 0 | 0 | 0 | 2882488.6048 | 3616676.4677 | 0 | 0 | 0 | 0 | 0 | 0 | 0 | 0 | 0 | 0 | 0 | 0 | 0 | 0 | 0 | 0 | 0 | 29179.1695 | 0 | 0 | 0 | 0 | 0 | 0 | 0 | 0 | 0 | 0 | 0 | 0 | 0 | 0 | 0
2016-08-05 01:00 | 0 | 0 | 0 | 0 | 0 | 418050.0069 | 147492.3871 | 623479 | 0 | 0 | 0 | 0 | 2770208.9681 | 3671019.4984 | 0 | 0 | 0 | 0 | 0 | 0 | 0 | 0 | 0 | 0 | 0 | 0 | 0 | 0 | 0 | 0 | -112279.6367 | 54343.0307 | 0 | 0 | 0 | 0 | 0 | 0 | 0 | 0 | 0 | 0 | 0 | 0 | 0 | 0 | 0
2016-08-05 02:00 | 0 | 0 | 0 | 0 | 0 | 475282.0713 | 7145.1035 | 592327 | 0 | 0 | 0 | 0 | 2776034.8623 | 3555293.7791 | 0 | 0 | 0 | 0 | 0 | 0 | 0 | 0 | 0 | 0 | 0 | 0 | 0 | 0 | 0 | 0 | 5825.8941 | -115725.7193 | 0 | 0 | 0 | 0 | 0 | 0 | 0 | 0 | 0 | 0 | 0 | 0 | 0 | 0 | 0
2016-08-05 03:00 | 0 | 0 | 0 | 0 | 0 | 483023.9219 | 0 | 554932 | 0 | 0 | 0 | 0 | 2819852.5034 | 3439568.0598 | 0 | 0 | 0 | 0 | 0 | 0 | 0 | 0 | 0 | 0 | 0 | 0 | 0 | 0 | 0 | 0 | 43817.6412 | -115725.7193 | 0 | 0 | 0 | 0 | 0 | 0 | 0 | 0 | 0 | 0 | 0 | 0 | 0 | 0 | 0
2016-08-05 04:00 | 0 | 0 | 0 | 0 | 0 | 465907.3821 | 0 | 518997 | 0 | 0 | 0 | 0 | 2882488.6048 | 3323842.3405 | 0 | 0 | 0 | 0 | 0 | 0 | 0 | 0 | 0 | 0 | 0 | 0 | 0 | 0 | 0 | 0 | 62636.1014 | -115725.7193 | 0 | 0 | 0 | 0 | 0 | 0 | 0 | 0 | 0 | 0 | 0 | 0 | 0 | 0 | 0
2016-08-05 05:00 | 0 | 0 | 0 | 0 | 0 | 433290.5894 | 0 | 487155 | 0 | 0 | 0 | 0 | 2712898.4749 | 3439568.0598 | 0 | 0 | 0 | 0 | 0 | 0 | 0 | 0 | 0 | 0 | 0 | 0 | 0 | 0 | 0 | 0 | -169590.1299 | 115725.7193 | 0 | 0 | 0 | 0 | 0 | 0 | 0 | 0 | 0 | 0 | 0 | 0 | 0 | 0 | 0
2016-08-05 06:00 | 0 | 0 | 0 | 0 | 0 | 325437.4044 | 0 | 461710 | 0 | 0 | 0 | 0 | 2460900.16 | 3555293.7791 | 0 | 0 | 0 | 0 | 0 | 0 | 0 | 0 | 0 | 0 | 0 | 0 | 0 | 0 | 0 | 0 | -251998.3149 | 115725.7193 | 0 | 0 | 0 | 0 | 0 | 0 | 0 | 0 | 0 | 0 | 0 | 0 | 0 | 0 | 0
2016-08-05 07:00 | 0 | 0 | 0 | 0 | 0 | 365009.9012 | 0 | 444178 | 0 | 0 | 0 | 0 | 2266006.3419 | 3671019.4984 | 0 | 0 | 0 | 0 | 0 | 0 | 0 | 0 | 0 | 0 | 0 | 0 | 0 | 0 | 0 | 0 | -194893.8181 | 115725.7193 | 0 | 0 | 0 | 0 | 0 | 0 | 0 | 0 | 0 | 0 | 0 | 0 | 0 | 0 | 0
2016-08-05 08:00 | 0 | 0 | 0 | 0 | 0 | 340754.2022 | 0 | 434777 | 0 | 0 | 0 | 0 | 2056257.8249 | 3786745.2177 | 0 | 0 | 0 | 0 | 0 | 0 | 0 | 0 | 0 | 0 | 0 | 0 | 0 | 0 | 0 | 0 | -209748.5171 | 115725.7193 | 0 | 0 | 0 | 0 | 0 | 0 | 0 | 0 | 0 | 0 | 0 | 0 | 0 | 0 | 0
2016-08-05 09:00 | 0 | 0 | 0 | 0 | 0 | 294664.4365 | 0 | 437450 | 0 | 0 | 0 | 0 | 2029197.9807 | 3671019.4984 | 0 | 0 | 0 | 0 | 0 | 0 | 0 | 0 | 0 | 0 | 0 | 0 | 0 | 0 | 0 | 0 | -27059.8442 | -115725.7193 | 0 | 0 | 0 | 0 | 0 | 0 | 0 | 0 | 0 | 0 | 0 | 0 | 0 | 0 | 0
2016-08-05 10:00 | 0 | 0 | 0 | 0 | 0 | 248843.3747 | 0 | 450978 | 0 | 0 | 0 | 0 | 1942789.0747 | 3555293.7791 | 0 | 0 | 0 | 0 | 0 | 0 | 0 | 0 | 0 | 0 | 0 | 0 | 0 | 0 | 0 | 0 | -86408.906 | -115725.7193 | 0 | 0 | 0 | 0 | 0 | 0 | 0 | 0 | 0 | 0 | 0 | 0 | 0 | 0 | 0
2016-08-05 11:00 | 0 | 0 | 0 | 0 | 0 | 207890.5301 | 0 | 467665 | 0 | 0 | 0 | 0 | 1690790.7598 | 3547517.6242 | 0 | 0 | 0 | 0 | 0 | 0 | 0 | 0 | 0 | 0 | 0 | 0 | 0 | 0 | 0 | 0 | -251998.3149 | -7776.1549 | 0 | 0 | 0 | 0 | 0 | 0 | 0 | 0 | 0 | 0 | 0 | 0 | 0 | 0 | 0
2016-08-05 12:00 | 0 | 0 | 0 | 0 | 0 | 130284.4685 | 46557.9554 | 489571 | 0 | 0 | 0 | 0 | 1438792.4448 | 3486787.3631 | 0 | 0 | 0 | 0 | 0 | 0 | 0 | 0 | 0 | 0 | 0 | 0 | 0 | 0 | 0 | 0 | -251998.3149 | -60730.2611 | 0 | 0 | 0 | 0 | 0 | 0 | 0 | 0 | 0 | 0 | 0 | 0 | 0 | 0 | 0
2016-08-05 13:00 | 0 | 0 | 0 | 0 | 0 | 112124.3901 | 294118.348 | 517694 | 0 | 0 | 0 | 0 | 1211615.4637 | 3602513.0824 | 0 | 0 | 0 | 0 | 0 | 0 | 0 | 0 | 0 | 0 | 0 | 0 | 0 | 0 | 0 | 0 | -227176.9811 | 115725.7193 | 0 | 0 | 0 | 0 | 0 | 0 | 0 | 0 | 0 | 0 | 0 | 0 | 0 | 0 | 0
2016-08-05 14:00 | 0 | 0 | 0 | 0 | 0 | 119422.688 | 545392.0611 | 548878 | 0 | 0 | 0 | 0 | 1211826.4935 | 3718238.8017 | 0 | 0 | 0 | 0 | 0 | 0 | 0 | 0 | 0 | 0 | 0 | 0 | 0 | 0 | 0 | 0 | 211.0299 | 115725.7193 | 0 | 0 | 0 | 0 | 0 | 0 | 0 | 0 | 0 | 0 | 0 | 0 | 0 | 0 | 0
2016-08-05 15:00 | 0 | 0 | 0 | 0 | 0 | 108831.9313 | 678186.832 | 579384 | 0 | 0 | 0 | 0 | 1303735.5376 | 3833964.521 | 0 | 0 | 0 | 0 | 0 | 0 | 0 | 0 | 0 | 0 | 0 | 0 | 0 | 0 | 0 | 0 | 91909.044 | 115725.7193 | 0 | 0 | 0 | 0 | 0 | 0 | 0 | 0 | 0 | 0 | 0 | 0 | 0 | 0 | 0
2016-08-05 16:00 | 0 | 0 | 0 | 0 | 0 | 102969.4408 | 732611.1321 | 605984 | 0 | 0 | 0 | 0 | 1417606.3912 | 3949690.2403 | 0 | 0 | 0 | 0 | 0 | 0 | 0 | 0 | 0 | 0 | 0 | 0 | 0 | 0 | 0 | 0 | 113870.8536 | 115725.7193 | 0 | 0 | 0 | 0 | 0 | 0 | 0 | 0 | 0 | 0 | 0 | 0 | 0 | 0 | 0
2016-08-05 17:00 | 0 | 0 | 0 | 0 | 0 | 104318.0135 | 739400.364 | 629230 | 0 | 0 | 0 | 0 | 1516369.0494 | 4065415.9595 | 0 | 0 | 0 | 0 | 0 | 0 | 0 | 0 | 0 | 0 | 0 | 0 | 0 | 0 | 0 | 0 | 98762.6583 | 115725.7193 | 0 | 0 | 0 | 0 | 0 | 0 | 0 | 0 | 0 | 0 | 0 | 0 | 0 | 0 | 0
2016-08-05 18:00 | 0 | 0 | 0 | 0 | 0 | 109343.0612 | 722881.7105 | 646679 | 0 | 0 | 0 | 0 | 1586189.1019 | 4181141.6788 | 0 | 0 | 0 | 0 | 0 | 0 | 0 | 0 | 0 | 0 | 0 | 0 | 0 | 0 | 0 | 0 | 69820.0524 | 115725.7193 | 0 | 0 | 0 | 0 | 0 | 0 | 0 | 0 | 0 | 0 | 0 | 0 | 0 | 0 | 0
2016-08-05 19:00 | 0 | 0 | 0 | 0 | 0 | 116739.5139 | 701041.3286 | 657913 | 0 | 0 | 0 | 0 | 1630331.2251 | 4296867.3981 | 0 | 0 | 0 | 0 | 0 | 0 | 0 | 0 | 0 | 0 | 0 | 0 | 0 | 0 | 0 | 0 | 44142.1232 | 115725.7193 | 0 | 0 | 0 | 0 | 0 | 0 | 0 | 0 | 0 | 0 | 0 | 0 | 0 | 0 | 0
2016-08-05 20:00 | 0 | 0 | 0 | 0 | 0 | 123977.9148 | 678046.8036 | 662883 | 0 | 0 | 0 | 0 | 1838731.2073 | 4227609.1342 | 0 | 0 | 0 | 0 | 0 | 0 | 0 | 0 | 0 | 0 | 0 | 0 | 0 | 0 | 0 | 0 | 208399.9823 | -69258.2639 | 0 | 0 | 0 | 0 | 0 | 0 | 0 | 0 | 0 | 0 | 0 | 0 | 0 | 0 | 0
2016-08-05 21:00 | 0 | 0 | 0 | 0 | 0 | 131756.1857 | 641920.5286 | 661113 | 0 | 0 | 0 | 0 | 1835569.2024 | 4343334.8535 | 0 | 0 | 0 | 0 | 0 | 0 | 0 | 0 | 0 | 0 | 0 | 0 | 0 | 0 | 0 | 0 | -3162.0049 | 115725.7193 | 0 | 0 | 0 | 0 | 0 | 0 | 0 | 0 | 0 | 0 | 0 | 0 | 0 | 0 | 0
2016-08-05 22:00 | 0 | 0 | 0 | 0 | 0 | 139986.8238 | 589033.0027 | 651147 | 0 | 0 | 0 | 0 | 1797716.3097 | 4459060.5728 | 0 | 0 | 0 | 0 | 0 | 0 | 0 | 0 | 0 | 0 | 0 | 0 | 0 | 0 | 0 | 0 | -37852.8928 | 115725.7193 | 0 | 0 | 0 | 0 | 0 | 0 | 0 | 0 | 0 | 0 | 0 | 0 | 0 | 0 | 0
2016-08-05 23:00 | 0 | 0 | 0 | 0 | 0 | 151456.9805 | 502121.4518 | 634076 | 0 | 0 | 0 | 0 | 1701493.0227 | 4574786.2921 | 0 | 0 | 0 | 0 | 0 | 0 | 0 | 0 | 0 | 0 | 0 | 0 | 0 | 0 | 0 | 0 | -96223.287 | 115725.7193 | 0 | 0 | 0 | 0 | 0 | 0 | 0 | 0 | 0 | 0 | 0 | 0 | 0 | 0 | 0
2016-08-06 | 0 | 0 | 0 | 0 | 0 | 189282.8406 | 364835.3738 | 616767 | 0 | 0 | 0 | 0 | 1754569.9563 | 4459060.5728 | 0 | 0 | 0 | 0 | 0 | 0 | 0 | 0 | 0 | 0 | 0 | 0 | 0 | 0 | 0 | 0 | 53076.9336 | -115725.7193 | 0 | 0 | 0 | 0 | 0 | 0 | 0 | 0 | 0 | 0 | 0 | 0 | 0 | 0 | 0
2016-08-06 01:00 | 0 | 0 | 0 | 0 | 0 | 309494.9537 | 164043.749 | 600353 | 0 | 0 | 0 | 0 | 1594717.6543 | 4492098.5776 | 0 | 0 | 0 | 0 | 0 | 0 | 0 | 0 | 0 | 0 | 0 | 0 | 0 | 0 | 0 | 0 | -159852.302 | 33038.0047 | 0 | 0 | 0 | 0 | 0 | 0 | 0 | 0 | 0 | 0 | 0 | 0 | 0 | 0 | 0
2016-08-06 02:00 | 0 | 0 | 0 | 0 | 0 | 397833.9365 | 5973.4631 | 573118 | 0 | 0 | 0 | 0 | 1342719.3393 | 4574786.2921 | 0 | 0 | 0 | 0 | 0 | 0 | 0 | 0 | 0 | 0 | 0 | 0 | 0 | 0 | 0 | 0 | -251998.3149 | 82687.7146 | 0 | 0 | 0 | 0 | 0 | 0 | 0 | 0 | 0 | 0 | 0 | 0 | 0 | 0 | 0
2016-08-06 03:00 | 0 | 0 | 0 | 0 | 0 | 402220.1582 | 0 | 539577 | 0 | 0 | 0 | 0 | 1205362.4976 | 4574786.2921 | 0 | 0 | 0 | 0 | 0 | 0 | 0 | 0 | 0 | 0 | 0 | 0 | 0 | 0 | 0 | 0 | -137356.8418 | 0 | 0 | 0 | 0 | 0 | 0 | 0 | 0 | 0 | 0 | 0 | 0 | 0 | 0 | 0 | 0
2016-08-06 04:00 | 0 | 0 | 0 | 0 | 0 | 388877.4937 | 0 | 506865 | 0 | 0 | 0 | 0 | 1087374.9912 | 4574786.2921 | 0 | 0 | 0 | 0 | 0 | 0 | 0 | 0 | 0 | 0 | 0 | 0 | 0 | 0 | 0 | 0 | -117987.5063 | 0 | 0 | 0 | 0 | 0 | 0 | 0 | 0 | 0 | 0 | 0 | 0 | 0 | 0 | 0 | 0
2016-08-06 05:00 | 0 | 0 | 0 | 0 | 0 | 369427.8416 | 0 | 477499 | 0 | 0 | 0 | 0 | 1095029.5521 | 4459060.5728 | 0 | 0 | 0 | 0 | 0 | 0 | 0 | 0 | 0 | 0 | 0 | 0 | 0 | 0 | 0 | 0 | 7654.5609 | -115725.7193 | 0 | 0 | 0 | 0 | 0 | 0 | 0 | 0 | 0 | 0 | 0 | 0 | 0 | 0 | 0
2016-08-06 06:00 | 0 | 0 | 0 | 0 | 0 | 352692.7026 | 0 | 453173 | 0 | 0 | 0 | 0 | 878823.5354 | 4574786.2921 | 0 | 0 | 0 | 0 | 0 | 0 | 0 | 0 | 0 | 0 | 0 | 0 | 0 | 0 | 0 | 0 | -216206.0167 | 115725.7193 | 0 | 0 | 0 | 0 | 0 | 0 | 0 | 0 | 0 | 0 | 0 | 0 | 0 | 0 | 0
2016-08-06 07:00 | 0 | 0 | 0 | 0 | 0 | 334930.8404 | 0 | 435218 | 0 | 0 | 0 | 0 | 778536.3758 | 4574786.2921 | 0 | 0 | 0 | 0 | 0 | 0 | 0 | 0 | 0 | 0 | 0 | 0 | 0 | 0 | 0 | 0 | -100287.1596 | 0 | 0 | 0 | 0 | 0 | 0 | 0 | 0 | 0 | 0 | 0 | 0 | 0 | 0 | 0 | 0
2016-08-06 08:00 | 0 | 0 | 0 | 0 | 0 | 320490.7563 | 0 | 423260 | 0 | 0 | 0 | 0 | 791492.8514 | 4459060.5728 | 0 | 0 | 0 | 0 | 0 | 0 | 0 | 0 | 0 | 0 | 0 | 0 | 0 | 0 | 0 | 0 | 12956.4756 | -115725.7193 | 0 | 0 | 0 | 0 | 0 | 0 | 0 | 0 | 0 | 0 | 0 | 0 | 0 | 0 | 0
2016-08-06 09:00 | 0 | 0 | 0 | 0 | 0 | 290694.5539 | 0 | 418988 | 0 | 0 | 0 | 0 | 547473.686 | 4574786.2921 | 0 | 0 | 0 | 0 | 0 | 0 | 0 | 0 | 0 | 0 | 0 | 0 | 0 | 0 | 0 | 0 | -244019.1654 | 115725.7193 | 0 | 0 | 0 | 0 | 0 | 0 | 0 | 0 | 0 | 0 | 0 | 0 | 0 | 0 | 0
2016-08-06 10:00 | 0 | 0 | 0 | 0 | 0 | 260645.8488 | 0 | 419093 | 0 | 0 | 0 | 0 | 504752.2542 | 4459060.5728 | 0 | 0 | 0 | 0 | 0 | 0 | 0 | 0 | 0 | 0 | 0 | 0 | 0 | 0 | 0 | 0 | -42721.4319 | -115725.7193 | 0 | 0 | 0 | 0 | 0 | 0 | 0 | 0 | 0 | 0 | 0 | 0 | 0 | 0 | 0
2016-08-06 11:00 | 0 | 0 | 0 | 0 | 0 | 231571.3084 | 0 | 424830 | 0 | 0 | 0 | 0 | 252753.9392 | 4517800.1961 | 0 | 0 | 0 | 0 | 0 | 0 | 0 | 0 | 0 | 0 | 0 | 0 | 0 | 0 | 0 | 0 | -251998.3149 | 58739.6233 | 0 | 0 | 0 | 0 | 0 | 0 | 0 | 0 | 0 | 0 | 0 | 0 | 0 | 0 | 0
2016-08-06 12:00 | 0 | 0 | 0 | 0 | 0 | 137822.4308 | 32359.0622 | 443533 | 0 | 0 | 0 | 0 | 95128.1516 | 4402074.4768 | 0 | 0 | 0 | 0 | 0 | 0 | 0 | 0 | 0 | 0 | 0 | 0 | 0 | 0 | 0 | 0 | -157625.7877 | -115725.7193 | 0 | 0 | 0 | 0 | 0 | 0 | 0 | 0 | 0 | 0 | 0 | 0 | 0 | 0 | 0
2016-08-06 13:00 | 0 | 0 | 0 | 0 | 0 | 116227.7186 | 322026.9167 | 472726 | 0 | 0 | 0 | 0 | 176382.5061 | 4286348.7575 | 0 | 0 | 0 | 0 | 0 | 0 | 0 | 0 | 0 | 0 | 0 | 0 | 0 | 0 | 0 | 0 | 81254.3546 | -115725.7193 | 0 | 0 | 0 | 0 | 0 | 0 | 0 | 0 | 0 | 0 | 0 | 0 | 0 | 0 | 0
2016-08-06 14:00 | 0 | 0 | 0 | 0 | 0 | 134899.0072 | 585921.165 | 507408 | 0 | 0 | 0 | 0 | 358189.3617 | 4317954.0741 | 0 | 0 | 0 | 0 | 0 | 0 | 0 | 0 | 0 | 0 | 0 | 0 | 0 | 0 | 0 | 0 | 181806.8556 | 31605.3166 | 0 | 0 | 0 | 0 | 0 | 0 | 0 | 0 | 0 | 0 | 0 | 0 | 0 | 0 | 0
2016-08-06 15:00 | 0 | 0 | 0 | 0 | 0 | 128945.5946 | 706995.2278 | 541235 | 0 | 0 | 0 | 0 | 610187.6767 | 4360661.5815 | 0 | 0 | 0 | 0 | 0 | 0 | 0 | 0 | 0 | 0 | 0 | 0 | 0 | 0 | 0 | 0 | 251998.3149 | 42707.5075 | 0 | 0 | 0 | 0 | 0 | 0 | 0 | 0 | 0 | 0 | 0 | 0 | 0 | 0 | 0
2016-08-06 16:00 | 0 | 0 | 0 | 0 | 0 | 121292.4625 | 756924.8917 | 569814 | 0 | 0 | 0 | 0 | 862185.9916 | 4417066.6208 | 0 | 0 | 0 | 0 | 0 | 0 | 0 | 0 | 0 | 0 | 0 | 0 | 0 | 0 | 0 | 0 | 251998.3149 | 56405.0392 | 0 | 0 | 0 | 0 | 0 | 0 | 0 | 0 | 0 | 0 | 0 | 0 | 0 | 0 | 0
2016-08-06 17:00 | 0 | 0 | 0 | 0 | 0 | 117101.8637 | 763709.6387 | 592151 | 0 | 0 | 0 | 0 | 1114184.3066 | 4453728.8082 | 0 | 0 | 0 | 0 | 0 | 0 | 0 | 0 | 0 | 0 | 0 | 0 | 0 | 0 | 0 | 0 | 251998.3149 | 36662.1874 | 0 | 0 | 0 | 0 | 0 | 0 | 0 | 0 | 0 | 0 | 0 | 0 | 0 | 0 | 0
2016-08-06 18:00 | 0 | 0 | 0 | 0 | 0 | 117477.7461 | 747905.3334 | 608053 | 0 | 0 | 0 | 0 | 1366182.6215 | 4459060.5728 | 0 | 0 | 0 | 0 | 0 | 0 | 0 | 0 | 0 | 0 | 0 | 0 | 0 | 0 | 0 | 0 | 251998.3149 | 5331.7646 | 0 | 0 | 0 | 0 | 0 | 0 | 0 | 0 | 0 | 0 | 0 | 0 | 0 | 0 | 0
2016-08-06 19:00 | 0 | 0 | 0 | 0 | 0 | 121989.407 | 725051.9748 | 619282 | 0 | 0 | 0 | 0 | 1478216.284 | 4574786.2921 | 0 | 0 | 0 | 0 | 0 | 0 | 0 | 0 | 0 | 0 | 0 | 0 | 0 | 0 | 0 | 0 | 112033.6626 | 115725.7193 | 0 | 0 | 0 | 0 | 0 | 0 | 0 | 0 | 0 | 0 | 0 | 0 | 0 | 0 | 0
2016-08-06 20:00 | 0 | 0 | 0 | 0 | 0 | 130043.3123 | 708470.6082 | 626743 | 0 | 0 | 0 | 0 | 1730214.599 | 4534558.8977 | 0 | 0 | 0 | 0 | 0 | 0 | 0 | 0 | 0 | 0 | 0 | 0 | 0 | 0 | 0 | 0 | 251998.3149 | -40227.3944 | 0 | 0 | 0 | 0 | 0 | 0 | 0 | 0 | 0 | 0 | 0 | 0 | 0 | 0 | 0
2016-08-06 21:00 | 0 | 0 | 0 | 0 | 0 | 142442.3038 | 681482.1127 | 629027 | 0 | 0 | 0 | 0 | 1884884.621 | 4574786.2921 | 0 | 0 | 0 | 0 | 0 | 0 | 0 | 0 | 0 | 0 | 0 | 0 | 0 | 0 | 0 | 0 | 154670.022 | 40227.3944 | 0 | 0 | 0 | 0 | 0 | 0 | 0 | 0 | 0 | 0 | 0 | 0 | 0 | 0 | 0
2016-08-06 22:00 | 0 | 0 | 0 | 0 | 0 | 159097.6201 | 641139.1605 | 623131 | 0 | 0 | 0 | 0 | 2136882.9359 | 4499893.7578 | 0 | 0 | 0 | 0 | 0 | 0 | 0 | 0 | 0 | 0 | 0 | 0 | 0 | 0 | 0 | 0 | 251998.3149 | -74892.5343 | 0 | 0 | 0 | 0 | 0 | 0 | 0 | 0 | 0 | 0 | 0 | 0 | 0 | 0 | 0
2016-08-06 23:00 | 0 | 0 | 0 | 0 | 0 | 185944.1279 | 561332.2191 | 609762 | 0 | 0 | 0 | 0 | 2315230.4678 | 4459060.5728 | 0 | 0 | 0 | 0 | 0 | 0 | 0 | 0 | 0 | 0 | 0 | 0 | 0 | 0 | 0 | 0 | 178347.5319 | -40833.185 | 0 | 0 | 0 | 0 | 0 | 0 | 0 | 0 | 0 | 0 | 0 | 0 | 0 | 0 | 0
2016-08-07 | 0 | 0 | 0 | 0 | 0 | 244694.0413 | 415967.4164 | 594637 | 0 | 0 | 0 | 0 | 2265529.2062 | 4574786.2921 | 0 | 0 | 0 | 0 | 0 | 0 | 0 | 0 | 0 | 0 | 0 | 0 | 0 | 0 | 0 | 0 | -49701.2616 | 115725.7193 | 0 | 0 | 0 | 0 | 0 | 0 | 0 | 0 | 0 | 0 | 0 | 0 | 0 | 0 | 0
2016-08-07 01:00 | 0 | 0 | 0 | 0 | 0 | 374120.6105 | 194245.7438 | 579373 | 0 | 0 | 0 | 0 | 2370248.2799 | 4459060.5728 | 0 | 0 | 0 | 0 | 0 | 0 | 0 | 0 | 0 | 0 | 0 | 0 | 0 | 0 | 0 | 0 | 104719.0736 | -115725.7193 | 0 | 0 | 0 | 0 | 0 | 0 | 0 | 0 | 0 | 0 | 0 | 0 | 0 | 0 | 0
2016-08-07 02:00 | 0 | 0 | 0 | 0 | 0 | 449042.2757 | 5114.3657 | 551628 | 0 | 0 | 0 | 0 | 2388502.6406 | 4343334.8535 | 0 | 0 | 0 | 0 | 0 | 0 | 0 | 0 | 0 | 0 | 0 | 0 | 0 | 0 | 0 | 0 | 18254.3607 | -115725.7193 | 0 | 0 | 0 | 0 | 0 | 0 | 0 | 0 | 0 | 0 | 0 | 0 | 0 | 0 | 0
2016-08-07 03:00 | 0 | 0 | 0 | 0 | 0 | 448434.2598 | 0 | 518395 | 0 | 0 | 0 | 0 | 2434267.6197 | 4227609.1342 | 0 | 0 | 0 | 0 | 0 | 0 | 0 | 0 | 0 | 0 | 0 | 0 | 0 | 0 | 0 | 0 | 45764.9791 | -115725.7193 | 0 | 0 | 0 | 0 | 0 | 0 | 0 | 0 | 0 | 0 | 0 | 0 | 0 | 0 | 0
2016-08-07 04:00 | 0 | 0 | 0 | 0 | 0 | 425306.7168 | 0 | 487018 | 0 | 0 | 0 | 0 | 2256830.6171 | 4343334.8535 | 0 | 0 | 0 | 0 | 0 | 0 | 0 | 0 | 0 | 0 | 0 | 0 | 0 | 0 | 0 | 0 | -177437.0025 | 115725.7193 | 0 | 0 | 0 | 0 | 0 | 0 | 0 | 0 | 0 | 0 | 0 | 0 | 0 | 0 | 0
2016-08-07 05:00 | 0 | 0 | 0 | 0 | 0 | 401521.3404 | 0 | 460336 | 0 | 0 | 0 | 0 | 2313741.6768 | 4227609.1342 | 0 | 0 | 0 | 0 | 0 | 0 | 0 | 0 | 0 | 0 | 0 | 0 | 0 | 0 | 0 | 0 | 56911.0597 | -115725.7193 | 0 | 0 | 0 | 0 | 0 | 0 | 0 | 0 | 0 | 0 | 0 | 0 | 0 | 0 | 0
2016-08-07 06:00 | 0 | 0 | 0 | 0 | 0 | 377327.6423 | 0 | 436438 | 0 | 0 | 0 | 0 | 2138905.5998 | 4343334.8535 | 0 | 0 | 0 | 0 | 0 | 0 | 0 | 0 | 0 | 0 | 0 | 0 | 0 | 0 | 0 | 0 | -174836.077 | 115725.7193 | 0 | 0 | 0 | 0 | 0 | 0 | 0 | 0 | 0 | 0 | 0 | 0 | 0 | 0 | 0
2016-08-07 07:00 | 0 | 0 | 0 | 0 | 0 | 50451.9658 | 0 | 418176 | 0 | 0 | 0 | 0 | 1886907.2849 | 4227609.1342 | 0 | 0 | 0 | 0 | 0 | 0 | 0 | 0 | 0 | 0 | 0 | 0 | 0 | 0 | 0 | 0 | -251998.3149 | -115725.7193 | 0 | 0 | 0 | 0 | 0 | 0 | 0 | 0 | 0 | 0 | 0 | 0 | 0 | 0 | 0
2016-08-07 08:00 | 0 | 0 | 0 | 0 | 0 | 338744.7082 | 0 | 405109 | 0 | 0 | 0 | 0 | 1936268.7124 | 4111883.4149 | 0 | 0 | 0 | 0 | 0 | 0 | 0 | 0 | 0 | 0 | 0 | 0 | 0 | 0 | 0 | 0 | 49361.4275 | -115725.7193 | 0 | 0 | 0 | 0 | 0 | 0 | 0 | 0 | 0 | 0 | 0 | 0 | 0 | 0 | 0
2016-08-07 09:00 | 0 | 0 | 0 | 0 | 0 | 301934.6462 | 0 | 398654 | 0 | 0 | 0 | 0 | 1955275.0778 | 3996157.6956 | 0 | 0 | 0 | 0 | 0 | 0 | 0 | 0 | 0 | 0 | 0 | 0 | 0 | 0 | 0 | 0 | 19006.3654 | -115725.7193 | 0 | 0 | 0 | 0 | 0 | 0 | 0 | 0 | 0 | 0 | 0 | 0 | 0 | 0 | 0
2016-08-07 10:00 | 0 | 0 | 0 | 0 | 0 | 265943.8943 | 0 | 396437 | 0 | 0 | 0 | 0 | 1940507.6914 | 3880431.9763 | 0 | 0 | 0 | 0 | 0 | 0 | 0 | 0 | 0 | 0 | 0 | 0 | 0 | 0 | 0 | 0 | -14767.3864 | -115725.7193 | 0 | 0 | 0 | 0 | 0 | 0 | 0 | 0 | 0 | 0 | 0 | 0 | 0 | 0 | 0
2016-08-07 11:00 | 0 | 0 | 0 | 0 | 0 | 237485.4412 | 0 | 400201 | 0 | 0 | 0 | 0 | 1893517.8519 | 3764706.257 | 0 | 0 | 0 | 0 | 0 | 0 | 0 | 0 | 0 | 0 | 0 | 0 | 0 | 0 | 0 | 0 | -46989.8395 | -115725.7193 | 0 | 0 | 0 | 0 | 0 | 0 | 0 | 0 | 0 | 0 | 0 | 0 | 0 | 0 | 0
2016-08-07 12:00 | 0 | 0 | 0 | 0 | 0 | 141477.532 | 27368.3917 | 417446 | 0 | 0 | 0 | 0 | 1641519.537 | 3768104.4957 | 0 | 0 | 0 | 0 | 0 | 0 | 0 | 0 | 0 | 0 | 0 | 0 | 0 | 0 | 0 | 0 | -251998.3149 | 3398.2386 | 0 | 0 | 0 | 0 | 0 | 0 | 0 | 0 | 0 | 0 | 0 | 0 | 0 | 0 | 0
2016-08-07 13:00 | 0 | 0 | 0 | 0 | 0 | 111087.8392 | 346251.7641 | 445771 | 0 | 0 | 0 | 0 | 1537362.421 | 3883830.215 | 0 | 0 | 0 | 0 | 0 | 0 | 0 | 0 | 0 | 0 | 0 | 0 | 0 | 0 | 0 | 0 | -104157.116 | 115725.7193 | 0 | 0 | 0 | 0 | 0 | 0 | 0 | 0 | 0 | 0 | 0 | 0 | 0 | 0 | 0
2016-08-07 14:00 | 0 | 0 | 0 | 0 | 0 | 0 | 645818.3504 | 476693 | 0 | 0 | 0 | 0 | 1590762.0522 | 3999555.9343 | 0 | 0 | 0 | 0 | 0 | 0 | 0 | 0 | 0 | 0 | 0 | 0 | 0 | 0 | 0 | 0 | 53399.6311 | 115725.7193 | 0 | 0 | 0 | 0 | 0 | 0 | 0 | 0 | 0 | 0 | 0 | 0 | 0 | 0 | 0
2016-08-07 15:00 | 0 | 0 | 0 | 0 | 0 | 0 | 760260.7523 | 508737 | 0 | 0 | 0 | 0 | 1773121.9605 | 4068719.7783 | 0 | 0 | 0 | 0 | 0 | 0 | 0 | 0 | 0 | 0 | 0 | 0 | 0 | 0 | 0 | 0 | 182359.9083 | 69163.844 | 0 | 0 | 0 | 0 | 0 | 0 | 0 | 0 | 0 | 0 | 0 | 0 | 0 | 0 | 0
2016-08-07 16:00 | 0 | 0 | 0 | 0 | 0 | 0 | 813101.432 | 537718 | 0 | 0 | 0 | 0 | 1932779.6731 | 4184445.4976 | 0 | 0 | 0 | 0 | 0 | 0 | 0 | 0 | 0 | 0 | 0 | 0 | 0 | 0 | 0 | 0 | 159657.7127 | 115725.7193 | 0 | 0 | 0 | 0 | 0 | 0 | 0 | 0 | 0 | 0 | 0 | 0 | 0 | 0 | 0
2016-08-07 17:00 | 0 | 0 | 0 | 0 | 0 | 0 | 816411.0203 | 561896 | 0 | 0 | 0 | 0 | 2071568.9741 | 4300171.2169 | 0 | 0 | 0 | 0 | 0 | 0 | 0 | 0 | 0 | 0 | 0 | 0 | 0 | 0 | 0 | 0 | 138789.301 | 115725.7193 | 0 | 0 | 0 | 0 | 0 | 0 | 0 | 0 | 0 | 0 | 0 | 0 | 0 | 0 | 0
2016-08-07 18:00 | 0 | 0 | 0 | 0 | 0 | 103867.0112 | 798170.2027 | 580214 | 0 | 0 | 0 | 0 | 2277666.4687 | 4415896.9362 | 0 | 0 | 0 | 0 | 0 | 0 | 0 | 0 | 0 | 0 | 0 | 0 | 0 | 0 | 0 | 0 | 206097.4946 | 115725.7193 | 0 | 0 | 0 | 0 | 0 | 0 | 0 | 0 | 0 | 0 | 0 | 0 | 0 | 0 | 0
2016-08-07 19:00 | 0 | 0 | 0 | 0 | 0 | 0 | 776805.4989 | 594523 | 0 | 0 | 0 | 0 | 2529664.7836 | 4346181.1201 | 0 | 0 | 0 | 0 | 0 | 0 | 0 | 0 | 0 | 0 | 0 | 0 | 0 | 0 | 0 | 0 | 251998.3149 | -69715.816 | 0 | 0 | 0 | 0 | 0 | 0 | 0 | 0 | 0 | 0 | 0 | 0 | 0 | 0 | 0
2016-08-07 20:00 | 0 | 0 | 0 | 0 | 0 | 72458.546 | 757792.9305 | 604471 | 0 | 0 | 0 | 0 | 2781663.0986 | 4319963.2818 | 0 | 0 | 0 | 0 | 0 | 0 | 0 | 0 | 0 | 0 | 0 | 0 | 0 | 0 | 0 | 0 | 251998.3149 | -26217.8384 | 0 | 0 | 0 | 0 | 0 | 0 | 0 | 0 | 0 | 0 | 0 | 0 | 0 | 0 | 0
2016-08-07 21:00 | 0 | 0 | 0 | 0 | 0 | 0 | 734402.0629 | 610725 | 0 | 0 | 0 | 0 | 2789614.4422 | 4435689.001 | 0 | 0 | 0 | 0 | 0 | 0 | 0 | 0 | 0 | 0 | 0 | 0 | 0 | 0 | 0 | 0 | 7951.3436 | 115725.7193 | 0 | 0 | 0 | 0 | 0 | 0 | 0 | 0 | 0 | 0 | 0 | 0 | 0 | 0 | 0
2016-08-07 22:00 | 0 | 0 | 0 | 0 | 0 | 0 | 695449.3754 | 609226 | 0 | 0 | 0 | 0 | 2760112.0983 | 4551414.7203 | 0 | 0 | 0 | 0 | 0 | 0 | 0 | 0 | 0 | 0 | 0 | 0 | 0 | 0 | 0 | 0 | -29502.3439 | 115725.7193 | 0 | 0 | 0 | 0 | 0 | 0 | 0 | 0 | 0 | 0 | 0 | 0 | 0 | 0 | 0
2016-08-07 23:00 | 0 | 0 | 0 | 0 | 0 | 0 | 605500.7872 | 598850 | 0 | 0 | 0 | 0 | 2882488.6048 | 4435689.001 | 0 | 0 | 0 | 0 | 0 | 0 | 0 | 0 | 0 | 0 | 0 | 0 | 0 | 0 | 0 | 0 | 122376.5065 | -115725.7193 | 0 | 0 | 0 | 0 | 0 | 0 | 0 | 0 | 0 | 0 | 0 | 0 | 0 | 0 | 0
2016-08-08 | 0 | 0 | 0 | 0 | 0 | 0 | 445180.1428 | 586835 | 0 | 0 | 0 | 0 | 2856559.4669 | 4319963.2818 | 0 | 0 | 0 | 0 | 0 | 0 | 0 | 0 | 0 | 0 | 0 | 0 | 0 | 0 | 0 | 0 | -25929.1379 | -115725.7193 | 0 | 0 | 0 | 0 | 0 | 0 | 0 | 0 | 0 | 0 | 0 | 0 | 0 | 0 | 0
2016-08-08 01:00 | 0 | 0 | 0 | 0 | 0 | 391823.6858 | 203668.0524 | 573941 | 0 | 0 | 0 | 0 | 2882488.6048 | 4315584.882 | 0 | 0 | 0 | 0 | 0 | 0 | 0 | 0 | 0 | 0 | 0 | 0 | 0 | 0 | 0 | 0 | 25929.1379 | -4378.3997 | 0 | 0 | 0 | 0 | 0 | 0 | 0 | 0 | 0 | 0 | 0 | 0 | 0 | 0 | 0
2016-08-08 02:00 | 0 | 0 | 0 | 0 | 0 | 470924.3001 | 5677.5372 | 547508 | 0 | 0 | 0 | 0 | 2809647.0165 | 4317520.3077 | 0 | 0 | 0 | 0 | 0 | 0 | 0 | 0 | 0 | 0 | 0 | 0 | 0 | 0 | 0 | 0 | -72841.5883 | 1935.4256 | 0 | 0 | 0 | 0 | 0 | 0 | 0 | 0 | 0 | 0 | 0 | 0 | 0 | 0 | 0
2016-08-08 03:00 | 0 | 0 | 0 | 0 | 0 | 471717.869 | 0 | 514602 | 0 | 0 | 0 | 0 | 2882488.6048 | 4201794.5884 | 0 | 0 | 0 | 0 | 0 | 0 | 0 | 0 | 0 | 0 | 0 | 0 | 0 | 0 | 0 | 0 | 72841.5883 | -115725.7193 | 0 | 0 | 0 | 0 | 0 | 0 | 0 | 0 | 0 | 0 | 0 | 0 | 0 | 0 | 0
2016-08-08 04:00 | 0 | 0 | 0 | 0 | 0 | 452571.0359 | 0 | 484360 | 0 | 0 | 0 | 0 | 2734973.9214 | 4317520.3077 | 0 | 0 | 0 | 0 | 0 | 0 | 0 | 0 | 0 | 0 | 0 | 0 | 0 | 0 | 0 | 0 | -147514.6834 | 115725.7193 | 0 | 0 | 0 | 0 | 0 | 0 | 0 | 0 | 0 | 0 | 0 | 0 | 0 | 0 | 0
2016-08-08 05:00 | 0 | 0 | 0 | 0 | 0 | 428126.4179 | 0 | 456614 | 0 | 0 | 0 | 0 | 2822212.0586 | 4201794.5884 | 0 | 0 | 0 | 0 | 0 | 0 | 0 | 0 | 0 | 0 | 0 | 0 | 0 | 0 | 0 | 0 | 87238.1372 | -115725.7193 | 0 | 0 | 0 | 0 | 0 | 0 | 0 | 0 | 0 | 0 | 0 | 0 | 0 | 0 | 0
2016-08-08 06:00 | 0 | 0 | 0 | 0 | 0 | 393040.7036 | 0 | 434810 | 0 | 0 | 0 | 0 | 2882488.6048 | 4099748.7457 | 0 | 0 | 0 | 0 | 0 | 0 | 0 | 0 | 0 | 0 | 0 | 0 | 0 | 0 | 0 | 0 | 60276.5462 | -102045.8427 | 0 | 0 | 0 | 0 | 0 | 0 | 0 | 0 | 0 | 0 | 0 | 0 | 0 | 0 | 0
2016-08-08 07:00 | 0 | 0 | 0 | 0 | 0 | 52324.9658 | 0 | 420049 | 0 | 0 | 0 | 0 | 2630490.2899 | 3984023.0264 | 0 | 0 | 0 | 0 | 0 | 0 | 0 | 0 | 0 | 0 | 0 | 0 | 0 | 0 | 0 | 0 | -251998.3149 | -115725.7193 | 0 | 0 | 0 | 0 | 0 | 0 | 0 | 0 | 0 | 0 | 0 | 0 | 0 | 0 | 0
2016-08-08 08:00 | 0 | 0 | 0 | 0 | 0 | 339031.4111 | 0 | 413608 | 0 | 0 | 0 | 0 | 2440187.9817 | 4099748.7457 | 0 | 0 | 0 | 0 | 0 | 0 | 0 | 0 | 0 | 0 | 0 | 0 | 0 | 0 | 0 | 0 | -190302.3082 | 115725.7193 | 0 | 0 | 0 | 0 | 0 | 0 | 0 | 0 | 0 | 0 | 0 | 0 | 0 | 0 | 0
2016-08-08 09:00 | 0 | 0 | 0 | 0 | 0 | 312571.0717 | 0 | 418611 | 0 | 0 | 0 | 0 | 2449873.7727 | 3984023.0264 | 0 | 0 | 0 | 0 | 0 | 0 | 0 | 0 | 0 | 0 | 0 | 0 | 0 | 0 | 0 | 0 | 9685.791 | -115725.7193 | 0 | 0 | 0 | 0 | 0 | 0 | 0 | 0 | 0 | 0 | 0 | 0 | 0 | 0 | 0
2016-08-08 10:00 | 0 | 0 | 0 | 0 | 0 | 298820.3546 | 0 | 433554 | 0 | 0 | 0 | 0 | 2430865.8466 | 3868297.3071 | 0 | 0 | 0 | 0 | 0 | 0 | 0 | 0 | 0 | 0 | 0 | 0 | 0 | 0 | 0 | 0 | -19007.9261 | -115725.7193 | 0 | 0 | 0 | 0 | 0 | 0 | 0 | 0 | 0 | 0 | 0 | 0 | 0 | 0 | 0
2016-08-08 11:00 | 0 | 0 | 0 | 0 | 0 | 291236.4677 | 0 | 451396 | 0 | 0 | 0 | 0 | 2386432.0336 | 3752571.5878 | 0 | 0 | 0 | 0 | 0 | 0 | 0 | 0 | 0 | 0 | 0 | 0 | 0 | 0 | 0 | 0 | -44433.813 | -115725.7193 | 0 | 0 | 0 | 0 | 0 | 0 | 0 | 0 | 0 | 0 | 0 | 0 | 0 | 0 | 0
2016-08-08 12:00 | 0 | 0 | 0 | 0 | 0 | 82074.1135 | 22945.8523 | 472744 | 0 | 0 | 0 | 0 | 2134433.7187 | 3636845.8685 | 0 | 0 | 0 | 0 | 0 | 0 | 0 | 0 | 0 | 0 | 0 | 0 | 0 | 0 | 0 | 0 | -251998.3149 | -115725.7193 | 0 | 0 | 0 | 0 | 0 | 0 | 0 | 0 | 0 | 0 | 0 | 0 | 0 | 0 | 0
2016-08-08 13:00 | 0 | 0 | 0 | 0 | 0 | 199660.9333 | 336129.8467 | 500555 | 0 | 0 | 0 | 0 | 2073432.1591 | 3733083.2081 | 0 | 0 | 0 | 0 | 0 | 0 | 0 | 0 | 0 | 0 | 0 | 0 | 0 | 0 | 0 | 0 | -61001.5596 | 96237.3396 | 0 | 0 | 0 | 0 | 0 | 0 | 0 | 0 | 0 | 0 | 0 | 0 | 0 | 0 | 0
2016-08-08 14:00 | 0 | 0 | 0 | 0 | 0 | 0 | 631905.1077 | 530957 | 0 | 0 | 0 | 0 | 2058654.5475 | 3848808.9274 | 0 | 0 | 0 | 0 | 0 | 0 | 0 | 0 | 0 | 0 | 0 | 0 | 0 | 0 | 0 | 0 | -14777.6116 | 115725.7193 | 0 | 0 | 0 | 0 | 0 | 0 | 0 | 0 | 0 | 0 | 0 | 0 | 0 | 0 | 0
2016-08-08 15:00 | 0 | 0 | 0 | 0 | 0 | 0 | 757254.0226 | 562651 | 0 | 0 | 0 | 0 | 2137531.8508 | 3964534.6467 | 0 | 0 | 0 | 0 | 0 | 0 | 0 | 0 | 0 | 0 | 0 | 0 | 0 | 0 | 0 | 0 | 78877.3033 | 115725.7193 | 0 | 0 | 0 | 0 | 0 | 0 | 0 | 0 | 0 | 0 | 0 | 0 | 0 | 0 | 0
2016-08-08 16:00 | 0 | 0 | 0 | 0 | 0 | 0 | 816515.9837 | 588832 | 0 | 0 | 0 | 0 | 2249490.1152 | 4080260.366 | 0 | 0 | 0 | 0 | 0 | 0 | 0 | 0 | 0 | 0 | 0 | 0 | 0 | 0 | 0 | 0 | 111958.2644 | 115725.7193 | 0 | 0 | 0 | 0 | 0 | 0 | 0 | 0 | 0 | 0 | 0 | 0 | 0 | 0 | 0
2016-08-08 17:00 | 0 | 0 | 0 | 0 | 0 | 0 | 820301.2188 | 610947 | 0 | 0 | 0 | 0 | 2343118.6147 | 4195986.0853 | 0 | 0 | 0 | 0 | 0 | 0 | 0 | 0 | 0 | 0 | 0 | 0 | 0 | 0 | 0 | 0 | 93628.4995 | 115725.7193 | 0 | 0 | 0 | 0 | 0 | 0 | 0 | 0 | 0 | 0 | 0 | 0 | 0 | 0 | 0
2016-08-08 18:00 | 0 | 0 | 0 | 0 | 0 | 0 | 806988.2234 | 628214 | 0 | 0 | 0 | 0 | 2595116.9296 | 4122761.9937 | 0 | 0 | 0 | 0 | 0 | 0 | 0 | 0 | 0 | 0 | 0 | 0 | 0 | 0 | 0 | 0 | 251998.3149 | -73224.0916 | 0 | 0 | 0 | 0 | 0 | 0 | 0 | 0 | 0 | 0 | 0 | 0 | 0 | 0 | 0
2016-08-08 19:00 | 0 | 0 | 0 | 0 | 0 | 0 | 792233.2287 | 640296 | 0 | 0 | 0 | 0 | 2631328.439 | 4238487.713 | 0 | 0 | 0 | 0 | 0 | 0 | 0 | 0 | 0 | 0 | 0 | 0 | 0 | 0 | 0 | 0 | 36211.5094 | 115725.7193 | 0 | 0 | 0 | 0 | 0 | 0 | 0 | 0 | 0 | 0 | 0 | 0 | 0 | 0 | 0
2016-08-08 20:00 | 0 | 0 | 0 | 0 | 0 | 0 | 786234.9215 | 648566 | 0 | 0 | 0 | 0 | 2653271.6413 | 4354213.4323 | 0 | 0 | 0 | 0 | 0 | 0 | 0 | 0 | 0 | 0 | 0 | 0 | 0 | 0 | 0 | 0 | 21943.2022 | 115725.7193 | 0 | 0 | 0 | 0 | 0 | 0 | 0 | 0 | 0 | 0 | 0 | 0 | 0 | 0 | 0
2016-08-08 21:00 | 0 | 0 | 0 | 0 | 0 | 225711.4534 | 770986.2294 | 651755 | 0 | 0 | 0 | 0 | 2882488.6048 | 4469939.1516 | 0 | 0 | 0 | 0 | 0 | 0 | 0 | 0 | 0 | 0 | 0 | 0 | 0 | 0 | 0 | 0 | 229216.9636 | 115725.7193 | 0 | 0 | 0 | 0 | 0 | 0 | 0 | 0 | 0 | 0 | 0 | 0 | 0 | 0 | 0
2016-08-08 22:00 | 0 | 0 | 0 | 0 | 0 | 0 | 736585.7369 | 647720 | 0 | 0 | 0 | 0 | 2866507.2012 | 4574786.2921 | 0 | 0 | 0 | 0 | 0 | 0 | 0 | 0 | 0 | 0 | 0 | 0 | 0 | 0 | 0 | 0 | -15981.4037 | 104847.1405 | 0 | 0 | 0 | 0 | 0 | 0 | 0 | 0 | 0 | 0 | 0 | 0 | 0 | 0 | 0
2016-08-08 23:00 | 0 | 0 | 0 | 0 | 0 | 0 | 651402.4037 | 635421 | 0 | 0 | 0 | 0 | 2882488.6048 | 4574786.2921 | 0 | 0 | 0 | 0 | 0 | 0 | 0 | 0 | 0 | 0 | 0 | 0 | 0 | 0 | 0 | 0 | 15981.4037 | 0 | 0 | 0 | 0 | 0 | 0 | 0 | 0 | 0 | 0 | 0 | 0 | 0 | 0 | 0 | 0
2016-08-09 | 0 | 0 | 0 | 0 | 0 | 97503.9234 | 492486.3158 | 621949 | 0 | 0 | 0 | 0 | 2850529.8441 | 4574786.2921 | 0 | 0 | 0 | 0 | 0 | 0 | 0 | 0 | 0 | 0 | 0 | 0 | 0 | 0 | 0 | 0 | -31958.7607 | 0 | 0 | 0 | 0 | 0 | 0 | 0 | 0 | 0 | 0 | 0 | 0 | 0 | 0 | 0 | 0
2016-08-09 01:00 | 0 | 0 | 0 | 0 | 0 | 425567.4556 | 211211.3051 | 604820 | 0 | 0 | 0 | 0 | 2882488.6048 | 4574786.2921 | 0 | 0 | 0 | 0 | 0 | 0 | 0 | 0 | 0 | 0 | 0 | 0 | 0 | 0 | 0 | 0 | 31958.7607 | 0 | 0 | 0 | 0 | 0 | 0 | 0 | 0 | 0 | 0 | 0 | 0 | 0 | 0 | 0 | 0
2016-08-09 02:00 | 0 | 0 | 0 | 0 | 0 | 501556.6387 | 4479.3143 | 573048 | 0 | 0 | 0 | 0 | 2815476.5579 | 4574786.2921 | 0 | 0 | 0 | 0 | 0 | 0 | 0 | 0 | 0 | 0 | 0 | 0 | 0 | 0 | 0 | 0 | -67012.047 | 0 | 0 | 0 | 0 | 0 | 0 | 0 | 0 | 0 | 0 | 0 | 0 | 0 | 0 | 0 | 0
2016-08-09 03:00 | 0 | 0 | 0 | 0 | 0 | 483891.5985 | 0 | 534744 | 0 | 0 | 0 | 0 | 2819839.8714 | 4519570.577 | 0 | 0 | 0 | 0 | 0 | 0 | 0 | 0 | 0 | 0 | 0 | 0 | 0 | 0 | 0 | 0 | 4363.3136 | -55215.7151 | 0 | 0 | 0 | 0 | 0 | 0 | 0 | 0 | 0 | 0 | 0 | 0 | 0 | 0 | 0
2016-08-09 04:00 | 0 | 0 | 0 | 0 | 0 | 447575.0141 | 0 | 500652 | 0 | 0 | 0 | 0 | 2882488.6048 | 4403844.8577 | 0 | 0 | 0 | 0 | 0 | 0 | 0 | 0 | 0 | 0 | 0 | 0 | 0 | 0 | 0 | 0 | 62648.7334 | -115725.7193 | 0 | 0 | 0 | 0 | 0 | 0 | 0 | 0 | 0 | 0 | 0 | 0 | 0 | 0 | 0
2016-08-09 05:00 | 0 | 0 | 0 | 0 | 0 | 419700.5927 | 0 | 471436 | 0 | 0 | 0 | 0 | 2715027.4783 | 4519570.577 | 0 | 0 | 0 | 0 | 0 | 0 | 0 | 0 | 0 | 0 | 0 | 0 | 0 | 0 | 0 | 0 | -167461.1266 | 115725.7193 | 0 | 0 | 0 | 0 | 0 | 0 | 0 | 0 | 0 | 0 | 0 | 0 | 0 | 0 | 0
2016-08-09 06:00 | 0 | 0 | 0 | 0 | 0 | 394581.2069 | 0 | 448168 | 0 | 0 | 0 | 0 | 2777166.4044 | 4403844.8577 | 0 | 0 | 0 | 0 | 0 | 0 | 0 | 0 | 0 | 0 | 0 | 0 | 0 | 0 | 0 | 0 | 62138.9262 | -115725.7193 | 0 | 0 | 0 | 0 | 0 | 0 | 0 | 0 | 0 | 0 | 0 | 0 | 0 | 0 | 0
2016-08-09 07:00 | 0 | 0 | 0 | 0 | 0 | 294742.4044 | 0 | 431015 | 0 | 0 | 0 | 0 | 2525168.0895 | 4519570.577 | 0 | 0 | 0 | 0 | 0 | 0 | 0 | 0 | 0 | 0 | 0 | 0 | 0 | 0 | 0 | 0 | -251998.3149 | 115725.7193 | 0 | 0 | 0 | 0 | 0 | 0 | 0 | 0 | 0 | 0 | 0 | 0 | 0 | 0 | 0
2016-08-09 08:00 | 0 | 0 | 0 | 0 | 0 | 351461.632 | 0 | 423605 | 0 | 0 | 0 | 0 | 2568750.4408 | 4403844.8577 | 0 | 0 | 0 | 0 | 0 | 0 | 0 | 0 | 0 | 0 | 0 | 0 | 0 | 0 | 0 | 0 | 43582.3513 | -115725.7193 | 0 | 0 | 0 | 0 | 0 | 0 | 0 | 0 | 0 | 0 | 0 | 0 | 0 | 0 | 0
2016-08-09 09:00 | 0 | 0 | 0 | 0 | 0 | 60671.9658 | 0 | 428396 | 0 | 0 | 0 | 0 | 2316752.1259 | 4288119.1384 | 0 | 0 | 0 | 0 | 0 | 0 | 0 | 0 | 0 | 0 | 0 | 0 | 0 | 0 | 0 | 0 | -251998.3149 | -115725.7193 | 0 | 0 | 0 | 0 | 0 | 0 | 0 | 0 | 0 | 0 | 0 | 0 | 0 | 0 | 0
2016-08-09 10:00 | 0 | 0 | 0 | 0 | 0 | 298101.6373 | 0 | 445945 | 0 | 0 | 0 | 0 | 2284634.4824 | 4172393.4192 | 0 | 0 | 0 | 0 | 0 | 0 | 0 | 0 | 0 | 0 | 0 | 0 | 0 | 0 | 0 | 0 | -32117.6434 | -115725.7193 | 0 | 0 | 0 | 0 | 0 | 0 | 0 | 0 | 0 | 0 | 0 | 0 | 0 | 0 | 0
2016-08-09 11:00 | 0 | 0 | 0 | 0 | 0 | 263629.2498 | 0 | 464137 | 0 | 0 | 0 | 0 | 2199852.4516 | 4056667.6999 | 0 | 0 | 0 | 0 | 0 | 0 | 0 | 0 | 0 | 0 | 0 | 0 | 0 | 0 | 0 | 0 | -84782.0309 | -115725.7193 | 0 | 0 | 0 | 0 | 0 | 0 | 0 | 0 | 0 | 0 | 0 | 0 | 0 | 0 | 0
2016-08-09 12:00 | 0 | 0 | 0 | 0 | 0 | 92961.5979 | 23875.3678 | 484561 | 0 | 0 | 0 | 0 | 1947854.1366 | 3940941.9806 | 0 | 0 | 0 | 0 | 0 | 0 | 0 | 0 | 0 | 0 | 0 | 0 | 0 | 0 | 0 | 0 | -251998.3149 | -115725.7193 | 0 | 0 | 0 | 0 | 0 | 0 | 0 | 0 | 0 | 0 | 0 | 0 | 0 | 0 | 0
2016-08-09 13:00 | 0 | 0 | 0 | 0 | 0 | 0 | 305017.942 | 510825 | 0 | 0 | 0 | 0 | 1695855.8217 | 3987133.2375 | 0 | 0 | 0 | 0 | 0 | 0 | 0 | 0 | 0 | 0 | 0 | 0 | 0 | 0 | 0 | 0 | -251998.3149 | 46191.2569 | 0 | 0 | 0 | 0 | 0 | 0 | 0 | 0 | 0 | 0 | 0 | 0 | 0 | 0 | 0
2016-08-09 14:00 | 0 | 0 | 0 | 0 | 0 | 0 | 588735.4883 | 544130 | 0 | 0 | 0 | 0 | 1856187.0292 | 3871407.5182 | 0 | 0 | 0 | 0 | 0 | 0 | 0 | 0 | 0 | 0 | 0 | 0 | 0 | 0 | 0 | 0 | 160331.2076 | -115725.7193 | 0 | 0 | 0 | 0 | 0 | 0 | 0 | 0 | 0 | 0 | 0 | 0 | 0 | 0 | 0
2016-08-09 15:00 | 0 | 0 | 0 | 0 | 0 | 0 | 715066.6478 | 576327 | 0 | 0 | 0 | 0 | 1991185.0607 | 3875149.1345 | 0 | 0 | 0 | 0 | 0 | 0 | 0 | 0 | 0 | 0 | 0 | 0 | 0 | 0 | 0 | 0 | 134998.0315 | 3741.6162 | 0 | 0 | 0 | 0 | 0 | 0 | 0 | 0 | 0 | 0 | 0 | 0 | 0 | 0 | 0
2016-08-09 16:00 | 0 | 0 | 0 | 0 | 0 | 0 | 761601.3069 | 604939 | 0 | 0 | 0 | 0 | 2243183.3757 | 3779813.1264 | 0 | 0 | 0 | 0 | 0 | 0 | 0 | 0 | 0 | 0 | 0 | 0 | 0 | 0 | 0 | 0 | 251998.3149 | -95336.0081 | 0 | 0 | 0 | 0 | 0 | 0 | 0 | 0 | 0 | 0 | 0 | 0 | 0 | 0 | 0
2016-08-09 17:00 | 0 | 0 | 0 | 0 | 0 | 0 | 779572.4876 | 630306 | 0 | 0 | 0 | 0 | 2276724.144 | 3895538.8457 | 0 | 0 | 0 | 0 | 0 | 0 | 0 | 0 | 0 | 0 | 0 | 0 | 0 | 0 | 0 | 0 | 33540.7683 | 115725.7193 | 0 | 0 | 0 | 0 | 0 | 0 | 0 | 0 | 0 | 0 | 0 | 0 | 0 | 0 | 0
2016-08-09 18:00 | 0 | 0 | 0 | 0 | 0 | 0 | 778100.0015 | 650268 | 0 | 0 | 0 | 0 | 2288830.4263 | 4011264.565 | 0 | 0 | 0 | 0 | 0 | 0 | 0 | 0 | 0 | 0 | 0 | 0 | 0 | 0 | 0 | 0 | 12106.2822 | 115725.7193 | 0 | 0 | 0 | 0 | 0 | 0 | 0 | 0 | 0 | 0 | 0 | 0 | 0 | 0 | 0
2016-08-09 19:00 | 0 | 0 | 0 | 0 | 0 | 0 | 766426.5422 | 662438 | 0 | 0 | 0 | 0 | 2508544.6877 | 3895538.8457 | 0 | 0 | 0 | 0 | 0 | 0 | 0 | 0 | 0 | 0 | 0 | 0 | 0 | 0 | 0 | 0 | 219714.2615 | -115725.7193 | 0 | 0 | 0 | 0 | 0 | 0 | 0 | 0 | 0 | 0 | 0 | 0 | 0 | 0 | 0
2016-08-09 20:00 | 0 | 0 | 0 | 0 | 0 | 0 | 753755.2197 | 669236 | 0 | 0 | 0 | 0 | 2708789.6267 | 3779813.1264 | 0 | 0 | 0 | 0 | 0 | 0 | 0 | 0 | 0 | 0 | 0 | 0 | 0 | 0 | 0 | 0 | 200244.939 | -115725.7193 | 0 | 0 | 0 | 0 | 0 | 0 | 0 | 0 | 0 | 0 | 0 | 0 | 0 | 0 | 0
2016-08-09 21:00 | 0 | 0 | 0 | 0 | 0 | 0 | 728905.2589 | 670932 | 0 | 0 | 0 | 0 | 2882488.6048 | 3664087.4071 | 0 | 0 | 0 | 0 | 0 | 0 | 0 | 0 | 0 | 0 | 0 | 0 | 0 | 0 | 0 | 0 | 173698.9781 | -115725.7193 | 0 | 0 | 0 | 0 | 0 | 0 | 0 | 0 | 0 | 0 | 0 | 0 | 0 | 0 | 0
2016-08-09 22:00 | 0 | 0 | 0 | 0 | 0 | 0 | 685140.709 | 664467 | 0 | 0 | 0 | 0 | 2787436.5946 | 3779813.1264 | 0 | 0 | 0 | 0 | 0 | 0 | 0 | 0 | 0 | 0 | 0 | 0 | 0 | 0 | 0 | 0 | -95052.0103 | 115725.7193 | 0 | 0 | 0 | 0 | 0 | 0 | 0 | 0 | 0 | 0 | 0 | 0 | 0 | 0 | 0
2016-08-09 23:00 | 0 | 0 | 0 | 0 | 0 | 24604.187 | 585730.2277 | 651555 | 0 | 0 | 0 | 0 | 2630490.2899 | 3895538.8457 | 0 | 0 | 0 | 0 | 0 | 0 | 0 | 0 | 0 | 0 | 0 | 0 | 0 | 0 | 0 | 0 | -156946.3047 | 115725.7193 | 0 | 0 | 0 | 0 | 0 | 0 | 0 | 0 | 0 | 0 | 0 | 0 | 0 | 0 | 0
2016-08-10 | 0 | 0 | 0 | 0 | 0 | 397931.1285 | 434810.0898 | 638816 | 0 | 0 | 0 | 0 | 2882488.6048 | 3837465.7491 | 0 | 0 | 0 | 0 | 0 | 0 | 0 | 0 | 0 | 0 | 0 | 0 | 0 | 0 | 0 | 0 | 251998.3149 | -58073.0966 | 0 | 0 | 0 | 0 | 0 | 0 | 0 | 0 | 0 | 0 | 0 | 0 | 0 | 0 | 0
2016-08-10 01:00 | 0 | 0 | 0 | 0 | 0 | 533046.6946 | 201249.0124 | 622333 | 0 | 0 | 0 | 0 | 2878725.5925 | 3953191.4684 | 0 | 0 | 0 | 0 | 0 | 0 | 0 | 0 | 0 | 0 | 0 | 0 | 0 | 0 | 0 | 0 | -3763.0124 | 115725.7193 | 0 | 0 | 0 | 0 | 0 | 0 | 0 | 0 | 0 | 0 | 0 | 0 | 0 | 0 | 0
2016-08-10 02:00 | 0 | 0 | 0 | 0 | 0 | 221284.7762 | 4227.1895 | 593236 | 0 | 0 | 0 | 0 | 2626727.2775 | 3837465.7491 | 0 | 0 | 0 | 0 | 0 | 0 | 0 | 0 | 0 | 0 | 0 | 0 | 0 | 0 | 0 | 0 | -251998.3149 | -115725.7193 | 0 | 0 | 0 | 0 | 0 | 0 | 0 | 0 | 0 | 0 | 0 | 0 | 0 | 0 | 0
2016-08-10 03:00 | 0 | 0 | 0 | 0 | 0 | 574384.795 | 0 | 555718 | 0 | 0 | 0 | 0 | 2761119.7918 | 3721740.0298 | 0 | 0 | 0 | 0 | 0 | 0 | 0 | 0 | 0 | 0 | 0 | 0 | 0 | 0 | 0 | 0 | 134392.5143 | -115725.7193 | 0 | 0 | 0 | 0 | 0 | 0 | 0 | 0 | 0 | 0 | 0 | 0 | 0 | 0 | 0
2016-08-10 04:00 | 0 | 0 | 0 | 0 | 0 | 385757.4044 | 0 | 522030 | 0 | 0 | 0 | 0 | 2509121.4769 | 3837465.7491 | 0 | 0 | 0 | 0 | 0 | 0 | 0 | 0 | 0 | 0 | 0 | 0 | 0 | 0 | 0 | 0 | -251998.3149 | 115725.7193 | 0 | 0 | 0 | 0 | 0 | 0 | 0 | 0 | 0 | 0 | 0 | 0 | 0 | 0 | 0
2016-08-10 05:00 | 0 | 0 | 0 | 0 | 0 | 543318.8844 | 0 | 491580 | 0 | 0 | 0 | 0 | 2445134.642 | 3953191.4684 | 0 | 0 | 0 | 0 | 0 | 0 | 0 | 0 | 0 | 0 | 0 | 0 | 0 | 0 | 0 | 0 | -63986.8349 | 115725.7193 | 0 | 0 | 0 | 0 | 0 | 0 | 0 | 0 | 0 | 0 | 0 | 0 | 0 | 0 | 0
2016-08-10 06:00 | 0 | 0 | 0 | 0 | 0 | 99181.9658 | 0 | 466906 | 0 | 0 | 0 | 0 | 2193136.3271 | 3837465.7491 | 0 | 0 | 0 | 0 | 0 | 0 | 0 | 0 | 0 | 0 | 0 | 0 | 0 | 0 | 0 | 0 | -251998.3149 | -115725.7193 | 0 | 0 | 0 | 0 | 0 | 0 | 0 | 0 | 0 | 0 | 0 | 0 | 0 | 0 | 0
2016-08-10 07:00 | 0 | 0 | 0 | 0 | 0 | 494209.8562 | 0 | 449880 | 0 | 0 | 0 | 0 | 2121740.464 | 3953191.4684 | 0 | 0 | 0 | 0 | 0 | 0 | 0 | 0 | 0 | 0 | 0 | 0 | 0 | 0 | 0 | 0 | -71395.8631 | 115725.7193 | 0 | 0 | 0 | 0 | 0 | 0 | 0 | 0 | 0 | 0 | 0 | 0 | 0 | 0 | 0
2016-08-10 08:00 | 0 | 0 | 0 | 0 | 0 | 305821.4044 | 0 | 442094 | 0 | 0 | 0 | 0 | 1869742.1491 | 4068917.1877 | 0 | 0 | 0 | 0 | 0 | 0 | 0 | 0 | 0 | 0 | 0 | 0 | 0 | 0 | 0 | 0 | -251998.3149 | 115725.7193 | 0 | 0 | 0 | 0 | 0 | 0 | 0 | 0 | 0 | 0 | 0 | 0 | 0 | 0 | 0
2016-08-10 09:00 | 0 | 0 | 0 | 0 | 0 | 425832.5775 | 0 | 446610 | 0 | 0 | 0 | 0 | 1964690.4459 | 3953191.4684 | 0 | 0 | 0 | 0 | 0 | 0 | 0 | 0 | 0 | 0 | 0 | 0 | 0 | 0 | 0 | 0 | 94948.2968 | -115725.7193 | 0 | 0 | 0 | 0 | 0 | 0 | 0 | 0 | 0 | 0 | 0 | 0 | 0 | 0 | 0
2016-08-10 10:00 | 0 | 0 | 0 | 0 | 0 | 327050.4044 | 0 | 463323 | 0 | 0 | 0 | 0 | 1712692.131 | 4068917.1877 | 0 | 0 | 0 | 0 | 0 | 0 | 0 | 0 | 0 | 0 | 0 | 0 | 0 | 0 | 0 | 0 | -251998.3149 | 115725.7193 | 0 | 0 | 0 | 0 | 0 | 0 | 0 | 0 | 0 | 0 | 0 | 0 | 0 | 0 | 0
2016-08-10 11:00 | 0 | 0 | 0 | 0 | 0 | 362360.2629 | 0 | 482624 | 0 | 0 | 0 | 0 | 1476702.6746 | 4184642.907 | 0 | 0 | 0 | 0 | 0 | 0 | 0 | 0 | 0 | 0 | 0 | 0 | 0 | 0 | 0 | 0 | -235989.4564 | 115725.7193 | 0 | 0 | 0 | 0 | 0 | 0 | 0 | 0 | 0 | 0 | 0 | 0 | 0 | 0 | 0
2016-08-10 12:00 | 0 | 0 | 0 | 0 | 0 | 253263.7231 | 25981.0863 | 504305 | 0 | 0 | 0 | 0 | 1367368.2032 | 4068917.1877 | 0 | 0 | 0 | 0 | 0 | 0 | 0 | 0 | 0 | 0 | 0 | 0 | 0 | 0 | 0 | 0 | -109334.4713 | -115725.7193 | 0 | 0 | 0 | 0 | 0 | 0 | 0 | 0 | 0 | 0 | 0 | 0 | 0 | 0 | 0
2016-08-10 13:00 | 0 | 0 | 0 | 0 | 0 | 213819.5499 | 292542.5416 | 532360 | 0 | 0 | 0 | 0 | 1457096.014 | 3953191.4684 | 0 | 0 | 0 | 0 | 0 | 0 | 0 | 0 | 0 | 0 | 0 | 0 | 0 | 0 | 0 | 0 | 89727.8107 | -115725.7193 | 0 | 0 | 0 | 0 | 0 | 0 | 0 | 0 | 0 | 0 | 0 | 0 | 0 | 0 | 0
2016-08-10 14:00 | 0 | 0 | 0 | 0 | 0 | 0 | 578039.777 | 566502 | 0 | 0 | 0 | 0 | 1584359.5103 | 3837465.7491 | 0 | 0 | 0 | 0 | 0 | 0 | 0 | 0 | 0 | 0 | 0 | 0 | 0 | 0 | 0 | 0 | 127263.4963 | -115725.7193 | 0 | 0 | 0 | 0 | 0 | 0 | 0 | 0 | 0 | 0 | 0 | 0 | 0 | 0 | 0
2016-08-10 15:00 | 0 | 0 | 0 | 0 | 0 | 0 | 720937.4538 | 600882 | 0 | 0 | 0 | 0 | 1820140.6833 | 3721740.0298 | 0 | 0 | 0 | 0 | 0 | 0 | 0 | 0 | 0 | 0 | 0 | 0 | 0 | 0 | 0 | 0 | 235781.1731 | -115725.7193 | 0 | 0 | 0 | 0 | 0 | 0 | 0 | 0 | 0 | 0 | 0 | 0 | 0 | 0 | 0
2016-08-10 16:00 | 0 | 0 | 0 | 0 | 0 | 208751.9075 | 789147.1267 | 630175 | 0 | 0 | 0 | 0 | 2072138.9983 | 3837465.7491 | 0 | 0 | 0 | 0 | 0 | 0 | 0 | 0 | 0 | 0 | 0 | 0 | 0 | 0 | 0 | 0 | 251998.3149 | 115725.7193 | 0 | 0 | 0 | 0 | 0 | 0 | 0 | 0 | 0 | 0 | 0 | 0 | 0 | 0 | 0
2016-08-10 17:00 | 0 | 0 | 0 | 0 | 0 | 52471.0289 | 795275.2403 | 654319 | 0 | 0 | 0 | 0 | 2149840.5481 | 3953191.4684 | 0 | 0 | 0 | 0 | 0 | 0 | 0 | 0 | 0 | 0 | 0 | 0 | 0 | 0 | 0 | 0 | 77701.5498 | 115725.7193 | 0 | 0 | 0 | 0 | 0 | 0 | 0 | 0 | 0 | 0 | 0 | 0 | 0 | 0 | 0
2016-08-10 18:00 | 0 | 0 | 0 | 0 | 0 | 0 | 775390.5076 | 672363 | 0 | 0 | 0 | 0 | 2368593.775 | 3837465.7491 | 0 | 0 | 0 | 0 | 0 | 0 | 0 | 0 | 0 | 0 | 0 | 0 | 0 | 0 | 0 | 0 | 218753.2269 | -115725.7193 | 0 | 0 | 0 | 0 | 0 | 0 | 0 | 0 | 0 | 0 | 0 | 0 | 0 | 0 | 0
2016-08-10 19:00 | 0 | 0 | 0 | 0 | 0 | 0 | 746951.9064 | 683463 | 0 | 0 | 0 | 0 | 2316356.9621 | 3953191.4684 | 0 | 0 | 0 | 0 | 0 | 0 | 0 | 0 | 0 | 0 | 0 | 0 | 0 | 0 | 0 | 0 | -52236.8129 | 115725.7193 | 0 | 0 | 0 | 0 | 0 | 0 | 0 | 0 | 0 | 0 | 0 | 0 | 0 | 0 | 0
2016-08-10 20:00 | 0 | 0 | 0 | 0 | 0 | 0 | 717043.7732 | 692115 | 0 | 0 | 0 | 0 | 2457011.4546 | 3837465.7491 | 0 | 0 | 0 | 0 | 0 | 0 | 0 | 0 | 0 | 0 | 0 | 0 | 0 | 0 | 0 | 0 | 140654.4925 | -115725.7193 | 0 | 0 | 0 | 0 | 0 | 0 | 0 | 0 | 0 | 0 | 0 | 0 | 0 | 0 | 0
2016-08-10 21:00 | 0 | 0 | 0 | 0 | 0 | 0 | 678023.8887 | 694043 | 0 | 0 | 0 | 0 | 2556718.0626 | 3721740.0298 | 0 | 0 | 0 | 0 | 0 | 0 | 0 | 0 | 0 | 0 | 0 | 0 | 0 | 0 | 0 | 0 | 99706.608 | -115725.7193 | 0 | 0 | 0 | 0 | 0 | 0 | 0 | 0 | 0 | 0 | 0 | 0 | 0 | 0 | 0
2016-08-10 22:00 | 0 | 0 | 0 | 0 | 0 | 0 | 623680.1669 | 689634 | 0 | 0 | 0 | 0 | 2547381.4764 | 3665122.7828 | 0 | 0 | 0 | 0 | 0 | 0 | 0 | 0 | 0 | 0 | 0 | 0 | 0 | 0 | 0 | 0 | -9336.5862 | -56617.2469 | 0 | 0 | 0 | 0 | 0 | 0 | 0 | 0 | 0 | 0 | 0 | 0 | 0 | 0 | 0
2016-08-10 23:00 | 0 | 0 | 0 | 0 | 0 | 0 | 528237.5514 | 676888 | 0 | 0 | 0 | 0 | 2295383.1614 | 3768470.6492 | 0 | 0 | 0 | 0 | 0 | 0 | 0 | 0 | 0 | 0 | 0 | 0 | 0 | 0 | 0 | 0 | -251998.3149 | 103347.8664 | 0 | 0 | 0 | 0 | 0 | 0 | 0 | 0 | 0 | 0 | 0 | 0 | 0 | 0 | 0
2016-08-11 | 0 | 0 | 0 | 0 | 0 | 489010.3763 | 391566.4308 | 663518 | 0 | 0 | 0 | 0 | 2547381.4764 | 3733531.1413 | 0 | 0 | 0 | 0 | 0 | 0 | 0 | 0 | 0 | 0 | 0 | 0 | 0 | 0 | 0 | 0 | 251998.3149 | -34939.5079 | 0 | 0 | 0 | 0 | 0 | 0 | 0 | 0 | 0 | 0 | 0 | 0 | 0 | 0 | 0
2016-08-11 01:00 | 0 | 0 | 0 | 0 | 0 | 593600.5876 | 188697.8443 | 645779 | 0 | 0 | 0 | 0 | 2799379.7913 | 3618052.2583 | 0 | 0 | 0 | 0 | 0 | 0 | 0 | 0 | 0 | 0 | 0 | 0 | 0 | 0 | 0 | 0 | 251998.3149 | -115478.883 | 0 | 0 | 0 | 0 | 0 | 0 | 0 | 0 | 0 | 0 | 0 | 0 | 0 | 0 | 0
2016-08-11 02:00 | 0 | 0 | 0 | 0 | 0 | 605834.9202 | 6131.7046 | 613591 | 0 | 0 | 0 | 0 | 2682029.6968 | 3733777.9776 | 0 | 0 | 0 | 0 | 0 | 0 | 0 | 0 | 0 | 0 | 0 | 0 | 0 | 0 | 0 | 0 | -117350.0945 | 115725.7193 | 0 | 0 | 0 | 0 | 0 | 0 | 0 | 0 | 0 | 0 | 0 | 0 | 0 | 0 | 0
2016-08-11 03:00 | 0 | 0 | 0 | 0 | 0 | 562606.1365 | 0 | 574880 | 0 | 0 | 0 | 0 | 2785481.5526 | 3618052.2583 | 0 | 0 | 0 | 0 | 0 | 0 | 0 | 0 | 0 | 0 | 0 | 0 | 0 | 0 | 0 | 0 | 103451.8558 | -115725.7193 | 0 | 0 | 0 | 0 | 0 | 0 | 0 | 0 | 0 | 0 | 0 | 0 | 0 | 0 | 0
2016-08-11 04:00 | 0 | 0 | 0 | 0 | 0 | 520442.3329 | 0 | 539161 | 0 | 0 | 0 | 0 | 2882488.6048 | 3502326.539 | 0 | 0 | 0 | 0 | 0 | 0 | 0 | 0 | 0 | 0 | 0 | 0 | 0 | 0 | 0 | 0 | 97007.0522 | -115725.7193 | 0 | 0 | 0 | 0 | 0 | 0 | 0 | 0 | 0 | 0 | 0 | 0 | 0 | 0 | 0
2016-08-11 05:00 | 0 | 0 | 0 | 0 | 0 | 370612.4044 | 0 | 506885 | 0 | 0 | 0 | 0 | 2630490.2899 | 3618052.2583 | 0 | 0 | 0 | 0 | 0 | 0 | 0 | 0 | 0 | 0 | 0 | 0 | 0 | 0 | 0 | 0 | -251998.3149 | 115725.7193 | 0 | 0 | 0 | 0 | 0 | 0 | 0 | 0 | 0 | 0 | 0 | 0 | 0 | 0 | 0
2016-08-11 06:00 | 0 | 0 | 0 | 0 | 0 | 439333.2019 | 0 | 480926 | 0 | 0 | 0 | 0 | 2704623.2111 | 3502326.539 | 0 | 0 | 0 | 0 | 0 | 0 | 0 | 0 | 0 | 0 | 0 | 0 | 0 | 0 | 0 | 0 | 74132.9212 | -115725.7193 | 0 | 0 | 0 | 0 | 0 | 0 | 0 | 0 | 0 | 0 | 0 | 0 | 0 | 0 | 0
2016-08-11 07:00 | 0 | 0 | 0 | 0 | 0 | 326994.4044 | 0 | 463267 | 0 | 0 | 0 | 0 | 2452624.8962 | 3618052.2583 | 0 | 0 | 0 | 0 | 0 | 0 | 0 | 0 | 0 | 0 | 0 | 0 | 0 | 0 | 0 | 0 | -251998.3149 | 115725.7193 | 0 | 0 | 0 | 0 | 0 | 0 | 0 | 0 | 0 | 0 | 0 | 0 | 0 | 0 | 0
2016-08-11 08:00 | 0 | 0 | 0 | 0 | 0 | 377878.4549 | 0 | 454853 | 0 | 0 | 0 | 0 | 2491376.0704 | 3502326.539 | 0 | 0 | 0 | 0 | 0 | 0 | 0 | 0 | 0 | 0 | 0 | 0 | 0 | 0 | 0 | 0 | 38751.1742 | -115725.7193 | 0 | 0 | 0 | 0 | 0 | 0 | 0 | 0 | 0 | 0 | 0 | 0 | 0 | 0 | 0
2016-08-11 09:00 | 0 | 0 | 0 | 0 | 0 | 323538.4044 | 0 | 459811 | 0 | 0 | 0 | 0 | 2239377.7554 | 3618052.2583 | 0 | 0 | 0 | 0 | 0 | 0 | 0 | 0 | 0 | 0 | 0 | 0 | 0 | 0 | 0 | 0 | -251998.3149 | 115725.7193 | 0 | 0 | 0 | 0 | 0 | 0 | 0 | 0 | 0 | 0 | 0 | 0 | 0 | 0 | 0
2016-08-11 10:00 | 0 | 0 | 0 | 0 | 0 | 331543.1568 | 0 | 477411 | 0 | 0 | 0 | 0 | 2209235.6315 | 3502326.539 | 0 | 0 | 0 | 0 | 0 | 0 | 0 | 0 | 0 | 0 | 0 | 0 | 0 | 0 | 0 | 0 | -30142.1239 | -115725.7193 | 0 | 0 | 0 | 0 | 0 | 0 | 0 | 0 | 0 | 0 | 0 | 0 | 0 | 0 | 0
2016-08-11 11:00 | 0 | 0 | 0 | 0 | 0 | 321867.8368 | 0 | 496658 | 0 | 0 | 0 | 0 | 1957237.3165 | 3579534.6907 | 0 | 0 | 0 | 0 | 0 | 0 | 0 | 0 | 0 | 0 | 0 | 0 | 0 | 0 | 0 | 0 | -251998.3149 | 77208.1517 | 0 | 0 | 0 | 0 | 0 | 0 | 0 | 0 | 0 | 0 | 0 | 0 | 0 | 0 | 0
2016-08-11 12:00 | 0 | 0 | 0 | 0 | 0 | 127864.219 | 24467.7467 | 520056 | 0 | 0 | 0 | 0 | 1705239.0016 | 3463808.9714 | 0 | 0 | 0 | 0 | 0 | 0 | 0 | 0 | 0 | 0 | 0 | 0 | 0 | 0 | 0 | 0 | -251998.3149 | -115725.7193 | 0 | 0 | 0 | 0 | 0 | 0 | 0 | 0 | 0 | 0 | 0 | 0 | 0 | 0 | 0
2016-08-11 13:00 | 0 | 0 | 0 | 0 | 0 | 229070.8928 | 294987.0837 | 548905 | 0 | 0 | 0 | 0 | 1796117.6975 | 3348083.2521 | 0 | 0 | 0 | 0 | 0 | 0 | 0 | 0 | 0 | 0 | 0 | 0 | 0 | 0 | 0 | 0 | 90878.6959 | -115725.7193 | 0 | 0 | 0 | 0 | 0 | 0 | 0 | 0 | 0 | 0 | 0 | 0 | 0 | 0 | 0
2016-08-11 14:00 | 0 | 0 | 0 | 0 | 0 | 0 | 550542.6466 | 584554 | 0 | 0 | 0 | 0 | 1877832.0634 | 3232357.5329 | 0 | 0 | 0 | 0 | 0 | 0 | 0 | 0 | 0 | 0 | 0 | 0 | 0 | 0 | 0 | 0 | 81714.3659 | -115725.7193 | 0 | 0 | 0 | 0 | 0 | 0 | 0 | 0 | 0 | 0 | 0 | 0 | 0 | 0 | 0
2016-08-11 15:00 | 0 | 0 | 0 | 0 | 0 | 0 | 692855.3111 | 620926 | 0 | 0 | 0 | 0 | 2065487.0938 | 3116631.8136 | 0 | 0 | 0 | 0 | 0 | 0 | 0 | 0 | 0 | 0 | 0 | 0 | 0 | 0 | 0 | 0 | 187655.0304 | -115725.7193 | 0 | 0 | 0 | 0 | 0 | 0 | 0 | 0 | 0 | 0 | 0 | 0 | 0 | 0 | 0
2016-08-11 16:00 | 0 | 0 | 0 | 0 | 0 | 0 | 763934.4517 | 650476 | 0 | 0 | 0 | 0 | 2142862.3606 | 3152714.9984 | 0 | 0 | 0 | 0 | 0 | 0 | 0 | 0 | 0 | 0 | 0 | 0 | 0 | 0 | 0 | 0 | 77375.2668 | 36083.1848 | 0 | 0 | 0 | 0 | 0 | 0 | 0 | 0 | 0 | 0 | 0 | 0 | 0 | 0 | 0
2016-08-11 17:00 | 0 | 0 | 0 | 0 | 0 | 0 | 779532.112 | 672839 | 0 | 0 | 0 | 0 | 2365281.1919 | 3036989.2791 | 0 | 0 | 0 | 0 | 0 | 0 | 0 | 0 | 0 | 0 | 0 | 0 | 0 | 0 | 0 | 0 | 222418.8313 | -115725.7193 | 0 | 0 | 0 | 0 | 0 | 0 | 0 | 0 | 0 | 0 | 0 | 0 | 0 | 0 | 0
2016-08-11 18:00 | 0 | 0 | 0 | 0 | 0 | 0 | 774985.0086 | 691270 | 0 | 0 | 0 | 0 | 2333270.4812 | 3152714.9984 | 0 | 0 | 0 | 0 | 0 | 0 | 0 | 0 | 0 | 0 | 0 | 0 | 0 | 0 | 0 | 0 | -32010.7107 | 115725.7193 | 0 | 0 | 0 | 0 | 0 | 0 | 0 | 0 | 0 | 0 | 0 | 0 | 0 | 0 | 0
2016-08-11 19:00 | 0 | 0 | 0 | 0 | 0 | 228001.5181 | 765089.9412 | 704348 | 0 | 0 | 0 | 0 | 2506288.2212 | 3268440.7177 | 0 | 0 | 0 | 0 | 0 | 0 | 0 | 0 | 0 | 0 | 0 | 0 | 0 | 0 | 0 | 0 | 173017.74 | 115725.7193 | 0 | 0 | 0 | 0 | 0 | 0 | 0 | 0 | 0 | 0 | 0 | 0 | 0 | 0 | 0
2016-08-11 20:00 | 0 | 0 | 0 | 0 | 0 | 88612.5048 | 758888.0909 | 711228 | 0 | 0 | 0 | 0 | 2758286.5361 | 3152714.9984 | 0 | 0 | 0 | 0 | 0 | 0 | 0 | 0 | 0 | 0 | 0 | 0 | 0 | 0 | 0 | 0 | 251998.3149 | -115725.7193 | 0 | 0 | 0 | 0 | 0 | 0 | 0 | 0 | 0 | 0 | 0 | 0 | 0 | 0 | 0
2016-08-11 21:00 | 0 | 0 | 0 | 0 | 0 | 206484.3841 | 745510.4039 | 712067 | 0 | 0 | 0 | 0 | 2882488.6048 | 3268440.7177 | 0 | 0 | 0 | 0 | 0 | 0 | 0 | 0 | 0 | 0 | 0 | 0 | 0 | 0 | 0 | 0 | 124202.0687 | 115725.7193 | 0 | 0 | 0 | 0 | 0 | 0 | 0 | 0 | 0 | 0 | 0 | 0 | 0 | 0 | 0
2016-08-11 22:00 | 0 | 0 | 0 | 0 | 0 | 0 | 709153.5736 | 705532 | 0 | 0 | 0 | 0 | 2882488.6048 | 3272062.2913 | 0 | 0 | 0 | 0 | 0 | 0 | 0 | 0 | 0 | 0 | 0 | 0 | 0 | 0 | 0 | 0 | 0 | 3621.5736 | 0 | 0 | 0 | 0 | 0 | 0 | 0 | 0 | 0 | 0 | 0 | 0 | 0 | 0 | 0
2016-08-11 23:00 | 0 | 0 | 0 | 0 | 0 | 0 | 613038.3583 | 693311 | 0 | 0 | 0 | 0 | 2882488.6048 | 3191789.6496 | 0 | 0 | 0 | 0 | 0 | 0 | 0 | 0 | 0 | 0 | 0 | 0 | 0 | 0 | 0 | 0 | 0 | -80272.6417 | 0 | 0 | 0 | 0 | 0 | 0 | 0 | 0 | 0 | 0 | 0 | 0 | 0 | 0 | 0
2016-08-12 | 0 | 0 | 0 | 0 | 0 | 0 | 465280.1916 | 679786 | 0 | 0 | 0 | 0 | 2783708.5157 | 3076063.9303 | 0 | 0 | 0 | 0 | 0 | 0 | 0 | 0 | 0 | 0 | 0 | 0 | 0 | 0 | 0 | 0 | -98780.0891 | -115725.7193 | 0 | 0 | 0 | 0 | 0 | 0 | 0 | 0 | 0 | 0 | 0 | 0 | 0 | 0 | 0
2016-08-12 01:00 | 0 | 0 | 0 | 0 | 0 | 315070.9196 | 211925.3956 | 661145 | 0 | 0 | 0 | 0 | 2765285.5501 | 2960338.211 | 0 | 0 | 0 | 0 | 0 | 0 | 0 | 0 | 0 | 0 | 0 | 0 | 0 | 0 | 0 | 0 | -18422.9656 | -115725.7193 | 0 | 0 | 0 | 0 | 0 | 0 | 0 | 0 | 0 | 0 | 0 | 0 | 0 | 0 | 0
2016-08-12 02:00 | 0 | 0 | 0 | 0 | 0 | 355419.7294 | 2882.5451 | 627372 | 0 | 0 | 0 | 0 | 2611941.5439 | 2844612.4917 | 0 | 0 | 0 | 0 | 0 | 0 | 0 | 0 | 0 | 0 | 0 | 0 | 0 | 0 | 0 | 0 | -153344.0062 | -115725.7193 | 0 | 0 | 0 | 0 | 0 | 0 | 0 | 0 | 0 | 0 | 0 | 0 | 0 | 0 | 0
2016-08-12 03:00 | 0 | 0 | 0 | 0 | 0 | 340587.7679 | 0 | 587829 | 0 | 0 | 0 | 0 | 2480426.0311 | 2728886.7724 | 0 | 0 | 0 | 0 | 0 | 0 | 0 | 0 | 0 | 0 | 0 | 0 | 0 | 0 | 0 | 0 | -131515.5128 | -115725.7193 | 0 | 0 | 0 | 0 | 0 | 0 | 0 | 0 | 0 | 0 | 0 | 0 | 0 | 0 | 0
2016-08-12 04:00 | 0 | 0 | 0 | 0 | 0 | 308129.9569 | 0 | 552138 | 0 | 0 | 0 | 0 | 2228427.7162 | 2736877.0443 | 0 | 0 | 0 | 0 | 0 | 0 | 0 | 0 | 0 | 0 | 0 | 0 | 0 | 0 | 0 | 0 | -251998.3149 | 7990.2719 | 0 | 0 | 0 | 0 | 0 | 0 | 0 | 0 | 0 | 0 | 0 | 0 | 0 | 0 | 0
2016-08-12 05:00 | 0 | 0 | 0 | 0 | 0 | 285888.1932 | 0 | 518806 | 0 | 0 | 0 | 0 | 2111235.6286 | 2621151.325 | 0 | 0 | 0 | 0 | 0 | 0 | 0 | 0 | 0 | 0 | 0 | 0 | 0 | 0 | 0 | 0 | -117192.0876 | -115725.7193 | 0 | 0 | 0 | 0 | 0 | 0 | 0 | 0 | 0 | 0 | 0 | 0 | 0 | 0 | 0
2016-08-12 06:00 | 0 | 0 | 0 | 0 | 0 | 124202.9658 | 0 | 491927 | 0 | 0 | 0 | 0 | 1859237.3137 | 2505425.6057 | 0 | 0 | 0 | 0 | 0 | 0 | 0 | 0 | 0 | 0 | 0 | 0 | 0 | 0 | 0 | 0 | -251998.3149 | -115725.7193 | 0 | 0 | 0 | 0 | 0 | 0 | 0 | 0 | 0 | 0 | 0 | 0 | 0 | 0 | 0
2016-08-12 07:00 | 0 | 0 | 0 | 0 | 0 | 268446.7614 | 0 | 472808 | 0 | 0 | 0 | 0 | 1770601.7944 | 2389699.8864 | 0 | 0 | 0 | 0 | 0 | 0 | 0 | 0 | 0 | 0 | 0 | 0 | 0 | 0 | 0 | 0 | -88635.5193 | -115725.7193 | 0 | 0 | 0 | 0 | 0 | 0 | 0 | 0 | 0 | 0 | 0 | 0 | 0 | 0 | 0
2016-08-12 08:00 | 0 | 0 | 0 | 0 | 0 | 273930.8414 | 0 | 463193 | 0 | 0 | 0 | 0 | 1518603.4794 | 2452436.0427 | 0 | 0 | 0 | 0 | 0 | 0 | 0 | 0 | 0 | 0 | 0 | 0 | 0 | 0 | 0 | 0 | -251998.3149 | 62736.1563 | 0 | 0 | 0 | 0 | 0 | 0 | 0 | 0 | 0 | 0 | 0 | 0 | 0 | 0 | 0
2016-08-12 09:00 | 0 | 0 | 0 | 0 | 0 | 275760.0129 | 0 | 466210 | 0 | 0 | 0 | 0 | 1443879.2117 | 2336710.3234 | 0 | 0 | 0 | 0 | 0 | 0 | 0 | 0 | 0 | 0 | 0 | 0 | 0 | 0 | 0 | 0 | -74724.2678 | -115725.7193 | 0 | 0 | 0 | 0 | 0 | 0 | 0 | 0 | 0 | 0 | 0 | 0 | 0 | 0 | 0
2016-08-12 10:00 | 0 | 0 | 0 | 0 | 0 | 286566.3415 | 0 | 482275 | 0 | 0 | 0 | 0 | 1363896.2724 | 2220984.6041 | 0 | 0 | 0 | 0 | 0 | 0 | 0 | 0 | 0 | 0 | 0 | 0 | 0 | 0 | 0 | 0 | -79982.9392 | -115725.7193 | 0 | 0 | 0 | 0 | 0 | 0 | 0 | 0 | 0 | 0 | 0 | 0 | 0 | 0 | 0
2016-08-12 11:00 | 0 | 0 | 0 | 0 | 0 | 294186.1198 | 0 | 501898 | 0 | 0 | 0 | 0 | 1271910.1116 | 2105258.8848 | 0 | 0 | 0 | 0 | 0 | 0 | 0 | 0 | 0 | 0 | 0 | 0 | 0 | 0 | 0 | 0 | -91986.1609 | -115725.7193 | 0 | 0 | 0 | 0 | 0 | 0 | 0 | 0 | 0 | 0 | 0 | 0 | 0 | 0 | 0
2016-08-12 12:00 | 0 | 0 | 0 | 0 | 0 | 216518.2113 | 30318.4922 | 523776 | 0 | 0 | 0 | 0 | 1019911.7966 | 2080317.9033 | 0 | 0 | 0 | 0 | 0 | 0 | 0 | 0 | 0 | 0 | 0 | 0 | 0 | 0 | 0 | 0 | -251998.3149 | -24940.9815 | 0 | 0 | 0 | 0 | 0 | 0 | 0 | 0 | 0 | 0 | 0 | 0 | 0 | 0 | 0
2016-08-12 13:00 | 0 | 0 | 0 | 0 | 0 | 193360.4975 | 397367.6873 | 552524 | 0 | 0 | 0 | 0 | 1104829.2659 | 2033604.6189 | 0 | 0 | 0 | 0 | 0 | 0 | 0 | 0 | 0 | 0 | 0 | 0 | 0 | 0 | 0 | 0 | 84917.4692 | -46713.2845 | 0 | 0 | 0 | 0 | 0 | 0 | 0 | 0 | 0 | 0 | 0 | 0 | 0 | 0 | 0
2016-08-12 14:00 | 0 | 0 | 0 | 0 | 0 | 245981.4289 | 620591.3677 | 585241 | 0 | 0 | 0 | 0 | 1356827.5808 | 2062938.1005 | 0 | 0 | 0 | 0 | 0 | 0 | 0 | 0 | 0 | 0 | 0 | 0 | 0 | 0 | 0 | 0 | 251998.3149 | 29333.4816 | 0 | 0 | 0 | 0 | 0 | 0 | 0 | 0 | 0 | 0 | 0 | 0 | 0 | 0 | 0
2016-08-12 15:00 | 0 | 0 | 0 | 0 | 0 | 0 | 769860.9354 | 618102 | 0 | 0 | 0 | 0 | 1392860.7969 | 2178663.8198 | 0 | 0 | 0 | 0 | 0 | 0 | 0 | 0 | 0 | 0 | 0 | 0 | 0 | 0 | 0 | 0 | 36033.2161 | 115725.7193 | 0 | 0 | 0 | 0 | 0 | 0 | 0 | 0 | 0 | 0 | 0 | 0 | 0 | 0 | 0
2016-08-12 16:00 | 0 | 0 | 0 | 0 | 0 | 0 | 830230.9101 | 645060 | 0 | 0 | 0 | 0 | 1462305.9877 | 2294389.5391 | 0 | 0 | 0 | 0 | 0 | 0 | 0 | 0 | 0 | 0 | 0 | 0 | 0 | 0 | 0 | 0 | 69445.1908 | 115725.7193 | 0 | 0 | 0 | 0 | 0 | 0 | 0 | 0 | 0 | 0 | 0 | 0 | 0 | 0 | 0
2016-08-12 17:00 | 0 | 0 | 0 | 0 | 0 | 0 | 838632.0498 | 667185 | 0 | 0 | 0 | 0 | 1518027.3182 | 2410115.2584 | 0 | 0 | 0 | 0 | 0 | 0 | 0 | 0 | 0 | 0 | 0 | 0 | 0 | 0 | 0 | 0 | 55721.3305 | 115725.7193 | 0 | 0 | 0 | 0 | 0 | 0 | 0 | 0 | 0 | 0 | 0 | 0 | 0 | 0 | 0
2016-08-12 18:00 | 0 | 0 | 0 | 0 | 0 | 0 | 828003.2023 | 683130 | 0 | 0 | 0 | 0 | 1770025.6331 | 2302990.1458 | 0 | 0 | 0 | 0 | 0 | 0 | 0 | 0 | 0 | 0 | 0 | 0 | 0 | 0 | 0 | 0 | 251998.3149 | -107125.1126 | 0 | 0 | 0 | 0 | 0 | 0 | 0 | 0 | 0 | 0 | 0 | 0 | 0 | 0 | 0
2016-08-12 19:00 | 0 | 0 | 0 | 0 | 0 | 0 | 814574.7249 | 691605 | 0 | 0 | 0 | 0 | 2008721.0773 | 2187264.4265 | 0 | 0 | 0 | 0 | 0 | 0 | 0 | 0 | 0 | 0 | 0 | 0 | 0 | 0 | 0 | 0 | 238695.4442 | -115725.7193 | 0 | 0 | 0 | 0 | 0 | 0 | 0 | 0 | 0 | 0 | 0 | 0 | 0 | 0 | 0
2016-08-12 20:00 | 0 | 0 | 0 | 0 | 0 | 0 | 806356.237 | 693676 | 0 | 0 | 0 | 0 | 2005675.595 | 2302990.1458 | 0 | 0 | 0 | 0 | 0 | 0 | 0 | 0 | 0 | 0 | 0 | 0 | 0 | 0 | 0 | 0 | -3045.4823 | 115725.7193 | 0 | 0 | 0 | 0 | 0 | 0 | 0 | 0 | 0 | 0 | 0 | 0 | 0 | 0 | 0
2016-08-12 21:00 | 0 | 0 | 0 | 0 | 0 | 0 | 789664.5815 | 691677 | 0 | 0 | 0 | 0 | 2219388.8958 | 2187264.4265 | 0 | 0 | 0 | 0 | 0 | 0 | 0 | 0 | 0 | 0 | 0 | 0 | 0 | 0 | 0 | 0 | 213713.3008 | -115725.7193 | 0 | 0 | 0 | 0 | 0 | 0 | 0 | 0 | 0 | 0 | 0 | 0 | 0 | 0 | 0
2016-08-12 22:00 | 0 | 0 | 0 | 0 | 0 | 0 | 751567.9243 | 681134 | 0 | 0 | 0 | 0 | 2174097.1008 | 2302990.1458 | 0 | 0 | 0 | 0 | 0 | 0 | 0 | 0 | 0 | 0 | 0 | 0 | 0 | 0 | 0 | 0 | -45291.795 | 115725.7193 | 0 | 0 | 0 | 0 | 0 | 0 | 0 | 0 | 0 | 0 | 0 | 0 | 0 | 0 | 0
2016-08-12 23:00 | 0 | 0 | 0 | 0 | 0 | 0 | 648483.0593 | 662811 | 0 | 0 | 0 | 0 | 2044043.4408 | 2418715.8651 | 0 | 0 | 0 | 0 | 0 | 0 | 0 | 0 | 0 | 0 | 0 | 0 | 0 | 0 | 0 | 0 | -130053.66 | 115725.7193 | 0 | 0 | 0 | 0 | 0 | 0 | 0 | 0 | 0 | 0 | 0 | 0 | 0 | 0 | 0
2016-08-13 | 0 | 0 | 0 | 0 | 0 | 0 | 487763.4798 | 647312 | 0 | 0 | 0 | 0 | 1792045.1259 | 2511165.6599 | 0 | 0 | 0 | 0 | 0 | 0 | 0 | 0 | 0 | 0 | 0 | 0 | 0 | 0 | 0 | 0 | -251998.3149 | 92449.7948 | 0 | 0 | 0 | 0 | 0 | 0 | 0 | 0 | 0 | 0 | 0 | 0 | 0 | 0 | 0
2016-08-13 01:00 | 0 | 0 | 0 | 0 | 0 | 264075.2396 | 184961.7598 | 628394 | 0 | 0 | 0 | 0 | 1540046.811 | 2583806.9742 | 0 | 0 | 0 | 0 | 0 | 0 | 0 | 0 | 0 | 0 | 0 | 0 | 0 | 0 | 0 | 0 | -251998.3149 | 72641.3143 | 0 | 0 | 0 | 0 | 0 | 0 | 0 | 0 | 0 | 0 | 0 | 0 | 0 | 0 | 0
2016-08-13 02:00 | 0 | 0 | 0 | 0 | 0 | 289520.1151 | 2486.6447 | 598858 | 0 | 0 | 0 | 0 | 1348921.29 | 2468081.2549 | 0 | 0 | 0 | 0 | 0 | 0 | 0 | 0 | 0 | 0 | 0 | 0 | 0 | 0 | 0 | 0 | -191125.5209 | -115725.7193 | 0 | 0 | 0 | 0 | 0 | 0 | 0 | 0 | 0 | 0 | 0 | 0 | 0 | 0 | 0
2016-08-13 03:00 | 0 | 0 | 0 | 0 | 0 | 293790.5587 | 0 | 564410 | 0 | 0 | 0 | 0 | 1194027.568 | 2352355.5356 | 0 | 0 | 0 | 0 | 0 | 0 | 0 | 0 | 0 | 0 | 0 | 0 | 0 | 0 | 0 | 0 | -154893.722 | -115725.7193 | 0 | 0 | 0 | 0 | 0 | 0 | 0 | 0 | 0 | 0 | 0 | 0 | 0 | 0 | 0
2016-08-13 04:00 | 0 | 0 | 0 | 0 | 0 | 290625.1828 | 0 | 530967 | 0 | 0 | 0 | 0 | 942029.2531 | 2364012.0333 | 0 | 0 | 0 | 0 | 0 | 0 | 0 | 0 | 0 | 0 | 0 | 0 | 0 | 0 | 0 | 0 | -251998.3149 | 11656.4977 | 0 | 0 | 0 | 0 | 0 | 0 | 0 | 0 | 0 | 0 | 0 | 0 | 0 | 0 | 0
2016-08-13 05:00 | 0 | 0 | 0 | 0 | 0 | 281348.9632 | 0 | 500597 | 0 | 0 | 0 | 0 | 838506.9356 | 2248286.314 | 0 | 0 | 0 | 0 | 0 | 0 | 0 | 0 | 0 | 0 | 0 | 0 | 0 | 0 | 0 | 0 | -103522.3175 | -115725.7193 | 0 | 0 | 0 | 0 | 0 | 0 | 0 | 0 | 0 | 0 | 0 | 0 | 0 | 0 | 0
2016-08-13 06:00 | 0 | 0 | 0 | 0 | 0 | 107219.9658 | 0 | 474944 | 0 | 0 | 0 | 0 | 586508.6207 | 2132560.5947 | 0 | 0 | 0 | 0 | 0 | 0 | 0 | 0 | 0 | 0 | 0 | 0 | 0 | 0 | 0 | 0 | -251998.3149 | -115725.7193 | 0 | 0 | 0 | 0 | 0 | 0 | 0 | 0 | 0 | 0 | 0 | 0 | 0 | 0 | 0
2016-08-13 07:00 | 0 | 0 | 0 | 0 | 0 | 268291.0866 | 0 | 456605 | 0 | 0 | 0 | 0 | 513920.4266 | 2016834.8754 | 0 | 0 | 0 | 0 | 0 | 0 | 0 | 0 | 0 | 0 | 0 | 0 | 0 | 0 | 0 | 0 | -72588.1941 | -115725.7193 | 0 | 0 | 0 | 0 | 0 | 0 | 0 | 0 | 0 | 0 | 0 | 0 | 0 | 0 | 0
2016-08-13 08:00 | 0 | 0 | 0 | 0 | 0 | 273201.3132 | 0 | 444618 | 0 | 0 | 0 | 0 | 261922.1116 | 2097416.5036 | 0 | 0 | 0 | 0 | 0 | 0 | 0 | 0 | 0 | 0 | 0 | 0 | 0 | 0 | 0 | 0 | -251998.3149 | 80581.6282 | 0 | 0 | 0 | 0 | 0 | 0 | 0 | 0 | 0 | 0 | 0 | 0 | 0 | 0 | 0
2016-08-13 09:00 | 0 | 0 | 0 | 0 | 0 | 279898.0076 | 0 | 439691 | 0 | 0 | 0 | 0 | 217854.8385 | 1981690.7843 | 0 | 0 | 0 | 0 | 0 | 0 | 0 | 0 | 0 | 0 | 0 | 0 | 0 | 0 | 0 | 0 | -44067.2731 | -115725.7193 | 0 | 0 | 0 | 0 | 0 | 0 | 0 | 0 | 0 | 0 | 0 | 0 | 0 | 0 | 0
2016-08-13 10:00 | 0 | 0 | 0 | 0 | 0 | 293224.0021 | 0 | 440900 | 0 | 0 | 0 | 0 | 185904.5599 | 1865965.065 | 0 | 0 | 0 | 0 | 0 | 0 | 0 | 0 | 0 | 0 | 0 | 0 | 0 | 0 | 0 | 0 | -31950.2786 | -115725.7193 | 0 | 0 | 0 | 0 | 0 | 0 | 0 | 0 | 0 | 0 | 0 | 0 | 0 | 0 | 0
2016-08-13 11:00 | 0 | 0 | 0 | 0 | 0 | 301487.805 | 0 | 448811 | 0 | 0 | 0 | 0 | 154307.0841 | 1750239.3457 | 0 | 0 | 0 | 0 | 0 | 0 | 0 | 0 | 0 | 0 | 0 | 0 | 0 | 0 | 0 | 0 | -31597.4757 | -115725.7193 | 0 | 0 | 0 | 0 | 0 | 0 | 0 | 0 | 0 | 0 | 0 | 0 | 0 | 0 | 0
2016-08-13 12:00 | 0 | 0 | 0 | 0 | 0 | 176402.615 | 23326.5816 | 469762 | 0 | 0 | 0 | 0 | 0 | 1634513.6264 | 0 | 0 | 0 | 0 | 0 | 0 | 0 | 0 | 0 | 0 | 0 | 0 | 0 | 0 | 0 | 0 | -154307.0841 | -115725.7193 | 0 | 0 | 0 | 0 | 0 | 0 | 0 | 0 | 0 | 0 | 0 | 0 | 0 | 0 | 0
2016-08-13 13:00 | 0 | 0 | 0 | 0 | 0 | 64517.1843 | 318715.0964 | 498958 | 0 | 0 | 0 | 0 | 0 | 1518787.9071 | 0 | 0 | 0 | 0 | 0 | 0 | 0 | 0 | 0 | 0 | 0 | 0 | 0 | 0 | 0 | 0 | 0 | -115725.7193 | 0 | 0 | 0 | 0 | 0 | 0 | 0 | 0 | 0 | 0 | 0 | 0 | 0 | 0 | 0
2016-08-13 14:00 | 0 | 0 | 0 | 0 | 0 | 82497.9423 | 585493.6534 | 531719 | 0 | 0 | 0 | 0 | 251998.3149 | 1403062.1878 | 0 | 0 | 0 | 0 | 0 | 0 | 0 | 0 | 0 | 0 | 0 | 0 | 0 | 0 | 0 | 0 | 251998.3149 | -115725.7193 | 0 | 0 | 0 | 0 | 0 | 0 | 0 | 0 | 0 | 0 | 0 | 0 | 0 | 0 | 0
2016-08-13 15:00 | 0 | 0 | 0 | 0 | 0 | 0 | 713357.0686 | 563517 | 0 | 0 | 0 | 0 | 503996.6299 | 1300903.9415 | 0 | 0 | 0 | 0 | 0 | 0 | 0 | 0 | 0 | 0 | 0 | 0 | 0 | 0 | 0 | 0 | 251998.3149 | -102158.2463 | 0 | 0 | 0 | 0 | 0 | 0 | 0 | 0 | 0 | 0 | 0 | 0 | 0 | 0 | 0
2016-08-13 16:00 | 0 | 0 | 0 | 0 | 0 | 0 | 784069.8494 | 590577 | 0 | 0 | 0 | 0 | 755994.9448 | 1242398.476 | 0 | 0 | 0 | 0 | 0 | 0 | 0 | 0 | 0 | 0 | 0 | 0 | 0 | 0 | 0 | 0 | 251998.3149 | -58505.4655 | 0 | 0 | 0 | 0 | 0 | 0 | 0 | 0 | 0 | 0 | 0 | 0 | 0 | 0 | 0
2016-08-13 17:00 | 0 | 0 | 0 | 0 | 0 | 0 | 791542.8705 | 610030 | 0 | 0 | 0 | 0 | 1007993.2598 | 1171913.0315 | 0 | 0 | 0 | 0 | 0 | 0 | 0 | 0 | 0 | 0 | 0 | 0 | 0 | 0 | 0 | 0 | 251998.3149 | -70485.4445 | 0 | 0 | 0 | 0 | 0 | 0 | 0 | 0 | 0 | 0 | 0 | 0 | 0 | 0 | 0
2016-08-13 18:00 | 0 | 0 | 0 | 0 | 0 | 0 | 781979.9099 | 625920 | 0 | 0 | 0 | 0 | 1259991.5747 | 1075974.6265 | 0 | 0 | 0 | 0 | 0 | 0 | 0 | 0 | 0 | 0 | 0 | 0 | 0 | 0 | 0 | 0 | 251998.3149 | -95938.405 | 0 | 0 | 0 | 0 | 0 | 0 | 0 | 0 | 0 | 0 | 0 | 0 | 0 | 0 | 0
2016-08-13 19:00 | 0 | 0 | 0 | 0 | 0 | 0 | 772349.1079 | 637776 | 0 | 0 | 0 | 0 | 1510290.4019 | 960248.9072 | 0 | 0 | 0 | 0 | 0 | 0 | 0 | 0 | 0 | 0 | 0 | 0 | 0 | 0 | 0 | 0 | 250298.8272 | -115725.7193 | 0 | 0 | 0 | 0 | 0 | 0 | 0 | 0 | 0 | 0 | 0 | 0 | 0 | 0 | 0
2016-08-13 20:00 | 0 | 0 | 0 | 0 | 0 | 12374.3483 | 769364.2474 | 645466 | 0 | 0 | 0 | 0 | 1762288.7169 | 844523.1879 | 0 | 0 | 0 | 0 | 0 | 0 | 0 | 0 | 0 | 0 | 0 | 0 | 0 | 0 | 0 | 0 | 251998.3149 | -115725.7193 | 0 | 0 | 0 | 0 | 0 | 0 | 0 | 0 | 0 | 0 | 0 | 0 | 0 | 0 | 0
2016-08-13 21:00 | 0 | 0 | 0 | 0 | 0 | 0 | 758773.5226 | 647940 | 0 | 0 | 0 | 0 | 1988847.9588 | 728797.4686 | 0 | 0 | 0 | 0 | 0 | 0 | 0 | 0 | 0 | 0 | 0 | 0 | 0 | 0 | 0 | 0 | 226559.2419 | -115725.7193 | 0 | 0 | 0 | 0 | 0 | 0 | 0 | 0 | 0 | 0 | 0 | 0 | 0 | 0 | 0
2016-08-13 22:00 | 0 | 0 | 0 | 0 | 0 | 0 | 723521.731 | 643110 | 0 | 0 | 0 | 0 | 1953533.9705 | 844523.1879 | 0 | 0 | 0 | 0 | 0 | 0 | 0 | 0 | 0 | 0 | 0 | 0 | 0 | 0 | 0 | 0 | -35313.9883 | 115725.7193 | 0 | 0 | 0 | 0 | 0 | 0 | 0 | 0 | 0 | 0 | 0 | 0 | 0 | 0 | 0
2016-08-13 23:00 | 0 | 0 | 0 | 0 | 0 | 0 | 630306.5592 | 628592 | 0 | 0 | 0 | 0 | 1925179.0892 | 874592.6284 | 0 | 0 | 0 | 0 | 0 | 0 | 0 | 0 | 0 | 0 | 0 | 0 | 0 | 0 | 0 | 0 | -28354.8813 | 30069.4405 | 0 | 0 | 0 | 0 | 0 | 0 | 0 | 0 | 0 | 0 | 0 | 0 | 0 | 0 | 0
2016-08-14 | 0 | 0 | 0 | 0 | 0 | 221695.3799 | 472545.6067 | 615613 | 0 | 0 | 0 | 0 | 2119532.7951 | 758866.9091 | 0 | 0 | 0 | 0 | 0 | 0 | 0 | 0 | 0 | 0 | 0 | 0 | 0 | 0 | 0 | 0 | 194353.706 | -115725.7193 | 0 | 0 | 0 | 0 | 0 | 0 | 0 | 0 | 0 | 0 | 0 | 0 | 0 | 0 | 0
2016-08-14 01:00 | 0 | 0 | 0 | 0 | 0 | 310043.3777 | 183131.9979 | 598889 | 0 | 0 | 0 | 0 | 2129544.8901 | 643141.1898 | 0 | 0 | 0 | 0 | 0 | 0 | 0 | 0 | 0 | 0 | 0 | 0 | 0 | 0 | 0 | 0 | 10012.0949 | -115725.7193 | 0 | 0 | 0 | 0 | 0 | 0 | 0 | 0 | 0 | 0 | 0 | 0 | 0 | 0 | 0
2016-08-14 02:00 | 0 | 0 | 0 | 0 | 0 | 333342.1488 | 2018.8088 | 570370 | 0 | 0 | 0 | 0 | 2010261.567 | 527415.4705 | 0 | 0 | 0 | 0 | 0 | 0 | 0 | 0 | 0 | 0 | 0 | 0 | 0 | 0 | 0 | 0 | -119283.3231 | -115725.7193 | 0 | 0 | 0 | 0 | 0 | 0 | 0 | 0 | 0 | 0 | 0 | 0 | 0 | 0 | 0
2016-08-14 03:00 | 0 | 0 | 0 | 0 | 0 | 320550.4489 | 0 | 539040 | 0 | 0 | 0 | 0 | 1907497.7352 | 411689.7512 | 0 | 0 | 0 | 0 | 0 | 0 | 0 | 0 | 0 | 0 | 0 | 0 | 0 | 0 | 0 | 0 | -102763.8318 | -115725.7193 | 0 | 0 | 0 | 0 | 0 | 0 | 0 | 0 | 0 | 0 | 0 | 0 | 0 | 0 | 0
2016-08-14 04:00 | 0 | 0 | 0 | 0 | 0 | 293076.6846 | 0 | 506573 | 0 | 0 | 0 | 0 | 1809727.1391 | 295964.0319 | 0 | 0 | 0 | 0 | 0 | 0 | 0 | 0 | 0 | 0 | 0 | 0 | 0 | 0 | 0 | 0 | -97770.5961 | -115725.7193 | 0 | 0 | 0 | 0 | 0 | 0 | 0 | 0 | 0 | 0 | 0 | 0 | 0 | 0 | 0
2016-08-14 05:00 | 0 | 0 | 0 | 0 | 0 | 262978.906 | 0 | 479368 | 0 | 0 | 0 | 0 | 1557728.8241 | 331573.2528 | 0 | 0 | 0 | 0 | 0 | 0 | 0 | 0 | 0 | 0 | 0 | 0 | 0 | 0 | 0 | 0 | -251998.3149 | 35609.2209 | 0 | 0 | 0 | 0 | 0 | 0 | 0 | 0 | 0 | 0 | 0 | 0 | 0 | 0 | 0
2016-08-14 06:00 | 0 | 0 | 0 | 0 | 0 | 244285.0725 | 0 | 454836 | 0 | 0 | 0 | 0 | 1305730.5092 | 373020.6403 | 0 | 0 | 0 | 0 | 0 | 0 | 0 | 0 | 0 | 0 | 0 | 0 | 0 | 0 | 0 | 0 | -251998.3149 | 41447.3875 | 0 | 0 | 0 | 0 | 0 | 0 | 0 | 0 | 0 | 0 | 0 | 0 | 0 | 0 | 0
2016-08-14 07:00 | 0 | 0 | 0 | 0 | 0 | 238378.4136 | 0 | 436168 | 0 | 0 | 0 | 0 | 1223666.6421 | 257294.921 | 0 | 0 | 0 | 0 | 0 | 0 | 0 | 0 | 0 | 0 | 0 | 0 | 0 | 0 | 0 | 0 | -82063.8671 | -115725.7193 | 0 | 0 | 0 | 0 | 0 | 0 | 0 | 0 | 0 | 0 | 0 | 0 | 0 | 0 | 0
2016-08-14 08:00 | 0 | 0 | 0 | 0 | 0 | 55363.9658 | 0 | 423088 | 0 | 0 | 0 | 0 | 971668.3271 | 141569.2017 | 0 | 0 | 0 | 0 | 0 | 0 | 0 | 0 | 0 | 0 | 0 | 0 | 0 | 0 | 0 | 0 | -251998.3149 | -115725.7193 | 0 | 0 | 0 | 0 | 0 | 0 | 0 | 0 | 0 | 0 | 0 | 0 | 0 | 0 | 0
2016-08-14 09:00 | 0 | 0 | 0 | 0 | 0 | 247546.8608 | 0 | 416755 | 0 | 0 | 0 | 0 | 918185.9072 | 25843.4824 | 0 | 0 | 0 | 0 | 0 | 0 | 0 | 0 | 0 | 0 | 0 | 0 | 0 | 0 | 0 | 0 | -53482.4199 | -115725.7193 | 0 | 0 | 0 | 0 | 0 | 0 | 0 | 0 | 0 | 0 | 0 | 0 | 0 | 0 | 0
2016-08-14 10:00 | 0 | 0 | 0 | 0 | 0 | 251122.922 | 0 | 413239 | 0 | 0 | 0 | 0 | 666187.5922 | 115725.7193 | 0 | 0 | 0 | 0 | 0 | 0 | 0 | 0 | 0 | 0 | 0 | 0 | 0 | 0 | 0 | 0 | -251998.3149 | 89882.2369 | 0 | 0 | 0 | 0 | 0 | 0 | 0 | 0 | 0 | 0 | 0 | 0 | 0 | 0 | 0
2016-08-14 11:00 | 0 | 0 | 0 | 0 | 0 | 258580.127 | 0 | 417707 | 0 | 0 | 0 | 0 | 622786.4385 | 0 | 0 | 0 | 0 | 0 | 0 | 0 | 0 | 0 | 0 | 0 | 0 | 0 | 0 | 0 | 0 | 0 | -43401.1538 | -115725.7193 | 0 | 0 | 0 | 0 | 0 | 0 | 0 | 0 | 0 | 0 | 0 | 0 | 0 | 0 | 0
2016-08-14 12:00 | 0 | 0 | 0 | 0 | 0 | 177663.7295 | 13961.7719 | 437681 | 0 | 0 | 0 | 0 | 370788.1235 | 5942.8163 | 0 | 0 | 0 | 0 | 0 | 0 | 0 | 0 | 0 | 0 | 0 | 0 | 0 | 0 | 0 | 0 | -251998.3149 | 5942.8163 | 0 | 0 | 0 | 0 | 0 | 0 | 0 | 0 | 0 | 0 | 0 | 0 | 0 | 0 | 0
2016-08-14 13:00 | 0 | 0 | 0 | 0 | 0 | 36396.4392 | 294961.9652 | 467631 | 0 | 0 | 0 | 0 | 118789.8086 | 121668.5356 | 0 | 0 | 0 | 0 | 0 | 0 | 0 | 0 | 0 | 0 | 0 | 0 | 0 | 0 | 0 | 0 | -251998.3149 | 115725.7193 | 0 | 0 | 0 | 0 | 0 | 0 | 0 | 0 | 0 | 0 | 0 | 0 | 0 | 0 | 0
2016-08-14 14:00 | 0 | 0 | 0 | 0 | 0 | 98952.8306 | 583634.9566 | 499596 | 0 | 0 | 0 | 0 | 186055.8765 | 237394.2549 | 0 | 0 | 0 | 0 | 0 | 0 | 0 | 0 | 0 | 0 | 0 | 0 | 0 | 0 | 0 | 0 | 67266.0679 | 115725.7193 | 0 | 0 | 0 | 0 | 0 | 0 | 0 | 0 | 0 | 0 | 0 | 0 | 0 | 0 | 0
2016-08-14 15:00 | 0 | 0 | 0 | 0 | 0 | 0 | 745009.7035 | 530843 | 0 | 0 | 0 | 0 | 438054.1914 | 199562.6435 | 0 | 0 | 0 | 0 | 0 | 0 | 0 | 0 | 0 | 0 | 0 | 0 | 0 | 0 | 0 | 0 | 251998.3149 | -37831.6114 | 0 | 0 | 0 | 0 | 0 | 0 | 0 | 0 | 0 | 0 | 0 | 0 | 0 | 0 | 0
2016-08-14 16:00 | 0 | 0 | 0 | 0 | 0 | 109584.1249 | 817029.9093 | 558890 | 0 | 0 | 0 | 0 | 690052.5063 | 315288.3628 | 0 | 0 | 0 | 0 | 0 | 0 | 0 | 0 | 0 | 0 | 0 | 0 | 0 | 0 | 0 | 0 | 251998.3149 | 115725.7193 | 0 | 0 | 0 | 0 | 0 | 0 | 0 | 0 | 0 | 0 | 0 | 0 | 0 | 0 | 0
2016-08-14 17:00 | 0 | 0 | 0 | 0 | 0 | 0 | 827376.908 | 580961 | 0 | 0 | 0 | 0 | 942050.8213 | 309705.9558 | 0 | 0 | 0 | 0 | 0 | 0 | 0 | 0 | 0 | 0 | 0 | 0 | 0 | 0 | 0 | 0 | 251998.3149 | -5582.4069 | 0 | 0 | 0 | 0 | 0 | 0 | 0 | 0 | 0 | 0 | 0 | 0 | 0 | 0 | 0
2016-08-14 18:00 | 0 | 0 | 0 | 0 | 0 | 116437.5939 | 819192.8867 | 597919 | 0 | 0 | 0 | 0 | 1164036.5826 | 425431.6751 | 0 | 0 | 0 | 0 | 0 | 0 | 0 | 0 | 0 | 0 | 0 | 0 | 0 | 0 | 0 | 0 | 221985.7613 | 115725.7193 | 0 | 0 | 0 | 0 | 0 | 0 | 0 | 0 | 0 | 0 | 0 | 0 | 0 | 0 | 0
2016-08-14 19:00 | 0 | 0 | 0 | 0 | 0 | 113168.9293 | 808284.6279 | 610934 | 0 | 0 | 0 | 0 | 1358830.4205 | 541157.3944 | 0 | 0 | 0 | 0 | 0 | 0 | 0 | 0 | 0 | 0 | 0 | 0 | 0 | 0 | 0 | 0 | 194793.8379 | 115725.7193 | 0 | 0 | 0 | 0 | 0 | 0 | 0 | 0 | 0 | 0 | 0 | 0 | 0 | 0 | 0
2016-08-14 20:00 | 0 | 0 | 0 | 0 | 0 | 0 | 804821.3709 | 620918 | 0 | 0 | 0 | 0 | 1427008.0721 | 656883.1137 | 0 | 0 | 0 | 0 | 0 | 0 | 0 | 0 | 0 | 0 | 0 | 0 | 0 | 0 | 0 | 0 | 68177.6516 | 115725.7193 | 0 | 0 | 0 | 0 | 0 | 0 | 0 | 0 | 0 | 0 | 0 | 0 | 0 | 0 | 0
2016-08-14 21:00 | 0 | 0 | 0 | 0 | 0 | 115761.1232 | 795419.2559 | 627236 | 0 | 0 | 0 | 0 | 1659805.3979 | 708030.1671 | 0 | 0 | 0 | 0 | 0 | 0 | 0 | 0 | 0 | 0 | 0 | 0 | 0 | 0 | 0 | 0 | 232797.3258 | 51147.0533 | 0 | 0 | 0 | 0 | 0 | 0 | 0 | 0 | 0 | 0 | 0 | 0 | 0 | 0 | 0
2016-08-14 22:00 | 0 | 0 | 0 | 0 | 0 | 131669.4645 | 766059.8345 | 625583 | 0 | 0 | 0 | 0 | 1816225.9776 | 823755.8864 | 0 | 0 | 0 | 0 | 0 | 0 | 0 | 0 | 0 | 0 | 0 | 0 | 0 | 0 | 0 | 0 | 156420.5797 | 115725.7193 | 0 | 0 | 0 | 0 | 0 | 0 | 0 | 0 | 0 | 0 | 0 | 0 | 0 | 0 | 0
2016-08-14 23:00 | 0 | 0 | 0 | 0 | 0 | 169538.7879 | 670358.3386 | 616316 | 0 | 0 | 0 | 0 | 1924081.3848 | 939481.6057 | 0 | 0 | 0 | 0 | 0 | 0 | 0 | 0 | 0 | 0 | 0 | 0 | 0 | 0 | 0 | 0 | 107855.4073 | 115725.7193 | 0 | 0 | 0 | 0 | 0 | 0 | 0 | 0 | 0 | 0 | 0 | 0 | 0 | 0 | 0
2016-08-15 | 0 | 0 | 0 | 0 | 0 | 256186.4532 | 516011.5534 | 607623 | 0 | 0 | 0 | 0 | 2176079.6998 | 852058.2972 | 0 | 0 | 0 | 0 | 0 | 0 | 0 | 0 | 0 | 0 | 0 | 0 | 0 | 0 | 0 | 0 | 251998.3149 | -87423.3084 | 0 | 0 | 0 | 0 | 0 | 0 | 0 | 0 | 0 | 0 | 0 | 0 | 0 | 0 | 0
2016-08-15 01:00 | 0 | 0 | 0 | 0 | 0 | 399736.8293 | 176827.1856 | 594043 | 0 | 0 | 0 | 0 | 2042874.9954 | 967784.0165 | 0 | 0 | 0 | 0 | 0 | 0 | 0 | 0 | 0 | 0 | 0 | 0 | 0 | 0 | 0 | 0 | -133204.7044 | 115725.7193 | 0 | 0 | 0 | 0 | 0 | 0 | 0 | 0 | 0 | 0 | 0 | 0 | 0 | 0 | 0
2016-08-15 02:00 | 0 | 0 | 0 | 0 | 0 | 464072.6768 | 1961.6001 | 565864 | 0 | 0 | 0 | 0 | 1827319.553 | 1083509.7358 | 0 | 0 | 0 | 0 | 0 | 0 | 0 | 0 | 0 | 0 | 0 | 0 | 0 | 0 | 0 | 0 | -215555.4424 | 115725.7193 | 0 | 0 | 0 | 0 | 0 | 0 | 0 | 0 | 0 | 0 | 0 | 0 | 0 | 0 | 0
2016-08-15 03:00 | 0 | 0 | 0 | 0 | 0 | 395530.4044 | 0 | 531803 | 0 | 0 | 0 | 0 | 1575321.2381 | 1199235.4551 | 0 | 0 | 0 | 0 | 0 | 0 | 0 | 0 | 0 | 0 | 0 | 0 | 0 | 0 | 0 | 0 | -251998.3149 | 115725.7193 | 0 | 0 | 0 | 0 | 0 | 0 | 0 | 0 | 0 | 0 | 0 | 0 | 0 | 0 | 0
2016-08-15 04:00 | 0 | 0 | 0 | 0 | 0 | 444731.9052 | 0 | 498640 | 0 | 0 | 0 | 0 | 1405687.4239 | 1314961.1744 | 0 | 0 | 0 | 0 | 0 | 0 | 0 | 0 | 0 | 0 | 0 | 0 | 0 | 0 | 0 | 0 | -169633.8141 | 115725.7193 | 0 | 0 | 0 | 0 | 0 | 0 | 0 | 0 | 0 | 0 | 0 | 0 | 0 | 0 | 0
2016-08-15 05:00 | 0 | 0 | 0 | 0 | 0 | 405332.8593 | 0 | 471763 | 0 | 0 | 0 | 0 | 1454983.0025 | 1199235.4551 | 0 | 0 | 0 | 0 | 0 | 0 | 0 | 0 | 0 | 0 | 0 | 0 | 0 | 0 | 0 | 0 | 49295.5786 | -115725.7193 | 0 | 0 | 0 | 0 | 0 | 0 | 0 | 0 | 0 | 0 | 0 | 0 | 0 | 0 | 0
2016-08-15 06:00 | 0 | 0 | 0 | 0 | 0 | 356382.9794 | 0 | 448691 | 0 | 0 | 0 | 0 | 1246949.2627 | 1314961.1744 | 0 | 0 | 0 | 0 | 0 | 0 | 0 | 0 | 0 | 0 | 0 | 0 | 0 | 0 | 0 | 0 | -208033.7399 | 115725.7193 | 0 | 0 | 0 | 0 | 0 | 0 | 0 | 0 | 0 | 0 | 0 | 0 | 0 | 0 | 0
2016-08-15 07:00 | 0 | 0 | 0 | 0 | 0 | 65516.9658 | 0 | 433241 | 0 | 0 | 0 | 0 | 994950.9477 | 1199235.4551 | 0 | 0 | 0 | 0 | 0 | 0 | 0 | 0 | 0 | 0 | 0 | 0 | 0 | 0 | 0 | 0 | -251998.3149 | -115725.7193 | 0 | 0 | 0 | 0 | 0 | 0 | 0 | 0 | 0 | 0 | 0 | 0 | 0 | 0 | 0
2016-08-15 08:00 | 0 | 0 | 0 | 0 | 0 | 287380.609 | 0 | 426487 | 0 | 0 | 0 | 0 | 971570.276 | 1083509.7358 | 0 | 0 | 0 | 0 | 0 | 0 | 0 | 0 | 0 | 0 | 0 | 0 | 0 | 0 | 0 | 0 | -23380.6717 | -115725.7193 | 0 | 0 | 0 | 0 | 0 | 0 | 0 | 0 | 0 | 0 | 0 | 0 | 0 | 0 | 0
2016-08-15 09:00 | 0 | 0 | 0 | 0 | 0 | 63102.9658 | 0 | 430827 | 0 | 0 | 0 | 0 | 719571.9611 | 967784.0165 | 0 | 0 | 0 | 0 | 0 | 0 | 0 | 0 | 0 | 0 | 0 | 0 | 0 | 0 | 0 | 0 | -251998.3149 | -115725.7193 | 0 | 0 | 0 | 0 | 0 | 0 | 0 | 0 | 0 | 0 | 0 | 0 | 0 | 0 | 0
2016-08-15 10:00 | 0 | 0 | 0 | 0 | 0 | 248185.1559 | 0 | 448712 | 0 | 0 | 0 | 0 | 467573.6461 | 1019255.4874 | 0 | 0 | 0 | 0 | 0 | 0 | 0 | 0 | 0 | 0 | 0 | 0 | 0 | 0 | 0 | 0 | -251998.3149 | 51471.4708 | 0 | 0 | 0 | 0 | 0 | 0 | 0 | 0 | 0 | 0 | 0 | 0 | 0 | 0 | 0
2016-08-15 11:00 | 0 | 0 | 0 | 0 | 0 | 238780.8103 | 0 | 470395 | 0 | 0 | 0 | 0 | 215575.3312 | 1039639.6126 | 0 | 0 | 0 | 0 | 0 | 0 | 0 | 0 | 0 | 0 | 0 | 0 | 0 | 0 | 0 | 0 | -251998.3149 | 20384.1252 | 0 | 0 | 0 | 0 | 0 | 0 | 0 | 0 | 0 | 0 | 0 | 0 | 0 | 0 | 0
2016-08-15 12:00 | 0 | 0 | 0 | 0 | 0 | 159193.9017 | 12944.5483 | 491924 | 0 | 0 | 0 | 0 | 11515.5004 | 923913.8933 | 0 | 0 | 0 | 0 | 0 | 0 | 0 | 0 | 0 | 0 | 0 | 0 | 0 | 0 | 0 | 0 | -204059.8308 | -115725.7193 | 0 | 0 | 0 | 0 | 0 | 0 | 0 | 0 | 0 | 0 | 0 | 0 | 0 | 0 | 0
2016-08-15 13:00 | 0 | 0 | 0 | 0 | 0 | 66848.4396 | 324183.3407 | 518273 | 0 | 0 | 0 | 0 | 0 | 808188.174 | 0 | 0 | 0 | 0 | 0 | 0 | 0 | 0 | 0 | 0 | 0 | 0 | 0 | 0 | 0 | 0 | -11515.5004 | -115725.7193 | 0 | 0 | 0 | 0 | 0 | 0 | 0 | 0 | 0 | 0 | 0 | 0 | 0 | 0 | 0
2016-08-15 14:00 | 0 | 0 | 0 | 0 | 0 | 85717.8221 | 621048.3696 | 549237 | 0 | 0 | 0 | 0 | 251998.3149 | 713719.0508 | 0 | 0 | 0 | 0 | 0 | 0 | 0 | 0 | 0 | 0 | 0 | 0 | 0 | 0 | 0 | 0 | 251998.3149 | -94469.1232 | 0 | 0 | 0 | 0 | 0 | 0 | 0 | 0 | 0 | 0 | 0 | 0 | 0 | 0 | 0
2016-08-15 15:00 | 0 | 0 | 0 | 0 | 0 | 99754.6416 | 757339.833 | 578771 | 0 | 0 | 0 | 0 | 503996.6299 | 740044.2104 | 0 | 0 | 0 | 0 | 0 | 0 | 0 | 0 | 0 | 0 | 0 | 0 | 0 | 0 | 0 | 0 | 251998.3149 | 26325.1596 | 0 | 0 | 0 | 0 | 0 | 0 | 0 | 0 | 0 | 0 | 0 | 0 | 0 | 0 | 0
2016-08-15 16:00 | 0 | 0 | 0 | 0 | 0 | 96716.4347 | 829255.6988 | 603983 | 0 | 0 | 0 | 0 | 755994.9448 | 810035.029 | 0 | 0 | 0 | 0 | 0 | 0 | 0 | 0 | 0 | 0 | 0 | 0 | 0 | 0 | 0 | 0 | 251998.3149 | 69990.8186 | 0 | 0 | 0 | 0 | 0 | 0 | 0 | 0 | 0 | 0 | 0 | 0 | 0 | 0 | 0
2016-08-15 17:00 | 0 | 0 | 0 | 0 | 0 | 93064.0777 | 833493.9518 | 625189 | 0 | 0 | 0 | 0 | 1007993.2598 | 859405.7436 | 0 | 0 | 0 | 0 | 0 | 0 | 0 | 0 | 0 | 0 | 0 | 0 | 0 | 0 | 0 | 0 | 251998.3149 | 49370.7146 | 0 | 0 | 0 | 0 | 0 | 0 | 0 | 0 | 0 | 0 | 0 | 0 | 0 | 0 | 0
2016-08-15 18:00 | 0 | 0 | 0 | 0 | 0 | 91557.8686 | 826761.238 | 639774 | 0 | 0 | 0 | 0 | 1259991.5747 | 885952.5353 | 0 | 0 | 0 | 0 | 0 | 0 | 0 | 0 | 0 | 0 | 0 | 0 | 0 | 0 | 0 | 0 | 251998.3149 | 26546.7917 | 0 | 0 | 0 | 0 | 0 | 0 | 0 | 0 | 0 | 0 | 0 | 0 | 0 | 0 | 0
2016-08-15 19:00 | 0 | 0 | 0 | 0 | 0 | 87328.2603 | 817624.8995 | 650054 | 0 | 0 | 0 | 0 | 1511989.8897 | 888853.3801 | 0 | 0 | 0 | 0 | 0 | 0 | 0 | 0 | 0 | 0 | 0 | 0 | 0 | 0 | 0 | 0 | 251998.3149 | 2900.8448 | 0 | 0 | 0 | 0 | 0 | 0 | 0 | 0 | 0 | 0 | 0 | 0 | 0 | 0 | 0
2016-08-15 20:00 | 0 | 0 | 0 | 0 | 0 | 83296.3158 | 816754.5144 | 657927 | 0 | 0 | 0 | 0 | 1763988.2046 | 878978.8954 | 0 | 0 | 0 | 0 | 0 | 0 | 0 | 0 | 0 | 0 | 0 | 0 | 0 | 0 | 0 | 0 | 251998.3149 | -9874.4847 | 0 | 0 | 0 | 0 | 0 | 0 | 0 | 0 | 0 | 0 | 0 | 0 | 0 | 0 | 0
2016-08-15 21:00 | 0 | 0 | 0 | 0 | 0 | 80735.8522 | 809703.2952 | 659978 | 0 | 0 | 0 | 0 | 2015986.5196 | 857441.7278 | 0 | 0 | 0 | 0 | 0 | 0 | 0 | 0 | 0 | 0 | 0 | 0 | 0 | 0 | 0 | 0 | 251998.3149 | -21537.1676 | 0 | 0 | 0 | 0 | 0 | 0 | 0 | 0 | 0 | 0 | 0 | 0 | 0 | 0 | 0
2016-08-15 22:00 | 0 | 0 | 0 | 0 | 0 | 83079.5071 | 771200.4054 | 653805 | 0 | 0 | 0 | 0 | 2267984.8345 | 805918.3254 | 0 | 0 | 0 | 0 | 0 | 0 | 0 | 0 | 0 | 0 | 0 | 0 | 0 | 0 | 0 | 0 | 251998.3149 | -51523.4024 | 0 | 0 | 0 | 0 | 0 | 0 | 0 | 0 | 0 | 0 | 0 | 0 | 0 | 0 | 0
2016-08-15 23:00 | 0 | 0 | 0 | 0 | 0 | 100222.9049 | 681250.4005 | 641039 | 0 | 0 | 0 | 0 | 2519983.1494 | 694354.3158 | 0 | 0 | 0 | 0 | 0 | 0 | 0 | 0 | 0 | 0 | 0 | 0 | 0 | 0 | 0 | 0 | 251998.3149 | -111564.0096 | 0 | 0 | 0 | 0 | 0 | 0 | 0 | 0 | 0 | 0 | 0 | 0 | 0 | 0 | 0
2016-08-16 | 0 | 0 | 0 | 0 | 0 | 178301.6536 | 470964.4572 | 631686 | 0 | 0 | 0 | 0 | 2653288.9795 | 578628.5965 | 0 | 0 | 0 | 0 | 0 | 0 | 0 | 0 | 0 | 0 | 0 | 0 | 0 | 0 | 0 | 0 | 133305.8301 | -115725.7193 | 0 | 0 | 0 | 0 | 0 | 0 | 0 | 0 | 0 | 0 | 0 | 0 | 0 | 0 | 0
2016-08-16 01:00 | 0 | 0 | 0 | 0 | 0 | 363710.1288 | 156496.966 | 615028 | 0 | 0 | 0 | 0 | 2674193.7936 | 462902.8772 | 0 | 0 | 0 | 0 | 0 | 0 | 0 | 0 | 0 | 0 | 0 | 0 | 0 | 0 | 0 | 0 | 20904.8141 | -115725.7193 | 0 | 0 | 0 | 0 | 0 | 0 | 0 | 0 | 0 | 0 | 0 | 0 | 0 | 0 | 0
2016-08-16 02:00 | 0 | 0 | 0 | 0 | 0 | 439667.633 | 1391.9968 | 582698 | 0 | 0 | 0 | 0 | 2648281.1427 | 347177.1579 | 0 | 0 | 0 | 0 | 0 | 0 | 0 | 0 | 0 | 0 | 0 | 0 | 0 | 0 | 0 | 0 | -25912.6509 | -115725.7193 | 0 | 0 | 0 | 0 | 0 | 0 | 0 | 0 | 0 | 0 | 0 | 0 | 0 | 0 | 0
2016-08-16 03:00 | 0 | 0 | 0 | 0 | 0 | 434499.2576 | 0 | 545197 | 0 | 0 | 0 | 0 | 2653309.1196 | 231451.4386 | 0 | 0 | 0 | 0 | 0 | 0 | 0 | 0 | 0 | 0 | 0 | 0 | 0 | 0 | 0 | 0 | 5027.9769 | -115725.7193 | 0 | 0 | 0 | 0 | 0 | 0 | 0 | 0 | 0 | 0 | 0 | 0 | 0 | 0 | 0
2016-08-16 04:00 | 0 | 0 | 0 | 0 | 0 | 401330.7069 | 0 | 509549 | 0 | 0 | 0 | 0 | 2660816.5458 | 115725.7193 | 0 | 0 | 0 | 0 | 0 | 0 | 0 | 0 | 0 | 0 | 0 | 0 | 0 | 0 | 0 | 0 | 7507.4262 | -115725.7193 | 0 | 0 | 0 | 0 | 0 | 0 | 0 | 0 | 0 | 0 | 0 | 0 | 0 | 0 | 0
2016-08-16 05:00 | 0 | 0 | 0 | 0 | 0 | 360500.6116 | 0 | 478492 | 0 | 0 | 0 | 0 | 2658550.8766 | 0 | 0 | 0 | 0 | 0 | 0 | 0 | 0 | 0 | 0 | 0 | 0 | 0 | 0 | 0 | 0 | 0 | -2265.6691 | -115725.7193 | 0 | 0 | 0 | 0 | 0 | 0 | 0 | 0 | 0 | 0 | 0 | 0 | 0 | 0 | 0
2016-08-16 06:00 | 0 | 0 | 0 | 0 | 0 | 322685.5487 | 0 | 454127 | 0 | 0 | 0 | 0 | 2527109.4254 | 0 | 0 | 0 | 0 | 0 | 0 | 0 | 0 | 0 | 0 | 0 | 0 | 0 | 0 | 0 | 0 | 0 | -131441.4513 | 0 | 0 | 0 | 0 | 0 | 0 | 0 | 0 | 0 | 0 | 0 | 0 | 0 | 0 | 0 | 0
2016-08-16 07:00 | 0 | 0 | 0 | 0 | 0 | 293733.8137 | 0 | 437248 | 0 | 0 | 0 | 0 | 2275111.1104 | 108484.1286 | 0 | 0 | 0 | 0 | 0 | 0 | 0 | 0 | 0 | 0 | 0 | 0 | 0 | 0 | 0 | 0 | -251998.3149 | 108484.1286 | 0 | 0 | 0 | 0 | 0 | 0 | 0 | 0 | 0 | 0 | 0 | 0 | 0 | 0 | 0
2016-08-16 08:00 | 0 | 0 | 0 | 0 | 0 | 279401.5688 | 0 | 429944 | 0 | 0 | 0 | 0 | 2059804.2482 | 173248.5597 | 0 | 0 | 0 | 0 | 0 | 0 | 0 | 0 | 0 | 0 | 0 | 0 | 0 | 0 | 0 | 0 | -215306.8622 | 64764.431 | 0 | 0 | 0 | 0 | 0 | 0 | 0 | 0 | 0 | 0 | 0 | 0 | 0 | 0 | 0
2016-08-16 09:00 | 0 | 0 | 0 | 0 | 0 | 260243.7582 | 0 | 434927 | 0 | 0 | 0 | 0 | 2000846.7257 | 57522.8404 | 0 | 0 | 0 | 0 | 0 | 0 | 0 | 0 | 0 | 0 | 0 | 0 | 0 | 0 | 0 | 0 | -58957.5225 | -115725.7193 | 0 | 0 | 0 | 0 | 0 | 0 | 0 | 0 | 0 | 0 | 0 | 0 | 0 | 0 | 0
2016-08-16 10:00 | 0 | 0 | 0 | 0 | 0 | 240938.9711 | 0 | 453229 | 0 | 0 | 0 | 0 | 1748848.4108 | 97231.1264 | 0 | 0 | 0 | 0 | 0 | 0 | 0 | 0 | 0 | 0 | 0 | 0 | 0 | 0 | 0 | 0 | -251998.3149 | 39708.2861 | 0 | 0 | 0 | 0 | 0 | 0 | 0 | 0 | 0 | 0 | 0 | 0 | 0 | 0 | 0
2016-08-16 11:00 | 0 | 0 | 0 | 0 | 0 | 222429.5594 | 0 | 473966 | 0 | 0 | 0 | 0 | 1496850.0958 | 97693.0008 | 0 | 0 | 0 | 0 | 0 | 0 | 0 | 0 | 0 | 0 | 0 | 0 | 0 | 0 | 0 | 0 | -251998.3149 | 461.8744 | 0 | 0 | 0 | 0 | 0 | 0 | 0 | 0 | 0 | 0 | 0 | 0 | 0 | 0 | 0
2016-08-16 12:00 | 0 | 0 | 0 | 0 | 0 | 136147.0297 | 9677.6545 | 495516 | 0 | 0 | 0 | 0 | 1244851.7809 | 0 | 0 | 0 | 0 | 0 | 0 | 0 | 0 | 0 | 0 | 0 | 0 | 0 | 0 | 0 | 0 | 0 | -251998.3149 | -97693.0008 | 0 | 0 | 0 | 0 | 0 | 0 | 0 | 0 | 0 | 0 | 0 | 0 | 0 | 0 | 0
2016-08-16 13:00 | 0 | 0 | 0 | 0 | 0 | 50027.4521 | 296874.6568 | 521078 | 0 | 0 | 0 | 0 | 992853.466 | 77822.4239 | 0 | 0 | 0 | 0 | 0 | 0 | 0 | 0 | 0 | 0 | 0 | 0 | 0 | 0 | 0 | 0 | -251998.3149 | 77822.4239 | 0 | 0 | 0 | 0 | 0 | 0 | 0 | 0 | 0 | 0 | 0 | 0 | 0 | 0 | 0
2016-08-16 14:00 | 0 | 0 | 0 | 0 | 0 | 0 | 598532.0534 | 551975 | 0 | 0 | 0 | 0 | 1117232.9433 | 0 | 0 | 0 | 0 | 0 | 0 | 0 | 0 | 0 | 0 | 0 | 0 | 0 | 0 | 0 | 0 | 0 | 124379.4773 | -77822.4239 | 0 | 0 | 0 | 0 | 0 | 0 | 0 | 0 | 0 | 0 | 0 | 0 | 0 | 0 | 0
2016-08-16 15:00 | 0 | 0 | 0 | 0 | 0 | 0 | 741762.3516 | 581844 | 0 | 0 | 0 | 0 | 1209256.3554 | 67894.9394 | 0 | 0 | 0 | 0 | 0 | 0 | 0 | 0 | 0 | 0 | 0 | 0 | 0 | 0 | 0 | 0 | 92023.4121 | 67894.9394 | 0 | 0 | 0 | 0 | 0 | 0 | 0 | 0 | 0 | 0 | 0 | 0 | 0 | 0 | 0
2016-08-16 16:00 | 0 | 0 | 0 | 0 | 0 | 52050.1283 | 818091.4234 | 607904 | 0 | 0 | 0 | 0 | 1461254.6704 | 78134.1762 | 0 | 0 | 0 | 0 | 0 | 0 | 0 | 0 | 0 | 0 | 0 | 0 | 0 | 0 | 0 | 0 | 251998.3149 | 10239.2367 | 0 | 0 | 0 | 0 | 0 | 0 | 0 | 0 | 0 | 0 | 0 | 0 | 0 | 0 | 0
2016-08-16 17:00 | 0 | 0 | 0 | 0 | 0 | 51922.7257 | 826834.102 | 629406 | 0 | 0 | 0 | 0 | 1713252.9853 | 75486.6889 | 0 | 0 | 0 | 0 | 0 | 0 | 0 | 0 | 0 | 0 | 0 | 0 | 0 | 0 | 0 | 0 | 251998.3149 | -2647.4873 | 0 | 0 | 0 | 0 | 0 | 0 | 0 | 0 | 0 | 0 | 0 | 0 | 0 | 0 | 0
2016-08-16 18:00 | 0 | 0 | 0 | 0 | 0 | 0 | 822192.626 | 645681 | 0 | 0 | 0 | 0 | 1965251.3003 | 0 | 0 | 0 | 0 | 0 | 0 | 0 | 0 | 0 | 0 | 0 | 0 | 0 | 0 | 0 | 0 | 0 | 251998.3149 | -75486.6889 | 0 | 0 | 0 | 0 | 0 | 0 | 0 | 0 | 0 | 0 | 0 | 0 | 0 | 0 | 0
2016-08-16 19:00 | 0 | 0 | 0 | 0 | 0 | 60415.2525 | 810022.8349 | 655792 | 0 | 0 | 0 | 0 | 2064171.6683 | 115725.7193 | 0 | 0 | 0 | 0 | 0 | 0 | 0 | 0 | 0 | 0 | 0 | 0 | 0 | 0 | 0 | 0 | 98920.368 | 115725.7193 | 0 | 0 | 0 | 0 | 0 | 0 | 0 | 0 | 0 | 0 | 0 | 0 | 0 | 0 | 0
2016-08-16 20:00 | 0 | 0 | 0 | 0 | 0 | 64669.305 | 802706.6754 | 662781 | 0 | 0 | 0 | 0 | 2316169.9833 | 68322.3848 | 0 | 0 | 0 | 0 | 0 | 0 | 0 | 0 | 0 | 0 | 0 | 0 | 0 | 0 | 0 | 0 | 251998.3149 | -47403.3345 | 0 | 0 | 0 | 0 | 0 | 0 | 0 | 0 | 0 | 0 | 0 | 0 | 0 | 0 | 0
2016-08-16 21:00 | 0 | 0 | 0 | 0 | 0 | 0 | 785860.5518 | 666103 | 0 | 0 | 0 | 0 | 2320201.8158 | 184048.1041 | 0 | 0 | 0 | 0 | 0 | 0 | 0 | 0 | 0 | 0 | 0 | 0 | 0 | 0 | 0 | 0 | 4031.8325 | 115725.7193 | 0 | 0 | 0 | 0 | 0 | 0 | 0 | 0 | 0 | 0 | 0 | 0 | 0 | 0 | 0
2016-08-16 22:00 | 0 | 0 | 0 | 0 | 0 | 0 | 744112.3409 | 660448 | 0 | 0 | 0 | 0 | 2519591.876 | 68322.3848 | 0 | 0 | 0 | 0 | 0 | 0 | 0 | 0 | 0 | 0 | 0 | 0 | 0 | 0 | 0 | 0 | 199390.0602 | -115725.7193 | 0 | 0 | 0 | 0 | 0 | 0 | 0 | 0 | 0 | 0 | 0 | 0 | 0 | 0 | 0
2016-08-16 23:00 | 0 | 0 | 0 | 0 | 0 | 81866.0587 | 636146.6248 | 649221 | 0 | 0 | 0 | 0 | 2472657.8402 | 184048.1041 | 0 | 0 | 0 | 0 | 0 | 0 | 0 | 0 | 0 | 0 | 0 | 0 | 0 | 0 | 0 | 0 | -46934.0358 | 115725.7193 | 0 | 0 | 0 | 0 | 0 | 0 | 0 | 0 | 0 | 0 | 0 | 0 | 0 | 0 | 0
2016-08-17 | 0 | 0 | 0 | 0 | 0 | 145383.1878 | 469389.948 | 639748 | 0 | 0 | 0 | 0 | 2331957.2567 | 299773.8234 | 0 | 0 | 0 | 0 | 0 | 0 | 0 | 0 | 0 | 0 | 0 | 0 | 0 | 0 | 0 | 0 | -140700.5835 | 115725.7193 | 0 | 0 | 0 | 0 | 0 | 0 | 0 | 0 | 0 | 0 | 0 | 0 | 0 | 0 | 0
2016-08-17 01:00 | 0 | 0 | 0 | 0 | 0 | 315274.5724 | 158969.7924 | 622478 | 0 | 0 | 0 | 0 | 2079958.9417 | 403538.5031 | 0 | 0 | 0 | 0 | 0 | 0 | 0 | 0 | 0 | 0 | 0 | 0 | 0 | 0 | 0 | 0 | -251998.3149 | 103764.6798 | 0 | 0 | 0 | 0 | 0 | 0 | 0 | 0 | 0 | 0 | 0 | 0 | 0 | 0 | 0
2016-08-17 02:00 | 0 | 0 | 0 | 0 | 0 | 443712.342 | 1103.1451 | 589902 | 0 | 0 | 0 | 0 | 2050598.1482 | 287812.7838 | 0 | 0 | 0 | 0 | 0 | 0 | 0 | 0 | 0 | 0 | 0 | 0 | 0 | 0 | 0 | 0 | -29360.7936 | -115725.7193 | 0 | 0 | 0 | 0 | 0 | 0 | 0 | 0 | 0 | 0 | 0 | 0 | 0 | 0 | 0
2016-08-17 03:00 | 0 | 0 | 0 | 0 | 0 | 415423.4044 | 0 | 551696 | 0 | 0 | 0 | 0 | 1798599.8332 | 403538.5031 | 0 | 0 | 0 | 0 | 0 | 0 | 0 | 0 | 0 | 0 | 0 | 0 | 0 | 0 | 0 | 0 | -251998.3149 | 115725.7193 | 0 | 0 | 0 | 0 | 0 | 0 | 0 | 0 | 0 | 0 | 0 | 0 | 0 | 0 | 0
2016-08-17 04:00 | 0 | 0 | 0 | 0 | 0 | 490030.9972 | 0 | 516398 | 0 | 0 | 0 | 0 | 1656507.1111 | 519264.2224 | 0 | 0 | 0 | 0 | 0 | 0 | 0 | 0 | 0 | 0 | 0 | 0 | 0 | 0 | 0 | 0 | -142092.7221 | 115725.7193 | 0 | 0 | 0 | 0 | 0 | 0 | 0 | 0 | 0 | 0 | 0 | 0 | 0 | 0 | 0
2016-08-17 05:00 | 0 | 0 | 0 | 0 | 0 | 467153.5178 | 0 | 486058 | 0 | 0 | 0 | 0 | 1753328.3482 | 403538.5031 | 0 | 0 | 0 | 0 | 0 | 0 | 0 | 0 | 0 | 0 | 0 | 0 | 0 | 0 | 0 | 0 | 96821.2371 | -115725.7193 | 0 | 0 | 0 | 0 | 0 | 0 | 0 | 0 | 0 | 0 | 0 | 0 | 0 | 0 | 0
2016-08-17 06:00 | 0 | 0 | 0 | 0 | 0 | 431588.401 | 0 | 460748 | 0 | 0 | 0 | 0 | 1839894.4685 | 287812.7838 | 0 | 0 | 0 | 0 | 0 | 0 | 0 | 0 | 0 | 0 | 0 | 0 | 0 | 0 | 0 | 0 | 86566.1202 | -115725.7193 | 0 | 0 | 0 | 0 | 0 | 0 | 0 | 0 | 0 | 0 | 0 | 0 | 0 | 0 | 0
2016-08-17 07:00 | 0 | 0 | 0 | 0 | 0 | 393470.062 | 0 | 442708 | 0 | 0 | 0 | 0 | 1906382.2497 | 172087.0645 | 0 | 0 | 0 | 0 | 0 | 0 | 0 | 0 | 0 | 0 | 0 | 0 | 0 | 0 | 0 | 0 | 66487.7813 | -115725.7193 | 0 | 0 | 0 | 0 | 0 | 0 | 0 | 0 | 0 | 0 | 0 | 0 | 0 | 0 | 0
2016-08-17 08:00 | 0 | 0 | 0 | 0 | 0 | 361436.0514 | 0 | 435260 | 0 | 0 | 0 | 0 | 1716832.5819 | 287812.7838 | 0 | 0 | 0 | 0 | 0 | 0 | 0 | 0 | 0 | 0 | 0 | 0 | 0 | 0 | 0 | 0 | -189549.6679 | 115725.7193 | 0 | 0 | 0 | 0 | 0 | 0 | 0 | 0 | 0 | 0 | 0 | 0 | 0 | 0 | 0
2016-08-17 09:00 | 0 | 0 | 0 | 0 | 0 | 331581.587 | 0 | 439205 | 0 | 0 | 0 | 0 | 1493483.4496 | 403538.5031 | 0 | 0 | 0 | 0 | 0 | 0 | 0 | 0 | 0 | 0 | 0 | 0 | 0 | 0 | 0 | 0 | -223349.1323 | 115725.7193 | 0 | 0 | 0 | 0 | 0 | 0 | 0 | 0 | 0 | 0 | 0 | 0 | 0 | 0 | 0
2016-08-17 10:00 | 0 | 0 | 0 | 0 | 0 | 302626.2874 | 0 | 458406 | 0 | 0 | 0 | 0 | 1453429.4563 | 287812.7838 | 0 | 0 | 0 | 0 | 0 | 0 | 0 | 0 | 0 | 0 | 0 | 0 | 0 | 0 | 0 | 0 | -40053.9933 | -115725.7193 | 0 | 0 | 0 | 0 | 0 | 0 | 0 | 0 | 0 | 0 | 0 | 0 | 0 | 0 | 0
2016-08-17 11:00 | 0 | 0 | 0 | 0 | 0 | 277568.0307 | 0 | 480095 | 0 | 0 | 0 | 0 | 1366628.2063 | 172087.0645 | 0 | 0 | 0 | 0 | 0 | 0 | 0 | 0 | 0 | 0 | 0 | 0 | 0 | 0 | 0 | 0 | -86801.25 | -115725.7193 | 0 | 0 | 0 | 0 | 0 | 0 | 0 | 0 | 0 | 0 | 0 | 0 | 0 | 0 | 0
2016-08-17 12:00 | 0 | 0 | 0 | 0 | 0 | 187749.9584 | 13168.4926 | 498402 | 0 | 0 | 0 | 0 | 1129371.4147 | 111860.3071 | 0 | 0 | 0 | 0 | 0 | 0 | 0 | 0 | 0 | 0 | 0 | 0 | 0 | 0 | 0 | 0 | -237256.7916 | -60226.7574 | 0 | 0 | 0 | 0 | 0 | 0 | 0 | 0 | 0 | 0 | 0 | 0 | 0 | 0 | 0
2016-08-17 13:00 | 0 | 0 | 0 | 0 | 0 | 0 | 273149.0972 | 521282 | 0 | 0 | 0 | 0 | 877373.0998 | 115725.7193 | 0 | 0 | 0 | 0 | 0 | 0 | 0 | 0 | 0 | 0 | 0 | 0 | 0 | 0 | 0 | 0 | -251998.3149 | 3865.4122 | 0 | 0 | 0 | 0 | 0 | 0 | 0 | 0 | 0 | 0 | 0 | 0 | 0 | 0 | 0
2016-08-17 14:00 | 0 | 0 | 0 | 0 | 0 | 0 | 583970.49 | 549024 | 0 | 0 | 0 | 0 | 1028045.309 | 0 | 0 | 0 | 0 | 0 | 0 | 0 | 0 | 0 | 0 | 0 | 0 | 0 | 0 | 0 | 0 | 0 | 150672.2093 | -115725.7193 | 0 | 0 | 0 | 0 | 0 | 0 | 0 | 0 | 0 | 0 | 0 | 0 | 0 | 0 | 0
2016-08-17 15:00 | 0 | 0 | 0 | 0 | 0 | 90595.9581 | 721953.8622 | 576883 | 0 | 0 | 0 | 0 | 1147986.41 | 115725.7193 | 0 | 0 | 0 | 0 | 0 | 0 | 0 | 0 | 0 | 0 | 0 | 0 | 0 | 0 | 0 | 0 | 119941.101 | 115725.7193 | 0 | 0 | 0 | 0 | 0 | 0 | 0 | 0 | 0 | 0 | 0 | 0 | 0 | 0 | 0
2016-08-17 16:00 | 0 | 0 | 0 | 0 | 0 | 21253.422 | 792930.3635 | 602481 | 0 | 0 | 0 | 0 | 1399984.725 | 75430.1898 | 0 | 0 | 0 | 0 | 0 | 0 | 0 | 0 | 0 | 0 | 0 | 0 | 0 | 0 | 0 | 0 | 251998.3149 | -40295.5295 | 0 | 0 | 0 | 0 | 0 | 0 | 0 | 0 | 0 | 0 | 0 | 0 | 0 | 0 | 0
2016-08-17 17:00 | 0 | 0 | 0 | 0 | 0 | 79418.4033 | 797611.6806 | 624699 | 0 | 0 | 0 | 0 | 1651983.0399 | 75762.9589 | 0 | 0 | 0 | 0 | 0 | 0 | 0 | 0 | 0 | 0 | 0 | 0 | 0 | 0 | 0 | 0 | 251998.3149 | 332.769 | 0 | 0 | 0 | 0 | 0 | 0 | 0 | 0 | 0 | 0 | 0 | 0 | 0 | 0 | 0
2016-08-17 18:00 | 0 | 0 | 0 | 0 | 0 | 0 | 785158.6513 | 642586 | 0 | 0 | 0 | 0 | 1678829.9719 | 191488.6782 | 0 | 0 | 0 | 0 | 0 | 0 | 0 | 0 | 0 | 0 | 0 | 0 | 0 | 0 | 0 | 0 | 26846.932 | 115725.7193 | 0 | 0 | 0 | 0 | 0 | 0 | 0 | 0 | 0 | 0 | 0 | 0 | 0 | 0 | 0
2016-08-17 19:00 | 0 | 0 | 0 | 0 | 0 | 0 | 766983.5668 | 655492 | 0 | 0 | 0 | 0 | 1906047.258 | 75762.9589 | 0 | 0 | 0 | 0 | 0 | 0 | 0 | 0 | 0 | 0 | 0 | 0 | 0 | 0 | 0 | 0 | 227217.2861 | -115725.7193 | 0 | 0 | 0 | 0 | 0 | 0 | 0 | 0 | 0 | 0 | 0 | 0 | 0 | 0 | 0
2016-08-17 20:00 | 0 | 0 | 0 | 0 | 0 | 92326.0275 | 749216.3285 | 665307 | 0 | 0 | 0 | 0 | 2158045.5729 | 0 | 0 | 0 | 0 | 0 | 0 | 0 | 0 | 0 | 0 | 0 | 0 | 0 | 0 | 0 | 0 | 0 | 251998.3149 | -75762.9589 | 0 | 0 | 0 | 0 | 0 | 0 | 0 | 0 | 0 | 0 | 0 | 0 | 0 | 0 | 0
2016-08-17 21:00 | 0 | 0 | 0 | 0 | 0 | 101646.3245 | 721666.0688 | 668430 | 0 | 0 | 0 | 0 | 2312927.9662 | 0 | 0 | 0 | 0 | 0 | 0 | 0 | 0 | 0 | 0 | 0 | 0 | 0 | 0 | 0 | 0 | 0 | 154882.3933 | 0 | 0 | 0 | 0 | 0 | 0 | 0 | 0 | 0 | 0 | 0 | 0 | 0 | 0 | 0 | 0
2016-08-17 22:00 | 0 | 0 | 0 | 0 | 0 | 119438.0485 | 673524.4814 | 661194 | 0 | 0 | 0 | 0 | 2328970.7768 | 115725.7193 | 0 | 0 | 0 | 0 | 0 | 0 | 0 | 0 | 0 | 0 | 0 | 0 | 0 | 0 | 0 | 0 | 16042.8106 | 115725.7193 | 0 | 0 | 0 | 0 | 0 | 0 | 0 | 0 | 0 | 0 | 0 | 0 | 0 | 0 | 0
2016-08-17 23:00 | 0 | 0 | 0 | 0 | 0 | 0 | 577704.231 | 646276 | 0 | 0 | 0 | 0 | 2144673.2885 | 231451.4386 | 0 | 0 | 0 | 0 | 0 | 0 | 0 | 0 | 0 | 0 | 0 | 0 | 0 | 0 | 0 | 0 | -184297.4883 | 115725.7193 | 0 | 0 | 0 | 0 | 0 | 0 | 0 | 0 | 0 | 0 | 0 | 0 | 0 | 0 | 0
2016-08-18 | 0 | 0 | 0 | 0 | 0 | 272486.1052 | 411849.7894 | 634017 | 0 | 0 | 0 | 0 | 2310717.9025 | 115725.7193 | 0 | 0 | 0 | 0 | 0 | 0 | 0 | 0 | 0 | 0 | 0 | 0 | 0 | 0 | 0 | 0 | 166044.6139 | -115725.7193 | 0 | 0 | 0 | 0 | 0 | 0 | 0 | 0 | 0 | 0 | 0 | 0 | 0 | 0 | 0
2016-08-18 01:00 | 0 | 0 | 0 | 0 | 0 | 481459.7347 | 143905.2149 | 614945 | 0 | 0 | 0 | 0 | 2436863.5713 | 0 | 0 | 0 | 0 | 0 | 0 | 0 | 0 | 0 | 0 | 0 | 0 | 0 | 0 | 0 | 0 | 0 | 126145.6688 | -115725.7193 | 0 | 0 | 0 | 0 | 0 | 0 | 0 | 0 | 0 | 0 | 0 | 0 | 0 | 0 | 0
2016-08-18 02:00 | 0 | 0 | 0 | 0 | 0 | 574458.4726 | 915.7591 | 582294 | 0 | 0 | 0 | 0 | 2314218.0837 | 115725.7193 | 0 | 0 | 0 | 0 | 0 | 0 | 0 | 0 | 0 | 0 | 0 | 0 | 0 | 0 | 0 | 0 | -122645.4876 | 115725.7193 | 0 | 0 | 0 | 0 | 0 | 0 | 0 | 0 | 0 | 0 | 0 | 0 | 0 | 0 | 0
2016-08-18 03:00 | 0 | 0 | 0 | 0 | 0 | 580701.8428 | 0 | 543538 | 0 | 0 | 0 | 0 | 2467107.6458 | 0 | 0 | 0 | 0 | 0 | 0 | 0 | 0 | 0 | 0 | 0 | 0 | 0 | 0 | 0 | 0 | 0 | 152889.5621 | -115725.7193 | 0 | 0 | 0 | 0 | 0 | 0 | 0 | 0 | 0 | 0 | 0 | 0 | 0 | 0 | 0
2016-08-18 04:00 | 0 | 0 | 0 | 0 | 0 | 550466.5589 | 0 | 507707 | 0 | 0 | 0 | 0 | 2394141.4853 | 115725.7193 | 0 | 0 | 0 | 0 | 0 | 0 | 0 | 0 | 0 | 0 | 0 | 0 | 0 | 0 | 0 | 0 | -72966.1604 | 115725.7193 | 0 | 0 | 0 | 0 | 0 | 0 | 0 | 0 | 0 | 0 | 0 | 0 | 0 | 0 | 0
2016-08-18 05:00 | 0 | 0 | 0 | 0 | 0 | 340414.4044 | 0 | 476687 | 0 | 0 | 0 | 0 | 2142143.1704 | 231451.4386 | 0 | 0 | 0 | 0 | 0 | 0 | 0 | 0 | 0 | 0 | 0 | 0 | 0 | 0 | 0 | 0 | -251998.3149 | 115725.7193 | 0 | 0 | 0 | 0 | 0 | 0 | 0 | 0 | 0 | 0 | 0 | 0 | 0 | 0 | 0
2016-08-18 06:00 | 0 | 0 | 0 | 0 | 0 | 456449.2525 | 0 | 452939 | 0 | 0 | 0 | 0 | 2261379.1422 | 115725.7193 | 0 | 0 | 0 | 0 | 0 | 0 | 0 | 0 | 0 | 0 | 0 | 0 | 0 | 0 | 0 | 0 | 119235.9718 | -115725.7193 | 0 | 0 | 0 | 0 | 0 | 0 | 0 | 0 | 0 | 0 | 0 | 0 | 0 | 0 | 0
2016-08-18 07:00 | 0 | 0 | 0 | 0 | 0 | 413685.031 | 0 | 435719 | 0 | 0 | 0 | 0 | 2123619.4539 | 231451.4386 | 0 | 0 | 0 | 0 | 0 | 0 | 0 | 0 | 0 | 0 | 0 | 0 | 0 | 0 | 0 | 0 | -137759.6883 | 115725.7193 | 0 | 0 | 0 | 0 | 0 | 0 | 0 | 0 | 0 | 0 | 0 | 0 | 0 | 0 | 0
2016-08-18 08:00 | 0 | 0 | 0 | 0 | 0 | 382278.3982 | 0 | 427768 | 0 | 0 | 0 | 0 | 1962404.1328 | 347177.1579 | 0 | 0 | 0 | 0 | 0 | 0 | 0 | 0 | 0 | 0 | 0 | 0 | 0 | 0 | 0 | 0 | -161215.3211 | 115725.7193 | 0 | 0 | 0 | 0 | 0 | 0 | 0 | 0 | 0 | 0 | 0 | 0 | 0 | 0 | 0
2016-08-18 09:00 | 0 | 0 | 0 | 0 | 0 | 351893.627 | 0 | 433040 | 0 | 0 | 0 | 0 | 1996983.4791 | 231451.4386 | 0 | 0 | 0 | 0 | 0 | 0 | 0 | 0 | 0 | 0 | 0 | 0 | 0 | 0 | 0 | 0 | 34579.3463 | -115725.7193 | 0 | 0 | 0 | 0 | 0 | 0 | 0 | 0 | 0 | 0 | 0 | 0 | 0 | 0 | 0
2016-08-18 10:00 | 0 | 0 | 0 | 0 | 0 | 326052.8079 | 0 | 452116 | 0 | 0 | 0 | 0 | 1986646.0063 | 115725.7193 | 0 | 0 | 0 | 0 | 0 | 0 | 0 | 0 | 0 | 0 | 0 | 0 | 0 | 0 | 0 | 0 | -10337.4728 | -115725.7193 | 0 | 0 | 0 | 0 | 0 | 0 | 0 | 0 | 0 | 0 | 0 | 0 | 0 | 0 | 0
2016-08-18 11:00 | 0 | 0 | 0 | 0 | 0 | 306464.6538 | 0 | 472052 | 0 | 0 | 0 | 0 | 1916461.1655 | 20323.2139 | 0 | 0 | 0 | 0 | 0 | 0 | 0 | 0 | 0 | 0 | 0 | 0 | 0 | 0 | 0 | 0 | -70184.8408 | -95402.5054 | 0 | 0 | 0 | 0 | 0 | 0 | 0 | 0 | 0 | 0 | 0 | 0 | 0 | 0 | 0
2016-08-18 12:00 | 0 | 0 | 0 | 0 | 0 | 207099.4932 | 11801.978 | 491223 | 0 | 0 | 0 | 0 | 1664462.8505 | 0 | 0 | 0 | 0 | 0 | 0 | 0 | 0 | 0 | 0 | 0 | 0 | 0 | 0 | 0 | 0 | 0 | -251998.3149 | -20323.2139 | 0 | 0 | 0 | 0 | 0 | 0 | 0 | 0 | 0 | 0 | 0 | 0 | 0 | 0 | 0
2016-08-18 13:00 | 0 | 0 | 0 | 0 | 0 | 123390.953 | 220819.5118 | 514763 | 0 | 0 | 0 | 0 | 1412464.5356 | 81445.7797 | 0 | 0 | 0 | 0 | 0 | 0 | 0 | 0 | 0 | 0 | 0 | 0 | 0 | 0 | 0 | 0 | -251998.3149 | 81445.7797 | 0 | 0 | 0 | 0 | 0 | 0 | 0 | 0 | 0 | 0 | 0 | 0 | 0 | 0 | 0
2016-08-18 14:00 | 0 | 0 | 0 | 0 | 0 | 139303.3025 | 535152.3742 | 543408 | 0 | 0 | 0 | 0 | 1624957.992 | 0 | 0 | 0 | 0 | 0 | 0 | 0 | 0 | 0 | 0 | 0 | 0 | 0 | 0 | 0 | 0 | 0 | 212493.4565 | -81445.7797 | 0 | 0 | 0 | 0 | 0 | 0 | 0 | 0 | 0 | 0 | 0 | 0 | 0 | 0 | 0
2016-08-18 15:00 | 0 | 0 | 0 | 0 | 0 | 0 | 685940.94 | 573296 | 0 | 0 | 0 | 0 | 1621877.2127 | 115725.7193 | 0 | 0 | 0 | 0 | 0 | 0 | 0 | 0 | 0 | 0 | 0 | 0 | 0 | 0 | 0 | 0 | -3080.7793 | 115725.7193 | 0 | 0 | 0 | 0 | 0 | 0 | 0 | 0 | 0 | 0 | 0 | 0 | 0 | 0 | 0
2016-08-18 16:00 | 0 | 0 | 0 | 0 | 0 | 213083.1774 | 751627.6279 | 600194 | 0 | 0 | 0 | 0 | 1870668.2987 | 231451.4386 | 0 | 0 | 0 | 0 | 0 | 0 | 0 | 0 | 0 | 0 | 0 | 0 | 0 | 0 | 0 | 0 | 248791.086 | 115725.7193 | 0 | 0 | 0 | 0 | 0 | 0 | 0 | 0 | 0 | 0 | 0 | 0 | 0 | 0 | 0
2016-08-18 17:00 | 0 | 0 | 0 | 0 | 0 | 0 | 752997.37 | 623965 | 0 | 0 | 0 | 0 | 1883974.9494 | 347177.1579 | 0 | 0 | 0 | 0 | 0 | 0 | 0 | 0 | 0 | 0 | 0 | 0 | 0 | 0 | 0 | 0 | 13306.6507 | 115725.7193 | 0 | 0 | 0 | 0 | 0 | 0 | 0 | 0 | 0 | 0 | 0 | 0 | 0 | 0 | 0
2016-08-18 18:00 | 0 | 0 | 0 | 0 | 0 | 0 | 738746.1533 | 642152 | 0 | 0 | 0 | 0 | 1864843.3834 | 462902.8772 | 0 | 0 | 0 | 0 | 0 | 0 | 0 | 0 | 0 | 0 | 0 | 0 | 0 | 0 | 0 | 0 | -19131.566 | 115725.7193 | 0 | 0 | 0 | 0 | 0 | 0 | 0 | 0 | 0 | 0 | 0 | 0 | 0 | 0 | 0
2016-08-18 19:00 | 0 | 0 | 0 | 0 | 0 | 0 | 717883.0605 | 654155 | 0 | 0 | 0 | 0 | 1812845.7246 | 578628.5965 | 0 | 0 | 0 | 0 | 0 | 0 | 0 | 0 | 0 | 0 | 0 | 0 | 0 | 0 | 0 | 0 | -51997.6588 | 115725.7193 | 0 | 0 | 0 | 0 | 0 | 0 | 0 | 0 | 0 | 0 | 0 | 0 | 0 | 0 | 0
2016-08-18 20:00 | 0 | 0 | 0 | 0 | 0 | 256614.8129 | 697124.6052 | 661159 | 0 | 0 | 0 | 0 | 1989700.4235 | 694354.3158 | 0 | 0 | 0 | 0 | 0 | 0 | 0 | 0 | 0 | 0 | 0 | 0 | 0 | 0 | 0 | 0 | 176854.6989 | 115725.7193 | 0 | 0 | 0 | 0 | 0 | 0 | 0 | 0 | 0 | 0 | 0 | 0 | 0 | 0 | 0
2016-08-18 21:00 | 0 | 0 | 0 | 0 | 0 | 152337.4491 | 669078.3564 | 661487 | 0 | 0 | 0 | 0 | 2033903.5096 | 810080.0351 | 0 | 0 | 0 | 0 | 0 | 0 | 0 | 0 | 0 | 0 | 0 | 0 | 0 | 0 | 0 | 0 | 44203.0862 | 115725.7193 | 0 | 0 | 0 | 0 | 0 | 0 | 0 | 0 | 0 | 0 | 0 | 0 | 0 | 0 | 0
2016-08-18 22:00 | 0 | 0 | 0 | 0 | 0 | 0 | 624798.7618 | 652540 | 0 | 0 | 0 | 0 | 1890436.5522 | 925805.7544 | 0 | 0 | 0 | 0 | 0 | 0 | 0 | 0 | 0 | 0 | 0 | 0 | 0 | 0 | 0 | 0 | -143466.9574 | 115725.7193 | 0 | 0 | 0 | 0 | 0 | 0 | 0 | 0 | 0 | 0 | 0 | 0 | 0 | 0 | 0
2016-08-18 23:00 | 0 | 0 | 0 | 0 | 0 | 0 | 537783.8151 | 637120 | 0 | 0 | 0 | 0 | 1675374.648 | 1041531.4737 | 0 | 0 | 0 | 0 | 0 | 0 | 0 | 0 | 0 | 0 | 0 | 0 | 0 | 0 | 0 | 0 | -215061.9041 | 115725.7193 | 0 | 0 | 0 | 0 | 0 | 0 | 0 | 0 | 0 | 0 | 0 | 0 | 0 | 0 | 0
2016-08-19 | 0 | 0 | 0 | 0 | 0 | 364743.6218 | 385268.8288 | 625313 | 0 | 0 | 0 | 0 | 1684348.3793 | 1157257.193 | 0 | 0 | 0 | 0 | 0 | 0 | 0 | 0 | 0 | 0 | 0 | 0 | 0 | 0 | 0 | 0 | 8973.7313 | 115725.7193 | 0 | 0 | 0 | 0 | 0 | 0 | 0 | 0 | 0 | 0 | 0 | 0 | 0 | 0 | 0
2016-08-19 01:00 | 0 | 0 | 0 | 0 | 0 | 467879.5201 | 131503.7807 | 608471 | 0 | 0 | 0 | 0 | 1559534.9609 | 1272982.9123 | 0 | 0 | 0 | 0 | 0 | 0 | 0 | 0 | 0 | 0 | 0 | 0 | 0 | 0 | 0 | 0 | -124813.4184 | 115725.7193 | 0 | 0 | 0 | 0 | 0 | 0 | 0 | 0 | 0 | 0 | 0 | 0 | 0 | 0 | 0
2016-08-19 02:00 | 0 | 0 | 0 | 0 | 0 | 469218.6042 | 862.92 | 577238 | 0 | 0 | 0 | 0 | 1469772.5866 | 1255588.8108 | 0 | 0 | 0 | 0 | 0 | 0 | 0 | 0 | 0 | 0 | 0 | 0 | 0 | 0 | 0 | 0 | -89762.3743 | -17394.1015 | 0 | 0 | 0 | 0 | 0 | 0 | 0 | 0 | 0 | 0 | 0 | 0 | 0 | 0 | 0
2016-08-19 03:00 | 0 | 0 | 0 | 0 | 0 | 440270.6207 | 0 | 539195 | 0 | 0 | 0 | 0 | 1486573.9266 | 1139863.0915 | 0 | 0 | 0 | 0 | 0 | 0 | 0 | 0 | 0 | 0 | 0 | 0 | 0 | 0 | 0 | 0 | 16801.34 | -115725.7193 | 0 | 0 | 0 | 0 | 0 | 0 | 0 | 0 | 0 | 0 | 0 | 0 | 0 | 0 | 0
2016-08-19 04:00 | 0 | 0 | 0 | 0 | 0 | 408002.6082 | 0 | 504080 | 0 | 0 | 0 | 0 | 1506222.2542 | 1024137.3722 | 0 | 0 | 0 | 0 | 0 | 0 | 0 | 0 | 0 | 0 | 0 | 0 | 0 | 0 | 0 | 0 | 19648.3275 | -115725.7193 | 0 | 0 | 0 | 0 | 0 | 0 | 0 | 0 | 0 | 0 | 0 | 0 | 0 | 0 | 0
2016-08-19 05:00 | 0 | 0 | 0 | 0 | 0 | 105425.9658 | 0 | 473150 | 0 | 0 | 0 | 0 | 1254223.9392 | 908411.6529 | 0 | 0 | 0 | 0 | 0 | 0 | 0 | 0 | 0 | 0 | 0 | 0 | 0 | 0 | 0 | 0 | -251998.3149 | -115725.7193 | 0 | 0 | 0 | 0 | 0 | 0 | 0 | 0 | 0 | 0 | 0 | 0 | 0 | 0 | 0
2016-08-19 06:00 | 0 | 0 | 0 | 0 | 0 | 338467.1249 | 0 | 449103 | 0 | 0 | 0 | 0 | 1259313.7834 | 792685.9336 | 0 | 0 | 0 | 0 | 0 | 0 | 0 | 0 | 0 | 0 | 0 | 0 | 0 | 0 | 0 | 0 | 5089.8442 | -115725.7193 | 0 | 0 | 0 | 0 | 0 | 0 | 0 | 0 | 0 | 0 | 0 | 0 | 0 | 0 | 0
2016-08-19 07:00 | 0 | 0 | 0 | 0 | 0 | 309086.9477 | 0 | 431993 | 0 | 0 | 0 | 0 | 1252133.4504 | 676960.2143 | 0 | 0 | 0 | 0 | 0 | 0 | 0 | 0 | 0 | 0 | 0 | 0 | 0 | 0 | 0 | 0 | -7180.333 | -115725.7193 | 0 | 0 | 0 | 0 | 0 | 0 | 0 | 0 | 0 | 0 | 0 | 0 | 0 | 0 | 0
2016-08-19 08:00 | 0 | 0 | 0 | 0 | 0 | 288006.4044 | 0 | 424279 | 0 | 0 | 0 | 0 | 1000135.1355 | 792685.9336 | 0 | 0 | 0 | 0 | 0 | 0 | 0 | 0 | 0 | 0 | 0 | 0 | 0 | 0 | 0 | 0 | -251998.3149 | 115725.7193 | 0 | 0 | 0 | 0 | 0 | 0 | 0 | 0 | 0 | 0 | 0 | 0 | 0 | 0 | 0
2016-08-19 09:00 | 0 | 0 | 0 | 0 | 0 | 60918.9658 | 0 | 428643 | 0 | 0 | 0 | 0 | 748136.8205 | 676960.2143 | 0 | 0 | 0 | 0 | 0 | 0 | 0 | 0 | 0 | 0 | 0 | 0 | 0 | 0 | 0 | 0 | -251998.3149 | -115725.7193 | 0 | 0 | 0 | 0 | 0 | 0 | 0 | 0 | 0 | 0 | 0 | 0 | 0 | 0 | 0
2016-08-19 10:00 | 0 | 0 | 0 | 0 | 0 | 243454.288 | 0 | 445811 | 0 | 0 | 0 | 0 | 661505.8278 | 561234.495 | 0 | 0 | 0 | 0 | 0 | 0 | 0 | 0 | 0 | 0 | 0 | 0 | 0 | 0 | 0 | 0 | -86630.9927 | -115725.7193 | 0 | 0 | 0 | 0 | 0 | 0 | 0 | 0 | 0 | 0 | 0 | 0 | 0 | 0 | 0
2016-08-19 11:00 | 0 | 0 | 0 | 0 | 0 | 232438.7022 | 0 | 465515 | 0 | 0 | 0 | 0 | 544155.2493 | 445508.7757 | 0 | 0 | 0 | 0 | 0 | 0 | 0 | 0 | 0 | 0 | 0 | 0 | 0 | 0 | 0 | 0 | -117350.5786 | -115725.7193 | 0 | 0 | 0 | 0 | 0 | 0 | 0 | 0 | 0 | 0 | 0 | 0 | 0 | 0 | 0
2016-08-19 12:00 | 0 | 0 | 0 | 0 | 0 | 166439.2621 | 5831.4154 | 485714 | 0 | 0 | 0 | 0 | 292156.9343 | 384063.7682 | 0 | 0 | 0 | 0 | 0 | 0 | 0 | 0 | 0 | 0 | 0 | 0 | 0 | 0 | 0 | 0 | -251998.3149 | -61445.0075 | 0 | 0 | 0 | 0 | 0 | 0 | 0 | 0 | 0 | 0 | 0 | 0 | 0 | 0 | 0
2016-08-19 13:00 | 0 | 0 | 0 | 0 | 0 | 0 | 225041.2471 | 509916 | 0 | 0 | 0 | 0 | 40158.6194 | 351187.3302 | 0 | 0 | 0 | 0 | 0 | 0 | 0 | 0 | 0 | 0 | 0 | 0 | 0 | 0 | 0 | 0 | -251998.3149 | -32876.4379 | 0 | 0 | 0 | 0 | 0 | 0 | 0 | 0 | 0 | 0 | 0 | 0 | 0 | 0 | 0
2016-08-19 14:00 | 0 | 0 | 0 | 0 | 0 | 0 | 538164.8818 | 539855 | 0 | 0 | 0 | 0 | 154194.2205 | 235461.6109 | 0 | 0 | 0 | 0 | 0 | 0 | 0 | 0 | 0 | 0 | 0 | 0 | 0 | 0 | 0 | 0 | 114035.6011 | -115725.7193 | 0 | 0 | 0 | 0 | 0 | 0 | 0 | 0 | 0 | 0 | 0 | 0 | 0 | 0 | 0
2016-08-19 15:00 | 0 | 0 | 0 | 0 | 0 | 0 | 684571.2031 | 568155 | 0 | 0 | 0 | 0 | 386336.1429 | 119735.8916 | 0 | 0 | 0 | 0 | 0 | 0 | 0 | 0 | 0 | 0 | 0 | 0 | 0 | 0 | 0 | 0 | 232141.9224 | -115725.7193 | 0 | 0 | 0 | 0 | 0 | 0 | 0 | 0 | 0 | 0 | 0 | 0 | 0 | 0 | 0
2016-08-19 16:00 | 0 | 0 | 0 | 0 | 0 | 158660.7093 | 749064.7462 | 593314 | 0 | 0 | 0 | 0 | 638334.4579 | 182149.0323 | 0 | 0 | 0 | 0 | 0 | 0 | 0 | 0 | 0 | 0 | 0 | 0 | 0 | 0 | 0 | 0 | 251998.3149 | 62413.1406 | 0 | 0 | 0 | 0 | 0 | 0 | 0 | 0 | 0 | 0 | 0 | 0 | 0 | 0 | 0
2016-08-19 17:00 | 0 | 0 | 0 | 0 | 0 | 155396.0637 | 761289.6576 | 615385 | 0 | 0 | 0 | 0 | 890332.7728 | 231451.4386 | 0 | 0 | 0 | 0 | 0 | 0 | 0 | 0 | 0 | 0 | 0 | 0 | 0 | 0 | 0 | 0 | 251998.3149 | 49302.4063 | 0 | 0 | 0 | 0 | 0 | 0 | 0 | 0 | 0 | 0 | 0 | 0 | 0 | 0 | 0
2016-08-19 18:00 | 0 | 0 | 0 | 0 | 0 | 16847.0008 | 751680.5948 | 632255 | 0 | 0 | 0 | 0 | 1142331.0878 | 115725.7193 | 0 | 0 | 0 | 0 | 0 | 0 | 0 | 0 | 0 | 0 | 0 | 0 | 0 | 0 | 0 | 0 | 251998.3149 | -115725.7193 | 0 | 0 | 0 | 0 | 0 | 0 | 0 | 0 | 0 | 0 | 0 | 0 | 0 | 0 | 0
2016-08-19 19:00 | 0 | 0 | 0 | 0 | 0 | 45213.5237 | 733401.0719 | 642342 | 0 | 0 | 0 | 0 | 1394329.4027 | 0 | 0 | 0 | 0 | 0 | 0 | 0 | 0 | 0 | 0 | 0 | 0 | 0 | 0 | 0 | 0 | 0 | 251998.3149 | -115725.7193 | 0 | 0 | 0 | 0 | 0 | 0 | 0 | 0 | 0 | 0 | 0 | 0 | 0 | 0 | 0
2016-08-19 20:00 | 0 | 0 | 0 | 0 | 0 | 0 | 719322.855 | 647445 | 0 | 0 | 0 | 0 | 1350481.5384 | 115725.7193 | 0 | 0 | 0 | 0 | 0 | 0 | 0 | 0 | 0 | 0 | 0 | 0 | 0 | 0 | 0 | 0 | -43847.8643 | 115725.7193 | 0 | 0 | 0 | 0 | 0 | 0 | 0 | 0 | 0 | 0 | 0 | 0 | 0 | 0 | 0
2016-08-19 21:00 | 0 | 0 | 0 | 0 | 0 | 0 | 691290.7085 | 645344 | 0 | 0 | 0 | 0 | 1280702.5276 | 231451.4386 | 0 | 0 | 0 | 0 | 0 | 0 | 0 | 0 | 0 | 0 | 0 | 0 | 0 | 0 | 0 | 0 | -69779.0108 | 115725.7193 | 0 | 0 | 0 | 0 | 0 | 0 | 0 | 0 | 0 | 0 | 0 | 0 | 0 | 0 | 0
2016-08-19 22:00 | 0 | 0 | 0 | 0 | 0 | 235391.4103 | 643620.8634 | 633038 | 0 | 0 | 0 | 0 | 1410951.082 | 347177.1579 | 0 | 0 | 0 | 0 | 0 | 0 | 0 | 0 | 0 | 0 | 0 | 0 | 0 | 0 | 0 | 0 | 130248.5544 | 115725.7193 | 0 | 0 | 0 | 0 | 0 | 0 | 0 | 0 | 0 | 0 | 0 | 0 | 0 | 0 | 0
2016-08-19 23:00 | 0 | 0 | 0 | 0 | 0 | 0 | 551657.8674 | 613220 | 0 | 0 | 0 | 0 | 1465114.6687 | 231451.4386 | 0 | 0 | 0 | 0 | 0 | 0 | 0 | 0 | 0 | 0 | 0 | 0 | 0 | 0 | 0 | 0 | 54163.5867 | -115725.7193 | 0 | 0 | 0 | 0 | 0 | 0 | 0 | 0 | 0 | 0 | 0 | 0 | 0 | 0 | 0
2016-08-20 | 0 | 0 | 0 | 0 | 0 | 0 | 398270.0734 | 598060 | 0 | 0 | 0 | 0 | 1213116.3538 | 283659.8269 | 0 | 0 | 0 | 0 | 0 | 0 | 0 | 0 | 0 | 0 | 0 | 0 | 0 | 0 | 0 | 0 | -251998.3149 | 52208.3883 | 0 | 0 | 0 | 0 | 0 | 0 | 0 | 0 | 0 | 0 | 0 | 0 | 0 | 0 | 0
2016-08-20 01:00 | 0 | 0 | 0 | 0 | 0 | 363214.8495 | 127124.6484 | 580612 | 0 | 0 | 0 | 0 | 1007118.1324 | 399385.5462 | 0 | 0 | 0 | 0 | 0 | 0 | 0 | 0 | 0 | 0 | 0 | 0 | 0 | 0 | 0 | 0 | -205998.2213 | 115725.7193 | 0 | 0 | 0 | 0 | 0 | 0 | 0 | 0 | 0 | 0 | 0 | 0 | 0 | 0 | 0
2016-08-20 02:00 | 0 | 0 | 0 | 0 | 0 | 385313.9675 | 601.1925 | 551582 | 0 | 0 | 0 | 0 | 911747.3259 | 329089.5127 | 0 | 0 | 0 | 0 | 0 | 0 | 0 | 0 | 0 | 0 | 0 | 0 | 0 | 0 | 0 | 0 | -95370.8065 | -70296.0335 | 0 | 0 | 0 | 0 | 0 | 0 | 0 | 0 | 0 | 0 | 0 | 0 | 0 | 0 | 0
2016-08-20 03:00 | 0 | 0 | 0 | 0 | 0 | 375941.9711 | 0 | 517337 | 0 | 0 | 0 | 0 | 659749.011 | 439692.7988 | 0 | 0 | 0 | 0 | 0 | 0 | 0 | 0 | 0 | 0 | 0 | 0 | 0 | 0 | 0 | 0 | -251998.3149 | 110603.286 | 0 | 0 | 0 | 0 | 0 | 0 | 0 | 0 | 0 | 0 | 0 | 0 | 0 | 0 | 0
2016-08-20 04:00 | 0 | 0 | 0 | 0 | 0 | 358673.3792 | 0 | 484281 | 0 | 0 | 0 | 0 | 649867.1094 | 323967.0795 | 0 | 0 | 0 | 0 | 0 | 0 | 0 | 0 | 0 | 0 | 0 | 0 | 0 | 0 | 0 | 0 | -9881.9015 | -115725.7193 | 0 | 0 | 0 | 0 | 0 | 0 | 0 | 0 | 0 | 0 | 0 | 0 | 0 | 0 | 0
2016-08-20 05:00 | 0 | 0 | 0 | 0 | 0 | 354233.0693 | 0 | 457219 | 0 | 0 | 0 | 0 | 431155.4595 | 439692.7988 | 0 | 0 | 0 | 0 | 0 | 0 | 0 | 0 | 0 | 0 | 0 | 0 | 0 | 0 | 0 | 0 | -218711.65 | 115725.7193 | 0 | 0 | 0 | 0 | 0 | 0 | 0 | 0 | 0 | 0 | 0 | 0 | 0 | 0 | 0
2016-08-20 06:00 | 0 | 0 | 0 | 0 | 0 | 67242.9658 | 0 | 434967 | 0 | 0 | 0 | 0 | 179157.1445 | 323967.0795 | 0 | 0 | 0 | 0 | 0 | 0 | 0 | 0 | 0 | 0 | 0 | 0 | 0 | 0 | 0 | 0 | -251998.3149 | -115725.7193 | 0 | 0 | 0 | 0 | 0 | 0 | 0 | 0 | 0 | 0 | 0 | 0 | 0 | 0 | 0
2016-08-20 07:00 | 0 | 0 | 0 | 0 | 0 | 370577.317 | 0 | 418235 | 0 | 0 | 0 | 0 | 15773.7422 | 439692.7988 | 0 | 0 | 0 | 0 | 0 | 0 | 0 | 0 | 0 | 0 | 0 | 0 | 0 | 0 | 0 | 0 | -163383.4023 | 115725.7193 | 0 | 0 | 0 | 0 | 0 | 0 | 0 | 0 | 0 | 0 | 0 | 0 | 0 | 0 | 0
2016-08-20 08:00 | 0 | 0 | 0 | 0 | 0 | 392542.1794 | 0 | 407918 | 0 | 0 | 0 | 0 | 116123.6409 | 323967.0795 | 0 | 0 | 0 | 0 | 0 | 0 | 0 | 0 | 0 | 0 | 0 | 0 | 0 | 0 | 0 | 0 | 100349.8987 | -115725.7193 | 0 | 0 | 0 | 0 | 0 | 0 | 0 | 0 | 0 | 0 | 0 | 0 | 0 | 0 | 0
2016-08-20 09:00 | 0 | 0 | 0 | 0 | 0 | 403624.0784 | 0 | 404022 | 0 | 0 | 0 | 0 | 0 | 439692.7988 | 0 | 0 | 0 | 0 | 0 | 0 | 0 | 0 | 0 | 0 | 0 | 0 | 0 | 0 | 0 | 0 | -116123.6409 | 115725.7193 | 0 | 0 | 0 | 0 | 0 | 0 | 0 | 0 | 0 | 0 | 0 | 0 | 0 | 0 | 0
2016-08-20 10:00 | 0 | 0 | 0 | 0 | 0 | 409113.5119 | 0 | 406349 | 0 | 0 | 0 | 0 | 118490.2312 | 323967.0795 | 0 | 0 | 0 | 0 | 0 | 0 | 0 | 0 | 0 | 0 | 0 | 0 | 0 | 0 | 0 | 0 | 118490.2312 | -115725.7193 | 0 | 0 | 0 | 0 | 0 | 0 | 0 | 0 | 0 | 0 | 0 | 0 | 0 | 0 | 0
2016-08-20 11:00 | 0 | 0 | 0 | 0 | 0 | 403888.8942 | 0 | 414084 | 0 | 0 | 0 | 0 | 224020.8447 | 208241.3602 | 0 | 0 | 0 | 0 | 0 | 0 | 0 | 0 | 0 | 0 | 0 | 0 | 0 | 0 | 0 | 0 | 105530.6135 | -115725.7193 | 0 | 0 | 0 | 0 | 0 | 0 | 0 | 0 | 0 | 0 | 0 | 0 | 0 | 0 | 0
2016-08-20 12:00 | 0 | 0 | 0 | 0 | 0 | 356561.6291 | 5054.3739 | 434124 | 0 | 0 | 0 | 0 | 35787.1284 | 323967.0795 | 0 | 0 | 0 | 0 | 0 | 0 | 0 | 0 | 0 | 0 | 0 | 0 | 0 | 0 | 0 | 0 | -188233.7163 | 115725.7193 | 0 | 0 | 0 | 0 | 0 | 0 | 0 | 0 | 0 | 0 | 0 | 0 | 0 | 0 | 0
2016-08-20 13:00 | 0 | 0 | 0 | 0 | 0 | 366634.5831 | 230978.94 | 461548 | 0 | 0 | 0 | 0 | 223828.7169 | 271991.014 | 0 | 0 | 0 | 0 | 0 | 0 | 0 | 0 | 0 | 0 | 0 | 0 | 0 | 0 | 0 | 0 | 188041.5885 | -51976.0654 | 0 | 0 | 0 | 0 | 0 | 0 | 0 | 0 | 0 | 0 | 0 | 0 | 0 | 0 | 0
2016-08-20 14:00 | 0 | 0 | 0 | 0 | 0 | 0 | 537070.2465 | 491914 | 0 | 0 | 0 | 0 | 153259.2441 | 387716.7333 | 0 | 0 | 0 | 0 | 0 | 0 | 0 | 0 | 0 | 0 | 0 | 0 | 0 | 0 | 0 | 0 | -70569.4728 | 115725.7193 | 0 | 0 | 0 | 0 | 0 | 0 | 0 | 0 | 0 | 0 | 0 | 0 | 0 | 0 | 0
2016-08-20 15:00 | 0 | 0 | 0 | 0 | 0 | 0 | 715562.9345 | 520936 | 0 | 0 | 0 | 0 | 232160.4593 | 503442.4526 | 0 | 0 | 0 | 0 | 0 | 0 | 0 | 0 | 0 | 0 | 0 | 0 | 0 | 0 | 0 | 0 | 78901.2152 | 115725.7193 | 0 | 0 | 0 | 0 | 0 | 0 | 0 | 0 | 0 | 0 | 0 | 0 | 0 | 0 | 0
2016-08-20 16:00 | 0 | 0 | 0 | 0 | 0 | 0 | 780919.3357 | 543602 | 0 | 0 | 0 | 0 | 353752.0758 | 619168.1719 | 0 | 0 | 0 | 0 | 0 | 0 | 0 | 0 | 0 | 0 | 0 | 0 | 0 | 0 | 0 | 0 | 121591.6164 | 115725.7193 | 0 | 0 | 0 | 0 | 0 | 0 | 0 | 0 | 0 | 0 | 0 | 0 | 0 | 0 | 0
2016-08-20 17:00 | 0 | 0 | 0 | 0 | 0 | 138892.7786 | 789064.2556 | 560233 | 0 | 0 | 0 | 0 | 605750.3907 | 734893.8912 | 0 | 0 | 0 | 0 | 0 | 0 | 0 | 0 | 0 | 0 | 0 | 0 | 0 | 0 | 0 | 0 | 251998.3149 | 115725.7193 | 0 | 0 | 0 | 0 | 0 | 0 | 0 | 0 | 0 | 0 | 0 | 0 | 0 | 0 | 0
2016-08-20 18:00 | 0 | 0 | 0 | 0 | 0 | 0 | 777152.0748 | 572044 | 0 | 0 | 0 | 0 | 695132.7462 | 850619.6105 | 0 | 0 | 0 | 0 | 0 | 0 | 0 | 0 | 0 | 0 | 0 | 0 | 0 | 0 | 0 | 0 | 89382.3555 | 115725.7193 | 0 | 0 | 0 | 0 | 0 | 0 | 0 | 0 | 0 | 0 | 0 | 0 | 0 | 0 | 0
2016-08-20 19:00 | 0 | 0 | 0 | 0 | 0 | 0 | 758653.0171 | 580000 | 0 | 0 | 0 | 0 | 758060.0441 | 966345.3298 | 0 | 0 | 0 | 0 | 0 | 0 | 0 | 0 | 0 | 0 | 0 | 0 | 0 | 0 | 0 | 0 | 62927.2978 | 115725.7193 | 0 | 0 | 0 | 0 | 0 | 0 | 0 | 0 | 0 | 0 | 0 | 0 | 0 | 0 | 0
2016-08-20 20:00 | 0 | 0 | 0 | 0 | 0 | 0 | 744432.9694 | 587024 | 0 | 0 | 0 | 0 | 799743.2942 | 1082071.0491 | 0 | 0 | 0 | 0 | 0 | 0 | 0 | 0 | 0 | 0 | 0 | 0 | 0 | 0 | 0 | 0 | 41683.2501 | 115725.7193 | 0 | 0 | 0 | 0 | 0 | 0 | 0 | 0 | 0 | 0 | 0 | 0 | 0 | 0 | 0
2016-08-20 21:00 | 0 | 0 | 0 | 0 | 0 | 0 | 718056.3222 | 589548 | 0 | 0 | 0 | 0 | 812525.8971 | 1197796.7684 | 0 | 0 | 0 | 0 | 0 | 0 | 0 | 0 | 0 | 0 | 0 | 0 | 0 | 0 | 0 | 0 | 12782.603 | 115725.7193 | 0 | 0 | 0 | 0 | 0 | 0 | 0 | 0 | 0 | 0 | 0 | 0 | 0 | 0 | 0
2016-08-20 22:00 | 0 | 0 | 0 | 0 | 0 | 42650.7949 | 677084.8008 | 583463 | 0 | 0 | 0 | 0 | 1064524.2121 | 1082071.0491 | 0 | 0 | 0 | 0 | 0 | 0 | 0 | 0 | 0 | 0 | 0 | 0 | 0 | 0 | 0 | 0 | 251998.3149 | -115725.7193 | 0 | 0 | 0 | 0 | 0 | 0 | 0 | 0 | 0 | 0 | 0 | 0 | 0 | 0 | 0
2016-08-20 23:00 | 0 | 0 | 0 | 0 | 0 | 0 | 578682.217 | 570525 | 0 | 0 | 0 | 0 | 1188407.1484 | 966345.3298 | 0 | 0 | 0 | 0 | 0 | 0 | 0 | 0 | 0 | 0 | 0 | 0 | 0 | 0 | 0 | 0 | 123882.9363 | -115725.7193 | 0 | 0 | 0 | 0 | 0 | 0 | 0 | 0 | 0 | 0 | 0 | 0 | 0 | 0 | 0
2016-08-21 | 0 | 0 | 0 | 0 | 0 | 0 | 413773.5644 | 560708 | 0 | 0 | 0 | 0 | 1157198.4321 | 850619.6105 | 0 | 0 | 0 | 0 | 0 | 0 | 0 | 0 | 0 | 0 | 0 | 0 | 0 | 0 | 0 | 0 | -31208.7163 | -115725.7193 | 0 | 0 | 0 | 0 | 0 | 0 | 0 | 0 | 0 | 0 | 0 | 0 | 0 | 0 | 0
2016-08-21 01:00 | 0 | 0 | 0 | 0 | 0 | 273206.3326 | 126348.1047 | 546320 | 0 | 0 | 0 | 0 | 1126158.5887 | 734893.8912 | 0 | 0 | 0 | 0 | 0 | 0 | 0 | 0 | 0 | 0 | 0 | 0 | 0 | 0 | 0 | 0 | -31039.8434 | -115725.7193 | 0 | 0 | 0 | 0 | 0 | 0 | 0 | 0 | 0 | 0 | 0 | 0 | 0 | 0 | 0
2016-08-21 02:00 | 0 | 0 | 0 | 0 | 0 | 273597.0167 | 472.2286 | 522016 | 0 | 0 | 0 | 0 | 993937.5533 | 619168.1719 | 0 | 0 | 0 | 0 | 0 | 0 | 0 | 0 | 0 | 0 | 0 | 0 | 0 | 0 | 0 | 0 | -132221.0354 | -115725.7193 | 0 | 0 | 0 | 0 | 0 | 0 | 0 | 0 | 0 | 0 | 0 | 0 | 0 | 0 | 0
2016-08-21 03:00 | 0 | 0 | 0 | 0 | 0 | 262518.1534 | 0 | 492804 | 0 | 0 | 0 | 0 | 879377.4259 | 503442.4526 | 0 | 0 | 0 | 0 | 0 | 0 | 0 | 0 | 0 | 0 | 0 | 0 | 0 | 0 | 0 | 0 | -114560.1273 | -115725.7193 | 0 | 0 | 0 | 0 | 0 | 0 | 0 | 0 | 0 | 0 | 0 | 0 | 0 | 0 | 0
2016-08-21 04:00 | 0 | 0 | 0 | 0 | 0 | 95939.9658 | 0 | 463664 | 0 | 0 | 0 | 0 | 627379.111 | 387716.7333 | 0 | 0 | 0 | 0 | 0 | 0 | 0 | 0 | 0 | 0 | 0 | 0 | 0 | 0 | 0 | 0 | -251998.3149 | -115725.7193 | 0 | 0 | 0 | 0 | 0 | 0 | 0 | 0 | 0 | 0 | 0 | 0 | 0 | 0 | 0
2016-08-21 05:00 | 0 | 0 | 0 | 0 | 0 | 262910.8289 | 0 | 439723 | 0 | 0 | 0 | 0 | 375380.7961 | 462902.8772 | 0 | 0 | 0 | 0 | 0 | 0 | 0 | 0 | 0 | 0 | 0 | 0 | 0 | 0 | 0 | 0 | -251998.3149 | 75186.1439 | 0 | 0 | 0 | 0 | 0 | 0 | 0 | 0 | 0 | 0 | 0 | 0 | 0 | 0 | 0
2016-08-21 06:00 | 0 | 0 | 0 | 0 | 0 | 51574.9658 | 0 | 419299 | 0 | 0 | 0 | 0 | 123382.4811 | 347177.1579 | 0 | 0 | 0 | 0 | 0 | 0 | 0 | 0 | 0 | 0 | 0 | 0 | 0 | 0 | 0 | 0 | -251998.3149 | -115725.7193 | 0 | 0 | 0 | 0 | 0 | 0 | 0 | 0 | 0 | 0 | 0 | 0 | 0 | 0 | 0
2016-08-21 07:00 | 0 | 0 | 0 | 0 | 0 | 310532.7745 | 0 | 403933 | 0 | 0 | 0 | 0 | 145707.9749 | 231451.4386 | 0 | 0 | 0 | 0 | 0 | 0 | 0 | 0 | 0 | 0 | 0 | 0 | 0 | 0 | 0 | 0 | 22325.4938 | -115725.7193 | 0 | 0 | 0 | 0 | 0 | 0 | 0 | 0 | 0 | 0 | 0 | 0 | 0 | 0 | 0
2016-08-21 08:00 | 0 | 0 | 0 | 0 | 0 | 343055.3518 | 0 | 393719 | 0 | 0 | 0 | 0 | 210770.0461 | 115725.7193 | 0 | 0 | 0 | 0 | 0 | 0 | 0 | 0 | 0 | 0 | 0 | 0 | 0 | 0 | 0 | 0 | 65062.0711 | -115725.7193 | 0 | 0 | 0 | 0 | 0 | 0 | 0 | 0 | 0 | 0 | 0 | 0 | 0 | 0 | 0
2016-08-21 09:00 | 0 | 0 | 0 | 0 | 0 | 348399.2008 | 0 | 388523 | 0 | 0 | 0 | 0 | 286371.9661 | 0 | 0 | 0 | 0 | 0 | 0 | 0 | 0 | 0 | 0 | 0 | 0 | 0 | 0 | 0 | 0 | 0 | 75601.9201 | -115725.7193 | 0 | 0 | 0 | 0 | 0 | 0 | 0 | 0 | 0 | 0 | 0 | 0 | 0 | 0 | 0
2016-08-21 10:00 | 0 | 0 | 0 | 0 | 0 | 351266.3723 | 0 | 389420 | 0 | 0 | 0 | 0 | 132492.6191 | 115725.7193 | 0 | 0 | 0 | 0 | 0 | 0 | 0 | 0 | 0 | 0 | 0 | 0 | 0 | 0 | 0 | 0 | -153879.347 | 115725.7193 | 0 | 0 | 0 | 0 | 0 | 0 | 0 | 0 | 0 | 0 | 0 | 0 | 0 | 0 | 0
2016-08-21 11:00 | 0 | 0 | 0 | 0 | 0 | 359760.8567 | 0 | 393384 | 0 | 0 | 0 | 0 | 98869.4758 | 115725.7193 | 0 | 0 | 0 | 0 | 0 | 0 | 0 | 0 | 0 | 0 | 0 | 0 | 0 | 0 | 0 | 0 | -33623.1433 | 0 | 0 | 0 | 0 | 0 | 0 | 0 | 0 | 0 | 0 | 0 | 0 | 0 | 0 | 0 | 0
2016-08-21 12:00 | 0 | 0 | 0 | 0 | 0 | 283758.1854 | 6027.0692 | 409119 | 0 | 0 | 0 | 0 | 95261.4497 | 0 | 0 | 0 | 0 | 0 | 0 | 0 | 0 | 0 | 0 | 0 | 0 | 0 | 0 | 0 | 0 | 0 | -3608.0261 | -115725.7193 | 0 | 0 | 0 | 0 | 0 | 0 | 0 | 0 | 0 | 0 | 0 | 0 | 0 | 0 | 0
2016-08-21 13:00 | 0 | 0 | 0 | 0 | 0 | 112188.4077 | 226783.1427 | 434233 | 0 | 0 | 0 | 0 | 0 | 0 | 0 | 0 | 0 | 0 | 0 | 0 | 0 | 0 | 0 | 0 | 0 | 0 | 0 | 0 | 0 | 0 | -95261.4497 | 0 | 0 | 0 | 0 | 0 | 0 | 0 | 0 | 0 | 0 | 0 | 0 | 0 | 0 | 0 | 0
2016-08-21 14:00 | 0 | 0 | 0 | 0 | 0 | 0 | 525097.8717 | 460036 | 0 | 0 | 0 | 0 | 0 | 65061.8717 | 0 | 0 | 0 | 0 | 0 | 0 | 0 | 0 | 0 | 0 | 0 | 0 | 0 | 0 | 0 | 0 | 0 | 65061.8717 | 0 | 0 | 0 | 0 | 0 | 0 | 0 | 0 | 0 | 0 | 0 | 0 | 0 | 0 | 0
2016-08-21 15:00 | 0 | 0 | 0 | 0 | 0 | 7334.1294 | 691438.2051 | 486552 | 0 | 0 | 0 | 0 | 251998.3149 | 25283.8912 | 0 | 0 | 0 | 0 | 0 | 0 | 0 | 0 | 0 | 0 | 0 | 0 | 0 | 0 | 0 | 0 | 251998.3149 | -39777.9804 | 0 | 0 | 0 | 0 | 0 | 0 | 0 | 0 | 0 | 0 | 0 | 0 | 0 | 0 | 0
2016-08-21 16:00 | 0 | 0 | 0 | 0 | 0 | 0 | 759183.2549 | 510928 | 0 | 0 | 0 | 0 | 384527.8506 | 141009.6105 | 0 | 0 | 0 | 0 | 0 | 0 | 0 | 0 | 0 | 0 | 0 | 0 | 0 | 0 | 0 | 0 | 132529.5356 | 115725.7193 | 0 | 0 | 0 | 0 | 0 | 0 | 0 | 0 | 0 | 0 | 0 | 0 | 0 | 0 | 0
2016-08-21 17:00 | 0 | 0 | 0 | 0 | 0 | 0 | 765878.9976 | 530086 | 0 | 0 | 0 | 0 | 636526.1655 | 124804.2932 | 0 | 0 | 0 | 0 | 0 | 0 | 0 | 0 | 0 | 0 | 0 | 0 | 0 | 0 | 0 | 0 | 251998.3149 | -16205.3173 | 0 | 0 | 0 | 0 | 0 | 0 | 0 | 0 | 0 | 0 | 0 | 0 | 0 | 0 | 0
2016-08-21 18:00 | 0 | 0 | 0 | 0 | 0 | 0 | 751606.7606 | 544479 | 0 | 0 | 0 | 0 | 888524.4805 | 79933.7389 | 0 | 0 | 0 | 0 | 0 | 0 | 0 | 0 | 0 | 0 | 0 | 0 | 0 | 0 | 0 | 0 | 251998.3149 | -44870.5544 | 0 | 0 | 0 | 0 | 0 | 0 | 0 | 0 | 0 | 0 | 0 | 0 | 0 | 0 | 0
2016-08-21 19:00 | 0 | 0 | 0 | 0 | 0 | 0 | 726866.5761 | 554802 | 0 | 0 | 0 | 0 | 1140522.7954 | 0 | 0 | 0 | 0 | 0 | 0 | 0 | 0 | 0 | 0 | 0 | 0 | 0 | 0 | 0 | 0 | 0 | 251998.3149 | -79933.7389 | 0 | 0 | 0 | 0 | 0 | 0 | 0 | 0 | 0 | 0 | 0 | 0 | 0 | 0 | 0
2016-08-21 20:00 | 0 | 0 | 0 | 0 | 0 | 0 | 702662.837 | 562710 | 0 | 0 | 0 | 0 | 1164749.9131 | 115725.7193 | 0 | 0 | 0 | 0 | 0 | 0 | 0 | 0 | 0 | 0 | 0 | 0 | 0 | 0 | 0 | 0 | 24227.1177 | 115725.7193 | 0 | 0 | 0 | 0 | 0 | 0 | 0 | 0 | 0 | 0 | 0 | 0 | 0 | 0 | 0
2016-08-21 21:00 | 0 | 0 | 0 | 0 | 0 | 0 | 666183.3175 | 569215 | 0 | 0 | 0 | 0 | 1145992.5113 | 231451.4386 | 0 | 0 | 0 | 0 | 0 | 0 | 0 | 0 | 0 | 0 | 0 | 0 | 0 | 0 | 0 | 0 | -18757.4018 | 115725.7193 | 0 | 0 | 0 | 0 | 0 | 0 | 0 | 0 | 0 | 0 | 0 | 0 | 0 | 0 | 0
2016-08-21 22:00 | 0 | 0 | 0 | 0 | 0 | 0 | 616813.6909 | 568881 | 0 | 0 | 0 | 0 | 1309650.9216 | 115725.7193 | 0 | 0 | 0 | 0 | 0 | 0 | 0 | 0 | 0 | 0 | 0 | 0 | 0 | 0 | 0 | 0 | 163658.4102 | -115725.7193 | 0 | 0 | 0 | 0 | 0 | 0 | 0 | 0 | 0 | 0 | 0 | 0 | 0 | 0 | 0
2016-08-21 23:00 | 0 | 0 | 0 | 0 | 0 | 0 | 510103.0941 | 561221 | 0 | 0 | 0 | 0 | 1142807.2964 | 231451.4386 | 0 | 0 | 0 | 0 | 0 | 0 | 0 | 0 | 0 | 0 | 0 | 0 | 0 | 0 | 0 | 0 | -166843.6252 | 115725.7193 | 0 | 0 | 0 | 0 | 0 | 0 | 0 | 0 | 0 | 0 | 0 | 0 | 0 | 0 | 0
2016-08-22 | 0 | 0 | 0 | 0 | 0 | 0 | 347262.6796 | 553368 | 0 | 0 | 0 | 0 | 890808.9814 | 277344.4331 | 0 | 0 | 0 | 0 | 0 | 0 | 0 | 0 | 0 | 0 | 0 | 0 | 0 | 0 | 0 | 0 | -251998.3149 | 45892.9945 | 0 | 0 | 0 | 0 | 0 | 0 | 0 | 0 | 0 | 0 | 0 | 0 | 0 | 0 | 0
2016-08-22 01:00 | 0 | 0 | 0 | 0 | 0 | 211110.2558 | 109694.791 | 540660 | 0 | 0 | 0 | 0 | 716847.0227 | 231451.4386 | 0 | 0 | 0 | 0 | 0 | 0 | 0 | 0 | 0 | 0 | 0 | 0 | 0 | 0 | 0 | 0 | -173961.9587 | -45892.9945 | 0 | 0 | 0 | 0 | 0 | 0 | 0 | 0 | 0 | 0 | 0 | 0 | 0 | 0 | 0
2016-08-22 02:00 | 0 | 0 | 0 | 0 | 0 | 590320.0012 | 315.2267 | 513972 | 0 | 0 | 0 | 0 | 677784.5313 | 347177.1579 | 0 | 0 | 0 | 0 | 0 | 0 | 0 | 0 | 0 | 0 | 0 | 0 | 0 | 0 | 0 | 0 | -39062.4914 | 115725.7193 | 0 | 0 | 0 | 0 | 0 | 0 | 0 | 0 | 0 | 0 | 0 | 0 | 0 | 0 | 0
2016-08-22 03:00 | 0 | 0 | 0 | 0 | 0 | 639651.6896 | 0 | 480482 | 0 | 0 | 0 | 0 | 721228.5016 | 462902.8772 | 0 | 0 | 0 | 0 | 0 | 0 | 0 | 0 | 0 | 0 | 0 | 0 | 0 | 0 | 0 | 0 | 43443.9703 | 115725.7193 | 0 | 0 | 0 | 0 | 0 | 0 | 0 | 0 | 0 | 0 | 0 | 0 | 0 | 0 | 0
2016-08-22 04:00 | 0 | 0 | 0 | 0 | 0 | 314059.4044 | 0 | 450332 | 0 | 0 | 0 | 0 | 469230.1866 | 578628.5965 | 0 | 0 | 0 | 0 | 0 | 0 | 0 | 0 | 0 | 0 | 0 | 0 | 0 | 0 | 0 | 0 | -251998.3149 | 115725.7193 | 0 | 0 | 0 | 0 | 0 | 0 | 0 | 0 | 0 | 0 | 0 | 0 | 0 | 0 | 0
2016-08-22 05:00 | 0 | 0 | 0 | 0 | 0 | 561036.5956 | 0 | 424764 | 0 | 0 | 0 | 0 | 721228.5016 | 462902.8772 | 0 | 0 | 0 | 0 | 0 | 0 | 0 | 0 | 0 | 0 | 0 | 0 | 0 | 0 | 0 | 0 | 251998.3149 | -115725.7193 | 0 | 0 | 0 | 0 | 0 | 0 | 0 | 0 | 0 | 0 | 0 | 0 | 0 | 0 | 0
2016-08-22 06:00 | 0 | 0 | 0 | 0 | 0 | 648554.1392 | 0 | 405107 | 0 | 0 | 0 | 0 | 848949.9215 | 578628.5965 | 0 | 0 | 0 | 0 | 0 | 0 | 0 | 0 | 0 | 0 | 0 | 0 | 0 | 0 | 0 | 0 | 127721.4199 | 115725.7193 | 0 | 0 | 0 | 0 | 0 | 0 | 0 | 0 | 0 | 0 | 0 | 0 | 0 | 0 | 0
2016-08-22 07:00 | 0 | 0 | 0 | 0 | 0 | 24077.9658 | 0 | 391802 | 0 | 0 | 0 | 0 | 596951.6066 | 462902.8772 | 0 | 0 | 0 | 0 | 0 | 0 | 0 | 0 | 0 | 0 | 0 | 0 | 0 | 0 | 0 | 0 | -251998.3149 | -115725.7193 | 0 | 0 | 0 | 0 | 0 | 0 | 0 | 0 | 0 | 0 | 0 | 0 | 0 | 0 | 0
2016-08-22 08:00 | 0 | 0 | 0 | 0 | 0 | 522832.5956 | 0 | 386560 | 0 | 0 | 0 | 0 | 848949.9215 | 347177.1579 | 0 | 0 | 0 | 0 | 0 | 0 | 0 | 0 | 0 | 0 | 0 | 0 | 0 | 0 | 0 | 0 | 251998.3149 | -115725.7193 | 0 | 0 | 0 | 0 | 0 | 0 | 0 | 0 | 0 | 0 | 0 | 0 | 0 | 0 | 0
2016-08-22 09:00 | 0 | 0 | 0 | 0 | 0 | 256265.4044 | 0 | 392538 | 0 | 0 | 0 | 0 | 596951.6066 | 462902.8772 | 0 | 0 | 0 | 0 | 0 | 0 | 0 | 0 | 0 | 0 | 0 | 0 | 0 | 0 | 0 | 0 | -251998.3149 | 115725.7193 | 0 | 0 | 0 | 0 | 0 | 0 | 0 | 0 | 0 | 0 | 0 | 0 | 0 | 0 | 0
2016-08-22 10:00 | 0 | 0 | 0 | 0 | 0 | 43312.9658 | 0 | 411037 | 0 | 0 | 0 | 0 | 344953.2916 | 347177.1579 | 0 | 0 | 0 | 0 | 0 | 0 | 0 | 0 | 0 | 0 | 0 | 0 | 0 | 0 | 0 | 0 | -251998.3149 | -115725.7193 | 0 | 0 | 0 | 0 | 0 | 0 | 0 | 0 | 0 | 0 | 0 | 0 | 0 | 0 | 0
2016-08-22 11:00 | 0 | 0 | 0 | 0 | 0 | 65266.9658 | 0 | 432991 | 0 | 0 | 0 | 0 | 92954.9767 | 231451.4386 | 0 | 0 | 0 | 0 | 0 | 0 | 0 | 0 | 0 | 0 | 0 | 0 | 0 | 0 | 0 | 0 | -251998.3149 | -115725.7193 | 0 | 0 | 0 | 0 | 0 | 0 | 0 | 0 | 0 | 0 | 0 | 0 | 0 | 0 | 0
2016-08-22 12:00 | 0 | 0 | 0 | 0 | 0 | 407478.0386 | 4371.29 | 452576 | 0 | 0 | 0 | 0 | 167954.0246 | 115725.7193 | 0 | 0 | 0 | 0 | 0 | 0 | 0 | 0 | 0 | 0 | 0 | 0 | 0 | 0 | 0 | 0 | 74999.0479 | -115725.7193 | 0 | 0 | 0 | 0 | 0 | 0 | 0 | 0 | 0 | 0 | 0 | 0 | 0 | 0 | 0
2016-08-22 13:00 | 0 | 0 | 0 | 0 | 0 | 0 | 192545.2561 | 476225 | 0 | 0 | 0 | 0 | 0 | 0 | 0 | 0 | 0 | 0 | 0 | 0 | 0 | 0 | 0 | 0 | 0 | 0 | 0 | 0 | 0 | 0 | -167954.0246 | -115725.7193 | 0 | 0 | 0 | 0 | 0 | 0 | 0 | 0 | 0 | 0 | 0 | 0 | 0 | 0 | 0
2016-08-22 14:00 | 0 | 0 | 0 | 0 | 0 | 52360.3692 | 450563.6308 | 502924 | 0 | 0 | 0 | 0 | 0 | 0 | 0 | 0 | 0 | 0 | 0 | 0 | 0 | 0 | 0 | 0 | 0 | 0 | 0 | 0 | 0 | 0 | 0 | 0 | 0 | 0 | 0 | 0 | 0 | 0 | 0 | 0 | 0 | 0 | 0 | 0 | 0 | 0 | 0
2016-08-22 15:00 | 0 | 0 | 0 | 0 | 0 | 0 | 594411.8958 | 527223 | 0 | 0 | 0 | 0 | 2885.632 | 64303.2638 | 0 | 0 | 0 | 0 | 0 | 0 | 0 | 0 | 0 | 0 | 0 | 0 | 0 | 0 | 0 | 0 | 2885.632 | 64303.2638 | 0 | 0 | 0 | 0 | 0 | 0 | 0 | 0 | 0 | 0 | 0 | 0 | 0 | 0 | 0
2016-08-22 16:00 | 0 | 0 | 0 | 0 | 0 | 0 | 660953.0873 | 548113 | 0 | 0 | 0 | 0 | 0 | 180028.9831 | 0 | 0 | 0 | 0 | 0 | 0 | 0 | 0 | 0 | 0 | 0 | 0 | 0 | 0 | 0 | 0 | -2885.632 | 115725.7193 | 0 | 0 | 0 | 0 | 0 | 0 | 0 | 0 | 0 | 0 | 0 | 0 | 0 | 0 | 0
2016-08-22 17:00 | 0 | 0 | 0 | 0 | 0 | 0 | 672150.5353 | 567815 | 0 | 0 | 0 | 0 | 148214.8046 | 136149.7138 | 0 | 0 | 0 | 0 | 0 | 0 | 0 | 0 | 0 | 0 | 0 | 0 | 0 | 0 | 0 | 0 | 148214.8046 | -43879.2694 | 0 | 0 | 0 | 0 | 0 | 0 | 0 | 0 | 0 | 0 | 0 | 0 | 0 | 0 | 0
2016-08-22 18:00 | 0 | 0 | 0 | 0 | 0 | 0 | 662118.6427 | 584628 | 0 | 0 | 0 | 0 | 109979.7281 | 251875.4331 | 0 | 0 | 0 | 0 | 0 | 0 | 0 | 0 | 0 | 0 | 0 | 0 | 0 | 0 | 0 | 0 | -38235.0766 | 115725.7193 | 0 | 0 | 0 | 0 | 0 | 0 | 0 | 0 | 0 | 0 | 0 | 0 | 0 | 0 | 0
2016-08-22 19:00 | 0 | 0 | 0 | 0 | 0 | 321365.1619 | 644244.8723 | 597886 | 0 | 0 | 0 | 0 | 361978.043 | 367601.1524 | 0 | 0 | 0 | 0 | 0 | 0 | 0 | 0 | 0 | 0 | 0 | 0 | 0 | 0 | 0 | 0 | 251998.3149 | 115725.7193 | 0 | 0 | 0 | 0 | 0 | 0 | 0 | 0 | 0 | 0 | 0 | 0 | 0 | 0 | 0
2016-08-22 20:00 | 0 | 0 | 0 | 0 | 0 | 0 | 628392.126 | 606740 | 0 | 0 | 0 | 0 | 499355.8883 | 251875.4331 | 0 | 0 | 0 | 0 | 0 | 0 | 0 | 0 | 0 | 0 | 0 | 0 | 0 | 0 | 0 | 0 | 137377.8453 | -115725.7193 | 0 | 0 | 0 | 0 | 0 | 0 | 0 | 0 | 0 | 0 | 0 | 0 | 0 | 0 | 0
2016-08-22 21:00 | 0 | 0 | 0 | 0 | 0 | 379684.6066 | 598819.4276 | 610780 | 0 | 0 | 0 | 0 | 751354.2032 | 367601.1524 | 0 | 0 | 0 | 0 | 0 | 0 | 0 | 0 | 0 | 0 | 0 | 0 | 0 | 0 | 0 | 0 | 251998.3149 | 115725.7193 | 0 | 0 | 0 | 0 | 0 | 0 | 0 | 0 | 0 | 0 | 0 | 0 | 0 | 0 | 0
2016-08-22 22:00 | 0 | 0 | 0 | 0 | 0 | 0 | 548692.8285 | 605164 | 0 | 0 | 0 | 0 | 579157.3124 | 483326.8717 | 0 | 0 | 0 | 0 | 0 | 0 | 0 | 0 | 0 | 0 | 0 | 0 | 0 | 0 | 0 | 0 | -172196.8908 | 115725.7193 | 0 | 0 | 0 | 0 | 0 | 0 | 0 | 0 | 0 | 0 | 0 | 0 | 0 | 0 | 0
2016-08-22 23:00 | 0 | 0 | 0 | 0 | 0 | 0 | 455527.811 | 590472 | 0 | 0 | 0 | 0 | 559938.8427 | 367601.1524 | 0 | 0 | 0 | 0 | 0 | 0 | 0 | 0 | 0 | 0 | 0 | 0 | 0 | 0 | 0 | 0 | -19218.4697 | -115725.7193 | 0 | 0 | 0 | 0 | 0 | 0 | 0 | 0 | 0 | 0 | 0 | 0 | 0 | 0 | 0
2016-08-23 | 0 | 0 | 0 | 0 | 0 | 0 | 304211.428 | 578424 | 0 | 0 | 0 | 0 | 307940.5278 | 345386.8953 | 0 | 0 | 0 | 0 | 0 | 0 | 0 | 0 | 0 | 0 | 0 | 0 | 0 | 0 | 0 | 0 | -251998.3149 | -22214.2571 | 0 | 0 | 0 | 0 | 0 | 0 | 0 | 0 | 0 | 0 | 0 | 0 | 0 | 0 | 0
2016-08-23 01:00 | 0 | 0 | 0 | 0 | 0 | 746464.1606 | 82564.3829 | 561596 | 0 | 0 | 0 | 0 | 559938.8427 | 360821.1239 | 0 | 0 | 0 | 0 | 0 | 0 | 0 | 0 | 0 | 0 | 0 | 0 | 0 | 0 | 0 | 0 | 251998.3149 | 15434.2286 | 0 | 0 | 0 | 0 | 0 | 0 | 0 | 0 | 0 | 0 | 0 | 0 | 0 | 0 | 0
2016-08-23 02:00 | 0 | 0 | 0 | 0 | 0 | 766880.1023 | 283.2466 | 528809 | 0 | 0 | 0 | 0 | 811937.1577 | 347177.1579 | 0 | 0 | 0 | 0 | 0 | 0 | 0 | 0 | 0 | 0 | 0 | 0 | 0 | 0 | 0 | 0 | 251998.3149 | -13643.966 | 0 | 0 | 0 | 0 | 0 | 0 | 0 | 0 | 0 | 0 | 0 | 0 | 0 | 0 | 0
2016-08-23 03:00 | 0 | 0 | 0 | 0 | 0 | 763608.3663 | 0 | 492151 | 0 | 0 | 0 | 0 | 967668.8046 | 462902.8772 | 0 | 0 | 0 | 0 | 0 | 0 | 0 | 0 | 0 | 0 | 0 | 0 | 0 | 0 | 0 | 0 | 155731.647 | 115725.7193 | 0 | 0 | 0 | 0 | 0 | 0 | 0 | 0 | 0 | 0 | 0 | 0 | 0 | 0 | 0
2016-08-23 04:00 | 0 | 0 | 0 | 0 | 0 | 91326.9658 | 0 | 459051 | 0 | 0 | 0 | 0 | 715670.4897 | 347177.1579 | 0 | 0 | 0 | 0 | 0 | 0 | 0 | 0 | 0 | 0 | 0 | 0 | 0 | 0 | 0 | 0 | -251998.3149 | -115725.7193 | 0 | 0 | 0 | 0 | 0 | 0 | 0 | 0 | 0 | 0 | 0 | 0 | 0 | 0 | 0
2016-08-23 05:00 | 0 | 0 | 0 | 0 | 0 | 568083.5956 | 0 | 431811 | 0 | 0 | 0 | 0 | 967668.8046 | 231451.4386 | 0 | 0 | 0 | 0 | 0 | 0 | 0 | 0 | 0 | 0 | 0 | 0 | 0 | 0 | 0 | 0 | 251998.3149 | -115725.7193 | 0 | 0 | 0 | 0 | 0 | 0 | 0 | 0 | 0 | 0 | 0 | 0 | 0 | 0 | 0
2016-08-23 06:00 | 0 | 0 | 0 | 0 | 0 | 314868.8595 | 0 | 410817 | 0 | 0 | 0 | 0 | 755994.9448 | 347177.1579 | 0 | 0 | 0 | 0 | 0 | 0 | 0 | 0 | 0 | 0 | 0 | 0 | 0 | 0 | 0 | 0 | -211673.8598 | 115725.7193 | 0 | 0 | 0 | 0 | 0 | 0 | 0 | 0 | 0 | 0 | 0 | 0 | 0 | 0 | 0
2016-08-23 07:00 | 0 | 0 | 0 | 0 | 0 | 29268.9658 | 0 | 396993 | 0 | 0 | 0 | 0 | 503996.6299 | 231451.4386 | 0 | 0 | 0 | 0 | 0 | 0 | 0 | 0 | 0 | 0 | 0 | 0 | 0 | 0 | 0 | 0 | -251998.3149 | -115725.7193 | 0 | 0 | 0 | 0 | 0 | 0 | 0 | 0 | 0 | 0 | 0 | 0 | 0 | 0 | 0
2016-08-23 08:00 | 0 | 0 | 0 | 0 | 0 | 527018.5956 | 0 | 390746 | 0 | 0 | 0 | 0 | 755994.9448 | 115725.7193 | 0 | 0 | 0 | 0 | 0 | 0 | 0 | 0 | 0 | 0 | 0 | 0 | 0 | 0 | 0 | 0 | 251998.3149 | -115725.7193 | 0 | 0 | 0 | 0 | 0 | 0 | 0 | 0 | 0 | 0 | 0 | 0 | 0 | 0 | 0
2016-08-23 09:00 | 0 | 0 | 0 | 0 | 0 | 260890.4044 | 0 | 397163 | 0 | 0 | 0 | 0 | 503996.6299 | 231451.4386 | 0 | 0 | 0 | 0 | 0 | 0 | 0 | 0 | 0 | 0 | 0 | 0 | 0 | 0 | 0 | 0 | -251998.3149 | 115725.7193 | 0 | 0 | 0 | 0 | 0 | 0 | 0 | 0 | 0 | 0 | 0 | 0 | 0 | 0 | 0
2016-08-23 10:00 | 0 | 0 | 0 | 0 | 0 | 49069.9658 | 0 | 416794 | 0 | 0 | 0 | 0 | 251998.3149 | 115725.7193 | 0 | 0 | 0 | 0 | 0 | 0 | 0 | 0 | 0 | 0 | 0 | 0 | 0 | 0 | 0 | 0 | -251998.3149 | -115725.7193 | 0 | 0 | 0 | 0 | 0 | 0 | 0 | 0 | 0 | 0 | 0 | 0 | 0 | 0 | 0
2016-08-23 11:00 | 0 | 0 | 0 | 0 | 0 | 69692.9658 | 0 | 437417 | 0 | 0 | 0 | 0 | 0 | 0 | 0 | 0 | 0 | 0 | 0 | 0 | 0 | 0 | 0 | 0 | 0 | 0 | 0 | 0 | 0 | 0 | -251998.3149 | -115725.7193 | 0 | 0 | 0 | 0 | 0 | 0 | 0 | 0 | 0 | 0 | 0 | 0 | 0 | 0 | 0
2016-08-23 12:00 | 0 | 0 | 0 | 0 | 0 | 558054.4917 | 6123.1435 | 454648 | 0 | 0 | 0 | 0 | 54500.1041 | 55029.5311 | 0 | 0 | 0 | 0 | 0 | 0 | 0 | 0 | 0 | 0 | 0 | 0 | 0 | 0 | 0 | 0 | 54500.1041 | 55029.5311 | 0 | 0 | 0 | 0 | 0 | 0 | 0 | 0 | 0 | 0 | 0 | 0 | 0 | 0 | 0
2016-08-23 13:00 | 0 | 0 | 0 | 0 | 0 | 474214.2512 | 200047.5327 | 477293 | 0 | 0 | 0 | 0 | 306498.419 | 0 | 0 | 0 | 0 | 0 | 0 | 0 | 0 | 0 | 0 | 0 | 0 | 0 | 0 | 0 | 0 | 0 | 251998.3149 | -55029.5311 | 0 | 0 | 0 | 0 | 0 | 0 | 0 | 0 | 0 | 0 | 0 | 0 | 0 | 0 | 0
2016-08-23 14:00 | 0 | 0 | 0 | 0 | 0 | 382274.3727 | 490804.6615 | 505355 | 0 | 0 | 0 | 0 | 558496.734 | 115725.7193 | 0 | 0 | 0 | 0 | 0 | 0 | 0 | 0 | 0 | 0 | 0 | 0 | 0 | 0 | 0 | 0 | 251998.3149 | 115725.7193 | 0 | 0 | 0 | 0 | 0 | 0 | 0 | 0 | 0 | 0 | 0 | 0 | 0 | 0 | 0
2016-08-23 15:00 | 0 | 0 | 0 | 0 | 0 | 0 | 650844.8163 | 533055 | 0 | 0 | 0 | 0 | 560560.831 | 231451.4386 | 0 | 0 | 0 | 0 | 0 | 0 | 0 | 0 | 0 | 0 | 0 | 0 | 0 | 0 | 0 | 0 | 2064.097 | 115725.7193 | 0 | 0 | 0 | 0 | 0 | 0 | 0 | 0 | 0 | 0 | 0 | 0 | 0 | 0 | 0
2016-08-23 16:00 | 0 | 0 | 0 | 0 | 0 | 0 | 733285.1048 | 557774 | 0 | 0 | 0 | 0 | 812559.1459 | 154964.2284 | 0 | 0 | 0 | 0 | 0 | 0 | 0 | 0 | 0 | 0 | 0 | 0 | 0 | 0 | 0 | 0 | 251998.3149 | -76487.2102 | 0 | 0 | 0 | 0 | 0 | 0 | 0 | 0 | 0 | 0 | 0 | 0 | 0 | 0 | 0
2016-08-23 17:00 | 0 | 0 | 0 | 0 | 0 | 205830.4475 | 741882.5867 | 579989 | 0 | 0 | 0 | 0 | 1064557.4608 | 270689.9477 | 0 | 0 | 0 | 0 | 0 | 0 | 0 | 0 | 0 | 0 | 0 | 0 | 0 | 0 | 0 | 0 | 251998.3149 | 115725.7193 | 0 | 0 | 0 | 0 | 0 | 0 | 0 | 0 | 0 | 0 | 0 | 0 | 0 | 0 | 0
2016-08-23 18:00 | 0 | 0 | 0 | 0 | 0 | 235069.6118 | 732279.4224 | 599625 | 0 | 0 | 0 | 0 | 1316555.7758 | 386415.667 | 0 | 0 | 0 | 0 | 0 | 0 | 0 | 0 | 0 | 0 | 0 | 0 | 0 | 0 | 0 | 0 | 251998.3149 | 115725.7193 | 0 | 0 | 0 | 0 | 0 | 0 | 0 | 0 | 0 | 0 | 0 | 0 | 0 | 0 | 0
2016-08-23 19:00 | 0 | 0 | 0 | 0 | 0 | 271166.9796 | 710019.0547 | 613462 | 0 | 0 | 0 | 0 | 1568554.0907 | 502141.3863 | 0 | 0 | 0 | 0 | 0 | 0 | 0 | 0 | 0 | 0 | 0 | 0 | 0 | 0 | 0 | 0 | 251998.3149 | 115725.7193 | 0 | 0 | 0 | 0 | 0 | 0 | 0 | 0 | 0 | 0 | 0 | 0 | 0 | 0 | 0
2016-08-23 20:00 | 0 | 0 | 0 | 0 | 0 | 0 | 685545.0941 | 623291 | 0 | 0 | 0 | 0 | 1515082.4655 | 617867.1056 | 0 | 0 | 0 | 0 | 0 | 0 | 0 | 0 | 0 | 0 | 0 | 0 | 0 | 0 | 0 | 0 | -53471.6252 | 115725.7193 | 0 | 0 | 0 | 0 | 0 | 0 | 0 | 0 | 0 | 0 | 0 | 0 | 0 | 0 | 0
2016-08-23 21:00 | 0 | 0 | 0 | 0 | 0 | 344853.4652 | 650978.569 | 628108 | 0 | 0 | 0 | 0 | 1767080.7804 | 733592.8249 | 0 | 0 | 0 | 0 | 0 | 0 | 0 | 0 | 0 | 0 | 0 | 0 | 0 | 0 | 0 | 0 | 251998.3149 | 115725.7193 | 0 | 0 | 0 | 0 | 0 | 0 | 0 | 0 | 0 | 0 | 0 | 0 | 0 | 0 | 0
2016-08-23 22:00 | 0 | 0 | 0 | 0 | 0 | 387992.4499 | 602115.5843 | 622384 | 0 | 0 | 0 | 0 | 2019079.0954 | 849318.5442 | 0 | 0 | 0 | 0 | 0 | 0 | 0 | 0 | 0 | 0 | 0 | 0 | 0 | 0 | 0 | 0 | 251998.3149 | 115725.7193 | 0 | 0 | 0 | 0 | 0 | 0 | 0 | 0 | 0 | 0 | 0 | 0 | 0 | 0 | 0
2016-08-23 23:00 | 0 | 0 | 0 | 0 | 0 | 461258.5126 | 514850.5216 | 608385 | 0 | 0 | 0 | 0 | 2271077.4103 | 965044.2635 | 0 | 0 | 0 | 0 | 0 | 0 | 0 | 0 | 0 | 0 | 0 | 0 | 0 | 0 | 0 | 0 | 251998.3149 | 115725.7193 | 0 | 0 | 0 | 0 | 0 | 0 | 0 | 0 | 0 | 0 | 0 | 0 | 0 | 0 | 0
2016-08-24 | 0 | 0 | 0 | 0 | 0 | 0 | 372958.0148 | 598766 | 0 | 0 | 0 | 0 | 2146272.0707 | 864041.6179 | 0 | 0 | 0 | 0 | 0 | 0 | 0 | 0 | 0 | 0 | 0 | 0 | 0 | 0 | 0 | 0 | -124805.3396 | -101002.6456 | 0 | 0 | 0 | 0 | 0 | 0 | 0 | 0 | 0 | 0 | 0 | 0 | 0 | 0 | 0
2016-08-24 01:00 | 0 | 0 | 0 | 0 | 0 | 86785.7402 | 127429.2256 | 581939 | 0 | 0 | 0 | 0 | 1894273.7558 | 748315.8986 | 0 | 0 | 0 | 0 | 0 | 0 | 0 | 0 | 0 | 0 | 0 | 0 | 0 | 0 | 0 | 0 | -251998.3149 | -115725.7193 | 0 | 0 | 0 | 0 | 0 | 0 | 0 | 0 | 0 | 0 | 0 | 0 | 0 | 0 | 0
2016-08-24 02:00 | 0 | 0 | 0 | 0 | 0 | 765326.9846 | 189.289 | 548730 | 0 | 0 | 0 | 0 | 1995334.3101 | 864041.6179 | 0 | 0 | 0 | 0 | 0 | 0 | 0 | 0 | 0 | 0 | 0 | 0 | 0 | 0 | 0 | 0 | 101060.5543 | 115725.7193 | 0 | 0 | 0 | 0 | 0 | 0 | 0 | 0 | 0 | 0 | 0 | 0 | 0 | 0 | 0
2016-08-24 03:00 | 0 | 0 | 0 | 0 | 0 | 741982.7723 | 0 | 510750 | 0 | 0 | 0 | 0 | 2110841.363 | 979767.3372 | 0 | 0 | 0 | 0 | 0 | 0 | 0 | 0 | 0 | 0 | 0 | 0 | 0 | 0 | 0 | 0 | 115507.053 | 115725.7193 | 0 | 0 | 0 | 0 | 0 | 0 | 0 | 0 | 0 | 0 | 0 | 0 | 0 | 0 | 0
2016-08-24 04:00 | 0 | 0 | 0 | 0 | 0 | 700671.1609 | 0 | 477056 | 0 | 0 | 0 | 0 | 2218730.8046 | 1095493.0565 | 0 | 0 | 0 | 0 | 0 | 0 | 0 | 0 | 0 | 0 | 0 | 0 | 0 | 0 | 0 | 0 | 107889.4416 | 115725.7193 | 0 | 0 | 0 | 0 | 0 | 0 | 0 | 0 | 0 | 0 | 0 | 0 | 0 | 0 | 0
2016-08-24 05:00 | 0 | 0 | 0 | 0 | 0 | 661780.7139 | 0 | 447879 | 0 | 0 | 0 | 0 | 2316906.7992 | 1211218.7758 | 0 | 0 | 0 | 0 | 0 | 0 | 0 | 0 | 0 | 0 | 0 | 0 | 0 | 0 | 0 | 0 | 98175.9946 | 115725.7193 | 0 | 0 | 0 | 0 | 0 | 0 | 0 | 0 | 0 | 0 | 0 | 0 | 0 | 0 | 0
2016-08-24 06:00 | 0 | 0 | 0 | 0 | 0 | 444684.0411 | 0 | 425903 | 0 | 0 | 0 | 0 | 2219962.121 | 1326944.4951 | 0 | 0 | 0 | 0 | 0 | 0 | 0 | 0 | 0 | 0 | 0 | 0 | 0 | 0 | 0 | 0 | -96944.6782 | 115725.7193 | 0 | 0 | 0 | 0 | 0 | 0 | 0 | 0 | 0 | 0 | 0 | 0 | 0 | 0 | 0
2016-08-24 07:00 | 0 | 0 | 0 | 0 | 0 | 600904.5897 | 0 | 410647 | 0 | 0 | 0 | 0 | 2294493.9914 | 1442670.2144 | 0 | 0 | 0 | 0 | 0 | 0 | 0 | 0 | 0 | 0 | 0 | 0 | 0 | 0 | 0 | 0 | 74531.8704 | 115725.7193 | 0 | 0 | 0 | 0 | 0 | 0 | 0 | 0 | 0 | 0 | 0 | 0 | 0 | 0 | 0
2016-08-24 08:00 | 0 | 0 | 0 | 0 | 0 | 577213.3038 | 0 | 403762 | 0 | 0 | 0 | 0 | 2352219.5759 | 1558395.9337 | 0 | 0 | 0 | 0 | 0 | 0 | 0 | 0 | 0 | 0 | 0 | 0 | 0 | 0 | 0 | 0 | 57725.5845 | 115725.7193 | 0 | 0 | 0 | 0 | 0 | 0 | 0 | 0 | 0 | 0 | 0 | 0 | 0 | 0 | 0
2016-08-24 09:00 | 0 | 0 | 0 | 0 | 0 | 273439.4044 | 0 | 409712 | 0 | 0 | 0 | 0 | 2100221.261 | 1674121.6529 | 0 | 0 | 0 | 0 | 0 | 0 | 0 | 0 | 0 | 0 | 0 | 0 | 0 | 0 | 0 | 0 | -251998.3149 | 115725.7193 | 0 | 0 | 0 | 0 | 0 | 0 | 0 | 0 | 0 | 0 | 0 | 0 | 0 | 0 | 0
2016-08-24 10:00 | 0 | 0 | 0 | 0 | 0 | 524017.225 | 0 | 428782 | 0 | 0 | 0 | 0 | 2079730.7667 | 1789847.3722 | 0 | 0 | 0 | 0 | 0 | 0 | 0 | 0 | 0 | 0 | 0 | 0 | 0 | 0 | 0 | 0 | -20490.4943 | 115725.7193 | 0 | 0 | 0 | 0 | 0 | 0 | 0 | 0 | 0 | 0 | 0 | 0 | 0 | 0 | 0
2016-08-24 11:00 | 0 | 0 | 0 | 0 | 0 | 311713.4044 | 0 | 447986 | 0 | 0 | 0 | 0 | 1827732.4517 | 1905573.0915 | 0 | 0 | 0 | 0 | 0 | 0 | 0 | 0 | 0 | 0 | 0 | 0 | 0 | 0 | 0 | 0 | -251998.3149 | 115725.7193 | 0 | 0 | 0 | 0 | 0 | 0 | 0 | 0 | 0 | 0 | 0 | 0 | 0 | 0 | 0
2016-08-24 12:00 | 0 | 0 | 0 | 0 | 0 | 389215.2984 | 2777.9275 | 465480 | 0 | 0 | 0 | 0 | 1638519.9583 | 2021298.8108 | 0 | 0 | 0 | 0 | 0 | 0 | 0 | 0 | 0 | 0 | 0 | 0 | 0 | 0 | 0 | 0 | -189212.4934 | 115725.7193 | 0 | 0 | 0 | 0 | 0 | 0 | 0 | 0 | 0 | 0 | 0 | 0 | 0 | 0 | 0
2016-08-24 13:00 | 0 | 0 | 0 | 0 | 0 | 333690.4651 | 183325.0111 | 488202 | 0 | 0 | 0 | 0 | 1551607.7152 | 2137024.5301 | 0 | 0 | 0 | 0 | 0 | 0 | 0 | 0 | 0 | 0 | 0 | 0 | 0 | 0 | 0 | 0 | -86912.2431 | 115725.7193 | 0 | 0 | 0 | 0 | 0 | 0 | 0 | 0 | 0 | 0 | 0 | 0 | 0 | 0 | 0
2016-08-24 14:00 | 0 | 0 | 0 | 0 | 0 | 0 | 523609.5449 | 516237 | 0 | 0 | 0 | 0 | 1443254.5408 | 2252750.2494 | 0 | 0 | 0 | 0 | 0 | 0 | 0 | 0 | 0 | 0 | 0 | 0 | 0 | 0 | 0 | 0 | -108353.1744 | 115725.7193 | 0 | 0 | 0 | 0 | 0 | 0 | 0 | 0 | 0 | 0 | 0 | 0 | 0 | 0 | 0
2016-08-24 15:00 | 0 | 0 | 0 | 0 | 0 | 0 | 680087.5014 | 544552 | 0 | 0 | 0 | 0 | 1463064.3229 | 2368475.9687 | 0 | 0 | 0 | 0 | 0 | 0 | 0 | 0 | 0 | 0 | 0 | 0 | 0 | 0 | 0 | 0 | 19809.7821 | 115725.7193 | 0 | 0 | 0 | 0 | 0 | 0 | 0 | 0 | 0 | 0 | 0 | 0 | 0 | 0 | 0
2016-08-24 16:00 | 0 | 0 | 0 | 0 | 0 | 0 | 771497.1529 | 569357 | 0 | 0 | 0 | 0 | 1549478.7565 | 2484201.688 | 0 | 0 | 0 | 0 | 0 | 0 | 0 | 0 | 0 | 0 | 0 | 0 | 0 | 0 | 0 | 0 | 86414.4336 | 115725.7193 | 0 | 0 | 0 | 0 | 0 | 0 | 0 | 0 | 0 | 0 | 0 | 0 | 0 | 0 | 0
2016-08-24 17:00 | 0 | 0 | 0 | 0 | 0 | 0 | 781924.9929 | 593181 | 0 | 0 | 0 | 0 | 1622497.0301 | 2599927.4073 | 0 | 0 | 0 | 0 | 0 | 0 | 0 | 0 | 0 | 0 | 0 | 0 | 0 | 0 | 0 | 0 | 73018.2736 | 115725.7193 | 0 | 0 | 0 | 0 | 0 | 0 | 0 | 0 | 0 | 0 | 0 | 0 | 0 | 0 | 0
2016-08-24 18:00 | 0 | 0 | 0 | 0 | 0 | 211043.6773 | 770722.357 | 614042 | 0 | 0 | 0 | 0 | 1874495.3451 | 2715653.1266 | 0 | 0 | 0 | 0 | 0 | 0 | 0 | 0 | 0 | 0 | 0 | 0 | 0 | 0 | 0 | 0 | 251998.3149 | 115725.7193 | 0 | 0 | 0 | 0 | 0 | 0 | 0 | 0 | 0 | 0 | 0 | 0 | 0 | 0 | 0
2016-08-24 19:00 | 0 | 0 | 0 | 0 | 0 | 245289.2561 | 751345.7781 | 628911 | 0 | 0 | 0 | 0 | 2126493.66 | 2831378.8459 | 0 | 0 | 0 | 0 | 0 | 0 | 0 | 0 | 0 | 0 | 0 | 0 | 0 | 0 | 0 | 0 | 251998.3149 | 115725.7193 | 0 | 0 | 0 | 0 | 0 | 0 | 0 | 0 | 0 | 0 | 0 | 0 | 0 | 0 | 0
2016-08-24 20:00 | 0 | 0 | 0 | 0 | 0 | 270653.4602 | 736730.574 | 639660 | 0 | 0 | 0 | 0 | 2378491.975 | 2947104.5652 | 0 | 0 | 0 | 0 | 0 | 0 | 0 | 0 | 0 | 0 | 0 | 0 | 0 | 0 | 0 | 0 | 251998.3149 | 115725.7193 | 0 | 0 | 0 | 0 | 0 | 0 | 0 | 0 | 0 | 0 | 0 | 0 | 0 | 0 | 0
2016-08-24 21:00 | 0 | 0 | 0 | 0 | 0 | 303754.8375 | 708622.1968 | 644653 | 0 | 0 | 0 | 0 | 2630490.2899 | 3062830.2845 | 0 | 0 | 0 | 0 | 0 | 0 | 0 | 0 | 0 | 0 | 0 | 0 | 0 | 0 | 0 | 0 | 251998.3149 | 115725.7193 | 0 | 0 | 0 | 0 | 0 | 0 | 0 | 0 | 0 | 0 | 0 | 0 | 0 | 0 | 0
2016-08-24 22:00 | 0 | 0 | 0 | 0 | 0 | 342483.1779 | 664337.8564 | 639097 | 0 | 0 | 0 | 0 | 2882488.6048 | 3178556.0038 | 0 | 0 | 0 | 0 | 0 | 0 | 0 | 0 | 0 | 0 | 0 | 0 | 0 | 0 | 0 | 0 | 251998.3149 | 115725.7193 | 0 | 0 | 0 | 0 | 0 | 0 | 0 | 0 | 0 | 0 | 0 | 0 | 0 | 0 | 0
2016-08-24 23:00 | 0 | 0 | 0 | 0 | 0 | 127730.1337 | 569322.2464 | 626278 | 0 | 0 | 0 | 0 | 2837537.2656 | 3294281.7231 | 0 | 0 | 0 | 0 | 0 | 0 | 0 | 0 | 0 | 0 | 0 | 0 | 0 | 0 | 0 | 0 | -44951.3392 | 115725.7193 | 0 | 0 | 0 | 0 | 0 | 0 | 0 | 0 | 0 | 0 | 0 | 0 | 0 | 0 | 0
2016-08-25 | 0 | 0 | 0 | 0 | 0 | 370156.7179 | 405909.3406 | 615389 | 0 | 0 | 0 | 0 | 2882488.6048 | 3410007.4424 | 0 | 0 | 0 | 0 | 0 | 0 | 0 | 0 | 0 | 0 | 0 | 0 | 0 | 0 | 0 | 0 | 44951.3392 | 115725.7193 | 0 | 0 | 0 | 0 | 0 | 0 | 0 | 0 | 0 | 0 | 0 | 0 | 0 | 0 | 0
2016-08-25 01:00 | 0 | 0 | 0 | 0 | 0 | 435216.0415 | 123155.6823 | 596882 | 0 | 0 | 0 | 0 | 2882488.6048 | 3371497.1662 | 0 | 0 | 0 | 0 | 0 | 0 | 0 | 0 | 0 | 0 | 0 | 0 | 0 | 0 | 0 | 0 | 0 | -38510.2762 | 0 | 0 | 0 | 0 | 0 | 0 | 0 | 0 | 0 | 0 | 0 | 0 | 0 | 0 | 0
2016-08-25 02:00 | 0 | 0 | 0 | 0 | 0 | 429994.1495 | 151.2627 | 563679 | 0 | 0 | 0 | 0 | 2858475.6099 | 3261976.5734 | 0 | 0 | 0 | 0 | 0 | 0 | 0 | 0 | 0 | 0 | 0 | 0 | 0 | 0 | 0 | 0 | -24012.995 | -109520.5928 | 0 | 0 | 0 | 0 | 0 | 0 | 0 | 0 | 0 | 0 | 0 | 0 | 0 | 0 | 0
2016-08-25 03:00 | 0 | 0 | 0 | 0 | 0 | 412075.9993 | 0 | 524938 | 0 | 0 | 0 | 0 | 2861339.3285 | 3146250.8541 | 0 | 0 | 0 | 0 | 0 | 0 | 0 | 0 | 0 | 0 | 0 | 0 | 0 | 0 | 0 | 0 | 2863.7186 | -115725.7193 | 0 | 0 | 0 | 0 | 0 | 0 | 0 | 0 | 0 | 0 | 0 | 0 | 0 | 0 | 0
2016-08-25 04:00 | 0 | 0 | 0 | 0 | 0 | 395037.5571 | 0 | 489614 | 0 | 0 | 0 | 0 | 2882488.6048 | 3030525.1348 | 0 | 0 | 0 | 0 | 0 | 0 | 0 | 0 | 0 | 0 | 0 | 0 | 0 | 0 | 0 | 0 | 21149.2764 | -115725.7193 | 0 | 0 | 0 | 0 | 0 | 0 | 0 | 0 | 0 | 0 | 0 | 0 | 0 | 0 | 0
2016-08-25 05:00 | 0 | 0 | 0 | 0 | 0 | 372666.1106 | 0 | 461217 | 0 | 0 | 0 | 0 | 2678211.9962 | 3146250.8541 | 0 | 0 | 0 | 0 | 0 | 0 | 0 | 0 | 0 | 0 | 0 | 0 | 0 | 0 | 0 | 0 | -204276.6087 | 115725.7193 | 0 | 0 | 0 | 0 | 0 | 0 | 0 | 0 | 0 | 0 | 0 | 0 | 0 | 0 | 0
2016-08-25 06:00 | 0 | 0 | 0 | 0 | 0 | 354676.9116 | 0 | 437953 | 0 | 0 | 0 | 0 | 2479210.1885 | 3261976.5734 | 0 | 0 | 0 | 0 | 0 | 0 | 0 | 0 | 0 | 0 | 0 | 0 | 0 | 0 | 0 | 0 | -199001.8077 | 115725.7193 | 0 | 0 | 0 | 0 | 0 | 0 | 0 | 0 | 0 | 0 | 0 | 0 | 0 | 0 | 0
2016-08-25 07:00 | 0 | 0 | 0 | 0 | 0 | 343439.4434 | 0 | 421820 | 0 | 0 | 0 | 0 | 2285103.9126 | 3377702.2927 | 0 | 0 | 0 | 0 | 0 | 0 | 0 | 0 | 0 | 0 | 0 | 0 | 0 | 0 | 0 | 0 | -194106.2759 | 115725.7193 | 0 | 0 | 0 | 0 | 0 | 0 | 0 | 0 | 0 | 0 | 0 | 0 | 0 | 0 | 0
2016-08-25 08:00 | 0 | 0 | 0 | 0 | 0 | 340653.5251 | 0 | 415450 | 0 | 0 | 0 | 0 | 2326033.157 | 3261976.5734 | 0 | 0 | 0 | 0 | 0 | 0 | 0 | 0 | 0 | 0 | 0 | 0 | 0 | 0 | 0 | 0 | 40929.2444 | -115725.7193 | 0 | 0 | 0 | 0 | 0 | 0 | 0 | 0 | 0 | 0 | 0 | 0 | 0 | 0 | 0
2016-08-25 09:00 | 0 | 0 | 0 | 0 | 0 | 326080.067 | 0 | 420070 | 0 | 0 | 0 | 0 | 2116317.5046 | 3377702.2927 | 0 | 0 | 0 | 0 | 0 | 0 | 0 | 0 | 0 | 0 | 0 | 0 | 0 | 0 | 0 | 0 | -209715.6523 | 115725.7193 | 0 | 0 | 0 | 0 | 0 | 0 | 0 | 0 | 0 | 0 | 0 | 0 | 0 | 0 | 0
2016-08-25 10:00 | 0 | 0 | 0 | 0 | 0 | 71533.9658 | 0 | 439258 | 0 | 0 | 0 | 0 | 1864319.1897 | 3261976.5734 | 0 | 0 | 0 | 0 | 0 | 0 | 0 | 0 | 0 | 0 | 0 | 0 | 0 | 0 | 0 | 0 | -251998.3149 | -115725.7193 | 0 | 0 | 0 | 0 | 0 | 0 | 0 | 0 | 0 | 0 | 0 | 0 | 0 | 0 | 0
2016-08-25 11:00 | 0 | 0 | 0 | 0 | 0 | 295994.4204 | 0 | 460850 | 0 | 0 | 0 | 0 | 1612320.8748 | 3349119.3087 | 0 | 0 | 0 | 0 | 0 | 0 | 0 | 0 | 0 | 0 | 0 | 0 | 0 | 0 | 0 | 0 | -251998.3149 | 87142.7353 | 0 | 0 | 0 | 0 | 0 | 0 | 0 | 0 | 0 | 0 | 0 | 0 | 0 | 0 | 0
2016-08-25 12:00 | 0 | 0 | 0 | 0 | 0 | 221092.3089 | 1553.8158 | 479942 | 0 | 0 | 0 | 0 | 1470750.7188 | 3233393.5894 | 0 | 0 | 0 | 0 | 0 | 0 | 0 | 0 | 0 | 0 | 0 | 0 | 0 | 0 | 0 | 0 | -141570.156 | -115725.7193 | 0 | 0 | 0 | 0 | 0 | 0 | 0 | 0 | 0 | 0 | 0 | 0 | 0 | 0 | 0
2016-08-25 13:00 | 0 | 0 | 0 | 0 | 0 | 203439.8356 | 199354.7884 | 504835 | 0 | 0 | 0 | 0 | 1274150.2962 | 3327953.636 | 0 | 0 | 0 | 0 | 0 | 0 | 0 | 0 | 0 | 0 | 0 | 0 | 0 | 0 | 0 | 0 | -196600.4226 | 94560.0466 | 0 | 0 | 0 | 0 | 0 | 0 | 0 | 0 | 0 | 0 | 0 | 0 | 0 | 0 | 0
2016-08-25 14:00 | 0 | 0 | 0 | 0 | 0 | 218622.5156 | 529224.7797 | 535488 | 0 | 0 | 0 | 0 | 1370783.8721 | 3443679.3553 | 0 | 0 | 0 | 0 | 0 | 0 | 0 | 0 | 0 | 0 | 0 | 0 | 0 | 0 | 0 | 0 | 96633.576 | 115725.7193 | 0 | 0 | 0 | 0 | 0 | 0 | 0 | 0 | 0 | 0 | 0 | 0 | 0 | 0 | 0
2016-08-25 15:00 | 0 | 0 | 0 | 0 | 0 | 195061.6563 | 694977.828 | 565825 | 0 | 0 | 0 | 0 | 1622782.1871 | 3515895.5246 | 0 | 0 | 0 | 0 | 0 | 0 | 0 | 0 | 0 | 0 | 0 | 0 | 0 | 0 | 0 | 0 | 251998.3149 | 72216.1693 | 0 | 0 | 0 | 0 | 0 | 0 | 0 | 0 | 0 | 0 | 0 | 0 | 0 | 0 | 0
2016-08-25 16:00 | 0 | 0 | 0 | 0 | 0 | 161170.9186 | 767378.6792 | 594468 | 0 | 0 | 0 | 0 | 1874780.502 | 3597978.8075 | 0 | 0 | 0 | 0 | 0 | 0 | 0 | 0 | 0 | 0 | 0 | 0 | 0 | 0 | 0 | 0 | 251998.3149 | 82083.2829 | 0 | 0 | 0 | 0 | 0 | 0 | 0 | 0 | 0 | 0 | 0 | 0 | 0 | 0 | 0
2016-08-25 17:00 | 0 | 0 | 0 | 0 | 0 | 136873.1396 | 766913.9041 | 620489 | 0 | 0 | 0 | 0 | 2126778.817 | 3629278.5363 | 0 | 0 | 0 | 0 | 0 | 0 | 0 | 0 | 0 | 0 | 0 | 0 | 0 | 0 | 0 | 0 | 251998.3149 | 31299.7288 | 0 | 0 | 0 | 0 | 0 | 0 | 0 | 0 | 0 | 0 | 0 | 0 | 0 | 0 | 0
2016-08-25 18:00 | 0 | 0 | 0 | 0 | 0 | 121557.9748 | 756966.6935 | 639768 | 0 | 0 | 0 | 0 | 2249809.7659 | 3745004.2556 | 0 | 0 | 0 | 0 | 0 | 0 | 0 | 0 | 0 | 0 | 0 | 0 | 0 | 0 | 0 | 0 | 123030.9489 | 115725.7193 | 0 | 0 | 0 | 0 | 0 | 0 | 0 | 0 | 0 | 0 | 0 | 0 | 0 | 0 | 0
2016-08-25 19:00 | 0 | 0 | 0 | 0 | 0 | 111018.5243 | 735157.1955 | 652454 | 0 | 0 | 0 | 0 | 2327805.7664 | 3860729.9749 | 0 | 0 | 0 | 0 | 0 | 0 | 0 | 0 | 0 | 0 | 0 | 0 | 0 | 0 | 0 | 0 | 77996.0005 | 115725.7193 | 0 | 0 | 0 | 0 | 0 | 0 | 0 | 0 | 0 | 0 | 0 | 0 | 0 | 0 | 0
2016-08-25 20:00 | 0 | 0 | 0 | 0 | 0 | 102817.5978 | 711905.3357 | 659693 | 0 | 0 | 0 | 0 | 2579804.0813 | 3763761.5935 | 0 | 0 | 0 | 0 | 0 | 0 | 0 | 0 | 0 | 0 | 0 | 0 | 0 | 0 | 0 | 0 | 251998.3149 | -96968.3814 | 0 | 0 | 0 | 0 | 0 | 0 | 0 | 0 | 0 | 0 | 0 | 0 | 0 | 0 | 0
2016-08-25 21:00 | 0 | 0 | 0 | 0 | 0 | 95489.5941 | 672268.4745 | 660450 | 0 | 0 | 0 | 0 | 2802837.8692 | 3648035.8742 | 0 | 0 | 0 | 0 | 0 | 0 | 0 | 0 | 0 | 0 | 0 | 0 | 0 | 0 | 0 | 0 | 223033.7879 | -115725.7193 | 0 | 0 | 0 | 0 | 0 | 0 | 0 | 0 | 0 | 0 | 0 | 0 | 0 | 0 | 0
2016-08-25 22:00 | 0 | 0 | 0 | 0 | 0 | 0 | 615561.0163 | 651636 | 0 | 0 | 0 | 0 | 2882488.6048 | 3532310.1549 | 0 | 0 | 0 | 0 | 0 | 0 | 0 | 0 | 0 | 0 | 0 | 0 | 0 | 0 | 0 | 0 | 79650.7356 | -115725.7193 | 0 | 0 | 0 | 0 | 0 | 0 | 0 | 0 | 0 | 0 | 0 | 0 | 0 | 0 | 0
2016-08-25 23:00 | 0 | 0 | 0 | 0 | 0 | 91293.5904 | 509286.8642 | 636994 | 0 | 0 | 0 | 0 | 2882488.6048 | 3495896.6095 | 0 | 0 | 0 | 0 | 0 | 0 | 0 | 0 | 0 | 0 | 0 | 0 | 0 | 0 | 0 | 0 | 0 | -36413.5454 | 0 | 0 | 0 | 0 | 0 | 0 | 0 | 0 | 0 | 0 | 0 | 0 | 0 | 0 | 0
2016-08-26 | 0 | 0 | 0 | 0 | 0 | 0 | 353063.3378 | 625254 | 0 | 0 | 0 | 0 | 2726023.6619 | 3380170.8902 | 0 | 0 | 0 | 0 | 0 | 0 | 0 | 0 | 0 | 0 | 0 | 0 | 0 | 0 | 0 | 0 | -156464.9429 | -115725.7193 | 0 | 0 | 0 | 0 | 0 | 0 | 0 | 0 | 0 | 0 | 0 | 0 | 0 | 0 | 0
2016-08-26 01:00 | 0 | 0 | 0 | 0 | 0 | 196393.3953 | 116983.3097 | 606013 | 0 | 0 | 0 | 0 | 2549113.0862 | 3264445.1709 | 0 | 0 | 0 | 0 | 0 | 0 | 0 | 0 | 0 | 0 | 0 | 0 | 0 | 0 | 0 | 0 | -176910.5757 | -115725.7193 | 0 | 0 | 0 | 0 | 0 | 0 | 0 | 0 | 0 | 0 | 0 | 0 | 0 | 0 | 0
2016-08-26 02:00 | 0 | 0 | 0 | 0 | 0 | 226519.2321 | 127.2465 | 572344 | 0 | 0 | 0 | 0 | 2297114.7712 | 3170745.9644 | 0 | 0 | 0 | 0 | 0 | 0 | 0 | 0 | 0 | 0 | 0 | 0 | 0 | 0 | 0 | 0 | -251998.3149 | -93699.2064 | 0 | 0 | 0 | 0 | 0 | 0 | 0 | 0 | 0 | 0 | 0 | 0 | 0 | 0 | 0
2016-08-26 03:00 | 0 | 0 | 0 | 0 | 0 | 235409.9759 | 0 | 533346 | 0 | 0 | 0 | 0 | 2045116.4563 | 3124808.2553 | 0 | 0 | 0 | 0 | 0 | 0 | 0 | 0 | 0 | 0 | 0 | 0 | 0 | 0 | 0 | 0 | -251998.3149 | -45937.7091 | 0 | 0 | 0 | 0 | 0 | 0 | 0 | 0 | 0 | 0 | 0 | 0 | 0 | 0 | 0
2016-08-26 04:00 | 0 | 0 | 0 | 0 | 0 | 239574.5574 | 0 | 497549 | 0 | 0 | 0 | 0 | 1902867.733 | 3009082.536 | 0 | 0 | 0 | 0 | 0 | 0 | 0 | 0 | 0 | 0 | 0 | 0 | 0 | 0 | 0 | 0 | -142248.7233 | -115725.7193 | 0 | 0 | 0 | 0 | 0 | 0 | 0 | 0 | 0 | 0 | 0 | 0 | 0 | 0 | 0
2016-08-26 05:00 | 0 | 0 | 0 | 0 | 0 | 245874.0982 | 0 | 467937 | 0 | 0 | 0 | 0 | 1796530.5505 | 2893356.8167 | 0 | 0 | 0 | 0 | 0 | 0 | 0 | 0 | 0 | 0 | 0 | 0 | 0 | 0 | 0 | 0 | -106337.1825 | -115725.7193 | 0 | 0 | 0 | 0 | 0 | 0 | 0 | 0 | 0 | 0 | 0 | 0 | 0 | 0 | 0
2016-08-26 06:00 | 0 | 0 | 0 | 0 | 0 | 252644.4092 | 0 | 444734 | 0 | 0 | 0 | 0 | 1720166.679 | 2777631.0974 | 0 | 0 | 0 | 0 | 0 | 0 | 0 | 0 | 0 | 0 | 0 | 0 | 0 | 0 | 0 | 0 | -76363.8715 | -115725.7193 | 0 | 0 | 0 | 0 | 0 | 0 | 0 | 0 | 0 | 0 | 0 | 0 | 0 | 0 | 0
2016-08-26 07:00 | 0 | 0 | 0 | 0 | 0 | 256773.9428 | 0 | 428458 | 0 | 0 | 0 | 0 | 1664208.3411 | 2661905.3781 | 0 | 0 | 0 | 0 | 0 | 0 | 0 | 0 | 0 | 0 | 0 | 0 | 0 | 0 | 0 | 0 | -55958.3379 | -115725.7193 | 0 | 0 | 0 | 0 | 0 | 0 | 0 | 0 | 0 | 0 | 0 | 0 | 0 | 0 | 0
2016-08-26 08:00 | 0 | 0 | 0 | 0 | 0 | 252801.8527 | 0 | 420866 | 0 | 0 | 0 | 0 | 1412210.0262 | 2745839.5458 | 0 | 0 | 0 | 0 | 0 | 0 | 0 | 0 | 0 | 0 | 0 | 0 | 0 | 0 | 0 | 0 | -251998.3149 | 83934.1677 | 0 | 0 | 0 | 0 | 0 | 0 | 0 | 0 | 0 | 0 | 0 | 0 | 0 | 0 | 0
2016-08-26 09:00 | 0 | 0 | 0 | 0 | 0 | 233937.972 | 0 | 425519 | 0 | 0 | 0 | 0 | 1336354.7174 | 2630113.8265 | 0 | 0 | 0 | 0 | 0 | 0 | 0 | 0 | 0 | 0 | 0 | 0 | 0 | 0 | 0 | 0 | -75855.3087 | -115725.7193 | 0 | 0 | 0 | 0 | 0 | 0 | 0 | 0 | 0 | 0 | 0 | 0 | 0 | 0 | 0
2016-08-26 10:00 | 0 | 0 | 0 | 0 | 0 | 214824.2843 | 0 | 444728 | 0 | 0 | 0 | 0 | 1222176.721 | 2514388.1072 | 0 | 0 | 0 | 0 | 0 | 0 | 0 | 0 | 0 | 0 | 0 | 0 | 0 | 0 | 0 | 0 | -114177.9964 | -115725.7193 | 0 | 0 | 0 | 0 | 0 | 0 | 0 | 0 | 0 | 0 | 0 | 0 | 0 | 0 | 0
2016-08-26 11:00 | 0 | 0 | 0 | 0 | 0 | 200273.401 | 0 | 466043 | 0 | 0 | 0 | 0 | 1072132.8413 | 2398662.3879 | 0 | 0 | 0 | 0 | 0 | 0 | 0 | 0 | 0 | 0 | 0 | 0 | 0 | 0 | 0 | 0 | -150043.8797 | -115725.7193 | 0 | 0 | 0 | 0 | 0 | 0 | 0 | 0 | 0 | 0 | 0 | 0 | 0 | 0 | 0
2016-08-26 12:00 | 0 | 0 | 0 | 0 | 0 | 133820.2929 | 958.9922 | 487524 | 0 | 0 | 0 | 0 | 835113.8457 | 2282936.6686 | 0 | 0 | 0 | 0 | 0 | 0 | 0 | 0 | 0 | 0 | 0 | 0 | 0 | 0 | 0 | 0 | -237018.9956 | -115725.7193 | 0 | 0 | 0 | 0 | 0 | 0 | 0 | 0 | 0 | 0 | 0 | 0 | 0 | 0 | 0
2016-08-26 13:00 | 0 | 0 | 0 | 0 | 0 | 53210.8426 | 158679.9966 | 514353 | 0 | 0 | 0 | 0 | 583115.5308 | 2232472.8228 | 0 | 0 | 0 | 0 | 0 | 0 | 0 | 0 | 0 | 0 | 0 | 0 | 0 | 0 | 0 | 0 | -251998.3149 | -50463.8458 | 0 | 0 | 0 | 0 | 0 | 0 | 0 | 0 | 0 | 0 | 0 | 0 | 0 | 0 | 0
2016-08-26 14:00 | 0 | 0 | 0 | 0 | 0 | 0 | 479372.5118 | 545261 | 0 | 0 | 0 | 0 | 632952.7619 | 2116747.1035 | 0 | 0 | 0 | 0 | 0 | 0 | 0 | 0 | 0 | 0 | 0 | 0 | 0 | 0 | 0 | 0 | 49837.2311 | -115725.7193 | 0 | 0 | 0 | 0 | 0 | 0 | 0 | 0 | 0 | 0 | 0 | 0 | 0 | 0 | 0
2016-08-26 15:00 | 0 | 0 | 0 | 0 | 0 | 0 | 637630.2435 | 576723 | 0 | 0 | 0 | 0 | 578134.2861 | 2232472.8228 | 0 | 0 | 0 | 0 | 0 | 0 | 0 | 0 | 0 | 0 | 0 | 0 | 0 | 0 | 0 | 0 | -54818.4758 | 115725.7193 | 0 | 0 | 0 | 0 | 0 | 0 | 0 | 0 | 0 | 0 | 0 | 0 | 0 | 0 | 0
2016-08-26 16:00 | 0 | 0 | 0 | 0 | 0 | 78544.3221 | 720683.4156 | 603840 | 0 | 0 | 0 | 0 | 830132.601 | 2175862.2455 | 0 | 0 | 0 | 0 | 0 | 0 | 0 | 0 | 0 | 0 | 0 | 0 | 0 | 0 | 0 | 0 | 251998.3149 | -56610.5772 | 0 | 0 | 0 | 0 | 0 | 0 | 0 | 0 | 0 | 0 | 0 | 0 | 0 | 0 | 0
2016-08-26 17:00 | 0 | 0 | 0 | 0 | 0 | 0 | 732225.1132 | 625441 | 0 | 0 | 0 | 0 | 976853.9711 | 2135924.9887 | 0 | 0 | 0 | 0 | 0 | 0 | 0 | 0 | 0 | 0 | 0 | 0 | 0 | 0 | 0 | 0 | 146721.3701 | -39937.2569 | 0 | 0 | 0 | 0 | 0 | 0 | 0 | 0 | 0 | 0 | 0 | 0 | 0 | 0 | 0
2016-08-26 18:00 | 0 | 0 | 0 | 0 | 0 | 77786.5275 | 728557.7618 | 641847 | 0 | 0 | 0 | 0 | 1025625.5412 | 2251650.708 | 0 | 0 | 0 | 0 | 0 | 0 | 0 | 0 | 0 | 0 | 0 | 0 | 0 | 0 | 0 | 0 | 48771.5701 | 115725.7193 | 0 | 0 | 0 | 0 | 0 | 0 | 0 | 0 | 0 | 0 | 0 | 0 | 0 | 0 | 0
2016-08-26 19:00 | 0 | 0 | 0 | 0 | 0 | 80792.0326 | 715858.8111 | 651451 | 0 | 0 | 0 | 0 | 1277623.8561 | 2144852.2367 | 0 | 0 | 0 | 0 | 0 | 0 | 0 | 0 | 0 | 0 | 0 | 0 | 0 | 0 | 0 | 0 | 251998.3149 | -106798.4713 | 0 | 0 | 0 | 0 | 0 | 0 | 0 | 0 | 0 | 0 | 0 | 0 | 0 | 0 | 0
2016-08-26 20:00 | 0 | 0 | 0 | 0 | 0 | 0 | 710004.9482 | 655480 | 0 | 0 | 0 | 0 | 1447874.5236 | 2029126.5174 | 0 | 0 | 0 | 0 | 0 | 0 | 0 | 0 | 0 | 0 | 0 | 0 | 0 | 0 | 0 | 0 | 170250.6675 | -115725.7193 | 0 | 0 | 0 | 0 | 0 | 0 | 0 | 0 | 0 | 0 | 0 | 0 | 0 | 0 | 0
2016-08-26 21:00 | 0 | 0 | 0 | 0 | 0 | 0 | 689690.2298 | 653550 | 0 | 0 | 0 | 0 | 1368289.0341 | 2144852.2367 | 0 | 0 | 0 | 0 | 0 | 0 | 0 | 0 | 0 | 0 | 0 | 0 | 0 | 0 | 0 | 0 | -79585.4895 | 115725.7193 | 0 | 0 | 0 | 0 | 0 | 0 | 0 | 0 | 0 | 0 | 0 | 0 | 0 | 0 | 0
2016-08-26 22:00 | 0 | 0 | 0 | 0 | 0 | 0 | 655601.309 | 639815 | 0 | 0 | 0 | 0 | 1499801.0624 | 2029126.5174 | 0 | 0 | 0 | 0 | 0 | 0 | 0 | 0 | 0 | 0 | 0 | 0 | 0 | 0 | 0 | 0 | 131512.0283 | -115725.7193 | 0 | 0 | 0 | 0 | 0 | 0 | 0 | 0 | 0 | 0 | 0 | 0 | 0 | 0 | 0
2016-08-26 23:00 | 0 | 0 | 0 | 0 | 0 | 0 | 558068.7309 | 617267 | 0 | 0 | 0 | 0 | 1556328.5126 | 1913400.7981 | 0 | 0 | 0 | 0 | 0 | 0 | 0 | 0 | 0 | 0 | 0 | 0 | 0 | 0 | 0 | 0 | 56527.4502 | -115725.7193 | 0 | 0 | 0 | 0 | 0 | 0 | 0 | 0 | 0 | 0 | 0 | 0 | 0 | 0 | 0
2016-08-27 | 0 | 0 | 0 | 0 | 0 | 157847.6575 | 386793.6562 | 600923 | 0 | 0 | 0 | 0 | 1615772.5456 | 1797675.0788 | 0 | 0 | 0 | 0 | 0 | 0 | 0 | 0 | 0 | 0 | 0 | 0 | 0 | 0 | 0 | 0 | 59444.033 | -115725.7193 | 0 | 0 | 0 | 0 | 0 | 0 | 0 | 0 | 0 | 0 | 0 | 0 | 0 | 0 | 0
2016-08-27 01:00 | 0 | 0 | 0 | 0 | 0 | 283756.1155 | 112878.9069 | 580016 | 0 | 0 | 0 | 0 | 1548117.2872 | 1681949.3595 | 0 | 0 | 0 | 0 | 0 | 0 | 0 | 0 | 0 | 0 | 0 | 0 | 0 | 0 | 0 | 0 | -67655.2584 | -115725.7193 | 0 | 0 | 0 | 0 | 0 | 0 | 0 | 0 | 0 | 0 | 0 | 0 | 0 | 0 | 0
2016-08-27 02:00 | 0 | 0 | 0 | 0 | 0 | 331939.6923 | 92.4225 | 549444 | 0 | 0 | 0 | 0 | 1296118.9722 | 1716535.7893 | 0 | 0 | 0 | 0 | 0 | 0 | 0 | 0 | 0 | 0 | 0 | 0 | 0 | 0 | 0 | 0 | -251998.3149 | 34586.4297 | 0 | 0 | 0 | 0 | 0 | 0 | 0 | 0 | 0 | 0 | 0 | 0 | 0 | 0 | 0
2016-08-27 03:00 | 0 | 0 | 0 | 0 | 0 | 333847.4728 | 0 | 516865 | 0 | 0 | 0 | 0 | 1228827.1643 | 1600810.07 | 0 | 0 | 0 | 0 | 0 | 0 | 0 | 0 | 0 | 0 | 0 | 0 | 0 | 0 | 0 | 0 | -67291.8079 | -115725.7193 | 0 | 0 | 0 | 0 | 0 | 0 | 0 | 0 | 0 | 0 | 0 | 0 | 0 | 0 | 0
2016-08-27 04:00 | 0 | 0 | 0 | 0 | 0 | 315274.5269 | 0 | 484549 | 0 | 0 | 0 | 0 | 1175278.4105 | 1485084.3507 | 0 | 0 | 0 | 0 | 0 | 0 | 0 | 0 | 0 | 0 | 0 | 0 | 0 | 0 | 0 | 0 | -53548.7538 | -115725.7193 | 0 | 0 | 0 | 0 | 0 | 0 | 0 | 0 | 0 | 0 | 0 | 0 | 0 | 0 | 0
2016-08-27 05:00 | 0 | 0 | 0 | 0 | 0 | 291890.0652 | 0 | 455263 | 0 | 0 | 0 | 0 | 1127631.1951 | 1369358.6314 | 0 | 0 | 0 | 0 | 0 | 0 | 0 | 0 | 0 | 0 | 0 | 0 | 0 | 0 | 0 | 0 | -47647.2155 | -115725.7193 | 0 | 0 | 0 | 0 | 0 | 0 | 0 | 0 | 0 | 0 | 0 | 0 | 0 | 0 | 0
2016-08-27 06:00 | 0 | 0 | 0 | 0 | 0 | 274790.2004 | 0 | 431590 | 0 | 0 | 0 | 0 | 1086557.1148 | 1253632.9121 | 0 | 0 | 0 | 0 | 0 | 0 | 0 | 0 | 0 | 0 | 0 | 0 | 0 | 0 | 0 | 0 | -41074.0803 | -115725.7193 | 0 | 0 | 0 | 0 | 0 | 0 | 0 | 0 | 0 | 0 | 0 | 0 | 0 | 0 | 0
2016-08-27 07:00 | 0 | 0 | 0 | 0 | 0 | 262684.1809 | 0 | 414085 | 0 | 0 | 0 | 0 | 1050882.0149 | 1137907.1928 | 0 | 0 | 0 | 0 | 0 | 0 | 0 | 0 | 0 | 0 | 0 | 0 | 0 | 0 | 0 | 0 | -35675.0998 | -115725.7193 | 0 | 0 | 0 | 0 | 0 | 0 | 0 | 0 | 0 | 0 | 0 | 0 | 0 | 0 | 0
2016-08-27 08:00 | 0 | 0 | 0 | 0 | 0 | 251452.4082 | 0 | 404444 | 0 | 0 | 0 | 0 | 798883.7 | 1236913.9159 | 0 | 0 | 0 | 0 | 0 | 0 | 0 | 0 | 0 | 0 | 0 | 0 | 0 | 0 | 0 | 0 | -251998.3149 | 99006.7231 | 0 | 0 | 0 | 0 | 0 | 0 | 0 | 0 | 0 | 0 | 0 | 0 | 0 | 0 | 0
2016-08-27 09:00 | 0 | 0 | 0 | 0 | 0 | 236652.5422 | 0 | 400736 | 0 | 0 | 0 | 0 | 546885.385 | 1324828.773 | 0 | 0 | 0 | 0 | 0 | 0 | 0 | 0 | 0 | 0 | 0 | 0 | 0 | 0 | 0 | 0 | -251998.3149 | 87914.8571 | 0 | 0 | 0 | 0 | 0 | 0 | 0 | 0 | 0 | 0 | 0 | 0 | 0 | 0 | 0
2016-08-27 10:00 | 0 | 0 | 0 | 0 | 0 | 222555.3211 | 0 | 403135 | 0 | 0 | 0 | 0 | 482031.4254 | 1209103.0537 | 0 | 0 | 0 | 0 | 0 | 0 | 0 | 0 | 0 | 0 | 0 | 0 | 0 | 0 | 0 | 0 | -64853.9596 | -115725.7193 | 0 | 0 | 0 | 0 | 0 | 0 | 0 | 0 | 0 | 0 | 0 | 0 | 0 | 0 | 0
2016-08-27 11:00 | 0 | 0 | 0 | 0 | 0 | 209952.1654 | 0 | 411095 | 0 | 0 | 0 | 0 | 396614.3101 | 1093377.3344 | 0 | 0 | 0 | 0 | 0 | 0 | 0 | 0 | 0 | 0 | 0 | 0 | 0 | 0 | 0 | 0 | -85417.1153 | -115725.7193 | 0 | 0 | 0 | 0 | 0 | 0 | 0 | 0 | 0 | 0 | 0 | 0 | 0 | 0 | 0
2016-08-27 12:00 | 0 | 0 | 0 | 0 | 0 | 169814.2993 | 1401.9862 | 431558 | 0 | 0 | 0 | 0 | 251998.3149 | 977651.6151 | 0 | 0 | 0 | 0 | 0 | 0 | 0 | 0 | 0 | 0 | 0 | 0 | 0 | 0 | 0 | 0 | -144615.9952 | -115725.7193 | 0 | 0 | 0 | 0 | 0 | 0 | 0 | 0 | 0 | 0 | 0 | 0 | 0 | 0 | 0
2016-08-27 13:00 | 0 | 0 | 0 | 0 | 0 | 0 | 207257.7469 | 461423 | 0 | 0 | 0 | 0 | 0 | 975484.6769 | 0 | 0 | 0 | 0 | 0 | 0 | 0 | 0 | 0 | 0 | 0 | 0 | 0 | 0 | 0 | 0 | -251998.3149 | -2166.9382 | 0 | 0 | 0 | 0 | 0 | 0 | 0 | 0 | 0 | 0 | 0 | 0 | 0 | 0 | 0
2016-08-27 14:00 | 0 | 0 | 0 | 0 | 0 | 77663.2058 | 549786.4107 | 494132 | 0 | 0 | 0 | 0 | 249043.3358 | 859758.9576 | 0 | 0 | 0 | 0 | 0 | 0 | 0 | 0 | 0 | 0 | 0 | 0 | 0 | 0 | 0 | 0 | 249043.3358 | -115725.7193 | 0 | 0 | 0 | 0 | 0 | 0 | 0 | 0 | 0 | 0 | 0 | 0 | 0 | 0 | 0
2016-08-27 15:00 | 0 | 0 | 0 | 0 | 0 | 0 | 697544.6549 | 525588 | 0 | 0 | 0 | 0 | 305274.2714 | 975484.6769 | 0 | 0 | 0 | 0 | 0 | 0 | 0 | 0 | 0 | 0 | 0 | 0 | 0 | 0 | 0 | 0 | 56230.9356 | 115725.7193 | 0 | 0 | 0 | 0 | 0 | 0 | 0 | 0 | 0 | 0 | 0 | 0 | 0 | 0 | 0
2016-08-27 16:00 | 0 | 0 | 0 | 0 | 0 | 79431.2686 | 768709.5231 | 554105 | 0 | 0 | 0 | 0 | 557272.5864 | 1017522.1538 | 0 | 0 | 0 | 0 | 0 | 0 | 0 | 0 | 0 | 0 | 0 | 0 | 0 | 0 | 0 | 0 | 251998.3149 | 42037.4768 | 0 | 0 | 0 | 0 | 0 | 0 | 0 | 0 | 0 | 0 | 0 | 0 | 0 | 0 | 0
2016-08-27 17:00 | 0 | 0 | 0 | 0 | 0 | 78471.7701 | 771463.0676 | 576251 | 0 | 0 | 0 | 0 | 809270.9013 | 1039207.6765 | 0 | 0 | 0 | 0 | 0 | 0 | 0 | 0 | 0 | 0 | 0 | 0 | 0 | 0 | 0 | 0 | 251998.3149 | 21685.5227 | 0 | 0 | 0 | 0 | 0 | 0 | 0 | 0 | 0 | 0 | 0 | 0 | 0 | 0 | 0
2016-08-27 18:00 | 0 | 0 | 0 | 0 | 0 | 68219.2687 | 758300.9262 | 591311 | 0 | 0 | 0 | 0 | 928754.3769 | 1154933.3958 | 0 | 0 | 0 | 0 | 0 | 0 | 0 | 0 | 0 | 0 | 0 | 0 | 0 | 0 | 0 | 0 | 119483.4756 | 115725.7193 | 0 | 0 | 0 | 0 | 0 | 0 | 0 | 0 | 0 | 0 | 0 | 0 | 0 | 0 | 0
2016-08-27 19:00 | 0 | 0 | 0 | 0 | 0 | 0 | 741683.3251 | 600803 | 0 | 0 | 0 | 0 | 953908.9827 | 1270659.1151 | 0 | 0 | 0 | 0 | 0 | 0 | 0 | 0 | 0 | 0 | 0 | 0 | 0 | 0 | 0 | 0 | 25154.6058 | 115725.7193 | 0 | 0 | 0 | 0 | 0 | 0 | 0 | 0 | 0 | 0 | 0 | 0 | 0 | 0 | 0
2016-08-27 20:00 | 0 | 0 | 0 | 0 | 0 | 91997.2397 | 729945.2559 | 606858 | 0 | 0 | 0 | 0 | 1053267.7591 | 1386384.8344 | 0 | 0 | 0 | 0 | 0 | 0 | 0 | 0 | 0 | 0 | 0 | 0 | 0 | 0 | 0 | 0 | 99358.7764 | 115725.7193 | 0 | 0 | 0 | 0 | 0 | 0 | 0 | 0 | 0 | 0 | 0 | 0 | 0 | 0 | 0
2016-08-27 21:00 | 0 | 0 | 0 | 0 | 0 | 93868.5582 | 706716.7763 | 604271 | 0 | 0 | 0 | 0 | 1305266.074 | 1330700.8539 | 0 | 0 | 0 | 0 | 0 | 0 | 0 | 0 | 0 | 0 | 0 | 0 | 0 | 0 | 0 | 0 | 251998.3149 | -55683.9805 | 0 | 0 | 0 | 0 | 0 | 0 | 0 | 0 | 0 | 0 | 0 | 0 | 0 | 0 | 0
2016-08-27 22:00 | 0 | 0 | 0 | 0 | 0 | 97285.3229 | 661066.8759 | 598870 | 0 | 0 | 0 | 0 | 1349022.5535 | 1446426.5732 | 0 | 0 | 0 | 0 | 0 | 0 | 0 | 0 | 0 | 0 | 0 | 0 | 0 | 0 | 0 | 0 | 43756.4795 | 115725.7193 | 0 | 0 | 0 | 0 | 0 | 0 | 0 | 0 | 0 | 0 | 0 | 0 | 0 | 0 | 0
2016-08-27 23:00 | 0 | 0 | 0 | 0 | 0 | 114785.7081 | 554878.4934 | 582528 | 0 | 0 | 0 | 0 | 1551884.4743 | 1330700.8539 | 0 | 0 | 0 | 0 | 0 | 0 | 0 | 0 | 0 | 0 | 0 | 0 | 0 | 0 | 0 | 0 | 202861.9208 | -115725.7193 | 0 | 0 | 0 | 0 | 0 | 0 | 0 | 0 | 0 | 0 | 0 | 0 | 0 | 0 | 0
2016-08-28 | 0 | 0 | 0 | 0 | 0 | 205479.9732 | 389207.8478 | 569917 | 0 | 0 | 0 | 0 | 1460929.576 | 1446426.5732 | 0 | 0 | 0 | 0 | 0 | 0 | 0 | 0 | 0 | 0 | 0 | 0 | 0 | 0 | 0 | 0 | -90954.8983 | 115725.7193 | 0 | 0 | 0 | 0 | 0 | 0 | 0 | 0 | 0 | 0 | 0 | 0 | 0 | 0 | 0
2016-08-28 01:00 | 0 | 0 | 0 | 0 | 0 | 387345.4746 | 112881.6544 | 553360 | 0 | 0 | 0 | 0 | 1523522.4242 | 1330700.8539 | 0 | 0 | 0 | 0 | 0 | 0 | 0 | 0 | 0 | 0 | 0 | 0 | 0 | 0 | 0 | 0 | 62592.8482 | -115725.7193 | 0 | 0 | 0 | 0 | 0 | 0 | 0 | 0 | 0 | 0 | 0 | 0 | 0 | 0 | 0
2016-08-28 02:00 | 0 | 0 | 0 | 0 | 0 | 488294.1019 | 73.2464 | 527742 | 0 | 0 | 0 | 0 | 1368422.0532 | 1446426.5732 | 0 | 0 | 0 | 0 | 0 | 0 | 0 | 0 | 0 | 0 | 0 | 0 | 0 | 0 | 0 | 0 | -155100.371 | 115725.7193 | 0 | 0 | 0 | 0 | 0 | 0 | 0 | 0 | 0 | 0 | 0 | 0 | 0 | 0 | 0
2016-08-28 03:00 | 0 | 0 | 0 | 0 | 0 | 361935.4044 | 0 | 498208 | 0 | 0 | 0 | 0 | 1116423.7383 | 1562152.2925 | 0 | 0 | 0 | 0 | 0 | 0 | 0 | 0 | 0 | 0 | 0 | 0 | 0 | 0 | 0 | 0 | -251998.3149 | 115725.7193 | 0 | 0 | 0 | 0 | 0 | 0 | 0 | 0 | 0 | 0 | 0 | 0 | 0 | 0 | 0
2016-08-28 04:00 | 0 | 0 | 0 | 0 | 0 | 565195.8081 | 0 | 468879 | 0 | 0 | 0 | 0 | 1097014.827 | 1677878.0118 | 0 | 0 | 0 | 0 | 0 | 0 | 0 | 0 | 0 | 0 | 0 | 0 | 0 | 0 | 0 | 0 | -19408.9112 | 115725.7193 | 0 | 0 | 0 | 0 | 0 | 0 | 0 | 0 | 0 | 0 | 0 | 0 | 0 | 0 | 0
2016-08-28 05:00 | 0 | 0 | 0 | 0 | 0 | 560606.4246 | 0 | 442377 | 0 | 0 | 0 | 0 | 1099518.5323 | 1793603.7311 | 0 | 0 | 0 | 0 | 0 | 0 | 0 | 0 | 0 | 0 | 0 | 0 | 0 | 0 | 0 | 0 | 2503.7053 | 115725.7193 | 0 | 0 | 0 | 0 | 0 | 0 | 0 | 0 | 0 | 0 | 0 | 0 | 0 | 0 | 0
2016-08-28 06:00 | 0 | 0 | 0 | 0 | 0 | 543477.808 | 0 | 421597 | 0 | 0 | 0 | 0 | 1105673.621 | 1909329.4504 | 0 | 0 | 0 | 0 | 0 | 0 | 0 | 0 | 0 | 0 | 0 | 0 | 0 | 0 | 0 | 0 | 6155.0887 | 115725.7193 | 0 | 0 | 0 | 0 | 0 | 0 | 0 | 0 | 0 | 0 | 0 | 0 | 0 | 0 | 0
2016-08-28 07:00 | 0 | 0 | 0 | 0 | 0 | 520240.6919 | 0 | 406476 | 0 | 0 | 0 | 0 | 1103712.5937 | 2025055.1697 | 0 | 0 | 0 | 0 | 0 | 0 | 0 | 0 | 0 | 0 | 0 | 0 | 0 | 0 | 0 | 0 | -1961.0274 | 115725.7193 | 0 | 0 | 0 | 0 | 0 | 0 | 0 | 0 | 0 | 0 | 0 | 0 | 0 | 0 | 0
2016-08-28 08:00 | 0 | 0 | 0 | 0 | 0 | 492000.8851 | 0 | 395549 | 0 | 0 | 0 | 0 | 1315890.198 | 1909329.4504 | 0 | 0 | 0 | 0 | 0 | 0 | 0 | 0 | 0 | 0 | 0 | 0 | 0 | 0 | 0 | 0 | 212177.6044 | -115725.7193 | 0 | 0 | 0 | 0 | 0 | 0 | 0 | 0 | 0 | 0 | 0 | 0 | 0 | 0 | 0
2016-08-28 09:00 | 0 | 0 | 0 | 0 | 0 | 454937.3847 | 0 | 390437 | 0 | 0 | 0 | 0 | 1264664.8635 | 2025055.1697 | 0 | 0 | 0 | 0 | 0 | 0 | 0 | 0 | 0 | 0 | 0 | 0 | 0 | 0 | 0 | 0 | -51225.3346 | 115725.7193 | 0 | 0 | 0 | 0 | 0 | 0 | 0 | 0 | 0 | 0 | 0 | 0 | 0 | 0 | 0
2016-08-28 10:00 | 0 | 0 | 0 | 0 | 0 | 417345.1623 | 0 | 390275 | 0 | 0 | 0 | 0 | 1407460.745 | 1909329.4504 | 0 | 0 | 0 | 0 | 0 | 0 | 0 | 0 | 0 | 0 | 0 | 0 | 0 | 0 | 0 | 0 | 142795.8816 | -115725.7193 | 0 | 0 | 0 | 0 | 0 | 0 | 0 | 0 | 0 | 0 | 0 | 0 | 0 | 0 | 0
2016-08-28 11:00 | 0 | 0 | 0 | 0 | 0 | 381757.7321 | 0 | 394254 | 0 | 0 | 0 | 0 | 1279238.7579 | 2025055.1697 | 0 | 0 | 0 | 0 | 0 | 0 | 0 | 0 | 0 | 0 | 0 | 0 | 0 | 0 | 0 | 0 | -128221.9872 | 115725.7193 | 0 | 0 | 0 | 0 | 0 | 0 | 0 | 0 | 0 | 0 | 0 | 0 | 0 | 0 | 0
2016-08-28 12:00 | 0 | 0 | 0 | 0 | 0 | 287349.9839 | 1167.3379 | 413566 | 0 | 0 | 0 | 0 | 1038464.3603 | 2140780.889 | 0 | 0 | 0 | 0 | 0 | 0 | 0 | 0 | 0 | 0 | 0 | 0 | 0 | 0 | 0 | 0 | -240774.3975 | 115725.7193 | 0 | 0 | 0 | 0 | 0 | 0 | 0 | 0 | 0 | 0 | 0 | 0 | 0 | 0 | 0
2016-08-28 13:00 | 0 | 0 | 0 | 0 | 0 | 142167.3406 | 178060.2094 | 444935 | 0 | 0 | 0 | 0 | 798031.1911 | 2256506.6083 | 0 | 0 | 0 | 0 | 0 | 0 | 0 | 0 | 0 | 0 | 0 | 0 | 0 | 0 | 0 | 0 | -240433.1693 | 115725.7193 | 0 | 0 | 0 | 0 | 0 | 0 | 0 | 0 | 0 | 0 | 0 | 0 | 0 | 0 | 0
2016-08-28 14:00 | 0 | 0 | 0 | 0 | 0 | 109813.4361 | 539460.5465 | 478450 | 0 | 0 | 0 | 0 | 853129.4544 | 2372232.3276 | 0 | 0 | 0 | 0 | 0 | 0 | 0 | 0 | 0 | 0 | 0 | 0 | 0 | 0 | 0 | 0 | 55098.2634 | 115725.7193 | 0 | 0 | 0 | 0 | 0 | 0 | 0 | 0 | 0 | 0 | 0 | 0 | 0 | 0 | 0
2016-08-28 15:00 | 0 | 0 | 0 | 0 | 0 | 124997.6271 | 734797.6375 | 511645 | 0 | 0 | 0 | 0 | 1085553.9997 | 2487958.0469 | 0 | 0 | 0 | 0 | 0 | 0 | 0 | 0 | 0 | 0 | 0 | 0 | 0 | 0 | 0 | 0 | 232424.5453 | 115725.7193 | 0 | 0 | 0 | 0 | 0 | 0 | 0 | 0 | 0 | 0 | 0 | 0 | 0 | 0 | 0
2016-08-28 16:00 | 0 | 0 | 0 | 0 | 0 | 0 | 776440.4354 | 544093 | 0 | 0 | 0 | 0 | 1337552.3146 | 2468307.1673 | 0 | 0 | 0 | 0 | 0 | 0 | 0 | 0 | 0 | 0 | 0 | 0 | 0 | 0 | 0 | 0 | 251998.3149 | -19650.8796 | 0 | 0 | 0 | 0 | 0 | 0 | 0 | 0 | 0 | 0 | 0 | 0 | 0 | 0 | 0
2016-08-28 17:00 | 0 | 0 | 0 | 0 | 0 | 138418.8987 | 773873.3066 | 570618 | 0 | 0 | 0 | 0 | 1563500.8006 | 2584032.8866 | 0 | 0 | 0 | 0 | 0 | 0 | 0 | 0 | 0 | 0 | 0 | 0 | 0 | 0 | 0 | 0 | 225948.486 | 115725.7193 | 0 | 0 | 0 | 0 | 0 | 0 | 0 | 0 | 0 | 0 | 0 | 0 | 0 | 0 | 0
2016-08-28 18:00 | 0 | 0 | 0 | 0 | 0 | 152868.8123 | 761913.6697 | 591249 | 0 | 0 | 0 | 0 | 1771308.5634 | 2699758.6059 | 0 | 0 | 0 | 0 | 0 | 0 | 0 | 0 | 0 | 0 | 0 | 0 | 0 | 0 | 0 | 0 | 207807.7627 | 115725.7193 | 0 | 0 | 0 | 0 | 0 | 0 | 0 | 0 | 0 | 0 | 0 | 0 | 0 | 0 | 0
2016-08-28 19:00 | 0 | 0 | 0 | 0 | 0 | 166305.5122 | 742264.8972 | 604776 | 0 | 0 | 0 | 0 | 1959377.2535 | 2815484.3252 | 0 | 0 | 0 | 0 | 0 | 0 | 0 | 0 | 0 | 0 | 0 | 0 | 0 | 0 | 0 | 0 | 188068.6901 | 115725.7193 | 0 | 0 | 0 | 0 | 0 | 0 | 0 | 0 | 0 | 0 | 0 | 0 | 0 | 0 | 0
2016-08-28 20:00 | 0 | 0 | 0 | 0 | 0 | 176059.3607 | 727382.4518 | 615064 | 0 | 0 | 0 | 0 | 2132029.3467 | 2931210.0445 | 0 | 0 | 0 | 0 | 0 | 0 | 0 | 0 | 0 | 0 | 0 | 0 | 0 | 0 | 0 | 0 | 172652.0932 | 115725.7193 | 0 | 0 | 0 | 0 | 0 | 0 | 0 | 0 | 0 | 0 | 0 | 0 | 0 | 0 | 0
2016-08-28 21:00 | 0 | 0 | 0 | 0 | 0 | 187300.7732 | 701675.3919 | 618991 | 0 | 0 | 0 | 0 | 2286288.7924 | 3046935.7638 | 0 | 0 | 0 | 0 | 0 | 0 | 0 | 0 | 0 | 0 | 0 | 0 | 0 | 0 | 0 | 0 | 154259.4457 | 115725.7193 | 0 | 0 | 0 | 0 | 0 | 0 | 0 | 0 | 0 | 0 | 0 | 0 | 0 | 0 | 0
2016-08-28 22:00 | 0 | 0 | 0 | 0 | 0 | 87110.6513 | 662326.9444 | 613165 | 0 | 0 | 0 | 0 | 2538287.1074 | 2931210.0445 | 0 | 0 | 0 | 0 | 0 | 0 | 0 | 0 | 0 | 0 | 0 | 0 | 0 | 0 | 0 | 0 | 251998.3149 | -115725.7193 | 0 | 0 | 0 | 0 | 0 | 0 | 0 | 0 | 0 | 0 | 0 | 0 | 0 | 0 | 0
2016-08-28 23:00 | 0 | 0 | 0 | 0 | 0 | 236818.4651 | 571567.2849 | 600665 | 0 | 0 | 0 | 0 | 2630282.138 | 3046935.7638 | 0 | 0 | 0 | 0 | 0 | 0 | 0 | 0 | 0 | 0 | 0 | 0 | 0 | 0 | 0 | 0 | 91995.0307 | 115725.7193 | 0 | 0 | 0 | 0 | 0 | 0 | 0 | 0 | 0 | 0 | 0 | 0 | 0 | 0 | 0
2016-08-29 | 0 | 0 | 0 | 0 | 0 | 329696.0685 | 414208.6323 | 591304 | 0 | 0 | 0 | 0 | 2882280.453 | 2947538.1496 | 0 | 0 | 0 | 0 | 0 | 0 | 0 | 0 | 0 | 0 | 0 | 0 | 0 | 0 | 0 | 0 | 251998.3149 | -99397.6142 | 0 | 0 | 0 | 0 | 0 | 0 | 0 | 0 | 0 | 0 | 0 | 0 | 0 | 0 | 0
2016-08-29 01:00 | 0 | 0 | 0 | 0 | 0 | 443894.966 | 111858.0387 | 573739 | 0 | 0 | 0 | 0 | 2748568.7384 | 3063263.8689 | 0 | 0 | 0 | 0 | 0 | 0 | 0 | 0 | 0 | 0 | 0 | 0 | 0 | 0 | 0 | 0 | -133711.7146 | 115725.7193 | 0 | 0 | 0 | 0 | 0 | 0 | 0 | 0 | 0 | 0 | 0 | 0 | 0 | 0 | 0
2016-08-29 02:00 | 0 | 0 | 0 | 0 | 0 | 472606.3818 | 58.5762 | 542108 | 0 | 0 | 0 | 0 | 2794851.4156 | 2947538.1496 | 0 | 0 | 0 | 0 | 0 | 0 | 0 | 0 | 0 | 0 | 0 | 0 | 0 | 0 | 0 | 0 | 46282.6772 | -115725.7193 | 0 | 0 | 0 | 0 | 0 | 0 | 0 | 0 | 0 | 0 | 0 | 0 | 0 | 0 | 0
2016-08-29 03:00 | 0 | 0 | 0 | 0 | 0 | 454081.8014 | 0 | 506758 | 0 | 0 | 0 | 0 | 2626449.4977 | 3063263.8689 | 0 | 0 | 0 | 0 | 0 | 0 | 0 | 0 | 0 | 0 | 0 | 0 | 0 | 0 | 0 | 0 | -168401.9179 | 115725.7193 | 0 | 0 | 0 | 0 | 0 | 0 | 0 | 0 | 0 | 0 | 0 | 0 | 0 | 0 | 0
2016-08-29 04:00 | 0 | 0 | 0 | 0 | 0 | 430694.7719 | 0 | 473517 | 0 | 0 | 0 | 0 | 2699352.9889 | 2947538.1496 | 0 | 0 | 0 | 0 | 0 | 0 | 0 | 0 | 0 | 0 | 0 | 0 | 0 | 0 | 0 | 0 | 72903.4912 | -115725.7193 | 0 | 0 | 0 | 0 | 0 | 0 | 0 | 0 | 0 | 0 | 0 | 0 | 0 | 0 | 0
2016-08-29 05:00 | 0 | 0 | 0 | 0 | 0 | 404823.6579 | 0 | 446810 | 0 | 0 | 0 | 0 | 2773092.3662 | 2831812.4303 | 0 | 0 | 0 | 0 | 0 | 0 | 0 | 0 | 0 | 0 | 0 | 0 | 0 | 0 | 0 | 0 | 73739.3772 | -115725.7193 | 0 | 0 | 0 | 0 | 0 | 0 | 0 | 0 | 0 | 0 | 0 | 0 | 0 | 0 | 0
2016-08-29 06:00 | 0 | 0 | 0 | 0 | 0 | 373822.9253 | 0 | 426452 | 0 | 0 | 0 | 0 | 2836189.0108 | 2716086.711 | 0 | 0 | 0 | 0 | 0 | 0 | 0 | 0 | 0 | 0 | 0 | 0 | 0 | 0 | 0 | 0 | 63096.6446 | -115725.7193 | 0 | 0 | 0 | 0 | 0 | 0 | 0 | 0 | 0 | 0 | 0 | 0 | 0 | 0 | 0
2016-08-29 07:00 | 0 | 0 | 0 | 0 | 0 | 335027.5326 | 0 | 412154 | 0 | 0 | 0 | 0 | 2874788.2626 | 2600360.9917 | 0 | 0 | 0 | 0 | 0 | 0 | 0 | 0 | 0 | 0 | 0 | 0 | 0 | 0 | 0 | 0 | 38599.2519 | -115725.7193 | 0 | 0 | 0 | 0 | 0 | 0 | 0 | 0 | 0 | 0 | 0 | 0 | 0 | 0 | 0
2016-08-29 08:00 | 0 | 0 | 0 | 0 | 0 | 299190.6229 | 0 | 407216 | 0 | 0 | 0 | 0 | 2882488.6048 | 2484635.2724 | 0 | 0 | 0 | 0 | 0 | 0 | 0 | 0 | 0 | 0 | 0 | 0 | 0 | 0 | 0 | 0 | 7700.3422 | -115725.7193 | 0 | 0 | 0 | 0 | 0 | 0 | 0 | 0 | 0 | 0 | 0 | 0 | 0 | 0 | 0
2016-08-29 09:00 | 0 | 0 | 0 | 0 | 0 | 259433.8864 | 0 | 414170 | 0 | 0 | 0 | 0 | 2843478.2105 | 2368909.5531 | 0 | 0 | 0 | 0 | 0 | 0 | 0 | 0 | 0 | 0 | 0 | 0 | 0 | 0 | 0 | 0 | -39010.3943 | -115725.7193 | 0 | 0 | 0 | 0 | 0 | 0 | 0 | 0 | 0 | 0 | 0 | 0 | 0 | 0 | 0
2016-08-29 10:00 | 0 | 0 | 0 | 0 | 0 | 229775.1873 | 0 | 436856 | 0 | 0 | 0 | 0 | 2591479.8955 | 2413827.0554 | 0 | 0 | 0 | 0 | 0 | 0 | 0 | 0 | 0 | 0 | 0 | 0 | 0 | 0 | 0 | 0 | -251998.3149 | 44917.5022 | 0 | 0 | 0 | 0 | 0 | 0 | 0 | 0 | 0 | 0 | 0 | 0 | 0 | 0 | 0
2016-08-29 11:00 | 0 | 0 | 0 | 0 | 0 | 206257.089 | 0 | 457948 | 0 | 0 | 0 | 0 | 2455514.7039 | 2298101.3361 | 0 | 0 | 0 | 0 | 0 | 0 | 0 | 0 | 0 | 0 | 0 | 0 | 0 | 0 | 0 | 0 | -135965.1917 | -115725.7193 | 0 | 0 | 0 | 0 | 0 | 0 | 0 | 0 | 0 | 0 | 0 | 0 | 0 | 0 | 0
2016-08-29 12:00 | 0 | 0 | 0 | 0 | 0 | 154335.6031 | 367.3291 | 478038 | 0 | 0 | 0 | 0 | 2247905.3554 | 2182375.6168 | 0 | 0 | 0 | 0 | 0 | 0 | 0 | 0 | 0 | 0 | 0 | 0 | 0 | 0 | 0 | 0 | -207609.3485 | -115725.7193 | 0 | 0 | 0 | 0 | 0 | 0 | 0 | 0 | 0 | 0 | 0 | 0 | 0 | 0 | 0
2016-08-29 13:00 | 0 | 0 | 0 | 0 | 0 | 90969.4442 | 121458.6368 | 505765 | 0 | 0 | 0 | 0 | 2070294.1557 | 2066649.8975 | 0 | 0 | 0 | 0 | 0 | 0 | 0 | 0 | 0 | 0 | 0 | 0 | 0 | 0 | 0 | 0 | -177611.1997 | -115725.7193 | 0 | 0 | 0 | 0 | 0 | 0 | 0 | 0 | 0 | 0 | 0 | 0 | 0 | 0 | 0
2016-08-29 14:00 | 0 | 0 | 0 | 0 | 0 | 95341.5598 | 476987.6827 | 537954 | 0 | 0 | 0 | 0 | 2030496.2943 | 2140823.0014 | 0 | 0 | 0 | 0 | 0 | 0 | 0 | 0 | 0 | 0 | 0 | 0 | 0 | 0 | 0 | 0 | -39797.8614 | 74173.104 | 0 | 0 | 0 | 0 | 0 | 0 | 0 | 0 | 0 | 0 | 0 | 0 | 0 | 0 | 0
2016-08-29 15:00 | 0 | 0 | 0 | 0 | 0 | 98299.1072 | 670930.8791 | 569735 | 0 | 0 | 0 | 0 | 2282494.6092 | 2088319.6728 | 0 | 0 | 0 | 0 | 0 | 0 | 0 | 0 | 0 | 0 | 0 | 0 | 0 | 0 | 0 | 0 | 251998.3149 | -52503.3286 | 0 | 0 | 0 | 0 | 0 | 0 | 0 | 0 | 0 | 0 | 0 | 0 | 0 | 0 | 0
2016-08-29 16:00 | 0 | 0 | 0 | 0 | 0 | 98592.637 | 713095.4481 | 599965 | 0 | 0 | 0 | 0 | 2378491.975 | 2204045.3921 | 0 | 0 | 0 | 0 | 0 | 0 | 0 | 0 | 0 | 0 | 0 | 0 | 0 | 0 | 0 | 0 | 95997.3657 | 115725.7193 | 0 | 0 | 0 | 0 | 0 | 0 | 0 | 0 | 0 | 0 | 0 | 0 | 0 | 0 | 0
2016-08-29 17:00 | 0 | 0 | 0 | 0 | 0 | 40617.468 | 720676.1276 | 625021 | 0 | 0 | 0 | 0 | 2630490.2899 | 2088319.6728 | 0 | 0 | 0 | 0 | 0 | 0 | 0 | 0 | 0 | 0 | 0 | 0 | 0 | 0 | 0 | 0 | 251998.3149 | -115725.7193 | 0 | 0 | 0 | 0 | 0 | 0 | 0 | 0 | 0 | 0 | 0 | 0 | 0 | 0 | 0
2016-08-29 18:00 | 0 | 0 | 0 | 0 | 0 | 96366.1182 | 713315.0395 | 643308 | 0 | 0 | 0 | 0 | 2882488.6048 | 2002694.5155 | 0 | 0 | 0 | 0 | 0 | 0 | 0 | 0 | 0 | 0 | 0 | 0 | 0 | 0 | 0 | 0 | 251998.3149 | -85625.1573 | 0 | 0 | 0 | 0 | 0 | 0 | 0 | 0 | 0 | 0 | 0 | 0 | 0 | 0 | 0
2016-08-29 19:00 | 0 | 0 | 0 | 0 | 0 | 0 | 698599.2594 | 654056 | 0 | 0 | 0 | 0 | 2811306.1449 | 2118420.2348 | 0 | 0 | 0 | 0 | 0 | 0 | 0 | 0 | 0 | 0 | 0 | 0 | 0 | 0 | 0 | 0 | -71182.4599 | 115725.7193 | 0 | 0 | 0 | 0 | 0 | 0 | 0 | 0 | 0 | 0 | 0 | 0 | 0 | 0 | 0
2016-08-29 20:00 | 0 | 0 | 0 | 0 | 0 | 90834.9814 | 685849.6921 | 659447 | 0 | 0 | 0 | 0 | 2812818.0991 | 2234145.9541 | 0 | 0 | 0 | 0 | 0 | 0 | 0 | 0 | 0 | 0 | 0 | 0 | 0 | 0 | 0 | 0 | 1511.9542 | 115725.7193 | 0 | 0 | 0 | 0 | 0 | 0 | 0 | 0 | 0 | 0 | 0 | 0 | 0 | 0 | 0
2016-08-29 21:00 | 0 | 0 | 0 | 0 | 0 | 0 | 661529.1644 | 660975 | 0 | 0 | 0 | 0 | 2851374.4927 | 2196143.725 | 0 | 0 | 0 | 0 | 0 | 0 | 0 | 0 | 0 | 0 | 0 | 0 | 0 | 0 | 0 | 0 | 38556.3935 | -38002.2291 | 0 | 0 | 0 | 0 | 0 | 0 | 0 | 0 | 0 | 0 | 0 | 0 | 0 | 0 | 0
2016-08-29 22:00 | 0 | 0 | 0 | 0 | 0 | 86759.6831 | 620967.1877 | 653722 | 0 | 0 | 0 | 0 | 2789653.6441 | 2311869.4443 | 0 | 0 | 0 | 0 | 0 | 0 | 0 | 0 | 0 | 0 | 0 | 0 | 0 | 0 | 0 | 0 | -61720.8485 | 115725.7193 | 0 | 0 | 0 | 0 | 0 | 0 | 0 | 0 | 0 | 0 | 0 | 0 | 0 | 0 | 0
2016-08-29 23:00 | 0 | 0 | 0 | 0 | 0 | 0 | 529117.0341 | 638313 | 0 | 0 | 0 | 0 | 2564731.9589 | 2427595.1636 | 0 | 0 | 0 | 0 | 0 | 0 | 0 | 0 | 0 | 0 | 0 | 0 | 0 | 0 | 0 | 0 | -224921.6852 | 115725.7193 | 0 | 0 | 0 | 0 | 0 | 0 | 0 | 0 | 0 | 0 | 0 | 0 | 0 | 0 | 0
2016-08-30 | 0 | 0 | 0 | 0 | 0 | 124766.2175 | 366260.1868 | 627299 | 0 | 0 | 0 | 0 | 2312733.644 | 2543320.8829 | 0 | 0 | 0 | 0 | 0 | 0 | 0 | 0 | 0 | 0 | 0 | 0 | 0 | 0 | 0 | 0 | -251998.3149 | 115725.7193 | 0 | 0 | 0 | 0 | 0 | 0 | 0 | 0 | 0 | 0 | 0 | 0 | 0 | 0 | 0
2016-08-30 01:00 | 0 | 0 | 0 | 0 | 0 | 234637.8233 | 91658.6944 | 604806 | 0 | 0 | 0 | 0 | 2060735.3291 | 2516809.7156 | 0 | 0 | 0 | 0 | 0 | 0 | 0 | 0 | 0 | 0 | 0 | 0 | 0 | 0 | 0 | 0 | -251998.3149 | -26511.1673 | 0 | 0 | 0 | 0 | 0 | 0 | 0 | 0 | 0 | 0 | 0 | 0 | 0 | 0 | 0
2016-08-30 02:00 | 0 | 0 | 0 | 0 | 0 | 290166.8527 | 39.6096 | 566777 | 0 | 0 | 0 | 0 | 1899890.5107 | 2401083.9963 | 0 | 0 | 0 | 0 | 0 | 0 | 0 | 0 | 0 | 0 | 0 | 0 | 0 | 0 | 0 | 0 | -160844.8183 | -115725.7193 | 0 | 0 | 0 | 0 | 0 | 0 | 0 | 0 | 0 | 0 | 0 | 0 | 0 | 0 | 0
2016-08-30 03:00 | 0 | 0 | 0 | 0 | 0 | 293195.4479 | 0 | 525022 | 0 | 0 | 0 | 0 | 1647892.1958 | 2421255.7591 | 0 | 0 | 0 | 0 | 0 | 0 | 0 | 0 | 0 | 0 | 0 | 0 | 0 | 0 | 0 | 0 | -251998.3149 | 20171.7629 | 0 | 0 | 0 | 0 | 0 | 0 | 0 | 0 | 0 | 0 | 0 | 0 | 0 | 0 | 0
2016-08-30 04:00 | 0 | 0 | 0 | 0 | 0 | 276694.6885 | 0 | 488171 | 0 | 0 | 0 | 0 | 1552141.6036 | 2305530.0399 | 0 | 0 | 0 | 0 | 0 | 0 | 0 | 0 | 0 | 0 | 0 | 0 | 0 | 0 | 0 | 0 | -95750.5922 | -115725.7193 | 0 | 0 | 0 | 0 | 0 | 0 | 0 | 0 | 0 | 0 | 0 | 0 | 0 | 0 | 0
2016-08-30 05:00 | 0 | 0 | 0 | 0 | 0 | 89769.9658 | 0 | 457494 | 0 | 0 | 0 | 0 | 1300143.2887 | 2189804.3206 | 0 | 0 | 0 | 0 | 0 | 0 | 0 | 0 | 0 | 0 | 0 | 0 | 0 | 0 | 0 | 0 | -251998.3149 | -115725.7193 | 0 | 0 | 0 | 0 | 0 | 0 | 0 | 0 | 0 | 0 | 0 | 0 | 0 | 0 | 0
2016-08-30 06:00 | 0 | 0 | 0 | 0 | 0 | 228250.6683 | 0 | 433597 | 0 | 0 | 0 | 0 | 1210522.6762 | 2074078.6013 | 0 | 0 | 0 | 0 | 0 | 0 | 0 | 0 | 0 | 0 | 0 | 0 | 0 | 0 | 0 | 0 | -89620.6124 | -115725.7193 | 0 | 0 | 0 | 0 | 0 | 0 | 0 | 0 | 0 | 0 | 0 | 0 | 0 | 0 | 0
2016-08-30 07:00 | 0 | 0 | 0 | 0 | 0 | 205508.5041 | 0 | 417950 | 0 | 0 | 0 | 0 | 958524.3613 | 2113635.4203 | 0 | 0 | 0 | 0 | 0 | 0 | 0 | 0 | 0 | 0 | 0 | 0 | 0 | 0 | 0 | 0 | -251998.3149 | 39556.819 | 0 | 0 | 0 | 0 | 0 | 0 | 0 | 0 | 0 | 0 | 0 | 0 | 0 | 0 | 0
2016-08-30 08:00 | 0 | 0 | 0 | 0 | 0 | 187606.0786 | 0 | 410177 | 0 | 0 | 0 | 0 | 851679.1592 | 1997909.701 | 0 | 0 | 0 | 0 | 0 | 0 | 0 | 0 | 0 | 0 | 0 | 0 | 0 | 0 | 0 | 0 | -106845.2021 | -115725.7193 | 0 | 0 | 0 | 0 | 0 | 0 | 0 | 0 | 0 | 0 | 0 | 0 | 0 | 0 | 0
2016-08-30 09:00 | 0 | 0 | 0 | 0 | 0 | 175780.1075 | 0 | 416385 | 0 | 0 | 0 | 0 | 726799.986 | 1882183.9817 | 0 | 0 | 0 | 0 | 0 | 0 | 0 | 0 | 0 | 0 | 0 | 0 | 0 | 0 | 0 | 0 | -124879.1732 | -115725.7193 | 0 | 0 | 0 | 0 | 0 | 0 | 0 | 0 | 0 | 0 | 0 | 0 | 0 | 0 | 0
2016-08-30 10:00 | 0 | 0 | 0 | 0 | 0 | 170044.3124 | 0 | 437575 | 0 | 0 | 0 | 0 | 574995.0177 | 1766458.2624 | 0 | 0 | 0 | 0 | 0 | 0 | 0 | 0 | 0 | 0 | 0 | 0 | 0 | 0 | 0 | 0 | -151804.9683 | -115725.7193 | 0 | 0 | 0 | 0 | 0 | 0 | 0 | 0 | 0 | 0 | 0 | 0 | 0 | 0 | 0
2016-08-30 11:00 | 0 | 0 | 0 | 0 | 0 | 164884.2168 | 0 | 456389 | 0 | 0 | 0 | 0 | 399215.9538 | 1650732.5431 | 0 | 0 | 0 | 0 | 0 | 0 | 0 | 0 | 0 | 0 | 0 | 0 | 0 | 0 | 0 | 0 | -175779.0639 | -115725.7193 | 0 | 0 | 0 | 0 | 0 | 0 | 0 | 0 | 0 | 0 | 0 | 0 | 0 | 0 | 0
2016-08-30 12:00 | 0 | 0 | 0 | 0 | 0 | 136129.1218 | 565.0954 | 474287 | 0 | 0 | 0 | 0 | 177348.8902 | 1535006.8238 | 0 | 0 | 0 | 0 | 0 | 0 | 0 | 0 | 0 | 0 | 0 | 0 | 0 | 0 | 0 | 0 | -221867.0636 | -115725.7193 | 0 | 0 | 0 | 0 | 0 | 0 | 0 | 0 | 0 | 0 | 0 | 0 | 0 | 0 | 0
2016-08-30 13:00 | 0 | 0 | 0 | 0 | 0 | 67126.6961 | 138026.6944 | 498228 | 0 | 0 | 0 | 0 | 0 | 1419281.1045 | 0 | 0 | 0 | 0 | 0 | 0 | 0 | 0 | 0 | 0 | 0 | 0 | 0 | 0 | 0 | 0 | -177348.8902 | -115725.7193 | 0 | 0 | 0 | 0 | 0 | 0 | 0 | 0 | 0 | 0 | 0 | 0 | 0 | 0 | 0
2016-08-30 14:00 | 0 | 0 | 0 | 0 | 0 | 61868.0398 | 484311.1889 | 528147 | 0 | 0 | 0 | 0 | 133757.948 | 1303555.3852 | 0 | 0 | 0 | 0 | 0 | 0 | 0 | 0 | 0 | 0 | 0 | 0 | 0 | 0 | 0 | 0 | 133757.948 | -115725.7193 | 0 | 0 | 0 | 0 | 0 | 0 | 0 | 0 | 0 | 0 | 0 | 0 | 0 | 0 | 0
2016-08-30 15:00 | 0 | 0 | 0 | 0 | 0 | 76145.4585 | 672856.0908 | 558262 | 0 | 0 | 0 | 0 | 385756.263 | 1242296.6195 | 0 | 0 | 0 | 0 | 0 | 0 | 0 | 0 | 0 | 0 | 0 | 0 | 0 | 0 | 0 | 0 | 251998.3149 | -61258.7657 | 0 | 0 | 0 | 0 | 0 | 0 | 0 | 0 | 0 | 0 | 0 | 0 | 0 | 0 | 0
2016-08-30 16:00 | 0 | 0 | 0 | 0 | 0 | 76624.46 | 719896.2433 | 585627 | 0 | 0 | 0 | 0 | 637754.5779 | 1201192.0078 | 0 | 0 | 0 | 0 | 0 | 0 | 0 | 0 | 0 | 0 | 0 | 0 | 0 | 0 | 0 | 0 | 251998.3149 | -41104.6117 | 0 | 0 | 0 | 0 | 0 | 0 | 0 | 0 | 0 | 0 | 0 | 0 | 0 | 0 | 0
2016-08-30 17:00 | 0 | 0 | 0 | 0 | 0 | 74627.5639 | 727249.2502 | 610613 | 0 | 0 | 0 | 0 | 889752.8928 | 1140457.5069 | 0 | 0 | 0 | 0 | 0 | 0 | 0 | 0 | 0 | 0 | 0 | 0 | 0 | 0 | 0 | 0 | 251998.3149 | -60734.5009 | 0 | 0 | 0 | 0 | 0 | 0 | 0 | 0 | 0 | 0 | 0 | 0 | 0 | 0 | 0
2016-08-30 18:00 | 0 | 0 | 0 | 0 | 0 | 75479.756 | 718461.6189 | 629443 | 0 | 0 | 0 | 0 | 1141751.2078 | 1052957.567 | 0 | 0 | 0 | 0 | 0 | 0 | 0 | 0 | 0 | 0 | 0 | 0 | 0 | 0 | 0 | 0 | 251998.3149 | -87499.94 | 0 | 0 | 0 | 0 | 0 | 0 | 0 | 0 | 0 | 0 | 0 | 0 | 0 | 0 | 0
2016-08-30 19:00 | 0 | 0 | 0 | 0 | 0 | 79040.1245 | 704565.1442 | 642942 | 0 | 0 | 0 | 0 | 1393749.5227 | 941622.5208 | 0 | 0 | 0 | 0 | 0 | 0 | 0 | 0 | 0 | 0 | 0 | 0 | 0 | 0 | 0 | 0 | 251998.3149 | -111335.0462 | 0 | 0 | 0 | 0 | 0 | 0 | 0 | 0 | 0 | 0 | 0 | 0 | 0 | 0 | 0
2016-08-30 20:00 | 0 | 0 | 0 | 0 | 0 | 83218.1321 | 696170.9823 | 651700 | 0 | 0 | 0 | 0 | 1637164.3564 | 825896.8015 | 0 | 0 | 0 | 0 | 0 | 0 | 0 | 0 | 0 | 0 | 0 | 0 | 0 | 0 | 0 | 0 | 243414.8337 | -115725.7193 | 0 | 0 | 0 | 0 | 0 | 0 | 0 | 0 | 0 | 0 | 0 | 0 | 0 | 0 | 0
2016-08-30 21:00 | 0 | 0 | 0 | 0 | 0 | 87800.7817 | 677764.4822 | 654714 | 0 | 0 | 0 | 0 | 1863741.3397 | 710171.0822 | 0 | 0 | 0 | 0 | 0 | 0 | 0 | 0 | 0 | 0 | 0 | 0 | 0 | 0 | 0 | 0 | 226576.9832 | -115725.7193 | 0 | 0 | 0 | 0 | 0 | 0 | 0 | 0 | 0 | 0 | 0 | 0 | 0 | 0 | 0
2016-08-30 22:00 | 0 | 0 | 0 | 0 | 0 | 97516.1137 | 643648.1521 | 646260 | 0 | 0 | 0 | 0 | 2074371.3248 | 594445.3629 | 0 | 0 | 0 | 0 | 0 | 0 | 0 | 0 | 0 | 0 | 0 | 0 | 0 | 0 | 0 | 0 | 210629.9852 | -115725.7193 | 0 | 0 | 0 | 0 | 0 | 0 | 0 | 0 | 0 | 0 | 0 | 0 | 0 | 0 | 0
2016-08-30 23:00 | 0 | 0 | 0 | 0 | 0 | 122070.3271 | 545273.9993 | 631370 | 0 | 0 | 0 | 0 | 2226071.3705 | 478719.6436 | 0 | 0 | 0 | 0 | 0 | 0 | 0 | 0 | 0 | 0 | 0 | 0 | 0 | 0 | 0 | 0 | 151700.0456 | -115725.7193 | 0 | 0 | 0 | 0 | 0 | 0 | 0 | 0 | 0 | 0 | 0 | 0 | 0 | 0 | 0
2016-08-31 | 0 | 0 | 0 | 0 | 0 | 191802.3003 | 370728.9103 | 620327 | 0 | 0 | 0 | 0 | 2284001.3003 | 362993.9243 | 0 | 0 | 0 | 0 | 0 | 0 | 0 | 0 | 0 | 0 | 0 | 0 | 0 | 0 | 0 | 0 | 57929.9298 | -115725.7193 | 0 | 0 | 0 | 0 | 0 | 0 | 0 | 0 | 0 | 0 | 0 | 0 | 0 | 0 | 0
2016-08-31 01:00 | 0 | 0 | 0 | 0 | 0 | 312640.6763 | 88888.8209 | 599178 | 0 | 0 | 0 | 0 | 2202078.5168 | 247268.205 | 0 | 0 | 0 | 0 | 0 | 0 | 0 | 0 | 0 | 0 | 0 | 0 | 0 | 0 | 0 | 0 | -81922.7835 | -115725.7193 | 0 | 0 | 0 | 0 | 0 | 0 | 0 | 0 | 0 | 0 | 0 | 0 | 0 | 0 | 0
2016-08-31 02:00 | 0 | 0 | 0 | 0 | 0 | 360233.5301 | 22.6341 | 562468 | 0 | 0 | 0 | 0 | 2115592.4003 | 131542.4857 | 0 | 0 | 0 | 0 | 0 | 0 | 0 | 0 | 0 | 0 | 0 | 0 | 0 | 0 | 0 | 0 | -86486.1165 | -115725.7193 | 0 | 0 | 0 | 0 | 0 | 0 | 0 | 0 | 0 | 0 | 0 | 0 | 0 | 0 | 0
2016-08-31 03:00 | 0 | 0 | 0 | 0 | 0 | 354780.9945 | 0 | 522581 | 0 | 0 | 0 | 0 | 1946240.3965 | 133094.4839 | 0 | 0 | 0 | 0 | 0 | 0 | 0 | 0 | 0 | 0 | 0 | 0 | 0 | 0 | 0 | 0 | -169352.0037 | 1551.9982 | 0 | 0 | 0 | 0 | 0 | 0 | 0 | 0 | 0 | 0 | 0 | 0 | 0 | 0 | 0
2016-08-31 04:00 | 0 | 0 | 0 | 0 | 0 | 333643.6398 | 0 | 487285 | 0 | 0 | 0 | 0 | 1694242.0816 | 231451.4386 | 0 | 0 | 0 | 0 | 0 | 0 | 0 | 0 | 0 | 0 | 0 | 0 | 0 | 0 | 0 | 0 | -251998.3149 | 98356.9547 | 0 | 0 | 0 | 0 | 0 | 0 | 0 | 0 | 0 | 0 | 0 | 0 | 0 | 0 | 0
2016-08-31 05:00 | 0 | 0 | 0 | 0 | 0 | 304080.1519 | 0 | 460254 | 0 | 0 | 0 | 0 | 1653793.9528 | 115725.7193 | 0 | 0 | 0 | 0 | 0 | 0 | 0 | 0 | 0 | 0 | 0 | 0 | 0 | 0 | 0 | 0 | -40448.1288 | -115725.7193 | 0 | 0 | 0 | 0 | 0 | 0 | 0 | 0 | 0 | 0 | 0 | 0 | 0 | 0 | 0
2016-08-31 06:00 | 0 | 0 | 0 | 0 | 0 | 279081.9607 | 0 | 436830 | 0 | 0 | 0 | 0 | 1611771.6328 | 0 | 0 | 0 | 0 | 0 | 0 | 0 | 0 | 0 | 0 | 0 | 0 | 0 | 0 | 0 | 0 | 0 | -42022.32 | -115725.7193 | 0 | 0 | 0 | 0 | 0 | 0 | 0 | 0 | 0 | 0 | 0 | 0 | 0 | 0 | 0
2016-08-31 07:00 | 0 | 0 | 0 | 0 | 0 | 259496.3386 | 0 | 423222 | 0 | 0 | 0 | 0 | 1448045.9713 | 0 | 0 | 0 | 0 | 0 | 0 | 0 | 0 | 0 | 0 | 0 | 0 | 0 | 0 | 0 | 0 | 0 | -163725.6614 | 0 | 0 | 0 | 0 | 0 | 0 | 0 | 0 | 0 | 0 | 0 | 0 | 0 | 0 | 0 | 0
2016-08-31 08:00 | 0 | 0 | 0 | 0 | 0 | 240728.042 | 0 | 416224 | 0 | 0 | 0 | 0 | 1196047.6564 | 76502.3569 | 0 | 0 | 0 | 0 | 0 | 0 | 0 | 0 | 0 | 0 | 0 | 0 | 0 | 0 | 0 | 0 | -251998.3149 | 76502.3569 | 0 | 0 | 0 | 0 | 0 | 0 | 0 | 0 | 0 | 0 | 0 | 0 | 0 | 0 | 0
2016-08-31 09:00 | 0 | 0 | 0 | 0 | 0 | 223425.7283 | 0 | 422535 | 0 | 0 | 0 | 0 | 944049.3415 | 129391.4001 | 0 | 0 | 0 | 0 | 0 | 0 | 0 | 0 | 0 | 0 | 0 | 0 | 0 | 0 | 0 | 0 | -251998.3149 | 52889.0432 | 0 | 0 | 0 | 0 | 0 | 0 | 0 | 0 | 0 | 0 | 0 | 0 | 0 | 0 | 0
2016-08-31 10:00 | 0 | 0 | 0 | 0 | 0 | 211125.3373 | 0 | 442793 | 0 | 0 | 0 | 0 | 755994.9448 | 85778.134 | 0 | 0 | 0 | 0 | 0 | 0 | 0 | 0 | 0 | 0 | 0 | 0 | 0 | 0 | 0 | 0 | -188054.3966 | -43613.2661 | 0 | 0 | 0 | 0 | 0 | 0 | 0 | 0 | 0 | 0 | 0 | 0 | 0 | 0 | 0
2016-08-31 11:00 | 0 | 0 | 0 | 0 | 0 | 205272.8004 | 0 | 462873 | 0 | 0 | 0 | 0 | 503996.6299 | 80176.2493 | 0 | 0 | 0 | 0 | 0 | 0 | 0 | 0 | 0 | 0 | 0 | 0 | 0 | 0 | 0 | 0 | -251998.3149 | -5601.8847 | 0 | 0 | 0 | 0 | 0 | 0 | 0 | 0 | 0 | 0 | 0 | 0 | 0 | 0 | 0
2016-08-31 12:00 | 0 | 0 | 0 | 0 | 0 | 171884.8876 | 414.7873 | 481439 | 0 | 0 | 0 | 0 | 251998.3149 | 23035.2392 | 0 | 0 | 0 | 0 | 0 | 0 | 0 | 0 | 0 | 0 | 0 | 0 | 0 | 0 | 0 | 0 | -251998.3149 | -57141.0102 | 0 | 0 | 0 | 0 | 0 | 0 | 0 | 0 | 0 | 0 | 0 | 0 | 0 | 0 | 0
2016-08-31 13:00 | 0 | 0 | 0 | 0 | 0 | 88667.6486 | 139746.7973 | 503448 | 0 | 0 | 0 | 0 | 0 | 0 | 0 | 0 | 0 | 0 | 0 | 0 | 0 | 0 | 0 | 0 | 0 | 0 | 0 | 0 | 0 | 0 | -251998.3149 | -23035.2392 | 0 | 0 | 0 | 0 | 0 | 0 | 0 | 0 | 0 | 0 | 0 | 0 | 0 | 0 | 0
2016-08-31 14:00 | 0 | 0 | 0 | 0 | 0 | 74849.3058 | 482722.3636 | 531164 | 0 | 0 | 0 | 0 | 0 | 26407.6695 | 0 | 0 | 0 | 0 | 0 | 0 | 0 | 0 | 0 | 0 | 0 | 0 | 0 | 0 | 0 | 0 | 0 | 26407.6695 | 0 | 0 | 0 | 0 | 0 | 0 | 0 | 0 | 0 | 0 | 0 | 0 | 0 | 0 | 0
2016-08-31 15:00 | 0 | 0 | 0 | 0 | 0 | 108258.8306 | 699432.5476 | 558056 | 0 | 0 | 0 | 0 | 133909.6589 | 142133.3888 | 0 | 0 | 0 | 0 | 0 | 0 | 0 | 0 | 0 | 0 | 0 | 0 | 0 | 0 | 0 | 0 | 133909.6589 | 115725.7193 | 0 | 0 | 0 | 0 | 0 | 0 | 0 | 0 | 0 | 0 | 0 | 0 | 0 | 0 | 0
2016-08-31 16:00 | 0 | 0 | 0 | 0 | 0 | 0 | 748150.1796 | 583431 | 0 | 0 | 0 | 0 | 182903.1192 | 257859.1081 | 0 | 0 | 0 | 0 | 0 | 0 | 0 | 0 | 0 | 0 | 0 | 0 | 0 | 0 | 0 | 0 | 48993.4603 | 115725.7193 | 0 | 0 | 0 | 0 | 0 | 0 | 0 | 0 | 0 | 0 | 0 | 0 | 0 | 0 | 0
2016-08-31 17:00 | 0 | 0 | 0 | 0 | 0 | 149618.3028 | 748944.8852 | 606050 | 0 | 0 | 0 | 0 | 434901.4342 | 298373.981 | 0 | 0 | 0 | 0 | 0 | 0 | 0 | 0 | 0 | 0 | 0 | 0 | 0 | 0 | 0 | 0 | 251998.3149 | 40514.873 | 0 | 0 | 0 | 0 | 0 | 0 | 0 | 0 | 0 | 0 | 0 | 0 | 0 | 0 | 0
2016-08-31 18:00 | 0 | 0 | 0 | 0 | 0 | 159376.1207 | 736718.2605 | 622657 | 0 | 0 | 0 | 0 | 592613.0961 | 414099.7003 | 0 | 0 | 0 | 0 | 0 | 0 | 0 | 0 | 0 | 0 | 0 | 0 | 0 | 0 | 0 | 0 | 157711.6619 | 115725.7193 | 0 | 0 | 0 | 0 | 0 | 0 | 0 | 0 | 0 | 0 | 0 | 0 | 0 | 0 | 0
2016-08-31 19:00 | 0 | 0 | 0 | 0 | 0 | 167250.7768 | 721122.2547 | 632821 | 0 | 0 | 0 | 0 | 732439.4083 | 529825.4196 | 0 | 0 | 0 | 0 | 0 | 0 | 0 | 0 | 0 | 0 | 0 | 0 | 0 | 0 | 0 | 0 | 139826.3122 | 115725.7193 | 0 | 0 | 0 | 0 | 0 | 0 | 0 | 0 | 0 | 0 | 0 | 0 | 0 | 0 | 0
2016-08-31 20:00 | 0 | 0 | 0 | 0 | 0 | 176891.7667 | 709031.6608 | 640752 | 0 | 0 | 0 | 0 | 928807.659 | 578628.5965 | 0 | 0 | 0 | 0 | 0 | 0 | 0 | 0 | 0 | 0 | 0 | 0 | 0 | 0 | 0 | 0 | 196368.2507 | 48803.1768 | 0 | 0 | 0 | 0 | 0 | 0 | 0 | 0 | 0 | 0 | 0 | 0 | 0 | 0 | 0
2016-08-31 21:00 | 0 | 0 | 0 | 0 | 0 | 186809.5679 | 689372.4914 | 640375 | 0 | 0 | 0 | 0 | 1048888.9991 | 694354.3158 | 0 | 0 | 0 | 0 | 0 | 0 | 0 | 0 | 0 | 0 | 0 | 0 | 0 | 0 | 0 | 0 | 120081.34 | 115725.7193 | 0 | 0 | 0 | 0 | 0 | 0 | 0 | 0 | 0 | 0 | 0 | 0 | 0 | 0 | 0
2016-08-31 22:00 | 0 | 0 | 0 | 0 | 0 | 197586.2168 | 647004.3174 | 631718 | 0 | 0 | 0 | 0 | 1146035.8139 | 810080.0351 | 0 | 0 | 0 | 0 | 0 | 0 | 0 | 0 | 0 | 0 | 0 | 0 | 0 | 0 | 0 | 0 | 97146.8149 | 115725.7193 | 0 | 0 | 0 | 0 | 0 | 0 | 0 | 0 | 0 | 0 | 0 | 0 | 0 | 0 | 0
2016-08-31 23:00 | 0 | 0 | 0 | 0 | 0 | 0 | 546726.8566 | 619018 | 0 | 0 | 0 | 0 | 1189470.3898 | 694354.3158 | 0 | 0 | 0 | 0 | 0 | 0 | 0 | 0 | 0 | 0 | 0 | 0 | 0 | 0 | 0 | 0 | 43434.5759 | -115725.7193 | 0 | 0 | 0 | 0 | 0 | 0 | 0 | 0 | 0 | 0 | 0 | 0 | 0 | 0 | 0
2016-09-01 | 0 | 0 | 0 | 0 | 0 | 206932.6972 | 368431.7495 | 609097 | 0 | 0 | 0 | 0 | 1271463.5557 | 578628.5965 | 0 | 0 | 0 | 0 | 0 | 0 | 0 | 0 | 0 | 0 | 0 | 0 | 0 | 0 | 0 | 0 | 81993.1659 | -115725.7193 | 0 | 0 | 0 | 0 | 0 | 0 | 0 | 0 | 0 | 0 | 0 | 0 | 0 | 0 | 0
2016-09-01 01:00 | 0 | 0 | 0 | 0 | 0 | 406616.0876 | 88423.962 | 588286 | 0 | 0 | 0 | 0 | 1293943.3246 | 462902.8772 | 0 | 0 | 0 | 0 | 0 | 0 | 0 | 0 | 0 | 0 | 0 | 0 | 0 | 0 | 0 | 0 | 22479.7689 | -115725.7193 | 0 | 0 | 0 | 0 | 0 | 0 | 0 | 0 | 0 | 0 | 0 | 0 | 0 | 0 | 0
2016-09-01 02:00 | 0 | 0 | 0 | 0 | 0 | 414651.2897 | 30.5979 | 555048 | 0 | 0 | 0 | 0 | 1269302.9315 | 347177.1579 | 0 | 0 | 0 | 0 | 0 | 0 | 0 | 0 | 0 | 0 | 0 | 0 | 0 | 0 | 0 | 0 | -24640.3931 | -115725.7193 | 0 | 0 | 0 | 0 | 0 | 0 | 0 | 0 | 0 | 0 | 0 | 0 | 0 | 0 | 0
2016-09-01 03:00 | 0 | 0 | 0 | 0 | 0 | 402409.9762 | 0 | 516859 | 0 | 0 | 0 | 0 | 1270579.627 | 231451.4386 | 0 | 0 | 0 | 0 | 0 | 0 | 0 | 0 | 0 | 0 | 0 | 0 | 0 | 0 | 0 | 0 | 1276.6955 | -115725.7193 | 0 | 0 | 0 | 0 | 0 | 0 | 0 | 0 | 0 | 0 | 0 | 0 | 0 | 0 | 0
2016-09-01 04:00 | 0 | 0 | 0 | 0 | 0 | 393710.0693 | 0 | 482326 | 0 | 0 | 0 | 0 | 1297689.4156 | 115725.7193 | 0 | 0 | 0 | 0 | 0 | 0 | 0 | 0 | 0 | 0 | 0 | 0 | 0 | 0 | 0 | 0 | 27109.7886 | -115725.7193 | 0 | 0 | 0 | 0 | 0 | 0 | 0 | 0 | 0 | 0 | 0 | 0 | 0 | 0 | 0
2016-09-01 05:00 | 0 | 0 | 0 | 0 | 0 | 375359.8234 | 0 | 453317 | 0 | 0 | 0 | 0 | 1104006.5197 | 231451.4386 | 0 | 0 | 0 | 0 | 0 | 0 | 0 | 0 | 0 | 0 | 0 | 0 | 0 | 0 | 0 | 0 | -193682.8959 | 115725.7193 | 0 | 0 | 0 | 0 | 0 | 0 | 0 | 0 | 0 | 0 | 0 | 0 | 0 | 0 | 0
2016-09-01 06:00 | 0 | 0 | 0 | 0 | 0 | 63552.9658 | 0 | 431277 | 0 | 0 | 0 | 0 | 852008.2048 | 115725.7193 | 0 | 0 | 0 | 0 | 0 | 0 | 0 | 0 | 0 | 0 | 0 | 0 | 0 | 0 | 0 | 0 | -251998.3149 | -115725.7193 | 0 | 0 | 0 | 0 | 0 | 0 | 0 | 0 | 0 | 0 | 0 | 0 | 0 | 0 | 0
2016-09-01 07:00 | 0 | 0 | 0 | 0 | 0 | 339819.9548 | 0 | 415650 | 0 | 0 | 0 | 0 | 891903.8789 | 0 | 0 | 0 | 0 | 0 | 0 | 0 | 0 | 0 | 0 | 0 | 0 | 0 | 0 | 0 | 0 | 0 | 39895.6741 | -115725.7193 | 0 | 0 | 0 | 0 | 0 | 0 | 0 | 0 | 0 | 0 | 0 | 0 | 0 | 0 | 0
2016-09-01 08:00 | 0 | 0 | 0 | 0 | 0 | 327799.3565 | 0 | 408914 | 0 | 0 | 0 | 0 | 695063.5161 | 115725.7193 | 0 | 0 | 0 | 0 | 0 | 0 | 0 | 0 | 0 | 0 | 0 | 0 | 0 | 0 | 0 | 0 | -196840.3628 | 115725.7193 | 0 | 0 | 0 | 0 | 0 | 0 | 0 | 0 | 0 | 0 | 0 | 0 | 0 | 0 | 0
2016-09-01 09:00 | 0 | 0 | 0 | 0 | 0 | 310072.9693 | 0 | 414048 | 0 | 0 | 0 | 0 | 685226.5876 | 21587.617 | 0 | 0 | 0 | 0 | 0 | 0 | 0 | 0 | 0 | 0 | 0 | 0 | 0 | 0 | 0 | 0 | -9836.9285 | -94138.1023 | 0 | 0 | 0 | 0 | 0 | 0 | 0 | 0 | 0 | 0 | 0 | 0 | 0 | 0 | 0
2016-09-01 10:00 | 0 | 0 | 0 | 0 | 0 | 300563.2932 | 0 | 435041 | 0 | 0 | 0 | 0 | 435023.1615 | 137313.3363 | 0 | 0 | 0 | 0 | 0 | 0 | 0 | 0 | 0 | 0 | 0 | 0 | 0 | 0 | 0 | 0 | -250203.4261 | 115725.7193 | 0 | 0 | 0 | 0 | 0 | 0 | 0 | 0 | 0 | 0 | 0 | 0 | 0 | 0 | 0
2016-09-01 11:00 | 0 | 0 | 0 | 0 | 0 | 296439.7873 | 0 | 454300 | 0 | 0 | 0 | 0 | 183024.8466 | 231451.4386 | 0 | 0 | 0 | 0 | 0 | 0 | 0 | 0 | 0 | 0 | 0 | 0 | 0 | 0 | 0 | 0 | -251998.3149 | 94138.1023 | 0 | 0 | 0 | 0 | 0 | 0 | 0 | 0 | 0 | 0 | 0 | 0 | 0 | 0 | 0
2016-09-01 12:00 | 0 | 0 | 0 | 0 | 0 | 243326.2617 | 533.787 | 469139 | 0 | 0 | 0 | 0 | 73471.6145 | 115725.7193 | 0 | 0 | 0 | 0 | 0 | 0 | 0 | 0 | 0 | 0 | 0 | 0 | 0 | 0 | 0 | 0 | -109553.2321 | -115725.7193 | 0 | 0 | 0 | 0 | 0 | 0 | 0 | 0 | 0 | 0 | 0 | 0 | 0 | 0 | 0
2016-09-01 13:00 | 0 | 0 | 0 | 0 | 0 | 141345.8868 | 159545.7794 | 490089 | 0 | 0 | 0 | 0 | 0 | 0 | 0 | 0 | 0 | 0 | 0 | 0 | 0 | 0 | 0 | 0 | 0 | 0 | 0 | 0 | 0 | 0 | -73471.6145 | -115725.7193 | 0 | 0 | 0 | 0 | 0 | 0 | 0 | 0 | 0 | 0 | 0 | 0 | 0 | 0 | 0
2016-09-01 14:00 | 0 | 0 | 0 | 0 | 0 | 168766.5114 | 520746.8014 | 514772 | 0 | 0 | 0 | 0 | 174741.3128 | 0 | 0 | 0 | 0 | 0 | 0 | 0 | 0 | 0 | 0 | 0 | 0 | 0 | 0 | 0 | 0 | 0 | 174741.3128 | 0 | 0 | 0 | 0 | 0 | 0 | 0 | 0 | 0 | 0 | 0 | 0 | 0 | 0 | 0 | 0
2016-09-01 15:00 | 0 | 0 | 0 | 0 | 0 | 215099.6456 | 690015.5978 | 538909 | 0 | 0 | 0 | 0 | 426739.6277 | 114207.9284 | 0 | 0 | 0 | 0 | 0 | 0 | 0 | 0 | 0 | 0 | 0 | 0 | 0 | 0 | 0 | 0 | 251998.3149 | 114207.9284 | 0 | 0 | 0 | 0 | 0 | 0 | 0 | 0 | 0 | 0 | 0 | 0 | 0 | 0 | 0
2016-09-01 16:00 | 0 | 0 | 0 | 0 | 0 | 0 | 749850.3698 | 559226 | 0 | 0 | 0 | 0 | 592397.9963 | 139173.9297 | 0 | 0 | 0 | 0 | 0 | 0 | 0 | 0 | 0 | 0 | 0 | 0 | 0 | 0 | 0 | 0 | 165658.3685 | 24966.0013 | 0 | 0 | 0 | 0 | 0 | 0 | 0 | 0 | 0 | 0 | 0 | 0 | 0 | 0 | 0
2016-09-01 17:00 | 0 | 0 | 0 | 0 | 0 | 202618.4897 | 742119.5446 | 577014 | 0 | 0 | 0 | 0 | 844396.3112 | 254899.649 | 0 | 0 | 0 | 0 | 0 | 0 | 0 | 0 | 0 | 0 | 0 | 0 | 0 | 0 | 0 | 0 | 251998.3149 | 115725.7193 | 0 | 0 | 0 | 0 | 0 | 0 | 0 | 0 | 0 | 0 | 0 | 0 | 0 | 0 | 0
2016-09-01 18:00 | 0 | 0 | 0 | 0 | 0 | 0 | 723361.2313 | 588812 | 0 | 0 | 0 | 0 | 1094671.2618 | 139173.9297 | 0 | 0 | 0 | 0 | 0 | 0 | 0 | 0 | 0 | 0 | 0 | 0 | 0 | 0 | 0 | 0 | 250274.9506 | -115725.7193 | 0 | 0 | 0 | 0 | 0 | 0 | 0 | 0 | 0 | 0 | 0 | 0 | 0 | 0 | 0
2016-09-01 19:00 | 0 | 0 | 0 | 0 | 0 | 0 | 701336.5912 | 595831 | 0 | 0 | 0 | 0 | 1084451.1337 | 254899.649 | 0 | 0 | 0 | 0 | 0 | 0 | 0 | 0 | 0 | 0 | 0 | 0 | 0 | 0 | 0 | 0 | -10220.1281 | 115725.7193 | 0 | 0 | 0 | 0 | 0 | 0 | 0 | 0 | 0 | 0 | 0 | 0 | 0 | 0 | 0
2016-09-01 20:00 | 0 | 0 | 0 | 0 | 0 | 0 | 686873.5195 | 599406 | 0 | 0 | 0 | 0 | 1287644.3724 | 139173.9297 | 0 | 0 | 0 | 0 | 0 | 0 | 0 | 0 | 0 | 0 | 0 | 0 | 0 | 0 | 0 | 0 | 203193.2388 | -115725.7193 | 0 | 0 | 0 | 0 | 0 | 0 | 0 | 0 | 0 | 0 | 0 | 0 | 0 | 0 | 0
2016-09-01 21:00 | 0 | 0 | 0 | 0 | 0 | 261482.42 | 661407.3752 | 599573 | 0 | 0 | 0 | 0 | 1539642.6874 | 210492.41 | 0 | 0 | 0 | 0 | 0 | 0 | 0 | 0 | 0 | 0 | 0 | 0 | 0 | 0 | 0 | 0 | 251998.3149 | 71318.4803 | 0 | 0 | 0 | 0 | 0 | 0 | 0 | 0 | 0 | 0 | 0 | 0 | 0 | 0 | 0
2016-09-01 22:00 | 0 | 0 | 0 | 0 | 0 | 0 | 615458.2849 | 590983 | 0 | 0 | 0 | 0 | 1679843.6915 | 94766.6907 | 0 | 0 | 0 | 0 | 0 | 0 | 0 | 0 | 0 | 0 | 0 | 0 | 0 | 0 | 0 | 0 | 140201.0042 | -115725.7193 | 0 | 0 | 0 | 0 | 0 | 0 | 0 | 0 | 0 | 0 | 0 | 0 | 0 | 0 | 0
2016-09-01 23:00 | 0 | 0 | 0 | 0 | 0 | 0 | 513926.4435 | 579268 | 0 | 0 | 0 | 0 | 1498776.4157 | 210492.41 | 0 | 0 | 0 | 0 | 0 | 0 | 0 | 0 | 0 | 0 | 0 | 0 | 0 | 0 | 0 | 0 | -181067.2758 | 115725.7193 | 0 | 0 | 0 | 0 | 0 | 0 | 0 | 0 | 0 | 0 | 0 | 0 | 0 | 0 | 0
2016-09-02 | 0 | 0 | 0 | 0 | 0 | 0 | 339637.7137 | 570677 | 0 | 0 | 0 | 0 | 1246778.1008 | 231451.4386 | 0 | 0 | 0 | 0 | 0 | 0 | 0 | 0 | 0 | 0 | 0 | 0 | 0 | 0 | 0 | 0 | -251998.3149 | 20959.0286 | 0 | 0 | 0 | 0 | 0 | 0 | 0 | 0 | 0 | 0 | 0 | 0 | 0 | 0 | 0
2016-09-02 01:00 | 0 | 0 | 0 | 0 | 0 | 597785.1567 | 88050.834 | 555203 | 0 | 0 | 0 | 0 | 1493136.8108 | 115725.7193 | 0 | 0 | 0 | 0 | 0 | 0 | 0 | 0 | 0 | 0 | 0 | 0 | 0 | 0 | 0 | 0 | 246358.71 | -115725.7193 | 0 | 0 | 0 | 0 | 0 | 0 | 0 | 0 | 0 | 0 | 0 | 0 | 0 | 0 | 0
2016-09-02 02:00 | 0 | 0 | 0 | 0 | 0 | 387775.7224 | 23.682 | 524072 | 0 | 0 | 0 | 0 | 1241138.4958 | 231451.4386 | 0 | 0 | 0 | 0 | 0 | 0 | 0 | 0 | 0 | 0 | 0 | 0 | 0 | 0 | 0 | 0 | -251998.3149 | 115725.7193 | 0 | 0 | 0 | 0 | 0 | 0 | 0 | 0 | 0 | 0 | 0 | 0 | 0 | 0 | 0
2016-09-02 03:00 | 0 | 0 | 0 | 0 | 0 | 583838.3343 | 0 | 489864 | 0 | 0 | 0 | 0 | 1450838.5494 | 115725.7193 | 0 | 0 | 0 | 0 | 0 | 0 | 0 | 0 | 0 | 0 | 0 | 0 | 0 | 0 | 0 | 0 | 209700.0536 | -115725.7193 | 0 | 0 | 0 | 0 | 0 | 0 | 0 | 0 | 0 | 0 | 0 | 0 | 0 | 0 | 0
2016-09-02 04:00 | 0 | 0 | 0 | 0 | 0 | 543130.8517 | 0 | 458419 | 0 | 0 | 0 | 0 | 1419824.6818 | 231451.4386 | 0 | 0 | 0 | 0 | 0 | 0 | 0 | 0 | 0 | 0 | 0 | 0 | 0 | 0 | 0 | 0 | -31013.8676 | 115725.7193 | 0 | 0 | 0 | 0 | 0 | 0 | 0 | 0 | 0 | 0 | 0 | 0 | 0 | 0 | 0
2016-09-02 05:00 | 0 | 0 | 0 | 0 | 0 | 64969.9658 | 0 | 432694 | 0 | 0 | 0 | 0 | 1167826.3668 | 115725.7193 | 0 | 0 | 0 | 0 | 0 | 0 | 0 | 0 | 0 | 0 | 0 | 0 | 0 | 0 | 0 | 0 | -251998.3149 | -115725.7193 | 0 | 0 | 0 | 0 | 0 | 0 | 0 | 0 | 0 | 0 | 0 | 0 | 0 | 0 | 0
2016-09-02 06:00 | 0 | 0 | 0 | 0 | 0 | 481739.8393 | 0 | 411570 | 0 | 0 | 0 | 0 | 1353721.9254 | 0 | 0 | 0 | 0 | 0 | 0 | 0 | 0 | 0 | 0 | 0 | 0 | 0 | 0 | 0 | 0 | 0 | 185895.5586 | -115725.7193 | 0 | 0 | 0 | 0 | 0 | 0 | 0 | 0 | 0 | 0 | 0 | 0 | 0 | 0 | 0
2016-09-02 07:00 | 0 | 0 | 0 | 0 | 0 | 260770.4044 | 0 | 397043 | 0 | 0 | 0 | 0 | 1101723.6105 | 115725.7193 | 0 | 0 | 0 | 0 | 0 | 0 | 0 | 0 | 0 | 0 | 0 | 0 | 0 | 0 | 0 | 0 | -251998.3149 | 115725.7193 | 0 | 0 | 0 | 0 | 0 | 0 | 0 | 0 | 0 | 0 | 0 | 0 | 0 | 0 | 0
2016-09-02 08:00 | 0 | 0 | 0 | 0 | 0 | 450883.9077 | 0 | 390801 | 0 | 0 | 0 | 0 | 1277532.2374 | 0 | 0 | 0 | 0 | 0 | 0 | 0 | 0 | 0 | 0 | 0 | 0 | 0 | 0 | 0 | 0 | 0 | 175808.627 | -115725.7193 | 0 | 0 | 0 | 0 | 0 | 0 | 0 | 0 | 0 | 0 | 0 | 0 | 0 | 0 | 0
2016-09-02 09:00 | 0 | 0 | 0 | 0 | 0 | 428928.0109 | 0 | 395237 | 0 | 0 | 0 | 0 | 1195497.529 | 115725.7193 | 0 | 0 | 0 | 0 | 0 | 0 | 0 | 0 | 0 | 0 | 0 | 0 | 0 | 0 | 0 | 0 | -82034.7084 | 115725.7193 | 0 | 0 | 0 | 0 | 0 | 0 | 0 | 0 | 0 | 0 | 0 | 0 | 0 | 0 | 0
2016-09-02 10:00 | 0 | 0 | 0 | 0 | 0 | 412149.8174 | 0 | 411279 | 0 | 0 | 0 | 0 | 1080642.6271 | 231451.4386 | 0 | 0 | 0 | 0 | 0 | 0 | 0 | 0 | 0 | 0 | 0 | 0 | 0 | 0 | 0 | 0 | -114854.9019 | 115725.7193 | 0 | 0 | 0 | 0 | 0 | 0 | 0 | 0 | 0 | 0 | 0 | 0 | 0 | 0 | 0
2016-09-02 11:00 | 0 | 0 | 0 | 0 | 0 | 61746.9658 | 0 | 429471 | 0 | 0 | 0 | 0 | 828644.3122 | 115725.7193 | 0 | 0 | 0 | 0 | 0 | 0 | 0 | 0 | 0 | 0 | 0 | 0 | 0 | 0 | 0 | 0 | -251998.3149 | -115725.7193 | 0 | 0 | 0 | 0 | 0 | 0 | 0 | 0 | 0 | 0 | 0 | 0 | 0 | 0 | 0
2016-09-02 12:00 | 0 | 0 | 0 | 0 | 0 | 337469.8876 | 447.7398 | 443622 | 0 | 0 | 0 | 0 | 607214.2203 | 231451.4386 | 0 | 0 | 0 | 0 | 0 | 0 | 0 | 0 | 0 | 0 | 0 | 0 | 0 | 0 | 0 | 0 | -221430.0919 | 115725.7193 | 0 | 0 | 0 | 0 | 0 | 0 | 0 | 0 | 0 | 0 | 0 | 0 | 0 | 0 | 0
2016-09-02 13:00 | 0 | 0 | 0 | 0 | 0 | 185521.4311 | 140104.9732 | 461899 | 0 | 0 | 0 | 0 | 355215.9053 | 347177.1579 | 0 | 0 | 0 | 0 | 0 | 0 | 0 | 0 | 0 | 0 | 0 | 0 | 0 | 0 | 0 | 0 | -251998.3149 | 115725.7193 | 0 | 0 | 0 | 0 | 0 | 0 | 0 | 0 | 0 | 0 | 0 | 0 | 0 | 0 | 0
2016-09-02 14:00 | 0 | 0 | 0 | 0 | 0 | 0 | 526043.9384 | 482422 | 0 | 0 | 0 | 0 | 283112.1244 | 462902.8772 | 0 | 0 | 0 | 0 | 0 | 0 | 0 | 0 | 0 | 0 | 0 | 0 | 0 | 0 | 0 | 0 | -72103.7809 | 115725.7193 | 0 | 0 | 0 | 0 | 0 | 0 | 0 | 0 | 0 | 0 | 0 | 0 | 0 | 0 | 0
2016-09-02 15:00 | 0 | 0 | 0 | 0 | 0 | 10161.0855 | 695848.606 | 500856 | 0 | 0 | 0 | 0 | 535110.4394 | 416058.2537 | 0 | 0 | 0 | 0 | 0 | 0 | 0 | 0 | 0 | 0 | 0 | 0 | 0 | 0 | 0 | 0 | 251998.3149 | -46844.6235 | 0 | 0 | 0 | 0 | 0 | 0 | 0 | 0 | 0 | 0 | 0 | 0 | 0 | 0 | 0
2016-09-02 16:00 | 0 | 0 | 0 | 0 | 0 | 0 | 780105.5264 | 516563 | 0 | 0 | 0 | 0 | 682927.2465 | 531783.973 | 0 | 0 | 0 | 0 | 0 | 0 | 0 | 0 | 0 | 0 | 0 | 0 | 0 | 0 | 0 | 0 | 147816.8071 | 115725.7193 | 0 | 0 | 0 | 0 | 0 | 0 | 0 | 0 | 0 | 0 | 0 | 0 | 0 | 0 | 0
2016-09-02 17:00 | 0 | 0 | 0 | 0 | 0 | 0 | 773228.2815 | 531791 | 0 | 0 | 0 | 0 | 934925.5614 | 521222.9396 | 0 | 0 | 0 | 0 | 0 | 0 | 0 | 0 | 0 | 0 | 0 | 0 | 0 | 0 | 0 | 0 | 251998.3149 | -10561.0334 | 0 | 0 | 0 | 0 | 0 | 0 | 0 | 0 | 0 | 0 | 0 | 0 | 0 | 0 | 0
2016-09-02 18:00 | 0 | 0 | 0 | 0 | 0 | 0 | 749353.338 | 544019 | 0 | 0 | 0 | 0 | 1186923.8764 | 474558.9627 | 0 | 0 | 0 | 0 | 0 | 0 | 0 | 0 | 0 | 0 | 0 | 0 | 0 | 0 | 0 | 0 | 251998.3149 | -46663.9769 | 0 | 0 | 0 | 0 | 0 | 0 | 0 | 0 | 0 | 0 | 0 | 0 | 0 | 0 | 0
2016-09-02 19:00 | 0 | 0 | 0 | 0 | 0 | 0 | 727387.5214 | 551969 | 0 | 0 | 0 | 0 | 1246616.6785 | 590284.682 | 0 | 0 | 0 | 0 | 0 | 0 | 0 | 0 | 0 | 0 | 0 | 0 | 0 | 0 | 0 | 0 | 59692.8021 | 115725.7193 | 0 | 0 | 0 | 0 | 0 | 0 | 0 | 0 | 0 | 0 | 0 | 0 | 0 | 0 | 0
2016-09-02 20:00 | 0 | 0 | 0 | 0 | 0 | 0 | 718839.497 | 557436 | 0 | 0 | 0 | 0 | 1498614.9934 | 499689.864 | 0 | 0 | 0 | 0 | 0 | 0 | 0 | 0 | 0 | 0 | 0 | 0 | 0 | 0 | 0 | 0 | 251998.3149 | -90594.818 | 0 | 0 | 0 | 0 | 0 | 0 | 0 | 0 | 0 | 0 | 0 | 0 | 0 | 0 | 0
2016-09-02 21:00 | 0 | 0 | 0 | 0 | 0 | 0 | 701028.8002 | 558648 | 0 | 0 | 0 | 0 | 1525270.0743 | 615415.5833 | 0 | 0 | 0 | 0 | 0 | 0 | 0 | 0 | 0 | 0 | 0 | 0 | 0 | 0 | 0 | 0 | 26655.0809 | 115725.7193 | 0 | 0 | 0 | 0 | 0 | 0 | 0 | 0 | 0 | 0 | 0 | 0 | 0 | 0 | 0
2016-09-02 22:00 | 0 | 0 | 0 | 0 | 0 | 0 | 657211.1745 | 549446 | 0 | 0 | 0 | 0 | 1517309.5295 | 731141.3026 | 0 | 0 | 0 | 0 | 0 | 0 | 0 | 0 | 0 | 0 | 0 | 0 | 0 | 0 | 0 | 0 | -7960.5448 | 115725.7193 | 0 | 0 | 0 | 0 | 0 | 0 | 0 | 0 | 0 | 0 | 0 | 0 | 0 | 0 | 0
2016-09-02 23:00 | 0 | 0 | 0 | 0 | 0 | 0 | 556674.4875 | 535830 | 0 | 0 | 0 | 0 | 1642750.3891 | 626544.9305 | 0 | 0 | 0 | 0 | 0 | 0 | 0 | 0 | 0 | 0 | 0 | 0 | 0 | 0 | 0 | 0 | 125440.8596 | -104596.3721 | 0 | 0 | 0 | 0 | 0 | 0 | 0 | 0 | 0 | 0 | 0 | 0 | 0 | 0 | 0
2016-09-03 | 0 | 0 | 0 | 0 | 0 | 0 | 380775.7256 | 525082 | 0 | 0 | 0 | 0 | 1390752.0741 | 734236.971 | 0 | 0 | 0 | 0 | 0 | 0 | 0 | 0 | 0 | 0 | 0 | 0 | 0 | 0 | 0 | 0 | -251998.3149 | 107692.0405 | 0 | 0 | 0 | 0 | 0 | 0 | 0 | 0 | 0 | 0 | 0 | 0 | 0 | 0 | 0
2016-09-03 01:00 | 0 | 0 | 0 | 0 | 0 | 677623.1527 | 80279.4341 | 509780 | 0 | 0 | 0 | 0 | 1642750.3891 | 730361.2428 | 0 | 0 | 0 | 0 | 0 | 0 | 0 | 0 | 0 | 0 | 0 | 0 | 0 | 0 | 0 | 0 | 251998.3149 | -3875.7282 | 0 | 0 | 0 | 0 | 0 | 0 | 0 | 0 | 0 | 0 | 0 | 0 | 0 | 0 | 0
2016-09-03 02:00 | 0 | 0 | 0 | 0 | 0 | 707533.5137 | 12.1553 | 484607 | 0 | 0 | 0 | 0 | 1894748.704 | 701301.5969 | 0 | 0 | 0 | 0 | 0 | 0 | 0 | 0 | 0 | 0 | 0 | 0 | 0 | 0 | 0 | 0 | 251998.3149 | -29059.6459 | 0 | 0 | 0 | 0 | 0 | 0 | 0 | 0 | 0 | 0 | 0 | 0 | 0 | 0 | 0
2016-09-03 03:00 | 0 | 0 | 0 | 0 | 0 | 319126.4044 | 0 | 455399 | 0 | 0 | 0 | 0 | 1642750.3891 | 817027.3162 | 0 | 0 | 0 | 0 | 0 | 0 | 0 | 0 | 0 | 0 | 0 | 0 | 0 | 0 | 0 | 0 | -251998.3149 | 115725.7193 | 0 | 0 | 0 | 0 | 0 | 0 | 0 | 0 | 0 | 0 | 0 | 0 | 0 | 0 | 0
2016-09-03 04:00 | 0 | 0 | 0 | 0 | 0 | 292137.4044 | 0 | 428410 | 0 | 0 | 0 | 0 | 1390752.0741 | 932753.0355 | 0 | 0 | 0 | 0 | 0 | 0 | 0 | 0 | 0 | 0 | 0 | 0 | 0 | 0 | 0 | 0 | -251998.3149 | 115725.7193 | 0 | 0 | 0 | 0 | 0 | 0 | 0 | 0 | 0 | 0 | 0 | 0 | 0 | 0 | 0
2016-09-03 05:00 | 0 | 0 | 0 | 0 | 0 | 37814.9658 | 0 | 405539 | 0 | 0 | 0 | 0 | 1138753.7592 | 817027.3162 | 0 | 0 | 0 | 0 | 0 | 0 | 0 | 0 | 0 | 0 | 0 | 0 | 0 | 0 | 0 | 0 | -251998.3149 | -115725.7193 | 0 | 0 | 0 | 0 | 0 | 0 | 0 | 0 | 0 | 0 | 0 | 0 | 0 | 0 | 0
2016-09-03 06:00 | 0 | 0 | 0 | 0 | 0 | 604143.7944 | 0 | 386607 | 0 | 0 | 0 | 0 | 1240564.8343 | 932753.0355 | 0 | 0 | 0 | 0 | 0 | 0 | 0 | 0 | 0 | 0 | 0 | 0 | 0 | 0 | 0 | 0 | 101811.0751 | 115725.7193 | 0 | 0 | 0 | 0 | 0 | 0 | 0 | 0 | 0 | 0 | 0 | 0 | 0 | 0 | 0
2016-09-03 07:00 | 0 | 0 | 0 | 0 | 0 | 508813.5956 | 0 | 372541 | 0 | 0 | 0 | 0 | 1492563.1492 | 817027.3162 | 0 | 0 | 0 | 0 | 0 | 0 | 0 | 0 | 0 | 0 | 0 | 0 | 0 | 0 | 0 | 0 | 251998.3149 | -115725.7193 | 0 | 0 | 0 | 0 | 0 | 0 | 0 | 0 | 0 | 0 | 0 | 0 | 0 | 0 | 0
2016-09-03 08:00 | 0 | 0 | 0 | 0 | 0 | 227222.4044 | 0 | 363495 | 0 | 0 | 0 | 0 | 1240564.8343 | 932753.0355 | 0 | 0 | 0 | 0 | 0 | 0 | 0 | 0 | 0 | 0 | 0 | 0 | 0 | 0 | 0 | 0 | -251998.3149 | 115725.7193 | 0 | 0 | 0 | 0 | 0 | 0 | 0 | 0 | 0 | 0 | 0 | 0 | 0 | 0 | 0
2016-09-03 09:00 | 0 | 0 | 0 | 0 | 0 | 223688.4044 | 0 | 359961 | 0 | 0 | 0 | 0 | 988566.5193 | 1048478.7547 | 0 | 0 | 0 | 0 | 0 | 0 | 0 | 0 | 0 | 0 | 0 | 0 | 0 | 0 | 0 | 0 | -251998.3149 | 115725.7193 | 0 | 0 | 0 | 0 | 0 | 0 | 0 | 0 | 0 | 0 | 0 | 0 | 0 | 0 | 0
2016-09-03 10:00 | 0 | 0 | 0 | 0 | 0 | 226205.4044 | 0 | 362478 | 0 | 0 | 0 | 0 | 736568.2044 | 1164204.474 | 0 | 0 | 0 | 0 | 0 | 0 | 0 | 0 | 0 | 0 | 0 | 0 | 0 | 0 | 0 | 0 | -251998.3149 | 115725.7193 | 0 | 0 | 0 | 0 | 0 | 0 | 0 | 0 | 0 | 0 | 0 | 0 | 0 | 0 | 0
2016-09-03 11:00 | 0 | 0 | 0 | 0 | 0 | 0 | 0 | 365475 | 0 | 0 | 0 | 0 | 484569.8894 | 1050727.789 | 0 | 0 | 0 | 0 | 0 | 0 | 0 | 0 | 0 | 0 | 0 | 0 | 0 | 0 | 0 | 0 | -251998.3149 | -113476.6851 | 0 | 0 | 0 | 0 | 0 | 0 | 0 | 0 | 0 | 0 | 0 | 0 | 0 | 0 | 0
2016-09-03 12:00 | 0 | 0 | 0 | 0 | 0 | 365315.3974 | 282.3633 | 378162 | 0 | 0 | 0 | 0 | 587731.3694 | 935002.0697 | 0 | 0 | 0 | 0 | 0 | 0 | 0 | 0 | 0 | 0 | 0 | 0 | 0 | 0 | 0 | 0 | 103161.48 | -115725.7193 | 0 | 0 | 0 | 0 | 0 | 0 | 0 | 0 | 0 | 0 | 0 | 0 | 0 | 0 | 0
2016-09-03 13:00 | 0 | 0 | 0 | 0 | 0 | 0 | 149818.661 | 398947 | 0 | 0 | 0 | 0 | 454328.7497 | 819276.3504 | 0 | 0 | 0 | 0 | 0 | 0 | 0 | 0 | 0 | 0 | 0 | 0 | 0 | 0 | 0 | 0 | -133402.6197 | -115725.7193 | 0 | 0 | 0 | 0 | 0 | 0 | 0 | 0 | 0 | 0 | 0 | 0 | 0 | 0 | 0
2016-09-03 14:00 | 0 | 0 | 0 | 0 | 0 | 0 | 487201.3101 | 422857 | 0 | 0 | 0 | 0 | 634398.7792 | 703550.6311 | 0 | 0 | 0 | 0 | 0 | 0 | 0 | 0 | 0 | 0 | 0 | 0 | 0 | 0 | 0 | 0 | 180070.0294 | -115725.7193 | 0 | 0 | 0 | 0 | 0 | 0 | 0 | 0 | 0 | 0 | 0 | 0 | 0 | 0 | 0
2016-09-03 15:00 | 0 | 0 | 0 | 0 | 0 | 0 | 687697.3915 | 445178 | 0 | 0 | 0 | 0 | 886397.0941 | 694071.7077 | 0 | 0 | 0 | 0 | 0 | 0 | 0 | 0 | 0 | 0 | 0 | 0 | 0 | 0 | 0 | 0 | 251998.3149 | -9478.9234 | 0 | 0 | 0 | 0 | 0 | 0 | 0 | 0 | 0 | 0 | 0 | 0 | 0 | 0 | 0
2016-09-03 16:00 | 0 | 0 | 0 | 0 | 0 | 0 | 747951.0899 | 465906 | 0 | 0 | 0 | 0 | 1138395.409 | 724118.4826 | 0 | 0 | 0 | 0 | 0 | 0 | 0 | 0 | 0 | 0 | 0 | 0 | 0 | 0 | 0 | 0 | 251998.3149 | 30046.7749 | 0 | 0 | 0 | 0 | 0 | 0 | 0 | 0 | 0 | 0 | 0 | 0 | 0 | 0 | 0
2016-09-03 17:00 | 0 | 0 | 0 | 0 | 0 | 0 | 750589.7926 | 482753 | 0 | 0 | 0 | 0 | 1390393.724 | 739956.9603 | 0 | 0 | 0 | 0 | 0 | 0 | 0 | 0 | 0 | 0 | 0 | 0 | 0 | 0 | 0 | 0 | 251998.3149 | 15838.4777 | 0 | 0 | 0 | 0 | 0 | 0 | 0 | 0 | 0 | 0 | 0 | 0 | 0 | 0 | 0
2016-09-03 18:00 | 0 | 0 | 0 | 0 | 0 | 0 | 742541.2719 | 496541 | 0 | 0 | 0 | 0 | 1642392.0389 | 733958.9173 | 0 | 0 | 0 | 0 | 0 | 0 | 0 | 0 | 0 | 0 | 0 | 0 | 0 | 0 | 0 | 0 | 251998.3149 | -5998.043 | 0 | 0 | 0 | 0 | 0 | 0 | 0 | 0 | 0 | 0 | 0 | 0 | 0 | 0 | 0
2016-09-03 19:00 | 0 | 0 | 0 | 0 | 0 | 0 | 732659.874 | 507892 | 0 | 0 | 0 | 0 | 1894390.3539 | 706728.4763 | 0 | 0 | 0 | 0 | 0 | 0 | 0 | 0 | 0 | 0 | 0 | 0 | 0 | 0 | 0 | 0 | 251998.3149 | -27230.4409 | 0 | 0 | 0 | 0 | 0 | 0 | 0 | 0 | 0 | 0 | 0 | 0 | 0 | 0 | 0
2016-09-03 20:00 | 0 | 0 | 0 | 0 | 0 | 0 | 730260.5423 | 516890 | 0 | 0 | 0 | 0 | 2146388.6688 | 668100.7037 | 0 | 0 | 0 | 0 | 0 | 0 | 0 | 0 | 0 | 0 | 0 | 0 | 0 | 0 | 0 | 0 | 251998.3149 | -38627.7726 | 0 | 0 | 0 | 0 | 0 | 0 | 0 | 0 | 0 | 0 | 0 | 0 | 0 | 0 | 0
2016-09-03 21:00 | 0 | 0 | 0 | 0 | 0 | 0 | 718874.7558 | 521120 | 0 | 0 | 0 | 0 | 2398386.9838 | 613857.1446 | 0 | 0 | 0 | 0 | 0 | 0 | 0 | 0 | 0 | 0 | 0 | 0 | 0 | 0 | 0 | 0 | 251998.3149 | -54243.5591 | 0 | 0 | 0 | 0 | 0 | 0 | 0 | 0 | 0 | 0 | 0 | 0 | 0 | 0 | 0
2016-09-03 22:00 | 0 | 0 | 0 | 0 | 0 | 0 | 678430.3453 | 517258 | 0 | 0 | 0 | 0 | 2443833.6098 | 729582.8639 | 0 | 0 | 0 | 0 | 0 | 0 | 0 | 0 | 0 | 0 | 0 | 0 | 0 | 0 | 0 | 0 | 45446.626 | 115725.7193 | 0 | 0 | 0 | 0 | 0 | 0 | 0 | 0 | 0 | 0 | 0 | 0 | 0 | 0 | 0
2016-09-03 23:00 | 0 | 0 | 0 | 0 | 0 | 0 | 577958.9608 | 507028 | 0 | 0 | 0 | 0 | 2630490.2899 | 613857.1446 | 0 | 0 | 0 | 0 | 0 | 0 | 0 | 0 | 0 | 0 | 0 | 0 | 0 | 0 | 0 | 0 | 186656.6801 | -115725.7193 | 0 | 0 | 0 | 0 | 0 | 0 | 0 | 0 | 0 | 0 | 0 | 0 | 0 | 0 | 0
2016-09-04 | 0 | 0 | 0 | 0 | 0 | 483871.325 | 381176.7092 | 497324 | 0 | 0 | 0 | 0 | 2882488.6048 | 729582.8639 | 0 | 0 | 0 | 0 | 0 | 0 | 0 | 0 | 0 | 0 | 0 | 0 | 0 | 0 | 0 | 0 | 251998.3149 | 115725.7193 | 0 | 0 | 0 | 0 | 0 | 0 | 0 | 0 | 0 | 0 | 0 | 0 | 0 | 0 | 0
2016-09-04 01:00 | 0 | 0 | 0 | 0 | 0 | 526080.5281 | 72754.1912 | 483109 | 0 | 0 | 0 | 0 | 2882488.6048 | 845308.5832 | 0 | 0 | 0 | 0 | 0 | 0 | 0 | 0 | 0 | 0 | 0 | 0 | 0 | 0 | 0 | 0 | 0 | 115725.7193 | 0 | 0 | 0 | 0 | 0 | 0 | 0 | 0 | 0 | 0 | 0 | 0 | 0 | 0 | 0
2016-09-04 02:00 | 0 | 0 | 0 | 0 | 0 | 324490.1921 | 11.2123 | 460774 | 0 | 0 | 0 | 0 | 2630490.2899 | 961034.3025 | 0 | 0 | 0 | 0 | 0 | 0 | 0 | 0 | 0 | 0 | 0 | 0 | 0 | 0 | 0 | 0 | -251998.3149 | 115725.7193 | 0 | 0 | 0 | 0 | 0 | 0 | 0 | 0 | 0 | 0 | 0 | 0 | 0 | 0 | 0
2016-09-04 03:00 | 0 | 0 | 0 | 0 | 0 | 571593.5956 | 0 | 435321 | 0 | 0 | 0 | 0 | 2882488.6048 | 845308.5832 | 0 | 0 | 0 | 0 | 0 | 0 | 0 | 0 | 0 | 0 | 0 | 0 | 0 | 0 | 0 | 0 | 251998.3149 | -115725.7193 | 0 | 0 | 0 | 0 | 0 | 0 | 0 | 0 | 0 | 0 | 0 | 0 | 0 | 0 | 0
2016-09-04 04:00 | 0 | 0 | 0 | 0 | 0 | 43133.9658 | 0 | 410858 | 0 | 0 | 0 | 0 | 2630490.2899 | 729582.8639 | 0 | 0 | 0 | 0 | 0 | 0 | 0 | 0 | 0 | 0 | 0 | 0 | 0 | 0 | 0 | 0 | -251998.3149 | -115725.7193 | 0 | 0 | 0 | 0 | 0 | 0 | 0 | 0 | 0 | 0 | 0 | 0 | 0 | 0 | 0
2016-09-04 05:00 | 0 | 0 | 0 | 0 | 0 | 21554.9658 | 0 | 389279 | 0 | 0 | 0 | 0 | 2378491.975 | 613857.1446 | 0 | 0 | 0 | 0 | 0 | 0 | 0 | 0 | 0 | 0 | 0 | 0 | 0 | 0 | 0 | 0 | -251998.3149 | -115725.7193 | 0 | 0 | 0 | 0 | 0 | 0 | 0 | 0 | 0 | 0 | 0 | 0 | 0 | 0 | 0
2016-09-04 06:00 | 0 | 0 | 0 | 0 | 0 | 4414.9658 | 0 | 372139 | 0 | 0 | 0 | 0 | 2126493.66 | 498131.4253 | 0 | 0 | 0 | 0 | 0 | 0 | 0 | 0 | 0 | 0 | 0 | 0 | 0 | 0 | 0 | 0 | -251998.3149 | -115725.7193 | 0 | 0 | 0 | 0 | 0 | 0 | 0 | 0 | 0 | 0 | 0 | 0 | 0 | 0 | 0
2016-09-04 07:00 | 0 | 0 | 0 | 0 | 0 | 0 | 0 | 359705 | 0 | 0 | 0 | 0 | 1874495.3451 | 390424.7402 | 0 | 0 | 0 | 0 | 0 | 0 | 0 | 0 | 0 | 0 | 0 | 0 | 0 | 0 | 0 | 0 | -251998.3149 | -107706.6851 | 0 | 0 | 0 | 0 | 0 | 0 | 0 | 0 | 0 | 0 | 0 | 0 | 0 | 0 | 0
2016-09-04 08:00 | 0 | 0 | 0 | 0 | 0 | 0 | 0 | 352011 | 0 | 0 | 0 | 0 | 1622497.0301 | 290412.0552 | 0 | 0 | 0 | 0 | 0 | 0 | 0 | 0 | 0 | 0 | 0 | 0 | 0 | 0 | 0 | 0 | -251998.3149 | -100012.6851 | 0 | 0 | 0 | 0 | 0 | 0 | 0 | 0 | 0 | 0 | 0 | 0 | 0 | 0 | 0
2016-09-04 09:00 | 0 | 0 | 0 | 0 | 0 | 0 | 0 | 348343 | 0 | 0 | 0 | 0 | 1370498.7152 | 194067.3701 | 0 | 0 | 0 | 0 | 0 | 0 | 0 | 0 | 0 | 0 | 0 | 0 | 0 | 0 | 0 | 0 | -251998.3149 | -96344.6851 | 0 | 0 | 0 | 0 | 0 | 0 | 0 | 0 | 0 | 0 | 0 | 0 | 0 | 0 | 0
2016-09-04 10:00 | 0 | 0 | 0 | 0 | 0 | 0 | 0 | 347660 | 0 | 0 | 0 | 0 | 1118500.4002 | 98405.6851 | 0 | 0 | 0 | 0 | 0 | 0 | 0 | 0 | 0 | 0 | 0 | 0 | 0 | 0 | 0 | 0 | -251998.3149 | -95661.6851 | 0 | 0 | 0 | 0 | 0 | 0 | 0 | 0 | 0 | 0 | 0 | 0 | 0 | 0 | 0
2016-09-04 11:00 | 0 | 0 | 0 | 0 | 0 | 0 | 0 | 350404 | 0 | 0 | 0 | 0 | 866502.0853 | 0 | 0 | 0 | 0 | 0 | 0 | 0 | 0 | 0 | 0 | 0 | 0 | 0 | 0 | 0 | 0 | 0 | -251998.3149 | -98405.6851 | 0 | 0 | 0 | 0 | 0 | 0 | 0 | 0 | 0 | 0 | 0 | 0 | 0 | 0 | 0
2016-09-04 12:00 | 0 | 0 | 0 | 0 | 0 | 110527.9045 | 195.7806 | 362722 | 0 | 0 | 0 | 0 | 614503.7703 | 0 | 0 | 0 | 0 | 0 | 0 | 0 | 0 | 0 | 0 | 0 | 0 | 0 | 0 | 0 | 0 | 0 | -251998.3149 | 0 | 0 | 0 | 0 | 0 | 0 | 0 | 0 | 0 | 0 | 0 | 0 | 0 | 0 | 0 | 0
2016-09-04 13:00 | 0 | 0 | 0 | 0 | 0 | 0 | 165894.4484 | 385606 | 0 | 0 | 0 | 0 | 362505.4554 | 32286.7633 | 0 | 0 | 0 | 0 | 0 | 0 | 0 | 0 | 0 | 0 | 0 | 0 | 0 | 0 | 0 | 0 | -251998.3149 | 32286.7633 | 0 | 0 | 0 | 0 | 0 | 0 | 0 | 0 | 0 | 0 | 0 | 0 | 0 | 0 | 0
2016-09-04 14:00 | 0 | 0 | 0 | 0 | 0 | 0 | 554291.9092 | 411518 | 0 | 0 | 0 | 0 | 537566.128 | 0 | 0 | 0 | 0 | 0 | 0 | 0 | 0 | 0 | 0 | 0 | 0 | 0 | 0 | 0 | 0 | 0 | 175060.6726 | -32286.7633 | 0 | 0 | 0 | 0 | 0 | 0 | 0 | 0 | 0 | 0 | 0 | 0 | 0 | 0 | 0
2016-09-04 15:00 | 0 | 0 | 0 | 0 | 0 | 0 | 774848.3051 | 436974 | 0 | 0 | 0 | 0 | 772899.7012 | 102540.7319 | 0 | 0 | 0 | 0 | 0 | 0 | 0 | 0 | 0 | 0 | 0 | 0 | 0 | 0 | 0 | 0 | 235333.5732 | 102540.7319 | 0 | 0 | 0 | 0 | 0 | 0 | 0 | 0 | 0 | 0 | 0 | 0 | 0 | 0 | 0
2016-09-04 16:00 | 0 | 0 | 0 | 0 | 0 | 16957.8552 | 812617.179 | 461851 | 0 | 0 | 0 | 0 | 1024898.0161 | 218266.4512 | 0 | 0 | 0 | 0 | 0 | 0 | 0 | 0 | 0 | 0 | 0 | 0 | 0 | 0 | 0 | 0 | 251998.3149 | 115725.7193 | 0 | 0 | 0 | 0 | 0 | 0 | 0 | 0 | 0 | 0 | 0 | 0 | 0 | 0 | 0
2016-09-04 17:00 | 0 | 0 | 0 | 0 | 0 | 0 | 817868.4589 | 483097 | 0 | 0 | 0 | 0 | 1243943.7557 | 333992.1705 | 0 | 0 | 0 | 0 | 0 | 0 | 0 | 0 | 0 | 0 | 0 | 0 | 0 | 0 | 0 | 0 | 219045.7396 | 115725.7193 | 0 | 0 | 0 | 0 | 0 | 0 | 0 | 0 | 0 | 0 | 0 | 0 | 0 | 0 | 0
2016-09-04 18:00 | 0 | 0 | 0 | 0 | 0 | 0 | 811485.4374 | 499644 | 0 | 0 | 0 | 0 | 1495942.0707 | 393835.293 | 0 | 0 | 0 | 0 | 0 | 0 | 0 | 0 | 0 | 0 | 0 | 0 | 0 | 0 | 0 | 0 | 251998.3149 | 59843.1225 | 0 | 0 | 0 | 0 | 0 | 0 | 0 | 0 | 0 | 0 | 0 | 0 | 0 | 0 | 0
2016-09-04 19:00 | 0 | 0 | 0 | 0 | 0 | 76514.9907 | 803772.0436 | 512563 | 0 | 0 | 0 | 0 | 1747940.3856 | 509561.0123 | 0 | 0 | 0 | 0 | 0 | 0 | 0 | 0 | 0 | 0 | 0 | 0 | 0 | 0 | 0 | 0 | 251998.3149 | 115725.7193 | 0 | 0 | 0 | 0 | 0 | 0 | 0 | 0 | 0 | 0 | 0 | 0 | 0 | 0 | 0
2016-09-04 20:00 | 0 | 0 | 0 | 0 | 0 | 0 | 806302.524 | 522026 | 0 | 0 | 0 | 0 | 1999938.7006 | 541839.2213 | 0 | 0 | 0 | 0 | 0 | 0 | 0 | 0 | 0 | 0 | 0 | 0 | 0 | 0 | 0 | 0 | 251998.3149 | 32278.209 | 0 | 0 | 0 | 0 | 0 | 0 | 0 | 0 | 0 | 0 | 0 | 0 | 0 | 0 | 0
2016-09-04 21:00 | 0 | 0 | 0 | 0 | 0 | 0 | 806943.6353 | 526330 | 0 | 0 | 0 | 0 | 2251937.0155 | 570454.5417 | 0 | 0 | 0 | 0 | 0 | 0 | 0 | 0 | 0 | 0 | 0 | 0 | 0 | 0 | 0 | 0 | 251998.3149 | 28615.3203 | 0 | 0 | 0 | 0 | 0 | 0 | 0 | 0 | 0 | 0 | 0 | 0 | 0 | 0 | 0
2016-09-04 22:00 | 0 | 0 | 0 | 0 | 0 | 0 | 775929.3788 | 521745 | 0 | 0 | 0 | 0 | 2503935.3304 | 572640.6056 | 0 | 0 | 0 | 0 | 0 | 0 | 0 | 0 | 0 | 0 | 0 | 0 | 0 | 0 | 0 | 0 | 251998.3149 | 2186.0639 | 0 | 0 | 0 | 0 | 0 | 0 | 0 | 0 | 0 | 0 | 0 | 0 | 0 | 0 | 0
2016-09-04 23:00 | 0 | 0 | 0 | 0 | 0 | 0 | 668459.6088 | 509010 | 0 | 0 | 0 | 0 | 2755933.6454 | 480091.8994 | 0 | 0 | 0 | 0 | 0 | 0 | 0 | 0 | 0 | 0 | 0 | 0 | 0 | 0 | 0 | 0 | 251998.3149 | -92548.7061 | 0 | 0 | 0 | 0 | 0 | 0 | 0 | 0 | 0 | 0 | 0 | 0 | 0 | 0 | 0
2016-09-05 | 0 | 0 | 0 | 0 | 0 | 0 | 444109.421 | 499706 | 0 | 0 | 0 | 0 | 2584611.3471 | 595817.6187 | 0 | 0 | 0 | 0 | 0 | 0 | 0 | 0 | 0 | 0 | 0 | 0 | 0 | 0 | 0 | 0 | -171322.2983 | 115725.7193 | 0 | 0 | 0 | 0 | 0 | 0 | 0 | 0 | 0 | 0 | 0 | 0 | 0 | 0 | 0
2016-09-05 01:00 | 0 | 0 | 0 | 0 | 0 | 709876.167 | 79473.7081 | 485495 | 0 | 0 | 0 | 0 | 2836609.662 | 647674.1788 | 0 | 0 | 0 | 0 | 0 | 0 | 0 | 0 | 0 | 0 | 0 | 0 | 0 | 0 | 0 | 0 | 251998.3149 | 51856.5601 | 0 | 0 | 0 | 0 | 0 | 0 | 0 | 0 | 0 | 0 | 0 | 0 | 0 | 0 | 0
2016-09-05 02:00 | 0 | 0 | 0 | 0 | 0 | 94999.4482 | 13.5176 | 462737 | 0 | 0 | 0 | 0 | 2584611.3471 | 531948.4595 | 0 | 0 | 0 | 0 | 0 | 0 | 0 | 0 | 0 | 0 | 0 | 0 | 0 | 0 | 0 | 0 | -251998.3149 | -115725.7193 | 0 | 0 | 0 | 0 | 0 | 0 | 0 | 0 | 0 | 0 | 0 | 0 | 0 | 0 | 0
2016-09-05 03:00 | 0 | 0 | 0 | 0 | 0 | 649385.8627 | 0 | 437089 | 0 | 0 | 0 | 0 | 2681182.4904 | 647674.1788 | 0 | 0 | 0 | 0 | 0 | 0 | 0 | 0 | 0 | 0 | 0 | 0 | 0 | 0 | 0 | 0 | 96571.1434 | 115725.7193 | 0 | 0 | 0 | 0 | 0 | 0 | 0 | 0 | 0 | 0 | 0 | 0 | 0 | 0 | 0
2016-09-05 04:00 | 0 | 0 | 0 | 0 | 0 | 44650.9658 | 0 | 412375 | 0 | 0 | 0 | 0 | 2429184.1755 | 531948.4595 | 0 | 0 | 0 | 0 | 0 | 0 | 0 | 0 | 0 | 0 | 0 | 0 | 0 | 0 | 0 | 0 | -251998.3149 | -115725.7193 | 0 | 0 | 0 | 0 | 0 | 0 | 0 | 0 | 0 | 0 | 0 | 0 | 0 | 0 | 0
2016-09-05 05:00 | 0 | 0 | 0 | 0 | 0 | 22185.9658 | 0 | 389910 | 0 | 0 | 0 | 0 | 2177185.8605 | 416222.7402 | 0 | 0 | 0 | 0 | 0 | 0 | 0 | 0 | 0 | 0 | 0 | 0 | 0 | 0 | 0 | 0 | -251998.3149 | -115725.7193 | 0 | 0 | 0 | 0 | 0 | 0 | 0 | 0 | 0 | 0 | 0 | 0 | 0 | 0 | 0
2016-09-05 06:00 | 0 | 0 | 0 | 0 | 0 | 509645.5956 | 0 | 373373 | 0 | 0 | 0 | 0 | 2429184.1755 | 300497.0209 | 0 | 0 | 0 | 0 | 0 | 0 | 0 | 0 | 0 | 0 | 0 | 0 | 0 | 0 | 0 | 0 | 251998.3149 | -115725.7193 | 0 | 0 | 0 | 0 | 0 | 0 | 0 | 0 | 0 | 0 | 0 | 0 | 0 | 0 | 0
2016-09-05 07:00 | 0 | 0 | 0 | 0 | 0 | 225356.4044 | 0 | 361629 | 0 | 0 | 0 | 0 | 2177185.8605 | 416222.7402 | 0 | 0 | 0 | 0 | 0 | 0 | 0 | 0 | 0 | 0 | 0 | 0 | 0 | 0 | 0 | 0 | -251998.3149 | 115725.7193 | 0 | 0 | 0 | 0 | 0 | 0 | 0 | 0 | 0 | 0 | 0 | 0 | 0 | 0 | 0
2016-09-05 08:00 | 0 | 0 | 0 | 0 | 0 | 0 | 0 | 354901 | 0 | 0 | 0 | 0 | 1925187.5456 | 313320.0552 | 0 | 0 | 0 | 0 | 0 | 0 | 0 | 0 | 0 | 0 | 0 | 0 | 0 | 0 | 0 | 0 | -251998.3149 | -102902.6851 | 0 | 0 | 0 | 0 | 0 | 0 | 0 | 0 | 0 | 0 | 0 | 0 | 0 | 0 | 0
2016-09-05 09:00 | 0 | 0 | 0 | 0 | 0 | 0 | 0 | 353197 | 0 | 0 | 0 | 0 | 1673189.2307 | 212121.3701 | 0 | 0 | 0 | 0 | 0 | 0 | 0 | 0 | 0 | 0 | 0 | 0 | 0 | 0 | 0 | 0 | -251998.3149 | -101198.6851 | 0 | 0 | 0 | 0 | 0 | 0 | 0 | 0 | 0 | 0 | 0 | 0 | 0 | 0 | 0
2016-09-05 10:00 | 0 | 0 | 0 | 0 | 0 | 0 | 0 | 356613 | 0 | 0 | 0 | 0 | 1421190.9157 | 107506.6851 | 0 | 0 | 0 | 0 | 0 | 0 | 0 | 0 | 0 | 0 | 0 | 0 | 0 | 0 | 0 | 0 | -251998.3149 | -104614.6851 | 0 | 0 | 0 | 0 | 0 | 0 | 0 | 0 | 0 | 0 | 0 | 0 | 0 | 0 | 0
2016-09-05 11:00 | 0 | 0 | 0 | 0 | 0 | 0 | 0 | 359505 | 0 | 0 | 0 | 0 | 1169192.6008 | 0 | 0 | 0 | 0 | 0 | 0 | 0 | 0 | 0 | 0 | 0 | 0 | 0 | 0 | 0 | 0 | 0 | -251998.3149 | -107506.6851 | 0 | 0 | 0 | 0 | 0 | 0 | 0 | 0 | 0 | 0 | 0 | 0 | 0 | 0 | 0
2016-09-05 12:00 | 0 | 0 | 0 | 0 | 0 | 384183.483 | 151.8118 | 371656 | 0 | 0 | 0 | 0 | 1181871.8955 | 0 | 0 | 0 | 0 | 0 | 0 | 0 | 0 | 0 | 0 | 0 | 0 | 0 | 0 | 0 | 0 | 0 | 12679.2948 | 0 | 0 | 0 | 0 | 0 | 0 | 0 | 0 | 0 | 0 | 0 | 0 | 0 | 0 | 0 | 0
2016-09-05 13:00 | 0 | 0 | 0 | 0 | 0 | 0 | 165201.57 | 397428 | 0 | 0 | 0 | 0 | 929873.5806 | 19771.885 | 0 | 0 | 0 | 0 | 0 | 0 | 0 | 0 | 0 | 0 | 0 | 0 | 0 | 0 | 0 | 0 | -251998.3149 | 19771.885 | 0 | 0 | 0 | 0 | 0 | 0 | 0 | 0 | 0 | 0 | 0 | 0 | 0 | 0 | 0
2016-09-05 14:00 | 0 | 0 | 0 | 0 | 0 | 197126.7085 | 600186.3258 | 429589 | 0 | 0 | 0 | 0 | 1181871.8955 | 135497.6043 | 0 | 0 | 0 | 0 | 0 | 0 | 0 | 0 | 0 | 0 | 0 | 0 | 0 | 0 | 0 | 0 | 251998.3149 | 115725.7193 | 0 | 0 | 0 | 0 | 0 | 0 | 0 | 0 | 0 | 0 | 0 | 0 | 0 | 0 | 0
2016-09-05 15:00 | 0 | 0 | 0 | 0 | 0 | 0 | 826262.9949 | 461590 | 0 | 0 | 0 | 0 | 1433870.2105 | 248172.2843 | 0 | 0 | 0 | 0 | 0 | 0 | 0 | 0 | 0 | 0 | 0 | 0 | 0 | 0 | 0 | 0 | 251998.3149 | 112674.68 | 0 | 0 | 0 | 0 | 0 | 0 | 0 | 0 | 0 | 0 | 0 | 0 | 0 | 0 | 0
2016-09-05 16:00 | 0 | 0 | 0 | 0 | 0 | 0 | 850363.3225 | 490153 | 0 | 0 | 0 | 0 | 1678354.8136 | 363898.0036 | 0 | 0 | 0 | 0 | 0 | 0 | 0 | 0 | 0 | 0 | 0 | 0 | 0 | 0 | 0 | 0 | 244484.6032 | 115725.7193 | 0 | 0 | 0 | 0 | 0 | 0 | 0 | 0 | 0 | 0 | 0 | 0 | 0 | 0 | 0
2016-09-05 17:00 | 0 | 0 | 0 | 0 | 0 | 36708.5149 | 844844.5193 | 513829 | 0 | 0 | 0 | 0 | 1930353.1286 | 479623.7229 | 0 | 0 | 0 | 0 | 0 | 0 | 0 | 0 | 0 | 0 | 0 | 0 | 0 | 0 | 0 | 0 | 251998.3149 | 115725.7193 | 0 | 0 | 0 | 0 | 0 | 0 | 0 | 0 | 0 | 0 | 0 | 0 | 0 | 0 | 0
2016-09-05 18:00 | 0 | 0 | 0 | 0 | 0 | 0 | 828703.6065 | 532803 | 0 | 0 | 0 | 0 | 2110528.0158 | 595349.4422 | 0 | 0 | 0 | 0 | 0 | 0 | 0 | 0 | 0 | 0 | 0 | 0 | 0 | 0 | 0 | 0 | 180174.8872 | 115725.7193 | 0 | 0 | 0 | 0 | 0 | 0 | 0 | 0 | 0 | 0 | 0 | 0 | 0 | 0 | 0
2016-09-05 19:00 | 0 | 0 | 0 | 0 | 0 | 100043.3687 | 815186.6655 | 547506 | 0 | 0 | 0 | 0 | 2362526.3308 | 711075.1615 | 0 | 0 | 0 | 0 | 0 | 0 | 0 | 0 | 0 | 0 | 0 | 0 | 0 | 0 | 0 | 0 | 251998.3149 | 115725.7193 | 0 | 0 | 0 | 0 | 0 | 0 | 0 | 0 | 0 | 0 | 0 | 0 | 0 | 0 | 0
2016-09-05 20:00 | 0 | 0 | 0 | 0 | 0 | 0 | 814990.5475 | 559333 | 0 | 0 | 0 | 0 | 2502458.159 | 826800.8808 | 0 | 0 | 0 | 0 | 0 | 0 | 0 | 0 | 0 | 0 | 0 | 0 | 0 | 0 | 0 | 0 | 139931.8282 | 115725.7193 | 0 | 0 | 0 | 0 | 0 | 0 | 0 | 0 | 0 | 0 | 0 | 0 | 0 | 0 | 0
2016-09-05 21:00 | 0 | 0 | 0 | 0 | 0 | 0 | 811000.8502 | 567243 | 0 | 0 | 0 | 0 | 2630490.2899 | 942526.6001 | 0 | 0 | 0 | 0 | 0 | 0 | 0 | 0 | 0 | 0 | 0 | 0 | 0 | 0 | 0 | 0 | 128032.1309 | 115725.7193 | 0 | 0 | 0 | 0 | 0 | 0 | 0 | 0 | 0 | 0 | 0 | 0 | 0 | 0 | 0
2016-09-05 22:00 | 0 | 0 | 0 | 0 | 0 | 0 | 780553.24 | 566801 | 0 | 0 | 0 | 0 | 2882488.6048 | 904280.5251 | 0 | 0 | 0 | 0 | 0 | 0 | 0 | 0 | 0 | 0 | 0 | 0 | 0 | 0 | 0 | 0 | 251998.3149 | -38246.0749 | 0 | 0 | 0 | 0 | 0 | 0 | 0 | 0 | 0 | 0 | 0 | 0 | 0 | 0 | 0
2016-09-05 23:00 | 0 | 0 | 0 | 0 | 0 | 0 | 671643.4565 | 558791 | 0 | 0 | 0 | 0 | 2882488.6048 | 1017132.9816 | 0 | 0 | 0 | 0 | 0 | 0 | 0 | 0 | 0 | 0 | 0 | 0 | 0 | 0 | 0 | 0 | 0 | 112852.4565 | 0 | 0 | 0 | 0 | 0 | 0 | 0 | 0 | 0 | 0 | 0 | 0 | 0 | 0 | 0
2016-09-06 | 0 | 0 | 0 | 0 | 0 | 0 | 435912.6481 | 553560 | 0 | 0 | 0 | 0 | 2649115.5336 | 1132858.7009 | 0 | 0 | 0 | 0 | 0 | 0 | 0 | 0 | 0 | 0 | 0 | 0 | 0 | 0 | 0 | 0 | -233373.0712 | 115725.7193 | 0 | 0 | 0 | 0 | 0 | 0 | 0 | 0 | 0 | 0 | 0 | 0 | 0 | 0 | 0
2016-09-06 01:00 | 0 | 0 | 0 | 0 | 0 | 602077.0622 | 74392.911 | 536653 | 0 | 0 | 0 | 0 | 2882488.6048 | 1039302.6029 | 0 | 0 | 0 | 0 | 0 | 0 | 0 | 0 | 0 | 0 | 0 | 0 | 0 | 0 | 0 | 0 | 233373.0712 | -93556.098 | 0 | 0 | 0 | 0 | 0 | 0 | 0 | 0 | 0 | 0 | 0 | 0 | 0 | 0 | 0
2016-09-06 02:00 | 0 | 0 | 0 | 0 | 0 | 137685.9136 | 7.0522 | 505417 | 0 | 0 | 0 | 0 | 2630490.2899 | 923576.8836 | 0 | 0 | 0 | 0 | 0 | 0 | 0 | 0 | 0 | 0 | 0 | 0 | 0 | 0 | 0 | 0 | -251998.3149 | -115725.7193 | 0 | 0 | 0 | 0 | 0 | 0 | 0 | 0 | 0 | 0 | 0 | 0 | 0 | 0 | 0
2016-09-06 03:00 | 0 | 0 | 0 | 0 | 0 | 104115.9658 | 0 | 471840 | 0 | 0 | 0 | 0 | 2378491.975 | 807851.1643 | 0 | 0 | 0 | 0 | 0 | 0 | 0 | 0 | 0 | 0 | 0 | 0 | 0 | 0 | 0 | 0 | -251998.3149 | -115725.7193 | 0 | 0 | 0 | 0 | 0 | 0 | 0 | 0 | 0 | 0 | 0 | 0 | 0 | 0 | 0
2016-09-06 04:00 | 0 | 0 | 0 | 0 | 0 | 74175.9658 | 0 | 441900 | 0 | 0 | 0 | 0 | 2126493.66 | 692125.445 | 0 | 0 | 0 | 0 | 0 | 0 | 0 | 0 | 0 | 0 | 0 | 0 | 0 | 0 | 0 | 0 | -251998.3149 | -115725.7193 | 0 | 0 | 0 | 0 | 0 | 0 | 0 | 0 | 0 | 0 | 0 | 0 | 0 | 0 | 0
2016-09-06 05:00 | 0 | 0 | 0 | 0 | 0 | 64683.5147 | 0 | 416467 | 0 | 0 | 0 | 0 | 1874495.3451 | 592340.2746 | 0 | 0 | 0 | 0 | 0 | 0 | 0 | 0 | 0 | 0 | 0 | 0 | 0 | 0 | 0 | 0 | -251998.3149 | -99785.1704 | 0 | 0 | 0 | 0 | 0 | 0 | 0 | 0 | 0 | 0 | 0 | 0 | 0 | 0 | 0
2016-09-06 06:00 | 0 | 0 | 0 | 0 | 0 | 508128.6098 | 0 | 397731 | 0 | 0 | 0 | 0 | 1869167.2355 | 708065.9939 | 0 | 0 | 0 | 0 | 0 | 0 | 0 | 0 | 0 | 0 | 0 | 0 | 0 | 0 | 0 | 0 | -5328.1095 | 115725.7193 | 0 | 0 | 0 | 0 | 0 | 0 | 0 | 0 | 0 | 0 | 0 | 0 | 0 | 0 | 0
2016-09-06 07:00 | 0 | 0 | 0 | 0 | 0 | 17838.9658 | 0 | 385563 | 0 | 0 | 0 | 0 | 1617168.9206 | 592340.2746 | 0 | 0 | 0 | 0 | 0 | 0 | 0 | 0 | 0 | 0 | 0 | 0 | 0 | 0 | 0 | 0 | -251998.3149 | -115725.7193 | 0 | 0 | 0 | 0 | 0 | 0 | 0 | 0 | 0 | 0 | 0 | 0 | 0 | 0 | 0
2016-09-06 08:00 | 0 | 0 | 0 | 0 | 0 | 245508.4044 | 0 | 381781 | 0 | 0 | 0 | 0 | 1365170.6056 | 708065.9939 | 0 | 0 | 0 | 0 | 0 | 0 | 0 | 0 | 0 | 0 | 0 | 0 | 0 | 0 | 0 | 0 | -251998.3149 | 115725.7193 | 0 | 0 | 0 | 0 | 0 | 0 | 0 | 0 | 0 | 0 | 0 | 0 | 0 | 0 | 0
2016-09-06 09:00 | 0 | 0 | 0 | 0 | 0 | 22689.9658 | 0 | 390414 | 0 | 0 | 0 | 0 | 1113172.2907 | 592340.2746 | 0 | 0 | 0 | 0 | 0 | 0 | 0 | 0 | 0 | 0 | 0 | 0 | 0 | 0 | 0 | 0 | -251998.3149 | -115725.7193 | 0 | 0 | 0 | 0 | 0 | 0 | 0 | 0 | 0 | 0 | 0 | 0 | 0 | 0 | 0
2016-09-06 10:00 | 0 | 0 | 0 | 0 | 0 | 457362.6939 | 0 | 414539 | 0 | 0 | 0 | 0 | 1271721.7038 | 476614.5553 | 0 | 0 | 0 | 0 | 0 | 0 | 0 | 0 | 0 | 0 | 0 | 0 | 0 | 0 | 0 | 0 | 158549.4132 | -115725.7193 | 0 | 0 | 0 | 0 | 0 | 0 | 0 | 0 | 0 | 0 | 0 | 0 | 0 | 0 | 0
2016-09-06 11:00 | 0 | 0 | 0 | 0 | 0 | 93316.906 | 0 | 437133 | 0 | 0 | 0 | 0 | 1043631.3292 | 360888.836 | 0 | 0 | 0 | 0 | 0 | 0 | 0 | 0 | 0 | 0 | 0 | 0 | 0 | 0 | 0 | 0 | -228090.3747 | -115725.7193 | 0 | 0 | 0 | 0 | 0 | 0 | 0 | 0 | 0 | 0 | 0 | 0 | 0 | 0 | 0
2016-09-06 12:00 | 0 | 0 | 0 | 0 | 0 | 398875.6221 | 108.171 | 457047 | 0 | 0 | 0 | 0 | 1101293.8416 | 245163.1167 | 0 | 0 | 0 | 0 | 0 | 0 | 0 | 0 | 0 | 0 | 0 | 0 | 0 | 0 | 0 | 0 | 57662.5124 | -115725.7193 | 0 | 0 | 0 | 0 | 0 | 0 | 0 | 0 | 0 | 0 | 0 | 0 | 0 | 0 | 0
2016-09-06 13:00 | 0 | 0 | 0 | 0 | 0 | 371578.0597 | 147019.0488 | 482950 | 0 | 0 | 0 | 0 | 1021215.2309 | 360888.836 | 0 | 0 | 0 | 0 | 0 | 0 | 0 | 0 | 0 | 0 | 0 | 0 | 0 | 0 | 0 | 0 | -80078.6107 | 115725.7193 | 0 | 0 | 0 | 0 | 0 | 0 | 0 | 0 | 0 | 0 | 0 | 0 | 0 | 0 | 0
2016-09-06 14:00 | 0 | 0 | 0 | 0 | 0 | 0 | 556765.4146 | 513254 | 0 | 0 | 0 | 0 | 949000.9262 | 476614.5553 | 0 | 0 | 0 | 0 | 0 | 0 | 0 | 0 | 0 | 0 | 0 | 0 | 0 | 0 | 0 | 0 | -72214.3046 | 115725.7193 | 0 | 0 | 0 | 0 | 0 | 0 | 0 | 0 | 0 | 0 | 0 | 0 | 0 | 0 | 0
2016-09-06 15:00 | 0 | 0 | 0 | 0 | 0 | 161291.5852 | 749698.449 | 543266 | 0 | 0 | 0 | 0 | 1200999.2411 | 592340.2746 | 0 | 0 | 0 | 0 | 0 | 0 | 0 | 0 | 0 | 0 | 0 | 0 | 0 | 0 | 0 | 0 | 251998.3149 | 115725.7193 | 0 | 0 | 0 | 0 | 0 | 0 | 0 | 0 | 0 | 0 | 0 | 0 | 0 | 0 | 0
2016-09-06 16:00 | 0 | 0 | 0 | 0 | 0 | 0 | 766601.7341 | 570498 | 0 | 0 | 0 | 0 | 1452997.5561 | 536445.6938 | 0 | 0 | 0 | 0 | 0 | 0 | 0 | 0 | 0 | 0 | 0 | 0 | 0 | 0 | 0 | 0 | 251998.3149 | -55894.5808 | 0 | 0 | 0 | 0 | 0 | 0 | 0 | 0 | 0 | 0 | 0 | 0 | 0 | 0 | 0
2016-09-06 17:00 | 0 | 0 | 0 | 0 | 0 | 0 | 760577.7803 | 596132 | 0 | 0 | 0 | 0 | 1501717.6171 | 652171.4131 | 0 | 0 | 0 | 0 | 0 | 0 | 0 | 0 | 0 | 0 | 0 | 0 | 0 | 0 | 0 | 0 | 48720.061 | 115725.7193 | 0 | 0 | 0 | 0 | 0 | 0 | 0 | 0 | 0 | 0 | 0 | 0 | 0 | 0 | 0
2016-09-06 18:00 | 0 | 0 | 0 | 0 | 0 | 246282.8548 | 737779.1794 | 616338 | 0 | 0 | 0 | 0 | 1753715.932 | 767897.1324 | 0 | 0 | 0 | 0 | 0 | 0 | 0 | 0 | 0 | 0 | 0 | 0 | 0 | 0 | 0 | 0 | 251998.3149 | 115725.7193 | 0 | 0 | 0 | 0 | 0 | 0 | 0 | 0 | 0 | 0 | 0 | 0 | 0 | 0 | 0
2016-09-06 19:00 | 0 | 0 | 0 | 0 | 0 | 0 | 710152.4197 | 630808 | 0 | 0 | 0 | 0 | 1948786.071 | 652171.4131 | 0 | 0 | 0 | 0 | 0 | 0 | 0 | 0 | 0 | 0 | 0 | 0 | 0 | 0 | 0 | 0 | 195070.139 | -115725.7193 | 0 | 0 | 0 | 0 | 0 | 0 | 0 | 0 | 0 | 0 | 0 | 0 | 0 | 0 | 0
2016-09-06 20:00 | 0 | 0 | 0 | 0 | 0 | 315947.4795 | 683853.1297 | 640366 | 0 | 0 | 0 | 0 | 2192494.9609 | 767897.1324 | 0 | 0 | 0 | 0 | 0 | 0 | 0 | 0 | 0 | 0 | 0 | 0 | 0 | 0 | 0 | 0 | 243708.8899 | 115725.7193 | 0 | 0 | 0 | 0 | 0 | 0 | 0 | 0 | 0 | 0 | 0 | 0 | 0 | 0 | 0
2016-09-06 21:00 | 0 | 0 | 0 | 0 | 0 | 328047.5245 | 647650.9175 | 643927 | 0 | 0 | 0 | 0 | 2408540.6836 | 883622.8517 | 0 | 0 | 0 | 0 | 0 | 0 | 0 | 0 | 0 | 0 | 0 | 0 | 0 | 0 | 0 | 0 | 216045.7227 | 115725.7193 | 0 | 0 | 0 | 0 | 0 | 0 | 0 | 0 | 0 | 0 | 0 | 0 | 0 | 0 | 0
2016-09-06 22:00 | 0 | 0 | 0 | 0 | 0 | 339735.1418 | 592461.6704 | 637359 | 0 | 0 | 0 | 0 | 2660538.9985 | 926462.3489 | 0 | 0 | 0 | 0 | 0 | 0 | 0 | 0 | 0 | 0 | 0 | 0 | 0 | 0 | 0 | 0 | 251998.3149 | 42839.4973 | 0 | 0 | 0 | 0 | 0 | 0 | 0 | 0 | 0 | 0 | 0 | 0 | 0 | 0 | 0
2016-09-06 23:00 | 0 | 0 | 0 | 0 | 0 | 0 | 490683.2863 | 624075 | 0 | 0 | 0 | 0 | 2642873.0041 | 810736.6296 | 0 | 0 | 0 | 0 | 0 | 0 | 0 | 0 | 0 | 0 | 0 | 0 | 0 | 0 | 0 | 0 | -17665.9944 | -115725.7193 | 0 | 0 | 0 | 0 | 0 | 0 | 0 | 0 | 0 | 0 | 0 | 0 | 0 | 0 | 0
2016-09-07 | 0 | 0 | 0 | 0 | 0 | 406403.2928 | 330754.5886 | 613268 | 0 | 0 | 0 | 0 | 2882488.6048 | 695010.9103 | 0 | 0 | 0 | 0 | 0 | 0 | 0 | 0 | 0 | 0 | 0 | 0 | 0 | 0 | 0 | 0 | 239615.6007 | -115725.7193 | 0 | 0 | 0 | 0 | 0 | 0 | 0 | 0 | 0 | 0 | 0 | 0 | 0 | 0 | 0
2016-09-07 01:00 | 0 | 0 | 0 | 0 | 0 | 460800.3315 | 68822.0327 | 590777 | 0 | 0 | 0 | 0 | 2882488.6048 | 633856.2745 | 0 | 0 | 0 | 0 | 0 | 0 | 0 | 0 | 0 | 0 | 0 | 0 | 0 | 0 | 0 | 0 | 0 | -61154.6358 | 0 | 0 | 0 | 0 | 0 | 0 | 0 | 0 | 0 | 0 | 0 | 0 | 0 | 0 | 0
2016-09-07 02:00 | 0 | 0 | 0 | 0 | 0 | 187603.3911 | 5.5747 | 555333 | 0 | 0 | 0 | 0 | 2630490.2899 | 518130.5552 | 0 | 0 | 0 | 0 | 0 | 0 | 0 | 0 | 0 | 0 | 0 | 0 | 0 | 0 | 0 | 0 | -251998.3149 | -115725.7193 | 0 | 0 | 0 | 0 | 0 | 0 | 0 | 0 | 0 | 0 | 0 | 0 | 0 | 0 | 0
2016-09-07 03:00 | 0 | 0 | 0 | 0 | 0 | 484683.2176 | 0 | 518248 | 0 | 0 | 0 | 0 | 2481199.7882 | 633856.2745 | 0 | 0 | 0 | 0 | 0 | 0 | 0 | 0 | 0 | 0 | 0 | 0 | 0 | 0 | 0 | 0 | -149290.5017 | 115725.7193 | 0 | 0 | 0 | 0 | 0 | 0 | 0 | 0 | 0 | 0 | 0 | 0 | 0 | 0 | 0
2016-09-07 04:00 | 0 | 0 | 0 | 0 | 0 | 346870.4044 | 0 | 483143 | 0 | 0 | 0 | 0 | 2229201.4732 | 749581.9938 | 0 | 0 | 0 | 0 | 0 | 0 | 0 | 0 | 0 | 0 | 0 | 0 | 0 | 0 | 0 | 0 | -251998.3149 | 115725.7193 | 0 | 0 | 0 | 0 | 0 | 0 | 0 | 0 | 0 | 0 | 0 | 0 | 0 | 0 | 0
2016-09-07 05:00 | 0 | 0 | 0 | 0 | 0 | 85872.9658 | 0 | 453597 | 0 | 0 | 0 | 0 | 1977203.1583 | 633856.2745 | 0 | 0 | 0 | 0 | 0 | 0 | 0 | 0 | 0 | 0 | 0 | 0 | 0 | 0 | 0 | 0 | -251998.3149 | -115725.7193 | 0 | 0 | 0 | 0 | 0 | 0 | 0 | 0 | 0 | 0 | 0 | 0 | 0 | 0 | 0
2016-09-07 06:00 | 0 | 0 | 0 | 0 | 0 | 459845.3845 | 0 | 430734 | 0 | 0 | 0 | 0 | 2122040.2621 | 518130.5552 | 0 | 0 | 0 | 0 | 0 | 0 | 0 | 0 | 0 | 0 | 0 | 0 | 0 | 0 | 0 | 0 | 144837.1038 | -115725.7193 | 0 | 0 | 0 | 0 | 0 | 0 | 0 | 0 | 0 | 0 | 0 | 0 | 0 | 0 | 0
2016-09-07 07:00 | 0 | 0 | 0 | 0 | 0 | 444090.3681 | 0 | 415236 | 0 | 0 | 0 | 0 | 2035168.9108 | 633856.2745 | 0 | 0 | 0 | 0 | 0 | 0 | 0 | 0 | 0 | 0 | 0 | 0 | 0 | 0 | 0 | 0 | -86871.3512 | 115725.7193 | 0 | 0 | 0 | 0 | 0 | 0 | 0 | 0 | 0 | 0 | 0 | 0 | 0 | 0 | 0
2016-09-07 08:00 | 0 | 0 | 0 | 0 | 0 | 427410.5725 | 0 | 409003 | 0 | 0 | 0 | 0 | 2169302.2026 | 518130.5552 | 0 | 0 | 0 | 0 | 0 | 0 | 0 | 0 | 0 | 0 | 0 | 0 | 0 | 0 | 0 | 0 | 134133.2918 | -115725.7193 | 0 | 0 | 0 | 0 | 0 | 0 | 0 | 0 | 0 | 0 | 0 | 0 | 0 | 0 | 0
2016-09-07 09:00 | 0 | 0 | 0 | 0 | 0 | 413360.1875 | 0 | 416585 | 0 | 0 | 0 | 0 | 2050351.6708 | 633856.2745 | 0 | 0 | 0 | 0 | 0 | 0 | 0 | 0 | 0 | 0 | 0 | 0 | 0 | 0 | 0 | 0 | -118950.5318 | 115725.7193 | 0 | 0 | 0 | 0 | 0 | 0 | 0 | 0 | 0 | 0 | 0 | 0 | 0 | 0 | 0
2016-09-07 10:00 | 0 | 0 | 0 | 0 | 0 | 409566.9805 | 0 | 440038 | 0 | 0 | 0 | 0 | 1904154.932 | 749581.9938 | 0 | 0 | 0 | 0 | 0 | 0 | 0 | 0 | 0 | 0 | 0 | 0 | 0 | 0 | 0 | 0 | -146196.7388 | 115725.7193 | 0 | 0 | 0 | 0 | 0 | 0 | 0 | 0 | 0 | 0 | 0 | 0 | 0 | 0 | 0
2016-09-07 11:00 | 0 | 0 | 0 | 0 | 0 | 398389.9429 | 0 | 460425 | 0 | 0 | 0 | 0 | 1957845.5942 | 633856.2745 | 0 | 0 | 0 | 0 | 0 | 0 | 0 | 0 | 0 | 0 | 0 | 0 | 0 | 0 | 0 | 0 | 53690.6622 | -115725.7193 | 0 | 0 | 0 | 0 | 0 | 0 | 0 | 0 | 0 | 0 | 0 | 0 | 0 | 0 | 0
2016-09-07 12:00 | 0 | 0 | 0 | 0 | 0 | 367775.0957 | 31.8554 | 478984 | 0 | 0 | 0 | 0 | 1962394.2646 | 518130.5552 | 0 | 0 | 0 | 0 | 0 | 0 | 0 | 0 | 0 | 0 | 0 | 0 | 0 | 0 | 0 | 0 | 4548.6704 | -115725.7193 | 0 | 0 | 0 | 0 | 0 | 0 | 0 | 0 | 0 | 0 | 0 | 0 | 0 | 0 | 0
2016-09-07 13:00 | 0 | 0 | 0 | 0 | 0 | 310051.3844 | 80904.1849 | 502651 | 0 | 0 | 0 | 0 | 1734973.1145 | 633856.2745 | 0 | 0 | 0 | 0 | 0 | 0 | 0 | 0 | 0 | 0 | 0 | 0 | 0 | 0 | 0 | 0 | -227421.15 | 115725.7193 | 0 | 0 | 0 | 0 | 0 | 0 | 0 | 0 | 0 | 0 | 0 | 0 | 0 | 0 | 0
2016-09-07 14:00 | 0 | 0 | 0 | 0 | 0 | 0 | 399863.0734 | 531556 | 0 | 0 | 0 | 0 | 1719005.9072 | 518130.5552 | 0 | 0 | 0 | 0 | 0 | 0 | 0 | 0 | 0 | 0 | 0 | 0 | 0 | 0 | 0 | 0 | -15967.2073 | -115725.7193 | 0 | 0 | 0 | 0 | 0 | 0 | 0 | 0 | 0 | 0 | 0 | 0 | 0 | 0 | 0
2016-09-07 15:00 | 0 | 0 | 0 | 0 | 0 | 0 | 597290.0923 | 561068 | 0 | 0 | 0 | 0 | 1639502.2802 | 633856.2745 | 0 | 0 | 0 | 0 | 0 | 0 | 0 | 0 | 0 | 0 | 0 | 0 | 0 | 0 | 0 | 0 | -79503.627 | 115725.7193 | 0 | 0 | 0 | 0 | 0 | 0 | 0 | 0 | 0 | 0 | 0 | 0 | 0 | 0 | 0
2016-09-07 16:00 | 0 | 0 | 0 | 0 | 0 | 0 | 643652.4767 | 589066 | 0 | 0 | 0 | 0 | 1578363.0376 | 749581.9938 | 0 | 0 | 0 | 0 | 0 | 0 | 0 | 0 | 0 | 0 | 0 | 0 | 0 | 0 | 0 | 0 | -61139.2426 | 115725.7193 | 0 | 0 | 0 | 0 | 0 | 0 | 0 | 0 | 0 | 0 | 0 | 0 | 0 | 0 | 0
2016-09-07 17:00 | 0 | 0 | 0 | 0 | 0 | 0 | 660816.7579 | 612874 | 0 | 0 | 0 | 0 | 1742031.5147 | 633856.2745 | 0 | 0 | 0 | 0 | 0 | 0 | 0 | 0 | 0 | 0 | 0 | 0 | 0 | 0 | 0 | 0 | 163668.4772 | -115725.7193 | 0 | 0 | 0 | 0 | 0 | 0 | 0 | 0 | 0 | 0 | 0 | 0 | 0 | 0 | 0
2016-09-07 18:00 | 0 | 0 | 0 | 0 | 0 | 0 | 662810.1358 | 631647 | 0 | 0 | 0 | 0 | 1657468.9313 | 749581.9938 | 0 | 0 | 0 | 0 | 0 | 0 | 0 | 0 | 0 | 0 | 0 | 0 | 0 | 0 | 0 | 0 | -84562.5835 | 115725.7193 | 0 | 0 | 0 | 0 | 0 | 0 | 0 | 0 | 0 | 0 | 0 | 0 | 0 | 0 | 0
2016-09-07 19:00 | 0 | 0 | 0 | 0 | 0 | 0 | 654242.9143 | 644930 | 0 | 0 | 0 | 0 | 1551056.1263 | 865307.7131 | 0 | 0 | 0 | 0 | 0 | 0 | 0 | 0 | 0 | 0 | 0 | 0 | 0 | 0 | 0 | 0 | -106412.805 | 115725.7193 | 0 | 0 | 0 | 0 | 0 | 0 | 0 | 0 | 0 | 0 | 0 | 0 | 0 | 0 | 0
2016-09-07 20:00 | 0 | 0 | 0 | 0 | 0 | 145029.0218 | 644598.5738 | 653355 | 0 | 0 | 0 | 0 | 1803054.4412 | 749581.9938 | 0 | 0 | 0 | 0 | 0 | 0 | 0 | 0 | 0 | 0 | 0 | 0 | 0 | 0 | 0 | 0 | 251998.3149 | -115725.7193 | 0 | 0 | 0 | 0 | 0 | 0 | 0 | 0 | 0 | 0 | 0 | 0 | 0 | 0 | 0
2016-09-07 21:00 | 0 | 0 | 0 | 0 | 0 | 0 | 621819.3177 | 656020 | 0 | 0 | 0 | 0 | 1653128.0397 | 865307.7131 | 0 | 0 | 0 | 0 | 0 | 0 | 0 | 0 | 0 | 0 | 0 | 0 | 0 | 0 | 0 | 0 | -149926.4016 | 115725.7193 | 0 | 0 | 0 | 0 | 0 | 0 | 0 | 0 | 0 | 0 | 0 | 0 | 0 | 0 | 0
2016-09-07 22:00 | 0 | 0 | 0 | 0 | 0 | 0 | 581309.1595 | 648378 | 0 | 0 | 0 | 0 | 1701784.9184 | 749581.9938 | 0 | 0 | 0 | 0 | 0 | 0 | 0 | 0 | 0 | 0 | 0 | 0 | 0 | 0 | 0 | 0 | 48656.8788 | -115725.7193 | 0 | 0 | 0 | 0 | 0 | 0 | 0 | 0 | 0 | 0 | 0 | 0 | 0 | 0 | 0
2016-09-07 23:00 | 0 | 0 | 0 | 0 | 0 | 0 | 489873.7125 | 635022 | 0 | 0 | 0 | 0 | 1672362.3502 | 633856.2745 | 0 | 0 | 0 | 0 | 0 | 0 | 0 | 0 | 0 | 0 | 0 | 0 | 0 | 0 | 0 | 0 | -29422.5682 | -115725.7193 | 0 | 0 | 0 | 0 | 0 | 0 | 0 | 0 | 0 | 0 | 0 | 0 | 0 | 0 | 0
2016-09-08 | 0 | 0 | 0 | 0 | 0 | 0 | 328423.833 | 623500 | 0 | 0 | 0 | 0 | 1493011.9025 | 518130.5552 | 0 | 0 | 0 | 0 | 0 | 0 | 0 | 0 | 0 | 0 | 0 | 0 | 0 | 0 | 0 | 0 | -179350.4477 | -115725.7193 | 0 | 0 | 0 | 0 | 0 | 0 | 0 | 0 | 0 | 0 | 0 | 0 | 0 | 0 | 0
2016-09-08 01:00 | 0 | 0 | 0 | 0 | 0 | 605420.1435 | 56688.4058 | 600621 | 0 | 0 | 0 | 0 | 1438773.7324 | 633856.2745 | 0 | 0 | 0 | 0 | 0 | 0 | 0 | 0 | 0 | 0 | 0 | 0 | 0 | 0 | 0 | 0 | -54238.1701 | 115725.7193 | 0 | 0 | 0 | 0 | 0 | 0 | 0 | 0 | 0 | 0 | 0 | 0 | 0 | 0 | 0
2016-09-08 02:00 | 0 | 0 | 0 | 0 | 0 | 597167.5534 | 2.4415 | 564849 | 0 | 0 | 0 | 0 | 1355369.008 | 749581.9938 | 0 | 0 | 0 | 0 | 0 | 0 | 0 | 0 | 0 | 0 | 0 | 0 | 0 | 0 | 0 | 0 | -83404.7244 | 115725.7193 | 0 | 0 | 0 | 0 | 0 | 0 | 0 | 0 | 0 | 0 | 0 | 0 | 0 | 0 | 0
2016-09-08 03:00 | 0 | 0 | 0 | 0 | 0 | 157882.9658 | 0 | 525607 | 0 | 0 | 0 | 0 | 1103370.6931 | 633856.2745 | 0 | 0 | 0 | 0 | 0 | 0 | 0 | 0 | 0 | 0 | 0 | 0 | 0 | 0 | 0 | 0 | -251998.3149 | -115725.7193 | 0 | 0 | 0 | 0 | 0 | 0 | 0 | 0 | 0 | 0 | 0 | 0 | 0 | 0 | 0
2016-09-08 04:00 | 0 | 0 | 0 | 0 | 0 | 552083.4006 | 0 | 490421 | 0 | 0 | 0 | 0 | 1280758.813 | 518130.5552 | 0 | 0 | 0 | 0 | 0 | 0 | 0 | 0 | 0 | 0 | 0 | 0 | 0 | 0 | 0 | 0 | 177388.1199 | -115725.7193 | 0 | 0 | 0 | 0 | 0 | 0 | 0 | 0 | 0 | 0 | 0 | 0 | 0 | 0 | 0
2016-09-08 05:00 | 0 | 0 | 0 | 0 | 0 | 324891.4044 | 0 | 461164 | 0 | 0 | 0 | 0 | 1028760.4981 | 633856.2745 | 0 | 0 | 0 | 0 | 0 | 0 | 0 | 0 | 0 | 0 | 0 | 0 | 0 | 0 | 0 | 0 | -251998.3149 | 115725.7193 | 0 | 0 | 0 | 0 | 0 | 0 | 0 | 0 | 0 | 0 | 0 | 0 | 0 | 0 | 0
2016-09-08 06:00 | 0 | 0 | 0 | 0 | 0 | 503288.2783 | 0 | 438309 | 0 | 0 | 0 | 0 | 1209465.4957 | 518130.5552 | 0 | 0 | 0 | 0 | 0 | 0 | 0 | 0 | 0 | 0 | 0 | 0 | 0 | 0 | 0 | 0 | 180704.9976 | -115725.7193 | 0 | 0 | 0 | 0 | 0 | 0 | 0 | 0 | 0 | 0 | 0 | 0 | 0 | 0 | 0
2016-09-08 07:00 | 0 | 0 | 0 | 0 | 0 | 286750.4044 | 0 | 423023 | 0 | 0 | 0 | 0 | 957467.1807 | 633856.2745 | 0 | 0 | 0 | 0 | 0 | 0 | 0 | 0 | 0 | 0 | 0 | 0 | 0 | 0 | 0 | 0 | -251998.3149 | 115725.7193 | 0 | 0 | 0 | 0 | 0 | 0 | 0 | 0 | 0 | 0 | 0 | 0 | 0 | 0 | 0
2016-09-08 08:00 | 0 | 0 | 0 | 0 | 0 | 455381.2057 | 0 | 416468 | 0 | 0 | 0 | 0 | 1112106.1057 | 518130.5552 | 0 | 0 | 0 | 0 | 0 | 0 | 0 | 0 | 0 | 0 | 0 | 0 | 0 | 0 | 0 | 0 | 154638.925 | -115725.7193 | 0 | 0 | 0 | 0 | 0 | 0 | 0 | 0 | 0 | 0 | 0 | 0 | 0 | 0 | 0
2016-09-08 09:00 | 0 | 0 | 0 | 0 | 0 | 56436.9658 | 0 | 424161 | 0 | 0 | 0 | 0 | 860107.7908 | 402404.8359 | 0 | 0 | 0 | 0 | 0 | 0 | 0 | 0 | 0 | 0 | 0 | 0 | 0 | 0 | 0 | 0 | -251998.3149 | -115725.7193 | 0 | 0 | 0 | 0 | 0 | 0 | 0 | 0 | 0 | 0 | 0 | 0 | 0 | 0 | 0
2016-09-08 10:00 | 0 | 0 | 0 | 0 | 0 | 405897.4632 | 0 | 448419 | 0 | 0 | 0 | 0 | 933311.9733 | 286679.1166 | 0 | 0 | 0 | 0 | 0 | 0 | 0 | 0 | 0 | 0 | 0 | 0 | 0 | 0 | 0 | 0 | 73204.1825 | -115725.7193 | 0 | 0 | 0 | 0 | 0 | 0 | 0 | 0 | 0 | 0 | 0 | 0 | 0 | 0 | 0
2016-09-08 11:00 | 0 | 0 | 0 | 0 | 0 | 101832.9658 | 0 | 469557 | 0 | 0 | 0 | 0 | 681313.6584 | 170953.3973 | 0 | 0 | 0 | 0 | 0 | 0 | 0 | 0 | 0 | 0 | 0 | 0 | 0 | 0 | 0 | 0 | -251998.3149 | -115725.7193 | 0 | 0 | 0 | 0 | 0 | 0 | 0 | 0 | 0 | 0 | 0 | 0 | 0 | 0 | 0
2016-09-08 12:00 | 0 | 0 | 0 | 0 | 0 | 365933.2923 | 51.6602 | 484677 | 0 | 0 | 0 | 0 | 446895.8916 | 286679.1166 | 0 | 0 | 0 | 0 | 0 | 0 | 0 | 0 | 0 | 0 | 0 | 0 | 0 | 0 | 0 | 0 | -234417.7668 | 115725.7193 | 0 | 0 | 0 | 0 | 0 | 0 | 0 | 0 | 0 | 0 | 0 | 0 | 0 | 0 | 0
2016-09-08 13:00 | 0 | 0 | 0 | 0 | 0 | 241591.4702 | 126443.0986 | 506377 | 0 | 0 | 0 | 0 | 424279.1797 | 170953.3973 | 0 | 0 | 0 | 0 | 0 | 0 | 0 | 0 | 0 | 0 | 0 | 0 | 0 | 0 | 0 | 0 | -22616.7119 | -115725.7193 | 0 | 0 | 0 | 0 | 0 | 0 | 0 | 0 | 0 | 0 | 0 | 0 | 0 | 0 | 0
2016-09-08 14:00 | 0 | 0 | 0 | 0 | 0 | 224665.1727 | 553468.8147 | 535641 | 0 | 0 | 0 | 0 | 551046.4478 | 286679.1166 | 0 | 0 | 0 | 0 | 0 | 0 | 0 | 0 | 0 | 0 | 0 | 0 | 0 | 0 | 0 | 0 | 126767.2681 | 115725.7193 | 0 | 0 | 0 | 0 | 0 | 0 | 0 | 0 | 0 | 0 | 0 | 0 | 0 | 0 | 0
2016-09-08 15:00 | 0 | 0 | 0 | 0 | 0 | 0 | 772415.5211 | 564311 | 0 | 0 | 0 | 0 | 643425.2496 | 402404.8359 | 0 | 0 | 0 | 0 | 0 | 0 | 0 | 0 | 0 | 0 | 0 | 0 | 0 | 0 | 0 | 0 | 92378.8018 | 115725.7193 | 0 | 0 | 0 | 0 | 0 | 0 | 0 | 0 | 0 | 0 | 0 | 0 | 0 | 0 | 0
2016-09-08 16:00 | 0 | 0 | 0 | 0 | 0 | 143333.7357 | 815442.2985 | 591052 | 0 | 0 | 0 | 0 | 895423.5645 | 518130.5552 | 0 | 0 | 0 | 0 | 0 | 0 | 0 | 0 | 0 | 0 | 0 | 0 | 0 | 0 | 0 | 0 | 251998.3149 | 115725.7193 | 0 | 0 | 0 | 0 | 0 | 0 | 0 | 0 | 0 | 0 | 0 | 0 | 0 | 0 | 0
2016-09-08 17:00 | 0 | 0 | 0 | 0 | 0 | 0 | 815874.3223 | 614819 | 0 | 0 | 0 | 0 | 1147421.8795 | 467187.5625 | 0 | 0 | 0 | 0 | 0 | 0 | 0 | 0 | 0 | 0 | 0 | 0 | 0 | 0 | 0 | 0 | 251998.3149 | -50942.9926 | 0 | 0 | 0 | 0 | 0 | 0 | 0 | 0 | 0 | 0 | 0 | 0 | 0 | 0 | 0
2016-09-08 18:00 | 0 | 0 | 0 | 0 | 0 | 0 | 802762.3835 | 633513 | 0 | 0 | 0 | 0 | 1200945.5437 | 582913.2818 | 0 | 0 | 0 | 0 | 0 | 0 | 0 | 0 | 0 | 0 | 0 | 0 | 0 | 0 | 0 | 0 | 53523.6642 | 115725.7193 | 0 | 0 | 0 | 0 | 0 | 0 | 0 | 0 | 0 | 0 | 0 | 0 | 0 | 0 | 0
2016-09-08 19:00 | 0 | 0 | 0 | 0 | 0 | 0 | 792471.7206 | 646581 | 0 | 0 | 0 | 0 | 1231110.545 | 698639.0011 | 0 | 0 | 0 | 0 | 0 | 0 | 0 | 0 | 0 | 0 | 0 | 0 | 0 | 0 | 0 | 0 | 30165.0013 | 115725.7193 | 0 | 0 | 0 | 0 | 0 | 0 | 0 | 0 | 0 | 0 | 0 | 0 | 0 | 0 | 0
2016-09-08 20:00 | 0 | 0 | 0 | 0 | 0 | 0 | 794702.8381 | 654955 | 0 | 0 | 0 | 0 | 1483108.8599 | 586388.5243 | 0 | 0 | 0 | 0 | 0 | 0 | 0 | 0 | 0 | 0 | 0 | 0 | 0 | 0 | 0 | 0 | 251998.3149 | -112250.4769 | 0 | 0 | 0 | 0 | 0 | 0 | 0 | 0 | 0 | 0 | 0 | 0 | 0 | 0 | 0
2016-09-08 21:00 | 0 | 0 | 0 | 0 | 0 | 0 | 788839.3483 | 657602 | 0 | 0 | 0 | 0 | 1730071.9275 | 470662.805 | 0 | 0 | 0 | 0 | 0 | 0 | 0 | 0 | 0 | 0 | 0 | 0 | 0 | 0 | 0 | 0 | 246963.0676 | -115725.7193 | 0 | 0 | 0 | 0 | 0 | 0 | 0 | 0 | 0 | 0 | 0 | 0 | 0 | 0 | 0
2016-09-08 22:00 | 0 | 0 | 0 | 0 | 0 | 0 | 756711.5016 | 649221 | 0 | 0 | 0 | 0 | 1721836.7098 | 586388.5243 | 0 | 0 | 0 | 0 | 0 | 0 | 0 | 0 | 0 | 0 | 0 | 0 | 0 | 0 | 0 | 0 | -8235.2177 | 115725.7193 | 0 | 0 | 0 | 0 | 0 | 0 | 0 | 0 | 0 | 0 | 0 | 0 | 0 | 0 | 0
2016-09-08 23:00 | 0 | 0 | 0 | 0 | 0 | 0 | 650890.3443 | 636235 | 0 | 0 | 0 | 0 | 1852217.7734 | 470662.805 | 0 | 0 | 0 | 0 | 0 | 0 | 0 | 0 | 0 | 0 | 0 | 0 | 0 | 0 | 0 | 0 | 130381.0636 | -115725.7193 | 0 | 0 | 0 | 0 | 0 | 0 | 0 | 0 | 0 | 0 | 0 | 0 | 0 | 0 | 0
2016-09-09 | 0 | 0 | 0 | 0 | 0 | 0 | 445821.7476 | 625267 | 0 | 0 | 0 | 0 | 1680532.4488 | 462902.8772 | 0 | 0 | 0 | 0 | 0 | 0 | 0 | 0 | 0 | 0 | 0 | 0 | 0 | 0 | 0 | 0 | -171685.3246 | -7759.9278 | 0 | 0 | 0 | 0 | 0 | 0 | 0 | 0 | 0 | 0 | 0 | 0 | 0 | 0 | 0
2016-09-09 01:00 | 0 | 0 | 0 | 0 | 0 | 403369.0325 | 62247.3718 | 601889 | 0 | 0 | 0 | 0 | 1428534.1339 | 578628.5965 | 0 | 0 | 0 | 0 | 0 | 0 | 0 | 0 | 0 | 0 | 0 | 0 | 0 | 0 | 0 | 0 | -251998.3149 | 115725.7193 | 0 | 0 | 0 | 0 | 0 | 0 | 0 | 0 | 0 | 0 | 0 | 0 | 0 | 0 | 0
2016-09-09 02:00 | 0 | 0 | 0 | 0 | 0 | 428644.3774 | 1.0269 | 564918 | 0 | 0 | 0 | 0 | 1176535.819 | 694354.3158 | 0 | 0 | 0 | 0 | 0 | 0 | 0 | 0 | 0 | 0 | 0 | 0 | 0 | 0 | 0 | 0 | -251998.3149 | 115725.7193 | 0 | 0 | 0 | 0 | 0 | 0 | 0 | 0 | 0 | 0 | 0 | 0 | 0 | 0 | 0
2016-09-09 03:00 | 0 | 0 | 0 | 0 | 0 | 566636.8392 | 0 | 526930 | 0 | 0 | 0 | 0 | 1331968.3774 | 578628.5965 | 0 | 0 | 0 | 0 | 0 | 0 | 0 | 0 | 0 | 0 | 0 | 0 | 0 | 0 | 0 | 0 | 155432.5585 | -115725.7193 | 0 | 0 | 0 | 0 | 0 | 0 | 0 | 0 | 0 | 0 | 0 | 0 | 0 | 0 | 0
2016-09-09 04:00 | 0 | 0 | 0 | 0 | 0 | 123726.9658 | 0 | 491451 | 0 | 0 | 0 | 0 | 1079970.0625 | 462902.8772 | 0 | 0 | 0 | 0 | 0 | 0 | 0 | 0 | 0 | 0 | 0 | 0 | 0 | 0 | 0 | 0 | -251998.3149 | -115725.7193 | 0 | 0 | 0 | 0 | 0 | 0 | 0 | 0 | 0 | 0 | 0 | 0 | 0 | 0 | 0
2016-09-09 05:00 | 0 | 0 | 0 | 0 | 0 | 515550.6207 | 0 | 461648 | 0 | 0 | 0 | 0 | 1018146.9639 | 578628.5965 | 0 | 0 | 0 | 0 | 0 | 0 | 0 | 0 | 0 | 0 | 0 | 0 | 0 | 0 | 0 | 0 | -61823.0986 | 115725.7193 | 0 | 0 | 0 | 0 | 0 | 0 | 0 | 0 | 0 | 0 | 0 | 0 | 0 | 0 | 0
2016-09-09 06:00 | 0 | 0 | 0 | 0 | 0 | 70485.9658 | 0 | 438210 | 0 | 0 | 0 | 0 | 766148.6489 | 462902.8772 | 0 | 0 | 0 | 0 | 0 | 0 | 0 | 0 | 0 | 0 | 0 | 0 | 0 | 0 | 0 | 0 | -251998.3149 | -115725.7193 | 0 | 0 | 0 | 0 | 0 | 0 | 0 | 0 | 0 | 0 | 0 | 0 | 0 | 0 | 0
2016-09-09 07:00 | 0 | 0 | 0 | 0 | 0 | 54698.9658 | 0 | 422423 | 0 | 0 | 0 | 0 | 514150.334 | 347177.1579 | 0 | 0 | 0 | 0 | 0 | 0 | 0 | 0 | 0 | 0 | 0 | 0 | 0 | 0 | 0 | 0 | -251998.3149 | -115725.7193 | 0 | 0 | 0 | 0 | 0 | 0 | 0 | 0 | 0 | 0 | 0 | 0 | 0 | 0 | 0
2016-09-09 08:00 | 0 | 0 | 0 | 0 | 0 | 445122.4556 | 0 | 415921 | 0 | 0 | 0 | 0 | 659077.5088 | 231451.4386 | 0 | 0 | 0 | 0 | 0 | 0 | 0 | 0 | 0 | 0 | 0 | 0 | 0 | 0 | 0 | 0 | 144927.1749 | -115725.7193 | 0 | 0 | 0 | 0 | 0 | 0 | 0 | 0 | 0 | 0 | 0 | 0 | 0 | 0 | 0
2016-09-09 09:00 | 0 | 0 | 0 | 0 | 0 | 55493.9658 | 0 | 423218 | 0 | 0 | 0 | 0 | 407079.1939 | 115725.7193 | 0 | 0 | 0 | 0 | 0 | 0 | 0 | 0 | 0 | 0 | 0 | 0 | 0 | 0 | 0 | 0 | -251998.3149 | -115725.7193 | 0 | 0 | 0 | 0 | 0 | 0 | 0 | 0 | 0 | 0 | 0 | 0 | 0 | 0 | 0
2016-09-09 10:00 | 0 | 0 | 0 | 0 | 0 | 410834.4278 | 0 | 446054 | 0 | 0 | 0 | 0 | 487585.341 | 0 | 0 | 0 | 0 | 0 | 0 | 0 | 0 | 0 | 0 | 0 | 0 | 0 | 0 | 0 | 0 | 0 | 80506.1471 | -115725.7193 | 0 | 0 | 0 | 0 | 0 | 0 | 0 | 0 | 0 | 0 | 0 | 0 | 0 | 0 | 0
2016-09-09 11:00 | 0 | 0 | 0 | 0 | 0 | 215382.6851 | 0 | 467381 | 0 | 0 | 0 | 0 | 235587.0261 | 0 | 0 | 0 | 0 | 0 | 0 | 0 | 0 | 0 | 0 | 0 | 0 | 0 | 0 | 0 | 0 | 0 | -251998.3149 | 0 | 0 | 0 | 0 | 0 | 0 | 0 | 0 | 0 | 0 | 0 | 0 | 0 | 0 | 0 | 0
2016-09-09 12:00 | 0 | 0 | 0 | 0 | 0 | 359369.0132 | 52.4985 | 482993 | 0 | 0 | 0 | 0 | 0 | 112015.5377 | 0 | 0 | 0 | 0 | 0 | 0 | 0 | 0 | 0 | 0 | 0 | 0 | 0 | 0 | 0 | 0 | -235587.0261 | 112015.5377 | 0 | 0 | 0 | 0 | 0 | 0 | 0 | 0 | 0 | 0 | 0 | 0 | 0 | 0 | 0
2016-09-09 13:00 | 0 | 0 | 0 | 0 | 0 | 251959.8505 | 142466.6118 | 506442 | 0 | 0 | 0 | 0 | 0 | 0 | 0 | 0 | 0 | 0 | 0 | 0 | 0 | 0 | 0 | 0 | 0 | 0 | 0 | 0 | 0 | 0 | 0 | -112015.5377 | 0 | 0 | 0 | 0 | 0 | 0 | 0 | 0 | 0 | 0 | 0 | 0 | 0 | 0 | 0
2016-09-09 14:00 | 0 | 0 | 0 | 0 | 0 | 0 | 590078.5483 | 534724 | 0 | 0 | 0 | 0 | 0 | 55354.5483 | 0 | 0 | 0 | 0 | 0 | 0 | 0 | 0 | 0 | 0 | 0 | 0 | 0 | 0 | 0 | 0 | 0 | 55354.5483 | 0 | 0 | 0 | 0 | 0 | 0 | 0 | 0 | 0 | 0 | 0 | 0 | 0 | 0 | 0
2016-09-09 15:00 | 0 | 0 | 0 | 0 | 0 | 0 | 799383.5904 | 563014 | 0 | 0 | 0 | 0 | 120643.8711 | 171080.2676 | 0 | 0 | 0 | 0 | 0 | 0 | 0 | 0 | 0 | 0 | 0 | 0 | 0 | 0 | 0 | 0 | 120643.8711 | 115725.7193 | 0 | 0 | 0 | 0 | 0 | 0 | 0 | 0 | 0 | 0 | 0 | 0 | 0 | 0 | 0
2016-09-09 16:00 | 0 | 0 | 0 | 0 | 0 | 0 | 829018.982 | 588325 | 0 | 0 | 0 | 0 | 331117.07 | 201301.0507 | 0 | 0 | 0 | 0 | 0 | 0 | 0 | 0 | 0 | 0 | 0 | 0 | 0 | 0 | 0 | 0 | 210473.1989 | 30220.7831 | 0 | 0 | 0 | 0 | 0 | 0 | 0 | 0 | 0 | 0 | 0 | 0 | 0 | 0 | 0
2016-09-09 17:00 | 0 | 0 | 0 | 0 | 0 | 0 | 825497.5136 | 611508 | 0 | 0 | 0 | 0 | 583115.385 | 163292.2494 | 0 | 0 | 0 | 0 | 0 | 0 | 0 | 0 | 0 | 0 | 0 | 0 | 0 | 0 | 0 | 0 | 251998.3149 | -38008.8014 | 0 | 0 | 0 | 0 | 0 | 0 | 0 | 0 | 0 | 0 | 0 | 0 | 0 | 0 | 0
2016-09-09 18:00 | 0 | 0 | 0 | 0 | 0 | 175187.1062 | 811830.6333 | 629152 | 0 | 0 | 0 | 0 | 825255.4051 | 279017.9687 | 0 | 0 | 0 | 0 | 0 | 0 | 0 | 0 | 0 | 0 | 0 | 0 | 0 | 0 | 0 | 0 | 242140.0202 | 115725.7193 | 0 | 0 | 0 | 0 | 0 | 0 | 0 | 0 | 0 | 0 | 0 | 0 | 0 | 0 | 0
2016-09-09 19:00 | 0 | 0 | 0 | 0 | 0 | 0 | 800379.1304 | 640895 | 0 | 0 | 0 | 0 | 869013.8162 | 394743.688 | 0 | 0 | 0 | 0 | 0 | 0 | 0 | 0 | 0 | 0 | 0 | 0 | 0 | 0 | 0 | 0 | 43758.4111 | 115725.7193 | 0 | 0 | 0 | 0 | 0 | 0 | 0 | 0 | 0 | 0 | 0 | 0 | 0 | 0 | 0
2016-09-09 20:00 | 0 | 0 | 0 | 0 | 0 | 0 | 802595.8292 | 647977 | 0 | 0 | 0 | 0 | 907906.9261 | 510469.4073 | 0 | 0 | 0 | 0 | 0 | 0 | 0 | 0 | 0 | 0 | 0 | 0 | 0 | 0 | 0 | 0 | 38893.1099 | 115725.7193 | 0 | 0 | 0 | 0 | 0 | 0 | 0 | 0 | 0 | 0 | 0 | 0 | 0 | 0 | 0
2016-09-09 21:00 | 0 | 0 | 0 | 0 | 0 | 0 | 799893.0982 | 647514 | 0 | 0 | 0 | 0 | 1159905.241 | 410850.1905 | 0 | 0 | 0 | 0 | 0 | 0 | 0 | 0 | 0 | 0 | 0 | 0 | 0 | 0 | 0 | 0 | 251998.3149 | -99619.2168 | 0 | 0 | 0 | 0 | 0 | 0 | 0 | 0 | 0 | 0 | 0 | 0 | 0 | 0 | 0
2016-09-09 22:00 | 0 | 0 | 0 | 0 | 0 | 0 | 768948.6312 | 635007 | 0 | 0 | 0 | 0 | 1178121.153 | 526575.9098 | 0 | 0 | 0 | 0 | 0 | 0 | 0 | 0 | 0 | 0 | 0 | 0 | 0 | 0 | 0 | 0 | 18215.9119 | 115725.7193 | 0 | 0 | 0 | 0 | 0 | 0 | 0 | 0 | 0 | 0 | 0 | 0 | 0 | 0 | 0
2016-09-09 23:00 | 0 | 0 | 0 | 0 | 0 | 0 | 662397.8142 | 616608 | 0 | 0 | 0 | 0 | 1339636.6864 | 410850.1905 | 0 | 0 | 0 | 0 | 0 | 0 | 0 | 0 | 0 | 0 | 0 | 0 | 0 | 0 | 0 | 0 | 161515.5335 | -115725.7193 | 0 | 0 | 0 | 0 | 0 | 0 | 0 | 0 | 0 | 0 | 0 | 0 | 0 | 0 | 0
2016-09-10 | 0 | 0 | 0 | 0 | 0 | 0 | 431529.6114 | 602141 | 0 | 0 | 0 | 0 | 1284751.0171 | 295124.4712 | 0 | 0 | 0 | 0 | 0 | 0 | 0 | 0 | 0 | 0 | 0 | 0 | 0 | 0 | 0 | 0 | -54885.6693 | -115725.7193 | 0 | 0 | 0 | 0 | 0 | 0 | 0 | 0 | 0 | 0 | 0 | 0 | 0 | 0 | 0
2016-09-10 01:00 | 0 | 0 | 0 | 0 | 0 | 628078.7064 | 62724.4468 | 579290 | 0 | 0 | 0 | 0 | 1511989.8897 | 179398.7519 | 0 | 0 | 0 | 0 | 0 | 0 | 0 | 0 | 0 | 0 | 0 | 0 | 0 | 0 | 0 | 0 | 227238.8725 | -115725.7193 | 0 | 0 | 0 | 0 | 0 | 0 | 0 | 0 | 0 | 0 | 0 | 0 | 0 | 0 | 0
2016-09-10 02:00 | 0 | 0 | 0 | 0 | 0 | 180826.3999 | 0.56585 | 548551 | 0 | 0 | 0 | 0 | 1259991.5747 | 63673.0326 | 0 | 0 | 0 | 0 | 0 | 0 | 0 | 0 | 0 | 0 | 0 | 0 | 0 | 0 | 0 | 0 | -251998.3149 | -115725.7193 | 0 | 0 | 0 | 0 | 0 | 0 | 0 | 0 | 0 | 0 | 0 | 0 | 0 | 0 | 0
2016-09-10 03:00 | 0 | 0 | 0 | 0 | 0 | 379090.4044 | 0 | 515363 | 0 | 0 | 0 | 0 | 1007993.2598 | 179398.7519 | 0 | 0 | 0 | 0 | 0 | 0 | 0 | 0 | 0 | 0 | 0 | 0 | 0 | 0 | 0 | 0 | -251998.3149 | 115725.7193 | 0 | 0 | 0 | 0 | 0 | 0 | 0 | 0 | 0 | 0 | 0 | 0 | 0 | 0 | 0
2016-09-10 04:00 | 0 | 0 | 0 | 0 | 0 | 346402.4044 | 0 | 482675 | 0 | 0 | 0 | 0 | 755994.9448 | 295124.4712 | 0 | 0 | 0 | 0 | 0 | 0 | 0 | 0 | 0 | 0 | 0 | 0 | 0 | 0 | 0 | 0 | -251998.3149 | 115725.7193 | 0 | 0 | 0 | 0 | 0 | 0 | 0 | 0 | 0 | 0 | 0 | 0 | 0 | 0 | 0
2016-09-10 05:00 | 0 | 0 | 0 | 0 | 0 | 84870.9658 | 0 | 452595 | 0 | 0 | 0 | 0 | 503996.6299 | 179398.7519 | 0 | 0 | 0 | 0 | 0 | 0 | 0 | 0 | 0 | 0 | 0 | 0 | 0 | 0 | 0 | 0 | -251998.3149 | -115725.7193 | 0 | 0 | 0 | 0 | 0 | 0 | 0 | 0 | 0 | 0 | 0 | 0 | 0 | 0 | 0
2016-09-10 06:00 | 0 | 0 | 0 | 0 | 0 | 565990.5956 | 0 | 429718 | 0 | 0 | 0 | 0 | 755994.9448 | 63673.0326 | 0 | 0 | 0 | 0 | 0 | 0 | 0 | 0 | 0 | 0 | 0 | 0 | 0 | 0 | 0 | 0 | 251998.3149 | -115725.7193 | 0 | 0 | 0 | 0 | 0 | 0 | 0 | 0 | 0 | 0 | 0 | 0 | 0 | 0 | 0
2016-09-10 07:00 | 0 | 0 | 0 | 0 | 0 | 276430.4044 | 0 | 412703 | 0 | 0 | 0 | 0 | 503996.6299 | 179398.7519 | 0 | 0 | 0 | 0 | 0 | 0 | 0 | 0 | 0 | 0 | 0 | 0 | 0 | 0 | 0 | 0 | -251998.3149 | 115725.7193 | 0 | 0 | 0 | 0 | 0 | 0 | 0 | 0 | 0 | 0 | 0 | 0 | 0 | 0 | 0
2016-09-10 08:00 | 0 | 0 | 0 | 0 | 0 | 590417.2823 | 0 | 402092 | 0 | 0 | 0 | 0 | 755994.9448 | 115725.7193 | 0 | 0 | 0 | 0 | 0 | 0 | 0 | 0 | 0 | 0 | 0 | 0 | 0 | 0 | 0 | 0 | 251998.3149 | -63673.0326 | 0 | 0 | 0 | 0 | 0 | 0 | 0 | 0 | 0 | 0 | 0 | 0 | 0 | 0 | 0
2016-09-10 09:00 | 0 | 0 | 0 | 0 | 0 | 262427.4044 | 0 | 398700 | 0 | 0 | 0 | 0 | 503996.6299 | 231451.4386 | 0 | 0 | 0 | 0 | 0 | 0 | 0 | 0 | 0 | 0 | 0 | 0 | 0 | 0 | 0 | 0 | -251998.3149 | 115725.7193 | 0 | 0 | 0 | 0 | 0 | 0 | 0 | 0 | 0 | 0 | 0 | 0 | 0 | 0 | 0
2016-09-10 10:00 | 0 | 0 | 0 | 0 | 0 | 34022.9658 | 0 | 401747 | 0 | 0 | 0 | 0 | 251998.3149 | 115725.7193 | 0 | 0 | 0 | 0 | 0 | 0 | 0 | 0 | 0 | 0 | 0 | 0 | 0 | 0 | 0 | 0 | -251998.3149 | -115725.7193 | 0 | 0 | 0 | 0 | 0 | 0 | 0 | 0 | 0 | 0 | 0 | 0 | 0 | 0 | 0
2016-09-10 11:00 | 0 | 0 | 0 | 0 | 0 | 40715.9658 | 0 | 408440 | 0 | 0 | 0 | 0 | 0 | 0 | 0 | 0 | 0 | 0 | 0 | 0 | 0 | 0 | 0 | 0 | 0 | 0 | 0 | 0 | 0 | 0 | -251998.3149 | -115725.7193 | 0 | 0 | 0 | 0 | 0 | 0 | 0 | 0 | 0 | 0 | 0 | 0 | 0 | 0 | 0
2016-09-10 12:00 | 0 | 0 | 0 | 0 | 0 | 458221.9095 | 37.933 | 426216 | 0 | 0 | 0 | 0 | 0 | 32043.8426 | 0 | 0 | 0 | 0 | 0 | 0 | 0 | 0 | 0 | 0 | 0 | 0 | 0 | 0 | 0 | 0 | 0 | 32043.8426 | 0 | 0 | 0 | 0 | 0 | 0 | 0 | 0 | 0 | 0 | 0 | 0 | 0 | 0 | 0
2016-09-10 13:00 | 0 | 0 | 0 | 0 | 0 | 308831.1363 | 128497.5938 | 452245 | 0 | 0 | 0 | 0 | 0 | 17127.5727 | 0 | 0 | 0 | 0 | 0 | 0 | 0 | 0 | 0 | 0 | 0 | 0 | 0 | 0 | 0 | 0 | 0 | -14916.2699 | 0 | 0 | 0 | 0 | 0 | 0 | 0 | 0 | 0 | 0 | 0 | 0 | 0 | 0 | 0
2016-09-10 14:00 | 0 | 0 | 0 | 0 | 0 | 0 | 542942.1654 | 482481 | 0 | 0 | 0 | 0 | 77588.7381 | 0 | 0 | 0 | 0 | 0 | 0 | 0 | 0 | 0 | 0 | 0 | 0 | 0 | 0 | 0 | 0 | 0 | 77588.7381 | -17127.5727 | 0 | 0 | 0 | 0 | 0 | 0 | 0 | 0 | 0 | 0 | 0 | 0 | 0 | 0 | 0
2016-09-10 15:00 | 0 | 0 | 0 | 0 | 0 | 0 | 770639.9039 | 511554 | 0 | 0 | 0 | 0 | 329587.053 | 7087.589 | 0 | 0 | 0 | 0 | 0 | 0 | 0 | 0 | 0 | 0 | 0 | 0 | 0 | 0 | 0 | 0 | 251998.3149 | 7087.589 | 0 | 0 | 0 | 0 | 0 | 0 | 0 | 0 | 0 | 0 | 0 | 0 | 0 | 0 | 0
2016-09-10 16:00 | 0 | 0 | 0 | 0 | 0 | 0 | 814262.3694 | 535911 | 0 | 0 | 0 | 0 | 561388.6175 | 53637.3939 | 0 | 0 | 0 | 0 | 0 | 0 | 0 | 0 | 0 | 0 | 0 | 0 | 0 | 0 | 0 | 0 | 231801.5645 | 46549.8049 | 0 | 0 | 0 | 0 | 0 | 0 | 0 | 0 | 0 | 0 | 0 | 0 | 0 | 0 | 0
2016-09-10 17:00 | 0 | 0 | 0 | 0 | 0 | 0 | 811459.1861 | 554524 | 0 | 0 | 0 | 0 | 813386.9324 | 58574.2651 | 0 | 0 | 0 | 0 | 0 | 0 | 0 | 0 | 0 | 0 | 0 | 0 | 0 | 0 | 0 | 0 | 251998.3149 | 4936.8711 | 0 | 0 | 0 | 0 | 0 | 0 | 0 | 0 | 0 | 0 | 0 | 0 | 0 | 0 | 0
2016-09-10 18:00 | 0 | 0 | 0 | 0 | 0 | 0 | 798828.387 | 567796 | 0 | 0 | 0 | 0 | 1065385.2474 | 37608.3371 | 0 | 0 | 0 | 0 | 0 | 0 | 0 | 0 | 0 | 0 | 0 | 0 | 0 | 0 | 0 | 0 | 251998.3149 | -20965.928 | 0 | 0 | 0 | 0 | 0 | 0 | 0 | 0 | 0 | 0 | 0 | 0 | 0 | 0 | 0
2016-09-10 19:00 | 0 | 0 | 0 | 0 | 0 | 0 | 790934.9778 | 576545 | 0 | 0 | 0 | 0 | 1317383.5623 | 0 | 0 | 0 | 0 | 0 | 0 | 0 | 0 | 0 | 0 | 0 | 0 | 0 | 0 | 0 | 0 | 0 | 251998.3149 | -37608.3371 | 0 | 0 | 0 | 0 | 0 | 0 | 0 | 0 | 0 | 0 | 0 | 0 | 0 | 0 | 0
2016-09-10 20:00 | 0 | 0 | 0 | 0 | 0 | 152347.799 | 796714.2353 | 581338 | 0 | 0 | 0 | 0 | 1569381.8773 | 115725.7193 | 0 | 0 | 0 | 0 | 0 | 0 | 0 | 0 | 0 | 0 | 0 | 0 | 0 | 0 | 0 | 0 | 251998.3149 | 115725.7193 | 0 | 0 | 0 | 0 | 0 | 0 | 0 | 0 | 0 | 0 | 0 | 0 | 0 | 0 | 0
2016-09-10 21:00 | 0 | 0 | 0 | 0 | 0 | 149924.9435 | 798626.0907 | 580827 | 0 | 0 | 0 | 0 | 1821380.1922 | 231451.4386 | 0 | 0 | 0 | 0 | 0 | 0 | 0 | 0 | 0 | 0 | 0 | 0 | 0 | 0 | 0 | 0 | 251998.3149 | 115725.7193 | 0 | 0 | 0 | 0 | 0 | 0 | 0 | 0 | 0 | 0 | 0 | 0 | 0 | 0 | 0
2016-09-10 22:00 | 0 | 0 | 0 | 0 | 0 | 169545.652 | 770747.3823 | 572569 | 0 | 0 | 0 | 0 | 2073378.5072 | 347177.1579 | 0 | 0 | 0 | 0 | 0 | 0 | 0 | 0 | 0 | 0 | 0 | 0 | 0 | 0 | 0 | 0 | 251998.3149 | 115725.7193 | 0 | 0 | 0 | 0 | 0 | 0 | 0 | 0 | 0 | 0 | 0 | 0 | 0 | 0 | 0
2016-09-10 23:00 | 0 | 0 | 0 | 0 | 0 | 138830.0641 | 663876.3423 | 561112 | 0 | 0 | 0 | 0 | 2325376.8221 | 336773.2494 | 0 | 0 | 0 | 0 | 0 | 0 | 0 | 0 | 0 | 0 | 0 | 0 | 0 | 0 | 0 | 0 | 251998.3149 | -10403.9085 | 0 | 0 | 0 | 0 | 0 | 0 | 0 | 0 | 0 | 0 | 0 | 0 | 0 | 0 | 0
2016-09-11 | 0 | 0 | 0 | 0 | 0 | 276636.7947 | 421066.7095 | 551027 | 0 | 0 | 0 | 0 | 2577375.137 | 231451.4386 | 0 | 0 | 0 | 0 | 0 | 0 | 0 | 0 | 0 | 0 | 0 | 0 | 0 | 0 | 0 | 0 | 251998.3149 | -105321.8108 | 0 | 0 | 0 | 0 | 0 | 0 | 0 | 0 | 0 | 0 | 0 | 0 | 0 | 0 | 0
2016-09-11 01:00 | 0 | 0 | 0 | 0 | 0 | 344072.3588 | 56025.2 | 533658 | 0 | 0 | 0 | 0 | 2559540.4151 | 115725.7193 | 0 | 0 | 0 | 0 | 0 | 0 | 0 | 0 | 0 | 0 | 0 | 0 | 0 | 0 | 0 | 0 | -17834.7219 | -115725.7193 | 0 | 0 | 0 | 0 | 0 | 0 | 0 | 0 | 0 | 0 | 0 | 0 | 0 | 0 | 0
2016-09-11 02:00 | 0 | 0 | 0 | 0 | 0 | 404488.5973 | 0.066959 | 506921 | 0 | 0 | 0 | 0 | 2572833.7987 | 0 | 0 | 0 | 0 | 0 | 0 | 0 | 0 | 0 | 0 | 0 | 0 | 0 | 0 | 0 | 0 | 0 | 13293.3835 | -115725.7193 | 0 | 0 | 0 | 0 | 0 | 0 | 0 | 0 | 0 | 0 | 0 | 0 | 0 | 0 | 0
2016-09-11 03:00 | 0 | 0 | 0 | 0 | 0 | 341006.4044 | 0 | 477279 | 0 | 0 | 0 | 0 | 2320835.4837 | 115725.7193 | 0 | 0 | 0 | 0 | 0 | 0 | 0 | 0 | 0 | 0 | 0 | 0 | 0 | 0 | 0 | 0 | -251998.3149 | 115725.7193 | 0 | 0 | 0 | 0 | 0 | 0 | 0 | 0 | 0 | 0 | 0 | 0 | 0 | 0 | 0
2016-09-11 04:00 | 0 | 0 | 0 | 0 | 0 | 80268.9658 | 0 | 447993 | 0 | 0 | 0 | 0 | 2068837.1688 | 0 | 0 | 0 | 0 | 0 | 0 | 0 | 0 | 0 | 0 | 0 | 0 | 0 | 0 | 0 | 0 | 0 | -251998.3149 | -115725.7193 | 0 | 0 | 0 | 0 | 0 | 0 | 0 | 0 | 0 | 0 | 0 | 0 | 0 | 0 | 0
2016-09-11 05:00 | 0 | 0 | 0 | 0 | 0 | 170118.6851 | 0 | 422117 | 0 | 0 | 0 | 0 | 1816838.8539 | 0 | 0 | 0 | 0 | 0 | 0 | 0 | 0 | 0 | 0 | 0 | 0 | 0 | 0 | 0 | 0 | 0 | -251998.3149 | 0 | 0 | 0 | 0 | 0 | 0 | 0 | 0 | 0 | 0 | 0 | 0 | 0 | 0 | 0 | 0
2016-09-11 06:00 | 0 | 0 | 0 | 0 | 0 | 605657.5655 | 0 | 402358 | 0 | 0 | 0 | 0 | 2020138.4194 | 0 | 0 | 0 | 0 | 0 | 0 | 0 | 0 | 0 | 0 | 0 | 0 | 0 | 0 | 0 | 0 | 0 | 203299.5655 | 0 | 0 | 0 | 0 | 0 | 0 | 0 | 0 | 0 | 0 | 0 | 0 | 0 | 0 | 0 | 0
2016-09-11 07:00 | 0 | 0 | 0 | 0 | 0 | 250445.4044 | 0 | 386718 | 0 | 0 | 0 | 0 | 1768140.1045 | 115725.7193 | 0 | 0 | 0 | 0 | 0 | 0 | 0 | 0 | 0 | 0 | 0 | 0 | 0 | 0 | 0 | 0 | -251998.3149 | 115725.7193 | 0 | 0 | 0 | 0 | 0 | 0 | 0 | 0 | 0 | 0 | 0 | 0 | 0 | 0 | 0
2016-09-11 08:00 | 0 | 0 | 0 | 0 | 0 | 622724.3953 | 0 | 376287 | 0 | 0 | 0 | 0 | 1898851.7805 | 231451.4386 | 0 | 0 | 0 | 0 | 0 | 0 | 0 | 0 | 0 | 0 | 0 | 0 | 0 | 0 | 0 | 0 | 130711.676 | 115725.7193 | 0 | 0 | 0 | 0 | 0 | 0 | 0 | 0 | 0 | 0 | 0 | 0 | 0 | 0 | 0
2016-09-11 09:00 | 0 | 0 | 0 | 0 | 0 | 235469.4044 | 0 | 371742 | 0 | 0 | 0 | 0 | 1646853.4656 | 347177.1579 | 0 | 0 | 0 | 0 | 0 | 0 | 0 | 0 | 0 | 0 | 0 | 0 | 0 | 0 | 0 | 0 | -251998.3149 | 115725.7193 | 0 | 0 | 0 | 0 | 0 | 0 | 0 | 0 | 0 | 0 | 0 | 0 | 0 | 0 | 0
2016-09-11 10:00 | 0 | 0 | 0 | 0 | 0 | 4895.9658 | 0 | 372620 | 0 | 0 | 0 | 0 | 1394855.1506 | 231451.4386 | 0 | 0 | 0 | 0 | 0 | 0 | 0 | 0 | 0 | 0 | 0 | 0 | 0 | 0 | 0 | 0 | -251998.3149 | -115725.7193 | 0 | 0 | 0 | 0 | 0 | 0 | 0 | 0 | 0 | 0 | 0 | 0 | 0 | 0 | 0
2016-09-11 11:00 | 0 | 0 | 0 | 0 | 0 | 8150.9658 | 0 | 375875 | 0 | 0 | 0 | 0 | 1142856.8357 | 115725.7193 | 0 | 0 | 0 | 0 | 0 | 0 | 0 | 0 | 0 | 0 | 0 | 0 | 0 | 0 | 0 | 0 | -251998.3149 | -115725.7193 | 0 | 0 | 0 | 0 | 0 | 0 | 0 | 0 | 0 | 0 | 0 | 0 | 0 | 0 | 0
2016-09-11 12:00 | 0 | 0 | 0 | 0 | 0 | 519189.26 | 60.6719 | 389538 | 0 | 0 | 0 | 0 | 1156843.0483 | 231451.4386 | 0 | 0 | 0 | 0 | 0 | 0 | 0 | 0 | 0 | 0 | 0 | 0 | 0 | 0 | 0 | 0 | 13986.2126 | 115725.7193 | 0 | 0 | 0 | 0 | 0 | 0 | 0 | 0 | 0 | 0 | 0 | 0 | 0 | 0 | 0
2016-09-11 13:00 | 0 | 0 | 0 | 0 | 0 | 325046.4083 | 138589.7894 | 412784 | 0 | 0 | 0 | 0 | 1091969.5267 | 347177.1579 | 0 | 0 | 0 | 0 | 0 | 0 | 0 | 0 | 0 | 0 | 0 | 0 | 0 | 0 | 0 | 0 | -64873.5216 | 115725.7193 | 0 | 0 | 0 | 0 | 0 | 0 | 0 | 0 | 0 | 0 | 0 | 0 | 0 | 0 | 0
2016-09-11 14:00 | 0 | 0 | 0 | 0 | 0 | 0 | 582625.3332 | 437043 | 0 | 0 | 0 | 0 | 1121826.1406 | 462902.8772 | 0 | 0 | 0 | 0 | 0 | 0 | 0 | 0 | 0 | 0 | 0 | 0 | 0 | 0 | 0 | 0 | 29856.6139 | 115725.7193 | 0 | 0 | 0 | 0 | 0 | 0 | 0 | 0 | 0 | 0 | 0 | 0 | 0 | 0 | 0
2016-09-11 15:00 | 0 | 0 | 0 | 0 | 0 | 0 | 772777.2923 | 459920 | 0 | 0 | 0 | 0 | 1318957.7135 | 578628.5965 | 0 | 0 | 0 | 0 | 0 | 0 | 0 | 0 | 0 | 0 | 0 | 0 | 0 | 0 | 0 | 0 | 197131.573 | 115725.7193 | 0 | 0 | 0 | 0 | 0 | 0 | 0 | 0 | 0 | 0 | 0 | 0 | 0 | 0 | 0
2016-09-11 16:00 | 0 | 0 | 0 | 0 | 0 | 33808.5368 | 816895.4975 | 482980 | 0 | 0 | 0 | 0 | 1570956.0285 | 694354.3158 | 0 | 0 | 0 | 0 | 0 | 0 | 0 | 0 | 0 | 0 | 0 | 0 | 0 | 0 | 0 | 0 | 251998.3149 | 115725.7193 | 0 | 0 | 0 | 0 | 0 | 0 | 0 | 0 | 0 | 0 | 0 | 0 | 0 | 0 | 0
2016-09-11 17:00 | 0 | 0 | 0 | 0 | 0 | 0 | 807948.013 | 503234 | 0 | 0 | 0 | 0 | 1759944.3222 | 810080.0351 | 0 | 0 | 0 | 0 | 0 | 0 | 0 | 0 | 0 | 0 | 0 | 0 | 0 | 0 | 0 | 0 | 188988.2937 | 115725.7193 | 0 | 0 | 0 | 0 | 0 | 0 | 0 | 0 | 0 | 0 | 0 | 0 | 0 | 0 | 0
2016-09-11 18:00 | 0 | 0 | 0 | 0 | 0 | 95358.3013 | 792111.7329 | 519746 | 0 | 0 | 0 | 0 | 2011942.6371 | 925805.7544 | 0 | 0 | 0 | 0 | 0 | 0 | 0 | 0 | 0 | 0 | 0 | 0 | 0 | 0 | 0 | 0 | 251998.3149 | 115725.7193 | 0 | 0 | 0 | 0 | 0 | 0 | 0 | 0 | 0 | 0 | 0 | 0 | 0 | 0 | 0
2016-09-11 19:00 | 0 | 0 | 0 | 0 | 0 | 0 | 777175.7096 | 532370 | 0 | 0 | 0 | 0 | 2141022.6275 | 1041531.4737 | 0 | 0 | 0 | 0 | 0 | 0 | 0 | 0 | 0 | 0 | 0 | 0 | 0 | 0 | 0 | 0 | 129079.9903 | 115725.7193 | 0 | 0 | 0 | 0 | 0 | 0 | 0 | 0 | 0 | 0 | 0 | 0 | 0 | 0 | 0
2016-09-11 20:00 | 0 | 0 | 0 | 0 | 0 | 0 | 774633.4595 | 542155 | 0 | 0 | 0 | 0 | 2257775.3677 | 1157257.193 | 0 | 0 | 0 | 0 | 0 | 0 | 0 | 0 | 0 | 0 | 0 | 0 | 0 | 0 | 0 | 0 | 116752.7402 | 115725.7193 | 0 | 0 | 0 | 0 | 0 | 0 | 0 | 0 | 0 | 0 | 0 | 0 | 0 | 0 | 0
2016-09-11 21:00 | 0 | 0 | 0 | 0 | 0 | 0 | 766737.9567 | 547828 | 0 | 0 | 0 | 0 | 2360959.6051 | 1272982.9123 | 0 | 0 | 0 | 0 | 0 | 0 | 0 | 0 | 0 | 0 | 0 | 0 | 0 | 0 | 0 | 0 | 103184.2374 | 115725.7193 | 0 | 0 | 0 | 0 | 0 | 0 | 0 | 0 | 0 | 0 | 0 | 0 | 0 | 0 | 0
2016-09-11 22:00 | 0 | 0 | 0 | 0 | 0 | 0 | 729118.9245 | 543941 | 0 | 0 | 0 | 0 | 2430411.8103 | 1388708.6316 | 0 | 0 | 0 | 0 | 0 | 0 | 0 | 0 | 0 | 0 | 0 | 0 | 0 | 0 | 0 | 0 | 69452.2052 | 115725.7193 | 0 | 0 | 0 | 0 | 0 | 0 | 0 | 0 | 0 | 0 | 0 | 0 | 0 | 0 | 0
2016-09-11 23:00 | 0 | 0 | 0 | 0 | 0 | 0 | 606602.678 | 534700 | 0 | 0 | 0 | 0 | 2386588.769 | 1504434.3509 | 0 | 0 | 0 | 0 | 0 | 0 | 0 | 0 | 0 | 0 | 0 | 0 | 0 | 0 | 0 | 0 | -43823.0413 | 115725.7193 | 0 | 0 | 0 | 0 | 0 | 0 | 0 | 0 | 0 | 0 | 0 | 0 | 0 | 0 | 0
2016-09-12 | 0 | 0 | 0 | 0 | 0 | 0 | 375977.9456 | 527731 | 0 | 0 | 0 | 0 | 2134590.4541 | 1604679.6114 | 0 | 0 | 0 | 0 | 0 | 0 | 0 | 0 | 0 | 0 | 0 | 0 | 0 | 0 | 0 | 0 | -251998.3149 | 100245.2606 | 0 | 0 | 0 | 0 | 0 | 0 | 0 | 0 | 0 | 0 | 0 | 0 | 0 | 0 | 0
2016-09-12 01:00 | 0 | 0 | 0 | 0 | 0 | 626576.1929 | 52916.8276 | 509612 | 0 | 0 | 0 | 0 | 2188745.7553 | 1720405.3307 | 0 | 0 | 0 | 0 | 0 | 0 | 0 | 0 | 0 | 0 | 0 | 0 | 0 | 0 | 0 | 0 | 54155.3012 | 115725.7193 | 0 | 0 | 0 | 0 | 0 | 0 | 0 | 0 | 0 | 0 | 0 | 0 | 0 | 0 | 0
2016-09-12 02:00 | 0 | 0 | 0 | 0 | 0 | 786230.9389 | 0 | 480759 | 0 | 0 | 0 | 0 | 2378491.975 | 1836131.05 | 0 | 0 | 0 | 0 | 0 | 0 | 0 | 0 | 0 | 0 | 0 | 0 | 0 | 0 | 0 | 0 | 189746.2196 | 115725.7193 | 0 | 0 | 0 | 0 | 0 | 0 | 0 | 0 | 0 | 0 | 0 | 0 | 0 | 0 | 0
2016-09-12 03:00 | 0 | 0 | 0 | 0 | 0 | 585999.5956 | 0 | 449727 | 0 | 0 | 0 | 0 | 2630490.2899 | 1720405.3307 | 0 | 0 | 0 | 0 | 0 | 0 | 0 | 0 | 0 | 0 | 0 | 0 | 0 | 0 | 0 | 0 | 251998.3149 | -115725.7193 | 0 | 0 | 0 | 0 | 0 | 0 | 0 | 0 | 0 | 0 | 0 | 0 | 0 | 0 | 0
2016-09-12 04:00 | 0 | 0 | 0 | 0 | 0 | 556865.5956 | 0 | 420593 | 0 | 0 | 0 | 0 | 2882488.6048 | 1604679.6114 | 0 | 0 | 0 | 0 | 0 | 0 | 0 | 0 | 0 | 0 | 0 | 0 | 0 | 0 | 0 | 0 | 251998.3149 | -115725.7193 | 0 | 0 | 0 | 0 | 0 | 0 | 0 | 0 | 0 | 0 | 0 | 0 | 0 | 0 | 0
2016-09-12 05:00 | 0 | 0 | 0 | 0 | 0 | 259488.4044 | 0 | 395761 | 0 | 0 | 0 | 0 | 2630490.2899 | 1720405.3307 | 0 | 0 | 0 | 0 | 0 | 0 | 0 | 0 | 0 | 0 | 0 | 0 | 0 | 0 | 0 | 0 | -251998.3149 | 115725.7193 | 0 | 0 | 0 | 0 | 0 | 0 | 0 | 0 | 0 | 0 | 0 | 0 | 0 | 0 | 0
2016-09-12 06:00 | 0 | 0 | 0 | 0 | 0 | 241417.4044 | 0 | 377690 | 0 | 0 | 0 | 0 | 2378491.975 | 1836131.05 | 0 | 0 | 0 | 0 | 0 | 0 | 0 | 0 | 0 | 0 | 0 | 0 | 0 | 0 | 0 | 0 | -251998.3149 | 115725.7193 | 0 | 0 | 0 | 0 | 0 | 0 | 0 | 0 | 0 | 0 | 0 | 0 | 0 | 0 | 0
2016-09-12 07:00 | 0 | 0 | 0 | 0 | 0 | 502546.5956 | 0 | 366274 | 0 | 0 | 0 | 0 | 2630490.2899 | 1720405.3307 | 0 | 0 | 0 | 0 | 0 | 0 | 0 | 0 | 0 | 0 | 0 | 0 | 0 | 0 | 0 | 0 | 251998.3149 | -115725.7193 | 0 | 0 | 0 | 0 | 0 | 0 | 0 | 0 | 0 | 0 | 0 | 0 | 0 | 0 | 0
2016-09-12 08:00 | 0 | 0 | 0 | 0 | 0 | 226948.4044 | 0 | 363221 | 0 | 0 | 0 | 0 | 2378491.975 | 1836131.05 | 0 | 0 | 0 | 0 | 0 | 0 | 0 | 0 | 0 | 0 | 0 | 0 | 0 | 0 | 0 | 0 | -251998.3149 | 115725.7193 | 0 | 0 | 0 | 0 | 0 | 0 | 0 | 0 | 0 | 0 | 0 | 0 | 0 | 0 | 0
2016-09-12 09:00 | 0 | 0 | 0 | 0 | 0 | 4110.9658 | 0 | 371835 | 0 | 0 | 0 | 0 | 2126493.66 | 1720405.3307 | 0 | 0 | 0 | 0 | 0 | 0 | 0 | 0 | 0 | 0 | 0 | 0 | 0 | 0 | 0 | 0 | -251998.3149 | -115725.7193 | 0 | 0 | 0 | 0 | 0 | 0 | 0 | 0 | 0 | 0 | 0 | 0 | 0 | 0 | 0
2016-09-12 10:00 | 0 | 0 | 0 | 0 | 0 | 259044.4044 | 0 | 395317 | 0 | 0 | 0 | 0 | 1874495.3451 | 1836131.05 | 0 | 0 | 0 | 0 | 0 | 0 | 0 | 0 | 0 | 0 | 0 | 0 | 0 | 0 | 0 | 0 | -251998.3149 | 115725.7193 | 0 | 0 | 0 | 0 | 0 | 0 | 0 | 0 | 0 | 0 | 0 | 0 | 0 | 0 | 0
2016-09-12 11:00 | 0 | 0 | 0 | 0 | 0 | 49441.9658 | 0 | 417166 | 0 | 0 | 0 | 0 | 1622497.0301 | 1720405.3307 | 0 | 0 | 0 | 0 | 0 | 0 | 0 | 0 | 0 | 0 | 0 | 0 | 0 | 0 | 0 | 0 | -251998.3149 | -115725.7193 | 0 | 0 | 0 | 0 | 0 | 0 | 0 | 0 | 0 | 0 | 0 | 0 | 0 | 0 | 0
2016-09-12 12:00 | 0 | 0 | 0 | 0 | 0 | 499182.3152 | 26.4064 | 432034 | 0 | 0 | 0 | 0 | 1573946.0324 | 1836131.05 | 0 | 0 | 0 | 0 | 0 | 0 | 0 | 0 | 0 | 0 | 0 | 0 | 0 | 0 | 0 | 0 | -48550.9977 | 115725.7193 | 0 | 0 | 0 | 0 | 0 | 0 | 0 | 0 | 0 | 0 | 0 | 0 | 0 | 0 | 0
2016-09-12 13:00 | 0 | 0 | 0 | 0 | 0 | 404971.0355 | 88955.9551 | 452760 | 0 | 0 | 0 | 0 | 1499387.3037 | 1951856.7693 | 0 | 0 | 0 | 0 | 0 | 0 | 0 | 0 | 0 | 0 | 0 | 0 | 0 | 0 | 0 | 0 | -74558.7287 | 115725.7193 | 0 | 0 | 0 | 0 | 0 | 0 | 0 | 0 | 0 | 0 | 0 | 0 | 0 | 0 | 0
2016-09-12 14:00 | 0 | 0 | 0 | 0 | 0 | 0 | 480680.1956 | 476402 | 0 | 0 | 0 | 0 | 1619391.2186 | 1836131.05 | 0 | 0 | 0 | 0 | 0 | 0 | 0 | 0 | 0 | 0 | 0 | 0 | 0 | 0 | 0 | 0 | 120003.9149 | -115725.7193 | 0 | 0 | 0 | 0 | 0 | 0 | 0 | 0 | 0 | 0 | 0 | 0 | 0 | 0 | 0
2016-09-12 15:00 | 0 | 0 | 0 | 0 | 0 | 0 | 683124.0714 | 499707 | 0 | 0 | 0 | 0 | 1786977.8794 | 1851961.4606 | 0 | 0 | 0 | 0 | 0 | 0 | 0 | 0 | 0 | 0 | 0 | 0 | 0 | 0 | 0 | 0 | 167586.6608 | 15830.4106 | 0 | 0 | 0 | 0 | 0 | 0 | 0 | 0 | 0 | 0 | 0 | 0 | 0 | 0 | 0
2016-09-12 16:00 | 0 | 0 | 0 | 0 | 0 | 0 | 741918.358 | 521331 | 0 | 0 | 0 | 0 | 1891839.5181 | 1967687.1799 | 0 | 0 | 0 | 0 | 0 | 0 | 0 | 0 | 0 | 0 | 0 | 0 | 0 | 0 | 0 | 0 | 104861.6387 | 115725.7193 | 0 | 0 | 0 | 0 | 0 | 0 | 0 | 0 | 0 | 0 | 0 | 0 | 0 | 0 | 0
2016-09-12 17:00 | 0 | 0 | 0 | 0 | 0 | 0 | 743815.1901 | 542091 | 0 | 0 | 0 | 0 | 1977837.9889 | 2083412.8992 | 0 | 0 | 0 | 0 | 0 | 0 | 0 | 0 | 0 | 0 | 0 | 0 | 0 | 0 | 0 | 0 | 85998.4708 | 115725.7193 | 0 | 0 | 0 | 0 | 0 | 0 | 0 | 0 | 0 | 0 | 0 | 0 | 0 | 0 | 0
2016-09-12 18:00 | 0 | 0 | 0 | 0 | 0 | 0 | 728240.8135 | 559929 | 0 | 0 | 0 | 0 | 2030424.0831 | 2199138.6185 | 0 | 0 | 0 | 0 | 0 | 0 | 0 | 0 | 0 | 0 | 0 | 0 | 0 | 0 | 0 | 0 | 52586.0942 | 115725.7193 | 0 | 0 | 0 | 0 | 0 | 0 | 0 | 0 | 0 | 0 | 0 | 0 | 0 | 0 | 0
2016-09-12 19:00 | 0 | 0 | 0 | 0 | 0 | 0 | 705340.6904 | 572163 | 0 | 0 | 0 | 0 | 2279327.4928 | 2083412.8992 | 0 | 0 | 0 | 0 | 0 | 0 | 0 | 0 | 0 | 0 | 0 | 0 | 0 | 0 | 0 | 0 | 248903.4097 | -115725.7193 | 0 | 0 | 0 | 0 | 0 | 0 | 0 | 0 | 0 | 0 | 0 | 0 | 0 | 0 | 0
2016-09-12 20:00 | 0 | 0 | 0 | 0 | 0 | 0 | 689092.0531 | 580272 | 0 | 0 | 0 | 0 | 2272421.8266 | 2199138.6185 | 0 | 0 | 0 | 0 | 0 | 0 | 0 | 0 | 0 | 0 | 0 | 0 | 0 | 0 | 0 | 0 | -6905.6662 | 115725.7193 | 0 | 0 | 0 | 0 | 0 | 0 | 0 | 0 | 0 | 0 | 0 | 0 | 0 | 0 | 0
2016-09-12 21:00 | 0 | 0 | 0 | 0 | 0 | 0 | 665552.7782 | 582208 | 0 | 0 | 0 | 0 | 2471492.3241 | 2083412.8992 | 0 | 0 | 0 | 0 | 0 | 0 | 0 | 0 | 0 | 0 | 0 | 0 | 0 | 0 | 0 | 0 | 199070.4975 | -115725.7193 | 0 | 0 | 0 | 0 | 0 | 0 | 0 | 0 | 0 | 0 | 0 | 0 | 0 | 0 | 0
2016-09-12 22:00 | 0 | 0 | 0 | 0 | 0 | 0 | 616989.2465 | 573717 | 0 | 0 | 0 | 0 | 2630490.2899 | 1967687.1799 | 0 | 0 | 0 | 0 | 0 | 0 | 0 | 0 | 0 | 0 | 0 | 0 | 0 | 0 | 0 | 0 | 158997.9658 | -115725.7193 | 0 | 0 | 0 | 0 | 0 | 0 | 0 | 0 | 0 | 0 | 0 | 0 | 0 | 0 | 0
2016-09-12 23:00 | 0 | 0 | 0 | 0 | 0 | 421345.1874 | 508825.8468 | 562447 | 0 | 0 | 0 | 0 | 2882488.6048 | 2083412.8992 | 0 | 0 | 0 | 0 | 0 | 0 | 0 | 0 | 0 | 0 | 0 | 0 | 0 | 0 | 0 | 0 | 251998.3149 | 115725.7193 | 0 | 0 | 0 | 0 | 0 | 0 | 0 | 0 | 0 | 0 | 0 | 0 | 0 | 0 | 0
2016-09-13 | 0 | 0 | 0 | 0 | 0 | 0 | 322270.0633 | 553340 | 0 | 0 | 0 | 0 | 2767144.3874 | 1967687.1799 | 0 | 0 | 0 | 0 | 0 | 0 | 0 | 0 | 0 | 0 | 0 | 0 | 0 | 0 | 0 | 0 | -115344.2174 | -115725.7193 | 0 | 0 | 0 | 0 | 0 | 0 | 0 | 0 | 0 | 0 | 0 | 0 | 0 | 0 | 0
2016-09-13 01:00 | 0 | 0 | 0 | 0 | 0 | 118959.3582 | 45178.6075 | 531862 | 0 | 0 | 0 | 0 | 2515146.0725 | 1851961.4606 | 0 | 0 | 0 | 0 | 0 | 0 | 0 | 0 | 0 | 0 | 0 | 0 | 0 | 0 | 0 | 0 | -251998.3149 | -115725.7193 | 0 | 0 | 0 | 0 | 0 | 0 | 0 | 0 | 0 | 0 | 0 | 0 | 0 | 0 | 0
2016-09-13 02:00 | 0 | 0 | 0 | 0 | 0 | 504062.0698 | 0 | 499804 | 0 | 0 | 0 | 0 | 2635129.8616 | 1736235.7413 | 0 | 0 | 0 | 0 | 0 | 0 | 0 | 0 | 0 | 0 | 0 | 0 | 0 | 0 | 0 | 0 | 119983.7891 | -115725.7193 | 0 | 0 | 0 | 0 | 0 | 0 | 0 | 0 | 0 | 0 | 0 | 0 | 0 | 0 | 0
2016-09-13 03:00 | 0 | 0 | 0 | 0 | 0 | 327447.4044 | 0 | 463720 | 0 | 0 | 0 | 0 | 2383131.5466 | 1851961.4606 | 0 | 0 | 0 | 0 | 0 | 0 | 0 | 0 | 0 | 0 | 0 | 0 | 0 | 0 | 0 | 0 | -251998.3149 | 115725.7193 | 0 | 0 | 0 | 0 | 0 | 0 | 0 | 0 | 0 | 0 | 0 | 0 | 0 | 0 | 0
2016-09-13 04:00 | 0 | 0 | 0 | 0 | 0 | 63447.9658 | 0 | 431172 | 0 | 0 | 0 | 0 | 2131133.2317 | 1736235.7413 | 0 | 0 | 0 | 0 | 0 | 0 | 0 | 0 | 0 | 0 | 0 | 0 | 0 | 0 | 0 | 0 | -251998.3149 | -115725.7193 | 0 | 0 | 0 | 0 | 0 | 0 | 0 | 0 | 0 | 0 | 0 | 0 | 0 | 0 | 0
2016-09-13 05:00 | 0 | 0 | 0 | 0 | 0 | 429533.0414 | 0 | 406107 | 0 | 0 | 0 | 0 | 2038833.5538 | 1851961.4606 | 0 | 0 | 0 | 0 | 0 | 0 | 0 | 0 | 0 | 0 | 0 | 0 | 0 | 0 | 0 | 0 | -92299.6779 | 115725.7193 | 0 | 0 | 0 | 0 | 0 | 0 | 0 | 0 | 0 | 0 | 0 | 0 | 0 | 0 | 0
2016-09-13 06:00 | 0 | 0 | 0 | 0 | 0 | 405550.4168 | 0 | 388315 | 0 | 0 | 0 | 0 | 2171794.6899 | 1736235.7413 | 0 | 0 | 0 | 0 | 0 | 0 | 0 | 0 | 0 | 0 | 0 | 0 | 0 | 0 | 0 | 0 | 132961.1361 | -115725.7193 | 0 | 0 | 0 | 0 | 0 | 0 | 0 | 0 | 0 | 0 | 0 | 0 | 0 | 0 | 0
2016-09-13 07:00 | 0 | 0 | 0 | 0 | 0 | 382893.8947 | 0 | 376303 | 0 | 0 | 0 | 0 | 2062659.8653 | 1851961.4606 | 0 | 0 | 0 | 0 | 0 | 0 | 0 | 0 | 0 | 0 | 0 | 0 | 0 | 0 | 0 | 0 | -109134.8246 | 115725.7193 | 0 | 0 | 0 | 0 | 0 | 0 | 0 | 0 | 0 | 0 | 0 | 0 | 0 | 0 | 0
2016-09-13 08:00 | 0 | 0 | 0 | 0 | 0 | 5659.9658 | 0 | 373384 | 0 | 0 | 0 | 0 | 1810661.5504 | 1736235.7413 | 0 | 0 | 0 | 0 | 0 | 0 | 0 | 0 | 0 | 0 | 0 | 0 | 0 | 0 | 0 | 0 | -251998.3149 | -115725.7193 | 0 | 0 | 0 | 0 | 0 | 0 | 0 | 0 | 0 | 0 | 0 | 0 | 0 | 0 | 0
2016-09-13 09:00 | 0 | 0 | 0 | 0 | 0 | 328091.0779 | 0 | 381489 | 0 | 0 | 0 | 0 | 1641537.909 | 1851961.4606 | 0 | 0 | 0 | 0 | 0 | 0 | 0 | 0 | 0 | 0 | 0 | 0 | 0 | 0 | 0 | 0 | -169123.6414 | 115725.7193 | 0 | 0 | 0 | 0 | 0 | 0 | 0 | 0 | 0 | 0 | 0 | 0 | 0 | 0 | 0
2016-09-13 10:00 | 0 | 0 | 0 | 0 | 0 | 37527.9658 | 0 | 405252 | 0 | 0 | 0 | 0 | 1389539.594 | 1736235.7413 | 0 | 0 | 0 | 0 | 0 | 0 | 0 | 0 | 0 | 0 | 0 | 0 | 0 | 0 | 0 | 0 | -251998.3149 | -115725.7193 | 0 | 0 | 0 | 0 | 0 | 0 | 0 | 0 | 0 | 0 | 0 | 0 | 0 | 0 | 0
2016-09-13 11:00 | 0 | 0 | 0 | 0 | 0 | 274321.045 | 0 | 427960 | 0 | 0 | 0 | 0 | 1351626.3583 | 1620510.022 | 0 | 0 | 0 | 0 | 0 | 0 | 0 | 0 | 0 | 0 | 0 | 0 | 0 | 0 | 0 | 0 | -37913.2357 | -115725.7193 | 0 | 0 | 0 | 0 | 0 | 0 | 0 | 0 | 0 | 0 | 0 | 0 | 0 | 0 | 0
2016-09-13 12:00 | 0 | 0 | 0 | 0 | 0 | 235422.8025 | 3.8038 | 443105 | 0 | 0 | 0 | 0 | 1259673.6839 | 1504784.3027 | 0 | 0 | 0 | 0 | 0 | 0 | 0 | 0 | 0 | 0 | 0 | 0 | 0 | 0 | 0 | 0 | -91952.6744 | -115725.7193 | 0 | 0 | 0 | 0 | 0 | 0 | 0 | 0 | 0 | 0 | 0 | 0 | 0 | 0 | 0
2016-09-13 13:00 | 0 | 0 | 0 | 0 | 0 | 191918.1471 | 103486.5853 | 463253 | 0 | 0 | 0 | 0 | 1007675.3689 | 1588934.35 | 0 | 0 | 0 | 0 | 0 | 0 | 0 | 0 | 0 | 0 | 0 | 0 | 0 | 0 | 0 | 0 | -251998.3149 | 84150.0473 | 0 | 0 | 0 | 0 | 0 | 0 | 0 | 0 | 0 | 0 | 0 | 0 | 0 | 0 | 0
2016-09-13 14:00 | 0 | 0 | 0 | 0 | 0 | 0 | 510992.3325 | 485936 | 0 | 0 | 0 | 0 | 917005.9821 | 1704660.0693 | 0 | 0 | 0 | 0 | 0 | 0 | 0 | 0 | 0 | 0 | 0 | 0 | 0 | 0 | 0 | 0 | -90669.3868 | 115725.7193 | 0 | 0 | 0 | 0 | 0 | 0 | 0 | 0 | 0 | 0 | 0 | 0 | 0 | 0 | 0
2016-09-13 15:00 | 0 | 0 | 0 | 0 | 0 | 0 | 717622.8 | 507323 | 0 | 0 | 0 | 0 | 1011580.0629 | 1820385.7886 | 0 | 0 | 0 | 0 | 0 | 0 | 0 | 0 | 0 | 0 | 0 | 0 | 0 | 0 | 0 | 0 | 94574.0807 | 115725.7193 | 0 | 0 | 0 | 0 | 0 | 0 | 0 | 0 | 0 | 0 | 0 | 0 | 0 | 0 | 0
2016-09-13 16:00 | 0 | 0 | 0 | 0 | 0 | 0 | 770142.3828 | 529282 | 0 | 0 | 0 | 0 | 1255431.5005 | 1817394.7339 | 0 | 0 | 0 | 0 | 0 | 0 | 0 | 0 | 0 | 0 | 0 | 0 | 0 | 0 | 0 | 0 | 243851.4376 | -2991.0548 | 0 | 0 | 0 | 0 | 0 | 0 | 0 | 0 | 0 | 0 | 0 | 0 | 0 | 0 | 0
2016-09-13 17:00 | 0 | 0 | 0 | 0 | 0 | 0 | 764809.5123 | 549796 | 0 | 0 | 0 | 0 | 1507429.8154 | 1780409.9312 | 0 | 0 | 0 | 0 | 0 | 0 | 0 | 0 | 0 | 0 | 0 | 0 | 0 | 0 | 0 | 0 | 251998.3149 | -36984.8026 | 0 | 0 | 0 | 0 | 0 | 0 | 0 | 0 | 0 | 0 | 0 | 0 | 0 | 0 | 0
2016-09-13 18:00 | 0 | 0 | 0 | 0 | 0 | 0 | 742036.3371 | 566080 | 0 | 0 | 0 | 0 | 1759428.1304 | 1704367.9534 | 0 | 0 | 0 | 0 | 0 | 0 | 0 | 0 | 0 | 0 | 0 | 0 | 0 | 0 | 0 | 0 | 251998.3149 | -76041.9779 | 0 | 0 | 0 | 0 | 0 | 0 | 0 | 0 | 0 | 0 | 0 | 0 | 0 | 0 | 0
2016-09-13 19:00 | 0 | 0 | 0 | 0 | 0 | 0 | 721567.1013 | 577699 | 0 | 0 | 0 | 0 | 2011426.4453 | 1596237.7397 | 0 | 0 | 0 | 0 | 0 | 0 | 0 | 0 | 0 | 0 | 0 | 0 | 0 | 0 | 0 | 0 | 251998.3149 | -108130.2136 | 0 | 0 | 0 | 0 | 0 | 0 | 0 | 0 | 0 | 0 | 0 | 0 | 0 | 0 | 0
2016-09-13 20:00 | 0 | 0 | 0 | 0 | 0 | 0 | 708988.4717 | 585213 | 0 | 0 | 0 | 0 | 2019476.1977 | 1711963.459 | 0 | 0 | 0 | 0 | 0 | 0 | 0 | 0 | 0 | 0 | 0 | 0 | 0 | 0 | 0 | 0 | 8049.7524 | 115725.7193 | 0 | 0 | 0 | 0 | 0 | 0 | 0 | 0 | 0 | 0 | 0 | 0 | 0 | 0 | 0
2016-09-13 21:00 | 0 | 0 | 0 | 0 | 0 | 0 | 684389.462 | 586393 | 0 | 0 | 0 | 0 | 2233198.379 | 1596237.7397 | 0 | 0 | 0 | 0 | 0 | 0 | 0 | 0 | 0 | 0 | 0 | 0 | 0 | 0 | 0 | 0 | 213722.1813 | -115725.7193 | 0 | 0 | 0 | 0 | 0 | 0 | 0 | 0 | 0 | 0 | 0 | 0 | 0 | 0 | 0
2016-09-13 22:00 | 0 | 0 | 0 | 0 | 0 | 0 | 627641.8744 | 576414 | 0 | 0 | 0 | 0 | 2400151.9727 | 1480512.0205 | 0 | 0 | 0 | 0 | 0 | 0 | 0 | 0 | 0 | 0 | 0 | 0 | 0 | 0 | 0 | 0 | 166953.5937 | -115725.7193 | 0 | 0 | 0 | 0 | 0 | 0 | 0 | 0 | 0 | 0 | 0 | 0 | 0 | 0 | 0
2016-09-13 23:00 | 0 | 0 | 0 | 0 | 0 | 0 | 491057.7619 | 564411 | 0 | 0 | 0 | 0 | 2211073.0152 | 1596237.7397 | 0 | 0 | 0 | 0 | 0 | 0 | 0 | 0 | 0 | 0 | 0 | 0 | 0 | 0 | 0 | 0 | -189078.9574 | 115725.7193 | 0 | 0 | 0 | 0 | 0 | 0 | 0 | 0 | 0 | 0 | 0 | 0 | 0 | 0 | 0
2016-09-14 | 0 | 0 | 0 | 0 | 0 | 110781.0251 | 267412.0408 | 557510 | 0 | 0 | 0 | 0 | 2147481.8004 | 1480512.0205 | 0 | 0 | 0 | 0 | 0 | 0 | 0 | 0 | 0 | 0 | 0 | 0 | 0 | 0 | 0 | 0 | -63591.2148 | -115725.7193 | 0 | 0 | 0 | 0 | 0 | 0 | 0 | 0 | 0 | 0 | 0 | 0 | 0 | 0 | 0
2016-09-14 01:00 | 0 | 0 | 0 | 0 | 0 | 234644.2172 | 32483.5779 | 538277 | 0 | 0 | 0 | 0 | 1992058.3149 | 1364786.3012 | 0 | 0 | 0 | 0 | 0 | 0 | 0 | 0 | 0 | 0 | 0 | 0 | 0 | 0 | 0 | 0 | -155423.4855 | -115725.7193 | 0 | 0 | 0 | 0 | 0 | 0 | 0 | 0 | 0 | 0 | 0 | 0 | 0 | 0 | 0
2016-09-14 02:00 | 0 | 0 | 0 | 0 | 0 | 240560.9809 | 0 | 509253 | 0 | 0 | 0 | 0 | 1839092.0151 | 1249060.5819 | 0 | 0 | 0 | 0 | 0 | 0 | 0 | 0 | 0 | 0 | 0 | 0 | 0 | 0 | 0 | 0 | -152966.2998 | -115725.7193 | 0 | 0 | 0 | 0 | 0 | 0 | 0 | 0 | 0 | 0 | 0 | 0 | 0 | 0 | 0
2016-09-14 03:00 | 0 | 0 | 0 | 0 | 0 | 248686.9686 | 0 | 473004 | 0 | 0 | 0 | 0 | 1730500.703 | 1133334.8626 | 0 | 0 | 0 | 0 | 0 | 0 | 0 | 0 | 0 | 0 | 0 | 0 | 0 | 0 | 0 | 0 | -108591.3121 | -115725.7193 | 0 | 0 | 0 | 0 | 0 | 0 | 0 | 0 | 0 | 0 | 0 | 0 | 0 | 0 | 0
2016-09-14 04:00 | 0 | 0 | 0 | 0 | 0 | 71013.9658 | 0 | 438738 | 0 | 0 | 0 | 0 | 1478502.3881 | 1017609.1433 | 0 | 0 | 0 | 0 | 0 | 0 | 0 | 0 | 0 | 0 | 0 | 0 | 0 | 0 | 0 | 0 | -251998.3149 | -115725.7193 | 0 | 0 | 0 | 0 | 0 | 0 | 0 | 0 | 0 | 0 | 0 | 0 | 0 | 0 | 0
2016-09-14 05:00 | 0 | 0 | 0 | 0 | 0 | 277824.4834 | 0 | 411716 | 0 | 0 | 0 | 0 | 1228885.1521 | 1133334.8626 | 0 | 0 | 0 | 0 | 0 | 0 | 0 | 0 | 0 | 0 | 0 | 0 | 0 | 0 | 0 | 0 | -249617.2359 | 115725.7193 | 0 | 0 | 0 | 0 | 0 | 0 | 0 | 0 | 0 | 0 | 0 | 0 | 0 | 0 | 0
2016-09-14 06:00 | 0 | 0 | 0 | 0 | 0 | 284142.986 | 0 | 392440 | 0 | 0 | 0 | 0 | 1236313.8575 | 1017609.1433 | 0 | 0 | 0 | 0 | 0 | 0 | 0 | 0 | 0 | 0 | 0 | 0 | 0 | 0 | 0 | 0 | 7428.7053 | -115725.7193 | 0 | 0 | 0 | 0 | 0 | 0 | 0 | 0 | 0 | 0 | 0 | 0 | 0 | 0 | 0
2016-09-14 07:00 | 0 | 0 | 0 | 0 | 0 | 288997.2435 | 0 | 381027 | 0 | 0 | 0 | 0 | 1260009.8202 | 901883.424 | 0 | 0 | 0 | 0 | 0 | 0 | 0 | 0 | 0 | 0 | 0 | 0 | 0 | 0 | 0 | 0 | 23695.9628 | -115725.7193 | 0 | 0 | 0 | 0 | 0 | 0 | 0 | 0 | 0 | 0 | 0 | 0 | 0 | 0 | 0
2016-09-14 08:00 | 0 | 0 | 0 | 0 | 0 | 9499.9658 | 0 | 377224 | 0 | 0 | 0 | 0 | 1008011.5053 | 786157.7047 | 0 | 0 | 0 | 0 | 0 | 0 | 0 | 0 | 0 | 0 | 0 | 0 | 0 | 0 | 0 | 0 | -251998.3149 | -115725.7193 | 0 | 0 | 0 | 0 | 0 | 0 | 0 | 0 | 0 | 0 | 0 | 0 | 0 | 0 | 0
2016-09-14 09:00 | 0 | 0 | 0 | 0 | 0 | 270028.0352 | 0 | 385772 | 0 | 0 | 0 | 0 | 1007993.2598 | 670431.9854 | 0 | 0 | 0 | 0 | 0 | 0 | 0 | 0 | 0 | 0 | 0 | 0 | 0 | 0 | 0 | 0 | -18.2455 | -115725.7193 | 0 | 0 | 0 | 0 | 0 | 0 | 0 | 0 | 0 | 0 | 0 | 0 | 0 | 0 | 0
2016-09-14 10:00 | 0 | 0 | 0 | 0 | 0 | 42893.9658 | 0 | 410618 | 0 | 0 | 0 | 0 | 755994.9448 | 554706.2661 | 0 | 0 | 0 | 0 | 0 | 0 | 0 | 0 | 0 | 0 | 0 | 0 | 0 | 0 | 0 | 0 | -251998.3149 | -115725.7193 | 0 | 0 | 0 | 0 | 0 | 0 | 0 | 0 | 0 | 0 | 0 | 0 | 0 | 0 | 0
2016-09-14 11:00 | 0 | 0 | 0 | 0 | 0 | 66273.9658 | 0 | 433998 | 0 | 0 | 0 | 0 | 503996.6299 | 438980.5468 | 0 | 0 | 0 | 0 | 0 | 0 | 0 | 0 | 0 | 0 | 0 | 0 | 0 | 0 | 0 | 0 | -251998.3149 | -115725.7193 | 0 | 0 | 0 | 0 | 0 | 0 | 0 | 0 | 0 | 0 | 0 | 0 | 0 | 0 | 0
2016-09-14 12:00 | 0 | 0 | 0 | 0 | 0 | 206377.5756 | 13.0984 | 451544 | 0 | 0 | 0 | 0 | 251998.3149 | 445825.5357 | 0 | 0 | 0 | 0 | 0 | 0 | 0 | 0 | 0 | 0 | 0 | 0 | 0 | 0 | 0 | 0 | -251998.3149 | 6844.9889 | 0 | 0 | 0 | 0 | 0 | 0 | 0 | 0 | 0 | 0 | 0 | 0 | 0 | 0 | 0
2016-09-14 13:00 | 0 | 0 | 0 | 0 | 0 | 113329.4734 | 65717.07 | 472214 | 0 | 0 | 0 | 0 | 0 | 404656.3941 | 0 | 0 | 0 | 0 | 0 | 0 | 0 | 0 | 0 | 0 | 0 | 0 | 0 | 0 | 0 | 0 | -251998.3149 | -41169.1416 | 0 | 0 | 0 | 0 | 0 | 0 | 0 | 0 | 0 | 0 | 0 | 0 | 0 | 0 | 0
2016-09-14 14:00 | 0 | 0 | 0 | 0 | 0 | 0 | 436744.1245 | 496004 | 0 | 0 | 0 | 0 | 56465.8438 | 288930.6748 | 0 | 0 | 0 | 0 | 0 | 0 | 0 | 0 | 0 | 0 | 0 | 0 | 0 | 0 | 0 | 0 | 56465.8438 | -115725.7193 | 0 | 0 | 0 | 0 | 0 | 0 | 0 | 0 | 0 | 0 | 0 | 0 | 0 | 0 | 0
2016-09-14 15:00 | 0 | 0 | 0 | 0 | 0 | 158156.4334 | 674882.0691 | 519969 | 0 | 0 | 0 | 0 | 253809.6271 | 404656.3941 | 0 | 0 | 0 | 0 | 0 | 0 | 0 | 0 | 0 | 0 | 0 | 0 | 0 | 0 | 0 | 0 | 197343.7833 | 115725.7193 | 0 | 0 | 0 | 0 | 0 | 0 | 0 | 0 | 0 | 0 | 0 | 0 | 0 | 0 | 0
2016-09-14 16:00 | 0 | 0 | 0 | 0 | 0 | 0 | 734066.7443 | 542546 | 0 | 0 | 0 | 0 | 329604.6522 | 520382.1134 | 0 | 0 | 0 | 0 | 0 | 0 | 0 | 0 | 0 | 0 | 0 | 0 | 0 | 0 | 0 | 0 | 75795.025 | 115725.7193 | 0 | 0 | 0 | 0 | 0 | 0 | 0 | 0 | 0 | 0 | 0 | 0 | 0 | 0 | 0
2016-09-14 17:00 | 0 | 0 | 0 | 0 | 0 | 0 | 742736.7109 | 563715 | 0 | 0 | 0 | 0 | 581602.9671 | 447405.5094 | 0 | 0 | 0 | 0 | 0 | 0 | 0 | 0 | 0 | 0 | 0 | 0 | 0 | 0 | 0 | 0 | 251998.3149 | -72976.6041 | 0 | 0 | 0 | 0 | 0 | 0 | 0 | 0 | 0 | 0 | 0 | 0 | 0 | 0 | 0
2016-09-14 18:00 | 0 | 0 | 0 | 0 | 0 | 0 | 735843.5372 | 579326 | 0 | 0 | 0 | 0 | 833601.2821 | 351924.7316 | 0 | 0 | 0 | 0 | 0 | 0 | 0 | 0 | 0 | 0 | 0 | 0 | 0 | 0 | 0 | 0 | 251998.3149 | -95480.7777 | 0 | 0 | 0 | 0 | 0 | 0 | 0 | 0 | 0 | 0 | 0 | 0 | 0 | 0 | 0
2016-09-14 19:00 | 0 | 0 | 0 | 0 | 0 | 170995.6765 | 726298.7133 | 590339 | 0 | 0 | 0 | 0 | 1024830.9525 | 467650.4509 | 0 | 0 | 0 | 0 | 0 | 0 | 0 | 0 | 0 | 0 | 0 | 0 | 0 | 0 | 0 | 0 | 191229.6704 | 115725.7193 | 0 | 0 | 0 | 0 | 0 | 0 | 0 | 0 | 0 | 0 | 0 | 0 | 0 | 0 | 0
2016-09-14 20:00 | 0 | 0 | 0 | 0 | 0 | 0 | 727344.4401 | 597164 | 0 | 0 | 0 | 0 | 1039285.6733 | 583376.1702 | 0 | 0 | 0 | 0 | 0 | 0 | 0 | 0 | 0 | 0 | 0 | 0 | 0 | 0 | 0 | 0 | 14454.7208 | 115725.7193 | 0 | 0 | 0 | 0 | 0 | 0 | 0 | 0 | 0 | 0 | 0 | 0 | 0 | 0 | 0
2016-09-14 21:00 | 0 | 0 | 0 | 0 | 0 | 0 | 714682.7623 | 596445 | 0 | 0 | 0 | 0 | 1041797.7163 | 699101.8895 | 0 | 0 | 0 | 0 | 0 | 0 | 0 | 0 | 0 | 0 | 0 | 0 | 0 | 0 | 0 | 0 | 2512.043 | 115725.7193 | 0 | 0 | 0 | 0 | 0 | 0 | 0 | 0 | 0 | 0 | 0 | 0 | 0 | 0 | 0
2016-09-14 22:00 | 0 | 0 | 0 | 0 | 0 | 0 | 671083.3542 | 585395 | 0 | 0 | 0 | 0 | 1243211.7898 | 583376.1702 | 0 | 0 | 0 | 0 | 0 | 0 | 0 | 0 | 0 | 0 | 0 | 0 | 0 | 0 | 0 | 0 | 201414.0735 | -115725.7193 | 0 | 0 | 0 | 0 | 0 | 0 | 0 | 0 | 0 | 0 | 0 | 0 | 0 | 0 | 0
2016-09-14 23:00 | 0 | 0 | 0 | 0 | 0 | 0 | 561026.6266 | 572760 | 0 | 0 | 0 | 0 | 1347204.1357 | 467650.4509 | 0 | 0 | 0 | 0 | 0 | 0 | 0 | 0 | 0 | 0 | 0 | 0 | 0 | 0 | 0 | 0 | 103992.3458 | -115725.7193 | 0 | 0 | 0 | 0 | 0 | 0 | 0 | 0 | 0 | 0 | 0 | 0 | 0 | 0 | 0
2016-09-15 | 0 | 0 | 0 | 0 | 0 | 292854.7867 | 353701.3232 | 562942 | 0 | 0 | 0 | 0 | 1319840.1 | 578628.5965 | 0 | 0 | 0 | 0 | 0 | 0 | 0 | 0 | 0 | 0 | 0 | 0 | 0 | 0 | 0 | 0 | -27364.0357 | 110978.1456 | 0 | 0 | 0 | 0 | 0 | 0 | 0 | 0 | 0 | 0 | 0 | 0 | 0 | 0 | 0
2016-09-15 01:00 | 0 | 0 | 0 | 0 | 0 | 420832.7229 | 38202.9756 | 541029 | 0 | 0 | 0 | 0 | 1353572.5178 | 462902.8772 | 0 | 0 | 0 | 0 | 0 | 0 | 0 | 0 | 0 | 0 | 0 | 0 | 0 | 0 | 0 | 0 | 33732.4178 | -115725.7193 | 0 | 0 | 0 | 0 | 0 | 0 | 0 | 0 | 0 | 0 | 0 | 0 | 0 | 0 | 0
2016-09-15 02:00 | 0 | 0 | 0 | 0 | 0 | 435310.7984 | 0 | 508860 | 0 | 0 | 0 | 0 | 1164297.5969 | 578628.5965 | 0 | 0 | 0 | 0 | 0 | 0 | 0 | 0 | 0 | 0 | 0 | 0 | 0 | 0 | 0 | 0 | -189274.9209 | 115725.7193 | 0 | 0 | 0 | 0 | 0 | 0 | 0 | 0 | 0 | 0 | 0 | 0 | 0 | 0 | 0
2016-09-15 03:00 | 0 | 0 | 0 | 0 | 0 | 416467.6773 | 0 | 471861 | 0 | 0 | 0 | 0 | 1224629.9935 | 462902.8772 | 0 | 0 | 0 | 0 | 0 | 0 | 0 | 0 | 0 | 0 | 0 | 0 | 0 | 0 | 0 | 0 | 60332.3966 | -115725.7193 | 0 | 0 | 0 | 0 | 0 | 0 | 0 | 0 | 0 | 0 | 0 | 0 | 0 | 0 | 0
2016-09-15 04:00 | 0 | 0 | 0 | 0 | 0 | 301001.4044 | 0 | 437274 | 0 | 0 | 0 | 0 | 972631.6786 | 578628.5965 | 0 | 0 | 0 | 0 | 0 | 0 | 0 | 0 | 0 | 0 | 0 | 0 | 0 | 0 | 0 | 0 | -251998.3149 | 115725.7193 | 0 | 0 | 0 | 0 | 0 | 0 | 0 | 0 | 0 | 0 | 0 | 0 | 0 | 0 | 0
2016-09-15 05:00 | 0 | 0 | 0 | 0 | 0 | 374663.7681 | 0 | 409873 | 0 | 0 | 0 | 0 | 1053148.166 | 462902.8772 | 0 | 0 | 0 | 0 | 0 | 0 | 0 | 0 | 0 | 0 | 0 | 0 | 0 | 0 | 0 | 0 | 80516.4874 | -115725.7193 | 0 | 0 | 0 | 0 | 0 | 0 | 0 | 0 | 0 | 0 | 0 | 0 | 0 | 0 | 0
2016-09-15 06:00 | 0 | 0 | 0 | 0 | 0 | 362306.0983 | 0 | 390396 | 0 | 0 | 0 | 0 | 909332.5449 | 578628.5965 | 0 | 0 | 0 | 0 | 0 | 0 | 0 | 0 | 0 | 0 | 0 | 0 | 0 | 0 | 0 | 0 | -143815.621 | 115725.7193 | 0 | 0 | 0 | 0 | 0 | 0 | 0 | 0 | 0 | 0 | 0 | 0 | 0 | 0 | 0
2016-09-15 07:00 | 0 | 0 | 0 | 0 | 0 | 346132.8753 | 0 | 377710 | 0 | 0 | 0 | 0 | 993481.1395 | 462902.8772 | 0 | 0 | 0 | 0 | 0 | 0 | 0 | 0 | 0 | 0 | 0 | 0 | 0 | 0 | 0 | 0 | 84148.5946 | -115725.7193 | 0 | 0 | 0 | 0 | 0 | 0 | 0 | 0 | 0 | 0 | 0 | 0 | 0 | 0 | 0
2016-09-15 08:00 | 0 | 0 | 0 | 0 | 0 | 5132.9658 | 0 | 372857 | 0 | 0 | 0 | 0 | 741482.8245 | 347177.1579 | 0 | 0 | 0 | 0 | 0 | 0 | 0 | 0 | 0 | 0 | 0 | 0 | 0 | 0 | 0 | 0 | -251998.3149 | -115725.7193 | 0 | 0 | 0 | 0 | 0 | 0 | 0 | 0 | 0 | 0 | 0 | 0 | 0 | 0 | 0
2016-09-15 09:00 | 0 | 0 | 0 | 0 | 0 | 314655.2353 | 0 | 380669 | 0 | 0 | 0 | 0 | 559743.3405 | 462902.8772 | 0 | 0 | 0 | 0 | 0 | 0 | 0 | 0 | 0 | 0 | 0 | 0 | 0 | 0 | 0 | 0 | -181739.484 | 115725.7193 | 0 | 0 | 0 | 0 | 0 | 0 | 0 | 0 | 0 | 0 | 0 | 0 | 0 | 0 | 0
2016-09-15 10:00 | 0 | 0 | 0 | 0 | 0 | 37351.9658 | 0 | 405076 | 0 | 0 | 0 | 0 | 307745.0256 | 347177.1579 | 0 | 0 | 0 | 0 | 0 | 0 | 0 | 0 | 0 | 0 | 0 | 0 | 0 | 0 | 0 | 0 | -251998.3149 | -115725.7193 | 0 | 0 | 0 | 0 | 0 | 0 | 0 | 0 | 0 | 0 | 0 | 0 | 0 | 0 | 0
2016-09-15 11:00 | 0 | 0 | 0 | 0 | 0 | 301015.5916 | 0 | 426605 | 0 | 0 | 0 | 0 | 297881.3365 | 231451.4386 | 0 | 0 | 0 | 0 | 0 | 0 | 0 | 0 | 0 | 0 | 0 | 0 | 0 | 0 | 0 | 0 | -9863.6891 | -115725.7193 | 0 | 0 | 0 | 0 | 0 | 0 | 0 | 0 | 0 | 0 | 0 | 0 | 0 | 0 | 0
2016-09-15 12:00 | 0 | 0 | 0 | 0 | 0 | 279765.5304 | 8.7288 | 441383 | 0 | 0 | 0 | 0 | 251998.3149 | 115725.7193 | 0 | 0 | 0 | 0 | 0 | 0 | 0 | 0 | 0 | 0 | 0 | 0 | 0 | 0 | 0 | 0 | -45883.0215 | -115725.7193 | 0 | 0 | 0 | 0 | 0 | 0 | 0 | 0 | 0 | 0 | 0 | 0 | 0 | 0 | 0
2016-09-15 13:00 | 0 | 0 | 0 | 0 | 0 | 20098.9996 | 73397.9662 | 461221 | 0 | 0 | 0 | 0 | 0 | 0 | 0 | 0 | 0 | 0 | 0 | 0 | 0 | 0 | 0 | 0 | 0 | 0 | 0 | 0 | 0 | 0 | -251998.3149 | -115725.7193 | 0 | 0 | 0 | 0 | 0 | 0 | 0 | 0 | 0 | 0 | 0 | 0 | 0 | 0 | 0
2016-09-15 14:00 | 0 | 0 | 0 | 0 | 0 | 0 | 505143.4658 | 483767 | 0 | 0 | 0 | 0 | 21376.4658 | 0 | 0 | 0 | 0 | 0 | 0 | 0 | 0 | 0 | 0 | 0 | 0 | 0 | 0 | 0 | 0 | 0 | 21376.4658 | 0 | 0 | 0 | 0 | 0 | 0 | 0 | 0 | 0 | 0 | 0 | 0 | 0 | 0 | 0 | 0
2016-09-15 15:00 | 0 | 0 | 0 | 0 | 0 | 0 | 743463.5435 | 506225 | 0 | 0 | 0 | 0 | 142889.29 | 115725.7193 | 0 | 0 | 0 | 0 | 0 | 0 | 0 | 0 | 0 | 0 | 0 | 0 | 0 | 0 | 0 | 0 | 121512.8242 | 115725.7193 | 0 | 0 | 0 | 0 | 0 | 0 | 0 | 0 | 0 | 0 | 0 | 0 | 0 | 0 | 0
2016-09-15 16:00 | 0 | 0 | 0 | 0 | 0 | 123756.536 | 770847.4983 | 526880 | 0 | 0 | 0 | 0 | 394887.605 | 231451.4386 | 0 | 0 | 0 | 0 | 0 | 0 | 0 | 0 | 0 | 0 | 0 | 0 | 0 | 0 | 0 | 0 | 251998.3149 | 115725.7193 | 0 | 0 | 0 | 0 | 0 | 0 | 0 | 0 | 0 | 0 | 0 | 0 | 0 | 0 | 0
2016-09-15 17:00 | 0 | 0 | 0 | 0 | 0 | 147913.1074 | 766314.9268 | 546504 | 0 | 0 | 0 | 0 | 646885.9199 | 347177.1579 | 0 | 0 | 0 | 0 | 0 | 0 | 0 | 0 | 0 | 0 | 0 | 0 | 0 | 0 | 0 | 0 | 251998.3149 | 115725.7193 | 0 | 0 | 0 | 0 | 0 | 0 | 0 | 0 | 0 | 0 | 0 | 0 | 0 | 0 | 0
2016-09-15 18:00 | 0 | 0 | 0 | 0 | 0 | 0 | 752181.2355 | 561739 | 0 | 0 | 0 | 0 | 898884.2349 | 285621.0784 | 0 | 0 | 0 | 0 | 0 | 0 | 0 | 0 | 0 | 0 | 0 | 0 | 0 | 0 | 0 | 0 | 251998.3149 | -61556.0795 | 0 | 0 | 0 | 0 | 0 | 0 | 0 | 0 | 0 | 0 | 0 | 0 | 0 | 0 | 0
2016-09-15 19:00 | 0 | 0 | 0 | 0 | 0 | 0 | 737882.4861 | 572572 | 0 | 0 | 0 | 0 | 948469.0017 | 401346.7977 | 0 | 0 | 0 | 0 | 0 | 0 | 0 | 0 | 0 | 0 | 0 | 0 | 0 | 0 | 0 | 0 | 49584.7669 | 115725.7193 | 0 | 0 | 0 | 0 | 0 | 0 | 0 | 0 | 0 | 0 | 0 | 0 | 0 | 0 | 0
2016-09-15 20:00 | 0 | 0 | 0 | 0 | 0 | 0 | 738280.0443 | 579275 | 0 | 0 | 0 | 0 | 1036796.3256 | 472024.5181 | 0 | 0 | 0 | 0 | 0 | 0 | 0 | 0 | 0 | 0 | 0 | 0 | 0 | 0 | 0 | 0 | 88327.3239 | 70677.7204 | 0 | 0 | 0 | 0 | 0 | 0 | 0 | 0 | 0 | 0 | 0 | 0 | 0 | 0 | 0
2016-09-15 21:00 | 0 | 0 | 0 | 0 | 0 | 209893.3931 | 737413.6411 | 579583 | 0 | 0 | 0 | 0 | 1288794.6405 | 587750.2374 | 0 | 0 | 0 | 0 | 0 | 0 | 0 | 0 | 0 | 0 | 0 | 0 | 0 | 0 | 0 | 0 | 251998.3149 | 115725.7193 | 0 | 0 | 0 | 0 | 0 | 0 | 0 | 0 | 0 | 0 | 0 | 0 | 0 | 0 | 0
2016-09-15 22:00 | 0 | 0 | 0 | 0 | 0 | 0 | 714425.3143 | 570244 | 0 | 0 | 0 | 0 | 1540792.9555 | 479933.2368 | 0 | 0 | 0 | 0 | 0 | 0 | 0 | 0 | 0 | 0 | 0 | 0 | 0 | 0 | 0 | 0 | 251998.3149 | -107817.0006 | 0 | 0 | 0 | 0 | 0 | 0 | 0 | 0 | 0 | 0 | 0 | 0 | 0 | 0 | 0
2016-09-15 23:00 | 0 | 0 | 0 | 0 | 0 | 0 | 622284.3946 | 559133 | 0 | 0 | 0 | 0 | 1719670.0694 | 364207.5175 | 0 | 0 | 0 | 0 | 0 | 0 | 0 | 0 | 0 | 0 | 0 | 0 | 0 | 0 | 0 | 0 | 178877.1139 | -115725.7193 | 0 | 0 | 0 | 0 | 0 | 0 | 0 | 0 | 0 | 0 | 0 | 0 | 0 | 0 | 0
2016-09-16 | 0 | 0 | 0 | 0 | 0 | 382774.5986 | 391485.2509 | 552439 | 0 | 0 | 0 | 0 | 1825765.1996 | 479933.2368 | 0 | 0 | 0 | 0 | 0 | 0 | 0 | 0 | 0 | 0 | 0 | 0 | 0 | 0 | 0 | 0 | 106095.1303 | 115725.7193 | 0 | 0 | 0 | 0 | 0 | 0 | 0 | 0 | 0 | 0 | 0 | 0 | 0 | 0 | 0
2016-09-16 01:00 | 0 | 0 | 0 | 0 | 0 | 132525.3918 | 32591.5739 | 532841 | 0 | 0 | 0 | 0 | 1573766.8847 | 364207.5175 | 0 | 0 | 0 | 0 | 0 | 0 | 0 | 0 | 0 | 0 | 0 | 0 | 0 | 0 | 0 | 0 | -251998.3149 | -115725.7193 | 0 | 0 | 0 | 0 | 0 | 0 | 0 | 0 | 0 | 0 | 0 | 0 | 0 | 0 | 0
2016-09-16 02:00 | 0 | 0 | 0 | 0 | 0 | 464268.3356 | 0 | 502456 | 0 | 0 | 0 | 0 | 1651304.9395 | 248481.7982 | 0 | 0 | 0 | 0 | 0 | 0 | 0 | 0 | 0 | 0 | 0 | 0 | 0 | 0 | 0 | 0 | 77538.0549 | -115725.7193 | 0 | 0 | 0 | 0 | 0 | 0 | 0 | 0 | 0 | 0 | 0 | 0 | 0 | 0 | 0
2016-09-16 03:00 | 0 | 0 | 0 | 0 | 0 | 452313.1293 | 0 | 467791 | 0 | 0 | 0 | 0 | 1751552.7881 | 132756.0789 | 0 | 0 | 0 | 0 | 0 | 0 | 0 | 0 | 0 | 0 | 0 | 0 | 0 | 0 | 0 | 0 | 100247.8486 | -115725.7193 | 0 | 0 | 0 | 0 | 0 | 0 | 0 | 0 | 0 | 0 | 0 | 0 | 0 | 0 | 0
2016-09-16 04:00 | 0 | 0 | 0 | 0 | 0 | 431777.1398 | 0 | 435036 | 0 | 0 | 0 | 0 | 1632568.2087 | 248481.7982 | 0 | 0 | 0 | 0 | 0 | 0 | 0 | 0 | 0 | 0 | 0 | 0 | 0 | 0 | 0 | 0 | -118984.5794 | 115725.7193 | 0 | 0 | 0 | 0 | 0 | 0 | 0 | 0 | 0 | 0 | 0 | 0 | 0 | 0 | 0
2016-09-16 05:00 | 0 | 0 | 0 | 0 | 0 | 139269.3255 | 0 | 408298 | 0 | 0 | 0 | 0 | 1380569.8937 | 231451.4386 | 0 | 0 | 0 | 0 | 0 | 0 | 0 | 0 | 0 | 0 | 0 | 0 | 0 | 0 | 0 | 0 | -251998.3149 | -17030.3596 | 0 | 0 | 0 | 0 | 0 | 0 | 0 | 0 | 0 | 0 | 0 | 0 | 0 | 0 | 0
2016-09-16 06:00 | 0 | 0 | 0 | 0 | 0 | 385939.1919 | 0 | 389324 | 0 | 0 | 0 | 0 | 1261459.3664 | 347177.1579 | 0 | 0 | 0 | 0 | 0 | 0 | 0 | 0 | 0 | 0 | 0 | 0 | 0 | 0 | 0 | 0 | -119110.5273 | 115725.7193 | 0 | 0 | 0 | 0 | 0 | 0 | 0 | 0 | 0 | 0 | 0 | 0 | 0 | 0 | 0
2016-09-16 07:00 | 0 | 0 | 0 | 0 | 0 | 240294.4044 | 0 | 376567 | 0 | 0 | 0 | 0 | 1009461.0514 | 462902.8772 | 0 | 0 | 0 | 0 | 0 | 0 | 0 | 0 | 0 | 0 | 0 | 0 | 0 | 0 | 0 | 0 | -251998.3149 | 115725.7193 | 0 | 0 | 0 | 0 | 0 | 0 | 0 | 0 | 0 | 0 | 0 | 0 | 0 | 0 | 0
2016-09-16 08:00 | 0 | 0 | 0 | 0 | 0 | 359019.3301 | 0 | 372278 | 0 | 0 | 0 | 0 | 1111928.1008 | 347177.1579 | 0 | 0 | 0 | 0 | 0 | 0 | 0 | 0 | 0 | 0 | 0 | 0 | 0 | 0 | 0 | 0 | 102467.0494 | -115725.7193 | 0 | 0 | 0 | 0 | 0 | 0 | 0 | 0 | 0 | 0 | 0 | 0 | 0 | 0 | 0
2016-09-16 09:00 | 0 | 0 | 0 | 0 | 0 | 336300.7481 | 0 | 379772 | 0 | 0 | 0 | 0 | 1184182.5683 | 231451.4386 | 0 | 0 | 0 | 0 | 0 | 0 | 0 | 0 | 0 | 0 | 0 | 0 | 0 | 0 | 0 | 0 | 72254.4674 | -115725.7193 | 0 | 0 | 0 | 0 | 0 | 0 | 0 | 0 | 0 | 0 | 0 | 0 | 0 | 0 | 0
2016-09-16 10:00 | 0 | 0 | 0 | 0 | 0 | 317022.3726 | 0 | 403765 | 0 | 0 | 0 | 0 | 1213165.6601 | 115725.7193 | 0 | 0 | 0 | 0 | 0 | 0 | 0 | 0 | 0 | 0 | 0 | 0 | 0 | 0 | 0 | 0 | 28983.0919 | -115725.7193 | 0 | 0 | 0 | 0 | 0 | 0 | 0 | 0 | 0 | 0 | 0 | 0 | 0 | 0 | 0
2016-09-16 11:00 | 0 | 0 | 0 | 0 | 0 | 309117.9254 | 0 | 426434 | 0 | 0 | 0 | 0 | 1211575.3048 | 0 | 0 | 0 | 0 | 0 | 0 | 0 | 0 | 0 | 0 | 0 | 0 | 0 | 0 | 0 | 0 | 0 | -1590.3553 | -115725.7193 | 0 | 0 | 0 | 0 | 0 | 0 | 0 | 0 | 0 | 0 | 0 | 0 | 0 | 0 | 0
2016-09-16 12:00 | 0 | 0 | 0 | 0 | 0 | 189126.0011 | 4.684 | 441129 | 0 | 0 | 0 | 0 | 959576.9899 | 0 | 0 | 0 | 0 | 0 | 0 | 0 | 0 | 0 | 0 | 0 | 0 | 0 | 0 | 0 | 0 | 0 | -251998.3149 | 0 | 0 | 0 | 0 | 0 | 0 | 0 | 0 | 0 | 0 | 0 | 0 | 0 | 0 | 0 | 0
2016-09-16 13:00 | 0 | 0 | 0 | 0 | 0 | 195211.9233 | 82005.2709 | 460947 | 0 | 0 | 0 | 0 | 775847.184 | 0 | 0 | 0 | 0 | 0 | 0 | 0 | 0 | 0 | 0 | 0 | 0 | 0 | 0 | 0 | 0 | 0 | -183729.8058 | 0 | 0 | 0 | 0 | 0 | 0 | 0 | 0 | 0 | 0 | 0 | 0 | 0 | 0 | 0 | 0
2016-09-16 14:00 | 0 | 0 | 0 | 0 | 0 | 167450.3595 | 529431.9328 | 482425 | 0 | 0 | 0 | 0 | 990304.4763 | 0 | 0 | 0 | 0 | 0 | 0 | 0 | 0 | 0 | 0 | 0 | 0 | 0 | 0 | 0 | 0 | 0 | 214457.2923 | 0 | 0 | 0 | 0 | 0 | 0 | 0 | 0 | 0 | 0 | 0 | 0 | 0 | 0 | 0 | 0
2016-09-16 15:00 | 0 | 0 | 0 | 0 | 0 | 0 | 802455.8772 | 503225 | 0 | 0 | 0 | 0 | 1242302.7913 | 47232.5623 | 0 | 0 | 0 | 0 | 0 | 0 | 0 | 0 | 0 | 0 | 0 | 0 | 0 | 0 | 0 | 0 | 251998.3149 | 47232.5623 | 0 | 0 | 0 | 0 | 0 | 0 | 0 | 0 | 0 | 0 | 0 | 0 | 0 | 0 | 0
2016-09-16 16:00 | 0 | 0 | 0 | 0 | 0 | 0 | 830301.9622 | 522004 | 0 | 0 | 0 | 0 | 1494301.1062 | 103532.2095 | 0 | 0 | 0 | 0 | 0 | 0 | 0 | 0 | 0 | 0 | 0 | 0 | 0 | 0 | 0 | 0 | 251998.3149 | 56299.6473 | 0 | 0 | 0 | 0 | 0 | 0 | 0 | 0 | 0 | 0 | 0 | 0 | 0 | 0 | 0
2016-09-16 17:00 | 0 | 0 | 0 | 0 | 0 | 0 | 824473.1581 | 539250 | 0 | 0 | 0 | 0 | 1730467.7669 | 152588.7069 | 0 | 0 | 0 | 0 | 0 | 0 | 0 | 0 | 0 | 0 | 0 | 0 | 0 | 0 | 0 | 0 | 236166.6607 | 49056.4974 | 0 | 0 | 0 | 0 | 0 | 0 | 0 | 0 | 0 | 0 | 0 | 0 | 0 | 0 | 0
2016-09-16 18:00 | 0 | 0 | 0 | 0 | 0 | 0 | 806878.4512 | 552449 | 0 | 0 | 0 | 0 | 1982466.0819 | 155019.8432 | 0 | 0 | 0 | 0 | 0 | 0 | 0 | 0 | 0 | 0 | 0 | 0 | 0 | 0 | 0 | 0 | 251998.3149 | 2431.1363 | 0 | 0 | 0 | 0 | 0 | 0 | 0 | 0 | 0 | 0 | 0 | 0 | 0 | 0 | 0
2016-09-16 19:00 | 0 | 0 | 0 | 0 | 0 | 0 | 795119.1668 | 562395 | 0 | 0 | 0 | 0 | 2234464.3968 | 135745.6951 | 0 | 0 | 0 | 0 | 0 | 0 | 0 | 0 | 0 | 0 | 0 | 0 | 0 | 0 | 0 | 0 | 251998.3149 | -19274.1481 | 0 | 0 | 0 | 0 | 0 | 0 | 0 | 0 | 0 | 0 | 0 | 0 | 0 | 0 | 0
2016-09-16 20:00 | 0 | 0 | 0 | 0 | 0 | 0 | 799403.6153 | 568008 | 0 | 0 | 0 | 0 | 2350134.2928 | 251471.4144 | 0 | 0 | 0 | 0 | 0 | 0 | 0 | 0 | 0 | 0 | 0 | 0 | 0 | 0 | 0 | 0 | 115669.896 | 115725.7193 | 0 | 0 | 0 | 0 | 0 | 0 | 0 | 0 | 0 | 0 | 0 | 0 | 0 | 0 | 0
2016-09-16 21:00 | 0 | 0 | 0 | 0 | 0 | 0 | 798846.3392 | 566868 | 0 | 0 | 0 | 0 | 2602132.6078 | 231451.4386 | 0 | 0 | 0 | 0 | 0 | 0 | 0 | 0 | 0 | 0 | 0 | 0 | 0 | 0 | 0 | 0 | 251998.3149 | -20019.9758 | 0 | 0 | 0 | 0 | 0 | 0 | 0 | 0 | 0 | 0 | 0 | 0 | 0 | 0 | 0
2016-09-16 22:00 | 0 | 0 | 0 | 0 | 0 | 0 | 765464.1349 | 556300 | 0 | 0 | 0 | 0 | 2695571.0234 | 347177.1579 | 0 | 0 | 0 | 0 | 0 | 0 | 0 | 0 | 0 | 0 | 0 | 0 | 0 | 0 | 0 | 0 | 93438.4156 | 115725.7193 | 0 | 0 | 0 | 0 | 0 | 0 | 0 | 0 | 0 | 0 | 0 | 0 | 0 | 0 | 0
2016-09-16 23:00 | 0 | 0 | 0 | 0 | 0 | 192241.7663 | 654381.5344 | 543980 | 0 | 0 | 0 | 0 | 2882488.6048 | 462902.8772 | 0 | 0 | 0 | 0 | 0 | 0 | 0 | 0 | 0 | 0 | 0 | 0 | 0 | 0 | 0 | 0 | 186917.5815 | 115725.7193 | 0 | 0 | 0 | 0 | 0 | 0 | 0 | 0 | 0 | 0 | 0 | 0 | 0 | 0 | 0
2016-09-17 | 0 | 0 | 0 | 0 | 0 | 20849.5547 | 397281.726 | 533857 | 0 | 0 | 0 | 0 | 2882488.6048 | 347177.1579 | 0 | 0 | 0 | 0 | 0 | 0 | 0 | 0 | 0 | 0 | 0 | 0 | 0 | 0 | 0 | 0 | 0 | -115725.7193 | 0 | 0 | 0 | 0 | 0 | 0 | 0 | 0 | 0 | 0 | 0 | 0 | 0 | 0 | 0
2016-09-17 01:00 | 0 | 0 | 0 | 0 | 0 | 251983.4695 | 33138.7182 | 514936 | 0 | 0 | 0 | 0 | 2768400.5118 | 231451.4386 | 0 | 0 | 0 | 0 | 0 | 0 | 0 | 0 | 0 | 0 | 0 | 0 | 0 | 0 | 0 | 0 | -114088.093 | -115725.7193 | 0 | 0 | 0 | 0 | 0 | 0 | 0 | 0 | 0 | 0 | 0 | 0 | 0 | 0 | 0
2016-09-17 02:00 | 0 | 0 | 0 | 0 | 0 | 265981.3221 | 0 | 491140 | 0 | 0 | 0 | 0 | 2658967.5532 | 115725.7193 | 0 | 0 | 0 | 0 | 0 | 0 | 0 | 0 | 0 | 0 | 0 | 0 | 0 | 0 | 0 | 0 | -109432.9586 | -115725.7193 | 0 | 0 | 0 | 0 | 0 | 0 | 0 | 0 | 0 | 0 | 0 | 0 | 0 | 0 | 0
2016-09-17 03:00 | 0 | 0 | 0 | 0 | 0 | 273488.8889 | 0 | 461461 | 0 | 0 | 0 | 0 | 2586721.1613 | 0 | 0 | 0 | 0 | 0 | 0 | 0 | 0 | 0 | 0 | 0 | 0 | 0 | 0 | 0 | 0 | 0 | -72246.3918 | -115725.7193 | 0 | 0 | 0 | 0 | 0 | 0 | 0 | 0 | 0 | 0 | 0 | 0 | 0 | 0 | 0
2016-09-17 04:00 | 0 | 0 | 0 | 0 | 0 | 282107.3119 | 0 | 432146 | 0 | 0 | 0 | 0 | 2334722.8464 | 101959.6269 | 0 | 0 | 0 | 0 | 0 | 0 | 0 | 0 | 0 | 0 | 0 | 0 | 0 | 0 | 0 | 0 | -251998.3149 | 101959.6269 | 0 | 0 | 0 | 0 | 0 | 0 | 0 | 0 | 0 | 0 | 0 | 0 | 0 | 0 | 0
2016-09-17 05:00 | 0 | 0 | 0 | 0 | 0 | 299169.2027 | 0 | 407483 | 0 | 0 | 0 | 0 | 2328368.6759 | 0 | 0 | 0 | 0 | 0 | 0 | 0 | 0 | 0 | 0 | 0 | 0 | 0 | 0 | 0 | 0 | 0 | -6354.1704 | -101959.6269 | 0 | 0 | 0 | 0 | 0 | 0 | 0 | 0 | 0 | 0 | 0 | 0 | 0 | 0 | 0
2016-09-17 06:00 | 0 | 0 | 0 | 0 | 0 | 251851.4044 | 0 | 388124 | 0 | 0 | 0 | 0 | 2076370.361 | 115725.7193 | 0 | 0 | 0 | 0 | 0 | 0 | 0 | 0 | 0 | 0 | 0 | 0 | 0 | 0 | 0 | 0 | -251998.3149 | 115725.7193 | 0 | 0 | 0 | 0 | 0 | 0 | 0 | 0 | 0 | 0 | 0 | 0 | 0 | 0 | 0
2016-09-17 07:00 | 0 | 0 | 0 | 0 | 0 | 329833.6455 | 0 | 375365 | 0 | 0 | 0 | 0 | 2146564.7258 | 0 | 0 | 0 | 0 | 0 | 0 | 0 | 0 | 0 | 0 | 0 | 0 | 0 | 0 | 0 | 0 | 0 | 70194.3648 | -115725.7193 | 0 | 0 | 0 | 0 | 0 | 0 | 0 | 0 | 0 | 0 | 0 | 0 | 0 | 0 | 0
2016-09-17 08:00 | 0 | 0 | 0 | 0 | 0 | 231470.4044 | 0 | 367743 | 0 | 0 | 0 | 0 | 1894566.4109 | 115725.7193 | 0 | 0 | 0 | 0 | 0 | 0 | 0 | 0 | 0 | 0 | 0 | 0 | 0 | 0 | 0 | 0 | -251998.3149 | 115725.7193 | 0 | 0 | 0 | 0 | 0 | 0 | 0 | 0 | 0 | 0 | 0 | 0 | 0 | 0 | 0
2016-09-17 09:00 | 0 | 0 | 0 | 0 | 0 | 349763.7317 | 0 | 366707 | 0 | 0 | 0 | 0 | 1761897.4232 | 231451.4386 | 0 | 0 | 0 | 0 | 0 | 0 | 0 | 0 | 0 | 0 | 0 | 0 | 0 | 0 | 0 | 0 | -132668.9876 | 115725.7193 | 0 | 0 | 0 | 0 | 0 | 0 | 0 | 0 | 0 | 0 | 0 | 0 | 0 | 0 | 0
2016-09-17 10:00 | 0 | 0 | 0 | 0 | 0 | 4286.9658 | 0 | 372011 | 0 | 0 | 0 | 0 | 1509899.1083 | 115725.7193 | 0 | 0 | 0 | 0 | 0 | 0 | 0 | 0 | 0 | 0 | 0 | 0 | 0 | 0 | 0 | 0 | -251998.3149 | -115725.7193 | 0 | 0 | 0 | 0 | 0 | 0 | 0 | 0 | 0 | 0 | 0 | 0 | 0 | 0 | 0
2016-09-17 11:00 | 0 | 0 | 0 | 0 | 0 | 362768.5004 | 0 | 379978 | 0 | 0 | 0 | 0 | 1608415.328 | 0 | 0 | 0 | 0 | 0 | 0 | 0 | 0 | 0 | 0 | 0 | 0 | 0 | 0 | 0 | 0 | 0 | 98516.2197 | -115725.7193 | 0 | 0 | 0 | 0 | 0 | 0 | 0 | 0 | 0 | 0 | 0 | 0 | 0 | 0 | 0
2016-09-17 12:00 | 0 | 0 | 0 | 0 | 0 | 143700.6462 | 3.0388 | 395702 | 0 | 0 | 0 | 0 | 1356417.0131 | 0 | 0 | 0 | 0 | 0 | 0 | 0 | 0 | 0 | 0 | 0 | 0 | 0 | 0 | 0 | 0 | 0 | -251998.3149 | 0 | 0 | 0 | 0 | 0 | 0 | 0 | 0 | 0 | 0 | 0 | 0 | 0 | 0 | 0 | 0
2016-09-17 13:00 | 0 | 0 | 0 | 0 | 0 | 217030.0406 | 91747.7291 | 418046 | 0 | 0 | 0 | 0 | 1131423.0635 | 115725.7193 | 0 | 0 | 0 | 0 | 0 | 0 | 0 | 0 | 0 | 0 | 0 | 0 | 0 | 0 | 0 | 0 | -224993.9496 | 115725.7193 | 0 | 0 | 0 | 0 | 0 | 0 | 0 | 0 | 0 | 0 | 0 | 0 | 0 | 0 | 0
2016-09-17 14:00 | 0 | 0 | 0 | 0 | 0 | 0 | 518835.099 | 442054 | 0 | 0 | 0 | 0 | 1092478.4432 | 231451.4386 | 0 | 0 | 0 | 0 | 0 | 0 | 0 | 0 | 0 | 0 | 0 | 0 | 0 | 0 | 0 | 0 | -38944.6203 | 115725.7193 | 0 | 0 | 0 | 0 | 0 | 0 | 0 | 0 | 0 | 0 | 0 | 0 | 0 | 0 | 0
2016-09-17 15:00 | 0 | 0 | 0 | 0 | 0 | 0 | 775291.3441 | 465066 | 0 | 0 | 0 | 0 | 1286978.068 | 347177.1579 | 0 | 0 | 0 | 0 | 0 | 0 | 0 | 0 | 0 | 0 | 0 | 0 | 0 | 0 | 0 | 0 | 194499.6248 | 115725.7193 | 0 | 0 | 0 | 0 | 0 | 0 | 0 | 0 | 0 | 0 | 0 | 0 | 0 | 0 | 0
2016-09-17 16:00 | 0 | 0 | 0 | 0 | 0 | 0 | 802024.2831 | 485343 | 0 | 0 | 0 | 0 | 1487933.6318 | 462902.8772 | 0 | 0 | 0 | 0 | 0 | 0 | 0 | 0 | 0 | 0 | 0 | 0 | 0 | 0 | 0 | 0 | 200955.5638 | 115725.7193 | 0 | 0 | 0 | 0 | 0 | 0 | 0 | 0 | 0 | 0 | 0 | 0 | 0 | 0 | 0
2016-09-17 17:00 | 0 | 0 | 0 | 0 | 0 | 0 | 797187.8837 | 502464 | 0 | 0 | 0 | 0 | 1666931.7962 | 578628.5965 | 0 | 0 | 0 | 0 | 0 | 0 | 0 | 0 | 0 | 0 | 0 | 0 | 0 | 0 | 0 | 0 | 178998.1644 | 115725.7193 | 0 | 0 | 0 | 0 | 0 | 0 | 0 | 0 | 0 | 0 | 0 | 0 | 0 | 0 | 0
2016-09-17 18:00 | 0 | 0 | 0 | 0 | 0 | 0 | 781668.9062 | 516397 | 0 | 0 | 0 | 0 | 1816477.9831 | 694354.3158 | 0 | 0 | 0 | 0 | 0 | 0 | 0 | 0 | 0 | 0 | 0 | 0 | 0 | 0 | 0 | 0 | 149546.1869 | 115725.7193 | 0 | 0 | 0 | 0 | 0 | 0 | 0 | 0 | 0 | 0 | 0 | 0 | 0 | 0 | 0
2016-09-17 19:00 | 0 | 0 | 0 | 0 | 0 | 0 | 772595.3562 | 526818 | 0 | 0 | 0 | 0 | 1946529.62 | 810080.0351 | 0 | 0 | 0 | 0 | 0 | 0 | 0 | 0 | 0 | 0 | 0 | 0 | 0 | 0 | 0 | 0 | 130051.6369 | 115725.7193 | 0 | 0 | 0 | 0 | 0 | 0 | 0 | 0 | 0 | 0 | 0 | 0 | 0 | 0 | 0
2016-09-17 20:00 | 0 | 0 | 0 | 0 | 0 | 0 | 778087.1158 | 535561 | 0 | 0 | 0 | 0 | 2073330.0165 | 925805.7544 | 0 | 0 | 0 | 0 | 0 | 0 | 0 | 0 | 0 | 0 | 0 | 0 | 0 | 0 | 0 | 0 | 126800.3965 | 115725.7193 | 0 | 0 | 0 | 0 | 0 | 0 | 0 | 0 | 0 | 0 | 0 | 0 | 0 | 0 | 0
2016-09-17 21:00 | 0 | 0 | 0 | 0 | 0 | 0 | 776997.4642 | 539564 | 0 | 0 | 0 | 0 | 2195037.7614 | 1041531.4737 | 0 | 0 | 0 | 0 | 0 | 0 | 0 | 0 | 0 | 0 | 0 | 0 | 0 | 0 | 0 | 0 | 121707.7449 | 115725.7193 | 0 | 0 | 0 | 0 | 0 | 0 | 0 | 0 | 0 | 0 | 0 | 0 | 0 | 0 | 0
2016-09-17 22:00 | 0 | 0 | 0 | 0 | 0 | 0 | 749956.2554 | 535724 | 0 | 0 | 0 | 0 | 2293544.2975 | 1157257.193 | 0 | 0 | 0 | 0 | 0 | 0 | 0 | 0 | 0 | 0 | 0 | 0 | 0 | 0 | 0 | 0 | 98506.5361 | 115725.7193 | 0 | 0 | 0 | 0 | 0 | 0 | 0 | 0 | 0 | 0 | 0 | 0 | 0 | 0 | 0
2016-09-17 23:00 | 0 | 0 | 0 | 0 | 0 | 0 | 626446.837 | 528480 | 0 | 0 | 0 | 0 | 2507236.8538 | 1041531.4737 | 0 | 0 | 0 | 0 | 0 | 0 | 0 | 0 | 0 | 0 | 0 | 0 | 0 | 0 | 0 | 0 | 213692.5563 | -115725.7193 | 0 | 0 | 0 | 0 | 0 | 0 | 0 | 0 | 0 | 0 | 0 | 0 | 0 | 0 | 0
2016-09-18 | 0 | 0 | 0 | 0 | 0 | 0 | 369392.4131 | 521396 | 0 | 0 | 0 | 0 | 2255238.5388 | 1141526.2017 | 0 | 0 | 0 | 0 | 0 | 0 | 0 | 0 | 0 | 0 | 0 | 0 | 0 | 0 | 0 | 0 | -251998.3149 | 99994.728 | 0 | 0 | 0 | 0 | 0 | 0 | 0 | 0 | 0 | 0 | 0 | 0 | 0 | 0 | 0
2016-09-18 01:00 | 0 | 0 | 0 | 0 | 0 | 106867.7391 | 29796.2266 | 504388 | 0 | 0 | 0 | 0 | 2003240.2239 | 1025800.4824 | 0 | 0 | 0 | 0 | 0 | 0 | 0 | 0 | 0 | 0 | 0 | 0 | 0 | 0 | 0 | 0 | -251998.3149 | -115725.7193 | 0 | 0 | 0 | 0 | 0 | 0 | 0 | 0 | 0 | 0 | 0 | 0 | 0 | 0 | 0
2016-09-18 02:00 | 0 | 0 | 0 | 0 | 0 | 344331.4044 | 0 | 480604 | 0 | 0 | 0 | 0 | 1751241.909 | 1141526.2017 | 0 | 0 | 0 | 0 | 0 | 0 | 0 | 0 | 0 | 0 | 0 | 0 | 0 | 0 | 0 | 0 | -251998.3149 | 115725.7193 | 0 | 0 | 0 | 0 | 0 | 0 | 0 | 0 | 0 | 0 | 0 | 0 | 0 | 0 | 0
2016-09-18 03:00 | 0 | 0 | 0 | 0 | 0 | 570244.9532 | 0 | 453704 | 0 | 0 | 0 | 0 | 1752057.1429 | 1257251.921 | 0 | 0 | 0 | 0 | 0 | 0 | 0 | 0 | 0 | 0 | 0 | 0 | 0 | 0 | 0 | 0 | 815.2339 | 115725.7193 | 0 | 0 | 0 | 0 | 0 | 0 | 0 | 0 | 0 | 0 | 0 | 0 | 0 | 0 | 0
2016-09-18 04:00 | 0 | 0 | 0 | 0 | 0 | 611836.7981 | 0 | 426816 | 0 | 0 | 0 | 0 | 1821352.2216 | 1372977.6403 | 0 | 0 | 0 | 0 | 0 | 0 | 0 | 0 | 0 | 0 | 0 | 0 | 0 | 0 | 0 | 0 | 69295.0788 | 115725.7193 | 0 | 0 | 0 | 0 | 0 | 0 | 0 | 0 | 0 | 0 | 0 | 0 | 0 | 0 | 0
2016-09-18 05:00 | 0 | 0 | 0 | 0 | 0 | 35646.9658 | 0 | 403371 | 0 | 0 | 0 | 0 | 1569353.9067 | 1257251.921 | 0 | 0 | 0 | 0 | 0 | 0 | 0 | 0 | 0 | 0 | 0 | 0 | 0 | 0 | 0 | 0 | -251998.3149 | -115725.7193 | 0 | 0 | 0 | 0 | 0 | 0 | 0 | 0 | 0 | 0 | 0 | 0 | 0 | 0 | 0
2016-09-18 06:00 | 0 | 0 | 0 | 0 | 0 | 248309.4044 | 0 | 384582 | 0 | 0 | 0 | 0 | 1317355.5918 | 1372977.6403 | 0 | 0 | 0 | 0 | 0 | 0 | 0 | 0 | 0 | 0 | 0 | 0 | 0 | 0 | 0 | 0 | -251998.3149 | 115725.7193 | 0 | 0 | 0 | 0 | 0 | 0 | 0 | 0 | 0 | 0 | 0 | 0 | 0 | 0 | 0
2016-09-18 07:00 | 0 | 0 | 0 | 0 | 0 | 506970.5956 | 0 | 370698 | 0 | 0 | 0 | 0 | 1569353.9067 | 1257251.921 | 0 | 0 | 0 | 0 | 0 | 0 | 0 | 0 | 0 | 0 | 0 | 0 | 0 | 0 | 0 | 0 | 251998.3149 | -115725.7193 | 0 | 0 | 0 | 0 | 0 | 0 | 0 | 0 | 0 | 0 | 0 | 0 | 0 | 0 | 0
2016-09-18 08:00 | 0 | 0 | 0 | 0 | 0 | 0 | 0 | 362522 | 0 | 0 | 0 | 0 | 1322557.626 | 1141526.2017 | 0 | 0 | 0 | 0 | 0 | 0 | 0 | 0 | 0 | 0 | 0 | 0 | 0 | 0 | 0 | 0 | -246796.2807 | -115725.7193 | 0 | 0 | 0 | 0 | 0 | 0 | 0 | 0 | 0 | 0 | 0 | 0 | 0 | 0 | 0
2016-09-18 09:00 | 0 | 0 | 0 | 0 | 0 | 223886.4044 | 0 | 360159 | 0 | 0 | 0 | 0 | 1070559.3111 | 1257251.921 | 0 | 0 | 0 | 0 | 0 | 0 | 0 | 0 | 0 | 0 | 0 | 0 | 0 | 0 | 0 | 0 | -251998.3149 | 115725.7193 | 0 | 0 | 0 | 0 | 0 | 0 | 0 | 0 | 0 | 0 | 0 | 0 | 0 | 0 | 0
2016-09-18 10:00 | 0 | 0 | 0 | 0 | 0 | 0 | 0 | 363022 | 0 | 0 | 0 | 0 | 818560.9961 | 1146228.2359 | 0 | 0 | 0 | 0 | 0 | 0 | 0 | 0 | 0 | 0 | 0 | 0 | 0 | 0 | 0 | 0 | -251998.3149 | -111023.6851 | 0 | 0 | 0 | 0 | 0 | 0 | 0 | 0 | 0 | 0 | 0 | 0 | 0 | 0 | 0
2016-09-18 11:00 | 0 | 0 | 0 | 0 | 0 | 907.9658 | 0 | 368632 | 0 | 0 | 0 | 0 | 566562.6812 | 1030502.5166 | 0 | 0 | 0 | 0 | 0 | 0 | 0 | 0 | 0 | 0 | 0 | 0 | 0 | 0 | 0 | 0 | -251998.3149 | -115725.7193 | 0 | 0 | 0 | 0 | 0 | 0 | 0 | 0 | 0 | 0 | 0 | 0 | 0 | 0 | 0
2016-09-18 12:00 | 0 | 0 | 0 | 0 | 0 | 534845.6343 | 0 | 383070 | 0 | 0 | 0 | 0 | 602612.5962 | 1146228.2359 | 0 | 0 | 0 | 0 | 0 | 0 | 0 | 0 | 0 | 0 | 0 | 0 | 0 | 0 | 0 | 0 | 36049.915 | 115725.7193 | 0 | 0 | 0 | 0 | 0 | 0 | 0 | 0 | 0 | 0 | 0 | 0 | 0 | 0 | 0
2016-09-18 13:00 | 0 | 0 | 0 | 0 | 0 | 0 | 92651.6797 | 407510 | 0 | 0 | 0 | 0 | 350614.2813 | 1083368.2305 | 0 | 0 | 0 | 0 | 0 | 0 | 0 | 0 | 0 | 0 | 0 | 0 | 0 | 0 | 0 | 0 | -251998.3149 | -62860.0054 | 0 | 0 | 0 | 0 | 0 | 0 | 0 | 0 | 0 | 0 | 0 | 0 | 0 | 0 | 0
2016-09-18 14:00 | 0 | 0 | 0 | 0 | 0 | 0 | 533106.6382 | 433739 | 0 | 0 | 0 | 0 | 334256.2001 | 1199093.9498 | 0 | 0 | 0 | 0 | 0 | 0 | 0 | 0 | 0 | 0 | 0 | 0 | 0 | 0 | 0 | 0 | -16358.0811 | 115725.7193 | 0 | 0 | 0 | 0 | 0 | 0 | 0 | 0 | 0 | 0 | 0 | 0 | 0 | 0 | 0
2016-09-18 15:00 | 0 | 0 | 0 | 0 | 0 | 0 | 775633.5399 | 460279 | 0 | 0 | 0 | 0 | 533885.0207 | 1314819.6691 | 0 | 0 | 0 | 0 | 0 | 0 | 0 | 0 | 0 | 0 | 0 | 0 | 0 | 0 | 0 | 0 | 199628.8206 | 115725.7193 | 0 | 0 | 0 | 0 | 0 | 0 | 0 | 0 | 0 | 0 | 0 | 0 | 0 | 0 | 0
2016-09-18 16:00 | 0 | 0 | 0 | 0 | 0 | 0 | 804069.6115 | 486363 | 0 | 0 | 0 | 0 | 735865.9129 | 1430545.3884 | 0 | 0 | 0 | 0 | 0 | 0 | 0 | 0 | 0 | 0 | 0 | 0 | 0 | 0 | 0 | 0 | 201980.8922 | 115725.7193 | 0 | 0 | 0 | 0 | 0 | 0 | 0 | 0 | 0 | 0 | 0 | 0 | 0 | 0 | 0
2016-09-18 17:00 | 0 | 0 | 0 | 0 | 0 | 0 | 797153.8865 | 510136 | 0 | 0 | 0 | 0 | 907158.0801 | 1546271.1077 | 0 | 0 | 0 | 0 | 0 | 0 | 0 | 0 | 0 | 0 | 0 | 0 | 0 | 0 | 0 | 0 | 171292.1672 | 115725.7193 | 0 | 0 | 0 | 0 | 0 | 0 | 0 | 0 | 0 | 0 | 0 | 0 | 0 | 0 | 0
2016-09-18 18:00 | 0 | 0 | 0 | 0 | 0 | 0 | 782917.6135 | 529340 | 0 | 0 | 0 | 0 | 1045009.9744 | 1661996.827 | 0 | 0 | 0 | 0 | 0 | 0 | 0 | 0 | 0 | 0 | 0 | 0 | 0 | 0 | 0 | 0 | 137851.8942 | 115725.7193 | 0 | 0 | 0 | 0 | 0 | 0 | 0 | 0 | 0 | 0 | 0 | 0 | 0 | 0 | 0
2016-09-18 19:00 | 0 | 0 | 0 | 0 | 0 | 0 | 771409.5726 | 544013 | 0 | 0 | 0 | 0 | 1156680.8277 | 1777722.5463 | 0 | 0 | 0 | 0 | 0 | 0 | 0 | 0 | 0 | 0 | 0 | 0 | 0 | 0 | 0 | 0 | 111670.8533 | 115725.7193 | 0 | 0 | 0 | 0 | 0 | 0 | 0 | 0 | 0 | 0 | 0 | 0 | 0 | 0 | 0
2016-09-18 20:00 | 0 | 0 | 0 | 0 | 0 | 0 | 775142.7294 | 556485 | 0 | 0 | 0 | 0 | 1314569.0438 | 1838492.0597 | 0 | 0 | 0 | 0 | 0 | 0 | 0 | 0 | 0 | 0 | 0 | 0 | 0 | 0 | 0 | 0 | 157888.2161 | 60769.5133 | 0 | 0 | 0 | 0 | 0 | 0 | 0 | 0 | 0 | 0 | 0 | 0 | 0 | 0 | 0
2016-09-18 21:00 | 0 | 0 | 0 | 0 | 0 | 0 | 777682.0654 | 565678 | 0 | 0 | 0 | 0 | 1410847.3898 | 1954217.779 | 0 | 0 | 0 | 0 | 0 | 0 | 0 | 0 | 0 | 0 | 0 | 0 | 0 | 0 | 0 | 0 | 96278.3461 | 115725.7193 | 0 | 0 | 0 | 0 | 0 | 0 | 0 | 0 | 0 | 0 | 0 | 0 | 0 | 0 | 0
2016-09-18 22:00 | 0 | 0 | 0 | 0 | 0 | 0 | 755989.6107 | 566590 | 0 | 0 | 0 | 0 | 1484521.2813 | 2069943.4983 | 0 | 0 | 0 | 0 | 0 | 0 | 0 | 0 | 0 | 0 | 0 | 0 | 0 | 0 | 0 | 0 | 73673.8914 | 115725.7193 | 0 | 0 | 0 | 0 | 0 | 0 | 0 | 0 | 0 | 0 | 0 | 0 | 0 | 0 | 0
2016-09-18 23:00 | 0 | 0 | 0 | 0 | 0 | 0 | 640953.2582 | 564433 | 0 | 0 | 0 | 0 | 1445315.8202 | 2185669.2175 | 0 | 0 | 0 | 0 | 0 | 0 | 0 | 0 | 0 | 0 | 0 | 0 | 0 | 0 | 0 | 0 | -39205.4611 | 115725.7193 | 0 | 0 | 0 | 0 | 0 | 0 | 0 | 0 | 0 | 0 | 0 | 0 | 0 | 0 | 0
2016-09-19 | 0 | 0 | 0 | 0 | 0 | 0 | 373788.9757 | 558678 | 0 | 0 | 0 | 0 | 1193317.5052 | 2252778.5082 | 0 | 0 | 0 | 0 | 0 | 0 | 0 | 0 | 0 | 0 | 0 | 0 | 0 | 0 | 0 | 0 | -251998.3149 | 67109.2906 | 0 | 0 | 0 | 0 | 0 | 0 | 0 | 0 | 0 | 0 | 0 | 0 | 0 | 0 | 0
2016-09-19 01:00 | 0 | 0 | 0 | 0 | 0 | 637960.9367 | 32104.6143 | 538138 | 0 | 0 | 0 | 0 | 1209519.337 | 2368504.2275 | 0 | 0 | 0 | 0 | 0 | 0 | 0 | 0 | 0 | 0 | 0 | 0 | 0 | 0 | 0 | 0 | 16201.8318 | 115725.7193 | 0 | 0 | 0 | 0 | 0 | 0 | 0 | 0 | 0 | 0 | 0 | 0 | 0 | 0 | 0
2016-09-19 02:00 | 0 | 0 | 0 | 0 | 0 | 674134.4317 | 0 | 508786 | 0 | 0 | 0 | 0 | 1259142.0494 | 2484229.9468 | 0 | 0 | 0 | 0 | 0 | 0 | 0 | 0 | 0 | 0 | 0 | 0 | 0 | 0 | 0 | 0 | 49622.7124 | 115725.7193 | 0 | 0 | 0 | 0 | 0 | 0 | 0 | 0 | 0 | 0 | 0 | 0 | 0 | 0 | 0
2016-09-19 03:00 | 0 | 0 | 0 | 0 | 0 | 688263.8199 | 0 | 475390 | 0 | 0 | 0 | 0 | 1511140.3643 | 2445105.4517 | 0 | 0 | 0 | 0 | 0 | 0 | 0 | 0 | 0 | 0 | 0 | 0 | 0 | 0 | 0 | 0 | 251998.3149 | -39124.495 | 0 | 0 | 0 | 0 | 0 | 0 | 0 | 0 | 0 | 0 | 0 | 0 | 0 | 0 | 0
2016-09-19 04:00 | 0 | 0 | 0 | 0 | 0 | 579438.5956 | 0 | 443166 | 0 | 0 | 0 | 0 | 1763138.6793 | 2329379.7324 | 0 | 0 | 0 | 0 | 0 | 0 | 0 | 0 | 0 | 0 | 0 | 0 | 0 | 0 | 0 | 0 | 251998.3149 | -115725.7193 | 0 | 0 | 0 | 0 | 0 | 0 | 0 | 0 | 0 | 0 | 0 | 0 | 0 | 0 | 0
2016-09-19 05:00 | 0 | 0 | 0 | 0 | 0 | 280473.4044 | 0 | 416746 | 0 | 0 | 0 | 0 | 1511140.3643 | 2445105.4517 | 0 | 0 | 0 | 0 | 0 | 0 | 0 | 0 | 0 | 0 | 0 | 0 | 0 | 0 | 0 | 0 | -251998.3149 | 115725.7193 | 0 | 0 | 0 | 0 | 0 | 0 | 0 | 0 | 0 | 0 | 0 | 0 | 0 | 0 | 0
2016-09-19 06:00 | 0 | 0 | 0 | 0 | 0 | 29979.9658 | 0 | 397704 | 0 | 0 | 0 | 0 | 1259142.0494 | 2329379.7324 | 0 | 0 | 0 | 0 | 0 | 0 | 0 | 0 | 0 | 0 | 0 | 0 | 0 | 0 | 0 | 0 | -251998.3149 | -115725.7193 | 0 | 0 | 0 | 0 | 0 | 0 | 0 | 0 | 0 | 0 | 0 | 0 | 0 | 0 | 0
2016-09-19 07:00 | 0 | 0 | 0 | 0 | 0 | 249886.4044 | 0 | 386159 | 0 | 0 | 0 | 0 | 1007143.7345 | 2445105.4517 | 0 | 0 | 0 | 0 | 0 | 0 | 0 | 0 | 0 | 0 | 0 | 0 | 0 | 0 | 0 | 0 | -251998.3149 | 115725.7193 | 0 | 0 | 0 | 0 | 0 | 0 | 0 | 0 | 0 | 0 | 0 | 0 | 0 | 0 | 0
2016-09-19 08:00 | 0 | 0 | 0 | 0 | 0 | 247047.4044 | 0 | 383320 | 0 | 0 | 0 | 0 | 755145.4195 | 2560831.171 | 0 | 0 | 0 | 0 | 0 | 0 | 0 | 0 | 0 | 0 | 0 | 0 | 0 | 0 | 0 | 0 | -251998.3149 | 115725.7193 | 0 | 0 | 0 | 0 | 0 | 0 | 0 | 0 | 0 | 0 | 0 | 0 | 0 | 0 | 0
2016-09-19 09:00 | 0 | 0 | 0 | 0 | 0 | 530106.5956 | 0 | 393834 | 0 | 0 | 0 | 0 | 1007143.7345 | 2445105.4517 | 0 | 0 | 0 | 0 | 0 | 0 | 0 | 0 | 0 | 0 | 0 | 0 | 0 | 0 | 0 | 0 | 251998.3149 | -115725.7193 | 0 | 0 | 0 | 0 | 0 | 0 | 0 | 0 | 0 | 0 | 0 | 0 | 0 | 0 | 0
2016-09-19 10:00 | 0 | 0 | 0 | 0 | 0 | 283378.4044 | 0 | 419651 | 0 | 0 | 0 | 0 | 755145.4195 | 2560831.171 | 0 | 0 | 0 | 0 | 0 | 0 | 0 | 0 | 0 | 0 | 0 | 0 | 0 | 0 | 0 | 0 | -251998.3149 | 115725.7193 | 0 | 0 | 0 | 0 | 0 | 0 | 0 | 0 | 0 | 0 | 0 | 0 | 0 | 0 | 0
2016-09-19 11:00 | 0 | 0 | 0 | 0 | 0 | 75493.9658 | 0 | 443218 | 0 | 0 | 0 | 0 | 503147.1046 | 2445105.4517 | 0 | 0 | 0 | 0 | 0 | 0 | 0 | 0 | 0 | 0 | 0 | 0 | 0 | 0 | 0 | 0 | -251998.3149 | -115725.7193 | 0 | 0 | 0 | 0 | 0 | 0 | 0 | 0 | 0 | 0 | 0 | 0 | 0 | 0 | 0
2016-09-19 12:00 | 0 | 0 | 0 | 0 | 0 | 92360.7426 | 0.2232 | 460085 | 0 | 0 | 0 | 0 | 251148.7896 | 2329379.7324 | 0 | 0 | 0 | 0 | 0 | 0 | 0 | 0 | 0 | 0 | 0 | 0 | 0 | 0 | 0 | 0 | -251998.3149 | -115725.7193 | 0 | 0 | 0 | 0 | 0 | 0 | 0 | 0 | 0 | 0 | 0 | 0 | 0 | 0 | 0
2016-09-19 13:00 | 0 | 0 | 0 | 0 | 0 | 0 | 114167.4911 | 481042 | 0 | 0 | 0 | 0 | 0 | 2213654.0131 | 0 | 0 | 0 | 0 | 0 | 0 | 0 | 0 | 0 | 0 | 0 | 0 | 0 | 0 | 0 | 0 | -251148.7896 | -115725.7193 | 0 | 0 | 0 | 0 | 0 | 0 | 0 | 0 | 0 | 0 | 0 | 0 | 0 | 0 | 0
2016-09-19 14:00 | 0 | 0 | 0 | 0 | 0 | 157741.6577 | 540231.8991 | 505348 | 0 | 0 | 0 | 0 | 251998.3149 | 2154281.255 | 0 | 0 | 0 | 0 | 0 | 0 | 0 | 0 | 0 | 0 | 0 | 0 | 0 | 0 | 0 | 0 | 251998.3149 | -59372.7581 | 0 | 0 | 0 | 0 | 0 | 0 | 0 | 0 | 0 | 0 | 0 | 0 | 0 | 0 | 0
2016-09-19 15:00 | 0 | 0 | 0 | 0 | 0 | 149780.0413 | 747792.9929 | 529849 | 0 | 0 | 0 | 0 | 503996.6299 | 2270006.9743 | 0 | 0 | 0 | 0 | 0 | 0 | 0 | 0 | 0 | 0 | 0 | 0 | 0 | 0 | 0 | 0 | 251998.3149 | 115725.7193 | 0 | 0 | 0 | 0 | 0 | 0 | 0 | 0 | 0 | 0 | 0 | 0 | 0 | 0 | 0
2016-09-19 16:00 | 0 | 0 | 0 | 0 | 0 | 0 | 776824.1752 | 553897 | 0 | 0 | 0 | 0 | 620323.9934 | 2376606.786 | 0 | 0 | 0 | 0 | 0 | 0 | 0 | 0 | 0 | 0 | 0 | 0 | 0 | 0 | 0 | 0 | 116327.3635 | 106599.8116 | 0 | 0 | 0 | 0 | 0 | 0 | 0 | 0 | 0 | 0 | 0 | 0 | 0 | 0 | 0
2016-09-19 17:00 | 0 | 0 | 0 | 0 | 0 | 0 | 765648.9149 | 575743 | 0 | 0 | 0 | 0 | 872322.3084 | 2314514.3859 | 0 | 0 | 0 | 0 | 0 | 0 | 0 | 0 | 0 | 0 | 0 | 0 | 0 | 0 | 0 | 0 | 251998.3149 | -62092.4 | 0 | 0 | 0 | 0 | 0 | 0 | 0 | 0 | 0 | 0 | 0 | 0 | 0 | 0 | 0
2016-09-19 18:00 | 0 | 0 | 0 | 0 | 0 | 0 | 748161.0775 | 594099 | 0 | 0 | 0 | 0 | 910658.6666 | 2430240.1052 | 0 | 0 | 0 | 0 | 0 | 0 | 0 | 0 | 0 | 0 | 0 | 0 | 0 | 0 | 0 | 0 | 38336.3582 | 115725.7193 | 0 | 0 | 0 | 0 | 0 | 0 | 0 | 0 | 0 | 0 | 0 | 0 | 0 | 0 | 0
2016-09-19 19:00 | 0 | 0 | 0 | 0 | 0 | 0 | 733831.352 | 607306 | 0 | 0 | 0 | 0 | 921458.2993 | 2545965.8245 | 0 | 0 | 0 | 0 | 0 | 0 | 0 | 0 | 0 | 0 | 0 | 0 | 0 | 0 | 0 | 0 | 10799.6327 | 115725.7193 | 0 | 0 | 0 | 0 | 0 | 0 | 0 | 0 | 0 | 0 | 0 | 0 | 0 | 0 | 0
2016-09-19 20:00 | 0 | 0 | 0 | 0 | 0 | 0 | 730123.6135 | 616818 | 0 | 0 | 0 | 0 | 1150489.6321 | 2430240.1052 | 0 | 0 | 0 | 0 | 0 | 0 | 0 | 0 | 0 | 0 | 0 | 0 | 0 | 0 | 0 | 0 | 229031.3328 | -115725.7193 | 0 | 0 | 0 | 0 | 0 | 0 | 0 | 0 | 0 | 0 | 0 | 0 | 0 | 0 | 0
2016-09-19 21:00 | 0 | 0 | 0 | 0 | 0 | 37637.661 | 717397.9347 | 618763 | 0 | 0 | 0 | 0 | 1402487.9471 | 2314514.3859 | 0 | 0 | 0 | 0 | 0 | 0 | 0 | 0 | 0 | 0 | 0 | 0 | 0 | 0 | 0 | 0 | 251998.3149 | -115725.7193 | 0 | 0 | 0 | 0 | 0 | 0 | 0 | 0 | 0 | 0 | 0 | 0 | 0 | 0 | 0
2016-09-19 22:00 | 0 | 0 | 0 | 0 | 0 | 0 | 669850.6447 | 612028 | 0 | 0 | 0 | 0 | 1576036.3111 | 2198788.6666 | 0 | 0 | 0 | 0 | 0 | 0 | 0 | 0 | 0 | 0 | 0 | 0 | 0 | 0 | 0 | 0 | 173548.364 | -115725.7193 | 0 | 0 | 0 | 0 | 0 | 0 | 0 | 0 | 0 | 0 | 0 | 0 | 0 | 0 | 0
2016-09-19 23:00 | 0 | 0 | 0 | 0 | 0 | 0 | 532264.4598 | 600923 | 0 | 0 | 0 | 0 | 1623103.4902 | 2083062.9473 | 0 | 0 | 0 | 0 | 0 | 0 | 0 | 0 | 0 | 0 | 0 | 0 | 0 | 0 | 0 | 0 | 47067.1791 | -115725.7193 | 0 | 0 | 0 | 0 | 0 | 0 | 0 | 0 | 0 | 0 | 0 | 0 | 0 | 0 | 0
2016-09-20 | 0 | 0 | 0 | 0 | 0 | 367577.2634 | 242947.3759 | 588349 | 0 | 0 | 0 | 0 | 1529553.4101 | 2198788.6666 | 0 | 0 | 0 | 0 | 0 | 0 | 0 | 0 | 0 | 0 | 0 | 0 | 0 | 0 | 0 | 0 | -93550.0801 | 115725.7193 | 0 | 0 | 0 | 0 | 0 | 0 | 0 | 0 | 0 | 0 | 0 | 0 | 0 | 0 | 0
2016-09-20 01:00 | 0 | 0 | 0 | 0 | 0 | 174787.6119 | 21814.3538 | 564326 | 0 | 0 | 0 | 0 | 1277555.0952 | 2083062.9473 | 0 | 0 | 0 | 0 | 0 | 0 | 0 | 0 | 0 | 0 | 0 | 0 | 0 | 0 | 0 | 0 | -251998.3149 | -115725.7193 | 0 | 0 | 0 | 0 | 0 | 0 | 0 | 0 | 0 | 0 | 0 | 0 | 0 | 0 | 0
2016-09-20 02:00 | 0 | 0 | 0 | 0 | 0 | 500066.5253 | 0 | 530781 | 0 | 0 | 0 | 0 | 1362566.3398 | 1967337.228 | 0 | 0 | 0 | 0 | 0 | 0 | 0 | 0 | 0 | 0 | 0 | 0 | 0 | 0 | 0 | 0 | 85011.2446 | -115725.7193 | 0 | 0 | 0 | 0 | 0 | 0 | 0 | 0 | 0 | 0 | 0 | 0 | 0 | 0 | 0
2016-09-20 03:00 | 0 | 0 | 0 | 0 | 0 | 123551.9658 | 0 | 491276 | 0 | 0 | 0 | 0 | 1110568.0249 | 1851611.5087 | 0 | 0 | 0 | 0 | 0 | 0 | 0 | 0 | 0 | 0 | 0 | 0 | 0 | 0 | 0 | 0 | -251998.3149 | -115725.7193 | 0 | 0 | 0 | 0 | 0 | 0 | 0 | 0 | 0 | 0 | 0 | 0 | 0 | 0 | 0
2016-09-20 04:00 | 0 | 0 | 0 | 0 | 0 | 86820.9658 | 0 | 454545 | 0 | 0 | 0 | 0 | 858569.7099 | 1735885.7895 | 0 | 0 | 0 | 0 | 0 | 0 | 0 | 0 | 0 | 0 | 0 | 0 | 0 | 0 | 0 | 0 | -251998.3149 | -115725.7193 | 0 | 0 | 0 | 0 | 0 | 0 | 0 | 0 | 0 | 0 | 0 | 0 | 0 | 0 | 0
2016-09-20 05:00 | 0 | 0 | 0 | 0 | 0 | 498328.1528 | 0 | 425252 | 0 | 0 | 0 | 0 | 1047371.5821 | 1620160.0702 | 0 | 0 | 0 | 0 | 0 | 0 | 0 | 0 | 0 | 0 | 0 | 0 | 0 | 0 | 0 | 0 | 188801.8721 | -115725.7193 | 0 | 0 | 0 | 0 | 0 | 0 | 0 | 0 | 0 | 0 | 0 | 0 | 0 | 0 | 0
2016-09-20 06:00 | 0 | 0 | 0 | 0 | 0 | 36583.9658 | 0 | 404308 | 0 | 0 | 0 | 0 | 795373.2671 | 1504434.3509 | 0 | 0 | 0 | 0 | 0 | 0 | 0 | 0 | 0 | 0 | 0 | 0 | 0 | 0 | 0 | 0 | -251998.3149 | -115725.7193 | 0 | 0 | 0 | 0 | 0 | 0 | 0 | 0 | 0 | 0 | 0 | 0 | 0 | 0 | 0
2016-09-20 07:00 | 0 | 0 | 0 | 0 | 0 | 453838.8581 | 0 | 390534 | 0 | 0 | 0 | 0 | 742952.406 | 1620160.0702 | 0 | 0 | 0 | 0 | 0 | 0 | 0 | 0 | 0 | 0 | 0 | 0 | 0 | 0 | 0 | 0 | -52420.8612 | 115725.7193 | 0 | 0 | 0 | 0 | 0 | 0 | 0 | 0 | 0 | 0 | 0 | 0 | 0 | 0 | 0
2016-09-20 08:00 | 0 | 0 | 0 | 0 | 0 | 17925.9658 | 0 | 385650 | 0 | 0 | 0 | 0 | 490954.091 | 1504434.3509 | 0 | 0 | 0 | 0 | 0 | 0 | 0 | 0 | 0 | 0 | 0 | 0 | 0 | 0 | 0 | 0 | -251998.3149 | -115725.7193 | 0 | 0 | 0 | 0 | 0 | 0 | 0 | 0 | 0 | 0 | 0 | 0 | 0 | 0 | 0
2016-09-20 09:00 | 0 | 0 | 0 | 0 | 0 | 451472.8299 | 0 | 393778 | 0 | 0 | 0 | 0 | 664374.6402 | 1388708.6316 | 0 | 0 | 0 | 0 | 0 | 0 | 0 | 0 | 0 | 0 | 0 | 0 | 0 | 0 | 0 | 0 | 173420.5492 | -115725.7193 | 0 | 0 | 0 | 0 | 0 | 0 | 0 | 0 | 0 | 0 | 0 | 0 | 0 | 0 | 0
2016-09-20 10:00 | 0 | 0 | 0 | 0 | 0 | 50851.9658 | 0 | 418576 | 0 | 0 | 0 | 0 | 412376.3253 | 1272982.9123 | 0 | 0 | 0 | 0 | 0 | 0 | 0 | 0 | 0 | 0 | 0 | 0 | 0 | 0 | 0 | 0 | -251998.3149 | -115725.7193 | 0 | 0 | 0 | 0 | 0 | 0 | 0 | 0 | 0 | 0 | 0 | 0 | 0 | 0 | 0
2016-09-20 11:00 | 0 | 0 | 0 | 0 | 0 | 428356.9162 | 0 | 441938 | 0 | 0 | 0 | 0 | 514520.9608 | 1157257.193 | 0 | 0 | 0 | 0 | 0 | 0 | 0 | 0 | 0 | 0 | 0 | 0 | 0 | 0 | 0 | 0 | 102144.6355 | -115725.7193 | 0 | 0 | 0 | 0 | 0 | 0 | 0 | 0 | 0 | 0 | 0 | 0 | 0 | 0 | 0
2016-09-20 12:00 | 0 | 0 | 0 | 0 | 0 | 389836.3016 | 0 | 456999 | 0 | 0 | 0 | 0 | 563083.9817 | 1041531.4737 | 0 | 0 | 0 | 0 | 0 | 0 | 0 | 0 | 0 | 0 | 0 | 0 | 0 | 0 | 0 | 0 | 48563.0209 | -115725.7193 | 0 | 0 | 0 | 0 | 0 | 0 | 0 | 0 | 0 | 0 | 0 | 0 | 0 | 0 | 0
2016-09-20 13:00 | 0 | 0 | 0 | 0 | 0 | 216139.4588 | 81699.9938 | 477501 | 0 | 0 | 0 | 0 | 499148.1536 | 925805.7544 | 0 | 0 | 0 | 0 | 0 | 0 | 0 | 0 | 0 | 0 | 0 | 0 | 0 | 0 | 0 | 0 | -63935.8281 | -115725.7193 | 0 | 0 | 0 | 0 | 0 | 0 | 0 | 0 | 0 | 0 | 0 | 0 | 0 | 0 | 0
2016-09-20 14:00 | 0 | 0 | 0 | 0 | 0 | 0 | 309489.7912 | 501755 | 0 | 0 | 0 | 0 | 422608.6642 | 810080.0351 | 0 | 0 | 0 | 0 | 0 | 0 | 0 | 0 | 0 | 0 | 0 | 0 | 0 | 0 | 0 | 0 | -76539.4895 | -115725.7193 | 0 | 0 | 0 | 0 | 0 | 0 | 0 | 0 | 0 | 0 | 0 | 0 | 0 | 0 | 0
2016-09-20 15:00 | 0 | 0 | 0 | 0 | 0 | 0 | 490674.3919 | 527500 | 0 | 0 | 0 | 0 | 270057.3368 | 925805.7544 | 0 | 0 | 0 | 0 | 0 | 0 | 0 | 0 | 0 | 0 | 0 | 0 | 0 | 0 | 0 | 0 | -152551.3274 | 115725.7193 | 0 | 0 | 0 | 0 | 0 | 0 | 0 | 0 | 0 | 0 | 0 | 0 | 0 | 0 | 0
2016-09-20 16:00 | 0 | 0 | 0 | 0 | 0 | 0 | 567544.3072 | 551934 | 0 | 0 | 0 | 0 | 401393.3633 | 810080.0351 | 0 | 0 | 0 | 0 | 0 | 0 | 0 | 0 | 0 | 0 | 0 | 0 | 0 | 0 | 0 | 0 | 131336.0265 | -115725.7193 | 0 | 0 | 0 | 0 | 0 | 0 | 0 | 0 | 0 | 0 | 0 | 0 | 0 | 0 | 0
2016-09-20 17:00 | 0 | 0 | 0 | 0 | 0 | 0 | 590779.2889 | 575250 | 0 | 0 | 0 | 0 | 532648.3714 | 694354.3158 | 0 | 0 | 0 | 0 | 0 | 0 | 0 | 0 | 0 | 0 | 0 | 0 | 0 | 0 | 0 | 0 | 131255.0081 | -115725.7193 | 0 | 0 | 0 | 0 | 0 | 0 | 0 | 0 | 0 | 0 | 0 | 0 | 0 | 0 | 0
2016-09-20 18:00 | 0 | 0 | 0 | 0 | 0 | 0 | 597221.5791 | 593606 | 0 | 0 | 0 | 0 | 651989.6699 | 578628.5965 | 0 | 0 | 0 | 0 | 0 | 0 | 0 | 0 | 0 | 0 | 0 | 0 | 0 | 0 | 0 | 0 | 119341.2984 | -115725.7193 | 0 | 0 | 0 | 0 | 0 | 0 | 0 | 0 | 0 | 0 | 0 | 0 | 0 | 0 | 0
2016-09-20 19:00 | 0 | 0 | 0 | 0 | 0 | 0 | 588937.5309 | 607109 | 0 | 0 | 0 | 0 | 749543.9201 | 462902.8772 | 0 | 0 | 0 | 0 | 0 | 0 | 0 | 0 | 0 | 0 | 0 | 0 | 0 | 0 | 0 | 0 | 97554.2502 | -115725.7193 | 0 | 0 | 0 | 0 | 0 | 0 | 0 | 0 | 0 | 0 | 0 | 0 | 0 | 0 | 0
2016-09-20 20:00 | 0 | 0 | 0 | 0 | 0 | 179968.9733 | 572215.6224 | 615912 | 0 | 0 | 0 | 0 | 1001542.235 | 347177.1579 | 0 | 0 | 0 | 0 | 0 | 0 | 0 | 0 | 0 | 0 | 0 | 0 | 0 | 0 | 0 | 0 | 251998.3149 | -115725.7193 | 0 | 0 | 0 | 0 | 0 | 0 | 0 | 0 | 0 | 0 | 0 | 0 | 0 | 0 | 0
2016-09-20 21:00 | 0 | 0 | 0 | 0 | 0 | 0 | 539395.9975 | 617397 | 0 | 0 | 0 | 0 | 1039266.9518 | 231451.4386 | 0 | 0 | 0 | 0 | 0 | 0 | 0 | 0 | 0 | 0 | 0 | 0 | 0 | 0 | 0 | 0 | 37724.7168 | -115725.7193 | 0 | 0 | 0 | 0 | 0 | 0 | 0 | 0 | 0 | 0 | 0 | 0 | 0 | 0 | 0
2016-09-20 22:00 | 0 | 0 | 0 | 0 | 0 | 0 | 485404.0062 | 608226 | 0 | 0 | 0 | 0 | 1032170.6773 | 115725.7193 | 0 | 0 | 0 | 0 | 0 | 0 | 0 | 0 | 0 | 0 | 0 | 0 | 0 | 0 | 0 | 0 | -7096.2745 | -115725.7193 | 0 | 0 | 0 | 0 | 0 | 0 | 0 | 0 | 0 | 0 | 0 | 0 | 0 | 0 | 0
2016-09-20 23:00 | 0 | 0 | 0 | 0 | 0 | 342681.7921 | 376399.3953 | 595605 | 0 | 0 | 0 | 0 | 1271372.584 | 0 | 0 | 0 | 0 | 0 | 0 | 0 | 0 | 0 | 0 | 0 | 0 | 0 | 0 | 0 | 0 | 0 | 239201.9067 | -115725.7193 | 0 | 0 | 0 | 0 | 0 | 0 | 0 | 0 | 0 | 0 | 0 | 0 | 0 | 0 | 0
2016-09-21 | 0 | 0 | 0 | 0 | 0 | 529878.5203 | 187624.8801 | 584391 | 0 | 0 | 0 | 0 | 1288759.265 | 115725.7193 | 0 | 0 | 0 | 0 | 0 | 0 | 0 | 0 | 0 | 0 | 0 | 0 | 0 | 0 | 0 | 0 | 17386.681 | 115725.7193 | 0 | 0 | 0 | 0 | 0 | 0 | 0 | 0 | 0 | 0 | 0 | 0 | 0 | 0 | 0
2016-09-21 01:00 | 0 | 0 | 0 | 0 | 0 | 169915.3889 | 22290.5769 | 559930 | 0 | 0 | 0 | 0 | 1036760.9501 | 0 | 0 | 0 | 0 | 0 | 0 | 0 | 0 | 0 | 0 | 0 | 0 | 0 | 0 | 0 | 0 | 0 | -251998.3149 | -115725.7193 | 0 | 0 | 0 | 0 | 0 | 0 | 0 | 0 | 0 | 0 | 0 | 0 | 0 | 0 | 0
2016-09-21 02:00 | 0 | 0 | 0 | 0 | 0 | 654982.8804 | 0 | 526181 | 0 | 0 | 0 | 0 | 1165562.8305 | 0 | 0 | 0 | 0 | 0 | 0 | 0 | 0 | 0 | 0 | 0 | 0 | 0 | 0 | 0 | 0 | 0 | 128801.8804 | 0 | 0 | 0 | 0 | 0 | 0 | 0 | 0 | 0 | 0 | 0 | 0 | 0 | 0 | 0 | 0
2016-09-21 03:00 | 0 | 0 | 0 | 0 | 0 | 642612.8257 | 0 | 487926 | 0 | 0 | 0 | 0 | 1320249.6562 | 0 | 0 | 0 | 0 | 0 | 0 | 0 | 0 | 0 | 0 | 0 | 0 | 0 | 0 | 0 | 0 | 0 | 154686.8257 | 0 | 0 | 0 | 0 | 0 | 0 | 0 | 0 | 0 | 0 | 0 | 0 | 0 | 0 | 0 | 0
2016-09-21 04:00 | 0 | 0 | 0 | 0 | 0 | 315730.4044 | 0 | 452003 | 0 | 0 | 0 | 0 | 1068251.3412 | 115725.7193 | 0 | 0 | 0 | 0 | 0 | 0 | 0 | 0 | 0 | 0 | 0 | 0 | 0 | 0 | 0 | 0 | -251998.3149 | 115725.7193 | 0 | 0 | 0 | 0 | 0 | 0 | 0 | 0 | 0 | 0 | 0 | 0 | 0 | 0 | 0
2016-09-21 05:00 | 0 | 0 | 0 | 0 | 0 | 171399.6851 | 0 | 423398 | 0 | 0 | 0 | 0 | 816253.0263 | 115725.7193 | 0 | 0 | 0 | 0 | 0 | 0 | 0 | 0 | 0 | 0 | 0 | 0 | 0 | 0 | 0 | 0 | -251998.3149 | 0 | 0 | 0 | 0 | 0 | 0 | 0 | 0 | 0 | 0 | 0 | 0 | 0 | 0 | 0 | 0
2016-09-21 06:00 | 0 | 0 | 0 | 0 | 0 | 539010.5956 | 0 | 402738 | 0 | 0 | 0 | 0 | 1068251.3412 | 0 | 0 | 0 | 0 | 0 | 0 | 0 | 0 | 0 | 0 | 0 | 0 | 0 | 0 | 0 | 0 | 0 | 251998.3149 | -115725.7193 | 0 | 0 | 0 | 0 | 0 | 0 | 0 | 0 | 0 | 0 | 0 | 0 | 0 | 0 | 0
2016-09-21 07:00 | 0 | 0 | 0 | 0 | 0 | 253073.4044 | 0 | 389346 | 0 | 0 | 0 | 0 | 816253.0263 | 115725.7193 | 0 | 0 | 0 | 0 | 0 | 0 | 0 | 0 | 0 | 0 | 0 | 0 | 0 | 0 | 0 | 0 | -251998.3149 | 115725.7193 | 0 | 0 | 0 | 0 | 0 | 0 | 0 | 0 | 0 | 0 | 0 | 0 | 0 | 0 | 0
2016-09-21 08:00 | 0 | 0 | 0 | 0 | 0 | 518286.553 | 0 | 383965 | 0 | 0 | 0 | 0 | 834848.8599 | 231451.4386 | 0 | 0 | 0 | 0 | 0 | 0 | 0 | 0 | 0 | 0 | 0 | 0 | 0 | 0 | 0 | 0 | 18595.8337 | 115725.7193 | 0 | 0 | 0 | 0 | 0 | 0 | 0 | 0 | 0 | 0 | 0 | 0 | 0 | 0 | 0
2016-09-21 09:00 | 0 | 0 | 0 | 0 | 0 | 255608.4044 | 0 | 391881 | 0 | 0 | 0 | 0 | 582850.545 | 347177.1579 | 0 | 0 | 0 | 0 | 0 | 0 | 0 | 0 | 0 | 0 | 0 | 0 | 0 | 0 | 0 | 0 | -251998.3149 | 115725.7193 | 0 | 0 | 0 | 0 | 0 | 0 | 0 | 0 | 0 | 0 | 0 | 0 | 0 | 0 | 0
2016-09-21 10:00 | 0 | 0 | 0 | 0 | 0 | 280339.4044 | 0 | 416612 | 0 | 0 | 0 | 0 | 330852.2301 | 462902.8772 | 0 | 0 | 0 | 0 | 0 | 0 | 0 | 0 | 0 | 0 | 0 | 0 | 0 | 0 | 0 | 0 | -251998.3149 | 115725.7193 | 0 | 0 | 0 | 0 | 0 | 0 | 0 | 0 | 0 | 0 | 0 | 0 | 0 | 0 | 0
2016-09-21 11:00 | 0 | 0 | 0 | 0 | 0 | 72113.9658 | 0 | 439838 | 0 | 0 | 0 | 0 | 78853.9151 | 347177.1579 | 0 | 0 | 0 | 0 | 0 | 0 | 0 | 0 | 0 | 0 | 0 | 0 | 0 | 0 | 0 | 0 | -251998.3149 | -115725.7193 | 0 | 0 | 0 | 0 | 0 | 0 | 0 | 0 | 0 | 0 | 0 | 0 | 0 | 0 | 0
2016-09-21 12:00 | 0 | 0 | 0 | 0 | 0 | 425208.3924 | 0 | 454962 | 0 | 0 | 0 | 0 | 164826.0268 | 231451.4386 | 0 | 0 | 0 | 0 | 0 | 0 | 0 | 0 | 0 | 0 | 0 | 0 | 0 | 0 | 0 | 0 | 85972.1117 | -115725.7193 | 0 | 0 | 0 | 0 | 0 | 0 | 0 | 0 | 0 | 0 | 0 | 0 | 0 | 0 | 0
2016-09-21 13:00 | 0 | 0 | 0 | 0 | 0 | 318636.5244 | 49678.0295 | 475231 | 0 | 0 | 0 | 0 | 173635.3 | 115725.7193 | 0 | 0 | 0 | 0 | 0 | 0 | 0 | 0 | 0 | 0 | 0 | 0 | 0 | 0 | 0 | 0 | 8809.2732 | -115725.7193 | 0 | 0 | 0 | 0 | 0 | 0 | 0 | 0 | 0 | 0 | 0 | 0 | 0 | 0 | 0
2016-09-21 14:00 | 0 | 0 | 0 | 0 | 0 | 292036.9507 | 315590.812 | 497212 | 0 | 0 | 0 | 0 | 168325.3435 | 231451.4386 | 0 | 0 | 0 | 0 | 0 | 0 | 0 | 0 | 0 | 0 | 0 | 0 | 0 | 0 | 0 | 0 | -5309.9565 | 115725.7193 | 0 | 0 | 0 | 0 | 0 | 0 | 0 | 0 | 0 | 0 | 0 | 0 | 0 | 0 | 0
2016-09-21 15:00 | 0 | 0 | 0 | 0 | 0 | 0 | 514677.3479 | 521302 | 0 | 0 | 0 | 0 | 45974.9721 | 347177.1579 | 0 | 0 | 0 | 0 | 0 | 0 | 0 | 0 | 0 | 0 | 0 | 0 | 0 | 0 | 0 | 0 | -122350.3714 | 115725.7193 | 0 | 0 | 0 | 0 | 0 | 0 | 0 | 0 | 0 | 0 | 0 | 0 | 0 | 0 | 0
2016-09-21 16:00 | 0 | 0 | 0 | 0 | 0 | 0 | 612644.8565 | 544593 | 0 | 0 | 0 | 0 | 71011.6537 | 390192.3327 | 0 | 0 | 0 | 0 | 0 | 0 | 0 | 0 | 0 | 0 | 0 | 0 | 0 | 0 | 0 | 0 | 25036.6816 | 43015.1748 | 0 | 0 | 0 | 0 | 0 | 0 | 0 | 0 | 0 | 0 | 0 | 0 | 0 | 0 | 0
2016-09-21 17:00 | 0 | 0 | 0 | 0 | 0 | 286550.5749 | 647542.4594 | 566369 | 0 | 0 | 0 | 0 | 323009.9686 | 505918.052 | 0 | 0 | 0 | 0 | 0 | 0 | 0 | 0 | 0 | 0 | 0 | 0 | 0 | 0 | 0 | 0 | 251998.3149 | 115725.7193 | 0 | 0 | 0 | 0 | 0 | 0 | 0 | 0 | 0 | 0 | 0 | 0 | 0 | 0 | 0
2016-09-21 18:00 | 0 | 0 | 0 | 0 | 0 | 0 | 646031.0971 | 584246 | 0 | 0 | 0 | 0 | 269069.3465 | 621643.7713 | 0 | 0 | 0 | 0 | 0 | 0 | 0 | 0 | 0 | 0 | 0 | 0 | 0 | 0 | 0 | 0 | -53940.6222 | 115725.7193 | 0 | 0 | 0 | 0 | 0 | 0 | 0 | 0 | 0 | 0 | 0 | 0 | 0 | 0 | 0
2016-09-21 19:00 | 0 | 0 | 0 | 0 | 0 | 0 | 629937.5137 | 596829 | 0 | 0 | 0 | 0 | 417903.5795 | 505918.052 | 0 | 0 | 0 | 0 | 0 | 0 | 0 | 0 | 0 | 0 | 0 | 0 | 0 | 0 | 0 | 0 | 148834.233 | -115725.7193 | 0 | 0 | 0 | 0 | 0 | 0 | 0 | 0 | 0 | 0 | 0 | 0 | 0 | 0 | 0
2016-09-21 20:00 | 0 | 0 | 0 | 0 | 0 | 351035.548 | 621510.4862 | 604822 | 0 | 0 | 0 | 0 | 669901.8944 | 621643.7713 | 0 | 0 | 0 | 0 | 0 | 0 | 0 | 0 | 0 | 0 | 0 | 0 | 0 | 0 | 0 | 0 | 251998.3149 | 115725.7193 | 0 | 0 | 0 | 0 | 0 | 0 | 0 | 0 | 0 | 0 | 0 | 0 | 0 | 0 | 0
2016-09-21 21:00 | 0 | 0 | 0 | 0 | 0 | 0 | 596502.5375 | 605721 | 0 | 0 | 0 | 0 | 544957.7126 | 737369.4906 | 0 | 0 | 0 | 0 | 0 | 0 | 0 | 0 | 0 | 0 | 0 | 0 | 0 | 0 | 0 | 0 | -124944.1818 | 115725.7193 | 0 | 0 | 0 | 0 | 0 | 0 | 0 | 0 | 0 | 0 | 0 | 0 | 0 | 0 | 0
2016-09-21 22:00 | 0 | 0 | 0 | 0 | 0 | 0 | 545769.1554 | 596355 | 0 | 0 | 0 | 0 | 378646.1486 | 853095.2099 | 0 | 0 | 0 | 0 | 0 | 0 | 0 | 0 | 0 | 0 | 0 | 0 | 0 | 0 | 0 | 0 | -166311.5639 | 115725.7193 | 0 | 0 | 0 | 0 | 0 | 0 | 0 | 0 | 0 | 0 | 0 | 0 | 0 | 0 | 0
2016-09-21 23:00 | 0 | 0 | 0 | 0 | 0 | 0 | 431796.0627 | 584985 | 0 | 0 | 0 | 0 | 126647.8337 | 951904.5876 | 0 | 0 | 0 | 0 | 0 | 0 | 0 | 0 | 0 | 0 | 0 | 0 | 0 | 0 | 0 | 0 | -251998.3149 | 98809.3776 | 0 | 0 | 0 | 0 | 0 | 0 | 0 | 0 | 0 | 0 | 0 | 0 | 0 | 0 | 0
2016-09-22 | 0 | 0 | 0 | 0 | 0 | 541650.7616 | 237977.0939 | 573454 | 0 | 0 | 0 | 0 | 378646.1486 | 906080.1281 | 0 | 0 | 0 | 0 | 0 | 0 | 0 | 0 | 0 | 0 | 0 | 0 | 0 | 0 | 0 | 0 | 251998.3149 | -45824.4595 | 0 | 0 | 0 | 0 | 0 | 0 | 0 | 0 | 0 | 0 | 0 | 0 | 0 | 0 | 0
2016-09-22 01:00 | 0 | 0 | 0 | 0 | 0 | 604987.4229 | 19570.2144 | 548664 | 0 | 0 | 0 | 0 | 338814.0667 | 1021805.8474 | 0 | 0 | 0 | 0 | 0 | 0 | 0 | 0 | 0 | 0 | 0 | 0 | 0 | 0 | 0 | 0 | -39832.082 | 115725.7193 | 0 | 0 | 0 | 0 | 0 | 0 | 0 | 0 | 0 | 0 | 0 | 0 | 0 | 0 | 0
2016-09-22 02:00 | 0 | 0 | 0 | 0 | 0 | 380101.4044 | 0 | 516374 | 0 | 0 | 0 | 0 | 86815.7517 | 1137531.5667 | 0 | 0 | 0 | 0 | 0 | 0 | 0 | 0 | 0 | 0 | 0 | 0 | 0 | 0 | 0 | 0 | -251998.3149 | 115725.7193 | 0 | 0 | 0 | 0 | 0 | 0 | 0 | 0 | 0 | 0 | 0 | 0 | 0 | 0 | 0
2016-09-22 03:00 | 0 | 0 | 0 | 0 | 0 | 584664.6099 | 0 | 479292 | 0 | 0 | 0 | 0 | 76462.6423 | 1253257.286 | 0 | 0 | 0 | 0 | 0 | 0 | 0 | 0 | 0 | 0 | 0 | 0 | 0 | 0 | 0 | 0 | -10353.1094 | 115725.7193 | 0 | 0 | 0 | 0 | 0 | 0 | 0 | 0 | 0 | 0 | 0 | 0 | 0 | 0 | 0
2016-09-22 04:00 | 0 | 0 | 0 | 0 | 0 | 562764.7995 | 0 | 443302 | 0 | 0 | 0 | 0 | 80199.7225 | 1368983.0053 | 0 | 0 | 0 | 0 | 0 | 0 | 0 | 0 | 0 | 0 | 0 | 0 | 0 | 0 | 0 | 0 | 3737.0802 | 115725.7193 | 0 | 0 | 0 | 0 | 0 | 0 | 0 | 0 | 0 | 0 | 0 | 0 | 0 | 0 | 0
2016-09-22 05:00 | 0 | 0 | 0 | 0 | 0 | 537513.6639 | 0 | 415188 | 0 | 0 | 0 | 0 | 86799.6672 | 1484708.7246 | 0 | 0 | 0 | 0 | 0 | 0 | 0 | 0 | 0 | 0 | 0 | 0 | 0 | 0 | 0 | 0 | 6599.9447 | 115725.7193 | 0 | 0 | 0 | 0 | 0 | 0 | 0 | 0 | 0 | 0 | 0 | 0 | 0 | 0 | 0
2016-09-22 06:00 | 0 | 0 | 0 | 0 | 0 | 515047.0693 | 0 | 395166 | 0 | 0 | 0 | 0 | 322406.4557 | 1368983.0053 | 0 | 0 | 0 | 0 | 0 | 0 | 0 | 0 | 0 | 0 | 0 | 0 | 0 | 0 | 0 | 0 | 235606.7886 | -115725.7193 | 0 | 0 | 0 | 0 | 0 | 0 | 0 | 0 | 0 | 0 | 0 | 0 | 0 | 0 | 0
2016-09-22 07:00 | 0 | 0 | 0 | 0 | 0 | 489712.8217 | 0 | 382311 | 0 | 0 | 0 | 0 | 314082.5581 | 1484708.7246 | 0 | 0 | 0 | 0 | 0 | 0 | 0 | 0 | 0 | 0 | 0 | 0 | 0 | 0 | 0 | 0 | -8323.8976 | 115725.7193 | 0 | 0 | 0 | 0 | 0 | 0 | 0 | 0 | 0 | 0 | 0 | 0 | 0 | 0 | 0
2016-09-22 08:00 | 0 | 0 | 0 | 0 | 0 | 241278.4044 | 0 | 377551 | 0 | 0 | 0 | 0 | 62084.2432 | 1600434.4439 | 0 | 0 | 0 | 0 | 0 | 0 | 0 | 0 | 0 | 0 | 0 | 0 | 0 | 0 | 0 | 0 | -251998.3149 | 115725.7193 | 0 | 0 | 0 | 0 | 0 | 0 | 0 | 0 | 0 | 0 | 0 | 0 | 0 | 0 | 0
2016-09-22 09:00 | 0 | 0 | 0 | 0 | 0 | 439063.4761 | 0 | 385422 | 0 | 0 | 0 | 0 | 0 | 1716160.1632 | 0 | 0 | 0 | 0 | 0 | 0 | 0 | 0 | 0 | 0 | 0 | 0 | 0 | 0 | 0 | 0 | -62084.2432 | 115725.7193 | 0 | 0 | 0 | 0 | 0 | 0 | 0 | 0 | 0 | 0 | 0 | 0 | 0 | 0 | 0
2016-09-22 10:00 | 0 | 0 | 0 | 0 | 0 | 402084.0264 | 0 | 410280 | 0 | 0 | 0 | 0 | 0 | 1707964.1896 | 0 | 0 | 0 | 0 | 0 | 0 | 0 | 0 | 0 | 0 | 0 | 0 | 0 | 0 | 0 | 0 | 0 | -8195.9736 | 0 | 0 | 0 | 0 | 0 | 0 | 0 | 0 | 0 | 0 | 0 | 0 | 0 | 0 | 0
2016-09-22 11:00 | 0 | 0 | 0 | 0 | 0 | 378103.4824 | 0 | 433417 | 0 | 0 | 0 | 0 | 3432.0268 | 1649218.6452 | 0 | 0 | 0 | 0 | 0 | 0 | 0 | 0 | 0 | 0 | 0 | 0 | 0 | 0 | 0 | 0 | 3432.0268 | -58745.5444 | 0 | 0 | 0 | 0 | 0 | 0 | 0 | 0 | 0 | 0 | 0 | 0 | 0 | 0 | 0
2016-09-22 12:00 | 0 | 0 | 0 | 0 | 0 | 350338.7522 | 0 | 449577 | 0 | 0 | 0 | 0 | 19919.4983 | 1533492.9259 | 0 | 0 | 0 | 0 | 0 | 0 | 0 | 0 | 0 | 0 | 0 | 0 | 0 | 0 | 0 | 0 | 16487.4715 | -115725.7193 | 0 | 0 | 0 | 0 | 0 | 0 | 0 | 0 | 0 | 0 | 0 | 0 | 0 | 0 | 0
2016-09-22 13:00 | 0 | 0 | 0 | 0 | 0 | 258692.9826 | 75165.7997 | 469504 | 0 | 0 | 0 | 0 | 0 | 1417767.2066 | 0 | 0 | 0 | 0 | 0 | 0 | 0 | 0 | 0 | 0 | 0 | 0 | 0 | 0 | 0 | 0 | -19919.4983 | -115725.7193 | 0 | 0 | 0 | 0 | 0 | 0 | 0 | 0 | 0 | 0 | 0 | 0 | 0 | 0 | 0
2016-09-22 14:00 | 0 | 0 | 0 | 0 | 0 | 288531.3678 | 405628.5942 | 492763 | 0 | 0 | 0 | 0 | 251998.3149 | 1367165.8537 | 0 | 0 | 0 | 0 | 0 | 0 | 0 | 0 | 0 | 0 | 0 | 0 | 0 | 0 | 0 | 0 | 251998.3149 | -50601.3529 | 0 | 0 | 0 | 0 | 0 | 0 | 0 | 0 | 0 | 0 | 0 | 0 | 0 | 0 | 0
2016-09-22 15:00 | 0 | 0 | 0 | 0 | 0 | 0 | 655907.9295 | 517230 | 0 | 0 | 0 | 0 | 354924.8875 | 1402917.2107 | 0 | 0 | 0 | 0 | 0 | 0 | 0 | 0 | 0 | 0 | 0 | 0 | 0 | 0 | 0 | 0 | 102926.5725 | 35751.3569 | 0 | 0 | 0 | 0 | 0 | 0 | 0 | 0 | 0 | 0 | 0 | 0 | 0 | 0 | 0
2016-09-22 16:00 | 0 | 0 | 0 | 0 | 0 | 0 | 724150.1525 | 540813 | 0 | 0 | 0 | 0 | 422536.3207 | 1518642.93 | 0 | 0 | 0 | 0 | 0 | 0 | 0 | 0 | 0 | 0 | 0 | 0 | 0 | 0 | 0 | 0 | 67611.4332 | 115725.7193 | 0 | 0 | 0 | 0 | 0 | 0 | 0 | 0 | 0 | 0 | 0 | 0 | 0 | 0 | 0
2016-09-22 17:00 | 0 | 0 | 0 | 0 | 0 | 197983.4265 | 731893.6078 | 562153 | 0 | 0 | 0 | 0 | 674534.6356 | 1634368.6493 | 0 | 0 | 0 | 0 | 0 | 0 | 0 | 0 | 0 | 0 | 0 | 0 | 0 | 0 | 0 | 0 | 251998.3149 | 115725.7193 | 0 | 0 | 0 | 0 | 0 | 0 | 0 | 0 | 0 | 0 | 0 | 0 | 0 | 0 | 0
2016-09-22 18:00 | 0 | 0 | 0 | 0 | 0 | 0 | 724607.8125 | 578833 | 0 | 0 | 0 | 0 | 704583.7289 | 1750094.3686 | 0 | 0 | 0 | 0 | 0 | 0 | 0 | 0 | 0 | 0 | 0 | 0 | 0 | 0 | 0 | 0 | 30049.0932 | 115725.7193 | 0 | 0 | 0 | 0 | 0 | 0 | 0 | 0 | 0 | 0 | 0 | 0 | 0 | 0 | 0
2016-09-22 19:00 | 0 | 0 | 0 | 0 | 0 | 0 | 714839.9958 | 591220 | 0 | 0 | 0 | 0 | 712478.0053 | 1865820.0878 | 0 | 0 | 0 | 0 | 0 | 0 | 0 | 0 | 0 | 0 | 0 | 0 | 0 | 0 | 0 | 0 | 7894.2765 | 115725.7193 | 0 | 0 | 0 | 0 | 0 | 0 | 0 | 0 | 0 | 0 | 0 | 0 | 0 | 0 | 0
2016-09-22 20:00 | 0 | 0 | 0 | 0 | 0 | 0 | 713770.0022 | 599241 | 0 | 0 | 0 | 0 | 711281.2883 | 1981545.8071 | 0 | 0 | 0 | 0 | 0 | 0 | 0 | 0 | 0 | 0 | 0 | 0 | 0 | 0 | 0 | 0 | -1196.7171 | 115725.7193 | 0 | 0 | 0 | 0 | 0 | 0 | 0 | 0 | 0 | 0 | 0 | 0 | 0 | 0 | 0
2016-09-22 21:00 | 0 | 0 | 0 | 0 | 0 | 0 | 703730.3995 | 599315 | 0 | 0 | 0 | 0 | 699970.9684 | 2097271.5264 | 0 | 0 | 0 | 0 | 0 | 0 | 0 | 0 | 0 | 0 | 0 | 0 | 0 | 0 | 0 | 0 | -11310.3198 | 115725.7193 | 0 | 0 | 0 | 0 | 0 | 0 | 0 | 0 | 0 | 0 | 0 | 0 | 0 | 0 | 0
2016-09-22 22:00 | 0 | 0 | 0 | 0 | 0 | 0 | 669820.1778 | 586693 | 0 | 0 | 0 | 0 | 667372.4269 | 2212997.2457 | 0 | 0 | 0 | 0 | 0 | 0 | 0 | 0 | 0 | 0 | 0 | 0 | 0 | 0 | 0 | 0 | -32598.5415 | 115725.7193 | 0 | 0 | 0 | 0 | 0 | 0 | 0 | 0 | 0 | 0 | 0 | 0 | 0 | 0 | 0
2016-09-22 23:00 | 0 | 0 | 0 | 0 | 0 | 0 | 550986.8006 | 574124 | 0 | 0 | 0 | 0 | 528509.5082 | 2328722.965 | 0 | 0 | 0 | 0 | 0 | 0 | 0 | 0 | 0 | 0 | 0 | 0 | 0 | 0 | 0 | 0 | -138862.9187 | 115725.7193 | 0 | 0 | 0 | 0 | 0 | 0 | 0 | 0 | 0 | 0 | 0 | 0 | 0 | 0 | 0
2016-09-23 | 0 | 0 | 0 | 0 | 0 | 0 | 272154.5779 | 563475 | 0 | 0 | 0 | 0 | 276511.1933 | 2289400.8578 | 0 | 0 | 0 | 0 | 0 | 0 | 0 | 0 | 0 | 0 | 0 | 0 | 0 | 0 | 0 | 0 | -251998.3149 | -39322.1072 | 0 | 0 | 0 | 0 | 0 | 0 | 0 | 0 | 0 | 0 | 0 | 0 | 0 | 0 | 0
2016-09-23 01:00 | 0 | 0 | 0 | 0 | 0 | 632878.002 | 19870.7153 | 540989 | 0 | 0 | 0 | 0 | 503996.6299 | 2173675.1385 | 0 | 0 | 0 | 0 | 0 | 0 | 0 | 0 | 0 | 0 | 0 | 0 | 0 | 0 | 0 | 0 | 227485.4366 | -115725.7193 | 0 | 0 | 0 | 0 | 0 | 0 | 0 | 0 | 0 | 0 | 0 | 0 | 0 | 0 | 0
2016-09-23 02:00 | 0 | 0 | 0 | 0 | 0 | 142866.9658 | 0 | 510591 | 0 | 0 | 0 | 0 | 251998.3149 | 2057949.4192 | 0 | 0 | 0 | 0 | 0 | 0 | 0 | 0 | 0 | 0 | 0 | 0 | 0 | 0 | 0 | 0 | -251998.3149 | -115725.7193 | 0 | 0 | 0 | 0 | 0 | 0 | 0 | 0 | 0 | 0 | 0 | 0 | 0 | 0 | 0
2016-09-23 03:00 | 0 | 0 | 0 | 0 | 0 | 617212.9381 | 0 | 474484 | 0 | 0 | 0 | 0 | 503996.6299 | 1948680.0424 | 0 | 0 | 0 | 0 | 0 | 0 | 0 | 0 | 0 | 0 | 0 | 0 | 0 | 0 | 0 | 0 | 251998.3149 | -109269.3768 | 0 | 0 | 0 | 0 | 0 | 0 | 0 | 0 | 0 | 0 | 0 | 0 | 0 | 0 | 0
2016-09-23 04:00 | 0 | 0 | 0 | 0 | 0 | 576771.5956 | 0 | 440499 | 0 | 0 | 0 | 0 | 755994.9448 | 1832954.3231 | 0 | 0 | 0 | 0 | 0 | 0 | 0 | 0 | 0 | 0 | 0 | 0 | 0 | 0 | 0 | 0 | 251998.3149 | -115725.7193 | 0 | 0 | 0 | 0 | 0 | 0 | 0 | 0 | 0 | 0 | 0 | 0 | 0 | 0 | 0
2016-09-23 05:00 | 0 | 0 | 0 | 0 | 0 | 174451.1355 | 0 | 411698 | 0 | 0 | 0 | 0 | 503996.6299 | 1847705.7736 | 0 | 0 | 0 | 0 | 0 | 0 | 0 | 0 | 0 | 0 | 0 | 0 | 0 | 0 | 0 | 0 | -251998.3149 | 14751.4504 | 0 | 0 | 0 | 0 | 0 | 0 | 0 | 0 | 0 | 0 | 0 | 0 | 0 | 0 | 0
2016-09-23 06:00 | 0 | 0 | 0 | 0 | 0 | 545099.027 | 0 | 392249 | 0 | 0 | 0 | 0 | 755994.9448 | 1748557.4856 | 0 | 0 | 0 | 0 | 0 | 0 | 0 | 0 | 0 | 0 | 0 | 0 | 0 | 0 | 0 | 0 | 251998.3149 | -99148.2879 | 0 | 0 | 0 | 0 | 0 | 0 | 0 | 0 | 0 | 0 | 0 | 0 | 0 | 0 | 0
2016-09-23 07:00 | 0 | 0 | 0 | 0 | 0 | 244101.4044 | 0 | 380374 | 0 | 0 | 0 | 0 | 503996.6299 | 1864283.2049 | 0 | 0 | 0 | 0 | 0 | 0 | 0 | 0 | 0 | 0 | 0 | 0 | 0 | 0 | 0 | 0 | -251998.3149 | 115725.7193 | 0 | 0 | 0 | 0 | 0 | 0 | 0 | 0 | 0 | 0 | 0 | 0 | 0 | 0 | 0
2016-09-23 08:00 | 0 | 0 | 0 | 0 | 0 | 8351.9658 | 0 | 376076 | 0 | 0 | 0 | 0 | 251998.3149 | 1748557.4856 | 0 | 0 | 0 | 0 | 0 | 0 | 0 | 0 | 0 | 0 | 0 | 0 | 0 | 0 | 0 | 0 | -251998.3149 | -115725.7193 | 0 | 0 | 0 | 0 | 0 | 0 | 0 | 0 | 0 | 0 | 0 | 0 | 0 | 0 | 0
2016-09-23 09:00 | 0 | 0 | 0 | 0 | 0 | 15023.9658 | 0 | 382748 | 0 | 0 | 0 | 0 | 0 | 1632831.7663 | 0 | 0 | 0 | 0 | 0 | 0 | 0 | 0 | 0 | 0 | 0 | 0 | 0 | 0 | 0 | 0 | -251998.3149 | -115725.7193 | 0 | 0 | 0 | 0 | 0 | 0 | 0 | 0 | 0 | 0 | 0 | 0 | 0 | 0 | 0
2016-09-23 10:00 | 0 | 0 | 0 | 0 | 0 | 290443.2807 | 0 | 406169 | 0 | 0 | 0 | 0 | 0 | 1517106.047 | 0 | 0 | 0 | 0 | 0 | 0 | 0 | 0 | 0 | 0 | 0 | 0 | 0 | 0 | 0 | 0 | 0 | -115725.7193 | 0 | 0 | 0 | 0 | 0 | 0 | 0 | 0 | 0 | 0 | 0 | 0 | 0 | 0 | 0
2016-09-23 11:00 | 0 | 0 | 0 | 0 | 0 | 313360.2807 | 0 | 429086 | 0 | 0 | 0 | 0 | 0 | 1401380.3277 | 0 | 0 | 0 | 0 | 0 | 0 | 0 | 0 | 0 | 0 | 0 | 0 | 0 | 0 | 0 | 0 | 0 | -115725.7193 | 0 | 0 | 0 | 0 | 0 | 0 | 0 | 0 | 0 | 0 | 0 | 0 | 0 | 0 | 0
2016-09-23 12:00 | 0 | 0 | 0 | 0 | 0 | 456743.5805 | 0 | 445632 | 0 | 0 | 0 | 0 | 126837.2998 | 1285654.6084 | 0 | 0 | 0 | 0 | 0 | 0 | 0 | 0 | 0 | 0 | 0 | 0 | 0 | 0 | 0 | 0 | 126837.2998 | -115725.7193 | 0 | 0 | 0 | 0 | 0 | 0 | 0 | 0 | 0 | 0 | 0 | 0 | 0 | 0 | 0
2016-09-23 13:00 | 0 | 0 | 0 | 0 | 0 | 347350.8413 | 72475.3352 | 468144 | 0 | 0 | 0 | 0 | 0 | 1364174.0847 | 0 | 0 | 0 | 0 | 0 | 0 | 0 | 0 | 0 | 0 | 0 | 0 | 0 | 0 | 0 | 0 | -126837.2998 | 78519.4762 | 0 | 0 | 0 | 0 | 0 | 0 | 0 | 0 | 0 | 0 | 0 | 0 | 0 | 0 | 0
2016-09-23 14:00 | 0 | 0 | 0 | 0 | 0 | 0 | 446916.5558 | 491424 | 0 | 0 | 0 | 0 | 71218.2751 | 1248448.3654 | 0 | 0 | 0 | 0 | 0 | 0 | 0 | 0 | 0 | 0 | 0 | 0 | 0 | 0 | 0 | 0 | 71218.2751 | -115725.7193 | 0 | 0 | 0 | 0 | 0 | 0 | 0 | 0 | 0 | 0 | 0 | 0 | 0 | 0 | 0
2016-09-23 15:00 | 0 | 0 | 0 | 0 | 0 | 0 | 683491.193 | 515169 | 0 | 0 | 0 | 0 | 323216.5901 | 1164772.2434 | 0 | 0 | 0 | 0 | 0 | 0 | 0 | 0 | 0 | 0 | 0 | 0 | 0 | 0 | 0 | 0 | 251998.3149 | -83676.1219 | 0 | 0 | 0 | 0 | 0 | 0 | 0 | 0 | 0 | 0 | 0 | 0 | 0 | 0 | 0
2016-09-23 16:00 | 0 | 0 | 0 | 0 | 0 | 0 | 772593.6073 | 536671 | 0 | 0 | 0 | 0 | 575214.905 | 1148696.5358 | 0 | 0 | 0 | 0 | 0 | 0 | 0 | 0 | 0 | 0 | 0 | 0 | 0 | 0 | 0 | 0 | 251998.3149 | -16075.7076 | 0 | 0 | 0 | 0 | 0 | 0 | 0 | 0 | 0 | 0 | 0 | 0 | 0 | 0 | 0
2016-09-23 17:00 | 0 | 0 | 0 | 0 | 0 | 0 | 774191.1666 | 556404 | 0 | 0 | 0 | 0 | 827213.22 | 1114485.3874 | 0 | 0 | 0 | 0 | 0 | 0 | 0 | 0 | 0 | 0 | 0 | 0 | 0 | 0 | 0 | 0 | 251998.3149 | -34211.1484 | 0 | 0 | 0 | 0 | 0 | 0 | 0 | 0 | 0 | 0 | 0 | 0 | 0 | 0 | 0
2016-09-23 18:00 | 0 | 0 | 0 | 0 | 0 | 0 | 763633.6081 | 571875 | 0 | 0 | 0 | 0 | 1079211.5349 | 1054245.6805 | 0 | 0 | 0 | 0 | 0 | 0 | 0 | 0 | 0 | 0 | 0 | 0 | 0 | 0 | 0 | 0 | 251998.3149 | -60239.7068 | 0 | 0 | 0 | 0 | 0 | 0 | 0 | 0 | 0 | 0 | 0 | 0 | 0 | 0 | 0
2016-09-23 19:00 | 0 | 0 | 0 | 0 | 0 | 0 | 756138.1846 | 582063 | 0 | 0 | 0 | 0 | 1200847.8293 | 1106684.5707 | 0 | 0 | 0 | 0 | 0 | 0 | 0 | 0 | 0 | 0 | 0 | 0 | 0 | 0 | 0 | 0 | 121636.2945 | 52438.8901 | 0 | 0 | 0 | 0 | 0 | 0 | 0 | 0 | 0 | 0 | 0 | 0 | 0 | 0 | 0
2016-09-23 20:00 | 0 | 0 | 0 | 0 | 0 | 0 | 762007.2731 | 588232 | 0 | 0 | 0 | 0 | 1452846.1443 | 1028461.5289 | 0 | 0 | 0 | 0 | 0 | 0 | 0 | 0 | 0 | 0 | 0 | 0 | 0 | 0 | 0 | 0 | 251998.3149 | -78223.0418 | 0 | 0 | 0 | 0 | 0 | 0 | 0 | 0 | 0 | 0 | 0 | 0 | 0 | 0 | 0
2016-09-23 21:00 | 0 | 0 | 0 | 0 | 0 | 0 | 762025.1635 | 586369 | 0 | 0 | 0 | 0 | 1512776.5885 | 1144187.2482 | 0 | 0 | 0 | 0 | 0 | 0 | 0 | 0 | 0 | 0 | 0 | 0 | 0 | 0 | 0 | 0 | 59930.4442 | 115725.7193 | 0 | 0 | 0 | 0 | 0 | 0 | 0 | 0 | 0 | 0 | 0 | 0 | 0 | 0 | 0
2016-09-23 22:00 | 0 | 0 | 0 | 0 | 0 | 0 | 721735.5062 | 572867 | 0 | 0 | 0 | 0 | 1764774.9034 | 1041057.4394 | 0 | 0 | 0 | 0 | 0 | 0 | 0 | 0 | 0 | 0 | 0 | 0 | 0 | 0 | 0 | 0 | 251998.3149 | -103129.8088 | 0 | 0 | 0 | 0 | 0 | 0 | 0 | 0 | 0 | 0 | 0 | 0 | 0 | 0 | 0
2016-09-23 23:00 | 0 | 0 | 0 | 0 | 0 | 0 | 579588.6615 | 556402 | 0 | 0 | 0 | 0 | 1903687.2842 | 925331.7201 | 0 | 0 | 0 | 0 | 0 | 0 | 0 | 0 | 0 | 0 | 0 | 0 | 0 | 0 | 0 | 0 | 138912.3808 | -115725.7193 | 0 | 0 | 0 | 0 | 0 | 0 | 0 | 0 | 0 | 0 | 0 | 0 | 0 | 0 | 0
2016-09-24 | 0 | 0 | 0 | 0 | 0 | 0 | 286336.2011 | 541761 | 0 | 0 | 0 | 0 | 1763988.2046 | 809606.0008 | 0 | 0 | 0 | 0 | 0 | 0 | 0 | 0 | 0 | 0 | 0 | 0 | 0 | 0 | 0 | 0 | -139699.0796 | -115725.7193 | 0 | 0 | 0 | 0 | 0 | 0 | 0 | 0 | 0 | 0 | 0 | 0 | 0 | 0 | 0
2016-09-24 01:00 | 0 | 0 | 0 | 0 | 0 | 137621.6922 | 15144.2736 | 520490 | 0 | 0 | 0 | 0 | 1511989.8897 | 693880.2815 | 0 | 0 | 0 | 0 | 0 | 0 | 0 | 0 | 0 | 0 | 0 | 0 | 0 | 0 | 0 | 0 | -251998.3149 | -115725.7193 | 0 | 0 | 0 | 0 | 0 | 0 | 0 | 0 | 0 | 0 | 0 | 0 | 0 | 0 | 0
2016-09-24 02:00 | 0 | 0 | 0 | 0 | 0 | 128141.9658 | 0 | 495866 | 0 | 0 | 0 | 0 | 1259991.5747 | 578154.5622 | 0 | 0 | 0 | 0 | 0 | 0 | 0 | 0 | 0 | 0 | 0 | 0 | 0 | 0 | 0 | 0 | -251998.3149 | -115725.7193 | 0 | 0 | 0 | 0 | 0 | 0 | 0 | 0 | 0 | 0 | 0 | 0 | 0 | 0 | 0
2016-09-24 03:00 | 0 | 0 | 0 | 0 | 0 | 601875.5956 | 0 | 465603 | 0 | 0 | 0 | 0 | 1511989.8897 | 462428.8429 | 0 | 0 | 0 | 0 | 0 | 0 | 0 | 0 | 0 | 0 | 0 | 0 | 0 | 0 | 0 | 0 | 251998.3149 | -115725.7193 | 0 | 0 | 0 | 0 | 0 | 0 | 0 | 0 | 0 | 0 | 0 | 0 | 0 | 0 | 0
2016-09-24 04:00 | 0 | 0 | 0 | 0 | 0 | 299564.4044 | 0 | 435837 | 0 | 0 | 0 | 0 | 1259991.5747 | 578154.5622 | 0 | 0 | 0 | 0 | 0 | 0 | 0 | 0 | 0 | 0 | 0 | 0 | 0 | 0 | 0 | 0 | -251998.3149 | 115725.7193 | 0 | 0 | 0 | 0 | 0 | 0 | 0 | 0 | 0 | 0 | 0 | 0 | 0 | 0 | 0
2016-09-24 05:00 | 0 | 0 | 0 | 0 | 0 | 43052.9658 | 0 | 410777 | 0 | 0 | 0 | 0 | 1007993.2598 | 462428.8429 | 0 | 0 | 0 | 0 | 0 | 0 | 0 | 0 | 0 | 0 | 0 | 0 | 0 | 0 | 0 | 0 | -251998.3149 | -115725.7193 | 0 | 0 | 0 | 0 | 0 | 0 | 0 | 0 | 0 | 0 | 0 | 0 | 0 | 0 | 0
2016-09-24 06:00 | 0 | 0 | 0 | 0 | 0 | 23155.9658 | 0 | 390880 | 0 | 0 | 0 | 0 | 755994.9448 | 346703.1236 | 0 | 0 | 0 | 0 | 0 | 0 | 0 | 0 | 0 | 0 | 0 | 0 | 0 | 0 | 0 | 0 | -251998.3149 | -115725.7193 | 0 | 0 | 0 | 0 | 0 | 0 | 0 | 0 | 0 | 0 | 0 | 0 | 0 | 0 | 0
2016-09-24 07:00 | 0 | 0 | 0 | 0 | 0 | 513234.5956 | 0 | 376962 | 0 | 0 | 0 | 0 | 1007993.2598 | 230977.4044 | 0 | 0 | 0 | 0 | 0 | 0 | 0 | 0 | 0 | 0 | 0 | 0 | 0 | 0 | 0 | 0 | 251998.3149 | -115725.7193 | 0 | 0 | 0 | 0 | 0 | 0 | 0 | 0 | 0 | 0 | 0 | 0 | 0 | 0 | 0
2016-09-24 08:00 | 0 | 0 | 0 | 0 | 0 | 232681.4044 | 0 | 368954 | 0 | 0 | 0 | 0 | 755994.9448 | 346703.1236 | 0 | 0 | 0 | 0 | 0 | 0 | 0 | 0 | 0 | 0 | 0 | 0 | 0 | 0 | 0 | 0 | -251998.3149 | 115725.7193 | 0 | 0 | 0 | 0 | 0 | 0 | 0 | 0 | 0 | 0 | 0 | 0 | 0 | 0 | 0
2016-09-24 09:00 | 0 | 0 | 0 | 0 | 0 | 0 | 0 | 367250 | 0 | 0 | 0 | 0 | 503996.6299 | 231451.4386 | 0 | 0 | 0 | 0 | 0 | 0 | 0 | 0 | 0 | 0 | 0 | 0 | 0 | 0 | 0 | 0 | -251998.3149 | -115251.6851 | 0 | 0 | 0 | 0 | 0 | 0 | 0 | 0 | 0 | 0 | 0 | 0 | 0 | 0 | 0
2016-09-24 10:00 | 0 | 0 | 0 | 0 | 0 | 4748.9658 | 0 | 372473 | 0 | 0 | 0 | 0 | 251998.3149 | 115725.7193 | 0 | 0 | 0 | 0 | 0 | 0 | 0 | 0 | 0 | 0 | 0 | 0 | 0 | 0 | 0 | 0 | -251998.3149 | -115725.7193 | 0 | 0 | 0 | 0 | 0 | 0 | 0 | 0 | 0 | 0 | 0 | 0 | 0 | 0 | 0
2016-09-24 11:00 | 0 | 0 | 0 | 0 | 0 | 13012.9658 | 0 | 380737 | 0 | 0 | 0 | 0 | 0 | 0 | 0 | 0 | 0 | 0 | 0 | 0 | 0 | 0 | 0 | 0 | 0 | 0 | 0 | 0 | 0 | 0 | -251998.3149 | -115725.7193 | 0 | 0 | 0 | 0 | 0 | 0 | 0 | 0 | 0 | 0 | 0 | 0 | 0 | 0 | 0
2016-09-24 12:00 | 0 | 0 | 0 | 0 | 0 | 498689.5727 | 0 | 396108 | 0 | 0 | 0 | 0 | 0 | 102581.5727 | 0 | 0 | 0 | 0 | 0 | 0 | 0 | 0 | 0 | 0 | 0 | 0 | 0 | 0 | 0 | 0 | 0 | 102581.5727 | 0 | 0 | 0 | 0 | 0 | 0 | 0 | 0 | 0 | 0 | 0 | 0 | 0 | 0 | 0
2016-09-24 13:00 | 0 | 0 | 0 | 0 | 0 | 390544.9152 | 50343.2681 | 419312 | 0 | 0 | 0 | 0 | 0 | 124157.756 | 0 | 0 | 0 | 0 | 0 | 0 | 0 | 0 | 0 | 0 | 0 | 0 | 0 | 0 | 0 | 0 | 0 | 21576.1833 | 0 | 0 | 0 | 0 | 0 | 0 | 0 | 0 | 0 | 0 | 0 | 0 | 0 | 0 | 0
2016-09-24 14:00 | 0 | 0 | 0 | 0 | 0 | 0 | 431945.7473 | 445085 | 0 | 0 | 0 | 0 | 12950.5021 | 98068.0012 | 0 | 0 | 0 | 0 | 0 | 0 | 0 | 0 | 0 | 0 | 0 | 0 | 0 | 0 | 0 | 0 | 12950.5021 | -26089.7548 | 0 | 0 | 0 | 0 | 0 | 0 | 0 | 0 | 0 | 0 | 0 | 0 | 0 | 0 | 0
2016-09-24 15:00 | 0 | 0 | 0 | 0 | 0 | 40640.0338 | 718872.7219 | 469931 | 0 | 0 | 0 | 0 | 264948.817 | 135651.442 | 0 | 0 | 0 | 0 | 0 | 0 | 0 | 0 | 0 | 0 | 0 | 0 | 0 | 0 | 0 | 0 | 251998.3149 | 37583.4407 | 0 | 0 | 0 | 0 | 0 | 0 | 0 | 0 | 0 | 0 | 0 | 0 | 0 | 0 | 0
2016-09-24 16:00 | 0 | 0 | 0 | 0 | 0 | 80723.6931 | 777873.3412 | 490873 | 0 | 0 | 0 | 0 | 516947.132 | 251377.1612 | 0 | 0 | 0 | 0 | 0 | 0 | 0 | 0 | 0 | 0 | 0 | 0 | 0 | 0 | 0 | 0 | 251998.3149 | 115725.7193 | 0 | 0 | 0 | 0 | 0 | 0 | 0 | 0 | 0 | 0 | 0 | 0 | 0 | 0 | 0
2016-09-24 17:00 | 0 | 0 | 0 | 0 | 0 | 0 | 776904.5974 | 506967 | 0 | 0 | 0 | 0 | 768945.4469 | 269316.4437 | 0 | 0 | 0 | 0 | 0 | 0 | 0 | 0 | 0 | 0 | 0 | 0 | 0 | 0 | 0 | 0 | 251998.3149 | 17939.2825 | 0 | 0 | 0 | 0 | 0 | 0 | 0 | 0 | 0 | 0 | 0 | 0 | 0 | 0 | 0
2016-09-24 18:00 | 0 | 0 | 0 | 0 | 0 | 0 | 761842.2634 | 518027 | 0 | 0 | 0 | 0 | 1020943.7619 | 261133.3922 | 0 | 0 | 0 | 0 | 0 | 0 | 0 | 0 | 0 | 0 | 0 | 0 | 0 | 0 | 0 | 0 | 251998.3149 | -8183.0516 | 0 | 0 | 0 | 0 | 0 | 0 | 0 | 0 | 0 | 0 | 0 | 0 | 0 | 0 | 0
2016-09-24 19:00 | 0 | 0 | 0 | 0 | 0 | 0 | 751394.236 | 526151 | 0 | 0 | 0 | 0 | 1272942.0768 | 234378.3132 | 0 | 0 | 0 | 0 | 0 | 0 | 0 | 0 | 0 | 0 | 0 | 0 | 0 | 0 | 0 | 0 | 251998.3149 | -26755.0789 | 0 | 0 | 0 | 0 | 0 | 0 | 0 | 0 | 0 | 0 | 0 | 0 | 0 | 0 | 0
2016-09-24 20:00 | 0 | 0 | 0 | 0 | 0 | 0 | 753801.8134 | 531570 | 0 | 0 | 0 | 0 | 1524940.3918 | 204611.8117 | 0 | 0 | 0 | 0 | 0 | 0 | 0 | 0 | 0 | 0 | 0 | 0 | 0 | 0 | 0 | 0 | 251998.3149 | -29766.5015 | 0 | 0 | 0 | 0 | 0 | 0 | 0 | 0 | 0 | 0 | 0 | 0 | 0 | 0 | 0
2016-09-24 21:00 | 0 | 0 | 0 | 0 | 0 | 0 | 748680.1094 | 531513 | 0 | 0 | 0 | 0 | 1776938.7067 | 169780.6062 | 0 | 0 | 0 | 0 | 0 | 0 | 0 | 0 | 0 | 0 | 0 | 0 | 0 | 0 | 0 | 0 | 251998.3149 | -34831.2055 | 0 | 0 | 0 | 0 | 0 | 0 | 0 | 0 | 0 | 0 | 0 | 0 | 0 | 0 | 0
2016-09-24 22:00 | 0 | 0 | 0 | 0 | 0 | 0 | 722190.4281 | 524247 | 0 | 0 | 0 | 0 | 2028937.0216 | 115725.7193 | 0 | 0 | 0 | 0 | 0 | 0 | 0 | 0 | 0 | 0 | 0 | 0 | 0 | 0 | 0 | 0 | 251998.3149 | -54054.8869 | 0 | 0 | 0 | 0 | 0 | 0 | 0 | 0 | 0 | 0 | 0 | 0 | 0 | 0 | 0
2016-09-24 23:00 | 0 | 0 | 0 | 0 | 0 | 0 | 615062.834 | 514988 | 0 | 0 | 0 | 0 | 2013286.1363 | 231451.4386 | 0 | 0 | 0 | 0 | 0 | 0 | 0 | 0 | 0 | 0 | 0 | 0 | 0 | 0 | 0 | 0 | -15650.8853 | 115725.7193 | 0 | 0 | 0 | 0 | 0 | 0 | 0 | 0 | 0 | 0 | 0 | 0 | 0 | 0 | 0
2016-09-25 | 0 | 0 | 0 | 0 | 0 | 0 | 309988.574 | 507029 | 0 | 0 | 0 | 0 | 1931971.4296 | 115725.7193 | 0 | 0 | 0 | 0 | 0 | 0 | 0 | 0 | 0 | 0 | 0 | 0 | 0 | 0 | 0 | 0 | -81314.7067 | -115725.7193 | 0 | 0 | 0 | 0 | 0 | 0 | 0 | 0 | 0 | 0 | 0 | 0 | 0 | 0 | 0
2016-09-25 01:00 | 0 | 0 | 0 | 0 | 0 | 97498.811 | 23027.1548 | 488250 | 0 | 0 | 0 | 0 | 1679973.1147 | 0 | 0 | 0 | 0 | 0 | 0 | 0 | 0 | 0 | 0 | 0 | 0 | 0 | 0 | 0 | 0 | 0 | -251998.3149 | -115725.7193 | 0 | 0 | 0 | 0 | 0 | 0 | 0 | 0 | 0 | 0 | 0 | 0 | 0 | 0 | 0
2016-09-25 02:00 | 0 | 0 | 0 | 0 | 0 | 270191.9694 | 0 | 465257 | 0 | 0 | 0 | 0 | 1427974.7997 | 56933.2843 | 0 | 0 | 0 | 0 | 0 | 0 | 0 | 0 | 0 | 0 | 0 | 0 | 0 | 0 | 0 | 0 | -251998.3149 | 56933.2843 | 0 | 0 | 0 | 0 | 0 | 0 | 0 | 0 | 0 | 0 | 0 | 0 | 0 | 0 | 0
2016-09-25 03:00 | 0 | 0 | 0 | 0 | 0 | 585356.5553 | 0 | 438400 | 0 | 0 | 0 | 0 | 1459205.6358 | 172659.0036 | 0 | 0 | 0 | 0 | 0 | 0 | 0 | 0 | 0 | 0 | 0 | 0 | 0 | 0 | 0 | 0 | 31230.836 | 115725.7193 | 0 | 0 | 0 | 0 | 0 | 0 | 0 | 0 | 0 | 0 | 0 | 0 | 0 | 0 | 0
2016-09-25 04:00 | 0 | 0 | 0 | 0 | 0 | 581280.9732 | 0 | 412771 | 0 | 0 | 0 | 0 | 1511989.8897 | 288384.7229 | 0 | 0 | 0 | 0 | 0 | 0 | 0 | 0 | 0 | 0 | 0 | 0 | 0 | 0 | 0 | 0 | 52784.2539 | 115725.7193 | 0 | 0 | 0 | 0 | 0 | 0 | 0 | 0 | 0 | 0 | 0 | 0 | 0 | 0 | 0
2016-09-25 05:00 | 0 | 0 | 0 | 0 | 0 | 21986.9658 | 0 | 389711 | 0 | 0 | 0 | 0 | 1259991.5747 | 172659.0036 | 0 | 0 | 0 | 0 | 0 | 0 | 0 | 0 | 0 | 0 | 0 | 0 | 0 | 0 | 0 | 0 | -251998.3149 | -115725.7193 | 0 | 0 | 0 | 0 | 0 | 0 | 0 | 0 | 0 | 0 | 0 | 0 | 0 | 0 | 0
2016-09-25 06:00 | 0 | 0 | 0 | 0 | 0 | 4154.9658 | 0 | 371879 | 0 | 0 | 0 | 0 | 1007993.2598 | 56933.2843 | 0 | 0 | 0 | 0 | 0 | 0 | 0 | 0 | 0 | 0 | 0 | 0 | 0 | 0 | 0 | 0 | -251998.3149 | -115725.7193 | 0 | 0 | 0 | 0 | 0 | 0 | 0 | 0 | 0 | 0 | 0 | 0 | 0 | 0 | 0
2016-09-25 07:00 | 0 | 0 | 0 | 0 | 0 | 554141.0306 | 0 | 359076 | 0 | 0 | 0 | 0 | 1259991.5747 | 0 | 0 | 0 | 0 | 0 | 0 | 0 | 0 | 0 | 0 | 0 | 0 | 0 | 0 | 0 | 0 | 0 | 251998.3149 | -56933.2843 | 0 | 0 | 0 | 0 | 0 | 0 | 0 | 0 | 0 | 0 | 0 | 0 | 0 | 0 | 0
2016-09-25 08:00 | 0 | 0 | 0 | 0 | 0 | 214957.4044 | 0 | 351230 | 0 | 0 | 0 | 0 | 1007993.2598 | 115725.7193 | 0 | 0 | 0 | 0 | 0 | 0 | 0 | 0 | 0 | 0 | 0 | 0 | 0 | 0 | 0 | 0 | -251998.3149 | 115725.7193 | 0 | 0 | 0 | 0 | 0 | 0 | 0 | 0 | 0 | 0 | 0 | 0 | 0 | 0 | 0
2016-09-25 09:00 | 0 | 0 | 0 | 0 | 0 | 211669.4044 | 0 | 347942 | 0 | 0 | 0 | 0 | 755994.9448 | 231451.4386 | 0 | 0 | 0 | 0 | 0 | 0 | 0 | 0 | 0 | 0 | 0 | 0 | 0 | 0 | 0 | 0 | -251998.3149 | 115725.7193 | 0 | 0 | 0 | 0 | 0 | 0 | 0 | 0 | 0 | 0 | 0 | 0 | 0 | 0 | 0
2016-09-25 10:00 | 0 | 0 | 0 | 0 | 0 | 0 | 0 | 349504 | 0 | 0 | 0 | 0 | 503996.6299 | 133945.7535 | 0 | 0 | 0 | 0 | 0 | 0 | 0 | 0 | 0 | 0 | 0 | 0 | 0 | 0 | 0 | 0 | -251998.3149 | -97505.6851 | 0 | 0 | 0 | 0 | 0 | 0 | 0 | 0 | 0 | 0 | 0 | 0 | 0 | 0 | 0
2016-09-25 11:00 | 0 | 0 | 0 | 0 | 0 | 84862.6166 | 0 | 355102 | 0 | 0 | 0 | 0 | 251998.3149 | 115704.6851 | 0 | 0 | 0 | 0 | 0 | 0 | 0 | 0 | 0 | 0 | 0 | 0 | 0 | 0 | 0 | 0 | -251998.3149 | -18241.0685 | 0 | 0 | 0 | 0 | 0 | 0 | 0 | 0 | 0 | 0 | 0 | 0 | 0 | 0 | 0
2016-09-25 12:00 | 0 | 0 | 0 | 0 | 0 | 0 | 0 | 367703 | 0 | 0 | 0 | 0 | 0 | 0 | 0 | 0 | 0 | 0 | 0 | 0 | 0 | 0 | 0 | 0 | 0 | 0 | 0 | 0 | 0 | 0 | -251998.3149 | -115704.6851 | 0 | 0 | 0 | 0 | 0 | 0 | 0 | 0 | 0 | 0 | 0 | 0 | 0 | 0 | 0
2016-09-25 13:00 | 0 | 0 | 0 | 0 | 0 | 545862.1094 | 42957.317 | 389629 | 0 | 0 | 0 | 0 | 83464.7071 | 115725.7193 | 0 | 0 | 0 | 0 | 0 | 0 | 0 | 0 | 0 | 0 | 0 | 0 | 0 | 0 | 0 | 0 | 83464.7071 | 115725.7193 | 0 | 0 | 0 | 0 | 0 | 0 | 0 | 0 | 0 | 0 | 0 | 0 | 0 | 0 | 0
2016-09-25 14:00 | 0 | 0 | 0 | 0 | 0 | 0 | 431359.7039 | 411035 | 0 | 0 | 0 | 0 | 0 | 219515.1303 | 0 | 0 | 0 | 0 | 0 | 0 | 0 | 0 | 0 | 0 | 0 | 0 | 0 | 0 | 0 | 0 | -83464.7071 | 103789.411 | 0 | 0 | 0 | 0 | 0 | 0 | 0 | 0 | 0 | 0 | 0 | 0 | 0 | 0 | 0
2016-09-25 15:00 | 0 | 0 | 0 | 0 | 0 | 0 | 735837.9688 | 433297 | 0 | 0 | 0 | 0 | 186815.2495 | 335240.8495 | 0 | 0 | 0 | 0 | 0 | 0 | 0 | 0 | 0 | 0 | 0 | 0 | 0 | 0 | 0 | 0 | 186815.2495 | 115725.7193 | 0 | 0 | 0 | 0 | 0 | 0 | 0 | 0 | 0 | 0 | 0 | 0 | 0 | 0 | 0
2016-09-25 16:00 | 0 | 0 | 0 | 0 | 0 | 52457.9926 | 770760.0417 | 455494 | 0 | 0 | 0 | 0 | 438813.5645 | 450966.5688 | 0 | 0 | 0 | 0 | 0 | 0 | 0 | 0 | 0 | 0 | 0 | 0 | 0 | 0 | 0 | 0 | 251998.3149 | 115725.7193 | 0 | 0 | 0 | 0 | 0 | 0 | 0 | 0 | 0 | 0 | 0 | 0 | 0 | 0 | 0
2016-09-25 17:00 | 0 | 0 | 0 | 0 | 0 | 0 | 761493.6546 | 474452 | 0 | 0 | 0 | 0 | 610129.4997 | 566692.2881 | 0 | 0 | 0 | 0 | 0 | 0 | 0 | 0 | 0 | 0 | 0 | 0 | 0 | 0 | 0 | 0 | 171315.9353 | 115725.7193 | 0 | 0 | 0 | 0 | 0 | 0 | 0 | 0 | 0 | 0 | 0 | 0 | 0 | 0 | 0
2016-09-25 18:00 | 0 | 0 | 0 | 0 | 0 | 111656.0171 | 745392.0172 | 489324 | 0 | 0 | 0 | 0 | 862127.8147 | 682418.0074 | 0 | 0 | 0 | 0 | 0 | 0 | 0 | 0 | 0 | 0 | 0 | 0 | 0 | 0 | 0 | 0 | 251998.3149 | 115725.7193 | 0 | 0 | 0 | 0 | 0 | 0 | 0 | 0 | 0 | 0 | 0 | 0 | 0 | 0 | 0
2016-09-25 19:00 | 0 | 0 | 0 | 0 | 0 | 56190.4366 | 728062.0756 | 499479 | 0 | 0 | 0 | 0 | 1031175.6076 | 798143.7267 | 0 | 0 | 0 | 0 | 0 | 0 | 0 | 0 | 0 | 0 | 0 | 0 | 0 | 0 | 0 | 0 | 169047.7929 | 115725.7193 | 0 | 0 | 0 | 0 | 0 | 0 | 0 | 0 | 0 | 0 | 0 | 0 | 0 | 0 | 0
2016-09-25 20:00 | 0 | 0 | 0 | 0 | 0 | 150102.6984 | 724514.3359 | 506893 | 0 | 0 | 0 | 0 | 1283173.9225 | 913869.446 | 0 | 0 | 0 | 0 | 0 | 0 | 0 | 0 | 0 | 0 | 0 | 0 | 0 | 0 | 0 | 0 | 251998.3149 | 115725.7193 | 0 | 0 | 0 | 0 | 0 | 0 | 0 | 0 | 0 | 0 | 0 | 0 | 0 | 0 | 0
2016-09-25 21:00 | 0 | 0 | 0 | 0 | 0 | 0 | 712993.7697 | 512205 | 0 | 0 | 0 | 0 | 1368236.9729 | 1029595.1653 | 0 | 0 | 0 | 0 | 0 | 0 | 0 | 0 | 0 | 0 | 0 | 0 | 0 | 0 | 0 | 0 | 85063.0504 | 115725.7193 | 0 | 0 | 0 | 0 | 0 | 0 | 0 | 0 | 0 | 0 | 0 | 0 | 0 | 0 | 0
2016-09-25 22:00 | 0 | 0 | 0 | 0 | 0 | 198383.9028 | 679388.1315 | 510048 | 0 | 0 | 0 | 0 | 1620235.2879 | 1145320.8846 | 0 | 0 | 0 | 0 | 0 | 0 | 0 | 0 | 0 | 0 | 0 | 0 | 0 | 0 | 0 | 0 | 251998.3149 | 115725.7193 | 0 | 0 | 0 | 0 | 0 | 0 | 0 | 0 | 0 | 0 | 0 | 0 | 0 | 0 | 0
2016-09-25 23:00 | 0 | 0 | 0 | 0 | 0 | 0 | 547776.6 | 508980 | 0 | 0 | 0 | 0 | 1774757.6071 | 1029595.1653 | 0 | 0 | 0 | 0 | 0 | 0 | 0 | 0 | 0 | 0 | 0 | 0 | 0 | 0 | 0 | 0 | 154522.3193 | -115725.7193 | 0 | 0 | 0 | 0 | 0 | 0 | 0 | 0 | 0 | 0 | 0 | 0 | 0 | 0 | 0
2016-09-26 | 0 | 0 | 0 | 0 | 0 | 0 | 285300.4269 | 507252 | 0 | 0 | 0 | 0 | 1668531.7534 | 913869.446 | 0 | 0 | 0 | 0 | 0 | 0 | 0 | 0 | 0 | 0 | 0 | 0 | 0 | 0 | 0 | 0 | -106225.8538 | -115725.7193 | 0 | 0 | 0 | 0 | 0 | 0 | 0 | 0 | 0 | 0 | 0 | 0 | 0 | 0 | 0
2016-09-26 01:00 | 0 | 0 | 0 | 0 | 0 | 687043.8362 | 11815.9587 | 488879 | 0 | 0 | 0 | 0 | 1762786.829 | 1029595.1653 | 0 | 0 | 0 | 0 | 0 | 0 | 0 | 0 | 0 | 0 | 0 | 0 | 0 | 0 | 0 | 0 | 94255.0756 | 115725.7193 | 0 | 0 | 0 | 0 | 0 | 0 | 0 | 0 | 0 | 0 | 0 | 0 | 0 | 0 | 0
2016-09-26 02:00 | 0 | 0 | 0 | 0 | 0 | 599810.5956 | 0 | 463538 | 0 | 0 | 0 | 0 | 2014785.1439 | 913869.446 | 0 | 0 | 0 | 0 | 0 | 0 | 0 | 0 | 0 | 0 | 0 | 0 | 0 | 0 | 0 | 0 | 251998.3149 | -115725.7193 | 0 | 0 | 0 | 0 | 0 | 0 | 0 | 0 | 0 | 0 | 0 | 0 | 0 | 0 | 0
2016-09-26 03:00 | 0 | 0 | 0 | 0 | 0 | 65009.9658 | 0 | 432734 | 0 | 0 | 0 | 0 | 1762786.829 | 798143.7267 | 0 | 0 | 0 | 0 | 0 | 0 | 0 | 0 | 0 | 0 | 0 | 0 | 0 | 0 | 0 | 0 | -251998.3149 | -115725.7193 | 0 | 0 | 0 | 0 | 0 | 0 | 0 | 0 | 0 | 0 | 0 | 0 | 0 | 0 | 0
2016-09-26 04:00 | 0 | 0 | 0 | 0 | 0 | 37179.9658 | 0 | 404904 | 0 | 0 | 0 | 0 | 1510788.514 | 682418.0074 | 0 | 0 | 0 | 0 | 0 | 0 | 0 | 0 | 0 | 0 | 0 | 0 | 0 | 0 | 0 | 0 | -251998.3149 | -115725.7193 | 0 | 0 | 0 | 0 | 0 | 0 | 0 | 0 | 0 | 0 | 0 | 0 | 0 | 0 | 0
2016-09-26 05:00 | 0 | 0 | 0 | 0 | 0 | 14203.9658 | 0 | 381928 | 0 | 0 | 0 | 0 | 1258790.1991 | 566692.2881 | 0 | 0 | 0 | 0 | 0 | 0 | 0 | 0 | 0 | 0 | 0 | 0 | 0 | 0 | 0 | 0 | -251998.3149 | -115725.7193 | 0 | 0 | 0 | 0 | 0 | 0 | 0 | 0 | 0 | 0 | 0 | 0 | 0 | 0 | 0
2016-09-26 06:00 | 0 | 0 | 0 | 0 | 0 | 0 | 0 | 365113 | 0 | 0 | 0 | 0 | 1006791.8841 | 453577.6031 | 0 | 0 | 0 | 0 | 0 | 0 | 0 | 0 | 0 | 0 | 0 | 0 | 0 | 0 | 0 | 0 | -251998.3149 | -113114.6851 | 0 | 0 | 0 | 0 | 0 | 0 | 0 | 0 | 0 | 0 | 0 | 0 | 0 | 0 | 0
2016-09-26 07:00 | 0 | 0 | 0 | 0 | 0 | 492200.5956 | 0 | 355928 | 0 | 0 | 0 | 0 | 1258790.1991 | 337851.8838 | 0 | 0 | 0 | 0 | 0 | 0 | 0 | 0 | 0 | 0 | 0 | 0 | 0 | 0 | 0 | 0 | 251998.3149 | -115725.7193 | 0 | 0 | 0 | 0 | 0 | 0 | 0 | 0 | 0 | 0 | 0 | 0 | 0 | 0 | 0
2016-09-26 08:00 | 0 | 0 | 0 | 0 | 0 | 0 | 0 | 354275 | 0 | 0 | 0 | 0 | 1020240.9184 | 222126.1645 | 0 | 0 | 0 | 0 | 0 | 0 | 0 | 0 | 0 | 0 | 0 | 0 | 0 | 0 | 0 | 0 | -238549.2807 | -115725.7193 | 0 | 0 | 0 | 0 | 0 | 0 | 0 | 0 | 0 | 0 | 0 | 0 | 0 | 0 | 0
2016-09-26 09:00 | 0 | 0 | 0 | 0 | 0 | 228009.4044 | 0 | 364282 | 0 | 0 | 0 | 0 | 768242.6034 | 337851.8838 | 0 | 0 | 0 | 0 | 0 | 0 | 0 | 0 | 0 | 0 | 0 | 0 | 0 | 0 | 0 | 0 | -251998.3149 | 115725.7193 | 0 | 0 | 0 | 0 | 0 | 0 | 0 | 0 | 0 | 0 | 0 | 0 | 0 | 0 | 0
2016-09-26 10:00 | 0 | 0 | 0 | 0 | 0 | 20332.9658 | 0 | 388057 | 0 | 0 | 0 | 0 | 516244.2885 | 222126.1645 | 0 | 0 | 0 | 0 | 0 | 0 | 0 | 0 | 0 | 0 | 0 | 0 | 0 | 0 | 0 | 0 | -251998.3149 | -115725.7193 | 0 | 0 | 0 | 0 | 0 | 0 | 0 | 0 | 0 | 0 | 0 | 0 | 0 | 0 | 0
2016-09-26 11:00 | 0 | 0 | 0 | 0 | 0 | 44745.9658 | 0 | 412470 | 0 | 0 | 0 | 0 | 264245.9735 | 106400.4452 | 0 | 0 | 0 | 0 | 0 | 0 | 0 | 0 | 0 | 0 | 0 | 0 | 0 | 0 | 0 | 0 | -251998.3149 | -115725.7193 | 0 | 0 | 0 | 0 | 0 | 0 | 0 | 0 | 0 | 0 | 0 | 0 | 0 | 0 | 0
2016-09-26 12:00 | 0 | 0 | 0 | 0 | 0 | 604637.6469 | 0 | 427194 | 0 | 0 | 0 | 0 | 325963.9011 | 222126.1645 | 0 | 0 | 0 | 0 | 0 | 0 | 0 | 0 | 0 | 0 | 0 | 0 | 0 | 0 | 0 | 0 | 61717.9276 | 115725.7193 | 0 | 0 | 0 | 0 | 0 | 0 | 0 | 0 | 0 | 0 | 0 | 0 | 0 | 0 | 0
2016-09-26 13:00 | 0 | 0 | 0 | 0 | 0 | 408685.5474 | 43700.6473 | 441798 | 0 | 0 | 0 | 0 | 402837.1303 | 155841.13 | 0 | 0 | 0 | 0 | 0 | 0 | 0 | 0 | 0 | 0 | 0 | 0 | 0 | 0 | 0 | 0 | 76873.2292 | -66285.0345 | 0 | 0 | 0 | 0 | 0 | 0 | 0 | 0 | 0 | 0 | 0 | 0 | 0 | 0 | 0
2016-09-26 14:00 | 0 | 0 | 0 | 0 | 0 | 0 | 385276.8021 | 457712 | 0 | 0 | 0 | 0 | 214676.2131 | 271566.8493 | 0 | 0 | 0 | 0 | 0 | 0 | 0 | 0 | 0 | 0 | 0 | 0 | 0 | 0 | 0 | 0 | -188160.9172 | 115725.7193 | 0 | 0 | 0 | 0 | 0 | 0 | 0 | 0 | 0 | 0 | 0 | 0 | 0 | 0 | 0
2016-09-26 15:00 | 0 | 0 | 0 | 0 | 0 | 0 | 676239.0219 | 473022 | 0 | 0 | 0 | 0 | 302167.5157 | 387292.5686 | 0 | 0 | 0 | 0 | 0 | 0 | 0 | 0 | 0 | 0 | 0 | 0 | 0 | 0 | 0 | 0 | 87491.3026 | 115725.7193 | 0 | 0 | 0 | 0 | 0 | 0 | 0 | 0 | 0 | 0 | 0 | 0 | 0 | 0 | 0
2016-09-26 16:00 | 0 | 0 | 0 | 0 | 0 | 0 | 725877.4396 | 486534 | 0 | 0 | 0 | 0 | 425785.2361 | 503018.2879 | 0 | 0 | 0 | 0 | 0 | 0 | 0 | 0 | 0 | 0 | 0 | 0 | 0 | 0 | 0 | 0 | 123617.7204 | 115725.7193 | 0 | 0 | 0 | 0 | 0 | 0 | 0 | 0 | 0 | 0 | 0 | 0 | 0 | 0 | 0
2016-09-26 17:00 | 0 | 0 | 0 | 0 | 0 | 0 | 726449.6899 | 498321 | 0 | 0 | 0 | 0 | 538188.2067 | 618744.0072 | 0 | 0 | 0 | 0 | 0 | 0 | 0 | 0 | 0 | 0 | 0 | 0 | 0 | 0 | 0 | 0 | 112402.9706 | 115725.7193 | 0 | 0 | 0 | 0 | 0 | 0 | 0 | 0 | 0 | 0 | 0 | 0 | 0 | 0 | 0
2016-09-26 18:00 | 0 | 0 | 0 | 0 | 0 | 0 | 713483.0755 | 506525 | 0 | 0 | 0 | 0 | 790186.5216 | 573703.7678 | 0 | 0 | 0 | 0 | 0 | 0 | 0 | 0 | 0 | 0 | 0 | 0 | 0 | 0 | 0 | 0 | 251998.3149 | -45040.2395 | 0 | 0 | 0 | 0 | 0 | 0 | 0 | 0 | 0 | 0 | 0 | 0 | 0 | 0 | 0
2016-09-26 19:00 | 0 | 0 | 0 | 0 | 0 | 0 | 697981.4235 | 511847 | 0 | 0 | 0 | 0 | 860595.2258 | 689429.4871 | 0 | 0 | 0 | 0 | 0 | 0 | 0 | 0 | 0 | 0 | 0 | 0 | 0 | 0 | 0 | 0 | 70408.7042 | 115725.7193 | 0 | 0 | 0 | 0 | 0 | 0 | 0 | 0 | 0 | 0 | 0 | 0 | 0 | 0 | 0
2016-09-26 20:00 | 0 | 0 | 0 | 0 | 0 | 191698.3524 | 692313.6818 | 516288 | 0 | 0 | 0 | 0 | 1112593.5407 | 805155.2064 | 0 | 0 | 0 | 0 | 0 | 0 | 0 | 0 | 0 | 0 | 0 | 0 | 0 | 0 | 0 | 0 | 251998.3149 | 115725.7193 | 0 | 0 | 0 | 0 | 0 | 0 | 0 | 0 | 0 | 0 | 0 | 0 | 0 | 0 | 0
2016-09-26 21:00 | 0 | 0 | 0 | 0 | 0 | 0 | 678856.6173 | 516610 | 0 | 0 | 0 | 0 | 1159114.4388 | 920880.9257 | 0 | 0 | 0 | 0 | 0 | 0 | 0 | 0 | 0 | 0 | 0 | 0 | 0 | 0 | 0 | 0 | 46520.898 | 115725.7193 | 0 | 0 | 0 | 0 | 0 | 0 | 0 | 0 | 0 | 0 | 0 | 0 | 0 | 0 | 0
2016-09-26 22:00 | 0 | 0 | 0 | 0 | 0 | 0 | 646172.3841 | 513497 | 0 | 0 | 0 | 0 | 1407515.5421 | 805155.2064 | 0 | 0 | 0 | 0 | 0 | 0 | 0 | 0 | 0 | 0 | 0 | 0 | 0 | 0 | 0 | 0 | 248401.1034 | -115725.7193 | 0 | 0 | 0 | 0 | 0 | 0 | 0 | 0 | 0 | 0 | 0 | 0 | 0 | 0 | 0
2016-09-26 23:00 | 0 | 0 | 0 | 0 | 0 | 0 | 523248.983 | 512918 | 0 | 0 | 0 | 0 | 1533572.2444 | 689429.4871 | 0 | 0 | 0 | 0 | 0 | 0 | 0 | 0 | 0 | 0 | 0 | 0 | 0 | 0 | 0 | 0 | 126056.7023 | -115725.7193 | 0 | 0 | 0 | 0 | 0 | 0 | 0 | 0 | 0 | 0 | 0 | 0 | 0 | 0 | 0
2016-09-27 | 0 | 0 | 0 | 0 | 0 | 0 | 249584.4795 | 510195 | 0 | 0 | 0 | 0 | 1281573.9295 | 680817.2815 | 0 | 0 | 0 | 0 | 0 | 0 | 0 | 0 | 0 | 0 | 0 | 0 | 0 | 0 | 0 | 0 | -251998.3149 | -8612.2055 | 0 | 0 | 0 | 0 | 0 | 0 | 0 | 0 | 0 | 0 | 0 | 0 | 0 | 0 | 0
2016-09-27 01:00 | 0 | 0 | 0 | 0 | 0 | 108348.3718 | 12808.594 | 488881 | 0 | 0 | 0 | 0 | 1029575.6145 | 565091.5622 | 0 | 0 | 0 | 0 | 0 | 0 | 0 | 0 | 0 | 0 | 0 | 0 | 0 | 0 | 0 | 0 | -251998.3149 | -115725.7193 | 0 | 0 | 0 | 0 | 0 | 0 | 0 | 0 | 0 | 0 | 0 | 0 | 0 | 0 | 0
2016-09-27 02:00 | 0 | 0 | 0 | 0 | 0 | 419383.7423 | 0 | 462918 | 0 | 0 | 0 | 0 | 870315.6375 | 680817.2815 | 0 | 0 | 0 | 0 | 0 | 0 | 0 | 0 | 0 | 0 | 0 | 0 | 0 | 0 | 0 | 0 | -159259.977 | 115725.7193 | 0 | 0 | 0 | 0 | 0 | 0 | 0 | 0 | 0 | 0 | 0 | 0 | 0 | 0 | 0
2016-09-27 03:00 | 0 | 0 | 0 | 0 | 0 | 66113.9658 | 0 | 433838 | 0 | 0 | 0 | 0 | 618317.3225 | 565091.5622 | 0 | 0 | 0 | 0 | 0 | 0 | 0 | 0 | 0 | 0 | 0 | 0 | 0 | 0 | 0 | 0 | -251998.3149 | -115725.7193 | 0 | 0 | 0 | 0 | 0 | 0 | 0 | 0 | 0 | 0 | 0 | 0 | 0 | 0 | 0
2016-09-27 04:00 | 0 | 0 | 0 | 0 | 0 | 421758.8688 | 0 | 403286 | 0 | 0 | 0 | 0 | 752515.9106 | 449365.8429 | 0 | 0 | 0 | 0 | 0 | 0 | 0 | 0 | 0 | 0 | 0 | 0 | 0 | 0 | 0 | 0 | 134198.5881 | -115725.7193 | 0 | 0 | 0 | 0 | 0 | 0 | 0 | 0 | 0 | 0 | 0 | 0 | 0 | 0 | 0
2016-09-27 05:00 | 0 | 0 | 0 | 0 | 0 | 12822.9658 | 0 | 380547 | 0 | 0 | 0 | 0 | 500517.5956 | 333640.1236 | 0 | 0 | 0 | 0 | 0 | 0 | 0 | 0 | 0 | 0 | 0 | 0 | 0 | 0 | 0 | 0 | -251998.3149 | -115725.7193 | 0 | 0 | 0 | 0 | 0 | 0 | 0 | 0 | 0 | 0 | 0 | 0 | 0 | 0 | 0
2016-09-27 06:00 | 0 | 0 | 0 | 0 | 0 | 0 | 0 | 364245 | 0 | 0 | 0 | 0 | 251998.3149 | 217914.4044 | 0 | 0 | 0 | 0 | 0 | 0 | 0 | 0 | 0 | 0 | 0 | 0 | 0 | 0 | 0 | 0 | -248519.2807 | -115725.7193 | 0 | 0 | 0 | 0 | 0 | 0 | 0 | 0 | 0 | 0 | 0 | 0 | 0 | 0 | 0
2016-09-27 07:00 | 0 | 0 | 0 | 0 | 0 | 0 | 0 | 354187 | 0 | 0 | 0 | 0 | 0 | 115725.7193 | 0 | 0 | 0 | 0 | 0 | 0 | 0 | 0 | 0 | 0 | 0 | 0 | 0 | 0 | 0 | 0 | -251998.3149 | -102188.6851 | 0 | 0 | 0 | 0 | 0 | 0 | 0 | 0 | 0 | 0 | 0 | 0 | 0 | 0 | 0
2016-09-27 08:00 | 0 | 0 | 0 | 0 | 0 | 487886.5956 | 0 | 351614 | 0 | 0 | 0 | 0 | 251998.3149 | 0 | 0 | 0 | 0 | 0 | 0 | 0 | 0 | 0 | 0 | 0 | 0 | 0 | 0 | 0 | 0 | 0 | 251998.3149 | -115725.7193 | 0 | 0 | 0 | 0 | 0 | 0 | 0 | 0 | 0 | 0 | 0 | 0 | 0 | 0 | 0
2016-09-27 09:00 | 0 | 0 | 0 | 0 | 0 | 108381.6851 | 0 | 360380 | 0 | 0 | 0 | 0 | 0 | 0 | 0 | 0 | 0 | 0 | 0 | 0 | 0 | 0 | 0 | 0 | 0 | 0 | 0 | 0 | 0 | 0 | -251998.3149 | 0 | 0 | 0 | 0 | 0 | 0 | 0 | 0 | 0 | 0 | 0 | 0 | 0 | 0 | 0 | 0
2016-09-27 10:00 | 0 | 0 | 0 | 0 | 0 | 384379 | 0 | 384379 | 0 | 0 | 0 | 0 | 0 | 0 | 0 | 0 | 0 | 0 | 0 | 0 | 0 | 0 | 0 | 0 | 0 | 0 | 0 | 0 | 0 | 0 | 0 | 0 | 0 | 0 | 0 | 0 | 0 | 0 | 0 | 0 | 0 | 0 | 0 | 0 | 0 | 0 | 0
2016-09-27 11:00 | 0 | 0 | 0 | 0 | 0 | 408124 | 0 | 408124 | 0 | 0 | 0 | 0 | 0 | 0 | 0 | 0 | 0 | 0 | 0 | 0 | 0 | 0 | 0 | 0 | 0 | 0 | 0 | 0 | 0 | 0 | 0 | 0 | 0 | 0 | 0 | 0 | 0 | 0 | 0 | 0 | 0 | 0 | 0 | 0 | 0 | 0 | 0
2016-09-27 12:00 | 0 | 0 | 0 | 0 | 0 | 513590.3067 | 0 | 421531 | 0 | 0 | 0 | 0 | 0 | 92059.3067 | 0 | 0 | 0 | 0 | 0 | 0 | 0 | 0 | 0 | 0 | 0 | 0 | 0 | 0 | 0 | 0 | 0 | 92059.3067 | 0 | 0 | 0 | 0 | 0 | 0 | 0 | 0 | 0 | 0 | 0 | 0 | 0 | 0 | 0
2016-09-27 13:00 | 0 | 0 | 0 | 0 | 0 | 343629.0095 | 42432.3185 | 436094 | 0 | 0 | 0 | 0 | 0 | 42026.6347 | 0 | 0 | 0 | 0 | 0 | 0 | 0 | 0 | 0 | 0 | 0 | 0 | 0 | 0 | 0 | 0 | 0 | -50032.672 | 0 | 0 | 0 | 0 | 0 | 0 | 0 | 0 | 0 | 0 | 0 | 0 | 0 | 0 | 0
2016-09-27 14:00 | 0 | 0 | 0 | 0 | 0 | 177402.6196 | 425537.5549 | 449971 | 0 | 0 | 0 | 0 | 194995.8092 | 0 | 0 | 0 | 0 | 0 | 0 | 0 | 0 | 0 | 0 | 0 | 0 | 0 | 0 | 0 | 0 | 0 | 194995.8092 | -42026.6347 | 0 | 0 | 0 | 0 | 0 | 0 | 0 | 0 | 0 | 0 | 0 | 0 | 0 | 0 | 0
2016-09-27 15:00 | 0 | 0 | 0 | 0 | 0 | 0 | 720223.2313 | 464478 | 0 | 0 | 0 | 0 | 446994.1241 | 3746.9163 | 0 | 0 | 0 | 0 | 0 | 0 | 0 | 0 | 0 | 0 | 0 | 0 | 0 | 0 | 0 | 0 | 251998.3149 | 3746.9163 | 0 | 0 | 0 | 0 | 0 | 0 | 0 | 0 | 0 | 0 | 0 | 0 | 0 | 0 | 0
2016-09-27 16:00 | 0 | 0 | 0 | 0 | 0 | 0 | 772095.0572 | 478113 | 0 | 0 | 0 | 0 | 698992.439 | 45730.6585 | 0 | 0 | 0 | 0 | 0 | 0 | 0 | 0 | 0 | 0 | 0 | 0 | 0 | 0 | 0 | 0 | 251998.3149 | 41983.7422 | 0 | 0 | 0 | 0 | 0 | 0 | 0 | 0 | 0 | 0 | 0 | 0 | 0 | 0 | 0
2016-09-27 17:00 | 0 | 0 | 0 | 0 | 0 | 0 | 767011.6991 | 490862 | 0 | 0 | 0 | 0 | 859416.4188 | 161456.3778 | 0 | 0 | 0 | 0 | 0 | 0 | 0 | 0 | 0 | 0 | 0 | 0 | 0 | 0 | 0 | 0 | 160423.9798 | 115725.7193 | 0 | 0 | 0 | 0 | 0 | 0 | 0 | 0 | 0 | 0 | 0 | 0 | 0 | 0 | 0
2016-09-27 18:00 | 0 | 0 | 0 | 0 | 0 | 0 | 750694.908 | 502725 | 0 | 0 | 0 | 0 | 1111414.7338 | 157427.9709 | 0 | 0 | 0 | 0 | 0 | 0 | 0 | 0 | 0 | 0 | 0 | 0 | 0 | 0 | 0 | 0 | 251998.3149 | -4028.4069 | 0 | 0 | 0 | 0 | 0 | 0 | 0 | 0 | 0 | 0 | 0 | 0 | 0 | 0 | 0
2016-09-27 19:00 | 0 | 0 | 0 | 0 | 0 | 0 | 737175.3022 | 511919 | 0 | 0 | 0 | 0 | 1221085.2853 | 273013.7216 | 0 | 0 | 0 | 0 | 0 | 0 | 0 | 0 | 0 | 0 | 0 | 0 | 0 | 0 | 0 | 0 | 109670.5515 | 115585.7507 | 0 | 0 | 0 | 0 | 0 | 0 | 0 | 0 | 0 | 0 | 0 | 0 | 0 | 0 | 0
2016-09-27 20:00 | 0 | 0 | 0 | 0 | 0 | 0 | 735817.7878 | 518483 | 0 | 0 | 0 | 0 | 1473083.6002 | 238350.1945 | 0 | 0 | 0 | 0 | 0 | 0 | 0 | 0 | 0 | 0 | 0 | 0 | 0 | 0 | 0 | 0 | 251998.3149 | -34663.5271 | 0 | 0 | 0 | 0 | 0 | 0 | 0 | 0 | 0 | 0 | 0 | 0 | 0 | 0 | 0
2016-09-27 21:00 | 0 | 0 | 0 | 0 | 0 | 0 | 728858.9837 | 520523 | 0 | 0 | 0 | 0 | 1725081.9151 | 194687.8632 | 0 | 0 | 0 | 0 | 0 | 0 | 0 | 0 | 0 | 0 | 0 | 0 | 0 | 0 | 0 | 0 | 251998.3149 | -43662.3313 | 0 | 0 | 0 | 0 | 0 | 0 | 0 | 0 | 0 | 0 | 0 | 0 | 0 | 0 | 0
2016-09-27 22:00 | 0 | 0 | 0 | 0 | 0 | 0 | 689186.171 | 516150 | 0 | 0 | 0 | 0 | 1977080.2301 | 115725.7193 | 0 | 0 | 0 | 0 | 0 | 0 | 0 | 0 | 0 | 0 | 0 | 0 | 0 | 0 | 0 | 0 | 251998.3149 | -78962.1439 | 0 | 0 | 0 | 0 | 0 | 0 | 0 | 0 | 0 | 0 | 0 | 0 | 0 | 0 | 0
2016-09-27 23:00 | 0 | 0 | 0 | 0 | 0 | 0 | 551645.0781 | 514287 | 0 | 0 | 0 | 0 | 1898712.5889 | 231451.4386 | 0 | 0 | 0 | 0 | 0 | 0 | 0 | 0 | 0 | 0 | 0 | 0 | 0 | 0 | 0 | 0 | -78367.6412 | 115725.7193 | 0 | 0 | 0 | 0 | 0 | 0 | 0 | 0 | 0 | 0 | 0 | 0 | 0 | 0 | 0
2016-09-28 | 0 | 0 | 0 | 0 | 0 | 154539.6474 | 242643.1644 | 509353 | 0 | 0 | 0 | 0 | 1902268.1201 | 115725.7193 | 0 | 0 | 0 | 0 | 0 | 0 | 0 | 0 | 0 | 0 | 0 | 0 | 0 | 0 | 0 | 0 | 3555.5312 | -115725.7193 | 0 | 0 | 0 | 0 | 0 | 0 | 0 | 0 | 0 | 0 | 0 | 0 | 0 | 0 | 0
2016-09-28 01:00 | 0 | 0 | 0 | 0 | 0 | 112467.3106 | 10154.6551 | 490346 | 0 | 0 | 0 | 0 | 1650269.8052 | 0 | 0 | 0 | 0 | 0 | 0 | 0 | 0 | 0 | 0 | 0 | 0 | 0 | 0 | 0 | 0 | 0 | -251998.3149 | -115725.7193 | 0 | 0 | 0 | 0 | 0 | 0 | 0 | 0 | 0 | 0 | 0 | 0 | 0 | 0 | 0
2016-09-28 02:00 | 0 | 0 | 0 | 0 | 0 | 434081.8317 | 0 | 462860 | 0 | 0 | 0 | 0 | 1505765.9176 | 115725.7193 | 0 | 0 | 0 | 0 | 0 | 0 | 0 | 0 | 0 | 0 | 0 | 0 | 0 | 0 | 0 | 0 | -144503.8876 | 115725.7193 | 0 | 0 | 0 | 0 | 0 | 0 | 0 | 0 | 0 | 0 | 0 | 0 | 0 | 0 | 0
2016-09-28 03:00 | 0 | 0 | 0 | 0 | 0 | 62137.9658 | 0 | 429862 | 0 | 0 | 0 | 0 | 1253767.6026 | 0 | 0 | 0 | 0 | 0 | 0 | 0 | 0 | 0 | 0 | 0 | 0 | 0 | 0 | 0 | 0 | 0 | -251998.3149 | -115725.7193 | 0 | 0 | 0 | 0 | 0 | 0 | 0 | 0 | 0 | 0 | 0 | 0 | 0 | 0 | 0
2016-09-28 04:00 | 0 | 0 | 0 | 0 | 0 | 263934.4044 | 0 | 400207 | 0 | 0 | 0 | 0 | 1001769.2877 | 115725.7193 | 0 | 0 | 0 | 0 | 0 | 0 | 0 | 0 | 0 | 0 | 0 | 0 | 0 | 0 | 0 | 0 | -251998.3149 | 115725.7193 | 0 | 0 | 0 | 0 | 0 | 0 | 0 | 0 | 0 | 0 | 0 | 0 | 0 | 0 | 0
2016-09-28 05:00 | 0 | 0 | 0 | 0 | 0 | 241028.4044 | 0 | 377301 | 0 | 0 | 0 | 0 | 749770.9727 | 231451.4386 | 0 | 0 | 0 | 0 | 0 | 0 | 0 | 0 | 0 | 0 | 0 | 0 | 0 | 0 | 0 | 0 | -251998.3149 | 115725.7193 | 0 | 0 | 0 | 0 | 0 | 0 | 0 | 0 | 0 | 0 | 0 | 0 | 0 | 0 | 0
2016-09-28 06:00 | 0 | 0 | 0 | 0 | 0 | 436162.1673 | 0 | 361628 | 0 | 0 | 0 | 0 | 940030.8593 | 115725.7193 | 0 | 0 | 0 | 0 | 0 | 0 | 0 | 0 | 0 | 0 | 0 | 0 | 0 | 0 | 0 | 0 | 190259.8866 | -115725.7193 | 0 | 0 | 0 | 0 | 0 | 0 | 0 | 0 | 0 | 0 | 0 | 0 | 0 | 0 | 0
2016-09-28 07:00 | 0 | 0 | 0 | 0 | 0 | 214862.4044 | 0 | 351135 | 0 | 0 | 0 | 0 | 688032.5443 | 231451.4386 | 0 | 0 | 0 | 0 | 0 | 0 | 0 | 0 | 0 | 0 | 0 | 0 | 0 | 0 | 0 | 0 | -251998.3149 | 115725.7193 | 0 | 0 | 0 | 0 | 0 | 0 | 0 | 0 | 0 | 0 | 0 | 0 | 0 | 0 | 0
2016-09-28 08:00 | 0 | 0 | 0 | 0 | 0 | 0 | 0 | 348448 | 0 | 0 | 0 | 0 | 455310.2636 | 115725.7193 | 0 | 0 | 0 | 0 | 0 | 0 | 0 | 0 | 0 | 0 | 0 | 0 | 0 | 0 | 0 | 0 | -232722.2807 | -115725.7193 | 0 | 0 | 0 | 0 | 0 | 0 | 0 | 0 | 0 | 0 | 0 | 0 | 0 | 0 | 0
2016-09-28 09:00 | 0 | 0 | 0 | 0 | 0 | 424336.2252 | 0 | 357233 | 0 | 0 | 0 | 0 | 638139.2082 | 0 | 0 | 0 | 0 | 0 | 0 | 0 | 0 | 0 | 0 | 0 | 0 | 0 | 0 | 0 | 0 | 0 | 182828.9445 | -115725.7193 | 0 | 0 | 0 | 0 | 0 | 0 | 0 | 0 | 0 | 0 | 0 | 0 | 0 | 0 | 0
2016-09-28 10:00 | 0 | 0 | 0 | 0 | 0 | 401611.7065 | 0 | 380412 | 0 | 0 | 0 | 0 | 543613.1954 | 115725.7193 | 0 | 0 | 0 | 0 | 0 | 0 | 0 | 0 | 0 | 0 | 0 | 0 | 0 | 0 | 0 | 0 | -94526.0128 | 115725.7193 | 0 | 0 | 0 | 0 | 0 | 0 | 0 | 0 | 0 | 0 | 0 | 0 | 0 | 0 | 0
2016-09-28 11:00 | 0 | 0 | 0 | 0 | 0 | 379905.053 | 0 | 404373 | 0 | 0 | 0 | 0 | 403419.529 | 231451.4386 | 0 | 0 | 0 | 0 | 0 | 0 | 0 | 0 | 0 | 0 | 0 | 0 | 0 | 0 | 0 | 0 | -140193.6663 | 115725.7193 | 0 | 0 | 0 | 0 | 0 | 0 | 0 | 0 | 0 | 0 | 0 | 0 | 0 | 0 | 0
2016-09-28 12:00 | 0 | 0 | 0 | 0 | 0 | 354574.9075 | 0 | 417225 | 0 | 0 | 0 | 0 | 225043.7172 | 347177.1579 | 0 | 0 | 0 | 0 | 0 | 0 | 0 | 0 | 0 | 0 | 0 | 0 | 0 | 0 | 0 | 0 | -178375.8118 | 115725.7193 | 0 | 0 | 0 | 0 | 0 | 0 | 0 | 0 | 0 | 0 | 0 | 0 | 0 | 0 | 0
2016-09-28 13:00 | 0 | 0 | 0 | 0 | 0 | 204842.2157 | 48862.0794 | 433252 | 0 | 0 | 0 | 0 | 0 | 392673.1701 | 0 | 0 | 0 | 0 | 0 | 0 | 0 | 0 | 0 | 0 | 0 | 0 | 0 | 0 | 0 | 0 | -225043.7172 | 45496.0122 | 0 | 0 | 0 | 0 | 0 | 0 | 0 | 0 | 0 | 0 | 0 | 0 | 0 | 0 | 0
2016-09-28 14:00 | 0 | 0 | 0 | 0 | 0 | 130945.4556 | 413174.6018 | 448706 | 0 | 0 | 0 | 0 | 0 | 488087.2275 | 0 | 0 | 0 | 0 | 0 | 0 | 0 | 0 | 0 | 0 | 0 | 0 | 0 | 0 | 0 | 0 | 0 | 95414.0574 | 0 | 0 | 0 | 0 | 0 | 0 | 0 | 0 | 0 | 0 | 0 | 0 | 0 | 0 | 0
2016-09-28 15:00 | 0 | 0 | 0 | 0 | 0 | 0 | 693450.5957 | 463538 | 0 | 0 | 0 | 0 | 251998.3149 | 466001.5083 | 0 | 0 | 0 | 0 | 0 | 0 | 0 | 0 | 0 | 0 | 0 | 0 | 0 | 0 | 0 | 0 | 251998.3149 | -22085.7193 | 0 | 0 | 0 | 0 | 0 | 0 | 0 | 0 | 0 | 0 | 0 | 0 | 0 | 0 | 0
2016-09-28 16:00 | 0 | 0 | 0 | 0 | 0 | 0 | 753433.2573 | 478083 | 0 | 0 | 0 | 0 | 503996.6299 | 489353.4506 | 0 | 0 | 0 | 0 | 0 | 0 | 0 | 0 | 0 | 0 | 0 | 0 | 0 | 0 | 0 | 0 | 251998.3149 | 23351.9423 | 0 | 0 | 0 | 0 | 0 | 0 | 0 | 0 | 0 | 0 | 0 | 0 | 0 | 0 | 0
2016-09-28 17:00 | 0 | 0 | 0 | 0 | 0 | 0 | 751054.6641 | 491792 | 0 | 0 | 0 | 0 | 647533.5747 | 605079.1699 | 0 | 0 | 0 | 0 | 0 | 0 | 0 | 0 | 0 | 0 | 0 | 0 | 0 | 0 | 0 | 0 | 143536.9448 | 115725.7193 | 0 | 0 | 0 | 0 | 0 | 0 | 0 | 0 | 0 | 0 | 0 | 0 | 0 | 0 | 0
2016-09-28 18:00 | 0 | 0 | 0 | 0 | 0 | 0 | 731805.2636 | 503207 | 0 | 0 | 0 | 0 | 899531.8896 | 581679.1186 | 0 | 0 | 0 | 0 | 0 | 0 | 0 | 0 | 0 | 0 | 0 | 0 | 0 | 0 | 0 | 0 | 251998.3149 | -23400.0513 | 0 | 0 | 0 | 0 | 0 | 0 | 0 | 0 | 0 | 0 | 0 | 0 | 0 | 0 | 0
2016-09-28 19:00 | 0 | 0 | 0 | 0 | 0 | 0 | 711781.0358 | 513287 | 0 | 0 | 0 | 0 | 1151530.2046 | 528174.8395 | 0 | 0 | 0 | 0 | 0 | 0 | 0 | 0 | 0 | 0 | 0 | 0 | 0 | 0 | 0 | 0 | 251998.3149 | -53504.2791 | 0 | 0 | 0 | 0 | 0 | 0 | 0 | 0 | 0 | 0 | 0 | 0 | 0 | 0 | 0
2016-09-28 20:00 | 0 | 0 | 0 | 0 | 0 | 0 | 701017.7032 | 521245 | 0 | 0 | 0 | 0 | 1403528.5195 | 455949.2277 | 0 | 0 | 0 | 0 | 0 | 0 | 0 | 0 | 0 | 0 | 0 | 0 | 0 | 0 | 0 | 0 | 251998.3149 | -72225.6117 | 0 | 0 | 0 | 0 | 0 | 0 | 0 | 0 | 0 | 0 | 0 | 0 | 0 | 0 | 0
2016-09-28 21:00 | 0 | 0 | 0 | 0 | 0 | 0 | 673597.907 | 525594 | 0 | 0 | 0 | 0 | 1435806.7072 | 571674.947 | 0 | 0 | 0 | 0 | 0 | 0 | 0 | 0 | 0 | 0 | 0 | 0 | 0 | 0 | 0 | 0 | 32278.1877 | 115725.7193 | 0 | 0 | 0 | 0 | 0 | 0 | 0 | 0 | 0 | 0 | 0 | 0 | 0 | 0 | 0
2016-09-28 22:00 | 0 | 0 | 0 | 0 | 0 | 0 | 606458.7378 | 522849 | 0 | 0 | 0 | 0 | 1635142.1643 | 455949.2277 | 0 | 0 | 0 | 0 | 0 | 0 | 0 | 0 | 0 | 0 | 0 | 0 | 0 | 0 | 0 | 0 | 199335.4571 | -115725.7193 | 0 | 0 | 0 | 0 | 0 | 0 | 0 | 0 | 0 | 0 | 0 | 0 | 0 | 0 | 0
2016-09-28 23:00 | 0 | 0 | 0 | 0 | 0 | 0 | 453442.6152 | 519181 | 0 | 0 | 0 | 0 | 1453678.0602 | 571674.947 | 0 | 0 | 0 | 0 | 0 | 0 | 0 | 0 | 0 | 0 | 0 | 0 | 0 | 0 | 0 | 0 | -181464.1041 | 115725.7193 | 0 | 0 | 0 | 0 | 0 | 0 | 0 | 0 | 0 | 0 | 0 | 0 | 0 | 0 | 0
2016-09-29 | 0 | 0 | 0 | 0 | 0 | 0 | 178993.7446 | 510516 | 0 | 0 | 0 | 0 | 1201679.7453 | 492151.0066 | 0 | 0 | 0 | 0 | 0 | 0 | 0 | 0 | 0 | 0 | 0 | 0 | 0 | 0 | 0 | 0 | -251998.3149 | -79523.9404 | 0 | 0 | 0 | 0 | 0 | 0 | 0 | 0 | 0 | 0 | 0 | 0 | 0 | 0 | 0
2016-09-29 01:00 | 0 | 0 | 0 | 0 | 0 | 600409.8393 | 8701.9906 | 490776 | 0 | 0 | 0 | 0 | 1435741.2945 | 376425.2873 | 0 | 0 | 0 | 0 | 0 | 0 | 0 | 0 | 0 | 0 | 0 | 0 | 0 | 0 | 0 | 0 | 234061.5492 | -115725.7193 | 0 | 0 | 0 | 0 | 0 | 0 | 0 | 0 | 0 | 0 | 0 | 0 | 0 | 0 | 0
2016-09-29 02:00 | 0 | 0 | 0 | 0 | 0 | 606132.8795 | 0 | 463586 | 0 | 0 | 0 | 0 | 1462562.4547 | 492151.0066 | 0 | 0 | 0 | 0 | 0 | 0 | 0 | 0 | 0 | 0 | 0 | 0 | 0 | 0 | 0 | 0 | 26821.1602 | 115725.7193 | 0 | 0 | 0 | 0 | 0 | 0 | 0 | 0 | 0 | 0 | 0 | 0 | 0 | 0 | 0
2016-09-29 03:00 | 0 | 0 | 0 | 0 | 0 | 582643.2676 | 0 | 431162 | 0 | 0 | 0 | 0 | 1498318.003 | 607876.7259 | 0 | 0 | 0 | 0 | 0 | 0 | 0 | 0 | 0 | 0 | 0 | 0 | 0 | 0 | 0 | 0 | 35755.5483 | 115725.7193 | 0 | 0 | 0 | 0 | 0 | 0 | 0 | 0 | 0 | 0 | 0 | 0 | 0 | 0 | 0
2016-09-29 04:00 | 0 | 0 | 0 | 0 | 0 | 266118.4044 | 0 | 402391 | 0 | 0 | 0 | 0 | 1246319.688 | 723602.4452 | 0 | 0 | 0 | 0 | 0 | 0 | 0 | 0 | 0 | 0 | 0 | 0 | 0 | 0 | 0 | 0 | -251998.3149 | 115725.7193 | 0 | 0 | 0 | 0 | 0 | 0 | 0 | 0 | 0 | 0 | 0 | 0 | 0 | 0 | 0
2016-09-29 05:00 | 0 | 0 | 0 | 0 | 0 | 513018.4787 | 0 | 379998 | 0 | 0 | 0 | 0 | 1495065.8861 | 607876.7259 | 0 | 0 | 0 | 0 | 0 | 0 | 0 | 0 | 0 | 0 | 0 | 0 | 0 | 0 | 0 | 0 | 248746.198 | -115725.7193 | 0 | 0 | 0 | 0 | 0 | 0 | 0 | 0 | 0 | 0 | 0 | 0 | 0 | 0 | 0
2016-09-29 06:00 | 0 | 0 | 0 | 0 | 0 | 226727.4044 | 0 | 363000 | 0 | 0 | 0 | 0 | 1243067.5711 | 723602.4452 | 0 | 0 | 0 | 0 | 0 | 0 | 0 | 0 | 0 | 0 | 0 | 0 | 0 | 0 | 0 | 0 | -251998.3149 | 115725.7193 | 0 | 0 | 0 | 0 | 0 | 0 | 0 | 0 | 0 | 0 | 0 | 0 | 0 | 0 | 0
2016-09-29 07:00 | 0 | 0 | 0 | 0 | 0 | 0 | 0 | 352206 | 0 | 0 | 0 | 0 | 1006587.2904 | 607876.7259 | 0 | 0 | 0 | 0 | 0 | 0 | 0 | 0 | 0 | 0 | 0 | 0 | 0 | 0 | 0 | 0 | -236480.2807 | -115725.7193 | 0 | 0 | 0 | 0 | 0 | 0 | 0 | 0 | 0 | 0 | 0 | 0 | 0 | 0 | 0
2016-09-29 08:00 | 0 | 0 | 0 | 0 | 0 | 443297.2379 | 0 | 349223 | 0 | 0 | 0 | 0 | 1216387.2476 | 492151.0066 | 0 | 0 | 0 | 0 | 0 | 0 | 0 | 0 | 0 | 0 | 0 | 0 | 0 | 0 | 0 | 0 | 209799.9572 | -115725.7193 | 0 | 0 | 0 | 0 | 0 | 0 | 0 | 0 | 0 | 0 | 0 | 0 | 0 | 0 | 0
2016-09-29 09:00 | 0 | 0 | 0 | 0 | 0 | 408304.4963 | 0 | 357698 | 0 | 0 | 0 | 0 | 1151268.0247 | 607876.7259 | 0 | 0 | 0 | 0 | 0 | 0 | 0 | 0 | 0 | 0 | 0 | 0 | 0 | 0 | 0 | 0 | -65119.223 | 115725.7193 | 0 | 0 | 0 | 0 | 0 | 0 | 0 | 0 | 0 | 0 | 0 | 0 | 0 | 0 | 0
2016-09-29 10:00 | 0 | 0 | 0 | 0 | 0 | 13104.9658 | 0 | 380829 | 0 | 0 | 0 | 0 | 899269.7097 | 492151.0066 | 0 | 0 | 0 | 0 | 0 | 0 | 0 | 0 | 0 | 0 | 0 | 0 | 0 | 0 | 0 | 0 | -251998.3149 | -115725.7193 | 0 | 0 | 0 | 0 | 0 | 0 | 0 | 0 | 0 | 0 | 0 | 0 | 0 | 0 | 0
2016-09-29 11:00 | 0 | 0 | 0 | 0 | 0 | 362753.077 | 0 | 405282 | 0 | 0 | 0 | 0 | 972466.506 | 376425.2873 | 0 | 0 | 0 | 0 | 0 | 0 | 0 | 0 | 0 | 0 | 0 | 0 | 0 | 0 | 0 | 0 | 73196.7963 | -115725.7193 | 0 | 0 | 0 | 0 | 0 | 0 | 0 | 0 | 0 | 0 | 0 | 0 | 0 | 0 | 0
2016-09-29 12:00 | 0 | 0 | 0 | 0 | 0 | 341268.4259 | 0 | 418930 | 0 | 0 | 0 | 0 | 1010530.6512 | 260699.568 | 0 | 0 | 0 | 0 | 0 | 0 | 0 | 0 | 0 | 0 | 0 | 0 | 0 | 0 | 0 | 0 | 38064.1452 | -115725.7193 | 0 | 0 | 0 | 0 | 0 | 0 | 0 | 0 | 0 | 0 | 0 | 0 | 0 | 0 | 0
2016-09-29 13:00 | 0 | 0 | 0 | 0 | 0 | 215588.7654 | 44674.8243 | 433174 | 0 | 0 | 0 | 0 | 758532.3363 | 339787.4726 | 0 | 0 | 0 | 0 | 0 | 0 | 0 | 0 | 0 | 0 | 0 | 0 | 0 | 0 | 0 | 0 | -251998.3149 | 79087.9046 | 0 | 0 | 0 | 0 | 0 | 0 | 0 | 0 | 0 | 0 | 0 | 0 | 0 | 0 | 0
2016-09-29 14:00 | 0 | 0 | 0 | 0 | 0 | 0 | 376932.9884 | 446476 | 0 | 0 | 0 | 0 | 804715.044 | 224061.7533 | 0 | 0 | 0 | 0 | 0 | 0 | 0 | 0 | 0 | 0 | 0 | 0 | 0 | 0 | 0 | 0 | 46182.7077 | -115725.7193 | 0 | 0 | 0 | 0 | 0 | 0 | 0 | 0 | 0 | 0 | 0 | 0 | 0 | 0 | 0
2016-09-29 15:00 | 0 | 0 | 0 | 0 | 0 | 0 | 616804.7065 | 457915 | 0 | 0 | 0 | 0 | 1056713.3589 | 130953.1448 | 0 | 0 | 0 | 0 | 0 | 0 | 0 | 0 | 0 | 0 | 0 | 0 | 0 | 0 | 0 | 0 | 251998.3149 | -93108.6085 | 0 | 0 | 0 | 0 | 0 | 0 | 0 | 0 | 0 | 0 | 0 | 0 | 0 | 0 | 0
2016-09-29 16:00 | 0 | 0 | 0 | 0 | 0 | 0 | 694774.0353 | 467097 | 0 | 0 | 0 | 0 | 1168664.675 | 246678.8641 | 0 | 0 | 0 | 0 | 0 | 0 | 0 | 0 | 0 | 0 | 0 | 0 | 0 | 0 | 0 | 0 | 111951.316 | 115725.7193 | 0 | 0 | 0 | 0 | 0 | 0 | 0 | 0 | 0 | 0 | 0 | 0 | 0 | 0 | 0
2016-09-29 17:00 | 0 | 0 | 0 | 0 | 0 | 150319.2885 | 694241.7458 | 476837 | 0 | 0 | 0 | 0 | 1420662.9899 | 362404.5834 | 0 | 0 | 0 | 0 | 0 | 0 | 0 | 0 | 0 | 0 | 0 | 0 | 0 | 0 | 0 | 0 | 251998.3149 | 115725.7193 | 0 | 0 | 0 | 0 | 0 | 0 | 0 | 0 | 0 | 0 | 0 | 0 | 0 | 0 | 0
2016-09-29 18:00 | 0 | 0 | 0 | 0 | 0 | 186565.6576 | 665572.3766 | 484414 | 0 | 0 | 0 | 0 | 1672661.3049 | 478130.3027 | 0 | 0 | 0 | 0 | 0 | 0 | 0 | 0 | 0 | 0 | 0 | 0 | 0 | 0 | 0 | 0 | 251998.3149 | 115725.7193 | 0 | 0 | 0 | 0 | 0 | 0 | 0 | 0 | 0 | 0 | 0 | 0 | 0 | 0 | 0
2016-09-29 19:00 | 0 | 0 | 0 | 0 | 0 | 0 | 638690.0883 | 490997 | 0 | 0 | 0 | 0 | 1924659.6198 | 373825.0761 | 0 | 0 | 0 | 0 | 0 | 0 | 0 | 0 | 0 | 0 | 0 | 0 | 0 | 0 | 0 | 0 | 251998.3149 | -104305.2266 | 0 | 0 | 0 | 0 | 0 | 0 | 0 | 0 | 0 | 0 | 0 | 0 | 0 | 0 | 0
2016-09-29 20:00 | 0 | 0 | 0 | 0 | 0 | 227665.7145 | 623466.5819 | 496619 | 0 | 0 | 0 | 0 | 2163447.1969 | 489550.7954 | 0 | 0 | 0 | 0 | 0 | 0 | 0 | 0 | 0 | 0 | 0 | 0 | 0 | 0 | 0 | 0 | 238787.5771 | 115725.7193 | 0 | 0 | 0 | 0 | 0 | 0 | 0 | 0 | 0 | 0 | 0 | 0 | 0 | 0 | 0
2016-09-29 21:00 | 0 | 0 | 0 | 0 | 0 | 0 | 593688.8492 | 498650 | 0 | 0 | 0 | 0 | 2374211.7654 | 373825.0761 | 0 | 0 | 0 | 0 | 0 | 0 | 0 | 0 | 0 | 0 | 0 | 0 | 0 | 0 | 0 | 0 | 210764.5685 | -115725.7193 | 0 | 0 | 0 | 0 | 0 | 0 | 0 | 0 | 0 | 0 | 0 | 0 | 0 | 0 | 0
2016-09-29 22:00 | 0 | 0 | 0 | 0 | 0 | 0 | 541585.2986 | 496050 | 0 | 0 | 0 | 0 | 2304021.3446 | 489550.7954 | 0 | 0 | 0 | 0 | 0 | 0 | 0 | 0 | 0 | 0 | 0 | 0 | 0 | 0 | 0 | 0 | -70190.4207 | 115725.7193 | 0 | 0 | 0 | 0 | 0 | 0 | 0 | 0 | 0 | 0 | 0 | 0 | 0 | 0 | 0
2016-09-29 23:00 | 0 | 0 | 0 | 0 | 0 | 0 | 422727.4063 | 495047 | 0 | 0 | 0 | 0 | 2347427.4702 | 373825.0761 | 0 | 0 | 0 | 0 | 0 | 0 | 0 | 0 | 0 | 0 | 0 | 0 | 0 | 0 | 0 | 0 | 43406.1256 | -115725.7193 | 0 | 0 | 0 | 0 | 0 | 0 | 0 | 0 | 0 | 0 | 0 | 0 | 0 | 0 | 0
2016-09-30 | 0 | 0 | 0 | 0 | 0 | 500546.0974 | 191186.8122 | 490559 | 0 | 0 | 0 | 0 | 2599425.7852 | 323000.6707 | 0 | 0 | 0 | 0 | 0 | 0 | 0 | 0 | 0 | 0 | 0 | 0 | 0 | 0 | 0 | 0 | 251998.3149 | -50824.4054 | 0 | 0 | 0 | 0 | 0 | 0 | 0 | 0 | 0 | 0 | 0 | 0 | 0 | 0 | 0
2016-09-30 01:00 | 0 | 0 | 0 | 0 | 0 | 606380.9768 | 7301.5019 | 474123 | 0 | 0 | 0 | 0 | 2623259.5445 | 438726.39 | 0 | 0 | 0 | 0 | 0 | 0 | 0 | 0 | 0 | 0 | 0 | 0 | 0 | 0 | 0 | 0 | 23833.7594 | 115725.7193 | 0 | 0 | 0 | 0 | 0 | 0 | 0 | 0 | 0 | 0 | 0 | 0 | 0 | 0 | 0
2016-09-30 02:00 | 0 | 0 | 0 | 0 | 0 | 617026.0474 | 0 | 449269 | 0 | 0 | 0 | 0 | 2675290.8726 | 554452.1093 | 0 | 0 | 0 | 0 | 0 | 0 | 0 | 0 | 0 | 0 | 0 | 0 | 0 | 0 | 0 | 0 | 52031.3281 | 115725.7193 | 0 | 0 | 0 | 0 | 0 | 0 | 0 | 0 | 0 | 0 | 0 | 0 | 0 | 0 | 0
2016-09-30 03:00 | 0 | 0 | 0 | 0 | 0 | 585577.4817 | 0 | 418628 | 0 | 0 | 0 | 0 | 2726514.635 | 670177.8286 | 0 | 0 | 0 | 0 | 0 | 0 | 0 | 0 | 0 | 0 | 0 | 0 | 0 | 0 | 0 | 0 | 51223.7624 | 115725.7193 | 0 | 0 | 0 | 0 | 0 | 0 | 0 | 0 | 0 | 0 | 0 | 0 | 0 | 0 | 0
2016-09-30 04:00 | 0 | 0 | 0 | 0 | 0 | 254079.4044 | 0 | 390352 | 0 | 0 | 0 | 0 | 2474516.32 | 785903.5479 | 0 | 0 | 0 | 0 | 0 | 0 | 0 | 0 | 0 | 0 | 0 | 0 | 0 | 0 | 0 | 0 | -251998.3149 | 115725.7193 | 0 | 0 | 0 | 0 | 0 | 0 | 0 | 0 | 0 | 0 | 0 | 0 | 0 | 0 | 0
2016-09-30 05:00 | 0 | 0 | 0 | 0 | 0 | 1714.9658 | 0 | 369439 | 0 | 0 | 0 | 0 | 2222518.0051 | 670177.8286 | 0 | 0 | 0 | 0 | 0 | 0 | 0 | 0 | 0 | 0 | 0 | 0 | 0 | 0 | 0 | 0 | -251998.3149 | -115725.7193 | 0 | 0 | 0 | 0 | 0 | 0 | 0 | 0 | 0 | 0 | 0 | 0 | 0 | 0 | 0
2016-09-30 06:00 | 0 | 0 | 0 | 0 | 0 | 0 | 0 | 355595 | 0 | 0 | 0 | 0 | 1970519.6901 | 566581.1436 | 0 | 0 | 0 | 0 | 0 | 0 | 0 | 0 | 0 | 0 | 0 | 0 | 0 | 0 | 0 | 0 | -251998.3149 | -103596.6851 | 0 | 0 | 0 | 0 | 0 | 0 | 0 | 0 | 0 | 0 | 0 | 0 | 0 | 0 | 0
2016-09-30 07:00 | 0 | 0 | 0 | 0 | 0 | 416273.9258 | 0 | 346003 | 0 | 0 | 0 | 0 | 1925064.8966 | 682306.8629 | 0 | 0 | 0 | 0 | 0 | 0 | 0 | 0 | 0 | 0 | 0 | 0 | 0 | 0 | 0 | 0 | -45454.7935 | 115725.7193 | 0 | 0 | 0 | 0 | 0 | 0 | 0 | 0 | 0 | 0 | 0 | 0 | 0 | 0 | 0
2016-09-30 08:00 | 0 | 0 | 0 | 0 | 0 | 206991.4044 | 0 | 343264 | 0 | 0 | 0 | 0 | 1673066.5817 | 798032.5822 | 0 | 0 | 0 | 0 | 0 | 0 | 0 | 0 | 0 | 0 | 0 | 0 | 0 | 0 | 0 | 0 | -251998.3149 | 115725.7193 | 0 | 0 | 0 | 0 | 0 | 0 | 0 | 0 | 0 | 0 | 0 | 0 | 0 | 0 | 0
2016-09-30 09:00 | 0 | 0 | 0 | 0 | 0 | 0 | 0 | 351472 | 0 | 0 | 0 | 0 | 1421068.2667 | 698558.8971 | 0 | 0 | 0 | 0 | 0 | 0 | 0 | 0 | 0 | 0 | 0 | 0 | 0 | 0 | 0 | 0 | -251998.3149 | -99473.6851 | 0 | 0 | 0 | 0 | 0 | 0 | 0 | 0 | 0 | 0 | 0 | 0 | 0 | 0 | 0
2016-09-30 10:00 | 0 | 0 | 0 | 0 | 0 | 236597.4044 | 0 | 372870 | 0 | 0 | 0 | 0 | 1169069.9518 | 814284.6164 | 0 | 0 | 0 | 0 | 0 | 0 | 0 | 0 | 0 | 0 | 0 | 0 | 0 | 0 | 0 | 0 | -251998.3149 | 115725.7193 | 0 | 0 | 0 | 0 | 0 | 0 | 0 | 0 | 0 | 0 | 0 | 0 | 0 | 0 | 0
2016-09-30 11:00 | 0 | 0 | 0 | 0 | 0 | 321795.3719 | 0 | 396585 | 0 | 0 | 0 | 0 | 978554.6043 | 930010.3357 | 0 | 0 | 0 | 0 | 0 | 0 | 0 | 0 | 0 | 0 | 0 | 0 | 0 | 0 | 0 | 0 | -190515.3474 | 115725.7193 | 0 | 0 | 0 | 0 | 0 | 0 | 0 | 0 | 0 | 0 | 0 | 0 | 0 | 0 | 0
2016-09-30 12:00 | 0 | 0 | 0 | 0 | 0 | 306738.6715 | 0 | 410605 | 0 | 0 | 0 | 0 | 990413.9952 | 814284.6164 | 0 | 0 | 0 | 0 | 0 | 0 | 0 | 0 | 0 | 0 | 0 | 0 | 0 | 0 | 0 | 0 | 11859.3908 | -115725.7193 | 0 | 0 | 0 | 0 | 0 | 0 | 0 | 0 | 0 | 0 | 0 | 0 | 0 | 0 | 0
2016-09-30 13:00 | 0 | 0 | 0 | 0 | 0 | 223582.1703 | 29146.9451 | 425358 | 0 | 0 | 0 | 0 | 933510.8298 | 698558.8971 | 0 | 0 | 0 | 0 | 0 | 0 | 0 | 0 | 0 | 0 | 0 | 0 | 0 | 0 | 0 | 0 | -56903.1654 | -115725.7193 | 0 | 0 | 0 | 0 | 0 | 0 | 0 | 0 | 0 | 0 | 0 | 0 | 0 | 0 | 0
2016-09-30 14:00 | 0 | 0 | 0 | 0 | 0 | 156233.2179 | 300320.408 | 438424 | 0 | 0 | 0 | 0 | 835914.7363 | 814284.6164 | 0 | 0 | 0 | 0 | 0 | 0 | 0 | 0 | 0 | 0 | 0 | 0 | 0 | 0 | 0 | 0 | -97596.0935 | 115725.7193 | 0 | 0 | 0 | 0 | 0 | 0 | 0 | 0 | 0 | 0 | 0 | 0 | 0 | 0 | 0
2016-09-30 15:00 | 0 | 0 | 0 | 0 | 0 | 0 | 585737.589 | 449478 | 0 | 0 | 0 | 0 | 1087900.0446 | 698558.8971 | 0 | 0 | 0 | 0 | 0 | 0 | 0 | 0 | 0 | 0 | 0 | 0 | 0 | 0 | 0 | 0 | 251985.3083 | -115725.7193 | 0 | 0 | 0 | 0 | 0 | 0 | 0 | 0 | 0 | 0 | 0 | 0 | 0 | 0 | 0
2016-09-30 16:00 | 0 | 0 | 0 | 0 | 0 | 131349.1438 | 694908.8904 | 458534 | 0 | 0 | 0 | 0 | 1339898.3596 | 814284.6164 | 0 | 0 | 0 | 0 | 0 | 0 | 0 | 0 | 0 | 0 | 0 | 0 | 0 | 0 | 0 | 0 | 251998.3149 | 115725.7193 | 0 | 0 | 0 | 0 | 0 | 0 | 0 | 0 | 0 | 0 | 0 | 0 | 0 | 0 | 0
2016-09-30 17:00 | 0 | 0 | 0 | 0 | 0 | 130984.229 | 703643.8053 | 466904 | 0 | 0 | 0 | 0 | 1591896.6745 | 930010.3357 | 0 | 0 | 0 | 0 | 0 | 0 | 0 | 0 | 0 | 0 | 0 | 0 | 0 | 0 | 0 | 0 | 251998.3149 | 115725.7193 | 0 | 0 | 0 | 0 | 0 | 0 | 0 | 0 | 0 | 0 | 0 | 0 | 0 | 0 | 0
2016-09-30 18:00 | 0 | 0 | 0 | 0 | 0 | 0 | 689127.9239 | 473293 | 0 | 0 | 0 | 0 | 1843894.9895 | 893846.9446 | 0 | 0 | 0 | 0 | 0 | 0 | 0 | 0 | 0 | 0 | 0 | 0 | 0 | 0 | 0 | 0 | 251998.3149 | -36163.3911 | 0 | 0 | 0 | 0 | 0 | 0 | 0 | 0 | 0 | 0 | 0 | 0 | 0 | 0 | 0
2016-09-30 19:00 | 0 | 0 | 0 | 0 | 0 | 0 | 678568.5306 | 477889 | 0 | 0 | 0 | 0 | 2095893.3044 | 842528.1603 | 0 | 0 | 0 | 0 | 0 | 0 | 0 | 0 | 0 | 0 | 0 | 0 | 0 | 0 | 0 | 0 | 251998.3149 | -51318.7844 | 0 | 0 | 0 | 0 | 0 | 0 | 0 | 0 | 0 | 0 | 0 | 0 | 0 | 0 | 0
2016-09-30 20:00 | 0 | 0 | 0 | 0 | 0 | 167513.8007 | 681781.2335 | 481571 | 0 | 0 | 0 | 0 | 2347891.6194 | 958253.8796 | 0 | 0 | 0 | 0 | 0 | 0 | 0 | 0 | 0 | 0 | 0 | 0 | 0 | 0 | 0 | 0 | 251998.3149 | 115725.7193 | 0 | 0 | 0 | 0 | 0 | 0 | 0 | 0 | 0 | 0 | 0 | 0 | 0 | 0 | 0
2016-09-30 21:00 | 0 | 0 | 0 | 0 | 0 | 0 | 679929.4317 | 481980 | 0 | 0 | 0 | 0 | 2430115.3318 | 1073979.5989 | 0 | 0 | 0 | 0 | 0 | 0 | 0 | 0 | 0 | 0 | 0 | 0 | 0 | 0 | 0 | 0 | 82223.7124 | 115725.7193 | 0 | 0 | 0 | 0 | 0 | 0 | 0 | 0 | 0 | 0 | 0 | 0 | 0 | 0 | 0
2016-09-30 22:00 | 0 | 0 | 0 | 0 | 0 | 0 | 651252.0023 | 477094 | 0 | 0 | 0 | 0 | 2682113.6467 | 996139.2862 | 0 | 0 | 0 | 0 | 0 | 0 | 0 | 0 | 0 | 0 | 0 | 0 | 0 | 0 | 0 | 0 | 251998.3149 | -77840.3126 | 0 | 0 | 0 | 0 | 0 | 0 | 0 | 0 | 0 | 0 | 0 | 0 | 0 | 0 | 0
2016-09-30 23:00 | 0 | 0 | 0 | 0 | 0 | 0 | 532535.3016 | 471788 | 0 | 0 | 0 | 0 | 2858586.6677 | 880413.5669 | 0 | 0 | 0 | 0 | 0 | 0 | 0 | 0 | 0 | 0 | 0 | 0 | 0 | 0 | 0 | 0 | 176473.0209 | -115725.7193 | 0 | 0 | 0 | 0 | 0 | 0 | 0 | 0 | 0 | 0 | 0 | 0 | 0 | 0 | 0
2016-10-01 | 0 | 0 | 0 | 0 | 0 | 0 | 254697.768 | 464160 | 0 | 0 | 0 | 0 | 2606588.3527 | 922949.6499 | 0 | 0 | 0 | 0 | 0 | 0 | 0 | 0 | 0 | 0 | 0 | 0 | 0 | 0 | 0 | 0 | -251998.3149 | 42536.083 | 0 | 0 | 0 | 0 | 0 | 0 | 0 | 0 | 0 | 0 | 0 | 0 | 0 | 0 | 0
2016-10-01 01:00 | 0 | 0 | 0 | 0 | 0 | 484148.5994 | 14945.691 | 449071 | 0 | 0 | 0 | 0 | 2772337.3624 | 807223.9306 | 0 | 0 | 0 | 0 | 0 | 0 | 0 | 0 | 0 | 0 | 0 | 0 | 0 | 0 | 0 | 0 | 165749.0097 | -115725.7193 | 0 | 0 | 0 | 0 | 0 | 0 | 0 | 0 | 0 | 0 | 0 | 0 | 0 | 0 | 0
2016-10-01 02:00 | 0 | 0 | 0 | 0 | 0 | 61891.9658 | 0 | 429616 | 0 | 0 | 0 | 0 | 2520339.0475 | 691498.2113 | 0 | 0 | 0 | 0 | 0 | 0 | 0 | 0 | 0 | 0 | 0 | 0 | 0 | 0 | 0 | 0 | -251998.3149 | -115725.7193 | 0 | 0 | 0 | 0 | 0 | 0 | 0 | 0 | 0 | 0 | 0 | 0 | 0 | 0 | 0
2016-10-01 03:00 | 0 | 0 | 0 | 0 | 0 | 451960.2633 | 0 | 403733 | 0 | 0 | 0 | 0 | 2452840.5915 | 807223.9306 | 0 | 0 | 0 | 0 | 0 | 0 | 0 | 0 | 0 | 0 | 0 | 0 | 0 | 0 | 0 | 0 | -67498.456 | 115725.7193 | 0 | 0 | 0 | 0 | 0 | 0 | 0 | 0 | 0 | 0 | 0 | 0 | 0 | 0 | 0
2016-10-01 04:00 | 0 | 0 | 0 | 0 | 0 | 402546.9962 | 0 | 379347 | 0 | 0 | 0 | 0 | 2591766.307 | 691498.2113 | 0 | 0 | 0 | 0 | 0 | 0 | 0 | 0 | 0 | 0 | 0 | 0 | 0 | 0 | 0 | 0 | 138925.7155 | -115725.7193 | 0 | 0 | 0 | 0 | 0 | 0 | 0 | 0 | 0 | 0 | 0 | 0 | 0 | 0 | 0
2016-10-01 05:00 | 0 | 0 | 0 | 0 | 0 | 0 | 0 | 360029 | 0 | 0 | 0 | 0 | 2339767.9921 | 583467.5262 | 0 | 0 | 0 | 0 | 0 | 0 | 0 | 0 | 0 | 0 | 0 | 0 | 0 | 0 | 0 | 0 | -251998.3149 | -108030.6851 | 0 | 0 | 0 | 0 | 0 | 0 | 0 | 0 | 0 | 0 | 0 | 0 | 0 | 0 | 0
2016-10-01 06:00 | 0 | 0 | 0 | 0 | 0 | 311473.0759 | 0 | 345957 | 0 | 0 | 0 | 0 | 2189558.3487 | 699193.2455 | 0 | 0 | 0 | 0 | 0 | 0 | 0 | 0 | 0 | 0 | 0 | 0 | 0 | 0 | 0 | 0 | -150209.6434 | 115725.7193 | 0 | 0 | 0 | 0 | 0 | 0 | 0 | 0 | 0 | 0 | 0 | 0 | 0 | 0 | 0
2016-10-01 07:00 | 0 | 0 | 0 | 0 | 0 | 0 | 0 | 335981 | 0 | 0 | 0 | 0 | 1969303.068 | 583467.5262 | 0 | 0 | 0 | 0 | 0 | 0 | 0 | 0 | 0 | 0 | 0 | 0 | 0 | 0 | 0 | 0 | -220255.2807 | -115725.7193 | 0 | 0 | 0 | 0 | 0 | 0 | 0 | 0 | 0 | 0 | 0 | 0 | 0 | 0 | 0
2016-10-01 08:00 | 0 | 0 | 0 | 0 | 0 | 258901.6753 | 0 | 330386 | 0 | 0 | 0 | 0 | 1782093.024 | 699193.2455 | 0 | 0 | 0 | 0 | 0 | 0 | 0 | 0 | 0 | 0 | 0 | 0 | 0 | 0 | 0 | 0 | -187210.044 | 115725.7193 | 0 | 0 | 0 | 0 | 0 | 0 | 0 | 0 | 0 | 0 | 0 | 0 | 0 | 0 | 0
2016-10-01 09:00 | 0 | 0 | 0 | 0 | 0 | 0 | 0 | 329674 | 0 | 0 | 0 | 0 | 1568144.7433 | 583467.5262 | 0 | 0 | 0 | 0 | 0 | 0 | 0 | 0 | 0 | 0 | 0 | 0 | 0 | 0 | 0 | 0 | -213948.2807 | -115725.7193 | 0 | 0 | 0 | 0 | 0 | 0 | 0 | 0 | 0 | 0 | 0 | 0 | 0 | 0 | 0
2016-10-01 10:00 | 0 | 0 | 0 | 0 | 0 | 0 | 0 | 335756 | 0 | 0 | 0 | 0 | 1316146.4283 | 499709.8412 | 0 | 0 | 0 | 0 | 0 | 0 | 0 | 0 | 0 | 0 | 0 | 0 | 0 | 0 | 0 | 0 | -251998.3149 | -83757.6851 | 0 | 0 | 0 | 0 | 0 | 0 | 0 | 0 | 0 | 0 | 0 | 0 | 0 | 0 | 0
2016-10-01 11:00 | 0 | 0 | 0 | 0 | 0 | 0 | 0 | 344879 | 0 | 0 | 0 | 0 | 1064148.1134 | 406829.1561 | 0 | 0 | 0 | 0 | 0 | 0 | 0 | 0 | 0 | 0 | 0 | 0 | 0 | 0 | 0 | 0 | -251998.3149 | -92880.6851 | 0 | 0 | 0 | 0 | 0 | 0 | 0 | 0 | 0 | 0 | 0 | 0 | 0 | 0 | 0
2016-10-01 12:00 | 0 | 0 | 0 | 0 | 0 | 221591.701 | 0 | 358481 | 0 | 0 | 0 | 0 | 1042984.5337 | 291103.4368 | 0 | 0 | 0 | 0 | 0 | 0 | 0 | 0 | 0 | 0 | 0 | 0 | 0 | 0 | 0 | 0 | -21163.5797 | -115725.7193 | 0 | 0 | 0 | 0 | 0 | 0 | 0 | 0 | 0 | 0 | 0 | 0 | 0 | 0 | 0
2016-10-01 13:00 | 0 | 0 | 0 | 0 | 0 | 153839.5509 | 40389.3594 | 375301 | 0 | 0 | 0 | 0 | 826265.444 | 326750.4368 | 0 | 0 | 0 | 0 | 0 | 0 | 0 | 0 | 0 | 0 | 0 | 0 | 0 | 0 | 0 | 0 | -216719.0897 | 35647 | 0 | 0 | 0 | 0 | 0 | 0 | 0 | 0 | 0 | 0 | 0 | 0 | 0 | 0 | 0
2016-10-01 14:00 | 0 | 0 | 0 | 0 | 0 | 0 | 418780.0368 | 391050 | 0 | 0 | 0 | 0 | 969721.2001 | 211024.7175 | 0 | 0 | 0 | 0 | 0 | 0 | 0 | 0 | 0 | 0 | 0 | 0 | 0 | 0 | 0 | 0 | 143455.7561 | -115725.7193 | 0 | 0 | 0 | 0 | 0 | 0 | 0 | 0 | 0 | 0 | 0 | 0 | 0 | 0 | 0
2016-10-01 15:00 | 0 | 0 | 0 | 0 | 0 | 0 | 728939.5306 | 405328 | 0 | 0 | 0 | 0 | 1221719.5151 | 282637.9332 | 0 | 0 | 0 | 0 | 0 | 0 | 0 | 0 | 0 | 0 | 0 | 0 | 0 | 0 | 0 | 0 | 251998.3149 | 71613.2157 | 0 | 0 | 0 | 0 | 0 | 0 | 0 | 0 | 0 | 0 | 0 | 0 | 0 | 0 | 0
2016-10-01 16:00 | 0 | 0 | 0 | 0 | 0 | 0 | 784468.0342 | 416744 | 0 | 0 | 0 | 0 | 1473717.83 | 398363.6525 | 0 | 0 | 0 | 0 | 0 | 0 | 0 | 0 | 0 | 0 | 0 | 0 | 0 | 0 | 0 | 0 | 251998.3149 | 115725.7193 | 0 | 0 | 0 | 0 | 0 | 0 | 0 | 0 | 0 | 0 | 0 | 0 | 0 | 0 | 0
2016-10-01 17:00 | 0 | 0 | 0 | 0 | 0 | 0 | 768502.8834 | 426036 | 0 | 0 | 0 | 0 | 1725716.1449 | 488832.221 | 0 | 0 | 0 | 0 | 0 | 0 | 0 | 0 | 0 | 0 | 0 | 0 | 0 | 0 | 0 | 0 | 251998.3149 | 90468.5685 | 0 | 0 | 0 | 0 | 0 | 0 | 0 | 0 | 0 | 0 | 0 | 0 | 0 | 0 | 0
2016-10-01 18:00 | 0 | 0 | 0 | 0 | 0 | 0 | 743764.2959 | 434374 | 0 | 0 | 0 | 0 | 1919380.7215 | 604557.9403 | 0 | 0 | 0 | 0 | 0 | 0 | 0 | 0 | 0 | 0 | 0 | 0 | 0 | 0 | 0 | 0 | 193664.5766 | 115725.7193 | 0 | 0 | 0 | 0 | 0 | 0 | 0 | 0 | 0 | 0 | 0 | 0 | 0 | 0 | 0
2016-10-01 19:00 | 0 | 0 | 0 | 0 | 0 | 0 | 729717.2511 | 441308 | 0 | 0 | 0 | 0 | 2171379.0365 | 640968.8764 | 0 | 0 | 0 | 0 | 0 | 0 | 0 | 0 | 0 | 0 | 0 | 0 | 0 | 0 | 0 | 0 | 251998.3149 | 36410.9362 | 0 | 0 | 0 | 0 | 0 | 0 | 0 | 0 | 0 | 0 | 0 | 0 | 0 | 0 | 0
2016-10-01 20:00 | 0 | 0 | 0 | 0 | 0 | 0 | 737372.0929 | 446442 | 0 | 0 | 0 | 0 | 2423377.3514 | 679900.6544 | 0 | 0 | 0 | 0 | 0 | 0 | 0 | 0 | 0 | 0 | 0 | 0 | 0 | 0 | 0 | 0 | 251998.3149 | 38931.778 | 0 | 0 | 0 | 0 | 0 | 0 | 0 | 0 | 0 | 0 | 0 | 0 | 0 | 0 | 0
2016-10-01 21:00 | 0 | 0 | 0 | 0 | 0 | 0 | 747071.1094 | 449559 | 0 | 0 | 0 | 0 | 2675375.6664 | 725414.4489 | 0 | 0 | 0 | 0 | 0 | 0 | 0 | 0 | 0 | 0 | 0 | 0 | 0 | 0 | 0 | 0 | 251998.3149 | 45513.7945 | 0 | 0 | 0 | 0 | 0 | 0 | 0 | 0 | 0 | 0 | 0 | 0 | 0 | 0 | 0
2016-10-01 22:00 | 0 | 0 | 0 | 0 | 0 | 0 | 729470.8782 | 447957 | 0 | 0 | 0 | 0 | 2841163.8252 | 841140.1682 | 0 | 0 | 0 | 0 | 0 | 0 | 0 | 0 | 0 | 0 | 0 | 0 | 0 | 0 | 0 | 0 | 165788.1589 | 115725.7193 | 0 | 0 | 0 | 0 | 0 | 0 | 0 | 0 | 0 | 0 | 0 | 0 | 0 | 0 | 0
2016-10-01 23:00 | 0 | 0 | 0 | 0 | 0 | 0 | 604664.4989 | 447614 | 0 | 0 | 0 | 0 | 2882488.6048 | 956865.8875 | 0 | 0 | 0 | 0 | 0 | 0 | 0 | 0 | 0 | 0 | 0 | 0 | 0 | 0 | 0 | 0 | 41324.7796 | 115725.7193 | 0 | 0 | 0 | 0 | 0 | 0 | 0 | 0 | 0 | 0 | 0 | 0 | 0 | 0 | 0
2016-10-02 | 0 | 0 | 0 | 0 | 0 | 0 | 265110.6403 | 444225 | 0 | 0 | 0 | 0 | 2725310.1451 | 934929.9875 | 0 | 0 | 0 | 0 | 0 | 0 | 0 | 0 | 0 | 0 | 0 | 0 | 0 | 0 | 0 | 0 | -157178.4597 | -21935.9 | 0 | 0 | 0 | 0 | 0 | 0 | 0 | 0 | 0 | 0 | 0 | 0 | 0 | 0 | 0
2016-10-02 01:00 | 0 | 0 | 0 | 0 | 0 | 467967.3 | 5094.4404 | 431609 | 0 | 0 | 0 | 0 | 2882488.6048 | 819204.2682 | 0 | 0 | 0 | 0 | 0 | 0 | 0 | 0 | 0 | 0 | 0 | 0 | 0 | 0 | 0 | 0 | 157178.4597 | -115725.7193 | 0 | 0 | 0 | 0 | 0 | 0 | 0 | 0 | 0 | 0 | 0 | 0 | 0 | 0 | 0
2016-10-02 02:00 | 0 | 0 | 0 | 0 | 0 | 61733.8799 | 0 | 414372 | 0 | 0 | 0 | 0 | 2645576.204 | 703478.5489 | 0 | 0 | 0 | 0 | 0 | 0 | 0 | 0 | 0 | 0 | 0 | 0 | 0 | 0 | 0 | 0 | -236912.4008 | -115725.7193 | 0 | 0 | 0 | 0 | 0 | 0 | 0 | 0 | 0 | 0 | 0 | 0 | 0 | 0 | 0
2016-10-02 03:00 | 0 | 0 | 0 | 0 | 0 | 509286.1819 | 0 | 392285 | 0 | 0 | 0 | 0 | 2878303.1052 | 587752.8296 | 0 | 0 | 0 | 0 | 0 | 0 | 0 | 0 | 0 | 0 | 0 | 0 | 0 | 0 | 0 | 0 | 232726.9012 | -115725.7193 | 0 | 0 | 0 | 0 | 0 | 0 | 0 | 0 | 0 | 0 | 0 | 0 | 0 | 0 | 0
2016-10-02 04:00 | 0 | 0 | 0 | 0 | 0 | 489538.2189 | 0 | 369627 | 0 | 0 | 0 | 0 | 2882488.6048 | 703478.5489 | 0 | 0 | 0 | 0 | 0 | 0 | 0 | 0 | 0 | 0 | 0 | 0 | 0 | 0 | 0 | 0 | 4185.4996 | 115725.7193 | 0 | 0 | 0 | 0 | 0 | 0 | 0 | 0 | 0 | 0 | 0 | 0 | 0 | 0 | 0
2016-10-02 05:00 | 0 | 0 | 0 | 0 | 0 | 0 | 0 | 352065 | 0 | 0 | 0 | 0 | 2646149.3241 | 587752.8296 | 0 | 0 | 0 | 0 | 0 | 0 | 0 | 0 | 0 | 0 | 0 | 0 | 0 | 0 | 0 | 0 | -236339.2807 | -115725.7193 | 0 | 0 | 0 | 0 | 0 | 0 | 0 | 0 | 0 | 0 | 0 | 0 | 0 | 0 | 0
2016-10-02 06:00 | 0 | 0 | 0 | 0 | 0 | 0 | 0 | 338309 | 0 | 0 | 0 | 0 | 2394151.0092 | 501442.1446 | 0 | 0 | 0 | 0 | 0 | 0 | 0 | 0 | 0 | 0 | 0 | 0 | 0 | 0 | 0 | 0 | -251998.3149 | -86310.6851 | 0 | 0 | 0 | 0 | 0 | 0 | 0 | 0 | 0 | 0 | 0 | 0 | 0 | 0 | 0
2016-10-02 07:00 | 0 | 0 | 0 | 0 | 0 | 0 | 0 | 328815 | 0 | 0 | 0 | 0 | 2142152.6942 | 424625.4595 | 0 | 0 | 0 | 0 | 0 | 0 | 0 | 0 | 0 | 0 | 0 | 0 | 0 | 0 | 0 | 0 | -251998.3149 | -76816.6851 | 0 | 0 | 0 | 0 | 0 | 0 | 0 | 0 | 0 | 0 | 0 | 0 | 0 | 0 | 0
2016-10-02 08:00 | 0 | 0 | 0 | 0 | 0 | 0 | 0 | 322930 | 0 | 0 | 0 | 0 | 1890154.3793 | 353693.7745 | 0 | 0 | 0 | 0 | 0 | 0 | 0 | 0 | 0 | 0 | 0 | 0 | 0 | 0 | 0 | 0 | -251998.3149 | -70931.6851 | 0 | 0 | 0 | 0 | 0 | 0 | 0 | 0 | 0 | 0 | 0 | 0 | 0 | 0 | 0
2016-10-02 09:00 | 0 | 0 | 0 | 0 | 0 | 0 | 0 | 321307 | 0 | 0 | 0 | 0 | 1638156.0644 | 284385.0894 | 0 | 0 | 0 | 0 | 0 | 0 | 0 | 0 | 0 | 0 | 0 | 0 | 0 | 0 | 0 | 0 | -251998.3149 | -69308.6851 | 0 | 0 | 0 | 0 | 0 | 0 | 0 | 0 | 0 | 0 | 0 | 0 | 0 | 0 | 0
2016-10-02 10:00 | 0 | 0 | 0 | 0 | 0 | 316544.2428 | 0 | 324074 | 0 | 0 | 0 | 0 | 1746352.0265 | 168659.3701 | 0 | 0 | 0 | 0 | 0 | 0 | 0 | 0 | 0 | 0 | 0 | 0 | 0 | 0 | 0 | 0 | 108195.9621 | -115725.7193 | 0 | 0 | 0 | 0 | 0 | 0 | 0 | 0 | 0 | 0 | 0 | 0 | 0 | 0 | 0
2016-10-02 11:00 | 0 | 0 | 0 | 0 | 0 | 0 | 0 | 330659 | 0 | 0 | 0 | 0 | 1494353.7115 | 89998.6851 | 0 | 0 | 0 | 0 | 0 | 0 | 0 | 0 | 0 | 0 | 0 | 0 | 0 | 0 | 0 | 0 | -251998.3149 | -78660.6851 | 0 | 0 | 0 | 0 | 0 | 0 | 0 | 0 | 0 | 0 | 0 | 0 | 0 | 0 | 0
2016-10-02 12:00 | 0 | 0 | 0 | 0 | 0 | 0 | 0 | 341997 | 0 | 0 | 0 | 0 | 1242355.3966 | 0 | 0 | 0 | 0 | 0 | 0 | 0 | 0 | 0 | 0 | 0 | 0 | 0 | 0 | 0 | 0 | 0 | -251998.3149 | -89998.6851 | 0 | 0 | 0 | 0 | 0 | 0 | 0 | 0 | 0 | 0 | 0 | 0 | 0 | 0 | 0
2016-10-02 13:00 | 0 | 0 | 0 | 0 | 0 | 178528.0682 | 43109.9367 | 360340 | 0 | 0 | 0 | 0 | 1103653.4015 | 0 | 0 | 0 | 0 | 0 | 0 | 0 | 0 | 0 | 0 | 0 | 0 | 0 | 0 | 0 | 0 | 0 | -138701.9951 | 0 | 0 | 0 | 0 | 0 | 0 | 0 | 0 | 0 | 0 | 0 | 0 | 0 | 0 | 0 | 0
2016-10-02 14:00 | 0 | 0 | 0 | 0 | 0 | 0 | 410569.1868 | 377856 | 0 | 0 | 0 | 0 | 1020640.869 | 115725.7193 | 0 | 0 | 0 | 0 | 0 | 0 | 0 | 0 | 0 | 0 | 0 | 0 | 0 | 0 | 0 | 0 | -83012.5325 | 115725.7193 | 0 | 0 | 0 | 0 | 0 | 0 | 0 | 0 | 0 | 0 | 0 | 0 | 0 | 0 | 0
2016-10-02 15:00 | 0 | 0 | 0 | 0 | 0 | 0 | 729604.8949 | 394308 | 0 | 0 | 0 | 0 | 1272639.184 | 199024.2993 | 0 | 0 | 0 | 0 | 0 | 0 | 0 | 0 | 0 | 0 | 0 | 0 | 0 | 0 | 0 | 0 | 251998.3149 | 83298.58 | 0 | 0 | 0 | 0 | 0 | 0 | 0 | 0 | 0 | 0 | 0 | 0 | 0 | 0 | 0
2016-10-02 16:00 | 0 | 0 | 0 | 0 | 0 | 0 | 776982.0342 | 409258 | 0 | 0 | 0 | 0 | 1524637.4989 | 314750.0186 | 0 | 0 | 0 | 0 | 0 | 0 | 0 | 0 | 0 | 0 | 0 | 0 | 0 | 0 | 0 | 0 | 251998.3149 | 115725.7193 | 0 | 0 | 0 | 0 | 0 | 0 | 0 | 0 | 0 | 0 | 0 | 0 | 0 | 0 | 0
2016-10-02 17:00 | 0 | 0 | 0 | 0 | 0 | 0 | 769162.9026 | 422382 | 0 | 0 | 0 | 0 | 1776635.8138 | 409532.6062 | 0 | 0 | 0 | 0 | 0 | 0 | 0 | 0 | 0 | 0 | 0 | 0 | 0 | 0 | 0 | 0 | 251998.3149 | 94782.5876 | 0 | 0 | 0 | 0 | 0 | 0 | 0 | 0 | 0 | 0 | 0 | 0 | 0 | 0 | 0
2016-10-02 18:00 | 0 | 0 | 0 | 0 | 0 | 0 | 744780.1552 | 432750 | 0 | 0 | 0 | 0 | 2020645.5553 | 477553.02 | 0 | 0 | 0 | 0 | 0 | 0 | 0 | 0 | 0 | 0 | 0 | 0 | 0 | 0 | 0 | 0 | 244009.7415 | 68020.4137 | 0 | 0 | 0 | 0 | 0 | 0 | 0 | 0 | 0 | 0 | 0 | 0 | 0 | 0 | 0
2016-10-02 19:00 | 0 | 0 | 0 | 0 | 0 | 0 | 729530.0191 | 440823 | 0 | 0 | 0 | 0 | 2193626.8551 | 593278.7392 | 0 | 0 | 0 | 0 | 0 | 0 | 0 | 0 | 0 | 0 | 0 | 0 | 0 | 0 | 0 | 0 | 172981.2998 | 115725.7193 | 0 | 0 | 0 | 0 | 0 | 0 | 0 | 0 | 0 | 0 | 0 | 0 | 0 | 0 | 0
2016-10-02 20:00 | 0 | 0 | 0 | 0 | 0 | 0 | 734587.2747 | 447418 | 0 | 0 | 0 | 0 | 2365070.4105 | 709004.4585 | 0 | 0 | 0 | 0 | 0 | 0 | 0 | 0 | 0 | 0 | 0 | 0 | 0 | 0 | 0 | 0 | 171443.5554 | 115725.7193 | 0 | 0 | 0 | 0 | 0 | 0 | 0 | 0 | 0 | 0 | 0 | 0 | 0 | 0 | 0
2016-10-02 21:00 | 0 | 0 | 0 | 0 | 0 | 77846.9944 | 742319.0398 | 452442 | 0 | 0 | 0 | 0 | 2617068.7254 | 824730.1778 | 0 | 0 | 0 | 0 | 0 | 0 | 0 | 0 | 0 | 0 | 0 | 0 | 0 | 0 | 0 | 0 | 251998.3149 | 115725.7193 | 0 | 0 | 0 | 0 | 0 | 0 | 0 | 0 | 0 | 0 | 0 | 0 | 0 | 0 | 0
2016-10-02 22:00 | 0 | 0 | 0 | 0 | 0 | 0 | 715637.7495 | 453706 | 0 | 0 | 0 | 0 | 2763274.7557 | 940455.8971 | 0 | 0 | 0 | 0 | 0 | 0 | 0 | 0 | 0 | 0 | 0 | 0 | 0 | 0 | 0 | 0 | 146206.0302 | 115725.7193 | 0 | 0 | 0 | 0 | 0 | 0 | 0 | 0 | 0 | 0 | 0 | 0 | 0 | 0 | 0
2016-10-02 23:00 | 0 | 0 | 0 | 0 | 0 | 0 | 580277.428 | 455845 | 0 | 0 | 0 | 0 | 2771981.4644 | 1056181.6164 | 0 | 0 | 0 | 0 | 0 | 0 | 0 | 0 | 0 | 0 | 0 | 0 | 0 | 0 | 0 | 0 | 8706.7087 | 115725.7193 | 0 | 0 | 0 | 0 | 0 | 0 | 0 | 0 | 0 | 0 | 0 | 0 | 0 | 0 | 0
2016-10-03 | 0 | 0 | 0 | 0 | 0 | 0 | 232116.8535 | 454506 | 0 | 0 | 0 | 0 | 2519983.1494 | 1085790.7849 | 0 | 0 | 0 | 0 | 0 | 0 | 0 | 0 | 0 | 0 | 0 | 0 | 0 | 0 | 0 | 0 | -251998.3149 | 29609.1685 | 0 | 0 | 0 | 0 | 0 | 0 | 0 | 0 | 0 | 0 | 0 | 0 | 0 | 0 | 0
2016-10-03 01:00 | 0 | 0 | 0 | 0 | 0 | 68386.7023 | 4554.2635 | 440665 | 0 | 0 | 0 | 0 | 2267984.8345 | 970065.0656 | 0 | 0 | 0 | 0 | 0 | 0 | 0 | 0 | 0 | 0 | 0 | 0 | 0 | 0 | 0 | 0 | -251998.3149 | -115725.7193 | 0 | 0 | 0 | 0 | 0 | 0 | 0 | 0 | 0 | 0 | 0 | 0 | 0 | 0 | 0
2016-10-03 02:00 | 0 | 0 | 0 | 0 | 0 | 283675.4044 | 0 | 419948 | 0 | 0 | 0 | 0 | 2015986.5196 | 1085790.7849 | 0 | 0 | 0 | 0 | 0 | 0 | 0 | 0 | 0 | 0 | 0 | 0 | 0 | 0 | 0 | 0 | -251998.3149 | 115725.7193 | 0 | 0 | 0 | 0 | 0 | 0 | 0 | 0 | 0 | 0 | 0 | 0 | 0 | 0 | 0
2016-10-03 03:00 | 0 | 0 | 0 | 0 | 0 | 25563.9658 | 0 | 393288 | 0 | 0 | 0 | 0 | 1763988.2046 | 970065.0656 | 0 | 0 | 0 | 0 | 0 | 0 | 0 | 0 | 0 | 0 | 0 | 0 | 0 | 0 | 0 | 0 | -251998.3149 | -115725.7193 | 0 | 0 | 0 | 0 | 0 | 0 | 0 | 0 | 0 | 0 | 0 | 0 | 0 | 0 | 0
2016-10-03 04:00 | 0 | 0 | 0 | 0 | 0 | 637801.3157 | 0 | 370228 | 0 | 0 | 0 | 0 | 2015986.5196 | 985640.0664 | 0 | 0 | 0 | 0 | 0 | 0 | 0 | 0 | 0 | 0 | 0 | 0 | 0 | 0 | 0 | 0 | 251998.3149 | 15575.0008 | 0 | 0 | 0 | 0 | 0 | 0 | 0 | 0 | 0 | 0 | 0 | 0 | 0 | 0 | 0
2016-10-03 05:00 | 0 | 0 | 0 | 0 | 0 | 215796.4044 | 0 | 352069 | 0 | 0 | 0 | 0 | 1763988.2046 | 1101365.7857 | 0 | 0 | 0 | 0 | 0 | 0 | 0 | 0 | 0 | 0 | 0 | 0 | 0 | 0 | 0 | 0 | -251998.3149 | 115725.7193 | 0 | 0 | 0 | 0 | 0 | 0 | 0 | 0 | 0 | 0 | 0 | 0 | 0 | 0 | 0
2016-10-03 06:00 | 0 | 0 | 0 | 0 | 0 | 0 | 0 | 339911 | 0 | 0 | 0 | 0 | 1511989.8897 | 1013453.1007 | 0 | 0 | 0 | 0 | 0 | 0 | 0 | 0 | 0 | 0 | 0 | 0 | 0 | 0 | 0 | 0 | -251998.3149 | -87912.6851 | 0 | 0 | 0 | 0 | 0 | 0 | 0 | 0 | 0 | 0 | 0 | 0 | 0 | 0 | 0
2016-10-03 07:00 | 0 | 0 | 0 | 0 | 0 | 0 | 0 | 332910 | 0 | 0 | 0 | 0 | 1259991.5747 | 932541.4156 | 0 | 0 | 0 | 0 | 0 | 0 | 0 | 0 | 0 | 0 | 0 | 0 | 0 | 0 | 0 | 0 | -251998.3149 | -80911.6851 | 0 | 0 | 0 | 0 | 0 | 0 | 0 | 0 | 0 | 0 | 0 | 0 | 0 | 0 | 0
2016-10-03 08:00 | 0 | 0 | 0 | 0 | 0 | 196744.4044 | 0 | 333017 | 0 | 0 | 0 | 0 | 1007993.2598 | 1048267.1349 | 0 | 0 | 0 | 0 | 0 | 0 | 0 | 0 | 0 | 0 | 0 | 0 | 0 | 0 | 0 | 0 | -251998.3149 | 115725.7193 | 0 | 0 | 0 | 0 | 0 | 0 | 0 | 0 | 0 | 0 | 0 | 0 | 0 | 0 | 0
2016-10-03 09:00 | 0 | 0 | 0 | 0 | 0 | 0 | 0 | 343797 | 0 | 0 | 0 | 0 | 755994.9448 | 956468.4499 | 0 | 0 | 0 | 0 | 0 | 0 | 0 | 0 | 0 | 0 | 0 | 0 | 0 | 0 | 0 | 0 | -251998.3149 | -91798.6851 | 0 | 0 | 0 | 0 | 0 | 0 | 0 | 0 | 0 | 0 | 0 | 0 | 0 | 0 | 0
2016-10-03 10:00 | 0 | 0 | 0 | 0 | 0 | 0 | 0 | 367448 | 0 | 0 | 0 | 0 | 503996.6299 | 841018.7648 | 0 | 0 | 0 | 0 | 0 | 0 | 0 | 0 | 0 | 0 | 0 | 0 | 0 | 0 | 0 | 0 | -251998.3149 | -115449.6851 | 0 | 0 | 0 | 0 | 0 | 0 | 0 | 0 | 0 | 0 | 0 | 0 | 0 | 0 | 0
2016-10-03 11:00 | 0 | 0 | 0 | 0 | 0 | 24691.9658 | 0 | 392416 | 0 | 0 | 0 | 0 | 251998.3149 | 725293.0455 | 0 | 0 | 0 | 0 | 0 | 0 | 0 | 0 | 0 | 0 | 0 | 0 | 0 | 0 | 0 | 0 | -251998.3149 | -115725.7193 | 0 | 0 | 0 | 0 | 0 | 0 | 0 | 0 | 0 | 0 | 0 | 0 | 0 | 0 | 0
2016-10-03 12:00 | 0 | 0 | 0 | 0 | 0 | 271234.4044 | 0 | 407507 | 0 | 0 | 0 | 0 | 0 | 841018.7648 | 0 | 0 | 0 | 0 | 0 | 0 | 0 | 0 | 0 | 0 | 0 | 0 | 0 | 0 | 0 | 0 | -251998.3149 | 115725.7193 | 0 | 0 | 0 | 0 | 0 | 0 | 0 | 0 | 0 | 0 | 0 | 0 | 0 | 0 | 0
2016-10-03 13:00 | 0 | 0 | 0 | 0 | 0 | 439430.2864 | 30253.3386 | 422920 | 0 | 0 | 0 | 0 | 0 | 887782.3898 | 0 | 0 | 0 | 0 | 0 | 0 | 0 | 0 | 0 | 0 | 0 | 0 | 0 | 0 | 0 | 0 | 0 | 46763.625 | 0 | 0 | 0 | 0 | 0 | 0 | 0 | 0 | 0 | 0 | 0 | 0 | 0 | 0 | 0
2016-10-03 14:00 | 0 | 0 | 0 | 0 | 0 | 0 | 362908.4457 | 438778 | 0 | 0 | 0 | 0 | 0 | 811912.8355 | 0 | 0 | 0 | 0 | 0 | 0 | 0 | 0 | 0 | 0 | 0 | 0 | 0 | 0 | 0 | 0 | 0 | -75869.5543 | 0 | 0 | 0 | 0 | 0 | 0 | 0 | 0 | 0 | 0 | 0 | 0 | 0 | 0 | 0
2016-10-03 15:00 | 0 | 0 | 0 | 0 | 0 | 0 | 673958.5894 | 452970 | 0 | 0 | 0 | 0 | 105262.8701 | 927638.5548 | 0 | 0 | 0 | 0 | 0 | 0 | 0 | 0 | 0 | 0 | 0 | 0 | 0 | 0 | 0 | 0 | 105262.8701 | 115725.7193 | 0 | 0 | 0 | 0 | 0 | 0 | 0 | 0 | 0 | 0 | 0 | 0 | 0 | 0 | 0
2016-10-03 16:00 | 0 | 0 | 0 | 0 | 0 | 0 | 741674.3815 | 466381 | 0 | 0 | 0 | 0 | 264830.5323 | 1043364.2741 | 0 | 0 | 0 | 0 | 0 | 0 | 0 | 0 | 0 | 0 | 0 | 0 | 0 | 0 | 0 | 0 | 159567.6622 | 115725.7193 | 0 | 0 | 0 | 0 | 0 | 0 | 0 | 0 | 0 | 0 | 0 | 0 | 0 | 0 | 0
2016-10-03 17:00 | 0 | 0 | 0 | 0 | 0 | 0 | 741345.6247 | 478612 | 0 | 0 | 0 | 0 | 411838.4377 | 1159089.9934 | 0 | 0 | 0 | 0 | 0 | 0 | 0 | 0 | 0 | 0 | 0 | 0 | 0 | 0 | 0 | 0 | 147007.9054 | 115725.7193 | 0 | 0 | 0 | 0 | 0 | 0 | 0 | 0 | 0 | 0 | 0 | 0 | 0 | 0 | 0
2016-10-03 18:00 | 0 | 0 | 0 | 0 | 0 | 0 | 729730.8651 | 488215 | 0 | 0 | 0 | 0 | 537628.5835 | 1274815.7127 | 0 | 0 | 0 | 0 | 0 | 0 | 0 | 0 | 0 | 0 | 0 | 0 | 0 | 0 | 0 | 0 | 125790.1458 | 115725.7193 | 0 | 0 | 0 | 0 | 0 | 0 | 0 | 0 | 0 | 0 | 0 | 0 | 0 | 0 | 0
2016-10-03 19:00 | 0 | 0 | 0 | 0 | 0 | 86507.844 | 724876.2024 | 494304 | 0 | 0 | 0 | 0 | 738982.9106 | 1390541.432 | 0 | 0 | 0 | 0 | 0 | 0 | 0 | 0 | 0 | 0 | 0 | 0 | 0 | 0 | 0 | 0 | 201354.3271 | 115725.7193 | 0 | 0 | 0 | 0 | 0 | 0 | 0 | 0 | 0 | 0 | 0 | 0 | 0 | 0 | 0
2016-10-03 20:00 | 0 | 0 | 0 | 0 | 0 | 131577.8492 | 733481.185 | 497335 | 0 | 0 | 0 | 0 | 990981.2255 | 1506267.1513 | 0 | 0 | 0 | 0 | 0 | 0 | 0 | 0 | 0 | 0 | 0 | 0 | 0 | 0 | 0 | 0 | 251998.3149 | 115725.7193 | 0 | 0 | 0 | 0 | 0 | 0 | 0 | 0 | 0 | 0 | 0 | 0 | 0 | 0 | 0
2016-10-03 21:00 | 0 | 0 | 0 | 0 | 0 | 130919.1877 | 734125.8465 | 497321 | 0 | 0 | 0 | 0 | 1242979.5405 | 1621992.8706 | 0 | 0 | 0 | 0 | 0 | 0 | 0 | 0 | 0 | 0 | 0 | 0 | 0 | 0 | 0 | 0 | 251998.3149 | 115725.7193 | 0 | 0 | 0 | 0 | 0 | 0 | 0 | 0 | 0 | 0 | 0 | 0 | 0 | 0 | 0
2016-10-03 22:00 | 0 | 0 | 0 | 0 | 0 | 144493.6753 | 717127.3589 | 493897 | 0 | 0 | 0 | 0 | 1494977.8554 | 1737718.5899 | 0 | 0 | 0 | 0 | 0 | 0 | 0 | 0 | 0 | 0 | 0 | 0 | 0 | 0 | 0 | 0 | 251998.3149 | 115725.7193 | 0 | 0 | 0 | 0 | 0 | 0 | 0 | 0 | 0 | 0 | 0 | 0 | 0 | 0 | 0
2016-10-03 23:00 | 0 | 0 | 0 | 0 | 0 | 272721.5069 | 588552.5274 | 493550 | 0 | 0 | 0 | 0 | 1746976.1704 | 1853444.3092 | 0 | 0 | 0 | 0 | 0 | 0 | 0 | 0 | 0 | 0 | 0 | 0 | 0 | 0 | 0 | 0 | 251998.3149 | 115725.7193 | 0 | 0 | 0 | 0 | 0 | 0 | 0 | 0 | 0 | 0 | 0 | 0 | 0 | 0 | 0
2016-10-04 | 0 | 0 | 0 | 0 | 0 | 0 | 240594.662 | 488761 | 0 | 0 | 0 | 0 | 1494977.8554 | 1857276.2862 | 0 | 0 | 0 | 0 | 0 | 0 | 0 | 0 | 0 | 0 | 0 | 0 | 0 | 0 | 0 | 0 | -251998.3149 | 3831.977 | 0 | 0 | 0 | 0 | 0 | 0 | 0 | 0 | 0 | 0 | 0 | 0 | 0 | 0 | 0
2016-10-04 01:00 | 0 | 0 | 0 | 0 | 0 | 604966.6655 | 2938.9302 | 471633 | 0 | 0 | 0 | 0 | 1746976.1704 | 1741550.5669 | 0 | 0 | 0 | 0 | 0 | 0 | 0 | 0 | 0 | 0 | 0 | 0 | 0 | 0 | 0 | 0 | 251998.3149 | -115725.7193 | 0 | 0 | 0 | 0 | 0 | 0 | 0 | 0 | 0 | 0 | 0 | 0 | 0 | 0 | 0
2016-10-04 02:00 | 0 | 0 | 0 | 0 | 0 | 310079.4044 | 0 | 446352 | 0 | 0 | 0 | 0 | 1494977.8554 | 1857276.2862 | 0 | 0 | 0 | 0 | 0 | 0 | 0 | 0 | 0 | 0 | 0 | 0 | 0 | 0 | 0 | 0 | -251998.3149 | 115725.7193 | 0 | 0 | 0 | 0 | 0 | 0 | 0 | 0 | 0 | 0 | 0 | 0 | 0 | 0 | 0
2016-10-04 03:00 | 0 | 0 | 0 | 0 | 0 | 48922.9658 | 0 | 416647 | 0 | 0 | 0 | 0 | 1242979.5405 | 1741550.5669 | 0 | 0 | 0 | 0 | 0 | 0 | 0 | 0 | 0 | 0 | 0 | 0 | 0 | 0 | 0 | 0 | -251998.3149 | -115725.7193 | 0 | 0 | 0 | 0 | 0 | 0 | 0 | 0 | 0 | 0 | 0 | 0 | 0 | 0 | 0
2016-10-04 04:00 | 0 | 0 | 0 | 0 | 0 | 21198.9658 | 0 | 388923 | 0 | 0 | 0 | 0 | 990981.2255 | 1625824.8476 | 0 | 0 | 0 | 0 | 0 | 0 | 0 | 0 | 0 | 0 | 0 | 0 | 0 | 0 | 0 | 0 | -251998.3149 | -115725.7193 | 0 | 0 | 0 | 0 | 0 | 0 | 0 | 0 | 0 | 0 | 0 | 0 | 0 | 0 | 0
2016-10-04 05:00 | 0 | 0 | 0 | 0 | 0 | 502388.5956 | 0 | 366116 | 0 | 0 | 0 | 0 | 1242979.5405 | 1510099.1283 | 0 | 0 | 0 | 0 | 0 | 0 | 0 | 0 | 0 | 0 | 0 | 0 | 0 | 0 | 0 | 0 | 251998.3149 | -115725.7193 | 0 | 0 | 0 | 0 | 0 | 0 | 0 | 0 | 0 | 0 | 0 | 0 | 0 | 0 | 0
2016-10-04 06:00 | 0 | 0 | 0 | 0 | 0 | 0 | 0 | 351179 | 0 | 0 | 0 | 0 | 990981.2255 | 1410918.4432 | 0 | 0 | 0 | 0 | 0 | 0 | 0 | 0 | 0 | 0 | 0 | 0 | 0 | 0 | 0 | 0 | -251998.3149 | -99180.6851 | 0 | 0 | 0 | 0 | 0 | 0 | 0 | 0 | 0 | 0 | 0 | 0 | 0 | 0 | 0
2016-10-04 07:00 | 0 | 0 | 0 | 0 | 0 | 0 | 0 | 342658 | 0 | 0 | 0 | 0 | 738982.9106 | 1320258.7582 | 0 | 0 | 0 | 0 | 0 | 0 | 0 | 0 | 0 | 0 | 0 | 0 | 0 | 0 | 0 | 0 | -251998.3149 | -90659.6851 | 0 | 0 | 0 | 0 | 0 | 0 | 0 | 0 | 0 | 0 | 0 | 0 | 0 | 0 | 0
2016-10-04 08:00 | 0 | 0 | 0 | 0 | 0 | 708724.0342 | 0 | 341000 | 0 | 0 | 0 | 0 | 990981.2255 | 1435984.4774 | 0 | 0 | 0 | 0 | 0 | 0 | 0 | 0 | 0 | 0 | 0 | 0 | 0 | 0 | 0 | 0 | 251998.3149 | 115725.7193 | 0 | 0 | 0 | 0 | 0 | 0 | 0 | 0 | 0 | 0 | 0 | 0 | 0 | 0 | 0
2016-10-04 09:00 | 0 | 0 | 0 | 0 | 0 | 0 | 0 | 350712 | 0 | 0 | 0 | 0 | 755994.9448 | 1320258.7582 | 0 | 0 | 0 | 0 | 0 | 0 | 0 | 0 | 0 | 0 | 0 | 0 | 0 | 0 | 0 | 0 | -234986.2807 | -115725.7193 | 0 | 0 | 0 | 0 | 0 | 0 | 0 | 0 | 0 | 0 | 0 | 0 | 0 | 0 | 0
2016-10-04 10:00 | 0 | 0 | 0 | 0 | 0 | 7753.9658 | 0 | 375478 | 0 | 0 | 0 | 0 | 503996.6299 | 1204533.0389 | 0 | 0 | 0 | 0 | 0 | 0 | 0 | 0 | 0 | 0 | 0 | 0 | 0 | 0 | 0 | 0 | -251998.3149 | -115725.7193 | 0 | 0 | 0 | 0 | 0 | 0 | 0 | 0 | 0 | 0 | 0 | 0 | 0 | 0 | 0
2016-10-04 11:00 | 0 | 0 | 0 | 0 | 0 | 32373.9658 | 0 | 400098 | 0 | 0 | 0 | 0 | 251998.3149 | 1088807.3196 | 0 | 0 | 0 | 0 | 0 | 0 | 0 | 0 | 0 | 0 | 0 | 0 | 0 | 0 | 0 | 0 | -251998.3149 | -115725.7193 | 0 | 0 | 0 | 0 | 0 | 0 | 0 | 0 | 0 | 0 | 0 | 0 | 0 | 0 | 0
2016-10-04 12:00 | 0 | 0 | 0 | 0 | 0 | 46256.9658 | 0 | 413981 | 0 | 0 | 0 | 0 | 0 | 973081.6003 | 0 | 0 | 0 | 0 | 0 | 0 | 0 | 0 | 0 | 0 | 0 | 0 | 0 | 0 | 0 | 0 | -251998.3149 | -115725.7193 | 0 | 0 | 0 | 0 | 0 | 0 | 0 | 0 | 0 | 0 | 0 | 0 | 0 | 0 | 0
2016-10-04 13:00 | 0 | 0 | 0 | 0 | 0 | 653149.688 | 29689.7878 | 428455 | 0 | 0 | 0 | 0 | 177722.0349 | 1049744.0411 | 0 | 0 | 0 | 0 | 0 | 0 | 0 | 0 | 0 | 0 | 0 | 0 | 0 | 0 | 0 | 0 | 177722.0349 | 76662.4409 | 0 | 0 | 0 | 0 | 0 | 0 | 0 | 0 | 0 | 0 | 0 | 0 | 0 | 0 | 0
2016-10-04 14:00 | 0 | 0 | 0 | 0 | 0 | 0 | 412255.0347 | 442417 | 0 | 0 | 0 | 0 | 263285.789 | 934018.3218 | 0 | 0 | 0 | 0 | 0 | 0 | 0 | 0 | 0 | 0 | 0 | 0 | 0 | 0 | 0 | 0 | 85563.754 | -115725.7193 | 0 | 0 | 0 | 0 | 0 | 0 | 0 | 0 | 0 | 0 | 0 | 0 | 0 | 0 | 0
2016-10-04 15:00 | 0 | 0 | 0 | 0 | 0 | 55850.7089 | 767326.3253 | 455453 | 0 | 0 | 0 | 0 | 515284.1039 | 1049744.0411 | 0 | 0 | 0 | 0 | 0 | 0 | 0 | 0 | 0 | 0 | 0 | 0 | 0 | 0 | 0 | 0 | 251998.3149 | 115725.7193 | 0 | 0 | 0 | 0 | 0 | 0 | 0 | 0 | 0 | 0 | 0 | 0 | 0 | 0 | 0
2016-10-04 16:00 | 0 | 0 | 0 | 0 | 0 | 25090.4854 | 810919.5488 | 468286 | 0 | 0 | 0 | 0 | 767282.4189 | 1165469.7604 | 0 | 0 | 0 | 0 | 0 | 0 | 0 | 0 | 0 | 0 | 0 | 0 | 0 | 0 | 0 | 0 | 251998.3149 | 115725.7193 | 0 | 0 | 0 | 0 | 0 | 0 | 0 | 0 | 0 | 0 | 0 | 0 | 0 | 0 | 0
2016-10-04 17:00 | 0 | 0 | 0 | 0 | 0 | 45131.4472 | 803291.5871 | 480699 | 0 | 0 | 0 | 0 | 1019280.7338 | 1281195.4797 | 0 | 0 | 0 | 0 | 0 | 0 | 0 | 0 | 0 | 0 | 0 | 0 | 0 | 0 | 0 | 0 | 251998.3149 | 115725.7193 | 0 | 0 | 0 | 0 | 0 | 0 | 0 | 0 | 0 | 0 | 0 | 0 | 0 | 0 | 0
2016-10-04 18:00 | 0 | 0 | 0 | 0 | 0 | 0 | 783588.607 | 490527 | 0 | 0 | 0 | 0 | 1271279.0487 | 1322258.7718 | 0 | 0 | 0 | 0 | 0 | 0 | 0 | 0 | 0 | 0 | 0 | 0 | 0 | 0 | 0 | 0 | 251998.3149 | 41063.2921 | 0 | 0 | 0 | 0 | 0 | 0 | 0 | 0 | 0 | 0 | 0 | 0 | 0 | 0 | 0
2016-10-04 19:00 | 0 | 0 | 0 | 0 | 0 | 0 | 770538.7202 | 497249 | 0 | 0 | 0 | 0 | 1523277.3637 | 1343550.1771 | 0 | 0 | 0 | 0 | 0 | 0 | 0 | 0 | 0 | 0 | 0 | 0 | 0 | 0 | 0 | 0 | 251998.3149 | 21291.4052 | 0 | 0 | 0 | 0 | 0 | 0 | 0 | 0 | 0 | 0 | 0 | 0 | 0 | 0 | 0
2016-10-04 20:00 | 0 | 0 | 0 | 0 | 0 | 0 | 777713.1474 | 502525 | 0 | 0 | 0 | 0 | 1775275.6786 | 1366740.0096 | 0 | 0 | 0 | 0 | 0 | 0 | 0 | 0 | 0 | 0 | 0 | 0 | 0 | 0 | 0 | 0 | 251998.3149 | 23189.8325 | 0 | 0 | 0 | 0 | 0 | 0 | 0 | 0 | 0 | 0 | 0 | 0 | 0 | 0 | 0
2016-10-04 21:00 | 0 | 0 | 0 | 0 | 0 | 0 | 784033.5962 | 503411 | 0 | 0 | 0 | 0 | 2027273.9936 | 1395364.2908 | 0 | 0 | 0 | 0 | 0 | 0 | 0 | 0 | 0 | 0 | 0 | 0 | 0 | 0 | 0 | 0 | 251998.3149 | 28624.2812 | 0 | 0 | 0 | 0 | 0 | 0 | 0 | 0 | 0 | 0 | 0 | 0 | 0 | 0 | 0
2016-10-04 22:00 | 0 | 0 | 0 | 0 | 0 | 0 | 767693.3547 | 498983 | 0 | 0 | 0 | 0 | 2279272.3085 | 1412076.3305 | 0 | 0 | 0 | 0 | 0 | 0 | 0 | 0 | 0 | 0 | 0 | 0 | 0 | 0 | 0 | 0 | 251998.3149 | 16712.0398 | 0 | 0 | 0 | 0 | 0 | 0 | 0 | 0 | 0 | 0 | 0 | 0 | 0 | 0 | 0
2016-10-04 23:00 | 0 | 0 | 0 | 0 | 0 | 0 | 615879.7261 | 498935 | 0 | 0 | 0 | 0 | 2511942.754 | 1296350.6112 | 0 | 0 | 0 | 0 | 0 | 0 | 0 | 0 | 0 | 0 | 0 | 0 | 0 | 0 | 0 | 0 | 232670.4454 | -115725.7193 | 0 | 0 | 0 | 0 | 0 | 0 | 0 | 0 | 0 | 0 | 0 | 0 | 0 | 0 | 0
2016-10-05 | 0 | 0 | 0 | 0 | 0 | 0 | 245973.5017 | 495150 | 0 | 0 | 0 | 0 | 2378491.975 | 1180624.8919 | 0 | 0 | 0 | 0 | 0 | 0 | 0 | 0 | 0 | 0 | 0 | 0 | 0 | 0 | 0 | 0 | -133450.779 | -115725.7193 | 0 | 0 | 0 | 0 | 0 | 0 | 0 | 0 | 0 | 0 | 0 | 0 | 0 | 0 | 0
2016-10-05 01:00 | 0 | 0 | 0 | 0 | 0 | 646243.6414 | 2853.7747 | 478735 | 0 | 0 | 0 | 0 | 2630490.2899 | 1098988.9931 | 0 | 0 | 0 | 0 | 0 | 0 | 0 | 0 | 0 | 0 | 0 | 0 | 0 | 0 | 0 | 0 | 251998.3149 | -81635.8988 | 0 | 0 | 0 | 0 | 0 | 0 | 0 | 0 | 0 | 0 | 0 | 0 | 0 | 0 | 0
2016-10-05 02:00 | 0 | 0 | 0 | 0 | 0 | 613795.6928 | 0 | 453603 | 0 | 0 | 0 | 0 | 2882488.6048 | 1007183.3709 | 0 | 0 | 0 | 0 | 0 | 0 | 0 | 0 | 0 | 0 | 0 | 0 | 0 | 0 | 0 | 0 | 251998.3149 | -91805.6222 | 0 | 0 | 0 | 0 | 0 | 0 | 0 | 0 | 0 | 0 | 0 | 0 | 0 | 0 | 0
2016-10-05 03:00 | 0 | 0 | 0 | 0 | 0 | 57869.9658 | 0 | 425594 | 0 | 0 | 0 | 0 | 2630490.2899 | 891457.6517 | 0 | 0 | 0 | 0 | 0 | 0 | 0 | 0 | 0 | 0 | 0 | 0 | 0 | 0 | 0 | 0 | -251998.3149 | -115725.7193 | 0 | 0 | 0 | 0 | 0 | 0 | 0 | 0 | 0 | 0 | 0 | 0 | 0 | 0 | 0
2016-10-05 04:00 | 0 | 0 | 0 | 0 | 0 | 261278.4044 | 0 | 397551 | 0 | 0 | 0 | 0 | 2378491.975 | 1007183.3709 | 0 | 0 | 0 | 0 | 0 | 0 | 0 | 0 | 0 | 0 | 0 | 0 | 0 | 0 | 0 | 0 | -251998.3149 | 115725.7193 | 0 | 0 | 0 | 0 | 0 | 0 | 0 | 0 | 0 | 0 | 0 | 0 | 0 | 0 | 0
2016-10-05 05:00 | 0 | 0 | 0 | 0 | 0 | 9366.9658 | 0 | 377091 | 0 | 0 | 0 | 0 | 2126493.66 | 891457.6517 | 0 | 0 | 0 | 0 | 0 | 0 | 0 | 0 | 0 | 0 | 0 | 0 | 0 | 0 | 0 | 0 | -251998.3149 | -115725.7193 | 0 | 0 | 0 | 0 | 0 | 0 | 0 | 0 | 0 | 0 | 0 | 0 | 0 | 0 | 0
2016-10-05 06:00 | 0 | 0 | 0 | 0 | 0 | 0 | 0 | 361549 | 0 | 0 | 0 | 0 | 1874495.3451 | 781906.9666 | 0 | 0 | 0 | 0 | 0 | 0 | 0 | 0 | 0 | 0 | 0 | 0 | 0 | 0 | 0 | 0 | -251998.3149 | -109550.6851 | 0 | 0 | 0 | 0 | 0 | 0 | 0 | 0 | 0 | 0 | 0 | 0 | 0 | 0 | 0
2016-10-05 07:00 | 0 | 0 | 0 | 0 | 0 | 488465.5956 | 0 | 352193 | 0 | 0 | 0 | 0 | 2126493.66 | 666181.2473 | 0 | 0 | 0 | 0 | 0 | 0 | 0 | 0 | 0 | 0 | 0 | 0 | 0 | 0 | 0 | 0 | 251998.3149 | -115725.7193 | 0 | 0 | 0 | 0 | 0 | 0 | 0 | 0 | 0 | 0 | 0 | 0 | 0 | 0 | 0
2016-10-05 08:00 | 0 | 0 | 0 | 0 | 0 | 0 | 0 | 349490 | 0 | 0 | 0 | 0 | 1874495.3451 | 568689.5622 | 0 | 0 | 0 | 0 | 0 | 0 | 0 | 0 | 0 | 0 | 0 | 0 | 0 | 0 | 0 | 0 | -251998.3149 | -97491.6851 | 0 | 0 | 0 | 0 | 0 | 0 | 0 | 0 | 0 | 0 | 0 | 0 | 0 | 0 | 0
2016-10-05 09:00 | 0 | 0 | 0 | 0 | 0 | 0 | 0 | 357785 | 0 | 0 | 0 | 0 | 1622497.0301 | 462902.8772 | 0 | 0 | 0 | 0 | 0 | 0 | 0 | 0 | 0 | 0 | 0 | 0 | 0 | 0 | 0 | 0 | -251998.3149 | -105786.6851 | 0 | 0 | 0 | 0 | 0 | 0 | 0 | 0 | 0 | 0 | 0 | 0 | 0 | 0 | 0
2016-10-05 10:00 | 0 | 0 | 0 | 0 | 0 | 14106.9658 | 0 | 381831 | 0 | 0 | 0 | 0 | 1370498.7152 | 347177.1579 | 0 | 0 | 0 | 0 | 0 | 0 | 0 | 0 | 0 | 0 | 0 | 0 | 0 | 0 | 0 | 0 | -251998.3149 | -115725.7193 | 0 | 0 | 0 | 0 | 0 | 0 | 0 | 0 | 0 | 0 | 0 | 0 | 0 | 0 | 0
2016-10-05 11:00 | 0 | 0 | 0 | 0 | 0 | 38498.9658 | 0 | 406223 | 0 | 0 | 0 | 0 | 1118500.4002 | 231451.4386 | 0 | 0 | 0 | 0 | 0 | 0 | 0 | 0 | 0 | 0 | 0 | 0 | 0 | 0 | 0 | 0 | -251998.3149 | -115725.7193 | 0 | 0 | 0 | 0 | 0 | 0 | 0 | 0 | 0 | 0 | 0 | 0 | 0 | 0 | 0
2016-10-05 12:00 | 0 | 0 | 0 | 0 | 0 | 51292.9658 | 0 | 419017 | 0 | 0 | 0 | 0 | 866502.0853 | 115725.7193 | 0 | 0 | 0 | 0 | 0 | 0 | 0 | 0 | 0 | 0 | 0 | 0 | 0 | 0 | 0 | 0 | -251998.3149 | -115725.7193 | 0 | 0 | 0 | 0 | 0 | 0 | 0 | 0 | 0 | 0 | 0 | 0 | 0 | 0 | 0
2016-10-05 13:00 | 0 | 0 | 0 | 0 | 0 | 36773.8728 | 28227.093 | 432725 | 0 | 0 | 0 | 0 | 614503.7703 | 0 | 0 | 0 | 0 | 0 | 0 | 0 | 0 | 0 | 0 | 0 | 0 | 0 | 0 | 0 | 0 | 0 | -251998.3149 | -115725.7193 | 0 | 0 | 0 | 0 | 0 | 0 | 0 | 0 | 0 | 0 | 0 | 0 | 0 | 0 | 0
2016-10-05 14:00 | 0 | 0 | 0 | 0 | 0 | 0 | 404833.9118 | 447305 | 0 | 0 | 0 | 0 | 456306.9628 | 115725.7193 | 0 | 0 | 0 | 0 | 0 | 0 | 0 | 0 | 0 | 0 | 0 | 0 | 0 | 0 | 0 | 0 | -158196.8075 | 115725.7193 | 0 | 0 | 0 | 0 | 0 | 0 | 0 | 0 | 0 | 0 | 0 | 0 | 0 | 0 | 0
2016-10-05 15:00 | 0 | 0 | 0 | 0 | 0 | 57710.7789 | 770422.2553 | 460409 | 0 | 0 | 0 | 0 | 708305.2778 | 231451.4386 | 0 | 0 | 0 | 0 | 0 | 0 | 0 | 0 | 0 | 0 | 0 | 0 | 0 | 0 | 0 | 0 | 251998.3149 | 115725.7193 | 0 | 0 | 0 | 0 | 0 | 0 | 0 | 0 | 0 | 0 | 0 | 0 | 0 | 0 | 0
2016-10-05 16:00 | 0 | 0 | 0 | 0 | 0 | 0 | 811496.7314 | 473195 | 0 | 0 | 0 | 0 | 930881.2899 | 347177.1579 | 0 | 0 | 0 | 0 | 0 | 0 | 0 | 0 | 0 | 0 | 0 | 0 | 0 | 0 | 0 | 0 | 222576.0121 | 115725.7193 | 0 | 0 | 0 | 0 | 0 | 0 | 0 | 0 | 0 | 0 | 0 | 0 | 0 | 0 | 0
2016-10-05 17:00 | 0 | 0 | 0 | 0 | 0 | 0 | 792651.6856 | 486313 | 0 | 0 | 0 | 0 | 1121494.2562 | 462902.8772 | 0 | 0 | 0 | 0 | 0 | 0 | 0 | 0 | 0 | 0 | 0 | 0 | 0 | 0 | 0 | 0 | 190612.9663 | 115725.7193 | 0 | 0 | 0 | 0 | 0 | 0 | 0 | 0 | 0 | 0 | 0 | 0 | 0 | 0 | 0
2016-10-05 18:00 | 0 | 0 | 0 | 0 | 0 | 0 | 768145.9105 | 498180 | 0 | 0 | 0 | 0 | 1275734.4474 | 578628.5965 | 0 | 0 | 0 | 0 | 0 | 0 | 0 | 0 | 0 | 0 | 0 | 0 | 0 | 0 | 0 | 0 | 154240.1912 | 115725.7193 | 0 | 0 | 0 | 0 | 0 | 0 | 0 | 0 | 0 | 0 | 0 | 0 | 0 | 0 | 0
2016-10-05 19:00 | 0 | 0 | 0 | 0 | 0 | 121741.5717 | 753277.4625 | 507295 | 0 | 0 | 0 | 0 | 1527732.7624 | 694354.3158 | 0 | 0 | 0 | 0 | 0 | 0 | 0 | 0 | 0 | 0 | 0 | 0 | 0 | 0 | 0 | 0 | 251998.3149 | 115725.7193 | 0 | 0 | 0 | 0 | 0 | 0 | 0 | 0 | 0 | 0 | 0 | 0 | 0 | 0 | 0
2016-10-05 20:00 | 0 | 0 | 0 | 0 | 0 | 0 | 758557.2771 | 513946 | 0 | 0 | 0 | 0 | 1779731.0773 | 686967.2779 | 0 | 0 | 0 | 0 | 0 | 0 | 0 | 0 | 0 | 0 | 0 | 0 | 0 | 0 | 0 | 0 | 251998.3149 | -7387.0379 | 0 | 0 | 0 | 0 | 0 | 0 | 0 | 0 | 0 | 0 | 0 | 0 | 0 | 0 | 0
2016-10-05 21:00 | 0 | 0 | 0 | 0 | 0 | 0 | 764537.3229 | 515936 | 0 | 0 | 0 | 0 | 2031729.3923 | 683570.2858 | 0 | 0 | 0 | 0 | 0 | 0 | 0 | 0 | 0 | 0 | 0 | 0 | 0 | 0 | 0 | 0 | 251998.3149 | -3396.9921 | 0 | 0 | 0 | 0 | 0 | 0 | 0 | 0 | 0 | 0 | 0 | 0 | 0 | 0 | 0
2016-10-05 22:00 | 0 | 0 | 0 | 0 | 0 | 0 | 744279.8142 | 511466 | 0 | 0 | 0 | 0 | 2221917.9422 | 726195.5502 | 0 | 0 | 0 | 0 | 0 | 0 | 0 | 0 | 0 | 0 | 0 | 0 | 0 | 0 | 0 | 0 | 190188.5499 | 42625.2643 | 0 | 0 | 0 | 0 | 0 | 0 | 0 | 0 | 0 | 0 | 0 | 0 | 0 | 0 | 0
2016-10-05 23:00 | 0 | 0 | 0 | 0 | 0 | 0 | 588903.5515 | 509137 | 0 | 0 | 0 | 0 | 2417410.213 | 610469.8309 | 0 | 0 | 0 | 0 | 0 | 0 | 0 | 0 | 0 | 0 | 0 | 0 | 0 | 0 | 0 | 0 | 195492.2708 | -115725.7193 | 0 | 0 | 0 | 0 | 0 | 0 | 0 | 0 | 0 | 0 | 0 | 0 | 0 | 0 | 0
2016-10-06 | 0 | 0 | 0 | 0 | 0 | 0 | 225717.0357 | 502299 | 0 | 0 | 0 | 0 | 2256553.968 | 494744.1116 | 0 | 0 | 0 | 0 | 0 | 0 | 0 | 0 | 0 | 0 | 0 | 0 | 0 | 0 | 0 | 0 | -160856.245 | -115725.7193 | 0 | 0 | 0 | 0 | 0 | 0 | 0 | 0 | 0 | 0 | 0 | 0 | 0 | 0 | 0
2016-10-06 01:00 | 0 | 0 | 0 | 0 | 0 | 610551.2044 | 2998.3739 | 481284 | 0 | 0 | 0 | 0 | 2273093.8271 | 610469.8309 | 0 | 0 | 0 | 0 | 0 | 0 | 0 | 0 | 0 | 0 | 0 | 0 | 0 | 0 | 0 | 0 | 16539.8591 | 115725.7193 | 0 | 0 | 0 | 0 | 0 | 0 | 0 | 0 | 0 | 0 | 0 | 0 | 0 | 0 | 0
2016-10-06 02:00 | 0 | 0 | 0 | 0 | 0 | 594722.5956 | 0 | 458450 | 0 | 0 | 0 | 0 | 2525092.142 | 494744.1116 | 0 | 0 | 0 | 0 | 0 | 0 | 0 | 0 | 0 | 0 | 0 | 0 | 0 | 0 | 0 | 0 | 251998.3149 | -115725.7193 | 0 | 0 | 0 | 0 | 0 | 0 | 0 | 0 | 0 | 0 | 0 | 0 | 0 | 0 | 0
2016-10-06 03:00 | 0 | 0 | 0 | 0 | 0 | 61386.9658 | 0 | 429111 | 0 | 0 | 0 | 0 | 2273093.8271 | 379018.3923 | 0 | 0 | 0 | 0 | 0 | 0 | 0 | 0 | 0 | 0 | 0 | 0 | 0 | 0 | 0 | 0 | -251998.3149 | -115725.7193 | 0 | 0 | 0 | 0 | 0 | 0 | 0 | 0 | 0 | 0 | 0 | 0 | 0 | 0 | 0
2016-10-06 04:00 | 0 | 0 | 0 | 0 | 0 | 267617.4044 | 0 | 403890 | 0 | 0 | 0 | 0 | 2021095.5121 | 494744.1116 | 0 | 0 | 0 | 0 | 0 | 0 | 0 | 0 | 0 | 0 | 0 | 0 | 0 | 0 | 0 | 0 | -251998.3149 | 115725.7193 | 0 | 0 | 0 | 0 | 0 | 0 | 0 | 0 | 0 | 0 | 0 | 0 | 0 | 0 | 0
2016-10-06 05:00 | 0 | 0 | 0 | 0 | 0 | 518024.5956 | 0 | 381752 | 0 | 0 | 0 | 0 | 2273093.8271 | 379018.3923 | 0 | 0 | 0 | 0 | 0 | 0 | 0 | 0 | 0 | 0 | 0 | 0 | 0 | 0 | 0 | 0 | 251998.3149 | -115725.7193 | 0 | 0 | 0 | 0 | 0 | 0 | 0 | 0 | 0 | 0 | 0 | 0 | 0 | 0 | 0
2016-10-06 06:00 | 0 | 0 | 0 | 0 | 0 | 0 | 0 | 366277 | 0 | 0 | 0 | 0 | 2022542.5464 | 263292.673 | 0 | 0 | 0 | 0 | 0 | 0 | 0 | 0 | 0 | 0 | 0 | 0 | 0 | 0 | 0 | 0 | -250551.2807 | -115725.7193 | 0 | 0 | 0 | 0 | 0 | 0 | 0 | 0 | 0 | 0 | 0 | 0 | 0 | 0 | 0
2016-10-06 07:00 | 0 | 0 | 0 | 0 | 0 | 0 | 0 | 356084 | 0 | 0 | 0 | 0 | 1782184.2657 | 147566.9537 | 0 | 0 | 0 | 0 | 0 | 0 | 0 | 0 | 0 | 0 | 0 | 0 | 0 | 0 | 0 | 0 | -240358.2807 | -115725.7193 | 0 | 0 | 0 | 0 | 0 | 0 | 0 | 0 | 0 | 0 | 0 | 0 | 0 | 0 | 0
2016-10-06 08:00 | 0 | 0 | 0 | 0 | 0 | 217353.4044 | 0 | 353626 | 0 | 0 | 0 | 0 | 1530185.9507 | 263292.673 | 0 | 0 | 0 | 0 | 0 | 0 | 0 | 0 | 0 | 0 | 0 | 0 | 0 | 0 | 0 | 0 | -251998.3149 | 115725.7193 | 0 | 0 | 0 | 0 | 0 | 0 | 0 | 0 | 0 | 0 | 0 | 0 | 0 | 0 | 0
2016-10-06 09:00 | 0 | 0 | 0 | 0 | 0 | 0 | 0 | 362758 | 0 | 0 | 0 | 0 | 1283153.67 | 147566.9537 | 0 | 0 | 0 | 0 | 0 | 0 | 0 | 0 | 0 | 0 | 0 | 0 | 0 | 0 | 0 | 0 | -247032.2807 | -115725.7193 | 0 | 0 | 0 | 0 | 0 | 0 | 0 | 0 | 0 | 0 | 0 | 0 | 0 | 0 | 0
2016-10-06 10:00 | 0 | 0 | 0 | 0 | 0 | 459399.3085 | 0 | 385927 | 0 | 0 | 0 | 0 | 1472351.6978 | 31841.2344 | 0 | 0 | 0 | 0 | 0 | 0 | 0 | 0 | 0 | 0 | 0 | 0 | 0 | 0 | 0 | 0 | 189198.0278 | -115725.7193 | 0 | 0 | 0 | 0 | 0 | 0 | 0 | 0 | 0 | 0 | 0 | 0 | 0 | 0 | 0
2016-10-06 11:00 | 0 | 0 | 0 | 0 | 0 | 242760.17 | 0 | 410874 | 0 | 0 | 0 | 0 | 1220353.3829 | 115725.7193 | 0 | 0 | 0 | 0 | 0 | 0 | 0 | 0 | 0 | 0 | 0 | 0 | 0 | 0 | 0 | 0 | -251998.3149 | 83884.4849 | 0 | 0 | 0 | 0 | 0 | 0 | 0 | 0 | 0 | 0 | 0 | 0 | 0 | 0 | 0
2016-10-06 12:00 | 0 | 0 | 0 | 0 | 0 | 57160.9658 | 0 | 424885 | 0 | 0 | 0 | 0 | 968355.0679 | 0 | 0 | 0 | 0 | 0 | 0 | 0 | 0 | 0 | 0 | 0 | 0 | 0 | 0 | 0 | 0 | 0 | -251998.3149 | -115725.7193 | 0 | 0 | 0 | 0 | 0 | 0 | 0 | 0 | 0 | 0 | 0 | 0 | 0 | 0 | 0
2016-10-06 13:00 | 0 | 0 | 0 | 0 | 0 | 371152.1235 | 23096.6393 | 438806 | 0 | 0 | 0 | 0 | 808072.1114 | 115725.7193 | 0 | 0 | 0 | 0 | 0 | 0 | 0 | 0 | 0 | 0 | 0 | 0 | 0 | 0 | 0 | 0 | -160282.9566 | 115725.7193 | 0 | 0 | 0 | 0 | 0 | 0 | 0 | 0 | 0 | 0 | 0 | 0 | 0 | 0 | 0
2016-10-06 14:00 | 0 | 0 | 0 | 0 | 0 | 0 | 348521.4874 | 452384 | 0 | 0 | 0 | 0 | 588483.8795 | 231451.4386 | 0 | 0 | 0 | 0 | 0 | 0 | 0 | 0 | 0 | 0 | 0 | 0 | 0 | 0 | 0 | 0 | -219588.2319 | 115725.7193 | 0 | 0 | 0 | 0 | 0 | 0 | 0 | 0 | 0 | 0 | 0 | 0 | 0 | 0 | 0
2016-10-06 15:00 | 0 | 0 | 0 | 0 | 0 | 0 | 745021.3014 | 464701 | 0 | 0 | 0 | 0 | 840482.1944 | 259773.425 | 0 | 0 | 0 | 0 | 0 | 0 | 0 | 0 | 0 | 0 | 0 | 0 | 0 | 0 | 0 | 0 | 251998.3149 | 28321.9864 | 0 | 0 | 0 | 0 | 0 | 0 | 0 | 0 | 0 | 0 | 0 | 0 | 0 | 0 | 0
2016-10-06 16:00 | 0 | 0 | 0 | 0 | 0 | 0 | 792356.9805 | 475928 | 0 | 0 | 0 | 0 | 1092480.5094 | 324204.0906 | 0 | 0 | 0 | 0 | 0 | 0 | 0 | 0 | 0 | 0 | 0 | 0 | 0 | 0 | 0 | 0 | 251998.3149 | 64430.6655 | 0 | 0 | 0 | 0 | 0 | 0 | 0 | 0 | 0 | 0 | 0 | 0 | 0 | 0 | 0
2016-10-06 17:00 | 0 | 0 | 0 | 0 | 0 | 0 | 771363.2974 | 487992 | 0 | 0 | 0 | 0 | 1320367.8806 | 379688.0168 | 0 | 0 | 0 | 0 | 0 | 0 | 0 | 0 | 0 | 0 | 0 | 0 | 0 | 0 | 0 | 0 | 227887.3712 | 55483.9262 | 0 | 0 | 0 | 0 | 0 | 0 | 0 | 0 | 0 | 0 | 0 | 0 | 0 | 0 | 0
2016-10-06 18:00 | 0 | 0 | 0 | 0 | 0 | 0 | 751469.7699 | 498243 | 0 | 0 | 0 | 0 | 1457868.9312 | 495413.7361 | 0 | 0 | 0 | 0 | 0 | 0 | 0 | 0 | 0 | 0 | 0 | 0 | 0 | 0 | 0 | 0 | 137501.0506 | 115725.7193 | 0 | 0 | 0 | 0 | 0 | 0 | 0 | 0 | 0 | 0 | 0 | 0 | 0 | 0 | 0
2016-10-06 19:00 | 0 | 0 | 0 | 0 | 0 | 0 | 738504.0347 | 504825 | 0 | 0 | 0 | 0 | 1575822.2466 | 611139.4554 | 0 | 0 | 0 | 0 | 0 | 0 | 0 | 0 | 0 | 0 | 0 | 0 | 0 | 0 | 0 | 0 | 117953.3154 | 115725.7193 | 0 | 0 | 0 | 0 | 0 | 0 | 0 | 0 | 0 | 0 | 0 | 0 | 0 | 0 | 0
2016-10-06 20:00 | 0 | 0 | 0 | 0 | 0 | 0 | 743922.4882 | 509579 | 0 | 0 | 0 | 0 | 1827820.5615 | 593484.6286 | 0 | 0 | 0 | 0 | 0 | 0 | 0 | 0 | 0 | 0 | 0 | 0 | 0 | 0 | 0 | 0 | 251998.3149 | -17654.8268 | 0 | 0 | 0 | 0 | 0 | 0 | 0 | 0 | 0 | 0 | 0 | 0 | 0 | 0 | 0
2016-10-06 21:00 | 0 | 0 | 0 | 0 | 0 | 131096.9068 | 747195.1274 | 510568 | 0 | 0 | 0 | 0 | 2079818.8765 | 709210.3479 | 0 | 0 | 0 | 0 | 0 | 0 | 0 | 0 | 0 | 0 | 0 | 0 | 0 | 0 | 0 | 0 | 251998.3149 | 115725.7193 | 0 | 0 | 0 | 0 | 0 | 0 | 0 | 0 | 0 | 0 | 0 | 0 | 0 | 0 | 0
2016-10-06 22:00 | 0 | 0 | 0 | 0 | 0 | 0 | 716693.0718 | 506396 | 0 | 0 | 0 | 0 | 2331817.1914 | 667509.1048 | 0 | 0 | 0 | 0 | 0 | 0 | 0 | 0 | 0 | 0 | 0 | 0 | 0 | 0 | 0 | 0 | 251998.3149 | -41701.2432 | 0 | 0 | 0 | 0 | 0 | 0 | 0 | 0 | 0 | 0 | 0 | 0 | 0 | 0 | 0
2016-10-06 23:00 | 0 | 0 | 0 | 0 | 0 | 0 | 577760.6485 | 505799 | 0 | 0 | 0 | 0 | 2519504.5593 | 551783.3855 | 0 | 0 | 0 | 0 | 0 | 0 | 0 | 0 | 0 | 0 | 0 | 0 | 0 | 0 | 0 | 0 | 187687.3678 | -115725.7193 | 0 | 0 | 0 | 0 | 0 | 0 | 0 | 0 | 0 | 0 | 0 | 0 | 0 | 0 | 0
2016-10-07 | 0 | 0 | 0 | 0 | 0 | 0 | 219612.6408 | 500734 | 0 | 0 | 0 | 0 | 2354108.9193 | 436057.6662 | 0 | 0 | 0 | 0 | 0 | 0 | 0 | 0 | 0 | 0 | 0 | 0 | 0 | 0 | 0 | 0 | -165395.6399 | -115725.7193 | 0 | 0 | 0 | 0 | 0 | 0 | 0 | 0 | 0 | 0 | 0 | 0 | 0 | 0 | 0
2016-10-07 01:00 | 0 | 0 | 0 | 0 | 0 | 498694.2115 | 3691.158 | 484447 | 0 | 0 | 0 | 0 | 2256321.5695 | 551783.3855 | 0 | 0 | 0 | 0 | 0 | 0 | 0 | 0 | 0 | 0 | 0 | 0 | 0 | 0 | 0 | 0 | -97787.3498 | 115725.7193 | 0 | 0 | 0 | 0 | 0 | 0 | 0 | 0 | 0 | 0 | 0 | 0 | 0 | 0 | 0
2016-10-07 02:00 | 0 | 0 | 0 | 0 | 0 | 91640.9658 | 0 | 459365 | 0 | 0 | 0 | 0 | 2004323.2546 | 436057.6662 | 0 | 0 | 0 | 0 | 0 | 0 | 0 | 0 | 0 | 0 | 0 | 0 | 0 | 0 | 0 | 0 | -251998.3149 | -115725.7193 | 0 | 0 | 0 | 0 | 0 | 0 | 0 | 0 | 0 | 0 | 0 | 0 | 0 | 0 | 0
2016-10-07 03:00 | 0 | 0 | 0 | 0 | 0 | 60718.9658 | 0 | 428443 | 0 | 0 | 0 | 0 | 1752324.9396 | 320331.9469 | 0 | 0 | 0 | 0 | 0 | 0 | 0 | 0 | 0 | 0 | 0 | 0 | 0 | 0 | 0 | 0 | -251998.3149 | -115725.7193 | 0 | 0 | 0 | 0 | 0 | 0 | 0 | 0 | 0 | 0 | 0 | 0 | 0 | 0 | 0
2016-10-07 04:00 | 0 | 0 | 0 | 0 | 0 | 265133.4044 | 0 | 401406 | 0 | 0 | 0 | 0 | 1500326.6247 | 436057.6662 | 0 | 0 | 0 | 0 | 0 | 0 | 0 | 0 | 0 | 0 | 0 | 0 | 0 | 0 | 0 | 0 | -251998.3149 | 115725.7193 | 0 | 0 | 0 | 0 | 0 | 0 | 0 | 0 | 0 | 0 | 0 | 0 | 0 | 0 | 0
2016-10-07 05:00 | 0 | 0 | 0 | 0 | 0 | 515845.5956 | 0 | 379573 | 0 | 0 | 0 | 0 | 1752324.9396 | 320331.9469 | 0 | 0 | 0 | 0 | 0 | 0 | 0 | 0 | 0 | 0 | 0 | 0 | 0 | 0 | 0 | 0 | 251998.3149 | -115725.7193 | 0 | 0 | 0 | 0 | 0 | 0 | 0 | 0 | 0 | 0 | 0 | 0 | 0 | 0 | 0
2016-10-07 06:00 | 0 | 0 | 0 | 0 | 0 | 226252.4044 | 0 | 362525 | 0 | 0 | 0 | 0 | 1500326.6247 | 436057.6662 | 0 | 0 | 0 | 0 | 0 | 0 | 0 | 0 | 0 | 0 | 0 | 0 | 0 | 0 | 0 | 0 | -251998.3149 | 115725.7193 | 0 | 0 | 0 | 0 | 0 | 0 | 0 | 0 | 0 | 0 | 0 | 0 | 0 | 0 | 0
2016-10-07 07:00 | 0 | 0 | 0 | 0 | 0 | 0 | 0 | 353282 | 0 | 0 | 0 | 0 | 1248328.3098 | 334773.9811 | 0 | 0 | 0 | 0 | 0 | 0 | 0 | 0 | 0 | 0 | 0 | 0 | 0 | 0 | 0 | 0 | -251998.3149 | -101283.6851 | 0 | 0 | 0 | 0 | 0 | 0 | 0 | 0 | 0 | 0 | 0 | 0 | 0 | 0 | 0
2016-10-07 08:00 | 0 | 0 | 0 | 0 | 0 | 542555.6413 | 0 | 350335 | 0 | 0 | 0 | 0 | 1324823.2317 | 450499.7004 | 0 | 0 | 0 | 0 | 0 | 0 | 0 | 0 | 0 | 0 | 0 | 0 | 0 | 0 | 0 | 0 | 76494.922 | 115725.7193 | 0 | 0 | 0 | 0 | 0 | 0 | 0 | 0 | 0 | 0 | 0 | 0 | 0 | 0 | 0
2016-10-07 09:00 | 0 | 0 | 0 | 0 | 0 | 221169.4044 | 0 | 357442 | 0 | 0 | 0 | 0 | 1072824.9168 | 566225.4197 | 0 | 0 | 0 | 0 | 0 | 0 | 0 | 0 | 0 | 0 | 0 | 0 | 0 | 0 | 0 | 0 | -251998.3149 | 115725.7193 | 0 | 0 | 0 | 0 | 0 | 0 | 0 | 0 | 0 | 0 | 0 | 0 | 0 | 0 | 0
2016-10-07 10:00 | 0 | 0 | 0 | 0 | 0 | 10060.9658 | 0 | 377785 | 0 | 0 | 0 | 0 | 820826.6018 | 450499.7004 | 0 | 0 | 0 | 0 | 0 | 0 | 0 | 0 | 0 | 0 | 0 | 0 | 0 | 0 | 0 | 0 | -251998.3149 | -115725.7193 | 0 | 0 | 0 | 0 | 0 | 0 | 0 | 0 | 0 | 0 | 0 | 0 | 0 | 0 | 0
2016-10-07 11:00 | 0 | 0 | 0 | 0 | 0 | 33675.9658 | 0 | 401400 | 0 | 0 | 0 | 0 | 568828.2869 | 334773.9811 | 0 | 0 | 0 | 0 | 0 | 0 | 0 | 0 | 0 | 0 | 0 | 0 | 0 | 0 | 0 | 0 | -251998.3149 | -115725.7193 | 0 | 0 | 0 | 0 | 0 | 0 | 0 | 0 | 0 | 0 | 0 | 0 | 0 | 0 | 0
2016-10-07 12:00 | 0 | 0 | 0 | 0 | 0 | 48392.9658 | 0 | 416117 | 0 | 0 | 0 | 0 | 316829.9719 | 219048.2618 | 0 | 0 | 0 | 0 | 0 | 0 | 0 | 0 | 0 | 0 | 0 | 0 | 0 | 0 | 0 | 0 | -251998.3149 | -115725.7193 | 0 | 0 | 0 | 0 | 0 | 0 | 0 | 0 | 0 | 0 | 0 | 0 | 0 | 0 | 0
2016-10-07 13:00 | 0 | 0 | 0 | 0 | 0 | 375537.5974 | 17323.251 | 429380 | 0 | 0 | 0 | 0 | 164585.101 | 334773.9811 | 0 | 0 | 0 | 0 | 0 | 0 | 0 | 0 | 0 | 0 | 0 | 0 | 0 | 0 | 0 | 0 | -152244.8709 | 115725.7193 | 0 | 0 | 0 | 0 | 0 | 0 | 0 | 0 | 0 | 0 | 0 | 0 | 0 | 0 | 0
2016-10-07 14:00 | 0 | 0 | 0 | 0 | 0 | 0 | 394120.6183 | 442980 | 0 | 0 | 0 | 0 | 0 | 450499.7004 | 0 | 0 | 0 | 0 | 0 | 0 | 0 | 0 | 0 | 0 | 0 | 0 | 0 | 0 | 0 | 0 | -164585.101 | 115725.7193 | 0 | 0 | 0 | 0 | 0 | 0 | 0 | 0 | 0 | 0 | 0 | 0 | 0 | 0 | 0
2016-10-07 15:00 | 0 | 0 | 0 | 0 | 0 | 0 | 711922.3542 | 453071 | 0 | 0 | 0 | 0 | 143125.6349 | 566225.4197 | 0 | 0 | 0 | 0 | 0 | 0 | 0 | 0 | 0 | 0 | 0 | 0 | 0 | 0 | 0 | 0 | 143125.6349 | 115725.7193 | 0 | 0 | 0 | 0 | 0 | 0 | 0 | 0 | 0 | 0 | 0 | 0 | 0 | 0 | 0
2016-10-07 16:00 | 0 | 0 | 0 | 0 | 0 | 0 | 767709.1126 | 461304 | 0 | 0 | 0 | 0 | 333805.0283 | 681951.139 | 0 | 0 | 0 | 0 | 0 | 0 | 0 | 0 | 0 | 0 | 0 | 0 | 0 | 0 | 0 | 0 | 190679.3933 | 115725.7193 | 0 | 0 | 0 | 0 | 0 | 0 | 0 | 0 | 0 | 0 | 0 | 0 | 0 | 0 | 0
2016-10-07 17:00 | 0 | 0 | 0 | 0 | 0 | 0 | 762410.0403 | 469765 | 0 | 0 | 0 | 0 | 510724.3492 | 797676.8583 | 0 | 0 | 0 | 0 | 0 | 0 | 0 | 0 | 0 | 0 | 0 | 0 | 0 | 0 | 0 | 0 | 176919.321 | 115725.7193 | 0 | 0 | 0 | 0 | 0 | 0 | 0 | 0 | 0 | 0 | 0 | 0 | 0 | 0 | 0
2016-10-07 18:00 | 0 | 0 | 0 | 0 | 0 | 0 | 740912.6851 | 476505 | 0 | 0 | 0 | 0 | 762722.6642 | 810086.2284 | 0 | 0 | 0 | 0 | 0 | 0 | 0 | 0 | 0 | 0 | 0 | 0 | 0 | 0 | 0 | 0 | 251998.3149 | 12409.3701 | 0 | 0 | 0 | 0 | 0 | 0 | 0 | 0 | 0 | 0 | 0 | 0 | 0 | 0 | 0
2016-10-07 19:00 | 0 | 0 | 0 | 0 | 0 | 120332.4986 | 727334.5356 | 479943 | 0 | 0 | 0 | 0 | 1014720.9791 | 925811.9477 | 0 | 0 | 0 | 0 | 0 | 0 | 0 | 0 | 0 | 0 | 0 | 0 | 0 | 0 | 0 | 0 | 251998.3149 | 115725.7193 | 0 | 0 | 0 | 0 | 0 | 0 | 0 | 0 | 0 | 0 | 0 | 0 | 0 | 0 | 0
2016-10-07 20:00 | 0 | 0 | 0 | 0 | 0 | 0 | 730306.39 | 482069 | 0 | 0 | 0 | 0 | 1147232.6498 | 1041537.667 | 0 | 0 | 0 | 0 | 0 | 0 | 0 | 0 | 0 | 0 | 0 | 0 | 0 | 0 | 0 | 0 | 132511.6707 | 115725.7193 | 0 | 0 | 0 | 0 | 0 | 0 | 0 | 0 | 0 | 0 | 0 | 0 | 0 | 0 | 0
2016-10-07 21:00 | 0 | 0 | 0 | 0 | 0 | 118896.3724 | 730065.6619 | 481238 | 0 | 0 | 0 | 0 | 1399230.9647 | 1157263.3863 | 0 | 0 | 0 | 0 | 0 | 0 | 0 | 0 | 0 | 0 | 0 | 0 | 0 | 0 | 0 | 0 | 251998.3149 | 115725.7193 | 0 | 0 | 0 | 0 | 0 | 0 | 0 | 0 | 0 | 0 | 0 | 0 | 0 | 0 | 0
2016-10-07 22:00 | 0 | 0 | 0 | 0 | 0 | 0 | 705175.8483 | 476103 | 0 | 0 | 0 | 0 | 1512578.0938 | 1272989.1056 | 0 | 0 | 0 | 0 | 0 | 0 | 0 | 0 | 0 | 0 | 0 | 0 | 0 | 0 | 0 | 0 | 113347.129 | 115725.7193 | 0 | 0 | 0 | 0 | 0 | 0 | 0 | 0 | 0 | 0 | 0 | 0 | 0 | 0 | 0
2016-10-07 23:00 | 0 | 0 | 0 | 0 | 0 | 269568.1273 | 540729.8268 | 472386 | 0 | 0 | 0 | 0 | 1764576.4087 | 1358902.7448 | 0 | 0 | 0 | 0 | 0 | 0 | 0 | 0 | 0 | 0 | 0 | 0 | 0 | 0 | 0 | 0 | 251998.3149 | 85913.6391 | 0 | 0 | 0 | 0 | 0 | 0 | 0 | 0 | 0 | 0 | 0 | 0 | 0 | 0 | 0
2016-10-08 | 0 | 0 | 0 | 0 | 0 | 0 | 181764.6848 | 465369 | 0 | 0 | 0 | 0 | 1595767.0264 | 1244107.8119 | 0 | 0 | 0 | 0 | 0 | 0 | 0 | 0 | 0 | 0 | 0 | 0 | 0 | 0 | 0 | 0 | -168809.3823 | -114794.9329 | 0 | 0 | 0 | 0 | 0 | 0 | 0 | 0 | 0 | 0 | 0 | 0 | 0 | 0 | 0
2016-10-08 01:00 | 0 | 0 | 0 | 0 | 0 | 372825.3364 | 1358.5141 | 450868 | 0 | 0 | 0 | 0 | 1634808.5962 | 1128382.0926 | 0 | 0 | 0 | 0 | 0 | 0 | 0 | 0 | 0 | 0 | 0 | 0 | 0 | 0 | 0 | 0 | 39041.5698 | -115725.7193 | 0 | 0 | 0 | 0 | 0 | 0 | 0 | 0 | 0 | 0 | 0 | 0 | 0 | 0 | 0
2016-10-08 02:00 | 0 | 0 | 0 | 0 | 0 | 402582.3589 | 0 | 428352 | 0 | 0 | 0 | 0 | 1724764.6744 | 1012656.3733 | 0 | 0 | 0 | 0 | 0 | 0 | 0 | 0 | 0 | 0 | 0 | 0 | 0 | 0 | 0 | 0 | 89956.0782 | -115725.7193 | 0 | 0 | 0 | 0 | 0 | 0 | 0 | 0 | 0 | 0 | 0 | 0 | 0 | 0 | 0
2016-10-08 03:00 | 0 | 0 | 0 | 0 | 0 | 432069.0249 | 0 | 407395 | 0 | 0 | 0 | 0 | 1633712.98 | 1128382.0926 | 0 | 0 | 0 | 0 | 0 | 0 | 0 | 0 | 0 | 0 | 0 | 0 | 0 | 0 | 0 | 0 | -91051.6944 | 115725.7193 | 0 | 0 | 0 | 0 | 0 | 0 | 0 | 0 | 0 | 0 | 0 | 0 | 0 | 0 | 0
2016-10-08 04:00 | 0 | 0 | 0 | 0 | 0 | 18007.9658 | 0 | 385732 | 0 | 0 | 0 | 0 | 1381714.665 | 1012656.3733 | 0 | 0 | 0 | 0 | 0 | 0 | 0 | 0 | 0 | 0 | 0 | 0 | 0 | 0 | 0 | 0 | -251998.3149 | -115725.7193 | 0 | 0 | 0 | 0 | 0 | 0 | 0 | 0 | 0 | 0 | 0 | 0 | 0 | 0 | 0
2016-10-08 05:00 | 0 | 0 | 0 | 0 | 0 | 0 | 0 | 364959 | 0 | 0 | 0 | 0 | 1129716.3501 | 899695.6883 | 0 | 0 | 0 | 0 | 0 | 0 | 0 | 0 | 0 | 0 | 0 | 0 | 0 | 0 | 0 | 0 | -251998.3149 | -112960.6851 | 0 | 0 | 0 | 0 | 0 | 0 | 0 | 0 | 0 | 0 | 0 | 0 | 0 | 0 | 0
2016-10-08 06:00 | 0 | 0 | 0 | 0 | 0 | 437164.5973 | 0 | 350104 | 0 | 0 | 0 | 0 | 1332502.6667 | 783969.969 | 0 | 0 | 0 | 0 | 0 | 0 | 0 | 0 | 0 | 0 | 0 | 0 | 0 | 0 | 0 | 0 | 202786.3166 | -115725.7193 | 0 | 0 | 0 | 0 | 0 | 0 | 0 | 0 | 0 | 0 | 0 | 0 | 0 | 0 | 0
2016-10-08 07:00 | 0 | 0 | 0 | 0 | 0 | 202741.4044 | 0 | 339014 | 0 | 0 | 0 | 0 | 1080504.3518 | 899695.6883 | 0 | 0 | 0 | 0 | 0 | 0 | 0 | 0 | 0 | 0 | 0 | 0 | 0 | 0 | 0 | 0 | -251998.3149 | 115725.7193 | 0 | 0 | 0 | 0 | 0 | 0 | 0 | 0 | 0 | 0 | 0 | 0 | 0 | 0 | 0
2016-10-08 08:00 | 0 | 0 | 0 | 0 | 0 | 0 | 0 | 332471 | 0 | 0 | 0 | 0 | 828506.0368 | 819223.0032 | 0 | 0 | 0 | 0 | 0 | 0 | 0 | 0 | 0 | 0 | 0 | 0 | 0 | 0 | 0 | 0 | -251998.3149 | -80472.6851 | 0 | 0 | 0 | 0 | 0 | 0 | 0 | 0 | 0 | 0 | 0 | 0 | 0 | 0 | 0
2016-10-08 09:00 | 0 | 0 | 0 | 0 | 0 | 0 | 0 | 331938 | 0 | 0 | 0 | 0 | 576507.7219 | 739283.3181 | 0 | 0 | 0 | 0 | 0 | 0 | 0 | 0 | 0 | 0 | 0 | 0 | 0 | 0 | 0 | 0 | -251998.3149 | -79939.6851 | 0 | 0 | 0 | 0 | 0 | 0 | 0 | 0 | 0 | 0 | 0 | 0 | 0 | 0 | 0
2016-10-08 10:00 | 0 | 0 | 0 | 0 | 0 | 366457.8997 | 0 | 338002 | 0 | 0 | 0 | 0 | 489237.9023 | 855009.0374 | 0 | 0 | 0 | 0 | 0 | 0 | 0 | 0 | 0 | 0 | 0 | 0 | 0 | 0 | 0 | 0 | -87269.8196 | 115725.7193 | 0 | 0 | 0 | 0 | 0 | 0 | 0 | 0 | 0 | 0 | 0 | 0 | 0 | 0 | 0
2016-10-08 11:00 | 0 | 0 | 0 | 0 | 0 | 346521.2714 | 0 | 348329 | 0 | 0 | 0 | 0 | 603155.893 | 739283.3181 | 0 | 0 | 0 | 0 | 0 | 0 | 0 | 0 | 0 | 0 | 0 | 0 | 0 | 0 | 0 | 0 | 113917.9907 | -115725.7193 | 0 | 0 | 0 | 0 | 0 | 0 | 0 | 0 | 0 | 0 | 0 | 0 | 0 | 0 | 0
2016-10-08 12:00 | 0 | 0 | 0 | 0 | 0 | 0 | 0 | 361100 | 0 | 0 | 0 | 0 | 351157.5781 | 630181.6331 | 0 | 0 | 0 | 0 | 0 | 0 | 0 | 0 | 0 | 0 | 0 | 0 | 0 | 0 | 0 | 0 | -251998.3149 | -109101.6851 | 0 | 0 | 0 | 0 | 0 | 0 | 0 | 0 | 0 | 0 | 0 | 0 | 0 | 0 | 0
2016-10-08 13:00 | 0 | 0 | 0 | 0 | 0 | 235840.272 | 12023.9805 | 379211 | 0 | 0 | 0 | 0 | 104085.1113 | 745907.3524 | 0 | 0 | 0 | 0 | 0 | 0 | 0 | 0 | 0 | 0 | 0 | 0 | 0 | 0 | 0 | 0 | -247072.4668 | 115725.7193 | 0 | 0 | 0 | 0 | 0 | 0 | 0 | 0 | 0 | 0 | 0 | 0 | 0 | 0 | 0
2016-10-08 14:00 | 0 | 0 | 0 | 0 | 0 | 105764.994 | 239758.5896 | 394483 | 0 | 0 | 0 | 0 | 170851.4141 | 630181.6331 | 0 | 0 | 0 | 0 | 0 | 0 | 0 | 0 | 0 | 0 | 0 | 0 | 0 | 0 | 0 | 0 | 66766.3029 | -115725.7193 | 0 | 0 | 0 | 0 | 0 | 0 | 0 | 0 | 0 | 0 | 0 | 0 | 0 | 0 | 0
2016-10-08 15:00 | 0 | 0 | 0 | 0 | 0 | 112701.653 | 528156.1002 | 406622 | 0 | 0 | 0 | 0 | 422849.7291 | 612419.0714 | 0 | 0 | 0 | 0 | 0 | 0 | 0 | 0 | 0 | 0 | 0 | 0 | 0 | 0 | 0 | 0 | 251998.3149 | -17762.5617 | 0 | 0 | 0 | 0 | 0 | 0 | 0 | 0 | 0 | 0 | 0 | 0 | 0 | 0 | 0
2016-10-08 16:00 | 0 | 0 | 0 | 0 | 0 | 0 | 629156.6999 | 415739 | 0 | 0 | 0 | 0 | 520541.7096 | 728144.7907 | 0 | 0 | 0 | 0 | 0 | 0 | 0 | 0 | 0 | 0 | 0 | 0 | 0 | 0 | 0 | 0 | 97691.9806 | 115725.7193 | 0 | 0 | 0 | 0 | 0 | 0 | 0 | 0 | 0 | 0 | 0 | 0 | 0 | 0 | 0
2016-10-08 17:00 | 0 | 0 | 0 | 0 | 0 | 0 | 636284.5564 | 421708 | 0 | 0 | 0 | 0 | 619392.5468 | 843870.51 | 0 | 0 | 0 | 0 | 0 | 0 | 0 | 0 | 0 | 0 | 0 | 0 | 0 | 0 | 0 | 0 | 98850.8371 | 115725.7193 | 0 | 0 | 0 | 0 | 0 | 0 | 0 | 0 | 0 | 0 | 0 | 0 | 0 | 0 | 0
2016-10-08 18:00 | 0 | 0 | 0 | 0 | 0 | 0 | 618176.3693 | 426659 | 0 | 0 | 0 | 0 | 871390.8617 | 783389.5643 | 0 | 0 | 0 | 0 | 0 | 0 | 0 | 0 | 0 | 0 | 0 | 0 | 0 | 0 | 0 | 0 | 251998.3149 | -60480.9457 | 0 | 0 | 0 | 0 | 0 | 0 | 0 | 0 | 0 | 0 | 0 | 0 | 0 | 0 | 0
2016-10-08 19:00 | 0 | 0 | 0 | 0 | 0 | 0 | 598724.878 | 431968 | 0 | 0 | 0 | 0 | 922422.0204 | 899115.2836 | 0 | 0 | 0 | 0 | 0 | 0 | 0 | 0 | 0 | 0 | 0 | 0 | 0 | 0 | 0 | 0 | 51031.1587 | 115725.7193 | 0 | 0 | 0 | 0 | 0 | 0 | 0 | 0 | 0 | 0 | 0 | 0 | 0 | 0 | 0
2016-10-08 20:00 | 0 | 0 | 0 | 0 | 0 | 0 | 584492.9138 | 436274 | 0 | 0 | 0 | 0 | 954915.2149 | 1014841.0029 | 0 | 0 | 0 | 0 | 0 | 0 | 0 | 0 | 0 | 0 | 0 | 0 | 0 | 0 | 0 | 0 | 32493.1945 | 115725.7193 | 0 | 0 | 0 | 0 | 0 | 0 | 0 | 0 | 0 | 0 | 0 | 0 | 0 | 0 | 0
2016-10-08 21:00 | 0 | 0 | 0 | 0 | 0 | 0 | 556046.6025 | 439383 | 0 | 0 | 0 | 0 | 1187304.5367 | 899115.2836 | 0 | 0 | 0 | 0 | 0 | 0 | 0 | 0 | 0 | 0 | 0 | 0 | 0 | 0 | 0 | 0 | 232389.3218 | -115725.7193 | 0 | 0 | 0 | 0 | 0 | 0 | 0 | 0 | 0 | 0 | 0 | 0 | 0 | 0 | 0
2016-10-08 22:00 | 0 | 0 | 0 | 0 | 0 | 0 | 514474.885 | 439069 | 0 | 0 | 0 | 0 | 1378436.141 | 783389.5643 | 0 | 0 | 0 | 0 | 0 | 0 | 0 | 0 | 0 | 0 | 0 | 0 | 0 | 0 | 0 | 0 | 191131.6043 | -115725.7193 | 0 | 0 | 0 | 0 | 0 | 0 | 0 | 0 | 0 | 0 | 0 | 0 | 0 | 0 | 0
2016-10-08 23:00 | 0 | 0 | 0 | 0 | 0 | 0 | 403144.0201 | 435365 | 0 | 0 | 0 | 0 | 1461940.8804 | 667663.845 | 0 | 0 | 0 | 0 | 0 | 0 | 0 | 0 | 0 | 0 | 0 | 0 | 0 | 0 | 0 | 0 | 83504.7394 | -115725.7193 | 0 | 0 | 0 | 0 | 0 | 0 | 0 | 0 | 0 | 0 | 0 | 0 | 0 | 0 | 0
2016-10-09 | 0 | 0 | 0 | 0 | 0 | 0 | 173567.8942 | 432182 | 0 | 0 | 0 | 0 | 1319052.4938 | 551938.1257 | 0 | 0 | 0 | 0 | 0 | 0 | 0 | 0 | 0 | 0 | 0 | 0 | 0 | 0 | 0 | 0 | -142888.3865 | -115725.7193 | 0 | 0 | 0 | 0 | 0 | 0 | 0 | 0 | 0 | 0 | 0 | 0 | 0 | 0 | 0
2016-10-09 01:00 | 0 | 0 | 0 | 0 | 0 | 453480.1998 | 2060.2229 | 422059 | 0 | 0 | 0 | 0 | 1236808.1972 | 667663.845 | 0 | 0 | 0 | 0 | 0 | 0 | 0 | 0 | 0 | 0 | 0 | 0 | 0 | 0 | 0 | 0 | -82244.2966 | 115725.7193 | 0 | 0 | 0 | 0 | 0 | 0 | 0 | 0 | 0 | 0 | 0 | 0 | 0 | 0 | 0
2016-10-09 02:00 | 0 | 0 | 0 | 0 | 0 | 467383.0833 | 0 | 402252 | 0 | 0 | 0 | 0 | 1417664.9998 | 551938.1257 | 0 | 0 | 0 | 0 | 0 | 0 | 0 | 0 | 0 | 0 | 0 | 0 | 0 | 0 | 0 | 0 | 180856.8026 | -115725.7193 | 0 | 0 | 0 | 0 | 0 | 0 | 0 | 0 | 0 | 0 | 0 | 0 | 0 | 0 | 0
2016-10-09 03:00 | 0 | 0 | 0 | 0 | 0 | 12345.9658 | 0 | 380070 | 0 | 0 | 0 | 0 | 1165666.6849 | 436212.4064 | 0 | 0 | 0 | 0 | 0 | 0 | 0 | 0 | 0 | 0 | 0 | 0 | 0 | 0 | 0 | 0 | -251998.3149 | -115725.7193 | 0 | 0 | 0 | 0 | 0 | 0 | 0 | 0 | 0 | 0 | 0 | 0 | 0 | 0 | 0
2016-10-09 04:00 | 0 | 0 | 0 | 0 | 0 | 226142.4044 | 0 | 362415 | 0 | 0 | 0 | 0 | 913668.37 | 551938.1257 | 0 | 0 | 0 | 0 | 0 | 0 | 0 | 0 | 0 | 0 | 0 | 0 | 0 | 0 | 0 | 0 | -251998.3149 | 115725.7193 | 0 | 0 | 0 | 0 | 0 | 0 | 0 | 0 | 0 | 0 | 0 | 0 | 0 | 0 | 0
2016-10-09 05:00 | 0 | 0 | 0 | 0 | 0 | 459269.0466 | 0 | 344211 | 0 | 0 | 0 | 0 | 1144452.1359 | 436212.4064 | 0 | 0 | 0 | 0 | 0 | 0 | 0 | 0 | 0 | 0 | 0 | 0 | 0 | 0 | 0 | 0 | 230783.7659 | -115725.7193 | 0 | 0 | 0 | 0 | 0 | 0 | 0 | 0 | 0 | 0 | 0 | 0 | 0 | 0 | 0
2016-10-09 06:00 | 0 | 0 | 0 | 0 | 0 | 0 | 0 | 329703 | 0 | 0 | 0 | 0 | 892453.8209 | 358507.7214 | 0 | 0 | 0 | 0 | 0 | 0 | 0 | 0 | 0 | 0 | 0 | 0 | 0 | 0 | 0 | 0 | -251998.3149 | -77704.6851 | 0 | 0 | 0 | 0 | 0 | 0 | 0 | 0 | 0 | 0 | 0 | 0 | 0 | 0 | 0
2016-10-09 07:00 | 0 | 0 | 0 | 0 | 0 | 0 | 0 | 320457 | 0 | 0 | 0 | 0 | 640455.506 | 290049.0363 | 0 | 0 | 0 | 0 | 0 | 0 | 0 | 0 | 0 | 0 | 0 | 0 | 0 | 0 | 0 | 0 | -251998.3149 | -68458.6851 | 0 | 0 | 0 | 0 | 0 | 0 | 0 | 0 | 0 | 0 | 0 | 0 | 0 | 0 | 0
2016-10-09 08:00 | 0 | 0 | 0 | 0 | 0 | 453984.683 | 0 | 314804 | 0 | 0 | 0 | 0 | 892453.8209 | 177231.4044 | 0 | 0 | 0 | 0 | 0 | 0 | 0 | 0 | 0 | 0 | 0 | 0 | 0 | 0 | 0 | 0 | 251998.3149 | -112817.632 | 0 | 0 | 0 | 0 | 0 | 0 | 0 | 0 | 0 | 0 | 0 | 0 | 0 | 0 | 0
2016-10-09 09:00 | 0 | 0 | 0 | 0 | 0 | 0 | 0 | 313504 | 0 | 0 | 0 | 0 | 640455.506 | 115725.7193 | 0 | 0 | 0 | 0 | 0 | 0 | 0 | 0 | 0 | 0 | 0 | 0 | 0 | 0 | 0 | 0 | -251998.3149 | -61505.6851 | 0 | 0 | 0 | 0 | 0 | 0 | 0 | 0 | 0 | 0 | 0 | 0 | 0 | 0 | 0
2016-10-09 10:00 | 0 | 0 | 0 | 0 | 0 | 424878.2524 | 0 | 316333 | 0 | 0 | 0 | 0 | 864726.4776 | 0 | 0 | 0 | 0 | 0 | 0 | 0 | 0 | 0 | 0 | 0 | 0 | 0 | 0 | 0 | 0 | 0 | 224270.9717 | -115725.7193 | 0 | 0 | 0 | 0 | 0 | 0 | 0 | 0 | 0 | 0 | 0 | 0 | 0 | 0 | 0
2016-10-09 11:00 | 0 | 0 | 0 | 0 | 0 | 186731.4044 | 0 | 323004 | 0 | 0 | 0 | 0 | 612728.1627 | 115725.7193 | 0 | 0 | 0 | 0 | 0 | 0 | 0 | 0 | 0 | 0 | 0 | 0 | 0 | 0 | 0 | 0 | -251998.3149 | 115725.7193 | 0 | 0 | 0 | 0 | 0 | 0 | 0 | 0 | 0 | 0 | 0 | 0 | 0 | 0 | 0
2016-10-09 12:00 | 0 | 0 | 0 | 0 | 0 | 0 | 0 | 334487 | 0 | 0 | 0 | 0 | 360729.8478 | 33237.0342 | 0 | 0 | 0 | 0 | 0 | 0 | 0 | 0 | 0 | 0 | 0 | 0 | 0 | 0 | 0 | 0 | -251998.3149 | -82488.6851 | 0 | 0 | 0 | 0 | 0 | 0 | 0 | 0 | 0 | 0 | 0 | 0 | 0 | 0 | 0
2016-10-09 13:00 | 0 | 0 | 0 | 0 | 0 | 55255.6054 | 10045.0454 | 350536 | 0 | 0 | 0 | 0 | 108731.5328 | 0 | 0 | 0 | 0 | 0 | 0 | 0 | 0 | 0 | 0 | 0 | 0 | 0 | 0 | 0 | 0 | 0 | -251998.3149 | -33237.0342 | 0 | 0 | 0 | 0 | 0 | 0 | 0 | 0 | 0 | 0 | 0 | 0 | 0 | 0 | 0
2016-10-09 14:00 | 0 | 0 | 0 | 0 | 0 | 0 | 254924.4672 | 363656 | 0 | 0 | 0 | 0 | 0 | 0 | 0 | 0 | 0 | 0 | 0 | 0 | 0 | 0 | 0 | 0 | 0 | 0 | 0 | 0 | 0 | 0 | -108731.5328 | 0 | 0 | 0 | 0 | 0 | 0 | 0 | 0 | 0 | 0 | 0 | 0 | 0 | 0 | 0 | 0
2016-10-09 15:00 | 0 | 0 | 0 | 0 | 0 | 152207.4663 | 589616.5679 | 374100 | 0 | 0 | 0 | 0 | 251998.3149 | 115725.7193 | 0 | 0 | 0 | 0 | 0 | 0 | 0 | 0 | 0 | 0 | 0 | 0 | 0 | 0 | 0 | 0 | 251998.3149 | 115725.7193 | 0 | 0 | 0 | 0 | 0 | 0 | 0 | 0 | 0 | 0 | 0 | 0 | 0 | 0 | 0
2016-10-09 16:00 | 0 | 0 | 0 | 0 | 0 | 0 | 687571.3616 | 383930 | 0 | 0 | 0 | 0 | 439913.9573 | 231451.4386 | 0 | 0 | 0 | 0 | 0 | 0 | 0 | 0 | 0 | 0 | 0 | 0 | 0 | 0 | 0 | 0 | 187915.6423 | 115725.7193 | 0 | 0 | 0 | 0 | 0 | 0 | 0 | 0 | 0 | 0 | 0 | 0 | 0 | 0 | 0
2016-10-09 17:00 | 0 | 0 | 0 | 0 | 0 | 0 | 682384.1288 | 392899 | 0 | 0 | 0 | 0 | 613673.3668 | 347177.1579 | 0 | 0 | 0 | 0 | 0 | 0 | 0 | 0 | 0 | 0 | 0 | 0 | 0 | 0 | 0 | 0 | 173759.4095 | 115725.7193 | 0 | 0 | 0 | 0 | 0 | 0 | 0 | 0 | 0 | 0 | 0 | 0 | 0 | 0 | 0
2016-10-09 18:00 | 0 | 0 | 0 | 0 | 0 | 0 | 659239.2863 | 400269 | 0 | 0 | 0 | 0 | 756917.9338 | 462902.8772 | 0 | 0 | 0 | 0 | 0 | 0 | 0 | 0 | 0 | 0 | 0 | 0 | 0 | 0 | 0 | 0 | 143244.567 | 115725.7193 | 0 | 0 | 0 | 0 | 0 | 0 | 0 | 0 | 0 | 0 | 0 | 0 | 0 | 0 | 0
2016-10-09 19:00 | 0 | 0 | 0 | 0 | 0 | 0 | 637598.7528 | 408188 | 0 | 0 | 0 | 0 | 870602.9673 | 578628.5965 | 0 | 0 | 0 | 0 | 0 | 0 | 0 | 0 | 0 | 0 | 0 | 0 | 0 | 0 | 0 | 0 | 113685.0335 | 115725.7193 | 0 | 0 | 0 | 0 | 0 | 0 | 0 | 0 | 0 | 0 | 0 | 0 | 0 | 0 | 0
2016-10-09 20:00 | 0 | 0 | 0 | 0 | 0 | 0 | 623927.3247 | 416624 | 0 | 0 | 0 | 0 | 1006416.912 | 650117.9765 | 0 | 0 | 0 | 0 | 0 | 0 | 0 | 0 | 0 | 0 | 0 | 0 | 0 | 0 | 0 | 0 | 135813.9447 | 71489.3801 | 0 | 0 | 0 | 0 | 0 | 0 | 0 | 0 | 0 | 0 | 0 | 0 | 0 | 0 | 0
2016-10-09 21:00 | 0 | 0 | 0 | 0 | 0 | 0 | 609251.8647 | 423858 | 0 | 0 | 0 | 0 | 1076085.0574 | 765843.6958 | 0 | 0 | 0 | 0 | 0 | 0 | 0 | 0 | 0 | 0 | 0 | 0 | 0 | 0 | 0 | 0 | 69668.1454 | 115725.7193 | 0 | 0 | 0 | 0 | 0 | 0 | 0 | 0 | 0 | 0 | 0 | 0 | 0 | 0 | 0
2016-10-09 22:00 | 0 | 0 | 0 | 0 | 0 | 0 | 582342.8106 | 427184 | 0 | 0 | 0 | 0 | 1115518.1487 | 881569.4151 | 0 | 0 | 0 | 0 | 0 | 0 | 0 | 0 | 0 | 0 | 0 | 0 | 0 | 0 | 0 | 0 | 39433.0913 | 115725.7193 | 0 | 0 | 0 | 0 | 0 | 0 | 0 | 0 | 0 | 0 | 0 | 0 | 0 | 0 | 0
2016-10-09 23:00 | 0 | 0 | 0 | 0 | 0 | 0 | 476580.8823 | 433837 | 0 | 0 | 0 | 0 | 1042536.3118 | 997295.1344 | 0 | 0 | 0 | 0 | 0 | 0 | 0 | 0 | 0 | 0 | 0 | 0 | 0 | 0 | 0 | 0 | -72981.8369 | 115725.7193 | 0 | 0 | 0 | 0 | 0 | 0 | 0 | 0 | 0 | 0 | 0 | 0 | 0 | 0 | 0
2016-10-10 | 0 | 0 | 0 | 0 | 0 | 0 | 193369.126 | 435426 | 0 | 0 | 0 | 0 | 916205.1571 | 881569.4151 | 0 | 0 | 0 | 0 | 0 | 0 | 0 | 0 | 0 | 0 | 0 | 0 | 0 | 0 | 0 | 0 | -126331.1547 | -115725.7193 | 0 | 0 | 0 | 0 | 0 | 0 | 0 | 0 | 0 | 0 | 0 | 0 | 0 | 0 | 0
2016-10-10 01:00 | 0 | 0 | 0 | 0 | 0 | 555063.9594 | 989.6363 | 419781 | 0 | 0 | 0 | 0 | 1168203.472 | 765843.6958 | 0 | 0 | 0 | 0 | 0 | 0 | 0 | 0 | 0 | 0 | 0 | 0 | 0 | 0 | 0 | 0 | 251998.3149 | -115725.7193 | 0 | 0 | 0 | 0 | 0 | 0 | 0 | 0 | 0 | 0 | 0 | 0 | 0 | 0 | 0
2016-10-10 02:00 | 0 | 0 | 0 | 0 | 0 | 537815.5956 | 0 | 401543 | 0 | 0 | 0 | 0 | 1420201.7869 | 650117.9765 | 0 | 0 | 0 | 0 | 0 | 0 | 0 | 0 | 0 | 0 | 0 | 0 | 0 | 0 | 0 | 0 | 251998.3149 | -115725.7193 | 0 | 0 | 0 | 0 | 0 | 0 | 0 | 0 | 0 | 0 | 0 | 0 | 0 | 0 | 0
2016-10-10 03:00 | 0 | 0 | 0 | 0 | 0 | 244983.4044 | 0 | 381256 | 0 | 0 | 0 | 0 | 1168203.472 | 765843.6958 | 0 | 0 | 0 | 0 | 0 | 0 | 0 | 0 | 0 | 0 | 0 | 0 | 0 | 0 | 0 | 0 | -251998.3149 | 115725.7193 | 0 | 0 | 0 | 0 | 0 | 0 | 0 | 0 | 0 | 0 | 0 | 0 | 0 | 0 | 0
2016-10-10 04:00 | 0 | 0 | 0 | 0 | 0 | 0 | 0 | 358189 | 0 | 0 | 0 | 0 | 916205.1571 | 659653.0108 | 0 | 0 | 0 | 0 | 0 | 0 | 0 | 0 | 0 | 0 | 0 | 0 | 0 | 0 | 0 | 0 | -251998.3149 | -106190.6851 | 0 | 0 | 0 | 0 | 0 | 0 | 0 | 0 | 0 | 0 | 0 | 0 | 0 | 0 | 0
2016-10-10 05:00 | 0 | 0 | 0 | 0 | 0 | 0 | 0 | 340263 | 0 | 0 | 0 | 0 | 691667.8764 | 543927.2915 | 0 | 0 | 0 | 0 | 0 | 0 | 0 | 0 | 0 | 0 | 0 | 0 | 0 | 0 | 0 | 0 | -224537.2807 | -115725.7193 | 0 | 0 | 0 | 0 | 0 | 0 | 0 | 0 | 0 | 0 | 0 | 0 | 0 | 0 | 0
2016-10-10 06:00 | 0 | 0 | 0 | 0 | 0 | 555714.9946 | 0 | 327877 | 0 | 0 | 0 | 0 | 943666.1913 | 519766.9712 | 0 | 0 | 0 | 0 | 0 | 0 | 0 | 0 | 0 | 0 | 0 | 0 | 0 | 0 | 0 | 0 | 251998.3149 | -24160.3203 | 0 | 0 | 0 | 0 | 0 | 0 | 0 | 0 | 0 | 0 | 0 | 0 | 0 | 0 | 0
2016-10-10 07:00 | 0 | 0 | 0 | 0 | 0 | 0 | 0 | 320921 | 0 | 0 | 0 | 0 | 738470.9106 | 404041.2519 | 0 | 0 | 0 | 0 | 0 | 0 | 0 | 0 | 0 | 0 | 0 | 0 | 0 | 0 | 0 | 0 | -205195.2807 | -115725.7193 | 0 | 0 | 0 | 0 | 0 | 0 | 0 | 0 | 0 | 0 | 0 | 0 | 0 | 0 | 0
2016-10-10 08:00 | 0 | 0 | 0 | 0 | 0 | 184202.4044 | 0 | 320475 | 0 | 0 | 0 | 0 | 486472.5956 | 519766.9712 | 0 | 0 | 0 | 0 | 0 | 0 | 0 | 0 | 0 | 0 | 0 | 0 | 0 | 0 | 0 | 0 | -251998.3149 | 115725.7193 | 0 | 0 | 0 | 0 | 0 | 0 | 0 | 0 | 0 | 0 | 0 | 0 | 0 | 0 | 0
2016-10-10 09:00 | 0 | 0 | 0 | 0 | 0 | 0 | 0 | 328559 | 0 | 0 | 0 | 0 | 234474.2807 | 443206.2861 | 0 | 0 | 0 | 0 | 0 | 0 | 0 | 0 | 0 | 0 | 0 | 0 | 0 | 0 | 0 | 0 | -251998.3149 | -76560.6851 | 0 | 0 | 0 | 0 | 0 | 0 | 0 | 0 | 0 | 0 | 0 | 0 | 0 | 0 | 0
2016-10-10 10:00 | 0 | 0 | 0 | 0 | 0 | 0 | 0 | 350200 | 0 | 0 | 0 | 0 | 0 | 327480.5668 | 0 | 0 | 0 | 0 | 0 | 0 | 0 | 0 | 0 | 0 | 0 | 0 | 0 | 0 | 0 | 0 | -234474.2807 | -115725.7193 | 0 | 0 | 0 | 0 | 0 | 0 | 0 | 0 | 0 | 0 | 0 | 0 | 0 | 0 | 0
2016-10-10 11:00 | 0 | 0 | 0 | 0 | 0 | 511002.5956 | 0 | 374730 | 0 | 0 | 0 | 0 | 251998.3149 | 211754.8475 | 0 | 0 | 0 | 0 | 0 | 0 | 0 | 0 | 0 | 0 | 0 | 0 | 0 | 0 | 0 | 0 | 251998.3149 | -115725.7193 | 0 | 0 | 0 | 0 | 0 | 0 | 0 | 0 | 0 | 0 | 0 | 0 | 0 | 0 | 0
2016-10-10 12:00 | 0 | 0 | 0 | 0 | 0 | 22343.9658 | 0 | 390068 | 0 | 0 | 0 | 0 | 0 | 96029.1282 | 0 | 0 | 0 | 0 | 0 | 0 | 0 | 0 | 0 | 0 | 0 | 0 | 0 | 0 | 0 | 0 | -251998.3149 | -115725.7193 | 0 | 0 | 0 | 0 | 0 | 0 | 0 | 0 | 0 | 0 | 0 | 0 | 0 | 0 | 0
2016-10-10 13:00 | 0 | 0 | 0 | 0 | 0 | 428118.4974 | 24324.4049 | 403659 | 0 | 0 | 0 | 0 | 0 | 144813.0305 | 0 | 0 | 0 | 0 | 0 | 0 | 0 | 0 | 0 | 0 | 0 | 0 | 0 | 0 | 0 | 0 | 0 | 48783.9023 | 0 | 0 | 0 | 0 | 0 | 0 | 0 | 0 | 0 | 0 | 0 | 0 | 0 | 0 | 0
2016-10-10 14:00 | 0 | 0 | 0 | 0 | 0 | 0 | 367715.7707 | 414344 | 0 | 0 | 0 | 0 | 69097.49 | 29087.3112 | 0 | 0 | 0 | 0 | 0 | 0 | 0 | 0 | 0 | 0 | 0 | 0 | 0 | 0 | 0 | 0 | 69097.49 | -115725.7193 | 0 | 0 | 0 | 0 | 0 | 0 | 0 | 0 | 0 | 0 | 0 | 0 | 0 | 0 | 0
2016-10-10 15:00 | 0 | 0 | 0 | 0 | 0 | 0 | 646264.2627 | 422674 | 0 | 0 | 0 | 0 | 321095.805 | 679.259 | 0 | 0 | 0 | 0 | 0 | 0 | 0 | 0 | 0 | 0 | 0 | 0 | 0 | 0 | 0 | 0 | 251998.3149 | -28408.0522 | 0 | 0 | 0 | 0 | 0 | 0 | 0 | 0 | 0 | 0 | 0 | 0 | 0 | 0 | 0
2016-10-10 16:00 | 0 | 0 | 0 | 0 | 0 | 0 | 719597.0878 | 429540 | 0 | 0 | 0 | 0 | 573094.1199 | 38738.0319 | 0 | 0 | 0 | 0 | 0 | 0 | 0 | 0 | 0 | 0 | 0 | 0 | 0 | 0 | 0 | 0 | 251998.3149 | 38058.7729 | 0 | 0 | 0 | 0 | 0 | 0 | 0 | 0 | 0 | 0 | 0 | 0 | 0 | 0 | 0
2016-10-10 17:00 | 0 | 0 | 0 | 0 | 0 | 92013.0616 | 712231.9727 | 436521 | 0 | 0 | 0 | 0 | 825092.4349 | 154463.7512 | 0 | 0 | 0 | 0 | 0 | 0 | 0 | 0 | 0 | 0 | 0 | 0 | 0 | 0 | 0 | 0 | 251998.3149 | 115725.7193 | 0 | 0 | 0 | 0 | 0 | 0 | 0 | 0 | 0 | 0 | 0 | 0 | 0 | 0 | 0
2016-10-10 18:00 | 0 | 0 | 0 | 0 | 0 | 0 | 694161.7071 | 443254 | 0 | 0 | 0 | 0 | 960274.4226 | 270189.4705 | 0 | 0 | 0 | 0 | 0 | 0 | 0 | 0 | 0 | 0 | 0 | 0 | 0 | 0 | 0 | 0 | 135181.9878 | 115725.7193 | 0 | 0 | 0 | 0 | 0 | 0 | 0 | 0 | 0 | 0 | 0 | 0 | 0 | 0 | 0
2016-10-10 19:00 | 0 | 0 | 0 | 0 | 0 | 0 | 680506.7317 | 449624 | 0 | 0 | 0 | 0 | 1212272.7376 | 249073.8872 | 0 | 0 | 0 | 0 | 0 | 0 | 0 | 0 | 0 | 0 | 0 | 0 | 0 | 0 | 0 | 0 | 251998.3149 | -21115.5833 | 0 | 0 | 0 | 0 | 0 | 0 | 0 | 0 | 0 | 0 | 0 | 0 | 0 | 0 | 0
2016-10-10 20:00 | 0 | 0 | 0 | 0 | 0 | 0 | 682360.9184 | 456276 | 0 | 0 | 0 | 0 | 1322631.9367 | 364799.6065 | 0 | 0 | 0 | 0 | 0 | 0 | 0 | 0 | 0 | 0 | 0 | 0 | 0 | 0 | 0 | 0 | 110359.1991 | 115725.7193 | 0 | 0 | 0 | 0 | 0 | 0 | 0 | 0 | 0 | 0 | 0 | 0 | 0 | 0 | 0
2016-10-10 21:00 | 0 | 0 | 0 | 0 | 0 | 0 | 681818.2119 | 461341 | 0 | 0 | 0 | 0 | 1574630.2516 | 333278.5035 | 0 | 0 | 0 | 0 | 0 | 0 | 0 | 0 | 0 | 0 | 0 | 0 | 0 | 0 | 0 | 0 | 251998.3149 | -31521.103 | 0 | 0 | 0 | 0 | 0 | 0 | 0 | 0 | 0 | 0 | 0 | 0 | 0 | 0 | 0
2016-10-10 22:00 | 0 | 0 | 0 | 0 | 0 | 0 | 642040.8466 | 463319 | 0 | 0 | 0 | 0 | 1826628.5666 | 260002.0351 | 0 | 0 | 0 | 0 | 0 | 0 | 0 | 0 | 0 | 0 | 0 | 0 | 0 | 0 | 0 | 0 | 251998.3149 | -73276.4684 | 0 | 0 | 0 | 0 | 0 | 0 | 0 | 0 | 0 | 0 | 0 | 0 | 0 | 0 | 0
2016-10-10 23:00 | 0 | 0 | 0 | 0 | 0 | 0 | 475577.0254 | 469066 | 0 | 0 | 0 | 0 | 1948865.3113 | 144276.3158 | 0 | 0 | 0 | 0 | 0 | 0 | 0 | 0 | 0 | 0 | 0 | 0 | 0 | 0 | 0 | 0 | 122236.7447 | -115725.7193 | 0 | 0 | 0 | 0 | 0 | 0 | 0 | 0 | 0 | 0 | 0 | 0 | 0 | 0 | 0
2016-10-11 | 0 | 0 | 0 | 0 | 0 | 0 | 134608.7476 | 465861 | 0 | 0 | 0 | 0 | 1733338.7781 | 28550.5965 | 0 | 0 | 0 | 0 | 0 | 0 | 0 | 0 | 0 | 0 | 0 | 0 | 0 | 0 | 0 | 0 | -215526.5331 | -115725.7193 | 0 | 0 | 0 | 0 | 0 | 0 | 0 | 0 | 0 | 0 | 0 | 0 | 0 | 0 | 0
2016-10-11 01:00 | 0 | 0 | 0 | 0 | 0 | 682523.0325 | 658.2776 | 450737 | 0 | 0 | 0 | 0 | 1850057.3689 | 144276.3158 | 0 | 0 | 0 | 0 | 0 | 0 | 0 | 0 | 0 | 0 | 0 | 0 | 0 | 0 | 0 | 0 | 116718.5908 | 115725.7193 | 0 | 0 | 0 | 0 | 0 | 0 | 0 | 0 | 0 | 0 | 0 | 0 | 0 | 0 | 0
2016-10-11 02:00 | 0 | 0 | 0 | 0 | 0 | 719091.7756 | 0 | 428112 | 0 | 0 | 0 | 0 | 2025311.4252 | 260002.0351 | 0 | 0 | 0 | 0 | 0 | 0 | 0 | 0 | 0 | 0 | 0 | 0 | 0 | 0 | 0 | 0 | 175254.0563 | 115725.7193 | 0 | 0 | 0 | 0 | 0 | 0 | 0 | 0 | 0 | 0 | 0 | 0 | 0 | 0 | 0
2016-10-11 03:00 | 0 | 0 | 0 | 0 | 0 | 264396.4044 | 0 | 400669 | 0 | 0 | 0 | 0 | 1773313.1103 | 375727.7544 | 0 | 0 | 0 | 0 | 0 | 0 | 0 | 0 | 0 | 0 | 0 | 0 | 0 | 0 | 0 | 0 | -251998.3149 | 115725.7193 | 0 | 0 | 0 | 0 | 0 | 0 | 0 | 0 | 0 | 0 | 0 | 0 | 0 | 0 | 0
2016-10-11 04:00 | 0 | 0 | 0 | 0 | 0 | 511524.5956 | 0 | 375252 | 0 | 0 | 0 | 0 | 2025311.4252 | 260002.0351 | 0 | 0 | 0 | 0 | 0 | 0 | 0 | 0 | 0 | 0 | 0 | 0 | 0 | 0 | 0 | 0 | 251998.3149 | -115725.7193 | 0 | 0 | 0 | 0 | 0 | 0 | 0 | 0 | 0 | 0 | 0 | 0 | 0 | 0 | 0
2016-10-11 05:00 | 0 | 0 | 0 | 0 | 0 | 0 | 0 | 357030 | 0 | 0 | 0 | 0 | 1784007.1445 | 144276.3158 | 0 | 0 | 0 | 0 | 0 | 0 | 0 | 0 | 0 | 0 | 0 | 0 | 0 | 0 | 0 | 0 | -241304.2807 | -115725.7193 | 0 | 0 | 0 | 0 | 0 | 0 | 0 | 0 | 0 | 0 | 0 | 0 | 0 | 0 | 0
2016-10-11 06:00 | 0 | 0 | 0 | 0 | 0 | 207311.4044 | 0 | 343584 | 0 | 0 | 0 | 0 | 1532008.8296 | 260002.0351 | 0 | 0 | 0 | 0 | 0 | 0 | 0 | 0 | 0 | 0 | 0 | 0 | 0 | 0 | 0 | 0 | -251998.3149 | 115725.7193 | 0 | 0 | 0 | 0 | 0 | 0 | 0 | 0 | 0 | 0 | 0 | 0 | 0 | 0 | 0
2016-10-11 07:00 | 0 | 0 | 0 | 0 | 0 | 0 | 0 | 336113 | 0 | 0 | 0 | 0 | 1280010.5146 | 175887.3501 | 0 | 0 | 0 | 0 | 0 | 0 | 0 | 0 | 0 | 0 | 0 | 0 | 0 | 0 | 0 | 0 | -251998.3149 | -84114.6851 | 0 | 0 | 0 | 0 | 0 | 0 | 0 | 0 | 0 | 0 | 0 | 0 | 0 | 0 | 0
2016-10-11 08:00 | 0 | 0 | 0 | 0 | 0 | 563883.2827 | 0 | 334737 | 0 | 0 | 0 | 0 | 1393431.0781 | 291613.0694 | 0 | 0 | 0 | 0 | 0 | 0 | 0 | 0 | 0 | 0 | 0 | 0 | 0 | 0 | 0 | 0 | 113420.5634 | 115725.7193 | 0 | 0 | 0 | 0 | 0 | 0 | 0 | 0 | 0 | 0 | 0 | 0 | 0 | 0 | 0
2016-10-11 09:00 | 0 | 0 | 0 | 0 | 0 | 535011.441 | 0 | 343866 | 0 | 0 | 0 | 0 | 1468850.7997 | 407338.7887 | 0 | 0 | 0 | 0 | 0 | 0 | 0 | 0 | 0 | 0 | 0 | 0 | 0 | 0 | 0 | 0 | 75419.7217 | 115725.7193 | 0 | 0 | 0 | 0 | 0 | 0 | 0 | 0 | 0 | 0 | 0 | 0 | 0 | 0 | 0
2016-10-11 10:00 | 0 | 0 | 0 | 0 | 0 | 233641.4044 | 0 | 369914 | 0 | 0 | 0 | 0 | 1216852.4848 | 523064.508 | 0 | 0 | 0 | 0 | 0 | 0 | 0 | 0 | 0 | 0 | 0 | 0 | 0 | 0 | 0 | 0 | -251998.3149 | 115725.7193 | 0 | 0 | 0 | 0 | 0 | 0 | 0 | 0 | 0 | 0 | 0 | 0 | 0 | 0 | 0
2016-10-11 11:00 | 0 | 0 | 0 | 0 | 0 | 28244.9658 | 0 | 395969 | 0 | 0 | 0 | 0 | 964854.1699 | 407338.7887 | 0 | 0 | 0 | 0 | 0 | 0 | 0 | 0 | 0 | 0 | 0 | 0 | 0 | 0 | 0 | 0 | -251998.3149 | -115725.7193 | 0 | 0 | 0 | 0 | 0 | 0 | 0 | 0 | 0 | 0 | 0 | 0 | 0 | 0 | 0
2016-10-11 12:00 | 0 | 0 | 0 | 0 | 0 | 461699.7113 | 0 | 407918 | 0 | 0 | 0 | 0 | 902910.1618 | 523064.508 | 0 | 0 | 0 | 0 | 0 | 0 | 0 | 0 | 0 | 0 | 0 | 0 | 0 | 0 | 0 | 0 | -61944.008 | 115725.7193 | 0 | 0 | 0 | 0 | 0 | 0 | 0 | 0 | 0 | 0 | 0 | 0 | 0 | 0 | 0
2016-10-11 13:00 | 0 | 0 | 0 | 0 | 0 | 33387.9087 | 16094.0571 | 417206 | 0 | 0 | 0 | 0 | 650911.8469 | 407338.7887 | 0 | 0 | 0 | 0 | 0 | 0 | 0 | 0 | 0 | 0 | 0 | 0 | 0 | 0 | 0 | 0 | -251998.3149 | -115725.7193 | 0 | 0 | 0 | 0 | 0 | 0 | 0 | 0 | 0 | 0 | 0 | 0 | 0 | 0 | 0
2016-10-11 14:00 | 0 | 0 | 0 | 0 | 0 | 0 | 315658.0771 | 425449 | 0 | 0 | 0 | 0 | 656846.6433 | 291613.0694 | 0 | 0 | 0 | 0 | 0 | 0 | 0 | 0 | 0 | 0 | 0 | 0 | 0 | 0 | 0 | 0 | 5934.7964 | -115725.7193 | 0 | 0 | 0 | 0 | 0 | 0 | 0 | 0 | 0 | 0 | 0 | 0 | 0 | 0 | 0
2016-10-11 15:00 | 0 | 0 | 0 | 0 | 0 | 0 | 618009.1579 | 432647 | 0 | 0 | 0 | 0 | 908844.9583 | 224976.9124 | 0 | 0 | 0 | 0 | 0 | 0 | 0 | 0 | 0 | 0 | 0 | 0 | 0 | 0 | 0 | 0 | 251998.3149 | -66636.157 | 0 | 0 | 0 | 0 | 0 | 0 | 0 | 0 | 0 | 0 | 0 | 0 | 0 | 0 | 0
2016-10-11 16:00 | 0 | 0 | 0 | 0 | 0 | 0 | 711813.85 | 439652 | 0 | 0 | 0 | 0 | 1160843.2732 | 245140.4474 | 0 | 0 | 0 | 0 | 0 | 0 | 0 | 0 | 0 | 0 | 0 | 0 | 0 | 0 | 0 | 0 | 251998.3149 | 20163.5351 | 0 | 0 | 0 | 0 | 0 | 0 | 0 | 0 | 0 | 0 | 0 | 0 | 0 | 0 | 0
2016-10-11 17:00 | 0 | 0 | 0 | 0 | 0 | 0 | 712407.4413 | 446392 | 0 | 0 | 0 | 0 | 1311132.9952 | 360866.1667 | 0 | 0 | 0 | 0 | 0 | 0 | 0 | 0 | 0 | 0 | 0 | 0 | 0 | 0 | 0 | 0 | 150289.722 | 115725.7193 | 0 | 0 | 0 | 0 | 0 | 0 | 0 | 0 | 0 | 0 | 0 | 0 | 0 | 0 | 0
2016-10-11 18:00 | 0 | 0 | 0 | 0 | 0 | 0 | 695366.7097 | 453427 | 0 | 0 | 0 | 0 | 1563131.3101 | 350807.5615 | 0 | 0 | 0 | 0 | 0 | 0 | 0 | 0 | 0 | 0 | 0 | 0 | 0 | 0 | 0 | 0 | 251998.3149 | -10058.6052 | 0 | 0 | 0 | 0 | 0 | 0 | 0 | 0 | 0 | 0 | 0 | 0 | 0 | 0 | 0
2016-10-11 19:00 | 0 | 0 | 0 | 0 | 0 | 0 | 684599.0714 | 458453 | 0 | 0 | 0 | 0 | 1673551.6622 | 466533.2808 | 0 | 0 | 0 | 0 | 0 | 0 | 0 | 0 | 0 | 0 | 0 | 0 | 0 | 0 | 0 | 0 | 110420.3521 | 115725.7193 | 0 | 0 | 0 | 0 | 0 | 0 | 0 | 0 | 0 | 0 | 0 | 0 | 0 | 0 | 0
2016-10-11 20:00 | 0 | 0 | 0 | 0 | 0 | 0 | 691041.9243 | 464133 | 0 | 0 | 0 | 0 | 1925549.9771 | 441443.8902 | 0 | 0 | 0 | 0 | 0 | 0 | 0 | 0 | 0 | 0 | 0 | 0 | 0 | 0 | 0 | 0 | 251998.3149 | -25089.3906 | 0 | 0 | 0 | 0 | 0 | 0 | 0 | 0 | 0 | 0 | 0 | 0 | 0 | 0 | 0
2016-10-11 21:00 | 0 | 0 | 0 | 0 | 0 | 0 | 698359.0301 | 468519 | 0 | 0 | 0 | 0 | 2039664.2879 | 557169.6095 | 0 | 0 | 0 | 0 | 0 | 0 | 0 | 0 | 0 | 0 | 0 | 0 | 0 | 0 | 0 | 0 | 114114.3108 | 115725.7193 | 0 | 0 | 0 | 0 | 0 | 0 | 0 | 0 | 0 | 0 | 0 | 0 | 0 | 0 | 0
2016-10-11 22:00 | 0 | 0 | 0 | 0 | 0 | 0 | 679460.4945 | 469706 | 0 | 0 | 0 | 0 | 2253236.1811 | 553352.2108 | 0 | 0 | 0 | 0 | 0 | 0 | 0 | 0 | 0 | 0 | 0 | 0 | 0 | 0 | 0 | 0 | 213571.8932 | -3817.3987 | 0 | 0 | 0 | 0 | 0 | 0 | 0 | 0 | 0 | 0 | 0 | 0 | 0 | 0 | 0
2016-10-11 23:00 | 0 | 0 | 0 | 0 | 0 | 0 | 535357.2618 | 474251 | 0 | 0 | 0 | 0 | 2430068.1623 | 437626.4915 | 0 | 0 | 0 | 0 | 0 | 0 | 0 | 0 | 0 | 0 | 0 | 0 | 0 | 0 | 0 | 0 | 176831.9811 | -115725.7193 | 0 | 0 | 0 | 0 | 0 | 0 | 0 | 0 | 0 | 0 | 0 | 0 | 0 | 0 | 0
2016-10-12 | 0 | 0 | 0 | 0 | 0 | 519128.7315 | 181798.4002 | 471249 | 0 | 0 | 0 | 0 | 2682066.4772 | 415306.3082 | 0 | 0 | 0 | 0 | 0 | 0 | 0 | 0 | 0 | 0 | 0 | 0 | 0 | 0 | 0 | 0 | 251998.3149 | -22320.1833 | 0 | 0 | 0 | 0 | 0 | 0 | 0 | 0 | 0 | 0 | 0 | 0 | 0 | 0 | 0
2016-10-12 01:00 | 0 | 0 | 0 | 0 | 0 | 539415.3024 | 537.5038 | 456932 | 0 | 0 | 0 | 0 | 2880813.0027 | 299580.5889 | 0 | 0 | 0 | 0 | 0 | 0 | 0 | 0 | 0 | 0 | 0 | 0 | 0 | 0 | 0 | 0 | 198746.5255 | -115725.7193 | 0 | 0 | 0 | 0 | 0 | 0 | 0 | 0 | 0 | 0 | 0 | 0 | 0 | 0 | 0
2016-10-12 02:00 | 0 | 0 | 0 | 0 | 0 | 550885.3215 | 0 | 433484 | 0 | 0 | 0 | 0 | 2882488.6048 | 415306.3082 | 0 | 0 | 0 | 0 | 0 | 0 | 0 | 0 | 0 | 0 | 0 | 0 | 0 | 0 | 0 | 0 | 1675.6022 | 115725.7193 | 0 | 0 | 0 | 0 | 0 | 0 | 0 | 0 | 0 | 0 | 0 | 0 | 0 | 0 | 0
2016-10-12 03:00 | 0 | 0 | 0 | 0 | 0 | 269770.4044 | 0 | 406043 | 0 | 0 | 0 | 0 | 2630490.2899 | 531032.0275 | 0 | 0 | 0 | 0 | 0 | 0 | 0 | 0 | 0 | 0 | 0 | 0 | 0 | 0 | 0 | 0 | -251998.3149 | 115725.7193 | 0 | 0 | 0 | 0 | 0 | 0 | 0 | 0 | 0 | 0 | 0 | 0 | 0 | 0 | 0
2016-10-12 04:00 | 0 | 0 | 0 | 0 | 0 | 517264.5956 | 0 | 380992 | 0 | 0 | 0 | 0 | 2882488.6048 | 415306.3082 | 0 | 0 | 0 | 0 | 0 | 0 | 0 | 0 | 0 | 0 | 0 | 0 | 0 | 0 | 0 | 0 | 251998.3149 | -115725.7193 | 0 | 0 | 0 | 0 | 0 | 0 | 0 | 0 | 0 | 0 | 0 | 0 | 0 | 0 | 0
2016-10-12 05:00 | 0 | 0 | 0 | 0 | 0 | 225487.4044 | 0 | 361760 | 0 | 0 | 0 | 0 | 2630490.2899 | 531032.0275 | 0 | 0 | 0 | 0 | 0 | 0 | 0 | 0 | 0 | 0 | 0 | 0 | 0 | 0 | 0 | 0 | -251998.3149 | 115725.7193 | 0 | 0 | 0 | 0 | 0 | 0 | 0 | 0 | 0 | 0 | 0 | 0 | 0 | 0 | 0
2016-10-12 06:00 | 0 | 0 | 0 | 0 | 0 | 531551.1075 | 0 | 348243 | 0 | 0 | 0 | 0 | 2813545.3228 | 531285.102 | 0 | 0 | 0 | 0 | 0 | 0 | 0 | 0 | 0 | 0 | 0 | 0 | 0 | 0 | 0 | 0 | 183055.0329 | 253.0745 | 0 | 0 | 0 | 0 | 0 | 0 | 0 | 0 | 0 | 0 | 0 | 0 | 0 | 0 | 0
2016-10-12 07:00 | 0 | 0 | 0 | 0 | 0 | 525507.0013 | 0 | 340838 | 0 | 0 | 0 | 0 | 2882488.6048 | 647010.8213 | 0 | 0 | 0 | 0 | 0 | 0 | 0 | 0 | 0 | 0 | 0 | 0 | 0 | 0 | 0 | 0 | 68943.282 | 115725.7193 | 0 | 0 | 0 | 0 | 0 | 0 | 0 | 0 | 0 | 0 | 0 | 0 | 0 | 0 | 0
2016-10-12 08:00 | 0 | 0 | 0 | 0 | 0 | 0 | 0 | 340028 | 0 | 0 | 0 | 0 | 2630490.2899 | 558981.1362 | 0 | 0 | 0 | 0 | 0 | 0 | 0 | 0 | 0 | 0 | 0 | 0 | 0 | 0 | 0 | 0 | -251998.3149 | -88029.6851 | 0 | 0 | 0 | 0 | 0 | 0 | 0 | 0 | 0 | 0 | 0 | 0 | 0 | 0 | 0
2016-10-12 09:00 | 0 | 0 | 0 | 0 | 0 | 523110.9883 | 0 | 348468 | 0 | 0 | 0 | 0 | 2689407.5589 | 674706.8555 | 0 | 0 | 0 | 0 | 0 | 0 | 0 | 0 | 0 | 0 | 0 | 0 | 0 | 0 | 0 | 0 | 58917.269 | 115725.7193 | 0 | 0 | 0 | 0 | 0 | 0 | 0 | 0 | 0 | 0 | 0 | 0 | 0 | 0 | 0
2016-10-12 10:00 | 0 | 0 | 0 | 0 | 0 | 510601.4543 | 0 | 373533 | 0 | 0 | 0 | 0 | 2710750.2939 | 790432.5748 | 0 | 0 | 0 | 0 | 0 | 0 | 0 | 0 | 0 | 0 | 0 | 0 | 0 | 0 | 0 | 0 | 21342.735 | 115725.7193 | 0 | 0 | 0 | 0 | 0 | 0 | 0 | 0 | 0 | 0 | 0 | 0 | 0 | 0 | 0
2016-10-12 11:00 | 0 | 0 | 0 | 0 | 0 | 263294.4044 | 0 | 399567 | 0 | 0 | 0 | 0 | 2458751.9789 | 906158.2941 | 0 | 0 | 0 | 0 | 0 | 0 | 0 | 0 | 0 | 0 | 0 | 0 | 0 | 0 | 0 | 0 | -251998.3149 | 115725.7193 | 0 | 0 | 0 | 0 | 0 | 0 | 0 | 0 | 0 | 0 | 0 | 0 | 0 | 0 | 0
2016-10-12 12:00 | 0 | 0 | 0 | 0 | 0 | 44226.9658 | 0 | 411951 | 0 | 0 | 0 | 0 | 2206753.664 | 790432.5748 | 0 | 0 | 0 | 0 | 0 | 0 | 0 | 0 | 0 | 0 | 0 | 0 | 0 | 0 | 0 | 0 | -251998.3149 | -115725.7193 | 0 | 0 | 0 | 0 | 0 | 0 | 0 | 0 | 0 | 0 | 0 | 0 | 0 | 0 | 0
2016-10-12 13:00 | 0 | 0 | 0 | 0 | 0 | 446557.4928 | 14295.591 | 423006 | 0 | 0 | 0 | 0 | 2128875.0285 | 906158.2941 | 0 | 0 | 0 | 0 | 0 | 0 | 0 | 0 | 0 | 0 | 0 | 0 | 0 | 0 | 0 | 0 | -77878.6354 | 115725.7193 | 0 | 0 | 0 | 0 | 0 | 0 | 0 | 0 | 0 | 0 | 0 | 0 | 0 | 0 | 0
2016-10-12 14:00 | 0 | 0 | 0 | 0 | 0 | 0 | 318114.5033 | 433683 | 0 | 0 | 0 | 0 | 1897580.8125 | 1021884.0134 | 0 | 0 | 0 | 0 | 0 | 0 | 0 | 0 | 0 | 0 | 0 | 0 | 0 | 0 | 0 | 0 | -231294.216 | 115725.7193 | 0 | 0 | 0 | 0 | 0 | 0 | 0 | 0 | 0 | 0 | 0 | 0 | 0 | 0 | 0
2016-10-12 15:00 | 0 | 0 | 0 | 0 | 0 | 0 | 646144.7831 | 442339 | 0 | 0 | 0 | 0 | 1985660.8763 | 1137609.7327 | 0 | 0 | 0 | 0 | 0 | 0 | 0 | 0 | 0 | 0 | 0 | 0 | 0 | 0 | 0 | 0 | 88080.0638 | 115725.7193 | 0 | 0 | 0 | 0 | 0 | 0 | 0 | 0 | 0 | 0 | 0 | 0 | 0 | 0 | 0
2016-10-12 16:00 | 0 | 0 | 0 | 0 | 0 | 0 | 728462.0071 | 449506 | 0 | 0 | 0 | 0 | 2148891.1641 | 1253335.452 | 0 | 0 | 0 | 0 | 0 | 0 | 0 | 0 | 0 | 0 | 0 | 0 | 0 | 0 | 0 | 0 | 163230.2878 | 115725.7193 | 0 | 0 | 0 | 0 | 0 | 0 | 0 | 0 | 0 | 0 | 0 | 0 | 0 | 0 | 0
2016-10-12 17:00 | 0 | 0 | 0 | 0 | 0 | 0 | 732437.2888 | 456544 | 0 | 0 | 0 | 0 | 2309058.7336 | 1369061.1713 | 0 | 0 | 0 | 0 | 0 | 0 | 0 | 0 | 0 | 0 | 0 | 0 | 0 | 0 | 0 | 0 | 160167.5695 | 115725.7193 | 0 | 0 | 0 | 0 | 0 | 0 | 0 | 0 | 0 | 0 | 0 | 0 | 0 | 0 | 0
2016-10-12 18:00 | 0 | 0 | 0 | 0 | 0 | 0 | 705475.5392 | 462687 | 0 | 0 | 0 | 0 | 2436121.5535 | 1484786.8906 | 0 | 0 | 0 | 0 | 0 | 0 | 0 | 0 | 0 | 0 | 0 | 0 | 0 | 0 | 0 | 0 | 127062.8199 | 115725.7193 | 0 | 0 | 0 | 0 | 0 | 0 | 0 | 0 | 0 | 0 | 0 | 0 | 0 | 0 | 0
2016-10-12 19:00 | 0 | 0 | 0 | 0 | 0 | 0 | 686705.9843 | 467162 | 0 | 0 | 0 | 0 | 2656498.9481 | 1483953.4804 | 0 | 0 | 0 | 0 | 0 | 0 | 0 | 0 | 0 | 0 | 0 | 0 | 0 | 0 | 0 | 0 | 220377.3946 | -833.4102 | 0 | 0 | 0 | 0 | 0 | 0 | 0 | 0 | 0 | 0 | 0 | 0 | 0 | 0 | 0
2016-10-12 20:00 | 0 | 0 | 0 | 0 | 0 | 0 | 685561.203 | 471056 | 0 | 0 | 0 | 0 | 2755278.4318 | 1599679.1997 | 0 | 0 | 0 | 0 | 0 | 0 | 0 | 0 | 0 | 0 | 0 | 0 | 0 | 0 | 0 | 0 | 98779.4837 | 115725.7193 | 0 | 0 | 0 | 0 | 0 | 0 | 0 | 0 | 0 | 0 | 0 | 0 | 0 | 0 | 0
2016-10-12 21:00 | 0 | 0 | 0 | 0 | 0 | 0 | 682285.395 | 474321 | 0 | 0 | 0 | 0 | 2847517.1075 | 1715404.919 | 0 | 0 | 0 | 0 | 0 | 0 | 0 | 0 | 0 | 0 | 0 | 0 | 0 | 0 | 0 | 0 | 92238.6757 | 115725.7193 | 0 | 0 | 0 | 0 | 0 | 0 | 0 | 0 | 0 | 0 | 0 | 0 | 0 | 0 | 0
2016-10-12 22:00 | 0 | 0 | 0 | 0 | 0 | 0 | 625147.2166 | 474450 | 0 | 0 | 0 | 0 | 2882488.6048 | 1831130.6383 | 0 | 0 | 0 | 0 | 0 | 0 | 0 | 0 | 0 | 0 | 0 | 0 | 0 | 0 | 0 | 0 | 34971.4973 | 115725.7193 | 0 | 0 | 0 | 0 | 0 | 0 | 0 | 0 | 0 | 0 | 0 | 0 | 0 | 0 | 0
2016-10-12 23:00 | 0 | 0 | 0 | 0 | 0 | 0 | 450784.4399 | 477720 | 0 | 0 | 0 | 0 | 2882488.6048 | 1804195.0782 | 0 | 0 | 0 | 0 | 0 | 0 | 0 | 0 | 0 | 0 | 0 | 0 | 0 | 0 | 0 | 0 | 0 | -26935.5601 | 0 | 0 | 0 | 0 | 0 | 0 | 0 | 0 | 0 | 0 | 0 | 0 | 0 | 0 | 0
2016-10-13 | 0 | 0 | 0 | 0 | 0 | 0 | 149010.746 | 473170 | 0 | 0 | 0 | 0 | 2674055.0701 | 1688469.3589 | 0 | 0 | 0 | 0 | 0 | 0 | 0 | 0 | 0 | 0 | 0 | 0 | 0 | 0 | 0 | 0 | -208433.5347 | -115725.7193 | 0 | 0 | 0 | 0 | 0 | 0 | 0 | 0 | 0 | 0 | 0 | 0 | 0 | 0 | 0
2016-10-13 01:00 | 0 | 0 | 0 | 0 | 0 | 308269.9516 | 353.7738 | 458461 | 0 | 0 | 0 | 0 | 2639943.5148 | 1572743.6396 | 0 | 0 | 0 | 0 | 0 | 0 | 0 | 0 | 0 | 0 | 0 | 0 | 0 | 0 | 0 | 0 | -34111.5553 | -115725.7193 | 0 | 0 | 0 | 0 | 0 | 0 | 0 | 0 | 0 | 0 | 0 | 0 | 0 | 0 | 0
2016-10-13 02:00 | 0 | 0 | 0 | 0 | 0 | 67341.9658 | 0 | 435066 | 0 | 0 | 0 | 0 | 2387945.1998 | 1457017.9203 | 0 | 0 | 0 | 0 | 0 | 0 | 0 | 0 | 0 | 0 | 0 | 0 | 0 | 0 | 0 | 0 | -251998.3149 | -115725.7193 | 0 | 0 | 0 | 0 | 0 | 0 | 0 | 0 | 0 | 0 | 0 | 0 | 0 | 0 | 0
2016-10-13 03:00 | 0 | 0 | 0 | 0 | 0 | 331042.4125 | 0 | 407110 | 0 | 0 | 0 | 0 | 2427603.3316 | 1341292.201 | 0 | 0 | 0 | 0 | 0 | 0 | 0 | 0 | 0 | 0 | 0 | 0 | 0 | 0 | 0 | 0 | 39658.1318 | -115725.7193 | 0 | 0 | 0 | 0 | 0 | 0 | 0 | 0 | 0 | 0 | 0 | 0 | 0 | 0 | 0
2016-10-13 04:00 | 0 | 0 | 0 | 0 | 0 | 14140.9658 | 0 | 381865 | 0 | 0 | 0 | 0 | 2175605.0167 | 1225566.4817 | 0 | 0 | 0 | 0 | 0 | 0 | 0 | 0 | 0 | 0 | 0 | 0 | 0 | 0 | 0 | 0 | -251998.3149 | -115725.7193 | 0 | 0 | 0 | 0 | 0 | 0 | 0 | 0 | 0 | 0 | 0 | 0 | 0 | 0 | 0
2016-10-13 05:00 | 0 | 0 | 0 | 0 | 0 | 0 | 0 | 362529 | 0 | 0 | 0 | 0 | 1923606.7017 | 1115035.7966 | 0 | 0 | 0 | 0 | 0 | 0 | 0 | 0 | 0 | 0 | 0 | 0 | 0 | 0 | 0 | 0 | -251998.3149 | -110530.6851 | 0 | 0 | 0 | 0 | 0 | 0 | 0 | 0 | 0 | 0 | 0 | 0 | 0 | 0 | 0
2016-10-13 06:00 | 0 | 0 | 0 | 0 | 0 | 353974.3481 | 0 | 348729 | 0 | 0 | 0 | 0 | 2044577.7691 | 999310.0773 | 0 | 0 | 0 | 0 | 0 | 0 | 0 | 0 | 0 | 0 | 0 | 0 | 0 | 0 | 0 | 0 | 120971.0674 | -115725.7193 | 0 | 0 | 0 | 0 | 0 | 0 | 0 | 0 | 0 | 0 | 0 | 0 | 0 | 0 | 0
2016-10-13 07:00 | 0 | 0 | 0 | 0 | 0 | 0 | 0 | 341147 | 0 | 0 | 0 | 0 | 1819156.4884 | 883584.358 | 0 | 0 | 0 | 0 | 0 | 0 | 0 | 0 | 0 | 0 | 0 | 0 | 0 | 0 | 0 | 0 | -225421.2807 | -115725.7193 | 0 | 0 | 0 | 0 | 0 | 0 | 0 | 0 | 0 | 0 | 0 | 0 | 0 | 0 | 0
2016-10-13 08:00 | 0 | 0 | 0 | 0 | 0 | 0 | 0 | 340195 | 0 | 0 | 0 | 0 | 1594687.2077 | 767858.6387 | 0 | 0 | 0 | 0 | 0 | 0 | 0 | 0 | 0 | 0 | 0 | 0 | 0 | 0 | 0 | 0 | -224469.2807 | -115725.7193 | 0 | 0 | 0 | 0 | 0 | 0 | 0 | 0 | 0 | 0 | 0 | 0 | 0 | 0 | 0
2016-10-13 09:00 | 0 | 0 | 0 | 0 | 0 | 333183.6727 | 0 | 348595 | 0 | 0 | 0 | 0 | 1695001.5998 | 652132.9194 | 0 | 0 | 0 | 0 | 0 | 0 | 0 | 0 | 0 | 0 | 0 | 0 | 0 | 0 | 0 | 0 | 100314.392 | -115725.7193 | 0 | 0 | 0 | 0 | 0 | 0 | 0 | 0 | 0 | 0 | 0 | 0 | 0 | 0 | 0
2016-10-13 10:00 | 0 | 0 | 0 | 0 | 0 | 5694.9658 | 0 | 373419 | 0 | 0 | 0 | 0 | 1443003.2848 | 536407.2001 | 0 | 0 | 0 | 0 | 0 | 0 | 0 | 0 | 0 | 0 | 0 | 0 | 0 | 0 | 0 | 0 | -251998.3149 | -115725.7193 | 0 | 0 | 0 | 0 | 0 | 0 | 0 | 0 | 0 | 0 | 0 | 0 | 0 | 0 | 0
2016-10-13 11:00 | 0 | 0 | 0 | 0 | 0 | 31690.9658 | 0 | 399415 | 0 | 0 | 0 | 0 | 1191004.9699 | 420681.4808 | 0 | 0 | 0 | 0 | 0 | 0 | 0 | 0 | 0 | 0 | 0 | 0 | 0 | 0 | 0 | 0 | -251998.3149 | -115725.7193 | 0 | 0 | 0 | 0 | 0 | 0 | 0 | 0 | 0 | 0 | 0 | 0 | 0 | 0 | 0
2016-10-13 12:00 | 0 | 0 | 0 | 0 | 0 | 44728.9658 | 0 | 412453 | 0 | 0 | 0 | 0 | 939006.6549 | 304955.7615 | 0 | 0 | 0 | 0 | 0 | 0 | 0 | 0 | 0 | 0 | 0 | 0 | 0 | 0 | 0 | 0 | -251998.3149 | -115725.7193 | 0 | 0 | 0 | 0 | 0 | 0 | 0 | 0 | 0 | 0 | 0 | 0 | 0 | 0 | 0
2016-10-13 13:00 | 0 | 0 | 0 | 0 | 0 | 248807.9743 | 7227.3323 | 423354 | 0 | 0 | 0 | 0 | 687008.34 | 389635.3831 | 0 | 0 | 0 | 0 | 0 | 0 | 0 | 0 | 0 | 0 | 0 | 0 | 0 | 0 | 0 | 0 | -251998.3149 | 84679.6215 | 0 | 0 | 0 | 0 | 0 | 0 | 0 | 0 | 0 | 0 | 0 | 0 | 0 | 0 | 0
2016-10-13 14:00 | 0 | 0 | 0 | 0 | 0 | 0 | 252600.442 | 433595 | 0 | 0 | 0 | 0 | 621739.5013 | 273909.6638 | 0 | 0 | 0 | 0 | 0 | 0 | 0 | 0 | 0 | 0 | 0 | 0 | 0 | 0 | 0 | 0 | -65268.8387 | -115725.7193 | 0 | 0 | 0 | 0 | 0 | 0 | 0 | 0 | 0 | 0 | 0 | 0 | 0 | 0 | 0
2016-10-13 15:00 | 0 | 0 | 0 | 0 | 0 | 0 | 579096.3808 | 441745 | 0 | 0 | 0 | 0 | 643365.1628 | 389635.3831 | 0 | 0 | 0 | 0 | 0 | 0 | 0 | 0 | 0 | 0 | 0 | 0 | 0 | 0 | 0 | 0 | 21625.6615 | 115725.7193 | 0 | 0 | 0 | 0 | 0 | 0 | 0 | 0 | 0 | 0 | 0 | 0 | 0 | 0 | 0
2016-10-13 16:00 | 0 | 0 | 0 | 0 | 0 | 0 | 661137.1663 | 448142 | 0 | 0 | 0 | 0 | 740634.6098 | 505361.1024 | 0 | 0 | 0 | 0 | 0 | 0 | 0 | 0 | 0 | 0 | 0 | 0 | 0 | 0 | 0 | 0 | 97269.447 | 115725.7193 | 0 | 0 | 0 | 0 | 0 | 0 | 0 | 0 | 0 | 0 | 0 | 0 | 0 | 0 | 0
2016-10-13 17:00 | 0 | 0 | 0 | 0 | 0 | 0 | 664404.235 | 454591 | 0 | 0 | 0 | 0 | 834722.1255 | 621086.8217 | 0 | 0 | 0 | 0 | 0 | 0 | 0 | 0 | 0 | 0 | 0 | 0 | 0 | 0 | 0 | 0 | 94087.5157 | 115725.7193 | 0 | 0 | 0 | 0 | 0 | 0 | 0 | 0 | 0 | 0 | 0 | 0 | 0 | 0 | 0
2016-10-13 18:00 | 0 | 0 | 0 | 0 | 0 | 0 | 653797.3562 | 460716 | 0 | 0 | 0 | 0 | 912077.7625 | 736812.541 | 0 | 0 | 0 | 0 | 0 | 0 | 0 | 0 | 0 | 0 | 0 | 0 | 0 | 0 | 0 | 0 | 77355.6369 | 115725.7193 | 0 | 0 | 0 | 0 | 0 | 0 | 0 | 0 | 0 | 0 | 0 | 0 | 0 | 0 | 0
2016-10-13 19:00 | 0 | 0 | 0 | 0 | 0 | 0 | 646725.6207 | 464994 | 0 | 0 | 0 | 0 | 1164076.0774 | 666545.8467 | 0 | 0 | 0 | 0 | 0 | 0 | 0 | 0 | 0 | 0 | 0 | 0 | 0 | 0 | 0 | 0 | 251998.3149 | -70266.6943 | 0 | 0 | 0 | 0 | 0 | 0 | 0 | 0 | 0 | 0 | 0 | 0 | 0 | 0 | 0
2016-10-13 20:00 | 0 | 0 | 0 | 0 | 0 | 0 | 654794.7426 | 467977 | 0 | 0 | 0 | 0 | 1235168.1007 | 782271.566 | 0 | 0 | 0 | 0 | 0 | 0 | 0 | 0 | 0 | 0 | 0 | 0 | 0 | 0 | 0 | 0 | 71092.0233 | 115725.7193 | 0 | 0 | 0 | 0 | 0 | 0 | 0 | 0 | 0 | 0 | 0 | 0 | 0 | 0 | 0
2016-10-13 21:00 | 0 | 0 | 0 | 0 | 0 | 0 | 661207.7773 | 469397 | 0 | 0 | 0 | 0 | 1487166.4156 | 722084.0283 | 0 | 0 | 0 | 0 | 0 | 0 | 0 | 0 | 0 | 0 | 0 | 0 | 0 | 0 | 0 | 0 | 251998.3149 | -60187.5377 | 0 | 0 | 0 | 0 | 0 | 0 | 0 | 0 | 0 | 0 | 0 | 0 | 0 | 0 | 0
2016-10-13 22:00 | 0 | 0 | 0 | 0 | 0 | 0 | 631832.0258 | 468201 | 0 | 0 | 0 | 0 | 1739164.7306 | 633716.7391 | 0 | 0 | 0 | 0 | 0 | 0 | 0 | 0 | 0 | 0 | 0 | 0 | 0 | 0 | 0 | 0 | 251998.3149 | -88367.2892 | 0 | 0 | 0 | 0 | 0 | 0 | 0 | 0 | 0 | 0 | 0 | 0 | 0 | 0 | 0
2016-10-13 23:00 | 0 | 0 | 0 | 0 | 0 | 0 | 475014.9888 | 472705 | 0 | 0 | 0 | 0 | 1625749.0001 | 749442.4584 | 0 | 0 | 0 | 0 | 0 | 0 | 0 | 0 | 0 | 0 | 0 | 0 | 0 | 0 | 0 | 0 | -113415.7305 | 115725.7193 | 0 | 0 | 0 | 0 | 0 | 0 | 0 | 0 | 0 | 0 | 0 | 0 | 0 | 0 | 0
2016-10-14 | 0 | 0 | 0 | 0 | 0 | 455486.5342 | 119253.2718 | 470940 | 0 | 0 | 0 | 0 | 1613823.0868 | 865168.1777 | 0 | 0 | 0 | 0 | 0 | 0 | 0 | 0 | 0 | 0 | 0 | 0 | 0 | 0 | 0 | 0 | -11925.9132 | 115725.7193 | 0 | 0 | 0 | 0 | 0 | 0 | 0 | 0 | 0 | 0 | 0 | 0 | 0 | 0 | 0
2016-10-14 01:00 | 0 | 0 | 0 | 0 | 0 | 542946.5704 | 208.6191 | 456951 | 0 | 0 | 0 | 0 | 1815752.9956 | 749442.4584 | 0 | 0 | 0 | 0 | 0 | 0 | 0 | 0 | 0 | 0 | 0 | 0 | 0 | 0 | 0 | 0 | 201929.9088 | -115725.7193 | 0 | 0 | 0 | 0 | 0 | 0 | 0 | 0 | 0 | 0 | 0 | 0 | 0 | 0 | 0
2016-10-14 02:00 | 0 | 0 | 0 | 0 | 0 | 297069.4044 | 0 | 433342 | 0 | 0 | 0 | 0 | 1563754.6807 | 865168.1777 | 0 | 0 | 0 | 0 | 0 | 0 | 0 | 0 | 0 | 0 | 0 | 0 | 0 | 0 | 0 | 0 | -251998.3149 | 115725.7193 | 0 | 0 | 0 | 0 | 0 | 0 | 0 | 0 | 0 | 0 | 0 | 0 | 0 | 0 | 0
2016-10-14 03:00 | 0 | 0 | 0 | 0 | 0 | 543308.5956 | 0 | 407036 | 0 | 0 | 0 | 0 | 1815752.9956 | 749442.4584 | 0 | 0 | 0 | 0 | 0 | 0 | 0 | 0 | 0 | 0 | 0 | 0 | 0 | 0 | 0 | 0 | 251998.3149 | -115725.7193 | 0 | 0 | 0 | 0 | 0 | 0 | 0 | 0 | 0 | 0 | 0 | 0 | 0 | 0 | 0
2016-10-14 04:00 | 0 | 0 | 0 | 0 | 0 | 14871.9658 | 0 | 382596 | 0 | 0 | 0 | 0 | 1563754.6807 | 633716.7391 | 0 | 0 | 0 | 0 | 0 | 0 | 0 | 0 | 0 | 0 | 0 | 0 | 0 | 0 | 0 | 0 | -251998.3149 | -115725.7193 | 0 | 0 | 0 | 0 | 0 | 0 | 0 | 0 | 0 | 0 | 0 | 0 | 0 | 0 | 0
2016-10-14 05:00 | 0 | 0 | 0 | 0 | 0 | 498550.5956 | 0 | 362278 | 0 | 0 | 0 | 0 | 1815752.9956 | 517991.0198 | 0 | 0 | 0 | 0 | 0 | 0 | 0 | 0 | 0 | 0 | 0 | 0 | 0 | 0 | 0 | 0 | 251998.3149 | -115725.7193 | 0 | 0 | 0 | 0 | 0 | 0 | 0 | 0 | 0 | 0 | 0 | 0 | 0 | 0 | 0
2016-10-14 06:00 | 0 | 0 | 0 | 0 | 0 | 484280.5956 | 0 | 348008 | 0 | 0 | 0 | 0 | 2067751.3106 | 402265.3005 | 0 | 0 | 0 | 0 | 0 | 0 | 0 | 0 | 0 | 0 | 0 | 0 | 0 | 0 | 0 | 0 | 251998.3149 | -115725.7193 | 0 | 0 | 0 | 0 | 0 | 0 | 0 | 0 | 0 | 0 | 0 | 0 | 0 | 0 | 0
2016-10-14 07:00 | 0 | 0 | 0 | 0 | 0 | 204040.4044 | 0 | 340313 | 0 | 0 | 0 | 0 | 1815752.9956 | 517991.0198 | 0 | 0 | 0 | 0 | 0 | 0 | 0 | 0 | 0 | 0 | 0 | 0 | 0 | 0 | 0 | 0 | -251998.3149 | 115725.7193 | 0 | 0 | 0 | 0 | 0 | 0 | 0 | 0 | 0 | 0 | 0 | 0 | 0 | 0 | 0
2016-10-14 08:00 | 0 | 0 | 0 | 0 | 0 | 0 | 0 | 339060 | 0 | 0 | 0 | 0 | 1563754.6807 | 430929.3348 | 0 | 0 | 0 | 0 | 0 | 0 | 0 | 0 | 0 | 0 | 0 | 0 | 0 | 0 | 0 | 0 | -251998.3149 | -87061.6851 | 0 | 0 | 0 | 0 | 0 | 0 | 0 | 0 | 0 | 0 | 0 | 0 | 0 | 0 | 0
2016-10-14 09:00 | 0 | 0 | 0 | 0 | 0 | 0 | 0 | 347726 | 0 | 0 | 0 | 0 | 1331754.4 | 315203.6155 | 0 | 0 | 0 | 0 | 0 | 0 | 0 | 0 | 0 | 0 | 0 | 0 | 0 | 0 | 0 | 0 | -232000.2807 | -115725.7193 | 0 | 0 | 0 | 0 | 0 | 0 | 0 | 0 | 0 | 0 | 0 | 0 | 0 | 0 | 0
2016-10-14 10:00 | 0 | 0 | 0 | 0 | 0 | 234873.4044 | 0 | 371146 | 0 | 0 | 0 | 0 | 1079756.085 | 430929.3348 | 0 | 0 | 0 | 0 | 0 | 0 | 0 | 0 | 0 | 0 | 0 | 0 | 0 | 0 | 0 | 0 | -251998.3149 | 115725.7193 | 0 | 0 | 0 | 0 | 0 | 0 | 0 | 0 | 0 | 0 | 0 | 0 | 0 | 0 | 0
2016-10-14 11:00 | 0 | 0 | 0 | 0 | 0 | 28701.9658 | 0 | 396426 | 0 | 0 | 0 | 0 | 827757.7701 | 315203.6155 | 0 | 0 | 0 | 0 | 0 | 0 | 0 | 0 | 0 | 0 | 0 | 0 | 0 | 0 | 0 | 0 | -251998.3149 | -115725.7193 | 0 | 0 | 0 | 0 | 0 | 0 | 0 | 0 | 0 | 0 | 0 | 0 | 0 | 0 | 0
2016-10-14 12:00 | 0 | 0 | 0 | 0 | 0 | 41521.9658 | 0 | 409246 | 0 | 0 | 0 | 0 | 575759.4551 | 199477.8962 | 0 | 0 | 0 | 0 | 0 | 0 | 0 | 0 | 0 | 0 | 0 | 0 | 0 | 0 | 0 | 0 | -251998.3149 | -115725.7193 | 0 | 0 | 0 | 0 | 0 | 0 | 0 | 0 | 0 | 0 | 0 | 0 | 0 | 0 | 0
2016-10-14 13:00 | 0 | 0 | 0 | 0 | 0 | 481159.099 | 9544.1334 | 419731 | 0 | 0 | 0 | 0 | 762457.4068 | 83752.1769 | 0 | 0 | 0 | 0 | 0 | 0 | 0 | 0 | 0 | 0 | 0 | 0 | 0 | 0 | 0 | 0 | 186697.9517 | -115725.7193 | 0 | 0 | 0 | 0 | 0 | 0 | 0 | 0 | 0 | 0 | 0 | 0 | 0 | 0 | 0
2016-10-14 14:00 | 0 | 0 | 0 | 0 | 0 | 389597.2949 | 291564.4906 | 429523 | 0 | 0 | 0 | 0 | 898370.473 | 199477.8962 | 0 | 0 | 0 | 0 | 0 | 0 | 0 | 0 | 0 | 0 | 0 | 0 | 0 | 0 | 0 | 0 | 135913.0662 | 115725.7193 | 0 | 0 | 0 | 0 | 0 | 0 | 0 | 0 | 0 | 0 | 0 | 0 | 0 | 0 | 0
2016-10-14 15:00 | 0 | 0 | 0 | 0 | 0 | 0 | 569567.6218 | 436532 | 0 | 0 | 0 | 0 | 915680.3755 | 315203.6155 | 0 | 0 | 0 | 0 | 0 | 0 | 0 | 0 | 0 | 0 | 0 | 0 | 0 | 0 | 0 | 0 | 17309.9025 | 115725.7193 | 0 | 0 | 0 | 0 | 0 | 0 | 0 | 0 | 0 | 0 | 0 | 0 | 0 | 0 | 0
2016-10-14 16:00 | 0 | 0 | 0 | 0 | 0 | 0 | 657848.7062 | 442480 | 0 | 0 | 0 | 0 | 1167678.6905 | 278574.0068 | 0 | 0 | 0 | 0 | 0 | 0 | 0 | 0 | 0 | 0 | 0 | 0 | 0 | 0 | 0 | 0 | 251998.3149 | -36629.6087 | 0 | 0 | 0 | 0 | 0 | 0 | 0 | 0 | 0 | 0 | 0 | 0 | 0 | 0 | 0
2016-10-14 17:00 | 0 | 0 | 0 | 0 | 0 | 0 | 671360.4697 | 448288 | 0 | 0 | 0 | 0 | 1419677.0054 | 249648.1616 | 0 | 0 | 0 | 0 | 0 | 0 | 0 | 0 | 0 | 0 | 0 | 0 | 0 | 0 | 0 | 0 | 251998.3149 | -28925.8452 | 0 | 0 | 0 | 0 | 0 | 0 | 0 | 0 | 0 | 0 | 0 | 0 | 0 | 0 | 0
2016-10-14 18:00 | 0 | 0 | 0 | 0 | 0 | 0 | 664055.7331 | 453012 | 0 | 0 | 0 | 0 | 1671675.3204 | 208693.5797 | 0 | 0 | 0 | 0 | 0 | 0 | 0 | 0 | 0 | 0 | 0 | 0 | 0 | 0 | 0 | 0 | 251998.3149 | -40954.5819 | 0 | 0 | 0 | 0 | 0 | 0 | 0 | 0 | 0 | 0 | 0 | 0 | 0 | 0 | 0
2016-10-14 19:00 | 0 | 0 | 0 | 0 | 0 | 0 | 658725.6667 | 456009 | 0 | 0 | 0 | 0 | 1923673.6353 | 159411.9315 | 0 | 0 | 0 | 0 | 0 | 0 | 0 | 0 | 0 | 0 | 0 | 0 | 0 | 0 | 0 | 0 | 251998.3149 | -49281.6482 | 0 | 0 | 0 | 0 | 0 | 0 | 0 | 0 | 0 | 0 | 0 | 0 | 0 | 0 | 0
2016-10-14 20:00 | 0 | 0 | 0 | 0 | 0 | 0 | 665360.1832 | 458200 | 0 | 0 | 0 | 0 | 2175671.9503 | 114573.7997 | 0 | 0 | 0 | 0 | 0 | 0 | 0 | 0 | 0 | 0 | 0 | 0 | 0 | 0 | 0 | 0 | 251998.3149 | -44838.1318 | 0 | 0 | 0 | 0 | 0 | 0 | 0 | 0 | 0 | 0 | 0 | 0 | 0 | 0 | 0
2016-10-14 21:00 | 0 | 0 | 0 | 0 | 0 | 0 | 671769.4811 | 458185 | 0 | 0 | 0 | 0 | 2427670.2652 | 76159.9659 | 0 | 0 | 0 | 0 | 0 | 0 | 0 | 0 | 0 | 0 | 0 | 0 | 0 | 0 | 0 | 0 | 251998.3149 | -38413.8338 | 0 | 0 | 0 | 0 | 0 | 0 | 0 | 0 | 0 | 0 | 0 | 0 | 0 | 0 | 0
2016-10-14 22:00 | 0 | 0 | 0 | 0 | 0 | 0 | 631077.3491 | 455239 | 0 | 0 | 0 | 0 | 2679668.5801 | 0 | 0 | 0 | 0 | 0 | 0 | 0 | 0 | 0 | 0 | 0 | 0 | 0 | 0 | 0 | 0 | 0 | 251998.3149 | -76159.9659 | 0 | 0 | 0 | 0 | 0 | 0 | 0 | 0 | 0 | 0 | 0 | 0 | 0 | 0 | 0
2016-10-14 23:00 | 0 | 0 | 0 | 0 | 0 | 0 | 460120.9496 | 456333 | 0 | 0 | 0 | 0 | 2567730.8104 | 115725.7193 | 0 | 0 | 0 | 0 | 0 | 0 | 0 | 0 | 0 | 0 | 0 | 0 | 0 | 0 | 0 | 0 | -111937.7697 | 115725.7193 | 0 | 0 | 0 | 0 | 0 | 0 | 0 | 0 | 0 | 0 | 0 | 0 | 0 | 0 | 0
2016-10-15 | 0 | 0 | 0 | 0 | 0 | 47618.3182 | 99337.127 | 451920 | 0 | 0 | 0 | 0 | 2378491.975 | 0 | 0 | 0 | 0 | 0 | 0 | 0 | 0 | 0 | 0 | 0 | 0 | 0 | 0 | 0 | 0 | 0 | -189238.8355 | -115725.7193 | 0 | 0 | 0 | 0 | 0 | 0 | 0 | 0 | 0 | 0 | 0 | 0 | 0 | 0 | 0
2016-10-15 01:00 | 0 | 0 | 0 | 0 | 0 | 807988.4066 | 150.6277 | 440415 | 0 | 0 | 0 | 0 | 2630490.2899 | 115725.7193 | 0 | 0 | 0 | 0 | 0 | 0 | 0 | 0 | 0 | 0 | 0 | 0 | 0 | 0 | 0 | 0 | 251998.3149 | 115725.7193 | 0 | 0 | 0 | 0 | 0 | 0 | 0 | 0 | 0 | 0 | 0 | 0 | 0 | 0 | 0
2016-10-15 02:00 | 0 | 0 | 0 | 0 | 0 | 558735.5956 | 0 | 422463 | 0 | 0 | 0 | 0 | 2882488.6048 | 0 | 0 | 0 | 0 | 0 | 0 | 0 | 0 | 0 | 0 | 0 | 0 | 0 | 0 | 0 | 0 | 0 | 251998.3149 | -115725.7193 | 0 | 0 | 0 | 0 | 0 | 0 | 0 | 0 | 0 | 0 | 0 | 0 | 0 | 0 | 0
2016-10-15 03:00 | 0 | 0 | 0 | 0 | 0 | 263719.4044 | 0 | 399992 | 0 | 0 | 0 | 0 | 2630490.2899 | 115725.7193 | 0 | 0 | 0 | 0 | 0 | 0 | 0 | 0 | 0 | 0 | 0 | 0 | 0 | 0 | 0 | 0 | -251998.3149 | 115725.7193 | 0 | 0 | 0 | 0 | 0 | 0 | 0 | 0 | 0 | 0 | 0 | 0 | 0 | 0 | 0
2016-10-15 04:00 | 0 | 0 | 0 | 0 | 0 | 241457.4044 | 0 | 377730 | 0 | 0 | 0 | 0 | 2378491.975 | 231451.4386 | 0 | 0 | 0 | 0 | 0 | 0 | 0 | 0 | 0 | 0 | 0 | 0 | 0 | 0 | 0 | 0 | -251998.3149 | 115725.7193 | 0 | 0 | 0 | 0 | 0 | 0 | 0 | 0 | 0 | 0 | 0 | 0 | 0 | 0 | 0
2016-10-15 05:00 | 0 | 0 | 0 | 0 | 0 | 496395.5956 | 0 | 360123 | 0 | 0 | 0 | 0 | 2630490.2899 | 115725.7193 | 0 | 0 | 0 | 0 | 0 | 0 | 0 | 0 | 0 | 0 | 0 | 0 | 0 | 0 | 0 | 0 | 251998.3149 | -115725.7193 | 0 | 0 | 0 | 0 | 0 | 0 | 0 | 0 | 0 | 0 | 0 | 0 | 0 | 0 | 0
2016-10-15 06:00 | 0 | 0 | 0 | 0 | 0 | 482381.5956 | 0 | 346109 | 0 | 0 | 0 | 0 | 2882488.6048 | 0 | 0 | 0 | 0 | 0 | 0 | 0 | 0 | 0 | 0 | 0 | 0 | 0 | 0 | 0 | 0 | 0 | 251998.3149 | -115725.7193 | 0 | 0 | 0 | 0 | 0 | 0 | 0 | 0 | 0 | 0 | 0 | 0 | 0 | 0 | 0
2016-10-15 07:00 | 0 | 0 | 0 | 0 | 0 | 200865.4044 | 0 | 337138 | 0 | 0 | 0 | 0 | 2630490.2899 | 115725.7193 | 0 | 0 | 0 | 0 | 0 | 0 | 0 | 0 | 0 | 0 | 0 | 0 | 0 | 0 | 0 | 0 | -251998.3149 | 115725.7193 | 0 | 0 | 0 | 0 | 0 | 0 | 0 | 0 | 0 | 0 | 0 | 0 | 0 | 0 | 0
2016-10-15 08:00 | 0 | 0 | 0 | 0 | 0 | 196800.4044 | 0 | 333073 | 0 | 0 | 0 | 0 | 2378491.975 | 231451.4386 | 0 | 0 | 0 | 0 | 0 | 0 | 0 | 0 | 0 | 0 | 0 | 0 | 0 | 0 | 0 | 0 | -251998.3149 | 115725.7193 | 0 | 0 | 0 | 0 | 0 | 0 | 0 | 0 | 0 | 0 | 0 | 0 | 0 | 0 | 0
2016-10-15 09:00 | 0 | 0 | 0 | 0 | 0 | 470491.5956 | 0 | 334219 | 0 | 0 | 0 | 0 | 2630490.2899 | 115725.7193 | 0 | 0 | 0 | 0 | 0 | 0 | 0 | 0 | 0 | 0 | 0 | 0 | 0 | 0 | 0 | 0 | 251998.3149 | -115725.7193 | 0 | 0 | 0 | 0 | 0 | 0 | 0 | 0 | 0 | 0 | 0 | 0 | 0 | 0 | 0
2016-10-15 10:00 | 0 | 0 | 0 | 0 | 0 | 205471.4044 | 0 | 341744 | 0 | 0 | 0 | 0 | 2378491.975 | 231451.4386 | 0 | 0 | 0 | 0 | 0 | 0 | 0 | 0 | 0 | 0 | 0 | 0 | 0 | 0 | 0 | 0 | -251998.3149 | 115725.7193 | 0 | 0 | 0 | 0 | 0 | 0 | 0 | 0 | 0 | 0 | 0 | 0 | 0 | 0 | 0
2016-10-15 11:00 | 0 | 0 | 0 | 0 | 0 | 0 | 0 | 353154 | 0 | 0 | 0 | 0 | 2126493.66 | 130295.7535 | 0 | 0 | 0 | 0 | 0 | 0 | 0 | 0 | 0 | 0 | 0 | 0 | 0 | 0 | 0 | 0 | -251998.3149 | -101155.6851 | 0 | 0 | 0 | 0 | 0 | 0 | 0 | 0 | 0 | 0 | 0 | 0 | 0 | 0 | 0
2016-10-15 12:00 | 0 | 0 | 0 | 0 | 0 | 0 | 0 | 366424 | 0 | 0 | 0 | 0 | 1874495.3451 | 15870.0685 | 0 | 0 | 0 | 0 | 0 | 0 | 0 | 0 | 0 | 0 | 0 | 0 | 0 | 0 | 0 | 0 | -251998.3149 | -114425.6851 | 0 | 0 | 0 | 0 | 0 | 0 | 0 | 0 | 0 | 0 | 0 | 0 | 0 | 0 | 0
2016-10-15 13:00 | 0 | 0 | 0 | 0 | 0 | 103613.9886 | 9841.6279 | 381324 | 0 | 0 | 0 | 0 | 1622497.0301 | 0 | 0 | 0 | 0 | 0 | 0 | 0 | 0 | 0 | 0 | 0 | 0 | 0 | 0 | 0 | 0 | 0 | -251998.3149 | -15870.0685 | 0 | 0 | 0 | 0 | 0 | 0 | 0 | 0 | 0 | 0 | 0 | 0 | 0 | 0 | 0
2016-10-15 14:00 | 0 | 0 | 0 | 0 | 0 | 0 | 337184.5968 | 395160 | 0 | 0 | 0 | 0 | 1564521.6269 | 0 | 0 | 0 | 0 | 0 | 0 | 0 | 0 | 0 | 0 | 0 | 0 | 0 | 0 | 0 | 0 | 0 | -57975.4032 | 0 | 0 | 0 | 0 | 0 | 0 | 0 | 0 | 0 | 0 | 0 | 0 | 0 | 0 | 0 | 0
2016-10-15 15:00 | 0 | 0 | 0 | 0 | 0 | 0 | 659596.1702 | 407344 | 0 | 0 | 0 | 0 | 1701048.0778 | 115725.7193 | 0 | 0 | 0 | 0 | 0 | 0 | 0 | 0 | 0 | 0 | 0 | 0 | 0 | 0 | 0 | 0 | 136526.4509 | 115725.7193 | 0 | 0 | 0 | 0 | 0 | 0 | 0 | 0 | 0 | 0 | 0 | 0 | 0 | 0 | 0
2016-10-15 16:00 | 0 | 0 | 0 | 0 | 0 | 0 | 734194.2255 | 417435 | 0 | 0 | 0 | 0 | 1902081.584 | 231451.4386 | 0 | 0 | 0 | 0 | 0 | 0 | 0 | 0 | 0 | 0 | 0 | 0 | 0 | 0 | 0 | 0 | 201033.5062 | 115725.7193 | 0 | 0 | 0 | 0 | 0 | 0 | 0 | 0 | 0 | 0 | 0 | 0 | 0 | 0 | 0
2016-10-15 17:00 | 0 | 0 | 0 | 0 | 0 | 0 | 727975.6207 | 425068 | 0 | 0 | 0 | 0 | 2089263.4854 | 347177.1579 | 0 | 0 | 0 | 0 | 0 | 0 | 0 | 0 | 0 | 0 | 0 | 0 | 0 | 0 | 0 | 0 | 187181.9014 | 115725.7193 | 0 | 0 | 0 | 0 | 0 | 0 | 0 | 0 | 0 | 0 | 0 | 0 | 0 | 0 | 0
2016-10-15 18:00 | 0 | 0 | 0 | 0 | 0 | 0 | 708256.8314 | 431579 | 0 | 0 | 0 | 0 | 2250215.5975 | 462902.8772 | 0 | 0 | 0 | 0 | 0 | 0 | 0 | 0 | 0 | 0 | 0 | 0 | 0 | 0 | 0 | 0 | 160952.1121 | 115725.7193 | 0 | 0 | 0 | 0 | 0 | 0 | 0 | 0 | 0 | 0 | 0 | 0 | 0 | 0 | 0
2016-10-15 19:00 | 0 | 0 | 0 | 0 | 0 | 0 | 699590.2495 | 437621 | 0 | 0 | 0 | 0 | 2396459.1277 | 578628.5965 | 0 | 0 | 0 | 0 | 0 | 0 | 0 | 0 | 0 | 0 | 0 | 0 | 0 | 0 | 0 | 0 | 146243.5302 | 115725.7193 | 0 | 0 | 0 | 0 | 0 | 0 | 0 | 0 | 0 | 0 | 0 | 0 | 0 | 0 | 0
2016-10-15 20:00 | 0 | 0 | 0 | 0 | 0 | 0 | 710980.2747 | 442960 | 0 | 0 | 0 | 0 | 2564195.0156 | 678912.9833 | 0 | 0 | 0 | 0 | 0 | 0 | 0 | 0 | 0 | 0 | 0 | 0 | 0 | 0 | 0 | 0 | 167735.8879 | 100284.3868 | 0 | 0 | 0 | 0 | 0 | 0 | 0 | 0 | 0 | 0 | 0 | 0 | 0 | 0 | 0
2016-10-15 21:00 | 0 | 0 | 0 | 0 | 0 | 0 | 728723.0839 | 445535 | 0 | 0 | 0 | 0 | 2731657.3802 | 794638.7026 | 0 | 0 | 0 | 0 | 0 | 0 | 0 | 0 | 0 | 0 | 0 | 0 | 0 | 0 | 0 | 0 | 167462.3646 | 115725.7193 | 0 | 0 | 0 | 0 | 0 | 0 | 0 | 0 | 0 | 0 | 0 | 0 | 0 | 0 | 0
2016-10-15 22:00 | 0 | 0 | 0 | 0 | 0 | 0 | 712992.944 | 446436 | 0 | 0 | 0 | 0 | 2882488.6048 | 910364.4219 | 0 | 0 | 0 | 0 | 0 | 0 | 0 | 0 | 0 | 0 | 0 | 0 | 0 | 0 | 0 | 0 | 150831.2247 | 115725.7193 | 0 | 0 | 0 | 0 | 0 | 0 | 0 | 0 | 0 | 0 | 0 | 0 | 0 | 0 | 0
2016-10-15 23:00 | 0 | 0 | 0 | 0 | 0 | 0 | 520123.461 | 449627 | 0 | 0 | 0 | 0 | 2882488.6048 | 980860.8829 | 0 | 0 | 0 | 0 | 0 | 0 | 0 | 0 | 0 | 0 | 0 | 0 | 0 | 0 | 0 | 0 | 0 | 70496.461 | 0 | 0 | 0 | 0 | 0 | 0 | 0 | 0 | 0 | 0 | 0 | 0 | 0 | 0 | 0
2016-10-16 | 0 | 0 | 0 | 0 | 0 | 0 | 122867.9015 | 445552 | 0 | 0 | 0 | 0 | 2675530.2256 | 865135.1636 | 0 | 0 | 0 | 0 | 0 | 0 | 0 | 0 | 0 | 0 | 0 | 0 | 0 | 0 | 0 | 0 | -206958.3792 | -115725.7193 | 0 | 0 | 0 | 0 | 0 | 0 | 0 | 0 | 0 | 0 | 0 | 0 | 0 | 0 | 0
2016-10-16 01:00 | 0 | 0 | 0 | 0 | 0 | 502103.8296 | 122.0899 | 434826 | 0 | 0 | 0 | 0 | 2858655.8645 | 749409.4443 | 0 | 0 | 0 | 0 | 0 | 0 | 0 | 0 | 0 | 0 | 0 | 0 | 0 | 0 | 0 | 0 | 183125.6388 | -115725.7193 | 0 | 0 | 0 | 0 | 0 | 0 | 0 | 0 | 0 | 0 | 0 | 0 | 0 | 0 | 0
2016-10-16 02:00 | 0 | 0 | 0 | 0 | 0 | 527020.6097 | 0 | 417311 | 0 | 0 | 0 | 0 | 2852639.7549 | 865135.1636 | 0 | 0 | 0 | 0 | 0 | 0 | 0 | 0 | 0 | 0 | 0 | 0 | 0 | 0 | 0 | 0 | -6016.1096 | 115725.7193 | 0 | 0 | 0 | 0 | 0 | 0 | 0 | 0 | 0 | 0 | 0 | 0 | 0 | 0 | 0
2016-10-16 03:00 | 0 | 0 | 0 | 0 | 0 | 28464.9658 | 0 | 396189 | 0 | 0 | 0 | 0 | 2600641.44 | 749409.4443 | 0 | 0 | 0 | 0 | 0 | 0 | 0 | 0 | 0 | 0 | 0 | 0 | 0 | 0 | 0 | 0 | -251998.3149 | -115725.7193 | 0 | 0 | 0 | 0 | 0 | 0 | 0 | 0 | 0 | 0 | 0 | 0 | 0 | 0 | 0
2016-10-16 04:00 | 0 | 0 | 0 | 0 | 0 | 238477.4044 | 0 | 374750 | 0 | 0 | 0 | 0 | 2348643.125 | 865135.1636 | 0 | 0 | 0 | 0 | 0 | 0 | 0 | 0 | 0 | 0 | 0 | 0 | 0 | 0 | 0 | 0 | -251998.3149 | 115725.7193 | 0 | 0 | 0 | 0 | 0 | 0 | 0 | 0 | 0 | 0 | 0 | 0 | 0 | 0 | 0
2016-10-16 05:00 | 0 | 0 | 0 | 0 | 0 | 493615.5956 | 0 | 357343 | 0 | 0 | 0 | 0 | 2600641.44 | 749409.4443 | 0 | 0 | 0 | 0 | 0 | 0 | 0 | 0 | 0 | 0 | 0 | 0 | 0 | 0 | 0 | 0 | 251998.3149 | -115725.7193 | 0 | 0 | 0 | 0 | 0 | 0 | 0 | 0 | 0 | 0 | 0 | 0 | 0 | 0 | 0
2016-10-16 06:00 | 0 | 0 | 0 | 0 | 0 | 0 | 0 | 343637 | 0 | 0 | 0 | 0 | 2372730.1593 | 633683.725 | 0 | 0 | 0 | 0 | 0 | 0 | 0 | 0 | 0 | 0 | 0 | 0 | 0 | 0 | 0 | 0 | -227911.2807 | -115725.7193 | 0 | 0 | 0 | 0 | 0 | 0 | 0 | 0 | 0 | 0 | 0 | 0 | 0 | 0 | 0
2016-10-16 07:00 | 0 | 0 | 0 | 0 | 0 | 0 | 0 | 333971 | 0 | 0 | 0 | 0 | 2120731.8443 | 551711.04 | 0 | 0 | 0 | 0 | 0 | 0 | 0 | 0 | 0 | 0 | 0 | 0 | 0 | 0 | 0 | 0 | -251998.3149 | -81972.6851 | 0 | 0 | 0 | 0 | 0 | 0 | 0 | 0 | 0 | 0 | 0 | 0 | 0 | 0 | 0
2016-10-16 08:00 | 0 | 0 | 0 | 0 | 0 | 633941.4759 | 0 | 328806 | 0 | 0 | 0 | 0 | 2372730.1593 | 604848.2009 | 0 | 0 | 0 | 0 | 0 | 0 | 0 | 0 | 0 | 0 | 0 | 0 | 0 | 0 | 0 | 0 | 251998.3149 | 53137.161 | 0 | 0 | 0 | 0 | 0 | 0 | 0 | 0 | 0 | 0 | 0 | 0 | 0 | 0 | 0
2016-10-16 09:00 | 0 | 0 | 0 | 0 | 0 | 191509.4044 | 0 | 327782 | 0 | 0 | 0 | 0 | 2120731.8443 | 720573.9202 | 0 | 0 | 0 | 0 | 0 | 0 | 0 | 0 | 0 | 0 | 0 | 0 | 0 | 0 | 0 | 0 | -251998.3149 | 115725.7193 | 0 | 0 | 0 | 0 | 0 | 0 | 0 | 0 | 0 | 0 | 0 | 0 | 0 | 0 | 0
2016-10-16 10:00 | 0 | 0 | 0 | 0 | 0 | 0 | 0 | 331842 | 0 | 0 | 0 | 0 | 1868733.5294 | 640730.2352 | 0 | 0 | 0 | 0 | 0 | 0 | 0 | 0 | 0 | 0 | 0 | 0 | 0 | 0 | 0 | 0 | -251998.3149 | -79843.6851 | 0 | 0 | 0 | 0 | 0 | 0 | 0 | 0 | 0 | 0 | 0 | 0 | 0 | 0 | 0
2016-10-16 11:00 | 0 | 0 | 0 | 0 | 0 | 0 | 0 | 340368 | 0 | 0 | 0 | 0 | 1616735.2144 | 552360.5501 | 0 | 0 | 0 | 0 | 0 | 0 | 0 | 0 | 0 | 0 | 0 | 0 | 0 | 0 | 0 | 0 | -251998.3149 | -88369.6851 | 0 | 0 | 0 | 0 | 0 | 0 | 0 | 0 | 0 | 0 | 0 | 0 | 0 | 0 | 0
2016-10-16 12:00 | 0 | 0 | 0 | 0 | 0 | 0 | 0 | 351891 | 0 | 0 | 0 | 0 | 1364736.8995 | 452467.8651 | 0 | 0 | 0 | 0 | 0 | 0 | 0 | 0 | 0 | 0 | 0 | 0 | 0 | 0 | 0 | 0 | -251998.3149 | -99892.6851 | 0 | 0 | 0 | 0 | 0 | 0 | 0 | 0 | 0 | 0 | 0 | 0 | 0 | 0 | 0
2016-10-16 13:00 | 0 | 0 | 0 | 0 | 0 | 632166.8351 | 8572.2953 | 367423 | 0 | 0 | 0 | 0 | 1522327.3106 | 568193.5844 | 0 | 0 | 0 | 0 | 0 | 0 | 0 | 0 | 0 | 0 | 0 | 0 | 0 | 0 | 0 | 0 | 157590.4111 | 115725.7193 | 0 | 0 | 0 | 0 | 0 | 0 | 0 | 0 | 0 | 0 | 0 | 0 | 0 | 0 | 0
2016-10-16 14:00 | 0 | 0 | 0 | 0 | 0 | 0 | 331699.3099 | 383772 | 0 | 0 | 0 | 0 | 1585980.3398 | 452467.8651 | 0 | 0 | 0 | 0 | 0 | 0 | 0 | 0 | 0 | 0 | 0 | 0 | 0 | 0 | 0 | 0 | 63653.0292 | -115725.7193 | 0 | 0 | 0 | 0 | 0 | 0 | 0 | 0 | 0 | 0 | 0 | 0 | 0 | 0 | 0
2016-10-16 15:00 | 0 | 0 | 0 | 0 | 0 | 0 | 597659.9991 | 400544 | 0 | 0 | 0 | 0 | 1667370.6196 | 568193.5844 | 0 | 0 | 0 | 0 | 0 | 0 | 0 | 0 | 0 | 0 | 0 | 0 | 0 | 0 | 0 | 0 | 81390.2798 | 115725.7193 | 0 | 0 | 0 | 0 | 0 | 0 | 0 | 0 | 0 | 0 | 0 | 0 | 0 | 0 | 0
2016-10-16 16:00 | 0 | 0 | 0 | 0 | 0 | 0 | 675562.9441 | 416790 | 0 | 0 | 0 | 0 | 1810417.8444 | 683919.3037 | 0 | 0 | 0 | 0 | 0 | 0 | 0 | 0 | 0 | 0 | 0 | 0 | 0 | 0 | 0 | 0 | 143047.2248 | 115725.7193 | 0 | 0 | 0 | 0 | 0 | 0 | 0 | 0 | 0 | 0 | 0 | 0 | 0 | 0 | 0
2016-10-16 17:00 | 0 | 0 | 0 | 0 | 0 | 0 | 675397.8411 | 430707 | 0 | 0 | 0 | 0 | 1939382.9662 | 799645.023 | 0 | 0 | 0 | 0 | 0 | 0 | 0 | 0 | 0 | 0 | 0 | 0 | 0 | 0 | 0 | 0 | 128965.1218 | 115725.7193 | 0 | 0 | 0 | 0 | 0 | 0 | 0 | 0 | 0 | 0 | 0 | 0 | 0 | 0 | 0
2016-10-16 18:00 | 0 | 0 | 0 | 0 | 0 | 0 | 656676.1154 | 442178 | 0 | 0 | 0 | 0 | 2038155.3623 | 915370.7423 | 0 | 0 | 0 | 0 | 0 | 0 | 0 | 0 | 0 | 0 | 0 | 0 | 0 | 0 | 0 | 0 | 98772.3961 | 115725.7193 | 0 | 0 | 0 | 0 | 0 | 0 | 0 | 0 | 0 | 0 | 0 | 0 | 0 | 0 | 0
2016-10-16 19:00 | 0 | 0 | 0 | 0 | 0 | 0 | 648524.2408 | 451589 | 0 | 0 | 0 | 0 | 2119364.8837 | 1031096.4616 | 0 | 0 | 0 | 0 | 0 | 0 | 0 | 0 | 0 | 0 | 0 | 0 | 0 | 0 | 0 | 0 | 81209.5215 | 115725.7193 | 0 | 0 | 0 | 0 | 0 | 0 | 0 | 0 | 0 | 0 | 0 | 0 | 0 | 0 | 0
2016-10-16 20:00 | 0 | 0 | 0 | 0 | 0 | 0 | 653183.3849 | 458822 | 0 | 0 | 0 | 0 | 2198000.5493 | 1146822.1809 | 0 | 0 | 0 | 0 | 0 | 0 | 0 | 0 | 0 | 0 | 0 | 0 | 0 | 0 | 0 | 0 | 78635.6656 | 115725.7193 | 0 | 0 | 0 | 0 | 0 | 0 | 0 | 0 | 0 | 0 | 0 | 0 | 0 | 0 | 0
2016-10-16 21:00 | 0 | 0 | 0 | 0 | 0 | 0 | 662804.7005 | 464628 | 0 | 0 | 0 | 0 | 2280451.5305 | 1262547.9002 | 0 | 0 | 0 | 0 | 0 | 0 | 0 | 0 | 0 | 0 | 0 | 0 | 0 | 0 | 0 | 0 | 82450.9812 | 115725.7193 | 0 | 0 | 0 | 0 | 0 | 0 | 0 | 0 | 0 | 0 | 0 | 0 | 0 | 0 | 0
2016-10-16 22:00 | 0 | 0 | 0 | 0 | 0 | 0 | 643585.483 | 467804 | 0 | 0 | 0 | 0 | 2340507.2942 | 1378273.6194 | 0 | 0 | 0 | 0 | 0 | 0 | 0 | 0 | 0 | 0 | 0 | 0 | 0 | 0 | 0 | 0 | 60055.7637 | 115725.7193 | 0 | 0 | 0 | 0 | 0 | 0 | 0 | 0 | 0 | 0 | 0 | 0 | 0 | 0 | 0
2016-10-16 23:00 | 0 | 0 | 0 | 0 | 0 | 0 | 479020.0688 | 471245 | 0 | 0 | 0 | 0 | 2232556.6437 | 1493999.3387 | 0 | 0 | 0 | 0 | 0 | 0 | 0 | 0 | 0 | 0 | 0 | 0 | 0 | 0 | 0 | 0 | -107950.6505 | 115725.7193 | 0 | 0 | 0 | 0 | 0 | 0 | 0 | 0 | 0 | 0 | 0 | 0 | 0 | 0 | 0
2016-10-17 | 0 | 0 | 0 | 0 | 0 | 616858.096 | 113336.9546 | 468534 | 0 | 0 | 0 | 0 | 2378491.975 | 1609725.058 | 0 | 0 | 0 | 0 | 0 | 0 | 0 | 0 | 0 | 0 | 0 | 0 | 0 | 0 | 0 | 0 | 145935.3312 | 115725.7193 | 0 | 0 | 0 | 0 | 0 | 0 | 0 | 0 | 0 | 0 | 0 | 0 | 0 | 0 | 0
2016-10-17 01:00 | 0 | 0 | 0 | 0 | 0 | 821608.0697 | 88.9645 | 453973 | 0 | 0 | 0 | 0 | 2630490.2899 | 1725450.7773 | 0 | 0 | 0 | 0 | 0 | 0 | 0 | 0 | 0 | 0 | 0 | 0 | 0 | 0 | 0 | 0 | 251998.3149 | 115725.7193 | 0 | 0 | 0 | 0 | 0 | 0 | 0 | 0 | 0 | 0 | 0 | 0 | 0 | 0 | 0
2016-10-17 02:00 | 0 | 0 | 0 | 0 | 0 | 795722.6295 | 0 | 431304 | 0 | 0 | 0 | 0 | 2882488.6048 | 1837871.0919 | 0 | 0 | 0 | 0 | 0 | 0 | 0 | 0 | 0 | 0 | 0 | 0 | 0 | 0 | 0 | 0 | 251998.3149 | 112420.3146 | 0 | 0 | 0 | 0 | 0 | 0 | 0 | 0 | 0 | 0 | 0 | 0 | 0 | 0 | 0
2016-10-17 03:00 | 0 | 0 | 0 | 0 | 0 | 36938.9658 | 0 | 404663 | 0 | 0 | 0 | 0 | 2630490.2899 | 1722145.3726 | 0 | 0 | 0 | 0 | 0 | 0 | 0 | 0 | 0 | 0 | 0 | 0 | 0 | 0 | 0 | 0 | -251998.3149 | -115725.7193 | 0 | 0 | 0 | 0 | 0 | 0 | 0 | 0 | 0 | 0 | 0 | 0 | 0 | 0 | 0
2016-10-17 04:00 | 0 | 0 | 0 | 0 | 0 | 516218.5956 | 0 | 379946 | 0 | 0 | 0 | 0 | 2882488.6048 | 1606419.6533 | 0 | 0 | 0 | 0 | 0 | 0 | 0 | 0 | 0 | 0 | 0 | 0 | 0 | 0 | 0 | 0 | 251998.3149 | -115725.7193 | 0 | 0 | 0 | 0 | 0 | 0 | 0 | 0 | 0 | 0 | 0 | 0 | 0 | 0 | 0
2016-10-17 05:00 | 0 | 0 | 0 | 0 | 0 | 224585.4044 | 0 | 360858 | 0 | 0 | 0 | 0 | 2630490.2899 | 1722145.3726 | 0 | 0 | 0 | 0 | 0 | 0 | 0 | 0 | 0 | 0 | 0 | 0 | 0 | 0 | 0 | 0 | -251998.3149 | 115725.7193 | 0 | 0 | 0 | 0 | 0 | 0 | 0 | 0 | 0 | 0 | 0 | 0 | 0 | 0 | 0
2016-10-17 06:00 | 0 | 0 | 0 | 0 | 0 | 0 | 0 | 347528 | 0 | 0 | 0 | 0 | 2378491.975 | 1626615.6876 | 0 | 0 | 0 | 0 | 0 | 0 | 0 | 0 | 0 | 0 | 0 | 0 | 0 | 0 | 0 | 0 | -251998.3149 | -95529.6851 | 0 | 0 | 0 | 0 | 0 | 0 | 0 | 0 | 0 | 0 | 0 | 0 | 0 | 0 | 0
2016-10-17 07:00 | 0 | 0 | 0 | 0 | 0 | 0 | 0 | 340423 | 0 | 0 | 0 | 0 | 2126493.66 | 1538191.0025 | 0 | 0 | 0 | 0 | 0 | 0 | 0 | 0 | 0 | 0 | 0 | 0 | 0 | 0 | 0 | 0 | -251998.3149 | -88424.6851 | 0 | 0 | 0 | 0 | 0 | 0 | 0 | 0 | 0 | 0 | 0 | 0 | 0 | 0 | 0
2016-10-17 08:00 | 0 | 0 | 0 | 0 | 0 | 476076.5956 | 0 | 339804 | 0 | 0 | 0 | 0 | 2378491.975 | 1422465.2832 | 0 | 0 | 0 | 0 | 0 | 0 | 0 | 0 | 0 | 0 | 0 | 0 | 0 | 0 | 0 | 0 | 251998.3149 | -115725.7193 | 0 | 0 | 0 | 0 | 0 | 0 | 0 | 0 | 0 | 0 | 0 | 0 | 0 | 0 | 0
2016-10-17 09:00 | 0 | 0 | 0 | 0 | 0 | 213350.4044 | 0 | 349623 | 0 | 0 | 0 | 0 | 2126493.66 | 1538191.0025 | 0 | 0 | 0 | 0 | 0 | 0 | 0 | 0 | 0 | 0 | 0 | 0 | 0 | 0 | 0 | 0 | -251998.3149 | 115725.7193 | 0 | 0 | 0 | 0 | 0 | 0 | 0 | 0 | 0 | 0 | 0 | 0 | 0 | 0 | 0
2016-10-17 10:00 | 0 | 0 | 0 | 0 | 0 | 8493.9658 | 0 | 376218 | 0 | 0 | 0 | 0 | 1874495.3451 | 1422465.2832 | 0 | 0 | 0 | 0 | 0 | 0 | 0 | 0 | 0 | 0 | 0 | 0 | 0 | 0 | 0 | 0 | -251998.3149 | -115725.7193 | 0 | 0 | 0 | 0 | 0 | 0 | 0 | 0 | 0 | 0 | 0 | 0 | 0 | 0 | 0
2016-10-17 11:00 | 0 | 0 | 0 | 0 | 0 | 36746.9658 | 0 | 404471 | 0 | 0 | 0 | 0 | 1622497.0301 | 1306739.5639 | 0 | 0 | 0 | 0 | 0 | 0 | 0 | 0 | 0 | 0 | 0 | 0 | 0 | 0 | 0 | 0 | -251998.3149 | -115725.7193 | 0 | 0 | 0 | 0 | 0 | 0 | 0 | 0 | 0 | 0 | 0 | 0 | 0 | 0 | 0
2016-10-17 12:00 | 0 | 0 | 0 | 0 | 0 | 52921.9658 | 0 | 420646 | 0 | 0 | 0 | 0 | 1370498.7152 | 1191013.8446 | 0 | 0 | 0 | 0 | 0 | 0 | 0 | 0 | 0 | 0 | 0 | 0 | 0 | 0 | 0 | 0 | -251998.3149 | -115725.7193 | 0 | 0 | 0 | 0 | 0 | 0 | 0 | 0 | 0 | 0 | 0 | 0 | 0 | 0 | 0
2016-10-17 13:00 | 0 | 0 | 0 | 0 | 0 | 523451.6883 | 8296.4728 | 436484 | 0 | 0 | 0 | 0 | 1350037.157 | 1306739.5639 | 0 | 0 | 0 | 0 | 0 | 0 | 0 | 0 | 0 | 0 | 0 | 0 | 0 | 0 | 0 | 0 | -20461.5582 | 115725.7193 | 0 | 0 | 0 | 0 | 0 | 0 | 0 | 0 | 0 | 0 | 0 | 0 | 0 | 0 | 0
2016-10-17 14:00 | 0 | 0 | 0 | 0 | 0 | 422614.6071 | 315002.8038 | 453409 | 0 | 0 | 0 | 0 | 1518519.8486 | 1422465.2832 | 0 | 0 | 0 | 0 | 0 | 0 | 0 | 0 | 0 | 0 | 0 | 0 | 0 | 0 | 0 | 0 | 168482.6916 | 115725.7193 | 0 | 0 | 0 | 0 | 0 | 0 | 0 | 0 | 0 | 0 | 0 | 0 | 0 | 0 | 0
2016-10-17 15:00 | 0 | 0 | 0 | 0 | 0 | 0 | 629840.9091 | 468848 | 0 | 0 | 0 | 0 | 1563787.0385 | 1538191.0025 | 0 | 0 | 0 | 0 | 0 | 0 | 0 | 0 | 0 | 0 | 0 | 0 | 0 | 0 | 0 | 0 | 45267.1898 | 115725.7193 | 0 | 0 | 0 | 0 | 0 | 0 | 0 | 0 | 0 | 0 | 0 | 0 | 0 | 0 | 0
2016-10-17 16:00 | 0 | 0 | 0 | 0 | 0 | 82510.7504 | 720663.8476 | 483953 | 0 | 0 | 0 | 0 | 1767282.9172 | 1653916.7218 | 0 | 0 | 0 | 0 | 0 | 0 | 0 | 0 | 0 | 0 | 0 | 0 | 0 | 0 | 0 | 0 | 203495.8787 | 115725.7193 | 0 | 0 | 0 | 0 | 0 | 0 | 0 | 0 | 0 | 0 | 0 | 0 | 0 | 0 | 0
2016-10-17 17:00 | 0 | 0 | 0 | 0 | 0 | 0 | 724312.4305 | 498846 | 0 | 0 | 0 | 0 | 1877023.6284 | 1769642.4411 | 0 | 0 | 0 | 0 | 0 | 0 | 0 | 0 | 0 | 0 | 0 | 0 | 0 | 0 | 0 | 0 | 109740.7112 | 115725.7193 | 0 | 0 | 0 | 0 | 0 | 0 | 0 | 0 | 0 | 0 | 0 | 0 | 0 | 0 | 0
2016-10-17 18:00 | 0 | 0 | 0 | 0 | 0 | 0 | 701768.8486 | 511978 | 0 | 0 | 0 | 0 | 1951088.7577 | 1885368.1604 | 0 | 0 | 0 | 0 | 0 | 0 | 0 | 0 | 0 | 0 | 0 | 0 | 0 | 0 | 0 | 0 | 74065.1293 | 115725.7193 | 0 | 0 | 0 | 0 | 0 | 0 | 0 | 0 | 0 | 0 | 0 | 0 | 0 | 0 | 0
2016-10-17 19:00 | 0 | 0 | 0 | 0 | 0 | 0 | 691596.4131 | 521613 | 0 | 0 | 0 | 0 | 2005346.4515 | 2001093.8797 | 0 | 0 | 0 | 0 | 0 | 0 | 0 | 0 | 0 | 0 | 0 | 0 | 0 | 0 | 0 | 0 | 54257.6938 | 115725.7193 | 0 | 0 | 0 | 0 | 0 | 0 | 0 | 0 | 0 | 0 | 0 | 0 | 0 | 0 | 0
2016-10-17 20:00 | 0 | 0 | 0 | 0 | 0 | 0 | 703962.1158 | 527488 | 0 | 0 | 0 | 0 | 2066094.848 | 2116819.599 | 0 | 0 | 0 | 0 | 0 | 0 | 0 | 0 | 0 | 0 | 0 | 0 | 0 | 0 | 0 | 0 | 60748.3965 | 115725.7193 | 0 | 0 | 0 | 0 | 0 | 0 | 0 | 0 | 0 | 0 | 0 | 0 | 0 | 0 | 0
2016-10-17 21:00 | 0 | 0 | 0 | 0 | 0 | 0 | 727080.7563 | 528429 | 0 | 0 | 0 | 0 | 2149020.885 | 2232545.3183 | 0 | 0 | 0 | 0 | 0 | 0 | 0 | 0 | 0 | 0 | 0 | 0 | 0 | 0 | 0 | 0 | 82926.037 | 115725.7193 | 0 | 0 | 0 | 0 | 0 | 0 | 0 | 0 | 0 | 0 | 0 | 0 | 0 | 0 | 0
2016-10-17 22:00 | 0 | 0 | 0 | 0 | 0 | 0 | 718600.6624 | 523606 | 0 | 0 | 0 | 0 | 2228289.8281 | 2348271.0376 | 0 | 0 | 0 | 0 | 0 | 0 | 0 | 0 | 0 | 0 | 0 | 0 | 0 | 0 | 0 | 0 | 79268.9431 | 115725.7193 | 0 | 0 | 0 | 0 | 0 | 0 | 0 | 0 | 0 | 0 | 0 | 0 | 0 | 0 | 0
2016-10-17 23:00 | 0 | 0 | 0 | 0 | 0 | 0 | 536263.5512 | 522334 | 0 | 0 | 0 | 0 | 2126493.66 | 2463996.7569 | 0 | 0 | 0 | 0 | 0 | 0 | 0 | 0 | 0 | 0 | 0 | 0 | 0 | 0 | 0 | 0 | -101796.1681 | 115725.7193 | 0 | 0 | 0 | 0 | 0 | 0 | 0 | 0 | 0 | 0 | 0 | 0 | 0 | 0 | 0
2016-10-18 | 0 | 0 | 0 | 0 | 0 | 755082.5937 | 127154.4405 | 514513 | 0 | 0 | 0 | 0 | 2378491.975 | 2579722.4762 | 0 | 0 | 0 | 0 | 0 | 0 | 0 | 0 | 0 | 0 | 0 | 0 | 0 | 0 | 0 | 0 | 251998.3149 | 115725.7193 | 0 | 0 | 0 | 0 | 0 | 0 | 0 | 0 | 0 | 0 | 0 | 0 | 0 | 0 | 0
2016-10-18 01:00 | 0 | 0 | 0 | 0 | 0 | 785140.1972 | 92.6321 | 495858 | 0 | 0 | 0 | 0 | 2630490.2899 | 2617098.9905 | 0 | 0 | 0 | 0 | 0 | 0 | 0 | 0 | 0 | 0 | 0 | 0 | 0 | 0 | 0 | 0 | 251998.3149 | 37376.5143 | 0 | 0 | 0 | 0 | 0 | 0 | 0 | 0 | 0 | 0 | 0 | 0 | 0 | 0 | 0
2016-10-18 02:00 | 0 | 0 | 0 | 0 | 0 | 604694.5956 | 0 | 468422 | 0 | 0 | 0 | 0 | 2882488.6048 | 2501373.2712 | 0 | 0 | 0 | 0 | 0 | 0 | 0 | 0 | 0 | 0 | 0 | 0 | 0 | 0 | 0 | 0 | 251998.3149 | -115725.7193 | 0 | 0 | 0 | 0 | 0 | 0 | 0 | 0 | 0 | 0 | 0 | 0 | 0 | 0 | 0
2016-10-18 03:00 | 0 | 0 | 0 | 0 | 0 | 299633.4044 | 0 | 435906 | 0 | 0 | 0 | 0 | 2630490.2899 | 2617098.9905 | 0 | 0 | 0 | 0 | 0 | 0 | 0 | 0 | 0 | 0 | 0 | 0 | 0 | 0 | 0 | 0 | -251998.3149 | 115725.7193 | 0 | 0 | 0 | 0 | 0 | 0 | 0 | 0 | 0 | 0 | 0 | 0 | 0 | 0 | 0
2016-10-18 04:00 | 0 | 0 | 0 | 0 | 0 | 269880.4044 | 0 | 406153 | 0 | 0 | 0 | 0 | 2378491.975 | 2732824.7098 | 0 | 0 | 0 | 0 | 0 | 0 | 0 | 0 | 0 | 0 | 0 | 0 | 0 | 0 | 0 | 0 | -251998.3149 | 115725.7193 | 0 | 0 | 0 | 0 | 0 | 0 | 0 | 0 | 0 | 0 | 0 | 0 | 0 | 0 | 0
2016-10-18 05:00 | 0 | 0 | 0 | 0 | 0 | 519446.5956 | 0 | 383174 | 0 | 0 | 0 | 0 | 2630490.2899 | 2617098.9905 | 0 | 0 | 0 | 0 | 0 | 0 | 0 | 0 | 0 | 0 | 0 | 0 | 0 | 0 | 0 | 0 | 251998.3149 | -115725.7193 | 0 | 0 | 0 | 0 | 0 | 0 | 0 | 0 | 0 | 0 | 0 | 0 | 0 | 0 | 0
2016-10-18 06:00 | 0 | 0 | 0 | 0 | 0 | 230826.4044 | 0 | 367099 | 0 | 0 | 0 | 0 | 2378491.975 | 2732824.7098 | 0 | 0 | 0 | 0 | 0 | 0 | 0 | 0 | 0 | 0 | 0 | 0 | 0 | 0 | 0 | 0 | -251998.3149 | 115725.7193 | 0 | 0 | 0 | 0 | 0 | 0 | 0 | 0 | 0 | 0 | 0 | 0 | 0 | 0 | 0
2016-10-18 07:00 | 0 | 0 | 0 | 0 | 0 | 0 | 0 | 357029 | 0 | 0 | 0 | 0 | 2126493.66 | 2627794.0247 | 0 | 0 | 0 | 0 | 0 | 0 | 0 | 0 | 0 | 0 | 0 | 0 | 0 | 0 | 0 | 0 | -251998.3149 | -105030.6851 | 0 | 0 | 0 | 0 | 0 | 0 | 0 | 0 | 0 | 0 | 0 | 0 | 0 | 0 | 0
2016-10-18 08:00 | 0 | 0 | 0 | 0 | 0 | 490805.5956 | 0 | 354533 | 0 | 0 | 0 | 0 | 2378491.975 | 2512068.3054 | 0 | 0 | 0 | 0 | 0 | 0 | 0 | 0 | 0 | 0 | 0 | 0 | 0 | 0 | 0 | 0 | 251998.3149 | -115725.7193 | 0 | 0 | 0 | 0 | 0 | 0 | 0 | 0 | 0 | 0 | 0 | 0 | 0 | 0 | 0
2016-10-18 09:00 | 0 | 0 | 0 | 0 | 0 | 0 | 0 | 363232 | 0 | 0 | 0 | 0 | 2126493.66 | 2400834.6204 | 0 | 0 | 0 | 0 | 0 | 0 | 0 | 0 | 0 | 0 | 0 | 0 | 0 | 0 | 0 | 0 | -251998.3149 | -111233.6851 | 0 | 0 | 0 | 0 | 0 | 0 | 0 | 0 | 0 | 0 | 0 | 0 | 0 | 0 | 0
2016-10-18 10:00 | 0 | 0 | 0 | 0 | 0 | 252007.4044 | 0 | 388280 | 0 | 0 | 0 | 0 | 1874495.3451 | 2516560.3397 | 0 | 0 | 0 | 0 | 0 | 0 | 0 | 0 | 0 | 0 | 0 | 0 | 0 | 0 | 0 | 0 | -251998.3149 | 115725.7193 | 0 | 0 | 0 | 0 | 0 | 0 | 0 | 0 | 0 | 0 | 0 | 0 | 0 | 0 | 0
2016-10-18 11:00 | 0 | 0 | 0 | 0 | 0 | 278326.4044 | 0 | 414599 | 0 | 0 | 0 | 0 | 1622497.0301 | 2632286.059 | 0 | 0 | 0 | 0 | 0 | 0 | 0 | 0 | 0 | 0 | 0 | 0 | 0 | 0 | 0 | 0 | -251998.3149 | 115725.7193 | 0 | 0 | 0 | 0 | 0 | 0 | 0 | 0 | 0 | 0 | 0 | 0 | 0 | 0 | 0
2016-10-18 12:00 | 0 | 0 | 0 | 0 | 0 | 60538.9658 | 0 | 428263 | 0 | 0 | 0 | 0 | 1370498.7152 | 2516560.3397 | 0 | 0 | 0 | 0 | 0 | 0 | 0 | 0 | 0 | 0 | 0 | 0 | 0 | 0 | 0 | 0 | -251998.3149 | -115725.7193 | 0 | 0 | 0 | 0 | 0 | 0 | 0 | 0 | 0 | 0 | 0 | 0 | 0 | 0 | 0
2016-10-18 13:00 | 0 | 0 | 0 | 0 | 0 | 434187.0614 | 6139.9954 | 443362 | 0 | 0 | 0 | 0 | 1251738.0527 | 2632286.059 | 0 | 0 | 0 | 0 | 0 | 0 | 0 | 0 | 0 | 0 | 0 | 0 | 0 | 0 | 0 | 0 | -118760.6625 | 115725.7193 | 0 | 0 | 0 | 0 | 0 | 0 | 0 | 0 | 0 | 0 | 0 | 0 | 0 | 0 | 0
2016-10-18 14:00 | 0 | 0 | 0 | 0 | 0 | 0 | 293418.823 | 459677 | 0 | 0 | 0 | 0 | 999739.7377 | 2718026.1969 | 0 | 0 | 0 | 0 | 0 | 0 | 0 | 0 | 0 | 0 | 0 | 0 | 0 | 0 | 0 | 0 | -251998.3149 | 85740.138 | 0 | 0 | 0 | 0 | 0 | 0 | 0 | 0 | 0 | 0 | 0 | 0 | 0 | 0 | 0
2016-10-18 15:00 | 0 | 0 | 0 | 0 | 0 | 0 | 704879.5903 | 473422 | 0 | 0 | 0 | 0 | 1115471.6087 | 2833751.9162 | 0 | 0 | 0 | 0 | 0 | 0 | 0 | 0 | 0 | 0 | 0 | 0 | 0 | 0 | 0 | 0 | 115731.871 | 115725.7193 | 0 | 0 | 0 | 0 | 0 | 0 | 0 | 0 | 0 | 0 | 0 | 0 | 0 | 0 | 0
2016-10-18 16:00 | 0 | 0 | 0 | 0 | 0 | 0 | 772131.9559 | 487336 | 0 | 0 | 0 | 0 | 1284541.8453 | 2949477.6355 | 0 | 0 | 0 | 0 | 0 | 0 | 0 | 0 | 0 | 0 | 0 | 0 | 0 | 0 | 0 | 0 | 169070.2367 | 115725.7193 | 0 | 0 | 0 | 0 | 0 | 0 | 0 | 0 | 0 | 0 | 0 | 0 | 0 | 0 | 0
2016-10-18 17:00 | 0 | 0 | 0 | 0 | 0 | 0 | 745614.8801 | 500972 | 0 | 0 | 0 | 0 | 1536540.1603 | 2942122.2006 | 0 | 0 | 0 | 0 | 0 | 0 | 0 | 0 | 0 | 0 | 0 | 0 | 0 | 0 | 0 | 0 | 251998.3149 | -7355.4349 | 0 | 0 | 0 | 0 | 0 | 0 | 0 | 0 | 0 | 0 | 0 | 0 | 0 | 0 | 0
2016-10-18 18:00 | 0 | 0 | 0 | 0 | 0 | 0 | 716634.7534 | 512847 | 0 | 0 | 0 | 0 | 1624602.1944 | 3057847.9199 | 0 | 0 | 0 | 0 | 0 | 0 | 0 | 0 | 0 | 0 | 0 | 0 | 0 | 0 | 0 | 0 | 88062.0341 | 115725.7193 | 0 | 0 | 0 | 0 | 0 | 0 | 0 | 0 | 0 | 0 | 0 | 0 | 0 | 0 | 0
2016-10-18 19:00 | 0 | 0 | 0 | 0 | 0 | 0 | 699786.7248 | 521572 | 0 | 0 | 0 | 0 | 1687091.1999 | 3173573.6392 | 0 | 0 | 0 | 0 | 0 | 0 | 0 | 0 | 0 | 0 | 0 | 0 | 0 | 0 | 0 | 0 | 62489.0055 | 115725.7193 | 0 | 0 | 0 | 0 | 0 | 0 | 0 | 0 | 0 | 0 | 0 | 0 | 0 | 0 | 0
2016-10-18 20:00 | 0 | 0 | 0 | 0 | 0 | 0 | 706877.1712 | 527230 | 0 | 0 | 0 | 0 | 1751012.6518 | 3289299.3585 | 0 | 0 | 0 | 0 | 0 | 0 | 0 | 0 | 0 | 0 | 0 | 0 | 0 | 0 | 0 | 0 | 63921.4519 | 115725.7193 | 0 | 0 | 0 | 0 | 0 | 0 | 0 | 0 | 0 | 0 | 0 | 0 | 0 | 0 | 0
2016-10-18 21:00 | 0 | 0 | 0 | 0 | 0 | 0 | 721411.6398 | 527453 | 0 | 0 | 0 | 0 | 2003010.9668 | 3231259.6834 | 0 | 0 | 0 | 0 | 0 | 0 | 0 | 0 | 0 | 0 | 0 | 0 | 0 | 0 | 0 | 0 | 251998.3149 | -58039.6752 | 0 | 0 | 0 | 0 | 0 | 0 | 0 | 0 | 0 | 0 | 0 | 0 | 0 | 0 | 0
2016-10-18 22:00 | 0 | 0 | 0 | 0 | 0 | 0 | 700982.5711 | 522155 | 0 | 0 | 0 | 0 | 2066112.8186 | 3346985.4027 | 0 | 0 | 0 | 0 | 0 | 0 | 0 | 0 | 0 | 0 | 0 | 0 | 0 | 0 | 0 | 0 | 63101.8518 | 115725.7193 | 0 | 0 | 0 | 0 | 0 | 0 | 0 | 0 | 0 | 0 | 0 | 0 | 0 | 0 | 0
2016-10-18 23:00 | 0 | 0 | 0 | 0 | 0 | 0 | 520029.1503 | 520044 | 0 | 0 | 0 | 0 | 2181823.6882 | 3231259.6834 | 0 | 0 | 0 | 0 | 0 | 0 | 0 | 0 | 0 | 0 | 0 | 0 | 0 | 0 | 0 | 0 | 115710.8696 | -115725.7193 | 0 | 0 | 0 | 0 | 0 | 0 | 0 | 0 | 0 | 0 | 0 | 0 | 0 | 0 | 0
2016-10-19 | 0 | 0 | 0 | 0 | 0 | 343405.6887 | 124644.9186 | 512531 | 0 | 0 | 0 | 0 | 2253069.0148 | 3115533.9641 | 0 | 0 | 0 | 0 | 0 | 0 | 0 | 0 | 0 | 0 | 0 | 0 | 0 | 0 | 0 | 0 | 71245.3266 | -115725.7193 | 0 | 0 | 0 | 0 | 0 | 0 | 0 | 0 | 0 | 0 | 0 | 0 | 0 | 0 | 0
2016-10-19 01:00 | 0 | 0 | 0 | 0 | 0 | 407028.1938 | 64.7586 | 493705 | 0 | 0 | 0 | 0 | 2050731.2479 | 3231259.6834 | 0 | 0 | 0 | 0 | 0 | 0 | 0 | 0 | 0 | 0 | 0 | 0 | 0 | 0 | 0 | 0 | -202337.7669 | 115725.7193 | 0 | 0 | 0 | 0 | 0 | 0 | 0 | 0 | 0 | 0 | 0 | 0 | 0 | 0 | 0
2016-10-19 02:00 | 0 | 0 | 0 | 0 | 0 | 427213.6361 | 0 | 465734 | 0 | 0 | 0 | 0 | 2127936.6033 | 3115533.9641 | 0 | 0 | 0 | 0 | 0 | 0 | 0 | 0 | 0 | 0 | 0 | 0 | 0 | 0 | 0 | 0 | 77205.3554 | -115725.7193 | 0 | 0 | 0 | 0 | 0 | 0 | 0 | 0 | 0 | 0 | 0 | 0 | 0 | 0 | 0
2016-10-19 03:00 | 0 | 0 | 0 | 0 | 0 | 66657.9658 | 0 | 434382 | 0 | 0 | 0 | 0 | 1875938.2884 | 2999808.2448 | 0 | 0 | 0 | 0 | 0 | 0 | 0 | 0 | 0 | 0 | 0 | 0 | 0 | 0 | 0 | 0 | -251998.3149 | -115725.7193 | 0 | 0 | 0 | 0 | 0 | 0 | 0 | 0 | 0 | 0 | 0 | 0 | 0 | 0 | 0
2016-10-19 04:00 | 0 | 0 | 0 | 0 | 0 | 391722.4004 | 0 | 404120 | 0 | 0 | 0 | 0 | 1979266.408 | 2884082.5255 | 0 | 0 | 0 | 0 | 0 | 0 | 0 | 0 | 0 | 0 | 0 | 0 | 0 | 0 | 0 | 0 | 103328.1197 | -115725.7193 | 0 | 0 | 0 | 0 | 0 | 0 | 0 | 0 | 0 | 0 | 0 | 0 | 0 | 0 | 0
2016-10-19 05:00 | 0 | 0 | 0 | 0 | 0 | 360013.0619 | 0 | 381461 | 0 | 0 | 0 | 0 | 2073544.1893 | 2768356.8062 | 0 | 0 | 0 | 0 | 0 | 0 | 0 | 0 | 0 | 0 | 0 | 0 | 0 | 0 | 0 | 0 | 94277.7812 | -115725.7193 | 0 | 0 | 0 | 0 | 0 | 0 | 0 | 0 | 0 | 0 | 0 | 0 | 0 | 0 | 0
2016-10-19 06:00 | 0 | 0 | 0 | 0 | 0 | 0 | 0 | 365213 | 0 | 0 | 0 | 0 | 1821545.8743 | 2655142.1211 | 0 | 0 | 0 | 0 | 0 | 0 | 0 | 0 | 0 | 0 | 0 | 0 | 0 | 0 | 0 | 0 | -251998.3149 | -113214.6851 | 0 | 0 | 0 | 0 | 0 | 0 | 0 | 0 | 0 | 0 | 0 | 0 | 0 | 0 | 0
2016-10-19 07:00 | 0 | 0 | 0 | 0 | 0 | 311757.0725 | 0 | 355191 | 0 | 0 | 0 | 0 | 1662386.2275 | 2770867.8404 | 0 | 0 | 0 | 0 | 0 | 0 | 0 | 0 | 0 | 0 | 0 | 0 | 0 | 0 | 0 | 0 | -159159.6468 | 115725.7193 | 0 | 0 | 0 | 0 | 0 | 0 | 0 | 0 | 0 | 0 | 0 | 0 | 0 | 0 | 0
2016-10-19 08:00 | 0 | 0 | 0 | 0 | 0 | 0 | 0 | 353273 | 0 | 0 | 0 | 0 | 1410387.9126 | 2669593.1554 | 0 | 0 | 0 | 0 | 0 | 0 | 0 | 0 | 0 | 0 | 0 | 0 | 0 | 0 | 0 | 0 | -251998.3149 | -101274.6851 | 0 | 0 | 0 | 0 | 0 | 0 | 0 | 0 | 0 | 0 | 0 | 0 | 0 | 0 | 0
2016-10-19 09:00 | 0 | 0 | 0 | 0 | 0 | 280169.8624 | 0 | 362507 | 0 | 0 | 0 | 0 | 1212325.0557 | 2785318.8747 | 0 | 0 | 0 | 0 | 0 | 0 | 0 | 0 | 0 | 0 | 0 | 0 | 0 | 0 | 0 | 0 | -198062.8569 | 115725.7193 | 0 | 0 | 0 | 0 | 0 | 0 | 0 | 0 | 0 | 0 | 0 | 0 | 0 | 0 | 0
2016-10-19 10:00 | 0 | 0 | 0 | 0 | 0 | 20122.9658 | 0 | 387847 | 0 | 0 | 0 | 0 | 960326.7407 | 2669593.1554 | 0 | 0 | 0 | 0 | 0 | 0 | 0 | 0 | 0 | 0 | 0 | 0 | 0 | 0 | 0 | 0 | -251998.3149 | -115725.7193 | 0 | 0 | 0 | 0 | 0 | 0 | 0 | 0 | 0 | 0 | 0 | 0 | 0 | 0 | 0
2016-10-19 11:00 | 0 | 0 | 0 | 0 | 0 | 275916.8753 | 0 | 413174 | 0 | 0 | 0 | 0 | 938795.3353 | 2553867.4361 | 0 | 0 | 0 | 0 | 0 | 0 | 0 | 0 | 0 | 0 | 0 | 0 | 0 | 0 | 0 | 0 | -21531.4054 | -115725.7193 | 0 | 0 | 0 | 0 | 0 | 0 | 0 | 0 | 0 | 0 | 0 | 0 | 0 | 0 | 0
2016-10-19 12:00 | 0 | 0 | 0 | 0 | 0 | 60188.9658 | 0 | 427913 | 0 | 0 | 0 | 0 | 686797.0204 | 2438141.7168 | 0 | 0 | 0 | 0 | 0 | 0 | 0 | 0 | 0 | 0 | 0 | 0 | 0 | 0 | 0 | 0 | -251998.3149 | -115725.7193 | 0 | 0 | 0 | 0 | 0 | 0 | 0 | 0 | 0 | 0 | 0 | 0 | 0 | 0 | 0
2016-10-19 13:00 | 0 | 0 | 0 | 0 | 0 | 236008.9487 | 5270.0012 | 441862 | 0 | 0 | 0 | 0 | 601939.6895 | 2322415.9975 | 0 | 0 | 0 | 0 | 0 | 0 | 0 | 0 | 0 | 0 | 0 | 0 | 0 | 0 | 0 | 0 | -84857.3308 | -115725.7193 | 0 | 0 | 0 | 0 | 0 | 0 | 0 | 0 | 0 | 0 | 0 | 0 | 0 | 0 | 0
2016-10-19 14:00 | 0 | 0 | 0 | 0 | 0 | 0 | 281332.2823 | 458750 | 0 | 0 | 0 | 0 | 540247.6911 | 2206690.2782 | 0 | 0 | 0 | 0 | 0 | 0 | 0 | 0 | 0 | 0 | 0 | 0 | 0 | 0 | 0 | 0 | -61691.9984 | -115725.7193 | 0 | 0 | 0 | 0 | 0 | 0 | 0 | 0 | 0 | 0 | 0 | 0 | 0 | 0 | 0
2016-10-19 15:00 | 0 | 0 | 0 | 0 | 0 | 0 | 724554.1436 | 474396 | 0 | 0 | 0 | 0 | 792246.0061 | 2204850.1068 | 0 | 0 | 0 | 0 | 0 | 0 | 0 | 0 | 0 | 0 | 0 | 0 | 0 | 0 | 0 | 0 | 251998.3149 | -1840.1714 | 0 | 0 | 0 | 0 | 0 | 0 | 0 | 0 | 0 | 0 | 0 | 0 | 0 | 0 | 0
2016-10-19 16:00 | 0 | 0 | 0 | 0 | 0 | 0 | 779222.9556 | 488621 | 0 | 0 | 0 | 0 | 1044244.321 | 2243453.7475 | 0 | 0 | 0 | 0 | 0 | 0 | 0 | 0 | 0 | 0 | 0 | 0 | 0 | 0 | 0 | 0 | 251998.3149 | 38603.6407 | 0 | 0 | 0 | 0 | 0 | 0 | 0 | 0 | 0 | 0 | 0 | 0 | 0 | 0 | 0
2016-10-19 17:00 | 0 | 0 | 0 | 0 | 0 | 0 | 751970.3393 | 504233 | 0 | 0 | 0 | 0 | 1296242.636 | 2239192.7718 | 0 | 0 | 0 | 0 | 0 | 0 | 0 | 0 | 0 | 0 | 0 | 0 | 0 | 0 | 0 | 0 | 251998.3149 | -4260.9756 | 0 | 0 | 0 | 0 | 0 | 0 | 0 | 0 | 0 | 0 | 0 | 0 | 0 | 0 | 0
2016-10-19 18:00 | 0 | 0 | 0 | 0 | 0 | 0 | 722910.1163 | 514868 | 0 | 0 | 0 | 0 | 1388559.033 | 2354918.4911 | 0 | 0 | 0 | 0 | 0 | 0 | 0 | 0 | 0 | 0 | 0 | 0 | 0 | 0 | 0 | 0 | 92316.397 | 115725.7193 | 0 | 0 | 0 | 0 | 0 | 0 | 0 | 0 | 0 | 0 | 0 | 0 | 0 | 0 | 0
2016-10-19 19:00 | 0 | 0 | 0 | 0 | 0 | 0 | 708760.9772 | 522783 | 0 | 0 | 0 | 0 | 1640557.3479 | 2288898.1534 | 0 | 0 | 0 | 0 | 0 | 0 | 0 | 0 | 0 | 0 | 0 | 0 | 0 | 0 | 0 | 0 | 251998.3149 | -66020.3378 | 0 | 0 | 0 | 0 | 0 | 0 | 0 | 0 | 0 | 0 | 0 | 0 | 0 | 0 | 0
2016-10-19 20:00 | 0 | 0 | 0 | 0 | 0 | 0 | 718277.738 | 526819 | 0 | 0 | 0 | 0 | 1892555.6629 | 2228358.5765 | 0 | 0 | 0 | 0 | 0 | 0 | 0 | 0 | 0 | 0 | 0 | 0 | 0 | 0 | 0 | 0 | 251998.3149 | -60539.5769 | 0 | 0 | 0 | 0 | 0 | 0 | 0 | 0 | 0 | 0 | 0 | 0 | 0 | 0 | 0
2016-10-19 21:00 | 0 | 0 | 0 | 0 | 0 | 0 | 734649.9061 | 524964 | 0 | 0 | 0 | 0 | 2144553.9778 | 2186046.1676 | 0 | 0 | 0 | 0 | 0 | 0 | 0 | 0 | 0 | 0 | 0 | 0 | 0 | 0 | 0 | 0 | 251998.3149 | -42312.4089 | 0 | 0 | 0 | 0 | 0 | 0 | 0 | 0 | 0 | 0 | 0 | 0 | 0 | 0 | 0
2016-10-19 22:00 | 0 | 0 | 0 | 0 | 0 | 0 | 721803.619 | 520100 | 0 | 0 | 0 | 0 | 2396552.2927 | 2135751.4717 | 0 | 0 | 0 | 0 | 0 | 0 | 0 | 0 | 0 | 0 | 0 | 0 | 0 | 0 | 0 | 0 | 251998.3149 | -50294.6959 | 0 | 0 | 0 | 0 | 0 | 0 | 0 | 0 | 0 | 0 | 0 | 0 | 0 | 0 | 0
2016-10-19 23:00 | 0 | 0 | 0 | 0 | 0 | 0 | 541402.9968 | 519054 | 0 | 0 | 0 | 0 | 2534627.0088 | 2020025.7524 | 0 | 0 | 0 | 0 | 0 | 0 | 0 | 0 | 0 | 0 | 0 | 0 | 0 | 0 | 0 | 0 | 138074.7161 | -115725.7193 | 0 | 0 | 0 | 0 | 0 | 0 | 0 | 0 | 0 | 0 | 0 | 0 | 0 | 0 | 0
2016-10-20 | 0 | 0 | 0 | 0 | 0 | 21689.8489 | 120520.1169 | 509934 | 0 | 0 | 0 | 0 | 2282628.6939 | 1904300.0331 | 0 | 0 | 0 | 0 | 0 | 0 | 0 | 0 | 0 | 0 | 0 | 0 | 0 | 0 | 0 | 0 | -251998.3149 | -115725.7193 | 0 | 0 | 0 | 0 | 0 | 0 | 0 | 0 | 0 | 0 | 0 | 0 | 0 | 0 | 0
2016-10-20 01:00 | 0 | 0 | 0 | 0 | 0 | 473763.2992 | 53.4416 | 488304 | 0 | 0 | 0 | 0 | 2152415.7153 | 2020025.7524 | 0 | 0 | 0 | 0 | 0 | 0 | 0 | 0 | 0 | 0 | 0 | 0 | 0 | 0 | 0 | 0 | -130212.9786 | 115725.7193 | 0 | 0 | 0 | 0 | 0 | 0 | 0 | 0 | 0 | 0 | 0 | 0 | 0 | 0 | 0
2016-10-20 02:00 | 0 | 0 | 0 | 0 | 0 | 445984.6701 | 0 | 461216 | 0 | 0 | 0 | 0 | 2021458.6661 | 2135751.4717 | 0 | 0 | 0 | 0 | 0 | 0 | 0 | 0 | 0 | 0 | 0 | 0 | 0 | 0 | 0 | 0 | -130957.0492 | 115725.7193 | 0 | 0 | 0 | 0 | 0 | 0 | 0 | 0 | 0 | 0 | 0 | 0 | 0 | 0 | 0
2016-10-20 03:00 | 0 | 0 | 0 | 0 | 0 | 412043.4709 | 0 | 433142 | 0 | 0 | 0 | 0 | 2116085.8563 | 2020025.7524 | 0 | 0 | 0 | 0 | 0 | 0 | 0 | 0 | 0 | 0 | 0 | 0 | 0 | 0 | 0 | 0 | 94627.1902 | -115725.7193 | 0 | 0 | 0 | 0 | 0 | 0 | 0 | 0 | 0 | 0 | 0 | 0 | 0 | 0 | 0
2016-10-20 04:00 | 0 | 0 | 0 | 0 | 0 | 34322.9658 | 0 | 402047 | 0 | 0 | 0 | 0 | 1864087.5413 | 1904300.0331 | 0 | 0 | 0 | 0 | 0 | 0 | 0 | 0 | 0 | 0 | 0 | 0 | 0 | 0 | 0 | 0 | -251998.3149 | -115725.7193 | 0 | 0 | 0 | 0 | 0 | 0 | 0 | 0 | 0 | 0 | 0 | 0 | 0 | 0 | 0
2016-10-20 05:00 | 0 | 0 | 0 | 0 | 0 | 11379.9658 | 0 | 379104 | 0 | 0 | 0 | 0 | 1612089.2264 | 1788574.3138 | 0 | 0 | 0 | 0 | 0 | 0 | 0 | 0 | 0 | 0 | 0 | 0 | 0 | 0 | 0 | 0 | -251998.3149 | -115725.7193 | 0 | 0 | 0 | 0 | 0 | 0 | 0 | 0 | 0 | 0 | 0 | 0 | 0 | 0 | 0
2016-10-20 06:00 | 0 | 0 | 0 | 0 | 0 | 420593.2841 | 0 | 362360 | 0 | 0 | 0 | 0 | 1554596.7912 | 1904300.0331 | 0 | 0 | 0 | 0 | 0 | 0 | 0 | 0 | 0 | 0 | 0 | 0 | 0 | 0 | 0 | 0 | -57492.4352 | 115725.7193 | 0 | 0 | 0 | 0 | 0 | 0 | 0 | 0 | 0 | 0 | 0 | 0 | 0 | 0 | 0
2016-10-20 07:00 | 0 | 0 | 0 | 0 | 0 | 0 | 0 | 352629 | 0 | 0 | 0 | 0 | 1302598.4763 | 1803669.3481 | 0 | 0 | 0 | 0 | 0 | 0 | 0 | 0 | 0 | 0 | 0 | 0 | 0 | 0 | 0 | 0 | -251998.3149 | -100630.6851 | 0 | 0 | 0 | 0 | 0 | 0 | 0 | 0 | 0 | 0 | 0 | 0 | 0 | 0 | 0
2016-10-20 08:00 | 0 | 0 | 0 | 0 | 0 | 0 | 0 | 350469 | 0 | 0 | 0 | 0 | 1050600.1614 | 1705198.663 | 0 | 0 | 0 | 0 | 0 | 0 | 0 | 0 | 0 | 0 | 0 | 0 | 0 | 0 | 0 | 0 | -251998.3149 | -98470.6851 | 0 | 0 | 0 | 0 | 0 | 0 | 0 | 0 | 0 | 0 | 0 | 0 | 0 | 0 | 0
2016-10-20 09:00 | 0 | 0 | 0 | 0 | 0 | 443937.0218 | 0 | 358516 | 0 | 0 | 0 | 0 | 1251746.9025 | 1589472.9437 | 0 | 0 | 0 | 0 | 0 | 0 | 0 | 0 | 0 | 0 | 0 | 0 | 0 | 0 | 0 | 0 | 201146.7411 | -115725.7193 | 0 | 0 | 0 | 0 | 0 | 0 | 0 | 0 | 0 | 0 | 0 | 0 | 0 | 0 | 0
2016-10-20 10:00 | 0 | 0 | 0 | 0 | 0 | 14480.9658 | 0 | 382205 | 0 | 0 | 0 | 0 | 999748.5875 | 1473747.2244 | 0 | 0 | 0 | 0 | 0 | 0 | 0 | 0 | 0 | 0 | 0 | 0 | 0 | 0 | 0 | 0 | -251998.3149 | -115725.7193 | 0 | 0 | 0 | 0 | 0 | 0 | 0 | 0 | 0 | 0 | 0 | 0 | 0 | 0 | 0
2016-10-20 11:00 | 0 | 0 | 0 | 0 | 0 | 39917.9658 | 0 | 407642 | 0 | 0 | 0 | 0 | 747750.2726 | 1358021.5051 | 0 | 0 | 0 | 0 | 0 | 0 | 0 | 0 | 0 | 0 | 0 | 0 | 0 | 0 | 0 | 0 | -251998.3149 | -115725.7193 | 0 | 0 | 0 | 0 | 0 | 0 | 0 | 0 | 0 | 0 | 0 | 0 | 0 | 0 | 0
2016-10-20 12:00 | 0 | 0 | 0 | 0 | 0 | 285054.4044 | 0 | 421327 | 0 | 0 | 0 | 0 | 495751.9576 | 1473747.2244 | 0 | 0 | 0 | 0 | 0 | 0 | 0 | 0 | 0 | 0 | 0 | 0 | 0 | 0 | 0 | 0 | -251998.3149 | 115725.7193 | 0 | 0 | 0 | 0 | 0 | 0 | 0 | 0 | 0 | 0 | 0 | 0 | 0 | 0 | 0
2016-10-20 13:00 | 0 | 0 | 0 | 0 | 0 | 373830.0021 | 5004.4563 | 433915 | 0 | 0 | 0 | 0 | 556397.1354 | 1358021.5051 | 0 | 0 | 0 | 0 | 0 | 0 | 0 | 0 | 0 | 0 | 0 | 0 | 0 | 0 | 0 | 0 | 60645.1777 | -115725.7193 | 0 | 0 | 0 | 0 | 0 | 0 | 0 | 0 | 0 | 0 | 0 | 0 | 0 | 0 | 0
2016-10-20 14:00 | 0 | 0 | 0 | 0 | 0 | 0 | 260478.0786 | 446863 | 0 | 0 | 0 | 0 | 485737.9333 | 1242295.7858 | 0 | 0 | 0 | 0 | 0 | 0 | 0 | 0 | 0 | 0 | 0 | 0 | 0 | 0 | 0 | 0 | -70659.2021 | -115725.7193 | 0 | 0 | 0 | 0 | 0 | 0 | 0 | 0 | 0 | 0 | 0 | 0 | 0 | 0 | 0
2016-10-20 15:00 | 0 | 0 | 0 | 0 | 0 | 0 | 711672.8827 | 458334 | 0 | 0 | 0 | 0 | 737736.2482 | 1243636.3535 | 0 | 0 | 0 | 0 | 0 | 0 | 0 | 0 | 0 | 0 | 0 | 0 | 0 | 0 | 0 | 0 | 251998.3149 | 1340.5677 | 0 | 0 | 0 | 0 | 0 | 0 | 0 | 0 | 0 | 0 | 0 | 0 | 0 | 0 | 0
2016-10-20 16:00 | 0 | 0 | 0 | 0 | 0 | 0 | 770238.8417 | 468446 | 0 | 0 | 0 | 0 | 989734.5632 | 1293430.8803 | 0 | 0 | 0 | 0 | 0 | 0 | 0 | 0 | 0 | 0 | 0 | 0 | 0 | 0 | 0 | 0 | 251998.3149 | 49794.5268 | 0 | 0 | 0 | 0 | 0 | 0 | 0 | 0 | 0 | 0 | 0 | 0 | 0 | 0 | 0
2016-10-20 17:00 | 0 | 0 | 0 | 0 | 0 | 0 | 756316.8115 | 477166 | 0 | 0 | 0 | 0 | 1241732.8781 | 1320583.3768 | 0 | 0 | 0 | 0 | 0 | 0 | 0 | 0 | 0 | 0 | 0 | 0 | 0 | 0 | 0 | 0 | 251998.3149 | 27152.4965 | 0 | 0 | 0 | 0 | 0 | 0 | 0 | 0 | 0 | 0 | 0 | 0 | 0 | 0 | 0
2016-10-20 18:00 | 0 | 0 | 0 | 0 | 0 | 121517.5591 | 729539.4751 | 483333 | 0 | 0 | 0 | 0 | 1493731.193 | 1436309.0961 | 0 | 0 | 0 | 0 | 0 | 0 | 0 | 0 | 0 | 0 | 0 | 0 | 0 | 0 | 0 | 0 | 251998.3149 | 115725.7193 | 0 | 0 | 0 | 0 | 0 | 0 | 0 | 0 | 0 | 0 | 0 | 0 | 0 | 0 | 0
2016-10-20 19:00 | 0 | 0 | 0 | 0 | 0 | 0 | 715239.9074 | 485984 | 0 | 0 | 0 | 0 | 1607261.3812 | 1552034.8154 | 0 | 0 | 0 | 0 | 0 | 0 | 0 | 0 | 0 | 0 | 0 | 0 | 0 | 0 | 0 | 0 | 113530.1881 | 115725.7193 | 0 | 0 | 0 | 0 | 0 | 0 | 0 | 0 | 0 | 0 | 0 | 0 | 0 | 0 | 0
2016-10-20 20:00 | 0 | 0 | 0 | 0 | 0 | 0 | 725213.8923 | 487956 | 0 | 0 | 0 | 0 | 1810569.535 | 1585984.5539 | 0 | 0 | 0 | 0 | 0 | 0 | 0 | 0 | 0 | 0 | 0 | 0 | 0 | 0 | 0 | 0 | 203308.1539 | 33949.7385 | 0 | 0 | 0 | 0 | 0 | 0 | 0 | 0 | 0 | 0 | 0 | 0 | 0 | 0 | 0
2016-10-20 21:00 | 0 | 0 | 0 | 0 | 0 | 0 | 743899.4915 | 486898 | 0 | 0 | 0 | 0 | 1951845.3073 | 1701710.2732 | 0 | 0 | 0 | 0 | 0 | 0 | 0 | 0 | 0 | 0 | 0 | 0 | 0 | 0 | 0 | 0 | 141275.7722 | 115725.7193 | 0 | 0 | 0 | 0 | 0 | 0 | 0 | 0 | 0 | 0 | 0 | 0 | 0 | 0 | 0
2016-10-20 22:00 | 0 | 0 | 0 | 0 | 0 | 0 | 733162.1085 | 485387 | 0 | 0 | 0 | 0 | 2203843.6222 | 1697487.0667 | 0 | 0 | 0 | 0 | 0 | 0 | 0 | 0 | 0 | 0 | 0 | 0 | 0 | 0 | 0 | 0 | 251998.3149 | -4223.2065 | 0 | 0 | 0 | 0 | 0 | 0 | 0 | 0 | 0 | 0 | 0 | 0 | 0 | 0 | 0
2016-10-20 23:00 | 0 | 0 | 0 | 0 | 0 | 0 | 544637.223 | 487256 | 0 | 0 | 0 | 0 | 2145499.126 | 1813212.786 | 0 | 0 | 0 | 0 | 0 | 0 | 0 | 0 | 0 | 0 | 0 | 0 | 0 | 0 | 0 | 0 | -58344.4962 | 115725.7193 | 0 | 0 | 0 | 0 | 0 | 0 | 0 | 0 | 0 | 0 | 0 | 0 | 0 | 0 | 0
2016-10-21 | 0 | 0 | 0 | 0 | 0 | 0 | 124058.521 | 481349 | 0 | 0 | 0 | 0 | 1903934.3663 | 1697487.0667 | 0 | 0 | 0 | 0 | 0 | 0 | 0 | 0 | 0 | 0 | 0 | 0 | 0 | 0 | 0 | 0 | -241564.7597 | -115725.7193 | 0 | 0 | 0 | 0 | 0 | 0 | 0 | 0 | 0 | 0 | 0 | 0 | 0 | 0 | 0
2016-10-21 01:00 | 0 | 0 | 0 | 0 | 0 | 388202.5689 | 34.7894 | 464833 | 0 | 0 | 0 | 0 | 1711613.0054 | 1813212.786 | 0 | 0 | 0 | 0 | 0 | 0 | 0 | 0 | 0 | 0 | 0 | 0 | 0 | 0 | 0 | 0 | -192321.3609 | 115725.7193 | 0 | 0 | 0 | 0 | 0 | 0 | 0 | 0 | 0 | 0 | 0 | 0 | 0 | 0 | 0
2016-10-21 02:00 | 0 | 0 | 0 | 0 | 0 | 73014.9658 | 0 | 440739 | 0 | 0 | 0 | 0 | 1459614.6904 | 1697487.0667 | 0 | 0 | 0 | 0 | 0 | 0 | 0 | 0 | 0 | 0 | 0 | 0 | 0 | 0 | 0 | 0 | -251998.3149 | -115725.7193 | 0 | 0 | 0 | 0 | 0 | 0 | 0 | 0 | 0 | 0 | 0 | 0 | 0 | 0 | 0
2016-10-21 03:00 | 0 | 0 | 0 | 0 | 0 | 275081.4044 | 0 | 411354 | 0 | 0 | 0 | 0 | 1207616.3755 | 1813212.786 | 0 | 0 | 0 | 0 | 0 | 0 | 0 | 0 | 0 | 0 | 0 | 0 | 0 | 0 | 0 | 0 | -251998.3149 | 115725.7193 | 0 | 0 | 0 | 0 | 0 | 0 | 0 | 0 | 0 | 0 | 0 | 0 | 0 | 0 | 0
2016-10-21 04:00 | 0 | 0 | 0 | 0 | 0 | 521061.5956 | 0 | 384789 | 0 | 0 | 0 | 0 | 1459614.6904 | 1697487.0667 | 0 | 0 | 0 | 0 | 0 | 0 | 0 | 0 | 0 | 0 | 0 | 0 | 0 | 0 | 0 | 0 | 251998.3149 | -115725.7193 | 0 | 0 | 0 | 0 | 0 | 0 | 0 | 0 | 0 | 0 | 0 | 0 | 0 | 0 | 0
2016-10-21 05:00 | 0 | 0 | 0 | 0 | 0 | 0 | 0 | 365676 | 0 | 0 | 0 | 0 | 1207616.3755 | 1583809.3817 | 0 | 0 | 0 | 0 | 0 | 0 | 0 | 0 | 0 | 0 | 0 | 0 | 0 | 0 | 0 | 0 | -251998.3149 | -113677.6851 | 0 | 0 | 0 | 0 | 0 | 0 | 0 | 0 | 0 | 0 | 0 | 0 | 0 | 0 | 0
2016-10-21 06:00 | 0 | 0 | 0 | 0 | 0 | 214659.4044 | 0 | 350932 | 0 | 0 | 0 | 0 | 955618.0605 | 1699535.101 | 0 | 0 | 0 | 0 | 0 | 0 | 0 | 0 | 0 | 0 | 0 | 0 | 0 | 0 | 0 | 0 | -251998.3149 | 115725.7193 | 0 | 0 | 0 | 0 | 0 | 0 | 0 | 0 | 0 | 0 | 0 | 0 | 0 | 0 | 0
2016-10-21 07:00 | 0 | 0 | 0 | 0 | 0 | 0 | 0 | 342072 | 0 | 0 | 0 | 0 | 703619.7456 | 1609461.4159 | 0 | 0 | 0 | 0 | 0 | 0 | 0 | 0 | 0 | 0 | 0 | 0 | 0 | 0 | 0 | 0 | -251998.3149 | -90073.6851 | 0 | 0 | 0 | 0 | 0 | 0 | 0 | 0 | 0 | 0 | 0 | 0 | 0 | 0 | 0
2016-10-21 08:00 | 0 | 0 | 0 | 0 | 0 | 519830.4445 | 0 | 340233 | 0 | 0 | 0 | 0 | 767491.4708 | 1725187.1352 | 0 | 0 | 0 | 0 | 0 | 0 | 0 | 0 | 0 | 0 | 0 | 0 | 0 | 0 | 0 | 0 | 63871.7252 | 115725.7193 | 0 | 0 | 0 | 0 | 0 | 0 | 0 | 0 | 0 | 0 | 0 | 0 | 0 | 0 | 0
2016-10-21 09:00 | 0 | 0 | 0 | 0 | 0 | 512026.0187 | 0 | 347723 | 0 | 0 | 0 | 0 | 816068.7703 | 1840912.8545 | 0 | 0 | 0 | 0 | 0 | 0 | 0 | 0 | 0 | 0 | 0 | 0 | 0 | 0 | 0 | 0 | 48577.2994 | 115725.7193 | 0 | 0 | 0 | 0 | 0 | 0 | 0 | 0 | 0 | 0 | 0 | 0 | 0 | 0 | 0
2016-10-21 10:00 | 0 | 0 | 0 | 0 | 0 | 2210.9658 | 0 | 369935 | 0 | 0 | 0 | 0 | 564070.4553 | 1725187.1352 | 0 | 0 | 0 | 0 | 0 | 0 | 0 | 0 | 0 | 0 | 0 | 0 | 0 | 0 | 0 | 0 | -251998.3149 | -115725.7193 | 0 | 0 | 0 | 0 | 0 | 0 | 0 | 0 | 0 | 0 | 0 | 0 | 0 | 0 | 0
2016-10-21 11:00 | 0 | 0 | 0 | 0 | 0 | 28496.9658 | 0 | 396221 | 0 | 0 | 0 | 0 | 312072.1404 | 1609461.4159 | 0 | 0 | 0 | 0 | 0 | 0 | 0 | 0 | 0 | 0 | 0 | 0 | 0 | 0 | 0 | 0 | -251998.3149 | -115725.7193 | 0 | 0 | 0 | 0 | 0 | 0 | 0 | 0 | 0 | 0 | 0 | 0 | 0 | 0 | 0
2016-10-21 12:00 | 0 | 0 | 0 | 0 | 0 | 42952.9658 | 0 | 410677 | 0 | 0 | 0 | 0 | 60073.8254 | 1493735.6966 | 0 | 0 | 0 | 0 | 0 | 0 | 0 | 0 | 0 | 0 | 0 | 0 | 0 | 0 | 0 | 0 | -251998.3149 | -115725.7193 | 0 | 0 | 0 | 0 | 0 | 0 | 0 | 0 | 0 | 0 | 0 | 0 | 0 | 0 | 0
2016-10-21 13:00 | 0 | 0 | 0 | 0 | 0 | 495963.9553 | 3634.8149 | 423400 | 0 | 0 | 0 | 0 | 251998.3149 | 1378009.9773 | 0 | 0 | 0 | 0 | 0 | 0 | 0 | 0 | 0 | 0 | 0 | 0 | 0 | 0 | 0 | 0 | 191924.4895 | -115725.7193 | 0 | 0 | 0 | 0 | 0 | 0 | 0 | 0 | 0 | 0 | 0 | 0 | 0 | 0 | 0
2016-10-21 14:00 | 0 | 0 | 0 | 0 | 0 | 0 | 261272.825 | 433205 | 0 | 0 | 0 | 0 | 0 | 1458076.1172 | 0 | 0 | 0 | 0 | 0 | 0 | 0 | 0 | 0 | 0 | 0 | 0 | 0 | 0 | 0 | 0 | -251998.3149 | 80066.1399 | 0 | 0 | 0 | 0 | 0 | 0 | 0 | 0 | 0 | 0 | 0 | 0 | 0 | 0 | 0
2016-10-21 15:00 | 0 | 0 | 0 | 0 | 0 | 0 | 713470.807 | 439526 | 0 | 0 | 0 | 0 | 158219.0877 | 1573801.8365 | 0 | 0 | 0 | 0 | 0 | 0 | 0 | 0 | 0 | 0 | 0 | 0 | 0 | 0 | 0 | 0 | 158219.0877 | 115725.7193 | 0 | 0 | 0 | 0 | 0 | 0 | 0 | 0 | 0 | 0 | 0 | 0 | 0 | 0 | 0
2016-10-21 16:00 | 0 | 0 | 0 | 0 | 0 | 0 | 772362.4683 | 443972 | 0 | 0 | 0 | 0 | 410217.4026 | 1650193.9899 | 0 | 0 | 0 | 0 | 0 | 0 | 0 | 0 | 0 | 0 | 0 | 0 | 0 | 0 | 0 | 0 | 251998.3149 | 76392.1534 | 0 | 0 | 0 | 0 | 0 | 0 | 0 | 0 | 0 | 0 | 0 | 0 | 0 | 0 | 0
2016-10-21 17:00 | 0 | 0 | 0 | 0 | 0 | 0 | 745387.0188 | 448132 | 0 | 0 | 0 | 0 | 662215.7176 | 1695450.6938 | 0 | 0 | 0 | 0 | 0 | 0 | 0 | 0 | 0 | 0 | 0 | 0 | 0 | 0 | 0 | 0 | 251998.3149 | 45256.7039 | 0 | 0 | 0 | 0 | 0 | 0 | 0 | 0 | 0 | 0 | 0 | 0 | 0 | 0 | 0
2016-10-21 18:00 | 0 | 0 | 0 | 0 | 0 | 0 | 716888.2729 | 450191 | 0 | 0 | 0 | 0 | 914214.0325 | 1710149.6517 | 0 | 0 | 0 | 0 | 0 | 0 | 0 | 0 | 0 | 0 | 0 | 0 | 0 | 0 | 0 | 0 | 251998.3149 | 14698.9579 | 0 | 0 | 0 | 0 | 0 | 0 | 0 | 0 | 0 | 0 | 0 | 0 | 0 | 0 | 0
2016-10-21 19:00 | 0 | 0 | 0 | 0 | 0 | 0 | 702284.3166 | 451429 | 0 | 0 | 0 | 0 | 1049343.6299 | 1825875.371 | 0 | 0 | 0 | 0 | 0 | 0 | 0 | 0 | 0 | 0 | 0 | 0 | 0 | 0 | 0 | 0 | 135129.5974 | 115725.7193 | 0 | 0 | 0 | 0 | 0 | 0 | 0 | 0 | 0 | 0 | 0 | 0 | 0 | 0 | 0
2016-10-21 20:00 | 0 | 0 | 0 | 0 | 0 | 0 | 711341.4695 | 452203 | 0 | 0 | 0 | 0 | 1192756.3801 | 1941601.0903 | 0 | 0 | 0 | 0 | 0 | 0 | 0 | 0 | 0 | 0 | 0 | 0 | 0 | 0 | 0 | 0 | 143412.7502 | 115725.7193 | 0 | 0 | 0 | 0 | 0 | 0 | 0 | 0 | 0 | 0 | 0 | 0 | 0 | 0 | 0
2016-10-21 21:00 | 0 | 0 | 0 | 0 | 0 | 87143.8387 | 731706.1955 | 451126 | 0 | 0 | 0 | 0 | 1444754.695 | 2057326.8096 | 0 | 0 | 0 | 0 | 0 | 0 | 0 | 0 | 0 | 0 | 0 | 0 | 0 | 0 | 0 | 0 | 251998.3149 | 115725.7193 | 0 | 0 | 0 | 0 | 0 | 0 | 0 | 0 | 0 | 0 | 0 | 0 | 0 | 0 | 0
2016-10-21 22:00 | 0 | 0 | 0 | 0 | 0 | 0 | 728119.6919 | 448961 | 0 | 0 | 0 | 0 | 1696753.0099 | 2084487.1865 | 0 | 0 | 0 | 0 | 0 | 0 | 0 | 0 | 0 | 0 | 0 | 0 | 0 | 0 | 0 | 0 | 251998.3149 | 27160.3769 | 0 | 0 | 0 | 0 | 0 | 0 | 0 | 0 | 0 | 0 | 0 | 0 | 0 | 0 | 0
2016-10-21 23:00 | 0 | 0 | 0 | 0 | 0 | 280867.1088 | 536285.9254 | 449429 | 0 | 0 | 0 | 0 | 1948751.3249 | 2200212.9058 | 0 | 0 | 0 | 0 | 0 | 0 | 0 | 0 | 0 | 0 | 0 | 0 | 0 | 0 | 0 | 0 | 251998.3149 | 115725.7193 | 0 | 0 | 0 | 0 | 0 | 0 | 0 | 0 | 0 | 0 | 0 | 0 | 0 | 0 | 0
2016-10-22 | 0 | 0 | 0 | 0 | 0 | 0 | 117883.3255 | 443542 | 0 | 0 | 0 | 0 | 1738818.3696 | 2084487.1865 | 0 | 0 | 0 | 0 | 0 | 0 | 0 | 0 | 0 | 0 | 0 | 0 | 0 | 0 | 0 | 0 | -209932.9552 | -115725.7193 | 0 | 0 | 0 | 0 | 0 | 0 | 0 | 0 | 0 | 0 | 0 | 0 | 0 | 0 | 0
2016-10-22 01:00 | 0 | 0 | 0 | 0 | 0 | 490641.4123 | 27.7687 | 430130 | 0 | 0 | 0 | 0 | 1683631.8313 | 2200212.9058 | 0 | 0 | 0 | 0 | 0 | 0 | 0 | 0 | 0 | 0 | 0 | 0 | 0 | 0 | 0 | 0 | -55186.5383 | 115725.7193 | 0 | 0 | 0 | 0 | 0 | 0 | 0 | 0 | 0 | 0 | 0 | 0 | 0 | 0 | 0
2016-10-22 02:00 | 0 | 0 | 0 | 0 | 0 | 275653.4044 | 0 | 411926 | 0 | 0 | 0 | 0 | 1431633.5164 | 2315938.6251 | 0 | 0 | 0 | 0 | 0 | 0 | 0 | 0 | 0 | 0 | 0 | 0 | 0 | 0 | 0 | 0 | -251998.3149 | 115725.7193 | 0 | 0 | 0 | 0 | 0 | 0 | 0 | 0 | 0 | 0 | 0 | 0 | 0 | 0 | 0
2016-10-22 03:00 | 0 | 0 | 0 | 0 | 0 | 20606.9658 | 0 | 388331 | 0 | 0 | 0 | 0 | 1179635.2014 | 2200212.9058 | 0 | 0 | 0 | 0 | 0 | 0 | 0 | 0 | 0 | 0 | 0 | 0 | 0 | 0 | 0 | 0 | -251998.3149 | -115725.7193 | 0 | 0 | 0 | 0 | 0 | 0 | 0 | 0 | 0 | 0 | 0 | 0 | 0 | 0 | 0
2016-10-22 04:00 | 0 | 0 | 0 | 0 | 0 | 503781.5956 | 0 | 367509 | 0 | 0 | 0 | 0 | 1431633.5164 | 2084487.1865 | 0 | 0 | 0 | 0 | 0 | 0 | 0 | 0 | 0 | 0 | 0 | 0 | 0 | 0 | 0 | 0 | 251998.3149 | -115725.7193 | 0 | 0 | 0 | 0 | 0 | 0 | 0 | 0 | 0 | 0 | 0 | 0 | 0 | 0 | 0
2016-10-22 05:00 | 0 | 0 | 0 | 0 | 0 | 0 | 0 | 350055 | 0 | 0 | 0 | 0 | 1179635.2014 | 1986430.5015 | 0 | 0 | 0 | 0 | 0 | 0 | 0 | 0 | 0 | 0 | 0 | 0 | 0 | 0 | 0 | 0 | -251998.3149 | -98056.6851 | 0 | 0 | 0 | 0 | 0 | 0 | 0 | 0 | 0 | 0 | 0 | 0 | 0 | 0 | 0
2016-10-22 06:00 | 0 | 0 | 0 | 0 | 0 | 0 | 0 | 336559 | 0 | 0 | 0 | 0 | 927636.8865 | 1901869.8164 | 0 | 0 | 0 | 0 | 0 | 0 | 0 | 0 | 0 | 0 | 0 | 0 | 0 | 0 | 0 | 0 | -251998.3149 | -84560.6851 | 0 | 0 | 0 | 0 | 0 | 0 | 0 | 0 | 0 | 0 | 0 | 0 | 0 | 0 | 0
2016-10-22 07:00 | 0 | 0 | 0 | 0 | 0 | 191907.4044 | 0 | 328180 | 0 | 0 | 0 | 0 | 675638.5716 | 2017595.5357 | 0 | 0 | 0 | 0 | 0 | 0 | 0 | 0 | 0 | 0 | 0 | 0 | 0 | 0 | 0 | 0 | -251998.3149 | 115725.7193 | 0 | 0 | 0 | 0 | 0 | 0 | 0 | 0 | 0 | 0 | 0 | 0 | 0 | 0 | 0
2016-10-22 08:00 | 0 | 0 | 0 | 0 | 0 | 0 | 0 | 324353 | 0 | 0 | 0 | 0 | 423640.2566 | 1945240.8506 | 0 | 0 | 0 | 0 | 0 | 0 | 0 | 0 | 0 | 0 | 0 | 0 | 0 | 0 | 0 | 0 | -251998.3149 | -72354.6851 | 0 | 0 | 0 | 0 | 0 | 0 | 0 | 0 | 0 | 0 | 0 | 0 | 0 | 0 | 0
2016-10-22 09:00 | 0 | 0 | 0 | 0 | 0 | 461688.668 | 0 | 326281 | 0 | 0 | 0 | 0 | 443322.2053 | 2060966.5699 | 0 | 0 | 0 | 0 | 0 | 0 | 0 | 0 | 0 | 0 | 0 | 0 | 0 | 0 | 0 | 0 | 19681.9487 | 115725.7193 | 0 | 0 | 0 | 0 | 0 | 0 | 0 | 0 | 0 | 0 | 0 | 0 | 0 | 0 | 0
2016-10-22 10:00 | 0 | 0 | 0 | 0 | 0 | 442193.2638 | 0 | 333702 | 0 | 0 | 0 | 0 | 667539.1884 | 1945240.8506 | 0 | 0 | 0 | 0 | 0 | 0 | 0 | 0 | 0 | 0 | 0 | 0 | 0 | 0 | 0 | 0 | 224216.9831 | -115725.7193 | 0 | 0 | 0 | 0 | 0 | 0 | 0 | 0 | 0 | 0 | 0 | 0 | 0 | 0 | 0
2016-10-22 11:00 | 0 | 0 | 0 | 0 | 0 | 0 | 0 | 346674 | 0 | 0 | 0 | 0 | 415540.8734 | 1850565.1656 | 0 | 0 | 0 | 0 | 0 | 0 | 0 | 0 | 0 | 0 | 0 | 0 | 0 | 0 | 0 | 0 | -251998.3149 | -94675.6851 | 0 | 0 | 0 | 0 | 0 | 0 | 0 | 0 | 0 | 0 | 0 | 0 | 0 | 0 | 0
2016-10-22 12:00 | 0 | 0 | 0 | 0 | 0 | 0 | 0 | 360161 | 0 | 0 | 0 | 0 | 163542.5585 | 1742402.4805 | 0 | 0 | 0 | 0 | 0 | 0 | 0 | 0 | 0 | 0 | 0 | 0 | 0 | 0 | 0 | 0 | -251998.3149 | -108162.6851 | 0 | 0 | 0 | 0 | 0 | 0 | 0 | 0 | 0 | 0 | 0 | 0 | 0 | 0 | 0
2016-10-22 13:00 | 0 | 0 | 0 | 0 | 0 | 410165.3914 | 3037.4303 | 374661 | 0 | 0 | 0 | 0 | 86358.6609 | 1858128.1998 | 0 | 0 | 0 | 0 | 0 | 0 | 0 | 0 | 0 | 0 | 0 | 0 | 0 | 0 | 0 | 0 | -77183.8976 | 115725.7193 | 0 | 0 | 0 | 0 | 0 | 0 | 0 | 0 | 0 | 0 | 0 | 0 | 0 | 0 | 0
2016-10-22 14:00 | 0 | 0 | 0 | 0 | 0 | 0 | 273344.6431 | 383664 | 0 | 0 | 0 | 0 | 91765.0232 | 1742402.4805 | 0 | 0 | 0 | 0 | 0 | 0 | 0 | 0 | 0 | 0 | 0 | 0 | 0 | 0 | 0 | 0 | 5406.3624 | -115725.7193 | 0 | 0 | 0 | 0 | 0 | 0 | 0 | 0 | 0 | 0 | 0 | 0 | 0 | 0 | 0
2016-10-22 15:00 | 0 | 0 | 0 | 0 | 0 | 0 | 640120.0171 | 387972 | 0 | 0 | 0 | 0 | 343763.3382 | 1742552.1827 | 0 | 0 | 0 | 0 | 0 | 0 | 0 | 0 | 0 | 0 | 0 | 0 | 0 | 0 | 0 | 0 | 251998.3149 | 149.7022 | 0 | 0 | 0 | 0 | 0 | 0 | 0 | 0 | 0 | 0 | 0 | 0 | 0 | 0 | 0
2016-10-22 16:00 | 0 | 0 | 0 | 0 | 0 | 0 | 716221.6616 | 388617 | 0 | 0 | 0 | 0 | 595761.6531 | 1818158.5293 | 0 | 0 | 0 | 0 | 0 | 0 | 0 | 0 | 0 | 0 | 0 | 0 | 0 | 0 | 0 | 0 | 251998.3149 | 75606.3466 | 0 | 0 | 0 | 0 | 0 | 0 | 0 | 0 | 0 | 0 | 0 | 0 | 0 | 0 | 0
2016-10-22 17:00 | 0 | 0 | 0 | 0 | 0 | 51163.3896 | 704643.6447 | 388083 | 0 | 0 | 0 | 0 | 847759.9681 | 1933884.2486 | 0 | 0 | 0 | 0 | 0 | 0 | 0 | 0 | 0 | 0 | 0 | 0 | 0 | 0 | 0 | 0 | 251998.3149 | 115725.7193 | 0 | 0 | 0 | 0 | 0 | 0 | 0 | 0 | 0 | 0 | 0 | 0 | 0 | 0 | 0
2016-10-22 18:00 | 0 | 0 | 0 | 0 | 0 | 0 | 680641.6067 | 387684 | 0 | 0 | 0 | 0 | 1099758.283 | 1974843.5404 | 0 | 0 | 0 | 0 | 0 | 0 | 0 | 0 | 0 | 0 | 0 | 0 | 0 | 0 | 0 | 0 | 251998.3149 | 40959.2917 | 0 | 0 | 0 | 0 | 0 | 0 | 0 | 0 | 0 | 0 | 0 | 0 | 0 | 0 | 0
2016-10-22 19:00 | 0 | 0 | 0 | 0 | 0 | 0 | 668428.0081 | 389417 | 0 | 0 | 0 | 0 | 1263043.5718 | 2090569.2597 | 0 | 0 | 0 | 0 | 0 | 0 | 0 | 0 | 0 | 0 | 0 | 0 | 0 | 0 | 0 | 0 | 163285.2888 | 115725.7193 | 0 | 0 | 0 | 0 | 0 | 0 | 0 | 0 | 0 | 0 | 0 | 0 | 0 | 0 | 0
2016-10-22 20:00 | 0 | 0 | 0 | 0 | 0 | 0 | 677010.5526 | 393748 | 0 | 0 | 0 | 0 | 1515041.8868 | 2121833.4974 | 0 | 0 | 0 | 0 | 0 | 0 | 0 | 0 | 0 | 0 | 0 | 0 | 0 | 0 | 0 | 0 | 251998.3149 | 31264.2377 | 0 | 0 | 0 | 0 | 0 | 0 | 0 | 0 | 0 | 0 | 0 | 0 | 0 | 0 | 0
2016-10-22 21:00 | 0 | 0 | 0 | 0 | 0 | 0 | 693069.5122 | 398974 | 0 | 0 | 0 | 0 | 1693411.6797 | 2237559.2167 | 0 | 0 | 0 | 0 | 0 | 0 | 0 | 0 | 0 | 0 | 0 | 0 | 0 | 0 | 0 | 0 | 178369.7929 | 115725.7193 | 0 | 0 | 0 | 0 | 0 | 0 | 0 | 0 | 0 | 0 | 0 | 0 | 0 | 0 | 0
2016-10-22 22:00 | 0 | 0 | 0 | 0 | 0 | 0 | 656401.2937 | 403878 | 0 | 0 | 0 | 0 | 1945409.9946 | 2238084.1954 | 0 | 0 | 0 | 0 | 0 | 0 | 0 | 0 | 0 | 0 | 0 | 0 | 0 | 0 | 0 | 0 | 251998.3149 | 524.9787 | 0 | 0 | 0 | 0 | 0 | 0 | 0 | 0 | 0 | 0 | 0 | 0 | 0 | 0 | 0
2016-10-22 23:00 | 0 | 0 | 0 | 0 | 0 | 0 | 450959.5637 | 410658 | 0 | 0 | 0 | 0 | 2101437.2776 | 2122358.4761 | 0 | 0 | 0 | 0 | 0 | 0 | 0 | 0 | 0 | 0 | 0 | 0 | 0 | 0 | 0 | 0 | 156027.283 | -115725.7193 | 0 | 0 | 0 | 0 | 0 | 0 | 0 | 0 | 0 | 0 | 0 | 0 | 0 | 0 | 0
2016-10-23 | 0 | 0 | 0 | 0 | 0 | 456376.0053 | 90133.5904 | 410237 | 0 | 0 | 0 | 0 | 2353435.5926 | 2006632.7568 | 0 | 0 | 0 | 0 | 0 | 0 | 0 | 0 | 0 | 0 | 0 | 0 | 0 | 0 | 0 | 0 | 251998.3149 | -115725.7193 | 0 | 0 | 0 | 0 | 0 | 0 | 0 | 0 | 0 | 0 | 0 | 0 | 0 | 0 | 0
2016-10-23 01:00 | 0 | 0 | 0 | 0 | 0 | 760335.2238 | 13.5176 | 403081 | 0 | 0 | 0 | 0 | 2594977.6146 | 2122358.4761 | 0 | 0 | 0 | 0 | 0 | 0 | 0 | 0 | 0 | 0 | 0 | 0 | 0 | 0 | 0 | 0 | 241542.0221 | 115725.7193 | 0 | 0 | 0 | 0 | 0 | 0 | 0 | 0 | 0 | 0 | 0 | 0 | 0 | 0 | 0
2016-10-23 02:00 | 0 | 0 | 0 | 0 | 0 | 21670.9658 | 0 | 389395 | 0 | 0 | 0 | 0 | 2342979.2997 | 2006632.7568 | 0 | 0 | 0 | 0 | 0 | 0 | 0 | 0 | 0 | 0 | 0 | 0 | 0 | 0 | 0 | 0 | -251998.3149 | -115725.7193 | 0 | 0 | 0 | 0 | 0 | 0 | 0 | 0 | 0 | 0 | 0 | 0 | 0 | 0 | 0
2016-10-23 03:00 | 0 | 0 | 0 | 0 | 0 | 235566.4044 | 0 | 371839 | 0 | 0 | 0 | 0 | 2090980.9847 | 2122358.4761 | 0 | 0 | 0 | 0 | 0 | 0 | 0 | 0 | 0 | 0 | 0 | 0 | 0 | 0 | 0 | 0 | -251998.3149 | 115725.7193 | 0 | 0 | 0 | 0 | 0 | 0 | 0 | 0 | 0 | 0 | 0 | 0 | 0 | 0 | 0
2016-10-23 04:00 | 0 | 0 | 0 | 0 | 0 | 722107.0342 | 0 | 354383 | 0 | 0 | 0 | 0 | 2342979.2997 | 2238084.1954 | 0 | 0 | 0 | 0 | 0 | 0 | 0 | 0 | 0 | 0 | 0 | 0 | 0 | 0 | 0 | 0 | 251998.3149 | 115725.7193 | 0 | 0 | 0 | 0 | 0 | 0 | 0 | 0 | 0 | 0 | 0 | 0 | 0 | 0 | 0
2016-10-23 05:00 | 0 | 0 | 0 | 0 | 0 | 0 | 0 | 339525 | 0 | 0 | 0 | 0 | 2119180.019 | 2122358.4761 | 0 | 0 | 0 | 0 | 0 | 0 | 0 | 0 | 0 | 0 | 0 | 0 | 0 | 0 | 0 | 0 | -223799.2807 | -115725.7193 | 0 | 0 | 0 | 0 | 0 | 0 | 0 | 0 | 0 | 0 | 0 | 0 | 0 | 0 | 0
2016-10-23 06:00 | 0 | 0 | 0 | 0 | 0 | 0 | 0 | 328360 | 0 | 0 | 0 | 0 | 1867181.704 | 2045996.791 | 0 | 0 | 0 | 0 | 0 | 0 | 0 | 0 | 0 | 0 | 0 | 0 | 0 | 0 | 0 | 0 | -251998.3149 | -76361.6851 | 0 | 0 | 0 | 0 | 0 | 0 | 0 | 0 | 0 | 0 | 0 | 0 | 0 | 0 | 0
2016-10-23 07:00 | 0 | 0 | 0 | 0 | 0 | 185204.4044 | 0 | 321477 | 0 | 0 | 0 | 0 | 1615183.3891 | 2161722.5103 | 0 | 0 | 0 | 0 | 0 | 0 | 0 | 0 | 0 | 0 | 0 | 0 | 0 | 0 | 0 | 0 | -251998.3149 | 115725.7193 | 0 | 0 | 0 | 0 | 0 | 0 | 0 | 0 | 0 | 0 | 0 | 0 | 0 | 0 | 0
2016-10-23 08:00 | 0 | 0 | 0 | 0 | 0 | 454773.5956 | 0 | 318501 | 0 | 0 | 0 | 0 | 1867181.704 | 2045996.791 | 0 | 0 | 0 | 0 | 0 | 0 | 0 | 0 | 0 | 0 | 0 | 0 | 0 | 0 | 0 | 0 | 251998.3149 | -115725.7193 | 0 | 0 | 0 | 0 | 0 | 0 | 0 | 0 | 0 | 0 | 0 | 0 | 0 | 0 | 0
2016-10-23 09:00 | 0 | 0 | 0 | 0 | 0 | 0 | 0 | 318837 | 0 | 0 | 0 | 0 | 1664070.4233 | 1930271.0717 | 0 | 0 | 0 | 0 | 0 | 0 | 0 | 0 | 0 | 0 | 0 | 0 | 0 | 0 | 0 | 0 | -203111.2807 | -115725.7193 | 0 | 0 | 0 | 0 | 0 | 0 | 0 | 0 | 0 | 0 | 0 | 0 | 0 | 0 | 0
2016-10-23 10:00 | 0 | 0 | 0 | 0 | 0 | 0 | 0 | 325778 | 0 | 0 | 0 | 0 | 1412072.1084 | 1856491.3867 | 0 | 0 | 0 | 0 | 0 | 0 | 0 | 0 | 0 | 0 | 0 | 0 | 0 | 0 | 0 | 0 | -251998.3149 | -73779.6851 | 0 | 0 | 0 | 0 | 0 | 0 | 0 | 0 | 0 | 0 | 0 | 0 | 0 | 0 | 0
2016-10-23 11:00 | 0 | 0 | 0 | 0 | 0 | 0 | 0 | 335639 | 0 | 0 | 0 | 0 | 1160073.7934 | 1772850.7016 | 0 | 0 | 0 | 0 | 0 | 0 | 0 | 0 | 0 | 0 | 0 | 0 | 0 | 0 | 0 | 0 | -251998.3149 | -83640.6851 | 0 | 0 | 0 | 0 | 0 | 0 | 0 | 0 | 0 | 0 | 0 | 0 | 0 | 0 | 0
2016-10-23 12:00 | 0 | 0 | 0 | 0 | 0 | 0 | 0 | 347934 | 0 | 0 | 0 | 0 | 908075.4785 | 1676915.0166 | 0 | 0 | 0 | 0 | 0 | 0 | 0 | 0 | 0 | 0 | 0 | 0 | 0 | 0 | 0 | 0 | -251998.3149 | -95935.6851 | 0 | 0 | 0 | 0 | 0 | 0 | 0 | 0 | 0 | 0 | 0 | 0 | 0 | 0 | 0
2016-10-23 13:00 | 0 | 0 | 0 | 0 | 0 | 466088.2228 | 1485.2785 | 358905 | 0 | 0 | 0 | 0 | 901018.2606 | 1792640.7359 | 0 | 0 | 0 | 0 | 0 | 0 | 0 | 0 | 0 | 0 | 0 | 0 | 0 | 0 | 0 | 0 | -7057.2179 | 115725.7193 | 0 | 0 | 0 | 0 | 0 | 0 | 0 | 0 | 0 | 0 | 0 | 0 | 0 | 0 | 0
2016-10-23 14:00 | 0 | 0 | 0 | 0 | 0 | 306214.6512 | 234406.5682 | 364785 | 0 | 0 | 0 | 0 | 1018964.8836 | 1850530.3322 | 0 | 0 | 0 | 0 | 0 | 0 | 0 | 0 | 0 | 0 | 0 | 0 | 0 | 0 | 0 | 0 | 117946.623 | 57889.5963 | 0 | 0 | 0 | 0 | 0 | 0 | 0 | 0 | 0 | 0 | 0 | 0 | 0 | 0 | 0
2016-10-23 15:00 | 0 | 0 | 0 | 0 | 0 | 0 | 507803.6385 | 368963 | 0 | 0 | 0 | 0 | 1270963.1985 | 1737372.6557 | 0 | 0 | 0 | 0 | 0 | 0 | 0 | 0 | 0 | 0 | 0 | 0 | 0 | 0 | 0 | 0 | 251998.3149 | -113157.6765 | 0 | 0 | 0 | 0 | 0 | 0 | 0 | 0 | 0 | 0 | 0 | 0 | 0 | 0 | 0
2016-10-23 16:00 | 0 | 0 | 0 | 0 | 0 | 0 | 628508.0921 | 373345 | 0 | 0 | 0 | 0 | 1522961.5135 | 1740537.4328 | 0 | 0 | 0 | 0 | 0 | 0 | 0 | 0 | 0 | 0 | 0 | 0 | 0 | 0 | 0 | 0 | 251998.3149 | 3164.7771 | 0 | 0 | 0 | 0 | 0 | 0 | 0 | 0 | 0 | 0 | 0 | 0 | 0 | 0 | 0
2016-10-23 17:00 | 0 | 0 | 0 | 0 | 0 | 0 | 643645.457 | 377387 | 0 | 0 | 0 | 0 | 1774959.8284 | 1754797.5749 | 0 | 0 | 0 | 0 | 0 | 0 | 0 | 0 | 0 | 0 | 0 | 0 | 0 | 0 | 0 | 0 | 251998.3149 | 14260.1421 | 0 | 0 | 0 | 0 | 0 | 0 | 0 | 0 | 0 | 0 | 0 | 0 | 0 | 0 | 0
2016-10-23 18:00 | 0 | 0 | 0 | 0 | 0 | 123624.2164 | 625052.8178 | 380953 | 0 | 0 | 0 | 0 | 2026958.1434 | 1870523.2942 | 0 | 0 | 0 | 0 | 0 | 0 | 0 | 0 | 0 | 0 | 0 | 0 | 0 | 0 | 0 | 0 | 251998.3149 | 115725.7193 | 0 | 0 | 0 | 0 | 0 | 0 | 0 | 0 | 0 | 0 | 0 | 0 | 0 | 0 | 0
2016-10-23 19:00 | 0 | 0 | 0 | 0 | 0 | 0 | 609114.1406 | 384868 | 0 | 0 | 0 | 0 | 2278956.4583 | 1842771.1198 | 0 | 0 | 0 | 0 | 0 | 0 | 0 | 0 | 0 | 0 | 0 | 0 | 0 | 0 | 0 | 0 | 251998.3149 | -27752.1744 | 0 | 0 | 0 | 0 | 0 | 0 | 0 | 0 | 0 | 0 | 0 | 0 | 0 | 0 | 0
2016-10-23 20:00 | 0 | 0 | 0 | 0 | 0 | 0 | 609563.2677 | 391183 | 0 | 0 | 0 | 0 | 2530954.7732 | 1809153.0725 | 0 | 0 | 0 | 0 | 0 | 0 | 0 | 0 | 0 | 0 | 0 | 0 | 0 | 0 | 0 | 0 | 251998.3149 | -33618.0472 | 0 | 0 | 0 | 0 | 0 | 0 | 0 | 0 | 0 | 0 | 0 | 0 | 0 | 0 | 0
2016-10-23 21:00 | 0 | 0 | 0 | 0 | 0 | 0 | 608255.9601 | 398828 | 0 | 0 | 0 | 0 | 2782953.0882 | 1766582.7177 | 0 | 0 | 0 | 0 | 0 | 0 | 0 | 0 | 0 | 0 | 0 | 0 | 0 | 0 | 0 | 0 | 251998.3149 | -42570.3549 | 0 | 0 | 0 | 0 | 0 | 0 | 0 | 0 | 0 | 0 | 0 | 0 | 0 | 0 | 0
2016-10-23 22:00 | 0 | 0 | 0 | 0 | 0 | 0 | 558250.602 | 408238 | 0 | 0 | 0 | 0 | 2817239.9709 | 1882308.437 | 0 | 0 | 0 | 0 | 0 | 0 | 0 | 0 | 0 | 0 | 0 | 0 | 0 | 0 | 0 | 0 | 34286.8827 | 115725.7193 | 0 | 0 | 0 | 0 | 0 | 0 | 0 | 0 | 0 | 0 | 0 | 0 | 0 | 0 | 0
2016-10-23 23:00 | 0 | 0 | 0 | 0 | 0 | 0 | 369773.9146 | 420251 | 0 | 0 | 0 | 0 | 2882488.6048 | 1766582.7177 | 0 | 0 | 0 | 0 | 0 | 0 | 0 | 0 | 0 | 0 | 0 | 0 | 0 | 0 | 0 | 0 | 65248.6339 | -115725.7193 | 0 | 0 | 0 | 0 | 0 | 0 | 0 | 0 | 0 | 0 | 0 | 0 | 0 | 0 | 0
2016-10-24 | 0 | 0 | 0 | 0 | 0 | 0 | 59598.7782 | 422595 | 0 | 0 | 0 | 0 | 2635218.1023 | 1650856.9984 | 0 | 0 | 0 | 0 | 0 | 0 | 0 | 0 | 0 | 0 | 0 | 0 | 0 | 0 | 0 | 0 | -247270.5025 | -115725.7193 | 0 | 0 | 0 | 0 | 0 | 0 | 0 | 0 | 0 | 0 | 0 | 0 | 0 | 0 | 0
2016-10-24 01:00 | 0 | 0 | 0 | 0 | 0 | 43922.9152 | 12.0506 | 411659 | 0 | 0 | 0 | 0 | 2383219.7874 | 1535131.2791 | 0 | 0 | 0 | 0 | 0 | 0 | 0 | 0 | 0 | 0 | 0 | 0 | 0 | 0 | 0 | 0 | -251998.3149 | -115725.7193 | 0 | 0 | 0 | 0 | 0 | 0 | 0 | 0 | 0 | 0 | 0 | 0 | 0 | 0 | 0
2016-10-24 02:00 | 0 | 0 | 0 | 0 | 0 | 529942.5956 | 0 | 393670 | 0 | 0 | 0 | 0 | 2635218.1023 | 1419405.5598 | 0 | 0 | 0 | 0 | 0 | 0 | 0 | 0 | 0 | 0 | 0 | 0 | 0 | 0 | 0 | 0 | 251998.3149 | -115725.7193 | 0 | 0 | 0 | 0 | 0 | 0 | 0 | 0 | 0 | 0 | 0 | 0 | 0 | 0 | 0
2016-10-24 03:00 | 0 | 0 | 0 | 0 | 0 | 595950.7894 | 0 | 371559 | 0 | 0 | 0 | 0 | 2882488.6048 | 1396526.8467 | 0 | 0 | 0 | 0 | 0 | 0 | 0 | 0 | 0 | 0 | 0 | 0 | 0 | 0 | 0 | 0 | 247270.5025 | -22878.7131 | 0 | 0 | 0 | 0 | 0 | 0 | 0 | 0 | 0 | 0 | 0 | 0 | 0 | 0 | 0
2016-10-24 04:00 | 0 | 0 | 0 | 0 | 0 | 0 | 0 | 352342 | 0 | 0 | 0 | 0 | 2630490.2899 | 1296183.1616 | 0 | 0 | 0 | 0 | 0 | 0 | 0 | 0 | 0 | 0 | 0 | 0 | 0 | 0 | 0 | 0 | -251998.3149 | -100343.6851 | 0 | 0 | 0 | 0 | 0 | 0 | 0 | 0 | 0 | 0 | 0 | 0 | 0 | 0 | 0
2016-10-24 05:00 | 0 | 0 | 0 | 0 | 0 | 508431.8597 | 0 | 336659 | 0 | 0 | 0 | 0 | 2882488.6048 | 1215957.7064 | 0 | 0 | 0 | 0 | 0 | 0 | 0 | 0 | 0 | 0 | 0 | 0 | 0 | 0 | 0 | 0 | 251998.3149 | -80225.4552 | 0 | 0 | 0 | 0 | 0 | 0 | 0 | 0 | 0 | 0 | 0 | 0 | 0 | 0 | 0
2016-10-24 06:00 | 0 | 0 | 0 | 0 | 0 | 0 | 0 | 325873 | 0 | 0 | 0 | 0 | 2630490.2899 | 1142083.0213 | 0 | 0 | 0 | 0 | 0 | 0 | 0 | 0 | 0 | 0 | 0 | 0 | 0 | 0 | 0 | 0 | -251998.3149 | -73874.6851 | 0 | 0 | 0 | 0 | 0 | 0 | 0 | 0 | 0 | 0 | 0 | 0 | 0 | 0 | 0
2016-10-24 07:00 | 0 | 0 | 0 | 0 | 0 | 0 | 0 | 321177 | 0 | 0 | 0 | 0 | 2378491.975 | 1072904.3363 | 0 | 0 | 0 | 0 | 0 | 0 | 0 | 0 | 0 | 0 | 0 | 0 | 0 | 0 | 0 | 0 | -251998.3149 | -69178.6851 | 0 | 0 | 0 | 0 | 0 | 0 | 0 | 0 | 0 | 0 | 0 | 0 | 0 | 0 | 0
2016-10-24 08:00 | 0 | 0 | 0 | 0 | 0 | 406402.8928 | 0 | 322115 | 0 | 0 | 0 | 0 | 2578505.587 | 957178.617 | 0 | 0 | 0 | 0 | 0 | 0 | 0 | 0 | 0 | 0 | 0 | 0 | 0 | 0 | 0 | 0 | 200013.6121 | -115725.7193 | 0 | 0 | 0 | 0 | 0 | 0 | 0 | 0 | 0 | 0 | 0 | 0 | 0 | 0 | 0
2016-10-24 09:00 | 0 | 0 | 0 | 0 | 0 | 0 | 0 | 334390 | 0 | 0 | 0 | 0 | 2326507.2721 | 874786.9319 | 0 | 0 | 0 | 0 | 0 | 0 | 0 | 0 | 0 | 0 | 0 | 0 | 0 | 0 | 0 | 0 | -251998.3149 | -82391.6851 | 0 | 0 | 0 | 0 | 0 | 0 | 0 | 0 | 0 | 0 | 0 | 0 | 0 | 0 | 0
2016-10-24 10:00 | 0 | 0 | 0 | 0 | 0 | 0 | 0 | 362713 | 0 | 0 | 0 | 0 | 2074508.9571 | 764072.2469 | 0 | 0 | 0 | 0 | 0 | 0 | 0 | 0 | 0 | 0 | 0 | 0 | 0 | 0 | 0 | 0 | -251998.3149 | -110714.6851 | 0 | 0 | 0 | 0 | 0 | 0 | 0 | 0 | 0 | 0 | 0 | 0 | 0 | 0 | 0
2016-10-24 11:00 | 0 | 0 | 0 | 0 | 0 | 315817.574 | 0 | 392252 | 0 | 0 | 0 | 0 | 2113800.2505 | 648346.5276 | 0 | 0 | 0 | 0 | 0 | 0 | 0 | 0 | 0 | 0 | 0 | 0 | 0 | 0 | 0 | 0 | 39291.2933 | -115725.7193 | 0 | 0 | 0 | 0 | 0 | 0 | 0 | 0 | 0 | 0 | 0 | 0 | 0 | 0 | 0
2016-10-24 12:00 | 0 | 0 | 0 | 0 | 0 | 270092.4044 | 0 | 406365 | 0 | 0 | 0 | 0 | 1861801.9355 | 764072.2469 | 0 | 0 | 0 | 0 | 0 | 0 | 0 | 0 | 0 | 0 | 0 | 0 | 0 | 0 | 0 | 0 | -251998.3149 | 115725.7193 | 0 | 0 | 0 | 0 | 0 | 0 | 0 | 0 | 0 | 0 | 0 | 0 | 0 | 0 | 0
2016-10-24 13:00 | 0 | 0 | 0 | 0 | 0 | 240723.3247 | 2201.2919 | 414488 | 0 | 0 | 0 | 0 | 1805964.2714 | 648346.5276 | 0 | 0 | 0 | 0 | 0 | 0 | 0 | 0 | 0 | 0 | 0 | 0 | 0 | 0 | 0 | 0 | -55837.6641 | -115725.7193 | 0 | 0 | 0 | 0 | 0 | 0 | 0 | 0 | 0 | 0 | 0 | 0 | 0 | 0 | 0
2016-10-24 14:00 | 0 | 0 | 0 | 0 | 0 | 0 | 234751.4193 | 422221 | 0 | 0 | 0 | 0 | 1553965.9565 | 712875.2618 | 0 | 0 | 0 | 0 | 0 | 0 | 0 | 0 | 0 | 0 | 0 | 0 | 0 | 0 | 0 | 0 | -251998.3149 | 64528.7342 | 0 | 0 | 0 | 0 | 0 | 0 | 0 | 0 | 0 | 0 | 0 | 0 | 0 | 0 | 0
2016-10-24 15:00 | 0 | 0 | 0 | 0 | 0 | 0 | 440821.2512 | 427759 | 0 | 0 | 0 | 0 | 1451302.4884 | 828600.9811 | 0 | 0 | 0 | 0 | 0 | 0 | 0 | 0 | 0 | 0 | 0 | 0 | 0 | 0 | 0 | 0 | -102663.4681 | 115725.7193 | 0 | 0 | 0 | 0 | 0 | 0 | 0 | 0 | 0 | 0 | 0 | 0 | 0 | 0 | 0
2016-10-24 16:00 | 0 | 0 | 0 | 0 | 0 | 0 | 536228.8698 | 432360 | 0 | 0 | 0 | 0 | 1439445.6388 | 944326.7004 | 0 | 0 | 0 | 0 | 0 | 0 | 0 | 0 | 0 | 0 | 0 | 0 | 0 | 0 | 0 | 0 | -11856.8495 | 115725.7193 | 0 | 0 | 0 | 0 | 0 | 0 | 0 | 0 | 0 | 0 | 0 | 0 | 0 | 0 | 0
2016-10-24 17:00 | 0 | 0 | 0 | 0 | 0 | 0 | 555026.2467 | 437102 | 0 | 0 | 0 | 0 | 1441644.1662 | 1060052.4197 | 0 | 0 | 0 | 0 | 0 | 0 | 0 | 0 | 0 | 0 | 0 | 0 | 0 | 0 | 0 | 0 | 2198.5274 | 115725.7193 | 0 | 0 | 0 | 0 | 0 | 0 | 0 | 0 | 0 | 0 | 0 | 0 | 0 | 0 | 0
2016-10-24 18:00 | 0 | 0 | 0 | 0 | 0 | 173519.6151 | 542468.7799 | 441106 | 0 | 0 | 0 | 0 | 1693642.4812 | 1082936.4998 | 0 | 0 | 0 | 0 | 0 | 0 | 0 | 0 | 0 | 0 | 0 | 0 | 0 | 0 | 0 | 0 | 251998.3149 | 22884.0801 | 0 | 0 | 0 | 0 | 0 | 0 | 0 | 0 | 0 | 0 | 0 | 0 | 0 | 0 | 0
2016-10-24 19:00 | 0 | 0 | 0 | 0 | 0 | 0 | 525161.113 | 444839 | 0 | 0 | 0 | 0 | 1658238.8749 | 1198662.2191 | 0 | 0 | 0 | 0 | 0 | 0 | 0 | 0 | 0 | 0 | 0 | 0 | 0 | 0 | 0 | 0 | -35403.6063 | 115725.7193 | 0 | 0 | 0 | 0 | 0 | 0 | 0 | 0 | 0 | 0 | 0 | 0 | 0 | 0 | 0
2016-10-24 20:00 | 0 | 0 | 0 | 0 | 0 | 0 | 507555.8959 | 448354 | 0 | 0 | 0 | 0 | 1833166.4901 | 1082936.4998 | 0 | 0 | 0 | 0 | 0 | 0 | 0 | 0 | 0 | 0 | 0 | 0 | 0 | 0 | 0 | 0 | 174927.6152 | -115725.7193 | 0 | 0 | 0 | 0 | 0 | 0 | 0 | 0 | 0 | 0 | 0 | 0 | 0 | 0 | 0
2016-10-24 21:00 | 0 | 0 | 0 | 0 | 0 | 0 | 471888.6757 | 451542 | 0 | 0 | 0 | 0 | 1969238.8851 | 967210.7805 | 0 | 0 | 0 | 0 | 0 | 0 | 0 | 0 | 0 | 0 | 0 | 0 | 0 | 0 | 0 | 0 | 136072.395 | -115725.7193 | 0 | 0 | 0 | 0 | 0 | 0 | 0 | 0 | 0 | 0 | 0 | 0 | 0 | 0 | 0
2016-10-24 22:00 | 0 | 0 | 0 | 0 | 0 | 0 | 397574.284 | 454806 | 0 | 0 | 0 | 0 | 1796281.4498 | 1082936.4998 | 0 | 0 | 0 | 0 | 0 | 0 | 0 | 0 | 0 | 0 | 0 | 0 | 0 | 0 | 0 | 0 | -172957.4353 | 115725.7193 | 0 | 0 | 0 | 0 | 0 | 0 | 0 | 0 | 0 | 0 | 0 | 0 | 0 | 0 | 0
2016-10-24 23:00 | 0 | 0 | 0 | 0 | 0 | 388101.113 | 237592.9663 | 462102 | 0 | 0 | 0 | 0 | 2048279.7647 | 994530.2642 | 0 | 0 | 0 | 0 | 0 | 0 | 0 | 0 | 0 | 0 | 0 | 0 | 0 | 0 | 0 | 0 | 251998.3149 | -88406.2356 | 0 | 0 | 0 | 0 | 0 | 0 | 0 | 0 | 0 | 0 | 0 | 0 | 0 | 0 | 0
2016-10-25 | 0 | 0 | 0 | 0 | 0 | 619224.0198 | 51424.1406 | 459418 | 0 | 0 | 0 | 0 | 2143784.2058 | 1110255.9835 | 0 | 0 | 0 | 0 | 0 | 0 | 0 | 0 | 0 | 0 | 0 | 0 | 0 | 0 | 0 | 0 | 95504.4411 | 115725.7193 | 0 | 0 | 0 | 0 | 0 | 0 | 0 | 0 | 0 | 0 | 0 | 0 | 0 | 0 | 0
2016-10-25 01:00 | 0 | 0 | 0 | 0 | 0 | 77977.553 | 13.4128 | 445715 | 0 | 0 | 0 | 0 | 1891785.8908 | 994530.2642 | 0 | 0 | 0 | 0 | 0 | 0 | 0 | 0 | 0 | 0 | 0 | 0 | 0 | 0 | 0 | 0 | -251998.3149 | -115725.7193 | 0 | 0 | 0 | 0 | 0 | 0 | 0 | 0 | 0 | 0 | 0 | 0 | 0 | 0 | 0
2016-10-25 02:00 | 0 | 0 | 0 | 0 | 0 | 700672.516 | 0 | 421898 | 0 | 0 | 0 | 0 | 2054834.6875 | 1110255.9835 | 0 | 0 | 0 | 0 | 0 | 0 | 0 | 0 | 0 | 0 | 0 | 0 | 0 | 0 | 0 | 0 | 163048.7967 | 115725.7193 | 0 | 0 | 0 | 0 | 0 | 0 | 0 | 0 | 0 | 0 | 0 | 0 | 0 | 0 | 0
2016-10-25 03:00 | 0 | 0 | 0 | 0 | 0 | 259017.4044 | 0 | 395290 | 0 | 0 | 0 | 0 | 1802836.3726 | 1225981.7028 | 0 | 0 | 0 | 0 | 0 | 0 | 0 | 0 | 0 | 0 | 0 | 0 | 0 | 0 | 0 | 0 | -251998.3149 | 115725.7193 | 0 | 0 | 0 | 0 | 0 | 0 | 0 | 0 | 0 | 0 | 0 | 0 | 0 | 0 | 0
2016-10-25 04:00 | 0 | 0 | 0 | 0 | 0 | 507200.5956 | 0 | 370928 | 0 | 0 | 0 | 0 | 2054834.6875 | 1110255.9835 | 0 | 0 | 0 | 0 | 0 | 0 | 0 | 0 | 0 | 0 | 0 | 0 | 0 | 0 | 0 | 0 | 251998.3149 | -115725.7193 | 0 | 0 | 0 | 0 | 0 | 0 | 0 | 0 | 0 | 0 | 0 | 0 | 0 | 0 | 0
2016-10-25 05:00 | 0 | 0 | 0 | 0 | 0 | 216835.4044 | 0 | 353108 | 0 | 0 | 0 | 0 | 1802836.3726 | 1225981.7028 | 0 | 0 | 0 | 0 | 0 | 0 | 0 | 0 | 0 | 0 | 0 | 0 | 0 | 0 | 0 | 0 | -251998.3149 | 115725.7193 | 0 | 0 | 0 | 0 | 0 | 0 | 0 | 0 | 0 | 0 | 0 | 0 | 0 | 0 | 0
2016-10-25 06:00 | 0 | 0 | 0 | 0 | 0 | 0 | 0 | 340493 | 0 | 0 | 0 | 0 | 1550838.0576 | 1137487.0177 | 0 | 0 | 0 | 0 | 0 | 0 | 0 | 0 | 0 | 0 | 0 | 0 | 0 | 0 | 0 | 0 | -251998.3149 | -88494.6851 | 0 | 0 | 0 | 0 | 0 | 0 | 0 | 0 | 0 | 0 | 0 | 0 | 0 | 0 | 0
2016-10-25 07:00 | 0 | 0 | 0 | 0 | 0 | 470144.5956 | 0 | 333872 | 0 | 0 | 0 | 0 | 1802836.3726 | 1021761.2984 | 0 | 0 | 0 | 0 | 0 | 0 | 0 | 0 | 0 | 0 | 0 | 0 | 0 | 0 | 0 | 0 | 251998.3149 | -115725.7193 | 0 | 0 | 0 | 0 | 0 | 0 | 0 | 0 | 0 | 0 | 0 | 0 | 0 | 0 | 0
2016-10-25 08:00 | 0 | 0 | 0 | 0 | 0 | 497840.9926 | 0 | 333840 | 0 | 0 | 0 | 0 | 1851111.6459 | 1137487.0177 | 0 | 0 | 0 | 0 | 0 | 0 | 0 | 0 | 0 | 0 | 0 | 0 | 0 | 0 | 0 | 0 | 48275.2733 | 115725.7193 | 0 | 0 | 0 | 0 | 0 | 0 | 0 | 0 | 0 | 0 | 0 | 0 | 0 | 0 | 0
2016-10-25 09:00 | 0 | 0 | 0 | 0 | 0 | 208977.4044 | 0 | 345250 | 0 | 0 | 0 | 0 | 1599113.3309 | 1253212.737 | 0 | 0 | 0 | 0 | 0 | 0 | 0 | 0 | 0 | 0 | 0 | 0 | 0 | 0 | 0 | 0 | -251998.3149 | 115725.7193 | 0 | 0 | 0 | 0 | 0 | 0 | 0 | 0 | 0 | 0 | 0 | 0 | 0 | 0 | 0
2016-10-25 10:00 | 0 | 0 | 0 | 0 | 0 | 6655.9658 | 0 | 374380 | 0 | 0 | 0 | 0 | 1347115.016 | 1137487.0177 | 0 | 0 | 0 | 0 | 0 | 0 | 0 | 0 | 0 | 0 | 0 | 0 | 0 | 0 | 0 | 0 | -251998.3149 | -115725.7193 | 0 | 0 | 0 | 0 | 0 | 0 | 0 | 0 | 0 | 0 | 0 | 0 | 0 | 0 | 0
2016-10-25 11:00 | 0 | 0 | 0 | 0 | 0 | 35066.9658 | 0 | 402791 | 0 | 0 | 0 | 0 | 1095116.701 | 1021761.2984 | 0 | 0 | 0 | 0 | 0 | 0 | 0 | 0 | 0 | 0 | 0 | 0 | 0 | 0 | 0 | 0 | -251998.3149 | -115725.7193 | 0 | 0 | 0 | 0 | 0 | 0 | 0 | 0 | 0 | 0 | 0 | 0 | 0 | 0 | 0
2016-10-25 12:00 | 0 | 0 | 0 | 0 | 0 | 444122.9788 | 0 | 414577 | 0 | 0 | 0 | 0 | 1008936.9606 | 1137487.0177 | 0 | 0 | 0 | 0 | 0 | 0 | 0 | 0 | 0 | 0 | 0 | 0 | 0 | 0 | 0 | 0 | -86179.7405 | 115725.7193 | 0 | 0 | 0 | 0 | 0 | 0 | 0 | 0 | 0 | 0 | 0 | 0 | 0 | 0 | 0
2016-10-25 13:00 | 0 | 0 | 0 | 0 | 0 | 421165.8405 | 637.7141 | 420864 | 0 | 0 | 0 | 0 | 894150.7959 | 1253212.737 | 0 | 0 | 0 | 0 | 0 | 0 | 0 | 0 | 0 | 0 | 0 | 0 | 0 | 0 | 0 | 0 | -114786.1647 | 115725.7193 | 0 | 0 | 0 | 0 | 0 | 0 | 0 | 0 | 0 | 0 | 0 | 0 | 0 | 0 | 0
2016-10-25 14:00 | 0 | 0 | 0 | 0 | 0 | 0 | 108321.4348 | 425780 | 0 | 0 | 0 | 0 | 692417.9499 | 1137487.0177 | 0 | 0 | 0 | 0 | 0 | 0 | 0 | 0 | 0 | 0 | 0 | 0 | 0 | 0 | 0 | 0 | -201732.8459 | -115725.7193 | 0 | 0 | 0 | 0 | 0 | 0 | 0 | 0 | 0 | 0 | 0 | 0 | 0 | 0 | 0
2016-10-25 15:00 | 0 | 0 | 0 | 0 | 0 | 0 | 385916.1006 | 429361 | 0 | 0 | 0 | 0 | 764698.7698 | 1021761.2984 | 0 | 0 | 0 | 0 | 0 | 0 | 0 | 0 | 0 | 0 | 0 | 0 | 0 | 0 | 0 | 0 | 72280.8199 | -115725.7193 | 0 | 0 | 0 | 0 | 0 | 0 | 0 | 0 | 0 | 0 | 0 | 0 | 0 | 0 | 0
2016-10-25 16:00 | 0 | 0 | 0 | 0 | 0 | 0 | 553071.6066 | 433164 | 0 | 0 | 0 | 0 | 768880.6571 | 1137487.0177 | 0 | 0 | 0 | 0 | 0 | 0 | 0 | 0 | 0 | 0 | 0 | 0 | 0 | 0 | 0 | 0 | 4181.8873 | 115725.7193 | 0 | 0 | 0 | 0 | 0 | 0 | 0 | 0 | 0 | 0 | 0 | 0 | 0 | 0 | 0
2016-10-25 17:00 | 0 | 0 | 0 | 0 | 0 | 0 | 614326.8671 | 437173 | 0 | 0 | 0 | 0 | 1020878.972 | 1062642.5698 | 0 | 0 | 0 | 0 | 0 | 0 | 0 | 0 | 0 | 0 | 0 | 0 | 0 | 0 | 0 | 0 | 251998.3149 | -74844.4479 | 0 | 0 | 0 | 0 | 0 | 0 | 0 | 0 | 0 | 0 | 0 | 0 | 0 | 0 | 0
2016-10-25 18:00 | 0 | 0 | 0 | 0 | 0 | 0 | 608310.1341 | 440755 | 0 | 0 | 0 | 0 | 1266482.4483 | 984594.2277 | 0 | 0 | 0 | 0 | 0 | 0 | 0 | 0 | 0 | 0 | 0 | 0 | 0 | 0 | 0 | 0 | 245603.4763 | -78048.3421 | 0 | 0 | 0 | 0 | 0 | 0 | 0 | 0 | 0 | 0 | 0 | 0 | 0 | 0 | 0
2016-10-25 19:00 | 0 | 0 | 0 | 0 | 0 | 0 | 599301.3637 | 444026 | 0 | 0 | 0 | 0 | 1518480.7632 | 887871.2764 | 0 | 0 | 0 | 0 | 0 | 0 | 0 | 0 | 0 | 0 | 0 | 0 | 0 | 0 | 0 | 0 | 251998.3149 | -96722.9512 | 0 | 0 | 0 | 0 | 0 | 0 | 0 | 0 | 0 | 0 | 0 | 0 | 0 | 0 | 0
2016-10-25 20:00 | 0 | 0 | 0 | 0 | 0 | 0 | 612515.4535 | 448066 | 0 | 0 | 0 | 0 | 1567204.4974 | 1003596.9957 | 0 | 0 | 0 | 0 | 0 | 0 | 0 | 0 | 0 | 0 | 0 | 0 | 0 | 0 | 0 | 0 | 48723.7342 | 115725.7193 | 0 | 0 | 0 | 0 | 0 | 0 | 0 | 0 | 0 | 0 | 0 | 0 | 0 | 0 | 0
2016-10-25 21:00 | 0 | 0 | 0 | 0 | 0 | 0 | 633428.5864 | 451997 | 0 | 0 | 0 | 0 | 1632910.3645 | 1119322.715 | 0 | 0 | 0 | 0 | 0 | 0 | 0 | 0 | 0 | 0 | 0 | 0 | 0 | 0 | 0 | 0 | 65705.8671 | 115725.7193 | 0 | 0 | 0 | 0 | 0 | 0 | 0 | 0 | 0 | 0 | 0 | 0 | 0 | 0 | 0
2016-10-25 22:00 | 0 | 0 | 0 | 0 | 0 | 0 | 618691.7252 | 457558 | 0 | 0 | 0 | 0 | 1884908.6795 | 1028458.1253 | 0 | 0 | 0 | 0 | 0 | 0 | 0 | 0 | 0 | 0 | 0 | 0 | 0 | 0 | 0 | 0 | 251998.3149 | -90864.5897 | 0 | 0 | 0 | 0 | 0 | 0 | 0 | 0 | 0 | 0 | 0 | 0 | 0 | 0 | 0
2016-10-25 23:00 | 0 | 0 | 0 | 0 | 0 | 0 | 472405.7292 | 465965 | 0 | 0 | 0 | 0 | 2007075.128 | 912732.406 | 0 | 0 | 0 | 0 | 0 | 0 | 0 | 0 | 0 | 0 | 0 | 0 | 0 | 0 | 0 | 0 | 122166.4485 | -115725.7193 | 0 | 0 | 0 | 0 | 0 | 0 | 0 | 0 | 0 | 0 | 0 | 0 | 0 | 0 | 0
2016-10-26 | 0 | 0 | 0 | 0 | 0 | 638472.0599 | 88472.2449 | 463206 | 0 | 0 | 0 | 0 | 2259073.4429 | 924472.3959 | 0 | 0 | 0 | 0 | 0 | 0 | 0 | 0 | 0 | 0 | 0 | 0 | 0 | 0 | 0 | 0 | 251998.3149 | 11739.9898 | 0 | 0 | 0 | 0 | 0 | 0 | 0 | 0 | 0 | 0 | 0 | 0 | 0 | 0 | 0
2016-10-26 01:00 | 0 | 0 | 0 | 0 | 0 | 314536.3059 | 13.0984 | 450822 | 0 | 0 | 0 | 0 | 2007075.128 | 1040198.1151 | 0 | 0 | 0 | 0 | 0 | 0 | 0 | 0 | 0 | 0 | 0 | 0 | 0 | 0 | 0 | 0 | -251998.3149 | 115725.7193 | 0 | 0 | 0 | 0 | 0 | 0 | 0 | 0 | 0 | 0 | 0 | 0 | 0 | 0 | 0
2016-10-26 02:00 | 0 | 0 | 0 | 0 | 0 | 59764.9658 | 0 | 427489 | 0 | 0 | 0 | 0 | 1755076.813 | 924472.3959 | 0 | 0 | 0 | 0 | 0 | 0 | 0 | 0 | 0 | 0 | 0 | 0 | 0 | 0 | 0 | 0 | -251998.3149 | -115725.7193 | 0 | 0 | 0 | 0 | 0 | 0 | 0 | 0 | 0 | 0 | 0 | 0 | 0 | 0 | 0
2016-10-26 03:00 | 0 | 0 | 0 | 0 | 0 | 582789.7365 | 0 | 401143 | 0 | 0 | 0 | 0 | 1820997.8303 | 1040198.1151 | 0 | 0 | 0 | 0 | 0 | 0 | 0 | 0 | 0 | 0 | 0 | 0 | 0 | 0 | 0 | 0 | 65921.0172 | 115725.7193 | 0 | 0 | 0 | 0 | 0 | 0 | 0 | 0 | 0 | 0 | 0 | 0 | 0 | 0 | 0
2016-10-26 04:00 | 0 | 0 | 0 | 0 | 0 | 241194.4044 | 0 | 377467 | 0 | 0 | 0 | 0 | 1568999.5153 | 1155923.8344 | 0 | 0 | 0 | 0 | 0 | 0 | 0 | 0 | 0 | 0 | 0 | 0 | 0 | 0 | 0 | 0 | -251998.3149 | 115725.7193 | 0 | 0 | 0 | 0 | 0 | 0 | 0 | 0 | 0 | 0 | 0 | 0 | 0 | 0 | 0
2016-10-26 05:00 | 0 | 0 | 0 | 0 | 0 | 0 | 0 | 358988 | 0 | 0 | 0 | 0 | 1317001.2004 | 1048934.1494 | 0 | 0 | 0 | 0 | 0 | 0 | 0 | 0 | 0 | 0 | 0 | 0 | 0 | 0 | 0 | 0 | -251998.3149 | -106989.6851 | 0 | 0 | 0 | 0 | 0 | 0 | 0 | 0 | 0 | 0 | 0 | 0 | 0 | 0 | 0
2016-10-26 06:00 | 0 | 0 | 0 | 0 | 0 | 0 | 0 | 346963 | 0 | 0 | 0 | 0 | 1065002.8854 | 953969.4643 | 0 | 0 | 0 | 0 | 0 | 0 | 0 | 0 | 0 | 0 | 0 | 0 | 0 | 0 | 0 | 0 | -251998.3149 | -94964.6851 | 0 | 0 | 0 | 0 | 0 | 0 | 0 | 0 | 0 | 0 | 0 | 0 | 0 | 0 | 0
2016-10-26 07:00 | 0 | 0 | 0 | 0 | 0 | 532711.0421 | 0 | 340536 | 0 | 0 | 0 | 0 | 1317001.2004 | 894146.1915 | 0 | 0 | 0 | 0 | 0 | 0 | 0 | 0 | 0 | 0 | 0 | 0 | 0 | 0 | 0 | 0 | 251998.3149 | -59823.2728 | 0 | 0 | 0 | 0 | 0 | 0 | 0 | 0 | 0 | 0 | 0 | 0 | 0 | 0 | 0
2016-10-26 08:00 | 0 | 0 | 0 | 0 | 0 | 205104.4044 | 0 | 341377 | 0 | 0 | 0 | 0 | 1065002.8854 | 1009871.9108 | 0 | 0 | 0 | 0 | 0 | 0 | 0 | 0 | 0 | 0 | 0 | 0 | 0 | 0 | 0 | 0 | -251998.3149 | 115725.7193 | 0 | 0 | 0 | 0 | 0 | 0 | 0 | 0 | 0 | 0 | 0 | 0 | 0 | 0 | 0
2016-10-26 09:00 | 0 | 0 | 0 | 0 | 0 | 0 | 0 | 351909 | 0 | 0 | 0 | 0 | 813004.5705 | 909961.2257 | 0 | 0 | 0 | 0 | 0 | 0 | 0 | 0 | 0 | 0 | 0 | 0 | 0 | 0 | 0 | 0 | -251998.3149 | -99910.6851 | 0 | 0 | 0 | 0 | 0 | 0 | 0 | 0 | 0 | 0 | 0 | 0 | 0 | 0 | 0
2016-10-26 10:00 | 0 | 0 | 0 | 0 | 0 | 12164.9658 | 0 | 379889 | 0 | 0 | 0 | 0 | 561006.2556 | 794235.5064 | 0 | 0 | 0 | 0 | 0 | 0 | 0 | 0 | 0 | 0 | 0 | 0 | 0 | 0 | 0 | 0 | -251998.3149 | -115725.7193 | 0 | 0 | 0 | 0 | 0 | 0 | 0 | 0 | 0 | 0 | 0 | 0 | 0 | 0 | 0
2016-10-26 11:00 | 0 | 0 | 0 | 0 | 0 | 413632.8414 | 0 | 408520 | 0 | 0 | 0 | 0 | 681844.8163 | 678509.7871 | 0 | 0 | 0 | 0 | 0 | 0 | 0 | 0 | 0 | 0 | 0 | 0 | 0 | 0 | 0 | 0 | 120838.5607 | -115725.7193 | 0 | 0 | 0 | 0 | 0 | 0 | 0 | 0 | 0 | 0 | 0 | 0 | 0 | 0 | 0
2016-10-26 12:00 | 0 | 0 | 0 | 0 | 0 | 52199.9658 | 0 | 419924 | 0 | 0 | 0 | 0 | 429846.5013 | 562784.0678 | 0 | 0 | 0 | 0 | 0 | 0 | 0 | 0 | 0 | 0 | 0 | 0 | 0 | 0 | 0 | 0 | -251998.3149 | -115725.7193 | 0 | 0 | 0 | 0 | 0 | 0 | 0 | 0 | 0 | 0 | 0 | 0 | 0 | 0 | 0
2016-10-26 13:00 | 0 | 0 | 0 | 0 | 0 | 361627.9616 | 1605.5713 | 425356 | 0 | 0 | 0 | 0 | 251998.3149 | 678509.7871 | 0 | 0 | 0 | 0 | 0 | 0 | 0 | 0 | 0 | 0 | 0 | 0 | 0 | 0 | 0 | 0 | -177848.1864 | 115725.7193 | 0 | 0 | 0 | 0 | 0 | 0 | 0 | 0 | 0 | 0 | 0 | 0 | 0 | 0 | 0
2016-10-26 14:00 | 0 | 0 | 0 | 0 | 0 | 0 | 232153.0241 | 430914 | 0 | 0 | 0 | 0 | 0 | 731747.1261 | 0 | 0 | 0 | 0 | 0 | 0 | 0 | 0 | 0 | 0 | 0 | 0 | 0 | 0 | 0 | 0 | -251998.3149 | 53237.339 | 0 | 0 | 0 | 0 | 0 | 0 | 0 | 0 | 0 | 0 | 0 | 0 | 0 | 0 | 0
2016-10-26 15:00 | 0 | 0 | 0 | 0 | 0 | 0 | 631123.7447 | 434118 | 0 | 0 | 0 | 0 | 251998.3149 | 676754.5559 | 0 | 0 | 0 | 0 | 0 | 0 | 0 | 0 | 0 | 0 | 0 | 0 | 0 | 0 | 0 | 0 | 251998.3149 | -54992.5702 | 0 | 0 | 0 | 0 | 0 | 0 | 0 | 0 | 0 | 0 | 0 | 0 | 0 | 0 | 0
2016-10-26 16:00 | 0 | 0 | 0 | 0 | 0 | 49973.5867 | 723934.9548 | 437865 | 0 | 0 | 0 | 0 | 472316.1372 | 792480.2752 | 0 | 0 | 0 | 0 | 0 | 0 | 0 | 0 | 0 | 0 | 0 | 0 | 0 | 0 | 0 | 0 | 220317.8222 | 115725.7193 | 0 | 0 | 0 | 0 | 0 | 0 | 0 | 0 | 0 | 0 | 0 | 0 | 0 | 0 | 0
2016-10-26 17:00 | 0 | 0 | 0 | 0 | 0 | 0 | 705171.901 | 442826 | 0 | 0 | 0 | 0 | 724314.4521 | 802827.8613 | 0 | 0 | 0 | 0 | 0 | 0 | 0 | 0 | 0 | 0 | 0 | 0 | 0 | 0 | 0 | 0 | 251998.3149 | 10347.586 | 0 | 0 | 0 | 0 | 0 | 0 | 0 | 0 | 0 | 0 | 0 | 0 | 0 | 0 | 0
2016-10-26 18:00 | 0 | 0 | 0 | 0 | 0 | 0 | 671629.4831 | 447686 | 0 | 0 | 0 | 0 | 976312.7671 | 774773.0294 | 0 | 0 | 0 | 0 | 0 | 0 | 0 | 0 | 0 | 0 | 0 | 0 | 0 | 0 | 0 | 0 | 251998.3149 | -28054.8319 | 0 | 0 | 0 | 0 | 0 | 0 | 0 | 0 | 0 | 0 | 0 | 0 | 0 | 0 | 0
2016-10-26 19:00 | 0 | 0 | 0 | 0 | 0 | 0 | 656935.6853 | 452795 | 0 | 0 | 0 | 0 | 1215405.7675 | 739820.7142 | 0 | 0 | 0 | 0 | 0 | 0 | 0 | 0 | 0 | 0 | 0 | 0 | 0 | 0 | 0 | 0 | 239093.0004 | -34952.3151 | 0 | 0 | 0 | 0 | 0 | 0 | 0 | 0 | 0 | 0 | 0 | 0 | 0 | 0 | 0
2016-10-26 20:00 | 0 | 0 | 0 | 0 | 0 | 0 | 667811.1656 | 458288 | 0 | 0 | 0 | 0 | 1309203.2138 | 855546.4335 | 0 | 0 | 0 | 0 | 0 | 0 | 0 | 0 | 0 | 0 | 0 | 0 | 0 | 0 | 0 | 0 | 93797.4463 | 115725.7193 | 0 | 0 | 0 | 0 | 0 | 0 | 0 | 0 | 0 | 0 | 0 | 0 | 0 | 0 | 0
2016-10-26 21:00 | 0 | 0 | 0 | 0 | 0 | 0 | 692170.5034 | 463634 | 0 | 0 | 0 | 0 | 1422013.9979 | 971272.1528 | 0 | 0 | 0 | 0 | 0 | 0 | 0 | 0 | 0 | 0 | 0 | 0 | 0 | 0 | 0 | 0 | 112810.7841 | 115725.7193 | 0 | 0 | 0 | 0 | 0 | 0 | 0 | 0 | 0 | 0 | 0 | 0 | 0 | 0 | 0
2016-10-26 22:00 | 0 | 0 | 0 | 0 | 0 | 0 | 668815.7885 | 469313 | 0 | 0 | 0 | 0 | 1674012.3129 | 918776.6264 | 0 | 0 | 0 | 0 | 0 | 0 | 0 | 0 | 0 | 0 | 0 | 0 | 0 | 0 | 0 | 0 | 251998.3149 | -52495.5264 | 0 | 0 | 0 | 0 | 0 | 0 | 0 | 0 | 0 | 0 | 0 | 0 | 0 | 0 | 0
2016-10-26 23:00 | 0 | 0 | 0 | 0 | 0 | 0 | 452189.2249 | 474513 | 0 | 0 | 0 | 0 | 1767414.2571 | 803050.9071 | 0 | 0 | 0 | 0 | 0 | 0 | 0 | 0 | 0 | 0 | 0 | 0 | 0 | 0 | 0 | 0 | 93401.9442 | -115725.7193 | 0 | 0 | 0 | 0 | 0 | 0 | 0 | 0 | 0 | 0 | 0 | 0 | 0 | 0 | 0
2016-10-27 | 0 | 0 | 0 | 0 | 0 | 32565.2745 | 69794.6913 | 470084 | 0 | 0 | 0 | 0 | 1515415.9421 | 687325.1878 | 0 | 0 | 0 | 0 | 0 | 0 | 0 | 0 | 0 | 0 | 0 | 0 | 0 | 0 | 0 | 0 | -251998.3149 | -115725.7193 | 0 | 0 | 0 | 0 | 0 | 0 | 0 | 0 | 0 | 0 | 0 | 0 | 0 | 0 | 0
2016-10-27 01:00 | 0 | 0 | 0 | 0 | 0 | 295688.0989 | 12.3649 | 457175 | 0 | 0 | 0 | 0 | 1263417.6272 | 777848.9666 | 0 | 0 | 0 | 0 | 0 | 0 | 0 | 0 | 0 | 0 | 0 | 0 | 0 | 0 | 0 | 0 | -251998.3149 | 90523.7788 | 0 | 0 | 0 | 0 | 0 | 0 | 0 | 0 | 0 | 0 | 0 | 0 | 0 | 0 | 0
2016-10-27 02:00 | 0 | 0 | 0 | 0 | 0 | 329044.4054 | 0 | 433502 | 0 | 0 | 0 | 0 | 1043234.3132 | 893574.6859 | 0 | 0 | 0 | 0 | 0 | 0 | 0 | 0 | 0 | 0 | 0 | 0 | 0 | 0 | 0 | 0 | -220183.3139 | 115725.7193 | 0 | 0 | 0 | 0 | 0 | 0 | 0 | 0 | 0 | 0 | 0 | 0 | 0 | 0 | 0
2016-10-27 03:00 | 0 | 0 | 0 | 0 | 0 | 349691.906 | 0 | 405656 | 0 | 0 | 0 | 0 | 1102995.9386 | 777848.9666 | 0 | 0 | 0 | 0 | 0 | 0 | 0 | 0 | 0 | 0 | 0 | 0 | 0 | 0 | 0 | 0 | 59761.6253 | -115725.7193 | 0 | 0 | 0 | 0 | 0 | 0 | 0 | 0 | 0 | 0 | 0 | 0 | 0 | 0 | 0
2016-10-27 04:00 | 0 | 0 | 0 | 0 | 0 | 356543.416 | 0 | 380313 | 0 | 0 | 0 | 0 | 1194952.0739 | 662123.2473 | 0 | 0 | 0 | 0 | 0 | 0 | 0 | 0 | 0 | 0 | 0 | 0 | 0 | 0 | 0 | 0 | 91956.1353 | -115725.7193 | 0 | 0 | 0 | 0 | 0 | 0 | 0 | 0 | 0 | 0 | 0 | 0 | 0 | 0 | 0
2016-10-27 05:00 | 0 | 0 | 0 | 0 | 0 | 0 | 0 | 361970 | 0 | 0 | 0 | 0 | 942953.759 | 552151.5622 | 0 | 0 | 0 | 0 | 0 | 0 | 0 | 0 | 0 | 0 | 0 | 0 | 0 | 0 | 0 | 0 | -251998.3149 | -109971.6851 | 0 | 0 | 0 | 0 | 0 | 0 | 0 | 0 | 0 | 0 | 0 | 0 | 0 | 0 | 0
2016-10-27 06:00 | 0 | 0 | 0 | 0 | 0 | 360515.3366 | 0 | 348505 | 0 | 0 | 0 | 0 | 1070689.8149 | 436425.8429 | 0 | 0 | 0 | 0 | 0 | 0 | 0 | 0 | 0 | 0 | 0 | 0 | 0 | 0 | 0 | 0 | 127736.0559 | -115725.7193 | 0 | 0 | 0 | 0 | 0 | 0 | 0 | 0 | 0 | 0 | 0 | 0 | 0 | 0 | 0
2016-10-27 07:00 | 0 | 0 | 0 | 0 | 0 | 0 | 0 | 341247 | 0 | 0 | 0 | 0 | 818691.5 | 347177.1579 | 0 | 0 | 0 | 0 | 0 | 0 | 0 | 0 | 0 | 0 | 0 | 0 | 0 | 0 | 0 | 0 | -251998.3149 | -89248.6851 | 0 | 0 | 0 | 0 | 0 | 0 | 0 | 0 | 0 | 0 | 0 | 0 | 0 | 0 | 0
2016-10-27 08:00 | 0 | 0 | 0 | 0 | 0 | 351699.6924 | 0 | 340680 | 0 | 0 | 0 | 0 | 945436.9117 | 231451.4386 | 0 | 0 | 0 | 0 | 0 | 0 | 0 | 0 | 0 | 0 | 0 | 0 | 0 | 0 | 0 | 0 | 126745.4117 | -115725.7193 | 0 | 0 | 0 | 0 | 0 | 0 | 0 | 0 | 0 | 0 | 0 | 0 | 0 | 0 | 0
2016-10-27 09:00 | 0 | 0 | 0 | 0 | 0 | 214334.4044 | 0 | 350607 | 0 | 0 | 0 | 0 | 693438.5967 | 347177.1579 | 0 | 0 | 0 | 0 | 0 | 0 | 0 | 0 | 0 | 0 | 0 | 0 | 0 | 0 | 0 | 0 | -251998.3149 | 115725.7193 | 0 | 0 | 0 | 0 | 0 | 0 | 0 | 0 | 0 | 0 | 0 | 0 | 0 | 0 | 0
2016-10-27 10:00 | 0 | 0 | 0 | 0 | 0 | 329674.5689 | 0 | 376569 | 0 | 0 | 0 | 0 | 762269.8849 | 231451.4386 | 0 | 0 | 0 | 0 | 0 | 0 | 0 | 0 | 0 | 0 | 0 | 0 | 0 | 0 | 0 | 0 | 68831.2882 | -115725.7193 | 0 | 0 | 0 | 0 | 0 | 0 | 0 | 0 | 0 | 0 | 0 | 0 | 0 | 0 | 0
2016-10-27 11:00 | 0 | 0 | 0 | 0 | 0 | 36948.9658 | 0 | 404673 | 0 | 0 | 0 | 0 | 510271.5699 | 115725.7193 | 0 | 0 | 0 | 0 | 0 | 0 | 0 | 0 | 0 | 0 | 0 | 0 | 0 | 0 | 0 | 0 | -251998.3149 | -115725.7193 | 0 | 0 | 0 | 0 | 0 | 0 | 0 | 0 | 0 | 0 | 0 | 0 | 0 | 0 | 0
2016-10-27 12:00 | 0 | 0 | 0 | 0 | 0 | 315085.2959 | 0 | 417790 | 0 | 0 | 0 | 0 | 523292.5852 | 0 | 0 | 0 | 0 | 0 | 0 | 0 | 0 | 0 | 0 | 0 | 0 | 0 | 0 | 0 | 0 | 0 | 13021.0152 | -115725.7193 | 0 | 0 | 0 | 0 | 0 | 0 | 0 | 0 | 0 | 0 | 0 | 0 | 0 | 0 | 0
2016-10-27 13:00 | 0 | 0 | 0 | 0 | 0 | 300786.0561 | 1131.6661 | 426933 | 0 | 0 | 0 | 0 | 282551.5881 | 115725.7193 | 0 | 0 | 0 | 0 | 0 | 0 | 0 | 0 | 0 | 0 | 0 | 0 | 0 | 0 | 0 | 0 | -240740.9971 | 115725.7193 | 0 | 0 | 0 | 0 | 0 | 0 | 0 | 0 | 0 | 0 | 0 | 0 | 0 | 0 | 0
2016-10-27 14:00 | 0 | 0 | 0 | 0 | 0 | 207988.9262 | 220531.3611 | 435210 | 0 | 0 | 0 | 0 | 160136.1561 | 231451.4386 | 0 | 0 | 0 | 0 | 0 | 0 | 0 | 0 | 0 | 0 | 0 | 0 | 0 | 0 | 0 | 0 | -122415.432 | 115725.7193 | 0 | 0 | 0 | 0 | 0 | 0 | 0 | 0 | 0 | 0 | 0 | 0 | 0 | 0 | 0
2016-10-27 15:00 | 0 | 0 | 0 | 0 | 0 | 0 | 493422.7044 | 441686 | 0 | 0 | 0 | 0 | 96147.1412 | 347177.1579 | 0 | 0 | 0 | 0 | 0 | 0 | 0 | 0 | 0 | 0 | 0 | 0 | 0 | 0 | 0 | 0 | -63989.0149 | 115725.7193 | 0 | 0 | 0 | 0 | 0 | 0 | 0 | 0 | 0 | 0 | 0 | 0 | 0 | 0 | 0
2016-10-27 16:00 | 0 | 0 | 0 | 0 | 0 | 0 | 580347.2353 | 447689 | 0 | 0 | 0 | 0 | 228805.3765 | 347177.1579 | 0 | 0 | 0 | 0 | 0 | 0 | 0 | 0 | 0 | 0 | 0 | 0 | 0 | 0 | 0 | 0 | 132658.2353 | 0 | 0 | 0 | 0 | 0 | 0 | 0 | 0 | 0 | 0 | 0 | 0 | 0 | 0 | 0 | 0
2016-10-27 17:00 | 0 | 0 | 0 | 0 | 0 | 0 | 586516.6424 | 454898 | 0 | 0 | 0 | 0 | 476149.7382 | 231451.4386 | 0 | 0 | 0 | 0 | 0 | 0 | 0 | 0 | 0 | 0 | 0 | 0 | 0 | 0 | 0 | 0 | 247344.3617 | -115725.7193 | 0 | 0 | 0 | 0 | 0 | 0 | 0 | 0 | 0 | 0 | 0 | 0 | 0 | 0 | 0
2016-10-27 18:00 | 0 | 0 | 0 | 0 | 0 | 0 | 568796.1005 | 460712 | 0 | 0 | 0 | 0 | 699959.558 | 115725.7193 | 0 | 0 | 0 | 0 | 0 | 0 | 0 | 0 | 0 | 0 | 0 | 0 | 0 | 0 | 0 | 0 | 223809.8198 | -115725.7193 | 0 | 0 | 0 | 0 | 0 | 0 | 0 | 0 | 0 | 0 | 0 | 0 | 0 | 0 | 0
2016-10-27 19:00 | 0 | 0 | 0 | 0 | 0 | 0 | 552689.4962 | 464519 | 0 | 0 | 0 | 0 | 672404.3349 | 231451.4386 | 0 | 0 | 0 | 0 | 0 | 0 | 0 | 0 | 0 | 0 | 0 | 0 | 0 | 0 | 0 | 0 | -27555.2231 | 115725.7193 | 0 | 0 | 0 | 0 | 0 | 0 | 0 | 0 | 0 | 0 | 0 | 0 | 0 | 0 | 0
2016-10-27 20:00 | 0 | 0 | 0 | 0 | 0 | 0 | 544227.8805 | 469105 | 0 | 0 | 0 | 0 | 863252.9347 | 115725.7193 | 0 | 0 | 0 | 0 | 0 | 0 | 0 | 0 | 0 | 0 | 0 | 0 | 0 | 0 | 0 | 0 | 190848.5998 | -115725.7193 | 0 | 0 | 0 | 0 | 0 | 0 | 0 | 0 | 0 | 0 | 0 | 0 | 0 | 0 | 0
2016-10-27 21:00 | 0 | 0 | 0 | 0 | 0 | 0 | 520425.5883 | 471458 | 0 | 0 | 0 | 0 | 796494.8037 | 231451.4386 | 0 | 0 | 0 | 0 | 0 | 0 | 0 | 0 | 0 | 0 | 0 | 0 | 0 | 0 | 0 | 0 | -66758.131 | 115725.7193 | 0 | 0 | 0 | 0 | 0 | 0 | 0 | 0 | 0 | 0 | 0 | 0 | 0 | 0 | 0
2016-10-27 22:00 | 0 | 0 | 0 | 0 | 0 | 0 | 439735.4044 | 473190 | 0 | 0 | 0 | 0 | 878765.9274 | 115725.7193 | 0 | 0 | 0 | 0 | 0 | 0 | 0 | 0 | 0 | 0 | 0 | 0 | 0 | 0 | 0 | 0 | 82271.1237 | -115725.7193 | 0 | 0 | 0 | 0 | 0 | 0 | 0 | 0 | 0 | 0 | 0 | 0 | 0 | 0 | 0
2016-10-27 23:00 | 0 | 0 | 0 | 0 | 0 | 0 | 237246.2982 | 475743 | 0 | 0 | 0 | 0 | 755994.9448 | 0 | 0 | 0 | 0 | 0 | 0 | 0 | 0 | 0 | 0 | 0 | 0 | 0 | 0 | 0 | 0 | 0 | -122770.9825 | -115725.7193 | 0 | 0 | 0 | 0 | 0 | 0 | 0 | 0 | 0 | 0 | 0 | 0 | 0 | 0 | 0
2016-10-28 | 0 | 0 | 0 | 0 | 0 | 318073.9938 | 17191.4106 | 471538 | 0 | 0 | 0 | 0 | 503996.6299 | 115725.7193 | 0 | 0 | 0 | 0 | 0 | 0 | 0 | 0 | 0 | 0 | 0 | 0 | 0 | 0 | 0 | 0 | -251998.3149 | 115725.7193 | 0 | 0 | 0 | 0 | 0 | 0 | 0 | 0 | 0 | 0 | 0 | 0 | 0 | 0 | 0
2016-10-28 01:00 | 0 | 0 | 0 | 0 | 0 | 321901.0848 | 0.3196 | 458174 | 0 | 0 | 0 | 0 | 251998.3149 | 231451.4386 | 0 | 0 | 0 | 0 | 0 | 0 | 0 | 0 | 0 | 0 | 0 | 0 | 0 | 0 | 0 | 0 | -251998.3149 | 115725.7193 | 0 | 0 | 0 | 0 | 0 | 0 | 0 | 0 | 0 | 0 | 0 | 0 | 0 | 0 | 0
2016-10-28 02:00 | 0 | 0 | 0 | 0 | 0 | 67443.9658 | 0 | 435168 | 0 | 0 | 0 | 0 | 0 | 115725.7193 | 0 | 0 | 0 | 0 | 0 | 0 | 0 | 0 | 0 | 0 | 0 | 0 | 0 | 0 | 0 | 0 | -251998.3149 | -115725.7193 | 0 | 0 | 0 | 0 | 0 | 0 | 0 | 0 | 0 | 0 | 0 | 0 | 0 | 0 | 0
2016-10-28 03:00 | 0 | 0 | 0 | 0 | 0 | 774800.0342 | 0 | 407076 | 0 | 0 | 0 | 0 | 251998.3149 | 231451.4386 | 0 | 0 | 0 | 0 | 0 | 0 | 0 | 0 | 0 | 0 | 0 | 0 | 0 | 0 | 0 | 0 | 251998.3149 | 115725.7193 | 0 | 0 | 0 | 0 | 0 | 0 | 0 | 0 | 0 | 0 | 0 | 0 | 0 | 0 | 0
2016-10-28 04:00 | 0 | 0 | 0 | 0 | 0 | 748299.0342 | 0 | 380575 | 0 | 0 | 0 | 0 | 503996.6299 | 347177.1579 | 0 | 0 | 0 | 0 | 0 | 0 | 0 | 0 | 0 | 0 | 0 | 0 | 0 | 0 | 0 | 0 | 251998.3149 | 115725.7193 | 0 | 0 | 0 | 0 | 0 | 0 | 0 | 0 | 0 | 0 | 0 | 0 | 0 | 0 | 0
2016-10-28 05:00 | 0 | 0 | 0 | 0 | 0 | 0 | 0 | 360923 | 0 | 0 | 0 | 0 | 251998.3149 | 238252.4728 | 0 | 0 | 0 | 0 | 0 | 0 | 0 | 0 | 0 | 0 | 0 | 0 | 0 | 0 | 0 | 0 | -251998.3149 | -108924.6851 | 0 | 0 | 0 | 0 | 0 | 0 | 0 | 0 | 0 | 0 | 0 | 0 | 0 | 0 | 0
2016-10-28 06:00 | 0 | 0 | 0 | 0 | 0 | 714661.0342 | 0 | 346937 | 0 | 0 | 0 | 0 | 503996.6299 | 353978.1921 | 0 | 0 | 0 | 0 | 0 | 0 | 0 | 0 | 0 | 0 | 0 | 0 | 0 | 0 | 0 | 0 | 251998.3149 | 115725.7193 | 0 | 0 | 0 | 0 | 0 | 0 | 0 | 0 | 0 | 0 | 0 | 0 | 0 | 0 | 0
2016-10-28 07:00 | 0 | 0 | 0 | 0 | 0 | 707969.0342 | 0 | 340245 | 0 | 0 | 0 | 0 | 755994.9448 | 469703.9114 | 0 | 0 | 0 | 0 | 0 | 0 | 0 | 0 | 0 | 0 | 0 | 0 | 0 | 0 | 0 | 0 | 251998.3149 | 115725.7193 | 0 | 0 | 0 | 0 | 0 | 0 | 0 | 0 | 0 | 0 | 0 | 0 | 0 | 0 | 0
2016-10-28 08:00 | 0 | 0 | 0 | 0 | 0 | 0 | 0 | 339281 | 0 | 0 | 0 | 0 | 503996.6299 | 382421.2264 | 0 | 0 | 0 | 0 | 0 | 0 | 0 | 0 | 0 | 0 | 0 | 0 | 0 | 0 | 0 | 0 | -251998.3149 | -87282.6851 | 0 | 0 | 0 | 0 | 0 | 0 | 0 | 0 | 0 | 0 | 0 | 0 | 0 | 0 | 0
2016-10-28 09:00 | 0 | 0 | 0 | 0 | 0 | 715663.0342 | 0 | 347939 | 0 | 0 | 0 | 0 | 755994.9448 | 498146.9457 | 0 | 0 | 0 | 0 | 0 | 0 | 0 | 0 | 0 | 0 | 0 | 0 | 0 | 0 | 0 | 0 | 251998.3149 | 115725.7193 | 0 | 0 | 0 | 0 | 0 | 0 | 0 | 0 | 0 | 0 | 0 | 0 | 0 | 0 | 0
2016-10-28 10:00 | 0 | 0 | 0 | 0 | 0 | 510928.5956 | 0 | 374656 | 0 | 0 | 0 | 0 | 1007993.2598 | 382421.2264 | 0 | 0 | 0 | 0 | 0 | 0 | 0 | 0 | 0 | 0 | 0 | 0 | 0 | 0 | 0 | 0 | 251998.3149 | -115725.7193 | 0 | 0 | 0 | 0 | 0 | 0 | 0 | 0 | 0 | 0 | 0 | 0 | 0 | 0 | 0
2016-10-28 11:00 | 0 | 0 | 0 | 0 | 0 | 537962.5956 | 0 | 401690 | 0 | 0 | 0 | 0 | 1259991.5747 | 266695.5071 | 0 | 0 | 0 | 0 | 0 | 0 | 0 | 0 | 0 | 0 | 0 | 0 | 0 | 0 | 0 | 0 | 251998.3149 | -115725.7193 | 0 | 0 | 0 | 0 | 0 | 0 | 0 | 0 | 0 | 0 | 0 | 0 | 0 | 0 | 0
2016-10-28 12:00 | 0 | 0 | 0 | 0 | 0 | 277362.4044 | 0 | 413635 | 0 | 0 | 0 | 0 | 1007993.2598 | 382421.2264 | 0 | 0 | 0 | 0 | 0 | 0 | 0 | 0 | 0 | 0 | 0 | 0 | 0 | 0 | 0 | 0 | -251998.3149 | 115725.7193 | 0 | 0 | 0 | 0 | 0 | 0 | 0 | 0 | 0 | 0 | 0 | 0 | 0 | 0 | 0
2016-10-28 13:00 | 0 | 0 | 0 | 0 | 0 | 557829.7537 | 1122.842 | 422680 | 0 | 0 | 0 | 0 | 1259991.5747 | 266695.5071 | 0 | 0 | 0 | 0 | 0 | 0 | 0 | 0 | 0 | 0 | 0 | 0 | 0 | 0 | 0 | 0 | 251998.3149 | -115725.7193 | 0 | 0 | 0 | 0 | 0 | 0 | 0 | 0 | 0 | 0 | 0 | 0 | 0 | 0 | 0
2016-10-28 14:00 | 0 | 0 | 0 | 0 | 0 | 491463.9761 | 133240.2954 | 431243 | 0 | 0 | 0 | 0 | 1511989.8897 | 208158.4637 | 0 | 0 | 0 | 0 | 0 | 0 | 0 | 0 | 0 | 0 | 0 | 0 | 0 | 0 | 0 | 0 | 251998.3149 | -58537.0434 | 0 | 0 | 0 | 0 | 0 | 0 | 0 | 0 | 0 | 0 | 0 | 0 | 0 | 0 | 0
2016-10-28 15:00 | 0 | 0 | 0 | 0 | 0 | 0 | 315124.7481 | 437540 | 0 | 0 | 0 | 0 | 1505300.357 | 92432.7444 | 0 | 0 | 0 | 0 | 0 | 0 | 0 | 0 | 0 | 0 | 0 | 0 | 0 | 0 | 0 | 0 | -6689.5326 | -115725.7193 | 0 | 0 | 0 | 0 | 0 | 0 | 0 | 0 | 0 | 0 | 0 | 0 | 0 | 0 | 0
2016-10-28 16:00 | 0 | 0 | 0 | 0 | 0 | 391479.4547 | 419441.5796 | 443197 | 0 | 0 | 0 | 0 | 1757298.672 | 208158.4637 | 0 | 0 | 0 | 0 | 0 | 0 | 0 | 0 | 0 | 0 | 0 | 0 | 0 | 0 | 0 | 0 | 251998.3149 | 115725.7193 | 0 | 0 | 0 | 0 | 0 | 0 | 0 | 0 | 0 | 0 | 0 | 0 | 0 | 0 | 0
2016-10-28 17:00 | 0 | 0 | 0 | 0 | 0 | 0 | 460622.133 | 449351 | 0 | 0 | 0 | 0 | 1884295.5243 | 92432.7444 | 0 | 0 | 0 | 0 | 0 | 0 | 0 | 0 | 0 | 0 | 0 | 0 | 0 | 0 | 0 | 0 | 126996.8523 | -115725.7193 | 0 | 0 | 0 | 0 | 0 | 0 | 0 | 0 | 0 | 0 | 0 | 0 | 0 | 0 | 0
2016-10-28 18:00 | 0 | 0 | 0 | 0 | 0 | 344090.1211 | 478009.9131 | 454376 | 0 | 0 | 0 | 0 | 2136293.8393 | 208158.4637 | 0 | 0 | 0 | 0 | 0 | 0 | 0 | 0 | 0 | 0 | 0 | 0 | 0 | 0 | 0 | 0 | 251998.3149 | 115725.7193 | 0 | 0 | 0 | 0 | 0 | 0 | 0 | 0 | 0 | 0 | 0 | 0 | 0 | 0 | 0
2016-10-28 19:00 | 0 | 0 | 0 | 0 | 0 | 0 | 482581.0704 | 456865 | 0 | 0 | 0 | 0 | 2277735.629 | 92432.7444 | 0 | 0 | 0 | 0 | 0 | 0 | 0 | 0 | 0 | 0 | 0 | 0 | 0 | 0 | 0 | 0 | 141441.7897 | -115725.7193 | 0 | 0 | 0 | 0 | 0 | 0 | 0 | 0 | 0 | 0 | 0 | 0 | 0 | 0 | 0
2016-10-28 20:00 | 0 | 0 | 0 | 0 | 0 | 346985.2542 | 480368.7801 | 459630 | 0 | 0 | 0 | 0 | 2529733.9439 | 208158.4637 | 0 | 0 | 0 | 0 | 0 | 0 | 0 | 0 | 0 | 0 | 0 | 0 | 0 | 0 | 0 | 0 | 251998.3149 | 115725.7193 | 0 | 0 | 0 | 0 | 0 | 0 | 0 | 0 | 0 | 0 | 0 | 0 | 0 | 0 | 0
2016-10-28 21:00 | 0 | 0 | 0 | 0 | 0 | 0 | 456745.2237 | 460343 | 0 | 0 | 0 | 0 | 2641861.8869 | 92432.7444 | 0 | 0 | 0 | 0 | 0 | 0 | 0 | 0 | 0 | 0 | 0 | 0 | 0 | 0 | 0 | 0 | 112127.943 | -115725.7193 | 0 | 0 | 0 | 0 | 0 | 0 | 0 | 0 | 0 | 0 | 0 | 0 | 0 | 0 | 0
2016-10-28 22:00 | 0 | 0 | 0 | 0 | 0 | 0 | 401331.1144 | 459351 | 0 | 0 | 0 | 0 | 2630490.2899 | 45784.4558 | 0 | 0 | 0 | 0 | 0 | 0 | 0 | 0 | 0 | 0 | 0 | 0 | 0 | 0 | 0 | 0 | -11371.597 | -46648.2886 | 0 | 0 | 0 | 0 | 0 | 0 | 0 | 0 | 0 | 0 | 0 | 0 | 0 | 0 | 0
2016-10-28 23:00 | 0 | 0 | 0 | 0 | 0 | 560175.3828 | 265689.6514 | 458141 | 0 | 0 | 0 | 0 | 2882488.6048 | 161510.1751 | 0 | 0 | 0 | 0 | 0 | 0 | 0 | 0 | 0 | 0 | 0 | 0 | 0 | 0 | 0 | 0 | 251998.3149 | 115725.7193 | 0 | 0 | 0 | 0 | 0 | 0 | 0 | 0 | 0 | 0 | 0 | 0 | 0 | 0 | 0
2016-10-29 | 0 | 0 | 0 | 0 | 0 | 255650.9418 | 59602.4625 | 451526 | 0 | 0 | 0 | 0 | 2630490.2899 | 277235.8944 | 0 | 0 | 0 | 0 | 0 | 0 | 0 | 0 | 0 | 0 | 0 | 0 | 0 | 0 | 0 | 0 | -251998.3149 | 115725.7193 | 0 | 0 | 0 | 0 | 0 | 0 | 0 | 0 | 0 | 0 | 0 | 0 | 0 | 0 | 0
2016-10-29 01:00 | 0 | 0 | 0 | 0 | 0 | 636293.1704 | 2.9236 | 438382 | 0 | 0 | 0 | 0 | 2882488.6048 | 223151.6734 | 0 | 0 | 0 | 0 | 0 | 0 | 0 | 0 | 0 | 0 | 0 | 0 | 0 | 0 | 0 | 0 | 251998.3149 | -54084.221 | 0 | 0 | 0 | 0 | 0 | 0 | 0 | 0 | 0 | 0 | 0 | 0 | 0 | 0 | 0
2016-10-29 02:00 | 0 | 0 | 0 | 0 | 0 | 283425.4044 | 0 | 419698 | 0 | 0 | 0 | 0 | 2630490.2899 | 338877.3927 | 0 | 0 | 0 | 0 | 0 | 0 | 0 | 0 | 0 | 0 | 0 | 0 | 0 | 0 | 0 | 0 | -251998.3149 | 115725.7193 | 0 | 0 | 0 | 0 | 0 | 0 | 0 | 0 | 0 | 0 | 0 | 0 | 0 | 0 | 0
2016-10-29 03:00 | 0 | 0 | 0 | 0 | 0 | 262302.4044 | 0 | 398575 | 0 | 0 | 0 | 0 | 2378491.975 | 454603.112 | 0 | 0 | 0 | 0 | 0 | 0 | 0 | 0 | 0 | 0 | 0 | 0 | 0 | 0 | 0 | 0 | -251998.3149 | 115725.7193 | 0 | 0 | 0 | 0 | 0 | 0 | 0 | 0 | 0 | 0 | 0 | 0 | 0 | 0 | 0
2016-10-29 04:00 | 0 | 0 | 0 | 0 | 0 | 461993.262 | 0 | 376913 | 0 | 0 | 0 | 0 | 2579297.9563 | 338877.3927 | 0 | 0 | 0 | 0 | 0 | 0 | 0 | 0 | 0 | 0 | 0 | 0 | 0 | 0 | 0 | 0 | 200805.9813 | -115725.7193 | 0 | 0 | 0 | 0 | 0 | 0 | 0 | 0 | 0 | 0 | 0 | 0 | 0 | 0 | 0
2016-10-29 05:00 | 0 | 0 | 0 | 0 | 0 | 542855.749 | 0 | 358730 | 0 | 0 | 0 | 0 | 2647697.986 | 454603.112 | 0 | 0 | 0 | 0 | 0 | 0 | 0 | 0 | 0 | 0 | 0 | 0 | 0 | 0 | 0 | 0 | 68400.0297 | 115725.7193 | 0 | 0 | 0 | 0 | 0 | 0 | 0 | 0 | 0 | 0 | 0 | 0 | 0 | 0 | 0
2016-10-29 06:00 | 0 | 0 | 0 | 0 | 0 | 0 | 0 | 345598 | 0 | 0 | 0 | 0 | 2395699.6711 | 361003.4269 | 0 | 0 | 0 | 0 | 0 | 0 | 0 | 0 | 0 | 0 | 0 | 0 | 0 | 0 | 0 | 0 | -251998.3149 | -93599.6851 | 0 | 0 | 0 | 0 | 0 | 0 | 0 | 0 | 0 | 0 | 0 | 0 | 0 | 0 | 0
2016-10-29 07:00 | 0 | 0 | 0 | 0 | 0 | 508203.3974 | 0 | 336136 | 0 | 0 | 0 | 0 | 2452041.3492 | 476729.1462 | 0 | 0 | 0 | 0 | 0 | 0 | 0 | 0 | 0 | 0 | 0 | 0 | 0 | 0 | 0 | 0 | 56341.6781 | 115725.7193 | 0 | 0 | 0 | 0 | 0 | 0 | 0 | 0 | 0 | 0 | 0 | 0 | 0 | 0 | 0
2016-10-29 08:00 | 0 | 0 | 0 | 0 | 0 | 468227.5956 | 0 | 331955 | 0 | 0 | 0 | 0 | 2704039.6641 | 361003.4269 | 0 | 0 | 0 | 0 | 0 | 0 | 0 | 0 | 0 | 0 | 0 | 0 | 0 | 0 | 0 | 0 | 251998.3149 | -115725.7193 | 0 | 0 | 0 | 0 | 0 | 0 | 0 | 0 | 0 | 0 | 0 | 0 | 0 | 0 | 0
2016-10-29 09:00 | 0 | 0 | 0 | 0 | 0 | 0 | 0 | 334188 | 0 | 0 | 0 | 0 | 2452041.3492 | 278813.7418 | 0 | 0 | 0 | 0 | 0 | 0 | 0 | 0 | 0 | 0 | 0 | 0 | 0 | 0 | 0 | 0 | -251998.3149 | -82189.6851 | 0 | 0 | 0 | 0 | 0 | 0 | 0 | 0 | 0 | 0 | 0 | 0 | 0 | 0 | 0
2016-10-29 10:00 | 0 | 0 | 0 | 0 | 0 | 470063.4358 | 0 | 341183 | 0 | 0 | 0 | 0 | 2465196.0657 | 394539.4611 | 0 | 0 | 0 | 0 | 0 | 0 | 0 | 0 | 0 | 0 | 0 | 0 | 0 | 0 | 0 | 0 | 13154.7165 | 115725.7193 | 0 | 0 | 0 | 0 | 0 | 0 | 0 | 0 | 0 | 0 | 0 | 0 | 0 | 0 | 0
2016-10-29 11:00 | 0 | 0 | 0 | 0 | 0 | 0 | 0 | 353400 | 0 | 0 | 0 | 0 | 2213197.7508 | 293137.7761 | 0 | 0 | 0 | 0 | 0 | 0 | 0 | 0 | 0 | 0 | 0 | 0 | 0 | 0 | 0 | 0 | -251998.3149 | -101401.6851 | 0 | 0 | 0 | 0 | 0 | 0 | 0 | 0 | 0 | 0 | 0 | 0 | 0 | 0 | 0
2016-10-29 12:00 | 0 | 0 | 0 | 0 | 0 | 0 | 0 | 366362 | 0 | 0 | 0 | 0 | 1961199.4358 | 178774.091 | 0 | 0 | 0 | 0 | 0 | 0 | 0 | 0 | 0 | 0 | 0 | 0 | 0 | 0 | 0 | 0 | -251998.3149 | -114363.6851 | 0 | 0 | 0 | 0 | 0 | 0 | 0 | 0 | 0 | 0 | 0 | 0 | 0 | 0 | 0
2016-10-29 13:00 | 0 | 0 | 0 | 0 | 0 | 414496.9506 | 754.3707 | 379350 | 0 | 0 | 0 | 0 | 2112826.4765 | 63048.3717 | 0 | 0 | 0 | 0 | 0 | 0 | 0 | 0 | 0 | 0 | 0 | 0 | 0 | 0 | 0 | 0 | 151627.0406 | -115725.7193 | 0 | 0 | 0 | 0 | 0 | 0 | 0 | 0 | 0 | 0 | 0 | 0 | 0 | 0 | 0
2016-10-29 14:00 | 0 | 0 | 0 | 0 | 0 | 281717.5471 | 181906.3616 | 393060 | 0 | 0 | 0 | 0 | 2067664.6659 | 178774.091 | 0 | 0 | 0 | 0 | 0 | 0 | 0 | 0 | 0 | 0 | 0 | 0 | 0 | 0 | 0 | 0 | -45161.8106 | 115725.7193 | 0 | 0 | 0 | 0 | 0 | 0 | 0 | 0 | 0 | 0 | 0 | 0 | 0 | 0 | 0
2016-10-29 15:00 | 0 | 0 | 0 | 0 | 0 | 0 | 529005.2176 | 402815 | 0 | 0 | 0 | 0 | 2078129.1642 | 294499.8103 | 0 | 0 | 0 | 0 | 0 | 0 | 0 | 0 | 0 | 0 | 0 | 0 | 0 | 0 | 0 | 0 | 10464.4983 | 115725.7193 | 0 | 0 | 0 | 0 | 0 | 0 | 0 | 0 | 0 | 0 | 0 | 0 | 0 | 0 | 0
2016-10-29 16:00 | 0 | 0 | 0 | 0 | 0 | 0 | 650092.6859 | 410672 | 0 | 0 | 0 | 0 | 2201824.1308 | 410225.5296 | 0 | 0 | 0 | 0 | 0 | 0 | 0 | 0 | 0 | 0 | 0 | 0 | 0 | 0 | 0 | 0 | 123694.9666 | 115725.7193 | 0 | 0 | 0 | 0 | 0 | 0 | 0 | 0 | 0 | 0 | 0 | 0 | 0 | 0 | 0
2016-10-29 17:00 | 0 | 0 | 0 | 0 | 0 | 0 | 658963.2826 | 417739 | 0 | 0 | 0 | 0 | 2327322.6941 | 525951.2489 | 0 | 0 | 0 | 0 | 0 | 0 | 0 | 0 | 0 | 0 | 0 | 0 | 0 | 0 | 0 | 0 | 125498.5633 | 115725.7193 | 0 | 0 | 0 | 0 | 0 | 0 | 0 | 0 | 0 | 0 | 0 | 0 | 0 | 0 | 0
2016-10-29 18:00 | 0 | 0 | 0 | 0 | 0 | 0 | 631330.6747 | 425048 | 0 | 0 | 0 | 0 | 2569378.2635 | 490178.3541 | 0 | 0 | 0 | 0 | 0 | 0 | 0 | 0 | 0 | 0 | 0 | 0 | 0 | 0 | 0 | 0 | 242055.5695 | -35772.8948 | 0 | 0 | 0 | 0 | 0 | 0 | 0 | 0 | 0 | 0 | 0 | 0 | 0 | 0 | 0
2016-10-29 19:00 | 0 | 0 | 0 | 0 | 0 | 0 | 618577.8947 | 430421 | 0 | 0 | 0 | 0 | 2641809.4389 | 605904.0734 | 0 | 0 | 0 | 0 | 0 | 0 | 0 | 0 | 0 | 0 | 0 | 0 | 0 | 0 | 0 | 0 | 72431.1754 | 115725.7193 | 0 | 0 | 0 | 0 | 0 | 0 | 0 | 0 | 0 | 0 | 0 | 0 | 0 | 0 | 0
2016-10-29 20:00 | 0 | 0 | 0 | 0 | 0 | 0 | 630635.9353 | 436729 | 0 | 0 | 0 | 0 | 2719990.6549 | 721629.7927 | 0 | 0 | 0 | 0 | 0 | 0 | 0 | 0 | 0 | 0 | 0 | 0 | 0 | 0 | 0 | 0 | 78181.216 | 115725.7193 | 0 | 0 | 0 | 0 | 0 | 0 | 0 | 0 | 0 | 0 | 0 | 0 | 0 | 0 | 0
2016-10-29 21:00 | 0 | 0 | 0 | 0 | 0 | 0 | 650605.6936 | 439461 | 0 | 0 | 0 | 0 | 2815409.6292 | 837355.512 | 0 | 0 | 0 | 0 | 0 | 0 | 0 | 0 | 0 | 0 | 0 | 0 | 0 | 0 | 0 | 0 | 95418.9743 | 115725.7193 | 0 | 0 | 0 | 0 | 0 | 0 | 0 | 0 | 0 | 0 | 0 | 0 | 0 | 0 | 0
2016-10-29 22:00 | 0 | 0 | 0 | 0 | 0 | 0 | 622199.6949 | 439395 | 0 | 0 | 0 | 0 | 2882488.6048 | 953081.2313 | 0 | 0 | 0 | 0 | 0 | 0 | 0 | 0 | 0 | 0 | 0 | 0 | 0 | 0 | 0 | 0 | 67078.9756 | 115725.7193 | 0 | 0 | 0 | 0 | 0 | 0 | 0 | 0 | 0 | 0 | 0 | 0 | 0 | 0 | 0
2016-10-29 23:00 | 0 | 0 | 0 | 0 | 0 | 0 | 395652.9118 | 439845 | 0 | 0 | 0 | 0 | 2882488.6048 | 908889.1431 | 0 | 0 | 0 | 0 | 0 | 0 | 0 | 0 | 0 | 0 | 0 | 0 | 0 | 0 | 0 | 0 | 0 | -44192.0882 | 0 | 0 | 0 | 0 | 0 | 0 | 0 | 0 | 0 | 0 | 0 | 0 | 0 | 0 | 0
2016-10-30 | 0 | 0 | 0 | 0 | 0 | 492110.9095 | 48292.0422 | 433880 | 0 | 0 | 0 | 0 | 2882488.6048 | 1015412.0948 | 0 | 0 | 0 | 0 | 0 | 0 | 0 | 0 | 0 | 0 | 0 | 0 | 0 | 0 | 0 | 0 | 0 | 106522.9517 | 0 | 0 | 0 | 0 | 0 | 0 | 0 | 0 | 0 | 0 | 0 | 0 | 0 | 0 | 0
2016-10-30 01:00 | 0 | 0 | 0 | 0 | 0 | 53744.1442 | 0.82153 | 421469 | 0 | 0 | 0 | 0 | 2630490.2899 | 899686.3755 | 0 | 0 | 0 | 0 | 0 | 0 | 0 | 0 | 0 | 0 | 0 | 0 | 0 | 0 | 0 | 0 | -251998.3149 | -115725.7193 | 0 | 0 | 0 | 0 | 0 | 0 | 0 | 0 | 0 | 0 | 0 | 0 | 0 | 0 | 0
2016-10-30 02:00 | 0 | 0 | 0 | 0 | 0 | 501037.4305 | 0 | 405072 | 0 | 0 | 0 | 0 | 2610730.0011 | 1015412.0948 | 0 | 0 | 0 | 0 | 0 | 0 | 0 | 0 | 0 | 0 | 0 | 0 | 0 | 0 | 0 | 0 | -19760.2888 | 115725.7193 | 0 | 0 | 0 | 0 | 0 | 0 | 0 | 0 | 0 | 0 | 0 | 0 | 0 | 0 | 0
2016-10-30 03:00 | 0 | 0 | 0 | 0 | 0 | 498914.4947 | 0 | 385088 | 0 | 0 | 0 | 0 | 2840282.2151 | 899686.3755 | 0 | 0 | 0 | 0 | 0 | 0 | 0 | 0 | 0 | 0 | 0 | 0 | 0 | 0 | 0 | 0 | 229552.214 | -115725.7193 | 0 | 0 | 0 | 0 | 0 | 0 | 0 | 0 | 0 | 0 | 0 | 0 | 0 | 0 | 0
2016-10-30 04:00 | 0 | 0 | 0 | 0 | 0 | 0 | 0 | 364576 | 0 | 0 | 0 | 0 | 2588283.9001 | 787108.6905 | 0 | 0 | 0 | 0 | 0 | 0 | 0 | 0 | 0 | 0 | 0 | 0 | 0 | 0 | 0 | 0 | -251998.3149 | -112577.6851 | 0 | 0 | 0 | 0 | 0 | 0 | 0 | 0 | 0 | 0 | 0 | 0 | 0 | 0 | 0
2016-10-30 05:00 | 0 | 0 | 0 | 0 | 0 | 491883.6357 | 0 | 348139 | 0 | 0 | 0 | 0 | 2616302.8165 | 902834.4098 | 0 | 0 | 0 | 0 | 0 | 0 | 0 | 0 | 0 | 0 | 0 | 0 | 0 | 0 | 0 | 0 | 28018.9164 | 115725.7193 | 0 | 0 | 0 | 0 | 0 | 0 | 0 | 0 | 0 | 0 | 0 | 0 | 0 | 0 | 0
2016-10-30 06:00 | 0 | 0 | 0 | 0 | 0 | 0 | 0 | 334018 | 0 | 0 | 0 | 0 | 2364304.5016 | 820814.7247 | 0 | 0 | 0 | 0 | 0 | 0 | 0 | 0 | 0 | 0 | 0 | 0 | 0 | 0 | 0 | 0 | -251998.3149 | -82019.6851 | 0 | 0 | 0 | 0 | 0 | 0 | 0 | 0 | 0 | 0 | 0 | 0 | 0 | 0 | 0
2016-10-30 07:00 | 0 | 0 | 0 | 0 | 0 | 0 | 0 | 324431 | 0 | 0 | 0 | 0 | 2112306.1866 | 748382.0396 | 0 | 0 | 0 | 0 | 0 | 0 | 0 | 0 | 0 | 0 | 0 | 0 | 0 | 0 | 0 | 0 | -251998.3149 | -72432.6851 | 0 | 0 | 0 | 0 | 0 | 0 | 0 | 0 | 0 | 0 | 0 | 0 | 0 | 0 | 0
2016-10-30 08:00 | 0 | 0 | 0 | 0 | 0 | 439059.3701 | 0 | 318956 | 0 | 0 | 0 | 0 | 2116683.8375 | 864107.7589 | 0 | 0 | 0 | 0 | 0 | 0 | 0 | 0 | 0 | 0 | 0 | 0 | 0 | 0 | 0 | 0 | 4377.6508 | 115725.7193 | 0 | 0 | 0 | 0 | 0 | 0 | 0 | 0 | 0 | 0 | 0 | 0 | 0 | 0 | 0
2016-10-30 09:00 | 0 | 0 | 0 | 0 | 0 | 0 | 0 | 317742 | 0 | 0 | 0 | 0 | 1864685.5225 | 798364.0739 | 0 | 0 | 0 | 0 | 0 | 0 | 0 | 0 | 0 | 0 | 0 | 0 | 0 | 0 | 0 | 0 | -251998.3149 | -65743.6851 | 0 | 0 | 0 | 0 | 0 | 0 | 0 | 0 | 0 | 0 | 0 | 0 | 0 | 0 | 0
2016-10-30 10:00 | 0 | 0 | 0 | 0 | 0 | 360782.9692 | 0 | 321987 | 0 | 0 | 0 | 0 | 1787755.7725 | 914089.7932 | 0 | 0 | 0 | 0 | 0 | 0 | 0 | 0 | 0 | 0 | 0 | 0 | 0 | 0 | 0 | 0 | -76929.7501 | 115725.7193 | 0 | 0 | 0 | 0 | 0 | 0 | 0 | 0 | 0 | 0 | 0 | 0 | 0 | 0 | 0
2016-10-30 11:00 | 0 | 0 | 0 | 0 | 0 | 0 | 0 | 330156 | 0 | 0 | 0 | 0 | 1535757.4575 | 835932.1081 | 0 | 0 | 0 | 0 | 0 | 0 | 0 | 0 | 0 | 0 | 0 | 0 | 0 | 0 | 0 | 0 | -251998.3149 | -78157.6851 | 0 | 0 | 0 | 0 | 0 | 0 | 0 | 0 | 0 | 0 | 0 | 0 | 0 | 0 | 0
2016-10-30 12:00 | 0 | 0 | 0 | 0 | 0 | 318102.4594 | 0 | 342297 | 0 | 0 | 0 | 0 | 1627288.6362 | 720206.3888 | 0 | 0 | 0 | 0 | 0 | 0 | 0 | 0 | 0 | 0 | 0 | 0 | 0 | 0 | 0 | 0 | 91531.1787 | -115725.7193 | 0 | 0 | 0 | 0 | 0 | 0 | 0 | 0 | 0 | 0 | 0 | 0 | 0 | 0 | 0
2016-10-30 13:00 | 0 | 0 | 0 | 0 | 0 | 284827.6464 | 623.2555 | 356809 | 0 | 0 | 0 | 0 | 1440204.8188 | 835932.1081 | 0 | 0 | 0 | 0 | 0 | 0 | 0 | 0 | 0 | 0 | 0 | 0 | 0 | 0 | 0 | 0 | -187083.8174 | 115725.7193 | 0 | 0 | 0 | 0 | 0 | 0 | 0 | 0 | 0 | 0 | 0 | 0 | 0 | 0 | 0
2016-10-30 14:00 | 0 | 0 | 0 | 0 | 0 | 0 | 197935.4306 | 371612 | 0 | 0 | 0 | 0 | 1382253.9687 | 720206.3888 | 0 | 0 | 0 | 0 | 0 | 0 | 0 | 0 | 0 | 0 | 0 | 0 | 0 | 0 | 0 | 0 | -57950.8501 | -115725.7193 | 0 | 0 | 0 | 0 | 0 | 0 | 0 | 0 | 0 | 0 | 0 | 0 | 0 | 0 | 0
2016-10-30 15:00 | 0 | 0 | 0 | 0 | 0 | 0 | 388025.9927 | 384979 | 0 | 0 | 0 | 0 | 1501026.6807 | 604480.6695 | 0 | 0 | 0 | 0 | 0 | 0 | 0 | 0 | 0 | 0 | 0 | 0 | 0 | 0 | 0 | 0 | 118772.712 | -115725.7193 | 0 | 0 | 0 | 0 | 0 | 0 | 0 | 0 | 0 | 0 | 0 | 0 | 0 | 0 | 0
2016-10-30 16:00 | 0 | 0 | 0 | 0 | 0 | 168397.3928 | 482669.84 | 398469 | 0 | 0 | 0 | 0 | 1753024.9956 | 605080.5874 | 0 | 0 | 0 | 0 | 0 | 0 | 0 | 0 | 0 | 0 | 0 | 0 | 0 | 0 | 0 | 0 | 251998.3149 | 599.9179 | 0 | 0 | 0 | 0 | 0 | 0 | 0 | 0 | 0 | 0 | 0 | 0 | 0 | 0 | 0
2016-10-30 17:00 | 0 | 0 | 0 | 0 | 0 | 35941.3099 | 511425.2857 | 411094 | 0 | 0 | 0 | 0 | 2005023.3106 | 489354.8681 | 0 | 0 | 0 | 0 | 0 | 0 | 0 | 0 | 0 | 0 | 0 | 0 | 0 | 0 | 0 | 0 | 251998.3149 | -115725.7193 | 0 | 0 | 0 | 0 | 0 | 0 | 0 | 0 | 0 | 0 | 0 | 0 | 0 | 0 | 0
2016-10-30 18:00 | 0 | 0 | 0 | 0 | 0 | 39295.7991 | 518903.7965 | 421927 | 0 | 0 | 0 | 0 | 2257021.6255 | 373629.1488 | 0 | 0 | 0 | 0 | 0 | 0 | 0 | 0 | 0 | 0 | 0 | 0 | 0 | 0 | 0 | 0 | 251998.3149 | -115725.7193 | 0 | 0 | 0 | 0 | 0 | 0 | 0 | 0 | 0 | 0 | 0 | 0 | 0 | 0 | 0
2016-10-30 19:00 | 0 | 0 | 0 | 0 | 0 | 40566.5616 | 525194.034 | 429488 | 0 | 0 | 0 | 0 | 2509019.9405 | 257903.4295 | 0 | 0 | 0 | 0 | 0 | 0 | 0 | 0 | 0 | 0 | 0 | 0 | 0 | 0 | 0 | 0 | 251998.3149 | -115725.7193 | 0 | 0 | 0 | 0 | 0 | 0 | 0 | 0 | 0 | 0 | 0 | 0 | 0 | 0 | 0
2016-10-30 20:00 | 0 | 0 | 0 | 0 | 0 | 0 | 528261.1799 | 436896 | 0 | 0 | 0 | 0 | 2484659.4011 | 373629.1488 | 0 | 0 | 0 | 0 | 0 | 0 | 0 | 0 | 0 | 0 | 0 | 0 | 0 | 0 | 0 | 0 | -24360.5394 | 115725.7193 | 0 | 0 | 0 | 0 | 0 | 0 | 0 | 0 | 0 | 0 | 0 | 0 | 0 | 0 | 0
2016-10-30 21:00 | 0 | 0 | 0 | 0 | 0 | 0 | 515611.0015 | 441267 | 0 | 0 | 0 | 0 | 2585455.3935 | 347177.1579 | 0 | 0 | 0 | 0 | 0 | 0 | 0 | 0 | 0 | 0 | 0 | 0 | 0 | 0 | 0 | 0 | 100795.9924 | -26451.9909 | 0 | 0 | 0 | 0 | 0 | 0 | 0 | 0 | 0 | 0 | 0 | 0 | 0 | 0 | 0
2016-10-30 22:00 | 0 | 0 | 0 | 0 | 0 | 0 | 460459.0493 | 444525 | 0 | 0 | 0 | 0 | 2717115.1621 | 231451.4386 | 0 | 0 | 0 | 0 | 0 | 0 | 0 | 0 | 0 | 0 | 0 | 0 | 0 | 0 | 0 | 0 | 131659.7686 | -115725.7193 | 0 | 0 | 0 | 0 | 0 | 0 | 0 | 0 | 0 | 0 | 0 | 0 | 0 | 0 | 0
2016-10-30 23:00 | 0 | 0 | 0 | 0 | 0 | 0 | 280125.1409 | 448448 | 0 | 0 | 0 | 0 | 2664518.0223 | 115725.7193 | 0 | 0 | 0 | 0 | 0 | 0 | 0 | 0 | 0 | 0 | 0 | 0 | 0 | 0 | 0 | 0 | -52597.1398 | -115725.7193 | 0 | 0 | 0 | 0 | 0 | 0 | 0 | 0 | 0 | 0 | 0 | 0 | 0 | 0 | 0
2016-10-31 | 0 | 0 | 0 | 0 | 0 | 419244.5583 | 56821.3317 | 445376 | 0 | 0 | 0 | 0 | 2810933.6316 | 0 | 0 | 0 | 0 | 0 | 0 | 0 | 0 | 0 | 0 | 0 | 0 | 0 | 0 | 0 | 0 | 0 | 146415.6093 | -115725.7193 | 0 | 0 | 0 | 0 | 0 | 0 | 0 | 0 | 0 | 0 | 0 | 0 | 0 | 0 | 0
2016-10-31 01:00 | 0 | 0 | 0 | 0 | 0 | 496161.0884 | 0.16242 | 430012 | 0 | 0 | 0 | 0 | 2761357.1631 | 115725.7193 | 0 | 0 | 0 | 0 | 0 | 0 | 0 | 0 | 0 | 0 | 0 | 0 | 0 | 0 | 0 | 0 | -49576.4685 | 115725.7193 | 0 | 0 | 0 | 0 | 0 | 0 | 0 | 0 | 0 | 0 | 0 | 0 | 0 | 0 | 0
2016-10-31 02:00 | 0 | 0 | 0 | 0 | 0 | 274151.4044 | 0 | 410424 | 0 | 0 | 0 | 0 | 2509358.8482 | 231451.4386 | 0 | 0 | 0 | 0 | 0 | 0 | 0 | 0 | 0 | 0 | 0 | 0 | 0 | 0 | 0 | 0 | -251998.3149 | 115725.7193 | 0 | 0 | 0 | 0 | 0 | 0 | 0 | 0 | 0 | 0 | 0 | 0 | 0 | 0 | 0
2016-10-31 03:00 | 0 | 0 | 0 | 0 | 0 | 548714.8077 | 0 | 386114 | 0 | 0 | 0 | 0 | 2556233.9366 | 347177.1579 | 0 | 0 | 0 | 0 | 0 | 0 | 0 | 0 | 0 | 0 | 0 | 0 | 0 | 0 | 0 | 0 | 46875.0884 | 115725.7193 | 0 | 0 | 0 | 0 | 0 | 0 | 0 | 0 | 0 | 0 | 0 | 0 | 0 | 0 | 0
2016-10-31 04:00 | 0 | 0 | 0 | 0 | 0 | 553878.0726 | 0 | 363896 | 0 | 0 | 0 | 0 | 2630490.2899 | 462902.8772 | 0 | 0 | 0 | 0 | 0 | 0 | 0 | 0 | 0 | 0 | 0 | 0 | 0 | 0 | 0 | 0 | 74256.3533 | 115725.7193 | 0 | 0 | 0 | 0 | 0 | 0 | 0 | 0 | 0 | 0 | 0 | 0 | 0 | 0 | 0
2016-10-31 05:00 | 0 | 0 | 0 | 0 | 0 | 482343.5956 | 0 | 346071 | 0 | 0 | 0 | 0 | 2882488.6048 | 347177.1579 | 0 | 0 | 0 | 0 | 0 | 0 | 0 | 0 | 0 | 0 | 0 | 0 | 0 | 0 | 0 | 0 | 251998.3149 | -115725.7193 | 0 | 0 | 0 | 0 | 0 | 0 | 0 | 0 | 0 | 0 | 0 | 0 | 0 | 0 | 0
2016-10-31 06:00 | 0 | 0 | 0 | 0 | 0 | 0 | 0 | 334247 | 0 | 0 | 0 | 0 | 2630490.2899 | 264928.4728 | 0 | 0 | 0 | 0 | 0 | 0 | 0 | 0 | 0 | 0 | 0 | 0 | 0 | 0 | 0 | 0 | -251998.3149 | -82248.6851 | 0 | 0 | 0 | 0 | 0 | 0 | 0 | 0 | 0 | 0 | 0 | 0 | 0 | 0 | 0
2016-10-31 07:00 | 0 | 0 | 0 | 0 | 0 | 0 | 0 | 327083 | 0 | 0 | 0 | 0 | 2378491.975 | 189843.7878 | 0 | 0 | 0 | 0 | 0 | 0 | 0 | 0 | 0 | 0 | 0 | 0 | 0 | 0 | 0 | 0 | -251998.3149 | -75084.6851 | 0 | 0 | 0 | 0 | 0 | 0 | 0 | 0 | 0 | 0 | 0 | 0 | 0 | 0 | 0
2016-10-31 08:00 | 0 | 0 | 0 | 0 | 0 | 190371.4044 | 0 | 326644 | 0 | 0 | 0 | 0 | 2126493.66 | 305569.5071 | 0 | 0 | 0 | 0 | 0 | 0 | 0 | 0 | 0 | 0 | 0 | 0 | 0 | 0 | 0 | 0 | -251998.3149 | 115725.7193 | 0 | 0 | 0 | 0 | 0 | 0 | 0 | 0 | 0 | 0 | 0 | 0 | 0 | 0 | 0
2016-10-31 09:00 | 0 | 0 | 0 | 0 | 0 | 569048.512 | 0 | 336996 | 0 | 0 | 0 | 0 | 2242820.4527 | 421295.2264 | 0 | 0 | 0 | 0 | 0 | 0 | 0 | 0 | 0 | 0 | 0 | 0 | 0 | 0 | 0 | 0 | 116326.7927 | 115725.7193 | 0 | 0 | 0 | 0 | 0 | 0 | 0 | 0 | 0 | 0 | 0 | 0 | 0 | 0 | 0
2016-10-31 10:00 | 0 | 0 | 0 | 0 | 0 | 227894.4044 | 0 | 364167 | 0 | 0 | 0 | 0 | 1990822.1378 | 537020.9457 | 0 | 0 | 0 | 0 | 0 | 0 | 0 | 0 | 0 | 0 | 0 | 0 | 0 | 0 | 0 | 0 | -251998.3149 | 115725.7193 | 0 | 0 | 0 | 0 | 0 | 0 | 0 | 0 | 0 | 0 | 0 | 0 | 0 | 0 | 0
2016-10-31 11:00 | 0 | 0 | 0 | 0 | 0 | 257961.4044 | 0 | 394234 | 0 | 0 | 0 | 0 | 1738823.8228 | 652746.665 | 0 | 0 | 0 | 0 | 0 | 0 | 0 | 0 | 0 | 0 | 0 | 0 | 0 | 0 | 0 | 0 | -251998.3149 | 115725.7193 | 0 | 0 | 0 | 0 | 0 | 0 | 0 | 0 | 0 | 0 | 0 | 0 | 0 | 0 | 0
2016-10-31 12:00 | 0 | 0 | 0 | 0 | 0 | 273675.4044 | 0 | 409948 | 0 | 0 | 0 | 0 | 1486825.5079 | 768472.3843 | 0 | 0 | 0 | 0 | 0 | 0 | 0 | 0 | 0 | 0 | 0 | 0 | 0 | 0 | 0 | 0 | -251998.3149 | 115725.7193 | 0 | 0 | 0 | 0 | 0 | 0 | 0 | 0 | 0 | 0 | 0 | 0 | 0 | 0 | 0
2016-10-31 13:00 | 0 | 0 | 0 | 0 | 0 | 624647.9799 | 498.5889 | 418819 | 0 | 0 | 0 | 0 | 1577427.3574 | 884198.1036 | 0 | 0 | 0 | 0 | 0 | 0 | 0 | 0 | 0 | 0 | 0 | 0 | 0 | 0 | 0 | 0 | 90601.8496 | 115725.7193 | 0 | 0 | 0 | 0 | 0 | 0 | 0 | 0 | 0 | 0 | 0 | 0 | 0 | 0 | 0
2016-10-31 14:00 | 0 | 0 | 0 | 0 | 0 | 132062.2706 | 159823.1338 | 428158 | 0 | 0 | 0 | 0 | 1325429.0425 | 999923.8229 | 0 | 0 | 0 | 0 | 0 | 0 | 0 | 0 | 0 | 0 | 0 | 0 | 0 | 0 | 0 | 0 | -251998.3149 | 115725.7193 | 0 | 0 | 0 | 0 | 0 | 0 | 0 | 0 | 0 | 0 | 0 | 0 | 0 | 0 | 0
2016-10-31 15:00 | 0 | 0 | 0 | 0 | 0 | 0 | 526172.02 | 435884 | 0 | 0 | 0 | 0 | 1299991.3432 | 1115649.5422 | 0 | 0 | 0 | 0 | 0 | 0 | 0 | 0 | 0 | 0 | 0 | 0 | 0 | 0 | 0 | 0 | -25437.6993 | 115725.7193 | 0 | 0 | 0 | 0 | 0 | 0 | 0 | 0 | 0 | 0 | 0 | 0 | 0 | 0 | 0
2016-10-31 16:00 | 0 | 0 | 0 | 0 | 0 | 0 | 658215.9452 | 443570 | 0 | 0 | 0 | 0 | 1398911.5691 | 1231375.2615 | 0 | 0 | 0 | 0 | 0 | 0 | 0 | 0 | 0 | 0 | 0 | 0 | 0 | 0 | 0 | 0 | 98920.2259 | 115725.7193 | 0 | 0 | 0 | 0 | 0 | 0 | 0 | 0 | 0 | 0 | 0 | 0 | 0 | 0 | 0
2016-10-31 17:00 | 0 | 0 | 0 | 0 | 0 | 0 | 669904.6019 | 452155 | 0 | 0 | 0 | 0 | 1500935.4517 | 1347100.9807 | 0 | 0 | 0 | 0 | 0 | 0 | 0 | 0 | 0 | 0 | 0 | 0 | 0 | 0 | 0 | 0 | 102023.8826 | 115725.7193 | 0 | 0 | 0 | 0 | 0 | 0 | 0 | 0 | 0 | 0 | 0 | 0 | 0 | 0 | 0
2016-10-31 18:00 | 0 | 0 | 0 | 0 | 0 | 182204.4905 | 643151.5437 | 457632 | 0 | 0 | 0 | 0 | 1752933.7666 | 1462826.7 | 0 | 0 | 0 | 0 | 0 | 0 | 0 | 0 | 0 | 0 | 0 | 0 | 0 | 0 | 0 | 0 | 251998.3149 | 115725.7193 | 0 | 0 | 0 | 0 | 0 | 0 | 0 | 0 | 0 | 0 | 0 | 0 | 0 | 0 | 0
2016-10-31 19:00 | 0 | 0 | 0 | 0 | 0 | 0 | 628501.0263 | 463453 | 0 | 0 | 0 | 0 | 1802256.0736 | 1578552.4193 | 0 | 0 | 0 | 0 | 0 | 0 | 0 | 0 | 0 | 0 | 0 | 0 | 0 | 0 | 0 | 0 | 49322.307 | 115725.7193 | 0 | 0 | 0 | 0 | 0 | 0 | 0 | 0 | 0 | 0 | 0 | 0 | 0 | 0 | 0
2016-10-31 20:00 | 0 | 0 | 0 | 0 | 0 | 0 | 637387.8189 | 466731 | 0 | 0 | 0 | 0 | 1857187.1732 | 1694278.1386 | 0 | 0 | 0 | 0 | 0 | 0 | 0 | 0 | 0 | 0 | 0 | 0 | 0 | 0 | 0 | 0 | 54931.0996 | 115725.7193 | 0 | 0 | 0 | 0 | 0 | 0 | 0 | 0 | 0 | 0 | 0 | 0 | 0 | 0 | 0
2016-10-31 21:00 | 0 | 0 | 0 | 0 | 0 | 0 | 651168.2552 | 467068 | 0 | 0 | 0 | 0 | 1925561.7091 | 1810003.8579 | 0 | 0 | 0 | 0 | 0 | 0 | 0 | 0 | 0 | 0 | 0 | 0 | 0 | 0 | 0 | 0 | 68374.5359 | 115725.7193 | 0 | 0 | 0 | 0 | 0 | 0 | 0 | 0 | 0 | 0 | 0 | 0 | 0 | 0 | 0
2016-10-31 22:00 | 0 | 0 | 0 | 0 | 0 | 223388.5152 | 610205.5191 | 465870 | 0 | 0 | 0 | 0 | 2177560.024 | 1925729.5772 | 0 | 0 | 0 | 0 | 0 | 0 | 0 | 0 | 0 | 0 | 0 | 0 | 0 | 0 | 0 | 0 | 251998.3149 | 115725.7193 | 0 | 0 | 0 | 0 | 0 | 0 | 0 | 0 | 0 | 0 | 0 | 0 | 0 | 0 | 0
2016-10-31 23:00 | 0 | 0 | 0 | 0 | 0 | 0 | 394608.3701 | 462651 | 0 | 0 | 0 | 0 | 1993791.6748 | 2041455.2965 | 0 | 0 | 0 | 0 | 0 | 0 | 0 | 0 | 0 | 0 | 0 | 0 | 0 | 0 | 0 | 0 | -183768.3492 | 115725.7193 | 0 | 0 | 0 | 0 | 0 | 0 | 0 | 0 | 0 | 0 | 0 | 0 | 0 | 0 | 0
2016-11-01 | 0 | 0 | 0 | 0 | 0 | 764442.699 | 61072.3352 | 457791 | 0 | 0 | 0 | 0 | 2245789.9897 | 2157181.0158 | 0 | 0 | 0 | 0 | 0 | 0 | 0 | 0 | 0 | 0 | 0 | 0 | 0 | 0 | 0 | 0 | 251998.3149 | 115725.7193 | 0 | 0 | 0 | 0 | 0 | 0 | 0 | 0 | 0 | 0 | 0 | 0 | 0 | 0 | 0
2016-11-01 01:00 | 0 | 0 | 0 | 0 | 0 | 442965.3896 | 0 | 446536 | 0 | 0 | 0 | 0 | 2126493.66 | 2272906.7351 | 0 | 0 | 0 | 0 | 0 | 0 | 0 | 0 | 0 | 0 | 0 | 0 | 0 | 0 | 0 | 0 | -119296.3297 | 115725.7193 | 0 | 0 | 0 | 0 | 0 | 0 | 0 | 0 | 0 | 0 | 0 | 0 | 0 | 0 | 0
2016-11-01 02:00 | 0 | 0 | 0 | 0 | 0 | 794657.0342 | 0 | 426933 | 0 | 0 | 0 | 0 | 2378491.975 | 2388632.4544 | 0 | 0 | 0 | 0 | 0 | 0 | 0 | 0 | 0 | 0 | 0 | 0 | 0 | 0 | 0 | 0 | 251998.3149 | 115725.7193 | 0 | 0 | 0 | 0 | 0 | 0 | 0 | 0 | 0 | 0 | 0 | 0 | 0 | 0 | 0
2016-11-01 03:00 | 0 | 0 | 0 | 0 | 0 | 768972.0342 | 0 | 401248 | 0 | 0 | 0 | 0 | 2630490.2899 | 2504358.1737 | 0 | 0 | 0 | 0 | 0 | 0 | 0 | 0 | 0 | 0 | 0 | 0 | 0 | 0 | 0 | 0 | 251998.3149 | 115725.7193 | 0 | 0 | 0 | 0 | 0 | 0 | 0 | 0 | 0 | 0 | 0 | 0 | 0 | 0 | 0
2016-11-01 04:00 | 0 | 0 | 0 | 0 | 0 | 240794.4044 | 0 | 377067 | 0 | 0 | 0 | 0 | 2378491.975 | 2620083.893 | 0 | 0 | 0 | 0 | 0 | 0 | 0 | 0 | 0 | 0 | 0 | 0 | 0 | 0 | 0 | 0 | -251998.3149 | 115725.7193 | 0 | 0 | 0 | 0 | 0 | 0 | 0 | 0 | 0 | 0 | 0 | 0 | 0 | 0 | 0
2016-11-01 05:00 | 0 | 0 | 0 | 0 | 0 | 726543.0342 | 0 | 358819 | 0 | 0 | 0 | 0 | 2630490.2899 | 2735809.6123 | 0 | 0 | 0 | 0 | 0 | 0 | 0 | 0 | 0 | 0 | 0 | 0 | 0 | 0 | 0 | 0 | 251998.3149 | 115725.7193 | 0 | 0 | 0 | 0 | 0 | 0 | 0 | 0 | 0 | 0 | 0 | 0 | 0 | 0 | 0
2016-11-01 06:00 | 0 | 0 | 0 | 0 | 0 | 714366.0342 | 0 | 346642 | 0 | 0 | 0 | 0 | 2882488.6048 | 2851535.3316 | 0 | 0 | 0 | 0 | 0 | 0 | 0 | 0 | 0 | 0 | 0 | 0 | 0 | 0 | 0 | 0 | 251998.3149 | 115725.7193 | 0 | 0 | 0 | 0 | 0 | 0 | 0 | 0 | 0 | 0 | 0 | 0 | 0 | 0 | 0
2016-11-01 07:00 | 0 | 0 | 0 | 0 | 0 | 0 | 0 | 340076 | 0 | 0 | 0 | 0 | 2630490.2899 | 2763457.6466 | 0 | 0 | 0 | 0 | 0 | 0 | 0 | 0 | 0 | 0 | 0 | 0 | 0 | 0 | 0 | 0 | -251998.3149 | -88077.6851 | 0 | 0 | 0 | 0 | 0 | 0 | 0 | 0 | 0 | 0 | 0 | 0 | 0 | 0 | 0
2016-11-01 08:00 | 0 | 0 | 0 | 0 | 0 | 0 | 0 | 339261 | 0 | 0 | 0 | 0 | 2378491.975 | 2676194.9615 | 0 | 0 | 0 | 0 | 0 | 0 | 0 | 0 | 0 | 0 | 0 | 0 | 0 | 0 | 0 | 0 | -251998.3149 | -87262.6851 | 0 | 0 | 0 | 0 | 0 | 0 | 0 | 0 | 0 | 0 | 0 | 0 | 0 | 0 | 0
2016-11-01 09:00 | 0 | 0 | 0 | 0 | 0 | 212584.4044 | 0 | 348857 | 0 | 0 | 0 | 0 | 2126493.66 | 2791920.6808 | 0 | 0 | 0 | 0 | 0 | 0 | 0 | 0 | 0 | 0 | 0 | 0 | 0 | 0 | 0 | 0 | -251998.3149 | 115725.7193 | 0 | 0 | 0 | 0 | 0 | 0 | 0 | 0 | 0 | 0 | 0 | 0 | 0 | 0 | 0
2016-11-01 10:00 | 0 | 0 | 0 | 0 | 0 | 8060.9658 | 0 | 375785 | 0 | 0 | 0 | 0 | 1874495.3451 | 2676194.9615 | 0 | 0 | 0 | 0 | 0 | 0 | 0 | 0 | 0 | 0 | 0 | 0 | 0 | 0 | 0 | 0 | -251998.3149 | -115725.7193 | 0 | 0 | 0 | 0 | 0 | 0 | 0 | 0 | 0 | 0 | 0 | 0 | 0 | 0 | 0
2016-11-01 11:00 | 0 | 0 | 0 | 0 | 0 | 455315.6597 | 0 | 404362 | 0 | 0 | 0 | 0 | 1809723.2855 | 2791920.6808 | 0 | 0 | 0 | 0 | 0 | 0 | 0 | 0 | 0 | 0 | 0 | 0 | 0 | 0 | 0 | 0 | -64772.0596 | 115725.7193 | 0 | 0 | 0 | 0 | 0 | 0 | 0 | 0 | 0 | 0 | 0 | 0 | 0 | 0 | 0
2016-11-01 12:00 | 0 | 0 | 0 | 0 | 0 | 281827.4044 | 0 | 418100 | 0 | 0 | 0 | 0 | 1557724.9705 | 2907646.4001 | 0 | 0 | 0 | 0 | 0 | 0 | 0 | 0 | 0 | 0 | 0 | 0 | 0 | 0 | 0 | 0 | -251998.3149 | 115725.7193 | 0 | 0 | 0 | 0 | 0 | 0 | 0 | 0 | 0 | 0 | 0 | 0 | 0 | 0 | 0
2016-11-01 13:00 | 0 | 0 | 0 | 0 | 0 | 369198.3971 | 372.2069 | 424883 | 0 | 0 | 0 | 0 | 1386686.8553 | 3023372.1194 | 0 | 0 | 0 | 0 | 0 | 0 | 0 | 0 | 0 | 0 | 0 | 0 | 0 | 0 | 0 | 0 | -171038.1152 | 115725.7193 | 0 | 0 | 0 | 0 | 0 | 0 | 0 | 0 | 0 | 0 | 0 | 0 | 0 | 0 | 0
2016-11-01 14:00 | 0 | 0 | 0 | 0 | 0 | 256190.4236 | 95681.0026 | 432738 | 0 | 0 | 0 | 0 | 1190094.5621 | 3139097.8387 | 0 | 0 | 0 | 0 | 0 | 0 | 0 | 0 | 0 | 0 | 0 | 0 | 0 | 0 | 0 | 0 | -196592.2931 | 115725.7193 | 0 | 0 | 0 | 0 | 0 | 0 | 0 | 0 | 0 | 0 | 0 | 0 | 0 | 0 | 0
2016-11-01 15:00 | 0 | 0 | 0 | 0 | 0 | 192007.2704 | 337205.1508 | 441024 | 0 | 0 | 0 | 0 | 1162557.2641 | 3254823.558 | 0 | 0 | 0 | 0 | 0 | 0 | 0 | 0 | 0 | 0 | 0 | 0 | 0 | 0 | 0 | 0 | -27537.298 | 115725.7193 | 0 | 0 | 0 | 0 | 0 | 0 | 0 | 0 | 0 | 0 | 0 | 0 | 0 | 0 | 0
2016-11-01 16:00 | 0 | 0 | 0 | 0 | 0 | 0 | 483294.7407 | 448543 | 0 | 0 | 0 | 0 | 1081583.2855 | 3370549.2773 | 0 | 0 | 0 | 0 | 0 | 0 | 0 | 0 | 0 | 0 | 0 | 0 | 0 | 0 | 0 | 0 | -80973.9786 | 115725.7193 | 0 | 0 | 0 | 0 | 0 | 0 | 0 | 0 | 0 | 0 | 0 | 0 | 0 | 0 | 0
2016-11-01 17:00 | 0 | 0 | 0 | 0 | 0 | 0 | 537915.2626 | 454209 | 0 | 0 | 0 | 0 | 1049563.8287 | 3486274.9966 | 0 | 0 | 0 | 0 | 0 | 0 | 0 | 0 | 0 | 0 | 0 | 0 | 0 | 0 | 0 | 0 | -32019.4567 | 115725.7193 | 0 | 0 | 0 | 0 | 0 | 0 | 0 | 0 | 0 | 0 | 0 | 0 | 0 | 0 | 0
2016-11-01 18:00 | 0 | 0 | 0 | 0 | 0 | 255732.7609 | 537492.7116 | 460031 | 0 | 0 | 0 | 0 | 1267032.5819 | 3602000.7159 | 0 | 0 | 0 | 0 | 0 | 0 | 0 | 0 | 0 | 0 | 0 | 0 | 0 | 0 | 0 | 0 | 217468.7532 | 115725.7193 | 0 | 0 | 0 | 0 | 0 | 0 | 0 | 0 | 0 | 0 | 0 | 0 | 0 | 0 | 0
2016-11-01 19:00 | 0 | 0 | 0 | 0 | 0 | 271552.1639 | 528237.7149 | 464625 | 0 | 0 | 0 | 0 | 1486471.7414 | 3717726.4352 | 0 | 0 | 0 | 0 | 0 | 0 | 0 | 0 | 0 | 0 | 0 | 0 | 0 | 0 | 0 | 0 | 219439.1595 | 115725.7193 | 0 | 0 | 0 | 0 | 0 | 0 | 0 | 0 | 0 | 0 | 0 | 0 | 0 | 0 | 0
2016-11-01 20:00 | 0 | 0 | 0 | 0 | 0 | 281252.7437 | 522147.8645 | 469424 | 0 | 0 | 0 | 0 | 1738470.0563 | 3799704.7284 | 0 | 0 | 0 | 0 | 0 | 0 | 0 | 0 | 0 | 0 | 0 | 0 | 0 | 0 | 0 | 0 | 251998.3149 | 81978.2932 | 0 | 0 | 0 | 0 | 0 | 0 | 0 | 0 | 0 | 0 | 0 | 0 | 0 | 0 | 0
2016-11-01 21:00 | 0 | 0 | 0 | 0 | 0 | 0 | 506506.3013 | 473308 | 0 | 0 | 0 | 0 | 1887394.077 | 3683979.0091 | 0 | 0 | 0 | 0 | 0 | 0 | 0 | 0 | 0 | 0 | 0 | 0 | 0 | 0 | 0 | 0 | 148924.0206 | -115725.7193 | 0 | 0 | 0 | 0 | 0 | 0 | 0 | 0 | 0 | 0 | 0 | 0 | 0 | 0 | 0
2016-11-01 22:00 | 0 | 0 | 0 | 0 | 0 | 0 | 456213.0986 | 477350 | 0 | 0 | 0 | 0 | 1750531.4563 | 3799704.7284 | 0 | 0 | 0 | 0 | 0 | 0 | 0 | 0 | 0 | 0 | 0 | 0 | 0 | 0 | 0 | 0 | -136862.6207 | 115725.7193 | 0 | 0 | 0 | 0 | 0 | 0 | 0 | 0 | 0 | 0 | 0 | 0 | 0 | 0 | 0
2016-11-01 23:00 | 0 | 0 | 0 | 0 | 0 | 0 | 322007.0689 | 481831 | 0 | 0 | 0 | 0 | 1498533.1413 | 3891879.1123 | 0 | 0 | 0 | 0 | 0 | 0 | 0 | 0 | 0 | 0 | 0 | 0 | 0 | 0 | 0 | 0 | -251998.3149 | 92174.3839 | 0 | 0 | 0 | 0 | 0 | 0 | 0 | 0 | 0 | 0 | 0 | 0 | 0 | 0 | 0
2016-11-02 | 0 | 0 | 0 | 0 | 0 | 484270.7917 | 61028.8149 | 478077 | 0 | 0 | 0 | 0 | 1450030.0287 | 4007604.8315 | 0 | 0 | 0 | 0 | 0 | 0 | 0 | 0 | 0 | 0 | 0 | 0 | 0 | 0 | 0 | 0 | -48503.1127 | 115725.7193 | 0 | 0 | 0 | 0 | 0 | 0 | 0 | 0 | 0 | 0 | 0 | 0 | 0 | 0 | 0
2016-11-02 01:00 | 0 | 0 | 0 | 0 | 0 | 504534.0914 | 0 | 461935 | 0 | 0 | 0 | 0 | 1504076.256 | 3996157.6956 | 0 | 0 | 0 | 0 | 0 | 0 | 0 | 0 | 0 | 0 | 0 | 0 | 0 | 0 | 0 | 0 | 54046.2273 | -11447.1359 | 0 | 0 | 0 | 0 | 0 | 0 | 0 | 0 | 0 | 0 | 0 | 0 | 0 | 0 | 0
2016-11-02 02:00 | 0 | 0 | 0 | 0 | 0 | 301798.4044 | 0 | 438071 | 0 | 0 | 0 | 0 | 1252077.941 | 4111883.4149 | 0 | 0 | 0 | 0 | 0 | 0 | 0 | 0 | 0 | 0 | 0 | 0 | 0 | 0 | 0 | 0 | -251998.3149 | 115725.7193 | 0 | 0 | 0 | 0 | 0 | 0 | 0 | 0 | 0 | 0 | 0 | 0 | 0 | 0 | 0
2016-11-02 03:00 | 0 | 0 | 0 | 0 | 0 | 514969.6537 | 0 | 411034 | 0 | 0 | 0 | 0 | 1240287.8754 | 4227609.1342 | 0 | 0 | 0 | 0 | 0 | 0 | 0 | 0 | 0 | 0 | 0 | 0 | 0 | 0 | 0 | 0 | -11790.0656 | 115725.7193 | 0 | 0 | 0 | 0 | 0 | 0 | 0 | 0 | 0 | 0 | 0 | 0 | 0 | 0 | 0
2016-11-02 04:00 | 0 | 0 | 0 | 0 | 0 | 16461.9658 | 0 | 384186 | 0 | 0 | 0 | 0 | 988289.5605 | 4111883.4149 | 0 | 0 | 0 | 0 | 0 | 0 | 0 | 0 | 0 | 0 | 0 | 0 | 0 | 0 | 0 | 0 | -251998.3149 | -115725.7193 | 0 | 0 | 0 | 0 | 0 | 0 | 0 | 0 | 0 | 0 | 0 | 0 | 0 | 0 | 0
2016-11-02 05:00 | 0 | 0 | 0 | 0 | 0 | 499862.7863 | 0 | 363898 | 0 | 0 | 0 | 0 | 1008528.6275 | 4227609.1342 | 0 | 0 | 0 | 0 | 0 | 0 | 0 | 0 | 0 | 0 | 0 | 0 | 0 | 0 | 0 | 0 | 20239.067 | 115725.7193 | 0 | 0 | 0 | 0 | 0 | 0 | 0 | 0 | 0 | 0 | 0 | 0 | 0 | 0 | 0
2016-11-02 06:00 | 0 | 0 | 0 | 0 | 0 | 214163.4044 | 0 | 350436 | 0 | 0 | 0 | 0 | 756530.3125 | 4343334.8535 | 0 | 0 | 0 | 0 | 0 | 0 | 0 | 0 | 0 | 0 | 0 | 0 | 0 | 0 | 0 | 0 | -251998.3149 | 115725.7193 | 0 | 0 | 0 | 0 | 0 | 0 | 0 | 0 | 0 | 0 | 0 | 0 | 0 | 0 | 0
2016-11-02 07:00 | 0 | 0 | 0 | 0 | 0 | 449513.7335 | 0 | 342291 | 0 | 0 | 0 | 0 | 748027.3268 | 4459060.5728 | 0 | 0 | 0 | 0 | 0 | 0 | 0 | 0 | 0 | 0 | 0 | 0 | 0 | 0 | 0 | 0 | -8502.9858 | 115725.7193 | 0 | 0 | 0 | 0 | 0 | 0 | 0 | 0 | 0 | 0 | 0 | 0 | 0 | 0 | 0
2016-11-02 08:00 | 0 | 0 | 0 | 0 | 0 | 435533.2145 | 0 | 340929 | 0 | 0 | 0 | 0 | 726905.822 | 4574786.2921 | 0 | 0 | 0 | 0 | 0 | 0 | 0 | 0 | 0 | 0 | 0 | 0 | 0 | 0 | 0 | 0 | -21121.5048 | 115725.7193 | 0 | 0 | 0 | 0 | 0 | 0 | 0 | 0 | 0 | 0 | 0 | 0 | 0 | 0 | 0
2016-11-02 09:00 | 0 | 0 | 0 | 0 | 0 | 0 | 0 | 350511 | 0 | 0 | 0 | 0 | 474907.5071 | 4476273.6071 | 0 | 0 | 0 | 0 | 0 | 0 | 0 | 0 | 0 | 0 | 0 | 0 | 0 | 0 | 0 | 0 | -251998.3149 | -98512.6851 | 0 | 0 | 0 | 0 | 0 | 0 | 0 | 0 | 0 | 0 | 0 | 0 | 0 | 0 | 0
2016-11-02 10:00 | 0 | 0 | 0 | 0 | 0 | 378273.2333 | 0 | 375741 | 0 | 0 | 0 | 0 | 378927.0553 | 4574786.2921 | 0 | 0 | 0 | 0 | 0 | 0 | 0 | 0 | 0 | 0 | 0 | 0 | 0 | 0 | 0 | 0 | -95980.4517 | 98512.6851 | 0 | 0 | 0 | 0 | 0 | 0 | 0 | 0 | 0 | 0 | 0 | 0 | 0 | 0 | 0
2016-11-02 11:00 | 0 | 0 | 0 | 0 | 0 | 111456.6054 | 0 | 403615 | 0 | 0 | 0 | 0 | 202494.38 | 4459060.5728 | 0 | 0 | 0 | 0 | 0 | 0 | 0 | 0 | 0 | 0 | 0 | 0 | 0 | 0 | 0 | 0 | -176432.6753 | -115725.7193 | 0 | 0 | 0 | 0 | 0 | 0 | 0 | 0 | 0 | 0 | 0 | 0 | 0 | 0 | 0
2016-11-02 12:00 | 0 | 0 | 0 | 0 | 0 | 336963.4749 | 0 | 418313 | 0 | 0 | 0 | 0 | 236870.5743 | 4343334.8535 | 0 | 0 | 0 | 0 | 0 | 0 | 0 | 0 | 0 | 0 | 0 | 0 | 0 | 0 | 0 | 0 | 34376.1942 | -115725.7193 | 0 | 0 | 0 | 0 | 0 | 0 | 0 | 0 | 0 | 0 | 0 | 0 | 0 | 0 | 0
2016-11-02 13:00 | 0 | 0 | 0 | 0 | 0 | 307343.829 | 153.9379 | 426393 | 0 | 0 | 0 | 0 | 2249.6219 | 4459060.5728 | 0 | 0 | 0 | 0 | 0 | 0 | 0 | 0 | 0 | 0 | 0 | 0 | 0 | 0 | 0 | 0 | -234620.9524 | 115725.7193 | 0 | 0 | 0 | 0 | 0 | 0 | 0 | 0 | 0 | 0 | 0 | 0 | 0 | 0 | 0
2016-11-02 14:00 | 0 | 0 | 0 | 0 | 0 | 223216.2908 | 95187.368 | 436379 | 0 | 0 | 0 | 0 | 0 | 4343334.8535 | 0 | 0 | 0 | 0 | 0 | 0 | 0 | 0 | 0 | 0 | 0 | 0 | 0 | 0 | 0 | 0 | -2249.6219 | -115725.7193 | 0 | 0 | 0 | 0 | 0 | 0 | 0 | 0 | 0 | 0 | 0 | 0 | 0 | 0 | 0
2016-11-02 15:00 | 0 | 0 | 0 | 0 | 0 | 163881.0729 | 517655.9369 | 444579 | 0 | 0 | 0 | 0 | 251998.3149 | 4328294.5483 | 0 | 0 | 0 | 0 | 0 | 0 | 0 | 0 | 0 | 0 | 0 | 0 | 0 | 0 | 0 | 0 | 251998.3149 | -15040.3052 | 0 | 0 | 0 | 0 | 0 | 0 | 0 | 0 | 0 | 0 | 0 | 0 | 0 | 0 | 0
2016-11-02 16:00 | 0 | 0 | 0 | 0 | 0 | 0 | 639417.6649 | 451675 | 0 | 0 | 0 | 0 | 324015.2606 | 4444020.2676 | 0 | 0 | 0 | 0 | 0 | 0 | 0 | 0 | 0 | 0 | 0 | 0 | 0 | 0 | 0 | 0 | 72016.9457 | 115725.7193 | 0 | 0 | 0 | 0 | 0 | 0 | 0 | 0 | 0 | 0 | 0 | 0 | 0 | 0 | 0
2016-11-02 17:00 | 0 | 0 | 0 | 0 | 0 | 0 | 631303.015 | 459394 | 0 | 0 | 0 | 0 | 380198.5563 | 4559745.9869 | 0 | 0 | 0 | 0 | 0 | 0 | 0 | 0 | 0 | 0 | 0 | 0 | 0 | 0 | 0 | 0 | 56183.2957 | 115725.7193 | 0 | 0 | 0 | 0 | 0 | 0 | 0 | 0 | 0 | 0 | 0 | 0 | 0 | 0 | 0
2016-11-02 18:00 | 0 | 0 | 0 | 0 | 0 | 0 | 603223.3233 | 466383 | 0 | 0 | 0 | 0 | 501998.5744 | 4574786.2921 | 0 | 0 | 0 | 0 | 0 | 0 | 0 | 0 | 0 | 0 | 0 | 0 | 0 | 0 | 0 | 0 | 121800.0181 | 15040.3052 | 0 | 0 | 0 | 0 | 0 | 0 | 0 | 0 | 0 | 0 | 0 | 0 | 0 | 0 | 0
2016-11-02 19:00 | 0 | 0 | 0 | 0 | 0 | 0 | 585147.2965 | 471568 | 0 | 0 | 0 | 0 | 731303.5902 | 4459060.5728 | 0 | 0 | 0 | 0 | 0 | 0 | 0 | 0 | 0 | 0 | 0 | 0 | 0 | 0 | 0 | 0 | 229305.0157 | -115725.7193 | 0 | 0 | 0 | 0 | 0 | 0 | 0 | 0 | 0 | 0 | 0 | 0 | 0 | 0 | 0
2016-11-02 20:00 | 0 | 0 | 0 | 0 | 0 | 0 | 588116.9775 | 474377 | 0 | 0 | 0 | 0 | 729317.8484 | 4574786.2921 | 0 | 0 | 0 | 0 | 0 | 0 | 0 | 0 | 0 | 0 | 0 | 0 | 0 | 0 | 0 | 0 | -1985.7418 | 115725.7193 | 0 | 0 | 0 | 0 | 0 | 0 | 0 | 0 | 0 | 0 | 0 | 0 | 0 | 0 | 0
2016-11-02 21:00 | 0 | 0 | 0 | 0 | 0 | 0 | 597840.6547 | 475810 | 0 | 0 | 0 | 0 | 967074.2224 | 4459060.5728 | 0 | 0 | 0 | 0 | 0 | 0 | 0 | 0 | 0 | 0 | 0 | 0 | 0 | 0 | 0 | 0 | 237756.374 | -115725.7193 | 0 | 0 | 0 | 0 | 0 | 0 | 0 | 0 | 0 | 0 | 0 | 0 | 0 | 0 | 0
2016-11-02 22:00 | 0 | 0 | 0 | 0 | 0 | 0 | 572947.8505 | 479192 | 0 | 0 | 0 | 0 | 1176555.7921 | 4343334.8535 | 0 | 0 | 0 | 0 | 0 | 0 | 0 | 0 | 0 | 0 | 0 | 0 | 0 | 0 | 0 | 0 | 209481.5698 | -115725.7193 | 0 | 0 | 0 | 0 | 0 | 0 | 0 | 0 | 0 | 0 | 0 | 0 | 0 | 0 | 0
2016-11-02 23:00 | 0 | 0 | 0 | 0 | 0 | 0 | 388783.1413 | 481998 | 0 | 0 | 0 | 0 | 1199066.6527 | 4227609.1342 | 0 | 0 | 0 | 0 | 0 | 0 | 0 | 0 | 0 | 0 | 0 | 0 | 0 | 0 | 0 | 0 | 22510.8606 | -115725.7193 | 0 | 0 | 0 | 0 | 0 | 0 | 0 | 0 | 0 | 0 | 0 | 0 | 0 | 0 | 0
2016-11-03 | 0 | 0 | 0 | 0 | 0 | 311818.7392 | 57110.7713 | 476820 | 0 | 0 | 0 | 0 | 1206901.8824 | 4111883.4149 | 0 | 0 | 0 | 0 | 0 | 0 | 0 | 0 | 0 | 0 | 0 | 0 | 0 | 0 | 0 | 0 | 7835.2297 | -115725.7193 | 0 | 0 | 0 | 0 | 0 | 0 | 0 | 0 | 0 | 0 | 0 | 0 | 0 | 0 | 0
2016-11-03 01:00 | 0 | 0 | 0 | 0 | 0 | 326795.0938 | 0 | 460151 | 0 | 0 | 0 | 0 | 1189271.6955 | 3996157.6956 | 0 | 0 | 0 | 0 | 0 | 0 | 0 | 0 | 0 | 0 | 0 | 0 | 0 | 0 | 0 | 0 | -17630.1869 | -115725.7193 | 0 | 0 | 0 | 0 | 0 | 0 | 0 | 0 | 0 | 0 | 0 | 0 | 0 | 0 | 0
2016-11-03 02:00 | 0 | 0 | 0 | 0 | 0 | 329176.8951 | 0 | 436685 | 0 | 0 | 0 | 0 | 1197489.31 | 3880431.9763 | 0 | 0 | 0 | 0 | 0 | 0 | 0 | 0 | 0 | 0 | 0 | 0 | 0 | 0 | 0 | 0 | 8217.6144 | -115725.7193 | 0 | 0 | 0 | 0 | 0 | 0 | 0 | 0 | 0 | 0 | 0 | 0 | 0 | 0 | 0
2016-11-03 03:00 | 0 | 0 | 0 | 0 | 0 | 333094.5533 | 0 | 410743 | 0 | 0 | 0 | 0 | 1235566.5825 | 3764706.257 | 0 | 0 | 0 | 0 | 0 | 0 | 0 | 0 | 0 | 0 | 0 | 0 | 0 | 0 | 0 | 0 | 38077.2726 | -115725.7193 | 0 | 0 | 0 | 0 | 0 | 0 | 0 | 0 | 0 | 0 | 0 | 0 | 0 | 0 | 0
2016-11-03 04:00 | 0 | 0 | 0 | 0 | 0 | 344631.9239 | 0 | 386212 | 0 | 0 | 0 | 0 | 1078260.7871 | 3880431.9763 | 0 | 0 | 0 | 0 | 0 | 0 | 0 | 0 | 0 | 0 | 0 | 0 | 0 | 0 | 0 | 0 | -157305.7954 | 115725.7193 | 0 | 0 | 0 | 0 | 0 | 0 | 0 | 0 | 0 | 0 | 0 | 0 | 0 | 0 | 0
2016-11-03 05:00 | 0 | 0 | 0 | 0 | 0 | 365558.177 | 0 | 367300 | 0 | 0 | 0 | 0 | 1192244.6834 | 3764706.257 | 0 | 0 | 0 | 0 | 0 | 0 | 0 | 0 | 0 | 0 | 0 | 0 | 0 | 0 | 0 | 0 | 113983.8963 | -115725.7193 | 0 | 0 | 0 | 0 | 0 | 0 | 0 | 0 | 0 | 0 | 0 | 0 | 0 | 0 | 0
2016-11-03 06:00 | 0 | 0 | 0 | 0 | 0 | 392337.709 | 0 | 351478 | 0 | 0 | 0 | 0 | 1117378.6731 | 3880431.9763 | 0 | 0 | 0 | 0 | 0 | 0 | 0 | 0 | 0 | 0 | 0 | 0 | 0 | 0 | 0 | 0 | -74866.0103 | 115725.7193 | 0 | 0 | 0 | 0 | 0 | 0 | 0 | 0 | 0 | 0 | 0 | 0 | 0 | 0 | 0
2016-11-03 07:00 | 0 | 0 | 0 | 0 | 0 | 412369.8526 | 0 | 342221 | 0 | 0 | 0 | 0 | 1071801.8064 | 3996157.6956 | 0 | 0 | 0 | 0 | 0 | 0 | 0 | 0 | 0 | 0 | 0 | 0 | 0 | 0 | 0 | 0 | -45576.8667 | 115725.7193 | 0 | 0 | 0 | 0 | 0 | 0 | 0 | 0 | 0 | 0 | 0 | 0 | 0 | 0 | 0
2016-11-03 08:00 | 0 | 0 | 0 | 0 | 0 | 424476.8253 | 0 | 340441 | 0 | 0 | 0 | 0 | 1271563.351 | 3880431.9763 | 0 | 0 | 0 | 0 | 0 | 0 | 0 | 0 | 0 | 0 | 0 | 0 | 0 | 0 | 0 | 0 | 199761.5446 | -115725.7193 | 0 | 0 | 0 | 0 | 0 | 0 | 0 | 0 | 0 | 0 | 0 | 0 | 0 | 0 | 0
2016-11-03 09:00 | 0 | 0 | 0 | 0 | 0 | 0 | 0 | 349046 | 0 | 0 | 0 | 0 | 1038243.0703 | 3764706.257 | 0 | 0 | 0 | 0 | 0 | 0 | 0 | 0 | 0 | 0 | 0 | 0 | 0 | 0 | 0 | 0 | -233320.2807 | -115725.7193 | 0 | 0 | 0 | 0 | 0 | 0 | 0 | 0 | 0 | 0 | 0 | 0 | 0 | 0 | 0
2016-11-03 10:00 | 0 | 0 | 0 | 0 | 0 | 4584.9658 | 0 | 372309 | 0 | 0 | 0 | 0 | 786244.7554 | 3648980.5377 | 0 | 0 | 0 | 0 | 0 | 0 | 0 | 0 | 0 | 0 | 0 | 0 | 0 | 0 | 0 | 0 | -251998.3149 | -115725.7193 | 0 | 0 | 0 | 0 | 0 | 0 | 0 | 0 | 0 | 0 | 0 | 0 | 0 | 0 | 0
2016-11-03 11:00 | 0 | 0 | 0 | 0 | 0 | 409154.5343 | 0 | 400076 | 0 | 0 | 0 | 0 | 911049.0089 | 3533254.8184 | 0 | 0 | 0 | 0 | 0 | 0 | 0 | 0 | 0 | 0 | 0 | 0 | 0 | 0 | 0 | 0 | 124804.2536 | -115725.7193 | 0 | 0 | 0 | 0 | 0 | 0 | 0 | 0 | 0 | 0 | 0 | 0 | 0 | 0 | 0
2016-11-03 12:00 | 0 | 0 | 0 | 0 | 0 | 406527.2741 | 0 | 415884 | 0 | 0 | 0 | 0 | 1017418.0024 | 3417529.0991 | 0 | 0 | 0 | 0 | 0 | 0 | 0 | 0 | 0 | 0 | 0 | 0 | 0 | 0 | 0 | 0 | 106368.9934 | -115725.7193 | 0 | 0 | 0 | 0 | 0 | 0 | 0 | 0 | 0 | 0 | 0 | 0 | 0 | 0 | 0
2016-11-03 13:00 | 0 | 0 | 0 | 0 | 0 | 398646.5535 | 103.6347 | 425592 | 0 | 0 | 0 | 0 | 874850.4713 | 3533254.8184 | 0 | 0 | 0 | 0 | 0 | 0 | 0 | 0 | 0 | 0 | 0 | 0 | 0 | 0 | 0 | 0 | -142567.5311 | 115725.7193 | 0 | 0 | 0 | 0 | 0 | 0 | 0 | 0 | 0 | 0 | 0 | 0 | 0 | 0 | 0
2016-11-03 14:00 | 0 | 0 | 0 | 0 | 0 | 279398.1883 | 91504.8529 | 436543 | 0 | 0 | 0 | 0 | 693484.7932 | 3648980.5377 | 0 | 0 | 0 | 0 | 0 | 0 | 0 | 0 | 0 | 0 | 0 | 0 | 0 | 0 | 0 | 0 | -181365.6781 | 115725.7193 | 0 | 0 | 0 | 0 | 0 | 0 | 0 | 0 | 0 | 0 | 0 | 0 | 0 | 0 | 0
2016-11-03 15:00 | 0 | 0 | 0 | 0 | 0 | 152963.4162 | 460679.4937 | 444376 | 0 | 0 | 0 | 0 | 747025.9838 | 3764706.257 | 0 | 0 | 0 | 0 | 0 | 0 | 0 | 0 | 0 | 0 | 0 | 0 | 0 | 0 | 0 | 0 | 53541.1905 | 115725.7193 | 0 | 0 | 0 | 0 | 0 | 0 | 0 | 0 | 0 | 0 | 0 | 0 | 0 | 0 | 0
2016-11-03 16:00 | 0 | 0 | 0 | 0 | 0 | 0 | 596415.7525 | 450775 | 0 | 0 | 0 | 0 | 776941.017 | 3880431.9763 | 0 | 0 | 0 | 0 | 0 | 0 | 0 | 0 | 0 | 0 | 0 | 0 | 0 | 0 | 0 | 0 | 29915.0332 | 115725.7193 | 0 | 0 | 0 | 0 | 0 | 0 | 0 | 0 | 0 | 0 | 0 | 0 | 0 | 0 | 0
2016-11-03 17:00 | 0 | 0 | 0 | 0 | 0 | 0 | 611960.927 | 457150 | 0 | 0 | 0 | 0 | 999023.1735 | 3813160.7468 | 0 | 0 | 0 | 0 | 0 | 0 | 0 | 0 | 0 | 0 | 0 | 0 | 0 | 0 | 0 | 0 | 222082.1565 | -67271.2295 | 0 | 0 | 0 | 0 | 0 | 0 | 0 | 0 | 0 | 0 | 0 | 0 | 0 | 0 | 0
2016-11-03 18:00 | 0 | 0 | 0 | 0 | 0 | 0 | 596057.1889 | 461030 | 0 | 0 | 0 | 0 | 1249776.0817 | 3697435.0275 | 0 | 0 | 0 | 0 | 0 | 0 | 0 | 0 | 0 | 0 | 0 | 0 | 0 | 0 | 0 | 0 | 250752.9082 | -115725.7193 | 0 | 0 | 0 | 0 | 0 | 0 | 0 | 0 | 0 | 0 | 0 | 0 | 0 | 0 | 0
2016-11-03 19:00 | 0 | 0 | 0 | 0 | 0 | 0 | 579586.2231 | 462902 | 0 | 0 | 0 | 0 | 1250734.5855 | 3813160.7468 | 0 | 0 | 0 | 0 | 0 | 0 | 0 | 0 | 0 | 0 | 0 | 0 | 0 | 0 | 0 | 0 | 958.5038 | 115725.7193 | 0 | 0 | 0 | 0 | 0 | 0 | 0 | 0 | 0 | 0 | 0 | 0 | 0 | 0 | 0
2016-11-03 20:00 | 0 | 0 | 0 | 0 | 0 | 0 | 576401.599 | 463605 | 0 | 0 | 0 | 0 | 1247805.4652 | 3928886.4661 | 0 | 0 | 0 | 0 | 0 | 0 | 0 | 0 | 0 | 0 | 0 | 0 | 0 | 0 | 0 | 0 | -2929.1203 | 115725.7193 | 0 | 0 | 0 | 0 | 0 | 0 | 0 | 0 | 0 | 0 | 0 | 0 | 0 | 0 | 0
2016-11-03 21:00 | 0 | 0 | 0 | 0 | 0 | 0 | 570885.5937 | 464188 | 0 | 0 | 0 | 0 | 1470228.7782 | 3813160.7468 | 0 | 0 | 0 | 0 | 0 | 0 | 0 | 0 | 0 | 0 | 0 | 0 | 0 | 0 | 0 | 0 | 222423.313 | -115725.7193 | 0 | 0 | 0 | 0 | 0 | 0 | 0 | 0 | 0 | 0 | 0 | 0 | 0 | 0 | 0
2016-11-03 22:00 | 0 | 0 | 0 | 0 | 0 | 0 | 528638.3119 | 466431 | 0 | 0 | 0 | 0 | 1416710.3708 | 3928886.4661 | 0 | 0 | 0 | 0 | 0 | 0 | 0 | 0 | 0 | 0 | 0 | 0 | 0 | 0 | 0 | 0 | -53518.4074 | 115725.7193 | 0 | 0 | 0 | 0 | 0 | 0 | 0 | 0 | 0 | 0 | 0 | 0 | 0 | 0 | 0
2016-11-03 23:00 | 0 | 0 | 0 | 0 | 0 | 0 | 335379.9336 | 469489 | 0 | 0 | 0 | 0 | 1166875.585 | 4044612.1854 | 0 | 0 | 0 | 0 | 0 | 0 | 0 | 0 | 0 | 0 | 0 | 0 | 0 | 0 | 0 | 0 | -249834.7857 | 115725.7193 | 0 | 0 | 0 | 0 | 0 | 0 | 0 | 0 | 0 | 0 | 0 | 0 | 0 | 0 | 0
2016-11-04 | 0 | 0 | 0 | 0 | 0 | 50435.564 | 48116.4018 | 466276 | 0 | 0 | 0 | 0 | 914877.2701 | 3928886.4661 | 0 | 0 | 0 | 0 | 0 | 0 | 0 | 0 | 0 | 0 | 0 | 0 | 0 | 0 | 0 | 0 | -251998.3149 | -115725.7193 | 0 | 0 | 0 | 0 | 0 | 0 | 0 | 0 | 0 | 0 | 0 | 0 | 0 | 0 | 0
2016-11-04 01:00 | 0 | 0 | 0 | 0 | 0 | 156382.5007 | 0 | 452064 | 0 | 0 | 0 | 0 | 662878.9551 | 3885203.2818 | 0 | 0 | 0 | 0 | 0 | 0 | 0 | 0 | 0 | 0 | 0 | 0 | 0 | 0 | 0 | 0 | -251998.3149 | -43683.1843 | 0 | 0 | 0 | 0 | 0 | 0 | 0 | 0 | 0 | 0 | 0 | 0 | 0 | 0 | 0
2016-11-04 02:00 | 0 | 0 | 0 | 0 | 0 | 172552.2406 | 0 | 428563 | 0 | 0 | 0 | 0 | 522593.915 | 3769477.5625 | 0 | 0 | 0 | 0 | 0 | 0 | 0 | 0 | 0 | 0 | 0 | 0 | 0 | 0 | 0 | 0 | -140285.0401 | -115725.7193 | 0 | 0 | 0 | 0 | 0 | 0 | 0 | 0 | 0 | 0 | 0 | 0 | 0 | 0 | 0
2016-11-04 03:00 | 0 | 0 | 0 | 0 | 0 | 204930.3946 | 0 | 402878 | 0 | 0 | 0 | 0 | 440372.0289 | 3653751.8432 | 0 | 0 | 0 | 0 | 0 | 0 | 0 | 0 | 0 | 0 | 0 | 0 | 0 | 0 | 0 | 0 | -82221.8861 | -115725.7193 | 0 | 0 | 0 | 0 | 0 | 0 | 0 | 0 | 0 | 0 | 0 | 0 | 0 | 0 | 0
2016-11-04 04:00 | 0 | 0 | 0 | 0 | 0 | 241786.2378 | 0 | 378204 | 0 | 0 | 0 | 0 | 419679.986 | 3538026.1239 | 0 | 0 | 0 | 0 | 0 | 0 | 0 | 0 | 0 | 0 | 0 | 0 | 0 | 0 | 0 | 0 | -20692.0429 | -115725.7193 | 0 | 0 | 0 | 0 | 0 | 0 | 0 | 0 | 0 | 0 | 0 | 0 | 0 | 0 | 0
2016-11-04 05:00 | 0 | 0 | 0 | 0 | 0 | 222051.4044 | 0 | 358324 | 0 | 0 | 0 | 0 | 167681.6711 | 3653751.8432 | 0 | 0 | 0 | 0 | 0 | 0 | 0 | 0 | 0 | 0 | 0 | 0 | 0 | 0 | 0 | 0 | -251998.3149 | 115725.7193 | 0 | 0 | 0 | 0 | 0 | 0 | 0 | 0 | 0 | 0 | 0 | 0 | 0 | 0 | 0
2016-11-04 06:00 | 0 | 0 | 0 | 0 | 0 | 293654.0482 | 0 | 345610 | 0 | 0 | 0 | 0 | 0 | 3769477.5625 | 0 | 0 | 0 | 0 | 0 | 0 | 0 | 0 | 0 | 0 | 0 | 0 | 0 | 0 | 0 | 0 | -167681.6711 | 115725.7193 | 0 | 0 | 0 | 0 | 0 | 0 | 0 | 0 | 0 | 0 | 0 | 0 | 0 | 0 | 0
2016-11-04 07:00 | 0 | 0 | 0 | 0 | 0 | 312215.7638 | 0 | 337040 | 0 | 0 | 0 | 0 | 90901.4831 | 3653751.8432 | 0 | 0 | 0 | 0 | 0 | 0 | 0 | 0 | 0 | 0 | 0 | 0 | 0 | 0 | 0 | 0 | 90901.4831 | -115725.7193 | 0 | 0 | 0 | 0 | 0 | 0 | 0 | 0 | 0 | 0 | 0 | 0 | 0 | 0 | 0
2016-11-04 08:00 | 0 | 0 | 0 | 0 | 0 | 322391.2082 | 0 | 335876 | 0 | 0 | 0 | 0 | 193142.4106 | 3538026.1239 | 0 | 0 | 0 | 0 | 0 | 0 | 0 | 0 | 0 | 0 | 0 | 0 | 0 | 0 | 0 | 0 | 102240.9275 | -115725.7193 | 0 | 0 | 0 | 0 | 0 | 0 | 0 | 0 | 0 | 0 | 0 | 0 | 0 | 0 | 0
2016-11-04 09:00 | 0 | 0 | 0 | 0 | 0 | 309439.62 | 0 | 344352 | 0 | 0 | 0 | 0 | 273955.7499 | 3422300.4046 | 0 | 0 | 0 | 0 | 0 | 0 | 0 | 0 | 0 | 0 | 0 | 0 | 0 | 0 | 0 | 0 | 80813.3392 | -115725.7193 | 0 | 0 | 0 | 0 | 0 | 0 | 0 | 0 | 0 | 0 | 0 | 0 | 0 | 0 | 0
2016-11-04 10:00 | 0 | 0 | 0 | 0 | 0 | 289023.7218 | 0 | 368826 | 0 | 0 | 0 | 0 | 309879.191 | 3306574.6853 | 0 | 0 | 0 | 0 | 0 | 0 | 0 | 0 | 0 | 0 | 0 | 0 | 0 | 0 | 0 | 0 | 35923.4411 | -115725.7193 | 0 | 0 | 0 | 0 | 0 | 0 | 0 | 0 | 0 | 0 | 0 | 0 | 0 | 0 | 0
2016-11-04 11:00 | 0 | 0 | 0 | 0 | 0 | 137289.7866 | 0 | 396880 | 0 | 0 | 0 | 0 | 166014.6969 | 3190848.966 | 0 | 0 | 0 | 0 | 0 | 0 | 0 | 0 | 0 | 0 | 0 | 0 | 0 | 0 | 0 | 0 | -143864.4941 | -115725.7193 | 0 | 0 | 0 | 0 | 0 | 0 | 0 | 0 | 0 | 0 | 0 | 0 | 0 | 0 | 0
2016-11-04 12:00 | 0 | 0 | 0 | 0 | 0 | 262124.5944 | 0 | 411547 | 0 | 0 | 0 | 0 | 132318.0106 | 3075123.2467 | 0 | 0 | 0 | 0 | 0 | 0 | 0 | 0 | 0 | 0 | 0 | 0 | 0 | 0 | 0 | 0 | -33696.6863 | -115725.7193 | 0 | 0 | 0 | 0 | 0 | 0 | 0 | 0 | 0 | 0 | 0 | 0 | 0 | 0 | 0
2016-11-04 13:00 | 0 | 0 | 0 | 0 | 0 | 245493.4666 | 31.8554 | 419830 | 0 | 0 | 0 | 0 | 73739.0519 | 2959397.5274 | 0 | 0 | 0 | 0 | 0 | 0 | 0 | 0 | 0 | 0 | 0 | 0 | 0 | 0 | 0 | 0 | -58578.9587 | -115725.7193 | 0 | 0 | 0 | 0 | 0 | 0 | 0 | 0 | 0 | 0 | 0 | 0 | 0 | 0 | 0
2016-11-04 14:00 | 0 | 0 | 0 | 0 | 0 | 174619.397 | 64006.8318 | 428091 | 0 | 0 | 0 | 0 | 0 | 2843671.8081 | 0 | 0 | 0 | 0 | 0 | 0 | 0 | 0 | 0 | 0 | 0 | 0 | 0 | 0 | 0 | 0 | -73739.0519 | -115725.7193 | 0 | 0 | 0 | 0 | 0 | 0 | 0 | 0 | 0 | 0 | 0 | 0 | 0 | 0 | 0
2016-11-04 15:00 | 0 | 0 | 0 | 0 | 0 | 0 | 377480.009 | 432715 | 0 | 0 | 0 | 0 | 0 | 2788436.8171 | 0 | 0 | 0 | 0 | 0 | 0 | 0 | 0 | 0 | 0 | 0 | 0 | 0 | 0 | 0 | 0 | 0 | -55234.991 | 0 | 0 | 0 | 0 | 0 | 0 | 0 | 0 | 0 | 0 | 0 | 0 | 0 | 0 | 0
2016-11-04 16:00 | 0 | 0 | 0 | 0 | 0 | 0 | 507979.0211 | 435014 | 0 | 0 | 0 | 0 | 188690.7404 | 2672711.0978 | 0 | 0 | 0 | 0 | 0 | 0 | 0 | 0 | 0 | 0 | 0 | 0 | 0 | 0 | 0 | 0 | 188690.7404 | -115725.7193 | 0 | 0 | 0 | 0 | 0 | 0 | 0 | 0 | 0 | 0 | 0 | 0 | 0 | 0 | 0
2016-11-04 17:00 | 0 | 0 | 0 | 0 | 0 | 0 | 546598.2175 | 438947 | 0 | 0 | 0 | 0 | 180616.2386 | 2788436.8171 | 0 | 0 | 0 | 0 | 0 | 0 | 0 | 0 | 0 | 0 | 0 | 0 | 0 | 0 | 0 | 0 | -8074.5018 | 115725.7193 | 0 | 0 | 0 | 0 | 0 | 0 | 0 | 0 | 0 | 0 | 0 | 0 | 0 | 0 | 0
2016-11-04 18:00 | 0 | 0 | 0 | 0 | 0 | 0 | 537035.7872 | 441631 | 0 | 0 | 0 | 0 | 391746.7451 | 2672711.0978 | 0 | 0 | 0 | 0 | 0 | 0 | 0 | 0 | 0 | 0 | 0 | 0 | 0 | 0 | 0 | 0 | 211130.5065 | -115725.7193 | 0 | 0 | 0 | 0 | 0 | 0 | 0 | 0 | 0 | 0 | 0 | 0 | 0 | 0 | 0
2016-11-04 19:00 | 0 | 0 | 0 | 0 | 0 | 0 | 522653.8922 | 442149 | 0 | 0 | 0 | 0 | 587977.3566 | 2556985.3785 | 0 | 0 | 0 | 0 | 0 | 0 | 0 | 0 | 0 | 0 | 0 | 0 | 0 | 0 | 0 | 0 | 196230.6115 | -115725.7193 | 0 | 0 | 0 | 0 | 0 | 0 | 0 | 0 | 0 | 0 | 0 | 0 | 0 | 0 | 0
2016-11-04 20:00 | 0 | 0 | 0 | 0 | 0 | 0 | 518724.0809 | 442635 | 0 | 0 | 0 | 0 | 779792.1568 | 2441259.6592 | 0 | 0 | 0 | 0 | 0 | 0 | 0 | 0 | 0 | 0 | 0 | 0 | 0 | 0 | 0 | 0 | 191814.8002 | -115725.7193 | 0 | 0 | 0 | 0 | 0 | 0 | 0 | 0 | 0 | 0 | 0 | 0 | 0 | 0 | 0
2016-11-04 21:00 | 0 | 0 | 0 | 0 | 0 | 0 | 514363.7622 | 442022 | 0 | 0 | 0 | 0 | 736408.1997 | 2556985.3785 | 0 | 0 | 0 | 0 | 0 | 0 | 0 | 0 | 0 | 0 | 0 | 0 | 0 | 0 | 0 | 0 | -43383.9571 | 115725.7193 | 0 | 0 | 0 | 0 | 0 | 0 | 0 | 0 | 0 | 0 | 0 | 0 | 0 | 0 | 0
2016-11-04 22:00 | 0 | 0 | 0 | 0 | 0 | 0 | 466683.4237 | 442778 | 0 | 0 | 0 | 0 | 876039.3427 | 2441259.6592 | 0 | 0 | 0 | 0 | 0 | 0 | 0 | 0 | 0 | 0 | 0 | 0 | 0 | 0 | 0 | 0 | 139631.143 | -115725.7193 | 0 | 0 | 0 | 0 | 0 | 0 | 0 | 0 | 0 | 0 | 0 | 0 | 0 | 0 | 0
2016-11-04 23:00 | 0 | 0 | 0 | 0 | 0 | 0 | 300388.2096 | 445082 | 0 | 0 | 0 | 0 | 847071.2716 | 2325533.9399 | 0 | 0 | 0 | 0 | 0 | 0 | 0 | 0 | 0 | 0 | 0 | 0 | 0 | 0 | 0 | 0 | -28968.0711 | -115725.7193 | 0 | 0 | 0 | 0 | 0 | 0 | 0 | 0 | 0 | 0 | 0 | 0 | 0 | 0 | 0
2016-11-05 | 0 | 0 | 0 | 0 | 0 | 269329.0304 | 37568.8505 | 439915 | 0 | 0 | 0 | 0 | 829779.8718 | 2209808.2206 | 0 | 0 | 0 | 0 | 0 | 0 | 0 | 0 | 0 | 0 | 0 | 0 | 0 | 0 | 0 | 0 | -17291.3998 | -115725.7193 | 0 | 0 | 0 | 0 | 0 | 0 | 0 | 0 | 0 | 0 | 0 | 0 | 0 | 0 | 0
2016-11-05 01:00 | 0 | 0 | 0 | 0 | 0 | 351650.305 | 0 | 429862 | 0 | 0 | 0 | 0 | 867293.8961 | 2094082.5013 | 0 | 0 | 0 | 0 | 0 | 0 | 0 | 0 | 0 | 0 | 0 | 0 | 0 | 0 | 0 | 0 | 37514.0243 | -115725.7193 | 0 | 0 | 0 | 0 | 0 | 0 | 0 | 0 | 0 | 0 | 0 | 0 | 0 | 0 | 0
2016-11-05 02:00 | 0 | 0 | 0 | 0 | 0 | 409736.1666 | 0 | 411940 | 0 | 0 | 0 | 0 | 749364.3435 | 2209808.2206 | 0 | 0 | 0 | 0 | 0 | 0 | 0 | 0 | 0 | 0 | 0 | 0 | 0 | 0 | 0 | 0 | -117929.5527 | 115725.7193 | 0 | 0 | 0 | 0 | 0 | 0 | 0 | 0 | 0 | 0 | 0 | 0 | 0 | 0 | 0
2016-11-05 03:00 | 0 | 0 | 0 | 0 | 0 | 449136.0194 | 0 | 391059 | 0 | 0 | 0 | 0 | 691715.6435 | 2325533.9399 | 0 | 0 | 0 | 0 | 0 | 0 | 0 | 0 | 0 | 0 | 0 | 0 | 0 | 0 | 0 | 0 | -57648.6999 | 115725.7193 | 0 | 0 | 0 | 0 | 0 | 0 | 0 | 0 | 0 | 0 | 0 | 0 | 0 | 0 | 0
2016-11-05 04:00 | 0 | 0 | 0 | 0 | 0 | 470825.8818 | 0 | 370153 | 0 | 0 | 0 | 0 | 908114.2446 | 2209808.2206 | 0 | 0 | 0 | 0 | 0 | 0 | 0 | 0 | 0 | 0 | 0 | 0 | 0 | 0 | 0 | 0 | 216398.6011 | -115725.7193 | 0 | 0 | 0 | 0 | 0 | 0 | 0 | 0 | 0 | 0 | 0 | 0 | 0 | 0 | 0
2016-11-05 05:00 | 0 | 0 | 0 | 0 | 0 | 0 | 0 | 353399 | 0 | 0 | 0 | 0 | 670440.9639 | 2094082.5013 | 0 | 0 | 0 | 0 | 0 | 0 | 0 | 0 | 0 | 0 | 0 | 0 | 0 | 0 | 0 | 0 | -237673.2807 | -115725.7193 | 0 | 0 | 0 | 0 | 0 | 0 | 0 | 0 | 0 | 0 | 0 | 0 | 0 | 0 | 0
2016-11-05 06:00 | 0 | 0 | 0 | 0 | 0 | 205200.4044 | 0 | 341473 | 0 | 0 | 0 | 0 | 418442.649 | 2209808.2206 | 0 | 0 | 0 | 0 | 0 | 0 | 0 | 0 | 0 | 0 | 0 | 0 | 0 | 0 | 0 | 0 | -251998.3149 | 115725.7193 | 0 | 0 | 0 | 0 | 0 | 0 | 0 | 0 | 0 | 0 | 0 | 0 | 0 | 0 | 0
2016-11-05 07:00 | 0 | 0 | 0 | 0 | 0 | 451458.8391 | 0 | 334333 | 0 | 0 | 0 | 0 | 419842.7688 | 2325533.9399 | 0 | 0 | 0 | 0 | 0 | 0 | 0 | 0 | 0 | 0 | 0 | 0 | 0 | 0 | 0 | 0 | 1400.1198 | 115725.7193 | 0 | 0 | 0 | 0 | 0 | 0 | 0 | 0 | 0 | 0 | 0 | 0 | 0 | 0 | 0
2016-11-05 08:00 | 0 | 0 | 0 | 0 | 0 | 430535.1683 | 0 | 331103 | 0 | 0 | 0 | 0 | 635000.6564 | 2209808.2206 | 0 | 0 | 0 | 0 | 0 | 0 | 0 | 0 | 0 | 0 | 0 | 0 | 0 | 0 | 0 | 0 | 215157.8876 | -115725.7193 | 0 | 0 | 0 | 0 | 0 | 0 | 0 | 0 | 0 | 0 | 0 | 0 | 0 | 0 | 0
2016-11-05 09:00 | 0 | 0 | 0 | 0 | 0 | 394465.3911 | 0 | 334017 | 0 | 0 | 0 | 0 | 579723.3282 | 2325533.9399 | 0 | 0 | 0 | 0 | 0 | 0 | 0 | 0 | 0 | 0 | 0 | 0 | 0 | 0 | 0 | 0 | -55277.3282 | 115725.7193 | 0 | 0 | 0 | 0 | 0 | 0 | 0 | 0 | 0 | 0 | 0 | 0 | 0 | 0 | 0
2016-11-05 10:00 | 0 | 0 | 0 | 0 | 0 | 351875.8828 | 0 | 342246 | 0 | 0 | 0 | 0 | 705078.9302 | 2209808.2206 | 0 | 0 | 0 | 0 | 0 | 0 | 0 | 0 | 0 | 0 | 0 | 0 | 0 | 0 | 0 | 0 | 125355.6021 | -115725.7193 | 0 | 0 | 0 | 0 | 0 | 0 | 0 | 0 | 0 | 0 | 0 | 0 | 0 | 0 | 0
2016-11-05 11:00 | 0 | 0 | 0 | 0 | 0 | 320124.8633 | 0 | 356642 | 0 | 0 | 0 | 0 | 552836.0742 | 2325533.9399 | 0 | 0 | 0 | 0 | 0 | 0 | 0 | 0 | 0 | 0 | 0 | 0 | 0 | 0 | 0 | 0 | -152242.856 | 115725.7193 | 0 | 0 | 0 | 0 | 0 | 0 | 0 | 0 | 0 | 0 | 0 | 0 | 0 | 0 | 0
2016-11-05 12:00 | 0 | 0 | 0 | 0 | 0 | 301227.0574 | 0 | 371131 | 0 | 0 | 0 | 0 | 598657.8509 | 2209808.2206 | 0 | 0 | 0 | 0 | 0 | 0 | 0 | 0 | 0 | 0 | 0 | 0 | 0 | 0 | 0 | 0 | 45821.7767 | -115725.7193 | 0 | 0 | 0 | 0 | 0 | 0 | 0 | 0 | 0 | 0 | 0 | 0 | 0 | 0 | 0
2016-11-05 13:00 | 0 | 0 | 0 | 0 | 0 | 286278.0955 | 75.4469 | 383228 | 0 | 0 | 0 | 0 | 617509.1127 | 2094082.5013 | 0 | 0 | 0 | 0 | 0 | 0 | 0 | 0 | 0 | 0 | 0 | 0 | 0 | 0 | 0 | 0 | 18851.2617 | -115725.7193 | 0 | 0 | 0 | 0 | 0 | 0 | 0 | 0 | 0 | 0 | 0 | 0 | 0 | 0 | 0
2016-11-05 14:00 | 0 | 0 | 0 | 0 | 0 | 0 | 49804.9846 | 390961 | 0 | 0 | 0 | 0 | 392078.8166 | 1978356.782 | 0 | 0 | 0 | 0 | 0 | 0 | 0 | 0 | 0 | 0 | 0 | 0 | 0 | 0 | 0 | 0 | -225430.2961 | -115725.7193 | 0 | 0 | 0 | 0 | 0 | 0 | 0 | 0 | 0 | 0 | 0 | 0 | 0 | 0 | 0
2016-11-05 15:00 | 0 | 0 | 0 | 0 | 0 | 0 | 358987.4973 | 394262 | 0 | 0 | 0 | 0 | 241078.5946 | 2094082.5013 | 0 | 0 | 0 | 0 | 0 | 0 | 0 | 0 | 0 | 0 | 0 | 0 | 0 | 0 | 0 | 0 | -151000.222 | 115725.7193 | 0 | 0 | 0 | 0 | 0 | 0 | 0 | 0 | 0 | 0 | 0 | 0 | 0 | 0 | 0
2016-11-05 16:00 | 0 | 0 | 0 | 0 | 0 | 0 | 510230.065 | 394556 | 0 | 0 | 0 | 0 | 472478.3789 | 1978356.782 | 0 | 0 | 0 | 0 | 0 | 0 | 0 | 0 | 0 | 0 | 0 | 0 | 0 | 0 | 0 | 0 | 231399.7843 | -115725.7193 | 0 | 0 | 0 | 0 | 0 | 0 | 0 | 0 | 0 | 0 | 0 | 0 | 0 | 0 | 0
2016-11-05 17:00 | 0 | 0 | 0 | 0 | 0 | 0 | 547170.8963 | 393623 | 0 | 0 | 0 | 0 | 724476.6939 | 1879906.3634 | 0 | 0 | 0 | 0 | 0 | 0 | 0 | 0 | 0 | 0 | 0 | 0 | 0 | 0 | 0 | 0 | 251998.3149 | -98450.4186 | 0 | 0 | 0 | 0 | 0 | 0 | 0 | 0 | 0 | 0 | 0 | 0 | 0 | 0 | 0
2016-11-05 18:00 | 0 | 0 | 0 | 0 | 0 | 141975.7423 | 534480.4512 | 392979 | 0 | 0 | 0 | 0 | 976475.0088 | 1911385.242 | 0 | 0 | 0 | 0 | 0 | 0 | 0 | 0 | 0 | 0 | 0 | 0 | 0 | 0 | 0 | 0 | 251998.3149 | 31478.8786 | 0 | 0 | 0 | 0 | 0 | 0 | 0 | 0 | 0 | 0 | 0 | 0 | 0 | 0 | 0
2016-11-05 19:00 | 0 | 0 | 0 | 0 | 0 | 0 | 520596.0983 | 392981 | 0 | 0 | 0 | 0 | 1219815.8264 | 1795659.5227 | 0 | 0 | 0 | 0 | 0 | 0 | 0 | 0 | 0 | 0 | 0 | 0 | 0 | 0 | 0 | 0 | 243340.8176 | -115725.7193 | 0 | 0 | 0 | 0 | 0 | 0 | 0 | 0 | 0 | 0 | 0 | 0 | 0 | 0 | 0
2016-11-05 20:00 | 0 | 0 | 0 | 0 | 0 | 0 | 517723.9167 | 395241 | 0 | 0 | 0 | 0 | 1458024.4624 | 1679933.8034 | 0 | 0 | 0 | 0 | 0 | 0 | 0 | 0 | 0 | 0 | 0 | 0 | 0 | 0 | 0 | 0 | 238208.636 | -115725.7193 | 0 | 0 | 0 | 0 | 0 | 0 | 0 | 0 | 0 | 0 | 0 | 0 | 0 | 0 | 0
2016-11-05 21:00 | 0 | 0 | 0 | 0 | 0 | 0 | 513099.9539 | 397859 | 0 | 0 | 0 | 0 | 1457539.697 | 1795659.5227 | 0 | 0 | 0 | 0 | 0 | 0 | 0 | 0 | 0 | 0 | 0 | 0 | 0 | 0 | 0 | 0 | -484.7654 | 115725.7193 | 0 | 0 | 0 | 0 | 0 | 0 | 0 | 0 | 0 | 0 | 0 | 0 | 0 | 0 | 0
2016-11-05 22:00 | 0 | 0 | 0 | 0 | 0 | 0 | 472873.2602 | 405579 | 0 | 0 | 0 | 0 | 1409108.2378 | 1911385.242 | 0 | 0 | 0 | 0 | 0 | 0 | 0 | 0 | 0 | 0 | 0 | 0 | 0 | 0 | 0 | 0 | -48431.4591 | 115725.7193 | 0 | 0 | 0 | 0 | 0 | 0 | 0 | 0 | 0 | 0 | 0 | 0 | 0 | 0 | 0
2016-11-05 23:00 | 0 | 0 | 0 | 0 | 0 | 0 | 328052.5126 | 412819 | 0 | 0 | 0 | 0 | 1440067.4697 | 1795659.5227 | 0 | 0 | 0 | 0 | 0 | 0 | 0 | 0 | 0 | 0 | 0 | 0 | 0 | 0 | 0 | 0 | 30959.2319 | -115725.7193 | 0 | 0 | 0 | 0 | 0 | 0 | 0 | 0 | 0 | 0 | 0 | 0 | 0 | 0 | 0
2016-11-06 | 0 | 0 | 0 | 0 | 0 | 0 | 45462.6725 | 411564 | 0 | 0 | 0 | 0 | 1189691.8615 | 1679933.8034 | 0 | 0 | 0 | 0 | 0 | 0 | 0 | 0 | 0 | 0 | 0 | 0 | 0 | 0 | 0 | 0 | -250375.6082 | -115725.7193 | 0 | 0 | 0 | 0 | 0 | 0 | 0 | 0 | 0 | 0 | 0 | 0 | 0 | 0 | 0
2016-11-06 01:00 | 0 | 0 | 0 | 0 | 0 | 554275.5584 | 0 | 404747 | 0 | 0 | 0 | 0 | 1441690.1765 | 1577464.0468 | 0 | 0 | 0 | 0 | 0 | 0 | 0 | 0 | 0 | 0 | 0 | 0 | 0 | 0 | 0 | 0 | 251998.3149 | -102469.7566 | 0 | 0 | 0 | 0 | 0 | 0 | 0 | 0 | 0 | 0 | 0 | 0 | 0 | 0 | 0
2016-11-06 02:00 | 0 | 0 | 0 | 0 | 0 | 587648.9901 | 0 | 390608 | 0 | 0 | 0 | 0 | 1523005.4473 | 1693189.7661 | 0 | 0 | 0 | 0 | 0 | 0 | 0 | 0 | 0 | 0 | 0 | 0 | 0 | 0 | 0 | 0 | 81315.2708 | 115725.7193 | 0 | 0 | 0 | 0 | 0 | 0 | 0 | 0 | 0 | 0 | 0 | 0 | 0 | 0 | 0
2016-11-06 03:00 | 0 | 0 | 0 | 0 | 0 | 5700.9658 | 0 | 373425 | 0 | 0 | 0 | 0 | 1271007.1324 | 1577464.0468 | 0 | 0 | 0 | 0 | 0 | 0 | 0 | 0 | 0 | 0 | 0 | 0 | 0 | 0 | 0 | 0 | -251998.3149 | -115725.7193 | 0 | 0 | 0 | 0 | 0 | 0 | 0 | 0 | 0 | 0 | 0 | 0 | 0 | 0 | 0
2016-11-06 04:00 | 0 | 0 | 0 | 0 | 0 | 491659.5956 | 0 | 355387 | 0 | 0 | 0 | 0 | 1523005.4473 | 1461738.3275 | 0 | 0 | 0 | 0 | 0 | 0 | 0 | 0 | 0 | 0 | 0 | 0 | 0 | 0 | 0 | 0 | 251998.3149 | -115725.7193 | 0 | 0 | 0 | 0 | 0 | 0 | 0 | 0 | 0 | 0 | 0 | 0 | 0 | 0 | 0
2016-11-06 05:00 | 0 | 0 | 0 | 0 | 0 | 460255.3542 | 0 | 339352 | 0 | 0 | 0 | 0 | 1528183.0822 | 1577464.0468 | 0 | 0 | 0 | 0 | 0 | 0 | 0 | 0 | 0 | 0 | 0 | 0 | 0 | 0 | 0 | 0 | 5177.6349 | 115725.7193 | 0 | 0 | 0 | 0 | 0 | 0 | 0 | 0 | 0 | 0 | 0 | 0 | 0 | 0 | 0
2016-11-06 06:00 | 0 | 0 | 0 | 0 | 0 | 0 | 0 | 329384 | 0 | 0 | 0 | 0 | 1276184.7672 | 1500078.3618 | 0 | 0 | 0 | 0 | 0 | 0 | 0 | 0 | 0 | 0 | 0 | 0 | 0 | 0 | 0 | 0 | -251998.3149 | -77385.6851 | 0 | 0 | 0 | 0 | 0 | 0 | 0 | 0 | 0 | 0 | 0 | 0 | 0 | 0 | 0
2016-11-06 07:00 | 0 | 0 | 0 | 0 | 0 | 459231.5956 | 0 | 322959 | 0 | 0 | 0 | 0 | 1528183.0822 | 1384352.6425 | 0 | 0 | 0 | 0 | 0 | 0 | 0 | 0 | 0 | 0 | 0 | 0 | 0 | 0 | 0 | 0 | 251998.3149 | -115725.7193 | 0 | 0 | 0 | 0 | 0 | 0 | 0 | 0 | 0 | 0 | 0 | 0 | 0 | 0 | 0
2016-11-06 08:00 | 0 | 0 | 0 | 0 | 0 | 184193.4044 | 0 | 320466 | 0 | 0 | 0 | 0 | 1276184.7672 | 1500078.3618 | 0 | 0 | 0 | 0 | 0 | 0 | 0 | 0 | 0 | 0 | 0 | 0 | 0 | 0 | 0 | 0 | -251998.3149 | 115725.7193 | 0 | 0 | 0 | 0 | 0 | 0 | 0 | 0 | 0 | 0 | 0 | 0 | 0 | 0 | 0
2016-11-06 09:00 | 0 | 0 | 0 | 0 | 0 | 0 | 0 | 321170 | 0 | 0 | 0 | 0 | 1024186.4523 | 1430906.6767 | 0 | 0 | 0 | 0 | 0 | 0 | 0 | 0 | 0 | 0 | 0 | 0 | 0 | 0 | 0 | 0 | -251998.3149 | -69171.6851 | 0 | 0 | 0 | 0 | 0 | 0 | 0 | 0 | 0 | 0 | 0 | 0 | 0 | 0 | 0
2016-11-06 10:00 | 0 | 0 | 0 | 0 | 0 | 514149.5618 | 0 | 325728 | 0 | 0 | 0 | 0 | 1096882.2948 | 1546632.396 | 0 | 0 | 0 | 0 | 0 | 0 | 0 | 0 | 0 | 0 | 0 | 0 | 0 | 0 | 0 | 0 | 72695.8426 | 115725.7193 | 0 | 0 | 0 | 0 | 0 | 0 | 0 | 0 | 0 | 0 | 0 | 0 | 0 | 0 | 0
2016-11-06 11:00 | 0 | 0 | 0 | 0 | 0 | 0 | 0 | 332624 | 0 | 0 | 0 | 0 | 844883.9799 | 1466006.711 | 0 | 0 | 0 | 0 | 0 | 0 | 0 | 0 | 0 | 0 | 0 | 0 | 0 | 0 | 0 | 0 | -251998.3149 | -80625.6851 | 0 | 0 | 0 | 0 | 0 | 0 | 0 | 0 | 0 | 0 | 0 | 0 | 0 | 0 | 0
2016-11-06 12:00 | 0 | 0 | 0 | 0 | 0 | 0 | 0 | 345359 | 0 | 0 | 0 | 0 | 592885.6649 | 1372646.0259 | 0 | 0 | 0 | 0 | 0 | 0 | 0 | 0 | 0 | 0 | 0 | 0 | 0 | 0 | 0 | 0 | -251998.3149 | -93360.6851 | 0 | 0 | 0 | 0 | 0 | 0 | 0 | 0 | 0 | 0 | 0 | 0 | 0 | 0 | 0
2016-11-06 13:00 | 0 | 0 | 0 | 0 | 0 | 482539.6229 | 42.9628 | 357221 | 0 | 0 | 0 | 0 | 602521.5314 | 1488371.7452 | 0 | 0 | 0 | 0 | 0 | 0 | 0 | 0 | 0 | 0 | 0 | 0 | 0 | 0 | 0 | 0 | 9635.8665 | 115725.7193 | 0 | 0 | 0 | 0 | 0 | 0 | 0 | 0 | 0 | 0 | 0 | 0 | 0 | 0 | 0
2016-11-06 14:00 | 0 | 0 | 0 | 0 | 0 | 0 | 89736.8003 | 367391 | 0 | 0 | 0 | 0 | 350523.2164 | 1462715.8605 | 0 | 0 | 0 | 0 | 0 | 0 | 0 | 0 | 0 | 0 | 0 | 0 | 0 | 0 | 0 | 0 | -251998.3149 | -25655.8847 | 0 | 0 | 0 | 0 | 0 | 0 | 0 | 0 | 0 | 0 | 0 | 0 | 0 | 0 | 0
2016-11-06 15:00 | 0 | 0 | 0 | 0 | 0 | 290439.7188 | 440316.2053 | 373236 | 0 | 0 | 0 | 0 | 602521.5314 | 1568237.4696 | 0 | 0 | 0 | 0 | 0 | 0 | 0 | 0 | 0 | 0 | 0 | 0 | 0 | 0 | 0 | 0 | 251998.3149 | 105521.6092 | 0 | 0 | 0 | 0 | 0 | 0 | 0 | 0 | 0 | 0 | 0 | 0 | 0 | 0 | 0
2016-11-06 16:00 | 0 | 0 | 0 | 0 | 0 | 0 | 564788.2436 | 377869 | 0 | 0 | 0 | 0 | 673715.0557 | 1683963.1889 | 0 | 0 | 0 | 0 | 0 | 0 | 0 | 0 | 0 | 0 | 0 | 0 | 0 | 0 | 0 | 0 | 71193.5243 | 115725.7193 | 0 | 0 | 0 | 0 | 0 | 0 | 0 | 0 | 0 | 0 | 0 | 0 | 0 | 0 | 0
2016-11-06 17:00 | 0 | 0 | 0 | 0 | 0 | 0 | 570671.71 | 381108 | 0 | 0 | 0 | 0 | 747553.0464 | 1799688.9082 | 0 | 0 | 0 | 0 | 0 | 0 | 0 | 0 | 0 | 0 | 0 | 0 | 0 | 0 | 0 | 0 | 73837.9907 | 115725.7193 | 0 | 0 | 0 | 0 | 0 | 0 | 0 | 0 | 0 | 0 | 0 | 0 | 0 | 0 | 0
2016-11-06 18:00 | 0 | 0 | 0 | 0 | 0 | 0 | 555596.9157 | 384402 | 0 | 0 | 0 | 0 | 999551.3613 | 1718885.509 | 0 | 0 | 0 | 0 | 0 | 0 | 0 | 0 | 0 | 0 | 0 | 0 | 0 | 0 | 0 | 0 | 251998.3149 | -80803.3992 | 0 | 0 | 0 | 0 | 0 | 0 | 0 | 0 | 0 | 0 | 0 | 0 | 0 | 0 | 0
2016-11-06 19:00 | 0 | 0 | 0 | 0 | 0 | 0 | 553285.0449 | 386938 | 0 | 0 | 0 | 0 | 1251549.6763 | 1633234.239 | 0 | 0 | 0 | 0 | 0 | 0 | 0 | 0 | 0 | 0 | 0 | 0 | 0 | 0 | 0 | 0 | 251998.3149 | -85651.2701 | 0 | 0 | 0 | 0 | 0 | 0 | 0 | 0 | 0 | 0 | 0 | 0 | 0 | 0 | 0
2016-11-06 20:00 | 0 | 0 | 0 | 0 | 0 | 0 | 568999.9204 | 390845 | 0 | 0 | 0 | 0 | 1313978.8774 | 1748959.9582 | 0 | 0 | 0 | 0 | 0 | 0 | 0 | 0 | 0 | 0 | 0 | 0 | 0 | 0 | 0 | 0 | 62429.2011 | 115725.7193 | 0 | 0 | 0 | 0 | 0 | 0 | 0 | 0 | 0 | 0 | 0 | 0 | 0 | 0 | 0
2016-11-06 21:00 | 0 | 0 | 0 | 0 | 0 | 0 | 592792.9484 | 400236 | 0 | 0 | 0 | 0 | 1390810.1065 | 1864685.6775 | 0 | 0 | 0 | 0 | 0 | 0 | 0 | 0 | 0 | 0 | 0 | 0 | 0 | 0 | 0 | 0 | 76831.2291 | 115725.7193 | 0 | 0 | 0 | 0 | 0 | 0 | 0 | 0 | 0 | 0 | 0 | 0 | 0 | 0 | 0
2016-11-06 22:00 | 0 | 0 | 0 | 0 | 0 | 217866.7458 | 560447.2885 | 410590 | 0 | 0 | 0 | 0 | 1642808.4214 | 1980411.3968 | 0 | 0 | 0 | 0 | 0 | 0 | 0 | 0 | 0 | 0 | 0 | 0 | 0 | 0 | 0 | 0 | 251998.3149 | 115725.7193 | 0 | 0 | 0 | 0 | 0 | 0 | 0 | 0 | 0 | 0 | 0 | 0 | 0 | 0 | 0
2016-11-06 23:00 | 0 | 0 | 0 | 0 | 0 | 0 | 360877.6063 | 420573 | 0 | 0 | 0 | 0 | 1698838.747 | 1864685.6775 | 0 | 0 | 0 | 0 | 0 | 0 | 0 | 0 | 0 | 0 | 0 | 0 | 0 | 0 | 0 | 0 | 56030.3256 | -115725.7193 | 0 | 0 | 0 | 0 | 0 | 0 | 0 | 0 | 0 | 0 | 0 | 0 | 0 | 0 | 0
2016-11-07 | 0 | 0 | 0 | 0 | 0 | 18077.1405 | 36751.8253 | 422553 | 0 | 0 | 0 | 0 | 1446840.432 | 1748959.9582 | 0 | 0 | 0 | 0 | 0 | 0 | 0 | 0 | 0 | 0 | 0 | 0 | 0 | 0 | 0 | 0 | -251998.3149 | -115725.7193 | 0 | 0 | 0 | 0 | 0 | 0 | 0 | 0 | 0 | 0 | 0 | 0 | 0 | 0 | 0
2016-11-07 01:00 | 0 | 0 | 0 | 0 | 0 | 656894.6603 | 0 | 417048 | 0 | 0 | 0 | 0 | 1698838.747 | 1736808.3036 | 0 | 0 | 0 | 0 | 0 | 0 | 0 | 0 | 0 | 0 | 0 | 0 | 0 | 0 | 0 | 0 | 251998.3149 | -12151.6546 | 0 | 0 | 0 | 0 | 0 | 0 | 0 | 0 | 0 | 0 | 0 | 0 | 0 | 0 | 0
2016-11-07 02:00 | 0 | 0 | 0 | 0 | 0 | 264830.4044 | 0 | 401103 | 0 | 0 | 0 | 0 | 1446840.432 | 1852534.0229 | 0 | 0 | 0 | 0 | 0 | 0 | 0 | 0 | 0 | 0 | 0 | 0 | 0 | 0 | 0 | 0 | -251998.3149 | 115725.7193 | 0 | 0 | 0 | 0 | 0 | 0 | 0 | 0 | 0 | 0 | 0 | 0 | 0 | 0 | 0
2016-11-07 03:00 | 0 | 0 | 0 | 0 | 0 | 246971.4044 | 0 | 383244 | 0 | 0 | 0 | 0 | 1194842.1171 | 1968259.7422 | 0 | 0 | 0 | 0 | 0 | 0 | 0 | 0 | 0 | 0 | 0 | 0 | 0 | 0 | 0 | 0 | -251998.3149 | 115725.7193 | 0 | 0 | 0 | 0 | 0 | 0 | 0 | 0 | 0 | 0 | 0 | 0 | 0 | 0 | 0
2016-11-07 04:00 | 0 | 0 | 0 | 0 | 0 | 0 | 0 | 364444 | 0 | 0 | 0 | 0 | 942843.8022 | 1855814.0572 | 0 | 0 | 0 | 0 | 0 | 0 | 0 | 0 | 0 | 0 | 0 | 0 | 0 | 0 | 0 | 0 | -251998.3149 | -112445.6851 | 0 | 0 | 0 | 0 | 0 | 0 | 0 | 0 | 0 | 0 | 0 | 0 | 0 | 0 | 0
2016-11-07 05:00 | 0 | 0 | 0 | 0 | 0 | 0 | 0 | 348335 | 0 | 0 | 0 | 0 | 690845.4872 | 1759477.3721 | 0 | 0 | 0 | 0 | 0 | 0 | 0 | 0 | 0 | 0 | 0 | 0 | 0 | 0 | 0 | 0 | -251998.3149 | -96336.6851 | 0 | 0 | 0 | 0 | 0 | 0 | 0 | 0 | 0 | 0 | 0 | 0 | 0 | 0 | 0
2016-11-07 06:00 | 0 | 0 | 0 | 0 | 0 | 472453.5956 | 0 | 336181 | 0 | 0 | 0 | 0 | 942843.8022 | 1643751.6528 | 0 | 0 | 0 | 0 | 0 | 0 | 0 | 0 | 0 | 0 | 0 | 0 | 0 | 0 | 0 | 0 | 251998.3149 | -115725.7193 | 0 | 0 | 0 | 0 | 0 | 0 | 0 | 0 | 0 | 0 | 0 | 0 | 0 | 0 | 0
2016-11-07 07:00 | 0 | 0 | 0 | 0 | 0 | 0 | 0 | 329397 | 0 | 0 | 0 | 0 | 690845.4872 | 1566352.9678 | 0 | 0 | 0 | 0 | 0 | 0 | 0 | 0 | 0 | 0 | 0 | 0 | 0 | 0 | 0 | 0 | -251998.3149 | -77398.6851 | 0 | 0 | 0 | 0 | 0 | 0 | 0 | 0 | 0 | 0 | 0 | 0 | 0 | 0 | 0
2016-11-07 08:00 | 0 | 0 | 0 | 0 | 0 | 0 | 0 | 327608 | 0 | 0 | 0 | 0 | 438847.1723 | 1490743.2827 | 0 | 0 | 0 | 0 | 0 | 0 | 0 | 0 | 0 | 0 | 0 | 0 | 0 | 0 | 0 | 0 | -251998.3149 | -75609.6851 | 0 | 0 | 0 | 0 | 0 | 0 | 0 | 0 | 0 | 0 | 0 | 0 | 0 | 0 | 0
2016-11-07 09:00 | 0 | 0 | 0 | 0 | 0 | 0 | 0 | 331047 | 0 | 0 | 0 | 0 | 186848.8573 | 1411694.5976 | 0 | 0 | 0 | 0 | 0 | 0 | 0 | 0 | 0 | 0 | 0 | 0 | 0 | 0 | 0 | 0 | -251998.3149 | -79048.6851 | 0 | 0 | 0 | 0 | 0 | 0 | 0 | 0 | 0 | 0 | 0 | 0 | 0 | 0 | 0
2016-11-07 10:00 | 0 | 0 | 0 | 0 | 0 | 470708.6634 | 0 | 345633 | 0 | 0 | 0 | 0 | 196198.8014 | 1527420.3169 | 0 | 0 | 0 | 0 | 0 | 0 | 0 | 0 | 0 | 0 | 0 | 0 | 0 | 0 | 0 | 0 | 9349.9441 | 115725.7193 | 0 | 0 | 0 | 0 | 0 | 0 | 0 | 0 | 0 | 0 | 0 | 0 | 0 | 0 | 0
2016-11-07 11:00 | 0 | 0 | 0 | 0 | 0 | 451511.9702 | 0 | 376476 | 0 | 0 | 0 | 0 | 386960.4909 | 1411694.5976 | 0 | 0 | 0 | 0 | 0 | 0 | 0 | 0 | 0 | 0 | 0 | 0 | 0 | 0 | 0 | 0 | 190761.6895 | -115725.7193 | 0 | 0 | 0 | 0 | 0 | 0 | 0 | 0 | 0 | 0 | 0 | 0 | 0 | 0 | 0
2016-11-07 12:00 | 0 | 0 | 0 | 0 | 0 | 434444.7016 | 0 | 402683 | 0 | 0 | 0 | 0 | 534447.9118 | 1295968.8783 | 0 | 0 | 0 | 0 | 0 | 0 | 0 | 0 | 0 | 0 | 0 | 0 | 0 | 0 | 0 | 0 | 147487.4209 | -115725.7193 | 0 | 0 | 0 | 0 | 0 | 0 | 0 | 0 | 0 | 0 | 0 | 0 | 0 | 0 | 0
2016-11-07 13:00 | 0 | 0 | 0 | 0 | 0 | 406191.4434 | 103.4252 | 414736 | 0 | 0 | 0 | 0 | 410281.0612 | 1411694.5976 | 0 | 0 | 0 | 0 | 0 | 0 | 0 | 0 | 0 | 0 | 0 | 0 | 0 | 0 | 0 | 0 | -124166.8507 | 115725.7193 | 0 | 0 | 0 | 0 | 0 | 0 | 0 | 0 | 0 | 0 | 0 | 0 | 0 | 0 | 0
2016-11-07 14:00 | 0 | 0 | 0 | 0 | 0 | 274807.2899 | 197369.8532 | 421647 | 0 | 0 | 0 | 0 | 345085.485 | 1527420.3169 | 0 | 0 | 0 | 0 | 0 | 0 | 0 | 0 | 0 | 0 | 0 | 0 | 0 | 0 | 0 | 0 | -65195.5762 | 115725.7193 | 0 | 0 | 0 | 0 | 0 | 0 | 0 | 0 | 0 | 0 | 0 | 0 | 0 | 0 | 0
2016-11-07 15:00 | 0 | 0 | 0 | 0 | 0 | 204171.673 | 487399.2703 | 426656 | 0 | 0 | 0 | 0 | 597083.7999 | 1540336.9453 | 0 | 0 | 0 | 0 | 0 | 0 | 0 | 0 | 0 | 0 | 0 | 0 | 0 | 0 | 0 | 0 | 251998.3149 | 12916.6283 | 0 | 0 | 0 | 0 | 0 | 0 | 0 | 0 | 0 | 0 | 0 | 0 | 0 | 0 | 0
2016-11-07 16:00 | 0 | 0 | 0 | 0 | 0 | 0 | 617846.3225 | 428919 | 0 | 0 | 0 | 0 | 670285.4031 | 1656062.6646 | 0 | 0 | 0 | 0 | 0 | 0 | 0 | 0 | 0 | 0 | 0 | 0 | 0 | 0 | 0 | 0 | 73201.6032 | 115725.7193 | 0 | 0 | 0 | 0 | 0 | 0 | 0 | 0 | 0 | 0 | 0 | 0 | 0 | 0 | 0
2016-11-07 17:00 | 0 | 0 | 0 | 0 | 0 | 0 | 636029.638 | 430687 | 0 | 0 | 0 | 0 | 922283.7181 | 1609406.9877 | 0 | 0 | 0 | 0 | 0 | 0 | 0 | 0 | 0 | 0 | 0 | 0 | 0 | 0 | 0 | 0 | 251998.3149 | -46655.6769 | 0 | 0 | 0 | 0 | 0 | 0 | 0 | 0 | 0 | 0 | 0 | 0 | 0 | 0 | 0
2016-11-07 18:00 | 0 | 0 | 0 | 0 | 0 | 0 | 620089.2118 | 432362 | 0 | 0 | 0 | 0 | 994285.2106 | 1725132.707 | 0 | 0 | 0 | 0 | 0 | 0 | 0 | 0 | 0 | 0 | 0 | 0 | 0 | 0 | 0 | 0 | 72001.4925 | 115725.7193 | 0 | 0 | 0 | 0 | 0 | 0 | 0 | 0 | 0 | 0 | 0 | 0 | 0 | 0 | 0
2016-11-07 19:00 | 0 | 0 | 0 | 0 | 0 | 0 | 608652.0334 | 433968 | 0 | 0 | 0 | 0 | 1053243.5247 | 1840858.4263 | 0 | 0 | 0 | 0 | 0 | 0 | 0 | 0 | 0 | 0 | 0 | 0 | 0 | 0 | 0 | 0 | 58958.3141 | 115725.7193 | 0 | 0 | 0 | 0 | 0 | 0 | 0 | 0 | 0 | 0 | 0 | 0 | 0 | 0 | 0
2016-11-07 20:00 | 0 | 0 | 0 | 0 | 0 | 0 | 623802.8331 | 434391 | 0 | 0 | 0 | 0 | 1126929.6385 | 1956584.1455 | 0 | 0 | 0 | 0 | 0 | 0 | 0 | 0 | 0 | 0 | 0 | 0 | 0 | 0 | 0 | 0 | 73686.1138 | 115725.7193 | 0 | 0 | 0 | 0 | 0 | 0 | 0 | 0 | 0 | 0 | 0 | 0 | 0 | 0 | 0
2016-11-07 21:00 | 0 | 0 | 0 | 0 | 0 | 0 | 649012.3059 | 437060 | 0 | 0 | 0 | 0 | 1237554.4626 | 2057911.6273 | 0 | 0 | 0 | 0 | 0 | 0 | 0 | 0 | 0 | 0 | 0 | 0 | 0 | 0 | 0 | 0 | 110624.8241 | 101327.4818 | 0 | 0 | 0 | 0 | 0 | 0 | 0 | 0 | 0 | 0 | 0 | 0 | 0 | 0 | 0
2016-11-07 22:00 | 0 | 0 | 0 | 0 | 0 | 0 | 614336.0108 | 448643 | 0 | 0 | 0 | 0 | 1489552.7775 | 1971606.3232 | 0 | 0 | 0 | 0 | 0 | 0 | 0 | 0 | 0 | 0 | 0 | 0 | 0 | 0 | 0 | 0 | 251998.3149 | -86305.3041 | 0 | 0 | 0 | 0 | 0 | 0 | 0 | 0 | 0 | 0 | 0 | 0 | 0 | 0 | 0
2016-11-07 23:00 | 0 | 0 | 0 | 0 | 0 | 0 | 389214.3708 | 460712 | 0 | 0 | 0 | 0 | 1533780.8676 | 1855880.6039 | 0 | 0 | 0 | 0 | 0 | 0 | 0 | 0 | 0 | 0 | 0 | 0 | 0 | 0 | 0 | 0 | 44228.0901 | -115725.7193 | 0 | 0 | 0 | 0 | 0 | 0 | 0 | 0 | 0 | 0 | 0 | 0 | 0 | 0 | 0
2016-11-08 | 0 | 0 | 0 | 0 | 0 | 429623.7592 | 37222.6445 | 460750 | 0 | 0 | 0 | 0 | 1424151.552 | 1971606.3232 | 0 | 0 | 0 | 0 | 0 | 0 | 0 | 0 | 0 | 0 | 0 | 0 | 0 | 0 | 0 | 0 | -109629.3157 | 115725.7193 | 0 | 0 | 0 | 0 | 0 | 0 | 0 | 0 | 0 | 0 | 0 | 0 | 0 | 0 | 0
2016-11-08 01:00 | 0 | 0 | 0 | 0 | 0 | 435643.7078 | 0 | 454242 | 0 | 0 | 0 | 0 | 1289827.5404 | 2087332.0425 | 0 | 0 | 0 | 0 | 0 | 0 | 0 | 0 | 0 | 0 | 0 | 0 | 0 | 0 | 0 | 0 | -134324.0115 | 115725.7193 | 0 | 0 | 0 | 0 | 0 | 0 | 0 | 0 | 0 | 0 | 0 | 0 | 0 | 0 | 0
2016-11-08 02:00 | 0 | 0 | 0 | 0 | 0 | 421297.7607 | 0 | 437320 | 0 | 0 | 0 | 0 | 1389531.0204 | 1971606.3232 | 0 | 0 | 0 | 0 | 0 | 0 | 0 | 0 | 0 | 0 | 0 | 0 | 0 | 0 | 0 | 0 | 99703.48 | -115725.7193 | 0 | 0 | 0 | 0 | 0 | 0 | 0 | 0 | 0 | 0 | 0 | 0 | 0 | 0 | 0
2016-11-08 03:00 | 0 | 0 | 0 | 0 | 0 | 407953.9909 | 0 | 414551 | 0 | 0 | 0 | 0 | 1498659.7306 | 1855880.6039 | 0 | 0 | 0 | 0 | 0 | 0 | 0 | 0 | 0 | 0 | 0 | 0 | 0 | 0 | 0 | 0 | 109128.7102 | -115725.7193 | 0 | 0 | 0 | 0 | 0 | 0 | 0 | 0 | 0 | 0 | 0 | 0 | 0 | 0 | 0
2016-11-08 04:00 | 0 | 0 | 0 | 0 | 0 | 400362.9275 | 0 | 390965 | 0 | 0 | 0 | 0 | 1392331.9388 | 1971606.3232 | 0 | 0 | 0 | 0 | 0 | 0 | 0 | 0 | 0 | 0 | 0 | 0 | 0 | 0 | 0 | 0 | -106327.7918 | 115725.7193 | 0 | 0 | 0 | 0 | 0 | 0 | 0 | 0 | 0 | 0 | 0 | 0 | 0 | 0 | 0
2016-11-08 05:00 | 0 | 0 | 0 | 0 | 0 | 2365.9658 | 0 | 370090 | 0 | 0 | 0 | 0 | 1140333.6239 | 1855880.6039 | 0 | 0 | 0 | 0 | 0 | 0 | 0 | 0 | 0 | 0 | 0 | 0 | 0 | 0 | 0 | 0 | -251998.3149 | -115725.7193 | 0 | 0 | 0 | 0 | 0 | 0 | 0 | 0 | 0 | 0 | 0 | 0 | 0 | 0 | 0
2016-11-08 06:00 | 0 | 0 | 0 | 0 | 0 | 0 | 0 | 355713 | 0 | 0 | 0 | 0 | 888335.3089 | 1752165.9188 | 0 | 0 | 0 | 0 | 0 | 0 | 0 | 0 | 0 | 0 | 0 | 0 | 0 | 0 | 0 | 0 | -251998.3149 | -103714.6851 | 0 | 0 | 0 | 0 | 0 | 0 | 0 | 0 | 0 | 0 | 0 | 0 | 0 | 0 | 0
2016-11-08 07:00 | 0 | 0 | 0 | 0 | 0 | 407254.6268 | 0 | 346507 | 0 | 0 | 0 | 0 | 833357.2164 | 1867891.6381 | 0 | 0 | 0 | 0 | 0 | 0 | 0 | 0 | 0 | 0 | 0 | 0 | 0 | 0 | 0 | 0 | -54978.0925 | 115725.7193 | 0 | 0 | 0 | 0 | 0 | 0 | 0 | 0 | 0 | 0 | 0 | 0 | 0 | 0 | 0
2016-11-08 08:00 | 0 | 0 | 0 | 0 | 0 | 0 | 0 | 342579 | 0 | 0 | 0 | 0 | 581358.9015 | 1777310.9531 | 0 | 0 | 0 | 0 | 0 | 0 | 0 | 0 | 0 | 0 | 0 | 0 | 0 | 0 | 0 | 0 | -251998.3149 | -90580.6851 | 0 | 0 | 0 | 0 | 0 | 0 | 0 | 0 | 0 | 0 | 0 | 0 | 0 | 0 | 0
2016-11-08 09:00 | 0 | 0 | 0 | 0 | 0 | 0 | 0 | 343730 | 0 | 0 | 0 | 0 | 329360.5865 | 1685579.268 | 0 | 0 | 0 | 0 | 0 | 0 | 0 | 0 | 0 | 0 | 0 | 0 | 0 | 0 | 0 | 0 | -251998.3149 | -91731.6851 | 0 | 0 | 0 | 0 | 0 | 0 | 0 | 0 | 0 | 0 | 0 | 0 | 0 | 0 | 0
2016-11-08 10:00 | 0 | 0 | 0 | 0 | 0 | 0 | 0 | 356009 | 0 | 0 | 0 | 0 | 77362.2716 | 1581568.5829 | 0 | 0 | 0 | 0 | 0 | 0 | 0 | 0 | 0 | 0 | 0 | 0 | 0 | 0 | 0 | 0 | -251998.3149 | -104010.6851 | 0 | 0 | 0 | 0 | 0 | 0 | 0 | 0 | 0 | 0 | 0 | 0 | 0 | 0 | 0
2016-11-08 11:00 | 0 | 0 | 0 | 0 | 0 | 421323.4477 | 0 | 382960 | 0 | 0 | 0 | 0 | 0 | 1697294.3022 | 0 | 0 | 0 | 0 | 0 | 0 | 0 | 0 | 0 | 0 | 0 | 0 | 0 | 0 | 0 | 0 | -77362.2716 | 115725.7193 | 0 | 0 | 0 | 0 | 0 | 0 | 0 | 0 | 0 | 0 | 0 | 0 | 0 | 0 | 0
2016-11-08 12:00 | 0 | 0 | 0 | 0 | 0 | 420971.9679 | 0 | 407432 | 0 | 0 | 0 | 0 | 129265.6872 | 1581568.5829 | 0 | 0 | 0 | 0 | 0 | 0 | 0 | 0 | 0 | 0 | 0 | 0 | 0 | 0 | 0 | 0 | 129265.6872 | -115725.7193 | 0 | 0 | 0 | 0 | 0 | 0 | 0 | 0 | 0 | 0 | 0 | 0 | 0 | 0 | 0
2016-11-08 13:00 | 0 | 0 | 0 | 0 | 0 | 411044.7448 | 64.2347 | 417824 | 0 | 0 | 0 | 0 | 6824.9474 | 1697294.3022 | 0 | 0 | 0 | 0 | 0 | 0 | 0 | 0 | 0 | 0 | 0 | 0 | 0 | 0 | 0 | 0 | -122440.7398 | 115725.7193 | 0 | 0 | 0 | 0 | 0 | 0 | 0 | 0 | 0 | 0 | 0 | 0 | 0 | 0 | 0
2016-11-08 14:00 | 0 | 0 | 0 | 0 | 0 | 318389.4093 | 207697.5742 | 423057 | 0 | 0 | 0 | 0 | 0 | 1807149.2331 | 0 | 0 | 0 | 0 | 0 | 0 | 0 | 0 | 0 | 0 | 0 | 0 | 0 | 0 | 0 | 0 | -6824.9474 | 109854.9308 | 0 | 0 | 0 | 0 | 0 | 0 | 0 | 0 | 0 | 0 | 0 | 0 | 0 | 0 | 0
2016-11-08 15:00 | 0 | 0 | 0 | 0 | 0 | 0 | 570645.5698 | 425691 | 0 | 0 | 0 | 0 | 251998.3149 | 1700105.4879 | 0 | 0 | 0 | 0 | 0 | 0 | 0 | 0 | 0 | 0 | 0 | 0 | 0 | 0 | 0 | 0 | 251998.3149 | -107043.7452 | 0 | 0 | 0 | 0 | 0 | 0 | 0 | 0 | 0 | 0 | 0 | 0 | 0 | 0 | 0
2016-11-08 16:00 | 0 | 0 | 0 | 0 | 0 | 0 | 684062.1544 | 426448 | 0 | 0 | 0 | 0 | 393886.75 | 1815831.2072 | 0 | 0 | 0 | 0 | 0 | 0 | 0 | 0 | 0 | 0 | 0 | 0 | 0 | 0 | 0 | 0 | 141888.4351 | 115725.7193 | 0 | 0 | 0 | 0 | 0 | 0 | 0 | 0 | 0 | 0 | 0 | 0 | 0 | 0 | 0
2016-11-08 17:00 | 0 | 0 | 0 | 0 | 0 | 0 | 669861.2995 | 426886 | 0 | 0 | 0 | 0 | 521136.3302 | 1931556.9265 | 0 | 0 | 0 | 0 | 0 | 0 | 0 | 0 | 0 | 0 | 0 | 0 | 0 | 0 | 0 | 0 | 127249.5802 | 115725.7193 | 0 | 0 | 0 | 0 | 0 | 0 | 0 | 0 | 0 | 0 | 0 | 0 | 0 | 0 | 0
2016-11-08 18:00 | 0 | 0 | 0 | 0 | 0 | 0 | 631191.0067 | 428327 | 0 | 0 | 0 | 0 | 608274.6177 | 2047282.6458 | 0 | 0 | 0 | 0 | 0 | 0 | 0 | 0 | 0 | 0 | 0 | 0 | 0 | 0 | 0 | 0 | 87138.2874 | 115725.7193 | 0 | 0 | 0 | 0 | 0 | 0 | 0 | 0 | 0 | 0 | 0 | 0 | 0 | 0 | 0
2016-11-08 19:00 | 0 | 0 | 0 | 0 | 0 | 0 | 614667.7258 | 429072 | 0 | 0 | 0 | 0 | 678144.6241 | 2163008.3651 | 0 | 0 | 0 | 0 | 0 | 0 | 0 | 0 | 0 | 0 | 0 | 0 | 0 | 0 | 0 | 0 | 69870.0065 | 115725.7193 | 0 | 0 | 0 | 0 | 0 | 0 | 0 | 0 | 0 | 0 | 0 | 0 | 0 | 0 | 0
2016-11-08 20:00 | 0 | 0 | 0 | 0 | 0 | 0 | 627585.9735 | 429520 | 0 | 0 | 0 | 0 | 760484.8783 | 2278734.0844 | 0 | 0 | 0 | 0 | 0 | 0 | 0 | 0 | 0 | 0 | 0 | 0 | 0 | 0 | 0 | 0 | 82340.2542 | 115725.7193 | 0 | 0 | 0 | 0 | 0 | 0 | 0 | 0 | 0 | 0 | 0 | 0 | 0 | 0 | 0
2016-11-08 21:00 | 0 | 0 | 0 | 0 | 0 | 0 | 662738.6415 | 432640 | 0 | 0 | 0 | 0 | 874857.8005 | 2394459.8037 | 0 | 0 | 0 | 0 | 0 | 0 | 0 | 0 | 0 | 0 | 0 | 0 | 0 | 0 | 0 | 0 | 114372.9222 | 115725.7193 | 0 | 0 | 0 | 0 | 0 | 0 | 0 | 0 | 0 | 0 | 0 | 0 | 0 | 0 | 0
2016-11-08 22:00 | 0 | 0 | 0 | 0 | 0 | 0 | 644668.818 | 445778 | 0 | 0 | 0 | 0 | 958022.8992 | 2510185.523 | 0 | 0 | 0 | 0 | 0 | 0 | 0 | 0 | 0 | 0 | 0 | 0 | 0 | 0 | 0 | 0 | 83165.0987 | 115725.7193 | 0 | 0 | 0 | 0 | 0 | 0 | 0 | 0 | 0 | 0 | 0 | 0 | 0 | 0 | 0
2016-11-08 23:00 | 0 | 0 | 0 | 0 | 0 | 74610.5605 | 396808.0115 | 457394 | 0 | 0 | 0 | 0 | 856321.752 | 2625911.2423 | 0 | 0 | 0 | 0 | 0 | 0 | 0 | 0 | 0 | 0 | 0 | 0 | 0 | 0 | 0 | 0 | -101701.1472 | 115725.7193 | 0 | 0 | 0 | 0 | 0 | 0 | 0 | 0 | 0 | 0 | 0 | 0 | 0 | 0 | 0
2016-11-09 | 0 | 0 | 0 | 0 | 0 | 489544.5731 | 38385.4597 | 457668 | 0 | 0 | 0 | 0 | 810858.0655 | 2741636.9616 | 0 | 0 | 0 | 0 | 0 | 0 | 0 | 0 | 0 | 0 | 0 | 0 | 0 | 0 | 0 | 0 | -45463.6865 | 115725.7193 | 0 | 0 | 0 | 0 | 0 | 0 | 0 | 0 | 0 | 0 | 0 | 0 | 0 | 0 | 0
2016-11-09 01:00 | 0 | 0 | 0 | 0 | 0 | 527698.2069 | 0 | 451035 | 0 | 0 | 0 | 0 | 771795.5531 | 2857362.6809 | 0 | 0 | 0 | 0 | 0 | 0 | 0 | 0 | 0 | 0 | 0 | 0 | 0 | 0 | 0 | 0 | -39062.5124 | 115725.7193 | 0 | 0 | 0 | 0 | 0 | 0 | 0 | 0 | 0 | 0 | 0 | 0 | 0 | 0 | 0
2016-11-09 02:00 | 0 | 0 | 0 | 0 | 0 | 297970.4044 | 0 | 434243 | 0 | 0 | 0 | 0 | 519797.2382 | 2973088.4002 | 0 | 0 | 0 | 0 | 0 | 0 | 0 | 0 | 0 | 0 | 0 | 0 | 0 | 0 | 0 | 0 | -251998.3149 | 115725.7193 | 0 | 0 | 0 | 0 | 0 | 0 | 0 | 0 | 0 | 0 | 0 | 0 | 0 | 0 | 0
2016-11-09 03:00 | 0 | 0 | 0 | 0 | 0 | 274188.4044 | 0 | 410461 | 0 | 0 | 0 | 0 | 267798.9232 | 3088814.1195 | 0 | 0 | 0 | 0 | 0 | 0 | 0 | 0 | 0 | 0 | 0 | 0 | 0 | 0 | 0 | 0 | -251998.3149 | 115725.7193 | 0 | 0 | 0 | 0 | 0 | 0 | 0 | 0 | 0 | 0 | 0 | 0 | 0 | 0 | 0
2016-11-09 04:00 | 0 | 0 | 0 | 0 | 0 | 20331.9658 | 0 | 388056 | 0 | 0 | 0 | 0 | 15800.6083 | 2973088.4002 | 0 | 0 | 0 | 0 | 0 | 0 | 0 | 0 | 0 | 0 | 0 | 0 | 0 | 0 | 0 | 0 | -251998.3149 | -115725.7193 | 0 | 0 | 0 | 0 | 0 | 0 | 0 | 0 | 0 | 0 | 0 | 0 | 0 | 0 | 0
2016-11-09 05:00 | 0 | 0 | 0 | 0 | 0 | 486739.8596 | 0 | 371470 | 0 | 0 | 0 | 0 | 15344.7485 | 3088814.1195 | 0 | 0 | 0 | 0 | 0 | 0 | 0 | 0 | 0 | 0 | 0 | 0 | 0 | 0 | 0 | 0 | -455.8597 | 115725.7193 | 0 | 0 | 0 | 0 | 0 | 0 | 0 | 0 | 0 | 0 | 0 | 0 | 0 | 0 | 0
2016-11-09 06:00 | 0 | 0 | 0 | 0 | 0 | 477741.8471 | 0 | 356814 | 0 | 0 | 0 | 0 | 251998.3149 | 2973088.4002 | 0 | 0 | 0 | 0 | 0 | 0 | 0 | 0 | 0 | 0 | 0 | 0 | 0 | 0 | 0 | 0 | 236653.5664 | -115725.7193 | 0 | 0 | 0 | 0 | 0 | 0 | 0 | 0 | 0 | 0 | 0 | 0 | 0 | 0 | 0
2016-11-09 07:00 | 0 | 0 | 0 | 0 | 0 | 0 | 0 | 345056 | 0 | 0 | 0 | 0 | 0 | 2880030.7151 | 0 | 0 | 0 | 0 | 0 | 0 | 0 | 0 | 0 | 0 | 0 | 0 | 0 | 0 | 0 | 0 | -251998.3149 | -93057.6851 | 0 | 0 | 0 | 0 | 0 | 0 | 0 | 0 | 0 | 0 | 0 | 0 | 0 | 0 | 0
2016-11-09 08:00 | 0 | 0 | 0 | 0 | 0 | 455341.1724 | 0 | 338487 | 0 | 0 | 0 | 0 | 232579.8917 | 2764304.9958 | 0 | 0 | 0 | 0 | 0 | 0 | 0 | 0 | 0 | 0 | 0 | 0 | 0 | 0 | 0 | 0 | 232579.8917 | -115725.7193 | 0 | 0 | 0 | 0 | 0 | 0 | 0 | 0 | 0 | 0 | 0 | 0 | 0 | 0 | 0
2016-11-09 09:00 | 0 | 0 | 0 | 0 | 0 | 447380.6301 | 0 | 338307 | 0 | 0 | 0 | 0 | 225927.8024 | 2880030.7151 | 0 | 0 | 0 | 0 | 0 | 0 | 0 | 0 | 0 | 0 | 0 | 0 | 0 | 0 | 0 | 0 | -6652.0892 | 115725.7193 | 0 | 0 | 0 | 0 | 0 | 0 | 0 | 0 | 0 | 0 | 0 | 0 | 0 | 0 | 0
2016-11-09 10:00 | 0 | 0 | 0 | 0 | 0 | 441660.5587 | 0 | 348602 | 0 | 0 | 0 | 0 | 434712.0804 | 2764304.9958 | 0 | 0 | 0 | 0 | 0 | 0 | 0 | 0 | 0 | 0 | 0 | 0 | 0 | 0 | 0 | 0 | 208784.278 | -115725.7193 | 0 | 0 | 0 | 0 | 0 | 0 | 0 | 0 | 0 | 0 | 0 | 0 | 0 | 0 | 0
2016-11-09 11:00 | 0 | 0 | 0 | 0 | 0 | 8107.9658 | 0 | 375832 | 0 | 0 | 0 | 0 | 182713.7655 | 2648579.2765 | 0 | 0 | 0 | 0 | 0 | 0 | 0 | 0 | 0 | 0 | 0 | 0 | 0 | 0 | 0 | 0 | -251998.3149 | -115725.7193 | 0 | 0 | 0 | 0 | 0 | 0 | 0 | 0 | 0 | 0 | 0 | 0 | 0 | 0 | 0
2016-11-09 12:00 | 0 | 0 | 0 | 0 | 0 | 444809.4254 | 0 | 400769 | 0 | 0 | 0 | 0 | 342479.9101 | 2532853.5572 | 0 | 0 | 0 | 0 | 0 | 0 | 0 | 0 | 0 | 0 | 0 | 0 | 0 | 0 | 0 | 0 | 159766.1447 | -115725.7193 | 0 | 0 | 0 | 0 | 0 | 0 | 0 | 0 | 0 | 0 | 0 | 0 | 0 | 0 | 0
2016-11-09 13:00 | 0 | 0 | 0 | 0 | 0 | 438469.6303 | 20.6431 | 413065 | 0 | 0 | 0 | 0 | 252179.4643 | 2648579.2765 | 0 | 0 | 0 | 0 | 0 | 0 | 0 | 0 | 0 | 0 | 0 | 0 | 0 | 0 | 0 | 0 | -90300.4458 | 115725.7193 | 0 | 0 | 0 | 0 | 0 | 0 | 0 | 0 | 0 | 0 | 0 | 0 | 0 | 0 | 0
2016-11-09 14:00 | 0 | 0 | 0 | 0 | 0 | 332226.2877 | 218652.1574 | 421908 | 0 | 0 | 0 | 0 | 265424.1901 | 2764304.9958 | 0 | 0 | 0 | 0 | 0 | 0 | 0 | 0 | 0 | 0 | 0 | 0 | 0 | 0 | 0 | 0 | 13244.7258 | 115725.7193 | 0 | 0 | 0 | 0 | 0 | 0 | 0 | 0 | 0 | 0 | 0 | 0 | 0 | 0 | 0
2016-11-09 15:00 | 0 | 0 | 0 | 0 | 0 | 0 | 572887.9425 | 426417 | 0 | 0 | 0 | 0 | 517422.505 | 2658777.6233 | 0 | 0 | 0 | 0 | 0 | 0 | 0 | 0 | 0 | 0 | 0 | 0 | 0 | 0 | 0 | 0 | 251998.3149 | -105527.3725 | 0 | 0 | 0 | 0 | 0 | 0 | 0 | 0 | 0 | 0 | 0 | 0 | 0 | 0 | 0
2016-11-09 16:00 | 0 | 0 | 0 | 0 | 0 | 0 | 667253.1098 | 426920 | 0 | 0 | 0 | 0 | 642029.8956 | 2774503.3426 | 0 | 0 | 0 | 0 | 0 | 0 | 0 | 0 | 0 | 0 | 0 | 0 | 0 | 0 | 0 | 0 | 124607.3905 | 115725.7193 | 0 | 0 | 0 | 0 | 0 | 0 | 0 | 0 | 0 | 0 | 0 | 0 | 0 | 0 | 0
2016-11-09 17:00 | 0 | 0 | 0 | 0 | 0 | 0 | 656391.7297 | 428995 | 0 | 0 | 0 | 0 | 894028.2105 | 2749901.7574 | 0 | 0 | 0 | 0 | 0 | 0 | 0 | 0 | 0 | 0 | 0 | 0 | 0 | 0 | 0 | 0 | 251998.3149 | -24601.5852 | 0 | 0 | 0 | 0 | 0 | 0 | 0 | 0 | 0 | 0 | 0 | 0 | 0 | 0 | 0
2016-11-09 18:00 | 0 | 0 | 0 | 0 | 0 | 0 | 620768.8293 | 430462 | 0 | 0 | 0 | 0 | 1146026.5254 | 2688210.2718 | 0 | 0 | 0 | 0 | 0 | 0 | 0 | 0 | 0 | 0 | 0 | 0 | 0 | 0 | 0 | 0 | 251998.3149 | -61691.4856 | 0 | 0 | 0 | 0 | 0 | 0 | 0 | 0 | 0 | 0 | 0 | 0 | 0 | 0 | 0
2016-11-09 19:00 | 0 | 0 | 0 | 0 | 0 | 175394.3693 | 601303.8844 | 430710 | 0 | 0 | 0 | 0 | 1391819.6869 | 2788405.364 | 0 | 0 | 0 | 0 | 0 | 0 | 0 | 0 | 0 | 0 | 0 | 0 | 0 | 0 | 0 | 0 | 245793.1614 | 100195.0922 | 0 | 0 | 0 | 0 | 0 | 0 | 0 | 0 | 0 | 0 | 0 | 0 | 0 | 0 | 0
2016-11-09 20:00 | 0 | 0 | 0 | 0 | 0 | 0 | 609152.3083 | 430888 | 0 | 0 | 0 | 0 | 1643818.0018 | 2714671.3574 | 0 | 0 | 0 | 0 | 0 | 0 | 0 | 0 | 0 | 0 | 0 | 0 | 0 | 0 | 0 | 0 | 251998.3149 | -73734.0066 | 0 | 0 | 0 | 0 | 0 | 0 | 0 | 0 | 0 | 0 | 0 | 0 | 0 | 0 | 0
2016-11-09 21:00 | 0 | 0 | 0 | 0 | 0 | 0 | 633206.9737 | 435479 | 0 | 0 | 0 | 0 | 1895816.3167 | 2660401.0161 | 0 | 0 | 0 | 0 | 0 | 0 | 0 | 0 | 0 | 0 | 0 | 0 | 0 | 0 | 0 | 0 | 251998.3149 | -54270.3413 | 0 | 0 | 0 | 0 | 0 | 0 | 0 | 0 | 0 | 0 | 0 | 0 | 0 | 0 | 0
2016-11-09 22:00 | 0 | 0 | 0 | 0 | 0 | 0 | 598525.4812 | 446668 | 0 | 0 | 0 | 0 | 2147814.6317 | 2560260.1823 | 0 | 0 | 0 | 0 | 0 | 0 | 0 | 0 | 0 | 0 | 0 | 0 | 0 | 0 | 0 | 0 | 251998.3149 | -100140.8338 | 0 | 0 | 0 | 0 | 0 | 0 | 0 | 0 | 0 | 0 | 0 | 0 | 0 | 0 | 0
2016-11-09 23:00 | 0 | 0 | 0 | 0 | 0 | 0 | 370725.0698 | 458996 | 0 | 0 | 0 | 0 | 2175269.4208 | 2444534.463 | 0 | 0 | 0 | 0 | 0 | 0 | 0 | 0 | 0 | 0 | 0 | 0 | 0 | 0 | 0 | 0 | 27454.7891 | -115725.7193 | 0 | 0 | 0 | 0 | 0 | 0 | 0 | 0 | 0 | 0 | 0 | 0 | 0 | 0 | 0
2016-11-10 | 0 | 0 | 0 | 0 | 0 | 58396.957 | 33866.0087 | 459987 | 0 | 0 | 0 | 0 | 1923271.1059 | 2328808.7437 | 0 | 0 | 0 | 0 | 0 | 0 | 0 | 0 | 0 | 0 | 0 | 0 | 0 | 0 | 0 | 0 | -251998.3149 | -115725.7193 | 0 | 0 | 0 | 0 | 0 | 0 | 0 | 0 | 0 | 0 | 0 | 0 | 0 | 0 | 0
2016-11-10 01:00 | 0 | 0 | 0 | 0 | 0 | 565435.4163 | 0 | 454010 | 0 | 0 | 0 | 0 | 1918970.8029 | 2444534.463 | 0 | 0 | 0 | 0 | 0 | 0 | 0 | 0 | 0 | 0 | 0 | 0 | 0 | 0 | 0 | 0 | -4300.303 | 115725.7193 | 0 | 0 | 0 | 0 | 0 | 0 | 0 | 0 | 0 | 0 | 0 | 0 | 0 | 0 | 0
2016-11-10 02:00 | 0 | 0 | 0 | 0 | 0 | 70042.9658 | 0 | 437767 | 0 | 0 | 0 | 0 | 1666972.488 | 2328808.7437 | 0 | 0 | 0 | 0 | 0 | 0 | 0 | 0 | 0 | 0 | 0 | 0 | 0 | 0 | 0 | 0 | -251998.3149 | -115725.7193 | 0 | 0 | 0 | 0 | 0 | 0 | 0 | 0 | 0 | 0 | 0 | 0 | 0 | 0 | 0
2016-11-10 03:00 | 0 | 0 | 0 | 0 | 0 | 551811.5956 | 0 | 415539 | 0 | 0 | 0 | 0 | 1918970.8029 | 2213083.0244 | 0 | 0 | 0 | 0 | 0 | 0 | 0 | 0 | 0 | 0 | 0 | 0 | 0 | 0 | 0 | 0 | 251998.3149 | -115725.7193 | 0 | 0 | 0 | 0 | 0 | 0 | 0 | 0 | 0 | 0 | 0 | 0 | 0 | 0 | 0
2016-11-10 04:00 | 0 | 0 | 0 | 0 | 0 | 256126.4044 | 0 | 392399 | 0 | 0 | 0 | 0 | 1666972.488 | 2328808.7437 | 0 | 0 | 0 | 0 | 0 | 0 | 0 | 0 | 0 | 0 | 0 | 0 | 0 | 0 | 0 | 0 | -251998.3149 | 115725.7193 | 0 | 0 | 0 | 0 | 0 | 0 | 0 | 0 | 0 | 0 | 0 | 0 | 0 | 0 | 0
2016-11-10 05:00 | 0 | 0 | 0 | 0 | 0 | 236389.4044 | 0 | 372662 | 0 | 0 | 0 | 0 | 1414974.173 | 2444534.463 | 0 | 0 | 0 | 0 | 0 | 0 | 0 | 0 | 0 | 0 | 0 | 0 | 0 | 0 | 0 | 0 | -251998.3149 | 115725.7193 | 0 | 0 | 0 | 0 | 0 | 0 | 0 | 0 | 0 | 0 | 0 | 0 | 0 | 0 | 0
2016-11-10 06:00 | 0 | 0 | 0 | 0 | 0 | 703221.7125 | 0 | 358277 | 0 | 0 | 0 | 0 | 1666972.488 | 2537480.8606 | 0 | 0 | 0 | 0 | 0 | 0 | 0 | 0 | 0 | 0 | 0 | 0 | 0 | 0 | 0 | 0 | 251998.3149 | 92946.3976 | 0 | 0 | 0 | 0 | 0 | 0 | 0 | 0 | 0 | 0 | 0 | 0 | 0 | 0 | 0
2016-11-10 07:00 | 0 | 0 | 0 | 0 | 0 | 0 | 0 | 349674 | 0 | 0 | 0 | 0 | 1433024.2072 | 2421755.1413 | 0 | 0 | 0 | 0 | 0 | 0 | 0 | 0 | 0 | 0 | 0 | 0 | 0 | 0 | 0 | 0 | -233948.2807 | -115725.7193 | 0 | 0 | 0 | 0 | 0 | 0 | 0 | 0 | 0 | 0 | 0 | 0 | 0 | 0 | 0
2016-11-10 08:00 | 0 | 0 | 0 | 0 | 0 | 0 | 0 | 345853 | 0 | 0 | 0 | 0 | 1181025.8923 | 2327900.4563 | 0 | 0 | 0 | 0 | 0 | 0 | 0 | 0 | 0 | 0 | 0 | 0 | 0 | 0 | 0 | 0 | -251998.3149 | -93854.6851 | 0 | 0 | 0 | 0 | 0 | 0 | 0 | 0 | 0 | 0 | 0 | 0 | 0 | 0 | 0
2016-11-10 09:00 | 0 | 0 | 0 | 0 | 0 | 484441.5956 | 0 | 348169 | 0 | 0 | 0 | 0 | 1433024.2072 | 2212174.737 | 0 | 0 | 0 | 0 | 0 | 0 | 0 | 0 | 0 | 0 | 0 | 0 | 0 | 0 | 0 | 0 | 251998.3149 | -115725.7193 | 0 | 0 | 0 | 0 | 0 | 0 | 0 | 0 | 0 | 0 | 0 | 0 | 0 | 0 | 0
2016-11-10 10:00 | 0 | 0 | 0 | 0 | 0 | 223803.4044 | 0 | 360076 | 0 | 0 | 0 | 0 | 1181025.8923 | 2327900.4563 | 0 | 0 | 0 | 0 | 0 | 0 | 0 | 0 | 0 | 0 | 0 | 0 | 0 | 0 | 0 | 0 | -251998.3149 | 115725.7193 | 0 | 0 | 0 | 0 | 0 | 0 | 0 | 0 | 0 | 0 | 0 | 0 | 0 | 0 | 0
2016-11-10 11:00 | 0 | 0 | 0 | 0 | 0 | 22208.9658 | 0 | 389933 | 0 | 0 | 0 | 0 | 929027.5774 | 2212174.737 | 0 | 0 | 0 | 0 | 0 | 0 | 0 | 0 | 0 | 0 | 0 | 0 | 0 | 0 | 0 | 0 | -251998.3149 | -115725.7193 | 0 | 0 | 0 | 0 | 0 | 0 | 0 | 0 | 0 | 0 | 0 | 0 | 0 | 0 | 0
2016-11-10 12:00 | 0 | 0 | 0 | 0 | 0 | 46572.9658 | 0 | 414297 | 0 | 0 | 0 | 0 | 677029.2624 | 2096449.0177 | 0 | 0 | 0 | 0 | 0 | 0 | 0 | 0 | 0 | 0 | 0 | 0 | 0 | 0 | 0 | 0 | -251998.3149 | -115725.7193 | 0 | 0 | 0 | 0 | 0 | 0 | 0 | 0 | 0 | 0 | 0 | 0 | 0 | 0 | 0
2016-11-10 13:00 | 0 | 0 | 0 | 0 | 0 | 556875.508 | 25.3585 | 422778 | 0 | 0 | 0 | 0 | 695426.4097 | 2212174.737 | 0 | 0 | 0 | 0 | 0 | 0 | 0 | 0 | 0 | 0 | 0 | 0 | 0 | 0 | 0 | 0 | 18397.1473 | 115725.7193 | 0 | 0 | 0 | 0 | 0 | 0 | 0 | 0 | 0 | 0 | 0 | 0 | 0 | 0 | 0
2016-11-10 14:00 | 0 | 0 | 0 | 0 | 0 | 379057.485 | 169323.6484 | 424861 | 0 | 0 | 0 | 0 | 934672.2624 | 2096449.0177 | 0 | 0 | 0 | 0 | 0 | 0 | 0 | 0 | 0 | 0 | 0 | 0 | 0 | 0 | 0 | 0 | 239245.8527 | -115725.7193 | 0 | 0 | 0 | 0 | 0 | 0 | 0 | 0 | 0 | 0 | 0 | 0 | 0 | 0 | 0
2016-11-10 15:00 | 0 | 0 | 0 | 0 | 0 | 0 | 532762.0218 | 425356 | 0 | 0 | 0 | 0 | 926352.5649 | 2212174.737 | 0 | 0 | 0 | 0 | 0 | 0 | 0 | 0 | 0 | 0 | 0 | 0 | 0 | 0 | 0 | 0 | -8319.6975 | 115725.7193 | 0 | 0 | 0 | 0 | 0 | 0 | 0 | 0 | 0 | 0 | 0 | 0 | 0 | 0 | 0
2016-11-10 16:00 | 0 | 0 | 0 | 0 | 0 | 0 | 644255.436 | 424871 | 0 | 0 | 0 | 0 | 1178350.8798 | 2179560.858 | 0 | 0 | 0 | 0 | 0 | 0 | 0 | 0 | 0 | 0 | 0 | 0 | 0 | 0 | 0 | 0 | 251998.3149 | -32613.879 | 0 | 0 | 0 | 0 | 0 | 0 | 0 | 0 | 0 | 0 | 0 | 0 | 0 | 0 | 0
2016-11-10 17:00 | 0 | 0 | 0 | 0 | 0 | 0 | 640447.3384 | 424766 | 0 | 0 | 0 | 0 | 1278306.4989 | 2295286.5773 | 0 | 0 | 0 | 0 | 0 | 0 | 0 | 0 | 0 | 0 | 0 | 0 | 0 | 0 | 0 | 0 | 99955.6191 | 115725.7193 | 0 | 0 | 0 | 0 | 0 | 0 | 0 | 0 | 0 | 0 | 0 | 0 | 0 | 0 | 0
2016-11-10 18:00 | 0 | 0 | 0 | 0 | 0 | 188625.3781 | 604702.6562 | 425604 | 0 | 0 | 0 | 0 | 1530304.8138 | 2411012.2966 | 0 | 0 | 0 | 0 | 0 | 0 | 0 | 0 | 0 | 0 | 0 | 0 | 0 | 0 | 0 | 0 | 251998.3149 | 115725.7193 | 0 | 0 | 0 | 0 | 0 | 0 | 0 | 0 | 0 | 0 | 0 | 0 | 0 | 0 | 0
2016-11-10 19:00 | 0 | 0 | 0 | 0 | 0 | 207684.3572 | 586835.6771 | 426796 | 0 | 0 | 0 | 0 | 1782303.1288 | 2526738.0159 | 0 | 0 | 0 | 0 | 0 | 0 | 0 | 0 | 0 | 0 | 0 | 0 | 0 | 0 | 0 | 0 | 251998.3149 | 115725.7193 | 0 | 0 | 0 | 0 | 0 | 0 | 0 | 0 | 0 | 0 | 0 | 0 | 0 | 0 | 0
2016-11-10 20:00 | 0 | 0 | 0 | 0 | 0 | 197970.7316 | 597048.3027 | 427295 | 0 | 0 | 0 | 0 | 2034301.4437 | 2642463.7352 | 0 | 0 | 0 | 0 | 0 | 0 | 0 | 0 | 0 | 0 | 0 | 0 | 0 | 0 | 0 | 0 | 251998.3149 | 115725.7193 | 0 | 0 | 0 | 0 | 0 | 0 | 0 | 0 | 0 | 0 | 0 | 0 | 0 | 0 | 0
2016-11-10 21:00 | 0 | 0 | 0 | 0 | 0 | 0 | 621234.1084 | 429964 | 0 | 0 | 0 | 0 | 2286299.7587 | 2581735.5287 | 0 | 0 | 0 | 0 | 0 | 0 | 0 | 0 | 0 | 0 | 0 | 0 | 0 | 0 | 0 | 0 | 251998.3149 | -60728.2065 | 0 | 0 | 0 | 0 | 0 | 0 | 0 | 0 | 0 | 0 | 0 | 0 | 0 | 0 | 0
2016-11-10 22:00 | 0 | 0 | 0 | 0 | 0 | 0 | 589290.2945 | 440203 | 0 | 0 | 0 | 0 | 2538298.0736 | 2478824.5083 | 0 | 0 | 0 | 0 | 0 | 0 | 0 | 0 | 0 | 0 | 0 | 0 | 0 | 0 | 0 | 0 | 251998.3149 | -102911.0204 | 0 | 0 | 0 | 0 | 0 | 0 | 0 | 0 | 0 | 0 | 0 | 0 | 0 | 0 | 0
2016-11-10 23:00 | 0 | 0 | 0 | 0 | 0 | 475341.2763 | 344795.7579 | 452413 | 0 | 0 | 0 | 0 | 2790296.3886 | 2594550.2276 | 0 | 0 | 0 | 0 | 0 | 0 | 0 | 0 | 0 | 0 | 0 | 0 | 0 | 0 | 0 | 0 | 251998.3149 | 115725.7193 | 0 | 0 | 0 | 0 | 0 | 0 | 0 | 0 | 0 | 0 | 0 | 0 | 0 | 0 | 0
2016-11-11 | 0 | 0 | 0 | 0 | 0 | 635082.2133 | 26575.7223 | 453740 | 0 | 0 | 0 | 0 | 2882488.6048 | 2710275.9469 | 0 | 0 | 0 | 0 | 0 | 0 | 0 | 0 | 0 | 0 | 0 | 0 | 0 | 0 | 0 | 0 | 92192.2163 | 115725.7193 | 0 | 0 | 0 | 0 | 0 | 0 | 0 | 0 | 0 | 0 | 0 | 0 | 0 | 0 | 0
2016-11-11 01:00 | 0 | 0 | 0 | 0 | 0 | 332997.2807 | 0 | 448723 | 0 | 0 | 0 | 0 | 2882488.6048 | 2594550.2276 | 0 | 0 | 0 | 0 | 0 | 0 | 0 | 0 | 0 | 0 | 0 | 0 | 0 | 0 | 0 | 0 | 0 | -115725.7193 | 0 | 0 | 0 | 0 | 0 | 0 | 0 | 0 | 0 | 0 | 0 | 0 | 0 | 0 | 0
2016-11-11 02:00 | 0 | 0 | 0 | 0 | 0 | 298672.4044 | 0 | 434945 | 0 | 0 | 0 | 0 | 2630490.2899 | 2710275.9469 | 0 | 0 | 0 | 0 | 0 | 0 | 0 | 0 | 0 | 0 | 0 | 0 | 0 | 0 | 0 | 0 | -251998.3149 | 115725.7193 | 0 | 0 | 0 | 0 | 0 | 0 | 0 | 0 | 0 | 0 | 0 | 0 | 0 | 0 | 0
2016-11-11 03:00 | 0 | 0 | 0 | 0 | 0 | 46032.9658 | 0 | 413757 | 0 | 0 | 0 | 0 | 2378491.975 | 2594550.2276 | 0 | 0 | 0 | 0 | 0 | 0 | 0 | 0 | 0 | 0 | 0 | 0 | 0 | 0 | 0 | 0 | -251998.3149 | -115725.7193 | 0 | 0 | 0 | 0 | 0 | 0 | 0 | 0 | 0 | 0 | 0 | 0 | 0 | 0 | 0
2016-11-11 04:00 | 0 | 0 | 0 | 0 | 0 | 527980.5956 | 0 | 391708 | 0 | 0 | 0 | 0 | 2630490.2899 | 2478824.5083 | 0 | 0 | 0 | 0 | 0 | 0 | 0 | 0 | 0 | 0 | 0 | 0 | 0 | 0 | 0 | 0 | 251998.3149 | -115725.7193 | 0 | 0 | 0 | 0 | 0 | 0 | 0 | 0 | 0 | 0 | 0 | 0 | 0 | 0 | 0
2016-11-11 05:00 | 0 | 0 | 0 | 0 | 0 | 235229.4044 | 0 | 371502 | 0 | 0 | 0 | 0 | 2378491.975 | 2594550.2276 | 0 | 0 | 0 | 0 | 0 | 0 | 0 | 0 | 0 | 0 | 0 | 0 | 0 | 0 | 0 | 0 | -251998.3149 | 115725.7193 | 0 | 0 | 0 | 0 | 0 | 0 | 0 | 0 | 0 | 0 | 0 | 0 | 0 | 0 | 0
2016-11-11 06:00 | 0 | 0 | 0 | 0 | 0 | 0 | 0 | 357326 | 0 | 0 | 0 | 0 | 2126493.66 | 2489222.5425 | 0 | 0 | 0 | 0 | 0 | 0 | 0 | 0 | 0 | 0 | 0 | 0 | 0 | 0 | 0 | 0 | -251998.3149 | -105327.6851 | 0 | 0 | 0 | 0 | 0 | 0 | 0 | 0 | 0 | 0 | 0 | 0 | 0 | 0 | 0
2016-11-11 07:00 | 0 | 0 | 0 | 0 | 0 | 581982.5817 | 0 | 347689 | 0 | 0 | 0 | 0 | 2245061.5224 | 2604948.2618 | 0 | 0 | 0 | 0 | 0 | 0 | 0 | 0 | 0 | 0 | 0 | 0 | 0 | 0 | 0 | 0 | 118567.8624 | 115725.7193 | 0 | 0 | 0 | 0 | 0 | 0 | 0 | 0 | 0 | 0 | 0 | 0 | 0 | 0 | 0
2016-11-11 08:00 | 0 | 0 | 0 | 0 | 0 | 207149.4044 | 0 | 343422 | 0 | 0 | 0 | 0 | 1993063.2074 | 2720673.9811 | 0 | 0 | 0 | 0 | 0 | 0 | 0 | 0 | 0 | 0 | 0 | 0 | 0 | 0 | 0 | 0 | -251998.3149 | 115725.7193 | 0 | 0 | 0 | 0 | 0 | 0 | 0 | 0 | 0 | 0 | 0 | 0 | 0 | 0 | 0
2016-11-11 09:00 | 0 | 0 | 0 | 0 | 0 | 0 | 0 | 344999 | 0 | 0 | 0 | 0 | 1741064.8925 | 2627673.296 | 0 | 0 | 0 | 0 | 0 | 0 | 0 | 0 | 0 | 0 | 0 | 0 | 0 | 0 | 0 | 0 | -251998.3149 | -93000.6851 | 0 | 0 | 0 | 0 | 0 | 0 | 0 | 0 | 0 | 0 | 0 | 0 | 0 | 0 | 0
2016-11-11 10:00 | 0 | 0 | 0 | 0 | 0 | 0 | 0 | 354705 | 0 | 0 | 0 | 0 | 1489066.5775 | 2524966.611 | 0 | 0 | 0 | 0 | 0 | 0 | 0 | 0 | 0 | 0 | 0 | 0 | 0 | 0 | 0 | 0 | -251998.3149 | -102706.6851 | 0 | 0 | 0 | 0 | 0 | 0 | 0 | 0 | 0 | 0 | 0 | 0 | 0 | 0 | 0
2016-11-11 11:00 | 0 | 0 | 0 | 0 | 0 | 459618.1155 | 0 | 378884 | 0 | 0 | 0 | 0 | 1454074.9738 | 2640692.3303 | 0 | 0 | 0 | 0 | 0 | 0 | 0 | 0 | 0 | 0 | 0 | 0 | 0 | 0 | 0 | 0 | -34991.6038 | 115725.7193 | 0 | 0 | 0 | 0 | 0 | 0 | 0 | 0 | 0 | 0 | 0 | 0 | 0 | 0 | 0
2016-11-11 12:00 | 0 | 0 | 0 | 0 | 0 | 34504.9658 | 0 | 402229 | 0 | 0 | 0 | 0 | 1202076.6588 | 2524966.611 | 0 | 0 | 0 | 0 | 0 | 0 | 0 | 0 | 0 | 0 | 0 | 0 | 0 | 0 | 0 | 0 | -251998.3149 | -115725.7193 | 0 | 0 | 0 | 0 | 0 | 0 | 0 | 0 | 0 | 0 | 0 | 0 | 0 | 0 | 0
2016-11-11 13:00 | 0 | 0 | 0 | 0 | 0 | 405811.4482 | 37.5139 | 413318 | 0 | 0 | 0 | 0 | 1310333.3402 | 2409240.8917 | 0 | 0 | 0 | 0 | 0 | 0 | 0 | 0 | 0 | 0 | 0 | 0 | 0 | 0 | 0 | 0 | 108256.6814 | -115725.7193 | 0 | 0 | 0 | 0 | 0 | 0 | 0 | 0 | 0 | 0 | 0 | 0 | 0 | 0 | 0
2016-11-11 14:00 | 0 | 0 | 0 | 0 | 0 | 280130.8064 | 152462.1033 | 417219 | 0 | 0 | 0 | 0 | 1209981.5306 | 2524966.611 | 0 | 0 | 0 | 0 | 0 | 0 | 0 | 0 | 0 | 0 | 0 | 0 | 0 | 0 | 0 | 0 | -100351.8096 | 115725.7193 | 0 | 0 | 0 | 0 | 0 | 0 | 0 | 0 | 0 | 0 | 0 | 0 | 0 | 0 | 0
2016-11-11 15:00 | 0 | 0 | 0 | 0 | 0 | 0 | 531056.9234 | 418797 | 0 | 0 | 0 | 0 | 1437967.1732 | 2409240.8917 | 0 | 0 | 0 | 0 | 0 | 0 | 0 | 0 | 0 | 0 | 0 | 0 | 0 | 0 | 0 | 0 | 227985.6427 | -115725.7193 | 0 | 0 | 0 | 0 | 0 | 0 | 0 | 0 | 0 | 0 | 0 | 0 | 0 | 0 | 0
2016-11-11 16:00 | 0 | 0 | 0 | 0 | 0 | 0 | 674433.8788 | 419146 | 0 | 0 | 0 | 0 | 1577529.3327 | 2524966.611 | 0 | 0 | 0 | 0 | 0 | 0 | 0 | 0 | 0 | 0 | 0 | 0 | 0 | 0 | 0 | 0 | 139562.1595 | 115725.7193 | 0 | 0 | 0 | 0 | 0 | 0 | 0 | 0 | 0 | 0 | 0 | 0 | 0 | 0 | 0
2016-11-11 17:00 | 0 | 0 | 0 | 0 | 0 | 0 | 665739.8069 | 418334 | 0 | 0 | 0 | 0 | 1709209.4203 | 2640692.3303 | 0 | 0 | 0 | 0 | 0 | 0 | 0 | 0 | 0 | 0 | 0 | 0 | 0 | 0 | 0 | 0 | 131680.0876 | 115725.7193 | 0 | 0 | 0 | 0 | 0 | 0 | 0 | 0 | 0 | 0 | 0 | 0 | 0 | 0 | 0
2016-11-11 18:00 | 0 | 0 | 0 | 0 | 0 | 0 | 624632.2756 | 418496 | 0 | 0 | 0 | 0 | 1799619.9767 | 2756418.0496 | 0 | 0 | 0 | 0 | 0 | 0 | 0 | 0 | 0 | 0 | 0 | 0 | 0 | 0 | 0 | 0 | 90410.5563 | 115725.7193 | 0 | 0 | 0 | 0 | 0 | 0 | 0 | 0 | 0 | 0 | 0 | 0 | 0 | 0 | 0
2016-11-11 19:00 | 0 | 0 | 0 | 0 | 0 | 179836.4244 | 606583.6098 | 418696 | 0 | 0 | 0 | 0 | 2051618.2916 | 2872143.7689 | 0 | 0 | 0 | 0 | 0 | 0 | 0 | 0 | 0 | 0 | 0 | 0 | 0 | 0 | 0 | 0 | 251998.3149 | 115725.7193 | 0 | 0 | 0 | 0 | 0 | 0 | 0 | 0 | 0 | 0 | 0 | 0 | 0 | 0 | 0
2016-11-11 20:00 | 0 | 0 | 0 | 0 | 0 | 0 | 621725.0059 | 418481 | 0 | 0 | 0 | 0 | 2139136.5783 | 2987869.4882 | 0 | 0 | 0 | 0 | 0 | 0 | 0 | 0 | 0 | 0 | 0 | 0 | 0 | 0 | 0 | 0 | 87518.2866 | 115725.7193 | 0 | 0 | 0 | 0 | 0 | 0 | 0 | 0 | 0 | 0 | 0 | 0 | 0 | 0 | 0
2016-11-11 21:00 | 0 | 0 | 0 | 0 | 0 | 0 | 650755.6653 | 421340 | 0 | 0 | 0 | 0 | 2252826.5243 | 3103595.2075 | 0 | 0 | 0 | 0 | 0 | 0 | 0 | 0 | 0 | 0 | 0 | 0 | 0 | 0 | 0 | 0 | 113689.946 | 115725.7193 | 0 | 0 | 0 | 0 | 0 | 0 | 0 | 0 | 0 | 0 | 0 | 0 | 0 | 0 | 0
2016-11-11 22:00 | 0 | 0 | 0 | 0 | 0 | 0 | 611150.3409 | 431879 | 0 | 0 | 0 | 0 | 2504824.8392 | 3030868.2334 | 0 | 0 | 0 | 0 | 0 | 0 | 0 | 0 | 0 | 0 | 0 | 0 | 0 | 0 | 0 | 0 | 251998.3149 | -72726.974 | 0 | 0 | 0 | 0 | 0 | 0 | 0 | 0 | 0 | 0 | 0 | 0 | 0 | 0 | 0
2016-11-11 23:00 | 0 | 0 | 0 | 0 | 0 | 0 | 332451.7054 | 440688 | 0 | 0 | 0 | 0 | 2512314.2639 | 2915142.5141 | 0 | 0 | 0 | 0 | 0 | 0 | 0 | 0 | 0 | 0 | 0 | 0 | 0 | 0 | 0 | 0 | 7489.4247 | -115725.7193 | 0 | 0 | 0 | 0 | 0 | 0 | 0 | 0 | 0 | 0 | 0 | 0 | 0 | 0 | 0
2016-11-12 | 0 | 0 | 0 | 0 | 0 | 49089.44 | 22647.5257 | 439461 | 0 | 0 | 0 | 0 | 2260315.9489 | 2799416.7948 | 0 | 0 | 0 | 0 | 0 | 0 | 0 | 0 | 0 | 0 | 0 | 0 | 0 | 0 | 0 | 0 | -251998.3149 | -115725.7193 | 0 | 0 | 0 | 0 | 0 | 0 | 0 | 0 | 0 | 0 | 0 | 0 | 0 | 0 | 0
2016-11-12 01:00 | 0 | 0 | 0 | 0 | 0 | 584410.0295 | 0 | 433417 | 0 | 0 | 0 | 0 | 2512314.2639 | 2698411.5094 | 0 | 0 | 0 | 0 | 0 | 0 | 0 | 0 | 0 | 0 | 0 | 0 | 0 | 0 | 0 | 0 | 251998.3149 | -101005.2854 | 0 | 0 | 0 | 0 | 0 | 0 | 0 | 0 | 0 | 0 | 0 | 0 | 0 | 0 | 0
2016-11-12 02:00 | 0 | 0 | 0 | 0 | 0 | 52923.9658 | 0 | 420648 | 0 | 0 | 0 | 0 | 2260315.9489 | 2582685.7901 | 0 | 0 | 0 | 0 | 0 | 0 | 0 | 0 | 0 | 0 | 0 | 0 | 0 | 0 | 0 | 0 | -251998.3149 | -115725.7193 | 0 | 0 | 0 | 0 | 0 | 0 | 0 | 0 | 0 | 0 | 0 | 0 | 0 | 0 | 0
2016-11-12 03:00 | 0 | 0 | 0 | 0 | 0 | 599461.5273 | 0 | 403892 | 0 | 0 | 0 | 0 | 2340159.757 | 2698411.5094 | 0 | 0 | 0 | 0 | 0 | 0 | 0 | 0 | 0 | 0 | 0 | 0 | 0 | 0 | 0 | 0 | 79843.8081 | 115725.7193 | 0 | 0 | 0 | 0 | 0 | 0 | 0 | 0 | 0 | 0 | 0 | 0 | 0 | 0 | 0
2016-11-12 04:00 | 0 | 0 | 0 | 0 | 0 | 249064.4044 | 0 | 385337 | 0 | 0 | 0 | 0 | 2088161.442 | 2814137.2287 | 0 | 0 | 0 | 0 | 0 | 0 | 0 | 0 | 0 | 0 | 0 | 0 | 0 | 0 | 0 | 0 | -251998.3149 | 115725.7193 | 0 | 0 | 0 | 0 | 0 | 0 | 0 | 0 | 0 | 0 | 0 | 0 | 0 | 0 | 0
2016-11-12 05:00 | 0 | 0 | 0 | 0 | 0 | 0 | 0 | 367248 | 0 | 0 | 0 | 0 | 1836163.1271 | 2698887.5437 | 0 | 0 | 0 | 0 | 0 | 0 | 0 | 0 | 0 | 0 | 0 | 0 | 0 | 0 | 0 | 0 | -251998.3149 | -115249.6851 | 0 | 0 | 0 | 0 | 0 | 0 | 0 | 0 | 0 | 0 | 0 | 0 | 0 | 0 | 0
2016-11-12 06:00 | 0 | 0 | 0 | 0 | 0 | 489427.5956 | 0 | 353155 | 0 | 0 | 0 | 0 | 2088161.442 | 2583161.8244 | 0 | 0 | 0 | 0 | 0 | 0 | 0 | 0 | 0 | 0 | 0 | 0 | 0 | 0 | 0 | 0 | 251998.3149 | -115725.7193 | 0 | 0 | 0 | 0 | 0 | 0 | 0 | 0 | 0 | 0 | 0 | 0 | 0 | 0 | 0
2016-11-12 07:00 | 0 | 0 | 0 | 0 | 0 | 208555.4044 | 0 | 344828 | 0 | 0 | 0 | 0 | 1836163.1271 | 2698887.5437 | 0 | 0 | 0 | 0 | 0 | 0 | 0 | 0 | 0 | 0 | 0 | 0 | 0 | 0 | 0 | 0 | -251998.3149 | 115725.7193 | 0 | 0 | 0 | 0 | 0 | 0 | 0 | 0 | 0 | 0 | 0 | 0 | 0 | 0 | 0
2016-11-12 08:00 | 0 | 0 | 0 | 0 | 0 | 0 | 0 | 340511 | 0 | 0 | 0 | 0 | 1584164.8121 | 2610374.8586 | 0 | 0 | 0 | 0 | 0 | 0 | 0 | 0 | 0 | 0 | 0 | 0 | 0 | 0 | 0 | 0 | -251998.3149 | -88512.6851 | 0 | 0 | 0 | 0 | 0 | 0 | 0 | 0 | 0 | 0 | 0 | 0 | 0 | 0 | 0
2016-11-12 09:00 | 0 | 0 | 0 | 0 | 0 | 476855.5956 | 0 | 340583 | 0 | 0 | 0 | 0 | 1836163.1271 | 2494649.1393 | 0 | 0 | 0 | 0 | 0 | 0 | 0 | 0 | 0 | 0 | 0 | 0 | 0 | 0 | 0 | 0 | 251998.3149 | -115725.7193 | 0 | 0 | 0 | 0 | 0 | 0 | 0 | 0 | 0 | 0 | 0 | 0 | 0 | 0 | 0
2016-11-12 10:00 | 0 | 0 | 0 | 0 | 0 | 566783.1028 | 0 | 345289 | 0 | 0 | 0 | 0 | 1941931.5106 | 2610374.8586 | 0 | 0 | 0 | 0 | 0 | 0 | 0 | 0 | 0 | 0 | 0 | 0 | 0 | 0 | 0 | 0 | 105768.3835 | 115725.7193 | 0 | 0 | 0 | 0 | 0 | 0 | 0 | 0 | 0 | 0 | 0 | 0 | 0 | 0 | 0
2016-11-12 11:00 | 0 | 0 | 0 | 0 | 0 | 0 | 0 | 355373 | 0 | 0 | 0 | 0 | 1689933.1957 | 2507000.1736 | 0 | 0 | 0 | 0 | 0 | 0 | 0 | 0 | 0 | 0 | 0 | 0 | 0 | 0 | 0 | 0 | -251998.3149 | -103374.6851 | 0 | 0 | 0 | 0 | 0 | 0 | 0 | 0 | 0 | 0 | 0 | 0 | 0 | 0 | 0
2016-11-12 12:00 | 0 | 0 | 0 | 0 | 0 | 671.9658 | 0 | 368396 | 0 | 0 | 0 | 0 | 1437934.8807 | 2391274.4543 | 0 | 0 | 0 | 0 | 0 | 0 | 0 | 0 | 0 | 0 | 0 | 0 | 0 | 0 | 0 | 0 | -251998.3149 | -115725.7193 | 0 | 0 | 0 | 0 | 0 | 0 | 0 | 0 | 0 | 0 | 0 | 0 | 0 | 0 | 0
2016-11-12 13:00 | 0 | 0 | 0 | 0 | 0 | 522924.1692 | 45.5825 | 381390 | 0 | 0 | 0 | 0 | 1463788.9132 | 2507000.1736 | 0 | 0 | 0 | 0 | 0 | 0 | 0 | 0 | 0 | 0 | 0 | 0 | 0 | 0 | 0 | 0 | 25854.0324 | 115725.7193 | 0 | 0 | 0 | 0 | 0 | 0 | 0 | 0 | 0 | 0 | 0 | 0 | 0 | 0 | 0
2016-11-12 14:00 | 0 | 0 | 0 | 0 | 0 | 0 | 196108.4445 | 389712 | 0 | 0 | 0 | 0 | 1211790.5982 | 2565394.933 | 0 | 0 | 0 | 0 | 0 | 0 | 0 | 0 | 0 | 0 | 0 | 0 | 0 | 0 | 0 | 0 | -251998.3149 | 58394.7595 | 0 | 0 | 0 | 0 | 0 | 0 | 0 | 0 | 0 | 0 | 0 | 0 | 0 | 0 | 0
2016-11-12 15:00 | 0 | 0 | 0 | 0 | 0 | 0 | 458814.1334 | 392801 | 0 | 0 | 0 | 0 | 1162078.0123 | 2681120.6523 | 0 | 0 | 0 | 0 | 0 | 0 | 0 | 0 | 0 | 0 | 0 | 0 | 0 | 0 | 0 | 0 | -49712.5859 | 115725.7193 | 0 | 0 | 0 | 0 | 0 | 0 | 0 | 0 | 0 | 0 | 0 | 0 | 0 | 0 | 0
2016-11-12 16:00 | 0 | 0 | 0 | 0 | 0 | 0 | 563528.7159 | 393111 | 0 | 0 | 0 | 0 | 1216770.0089 | 2796846.3716 | 0 | 0 | 0 | 0 | 0 | 0 | 0 | 0 | 0 | 0 | 0 | 0 | 0 | 0 | 0 | 0 | 54691.9966 | 115725.7193 | 0 | 0 | 0 | 0 | 0 | 0 | 0 | 0 | 0 | 0 | 0 | 0 | 0 | 0 | 0
2016-11-12 17:00 | 0 | 0 | 0 | 0 | 0 | 0 | 571568.6943 | 391081 | 0 | 0 | 0 | 0 | 1281531.9839 | 2912572.0909 | 0 | 0 | 0 | 0 | 0 | 0 | 0 | 0 | 0 | 0 | 0 | 0 | 0 | 0 | 0 | 0 | 64761.975 | 115725.7193 | 0 | 0 | 0 | 0 | 0 | 0 | 0 | 0 | 0 | 0 | 0 | 0 | 0 | 0 | 0
2016-11-12 18:00 | 0 | 0 | 0 | 0 | 0 | 0 | 558934.8469 | 388594 | 0 | 0 | 0 | 0 | 1533530.2989 | 2830914.6229 | 0 | 0 | 0 | 0 | 0 | 0 | 0 | 0 | 0 | 0 | 0 | 0 | 0 | 0 | 0 | 0 | 251998.3149 | -81657.468 | 0 | 0 | 0 | 0 | 0 | 0 | 0 | 0 | 0 | 0 | 0 | 0 | 0 | 0 | 0
2016-11-12 19:00 | 0 | 0 | 0 | 0 | 0 | 0 | 552755.0722 | 386795 | 0 | 0 | 0 | 0 | 1628918.9035 | 2901486.0905 | 0 | 0 | 0 | 0 | 0 | 0 | 0 | 0 | 0 | 0 | 0 | 0 | 0 | 0 | 0 | 0 | 95388.6046 | 70571.4675 | 0 | 0 | 0 | 0 | 0 | 0 | 0 | 0 | 0 | 0 | 0 | 0 | 0 | 0 | 0
2016-11-12 20:00 | 0 | 0 | 0 | 0 | 0 | 0 | 566138.4135 | 387364 | 0 | 0 | 0 | 0 | 1691967.5976 | 3017211.8098 | 0 | 0 | 0 | 0 | 0 | 0 | 0 | 0 | 0 | 0 | 0 | 0 | 0 | 0 | 0 | 0 | 63048.6942 | 115725.7193 | 0 | 0 | 0 | 0 | 0 | 0 | 0 | 0 | 0 | 0 | 0 | 0 | 0 | 0 | 0
2016-11-12 21:00 | 0 | 0 | 0 | 0 | 0 | 0 | 581268.8614 | 392396 | 0 | 0 | 0 | 0 | 1765114.7397 | 3132937.5291 | 0 | 0 | 0 | 0 | 0 | 0 | 0 | 0 | 0 | 0 | 0 | 0 | 0 | 0 | 0 | 0 | 73147.1421 | 115725.7193 | 0 | 0 | 0 | 0 | 0 | 0 | 0 | 0 | 0 | 0 | 0 | 0 | 0 | 0 | 0
2016-11-12 22:00 | 0 | 0 | 0 | 0 | 0 | 0 | 534116.7478 | 406035 | 0 | 0 | 0 | 0 | 2008922.2068 | 3017211.8098 | 0 | 0 | 0 | 0 | 0 | 0 | 0 | 0 | 0 | 0 | 0 | 0 | 0 | 0 | 0 | 0 | 243807.4671 | -115725.7193 | 0 | 0 | 0 | 0 | 0 | 0 | 0 | 0 | 0 | 0 | 0 | 0 | 0 | 0 | 0
2016-11-12 23:00 | 0 | 0 | 0 | 0 | 0 | 0 | 271053.978 | 419527 | 0 | 0 | 0 | 0 | 1976174.9041 | 2901486.0905 | 0 | 0 | 0 | 0 | 0 | 0 | 0 | 0 | 0 | 0 | 0 | 0 | 0 | 0 | 0 | 0 | -32747.3027 | -115725.7193 | 0 | 0 | 0 | 0 | 0 | 0 | 0 | 0 | 0 | 0 | 0 | 0 | 0 | 0 | 0
2016-11-13 | 0 | 0 | 0 | 0 | 0 | 265936.4693 | 20385.935 | 422595 | 0 | 0 | 0 | 0 | 1724176.5892 | 3017211.8098 | 0 | 0 | 0 | 0 | 0 | 0 | 0 | 0 | 0 | 0 | 0 | 0 | 0 | 0 | 0 | 0 | -251998.3149 | 115725.7193 | 0 | 0 | 0 | 0 | 0 | 0 | 0 | 0 | 0 | 0 | 0 | 0 | 0 | 0 | 0
2016-11-13 01:00 | 0 | 0 | 0 | 0 | 0 | 53332.9658 | 0 | 421057 | 0 | 0 | 0 | 0 | 1472178.2742 | 2901486.0905 | 0 | 0 | 0 | 0 | 0 | 0 | 0 | 0 | 0 | 0 | 0 | 0 | 0 | 0 | 0 | 0 | -251998.3149 | -115725.7193 | 0 | 0 | 0 | 0 | 0 | 0 | 0 | 0 | 0 | 0 | 0 | 0 | 0 | 0 | 0
2016-11-13 02:00 | 0 | 0 | 0 | 0 | 0 | 548260.5956 | 0 | 411988 | 0 | 0 | 0 | 0 | 1724176.5892 | 2785760.3712 | 0 | 0 | 0 | 0 | 0 | 0 | 0 | 0 | 0 | 0 | 0 | 0 | 0 | 0 | 0 | 0 | 251998.3149 | -115725.7193 | 0 | 0 | 0 | 0 | 0 | 0 | 0 | 0 | 0 | 0 | 0 | 0 | 0 | 0 | 0
2016-11-13 03:00 | 0 | 0 | 0 | 0 | 0 | 766050.0342 | 0 | 398326 | 0 | 0 | 0 | 0 | 1976174.9041 | 2901486.0905 | 0 | 0 | 0 | 0 | 0 | 0 | 0 | 0 | 0 | 0 | 0 | 0 | 0 | 0 | 0 | 0 | 251998.3149 | 115725.7193 | 0 | 0 | 0 | 0 | 0 | 0 | 0 | 0 | 0 | 0 | 0 | 0 | 0 | 0 | 0
2016-11-13 04:00 | 0 | 0 | 0 | 0 | 0 | 15109.9658 | 0 | 382834 | 0 | 0 | 0 | 0 | 1724176.5892 | 2785760.3712 | 0 | 0 | 0 | 0 | 0 | 0 | 0 | 0 | 0 | 0 | 0 | 0 | 0 | 0 | 0 | 0 | -251998.3149 | -115725.7193 | 0 | 0 | 0 | 0 | 0 | 0 | 0 | 0 | 0 | 0 | 0 | 0 | 0 | 0 | 0
2016-11-13 05:00 | 0 | 0 | 0 | 0 | 0 | 231345.4044 | 0 | 367618 | 0 | 0 | 0 | 0 | 1472178.2742 | 2901486.0905 | 0 | 0 | 0 | 0 | 0 | 0 | 0 | 0 | 0 | 0 | 0 | 0 | 0 | 0 | 0 | 0 | -251998.3149 | 115725.7193 | 0 | 0 | 0 | 0 | 0 | 0 | 0 | 0 | 0 | 0 | 0 | 0 | 0 | 0 | 0
2016-11-13 06:00 | 0 | 0 | 0 | 0 | 0 | 723634.0342 | 0 | 355910 | 0 | 0 | 0 | 0 | 1724176.5892 | 3017211.8098 | 0 | 0 | 0 | 0 | 0 | 0 | 0 | 0 | 0 | 0 | 0 | 0 | 0 | 0 | 0 | 0 | 251998.3149 | 115725.7193 | 0 | 0 | 0 | 0 | 0 | 0 | 0 | 0 | 0 | 0 | 0 | 0 | 0 | 0 | 0
2016-11-13 07:00 | 0 | 0 | 0 | 0 | 0 | 0 | 0 | 348713 | 0 | 0 | 0 | 0 | 1491189.3085 | 2901486.0905 | 0 | 0 | 0 | 0 | 0 | 0 | 0 | 0 | 0 | 0 | 0 | 0 | 0 | 0 | 0 | 0 | -232987.2807 | -115725.7193 | 0 | 0 | 0 | 0 | 0 | 0 | 0 | 0 | 0 | 0 | 0 | 0 | 0 | 0 | 0
2016-11-13 08:00 | 0 | 0 | 0 | 0 | 0 | 0 | 0 | 343481 | 0 | 0 | 0 | 0 | 1239190.9935 | 2810003.4054 | 0 | 0 | 0 | 0 | 0 | 0 | 0 | 0 | 0 | 0 | 0 | 0 | 0 | 0 | 0 | 0 | -251998.3149 | -91482.6851 | 0 | 0 | 0 | 0 | 0 | 0 | 0 | 0 | 0 | 0 | 0 | 0 | 0 | 0 | 0
2016-11-13 09:00 | 0 | 0 | 0 | 0 | 0 | 478374.5956 | 0 | 342102 | 0 | 0 | 0 | 0 | 1491189.3085 | 2694277.6861 | 0 | 0 | 0 | 0 | 0 | 0 | 0 | 0 | 0 | 0 | 0 | 0 | 0 | 0 | 0 | 0 | 251998.3149 | -115725.7193 | 0 | 0 | 0 | 0 | 0 | 0 | 0 | 0 | 0 | 0 | 0 | 0 | 0 | 0 | 0
2016-11-13 10:00 | 0 | 0 | 0 | 0 | 0 | 0 | 0 | 346332 | 0 | 0 | 0 | 0 | 1260583.0278 | 2578551.9668 | 0 | 0 | 0 | 0 | 0 | 0 | 0 | 0 | 0 | 0 | 0 | 0 | 0 | 0 | 0 | 0 | -230606.2807 | -115725.7193 | 0 | 0 | 0 | 0 | 0 | 0 | 0 | 0 | 0 | 0 | 0 | 0 | 0 | 0 | 0
2016-11-13 11:00 | 0 | 0 | 0 | 0 | 0 | 0 | 0 | 354510 | 0 | 0 | 0 | 0 | 1008584.7128 | 2476040.2818 | 0 | 0 | 0 | 0 | 0 | 0 | 0 | 0 | 0 | 0 | 0 | 0 | 0 | 0 | 0 | 0 | -251998.3149 | -102511.6851 | 0 | 0 | 0 | 0 | 0 | 0 | 0 | 0 | 0 | 0 | 0 | 0 | 0 | 0 | 0
2016-11-13 12:00 | 0 | 0 | 0 | 0 | 0 | 0 | 0 | 365072 | 0 | 0 | 0 | 0 | 756586.3979 | 2362966.5967 | 0 | 0 | 0 | 0 | 0 | 0 | 0 | 0 | 0 | 0 | 0 | 0 | 0 | 0 | 0 | 0 | -251998.3149 | -113073.6851 | 0 | 0 | 0 | 0 | 0 | 0 | 0 | 0 | 0 | 0 | 0 | 0 | 0 | 0 | 0
2016-11-13 13:00 | 0 | 0 | 0 | 0 | 0 | 671420.8001 | 35.2086 | 375353 | 0 | 0 | 0 | 0 | 936963.6872 | 2478692.316 | 0 | 0 | 0 | 0 | 0 | 0 | 0 | 0 | 0 | 0 | 0 | 0 | 0 | 0 | 0 | 0 | 180377.2893 | 115725.7193 | 0 | 0 | 0 | 0 | 0 | 0 | 0 | 0 | 0 | 0 | 0 | 0 | 0 | 0 | 0
2016-11-13 14:00 | 0 | 0 | 0 | 0 | 0 | 503907.9651 | 178970.7532 | 381539 | 0 | 0 | 0 | 0 | 1122577.6862 | 2594418.0353 | 0 | 0 | 0 | 0 | 0 | 0 | 0 | 0 | 0 | 0 | 0 | 0 | 0 | 0 | 0 | 0 | 185613.999 | 115725.7193 | 0 | 0 | 0 | 0 | 0 | 0 | 0 | 0 | 0 | 0 | 0 | 0 | 0 | 0 | 0
2016-11-13 15:00 | 0 | 0 | 0 | 0 | 0 | 0 | 523142.5158 | 382161 | 0 | 0 | 0 | 0 | 1147833.4828 | 2710143.7546 | 0 | 0 | 0 | 0 | 0 | 0 | 0 | 0 | 0 | 0 | 0 | 0 | 0 | 0 | 0 | 0 | 25255.7965 | 115725.7193 | 0 | 0 | 0 | 0 | 0 | 0 | 0 | 0 | 0 | 0 | 0 | 0 | 0 | 0 | 0
2016-11-13 16:00 | 0 | 0 | 0 | 0 | 0 | 0 | 647111.3766 | 381553 | 0 | 0 | 0 | 0 | 1297666.1401 | 2825869.4739 | 0 | 0 | 0 | 0 | 0 | 0 | 0 | 0 | 0 | 0 | 0 | 0 | 0 | 0 | 0 | 0 | 149832.6573 | 115725.7193 | 0 | 0 | 0 | 0 | 0 | 0 | 0 | 0 | 0 | 0 | 0 | 0 | 0 | 0 | 0
2016-11-13 17:00 | 0 | 0 | 0 | 0 | 0 | 0 | 639639.7608 | 381489 | 0 | 0 | 0 | 0 | 1440091.1816 | 2941595.1932 | 0 | 0 | 0 | 0 | 0 | 0 | 0 | 0 | 0 | 0 | 0 | 0 | 0 | 0 | 0 | 0 | 142425.0415 | 115725.7193 | 0 | 0 | 0 | 0 | 0 | 0 | 0 | 0 | 0 | 0 | 0 | 0 | 0 | 0 | 0
2016-11-13 18:00 | 0 | 0 | 0 | 0 | 0 | 0 | 605698.4267 | 381742 | 0 | 0 | 0 | 0 | 1548321.889 | 3057320.9125 | 0 | 0 | 0 | 0 | 0 | 0 | 0 | 0 | 0 | 0 | 0 | 0 | 0 | 0 | 0 | 0 | 108230.7074 | 115725.7193 | 0 | 0 | 0 | 0 | 0 | 0 | 0 | 0 | 0 | 0 | 0 | 0 | 0 | 0 | 0
2016-11-13 19:00 | 0 | 0 | 0 | 0 | 0 | 0 | 592581.4644 | 382484 | 0 | 0 | 0 | 0 | 1800320.2039 | 3015420.062 | 0 | 0 | 0 | 0 | 0 | 0 | 0 | 0 | 0 | 0 | 0 | 0 | 0 | 0 | 0 | 0 | 251998.3149 | -41900.8506 | 0 | 0 | 0 | 0 | 0 | 0 | 0 | 0 | 0 | 0 | 0 | 0 | 0 | 0 | 0
2016-11-13 20:00 | 0 | 0 | 0 | 0 | 0 | 0 | 611254.0794 | 384574 | 0 | 0 | 0 | 0 | 1911274.564 | 3131145.7812 | 0 | 0 | 0 | 0 | 0 | 0 | 0 | 0 | 0 | 0 | 0 | 0 | 0 | 0 | 0 | 0 | 110954.3601 | 115725.7193 | 0 | 0 | 0 | 0 | 0 | 0 | 0 | 0 | 0 | 0 | 0 | 0 | 0 | 0 | 0
2016-11-13 21:00 | 0 | 0 | 0 | 0 | 0 | 0 | 642003.0361 | 391806 | 0 | 0 | 0 | 0 | 2045745.8809 | 3246871.5005 | 0 | 0 | 0 | 0 | 0 | 0 | 0 | 0 | 0 | 0 | 0 | 0 | 0 | 0 | 0 | 0 | 134471.3168 | 115725.7193 | 0 | 0 | 0 | 0 | 0 | 0 | 0 | 0 | 0 | 0 | 0 | 0 | 0 | 0 | 0
2016-11-13 22:00 | 0 | 0 | 0 | 0 | 0 | 0 | 606203.6266 | 408986 | 0 | 0 | 0 | 0 | 2127237.7882 | 3362597.2198 | 0 | 0 | 0 | 0 | 0 | 0 | 0 | 0 | 0 | 0 | 0 | 0 | 0 | 0 | 0 | 0 | 81491.9073 | 115725.7193 | 0 | 0 | 0 | 0 | 0 | 0 | 0 | 0 | 0 | 0 | 0 | 0 | 0 | 0 | 0
2016-11-13 23:00 | 0 | 0 | 0 | 0 | 0 | 0 | 332121.0519 | 426882 | 0 | 0 | 0 | 0 | 1916751.1208 | 3478322.9391 | 0 | 0 | 0 | 0 | 0 | 0 | 0 | 0 | 0 | 0 | 0 | 0 | 0 | 0 | 0 | 0 | -210486.6674 | 115725.7193 | 0 | 0 | 0 | 0 | 0 | 0 | 0 | 0 | 0 | 0 | 0 | 0 | 0 | 0 | 0
2016-11-14 | 0 | 0 | 0 | 0 | 0 | 40259.7155 | 22969.2503 | 430953 | 0 | 0 | 0 | 0 | 1664752.8058 | 3362597.2198 | 0 | 0 | 0 | 0 | 0 | 0 | 0 | 0 | 0 | 0 | 0 | 0 | 0 | 0 | 0 | 0 | -251998.3149 | -115725.7193 | 0 | 0 | 0 | 0 | 0 | 0 | 0 | 0 | 0 | 0 | 0 | 0 | 0 | 0 | 0
2016-11-14 01:00 | 0 | 0 | 0 | 0 | 0 | 670991.3361 | 0 | 430938 | 0 | 0 | 0 | 0 | 1916751.1208 | 3350652.241 | 0 | 0 | 0 | 0 | 0 | 0 | 0 | 0 | 0 | 0 | 0 | 0 | 0 | 0 | 0 | 0 | 251998.3149 | -11944.9789 | 0 | 0 | 0 | 0 | 0 | 0 | 0 | 0 | 0 | 0 | 0 | 0 | 0 | 0 | 0
2016-11-14 02:00 | 0 | 0 | 0 | 0 | 0 | 281473.4044 | 0 | 417746 | 0 | 0 | 0 | 0 | 1664752.8058 | 3466377.9603 | 0 | 0 | 0 | 0 | 0 | 0 | 0 | 0 | 0 | 0 | 0 | 0 | 0 | 0 | 0 | 0 | -251998.3149 | 115725.7193 | 0 | 0 | 0 | 0 | 0 | 0 | 0 | 0 | 0 | 0 | 0 | 0 | 0 | 0 | 0
2016-11-14 03:00 | 0 | 0 | 0 | 0 | 0 | 31777.9658 | 0 | 399502 | 0 | 0 | 0 | 0 | 1412754.4909 | 3350652.241 | 0 | 0 | 0 | 0 | 0 | 0 | 0 | 0 | 0 | 0 | 0 | 0 | 0 | 0 | 0 | 0 | -251998.3149 | -115725.7193 | 0 | 0 | 0 | 0 | 0 | 0 | 0 | 0 | 0 | 0 | 0 | 0 | 0 | 0 | 0
2016-11-14 04:00 | 0 | 0 | 0 | 0 | 0 | 12156.9658 | 0 | 379881 | 0 | 0 | 0 | 0 | 1160756.176 | 3234926.5217 | 0 | 0 | 0 | 0 | 0 | 0 | 0 | 0 | 0 | 0 | 0 | 0 | 0 | 0 | 0 | 0 | -251998.3149 | -115725.7193 | 0 | 0 | 0 | 0 | 0 | 0 | 0 | 0 | 0 | 0 | 0 | 0 | 0 | 0 | 0
2016-11-14 05:00 | 0 | 0 | 0 | 0 | 0 | 499185.5956 | 0 | 362913 | 0 | 0 | 0 | 0 | 1412754.4909 | 3119200.8024 | 0 | 0 | 0 | 0 | 0 | 0 | 0 | 0 | 0 | 0 | 0 | 0 | 0 | 0 | 0 | 0 | 251998.3149 | -115725.7193 | 0 | 0 | 0 | 0 | 0 | 0 | 0 | 0 | 0 | 0 | 0 | 0 | 0 | 0 | 0
2016-11-14 06:00 | 0 | 0 | 0 | 0 | 0 | 213631.4044 | 0 | 349904 | 0 | 0 | 0 | 0 | 1160756.176 | 3234926.5217 | 0 | 0 | 0 | 0 | 0 | 0 | 0 | 0 | 0 | 0 | 0 | 0 | 0 | 0 | 0 | 0 | -251998.3149 | 115725.7193 | 0 | 0 | 0 | 0 | 0 | 0 | 0 | 0 | 0 | 0 | 0 | 0 | 0 | 0 | 0
2016-11-14 07:00 | 0 | 0 | 0 | 0 | 0 | 0 | 0 | 342914 | 0 | 0 | 0 | 0 | 908757.861 | 3144010.8366 | 0 | 0 | 0 | 0 | 0 | 0 | 0 | 0 | 0 | 0 | 0 | 0 | 0 | 0 | 0 | 0 | -251998.3149 | -90915.6851 | 0 | 0 | 0 | 0 | 0 | 0 | 0 | 0 | 0 | 0 | 0 | 0 | 0 | 0 | 0
2016-11-14 08:00 | 0 | 0 | 0 | 0 | 0 | 0 | 0 | 341012 | 0 | 0 | 0 | 0 | 656759.5461 | 3054997.1516 | 0 | 0 | 0 | 0 | 0 | 0 | 0 | 0 | 0 | 0 | 0 | 0 | 0 | 0 | 0 | 0 | -251998.3149 | -89013.6851 | 0 | 0 | 0 | 0 | 0 | 0 | 0 | 0 | 0 | 0 | 0 | 0 | 0 | 0 | 0
2016-11-14 09:00 | 0 | 0 | 0 | 0 | 0 | 566309.3125 | 0 | 345976 | 0 | 0 | 0 | 0 | 908757.861 | 3023332.1491 | 0 | 0 | 0 | 0 | 0 | 0 | 0 | 0 | 0 | 0 | 0 | 0 | 0 | 0 | 0 | 0 | 251998.3149 | -31665.0024 | 0 | 0 | 0 | 0 | 0 | 0 | 0 | 0 | 0 | 0 | 0 | 0 | 0 | 0 | 0
2016-11-14 10:00 | 0 | 0 | 0 | 0 | 0 | 226068.4044 | 0 | 362341 | 0 | 0 | 0 | 0 | 656759.5461 | 3139057.8684 | 0 | 0 | 0 | 0 | 0 | 0 | 0 | 0 | 0 | 0 | 0 | 0 | 0 | 0 | 0 | 0 | -251998.3149 | 115725.7193 | 0 | 0 | 0 | 0 | 0 | 0 | 0 | 0 | 0 | 0 | 0 | 0 | 0 | 0 | 0
2016-11-14 11:00 | 0 | 0 | 0 | 0 | 0 | 25964.9658 | 0 | 393689 | 0 | 0 | 0 | 0 | 404761.2311 | 3023332.1491 | 0 | 0 | 0 | 0 | 0 | 0 | 0 | 0 | 0 | 0 | 0 | 0 | 0 | 0 | 0 | 0 | -251998.3149 | -115725.7193 | 0 | 0 | 0 | 0 | 0 | 0 | 0 | 0 | 0 | 0 | 0 | 0 | 0 | 0 | 0
2016-11-14 12:00 | 0 | 0 | 0 | 0 | 0 | 469489.8653 | 0 | 421004 | 0 | 0 | 0 | 0 | 568972.8157 | 2907606.4298 | 0 | 0 | 0 | 0 | 0 | 0 | 0 | 0 | 0 | 0 | 0 | 0 | 0 | 0 | 0 | 0 | 164211.5846 | -115725.7193 | 0 | 0 | 0 | 0 | 0 | 0 | 0 | 0 | 0 | 0 | 0 | 0 | 0 | 0 | 0
2016-11-14 13:00 | 0 | 0 | 0 | 0 | 0 | 442353.5502 | 24.9394 | 430839 | 0 | 0 | 0 | 0 | 696238.0247 | 2791880.7105 | 0 | 0 | 0 | 0 | 0 | 0 | 0 | 0 | 0 | 0 | 0 | 0 | 0 | 0 | 0 | 0 | 127265.2089 | -115725.7193 | 0 | 0 | 0 | 0 | 0 | 0 | 0 | 0 | 0 | 0 | 0 | 0 | 0 | 0 | 0
2016-11-14 14:00 | 0 | 0 | 0 | 0 | 0 | 0 | 195020.8205 | 433072 | 0 | 0 | 0 | 0 | 444239.7097 | 2805827.846 | 0 | 0 | 0 | 0 | 0 | 0 | 0 | 0 | 0 | 0 | 0 | 0 | 0 | 0 | 0 | 0 | -251998.3149 | 13947.1355 | 0 | 0 | 0 | 0 | 0 | 0 | 0 | 0 | 0 | 0 | 0 | 0 | 0 | 0 | 0
2016-11-14 15:00 | 0 | 0 | 0 | 0 | 0 | 0 | 537708.6218 | 432017 | 0 | 0 | 0 | 0 | 434205.6122 | 2921553.5653 | 0 | 0 | 0 | 0 | 0 | 0 | 0 | 0 | 0 | 0 | 0 | 0 | 0 | 0 | 0 | 0 | -10034.0975 | 115725.7193 | 0 | 0 | 0 | 0 | 0 | 0 | 0 | 0 | 0 | 0 | 0 | 0 | 0 | 0 | 0
2016-11-14 16:00 | 0 | 0 | 0 | 0 | 0 | 0 | 669291.1869 | 430617 | 0 | 0 | 0 | 0 | 557154.0799 | 3037279.2846 | 0 | 0 | 0 | 0 | 0 | 0 | 0 | 0 | 0 | 0 | 0 | 0 | 0 | 0 | 0 | 0 | 122948.4676 | 115725.7193 | 0 | 0 | 0 | 0 | 0 | 0 | 0 | 0 | 0 | 0 | 0 | 0 | 0 | 0 | 0
2016-11-14 17:00 | 0 | 0 | 0 | 0 | 0 | 0 | 662466.6626 | 428936 | 0 | 0 | 0 | 0 | 674959.0232 | 3153005.0039 | 0 | 0 | 0 | 0 | 0 | 0 | 0 | 0 | 0 | 0 | 0 | 0 | 0 | 0 | 0 | 0 | 117804.9433 | 115725.7193 | 0 | 0 | 0 | 0 | 0 | 0 | 0 | 0 | 0 | 0 | 0 | 0 | 0 | 0 | 0
2016-11-14 18:00 | 0 | 0 | 0 | 0 | 0 | 0 | 622599.8434 | 429070 | 0 | 0 | 0 | 0 | 926957.3381 | 3094536.5324 | 0 | 0 | 0 | 0 | 0 | 0 | 0 | 0 | 0 | 0 | 0 | 0 | 0 | 0 | 0 | 0 | 251998.3149 | -58468.4715 | 0 | 0 | 0 | 0 | 0 | 0 | 0 | 0 | 0 | 0 | 0 | 0 | 0 | 0 | 0
2016-11-14 19:00 | 0 | 0 | 0 | 0 | 0 | 189606.1855 | 608077.8488 | 429960 | 0 | 0 | 0 | 0 | 1178955.6531 | 3210262.2517 | 0 | 0 | 0 | 0 | 0 | 0 | 0 | 0 | 0 | 0 | 0 | 0 | 0 | 0 | 0 | 0 | 251998.3149 | 115725.7193 | 0 | 0 | 0 | 0 | 0 | 0 | 0 | 0 | 0 | 0 | 0 | 0 | 0 | 0 | 0
2016-11-14 20:00 | 0 | 0 | 0 | 0 | 0 | 0 | 627282.7921 | 430707 | 0 | 0 | 0 | 0 | 1259805.7259 | 3325987.971 | 0 | 0 | 0 | 0 | 0 | 0 | 0 | 0 | 0 | 0 | 0 | 0 | 0 | 0 | 0 | 0 | 80850.0728 | 115725.7193 | 0 | 0 | 0 | 0 | 0 | 0 | 0 | 0 | 0 | 0 | 0 | 0 | 0 | 0 | 0
2016-11-14 21:00 | 0 | 0 | 0 | 0 | 0 | 0 | 665682.8676 | 436153 | 0 | 0 | 0 | 0 | 1511804.0408 | 3303519.5236 | 0 | 0 | 0 | 0 | 0 | 0 | 0 | 0 | 0 | 0 | 0 | 0 | 0 | 0 | 0 | 0 | 251998.3149 | -22468.4474 | 0 | 0 | 0 | 0 | 0 | 0 | 0 | 0 | 0 | 0 | 0 | 0 | 0 | 0 | 0
2016-11-14 22:00 | 0 | 0 | 0 | 0 | 0 | 0 | 630119.4959 | 450135 | 0 | 0 | 0 | 0 | 1576062.8174 | 3419245.2429 | 0 | 0 | 0 | 0 | 0 | 0 | 0 | 0 | 0 | 0 | 0 | 0 | 0 | 0 | 0 | 0 | 64258.7766 | 115725.7193 | 0 | 0 | 0 | 0 | 0 | 0 | 0 | 0 | 0 | 0 | 0 | 0 | 0 | 0 | 0
2016-11-14 23:00 | 0 | 0 | 0 | 0 | 0 | 0 | 353035.9568 | 462512 | 0 | 0 | 0 | 0 | 1582312.4935 | 3303519.5236 | 0 | 0 | 0 | 0 | 0 | 0 | 0 | 0 | 0 | 0 | 0 | 0 | 0 | 0 | 0 | 0 | 6249.6761 | -115725.7193 | 0 | 0 | 0 | 0 | 0 | 0 | 0 | 0 | 0 | 0 | 0 | 0 | 0 | 0 | 0
2016-11-15 | 0 | 0 | 0 | 0 | 0 | 331026.9735 | 18947.4902 | 463726 | 0 | 0 | 0 | 0 | 1352835.2379 | 3419245.2429 | 0 | 0 | 0 | 0 | 0 | 0 | 0 | 0 | 0 | 0 | 0 | 0 | 0 | 0 | 0 | 0 | -229477.2556 | 115725.7193 | 0 | 0 | 0 | 0 | 0 | 0 | 0 | 0 | 0 | 0 | 0 | 0 | 0 | 0 | 0
2016-11-15 01:00 | 0 | 0 | 0 | 0 | 0 | 351852.9089 | 0 | 458080 | 0 | 0 | 0 | 0 | 1362333.8661 | 3303519.5236 | 0 | 0 | 0 | 0 | 0 | 0 | 0 | 0 | 0 | 0 | 0 | 0 | 0 | 0 | 0 | 0 | 9498.6282 | -115725.7193 | 0 | 0 | 0 | 0 | 0 | 0 | 0 | 0 | 0 | 0 | 0 | 0 | 0 | 0 | 0
2016-11-15 02:00 | 0 | 0 | 0 | 0 | 0 | 74198.9658 | 0 | 441923 | 0 | 0 | 0 | 0 | 1110335.5511 | 3187793.8043 | 0 | 0 | 0 | 0 | 0 | 0 | 0 | 0 | 0 | 0 | 0 | 0 | 0 | 0 | 0 | 0 | -251998.3149 | -115725.7193 | 0 | 0 | 0 | 0 | 0 | 0 | 0 | 0 | 0 | 0 | 0 | 0 | 0 | 0 | 0
2016-11-15 03:00 | 0 | 0 | 0 | 0 | 0 | 409227.0873 | 0 | 419149 | 0 | 0 | 0 | 0 | 1216139.3578 | 3072068.085 | 0 | 0 | 0 | 0 | 0 | 0 | 0 | 0 | 0 | 0 | 0 | 0 | 0 | 0 | 0 | 0 | 105803.8066 | -115725.7193 | 0 | 0 | 0 | 0 | 0 | 0 | 0 | 0 | 0 | 0 | 0 | 0 | 0 | 0 | 0
2016-11-15 04:00 | 0 | 0 | 0 | 0 | 0 | 451126.294 | 0 | 394010 | 0 | 0 | 0 | 0 | 1157529.9324 | 3187793.8043 | 0 | 0 | 0 | 0 | 0 | 0 | 0 | 0 | 0 | 0 | 0 | 0 | 0 | 0 | 0 | 0 | -58609.4253 | 115725.7193 | 0 | 0 | 0 | 0 | 0 | 0 | 0 | 0 | 0 | 0 | 0 | 0 | 0 | 0 | 0
2016-11-15 05:00 | 0 | 0 | 0 | 0 | 0 | 6286.9658 | 0 | 374011 | 0 | 0 | 0 | 0 | 905531.6175 | 3072068.085 | 0 | 0 | 0 | 0 | 0 | 0 | 0 | 0 | 0 | 0 | 0 | 0 | 0 | 0 | 0 | 0 | -251998.3149 | -115725.7193 | 0 | 0 | 0 | 0 | 0 | 0 | 0 | 0 | 0 | 0 | 0 | 0 | 0 | 0 | 0
2016-11-15 06:00 | 0 | 0 | 0 | 0 | 0 | 223510.4044 | 0 | 359783 | 0 | 0 | 0 | 0 | 653533.3025 | 3187793.8043 | 0 | 0 | 0 | 0 | 0 | 0 | 0 | 0 | 0 | 0 | 0 | 0 | 0 | 0 | 0 | 0 | -251998.3149 | 115725.7193 | 0 | 0 | 0 | 0 | 0 | 0 | 0 | 0 | 0 | 0 | 0 | 0 | 0 | 0 | 0
2016-11-15 07:00 | 0 | 0 | 0 | 0 | 0 | 0 | 0 | 350973 | 0 | 0 | 0 | 0 | 401534.9876 | 3088819.1193 | 0 | 0 | 0 | 0 | 0 | 0 | 0 | 0 | 0 | 0 | 0 | 0 | 0 | 0 | 0 | 0 | -251998.3149 | -98974.6851 | 0 | 0 | 0 | 0 | 0 | 0 | 0 | 0 | 0 | 0 | 0 | 0 | 0 | 0 | 0
2016-11-15 08:00 | 0 | 0 | 0 | 0 | 0 | 565277.3616 | 0 | 347090 | 0 | 0 | 0 | 0 | 503996.6299 | 3204544.8386 | 0 | 0 | 0 | 0 | 0 | 0 | 0 | 0 | 0 | 0 | 0 | 0 | 0 | 0 | 0 | 0 | 102461.6423 | 115725.7193 | 0 | 0 | 0 | 0 | 0 | 0 | 0 | 0 | 0 | 0 | 0 | 0 | 0 | 0 | 0
2016-11-15 09:00 | 0 | 0 | 0 | 0 | 0 | 573229.3829 | 0 | 349717 | 0 | 0 | 0 | 0 | 755994.9448 | 3176058.9065 | 0 | 0 | 0 | 0 | 0 | 0 | 0 | 0 | 0 | 0 | 0 | 0 | 0 | 0 | 0 | 0 | 251998.3149 | -28485.9321 | 0 | 0 | 0 | 0 | 0 | 0 | 0 | 0 | 0 | 0 | 0 | 0 | 0 | 0 | 0
2016-11-15 10:00 | 0 | 0 | 0 | 0 | 0 | 0 | 0 | 361722 | 0 | 0 | 0 | 0 | 503996.6299 | 3066335.2215 | 0 | 0 | 0 | 0 | 0 | 0 | 0 | 0 | 0 | 0 | 0 | 0 | 0 | 0 | 0 | 0 | -251998.3149 | -109723.6851 | 0 | 0 | 0 | 0 | 0 | 0 | 0 | 0 | 0 | 0 | 0 | 0 | 0 | 0 | 0
2016-11-15 11:00 | 0 | 0 | 0 | 0 | 0 | 255253.4044 | 0 | 391526 | 0 | 0 | 0 | 0 | 251998.3149 | 3182060.9407 | 0 | 0 | 0 | 0 | 0 | 0 | 0 | 0 | 0 | 0 | 0 | 0 | 0 | 0 | 0 | 0 | -251998.3149 | 115725.7193 | 0 | 0 | 0 | 0 | 0 | 0 | 0 | 0 | 0 | 0 | 0 | 0 | 0 | 0 | 0
2016-11-15 12:00 | 0 | 0 | 0 | 0 | 0 | 49985.9658 | 0 | 417710 | 0 | 0 | 0 | 0 | 0 | 3066335.2215 | 0 | 0 | 0 | 0 | 0 | 0 | 0 | 0 | 0 | 0 | 0 | 0 | 0 | 0 | 0 | 0 | -251998.3149 | -115725.7193 | 0 | 0 | 0 | 0 | 0 | 0 | 0 | 0 | 0 | 0 | 0 | 0 | 0 | 0 | 0
2016-11-15 13:00 | 0 | 0 | 0 | 0 | 0 | 566989.433 | 25.8825 | 426726 | 0 | 0 | 0 | 0 | 251998.3149 | 2954626.222 | 0 | 0 | 0 | 0 | 0 | 0 | 0 | 0 | 0 | 0 | 0 | 0 | 0 | 0 | 0 | 0 | 251998.3149 | -111708.9995 | 0 | 0 | 0 | 0 | 0 | 0 | 0 | 0 | 0 | 0 | 0 | 0 | 0 | 0 | 0
2016-11-15 14:00 | 0 | 0 | 0 | 0 | 0 | 437844.8514 | 210065.151 | 429103 | 0 | 0 | 0 | 0 | 355079.5981 | 3070351.9413 | 0 | 0 | 0 | 0 | 0 | 0 | 0 | 0 | 0 | 0 | 0 | 0 | 0 | 0 | 0 | 0 | 103081.2832 | 115725.7193 | 0 | 0 | 0 | 0 | 0 | 0 | 0 | 0 | 0 | 0 | 0 | 0 | 0 | 0 | 0
2016-11-15 15:00 | 0 | 0 | 0 | 0 | 0 | 0 | 590094.9852 | 428933 | 0 | 0 | 0 | 0 | 400515.8641 | 3186077.6605 | 0 | 0 | 0 | 0 | 0 | 0 | 0 | 0 | 0 | 0 | 0 | 0 | 0 | 0 | 0 | 0 | 45436.266 | 115725.7193 | 0 | 0 | 0 | 0 | 0 | 0 | 0 | 0 | 0 | 0 | 0 | 0 | 0 | 0 | 0
2016-11-15 16:00 | 0 | 0 | 0 | 0 | 0 | 101784.4851 | 692982.5492 | 427043 | 0 | 0 | 0 | 0 | 652514.179 | 3301803.3798 | 0 | 0 | 0 | 0 | 0 | 0 | 0 | 0 | 0 | 0 | 0 | 0 | 0 | 0 | 0 | 0 | 251998.3149 | 115725.7193 | 0 | 0 | 0 | 0 | 0 | 0 | 0 | 0 | 0 | 0 | 0 | 0 | 0 | 0 | 0
2016-11-15 17:00 | 0 | 0 | 0 | 0 | 0 | 0 | 664619.834 | 426613 | 0 | 0 | 0 | 0 | 774795.2937 | 3417529.0991 | 0 | 0 | 0 | 0 | 0 | 0 | 0 | 0 | 0 | 0 | 0 | 0 | 0 | 0 | 0 | 0 | 122281.1147 | 115725.7193 | 0 | 0 | 0 | 0 | 0 | 0 | 0 | 0 | 0 | 0 | 0 | 0 | 0 | 0 | 0
2016-11-15 18:00 | 0 | 0 | 0 | 0 | 0 | 0 | 620291.7931 | 428470 | 0 | 0 | 0 | 0 | 850891.3676 | 3533254.8184 | 0 | 0 | 0 | 0 | 0 | 0 | 0 | 0 | 0 | 0 | 0 | 0 | 0 | 0 | 0 | 0 | 76096.0738 | 115725.7193 | 0 | 0 | 0 | 0 | 0 | 0 | 0 | 0 | 0 | 0 | 0 | 0 | 0 | 0 | 0
2016-11-15 19:00 | 0 | 0 | 0 | 0 | 0 | 0 | 601826.1301 | 429860 | 0 | 0 | 0 | 0 | 907131.7783 | 3648980.5377 | 0 | 0 | 0 | 0 | 0 | 0 | 0 | 0 | 0 | 0 | 0 | 0 | 0 | 0 | 0 | 0 | 56240.4108 | 115725.7193 | 0 | 0 | 0 | 0 | 0 | 0 | 0 | 0 | 0 | 0 | 0 | 0 | 0 | 0 | 0
2016-11-15 20:00 | 0 | 0 | 0 | 0 | 0 | 0 | 615098.4261 | 431192 | 0 | 0 | 0 | 0 | 975312.4851 | 3764706.257 | 0 | 0 | 0 | 0 | 0 | 0 | 0 | 0 | 0 | 0 | 0 | 0 | 0 | 0 | 0 | 0 | 68180.7068 | 115725.7193 | 0 | 0 | 0 | 0 | 0 | 0 | 0 | 0 | 0 | 0 | 0 | 0 | 0 | 0 | 0
2016-11-15 21:00 | 0 | 0 | 0 | 0 | 0 | 0 | 641450.7447 | 435035 | 0 | 0 | 0 | 0 | 1066002.5106 | 3880431.9763 | 0 | 0 | 0 | 0 | 0 | 0 | 0 | 0 | 0 | 0 | 0 | 0 | 0 | 0 | 0 | 0 | 90690.0255 | 115725.7193 | 0 | 0 | 0 | 0 | 0 | 0 | 0 | 0 | 0 | 0 | 0 | 0 | 0 | 0 | 0
2016-11-15 22:00 | 0 | 0 | 0 | 0 | 0 | 0 | 600008.8337 | 447443 | 0 | 0 | 0 | 0 | 1102842.625 | 3996157.6956 | 0 | 0 | 0 | 0 | 0 | 0 | 0 | 0 | 0 | 0 | 0 | 0 | 0 | 0 | 0 | 0 | 36840.1144 | 115725.7193 | 0 | 0 | 0 | 0 | 0 | 0 | 0 | 0 | 0 | 0 | 0 | 0 | 0 | 0 | 0
2016-11-15 23:00 | 0 | 0 | 0 | 0 | 0 | 18865.1879 | 302522.2164 | 457660 | 0 | 0 | 0 | 0 | 850844.3101 | 4111883.4149 | 0 | 0 | 0 | 0 | 0 | 0 | 0 | 0 | 0 | 0 | 0 | 0 | 0 | 0 | 0 | 0 | -251998.3149 | 115725.7193 | 0 | 0 | 0 | 0 | 0 | 0 | 0 | 0 | 0 | 0 | 0 | 0 | 0 | 0 | 0
2016-11-16 | 0 | 0 | 0 | 0 | 0 | 366070.6289 | 15500.5968 | 459462 | 0 | 0 | 0 | 0 | 657227.8165 | 4227609.1342 | 0 | 0 | 0 | 0 | 0 | 0 | 0 | 0 | 0 | 0 | 0 | 0 | 0 | 0 | 0 | 0 | -193616.4936 | 115725.7193 | 0 | 0 | 0 | 0 | 0 | 0 | 0 | 0 | 0 | 0 | 0 | 0 | 0 | 0 | 0
2016-11-16 01:00 | 0 | 0 | 0 | 0 | 0 | 434773.0632 | 0 | 454621 | 0 | 0 | 0 | 0 | 521654.1604 | 4343334.8535 | 0 | 0 | 0 | 0 | 0 | 0 | 0 | 0 | 0 | 0 | 0 | 0 | 0 | 0 | 0 | 0 | -135573.6561 | 115725.7193 | 0 | 0 | 0 | 0 | 0 | 0 | 0 | 0 | 0 | 0 | 0 | 0 | 0 | 0 | 0
2016-11-16 02:00 | 0 | 0 | 0 | 0 | 0 | 303179.4044 | 0 | 439452 | 0 | 0 | 0 | 0 | 269655.8455 | 4459060.5728 | 0 | 0 | 0 | 0 | 0 | 0 | 0 | 0 | 0 | 0 | 0 | 0 | 0 | 0 | 0 | 0 | -251998.3149 | 115725.7193 | 0 | 0 | 0 | 0 | 0 | 0 | 0 | 0 | 0 | 0 | 0 | 0 | 0 | 0 | 0
2016-11-16 03:00 | 0 | 0 | 0 | 0 | 0 | 280547.4044 | 0 | 416820 | 0 | 0 | 0 | 0 | 17657.5305 | 4574786.2921 | 0 | 0 | 0 | 0 | 0 | 0 | 0 | 0 | 0 | 0 | 0 | 0 | 0 | 0 | 0 | 0 | -251998.3149 | 115725.7193 | 0 | 0 | 0 | 0 | 0 | 0 | 0 | 0 | 0 | 0 | 0 | 0 | 0 | 0 | 0
2016-11-16 04:00 | 0 | 0 | 0 | 0 | 0 | 511199.0651 | 0 | 392584 | 0 | 0 | 0 | 0 | 251998.3149 | 4459060.5728 | 0 | 0 | 0 | 0 | 0 | 0 | 0 | 0 | 0 | 0 | 0 | 0 | 0 | 0 | 0 | 0 | 234340.7844 | -115725.7193 | 0 | 0 | 0 | 0 | 0 | 0 | 0 | 0 | 0 | 0 | 0 | 0 | 0 | 0 | 0
2016-11-16 05:00 | 0 | 0 | 0 | 0 | 0 | 3942.9658 | 0 | 371667 | 0 | 0 | 0 | 0 | 0 | 4343334.8535 | 0 | 0 | 0 | 0 | 0 | 0 | 0 | 0 | 0 | 0 | 0 | 0 | 0 | 0 | 0 | 0 | -251998.3149 | -115725.7193 | 0 | 0 | 0 | 0 | 0 | 0 | 0 | 0 | 0 | 0 | 0 | 0 | 0 | 0 | 0
2016-11-16 06:00 | 0 | 0 | 0 | 0 | 0 | 551305.4992 | 0 | 357214 | 0 | 0 | 0 | 0 | 251998.3149 | 4285428.0378 | 0 | 0 | 0 | 0 | 0 | 0 | 0 | 0 | 0 | 0 | 0 | 0 | 0 | 0 | 0 | 0 | 251998.3149 | -57906.8157 | 0 | 0 | 0 | 0 | 0 | 0 | 0 | 0 | 0 | 0 | 0 | 0 | 0 | 0 | 0
2016-11-16 07:00 | 0 | 0 | 0 | 0 | 0 | 0 | 0 | 349218 | 0 | 0 | 0 | 0 | 18506.0342 | 4169702.3185 | 0 | 0 | 0 | 0 | 0 | 0 | 0 | 0 | 0 | 0 | 0 | 0 | 0 | 0 | 0 | 0 | -233492.2807 | -115725.7193 | 0 | 0 | 0 | 0 | 0 | 0 | 0 | 0 | 0 | 0 | 0 | 0 | 0 | 0 | 0
2016-11-16 08:00 | 0 | 0 | 0 | 0 | 0 | 481987.5956 | 0 | 345715 | 0 | 0 | 0 | 0 | 270504.3492 | 4053976.5992 | 0 | 0 | 0 | 0 | 0 | 0 | 0 | 0 | 0 | 0 | 0 | 0 | 0 | 0 | 0 | 0 | 251998.3149 | -115725.7193 | 0 | 0 | 0 | 0 | 0 | 0 | 0 | 0 | 0 | 0 | 0 | 0 | 0 | 0 | 0
2016-11-16 09:00 | 0 | 0 | 0 | 0 | 0 | 211603.4044 | 0 | 347876 | 0 | 0 | 0 | 0 | 18506.0342 | 4169702.3185 | 0 | 0 | 0 | 0 | 0 | 0 | 0 | 0 | 0 | 0 | 0 | 0 | 0 | 0 | 0 | 0 | -251998.3149 | 115725.7193 | 0 | 0 | 0 | 0 | 0 | 0 | 0 | 0 | 0 | 0 | 0 | 0 | 0 | 0 | 0
2016-11-16 10:00 | 0 | 0 | 0 | 0 | 0 | 227878.2465 | 0 | 362110 | 0 | 0 | 0 | 0 | 0 | 4053976.5992 | 0 | 0 | 0 | 0 | 0 | 0 | 0 | 0 | 0 | 0 | 0 | 0 | 0 | 0 | 0 | 0 | -18506.0342 | -115725.7193 | 0 | 0 | 0 | 0 | 0 | 0 | 0 | 0 | 0 | 0 | 0 | 0 | 0 | 0 | 0
2016-11-16 11:00 | 0 | 0 | 0 | 0 | 0 | 620493.8064 | 0 | 392804 | 0 | 0 | 0 | 0 | 251998.3149 | 4029668.0906 | 0 | 0 | 0 | 0 | 0 | 0 | 0 | 0 | 0 | 0 | 0 | 0 | 0 | 0 | 0 | 0 | 251998.3149 | -24308.5086 | 0 | 0 | 0 | 0 | 0 | 0 | 0 | 0 | 0 | 0 | 0 | 0 | 0 | 0 | 0
2016-11-16 12:00 | 0 | 0 | 0 | 0 | 0 | 50306.9658 | 0 | 418031 | 0 | 0 | 0 | 0 | 0 | 3913942.3713 | 0 | 0 | 0 | 0 | 0 | 0 | 0 | 0 | 0 | 0 | 0 | 0 | 0 | 0 | 0 | 0 | -251998.3149 | -115725.7193 | 0 | 0 | 0 | 0 | 0 | 0 | 0 | 0 | 0 | 0 | 0 | 0 | 0 | 0 | 0
2016-11-16 13:00 | 0 | 0 | 0 | 0 | 0 | 562217.1413 | 27.4543 | 425972 | 0 | 0 | 0 | 0 | 251998.3149 | 3798216.652 | 0 | 0 | 0 | 0 | 0 | 0 | 0 | 0 | 0 | 0 | 0 | 0 | 0 | 0 | 0 | 0 | 251998.3149 | -115725.7193 | 0 | 0 | 0 | 0 | 0 | 0 | 0 | 0 | 0 | 0 | 0 | 0 | 0 | 0 | 0
2016-11-16 14:00 | 0 | 0 | 0 | 0 | 0 | 422069.1362 | 141800.4595 | 427597 | 0 | 0 | 0 | 0 | 503996.6299 | 3682490.9328 | 0 | 0 | 0 | 0 | 0 | 0 | 0 | 0 | 0 | 0 | 0 | 0 | 0 | 0 | 0 | 0 | 251998.3149 | -115725.7193 | 0 | 0 | 0 | 0 | 0 | 0 | 0 | 0 | 0 | 0 | 0 | 0 | 0 | 0 | 0
2016-11-16 15:00 | 0 | 0 | 0 | 0 | 0 | 0 | 334071.5886 | 427627 | 0 | 0 | 0 | 0 | 526166.9377 | 3566765.2135 | 0 | 0 | 0 | 0 | 0 | 0 | 0 | 0 | 0 | 0 | 0 | 0 | 0 | 0 | 0 | 0 | 22170.3078 | -115725.7193 | 0 | 0 | 0 | 0 | 0 | 0 | 0 | 0 | 0 | 0 | 0 | 0 | 0 | 0 | 0
2016-11-16 16:00 | 0 | 0 | 0 | 0 | 0 | 0 | 468175.7764 | 426578 | 0 | 0 | 0 | 0 | 683490.4335 | 3451039.4942 | 0 | 0 | 0 | 0 | 0 | 0 | 0 | 0 | 0 | 0 | 0 | 0 | 0 | 0 | 0 | 0 | 157323.4957 | -115725.7193 | 0 | 0 | 0 | 0 | 0 | 0 | 0 | 0 | 0 | 0 | 0 | 0 | 0 | 0 | 0
2016-11-16 17:00 | 0 | 0 | 0 | 0 | 0 | 53352.2178 | 509165.3779 | 426245 | 0 | 0 | 0 | 0 | 935488.7484 | 3335313.7749 | 0 | 0 | 0 | 0 | 0 | 0 | 0 | 0 | 0 | 0 | 0 | 0 | 0 | 0 | 0 | 0 | 251998.3149 | -115725.7193 | 0 | 0 | 0 | 0 | 0 | 0 | 0 | 0 | 0 | 0 | 0 | 0 | 0 | 0 | 0
2016-11-16 18:00 | 0 | 0 | 0 | 0 | 0 | 0 | 508376.0752 | 428712 | 0 | 0 | 0 | 0 | 1130878.5429 | 3219588.0556 | 0 | 0 | 0 | 0 | 0 | 0 | 0 | 0 | 0 | 0 | 0 | 0 | 0 | 0 | 0 | 0 | 195389.7945 | -115725.7193 | 0 | 0 | 0 | 0 | 0 | 0 | 0 | 0 | 0 | 0 | 0 | 0 | 0 | 0 | 0
2016-11-16 19:00 | 0 | 0 | 0 | 0 | 0 | 0 | 501982.926 | 430296 | 0 | 0 | 0 | 0 | 1318291.1883 | 3103862.3363 | 0 | 0 | 0 | 0 | 0 | 0 | 0 | 0 | 0 | 0 | 0 | 0 | 0 | 0 | 0 | 0 | 187412.6453 | -115725.7193 | 0 | 0 | 0 | 0 | 0 | 0 | 0 | 0 | 0 | 0 | 0 | 0 | 0 | 0 | 0
2016-11-16 20:00 | 0 | 0 | 0 | 0 | 0 | 0 | 506444.1457 | 431956 | 0 | 0 | 0 | 0 | 1342730.7544 | 3153910.9158 | 0 | 0 | 0 | 0 | 0 | 0 | 0 | 0 | 0 | 0 | 0 | 0 | 0 | 0 | 0 | 0 | 24439.5661 | 50048.5795 | 0 | 0 | 0 | 0 | 0 | 0 | 0 | 0 | 0 | 0 | 0 | 0 | 0 | 0 | 0
2016-11-16 21:00 | 0 | 0 | 0 | 0 | 0 | 0 | 492907.6764 | 435639 | 0 | 0 | 0 | 0 | 1515725.1501 | 3038185.1965 | 0 | 0 | 0 | 0 | 0 | 0 | 0 | 0 | 0 | 0 | 0 | 0 | 0 | 0 | 0 | 0 | 172994.3957 | -115725.7193 | 0 | 0 | 0 | 0 | 0 | 0 | 0 | 0 | 0 | 0 | 0 | 0 | 0 | 0 | 0
2016-11-16 22:00 | 0 | 0 | 0 | 0 | 0 | 0 | 411097.2409 | 446127 | 0 | 0 | 0 | 0 | 1364969.6717 | 3153910.9158 | 0 | 0 | 0 | 0 | 0 | 0 | 0 | 0 | 0 | 0 | 0 | 0 | 0 | 0 | 0 | 0 | -150755.4784 | 115725.7193 | 0 | 0 | 0 | 0 | 0 | 0 | 0 | 0 | 0 | 0 | 0 | 0 | 0 | 0 | 0
2016-11-16 23:00 | 0 | 0 | 0 | 0 | 0 | 0 | 195911.1152 | 456617 | 0 | 0 | 0 | 0 | 1219989.5062 | 3038185.1965 | 0 | 0 | 0 | 0 | 0 | 0 | 0 | 0 | 0 | 0 | 0 | 0 | 0 | 0 | 0 | 0 | -144980.1655 | -115725.7193 | 0 | 0 | 0 | 0 | 0 | 0 | 0 | 0 | 0 | 0 | 0 | 0 | 0 | 0 | 0
2016-11-17 | 0 | 0 | 0 | 0 | 0 | 71419.3426 | 19244.6232 | 458388 | 0 | 0 | 0 | 0 | 967991.1913 | 2922459.4772 | 0 | 0 | 0 | 0 | 0 | 0 | 0 | 0 | 0 | 0 | 0 | 0 | 0 | 0 | 0 | 0 | -251998.3149 | -115725.7193 | 0 | 0 | 0 | 0 | 0 | 0 | 0 | 0 | 0 | 0 | 0 | 0 | 0 | 0 | 0
2016-11-17 01:00 | 0 | 0 | 0 | 0 | 0 | 779461.8504 | 0 | 453785 | 0 | 0 | 0 | 0 | 1219989.5062 | 2996138.0126 | 0 | 0 | 0 | 0 | 0 | 0 | 0 | 0 | 0 | 0 | 0 | 0 | 0 | 0 | 0 | 0 | 251998.3149 | 73678.5354 | 0 | 0 | 0 | 0 | 0 | 0 | 0 | 0 | 0 | 0 | 0 | 0 | 0 | 0 | 0
2016-11-17 02:00 | 0 | 0 | 0 | 0 | 0 | 303670.4044 | 0 | 439943 | 0 | 0 | 0 | 0 | 967991.1913 | 3111863.7319 | 0 | 0 | 0 | 0 | 0 | 0 | 0 | 0 | 0 | 0 | 0 | 0 | 0 | 0 | 0 | 0 | -251998.3149 | 115725.7193 | 0 | 0 | 0 | 0 | 0 | 0 | 0 | 0 | 0 | 0 | 0 | 0 | 0 | 0 | 0
2016-11-17 03:00 | 0 | 0 | 0 | 0 | 0 | 553854.5956 | 0 | 417582 | 0 | 0 | 0 | 0 | 1219989.5062 | 2996138.0126 | 0 | 0 | 0 | 0 | 0 | 0 | 0 | 0 | 0 | 0 | 0 | 0 | 0 | 0 | 0 | 0 | 251998.3149 | -115725.7193 | 0 | 0 | 0 | 0 | 0 | 0 | 0 | 0 | 0 | 0 | 0 | 0 | 0 | 0 | 0
2016-11-17 04:00 | 0 | 0 | 0 | 0 | 0 | 26182.9658 | 0 | 393907 | 0 | 0 | 0 | 0 | 967991.1913 | 2880412.2933 | 0 | 0 | 0 | 0 | 0 | 0 | 0 | 0 | 0 | 0 | 0 | 0 | 0 | 0 | 0 | 0 | -251998.3149 | -115725.7193 | 0 | 0 | 0 | 0 | 0 | 0 | 0 | 0 | 0 | 0 | 0 | 0 | 0 | 0 | 0
2016-11-17 05:00 | 0 | 0 | 0 | 0 | 0 | 237559.4044 | 0 | 373832 | 0 | 0 | 0 | 0 | 715992.8764 | 2996138.0126 | 0 | 0 | 0 | 0 | 0 | 0 | 0 | 0 | 0 | 0 | 0 | 0 | 0 | 0 | 0 | 0 | -251998.3149 | 115725.7193 | 0 | 0 | 0 | 0 | 0 | 0 | 0 | 0 | 0 | 0 | 0 | 0 | 0 | 0 | 0
2016-11-17 06:00 | 0 | 0 | 0 | 0 | 0 | 495186.5956 | 0 | 358914 | 0 | 0 | 0 | 0 | 967991.1913 | 2880412.2933 | 0 | 0 | 0 | 0 | 0 | 0 | 0 | 0 | 0 | 0 | 0 | 0 | 0 | 0 | 0 | 0 | 251998.3149 | -115725.7193 | 0 | 0 | 0 | 0 | 0 | 0 | 0 | 0 | 0 | 0 | 0 | 0 | 0 | 0 | 0
2016-11-17 07:00 | 0 | 0 | 0 | 0 | 0 | 0 | 0 | 349622 | 0 | 0 | 0 | 0 | 734094.9106 | 2764686.574 | 0 | 0 | 0 | 0 | 0 | 0 | 0 | 0 | 0 | 0 | 0 | 0 | 0 | 0 | 0 | 0 | -233896.2807 | -115725.7193 | 0 | 0 | 0 | 0 | 0 | 0 | 0 | 0 | 0 | 0 | 0 | 0 | 0 | 0 | 0
2016-11-17 08:00 | 0 | 0 | 0 | 0 | 0 | 0 | 0 | 345824 | 0 | 0 | 0 | 0 | 503996.6299 | 2648960.8547 | 0 | 0 | 0 | 0 | 0 | 0 | 0 | 0 | 0 | 0 | 0 | 0 | 0 | 0 | 0 | 0 | -230098.2807 | -115725.7193 | 0 | 0 | 0 | 0 | 0 | 0 | 0 | 0 | 0 | 0 | 0 | 0 | 0 | 0 | 0
2016-11-17 09:00 | 0 | 0 | 0 | 0 | 0 | 485419.5956 | 0 | 349147 | 0 | 0 | 0 | 0 | 755994.9448 | 2533235.1354 | 0 | 0 | 0 | 0 | 0 | 0 | 0 | 0 | 0 | 0 | 0 | 0 | 0 | 0 | 0 | 0 | 251998.3149 | -115725.7193 | 0 | 0 | 0 | 0 | 0 | 0 | 0 | 0 | 0 | 0 | 0 | 0 | 0 | 0 | 0
2016-11-17 10:00 | 0 | 0 | 0 | 0 | 0 | 226095.4044 | 0 | 362368 | 0 | 0 | 0 | 0 | 503996.6299 | 2648960.8547 | 0 | 0 | 0 | 0 | 0 | 0 | 0 | 0 | 0 | 0 | 0 | 0 | 0 | 0 | 0 | 0 | -251998.3149 | 115725.7193 | 0 | 0 | 0 | 0 | 0 | 0 | 0 | 0 | 0 | 0 | 0 | 0 | 0 | 0 | 0
2016-11-17 11:00 | 0 | 0 | 0 | 0 | 0 | 23937.9658 | 0 | 391662 | 0 | 0 | 0 | 0 | 251998.3149 | 2533235.1354 | 0 | 0 | 0 | 0 | 0 | 0 | 0 | 0 | 0 | 0 | 0 | 0 | 0 | 0 | 0 | 0 | -251998.3149 | -115725.7193 | 0 | 0 | 0 | 0 | 0 | 0 | 0 | 0 | 0 | 0 | 0 | 0 | 0 | 0 | 0
2016-11-17 12:00 | 0 | 0 | 0 | 0 | 0 | 49557.9658 | 0 | 417282 | 0 | 0 | 0 | 0 | 0 | 2417509.4161 | 0 | 0 | 0 | 0 | 0 | 0 | 0 | 0 | 0 | 0 | 0 | 0 | 0 | 0 | 0 | 0 | -251998.3149 | -115725.7193 | 0 | 0 | 0 | 0 | 0 | 0 | 0 | 0 | 0 | 0 | 0 | 0 | 0 | 0 | 0
2016-11-17 13:00 | 0 | 0 | 0 | 0 | 0 | 589289.8355 | 18.8617 | 425836 | 0 | 0 | 0 | 0 | 208081.844 | 2372900.2694 | 0 | 0 | 0 | 0 | 0 | 0 | 0 | 0 | 0 | 0 | 0 | 0 | 0 | 0 | 0 | 0 | 208081.844 | -44609.1468 | 0 | 0 | 0 | 0 | 0 | 0 | 0 | 0 | 0 | 0 | 0 | 0 | 0 | 0 | 0
2016-11-17 14:00 | 0 | 0 | 0 | 0 | 0 | 0 | 104711.4367 | 428519 | 0 | 0 | 0 | 0 | 0 | 2257174.5501 | 0 | 0 | 0 | 0 | 0 | 0 | 0 | 0 | 0 | 0 | 0 | 0 | 0 | 0 | 0 | 0 | -208081.844 | -115725.7193 | 0 | 0 | 0 | 0 | 0 | 0 | 0 | 0 | 0 | 0 | 0 | 0 | 0 | 0 | 0
2016-11-17 15:00 | 0 | 0 | 0 | 0 | 0 | 0 | 445088.9023 | 429950 | 0 | 0 | 0 | 0 | 0 | 2272313.4523 | 0 | 0 | 0 | 0 | 0 | 0 | 0 | 0 | 0 | 0 | 0 | 0 | 0 | 0 | 0 | 0 | 0 | 15138.9023 | 0 | 0 | 0 | 0 | 0 | 0 | 0 | 0 | 0 | 0 | 0 | 0 | 0 | 0 | 0
2016-11-17 16:00 | 0 | 0 | 0 | 0 | 0 | 0 | 588685.7666 | 428367 | 0 | 0 | 0 | 0 | 251998.3149 | 2180633.904 | 0 | 0 | 0 | 0 | 0 | 0 | 0 | 0 | 0 | 0 | 0 | 0 | 0 | 0 | 0 | 0 | 251998.3149 | -91679.5483 | 0 | 0 | 0 | 0 | 0 | 0 | 0 | 0 | 0 | 0 | 0 | 0 | 0 | 0 | 0
2016-11-17 17:00 | 0 | 0 | 0 | 0 | 0 | 0 | 588229.4154 | 428497 | 0 | 0 | 0 | 0 | 503996.6299 | 2088368.0045 | 0 | 0 | 0 | 0 | 0 | 0 | 0 | 0 | 0 | 0 | 0 | 0 | 0 | 0 | 0 | 0 | 251998.3149 | -92265.8995 | 0 | 0 | 0 | 0 | 0 | 0 | 0 | 0 | 0 | 0 | 0 | 0 | 0 | 0 | 0
2016-11-17 18:00 | 0 | 0 | 0 | 0 | 0 | 0 | 564196.0701 | 429853 | 0 | 0 | 0 | 0 | 754065.4193 | 1972642.2852 | 0 | 0 | 0 | 0 | 0 | 0 | 0 | 0 | 0 | 0 | 0 | 0 | 0 | 0 | 0 | 0 | 250068.7894 | -115725.7193 | 0 | 0 | 0 | 0 | 0 | 0 | 0 | 0 | 0 | 0 | 0 | 0 | 0 | 0 | 0
2016-11-17 19:00 | 0 | 0 | 0 | 0 | 0 | 0 | 552672.3456 | 431227 | 0 | 0 | 0 | 0 | 991236.4842 | 1856916.5659 | 0 | 0 | 0 | 0 | 0 | 0 | 0 | 0 | 0 | 0 | 0 | 0 | 0 | 0 | 0 | 0 | 237171.0649 | -115725.7193 | 0 | 0 | 0 | 0 | 0 | 0 | 0 | 0 | 0 | 0 | 0 | 0 | 0 | 0 | 0
2016-11-17 20:00 | 0 | 0 | 0 | 0 | 0 | 0 | 558864.3952 | 432204 | 0 | 0 | 0 | 0 | 1233622.5988 | 1741190.8466 | 0 | 0 | 0 | 0 | 0 | 0 | 0 | 0 | 0 | 0 | 0 | 0 | 0 | 0 | 0 | 0 | 242386.1145 | -115725.7193 | 0 | 0 | 0 | 0 | 0 | 0 | 0 | 0 | 0 | 0 | 0 | 0 | 0 | 0 | 0
2016-11-17 21:00 | 0 | 0 | 0 | 0 | 0 | 0 | 574326.3737 | 434647 | 0 | 0 | 0 | 0 | 1257576.2532 | 1856916.5659 | 0 | 0 | 0 | 0 | 0 | 0 | 0 | 0 | 0 | 0 | 0 | 0 | 0 | 0 | 0 | 0 | 23953.6544 | 115725.7193 | 0 | 0 | 0 | 0 | 0 | 0 | 0 | 0 | 0 | 0 | 0 | 0 | 0 | 0 | 0
2016-11-17 22:00 | 0 | 0 | 0 | 0 | 0 | 0 | 562711.9201 | 445468 | 0 | 0 | 0 | 0 | 1490545.8926 | 1741190.8466 | 0 | 0 | 0 | 0 | 0 | 0 | 0 | 0 | 0 | 0 | 0 | 0 | 0 | 0 | 0 | 0 | 232969.6394 | -115725.7193 | 0 | 0 | 0 | 0 | 0 | 0 | 0 | 0 | 0 | 0 | 0 | 0 | 0 | 0 | 0
2016-11-17 23:00 | 0 | 0 | 0 | 0 | 0 | 0 | 312601.5273 | 455817 | 0 | 0 | 0 | 0 | 1463056.1392 | 1625465.1273 | 0 | 0 | 0 | 0 | 0 | 0 | 0 | 0 | 0 | 0 | 0 | 0 | 0 | 0 | 0 | 0 | -27489.7534 | -115725.7193 | 0 | 0 | 0 | 0 | 0 | 0 | 0 | 0 | 0 | 0 | 0 | 0 | 0 | 0 | 0
2016-11-18 | 0 | 0 | 0 | 0 | 0 | 73528.3404 | 17472.6254 | 458725 | 0 | 0 | 0 | 0 | 1211057.8243 | 1509739.408 | 0 | 0 | 0 | 0 | 0 | 0 | 0 | 0 | 0 | 0 | 0 | 0 | 0 | 0 | 0 | 0 | -251998.3149 | -115725.7193 | 0 | 0 | 0 | 0 | 0 | 0 | 0 | 0 | 0 | 0 | 0 | 0 | 0 | 0 | 0
2016-11-18 01:00 | 0 | 0 | 0 | 0 | 0 | 619988.4697 | 0 | 455329 | 0 | 0 | 0 | 0 | 1259991.5747 | 1625465.1273 | 0 | 0 | 0 | 0 | 0 | 0 | 0 | 0 | 0 | 0 | 0 | 0 | 0 | 0 | 0 | 0 | 48933.7504 | 115725.7193 | 0 | 0 | 0 | 0 | 0 | 0 | 0 | 0 | 0 | 0 | 0 | 0 | 0 | 0 | 0
2016-11-18 02:00 | 0 | 0 | 0 | 0 | 0 | 73989.9658 | 0 | 441714 | 0 | 0 | 0 | 0 | 1007993.2598 | 1509739.408 | 0 | 0 | 0 | 0 | 0 | 0 | 0 | 0 | 0 | 0 | 0 | 0 | 0 | 0 | 0 | 0 | -251998.3149 | -115725.7193 | 0 | 0 | 0 | 0 | 0 | 0 | 0 | 0 | 0 | 0 | 0 | 0 | 0 | 0 | 0
2016-11-18 03:00 | 0 | 0 | 0 | 0 | 0 | 556497.5956 | 0 | 420225 | 0 | 0 | 0 | 0 | 1259991.5747 | 1394013.6887 | 0 | 0 | 0 | 0 | 0 | 0 | 0 | 0 | 0 | 0 | 0 | 0 | 0 | 0 | 0 | 0 | 251998.3149 | -115725.7193 | 0 | 0 | 0 | 0 | 0 | 0 | 0 | 0 | 0 | 0 | 0 | 0 | 0 | 0 | 0
2016-11-18 04:00 | 0 | 0 | 0 | 0 | 0 | 30194.9658 | 0 | 397919 | 0 | 0 | 0 | 0 | 1007993.2598 | 1278287.9694 | 0 | 0 | 0 | 0 | 0 | 0 | 0 | 0 | 0 | 0 | 0 | 0 | 0 | 0 | 0 | 0 | -251998.3149 | -115725.7193 | 0 | 0 | 0 | 0 | 0 | 0 | 0 | 0 | 0 | 0 | 0 | 0 | 0 | 0 | 0
2016-11-18 05:00 | 0 | 0 | 0 | 0 | 0 | 9767.9658 | 0 | 377492 | 0 | 0 | 0 | 0 | 755994.9448 | 1162562.2501 | 0 | 0 | 0 | 0 | 0 | 0 | 0 | 0 | 0 | 0 | 0 | 0 | 0 | 0 | 0 | 0 | -251998.3149 | -115725.7193 | 0 | 0 | 0 | 0 | 0 | 0 | 0 | 0 | 0 | 0 | 0 | 0 | 0 | 0 | 0
2016-11-18 06:00 | 0 | 0 | 0 | 0 | 0 | 497718.5956 | 0 | 361446 | 0 | 0 | 0 | 0 | 1007993.2598 | 1046836.5308 | 0 | 0 | 0 | 0 | 0 | 0 | 0 | 0 | 0 | 0 | 0 | 0 | 0 | 0 | 0 | 0 | 251998.3149 | -115725.7193 | 0 | 0 | 0 | 0 | 0 | 0 | 0 | 0 | 0 | 0 | 0 | 0 | 0 | 0 | 0
2016-11-18 07:00 | 0 | 0 | 0 | 0 | 0 | 215477.4044 | 0 | 351750 | 0 | 0 | 0 | 0 | 755994.9448 | 1162562.2501 | 0 | 0 | 0 | 0 | 0 | 0 | 0 | 0 | 0 | 0 | 0 | 0 | 0 | 0 | 0 | 0 | -251998.3149 | 115725.7193 | 0 | 0 | 0 | 0 | 0 | 0 | 0 | 0 | 0 | 0 | 0 | 0 | 0 | 0 | 0
2016-11-18 08:00 | 0 | 0 | 0 | 0 | 0 | 0 | 0 | 347859 | 0 | 0 | 0 | 0 | 503996.6299 | 1066701.5651 | 0 | 0 | 0 | 0 | 0 | 0 | 0 | 0 | 0 | 0 | 0 | 0 | 0 | 0 | 0 | 0 | -251998.3149 | -95860.6851 | 0 | 0 | 0 | 0 | 0 | 0 | 0 | 0 | 0 | 0 | 0 | 0 | 0 | 0 | 0
2016-11-18 09:00 | 0 | 0 | 0 | 0 | 0 | 717896.0342 | 0 | 350172 | 0 | 0 | 0 | 0 | 755994.9448 | 1182427.2844 | 0 | 0 | 0 | 0 | 0 | 0 | 0 | 0 | 0 | 0 | 0 | 0 | 0 | 0 | 0 | 0 | 251998.3149 | 115725.7193 | 0 | 0 | 0 | 0 | 0 | 0 | 0 | 0 | 0 | 0 | 0 | 0 | 0 | 0 | 0
2016-11-18 10:00 | 0 | 0 | 0 | 0 | 0 | 0 | 0 | 362246 | 0 | 0 | 0 | 0 | 503996.6299 | 1072179.5993 | 0 | 0 | 0 | 0 | 0 | 0 | 0 | 0 | 0 | 0 | 0 | 0 | 0 | 0 | 0 | 0 | -251998.3149 | -110247.6851 | 0 | 0 | 0 | 0 | 0 | 0 | 0 | 0 | 0 | 0 | 0 | 0 | 0 | 0 | 0
2016-11-18 11:00 | 0 | 0 | 0 | 0 | 0 | 23005.9658 | 0 | 390730 | 0 | 0 | 0 | 0 | 251998.3149 | 956453.88 | 0 | 0 | 0 | 0 | 0 | 0 | 0 | 0 | 0 | 0 | 0 | 0 | 0 | 0 | 0 | 0 | -251998.3149 | -115725.7193 | 0 | 0 | 0 | 0 | 0 | 0 | 0 | 0 | 0 | 0 | 0 | 0 | 0 | 0 | 0
2016-11-18 12:00 | 0 | 0 | 0 | 0 | 0 | 47705.9658 | 0 | 415430 | 0 | 0 | 0 | 0 | 0 | 840728.1607 | 0 | 0 | 0 | 0 | 0 | 0 | 0 | 0 | 0 | 0 | 0 | 0 | 0 | 0 | 0 | 0 | -251998.3149 | -115725.7193 | 0 | 0 | 0 | 0 | 0 | 0 | 0 | 0 | 0 | 0 | 0 | 0 | 0 | 0 | 0
2016-11-18 13:00 | 0 | 0 | 0 | 0 | 0 | 736507.6802 | 24.625 | 424480 | 0 | 0 | 0 | 0 | 251998.3149 | 900782.151 | 0 | 0 | 0 | 0 | 0 | 0 | 0 | 0 | 0 | 0 | 0 | 0 | 0 | 0 | 0 | 0 | 251998.3149 | 60053.9903 | 0 | 0 | 0 | 0 | 0 | 0 | 0 | 0 | 0 | 0 | 0 | 0 | 0 | 0 | 0
2016-11-18 14:00 | 0 | 0 | 0 | 0 | 0 | 427461.2864 | 138114.3093 | 429303 | 0 | 0 | 0 | 0 | 503996.6299 | 785056.4317 | 0 | 0 | 0 | 0 | 0 | 0 | 0 | 0 | 0 | 0 | 0 | 0 | 0 | 0 | 0 | 0 | 251998.3149 | -115725.7193 | 0 | 0 | 0 | 0 | 0 | 0 | 0 | 0 | 0 | 0 | 0 | 0 | 0 | 0 | 0
2016-11-18 15:00 | 0 | 0 | 0 | 0 | 0 | 0 | 608615.8702 | 432262 | 0 | 0 | 0 | 0 | 755994.9448 | 709411.987 | 0 | 0 | 0 | 0 | 0 | 0 | 0 | 0 | 0 | 0 | 0 | 0 | 0 | 0 | 0 | 0 | 251998.3149 | -75644.4447 | 0 | 0 | 0 | 0 | 0 | 0 | 0 | 0 | 0 | 0 | 0 | 0 | 0 | 0 | 0
2016-11-18 16:00 | 0 | 0 | 0 | 0 | 0 | 0 | 711025.5061 | 432288 | 0 | 0 | 0 | 0 | 1007993.2598 | 736151.1782 | 0 | 0 | 0 | 0 | 0 | 0 | 0 | 0 | 0 | 0 | 0 | 0 | 0 | 0 | 0 | 0 | 251998.3149 | 26739.1912 | 0 | 0 | 0 | 0 | 0 | 0 | 0 | 0 | 0 | 0 | 0 | 0 | 0 | 0 | 0
2016-11-18 17:00 | 0 | 0 | 0 | 0 | 0 | 0 | 692000.3916 | 431234 | 0 | 0 | 0 | 0 | 1259991.5747 | 744919.2548 | 0 | 0 | 0 | 0 | 0 | 0 | 0 | 0 | 0 | 0 | 0 | 0 | 0 | 0 | 0 | 0 | 251998.3149 | 8768.0766 | 0 | 0 | 0 | 0 | 0 | 0 | 0 | 0 | 0 | 0 | 0 | 0 | 0 | 0 | 0
2016-11-18 18:00 | 0 | 0 | 0 | 0 | 0 | 0 | 655439.9615 | 431637 | 0 | 0 | 0 | 0 | 1511989.8897 | 716723.9014 | 0 | 0 | 0 | 0 | 0 | 0 | 0 | 0 | 0 | 0 | 0 | 0 | 0 | 0 | 0 | 0 | 251998.3149 | -28195.3534 | 0 | 0 | 0 | 0 | 0 | 0 | 0 | 0 | 0 | 0 | 0 | 0 | 0 | 0 | 0
2016-11-18 19:00 | 0 | 0 | 0 | 0 | 0 | 0 | 636953.8828 | 431202 | 0 | 0 | 0 | 0 | 1763988.2046 | 670477.4692 | 0 | 0 | 0 | 0 | 0 | 0 | 0 | 0 | 0 | 0 | 0 | 0 | 0 | 0 | 0 | 0 | 251998.3149 | -46246.4322 | 0 | 0 | 0 | 0 | 0 | 0 | 0 | 0 | 0 | 0 | 0 | 0 | 0 | 0 | 0
2016-11-18 20:00 | 0 | 0 | 0 | 0 | 0 | 0 | 651183.3404 | 429761 | 0 | 0 | 0 | 0 | 2015986.5196 | 639901.4946 | 0 | 0 | 0 | 0 | 0 | 0 | 0 | 0 | 0 | 0 | 0 | 0 | 0 | 0 | 0 | 0 | 251998.3149 | -30575.9746 | 0 | 0 | 0 | 0 | 0 | 0 | 0 | 0 | 0 | 0 | 0 | 0 | 0 | 0 | 0
2016-11-18 21:00 | 0 | 0 | 0 | 0 | 0 | 0 | 683894.1969 | 429356 | 0 | 0 | 0 | 0 | 2267984.8345 | 642441.3766 | 0 | 0 | 0 | 0 | 0 | 0 | 0 | 0 | 0 | 0 | 0 | 0 | 0 | 0 | 0 | 0 | 251998.3149 | 2539.882 | 0 | 0 | 0 | 0 | 0 | 0 | 0 | 0 | 0 | 0 | 0 | 0 | 0 | 0 | 0
2016-11-18 22:00 | 0 | 0 | 0 | 0 | 0 | 0 | 638181.8077 | 436510 | 0 | 0 | 0 | 0 | 2519983.1494 | 592114.8693 | 0 | 0 | 0 | 0 | 0 | 0 | 0 | 0 | 0 | 0 | 0 | 0 | 0 | 0 | 0 | 0 | 251998.3149 | -50326.5073 | 0 | 0 | 0 | 0 | 0 | 0 | 0 | 0 | 0 | 0 | 0 | 0 | 0 | 0 | 0
2016-11-18 23:00 | 0 | 0 | 0 | 0 | 0 | 143038.6084 | 344914.5104 | 442370 | 0 | 0 | 0 | 0 | 2681291.9875 | 476389.15 | 0 | 0 | 0 | 0 | 0 | 0 | 0 | 0 | 0 | 0 | 0 | 0 | 0 | 0 | 0 | 0 | 161308.8381 | -115725.7193 | 0 | 0 | 0 | 0 | 0 | 0 | 0 | 0 | 0 | 0 | 0 | 0 | 0 | 0 | 0
2016-11-19 | 0 | 0 | 0 | 0 | 0 | 56336.3808 | 16465.585 | 440526 | 0 | 0 | 0 | 0 | 2429293.6726 | 360663.4307 | 0 | 0 | 0 | 0 | 0 | 0 | 0 | 0 | 0 | 0 | 0 | 0 | 0 | 0 | 0 | 0 | -251998.3149 | -115725.7193 | 0 | 0 | 0 | 0 | 0 | 0 | 0 | 0 | 0 | 0 | 0 | 0 | 0 | 0 | 0
2016-11-19 01:00 | 0 | 0 | 0 | 0 | 0 | 612742.9394 | 0 | 434981 | 0 | 0 | 0 | 0 | 2681291.9875 | 286427.0552 | 0 | 0 | 0 | 0 | 0 | 0 | 0 | 0 | 0 | 0 | 0 | 0 | 0 | 0 | 0 | 0 | 251998.3149 | -74236.3756 | 0 | 0 | 0 | 0 | 0 | 0 | 0 | 0 | 0 | 0 | 0 | 0 | 0 | 0 | 0
2016-11-19 02:00 | 0 | 0 | 0 | 0 | 0 | 286180.4044 | 0 | 422453 | 0 | 0 | 0 | 0 | 2429293.6726 | 402152.7745 | 0 | 0 | 0 | 0 | 0 | 0 | 0 | 0 | 0 | 0 | 0 | 0 | 0 | 0 | 0 | 0 | -251998.3149 | 115725.7193 | 0 | 0 | 0 | 0 | 0 | 0 | 0 | 0 | 0 | 0 | 0 | 0 | 0 | 0 | 0
2016-11-19 03:00 | 0 | 0 | 0 | 0 | 0 | 38890.9658 | 0 | 406615 | 0 | 0 | 0 | 0 | 2177295.3576 | 286427.0552 | 0 | 0 | 0 | 0 | 0 | 0 | 0 | 0 | 0 | 0 | 0 | 0 | 0 | 0 | 0 | 0 | -251998.3149 | -115725.7193 | 0 | 0 | 0 | 0 | 0 | 0 | 0 | 0 | 0 | 0 | 0 | 0 | 0 | 0 | 0
2016-11-19 04:00 | 0 | 0 | 0 | 0 | 0 | 19997.9658 | 0 | 387722 | 0 | 0 | 0 | 0 | 1925297.0427 | 170701.3359 | 0 | 0 | 0 | 0 | 0 | 0 | 0 | 0 | 0 | 0 | 0 | 0 | 0 | 0 | 0 | 0 | -251998.3149 | -115725.7193 | 0 | 0 | 0 | 0 | 0 | 0 | 0 | 0 | 0 | 0 | 0 | 0 | 0 | 0 | 0
2016-11-19 05:00 | 0 | 0 | 0 | 0 | 0 | 505989.5956 | 0 | 369717 | 0 | 0 | 0 | 0 | 2177295.3576 | 54975.6166 | 0 | 0 | 0 | 0 | 0 | 0 | 0 | 0 | 0 | 0 | 0 | 0 | 0 | 0 | 0 | 0 | 251998.3149 | -115725.7193 | 0 | 0 | 0 | 0 | 0 | 0 | 0 | 0 | 0 | 0 | 0 | 0 | 0 | 0 | 0
2016-11-19 06:00 | 0 | 0 | 0 | 0 | 0 | 524267.369 | 0 | 354879 | 0 | 0 | 0 | 0 | 2230958.0074 | 170701.3359 | 0 | 0 | 0 | 0 | 0 | 0 | 0 | 0 | 0 | 0 | 0 | 0 | 0 | 0 | 0 | 0 | 53662.6497 | 115725.7193 | 0 | 0 | 0 | 0 | 0 | 0 | 0 | 0 | 0 | 0 | 0 | 0 | 0 | 0 | 0
2016-11-19 07:00 | 0 | 0 | 0 | 0 | 0 | 208541.4044 | 0 | 344814 | 0 | 0 | 0 | 0 | 1978959.6924 | 286427.0552 | 0 | 0 | 0 | 0 | 0 | 0 | 0 | 0 | 0 | 0 | 0 | 0 | 0 | 0 | 0 | 0 | -251998.3149 | 115725.7193 | 0 | 0 | 0 | 0 | 0 | 0 | 0 | 0 | 0 | 0 | 0 | 0 | 0 | 0 | 0
2016-11-19 08:00 | 0 | 0 | 0 | 0 | 0 | 0 | 0 | 339808 | 0 | 0 | 0 | 0 | 1726961.3775 | 198617.3701 | 0 | 0 | 0 | 0 | 0 | 0 | 0 | 0 | 0 | 0 | 0 | 0 | 0 | 0 | 0 | 0 | -251998.3149 | -87809.6851 | 0 | 0 | 0 | 0 | 0 | 0 | 0 | 0 | 0 | 0 | 0 | 0 | 0 | 0 | 0
2016-11-19 09:00 | 0 | 0 | 0 | 0 | 0 | 437018.5177 | 0 | 340430 | 0 | 0 | 0 | 0 | 1707824.1759 | 314343.0894 | 0 | 0 | 0 | 0 | 0 | 0 | 0 | 0 | 0 | 0 | 0 | 0 | 0 | 0 | 0 | 0 | -19137.2016 | 115725.7193 | 0 | 0 | 0 | 0 | 0 | 0 | 0 | 0 | 0 | 0 | 0 | 0 | 0 | 0 | 0
2016-11-19 10:00 | 0 | 0 | 0 | 0 | 0 | 0 | 0 | 345724 | 0 | 0 | 0 | 0 | 1455825.861 | 220617.4044 | 0 | 0 | 0 | 0 | 0 | 0 | 0 | 0 | 0 | 0 | 0 | 0 | 0 | 0 | 0 | 0 | -251998.3149 | -93725.6851 | 0 | 0 | 0 | 0 | 0 | 0 | 0 | 0 | 0 | 0 | 0 | 0 | 0 | 0 | 0
2016-11-19 11:00 | 0 | 0 | 0 | 0 | 0 | 0 | 0 | 356890 | 0 | 0 | 0 | 0 | 1203827.546 | 115725.7193 | 0 | 0 | 0 | 0 | 0 | 0 | 0 | 0 | 0 | 0 | 0 | 0 | 0 | 0 | 0 | 0 | -251998.3149 | -104891.6851 | 0 | 0 | 0 | 0 | 0 | 0 | 0 | 0 | 0 | 0 | 0 | 0 | 0 | 0 | 0
2016-11-19 12:00 | 0 | 0 | 0 | 0 | 0 | 3896.9658 | 0 | 371621 | 0 | 0 | 0 | 0 | 951829.2311 | 0 | 0 | 0 | 0 | 0 | 0 | 0 | 0 | 0 | 0 | 0 | 0 | 0 | 0 | 0 | 0 | 0 | -251998.3149 | -115725.7193 | 0 | 0 | 0 | 0 | 0 | 0 | 0 | 0 | 0 | 0 | 0 | 0 | 0 | 0 | 0
2016-11-19 13:00 | 0 | 0 | 0 | 0 | 0 | 335608.6681 | 21.3766 | 386603 | 0 | 0 | 0 | 0 | 785130.5565 | 115725.7193 | 0 | 0 | 0 | 0 | 0 | 0 | 0 | 0 | 0 | 0 | 0 | 0 | 0 | 0 | 0 | 0 | -166698.6746 | 115725.7193 | 0 | 0 | 0 | 0 | 0 | 0 | 0 | 0 | 0 | 0 | 0 | 0 | 0 | 0 | 0
2016-11-19 14:00 | 0 | 0 | 0 | 0 | 0 | 0 | 134415.6317 | 398800 | 0 | 0 | 0 | 0 | 533132.2415 | 103339.666 | 0 | 0 | 0 | 0 | 0 | 0 | 0 | 0 | 0 | 0 | 0 | 0 | 0 | 0 | 0 | 0 | -251998.3149 | -12386.0533 | 0 | 0 | 0 | 0 | 0 | 0 | 0 | 0 | 0 | 0 | 0 | 0 | 0 | 0 | 0
2016-11-19 15:00 | 0 | 0 | 0 | 0 | 0 | 212956.2619 | 559787.7723 | 405020 | 0 | 0 | 0 | 0 | 785130.5565 | 219065.3853 | 0 | 0 | 0 | 0 | 0 | 0 | 0 | 0 | 0 | 0 | 0 | 0 | 0 | 0 | 0 | 0 | 251998.3149 | 115725.7193 | 0 | 0 | 0 | 0 | 0 | 0 | 0 | 0 | 0 | 0 | 0 | 0 | 0 | 0 | 0
2016-11-19 16:00 | 0 | 0 | 0 | 0 | 0 | 0 | 689048.1168 | 406368 | 0 | 0 | 0 | 0 | 952084.9539 | 334791.1046 | 0 | 0 | 0 | 0 | 0 | 0 | 0 | 0 | 0 | 0 | 0 | 0 | 0 | 0 | 0 | 0 | 166954.3975 | 115725.7193 | 0 | 0 | 0 | 0 | 0 | 0 | 0 | 0 | 0 | 0 | 0 | 0 | 0 | 0 | 0
2016-11-19 17:00 | 0 | 0 | 0 | 0 | 0 | 0 | 668790.1544 | 404935 | 0 | 0 | 0 | 0 | 1100214.389 | 450516.8239 | 0 | 0 | 0 | 0 | 0 | 0 | 0 | 0 | 0 | 0 | 0 | 0 | 0 | 0 | 0 | 0 | 148129.4351 | 115725.7193 | 0 | 0 | 0 | 0 | 0 | 0 | 0 | 0 | 0 | 0 | 0 | 0 | 0 | 0 | 0
2016-11-19 18:00 | 0 | 0 | 0 | 0 | 0 | 0 | 627166.5808 | 402033 | 0 | 0 | 0 | 0 | 1209622.2505 | 566242.5431 | 0 | 0 | 0 | 0 | 0 | 0 | 0 | 0 | 0 | 0 | 0 | 0 | 0 | 0 | 0 | 0 | 109407.8615 | 115725.7193 | 0 | 0 | 0 | 0 | 0 | 0 | 0 | 0 | 0 | 0 | 0 | 0 | 0 | 0 | 0
2016-11-19 19:00 | 0 | 0 | 0 | 0 | 0 | 0 | 608952.8707 | 399027 | 0 | 0 | 0 | 0 | 1390844.451 | 594946.2133 | 0 | 0 | 0 | 0 | 0 | 0 | 0 | 0 | 0 | 0 | 0 | 0 | 0 | 0 | 0 | 0 | 181222.2005 | 28703.6702 | 0 | 0 | 0 | 0 | 0 | 0 | 0 | 0 | 0 | 0 | 0 | 0 | 0 | 0 | 0
2016-11-19 20:00 | 0 | 0 | 0 | 0 | 0 | 0 | 621562.4115 | 397484 | 0 | 0 | 0 | 0 | 1499197.1432 | 710671.9326 | 0 | 0 | 0 | 0 | 0 | 0 | 0 | 0 | 0 | 0 | 0 | 0 | 0 | 0 | 0 | 0 | 108352.6922 | 115725.7193 | 0 | 0 | 0 | 0 | 0 | 0 | 0 | 0 | 0 | 0 | 0 | 0 | 0 | 0 | 0
2016-11-19 21:00 | 0 | 0 | 0 | 0 | 0 | 0 | 654556.0746 | 400502 | 0 | 0 | 0 | 0 | 1637525.4986 | 826397.6519 | 0 | 0 | 0 | 0 | 0 | 0 | 0 | 0 | 0 | 0 | 0 | 0 | 0 | 0 | 0 | 0 | 138328.3553 | 115725.7193 | 0 | 0 | 0 | 0 | 0 | 0 | 0 | 0 | 0 | 0 | 0 | 0 | 0 | 0 | 0
2016-11-19 22:00 | 0 | 0 | 0 | 0 | 0 | 0 | 608903.0505 | 413683 | 0 | 0 | 0 | 0 | 1889523.8135 | 769619.3875 | 0 | 0 | 0 | 0 | 0 | 0 | 0 | 0 | 0 | 0 | 0 | 0 | 0 | 0 | 0 | 0 | 251998.3149 | -56778.2644 | 0 | 0 | 0 | 0 | 0 | 0 | 0 | 0 | 0 | 0 | 0 | 0 | 0 | 0 | 0
2016-11-19 23:00 | 0 | 0 | 0 | 0 | 0 | 0 | 279586.9194 | 427279 | 0 | 0 | 0 | 0 | 1857557.4522 | 653893.6682 | 0 | 0 | 0 | 0 | 0 | 0 | 0 | 0 | 0 | 0 | 0 | 0 | 0 | 0 | 0 | 0 | -31966.3614 | -115725.7193 | 0 | 0 | 0 | 0 | 0 | 0 | 0 | 0 | 0 | 0 | 0 | 0 | 0 | 0 | 0
2016-11-20 | 0 | 0 | 0 | 0 | 0 | 528211.274 | 12367.0964 | 431645 | 0 | 0 | 0 | 0 | 2082216.5419 | 538167.9489 | 0 | 0 | 0 | 0 | 0 | 0 | 0 | 0 | 0 | 0 | 0 | 0 | 0 | 0 | 0 | 0 | 224659.0897 | -115725.7193 | 0 | 0 | 0 | 0 | 0 | 0 | 0 | 0 | 0 | 0 | 0 | 0 | 0 | 0 | 0
2016-11-20 01:00 | 0 | 0 | 0 | 0 | 0 | 294702.4044 | 0 | 430975 | 0 | 0 | 0 | 0 | 1830218.2269 | 653893.6682 | 0 | 0 | 0 | 0 | 0 | 0 | 0 | 0 | 0 | 0 | 0 | 0 | 0 | 0 | 0 | 0 | -251998.3149 | 115725.7193 | 0 | 0 | 0 | 0 | 0 | 0 | 0 | 0 | 0 | 0 | 0 | 0 | 0 | 0 | 0
2016-11-20 02:00 | 0 | 0 | 0 | 0 | 0 | 56037.9658 | 0 | 423762 | 0 | 0 | 0 | 0 | 1578219.912 | 538167.9489 | 0 | 0 | 0 | 0 | 0 | 0 | 0 | 0 | 0 | 0 | 0 | 0 | 0 | 0 | 0 | 0 | -251998.3149 | -115725.7193 | 0 | 0 | 0 | 0 | 0 | 0 | 0 | 0 | 0 | 0 | 0 | 0 | 0 | 0 | 0
2016-11-20 03:00 | 0 | 0 | 0 | 0 | 0 | 555200.9942 | 0 | 411879 | 0 | 0 | 0 | 0 | 1605816.1869 | 653893.6682 | 0 | 0 | 0 | 0 | 0 | 0 | 0 | 0 | 0 | 0 | 0 | 0 | 0 | 0 | 0 | 0 | 27596.2749 | 115725.7193 | 0 | 0 | 0 | 0 | 0 | 0 | 0 | 0 | 0 | 0 | 0 | 0 | 0 | 0 | 0
2016-11-20 04:00 | 0 | 0 | 0 | 0 | 0 | 28286.9658 | 0 | 396011 | 0 | 0 | 0 | 0 | 1353817.872 | 538167.9489 | 0 | 0 | 0 | 0 | 0 | 0 | 0 | 0 | 0 | 0 | 0 | 0 | 0 | 0 | 0 | 0 | -251998.3149 | -115725.7193 | 0 | 0 | 0 | 0 | 0 | 0 | 0 | 0 | 0 | 0 | 0 | 0 | 0 | 0 | 0
2016-11-20 05:00 | 0 | 0 | 0 | 0 | 0 | 15091.9658 | 0 | 382816 | 0 | 0 | 0 | 0 | 1101819.557 | 422442.2296 | 0 | 0 | 0 | 0 | 0 | 0 | 0 | 0 | 0 | 0 | 0 | 0 | 0 | 0 | 0 | 0 | -251998.3149 | -115725.7193 | 0 | 0 | 0 | 0 | 0 | 0 | 0 | 0 | 0 | 0 | 0 | 0 | 0 | 0 | 0
2016-11-20 06:00 | 0 | 0 | 0 | 0 | 0 | 507996.5956 | 0 | 371724 | 0 | 0 | 0 | 0 | 1353817.872 | 306716.5103 | 0 | 0 | 0 | 0 | 0 | 0 | 0 | 0 | 0 | 0 | 0 | 0 | 0 | 0 | 0 | 0 | 251998.3149 | -115725.7193 | 0 | 0 | 0 | 0 | 0 | 0 | 0 | 0 | 0 | 0 | 0 | 0 | 0 | 0 | 0
2016-11-20 07:00 | 0 | 0 | 0 | 0 | 0 | 228342.4044 | 0 | 364615 | 0 | 0 | 0 | 0 | 1101819.557 | 422442.2296 | 0 | 0 | 0 | 0 | 0 | 0 | 0 | 0 | 0 | 0 | 0 | 0 | 0 | 0 | 0 | 0 | -251998.3149 | 115725.7193 | 0 | 0 | 0 | 0 | 0 | 0 | 0 | 0 | 0 | 0 | 0 | 0 | 0 | 0 | 0
2016-11-20 08:00 | 0 | 0 | 0 | 0 | 0 | 538265.209 | 0 | 361541 | 0 | 0 | 0 | 0 | 1353817.872 | 347168.1236 | 0 | 0 | 0 | 0 | 0 | 0 | 0 | 0 | 0 | 0 | 0 | 0 | 0 | 0 | 0 | 0 | 251998.3149 | -75274.1059 | 0 | 0 | 0 | 0 | 0 | 0 | 0 | 0 | 0 | 0 | 0 | 0 | 0 | 0 | 0
2016-11-20 09:00 | 0 | 0 | 0 | 0 | 0 | 0 | 0 | 362066 | 0 | 0 | 0 | 0 | 1107477.5913 | 231442.4044 | 0 | 0 | 0 | 0 | 0 | 0 | 0 | 0 | 0 | 0 | 0 | 0 | 0 | 0 | 0 | 0 | -246340.2807 | -115725.7193 | 0 | 0 | 0 | 0 | 0 | 0 | 0 | 0 | 0 | 0 | 0 | 0 | 0 | 0 | 0
2016-11-20 10:00 | 0 | 0 | 0 | 0 | 0 | 0 | 0 | 367715 | 0 | 0 | 0 | 0 | 855479.2763 | 115725.7193 | 0 | 0 | 0 | 0 | 0 | 0 | 0 | 0 | 0 | 0 | 0 | 0 | 0 | 0 | 0 | 0 | -251998.3149 | -115716.6851 | 0 | 0 | 0 | 0 | 0 | 0 | 0 | 0 | 0 | 0 | 0 | 0 | 0 | 0 | 0
2016-11-20 11:00 | 0 | 0 | 0 | 0 | 0 | 241725.4044 | 0 | 377998 | 0 | 0 | 0 | 0 | 603480.9614 | 231451.4386 | 0 | 0 | 0 | 0 | 0 | 0 | 0 | 0 | 0 | 0 | 0 | 0 | 0 | 0 | 0 | 0 | -251998.3149 | 115725.7193 | 0 | 0 | 0 | 0 | 0 | 0 | 0 | 0 | 0 | 0 | 0 | 0 | 0 | 0 | 0
2016-11-20 12:00 | 0 | 0 | 0 | 0 | 0 | 451198.1748 | 0 | 390252 | 0 | 0 | 0 | 0 | 780152.8555 | 115725.7193 | 0 | 0 | 0 | 0 | 0 | 0 | 0 | 0 | 0 | 0 | 0 | 0 | 0 | 0 | 0 | 0 | 176671.8941 | -115725.7193 | 0 | 0 | 0 | 0 | 0 | 0 | 0 | 0 | 0 | 0 | 0 | 0 | 0 | 0 | 0
2016-11-20 13:00 | 0 | 0 | 0 | 0 | 0 | 433680.7649 | 23.8915 | 404595 | 0 | 0 | 0 | 0 | 924988.2312 | 0 | 0 | 0 | 0 | 0 | 0 | 0 | 0 | 0 | 0 | 0 | 0 | 0 | 0 | 0 | 0 | 0 | 144835.3758 | -115725.7193 | 0 | 0 | 0 | 0 | 0 | 0 | 0 | 0 | 0 | 0 | 0 | 0 | 0 | 0 | 0
2016-11-20 14:00 | 0 | 0 | 0 | 0 | 0 | 328736.3433 | 100078.4601 | 413303 | 0 | 0 | 0 | 0 | 824774.3153 | 115725.7193 | 0 | 0 | 0 | 0 | 0 | 0 | 0 | 0 | 0 | 0 | 0 | 0 | 0 | 0 | 0 | 0 | -100213.9159 | 115725.7193 | 0 | 0 | 0 | 0 | 0 | 0 | 0 | 0 | 0 | 0 | 0 | 0 | 0 | 0 | 0
2016-11-20 15:00 | 0 | 0 | 0 | 0 | 0 | 0 | 440407.4521 | 413355 | 0 | 0 | 0 | 0 | 736101.048 | 231451.4386 | 0 | 0 | 0 | 0 | 0 | 0 | 0 | 0 | 0 | 0 | 0 | 0 | 0 | 0 | 0 | 0 | -88673.2672 | 115725.7193 | 0 | 0 | 0 | 0 | 0 | 0 | 0 | 0 | 0 | 0 | 0 | 0 | 0 | 0 | 0
2016-11-20 16:00 | 0 | 0 | 0 | 0 | 0 | 0 | 553895.2407 | 411016 | 0 | 0 | 0 | 0 | 763254.5695 | 347177.1579 | 0 | 0 | 0 | 0 | 0 | 0 | 0 | 0 | 0 | 0 | 0 | 0 | 0 | 0 | 0 | 0 | 27153.5214 | 115725.7193 | 0 | 0 | 0 | 0 | 0 | 0 | 0 | 0 | 0 | 0 | 0 | 0 | 0 | 0 | 0
2016-11-20 17:00 | 0 | 0 | 0 | 0 | 0 | 0 | 555853.7926 | 408200 | 0 | 0 | 0 | 0 | 795182.6428 | 462902.8772 | 0 | 0 | 0 | 0 | 0 | 0 | 0 | 0 | 0 | 0 | 0 | 0 | 0 | 0 | 0 | 0 | 31928.0733 | 115725.7193 | 0 | 0 | 0 | 0 | 0 | 0 | 0 | 0 | 0 | 0 | 0 | 0 | 0 | 0 | 0
2016-11-20 18:00 | 0 | 0 | 0 | 0 | 0 | 0 | 524188.6451 | 405059 | 0 | 0 | 0 | 0 | 824271.7982 | 552943.3669 | 0 | 0 | 0 | 0 | 0 | 0 | 0 | 0 | 0 | 0 | 0 | 0 | 0 | 0 | 0 | 0 | 29089.1554 | 90040.4897 | 0 | 0 | 0 | 0 | 0 | 0 | 0 | 0 | 0 | 0 | 0 | 0 | 0 | 0 | 0
2016-11-20 19:00 | 0 | 0 | 0 | 0 | 0 | 0 | 504777.1438 | 402637 | 0 | 0 | 0 | 0 | 810686.2227 | 668669.0861 | 0 | 0 | 0 | 0 | 0 | 0 | 0 | 0 | 0 | 0 | 0 | 0 | 0 | 0 | 0 | 0 | -13585.5755 | 115725.7193 | 0 | 0 | 0 | 0 | 0 | 0 | 0 | 0 | 0 | 0 | 0 | 0 | 0 | 0 | 0
2016-11-20 20:00 | 0 | 0 | 0 | 0 | 0 | 0 | 501957.1347 | 402846 | 0 | 0 | 0 | 0 | 1025523.0767 | 552943.3669 | 0 | 0 | 0 | 0 | 0 | 0 | 0 | 0 | 0 | 0 | 0 | 0 | 0 | 0 | 0 | 0 | 214836.854 | -115725.7193 | 0 | 0 | 0 | 0 | 0 | 0 | 0 | 0 | 0 | 0 | 0 | 0 | 0 | 0 | 0
2016-11-20 21:00 | 0 | 0 | 0 | 0 | 0 | 202147.1478 | 484696.3968 | 409160 | 0 | 0 | 0 | 0 | 1277521.3916 | 578628.5965 | 0 | 0 | 0 | 0 | 0 | 0 | 0 | 0 | 0 | 0 | 0 | 0 | 0 | 0 | 0 | 0 | 251998.3149 | 25685.2296 | 0 | 0 | 0 | 0 | 0 | 0 | 0 | 0 | 0 | 0 | 0 | 0 | 0 | 0 | 0
2016-11-20 22:00 | 0 | 0 | 0 | 0 | 0 | 0 | 394610.3485 | 426655 | 0 | 0 | 0 | 0 | 1129751.0208 | 694354.3158 | 0 | 0 | 0 | 0 | 0 | 0 | 0 | 0 | 0 | 0 | 0 | 0 | 0 | 0 | 0 | 0 | -147770.3708 | 115725.7193 | 0 | 0 | 0 | 0 | 0 | 0 | 0 | 0 | 0 | 0 | 0 | 0 | 0 | 0 | 0
2016-11-20 23:00 | 0 | 0 | 0 | 0 | 0 | 163671.5776 | 144914.8268 | 444859 | 0 | 0 | 0 | 0 | 877752.7059 | 810080.0351 | 0 | 0 | 0 | 0 | 0 | 0 | 0 | 0 | 0 | 0 | 0 | 0 | 0 | 0 | 0 | 0 | -251998.3149 | 115725.7193 | 0 | 0 | 0 | 0 | 0 | 0 | 0 | 0 | 0 | 0 | 0 | 0 | 0 | 0 | 0
2016-11-21 | 0 | 0 | 0 | 0 | 0 | 495202.14 | 7990.5073 | 452735 | 0 | 0 | 0 | 0 | 1043936.0724 | 694354.3158 | 0 | 0 | 0 | 0 | 0 | 0 | 0 | 0 | 0 | 0 | 0 | 0 | 0 | 0 | 0 | 0 | 166183.3665 | -115725.7193 | 0 | 0 | 0 | 0 | 0 | 0 | 0 | 0 | 0 | 0 | 0 | 0 | 0 | 0 | 0
2016-11-21 01:00 | 0 | 0 | 0 | 0 | 0 | 317390.4044 | 0 | 453663 | 0 | 0 | 0 | 0 | 791937.7574 | 810080.0351 | 0 | 0 | 0 | 0 | 0 | 0 | 0 | 0 | 0 | 0 | 0 | 0 | 0 | 0 | 0 | 0 | -251998.3149 | 115725.7193 | 0 | 0 | 0 | 0 | 0 | 0 | 0 | 0 | 0 | 0 | 0 | 0 | 0 | 0 | 0
2016-11-21 02:00 | 0 | 0 | 0 | 0 | 0 | 546031.6801 | 0 | 444215 | 0 | 0 | 0 | 0 | 1009480.1568 | 694354.3158 | 0 | 0 | 0 | 0 | 0 | 0 | 0 | 0 | 0 | 0 | 0 | 0 | 0 | 0 | 0 | 0 | 217542.3994 | -115725.7193 | 0 | 0 | 0 | 0 | 0 | 0 | 0 | 0 | 0 | 0 | 0 | 0 | 0 | 0 | 0
2016-11-21 03:00 | 0 | 0 | 0 | 0 | 0 | 535048.5675 | 0 | 429663 | 0 | 0 | 0 | 0 | 999140.005 | 810080.0351 | 0 | 0 | 0 | 0 | 0 | 0 | 0 | 0 | 0 | 0 | 0 | 0 | 0 | 0 | 0 | 0 | -10340.1518 | 115725.7193 | 0 | 0 | 0 | 0 | 0 | 0 | 0 | 0 | 0 | 0 | 0 | 0 | 0 | 0 | 0
2016-11-21 04:00 | 0 | 0 | 0 | 0 | 0 | 44363.9658 | 0 | 412088 | 0 | 0 | 0 | 0 | 747141.6901 | 694354.3158 | 0 | 0 | 0 | 0 | 0 | 0 | 0 | 0 | 0 | 0 | 0 | 0 | 0 | 0 | 0 | 0 | -251998.3149 | -115725.7193 | 0 | 0 | 0 | 0 | 0 | 0 | 0 | 0 | 0 | 0 | 0 | 0 | 0 | 0 | 0
2016-11-21 05:00 | 0 | 0 | 0 | 0 | 0 | 508523.9946 | 0 | 396983 | 0 | 0 | 0 | 0 | 974408.4039 | 578628.5965 | 0 | 0 | 0 | 0 | 0 | 0 | 0 | 0 | 0 | 0 | 0 | 0 | 0 | 0 | 0 | 0 | 227266.7138 | -115725.7193 | 0 | 0 | 0 | 0 | 0 | 0 | 0 | 0 | 0 | 0 | 0 | 0 | 0 | 0 | 0
2016-11-21 06:00 | 0 | 0 | 0 | 0 | 0 | 250394.4044 | 0 | 386667 | 0 | 0 | 0 | 0 | 722410.089 | 694354.3158 | 0 | 0 | 0 | 0 | 0 | 0 | 0 | 0 | 0 | 0 | 0 | 0 | 0 | 0 | 0 | 0 | -251998.3149 | 115725.7193 | 0 | 0 | 0 | 0 | 0 | 0 | 0 | 0 | 0 | 0 | 0 | 0 | 0 | 0 | 0
2016-11-21 07:00 | 0 | 0 | 0 | 0 | 0 | 13918.9658 | 0 | 381643 | 0 | 0 | 0 | 0 | 470411.774 | 578628.5965 | 0 | 0 | 0 | 0 | 0 | 0 | 0 | 0 | 0 | 0 | 0 | 0 | 0 | 0 | 0 | 0 | -251998.3149 | -115725.7193 | 0 | 0 | 0 | 0 | 0 | 0 | 0 | 0 | 0 | 0 | 0 | 0 | 0 | 0 | 0
2016-11-21 08:00 | 0 | 0 | 0 | 0 | 0 | 443173.551 | 0 | 380988 | 0 | 0 | 0 | 0 | 416871.6058 | 694354.3158 | 0 | 0 | 0 | 0 | 0 | 0 | 0 | 0 | 0 | 0 | 0 | 0 | 0 | 0 | 0 | 0 | -53540.1683 | 115725.7193 | 0 | 0 | 0 | 0 | 0 | 0 | 0 | 0 | 0 | 0 | 0 | 0 | 0 | 0 | 0
2016-11-21 09:00 | 0 | 0 | 0 | 0 | 0 | 414405.6071 | 0 | 385774 | 0 | 0 | 0 | 0 | 561228.9322 | 578628.5965 | 0 | 0 | 0 | 0 | 0 | 0 | 0 | 0 | 0 | 0 | 0 | 0 | 0 | 0 | 0 | 0 | 144357.3264 | -115725.7193 | 0 | 0 | 0 | 0 | 0 | 0 | 0 | 0 | 0 | 0 | 0 | 0 | 0 | 0 | 0
2016-11-21 10:00 | 0 | 0 | 0 | 0 | 0 | 385649.9813 | 0 | 400883 | 0 | 0 | 0 | 0 | 661721.6328 | 462902.8772 | 0 | 0 | 0 | 0 | 0 | 0 | 0 | 0 | 0 | 0 | 0 | 0 | 0 | 0 | 0 | 0 | 100492.7006 | -115725.7193 | 0 | 0 | 0 | 0 | 0 | 0 | 0 | 0 | 0 | 0 | 0 | 0 | 0 | 0 | 0
2016-11-21 11:00 | 0 | 0 | 0 | 0 | 0 | 376147.9428 | 0 | 433200 | 0 | 0 | 0 | 0 | 488943.8563 | 578628.5965 | 0 | 0 | 0 | 0 | 0 | 0 | 0 | 0 | 0 | 0 | 0 | 0 | 0 | 0 | 0 | 0 | -172777.7765 | 115725.7193 | 0 | 0 | 0 | 0 | 0 | 0 | 0 | 0 | 0 | 0 | 0 | 0 | 0 | 0 | 0
2016-11-21 12:00 | 0 | 0 | 0 | 0 | 0 | 383003.8513 | 0 | 460210 | 0 | 0 | 0 | 0 | 527463.4269 | 462902.8772 | 0 | 0 | 0 | 0 | 0 | 0 | 0 | 0 | 0 | 0 | 0 | 0 | 0 | 0 | 0 | 0 | 38519.5706 | -115725.7193 | 0 | 0 | 0 | 0 | 0 | 0 | 0 | 0 | 0 | 0 | 0 | 0 | 0 | 0 | 0
2016-11-21 13:00 | 0 | 0 | 0 | 0 | 0 | 102686.2088 | 18.7569 | 470429 | 0 | 0 | 0 | 0 | 275465.112 | 347177.1579 | 0 | 0 | 0 | 0 | 0 | 0 | 0 | 0 | 0 | 0 | 0 | 0 | 0 | 0 | 0 | 0 | -251998.3149 | -115725.7193 | 0 | 0 | 0 | 0 | 0 | 0 | 0 | 0 | 0 | 0 | 0 | 0 | 0 | 0 | 0
2016-11-21 14:00 | 0 | 0 | 0 | 0 | 0 | 52117.047 | 49759.9187 | 469601 | 0 | 0 | 0 | 0 | 23466.797 | 231451.4386 | 0 | 0 | 0 | 0 | 0 | 0 | 0 | 0 | 0 | 0 | 0 | 0 | 0 | 0 | 0 | 0 | -251998.3149 | -115725.7193 | 0 | 0 | 0 | 0 | 0 | 0 | 0 | 0 | 0 | 0 | 0 | 0 | 0 | 0 | 0
2016-11-21 15:00 | 0 | 0 | 0 | 0 | 0 | 270711.1826 | 169488.655 | 464608 | 0 | 0 | 0 | 0 | 114784.3539 | 115725.7193 | 0 | 0 | 0 | 0 | 0 | 0 | 0 | 0 | 0 | 0 | 0 | 0 | 0 | 0 | 0 | 0 | 91317.5569 | -115725.7193 | 0 | 0 | 0 | 0 | 0 | 0 | 0 | 0 | 0 | 0 | 0 | 0 | 0 | 0 | 0
2016-11-21 16:00 | 0 | 0 | 0 | 0 | 0 | 264783.1005 | 284181.0398 | 457689 | 0 | 0 | 0 | 0 | 90333.7749 | 231451.4386 | 0 | 0 | 0 | 0 | 0 | 0 | 0 | 0 | 0 | 0 | 0 | 0 | 0 | 0 | 0 | 0 | -24450.579 | 115725.7193 | 0 | 0 | 0 | 0 | 0 | 0 | 0 | 0 | 0 | 0 | 0 | 0 | 0 | 0 | 0
2016-11-21 17:00 | 0 | 0 | 0 | 0 | 0 | 313621.9757 | 357813.3189 | 450508 | 0 | 0 | 0 | 0 | 195535.3503 | 347177.1579 | 0 | 0 | 0 | 0 | 0 | 0 | 0 | 0 | 0 | 0 | 0 | 0 | 0 | 0 | 0 | 0 | 105201.5754 | 115725.7193 | 0 | 0 | 0 | 0 | 0 | 0 | 0 | 0 | 0 | 0 | 0 | 0 | 0 | 0 | 0
2016-11-21 18:00 | 0 | 0 | 0 | 0 | 0 | 0 | 383913.0686 | 445167 | 0 | 0 | 0 | 0 | 250007.1381 | 231451.4386 | 0 | 0 | 0 | 0 | 0 | 0 | 0 | 0 | 0 | 0 | 0 | 0 | 0 | 0 | 0 | 0 | 54471.7878 | -115725.7193 | 0 | 0 | 0 | 0 | 0 | 0 | 0 | 0 | 0 | 0 | 0 | 0 | 0 | 0 | 0
2016-11-21 19:00 | 0 | 0 | 0 | 0 | 0 | 0 | 381497.7956 | 440899 | 0 | 0 | 0 | 0 | 74880.2144 | 347177.1579 | 0 | 0 | 0 | 0 | 0 | 0 | 0 | 0 | 0 | 0 | 0 | 0 | 0 | 0 | 0 | 0 | -175126.9237 | 115725.7193 | 0 | 0 | 0 | 0 | 0 | 0 | 0 | 0 | 0 | 0 | 0 | 0 | 0 | 0 | 0
2016-11-21 20:00 | 0 | 0 | 0 | 0 | 0 | 0 | 362895.8041 | 439651 | 0 | 0 | 0 | 0 | 113850.7378 | 231451.4386 | 0 | 0 | 0 | 0 | 0 | 0 | 0 | 0 | 0 | 0 | 0 | 0 | 0 | 0 | 0 | 0 | 38970.5234 | -115725.7193 | 0 | 0 | 0 | 0 | 0 | 0 | 0 | 0 | 0 | 0 | 0 | 0 | 0 | 0 | 0
2016-11-21 21:00 | 0 | 0 | 0 | 0 | 0 | 0 | 332314.5491 | 444452 | 0 | 0 | 0 | 0 | 117439.0063 | 115725.7193 | 0 | 0 | 0 | 0 | 0 | 0 | 0 | 0 | 0 | 0 | 0 | 0 | 0 | 0 | 0 | 0 | 3588.2684 | -115725.7193 | 0 | 0 | 0 | 0 | 0 | 0 | 0 | 0 | 0 | 0 | 0 | 0 | 0 | 0 | 0
2016-11-21 22:00 | 0 | 0 | 0 | 0 | 0 | 0 | 276056.6299 | 462555 | 0 | 0 | 0 | 0 | 46666.3555 | 0 | 0 | 0 | 0 | 0 | 0 | 0 | 0 | 0 | 0 | 0 | 0 | 0 | 0 | 0 | 0 | 0 | -70772.6508 | -115725.7193 | 0 | 0 | 0 | 0 | 0 | 0 | 0 | 0 | 0 | 0 | 0 | 0 | 0 | 0 | 0
2016-11-21 23:00 | 0 | 0 | 0 | 0 | 0 | 671031.8252 | 175686.2091 | 478994 | 0 | 0 | 0 | 0 | 298664.6704 | 115725.7193 | 0 | 0 | 0 | 0 | 0 | 0 | 0 | 0 | 0 | 0 | 0 | 0 | 0 | 0 | 0 | 0 | 251998.3149 | 115725.7193 | 0 | 0 | 0 | 0 | 0 | 0 | 0 | 0 | 0 | 0 | 0 | 0 | 0 | 0 | 0
2016-11-22 | 0 | 0 | 0 | 0 | 0 | 722687.5116 | 14036.5513 | 485243 | 0 | 0 | 0 | 0 | 550662.9854 | 115208.4673 | 0 | 0 | 0 | 0 | 0 | 0 | 0 | 0 | 0 | 0 | 0 | 0 | 0 | 0 | 0 | 0 | 251998.3149 | -517.252 | 0 | 0 | 0 | 0 | 0 | 0 | 0 | 0 | 0 | 0 | 0 | 0 | 0 | 0 | 0
2016-11-22 01:00 | 0 | 0 | 0 | 0 | 0 | 348055.4044 | 0 | 484328 | 0 | 0 | 0 | 0 | 298664.6704 | 230934.1866 | 0 | 0 | 0 | 0 | 0 | 0 | 0 | 0 | 0 | 0 | 0 | 0 | 0 | 0 | 0 | 0 | -251998.3149 | 115725.7193 | 0 | 0 | 0 | 0 | 0 | 0 | 0 | 0 | 0 | 0 | 0 | 0 | 0 | 0 | 0
2016-11-22 02:00 | 0 | 0 | 0 | 0 | 0 | 697459.2385 | 0 | 472096 | 0 | 0 | 0 | 0 | 550662.9854 | 204299.1101 | 0 | 0 | 0 | 0 | 0 | 0 | 0 | 0 | 0 | 0 | 0 | 0 | 0 | 0 | 0 | 0 | 251998.3149 | -26635.0764 | 0 | 0 | 0 | 0 | 0 | 0 | 0 | 0 | 0 | 0 | 0 | 0 | 0 | 0 | 0
2016-11-22 03:00 | 0 | 0 | 0 | 0 | 0 | 684771.8229 | 0 | 451534 | 0 | 0 | 0 | 0 | 668175.089 | 320024.8294 | 0 | 0 | 0 | 0 | 0 | 0 | 0 | 0 | 0 | 0 | 0 | 0 | 0 | 0 | 0 | 0 | 117512.1036 | 115725.7193 | 0 | 0 | 0 | 0 | 0 | 0 | 0 | 0 | 0 | 0 | 0 | 0 | 0 | 0 | 0
2016-11-22 04:00 | 0 | 0 | 0 | 0 | 0 | 294076.4044 | 0 | 430349 | 0 | 0 | 0 | 0 | 416176.7741 | 435750.5487 | 0 | 0 | 0 | 0 | 0 | 0 | 0 | 0 | 0 | 0 | 0 | 0 | 0 | 0 | 0 | 0 | -251998.3149 | 115725.7193 | 0 | 0 | 0 | 0 | 0 | 0 | 0 | 0 | 0 | 0 | 0 | 0 | 0 | 0 | 0
2016-11-22 05:00 | 0 | 0 | 0 | 0 | 0 | 547298.5956 | 0 | 411026 | 0 | 0 | 0 | 0 | 668175.089 | 320024.8294 | 0 | 0 | 0 | 0 | 0 | 0 | 0 | 0 | 0 | 0 | 0 | 0 | 0 | 0 | 0 | 0 | 251998.3149 | -115725.7193 | 0 | 0 | 0 | 0 | 0 | 0 | 0 | 0 | 0 | 0 | 0 | 0 | 0 | 0 | 0
2016-11-22 06:00 | 0 | 0 | 0 | 0 | 0 | 646125.6956 | 0 | 398180 | 0 | 0 | 0 | 0 | 800395.0653 | 435750.5487 | 0 | 0 | 0 | 0 | 0 | 0 | 0 | 0 | 0 | 0 | 0 | 0 | 0 | 0 | 0 | 0 | 132219.9763 | 115725.7193 | 0 | 0 | 0 | 0 | 0 | 0 | 0 | 0 | 0 | 0 | 0 | 0 | 0 | 0 | 0
2016-11-22 07:00 | 0 | 0 | 0 | 0 | 0 | 22446.9658 | 0 | 390171 | 0 | 0 | 0 | 0 | 548396.7504 | 320024.8294 | 0 | 0 | 0 | 0 | 0 | 0 | 0 | 0 | 0 | 0 | 0 | 0 | 0 | 0 | 0 | 0 | -251998.3149 | -115725.7193 | 0 | 0 | 0 | 0 | 0 | 0 | 0 | 0 | 0 | 0 | 0 | 0 | 0 | 0 | 0
2016-11-22 08:00 | 0 | 0 | 0 | 0 | 0 | 622342.5229 | 0 | 387592 | 0 | 0 | 0 | 0 | 755994.9448 | 347177.1579 | 0 | 0 | 0 | 0 | 0 | 0 | 0 | 0 | 0 | 0 | 0 | 0 | 0 | 0 | 0 | 0 | 207598.1944 | 27152.3284 | 0 | 0 | 0 | 0 | 0 | 0 | 0 | 0 | 0 | 0 | 0 | 0 | 0 | 0 | 0
2016-11-22 09:00 | 0 | 0 | 0 | 0 | 0 | 24186.9658 | 0 | 391911 | 0 | 0 | 0 | 0 | 503996.6299 | 231451.4386 | 0 | 0 | 0 | 0 | 0 | 0 | 0 | 0 | 0 | 0 | 0 | 0 | 0 | 0 | 0 | 0 | -251998.3149 | -115725.7193 | 0 | 0 | 0 | 0 | 0 | 0 | 0 | 0 | 0 | 0 | 0 | 0 | 0 | 0 | 0
2016-11-22 10:00 | 0 | 0 | 0 | 0 | 0 | 37251.9658 | 0 | 404976 | 0 | 0 | 0 | 0 | 251998.3149 | 115725.7193 | 0 | 0 | 0 | 0 | 0 | 0 | 0 | 0 | 0 | 0 | 0 | 0 | 0 | 0 | 0 | 0 | -251998.3149 | -115725.7193 | 0 | 0 | 0 | 0 | 0 | 0 | 0 | 0 | 0 | 0 | 0 | 0 | 0 | 0 | 0
2016-11-22 11:00 | 0 | 0 | 0 | 0 | 0 | 569874.5956 | 0 | 433602 | 0 | 0 | 0 | 0 | 503996.6299 | 0 | 0 | 0 | 0 | 0 | 0 | 0 | 0 | 0 | 0 | 0 | 0 | 0 | 0 | 0 | 0 | 0 | 251998.3149 | -115725.7193 | 0 | 0 | 0 | 0 | 0 | 0 | 0 | 0 | 0 | 0 | 0 | 0 | 0 | 0 | 0
2016-11-22 12:00 | 0 | 0 | 0 | 0 | 0 | 321207.4044 | 0 | 457480 | 0 | 0 | 0 | 0 | 251998.3149 | 115725.7193 | 0 | 0 | 0 | 0 | 0 | 0 | 0 | 0 | 0 | 0 | 0 | 0 | 0 | 0 | 0 | 0 | -251998.3149 | 115725.7193 | 0 | 0 | 0 | 0 | 0 | 0 | 0 | 0 | 0 | 0 | 0 | 0 | 0 | 0 | 0
2016-11-22 13:00 | 0 | 0 | 0 | 0 | 0 | 98318.9094 | 0.056376 | 466043 | 0 | 0 | 0 | 0 | 0 | 0 | 0 | 0 | 0 | 0 | 0 | 0 | 0 | 0 | 0 | 0 | 0 | 0 | 0 | 0 | 0 | 0 | -251998.3149 | -115725.7193 | 0 | 0 | 0 | 0 | 0 | 0 | 0 | 0 | 0 | 0 | 0 | 0 | 0 | 0 | 0
2016-11-22 14:00 | 0 | 0 | 0 | 0 | 0 | 519297.7472 | 74526.9728 | 464785 | 0 | 0 | 0 | 0 | 13314.0007 | 115725.7193 | 0 | 0 | 0 | 0 | 0 | 0 | 0 | 0 | 0 | 0 | 0 | 0 | 0 | 0 | 0 | 0 | 13314.0007 | 115725.7193 | 0 | 0 | 0 | 0 | 0 | 0 | 0 | 0 | 0 | 0 | 0 | 0 | 0 | 0 | 0
2016-11-22 15:00 | 0 | 0 | 0 | 0 | 0 | 378187.2261 | 450278.8082 | 460742 | 0 | 0 | 0 | 0 | 265312.3156 | 231451.4386 | 0 | 0 | 0 | 0 | 0 | 0 | 0 | 0 | 0 | 0 | 0 | 0 | 0 | 0 | 0 | 0 | 251998.3149 | 115725.7193 | 0 | 0 | 0 | 0 | 0 | 0 | 0 | 0 | 0 | 0 | 0 | 0 | 0 | 0 | 0
2016-11-22 16:00 | 0 | 0 | 0 | 0 | 0 | 211217.2496 | 611337.7846 | 454831 | 0 | 0 | 0 | 0 | 517310.6306 | 347177.1579 | 0 | 0 | 0 | 0 | 0 | 0 | 0 | 0 | 0 | 0 | 0 | 0 | 0 | 0 | 0 | 0 | 251998.3149 | 115725.7193 | 0 | 0 | 0 | 0 | 0 | 0 | 0 | 0 | 0 | 0 | 0 | 0 | 0 | 0 | 0
2016-11-22 17:00 | 0 | 0 | 0 | 0 | 0 | 191164.7091 | 624430.3252 | 447871 | 0 | 0 | 0 | 0 | 769308.9455 | 462902.8772 | 0 | 0 | 0 | 0 | 0 | 0 | 0 | 0 | 0 | 0 | 0 | 0 | 0 | 0 | 0 | 0 | 251998.3149 | 115725.7193 | 0 | 0 | 0 | 0 | 0 | 0 | 0 | 0 | 0 | 0 | 0 | 0 | 0 | 0 | 0
2016-11-22 18:00 | 0 | 0 | 0 | 0 | 0 | 14526.6657 | 584107.8946 | 444399 | 0 | 0 | 0 | 0 | 807818.7865 | 578628.5965 | 0 | 0 | 0 | 0 | 0 | 0 | 0 | 0 | 0 | 0 | 0 | 0 | 0 | 0 | 0 | 0 | 38509.8409 | 115725.7193 | 0 | 0 | 0 | 0 | 0 | 0 | 0 | 0 | 0 | 0 | 0 | 0 | 0 | 0 | 0
2016-11-22 19:00 | 0 | 0 | 0 | 0 | 0 | 0 | 563495.3002 | 441711 | 0 | 0 | 0 | 0 | 1045328.806 | 462902.8772 | 0 | 0 | 0 | 0 | 0 | 0 | 0 | 0 | 0 | 0 | 0 | 0 | 0 | 0 | 0 | 0 | 237510.0195 | -115725.7193 | 0 | 0 | 0 | 0 | 0 | 0 | 0 | 0 | 0 | 0 | 0 | 0 | 0 | 0 | 0
2016-11-22 20:00 | 0 | 0 | 0 | 0 | 0 | 0 | 570737.3268 | 440798 | 0 | 0 | 0 | 0 | 1290993.8521 | 347177.1579 | 0 | 0 | 0 | 0 | 0 | 0 | 0 | 0 | 0 | 0 | 0 | 0 | 0 | 0 | 0 | 0 | 245665.0461 | -115725.7193 | 0 | 0 | 0 | 0 | 0 | 0 | 0 | 0 | 0 | 0 | 0 | 0 | 0 | 0 | 0
2016-11-22 21:00 | 0 | 0 | 0 | 0 | 0 | 0 | 588938.5159 | 445928 | 0 | 0 | 0 | 0 | 1318278.6487 | 462902.8772 | 0 | 0 | 0 | 0 | 0 | 0 | 0 | 0 | 0 | 0 | 0 | 0 | 0 | 0 | 0 | 0 | 27284.7966 | 115725.7193 | 0 | 0 | 0 | 0 | 0 | 0 | 0 | 0 | 0 | 0 | 0 | 0 | 0 | 0 | 0
2016-11-22 22:00 | 0 | 0 | 0 | 0 | 0 | 282445.3458 | 546670.6885 | 461392 | 0 | 0 | 0 | 0 | 1570276.9637 | 578628.5965 | 0 | 0 | 0 | 0 | 0 | 0 | 0 | 0 | 0 | 0 | 0 | 0 | 0 | 0 | 0 | 0 | 251998.3149 | 115725.7193 | 0 | 0 | 0 | 0 | 0 | 0 | 0 | 0 | 0 | 0 | 0 | 0 | 0 | 0 | 0
2016-11-22 23:00 | 0 | 0 | 0 | 0 | 0 | 0 | 263107.317 | 474383 | 0 | 0 | 0 | 0 | 1474726.9999 | 462902.8772 | 0 | 0 | 0 | 0 | 0 | 0 | 0 | 0 | 0 | 0 | 0 | 0 | 0 | 0 | 0 | 0 | -95549.9637 | -115725.7193 | 0 | 0 | 0 | 0 | 0 | 0 | 0 | 0 | 0 | 0 | 0 | 0 | 0 | 0 | 0
2016-11-23 | 0 | 0 | 0 | 0 | 0 | 565695.1982 | 6683.7707 | 478166 | 0 | 0 | 0 | 0 | 1453214.2496 | 578628.5965 | 0 | 0 | 0 | 0 | 0 | 0 | 0 | 0 | 0 | 0 | 0 | 0 | 0 | 0 | 0 | 0 | -21512.7504 | 115725.7193 | 0 | 0 | 0 | 0 | 0 | 0 | 0 | 0 | 0 | 0 | 0 | 0 | 0 | 0 | 0
2016-11-23 01:00 | 0 | 0 | 0 | 0 | 0 | 543215.8806 | 0 | 475989 | 0 | 0 | 0 | 0 | 1404715.4109 | 694354.3158 | 0 | 0 | 0 | 0 | 0 | 0 | 0 | 0 | 0 | 0 | 0 | 0 | 0 | 0 | 0 | 0 | -48498.8387 | 115725.7193 | 0 | 0 | 0 | 0 | 0 | 0 | 0 | 0 | 0 | 0 | 0 | 0 | 0 | 0 | 0
2016-11-23 02:00 | 0 | 0 | 0 | 0 | 0 | 96605.9658 | 0 | 464330 | 0 | 0 | 0 | 0 | 1152717.096 | 578628.5965 | 0 | 0 | 0 | 0 | 0 | 0 | 0 | 0 | 0 | 0 | 0 | 0 | 0 | 0 | 0 | 0 | -251998.3149 | -115725.7193 | 0 | 0 | 0 | 0 | 0 | 0 | 0 | 0 | 0 | 0 | 0 | 0 | 0 | 0 | 0
2016-11-23 03:00 | 0 | 0 | 0 | 0 | 0 | 504489.1287 | 0 | 445737 | 0 | 0 | 0 | 0 | 1327194.944 | 462902.8772 | 0 | 0 | 0 | 0 | 0 | 0 | 0 | 0 | 0 | 0 | 0 | 0 | 0 | 0 | 0 | 0 | 174477.848 | -115725.7193 | 0 | 0 | 0 | 0 | 0 | 0 | 0 | 0 | 0 | 0 | 0 | 0 | 0 | 0 | 0
2016-11-23 04:00 | 0 | 0 | 0 | 0 | 0 | 288493.4044 | 0 | 424766 | 0 | 0 | 0 | 0 | 1075196.629 | 578628.5965 | 0 | 0 | 0 | 0 | 0 | 0 | 0 | 0 | 0 | 0 | 0 | 0 | 0 | 0 | 0 | 0 | -251998.3149 | 115725.7193 | 0 | 0 | 0 | 0 | 0 | 0 | 0 | 0 | 0 | 0 | 0 | 0 | 0 | 0 | 0
2016-11-23 05:00 | 0 | 0 | 0 | 0 | 0 | 488972.3064 | 0 | 405449 | 0 | 0 | 0 | 0 | 1274445.6547 | 462902.8772 | 0 | 0 | 0 | 0 | 0 | 0 | 0 | 0 | 0 | 0 | 0 | 0 | 0 | 0 | 0 | 0 | 199249.0257 | -115725.7193 | 0 | 0 | 0 | 0 | 0 | 0 | 0 | 0 | 0 | 0 | 0 | 0 | 0 | 0 | 0
2016-11-23 06:00 | 0 | 0 | 0 | 0 | 0 | 483652.8358 | 0 | 391023 | 0 | 0 | 0 | 0 | 1251349.7712 | 578628.5965 | 0 | 0 | 0 | 0 | 0 | 0 | 0 | 0 | 0 | 0 | 0 | 0 | 0 | 0 | 0 | 0 | -23095.8835 | 115725.7193 | 0 | 0 | 0 | 0 | 0 | 0 | 0 | 0 | 0 | 0 | 0 | 0 | 0 | 0 | 0
2016-11-23 07:00 | 0 | 0 | 0 | 0 | 0 | 13978.9658 | 0 | 381703 | 0 | 0 | 0 | 0 | 999351.4563 | 462902.8772 | 0 | 0 | 0 | 0 | 0 | 0 | 0 | 0 | 0 | 0 | 0 | 0 | 0 | 0 | 0 | 0 | -251998.3149 | -115725.7193 | 0 | 0 | 0 | 0 | 0 | 0 | 0 | 0 | 0 | 0 | 0 | 0 | 0 | 0 | 0
2016-11-23 08:00 | 0 | 0 | 0 | 0 | 0 | 9361.9658 | 0 | 377086 | 0 | 0 | 0 | 0 | 747353.1413 | 347177.1579 | 0 | 0 | 0 | 0 | 0 | 0 | 0 | 0 | 0 | 0 | 0 | 0 | 0 | 0 | 0 | 0 | -251998.3149 | -115725.7193 | 0 | 0 | 0 | 0 | 0 | 0 | 0 | 0 | 0 | 0 | 0 | 0 | 0 | 0 | 0
2016-11-23 09:00 | 0 | 0 | 0 | 0 | 0 | 454437.0027 | 0 | 378179 | 0 | 0 | 0 | 0 | 939336.8633 | 231451.4386 | 0 | 0 | 0 | 0 | 0 | 0 | 0 | 0 | 0 | 0 | 0 | 0 | 0 | 0 | 0 | 0 | 191983.722 | -115725.7193 | 0 | 0 | 0 | 0 | 0 | 0 | 0 | 0 | 0 | 0 | 0 | 0 | 0 | 0 | 0
2016-11-23 10:00 | 0 | 0 | 0 | 0 | 0 | 20080.9658 | 0 | 387805 | 0 | 0 | 0 | 0 | 687338.5484 | 115725.7193 | 0 | 0 | 0 | 0 | 0 | 0 | 0 | 0 | 0 | 0 | 0 | 0 | 0 | 0 | 0 | 0 | -251998.3149 | -115725.7193 | 0 | 0 | 0 | 0 | 0 | 0 | 0 | 0 | 0 | 0 | 0 | 0 | 0 | 0 | 0
2016-11-23 11:00 | 0 | 0 | 0 | 0 | 0 | 426424.4338 | 0 | 410565 | 0 | 0 | 0 | 0 | 587472.2629 | 231451.4386 | 0 | 0 | 0 | 0 | 0 | 0 | 0 | 0 | 0 | 0 | 0 | 0 | 0 | 0 | 0 | 0 | -99866.2855 | 115725.7193 | 0 | 0 | 0 | 0 | 0 | 0 | 0 | 0 | 0 | 0 | 0 | 0 | 0 | 0 | 0
2016-11-23 12:00 | 0 | 0 | 0 | 0 | 0 | 64583.9658 | 0 | 432308 | 0 | 0 | 0 | 0 | 335473.9479 | 115725.7193 | 0 | 0 | 0 | 0 | 0 | 0 | 0 | 0 | 0 | 0 | 0 | 0 | 0 | 0 | 0 | 0 | -251998.3149 | -115725.7193 | 0 | 0 | 0 | 0 | 0 | 0 | 0 | 0 | 0 | 0 | 0 | 0 | 0 | 0 | 0
2016-11-23 13:00 | 0 | 0 | 0 | 0 | 0 | 390477.3457 | 11.2123 | 445040 | 0 | 0 | 0 | 0 | 396648.2252 | 0 | 0 | 0 | 0 | 0 | 0 | 0 | 0 | 0 | 0 | 0 | 0 | 0 | 0 | 0 | 0 | 0 | 61174.2773 | -115725.7193 | 0 | 0 | 0 | 0 | 0 | 0 | 0 | 0 | 0 | 0 | 0 | 0 | 0 | 0 | 0
2016-11-23 14:00 | 0 | 0 | 0 | 0 | 0 | 289918.1268 | 164533.5252 | 450014 | 0 | 0 | 0 | 0 | 285360.1579 | 115725.7193 | 0 | 0 | 0 | 0 | 0 | 0 | 0 | 0 | 0 | 0 | 0 | 0 | 0 | 0 | 0 | 0 | -111288.0673 | 115725.7193 | 0 | 0 | 0 | 0 | 0 | 0 | 0 | 0 | 0 | 0 | 0 | 0 | 0 | 0 | 0
2016-11-23 15:00 | 0 | 0 | 0 | 0 | 0 | 0 | 503332.4536 | 451262 | 0 | 0 | 0 | 0 | 453156.3308 | 0 | 0 | 0 | 0 | 0 | 0 | 0 | 0 | 0 | 0 | 0 | 0 | 0 | 0 | 0 | 0 | 0 | 167796.1729 | -115725.7193 | 0 | 0 | 0 | 0 | 0 | 0 | 0 | 0 | 0 | 0 | 0 | 0 | 0 | 0 | 0
2016-11-23 16:00 | 0 | 0 | 0 | 0 | 0 | 194485.7073 | 621743.327 | 448505 | 0 | 0 | 0 | 0 | 705154.6457 | 115725.7193 | 0 | 0 | 0 | 0 | 0 | 0 | 0 | 0 | 0 | 0 | 0 | 0 | 0 | 0 | 0 | 0 | 251998.3149 | 115725.7193 | 0 | 0 | 0 | 0 | 0 | 0 | 0 | 0 | 0 | 0 | 0 | 0 | 0 | 0 | 0
2016-11-23 17:00 | 0 | 0 | 0 | 0 | 0 | 183164.8012 | 628235.233 | 443676 | 0 | 0 | 0 | 0 | 957152.9607 | 231451.4386 | 0 | 0 | 0 | 0 | 0 | 0 | 0 | 0 | 0 | 0 | 0 | 0 | 0 | 0 | 0 | 0 | 251998.3149 | 115725.7193 | 0 | 0 | 0 | 0 | 0 | 0 | 0 | 0 | 0 | 0 | 0 | 0 | 0 | 0 | 0
2016-11-23 18:00 | 0 | 0 | 0 | 0 | 0 | 0 | 597589.4196 | 439557 | 0 | 0 | 0 | 0 | 999459.6609 | 347177.1579 | 0 | 0 | 0 | 0 | 0 | 0 | 0 | 0 | 0 | 0 | 0 | 0 | 0 | 0 | 0 | 0 | 42306.7003 | 115725.7193 | 0 | 0 | 0 | 0 | 0 | 0 | 0 | 0 | 0 | 0 | 0 | 0 | 0 | 0 | 0
2016-11-23 19:00 | 0 | 0 | 0 | 0 | 0 | 0 | 584247.9104 | 437064 | 0 | 0 | 0 | 0 | 1030917.8521 | 462902.8772 | 0 | 0 | 0 | 0 | 0 | 0 | 0 | 0 | 0 | 0 | 0 | 0 | 0 | 0 | 0 | 0 | 31458.1911 | 115725.7193 | 0 | 0 | 0 | 0 | 0 | 0 | 0 | 0 | 0 | 0 | 0 | 0 | 0 | 0 | 0
2016-11-23 20:00 | 0 | 0 | 0 | 0 | 0 | 0 | 602619.8338 | 435214 | 0 | 0 | 0 | 0 | 1282916.167 | 378310.3961 | 0 | 0 | 0 | 0 | 0 | 0 | 0 | 0 | 0 | 0 | 0 | 0 | 0 | 0 | 0 | 0 | 251998.3149 | -84592.4811 | 0 | 0 | 0 | 0 | 0 | 0 | 0 | 0 | 0 | 0 | 0 | 0 | 0 | 0 | 0
2016-11-23 21:00 | 0 | 0 | 0 | 0 | 0 | 0 | 634882.9611 | 438616 | 0 | 0 | 0 | 0 | 1363457.4088 | 494036.1154 | 0 | 0 | 0 | 0 | 0 | 0 | 0 | 0 | 0 | 0 | 0 | 0 | 0 | 0 | 0 | 0 | 80541.2418 | 115725.7193 | 0 | 0 | 0 | 0 | 0 | 0 | 0 | 0 | 0 | 0 | 0 | 0 | 0 | 0 | 0
2016-11-23 22:00 | 0 | 0 | 0 | 0 | 0 | 0 | 593644.7651 | 450517 | 0 | 0 | 0 | 0 | 1615455.7237 | 385165.5655 | 0 | 0 | 0 | 0 | 0 | 0 | 0 | 0 | 0 | 0 | 0 | 0 | 0 | 0 | 0 | 0 | 251998.3149 | -108870.5498 | 0 | 0 | 0 | 0 | 0 | 0 | 0 | 0 | 0 | 0 | 0 | 0 | 0 | 0 | 0
2016-11-23 23:00 | 0 | 0 | 0 | 0 | 0 | 0 | 272311.8375 | 457499 | 0 | 0 | 0 | 0 | 1502583.2804 | 312850.8464 | 0 | 0 | 0 | 0 | 0 | 0 | 0 | 0 | 0 | 0 | 0 | 0 | 0 | 0 | 0 | 0 | -112872.4433 | -72314.7191 | 0 | 0 | 0 | 0 | 0 | 0 | 0 | 0 | 0 | 0 | 0 | 0 | 0 | 0 | 0
2016-11-24 | 0 | 0 | 0 | 0 | 0 | 69867.7774 | 19927.1884 | 457519 | 0 | 0 | 0 | 0 | 1250584.9654 | 197125.1271 | 0 | 0 | 0 | 0 | 0 | 0 | 0 | 0 | 0 | 0 | 0 | 0 | 0 | 0 | 0 | 0 | -251998.3149 | -115725.7193 | 0 | 0 | 0 | 0 | 0 | 0 | 0 | 0 | 0 | 0 | 0 | 0 | 0 | 0 | 0
2016-11-24 01:00 | 0 | 0 | 0 | 0 | 0 | 313453.6032 | 0 | 452882 | 0 | 0 | 0 | 0 | 998586.6505 | 309695.0453 | 0 | 0 | 0 | 0 | 0 | 0 | 0 | 0 | 0 | 0 | 0 | 0 | 0 | 0 | 0 | 0 | -251998.3149 | 112569.9181 | 0 | 0 | 0 | 0 | 0 | 0 | 0 | 0 | 0 | 0 | 0 | 0 | 0 | 0 | 0
2016-11-24 02:00 | 0 | 0 | 0 | 0 | 0 | 337315.3083 | 0 | 440455 | 0 | 0 | 0 | 0 | 779721.2395 | 425420.7646 | 0 | 0 | 0 | 0 | 0 | 0 | 0 | 0 | 0 | 0 | 0 | 0 | 0 | 0 | 0 | 0 | -218865.411 | 115725.7193 | 0 | 0 | 0 | 0 | 0 | 0 | 0 | 0 | 0 | 0 | 0 | 0 | 0 | 0 | 0
2016-11-24 03:00 | 0 | 0 | 0 | 0 | 0 | 367816.5665 | 0 | 422019 | 0 | 0 | 0 | 0 | 609793.0868 | 541146.4839 | 0 | 0 | 0 | 0 | 0 | 0 | 0 | 0 | 0 | 0 | 0 | 0 | 0 | 0 | 0 | 0 | -169928.1528 | 115725.7193 | 0 | 0 | 0 | 0 | 0 | 0 | 0 | 0 | 0 | 0 | 0 | 0 | 0 | 0 | 0
2016-11-24 04:00 | 0 | 0 | 0 | 0 | 0 | 32712.9658 | 0 | 400437 | 0 | 0 | 0 | 0 | 357794.7718 | 425420.7646 | 0 | 0 | 0 | 0 | 0 | 0 | 0 | 0 | 0 | 0 | 0 | 0 | 0 | 0 | 0 | 0 | -251998.3149 | -115725.7193 | 0 | 0 | 0 | 0 | 0 | 0 | 0 | 0 | 0 | 0 | 0 | 0 | 0 | 0 | 0
2016-11-24 05:00 | 0 | 0 | 0 | 0 | 0 | 388550.2624 | 0 | 378621 | 0 | 0 | 0 | 0 | 251998.3149 | 541146.4839 | 0 | 0 | 0 | 0 | 0 | 0 | 0 | 0 | 0 | 0 | 0 | 0 | 0 | 0 | 0 | 0 | -105796.4569 | 115725.7193 | 0 | 0 | 0 | 0 | 0 | 0 | 0 | 0 | 0 | 0 | 0 | 0 | 0 | 0 | 0
2016-11-24 06:00 | 0 | 0 | 0 | 0 | 0 | 0 | 0 | 361370 | 0 | 0 | 0 | 0 | 0 | 431774.7988 | 0 | 0 | 0 | 0 | 0 | 0 | 0 | 0 | 0 | 0 | 0 | 0 | 0 | 0 | 0 | 0 | -251998.3149 | -109371.6851 | 0 | 0 | 0 | 0 | 0 | 0 | 0 | 0 | 0 | 0 | 0 | 0 | 0 | 0 | 0
2016-11-24 07:00 | 0 | 0 | 0 | 0 | 0 | 380254.8455 | 0 | 349616 | 0 | 0 | 0 | 0 | 82770.0745 | 379643.5698 | 0 | 0 | 0 | 0 | 0 | 0 | 0 | 0 | 0 | 0 | 0 | 0 | 0 | 0 | 0 | 0 | 82770.0745 | -52131.2291 | 0 | 0 | 0 | 0 | 0 | 0 | 0 | 0 | 0 | 0 | 0 | 0 | 0 | 0 | 0
2016-11-24 08:00 | 0 | 0 | 0 | 0 | 0 | 375193.6448 | 0 | 342238 | 0 | 0 | 0 | 0 | 0 | 495369.289 | 0 | 0 | 0 | 0 | 0 | 0 | 0 | 0 | 0 | 0 | 0 | 0 | 0 | 0 | 0 | 0 | -82770.0745 | 115725.7193 | 0 | 0 | 0 | 0 | 0 | 0 | 0 | 0 | 0 | 0 | 0 | 0 | 0 | 0 | 0
2016-11-24 09:00 | 0 | 0 | 0 | 0 | 0 | 371113.6515 | 0 | 339265 | 0 | 0 | 0 | 0 | 0 | 527217.9406 | 0 | 0 | 0 | 0 | 0 | 0 | 0 | 0 | 0 | 0 | 0 | 0 | 0 | 0 | 0 | 0 | 0 | 31848.6515 | 0 | 0 | 0 | 0 | 0 | 0 | 0 | 0 | 0 | 0 | 0 | 0 | 0 | 0 | 0
2016-11-24 10:00 | 0 | 0 | 0 | 0 | 0 | 367215.0928 | 0 | 341378 | 0 | 0 | 0 | 0 | 141562.8121 | 411492.2213 | 0 | 0 | 0 | 0 | 0 | 0 | 0 | 0 | 0 | 0 | 0 | 0 | 0 | 0 | 0 | 0 | 141562.8121 | -115725.7193 | 0 | 0 | 0 | 0 | 0 | 0 | 0 | 0 | 0 | 0 | 0 | 0 | 0 | 0 | 0
2016-11-24 11:00 | 0 | 0 | 0 | 0 | 0 | 369084.3181 | 0 | 349184 | 0 | 0 | 0 | 0 | 277188.8495 | 295766.502 | 0 | 0 | 0 | 0 | 0 | 0 | 0 | 0 | 0 | 0 | 0 | 0 | 0 | 0 | 0 | 0 | 135626.0374 | -115725.7193 | 0 | 0 | 0 | 0 | 0 | 0 | 0 | 0 | 0 | 0 | 0 | 0 | 0 | 0 | 0
2016-11-24 12:00 | 0 | 0 | 0 | 0 | 0 | 369483.9609 | 0 | 360350 | 0 | 0 | 0 | 0 | 402048.5297 | 180040.7827 | 0 | 0 | 0 | 0 | 0 | 0 | 0 | 0 | 0 | 0 | 0 | 0 | 0 | 0 | 0 | 0 | 124859.6802 | -115725.7193 | 0 | 0 | 0 | 0 | 0 | 0 | 0 | 0 | 0 | 0 | 0 | 0 | 0 | 0 | 0
2016-11-24 13:00 | 0 | 0 | 0 | 0 | 0 | 367831.2267 | 8.4878 | 378419 | 0 | 0 | 0 | 0 | 275743.5249 | 295766.502 | 0 | 0 | 0 | 0 | 0 | 0 | 0 | 0 | 0 | 0 | 0 | 0 | 0 | 0 | 0 | 0 | -126305.0048 | 115725.7193 | 0 | 0 | 0 | 0 | 0 | 0 | 0 | 0 | 0 | 0 | 0 | 0 | 0 | 0 | 0
2016-11-24 14:00 | 0 | 0 | 0 | 0 | 0 | 307293.4439 | 126790.9435 | 397131 | 0 | 0 | 0 | 0 | 196971.193 | 411492.2213 | 0 | 0 | 0 | 0 | 0 | 0 | 0 | 0 | 0 | 0 | 0 | 0 | 0 | 0 | 0 | 0 | -78772.3319 | 115725.7193 | 0 | 0 | 0 | 0 | 0 | 0 | 0 | 0 | 0 | 0 | 0 | 0 | 0 | 0 | 0
2016-11-24 15:00 | 0 | 0 | 0 | 0 | 0 | 0 | 476332.2868 | 410459 | 0 | 0 | 0 | 0 | 147118.7606 | 527217.9406 | 0 | 0 | 0 | 0 | 0 | 0 | 0 | 0 | 0 | 0 | 0 | 0 | 0 | 0 | 0 | 0 | -49852.4325 | 115725.7193 | 0 | 0 | 0 | 0 | 0 | 0 | 0 | 0 | 0 | 0 | 0 | 0 | 0 | 0 | 0
2016-11-24 16:00 | 0 | 0 | 0 | 0 | 0 | 156742.7007 | 628615.3336 | 417634 | 0 | 0 | 0 | 0 | 399117.0755 | 642943.6599 | 0 | 0 | 0 | 0 | 0 | 0 | 0 | 0 | 0 | 0 | 0 | 0 | 0 | 0 | 0 | 0 | 251998.3149 | 115725.7193 | 0 | 0 | 0 | 0 | 0 | 0 | 0 | 0 | 0 | 0 | 0 | 0 | 0 | 0 | 0
2016-11-24 17:00 | 0 | 0 | 0 | 0 | 0 | 151730.0836 | 630368.9506 | 414375 | 0 | 0 | 0 | 0 | 651115.3905 | 758669.3792 | 0 | 0 | 0 | 0 | 0 | 0 | 0 | 0 | 0 | 0 | 0 | 0 | 0 | 0 | 0 | 0 | 251998.3149 | 115725.7193 | 0 | 0 | 0 | 0 | 0 | 0 | 0 | 0 | 0 | 0 | 0 | 0 | 0 | 0 | 0
2016-11-24 18:00 | 0 | 0 | 0 | 0 | 0 | 0 | 598174.6299 | 404355 | 0 | 0 | 0 | 0 | 903113.7054 | 700490.6942 | 0 | 0 | 0 | 0 | 0 | 0 | 0 | 0 | 0 | 0 | 0 | 0 | 0 | 0 | 0 | 0 | 251998.3149 | -58178.685 | 0 | 0 | 0 | 0 | 0 | 0 | 0 | 0 | 0 | 0 | 0 | 0 | 0 | 0 | 0
2016-11-24 19:00 | 0 | 0 | 0 | 0 | 0 | 0 | 581442.8745 | 395055 | 0 | 0 | 0 | 0 | 1155112.0203 | 634880.2537 | 0 | 0 | 0 | 0 | 0 | 0 | 0 | 0 | 0 | 0 | 0 | 0 | 0 | 0 | 0 | 0 | 251998.3149 | -65610.4405 | 0 | 0 | 0 | 0 | 0 | 0 | 0 | 0 | 0 | 0 | 0 | 0 | 0 | 0 | 0
2016-11-24 20:00 | 0 | 0 | 0 | 0 | 0 | 159974.9406 | 594697.0936 | 386948 | 0 | 0 | 0 | 0 | 1407110.3353 | 750605.973 | 0 | 0 | 0 | 0 | 0 | 0 | 0 | 0 | 0 | 0 | 0 | 0 | 0 | 0 | 0 | 0 | 251998.3149 | 115725.7193 | 0 | 0 | 0 | 0 | 0 | 0 | 0 | 0 | 0 | 0 | 0 | 0 | 0 | 0 | 0
2016-11-24 21:00 | 0 | 0 | 0 | 0 | 0 | 135992.7388 | 612789.2954 | 381058 | 0 | 0 | 0 | 0 | 1659108.6502 | 866331.6923 | 0 | 0 | 0 | 0 | 0 | 0 | 0 | 0 | 0 | 0 | 0 | 0 | 0 | 0 | 0 | 0 | 251998.3149 | 115725.7193 | 0 | 0 | 0 | 0 | 0 | 0 | 0 | 0 | 0 | 0 | 0 | 0 | 0 | 0 | 0
2016-11-24 22:00 | 0 | 0 | 0 | 0 | 0 | 0 | 567785.0698 | 380683 | 0 | 0 | 0 | 0 | 1911106.9652 | 801435.4472 | 0 | 0 | 0 | 0 | 0 | 0 | 0 | 0 | 0 | 0 | 0 | 0 | 0 | 0 | 0 | 0 | 251998.3149 | -64896.2451 | 0 | 0 | 0 | 0 | 0 | 0 | 0 | 0 | 0 | 0 | 0 | 0 | 0 | 0 | 0
2016-11-24 23:00 | 0 | 0 | 0 | 0 | 0 | 0 | 259024.5349 | 383072 | 0 | 0 | 0 | 0 | 1902785.2194 | 685709.7279 | 0 | 0 | 0 | 0 | 0 | 0 | 0 | 0 | 0 | 0 | 0 | 0 | 0 | 0 | 0 | 0 | -8321.7458 | -115725.7193 | 0 | 0 | 0 | 0 | 0 | 0 | 0 | 0 | 0 | 0 | 0 | 0 | 0 | 0 | 0
2016-11-25 | 0 | 0 | 0 | 0 | 0 | 436388.8482 | 6808.8544 | 383138 | 0 | 0 | 0 | 0 | 1847119.2027 | 801435.4472 | 0 | 0 | 0 | 0 | 0 | 0 | 0 | 0 | 0 | 0 | 0 | 0 | 0 | 0 | 0 | 0 | -55666.0167 | 115725.7193 | 0 | 0 | 0 | 0 | 0 | 0 | 0 | 0 | 0 | 0 | 0 | 0 | 0 | 0 | 0
2016-11-25 01:00 | 0 | 0 | 0 | 0 | 0 | 246638.4044 | 0 | 382911 | 0 | 0 | 0 | 0 | 1595120.8878 | 917161.1665 | 0 | 0 | 0 | 0 | 0 | 0 | 0 | 0 | 0 | 0 | 0 | 0 | 0 | 0 | 0 | 0 | -251998.3149 | 115725.7193 | 0 | 0 | 0 | 0 | 0 | 0 | 0 | 0 | 0 | 0 | 0 | 0 | 0 | 0 | 0
2016-11-25 02:00 | 0 | 0 | 0 | 0 | 0 | 448513.3986 | 0 | 377658 | 0 | 0 | 0 | 0 | 1781702.0057 | 801435.4472 | 0 | 0 | 0 | 0 | 0 | 0 | 0 | 0 | 0 | 0 | 0 | 0 | 0 | 0 | 0 | 0 | 186581.1179 | -115725.7193 | 0 | 0 | 0 | 0 | 0 | 0 | 0 | 0 | 0 | 0 | 0 | 0 | 0 | 0 | 0
2016-11-25 03:00 | 0 | 0 | 0 | 0 | 0 | 461692.1298 | 0 | 369843 | 0 | 0 | 0 | 0 | 1757825.4162 | 917161.1665 | 0 | 0 | 0 | 0 | 0 | 0 | 0 | 0 | 0 | 0 | 0 | 0 | 0 | 0 | 0 | 0 | -23876.5895 | 115725.7193 | 0 | 0 | 0 | 0 | 0 | 0 | 0 | 0 | 0 | 0 | 0 | 0 | 0 | 0 | 0
2016-11-25 04:00 | 0 | 0 | 0 | 0 | 0 | 476812.6055 | 0 | 358662 | 0 | 0 | 0 | 0 | 1991701.741 | 801435.4472 | 0 | 0 | 0 | 0 | 0 | 0 | 0 | 0 | 0 | 0 | 0 | 0 | 0 | 0 | 0 | 0 | 233876.3248 | -115725.7193 | 0 | 0 | 0 | 0 | 0 | 0 | 0 | 0 | 0 | 0 | 0 | 0 | 0 | 0 | 0
2016-11-25 05:00 | 0 | 0 | 0 | 0 | 0 | 0 | 0 | 346627 | 0 | 0 | 0 | 0 | 1739703.4261 | 706806.7621 | 0 | 0 | 0 | 0 | 0 | 0 | 0 | 0 | 0 | 0 | 0 | 0 | 0 | 0 | 0 | 0 | -251998.3149 | -94628.6851 | 0 | 0 | 0 | 0 | 0 | 0 | 0 | 0 | 0 | 0 | 0 | 0 | 0 | 0 | 0
2016-11-25 06:00 | 0 | 0 | 0 | 0 | 0 | 0 | 0 | 336310 | 0 | 0 | 0 | 0 | 1519119.1454 | 591081.0428 | 0 | 0 | 0 | 0 | 0 | 0 | 0 | 0 | 0 | 0 | 0 | 0 | 0 | 0 | 0 | 0 | -220584.2807 | -115725.7193 | 0 | 0 | 0 | 0 | 0 | 0 | 0 | 0 | 0 | 0 | 0 | 0 | 0 | 0 | 0
2016-11-25 07:00 | 0 | 0 | 0 | 0 | 0 | 0 | 0 | 328607 | 0 | 0 | 0 | 0 | 1267120.8304 | 514472.3578 | 0 | 0 | 0 | 0 | 0 | 0 | 0 | 0 | 0 | 0 | 0 | 0 | 0 | 0 | 0 | 0 | -251998.3149 | -76608.6851 | 0 | 0 | 0 | 0 | 0 | 0 | 0 | 0 | 0 | 0 | 0 | 0 | 0 | 0 | 0
2016-11-25 08:00 | 0 | 0 | 0 | 0 | 0 | 500112.8809 | 0 | 325091 | 0 | 0 | 0 | 0 | 1519119.1454 | 437495.9237 | 0 | 0 | 0 | 0 | 0 | 0 | 0 | 0 | 0 | 0 | 0 | 0 | 0 | 0 | 0 | 0 | 251998.3149 | -76976.434 | 0 | 0 | 0 | 0 | 0 | 0 | 0 | 0 | 0 | 0 | 0 | 0 | 0 | 0 | 0
2016-11-25 09:00 | 0 | 0 | 0 | 0 | 0 | 489197.825 | 0 | 326511 | 0 | 0 | 0 | 0 | 1566080.2511 | 553221.643 | 0 | 0 | 0 | 0 | 0 | 0 | 0 | 0 | 0 | 0 | 0 | 0 | 0 | 0 | 0 | 0 | 46961.1057 | 115725.7193 | 0 | 0 | 0 | 0 | 0 | 0 | 0 | 0 | 0 | 0 | 0 | 0 | 0 | 0 | 0
2016-11-25 10:00 | 0 | 0 | 0 | 0 | 0 | 0 | 0 | 331977 | 0 | 0 | 0 | 0 | 1314081.9361 | 473242.958 | 0 | 0 | 0 | 0 | 0 | 0 | 0 | 0 | 0 | 0 | 0 | 0 | 0 | 0 | 0 | 0 | -251998.3149 | -79978.6851 | 0 | 0 | 0 | 0 | 0 | 0 | 0 | 0 | 0 | 0 | 0 | 0 | 0 | 0 | 0
2016-11-25 11:00 | 0 | 0 | 0 | 0 | 0 | 0 | 0 | 343329 | 0 | 0 | 0 | 0 | 1086478.6554 | 357517.2387 | 0 | 0 | 0 | 0 | 0 | 0 | 0 | 0 | 0 | 0 | 0 | 0 | 0 | 0 | 0 | 0 | -227603.2807 | -115725.7193 | 0 | 0 | 0 | 0 | 0 | 0 | 0 | 0 | 0 | 0 | 0 | 0 | 0 | 0 | 0
2016-11-25 12:00 | 0 | 0 | 0 | 0 | 0 | 0 | 0 | 357486 | 0 | 0 | 0 | 0 | 834480.3405 | 252029.5536 | 0 | 0 | 0 | 0 | 0 | 0 | 0 | 0 | 0 | 0 | 0 | 0 | 0 | 0 | 0 | 0 | -251998.3149 | -105487.6851 | 0 | 0 | 0 | 0 | 0 | 0 | 0 | 0 | 0 | 0 | 0 | 0 | 0 | 0 | 0
2016-11-25 13:00 | 0 | 0 | 0 | 0 | 0 | 234953.0879 | 0.31646 | 371226 | 0 | 0 | 0 | 0 | 582482.0255 | 367755.2729 | 0 | 0 | 0 | 0 | 0 | 0 | 0 | 0 | 0 | 0 | 0 | 0 | 0 | 0 | 0 | 0 | -251998.3149 | 115725.7193 | 0 | 0 | 0 | 0 | 0 | 0 | 0 | 0 | 0 | 0 | 0 | 0 | 0 | 0 | 0
2016-11-25 14:00 | 0 | 0 | 0 | 0 | 0 | 368620.9463 | 115306.9377 | 383890 | 0 | 0 | 0 | 0 | 798245.6288 | 252029.5536 | 0 | 0 | 0 | 0 | 0 | 0 | 0 | 0 | 0 | 0 | 0 | 0 | 0 | 0 | 0 | 0 | 215763.6033 | -115725.7193 | 0 | 0 | 0 | 0 | 0 | 0 | 0 | 0 | 0 | 0 | 0 | 0 | 0 | 0 | 0
2016-11-25 15:00 | 0 | 0 | 0 | 0 | 0 | 0 | 508821.2938 | 391571 | 0 | 0 | 0 | 0 | 1031221.6419 | 136303.8343 | 0 | 0 | 0 | 0 | 0 | 0 | 0 | 0 | 0 | 0 | 0 | 0 | 0 | 0 | 0 | 0 | 232976.0131 | -115725.7193 | 0 | 0 | 0 | 0 | 0 | 0 | 0 | 0 | 0 | 0 | 0 | 0 | 0 | 0 | 0
2016-11-25 16:00 | 0 | 0 | 0 | 0 | 0 | 127383.1533 | 635720.8809 | 395380 | 0 | 0 | 0 | 0 | 1283219.9569 | 252029.5536 | 0 | 0 | 0 | 0 | 0 | 0 | 0 | 0 | 0 | 0 | 0 | 0 | 0 | 0 | 0 | 0 | 251998.3149 | 115725.7193 | 0 | 0 | 0 | 0 | 0 | 0 | 0 | 0 | 0 | 0 | 0 | 0 | 0 | 0 | 0
2016-11-25 17:00 | 0 | 0 | 0 | 0 | 0 | 148313.016 | 612328.2508 | 396317 | 0 | 0 | 0 | 0 | 1531818.5044 | 367755.2729 | 0 | 0 | 0 | 0 | 0 | 0 | 0 | 0 | 0 | 0 | 0 | 0 | 0 | 0 | 0 | 0 | 248598.5475 | 115725.7193 | 0 | 0 | 0 | 0 | 0 | 0 | 0 | 0 | 0 | 0 | 0 | 0 | 0 | 0 | 0
2016-11-25 18:00 | 0 | 0 | 0 | 0 | 0 | 0 | 583061.5463 | 394411 | 0 | 0 | 0 | 0 | 1604743.3314 | 483480.9922 | 0 | 0 | 0 | 0 | 0 | 0 | 0 | 0 | 0 | 0 | 0 | 0 | 0 | 0 | 0 | 0 | 72924.827 | 115725.7193 | 0 | 0 | 0 | 0 | 0 | 0 | 0 | 0 | 0 | 0 | 0 | 0 | 0 | 0 | 0
2016-11-25 19:00 | 0 | 0 | 0 | 0 | 0 | 166467.8047 | 565441.3939 | 392762 | 0 | 0 | 0 | 0 | 1856741.6463 | 570629.8758 | 0 | 0 | 0 | 0 | 0 | 0 | 0 | 0 | 0 | 0 | 0 | 0 | 0 | 0 | 0 | 0 | 251998.3149 | 87148.8836 | 0 | 0 | 0 | 0 | 0 | 0 | 0 | 0 | 0 | 0 | 0 | 0 | 0 | 0 | 0
2016-11-25 20:00 | 0 | 0 | 0 | 0 | 0 | 0 | 572087.9703 | 391901 | 0 | 0 | 0 | 0 | 1921202.8974 | 686355.5951 | 0 | 0 | 0 | 0 | 0 | 0 | 0 | 0 | 0 | 0 | 0 | 0 | 0 | 0 | 0 | 0 | 64461.251 | 115725.7193 | 0 | 0 | 0 | 0 | 0 | 0 | 0 | 0 | 0 | 0 | 0 | 0 | 0 | 0 | 0
2016-11-25 21:00 | 0 | 0 | 0 | 0 | 0 | 0 | 583724.5938 | 396044 | 0 | 0 | 0 | 0 | 1993157.7719 | 802081.3144 | 0 | 0 | 0 | 0 | 0 | 0 | 0 | 0 | 0 | 0 | 0 | 0 | 0 | 0 | 0 | 0 | 71954.8745 | 115725.7193 | 0 | 0 | 0 | 0 | 0 | 0 | 0 | 0 | 0 | 0 | 0 | 0 | 0 | 0 | 0
2016-11-25 22:00 | 0 | 0 | 0 | 0 | 0 | 0 | 528260.9777 | 406896 | 0 | 0 | 0 | 0 | 2230248.4689 | 686355.5951 | 0 | 0 | 0 | 0 | 0 | 0 | 0 | 0 | 0 | 0 | 0 | 0 | 0 | 0 | 0 | 0 | 237090.697 | -115725.7193 | 0 | 0 | 0 | 0 | 0 | 0 | 0 | 0 | 0 | 0 | 0 | 0 | 0 | 0 | 0
2016-11-25 23:00 | 0 | 0 | 0 | 0 | 0 | 0 | 206191.5875 | 416199 | 0 | 0 | 0 | 0 | 2135966.7757 | 570629.8758 | 0 | 0 | 0 | 0 | 0 | 0 | 0 | 0 | 0 | 0 | 0 | 0 | 0 | 0 | 0 | 0 | -94281.6932 | -115725.7193 | 0 | 0 | 0 | 0 | 0 | 0 | 0 | 0 | 0 | 0 | 0 | 0 | 0 | 0 | 0
2016-11-26 | 0 | 0 | 0 | 0 | 0 | 536883.2719 | 5377.0185 | 418426 | 0 | 0 | 0 | 0 | 2375526.7853 | 454904.1565 | 0 | 0 | 0 | 0 | 0 | 0 | 0 | 0 | 0 | 0 | 0 | 0 | 0 | 0 | 0 | 0 | 239560.0096 | -115725.7193 | 0 | 0 | 0 | 0 | 0 | 0 | 0 | 0 | 0 | 0 | 0 | 0 | 0 | 0 | 0
2016-11-26 01:00 | 0 | 0 | 0 | 0 | 0 | 552092.5956 | 0 | 415820 | 0 | 0 | 0 | 0 | 2627525.1003 | 339178.4372 | 0 | 0 | 0 | 0 | 0 | 0 | 0 | 0 | 0 | 0 | 0 | 0 | 0 | 0 | 0 | 0 | 251998.3149 | -115725.7193 | 0 | 0 | 0 | 0 | 0 | 0 | 0 | 0 | 0 | 0 | 0 | 0 | 0 | 0 | 0
2016-11-26 02:00 | 0 | 0 | 0 | 0 | 0 | 543344.5956 | 0 | 407072 | 0 | 0 | 0 | 0 | 2879523.4152 | 223452.7179 | 0 | 0 | 0 | 0 | 0 | 0 | 0 | 0 | 0 | 0 | 0 | 0 | 0 | 0 | 0 | 0 | 251998.3149 | -115725.7193 | 0 | 0 | 0 | 0 | 0 | 0 | 0 | 0 | 0 | 0 | 0 | 0 | 0 | 0 | 0
2016-11-26 03:00 | 0 | 0 | 0 | 0 | 0 | 257323.4044 | 0 | 393596 | 0 | 0 | 0 | 0 | 2627525.1003 | 339178.4372 | 0 | 0 | 0 | 0 | 0 | 0 | 0 | 0 | 0 | 0 | 0 | 0 | 0 | 0 | 0 | 0 | -251998.3149 | 115725.7193 | 0 | 0 | 0 | 0 | 0 | 0 | 0 | 0 | 0 | 0 | 0 | 0 | 0 | 0 | 0
2016-11-26 04:00 | 0 | 0 | 0 | 0 | 0 | 476070.4065 | 0 | 378696 | 0 | 0 | 0 | 0 | 2609173.7875 | 454904.1565 | 0 | 0 | 0 | 0 | 0 | 0 | 0 | 0 | 0 | 0 | 0 | 0 | 0 | 0 | 0 | 0 | -18351.3128 | 115725.7193 | 0 | 0 | 0 | 0 | 0 | 0 | 0 | 0 | 0 | 0 | 0 | 0 | 0 | 0 | 0
2016-11-26 05:00 | 0 | 0 | 0 | 0 | 0 | 0 | 0 | 361931 | 0 | 0 | 0 | 0 | 2362968.5068 | 339178.4372 | 0 | 0 | 0 | 0 | 0 | 0 | 0 | 0 | 0 | 0 | 0 | 0 | 0 | 0 | 0 | 0 | -246205.2807 | -115725.7193 | 0 | 0 | 0 | 0 | 0 | 0 | 0 | 0 | 0 | 0 | 0 | 0 | 0 | 0 | 0
2016-11-26 06:00 | 0 | 0 | 0 | 0 | 0 | 0 | 0 | 349185 | 0 | 0 | 0 | 0 | 2129509.2261 | 223452.7179 | 0 | 0 | 0 | 0 | 0 | 0 | 0 | 0 | 0 | 0 | 0 | 0 | 0 | 0 | 0 | 0 | -233459.2807 | -115725.7193 | 0 | 0 | 0 | 0 | 0 | 0 | 0 | 0 | 0 | 0 | 0 | 0 | 0 | 0 | 0
2016-11-26 07:00 | 0 | 0 | 0 | 0 | 0 | 204122.4044 | 0 | 340395 | 0 | 0 | 0 | 0 | 1877510.9111 | 339178.4372 | 0 | 0 | 0 | 0 | 0 | 0 | 0 | 0 | 0 | 0 | 0 | 0 | 0 | 0 | 0 | 0 | -251998.3149 | 115725.7193 | 0 | 0 | 0 | 0 | 0 | 0 | 0 | 0 | 0 | 0 | 0 | 0 | 0 | 0 | 0
2016-11-26 08:00 | 0 | 0 | 0 | 0 | 0 | 570430.3533 | 0 | 335497 | 0 | 0 | 0 | 0 | 2129509.2261 | 322113.4755 | 0 | 0 | 0 | 0 | 0 | 0 | 0 | 0 | 0 | 0 | 0 | 0 | 0 | 0 | 0 | 0 | 251998.3149 | -17064.9617 | 0 | 0 | 0 | 0 | 0 | 0 | 0 | 0 | 0 | 0 | 0 | 0 | 0 | 0 | 0
2016-11-26 09:00 | 0 | 0 | 0 | 0 | 0 | 0 | 0 | 334757 | 0 | 0 | 0 | 0 | 1877510.9111 | 239354.7905 | 0 | 0 | 0 | 0 | 0 | 0 | 0 | 0 | 0 | 0 | 0 | 0 | 0 | 0 | 0 | 0 | -251998.3149 | -82758.6851 | 0 | 0 | 0 | 0 | 0 | 0 | 0 | 0 | 0 | 0 | 0 | 0 | 0 | 0 | 0
2016-11-26 10:00 | 0 | 0 | 0 | 0 | 0 | 543832.6267 | 0 | 339519 | 0 | 0 | 0 | 0 | 2129509.2261 | 191670.1022 | 0 | 0 | 0 | 0 | 0 | 0 | 0 | 0 | 0 | 0 | 0 | 0 | 0 | 0 | 0 | 0 | 251998.3149 | -47684.6882 | 0 | 0 | 0 | 0 | 0 | 0 | 0 | 0 | 0 | 0 | 0 | 0 | 0 | 0 | 0
2016-11-26 11:00 | 0 | 0 | 0 | 0 | 0 | 212542.4044 | 0 | 348815 | 0 | 0 | 0 | 0 | 1877510.9111 | 307395.8215 | 0 | 0 | 0 | 0 | 0 | 0 | 0 | 0 | 0 | 0 | 0 | 0 | 0 | 0 | 0 | 0 | -251998.3149 | 115725.7193 | 0 | 0 | 0 | 0 | 0 | 0 | 0 | 0 | 0 | 0 | 0 | 0 | 0 | 0 | 0
2016-11-26 12:00 | 0 | 0 | 0 | 0 | 0 | 0 | 0 | 361410 | 0 | 0 | 0 | 0 | 1625512.5962 | 197984.1365 | 0 | 0 | 0 | 0 | 0 | 0 | 0 | 0 | 0 | 0 | 0 | 0 | 0 | 0 | 0 | 0 | -251998.3149 | -109411.6851 | 0 | 0 | 0 | 0 | 0 | 0 | 0 | 0 | 0 | 0 | 0 | 0 | 0 | 0 | 0
2016-11-26 13:00 | 0 | 0 | 0 | 0 | 0 | 480053.2496 | 0 | 375765 | 0 | 0 | 0 | 0 | 1614075.1265 | 313709.8558 | 0 | 0 | 0 | 0 | 0 | 0 | 0 | 0 | 0 | 0 | 0 | 0 | 0 | 0 | 0 | 0 | -11437.4697 | 115725.7193 | 0 | 0 | 0 | 0 | 0 | 0 | 0 | 0 | 0 | 0 | 0 | 0 | 0 | 0 | 0
2016-11-26 14:00 | 0 | 0 | 0 | 0 | 0 | 388702.4657 | 47057.828 | 389723 | 0 | 0 | 0 | 0 | 1544386.7009 | 429435.5751 | 0 | 0 | 0 | 0 | 0 | 0 | 0 | 0 | 0 | 0 | 0 | 0 | 0 | 0 | 0 | 0 | -69688.4256 | 115725.7193 | 0 | 0 | 0 | 0 | 0 | 0 | 0 | 0 | 0 | 0 | 0 | 0 | 0 | 0 | 0
2016-11-26 15:00 | 0 | 0 | 0 | 0 | 0 | 0 | 420852.1206 | 397906 | 0 | 0 | 0 | 0 | 1683058.5408 | 313709.8558 | 0 | 0 | 0 | 0 | 0 | 0 | 0 | 0 | 0 | 0 | 0 | 0 | 0 | 0 | 0 | 0 | 138671.8399 | -115725.7193 | 0 | 0 | 0 | 0 | 0 | 0 | 0 | 0 | 0 | 0 | 0 | 0 | 0 | 0 | 0
2016-11-26 16:00 | 0 | 0 | 0 | 0 | 0 | 0 | 554158.517 | 400428 | 0 | 0 | 0 | 0 | 1935056.8557 | 215442.0578 | 0 | 0 | 0 | 0 | 0 | 0 | 0 | 0 | 0 | 0 | 0 | 0 | 0 | 0 | 0 | 0 | 251998.3149 | -98267.798 | 0 | 0 | 0 | 0 | 0 | 0 | 0 | 0 | 0 | 0 | 0 | 0 | 0 | 0 | 0
2016-11-26 17:00 | 0 | 0 | 0 | 0 | 0 | 0 | 551159.9764 | 398878 | 0 | 0 | 0 | 0 | 2187055.1707 | 115725.7193 | 0 | 0 | 0 | 0 | 0 | 0 | 0 | 0 | 0 | 0 | 0 | 0 | 0 | 0 | 0 | 0 | 251998.3149 | -99716.3385 | 0 | 0 | 0 | 0 | 0 | 0 | 0 | 0 | 0 | 0 | 0 | 0 | 0 | 0 | 0
2016-11-26 18:00 | 0 | 0 | 0 | 0 | 0 | 0 | 513124.274 | 394611 | 0 | 0 | 0 | 0 | 2421294.1639 | 0 | 0 | 0 | 0 | 0 | 0 | 0 | 0 | 0 | 0 | 0 | 0 | 0 | 0 | 0 | 0 | 0 | 234238.9933 | -115725.7193 | 0 | 0 | 0 | 0 | 0 | 0 | 0 | 0 | 0 | 0 | 0 | 0 | 0 | 0 | 0
2016-11-26 19:00 | 0 | 0 | 0 | 0 | 0 | 0 | 488460.2374 | 390173 | 0 | 0 | 0 | 0 | 2403855.682 | 115725.7193 | 0 | 0 | 0 | 0 | 0 | 0 | 0 | 0 | 0 | 0 | 0 | 0 | 0 | 0 | 0 | 0 | -17438.4819 | 115725.7193 | 0 | 0 | 0 | 0 | 0 | 0 | 0 | 0 | 0 | 0 | 0 | 0 | 0 | 0 | 0
2016-11-26 20:00 | 0 | 0 | 0 | 0 | 0 | 0 | 478189.701 | 387851 | 0 | 0 | 0 | 0 | 2609920.1024 | 0 | 0 | 0 | 0 | 0 | 0 | 0 | 0 | 0 | 0 | 0 | 0 | 0 | 0 | 0 | 0 | 0 | 206064.4203 | -115725.7193 | 0 | 0 | 0 | 0 | 0 | 0 | 0 | 0 | 0 | 0 | 0 | 0 | 0 | 0 | 0
2016-11-26 21:00 | 0 | 0 | 0 | 0 | 0 | 239347.3892 | 468961.4702 | 393039 | 0 | 0 | 0 | 0 | 2809464.2425 | 115725.7193 | 0 | 0 | 0 | 0 | 0 | 0 | 0 | 0 | 0 | 0 | 0 | 0 | 0 | 0 | 0 | 0 | 199544.1401 | 115725.7193 | 0 | 0 | 0 | 0 | 0 | 0 | 0 | 0 | 0 | 0 | 0 | 0 | 0 | 0 | 0
2016-11-26 22:00 | 0 | 0 | 0 | 0 | 0 | 0 | 385638.8729 | 407750 | 0 | 0 | 0 | 0 | 2671627.3961 | 231451.4386 | 0 | 0 | 0 | 0 | 0 | 0 | 0 | 0 | 0 | 0 | 0 | 0 | 0 | 0 | 0 | 0 | -137836.8464 | 115725.7193 | 0 | 0 | 0 | 0 | 0 | 0 | 0 | 0 | 0 | 0 | 0 | 0 | 0 | 0 | 0
2016-11-26 23:00 | 0 | 0 | 0 | 0 | 0 | 356216.3591 | 161382.1303 | 422463 | 0 | 0 | 0 | 0 | 2882488.6048 | 115725.7193 | 0 | 0 | 0 | 0 | 0 | 0 | 0 | 0 | 0 | 0 | 0 | 0 | 0 | 0 | 0 | 0 | 210861.2087 | -115725.7193 | 0 | 0 | 0 | 0 | 0 | 0 | 0 | 0 | 0 | 0 | 0 | 0 | 0 | 0 | 0
2016-11-27 | 0 | 0 | 0 | 0 | 0 | 443220.6893 | 2231.7588 | 428188 | 0 | 0 | 0 | 0 | 2798995.1495 | 216483.6227 | 0 | 0 | 0 | 0 | 0 | 0 | 0 | 0 | 0 | 0 | 0 | 0 | 0 | 0 | 0 | 0 | -83493.4553 | 100757.9034 | 0 | 0 | 0 | 0 | 0 | 0 | 0 | 0 | 0 | 0 | 0 | 0 | 0 | 0 | 0
2016-11-27 01:00 | 0 | 0 | 0 | 0 | 0 | 498928.0661 | 0 | 427833 | 0 | 0 | 0 | 0 | 2754364.4963 | 332209.342 | 0 | 0 | 0 | 0 | 0 | 0 | 0 | 0 | 0 | 0 | 0 | 0 | 0 | 0 | 0 | 0 | -44630.6532 | 115725.7193 | 0 | 0 | 0 | 0 | 0 | 0 | 0 | 0 | 0 | 0 | 0 | 0 | 0 | 0 | 0
2016-11-27 02:00 | 0 | 0 | 0 | 0 | 0 | 181351.0743 | 0 | 420951 | 0 | 0 | 0 | 0 | 2630490.2899 | 216483.6227 | 0 | 0 | 0 | 0 | 0 | 0 | 0 | 0 | 0 | 0 | 0 | 0 | 0 | 0 | 0 | 0 | -123874.2064 | -115725.7193 | 0 | 0 | 0 | 0 | 0 | 0 | 0 | 0 | 0 | 0 | 0 | 0 | 0 | 0 | 0
2016-11-27 03:00 | 0 | 0 | 0 | 0 | 0 | 550999.3773 | 0 | 409666 | 0 | 0 | 0 | 0 | 2882488.6048 | 105818.6851 | 0 | 0 | 0 | 0 | 0 | 0 | 0 | 0 | 0 | 0 | 0 | 0 | 0 | 0 | 0 | 0 | 251998.3149 | -110664.9377 | 0 | 0 | 0 | 0 | 0 | 0 | 0 | 0 | 0 | 0 | 0 | 0 | 0 | 0 | 0
2016-11-27 04:00 | 0 | 0 | 0 | 0 | 0 | 259216.4044 | 0 | 395489 | 0 | 0 | 0 | 0 | 2630490.2899 | 221544.4044 | 0 | 0 | 0 | 0 | 0 | 0 | 0 | 0 | 0 | 0 | 0 | 0 | 0 | 0 | 0 | 0 | -251998.3149 | 115725.7193 | 0 | 0 | 0 | 0 | 0 | 0 | 0 | 0 | 0 | 0 | 0 | 0 | 0 | 0 | 0
2016-11-27 05:00 | 0 | 0 | 0 | 0 | 0 | 539428.9765 | 0 | 380970 | 0 | 0 | 0 | 0 | 2673223.5471 | 337270.1236 | 0 | 0 | 0 | 0 | 0 | 0 | 0 | 0 | 0 | 0 | 0 | 0 | 0 | 0 | 0 | 0 | 42733.2572 | 115725.7193 | 0 | 0 | 0 | 0 | 0 | 0 | 0 | 0 | 0 | 0 | 0 | 0 | 0 | 0 | 0
2016-11-27 06:00 | 0 | 0 | 0 | 0 | 0 | 989.9658 | 0 | 368714 | 0 | 0 | 0 | 0 | 2421225.2321 | 221544.4044 | 0 | 0 | 0 | 0 | 0 | 0 | 0 | 0 | 0 | 0 | 0 | 0 | 0 | 0 | 0 | 0 | -251998.3149 | -115725.7193 | 0 | 0 | 0 | 0 | 0 | 0 | 0 | 0 | 0 | 0 | 0 | 0 | 0 | 0 | 0
2016-11-27 07:00 | 0 | 0 | 0 | 0 | 0 | 495877.9616 | 0 | 360779 | 0 | 0 | 0 | 0 | 2672049.913 | 105818.6851 | 0 | 0 | 0 | 0 | 0 | 0 | 0 | 0 | 0 | 0 | 0 | 0 | 0 | 0 | 0 | 0 | 250824.6809 | -115725.7193 | 0 | 0 | 0 | 0 | 0 | 0 | 0 | 0 | 0 | 0 | 0 | 0 | 0 | 0 | 0
2016-11-27 08:00 | 0 | 0 | 0 | 0 | 0 | 0 | 0 | 357817 | 0 | 0 | 0 | 0 | 2420051.5981 | 0 | 0 | 0 | 0 | 0 | 0 | 0 | 0 | 0 | 0 | 0 | 0 | 0 | 0 | 0 | 0 | 0 | -251998.3149 | -105818.6851 | 0 | 0 | 0 | 0 | 0 | 0 | 0 | 0 | 0 | 0 | 0 | 0 | 0 | 0 | 0
2016-11-27 09:00 | 0 | 0 | 0 | 0 | 0 | 465907.3356 | 0 | 357740 | 0 | 0 | 0 | 0 | 2412493.2144 | 115725.7193 | 0 | 0 | 0 | 0 | 0 | 0 | 0 | 0 | 0 | 0 | 0 | 0 | 0 | 0 | 0 | 0 | -7558.3837 | 115725.7193 | 0 | 0 | 0 | 0 | 0 | 0 | 0 | 0 | 0 | 0 | 0 | 0 | 0 | 0 | 0
2016-11-27 10:00 | 0 | 0 | 0 | 0 | 0 | 480987.6704 | 0 | 362297 | 0 | 0 | 0 | 0 | 2415458.1656 | 231451.4386 | 0 | 0 | 0 | 0 | 0 | 0 | 0 | 0 | 0 | 0 | 0 | 0 | 0 | 0 | 0 | 0 | 2964.9511 | 115725.7193 | 0 | 0 | 0 | 0 | 0 | 0 | 0 | 0 | 0 | 0 | 0 | 0 | 0 | 0 | 0
2016-11-27 11:00 | 0 | 0 | 0 | 0 | 0 | 515898.4604 | 0 | 371445 | 0 | 0 | 0 | 0 | 2444185.9067 | 347177.1579 | 0 | 0 | 0 | 0 | 0 | 0 | 0 | 0 | 0 | 0 | 0 | 0 | 0 | 0 | 0 | 0 | 28727.7411 | 115725.7193 | 0 | 0 | 0 | 0 | 0 | 0 | 0 | 0 | 0 | 0 | 0 | 0 | 0 | 0 | 0
2016-11-27 12:00 | 0 | 0 | 0 | 0 | 0 | 545652.0132 | 0 | 383264 | 0 | 0 | 0 | 0 | 2490848.2006 | 462902.8772 | 0 | 0 | 0 | 0 | 0 | 0 | 0 | 0 | 0 | 0 | 0 | 0 | 0 | 0 | 0 | 0 | 46662.2939 | 115725.7193 | 0 | 0 | 0 | 0 | 0 | 0 | 0 | 0 | 0 | 0 | 0 | 0 | 0 | 0 | 0
2016-11-27 13:00 | 0 | 0 | 0 | 0 | 0 | 565153.4713 | 0 | 394819 | 0 | 0 | 0 | 0 | 2545456.9526 | 578628.5965 | 0 | 0 | 0 | 0 | 0 | 0 | 0 | 0 | 0 | 0 | 0 | 0 | 0 | 0 | 0 | 0 | 54608.752 | 115725.7193 | 0 | 0 | 0 | 0 | 0 | 0 | 0 | 0 | 0 | 0 | 0 | 0 | 0 | 0 | 0
2016-11-27 14:00 | 0 | 0 | 0 | 0 | 0 | 0 | 37640.3574 | 400599 | 0 | 0 | 0 | 0 | 2293458.6377 | 467668.2688 | 0 | 0 | 0 | 0 | 0 | 0 | 0 | 0 | 0 | 0 | 0 | 0 | 0 | 0 | 0 | 0 | -251998.3149 | -110960.3276 | 0 | 0 | 0 | 0 | 0 | 0 | 0 | 0 | 0 | 0 | 0 | 0 | 0 | 0 | 0
2016-11-27 15:00 | 0 | 0 | 0 | 0 | 0 | 507139.6553 | 261523.379 | 400939 | 0 | 0 | 0 | 0 | 2545456.9526 | 583393.9881 | 0 | 0 | 0 | 0 | 0 | 0 | 0 | 0 | 0 | 0 | 0 | 0 | 0 | 0 | 0 | 0 | 251998.3149 | 115725.7193 | 0 | 0 | 0 | 0 | 0 | 0 | 0 | 0 | 0 | 0 | 0 | 0 | 0 | 0 | 0
2016-11-27 16:00 | 0 | 0 | 0 | 0 | 0 | 0 | 418647.7616 | 399311 | 0 | 0 | 0 | 0 | 2449067.995 | 699119.7074 | 0 | 0 | 0 | 0 | 0 | 0 | 0 | 0 | 0 | 0 | 0 | 0 | 0 | 0 | 0 | 0 | -96388.9577 | 115725.7193 | 0 | 0 | 0 | 0 | 0 | 0 | 0 | 0 | 0 | 0 | 0 | 0 | 0 | 0 | 0
2016-11-27 17:00 | 0 | 0 | 0 | 0 | 0 | 183904.5449 | 473124.2029 | 397982 | 0 | 0 | 0 | 0 | 2592389.0235 | 814845.4267 | 0 | 0 | 0 | 0 | 0 | 0 | 0 | 0 | 0 | 0 | 0 | 0 | 0 | 0 | 0 | 0 | 143321.0285 | 115725.7193 | 0 | 0 | 0 | 0 | 0 | 0 | 0 | 0 | 0 | 0 | 0 | 0 | 0 | 0 | 0
2016-11-27 18:00 | 0 | 0 | 0 | 0 | 0 | 0 | 468924.9644 | 397282 | 0 | 0 | 0 | 0 | 2548306.2685 | 930571.146 | 0 | 0 | 0 | 0 | 0 | 0 | 0 | 0 | 0 | 0 | 0 | 0 | 0 | 0 | 0 | 0 | -44082.7549 | 115725.7193 | 0 | 0 | 0 | 0 | 0 | 0 | 0 | 0 | 0 | 0 | 0 | 0 | 0 | 0 | 0
2016-11-27 19:00 | 0 | 0 | 0 | 0 | 0 | 0 | 462370.6061 | 396576 | 0 | 0 | 0 | 0 | 2498375.1553 | 1046296.8653 | 0 | 0 | 0 | 0 | 0 | 0 | 0 | 0 | 0 | 0 | 0 | 0 | 0 | 0 | 0 | 0 | -49931.1132 | 115725.7193 | 0 | 0 | 0 | 0 | 0 | 0 | 0 | 0 | 0 | 0 | 0 | 0 | 0 | 0 | 0
2016-11-27 20:00 | 0 | 0 | 0 | 0 | 0 | 0 | 461574.9208 | 398083 | 0 | 0 | 0 | 0 | 2446141.3568 | 1162022.5846 | 0 | 0 | 0 | 0 | 0 | 0 | 0 | 0 | 0 | 0 | 0 | 0 | 0 | 0 | 0 | 0 | -52233.7985 | 115725.7193 | 0 | 0 | 0 | 0 | 0 | 0 | 0 | 0 | 0 | 0 | 0 | 0 | 0 | 0 | 0
2016-11-27 21:00 | 0 | 0 | 0 | 0 | 0 | 0 | 454614.3374 | 406538 | 0 | 0 | 0 | 0 | 2378491.975 | 1277748.3039 | 0 | 0 | 0 | 0 | 0 | 0 | 0 | 0 | 0 | 0 | 0 | 0 | 0 | 0 | 0 | 0 | -67649.3819 | 115725.7193 | 0 | 0 | 0 | 0 | 0 | 0 | 0 | 0 | 0 | 0 | 0 | 0 | 0 | 0 | 0
2016-11-27 22:00 | 0 | 0 | 0 | 0 | 0 | 404837.8647 | 390255.1695 | 427369 | 0 | 0 | 0 | 0 | 2630490.2899 | 1393474.0232 | 0 | 0 | 0 | 0 | 0 | 0 | 0 | 0 | 0 | 0 | 0 | 0 | 0 | 0 | 0 | 0 | 251998.3149 | 115725.7193 | 0 | 0 | 0 | 0 | 0 | 0 | 0 | 0 | 0 | 0 | 0 | 0 | 0 | 0 | 0
2016-11-27 23:00 | 0 | 0 | 0 | 0 | 0 | 134272.8752 | 173881.5291 | 444427 | 0 | 0 | 0 | 0 | 2378491.975 | 1509199.7425 | 0 | 0 | 0 | 0 | 0 | 0 | 0 | 0 | 0 | 0 | 0 | 0 | 0 | 0 | 0 | 0 | -251998.3149 | 115725.7193 | 0 | 0 | 0 | 0 | 0 | 0 | 0 | 0 | 0 | 0 | 0 | 0 | 0 | 0 | 0
2016-11-28 | 0 | 0 | 0 | 0 | 0 | 813159.1541 | 6257.8802 | 451693 | 0 | 0 | 0 | 0 | 2630490.2899 | 1624925.4618 | 0 | 0 | 0 | 0 | 0 | 0 | 0 | 0 | 0 | 0 | 0 | 0 | 0 | 0 | 0 | 0 | 251998.3149 | 115725.7193 | 0 | 0 | 0 | 0 | 0 | 0 | 0 | 0 | 0 | 0 | 0 | 0 | 0 | 0 | 0
2016-11-28 01:00 | 0 | 0 | 0 | 0 | 0 | 82476.9658 | 0 | 450201 | 0 | 0 | 0 | 0 | 2378491.975 | 1509199.7425 | 0 | 0 | 0 | 0 | 0 | 0 | 0 | 0 | 0 | 0 | 0 | 0 | 0 | 0 | 0 | 0 | -251998.3149 | -115725.7193 | 0 | 0 | 0 | 0 | 0 | 0 | 0 | 0 | 0 | 0 | 0 | 0 | 0 | 0 | 0
2016-11-28 02:00 | 0 | 0 | 0 | 0 | 0 | 803821.0342 | 0 | 436097 | 0 | 0 | 0 | 0 | 2630490.2899 | 1624925.4618 | 0 | 0 | 0 | 0 | 0 | 0 | 0 | 0 | 0 | 0 | 0 | 0 | 0 | 0 | 0 | 0 | 251998.3149 | 115725.7193 | 0 | 0 | 0 | 0 | 0 | 0 | 0 | 0 | 0 | 0 | 0 | 0 | 0 | 0 | 0
2016-11-28 03:00 | 0 | 0 | 0 | 0 | 0 | 788210.0342 | 0 | 420486 | 0 | 0 | 0 | 0 | 2882488.6048 | 1740651.1811 | 0 | 0 | 0 | 0 | 0 | 0 | 0 | 0 | 0 | 0 | 0 | 0 | 0 | 0 | 0 | 0 | 251998.3149 | 115725.7193 | 0 | 0 | 0 | 0 | 0 | 0 | 0 | 0 | 0 | 0 | 0 | 0 | 0 | 0 | 0
2016-11-28 04:00 | 0 | 0 | 0 | 0 | 0 | 32039.9658 | 0 | 399764 | 0 | 0 | 0 | 0 | 2630490.2899 | 1624925.4618 | 0 | 0 | 0 | 0 | 0 | 0 | 0 | 0 | 0 | 0 | 0 | 0 | 0 | 0 | 0 | 0 | -251998.3149 | -115725.7193 | 0 | 0 | 0 | 0 | 0 | 0 | 0 | 0 | 0 | 0 | 0 | 0 | 0 | 0 | 0
2016-11-28 05:00 | 0 | 0 | 0 | 0 | 0 | 247151.4044 | 0 | 383424 | 0 | 0 | 0 | 0 | 2378491.975 | 1740651.1811 | 0 | 0 | 0 | 0 | 0 | 0 | 0 | 0 | 0 | 0 | 0 | 0 | 0 | 0 | 0 | 0 | -251998.3149 | 115725.7193 | 0 | 0 | 0 | 0 | 0 | 0 | 0 | 0 | 0 | 0 | 0 | 0 | 0 | 0 | 0
2016-11-28 06:00 | 0 | 0 | 0 | 0 | 0 | 505692.5956 | 0 | 369420 | 0 | 0 | 0 | 0 | 2630490.2899 | 1624925.4618 | 0 | 0 | 0 | 0 | 0 | 0 | 0 | 0 | 0 | 0 | 0 | 0 | 0 | 0 | 0 | 0 | 251998.3149 | -115725.7193 | 0 | 0 | 0 | 0 | 0 | 0 | 0 | 0 | 0 | 0 | 0 | 0 | 0 | 0 | 0
2016-11-28 07:00 | 0 | 0 | 0 | 0 | 0 | 0 | 0 | 362223 | 0 | 0 | 0 | 0 | 2383993.0092 | 1509199.7425 | 0 | 0 | 0 | 0 | 0 | 0 | 0 | 0 | 0 | 0 | 0 | 0 | 0 | 0 | 0 | 0 | -246497.2807 | -115725.7193 | 0 | 0 | 0 | 0 | 0 | 0 | 0 | 0 | 0 | 0 | 0 | 0 | 0 | 0 | 0
2016-11-28 08:00 | 0 | 0 | 0 | 0 | 0 | 223345.4044 | 0 | 359618 | 0 | 0 | 0 | 0 | 2131994.6942 | 1624925.4618 | 0 | 0 | 0 | 0 | 0 | 0 | 0 | 0 | 0 | 0 | 0 | 0 | 0 | 0 | 0 | 0 | -251998.3149 | 115725.7193 | 0 | 0 | 0 | 0 | 0 | 0 | 0 | 0 | 0 | 0 | 0 | 0 | 0 | 0 | 0
2016-11-28 09:00 | 0 | 0 | 0 | 0 | 0 | 693373.8906 | 0 | 361754 | 0 | 0 | 0 | 0 | 2383993.0092 | 1704547.0375 | 0 | 0 | 0 | 0 | 0 | 0 | 0 | 0 | 0 | 0 | 0 | 0 | 0 | 0 | 0 | 0 | 251998.3149 | 79621.5757 | 0 | 0 | 0 | 0 | 0 | 0 | 0 | 0 | 0 | 0 | 0 | 0 | 0 | 0 | 0
2016-11-28 10:00 | 0 | 0 | 0 | 0 | 0 | 511874.5956 | 0 | 375602 | 0 | 0 | 0 | 0 | 2635991.3241 | 1588821.3182 | 0 | 0 | 0 | 0 | 0 | 0 | 0 | 0 | 0 | 0 | 0 | 0 | 0 | 0 | 0 | 0 | 251998.3149 | -115725.7193 | 0 | 0 | 0 | 0 | 0 | 0 | 0 | 0 | 0 | 0 | 0 | 0 | 0 | 0 | 0
2016-11-28 11:00 | 0 | 0 | 0 | 0 | 0 | 38543.9658 | 0 | 406268 | 0 | 0 | 0 | 0 | 2383993.0092 | 1473095.5989 | 0 | 0 | 0 | 0 | 0 | 0 | 0 | 0 | 0 | 0 | 0 | 0 | 0 | 0 | 0 | 0 | -251998.3149 | -115725.7193 | 0 | 0 | 0 | 0 | 0 | 0 | 0 | 0 | 0 | 0 | 0 | 0 | 0 | 0 | 0
2016-11-28 12:00 | 0 | 0 | 0 | 0 | 0 | 66025.9658 | 0 | 433750 | 0 | 0 | 0 | 0 | 2131994.6942 | 1357369.8796 | 0 | 0 | 0 | 0 | 0 | 0 | 0 | 0 | 0 | 0 | 0 | 0 | 0 | 0 | 0 | 0 | -251998.3149 | -115725.7193 | 0 | 0 | 0 | 0 | 0 | 0 | 0 | 0 | 0 | 0 | 0 | 0 | 0 | 0 | 0
2016-11-28 13:00 | 0 | 0 | 0 | 0 | 0 | 813469.3157 | 1.7185 | 445747 | 0 | 0 | 0 | 0 | 2383993.0092 | 1473095.5989 | 0 | 0 | 0 | 0 | 0 | 0 | 0 | 0 | 0 | 0 | 0 | 0 | 0 | 0 | 0 | 0 | 251998.3149 | 115725.7193 | 0 | 0 | 0 | 0 | 0 | 0 | 0 | 0 | 0 | 0 | 0 | 0 | 0 | 0 | 0
2016-11-28 14:00 | 0 | 0 | 0 | 0 | 0 | 690666.8434 | 127953.1908 | 450896 | 0 | 0 | 0 | 0 | 2635991.3241 | 1588821.3182 | 0 | 0 | 0 | 0 | 0 | 0 | 0 | 0 | 0 | 0 | 0 | 0 | 0 | 0 | 0 | 0 | 251998.3149 | 115725.7193 | 0 | 0 | 0 | 0 | 0 | 0 | 0 | 0 | 0 | 0 | 0 | 0 | 0 | 0 | 0
2016-11-28 15:00 | 0 | 0 | 0 | 0 | 0 | 0 | 337956.8076 | 453009 | 0 | 0 | 0 | 0 | 2586769.1627 | 1522991.2872 | 0 | 0 | 0 | 0 | 0 | 0 | 0 | 0 | 0 | 0 | 0 | 0 | 0 | 0 | 0 | 0 | -49222.1614 | -65830.031 | 0 | 0 | 0 | 0 | 0 | 0 | 0 | 0 | 0 | 0 | 0 | 0 | 0 | 0 | 0
2016-11-28 16:00 | 0 | 0 | 0 | 0 | 0 | 0 | 460985.7977 | 452270 | 0 | 0 | 0 | 0 | 2479759.2411 | 1638717.0065 | 0 | 0 | 0 | 0 | 0 | 0 | 0 | 0 | 0 | 0 | 0 | 0 | 0 | 0 | 0 | 0 | -107009.9216 | 115725.7193 | 0 | 0 | 0 | 0 | 0 | 0 | 0 | 0 | 0 | 0 | 0 | 0 | 0 | 0 | 0
2016-11-28 17:00 | 0 | 0 | 0 | 0 | 0 | 0 | 484949.3295 | 449944 | 0 | 0 | 0 | 0 | 2630490.2899 | 1522991.2872 | 0 | 0 | 0 | 0 | 0 | 0 | 0 | 0 | 0 | 0 | 0 | 0 | 0 | 0 | 0 | 0 | 150731.0488 | -115725.7193 | 0 | 0 | 0 | 0 | 0 | 0 | 0 | 0 | 0 | 0 | 0 | 0 | 0 | 0 | 0
2016-11-28 18:00 | 0 | 0 | 0 | 0 | 0 | 335238.8952 | 479815.139 | 447330 | 0 | 0 | 0 | 0 | 2882488.6048 | 1638717.0065 | 0 | 0 | 0 | 0 | 0 | 0 | 0 | 0 | 0 | 0 | 0 | 0 | 0 | 0 | 0 | 0 | 251998.3149 | 115725.7193 | 0 | 0 | 0 | 0 | 0 | 0 | 0 | 0 | 0 | 0 | 0 | 0 | 0 | 0 | 0
2016-11-28 19:00 | 0 | 0 | 0 | 0 | 0 | 0 | 473048.4154 | 445643 | 0 | 0 | 0 | 0 | 2794168.301 | 1754442.7258 | 0 | 0 | 0 | 0 | 0 | 0 | 0 | 0 | 0 | 0 | 0 | 0 | 0 | 0 | 0 | 0 | -88320.3039 | 115725.7193 | 0 | 0 | 0 | 0 | 0 | 0 | 0 | 0 | 0 | 0 | 0 | 0 | 0 | 0 | 0
2016-11-28 20:00 | 0 | 0 | 0 | 0 | 0 | 0 | 475528.8117 | 445537 | 0 | 0 | 0 | 0 | 2708434.3933 | 1870168.445 | 0 | 0 | 0 | 0 | 0 | 0 | 0 | 0 | 0 | 0 | 0 | 0 | 0 | 0 | 0 | 0 | -85733.9076 | 115725.7193 | 0 | 0 | 0 | 0 | 0 | 0 | 0 | 0 | 0 | 0 | 0 | 0 | 0 | 0 | 0
2016-11-28 21:00 | 0 | 0 | 0 | 0 | 0 | 0 | 466235.7028 | 451033 | 0 | 0 | 0 | 0 | 2607911.3768 | 1985894.1643 | 0 | 0 | 0 | 0 | 0 | 0 | 0 | 0 | 0 | 0 | 0 | 0 | 0 | 0 | 0 | 0 | -100523.0165 | 115725.7193 | 0 | 0 | 0 | 0 | 0 | 0 | 0 | 0 | 0 | 0 | 0 | 0 | 0 | 0 | 0
2016-11-28 22:00 | 0 | 0 | 0 | 0 | 0 | 0 | 385310.6317 | 466339 | 0 | 0 | 0 | 0 | 2631215.9889 | 1881561.1839 | 0 | 0 | 0 | 0 | 0 | 0 | 0 | 0 | 0 | 0 | 0 | 0 | 0 | 0 | 0 | 0 | 23304.6121 | -104332.9804 | 0 | 0 | 0 | 0 | 0 | 0 | 0 | 0 | 0 | 0 | 0 | 0 | 0 | 0 | 0
2016-11-28 23:00 | 0 | 0 | 0 | 0 | 0 | 160860.1972 | 179893.2071 | 477026 | 0 | 0 | 0 | 0 | 2379217.674 | 1997286.9032 | 0 | 0 | 0 | 0 | 0 | 0 | 0 | 0 | 0 | 0 | 0 | 0 | 0 | 0 | 0 | 0 | -251998.3149 | 115725.7193 | 0 | 0 | 0 | 0 | 0 | 0 | 0 | 0 | 0 | 0 | 0 | 0 | 0 | 0 | 0
2016-11-29 | 0 | 0 | 0 | 0 | 0 | 802062.2531 | 6026.7066 | 480299 | 0 | 0 | 0 | 0 | 2631215.9889 | 2073078.548 | 0 | 0 | 0 | 0 | 0 | 0 | 0 | 0 | 0 | 0 | 0 | 0 | 0 | 0 | 0 | 0 | 251998.3149 | 75791.6448 | 0 | 0 | 0 | 0 | 0 | 0 | 0 | 0 | 0 | 0 | 0 | 0 | 0 | 0 | 0
2016-11-29 01:00 | 0 | 0 | 0 | 0 | 0 | 108299.9658 | 0 | 476024 | 0 | 0 | 0 | 0 | 2379217.674 | 1957352.8287 | 0 | 0 | 0 | 0 | 0 | 0 | 0 | 0 | 0 | 0 | 0 | 0 | 0 | 0 | 0 | 0 | -251998.3149 | -115725.7193 | 0 | 0 | 0 | 0 | 0 | 0 | 0 | 0 | 0 | 0 | 0 | 0 | 0 | 0 | 0
2016-11-29 02:00 | 0 | 0 | 0 | 0 | 0 | 596644.5956 | 0 | 460372 | 0 | 0 | 0 | 0 | 2631215.9889 | 1841627.1094 | 0 | 0 | 0 | 0 | 0 | 0 | 0 | 0 | 0 | 0 | 0 | 0 | 0 | 0 | 0 | 0 | 251998.3149 | -115725.7193 | 0 | 0 | 0 | 0 | 0 | 0 | 0 | 0 | 0 | 0 | 0 | 0 | 0 | 0 | 0
2016-11-29 03:00 | 0 | 0 | 0 | 0 | 0 | 804416.3352 | 0 | 437418 | 0 | 0 | 0 | 0 | 2882488.6048 | 1957352.8287 | 0 | 0 | 0 | 0 | 0 | 0 | 0 | 0 | 0 | 0 | 0 | 0 | 0 | 0 | 0 | 0 | 251272.6159 | 115725.7193 | 0 | 0 | 0 | 0 | 0 | 0 | 0 | 0 | 0 | 0 | 0 | 0 | 0 | 0 | 0
2016-11-29 04:00 | 0 | 0 | 0 | 0 | 0 | 43427.9658 | 0 | 411152 | 0 | 0 | 0 | 0 | 2630490.2899 | 1841627.1094 | 0 | 0 | 0 | 0 | 0 | 0 | 0 | 0 | 0 | 0 | 0 | 0 | 0 | 0 | 0 | 0 | -251998.3149 | -115725.7193 | 0 | 0 | 0 | 0 | 0 | 0 | 0 | 0 | 0 | 0 | 0 | 0 | 0 | 0 | 0
2016-11-29 05:00 | 0 | 0 | 0 | 0 | 0 | 756119.0342 | 0 | 388395 | 0 | 0 | 0 | 0 | 2882488.6048 | 1957352.8287 | 0 | 0 | 0 | 0 | 0 | 0 | 0 | 0 | 0 | 0 | 0 | 0 | 0 | 0 | 0 | 0 | 251998.3149 | 115725.7193 | 0 | 0 | 0 | 0 | 0 | 0 | 0 | 0 | 0 | 0 | 0 | 0 | 0 | 0 | 0
2016-11-29 06:00 | 0 | 0 | 0 | 0 | 0 | 234592.4044 | 0 | 370865 | 0 | 0 | 0 | 0 | 2630490.2899 | 2073078.548 | 0 | 0 | 0 | 0 | 0 | 0 | 0 | 0 | 0 | 0 | 0 | 0 | 0 | 0 | 0 | 0 | -251998.3149 | 115725.7193 | 0 | 0 | 0 | 0 | 0 | 0 | 0 | 0 | 0 | 0 | 0 | 0 | 0 | 0 | 0
2016-11-29 07:00 | 0 | 0 | 0 | 0 | 0 | 0 | 0 | 359202 | 0 | 0 | 0 | 0 | 2378491.975 | 1965874.8629 | 0 | 0 | 0 | 0 | 0 | 0 | 0 | 0 | 0 | 0 | 0 | 0 | 0 | 0 | 0 | 0 | -251998.3149 | -107203.6851 | 0 | 0 | 0 | 0 | 0 | 0 | 0 | 0 | 0 | 0 | 0 | 0 | 0 | 0 | 0
2016-11-29 08:00 | 0 | 0 | 0 | 0 | 0 | 721197.0342 | 0 | 353473 | 0 | 0 | 0 | 0 | 2630490.2899 | 2081600.5822 | 0 | 0 | 0 | 0 | 0 | 0 | 0 | 0 | 0 | 0 | 0 | 0 | 0 | 0 | 0 | 0 | 251998.3149 | 115725.7193 | 0 | 0 | 0 | 0 | 0 | 0 | 0 | 0 | 0 | 0 | 0 | 0 | 0 | 0 | 0
2016-11-29 09:00 | 0 | 0 | 0 | 0 | 0 | 490291.5956 | 0 | 354019 | 0 | 0 | 0 | 0 | 2882488.6048 | 1965874.8629 | 0 | 0 | 0 | 0 | 0 | 0 | 0 | 0 | 0 | 0 | 0 | 0 | 0 | 0 | 0 | 0 | 251998.3149 | -115725.7193 | 0 | 0 | 0 | 0 | 0 | 0 | 0 | 0 | 0 | 0 | 0 | 0 | 0 | 0 | 0
2016-11-29 10:00 | 0 | 0 | 0 | 0 | 0 | 0 | 0 | 364087 | 0 | 0 | 0 | 0 | 2630490.2899 | 1853786.1779 | 0 | 0 | 0 | 0 | 0 | 0 | 0 | 0 | 0 | 0 | 0 | 0 | 0 | 0 | 0 | 0 | -251998.3149 | -112088.6851 | 0 | 0 | 0 | 0 | 0 | 0 | 0 | 0 | 0 | 0 | 0 | 0 | 0 | 0 | 0
2016-11-29 11:00 | 0 | 0 | 0 | 0 | 0 | 528951.5956 | 0 | 392679 | 0 | 0 | 0 | 0 | 2882488.6048 | 1738060.4586 | 0 | 0 | 0 | 0 | 0 | 0 | 0 | 0 | 0 | 0 | 0 | 0 | 0 | 0 | 0 | 0 | 251998.3149 | -115725.7193 | 0 | 0 | 0 | 0 | 0 | 0 | 0 | 0 | 0 | 0 | 0 | 0 | 0 | 0 | 0
2016-11-29 12:00 | 0 | 0 | 0 | 0 | 0 | 284933.4044 | 0 | 421206 | 0 | 0 | 0 | 0 | 2630490.2899 | 1853786.1779 | 0 | 0 | 0 | 0 | 0 | 0 | 0 | 0 | 0 | 0 | 0 | 0 | 0 | 0 | 0 | 0 | -251998.3149 | 115725.7193 | 0 | 0 | 0 | 0 | 0 | 0 | 0 | 0 | 0 | 0 | 0 | 0 | 0 | 0 | 0
2016-11-29 13:00 | 0 | 0 | 0 | 0 | 0 | 67026.7397 | 1.226 | 434752 | 0 | 0 | 0 | 0 | 2378491.975 | 1738060.4586 | 0 | 0 | 0 | 0 | 0 | 0 | 0 | 0 | 0 | 0 | 0 | 0 | 0 | 0 | 0 | 0 | -251998.3149 | -115725.7193 | 0 | 0 | 0 | 0 | 0 | 0 | 0 | 0 | 0 | 0 | 0 | 0 | 0 | 0 | 0
2016-11-29 14:00 | 0 | 0 | 0 | 0 | 0 | 7236.1097 | 67731.8561 | 442692 | 0 | 0 | 0 | 0 | 2126493.66 | 1622334.7393 | 0 | 0 | 0 | 0 | 0 | 0 | 0 | 0 | 0 | 0 | 0 | 0 | 0 | 0 | 0 | 0 | -251998.3149 | -115725.7193 | 0 | 0 | 0 | 0 | 0 | 0 | 0 | 0 | 0 | 0 | 0 | 0 | 0 | 0 | 0
2016-11-29 15:00 | 0 | 0 | 0 | 0 | 0 | 0 | 464927.6218 | 447076 | 0 | 0 | 0 | 0 | 2028619.5625 | 1738060.4586 | 0 | 0 | 0 | 0 | 0 | 0 | 0 | 0 | 0 | 0 | 0 | 0 | 0 | 0 | 0 | 0 | -97874.0975 | 115725.7193 | 0 | 0 | 0 | 0 | 0 | 0 | 0 | 0 | 0 | 0 | 0 | 0 | 0 | 0 | 0
2016-11-29 16:00 | 0 | 0 | 0 | 0 | 0 | 0 | 624444.3772 | 447270 | 0 | 0 | 0 | 0 | 2090068.2204 | 1853786.1779 | 0 | 0 | 0 | 0 | 0 | 0 | 0 | 0 | 0 | 0 | 0 | 0 | 0 | 0 | 0 | 0 | 61448.6579 | 115725.7193 | 0 | 0 | 0 | 0 | 0 | 0 | 0 | 0 | 0 | 0 | 0 | 0 | 0 | 0 | 0
2016-11-29 17:00 | 0 | 0 | 0 | 0 | 0 | 0 | 611270.9585 | 446183 | 0 | 0 | 0 | 0 | 2139430.4596 | 1969511.8972 | 0 | 0 | 0 | 0 | 0 | 0 | 0 | 0 | 0 | 0 | 0 | 0 | 0 | 0 | 0 | 0 | 49362.2392 | 115725.7193 | 0 | 0 | 0 | 0 | 0 | 0 | 0 | 0 | 0 | 0 | 0 | 0 | 0 | 0 | 0
2016-11-29 18:00 | 0 | 0 | 0 | 0 | 0 | 0 | 559570.5292 | 445690 | 0 | 0 | 0 | 0 | 2369036.7081 | 1853786.1779 | 0 | 0 | 0 | 0 | 0 | 0 | 0 | 0 | 0 | 0 | 0 | 0 | 0 | 0 | 0 | 0 | 229606.2485 | -115725.7193 | 0 | 0 | 0 | 0 | 0 | 0 | 0 | 0 | 0 | 0 | 0 | 0 | 0 | 0 | 0
2016-11-29 19:00 | 0 | 0 | 0 | 0 | 0 | 105581.1442 | 539325.0145 | 443770 | 0 | 0 | 0 | 0 | 2454447.1476 | 1969511.8972 | 0 | 0 | 0 | 0 | 0 | 0 | 0 | 0 | 0 | 0 | 0 | 0 | 0 | 0 | 0 | 0 | 85410.4395 | 115725.7193 | 0 | 0 | 0 | 0 | 0 | 0 | 0 | 0 | 0 | 0 | 0 | 0 | 0 | 0 | 0
2016-11-29 20:00 | 0 | 0 | 0 | 0 | 0 | 0 | 547695.7492 | 441815 | 0 | 0 | 0 | 0 | 2444602.1774 | 2085237.6165 | 0 | 0 | 0 | 0 | 0 | 0 | 0 | 0 | 0 | 0 | 0 | 0 | 0 | 0 | 0 | 0 | -9844.9701 | 115725.7193 | 0 | 0 | 0 | 0 | 0 | 0 | 0 | 0 | 0 | 0 | 0 | 0 | 0 | 0 | 0
2016-11-29 21:00 | 0 | 0 | 0 | 0 | 0 | 0 | 562825.9058 | 444535 | 0 | 0 | 0 | 0 | 2447167.3639 | 2200963.3358 | 0 | 0 | 0 | 0 | 0 | 0 | 0 | 0 | 0 | 0 | 0 | 0 | 0 | 0 | 0 | 0 | 2565.1865 | 115725.7193 | 0 | 0 | 0 | 0 | 0 | 0 | 0 | 0 | 0 | 0 | 0 | 0 | 0 | 0 | 0
2016-11-29 22:00 | 0 | 0 | 0 | 0 | 0 | 299525.8009 | 525519.2333 | 457321 | 0 | 0 | 0 | 0 | 2699165.6788 | 2316689.055 | 0 | 0 | 0 | 0 | 0 | 0 | 0 | 0 | 0 | 0 | 0 | 0 | 0 | 0 | 0 | 0 | 251998.3149 | 115725.7193 | 0 | 0 | 0 | 0 | 0 | 0 | 0 | 0 | 0 | 0 | 0 | 0 | 0 | 0 | 0
2016-11-29 23:00 | 0 | 0 | 0 | 0 | 0 | 0 | 273978.3375 | 470093 | 0 | 0 | 0 | 0 | 2447167.3639 | 2372572.7075 | 0 | 0 | 0 | 0 | 0 | 0 | 0 | 0 | 0 | 0 | 0 | 0 | 0 | 0 | 0 | 0 | -251998.3149 | 55883.6524 | 0 | 0 | 0 | 0 | 0 | 0 | 0 | 0 | 0 | 0 | 0 | 0 | 0 | 0 | 0
2016-11-30 | 0 | 0 | 0 | 0 | 0 | 779974.2811 | 5747.881 | 475132 | 0 | 0 | 0 | 0 | 2699165.6788 | 2431164.5547 | 0 | 0 | 0 | 0 | 0 | 0 | 0 | 0 | 0 | 0 | 0 | 0 | 0 | 0 | 0 | 0 | 251998.3149 | 58591.8472 | 0 | 0 | 0 | 0 | 0 | 0 | 0 | 0 | 0 | 0 | 0 | 0 | 0 | 0 | 0
2016-11-30 01:00 | 0 | 0 | 0 | 0 | 0 | 771105.6453 | 0 | 472057 | 0 | 0 | 0 | 0 | 2882488.6048 | 2546890.274 | 0 | 0 | 0 | 0 | 0 | 0 | 0 | 0 | 0 | 0 | 0 | 0 | 0 | 0 | 0 | 0 | 183322.926 | 115725.7193 | 0 | 0 | 0 | 0 | 0 | 0 | 0 | 0 | 0 | 0 | 0 | 0 | 0 | 0 | 0
2016-11-30 02:00 | 0 | 0 | 0 | 0 | 0 | 321040.4044 | 0 | 457313 | 0 | 0 | 0 | 0 | 2630490.2899 | 2662615.9933 | 0 | 0 | 0 | 0 | 0 | 0 | 0 | 0 | 0 | 0 | 0 | 0 | 0 | 0 | 0 | 0 | -251998.3149 | 115725.7193 | 0 | 0 | 0 | 0 | 0 | 0 | 0 | 0 | 0 | 0 | 0 | 0 | 0 | 0 | 0
2016-11-30 03:00 | 0 | 0 | 0 | 0 | 0 | 571900.5956 | 0 | 435628 | 0 | 0 | 0 | 0 | 2882488.6048 | 2546890.274 | 0 | 0 | 0 | 0 | 0 | 0 | 0 | 0 | 0 | 0 | 0 | 0 | 0 | 0 | 0 | 0 | 251998.3149 | -115725.7193 | 0 | 0 | 0 | 0 | 0 | 0 | 0 | 0 | 0 | 0 | 0 | 0 | 0 | 0 | 0
2016-11-30 04:00 | 0 | 0 | 0 | 0 | 0 | 274203.4044 | 0 | 410476 | 0 | 0 | 0 | 0 | 2630490.2899 | 2662615.9933 | 0 | 0 | 0 | 0 | 0 | 0 | 0 | 0 | 0 | 0 | 0 | 0 | 0 | 0 | 0 | 0 | -251998.3149 | 115725.7193 | 0 | 0 | 0 | 0 | 0 | 0 | 0 | 0 | 0 | 0 | 0 | 0 | 0 | 0 | 0
2016-11-30 05:00 | 0 | 0 | 0 | 0 | 0 | 250786.4044 | 0 | 387059 | 0 | 0 | 0 | 0 | 2378491.975 | 2778341.7126 | 0 | 0 | 0 | 0 | 0 | 0 | 0 | 0 | 0 | 0 | 0 | 0 | 0 | 0 | 0 | 0 | -251998.3149 | 115725.7193 | 0 | 0 | 0 | 0 | 0 | 0 | 0 | 0 | 0 | 0 | 0 | 0 | 0 | 0 | 0
2016-11-30 06:00 | 0 | 0 | 0 | 0 | 0 | 505347.5956 | 0 | 369075 | 0 | 0 | 0 | 0 | 2630490.2899 | 2662615.9933 | 0 | 0 | 0 | 0 | 0 | 0 | 0 | 0 | 0 | 0 | 0 | 0 | 0 | 0 | 0 | 0 | 251998.3149 | -115725.7193 | 0 | 0 | 0 | 0 | 0 | 0 | 0 | 0 | 0 | 0 | 0 | 0 | 0 | 0 | 0
2016-11-30 07:00 | 0 | 0 | 0 | 0 | 0 | 221286.4044 | 0 | 357559 | 0 | 0 | 0 | 0 | 2378491.975 | 2778341.7126 | 0 | 0 | 0 | 0 | 0 | 0 | 0 | 0 | 0 | 0 | 0 | 0 | 0 | 0 | 0 | 0 | -251998.3149 | 115725.7193 | 0 | 0 | 0 | 0 | 0 | 0 | 0 | 0 | 0 | 0 | 0 | 0 | 0 | 0 | 0
2016-11-30 08:00 | 0 | 0 | 0 | 0 | 0 | 0 | 0 | 351988 | 0 | 0 | 0 | 0 | 2126493.66 | 2678352.0275 | 0 | 0 | 0 | 0 | 0 | 0 | 0 | 0 | 0 | 0 | 0 | 0 | 0 | 0 | 0 | 0 | -251998.3149 | -99989.6851 | 0 | 0 | 0 | 0 | 0 | 0 | 0 | 0 | 0 | 0 | 0 | 0 | 0 | 0 | 0
2016-11-30 09:00 | 0 | 0 | 0 | 0 | 0 | 623120.7304 | 0 | 353346 | 0 | 0 | 0 | 0 | 2280542.6711 | 2794077.7468 | 0 | 0 | 0 | 0 | 0 | 0 | 0 | 0 | 0 | 0 | 0 | 0 | 0 | 0 | 0 | 0 | 154049.0111 | 115725.7193 | 0 | 0 | 0 | 0 | 0 | 0 | 0 | 0 | 0 | 0 | 0 | 0 | 0 | 0 | 0
2016-11-30 10:00 | 0 | 0 | 0 | 0 | 0 | 228870.4044 | 0 | 365143 | 0 | 0 | 0 | 0 | 2028544.3561 | 2909803.4661 | 0 | 0 | 0 | 0 | 0 | 0 | 0 | 0 | 0 | 0 | 0 | 0 | 0 | 0 | 0 | 0 | -251998.3149 | 115725.7193 | 0 | 0 | 0 | 0 | 0 | 0 | 0 | 0 | 0 | 0 | 0 | 0 | 0 | 0 | 0
2016-11-30 11:00 | 0 | 0 | 0 | 0 | 0 | 25732.9658 | 0 | 393457 | 0 | 0 | 0 | 0 | 1776546.0412 | 2794077.7468 | 0 | 0 | 0 | 0 | 0 | 0 | 0 | 0 | 0 | 0 | 0 | 0 | 0 | 0 | 0 | 0 | -251998.3149 | -115725.7193 | 0 | 0 | 0 | 0 | 0 | 0 | 0 | 0 | 0 | 0 | 0 | 0 | 0 | 0 | 0
2016-11-30 12:00 | 0 | 0 | 0 | 0 | 0 | 557887.5956 | 0 | 421615 | 0 | 0 | 0 | 0 | 2028544.3561 | 2678352.0275 | 0 | 0 | 0 | 0 | 0 | 0 | 0 | 0 | 0 | 0 | 0 | 0 | 0 | 0 | 0 | 0 | 251998.3149 | -115725.7193 | 0 | 0 | 0 | 0 | 0 | 0 | 0 | 0 | 0 | 0 | 0 | 0 | 0 | 0 | 0
2016-11-30 13:00 | 0 | 0 | 0 | 0 | 0 | 299385.719 | 0.68531 | 435659 | 0 | 0 | 0 | 0 | 1776546.0412 | 2794077.7468 | 0 | 0 | 0 | 0 | 0 | 0 | 0 | 0 | 0 | 0 | 0 | 0 | 0 | 0 | 0 | 0 | -251998.3149 | 115725.7193 | 0 | 0 | 0 | 0 | 0 | 0 | 0 | 0 | 0 | 0 | 0 | 0 | 0 | 0 | 0
2016-11-30 14:00 | 0 | 0 | 0 | 0 | 0 | 473370.736 | 83260.4133 | 444282 | 0 | 0 | 0 | 0 | 1773169.4711 | 2909803.4661 | 0 | 0 | 0 | 0 | 0 | 0 | 0 | 0 | 0 | 0 | 0 | 0 | 0 | 0 | 0 | 0 | -3376.57 | 115725.7193 | 0 | 0 | 0 | 0 | 0 | 0 | 0 | 0 | 0 | 0 | 0 | 0 | 0 | 0 | 0
2016-11-30 15:00 | 0 | 0 | 0 | 0 | 0 | 277283.4507 | 538846.5836 | 448406 | 0 | 0 | 0 | 0 | 2025167.7861 | 3025529.1854 | 0 | 0 | 0 | 0 | 0 | 0 | 0 | 0 | 0 | 0 | 0 | 0 | 0 | 0 | 0 | 0 | 251998.3149 | 115725.7193 | 0 | 0 | 0 | 0 | 0 | 0 | 0 | 0 | 0 | 0 | 0 | 0 | 0 | 0 | 0
2016-11-30 16:00 | 0 | 0 | 0 | 0 | 0 | 180736.4056 | 636380.6286 | 449393 | 0 | 0 | 0 | 0 | 2277166.101 | 3141254.9047 | 0 | 0 | 0 | 0 | 0 | 0 | 0 | 0 | 0 | 0 | 0 | 0 | 0 | 0 | 0 | 0 | 251998.3149 | 115725.7193 | 0 | 0 | 0 | 0 | 0 | 0 | 0 | 0 | 0 | 0 | 0 | 0 | 0 | 0 | 0
2016-11-30 17:00 | 0 | 0 | 0 | 0 | 0 | 189291.1483 | 625949.886 | 447517 | 0 | 0 | 0 | 0 | 2529164.416 | 3256980.624 | 0 | 0 | 0 | 0 | 0 | 0 | 0 | 0 | 0 | 0 | 0 | 0 | 0 | 0 | 0 | 0 | 251998.3149 | 115725.7193 | 0 | 0 | 0 | 0 | 0 | 0 | 0 | 0 | 0 | 0 | 0 | 0 | 0 | 0 | 0
2016-11-30 18:00 | 0 | 0 | 0 | 0 | 0 | 0 | 592597.9129 | 445504 | 0 | 0 | 0 | 0 | 2560532.6095 | 3372706.3433 | 0 | 0 | 0 | 0 | 0 | 0 | 0 | 0 | 0 | 0 | 0 | 0 | 0 | 0 | 0 | 0 | 31368.1936 | 115725.7193 | 0 | 0 | 0 | 0 | 0 | 0 | 0 | 0 | 0 | 0 | 0 | 0 | 0 | 0 | 0
2016-11-30 19:00 | 0 | 0 | 0 | 0 | 0 | 0 | 577554.4773 | 444301 | 0 | 0 | 0 | 0 | 2578060.3675 | 3488432.0626 | 0 | 0 | 0 | 0 | 0 | 0 | 0 | 0 | 0 | 0 | 0 | 0 | 0 | 0 | 0 | 0 | 17527.758 | 115725.7193 | 0 | 0 | 0 | 0 | 0 | 0 | 0 | 0 | 0 | 0 | 0 | 0 | 0 | 0 | 0
2016-11-30 20:00 | 0 | 0 | 0 | 0 | 0 | 0 | 589677.4295 | 442947 | 0 | 0 | 0 | 0 | 2830058.6824 | 3383164.1771 | 0 | 0 | 0 | 0 | 0 | 0 | 0 | 0 | 0 | 0 | 0 | 0 | 0 | 0 | 0 | 0 | 251998.3149 | -105267.8855 | 0 | 0 | 0 | 0 | 0 | 0 | 0 | 0 | 0 | 0 | 0 | 0 | 0 | 0 | 0
2016-11-30 21:00 | 0 | 0 | 0 | 0 | 0 | 0 | 609848.5556 | 446786 | 0 | 0 | 0 | 0 | 2877395.5187 | 3498889.8964 | 0 | 0 | 0 | 0 | 0 | 0 | 0 | 0 | 0 | 0 | 0 | 0 | 0 | 0 | 0 | 0 | 47336.8363 | 115725.7193 | 0 | 0 | 0 | 0 | 0 | 0 | 0 | 0 | 0 | 0 | 0 | 0 | 0 | 0 | 0
2016-11-30 22:00 | 0 | 0 | 0 | 0 | 0 | 0 | 532671.0852 | 459609 | 0 | 0 | 0 | 0 | 2882488.6048 | 3566858.8955 | 0 | 0 | 0 | 0 | 0 | 0 | 0 | 0 | 0 | 0 | 0 | 0 | 0 | 0 | 0 | 0 | 5093.0861 | 67968.999 | 0 | 0 | 0 | 0 | 0 | 0 | 0 | 0 | 0 | 0 | 0 | 0 | 0 | 0 | 0
2016-11-30 23:00 | 0 | 0 | 0 | 0 | 0 | 0 | 218479.5956 | 471628 | 0 | 0 | 0 | 0 | 2722577.1951 | 3473621.9008 | 0 | 0 | 0 | 0 | 0 | 0 | 0 | 0 | 0 | 0 | 0 | 0 | 0 | 0 | 0 | 0 | -159911.4097 | -93236.9947 | 0 | 0 | 0 | 0 | 0 | 0 | 0 | 0 | 0 | 0 | 0 | 0 | 0 | 0 | 0
2016-12-01 | 0 | 0 | 0 | 0 | 0 | 517485.9586 | 3871.7318 | 477172 | 0 | 0 | 0 | 0 | 2882488.6048 | 3357896.1815 | 0 | 0 | 0 | 0 | 0 | 0 | 0 | 0 | 0 | 0 | 0 | 0 | 0 | 0 | 0 | 0 | 159911.4097 | -115725.7193 | 0 | 0 | 0 | 0 | 0 | 0 | 0 | 0 | 0 | 0 | 0 | 0 | 0 | 0 | 0
2016-12-01 01:00 | 0 | 0 | 0 | 0 | 0 | 339407.4044 | 0 | 475680 | 0 | 0 | 0 | 0 | 2630490.2899 | 3473621.9008 | 0 | 0 | 0 | 0 | 0 | 0 | 0 | 0 | 0 | 0 | 0 | 0 | 0 | 0 | 0 | 0 | -251998.3149 | 115725.7193 | 0 | 0 | 0 | 0 | 0 | 0 | 0 | 0 | 0 | 0 | 0 | 0 | 0 | 0 | 0
2016-12-01 02:00 | 0 | 0 | 0 | 0 | 0 | 479630.3994 | 0 | 462867 | 0 | 0 | 0 | 0 | 2531527.97 | 3589347.6201 | 0 | 0 | 0 | 0 | 0 | 0 | 0 | 0 | 0 | 0 | 0 | 0 | 0 | 0 | 0 | 0 | -98962.3199 | 115725.7193 | 0 | 0 | 0 | 0 | 0 | 0 | 0 | 0 | 0 | 0 | 0 | 0 | 0 | 0 | 0
2016-12-01 03:00 | 0 | 0 | 0 | 0 | 0 | 326466.2645 | 0 | 441928 | 0 | 0 | 0 | 0 | 2300340.5152 | 3705073.3394 | 0 | 0 | 0 | 0 | 0 | 0 | 0 | 0 | 0 | 0 | 0 | 0 | 0 | 0 | 0 | 0 | -231187.4548 | 115725.7193 | 0 | 0 | 0 | 0 | 0 | 0 | 0 | 0 | 0 | 0 | 0 | 0 | 0 | 0 | 0
2016-12-01 04:00 | 0 | 0 | 0 | 0 | 0 | 486146.7509 | 0 | 418210 | 0 | 0 | 0 | 0 | 2484002.9854 | 3589347.6201 | 0 | 0 | 0 | 0 | 0 | 0 | 0 | 0 | 0 | 0 | 0 | 0 | 0 | 0 | 0 | 0 | 183662.4702 | -115725.7193 | 0 | 0 | 0 | 0 | 0 | 0 | 0 | 0 | 0 | 0 | 0 | 0 | 0 | 0 | 0
2016-12-01 05:00 | 0 | 0 | 0 | 0 | 0 | 479883.4483 | 0 | 396190 | 0 | 0 | 0 | 0 | 2683422.153 | 3473621.9008 | 0 | 0 | 0 | 0 | 0 | 0 | 0 | 0 | 0 | 0 | 0 | 0 | 0 | 0 | 0 | 0 | 199419.1676 | -115725.7193 | 0 | 0 | 0 | 0 | 0 | 0 | 0 | 0 | 0 | 0 | 0 | 0 | 0 | 0 | 0
2016-12-01 06:00 | 0 | 0 | 0 | 0 | 0 | 462822.7325 | 0 | 379482 | 0 | 0 | 0 | 0 | 2882488.6048 | 3357896.1815 | 0 | 0 | 0 | 0 | 0 | 0 | 0 | 0 | 0 | 0 | 0 | 0 | 0 | 0 | 0 | 0 | 199066.4518 | -115725.7193 | 0 | 0 | 0 | 0 | 0 | 0 | 0 | 0 | 0 | 0 | 0 | 0 | 0 | 0 | 0
2016-12-01 07:00 | 0 | 0 | 0 | 0 | 0 | 435884.12 | 0 | 369828 | 0 | 0 | 0 | 0 | 2832819.0055 | 3473621.9008 | 0 | 0 | 0 | 0 | 0 | 0 | 0 | 0 | 0 | 0 | 0 | 0 | 0 | 0 | 0 | 0 | -49669.5993 | 115725.7193 | 0 | 0 | 0 | 0 | 0 | 0 | 0 | 0 | 0 | 0 | 0 | 0 | 0 | 0 | 0
2016-12-01 08:00 | 0 | 0 | 0 | 0 | 0 | 406009.6622 | 0 | 366207 | 0 | 0 | 0 | 0 | 2756895.9484 | 3589347.6201 | 0 | 0 | 0 | 0 | 0 | 0 | 0 | 0 | 0 | 0 | 0 | 0 | 0 | 0 | 0 | 0 | -75923.0571 | 115725.7193 | 0 | 0 | 0 | 0 | 0 | 0 | 0 | 0 | 0 | 0 | 0 | 0 | 0 | 0 | 0
2016-12-01 09:00 | 0 | 0 | 0 | 0 | 0 | 382782.0261 | 0 | 369381 | 0 | 0 | 0 | 0 | 2654571.2552 | 3705073.3394 | 0 | 0 | 0 | 0 | 0 | 0 | 0 | 0 | 0 | 0 | 0 | 0 | 0 | 0 | 0 | 0 | -102324.6932 | 115725.7193 | 0 | 0 | 0 | 0 | 0 | 0 | 0 | 0 | 0 | 0 | 0 | 0 | 0 | 0 | 0
2016-12-01 10:00 | 0 | 0 | 0 | 0 | 0 | 364961.9929 | 0 | 382798 | 0 | 0 | 0 | 0 | 2752460.9674 | 3589347.6201 | 0 | 0 | 0 | 0 | 0 | 0 | 0 | 0 | 0 | 0 | 0 | 0 | 0 | 0 | 0 | 0 | 97889.7122 | -115725.7193 | 0 | 0 | 0 | 0 | 0 | 0 | 0 | 0 | 0 | 0 | 0 | 0 | 0 | 0 | 0
2016-12-01 11:00 | 0 | 0 | 0 | 0 | 0 | 45125.9658 | 0 | 412850 | 0 | 0 | 0 | 0 | 2500462.6525 | 3473621.9008 | 0 | 0 | 0 | 0 | 0 | 0 | 0 | 0 | 0 | 0 | 0 | 0 | 0 | 0 | 0 | 0 | -251998.3149 | -115725.7193 | 0 | 0 | 0 | 0 | 0 | 0 | 0 | 0 | 0 | 0 | 0 | 0 | 0 | 0 | 0
2016-12-01 12:00 | 0 | 0 | 0 | 0 | 0 | 329837.0531 | 0 | 442143 | 0 | 0 | 0 | 0 | 2272430.9863 | 3589347.6201 | 0 | 0 | 0 | 0 | 0 | 0 | 0 | 0 | 0 | 0 | 0 | 0 | 0 | 0 | 0 | 0 | -228031.6662 | 115725.7193 | 0 | 0 | 0 | 0 | 0 | 0 | 0 | 0 | 0 | 0 | 0 | 0 | 0 | 0 | 0
2016-12-01 13:00 | 0 | 0 | 0 | 0 | 0 | 87068.5801 | 0.38562 | 454793 | 0 | 0 | 0 | 0 | 2020432.6714 | 3473621.9008 | 0 | 0 | 0 | 0 | 0 | 0 | 0 | 0 | 0 | 0 | 0 | 0 | 0 | 0 | 0 | 0 | -251998.3149 | -115725.7193 | 0 | 0 | 0 | 0 | 0 | 0 | 0 | 0 | 0 | 0 | 0 | 0 | 0 | 0 | 0
2016-12-01 14:00 | 0 | 0 | 0 | 0 | 0 | 207254.2352 | 78879.8716 | 458619 | 0 | 0 | 0 | 0 | 1768434.3564 | 3553135.3226 | 0 | 0 | 0 | 0 | 0 | 0 | 0 | 0 | 0 | 0 | 0 | 0 | 0 | 0 | 0 | 0 | -251998.3149 | 79513.4218 | 0 | 0 | 0 | 0 | 0 | 0 | 0 | 0 | 0 | 0 | 0 | 0 | 0 | 0 | 0
2016-12-01 15:00 | 0 | 0 | 0 | 0 | 0 | 0 | 398654.3885 | 458254 | 0 | 0 | 0 | 0 | 1593109.0256 | 3668861.0419 | 0 | 0 | 0 | 0 | 0 | 0 | 0 | 0 | 0 | 0 | 0 | 0 | 0 | 0 | 0 | 0 | -175325.3308 | 115725.7193 | 0 | 0 | 0 | 0 | 0 | 0 | 0 | 0 | 0 | 0 | 0 | 0 | 0 | 0 | 0
2016-12-01 16:00 | 0 | 0 | 0 | 0 | 0 | 132625.6756 | 543840.885 | 454588 | 0 | 0 | 0 | 0 | 1845107.3406 | 3638741.2875 | 0 | 0 | 0 | 0 | 0 | 0 | 0 | 0 | 0 | 0 | 0 | 0 | 0 | 0 | 0 | 0 | 251998.3149 | -30119.7544 | 0 | 0 | 0 | 0 | 0 | 0 | 0 | 0 | 0 | 0 | 0 | 0 | 0 | 0 | 0
2016-12-01 17:00 | 0 | 0 | 0 | 0 | 0 | 145478.1549 | 568197.5748 | 449213 | 0 | 0 | 0 | 0 | 1993844.351 | 3754467.0068 | 0 | 0 | 0 | 0 | 0 | 0 | 0 | 0 | 0 | 0 | 0 | 0 | 0 | 0 | 0 | 0 | 148737.0105 | 115725.7193 | 0 | 0 | 0 | 0 | 0 | 0 | 0 | 0 | 0 | 0 | 0 | 0 | 0 | 0 | 0
2016-12-01 18:00 | 0 | 0 | 0 | 0 | 0 | 142037.4555 | 546383.7911 | 445828 | 0 | 0 | 0 | 0 | 2163696.4495 | 3827208.1548 | 0 | 0 | 0 | 0 | 0 | 0 | 0 | 0 | 0 | 0 | 0 | 0 | 0 | 0 | 0 | 0 | 169852.0985 | 72741.148 | 0 | 0 | 0 | 0 | 0 | 0 | 0 | 0 | 0 | 0 | 0 | 0 | 0 | 0 | 0
2016-12-01 19:00 | 0 | 0 | 0 | 0 | 0 | 135057.4465 | 531770.5716 | 443702 | 0 | 0 | 0 | 0 | 2415694.7645 | 3798335.8579 | 0 | 0 | 0 | 0 | 0 | 0 | 0 | 0 | 0 | 0 | 0 | 0 | 0 | 0 | 0 | 0 | 251998.3149 | -28872.2968 | 0 | 0 | 0 | 0 | 0 | 0 | 0 | 0 | 0 | 0 | 0 | 0 | 0 | 0 | 0
2016-12-01 20:00 | 0 | 0 | 0 | 0 | 0 | 0 | 540840.8061 | 441771 | 0 | 0 | 0 | 0 | 2630490.2899 | 3682610.1386 | 0 | 0 | 0 | 0 | 0 | 0 | 0 | 0 | 0 | 0 | 0 | 0 | 0 | 0 | 0 | 0 | 214795.5254 | -115725.7193 | 0 | 0 | 0 | 0 | 0 | 0 | 0 | 0 | 0 | 0 | 0 | 0 | 0 | 0 | 0
2016-12-01 21:00 | 0 | 0 | 0 | 0 | 0 | 118095.6061 | 542263.3359 | 445029 | 0 | 0 | 0 | 0 | 2882488.6048 | 3645941.7657 | 0 | 0 | 0 | 0 | 0 | 0 | 0 | 0 | 0 | 0 | 0 | 0 | 0 | 0 | 0 | 0 | 251998.3149 | -36668.3729 | 0 | 0 | 0 | 0 | 0 | 0 | 0 | 0 | 0 | 0 | 0 | 0 | 0 | 0 | 0
2016-12-01 22:00 | 0 | 0 | 0 | 0 | 0 | 0 | 473542.1076 | 460354 | 0 | 0 | 0 | 0 | 2882488.6048 | 3659129.8733 | 0 | 0 | 0 | 0 | 0 | 0 | 0 | 0 | 0 | 0 | 0 | 0 | 0 | 0 | 0 | 0 | 0 | 13188.1076 | 0 | 0 | 0 | 0 | 0 | 0 | 0 | 0 | 0 | 0 | 0 | 0 | 0 | 0 | 0
2016-12-01 23:00 | 0 | 0 | 0 | 0 | 0 | 0 | 215360.3714 | 476034 | 0 | 0 | 0 | 0 | 2737540.6956 | 3543404.154 | 0 | 0 | 0 | 0 | 0 | 0 | 0 | 0 | 0 | 0 | 0 | 0 | 0 | 0 | 0 | 0 | -144947.9093 | -115725.7193 | 0 | 0 | 0 | 0 | 0 | 0 | 0 | 0 | 0 | 0 | 0 | 0 | 0 | 0 | 0
2016-12-02 | 0 | 0 | 0 | 0 | 0 | 110926.2358 | 4614.73 | 483265 | 0 | 0 | 0 | 0 | 2485542.3806 | 3427678.4347 | 0 | 0 | 0 | 0 | 0 | 0 | 0 | 0 | 0 | 0 | 0 | 0 | 0 | 0 | 0 | 0 | -251998.3149 | -115725.7193 | 0 | 0 | 0 | 0 | 0 | 0 | 0 | 0 | 0 | 0 | 0 | 0 | 0 | 0 | 0
2016-12-02 01:00 | 0 | 0 | 0 | 0 | 0 | 213975.3089 | 0 | 484225 | 0 | 0 | 0 | 0 | 2331018.4089 | 3311952.7154 | 0 | 0 | 0 | 0 | 0 | 0 | 0 | 0 | 0 | 0 | 0 | 0 | 0 | 0 | 0 | 0 | -154523.9718 | -115725.7193 | 0 | 0 | 0 | 0 | 0 | 0 | 0 | 0 | 0 | 0 | 0 | 0 | 0 | 0 | 0
2016-12-02 02:00 | 0 | 0 | 0 | 0 | 0 | 222974.3297 | 0 | 474133 | 0 | 0 | 0 | 0 | 2195585.4579 | 3196226.9961 | 0 | 0 | 0 | 0 | 0 | 0 | 0 | 0 | 0 | 0 | 0 | 0 | 0 | 0 | 0 | 0 | -135432.951 | -115725.7193 | 0 | 0 | 0 | 0 | 0 | 0 | 0 | 0 | 0 | 0 | 0 | 0 | 0 | 0 | 0
2016-12-02 03:00 | 0 | 0 | 0 | 0 | 0 | 221571.8935 | 0 | 454348 | 0 | 0 | 0 | 0 | 1943587.1429 | 3215449.2046 | 0 | 0 | 0 | 0 | 0 | 0 | 0 | 0 | 0 | 0 | 0 | 0 | 0 | 0 | 0 | 0 | -251998.3149 | 19222.2085 | 0 | 0 | 0 | 0 | 0 | 0 | 0 | 0 | 0 | 0 | 0 | 0 | 0 | 0 | 0
2016-12-02 04:00 | 0 | 0 | 0 | 0 | 0 | 214693.0576 | 0 | 431309 | 0 | 0 | 0 | 0 | 1842696.9199 | 3099723.4853 | 0 | 0 | 0 | 0 | 0 | 0 | 0 | 0 | 0 | 0 | 0 | 0 | 0 | 0 | 0 | 0 | -100890.2231 | -115725.7193 | 0 | 0 | 0 | 0 | 0 | 0 | 0 | 0 | 0 | 0 | 0 | 0 | 0 | 0 | 0
2016-12-02 05:00 | 0 | 0 | 0 | 0 | 0 | 204961.3306 | 0 | 410862 | 0 | 0 | 0 | 0 | 1752521.9698 | 2983997.766 | 0 | 0 | 0 | 0 | 0 | 0 | 0 | 0 | 0 | 0 | 0 | 0 | 0 | 0 | 0 | 0 | -90174.9501 | -115725.7193 | 0 | 0 | 0 | 0 | 0 | 0 | 0 | 0 | 0 | 0 | 0 | 0 | 0 | 0 | 0
2016-12-02 06:00 | 0 | 0 | 0 | 0 | 0 | 192904.2296 | 0 | 395520 | 0 | 0 | 0 | 0 | 1665631.9187 | 2868272.0467 | 0 | 0 | 0 | 0 | 0 | 0 | 0 | 0 | 0 | 0 | 0 | 0 | 0 | 0 | 0 | 0 | -86890.0511 | -115725.7193 | 0 | 0 | 0 | 0 | 0 | 0 | 0 | 0 | 0 | 0 | 0 | 0 | 0 | 0 | 0
2016-12-02 07:00 | 0 | 0 | 0 | 0 | 0 | 18620.9658 | 0 | 386345 | 0 | 0 | 0 | 0 | 1413633.6038 | 2752546.3274 | 0 | 0 | 0 | 0 | 0 | 0 | 0 | 0 | 0 | 0 | 0 | 0 | 0 | 0 | 0 | 0 | -251998.3149 | -115725.7193 | 0 | 0 | 0 | 0 | 0 | 0 | 0 | 0 | 0 | 0 | 0 | 0 | 0 | 0 | 0
2016-12-02 08:00 | 0 | 0 | 0 | 0 | 0 | 175696.7184 | 0 | 382964 | 0 | 0 | 0 | 0 | 1322092.0415 | 2636820.6081 | 0 | 0 | 0 | 0 | 0 | 0 | 0 | 0 | 0 | 0 | 0 | 0 | 0 | 0 | 0 | 0 | -91541.5623 | -115725.7193 | 0 | 0 | 0 | 0 | 0 | 0 | 0 | 0 | 0 | 0 | 0 | 0 | 0 | 0 | 0
2016-12-02 09:00 | 0 | 0 | 0 | 0 | 0 | 169337.6303 | 0 | 385768 | 0 | 0 | 0 | 0 | 1221387.391 | 2521094.8888 | 0 | 0 | 0 | 0 | 0 | 0 | 0 | 0 | 0 | 0 | 0 | 0 | 0 | 0 | 0 | 0 | -100704.6504 | -115725.7193 | 0 | 0 | 0 | 0 | 0 | 0 | 0 | 0 | 0 | 0 | 0 | 0 | 0 | 0 | 0
2016-12-02 10:00 | 0 | 0 | 0 | 0 | 0 | 171744.6207 | 0 | 398872 | 0 | 0 | 0 | 0 | 969389.0761 | 2545965.8245 | 0 | 0 | 0 | 0 | 0 | 0 | 0 | 0 | 0 | 0 | 0 | 0 | 0 | 0 | 0 | 0 | -251998.3149 | 24870.9357 | 0 | 0 | 0 | 0 | 0 | 0 | 0 | 0 | 0 | 0 | 0 | 0 | 0 | 0 | 0
2016-12-02 11:00 | 0 | 0 | 0 | 0 | 0 | 177738.5007 | 0 | 430263 | 0 | 0 | 0 | 0 | 832590.2961 | 2430240.1052 | 0 | 0 | 0 | 0 | 0 | 0 | 0 | 0 | 0 | 0 | 0 | 0 | 0 | 0 | 0 | 0 | -136798.78 | -115725.7193 | 0 | 0 | 0 | 0 | 0 | 0 | 0 | 0 | 0 | 0 | 0 | 0 | 0 | 0 | 0
2016-12-02 12:00 | 0 | 0 | 0 | 0 | 0 | 177114.9229 | 0 | 458440 | 0 | 0 | 0 | 0 | 666990.9382 | 2314514.3859 | 0 | 0 | 0 | 0 | 0 | 0 | 0 | 0 | 0 | 0 | 0 | 0 | 0 | 0 | 0 | 0 | -165599.3578 | -115725.7193 | 0 | 0 | 0 | 0 | 0 | 0 | 0 | 0 | 0 | 0 | 0 | 0 | 0 | 0 | 0
2016-12-02 13:00 | 0 | 0 | 0 | 0 | 0 | 167894.9157 | 0 | 468105 | 0 | 0 | 0 | 0 | 482506.5732 | 2198788.6666 | 0 | 0 | 0 | 0 | 0 | 0 | 0 | 0 | 0 | 0 | 0 | 0 | 0 | 0 | 0 | 0 | -184484.365 | -115725.7193 | 0 | 0 | 0 | 0 | 0 | 0 | 0 | 0 | 0 | 0 | 0 | 0 | 0 | 0 | 0
2016-12-02 14:00 | 0 | 0 | 0 | 0 | 0 | 75765.0629 | 24850.9029 | 468340 | 0 | 0 | 0 | 0 | 230508.2582 | 2083062.9473 | 0 | 0 | 0 | 0 | 0 | 0 | 0 | 0 | 0 | 0 | 0 | 0 | 0 | 0 | 0 | 0 | -251998.3149 | -115725.7193 | 0 | 0 | 0 | 0 | 0 | 0 | 0 | 0 | 0 | 0 | 0 | 0 | 0 | 0 | 0
2016-12-02 15:00 | 0 | 0 | 0 | 0 | 0 | 0 | 289710.2148 | 463520 | 0 | 0 | 0 | 0 | 172424.1923 | 1967337.228 | 0 | 0 | 0 | 0 | 0 | 0 | 0 | 0 | 0 | 0 | 0 | 0 | 0 | 0 | 0 | 0 | -58084.0659 | -115725.7193 | 0 | 0 | 0 | 0 | 0 | 0 | 0 | 0 | 0 | 0 | 0 | 0 | 0 | 0 | 0
2016-12-02 16:00 | 0 | 0 | 0 | 0 | 0 | 0 | 472872.2437 | 456429 | 0 | 0 | 0 | 0 | 304593.1553 | 1851611.5087 | 0 | 0 | 0 | 0 | 0 | 0 | 0 | 0 | 0 | 0 | 0 | 0 | 0 | 0 | 0 | 0 | 132168.963 | -115725.7193 | 0 | 0 | 0 | 0 | 0 | 0 | 0 | 0 | 0 | 0 | 0 | 0 | 0 | 0 | 0
2016-12-02 17:00 | 0 | 0 | 0 | 0 | 0 | 0 | 513915.1642 | 449418 | 0 | 0 | 0 | 0 | 484816.0388 | 1735885.7895 | 0 | 0 | 0 | 0 | 0 | 0 | 0 | 0 | 0 | 0 | 0 | 0 | 0 | 0 | 0 | 0 | 180222.8835 | -115725.7193 | 0 | 0 | 0 | 0 | 0 | 0 | 0 | 0 | 0 | 0 | 0 | 0 | 0 | 0 | 0
2016-12-02 18:00 | 0 | 0 | 0 | 0 | 0 | 0 | 484604.9687 | 445013 | 0 | 0 | 0 | 0 | 640133.7268 | 1620160.0702 | 0 | 0 | 0 | 0 | 0 | 0 | 0 | 0 | 0 | 0 | 0 | 0 | 0 | 0 | 0 | 0 | 155317.688 | -115725.7193 | 0 | 0 | 0 | 0 | 0 | 0 | 0 | 0 | 0 | 0 | 0 | 0 | 0 | 0 | 0
2016-12-02 19:00 | 0 | 0 | 0 | 0 | 0 | 0 | 468317.6397 | 441327 | 0 | 0 | 0 | 0 | 782850.0858 | 1504434.3509 | 0 | 0 | 0 | 0 | 0 | 0 | 0 | 0 | 0 | 0 | 0 | 0 | 0 | 0 | 0 | 0 | 142716.359 | -115725.7193 | 0 | 0 | 0 | 0 | 0 | 0 | 0 | 0 | 0 | 0 | 0 | 0 | 0 | 0 | 0
2016-12-02 20:00 | 0 | 0 | 0 | 0 | 0 | 0 | 469089.0593 | 439813 | 0 | 0 | 0 | 0 | 927851.8645 | 1388708.6316 | 0 | 0 | 0 | 0 | 0 | 0 | 0 | 0 | 0 | 0 | 0 | 0 | 0 | 0 | 0 | 0 | 145001.7786 | -115725.7193 | 0 | 0 | 0 | 0 | 0 | 0 | 0 | 0 | 0 | 0 | 0 | 0 | 0 | 0 | 0
2016-12-02 21:00 | 0 | 0 | 0 | 0 | 0 | 0 | 457936.4248 | 444457 | 0 | 0 | 0 | 0 | 1057057.0085 | 1272982.9123 | 0 | 0 | 0 | 0 | 0 | 0 | 0 | 0 | 0 | 0 | 0 | 0 | 0 | 0 | 0 | 0 | 129205.1441 | -115725.7193 | 0 | 0 | 0 | 0 | 0 | 0 | 0 | 0 | 0 | 0 | 0 | 0 | 0 | 0 | 0
2016-12-02 22:00 | 0 | 0 | 0 | 0 | 0 | 162903.8784 | 397828.2719 | 458344 | 0 | 0 | 0 | 0 | 1275170.8781 | 1157257.193 | 0 | 0 | 0 | 0 | 0 | 0 | 0 | 0 | 0 | 0 | 0 | 0 | 0 | 0 | 0 | 0 | 218113.8696 | -115725.7193 | 0 | 0 | 0 | 0 | 0 | 0 | 0 | 0 | 0 | 0 | 0 | 0 | 0 | 0 | 0
2016-12-02 23:00 | 0 | 0 | 0 | 0 | 0 | 0 | 213154.5559 | 471340 | 0 | 0 | 0 | 0 | 1132711.1533 | 1041531.4737 | 0 | 0 | 0 | 0 | 0 | 0 | 0 | 0 | 0 | 0 | 0 | 0 | 0 | 0 | 0 | 0 | -142459.7248 | -115725.7193 | 0 | 0 | 0 | 0 | 0 | 0 | 0 | 0 | 0 | 0 | 0 | 0 | 0 | 0 | 0
2016-12-03 | 0 | 0 | 0 | 0 | 0 | 102486.7647 | 4524.201 | 474735 | 0 | 0 | 0 | 0 | 880712.8384 | 925805.7544 | 0 | 0 | 0 | 0 | 0 | 0 | 0 | 0 | 0 | 0 | 0 | 0 | 0 | 0 | 0 | 0 | -251998.3149 | -115725.7193 | 0 | 0 | 0 | 0 | 0 | 0 | 0 | 0 | 0 | 0 | 0 | 0 | 0 | 0 | 0
2016-12-03 01:00 | 0 | 0 | 0 | 0 | 0 | 268093.9584 | 0 | 473002 | 0 | 0 | 0 | 0 | 791530.5161 | 810080.0351 | 0 | 0 | 0 | 0 | 0 | 0 | 0 | 0 | 0 | 0 | 0 | 0 | 0 | 0 | 0 | 0 | -89182.3223 | -115725.7193 | 0 | 0 | 0 | 0 | 0 | 0 | 0 | 0 | 0 | 0 | 0 | 0 | 0 | 0 | 0
2016-12-03 02:00 | 0 | 0 | 0 | 0 | 0 | 270029.5928 | 0 | 463743 | 0 | 0 | 0 | 0 | 713542.8282 | 694354.3158 | 0 | 0 | 0 | 0 | 0 | 0 | 0 | 0 | 0 | 0 | 0 | 0 | 0 | 0 | 0 | 0 | -77987.688 | -115725.7193 | 0 | 0 | 0 | 0 | 0 | 0 | 0 | 0 | 0 | 0 | 0 | 0 | 0 | 0 | 0
2016-12-03 03:00 | 0 | 0 | 0 | 0 | 0 | 272794.61 | 0 | 447592 | 0 | 0 | 0 | 0 | 654471.1575 | 578628.5965 | 0 | 0 | 0 | 0 | 0 | 0 | 0 | 0 | 0 | 0 | 0 | 0 | 0 | 0 | 0 | 0 | -59071.6707 | -115725.7193 | 0 | 0 | 0 | 0 | 0 | 0 | 0 | 0 | 0 | 0 | 0 | 0 | 0 | 0 | 0
2016-12-03 04:00 | 0 | 0 | 0 | 0 | 0 | 279227.7594 | 0 | 428138 | 0 | 0 | 0 | 0 | 621286.6361 | 462902.8772 | 0 | 0 | 0 | 0 | 0 | 0 | 0 | 0 | 0 | 0 | 0 | 0 | 0 | 0 | 0 | 0 | -33184.5213 | -115725.7193 | 0 | 0 | 0 | 0 | 0 | 0 | 0 | 0 | 0 | 0 | 0 | 0 | 0 | 0 | 0
2016-12-03 05:00 | 0 | 0 | 0 | 0 | 0 | 300487.0041 | 0 | 409157 | 0 | 0 | 0 | 0 | 628342.3596 | 347177.1579 | 0 | 0 | 0 | 0 | 0 | 0 | 0 | 0 | 0 | 0 | 0 | 0 | 0 | 0 | 0 | 0 | 7055.7234 | -115725.7193 | 0 | 0 | 0 | 0 | 0 | 0 | 0 | 0 | 0 | 0 | 0 | 0 | 0 | 0 | 0
2016-12-03 06:00 | 0 | 0 | 0 | 0 | 0 | 335405.949 | 0 | 394654 | 0 | 0 | 0 | 0 | 684820.0278 | 231451.4386 | 0 | 0 | 0 | 0 | 0 | 0 | 0 | 0 | 0 | 0 | 0 | 0 | 0 | 0 | 0 | 0 | 56477.6683 | -115725.7193 | 0 | 0 | 0 | 0 | 0 | 0 | 0 | 0 | 0 | 0 | 0 | 0 | 0 | 0 | 0
2016-12-03 07:00 | 0 | 0 | 0 | 0 | 0 | 354500.1401 | 0 | 384381 | 0 | 0 | 0 | 0 | 539213.4487 | 347177.1579 | 0 | 0 | 0 | 0 | 0 | 0 | 0 | 0 | 0 | 0 | 0 | 0 | 0 | 0 | 0 | 0 | -145606.5792 | 115725.7193 | 0 | 0 | 0 | 0 | 0 | 0 | 0 | 0 | 0 | 0 | 0 | 0 | 0 | 0 | 0
2016-12-03 08:00 | 0 | 0 | 0 | 0 | 0 | 360419.429 | 0 | 378927 | 0 | 0 | 0 | 0 | 636431.597 | 231451.4386 | 0 | 0 | 0 | 0 | 0 | 0 | 0 | 0 | 0 | 0 | 0 | 0 | 0 | 0 | 0 | 0 | 97218.1483 | -115725.7193 | 0 | 0 | 0 | 0 | 0 | 0 | 0 | 0 | 0 | 0 | 0 | 0 | 0 | 0 | 0
2016-12-03 09:00 | 0 | 0 | 0 | 0 | 0 | 354550.9998 | 0 | 377562 | 0 | 0 | 0 | 0 | 729146.3161 | 115725.7193 | 0 | 0 | 0 | 0 | 0 | 0 | 0 | 0 | 0 | 0 | 0 | 0 | 0 | 0 | 0 | 0 | 92714.7191 | -115725.7193 | 0 | 0 | 0 | 0 | 0 | 0 | 0 | 0 | 0 | 0 | 0 | 0 | 0 | 0 | 0
2016-12-03 10:00 | 0 | 0 | 0 | 0 | 0 | 348594.7113 | 0 | 382297 | 0 | 0 | 0 | 0 | 811169.7467 | 0 | 0 | 0 | 0 | 0 | 0 | 0 | 0 | 0 | 0 | 0 | 0 | 0 | 0 | 0 | 0 | 0 | 82023.4306 | -115725.7193 | 0 | 0 | 0 | 0 | 0 | 0 | 0 | 0 | 0 | 0 | 0 | 0 | 0 | 0 | 0
2016-12-03 11:00 | 0 | 0 | 0 | 0 | 0 | 255185.4044 | 0 | 391458 | 0 | 0 | 0 | 0 | 559171.4318 | 115725.7193 | 0 | 0 | 0 | 0 | 0 | 0 | 0 | 0 | 0 | 0 | 0 | 0 | 0 | 0 | 0 | 0 | -251998.3149 | 115725.7193 | 0 | 0 | 0 | 0 | 0 | 0 | 0 | 0 | 0 | 0 | 0 | 0 | 0 | 0 | 0
2016-12-03 12:00 | 0 | 0 | 0 | 0 | 0 | 339994.8946 | 0 | 405403 | 0 | 0 | 0 | 0 | 609489.0457 | 0 | 0 | 0 | 0 | 0 | 0 | 0 | 0 | 0 | 0 | 0 | 0 | 0 | 0 | 0 | 0 | 0 | 50317.6139 | -115725.7193 | 0 | 0 | 0 | 0 | 0 | 0 | 0 | 0 | 0 | 0 | 0 | 0 | 0 | 0 | 0
2016-12-03 13:00 | 0 | 0 | 0 | 0 | 0 | 335317.1956 | 0 | 420327 | 0 | 0 | 0 | 0 | 524479.2413 | 0 | 0 | 0 | 0 | 0 | 0 | 0 | 0 | 0 | 0 | 0 | 0 | 0 | 0 | 0 | 0 | 0 | -85009.8044 | 0 | 0 | 0 | 0 | 0 | 0 | 0 | 0 | 0 | 0 | 0 | 0 | 0 | 0 | 0 | 0
2016-12-03 14:00 | 0 | 0 | 0 | 0 | 0 | 309589.8956 | 10913.7916 | 431496 | 0 | 0 | 0 | 0 | 336068.4757 | 77418.4528 | 0 | 0 | 0 | 0 | 0 | 0 | 0 | 0 | 0 | 0 | 0 | 0 | 0 | 0 | 0 | 0 | -188410.7655 | 77418.4528 | 0 | 0 | 0 | 0 | 0 | 0 | 0 | 0 | 0 | 0 | 0 | 0 | 0 | 0 | 0
2016-12-03 15:00 | 0 | 0 | 0 | 0 | 0 | 253343.5418 | 358061.3203 | 436825 | 0 | 0 | 0 | 0 | 588066.7907 | 0 | 0 | 0 | 0 | 0 | 0 | 0 | 0 | 0 | 0 | 0 | 0 | 0 | 0 | 0 | 0 | 0 | 251998.3149 | -77418.4528 | 0 | 0 | 0 | 0 | 0 | 0 | 0 | 0 | 0 | 0 | 0 | 0 | 0 | 0 | 0
2016-12-03 16:00 | 0 | 0 | 0 | 0 | 0 | 253972.0238 | 530954.8583 | 436892 | 0 | 0 | 0 | 0 | 840065.1056 | 96036.5672 | 0 | 0 | 0 | 0 | 0 | 0 | 0 | 0 | 0 | 0 | 0 | 0 | 0 | 0 | 0 | 0 | 251998.3149 | 96036.5672 | 0 | 0 | 0 | 0 | 0 | 0 | 0 | 0 | 0 | 0 | 0 | 0 | 0 | 0 | 0
2016-12-03 17:00 | 0 | 0 | 0 | 0 | 0 | 245321.8954 | 555610.1389 | 433208 | 0 | 0 | 0 | 0 | 1092063.4206 | 211762.2865 | 0 | 0 | 0 | 0 | 0 | 0 | 0 | 0 | 0 | 0 | 0 | 0 | 0 | 0 | 0 | 0 | 251998.3149 | 115725.7193 | 0 | 0 | 0 | 0 | 0 | 0 | 0 | 0 | 0 | 0 | 0 | 0 | 0 | 0 | 0
2016-12-03 18:00 | 0 | 0 | 0 | 0 | 0 | 265813.8354 | 530256.1989 | 428346 | 0 | 0 | 0 | 0 | 1344061.7355 | 327488.0058 | 0 | 0 | 0 | 0 | 0 | 0 | 0 | 0 | 0 | 0 | 0 | 0 | 0 | 0 | 0 | 0 | 251998.3149 | 115725.7193 | 0 | 0 | 0 | 0 | 0 | 0 | 0 | 0 | 0 | 0 | 0 | 0 | 0 | 0 | 0
2016-12-03 19:00 | 0 | 0 | 0 | 0 | 0 | 279997.6515 | 512933.3828 | 425207 | 0 | 0 | 0 | 0 | 1596060.0505 | 443213.7251 | 0 | 0 | 0 | 0 | 0 | 0 | 0 | 0 | 0 | 0 | 0 | 0 | 0 | 0 | 0 | 0 | 251998.3149 | 115725.7193 | 0 | 0 | 0 | 0 | 0 | 0 | 0 | 0 | 0 | 0 | 0 | 0 | 0 | 0 | 0
2016-12-03 20:00 | 0 | 0 | 0 | 0 | 0 | 171110.89 | 525091.5771 | 424515 | 0 | 0 | 0 | 0 | 1848058.3654 | 462902.8772 | 0 | 0 | 0 | 0 | 0 | 0 | 0 | 0 | 0 | 0 | 0 | 0 | 0 | 0 | 0 | 0 | 251998.3149 | 19689.1521 | 0 | 0 | 0 | 0 | 0 | 0 | 0 | 0 | 0 | 0 | 0 | 0 | 0 | 0 | 0
2016-12-03 21:00 | 0 | 0 | 0 | 0 | 0 | 0 | 548755.0187 | 429335 | 0 | 0 | 0 | 0 | 2083204.1034 | 347177.1579 | 0 | 0 | 0 | 0 | 0 | 0 | 0 | 0 | 0 | 0 | 0 | 0 | 0 | 0 | 0 | 0 | 235145.738 | -115725.7193 | 0 | 0 | 0 | 0 | 0 | 0 | 0 | 0 | 0 | 0 | 0 | 0 | 0 | 0 | 0
2016-12-03 22:00 | 0 | 0 | 0 | 0 | 0 | 306544.6575 | 507036.3768 | 445857 | 0 | 0 | 0 | 0 | 2335202.4184 | 462902.8772 | 0 | 0 | 0 | 0 | 0 | 0 | 0 | 0 | 0 | 0 | 0 | 0 | 0 | 0 | 0 | 0 | 251998.3149 | 115725.7193 | 0 | 0 | 0 | 0 | 0 | 0 | 0 | 0 | 0 | 0 | 0 | 0 | 0 | 0 | 0
2016-12-03 23:00 | 0 | 0 | 0 | 0 | 0 | 0 | 237934.3699 | 456957 | 0 | 0 | 0 | 0 | 2231905.5076 | 347177.1579 | 0 | 0 | 0 | 0 | 0 | 0 | 0 | 0 | 0 | 0 | 0 | 0 | 0 | 0 | 0 | 0 | -103296.9108 | -115725.7193 | 0 | 0 | 0 | 0 | 0 | 0 | 0 | 0 | 0 | 0 | 0 | 0 | 0 | 0 | 0
2016-12-04 | 0 | 0 | 0 | 0 | 0 | 402680.6822 | 3622.7046 | 459226 | 0 | 0 | 0 | 0 | 2294708.6137 | 231451.4386 | 0 | 0 | 0 | 0 | 0 | 0 | 0 | 0 | 0 | 0 | 0 | 0 | 0 | 0 | 0 | 0 | 62803.1061 | -115725.7193 | 0 | 0 | 0 | 0 | 0 | 0 | 0 | 0 | 0 | 0 | 0 | 0 | 0 | 0 | 0
2016-12-04 01:00 | 0 | 0 | 0 | 0 | 0 | 401655.255 | 0 | 457461 | 0 | 0 | 0 | 0 | 2354628.588 | 115725.7193 | 0 | 0 | 0 | 0 | 0 | 0 | 0 | 0 | 0 | 0 | 0 | 0 | 0 | 0 | 0 | 0 | 59919.9743 | -115725.7193 | 0 | 0 | 0 | 0 | 0 | 0 | 0 | 0 | 0 | 0 | 0 | 0 | 0 | 0 | 0
2016-12-04 02:00 | 0 | 0 | 0 | 0 | 0 | 396635.623 | 0 | 448462 | 0 | 0 | 0 | 0 | 2418527.9303 | 0 | 0 | 0 | 0 | 0 | 0 | 0 | 0 | 0 | 0 | 0 | 0 | 0 | 0 | 0 | 0 | 0 | 63899.3423 | -115725.7193 | 0 | 0 | 0 | 0 | 0 | 0 | 0 | 0 | 0 | 0 | 0 | 0 | 0 | 0 | 0
2016-12-04 03:00 | 0 | 0 | 0 | 0 | 0 | 396397.2197 | 0 | 434284 | 0 | 0 | 0 | 0 | 2264915.4307 | 115725.7193 | 0 | 0 | 0 | 0 | 0 | 0 | 0 | 0 | 0 | 0 | 0 | 0 | 0 | 0 | 0 | 0 | -153612.4996 | 115725.7193 | 0 | 0 | 0 | 0 | 0 | 0 | 0 | 0 | 0 | 0 | 0 | 0 | 0 | 0 | 0
2016-12-04 04:00 | 0 | 0 | 0 | 0 | 0 | 49092.9658 | 0 | 416817 | 0 | 0 | 0 | 0 | 2012917.1157 | 0 | 0 | 0 | 0 | 0 | 0 | 0 | 0 | 0 | 0 | 0 | 0 | 0 | 0 | 0 | 0 | 0 | -251998.3149 | -115725.7193 | 0 | 0 | 0 | 0 | 0 | 0 | 0 | 0 | 0 | 0 | 0 | 0 | 0 | 0 | 0
2016-12-04 05:00 | 0 | 0 | 0 | 0 | 0 | 408324.9101 | 0 | 399836 | 0 | 0 | 0 | 0 | 1905680.3065 | 115725.7193 | 0 | 0 | 0 | 0 | 0 | 0 | 0 | 0 | 0 | 0 | 0 | 0 | 0 | 0 | 0 | 0 | -107236.8092 | 115725.7193 | 0 | 0 | 0 | 0 | 0 | 0 | 0 | 0 | 0 | 0 | 0 | 0 | 0 | 0 | 0
2016-12-04 06:00 | 0 | 0 | 0 | 0 | 0 | 413495.4901 | 0 | 384940 | 0 | 0 | 0 | 0 | 2049961.516 | 0 | 0 | 0 | 0 | 0 | 0 | 0 | 0 | 0 | 0 | 0 | 0 | 0 | 0 | 0 | 0 | 0 | 144281.2094 | -115725.7193 | 0 | 0 | 0 | 0 | 0 | 0 | 0 | 0 | 0 | 0 | 0 | 0 | 0 | 0 | 0
2016-12-04 07:00 | 0 | 0 | 0 | 0 | 0 | 415697.6528 | 0 | 373882 | 0 | 0 | 0 | 0 | 1976051.4494 | 115725.7193 | 0 | 0 | 0 | 0 | 0 | 0 | 0 | 0 | 0 | 0 | 0 | 0 | 0 | 0 | 0 | 0 | -73910.0665 | 115725.7193 | 0 | 0 | 0 | 0 | 0 | 0 | 0 | 0 | 0 | 0 | 0 | 0 | 0 | 0 | 0
2016-12-04 08:00 | 0 | 0 | 0 | 0 | 0 | 0 | 0 | 367585 | 0 | 0 | 0 | 0 | 1724192.1687 | 0 | 0 | 0 | 0 | 0 | 0 | 0 | 0 | 0 | 0 | 0 | 0 | 0 | 0 | 0 | 0 | 0 | -251859.2807 | -115725.7193 | 0 | 0 | 0 | 0 | 0 | 0 | 0 | 0 | 0 | 0 | 0 | 0 | 0 | 0 | 0
2016-12-04 09:00 | 0 | 0 | 0 | 0 | 0 | 434043.9032 | 0 | 365589 | 0 | 0 | 0 | 0 | 1676921.3526 | 115725.7193 | 0 | 0 | 0 | 0 | 0 | 0 | 0 | 0 | 0 | 0 | 0 | 0 | 0 | 0 | 0 | 0 | -47270.8161 | 115725.7193 | 0 | 0 | 0 | 0 | 0 | 0 | 0 | 0 | 0 | 0 | 0 | 0 | 0 | 0 | 0
2016-12-04 10:00 | 0 | 0 | 0 | 0 | 0 | 0 | 0 | 367383 | 0 | 0 | 0 | 0 | 1424923.0377 | 341.0342 | 0 | 0 | 0 | 0 | 0 | 0 | 0 | 0 | 0 | 0 | 0 | 0 | 0 | 0 | 0 | 0 | -251998.3149 | -115384.6851 | 0 | 0 | 0 | 0 | 0 | 0 | 0 | 0 | 0 | 0 | 0 | 0 | 0 | 0 | 0
2016-12-04 11:00 | 0 | 0 | 0 | 0 | 0 | 468816.0632 | 0 | 374978 | 0 | 0 | 0 | 0 | 1403035.3816 | 116066.7535 | 0 | 0 | 0 | 0 | 0 | 0 | 0 | 0 | 0 | 0 | 0 | 0 | 0 | 0 | 0 | 0 | -21887.6561 | 115725.7193 | 0 | 0 | 0 | 0 | 0 | 0 | 0 | 0 | 0 | 0 | 0 | 0 | 0 | 0 | 0
2016-12-04 12:00 | 0 | 0 | 0 | 0 | 0 | 249232.4044 | 0 | 385505 | 0 | 0 | 0 | 0 | 1151037.0667 | 231792.4728 | 0 | 0 | 0 | 0 | 0 | 0 | 0 | 0 | 0 | 0 | 0 | 0 | 0 | 0 | 0 | 0 | -251998.3149 | 115725.7193 | 0 | 0 | 0 | 0 | 0 | 0 | 0 | 0 | 0 | 0 | 0 | 0 | 0 | 0 | 0
2016-12-04 13:00 | 0 | 0 | 0 | 0 | 0 | 470914.885 | 0 | 400585 | 0 | 0 | 0 | 0 | 1337092.671 | 116066.7535 | 0 | 0 | 0 | 0 | 0 | 0 | 0 | 0 | 0 | 0 | 0 | 0 | 0 | 0 | 0 | 0 | 186055.6043 | -115725.7193 | 0 | 0 | 0 | 0 | 0 | 0 | 0 | 0 | 0 | 0 | 0 | 0 | 0 | 0 | 0
2016-12-04 14:00 | 0 | 0 | 0 | 0 | 0 | 414474.4581 | 88572.1995 | 413990 | 0 | 0 | 0 | 0 | 1310423.6093 | 231792.4728 | 0 | 0 | 0 | 0 | 0 | 0 | 0 | 0 | 0 | 0 | 0 | 0 | 0 | 0 | 0 | 0 | -26669.0617 | 115725.7193 | 0 | 0 | 0 | 0 | 0 | 0 | 0 | 0 | 0 | 0 | 0 | 0 | 0 | 0 | 0
2016-12-04 15:00 | 0 | 0 | 0 | 0 | 0 | 0 | 470839.8974 | 420910 | 0 | 0 | 0 | 0 | 1244627.7875 | 347518.1921 | 0 | 0 | 0 | 0 | 0 | 0 | 0 | 0 | 0 | 0 | 0 | 0 | 0 | 0 | 0 | 0 | -65795.8219 | 115725.7193 | 0 | 0 | 0 | 0 | 0 | 0 | 0 | 0 | 0 | 0 | 0 | 0 | 0 | 0 | 0
2016-12-04 16:00 | 0 | 0 | 0 | 0 | 0 | 0 | 608753.5346 | 423653 | 0 | 0 | 0 | 0 | 1314002.6028 | 463243.9114 | 0 | 0 | 0 | 0 | 0 | 0 | 0 | 0 | 0 | 0 | 0 | 0 | 0 | 0 | 0 | 0 | 69374.8153 | 115725.7193 | 0 | 0 | 0 | 0 | 0 | 0 | 0 | 0 | 0 | 0 | 0 | 0 | 0 | 0 | 0
2016-12-04 17:00 | 0 | 0 | 0 | 0 | 0 | 0 | 612667.0997 | 425473 | 0 | 0 | 0 | 0 | 1566000.9178 | 398439.6962 | 0 | 0 | 0 | 0 | 0 | 0 | 0 | 0 | 0 | 0 | 0 | 0 | 0 | 0 | 0 | 0 | 251998.3149 | -64804.2153 | 0 | 0 | 0 | 0 | 0 | 0 | 0 | 0 | 0 | 0 | 0 | 0 | 0 | 0 | 0
2016-12-04 18:00 | 0 | 0 | 0 | 0 | 0 | 0 | 581400.6787 | 426290 | 0 | 0 | 0 | 0 | 1605385.8771 | 514165.4155 | 0 | 0 | 0 | 0 | 0 | 0 | 0 | 0 | 0 | 0 | 0 | 0 | 0 | 0 | 0 | 0 | 39384.9594 | 115725.7193 | 0 | 0 | 0 | 0 | 0 | 0 | 0 | 0 | 0 | 0 | 0 | 0 | 0 | 0 | 0
2016-12-04 19:00 | 0 | 0 | 0 | 0 | 0 | 0 | 561935.5681 | 425797 | 0 | 0 | 0 | 0 | 1857250.1646 | 398439.6962 | 0 | 0 | 0 | 0 | 0 | 0 | 0 | 0 | 0 | 0 | 0 | 0 | 0 | 0 | 0 | 0 | 251864.2874 | -115725.7193 | 0 | 0 | 0 | 0 | 0 | 0 | 0 | 0 | 0 | 0 | 0 | 0 | 0 | 0 | 0
2016-12-04 20:00 | 0 | 0 | 0 | 0 | 0 | 0 | 577911.2102 | 426201 | 0 | 0 | 0 | 0 | 1893234.6555 | 514165.4155 | 0 | 0 | 0 | 0 | 0 | 0 | 0 | 0 | 0 | 0 | 0 | 0 | 0 | 0 | 0 | 0 | 35984.4909 | 115725.7193 | 0 | 0 | 0 | 0 | 0 | 0 | 0 | 0 | 0 | 0 | 0 | 0 | 0 | 0 | 0
2016-12-04 21:00 | 0 | 0 | 0 | 0 | 0 | 0 | 604727.7318 | 435167 | 0 | 0 | 0 | 0 | 1947069.668 | 629891.1348 | 0 | 0 | 0 | 0 | 0 | 0 | 0 | 0 | 0 | 0 | 0 | 0 | 0 | 0 | 0 | 0 | 53835.0125 | 115725.7193 | 0 | 0 | 0 | 0 | 0 | 0 | 0 | 0 | 0 | 0 | 0 | 0 | 0 | 0 | 0
2016-12-04 22:00 | 0 | 0 | 0 | 0 | 0 | 0 | 555047.9356 | 453288 | 0 | 0 | 0 | 0 | 2164555.3229 | 514165.4155 | 0 | 0 | 0 | 0 | 0 | 0 | 0 | 0 | 0 | 0 | 0 | 0 | 0 | 0 | 0 | 0 | 217485.6549 | -115725.7193 | 0 | 0 | 0 | 0 | 0 | 0 | 0 | 0 | 0 | 0 | 0 | 0 | 0 | 0 | 0
2016-12-04 23:00 | 0 | 0 | 0 | 0 | 0 | 0 | 226861.9386 | 468054 | 0 | 0 | 0 | 0 | 2022084.1807 | 415444.4963 | 0 | 0 | 0 | 0 | 0 | 0 | 0 | 0 | 0 | 0 | 0 | 0 | 0 | 0 | 0 | 0 | -142471.1422 | -98720.9192 | 0 | 0 | 0 | 0 | 0 | 0 | 0 | 0 | 0 | 0 | 0 | 0 | 0 | 0 | 0
2016-12-05 | 0 | 0 | 0 | 0 | 0 | 433880.7196 | 2292.6759 | 474630 | 0 | 0 | 0 | 0 | 1867901.8569 | 531170.2156 | 0 | 0 | 0 | 0 | 0 | 0 | 0 | 0 | 0 | 0 | 0 | 0 | 0 | 0 | 0 | 0 | -154182.3238 | 115725.7193 | 0 | 0 | 0 | 0 | 0 | 0 | 0 | 0 | 0 | 0 | 0 | 0 | 0 | 0 | 0
2016-12-05 01:00 | 0 | 0 | 0 | 0 | 0 | 106840.9658 | 0 | 474565 | 0 | 0 | 0 | 0 | 1615903.5419 | 415444.4963 | 0 | 0 | 0 | 0 | 0 | 0 | 0 | 0 | 0 | 0 | 0 | 0 | 0 | 0 | 0 | 0 | -251998.3149 | -115725.7193 | 0 | 0 | 0 | 0 | 0 | 0 | 0 | 0 | 0 | 0 | 0 | 0 | 0 | 0 | 0
2016-12-05 02:00 | 0 | 0 | 0 | 0 | 0 | 542219.4744 | 0 | 462403 | 0 | 0 | 0 | 0 | 1811445.7357 | 299718.777 | 0 | 0 | 0 | 0 | 0 | 0 | 0 | 0 | 0 | 0 | 0 | 0 | 0 | 0 | 0 | 0 | 195542.1937 | -115725.7193 | 0 | 0 | 0 | 0 | 0 | 0 | 0 | 0 | 0 | 0 | 0 | 0 | 0 | 0 | 0
2016-12-05 03:00 | 0 | 0 | 0 | 0 | 0 | 306111.4044 | 0 | 442384 | 0 | 0 | 0 | 0 | 1559447.4207 | 415444.4963 | 0 | 0 | 0 | 0 | 0 | 0 | 0 | 0 | 0 | 0 | 0 | 0 | 0 | 0 | 0 | 0 | -251998.3149 | 115725.7193 | 0 | 0 | 0 | 0 | 0 | 0 | 0 | 0 | 0 | 0 | 0 | 0 | 0 | 0 | 0
2016-12-05 04:00 | 0 | 0 | 0 | 0 | 0 | 52413.9658 | 0 | 420138 | 0 | 0 | 0 | 0 | 1307449.1058 | 299718.777 | 0 | 0 | 0 | 0 | 0 | 0 | 0 | 0 | 0 | 0 | 0 | 0 | 0 | 0 | 0 | 0 | -251998.3149 | -115725.7193 | 0 | 0 | 0 | 0 | 0 | 0 | 0 | 0 | 0 | 0 | 0 | 0 | 0 | 0 | 0
2016-12-05 05:00 | 0 | 0 | 0 | 0 | 0 | 536717.5956 | 0 | 400445 | 0 | 0 | 0 | 0 | 1559447.4207 | 183993.0577 | 0 | 0 | 0 | 0 | 0 | 0 | 0 | 0 | 0 | 0 | 0 | 0 | 0 | 0 | 0 | 0 | 251998.3149 | -115725.7193 | 0 | 0 | 0 | 0 | 0 | 0 | 0 | 0 | 0 | 0 | 0 | 0 | 0 | 0 | 0
2016-12-05 06:00 | 0 | 0 | 0 | 0 | 0 | 249242.4044 | 0 | 385515 | 0 | 0 | 0 | 0 | 1307449.1058 | 299718.777 | 0 | 0 | 0 | 0 | 0 | 0 | 0 | 0 | 0 | 0 | 0 | 0 | 0 | 0 | 0 | 0 | -251998.3149 | 115725.7193 | 0 | 0 | 0 | 0 | 0 | 0 | 0 | 0 | 0 | 0 | 0 | 0 | 0 | 0 | 0
2016-12-05 07:00 | 0 | 0 | 0 | 0 | 0 | 570084.3423 | 0 | 376224 | 0 | 0 | 0 | 0 | 1385583.7287 | 415444.4963 | 0 | 0 | 0 | 0 | 0 | 0 | 0 | 0 | 0 | 0 | 0 | 0 | 0 | 0 | 0 | 0 | 78134.623 | 115725.7193 | 0 | 0 | 0 | 0 | 0 | 0 | 0 | 0 | 0 | 0 | 0 | 0 | 0 | 0 | 0
2016-12-05 08:00 | 0 | 0 | 0 | 0 | 0 | 508980.5956 | 0 | 372708 | 0 | 0 | 0 | 0 | 1637582.0437 | 299718.777 | 0 | 0 | 0 | 0 | 0 | 0 | 0 | 0 | 0 | 0 | 0 | 0 | 0 | 0 | 0 | 0 | 251998.3149 | -115725.7193 | 0 | 0 | 0 | 0 | 0 | 0 | 0 | 0 | 0 | 0 | 0 | 0 | 0 | 0 | 0
2016-12-05 09:00 | 0 | 0 | 0 | 0 | 0 | 560406.9765 | 0 | 376676 | 0 | 0 | 0 | 0 | 1889580.3586 | 231451.4386 | 0 | 0 | 0 | 0 | 0 | 0 | 0 | 0 | 0 | 0 | 0 | 0 | 0 | 0 | 0 | 0 | 251998.3149 | -68267.3384 | 0 | 0 | 0 | 0 | 0 | 0 | 0 | 0 | 0 | 0 | 0 | 0 | 0 | 0 | 0
2016-12-05 10:00 | 0 | 0 | 0 | 0 | 0 | 254134.4044 | 0 | 390407 | 0 | 0 | 0 | 0 | 1637582.0437 | 347177.1579 | 0 | 0 | 0 | 0 | 0 | 0 | 0 | 0 | 0 | 0 | 0 | 0 | 0 | 0 | 0 | 0 | -251998.3149 | 115725.7193 | 0 | 0 | 0 | 0 | 0 | 0 | 0 | 0 | 0 | 0 | 0 | 0 | 0 | 0 | 0
2016-12-05 11:00 | 0 | 0 | 0 | 0 | 0 | 284910.4044 | 0 | 421183 | 0 | 0 | 0 | 0 | 1385583.7287 | 462902.8772 | 0 | 0 | 0 | 0 | 0 | 0 | 0 | 0 | 0 | 0 | 0 | 0 | 0 | 0 | 0 | 0 | -251998.3149 | 115725.7193 | 0 | 0 | 0 | 0 | 0 | 0 | 0 | 0 | 0 | 0 | 0 | 0 | 0 | 0 | 0
2016-12-05 12:00 | 0 | 0 | 0 | 0 | 0 | 84107.9658 | 0 | 451832 | 0 | 0 | 0 | 0 | 1133585.4138 | 347177.1579 | 0 | 0 | 0 | 0 | 0 | 0 | 0 | 0 | 0 | 0 | 0 | 0 | 0 | 0 | 0 | 0 | -251998.3149 | -115725.7193 | 0 | 0 | 0 | 0 | 0 | 0 | 0 | 0 | 0 | 0 | 0 | 0 | 0 | 0 | 0
2016-12-05 13:00 | 0 | 0 | 0 | 0 | 0 | 542217.482 | 0 | 466587 | 0 | 0 | 0 | 0 | 1093490.1765 | 462902.8772 | 0 | 0 | 0 | 0 | 0 | 0 | 0 | 0 | 0 | 0 | 0 | 0 | 0 | 0 | 0 | 0 | -40095.2373 | 115725.7193 | 0 | 0 | 0 | 0 | 0 | 0 | 0 | 0 | 0 | 0 | 0 | 0 | 0 | 0 | 0
2016-12-05 14:00 | 0 | 0 | 0 | 0 | 0 | 15657.9929 | 90596.9728 | 473979 | 0 | 0 | 0 | 0 | 841491.8615 | 347177.1579 | 0 | 0 | 0 | 0 | 0 | 0 | 0 | 0 | 0 | 0 | 0 | 0 | 0 | 0 | 0 | 0 | -251998.3149 | -115725.7193 | 0 | 0 | 0 | 0 | 0 | 0 | 0 | 0 | 0 | 0 | 0 | 0 | 0 | 0 | 0
2016-12-05 15:00 | 0 | 0 | 0 | 0 | 0 | 0 | 400524.8498 | 476630 | 0 | 0 | 0 | 0 | 649660.992 | 462902.8772 | 0 | 0 | 0 | 0 | 0 | 0 | 0 | 0 | 0 | 0 | 0 | 0 | 0 | 0 | 0 | 0 | -191830.8695 | 115725.7193 | 0 | 0 | 0 | 0 | 0 | 0 | 0 | 0 | 0 | 0 | 0 | 0 | 0 | 0 | 0
2016-12-05 16:00 | 0 | 0 | 0 | 0 | 0 | 0 | 545480.9942 | 473521 | 0 | 0 | 0 | 0 | 837346.7055 | 347177.1579 | 0 | 0 | 0 | 0 | 0 | 0 | 0 | 0 | 0 | 0 | 0 | 0 | 0 | 0 | 0 | 0 | 187685.7135 | -115725.7193 | 0 | 0 | 0 | 0 | 0 | 0 | 0 | 0 | 0 | 0 | 0 | 0 | 0 | 0 | 0
2016-12-05 17:00 | 0 | 0 | 0 | 0 | 0 | 0 | 569750.5628 | 469196 | 0 | 0 | 0 | 0 | 1053626.9876 | 231451.4386 | 0 | 0 | 0 | 0 | 0 | 0 | 0 | 0 | 0 | 0 | 0 | 0 | 0 | 0 | 0 | 0 | 216280.2821 | -115725.7193 | 0 | 0 | 0 | 0 | 0 | 0 | 0 | 0 | 0 | 0 | 0 | 0 | 0 | 0 | 0
2016-12-05 18:00 | 0 | 0 | 0 | 0 | 0 | 0 | 549816.7016 | 464977 | 0 | 0 | 0 | 0 | 1254192.4085 | 115725.7193 | 0 | 0 | 0 | 0 | 0 | 0 | 0 | 0 | 0 | 0 | 0 | 0 | 0 | 0 | 0 | 0 | 200565.4209 | -115725.7193 | 0 | 0 | 0 | 0 | 0 | 0 | 0 | 0 | 0 | 0 | 0 | 0 | 0 | 0 | 0
2016-12-05 19:00 | 0 | 0 | 0 | 0 | 0 | 0 | 543739.3606 | 462140 | 0 | 0 | 0 | 0 | 1451517.4884 | 0 | 0 | 0 | 0 | 0 | 0 | 0 | 0 | 0 | 0 | 0 | 0 | 0 | 0 | 0 | 0 | 0 | 197325.0799 | -115725.7193 | 0 | 0 | 0 | 0 | 0 | 0 | 0 | 0 | 0 | 0 | 0 | 0 | 0 | 0 | 0
2016-12-05 20:00 | 0 | 0 | 0 | 0 | 0 | 0 | 565681.9732 | 460300 | 0 | 0 | 0 | 0 | 1441173.7423 | 115725.7193 | 0 | 0 | 0 | 0 | 0 | 0 | 0 | 0 | 0 | 0 | 0 | 0 | 0 | 0 | 0 | 0 | -10343.7461 | 115725.7193 | 0 | 0 | 0 | 0 | 0 | 0 | 0 | 0 | 0 | 0 | 0 | 0 | 0 | 0 | 0
2016-12-05 21:00 | 0 | 0 | 0 | 0 | 0 | 0 | 593077.8119 | 466385 | 0 | 0 | 0 | 0 | 1683592.2735 | 0 | 0 | 0 | 0 | 0 | 0 | 0 | 0 | 0 | 0 | 0 | 0 | 0 | 0 | 0 | 0 | 0 | 242418.5312 | -115725.7193 | 0 | 0 | 0 | 0 | 0 | 0 | 0 | 0 | 0 | 0 | 0 | 0 | 0 | 0 | 0
2016-12-05 22:00 | 0 | 0 | 0 | 0 | 0 | 0 | 526769.0263 | 485100 | 0 | 0 | 0 | 0 | 1609535.5805 | 115725.7193 | 0 | 0 | 0 | 0 | 0 | 0 | 0 | 0 | 0 | 0 | 0 | 0 | 0 | 0 | 0 | 0 | -74056.693 | 115725.7193 | 0 | 0 | 0 | 0 | 0 | 0 | 0 | 0 | 0 | 0 | 0 | 0 | 0 | 0 | 0
2016-12-05 23:00 | 0 | 0 | 0 | 0 | 0 | 0 | 183979.9365 | 500221 | 0 | 0 | 0 | 0 | 1357537.2655 | 51482.9707 | 0 | 0 | 0 | 0 | 0 | 0 | 0 | 0 | 0 | 0 | 0 | 0 | 0 | 0 | 0 | 0 | -251998.3149 | -64242.7486 | 0 | 0 | 0 | 0 | 0 | 0 | 0 | 0 | 0 | 0 | 0 | 0 | 0 | 0 | 0
2016-12-06 | 0 | 0 | 0 | 0 | 0 | 710998.3641 | 2261.181 | 505617 | 0 | 0 | 0 | 0 | 1609535.5805 | 7127.2009 | 0 | 0 | 0 | 0 | 0 | 0 | 0 | 0 | 0 | 0 | 0 | 0 | 0 | 0 | 0 | 0 | 251998.3149 | -44355.7698 | 0 | 0 | 0 | 0 | 0 | 0 | 0 | 0 | 0 | 0 | 0 | 0 | 0 | 0 | 0
2016-12-06 01:00 | 0 | 0 | 0 | 0 | 0 | 367411.4044 | 0 | 503684 | 0 | 0 | 0 | 0 | 1357537.2655 | 122852.9202 | 0 | 0 | 0 | 0 | 0 | 0 | 0 | 0 | 0 | 0 | 0 | 0 | 0 | 0 | 0 | 0 | -251998.3149 | 115725.7193 | 0 | 0 | 0 | 0 | 0 | 0 | 0 | 0 | 0 | 0 | 0 | 0 | 0 | 0 | 0
2016-12-06 02:00 | 0 | 0 | 0 | 0 | 0 | 122175.9658 | 0 | 489900 | 0 | 0 | 0 | 0 | 1105538.9506 | 7127.2009 | 0 | 0 | 0 | 0 | 0 | 0 | 0 | 0 | 0 | 0 | 0 | 0 | 0 | 0 | 0 | 0 | -251998.3149 | -115725.7193 | 0 | 0 | 0 | 0 | 0 | 0 | 0 | 0 | 0 | 0 | 0 | 0 | 0 | 0 | 0
2016-12-06 03:00 | 0 | 0 | 0 | 0 | 0 | 711170.114 | 0 | 466299 | 0 | 0 | 0 | 0 | 1357537.2655 | 0 | 0 | 0 | 0 | 0 | 0 | 0 | 0 | 0 | 0 | 0 | 0 | 0 | 0 | 0 | 0 | 0 | 251998.3149 | -7127.2009 | 0 | 0 | 0 | 0 | 0 | 0 | 0 | 0 | 0 | 0 | 0 | 0 | 0 | 0 | 0
2016-12-06 04:00 | 0 | 0 | 0 | 0 | 0 | 682615.9296 | 0 | 439753 | 0 | 0 | 0 | 0 | 1484674.4759 | 115725.7193 | 0 | 0 | 0 | 0 | 0 | 0 | 0 | 0 | 0 | 0 | 0 | 0 | 0 | 0 | 0 | 0 | 127137.2103 | 115725.7193 | 0 | 0 | 0 | 0 | 0 | 0 | 0 | 0 | 0 | 0 | 0 | 0 | 0 | 0 | 0
2016-12-06 05:00 | 0 | 0 | 0 | 0 | 0 | 280052.4044 | 0 | 416325 | 0 | 0 | 0 | 0 | 1232676.1609 | 231451.4386 | 0 | 0 | 0 | 0 | 0 | 0 | 0 | 0 | 0 | 0 | 0 | 0 | 0 | 0 | 0 | 0 | -251998.3149 | 115725.7193 | 0 | 0 | 0 | 0 | 0 | 0 | 0 | 0 | 0 | 0 | 0 | 0 | 0 | 0 | 0
2016-12-06 06:00 | 0 | 0 | 0 | 0 | 0 | 535182.5956 | 0 | 398910 | 0 | 0 | 0 | 0 | 1484674.4759 | 115725.7193 | 0 | 0 | 0 | 0 | 0 | 0 | 0 | 0 | 0 | 0 | 0 | 0 | 0 | 0 | 0 | 0 | 251998.3149 | -115725.7193 | 0 | 0 | 0 | 0 | 0 | 0 | 0 | 0 | 0 | 0 | 0 | 0 | 0 | 0 | 0
2016-12-06 07:00 | 0 | 0 | 0 | 0 | 0 | 252369.4044 | 0 | 388642 | 0 | 0 | 0 | 0 | 1232676.1609 | 231451.4386 | 0 | 0 | 0 | 0 | 0 | 0 | 0 | 0 | 0 | 0 | 0 | 0 | 0 | 0 | 0 | 0 | -251998.3149 | 115725.7193 | 0 | 0 | 0 | 0 | 0 | 0 | 0 | 0 | 0 | 0 | 0 | 0 | 0 | 0 | 0
2016-12-06 08:00 | 0 | 0 | 0 | 0 | 0 | 247275.4044 | 0 | 383548 | 0 | 0 | 0 | 0 | 980677.846 | 347177.1579 | 0 | 0 | 0 | 0 | 0 | 0 | 0 | 0 | 0 | 0 | 0 | 0 | 0 | 0 | 0 | 0 | -251998.3149 | 115725.7193 | 0 | 0 | 0 | 0 | 0 | 0 | 0 | 0 | 0 | 0 | 0 | 0 | 0 | 0 | 0
2016-12-06 09:00 | 0 | 0 | 0 | 0 | 0 | 522181.5956 | 0 | 385909 | 0 | 0 | 0 | 0 | 1232676.1609 | 231451.4386 | 0 | 0 | 0 | 0 | 0 | 0 | 0 | 0 | 0 | 0 | 0 | 0 | 0 | 0 | 0 | 0 | 251998.3149 | -115725.7193 | 0 | 0 | 0 | 0 | 0 | 0 | 0 | 0 | 0 | 0 | 0 | 0 | 0 | 0 | 0
2016-12-06 10:00 | 0 | 0 | 0 | 0 | 0 | 263091.4044 | 0 | 399364 | 0 | 0 | 0 | 0 | 980677.846 | 347177.1579 | 0 | 0 | 0 | 0 | 0 | 0 | 0 | 0 | 0 | 0 | 0 | 0 | 0 | 0 | 0 | 0 | -251998.3149 | 115725.7193 | 0 | 0 | 0 | 0 | 0 | 0 | 0 | 0 | 0 | 0 | 0 | 0 | 0 | 0 | 0
2016-12-06 11:00 | 0 | 0 | 0 | 0 | 0 | 80803.1995 | 0 | 428384 | 0 | 0 | 0 | 0 | 728679.531 | 251594.6723 | 0 | 0 | 0 | 0 | 0 | 0 | 0 | 0 | 0 | 0 | 0 | 0 | 0 | 0 | 0 | 0 | -251998.3149 | -95582.4856 | 0 | 0 | 0 | 0 | 0 | 0 | 0 | 0 | 0 | 0 | 0 | 0 | 0 | 0 | 0
2016-12-06 12:00 | 0 | 0 | 0 | 0 | 0 | 89932.9658 | 0 | 457657 | 0 | 0 | 0 | 0 | 476681.2161 | 135868.953 | 0 | 0 | 0 | 0 | 0 | 0 | 0 | 0 | 0 | 0 | 0 | 0 | 0 | 0 | 0 | 0 | -251998.3149 | -115725.7193 | 0 | 0 | 0 | 0 | 0 | 0 | 0 | 0 | 0 | 0 | 0 | 0 | 0 | 0 | 0
2016-12-06 13:00 | 0 | 0 | 0 | 0 | 0 | 685874.5379 | 0 | 470719 | 0 | 0 | 0 | 0 | 576111.0347 | 251594.6723 | 0 | 0 | 0 | 0 | 0 | 0 | 0 | 0 | 0 | 0 | 0 | 0 | 0 | 0 | 0 | 0 | 99429.8186 | 115725.7193 | 0 | 0 | 0 | 0 | 0 | 0 | 0 | 0 | 0 | 0 | 0 | 0 | 0 | 0 | 0
2016-12-06 14:00 | 0 | 0 | 0 | 0 | 0 | 304130.1619 | 37470.2424 | 477873 | 0 | 0 | 0 | 0 | 324112.7197 | 367320.3916 | 0 | 0 | 0 | 0 | 0 | 0 | 0 | 0 | 0 | 0 | 0 | 0 | 0 | 0 | 0 | 0 | -251998.3149 | 115725.7193 | 0 | 0 | 0 | 0 | 0 | 0 | 0 | 0 | 0 | 0 | 0 | 0 | 0 | 0 | 0
2016-12-06 15:00 | 0 | 0 | 0 | 0 | 0 | 559170.0764 | 289301.9578 | 480748 | 0 | 0 | 0 | 0 | 576111.0347 | 483046.1109 | 0 | 0 | 0 | 0 | 0 | 0 | 0 | 0 | 0 | 0 | 0 | 0 | 0 | 0 | 0 | 0 | 251998.3149 | 115725.7193 | 0 | 0 | 0 | 0 | 0 | 0 | 0 | 0 | 0 | 0 | 0 | 0 | 0 | 0 | 0
2016-12-06 16:00 | 0 | 0 | 0 | 0 | 0 | 0 | 461298.5891 | 479528 | 0 | 0 | 0 | 0 | 442155.9045 | 598771.8302 | 0 | 0 | 0 | 0 | 0 | 0 | 0 | 0 | 0 | 0 | 0 | 0 | 0 | 0 | 0 | 0 | -133955.1302 | 115725.7193 | 0 | 0 | 0 | 0 | 0 | 0 | 0 | 0 | 0 | 0 | 0 | 0 | 0 | 0 | 0
2016-12-06 17:00 | 0 | 0 | 0 | 0 | 0 | 81687.3587 | 508196.7012 | 475564 | 0 | 0 | 0 | 0 | 440750.2451 | 714497.5495 | 0 | 0 | 0 | 0 | 0 | 0 | 0 | 0 | 0 | 0 | 0 | 0 | 0 | 0 | 0 | 0 | -1405.6593 | 115725.7193 | 0 | 0 | 0 | 0 | 0 | 0 | 0 | 0 | 0 | 0 | 0 | 0 | 0 | 0 | 0
2016-12-06 18:00 | 0 | 0 | 0 | 0 | 0 | 344585.8019 | 495243.2324 | 472105 | 0 | 0 | 0 | 0 | 692748.5601 | 830223.2688 | 0 | 0 | 0 | 0 | 0 | 0 | 0 | 0 | 0 | 0 | 0 | 0 | 0 | 0 | 0 | 0 | 251998.3149 | 115725.7193 | 0 | 0 | 0 | 0 | 0 | 0 | 0 | 0 | 0 | 0 | 0 | 0 | 0 | 0 | 0
2016-12-06 19:00 | 0 | 0 | 0 | 0 | 0 | 0 | 479107.7769 | 469315 | 0 | 0 | 0 | 0 | 586815.6177 | 945948.9881 | 0 | 0 | 0 | 0 | 0 | 0 | 0 | 0 | 0 | 0 | 0 | 0 | 0 | 0 | 0 | 0 | -105932.9424 | 115725.7193 | 0 | 0 | 0 | 0 | 0 | 0 | 0 | 0 | 0 | 0 | 0 | 0 | 0 | 0 | 0
2016-12-06 20:00 | 0 | 0 | 0 | 0 | 0 | 357667.4143 | 478883.6199 | 468827 | 0 | 0 | 0 | 0 | 838813.9326 | 1061674.7074 | 0 | 0 | 0 | 0 | 0 | 0 | 0 | 0 | 0 | 0 | 0 | 0 | 0 | 0 | 0 | 0 | 251998.3149 | 115725.7193 | 0 | 0 | 0 | 0 | 0 | 0 | 0 | 0 | 0 | 0 | 0 | 0 | 0 | 0 | 0
2016-12-06 21:00 | 0 | 0 | 0 | 0 | 0 | 0 | 472609.592 | 474872 | 0 | 0 | 0 | 0 | 720825.8054 | 1177400.4267 | 0 | 0 | 0 | 0 | 0 | 0 | 0 | 0 | 0 | 0 | 0 | 0 | 0 | 0 | 0 | 0 | -117988.1273 | 115725.7193 | 0 | 0 | 0 | 0 | 0 | 0 | 0 | 0 | 0 | 0 | 0 | 0 | 0 | 0 | 0
2016-12-06 22:00 | 0 | 0 | 0 | 0 | 0 | 0 | 405493.692 | 489968 | 0 | 0 | 0 | 0 | 520625.7781 | 1293126.146 | 0 | 0 | 0 | 0 | 0 | 0 | 0 | 0 | 0 | 0 | 0 | 0 | 0 | 0 | 0 | 0 | -200200.0273 | 115725.7193 | 0 | 0 | 0 | 0 | 0 | 0 | 0 | 0 | 0 | 0 | 0 | 0 | 0 | 0 | 0
2016-12-06 23:00 | 0 | 0 | 0 | 0 | 0 | 183951.3249 | 183420.0794 | 503644 | 0 | 0 | 0 | 0 | 268627.4631 | 1408851.8653 | 0 | 0 | 0 | 0 | 0 | 0 | 0 | 0 | 0 | 0 | 0 | 0 | 0 | 0 | 0 | 0 | -251998.3149 | 115725.7193 | 0 | 0 | 0 | 0 | 0 | 0 | 0 | 0 | 0 | 0 | 0 | 0 | 0 | 0 | 0
2016-12-07 | 0 | 0 | 0 | 0 | 0 | 504933.3642 | 1936.0184 | 509312 | 0 | 0 | 0 | 0 | 150459.1265 | 1524577.5846 | 0 | 0 | 0 | 0 | 0 | 0 | 0 | 0 | 0 | 0 | 0 | 0 | 0 | 0 | 0 | 0 | -118168.3367 | 115725.7193 | 0 | 0 | 0 | 0 | 0 | 0 | 0 | 0 | 0 | 0 | 0 | 0 | 0 | 0 | 0
2016-12-07 01:00 | 0 | 0 | 0 | 0 | 0 | 511849.8575 | 0 | 507253 | 0 | 0 | 0 | 0 | 39330.2646 | 1640303.3039 | 0 | 0 | 0 | 0 | 0 | 0 | 0 | 0 | 0 | 0 | 0 | 0 | 0 | 0 | 0 | 0 | -111128.8618 | 115725.7193 | 0 | 0 | 0 | 0 | 0 | 0 | 0 | 0 | 0 | 0 | 0 | 0 | 0 | 0 | 0
2016-12-07 02:00 | 0 | 0 | 0 | 0 | 0 | 515298.49 | 0 | 494187 | 0 | 0 | 0 | 0 | 176167.4739 | 1524577.5846 | 0 | 0 | 0 | 0 | 0 | 0 | 0 | 0 | 0 | 0 | 0 | 0 | 0 | 0 | 0 | 0 | 136837.2093 | -115725.7193 | 0 | 0 | 0 | 0 | 0 | 0 | 0 | 0 | 0 | 0 | 0 | 0 | 0 | 0 | 0
2016-12-07 03:00 | 0 | 0 | 0 | 0 | 0 | 514339.4544 | 0 | 471487 | 0 | 0 | 0 | 0 | 103294.209 | 1640303.3039 | 0 | 0 | 0 | 0 | 0 | 0 | 0 | 0 | 0 | 0 | 0 | 0 | 0 | 0 | 0 | 0 | -72873.2649 | 115725.7193 | 0 | 0 | 0 | 0 | 0 | 0 | 0 | 0 | 0 | 0 | 0 | 0 | 0 | 0 | 0
2016-12-07 04:00 | 0 | 0 | 0 | 0 | 0 | 515688.3768 | 0 | 447099 | 0 | 0 | 0 | 0 | 56157.8665 | 1756029.0231 | 0 | 0 | 0 | 0 | 0 | 0 | 0 | 0 | 0 | 0 | 0 | 0 | 0 | 0 | 0 | 0 | -47136.3425 | 115725.7193 | 0 | 0 | 0 | 0 | 0 | 0 | 0 | 0 | 0 | 0 | 0 | 0 | 0 | 0 | 0
2016-12-07 05:00 | 0 | 0 | 0 | 0 | 0 | 517424.4198 | 0 | 425025 | 0 | 0 | 0 | 0 | 264283.0056 | 1640303.3039 | 0 | 0 | 0 | 0 | 0 | 0 | 0 | 0 | 0 | 0 | 0 | 0 | 0 | 0 | 0 | 0 | 208125.1391 | -115725.7193 | 0 | 0 | 0 | 0 | 0 | 0 | 0 | 0 | 0 | 0 | 0 | 0 | 0 | 0 | 0
2016-12-07 06:00 | 0 | 0 | 0 | 0 | 0 | 271148.4044 | 0 | 407421 | 0 | 0 | 0 | 0 | 12284.6906 | 1756029.0231 | 0 | 0 | 0 | 0 | 0 | 0 | 0 | 0 | 0 | 0 | 0 | 0 | 0 | 0 | 0 | 0 | -251998.3149 | 115725.7193 | 0 | 0 | 0 | 0 | 0 | 0 | 0 | 0 | 0 | 0 | 0 | 0 | 0 | 0 | 0
2016-12-07 07:00 | 0 | 0 | 0 | 0 | 0 | 521016.905 | 0 | 397029 | 0 | 0 | 0 | 0 | 251998.3149 | 1640303.3039 | 0 | 0 | 0 | 0 | 0 | 0 | 0 | 0 | 0 | 0 | 0 | 0 | 0 | 0 | 0 | 0 | 239713.6243 | -115725.7193 | 0 | 0 | 0 | 0 | 0 | 0 | 0 | 0 | 0 | 0 | 0 | 0 | 0 | 0 | 0
2016-12-07 08:00 | 0 | 0 | 0 | 0 | 0 | 256838.4044 | 0 | 393111 | 0 | 0 | 0 | 0 | 0 | 1756029.0231 | 0 | 0 | 0 | 0 | 0 | 0 | 0 | 0 | 0 | 0 | 0 | 0 | 0 | 0 | 0 | 0 | -251998.3149 | 115725.7193 | 0 | 0 | 0 | 0 | 0 | 0 | 0 | 0 | 0 | 0 | 0 | 0 | 0 | 0 | 0
2016-12-07 09:00 | 0 | 0 | 0 | 0 | 0 | 518938.1328 | 0 | 395627 | 0 | 0 | 0 | 0 | 239036.8521 | 1640303.3039 | 0 | 0 | 0 | 0 | 0 | 0 | 0 | 0 | 0 | 0 | 0 | 0 | 0 | 0 | 0 | 0 | 239036.8521 | -115725.7193 | 0 | 0 | 0 | 0 | 0 | 0 | 0 | 0 | 0 | 0 | 0 | 0 | 0 | 0 | 0
2016-12-07 10:00 | 0 | 0 | 0 | 0 | 0 | 523826.9276 | 0 | 408777 | 0 | 0 | 0 | 0 | 238361.0604 | 1756029.0231 | 0 | 0 | 0 | 0 | 0 | 0 | 0 | 0 | 0 | 0 | 0 | 0 | 0 | 0 | 0 | 0 | -675.7917 | 115725.7193 | 0 | 0 | 0 | 0 | 0 | 0 | 0 | 0 | 0 | 0 | 0 | 0 | 0 | 0 | 0
2016-12-07 11:00 | 0 | 0 | 0 | 0 | 0 | 525044.5449 | 0 | 438605 | 0 | 0 | 0 | 0 | 209074.886 | 1871754.7424 | 0 | 0 | 0 | 0 | 0 | 0 | 0 | 0 | 0 | 0 | 0 | 0 | 0 | 0 | 0 | 0 | -29286.1744 | 115725.7193 | 0 | 0 | 0 | 0 | 0 | 0 | 0 | 0 | 0 | 0 | 0 | 0 | 0 | 0 | 0
2016-12-07 12:00 | 0 | 0 | 0 | 0 | 0 | 452719.7609 | 0 | 468836 | 0 | 0 | 0 | 0 | 77232.9276 | 1987480.4617 | 0 | 0 | 0 | 0 | 0 | 0 | 0 | 0 | 0 | 0 | 0 | 0 | 0 | 0 | 0 | 0 | -131841.9584 | 115725.7193 | 0 | 0 | 0 | 0 | 0 | 0 | 0 | 0 | 0 | 0 | 0 | 0 | 0 | 0 | 0
2016-12-07 13:00 | 0 | 0 | 0 | 0 | 0 | 518611.7917 | 0 | 480119 | 0 | 0 | 0 | 0 | 0 | 2103206.181 | 0 | 0 | 0 | 0 | 0 | 0 | 0 | 0 | 0 | 0 | 0 | 0 | 0 | 0 | 0 | 0 | -77232.9276 | 115725.7193 | 0 | 0 | 0 | 0 | 0 | 0 | 0 | 0 | 0 | 0 | 0 | 0 | 0 | 0 | 0
2016-12-07 14:00 | 0 | 0 | 0 | 0 | 0 | 499652.9536 | 32800.0568 | 483620 | 0 | 0 | 0 | 0 | 0 | 2152039.1915 | 0 | 0 | 0 | 0 | 0 | 0 | 0 | 0 | 0 | 0 | 0 | 0 | 0 | 0 | 0 | 0 | 0 | 48833.0104 | 0 | 0 | 0 | 0 | 0 | 0 | 0 | 0 | 0 | 0 | 0 | 0 | 0 | 0 | 0
2016-12-07 15:00 | 0 | 0 | 0 | 0 | 0 | 489280.8944 | 321943.8915 | 482502 | 0 | 0 | 0 | 0 | 212997.0667 | 2267764.9108 | 0 | 0 | 0 | 0 | 0 | 0 | 0 | 0 | 0 | 0 | 0 | 0 | 0 | 0 | 0 | 0 | 212997.0667 | 115725.7193 | 0 | 0 | 0 | 0 | 0 | 0 | 0 | 0 | 0 | 0 | 0 | 0 | 0 | 0 | 0
2016-12-07 16:00 | 0 | 0 | 0 | 0 | 0 | 0 | 487039.4712 | 477539 | 0 | 0 | 0 | 0 | 106771.8186 | 2383490.6301 | 0 | 0 | 0 | 0 | 0 | 0 | 0 | 0 | 0 | 0 | 0 | 0 | 0 | 0 | 0 | 0 | -106225.2481 | 115725.7193 | 0 | 0 | 0 | 0 | 0 | 0 | 0 | 0 | 0 | 0 | 0 | 0 | 0 | 0 | 0
2016-12-07 17:00 | 0 | 0 | 0 | 0 | 0 | 329047.5788 | 511607.4555 | 472931 | 0 | 0 | 0 | 0 | 358770.1336 | 2499216.3494 | 0 | 0 | 0 | 0 | 0 | 0 | 0 | 0 | 0 | 0 | 0 | 0 | 0 | 0 | 0 | 0 | 251998.3149 | 115725.7193 | 0 | 0 | 0 | 0 | 0 | 0 | 0 | 0 | 0 | 0 | 0 | 0 | 0 | 0 | 0
2016-12-07 18:00 | 0 | 0 | 0 | 0 | 0 | 346625.5599 | 489644.4743 | 468546 | 0 | 0 | 0 | 0 | 610768.4485 | 2614942.0687 | 0 | 0 | 0 | 0 | 0 | 0 | 0 | 0 | 0 | 0 | 0 | 0 | 0 | 0 | 0 | 0 | 251998.3149 | 115725.7193 | 0 | 0 | 0 | 0 | 0 | 0 | 0 | 0 | 0 | 0 | 0 | 0 | 0 | 0 | 0
2016-12-07 19:00 | 0 | 0 | 0 | 0 | 0 | 159239.2437 | 473561.3916 | 465826 | 0 | 0 | 0 | 0 | 662017.3645 | 2730667.788 | 0 | 0 | 0 | 0 | 0 | 0 | 0 | 0 | 0 | 0 | 0 | 0 | 0 | 0 | 0 | 0 | 51248.916 | 115725.7193 | 0 | 0 | 0 | 0 | 0 | 0 | 0 | 0 | 0 | 0 | 0 | 0 | 0 | 0 | 0
2016-12-07 20:00 | 0 | 0 | 0 | 0 | 0 | 355389.2726 | 477136.7617 | 464802 | 0 | 0 | 0 | 0 | 914015.6795 | 2846393.5073 | 0 | 0 | 0 | 0 | 0 | 0 | 0 | 0 | 0 | 0 | 0 | 0 | 0 | 0 | 0 | 0 | 251998.3149 | 115725.7193 | 0 | 0 | 0 | 0 | 0 | 0 | 0 | 0 | 0 | 0 | 0 | 0 | 0 | 0 | 0
2016-12-07 21:00 | 0 | 0 | 0 | 0 | 0 | 364726.6814 | 473561.3529 | 470564 | 0 | 0 | 0 | 0 | 1166013.9944 | 2962119.2266 | 0 | 0 | 0 | 0 | 0 | 0 | 0 | 0 | 0 | 0 | 0 | 0 | 0 | 0 | 0 | 0 | 251998.3149 | 115725.7193 | 0 | 0 | 0 | 0 | 0 | 0 | 0 | 0 | 0 | 0 | 0 | 0 | 0 | 0 | 0
2016-12-07 22:00 | 0 | 0 | 0 | 0 | 0 | 452372.2995 | 406145.7347 | 490794 | 0 | 0 | 0 | 0 | 1418012.3094 | 3077844.9458 | 0 | 0 | 0 | 0 | 0 | 0 | 0 | 0 | 0 | 0 | 0 | 0 | 0 | 0 | 0 | 0 | 251998.3149 | 115725.7193 | 0 | 0 | 0 | 0 | 0 | 0 | 0 | 0 | 0 | 0 | 0 | 0 | 0 | 0 | 0
2016-12-07 23:00 | 0 | 0 | 0 | 0 | 0 | 620449.8239 | 138818.9856 | 508905 | 0 | 0 | 0 | 0 | 1552650.3996 | 3193570.6651 | 0 | 0 | 0 | 0 | 0 | 0 | 0 | 0 | 0 | 0 | 0 | 0 | 0 | 0 | 0 | 0 | 134638.0903 | 115725.7193 | 0 | 0 | 0 | 0 | 0 | 0 | 0 | 0 | 0 | 0 | 0 | 0 | 0 | 0 | 0
2016-12-08 | 0 | 0 | 0 | 0 | 0 | 617695.2078 | 1729.4489 | 515767 | 0 | 0 | 0 | 0 | 1772033.7756 | 3077844.9458 | 0 | 0 | 0 | 0 | 0 | 0 | 0 | 0 | 0 | 0 | 0 | 0 | 0 | 0 | 0 | 0 | 219383.376 | -115725.7193 | 0 | 0 | 0 | 0 | 0 | 0 | 0 | 0 | 0 | 0 | 0 | 0 | 0 | 0 | 0
2016-12-08 01:00 | 0 | 0 | 0 | 0 | 0 | 613645.7573 | 0 | 515797 | 0 | 0 | 0 | 0 | 1754156.8136 | 3193570.6651 | 0 | 0 | 0 | 0 | 0 | 0 | 0 | 0 | 0 | 0 | 0 | 0 | 0 | 0 | 0 | 0 | -17876.962 | 115725.7193 | 0 | 0 | 0 | 0 | 0 | 0 | 0 | 0 | 0 | 0 | 0 | 0 | 0 | 0 | 0
2016-12-08 02:00 | 0 | 0 | 0 | 0 | 0 | 603197.258 | 0 | 504234 | 0 | 0 | 0 | 0 | 1737394.3522 | 3309296.3844 | 0 | 0 | 0 | 0 | 0 | 0 | 0 | 0 | 0 | 0 | 0 | 0 | 0 | 0 | 0 | 0 | -16762.4613 | 115725.7193 | 0 | 0 | 0 | 0 | 0 | 0 | 0 | 0 | 0 | 0 | 0 | 0 | 0 | 0 | 0
2016-12-08 03:00 | 0 | 0 | 0 | 0 | 0 | 587233.6197 | 0 | 483118 | 0 | 0 | 0 | 0 | 1725784.2526 | 3425022.1037 | 0 | 0 | 0 | 0 | 0 | 0 | 0 | 0 | 0 | 0 | 0 | 0 | 0 | 0 | 0 | 0 | -11610.0996 | 115725.7193 | 0 | 0 | 0 | 0 | 0 | 0 | 0 | 0 | 0 | 0 | 0 | 0 | 0 | 0 | 0
2016-12-08 04:00 | 0 | 0 | 0 | 0 | 0 | 570421.5852 | 0 | 458668 | 0 | 0 | 0 | 0 | 1953263.5571 | 3309296.3844 | 0 | 0 | 0 | 0 | 0 | 0 | 0 | 0 | 0 | 0 | 0 | 0 | 0 | 0 | 0 | 0 | 227479.3045 | -115725.7193 | 0 | 0 | 0 | 0 | 0 | 0 | 0 | 0 | 0 | 0 | 0 | 0 | 0 | 0 | 0
2016-12-08 05:00 | 0 | 0 | 0 | 0 | 0 | 561603.8527 | 0 | 436373 | 0 | 0 | 0 | 0 | 1962768.6905 | 3425022.1037 | 0 | 0 | 0 | 0 | 0 | 0 | 0 | 0 | 0 | 0 | 0 | 0 | 0 | 0 | 0 | 0 | 9505.1334 | 115725.7193 | 0 | 0 | 0 | 0 | 0 | 0 | 0 | 0 | 0 | 0 | 0 | 0 | 0 | 0 | 0
2016-12-08 06:00 | 0 | 0 | 0 | 0 | 0 | 284370.4044 | 0 | 420643 | 0 | 0 | 0 | 0 | 1710770.3756 | 3540747.823 | 0 | 0 | 0 | 0 | 0 | 0 | 0 | 0 | 0 | 0 | 0 | 0 | 0 | 0 | 0 | 0 | -251998.3149 | 115725.7193 | 0 | 0 | 0 | 0 | 0 | 0 | 0 | 0 | 0 | 0 | 0 | 0 | 0 | 0 | 0
2016-12-08 07:00 | 0 | 0 | 0 | 0 | 0 | 552075.6429 | 0 | 410867 | 0 | 0 | 0 | 0 | 1736253.2992 | 3656473.5423 | 0 | 0 | 0 | 0 | 0 | 0 | 0 | 0 | 0 | 0 | 0 | 0 | 0 | 0 | 0 | 0 | 25482.9236 | 115725.7193 | 0 | 0 | 0 | 0 | 0 | 0 | 0 | 0 | 0 | 0 | 0 | 0 | 0 | 0 | 0
2016-12-08 08:00 | 0 | 0 | 0 | 0 | 0 | 543283.9054 | 0 | 406984 | 0 | 0 | 0 | 0 | 1756827.4852 | 3772199.2616 | 0 | 0 | 0 | 0 | 0 | 0 | 0 | 0 | 0 | 0 | 0 | 0 | 0 | 0 | 0 | 0 | 20574.1861 | 115725.7193 | 0 | 0 | 0 | 0 | 0 | 0 | 0 | 0 | 0 | 0 | 0 | 0 | 0 | 0 | 0
2016-12-08 09:00 | 0 | 0 | 0 | 0 | 0 | 531469.8532 | 0 | 410688 | 0 | 0 | 0 | 0 | 1761883.6192 | 3887924.9809 | 0 | 0 | 0 | 0 | 0 | 0 | 0 | 0 | 0 | 0 | 0 | 0 | 0 | 0 | 0 | 0 | 5056.1339 | 115725.7193 | 0 | 0 | 0 | 0 | 0 | 0 | 0 | 0 | 0 | 0 | 0 | 0 | 0 | 0 | 0
2016-12-08 10:00 | 0 | 0 | 0 | 0 | 0 | 518124.3825 | 0 | 425576 | 0 | 0 | 0 | 0 | 1970157.721 | 3772199.2616 | 0 | 0 | 0 | 0 | 0 | 0 | 0 | 0 | 0 | 0 | 0 | 0 | 0 | 0 | 0 | 0 | 208274.1018 | -115725.7193 | 0 | 0 | 0 | 0 | 0 | 0 | 0 | 0 | 0 | 0 | 0 | 0 | 0 | 0 | 0
2016-12-08 11:00 | 0 | 0 | 0 | 0 | 0 | 502753.6863 | 0 | 455738 | 0 | 0 | 0 | 0 | 2132899.1266 | 3656473.5423 | 0 | 0 | 0 | 0 | 0 | 0 | 0 | 0 | 0 | 0 | 0 | 0 | 0 | 0 | 0 | 0 | 162741.4056 | -115725.7193 | 0 | 0 | 0 | 0 | 0 | 0 | 0 | 0 | 0 | 0 | 0 | 0 | 0 | 0 | 0
2016-12-08 12:00 | 0 | 0 | 0 | 0 | 0 | 350328.4044 | 0 | 486601 | 0 | 0 | 0 | 0 | 1880900.8117 | 3772199.2616 | 0 | 0 | 0 | 0 | 0 | 0 | 0 | 0 | 0 | 0 | 0 | 0 | 0 | 0 | 0 | 0 | -251998.3149 | 115725.7193 | 0 | 0 | 0 | 0 | 0 | 0 | 0 | 0 | 0 | 0 | 0 | 0 | 0 | 0 | 0
2016-12-08 13:00 | 0 | 0 | 0 | 0 | 0 | 458977.3223 | 0 | 499919 | 0 | 0 | 0 | 0 | 1724233.4147 | 3887924.9809 | 0 | 0 | 0 | 0 | 0 | 0 | 0 | 0 | 0 | 0 | 0 | 0 | 0 | 0 | 0 | 0 | -156667.397 | 115725.7193 | 0 | 0 | 0 | 0 | 0 | 0 | 0 | 0 | 0 | 0 | 0 | 0 | 0 | 0 | 0
2016-12-08 14:00 | 0 | 0 | 0 | 0 | 0 | 100354.2841 | 37811.6817 | 505890 | 0 | 0 | 0 | 0 | 1472235.0997 | 3772199.2616 | 0 | 0 | 0 | 0 | 0 | 0 | 0 | 0 | 0 | 0 | 0 | 0 | 0 | 0 | 0 | 0 | -251998.3149 | -115725.7193 | 0 | 0 | 0 | 0 | 0 | 0 | 0 | 0 | 0 | 0 | 0 | 0 | 0 | 0 | 0
2016-12-08 15:00 | 0 | 0 | 0 | 0 | 0 | 452061.1236 | 320818.8218 | 507576 | 0 | 0 | 0 | 0 | 1621813.3258 | 3887924.9809 | 0 | 0 | 0 | 0 | 0 | 0 | 0 | 0 | 0 | 0 | 0 | 0 | 0 | 0 | 0 | 0 | 149578.226 | 115725.7193 | 0 | 0 | 0 | 0 | 0 | 0 | 0 | 0 | 0 | 0 | 0 | 0 | 0 | 0 | 0
2016-12-08 16:00 | 0 | 0 | 0 | 0 | 0 | 404084.2522 | 467829.7821 | 504190 | 0 | 0 | 0 | 0 | 1873811.6407 | 4003650.7002 | 0 | 0 | 0 | 0 | 0 | 0 | 0 | 0 | 0 | 0 | 0 | 0 | 0 | 0 | 0 | 0 | 251998.3149 | 115725.7193 | 0 | 0 | 0 | 0 | 0 | 0 | 0 | 0 | 0 | 0 | 0 | 0 | 0 | 0 | 0
2016-12-08 17:00 | 0 | 0 | 0 | 0 | 0 | 353186.4825 | 499475.9631 | 499818 | 0 | 0 | 0 | 0 | 2110930.3669 | 4119376.4195 | 0 | 0 | 0 | 0 | 0 | 0 | 0 | 0 | 0 | 0 | 0 | 0 | 0 | 0 | 0 | 0 | 237118.7262 | 115725.7193 | 0 | 0 | 0 | 0 | 0 | 0 | 0 | 0 | 0 | 0 | 0 | 0 | 0 | 0 | 0
2016-12-08 18:00 | 0 | 0 | 0 | 0 | 0 | 323330.8441 | 485559.6919 | 496188 | 0 | 0 | 0 | 0 | 2307907.1837 | 4235102.1388 | 0 | 0 | 0 | 0 | 0 | 0 | 0 | 0 | 0 | 0 | 0 | 0 | 0 | 0 | 0 | 0 | 196976.8168 | 115725.7193 | 0 | 0 | 0 | 0 | 0 | 0 | 0 | 0 | 0 | 0 | 0 | 0 | 0 | 0 | 0
2016-12-08 19:00 | 0 | 0 | 0 | 0 | 0 | 301887.6803 | 474366.4921 | 493982 | 0 | 0 | 0 | 0 | 2474453.6368 | 4350827.8581 | 0 | 0 | 0 | 0 | 0 | 0 | 0 | 0 | 0 | 0 | 0 | 0 | 0 | 0 | 0 | 0 | 166546.4531 | 115725.7193 | 0 | 0 | 0 | 0 | 0 | 0 | 0 | 0 | 0 | 0 | 0 | 0 | 0 | 0 | 0
2016-12-08 20:00 | 0 | 0 | 0 | 0 | 0 | 281240.539 | 482400.9273 | 492492 | 0 | 0 | 0 | 0 | 2629877.3838 | 4466553.5774 | 0 | 0 | 0 | 0 | 0 | 0 | 0 | 0 | 0 | 0 | 0 | 0 | 0 | 0 | 0 | 0 | 155423.747 | 115725.7193 | 0 | 0 | 0 | 0 | 0 | 0 | 0 | 0 | 0 | 0 | 0 | 0 | 0 | 0 | 0
2016-12-08 21:00 | 0 | 0 | 0 | 0 | 0 | 256276.3321 | 488345.9783 | 500117 | 0 | 0 | 0 | 0 | 2881875.6987 | 4459060.5728 | 0 | 0 | 0 | 0 | 0 | 0 | 0 | 0 | 0 | 0 | 0 | 0 | 0 | 0 | 0 | 0 | 251998.3149 | -7493.0046 | 0 | 0 | 0 | 0 | 0 | 0 | 0 | 0 | 0 | 0 | 0 | 0 | 0 | 0 | 0
2016-12-08 22:00 | 0 | 0 | 0 | 0 | 0 | 223668.3606 | 414772.2648 | 522102 | 0 | 0 | 0 | 0 | 2882488.6048 | 4574786.2921 | 0 | 0 | 0 | 0 | 0 | 0 | 0 | 0 | 0 | 0 | 0 | 0 | 0 | 0 | 0 | 0 | 612.9061 | 115725.7193 | 0 | 0 | 0 | 0 | 0 | 0 | 0 | 0 | 0 | 0 | 0 | 0 | 0 | 0 | 0
2016-12-08 23:00 | 0 | 0 | 0 | 0 | 0 | 219092.7336 | 154671.7477 | 540306 | 0 | 0 | 0 | 0 | 2831672.8054 | 4459060.5728 | 0 | 0 | 0 | 0 | 0 | 0 | 0 | 0 | 0 | 0 | 0 | 0 | 0 | 0 | 0 | 0 | -50815.7994 | -115725.7193 | 0 | 0 | 0 | 0 | 0 | 0 | 0 | 0 | 0 | 0 | 0 | 0 | 0 | 0 | 0
2016-12-09 | 0 | 0 | 0 | 0 | 0 | 220467.2016 | 953.2006 | 548078 | 0 | 0 | 0 | 0 | 2620740.927 | 4343334.8535 | 0 | 0 | 0 | 0 | 0 | 0 | 0 | 0 | 0 | 0 | 0 | 0 | 0 | 0 | 0 | 0 | -210931.8784 | -115725.7193 | 0 | 0 | 0 | 0 | 0 | 0 | 0 | 0 | 0 | 0 | 0 | 0 | 0 | 0 | 0
2016-12-09 01:00 | 0 | 0 | 0 | 0 | 0 | 212608.7458 | 0 | 548669 | 0 | 0 | 0 | 0 | 2400406.3922 | 4227609.1342 | 0 | 0 | 0 | 0 | 0 | 0 | 0 | 0 | 0 | 0 | 0 | 0 | 0 | 0 | 0 | 0 | -220334.5349 | -115725.7193 | 0 | 0 | 0 | 0 | 0 | 0 | 0 | 0 | 0 | 0 | 0 | 0 | 0 | 0 | 0
2016-12-09 02:00 | 0 | 0 | 0 | 0 | 0 | 197535.2912 | 0 | 537696 | 0 | 0 | 0 | 0 | 2175971.4027 | 4111883.4149 | 0 | 0 | 0 | 0 | 0 | 0 | 0 | 0 | 0 | 0 | 0 | 0 | 0 | 0 | 0 | 0 | -224434.9895 | -115725.7193 | 0 | 0 | 0 | 0 | 0 | 0 | 0 | 0 | 0 | 0 | 0 | 0 | 0 | 0 | 0
2016-12-09 03:00 | 0 | 0 | 0 | 0 | 0 | 184067.4471 | 0 | 516390 | 0 | 0 | 0 | 0 | 1959374.569 | 3996157.6956 | 0 | 0 | 0 | 0 | 0 | 0 | 0 | 0 | 0 | 0 | 0 | 0 | 0 | 0 | 0 | 0 | -216596.8336 | -115725.7193 | 0 | 0 | 0 | 0 | 0 | 0 | 0 | 0 | 0 | 0 | 0 | 0 | 0 | 0 | 0
2016-12-09 04:00 | 0 | 0 | 0 | 0 | 0 | 179913.8169 | 0 | 492244 | 0 | 0 | 0 | 0 | 1762770.1052 | 3880431.9763 | 0 | 0 | 0 | 0 | 0 | 0 | 0 | 0 | 0 | 0 | 0 | 0 | 0 | 0 | 0 | 0 | -196604.4638 | -115725.7193 | 0 | 0 | 0 | 0 | 0 | 0 | 0 | 0 | 0 | 0 | 0 | 0 | 0 | 0 | 0
2016-12-09 05:00 | 0 | 0 | 0 | 0 | 0 | 182489.0753 | 0 | 472568 | 0 | 0 | 0 | 0 | 1588416.8998 | 3764706.257 | 0 | 0 | 0 | 0 | 0 | 0 | 0 | 0 | 0 | 0 | 0 | 0 | 0 | 0 | 0 | 0 | -174353.2054 | -115725.7193 | 0 | 0 | 0 | 0 | 0 | 0 | 0 | 0 | 0 | 0 | 0 | 0 | 0 | 0 | 0
2016-12-09 06:00 | 0 | 0 | 0 | 0 | 0 | 188887.819 | 0 | 457516 | 0 | 0 | 0 | 0 | 1435514.4381 | 3648980.5377 | 0 | 0 | 0 | 0 | 0 | 0 | 0 | 0 | 0 | 0 | 0 | 0 | 0 | 0 | 0 | 0 | -152902.4617 | -115725.7193 | 0 | 0 | 0 | 0 | 0 | 0 | 0 | 0 | 0 | 0 | 0 | 0 | 0 | 0 | 0
2016-12-09 07:00 | 0 | 0 | 0 | 0 | 0 | 191113.4457 | 0 | 449077 | 0 | 0 | 0 | 0 | 1293276.6032 | 3533254.8184 | 0 | 0 | 0 | 0 | 0 | 0 | 0 | 0 | 0 | 0 | 0 | 0 | 0 | 0 | 0 | 0 | -142237.835 | -115725.7193 | 0 | 0 | 0 | 0 | 0 | 0 | 0 | 0 | 0 | 0 | 0 | 0 | 0 | 0 | 0
2016-12-09 08:00 | 0 | 0 | 0 | 0 | 0 | 194882.9921 | 0 | 446304 | 0 | 0 | 0 | 0 | 1157581.3145 | 3417529.0991 | 0 | 0 | 0 | 0 | 0 | 0 | 0 | 0 | 0 | 0 | 0 | 0 | 0 | 0 | 0 | 0 | -135695.2886 | -115725.7193 | 0 | 0 | 0 | 0 | 0 | 0 | 0 | 0 | 0 | 0 | 0 | 0 | 0 | 0 | 0
2016-12-09 09:00 | 0 | 0 | 0 | 0 | 0 | 193479.8788 | 0 | 449959 | 0 | 0 | 0 | 0 | 1016827.9126 | 3301803.3798 | 0 | 0 | 0 | 0 | 0 | 0 | 0 | 0 | 0 | 0 | 0 | 0 | 0 | 0 | 0 | 0 | -140753.4019 | -115725.7193 | 0 | 0 | 0 | 0 | 0 | 0 | 0 | 0 | 0 | 0 | 0 | 0 | 0 | 0 | 0
2016-12-09 10:00 | 0 | 0 | 0 | 0 | 0 | 186711.6582 | 0 | 463778 | 0 | 0 | 0 | 0 | 855487.2901 | 3186077.6605 | 0 | 0 | 0 | 0 | 0 | 0 | 0 | 0 | 0 | 0 | 0 | 0 | 0 | 0 | 0 | 0 | -161340.6225 | -115725.7193 | 0 | 0 | 0 | 0 | 0 | 0 | 0 | 0 | 0 | 0 | 0 | 0 | 0 | 0 | 0
2016-12-09 11:00 | 0 | 0 | 0 | 0 | 0 | 180815.8798 | 0 | 495626 | 0 | 0 | 0 | 0 | 656402.8892 | 3070351.9413 | 0 | 0 | 0 | 0 | 0 | 0 | 0 | 0 | 0 | 0 | 0 | 0 | 0 | 0 | 0 | 0 | -199084.4009 | -115725.7193 | 0 | 0 | 0 | 0 | 0 | 0 | 0 | 0 | 0 | 0 | 0 | 0 | 0 | 0 | 0
2016-12-09 12:00 | 0 | 0 | 0 | 0 | 0 | 174837.1569 | 0 | 525030 | 0 | 0 | 0 | 0 | 421935.7654 | 2954626.222 | 0 | 0 | 0 | 0 | 0 | 0 | 0 | 0 | 0 | 0 | 0 | 0 | 0 | 0 | 0 | 0 | -234467.1238 | -115725.7193 | 0 | 0 | 0 | 0 | 0 | 0 | 0 | 0 | 0 | 0 | 0 | 0 | 0 | 0 | 0
2016-12-09 13:00 | 0 | 0 | 0 | 0 | 0 | 171597.9939 | 0 | 533803 | 0 | 0 | 0 | 0 | 175456.4786 | 2838900.5027 | 0 | 0 | 0 | 0 | 0 | 0 | 0 | 0 | 0 | 0 | 0 | 0 | 0 | 0 | 0 | 0 | -246479.2868 | -115725.7193 | 0 | 0 | 0 | 0 | 0 | 0 | 0 | 0 | 0 | 0 | 0 | 0 | 0 | 0 | 0
2016-12-09 14:00 | 0 | 0 | 0 | 0 | 0 | 165008.7115 | 77153.0906 | 533344 | 0 | 0 | 0 | 0 | 0 | 2723174.7834 | 0 | 0 | 0 | 0 | 0 | 0 | 0 | 0 | 0 | 0 | 0 | 0 | 0 | 0 | 0 | 0 | -175456.4786 | -115725.7193 | 0 | 0 | 0 | 0 | 0 | 0 | 0 | 0 | 0 | 0 | 0 | 0 | 0 | 0 | 0
2016-12-09 15:00 | 0 | 0 | 0 | 0 | 0 | 176404.2587 | 348144.7935 | 528271 | 0 | 0 | 0 | 0 | 112003.7715 | 2607449.0641 | 0 | 0 | 0 | 0 | 0 | 0 | 0 | 0 | 0 | 0 | 0 | 0 | 0 | 0 | 0 | 0 | 112003.7715 | -115725.7193 | 0 | 0 | 0 | 0 | 0 | 0 | 0 | 0 | 0 | 0 | 0 | 0 | 0 | 0 | 0
2016-12-09 16:00 | 0 | 0 | 0 | 0 | 0 | 175029.9147 | 466528.5343 | 518734 | 0 | 0 | 0 | 0 | 350553.9397 | 2491723.3448 | 0 | 0 | 0 | 0 | 0 | 0 | 0 | 0 | 0 | 0 | 0 | 0 | 0 | 0 | 0 | 0 | 238550.1682 | -115725.7193 | 0 | 0 | 0 | 0 | 0 | 0 | 0 | 0 | 0 | 0 | 0 | 0 | 0 | 0 | 0
2016-12-09 17:00 | 0 | 0 | 0 | 0 | 0 | 165896.8291 | 487385.9654 | 508481 | 0 | 0 | 0 | 0 | 602552.2547 | 2384526.8244 | 0 | 0 | 0 | 0 | 0 | 0 | 0 | 0 | 0 | 0 | 0 | 0 | 0 | 0 | 0 | 0 | 251998.3149 | -107196.5204 | 0 | 0 | 0 | 0 | 0 | 0 | 0 | 0 | 0 | 0 | 0 | 0 | 0 | 0 | 0
2016-12-09 18:00 | 0 | 0 | 0 | 0 | 0 | 160047.0935 | 480263.3608 | 499720 | 0 | 0 | 0 | 0 | 854550.5696 | 2273118.9637 | 0 | 0 | 0 | 0 | 0 | 0 | 0 | 0 | 0 | 0 | 0 | 0 | 0 | 0 | 0 | 0 | 251998.3149 | -111407.8607 | 0 | 0 | 0 | 0 | 0 | 0 | 0 | 0 | 0 | 0 | 0 | 0 | 0 | 0 | 0
2016-12-09 19:00 | 0 | 0 | 0 | 0 | 0 | 153396.4312 | 485373.1106 | 493059 | 0 | 0 | 0 | 0 | 1106548.8846 | 2166831.1905 | 0 | 0 | 0 | 0 | 0 | 0 | 0 | 0 | 0 | 0 | 0 | 0 | 0 | 0 | 0 | 0 | 251998.3149 | -106287.7731 | 0 | 0 | 0 | 0 | 0 | 0 | 0 | 0 | 0 | 0 | 0 | 0 | 0 | 0 | 0
2016-12-09 20:00 | 0 | 0 | 0 | 0 | 0 | 144467.1399 | 506134.9631 | 489983 | 0 | 0 | 0 | 0 | 1358547.1995 | 2075451.9786 | 0 | 0 | 0 | 0 | 0 | 0 | 0 | 0 | 0 | 0 | 0 | 0 | 0 | 0 | 0 | 0 | 251998.3149 | -91379.2119 | 0 | 0 | 0 | 0 | 0 | 0 | 0 | 0 | 0 | 0 | 0 | 0 | 0 | 0 | 0
2016-12-09 21:00 | 0 | 0 | 0 | 0 | 0 | 129387.7253 | 512143.8391 | 497648 | 0 | 0 | 0 | 0 | 1610545.5145 | 1967337.228 | 0 | 0 | 0 | 0 | 0 | 0 | 0 | 0 | 0 | 0 | 0 | 0 | 0 | 0 | 0 | 0 | 251998.3149 | -108114.7506 | 0 | 0 | 0 | 0 | 0 | 0 | 0 | 0 | 0 | 0 | 0 | 0 | 0 | 0 | 0
2016-12-09 22:00 | 0 | 0 | 0 | 0 | 0 | 132363.6214 | 437953.6257 | 518119 | 0 | 0 | 0 | 0 | 1778469.4808 | 1851611.5087 | 0 | 0 | 0 | 0 | 0 | 0 | 0 | 0 | 0 | 0 | 0 | 0 | 0 | 0 | 0 | 0 | 167923.9664 | -115725.7193 | 0 | 0 | 0 | 0 | 0 | 0 | 0 | 0 | 0 | 0 | 0 | 0 | 0 | 0 | 0
2016-12-09 23:00 | 0 | 0 | 0 | 0 | 0 | 206611.1687 | 145067.8153 | 534333 | 0 | 0 | 0 | 0 | 1711541.1841 | 1735885.7895 | 0 | 0 | 0 | 0 | 0 | 0 | 0 | 0 | 0 | 0 | 0 | 0 | 0 | 0 | 0 | 0 | -66928.2967 | -115725.7193 | 0 | 0 | 0 | 0 | 0 | 0 | 0 | 0 | 0 | 0 | 0 | 0 | 0 | 0 | 0
2016-12-10 | 0 | 0 | 0 | 0 | 0 | 269537.8935 | 1736.5399 | 539440 | 0 | 0 | 0 | 0 | 1559101.3367 | 1620160.0702 | 0 | 0 | 0 | 0 | 0 | 0 | 0 | 0 | 0 | 0 | 0 | 0 | 0 | 0 | 0 | 0 | -152439.8473 | -115725.7193 | 0 | 0 | 0 | 0 | 0 | 0 | 0 | 0 | 0 | 0 | 0 | 0 | 0 | 0 | 0
2016-12-10 01:00 | 0 | 0 | 0 | 0 | 0 | 290917.742 | 0 | 539358 | 0 | 0 | 0 | 0 | 1426386.7981 | 1504434.3509 | 0 | 0 | 0 | 0 | 0 | 0 | 0 | 0 | 0 | 0 | 0 | 0 | 0 | 0 | 0 | 0 | -132714.5387 | -115725.7193 | 0 | 0 | 0 | 0 | 0 | 0 | 0 | 0 | 0 | 0 | 0 | 0 | 0 | 0 | 0
2016-12-10 02:00 | 0 | 0 | 0 | 0 | 0 | 289340.7331 | 0 | 531113 | 0 | 0 | 0 | 0 | 1300340.2505 | 1388708.6316 | 0 | 0 | 0 | 0 | 0 | 0 | 0 | 0 | 0 | 0 | 0 | 0 | 0 | 0 | 0 | 0 | -126046.5476 | -115725.7193 | 0 | 0 | 0 | 0 | 0 | 0 | 0 | 0 | 0 | 0 | 0 | 0 | 0 | 0 | 0
2016-12-10 03:00 | 0 | 0 | 0 | 0 | 0 | 280703.2213 | 0 | 515810 | 0 | 0 | 0 | 0 | 1180959.1911 | 1272982.9123 | 0 | 0 | 0 | 0 | 0 | 0 | 0 | 0 | 0 | 0 | 0 | 0 | 0 | 0 | 0 | 0 | -119381.0594 | -115725.7193 | 0 | 0 | 0 | 0 | 0 | 0 | 0 | 0 | 0 | 0 | 0 | 0 | 0 | 0 | 0
2016-12-10 04:00 | 0 | 0 | 0 | 0 | 0 | 269483.4373 | 0 | 495884 | 0 | 0 | 0 | 0 | 1070284.3477 | 1157257.193 | 0 | 0 | 0 | 0 | 0 | 0 | 0 | 0 | 0 | 0 | 0 | 0 | 0 | 0 | 0 | 0 | -110674.8434 | -115725.7193 | 0 | 0 | 0 | 0 | 0 | 0 | 0 | 0 | 0 | 0 | 0 | 0 | 0 | 0 | 0
2016-12-10 05:00 | 0 | 0 | 0 | 0 | 0 | 254739.5706 | 0 | 477552 | 0 | 0 | 0 | 0 | 963197.6375 | 1041531.4737 | 0 | 0 | 0 | 0 | 0 | 0 | 0 | 0 | 0 | 0 | 0 | 0 | 0 | 0 | 0 | 0 | -107086.7102 | -115725.7193 | 0 | 0 | 0 | 0 | 0 | 0 | 0 | 0 | 0 | 0 | 0 | 0 | 0 | 0 | 0
2016-12-10 06:00 | 0 | 0 | 0 | 0 | 0 | 240261.4786 | 0 | 463945 | 0 | 0 | 0 | 0 | 855239.8354 | 925805.7544 | 0 | 0 | 0 | 0 | 0 | 0 | 0 | 0 | 0 | 0 | 0 | 0 | 0 | 0 | 0 | 0 | -107957.8021 | -115725.7193 | 0 | 0 | 0 | 0 | 0 | 0 | 0 | 0 | 0 | 0 | 0 | 0 | 0 | 0 | 0
2016-12-10 07:00 | 0 | 0 | 0 | 0 | 0 | 228301.2538 | 0 | 454895 | 0 | 0 | 0 | 0 | 744371.8085 | 810080.0351 | 0 | 0 | 0 | 0 | 0 | 0 | 0 | 0 | 0 | 0 | 0 | 0 | 0 | 0 | 0 | 0 | -110868.0269 | -115725.7193 | 0 | 0 | 0 | 0 | 0 | 0 | 0 | 0 | 0 | 0 | 0 | 0 | 0 | 0 | 0
2016-12-10 08:00 | 0 | 0 | 0 | 0 | 0 | 221027.7257 | 0 | 449580 | 0 | 0 | 0 | 0 | 631545.2535 | 694354.3158 | 0 | 0 | 0 | 0 | 0 | 0 | 0 | 0 | 0 | 0 | 0 | 0 | 0 | 0 | 0 | 0 | -112826.555 | -115725.7193 | 0 | 0 | 0 | 0 | 0 | 0 | 0 | 0 | 0 | 0 | 0 | 0 | 0 | 0 | 0
2016-12-10 09:00 | 0 | 0 | 0 | 0 | 0 | 220925.0077 | 0 | 450270 | 0 | 0 | 0 | 0 | 517925.9805 | 578628.5965 | 0 | 0 | 0 | 0 | 0 | 0 | 0 | 0 | 0 | 0 | 0 | 0 | 0 | 0 | 0 | 0 | -113619.273 | -115725.7193 | 0 | 0 | 0 | 0 | 0 | 0 | 0 | 0 | 0 | 0 | 0 | 0 | 0 | 0 | 0
2016-12-10 10:00 | 0 | 0 | 0 | 0 | 0 | 226392.8069 | 0 | 455532 | 0 | 0 | 0 | 0 | 404512.5067 | 462902.8772 | 0 | 0 | 0 | 0 | 0 | 0 | 0 | 0 | 0 | 0 | 0 | 0 | 0 | 0 | 0 | 0 | -113413.4738 | -115725.7193 | 0 | 0 | 0 | 0 | 0 | 0 | 0 | 0 | 0 | 0 | 0 | 0 | 0 | 0 | 0
2016-12-10 11:00 | 0 | 0 | 0 | 0 | 0 | 237102.1895 | 0 | 468218 | 0 | 0 | 0 | 0 | 289122.4155 | 347177.1579 | 0 | 0 | 0 | 0 | 0 | 0 | 0 | 0 | 0 | 0 | 0 | 0 | 0 | 0 | 0 | 0 | -115390.0912 | -115725.7193 | 0 | 0 | 0 | 0 | 0 | 0 | 0 | 0 | 0 | 0 | 0 | 0 | 0 | 0 | 0
2016-12-10 12:00 | 0 | 0 | 0 | 0 | 0 | 251555.9989 | 0 | 483684 | 0 | 0 | 0 | 0 | 172720.1337 | 231451.4386 | 0 | 0 | 0 | 0 | 0 | 0 | 0 | 0 | 0 | 0 | 0 | 0 | 0 | 0 | 0 | 0 | -116402.2818 | -115725.7193 | 0 | 0 | 0 | 0 | 0 | 0 | 0 | 0 | 0 | 0 | 0 | 0 | 0 | 0 | 0
2016-12-10 13:00 | 0 | 0 | 0 | 0 | 0 | 268445.0034 | 0 | 496268 | 0 | 0 | 0 | 0 | 60622.8564 | 115725.7193 | 0 | 0 | 0 | 0 | 0 | 0 | 0 | 0 | 0 | 0 | 0 | 0 | 0 | 0 | 0 | 0 | -112097.2773 | -115725.7193 | 0 | 0 | 0 | 0 | 0 | 0 | 0 | 0 | 0 | 0 | 0 | 0 | 0 | 0 | 0
2016-12-10 14:00 | 0 | 0 | 0 | 0 | 0 | 251584.0203 | 71512.404 | 499445 | 0 | 0 | 0 | 0 | 0 | 0 | 0 | 0 | 0 | 0 | 0 | 0 | 0 | 0 | 0 | 0 | 0 | 0 | 0 | 0 | 0 | 0 | -60622.8564 | -115725.7193 | 0 | 0 | 0 | 0 | 0 | 0 | 0 | 0 | 0 | 0 | 0 | 0 | 0 | 0 | 0
2016-12-10 15:00 | 0 | 0 | 0 | 0 | 0 | 254083.5292 | 337517.6006 | 493783 | 0 | 0 | 0 | 0 | 0 | 97818.1298 | 0 | 0 | 0 | 0 | 0 | 0 | 0 | 0 | 0 | 0 | 0 | 0 | 0 | 0 | 0 | 0 | 0 | 97818.1298 | 0 | 0 | 0 | 0 | 0 | 0 | 0 | 0 | 0 | 0 | 0 | 0 | 0 | 0 | 0
2016-12-10 16:00 | 0 | 0 | 0 | 0 | 0 | 311995.3692 | 454873.0648 | 485209 | 0 | 0 | 0 | 0 | 165933.7148 | 213543.8491 | 0 | 0 | 0 | 0 | 0 | 0 | 0 | 0 | 0 | 0 | 0 | 0 | 0 | 0 | 0 | 0 | 165933.7148 | 115725.7193 | 0 | 0 | 0 | 0 | 0 | 0 | 0 | 0 | 0 | 0 | 0 | 0 | 0 | 0 | 0
2016-12-10 17:00 | 0 | 0 | 0 | 0 | 0 | 0 | 478990.3061 | 475911 | 0 | 0 | 0 | 0 | 53287.3015 | 329269.5684 | 0 | 0 | 0 | 0 | 0 | 0 | 0 | 0 | 0 | 0 | 0 | 0 | 0 | 0 | 0 | 0 | -112646.4132 | 115725.7193 | 0 | 0 | 0 | 0 | 0 | 0 | 0 | 0 | 0 | 0 | 0 | 0 | 0 | 0 | 0
2016-12-10 18:00 | 0 | 0 | 0 | 0 | 0 | 363941.3005 | 469333.7337 | 465551 | 0 | 0 | 0 | 0 | 305285.6165 | 444995.2877 | 0 | 0 | 0 | 0 | 0 | 0 | 0 | 0 | 0 | 0 | 0 | 0 | 0 | 0 | 0 | 0 | 251998.3149 | 115725.7193 | 0 | 0 | 0 | 0 | 0 | 0 | 0 | 0 | 0 | 0 | 0 | 0 | 0 | 0 | 0
2016-12-10 19:00 | 0 | 0 | 0 | 0 | 0 | 360786.8525 | 464563.1817 | 457626 | 0 | 0 | 0 | 0 | 557283.9314 | 560721.007 | 0 | 0 | 0 | 0 | 0 | 0 | 0 | 0 | 0 | 0 | 0 | 0 | 0 | 0 | 0 | 0 | 251998.3149 | 115725.7193 | 0 | 0 | 0 | 0 | 0 | 0 | 0 | 0 | 0 | 0 | 0 | 0 | 0 | 0 | 0
2016-12-10 20:00 | 0 | 0 | 0 | 0 | 0 | 0 | 469954.7688 | 454752 | 0 | 0 | 0 | 0 | 456760.9809 | 676446.7263 | 0 | 0 | 0 | 0 | 0 | 0 | 0 | 0 | 0 | 0 | 0 | 0 | 0 | 0 | 0 | 0 | -100522.9505 | 115725.7193 | 0 | 0 | 0 | 0 | 0 | 0 | 0 | 0 | 0 | 0 | 0 | 0 | 0 | 0 | 0
2016-12-10 21:00 | 0 | 0 | 0 | 0 | 0 | 0 | 474793.3655 | 462525 | 0 | 0 | 0 | 0 | 353303.6272 | 792172.4456 | 0 | 0 | 0 | 0 | 0 | 0 | 0 | 0 | 0 | 0 | 0 | 0 | 0 | 0 | 0 | 0 | -103457.3538 | 115725.7193 | 0 | 0 | 0 | 0 | 0 | 0 | 0 | 0 | 0 | 0 | 0 | 0 | 0 | 0 | 0
2016-12-10 22:00 | 0 | 0 | 0 | 0 | 0 | 438542.1288 | 401561.6697 | 482787 | 0 | 0 | 0 | 0 | 594894.7064 | 907898.1649 | 0 | 0 | 0 | 0 | 0 | 0 | 0 | 0 | 0 | 0 | 0 | 0 | 0 | 0 | 0 | 0 | 241591.0792 | 115725.7193 | 0 | 0 | 0 | 0 | 0 | 0 | 0 | 0 | 0 | 0 | 0 | 0 | 0 | 0 | 0
2016-12-10 23:00 | 0 | 0 | 0 | 0 | 0 | 0 | 134362.8545 | 498996 | 0 | 0 | 0 | 0 | 342896.3914 | 795263.3344 | 0 | 0 | 0 | 0 | 0 | 0 | 0 | 0 | 0 | 0 | 0 | 0 | 0 | 0 | 0 | 0 | -251998.3149 | -112634.8306 | 0 | 0 | 0 | 0 | 0 | 0 | 0 | 0 | 0 | 0 | 0 | 0 | 0 | 0 | 0
2016-12-11 | 0 | 0 | 0 | 0 | 0 | 594996.2695 | 1651.3131 | 506135 | 0 | 0 | 0 | 0 | 317683.2548 | 910989.0537 | 0 | 0 | 0 | 0 | 0 | 0 | 0 | 0 | 0 | 0 | 0 | 0 | 0 | 0 | 0 | 0 | -25213.1366 | 115725.7193 | 0 | 0 | 0 | 0 | 0 | 0 | 0 | 0 | 0 | 0 | 0 | 0 | 0 | 0 | 0
2016-12-11 01:00 | 0 | 0 | 0 | 0 | 0 | 586424.4752 | 0 | 506369 | 0 | 0 | 0 | 0 | 282013.0107 | 1026714.773 | 0 | 0 | 0 | 0 | 0 | 0 | 0 | 0 | 0 | 0 | 0 | 0 | 0 | 0 | 0 | 0 | -35670.2441 | 115725.7193 | 0 | 0 | 0 | 0 | 0 | 0 | 0 | 0 | 0 | 0 | 0 | 0 | 0 | 0 | 0
2016-12-11 02:00 | 0 | 0 | 0 | 0 | 0 | 571083.6602 | 0 | 498720 | 0 | 0 | 0 | 0 | 470102.3902 | 910989.0537 | 0 | 0 | 0 | 0 | 0 | 0 | 0 | 0 | 0 | 0 | 0 | 0 | 0 | 0 | 0 | 0 | 188089.3795 | -115725.7193 | 0 | 0 | 0 | 0 | 0 | 0 | 0 | 0 | 0 | 0 | 0 | 0 | 0 | 0 | 0
2016-12-11 03:00 | 0 | 0 | 0 | 0 | 0 | 549715.6541 | 0 | 485255 | 0 | 0 | 0 | 0 | 418837.325 | 1026714.773 | 0 | 0 | 0 | 0 | 0 | 0 | 0 | 0 | 0 | 0 | 0 | 0 | 0 | 0 | 0 | 0 | -51265.0652 | 115725.7193 | 0 | 0 | 0 | 0 | 0 | 0 | 0 | 0 | 0 | 0 | 0 | 0 | 0 | 0 | 0
2016-12-11 04:00 | 0 | 0 | 0 | 0 | 0 | 532812.3711 | 0 | 468080 | 0 | 0 | 0 | 0 | 367843.9768 | 1142440.4923 | 0 | 0 | 0 | 0 | 0 | 0 | 0 | 0 | 0 | 0 | 0 | 0 | 0 | 0 | 0 | 0 | -50993.3482 | 115725.7193 | 0 | 0 | 0 | 0 | 0 | 0 | 0 | 0 | 0 | 0 | 0 | 0 | 0 | 0 | 0
2016-12-11 05:00 | 0 | 0 | 0 | 0 | 0 | 521332.2802 | 0 | 451964 | 0 | 0 | 0 | 0 | 552937.9763 | 1026714.773 | 0 | 0 | 0 | 0 | 0 | 0 | 0 | 0 | 0 | 0 | 0 | 0 | 0 | 0 | 0 | 0 | 185093.9995 | -115725.7193 | 0 | 0 | 0 | 0 | 0 | 0 | 0 | 0 | 0 | 0 | 0 | 0 | 0 | 0 | 0
2016-12-11 06:00 | 0 | 0 | 0 | 0 | 0 | 515277.8592 | 0 | 438417 | 0 | 0 | 0 | 0 | 514073.1162 | 1142440.4923 | 0 | 0 | 0 | 0 | 0 | 0 | 0 | 0 | 0 | 0 | 0 | 0 | 0 | 0 | 0 | 0 | -38864.8601 | 115725.7193 | 0 | 0 | 0 | 0 | 0 | 0 | 0 | 0 | 0 | 0 | 0 | 0 | 0 | 0 | 0
2016-12-11 07:00 | 0 | 0 | 0 | 0 | 0 | 508163.3622 | 0 | 428411 | 0 | 0 | 0 | 0 | 478099.7591 | 1258166.2116 | 0 | 0 | 0 | 0 | 0 | 0 | 0 | 0 | 0 | 0 | 0 | 0 | 0 | 0 | 0 | 0 | -35973.3571 | 115725.7193 | 0 | 0 | 0 | 0 | 0 | 0 | 0 | 0 | 0 | 0 | 0 | 0 | 0 | 0 | 0
2016-12-11 08:00 | 0 | 0 | 0 | 0 | 0 | 505139.4222 | 0 | 422924 | 0 | 0 | 0 | 0 | 676040.9006 | 1142440.4923 | 0 | 0 | 0 | 0 | 0 | 0 | 0 | 0 | 0 | 0 | 0 | 0 | 0 | 0 | 0 | 0 | 197941.1415 | -115725.7193 | 0 | 0 | 0 | 0 | 0 | 0 | 0 | 0 | 0 | 0 | 0 | 0 | 0 | 0 | 0
2016-12-11 09:00 | 0 | 0 | 0 | 0 | 0 | 489947.118 | 0 | 420773 | 0 | 0 | 0 | 0 | 629489.2992 | 1258166.2116 | 0 | 0 | 0 | 0 | 0 | 0 | 0 | 0 | 0 | 0 | 0 | 0 | 0 | 0 | 0 | 0 | -46551.6013 | 115725.7193 | 0 | 0 | 0 | 0 | 0 | 0 | 0 | 0 | 0 | 0 | 0 | 0 | 0 | 0 | 0
2016-12-11 10:00 | 0 | 0 | 0 | 0 | 0 | 466935.5816 | 0 | 423363 | 0 | 0 | 0 | 0 | 557336.1615 | 1373891.9309 | 0 | 0 | 0 | 0 | 0 | 0 | 0 | 0 | 0 | 0 | 0 | 0 | 0 | 0 | 0 | 0 | -72153.1377 | 115725.7193 | 0 | 0 | 0 | 0 | 0 | 0 | 0 | 0 | 0 | 0 | 0 | 0 | 0 | 0 | 0
2016-12-11 11:00 | 0 | 0 | 0 | 0 | 0 | 447064.3743 | 0 | 429902 | 0 | 0 | 0 | 0 | 690224.2551 | 1258166.2116 | 0 | 0 | 0 | 0 | 0 | 0 | 0 | 0 | 0 | 0 | 0 | 0 | 0 | 0 | 0 | 0 | 132888.0936 | -115725.7193 | 0 | 0 | 0 | 0 | 0 | 0 | 0 | 0 | 0 | 0 | 0 | 0 | 0 | 0 | 0
2016-12-11 12:00 | 0 | 0 | 0 | 0 | 0 | 433746.5763 | 0 | 438684 | 0 | 0 | 0 | 0 | 569561.1122 | 1373891.9309 | 0 | 0 | 0 | 0 | 0 | 0 | 0 | 0 | 0 | 0 | 0 | 0 | 0 | 0 | 0 | 0 | -120663.1429 | 115725.7193 | 0 | 0 | 0 | 0 | 0 | 0 | 0 | 0 | 0 | 0 | 0 | 0 | 0 | 0 | 0
2016-12-11 13:00 | 0 | 0 | 0 | 0 | 0 | 423872.776 | 0 | 449833 | 0 | 0 | 0 | 0 | 427875.1689 | 1489617.6501 | 0 | 0 | 0 | 0 | 0 | 0 | 0 | 0 | 0 | 0 | 0 | 0 | 0 | 0 | 0 | 0 | -141685.9433 | 115725.7193 | 0 | 0 | 0 | 0 | 0 | 0 | 0 | 0 | 0 | 0 | 0 | 0 | 0 | 0 | 0
2016-12-11 14:00 | 0 | 0 | 0 | 0 | 0 | 401786.2085 | 52001.91 | 455639 | 0 | 0 | 0 | 0 | 541750.0067 | 1373891.9309 | 0 | 0 | 0 | 0 | 0 | 0 | 0 | 0 | 0 | 0 | 0 | 0 | 0 | 0 | 0 | 0 | 113874.8378 | -115725.7193 | 0 | 0 | 0 | 0 | 0 | 0 | 0 | 0 | 0 | 0 | 0 | 0 | 0 | 0 | 0
2016-12-11 15:00 | 0 | 0 | 0 | 0 | 0 | 369985.0539 | 273980.4259 | 455897 | 0 | 0 | 0 | 0 | 793748.3217 | 1309962.0958 | 0 | 0 | 0 | 0 | 0 | 0 | 0 | 0 | 0 | 0 | 0 | 0 | 0 | 0 | 0 | 0 | 251998.3149 | -63929.8351 | 0 | 0 | 0 | 0 | 0 | 0 | 0 | 0 | 0 | 0 | 0 | 0 | 0 | 0 | 0
2016-12-11 16:00 | 0 | 0 | 0 | 0 | 0 | 382608.9663 | 437654.0679 | 452539 | 0 | 0 | 0 | 0 | 1045746.6366 | 1425687.8151 | 0 | 0 | 0 | 0 | 0 | 0 | 0 | 0 | 0 | 0 | 0 | 0 | 0 | 0 | 0 | 0 | 251998.3149 | 115725.7193 | 0 | 0 | 0 | 0 | 0 | 0 | 0 | 0 | 0 | 0 | 0 | 0 | 0 | 0 | 0
2016-12-11 17:00 | 0 | 0 | 0 | 0 | 0 | 75623.3106 | 510929.2851 | 450280 | 0 | 0 | 0 | 0 | 1297744.9516 | 1309962.0958 | 0 | 0 | 0 | 0 | 0 | 0 | 0 | 0 | 0 | 0 | 0 | 0 | 0 | 0 | 0 | 0 | 251998.3149 | -115725.7193 | 0 | 0 | 0 | 0 | 0 | 0 | 0 | 0 | 0 | 0 | 0 | 0 | 0 | 0 | 0
2016-12-11 18:00 | 0 | 0 | 0 | 0 | 0 | 308217.7056 | 506525.3286 | 447019 | 0 | 0 | 0 | 0 | 1549743.2665 | 1425687.8151 | 0 | 0 | 0 | 0 | 0 | 0 | 0 | 0 | 0 | 0 | 0 | 0 | 0 | 0 | 0 | 0 | 251998.3149 | 115725.7193 | 0 | 0 | 0 | 0 | 0 | 0 | 0 | 0 | 0 | 0 | 0 | 0 | 0 | 0 | 0
2016-12-11 19:00 | 0 | 0 | 0 | 0 | 0 | 245277.9412 | 495210.4999 | 444274 | 0 | 0 | 0 | 0 | 1801741.5814 | 1469903.9413 | 0 | 0 | 0 | 0 | 0 | 0 | 0 | 0 | 0 | 0 | 0 | 0 | 0 | 0 | 0 | 0 | 251998.3149 | 44216.1262 | 0 | 0 | 0 | 0 | 0 | 0 | 0 | 0 | 0 | 0 | 0 | 0 | 0 | 0 | 0
2016-12-11 20:00 | 0 | 0 | 0 | 0 | 0 | 293969.867 | 517117.1673 | 443363 | 0 | 0 | 0 | 0 | 2053739.8964 | 1585629.6606 | 0 | 0 | 0 | 0 | 0 | 0 | 0 | 0 | 0 | 0 | 0 | 0 | 0 | 0 | 0 | 0 | 251998.3149 | 115725.7193 | 0 | 0 | 0 | 0 | 0 | 0 | 0 | 0 | 0 | 0 | 0 | 0 | 0 | 0 | 0
2016-12-11 21:00 | 0 | 0 | 0 | 0 | 0 | 0 | 552930.9295 | 449731 | 0 | 0 | 0 | 0 | 2272665.5452 | 1469903.9413 | 0 | 0 | 0 | 0 | 0 | 0 | 0 | 0 | 0 | 0 | 0 | 0 | 0 | 0 | 0 | 0 | 218925.6488 | -115725.7193 | 0 | 0 | 0 | 0 | 0 | 0 | 0 | 0 | 0 | 0 | 0 | 0 | 0 | 0 | 0
2016-12-11 22:00 | 0 | 0 | 0 | 0 | 0 | 350759.7178 | 485742.3165 | 468778 | 0 | 0 | 0 | 0 | 2524663.8601 | 1585629.6606 | 0 | 0 | 0 | 0 | 0 | 0 | 0 | 0 | 0 | 0 | 0 | 0 | 0 | 0 | 0 | 0 | 251998.3149 | 115725.7193 | 0 | 0 | 0 | 0 | 0 | 0 | 0 | 0 | 0 | 0 | 0 | 0 | 0 | 0 | 0
2016-12-11 23:00 | 0 | 0 | 0 | 0 | 0 | 450315.1357 | 179938.5591 | 483949 | 0 | 0 | 0 | 0 | 2776662.1751 | 1479936.0405 | 0 | 0 | 0 | 0 | 0 | 0 | 0 | 0 | 0 | 0 | 0 | 0 | 0 | 0 | 0 | 0 | 251998.3149 | -105693.6201 | 0 | 0 | 0 | 0 | 0 | 0 | 0 | 0 | 0 | 0 | 0 | 0 | 0 | 0 | 0
2016-12-12 | 0 | 0 | 0 | 0 | 0 | 434205.8954 | 2027.6759 | 490456 | 0 | 0 | 0 | 0 | 2838165.4656 | 1364210.3212 | 0 | 0 | 0 | 0 | 0 | 0 | 0 | 0 | 0 | 0 | 0 | 0 | 0 | 0 | 0 | 0 | 61503.2906 | -115725.7193 | 0 | 0 | 0 | 0 | 0 | 0 | 0 | 0 | 0 | 0 | 0 | 0 | 0 | 0 | 0
2016-12-12 01:00 | 0 | 0 | 0 | 0 | 0 | 418753.4199 | 0 | 490156 | 0 | 0 | 0 | 0 | 2882488.6048 | 1248484.6019 | 0 | 0 | 0 | 0 | 0 | 0 | 0 | 0 | 0 | 0 | 0 | 0 | 0 | 0 | 0 | 0 | 44323.1392 | -115725.7193 | 0 | 0 | 0 | 0 | 0 | 0 | 0 | 0 | 0 | 0 | 0 | 0 | 0 | 0 | 0
2016-12-12 02:00 | 0 | 0 | 0 | 0 | 0 | 408141.3573 | 0 | 477727 | 0 | 0 | 0 | 0 | 2824908.0497 | 1236479.5143 | 0 | 0 | 0 | 0 | 0 | 0 | 0 | 0 | 0 | 0 | 0 | 0 | 0 | 0 | 0 | 0 | -57580.5552 | -12005.0876 | 0 | 0 | 0 | 0 | 0 | 0 | 0 | 0 | 0 | 0 | 0 | 0 | 0 | 0 | 0
2016-12-12 03:00 | 0 | 0 | 0 | 0 | 0 | 399901.8359 | 0 | 458047 | 0 | 0 | 0 | 0 | 2882488.6048 | 1120753.795 | 0 | 0 | 0 | 0 | 0 | 0 | 0 | 0 | 0 | 0 | 0 | 0 | 0 | 0 | 0 | 0 | 57580.5552 | -115725.7193 | 0 | 0 | 0 | 0 | 0 | 0 | 0 | 0 | 0 | 0 | 0 | 0 | 0 | 0 | 0
2016-12-12 04:00 | 0 | 0 | 0 | 0 | 0 | 385407.4903 | 0 | 435517 | 0 | 0 | 0 | 0 | 2716653.3759 | 1236479.5143 | 0 | 0 | 0 | 0 | 0 | 0 | 0 | 0 | 0 | 0 | 0 | 0 | 0 | 0 | 0 | 0 | -165835.229 | 115725.7193 | 0 | 0 | 0 | 0 | 0 | 0 | 0 | 0 | 0 | 0 | 0 | 0 | 0 | 0 | 0
2016-12-12 05:00 | 0 | 0 | 0 | 0 | 0 | 369839.232 | 0 | 413850 | 0 | 0 | 0 | 0 | 2788368.3272 | 1120753.795 | 0 | 0 | 0 | 0 | 0 | 0 | 0 | 0 | 0 | 0 | 0 | 0 | 0 | 0 | 0 | 0 | 71714.9513 | -115725.7193 | 0 | 0 | 0 | 0 | 0 | 0 | 0 | 0 | 0 | 0 | 0 | 0 | 0 | 0 | 0
2016-12-12 06:00 | 0 | 0 | 0 | 0 | 0 | 360513.5718 | 0 | 397790 | 0 | 0 | 0 | 0 | 2635366.1797 | 1236479.5143 | 0 | 0 | 0 | 0 | 0 | 0 | 0 | 0 | 0 | 0 | 0 | 0 | 0 | 0 | 0 | 0 | -153002.1475 | 115725.7193 | 0 | 0 | 0 | 0 | 0 | 0 | 0 | 0 | 0 | 0 | 0 | 0 | 0 | 0 | 0
2016-12-12 07:00 | 0 | 0 | 0 | 0 | 0 | 20555.9658 | 0 | 388280 | 0 | 0 | 0 | 0 | 2383367.8647 | 1120753.795 | 0 | 0 | 0 | 0 | 0 | 0 | 0 | 0 | 0 | 0 | 0 | 0 | 0 | 0 | 0 | 0 | -251998.3149 | -115725.7193 | 0 | 0 | 0 | 0 | 0 | 0 | 0 | 0 | 0 | 0 | 0 | 0 | 0 | 0 | 0
2016-12-12 08:00 | 0 | 0 | 0 | 0 | 0 | 349490.9072 | 0 | 383816 | 0 | 0 | 0 | 0 | 2464768.4913 | 1005028.0757 | 0 | 0 | 0 | 0 | 0 | 0 | 0 | 0 | 0 | 0 | 0 | 0 | 0 | 0 | 0 | 0 | 81400.6265 | -115725.7193 | 0 | 0 | 0 | 0 | 0 | 0 | 0 | 0 | 0 | 0 | 0 | 0 | 0 | 0 | 0
2016-12-12 09:00 | 0 | 0 | 0 | 0 | 0 | 18980.9658 | 0 | 386705 | 0 | 0 | 0 | 0 | 2212770.1763 | 889302.3564 | 0 | 0 | 0 | 0 | 0 | 0 | 0 | 0 | 0 | 0 | 0 | 0 | 0 | 0 | 0 | 0 | -251998.3149 | -115725.7193 | 0 | 0 | 0 | 0 | 0 | 0 | 0 | 0 | 0 | 0 | 0 | 0 | 0 | 0 | 0
2016-12-12 10:00 | 0 | 0 | 0 | 0 | 0 | 336227.1867 | 0 | 399214 | 0 | 0 | 0 | 0 | 2034057.6438 | 1005028.0757 | 0 | 0 | 0 | 0 | 0 | 0 | 0 | 0 | 0 | 0 | 0 | 0 | 0 | 0 | 0 | 0 | -178712.5326 | 115725.7193 | 0 | 0 | 0 | 0 | 0 | 0 | 0 | 0 | 0 | 0 | 0 | 0 | 0 | 0 | 0
2016-12-12 11:00 | 0 | 0 | 0 | 0 | 0 | 332500.8634 | 0 | 428769 | 0 | 0 | 0 | 0 | 1822063.7879 | 1120753.795 | 0 | 0 | 0 | 0 | 0 | 0 | 0 | 0 | 0 | 0 | 0 | 0 | 0 | 0 | 0 | 0 | -211993.8559 | 115725.7193 | 0 | 0 | 0 | 0 | 0 | 0 | 0 | 0 | 0 | 0 | 0 | 0 | 0 | 0 | 0
2016-12-12 12:00 | 0 | 0 | 0 | 0 | 0 | 327568.2751 | 0 | 459733 | 0 | 0 | 0 | 0 | 1805624.7822 | 1005028.0757 | 0 | 0 | 0 | 0 | 0 | 0 | 0 | 0 | 0 | 0 | 0 | 0 | 0 | 0 | 0 | 0 | -16439.0056 | -115725.7193 | 0 | 0 | 0 | 0 | 0 | 0 | 0 | 0 | 0 | 0 | 0 | 0 | 0 | 0 | 0
2016-12-12 13:00 | 0 | 0 | 0 | 0 | 0 | 324148.9145 | 0 | 474570 | 0 | 0 | 0 | 0 | 1770929.416 | 889302.3564 | 0 | 0 | 0 | 0 | 0 | 0 | 0 | 0 | 0 | 0 | 0 | 0 | 0 | 0 | 0 | 0 | -34695.3662 | -115725.7193 | 0 | 0 | 0 | 0 | 0 | 0 | 0 | 0 | 0 | 0 | 0 | 0 | 0 | 0 | 0
2016-12-12 14:00 | 0 | 0 | 0 | 0 | 0 | 295560.7167 | 81347.9375 | 481857 | 0 | 0 | 0 | 0 | 1550255.3509 | 1005028.0757 | 0 | 0 | 0 | 0 | 0 | 0 | 0 | 0 | 0 | 0 | 0 | 0 | 0 | 0 | 0 | 0 | -220674.0651 | 115725.7193 | 0 | 0 | 0 | 0 | 0 | 0 | 0 | 0 | 0 | 0 | 0 | 0 | 0 | 0 | 0
2016-12-12 15:00 | 0 | 0 | 0 | 0 | 0 | 0 | 321539.7245 | 485452 | 0 | 0 | 0 | 0 | 1502068.7947 | 889302.3564 | 0 | 0 | 0 | 0 | 0 | 0 | 0 | 0 | 0 | 0 | 0 | 0 | 0 | 0 | 0 | 0 | -48186.5562 | -115725.7193 | 0 | 0 | 0 | 0 | 0 | 0 | 0 | 0 | 0 | 0 | 0 | 0 | 0 | 0 | 0
2016-12-12 16:00 | 0 | 0 | 0 | 0 | 0 | 91594.0372 | 487702.437 | 483680 | 0 | 0 | 0 | 0 | 1713410.9881 | 773576.6371 | 0 | 0 | 0 | 0 | 0 | 0 | 0 | 0 | 0 | 0 | 0 | 0 | 0 | 0 | 0 | 0 | 211342.1934 | -115725.7193 | 0 | 0 | 0 | 0 | 0 | 0 | 0 | 0 | 0 | 0 | 0 | 0 | 0 | 0 | 0
2016-12-12 17:00 | 0 | 0 | 0 | 0 | 0 | 273632.9247 | 535527.819 | 479136 | 0 | 0 | 0 | 0 | 1965409.303 | 851603.0659 | 0 | 0 | 0 | 0 | 0 | 0 | 0 | 0 | 0 | 0 | 0 | 0 | 0 | 0 | 0 | 0 | 251998.3149 | 78026.4287 | 0 | 0 | 0 | 0 | 0 | 0 | 0 | 0 | 0 | 0 | 0 | 0 | 0 | 0 | 0
2016-12-12 18:00 | 0 | 0 | 0 | 0 | 0 | 0 | 514034.7612 | 474502 | 0 | 0 | 0 | 0 | 2120667.7835 | 735877.3466 | 0 | 0 | 0 | 0 | 0 | 0 | 0 | 0 | 0 | 0 | 0 | 0 | 0 | 0 | 0 | 0 | 155258.4805 | -115725.7193 | 0 | 0 | 0 | 0 | 0 | 0 | 0 | 0 | 0 | 0 | 0 | 0 | 0 | 0 | 0
2016-12-12 19:00 | 0 | 0 | 0 | 0 | 0 | 0 | 497595.2452 | 469330 | 0 | 0 | 0 | 0 | 2264658.748 | 620151.6273 | 0 | 0 | 0 | 0 | 0 | 0 | 0 | 0 | 0 | 0 | 0 | 0 | 0 | 0 | 0 | 0 | 143990.9645 | -115725.7193 | 0 | 0 | 0 | 0 | 0 | 0 | 0 | 0 | 0 | 0 | 0 | 0 | 0 | 0 | 0
2016-12-12 20:00 | 0 | 0 | 0 | 0 | 0 | 0 | 507927.9362 | 465665 | 0 | 0 | 0 | 0 | 2422647.4035 | 504425.908 | 0 | 0 | 0 | 0 | 0 | 0 | 0 | 0 | 0 | 0 | 0 | 0 | 0 | 0 | 0 | 0 | 157988.6555 | -115725.7193 | 0 | 0 | 0 | 0 | 0 | 0 | 0 | 0 | 0 | 0 | 0 | 0 | 0 | 0 | 0
2016-12-12 21:00 | 0 | 0 | 0 | 0 | 0 | 0 | 515132.8807 | 471122 | 0 | 0 | 0 | 0 | 2582384.0035 | 388700.1887 | 0 | 0 | 0 | 0 | 0 | 0 | 0 | 0 | 0 | 0 | 0 | 0 | 0 | 0 | 0 | 0 | 159736.6 | -115725.7193 | 0 | 0 | 0 | 0 | 0 | 0 | 0 | 0 | 0 | 0 | 0 | 0 | 0 | 0 | 0
2016-12-12 22:00 | 0 | 0 | 0 | 0 | 0 | 0 | 435082.0686 | 489289 | 0 | 0 | 0 | 0 | 2643902.7914 | 272974.4694 | 0 | 0 | 0 | 0 | 0 | 0 | 0 | 0 | 0 | 0 | 0 | 0 | 0 | 0 | 0 | 0 | 61518.7879 | -115725.7193 | 0 | 0 | 0 | 0 | 0 | 0 | 0 | 0 | 0 | 0 | 0 | 0 | 0 | 0 | 0
2016-12-12 23:00 | 0 | 0 | 0 | 0 | 0 | 432421.7465 | 135996.6818 | 506586 | 0 | 0 | 0 | 0 | 2821460.939 | 157248.7501 | 0 | 0 | 0 | 0 | 0 | 0 | 0 | 0 | 0 | 0 | 0 | 0 | 0 | 0 | 0 | 0 | 177558.1476 | -115725.7193 | 0 | 0 | 0 | 0 | 0 | 0 | 0 | 0 | 0 | 0 | 0 | 0 | 0 | 0 | 0
2016-12-13 | 0 | 0 | 0 | 0 | 0 | 457681.3741 | 1046.5725 | 513426 | 0 | 0 | 0 | 0 | 2882488.6048 | 41523.0308 | 0 | 0 | 0 | 0 | 0 | 0 | 0 | 0 | 0 | 0 | 0 | 0 | 0 | 0 | 0 | 0 | 61027.6659 | -115725.7193 | 0 | 0 | 0 | 0 | 0 | 0 | 0 | 0 | 0 | 0 | 0 | 0 | 0 | 0 | 0
2016-12-13 01:00 | 0 | 0 | 0 | 0 | 0 | 478047.3191 | 0 | 512445 | 0 | 0 | 0 | 0 | 2773888.2355 | 115725.7193 | 0 | 0 | 0 | 0 | 0 | 0 | 0 | 0 | 0 | 0 | 0 | 0 | 0 | 0 | 0 | 0 | -108600.3694 | 74202.6885 | 0 | 0 | 0 | 0 | 0 | 0 | 0 | 0 | 0 | 0 | 0 | 0 | 0 | 0 | 0
2016-12-13 02:00 | 0 | 0 | 0 | 0 | 0 | 491796.6501 | 0 | 498922 | 0 | 0 | 0 | 0 | 2882488.6048 | 0 | 0 | 0 | 0 | 0 | 0 | 0 | 0 | 0 | 0 | 0 | 0 | 0 | 0 | 0 | 0 | 0 | 108600.3694 | -115725.7193 | 0 | 0 | 0 | 0 | 0 | 0 | 0 | 0 | 0 | 0 | 0 | 0 | 0 | 0 | 0
2016-12-13 03:00 | 0 | 0 | 0 | 0 | 0 | 425112.68 | 0 | 477079 | 0 | 0 | 0 | 0 | 2714796.5655 | 115725.7193 | 0 | 0 | 0 | 0 | 0 | 0 | 0 | 0 | 0 | 0 | 0 | 0 | 0 | 0 | 0 | 0 | -167692.0393 | 115725.7193 | 0 | 0 | 0 | 0 | 0 | 0 | 0 | 0 | 0 | 0 | 0 | 0 | 0 | 0 | 0
2016-12-13 04:00 | 0 | 0 | 0 | 0 | 0 | 502738.32 | 0 | 450772 | 0 | 0 | 0 | 0 | 2882488.6048 | 0 | 0 | 0 | 0 | 0 | 0 | 0 | 0 | 0 | 0 | 0 | 0 | 0 | 0 | 0 | 0 | 0 | 167692.0393 | -115725.7193 | 0 | 0 | 0 | 0 | 0 | 0 | 0 | 0 | 0 | 0 | 0 | 0 | 0 | 0 | 0
2016-12-13 05:00 | 0 | 0 | 0 | 0 | 0 | 291788.4044 | 0 | 428061 | 0 | 0 | 0 | 0 | 2630490.2899 | 115725.7193 | 0 | 0 | 0 | 0 | 0 | 0 | 0 | 0 | 0 | 0 | 0 | 0 | 0 | 0 | 0 | 0 | -251998.3149 | 115725.7193 | 0 | 0 | 0 | 0 | 0 | 0 | 0 | 0 | 0 | 0 | 0 | 0 | 0 | 0 | 0
2016-12-13 06:00 | 0 | 0 | 0 | 0 | 0 | 507487.4533 | 0 | 411296 | 0 | 0 | 0 | 0 | 2610956.0239 | 231451.4386 | 0 | 0 | 0 | 0 | 0 | 0 | 0 | 0 | 0 | 0 | 0 | 0 | 0 | 0 | 0 | 0 | -19534.266 | 115725.7193 | 0 | 0 | 0 | 0 | 0 | 0 | 0 | 0 | 0 | 0 | 0 | 0 | 0 | 0 | 0
2016-12-13 07:00 | 0 | 0 | 0 | 0 | 0 | 500737.9136 | 0 | 400863 | 0 | 0 | 0 | 0 | 2595105.2182 | 347177.1579 | 0 | 0 | 0 | 0 | 0 | 0 | 0 | 0 | 0 | 0 | 0 | 0 | 0 | 0 | 0 | 0 | -15850.8057 | 115725.7193 | 0 | 0 | 0 | 0 | 0 | 0 | 0 | 0 | 0 | 0 | 0 | 0 | 0 | 0 | 0
2016-12-13 08:00 | 0 | 0 | 0 | 0 | 0 | 490516.9651 | 0 | 396104 | 0 | 0 | 0 | 0 | 2805243.9026 | 231451.4386 | 0 | 0 | 0 | 0 | 0 | 0 | 0 | 0 | 0 | 0 | 0 | 0 | 0 | 0 | 0 | 0 | 210138.6844 | -115725.7193 | 0 | 0 | 0 | 0 | 0 | 0 | 0 | 0 | 0 | 0 | 0 | 0 | 0 | 0 | 0
2016-12-13 09:00 | 0 | 0 | 0 | 0 | 0 | 262079.4044 | 0 | 398352 | 0 | 0 | 0 | 0 | 2553245.5876 | 347177.1579 | 0 | 0 | 0 | 0 | 0 | 0 | 0 | 0 | 0 | 0 | 0 | 0 | 0 | 0 | 0 | 0 | -251998.3149 | 115725.7193 | 0 | 0 | 0 | 0 | 0 | 0 | 0 | 0 | 0 | 0 | 0 | 0 | 0 | 0 | 0
2016-12-13 10:00 | 0 | 0 | 0 | 0 | 0 | 44586.9658 | 0 | 412311 | 0 | 0 | 0 | 0 | 2301247.2727 | 231451.4386 | 0 | 0 | 0 | 0 | 0 | 0 | 0 | 0 | 0 | 0 | 0 | 0 | 0 | 0 | 0 | 0 | -251998.3149 | -115725.7193 | 0 | 0 | 0 | 0 | 0 | 0 | 0 | 0 | 0 | 0 | 0 | 0 | 0 | 0 | 0
2016-12-13 11:00 | 0 | 0 | 0 | 0 | 0 | 457100.6745 | 0 | 439986 | 0 | 0 | 0 | 0 | 2202636.2279 | 347177.1579 | 0 | 0 | 0 | 0 | 0 | 0 | 0 | 0 | 0 | 0 | 0 | 0 | 0 | 0 | 0 | 0 | -98611.0448 | 115725.7193 | 0 | 0 | 0 | 0 | 0 | 0 | 0 | 0 | 0 | 0 | 0 | 0 | 0 | 0 | 0
2016-12-13 12:00 | 0 | 0 | 0 | 0 | 0 | 447630.4351 | 0 | 468628 | 0 | 0 | 0 | 0 | 2065912.9436 | 462902.8772 | 0 | 0 | 0 | 0 | 0 | 0 | 0 | 0 | 0 | 0 | 0 | 0 | 0 | 0 | 0 | 0 | -136723.2842 | 115725.7193 | 0 | 0 | 0 | 0 | 0 | 0 | 0 | 0 | 0 | 0 | 0 | 0 | 0 | 0 | 0
2016-12-13 13:00 | 0 | 0 | 0 | 0 | 0 | 434391.9628 | 0 | 480429 | 0 | 0 | 0 | 0 | 1904150.1871 | 578628.5965 | 0 | 0 | 0 | 0 | 0 | 0 | 0 | 0 | 0 | 0 | 0 | 0 | 0 | 0 | 0 | 0 | -161762.7565 | 115725.7193 | 0 | 0 | 0 | 0 | 0 | 0 | 0 | 0 | 0 | 0 | 0 | 0 | 0 | 0 | 0
2016-12-13 14:00 | 0 | 0 | 0 | 0 | 0 | 34112.1928 | 83486.7729 | 485323 | 0 | 0 | 0 | 0 | 1652151.8722 | 462902.8772 | 0 | 0 | 0 | 0 | 0 | 0 | 0 | 0 | 0 | 0 | 0 | 0 | 0 | 0 | 0 | 0 | -251998.3149 | -115725.7193 | 0 | 0 | 0 | 0 | 0 | 0 | 0 | 0 | 0 | 0 | 0 | 0 | 0 | 0 | 0
2016-12-13 15:00 | 0 | 0 | 0 | 0 | 0 | 0 | 377676.3586 | 488028 | 0 | 0 | 0 | 0 | 1426074.5115 | 578628.5965 | 0 | 0 | 0 | 0 | 0 | 0 | 0 | 0 | 0 | 0 | 0 | 0 | 0 | 0 | 0 | 0 | -226077.3607 | 115725.7193 | 0 | 0 | 0 | 0 | 0 | 0 | 0 | 0 | 0 | 0 | 0 | 0 | 0 | 0 | 0
2016-12-13 16:00 | 0 | 0 | 0 | 0 | 0 | 0 | 532670.7383 | 485695 | 0 | 0 | 0 | 0 | 1357324.5305 | 694354.3158 | 0 | 0 | 0 | 0 | 0 | 0 | 0 | 0 | 0 | 0 | 0 | 0 | 0 | 0 | 0 | 0 | -68749.981 | 115725.7193 | 0 | 0 | 0 | 0 | 0 | 0 | 0 | 0 | 0 | 0 | 0 | 0 | 0 | 0 | 0
2016-12-13 17:00 | 0 | 0 | 0 | 0 | 0 | 289332.8362 | 560550.1981 | 482159 | 0 | 0 | 0 | 0 | 1609322.8454 | 810080.0351 | 0 | 0 | 0 | 0 | 0 | 0 | 0 | 0 | 0 | 0 | 0 | 0 | 0 | 0 | 0 | 0 | 251998.3149 | 115725.7193 | 0 | 0 | 0 | 0 | 0 | 0 | 0 | 0 | 0 | 0 | 0 | 0 | 0 | 0 | 0
2016-12-13 18:00 | 0 | 0 | 0 | 0 | 0 | 317280.4419 | 529881.5923 | 479438 | 0 | 0 | 0 | 0 | 1861321.1604 | 925805.7544 | 0 | 0 | 0 | 0 | 0 | 0 | 0 | 0 | 0 | 0 | 0 | 0 | 0 | 0 | 0 | 0 | 251998.3149 | 115725.7193 | 0 | 0 | 0 | 0 | 0 | 0 | 0 | 0 | 0 | 0 | 0 | 0 | 0 | 0 | 0
2016-12-13 19:00 | 0 | 0 | 0 | 0 | 0 | 0 | 511392.7451 | 478435 | 0 | 0 | 0 | 0 | 1778553.1861 | 1041531.4737 | 0 | 0 | 0 | 0 | 0 | 0 | 0 | 0 | 0 | 0 | 0 | 0 | 0 | 0 | 0 | 0 | -82767.9742 | 115725.7193 | 0 | 0 | 0 | 0 | 0 | 0 | 0 | 0 | 0 | 0 | 0 | 0 | 0 | 0 | 0
2016-12-13 20:00 | 0 | 0 | 0 | 0 | 0 | 0 | 524500.9241 | 478561 | 0 | 0 | 0 | 0 | 1708767.3909 | 1157257.193 | 0 | 0 | 0 | 0 | 0 | 0 | 0 | 0 | 0 | 0 | 0 | 0 | 0 | 0 | 0 | 0 | -69785.7952 | 115725.7193 | 0 | 0 | 0 | 0 | 0 | 0 | 0 | 0 | 0 | 0 | 0 | 0 | 0 | 0 | 0
2016-12-13 21:00 | 0 | 0 | 0 | 0 | 0 | 0 | 525297.3104 | 484659 | 0 | 0 | 0 | 0 | 1633679.982 | 1272982.9123 | 0 | 0 | 0 | 0 | 0 | 0 | 0 | 0 | 0 | 0 | 0 | 0 | 0 | 0 | 0 | 0 | -75087.4089 | 115725.7193 | 0 | 0 | 0 | 0 | 0 | 0 | 0 | 0 | 0 | 0 | 0 | 0 | 0 | 0 | 0
2016-12-13 22:00 | 0 | 0 | 0 | 0 | 0 | 0 | 445614.8376 | 501507 | 0 | 0 | 0 | 0 | 1462062.1003 | 1388708.6316 | 0 | 0 | 0 | 0 | 0 | 0 | 0 | 0 | 0 | 0 | 0 | 0 | 0 | 0 | 0 | 0 | -171617.8817 | 115725.7193 | 0 | 0 | 0 | 0 | 0 | 0 | 0 | 0 | 0 | 0 | 0 | 0 | 0 | 0 | 0
2016-12-13 23:00 | 0 | 0 | 0 | 0 | 0 | 339867.9692 | 158379.4181 | 516581 | 0 | 0 | 0 | 0 | 1328002.7682 | 1504434.3509 | 0 | 0 | 0 | 0 | 0 | 0 | 0 | 0 | 0 | 0 | 0 | 0 | 0 | 0 | 0 | 0 | -134059.332 | 115725.7193 | 0 | 0 | 0 | 0 | 0 | 0 | 0 | 0 | 0 | 0 | 0 | 0 | 0 | 0 | 0
2016-12-14 | 0 | 0 | 0 | 0 | 0 | 521832.9606 | 1691.9622 | 522850 | 0 | 0 | 0 | 0 | 1212951.9718 | 1620160.0702 | 0 | 0 | 0 | 0 | 0 | 0 | 0 | 0 | 0 | 0 | 0 | 0 | 0 | 0 | 0 | 0 | -115050.7964 | 115725.7193 | 0 | 0 | 0 | 0 | 0 | 0 | 0 | 0 | 0 | 0 | 0 | 0 | 0 | 0 | 0
2016-12-14 01:00 | 0 | 0 | 0 | 0 | 0 | 520951.7774 | 0 | 520842 | 0 | 0 | 0 | 0 | 1097336.0299 | 1735885.7895 | 0 | 0 | 0 | 0 | 0 | 0 | 0 | 0 | 0 | 0 | 0 | 0 | 0 | 0 | 0 | 0 | -115615.9419 | 115725.7193 | 0 | 0 | 0 | 0 | 0 | 0 | 0 | 0 | 0 | 0 | 0 | 0 | 0 | 0 | 0
2016-12-14 02:00 | 0 | 0 | 0 | 0 | 0 | 510698.3538 | 0 | 507901 | 0 | 0 | 0 | 0 | 984407.6644 | 1851611.5087 | 0 | 0 | 0 | 0 | 0 | 0 | 0 | 0 | 0 | 0 | 0 | 0 | 0 | 0 | 0 | 0 | -112928.3655 | 115725.7193 | 0 | 0 | 0 | 0 | 0 | 0 | 0 | 0 | 0 | 0 | 0 | 0 | 0 | 0 | 0
2016-12-14 03:00 | 0 | 0 | 0 | 0 | 0 | 506451.3053 | 0 | 486219 | 0 | 0 | 0 | 0 | 888914.2504 | 1967337.228 | 0 | 0 | 0 | 0 | 0 | 0 | 0 | 0 | 0 | 0 | 0 | 0 | 0 | 0 | 0 | 0 | -95493.414 | 115725.7193 | 0 | 0 | 0 | 0 | 0 | 0 | 0 | 0 | 0 | 0 | 0 | 0 | 0 | 0 | 0
2016-12-14 04:00 | 0 | 0 | 0 | 0 | 0 | 324839.4044 | 0 | 461112 | 0 | 0 | 0 | 0 | 636915.9355 | 2083062.9473 | 0 | 0 | 0 | 0 | 0 | 0 | 0 | 0 | 0 | 0 | 0 | 0 | 0 | 0 | 0 | 0 | -251998.3149 | 115725.7193 | 0 | 0 | 0 | 0 | 0 | 0 | 0 | 0 | 0 | 0 | 0 | 0 | 0 | 0 | 0
2016-12-14 05:00 | 0 | 0 | 0 | 0 | 0 | 484643.2404 | 0 | 437754 | 0 | 0 | 0 | 0 | 568079.4566 | 2198788.6666 | 0 | 0 | 0 | 0 | 0 | 0 | 0 | 0 | 0 | 0 | 0 | 0 | 0 | 0 | 0 | 0 | -68836.4789 | 115725.7193 | 0 | 0 | 0 | 0 | 0 | 0 | 0 | 0 | 0 | 0 | 0 | 0 | 0 | 0 | 0
2016-12-14 06:00 | 0 | 0 | 0 | 0 | 0 | 52658.9658 | 0 | 420383 | 0 | 0 | 0 | 0 | 316081.1417 | 2083062.9473 | 0 | 0 | 0 | 0 | 0 | 0 | 0 | 0 | 0 | 0 | 0 | 0 | 0 | 0 | 0 | 0 | -251998.3149 | -115725.7193 | 0 | 0 | 0 | 0 | 0 | 0 | 0 | 0 | 0 | 0 | 0 | 0 | 0 | 0 | 0
2016-12-14 07:00 | 0 | 0 | 0 | 0 | 0 | 449307.0227 | 0 | 409972 | 0 | 0 | 0 | 0 | 239690.4451 | 2198788.6666 | 0 | 0 | 0 | 0 | 0 | 0 | 0 | 0 | 0 | 0 | 0 | 0 | 0 | 0 | 0 | 0 | -76390.6966 | 115725.7193 | 0 | 0 | 0 | 0 | 0 | 0 | 0 | 0 | 0 | 0 | 0 | 0 | 0 | 0 | 0
2016-12-14 08:00 | 0 | 0 | 0 | 0 | 0 | 432483.7697 | 0 | 405901 | 0 | 0 | 0 | 0 | 381998.934 | 2083062.9473 | 0 | 0 | 0 | 0 | 0 | 0 | 0 | 0 | 0 | 0 | 0 | 0 | 0 | 0 | 0 | 0 | 142308.489 | -115725.7193 | 0 | 0 | 0 | 0 | 0 | 0 | 0 | 0 | 0 | 0 | 0 | 0 | 0 | 0 | 0
2016-12-14 09:00 | 0 | 0 | 0 | 0 | 0 | 272648.4044 | 0 | 408921 | 0 | 0 | 0 | 0 | 130000.6191 | 2198788.6666 | 0 | 0 | 0 | 0 | 0 | 0 | 0 | 0 | 0 | 0 | 0 | 0 | 0 | 0 | 0 | 0 | -251998.3149 | 115725.7193 | 0 | 0 | 0 | 0 | 0 | 0 | 0 | 0 | 0 | 0 | 0 | 0 | 0 | 0 | 0
2016-12-14 10:00 | 0 | 0 | 0 | 0 | 0 | 429460.9766 | 0 | 423189 | 0 | 0 | 0 | 0 | 251998.3149 | 2083062.9473 | 0 | 0 | 0 | 0 | 0 | 0 | 0 | 0 | 0 | 0 | 0 | 0 | 0 | 0 | 0 | 0 | 121997.6959 | -115725.7193 | 0 | 0 | 0 | 0 | 0 | 0 | 0 | 0 | 0 | 0 | 0 | 0 | 0 | 0 | 0
2016-12-14 11:00 | 0 | 0 | 0 | 0 | 0 | 317304.4044 | 0 | 453577 | 0 | 0 | 0 | 0 | 0 | 2198788.6666 | 0 | 0 | 0 | 0 | 0 | 0 | 0 | 0 | 0 | 0 | 0 | 0 | 0 | 0 | 0 | 0 | -251998.3149 | 115725.7193 | 0 | 0 | 0 | 0 | 0 | 0 | 0 | 0 | 0 | 0 | 0 | 0 | 0 | 0 | 0
2016-12-14 12:00 | 0 | 0 | 0 | 0 | 0 | 447011.8525 | 0 | 483151 | 0 | 0 | 0 | 0 | 79586.5718 | 2083062.9473 | 0 | 0 | 0 | 0 | 0 | 0 | 0 | 0 | 0 | 0 | 0 | 0 | 0 | 0 | 0 | 0 | 79586.5718 | -115725.7193 | 0 | 0 | 0 | 0 | 0 | 0 | 0 | 0 | 0 | 0 | 0 | 0 | 0 | 0 | 0
2016-12-14 13:00 | 0 | 0 | 0 | 0 | 0 | 456221.0798 | 0 | 494539 | 0 | 0 | 0 | 0 | 156994.3709 | 1967337.228 | 0 | 0 | 0 | 0 | 0 | 0 | 0 | 0 | 0 | 0 | 0 | 0 | 0 | 0 | 0 | 0 | 77407.7991 | -115725.7193 | 0 | 0 | 0 | 0 | 0 | 0 | 0 | 0 | 0 | 0 | 0 | 0 | 0 | 0 | 0
2016-12-14 14:00 | 0 | 0 | 0 | 0 | 0 | 426679.8559 | 52579.7821 | 497724 | 0 | 0 | 0 | 0 | 254255.7282 | 1851611.5087 | 0 | 0 | 0 | 0 | 0 | 0 | 0 | 0 | 0 | 0 | 0 | 0 | 0 | 0 | 0 | 0 | 97261.3573 | -115725.7193 | 0 | 0 | 0 | 0 | 0 | 0 | 0 | 0 | 0 | 0 | 0 | 0 | 0 | 0 | 0
2016-12-14 15:00 | 0 | 0 | 0 | 0 | 0 | 416202.4866 | 320034.1203 | 495918 | 0 | 0 | 0 | 0 | 506254.0431 | 1839931.8007 | 0 | 0 | 0 | 0 | 0 | 0 | 0 | 0 | 0 | 0 | 0 | 0 | 0 | 0 | 0 | 0 | 251998.3149 | -11679.708 | 0 | 0 | 0 | 0 | 0 | 0 | 0 | 0 | 0 | 0 | 0 | 0 | 0 | 0 | 0
2016-12-14 16:00 | 0 | 0 | 0 | 0 | 0 | 0 | 457796.6593 | 492643 | 0 | 0 | 0 | 0 | 487699.0148 | 1823640.4885 | 0 | 0 | 0 | 0 | 0 | 0 | 0 | 0 | 0 | 0 | 0 | 0 | 0 | 0 | 0 | 0 | -18555.0284 | -16291.3123 | 0 | 0 | 0 | 0 | 0 | 0 | 0 | 0 | 0 | 0 | 0 | 0 | 0 | 0 | 0
2016-12-14 17:00 | 0 | 0 | 0 | 0 | 0 | 0 | 506397.0542 | 488018 | 0 | 0 | 0 | 0 | 621803.7883 | 1707914.7692 | 0 | 0 | 0 | 0 | 0 | 0 | 0 | 0 | 0 | 0 | 0 | 0 | 0 | 0 | 0 | 0 | 134104.7735 | -115725.7193 | 0 | 0 | 0 | 0 | 0 | 0 | 0 | 0 | 0 | 0 | 0 | 0 | 0 | 0 | 0
2016-12-14 18:00 | 0 | 0 | 0 | 0 | 0 | 123233.6884 | 499115.9073 | 486077 | 0 | 0 | 0 | 0 | 873802.1032 | 1592189.0499 | 0 | 0 | 0 | 0 | 0 | 0 | 0 | 0 | 0 | 0 | 0 | 0 | 0 | 0 | 0 | 0 | 251998.3149 | -115725.7193 | 0 | 0 | 0 | 0 | 0 | 0 | 0 | 0 | 0 | 0 | 0 | 0 | 0 | 0 | 0
2016-12-14 19:00 | 0 | 0 | 0 | 0 | 0 | 358794.1603 | 493196.8739 | 484267 | 0 | 0 | 0 | 0 | 1125800.4181 | 1707914.7692 | 0 | 0 | 0 | 0 | 0 | 0 | 0 | 0 | 0 | 0 | 0 | 0 | 0 | 0 | 0 | 0 | 251998.3149 | 115725.7193 | 0 | 0 | 0 | 0 | 0 | 0 | 0 | 0 | 0 | 0 | 0 | 0 | 0 | 0 | 0
2016-12-14 20:00 | 0 | 0 | 0 | 0 | 0 | 108850.1793 | 512502.4163 | 485080 | 0 | 0 | 0 | 0 | 1377798.7331 | 1592189.0499 | 0 | 0 | 0 | 0 | 0 | 0 | 0 | 0 | 0 | 0 | 0 | 0 | 0 | 0 | 0 | 0 | 251998.3149 | -115725.7193 | 0 | 0 | 0 | 0 | 0 | 0 | 0 | 0 | 0 | 0 | 0 | 0 | 0 | 0 | 0
2016-12-14 21:00 | 0 | 0 | 0 | 0 | 0 | 211482.0215 | 520753.2637 | 493089 | 0 | 0 | 0 | 0 | 1629797.048 | 1579337.0201 | 0 | 0 | 0 | 0 | 0 | 0 | 0 | 0 | 0 | 0 | 0 | 0 | 0 | 0 | 0 | 0 | 251998.3149 | -12852.0298 | 0 | 0 | 0 | 0 | 0 | 0 | 0 | 0 | 0 | 0 | 0 | 0 | 0 | 0 | 0
2016-12-14 22:00 | 0 | 0 | 0 | 0 | 0 | 0 | 435593.2079 | 512913 | 0 | 0 | 0 | 0 | 1668202.9752 | 1463611.3008 | 0 | 0 | 0 | 0 | 0 | 0 | 0 | 0 | 0 | 0 | 0 | 0 | 0 | 0 | 0 | 0 | 38405.9272 | -115725.7193 | 0 | 0 | 0 | 0 | 0 | 0 | 0 | 0 | 0 | 0 | 0 | 0 | 0 | 0 | 0
2016-12-14 23:00 | 0 | 0 | 0 | 0 | 0 | 484735.0285 | 160964.8606 | 530545 | 0 | 0 | 0 | 0 | 1667632.145 | 1579337.0201 | 0 | 0 | 0 | 0 | 0 | 0 | 0 | 0 | 0 | 0 | 0 | 0 | 0 | 0 | 0 | 0 | -570.8303 | 115725.7193 | 0 | 0 | 0 | 0 | 0 | 0 | 0 | 0 | 0 | 0 | 0 | 0 | 0 | 0 | 0
2016-12-15 | 0 | 0 | 0 | 0 | 0 | 486462.3508 | 1513.6078 | 537736 | 0 | 0 | 0 | 0 | 1733597.8229 | 1463611.3008 | 0 | 0 | 0 | 0 | 0 | 0 | 0 | 0 | 0 | 0 | 0 | 0 | 0 | 0 | 0 | 0 | 65965.678 | -115725.7193 | 0 | 0 | 0 | 0 | 0 | 0 | 0 | 0 | 0 | 0 | 0 | 0 | 0 | 0 | 0
2016-12-15 01:00 | 0 | 0 | 0 | 0 | 0 | 448773.6725 | 0 | 537977 | 0 | 0 | 0 | 0 | 1760120.2148 | 1347885.5815 | 0 | 0 | 0 | 0 | 0 | 0 | 0 | 0 | 0 | 0 | 0 | 0 | 0 | 0 | 0 | 0 | 26522.3918 | -115725.7193 | 0 | 0 | 0 | 0 | 0 | 0 | 0 | 0 | 0 | 0 | 0 | 0 | 0 | 0 | 0
2016-12-15 02:00 | 0 | 0 | 0 | 0 | 0 | 404164.6797 | 0 | 527870 | 0 | 0 | 0 | 0 | 1752140.6138 | 1232159.8622 | 0 | 0 | 0 | 0 | 0 | 0 | 0 | 0 | 0 | 0 | 0 | 0 | 0 | 0 | 0 | 0 | -7979.601 | -115725.7193 | 0 | 0 | 0 | 0 | 0 | 0 | 0 | 0 | 0 | 0 | 0 | 0 | 0 | 0 | 0
2016-12-15 03:00 | 0 | 0 | 0 | 0 | 0 | 357557.7999 | 0 | 508040 | 0 | 0 | 0 | 0 | 1500142.2988 | 1333675.977 | 0 | 0 | 0 | 0 | 0 | 0 | 0 | 0 | 0 | 0 | 0 | 0 | 0 | 0 | 0 | 0 | -251998.3149 | 101516.1149 | 0 | 0 | 0 | 0 | 0 | 0 | 0 | 0 | 0 | 0 | 0 | 0 | 0 | 0 | 0
2016-12-15 04:00 | 0 | 0 | 0 | 0 | 0 | 317943.253 | 0 | 483044 | 0 | 0 | 0 | 0 | 1450767.2711 | 1217950.2577 | 0 | 0 | 0 | 0 | 0 | 0 | 0 | 0 | 0 | 0 | 0 | 0 | 0 | 0 | 0 | 0 | -49375.0277 | -115725.7193 | 0 | 0 | 0 | 0 | 0 | 0 | 0 | 0 | 0 | 0 | 0 | 0 | 0 | 0 | 0
2016-12-15 05:00 | 0 | 0 | 0 | 0 | 0 | 287223.8251 | 0 | 460192 | 0 | 0 | 0 | 0 | 1393524.8155 | 1102224.5384 | 0 | 0 | 0 | 0 | 0 | 0 | 0 | 0 | 0 | 0 | 0 | 0 | 0 | 0 | 0 | 0 | -57242.4556 | -115725.7193 | 0 | 0 | 0 | 0 | 0 | 0 | 0 | 0 | 0 | 0 | 0 | 0 | 0 | 0 | 0
2016-12-15 06:00 | 0 | 0 | 0 | 0 | 0 | 262154.9493 | 0 | 444580 | 0 | 0 | 0 | 0 | 1326825.484 | 986498.8191 | 0 | 0 | 0 | 0 | 0 | 0 | 0 | 0 | 0 | 0 | 0 | 0 | 0 | 0 | 0 | 0 | -66699.3314 | -115725.7193 | 0 | 0 | 0 | 0 | 0 | 0 | 0 | 0 | 0 | 0 | 0 | 0 | 0 | 0 | 0
2016-12-15 07:00 | 0 | 0 | 0 | 0 | 0 | 240184.865 | 0 | 435415 | 0 | 0 | 0 | 0 | 1074827.1691 | 1043266.9991 | 0 | 0 | 0 | 0 | 0 | 0 | 0 | 0 | 0 | 0 | 0 | 0 | 0 | 0 | 0 | 0 | -251998.3149 | 56768.18 | 0 | 0 | 0 | 0 | 0 | 0 | 0 | 0 | 0 | 0 | 0 | 0 | 0 | 0 | 0
2016-12-15 08:00 | 0 | 0 | 0 | 0 | 0 | 229380.0902 | 0 | 432190 | 0 | 0 | 0 | 0 | 987742.9786 | 927541.2798 | 0 | 0 | 0 | 0 | 0 | 0 | 0 | 0 | 0 | 0 | 0 | 0 | 0 | 0 | 0 | 0 | -87084.1905 | -115725.7193 | 0 | 0 | 0 | 0 | 0 | 0 | 0 | 0 | 0 | 0 | 0 | 0 | 0 | 0 | 0
2016-12-15 09:00 | 0 | 0 | 0 | 0 | 0 | 219383.0253 | 0 | 436254 | 0 | 0 | 0 | 0 | 886597.7231 | 811815.5605 | 0 | 0 | 0 | 0 | 0 | 0 | 0 | 0 | 0 | 0 | 0 | 0 | 0 | 0 | 0 | 0 | -101145.2554 | -115725.7193 | 0 | 0 | 0 | 0 | 0 | 0 | 0 | 0 | 0 | 0 | 0 | 0 | 0 | 0 | 0
2016-12-15 10:00 | 0 | 0 | 0 | 0 | 0 | 86243.9658 | 0 | 453968 | 0 | 0 | 0 | 0 | 634599.4082 | 696089.8412 | 0 | 0 | 0 | 0 | 0 | 0 | 0 | 0 | 0 | 0 | 0 | 0 | 0 | 0 | 0 | 0 | -251998.3149 | -115725.7193 | 0 | 0 | 0 | 0 | 0 | 0 | 0 | 0 | 0 | 0 | 0 | 0 | 0 | 0 | 0
2016-12-15 11:00 | 0 | 0 | 0 | 0 | 0 | 215021.4696 | 0 | 485955 | 0 | 0 | 0 | 0 | 479391.5971 | 580364.1219 | 0 | 0 | 0 | 0 | 0 | 0 | 0 | 0 | 0 | 0 | 0 | 0 | 0 | 0 | 0 | 0 | -155207.8111 | -115725.7193 | 0 | 0 | 0 | 0 | 0 | 0 | 0 | 0 | 0 | 0 | 0 | 0 | 0 | 0 | 0
2016-12-15 12:00 | 0 | 0 | 0 | 0 | 0 | 224675.7239 | 0 | 516985 | 0 | 0 | 0 | 0 | 302808.0403 | 464638.4026 | 0 | 0 | 0 | 0 | 0 | 0 | 0 | 0 | 0 | 0 | 0 | 0 | 0 | 0 | 0 | 0 | -176583.5568 | -115725.7193 | 0 | 0 | 0 | 0 | 0 | 0 | 0 | 0 | 0 | 0 | 0 | 0 | 0 | 0 | 0
2016-12-15 13:00 | 0 | 0 | 0 | 0 | 0 | 239665.2267 | 0 | 529454 | 0 | 0 | 0 | 0 | 128744.9863 | 348912.6833 | 0 | 0 | 0 | 0 | 0 | 0 | 0 | 0 | 0 | 0 | 0 | 0 | 0 | 0 | 0 | 0 | -174063.054 | -115725.7193 | 0 | 0 | 0 | 0 | 0 | 0 | 0 | 0 | 0 | 0 | 0 | 0 | 0 | 0 | 0
2016-12-15 14:00 | 0 | 0 | 0 | 0 | 0 | 250901.6236 | 36628.6707 | 532001 | 0 | 0 | 0 | 0 | 0 | 233186.964 | 0 | 0 | 0 | 0 | 0 | 0 | 0 | 0 | 0 | 0 | 0 | 0 | 0 | 0 | 0 | 0 | -128744.9863 | -115725.7193 | 0 | 0 | 0 | 0 | 0 | 0 | 0 | 0 | 0 | 0 | 0 | 0 | 0 | 0 | 0
2016-12-15 15:00 | 0 | 0 | 0 | 0 | 0 | 282858.1983 | 266400.483 | 530640 | 0 | 0 | 0 | 0 | 0 | 251805.6453 | 0 | 0 | 0 | 0 | 0 | 0 | 0 | 0 | 0 | 0 | 0 | 0 | 0 | 0 | 0 | 0 | 0 | 18618.6813 | 0 | 0 | 0 | 0 | 0 | 0 | 0 | 0 | 0 | 0 | 0 | 0 | 0 | 0 | 0
2016-12-15 16:00 | 0 | 0 | 0 | 0 | 0 | 312898.9926 | 357889.0268 | 526810 | 0 | 0 | 0 | 0 | 28252.3001 | 367531.3646 | 0 | 0 | 0 | 0 | 0 | 0 | 0 | 0 | 0 | 0 | 0 | 0 | 0 | 0 | 0 | 0 | 28252.3001 | 115725.7193 | 0 | 0 | 0 | 0 | 0 | 0 | 0 | 0 | 0 | 0 | 0 | 0 | 0 | 0 | 0
2016-12-15 17:00 | 0 | 0 | 0 | 0 | 0 | 336534.6638 | 384285.353 | 521762 | 0 | 0 | 0 | 0 | 111584.5976 | 483257.0839 | 0 | 0 | 0 | 0 | 0 | 0 | 0 | 0 | 0 | 0 | 0 | 0 | 0 | 0 | 0 | 0 | 83332.2975 | 115725.7193 | 0 | 0 | 0 | 0 | 0 | 0 | 0 | 0 | 0 | 0 | 0 | 0 | 0 | 0 | 0
2016-12-15 18:00 | 0 | 0 | 0 | 0 | 0 | 353752.334 | 385303.6319 | 517951 | 0 | 0 | 0 | 0 | 216963.8441 | 598982.8032 | 0 | 0 | 0 | 0 | 0 | 0 | 0 | 0 | 0 | 0 | 0 | 0 | 0 | 0 | 0 | 0 | 105379.2465 | 115725.7193 | 0 | 0 | 0 | 0 | 0 | 0 | 0 | 0 | 0 | 0 | 0 | 0 | 0 | 0 | 0
2016-12-15 19:00 | 0 | 0 | 0 | 0 | 0 | 365676.9743 | 382530.3391 | 515590 | 0 | 0 | 0 | 0 | 333855.4382 | 714708.5225 | 0 | 0 | 0 | 0 | 0 | 0 | 0 | 0 | 0 | 0 | 0 | 0 | 0 | 0 | 0 | 0 | 116891.5941 | 115725.7193 | 0 | 0 | 0 | 0 | 0 | 0 | 0 | 0 | 0 | 0 | 0 | 0 | 0 | 0 | 0
2016-12-15 20:00 | 0 | 0 | 0 | 0 | 0 | 375829.1473 | 379069.8098 | 515718 | 0 | 0 | 0 | 0 | 457310.6761 | 830434.2418 | 0 | 0 | 0 | 0 | 0 | 0 | 0 | 0 | 0 | 0 | 0 | 0 | 0 | 0 | 0 | 0 | 123455.2379 | 115725.7193 | 0 | 0 | 0 | 0 | 0 | 0 | 0 | 0 | 0 | 0 | 0 | 0 | 0 | 0 | 0
2016-12-15 21:00 | 0 | 0 | 0 | 0 | 0 | 392087.563 | 364195.2768 | 525072 | 0 | 0 | 0 | 0 | 572795.7967 | 946159.9611 | 0 | 0 | 0 | 0 | 0 | 0 | 0 | 0 | 0 | 0 | 0 | 0 | 0 | 0 | 0 | 0 | 115485.1206 | 115725.7193 | 0 | 0 | 0 | 0 | 0 | 0 | 0 | 0 | 0 | 0 | 0 | 0 | 0 | 0 | 0
2016-12-15 22:00 | 0 | 0 | 0 | 0 | 0 | 410222.9714 | 287782.3268 | 547634 | 0 | 0 | 0 | 0 | 607441.3756 | 1061885.6804 | 0 | 0 | 0 | 0 | 0 | 0 | 0 | 0 | 0 | 0 | 0 | 0 | 0 | 0 | 0 | 0 | 34645.579 | 115725.7193 | 0 | 0 | 0 | 0 | 0 | 0 | 0 | 0 | 0 | 0 | 0 | 0 | 0 | 0 | 0
2016-12-15 23:00 | 0 | 0 | 0 | 0 | 0 | 465867.8002 | 65002.9188 | 565975 | 0 | 0 | 0 | 0 | 592691.3013 | 1041531.4737 | 0 | 0 | 0 | 0 | 0 | 0 | 0 | 0 | 0 | 0 | 0 | 0 | 0 | 0 | 0 | 0 | -14750.0743 | -20354.2067 | 0 | 0 | 0 | 0 | 0 | 0 | 0 | 0 | 0 | 0 | 0 | 0 | 0 | 0 | 0
2016-12-16 | 0 | 0 | 0 | 0 | 0 | 495171.2001 | 21.4814 | 573691 | 0 | 0 | 0 | 0 | 398467.2635 | 1157257.193 | 0 | 0 | 0 | 0 | 0 | 0 | 0 | 0 | 0 | 0 | 0 | 0 | 0 | 0 | 0 | 0 | -194224.0378 | 115725.7193 | 0 | 0 | 0 | 0 | 0 | 0 | 0 | 0 | 0 | 0 | 0 | 0 | 0 | 0 | 0
2016-12-16 01:00 | 0 | 0 | 0 | 0 | 0 | 491125.1059 | 0 | 574150 | 0 | 0 | 0 | 0 | 431168.0887 | 1041531.4737 | 0 | 0 | 0 | 0 | 0 | 0 | 0 | 0 | 0 | 0 | 0 | 0 | 0 | 0 | 0 | 0 | 32700.8252 | -115725.7193 | 0 | 0 | 0 | 0 | 0 | 0 | 0 | 0 | 0 | 0 | 0 | 0 | 0 | 0 | 0
2016-12-16 02:00 | 0 | 0 | 0 | 0 | 0 | 471671.0563 | 0 | 563855 | 0 | 0 | 0 | 0 | 223258.4256 | 1157257.193 | 0 | 0 | 0 | 0 | 0 | 0 | 0 | 0 | 0 | 0 | 0 | 0 | 0 | 0 | 0 | 0 | -207909.663 | 115725.7193 | 0 | 0 | 0 | 0 | 0 | 0 | 0 | 0 | 0 | 0 | 0 | 0 | 0 | 0 | 0
2016-12-16 03:00 | 0 | 0 | 0 | 0 | 0 | 441410.3594 | 0 | 542728 | 0 | 0 | 0 | 0 | 237666.5044 | 1041531.4737 | 0 | 0 | 0 | 0 | 0 | 0 | 0 | 0 | 0 | 0 | 0 | 0 | 0 | 0 | 0 | 0 | 14408.0787 | -115725.7193 | 0 | 0 | 0 | 0 | 0 | 0 | 0 | 0 | 0 | 0 | 0 | 0 | 0 | 0 | 0
2016-12-16 04:00 | 0 | 0 | 0 | 0 | 0 | 414752.8115 | 0 | 516634 | 0 | 0 | 0 | 0 | 20059.5965 | 1157257.193 | 0 | 0 | 0 | 0 | 0 | 0 | 0 | 0 | 0 | 0 | 0 | 0 | 0 | 0 | 0 | 0 | -217606.9078 | 115725.7193 | 0 | 0 | 0 | 0 | 0 | 0 | 0 | 0 | 0 | 0 | 0 | 0 | 0 | 0 | 0
2016-12-16 05:00 | 0 | 0 | 0 | 0 | 0 | 391250.0155 | 0 | 494644 | 0 | 0 | 0 | 0 | 32391.3314 | 1041531.4737 | 0 | 0 | 0 | 0 | 0 | 0 | 0 | 0 | 0 | 0 | 0 | 0 | 0 | 0 | 0 | 0 | 12331.7348 | -115725.7193 | 0 | 0 | 0 | 0 | 0 | 0 | 0 | 0 | 0 | 0 | 0 | 0 | 0 | 0 | 0
2016-12-16 06:00 | 0 | 0 | 0 | 0 | 0 | 374578.7817 | 0 | 478167 | 0 | 0 | 0 | 0 | 44528.8324 | 925805.7544 | 0 | 0 | 0 | 0 | 0 | 0 | 0 | 0 | 0 | 0 | 0 | 0 | 0 | 0 | 0 | 0 | 12137.501 | -115725.7193 | 0 | 0 | 0 | 0 | 0 | 0 | 0 | 0 | 0 | 0 | 0 | 0 | 0 | 0 | 0
2016-12-16 07:00 | 0 | 0 | 0 | 0 | 0 | 373148.2195 | 0 | 468952 | 0 | 0 | 0 | 0 | 64450.7712 | 810080.0351 | 0 | 0 | 0 | 0 | 0 | 0 | 0 | 0 | 0 | 0 | 0 | 0 | 0 | 0 | 0 | 0 | 19921.9388 | -115725.7193 | 0 | 0 | 0 | 0 | 0 | 0 | 0 | 0 | 0 | 0 | 0 | 0 | 0 | 0 | 0
2016-12-16 08:00 | 0 | 0 | 0 | 0 | 0 | 371525.317 | 0 | 464287 | 0 | 0 | 0 | 0 | 87414.8075 | 694354.3158 | 0 | 0 | 0 | 0 | 0 | 0 | 0 | 0 | 0 | 0 | 0 | 0 | 0 | 0 | 0 | 0 | 22964.0363 | -115725.7193 | 0 | 0 | 0 | 0 | 0 | 0 | 0 | 0 | 0 | 0 | 0 | 0 | 0 | 0 | 0
2016-12-16 09:00 | 0 | 0 | 0 | 0 | 0 | 371549.3138 | 0 | 466808 | 0 | 0 | 0 | 0 | 107881.8406 | 578628.5965 | 0 | 0 | 0 | 0 | 0 | 0 | 0 | 0 | 0 | 0 | 0 | 0 | 0 | 0 | 0 | 0 | 20467.0331 | -115725.7193 | 0 | 0 | 0 | 0 | 0 | 0 | 0 | 0 | 0 | 0 | 0 | 0 | 0 | 0 | 0
2016-12-16 10:00 | 0 | 0 | 0 | 0 | 0 | 371525.2328 | 0 | 480215 | 0 | 0 | 0 | 0 | 114917.7926 | 462902.8772 | 0 | 0 | 0 | 0 | 0 | 0 | 0 | 0 | 0 | 0 | 0 | 0 | 0 | 0 | 0 | 0 | 7035.9521 | -115725.7193 | 0 | 0 | 0 | 0 | 0 | 0 | 0 | 0 | 0 | 0 | 0 | 0 | 0 | 0 | 0
2016-12-16 11:00 | 0 | 0 | 0 | 0 | 0 | 376024.3334 | 0 | 509127 | 0 | 0 | 0 | 0 | 97540.8453 | 347177.1579 | 0 | 0 | 0 | 0 | 0 | 0 | 0 | 0 | 0 | 0 | 0 | 0 | 0 | 0 | 0 | 0 | -17376.9473 | -115725.7193 | 0 | 0 | 0 | 0 | 0 | 0 | 0 | 0 | 0 | 0 | 0 | 0 | 0 | 0 | 0
2016-12-16 12:00 | 0 | 0 | 0 | 0 | 0 | 384732.6857 | 0 | 536307 | 0 | 0 | 0 | 0 | 61692.2504 | 231451.4386 | 0 | 0 | 0 | 0 | 0 | 0 | 0 | 0 | 0 | 0 | 0 | 0 | 0 | 0 | 0 | 0 | -35848.595 | -115725.7193 | 0 | 0 | 0 | 0 | 0 | 0 | 0 | 0 | 0 | 0 | 0 | 0 | 0 | 0 | 0
2016-12-16 13:00 | 0 | 0 | 0 | 0 | 0 | 389319.607 | 0 | 546053 | 0 | 0 | 0 | 0 | 20684.5766 | 115725.7193 | 0 | 0 | 0 | 0 | 0 | 0 | 0 | 0 | 0 | 0 | 0 | 0 | 0 | 0 | 0 | 0 | -41007.6737 | -115725.7193 | 0 | 0 | 0 | 0 | 0 | 0 | 0 | 0 | 0 | 0 | 0 | 0 | 0 | 0 | 0
2016-12-16 14:00 | 0 | 0 | 0 | 0 | 0 | 380464.7673 | 30879.9368 | 547755 | 0 | 0 | 0 | 0 | 0 | 0 | 0 | 0 | 0 | 0 | 0 | 0 | 0 | 0 | 0 | 0 | 0 | 0 | 0 | 0 | 0 | 0 | -20684.5766 | -115725.7193 | 0 | 0 | 0 | 0 | 0 | 0 | 0 | 0 | 0 | 0 | 0 | 0 | 0 | 0 | 0
2016-12-16 15:00 | 0 | 0 | 0 | 0 | 0 | 374863.7314 | 190915.6884 | 545038 | 0 | 0 | 0 | 0 | 0 | 20741.4198 | 0 | 0 | 0 | 0 | 0 | 0 | 0 | 0 | 0 | 0 | 0 | 0 | 0 | 0 | 0 | 0 | 0 | 20741.4198 | 0 | 0 | 0 | 0 | 0 | 0 | 0 | 0 | 0 | 0 | 0 | 0 | 0 | 0 | 0
2016-12-16 16:00 | 0 | 0 | 0 | 0 | 0 | 373909.5903 | 337304.0743 | 537828 | 0 | 0 | 0 | 0 | 194127.0844 | 0 | 0 | 0 | 0 | 0 | 0 | 0 | 0 | 0 | 0 | 0 | 0 | 0 | 0 | 0 | 0 | 0 | 194127.0844 | -20741.4198 | 0 | 0 | 0 | 0 | 0 | 0 | 0 | 0 | 0 | 0 | 0 | 0 | 0 | 0 | 0
2016-12-16 17:00 | 0 | 0 | 0 | 0 | 0 | 370788.5852 | 414038.7342 | 527938 | 0 | 0 | 0 | 0 | 446125.3994 | 4891.0044 | 0 | 0 | 0 | 0 | 0 | 0 | 0 | 0 | 0 | 0 | 0 | 0 | 0 | 0 | 0 | 0 | 251998.3149 | 4891.0044 | 0 | 0 | 0 | 0 | 0 | 0 | 0 | 0 | 0 | 0 | 0 | 0 | 0 | 0 | 0
2016-12-16 18:00 | 0 | 0 | 0 | 0 | 0 | 0 | 438228.4946 | 521278 | 0 | 0 | 0 | 0 | 247350.1746 | 120616.7237 | 0 | 0 | 0 | 0 | 0 | 0 | 0 | 0 | 0 | 0 | 0 | 0 | 0 | 0 | 0 | 0 | -198775.2247 | 115725.7193 | 0 | 0 | 0 | 0 | 0 | 0 | 0 | 0 | 0 | 0 | 0 | 0 | 0 | 0 | 0
2016-12-16 19:00 | 0 | 0 | 0 | 0 | 0 | 0 | 444530.4578 | 516221 | 0 | 0 | 0 | 0 | 59933.9131 | 236342.443 | 0 | 0 | 0 | 0 | 0 | 0 | 0 | 0 | 0 | 0 | 0 | 0 | 0 | 0 | 0 | 0 | -187416.2615 | 115725.7193 | 0 | 0 | 0 | 0 | 0 | 0 | 0 | 0 | 0 | 0 | 0 | 0 | 0 | 0 | 0
2016-12-16 20:00 | 0 | 0 | 0 | 0 | 0 | 399883.617 | 467246.6182 | 512984 | 0 | 0 | 0 | 0 | 298354.429 | 352068.1623 | 0 | 0 | 0 | 0 | 0 | 0 | 0 | 0 | 0 | 0 | 0 | 0 | 0 | 0 | 0 | 0 | 238420.5159 | 115725.7193 | 0 | 0 | 0 | 0 | 0 | 0 | 0 | 0 | 0 | 0 | 0 | 0 | 0 | 0 | 0
2016-12-16 21:00 | 0 | 0 | 0 | 0 | 0 | 0 | 496449.1341 | 516347 | 0 | 0 | 0 | 0 | 263069.2916 | 367455.4338 | 0 | 0 | 0 | 0 | 0 | 0 | 0 | 0 | 0 | 0 | 0 | 0 | 0 | 0 | 0 | 0 | -35285.1374 | 15387.2715 | 0 | 0 | 0 | 0 | 0 | 0 | 0 | 0 | 0 | 0 | 0 | 0 | 0 | 0 | 0
2016-12-16 22:00 | 0 | 0 | 0 | 0 | 0 | 451615.2972 | 445071.7371 | 528963 | 0 | 0 | 0 | 0 | 515067.6065 | 483181.1531 | 0 | 0 | 0 | 0 | 0 | 0 | 0 | 0 | 0 | 0 | 0 | 0 | 0 | 0 | 0 | 0 | 251998.3149 | 115725.7193 | 0 | 0 | 0 | 0 | 0 | 0 | 0 | 0 | 0 | 0 | 0 | 0 | 0 | 0 | 0
2016-12-16 23:00 | 0 | 0 | 0 | 0 | 0 | 0 | 173014.5559 | 538562 | 0 | 0 | 0 | 0 | 265245.8817 | 367455.4338 | 0 | 0 | 0 | 0 | 0 | 0 | 0 | 0 | 0 | 0 | 0 | 0 | 0 | 0 | 0 | 0 | -249821.7248 | -115725.7193 | 0 | 0 | 0 | 0 | 0 | 0 | 0 | 0 | 0 | 0 | 0 | 0 | 0 | 0 | 0
2016-12-17 | 0 | 0 | 0 | 0 | 0 | 512930.1022 | 1838.8281 | 538262 | 0 | 0 | 0 | 0 | 126027.0927 | 483181.1531 | 0 | 0 | 0 | 0 | 0 | 0 | 0 | 0 | 0 | 0 | 0 | 0 | 0 | 0 | 0 | 0 | -139218.789 | 115725.7193 | 0 | 0 | 0 | 0 | 0 | 0 | 0 | 0 | 0 | 0 | 0 | 0 | 0 | 0 | 0
2016-12-17 01:00 | 0 | 0 | 0 | 0 | 0 | 523720.6266 | 0 | 534022 | 0 | 0 | 0 | 0 | 0 | 598906.8724 | 0 | 0 | 0 | 0 | 0 | 0 | 0 | 0 | 0 | 0 | 0 | 0 | 0 | 0 | 0 | 0 | -126027.0927 | 115725.7193 | 0 | 0 | 0 | 0 | 0 | 0 | 0 | 0 | 0 | 0 | 0 | 0 | 0 | 0 | 0
2016-12-17 02:00 | 0 | 0 | 0 | 0 | 0 | 405554.2807 | 0 | 521280 | 0 | 0 | 0 | 0 | 0 | 483181.1531 | 0 | 0 | 0 | 0 | 0 | 0 | 0 | 0 | 0 | 0 | 0 | 0 | 0 | 0 | 0 | 0 | 0 | -115725.7193 | 0 | 0 | 0 | 0 | 0 | 0 | 0 | 0 | 0 | 0 | 0 | 0 | 0 | 0 | 0
2016-12-17 03:00 | 0 | 0 | 0 | 0 | 0 | 537452.994 | 0 | 502161 | 0 | 0 | 0 | 0 | 151017.7133 | 367455.4338 | 0 | 0 | 0 | 0 | 0 | 0 | 0 | 0 | 0 | 0 | 0 | 0 | 0 | 0 | 0 | 0 | 151017.7133 | -115725.7193 | 0 | 0 | 0 | 0 | 0 | 0 | 0 | 0 | 0 | 0 | 0 | 0 | 0 | 0 | 0
2016-12-17 04:00 | 0 | 0 | 0 | 0 | 0 | 560671.465 | 0 | 478629 | 0 | 0 | 0 | 0 | 261596.2437 | 338919.3684 | 0 | 0 | 0 | 0 | 0 | 0 | 0 | 0 | 0 | 0 | 0 | 0 | 0 | 0 | 0 | 0 | 110578.5304 | -28536.0654 | 0 | 0 | 0 | 0 | 0 | 0 | 0 | 0 | 0 | 0 | 0 | 0 | 0 | 0 | 0
2016-12-17 05:00 | 0 | 0 | 0 | 0 | 0 | 585867.135 | 0 | 456200 | 0 | 0 | 0 | 0 | 506989.098 | 223193.6491 | 0 | 0 | 0 | 0 | 0 | 0 | 0 | 0 | 0 | 0 | 0 | 0 | 0 | 0 | 0 | 0 | 245392.8543 | -115725.7193 | 0 | 0 | 0 | 0 | 0 | 0 | 0 | 0 | 0 | 0 | 0 | 0 | 0 | 0 | 0
2016-12-17 06:00 | 0 | 0 | 0 | 0 | 0 | 607870.3541 | 0 | 438385 | 0 | 0 | 0 | 0 | 758987.413 | 140680.6882 | 0 | 0 | 0 | 0 | 0 | 0 | 0 | 0 | 0 | 0 | 0 | 0 | 0 | 0 | 0 | 0 | 251998.3149 | -82512.9609 | 0 | 0 | 0 | 0 | 0 | 0 | 0 | 0 | 0 | 0 | 0 | 0 | 0 | 0 | 0
2016-12-17 07:00 | 0 | 0 | 0 | 0 | 0 | 289601.4044 | 0 | 425874 | 0 | 0 | 0 | 0 | 506989.098 | 256406.4075 | 0 | 0 | 0 | 0 | 0 | 0 | 0 | 0 | 0 | 0 | 0 | 0 | 0 | 0 | 0 | 0 | -251998.3149 | 115725.7193 | 0 | 0 | 0 | 0 | 0 | 0 | 0 | 0 | 0 | 0 | 0 | 0 | 0 | 0 | 0
2016-12-17 08:00 | 0 | 0 | 0 | 0 | 0 | 650788.5194 | 0 | 418189 | 0 | 0 | 0 | 0 | 623862.8982 | 372132.1268 | 0 | 0 | 0 | 0 | 0 | 0 | 0 | 0 | 0 | 0 | 0 | 0 | 0 | 0 | 0 | 0 | 116873.8001 | 115725.7193 | 0 | 0 | 0 | 0 | 0 | 0 | 0 | 0 | 0 | 0 | 0 | 0 | 0 | 0 | 0
2016-12-17 09:00 | 0 | 0 | 0 | 0 | 0 | 663502.766 | 0 | 415645 | 0 | 0 | 0 | 0 | 755994.9448 | 487857.8461 | 0 | 0 | 0 | 0 | 0 | 0 | 0 | 0 | 0 | 0 | 0 | 0 | 0 | 0 | 0 | 0 | 132132.0467 | 115725.7193 | 0 | 0 | 0 | 0 | 0 | 0 | 0 | 0 | 0 | 0 | 0 | 0 | 0 | 0 | 0
2016-12-17 10:00 | 0 | 0 | 0 | 0 | 0 | 282522.4044 | 0 | 418795 | 0 | 0 | 0 | 0 | 503996.6299 | 603583.5654 | 0 | 0 | 0 | 0 | 0 | 0 | 0 | 0 | 0 | 0 | 0 | 0 | 0 | 0 | 0 | 0 | -251998.3149 | 115725.7193 | 0 | 0 | 0 | 0 | 0 | 0 | 0 | 0 | 0 | 0 | 0 | 0 | 0 | 0 | 0
2016-12-17 11:00 | 0 | 0 | 0 | 0 | 0 | 60222.9658 | 0 | 427947 | 0 | 0 | 0 | 0 | 251998.3149 | 487857.8461 | 0 | 0 | 0 | 0 | 0 | 0 | 0 | 0 | 0 | 0 | 0 | 0 | 0 | 0 | 0 | 0 | -251998.3149 | -115725.7193 | 0 | 0 | 0 | 0 | 0 | 0 | 0 | 0 | 0 | 0 | 0 | 0 | 0 | 0 | 0
2016-12-17 12:00 | 0 | 0 | 0 | 0 | 0 | 305246.4044 | 0 | 441519 | 0 | 0 | 0 | 0 | 0 | 603583.5654 | 0 | 0 | 0 | 0 | 0 | 0 | 0 | 0 | 0 | 0 | 0 | 0 | 0 | 0 | 0 | 0 | -251998.3149 | 115725.7193 | 0 | 0 | 0 | 0 | 0 | 0 | 0 | 0 | 0 | 0 | 0 | 0 | 0 | 0 | 0
2016-12-17 13:00 | 0 | 0 | 0 | 0 | 0 | 650238.2076 | 0 | 458175 | 0 | 0 | 0 | 0 | 251998.3149 | 543648.4581 | 0 | 0 | 0 | 0 | 0 | 0 | 0 | 0 | 0 | 0 | 0 | 0 | 0 | 0 | 0 | 0 | 251998.3149 | -59935.1074 | 0 | 0 | 0 | 0 | 0 | 0 | 0 | 0 | 0 | 0 | 0 | 0 | 0 | 0 | 0
2016-12-17 14:00 | 0 | 0 | 0 | 0 | 0 | 212832.7511 | 42618.2753 | 474077 | 0 | 0 | 0 | 0 | 149098.0607 | 427922.7388 | 0 | 0 | 0 | 0 | 0 | 0 | 0 | 0 | 0 | 0 | 0 | 0 | 0 | 0 | 0 | 0 | -102900.2543 | -115725.7193 | 0 | 0 | 0 | 0 | 0 | 0 | 0 | 0 | 0 | 0 | 0 | 0 | 0 | 0 | 0
2016-12-17 15:00 | 0 | 0 | 0 | 0 | 0 | 0 | 361336.2691 | 484504 | 0 | 0 | 0 | 0 | 0 | 453853.0685 | 0 | 0 | 0 | 0 | 0 | 0 | 0 | 0 | 0 | 0 | 0 | 0 | 0 | 0 | 0 | 0 | -149098.0607 | 25930.3297 | 0 | 0 | 0 | 0 | 0 | 0 | 0 | 0 | 0 | 0 | 0 | 0 | 0 | 0 | 0
2016-12-17 16:00 | 0 | 0 | 0 | 0 | 0 | 0 | 574927.8806 | 487476 | 0 | 0 | 0 | 0 | 0 | 541304.9491 | 0 | 0 | 0 | 0 | 0 | 0 | 0 | 0 | 0 | 0 | 0 | 0 | 0 | 0 | 0 | 0 | 0 | 87451.8806 | 0 | 0 | 0 | 0 | 0 | 0 | 0 | 0 | 0 | 0 | 0 | 0 | 0 | 0 | 0
2016-12-17 17:00 | 0 | 0 | 0 | 0 | 0 | 267711.2977 | 584416.7365 | 484404 | 0 | 0 | 0 | 0 | 251998.3149 | 657030.6684 | 0 | 0 | 0 | 0 | 0 | 0 | 0 | 0 | 0 | 0 | 0 | 0 | 0 | 0 | 0 | 0 | 251998.3149 | 115725.7193 | 0 | 0 | 0 | 0 | 0 | 0 | 0 | 0 | 0 | 0 | 0 | 0 | 0 | 0 | 0
2016-12-17 18:00 | 0 | 0 | 0 | 0 | 0 | 0 | 556633.9913 | 478451 | 0 | 0 | 0 | 0 | 445907.0256 | 541304.9491 | 0 | 0 | 0 | 0 | 0 | 0 | 0 | 0 | 0 | 0 | 0 | 0 | 0 | 0 | 0 | 0 | 193908.7106 | -115725.7193 | 0 | 0 | 0 | 0 | 0 | 0 | 0 | 0 | 0 | 0 | 0 | 0 | 0 | 0 | 0
2016-12-17 19:00 | 0 | 0 | 0 | 0 | 0 | 0 | 543075.7672 | 472354 | 0 | 0 | 0 | 0 | 632354.5121 | 425579.2298 | 0 | 0 | 0 | 0 | 0 | 0 | 0 | 0 | 0 | 0 | 0 | 0 | 0 | 0 | 0 | 0 | 186447.4865 | -115725.7193 | 0 | 0 | 0 | 0 | 0 | 0 | 0 | 0 | 0 | 0 | 0 | 0 | 0 | 0 | 0
2016-12-17 20:00 | 0 | 0 | 0 | 0 | 0 | 0 | 558841.691 | 468144 | 0 | 0 | 0 | 0 | 607326.4838 | 541304.9491 | 0 | 0 | 0 | 0 | 0 | 0 | 0 | 0 | 0 | 0 | 0 | 0 | 0 | 0 | 0 | 0 | -25028.0283 | 115725.7193 | 0 | 0 | 0 | 0 | 0 | 0 | 0 | 0 | 0 | 0 | 0 | 0 | 0 | 0 | 0
2016-12-17 21:00 | 0 | 0 | 0 | 0 | 0 | 0 | 582031.5114 | 470744 | 0 | 0 | 0 | 0 | 734485.5895 | 525433.3547 | 0 | 0 | 0 | 0 | 0 | 0 | 0 | 0 | 0 | 0 | 0 | 0 | 0 | 0 | 0 | 0 | 127159.1058 | -15871.5944 | 0 | 0 | 0 | 0 | 0 | 0 | 0 | 0 | 0 | 0 | 0 | 0 | 0 | 0 | 0
2016-12-17 22:00 | 0 | 0 | 0 | 0 | 0 | 0 | 567997.0296 | 484005 | 0 | 0 | 0 | 0 | 934203.3384 | 409707.6354 | 0 | 0 | 0 | 0 | 0 | 0 | 0 | 0 | 0 | 0 | 0 | 0 | 0 | 0 | 0 | 0 | 199717.7489 | -115725.7193 | 0 | 0 | 0 | 0 | 0 | 0 | 0 | 0 | 0 | 0 | 0 | 0 | 0 | 0 | 0
2016-12-17 23:00 | 0 | 0 | 0 | 0 | 0 | 0 | 236280.6394 | 495374 | 0 | 0 | 0 | 0 | 682205.0234 | 402612.5897 | 0 | 0 | 0 | 0 | 0 | 0 | 0 | 0 | 0 | 0 | 0 | 0 | 0 | 0 | 0 | 0 | -251998.3149 | -7095.0457 | 0 | 0 | 0 | 0 | 0 | 0 | 0 | 0 | 0 | 0 | 0 | 0 | 0 | 0 | 0
2016-12-18 | 0 | 0 | 0 | 0 | 0 | 610857.338 | 1897.8454 | 499639 | 0 | 0 | 0 | 0 | 679595.4875 | 518338.309 | 0 | 0 | 0 | 0 | 0 | 0 | 0 | 0 | 0 | 0 | 0 | 0 | 0 | 0 | 0 | 0 | -2609.5359 | 115725.7193 | 0 | 0 | 0 | 0 | 0 | 0 | 0 | 0 | 0 | 0 | 0 | 0 | 0 | 0 | 0
2016-12-18 01:00 | 0 | 0 | 0 | 0 | 0 | 585549.5048 | 0 | 500069 | 0 | 0 | 0 | 0 | 649350.2731 | 634064.0283 | 0 | 0 | 0 | 0 | 0 | 0 | 0 | 0 | 0 | 0 | 0 | 0 | 0 | 0 | 0 | 0 | -30245.2145 | 115725.7193 | 0 | 0 | 0 | 0 | 0 | 0 | 0 | 0 | 0 | 0 | 0 | 0 | 0 | 0 | 0
2016-12-18 02:00 | 0 | 0 | 0 | 0 | 0 | 123514.9658 | 0 | 491239 | 0 | 0 | 0 | 0 | 397351.9581 | 518338.309 | 0 | 0 | 0 | 0 | 0 | 0 | 0 | 0 | 0 | 0 | 0 | 0 | 0 | 0 | 0 | 0 | -251998.3149 | -115725.7193 | 0 | 0 | 0 | 0 | 0 | 0 | 0 | 0 | 0 | 0 | 0 | 0 | 0 | 0 | 0
2016-12-18 03:00 | 0 | 0 | 0 | 0 | 0 | 554119.5678 | 0 | 479320 | 0 | 0 | 0 | 0 | 587877.2452 | 402612.5897 | 0 | 0 | 0 | 0 | 0 | 0 | 0 | 0 | 0 | 0 | 0 | 0 | 0 | 0 | 0 | 0 | 190525.2871 | -115725.7193 | 0 | 0 | 0 | 0 | 0 | 0 | 0 | 0 | 0 | 0 | 0 | 0 | 0 | 0 | 0
2016-12-18 04:00 | 0 | 0 | 0 | 0 | 0 | 325130.4044 | 0 | 461403 | 0 | 0 | 0 | 0 | 335878.9302 | 518338.309 | 0 | 0 | 0 | 0 | 0 | 0 | 0 | 0 | 0 | 0 | 0 | 0 | 0 | 0 | 0 | 0 | -251998.3149 | 115725.7193 | 0 | 0 | 0 | 0 | 0 | 0 | 0 | 0 | 0 | 0 | 0 | 0 | 0 | 0 | 0
2016-12-18 05:00 | 0 | 0 | 0 | 0 | 0 | 528135.8074 | 0 | 443249 | 0 | 0 | 0 | 0 | 536491.4569 | 402612.5897 | 0 | 0 | 0 | 0 | 0 | 0 | 0 | 0 | 0 | 0 | 0 | 0 | 0 | 0 | 0 | 0 | 200612.5266 | -115725.7193 | 0 | 0 | 0 | 0 | 0 | 0 | 0 | 0 | 0 | 0 | 0 | 0 | 0 | 0 | 0
2016-12-18 06:00 | 0 | 0 | 0 | 0 | 0 | 510937.8923 | 0 | 427707 | 0 | 0 | 0 | 0 | 503996.6299 | 518338.309 | 0 | 0 | 0 | 0 | 0 | 0 | 0 | 0 | 0 | 0 | 0 | 0 | 0 | 0 | 0 | 0 | -32494.827 | 115725.7193 | 0 | 0 | 0 | 0 | 0 | 0 | 0 | 0 | 0 | 0 | 0 | 0 | 0 | 0 | 0
2016-12-18 07:00 | 0 | 0 | 0 | 0 | 0 | 49692.9658 | 0 | 417417 | 0 | 0 | 0 | 0 | 251998.3149 | 402612.5897 | 0 | 0 | 0 | 0 | 0 | 0 | 0 | 0 | 0 | 0 | 0 | 0 | 0 | 0 | 0 | 0 | -251998.3149 | -115725.7193 | 0 | 0 | 0 | 0 | 0 | 0 | 0 | 0 | 0 | 0 | 0 | 0 | 0 | 0 | 0
2016-12-18 08:00 | 0 | 0 | 0 | 0 | 0 | 275777.4044 | 0 | 412050 | 0 | 0 | 0 | 0 | 0 | 518338.309 | 0 | 0 | 0 | 0 | 0 | 0 | 0 | 0 | 0 | 0 | 0 | 0 | 0 | 0 | 0 | 0 | -251998.3149 | 115725.7193 | 0 | 0 | 0 | 0 | 0 | 0 | 0 | 0 | 0 | 0 | 0 | 0 | 0 | 0 | 0
2016-12-18 09:00 | 0 | 0 | 0 | 0 | 0 | 455879.1662 | 0 | 411510 | 0 | 0 | 0 | 0 | 160094.8855 | 402612.5897 | 0 | 0 | 0 | 0 | 0 | 0 | 0 | 0 | 0 | 0 | 0 | 0 | 0 | 0 | 0 | 0 | 160094.8855 | -115725.7193 | 0 | 0 | 0 | 0 | 0 | 0 | 0 | 0 | 0 | 0 | 0 | 0 | 0 | 0 | 0
2016-12-18 10:00 | 0 | 0 | 0 | 0 | 0 | 426282.6665 | 0 | 415036 | 0 | 0 | 0 | 0 | 55615.8327 | 518338.309 | 0 | 0 | 0 | 0 | 0 | 0 | 0 | 0 | 0 | 0 | 0 | 0 | 0 | 0 | 0 | 0 | -104479.0528 | 115725.7193 | 0 | 0 | 0 | 0 | 0 | 0 | 0 | 0 | 0 | 0 | 0 | 0 | 0 | 0 | 0
2016-12-18 11:00 | 0 | 0 | 0 | 0 | 0 | 404038.8871 | 0 | 424423 | 0 | 0 | 0 | 0 | 150957.439 | 402612.5897 | 0 | 0 | 0 | 0 | 0 | 0 | 0 | 0 | 0 | 0 | 0 | 0 | 0 | 0 | 0 | 0 | 95341.6063 | -115725.7193 | 0 | 0 | 0 | 0 | 0 | 0 | 0 | 0 | 0 | 0 | 0 | 0 | 0 | 0 | 0
2016-12-18 12:00 | 0 | 0 | 0 | 0 | 0 | 386025.4579 | 0 | 438142 | 0 | 0 | 0 | 0 | 0 | 501453.4866 | 0 | 0 | 0 | 0 | 0 | 0 | 0 | 0 | 0 | 0 | 0 | 0 | 0 | 0 | 0 | 0 | -150957.439 | 98840.8969 | 0 | 0 | 0 | 0 | 0 | 0 | 0 | 0 | 0 | 0 | 0 | 0 | 0 | 0 | 0
2016-12-18 13:00 | 0 | 0 | 0 | 0 | 0 | 379453.3173 | 0 | 457346 | 0 | 0 | 0 | 0 | 37833.0366 | 385727.7673 | 0 | 0 | 0 | 0 | 0 | 0 | 0 | 0 | 0 | 0 | 0 | 0 | 0 | 0 | 0 | 0 | 37833.0366 | -115725.7193 | 0 | 0 | 0 | 0 | 0 | 0 | 0 | 0 | 0 | 0 | 0 | 0 | 0 | 0 | 0
2016-12-18 14:00 | 0 | 0 | 0 | 0 | 0 | 377700.0416 | 89844.5344 | 474790 | 0 | 0 | 0 | 0 | 0 | 416315.3798 | 0 | 0 | 0 | 0 | 0 | 0 | 0 | 0 | 0 | 0 | 0 | 0 | 0 | 0 | 0 | 0 | -37833.0366 | 30587.6125 | 0 | 0 | 0 | 0 | 0 | 0 | 0 | 0 | 0 | 0 | 0 | 0 | 0 | 0 | 0
2016-12-18 15:00 | 0 | 0 | 0 | 0 | 0 | 0 | 513903.0005 | 485275 | 0 | 0 | 0 | 0 | 144353.7197 | 300589.6605 | 0 | 0 | 0 | 0 | 0 | 0 | 0 | 0 | 0 | 0 | 0 | 0 | 0 | 0 | 0 | 0 | 144353.7197 | -115725.7193 | 0 | 0 | 0 | 0 | 0 | 0 | 0 | 0 | 0 | 0 | 0 | 0 | 0 | 0 | 0
2016-12-18 16:00 | 0 | 0 | 0 | 0 | 0 | 0 | 681497.5468 | 488225 | 0 | 0 | 0 | 0 | 280185.7297 | 358030.1973 | 0 | 0 | 0 | 0 | 0 | 0 | 0 | 0 | 0 | 0 | 0 | 0 | 0 | 0 | 0 | 0 | 135832.01 | 57440.5368 | 0 | 0 | 0 | 0 | 0 | 0 | 0 | 0 | 0 | 0 | 0 | 0 | 0 | 0 | 0
2016-12-18 17:00 | 0 | 0 | 0 | 0 | 0 | 0 | 657920.8209 | 487242 | 0 | 0 | 0 | 0 | 532184.0447 | 276710.7033 | 0 | 0 | 0 | 0 | 0 | 0 | 0 | 0 | 0 | 0 | 0 | 0 | 0 | 0 | 0 | 0 | 251998.3149 | -81319.494 | 0 | 0 | 0 | 0 | 0 | 0 | 0 | 0 | 0 | 0 | 0 | 0 | 0 | 0 | 0
2016-12-18 18:00 | 0 | 0 | 0 | 0 | 0 | 0 | 617041.177 | 484137 | 0 | 0 | 0 | 0 | 549362.5024 | 392436.4226 | 0 | 0 | 0 | 0 | 0 | 0 | 0 | 0 | 0 | 0 | 0 | 0 | 0 | 0 | 0 | 0 | 17178.4578 | 115725.7193 | 0 | 0 | 0 | 0 | 0 | 0 | 0 | 0 | 0 | 0 | 0 | 0 | 0 | 0 | 0
2016-12-18 19:00 | 0 | 0 | 0 | 0 | 0 | 0 | 599224.9286 | 480659 | 0 | 0 | 0 | 0 | 552202.7118 | 508162.1419 | 0 | 0 | 0 | 0 | 0 | 0 | 0 | 0 | 0 | 0 | 0 | 0 | 0 | 0 | 0 | 0 | 2840.2093 | 115725.7193 | 0 | 0 | 0 | 0 | 0 | 0 | 0 | 0 | 0 | 0 | 0 | 0 | 0 | 0 | 0
2016-12-18 20:00 | 0 | 0 | 0 | 0 | 0 | 231932.0464 | 615334.9878 | 479543 | 0 | 0 | 0 | 0 | 804201.0267 | 623887.8612 | 0 | 0 | 0 | 0 | 0 | 0 | 0 | 0 | 0 | 0 | 0 | 0 | 0 | 0 | 0 | 0 | 251998.3149 | 115725.7193 | 0 | 0 | 0 | 0 | 0 | 0 | 0 | 0 | 0 | 0 | 0 | 0 | 0 | 0 | 0
2016-12-18 21:00 | 0 | 0 | 0 | 0 | 0 | 0 | 645162.9252 | 486497 | 0 | 0 | 0 | 0 | 847141.2326 | 739613.5805 | 0 | 0 | 0 | 0 | 0 | 0 | 0 | 0 | 0 | 0 | 0 | 0 | 0 | 0 | 0 | 0 | 42940.2059 | 115725.7193 | 0 | 0 | 0 | 0 | 0 | 0 | 0 | 0 | 0 | 0 | 0 | 0 | 0 | 0 | 0
2016-12-18 22:00 | 0 | 0 | 0 | 0 | 0 | 0 | 597265.5741 | 505481 | 0 | 0 | 0 | 0 | 1054651.526 | 623887.8612 | 0 | 0 | 0 | 0 | 0 | 0 | 0 | 0 | 0 | 0 | 0 | 0 | 0 | 0 | 0 | 0 | 207510.2934 | -115725.7193 | 0 | 0 | 0 | 0 | 0 | 0 | 0 | 0 | 0 | 0 | 0 | 0 | 0 | 0 | 0
2016-12-18 23:00 | 0 | 0 | 0 | 0 | 0 | 0 | 228593.4204 | 525851 | 0 | 0 | 0 | 0 | 802653.2111 | 578628.5965 | 0 | 0 | 0 | 0 | 0 | 0 | 0 | 0 | 0 | 0 | 0 | 0 | 0 | 0 | 0 | 0 | -251998.3149 | -45259.2647 | 0 | 0 | 0 | 0 | 0 | 0 | 0 | 0 | 0 | 0 | 0 | 0 | 0 | 0 | 0
2016-12-19 | 0 | 0 | 0 | 0 | 0 | 497601.9577 | 2940.3752 | 537426 | 0 | 0 | 0 | 0 | 881495.2633 | 462902.8772 | 0 | 0 | 0 | 0 | 0 | 0 | 0 | 0 | 0 | 0 | 0 | 0 | 0 | 0 | 0 | 0 | 78842.0522 | -115725.7193 | 0 | 0 | 0 | 0 | 0 | 0 | 0 | 0 | 0 | 0 | 0 | 0 | 0 | 0 | 0
2016-12-19 01:00 | 0 | 0 | 0 | 0 | 0 | 174552.9658 | 0 | 542277 | 0 | 0 | 0 | 0 | 629496.9484 | 347177.1579 | 0 | 0 | 0 | 0 | 0 | 0 | 0 | 0 | 0 | 0 | 0 | 0 | 0 | 0 | 0 | 0 | -251998.3149 | -115725.7193 | 0 | 0 | 0 | 0 | 0 | 0 | 0 | 0 | 0 | 0 | 0 | 0 | 0 | 0 | 0
2016-12-19 02:00 | 0 | 0 | 0 | 0 | 0 | 538009.1437 | 0 | 534931 | 0 | 0 | 0 | 0 | 748300.8114 | 231451.4386 | 0 | 0 | 0 | 0 | 0 | 0 | 0 | 0 | 0 | 0 | 0 | 0 | 0 | 0 | 0 | 0 | 118803.863 | -115725.7193 | 0 | 0 | 0 | 0 | 0 | 0 | 0 | 0 | 0 | 0 | 0 | 0 | 0 | 0 | 0
2016-12-19 03:00 | 0 | 0 | 0 | 0 | 0 | 383367.4044 | 0 | 519640 | 0 | 0 | 0 | 0 | 496302.4965 | 347177.1579 | 0 | 0 | 0 | 0 | 0 | 0 | 0 | 0 | 0 | 0 | 0 | 0 | 0 | 0 | 0 | 0 | -251998.3149 | 115725.7193 | 0 | 0 | 0 | 0 | 0 | 0 | 0 | 0 | 0 | 0 | 0 | 0 | 0 | 0 | 0
2016-12-19 04:00 | 0 | 0 | 0 | 0 | 0 | 561489.1856 | 0 | 499938 | 0 | 0 | 0 | 0 | 673579.4014 | 231451.4386 | 0 | 0 | 0 | 0 | 0 | 0 | 0 | 0 | 0 | 0 | 0 | 0 | 0 | 0 | 0 | 0 | 177276.9049 | -115725.7193 | 0 | 0 | 0 | 0 | 0 | 0 | 0 | 0 | 0 | 0 | 0 | 0 | 0 | 0 | 0
2016-12-19 05:00 | 0 | 0 | 0 | 0 | 0 | 576109.936 | 0 | 481449 | 0 | 0 | 0 | 0 | 652514.6181 | 347177.1579 | 0 | 0 | 0 | 0 | 0 | 0 | 0 | 0 | 0 | 0 | 0 | 0 | 0 | 0 | 0 | 0 | -21064.7833 | 115725.7193 | 0 | 0 | 0 | 0 | 0 | 0 | 0 | 0 | 0 | 0 | 0 | 0 | 0 | 0 | 0
2016-12-19 06:00 | 0 | 0 | 0 | 0 | 0 | 100889.9658 | 0 | 468614 | 0 | 0 | 0 | 0 | 400516.3032 | 231451.4386 | 0 | 0 | 0 | 0 | 0 | 0 | 0 | 0 | 0 | 0 | 0 | 0 | 0 | 0 | 0 | 0 | -251998.3149 | -115725.7193 | 0 | 0 | 0 | 0 | 0 | 0 | 0 | 0 | 0 | 0 | 0 | 0 | 0 | 0 | 0
2016-12-19 07:00 | 0 | 0 | 0 | 0 | 0 | 590106.6136 | 0 | 461616 | 0 | 0 | 0 | 0 | 644732.6361 | 115725.7193 | 0 | 0 | 0 | 0 | 0 | 0 | 0 | 0 | 0 | 0 | 0 | 0 | 0 | 0 | 0 | 0 | 244216.3329 | -115725.7193 | 0 | 0 | 0 | 0 | 0 | 0 | 0 | 0 | 0 | 0 | 0 | 0 | 0 | 0 | 0
2016-12-19 08:00 | 0 | 0 | 0 | 0 | 0 | 323253.4044 | 0 | 459526 | 0 | 0 | 0 | 0 | 392734.3212 | 231451.4386 | 0 | 0 | 0 | 0 | 0 | 0 | 0 | 0 | 0 | 0 | 0 | 0 | 0 | 0 | 0 | 0 | -251998.3149 | 115725.7193 | 0 | 0 | 0 | 0 | 0 | 0 | 0 | 0 | 0 | 0 | 0 | 0 | 0 | 0 | 0
2016-12-19 09:00 | 0 | 0 | 0 | 0 | 0 | 583647.5438 | 0 | 463945 | 0 | 0 | 0 | 0 | 628162.5843 | 115725.7193 | 0 | 0 | 0 | 0 | 0 | 0 | 0 | 0 | 0 | 0 | 0 | 0 | 0 | 0 | 0 | 0 | 235428.2631 | -115725.7193 | 0 | 0 | 0 | 0 | 0 | 0 | 0 | 0 | 0 | 0 | 0 | 0 | 0 | 0 | 0
2016-12-19 10:00 | 0 | 0 | 0 | 0 | 0 | 112349.9658 | 0 | 480074 | 0 | 0 | 0 | 0 | 376164.2694 | 0 | 0 | 0 | 0 | 0 | 0 | 0 | 0 | 0 | 0 | 0 | 0 | 0 | 0 | 0 | 0 | 0 | -251998.3149 | -115725.7193 | 0 | 0 | 0 | 0 | 0 | 0 | 0 | 0 | 0 | 0 | 0 | 0 | 0 | 0 | 0
2016-12-19 11:00 | 0 | 0 | 0 | 0 | 0 | 572703.833 | 0 | 510834 | 0 | 0 | 0 | 0 | 322308.3831 | 115725.7193 | 0 | 0 | 0 | 0 | 0 | 0 | 0 | 0 | 0 | 0 | 0 | 0 | 0 | 0 | 0 | 0 | -53855.8863 | 115725.7193 | 0 | 0 | 0 | 0 | 0 | 0 | 0 | 0 | 0 | 0 | 0 | 0 | 0 | 0 | 0
2016-12-19 12:00 | 0 | 0 | 0 | 0 | 0 | 174575.9658 | 0 | 542300 | 0 | 0 | 0 | 0 | 70310.0682 | 0 | 0 | 0 | 0 | 0 | 0 | 0 | 0 | 0 | 0 | 0 | 0 | 0 | 0 | 0 | 0 | 0 | -251998.3149 | -115725.7193 | 0 | 0 | 0 | 0 | 0 | 0 | 0 | 0 | 0 | 0 | 0 | 0 | 0 | 0 | 0
2016-12-19 13:00 | 0 | 0 | 0 | 0 | 0 | 570789.3012 | 0 | 559266 | 0 | 0 | 0 | 0 | 0 | 81833.3694 | 0 | 0 | 0 | 0 | 0 | 0 | 0 | 0 | 0 | 0 | 0 | 0 | 0 | 0 | 0 | 0 | -70310.0682 | 81833.3694 | 0 | 0 | 0 | 0 | 0 | 0 | 0 | 0 | 0 | 0 | 0 | 0 | 0 | 0 | 0
2016-12-19 14:00 | 0 | 0 | 0 | 0 | 0 | 545869.839 | 36121.8759 | 565631 | 0 | 0 | 0 | 0 | 0 | 98194.0843 | 0 | 0 | 0 | 0 | 0 | 0 | 0 | 0 | 0 | 0 | 0 | 0 | 0 | 0 | 0 | 0 | 0 | 16360.7149 | 0 | 0 | 0 | 0 | 0 | 0 | 0 | 0 | 0 | 0 | 0 | 0 | 0 | 0 | 0
2016-12-19 15:00 | 0 | 0 | 0 | 0 | 0 | 455693.4571 | 455176.1414 | 563343 | 0 | 0 | 0 | 0 | 251998.3149 | 193722.3679 | 0 | 0 | 0 | 0 | 0 | 0 | 0 | 0 | 0 | 0 | 0 | 0 | 0 | 0 | 0 | 0 | 251998.3149 | 95528.2836 | 0 | 0 | 0 | 0 | 0 | 0 | 0 | 0 | 0 | 0 | 0 | 0 | 0 | 0 | 0
2016-12-19 16:00 | 0 | 0 | 0 | 0 | 0 | 303741.271 | 619453.7633 | 555471 | 0 | 0 | 0 | 0 | 503996.6299 | 309448.0872 | 0 | 0 | 0 | 0 | 0 | 0 | 0 | 0 | 0 | 0 | 0 | 0 | 0 | 0 | 0 | 0 | 251998.3149 | 115725.7193 | 0 | 0 | 0 | 0 | 0 | 0 | 0 | 0 | 0 | 0 | 0 | 0 | 0 | 0 | 0
2016-12-19 17:00 | 0 | 0 | 0 | 0 | 0 | 0 | 607989.7037 | 545422 | 0 | 0 | 0 | 0 | 450838.6143 | 425173.8065 | 0 | 0 | 0 | 0 | 0 | 0 | 0 | 0 | 0 | 0 | 0 | 0 | 0 | 0 | 0 | 0 | -53158.0156 | 115725.7193 | 0 | 0 | 0 | 0 | 0 | 0 | 0 | 0 | 0 | 0 | 0 | 0 | 0 | 0 | 0
2016-12-19 18:00 | 0 | 0 | 0 | 0 | 0 | 0 | 576427.5559 | 536491 | 0 | 0 | 0 | 0 | 606500.8895 | 309448.0872 | 0 | 0 | 0 | 0 | 0 | 0 | 0 | 0 | 0 | 0 | 0 | 0 | 0 | 0 | 0 | 0 | 155662.2752 | -115725.7193 | 0 | 0 | 0 | 0 | 0 | 0 | 0 | 0 | 0 | 0 | 0 | 0 | 0 | 0 | 0
2016-12-19 19:00 | 0 | 0 | 0 | 0 | 0 | 0 | 558549.9251 | 528857 | 0 | 0 | 0 | 0 | 520468.0953 | 425173.8065 | 0 | 0 | 0 | 0 | 0 | 0 | 0 | 0 | 0 | 0 | 0 | 0 | 0 | 0 | 0 | 0 | -86032.7942 | 115725.7193 | 0 | 0 | 0 | 0 | 0 | 0 | 0 | 0 | 0 | 0 | 0 | 0 | 0 | 0 | 0
2016-12-19 20:00 | 0 | 0 | 0 | 0 | 0 | 0 | 571589.1478 | 525223 | 0 | 0 | 0 | 0 | 451108.5238 | 540899.5258 | 0 | 0 | 0 | 0 | 0 | 0 | 0 | 0 | 0 | 0 | 0 | 0 | 0 | 0 | 0 | 0 | -69359.5715 | 115725.7193 | 0 | 0 | 0 | 0 | 0 | 0 | 0 | 0 | 0 | 0 | 0 | 0 | 0 | 0 | 0
2016-12-19 21:00 | 0 | 0 | 0 | 0 | 0 | 0 | 596873.6745 | 529043 | 0 | 0 | 0 | 0 | 634664.9176 | 425173.8065 | 0 | 0 | 0 | 0 | 0 | 0 | 0 | 0 | 0 | 0 | 0 | 0 | 0 | 0 | 0 | 0 | 183556.3938 | -115725.7193 | 0 | 0 | 0 | 0 | 0 | 0 | 0 | 0 | 0 | 0 | 0 | 0 | 0 | 0 | 0
2016-12-19 22:00 | 0 | 0 | 0 | 0 | 0 | 0 | 534037.3168 | 548076 | 0 | 0 | 0 | 0 | 736351.9537 | 309448.0872 | 0 | 0 | 0 | 0 | 0 | 0 | 0 | 0 | 0 | 0 | 0 | 0 | 0 | 0 | 0 | 0 | 101687.0361 | -115725.7193 | 0 | 0 | 0 | 0 | 0 | 0 | 0 | 0 | 0 | 0 | 0 | 0 | 0 | 0 | 0
2016-12-19 23:00 | 0 | 0 | 0 | 0 | 0 | 0 | 239007.7816 | 567860 | 0 | 0 | 0 | 0 | 523225.4546 | 193722.3679 | 0 | 0 | 0 | 0 | 0 | 0 | 0 | 0 | 0 | 0 | 0 | 0 | 0 | 0 | 0 | 0 | -213126.4991 | -115725.7193 | 0 | 0 | 0 | 0 | 0 | 0 | 0 | 0 | 0 | 0 | 0 | 0 | 0 | 0 | 0
2016-12-20 | 0 | 0 | 0 | 0 | 0 | 831970.452 | 3082.6272 | 576875 | 0 | 0 | 0 | 0 | 665677.8146 | 309448.0872 | 0 | 0 | 0 | 0 | 0 | 0 | 0 | 0 | 0 | 0 | 0 | 0 | 0 | 0 | 0 | 0 | 142452.36 | 115725.7193 | 0 | 0 | 0 | 0 | 0 | 0 | 0 | 0 | 0 | 0 | 0 | 0 | 0 | 0 | 0
2016-12-20 01:00 | 0 | 0 | 0 | 0 | 0 | 849372.1778 | 0 | 577523 | 0 | 0 | 0 | 0 | 821801.2731 | 425173.8065 | 0 | 0 | 0 | 0 | 0 | 0 | 0 | 0 | 0 | 0 | 0 | 0 | 0 | 0 | 0 | 0 | 156123.4585 | 115725.7193 | 0 | 0 | 0 | 0 | 0 | 0 | 0 | 0 | 0 | 0 | 0 | 0 | 0 | 0 | 0
2016-12-20 02:00 | 0 | 0 | 0 | 0 | 0 | 198547.9658 | 0 | 566272 | 0 | 0 | 0 | 0 | 569802.9581 | 309448.0872 | 0 | 0 | 0 | 0 | 0 | 0 | 0 | 0 | 0 | 0 | 0 | 0 | 0 | 0 | 0 | 0 | -251998.3149 | -115725.7193 | 0 | 0 | 0 | 0 | 0 | 0 | 0 | 0 | 0 | 0 | 0 | 0 | 0 | 0 | 0
2016-12-20 03:00 | 0 | 0 | 0 | 0 | 0 | 681883.5956 | 0 | 545611 | 0 | 0 | 0 | 0 | 821801.2731 | 193722.3679 | 0 | 0 | 0 | 0 | 0 | 0 | 0 | 0 | 0 | 0 | 0 | 0 | 0 | 0 | 0 | 0 | 251998.3149 | -115725.7193 | 0 | 0 | 0 | 0 | 0 | 0 | 0 | 0 | 0 | 0 | 0 | 0 | 0 | 0 | 0
2016-12-20 04:00 | 0 | 0 | 0 | 0 | 0 | 656975.5956 | 0 | 520703 | 0 | 0 | 0 | 0 | 1073799.588 | 77996.6486 | 0 | 0 | 0 | 0 | 0 | 0 | 0 | 0 | 0 | 0 | 0 | 0 | 0 | 0 | 0 | 0 | 251998.3149 | -115725.7193 | 0 | 0 | 0 | 0 | 0 | 0 | 0 | 0 | 0 | 0 | 0 | 0 | 0 | 0 | 0
2016-12-20 05:00 | 0 | 0 | 0 | 0 | 0 | 362329.4044 | 0 | 498602 | 0 | 0 | 0 | 0 | 821801.2731 | 193722.3679 | 0 | 0 | 0 | 0 | 0 | 0 | 0 | 0 | 0 | 0 | 0 | 0 | 0 | 0 | 0 | 0 | -251998.3149 | 115725.7193 | 0 | 0 | 0 | 0 | 0 | 0 | 0 | 0 | 0 | 0 | 0 | 0 | 0 | 0 | 0
2016-12-20 06:00 | 0 | 0 | 0 | 0 | 0 | 848662.0342 | 0 | 480938 | 0 | 0 | 0 | 0 | 1073799.588 | 309448.0872 | 0 | 0 | 0 | 0 | 0 | 0 | 0 | 0 | 0 | 0 | 0 | 0 | 0 | 0 | 0 | 0 | 251998.3149 | 115725.7193 | 0 | 0 | 0 | 0 | 0 | 0 | 0 | 0 | 0 | 0 | 0 | 0 | 0 | 0 | 0
2016-12-20 07:00 | 0 | 0 | 0 | 0 | 0 | 103099.9658 | 0 | 470824 | 0 | 0 | 0 | 0 | 821801.2731 | 193722.3679 | 0 | 0 | 0 | 0 | 0 | 0 | 0 | 0 | 0 | 0 | 0 | 0 | 0 | 0 | 0 | 0 | -251998.3149 | -115725.7193 | 0 | 0 | 0 | 0 | 0 | 0 | 0 | 0 | 0 | 0 | 0 | 0 | 0 | 0 | 0
2016-12-20 08:00 | 0 | 0 | 0 | 0 | 0 | 330826.4044 | 0 | 467099 | 0 | 0 | 0 | 0 | 569802.9581 | 309448.0872 | 0 | 0 | 0 | 0 | 0 | 0 | 0 | 0 | 0 | 0 | 0 | 0 | 0 | 0 | 0 | 0 | -251998.3149 | 115725.7193 | 0 | 0 | 0 | 0 | 0 | 0 | 0 | 0 | 0 | 0 | 0 | 0 | 0 | 0 | 0
2016-12-20 09:00 | 0 | 0 | 0 | 0 | 0 | 606769.5956 | 0 | 470497 | 0 | 0 | 0 | 0 | 821801.2731 | 193722.3679 | 0 | 0 | 0 | 0 | 0 | 0 | 0 | 0 | 0 | 0 | 0 | 0 | 0 | 0 | 0 | 0 | 251998.3149 | -115725.7193 | 0 | 0 | 0 | 0 | 0 | 0 | 0 | 0 | 0 | 0 | 0 | 0 | 0 | 0 | 0
2016-12-20 10:00 | 0 | 0 | 0 | 0 | 0 | 347100.4044 | 0 | 483373 | 0 | 0 | 0 | 0 | 569802.9581 | 309448.0872 | 0 | 0 | 0 | 0 | 0 | 0 | 0 | 0 | 0 | 0 | 0 | 0 | 0 | 0 | 0 | 0 | -251998.3149 | 115725.7193 | 0 | 0 | 0 | 0 | 0 | 0 | 0 | 0 | 0 | 0 | 0 | 0 | 0 | 0 | 0
2016-12-20 11:00 | 0 | 0 | 0 | 0 | 0 | 141931.9658 | 0 | 509656 | 0 | 0 | 0 | 0 | 317804.6432 | 193722.3679 | 0 | 0 | 0 | 0 | 0 | 0 | 0 | 0 | 0 | 0 | 0 | 0 | 0 | 0 | 0 | 0 | -251998.3149 | -115725.7193 | 0 | 0 | 0 | 0 | 0 | 0 | 0 | 0 | 0 | 0 | 0 | 0 | 0 | 0 | 0
2016-12-20 12:00 | 0 | 0 | 0 | 0 | 0 | 169585.9658 | 0 | 537310 | 0 | 0 | 0 | 0 | 65806.3283 | 77996.6486 | 0 | 0 | 0 | 0 | 0 | 0 | 0 | 0 | 0 | 0 | 0 | 0 | 0 | 0 | 0 | 0 | -251998.3149 | -115725.7193 | 0 | 0 | 0 | 0 | 0 | 0 | 0 | 0 | 0 | 0 | 0 | 0 | 0 | 0 | 0
2016-12-20 13:00 | 0 | 0 | 0 | 0 | 0 | 771236.0573 | 0 | 547315 | 0 | 0 | 0 | 0 | 251998.3149 | 115725.7193 | 0 | 0 | 0 | 0 | 0 | 0 | 0 | 0 | 0 | 0 | 0 | 0 | 0 | 0 | 0 | 0 | 186191.9867 | 37729.0707 | 0 | 0 | 0 | 0 | 0 | 0 | 0 | 0 | 0 | 0 | 0 | 0 | 0 | 0 | 0
2016-12-20 14:00 | 0 | 0 | 0 | 0 | 0 | 138563.9239 | 39706.0418 | 545994 | 0 | 0 | 0 | 0 | 0 | 0 | 0 | 0 | 0 | 0 | 0 | 0 | 0 | 0 | 0 | 0 | 0 | 0 | 0 | 0 | 0 | 0 | -251998.3149 | -115725.7193 | 0 | 0 | 0 | 0 | 0 | 0 | 0 | 0 | 0 | 0 | 0 | 0 | 0 | 0 | 0
2016-12-20 15:00 | 0 | 0 | 0 | 0 | 0 | 86940.3613 | 450957.6387 | 537898 | 0 | 0 | 0 | 0 | 0 | 0 | 0 | 0 | 0 | 0 | 0 | 0 | 0 | 0 | 0 | 0 | 0 | 0 | 0 | 0 | 0 | 0 | 0 | 0 | 0 | 0 | 0 | 0 | 0 | 0 | 0 | 0 | 0 | 0 | 0 | 0 | 0 | 0 | 0
2016-12-20 16:00 | 0 | 0 | 0 | 0 | 0 | 0 | 613108.6329 | 525586 | 0 | 0 | 0 | 0 | 13533.5785 | 73989.0544 | 0 | 0 | 0 | 0 | 0 | 0 | 0 | 0 | 0 | 0 | 0 | 0 | 0 | 0 | 0 | 0 | 13533.5785 | 73989.0544 | 0 | 0 | 0 | 0 | 0 | 0 | 0 | 0 | 0 | 0 | 0 | 0 | 0 | 0 | 0
2016-12-20 17:00 | 0 | 0 | 0 | 0 | 0 | 0 | 613659.1408 | 511467 | 0 | 0 | 0 | 0 | 0 | 189714.7737 | 0 | 0 | 0 | 0 | 0 | 0 | 0 | 0 | 0 | 0 | 0 | 0 | 0 | 0 | 0 | 0 | -13533.5785 | 115725.7193 | 0 | 0 | 0 | 0 | 0 | 0 | 0 | 0 | 0 | 0 | 0 | 0 | 0 | 0 | 0
2016-12-20 18:00 | 0 | 0 | 0 | 0 | 0 | 0 | 571623.1911 | 499927 | 0 | 0 | 0 | 0 | 0 | 261410.9648 | 0 | 0 | 0 | 0 | 0 | 0 | 0 | 0 | 0 | 0 | 0 | 0 | 0 | 0 | 0 | 0 | 0 | 71696.1911 | 0 | 0 | 0 | 0 | 0 | 0 | 0 | 0 | 0 | 0 | 0 | 0 | 0 | 0 | 0
2016-12-20 19:00 | 0 | 0 | 0 | 0 | 0 | 0 | 546690.6505 | 491141 | 0 | 0 | 0 | 0 | 171275.3698 | 145685.2455 | 0 | 0 | 0 | 0 | 0 | 0 | 0 | 0 | 0 | 0 | 0 | 0 | 0 | 0 | 0 | 0 | 171275.3698 | -115725.7193 | 0 | 0 | 0 | 0 | 0 | 0 | 0 | 0 | 0 | 0 | 0 | 0 | 0 | 0 | 0
2016-12-20 20:00 | 0 | 0 | 0 | 0 | 0 | 0 | 555762.9451 | 486462 | 0 | 0 | 0 | 0 | 154810.1218 | 231451.4386 | 0 | 0 | 0 | 0 | 0 | 0 | 0 | 0 | 0 | 0 | 0 | 0 | 0 | 0 | 0 | 0 | -16465.248 | 85766.1931 | 0 | 0 | 0 | 0 | 0 | 0 | 0 | 0 | 0 | 0 | 0 | 0 | 0 | 0 | 0
2016-12-20 21:00 | 0 | 0 | 0 | 0 | 0 | 0 | 561578.152 | 490003 | 0 | 0 | 0 | 0 | 110659.5544 | 347177.1579 | 0 | 0 | 0 | 0 | 0 | 0 | 0 | 0 | 0 | 0 | 0 | 0 | 0 | 0 | 0 | 0 | -44150.5673 | 115725.7193 | 0 | 0 | 0 | 0 | 0 | 0 | 0 | 0 | 0 | 0 | 0 | 0 | 0 | 0 | 0
2016-12-20 22:00 | 0 | 0 | 0 | 0 | 0 | 159312.262 | 472202.1723 | 509653 | 0 | 0 | 0 | 0 | 348246.708 | 231451.4386 | 0 | 0 | 0 | 0 | 0 | 0 | 0 | 0 | 0 | 0 | 0 | 0 | 0 | 0 | 0 | 0 | 237587.1536 | -115725.7193 | 0 | 0 | 0 | 0 | 0 | 0 | 0 | 0 | 0 | 0 | 0 | 0 | 0 | 0 | 0
2016-12-20 23:00 | 0 | 0 | 0 | 0 | 0 | 2555.7881 | 159070.1777 | 529350 | 0 | 0 | 0 | 0 | 96248.3931 | 115725.7193 | 0 | 0 | 0 | 0 | 0 | 0 | 0 | 0 | 0 | 0 | 0 | 0 | 0 | 0 | 0 | 0 | -251998.3149 | -115725.7193 | 0 | 0 | 0 | 0 | 0 | 0 | 0 | 0 | 0 | 0 | 0 | 0 | 0 | 0 | 0
2016-12-21 | 0 | 0 | 0 | 0 | 0 | 575974.0086 | 3125.1939 | 539075 | 0 | 0 | 0 | 0 | 251998.3149 | 0 | 0 | 0 | 0 | 0 | 0 | 0 | 0 | 0 | 0 | 0 | 0 | 0 | 0 | 0 | 0 | 0 | 155749.9219 | -115725.7193 | 0 | 0 | 0 | 0 | 0 | 0 | 0 | 0 | 0 | 0 | 0 | 0 | 0 | 0 | 0
2016-12-21 01:00 | 0 | 0 | 0 | 0 | 0 | 405349.4044 | 0 | 541622 | 0 | 0 | 0 | 0 | 0 | 115725.7193 | 0 | 0 | 0 | 0 | 0 | 0 | 0 | 0 | 0 | 0 | 0 | 0 | 0 | 0 | 0 | 0 | -251998.3149 | 115725.7193 | 0 | 0 | 0 | 0 | 0 | 0 | 0 | 0 | 0 | 0 | 0 | 0 | 0 | 0 | 0
2016-12-21 02:00 | 0 | 0 | 0 | 0 | 0 | 654888.2668 | 0 | 532200 | 0 | 0 | 0 | 0 | 238413.9861 | 0 | 0 | 0 | 0 | 0 | 0 | 0 | 0 | 0 | 0 | 0 | 0 | 0 | 0 | 0 | 0 | 0 | 238413.9861 | -115725.7193 | 0 | 0 | 0 | 0 | 0 | 0 | 0 | 0 | 0 | 0 | 0 | 0 | 0 | 0 | 0
2016-12-21 03:00 | 0 | 0 | 0 | 0 | 0 | 692366.3327 | 0 | 513573 | 0 | 0 | 0 | 0 | 301481.5996 | 115725.7193 | 0 | 0 | 0 | 0 | 0 | 0 | 0 | 0 | 0 | 0 | 0 | 0 | 0 | 0 | 0 | 0 | 63067.6134 | 115725.7193 | 0 | 0 | 0 | 0 | 0 | 0 | 0 | 0 | 0 | 0 | 0 | 0 | 0 | 0 | 0
2016-12-21 04:00 | 0 | 0 | 0 | 0 | 0 | 709534.1603 | 0 | 490567 | 0 | 0 | 0 | 0 | 404723.0406 | 231451.4386 | 0 | 0 | 0 | 0 | 0 | 0 | 0 | 0 | 0 | 0 | 0 | 0 | 0 | 0 | 0 | 0 | 103241.441 | 115725.7193 | 0 | 0 | 0 | 0 | 0 | 0 | 0 | 0 | 0 | 0 | 0 | 0 | 0 | 0 | 0
2016-12-21 05:00 | 0 | 0 | 0 | 0 | 0 | 533370.2301 | 0 | 468962 | 0 | 0 | 0 | 0 | 353405.5514 | 347177.1579 | 0 | 0 | 0 | 0 | 0 | 0 | 0 | 0 | 0 | 0 | 0 | 0 | 0 | 0 | 0 | 0 | -51317.4891 | 115725.7193 | 0 | 0 | 0 | 0 | 0 | 0 | 0 | 0 | 0 | 0 | 0 | 0 | 0 | 0 | 0
2016-12-21 06:00 | 0 | 0 | 0 | 0 | 0 | 590068.5956 | 0 | 453796 | 0 | 0 | 0 | 0 | 605403.8663 | 231451.4386 | 0 | 0 | 0 | 0 | 0 | 0 | 0 | 0 | 0 | 0 | 0 | 0 | 0 | 0 | 0 | 0 | 251998.3149 | -115725.7193 | 0 | 0 | 0 | 0 | 0 | 0 | 0 | 0 | 0 | 0 | 0 | 0 | 0 | 0 | 0
2016-12-21 07:00 | 0 | 0 | 0 | 0 | 0 | 711494.7978 | 0 | 445178 | 0 | 0 | 0 | 0 | 755994.9448 | 347177.1579 | 0 | 0 | 0 | 0 | 0 | 0 | 0 | 0 | 0 | 0 | 0 | 0 | 0 | 0 | 0 | 0 | 150591.0785 | 115725.7193 | 0 | 0 | 0 | 0 | 0 | 0 | 0 | 0 | 0 | 0 | 0 | 0 | 0 | 0 | 0
2016-12-21 08:00 | 0 | 0 | 0 | 0 | 0 | 74155.9658 | 0 | 441880 | 0 | 0 | 0 | 0 | 503996.6299 | 231451.4386 | 0 | 0 | 0 | 0 | 0 | 0 | 0 | 0 | 0 | 0 | 0 | 0 | 0 | 0 | 0 | 0 | -251998.3149 | -115725.7193 | 0 | 0 | 0 | 0 | 0 | 0 | 0 | 0 | 0 | 0 | 0 | 0 | 0 | 0 | 0
2016-12-21 09:00 | 0 | 0 | 0 | 0 | 0 | 580680.5956 | 0 | 444408 | 0 | 0 | 0 | 0 | 755994.9448 | 115725.7193 | 0 | 0 | 0 | 0 | 0 | 0 | 0 | 0 | 0 | 0 | 0 | 0 | 0 | 0 | 0 | 0 | 251998.3149 | -115725.7193 | 0 | 0 | 0 | 0 | 0 | 0 | 0 | 0 | 0 | 0 | 0 | 0 | 0 | 0 | 0
2016-12-21 10:00 | 0 | 0 | 0 | 0 | 0 | 320353.4044 | 0 | 456626 | 0 | 0 | 0 | 0 | 503996.6299 | 231451.4386 | 0 | 0 | 0 | 0 | 0 | 0 | 0 | 0 | 0 | 0 | 0 | 0 | 0 | 0 | 0 | 0 | -251998.3149 | 115725.7193 | 0 | 0 | 0 | 0 | 0 | 0 | 0 | 0 | 0 | 0 | 0 | 0 | 0 | 0 | 0
2016-12-21 11:00 | 0 | 0 | 0 | 0 | 0 | 116086.9658 | 0 | 483811 | 0 | 0 | 0 | 0 | 251998.3149 | 115725.7193 | 0 | 0 | 0 | 0 | 0 | 0 | 0 | 0 | 0 | 0 | 0 | 0 | 0 | 0 | 0 | 0 | -251998.3149 | -115725.7193 | 0 | 0 | 0 | 0 | 0 | 0 | 0 | 0 | 0 | 0 | 0 | 0 | 0 | 0 | 0
2016-12-21 12:00 | 0 | 0 | 0 | 0 | 0 | 142561.9658 | 0 | 510286 | 0 | 0 | 0 | 0 | 0 | 2.9104e-11 | 0 | 0 | 0 | 0 | 0 | 0 | 0 | 0 | 0 | 0 | 0 | 0 | 0 | 0 | 0 | 0 | -251998.3149 | -115725.7193 | 0 | 0 | 0 | 0 | 0 | 0 | 0 | 0 | 0 | 0 | 0 | 0 | 0 | 0 | 0
2016-12-21 13:00 | 0 | 0 | 0 | 0 | 0 | 775516.3026 | 0 | 520079 | 0 | 0 | 0 | 0 | 139711.5833 | 115725.7193 | 0 | 0 | 0 | 0 | 0 | 0 | 0 | 0 | 0 | 0 | 0 | 0 | 0 | 0 | 0 | 0 | 139711.5833 | 115725.7193 | 0 | 0 | 0 | 0 | 0 | 0 | 0 | 0 | 0 | 0 | 0 | 0 | 0 | 0 | 0
2016-12-21 14:00 | 0 | 0 | 0 | 0 | 0 | 711982.7998 | 35718.6698 | 517715 | 0 | 0 | 0 | 0 | 253972.3335 | 231451.4386 | 0 | 0 | 0 | 0 | 0 | 0 | 0 | 0 | 0 | 0 | 0 | 0 | 0 | 0 | 0 | 0 | 114260.7503 | 115725.7193 | 0 | 0 | 0 | 0 | 0 | 0 | 0 | 0 | 0 | 0 | 0 | 0 | 0 | 0 | 0
2016-12-21 15:00 | 0 | 0 | 0 | 0 | 0 | 560866.0892 | 179152.0983 | 509230 | 0 | 0 | 0 | 0 | 369034.8017 | 347177.1579 | 0 | 0 | 0 | 0 | 0 | 0 | 0 | 0 | 0 | 0 | 0 | 0 | 0 | 0 | 0 | 0 | 115062.4682 | 115725.7193 | 0 | 0 | 0 | 0 | 0 | 0 | 0 | 0 | 0 | 0 | 0 | 0 | 0 | 0 | 0
2016-12-21 16:00 | 0 | 0 | 0 | 0 | 0 | 0 | 322097.5832 | 497804 | 0 | 0 | 0 | 0 | 117036.4868 | 423469.0561 | 0 | 0 | 0 | 0 | 0 | 0 | 0 | 0 | 0 | 0 | 0 | 0 | 0 | 0 | 0 | 0 | -251998.3149 | 76291.8982 | 0 | 0 | 0 | 0 | 0 | 0 | 0 | 0 | 0 | 0 | 0 | 0 | 0 | 0 | 0
2016-12-21 17:00 | 0 | 0 | 0 | 0 | 0 | 467919.3202 | 385691.7141 | 485887 | 0 | 0 | 0 | 0 | 369034.8017 | 539194.7754 | 0 | 0 | 0 | 0 | 0 | 0 | 0 | 0 | 0 | 0 | 0 | 0 | 0 | 0 | 0 | 0 | 251998.3149 | 115725.7193 | 0 | 0 | 0 | 0 | 0 | 0 | 0 | 0 | 0 | 0 | 0 | 0 | 0 | 0 | 0
2016-12-21 18:00 | 0 | 0 | 0 | 0 | 0 | 0 | 398232.6182 | 475256 | 0 | 0 | 0 | 0 | 176285.7006 | 654920.4946 | 0 | 0 | 0 | 0 | 0 | 0 | 0 | 0 | 0 | 0 | 0 | 0 | 0 | 0 | 0 | 0 | -192749.1011 | 115725.7193 | 0 | 0 | 0 | 0 | 0 | 0 | 0 | 0 | 0 | 0 | 0 | 0 | 0 | 0 | 0
2016-12-21 19:00 | 0 | 0 | 0 | 0 | 0 | 437502.9681 | 397245.0661 | 467024 | 0 | 0 | 0 | 0 | 428284.0156 | 770646.2139 | 0 | 0 | 0 | 0 | 0 | 0 | 0 | 0 | 0 | 0 | 0 | 0 | 0 | 0 | 0 | 0 | 251998.3149 | 115725.7193 | 0 | 0 | 0 | 0 | 0 | 0 | 0 | 0 | 0 | 0 | 0 | 0 | 0 | 0 | 0
2016-12-21 20:00 | 0 | 0 | 0 | 0 | 0 | 0 | 398739.392 | 464161 | 0 | 0 | 0 | 0 | 247136.6883 | 886371.9332 | 0 | 0 | 0 | 0 | 0 | 0 | 0 | 0 | 0 | 0 | 0 | 0 | 0 | 0 | 0 | 0 | -181147.3273 | 115725.7193 | 0 | 0 | 0 | 0 | 0 | 0 | 0 | 0 | 0 | 0 | 0 | 0 | 0 | 0 | 0
2016-12-21 21:00 | 0 | 0 | 0 | 0 | 0 | 0 | 382390.5517 | 469351 | 0 | 0 | 0 | 0 | 251998.3149 | 794549.8583 | 0 | 0 | 0 | 0 | 0 | 0 | 0 | 0 | 0 | 0 | 0 | 0 | 0 | 0 | 0 | 0 | 4861.6267 | -91822.075 | 0 | 0 | 0 | 0 | 0 | 0 | 0 | 0 | 0 | 0 | 0 | 0 | 0 | 0 | 0
2016-12-21 22:00 | 0 | 0 | 0 | 0 | 0 | 0 | 316884.0415 | 486513 | 0 | 0 | 0 | 0 | 0 | 876919.2147 | 0 | 0 | 0 | 0 | 0 | 0 | 0 | 0 | 0 | 0 | 0 | 0 | 0 | 0 | 0 | 0 | -251998.3149 | 82369.3564 | 0 | 0 | 0 | 0 | 0 | 0 | 0 | 0 | 0 | 0 | 0 | 0 | 0 | 0 | 0
2016-12-21 23:00 | 0 | 0 | 0 | 0 | 0 | 755981.0921 | 114172.9421 | 502430 | 0 | 0 | 0 | 0 | 251998.3149 | 992644.934 | 0 | 0 | 0 | 0 | 0 | 0 | 0 | 0 | 0 | 0 | 0 | 0 | 0 | 0 | 0 | 0 | 251998.3149 | 115725.7193 | 0 | 0 | 0 | 0 | 0 | 0 | 0 | 0 | 0 | 0 | 0 | 0 | 0 | 0 | 0
2016-12-22 | 0 | 0 | 0 | 0 | 0 | 452597.3222 | 1270.4497 | 509163 | 0 | 0 | 0 | 0 | 80977.3676 | 1108370.6533 | 0 | 0 | 0 | 0 | 0 | 0 | 0 | 0 | 0 | 0 | 0 | 0 | 0 | 0 | 0 | 0 | -171020.9474 | 115725.7193 | 0 | 0 | 0 | 0 | 0 | 0 | 0 | 0 | 0 | 0 | 0 | 0 | 0 | 0 | 0
2016-12-22 01:00 | 0 | 0 | 0 | 0 | 0 | 801818.689 | 0 | 509868 | 0 | 0 | 0 | 0 | 332975.6825 | 1148323.0273 | 0 | 0 | 0 | 0 | 0 | 0 | 0 | 0 | 0 | 0 | 0 | 0 | 0 | 0 | 0 | 0 | 251998.3149 | 39952.374 | 0 | 0 | 0 | 0 | 0 | 0 | 0 | 0 | 0 | 0 | 0 | 0 | 0 | 0 | 0
2016-12-22 02:00 | 0 | 0 | 0 | 0 | 0 | 789326.534 | 0 | 500571 | 0 | 0 | 0 | 0 | 506005.4973 | 1264048.7466 | 0 | 0 | 0 | 0 | 0 | 0 | 0 | 0 | 0 | 0 | 0 | 0 | 0 | 0 | 0 | 0 | 173029.8147 | 115725.7193 | 0 | 0 | 0 | 0 | 0 | 0 | 0 | 0 | 0 | 0 | 0 | 0 | 0 | 0 | 0
2016-12-22 03:00 | 0 | 0 | 0 | 0 | 0 | 115152.9658 | 0 | 482877 | 0 | 0 | 0 | 0 | 254007.1823 | 1148323.0273 | 0 | 0 | 0 | 0 | 0 | 0 | 0 | 0 | 0 | 0 | 0 | 0 | 0 | 0 | 0 | 0 | -251998.3149 | -115725.7193 | 0 | 0 | 0 | 0 | 0 | 0 | 0 | 0 | 0 | 0 | 0 | 0 | 0 | 0 | 0
2016-12-22 04:00 | 0 | 0 | 0 | 0 | 0 | 761901.0606 | 0 | 460330 | 0 | 0 | 0 | 0 | 506005.4973 | 1197895.7729 | 0 | 0 | 0 | 0 | 0 | 0 | 0 | 0 | 0 | 0 | 0 | 0 | 0 | 0 | 0 | 0 | 251998.3149 | 49572.7456 | 0 | 0 | 0 | 0 | 0 | 0 | 0 | 0 | 0 | 0 | 0 | 0 | 0 | 0 | 0
2016-12-22 05:00 | 0 | 0 | 0 | 0 | 0 | 737625.3207 | 0 | 440070 | 0 | 0 | 0 | 0 | 687835.0987 | 1313621.4922 | 0 | 0 | 0 | 0 | 0 | 0 | 0 | 0 | 0 | 0 | 0 | 0 | 0 | 0 | 0 | 0 | 181829.6014 | 115725.7193 | 0 | 0 | 0 | 0 | 0 | 0 | 0 | 0 | 0 | 0 | 0 | 0 | 0 | 0 | 0
2016-12-22 06:00 | 0 | 0 | 0 | 0 | 0 | 55465.9658 | 0 | 423190 | 0 | 0 | 0 | 0 | 435836.7837 | 1197895.7729 | 0 | 0 | 0 | 0 | 0 | 0 | 0 | 0 | 0 | 0 | 0 | 0 | 0 | 0 | 0 | 0 | -251998.3149 | -115725.7193 | 0 | 0 | 0 | 0 | 0 | 0 | 0 | 0 | 0 | 0 | 0 | 0 | 0 | 0 | 0
2016-12-22 07:00 | 0 | 0 | 0 | 0 | 0 | 548270.5956 | 0 | 411998 | 0 | 0 | 0 | 0 | 687835.0987 | 1082170.0536 | 0 | 0 | 0 | 0 | 0 | 0 | 0 | 0 | 0 | 0 | 0 | 0 | 0 | 0 | 0 | 0 | 251998.3149 | -115725.7193 | 0 | 0 | 0 | 0 | 0 | 0 | 0 | 0 | 0 | 0 | 0 | 0 | 0 | 0 | 0
2016-12-22 08:00 | 0 | 0 | 0 | 0 | 0 | 270161.4044 | 0 | 406434 | 0 | 0 | 0 | 0 | 435836.7837 | 1197895.7729 | 0 | 0 | 0 | 0 | 0 | 0 | 0 | 0 | 0 | 0 | 0 | 0 | 0 | 0 | 0 | 0 | -251998.3149 | 115725.7193 | 0 | 0 | 0 | 0 | 0 | 0 | 0 | 0 | 0 | 0 | 0 | 0 | 0 | 0 | 0
2016-12-22 09:00 | 0 | 0 | 0 | 0 | 0 | 39928.9658 | 0 | 407653 | 0 | 0 | 0 | 0 | 183838.4688 | 1082170.0536 | 0 | 0 | 0 | 0 | 0 | 0 | 0 | 0 | 0 | 0 | 0 | 0 | 0 | 0 | 0 | 0 | -251998.3149 | -115725.7193 | 0 | 0 | 0 | 0 | 0 | 0 | 0 | 0 | 0 | 0 | 0 | 0 | 0 | 0 | 0
2016-12-22 10:00 | 0 | 0 | 0 | 0 | 0 | 601608.5655 | 0 | 417723 | 0 | 0 | 0 | 0 | 251998.3149 | 1197895.7729 | 0 | 0 | 0 | 0 | 0 | 0 | 0 | 0 | 0 | 0 | 0 | 0 | 0 | 0 | 0 | 0 | 68159.8462 | 115725.7193 | 0 | 0 | 0 | 0 | 0 | 0 | 0 | 0 | 0 | 0 | 0 | 0 | 0 | 0 | 0
2016-12-22 11:00 | 0 | 0 | 0 | 0 | 0 | 305065.4044 | 0 | 441338 | 0 | 0 | 0 | 0 | 0 | 1313621.4922 | 0 | 0 | 0 | 0 | 0 | 0 | 0 | 0 | 0 | 0 | 0 | 0 | 0 | 0 | 0 | 0 | -251998.3149 | 115725.7193 | 0 | 0 | 0 | 0 | 0 | 0 | 0 | 0 | 0 | 0 | 0 | 0 | 0 | 0 | 0
2016-12-22 12:00 | 0 | 0 | 0 | 0 | 0 | 516898.2897 | 0 | 468480 | 0 | 0 | 0 | 0 | 164144.009 | 1197895.7729 | 0 | 0 | 0 | 0 | 0 | 0 | 0 | 0 | 0 | 0 | 0 | 0 | 0 | 0 | 0 | 0 | 164144.009 | -115725.7193 | 0 | 0 | 0 | 0 | 0 | 0 | 0 | 0 | 0 | 0 | 0 | 0 | 0 | 0 | 0
2016-12-22 13:00 | 0 | 0 | 0 | 0 | 0 | 482249.3458 | 0 | 481338 | 0 | 0 | 0 | 0 | 280781.0741 | 1082170.0536 | 0 | 0 | 0 | 0 | 0 | 0 | 0 | 0 | 0 | 0 | 0 | 0 | 0 | 0 | 0 | 0 | 116637.0651 | -115725.7193 | 0 | 0 | 0 | 0 | 0 | 0 | 0 | 0 | 0 | 0 | 0 | 0 | 0 | 0 | 0
2016-12-22 14:00 | 0 | 0 | 0 | 0 | 0 | 417379.4129 | 19824.8803 | 484535 | 0 | 0 | 0 | 0 | 117724.6479 | 1197895.7729 | 0 | 0 | 0 | 0 | 0 | 0 | 0 | 0 | 0 | 0 | 0 | 0 | 0 | 0 | 0 | 0 | -163056.4261 | 115725.7193 | 0 | 0 | 0 | 0 | 0 | 0 | 0 | 0 | 0 | 0 | 0 | 0 | 0 | 0 | 0
2016-12-22 15:00 | 0 | 0 | 0 | 0 | 0 | 347172.2672 | 95395.0294 | 482772 | 0 | 0 | 0 | 0 | 0 | 1275415.7174 | 0 | 0 | 0 | 0 | 0 | 0 | 0 | 0 | 0 | 0 | 0 | 0 | 0 | 0 | 0 | 0 | -117724.6479 | 77519.9445 | 0 | 0 | 0 | 0 | 0 | 0 | 0 | 0 | 0 | 0 | 0 | 0 | 0 | 0 | 0
2016-12-22 16:00 | 0 | 0 | 0 | 0 | 0 | 261713.7068 | 233124.289 | 476519 | 0 | 0 | 0 | 0 | 0 | 1293734.7132 | 0 | 0 | 0 | 0 | 0 | 0 | 0 | 0 | 0 | 0 | 0 | 0 | 0 | 0 | 0 | 0 | 0 | 18318.9958 | 0 | 0 | 0 | 0 | 0 | 0 | 0 | 0 | 0 | 0 | 0 | 0 | 0 | 0 | 0
2016-12-22 17:00 | 0 | 0 | 0 | 0 | 0 | 222236.0994 | 314453.26 | 467884 | 0 | 0 | 0 | 0 | 0 | 1362540.0726 | 0 | 0 | 0 | 0 | 0 | 0 | 0 | 0 | 0 | 0 | 0 | 0 | 0 | 0 | 0 | 0 | 0 | 68805.3594 | 0 | 0 | 0 | 0 | 0 | 0 | 0 | 0 | 0 | 0 | 0 | 0 | 0 | 0 | 0
2016-12-22 18:00 | 0 | 0 | 0 | 0 | 0 | 230714.7748 | 351433.9116 | 460572 | 0 | 0 | 0 | 0 | 237302.4057 | 1246814.3533 | 0 | 0 | 0 | 0 | 0 | 0 | 0 | 0 | 0 | 0 | 0 | 0 | 0 | 0 | 0 | 0 | 237302.4057 | -115725.7193 | 0 | 0 | 0 | 0 | 0 | 0 | 0 | 0 | 0 | 0 | 0 | 0 | 0 | 0 | 0
2016-12-22 19:00 | 0 | 0 | 0 | 0 | 0 | 0 | 361104.8733 | 455456 | 0 | 0 | 0 | 0 | 258676.9983 | 1131088.634 | 0 | 0 | 0 | 0 | 0 | 0 | 0 | 0 | 0 | 0 | 0 | 0 | 0 | 0 | 0 | 0 | 21374.5926 | -115725.7193 | 0 | 0 | 0 | 0 | 0 | 0 | 0 | 0 | 0 | 0 | 0 | 0 | 0 | 0 | 0
2016-12-22 20:00 | 0 | 0 | 0 | 0 | 0 | 0 | 365021.7633 | 454145 | 0 | 0 | 0 | 0 | 53828.0423 | 1246814.3533 | 0 | 0 | 0 | 0 | 0 | 0 | 0 | 0 | 0 | 0 | 0 | 0 | 0 | 0 | 0 | 0 | -204848.956 | 115725.7193 | 0 | 0 | 0 | 0 | 0 | 0 | 0 | 0 | 0 | 0 | 0 | 0 | 0 | 0 | 0
2016-12-22 21:00 | 0 | 0 | 0 | 0 | 0 | 369805.9674 | 356066.249 | 459862 | 0 | 0 | 0 | 0 | 305826.3573 | 1260826.2548 | 0 | 0 | 0 | 0 | 0 | 0 | 0 | 0 | 0 | 0 | 0 | 0 | 0 | 0 | 0 | 0 | 251998.3149 | 14011.9015 | 0 | 0 | 0 | 0 | 0 | 0 | 0 | 0 | 0 | 0 | 0 | 0 | 0 | 0 | 0
2016-12-22 22:00 | 0 | 0 | 0 | 0 | 0 | 0 | 300614.3282 | 475102 | 0 | 0 | 0 | 0 | 239314.2158 | 1152850.7244 | 0 | 0 | 0 | 0 | 0 | 0 | 0 | 0 | 0 | 0 | 0 | 0 | 0 | 0 | 0 | 0 | -66512.1415 | -107975.5303 | 0 | 0 | 0 | 0 | 0 | 0 | 0 | 0 | 0 | 0 | 0 | 0 | 0 | 0 | 0
2016-12-22 23:00 | 0 | 0 | 0 | 0 | 0 | 0 | 136670.1723 | 489576 | 0 | 0 | 0 | 0 | 2134.1075 | 1037125.0051 | 0 | 0 | 0 | 0 | 0 | 0 | 0 | 0 | 0 | 0 | 0 | 0 | 0 | 0 | 0 | 0 | -237180.1084 | -115725.7193 | 0 | 0 | 0 | 0 | 0 | 0 | 0 | 0 | 0 | 0 | 0 | 0 | 0 | 0 | 0
2016-12-23 | 0 | 0 | 0 | 0 | 0 | 607700.2525 | 1689.3593 | 495798 | 0 | 0 | 0 | 0 | 0 | 1152850.7244 | 0 | 0 | 0 | 0 | 0 | 0 | 0 | 0 | 0 | 0 | 0 | 0 | 0 | 0 | 0 | 0 | -2134.1075 | 115725.7193 | 0 | 0 | 0 | 0 | 0 | 0 | 0 | 0 | 0 | 0 | 0 | 0 | 0 | 0 | 0
2016-12-23 01:00 | 0 | 0 | 0 | 0 | 0 | 613463.8065 | 0 | 497223 | 0 | 0 | 0 | 0 | 231966.5258 | 1037125.0051 | 0 | 0 | 0 | 0 | 0 | 0 | 0 | 0 | 0 | 0 | 0 | 0 | 0 | 0 | 0 | 0 | 231966.5258 | -115725.7193 | 0 | 0 | 0 | 0 | 0 | 0 | 0 | 0 | 0 | 0 | 0 | 0 | 0 | 0 | 0
2016-12-23 02:00 | 0 | 0 | 0 | 0 | 0 | 610103.9874 | 0 | 487588 | 0 | 0 | 0 | 0 | 238756.794 | 1152850.7244 | 0 | 0 | 0 | 0 | 0 | 0 | 0 | 0 | 0 | 0 | 0 | 0 | 0 | 0 | 0 | 0 | 6790.2681 | 115725.7193 | 0 | 0 | 0 | 0 | 0 | 0 | 0 | 0 | 0 | 0 | 0 | 0 | 0 | 0 | 0
2016-12-23 03:00 | 0 | 0 | 0 | 0 | 0 | 607090.1096 | 0 | 472798 | 0 | 0 | 0 | 0 | 488774.6228 | 1037125.0051 | 0 | 0 | 0 | 0 | 0 | 0 | 0 | 0 | 0 | 0 | 0 | 0 | 0 | 0 | 0 | 0 | 250017.8289 | -115725.7193 | 0 | 0 | 0 | 0 | 0 | 0 | 0 | 0 | 0 | 0 | 0 | 0 | 0 | 0 | 0
2016-12-23 04:00 | 0 | 0 | 0 | 0 | 0 | 607381.4115 | 0 | 451296 | 0 | 0 | 0 | 0 | 529134.3151 | 1152850.7244 | 0 | 0 | 0 | 0 | 0 | 0 | 0 | 0 | 0 | 0 | 0 | 0 | 0 | 0 | 0 | 0 | 40359.6922 | 115725.7193 | 0 | 0 | 0 | 0 | 0 | 0 | 0 | 0 | 0 | 0 | 0 | 0 | 0 | 0 | 0
2016-12-23 05:00 | 0 | 0 | 0 | 0 | 0 | 607252.7624 | 0 | 429186 | 0 | 0 | 0 | 0 | 781132.63 | 1078919.1719 | 0 | 0 | 0 | 0 | 0 | 0 | 0 | 0 | 0 | 0 | 0 | 0 | 0 | 0 | 0 | 0 | 251998.3149 | -73931.5526 | 0 | 0 | 0 | 0 | 0 | 0 | 0 | 0 | 0 | 0 | 0 | 0 | 0 | 0 | 0
2016-12-23 06:00 | 0 | 0 | 0 | 0 | 0 | 606508.0064 | 0 | 412910 | 0 | 0 | 0 | 0 | 859004.9171 | 1194644.8912 | 0 | 0 | 0 | 0 | 0 | 0 | 0 | 0 | 0 | 0 | 0 | 0 | 0 | 0 | 0 | 0 | 77872.2871 | 115725.7193 | 0 | 0 | 0 | 0 | 0 | 0 | 0 | 0 | 0 | 0 | 0 | 0 | 0 | 0 | 0
2016-12-23 07:00 | 0 | 0 | 0 | 0 | 0 | 33905.9658 | 0 | 401630 | 0 | 0 | 0 | 0 | 607006.6022 | 1078919.1719 | 0 | 0 | 0 | 0 | 0 | 0 | 0 | 0 | 0 | 0 | 0 | 0 | 0 | 0 | 0 | 0 | -251998.3149 | -115725.7193 | 0 | 0 | 0 | 0 | 0 | 0 | 0 | 0 | 0 | 0 | 0 | 0 | 0 | 0 | 0
2016-12-23 08:00 | 0 | 0 | 0 | 0 | 0 | 597743.4602 | 0 | 396314 | 0 | 0 | 0 | 0 | 859004.9171 | 1028350.3171 | 0 | 0 | 0 | 0 | 0 | 0 | 0 | 0 | 0 | 0 | 0 | 0 | 0 | 0 | 0 | 0 | 251998.3149 | -50568.8548 | 0 | 0 | 0 | 0 | 0 | 0 | 0 | 0 | 0 | 0 | 0 | 0 | 0 | 0 | 0
2016-12-23 09:00 | 0 | 0 | 0 | 0 | 0 | 261315.4044 | 0 | 397588 | 0 | 0 | 0 | 0 | 607006.6022 | 1144076.0364 | 0 | 0 | 0 | 0 | 0 | 0 | 0 | 0 | 0 | 0 | 0 | 0 | 0 | 0 | 0 | 0 | -251998.3149 | 115725.7193 | 0 | 0 | 0 | 0 | 0 | 0 | 0 | 0 | 0 | 0 | 0 | 0 | 0 | 0 | 0
2016-12-23 10:00 | 0 | 0 | 0 | 0 | 0 | 269670.4044 | 0 | 405943 | 0 | 0 | 0 | 0 | 355008.2872 | 1259801.7557 | 0 | 0 | 0 | 0 | 0 | 0 | 0 | 0 | 0 | 0 | 0 | 0 | 0 | 0 | 0 | 0 | -251998.3149 | 115725.7193 | 0 | 0 | 0 | 0 | 0 | 0 | 0 | 0 | 0 | 0 | 0 | 0 | 0 | 0 | 0
2016-12-23 11:00 | 0 | 0 | 0 | 0 | 0 | 56304.9658 | 0 | 424029 | 0 | 0 | 0 | 0 | 103009.9723 | 1144076.0364 | 0 | 0 | 0 | 0 | 0 | 0 | 0 | 0 | 0 | 0 | 0 | 0 | 0 | 0 | 0 | 0 | -251998.3149 | -115725.7193 | 0 | 0 | 0 | 0 | 0 | 0 | 0 | 0 | 0 | 0 | 0 | 0 | 0 | 0 | 0
2016-12-23 12:00 | 0 | 0 | 0 | 0 | 0 | 649709.4826 | 0 | 444616 | 0 | 0 | 0 | 0 | 355008.2872 | 1097171.204 | 0 | 0 | 0 | 0 | 0 | 0 | 0 | 0 | 0 | 0 | 0 | 0 | 0 | 0 | 0 | 0 | 251998.3149 | -46904.8324 | 0 | 0 | 0 | 0 | 0 | 0 | 0 | 0 | 0 | 0 | 0 | 0 | 0 | 0 | 0
2016-12-23 13:00 | 0 | 0 | 0 | 0 | 0 | 648685.6633 | 0 | 458812 | 0 | 0 | 0 | 0 | 429156.2312 | 1212896.9233 | 0 | 0 | 0 | 0 | 0 | 0 | 0 | 0 | 0 | 0 | 0 | 0 | 0 | 0 | 0 | 0 | 74147.944 | 115725.7193 | 0 | 0 | 0 | 0 | 0 | 0 | 0 | 0 | 0 | 0 | 0 | 0 | 0 | 0 | 0
2016-12-23 14:00 | 0 | 0 | 0 | 0 | 0 | 285009.7665 | 20395.3208 | 465951 | 0 | 0 | 0 | 0 | 384336.0378 | 1097171.204 | 0 | 0 | 0 | 0 | 0 | 0 | 0 | 0 | 0 | 0 | 0 | 0 | 0 | 0 | 0 | 0 | -44820.1934 | -115725.7193 | 0 | 0 | 0 | 0 | 0 | 0 | 0 | 0 | 0 | 0 | 0 | 0 | 0 | 0 | 0
2016-12-23 15:00 | 0 | 0 | 0 | 0 | 0 | 517840.3646 | 247616.283 | 466609 | 0 | 0 | 0 | 0 | 567457.9662 | 1212896.9233 | 0 | 0 | 0 | 0 | 0 | 0 | 0 | 0 | 0 | 0 | 0 | 0 | 0 | 0 | 0 | 0 | 183121.9284 | 115725.7193 | 0 | 0 | 0 | 0 | 0 | 0 | 0 | 0 | 0 | 0 | 0 | 0 | 0 | 0 | 0
2016-12-23 16:00 | 0 | 0 | 0 | 0 | 0 | 0 | 381893.5692 | 463057 | 0 | 0 | 0 | 0 | 370568.8161 | 1328622.6426 | 0 | 0 | 0 | 0 | 0 | 0 | 0 | 0 | 0 | 0 | 0 | 0 | 0 | 0 | 0 | 0 | -196889.1501 | 115725.7193 | 0 | 0 | 0 | 0 | 0 | 0 | 0 | 0 | 0 | 0 | 0 | 0 | 0 | 0 | 0
2016-12-23 17:00 | 0 | 0 | 0 | 0 | 0 | 384333.8905 | 440414.1438 | 457024 | 0 | 0 | 0 | 0 | 622567.131 | 1444348.3619 | 0 | 0 | 0 | 0 | 0 | 0 | 0 | 0 | 0 | 0 | 0 | 0 | 0 | 0 | 0 | 0 | 251998.3149 | 115725.7193 | 0 | 0 | 0 | 0 | 0 | 0 | 0 | 0 | 0 | 0 | 0 | 0 | 0 | 0 | 0
2016-12-23 18:00 | 0 | 0 | 0 | 0 | 0 | 0 | 441530.4303 | 451089 | 0 | 0 | 0 | 0 | 728734.2806 | 1328622.6426 | 0 | 0 | 0 | 0 | 0 | 0 | 0 | 0 | 0 | 0 | 0 | 0 | 0 | 0 | 0 | 0 | 106167.1496 | -115725.7193 | 0 | 0 | 0 | 0 | 0 | 0 | 0 | 0 | 0 | 0 | 0 | 0 | 0 | 0 | 0
2016-12-23 19:00 | 0 | 0 | 0 | 0 | 0 | 0 | 445545.9639 | 446074 | 0 | 0 | 0 | 0 | 843931.9639 | 1212896.9233 | 0 | 0 | 0 | 0 | 0 | 0 | 0 | 0 | 0 | 0 | 0 | 0 | 0 | 0 | 0 | 0 | 115197.6832 | -115725.7193 | 0 | 0 | 0 | 0 | 0 | 0 | 0 | 0 | 0 | 0 | 0 | 0 | 0 | 0 | 0
2016-12-23 20:00 | 0 | 0 | 0 | 0 | 0 | 0 | 459879.3099 | 443898 | 0 | 0 | 0 | 0 | 744187.5544 | 1328622.6426 | 0 | 0 | 0 | 0 | 0 | 0 | 0 | 0 | 0 | 0 | 0 | 0 | 0 | 0 | 0 | 0 | -99744.4094 | 115725.7193 | 0 | 0 | 0 | 0 | 0 | 0 | 0 | 0 | 0 | 0 | 0 | 0 | 0 | 0 | 0
2016-12-23 21:00 | 0 | 0 | 0 | 0 | 0 | 0 | 470535.4251 | 449172 | 0 | 0 | 0 | 0 | 881276.6988 | 1212896.9233 | 0 | 0 | 0 | 0 | 0 | 0 | 0 | 0 | 0 | 0 | 0 | 0 | 0 | 0 | 0 | 0 | 137089.1444 | -115725.7193 | 0 | 0 | 0 | 0 | 0 | 0 | 0 | 0 | 0 | 0 | 0 | 0 | 0 | 0 | 0
2016-12-23 22:00 | 0 | 0 | 0 | 0 | 0 | 0 | 383211.277 | 463676 | 0 | 0 | 0 | 0 | 685086.2565 | 1328622.6426 | 0 | 0 | 0 | 0 | 0 | 0 | 0 | 0 | 0 | 0 | 0 | 0 | 0 | 0 | 0 | 0 | -196190.4423 | 115725.7193 | 0 | 0 | 0 | 0 | 0 | 0 | 0 | 0 | 0 | 0 | 0 | 0 | 0 | 0 | 0
2016-12-23 23:00 | 0 | 0 | 0 | 0 | 0 | 441425.0351 | 122852.4108 | 474071 | 0 | 0 | 0 | 0 | 766783.1669 | 1337132.1781 | 0 | 0 | 0 | 0 | 0 | 0 | 0 | 0 | 0 | 0 | 0 | 0 | 0 | 0 | 0 | 0 | 81696.9104 | 8509.5355 | 0 | 0 | 0 | 0 | 0 | 0 | 0 | 0 | 0 | 0 | 0 | 0 | 0 | 0 | 0
2016-12-24 | 0 | 0 | 0 | 0 | 0 | 445697.6834 | 909.6866 | 476015 | 0 | 0 | 0 | 0 | 853101.2562 | 1221406.4588 | 0 | 0 | 0 | 0 | 0 | 0 | 0 | 0 | 0 | 0 | 0 | 0 | 0 | 0 | 0 | 0 | 86318.0893 | -115725.7193 | 0 | 0 | 0 | 0 | 0 | 0 | 0 | 0 | 0 | 0 | 0 | 0 | 0 | 0 | 0
2016-12-24 01:00 | 0 | 0 | 0 | 0 | 0 | 427447.8279 | 0 | 472752 | 0 | 0 | 0 | 0 | 692071.3647 | 1337132.1781 | 0 | 0 | 0 | 0 | 0 | 0 | 0 | 0 | 0 | 0 | 0 | 0 | 0 | 0 | 0 | 0 | -161029.8914 | 115725.7193 | 0 | 0 | 0 | 0 | 0 | 0 | 0 | 0 | 0 | 0 | 0 | 0 | 0 | 0 | 0
2016-12-24 02:00 | 0 | 0 | 0 | 0 | 0 | 396823.6993 | 0 | 462869 | 0 | 0 | 0 | 0 | 741751.7833 | 1221406.4588 | 0 | 0 | 0 | 0 | 0 | 0 | 0 | 0 | 0 | 0 | 0 | 0 | 0 | 0 | 0 | 0 | 49680.4186 | -115725.7193 | 0 | 0 | 0 | 0 | 0 | 0 | 0 | 0 | 0 | 0 | 0 | 0 | 0 | 0 | 0
2016-12-24 03:00 | 0 | 0 | 0 | 0 | 0 | 380101.1922 | 0 | 446590 | 0 | 0 | 0 | 0 | 790988.6948 | 1105680.7395 | 0 | 0 | 0 | 0 | 0 | 0 | 0 | 0 | 0 | 0 | 0 | 0 | 0 | 0 | 0 | 0 | 49236.9115 | -115725.7193 | 0 | 0 | 0 | 0 | 0 | 0 | 0 | 0 | 0 | 0 | 0 | 0 | 0 | 0 | 0
2016-12-24 04:00 | 0 | 0 | 0 | 0 | 0 | 57812.9658 | 0 | 425537 | 0 | 0 | 0 | 0 | 538990.3799 | 989955.0203 | 0 | 0 | 0 | 0 | 0 | 0 | 0 | 0 | 0 | 0 | 0 | 0 | 0 | 0 | 0 | 0 | -251998.3149 | -115725.7193 | 0 | 0 | 0 | 0 | 0 | 0 | 0 | 0 | 0 | 0 | 0 | 0 | 0 | 0 | 0
2016-12-24 05:00 | 0 | 0 | 0 | 0 | 0 | 348642.4608 | 0 | 404551 | 0 | 0 | 0 | 0 | 598807.5599 | 874229.301 | 0 | 0 | 0 | 0 | 0 | 0 | 0 | 0 | 0 | 0 | 0 | 0 | 0 | 0 | 0 | 0 | 59817.1801 | -115725.7193 | 0 | 0 | 0 | 0 | 0 | 0 | 0 | 0 | 0 | 0 | 0 | 0 | 0 | 0 | 0
2016-12-24 06:00 | 0 | 0 | 0 | 0 | 0 | 328172.5094 | 0 | 388257 | 0 | 0 | 0 | 0 | 654448.7886 | 758503.5817 | 0 | 0 | 0 | 0 | 0 | 0 | 0 | 0 | 0 | 0 | 0 | 0 | 0 | 0 | 0 | 0 | 55641.2287 | -115725.7193 | 0 | 0 | 0 | 0 | 0 | 0 | 0 | 0 | 0 | 0 | 0 | 0 | 0 | 0 | 0
2016-12-24 07:00 | 0 | 0 | 0 | 0 | 0 | 308017.7725 | 0 | 375554 | 0 | 0 | 0 | 0 | 471186.8418 | 874229.301 | 0 | 0 | 0 | 0 | 0 | 0 | 0 | 0 | 0 | 0 | 0 | 0 | 0 | 0 | 0 | 0 | -183261.9468 | 115725.7193 | 0 | 0 | 0 | 0 | 0 | 0 | 0 | 0 | 0 | 0 | 0 | 0 | 0 | 0 | 0
2016-12-24 08:00 | 0 | 0 | 0 | 0 | 0 | 0 | 0 | 366969 | 0 | 0 | 0 | 0 | 219188.5268 | 759258.6159 | 0 | 0 | 0 | 0 | 0 | 0 | 0 | 0 | 0 | 0 | 0 | 0 | 0 | 0 | 0 | 0 | -251998.3149 | -114970.6851 | 0 | 0 | 0 | 0 | 0 | 0 | 0 | 0 | 0 | 0 | 0 | 0 | 0 | 0 | 0
2016-12-24 09:00 | 0 | 0 | 0 | 0 | 0 | 280162.0688 | 0 | 363078 | 0 | 0 | 0 | 0 | 251998.3149 | 643532.8966 | 0 | 0 | 0 | 0 | 0 | 0 | 0 | 0 | 0 | 0 | 0 | 0 | 0 | 0 | 0 | 0 | 32809.7881 | -115725.7193 | 0 | 0 | 0 | 0 | 0 | 0 | 0 | 0 | 0 | 0 | 0 | 0 | 0 | 0 | 0
2016-12-24 10:00 | 0 | 0 | 0 | 0 | 0 | 0 | 0 | 363251 | 0 | 0 | 0 | 0 | 0 | 532280.2115 | 0 | 0 | 0 | 0 | 0 | 0 | 0 | 0 | 0 | 0 | 0 | 0 | 0 | 0 | 0 | 0 | -251998.3149 | -111252.6851 | 0 | 0 | 0 | 0 | 0 | 0 | 0 | 0 | 0 | 0 | 0 | 0 | 0 | 0 | 0
2016-12-24 11:00 | 0 | 0 | 0 | 0 | 0 | 266979.3013 | 0 | 369381 | 0 | 0 | 0 | 0 | 13324.0206 | 416554.4923 | 0 | 0 | 0 | 0 | 0 | 0 | 0 | 0 | 0 | 0 | 0 | 0 | 0 | 0 | 0 | 0 | 13324.0206 | -115725.7193 | 0 | 0 | 0 | 0 | 0 | 0 | 0 | 0 | 0 | 0 | 0 | 0 | 0 | 0 | 0
2016-12-24 12:00 | 0 | 0 | 0 | 0 | 0 | 265672.5209 | 0 | 381480 | 0 | 0 | 0 | 0 | 7817.9124 | 306253.1214 | 0 | 0 | 0 | 0 | 0 | 0 | 0 | 0 | 0 | 0 | 0 | 0 | 0 | 0 | 0 | 0 | -5506.1082 | -110301.3709 | 0 | 0 | 0 | 0 | 0 | 0 | 0 | 0 | 0 | 0 | 0 | 0 | 0 | 0 | 0
2016-12-24 13:00 | 0 | 0 | 0 | 0 | 0 | 274509.3683 | 0 | 398053 | 0 | 0 | 0 | 0 | 0 | 190527.4021 | 0 | 0 | 0 | 0 | 0 | 0 | 0 | 0 | 0 | 0 | 0 | 0 | 0 | 0 | 0 | 0 | -7817.9124 | -115725.7193 | 0 | 0 | 0 | 0 | 0 | 0 | 0 | 0 | 0 | 0 | 0 | 0 | 0 | 0 | 0
2016-12-24 14:00 | 0 | 0 | 0 | 0 | 0 | 279580.8481 | 34767.2505 | 415360 | 0 | 0 | 0 | 0 | 0 | 89515.5007 | 0 | 0 | 0 | 0 | 0 | 0 | 0 | 0 | 0 | 0 | 0 | 0 | 0 | 0 | 0 | 0 | 0 | -101011.9014 | 0 | 0 | 0 | 0 | 0 | 0 | 0 | 0 | 0 | 0 | 0 | 0 | 0 | 0 | 0
2016-12-24 15:00 | 0 | 0 | 0 | 0 | 0 | 222231.6021 | 344048.3818 | 428043 | 0 | 0 | 0 | 0 | 22511.2646 | 205241.22 | 0 | 0 | 0 | 0 | 0 | 0 | 0 | 0 | 0 | 0 | 0 | 0 | 0 | 0 | 0 | 0 | 22511.2646 | 115725.7193 | 0 | 0 | 0 | 0 | 0 | 0 | 0 | 0 | 0 | 0 | 0 | 0 | 0 | 0 | 0
2016-12-24 16:00 | 0 | 0 | 0 | 0 | 0 | 0 | 470432.8791 | 433806 | 0 | 0 | 0 | 0 | 148653.6443 | 115725.7193 | 0 | 0 | 0 | 0 | 0 | 0 | 0 | 0 | 0 | 0 | 0 | 0 | 0 | 0 | 0 | 0 | 126142.3798 | -89515.5007 | 0 | 0 | 0 | 0 | 0 | 0 | 0 | 0 | 0 | 0 | 0 | 0 | 0 | 0 | 0
2016-12-24 17:00 | 0 | 0 | 0 | 0 | 0 | 0 | 496368.6092 | 433274 | 0 | 0 | 0 | 0 | 327473.9728 | 0 | 0 | 0 | 0 | 0 | 0 | 0 | 0 | 0 | 0 | 0 | 0 | 0 | 0 | 0 | 0 | 0 | 178820.3285 | -115725.7193 | 0 | 0 | 0 | 0 | 0 | 0 | 0 | 0 | 0 | 0 | 0 | 0 | 0 | 0 | 0
2016-12-24 18:00 | 0 | 0 | 0 | 0 | 0 | 0 | 484497.7807 | 428294 | 0 | 0 | 0 | 0 | 267952.0342 | 115725.7193 | 0 | 0 | 0 | 0 | 0 | 0 | 0 | 0 | 0 | 0 | 0 | 0 | 0 | 0 | 0 | 0 | -59521.9386 | 115725.7193 | 0 | 0 | 0 | 0 | 0 | 0 | 0 | 0 | 0 | 0 | 0 | 0 | 0 | 0 | 0
2016-12-24 19:00 | 0 | 0 | 0 | 0 | 0 | 0 | 478768.3863 | 423092 | 0 | 0 | 0 | 0 | 207902.7012 | 231451.4386 | 0 | 0 | 0 | 0 | 0 | 0 | 0 | 0 | 0 | 0 | 0 | 0 | 0 | 0 | 0 | 0 | -60049.333 | 115725.7193 | 0 | 0 | 0 | 0 | 0 | 0 | 0 | 0 | 0 | 0 | 0 | 0 | 0 | 0 | 0
2016-12-24 20:00 | 0 | 0 | 0 | 0 | 0 | 0 | 489443.2689 | 419950 | 0 | 0 | 0 | 0 | 161670.2508 | 347177.1579 | 0 | 0 | 0 | 0 | 0 | 0 | 0 | 0 | 0 | 0 | 0 | 0 | 0 | 0 | 0 | 0 | -46232.4504 | 115725.7193 | 0 | 0 | 0 | 0 | 0 | 0 | 0 | 0 | 0 | 0 | 0 | 0 | 0 | 0 | 0
2016-12-24 21:00 | 0 | 0 | 0 | 0 | 0 | 0 | 496925.2943 | 420867 | 0 | 0 | 0 | 0 | 353454.2644 | 231451.4386 | 0 | 0 | 0 | 0 | 0 | 0 | 0 | 0 | 0 | 0 | 0 | 0 | 0 | 0 | 0 | 0 | 191784.0136 | -115725.7193 | 0 | 0 | 0 | 0 | 0 | 0 | 0 | 0 | 0 | 0 | 0 | 0 | 0 | 0 | 0
2016-12-24 22:00 | 0 | 0 | 0 | 0 | 0 | 0 | 409728.9428 | 429184 | 0 | 0 | 0 | 0 | 449724.9265 | 115725.7193 | 0 | 0 | 0 | 0 | 0 | 0 | 0 | 0 | 0 | 0 | 0 | 0 | 0 | 0 | 0 | 0 | 96270.6621 | -115725.7193 | 0 | 0 | 0 | 0 | 0 | 0 | 0 | 0 | 0 | 0 | 0 | 0 | 0 | 0 | 0
2016-12-24 23:00 | 0 | 0 | 0 | 0 | 0 | 0 | 124309.118 | 434716 | 0 | 0 | 0 | 0 | 255043.7638 | 0 | 0 | 0 | 0 | 0 | 0 | 0 | 0 | 0 | 0 | 0 | 0 | 0 | 0 | 0 | 0 | 0 | -194681.1627 | -115725.7193 | 0 | 0 | 0 | 0 | 0 | 0 | 0 | 0 | 0 | 0 | 0 | 0 | 0 | 0 | 0
2016-12-25 | 0 | 0 | 0 | 0 | 0 | 722235.6113 | 1382.9442 | 434106 | 0 | 0 | 0 | 0 | 428830.6 | 115725.7193 | 0 | 0 | 0 | 0 | 0 | 0 | 0 | 0 | 0 | 0 | 0 | 0 | 0 | 0 | 0 | 0 | 173786.8362 | 115725.7193 | 0 | 0 | 0 | 0 | 0 | 0 | 0 | 0 | 0 | 0 | 0 | 0 | 0 | 0 | 0
2016-12-25 01:00 | 0 | 0 | 0 | 0 | 0 | 568083.5956 | 0 | 431811 | 0 | 0 | 0 | 0 | 680828.915 | 0 | 0 | 0 | 0 | 0 | 0 | 0 | 0 | 0 | 0 | 0 | 0 | 0 | 0 | 0 | 0 | 0 | 251998.3149 | -115725.7193 | 0 | 0 | 0 | 0 | 0 | 0 | 0 | 0 | 0 | 0 | 0 | 0 | 0 | 0 | 0
2016-12-25 02:00 | 0 | 0 | 0 | 0 | 0 | 288200.4044 | 0 | 424473 | 0 | 0 | 0 | 0 | 428830.6 | 115725.7193 | 0 | 0 | 0 | 0 | 0 | 0 | 0 | 0 | 0 | 0 | 0 | 0 | 0 | 0 | 0 | 0 | -251998.3149 | 115725.7193 | 0 | 0 | 0 | 0 | 0 | 0 | 0 | 0 | 0 | 0 | 0 | 0 | 0 | 0 | 0
2016-12-25 03:00 | 0 | 0 | 0 | 0 | 0 | 602123.5437 | 0 | 414284 | 0 | 0 | 0 | 0 | 679633.1274 | 52762.7356 | 0 | 0 | 0 | 0 | 0 | 0 | 0 | 0 | 0 | 0 | 0 | 0 | 0 | 0 | 0 | 0 | 250802.5274 | -62962.9837 | 0 | 0 | 0 | 0 | 0 | 0 | 0 | 0 | 0 | 0 | 0 | 0 | 0 | 0 | 0
2016-12-25 04:00 | 0 | 0 | 0 | 0 | 0 | 576730.9489 | 0 | 400191 | 0 | 0 | 0 | 0 | 740447.3571 | 168488.4549 | 0 | 0 | 0 | 0 | 0 | 0 | 0 | 0 | 0 | 0 | 0 | 0 | 0 | 0 | 0 | 0 | 60814.2296 | 115725.7193 | 0 | 0 | 0 | 0 | 0 | 0 | 0 | 0 | 0 | 0 | 0 | 0 | 0 | 0 | 0
2016-12-25 05:00 | 0 | 0 | 0 | 0 | 0 | 15717.9658 | 0 | 383442 | 0 | 0 | 0 | 0 | 488449.0421 | 52762.7356 | 0 | 0 | 0 | 0 | 0 | 0 | 0 | 0 | 0 | 0 | 0 | 0 | 0 | 0 | 0 | 0 | -251998.3149 | -115725.7193 | 0 | 0 | 0 | 0 | 0 | 0 | 0 | 0 | 0 | 0 | 0 | 0 | 0 | 0 | 0
2016-12-25 06:00 | 0 | 0 | 0 | 0 | 0 | 569427.5793 | 0 | 370192 | 0 | 0 | 0 | 0 | 740447.3571 | 0 | 0 | 0 | 0 | 0 | 0 | 0 | 0 | 0 | 0 | 0 | 0 | 0 | 0 | 0 | 0 | 0 | 251998.3149 | -52762.7356 | 0 | 0 | 0 | 0 | 0 | 0 | 0 | 0 | 0 | 0 | 0 | 0 | 0 | 0 | 0
2016-12-25 07:00 | 0 | 0 | 0 | 0 | 0 | 583099.1073 | 0 | 360271 | 0 | 0 | 0 | 0 | 847549.745 | 115725.7193 | 0 | 0 | 0 | 0 | 0 | 0 | 0 | 0 | 0 | 0 | 0 | 0 | 0 | 0 | 0 | 0 | 107102.388 | 115725.7193 | 0 | 0 | 0 | 0 | 0 | 0 | 0 | 0 | 0 | 0 | 0 | 0 | 0 | 0 | 0
2016-12-25 08:00 | 0 | 0 | 0 | 0 | 0 | 0 | 0 | 353271 | 0 | 0 | 0 | 0 | 595551.4301 | 14453.0342 | 0 | 0 | 0 | 0 | 0 | 0 | 0 | 0 | 0 | 0 | 0 | 0 | 0 | 0 | 0 | 0 | -251998.3149 | -101272.6851 | 0 | 0 | 0 | 0 | 0 | 0 | 0 | 0 | 0 | 0 | 0 | 0 | 0 | 0 | 0
2016-12-25 09:00 | 0 | 0 | 0 | 0 | 0 | 602733.1656 | 0 | 350538 | 0 | 0 | 0 | 0 | 755994.9448 | 106204.6851 | 0 | 0 | 0 | 0 | 0 | 0 | 0 | 0 | 0 | 0 | 0 | 0 | 0 | 0 | 0 | 0 | 160443.5147 | 91751.6508 | 0 | 0 | 0 | 0 | 0 | 0 | 0 | 0 | 0 | 0 | 0 | 0 | 0 | 0 | 0
2016-12-25 10:00 | 0 | 0 | 0 | 0 | 0 | 216027.4044 | 0 | 352300 | 0 | 0 | 0 | 0 | 503996.6299 | 221930.4044 | 0 | 0 | 0 | 0 | 0 | 0 | 0 | 0 | 0 | 0 | 0 | 0 | 0 | 0 | 0 | 0 | -251998.3149 | 115725.7193 | 0 | 0 | 0 | 0 | 0 | 0 | 0 | 0 | 0 | 0 | 0 | 0 | 0 | 0 | 0
2016-12-25 11:00 | 0 | 0 | 0 | 0 | 0 | 0 | 0 | 358203 | 0 | 0 | 0 | 0 | 251998.3149 | 115725.7193 | 0 | 0 | 0 | 0 | 0 | 0 | 0 | 0 | 0 | 0 | 0 | 0 | 0 | 0 | 0 | 0 | -251998.3149 | -106204.6851 | 0 | 0 | 0 | 0 | 0 | 0 | 0 | 0 | 0 | 0 | 0 | 0 | 0 | 0 | 0
2016-12-25 12:00 | 0 | 0 | 0 | 0 | 0 | 245.9658 | 0 | 367970 | 0 | 0 | 0 | 0 | 0 | 0 | 0 | 0 | 0 | 0 | 0 | 0 | 0 | 0 | 0 | 0 | 0 | 0 | 0 | 0 | 0 | 0 | -251998.3149 | -115725.7193 | 0 | 0 | 0 | 0 | 0 | 0 | 0 | 0 | 0 | 0 | 0 | 0 | 0 | 0 | 0
2016-12-25 13:00 | 0 | 0 | 0 | 0 | 0 | 714515.1131 | 0 | 382950 | 0 | 0 | 0 | 0 | 215839.3938 | 115725.7193 | 0 | 0 | 0 | 0 | 0 | 0 | 0 | 0 | 0 | 0 | 0 | 0 | 0 | 0 | 0 | 0 | 215839.3938 | 115725.7193 | 0 | 0 | 0 | 0 | 0 | 0 | 0 | 0 | 0 | 0 | 0 | 0 | 0 | 0 | 0
2016-12-25 14:00 | 0 | 0 | 0 | 0 | 0 | 29457.5253 | 35246.3615 | 396269 | 0 | 0 | 0 | 0 | 0 | 0 | 0 | 0 | 0 | 0 | 0 | 0 | 0 | 0 | 0 | 0 | 0 | 0 | 0 | 0 | 0 | 0 | -215839.3938 | -115725.7193 | 0 | 0 | 0 | 0 | 0 | 0 | 0 | 0 | 0 | 0 | 0 | 0 | 0 | 0 | 0
2016-12-25 15:00 | 0 | 0 | 0 | 0 | 0 | 91439.8102 | 311816.1898 | 403256 | 0 | 0 | 0 | 0 | 0 | 0 | 0 | 0 | 0 | 0 | 0 | 0 | 0 | 0 | 0 | 0 | 0 | 0 | 0 | 0 | 0 | 0 | 0 | 0 | 0 | 0 | 0 | 0 | 0 | 0 | 0 | 0 | 0 | 0 | 0 | 0 | 0 | 0 | 0
2016-12-25 16:00 | 0 | 0 | 0 | 0 | 0 | 0 | 487812.7142 | 405805 | 0 | 0 | 0 | 0 | 82007.7142 | 0 | 0 | 0 | 0 | 0 | 0 | 0 | 0 | 0 | 0 | 0 | 0 | 0 | 0 | 0 | 0 | 0 | 82007.7142 | 0 | 0 | 0 | 0 | 0 | 0 | 0 | 0 | 0 | 0 | 0 | 0 | 0 | 0 | 0 | 0
2016-12-25 17:00 | 0 | 0 | 0 | 0 | 0 | 0 | 529683.7254 | 404927 | 0 | 0 | 0 | 0 | 206764.4396 | 0 | 0 | 0 | 0 | 0 | 0 | 0 | 0 | 0 | 0 | 0 | 0 | 0 | 0 | 0 | 0 | 0 | 124756.7254 | 0 | 0 | 0 | 0 | 0 | 0 | 0 | 0 | 0 | 0 | 0 | 0 | 0 | 0 | 0 | 0
2016-12-25 18:00 | 0 | 0 | 0 | 0 | 0 | 0 | 518268.4119 | 400037 | 0 | 0 | 0 | 0 | 233668.5423 | 91327.3092 | 0 | 0 | 0 | 0 | 0 | 0 | 0 | 0 | 0 | 0 | 0 | 0 | 0 | 0 | 0 | 0 | 26904.1027 | 91327.3092 | 0 | 0 | 0 | 0 | 0 | 0 | 0 | 0 | 0 | 0 | 0 | 0 | 0 | 0 | 0
2016-12-25 19:00 | 0 | 0 | 0 | 0 | 0 | 0 | 509141.9841 | 394876 | 0 | 0 | 0 | 0 | 232208.8071 | 207053.0285 | 0 | 0 | 0 | 0 | 0 | 0 | 0 | 0 | 0 | 0 | 0 | 0 | 0 | 0 | 0 | 0 | -1459.7352 | 115725.7193 | 0 | 0 | 0 | 0 | 0 | 0 | 0 | 0 | 0 | 0 | 0 | 0 | 0 | 0 | 0
2016-12-25 20:00 | 0 | 0 | 0 | 0 | 0 | 0 | 525528.8318 | 390187 | 0 | 0 | 0 | 0 | 251824.9197 | 322778.7478 | 0 | 0 | 0 | 0 | 0 | 0 | 0 | 0 | 0 | 0 | 0 | 0 | 0 | 0 | 0 | 0 | 19616.1126 | 115725.7193 | 0 | 0 | 0 | 0 | 0 | 0 | 0 | 0 | 0 | 0 | 0 | 0 | 0 | 0 | 0
2016-12-25 21:00 | 0 | 0 | 0 | 0 | 0 | 0 | 550646.0058 | 389975 | 0 | 0 | 0 | 0 | 503823.2346 | 231451.4386 | 0 | 0 | 0 | 0 | 0 | 0 | 0 | 0 | 0 | 0 | 0 | 0 | 0 | 0 | 0 | 0 | 251998.3149 | -91327.3092 | 0 | 0 | 0 | 0 | 0 | 0 | 0 | 0 | 0 | 0 | 0 | 0 | 0 | 0 | 0
2016-12-25 22:00 | 0 | 0 | 0 | 0 | 0 | 0 | 494473.3982 | 398888 | 0 | 0 | 0 | 0 | 715134.3521 | 115725.7193 | 0 | 0 | 0 | 0 | 0 | 0 | 0 | 0 | 0 | 0 | 0 | 0 | 0 | 0 | 0 | 0 | 211311.1175 | -115725.7193 | 0 | 0 | 0 | 0 | 0 | 0 | 0 | 0 | 0 | 0 | 0 | 0 | 0 | 0 | 0
2016-12-25 23:00 | 0 | 0 | 0 | 0 | 0 | 0 | 192497.0392 | 408809 | 0 | 0 | 0 | 0 | 614548.1106 | 0 | 0 | 0 | 0 | 0 | 0 | 0 | 0 | 0 | 0 | 0 | 0 | 0 | 0 | 0 | 0 | 0 | -100586.2415 | -115725.7193 | 0 | 0 | 0 | 0 | 0 | 0 | 0 | 0 | 0 | 0 | 0 | 0 | 0 | 0 | 0
2016-12-26 | 0 | 0 | 0 | 0 | 0 | 781124.5284 | 1466.5059 | 414867 | 0 | 0 | 0 | 0 | 866546.4255 | 115725.7193 | 0 | 0 | 0 | 0 | 0 | 0 | 0 | 0 | 0 | 0 | 0 | 0 | 0 | 0 | 0 | 0 | 251998.3149 | 115725.7193 | 0 | 0 | 0 | 0 | 0 | 0 | 0 | 0 | 0 | 0 | 0 | 0 | 0 | 0 | 0
2016-12-26 01:00 | 0 | 0 | 0 | 0 | 0 | 786085.0342 | 0 | 418361 | 0 | 0 | 0 | 0 | 1118544.7405 | 231451.4386 | 0 | 0 | 0 | 0 | 0 | 0 | 0 | 0 | 0 | 0 | 0 | 0 | 0 | 0 | 0 | 0 | 251998.3149 | 115725.7193 | 0 | 0 | 0 | 0 | 0 | 0 | 0 | 0 | 0 | 0 | 0 | 0 | 0 | 0 | 0
2016-12-26 02:00 | 0 | 0 | 0 | 0 | 0 | 375012.1359 | 0 | 414284 | 0 | 0 | 0 | 0 | 963547.1571 | 347177.1579 | 0 | 0 | 0 | 0 | 0 | 0 | 0 | 0 | 0 | 0 | 0 | 0 | 0 | 0 | 0 | 0 | -154997.5834 | 115725.7193 | 0 | 0 | 0 | 0 | 0 | 0 | 0 | 0 | 0 | 0 | 0 | 0 | 0 | 0 | 0
2016-12-26 03:00 | 0 | 0 | 0 | 0 | 0 | 37154.9658 | 0 | 404879 | 0 | 0 | 0 | 0 | 711548.8421 | 231451.4386 | 0 | 0 | 0 | 0 | 0 | 0 | 0 | 0 | 0 | 0 | 0 | 0 | 0 | 0 | 0 | 0 | -251998.3149 | -115725.7193 | 0 | 0 | 0 | 0 | 0 | 0 | 0 | 0 | 0 | 0 | 0 | 0 | 0 | 0 | 0
2016-12-26 04:00 | 0 | 0 | 0 | 0 | 0 | 757880.0342 | 0 | 390156 | 0 | 0 | 0 | 0 | 963547.1571 | 347177.1579 | 0 | 0 | 0 | 0 | 0 | 0 | 0 | 0 | 0 | 0 | 0 | 0 | 0 | 0 | 0 | 0 | 251998.3149 | 115725.7193 | 0 | 0 | 0 | 0 | 0 | 0 | 0 | 0 | 0 | 0 | 0 | 0 | 0 | 0 | 0
2016-12-26 05:00 | 0 | 0 | 0 | 0 | 0 | 7407.9658 | 0 | 375132 | 0 | 0 | 0 | 0 | 711548.8421 | 231451.4386 | 0 | 0 | 0 | 0 | 0 | 0 | 0 | 0 | 0 | 0 | 0 | 0 | 0 | 0 | 0 | 0 | -251998.3149 | -115725.7193 | 0 | 0 | 0 | 0 | 0 | 0 | 0 | 0 | 0 | 0 | 0 | 0 | 0 | 0 | 0
2016-12-26 06:00 | 0 | 0 | 0 | 0 | 0 | 0 | 0 | 362658 | 0 | 0 | 0 | 0 | 464616.5614 | 115725.7193 | 0 | 0 | 0 | 0 | 0 | 0 | 0 | 0 | 0 | 0 | 0 | 0 | 0 | 0 | 0 | 0 | -246932.2807 | -115725.7193 | 0 | 0 | 0 | 0 | 0 | 0 | 0 | 0 | 0 | 0 | 0 | 0 | 0 | 0 | 0
2016-12-26 07:00 | 0 | 0 | 0 | 0 | 0 | 721423.0342 | 0 | 353699 | 0 | 0 | 0 | 0 | 716614.8764 | 231451.4386 | 0 | 0 | 0 | 0 | 0 | 0 | 0 | 0 | 0 | 0 | 0 | 0 | 0 | 0 | 0 | 0 | 251998.3149 | 115725.7193 | 0 | 0 | 0 | 0 | 0 | 0 | 0 | 0 | 0 | 0 | 0 | 0 | 0 | 0 | 0
2016-12-26 08:00 | 0 | 0 | 0 | 0 | 0 | 0 | 0 | 348608 | 0 | 0 | 0 | 0 | 483732.5956 | 115725.7193 | 0 | 0 | 0 | 0 | 0 | 0 | 0 | 0 | 0 | 0 | 0 | 0 | 0 | 0 | 0 | 0 | -232882.2807 | -115725.7193 | 0 | 0 | 0 | 0 | 0 | 0 | 0 | 0 | 0 | 0 | 0 | 0 | 0 | 0 | 0
2016-12-26 09:00 | 0 | 0 | 0 | 0 | 0 | 0 | 0 | 347460 | 0 | 0 | 0 | 0 | 251998.3149 | 2.9104e-11 | 0 | 0 | 0 | 0 | 0 | 0 | 0 | 0 | 0 | 0 | 0 | 0 | 0 | 0 | 0 | 0 | -231734.2807 | -115725.7193 | 0 | 0 | 0 | 0 | 0 | 0 | 0 | 0 | 0 | 0 | 0 | 0 | 0 | 0 | 0
2016-12-26 10:00 | 0 | 0 | 0 | 0 | 0 | 719149.0342 | 0 | 351425 | 0 | 0 | 0 | 0 | 503996.6299 | 115725.7193 | 0 | 0 | 0 | 0 | 0 | 0 | 0 | 0 | 0 | 0 | 0 | 0 | 0 | 0 | 0 | 0 | 251998.3149 | 115725.7193 | 0 | 0 | 0 | 0 | 0 | 0 | 0 | 0 | 0 | 0 | 0 | 0 | 0 | 0 | 0
2016-12-26 11:00 | 0 | 0 | 0 | 0 | 0 | 224199.4044 | 0 | 360472 | 0 | 0 | 0 | 0 | 251998.3149 | 231451.4386 | 0 | 0 | 0 | 0 | 0 | 0 | 0 | 0 | 0 | 0 | 0 | 0 | 0 | 0 | 0 | 0 | -251998.3149 | 115725.7193 | 0 | 0 | 0 | 0 | 0 | 0 | 0 | 0 | 0 | 0 | 0 | 0 | 0 | 0 | 0
2016-12-26 12:00 | 0 | 0 | 0 | 0 | 0 | 4494.9658 | 0 | 372219 | 0 | 0 | 0 | 0 | 0 | 115725.7193 | 0 | 0 | 0 | 0 | 0 | 0 | 0 | 0 | 0 | 0 | 0 | 0 | 0 | 0 | 0 | 0 | -251998.3149 | -115725.7193 | 0 | 0 | 0 | 0 | 0 | 0 | 0 | 0 | 0 | 0 | 0 | 0 | 0 | 0 | 0
2016-12-26 13:00 | 0 | 0 | 0 | 0 | 0 | 754106.0342 | 0 | 386382 | 0 | 0 | 0 | 0 | 251998.3149 | 231451.4386 | 0 | 0 | 0 | 0 | 0 | 0 | 0 | 0 | 0 | 0 | 0 | 0 | 0 | 0 | 0 | 0 | 251998.3149 | 115725.7193 | 0 | 0 | 0 | 0 | 0 | 0 | 0 | 0 | 0 | 0 | 0 | 0 | 0 | 0 | 0
2016-12-26 14:00 | 0 | 0 | 0 | 0 | 0 | 227123.9261 | 39366.4783 | 402763 | 0 | 0 | 0 | 0 | 0 | 347177.1579 | 0 | 0 | 0 | 0 | 0 | 0 | 0 | 0 | 0 | 0 | 0 | 0 | 0 | 0 | 0 | 0 | -251998.3149 | 115725.7193 | 0 | 0 | 0 | 0 | 0 | 0 | 0 | 0 | 0 | 0 | 0 | 0 | 0 | 0 | 0
2016-12-26 15:00 | 0 | 0 | 0 | 0 | 0 | 0 | 469293.7709 | 415695 | 0 | 0 | 0 | 0 | 169324.4902 | 231451.4386 | 0 | 0 | 0 | 0 | 0 | 0 | 0 | 0 | 0 | 0 | 0 | 0 | 0 | 0 | 0 | 0 | 169324.4902 | -115725.7193 | 0 | 0 | 0 | 0 | 0 | 0 | 0 | 0 | 0 | 0 | 0 | 0 | 0 | 0 | 0
2016-12-26 16:00 | 0 | 0 | 0 | 0 | 0 | 0 | 647100.2869 | 423628 | 0 | 0 | 0 | 0 | 277071.0579 | 347177.1579 | 0 | 0 | 0 | 0 | 0 | 0 | 0 | 0 | 0 | 0 | 0 | 0 | 0 | 0 | 0 | 0 | 107746.5676 | 115725.7193 | 0 | 0 | 0 | 0 | 0 | 0 | 0 | 0 | 0 | 0 | 0 | 0 | 0 | 0 | 0
2016-12-26 17:00 | 0 | 0 | 0 | 0 | 0 | 0 | 636929.3237 | 425977 | 0 | 0 | 0 | 0 | 529069.3728 | 306131.1667 | 0 | 0 | 0 | 0 | 0 | 0 | 0 | 0 | 0 | 0 | 0 | 0 | 0 | 0 | 0 | 0 | 251998.3149 | -41045.9912 | 0 | 0 | 0 | 0 | 0 | 0 | 0 | 0 | 0 | 0 | 0 | 0 | 0 | 0 | 0
2016-12-26 18:00 | 0 | 0 | 0 | 0 | 0 | 0 | 595351.7434 | 424365 | 0 | 0 | 0 | 0 | 781067.6878 | 225119.5952 | 0 | 0 | 0 | 0 | 0 | 0 | 0 | 0 | 0 | 0 | 0 | 0 | 0 | 0 | 0 | 0 | 251998.3149 | -81011.5715 | 0 | 0 | 0 | 0 | 0 | 0 | 0 | 0 | 0 | 0 | 0 | 0 | 0 | 0 | 0
2016-12-26 19:00 | 0 | 0 | 0 | 0 | 0 | 0 | 576931.0646 | 421404 | 0 | 0 | 0 | 0 | 980423.7392 | 181290.6083 | 0 | 0 | 0 | 0 | 0 | 0 | 0 | 0 | 0 | 0 | 0 | 0 | 0 | 0 | 0 | 0 | 199356.0514 | -43828.9868 | 0 | 0 | 0 | 0 | 0 | 0 | 0 | 0 | 0 | 0 | 0 | 0 | 0 | 0 | 0
2016-12-26 20:00 | 0 | 0 | 0 | 0 | 0 | 0 | 596848.9803 | 419521 | 0 | 0 | 0 | 0 | 1232422.0541 | 106620.2737 | 0 | 0 | 0 | 0 | 0 | 0 | 0 | 0 | 0 | 0 | 0 | 0 | 0 | 0 | 0 | 0 | 251998.3149 | -74670.3346 | 0 | 0 | 0 | 0 | 0 | 0 | 0 | 0 | 0 | 0 | 0 | 0 | 0 | 0 | 0
2016-12-26 21:00 | 0 | 0 | 0 | 0 | 0 | 0 | 626620.5201 | 423752 | 0 | 0 | 0 | 0 | 1484420.3691 | 57490.4788 | 0 | 0 | 0 | 0 | 0 | 0 | 0 | 0 | 0 | 0 | 0 | 0 | 0 | 0 | 0 | 0 | 251998.3149 | -49129.7949 | 0 | 0 | 0 | 0 | 0 | 0 | 0 | 0 | 0 | 0 | 0 | 0 | 0 | 0 | 0
2016-12-26 22:00 | 0 | 0 | 0 | 0 | 0 | 0 | 544776.7412 | 436949 | 0 | 0 | 0 | 0 | 1476522.3909 | 173216.1981 | 0 | 0 | 0 | 0 | 0 | 0 | 0 | 0 | 0 | 0 | 0 | 0 | 0 | 0 | 0 | 0 | -7897.9781 | 115725.7193 | 0 | 0 | 0 | 0 | 0 | 0 | 0 | 0 | 0 | 0 | 0 | 0 | 0 | 0 | 0
2016-12-26 23:00 | 0 | 0 | 0 | 0 | 0 | 0 | 194630.8071 | 451101 | 0 | 0 | 0 | 0 | 1224524.076 | 168744.3201 | 0 | 0 | 0 | 0 | 0 | 0 | 0 | 0 | 0 | 0 | 0 | 0 | 0 | 0 | 0 | 0 | -251998.3149 | -4471.878 | 0 | 0 | 0 | 0 | 0 | 0 | 0 | 0 | 0 | 0 | 0 | 0 | 0 | 0 | 0
2016-12-27 | 0 | 0 | 0 | 0 | 0 | 622615.326 | 1687.2709 | 457182 | 0 | 0 | 0 | 0 | 1476522.3909 | 83866.6021 | 0 | 0 | 0 | 0 | 0 | 0 | 0 | 0 | 0 | 0 | 0 | 0 | 0 | 0 | 0 | 0 | 251998.3149 | -84877.718 | 0 | 0 | 0 | 0 | 0 | 0 | 0 | 0 | 0 | 0 | 0 | 0 | 0 | 0 | 0
2016-12-27 01:00 | 0 | 0 | 0 | 0 | 0 | 624780.7128 | 0 | 456649 | 0 | 0 | 0 | 0 | 1728520.7059 | 0 | 0 | 0 | 0 | 0 | 0 | 0 | 0 | 0 | 0 | 0 | 0 | 0 | 0 | 0 | 0 | 0 | 251998.3149 | -83866.6021 | 0 | 0 | 0 | 0 | 0 | 0 | 0 | 0 | 0 | 0 | 0 | 0 | 0 | 0 | 0
2016-12-27 02:00 | 0 | 0 | 0 | 0 | 0 | 622856.4231 | 0 | 445529 | 0 | 0 | 0 | 0 | 1790122.4096 | 115725.7193 | 0 | 0 | 0 | 0 | 0 | 0 | 0 | 0 | 0 | 0 | 0 | 0 | 0 | 0 | 0 | 0 | 61601.7038 | 115725.7193 | 0 | 0 | 0 | 0 | 0 | 0 | 0 | 0 | 0 | 0 | 0 | 0 | 0 | 0 | 0
2016-12-27 03:00 | 0 | 0 | 0 | 0 | 0 | 61087.9658 | 0 | 428812 | 0 | 0 | 0 | 0 | 1538124.0947 | 0 | 0 | 0 | 0 | 0 | 0 | 0 | 0 | 0 | 0 | 0 | 0 | 0 | 0 | 0 | 0 | 0 | -251998.3149 | -115725.7193 | 0 | 0 | 0 | 0 | 0 | 0 | 0 | 0 | 0 | 0 | 0 | 0 | 0 | 0 | 0
2016-12-27 04:00 | 0 | 0 | 0 | 0 | 0 | 618518.6676 | 0 | 407088 | 0 | 0 | 0 | 0 | 1633829.043 | 115725.7193 | 0 | 0 | 0 | 0 | 0 | 0 | 0 | 0 | 0 | 0 | 0 | 0 | 0 | 0 | 0 | 0 | 95704.9483 | 115725.7193 | 0 | 0 | 0 | 0 | 0 | 0 | 0 | 0 | 0 | 0 | 0 | 0 | 0 | 0 | 0
2016-12-27 05:00 | 0 | 0 | 0 | 0 | 0 | 618585.6258 | 0 | 386994 | 0 | 0 | 0 | 0 | 1749694.9495 | 231451.4386 | 0 | 0 | 0 | 0 | 0 | 0 | 0 | 0 | 0 | 0 | 0 | 0 | 0 | 0 | 0 | 0 | 115865.9065 | 115725.7193 | 0 | 0 | 0 | 0 | 0 | 0 | 0 | 0 | 0 | 0 | 0 | 0 | 0 | 0 | 0
2016-12-27 06:00 | 0 | 0 | 0 | 0 | 0 | 3115.9658 | 0 | 370840 | 0 | 0 | 0 | 0 | 1497696.6346 | 115725.7193 | 0 | 0 | 0 | 0 | 0 | 0 | 0 | 0 | 0 | 0 | 0 | 0 | 0 | 0 | 0 | 0 | -251998.3149 | -115725.7193 | 0 | 0 | 0 | 0 | 0 | 0 | 0 | 0 | 0 | 0 | 0 | 0 | 0 | 0 | 0
2016-12-27 07:00 | 0 | 0 | 0 | 0 | 0 | 603432.1045 | 0 | 360758 | 0 | 0 | 0 | 0 | 1749694.9495 | 106401.5088 | 0 | 0 | 0 | 0 | 0 | 0 | 0 | 0 | 0 | 0 | 0 | 0 | 0 | 0 | 0 | 0 | 251998.3149 | -9324.2105 | 0 | 0 | 0 | 0 | 0 | 0 | 0 | 0 | 0 | 0 | 0 | 0 | 0 | 0 | 0
2016-12-27 08:00 | 0 | 0 | 0 | 0 | 0 | 219376.4044 | 0 | 355649 | 0 | 0 | 0 | 0 | 1497696.6346 | 222127.2281 | 0 | 0 | 0 | 0 | 0 | 0 | 0 | 0 | 0 | 0 | 0 | 0 | 0 | 0 | 0 | 0 | -251998.3149 | 115725.7193 | 0 | 0 | 0 | 0 | 0 | 0 | 0 | 0 | 0 | 0 | 0 | 0 | 0 | 0 | 0
2016-12-27 09:00 | 0 | 0 | 0 | 0 | 0 | 0 | 0 | 355194 | 0 | 0 | 0 | 0 | 1245698.3196 | 118931.5431 | 0 | 0 | 0 | 0 | 0 | 0 | 0 | 0 | 0 | 0 | 0 | 0 | 0 | 0 | 0 | 0 | -251998.3149 | -103195.6851 | 0 | 0 | 0 | 0 | 0 | 0 | 0 | 0 | 0 | 0 | 0 | 0 | 0 | 0 | 0
2016-12-27 10:00 | 0 | 0 | 0 | 0 | 0 | 511953.3795 | 0 | 363773 | 0 | 0 | 0 | 0 | 1278152.9798 | 234657.2624 | 0 | 0 | 0 | 0 | 0 | 0 | 0 | 0 | 0 | 0 | 0 | 0 | 0 | 0 | 0 | 0 | 32454.6602 | 115725.7193 | 0 | 0 | 0 | 0 | 0 | 0 | 0 | 0 | 0 | 0 | 0 | 0 | 0 | 0 | 0
2016-12-27 11:00 | 0 | 0 | 0 | 0 | 0 | 14159.9658 | 0 | 381884 | 0 | 0 | 0 | 0 | 1026154.6648 | 118931.5431 | 0 | 0 | 0 | 0 | 0 | 0 | 0 | 0 | 0 | 0 | 0 | 0 | 0 | 0 | 0 | 0 | -251998.3149 | -115725.7193 | 0 | 0 | 0 | 0 | 0 | 0 | 0 | 0 | 0 | 0 | 0 | 0 | 0 | 0 | 0
2016-12-27 12:00 | 0 | 0 | 0 | 0 | 0 | 37137.9658 | 0 | 404862 | 0 | 0 | 0 | 0 | 774156.3499 | 3205.8238 | 0 | 0 | 0 | 0 | 0 | 0 | 0 | 0 | 0 | 0 | 0 | 0 | 0 | 0 | 0 | 0 | -251998.3149 | -115725.7193 | 0 | 0 | 0 | 0 | 0 | 0 | 0 | 0 | 0 | 0 | 0 | 0 | 0 | 0 | 0
2016-12-27 13:00 | 0 | 0 | 0 | 0 | 0 | 477510.6581 | 0 | 423598 | 0 | 0 | 0 | 0 | 712343.2887 | 118931.5431 | 0 | 0 | 0 | 0 | 0 | 0 | 0 | 0 | 0 | 0 | 0 | 0 | 0 | 0 | 0 | 0 | -61813.0612 | 115725.7193 | 0 | 0 | 0 | 0 | 0 | 0 | 0 | 0 | 0 | 0 | 0 | 0 | 0 | 0 | 0
2016-12-27 14:00 | 0 | 0 | 0 | 0 | 0 | 221711.6542 | 80146.7502 | 438131 | 0 | 0 | 0 | 0 | 460344.9738 | 234657.2624 | 0 | 0 | 0 | 0 | 0 | 0 | 0 | 0 | 0 | 0 | 0 | 0 | 0 | 0 | 0 | 0 | -251998.3149 | 115725.7193 | 0 | 0 | 0 | 0 | 0 | 0 | 0 | 0 | 0 | 0 | 0 | 0 | 0 | 0 | 0
2016-12-27 15:00 | 0 | 0 | 0 | 0 | 0 | 0 | 448699.5647 | 446838 | 0 | 0 | 0 | 0 | 395532.1797 | 301331.6211 | 0 | 0 | 0 | 0 | 0 | 0 | 0 | 0 | 0 | 0 | 0 | 0 | 0 | 0 | 0 | 0 | -64812.7941 | 66674.3588 | 0 | 0 | 0 | 0 | 0 | 0 | 0 | 0 | 0 | 0 | 0 | 0 | 0 | 0 | 0
2016-12-27 16:00 | 0 | 0 | 0 | 0 | 0 | 0 | 605864.9716 | 449707 | 0 | 0 | 0 | 0 | 647530.4947 | 205491.2778 | 0 | 0 | 0 | 0 | 0 | 0 | 0 | 0 | 0 | 0 | 0 | 0 | 0 | 0 | 0 | 0 | 251998.3149 | -95840.3433 | 0 | 0 | 0 | 0 | 0 | 0 | 0 | 0 | 0 | 0 | 0 | 0 | 0 | 0 | 0
2016-12-27 17:00 | 0 | 0 | 0 | 0 | 0 | 0 | 609667.7565 | 447435 | 0 | 0 | 0 | 0 | 899528.8096 | 115725.7193 | 0 | 0 | 0 | 0 | 0 | 0 | 0 | 0 | 0 | 0 | 0 | 0 | 0 | 0 | 0 | 0 | 251998.3149 | -89765.5585 | 0 | 0 | 0 | 0 | 0 | 0 | 0 | 0 | 0 | 0 | 0 | 0 | 0 | 0 | 0
2016-12-27 18:00 | 0 | 0 | 0 | 0 | 0 | 0 | 569835.0759 | 443791 | 0 | 0 | 0 | 0 | 1141298.6048 | 0 | 0 | 0 | 0 | 0 | 0 | 0 | 0 | 0 | 0 | 0 | 0 | 0 | 0 | 0 | 0 | 0 | 241769.7952 | -115725.7193 | 0 | 0 | 0 | 0 | 0 | 0 | 0 | 0 | 0 | 0 | 0 | 0 | 0 | 0 | 0
2016-12-27 19:00 | 0 | 0 | 0 | 0 | 0 | 0 | 549142.0101 | 440307 | 0 | 0 | 0 | 0 | 1230771.3264 | 19362.2886 | 0 | 0 | 0 | 0 | 0 | 0 | 0 | 0 | 0 | 0 | 0 | 0 | 0 | 0 | 0 | 0 | 89472.7215 | 19362.2886 | 0 | 0 | 0 | 0 | 0 | 0 | 0 | 0 | 0 | 0 | 0 | 0 | 0 | 0 | 0
2016-12-27 20:00 | 0 | 0 | 0 | 0 | 0 | 0 | 564459.7288 | 438806 | 0 | 0 | 0 | 0 | 1240699.3359 | 135088.0079 | 0 | 0 | 0 | 0 | 0 | 0 | 0 | 0 | 0 | 0 | 0 | 0 | 0 | 0 | 0 | 0 | 9928.0095 | 115725.7193 | 0 | 0 | 0 | 0 | 0 | 0 | 0 | 0 | 0 | 0 | 0 | 0 | 0 | 0 | 0
2016-12-27 21:00 | 0 | 0 | 0 | 0 | 0 | 219940.3004 | 589350.7338 | 441567 | 0 | 0 | 0 | 0 | 1492697.6508 | 250813.7272 | 0 | 0 | 0 | 0 | 0 | 0 | 0 | 0 | 0 | 0 | 0 | 0 | 0 | 0 | 0 | 0 | 251998.3149 | 115725.7193 | 0 | 0 | 0 | 0 | 0 | 0 | 0 | 0 | 0 | 0 | 0 | 0 | 0 | 0 | 0
2016-12-27 22:00 | 0 | 0 | 0 | 0 | 0 | 0 | 512283.943 | 455269 | 0 | 0 | 0 | 0 | 1433986.8745 | 366539.4465 | 0 | 0 | 0 | 0 | 0 | 0 | 0 | 0 | 0 | 0 | 0 | 0 | 0 | 0 | 0 | 0 | -58710.7763 | 115725.7193 | 0 | 0 | 0 | 0 | 0 | 0 | 0 | 0 | 0 | 0 | 0 | 0 | 0 | 0 | 0
2016-12-27 23:00 | 0 | 0 | 0 | 0 | 0 | 0 | 198904.3965 | 470265 | 0 | 0 | 0 | 0 | 1181988.5596 | 347177.1579 | 0 | 0 | 0 | 0 | 0 | 0 | 0 | 0 | 0 | 0 | 0 | 0 | 0 | 0 | 0 | 0 | -251998.3149 | -19362.2886 | 0 | 0 | 0 | 0 | 0 | 0 | 0 | 0 | 0 | 0 | 0 | 0 | 0 | 0 | 0
2016-12-28 | 0 | 0 | 0 | 0 | 0 | 669370.1984 | 2862.2614 | 475038 | 0 | 0 | 0 | 0 | 1263457.3001 | 462902.8772 | 0 | 0 | 0 | 0 | 0 | 0 | 0 | 0 | 0 | 0 | 0 | 0 | 0 | 0 | 0 | 0 | 81468.7406 | 115725.7193 | 0 | 0 | 0 | 0 | 0 | 0 | 0 | 0 | 0 | 0 | 0 | 0 | 0 | 0 | 0
2016-12-28 01:00 | 0 | 0 | 0 | 0 | 0 | 609769.5956 | 0 | 473497 | 0 | 0 | 0 | 0 | 1515455.6151 | 347177.1579 | 0 | 0 | 0 | 0 | 0 | 0 | 0 | 0 | 0 | 0 | 0 | 0 | 0 | 0 | 0 | 0 | 251998.3149 | -115725.7193 | 0 | 0 | 0 | 0 | 0 | 0 | 0 | 0 | 0 | 0 | 0 | 0 | 0 | 0 | 0
2016-12-28 02:00 | 0 | 0 | 0 | 0 | 0 | 325760.4044 | 0 | 462033 | 0 | 0 | 0 | 0 | 1263457.3001 | 462902.8772 | 0 | 0 | 0 | 0 | 0 | 0 | 0 | 0 | 0 | 0 | 0 | 0 | 0 | 0 | 0 | 0 | -251998.3149 | 115725.7193 | 0 | 0 | 0 | 0 | 0 | 0 | 0 | 0 | 0 | 0 | 0 | 0 | 0 | 0 | 0
2016-12-28 03:00 | 0 | 0 | 0 | 0 | 0 | 76051.9658 | 0 | 443776 | 0 | 0 | 0 | 0 | 1011458.9852 | 347177.1579 | 0 | 0 | 0 | 0 | 0 | 0 | 0 | 0 | 0 | 0 | 0 | 0 | 0 | 0 | 0 | 0 | -251998.3149 | -115725.7193 | 0 | 0 | 0 | 0 | 0 | 0 | 0 | 0 | 0 | 0 | 0 | 0 | 0 | 0 | 0
2016-12-28 04:00 | 0 | 0 | 0 | 0 | 0 | 790171.0342 | 0 | 422447 | 0 | 0 | 0 | 0 | 1263457.3001 | 462902.8772 | 0 | 0 | 0 | 0 | 0 | 0 | 0 | 0 | 0 | 0 | 0 | 0 | 0 | 0 | 0 | 0 | 251998.3149 | 115725.7193 | 0 | 0 | 0 | 0 | 0 | 0 | 0 | 0 | 0 | 0 | 0 | 0 | 0 | 0 | 0
2016-12-28 05:00 | 0 | 0 | 0 | 0 | 0 | 34831.9658 | 0 | 402556 | 0 | 0 | 0 | 0 | 1011458.9852 | 347177.1579 | 0 | 0 | 0 | 0 | 0 | 0 | 0 | 0 | 0 | 0 | 0 | 0 | 0 | 0 | 0 | 0 | -251998.3149 | -115725.7193 | 0 | 0 | 0 | 0 | 0 | 0 | 0 | 0 | 0 | 0 | 0 | 0 | 0 | 0 | 0
2016-12-28 06:00 | 0 | 0 | 0 | 0 | 0 | 19450.9658 | 0 | 387175 | 0 | 0 | 0 | 0 | 759460.6703 | 231451.4386 | 0 | 0 | 0 | 0 | 0 | 0 | 0 | 0 | 0 | 0 | 0 | 0 | 0 | 0 | 0 | 0 | -251998.3149 | -115725.7193 | 0 | 0 | 0 | 0 | 0 | 0 | 0 | 0 | 0 | 0 | 0 | 0 | 0 | 0 | 0
2016-12-28 07:00 | 0 | 0 | 0 | 0 | 0 | 745462.0342 | 0 | 377738 | 0 | 0 | 0 | 0 | 1011458.9852 | 347177.1579 | 0 | 0 | 0 | 0 | 0 | 0 | 0 | 0 | 0 | 0 | 0 | 0 | 0 | 0 | 0 | 0 | 251998.3149 | 115725.7193 | 0 | 0 | 0 | 0 | 0 | 0 | 0 | 0 | 0 | 0 | 0 | 0 | 0 | 0 | 0
2016-12-28 08:00 | 0 | 0 | 0 | 0 | 0 | 5547.9658 | 0 | 373272 | 0 | 0 | 0 | 0 | 759460.6703 | 231451.4386 | 0 | 0 | 0 | 0 | 0 | 0 | 0 | 0 | 0 | 0 | 0 | 0 | 0 | 0 | 0 | 0 | -251998.3149 | -115725.7193 | 0 | 0 | 0 | 0 | 0 | 0 | 0 | 0 | 0 | 0 | 0 | 0 | 0 | 0 | 0
2016-12-28 09:00 | 0 | 0 | 0 | 0 | 0 | 6772.9658 | 0 | 374497 | 0 | 0 | 0 | 0 | 507462.3553 | 115725.7193 | 0 | 0 | 0 | 0 | 0 | 0 | 0 | 0 | 0 | 0 | 0 | 0 | 0 | 0 | 0 | 0 | -251998.3149 | -115725.7193 | 0 | 0 | 0 | 0 | 0 | 0 | 0 | 0 | 0 | 0 | 0 | 0 | 0 | 0 | 0
2016-12-28 10:00 | 0 | 0 | 0 | 0 | 0 | 751976.0342 | 0 | 384252 | 0 | 0 | 0 | 0 | 759460.6703 | 231451.4386 | 0 | 0 | 0 | 0 | 0 | 0 | 0 | 0 | 0 | 0 | 0 | 0 | 0 | 0 | 0 | 0 | 251998.3149 | 115725.7193 | 0 | 0 | 0 | 0 | 0 | 0 | 0 | 0 | 0 | 0 | 0 | 0 | 0 | 0 | 0
2016-12-28 11:00 | 0 | 0 | 0 | 0 | 0 | 35352.9658 | 0 | 403077 | 0 | 0 | 0 | 0 | 507462.3553 | 115725.7193 | 0 | 0 | 0 | 0 | 0 | 0 | 0 | 0 | 0 | 0 | 0 | 0 | 0 | 0 | 0 | 0 | -251998.3149 | -115725.7193 | 0 | 0 | 0 | 0 | 0 | 0 | 0 | 0 | 0 | 0 | 0 | 0 | 0 | 0 | 0
2016-12-28 12:00 | 0 | 0 | 0 | 0 | 0 | 59616.9658 | 0 | 427341 | 0 | 0 | 0 | 0 | 255464.0404 | 0 | 0 | 0 | 0 | 0 | 0 | 0 | 0 | 0 | 0 | 0 | 0 | 0 | 0 | 0 | 0 | 0 | -251998.3149 | -115725.7193 | 0 | 0 | 0 | 0 | 0 | 0 | 0 | 0 | 0 | 0 | 0 | 0 | 0 | 0 | 0
2016-12-28 13:00 | 0 | 0 | 0 | 0 | 0 | 773930.6196 | 0 | 443446 | 0 | 0 | 0 | 0 | 507462.3553 | 78486.3047 | 0 | 0 | 0 | 0 | 0 | 0 | 0 | 0 | 0 | 0 | 0 | 0 | 0 | 0 | 0 | 0 | 251998.3149 | 78486.3047 | 0 | 0 | 0 | 0 | 0 | 0 | 0 | 0 | 0 | 0 | 0 | 0 | 0 | 0 | 0
2016-12-28 14:00 | 0 | 0 | 0 | 0 | 0 | 723594.1822 | 33944.5532 | 452691 | 0 | 0 | 0 | 0 | 759460.6703 | 131335.7251 | 0 | 0 | 0 | 0 | 0 | 0 | 0 | 0 | 0 | 0 | 0 | 0 | 0 | 0 | 0 | 0 | 251998.3149 | 52849.4204 | 0 | 0 | 0 | 0 | 0 | 0 | 0 | 0 | 0 | 0 | 0 | 0 | 0 | 0 | 0
2016-12-28 15:00 | 0 | 0 | 0 | 0 | 0 | 0 | 354133.7976 | 456814 | 0 | 0 | 0 | 0 | 541054.7485 | 247061.4444 | 0 | 0 | 0 | 0 | 0 | 0 | 0 | 0 | 0 | 0 | 0 | 0 | 0 | 0 | 0 | 0 | -218405.9217 | 115725.7193 | 0 | 0 | 0 | 0 | 0 | 0 | 0 | 0 | 0 | 0 | 0 | 0 | 0 | 0 | 0
2016-12-28 16:00 | 0 | 0 | 0 | 0 | 0 | 0 | 549026.5575 | 456842 | 0 | 0 | 0 | 0 | 517513.5867 | 362787.1637 | 0 | 0 | 0 | 0 | 0 | 0 | 0 | 0 | 0 | 0 | 0 | 0 | 0 | 0 | 0 | 0 | -23541.1618 | 115725.7193 | 0 | 0 | 0 | 0 | 0 | 0 | 0 | 0 | 0 | 0 | 0 | 0 | 0 | 0 | 0
2016-12-28 17:00 | 0 | 0 | 0 | 0 | 0 | 0 | 572270.7028 | 453459 | 0 | 0 | 0 | 0 | 520599.5702 | 478512.883 | 0 | 0 | 0 | 0 | 0 | 0 | 0 | 0 | 0 | 0 | 0 | 0 | 0 | 0 | 0 | 0 | 3085.9835 | 115725.7193 | 0 | 0 | 0 | 0 | 0 | 0 | 0 | 0 | 0 | 0 | 0 | 0 | 0 | 0 | 0
2016-12-28 18:00 | 0 | 0 | 0 | 0 | 0 | 0 | 538282.2112 | 449712 | 0 | 0 | 0 | 0 | 724895.5007 | 362787.1637 | 0 | 0 | 0 | 0 | 0 | 0 | 0 | 0 | 0 | 0 | 0 | 0 | 0 | 0 | 0 | 0 | 204295.9305 | -115725.7193 | 0 | 0 | 0 | 0 | 0 | 0 | 0 | 0 | 0 | 0 | 0 | 0 | 0 | 0 | 0
2016-12-28 19:00 | 0 | 0 | 0 | 0 | 0 | 0 | 522340.5821 | 446431 | 0 | 0 | 0 | 0 | 685079.3635 | 478512.883 | 0 | 0 | 0 | 0 | 0 | 0 | 0 | 0 | 0 | 0 | 0 | 0 | 0 | 0 | 0 | 0 | -39816.1372 | 115725.7193 | 0 | 0 | 0 | 0 | 0 | 0 | 0 | 0 | 0 | 0 | 0 | 0 | 0 | 0 | 0
2016-12-28 20:00 | 0 | 0 | 0 | 0 | 0 | 0 | 539228.5137 | 444718 | 0 | 0 | 0 | 0 | 663864.158 | 594238.6023 | 0 | 0 | 0 | 0 | 0 | 0 | 0 | 0 | 0 | 0 | 0 | 0 | 0 | 0 | 0 | 0 | -21215.2056 | 115725.7193 | 0 | 0 | 0 | 0 | 0 | 0 | 0 | 0 | 0 | 0 | 0 | 0 | 0 | 0 | 0
2016-12-28 21:00 | 0 | 0 | 0 | 0 | 0 | 0 | 561645.5502 | 448630 | 0 | 0 | 0 | 0 | 661153.9888 | 709964.3216 | 0 | 0 | 0 | 0 | 0 | 0 | 0 | 0 | 0 | 0 | 0 | 0 | 0 | 0 | 0 | 0 | -2710.1691 | 115725.7193 | 0 | 0 | 0 | 0 | 0 | 0 | 0 | 0 | 0 | 0 | 0 | 0 | 0 | 0 | 0
2016-12-28 22:00 | 0 | 0 | 0 | 0 | 0 | 0 | 488965.2781 | 463782 | 0 | 0 | 0 | 0 | 570611.5476 | 825690.0409 | 0 | 0 | 0 | 0 | 0 | 0 | 0 | 0 | 0 | 0 | 0 | 0 | 0 | 0 | 0 | 0 | -90542.4412 | 115725.7193 | 0 | 0 | 0 | 0 | 0 | 0 | 0 | 0 | 0 | 0 | 0 | 0 | 0 | 0 | 0
2016-12-28 23:00 | 0 | 0 | 0 | 0 | 0 | 141696.9104 | 199536.494 | 477506 | 0 | 0 | 0 | 0 | 318613.2327 | 941415.7602 | 0 | 0 | 0 | 0 | 0 | 0 | 0 | 0 | 0 | 0 | 0 | 0 | 0 | 0 | 0 | 0 | -251998.3149 | 115725.7193 | 0 | 0 | 0 | 0 | 0 | 0 | 0 | 0 | 0 | 0 | 0 | 0 | 0 | 0 | 0
2016-12-29 | 0 | 0 | 0 | 0 | 0 | 780455.9861 | 1748.1304 | 481095 | 0 | 0 | 0 | 0 | 503996.6299 | 1057141.4795 | 0 | 0 | 0 | 0 | 0 | 0 | 0 | 0 | 0 | 0 | 0 | 0 | 0 | 0 | 0 | 0 | 185383.3972 | 115725.7193 | 0 | 0 | 0 | 0 | 0 | 0 | 0 | 0 | 0 | 0 | 0 | 0 | 0 | 0 | 0
2016-12-29 01:00 | 0 | 0 | 0 | 0 | 0 | 847132.0342 | 0 | 479408 | 0 | 0 | 0 | 0 | 755994.9448 | 1172867.1988 | 0 | 0 | 0 | 0 | 0 | 0 | 0 | 0 | 0 | 0 | 0 | 0 | 0 | 0 | 0 | 0 | 251998.3149 | 115725.7193 | 0 | 0 | 0 | 0 | 0 | 0 | 0 | 0 | 0 | 0 | 0 | 0 | 0 | 0 | 0
2016-12-29 02:00 | 0 | 0 | 0 | 0 | 0 | 835890.0342 | 0 | 468166 | 0 | 0 | 0 | 0 | 1007993.2598 | 1288592.9181 | 0 | 0 | 0 | 0 | 0 | 0 | 0 | 0 | 0 | 0 | 0 | 0 | 0 | 0 | 0 | 0 | 251998.3149 | 115725.7193 | 0 | 0 | 0 | 0 | 0 | 0 | 0 | 0 | 0 | 0 | 0 | 0 | 0 | 0 | 0
2016-12-29 03:00 | 0 | 0 | 0 | 0 | 0 | 81253.9658 | 0 | 448978 | 0 | 0 | 0 | 0 | 755994.9448 | 1172867.1988 | 0 | 0 | 0 | 0 | 0 | 0 | 0 | 0 | 0 | 0 | 0 | 0 | 0 | 0 | 0 | 0 | -251998.3149 | -115725.7193 | 0 | 0 | 0 | 0 | 0 | 0 | 0 | 0 | 0 | 0 | 0 | 0 | 0 | 0 | 0
2016-12-29 04:00 | 0 | 0 | 0 | 0 | 0 | 794473.0342 | 0 | 426749 | 0 | 0 | 0 | 0 | 1007993.2598 | 1288592.9181 | 0 | 0 | 0 | 0 | 0 | 0 | 0 | 0 | 0 | 0 | 0 | 0 | 0 | 0 | 0 | 0 | 251998.3149 | 115725.7193 | 0 | 0 | 0 | 0 | 0 | 0 | 0 | 0 | 0 | 0 | 0 | 0 | 0 | 0 | 0
2016-12-29 05:00 | 0 | 0 | 0 | 0 | 0 | 39637.9658 | 0 | 407362 | 0 | 0 | 0 | 0 | 755994.9448 | 1172867.1988 | 0 | 0 | 0 | 0 | 0 | 0 | 0 | 0 | 0 | 0 | 0 | 0 | 0 | 0 | 0 | 0 | -251998.3149 | -115725.7193 | 0 | 0 | 0 | 0 | 0 | 0 | 0 | 0 | 0 | 0 | 0 | 0 | 0 | 0 | 0
2016-12-29 06:00 | 0 | 0 | 0 | 0 | 0 | 24225.9658 | 0 | 391950 | 0 | 0 | 0 | 0 | 503996.6299 | 1057141.4795 | 0 | 0 | 0 | 0 | 0 | 0 | 0 | 0 | 0 | 0 | 0 | 0 | 0 | 0 | 0 | 0 | -251998.3149 | -115725.7193 | 0 | 0 | 0 | 0 | 0 | 0 | 0 | 0 | 0 | 0 | 0 | 0 | 0 | 0 | 0
2016-12-29 07:00 | 0 | 0 | 0 | 0 | 0 | 748643.0342 | 0 | 380919 | 0 | 0 | 0 | 0 | 755994.9448 | 1172867.1988 | 0 | 0 | 0 | 0 | 0 | 0 | 0 | 0 | 0 | 0 | 0 | 0 | 0 | 0 | 0 | 0 | 251998.3149 | 115725.7193 | 0 | 0 | 0 | 0 | 0 | 0 | 0 | 0 | 0 | 0 | 0 | 0 | 0 | 0 | 0
2016-12-29 08:00 | 0 | 0 | 0 | 0 | 0 | 7239.9658 | 0 | 374964 | 0 | 0 | 0 | 0 | 503996.6299 | 1057141.4795 | 0 | 0 | 0 | 0 | 0 | 0 | 0 | 0 | 0 | 0 | 0 | 0 | 0 | 0 | 0 | 0 | -251998.3149 | -115725.7193 | 0 | 0 | 0 | 0 | 0 | 0 | 0 | 0 | 0 | 0 | 0 | 0 | 0 | 0 | 0
2016-12-29 09:00 | 0 | 0 | 0 | 0 | 0 | 7953.9658 | 0 | 375678 | 0 | 0 | 0 | 0 | 251998.3149 | 941415.7602 | 0 | 0 | 0 | 0 | 0 | 0 | 0 | 0 | 0 | 0 | 0 | 0 | 0 | 0 | 0 | 0 | -251998.3149 | -115725.7193 | 0 | 0 | 0 | 0 | 0 | 0 | 0 | 0 | 0 | 0 | 0 | 0 | 0 | 0 | 0
2016-12-29 10:00 | 0 | 0 | 0 | 0 | 0 | 751017.0342 | 0 | 383293 | 0 | 0 | 0 | 0 | 503996.6299 | 1057141.4795 | 0 | 0 | 0 | 0 | 0 | 0 | 0 | 0 | 0 | 0 | 0 | 0 | 0 | 0 | 0 | 0 | 251998.3149 | 115725.7193 | 0 | 0 | 0 | 0 | 0 | 0 | 0 | 0 | 0 | 0 | 0 | 0 | 0 | 0 | 0
2016-12-29 11:00 | 0 | 0 | 0 | 0 | 0 | 32542.9658 | 0 | 400267 | 0 | 0 | 0 | 0 | 251998.3149 | 941415.7602 | 0 | 0 | 0 | 0 | 0 | 0 | 0 | 0 | 0 | 0 | 0 | 0 | 0 | 0 | 0 | 0 | -251998.3149 | -115725.7193 | 0 | 0 | 0 | 0 | 0 | 0 | 0 | 0 | 0 | 0 | 0 | 0 | 0 | 0 | 0
2016-12-29 12:00 | 0 | 0 | 0 | 0 | 0 | 55098.9658 | 0 | 422823 | 0 | 0 | 0 | 0 | 0 | 825690.0409 | 0 | 0 | 0 | 0 | 0 | 0 | 0 | 0 | 0 | 0 | 0 | 0 | 0 | 0 | 0 | 0 | -251998.3149 | -115725.7193 | 0 | 0 | 0 | 0 | 0 | 0 | 0 | 0 | 0 | 0 | 0 | 0 | 0 | 0 | 0
2016-12-29 13:00 | 0 | 0 | 0 | 0 | 0 | 799640.1908 | 0 | 439712 | 0 | 0 | 0 | 0 | 244202.4715 | 941415.7602 | 0 | 0 | 0 | 0 | 0 | 0 | 0 | 0 | 0 | 0 | 0 | 0 | 0 | 0 | 0 | 0 | 244202.4715 | 115725.7193 | 0 | 0 | 0 | 0 | 0 | 0 | 0 | 0 | 0 | 0 | 0 | 0 | 0 | 0 | 0
2016-12-29 14:00 | 0 | 0 | 0 | 0 | 0 | 720014.3279 | 56219.4947 | 451937 | 0 | 0 | 0 | 0 | 452773.5748 | 1057141.4795 | 0 | 0 | 0 | 0 | 0 | 0 | 0 | 0 | 0 | 0 | 0 | 0 | 0 | 0 | 0 | 0 | 208571.1033 | 115725.7193 | 0 | 0 | 0 | 0 | 0 | 0 | 0 | 0 | 0 | 0 | 0 | 0 | 0 | 0 | 0
2016-12-29 15:00 | 0 | 0 | 0 | 0 | 0 | 0 | 367369.0596 | 458406 | 0 | 0 | 0 | 0 | 246010.9152 | 1172867.1988 | 0 | 0 | 0 | 0 | 0 | 0 | 0 | 0 | 0 | 0 | 0 | 0 | 0 | 0 | 0 | 0 | -206762.6597 | 115725.7193 | 0 | 0 | 0 | 0 | 0 | 0 | 0 | 0 | 0 | 0 | 0 | 0 | 0 | 0 | 0
2016-12-29 16:00 | 0 | 0 | 0 | 0 | 0 | 293574.3003 | 533791.734 | 459642 | 0 | 0 | 0 | 0 | 498009.2301 | 1288592.9181 | 0 | 0 | 0 | 0 | 0 | 0 | 0 | 0 | 0 | 0 | 0 | 0 | 0 | 0 | 0 | 0 | 251998.3149 | 115725.7193 | 0 | 0 | 0 | 0 | 0 | 0 | 0 | 0 | 0 | 0 | 0 | 0 | 0 | 0 | 0
2016-12-29 17:00 | 0 | 0 | 0 | 0 | 0 | 0 | 546762.63 | 457177 | 0 | 0 | 0 | 0 | 703320.5794 | 1172867.1988 | 0 | 0 | 0 | 0 | 0 | 0 | 0 | 0 | 0 | 0 | 0 | 0 | 0 | 0 | 0 | 0 | 205311.3493 | -115725.7193 | 0 | 0 | 0 | 0 | 0 | 0 | 0 | 0 | 0 | 0 | 0 | 0 | 0 | 0 | 0
2016-12-29 18:00 | 0 | 0 | 0 | 0 | 0 | 52670.956 | 516026.7381 | 453413 | 0 | 0 | 0 | 0 | 934330.9928 | 1057141.4795 | 0 | 0 | 0 | 0 | 0 | 0 | 0 | 0 | 0 | 0 | 0 | 0 | 0 | 0 | 0 | 0 | 231010.4134 | -115725.7193 | 0 | 0 | 0 | 0 | 0 | 0 | 0 | 0 | 0 | 0 | 0 | 0 | 0 | 0 | 0
2016-12-29 19:00 | 0 | 0 | 0 | 0 | 0 | 0 | 496869.2729 | 448588 | 0 | 0 | 0 | 0 | 996346.4306 | 1043407.3145 | 0 | 0 | 0 | 0 | 0 | 0 | 0 | 0 | 0 | 0 | 0 | 0 | 0 | 0 | 0 | 0 | 62015.4378 | -13734.165 | 0 | 0 | 0 | 0 | 0 | 0 | 0 | 0 | 0 | 0 | 0 | 0 | 0 | 0 | 0
2016-12-29 20:00 | 0 | 0 | 0 | 0 | 0 | 0 | 497137.6323 | 445166 | 0 | 0 | 0 | 0 | 932592.3437 | 1159133.0338 | 0 | 0 | 0 | 0 | 0 | 0 | 0 | 0 | 0 | 0 | 0 | 0 | 0 | 0 | 0 | 0 | -63754.0869 | 115725.7193 | 0 | 0 | 0 | 0 | 0 | 0 | 0 | 0 | 0 | 0 | 0 | 0 | 0 | 0 | 0
2016-12-29 21:00 | 0 | 0 | 0 | 0 | 0 | 0 | 514501.4255 | 448553 | 0 | 0 | 0 | 0 | 1114266.4885 | 1043407.3145 | 0 | 0 | 0 | 0 | 0 | 0 | 0 | 0 | 0 | 0 | 0 | 0 | 0 | 0 | 0 | 0 | 181674.1448 | -115725.7193 | 0 | 0 | 0 | 0 | 0 | 0 | 0 | 0 | 0 | 0 | 0 | 0 | 0 | 0 | 0
2016-12-29 22:00 | 0 | 0 | 0 | 0 | 0 | 0 | 431441.3417 | 463901 | 0 | 0 | 0 | 0 | 1197532.5494 | 927681.5952 | 0 | 0 | 0 | 0 | 0 | 0 | 0 | 0 | 0 | 0 | 0 | 0 | 0 | 0 | 0 | 0 | 83266.061 | -115725.7193 | 0 | 0 | 0 | 0 | 0 | 0 | 0 | 0 | 0 | 0 | 0 | 0 | 0 | 0 | 0
2016-12-29 23:00 | 0 | 0 | 0 | 0 | 0 | 0 | 178236.0469 | 480596 | 0 | 0 | 0 | 0 | 945534.2345 | 877319.957 | 0 | 0 | 0 | 0 | 0 | 0 | 0 | 0 | 0 | 0 | 0 | 0 | 0 | 0 | 0 | 0 | -251998.3149 | -50361.6382 | 0 | 0 | 0 | 0 | 0 | 0 | 0 | 0 | 0 | 0 | 0 | 0 | 0 | 0 | 0
2016-12-30 | 0 | 0 | 0 | 0 | 0 | 588270.1503 | 1705.5794 | 486871 | 0 | 0 | 0 | 0 | 1164364.6834 | 761594.2377 | 0 | 0 | 0 | 0 | 0 | 0 | 0 | 0 | 0 | 0 | 0 | 0 | 0 | 0 | 0 | 0 | 218830.4489 | -115725.7193 | 0 | 0 | 0 | 0 | 0 | 0 | 0 | 0 | 0 | 0 | 0 | 0 | 0 | 0 | 0
2016-12-30 01:00 | 0 | 0 | 0 | 0 | 0 | 350809.4044 | 0 | 487082 | 0 | 0 | 0 | 0 | 912366.3685 | 877319.957 | 0 | 0 | 0 | 0 | 0 | 0 | 0 | 0 | 0 | 0 | 0 | 0 | 0 | 0 | 0 | 0 | -251998.3149 | 115725.7193 | 0 | 0 | 0 | 0 | 0 | 0 | 0 | 0 | 0 | 0 | 0 | 0 | 0 | 0 | 0
2016-12-30 02:00 | 0 | 0 | 0 | 0 | 0 | 109269.9658 | 0 | 476994 | 0 | 0 | 0 | 0 | 660368.0535 | 761594.2377 | 0 | 0 | 0 | 0 | 0 | 0 | 0 | 0 | 0 | 0 | 0 | 0 | 0 | 0 | 0 | 0 | -251998.3149 | -115725.7193 | 0 | 0 | 0 | 0 | 0 | 0 | 0 | 0 | 0 | 0 | 0 | 0 | 0 | 0 | 0
2016-12-30 03:00 | 0 | 0 | 0 | 0 | 0 | 611586.1038 | 0 | 460130 | 0 | 0 | 0 | 0 | 912366.3685 | 661052.0266 | 0 | 0 | 0 | 0 | 0 | 0 | 0 | 0 | 0 | 0 | 0 | 0 | 0 | 0 | 0 | 0 | 251998.3149 | -100542.2111 | 0 | 0 | 0 | 0 | 0 | 0 | 0 | 0 | 0 | 0 | 0 | 0 | 0 | 0 | 0
2016-12-30 04:00 | 0 | 0 | 0 | 0 | 0 | 303641.4044 | 0 | 439914 | 0 | 0 | 0 | 0 | 660368.0535 | 776777.7459 | 0 | 0 | 0 | 0 | 0 | 0 | 0 | 0 | 0 | 0 | 0 | 0 | 0 | 0 | 0 | 0 | -251998.3149 | 115725.7193 | 0 | 0 | 0 | 0 | 0 | 0 | 0 | 0 | 0 | 0 | 0 | 0 | 0 | 0 | 0
2016-12-30 05:00 | 0 | 0 | 0 | 0 | 0 | 54178.9658 | 0 | 421903 | 0 | 0 | 0 | 0 | 408369.7386 | 661052.0266 | 0 | 0 | 0 | 0 | 0 | 0 | 0 | 0 | 0 | 0 | 0 | 0 | 0 | 0 | 0 | 0 | -251998.3149 | -115725.7193 | 0 | 0 | 0 | 0 | 0 | 0 | 0 | 0 | 0 | 0 | 0 | 0 | 0 | 0 | 0
2016-12-30 06:00 | 0 | 0 | 0 | 0 | 0 | 618443.6106 | 0 | 407091 | 0 | 0 | 0 | 0 | 503996.6299 | 776777.7459 | 0 | 0 | 0 | 0 | 0 | 0 | 0 | 0 | 0 | 0 | 0 | 0 | 0 | 0 | 0 | 0 | 95626.8913 | 115725.7193 | 0 | 0 | 0 | 0 | 0 | 0 | 0 | 0 | 0 | 0 | 0 | 0 | 0 | 0 | 0
2016-12-30 07:00 | 0 | 0 | 0 | 0 | 0 | 534958.5956 | 0 | 398686 | 0 | 0 | 0 | 0 | 755994.9448 | 661052.0266 | 0 | 0 | 0 | 0 | 0 | 0 | 0 | 0 | 0 | 0 | 0 | 0 | 0 | 0 | 0 | 0 | 251998.3149 | -115725.7193 | 0 | 0 | 0 | 0 | 0 | 0 | 0 | 0 | 0 | 0 | 0 | 0 | 0 | 0 | 0
2016-12-30 08:00 | 0 | 0 | 0 | 0 | 0 | 26704.9658 | 0 | 394429 | 0 | 0 | 0 | 0 | 503996.6299 | 545326.3073 | 0 | 0 | 0 | 0 | 0 | 0 | 0 | 0 | 0 | 0 | 0 | 0 | 0 | 0 | 0 | 0 | -251998.3149 | -115725.7193 | 0 | 0 | 0 | 0 | 0 | 0 | 0 | 0 | 0 | 0 | 0 | 0 | 0 | 0 | 0
2016-12-30 09:00 | 0 | 0 | 0 | 0 | 0 | 603548.1092 | 0 | 396327 | 0 | 0 | 0 | 0 | 755994.9448 | 500549.1015 | 0 | 0 | 0 | 0 | 0 | 0 | 0 | 0 | 0 | 0 | 0 | 0 | 0 | 0 | 0 | 0 | 251998.3149 | -44777.2058 | 0 | 0 | 0 | 0 | 0 | 0 | 0 | 0 | 0 | 0 | 0 | 0 | 0 | 0 | 0
2016-12-30 10:00 | 0 | 0 | 0 | 0 | 0 | 269250.4044 | 0 | 405523 | 0 | 0 | 0 | 0 | 503996.6299 | 616274.8208 | 0 | 0 | 0 | 0 | 0 | 0 | 0 | 0 | 0 | 0 | 0 | 0 | 0 | 0 | 0 | 0 | -251998.3149 | 115725.7193 | 0 | 0 | 0 | 0 | 0 | 0 | 0 | 0 | 0 | 0 | 0 | 0 | 0 | 0 | 0
2016-12-30 11:00 | 0 | 0 | 0 | 0 | 0 | 57420.9658 | 0 | 425145 | 0 | 0 | 0 | 0 | 251998.3149 | 500549.1015 | 0 | 0 | 0 | 0 | 0 | 0 | 0 | 0 | 0 | 0 | 0 | 0 | 0 | 0 | 0 | 0 | -251998.3149 | -115725.7193 | 0 | 0 | 0 | 0 | 0 | 0 | 0 | 0 | 0 | 0 | 0 | 0 | 0 | 0 | 0
2016-12-30 12:00 | 0 | 0 | 0 | 0 | 0 | 79935.9658 | 0 | 447660 | 0 | 0 | 0 | 0 | 0 | 384823.3822 | 0 | 0 | 0 | 0 | 0 | 0 | 0 | 0 | 0 | 0 | 0 | 0 | 0 | 0 | 0 | 0 | -251998.3149 | -115725.7193 | 0 | 0 | 0 | 0 | 0 | 0 | 0 | 0 | 0 | 0 | 0 | 0 | 0 | 0 | 0
2016-12-30 13:00 | 0 | 0 | 0 | 0 | 0 | 647363.4788 | 0 | 463447 | 0 | 0 | 0 | 0 | 251998.3149 | 316741.5461 | 0 | 0 | 0 | 0 | 0 | 0 | 0 | 0 | 0 | 0 | 0 | 0 | 0 | 0 | 0 | 0 | 251998.3149 | -68081.8361 | 0 | 0 | 0 | 0 | 0 | 0 | 0 | 0 | 0 | 0 | 0 | 0 | 0 | 0 | 0
2016-12-30 14:00 | 0 | 0 | 0 | 0 | 0 | 594303.1559 | 69912.8579 | 470223 | 0 | 0 | 0 | 0 | 503996.6299 | 258736.245 | 0 | 0 | 0 | 0 | 0 | 0 | 0 | 0 | 0 | 0 | 0 | 0 | 0 | 0 | 0 | 0 | 251998.3149 | -58005.3011 | 0 | 0 | 0 | 0 | 0 | 0 | 0 | 0 | 0 | 0 | 0 | 0 | 0 | 0 | 0
2016-12-30 15:00 | 0 | 0 | 0 | 0 | 0 | 476980.0404 | 356189.2422 | 471272 | 0 | 0 | 0 | 0 | 750168.1932 | 374461.9643 | 0 | 0 | 0 | 0 | 0 | 0 | 0 | 0 | 0 | 0 | 0 | 0 | 0 | 0 | 0 | 0 | 246171.5633 | 115725.7193 | 0 | 0 | 0 | 0 | 0 | 0 | 0 | 0 | 0 | 0 | 0 | 0 | 0 | 0 | 0
2016-12-30 16:00 | 0 | 0 | 0 | 0 | 0 | 331099.4637 | 504457.5705 | 467833 | 0 | 0 | 0 | 0 | 1002166.5081 | 490187.6836 | 0 | 0 | 0 | 0 | 0 | 0 | 0 | 0 | 0 | 0 | 0 | 0 | 0 | 0 | 0 | 0 | 251998.3149 | 115725.7193 | 0 | 0 | 0 | 0 | 0 | 0 | 0 | 0 | 0 | 0 | 0 | 0 | 0 | 0 | 0
2016-12-30 17:00 | 0 | 0 | 0 | 0 | 0 | 0 | 527706.797 | 461282 | 0 | 0 | 0 | 0 | 1093492.4767 | 465286.512 | 0 | 0 | 0 | 0 | 0 | 0 | 0 | 0 | 0 | 0 | 0 | 0 | 0 | 0 | 0 | 0 | 91325.9686 | -24901.1716 | 0 | 0 | 0 | 0 | 0 | 0 | 0 | 0 | 0 | 0 | 0 | 0 | 0 | 0 | 0
2016-12-30 18:00 | 0 | 0 | 0 | 0 | 0 | 319779.227 | 501300.8073 | 453356 | 0 | 0 | 0 | 0 | 1345490.7917 | 581012.2313 | 0 | 0 | 0 | 0 | 0 | 0 | 0 | 0 | 0 | 0 | 0 | 0 | 0 | 0 | 0 | 0 | 251998.3149 | 115725.7193 | 0 | 0 | 0 | 0 | 0 | 0 | 0 | 0 | 0 | 0 | 0 | 0 | 0 | 0 | 0
2016-12-30 19:00 | 0 | 0 | 0 | 0 | 0 | 327344.1029 | 486461.9313 | 446082 | 0 | 0 | 0 | 0 | 1597489.1066 | 696737.9506 | 0 | 0 | 0 | 0 | 0 | 0 | 0 | 0 | 0 | 0 | 0 | 0 | 0 | 0 | 0 | 0 | 251998.3149 | 115725.7193 | 0 | 0 | 0 | 0 | 0 | 0 | 0 | 0 | 0 | 0 | 0 | 0 | 0 | 0 | 0
2016-12-30 20:00 | 0 | 0 | 0 | 0 | 0 | 314617.9705 | 494796.0637 | 441690 | 0 | 0 | 0 | 0 | 1849487.4215 | 812463.6699 | 0 | 0 | 0 | 0 | 0 | 0 | 0 | 0 | 0 | 0 | 0 | 0 | 0 | 0 | 0 | 0 | 251998.3149 | 115725.7193 | 0 | 0 | 0 | 0 | 0 | 0 | 0 | 0 | 0 | 0 | 0 | 0 | 0 | 0 | 0
2016-12-30 21:00 | 0 | 0 | 0 | 0 | 0 | 310718.4843 | 503479.5499 | 446474 | 0 | 0 | 0 | 0 | 2101485.7365 | 928189.3892 | 0 | 0 | 0 | 0 | 0 | 0 | 0 | 0 | 0 | 0 | 0 | 0 | 0 | 0 | 0 | 0 | 251998.3149 | 115725.7193 | 0 | 0 | 0 | 0 | 0 | 0 | 0 | 0 | 0 | 0 | 0 | 0 | 0 | 0 | 0
2016-12-30 22:00 | 0 | 0 | 0 | 0 | 0 | 0 | 411283.7069 | 463624 | 0 | 0 | 0 | 0 | 1933419.7241 | 1043915.1085 | 0 | 0 | 0 | 0 | 0 | 0 | 0 | 0 | 0 | 0 | 0 | 0 | 0 | 0 | 0 | 0 | -168066.0124 | 115725.7193 | 0 | 0 | 0 | 0 | 0 | 0 | 0 | 0 | 0 | 0 | 0 | 0 | 0 | 0 | 0
2016-12-30 23:00 | 0 | 0 | 0 | 0 | 0 | 711050.8399 | 137765.1943 | 481092 | 0 | 0 | 0 | 0 | 2185418.0391 | 1159640.8278 | 0 | 0 | 0 | 0 | 0 | 0 | 0 | 0 | 0 | 0 | 0 | 0 | 0 | 0 | 0 | 0 | 251998.3149 | 115725.7193 | 0 | 0 | 0 | 0 | 0 | 0 | 0 | 0 | 0 | 0 | 0 | 0 | 0 | 0 | 0
2016-12-31 | 0 | 0 | 0 | 0 | 0 | 795088.9567 | 1390.6985 | 487680 | 0 | 0 | 0 | 0 | 2378491.975 | 1275366.5471 | 0 | 0 | 0 | 0 | 0 | 0 | 0 | 0 | 0 | 0 | 0 | 0 | 0 | 0 | 0 | 0 | 193073.9359 | 115725.7193 | 0 | 0 | 0 | 0 | 0 | 0 | 0 | 0 | 0 | 0 | 0 | 0 | 0 | 0 | 0
2016-12-31 01:00 | 0 | 0 | 0 | 0 | 0 | 625697.5956 | 0 | 489425 | 0 | 0 | 0 | 0 | 2630490.2899 | 1159640.8278 | 0 | 0 | 0 | 0 | 0 | 0 | 0 | 0 | 0 | 0 | 0 | 0 | 0 | 0 | 0 | 0 | 251998.3149 | -115725.7193 | 0 | 0 | 0 | 0 | 0 | 0 | 0 | 0 | 0 | 0 | 0 | 0 | 0 | 0 | 0
2016-12-31 02:00 | 0 | 0 | 0 | 0 | 0 | 618150.5956 | 0 | 481878 | 0 | 0 | 0 | 0 | 2882488.6048 | 1043915.1085 | 0 | 0 | 0 | 0 | 0 | 0 | 0 | 0 | 0 | 0 | 0 | 0 | 0 | 0 | 0 | 0 | 251998.3149 | -115725.7193 | 0 | 0 | 0 | 0 | 0 | 0 | 0 | 0 | 0 | 0 | 0 | 0 | 0 | 0 | 0
2016-12-31 03:00 | 0 | 0 | 0 | 0 | 0 | 331947.4044 | 0 | 468220 | 0 | 0 | 0 | 0 | 2630490.2899 | 1159640.8278 | 0 | 0 | 0 | 0 | 0 | 0 | 0 | 0 | 0 | 0 | 0 | 0 | 0 | 0 | 0 | 0 | -251998.3149 | 115725.7193 | 0 | 0 | 0 | 0 | 0 | 0 | 0 | 0 | 0 | 0 | 0 | 0 | 0 | 0 | 0
2016-12-31 04:00 | 0 | 0 | 0 | 0 | 0 | 314683.4044 | 0 | 450956 | 0 | 0 | 0 | 0 | 2378491.975 | 1275366.5471 | 0 | 0 | 0 | 0 | 0 | 0 | 0 | 0 | 0 | 0 | 0 | 0 | 0 | 0 | 0 | 0 | -251998.3149 | 115725.7193 | 0 | 0 | 0 | 0 | 0 | 0 | 0 | 0 | 0 | 0 | 0 | 0 | 0 | 0 | 0
2016-12-31 05:00 | 0 | 0 | 0 | 0 | 0 | 296727.4044 | 0 | 433000 | 0 | 0 | 0 | 0 | 2126493.66 | 1391092.2664 | 0 | 0 | 0 | 0 | 0 | 0 | 0 | 0 | 0 | 0 | 0 | 0 | 0 | 0 | 0 | 0 | -251998.3149 | 115725.7193 | 0 | 0 | 0 | 0 | 0 | 0 | 0 | 0 | 0 | 0 | 0 | 0 | 0 | 0 | 0
2016-12-31 06:00 | 0 | 0 | 0 | 0 | 0 | 556569.5956 | 0 | 420297 | 0 | 0 | 0 | 0 | 2378491.975 | 1275366.5471 | 0 | 0 | 0 | 0 | 0 | 0 | 0 | 0 | 0 | 0 | 0 | 0 | 0 | 0 | 0 | 0 | 251998.3149 | -115725.7193 | 0 | 0 | 0 | 0 | 0 | 0 | 0 | 0 | 0 | 0 | 0 | 0 | 0 | 0 | 0
2016-12-31 07:00 | 0 | 0 | 0 | 0 | 0 | 275413.4044 | 0 | 411686 | 0 | 0 | 0 | 0 | 2126493.66 | 1391092.2664 | 0 | 0 | 0 | 0 | 0 | 0 | 0 | 0 | 0 | 0 | 0 | 0 | 0 | 0 | 0 | 0 | -251998.3149 | 115725.7193 | 0 | 0 | 0 | 0 | 0 | 0 | 0 | 0 | 0 | 0 | 0 | 0 | 0 | 0 | 0
2016-12-31 08:00 | 0 | 0 | 0 | 0 | 0 | 38430.9658 | 0 | 406155 | 0 | 0 | 0 | 0 | 1874495.3451 | 1275366.5471 | 0 | 0 | 0 | 0 | 0 | 0 | 0 | 0 | 0 | 0 | 0 | 0 | 0 | 0 | 0 | 0 | -251998.3149 | -115725.7193 | 0 | 0 | 0 | 0 | 0 | 0 | 0 | 0 | 0 | 0 | 0 | 0 | 0 | 0 | 0
2016-12-31 09:00 | 0 | 0 | 0 | 0 | 0 | 730643.5013 | 0 | 404289 | 0 | 0 | 0 | 0 | 2126493.66 | 1349722.7335 | 0 | 0 | 0 | 0 | 0 | 0 | 0 | 0 | 0 | 0 | 0 | 0 | 0 | 0 | 0 | 0 | 251998.3149 | 74356.1864 | 0 | 0 | 0 | 0 | 0 | 0 | 0 | 0 | 0 | 0 | 0 | 0 | 0 | 0 | 0
2016-12-31 10:00 | 0 | 0 | 0 | 0 | 0 | 271577.4044 | 0 | 407850 | 0 | 0 | 0 | 0 | 1874495.3451 | 1465448.4528 | 0 | 0 | 0 | 0 | 0 | 0 | 0 | 0 | 0 | 0 | 0 | 0 | 0 | 0 | 0 | 0 | -251998.3149 | 115725.7193 | 0 | 0 | 0 | 0 | 0 | 0 | 0 | 0 | 0 | 0 | 0 | 0 | 0 | 0 | 0
2016-12-31 11:00 | 0 | 0 | 0 | 0 | 0 | 47414.9658 | 0 | 415139 | 0 | 0 | 0 | 0 | 1622497.0301 | 1349722.7335 | 0 | 0 | 0 | 0 | 0 | 0 | 0 | 0 | 0 | 0 | 0 | 0 | 0 | 0 | 0 | 0 | -251998.3149 | -115725.7193 | 0 | 0 | 0 | 0 | 0 | 0 | 0 | 0 | 0 | 0 | 0 | 0 | 0 | 0 | 0
2016-12-31 12:00 | 0 | 0 | 0 | 0 | 0 | 58721.9658 | 0 | 426446 | 0 | 0 | 0 | 0 | 1370498.7152 | 1233997.0142 | 0 | 0 | 0 | 0 | 0 | 0 | 0 | 0 | 0 | 0 | 0 | 0 | 0 | 0 | 0 | 0 | -251998.3149 | -115725.7193 | 0 | 0 | 0 | 0 | 0 | 0 | 0 | 0 | 0 | 0 | 0 | 0 | 0 | 0 | 0
2016-12-31 13:00 | 0 | 0 | 0 | 0 | 0 | 635569.4772 | 0 | 437460 | 0 | 0 | 0 | 0 | 1452882.4731 | 1349722.7335 | 0 | 0 | 0 | 0 | 0 | 0 | 0 | 0 | 0 | 0 | 0 | 0 | 0 | 0 | 0 | 0 | 82383.7579 | 115725.7193 | 0 | 0 | 0 | 0 | 0 | 0 | 0 | 0 | 0 | 0 | 0 | 0 | 0 | 0 | 0
2016-12-31 14:00 | 0 | 0 | 0 | 0 | 0 | 38245.184 | 38170.7818 | 444140 | 0 | 0 | 0 | 0 | 1200884.1582 | 1233997.0142 | 0 | 0 | 0 | 0 | 0 | 0 | 0 | 0 | 0 | 0 | 0 | 0 | 0 | 0 | 0 | 0 | -251998.3149 | -115725.7193 | 0 | 0 | 0 | 0 | 0 | 0 | 0 | 0 | 0 | 0 | 0 | 0 | 0 | 0 | 0
2016-12-31 15:00 | 0 | 0 | 0 | 0 | 0 | 52892.0102 | 308863.0557 | 446688 | 0 | 0 | 0 | 0 | 1000225.5048 | 1349722.7335 | 0 | 0 | 0 | 0 | 0 | 0 | 0 | 0 | 0 | 0 | 0 | 0 | 0 | 0 | 0 | 0 | -200658.6534 | 115725.7193 | 0 | 0 | 0 | 0 | 0 | 0 | 0 | 0 | 0 | 0 | 0 | 0 | 0 | 0 | 0
2016-12-31 16:00 | 0 | 0 | 0 | 0 | 0 | 337319.802 | 476195.2323 | 445791 | 0 | 0 | 0 | 0 | 1252223.8197 | 1465448.4528 | 0 | 0 | 0 | 0 | 0 | 0 | 0 | 0 | 0 | 0 | 0 | 0 | 0 | 0 | 0 | 0 | 251998.3149 | 115725.7193 | 0 | 0 | 0 | 0 | 0 | 0 | 0 | 0 | 0 | 0 | 0 | 0 | 0 | 0 | 0
2016-12-31 17:00 | 0 | 0 | 0 | 0 | 0 | 45248.3679 | 533025.2278 | 442001 | 0 | 0 | 0 | 0 | 1504222.1347 | 1349722.7335 | 0 | 0 | 0 | 0 | 0 | 0 | 0 | 0 | 0 | 0 | 0 | 0 | 0 | 0 | 0 | 0 | 251998.3149 | -115725.7193 | 0 | 0 | 0 | 0 | 0 | 0 | 0 | 0 | 0 | 0 | 0 | 0 | 0 | 0 | 0
2016-12-31 18:00 | 0 | 0 | 0 | 0 | 0 | 0 | 521118.3231 | 437484 | 0 | 0 | 0 | 0 | 1703582.177 | 1233997.0142 | 0 | 0 | 0 | 0 | 0 | 0 | 0 | 0 | 0 | 0 | 0 | 0 | 0 | 0 | 0 | 0 | 199360.0424 | -115725.7193 | 0 | 0 | 0 | 0 | 0 | 0 | 0 | 0 | 0 | 0 | 0 | 0 | 0 | 0 | 0
2016-12-31 19:00 | 0 | 0 | 0 | 0 | 0 | 290948.4085 | 510651.6257 | 433876 | 0 | 0 | 0 | 0 | 1955580.492 | 1349722.7335 | 0 | 0 | 0 | 0 | 0 | 0 | 0 | 0 | 0 | 0 | 0 | 0 | 0 | 0 | 0 | 0 | 251998.3149 | 115725.7193 | 0 | 0 | 0 | 0 | 0 | 0 | 0 | 0 | 0 | 0 | 0 | 0 | 0 | 0 | 0
2016-12-31 20:00 | 0 | 0 | 0 | 0 | 0 | 278311.3328 | 521421.7014 | 432009 | 0 | 0 | 0 | 0 | 2207578.8069 | 1465448.4528 | 0 | 0 | 0 | 0 | 0 | 0 | 0 | 0 | 0 | 0 | 0 | 0 | 0 | 0 | 0 | 0 | 251998.3149 | 115725.7193 | 0 | 0 | 0 | 0 | 0 | 0 | 0 | 0 | 0 | 0 | 0 | 0 | 0 | 0 | 0
2016-12-31 21:00 | 0 | 0 | 0 | 0 | 0 | 0 | 538498.4201 | 435982 | 0 | 0 | 0 | 0 | 2194369.5078 | 1581174.1721 | 0 | 0 | 0 | 0 | 0 | 0 | 0 | 0 | 0 | 0 | 0 | 0 | 0 | 0 | 0 | 0 | -13209.2992 | 115725.7193 | 0 | 0 | 0 | 0 | 0 | 0 | 0 | 0 | 0 | 0 | 0 | 0 | 0 | 0 | 0
2016-12-31 22:00 | 0 | 0 | 0 | 0 | 0 | 357168.8016 | 460625.2326 | 450070 | 0 | 0 | 0 | 0 | 2446367.8227 | 1696899.8914 | 0 | 0 | 0 | 0 | 0 | 0 | 0 | 0 | 0 | 0 | 0 | 0 | 0 | 0 | 0 | 0 | 251998.3149 | 115725.7193 | 0 | 0 | 0 | 0 | 0 | 0 | 0 | 0 | 0 | 0 | 0 | 0 | 0 | 0 | 0
2016-12-31 23:00 | 0 | 0 | 0 | 0 | 0 | 471450.5687 | 164205.5428 | 459604 | 0 | 0 | 0 | 0 | 2698366.1376 | 1620953.6879 | 0 | 0 | 0 | 0 | 0 | 0 | 0 | 0 | 0 | 0 | 0 | 0 | 0 | 0 | 0 | 0 | 251998.3149 | -75946.2035 | 0 | 0 | 0 | 0 | 0 | 0 | 0 | 0 | 0 | 0 | 0 | 0 | 0 | 0 | 0
2017-01-01 | 0 | 0 | 0 | 0 | 0 | 526651.1589 | 1845.589 | 460100 | 0 | 0 | 0 | 0 | 2882488.6048 | 1505227.9686 | 0 | 0 | 0 | 0 | 0 | 0 | 0 | 0 | 0 | 0 | 0 | 0 | 0 | 0 | 0 | 0 | 184122.4672 | -115725.7193 | 0 | 0 | 0 | 0 | 0 | 0 | 0 | 0 | 0 | 0 | 0 | 0 | 0 | 0 | 0