## input file
| PyPSA case input file | Unnamed: 1 | Unnamed: 2 | Unnamed: 3 | Unnamed: 4 | Unnamed: 5 | Unnamed: 6 | Unnamed: 7 | Unnamed: 8 | Unnamed: 9 | Unnamed: 10 | Unnamed: 11 | Unnamed: 12 | Unnamed: 13 | Unnamed: 14 | Unnamed: 15 | Unnamed: 16 | Unnamed: 17 | Unnamed: 18 | Unnamed: 19 | Unnamed: 20 | Unnamed: 21 | Unnamed: 22 | Unnamed: 23 | Unnamed: 24 | Unnamed: 25
0
1 | Everything outside of the <CASE_DATA> or <COMPONENT_DATA> flag is for notes, etc.
2
3 | Note that demand has no decisions.
4 | Note that unmet demand is represented a source with a variable cost only, so unmet demand has an output decision.
5 | Information about PyPSA components and their attributes can be found here: https://pypsa.readthedocs.io/en/latest/components.html
6
7 | REQUIRED KEYWORDS
8 | component | PyPSA component type
9 | name | Unique name of the component
10 | bus | Name of bus from which this technology would get or give its energy (or in the case of link, the giving bus)
11
12 | OPTIONAL KEYWORDS
13 | time_series_file | Name of time series file that will get loaded
14 | capital_cost | Fixed cost, if not defined default is 0
15 | marginal_cost | Marginal cost, if not defined default is 0
16 | max_hours | Hours at max capacity for StorageUnit
17 | cyclic_state_of_charge | Assume cyclic state of charge for StorageUnit (Boolean)
18 | efficiency | Efficiency of component
19 | standing_loss | Losses per hour to state of charge
20
21 | CASE_DATA
22
23 | input_path | /carnegie/data/Shared/Labs/Caldeira Lab/Everyone/energy_demand_capacity_data/US_solar_wind_demand/
24 | costs_path | clab_pypsa/utilities/costs_2020.csv |  |  |  | Note: Path to PyPSA database
25 | output_path | output_data
26 | case_name | all_firm_case_all_stores
27 | filename_prefix | all_firm
28 | datetime_start | 2016-01-01 00:00:00 |  | Note: Dates must be formatted as text (not excel date format)
29 | datetime_end | 2017-01-01 00:00:00
30 | delta_t | 1
31 | no_time_steps | 8784 |  | Note: this assumes time unit for dt is 'hour'
32 | total_hours | 8784
33
34 | solver | gurobi
35 | logging_level | info |  | Note: Can be error, warning, info, or debug and specifies level of detail in terminal output
36 | numerics_scaling | 1 |  | Note: Factor to avoid rounding in Gurobi solver for small values
37
38 | time_unit | h
39 | power_unit | MW
40 | mass_unit | t
41 | currency | € |  | Note: 2020 €
42
43
44 | END_CASE_DATA | Note: To use PyPSA default costs, use same technology names as in costs_path |  |  |  |  | Note: p_min_mu sets uni/bidirectionality |  |  |  | Note: Capital costs are the product of hourly fixed costs and time_range |  |  |  |  | Note: cost per energy stored for Store/StoragUnit
45 |  |  | Note: For Link, bus is interpreted as bus0 | [6 empty] | Note: p_nom is a factor multiplied to the given capacity, e_nom is assumed for stores | [7 empty] | Note: For StorageUnit, efficiency is interpreted as efficiency_store
46 | MEM vocabulary
47 | tech_type | tech_name |  | node | [5 empty] | normalization | capacity | fixed_cost |  | var_cost |  |  |  | charging_time |  | efficiency |  |  |  | decay_rate
48 | COMPONENT_DATA | [14 empty] | Data source
49 | component | name | carrier | bus | bus1 | bus2 | p_min_pu | p_max_pu | time_series_file | normalization | p_nom | capital_cost |  | marginal_cost |  |  | sign | max_hours | cyclic_state_of_charge | efficiency | efficiency_dispatch | efficiency2 |  | standing_loss
50 | Load | load |  | electricity |  |  |  |  | US_demand_unnormalized.csv | [15 empty] | 1/h | Note: PyPSA costs storage_unit by power cost; cost of energy capacity is effectively capital_cost/max_hours
51 | Generator | solar-utility |  | electricity |  |  |  |  | US_capacity_solar_25pctTop_unnormalized.csv |  |  | db | €/time range/MW | db | €/MWh | PyPSA DB
52 | Generator | onwind |  | electricity |  |  |  |  | US_capacity_wind_25pctTop_unnormalized.csv |  |  | db | €/time range/MW | db | €/MWh | PyPSA DB
53 | Generator | CCGT % wCCS | natgas_wCCS | natgas_wCCS_out | [7 empty] | 143326.4338 | €/time range/MW | 39.2231 | €/MWh | NREL |  |  |  | db
54 | Link | CCGT % link wCCS | natgas_wCCS | natgas_wCCS_out | electricity | co2_atmosphere_out | [5 empty] | 0 | €/time range/MW | 0 | €/MWh | PyPSA DB |  |  |  | 1 |  | .05*db_co2_emissions | t/MWh
55 | Generator | CCGT | natgas | natgas_out | [7 empty] | db | €/time range/MW | db | €/MWh | PyPSA DB |  |  |  | db
56 | Link | CCGT % link | natgas | natgas_out | electricity | co2_atmosphere_out | [5 empty] | 0 | €/time range/MW | 0 | €/MWh | PyPSA DB |  |  |  | 1 |  | db_co2_emissions | t/MWh
57 | Generator | BECCS | beccs | beccs_out | [7 empty] | 407013.0478 | €/time range/MW | 14.5614 | €/MWh | NREL
58 | Link | BECCS % link | beccs | beccs_out | electricity | co2_atmosphere_out | [5 empty] | 0 | €/time range/MW | 0 | €/MWh | NREL | [5 empty] | -1.22 | t/MWh
59 | Generator | geothermal | geothermal | geoth_out | [7 empty] | db | €/time range/MW | db | €/MWh | PyPSA DB |  |  |  | db
60 | Link | geothermal % link | geothermal | geoth_out | electricity | co2_atmosphere_out | [5 empty] | 0 | €/time range/MW | 0 | €/MWh | PyPSA DB |  |  |  | 1 |  | db_co2_emissions | t/MWh
61 | Generator | nuclear |  | electricity | [7 empty] | db | €/time range/MW | db | €/MWh | PyPSA DB |  |  |  | db
62 | Generator | hydro |  | electricity | [7 empty] | db | €/time range/MW | db | €/MWh | PyPSA DB |  |  |  | db
63 | Store | load shifting forward |  | electricity | [7 empty] | 219298.2456 | €/time range/MW |  | €/MWh | Gerke et al | -1
64 | Store | load shifting backward |  | electricity | [7 empty] | 219298.2456 | €/time range/MW |  | €/MWh | Gerke et al
65 | Generator | load shedding |  | electricity | [8 empty] | €/time range/MW | 8771.9298 | €/MWh | Gorman
66 | Link | direct air capture |  | co2_atmosphere_out | co2_stored | electricity | [5 empty] | db | €/time range/MW | db | €/MWh | PyPSA DB | [5 empty] | -1*db_energy-input | MWh/t
67 | Store | co2 atmosphere |  | co2_atmosphere_out | [6 empty] | 0 |  | €/time range/MW |  | €/MWh | -
68 | Store | CO2 storage tank |  | co2_stored | [7 empty] | db | €/time range/CO2 | db |  | PyPSA DB
69 | StorageUnit | battery storage |  | electricity | [7 empty] | 6*db_capital_cost | €/time range/MW | 0.015 | €/MWh | PyPSA DB |  | 6 | TRUE
70 | Link | Lead-Acid-bicharger | lead_acid_store | electricity | lead_acid |  | -1 |  |  |  |  | db |  | db |  | PyPSA DB
71 | Store | Lead-Acid-store | lead_acid_store | lead_acid | [7 empty] | db |  | db |  | PyPSA DB |  |  | TRUE
72 | Link | Lithium-Ion-LFP-bicharger | lithium_ion_lfp_store | electricity | lithium_ion_lfp |  | -1 |  |  |  |  | db |  | db |  | PyPSA DB
73 | Store | Lithium-Ion-LFP-store | lithium_ion_lfp_store | lithium_ion_lfp | [7 empty] | db |  | db |  | PyPSA DB |  |  | TRUE
74 | Link | Lithium-Ion-NMC-bicharger | lithium_ion_nmc_store | electricity | lithium_ion_nmc |  | -1 |  |  |  |  | db |  | db |  | PyPSA DB
75 | Store | Lithium-Ion-NMC-store | lithium_ion_nmc_store | lithium_ion_nmc | [7 empty] | db |  | db |  | PyPSA DB |  |  | TRUE
76 | Link | Ni-Zn-bicharger | ni_zn_store | electricity | ni_zn |  | -1 |  |  |  |  | db |  | db |  | PyPSA DB
77 | Store | Ni-Zn-store | ni_zn_store | ni_zn | [7 empty] | db |  | db |  | PyPSA DB |  |  | TRUE
78 | Link | Vanadium-Redox-Flow-bicharger | redox_store | electricity | vanadium |  | -1 |  |  |  |  | db |  | db |  | PyPSA DB
79 | Store | Vanadium-Redox-Flow-store | redox_store | vanadium | [7 empty] | db |  | db |  | PyPSA DB |  |  | TRUE
80 | Link | Zn-Air-bicharger | zn_air_store | electricity | zn_air |  | -1 |  |  |  |  | db |  | db |  | PyPSA DB
81 | Store | Zn-Air-store | zn_air_store | zn_air | [7 empty] | db |  | db |  | PyPSA DB |  |  | TRUE
82 | Link | Zn-Br-Flow-bicharger | zn_br_flow_store | electricity | zn_br_flow |  | -1 |  |  |  |  | db |  | db |  | PyPSA DB | [9 empty] | Note: one way efficiency should be square root of round-trip efficiecy
83 | Store | Zn-Br-Flow-store | zn_br_flow_store | zn_br_flow | [7 empty] | db |  | db |  | PyPSA DB |  |  | TRUE | [6 empty] | Note: Be careful when designating storage costs that the source is for kWh stored and not what you get out after accounting for pump inefficiency.
84 | Link | Zn-Br-Nonflow-bicharger | zn_br_nonflow_store | electricity | zn_br_nonflow |  | -1 |  |  |  |  | db |  | db |  | PyPSA DB | [9 empty] | Note: one way efficiency should be square root of round-trip efficiecy
85 | Store | Zn-Br-Nonflow-store | zn_br_nonflow_store | zn_br_nonflow | [7 empty] | db |  | db |  | PyPSA DB |  |  | TRUE | [6 empty] | Note: Be careful when designating storage costs that the source is for kWh stored and not what you get out after accounting for pump inefficiency.
86 | Link | Compressed-Air-Adiabatic-bicharger | compressed_air_store | electricity | comp_air |  | -1 |  |  |  |  | db |  | db |  | PyPSA DB
87 | Store | Compressed-Air-Adiabatic-store | compressed_air_store | comp_air | [7 empty] | db |  | db |  | PyPSA DB |  |  | TRUE
88 | Link | Gravity-Brick-bicharger | gravity_brick_store | electricity | grav_brick |  | -1 |  |  |  |  | db |  | db |  | PyPSA DB
89 | Store | Gravity-Brick-store | gravity_brick_store | grav_brick | [7 empty] | db |  | db |  | PyPSA DB |  |  | TRUE
90 | Link | Gravity-Water-Aboveground-bicharger | gravity_aboveground_store | electricity | grav_abo_ground |  | -1 |  |  |  |  | db |  | db |  | PyPSA DB
91 | Store | Gravity-Water-Aboveground-store | gravity_aboveground_store | grav_abo_ground | [7 empty] | db |  | db |  | PyPSA DB |  |  | TRUE
92 | Link | Gravity-Water-Underground-bicharger | gravity_underground_store | electricity | grav_und_ground |  | -1 |  |  |  |  | db |  | db |  | PyPSA DB
93 | Store | Gravity-Water-Underground-store | gravity_underground_store | grav_und_ground | [7 empty] | db |  | db |  | PyPSA DB |  |  | TRUE
94 | Link | Pumped-Storage-Hydro-bicharger | phs_store | electricity | h2o |  | -1 |  |  |  |  | db | €/time range/MW | db | €/MWh | PyPSA DB
95 | Store | Pumped-Storage-Hydro-store | phs_store | h2o | [7 empty] | db | €/time range/MWh | db | €/MWh | PyPSA DB |  |  | TRUE
96 | Link | electrolysis | hydrogen_store | electricity | h2 | [6 empty] | db | €/time range/MW | 0.02 | €/MWh | PyPSA DB |  |  |  | db
97 | Store | hydrogen storage underground | hydrogen_store | h2 | [7 empty] | db | €/time range/MWh | db | €/MWh | PyPSA DB |  |  | TRUE | db |  |  |  | 4e-06
98 | Link | fuel cell | hydrogen_store | h2 | electricity | [6 empty] | db | €/time range/MW | 0.003 | €/MWh | PyPSA DB |  |  |  | db
99 | Link | Concrete-charger | concrete_store | electricity | concrete | [6 empty] | db |  | db |  | PyPSA DB
100 | Store | Concrete-store | concrete_store | concrete | [7 empty] | db |  | db |  | PyPSA DB |  |  | TRUE
101 | Link | Concrete-discharger | concrete_store | concrete | electricity | [6 empty] | db |  | db |  | PyPSA DB
102 | Link | HighT-Molten-Salt-charger | highT_molten_salt_store | electricity | highT_salt | [6 empty] | db |  | db |  | PyPSA DB
103 | Store | HighT-Molten-Salt-store | highT_molten_salt_store | highT_salt | [7 empty] | db |  | db |  | PyPSA DB |  |  | TRUE
104 | Link | HighT-Molten-Salt-discharger | highT_molten_salt_store | highT_salt | electricity | [6 empty] | db |  | db |  | PyPSA DB
105 | Link | Liquid-Air-charger | liquid_air_store | electricity | liquid_air | [6 empty] | db |  | db |  | PyPSA DB
106 | Store | Liquid-Air-store | liquid_air_store | liquid_air | [7 empty] | db |  | db |  | PyPSA DB |  |  | TRUE
107 | Link | Liquid-Air-discharger | liquid_air_store | liquid_air | electricity | [6 empty] | db |  | db |  | PyPSA DB
108 | Link | LowT-Molten-Salt-charger | lowT_molten_salt_store | electricity | lowT_salt | [6 empty] | db |  | db |  | PyPSA DB
109 | Store | LowT-Molten-Salt-store | lowT_molten_salt_store | lowT_salt | [7 empty] | db |  | db |  | PyPSA DB |  |  | TRUE
110 | Link | LowT-Molten-Salt-discharger | lowT_molten_salt_store | lowT_salt | electricity | [6 empty] | db |  | db |  | PyPSA DB
111 | Link | Pumped-Heat-charger | pumped_heat_store | electricity | pumped_heat | [6 empty] | db |  | db |  | PyPSA DB
112 | Store | Pumped-Heat-store | pumped_heat_store | pumped_heat | [7 empty] | db |  | db |  | PyPSA DB |  |  | TRUE
113 | Link | Pumped-Heat-discharger | pumped_heat_store | pumped_heat | electricity | [6 empty] | db |  | db |  | PyPSA DB
114 | Link | Sand-charger | sand_store | electricity | sand | [6 empty] | db |  | db |  | PyPSA DB
115 | Store | Sand-store | sand_store | sand | [7 empty] | db |  | db |  | PyPSA DB |  |  | TRUE
116 | Link | Sand-discharger | sand_store | sand | electricity | [6 empty] | db |  | db |  | PyPSA DB
117
118 | END_COMPONENT_DATA
119
120 | Note that any information that is in a column without an attribute header is consider a comment, and not used.
121 | Note that for MEM, storage is in energy units whereas for PyPSA it is in power units.
122 | Note: If there is a # in front of component (e.g. #Generator), this row will be ignored
123
124 | Note: costing for nuclear heat has to be for kWh thermal (or other energy unit)
125 | Note: % indicates addition to standard PyPSA name which stands before the %
126 | Note: carrier allows to group different technologies
127
128 | Cost calculations
129
130
131
132 |  | Source natural gas CCS costs | NREL (National Renewable Energy Laboratory). 2020. "2020 Annual Technology Baseline."
133 |  |  | https://atb-archive.nrel.gov/electricity/2020/data.php
134
135 |  | Source BECCS | NREL
136 |  |  | https://www.nrel.gov/docs/fy22osti/81644.pdf
137
138 |  | Source load shifting costs | Gerke et al. The California Demand Response Potential Study, Phase 3: Final Report on the Shift Resource through 2030.
139 |  |  | https://doi.org/10.20357/B7MS40
140
141 |  | Source lost load | Gorman. The quest to quantify the value of lost load: A critical review of the economics of power outages
142 |  |  | https://doi.org/10.1016/j.tej.2022.107187
143
144 |  | Source all other costs | PyPSA technology data
145 |  |  | https://github.com/PyPSA/technology-data/blob/master/outputs/costs_2020.csv
146
147
148 |  | 2020 €/$ | 1.14
149 |  | Discount rate | 0.07
150 |  | name | Overnight cost [€/MW] | Fixed O&M cost [€/MWyear] | Other fixed cost* (% of capital cost) | Lifetime [years] | Capital recovery factor [%/year] | Annual fixed costs [€/year] | Variable O&M [€/MWh] | Fuel cost [€/MWh] | Efficiency | Decay rate | Hourly fixed costs |  |  | Variable cost [€/MWh] | CO2 emissions
151 |  | pumped_hydro_storage energy | 103100 | 1546.5 |  | 30 | 0.080586 | 8433.0851 |  |  |  |  | 0.84446 | €/h/MW
152 |  | pumped_hydro_storage power | 1612000 | 14250 | 0.015 | 30 | 0.080586 | 146103.8617 |  |  | 0.81 |  | 14.6303 | €/h/MW |  | 0.00026316
153
154 |  | natural gas with CCS | 1969000 | 53000 |  | 30 | 0.080586 | 162945.7079 | 9 | 20 | 0.56 |  | 16.3168 | €/h/MW |  | 39.2231
155 |  | (NG combined cycle 95% CCS (H-frame basis -> 2nd Gen Tech)), Moderate
156 |  |  | 965000 | 27000 |  | 30 | 0.080586 | 79941.7123 | 2 | 8 | 0.56 |  | 8.0051 |  |  | 14.2857
157
158 |  | BECCS | 5580000 | 162000 |  | 30 | 0.080586 | 462727.129 |  |  |  |  | 46.3357 | €/h/MW |  | 14.5614 | -1.22 | tCO2/MWh
159
160 |  | load shedding | [13 empty] | 8771.9298
161 |  | load shifting | [5 empty] | 219298.2456
162
163 |  | * includes property, tax, insurance, licensing, permiting costs

## component inputs
| component | name | bus | p_set | carrier | capital_cost | marginal_cost | p_max_pu | p_nom_extendable | efficiency | bus0 | bus1 | bus2 | efficiency2 | sign | e_nom_extendable | e_nom | max_hours | cyclic_state_of_charge | p_min_pu | e_cyclic | standing_loss
0 | Load | load | electricity | date 2016-01-01 00:00:00 470809.0 2016-01-01 01:00:00 462893.0 2016-01-01 02:00:00 452352.0 2016-01-01 03:00:00 438677.0 2016-01-01 04:00:00 423295.0 ... 2016-12-31 20:00:00 432009.0 2016-12-31 21:00:00 435982.0 2016-12-31 22:00:00 450070.0 2016-12-31 23:00:00 459604.0 2017-01-01 00:00:00 460100.0 Name: demand (mw), Length: 8785, dtype: float64 | load
1 | Generator | solar-utility | electricity |  | solar-utility | 49588.7324 | 0 | date 2016-01-01 00:00:00 0.001722 2016-01-01 01:00:00 0.000000 2016-01-01 02:00:00 0.000000 2016-01-01 03:00:00 0.000000 2016-01-01 04:00:00 0.000000 ... 2016-12-31 20:00:00 0.497600 2016-12-31 21:00:00 0.513896 2016-12-31 22:00:00 0.439581 2016-12-31 23:00:00 0.156704 2017-01-01 00:00:00 0.001761 Name: solar 25% top, Length: 8785, dtype: float64 | TRUE
2 | Generator | onwind | electricity |  | onwind | 107318.8334 | 1.5 | date 2016-01-01 00:00:00 0.561034 2016-01-01 01:00:00 0.562139 2016-01-01 02:00:00 0.561250 2016-01-01 03:00:00 0.571372 2016-01-01 04:00:00 0.589611 ... 2016-12-31 20:00:00 0.381054 2016-12-31 21:00:00 0.371423 2016-12-31 22:00:00 0.413461 2016-12-31 23:00:00 0.486720 2017-01-01 00:00:00 0.543709 Name: wind 25% top, Length: 8785, dtype: float64 | TRUE
3 | Generator | CCGT % wCCS | natgas_wCCS_out |  | natgas_wCCS | 143326.4338 | 39.2231 |  | TRUE | 0.56
4 | Link | CCGT % link wCCS |  |  | natgas_wCCS | 0 | 0 |  | TRUE | 1 | natgas_wCCS_out | electricity | co2_atmosphere_out | 0.01
5 | Generator | CCGT | natgas_out |  | natgas | 104817.2552 | 40.2929 |  | TRUE | 0.56
6 | Link | CCGT % link |  |  | natgas | 0 | 0 |  | TRUE | 1 | natgas_out | electricity | co2_atmosphere_out | 0.2
7 | Generator | BECCS | beccs_out |  | beccs | 407013.0478 | 14.5614 |  | TRUE
8 | Link | BECCS % link |  |  | beccs | 0 | 0 |  | TRUE |  | beccs_out | electricity | co2_atmosphere_out | -1.22
9 | Generator | geothermal | geoth_out |  | geothermal | 334482.1991 | 0 |  | TRUE | 0.24
10 | Link | geothermal % link |  |  | geothermal | 0 | 0 |  | TRUE | 1 | geoth_out | electricity | co2_atmosphere_out | 0.03
11 | Generator | nuclear | electricity |  | nuclear | 706772.6168 | 11.3788 |  | TRUE | 0.33
12 | Generator | hydro | electricity |  | hydro | 177345.2166 | 0 |  | TRUE | 0.9
13 | Store | load shifting forward | electricity |  | load shifting forward | 219298.2456 | [8 empty] | -1 | TRUE
14 | Store | load shifting backward | electricity |  | load shifting backward | 219298.2456 | [9 empty] | TRUE
15 | Generator | load shedding | electricity |  | load shedding |  | 8771.9298 |  | TRUE
16 | Link | direct air capture |  |  | direct air capture | 1007250.4802 | 0 |  | TRUE |  | co2_atmosphere_out | co2_stored | electricity | -2
17 | Store | co2 atmosphere | co2_atmosphere_out |  | co2 atmosphere | [11 empty] | 0
18 | Store | CO2 storage tank | co2_stored |  | CO2 storage tank | 242.2253 | 0 | [8 empty] | TRUE
19 | StorageUnit | battery storage | electricity |  | battery storage | 131394.9526 | 0.015 |  | TRUE | [8 empty] | 6 | TRUE
20 | Link | Lead-Acid-bicharger |  |  | lead_acid_store | 20342.6982 | 0 |  | TRUE |  | electricity | lead_acid | [7 empty] | -1
21 | Store | Lead-Acid-store | lead_acid |  | lead_acid_store | 42449.2621 | 0 | [8 empty] | TRUE |  |  |  |  | TRUE
22 | Link | Lithium-Ion-LFP-bicharger |  |  | lithium_ion_lfp_store | 10956.5448 | 0 |  | TRUE |  | electricity | lithium_ion_lfp | [7 empty] | -1
23 | Store | Lithium-Ion-LFP-store | lithium_ion_lfp |  | lithium_ion_lfp_store | 31344.748 | 0 | [8 empty] | TRUE |  |  |  |  | TRUE
24 | Link | Lithium-Ion-NMC-bicharger |  |  | lithium_ion_nmc_store | 12150.6712 | 0 |  | TRUE |  | electricity | lithium_ion_nmc | [7 empty] | -1
25 | Store | Lithium-Ion-NMC-store | lithium_ion_nmc |  | lithium_ion_nmc_store | 40461.1323 | 0 | [8 empty] | TRUE |  |  |  |  | TRUE
26 | Link | Ni-Zn-bicharger |  |  | ni_zn_store | 11297.3829 | 0 |  | TRUE |  | electricity | ni_zn | [7 empty] | -1
27 | Store | Ni-Zn-store | ni_zn |  | ni_zn_store | 34978.3527 | 0 | [8 empty] | TRUE |  |  |  |  | TRUE
28 | Link | Vanadium-Redox-Flow-bicharger |  |  | redox_store | 20358.8666 | 0 |  | TRUE |  | electricity | vanadium | [7 empty] | -1
29 | Store | Vanadium-Redox-Flow-store | vanadium |  | redox_store | 36880.2443 | 0 | [8 empty] | TRUE |  |  |  |  | TRUE
30 | Link | Zn-Air-bicharger |  |  | zn_air_store | 12879.2176 | 0 |  | TRUE |  | electricity | zn_air | [7 empty] | -1
31 | Store | Zn-Air-store | zn_air |  | zn_air_store | 15483.1894 | 0 | [8 empty] | TRUE |  |  |  |  | TRUE
32 | Link | Zn-Br-Flow-bicharger |  |  | zn_br_flow_store | 20335.0267 | 0 |  | TRUE |  | electricity | zn_br_flow | [7 empty] | -1
33 | Store | Zn-Br-Flow-store | zn_br_flow |  | zn_br_flow_store | 62672.1059 | 0 | [8 empty] | TRUE |  |  |  |  | TRUE
34 | Link | Zn-Br-Nonflow-bicharger |  |  | zn_br_nonflow_store | 15682.004 | 0 |  | TRUE |  | electricity | zn_br_nonflow | [7 empty] | -1
35 | Store | Zn-Br-Nonflow-store | zn_br_nonflow |  | zn_br_nonflow_store | 28160.4554 | 0 | [8 empty] | TRUE |  |  |  |  | TRUE
36 | Link | Compressed-Air-Adiabatic-bicharger |  |  | compressed_air_store | 69012.3568 | 0 |  | TRUE |  | electricity | comp_air | [7 empty] | -1
37 | Store | Compressed-Air-Adiabatic-store | comp_air |  | compressed_air_store | 372.7473 | 0 | [8 empty] | TRUE |  |  |  |  | TRUE
38 | Link | Gravity-Brick-bicharger |  |  | gravity_brick_store | 33661.1731 | 0 |  | TRUE |  | electricity | grav_brick | [7 empty] | -1
39 | Store | Gravity-Brick-store | grav_brick |  | gravity_brick_store | 12628.3705 | 0 | [8 empty] | TRUE |  |  |  |  | TRUE
40 | Link | Gravity-Water-Aboveground-bicharger |  |  | gravity_aboveground_store | 28555.929 | 0 |  | TRUE |  | electricity | grav_abo_ground | [7 empty] | -1
41 | Store | Gravity-Water-Aboveground-store | grav_abo_ground |  | gravity_aboveground_store | 9336.1172 | 0 | [8 empty] | TRUE |  |  |  |  | TRUE
42 | Link | Gravity-Water-Underground-bicharger |  |  | gravity_underground_store | 70693.337 | 0 |  | TRUE |  | electricity | grav_und_ground | [7 empty] | -1
43 | Store | Gravity-Water-Underground-store | grav_und_ground |  | gravity_underground_store | 7347.3972 | 0 | [8 empty] | TRUE |  |  |  |  | TRUE
44 | Link | Pumped-Storage-Hydro-bicharger |  |  | phs_store | 102789.2725 | 0 |  | TRUE |  | electricity | h2o | [7 empty] | -1
45 | Store | Pumped-Storage-Hydro-store | h2o |  | phs_store | 3904.3881 | 0 | [8 empty] | TRUE |  |  |  |  | TRUE
46 | Link | electrolysis |  |  | hydrogen_store | 62293.8258 | 0.02 |  | TRUE | 0.8 | electricity | h2
47 | Store | hydrogen storage underground | h2 |  | hydrogen_store | 210.2423 | 0 | [8 empty] | TRUE |  |  |  |  | TRUE | 4e-06
48 | Link | fuel cell |  |  | hydrogen_store | 250090.7535 | 0.003 |  | TRUE | 0.58 | h2 | electricity
49 | Link | Concrete-charger |  |  | concrete_store | 14991.6613 | 0 |  | TRUE |  | electricity | concrete
50 | Store | Concrete-store | concrete |  | concrete_store | 2144.2077 | 0 | [8 empty] | TRUE |  |  |  |  | TRUE
51 | Link | Concrete-discharger |  |  | concrete_store | 54449.1165 | 0 |  | TRUE |  | concrete | electricity
52 | Link | HighT-Molten-Salt-charger |  |  | highT_molten_salt_store | 14982.18 | 0 |  | TRUE |  | electricity | highT_salt
53 | Store | HighT-Molten-Salt-store | highT_salt |  | highT_molten_salt_store | 8210.3623 | 0 | [8 empty] | TRUE |  |  |  |  | TRUE
54 | Link | HighT-Molten-Salt-discharger |  |  | highT_molten_salt_store | 54414.6825 | 0 |  | TRUE |  | highT_salt | electricity
55 | Link | Liquid-Air-charger |  |  | liquid_air_store | 36920.7588 | 0 |  | TRUE |  | electricity | liquid_air
56 | Store | Liquid-Air-store | liquid_air |  | liquid_air_store | 13621.8699 | 0 | [8 empty] | TRUE |  |  |  |  | TRUE
57 | Link | Liquid-Air-discharger |  |  | liquid_air_store | 26403.5346 | 0 |  | TRUE |  | liquid_air | electricity
58 | Link | LowT-Molten-Salt-charger |  |  | lowT_molten_salt_store | 11910.3873 | 0 |  | TRUE |  | electricity | lowT_salt
59 | Store | LowT-Molten-Salt-store | lowT_salt |  | lowT_molten_salt_store | 5063.7732 | 0 | [8 empty] | TRUE |  |  |  |  | TRUE
60 | Link | LowT-Molten-Salt-discharger |  |  | lowT_molten_salt_store | 43258.0528 | 0 |  | TRUE |  | lowT_salt | electricity
61 | Link | Pumped-Heat-charger |  |  | pumped_heat_store | 60028.892 | 0 |  | TRUE |  | electricity | pumped_heat
62 | Store | Pumped-Heat-store | pumped_heat |  | pumped_heat_store | 2239.3872 | 0 | [8 empty] | TRUE |  |  |  |  | TRUE
63 | Link | Pumped-Heat-discharger |  |  | pumped_heat_store | 42917.9303 | 0 |  | TRUE |  | pumped_heat | electricity
64 | Link | Sand-charger |  |  | sand_store | 12169.5302 | 0 |  | TRUE |  | electricity | sand
65 | Store | Sand-store | sand |  | sand_store | 584.6121 | 0 | [8 empty] | TRUE |  |  |  |  | TRUE
66 | Link | Sand-discharger |  |  | sand_store | 44199.2496 | 0 |  | TRUE |  | sand | electricity

## time inputs
snapshot | solar-utility series | onwind series | load load
2016-01-01 | 0.0017221 | 0.56103 | 470809
2016-01-01 01:00 | 0 | 0.56214 | 462893
2016-01-01 02:00 | 0 | 0.56125 | 452352
2016-01-01 03:00 | 0 | 0.57137 | 438677
2016-01-01 04:00 | 0 | 0.58961 | 423295
2016-01-01 05:00 | 0 | 0.6128 | 410979
2016-01-01 06:00 | 0 | 0.63396 | 400444
2016-01-01 07:00 | 0 | 0.64464 | 390845
2016-01-01 08:00 | 0 | 0.64481 | 383868
2016-01-01 09:00 | 0 | 0.64438 | 382247
2016-01-01 10:00 | 0 | 0.64187 | 385757
2016-01-01 11:00 | 0 | 0.6402 | 390944
2016-01-01 12:00 | 0 | 0.64083 | 398539
2016-01-01 13:00 | 0 | 0.64006 | 407548
2016-01-01 14:00 | 0.045026 | 0.59659 | 420289
2016-01-01 15:00 | 0.40261 | 0.46501 | 431770
2016-01-01 16:00 | 0.58429 | 0.3778 | 438480
2016-01-01 17:00 | 0.5848 | 0.41622 | 440338
2016-01-01 18:00 | 0.5481 | 0.45167 | 438036
2016-01-01 19:00 | 0.53386 | 0.44429 | 432321
2016-01-01 20:00 | 0.55315 | 0.41578 | 428860
2016-01-01 21:00 | 0.5848 | 0.37843 | 430801
2016-01-01 22:00 | 0.5356 | 0.47878 | 445055
2016-01-01 23:00 | 0.21023 | 0.58054 | 460170
2016-01-02 | 0.0019649 | 0.62083 | 465935
2016-01-02 01:00 | 0 | 0.64592 | 465362
2016-01-02 02:00 | 0 | 0.66047 | 462094
2016-01-02 03:00 | 0 | 0.66248 | 450580
2016-01-02 04:00 | 0 | 0.65364 | 434931
2016-01-02 05:00 | 0 | 0.63781 | 417915
2016-01-02 06:00 | 0 | 0.61815 | 406626
2016-01-02 07:00 | 0 | 0.59628 | 397512
2016-01-02 08:00 | 0 | 0.57689 | 392956
2016-01-02 09:00 | 0 | 0.56957 | 392210
2016-01-02 10:00 | 0 | 0.56554 | 396592
2016-01-02 11:00 | 0 | 0.55664 | 406767
2016-01-02 12:00 | 0 | 0.54933 | 420668
2016-01-02 13:00 | 0 | 0.54684 | 434757
2016-01-02 14:00 | 0.065175 | 0.50123 | 445046
2016-01-02 15:00 | 0.31668 | 0.34605 | 450093
2016-01-02 16:00 | 0.46539 | 0.22017 | 448776
2016-01-02 17:00 | 0.50479 | 0.21919 | 443349
2016-01-02 18:00 | 0.4964 | 0.28064 | 435148
2016-01-02 19:00 | 0.48474 | 0.3142 | 427129
2016-01-02 20:00 | 0.49386 | 0.30673 | 420682
2016-01-02 21:00 | 0.49861 | 0.29954 | 423696
2016-01-02 22:00 | 0.41262 | 0.40672 | 441498
2016-01-02 23:00 | 0.14873 | 0.47839 | 461592
2016-01-03 | 0.0019495 | 0.51762 | 469345
2016-01-03 01:00 | 0 | 0.54313 | 470347
2016-01-03 02:00 | 0 | 0.56023 | 467310
2016-01-03 03:00 | 0 | 0.57619 | 456030
2016-01-03 04:00 | 0 | 0.58655 | 441559
2016-01-03 05:00 | 0 | 0.58999 | 427167
2016-01-03 06:00 | 0 | 0.58676 | 413834
2016-01-03 07:00 | 0 | 0.5742 | 404865
2016-01-03 08:00 | 0 | 0.55269 | 399699
2016-01-03 09:00 | 0 | 0.52918 | 398110
2016-01-03 10:00 | 0 | 0.49774 | 400834
2016-01-03 11:00 | 0 | 0.45999 | 408834
2016-01-03 12:00 | 0 | 0.42558 | 420449
2016-01-03 13:00 | 0 | 0.40041 | 433181
2016-01-03 14:00 | 0.039661 | 0.31984 | 440085
2016-01-03 15:00 | 0.37348 | 0.18006 | 439806
2016-01-03 16:00 | 0.49634 | 0.10574 | 434999
2016-01-03 17:00 | 0.51266 | 0.086993 | 430919
2016-01-03 18:00 | 0.49228 | 0.083043 | 427178
2016-01-03 19:00 | 0.4773 | 0.086987 | 422449
2016-01-03 20:00 | 0.47837 | 0.090145 | 418943
2016-01-03 21:00 | 0.46511 | 0.097928 | 424541
2016-01-03 22:00 | 0.36923 | 0.14652 | 444380
2016-01-03 23:00 | 0.08686 | 0.19289 | 464325
2016-01-04 | 0.0020809 | 0.23921 | 474796
2016-01-04 01:00 | 0 | 0.27818 | 477021
2016-01-04 02:00 | 0 | 0.30743 | 469735
2016-01-04 03:00 | 0 | 0.3276 | 452837
2016-01-04 04:00 | 0 | 0.32839 | 435678
2016-01-04 05:00 | 0 | 0.31547 | 421559
2016-01-04 06:00 | 0 | 0.30021 | 410607
2016-01-04 07:00 | 0 | 0.28701 | 404707
2016-01-04 08:00 | 0 | 0.27463 | 403331
2016-01-04 09:00 | 0 | 0.2621 | 408268
2016-01-04 10:00 | 0 | 0.25405 | 424056
2016-01-04 11:00 | 0 | 0.25228 | 457966
2016-01-04 12:00 | 0 | 0.25844 | 490049
2016-01-04 13:00 | 0 | 0.27302 | 503347
2016-01-04 14:00 | 0.084897 | 0.28079 | 505677
2016-01-04 15:00 | 0.25929 | 0.22814 | 505098
2016-01-04 16:00 | 0.36727 | 0.1918 | 499867
2016-01-04 17:00 | 0.40003 | 0.20839 | 493446
2016-01-04 18:00 | 0.40313 | 0.24344 | 487900
2016-01-04 19:00 | 0.40039 | 0.27815 | 483354
2016-01-04 20:00 | 0.39534 | 0.29967 | 480122
2016-01-04 21:00 | 0.36121 | 0.31175 | 484754
2016-01-04 22:00 | 0.2623 | 0.39893 | 504066
2016-01-04 23:00 | 0.080196 | 0.53954 | 527878
2016-01-05 | 0.0016392 | 0.59697 | 538994
2016-01-05 01:00 | 0 | 0.6026 | 539677
2016-01-05 02:00 | 0 | 0.58396 | 531819
2016-01-05 03:00 | 0 | 0.55926 | 511858
2016-01-05 04:00 | 0 | 0.53794 | 488356
2016-01-05 05:00 | 0 | 0.51898 | 470100
2016-01-05 06:00 | 0 | 0.50129 | 459532
2016-01-05 07:00 | 0 | 0.48933 | 452735
2016-01-05 08:00 | 0 | 0.4815 | 450290
2016-01-05 09:00 | 0 | 0.46578 | 455066
2016-01-05 10:00 | 0 | 0.44938 | 471666
2016-01-05 11:00 | 0 | 0.43343 | 505340
2016-01-05 12:00 | 0 | 0.42277 | 536414
2016-01-05 13:00 | 0 | 0.41797 | 544393
2016-01-05 14:00 | 0.021223 | 0.39658 | 538308
2016-01-05 15:00 | 0.18775 | 0.40007 | 530432
2016-01-05 16:00 | 0.31142 | 0.42693 | 518961
2016-01-05 17:00 | 0.37362 | 0.45872 | 507046
2016-01-05 18:00 | 0.38627 | 0.45812 | 497896
2016-01-05 19:00 | 0.38481 | 0.43627 | 489977
2016-01-05 20:00 | 0.38058 | 0.40494 | 485292
2016-01-05 21:00 | 0.35004 | 0.38505 | 489904
2016-01-05 22:00 | 0.26091 | 0.41903 | 511089
2016-01-05 23:00 | 0.068156 | 0.5029 | 534774
2016-01-06 | 0.0018312 | 0.53648 | 544758
2016-01-06 01:00 | 0 | 0.53142 | 544168
2016-01-06 02:00 | 0 | 0.5143 | 534403
2016-01-06 03:00 | 0 | 0.50066 | 512646
2016-01-06 04:00 | 0 | 0.48766 | 488746
2016-01-06 05:00 | 0 | 0.47316 | 469710
2016-01-06 06:00 | 0 | 0.45467 | 459026
2016-01-06 07:00 | 0 | 0.43175 | 450847
2016-01-06 08:00 | 0 | 0.40631 | 447761
2016-01-06 09:00 | 0 | 0.38612 | 449636
2016-01-06 10:00 | 0 | 0.36481 | 463512
2016-01-06 11:00 | 0 | 0.34699 | 495560
2016-01-06 12:00 | 0 | 0.32789 | 524202
2016-01-06 13:00 | 0 | 0.30904 | 530125
2016-01-06 14:00 | 0.017994 | 0.26364 | 523807
2016-01-06 15:00 | 0.16713 | 0.1985 | 515122
2016-01-06 16:00 | 0.28894 | 0.1747 | 505229
2016-01-06 17:00 | 0.36954 | 0.18492 | 493888
2016-01-06 18:00 | 0.39122 | 0.18383 | 485222
2016-01-06 19:00 | 0.39117 | 0.17607 | 478021
2016-01-06 20:00 | 0.38642 | 0.16644 | 474674
2016-01-06 21:00 | 0.36423 | 0.16435 | 478064
2016-01-06 22:00 | 0.2863 | 0.19536 | 496279
2016-01-06 23:00 | 0.10402 | 0.26811 | 515072
2016-01-07 | 0.00090527 | 0.31581 | 521111
2016-01-07 01:00 | 0 | 0.33922 | 518375
2016-01-07 02:00 | 0 | 0.3402 | 506895
2016-01-07 03:00 | 0 | 0.32304 | 486281
2016-01-07 04:00 | 0 | 0.2902 | 461291
2016-01-07 05:00 | 0 | 0.26358 | 439921
2016-01-07 06:00 | 0 | 0.23998 | 425551
2016-01-07 07:00 | 0 | 0.22081 | 415893
2016-01-07 08:00 | 0 | 0.2109 | 410460
2016-01-07 09:00 | 0 | 0.20832 | 411058
2016-01-07 10:00 | 0 | 0.21594 | 423691
2016-01-07 11:00 | 0 | 0.22867 | 454300
2016-01-07 12:00 | 0 | 0.24108 | 483496
2016-01-07 13:00 | 0 | 0.24658 | 491785
2016-01-07 14:00 | 0.042386 | 0.21343 | 490686
2016-01-07 15:00 | 0.1967 | 0.14049 | 488256
2016-01-07 16:00 | 0.30441 | 0.15546 | 481130
2016-01-07 17:00 | 0.36281 | 0.19065 | 472955
2016-01-07 18:00 | 0.37753 | 0.19968 | 465227
2016-01-07 19:00 | 0.37099 | 0.20893 | 459310
2016-01-07 20:00 | 0.35866 | 0.21973 | 456439
2016-01-07 21:00 | 0.32887 | 0.23064 | 457995
2016-01-07 22:00 | 0.25993 | 0.25021 | 473389
2016-01-07 23:00 | 0.089468 | 0.28693 | 488977
2016-01-08 | 0.0024239 | 0.29778 | 494433
2016-01-08 01:00 | 0 | 0.29324 | 491621
2016-01-08 02:00 | 0 | 0.27983 | 481932
2016-01-08 03:00 | 0 | 0.26409 | 461801
2016-01-08 04:00 | 0 | 0.25071 | 437008
2016-01-08 05:00 | 0 | 0.2473 | 415288
2016-01-08 06:00 | 0 | 0.24685 | 399917
2016-01-08 07:00 | 0 | 0.24954 | 389529
2016-01-08 08:00 | 0 | 0.25289 | 384659
2016-01-08 09:00 | 0 | 0.25946 | 384914
2016-01-08 10:00 | 0 | 0.27022 | 395661
2016-01-08 11:00 | 0 | 0.27774 | 426104
2016-01-08 12:00 | 0 | 0.28247 | 455472
2016-01-08 13:00 | 0 | 0.2821 | 467173
2016-01-08 14:00 | 0.035377 | 0.26315 | 472550
2016-01-08 15:00 | 0.22817 | 0.26028 | 476734
2016-01-08 16:00 | 0.3899 | 0.26137 | 475016
2016-01-08 17:00 | 0.45234 | 0.25896 | 468663
2016-01-08 18:00 | 0.44326 | 0.2687 | 463564
2016-01-08 19:00 | 0.42052 | 0.29222 | 458952
2016-01-08 20:00 | 0.4077 | 0.32442 | 454537
2016-01-08 21:00 | 0.39966 | 0.34742 | 454446
2016-01-08 22:00 | 0.35428 | 0.36855 | 463432
2016-01-08 23:00 | 0.18836 | 0.39891 | 472623
2016-01-09 | 0.0036188 | 0.41074 | 473493
2016-01-09 01:00 | 0 | 0.41133 | 468337
2016-01-09 02:00 | 0 | 0.41125 | 459225
2016-01-09 03:00 | 0 | 0.4084 | 443600
2016-01-09 04:00 | 0 | 0.40893 | 424303
2016-01-09 05:00 | 0 | 0.41113 | 406106
2016-01-09 06:00 | 0 | 0.42191 | 390602
2016-01-09 07:00 | 0 | 0.4403 | 380209
2016-01-09 08:00 | 0 | 0.46413 | 373855
2016-01-09 09:00 | 0 | 0.48056 | 372820
2016-01-09 10:00 | 0 | 0.49813 | 376458
2016-01-09 11:00 | 0 | 0.51142 | 385225
2016-01-09 12:00 | 0 | 0.51404 | 400062
2016-01-09 13:00 | 2.61e-08 | 0.51036 | 417421
2016-01-09 14:00 | 0.098657 | 0.4963 | 432775
2016-01-09 15:00 | 0.42169 | 0.49706 | 443504
2016-01-09 16:00 | 0.57421 | 0.48361 | 447564
2016-01-09 17:00 | 0.58612 | 0.46263 | 446237
2016-01-09 18:00 | 0.54993 | 0.46092 | 441450
2016-01-09 19:00 | 0.53031 | 0.46978 | 437135
2016-01-09 20:00 | 0.54515 | 0.47638 | 434799
2016-01-09 21:00 | 0.55773 | 0.47931 | 438748
2016-01-09 22:00 | 0.49662 | 0.46463 | 451099
2016-01-09 23:00 | 0.17046 | 0.43744 | 461966
2016-01-10 | 0.00071692 | 0.41613 | 466908
2016-01-10 01:00 | 0 | 0.39935 | 465022
2016-01-10 02:00 | 0 | 0.38465 | 458039
2016-01-10 03:00 | 0 | 0.36871 | 445223
2016-01-10 04:00 | 0 | 0.35402 | 429865
2016-01-10 05:00 | 0 | 0.34417 | 414836
2016-01-10 06:00 | 0 | 0.33657 | 401159
2016-01-10 07:00 | 0 | 0.32998 | 391763
2016-01-10 08:00 | 0 | 0.32364 | 387369
2016-01-10 09:00 | 0 | 0.32513 | 386669
2016-01-10 10:00 | 0 | 0.33117 | 390692
2016-01-10 11:00 | 0 | 0.33073 | 400516
2016-01-10 12:00 | 0 | 0.31998 | 415332
2016-01-10 13:00 | 2.09e-07 | 0.30064 | 431531
2016-01-10 14:00 | 0.10714 | 0.26445 | 446224
2016-01-10 15:00 | 0.36678 | 0.19145 | 454445
2016-01-10 16:00 | 0.50479 | 0.15692 | 455969
2016-01-10 17:00 | 0.53637 | 0.16619 | 455005
2016-01-10 18:00 | 0.52392 | 0.19383 | 450676
2016-01-10 19:00 | 0.50759 | 0.2191 | 445348
2016-01-10 20:00 | 0.50702 | 0.23578 | 441043
2016-01-10 21:00 | 0.50436 | 0.24205 | 445970
2016-01-10 22:00 | 0.42446 | 0.26002 | 462762
2016-01-10 23:00 | 0.17367 | 0.31445 | 486387
2016-01-11 | 0.0028482 | 0.37533 | 499575
2016-01-11 01:00 | 0 | 0.42408 | 503763
2016-01-11 02:00 | 0 | 0.44679 | 499300
2016-01-11 03:00 | 0 | 0.4614 | 486290
2016-01-11 04:00 | 0 | 0.4709 | 469026
2016-01-11 05:00 | 0 | 0.48079 | 454916
2016-01-11 06:00 | 0 | 0.48597 | 445035
2016-01-11 07:00 | 0 | 0.48676 | 440399
2016-01-11 08:00 | 0 | 0.48183 | 440627
2016-01-11 09:00 | 0 | 0.46555 | 447243
2016-01-11 10:00 | 0 | 0.44727 | 465391
2016-01-11 11:00 | 0 | 0.43643 | 503205
2016-01-11 12:00 | 0 | 0.42763 | 537493
2016-01-11 13:00 | 5.8e-08 | 0.42586 | 547765
2016-01-11 14:00 | 0.095254 | 0.39626 | 543677
2016-01-11 15:00 | 0.48176 | 0.31857 | 535867
2016-01-11 16:00 | 0.61991 | 0.33687 | 524193
2016-01-11 17:00 | 0.61419 | 0.42591 | 511046
2016-01-11 18:00 | 0.58534 | 0.48688 | 501251
2016-01-11 19:00 | 0.57482 | 0.53143 | 492140
2016-01-11 20:00 | 0.59235 | 0.55402 | 485928
2016-01-11 21:00 | 0.62042 | 0.54329 | 488605
2016-01-11 22:00 | 0.56078 | 0.55823 | 506939
2016-01-11 23:00 | 0.19536 | 0.57687 | 526379
2016-01-12 | 0.0025805 | 0.57875 | 542445
2016-01-12 01:00 | 0 | 0.58336 | 543639
2016-01-12 02:00 | 0 | 0.60723 | 535222
2016-01-12 03:00 | 0 | 0.65447 | 517768
2016-01-12 04:00 | 0 | 0.6874 | 493946
2016-01-12 05:00 | 0 | 0.69762 | 476108
2016-01-12 06:00 | 0 | 0.69935 | 463046
2016-01-12 07:00 | 0 | 0.69247 | 454908
2016-01-12 08:00 | 0 | 0.68 | 451631
2016-01-12 09:00 | 0 | 0.66013 | 454626
2016-01-12 10:00 | 0 | 0.63281 | 468323
2016-01-12 11:00 | 0 | 0.59316 | 501211
2016-01-12 12:00 | 0 | 0.5425 | 532066
2016-01-12 13:00 | 6.52e-07 | 0.49191 | 539233
2016-01-12 14:00 | 0.12928 | 0.38673 | 532105
2016-01-12 15:00 | 0.55394 | 0.28053 | 521670
2016-01-12 16:00 | 0.65746 | 0.21589 | 510052
2016-01-12 17:00 | 0.64056 | 0.20691 | 498062
2016-01-12 18:00 | 0.60264 | 0.22232 | 488561
2016-01-12 19:00 | 0.58558 | 0.24217 | 480756
2016-01-12 20:00 | 0.60013 | 0.25296 | 474428
2016-01-12 21:00 | 0.62769 | 0.25401 | 476053
2016-01-12 22:00 | 0.57449 | 0.27715 | 492115
2016-01-12 23:00 | 0.20565 | 0.31038 | 513200
2016-01-13 | 0.0033679 | 0.37906 | 524891
2016-01-13 01:00 | 0 | 0.46674 | 526072
2016-01-13 02:00 | 0 | 0.53911 | 519458
2016-01-13 03:00 | 0 | 0.60088 | 503849
2016-01-13 04:00 | 0 | 0.63887 | 483469
2016-01-13 05:00 | 0 | 0.6421 | 465481
2016-01-13 06:00 | 0 | 0.63926 | 454923
2016-01-13 07:00 | 0 | 0.63448 | 448875
2016-01-13 08:00 | 0 | 0.63112 | 447429
2016-01-13 09:00 | 0 | 0.62141 | 452208
2016-01-13 10:00 | 0 | 0.60972 | 469687
2016-01-13 11:00 | 0 | 0.60055 | 505391
2016-01-13 12:00 | 0 | 0.58414 | 537146
2016-01-13 13:00 | 1.18e-06 | 0.56618 | 545012
2016-01-13 14:00 | 0.05567 | 0.4648 | 537234
2016-01-13 15:00 | 0.4856 | 0.29439 | 525619
2016-01-13 16:00 | 0.5809 | 0.20678 | 512003
2016-01-13 17:00 | 0.58156 | 0.20838 | 498883
2016-01-13 18:00 | 0.55966 | 0.24156 | 487741
2016-01-13 19:00 | 0.54701 | 0.26326 | 480098
2016-01-13 20:00 | 0.56107 | 0.27023 | 475714
2016-01-13 21:00 | 0.57419 | 0.32151 | 479086
2016-01-13 22:00 | 0.49401 | 0.41122 | 495539
2016-01-13 23:00 | 0.17431 | 0.49826 | 515312
2016-01-14 | 0.003882 | 0.57062 | 525731
2016-01-14 01:00 | 0 | 0.61577 | 525788
2016-01-14 02:00 | 0 | 0.64527 | 518221
2016-01-14 03:00 | 0 | 0.67326 | 499085
2016-01-14 04:00 | 0 | 0.70129 | 476059
2016-01-14 05:00 | 0 | 0.7233 | 455967
2016-01-14 06:00 | 0 | 0.73473 | 443426
2016-01-14 07:00 | 0 | 0.73192 | 434625
2016-01-14 08:00 | 0 | 0.71851 | 430323
2016-01-14 09:00 | 0 | 0.69133 | 433882
2016-01-14 10:00 | 0 | 0.67192 | 449048
2016-01-14 11:00 | 0 | 0.66291 | 482678
2016-01-14 12:00 | 0 | 0.65959 | 511825
2016-01-14 13:00 | 0 | 0.65686 | 518934
2016-01-14 14:00 | 0.13053 | 0.58009 | 511165
2016-01-14 15:00 | 0.48191 | 0.4541 | 499774
2016-01-14 16:00 | 0.58644 | 0.42369 | 485758
2016-01-14 17:00 | 0.60438 | 0.50764 | 471708
2016-01-14 18:00 | 0.58128 | 0.5748 | 461997
2016-01-14 19:00 | 0.56184 | 0.59899 | 454127
2016-01-14 20:00 | 0.56958 | 0.60204 | 449692
2016-01-14 21:00 | 0.58043 | 0.61718 | 451533
2016-01-14 22:00 | 0.50578 | 0.63861 | 463636
2016-01-14 23:00 | 0.19515 | 0.66778 | 481986
2016-01-15 | 0.0026644 | 0.68403 | 491071
2016-01-15 01:00 | 0 | 0.69302 | 490964
2016-01-15 02:00 | 0 | 0.69659 | 482259
2016-01-15 03:00 | 0 | 0.69278 | 462693
2016-01-15 04:00 | 0 | 0.68409 | 440735
2016-01-15 05:00 | 0 | 0.67135 | 420298
2016-01-15 06:00 | 0 | 0.65955 | 406086
2016-01-15 07:00 | 0 | 0.64791 | 397042
2016-01-15 08:00 | 0 | 0.63308 | 392675
2016-01-15 09:00 | 0 | 0.61938 | 394761
2016-01-15 10:00 | 0 | 0.60382 | 407359
2016-01-15 11:00 | 0 | 0.58435 | 436666
2016-01-15 12:00 | 0 | 0.56155 | 466185
2016-01-15 13:00 | 2.53e-06 | 0.52761 | 477552
2016-01-15 14:00 | 0.1402 | 0.39378 | 480240
2016-01-15 15:00 | 0.33532 | 0.29717 | 481526
2016-01-15 16:00 | 0.45059 | 0.26869 | 477244
2016-01-15 17:00 | 0.48227 | 0.24852 | 470535
2016-01-15 18:00 | 0.47624 | 0.24841 | 464809
2016-01-15 19:00 | 0.47052 | 0.26147 | 459306
2016-01-15 20:00 | 0.4661 | 0.27683 | 455638
2016-01-15 21:00 | 0.45393 | 0.28037 | 456911
2016-01-15 22:00 | 0.39994 | 0.29398 | 464155
2016-01-15 23:00 | 0.19056 | 0.32855 | 471864
2016-01-16 | 0.0058251 | 0.34649 | 473518
2016-01-16 01:00 | 0 | 0.34541 | 469990
2016-01-16 02:00 | 0 | 0.33666 | 462067
2016-01-16 03:00 | 0 | 0.33144 | 446898
2016-01-16 04:00 | 0 | 0.32857 | 429098
2016-01-16 05:00 | 0 | 0.32506 | 411200
2016-01-16 06:00 | 0 | 0.32389 | 397507
2016-01-16 07:00 | 0 | 0.32565 | 388116
2016-01-16 08:00 | 0 | 0.3286 | 383335
2016-01-16 09:00 | 0 | 0.32873 | 382836
2016-01-16 10:00 | 0 | 0.33917 | 388193
2016-01-16 11:00 | 0 | 0.35568 | 398613
2016-01-16 12:00 | 0 | 0.36062 | 414957
2016-01-16 13:00 | 0 | 0.36 | 431737
2016-01-16 14:00 | 0.056431 | 0.32496 | 445036
2016-01-16 15:00 | 0.3752 | 0.273 | 450767
2016-01-16 16:00 | 0.47454 | 0.26485 | 449596
2016-01-16 17:00 | 0.49433 | 0.27747 | 445176
2016-01-16 18:00 | 0.48237 | 0.29662 | 438693
2016-01-16 19:00 | 0.47666 | 0.31319 | 433491
2016-01-16 20:00 | 0.47859 | 0.32492 | 430588
2016-01-16 21:00 | 0.4739 | 0.32849 | 433541
2016-01-16 22:00 | 0.39368 | 0.31385 | 444810
2016-01-16 23:00 | 0.13742 | 0.3009 | 460141
2016-01-17 | 0.0036858 | 0.29762 | 466002
2016-01-17 01:00 | 0 | 0.29913 | 466202
2016-01-17 02:00 | 0 | 0.31298 | 461031
2016-01-17 03:00 | 0 | 0.33308 | 449651
2016-01-17 04:00 | 0 | 0.36075 | 433925
2016-01-17 05:00 | 0 | 0.39183 | 420780
2016-01-17 06:00 | 0 | 0.42059 | 409148
2016-01-17 07:00 | 0 | 0.43887 | 400726
2016-01-17 08:00 | 0 | 0.44311 | 397107
2016-01-17 09:00 | 0 | 0.42422 | 396995
2016-01-17 10:00 | 0 | 0.39388 | 401148
2016-01-17 11:00 | 0 | 0.36896 | 411144
2016-01-17 12:00 | 0 | 0.35135 | 426593
2016-01-17 13:00 | 3.71e-06 | 0.33728 | 444517
2016-01-17 14:00 | 0.049245 | 0.29434 | 458932
2016-01-17 15:00 | 0.36051 | 0.24316 | 464245
2016-01-17 16:00 | 0.50948 | 0.23498 | 462424
2016-01-17 17:00 | 0.5445 | 0.23382 | 459077
2016-01-17 18:00 | 0.52042 | 0.23029 | 454097
2016-01-17 19:00 | 0.5128 | 0.22805 | 448939
2016-01-17 20:00 | 0.53142 | 0.22142 | 445370
2016-01-17 21:00 | 0.54981 | 0.21247 | 448873
2016-01-17 22:00 | 0.49747 | 0.21152 | 464088
2016-01-17 23:00 | 0.17362 | 0.24792 | 485734
2016-01-18 | 0.0050361 | 0.27235 | 496055
2016-01-18 01:00 | 0 | 0.27314 | 499903
2016-01-18 02:00 | 0 | 0.26859 | 495273
2016-01-18 03:00 | 0 | 0.25908 | 485022
2016-01-18 04:00 | 0 | 0.24875 | 469740
2016-01-18 05:00 | 0 | 0.2432 | 455921
2016-01-18 06:00 | 0 | 0.23917 | 448386
2016-01-18 07:00 | 0 | 0.23303 | 444095
2016-01-18 08:00 | 0 | 0.22761 | 444476
2016-01-18 09:00 | 0 | 0.21932 | 451294
2016-01-18 10:00 | 0 | 0.21398 | 467139
2016-01-18 11:00 | 0 | 0.21138 | 494557
2016-01-18 12:00 | 0 | 0.21067 | 523689
2016-01-18 13:00 | 5.03e-06 | 0.21403 | 540845
2016-01-18 14:00 | 0.07477 | 0.19978 | 544986
2016-01-18 15:00 | 0.33183 | 0.15766 | 543295
2016-01-18 16:00 | 0.44145 | 0.14074 | 536682
2016-01-18 17:00 | 0.47739 | 0.1441 | 527471
2016-01-18 18:00 | 0.47938 | 0.15997 | 517624
2016-01-18 19:00 | 0.47761 | 0.17647 | 509646
2016-01-18 20:00 | 0.48286 | 0.18521 | 504548
2016-01-18 21:00 | 0.47459 | 0.19507 | 507574
2016-01-18 22:00 | 0.39346 | 0.23152 | 526254
2016-01-18 23:00 | 0.16686 | 0.33868 | 549477
2016-01-19 | 0.0050901 | 0.39524 | 562369
2016-01-19 01:00 | 0 | 0.41426 | 563958
2016-01-19 02:00 | 0 | 0.39862 | 556327
2016-01-19 03:00 | 0 | 0.37982 | 538055
2016-01-19 04:00 | 0 | 0.3684 | 516738
2016-01-19 05:00 | 0 | 0.36227 | 501292
2016-01-19 06:00 | 0 | 0.35807 | 488827
2016-01-19 07:00 | 0 | 0.35577 | 482783
2016-01-19 08:00 | 0 | 0.35133 | 481076
2016-01-19 09:00 | 0 | 0.34534 | 486092
2016-01-19 10:00 | 0 | 0.34117 | 502163
2016-01-19 11:00 | 0 | 0.33794 | 535457
2016-01-19 12:00 | 0 | 0.33913 | 566299
2016-01-19 13:00 | 0 | 0.34546 | 573164
2016-01-19 14:00 | 0.052253 | 0.32875 | 566429
2016-01-19 15:00 | 0.335 | 0.26661 | 557716
2016-01-19 16:00 | 0.44222 | 0.26538 | 545130
2016-01-19 17:00 | 0.45758 | 0.271 | 531980
2016-01-19 18:00 | 0.45271 | 0.25925 | 520957
2016-01-19 19:00 | 0.45397 | 0.25162 | 512504
2016-01-19 20:00 | 0.46435 | 0.24139 | 508038
2016-01-19 21:00 | 0.46243 | 0.2214 | 511350
2016-01-19 22:00 | 0.37438 | 0.21108 | 528590
2016-01-19 23:00 | 0.12432 | 0.26178 | 550838
2016-01-20 | 0.0041729 | 0.3151 | 561888
2016-01-20 01:00 | 0 | 0.35726 | 561943
2016-01-20 02:00 | 0 | 0.39298 | 552117
2016-01-20 03:00 | 0 | 0.39873 | 532519
2016-01-20 04:00 | 0 | 0.38608 | 508121
2016-01-20 05:00 | 0 | 0.3655 | 489033
2016-01-20 06:00 | 0 | 0.34788 | 477201
2016-01-20 07:00 | 0 | 0.33757 | 469244
2016-01-20 08:00 | 0 | 0.32783 | 465073
2016-01-20 09:00 | 0 | 0.31283 | 467668
2016-01-20 10:00 | 0 | 0.29723 | 480665
2016-01-20 11:00 | 0 | 0.28153 | 511178
2016-01-20 12:00 | 0 | 0.26795 | 538547
2016-01-20 13:00 | 1.09e-05 | 0.26412 | 545720
2016-01-20 14:00 | 0.033773 | 0.24411 | 541525
2016-01-20 15:00 | 0.31721 | 0.20056 | 535783
2016-01-20 16:00 | 0.47167 | 0.2019 | 524933
2016-01-20 17:00 | 0.52938 | 0.23964 | 513323
2016-01-20 18:00 | 0.53081 | 0.27801 | 504846
2016-01-20 19:00 | 0.53301 | 0.31056 | 499511
2016-01-20 20:00 | 0.55706 | 0.32679 | 496267
2016-01-20 21:00 | 0.58755 | 0.31478 | 498452
2016-01-20 22:00 | 0.54556 | 0.3129 | 512960
2016-01-20 23:00 | 0.26403 | 0.35203 | 530355
2016-01-21 | 0.0092433 | 0.3583 | 536685
2016-01-21 01:00 | 0 | 0.35257 | 533921
2016-01-21 02:00 | 0 | 0.3444 | 523733
2016-01-21 03:00 | 0 | 0.33906 | 502414
2016-01-21 04:00 | 0 | 0.33758 | 477551
2016-01-21 05:00 | 0 | 0.33144 | 456315
2016-01-21 06:00 | 0 | 0.31919 | 443693
2016-01-21 07:00 | 0 | 0.31593 | 435960
2016-01-21 08:00 | 0 | 0.31888 | 432949
2016-01-21 09:00 | 0 | 0.31769 | 435901
2016-01-21 10:00 | 0 | 0.31649 | 448923
2016-01-21 11:00 | 0 | 0.31566 | 480425
2016-01-21 12:00 | 0 | 0.31788 | 510035
2016-01-21 13:00 | 1.47e-05 | 0.32124 | 518534
2016-01-21 14:00 | 0.07907 | 0.29758 | 515838
2016-01-21 15:00 | 0.50895 | 0.31602 | 511625
2016-01-21 16:00 | 0.61913 | 0.33608 | 504869
2016-01-21 17:00 | 0.61776 | 0.34429 | 497314
2016-01-21 18:00 | 0.58808 | 0.35637 | 490719
2016-01-21 19:00 | 0.57325 | 0.37971 | 486338
2016-01-21 20:00 | 0.58294 | 0.40293 | 483984
2016-01-21 21:00 | 0.59659 | 0.41289 | 486412
2016-01-21 22:00 | 0.53297 | 0.4016 | 501961
2016-01-21 23:00 | 0.21177 | 0.41514 | 520445
2016-01-22 | 0.0062849 | 0.42216 | 527936
2016-01-22 01:00 | 0 | 0.40402 | 526468
2016-01-22 02:00 | 0 | 0.38178 | 516856
2016-01-22 03:00 | 0 | 0.36552 | 498821
2016-01-22 04:00 | 0 | 0.35109 | 476229
2016-01-22 05:00 | 0 | 0.34759 | 456375
2016-01-22 06:00 | 0 | 0.35256 | 444230
2016-01-22 07:00 | 0 | 0.3619 | 436401
2016-01-22 08:00 | 0 | 0.37173 | 433510
2016-01-22 09:00 | 0 | 0.37985 | 436978
2016-01-22 10:00 | 0 | 0.38896 | 449180
2016-01-22 11:00 | 0 | 0.38714 | 477761
2016-01-22 12:00 | 0 | 0.37578 | 507663
2016-01-22 13:00 | 2.26e-05 | 0.35767 | 521669
2016-01-22 14:00 | 0.087179 | 0.30705 | 527730
2016-01-22 15:00 | 0.47304 | 0.27741 | 530526
2016-01-22 16:00 | 0.56429 | 0.23355 | 527349
2016-01-22 17:00 | 0.55701 | 0.21048 | 521407
2016-01-22 18:00 | 0.53881 | 0.20987 | 515885
2016-01-22 19:00 | 0.53324 | 0.22012 | 510547
2016-01-22 20:00 | 0.54594 | 0.23788 | 506514
2016-01-22 21:00 | 0.55467 | 0.25986 | 507046
2016-01-22 22:00 | 0.46568 | 0.29215 | 517154
2016-01-22 23:00 | 0.1812 | 0.3821 | 529079
2016-01-23 | 0.0051588 | 0.46208 | 532762
2016-01-23 01:00 | 0 | 0.48704 | 529195
2016-01-23 02:00 | 0 | 0.48926 | 520505
2016-01-23 03:00 | 0 | 0.48661 | 505807
2016-01-23 04:00 | 0 | 0.48092 | 487425
2016-01-23 05:00 | 0 | 0.47877 | 471931
2016-01-23 06:00 | 0 | 0.47895 | 460046
2016-01-23 07:00 | 0 | 0.48341 | 452760
2016-01-23 08:00 | 0 | 0.48707 | 448842
2016-01-23 09:00 | 0 | 0.49429 | 449099
2016-01-23 10:00 | 0 | 0.5026 | 454288
2016-01-23 11:00 | 0 | 0.50984 | 463739
2016-01-23 12:00 | 0 | 0.51621 | 478856
2016-01-23 13:00 | 2.78e-05 | 0.5215 | 495520
2016-01-23 14:00 | 0.099082 | 0.48998 | 509928
2016-01-23 15:00 | 0.34843 | 0.42499 | 516578
2016-01-23 16:00 | 0.45111 | 0.35664 | 513731
2016-01-23 17:00 | 0.47939 | 0.35413 | 505643
2016-01-23 18:00 | 0.47354 | 0.37083 | 494705
2016-01-23 19:00 | 0.46385 | 0.38233 | 483360
2016-01-23 20:00 | 0.45906 | 0.37691 | 476779
2016-01-23 21:00 | 0.43485 | 0.36026 | 476727
2016-01-23 22:00 | 0.34958 | 0.39887 | 488300
2016-01-23 23:00 | 0.15029 | 0.53601 | 505374
2016-01-24 | 0.0098227 | 0.59087 | 514019
2016-01-24 01:00 | 0 | 0.59556 | 514024
2016-01-24 02:00 | 0 | 0.57328 | 508962
2016-01-24 03:00 | 0 | 0.53701 | 497824
2016-01-24 04:00 | 0 | 0.49958 | 482754
2016-01-24 05:00 | 0 | 0.46528 | 468555
2016-01-24 06:00 | 0 | 0.43382 | 459947
2016-01-24 07:00 | 0 | 0.4034 | 454182
2016-01-24 08:00 | 0 | 0.37673 | 452194
2016-01-24 09:00 | 0 | 0.3579 | 453163
2016-01-24 10:00 | 0 | 0.34536 | 457622
2016-01-24 11:00 | 0 | 0.33382 | 468618
2016-01-24 12:00 | 0 | 0.32414 | 482809
2016-01-24 13:00 | 2.59e-05 | 0.31737 | 494739
2016-01-24 14:00 | 0.078346 | 0.27996 | 496332
2016-01-24 15:00 | 0.39883 | 0.19938 | 487392
2016-01-24 16:00 | 0.53516 | 0.19565 | 473672
2016-01-24 17:00 | 0.56827 | 0.22715 | 460203
2016-01-24 18:00 | 0.54756 | 0.27048 | 447336
2016-01-24 19:00 | 0.5343 | 0.30316 | 437481
2016-01-24 20:00 | 0.54361 | 0.32322 | 431504
2016-01-24 21:00 | 0.55732 | 0.34625 | 433670
2016-01-24 22:00 | 0.503 | 0.4094 | 450881
2016-01-24 23:00 | 0.25689 | 0.47431 | 474596
2016-01-25 | 0.010035 | 0.49704 | 491726
2016-01-25 01:00 | 0 | 0.48531 | 495962
2016-01-25 02:00 | 0 | 0.47603 | 491171
2016-01-25 03:00 | 0 | 0.47755 | 478100
2016-01-25 04:00 | 0 | 0.48346 | 460344
2016-01-25 05:00 | 0 | 0.48938 | 445039
2016-01-25 06:00 | 0 | 0.50107 | 435449
2016-01-25 07:00 | 0 | 0.51736 | 430084
2016-01-25 08:00 | 0 | 0.53277 | 429371
2016-01-25 09:00 | 0 | 0.5388 | 434477
2016-01-25 10:00 | 0 | 0.54594 | 450562
2016-01-25 11:00 | 0 | 0.55749 | 482964
2016-01-25 12:00 | 0 | 0.56 | 513254
2016-01-25 13:00 | 2.8e-05 | 0.5669 | 521833
2016-01-25 14:00 | 0.15452 | 0.4833 | 513400
2016-01-25 15:00 | 0.48082 | 0.50462 | 502803
2016-01-25 16:00 | 0.61529 | 0.54846 | 490218
2016-01-25 17:00 | 0.6334 | 0.562 | 478418
2016-01-25 18:00 | 0.60138 | 0.58032 | 468443
2016-01-25 19:00 | 0.58294 | 0.60314 | 460520
2016-01-25 20:00 | 0.59342 | 0.61695 | 455084
2016-01-25 21:00 | 0.60642 | 0.61356 | 456462
2016-01-25 22:00 | 0.54651 | 0.59735 | 470804
2016-01-25 23:00 | 0.29061 | 0.66992 | 489971
2016-01-26 | 0.014353 | 0.72151 | 498882
2016-01-26 01:00 | 0 | 0.73616 | 497920
2016-01-26 02:00 | 0 | 0.73185 | 487578
2016-01-26 03:00 | 0 | 0.7017 | 468214
2016-01-26 04:00 | 0 | 0.65944 | 444306
2016-01-26 05:00 | 0 | 0.62368 | 424224
2016-01-26 06:00 | 0 | 0.58985 | 410463
2016-01-26 07:00 | 0 | 0.57134 | 402333
2016-01-26 08:00 | 0 | 0.5556 | 398895
2016-01-26 09:00 | 0 | 0.55142 | 402129
2016-01-26 10:00 | 0 | 0.5533 | 415301
2016-01-26 11:00 | 0 | 0.54769 | 445595
2016-01-26 12:00 | 0 | 0.53415 | 475322
2016-01-26 13:00 | 4.67e-06 | 0.51268 | 486896
2016-01-26 14:00 | 0.042868 | 0.40124 | 487445
2016-01-26 15:00 | 0.49808 | 0.29998 | 486455
2016-01-26 16:00 | 0.61716 | 0.29808 | 481157
2016-01-26 17:00 | 0.60771 | 0.32196 | 474019
2016-01-26 18:00 | 0.58715 | 0.32662 | 468079
2016-01-26 19:00 | 0.57672 | 0.32234 | 463872
2016-01-26 20:00 | 0.59273 | 0.31093 | 461239
2016-01-26 21:00 | 0.61694 | 0.27643 | 463887
2016-01-26 22:00 | 0.59295 | 0.26327 | 477148
2016-01-26 23:00 | 0.30918 | 0.25797 | 492997
2016-01-27 | 0.015881 | 0.27734 | 500249
2016-01-27 01:00 | 0 | 0.31423 | 499113
2016-01-27 02:00 | 0 | 0.35485 | 488910
2016-01-27 03:00 | 0 | 0.39205 | 469326
2016-01-27 04:00 | 0 | 0.43479 | 445534
2016-01-27 05:00 | 0 | 0.48398 | 425309
2016-01-27 06:00 | 0 | 0.53192 | 411719
2016-01-27 07:00 | 0 | 0.57064 | 403198
2016-01-27 08:00 | 0 | 0.60484 | 399404
2016-01-27 09:00 | 0 | 0.63408 | 403381
2016-01-27 10:00 | 0 | 0.65329 | 418666
2016-01-27 11:00 | 0 | 0.66139 | 449958
2016-01-27 12:00 | 0 | 0.6634 | 482253
2016-01-27 13:00 | 2.98e-05 | 0.66642 | 494454
2016-01-27 14:00 | 0.092099 | 0.57475 | 496472
2016-01-27 15:00 | 0.54032 | 0.4754 | 495410
2016-01-27 16:00 | 0.63901 | 0.45311 | 488754
2016-01-27 17:00 | 0.62094 | 0.51039 | 479322
2016-01-27 18:00 | 0.594 | 0.5689 | 469952
2016-01-27 19:00 | 0.58112 | 0.6032 | 462707
2016-01-27 20:00 | 0.5926 | 0.60768 | 458018
2016-01-27 21:00 | 0.61015 | 0.60849 | 458984
2016-01-27 22:00 | 0.55857 | 0.65987 | 471783
2016-01-27 23:00 | 0.23259 | 0.69052 | 491721
2016-01-28 | 0.010578 | 0.7185 | 503795
2016-01-28 01:00 | 0 | 0.74465 | 505618
2016-01-28 02:00 | 0 | 0.7664 | 498533
2016-01-28 03:00 | 0 | 0.78733 | 480798
2016-01-28 04:00 | 0 | 0.80773 | 458328
2016-01-28 05:00 | 0 | 0.82475 | 439388
2016-01-28 06:00 | 0 | 0.8356 | 427549
2016-01-28 07:00 | 0 | 0.84331 | 420148
2016-01-28 08:00 | 0 | 0.83759 | 417062
2016-01-28 09:00 | 0 | 0.82346 | 420727
2016-01-28 10:00 | 0 | 0.80631 | 437126
2016-01-28 11:00 | 0 | 0.79151 | 471427
2016-01-28 12:00 | 0 | 0.7737 | 503404
2016-01-28 13:00 | 3.62e-05 | 0.74211 | 512040
2016-01-28 14:00 | 0.091961 | 0.55297 | 507622
2016-01-28 15:00 | 0.54663 | 0.34228 | 498829
2016-01-28 16:00 | 0.67487 | 0.2963 | 486539
2016-01-28 17:00 | 0.65899 | 0.33188 | 473213
2016-01-28 18:00 | 0.61911 | 0.34377 | 463101
2016-01-28 19:00 | 0.60272 | 0.33482 | 455087
2016-01-28 20:00 | 0.61796 | 0.32023 | 450296
2016-01-28 21:00 | 0.65238 | 0.30855 | 452306
2016-01-28 22:00 | 0.61706 | 0.33917 | 463893
2016-01-28 23:00 | 0.26728 | 0.37637 | 479734
2016-01-29 | 0.014032 | 0.41058 | 489988
2016-01-29 01:00 | 0 | 0.44411 | 491465
2016-01-29 02:00 | 0 | 0.49006 | 483885
2016-01-29 03:00 | 0 | 0.55581 | 466139
2016-01-29 04:00 | 0 | 0.62855 | 442987
2016-01-29 05:00 | 0 | 0.6816 | 424662
2016-01-29 06:00 | 0 | 0.71972 | 413273
2016-01-29 07:00 | 0 | 0.75209 | 406076
2016-01-29 08:00 | 0 | 0.77592 | 403830
2016-01-29 09:00 | 0 | 0.78918 | 408717
2016-01-29 10:00 | 0 | 0.80087 | 423725
2016-01-29 11:00 | 0 | 0.8148 | 458104
2016-01-29 12:00 | 0 | 0.82052 | 489880
2016-01-29 13:00 | 3.94e-05 | 0.81893 | 498339
2016-01-29 14:00 | 0.11095 | 0.70645 | 492284
2016-01-29 15:00 | 0.48106 | 0.58703 | 483987
2016-01-29 16:00 | 0.57184 | 0.61274 | 472607
2016-01-29 17:00 | 0.56876 | 0.73498 | 461493
2016-01-29 18:00 | 0.55108 | 0.79233 | 453063
2016-01-29 19:00 | 0.54428 | 0.80937 | 446413
2016-01-29 20:00 | 0.55283 | 0.80173 | 441068
2016-01-29 21:00 | 0.56383 | 0.79891 | 441048
2016-01-29 22:00 | 0.4918 | 0.81157 | 450733
2016-01-29 23:00 | 0.23008 | 0.81841 | 465999
2016-01-30 | 0.013564 | 0.78504 | 473718
2016-01-30 01:00 | 0 | 0.74212 | 473262
2016-01-30 02:00 | 0 | 0.70075 | 468077
2016-01-30 03:00 | 0 | 0.66793 | 455580
2016-01-30 04:00 | 0 | 0.65037 | 437622
2016-01-30 05:00 | 0 | 0.64987 | 421454
2016-01-30 06:00 | 0 | 0.66886 | 409661
2016-01-30 07:00 | 0 | 0.67799 | 401725
2016-01-30 08:00 | 0 | 0.67038 | 397446
2016-01-30 09:00 | 0 | 0.65914 | 399211
2016-01-30 10:00 | 0 | 0.64377 | 406491
2016-01-30 11:00 | 0 | 0.62954 | 420075
2016-01-30 12:00 | 0 | 0.62403 | 436599
2016-01-30 13:00 | 4.36e-05 | 0.62454 | 448082
2016-01-30 14:00 | 0.10935 | 0.5401 | 447923
2016-01-30 15:00 | 0.42269 | 0.35059 | 440969
2016-01-30 16:00 | 0.51863 | 0.33245 | 431135
2016-01-30 17:00 | 0.5357 | 0.41794 | 420375
2016-01-30 18:00 | 0.52564 | 0.47547 | 410136
2016-01-30 19:00 | 0.52025 | 0.50968 | 402345
2016-01-30 20:00 | 0.52796 | 0.53362 | 398119
2016-01-30 21:00 | 0.53794 | 0.55571 | 398211
2016-01-30 22:00 | 0.47652 | 0.57517 | 407935
2016-01-30 23:00 | 0.24979 | 0.58693 | 424712
2016-01-31 | 0.016489 | 0.59834 | 432706
2016-01-31 01:00 | 0 | 0.60341 | 433566
2016-01-31 02:00 | 0 | 0.61749 | 428394
2016-01-31 03:00 | 0 | 0.64683 | 417412
2016-01-31 04:00 | 0 | 0.67022 | 401466
2016-01-31 05:00 | 0 | 0.67545 | 385031
2016-01-31 06:00 | 0 | 0.67181 | 372884
2016-01-31 07:00 | 0 | 0.66085 | 364163
2016-01-31 08:00 | 0 | 0.64981 | 359200
2016-01-31 09:00 | 0 | 0.62858 | 358040
2016-01-31 10:00 | 0 | 0.59374 | 360898
2016-01-31 11:00 | 0 | 0.5612 | 368195
2016-01-31 12:00 | 0 | 0.53048 | 380157
2016-01-31 13:00 | 5.51e-05 | 0.50261 | 391752
2016-01-31 14:00 | 0.11746 | 0.38899 | 399409
2016-01-31 15:00 | 0.36893 | 0.29341 | 400465
2016-01-31 16:00 | 0.45933 | 0.34679 | 398733
2016-01-31 17:00 | 0.47833 | 0.36964 | 397649
2016-01-31 18:00 | 0.4735 | 0.36127 | 395805
2016-01-31 19:00 | 0.46491 | 0.35606 | 393066
2016-01-31 20:00 | 0.44498 | 0.34751 | 391975
2016-01-31 21:00 | 0.40389 | 0.32146 | 395107
2016-01-31 22:00 | 0.32392 | 0.33141 | 407470
2016-01-31 23:00 | 0.14804 | 0.35834 | 425236
2016-02-01 | 0.012193 | 0.36298 | 434806
2016-02-01 01:00 | 0 | 0.35282 | 435064
2016-02-01 02:00 | 0 | 0.3351 | 426819
2016-02-01 03:00 | 0 | 0.3208 | 411759
2016-02-01 04:00 | 0 | 0.30793 | 391383
2016-02-01 05:00 | 0 | 0.2947 | 372942
2016-02-01 06:00 | 0 | 0.284 | 361001
2016-02-01 07:00 | 0 | 0.27675 | 353033
2016-02-01 08:00 | 0 | 0.26996 | 350045
2016-02-01 09:00 | 0 | 0.25704 | 353256
2016-02-01 10:00 | 0 | 0.24073 | 368542
2016-02-01 11:00 | 0 | 0.2342 | 401550
2016-02-01 12:00 | 0 | 0.23251 | 433191
2016-02-01 13:00 | 5.98e-05 | 0.22838 | 444295
2016-02-01 14:00 | 0.092878 | 0.1671 | 447894
2016-02-01 15:00 | 0.31718 | 0.17864 | 450694
2016-02-01 16:00 | 0.45352 | 0.26264 | 449644
2016-02-01 17:00 | 0.49924 | 0.32992 | 446263
2016-02-01 18:00 | 0.50663 | 0.36697 | 442699
2016-02-01 19:00 | 0.49938 | 0.3959 | 439797
2016-02-01 20:00 | 0.49173 | 0.42348 | 437129
2016-02-01 21:00 | 0.48025 | 0.4545 | 438025
2016-02-01 22:00 | 0.43514 | 0.48843 | 446188
2016-02-01 23:00 | 0.26102 | 0.54558 | 461930
2016-02-02 | 0.024179 | 0.57161 | 471806
2016-02-02 01:00 | 0 | 0.56317 | 470709
2016-02-02 02:00 | 0 | 0.54474 | 461079
2016-02-02 03:00 | 0 | 0.5323 | 442670
2016-02-02 04:00 | 0 | 0.51648 | 418336
2016-02-02 05:00 | 0 | 0.50954 | 396625
2016-02-02 06:00 | 0 | 0.50837 | 381749
2016-02-02 07:00 | 0 | 0.52081 | 371769
2016-02-02 08:00 | 0 | 0.53823 | 366772
2016-02-02 09:00 | 0 | 0.56491 | 368591
2016-02-02 10:00 | 0 | 0.60408 | 382021
2016-02-02 11:00 | 0 | 0.64143 | 414646
2016-02-02 12:00 | 0 | 0.66191 | 443825
2016-02-02 13:00 | 7.89e-05 | 0.66825 | 453953
2016-02-02 14:00 | 0.11822 | 0.6028 | 457153
2016-02-02 15:00 | 0.51215 | 0.64892 | 459078
2016-02-02 16:00 | 0.60884 | 0.66511 | 457079
2016-02-02 17:00 | 0.61417 | 0.66287 | 450673
2016-02-02 18:00 | 0.59705 | 0.6482 | 448768
2016-02-02 19:00 | 0.5816 | 0.63599 | 444618
2016-02-02 20:00 | 0.58235 | 0.6297 | 441273
2016-02-02 21:00 | 0.57689 | 0.62561 | 442635
2016-02-02 22:00 | 0.5138 | 0.62633 | 452450
2016-02-02 23:00 | 0.30896 | 0.63514 | 466845
2016-02-03 | 0.028656 | 0.63343 | 475296
2016-02-03 01:00 | 0 | 0.62075 | 474068
2016-02-03 02:00 | 0 | 0.61191 | 463570
2016-02-03 03:00 | 0 | 0.60504 | 444152
2016-02-03 04:00 | 0 | 0.59897 | 420117
2016-02-03 05:00 | 0 | 0.59243 | 399540
2016-02-03 06:00 | 0 | 0.58809 | 384347
2016-02-03 07:00 | 0 | 0.58355 | 374131
2016-02-03 08:00 | 0 | 0.57726 | 369211
2016-02-03 09:00 | 0 | 0.56404 | 371215
2016-02-03 10:00 | 0 | 0.55084 | 383781
2016-02-03 11:00 | 0 | 0.5383 | 415255
2016-02-03 12:00 | 0 | 0.52451 | 446694
2016-02-03 13:00 | 9.79e-05 | 0.49735 | 459887
2016-02-03 14:00 | 0.2302 | 0.43898 | 465986
2016-02-03 15:00 | 0.62755 | 0.42389 | 469666
2016-02-03 16:00 | 0.71243 | 0.41345 | 468347
2016-02-03 17:00 | 0.70131 | 0.41901 | 463302
2016-02-03 18:00 | 0.66644 | 0.43149 | 458532
2016-02-03 19:00 | 0.64601 | 0.4586 | 453700
2016-02-03 20:00 | 0.65218 | 0.48084 | 449532
2016-02-03 21:00 | 0.66442 | 0.47829 | 450158
2016-02-03 22:00 | 0.62101 | 0.42834 | 458219
2016-02-03 23:00 | 0.38355 | 0.41659 | 472065
2016-02-04 | 0.028756 | 0.41961 | 482328
2016-02-04 01:00 | 0 | 0.41339 | 482856
2016-02-04 02:00 | 0 | 0.42164 | 474367
2016-02-04 03:00 | 0 | 0.42474 | 456290
2016-02-04 04:00 | 0 | 0.42138 | 432825
2016-02-04 05:00 | 0 | 0.41869 | 412681
2016-02-04 06:00 | 0 | 0.41706 | 398724
2016-02-04 07:00 | 0 | 0.41398 | 390171
2016-02-04 08:00 | 0 | 0.40942 | 386439
2016-02-04 09:00 | 0 | 0.39928 | 389595
2016-02-04 10:00 | 0 | 0.38587 | 404973
2016-02-04 11:00 | 0 | 0.37917 | 438227
2016-02-04 12:00 | 0 | 0.38022 | 472199
2016-02-04 13:00 | 0.00010829 | 0.3817 | 484949
2016-02-04 14:00 | 0.14401 | 0.31885 | 487328
2016-02-04 15:00 | 0.53896 | 0.23456 | 485781
2016-02-04 16:00 | 0.62128 | 0.23297 | 479593
2016-02-04 17:00 | 0.63222 | 0.2572 | 470967
2016-02-04 18:00 | 0.61046 | 0.28252 | 462918
2016-02-04 19:00 | 0.59375 | 0.29742 | 456299
2016-02-04 20:00 | 0.59172 | 0.30158 | 451360
2016-02-04 21:00 | 0.59113 | 0.27999 | 451716
2016-02-04 22:00 | 0.53159 | 0.24645 | 461495
2016-02-04 23:00 | 0.33271 | 0.24139 | 477809
2016-02-05 | 0.029349 | 0.26037 | 491436
2016-02-05 01:00 | 0 | 0.30494 | 495085
2016-02-05 02:00 | 0 | 0.36804 | 488990
2016-02-05 03:00 | 0 | 0.42061 | 473043
2016-02-05 04:00 | 0 | 0.46144 | 452119
2016-02-05 05:00 | 0 | 0.48202 | 433235
2016-02-05 06:00 | 0 | 0.48294 | 421814
2016-02-05 07:00 | 0 | 0.47429 | 416139
2016-02-05 08:00 | 0 | 0.4623 | 414463
2016-02-05 09:00 | 0 | 0.44837 | 418537
2016-02-05 10:00 | 0 | 0.43929 | 435319
2016-02-05 11:00 | 0 | 0.4355 | 470378
2016-02-05 12:00 | 0 | 0.43916 | 503832
2016-02-05 13:00 | 0.00012561 | 0.43683 | 514139
2016-02-05 14:00 | 0.12887 | 0.35691 | 511370
2016-02-05 15:00 | 0.60098 | 0.32065 | 503724
2016-02-05 16:00 | 0.70556 | 0.38845 | 490621
2016-02-05 17:00 | 0.70874 | 0.46401 | 475355
2016-02-05 18:00 | 0.67554 | 0.49408 | 462022
2016-02-05 19:00 | 0.65794 | 0.50727 | 451872
2016-02-05 20:00 | 0.66858 | 0.50781 | 443685
2016-02-05 21:00 | 0.68959 | 0.47585 | 442344
2016-02-05 22:00 | 0.6509 | 0.42711 | 452742
2016-02-05 23:00 | 0.35794 | 0.4581 | 471656
2016-02-06 | 0.033942 | 0.48663 | 483417
2016-02-06 01:00 | 0 | 0.50957 | 486500
2016-02-06 02:00 | 0 | 0.53801 | 483385
2016-02-06 03:00 | 0 | 0.56186 | 472460
2016-02-06 04:00 | 0 | 0.59078 | 454189
2016-02-06 05:00 | 0 | 0.62642 | 438683
2016-02-06 06:00 | 0 | 0.65435 | 427364
2016-02-06 07:00 | 0 | 0.6633 | 420107
2016-02-06 08:00 | 0 | 0.66072 | 416611
2016-02-06 09:00 | 0 | 0.65213 | 417580
2016-02-06 10:00 | 0 | 0.63725 | 424321
2016-02-06 11:00 | 0 | 0.62351 | 438511
2016-02-06 12:00 | 0 | 0.61167 | 455511
2016-02-06 13:00 | 0.00014291 | 0.58864 | 468212
2016-02-06 14:00 | 0.16534 | 0.45882 | 470531
2016-02-06 15:00 | 0.65798 | 0.36365 | 464518
2016-02-06 16:00 | 0.73073 | 0.34357 | 453862
2016-02-06 17:00 | 0.71453 | 0.37621 | 441481
2016-02-06 18:00 | 0.68257 | 0.42218 | 429388
2016-02-06 19:00 | 0.66729 | 0.46625 | 419274
2016-02-06 20:00 | 0.68003 | 0.49241 | 413456
2016-02-06 21:00 | 0.70089 | 0.55422 | 413630
2016-02-06 22:00 | 0.64359 | 0.65713 | 423228
2016-02-06 23:00 | 0.37556 | 0.7294 | 441840
2016-02-07 | 0.032122 | 0.78781 | 454496
2016-02-07 01:00 | 0 | 0.85745 | 458884
2016-02-07 02:00 | 0 | 0.90038 | 456449
2016-02-07 03:00 | 0 | 0.92982 | 448253
2016-02-07 04:00 | 0 | 0.94841 | 434897
2016-02-07 05:00 | 0 | 0.95657 | 421779
2016-02-07 06:00 | 0 | 0.95558 | 412123
2016-02-07 07:00 | 0 | 0.94674 | 406532
2016-02-07 08:00 | 0 | 0.93176 | 404173
2016-02-07 09:00 | 0 | 0.91291 | 405629
2016-02-07 10:00 | 0 | 0.89772 | 410888
2016-02-07 11:00 | 0 | 0.88736 | 421930
2016-02-07 12:00 | 0 | 0.87059 | 436080
2016-02-07 13:00 | 0.00017491 | 0.84482 | 449995
2016-02-07 14:00 | 0.16823 | 0.72376 | 454302
2016-02-07 15:00 | 0.64815 | 0.62282 | 448053
2016-02-07 16:00 | 0.73214 | 0.6687 | 438340
2016-02-07 17:00 | 0.71017 | 0.69426 | 429703
2016-02-07 18:00 | 0.6749 | 0.72079 | 422701
2016-02-07 19:00 | 0.65976 | 0.73912 | 416621
2016-02-07 20:00 | 0.67352 | 0.76174 | 413206
2016-02-07 21:00 | 0.70317 | 0.79192 | 414826
2016-02-07 22:00 | 0.65831 | 0.83716 | 425152
2016-02-07 23:00 | 0.38507 | 0.89089 | 437288
2016-02-08 | 0.040386 | 0.92501 | 441298
2016-02-08 01:00 | 0 | 0.92171 | 444780
2016-02-08 02:00 | 0 | 0.90688 | 444304
2016-02-08 03:00 | 0 | 0.89311 | 438359
2016-02-08 04:00 | 0 | 0.87599 | 430018
2016-02-08 05:00 | 0 | 0.86439 | 413486
2016-02-08 06:00 | 0 | 0.85824 | 402235
2016-02-08 07:00 | 0 | 0.85036 | 396922
2016-02-08 08:00 | 0 | 0.84878 | 396560
2016-02-08 09:00 | 0 | 0.8492 | 402530
2016-02-08 10:00 | 0 | 0.84945 | 421060
2016-02-08 11:00 | 0 | 0.84675 | 457551
2016-02-08 12:00 | 0 | 0.83959 | 490360
2016-02-08 13:00 | 0.0002141 | 0.81695 | 498868
2016-02-08 14:00 | 0.1545 | 0.71714 | 495896
2016-02-08 15:00 | 0.63181 | 0.76414 | 491192
2016-02-08 16:00 | 0.72436 | 0.77768 | 483825
2016-02-08 17:00 | 0.70816 | 0.78848 | 475907
2016-02-08 18:00 | 0.6773 | 0.80196 | 469962
2016-02-08 19:00 | 0.66551 | 0.80914 | 464212
2016-02-08 20:00 | 0.68033 | 0.81105 | 462931
2016-02-08 21:00 | 0.7093 | 0.80652 | 465945
2016-02-08 22:00 | 0.6558 | 0.79831 | 477812
2016-02-08 23:00 | 0.3794 | 0.80549 | 496619
2016-02-09 | 0.038812 | 0.79565 | 509626
2016-02-09 01:00 | 0 | 0.76806 | 510239
2016-02-09 02:00 | 0 | 0.73615 | 501502
2016-02-09 03:00 | 0 | 0.70613 | 482734
2016-02-09 04:00 | 0 | 0.66824 | 460155
2016-02-09 05:00 | 0 | 0.64516 | 441222
2016-02-09 06:00 | 0 | 0.63508 | 430094
2016-02-09 07:00 | 0 | 0.63554 | 422745
2016-02-09 08:00 | 0 | 0.63662 | 420922
2016-02-09 09:00 | 0 | 0.63355 | 425374
2016-02-09 10:00 | 0 | 0.63465 | 441627
2016-02-09 11:00 | 0 | 0.63428 | 474965
2016-02-09 12:00 | 0 | 0.6288 | 506389
2016-02-09 13:00 | 0.00025469 | 0.60194 | 516917
2016-02-09 14:00 | 0.17983 | 0.48937 | 517639
2016-02-09 15:00 | 0.67769 | 0.42757 | 515197
2016-02-09 16:00 | 0.73854 | 0.45138 | 507624
2016-02-09 17:00 | 0.71106 | 0.48297 | 499345
2016-02-09 18:00 | 0.68151 | 0.50688 | 492763
2016-02-09 19:00 | 0.66711 | 0.5276 | 487287
2016-02-09 20:00 | 0.68019 | 0.53062 | 484330
2016-02-09 21:00 | 0.70208 | 0.49153 | 487233
2016-02-09 22:00 | 0.64706 | 0.44458 | 498901
2016-02-09 23:00 | 0.37177 | 0.44839 | 517753
2016-02-10 | 0.044519 | 0.42358 | 529194
2016-02-10 01:00 | 0 | 0.37432 | 530973
2016-02-10 02:00 | 0 | 0.33603 | 522241
2016-02-10 03:00 | 0 | 0.32019 | 503741
2016-02-10 04:00 | 0 | 0.31994 | 482147
2016-02-10 05:00 | 0 | 0.34243 | 464778
2016-02-10 06:00 | 0 | 0.3908 | 452580
2016-02-10 07:00 | 0 | 0.44557 | 445595
2016-02-10 08:00 | 0 | 0.48238 | 444200
2016-02-10 09:00 | 0 | 0.5044 | 449544
2016-02-10 10:00 | 0 | 0.52064 | 466577
2016-02-10 11:00 | 0 | 0.53842 | 500684
2016-02-10 12:00 | 0 | 0.55626 | 531402
2016-02-10 13:00 | 0.00029202 | 0.56477 | 537770
2016-02-10 14:00 | 0.19277 | 0.48274 | 531182
2016-02-10 15:00 | 0.65774 | 0.35568 | 523892
2016-02-10 16:00 | 0.71619 | 0.32575 | 511822
2016-02-10 17:00 | 0.70425 | 0.38137 | 499374
2016-02-10 18:00 | 0.67108 | 0.42507 | 492133
2016-02-10 19:00 | 0.65577 | 0.448 | 486135
2016-02-10 20:00 | 0.66741 | 0.45507 | 483900
2016-02-10 21:00 | 0.68809 | 0.44971 | 485523
2016-02-10 22:00 | 0.64508 | 0.49169 | 497609
2016-02-10 23:00 | 0.37382 | 0.53412 | 518119
2016-02-11 | 0.049909 | 0.54708 | 530898
2016-02-11 01:00 | 0 | 0.55448 | 533120
2016-02-11 02:00 | 0 | 0.54743 | 525973
2016-02-11 03:00 | 0 | 0.53188 | 508875
2016-02-11 04:00 | 0 | 0.50352 | 486593
2016-02-11 05:00 | 0 | 0.47555 | 468600
2016-02-11 06:00 | 0 | 0.45523 | 457292
2016-02-11 07:00 | 0 | 0.43392 | 449932
2016-02-11 08:00 | 0 | 0.41175 | 447546
2016-02-11 09:00 | 0 | 0.39595 | 451367
2016-02-11 10:00 | 0 | 0.38423 | 468521
2016-02-11 11:00 | 0 | 0.37533 | 502753
2016-02-11 12:00 | 0 | 0.36588 | 530737
2016-02-11 13:00 | 0.00034871 | 0.34754 | 533208
2016-02-11 14:00 | 0.20276 | 0.26703 | 523308
2016-02-11 15:00 | 0.63114 | 0.20297 | 512717
2016-02-11 16:00 | 0.69483 | 0.17829 | 499570
2016-02-11 17:00 | 0.69494 | 0.19716 | 487907
2016-02-11 18:00 | 0.66873 | 0.21697 | 479400
2016-02-11 19:00 | 0.65358 | 0.22964 | 473142
2016-02-11 20:00 | 0.66289 | 0.23773 | 469165
2016-02-11 21:00 | 0.68134 | 0.23509 | 471140
2016-02-11 22:00 | 0.62546 | 0.22926 | 481798
2016-02-11 23:00 | 0.35891 | 0.26808 | 501780
2016-02-12 | 0.036732 | 0.29151 | 515314
2016-02-12 01:00 | 0 | 0.29272 | 517658
2016-02-12 02:00 | 0 | 0.28211 | 510551
2016-02-12 03:00 | 0 | 0.26367 | 492901
2016-02-12 04:00 | 0 | 0.24703 | 471644
2016-02-12 05:00 | 0 | 0.24073 | 451818
2016-02-12 06:00 | 0 | 0.2511 | 438740
2016-02-12 07:00 | 0 | 0.26933 | 430656
2016-02-12 08:00 | 0 | 0.29544 | 426606
2016-02-12 09:00 | 0 | 0.32599 | 429427
2016-02-12 10:00 | 0 | 0.35605 | 444187
2016-02-12 11:00 | 0 | 0.38193 | 475473
2016-02-12 12:00 | 0 | 0.3947 | 502426
2016-02-12 13:00 | 0.00043786 | 0.37996 | 508523
2016-02-12 14:00 | 0.185 | 0.3329 | 506503
2016-02-12 15:00 | 0.6311 | 0.319 | 502566
2016-02-12 16:00 | 0.69235 | 0.31945 | 495536
2016-02-12 17:00 | 0.6807 | 0.31541 | 486750
2016-02-12 18:00 | 0.65707 | 0.31152 | 481045
2016-02-12 19:00 | 0.64565 | 0.30875 | 477507
2016-02-12 20:00 | 0.65723 | 0.30446 | 475470
2016-02-12 21:00 | 0.67584 | 0.29928 | 475511
2016-02-12 22:00 | 0.63093 | 0.30153 | 480587
2016-02-12 23:00 | 0.41212 | 0.37434 | 492585
2016-02-13 | 0.064186 | 0.47072 | 499809
2016-02-13 01:00 | 2.26e-08 | 0.47882 | 498731
2016-02-13 02:00 | 0 | 0.46785 | 491920
2016-02-13 03:00 | 0 | 0.44657 | 479170
2016-02-13 04:00 | 0 | 0.42613 | 462280
2016-02-13 05:00 | 0 | 0.40354 | 446151
2016-02-13 06:00 | 0 | 0.38324 | 434017
2016-02-13 07:00 | 0 | 0.3652 | 426569
2016-02-13 08:00 | 0 | 0.35458 | 423312
2016-02-13 09:00 | 0 | 0.35088 | 425077
2016-02-13 10:00 | 0 | 0.35354 | 432371
2016-02-13 11:00 | 0 | 0.3608 | 445669
2016-02-13 12:00 | 0 | 0.3738 | 462097
2016-02-13 13:00 | 0.00053239 | 0.3868 | 476177
2016-02-13 14:00 | 0.14724 | 0.40133 | 484883
2016-02-13 15:00 | 0.54834 | 0.41247 | 485582
2016-02-13 16:00 | 0.64869 | 0.42933 | 480430
2016-02-13 17:00 | 0.66567 | 0.46549 | 471854
2016-02-13 18:00 | 0.6495 | 0.49688 | 462669
2016-02-13 19:00 | 0.64069 | 0.51979 | 456167
2016-02-13 20:00 | 0.65355 | 0.53788 | 452362
2016-02-13 21:00 | 0.66585 | 0.55806 | 455137
2016-02-13 22:00 | 0.63228 | 0.57815 | 466557
2016-02-13 23:00 | 0.41847 | 0.68749 | 487773
2016-02-14 | 0.086842 | 0.74704 | 501197
2016-02-14 01:00 | 2.99e-06 | 0.75768 | 504675
2016-02-14 02:00 | 0 | 0.75371 | 501941
2016-02-14 03:00 | 0 | 0.7534 | 493215
2016-02-14 04:00 | 0 | 0.75205 | 478969
2016-02-14 05:00 | 0 | 0.7526 | 464148
2016-02-14 06:00 | 0 | 0.75297 | 453891
2016-02-14 07:00 | 0 | 0.75365 | 447242
2016-02-14 08:00 | 0 | 0.74731 | 443436
2016-02-14 09:00 | 0 | 0.73468 | 442406
2016-02-14 10:00 | 0 | 0.70754 | 446344
2016-02-14 11:00 | 0 | 0.67313 | 455950
2016-02-14 12:00 | 0 | 0.62939 | 467682
2016-02-14 13:00 | 0.00066158 | 0.57266 | 477822
2016-02-14 14:00 | 0.15366 | 0.43865 | 482732
2016-02-14 15:00 | 0.54254 | 0.35887 | 480794
2016-02-14 16:00 | 0.63871 | 0.34737 | 474300
2016-02-14 17:00 | 0.64459 | 0.35581 | 468035
2016-02-14 18:00 | 0.62478 | 0.35376 | 461079
2016-02-14 19:00 | 0.61605 | 0.35062 | 454990
2016-02-14 20:00 | 0.62813 | 0.34405 | 453504
2016-02-14 21:00 | 0.64162 | 0.33146 | 457219
2016-02-14 22:00 | 0.58122 | 0.32771 | 468996
2016-02-14 23:00 | 0.37266 | 0.36045 | 487064
2016-02-15 | 0.054166 | 0.40425 | 497245
2016-02-15 01:00 | 4.95e-06 | 0.43505 | 496464
2016-02-15 02:00 | 0 | 0.45523 | 487759
2016-02-15 03:00 | 0 | 0.46527 | 473863
2016-02-15 04:00 | 0 | 0.47427 | 456247
2016-02-15 05:00 | 0 | 0.48338 | 438571
2016-02-15 06:00 | 0 | 0.48749 | 426178
2016-02-15 07:00 | 0 | 0.49532 | 418030
2016-02-15 08:00 | 0 | 0.50206 | 413802
2016-02-15 09:00 | 0 | 0.51516 | 416020
2016-02-15 10:00 | 0 | 0.53335 | 426241
2016-02-15 11:00 | 0 | 0.53834 | 448824
2016-02-15 12:00 | 0 | 0.52207 | 472250
2016-02-15 13:00 | 0.00083168 | 0.46652 | 486638
2016-02-15 14:00 | 0.20451 | 0.29157 | 495412
2016-02-15 15:00 | 0.60932 | 0.22294 | 501301
2016-02-15 16:00 | 0.68883 | 0.23415 | 502221
2016-02-15 17:00 | 0.68881 | 0.24758 | 499362
2016-02-15 18:00 | 0.66738 | 0.26746 | 495186
2016-02-15 19:00 | 0.65691 | 0.28867 | 490387
2016-02-15 20:00 | 0.67041 | 0.31223 | 486695
2016-02-15 21:00 | 0.69862 | 0.34132 | 487005
2016-02-15 22:00 | 0.6748 | 0.37457 | 494230
2016-02-15 23:00 | 0.46328 | 0.43276 | 505582
2016-02-16 | 0.065392 | 0.48946 | 510575
2016-02-16 01:00 | 1.19e-05 | 0.55269 | 506685
2016-02-16 02:00 | 0 | 0.6132 | 492620
2016-02-16 03:00 | 0 | 0.65819 | 471783
2016-02-16 04:00 | 0 | 0.68399 | 446533
2016-02-16 05:00 | 0 | 0.6979 | 425067
2016-02-16 06:00 | 0 | 0.69614 | 408969
2016-02-16 07:00 | 0 | 0.68545 | 398529
2016-02-16 08:00 | 0 | 0.67502 | 392492
2016-02-16 09:00 | 0 | 0.66166 | 393274
2016-02-16 10:00 | 0 | 0.65537 | 404072
2016-02-16 11:00 | 0 | 0.65295 | 430339
2016-02-16 12:00 | 0 | 0.64562 | 458011
2016-02-16 13:00 | 0.0010552 | 0.60696 | 469751
2016-02-16 14:00 | 0.21453 | 0.44325 | 472089
2016-02-16 15:00 | 0.64279 | 0.47813 | 471516
2016-02-16 16:00 | 0.73067 | 0.48485 | 467780
2016-02-16 17:00 | 0.71328 | 0.46231 | 462095
2016-02-16 18:00 | 0.68811 | 0.41903 | 457704
2016-02-16 19:00 | 0.67595 | 0.37761 | 454346
2016-02-16 20:00 | 0.68713 | 0.33224 | 451843
2016-02-16 21:00 | 0.70917 | 0.29901 | 453875
2016-02-16 22:00 | 0.68614 | 0.2714 | 461734
2016-02-16 23:00 | 0.43827 | 0.30707 | 475995
2016-02-17 | 0.06995 | 0.34449 | 484937
2016-02-17 01:00 | 1.69e-05 | 0.35852 | 484039
2016-02-17 02:00 | 0 | 0.3556 | 473447
2016-02-17 03:00 | 0 | 0.3532 | 453437
2016-02-17 04:00 | 0 | 0.36084 | 429448
2016-02-17 05:00 | 0 | 0.37513 | 409782
2016-02-17 06:00 | 0 | 0.39205 | 396069
2016-02-17 07:00 | 0 | 0.41047 | 387846
2016-02-17 08:00 | 0 | 0.42589 | 384746
2016-02-17 09:00 | 0 | 0.43608 | 387908
2016-02-17 10:00 | 0 | 0.43326 | 402965
2016-02-17 11:00 | 0 | 0.42207 | 435062
2016-02-17 12:00 | 0 | 0.40759 | 464480
2016-02-17 13:00 | 0.0012409 | 0.35751 | 472263
2016-02-17 14:00 | 0.23725 | 0.20529 | 470126
2016-02-17 15:00 | 0.55383 | 0.14041 | 465928
2016-02-17 16:00 | 0.6254 | 0.19187 | 460744
2016-02-17 17:00 | 0.62335 | 0.22518 | 454129
2016-02-17 18:00 | 0.60811 | 0.2308 | 450106
2016-02-17 19:00 | 0.59894 | 0.2312 | 446675
2016-02-17 20:00 | 0.60017 | 0.23314 | 445132
2016-02-17 21:00 | 0.59589 | 0.23498 | 447514
2016-02-17 22:00 | 0.53129 | 0.31297 | 455731
2016-02-17 23:00 | 0.31349 | 0.641 | 471276
2016-02-18 | 0.040353 | 0.84739 | 483727
2016-02-18 01:00 | 2.12e-06 | 0.89042 | 485158
2016-02-18 02:00 | 0 | 0.87464 | 476973
2016-02-18 03:00 | 0 | 0.8614 | 459573
2016-02-18 04:00 | 0 | 0.85247 | 437201
2016-02-18 05:00 | 0 | 0.84925 | 418285
2016-02-18 06:00 | 0 | 0.83874 | 406299
2016-02-18 07:00 | 0 | 0.83329 | 399315
2016-02-18 08:00 | 0 | 0.8282 | 397681
2016-02-18 09:00 | 0 | 0.81143 | 401207
2016-02-18 10:00 | 0 | 0.79842 | 416327
2016-02-18 11:00 | 0 | 0.7972 | 450344
2016-02-18 12:00 | 0 | 0.79744 | 478649
2016-02-18 13:00 | 0.0016234 | 0.7778 | 482466
2016-02-18 14:00 | 0.21137 | 0.73827 | 475884
2016-02-18 15:00 | 0.48207 | 0.6967 | 468614
2016-02-18 16:00 | 0.59065 | 0.70343 | 460316
2016-02-18 17:00 | 0.62385 | 0.72943 | 452277
2016-02-18 18:00 | 0.61255 | 0.75529 | 446581
2016-02-18 19:00 | 0.61073 | 0.75887 | 442689
2016-02-18 20:00 | 0.62363 | 0.75753 | 440034
2016-02-18 21:00 | 0.64081 | 0.74611 | 441636
2016-02-18 22:00 | 0.61644 | 0.76724 | 450288
2016-02-18 23:00 | 0.43761 | 0.82593 | 467437
2016-02-19 | 0.083605 | 0.88626 | 480110
2016-02-19 01:00 | 2.53e-05 | 0.90281 | 482106
2016-02-19 02:00 | 0 | 0.89683 | 474395
2016-02-19 03:00 | 0 | 0.89291 | 457282
2016-02-19 04:00 | 0 | 0.86965 | 434122
2016-02-19 05:00 | 0 | 0.85415 | 414536
2016-02-19 06:00 | 0 | 0.86097 | 402028
2016-02-19 07:00 | 0 | 0.88955 | 393397
2016-02-19 08:00 | 0 | 0.89835 | 389054
2016-02-19 09:00 | 0 | 0.90359 | 391710
2016-02-19 10:00 | 0 | 0.90462 | 405420
2016-02-19 11:00 | 0 | 0.89659 | 435170
2016-02-19 12:00 | 0 | 0.873 | 460531
2016-02-19 13:00 | 0.0019306 | 0.81677 | 463967
2016-02-19 14:00 | 0.18789 | 0.67116 | 460831
2016-02-19 15:00 | 0.53753 | 0.6327 | 457400
2016-02-19 16:00 | 0.6343 | 0.65647 | 450971
2016-02-19 17:00 | 0.63918 | 0.64995 | 444834
2016-02-19 18:00 | 0.61411 | 0.633 | 439677
2016-02-19 19:00 | 0.59515 | 0.62606 | 436715
2016-02-19 20:00 | 0.59357 | 0.63371 | 434312
2016-02-19 21:00 | 0.58499 | 0.64376 | 433831
2016-02-19 22:00 | 0.54817 | 0.6537 | 438853
2016-02-19 23:00 | 0.39976 | 0.68417 | 448325
2016-02-20 | 0.074991 | 0.71793 | 453703
2016-02-20 01:00 | 2.15e-05 | 0.75698 | 450837
2016-02-20 02:00 | 0 | 0.79702 | 442242
2016-02-20 03:00 | 0 | 0.83228 | 427846
2016-02-20 04:00 | 0 | 0.83984 | 408070
2016-02-20 05:00 | 0 | 0.84091 | 388577
2016-02-20 06:00 | 0 | 0.83655 | 373572
2016-02-20 07:00 | 0 | 0.82752 | 362627
2016-02-20 08:00 | 0 | 0.8155 | 356552
2016-02-20 09:00 | 0 | 0.79374 | 354018
2016-02-20 10:00 | 0 | 0.76041 | 356351
2016-02-20 11:00 | 0 | 0.72046 | 365919
2016-02-20 12:00 | 0 | 0.68947 | 377725
2016-02-20 13:00 | 0.0016052 | 0.61941 | 389961
2016-02-20 14:00 | 0.21637 | 0.35655 | 399954
2016-02-20 15:00 | 0.61128 | 0.28664 | 403739
2016-02-20 16:00 | 0.7016 | 0.3236 | 402616
2016-02-20 17:00 | 0.6968 | 0.34896 | 399046
2016-02-20 18:00 | 0.67334 | 0.34619 | 394304
2016-02-20 19:00 | 0.65746 | 0.33641 | 389180
2016-02-20 20:00 | 0.66044 | 0.32727 | 385273
2016-02-20 21:00 | 0.66803 | 0.318 | 384806
2016-02-20 22:00 | 0.6349 | 0.33392 | 389641
2016-02-20 23:00 | 0.43684 | 0.4303 | 402422
2016-02-21 | 0.082912 | 0.51905 | 410711
2016-02-21 01:00 | 2.53e-05 | 0.55646 | 410144
2016-02-21 02:00 | 0 | 0.55212 | 404838
2016-02-21 03:00 | 0 | 0.53006 | 393889
2016-02-21 04:00 | 0 | 0.49486 | 378380
2016-02-21 05:00 | 0 | 0.46245 | 362368
2016-02-21 06:00 | 0 | 0.4468 | 349945
2016-02-21 07:00 | 0 | 0.44479 | 340082
2016-02-21 08:00 | 0 | 0.44664 | 334957
2016-02-21 09:00 | 0 | 0.44335 | 332892
2016-02-21 10:00 | 0 | 0.43507 | 334852
2016-02-21 11:00 | 0 | 0.41836 | 341609
2016-02-21 12:00 | 0 | 0.39597 | 351690
2016-02-21 13:00 | 0.00066425 | 0.35657 | 363583
2016-02-21 14:00 | 0.17233 | 0.25185 | 376732
2016-02-21 15:00 | 0.55304 | 0.31201 | 383921
2016-02-21 16:00 | 0.6514 | 0.36739 | 387634
2016-02-21 17:00 | 0.65268 | 0.35576 | 389435
2016-02-21 18:00 | 0.64192 | 0.33435 | 388620
2016-02-21 19:00 | 0.63409 | 0.31173 | 386747
2016-02-21 20:00 | 0.64215 | 0.28968 | 386428
2016-02-21 21:00 | 0.65355 | 0.26372 | 389231
2016-02-21 22:00 | 0.64633 | 0.24126 | 397837
2016-02-21 23:00 | 0.47783 | 0.27826 | 412587
2016-02-22 | 0.10501 | 0.34612 | 424634
2016-02-22 01:00 | 4.55e-05 | 0.36785 | 425052
2016-02-22 02:00 | 0 | 0.36706 | 417877
2016-02-22 03:00 | 0 | 0.36449 | 403748
2016-02-22 04:00 | 0 | 0.35946 | 384325
2016-02-22 05:00 | 0 | 0.35475 | 366010
2016-02-22 06:00 | 0 | 0.3474 | 353139
2016-02-22 07:00 | 0 | 0.33938 | 344882
2016-02-22 08:00 | 0 | 0.32434 | 341726
2016-02-22 09:00 | 0 | 0.30533 | 345837
2016-02-22 10:00 | 0 | 0.28545 | 360995
2016-02-22 11:00 | 0 | 0.2678 | 392795
2016-02-22 12:00 | 0 | 0.25152 | 421725
2016-02-22 13:00 | 0.0029146 | 0.21483 | 434072
2016-02-22 14:00 | 0.20023 | 0.14198 | 439407
2016-02-22 15:00 | 0.54054 | 0.161 | 442540
2016-02-22 16:00 | 0.63999 | 0.17317 | 441350
2016-02-22 17:00 | 0.64359 | 0.16663 | 438115
2016-02-22 18:00 | 0.62638 | 0.16094 | 435252
2016-02-22 19:00 | 0.60822 | 0.15944 | 432459
2016-02-22 20:00 | 0.60079 | 0.16323 | 429886
2016-02-22 21:00 | 0.58399 | 0.16997 | 431668
2016-02-22 22:00 | 0.53987 | 0.18209 | 438908
2016-02-22 23:00 | 0.4036 | 0.24466 | 455125
2016-02-23 | 0.10985 | 0.36577 | 466325
2016-02-23 01:00 | 5.76e-05 | 0.44171 | 465317
2016-02-23 02:00 | 0 | 0.4674 | 455231
2016-02-23 03:00 | 0 | 0.46412 | 436595
2016-02-23 04:00 | 0 | 0.44654 | 412301
2016-02-23 05:00 | 0 | 0.43414 | 391289
2016-02-23 06:00 | 0 | 0.43261 | 376473
2016-02-23 07:00 | 0 | 0.42927 | 366921
2016-02-23 08:00 | 0 | 0.42795 | 362150
2016-02-23 09:00 | 0 | 0.43042 | 364236
2016-02-23 10:00 | 0 | 0.43214 | 377442
2016-02-23 11:00 | 0 | 0.43464 | 409522
2016-02-23 12:00 | 0 | 0.43697 | 437217
2016-02-23 13:00 | 0.0026094 | 0.42543 | 448790
2016-02-23 14:00 | 0.17769 | 0.39697 | 455082
2016-02-23 15:00 | 0.54662 | 0.56016 | 459144
2016-02-23 16:00 | 0.63629 | 0.63515 | 458114
2016-02-23 17:00 | 0.65532 | 0.66489 | 455547
2016-02-23 18:00 | 0.65051 | 0.68352 | 453357
2016-02-23 19:00 | 0.63955 | 0.69824 | 450352
2016-02-23 20:00 | 0.64209 | 0.71037 | 448235
2016-02-23 21:00 | 0.64131 | 0.71767 | 450200
2016-02-23 22:00 | 0.60461 | 0.70845 | 457914
2016-02-23 23:00 | 0.43198 | 0.7262 | 470990
2016-02-24 | 0.0969 | 0.71499 | 480005
2016-02-24 01:00 | 5.68e-05 | 0.66784 | 478026
2016-02-24 02:00 | 0 | 0.62773 | 467177
2016-02-24 03:00 | 0 | 0.58732 | 446539
2016-02-24 04:00 | 0 | 0.55674 | 422370
2016-02-24 05:00 | 0 | 0.5462 | 400870
2016-02-24 06:00 | 0 | 0.5486 | 385872
2016-02-24 07:00 | 0 | 0.55246 | 376535
2016-02-24 08:00 | 0 | 0.55432 | 371637
2016-02-24 09:00 | 0 | 0.55789 | 373087
2016-02-24 10:00 | 0 | 0.56095 | 385851
2016-02-24 11:00 | 0 | 0.56488 | 417203
2016-02-24 12:00 | 0 | 0.57041 | 446997
2016-02-24 13:00 | 0.0045241 | 0.51548 | 458516
2016-02-24 14:00 | 0.30463 | 0.37907 | 463168
2016-02-24 15:00 | 0.69962 | 0.44229 | 466375
2016-02-24 16:00 | 0.77056 | 0.50475 | 465391
2016-02-24 17:00 | 0.76624 | 0.50756 | 460966
2016-02-24 18:00 | 0.74524 | 0.52162 | 456504
2016-02-24 19:00 | 0.73283 | 0.5447 | 451870
2016-02-24 20:00 | 0.74079 | 0.56646 | 447422
2016-02-24 21:00 | 0.74905 | 0.5841 | 447402
2016-02-24 22:00 | 0.71637 | 0.57276 | 453275
2016-02-24 23:00 | 0.50358 | 0.61463 | 464896
2016-02-25 | 0.11625 | 0.6566 | 474305
2016-02-25 01:00 | 8.43e-05 | 0.64999 | 473808
2016-02-25 02:00 | 0 | 0.64191 | 464981
2016-02-25 03:00 | 0 | 0.62346 | 447005
2016-02-25 04:00 | 0 | 0.60309 | 423778
2016-02-25 05:00 | 0 | 0.59281 | 403872
2016-02-25 06:00 | 0 | 0.58557 | 390676
2016-02-25 07:00 | 0 | 0.57362 | 382205
2016-02-25 08:00 | 0 | 0.55513 | 378974
2016-02-25 09:00 | 0 | 0.53973 | 382788
2016-02-25 10:00 | 0 | 0.51995 | 397613
2016-02-25 11:00 | 0 | 0.50338 | 430734
2016-02-25 12:00 | 0 | 0.48682 | 460048
2016-02-25 13:00 | 0.0048374 | 0.41681 | 469454
2016-02-25 14:00 | 0.3015 | 0.41208 | 469941
2016-02-25 15:00 | 0.74503 | 0.45488 | 468999
2016-02-25 16:00 | 0.79328 | 0.41654 | 464064
2016-02-25 17:00 | 0.76873 | 0.3723 | 457790
2016-02-25 18:00 | 0.74328 | 0.33872 | 452895
2016-02-25 19:00 | 0.73018 | 0.31463 | 449327
2016-02-25 20:00 | 0.73902 | 0.29455 | 447423
2016-02-25 21:00 | 0.75365 | 0.27167 | 449033
2016-02-25 22:00 | 0.71445 | 0.23887 | 456517
2016-02-25 23:00 | 0.52666 | 0.25191 | 472070
2016-02-26 | 0.13037 | 0.29397 | 484445
2016-02-26 01:00 | 0.00010386 | 0.30126 | 486525
2016-02-26 02:00 | 0 | 0.31797 | 478144
2016-02-26 03:00 | 0 | 0.33916 | 462233
2016-02-26 04:00 | 0 | 0.35834 | 440294
2016-02-26 05:00 | 0 | 0.38404 | 420829
2016-02-26 06:00 | 0 | 0.41788 | 408908
2016-02-26 07:00 | 0 | 0.45873 | 401981
2016-02-26 08:00 | 0 | 0.49424 | 400044
2016-02-26 09:00 | 0 | 0.51585 | 404325
2016-02-26 10:00 | 0 | 0.5255 | 419789
2016-02-26 11:00 | 0 | 0.53076 | 453147
2016-02-26 12:00 | 0 | 0.53814 | 480966
2016-02-26 13:00 | 0.0069838 | 0.49674 | 487257
2016-02-26 14:00 | 0.32198 | 0.27597 | 482161
2016-02-26 15:00 | 0.71269 | 0.21464 | 474541
2016-02-26 16:00 | 0.7594 | 0.28233 | 465184
2016-02-26 17:00 | 0.74525 | 0.33875 | 454966
2016-02-26 18:00 | 0.72149 | 0.36449 | 445971
2016-02-26 19:00 | 0.70704 | 0.37188 | 439126
2016-02-26 20:00 | 0.71249 | 0.36316 | 434190
2016-02-26 21:00 | 0.71958 | 0.33078 | 433274
2016-02-26 22:00 | 0.6795 | 0.32679 | 439688
2016-02-26 23:00 | 0.47314 | 0.36419 | 454068
2016-02-27 | 0.098538 | 0.38189 | 467219
2016-02-27 01:00 | 0.00010387 | 0.43499 | 470275
2016-02-27 02:00 | 0 | 0.50489 | 466084
2016-02-27 03:00 | 0 | 0.588 | 454694
2016-02-27 04:00 | 0 | 0.65866 | 437593
2016-02-27 05:00 | 0 | 0.71614 | 420905
2016-02-27 06:00 | 0 | 0.75541 | 409881
2016-02-27 07:00 | 0 | 0.78457 | 403439
2016-02-27 08:00 | 0 | 0.81025 | 400110
2016-02-27 09:00 | 0 | 0.83286 | 401585
2016-02-27 10:00 | 0 | 0.84499 | 407285
2016-02-27 11:00 | 0 | 0.84287 | 421811
2016-02-27 12:00 | 0 | 0.83206 | 436914
2016-02-27 13:00 | 0.0069439 | 0.74614 | 443577
2016-02-27 14:00 | 0.29149 | 0.43352 | 440303
2016-02-27 15:00 | 0.64338 | 0.27007 | 431766
2016-02-27 16:00 | 0.71663 | 0.29397 | 421204
2016-02-27 17:00 | 0.71566 | 0.43592 | 410971
2016-02-27 18:00 | 0.69975 | 0.53128 | 401316
2016-02-27 19:00 | 0.6898 | 0.59549 | 394032
2016-02-27 20:00 | 0.69573 | 0.64147 | 388994
2016-02-27 21:00 | 0.70188 | 0.6874 | 388726
2016-02-27 22:00 | 0.66525 | 0.74388 | 393736
2016-02-27 23:00 | 0.48935 | 0.8128 | 408718
2016-02-28 | 0.12828 | 0.85703 | 423181
2016-02-28 01:00 | 0.00016284 | 0.86879 | 427036
2016-02-28 02:00 | 0 | 0.87416 | 425059
2016-02-28 03:00 | 0 | 0.87849 | 416833
2016-02-28 04:00 | 0 | 0.88532 | 402937
2016-02-28 05:00 | 0 | 0.88952 | 389520
2016-02-28 06:00 | 0 | 0.89071 | 379015
2016-02-28 07:00 | 0 | 0.8905 | 372201
2016-02-28 08:00 | 0 | 0.88599 | 368586
2016-02-28 09:00 | 0 | 0.87592 | 368931
2016-02-28 10:00 | 0 | 0.86094 | 373265
2016-02-28 11:00 | 0 | 0.85289 | 382121
2016-02-28 12:00 | 0 | 0.84023 | 392248
2016-02-28 13:00 | 0.0083156 | 0.79132 | 397171
2016-02-28 14:00 | 0.31137 | 0.66929 | 396002
2016-02-28 15:00 | 0.67714 | 0.72539 | 390876
2016-02-28 16:00 | 0.71907 | 0.76213 | 385642
2016-02-28 17:00 | 0.70968 | 0.75833 | 380965
2016-02-28 18:00 | 0.69026 | 0.74201 | 377464
2016-02-28 19:00 | 0.67505 | 0.73659 | 374184
2016-02-28 20:00 | 0.67299 | 0.73326 | 372997
2016-02-28 21:00 | 0.66586 | 0.70501 | 375600
2016-02-28 22:00 | 0.60258 | 0.64132 | 384629
2016-02-28 23:00 | 0.43005 | 0.62651 | 401421
2016-02-29 | 0.08868 | 0.64719 | 416582
2016-02-29 01:00 | 0.00017062 | 0.65153 | 419648
2016-02-29 02:00 | 0 | 0.65281 | 412789
2016-02-29 03:00 | 0 | 0.65692 | 398731
2016-02-29 04:00 | 0 | 0.67951 | 379684
2016-02-29 05:00 | 0 | 0.70158 | 363692
2016-02-29 06:00 | 0 | 0.72264 | 350896
2016-02-29 07:00 | 0 | 0.7454 | 343233
2016-02-29 08:00 | 0 | 0.76001 | 341224
2016-02-29 09:00 | 0 | 0.75925 | 345544
2016-02-29 10:00 | 0 | 0.75573 | 362124
2016-02-29 11:00 | 0 | 0.74565 | 395627
2016-02-29 12:00 | 0 | 0.72079 | 424567
2016-02-29 13:00 | 0.011068 | 0.62191 | 433075
2016-02-29 14:00 | 0.31062 | 0.42238 | 435615
2016-02-29 15:00 | 0.66122 | 0.39712 | 436352
2016-02-29 16:00 | 0.74251 | 0.50056 | 434270
2016-02-29 17:00 | 0.72572 | 0.50536 | 430284
2016-02-29 18:00 | 0.70109 | 0.50216 | 426871
2016-02-29 19:00 | 0.68375 | 0.5006 | 424041
2016-02-29 20:00 | 0.68707 | 0.50173 | 421577
2016-02-29 21:00 | 0.68967 | 0.50467 | 422147
2016-02-29 22:00 | 0.65922 | 0.51481 | 427406
2016-02-29 23:00 | 0.49693 | 0.55946 | 440807
2016-03-01 | 0.14834 | 0.58388 | 454975
2016-03-01 01:00 | 0.00027336 | 0.57558 | 454940
2016-03-01 02:00 | 0 | 0.55832 | 443646
2016-03-01 03:00 | 0 | 0.5445 | 424940
2016-03-01 04:00 | 0 | 0.53209 | 402448
2016-03-01 05:00 | 0 | 0.52255 | 382522
2016-03-01 06:00 | 0 | 0.52232 | 369140
2016-03-01 07:00 | 0 | 0.51991 | 360103
2016-03-01 08:00 | 0 | 0.52154 | 356976
2016-03-01 09:00 | 0 | 0.53426 | 359428
2016-03-01 10:00 | 0 | 0.53129 | 373689
2016-03-01 11:00 | 0 | 0.51145 | 405395
2016-03-01 12:00 | 0 | 0.48986 | 430326
2016-03-01 13:00 | 0.013582 | 0.4271 | 435727
2016-03-01 14:00 | 0.3183 | 0.35675 | 436321
2016-03-01 15:00 | 0.5953 | 0.3779 | 437031
2016-03-01 16:00 | 0.68232 | 0.39201 | 436038
2016-03-01 17:00 | 0.70652 | 0.39571 | 434122
2016-03-01 18:00 | 0.69679 | 0.39266 | 434041
2016-03-01 19:00 | 0.68991 | 0.37842 | 433074
2016-03-01 20:00 | 0.69897 | 0.35352 | 432861
2016-03-01 21:00 | 0.70387 | 0.31603 | 434932
2016-03-01 22:00 | 0.66356 | 0.26863 | 441207
2016-03-01 23:00 | 0.50046 | 0.23539 | 453833
2016-03-02 | 0.17454 | 0.24019 | 465032
2016-03-02 01:00 | 0.00036465 | 0.24835 | 465282
2016-03-02 02:00 | 0 | 0.27101 | 454570
2016-03-02 03:00 | 0 | 0.30663 | 436355
2016-03-02 04:00 | 0 | 0.35842 | 412434
2016-03-02 05:00 | 0 | 0.41323 | 392239
2016-03-02 06:00 | 0 | 0.44989 | 377688
2016-03-02 07:00 | 0 | 0.4702 | 367874
2016-03-02 08:00 | 0 | 0.47886 | 363047
2016-03-02 09:00 | 0 | 0.478 | 366611
2016-03-02 10:00 | 0 | 0.46446 | 380785
2016-03-02 11:00 | 0 | 0.45256 | 413576
2016-03-02 12:00 | 0 | 0.4539 | 442641
2016-03-02 13:00 | 0.015171 | 0.40452 | 453351
2016-03-02 14:00 | 0.32078 | 0.31838 | 455991
2016-03-02 15:00 | 0.69585 | 0.41422 | 456455
2016-03-02 16:00 | 0.75547 | 0.50799 | 452835
2016-03-02 17:00 | 0.75079 | 0.54616 | 447782
2016-03-02 18:00 | 0.73449 | 0.56388 | 444000
2016-03-02 19:00 | 0.72475 | 0.57092 | 440889
2016-03-02 20:00 | 0.73487 | 0.57002 | 440393
2016-03-02 21:00 | 0.74342 | 0.56405 | 441612
2016-03-02 22:00 | 0.71857 | 0.56639 | 448869
2016-03-02 23:00 | 0.5534 | 0.59965 | 464980
2016-03-03 | 0.15227 | 0.625 | 480343
2016-03-03 01:00 | 0.0004093 | 0.609 | 482244
2016-03-03 02:00 | 0 | 0.57198 | 473944
2016-03-03 03:00 | 0 | 0.54019 | 455696
2016-03-03 04:00 | 0 | 0.52002 | 432467
2016-03-03 05:00 | 0 | 0.50982 | 412330
2016-03-03 06:00 | 0 | 0.50247 | 398057
2016-03-03 07:00 | 0 | 0.49222 | 389473
2016-03-03 08:00 | 0 | 0.4817 | 385904
2016-03-03 09:00 | 0 | 0.48107 | 389188
2016-03-03 10:00 | 0 | 0.4902 | 403284
2016-03-03 11:00 | 0 | 0.49532 | 434864
2016-03-03 12:00 | 0 | 0.49876 | 459002
2016-03-03 13:00 | 0.016355 | 0.44477 | 463654
2016-03-03 14:00 | 0.325 | 0.34566 | 463675
2016-03-03 15:00 | 0.59313 | 0.39275 | 462773
2016-03-03 16:00 | 0.67571 | 0.38575 | 459966
2016-03-03 17:00 | 0.68917 | 0.35021 | 456789
2016-03-03 18:00 | 0.67777 | 0.3067 | 455812
2016-03-03 19:00 | 0.66652 | 0.25906 | 455296
2016-03-03 20:00 | 0.66286 | 0.22095 | 455980
2016-03-03 21:00 | 0.63859 | 0.19557 | 459774
2016-03-03 22:00 | 0.56746 | 0.17767 | 466502
2016-03-03 23:00 | 0.39444 | 0.21691 | 478087
2016-03-04 | 0.097077 | 0.31127 | 485246
2016-03-04 01:00 | 0.00032331 | 0.38484 | 483854
2016-03-04 02:00 | 0 | 0.45299 | 472650
2016-03-04 03:00 | 0 | 0.49522 | 453614
2016-03-04 04:00 | 0 | 0.50977 | 429518
2016-03-04 05:00 | 0 | 0.51477 | 409097
2016-03-04 06:00 | 0 | 0.5239 | 395777
2016-03-04 07:00 | 0 | 0.53861 | 386963
2016-03-04 08:00 | 0 | 0.55789 | 382446
2016-03-04 09:00 | 0 | 0.57368 | 383930
2016-03-04 10:00 | 0 | 0.57383 | 396378
2016-03-04 11:00 | 0 | 0.57409 | 426195
2016-03-04 12:00 | 0 | 0.57992 | 452772
2016-03-04 13:00 | 0.017892 | 0.53719 | 463137
2016-03-04 14:00 | 0.26039 | 0.36407 | 466733
2016-03-04 15:00 | 0.59569 | 0.40608 | 467077
2016-03-04 16:00 | 0.68657 | 0.53805 | 464285
2016-03-04 17:00 | 0.6915 | 0.55854 | 456607
2016-03-04 18:00 | 0.67894 | 0.55545 | 452165
2016-03-04 19:00 | 0.66754 | 0.55162 | 448207
2016-03-04 20:00 | 0.66682 | 0.53537 | 444972
2016-03-04 21:00 | 0.65922 | 0.50808 | 444497
2016-03-04 22:00 | 0.6078 | 0.47839 | 447234
2016-03-04 23:00 | 0.43735 | 0.53046 | 454889
2016-03-05 | 0.099581 | 0.56033 | 462545
2016-03-05 01:00 | 0.00032005 | 0.54565 | 459738
2016-03-05 02:00 | 0 | 0.52722 | 454048
2016-03-05 03:00 | 0 | 0.52041 | 439985
2016-03-05 04:00 | 0 | 0.51932 | 419916
2016-03-05 05:00 | 0 | 0.51617 | 402308
2016-03-05 06:00 | 0 | 0.5067 | 389789
2016-03-05 07:00 | 0 | 0.49704 | 381883
2016-03-05 08:00 | 0 | 0.49422 | 378361
2016-03-05 09:00 | 0 | 0.49515 | 378804
2016-03-05 10:00 | 0 | 0.496 | 383622
2016-03-05 11:00 | 0 | 0.49973 | 394733
2016-03-05 12:00 | 0 | 0.5 | 407767
2016-03-05 13:00 | 0.02156 | 0.42061 | 417596
2016-03-05 14:00 | 0.24185 | 0.24805 | 421215
2016-03-05 15:00 | 0.46205 | 0.19881 | 420620
2016-03-05 16:00 | 0.58059 | 0.25817 | 416121
2016-03-05 17:00 | 0.62313 | 0.30439 | 411893
2016-03-05 18:00 | 0.61844 | 0.35021 | 407135
2016-03-05 19:00 | 0.60977 | 0.39505 | 404596
2016-03-05 20:00 | 0.60092 | 0.43605 | 402744
2016-03-05 21:00 | 0.56867 | 0.46878 | 403627
2016-03-05 22:00 | 0.49368 | 0.50718 | 407156
2016-03-05 23:00 | 0.34638 | 0.63955 | 417186
2016-03-06 | 0.10813 | 0.77788 | 426981
2016-03-06 01:00 | 0.00043813 | 0.84754 | 428558
2016-03-06 02:00 | 0 | 0.88186 | 423457
2016-03-06 03:00 | 0 | 0.89827 | 411547
2016-03-06 04:00 | 0 | 0.90357 | 394847
2016-03-06 05:00 | 0 | 0.89415 | 378337
2016-03-06 06:00 | 0 | 0.87503 | 366804
2016-03-06 07:00 | 0 | 0.85714 | 360173
2016-03-06 08:00 | 0 | 0.83991 | 356411
2016-03-06 09:00 | 0 | 0.81631 | 356415
2016-03-06 10:00 | 0 | 0.79942 | 359048
2016-03-06 11:00 | 0 | 0.78555 | 366646
2016-03-06 12:00 | 0 | 0.76689 | 377600
2016-03-06 13:00 | 0.012564 | 0.69357 | 387619
2016-03-06 14:00 | 0.223 | 0.53517 | 393836
2016-03-06 15:00 | 0.44764 | 0.55467 | 394051
2016-03-06 16:00 | 0.55687 | 0.57661 | 391527
2016-03-06 17:00 | 0.59909 | 0.57009 | 389677
2016-03-06 18:00 | 0.59583 | 0.56033 | 387230
2016-03-06 19:00 | 0.58601 | 0.55098 | 385165
2016-03-06 20:00 | 0.5781 | 0.54249 | 383511
2016-03-06 21:00 | 0.55602 | 0.54443 | 386144
2016-03-06 22:00 | 0.50173 | 0.57363 | 392608
2016-03-06 23:00 | 0.38527 | 0.64149 | 408579
2016-03-07 | 0.16462 | 0.73341 | 426425
2016-03-07 01:00 | 0.0010416 | 0.78697 | 431649
2016-03-07 02:00 | 0 | 0.80707 | 424435
2016-03-07 03:00 | 0 | 0.82729 | 410688
2016-03-07 04:00 | 0 | 0.83935 | 391731
2016-03-07 05:00 | 0 | 0.84236 | 376348
2016-03-07 06:00 | 0 | 0.8414 | 366160
2016-03-07 07:00 | 0 | 0.82628 | 359939
2016-03-07 08:00 | 0 | 0.79901 | 357960
2016-03-07 09:00 | 0 | 0.76515 | 361536
2016-03-07 10:00 | 0 | 0.72701 | 376711
2016-03-07 11:00 | 0 | 0.6951 | 408344
2016-03-07 12:00 | 0 | 0.67113 | 431451
2016-03-07 13:00 | 0.019554 | 0.5943 | 436012
2016-03-07 14:00 | 0.30863 | 0.4626 | 435209
2016-03-07 15:00 | 0.54963 | 0.49391 | 434992
2016-03-07 16:00 | 0.60862 | 0.54858 | 433605
2016-03-07 17:00 | 0.62413 | 0.57858 | 430155
2016-03-07 18:00 | 0.62308 | 0.61818 | 428360
2016-03-07 19:00 | 0.61226 | 0.65254 | 425749
2016-03-07 20:00 | 0.59811 | 0.67169 | 423283
2016-03-07 21:00 | 0.56513 | 0.6879 | 422736
2016-03-07 22:00 | 0.4939 | 0.71609 | 425027
2016-03-07 23:00 | 0.34072 | 0.77075 | 436129
2016-03-08 | 0.090513 | 0.81871 | 448796
2016-03-08 01:00 | 0.0014342 | 0.82269 | 447563
2016-03-08 02:00 | 0 | 0.81372 | 436677
2016-03-08 03:00 | 0 | 0.80182 | 418531
2016-03-08 04:00 | 0 | 0.79768 | 395467
2016-03-08 05:00 | 0 | 0.79517 | 374281
2016-03-08 06:00 | 0 | 0.77881 | 359069
2016-03-08 07:00 | 0 | 0.75392 | 349145
2016-03-08 08:00 | 0 | 0.72808 | 344267
2016-03-08 09:00 | 0 | 0.69188 | 346924
2016-03-08 10:00 | 0 | 0.66283 | 358915
2016-03-08 11:00 | 0 | 0.6516 | 387430
2016-03-08 12:00 | 0 | 0.64095 | 411254
2016-03-08 13:00 | 0.012863 | 0.57122 | 419161
2016-03-08 14:00 | 0.28662 | 0.51668 | 423336
2016-03-08 15:00 | 0.65305 | 0.4932 | 425877
2016-03-08 16:00 | 0.73069 | 0.46071 | 426409
2016-03-08 17:00 | 0.72194 | 0.43015 | 424840
2016-03-08 18:00 | 0.69411 | 0.39341 | 424108
2016-03-08 19:00 | 0.66443 | 0.3597 | 423858
2016-03-08 20:00 | 0.64728 | 0.33191 | 422736
2016-03-08 21:00 | 0.6189 | 0.30501 | 422784
2016-03-08 22:00 | 0.55776 | 0.27568 | 424813
2016-03-08 23:00 | 0.40434 | 0.26612 | 433883
2016-03-09 | 0.14053 | 0.29469 | 446635
2016-03-09 01:00 | 0.0014756 | 0.30049 | 445107
2016-03-09 02:00 | 0 | 0.30375 | 432794
2016-03-09 03:00 | 0 | 0.28354 | 413765
2016-03-09 04:00 | 0 | 0.25857 | 389747
2016-03-09 05:00 | 0 | 0.24289 | 367798
2016-03-09 06:00 | 0 | 0.23872 | 350590
2016-03-09 07:00 | 0 | 0.24768 | 339505
2016-03-09 08:00 | 0 | 0.26021 | 334541
2016-03-09 09:00 | 0 | 0.25881 | 336101
2016-03-09 10:00 | 0 | 0.24657 | 349279
2016-03-09 11:00 | 0 | 0.23764 | 375362
2016-03-09 12:00 | 0 | 0.23323 | 399305
2016-03-09 13:00 | 0.011514 | 0.20235 | 409712
2016-03-09 14:00 | 0.28552 | 0.11868 | 415738
2016-03-09 15:00 | 0.59084 | 0.11202 | 420814
2016-03-09 16:00 | 0.68958 | 0.12356 | 423758
2016-03-09 17:00 | 0.70124 | 0.1237 | 424288
2016-03-09 18:00 | 0.69276 | 0.12236 | 424566
2016-03-09 19:00 | 0.68544 | 0.12047 | 424719
2016-03-09 20:00 | 0.69318 | 0.11803 | 423876
2016-03-09 21:00 | 0.69429 | 0.11464 | 424493
2016-03-09 22:00 | 0.65583 | 0.10655 | 426869
2016-03-09 23:00 | 0.49617 | 0.12155 | 436308
2016-03-10 | 0.15133 | 0.17848 | 446277
2016-03-10 01:00 | 0.0023676 | 0.23702 | 443311
2016-03-10 02:00 | 0 | 0.26584 | 431802
2016-03-10 03:00 | 0 | 0.26749 | 412417
2016-03-10 04:00 | 0 | 0.25269 | 387558
2016-03-10 05:00 | 0 | 0.24017 | 365298
2016-03-10 06:00 | 0 | 0.23896 | 348775
2016-03-10 07:00 | 0 | 0.25117 | 337334
2016-03-10 08:00 | 0 | 0.27829 | 331475
2016-03-10 09:00 | 0 | 0.30185 | 332082
2016-03-10 10:00 | 0 | 0.32349 | 344103
2016-03-10 11:00 | 0 | 0.34407 | 368195
2016-03-10 12:00 | 0 | 0.35951 | 393405
2016-03-10 13:00 | 0.020343 | 0.31902 | 406887
2016-03-10 14:00 | 0.36801 | 0.20313 | 416430
2016-03-10 15:00 | 0.74127 | 0.22176 | 424084
2016-03-10 16:00 | 0.78971 | 0.25564 | 427335
2016-03-10 17:00 | 0.77965 | 0.28914 | 428866
2016-03-10 18:00 | 0.7604 | 0.2969 | 430572
2016-03-10 19:00 | 0.74595 | 0.29418 | 431701
2016-03-10 20:00 | 0.74951 | 0.28411 | 432151
2016-03-10 21:00 | 0.75264 | 0.26793 | 433016
2016-03-10 22:00 | 0.7182 | 0.24692 | 434635
2016-03-10 23:00 | 0.55873 | 0.30665 | 440543
2016-03-11 | 0.17782 | 0.44743 | 448569
2016-03-11 01:00 | 0.0028766 | 0.56792 | 447010
2016-03-11 02:00 | 0 | 0.63819 | 436255
2016-03-11 03:00 | 0 | 0.68979 | 417010
2016-03-11 04:00 | 0 | 0.72062 | 392696
2016-03-11 05:00 | 0 | 0.73362 | 371586
2016-03-11 06:00 | 0 | 0.73718 | 354663
2016-03-11 07:00 | 0 | 0.74358 | 342633
2016-03-11 08:00 | 0 | 0.73419 | 336132
2016-03-11 09:00 | 0 | 0.71302 | 336078
2016-03-11 10:00 | 0 | 0.69687 | 345496
2016-03-11 11:00 | 0 | 0.67986 | 370252
2016-03-11 12:00 | 0 | 0.65794 | 395329
2016-03-11 13:00 | 0.027537 | 0.5264 | 409015
2016-03-11 14:00 | 0.35266 | 0.29915 | 417633
2016-03-11 15:00 | 0.54686 | 0.29885 | 424674
2016-03-11 16:00 | 0.59149 | 0.41632 | 429006
2016-03-11 17:00 | 0.61403 | 0.43081 | 429653
2016-03-11 18:00 | 0.62307 | 0.42286 | 429771
2016-03-11 19:00 | 0.61885 | 0.41301 | 429113
2016-03-11 20:00 | 0.61023 | 0.39996 | 426720
2016-03-11 21:00 | 0.58518 | 0.38128 | 424934
2016-03-11 22:00 | 0.52168 | 0.37134 | 422823
2016-03-11 23:00 | 0.375 | 0.42437 | 424991
2016-03-12 | 0.11124 | 0.53096 | 430809
2016-03-12 01:00 | 0.0025135 | 0.61701 | 428644
2016-03-12 02:00 | 0 | 0.66482 | 417666
2016-03-12 03:00 | 0 | 0.67416 | 404957
2016-03-12 04:00 | 0 | 0.6676 | 382164
2016-03-12 05:00 | 0 | 0.65249 | 364958
2016-03-12 06:00 | 0 | 0.62334 | 350331
2016-03-12 07:00 | 0 | 0.58365 | 338382
2016-03-12 08:00 | 0 | 0.54438 | 331415
2016-03-12 09:00 | 0 | 0.51009 | 328871
2016-03-12 10:00 | 0 | 0.48058 | 331181
2016-03-12 11:00 | 0 | 0.4569 | 337640
2016-03-12 12:00 | 0 | 0.44758 | 348302
2016-03-12 13:00 | 0.023242 | 0.36409 | 362752
2016-03-12 14:00 | 0.32009 | 0.2262 | 377676
2016-03-12 15:00 | 0.64697 | 0.21573 | 388255
2016-03-12 16:00 | 0.73455 | 0.3161 | 393475
2016-03-12 17:00 | 0.74591 | 0.37515 | 394458
2016-03-12 18:00 | 0.73438 | 0.39995 | 393388
2016-03-12 19:00 | 0.72344 | 0.41762 | 391365
2016-03-12 20:00 | 0.72624 | 0.43593 | 390385
2016-03-12 21:00 | 0.72403 | 0.46079 | 390775
2016-03-12 22:00 | 0.68047 | 0.50617 | 392732
2016-03-12 23:00 | 0.54183 | 0.58661 | 399719
2016-03-13 | 0.1955 | 0.70168 | 407436
2016-03-13 01:00 | 0.0037235 | 0.73542 | 406516
2016-03-13 02:00 | 0 | 0.72832 | 398876
2016-03-13 03:00 | 0 | 0.71238 | 386291
2016-03-13 04:00 | 0 | 0.69139 | 368389
2016-03-13 05:00 | 0 | 0.67363 | 351061
2016-03-13 06:00 | 0 | 0.65319 | 337314
2016-03-13 07:00 | 0 | 0.63266 | 327141
2016-03-13 08:00 | 0 | 0.60946 | 320515
2016-03-13 09:00 | 0 | 0.59104 | 318901
2016-03-13 10:00 | 0 | 0.57662 | 322082
2016-03-13 11:00 | 0 | 0.56483 | 327898
2016-03-13 12:00 | 0 | 0.5569 | 336578
2016-03-13 13:00 | 0.038929 | 0.48819 | 349873
2016-03-13 14:00 | 0.38529 | 0.34702 | 364303
2016-03-13 15:00 | 0.64333 | 0.39527 | 374745
2016-03-13 16:00 | 0.69867 | 0.45426 | 383345
2016-03-13 17:00 | 0.70543 | 0.4422 | 389604
2016-03-13 18:00 | 0.69184 | 0.41204 | 392033
2016-03-13 19:00 | 0.67866 | 0.37987 | 392600
2016-03-13 20:00 | 0.67323 | 0.34786 | 394457
2016-03-13 21:00 | 0.6546 | 0.31132 | 398498
2016-03-13 22:00 | 0.60037 | 0.27136 | 402033
2016-03-13 23:00 | 0.43451 | 0.27713 | 407399
2016-03-14 | 0.14794 | 0.31482 | 415290
2016-03-14 01:00 | 0.0027356 | 0.30293 | 416415
2016-03-14 02:00 | 0 | 0.29092 | 404724
2016-03-14 03:00 | 0 | 0.29471 | 385037
2016-03-14 04:00 | 0 | 0.328 | 361989
2016-03-14 05:00 | 0 | 0.37479 | 343022
2016-03-14 06:00 | 0 | 0.42008 | 331889
2016-03-14 07:00 | 0 | 0.45851 | 325049
2016-03-14 08:00 | 0 | 0.48875 | 326183
2016-03-14 09:00 | 0 | 0.49678 | 338931
2016-03-14 10:00 | 0 | 0.48907 | 362356
2016-03-14 11:00 | 0 | 0.47805 | 391876
2016-03-14 12:00 | 0 | 0.4737 | 409185
2016-03-14 13:00 | 0.053779 | 0.4269 | 420455
2016-03-14 14:00 | 0.43357 | 0.27303 | 429944
2016-03-14 15:00 | 0.69362 | 0.29614 | 437125
2016-03-14 16:00 | 0.75528 | 0.40314 | 440561
2016-03-14 17:00 | 0.75408 | 0.4741 | 443657
2016-03-14 18:00 | 0.74156 | 0.52224 | 446603
2016-03-14 19:00 | 0.73278 | 0.56116 | 448872
2016-03-14 20:00 | 0.73783 | 0.58736 | 450737
2016-03-14 21:00 | 0.74096 | 0.60931 | 452592
2016-03-14 22:00 | 0.70591 | 0.63172 | 452529
2016-03-14 23:00 | 0.56412 | 0.71782 | 452786
2016-03-15 | 0.24784 | 0.78369 | 455067
2016-03-15 01:00 | 0.0061384 | 0.82067 | 447983
2016-03-15 02:00 | 0 | 0.83519 | 428966
2016-03-15 03:00 | 0 | 0.83807 | 406413
2016-03-15 04:00 | 0 | 0.82654 | 382353
2016-03-15 05:00 | 0 | 0.82008 | 362173
2016-03-15 06:00 | 0 | 0.81076 | 348585
2016-03-15 07:00 | 0 | 0.79627 | 339980
2016-03-15 08:00 | 0 | 0.78189 | 339086
2016-03-15 09:00 | 0 | 0.77934 | 347259
2016-03-15 10:00 | 0 | 0.77455 | 373132
2016-03-15 11:00 | 0 | 0.77782 | 400253
2016-03-15 12:00 | 0 | 0.7734 | 413051
2016-03-15 13:00 | 0.053515 | 0.6574 | 421080
2016-03-15 14:00 | 0.47503 | 0.60562 | 429798
2016-03-15 15:00 | 0.73549 | 0.74608 | 434747
2016-03-15 16:00 | 0.7801 | 0.77564 | 438744
2016-03-15 17:00 | 0.77681 | 0.79015 | 442489
2016-03-15 18:00 | 0.76364 | 0.79969 | 445272
2016-03-15 19:00 | 0.75486 | 0.81184 | 447216
2016-03-15 20:00 | 0.758 | 0.82153 | 450355
2016-03-15 21:00 | 0.74916 | 0.8125 | 453096
2016-03-15 22:00 | 0.70144 | 0.77998 | 451827
2016-03-15 23:00 | 0.55984 | 0.74618 | 453300
2016-03-16 | 0.24383 | 0.76933 | 457078
2016-03-16 01:00 | 0.0086333 | 0.7697 | 450176
2016-03-16 02:00 | 0 | 0.75443 | 429895
2016-03-16 03:00 | 0 | 0.73482 | 405990
2016-03-16 04:00 | 0 | 0.71702 | 381536
2016-03-16 05:00 | 0 | 0.70932 | 362804
2016-03-16 06:00 | 0 | 0.70321 | 348463
2016-03-16 07:00 | 0 | 0.69643 | 340052
2016-03-16 08:00 | 0 | 0.69303 | 338483
2016-03-16 09:00 | 0 | 0.69117 | 347356
2016-03-16 10:00 | 0 | 0.68905 | 373130
2016-03-16 11:00 | 0 | 0.68594 | 399637
2016-03-16 12:00 | 0 | 0.677 | 411341
2016-03-16 13:00 | 0.05746 | 0.53087 | 418427
2016-03-16 14:00 | 0.47333 | 0.45518 | 426785
2016-03-16 15:00 | 0.79082 | 0.59434 | 430950
2016-03-16 16:00 | 0.82335 | 0.64398 | 433247
2016-03-16 17:00 | 0.81053 | 0.6515 | 436321
2016-03-16 18:00 | 0.79263 | 0.65144 | 440033
2016-03-16 19:00 | 0.77978 | 0.65346 | 441359
2016-03-16 20:00 | 0.78613 | 0.66255 | 442901
2016-03-16 21:00 | 0.78933 | 0.66644 | 445026
2016-03-16 22:00 | 0.75862 | 0.66123 | 443029
2016-03-16 23:00 | 0.60435 | 0.66257 | 444337
2016-03-17 | 0.2644 | 0.7068 | 450102
2016-03-17 01:00 | 0.0085605 | 0.74223 | 443752
2016-03-17 02:00 | 0 | 0.74649 | 425098
2016-03-17 03:00 | 0 | 0.71685 | 401834
2016-03-17 04:00 | 0 | 0.6628 | 379767
2016-03-17 05:00 | 0 | 0.61791 | 360361
2016-03-17 06:00 | 0 | 0.58389 | 347411
2016-03-17 07:00 | 0 | 0.56232 | 339963
2016-03-17 08:00 | 0 | 0.5424 | 339724
2016-03-17 09:00 | 0 | 0.52689 | 349694
2016-03-17 10:00 | 0 | 0.52401 | 376622
2016-03-17 11:00 | 0 | 0.51729 | 404862
2016-03-17 12:00 | 0 | 0.50015 | 416193
2016-03-17 13:00 | 0.099731 | 0.3482 | 422526
2016-03-17 14:00 | 0.47875 | 0.33009 | 428195
2016-03-17 15:00 | 0.79725 | 0.39627 | 431071
2016-03-17 16:00 | 0.82237 | 0.42243 | 431928
2016-03-17 17:00 | 0.80911 | 0.42359 | 433473
2016-03-17 18:00 | 0.79026 | 0.42043 | 433891
2016-03-17 19:00 | 0.77655 | 0.42063 | 433058
2016-03-17 20:00 | 0.78154 | 0.42222 | 432969
2016-03-17 21:00 | 0.78272 | 0.42391 | 433016
2016-03-17 22:00 | 0.748 | 0.42424 | 431528
2016-03-17 23:00 | 0.59449 | 0.43865 | 434635
2016-03-18 | 0.27421 | 0.49087 | 442171
2016-03-18 01:00 | 0.011316 | 0.51785 | 436010
2016-03-18 02:00 | 0 | 0.52282 | 419733
2016-03-18 03:00 | 0 | 0.51717 | 399149
2016-03-18 04:00 | 0 | 0.49515 | 378574
2016-03-18 05:00 | 0 | 0.4512 | 361172
2016-03-18 06:00 | 0 | 0.40726 | 348755
2016-03-18 07:00 | 0 | 0.37703 | 341577
2016-03-18 08:00 | 0 | 0.36461 | 341671
2016-03-18 09:00 | 0 | 0.35825 | 352041
2016-03-18 10:00 | 0 | 0.35313 | 378131
2016-03-18 11:00 | 0 | 0.34973 | 405393
2016-03-18 12:00 | 0 | 0.34107 | 416764
2016-03-18 13:00 | 0.072862 | 0.32077 | 422899
2016-03-18 14:00 | 0.43518 | 0.39003 | 428495
2016-03-18 15:00 | 0.75057 | 0.40952 | 430735
2016-03-18 16:00 | 0.79603 | 0.40156 | 430355
2016-03-18 17:00 | 0.80112 | 0.39095 | 430978
2016-03-18 18:00 | 0.79018 | 0.38826 | 430776
2016-03-18 19:00 | 0.78163 | 0.39922 | 429869
2016-03-18 20:00 | 0.79105 | 0.42106 | 427879
2016-03-18 21:00 | 0.79668 | 0.44126 | 426015
2016-03-18 22:00 | 0.76915 | 0.45503 | 423443
2016-03-18 23:00 | 0.62519 | 0.46091 | 426392
2016-03-19 | 0.27656 | 0.46484 | 431619
2016-03-19 01:00 | 0.012481 | 0.44399 | 426822
2016-03-19 02:00 | 0 | 0.41875 | 415031
2016-03-19 03:00 | 0 | 0.39998 | 397357
2016-03-19 04:00 | 0 | 0.37616 | 378153
2016-03-19 05:00 | 0 | 0.35257 | 362685
2016-03-19 06:00 | 0 | 0.33756 | 350609
2016-03-19 07:00 | 0 | 0.32685 | 342841
2016-03-19 08:00 | 0 | 0.32 | 340170
2016-03-19 09:00 | 0 | 0.31336 | 342388
2016-03-19 10:00 | 0 | 0.31341 | 351318
2016-03-19 11:00 | 0 | 0.31294 | 364242
2016-03-19 12:00 | 0 | 0.30395 | 379072
2016-03-19 13:00 | 0.11509 | 0.23649 | 393999
2016-03-19 14:00 | 0.4876 | 0.28939 | 404444
2016-03-19 15:00 | 0.77915 | 0.30229 | 407591
2016-03-19 16:00 | 0.81643 | 0.29401 | 406100
2016-03-19 17:00 | 0.81595 | 0.29552 | 401953
2016-03-19 18:00 | 0.79944 | 0.30878 | 396743
2016-03-19 19:00 | 0.78565 | 0.32631 | 392100
2016-03-19 20:00 | 0.78846 | 0.34131 | 390815
2016-03-19 21:00 | 0.78527 | 0.35024 | 392401
2016-03-19 22:00 | 0.74493 | 0.34812 | 394474
2016-03-19 23:00 | 0.57647 | 0.33534 | 401004
2016-03-20 | 0.25255 | 0.40094 | 411271
2016-03-20 01:00 | 0.013666 | 0.46782 | 411596
2016-03-20 02:00 | 0 | 0.46235 | 403284
2016-03-20 03:00 | 0 | 0.43094 | 390083
2016-03-20 04:00 | 0 | 0.39478 | 375309
2016-03-20 05:00 | 0 | 0.37225 | 362490
2016-03-20 06:00 | 0 | 0.3551 | 352719
2016-03-20 07:00 | 0 | 0.34449 | 346932
2016-03-20 08:00 | 0 | 0.3403 | 344382
2016-03-20 09:00 | 0 | 0.33353 | 347241
2016-03-20 10:00 | 0 | 0.32019 | 354367
2016-03-20 11:00 | 0 | 0.30562 | 366569
2016-03-20 12:00 | 0 | 0.27782 | 380362
2016-03-20 13:00 | 0.10565 | 0.1628 | 392900
2016-03-20 14:00 | 0.47482 | 0.13865 | 399596
2016-03-20 15:00 | 0.7565 | 0.11809 | 400534
2016-03-20 16:00 | 0.82762 | 0.10343 | 400810
2016-03-20 17:00 | 0.82344 | 0.088605 | 400102
2016-03-20 18:00 | 0.80854 | 0.080349 | 397444
2016-03-20 19:00 | 0.7974 | 0.078568 | 395478
2016-03-20 20:00 | 0.8028 | 0.079986 | 395877
2016-03-20 21:00 | 0.80291 | 0.080602 | 399662
2016-03-20 22:00 | 0.77442 | 0.076762 | 405572
2016-03-20 23:00 | 0.62439 | 0.10153 | 416082
2016-03-21 | 0.28832 | 0.2049 | 427870
2016-03-21 01:00 | 0.013208 | 0.37275 | 429768
2016-03-21 02:00 | 0 | 0.51933 | 419224
2016-03-21 03:00 | 0 | 0.60119 | 404100
2016-03-21 04:00 | 0 | 0.65206 | 386926
2016-03-21 05:00 | 0 | 0.67689 | 374439
2016-03-21 06:00 | 0 | 0.68924 | 366584
2016-03-21 07:00 | 0 | 0.70114 | 363565
2016-03-21 08:00 | 0 | 0.70856 | 367334
2016-03-21 09:00 | 0 | 0.69639 | 382061
2016-03-21 10:00 | 0 | 0.67715 | 414117
2016-03-21 11:00 | 0 | 0.66263 | 446242
2016-03-21 12:00 | 0 | 0.63804 | 459193
2016-03-21 13:00 | 0.084603 | 0.45243 | 458799
2016-03-21 14:00 | 0.47507 | 0.3878 | 454396
2016-03-21 15:00 | 0.67852 | 0.5317 | 448158
2016-03-21 16:00 | 0.73233 | 0.56957 | 440472
2016-03-21 17:00 | 0.73682 | 0.60291 | 433201
2016-03-21 18:00 | 0.72393 | 0.62105 | 426170
2016-03-21 19:00 | 0.71196 | 0.62974 | 420613
2016-03-21 20:00 | 0.70515 | 0.6337 | 417130
2016-03-21 21:00 | 0.68263 | 0.64065 | 417140
2016-03-21 22:00 | 0.61868 | 0.65108 | 419473
2016-03-21 23:00 | 0.48144 | 0.72125 | 429597
2016-03-22 | 0.20562 | 0.80819 | 443841
2016-03-22 01:00 | 0.013768 | 0.82556 | 443516
2016-03-22 02:00 | 0 | 0.80536 | 429343
2016-03-22 03:00 | 0 | 0.77631 | 409902
2016-03-22 04:00 | 0 | 0.75002 | 391147
2016-03-22 05:00 | 0 | 0.72676 | 378205
2016-03-22 06:00 | 0 | 0.71103 | 369958
2016-03-22 07:00 | 0 | 0.69644 | 367249
2016-03-22 08:00 | 0 | 0.67779 | 370148
2016-03-22 09:00 | 0 | 0.64854 | 384088
2016-03-22 10:00 | 0 | 0.62374 | 415444
2016-03-22 11:00 | 0 | 0.60372 | 444966
2016-03-22 12:00 | 0 | 0.58099 | 452497
2016-03-22 13:00 | 0.06923 | 0.48642 | 447072
2016-03-22 14:00 | 0.39707 | 0.41342 | 440164
2016-03-22 15:00 | 0.6225 | 0.40253 | 433376
2016-03-22 16:00 | 0.70842 | 0.42884 | 426274
2016-03-22 17:00 | 0.72425 | 0.44559 | 419962
2016-03-22 18:00 | 0.72324 | 0.45445 | 415490
2016-03-22 19:00 | 0.71969 | 0.472 | 410986
2016-03-22 20:00 | 0.72235 | 0.49698 | 408946
2016-03-22 21:00 | 0.7125 | 0.52396 | 409661
2016-03-22 22:00 | 0.65709 | 0.55496 | 411033
2016-03-22 23:00 | 0.54225 | 0.61616 | 417740
2016-03-23 | 0.27768 | 0.7139 | 429407
2016-03-23 01:00 | 0.024288 | 0.76447 | 427410
2016-03-23 02:00 | 0 | 0.77784 | 412169
2016-03-23 03:00 | 0 | 0.78309 | 392077
2016-03-23 04:00 | 0 | 0.78837 | 371435
2016-03-23 05:00 | 0 | 0.78503 | 355275
2016-03-23 06:00 | 0 | 0.77687 | 344743
2016-03-23 07:00 | 0 | 0.77337 | 338507
2016-03-23 08:00 | 0 | 0.77586 | 340284
2016-03-23 09:00 | 0 | 0.77125 | 351735
2016-03-23 10:00 | 0 | 0.7618 | 379557
2016-03-23 11:00 | 0 | 0.75988 | 406573
2016-03-23 12:00 | 9.67e-08 | 0.75883 | 417572
2016-03-23 13:00 | 0.097658 | 0.7442 | 420523
2016-03-23 14:00 | 0.43713 | 0.74006 | 423590
2016-03-23 15:00 | 0.69325 | 0.75738 | 423947
2016-03-23 16:00 | 0.78223 | 0.75533 | 421960
2016-03-23 17:00 | 0.78927 | 0.74865 | 421085
2016-03-23 18:00 | 0.7785 | 0.74016 | 420827
2016-03-23 19:00 | 0.76859 | 0.73868 | 420457
2016-03-23 20:00 | 0.77106 | 0.74345 | 421559
2016-03-23 21:00 | 0.76589 | 0.74666 | 423750
2016-03-23 22:00 | 0.73655 | 0.74369 | 424144
2016-03-23 23:00 | 0.61953 | 0.74081 | 428453
2016-03-24 | 0.35409 | 0.73479 | 436285
2016-03-24 01:00 | 0.02771 | 0.72463 | 431813
2016-03-24 02:00 | 0 | 0.70202 | 415184
2016-03-24 03:00 | 0 | 0.68986 | 393248
2016-03-24 04:00 | 0 | 0.69006 | 370780
2016-03-24 05:00 | 0 | 0.71397 | 353765
2016-03-24 06:00 | 0 | 0.74072 | 342199
2016-03-24 07:00 | 0 | 0.74874 | 335265
2016-03-24 08:00 | 0 | 0.74416 | 334414
2016-03-24 09:00 | 0 | 0.73375 | 344570
2016-03-24 10:00 | 0 | 0.71309 | 369985
2016-03-24 11:00 | 0 | 0.6831 | 397052
2016-03-24 12:00 | 2.26e-06 | 0.64913 | 410677
2016-03-24 13:00 | 0.12014 | 0.53282 | 417690
2016-03-24 14:00 | 0.51547 | 0.51032 | 424441
2016-03-24 15:00 | 0.81388 | 0.50454 | 426778
2016-03-24 16:00 | 0.85689 | 0.47485 | 426376
2016-03-24 17:00 | 0.85134 | 0.43961 | 425775
2016-03-24 18:00 | 0.83046 | 0.40342 | 424162
2016-03-24 19:00 | 0.81321 | 0.36747 | 422130
2016-03-24 20:00 | 0.81334 | 0.33007 | 421635
2016-03-24 21:00 | 0.8064 | 0.29549 | 422036
2016-03-24 22:00 | 0.76854 | 0.26655 | 421562
2016-03-24 23:00 | 0.64181 | 0.25429 | 424048
2016-03-25 | 0.33885 | 0.33479 | 429148
2016-03-25 01:00 | 0.029002 | 0.42032 | 426822
2016-03-25 02:00 | 0 | 0.49966 | 411393
2016-03-25 03:00 | 0 | 0.55927 | 391348
2016-03-25 04:00 | 0 | 0.58994 | 370618
2016-03-25 05:00 | 0 | 0.59172 | 353765
2016-03-25 06:00 | 0 | 0.57554 | 342034
2016-03-25 07:00 | 0 | 0.55317 | 335251
2016-03-25 08:00 | 0 | 0.53047 | 334299
2016-03-25 09:00 | 0 | 0.51296 | 340714
2016-03-25 10:00 | 0 | 0.50189 | 358380
2016-03-25 11:00 | 0 | 0.50086 | 380796
2016-03-25 12:00 | 4.3e-06 | 0.48732 | 397205
2016-03-25 13:00 | 0.10721 | 0.32589 | 410507
2016-03-25 14:00 | 0.50987 | 0.29951 | 419029
2016-03-25 15:00 | 0.74584 | 0.45695 | 420350
2016-03-25 16:00 | 0.78028 | 0.47915 | 417424
2016-03-25 17:00 | 0.78702 | 0.46711 | 413151
2016-03-25 18:00 | 0.77783 | 0.45696 | 409258
2016-03-25 19:00 | 0.76559 | 0.4523 | 405291
2016-03-25 20:00 | 0.76501 | 0.45435 | 402461
2016-03-25 21:00 | 0.75487 | 0.47036 | 401640
2016-03-25 22:00 | 0.71053 | 0.49718 | 399619
2016-03-25 23:00 | 0.59164 | 0.55468 | 400658
2016-03-26 | 0.32189 | 0.64549 | 407842
2016-03-26 01:00 | 0.030742 | 0.66823 | 406429
2016-03-26 02:00 | 0 | 0.66325 | 396327
2016-03-26 03:00 | 0 | 0.64395 | 381589
2016-03-26 04:00 | 0 | 0.60896 | 365218
2016-03-26 05:00 | 0 | 0.57102 | 350691
2016-03-26 06:00 | 0 | 0.53582 | 340886
2016-03-26 07:00 | 0 | 0.50615 | 333906
2016-03-26 08:00 | 0 | 0.48604 | 331611
2016-03-26 09:00 | 0 | 0.46936 | 334220
2016-03-26 10:00 | 0 | 0.45182 | 342424
2016-03-26 11:00 | 0 | 0.43857 | 354664
2016-03-26 12:00 | 1.08e-05 | 0.40699 | 369423
2016-03-26 13:00 | 0.099074 | 0.34338 | 382245
2016-03-26 14:00 | 0.48158 | 0.35949 | 389687
2016-03-26 15:00 | 0.75002 | 0.35343 | 391379
2016-03-26 16:00 | 0.78258 | 0.31691 | 389794
2016-03-26 17:00 | 0.7895 | 0.27984 | 385681
2016-03-26 18:00 | 0.77981 | 0.25716 | 381045
2016-03-26 19:00 | 0.76697 | 0.24441 | 378689
2016-03-26 20:00 | 0.76149 | 0.2371 | 378613
2016-03-26 21:00 | 0.74797 | 0.23025 | 380015
2016-03-26 22:00 | 0.70987 | 0.2299 | 382175
2016-03-26 23:00 | 0.59783 | 0.254 | 387402
2016-03-27 | 0.34871 | 0.34118 | 397354
2016-03-27 01:00 | 0.032405 | 0.39886 | 397754
2016-03-27 02:00 | 0 | 0.42624 | 389218
2016-03-27 03:00 | 0 | 0.4471 | 375683
2016-03-27 04:00 | 0 | 0.45505 | 359203
2016-03-27 05:00 | 0 | 0.46959 | 343173
2016-03-27 06:00 | 0 | 0.48635 | 331201
2016-03-27 07:00 | 0 | 0.49493 | 323577
2016-03-27 08:00 | 0 | 0.50239 | 320006
2016-03-27 09:00 | 0 | 0.50656 | 321002
2016-03-27 10:00 | 0 | 0.5027 | 326695
2016-03-27 11:00 | 0 | 0.48262 | 335550
2016-03-27 12:00 | 1.96e-05 | 0.44359 | 350038
2016-03-27 13:00 | 0.17421 | 0.2946 | 364893
2016-03-27 14:00 | 0.53376 | 0.22449 | 373526
2016-03-27 15:00 | 0.75593 | 0.22582 | 376118
2016-03-27 16:00 | 0.82464 | 0.20706 | 376696
2016-03-27 17:00 | 0.83248 | 0.18389 | 374050
2016-03-27 18:00 | 0.81661 | 0.17155 | 369424
2016-03-27 19:00 | 0.80371 | 0.1685 | 366593
2016-03-27 20:00 | 0.80266 | 0.1712 | 365917
2016-03-27 21:00 | 0.79372 | 0.17163 | 366194
2016-03-27 22:00 | 0.75906 | 0.16203 | 369738
2016-03-27 23:00 | 0.6291 | 0.14563 | 378549
2016-03-28 | 0.33293 | 0.17874 | 389831
2016-03-28 01:00 | 0.027293 | 0.26863 | 391812
2016-03-28 02:00 | 0 | 0.39423 | 382930
2016-03-28 03:00 | 0 | 0.51946 | 368065
2016-03-28 04:00 | 0 | 0.61095 | 350485
2016-03-28 05:00 | 0 | 0.65118 | 337077
2016-03-28 06:00 | 0 | 0.66844 | 328173
2016-03-28 07:00 | 0 | 0.667 | 323301
2016-03-28 08:00 | 0 | 0.65077 | 324491
2016-03-28 09:00 | 0 | 0.61352 | 337024
2016-03-28 10:00 | 0 | 0.57211 | 363343
2016-03-28 11:00 | 0 | 0.53721 | 392770
2016-03-28 12:00 | 3.59e-05 | 0.49832 | 410892
2016-03-28 13:00 | 0.15934 | 0.28412 | 421543
2016-03-28 14:00 | 0.45115 | 0.16615 | 429601
2016-03-28 15:00 | 0.62947 | 0.25324 | 432761
2016-03-28 16:00 | 0.67901 | 0.3432 | 432650
2016-03-28 17:00 | 0.69209 | 0.36358 | 432249
2016-03-28 18:00 | 0.68845 | 0.36643 | 431364
2016-03-28 19:00 | 0.67649 | 0.37254 | 429831
2016-03-28 20:00 | 0.66255 | 0.38502 | 428490
2016-03-28 21:00 | 0.63301 | 0.40629 | 429216
2016-03-28 22:00 | 0.57622 | 0.44064 | 428639
2016-03-28 23:00 | 0.45245 | 0.53313 | 430926
2016-03-29 | 0.22162 | 0.72946 | 437328
2016-03-29 01:00 | 0.025598 | 0.81475 | 433906
2016-03-29 02:00 | 0 | 0.84275 | 417820
2016-03-29 03:00 | 0 | 0.84903 | 396910
2016-03-29 04:00 | 0 | 0.83263 | 375069
2016-03-29 05:00 | 0 | 0.80619 | 359006
2016-03-29 06:00 | 0 | 0.77068 | 348076
2016-03-29 07:00 | 0 | 0.72998 | 342509
2016-03-29 08:00 | 0 | 0.69392 | 342496
2016-03-29 09:00 | 0 | 0.66328 | 353594
2016-03-29 10:00 | 0 | 0.64833 | 381057
2016-03-29 11:00 | 0 | 0.6392 | 409016
2016-03-29 12:00 | 2.38e-05 | 0.61178 | 421276
2016-03-29 13:00 | 0.11542 | 0.44337 | 426116
2016-03-29 14:00 | 0.42148 | 0.4269 | 430112
2016-03-29 15:00 | 0.63324 | 0.57523 | 429882
2016-03-29 16:00 | 0.69179 | 0.62286 | 426445
2016-03-29 17:00 | 0.7061 | 0.65843 | 423530
2016-03-29 18:00 | 0.6982 | 0.68548 | 419707
2016-03-29 19:00 | 0.68492 | 0.70206 | 414668
2016-03-29 20:00 | 0.66905 | 0.7107 | 411618
2016-03-29 21:00 | 0.63515 | 0.71961 | 410978
2016-03-29 22:00 | 0.55425 | 0.74026 | 411659
2016-03-29 23:00 | 0.4037 | 0.76524 | 416763
2016-03-30 | 0.21613 | 0.77773 | 428876
2016-03-30 01:00 | 0.028195 | 0.77974 | 426869
2016-03-30 02:00 | 0 | 0.7737 | 411229
2016-03-30 03:00 | 0 | 0.76011 | 391943
2016-03-30 04:00 | 0 | 0.73758 | 373299
2016-03-30 05:00 | 0 | 0.71201 | 358903
2016-03-30 06:00 | 0 | 0.68761 | 348692
2016-03-30 07:00 | 0 | 0.65931 | 343985
2016-03-30 08:00 | 0 | 0.64154 | 345324
2016-03-30 09:00 | 0 | 0.63297 | 354962
2016-03-30 10:00 | 0 | 0.63587 | 382679
2016-03-30 11:00 | 0 | 0.63763 | 409373
2016-03-30 12:00 | 2.25e-05 | 0.62837 | 419980
2016-03-30 13:00 | 0.11639 | 0.51875 | 423396
2016-03-30 14:00 | 0.4599 | 0.48637 | 425989
2016-03-30 15:00 | 0.70717 | 0.50785 | 425878
2016-03-30 16:00 | 0.7562 | 0.53168 | 423641
2016-03-30 17:00 | 0.75533 | 0.5393 | 422023
2016-03-30 18:00 | 0.74534 | 0.54699 | 419795
2016-03-30 19:00 | 0.73461 | 0.54985 | 420096
2016-03-30 20:00 | 0.73137 | 0.55505 | 419362
2016-03-30 21:00 | 0.71963 | 0.56184 | 420230
2016-03-30 22:00 | 0.68629 | 0.5592 | 421131
2016-03-30 23:00 | 0.57512 | 0.56433 | 425611
2016-03-31 | 0.33737 | 0.60333 | 434380
2016-03-31 01:00 | 0.048423 | 0.61564 | 429456
2016-03-31 02:00 | 0 | 0.61699 | 412312
2016-03-31 03:00 | 0 | 0.62069 | 392062
2016-03-31 04:00 | 0 | 0.62931 | 370608
2016-03-31 05:00 | 0 | 0.63467 | 354013
2016-03-31 06:00 | 0 | 0.63147 | 341985
2016-03-31 07:00 | 0 | 0.61948 | 334931
2016-03-31 08:00 | 0 | 0.61723 | 334585
2016-03-31 09:00 | 0 | 0.60244 | 343135
2016-03-31 10:00 | 0 | 0.58083 | 366257
2016-03-31 11:00 | 0 | 0.56716 | 392250
2016-03-31 12:00 | 8.57e-05 | 0.54355 | 405935
2016-03-31 13:00 | 0.17681 | 0.48078 | 415097
2016-03-31 14:00 | 0.51824 | 0.55387 | 424306
2016-03-31 15:00 | 0.7487 | 0.57016 | 429177
2016-03-31 16:00 | 0.80985 | 0.57258 | 430678
2016-03-31 17:00 | 0.80772 | 0.57002 | 432261
2016-03-31 18:00 | 0.78671 | 0.56939 | 433513
2016-03-31 19:00 | 0.76381 | 0.57165 | 433019
2016-03-31 20:00 | 0.74799 | 0.57893 | 433947
2016-03-31 21:00 | 0.7194 | 0.58571 | 435573
2016-03-31 22:00 | 0.65811 | 0.59 | 434337
2016-03-31 23:00 | 0.53924 | 0.58517 | 435426
2016-04-01 | 0.31714 | 0.5966 | 439296
2016-04-01 01:00 | 0.051001 | 0.65921 | 434590
2016-04-01 02:00 | 1.72e-07 | 0.67166 | 417220
2016-04-01 03:00 | 0 | 0.65244 | 396361
2016-04-01 04:00 | 0 | 0.63952 | 373765
2016-04-01 05:00 | 0 | 0.62403 | 355606
2016-04-01 06:00 | 0 | 0.60046 | 342598
2016-04-01 07:00 | 0 | 0.5832 | 334101
2016-04-01 08:00 | 0 | 0.56041 | 332912
2016-04-01 09:00 | 0 | 0.54163 | 340789
2016-04-01 10:00 | 0 | 0.53431 | 363022
2016-04-01 11:00 | 0 | 0.52717 | 389519
2016-04-01 12:00 | 2.88e-05 | 0.48394 | 404981
2016-04-01 13:00 | 0.11849 | 0.42564 | 416209
2016-04-01 14:00 | 0.50643 | 0.53191 | 425683
2016-04-01 15:00 | 0.71205 | 0.55328 | 430139
2016-04-01 16:00 | 0.80358 | 0.53229 | 430453
2016-04-01 17:00 | 0.80649 | 0.52367 | 429766
2016-04-01 18:00 | 0.79711 | 0.53685 | 427550
2016-04-01 19:00 | 0.78676 | 0.57278 | 424573
2016-04-01 20:00 | 0.79112 | 0.6198 | 421807
2016-04-01 21:00 | 0.79026 | 0.65705 | 419340
2016-04-01 22:00 | 0.76968 | 0.661 | 415624
2016-04-01 23:00 | 0.66955 | 0.61496 | 414611
2016-04-02 | 0.43002 | 0.58274 | 419217
2016-04-02 01:00 | 0.057277 | 0.61196 | 416423
2016-04-02 02:00 | 4.28e-07 | 0.6101 | 404928
2016-04-02 03:00 | 0 | 0.62194 | 388010
2016-04-02 04:00 | 0 | 0.63792 | 368271
2016-04-02 05:00 | 0 | 0.64176 | 353021
2016-04-02 06:00 | 0 | 0.64462 | 341050
2016-04-02 07:00 | 0 | 0.65186 | 332783
2016-04-02 08:00 | 0 | 0.66623 | 329988
2016-04-02 09:00 | 0 | 0.68346 | 333243
2016-04-02 10:00 | 0 | 0.70578 | 342208
2016-04-02 11:00 | 0 | 0.72345 | 355236
2016-04-02 12:00 | 0.00010103 | 0.70906 | 369959
2016-04-02 13:00 | 0.17573 | 0.4925 | 384596
2016-04-02 14:00 | 0.59396 | 0.37497 | 393724
2016-04-02 15:00 | 0.78576 | 0.42251 | 396754
2016-04-02 16:00 | 0.87259 | 0.47457 | 394001
2016-04-02 17:00 | 0.8741 | 0.45233 | 389895
2016-04-02 18:00 | 0.8589 | 0.41807 | 385511
2016-04-02 19:00 | 0.84832 | 0.3895 | 381717
2016-04-02 20:00 | 0.85337 | 0.37077 | 380927
2016-04-02 21:00 | 0.85416 | 0.35297 | 382002
2016-04-02 22:00 | 0.82824 | 0.33309 | 383591
2016-04-02 23:00 | 0.71102 | 0.29737 | 388056
2016-04-03 | 0.42536 | 0.32238 | 397214
2016-04-03 01:00 | 0.055891 | 0.38622 | 399248
2016-04-03 02:00 | 7.32e-08 | 0.47334 | 390446
2016-04-03 03:00 | 0 | 0.58523 | 377150
2016-04-03 04:00 | 0 | 0.72924 | 361280
2016-04-03 05:00 | 0 | 0.81261 | 347844
2016-04-03 06:00 | 0 | 0.8602 | 338151
2016-04-03 07:00 | 0 | 0.88614 | 332824
2016-04-03 08:00 | 0 | 0.89528 | 331348
2016-04-03 09:00 | 0 | 0.88984 | 333588
2016-04-03 10:00 | 0 | 0.87702 | 341431
2016-04-03 11:00 | 0 | 0.86846 | 351983
2016-04-03 12:00 | 9.98e-05 | 0.83597 | 364633
2016-04-03 13:00 | 0.17905 | 0.57106 | 374386
2016-04-03 14:00 | 0.56789 | 0.42557 | 378868
2016-04-03 15:00 | 0.74745 | 0.56184 | 378196
2016-04-03 16:00 | 0.84739 | 0.65207 | 377267
2016-04-03 17:00 | 0.84977 | 0.6765 | 375638
2016-04-03 18:00 | 0.83207 | 0.68132 | 373692
2016-04-03 19:00 | 0.81972 | 0.68431 | 372138
2016-04-03 20:00 | 0.82077 | 0.68366 | 374893
2016-04-03 21:00 | 0.81629 | 0.68391 | 380097
2016-04-03 22:00 | 0.77984 | 0.67603 | 386300
2016-04-03 23:00 | 0.65318 | 0.67566 | 393963
2016-04-04 | 0.38197 | 0.70953 | 405691
2016-04-04 01:00 | 0.048543 | 0.75585 | 406544
2016-04-04 02:00 | 2.43e-06 | 0.75368 | 393610
2016-04-04 03:00 | 0 | 0.71619 | 376446
2016-04-04 04:00 | 0 | 0.65417 | 357190
2016-04-04 05:00 | 0 | 0.58642 | 342504
2016-04-04 06:00 | 0 | 0.53003 | 332944
2016-04-04 07:00 | 0 | 0.48581 | 327624
2016-04-04 08:00 | 0 | 0.45391 | 328757
2016-04-04 09:00 | 0 | 0.42258 | 342155
2016-04-04 10:00 | 0 | 0.40122 | 371782
2016-04-04 11:00 | 0 | 0.39269 | 399995
2016-04-04 12:00 | 0.00010661 | 0.34851 | 411957
2016-04-04 13:00 | 0.22007 | 0.19413 | 417396
2016-04-04 14:00 | 0.51159 | 0.12219 | 422326
2016-04-04 15:00 | 0.70158 | 0.13833 | 424961
2016-04-04 16:00 | 0.79367 | 0.15075 | 426317
2016-04-04 17:00 | 0.80543 | 0.14297 | 428527
2016-04-04 18:00 | 0.79267 | 0.14008 | 430624
2016-04-04 19:00 | 0.78025 | 0.14504 | 432786
2016-04-04 20:00 | 0.77527 | 0.15647 | 436918
2016-04-04 21:00 | 0.75925 | 0.17012 | 441503
2016-04-04 22:00 | 0.70977 | 0.19388 | 444042
2016-04-04 23:00 | 0.59772 | 0.26271 | 445816
2016-04-05 | 0.35436 | 0.53783 | 451312
2016-04-05 01:00 | 0.058307 | 0.72267 | 446412
2016-04-05 02:00 | 4.72e-06 | 0.80118 | 427575
2016-04-05 03:00 | 0 | 0.83682 | 404221
2016-04-05 04:00 | 0 | 0.85382 | 382051
2016-04-05 05:00 | 0 | 0.85653 | 364334
2016-04-05 06:00 | 0 | 0.84564 | 352651
2016-04-05 07:00 | 0 | 0.82941 | 345982
2016-04-05 08:00 | 0 | 0.81685 | 346231
2016-04-05 09:00 | 0 | 0.79776 | 359065
2016-04-05 10:00 | 0 | 0.78683 | 388043
2016-04-05 11:00 | 0 | 0.78126 | 415330
2016-04-05 12:00 | 0.0001286 | 0.74126 | 425343
2016-04-05 13:00 | 0.20167 | 0.60423 | 429582
2016-04-05 14:00 | 0.55182 | 0.64645 | 433786
2016-04-05 15:00 | 0.74602 | 0.78578 | 434652
2016-04-05 16:00 | 0.83219 | 0.82691 | 433606
2016-04-05 17:00 | 0.82441 | 0.81718 | 433699
2016-04-05 18:00 | 0.80344 | 0.8147 | 433874
2016-04-05 19:00 | 0.78887 | 0.81738 | 434463
2016-04-05 20:00 | 0.78866 | 0.81742 | 436496
2016-04-05 21:00 | 0.78236 | 0.82444 | 440088
2016-04-05 22:00 | 0.74996 | 0.83566 | 442738
2016-04-05 23:00 | 0.63945 | 0.84208 | 446832
2016-04-06 | 0.3941 | 0.85733 | 457670
2016-04-06 01:00 | 0.062109 | 0.85712 | 455270
2016-04-06 02:00 | 8.92e-06 | 0.8534 | 437545
2016-04-06 03:00 | 0 | 0.8522 | 414687
2016-04-06 04:00 | 0 | 0.84169 | 394336
2016-04-06 05:00 | 0 | 0.82836 | 377399
2016-04-06 06:00 | 0 | 0.82141 | 365727
2016-04-06 07:00 | 0 | 0.81901 | 359665
2016-04-06 08:00 | 0 | 0.81459 | 359740
2016-04-06 09:00 | 0 | 0.8111 | 370546
2016-04-06 10:00 | 0 | 0.80653 | 398678
2016-04-06 11:00 | 0 | 0.80685 | 423477
2016-04-06 12:00 | 0.00015019 | 0.78205 | 429642
2016-04-06 13:00 | 0.21234 | 0.66023 | 430930
2016-04-06 14:00 | 0.5942 | 0.75148 | 432890
2016-04-06 15:00 | 0.7966 | 0.7839 | 432338
2016-04-06 16:00 | 0.86568 | 0.77144 | 430134
2016-04-06 17:00 | 0.87043 | 0.76529 | 429355
2016-04-06 18:00 | 0.85462 | 0.7634 | 429714
2016-04-06 19:00 | 0.84124 | 0.76361 | 429632
2016-04-06 20:00 | 0.84157 | 0.76229 | 432251
2016-04-06 21:00 | 0.83644 | 0.75296 | 435366
2016-04-06 22:00 | 0.80668 | 0.72749 | 438344
2016-04-06 23:00 | 0.68773 | 0.6696 | 443182
2016-04-07 | 0.41791 | 0.62558 | 448526
2016-04-07 01:00 | 0.058264 | 0.57415 | 443024
2016-04-07 02:00 | 9.22e-06 | 0.54059 | 424750
2016-04-07 03:00 | 0 | 0.54152 | 401619
2016-04-07 04:00 | 0 | 0.57265 | 378658
2016-04-07 05:00 | 0 | 0.61934 | 361094
2016-04-07 06:00 | 0 | 0.67869 | 348949
2016-04-07 07:00 | 0 | 0.71883 | 342122
2016-04-07 08:00 | 0 | 0.73334 | 341886
2016-04-07 09:00 | 0 | 0.74586 | 350117
2016-04-07 10:00 | 0 | 0.7553 | 376991
2016-04-07 11:00 | 0 | 0.75134 | 403392
2016-04-07 12:00 | 0.00018077 | 0.70288 | 414841
2016-04-07 13:00 | 0.18455 | 0.51539 | 421774
2016-04-07 14:00 | 0.45268 | 0.57038 | 428430
2016-04-07 15:00 | 0.61169 | 0.67892 | 431891
2016-04-07 16:00 | 0.69391 | 0.69699 | 433514
2016-04-07 17:00 | 0.71785 | 0.69419 | 435105
2016-04-07 18:00 | 0.71653 | 0.69293 | 436583
2016-04-07 19:00 | 0.70349 | 0.69456 | 438358
2016-04-07 20:00 | 0.69156 | 0.69829 | 441584
2016-04-07 21:00 | 0.66178 | 0.70206 | 444346
2016-04-07 22:00 | 0.59484 | 0.70377 | 443858
2016-04-07 23:00 | 0.46479 | 0.70405 | 443415
2016-04-08 | 0.26294 | 0.73273 | 447159
2016-04-08 01:00 | 0.034304 | 0.81498 | 442404
2016-04-08 02:00 | 6.17e-06 | 0.79935 | 424868
2016-04-08 03:00 | 0 | 0.74673 | 402749
2016-04-08 04:00 | 0 | 0.66113 | 380965
2016-04-08 05:00 | 0 | 0.57212 | 363625
2016-04-08 06:00 | 0 | 0.49886 | 351875
2016-04-08 07:00 | 0 | 0.45246 | 345250
2016-04-08 08:00 | 0 | 0.42976 | 345398
2016-04-08 09:00 | 0 | 0.41255 | 355321
2016-04-08 10:00 | 0 | 0.40299 | 380433
2016-04-08 11:00 | 0 | 0.40403 | 404672
2016-04-08 12:00 | 0.00019621 | 0.37346 | 414752
2016-04-08 13:00 | 0.13043 | 0.28726 | 420576
2016-04-08 14:00 | 0.32893 | 0.35974 | 426123
2016-04-08 15:00 | 0.47923 | 0.40847 | 429033
2016-04-08 16:00 | 0.56504 | 0.40638 | 428742
2016-04-08 17:00 | 0.60355 | 0.39529 | 428449
2016-04-08 18:00 | 0.60945 | 0.38606 | 428302
2016-04-08 19:00 | 0.60158 | 0.37855 | 426825
2016-04-08 20:00 | 0.58587 | 0.3712 | 426716
2016-04-08 21:00 | 0.54238 | 0.36412 | 426130
2016-04-08 22:00 | 0.47103 | 0.35499 | 423852
2016-04-08 23:00 | 0.34663 | 0.34678 | 422141
2016-04-09 | 0.18013 | 0.40102 | 427867
2016-04-09 01:00 | 0.017252 | 0.58222 | 426624
2016-04-09 02:00 | 9.18e-08 | 0.65128 | 415274
2016-04-09 03:00 | 0 | 0.6558 | 399143
2016-04-09 04:00 | 0 | 0.62961 | 381061
2016-04-09 05:00 | 0 | 0.60126 | 367048
2016-04-09 06:00 | 0 | 0.58213 | 356187
2016-04-09 07:00 | 0 | 0.56636 | 349844
2016-04-09 08:00 | 0 | 0.55456 | 347363
2016-04-09 09:00 | 0 | 0.53678 | 351170
2016-04-09 10:00 | 0 | 0.52376 | 359217
2016-04-09 11:00 | 0 | 0.51988 | 369960
2016-04-09 12:00 | 0.0002203 | 0.50067 | 383239
2016-04-09 13:00 | 0.16668 | 0.49479 | 394503
2016-04-09 14:00 | 0.43552 | 0.50625 | 402159
2016-04-09 15:00 | 0.61325 | 0.53502 | 404535
2016-04-09 16:00 | 0.6776 | 0.56914 | 403425
2016-04-09 17:00 | 0.68742 | 0.60684 | 401764
2016-04-09 18:00 | 0.68223 | 0.64243 | 399211
2016-04-09 19:00 | 0.67524 | 0.67793 | 396576
2016-04-09 20:00 | 0.66736 | 0.70616 | 396480
2016-04-09 21:00 | 0.6397 | 0.73082 | 396600
2016-04-09 22:00 | 0.57814 | 0.74874 | 397334
2016-04-09 23:00 | 0.46216 | 0.76334 | 400185
2016-04-10 | 0.26481 | 0.82262 | 410290
2016-04-10 01:00 | 0.025691 | 0.88353 | 412863
2016-04-10 02:00 | 1.24e-07 | 0.91312 | 404305
2016-04-10 03:00 | 0 | 0.91207 | 391068
2016-04-10 04:00 | 0 | 0.8937 | 376051
2016-04-10 05:00 | 0 | 0.87162 | 363926
2016-04-10 06:00 | 0 | 0.84217 | 354621
2016-04-10 07:00 | 0 | 0.81261 | 348915
2016-04-10 08:00 | 0 | 0.78544 | 347315
2016-04-10 09:00 | 0 | 0.76987 | 348954
2016-04-10 10:00 | 0 | 0.75326 | 354885
2016-04-10 11:00 | 0 | 0.73253 | 362477
2016-04-10 12:00 | 0.0004577 | 0.64839 | 371109
2016-04-10 13:00 | 0.21617 | 0.51696 | 379666
2016-04-10 14:00 | 0.47058 | 0.58866 | 385109
2016-04-10 15:00 | 0.64559 | 0.62437 | 386806
2016-04-10 16:00 | 0.70336 | 0.61651 | 388802
2016-04-10 17:00 | 0.70245 | 0.59713 | 388882
2016-04-10 18:00 | 0.68632 | 0.5822 | 388785
2016-04-10 19:00 | 0.66099 | 0.57585 | 388616
2016-04-10 20:00 | 0.63296 | 0.57706 | 391078
2016-04-10 21:00 | 0.5837 | 0.58005 | 395313
2016-04-10 22:00 | 0.49806 | 0.58817 | 399719
2016-04-10 23:00 | 0.37786 | 0.61608 | 405711
2016-04-11 | 0.20409 | 0.68183 | 416358
2016-04-11 01:00 | 0.041129 | 0.72508 | 415376
2016-04-11 02:00 | 1.79e-06 | 0.69799 | 401510
2016-04-11 03:00 | 0 | 0.65286 | 383794
2016-04-11 04:00 | 0 | 0.62684 | 365234
2016-04-11 05:00 | 0 | 0.6089 | 350424
2016-04-11 06:00 | 0 | 0.60477 | 340447
2016-04-11 07:00 | 0 | 0.58893 | 335183
2016-04-11 08:00 | 0 | 0.57633 | 337219
2016-04-11 09:00 | 0 | 0.5399 | 348728
2016-04-11 10:00 | 0 | 0.49536 | 376332
2016-04-11 11:00 | 0 | 0.4863 | 402260
2016-04-11 12:00 | 0.0003739 | 0.42693 | 414026
2016-04-11 13:00 | 0.20326 | 0.42161 | 421216
2016-04-11 14:00 | 0.48129 | 0.46264 | 427489
2016-04-11 15:00 | 0.67303 | 0.45591 | 430492
2016-04-11 16:00 | 0.74956 | 0.42682 | 430721
2016-04-11 17:00 | 0.75109 | 0.39298 | 431134
2016-04-11 18:00 | 0.73532 | 0.36103 | 431481
2016-04-11 19:00 | 0.72218 | 0.33781 | 431842
2016-04-11 20:00 | 0.71725 | 0.32411 | 432855
2016-04-11 21:00 | 0.70064 | 0.31103 | 434795
2016-04-11 22:00 | 0.65612 | 0.29475 | 434879
2016-04-11 23:00 | 0.54715 | 0.27291 | 435622
2016-04-12 | 0.34327 | 0.30642 | 440493
2016-04-12 01:00 | 0.070271 | 0.44416 | 436390
2016-04-12 02:00 | 1.99e-05 | 0.52991 | 419168
2016-04-12 03:00 | 0 | 0.52932 | 396397
2016-04-12 04:00 | 0 | 0.51495 | 375364
2016-04-12 05:00 | 0 | 0.49538 | 357673
2016-04-12 06:00 | 0 | 0.46568 | 345682
2016-04-12 07:00 | 0 | 0.4359 | 339401
2016-04-12 08:00 | 0 | 0.41818 | 339616
2016-04-12 09:00 | 0 | 0.41676 | 349814
2016-04-12 10:00 | 0 | 0.41895 | 376869
2016-04-12 11:00 | 0 | 0.41919 | 402783
2016-04-12 12:00 | 0.00089368 | 0.3705 | 414108
2016-04-12 13:00 | 0.17864 | 0.23714 | 420206
2016-04-12 14:00 | 0.49726 | 0.28421 | 426478
2016-04-12 15:00 | 0.66926 | 0.31718 | 428627
2016-04-12 16:00 | 0.72638 | 0.31635 | 428801
2016-04-12 17:00 | 0.7205 | 0.30342 | 429079
2016-04-12 18:00 | 0.70355 | 0.28778 | 428016
2016-04-12 19:00 | 0.68628 | 0.27533 | 426659
2016-04-12 20:00 | 0.67266 | 0.26442 | 426407
2016-04-12 21:00 | 0.64645 | 0.25433 | 426789
2016-04-12 22:00 | 0.60005 | 0.24895 | 425314
2016-04-12 23:00 | 0.49889 | 0.27171 | 426837
2016-04-13 | 0.33825 | 0.39039 | 437655
2016-04-13 01:00 | 0.085677 | 0.5207 | 436961
2016-04-13 02:00 | 2.04e-05 | 0.54957 | 419995
2016-04-13 03:00 | 0 | 0.54558 | 397238
2016-04-13 04:00 | 0 | 0.53766 | 376195
2016-04-13 05:00 | 0 | 0.5279 | 360619
2016-04-13 06:00 | 0 | 0.51844 | 349758
2016-04-13 07:00 | 0 | 0.49861 | 344004
2016-04-13 08:00 | 0 | 0.47599 | 343734
2016-04-13 09:00 | 0 | 0.45023 | 355247
2016-04-13 10:00 | 0 | 0.41998 | 383845
2016-04-13 11:00 | 0 | 0.39182 | 408309
2016-04-13 12:00 | 0.0020192 | 0.315 | 416018
2016-04-13 13:00 | 0.22167 | 0.15617 | 419496
2016-04-13 14:00 | 0.56059 | 0.13761 | 422022
2016-04-13 15:00 | 0.72045 | 0.20522 | 422677
2016-04-13 16:00 | 0.78642 | 0.22584 | 421635
2016-04-13 17:00 | 0.78653 | 0.22622 | 421421
2016-04-13 18:00 | 0.77901 | 0.23298 | 420318
2016-04-13 19:00 | 0.77395 | 0.24309 | 419147
2016-04-13 20:00 | 0.77322 | 0.2514 | 419580
2016-04-13 21:00 | 0.76472 | 0.25162 | 420450
2016-04-13 22:00 | 0.72679 | 0.25585 | 420714
2016-04-13 23:00 | 0.6212 | 0.29751 | 423466
2016-04-14 | 0.42727 | 0.47007 | 433333
2016-04-14 01:00 | 0.10057 | 0.64702 | 431857
2016-04-14 02:00 | 6.1e-05 | 0.7007 | 415238
2016-04-14 03:00 | 0 | 0.69854 | 393102
2016-04-14 04:00 | 0 | 0.68032 | 373006
2016-04-14 05:00 | 0 | 0.65008 | 358223
2016-04-14 06:00 | 0 | 0.60878 | 347343
2016-04-14 07:00 | 0 | 0.56162 | 341993
2016-04-14 08:00 | 0 | 0.51381 | 341746
2016-04-14 09:00 | 0 | 0.46433 | 352742
2016-04-14 10:00 | 0 | 0.42398 | 380747
2016-04-14 11:00 | 0 | 0.39349 | 404590
2016-04-14 12:00 | 0.0011141 | 0.32985 | 413020
2016-04-14 13:00 | 0.27098 | 0.20115 | 416572
2016-04-14 14:00 | 0.60336 | 0.22237 | 420562
2016-04-14 15:00 | 0.75834 | 0.32117 | 422502
2016-04-14 16:00 | 0.83644 | 0.37763 | 423006
2016-04-14 17:00 | 0.83717 | 0.42074 | 424556
2016-04-14 18:00 | 0.82043 | 0.46297 | 425327
2016-04-14 19:00 | 0.80748 | 0.50692 | 425102
2016-04-14 20:00 | 0.80453 | 0.54742 | 425819
2016-04-14 21:00 | 0.79345 | 0.57883 | 426379
2016-04-14 22:00 | 0.75339 | 0.60199 | 425115
2016-04-14 23:00 | 0.65115 | 0.6402 | 426133
2016-04-15 | 0.43706 | 0.74127 | 434114
2016-04-15 01:00 | 0.111 | 0.83564 | 432498
2016-04-15 02:00 | 7.57e-05 | 0.84661 | 415650
2016-04-15 03:00 | 0 | 0.85185 | 394724
2016-04-15 04:00 | 0 | 0.84843 | 372955
2016-04-15 05:00 | 0 | 0.84553 | 354842
2016-04-15 06:00 | 0 | 0.83761 | 343301
2016-04-15 07:00 | 0 | 0.82272 | 337169
2016-04-15 08:00 | 0 | 0.79571 | 336380
2016-04-15 09:00 | 0 | 0.76189 | 347158
2016-04-15 10:00 | 0 | 0.73294 | 373539
2016-04-15 11:00 | 0 | 0.69513 | 396502
2016-04-15 12:00 | 0.0034037 | 0.58862 | 405688
2016-04-15 13:00 | 0.16054 | 0.52357 | 412042
2016-04-15 14:00 | 0.49417 | 0.61771 | 416745
2016-04-15 15:00 | 0.66086 | 0.66046 | 418833
2016-04-15 16:00 | 0.71855 | 0.64688 | 418523
2016-04-15 17:00 | 0.73569 | 0.63721 | 418123
2016-04-15 18:00 | 0.73355 | 0.64283 | 418358
2016-04-15 19:00 | 0.7183 | 0.65924 | 418101
2016-04-15 20:00 | 0.70388 | 0.67938 | 417358
2016-04-15 21:00 | 0.67667 | 0.69481 | 416596
2016-04-15 22:00 | 0.62613 | 0.701 | 413276
2016-04-15 23:00 | 0.53397 | 0.7115 | 410671
2016-04-16 | 0.37749 | 0.75017 | 414985
2016-04-16 01:00 | 0.12231 | 0.76881 | 414242
2016-04-16 02:00 | 0.00010106 | 0.75455 | 400649
2016-04-16 03:00 | 0 | 0.7585 | 382895
2016-04-16 04:00 | 0 | 0.75312 | 363855
2016-04-16 05:00 | 0 | 0.74624 | 347496
2016-04-16 06:00 | 0 | 0.73845 | 335417
2016-04-16 07:00 | 0 | 0.72318 | 327825
2016-04-16 08:00 | 0 | 0.71209 | 325337
2016-04-16 09:00 | 0 | 0.69997 | 327933
2016-04-16 10:00 | 0 | 0.68916 | 334746
2016-04-16 11:00 | 0 | 0.67881 | 344307
2016-04-16 12:00 | 0.0018635 | 0.60224 | 357102
2016-04-16 13:00 | 0.16762 | 0.57339 | 369331
2016-04-16 14:00 | 0.49969 | 0.63968 | 378117
2016-04-16 15:00 | 0.68417 | 0.6657 | 382861
2016-04-16 16:00 | 0.77828 | 0.68096 | 385141
2016-04-16 17:00 | 0.79122 | 0.69603 | 384341
2016-04-16 18:00 | 0.78715 | 0.70127 | 383770
2016-04-16 19:00 | 0.77712 | 0.70726 | 384101
2016-04-16 20:00 | 0.76714 | 0.70909 | 385462
2016-04-16 21:00 | 0.73931 | 0.7046 | 387085
2016-04-16 22:00 | 0.69085 | 0.68456 | 388102
2016-04-16 23:00 | 0.5908 | 0.65556 | 388037
2016-04-17 | 0.41113 | 0.65742 | 394464
2016-04-17 01:00 | 0.12968 | 0.66258 | 395190
2016-04-17 02:00 | 0.00012548 | 0.65354 | 384800
2016-04-17 03:00 | 0 | 0.64388 | 369347
2016-04-17 04:00 | 0 | 0.6317 | 351753
2016-04-17 05:00 | 0 | 0.61951 | 335850
2016-04-17 06:00 | 0 | 0.59545 | 324047
2016-04-17 07:00 | 0 | 0.57998 | 316631
2016-04-17 08:00 | 0 | 0.55458 | 313590
2016-04-17 09:00 | 0 | 0.51766 | 314738
2016-04-17 10:00 | 0 | 0.49117 | 318416
2016-04-17 11:00 | 0 | 0.45082 | 324666
2016-04-17 12:00 | 0.0023684 | 0.37376 | 336399
2016-04-17 13:00 | 0.19901 | 0.3534 | 348917
2016-04-17 14:00 | 0.54587 | 0.38593 | 357864
2016-04-17 15:00 | 0.70405 | 0.37404 | 363985
2016-04-17 16:00 | 0.80505 | 0.34147 | 369659
2016-04-17 17:00 | 0.82717 | 0.31923 | 373861
2016-04-17 18:00 | 0.8196 | 0.30737 | 377212
2016-04-17 19:00 | 0.80761 | 0.29301 | 380218
2016-04-17 20:00 | 0.80133 | 0.27275 | 385045
2016-04-17 21:00 | 0.7881 | 0.25564 | 391181
2016-04-17 22:00 | 0.74844 | 0.24939 | 396115
2016-04-17 23:00 | 0.63914 | 0.26376 | 399850
2016-04-18 | 0.43835 | 0.29972 | 409894
2016-04-18 01:00 | 0.13075 | 0.35169 | 410275
2016-04-18 02:00 | 0.00016177 | 0.38179 | 394431
2016-04-18 03:00 | 0 | 0.37136 | 373893
2016-04-18 04:00 | 0 | 0.34897 | 352812
2016-04-18 05:00 | 0 | 0.32591 | 335936
2016-04-18 06:00 | 0 | 0.31165 | 324461
2016-04-18 07:00 | 0 | 0.29576 | 317564
2016-04-18 08:00 | 0 | 0.28894 | 318785
2016-04-18 09:00 | 0 | 0.28546 | 330821
2016-04-18 10:00 | 0 | 0.28392 | 355668
2016-04-18 11:00 | 0 | 0.28355 | 379602
2016-04-18 12:00 | 0.0039937 | 0.25881 | 393054
2016-04-18 13:00 | 0.20565 | 0.26826 | 402340
2016-04-18 14:00 | 0.57841 | 0.26439 | 411514
2016-04-18 15:00 | 0.72253 | 0.24316 | 418575
2016-04-18 16:00 | 0.81743 | 0.23485 | 423926
2016-04-18 17:00 | 0.82913 | 0.23474 | 430108
2016-04-18 18:00 | 0.81733 | 0.24487 | 435650
2016-04-18 19:00 | 0.80246 | 0.25626 | 440894
2016-04-18 20:00 | 0.79279 | 0.25729 | 446123
2016-04-18 21:00 | 0.77718 | 0.24831 | 449708
2016-04-18 22:00 | 0.73503 | 0.24298 | 449607
2016-04-18 23:00 | 0.62733 | 0.24166 | 447482
2016-04-19 | 0.45737 | 0.25322 | 451741
2016-04-19 01:00 | 0.13595 | 0.30336 | 445831
2016-04-19 02:00 | 0.00019696 | 0.32861 | 423020
2016-04-19 03:00 | 0 | 0.32991 | 395905
2016-04-19 04:00 | 0 | 0.31199 | 370617
2016-04-19 05:00 | 0 | 0.28243 | 351081
2016-04-19 06:00 | 0 | 0.25672 | 335723
2016-04-19 07:00 | 0 | 0.22886 | 326292
2016-04-19 08:00 | 0 | 0.20421 | 324772
2016-04-19 09:00 | 0 | 0.18541 | 334201
2016-04-19 10:00 | 0 | 0.17092 | 357981
2016-04-19 11:00 | 0 | 0.16268 | 381298
2016-04-19 12:00 | 0.0025503 | 0.13141 | 394412
2016-04-19 13:00 | 0.19967 | 0.084687 | 403745
2016-04-19 14:00 | 0.51691 | 0.073524 | 412923
2016-04-19 15:00 | 0.70402 | 0.071202 | 420240
2016-04-19 16:00 | 0.78971 | 0.068328 | 426487
2016-04-19 17:00 | 0.80875 | 0.064811 | 433092
2016-04-19 18:00 | 0.8013 | 0.06398 | 439811
2016-04-19 19:00 | 0.79386 | 0.0648 | 444448
2016-04-19 20:00 | 0.79602 | 0.066871 | 449010
2016-04-19 21:00 | 0.78923 | 0.068844 | 451693
2016-04-19 22:00 | 0.7531 | 0.070701 | 450937
2016-04-19 23:00 | 0.65162 | 0.076637 | 448986
2016-04-20 | 0.46275 | 0.11121 | 453335
2016-04-20 01:00 | 0.12176 | 0.1861 | 447800
2016-04-20 02:00 | 0.00020668 | 0.23402 | 425207
2016-04-20 03:00 | 0 | 0.25121 | 398341
2016-04-20 04:00 | 0 | 0.25187 | 373790
2016-04-20 05:00 | 0 | 0.23794 | 354341
2016-04-20 06:00 | 0 | 0.21691 | 338967
2016-04-20 07:00 | 0 | 0.19507 | 329453
2016-04-20 08:00 | 0 | 0.17677 | 327697
2016-04-20 09:00 | 0 | 0.15895 | 335851
2016-04-20 10:00 | 0 | 0.14882 | 359277
2016-04-20 11:00 | 0 | 0.1469 | 381420
2016-04-20 12:00 | 0.0076499 | 0.1287 | 393612
2016-04-20 13:00 | 0.25342 | 0.096273 | 402045
2016-04-20 14:00 | 0.59384 | 0.098729 | 411489
2016-04-20 15:00 | 0.78705 | 0.11934 | 418261
2016-04-20 16:00 | 0.84991 | 0.13554 | 423595
2016-04-20 17:00 | 0.85635 | 0.14932 | 429865
2016-04-20 18:00 | 0.84193 | 0.16239 | 436060
2016-04-20 19:00 | 0.82932 | 0.1747 | 441806
2016-04-20 20:00 | 0.82803 | 0.1867 | 446836
2016-04-20 21:00 | 0.82069 | 0.19561 | 450042
2016-04-20 22:00 | 0.78901 | 0.19791 | 449574
2016-04-20 23:00 | 0.70119 | 0.1966 | 447815
2016-04-21 | 0.51878 | 0.23991 | 452475
2016-04-21 01:00 | 0.14967 | 0.31865 | 446707
2016-04-21 02:00 | 0.00035987 | 0.3468 | 424801
2016-04-21 03:00 | 0 | 0.34644 | 397449
2016-04-21 04:00 | 0 | 0.34975 | 372952
2016-04-21 05:00 | 0 | 0.3716 | 353450
2016-04-21 06:00 | 0 | 0.40424 | 339040
2016-04-21 07:00 | 0 | 0.42997 | 329104
2016-04-21 08:00 | 0 | 0.44773 | 328157
2016-04-21 09:00 | 0 | 0.46039 | 338269
2016-04-21 10:00 | 0 | 0.47882 | 361209
2016-04-21 11:00 | 0 | 0.49419 | 383770
2016-04-21 12:00 | 0.0057635 | 0.4099 | 396389
2016-04-21 13:00 | 0.29094 | 0.24134 | 406990
2016-04-21 14:00 | 0.62382 | 0.25667 | 416456
2016-04-21 15:00 | 0.79042 | 0.34257 | 422710
2016-04-21 16:00 | 0.85117 | 0.34891 | 427217
2016-04-21 17:00 | 0.85791 | 0.33697 | 432716
2016-04-21 18:00 | 0.84725 | 0.32441 | 438091
2016-04-21 19:00 | 0.8392 | 0.31646 | 441494
2016-04-21 20:00 | 0.84043 | 0.31259 | 445199
2016-04-21 21:00 | 0.83705 | 0.30897 | 446943
2016-04-21 22:00 | 0.80688 | 0.3029 | 444527
2016-04-21 23:00 | 0.71734 | 0.2789 | 442859
2016-04-22 | 0.533 | 0.3117 | 447196
2016-04-22 01:00 | 0.14704 | 0.44325 | 441770
2016-04-22 02:00 | 0.00042381 | 0.51347 | 422572
2016-04-22 03:00 | 0 | 0.53304 | 397667
2016-04-22 04:00 | 0 | 0.52236 | 372324
2016-04-22 05:00 | 0 | 0.49208 | 351972
2016-04-22 06:00 | 0 | 0.4536 | 337193
2016-04-22 07:00 | 0 | 0.42063 | 328530
2016-04-22 08:00 | 0 | 0.40198 | 326530
2016-04-22 09:00 | 0 | 0.39325 | 334964
2016-04-22 10:00 | 0 | 0.39244 | 357619
2016-04-22 11:00 | 0 | 0.3901 | 379900
2016-04-22 12:00 | 0.0071985 | 0.31451 | 394673
2016-04-22 13:00 | 0.3186 | 0.16989 | 406988
2016-04-22 14:00 | 0.60393 | 0.15033 | 418460
2016-04-22 15:00 | 0.7448 | 0.18001 | 427657
2016-04-22 16:00 | 0.7991 | 0.18271 | 433658
2016-04-22 17:00 | 0.80224 | 0.18586 | 439032
2016-04-22 18:00 | 0.78745 | 0.1943 | 442216
2016-04-22 19:00 | 0.77165 | 0.20443 | 444884
2016-04-22 20:00 | 0.76142 | 0.2144 | 446311
2016-04-22 21:00 | 0.73514 | 0.2274 | 444810
2016-04-22 22:00 | 0.67917 | 0.25186 | 438929
2016-04-22 23:00 | 0.58154 | 0.29567 | 432558
2016-04-23 | 0.39862 | 0.43193 | 430109
2016-04-23 01:00 | 0.10456 | 0.62344 | 425116
2016-04-23 02:00 | 0.00049221 | 0.71065 | 409918
2016-04-23 03:00 | 0 | 0.75652 | 389115
2016-04-23 04:00 | 0 | 0.77366 | 367121
2016-04-23 05:00 | 0 | 0.77071 | 349095
2016-04-23 06:00 | 0 | 0.75028 | 334518
2016-04-23 07:00 | 0 | 0.72311 | 324061
2016-04-23 08:00 | 0 | 0.70193 | 319655
2016-04-23 09:00 | 0 | 0.67834 | 319973
2016-04-23 10:00 | 0 | 0.65499 | 324738
2016-04-23 11:00 | 0 | 0.63 | 331488
2016-04-23 12:00 | 0.0096494 | 0.52392 | 347734
2016-04-23 13:00 | 0.25063 | 0.35653 | 364929
2016-04-23 14:00 | 0.57485 | 0.43199 | 378609
2016-04-23 15:00 | 0.74431 | 0.51652 | 387838
2016-04-23 16:00 | 0.81847 | 0.5447 | 393458
2016-04-23 17:00 | 0.8291 | 0.56337 | 396452
2016-04-23 18:00 | 0.81604 | 0.59774 | 399233
2016-04-23 19:00 | 0.79841 | 0.63455 | 402836
2016-04-23 20:00 | 0.7816 | 0.66349 | 407198
2016-04-23 21:00 | 0.75219 | 0.68818 | 410530
2016-04-23 22:00 | 0.71268 | 0.71465 | 410579
2016-04-23 23:00 | 0.62931 | 0.7512 | 406408
2016-04-24 | 0.47741 | 0.84247 | 406739
2016-04-24 01:00 | 0.17592 | 0.89203 | 404663
2016-04-24 02:00 | 0.00074589 | 0.90154 | 391475
2016-04-24 03:00 | 0 | 0.8913 | 373773
2016-04-24 04:00 | 0 | 0.87289 | 354686
2016-04-24 05:00 | 0 | 0.85775 | 337640
2016-04-24 06:00 | 0 | 0.83591 | 324491
2016-04-24 07:00 | 0 | 0.8105 | 315498
2016-04-24 08:00 | 0 | 0.79216 | 310594
2016-04-24 09:00 | 0 | 0.77295 | 310897
2016-04-24 10:00 | 0 | 0.75838 | 313017
2016-04-24 11:00 | 0 | 0.74665 | 318226
2016-04-24 12:00 | 0.011006 | 0.66703 | 329266
2016-04-24 13:00 | 0.29857 | 0.58144 | 344458
2016-04-24 14:00 | 0.56469 | 0.66529 | 356787
2016-04-24 15:00 | 0.72925 | 0.67819 | 366344
2016-04-24 16:00 | 0.79101 | 0.65341 | 375208
2016-04-24 17:00 | 0.79658 | 0.6479 | 382701
2016-04-24 18:00 | 0.78882 | 0.66194 | 389327
2016-04-24 19:00 | 0.779 | 0.68083 | 395220
2016-04-24 20:00 | 0.77093 | 0.69499 | 402723
2016-04-24 21:00 | 0.75158 | 0.70051 | 410249
2016-04-24 22:00 | 0.70258 | 0.69428 | 413936
2016-04-24 23:00 | 0.61077 | 0.69223 | 414161
2016-04-25 | 0.43396 | 0.73026 | 419221
2016-04-25 01:00 | 0.09724 | 0.75939 | 417903
2016-04-25 02:00 | 0.00069063 | 0.76252 | 402086
2016-04-25 03:00 | 0 | 0.74899 | 379851
2016-04-25 04:00 | 0 | 0.72886 | 358291
2016-04-25 05:00 | 0 | 0.6888 | 340422
2016-04-25 06:00 | 0 | 0.63805 | 327914
2016-04-25 07:00 | 0 | 0.59171 | 321046
2016-04-25 08:00 | 0 | 0.5499 | 320265
2016-04-25 09:00 | 0 | 0.52819 | 331202
2016-04-25 10:00 | 0 | 0.50264 | 355674
2016-04-25 11:00 | 0 | 0.46591 | 380416
2016-04-25 12:00 | 0.01764 | 0.36329 | 396610
2016-04-25 13:00 | 0.29631 | 0.28968 | 410489
2016-04-25 14:00 | 0.56616 | 0.28986 | 423717
2016-04-25 15:00 | 0.71311 | 0.28298 | 434555
2016-04-25 16:00 | 0.77914 | 0.27234 | 443887
2016-04-25 17:00 | 0.79163 | 0.26921 | 453038
2016-04-25 18:00 | 0.78351 | 0.27642 | 460667
2016-04-25 19:00 | 0.77144 | 0.29149 | 466214
2016-04-25 20:00 | 0.76158 | 0.30964 | 470456
2016-04-25 21:00 | 0.7392 | 0.32216 | 472741
2016-04-25 22:00 | 0.67785 | 0.32751 | 470154
2016-04-25 23:00 | 0.5779 | 0.33725 | 464938
2016-04-26 | 0.41378 | 0.41981 | 465175
2016-04-26 01:00 | 0.12493 | 0.53467 | 459454
2016-04-26 02:00 | 0.001268 | 0.587 | 437277
2016-04-26 03:00 | 0 | 0.59758 | 409994
2016-04-26 04:00 | 0 | 0.59324 | 384049
2016-04-26 05:00 | 0 | 0.57878 | 363833
2016-04-26 06:00 | 0 | 0.55949 | 347623
2016-04-26 07:00 | 0 | 0.53669 | 337973
2016-04-26 08:00 | 0 | 0.51709 | 335367
2016-04-26 09:00 | 0 | 0.48109 | 344432
2016-04-26 10:00 | 0 | 0.44056 | 367887
2016-04-26 11:00 | 0 | 0.41072 | 391180
2016-04-26 12:00 | 0.014274 | 0.34854 | 407178
2016-04-26 13:00 | 0.26721 | 0.3023 | 422235
2016-04-26 14:00 | 0.56552 | 0.33905 | 436334
2016-04-26 15:00 | 0.73781 | 0.35615 | 446619
2016-04-26 16:00 | 0.80133 | 0.35407 | 455231
2016-04-26 17:00 | 0.81021 | 0.35544 | 463553
2016-04-26 18:00 | 0.79895 | 0.36627 | 469707
2016-04-26 19:00 | 0.78243 | 0.38386 | 475374
2016-04-26 20:00 | 0.77053 | 0.39632 | 480460
2016-04-26 21:00 | 0.74548 | 0.39478 | 481605
2016-04-26 22:00 | 0.69276 | 0.37866 | 476490
2016-04-26 23:00 | 0.58956 | 0.38333 | 470285
2016-04-27 | 0.42845 | 0.42896 | 469467
2016-04-27 01:00 | 0.14181 | 0.49773 | 461997
2016-04-27 02:00 | 0.0012923 | 0.53705 | 439067
2016-04-27 03:00 | 0 | 0.54316 | 410842
2016-04-27 04:00 | 0 | 0.53931 | 385976
2016-04-27 05:00 | 0 | 0.53916 | 365813
2016-04-27 06:00 | 0 | 0.54211 | 350619
2016-04-27 07:00 | 0 | 0.53218 | 340552
2016-04-27 08:00 | 0 | 0.53853 | 338420
2016-04-27 09:00 | 0 | 0.56568 | 346567
2016-04-27 10:00 | 0 | 0.58888 | 366914
2016-04-27 11:00 | 0 | 0.59501 | 389260
2016-04-27 12:00 | 0.023292 | 0.5516 | 404052
2016-04-27 13:00 | 0.31643 | 0.52511 | 416117
2016-04-27 14:00 | 0.53942 | 0.58423 | 427951
2016-04-27 15:00 | 0.67323 | 0.61202 | 437301
2016-04-27 16:00 | 0.74035 | 0.6057 | 445005
2016-04-27 17:00 | 0.7567 | 0.59028 | 451967
2016-04-27 18:00 | 0.75508 | 0.58608 | 457457
2016-04-27 19:00 | 0.74545 | 0.58973 | 461254
2016-04-27 20:00 | 0.72937 | 0.59879 | 464324
2016-04-27 21:00 | 0.69474 | 0.59291 | 465915
2016-04-27 22:00 | 0.62665 | 0.56722 | 464293
2016-04-27 23:00 | 0.52085 | 0.52356 | 459867
2016-04-28 | 0.35193 | 0.49274 | 460658
2016-04-28 01:00 | 0.095624 | 0.49606 | 453142
2016-04-28 02:00 | 0.0013888 | 0.4928 | 432540
2016-04-28 03:00 | 0 | 0.50484 | 406442
2016-04-28 04:00 | 0 | 0.50678 | 382221
2016-04-28 05:00 | 0 | 0.49131 | 362038
2016-04-28 06:00 | 0 | 0.46354 | 346774
2016-04-28 07:00 | 0 | 0.43702 | 337582
2016-04-28 08:00 | 0 | 0.42022 | 336250
2016-04-28 09:00 | 0 | 0.39915 | 345488
2016-04-28 10:00 | 0 | 0.38452 | 368035
2016-04-28 11:00 | 0 | 0.37006 | 391846
2016-04-28 12:00 | 0.014173 | 0.28999 | 406902
2016-04-28 13:00 | 0.24201 | 0.26245 | 419282
2016-04-28 14:00 | 0.50442 | 0.28407 | 433056
2016-04-28 15:00 | 0.66935 | 0.28367 | 441684
2016-04-28 16:00 | 0.74484 | 0.26064 | 450834
2016-04-28 17:00 | 0.76018 | 0.24401 | 458772
2016-04-28 18:00 | 0.7536 | 0.23826 | 465420
2016-04-28 19:00 | 0.74027 | 0.24184 | 469346
2016-04-28 20:00 | 0.72525 | 0.24863 | 472165
2016-04-28 21:00 | 0.69368 | 0.25471 | 474195
2016-04-28 22:00 | 0.63591 | 0.26285 | 471519
2016-04-28 23:00 | 0.52276 | 0.27194 | 466295
2016-04-29 | 0.36108 | 0.30407 | 464614
2016-04-29 01:00 | 0.12195 | 0.3825 | 457563
2016-04-29 02:00 | 0.0024963 | 0.41474 | 437103
2016-04-29 03:00 | 0 | 0.40723 | 411991
2016-04-29 04:00 | 0 | 0.38754 | 387942
2016-04-29 05:00 | 0 | 0.36208 | 367523
2016-04-29 06:00 | 0 | 0.33781 | 352398
2016-04-29 07:00 | 0 | 0.31677 | 343479
2016-04-29 08:00 | 0 | 0.29484 | 341591
2016-04-29 09:00 | 0 | 0.27724 | 348117
2016-04-29 10:00 | 0 | 0.27213 | 371354
2016-04-29 11:00 | 0 | 0.27503 | 393813
2016-04-29 12:00 | 0.0095424 | 0.2564 | 409204
2016-04-29 13:00 | 0.25081 | 0.23226 | 422065
2016-04-29 14:00 | 0.53027 | 0.28007 | 435392
2016-04-29 15:00 | 0.66489 | 0.33253 | 444825
2016-04-29 16:00 | 0.73438 | 0.34818 | 451813
2016-04-29 17:00 | 0.73952 | 0.33855 | 458114
2016-04-29 18:00 | 0.72826 | 0.32818 | 462240
2016-04-29 19:00 | 0.71466 | 0.31992 | 463801
2016-04-29 20:00 | 0.70449 | 0.31824 | 463626
2016-04-29 21:00 | 0.6786 | 0.31786 | 460788
2016-04-29 22:00 | 0.62619 | 0.31804 | 453866
2016-04-29 23:00 | 0.52807 | 0.31691 | 445437
2016-04-30 | 0.36264 | 0.33404 | 444156
2016-04-30 01:00 | 0.12503 | 0.4057 | 438874
2016-04-30 02:00 | 0.0028166 | 0.46474 | 422664
2016-04-30 03:00 | 0 | 0.48639 | 402570
2016-04-30 04:00 | 0 | 0.47495 | 381191
2016-04-30 05:00 | 0 | 0.45655 | 362138
2016-04-30 06:00 | 0 | 0.45028 | 347527
2016-04-30 07:00 | 0 | 0.44067 | 338012
2016-04-30 08:00 | 0 | 0.43136 | 332576
2016-04-30 09:00 | 0 | 0.42286 | 332710
2016-04-30 10:00 | 0 | 0.40526 | 336162
2016-04-30 11:00 | 0 | 0.39198 | 344325
2016-04-30 12:00 | 0.017749 | 0.32949 | 359766
2016-04-30 13:00 | 0.30519 | 0.33459 | 376422
2016-04-30 14:00 | 0.58329 | 0.41847 | 389822
2016-04-30 15:00 | 0.71967 | 0.484 | 400099
2016-04-30 16:00 | 0.77078 | 0.50572 | 406119
2016-04-30 17:00 | 0.77142 | 0.51439 | 409523
2016-04-30 18:00 | 0.75743 | 0.51791 | 411456
2016-04-30 19:00 | 0.73805 | 0.5151 | 413469
2016-04-30 20:00 | 0.71673 | 0.50904 | 416757
2016-04-30 21:00 | 0.68161 | 0.50231 | 418294
2016-04-30 22:00 | 0.6144 | 0.49495 | 417016
2016-04-30 23:00 | 0.504 | 0.48131 | 415549
2016-05-01 | 0.34863 | 0.47596 | 416916
2016-05-01 01:00 | 0.13329 | 0.56946 | 412798
2016-05-01 02:00 | 0.0034002 | 0.62494 | 401503
2016-05-01 03:00 | 0 | 0.62328 | 385360
2016-05-01 04:00 | 0 | 0.60459 | 365765
2016-05-01 05:00 | 0 | 0.56965 | 348049
2016-05-01 06:00 | 0 | 0.53471 | 335251
2016-05-01 07:00 | 0 | 0.50086 | 326397
2016-05-01 08:00 | 0 | 0.47949 | 321535
2016-05-01 09:00 | 0 | 0.46079 | 319199
2016-05-01 10:00 | 0 | 0.44783 | 323091
2016-05-01 11:00 | 0 | 0.43596 | 328861
2016-05-01 12:00 | 0.027389 | 0.37057 | 343758
2016-05-01 13:00 | 0.28437 | 0.43123 | 362462
2016-05-01 14:00 | 0.59056 | 0.45675 | 378251
2016-05-01 15:00 | 0.728 | 0.43958 | 390123
2016-05-01 16:00 | 0.78373 | 0.39926 | 400493
2016-05-01 17:00 | 0.78887 | 0.35158 | 407354
2016-05-01 18:00 | 0.78077 | 0.30308 | 411927
2016-05-01 19:00 | 0.76428 | 0.25853 | 414209
2016-05-01 20:00 | 0.75306 | 0.22247 | 421199
2016-05-01 21:00 | 0.72721 | 0.19565 | 424474
2016-05-01 22:00 | 0.67782 | 0.1786 | 425817
2016-05-01 23:00 | 0.57596 | 0.1701 | 426115
2016-05-02 | 0.41381 | 0.1777 | 429974
2016-05-02 01:00 | 0.16965 | 0.19992 | 426880
2016-05-02 02:00 | 0.0039635 | 0.19118 | 411645
2016-05-02 03:00 | 0 | 0.17981 | 388976
2016-05-02 04:00 | 0 | 0.18302 | 368129
2016-05-02 05:00 | 0 | 0.20247 | 349560
2016-05-02 06:00 | 0 | 0.23645 | 337193
2016-05-02 07:00 | 0 | 0.27971 | 329807
2016-05-02 08:00 | 0 | 0.32162 | 329309
2016-05-02 09:00 | 0 | 0.34986 | 339137
2016-05-02 10:00 | 0 | 0.37184 | 364593
2016-05-02 11:00 | 0 | 0.39184 | 388475
2016-05-02 12:00 | 0.044108 | 0.31611 | 405413
2016-05-02 13:00 | 0.38439 | 0.17328 | 418102
2016-05-02 14:00 | 0.68006 | 0.13829 | 431131
2016-05-02 15:00 | 0.8194 | 0.13646 | 440805
2016-05-02 16:00 | 0.88086 | 0.12768 | 446145
2016-05-02 17:00 | 0.87857 | 0.12242 | 451006
2016-05-02 18:00 | 0.86324 | 0.12503 | 454621
2016-05-02 19:00 | 0.85167 | 0.13176 | 454755
2016-05-02 20:00 | 0.8497 | 0.13876 | 454805
2016-05-02 21:00 | 0.84213 | 0.14007 | 454255
2016-05-02 22:00 | 0.80918 | 0.13346 | 452259
2016-05-02 23:00 | 0.72124 | 0.12112 | 450556
2016-05-03 | 0.53373 | 0.11217 | 452680
2016-05-03 01:00 | 0.20109 | 0.12704 | 448063
2016-05-03 02:00 | 0.0039858 | 0.13612 | 427991
2016-05-03 03:00 | 0 | 0.15552 | 402380
2016-05-03 04:00 | 0 | 0.19078 | 378036
2016-05-03 05:00 | 0 | 0.23808 | 359393
2016-05-03 06:00 | 0 | 0.29027 | 344496
2016-05-03 07:00 | 0 | 0.32686 | 336170
2016-05-03 08:00 | 0 | 0.34616 | 334623
2016-05-03 09:00 | 0 | 0.35149 | 343487
2016-05-03 10:00 | 0 | 0.35791 | 366757
2016-05-03 11:00 | 0 | 0.36445 | 390360
2016-05-03 12:00 | 0.044713 | 0.26755 | 405042
2016-05-03 13:00 | 0.3847 | 0.11126 | 415297
2016-05-03 14:00 | 0.68107 | 0.13843 | 425481
2016-05-03 15:00 | 0.80451 | 0.19738 | 433100
2016-05-03 16:00 | 0.86528 | 0.22197 | 438801
2016-05-03 17:00 | 0.87471 | 0.25176 | 444221
2016-05-03 18:00 | 0.86794 | 0.28776 | 448945
2016-05-03 19:00 | 0.85927 | 0.32652 | 452197
2016-05-03 20:00 | 0.85482 | 0.36265 | 453611
2016-05-03 21:00 | 0.84222 | 0.38998 | 455985
2016-05-03 22:00 | 0.80709 | 0.40482 | 453653
2016-05-03 23:00 | 0.71005 | 0.40979 | 450134
2016-05-04 | 0.5191 | 0.43573 | 450877
2016-05-04 01:00 | 0.14984 | 0.48165 | 447810
2016-05-04 02:00 | 0.0026439 | 0.49483 | 428280
2016-05-04 03:00 | 0 | 0.50121 | 402015
2016-05-04 04:00 | 0 | 0.50604 | 377603
2016-05-04 05:00 | 0 | 0.51171 | 356872
2016-05-04 06:00 | 0 | 0.52131 | 342224
2016-05-04 07:00 | 0 | 0.5375 | 333126
2016-05-04 08:00 | 0 | 0.57087 | 330907
2016-05-04 09:00 | 0 | 0.59509 | 339623
2016-05-04 10:00 | 0 | 0.595 | 363251
2016-05-04 11:00 | 0 | 0.57412 | 384772
2016-05-04 12:00 | 0.043863 | 0.3908 | 397724
2016-05-04 13:00 | 0.39259 | 0.17941 | 408059
2016-05-04 14:00 | 0.61488 | 0.15934 | 417378
2016-05-04 15:00 | 0.73742 | 0.21188 | 424290
2016-05-04 16:00 | 0.80166 | 0.22738 | 428071
2016-05-04 17:00 | 0.82282 | 0.22708 | 431499
2016-05-04 18:00 | 0.82589 | 0.22816 | 434414
2016-05-04 19:00 | 0.8225 | 0.2294 | 436900
2016-05-04 20:00 | 0.82353 | 0.22855 | 440380
2016-05-04 21:00 | 0.81639 | 0.22433 | 444502
2016-05-04 22:00 | 0.7824 | 0.21373 | 445815
2016-05-04 23:00 | 0.69603 | 0.18798 | 445200
2016-05-05 | 0.52307 | 0.24278 | 446544
2016-05-05 01:00 | 0.16574 | 0.3265 | 441798
2016-05-05 02:00 | 0.002409 | 0.4011 | 423253
2016-05-05 03:00 | 0 | 0.44582 | 396594
2016-05-05 04:00 | 0 | 0.47722 | 373065
2016-05-05 05:00 | 0 | 0.4916 | 353190
2016-05-05 06:00 | 0 | 0.49897 | 338476
2016-05-05 07:00 | 0 | 0.49975 | 330208
2016-05-05 08:00 | 0 | 0.49393 | 328324
2016-05-05 09:00 | 0 | 0.47468 | 338000
2016-05-05 10:00 | 0 | 0.4478 | 360668
2016-05-05 11:00 | 0 | 0.42159 | 384312
2016-05-05 12:00 | 0.044214 | 0.30939 | 397866
2016-05-05 13:00 | 0.38627 | 0.12069 | 407841
2016-05-05 14:00 | 0.60624 | 0.065644 | 417112
2016-05-05 15:00 | 0.74633 | 0.10715 | 423684
2016-05-05 16:00 | 0.81041 | 0.12878 | 428046
2016-05-05 17:00 | 0.82581 | 0.13172 | 432047
2016-05-05 18:00 | 0.82111 | 0.13279 | 435161
2016-05-05 19:00 | 0.81163 | 0.13329 | 438825
2016-05-05 20:00 | 0.80398 | 0.13586 | 442719
2016-05-05 21:00 | 0.7857 | 0.1374 | 445012
2016-05-05 22:00 | 0.74201 | 0.1434 | 443527
2016-05-05 23:00 | 0.63222 | 0.18417 | 439817
2016-05-06 | 0.43846 | 0.35586 | 440439
2016-05-06 01:00 | 0.1329 | 0.5592 | 437238
2016-05-06 02:00 | 0.0036987 | 0.64956 | 419489
2016-05-06 03:00 | 0 | 0.71069 | 395943
2016-05-06 04:00 | 0 | 0.75019 | 373058
2016-05-06 05:00 | 0 | 0.76741 | 354787
2016-05-06 06:00 | 0 | 0.77054 | 340135
2016-05-06 07:00 | 0 | 0.76712 | 331931
2016-05-06 08:00 | 0 | 0.75349 | 330173
2016-05-06 09:00 | 0 | 0.71969 | 338097
2016-05-06 10:00 | 0 | 0.6869 | 360487
2016-05-06 11:00 | 0 | 0.65448 | 380677
2016-05-06 12:00 | 0.04817 | 0.44875 | 393325
2016-05-06 13:00 | 0.34381 | 0.26865 | 404237
2016-05-06 14:00 | 0.56506 | 0.33131 | 414417
2016-05-06 15:00 | 0.68397 | 0.46417 | 420427
2016-05-06 16:00 | 0.75015 | 0.5317 | 423953
2016-05-06 17:00 | 0.7588 | 0.5567 | 429165
2016-05-06 18:00 | 0.7519 | 0.57507 | 432520
2016-05-06 19:00 | 0.73874 | 0.59306 | 435460
2016-05-06 20:00 | 0.72624 | 0.61241 | 438257
2016-05-06 21:00 | 0.6971 | 0.63308 | 439977
2016-05-06 22:00 | 0.6357 | 0.64994 | 436609
2016-05-06 23:00 | 0.53373 | 0.68562 | 430635
2016-05-07 | 0.36432 | 0.76715 | 427574
2016-05-07 01:00 | 0.092544 | 0.8361 | 423353
2016-05-07 02:00 | 0.0030966 | 0.84977 | 408515
2016-05-07 03:00 | 0 | 0.83254 | 387298
2016-05-07 04:00 | 0 | 0.80723 | 365512
2016-05-07 05:00 | 0 | 0.77826 | 346615
2016-05-07 06:00 | 0 | 0.74763 | 332451
2016-05-07 07:00 | 0 | 0.72403 | 322728
2016-05-07 08:00 | 0 | 0.69916 | 318790
2016-05-07 09:00 | 0 | 0.66414 | 320006
2016-05-07 10:00 | 0 | 0.62064 | 324047
2016-05-07 11:00 | 0 | 0.56577 | 331978
2016-05-07 12:00 | 0.051006 | 0.38215 | 345804
2016-05-07 13:00 | 0.3395 | 0.32177 | 360939
2016-05-07 14:00 | 0.53499 | 0.43861 | 372679
2016-05-07 15:00 | 0.66585 | 0.49507 | 381821
2016-05-07 16:00 | 0.70828 | 0.48382 | 387645
2016-05-07 17:00 | 0.72009 | 0.48013 | 392381
2016-05-07 18:00 | 0.72013 | 0.48831 | 397613
2016-05-07 19:00 | 0.71347 | 0.50646 | 403027
2016-05-07 20:00 | 0.705 | 0.52594 | 408250
2016-05-07 21:00 | 0.6891 | 0.54568 | 412868
2016-05-07 22:00 | 0.64959 | 0.54695 | 411596
2016-05-07 23:00 | 0.55277 | 0.53131 | 408324
2016-05-08 | 0.38814 | 0.53912 | 407114
2016-05-08 01:00 | 0.11794 | 0.54953 | 405342
2016-05-08 02:00 | 0.0051644 | 0.54493 | 393060
2016-05-08 03:00 | 0 | 0.55235 | 374129
2016-05-08 04:00 | 0 | 0.54525 | 355169
2016-05-08 05:00 | 0 | 0.53515 | 338425
2016-05-08 06:00 | 0 | 0.51925 | 323847
2016-05-08 07:00 | 0 | 0.49991 | 314294
2016-05-08 08:00 | 0 | 0.47721 | 309467
2016-05-08 09:00 | 0 | 0.43907 | 309104
2016-05-08 10:00 | 0 | 0.40683 | 310431
2016-05-08 11:00 | 0 | 0.37247 | 316560
2016-05-08 12:00 | 0.046305 | 0.25297 | 330585
2016-05-08 13:00 | 0.33514 | 0.15675 | 347778
2016-05-08 14:00 | 0.53967 | 0.19934 | 361514
2016-05-08 15:00 | 0.67234 | 0.25104 | 371092
2016-05-08 16:00 | 0.7224 | 0.27849 | 378210
2016-05-08 17:00 | 0.73435 | 0.31449 | 385384
2016-05-08 18:00 | 0.73298 | 0.35011 | 390460
2016-05-08 19:00 | 0.72481 | 0.3897 | 394844
2016-05-08 20:00 | 0.71452 | 0.4326 | 399732
2016-05-08 21:00 | 0.68961 | 0.46732 | 403856
2016-05-08 22:00 | 0.63758 | 0.48812 | 405261
2016-05-08 23:00 | 0.54066 | 0.50626 | 404452
2016-05-09 | 0.38858 | 0.56789 | 408354
2016-05-09 01:00 | 0.1448 | 0.66322 | 410942
2016-05-09 02:00 | 0.0080845 | 0.7103 | 398272
2016-05-09 03:00 | 0 | 0.70879 | 376734
2016-05-09 04:00 | 0 | 0.70472 | 356149
2016-05-09 05:00 | 0 | 0.6921 | 339213
2016-05-09 06:00 | 0 | 0.66918 | 326866
2016-05-09 07:00 | 0 | 0.63892 | 319749
2016-05-09 08:00 | 0 | 0.62268 | 319811
2016-05-09 09:00 | 0 | 0.60932 | 330336
2016-05-09 10:00 | 0 | 0.59127 | 354415
2016-05-09 11:00 | 0 | 0.56454 | 378910
2016-05-09 12:00 | 0.054638 | 0.443 | 395303
2016-05-09 13:00 | 0.37928 | 0.37549 | 408599
2016-05-09 14:00 | 0.63365 | 0.47854 | 421708
2016-05-09 15:00 | 0.78059 | 0.53001 | 432747
2016-05-09 16:00 | 0.85304 | 0.55598 | 441139
2016-05-09 17:00 | 0.86932 | 0.57816 | 449406
2016-05-09 18:00 | 0.86558 | 0.57803 | 454614
2016-05-09 19:00 | 0.86032 | 0.56736 | 458060
2016-05-09 20:00 | 0.86142 | 0.5546 | 460481
2016-05-09 21:00 | 0.85877 | 0.53635 | 462328
2016-05-09 22:00 | 0.83491 | 0.50989 | 461423
2016-05-09 23:00 | 0.75601 | 0.50191 | 458974
2016-05-10 | 0.58634 | 0.52715 | 460125
2016-05-10 01:00 | 0.26423 | 0.56975 | 454568
2016-05-10 02:00 | 0.010226 | 0.58296 | 433819
2016-05-10 03:00 | 0 | 0.56371 | 406534
2016-05-10 04:00 | 0 | 0.53571 | 383084
2016-05-10 05:00 | 0 | 0.50657 | 362448
2016-05-10 06:00 | 0 | 0.48265 | 348334
2016-05-10 07:00 | 0 | 0.46965 | 339313
2016-05-10 08:00 | 0 | 0.47201 | 337125
2016-05-10 09:00 | 0 | 0.4595 | 344916
2016-05-10 10:00 | 0 | 0.44295 | 366983
2016-05-10 11:00 | 0 | 0.42611 | 389659
2016-05-10 12:00 | 0.047706 | 0.35214 | 404419
2016-05-10 13:00 | 0.42904 | 0.28997 | 419261
2016-05-10 14:00 | 0.67894 | 0.31289 | 434066
2016-05-10 15:00 | 0.81709 | 0.33628 | 446541
2016-05-10 16:00 | 0.86491 | 0.34846 | 456308
2016-05-10 17:00 | 0.87226 | 0.35957 | 465920
2016-05-10 18:00 | 0.862 | 0.37497 | 472503
2016-05-10 19:00 | 0.85026 | 0.39095 | 482473
2016-05-10 20:00 | 0.84529 | 0.40548 | 487083
2016-05-10 21:00 | 0.8366 | 0.4191 | 491162
2016-05-10 22:00 | 0.80445 | 0.42699 | 489289
2016-05-10 23:00 | 0.70907 | 0.43994 | 484040
2016-05-11 | 0.55386 | 0.50214 | 482045
2016-05-11 01:00 | 0.2547 | 0.5943 | 474763
2016-05-11 02:00 | 0.011398 | 0.65775 | 451796
2016-05-11 03:00 | 0 | 0.67354 | 422468
2016-05-11 04:00 | 0 | 0.66908 | 395481
2016-05-11 05:00 | 0 | 0.66781 | 374208
2016-05-11 06:00 | 0 | 0.65228 | 356964
2016-05-11 07:00 | 0 | 0.6288 | 346965
2016-05-11 08:00 | 0 | 0.6071 | 343361
2016-05-11 09:00 | 0 | 0.582 | 350486
2016-05-11 10:00 | 0 | 0.54966 | 371278
2016-05-11 11:00 | 0 | 0.5164 | 393207
2016-05-11 12:00 | 0.069394 | 0.42954 | 408675
2016-05-11 13:00 | 0.48588 | 0.42899 | 423244
2016-05-11 14:00 | 0.70629 | 0.47151 | 439106
2016-05-11 15:00 | 0.83419 | 0.47327 | 453877
2016-05-11 16:00 | 0.88345 | 0.45661 | 466276
2016-05-11 17:00 | 0.88725 | 0.4412 | 478553
2016-05-11 18:00 | 0.8763 | 0.43429 | 488461
2016-05-11 19:00 | 0.86422 | 0.43369 | 496684
2016-05-11 20:00 | 0.85932 | 0.43704 | 503446
2016-05-11 21:00 | 0.85121 | 0.44128 | 507256
2016-05-11 22:00 | 0.82166 | 0.44171 | 505658
2016-05-11 23:00 | 0.72722 | 0.43228 | 499182
2016-05-12 | 0.57456 | 0.43679 | 494879
2016-05-12 01:00 | 0.27163 | 0.53834 | 486960
2016-05-12 02:00 | 0.021054 | 0.60631 | 463156
2016-05-12 03:00 | 0 | 0.5818 | 431786
2016-05-12 04:00 | 0 | 0.55381 | 402945
2016-05-12 05:00 | 0 | 0.54045 | 378794
2016-05-12 06:00 | 0 | 0.51994 | 360427
2016-05-12 07:00 | 0 | 0.50075 | 348378
2016-05-12 08:00 | 0 | 0.49739 | 344455
2016-05-12 09:00 | 0 | 0.50989 | 351745
2016-05-12 10:00 | 0 | 0.51587 | 371489
2016-05-12 11:00 | 0 | 0.50124 | 394087
2016-05-12 12:00 | 0.067875 | 0.34839 | 411018
2016-05-12 13:00 | 0.4612 | 0.33277 | 425972
2016-05-12 14:00 | 0.6754 | 0.39533 | 441729
2016-05-12 15:00 | 0.81249 | 0.38969 | 456234
2016-05-12 16:00 | 0.85739 | 0.37598 | 467349
2016-05-12 17:00 | 0.87056 | 0.37829 | 478180
2016-05-12 18:00 | 0.86374 | 0.39174 | 486478
2016-05-12 19:00 | 0.85309 | 0.40304 | 492041
2016-05-12 20:00 | 0.84785 | 0.4074 | 496444
2016-05-12 21:00 | 0.83301 | 0.4002 | 498562
2016-05-12 22:00 | 0.80079 | 0.3839 | 495548
2016-05-12 23:00 | 0.70793 | 0.34669 | 488381
2016-05-13 | 0.56051 | 0.31708 | 485226
2016-05-13 01:00 | 0.26984 | 0.35688 | 476994
2016-05-13 02:00 | 0.022584 | 0.39318 | 454338
2016-05-13 03:00 | 0 | 0.41104 | 425241
2016-05-13 04:00 | 0 | 0.44561 | 397075
2016-05-13 05:00 | 0 | 0.46961 | 373740
2016-05-13 06:00 | 0 | 0.49269 | 355538
2016-05-13 07:00 | 0 | 0.51337 | 344884
2016-05-13 08:00 | 0 | 0.53024 | 340706
2016-05-13 09:00 | 0 | 0.53107 | 347137
2016-05-13 10:00 | 0 | 0.53209 | 365799
2016-05-13 11:00 | 0 | 0.5283 | 386840
2016-05-13 12:00 | 0.083158 | 0.41845 | 404240
2016-05-13 13:00 | 0.49106 | 0.41054 | 420934
2016-05-13 14:00 | 0.67711 | 0.53858 | 437331
2016-05-13 15:00 | 0.79652 | 0.61767 | 450750
2016-05-13 16:00 | 0.8407 | 0.62579 | 460881
2016-05-13 17:00 | 0.84589 | 0.62621 | 470063
2016-05-13 18:00 | 0.83472 | 0.63024 | 477395
2016-05-13 19:00 | 0.82363 | 0.63398 | 482250
2016-05-13 20:00 | 0.82171 | 0.6311 | 487130
2016-05-13 21:00 | 0.81189 | 0.62348 | 488871
2016-05-13 22:00 | 0.78303 | 0.62032 | 482639
2016-05-13 23:00 | 0.69893 | 0.62769 | 472125
2016-05-14 | 0.55322 | 0.66353 | 464396
2016-05-14 01:00 | 0.25976 | 0.70431 | 456650
2016-05-14 02:00 | 0.013686 | 0.72001 | 436573
2016-05-14 03:00 | 0 | 0.68804 | 410969
2016-05-14 04:00 | 0 | 0.642 | 386548
2016-05-14 05:00 | 0 | 0.59594 | 364735
2016-05-14 06:00 | 0 | 0.55442 | 347950
2016-05-14 07:00 | 0 | 0.5119 | 336595
2016-05-14 08:00 | 0 | 0.48488 | 329954
2016-05-14 09:00 | 0 | 0.46078 | 329381
2016-05-14 10:00 | 0 | 0.4471 | 331966
2016-05-14 11:00 | 0 | 0.41578 | 339821
2016-05-14 12:00 | 0.050996 | 0.37089 | 354790
2016-05-14 13:00 | 0.32267 | 0.43244 | 373261
2016-05-14 14:00 | 0.54315 | 0.45841 | 389689
2016-05-14 15:00 | 0.68054 | 0.42525 | 402974
2016-05-14 16:00 | 0.75608 | 0.39011 | 412566
2016-05-14 17:00 | 0.77452 | 0.36713 | 419073
2016-05-14 18:00 | 0.76786 | 0.352 | 423400
2016-05-14 19:00 | 0.75258 | 0.33719 | 426488
2016-05-14 20:00 | 0.73625 | 0.32233 | 428397
2016-05-14 21:00 | 0.7009 | 0.3077 | 429643
2016-05-14 22:00 | 0.64479 | 0.29006 | 426999
2016-05-14 23:00 | 0.53809 | 0.26326 | 421121
2016-05-15 | 0.38676 | 0.23336 | 418122
2016-05-15 01:00 | 0.18775 | 0.28091 | 415781
2016-05-15 02:00 | 0.015831 | 0.28584 | 402866
2016-05-15 03:00 | 0 | 0.26787 | 383232
2016-05-15 04:00 | 0 | 0.2502 | 362945
2016-05-15 05:00 | 0 | 0.24461 | 346723
2016-05-15 06:00 | 0 | 0.24197 | 333578
2016-05-15 07:00 | 0 | 0.24602 | 324196
2016-05-15 08:00 | 0 | 0.26263 | 319701
2016-05-15 09:00 | 0 | 0.27192 | 318872
2016-05-15 10:00 | 0 | 0.27632 | 318994
2016-05-15 11:00 | 0 | 0.27255 | 323783
2016-05-15 12:00 | 0.014976 | 0.17217 | 337445
2016-05-15 13:00 | 0.21377 | 0.12291 | 352435
2016-05-15 14:00 | 0.40936 | 0.16576 | 363915
2016-05-15 15:00 | 0.5322 | 0.19151 | 373504
2016-05-15 16:00 | 0.60983 | 0.20043 | 381919
2016-05-15 17:00 | 0.64688 | 0.21104 | 388083
2016-05-15 18:00 | 0.65724 | 0.22307 | 392908
2016-05-15 19:00 | 0.65046 | 0.23647 | 396532
2016-05-15 20:00 | 0.63554 | 0.25032 | 400970
2016-05-15 21:00 | 0.60481 | 0.25336 | 406594
2016-05-15 22:00 | 0.56195 | 0.24872 | 409840
2016-05-15 23:00 | 0.49789 | 0.24587 | 410874
2016-05-16 | 0.38964 | 0.26505 | 415868
2016-05-16 01:00 | 0.21786 | 0.31022 | 417754
2016-05-16 02:00 | 0.018832 | 0.34897 | 404136
2016-05-16 03:00 | 0 | 0.37553 | 383325
2016-05-16 04:00 | 0 | 0.38872 | 363727
2016-05-16 05:00 | 0 | 0.37958 | 346806
2016-05-16 06:00 | 0 | 0.3631 | 335215
2016-05-16 07:00 | 0 | 0.34727 | 329279
2016-05-16 08:00 | 0 | 0.32664 | 330265
2016-05-16 09:00 | 0 | 0.29933 | 340929
2016-05-16 10:00 | 0 | 0.27396 | 364383
2016-05-16 11:00 | 0 | 0.23671 | 388026
2016-05-16 12:00 | 0.043513 | 0.15614 | 402296
2016-05-16 13:00 | 0.37264 | 0.1279 | 413477
2016-05-16 14:00 | 0.6031 | 0.1557 | 424269
2016-05-16 15:00 | 0.7272 | 0.19283 | 431985
2016-05-16 16:00 | 0.77612 | 0.21005 | 437327
2016-05-16 17:00 | 0.77852 | 0.21363 | 442315
2016-05-16 18:00 | 0.76685 | 0.21459 | 446051
2016-05-16 19:00 | 0.7513 | 0.21392 | 447837
2016-05-16 20:00 | 0.73601 | 0.21149 | 450109
2016-05-16 21:00 | 0.70864 | 0.2069 | 451899
2016-05-16 22:00 | 0.65801 | 0.20463 | 451067
2016-05-16 23:00 | 0.566 | 0.21253 | 449437
2016-05-17 | 0.41488 | 0.26183 | 452267
2016-05-17 01:00 | 0.19091 | 0.37155 | 449303
2016-05-17 02:00 | 0.018621 | 0.44508 | 430077
2016-05-17 03:00 | 0 | 0.46314 | 403559
2016-05-17 04:00 | 0 | 0.45126 | 380929
2016-05-17 05:00 | 0 | 0.42836 | 362454
2016-05-17 06:00 | 0 | 0.41073 | 347520
2016-05-17 07:00 | 0 | 0.39186 | 339506
2016-05-17 08:00 | 0 | 0.37552 | 338388
2016-05-17 09:00 | 0 | 0.34208 | 347189
2016-05-17 10:00 | 0 | 0.3092 | 370062
2016-05-17 11:00 | 0 | 0.28431 | 393054
2016-05-17 12:00 | 0.036614 | 0.22463 | 408527
2016-05-17 13:00 | 0.3093 | 0.21153 | 420490
2016-05-17 14:00 | 0.55257 | 0.22934 | 432111
2016-05-17 15:00 | 0.67128 | 0.24211 | 439578
2016-05-17 16:00 | 0.71269 | 0.23622 | 447591
2016-05-17 17:00 | 0.72267 | 0.22505 | 452503
2016-05-17 18:00 | 0.71026 | 0.21449 | 455461
2016-05-17 19:00 | 0.68903 | 0.20727 | 458010
2016-05-17 20:00 | 0.6662 | 0.20433 | 458342
2016-05-17 21:00 | 0.62522 | 0.20465 | 459922
2016-05-17 22:00 | 0.56601 | 0.21057 | 459064
2016-05-17 23:00 | 0.48084 | 0.21856 | 455928
2016-05-18 | 0.36041 | 0.23001 | 456165
2016-05-18 01:00 | 0.19443 | 0.28932 | 453024
2016-05-18 02:00 | 0.037754 | 0.35672 | 434923
2016-05-18 03:00 | 0 | 0.40605 | 408791
2016-05-18 04:00 | 0 | 0.43567 | 385096
2016-05-18 05:00 | 0 | 0.43786 | 365147
2016-05-18 06:00 | 0 | 0.42421 | 349847
2016-05-18 07:00 | 0 | 0.40571 | 340892
2016-05-18 08:00 | 0 | 0.38845 | 339155
2016-05-18 09:00 | 0 | 0.35982 | 347311
2016-05-18 10:00 | 0 | 0.32916 | 369141
2016-05-18 11:00 | 0 | 0.29905 | 391333
2016-05-18 12:00 | 0.043256 | 0.1707 | 404643
2016-05-18 13:00 | 0.32908 | 0.11326 | 414696
2016-05-18 14:00 | 0.55779 | 0.14183 | 425309
2016-05-18 15:00 | 0.67739 | 0.14632 | 433956
2016-05-18 16:00 | 0.72567 | 0.13387 | 441180
2016-05-18 17:00 | 0.73463 | 0.1287 | 447088
2016-05-18 18:00 | 0.72099 | 0.12674 | 452422
2016-05-18 19:00 | 0.7033 | 0.12597 | 455695
2016-05-18 20:00 | 0.6873 | 0.12713 | 458559
2016-05-18 21:00 | 0.65825 | 0.13112 | 460812
2016-05-18 22:00 | 0.61046 | 0.13712 | 458743
2016-05-18 23:00 | 0.52541 | 0.15043 | 455111
2016-05-19 | 0.41013 | 0.19179 | 455162
2016-05-19 01:00 | 0.23695 | 0.35209 | 452069
2016-05-19 02:00 | 0.021841 | 0.46865 | 434434
2016-05-19 03:00 | 0 | 0.52096 | 408119
2016-05-19 04:00 | 0 | 0.54282 | 383142
2016-05-19 05:00 | 0 | 0.54061 | 362941
2016-05-19 06:00 | 0 | 0.52507 | 347770
2016-05-19 07:00 | 0 | 0.49847 | 337967
2016-05-19 08:00 | 0 | 0.46653 | 336146
2016-05-19 09:00 | 0 | 0.43175 | 345081
2016-05-19 10:00 | 0 | 0.40809 | 367118
2016-05-19 11:00 | 0 | 0.36435 | 389239
2016-05-19 12:00 | 0.061455 | 0.20468 | 403543
2016-05-19 13:00 | 0.40671 | 0.17805 | 415692
2016-05-19 14:00 | 0.61774 | 0.25192 | 427306
2016-05-19 15:00 | 0.73766 | 0.29842 | 436602
2016-05-19 16:00 | 0.79059 | 0.31598 | 443665
2016-05-19 17:00 | 0.80139 | 0.32446 | 449379
2016-05-19 18:00 | 0.79477 | 0.32642 | 453245
2016-05-19 19:00 | 0.78901 | 0.31867 | 455347
2016-05-19 20:00 | 0.78544 | 0.30863 | 456705
2016-05-19 21:00 | 0.77444 | 0.30026 | 457769
2016-05-19 22:00 | 0.74362 | 0.29869 | 454744
2016-05-19 23:00 | 0.66629 | 0.31137 | 450085
2016-05-20 | 0.52372 | 0.3594 | 449796
2016-05-20 01:00 | 0.24614 | 0.50547 | 447542
2016-05-20 02:00 | 0.011815 | 0.61162 | 430084
2016-05-20 03:00 | 0 | 0.62169 | 403363
2016-05-20 04:00 | 0 | 0.61152 | 378108
2016-05-20 05:00 | 0 | 0.58386 | 359636
2016-05-20 06:00 | 0 | 0.54281 | 344888
2016-05-20 07:00 | 0 | 0.49583 | 335003
2016-05-20 08:00 | 0 | 0.45278 | 332872
2016-05-20 09:00 | 0 | 0.4172 | 341353
2016-05-20 10:00 | 0 | 0.38146 | 361869
2016-05-20 11:00 | 0 | 0.33583 | 383643
2016-05-20 12:00 | 0.086822 | 0.22302 | 399492
2016-05-20 13:00 | 0.41818 | 0.2129 | 413654
2016-05-20 14:00 | 0.6338 | 0.25 | 426738
2016-05-20 15:00 | 0.76151 | 0.28959 | 435829
2016-05-20 16:00 | 0.82493 | 0.31101 | 441805
2016-05-20 17:00 | 0.83761 | 0.32364 | 446073
2016-05-20 18:00 | 0.83523 | 0.3257 | 449358
2016-05-20 19:00 | 0.82658 | 0.32168 | 451726
2016-05-20 20:00 | 0.82114 | 0.31897 | 454033
2016-05-20 21:00 | 0.80486 | 0.31676 | 454399
2016-05-20 22:00 | 0.76492 | 0.32315 | 449646
2016-05-20 23:00 | 0.66438 | 0.34747 | 441625
2016-05-21 | 0.53583 | 0.4061 | 438654
2016-05-21 01:00 | 0.23513 | 0.55421 | 433474
2016-05-21 02:00 | 0.024648 | 0.63754 | 415012
2016-05-21 03:00 | 0 | 0.65343 | 396530
2016-05-21 04:00 | 0 | 0.64685 | 374530
2016-05-21 05:00 | 0 | 0.62112 | 355822
2016-05-21 06:00 | 0 | 0.58532 | 340289
2016-05-21 07:00 | 0 | 0.55338 | 330939
2016-05-21 08:00 | 0 | 0.52108 | 326053
2016-05-21 09:00 | 0 | 0.48758 | 325912
2016-05-21 10:00 | 0 | 0.46698 | 330394
2016-05-21 11:00 | 0 | 0.44767 | 338051
2016-05-21 12:00 | 0.083589 | 0.34681 | 355555
2016-05-21 13:00 | 0.42984 | 0.37771 | 375291
2016-05-21 14:00 | 0.66901 | 0.45477 | 393987
2016-05-21 15:00 | 0.79388 | 0.48671 | 408509
2016-05-21 16:00 | 0.84797 | 0.50022 | 418122
2016-05-21 17:00 | 0.85339 | 0.51767 | 424519
2016-05-21 18:00 | 0.84675 | 0.53994 | 429572
2016-05-21 19:00 | 0.83684 | 0.56398 | 433418
2016-05-21 20:00 | 0.8313 | 0.58552 | 436977
2016-05-21 21:00 | 0.81788 | 0.60298 | 439549
2016-05-21 22:00 | 0.7775 | 0.62144 | 436862
2016-05-21 23:00 | 0.68351 | 0.64576 | 431572
2016-05-22 | 0.50961 | 0.67891 | 426922
2016-05-22 01:00 | 0.23449 | 0.75866 | 422713
2016-05-22 02:00 | 0.017635 | 0.77888 | 410686
2016-05-22 03:00 | 0 | 0.76926 | 391852
2016-05-22 04:00 | 0 | 0.75868 | 371675
2016-05-22 05:00 | 0 | 0.73719 | 352334
2016-05-22 06:00 | 0 | 0.72192 | 337141
2016-05-22 07:00 | 0 | 0.71567 | 326650
2016-05-22 08:00 | 0 | 0.71049 | 321017
2016-05-22 09:00 | 0 | 0.68866 | 319360
2016-05-22 10:00 | 0 | 0.66301 | 319221
2016-05-22 11:00 | 0 | 0.61415 | 324076
2016-05-22 12:00 | 0.081906 | 0.45706 | 340092
2016-05-22 13:00 | 0.44858 | 0.42586 | 358790
2016-05-22 14:00 | 0.67486 | 0.50501 | 375530
2016-05-22 15:00 | 0.80633 | 0.53014 | 389040
2016-05-22 16:00 | 0.856 | 0.52469 | 401106
2016-05-22 17:00 | 0.86509 | 0.53218 | 410650
2016-05-22 18:00 | 0.85632 | 0.55327 | 419010
2016-05-22 19:00 | 0.84848 | 0.58182 | 426197
2016-05-22 20:00 | 0.84822 | 0.60784 | 434349
2016-05-22 21:00 | 0.83714 | 0.62819 | 440959
2016-05-22 22:00 | 0.80607 | 0.64718 | 443899
2016-05-22 23:00 | 0.71861 | 0.66542 | 442256
2016-05-23 | 0.57 | 0.71168 | 440455
2016-05-23 01:00 | 0.27534 | 0.78636 | 437320
2016-05-23 02:00 | 0.026223 | 0.81607 | 421608
2016-05-23 03:00 | 0 | 0.81344 | 397199
2016-05-23 04:00 | 0 | 0.80577 | 372838
2016-05-23 05:00 | 0 | 0.79768 | 352582
2016-05-23 06:00 | 0 | 0.78654 | 337779
2016-05-23 07:00 | 0 | 0.75933 | 329066
2016-05-23 08:00 | 0 | 0.72663 | 326685
2016-05-23 09:00 | 0 | 0.68742 | 336393
2016-05-23 10:00 | 0 | 0.65255 | 358134
2016-05-23 11:00 | 0 | 0.6006 | 381460
2016-05-23 12:00 | 0.092986 | 0.41085 | 399759
2016-05-23 13:00 | 0.46252 | 0.31422 | 416209
2016-05-23 14:00 | 0.68274 | 0.35816 | 432114
2016-05-23 15:00 | 0.80035 | 0.36119 | 446006
2016-05-23 16:00 | 0.84854 | 0.35655 | 457678
2016-05-23 17:00 | 0.86561 | 0.35165 | 469006
2016-05-23 18:00 | 0.86041 | 0.35181 | 478348
2016-05-23 19:00 | 0.85177 | 0.35985 | 486089
2016-05-23 20:00 | 0.84635 | 0.37243 | 490872
2016-05-23 21:00 | 0.83416 | 0.3779 | 493110
2016-05-23 22:00 | 0.79812 | 0.37525 | 490741
2016-05-23 23:00 | 0.70889 | 0.36889 | 484074
2016-05-24 | 0.54544 | 0.38989 | 477807
2016-05-24 01:00 | 0.23942 | 0.47217 | 471053
2016-05-24 02:00 | 0.016679 | 0.51356 | 448908
2016-05-24 03:00 | 0 | 0.50944 | 420111
2016-05-24 04:00 | 0 | 0.49727 | 392234
2016-05-24 05:00 | 0 | 0.49026 | 370342
2016-05-24 06:00 | 0 | 0.49104 | 354097
2016-05-24 07:00 | 0 | 0.47945 | 344011
2016-05-24 08:00 | 0 | 0.46636 | 341307
2016-05-24 09:00 | 0 | 0.43389 | 348338
2016-05-24 10:00 | 0 | 0.39899 | 366672
2016-05-24 11:00 | 0 | 0.35084 | 389826
2016-05-24 12:00 | 0.10236 | 0.2019 | 408663
2016-05-24 13:00 | 0.44092 | 0.13618 | 426934
2016-05-24 14:00 | 0.63748 | 0.14701 | 445433
2016-05-24 15:00 | 0.76678 | 0.15259 | 462381
2016-05-24 16:00 | 0.81711 | 0.16146 | 476400
2016-05-24 17:00 | 0.82547 | 0.18189 | 489270
2016-05-24 18:00 | 0.81687 | 0.20975 | 500907
2016-05-24 19:00 | 0.80473 | 0.23939 | 509782
2016-05-24 20:00 | 0.79565 | 0.26625 | 516707
2016-05-24 21:00 | 0.77621 | 0.28638 | 520133
2016-05-24 22:00 | 0.73136 | 0.30691 | 518155
2016-05-24 23:00 | 0.63317 | 0.32889 | 509918
2016-05-25 | 0.48962 | 0.38948 | 501806
2016-05-25 01:00 | 0.22571 | 0.50063 | 493666
2016-05-25 02:00 | 0.015504 | 0.57726 | 469882
2016-05-25 03:00 | 0 | 0.605 | 439830
2016-05-25 04:00 | 0 | 0.61158 | 412104
2016-05-25 05:00 | 0 | 0.61331 | 388110
2016-05-25 06:00 | 0 | 0.61228 | 369349
2016-05-25 07:00 | 0 | 0.59868 | 357330
2016-05-25 08:00 | 0 | 0.57266 | 353196
2016-05-25 09:00 | 0 | 0.52423 | 360438
2016-05-25 10:00 | 0 | 0.50152 | 377881
2016-05-25 11:00 | 7.37e-07 | 0.4705 | 400106
2016-05-25 12:00 | 0.10862 | 0.34779 | 420344
2016-05-25 13:00 | 0.45435 | 0.24805 | 440803
2016-05-25 14:00 | 0.64761 | 0.26962 | 461933
2016-05-25 15:00 | 0.77893 | 0.2969 | 481414
2016-05-25 16:00 | 0.8168 | 0.30972 | 497705
2016-05-25 17:00 | 0.82341 | 0.31252 | 513227
2016-05-25 18:00 | 0.81631 | 0.31325 | 526761
2016-05-25 19:00 | 0.80637 | 0.31762 | 537291
2016-05-25 20:00 | 0.7978 | 0.32336 | 544450
2016-05-25 21:00 | 0.78196 | 0.32217 | 547431
2016-05-25 22:00 | 0.73925 | 0.30716 | 542287
2016-05-25 23:00 | 0.64889 | 0.29381 | 531381
2016-05-26 | 0.50988 | 0.31604 | 521817
2016-05-26 01:00 | 0.23654 | 0.38678 | 512256
2016-05-26 02:00 | 0.019863 | 0.44162 | 488412
2016-05-26 03:00 | 0 | 0.4729 | 455944
2016-05-26 04:00 | 0 | 0.48563 | 425635
2016-05-26 05:00 | 0 | 0.48738 | 400557
2016-05-26 06:00 | 0 | 0.48906 | 380967
2016-05-26 07:00 | 0 | 0.48407 | 367149
2016-05-26 08:00 | 0 | 0.47463 | 361979
2016-05-26 09:00 | 0 | 0.46112 | 367885
2016-05-26 10:00 | 0 | 0.4547 | 387246
2016-05-26 11:00 | 2.01e-06 | 0.41266 | 410827
2016-05-26 12:00 | 0.12671 | 0.25615 | 432688
2016-05-26 13:00 | 0.48296 | 0.19962 | 453714
2016-05-26 14:00 | 0.67948 | 0.2414 | 476278
2016-05-26 15:00 | 0.79882 | 0.26719 | 497102
2016-05-26 16:00 | 0.83705 | 0.28329 | 514615
2016-05-26 17:00 | 0.83488 | 0.30489 | 530002
2016-05-26 18:00 | 0.8201 | 0.33688 | 540760
2016-05-26 19:00 | 0.8019 | 0.37467 | 550035
2016-05-26 20:00 | 0.78721 | 0.40391 | 554684
2016-05-26 21:00 | 0.76588 | 0.41054 | 553672
2016-05-26 22:00 | 0.72145 | 0.40843 | 546361
2016-05-26 23:00 | 0.63807 | 0.41786 | 533794
2016-05-27 | 0.50929 | 0.44619 | 523360
2016-05-27 01:00 | 0.26338 | 0.48975 | 514618
2016-05-27 02:00 | 0.03045 | 0.53372 | 489810
2016-05-27 03:00 | 0 | 0.54002 | 459477
2016-05-27 04:00 | 0 | 0.47951 | 428775
2016-05-27 05:00 | 0 | 0.42656 | 402449
2016-05-27 06:00 | 0 | 0.39216 | 381992
2016-05-27 07:00 | 0 | 0.35837 | 368753
2016-05-27 08:00 | 0 | 0.33343 | 363980
2016-05-27 09:00 | 0 | 0.31531 | 368934
2016-05-27 10:00 | 0 | 0.30055 | 384185
2016-05-27 11:00 | 2.79e-06 | 0.28318 | 405105
2016-05-27 12:00 | 0.11218 | 0.18903 | 429110
2016-05-27 13:00 | 0.46854 | 0.15126 | 452260
2016-05-27 14:00 | 0.68702 | 0.17369 | 475781
2016-05-27 15:00 | 0.79284 | 0.19269 | 496673
2016-05-27 16:00 | 0.82854 | 0.19678 | 513944
2016-05-27 17:00 | 0.83215 | 0.20042 | 527326
2016-05-27 18:00 | 0.82402 | 0.19689 | 537440
2016-05-27 19:00 | 0.81389 | 0.18161 | 543658
2016-05-27 20:00 | 0.80547 | 0.16612 | 546585
2016-05-27 21:00 | 0.78766 | 0.15394 | 544994
2016-05-27 22:00 | 0.75212 | 0.14516 | 535312
2016-05-27 23:00 | 0.67337 | 0.14424 | 520452
2016-05-28 | 0.54357 | 0.16117 | 507956
2016-05-28 01:00 | 0.28267 | 0.22755 | 498303
2016-05-28 02:00 | 0.042965 | 0.30488 | 477056
2016-05-28 03:00 | 0 | 0.33354 | 447806
2016-05-28 04:00 | 0 | 0.32921 | 418066
2016-05-28 05:00 | 0 | 0.32187 | 394181
2016-05-28 06:00 | 0 | 0.31473 | 375435
2016-05-28 07:00 | 0 | 0.30029 | 360860
2016-05-28 08:00 | 0 | 0.28636 | 352135
2016-05-28 09:00 | 0 | 0.27405 | 348132
2016-05-28 10:00 | 0 | 0.27263 | 349321
2016-05-28 11:00 | 4.42e-06 | 0.26279 | 357711
2016-05-28 12:00 | 0.14609 | 0.15471 | 377804
2016-05-28 13:00 | 0.53994 | 0.11444 | 404774
2016-05-28 14:00 | 0.71055 | 0.13518 | 431917
2016-05-28 15:00 | 0.8149 | 0.14472 | 456896
2016-05-28 16:00 | 0.85937 | 0.15061 | 477425
2016-05-28 17:00 | 0.86027 | 0.15743 | 492482
2016-05-28 18:00 | 0.8501 | 0.16789 | 504366
2016-05-28 19:00 | 0.8352 | 0.17979 | 514319
2016-05-28 20:00 | 0.82292 | 0.19003 | 522878
2016-05-28 21:00 | 0.80116 | 0.19483 | 526804
2016-05-28 22:00 | 0.75611 | 0.19185 | 524119
2016-05-28 23:00 | 0.66673 | 0.18375 | 513281
2016-05-29 | 0.51716 | 0.18774 | 501272
2016-05-29 01:00 | 0.25147 | 0.25184 | 491484
2016-05-29 02:00 | 0.026963 | 0.31356 | 472491
2016-05-29 03:00 | 0 | 0.34067 | 444592
2016-05-29 04:00 | 0 | 0.3648 | 418205
2016-05-29 05:00 | 0 | 0.39308 | 394074
2016-05-29 06:00 | 0 | 0.40376 | 373955
2016-05-29 07:00 | 0 | 0.41534 | 359007
2016-05-29 08:00 | 0 | 0.43254 | 349369
2016-05-29 09:00 | 0 | 0.43142 | 344568
2016-05-29 10:00 | 0 | 0.42394 | 342370
2016-05-29 11:00 | 7.61e-07 | 0.36163 | 347608
2016-05-29 12:00 | 0.11175 | 0.20046 | 364457
2016-05-29 13:00 | 0.42767 | 0.1438 | 390643
2016-05-29 14:00 | 0.62417 | 0.18465 | 417784
2016-05-29 15:00 | 0.72977 | 0.20846 | 442750
2016-05-29 16:00 | 0.77993 | 0.20444 | 464005
2016-05-29 17:00 | 0.79032 | 0.19818 | 480240
2016-05-29 18:00 | 0.78754 | 0.20274 | 492006
2016-05-29 19:00 | 0.77717 | 0.21491 | 500465
2016-05-29 20:00 | 0.76983 | 0.22593 | 506111
2016-05-29 21:00 | 0.75031 | 0.22596 | 508248
2016-05-29 22:00 | 0.71367 | 0.21392 | 504790
2016-05-29 23:00 | 0.6259 | 0.20597 | 494498
2016-05-30 | 0.49145 | 0.23669 | 483132
2016-05-30 01:00 | 0.26525 | 0.35234 | 472908
2016-05-30 02:00 | 0.035805 | 0.43953 | 456189
2016-05-30 03:00 | 0 | 0.45361 | 431028
2016-05-30 04:00 | 0 | 0.446 | 404498
2016-05-30 05:00 | 0 | 0.43279 | 380422
2016-05-30 06:00 | 0 | 0.41569 | 362999
2016-05-30 07:00 | 0 | 0.38928 | 349662
2016-05-30 08:00 | 0 | 0.35471 | 342344
2016-05-30 09:00 | 0 | 0.30925 | 340098
2016-05-30 10:00 | 0 | 0.27168 | 340563
2016-05-30 11:00 | 3.22e-07 | 0.23875 | 346582
2016-05-30 12:00 | 0.09808 | 0.13958 | 362900
2016-05-30 13:00 | 0.44311 | 0.12039 | 390192
2016-05-30 14:00 | 0.66598 | 0.15949 | 420252
2016-05-30 15:00 | 0.77994 | 0.16709 | 448922
2016-05-30 16:00 | 0.82954 | 0.1728 | 472712
2016-05-30 17:00 | 0.84063 | 0.18979 | 490171
2016-05-30 18:00 | 0.83586 | 0.21666 | 503610
2016-05-30 19:00 | 0.82842 | 0.24993 | 513592
2016-05-30 20:00 | 0.82647 | 0.28801 | 521499
2016-05-30 21:00 | 0.81773 | 0.32532 | 526698
2016-05-30 22:00 | 0.78696 | 0.35824 | 526040
2016-05-30 23:00 | 0.70199 | 0.39855 | 519884
2016-05-31 | 0.55368 | 0.49626 | 510821
2016-05-31 01:00 | 0.30087 | 0.6643 | 501289
2016-05-31 02:00 | 0.042811 | 0.75113 | 478475
2016-05-31 03:00 | 0 | 0.7208 | 446575
2016-05-31 04:00 | 0 | 0.64417 | 417426
2016-05-31 05:00 | 0 | 0.58532 | 392066
2016-05-31 06:00 | 0 | 0.53603 | 372274
2016-05-31 07:00 | 0 | 0.49539 | 359147
2016-05-31 08:00 | 0 | 0.45969 | 355102
2016-05-31 09:00 | 0 | 0.42906 | 362437
2016-05-31 10:00 | 0 | 0.40241 | 380869
2016-05-31 11:00 | 4.13e-07 | 0.36744 | 404434
2016-05-31 12:00 | 0.11954 | 0.28438 | 430258
2016-05-31 13:00 | 0.50381 | 0.34283 | 457434
2016-05-31 14:00 | 0.69321 | 0.37319 | 485399
2016-05-31 15:00 | 0.78357 | 0.36874 | 511566
2016-05-31 16:00 | 0.82333 | 0.35283 | 533684
2016-05-31 17:00 | 0.82337 | 0.34465 | 552896
2016-05-31 18:00 | 0.80871 | 0.34202 | 566702
2016-05-31 19:00 | 0.78707 | 0.34077 | 575476
2016-05-31 20:00 | 0.76967 | 0.33851 | 578930
2016-05-31 21:00 | 0.74837 | 0.33407 | 578388
2016-05-31 22:00 | 0.71517 | 0.33072 | 571152
2016-05-31 23:00 | 0.64265 | 0.33106 | 558447
2016-06-01 | 0.51419 | 0.34412 | 545151
2016-06-01 01:00 | 0.30891 | 0.38816 | 533134
2016-06-01 02:00 | 0.057516 | 0.43458 | 505636
2016-06-01 03:00 | 1.91e-08 | 0.43709 | 469955
2016-06-01 04:00 | 0 | 0.42316 | 436947
2016-06-01 05:00 | 0 | 0.4087 | 409528
2016-06-01 06:00 | 0 | 0.40039 | 388462
2016-06-01 07:00 | 0 | 0.40449 | 373860
2016-06-01 08:00 | 0 | 0.41249 | 367627
2016-06-01 09:00 | 0 | 0.42511 | 372843
2016-06-01 10:00 | 0 | 0.43535 | 388457
2016-06-01 11:00 | 7.59e-06 | 0.39317 | 411140
2016-06-01 12:00 | 0.074201 | 0.25997 | 435165
2016-06-01 13:00 | 0.41453 | 0.29419 | 458866
2016-06-01 14:00 | 0.60638 | 0.33529 | 485380
2016-06-01 15:00 | 0.71441 | 0.32728 | 510547
2016-06-01 16:00 | 0.75556 | 0.31979 | 531408
2016-06-01 17:00 | 0.7617 | 0.31554 | 550110
2016-06-01 18:00 | 0.74909 | 0.30863 | 564854
2016-06-01 19:00 | 0.73391 | 0.29604 | 574628
2016-06-01 20:00 | 0.71686 | 0.27979 | 580324
2016-06-01 21:00 | 0.6936 | 0.26005 | 579092
2016-06-01 22:00 | 0.66201 | 0.23284 | 570068
2016-06-01 23:00 | 0.59673 | 0.19673 | 556557
2016-06-02 | 0.47466 | 0.16863 | 544273
2016-06-02 01:00 | 0.30003 | 0.18209 | 532348
2016-06-02 02:00 | 0.057849 | 0.21307 | 507490
2016-06-02 03:00 | 2e-07 | 0.2412 | 472589
2016-06-02 04:00 | 0 | 0.26897 | 439690
2016-06-02 05:00 | 0 | 0.29437 | 412308
2016-06-02 06:00 | 0 | 0.31342 | 390358
2016-06-02 07:00 | 0 | 0.32801 | 375879
2016-06-02 08:00 | 0 | 0.34255 | 370219
2016-06-02 09:00 | 0 | 0.34703 | 375798
2016-06-02 10:00 | 0 | 0.35021 | 393345
2016-06-02 11:00 | 5.3e-06 | 0.31332 | 414211
2016-06-02 12:00 | 0.10477 | 0.16557 | 435951
2016-06-02 13:00 | 0.46895 | 0.10429 | 457230
2016-06-02 14:00 | 0.67136 | 0.12116 | 479125
2016-06-02 15:00 | 0.78624 | 0.14578 | 500458
2016-06-02 16:00 | 0.83038 | 0.16033 | 519600
2016-06-02 17:00 | 0.83619 | 0.17474 | 537657
2016-06-02 18:00 | 0.83006 | 0.18892 | 551753
2016-06-02 19:00 | 0.81939 | 0.19899 | 561585
2016-06-02 20:00 | 0.81198 | 0.20594 | 567278
2016-06-02 21:00 | 0.79392 | 0.21516 | 568552
2016-06-02 22:00 | 0.7638 | 0.22706 | 562007
2016-06-02 23:00 | 0.69543 | 0.24487 | 550541
2016-06-03 | 0.55894 | 0.30145 | 540859
2016-06-03 01:00 | 0.34026 | 0.4573 | 528804
2016-06-03 02:00 | 0.046418 | 0.5566 | 504648
2016-06-03 03:00 | 3.37e-07 | 0.58278 | 471826
2016-06-03 04:00 | 0 | 0.5798 | 440612
2016-06-03 05:00 | 0 | 0.56433 | 412775
2016-06-03 06:00 | 0 | 0.54738 | 391019
2016-06-03 07:00 | 0 | 0.53664 | 376807
2016-06-03 08:00 | 0 | 0.5273 | 370748
2016-06-03 09:00 | 0 | 0.52193 | 376029
2016-06-03 10:00 | 0 | 0.51258 | 390568
2016-06-03 11:00 | 8.38e-06 | 0.46433 | 410728
2016-06-03 12:00 | 0.12234 | 0.28898 | 433401
2016-06-03 13:00 | 0.49458 | 0.25553 | 456710
2016-06-03 14:00 | 0.7017 | 0.34365 | 482352
2016-06-03 15:00 | 0.79597 | 0.38076 | 506438
2016-06-03 16:00 | 0.83754 | 0.37861 | 526219
2016-06-03 17:00 | 0.84857 | 0.36968 | 544271
2016-06-03 18:00 | 0.84346 | 0.36141 | 559157
2016-06-03 19:00 | 0.83538 | 0.35597 | 568887
2016-06-03 20:00 | 0.83221 | 0.35296 | 574581
2016-06-03 21:00 | 0.82329 | 0.3541 | 574869
2016-06-03 22:00 | 0.79445 | 0.35681 | 567521
2016-06-03 23:00 | 0.72217 | 0.34788 | 553923
2016-06-04 | 0.5906 | 0.35202 | 541270
2016-06-04 01:00 | 0.35349 | 0.4329 | 530077
2016-06-04 02:00 | 0.04755 | 0.53084 | 507757
2016-06-04 03:00 | 4.31e-07 | 0.54703 | 476751
2016-06-04 04:00 | 0 | 0.51072 | 445566
2016-06-04 05:00 | 0 | 0.45923 | 417881
2016-06-04 06:00 | 0 | 0.41708 | 395618
2016-06-04 07:00 | 0 | 0.39272 | 378450
2016-06-04 08:00 | 0 | 0.39198 | 367703
2016-06-04 09:00 | 0 | 0.40717 | 364114
2016-06-04 10:00 | 0 | 0.43044 | 364270
2016-06-04 11:00 | 9.92e-06 | 0.39997 | 372504
2016-06-04 12:00 | 0.15011 | 0.23693 | 391583
2016-06-04 13:00 | 0.5314 | 0.23452 | 416910
2016-06-04 14:00 | 0.68035 | 0.36388 | 444249
2016-06-04 15:00 | 0.78321 | 0.43363 | 469972
2016-06-04 16:00 | 0.81915 | 0.47453 | 491295
2016-06-04 17:00 | 0.82724 | 0.50135 | 507879
2016-06-04 18:00 | 0.82258 | 0.52351 | 520690
2016-06-04 19:00 | 0.81438 | 0.54379 | 530123
2016-06-04 20:00 | 0.80999 | 0.56098 | 536156
2016-06-04 21:00 | 0.79802 | 0.57492 | 539077
2016-06-04 22:00 | 0.76981 | 0.57239 | 535584
2016-06-04 23:00 | 0.69583 | 0.53889 | 526357
2016-06-05 | 0.56748 | 0.48925 | 517223
2016-06-05 01:00 | 0.3084 | 0.55322 | 507566
2016-06-05 02:00 | 0.031121 | 0.57285 | 488695
2016-06-05 03:00 | 0 | 0.52782 | 461209
2016-06-05 04:00 | 0 | 0.4779 | 431573
2016-06-05 05:00 | 0 | 0.43968 | 406781
2016-06-05 06:00 | 0 | 0.41995 | 386419
2016-06-05 07:00 | 0 | 0.40743 | 370429
2016-06-05 08:00 | 0 | 0.4004 | 360252
2016-06-05 09:00 | 0 | 0.39213 | 355281
2016-06-05 10:00 | 0 | 0.39484 | 352955
2016-06-05 11:00 | 1.34e-05 | 0.35168 | 357290
2016-06-05 12:00 | 0.14986 | 0.19319 | 374022
2016-06-05 13:00 | 0.53103 | 0.11867 | 397413
2016-06-05 14:00 | 0.70881 | 0.18483 | 422285
2016-06-05 15:00 | 0.79729 | 0.26326 | 445523
2016-06-05 16:00 | 0.84048 | 0.30512 | 466044
2016-06-05 17:00 | 0.84662 | 0.3361 | 483304
2016-06-05 18:00 | 0.84006 | 0.3592 | 497201
2016-06-05 19:00 | 0.83079 | 0.37258 | 508990
2016-06-05 20:00 | 0.82758 | 0.38104 | 519010
2016-06-05 21:00 | 0.81836 | 0.38738 | 525768
2016-06-05 22:00 | 0.79115 | 0.38828 | 526990
2016-06-05 23:00 | 0.70785 | 0.38631 | 521930
2016-06-06 | 0.57799 | 0.39814 | 513888
2016-06-06 01:00 | 0.31762 | 0.48725 | 504098
2016-06-06 02:00 | 0.043799 | 0.58846 | 485611
2016-06-06 03:00 | 8.35e-07 | 0.60534 | 456516
2016-06-06 04:00 | 0 | 0.57023 | 426240
2016-06-06 05:00 | 0 | 0.52917 | 403188
2016-06-06 06:00 | 0 | 0.50243 | 384384
2016-06-06 07:00 | 0 | 0.4966 | 370595
2016-06-06 08:00 | 0 | 0.49349 | 366015
2016-06-06 09:00 | 0 | 0.48861 | 371425
2016-06-06 10:00 | 0 | 0.48715 | 387935
2016-06-06 11:00 | 1.22e-05 | 0.42548 | 411661
2016-06-06 12:00 | 0.1305 | 0.25569 | 435162
2016-06-06 13:00 | 0.47762 | 0.22149 | 461328
2016-06-06 14:00 | 0.6826 | 0.27385 | 485280
2016-06-06 15:00 | 0.77921 | 0.30285 | 509087
2016-06-06 16:00 | 0.82034 | 0.30425 | 527204
2016-06-06 17:00 | 0.82732 | 0.30768 | 545385
2016-06-06 18:00 | 0.81727 | 0.30856 | 560299
2016-06-06 19:00 | 0.79848 | 0.3116 | 570244
2016-06-06 20:00 | 0.7796 | 0.31599 | 578371
2016-06-06 21:00 | 0.75136 | 0.31896 | 581232
2016-06-06 22:00 | 0.71603 | 0.32234 | 579340
2016-06-06 23:00 | 0.64068 | 0.32668 | 568858
2016-06-07 | 0.52204 | 0.35354 | 558041
2016-06-07 01:00 | 0.30548 | 0.48713 | 544630
2016-06-07 02:00 | 0.039285 | 0.63609 | 517539
2016-06-07 03:00 | 6.58e-07 | 0.62914 | 483215
2016-06-07 04:00 | 0 | 0.56097 | 448043
2016-06-07 05:00 | 0 | 0.49273 | 419365
2016-06-07 06:00 | 0 | 0.43344 | 397308
2016-06-07 07:00 | 0 | 0.38778 | 381818
2016-06-07 08:00 | 0 | 0.35407 | 375224
2016-06-07 09:00 | 0 | 0.33221 | 379918
2016-06-07 10:00 | 0 | 0.31655 | 394415
2016-06-07 11:00 | 5.73e-06 | 0.25255 | 414034
2016-06-07 12:00 | 0.11247 | 0.12153 | 436079
2016-06-07 13:00 | 0.4616 | 0.12064 | 460021
2016-06-07 14:00 | 0.65955 | 0.15079 | 485342
2016-06-07 15:00 | 0.76164 | 0.1394 | 508842
2016-06-07 16:00 | 0.80642 | 0.12017 | 528600
2016-06-07 17:00 | 0.81705 | 0.1083 | 546244
2016-06-07 18:00 | 0.80772 | 0.10338 | 559521
2016-06-07 19:00 | 0.79148 | 0.10384 | 569433
2016-06-07 20:00 | 0.77536 | 0.10981 | 575757
2016-06-07 21:00 | 0.75432 | 0.11786 | 579190
2016-06-07 22:00 | 0.72036 | 0.13348 | 575363
2016-06-07 23:00 | 0.63645 | 0.15925 | 564201
2016-06-08 | 0.50509 | 0.20742 | 548515
2016-06-08 01:00 | 0.28016 | 0.34787 | 533334
2016-06-08 02:00 | 0.03863 | 0.51707 | 506870
2016-06-08 03:00 | 1.93e-06 | 0.558 | 470978
2016-06-08 04:00 | 0 | 0.54047 | 437565
2016-06-08 05:00 | 0 | 0.50119 | 408850
2016-06-08 06:00 | 0 | 0.46938 | 386228
2016-06-08 07:00 | 0 | 0.44948 | 371486
2016-06-08 08:00 | 0 | 0.44456 | 364715
2016-06-08 09:00 | 0 | 0.44071 | 370472
2016-06-08 10:00 | 0 | 0.43629 | 382405
2016-06-08 11:00 | 4.31e-06 | 0.38475 | 400432
2016-06-08 12:00 | 0.11727 | 0.20314 | 420465
2016-06-08 13:00 | 0.44153 | 0.17551 | 442199
2016-06-08 14:00 | 0.63022 | 0.22489 | 465246
2016-06-08 15:00 | 0.71917 | 0.23147 | 486017
2016-06-08 16:00 | 0.76693 | 0.22054 | 502863
2016-06-08 17:00 | 0.77969 | 0.2198 | 519109
2016-06-08 18:00 | 0.77735 | 0.22851 | 532051
2016-06-08 19:00 | 0.76621 | 0.2403 | 543040
2016-06-08 20:00 | 0.75604 | 0.25393 | 551323
2016-06-08 21:00 | 0.73633 | 0.26528 | 555836
2016-06-08 22:00 | 0.69985 | 0.27602 | 553751
2016-06-08 23:00 | 0.61946 | 0.30876 | 543784
2016-06-09 | 0.48716 | 0.39716 | 530422
2016-06-09 01:00 | 0.26552 | 0.55529 | 517442
2016-06-09 02:00 | 0.034859 | 0.66508 | 494403
2016-06-09 03:00 | 1.49e-06 | 0.70627 | 461505
2016-06-09 04:00 | 0 | 0.70124 | 429485
2016-06-09 05:00 | 0 | 0.66947 | 402849
2016-06-09 06:00 | 0 | 0.63228 | 382478
2016-06-09 07:00 | 0 | 0.60365 | 368821
2016-06-09 08:00 | 0 | 0.57698 | 362709
2016-06-09 09:00 | 0 | 0.53165 | 366616
2016-06-09 10:00 | 0 | 0.48826 | 380315
2016-06-09 11:00 | 7.27e-06 | 0.4029 | 398304
2016-06-09 12:00 | 0.11535 | 0.23263 | 419320
2016-06-09 13:00 | 0.43497 | 0.23629 | 441583
2016-06-09 14:00 | 0.64097 | 0.32703 | 464597
2016-06-09 15:00 | 0.7517 | 0.33226 | 485879
2016-06-09 16:00 | 0.80899 | 0.32023 | 505989
2016-06-09 17:00 | 0.82262 | 0.31611 | 524767
2016-06-09 18:00 | 0.82029 | 0.31783 | 539999
2016-06-09 19:00 | 0.81231 | 0.32287 | 552774
2016-06-09 20:00 | 0.80617 | 0.32847 | 560594
2016-06-09 21:00 | 0.7912 | 0.33666 | 566846
2016-06-09 22:00 | 0.75729 | 0.35068 | 564371
2016-06-09 23:00 | 0.67834 | 0.38014 | 554318
2016-06-10 | 0.53952 | 0.4577 | 540316
2016-06-10 01:00 | 0.31319 | 0.61268 | 530398
2016-06-10 02:00 | 0.052476 | 0.72229 | 505423
2016-06-10 03:00 | 2.05e-06 | 0.71947 | 473098
2016-06-10 04:00 | 0 | 0.69097 | 438393
2016-06-10 05:00 | 0 | 0.65463 | 411512
2016-06-10 06:00 | 0 | 0.6153 | 391226
2016-06-10 07:00 | 0 | 0.5657 | 376885
2016-06-10 08:00 | 0 | 0.5154 | 369546
2016-06-10 09:00 | 0 | 0.46668 | 372398
2016-06-10 10:00 | 0 | 0.42754 | 383857
2016-06-10 11:00 | 9.14e-06 | 0.33945 | 402748
2016-06-10 12:00 | 0.12657 | 0.18186 | 426829
2016-06-10 13:00 | 0.42817 | 0.19712 | 454646
2016-06-10 14:00 | 0.58886 | 0.24662 | 482301
2016-06-10 15:00 | 0.68137 | 0.25357 | 508873
2016-06-10 16:00 | 0.72998 | 0.26226 | 531905
2016-06-10 17:00 | 0.74446 | 0.28399 | 551022
2016-06-10 18:00 | 0.74244 | 0.31146 | 567314
2016-06-10 19:00 | 0.73347 | 0.33132 | 579868
2016-06-10 20:00 | 0.71689 | 0.33505 | 589997
2016-06-10 21:00 | 0.68376 | 0.33241 | 593420
2016-06-10 22:00 | 0.6295 | 0.32853 | 587600
2016-06-10 23:00 | 0.53742 | 0.34125 | 573688
2016-06-11 | 0.40509 | 0.41187 | 556480
2016-06-11 01:00 | 0.21393 | 0.58689 | 540736
2016-06-11 02:00 | 0.032552 | 0.70348 | 517639
2016-06-11 03:00 | 2.62e-06 | 0.69478 | 486640
2016-06-11 04:00 | 0 | 0.66402 | 455231
2016-06-11 05:00 | 0 | 0.63536 | 426453
2016-06-11 06:00 | 0 | 0.60039 | 405689
2016-06-11 07:00 | 0 | 0.56313 | 388245
2016-06-11 08:00 | 0 | 0.53447 | 375972
2016-06-11 09:00 | 0 | 0.49515 | 372056
2016-06-11 10:00 | 0 | 0.45654 | 372473
2016-06-11 11:00 | 8.03e-06 | 0.37924 | 382390
2016-06-11 12:00 | 0.092122 | 0.25114 | 405494
2016-06-11 13:00 | 0.3086 | 0.24893 | 438077
2016-06-11 14:00 | 0.48649 | 0.30419 | 473340
2016-06-11 15:00 | 0.5999 | 0.32961 | 506666
2016-06-11 16:00 | 0.66231 | 0.33391 | 534752
2016-06-11 17:00 | 0.683 | 0.34272 | 555285
2016-06-11 18:00 | 0.67726 | 0.35925 | 571006
2016-06-11 19:00 | 0.66388 | 0.37801 | 582511
2016-06-11 20:00 | 0.64097 | 0.40251 | 590597
2016-06-11 21:00 | 0.60496 | 0.43479 | 595049
2016-06-11 22:00 | 0.54997 | 0.47559 | 591829
2016-06-11 23:00 | 0.47173 | 0.52699 | 580903
2016-06-12 | 0.35875 | 0.60492 | 566512
2016-06-12 01:00 | 0.20329 | 0.7093 | 552841
2016-06-12 02:00 | 0.024773 | 0.75993 | 531300
2016-06-12 03:00 | 1.6e-06 | 0.74616 | 501243
2016-06-12 04:00 | 0 | 0.70781 | 470687
2016-06-12 05:00 | 0 | 0.67295 | 442054
2016-06-12 06:00 | 0 | 0.64964 | 418211
2016-06-12 07:00 | 0 | 0.61829 | 400428
2016-06-12 08:00 | 0 | 0.59265 | 387567
2016-06-12 09:00 | 0 | 0.53706 | 380020
2016-06-12 10:00 | 0 | 0.46561 | 376210
2016-06-12 11:00 | 3.77e-06 | 0.39354 | 384024
2016-06-12 12:00 | 0.10397 | 0.30643 | 407958
2016-06-12 13:00 | 0.41377 | 0.32105 | 437678
2016-06-12 14:00 | 0.61229 | 0.33931 | 468012
2016-06-12 15:00 | 0.7192 | 0.32998 | 494687
2016-06-12 16:00 | 0.77461 | 0.32303 | 517422
2016-06-12 17:00 | 0.78608 | 0.31934 | 534487
2016-06-12 18:00 | 0.78057 | 0.32071 | 545621
2016-06-12 19:00 | 0.77104 | 0.32004 | 552724
2016-06-12 20:00 | 0.76189 | 0.31468 | 556947
2016-06-12 21:00 | 0.74442 | 0.30521 | 558748
2016-06-12 22:00 | 0.70904 | 0.29166 | 554207
2016-06-12 23:00 | 0.63446 | 0.27884 | 543277
2016-06-13 | 0.52686 | 0.29455 | 530139
2016-06-13 01:00 | 0.30355 | 0.40086 | 519068
2016-06-13 02:00 | 0.035865 | 0.4744 | 498816
2016-06-13 03:00 | 2.74e-06 | 0.45119 | 469138
2016-06-13 04:00 | 0 | 0.40546 | 439711
2016-06-13 05:00 | 0 | 0.36584 | 415207
2016-06-13 06:00 | 0 | 0.32732 | 394517
2016-06-13 07:00 | 0 | 0.29394 | 380639
2016-06-13 08:00 | 0 | 0.27134 | 374559
2016-06-13 09:00 | 0 | 0.2423 | 379564
2016-06-13 10:00 | 0 | 0.22054 | 394195
2016-06-13 11:00 | 4e-06 | 0.18451 | 416210
2016-06-13 12:00 | 0.14144 | 0.11091 | 440541
2016-06-13 13:00 | 0.46694 | 0.094479 | 467299
2016-06-13 14:00 | 0.6673 | 0.10295 | 495712
2016-06-13 15:00 | 0.76388 | 0.09984 | 522570
2016-06-13 16:00 | 0.803 | 0.093823 | 545584
2016-06-13 17:00 | 0.80562 | 0.089879 | 565469
2016-06-13 18:00 | 0.79493 | 0.090341 | 580343
2016-06-13 19:00 | 0.78386 | 0.094501 | 589658
2016-06-13 20:00 | 0.77718 | 0.098483 | 595279
2016-06-13 21:00 | 0.76668 | 0.10711 | 596967
2016-06-13 22:00 | 0.73376 | 0.12524 | 591091
2016-06-13 23:00 | 0.65056 | 0.15896 | 579889
2016-06-14 | 0.53824 | 0.21258 | 565632
2016-06-14 01:00 | 0.2948 | 0.341 | 551948
2016-06-14 02:00 | 0.04099 | 0.46675 | 527027
2016-06-14 03:00 | 0 | 0.47225 | 491855
2016-06-14 04:00 | 0 | 0.44611 | 458318
2016-06-14 05:00 | 0 | 0.41848 | 429694
2016-06-14 06:00 | 0 | 0.39414 | 408610
2016-06-14 07:00 | 0 | 0.37013 | 393006
2016-06-14 08:00 | 0 | 0.34431 | 386262
2016-06-14 09:00 | 0 | 0.31773 | 390262
2016-06-14 10:00 | 0 | 0.3071 | 405010
2016-06-14 11:00 | 1.32e-05 | 0.28893 | 425599
2016-06-14 12:00 | 0.16651 | 0.20155 | 449688
2016-06-14 13:00 | 0.55105 | 0.21367 | 476353
2016-06-14 14:00 | 0.70221 | 0.25338 | 503944
2016-06-14 15:00 | 0.80436 | 0.26357 | 530927
2016-06-14 16:00 | 0.8593 | 0.2772 | 553952
2016-06-14 17:00 | 0.86532 | 0.29852 | 573249
2016-06-14 18:00 | 0.85367 | 0.3212 | 587081
2016-06-14 19:00 | 0.84006 | 0.34304 | 595687
2016-06-14 20:00 | 0.83191 | 0.3573 | 601822
2016-06-14 21:00 | 0.81708 | 0.35726 | 603737
2016-06-14 22:00 | 0.78601 | 0.3491 | 597600
2016-06-14 23:00 | 0.70256 | 0.33149 | 585548
2016-06-15 | 0.554 | 0.33634 | 570965
2016-06-15 01:00 | 0.30135 | 0.40804 | 557325
2016-06-15 02:00 | 0.037084 | 0.46001 | 532471
2016-06-15 03:00 | 2.61e-06 | 0.47924 | 498690
2016-06-15 04:00 | 0 | 0.48186 | 466211
2016-06-15 05:00 | 0 | 0.48775 | 438142
2016-06-15 06:00 | 0 | 0.50478 | 417100
2016-06-15 07:00 | 0 | 0.51539 | 402112
2016-06-15 08:00 | 0 | 0.51429 | 394759
2016-06-15 09:00 | 0 | 0.50176 | 398514
2016-06-15 10:00 | 0 | 0.4782 | 413684
2016-06-15 11:00 | 1.75e-05 | 0.40943 | 433725
2016-06-15 12:00 | 0.15071 | 0.22061 | 458210
2016-06-15 13:00 | 0.52471 | 0.15861 | 486171
2016-06-15 14:00 | 0.6847 | 0.1642 | 515729
2016-06-15 15:00 | 0.7965 | 0.18625 | 544200
2016-06-15 16:00 | 0.8423 | 0.19834 | 569028
2016-06-15 17:00 | 0.85369 | 0.21806 | 590949
2016-06-15 18:00 | 0.84986 | 0.24605 | 608682
2016-06-15 19:00 | 0.84329 | 0.27776 | 621100
2016-06-15 20:00 | 0.84225 | 0.30696 | 629859
2016-06-15 21:00 | 0.83687 | 0.32989 | 632024
2016-06-15 22:00 | 0.80844 | 0.3476 | 626813
2016-06-15 23:00 | 0.74235 | 0.37164 | 613147
2016-06-16 | 0.59446 | 0.44433 | 596583
2016-06-16 01:00 | 0.34037 | 0.61156 | 579747
2016-06-16 02:00 | 0.047601 | 0.7209 | 552876
2016-06-16 03:00 | 2.07e-06 | 0.75404 | 516809
2016-06-16 04:00 | 0 | 0.73338 | 482294
2016-06-16 05:00 | 0 | 0.69511 | 452694
2016-06-16 06:00 | 0 | 0.65012 | 429579
2016-06-16 07:00 | 0 | 0.60901 | 412910
2016-06-16 08:00 | 0 | 0.58165 | 404973
2016-06-16 09:00 | 0 | 0.55667 | 408505
2016-06-16 10:00 | 0 | 0.5282 | 422239
2016-06-16 11:00 | 1.67e-05 | 0.45926 | 442317
2016-06-16 12:00 | 0.16139 | 0.33655 | 467491
2016-06-16 13:00 | 0.55893 | 0.34697 | 494771
2016-06-16 14:00 | 0.70996 | 0.37596 | 523244
2016-06-16 15:00 | 0.81812 | 0.38081 | 550557
2016-06-16 16:00 | 0.85707 | 0.36736 | 573493
2016-06-16 17:00 | 0.87499 | 0.3656 | 593314
2016-06-16 18:00 | 0.86837 | 0.38406 | 608327
2016-06-16 19:00 | 0.86004 | 0.4121 | 617141
2016-06-16 20:00 | 0.85833 | 0.44206 | 622344
2016-06-16 21:00 | 0.8518 | 0.46807 | 623112
2016-06-16 22:00 | 0.82356 | 0.48019 | 617203
2016-06-16 23:00 | 0.7577 | 0.47581 | 605611
2016-06-17 | 0.60271 | 0.51317 | 591553
2016-06-17 01:00 | 0.35658 | 0.6363 | 575723
2016-06-17 02:00 | 0.049939 | 0.72472 | 549591
2016-06-17 03:00 | 1.78e-06 | 0.73126 | 515717
2016-06-17 04:00 | 0 | 0.70743 | 483717
2016-06-17 05:00 | 0 | 0.68153 | 454279
2016-06-17 06:00 | 0 | 0.64985 | 428248
2016-06-17 07:00 | 0 | 0.62478 | 411752
2016-06-17 08:00 | 0 | 0.59611 | 403500
2016-06-17 09:00 | 0 | 0.56534 | 405513
2016-06-17 10:00 | 0 | 0.535 | 416644
2016-06-17 11:00 | 1.66e-05 | 0.4624 | 434301
2016-06-17 12:00 | 0.15707 | 0.30858 | 459290
2016-06-17 13:00 | 0.55306 | 0.29951 | 488911
2016-06-17 14:00 | 0.70763 | 0.28985 | 518595
2016-06-17 15:00 | 0.81093 | 0.25138 | 545741
2016-06-17 16:00 | 0.85203 | 0.21914 | 567490
2016-06-17 17:00 | 0.86526 | 0.20013 | 584549
2016-06-17 18:00 | 0.86101 | 0.18937 | 597291
2016-06-17 19:00 | 0.8533 | 0.18475 | 606608
2016-06-17 20:00 | 0.85114 | 0.18274 | 612181
2016-06-17 21:00 | 0.84395 | 0.18265 | 612561
2016-06-17 22:00 | 0.814 | 0.18868 | 604742
2016-06-17 23:00 | 0.74226 | 0.20837 | 590018
2016-06-18 | 0.58769 | 0.27552 | 571383
2016-06-18 01:00 | 0.32722 | 0.42267 | 554508
2016-06-18 02:00 | 0.048206 | 0.55167 | 530096
2016-06-18 03:00 | 8.24e-07 | 0.58047 | 497484
2016-06-18 04:00 | 0 | 0.54755 | 465759
2016-06-18 05:00 | 0 | 0.50665 | 436125
2016-06-18 06:00 | 0 | 0.46711 | 410907
2016-06-18 07:00 | 0 | 0.42833 | 393168
2016-06-18 08:00 | 0 | 0.39851 | 381758
2016-06-18 09:00 | 0 | 0.34793 | 376227
2016-06-18 10:00 | 0 | 0.30212 | 375830
2016-06-18 11:00 | 8.76e-06 | 0.24589 | 384738
2016-06-18 12:00 | 0.16263 | 0.14261 | 405325
2016-06-18 13:00 | 0.53801 | 0.10942 | 432021
2016-06-18 14:00 | 0.68773 | 0.11973 | 460821
2016-06-18 15:00 | 0.78578 | 0.11117 | 489654
2016-06-18 16:00 | 0.82382 | 0.097808 | 514631
2016-06-18 17:00 | 0.82882 | 0.092262 | 534606
2016-06-18 18:00 | 0.82061 | 0.092331 | 551191
2016-06-18 19:00 | 0.80996 | 0.099156 | 564545
2016-06-18 20:00 | 0.80153 | 0.11372 | 574478
2016-06-18 21:00 | 0.78424 | 0.13741 | 579685
2016-06-18 22:00 | 0.75119 | 0.17188 | 575841
2016-06-18 23:00 | 0.67038 | 0.22191 | 562708
2016-06-19 | 0.51684 | 0.29895 | 545617
2016-06-19 01:00 | 0.28293 | 0.46338 | 531539
2016-06-19 02:00 | 0.047518 | 0.61502 | 511308
2016-06-19 03:00 | 4.12e-06 | 0.65664 | 481727
2016-06-19 04:00 | 0 | 0.65631 | 450963
2016-06-19 05:00 | 0 | 0.63725 | 423780
2016-06-19 06:00 | 0 | 0.6111 | 400632
2016-06-19 07:00 | 0 | 0.58515 | 383744
2016-06-19 08:00 | 0 | 0.56323 | 372003
2016-06-19 09:00 | 0 | 0.54485 | 364628
2016-06-19 10:00 | 0 | 0.52409 | 361484
2016-06-19 11:00 | 1.49e-05 | 0.45628 | 367308
2016-06-19 12:00 | 0.13804 | 0.3188 | 387174
2016-06-19 13:00 | 0.46228 | 0.36011 | 415881
2016-06-19 14:00 | 0.63772 | 0.41874 | 447988
2016-06-19 15:00 | 0.74573 | 0.43877 | 479035
2016-06-19 16:00 | 0.79638 | 0.4547 | 506647
2016-06-19 17:00 | 0.80831 | 0.46895 | 530674
2016-06-19 18:00 | 0.80607 | 0.47772 | 550246
2016-06-19 19:00 | 0.8003 | 0.48098 | 567009
2016-06-19 20:00 | 0.79586 | 0.482 | 580864
2016-06-19 21:00 | 0.78208 | 0.48549 | 590387
2016-06-19 22:00 | 0.75162 | 0.49367 | 591563
2016-06-19 23:00 | 0.68352 | 0.51054 | 584623
2016-06-20 | 0.54053 | 0.55826 | 571899
2016-06-20 01:00 | 0.33336 | 0.67232 | 560612
2016-06-20 02:00 | 0.045559 | 0.77277 | 538629
2016-06-20 03:00 | 1.45e-06 | 0.77673 | 506404
2016-06-20 04:00 | 0 | 0.74855 | 472788
2016-06-20 05:00 | 0 | 0.7177 | 444380
2016-06-20 06:00 | 0 | 0.68687 | 420074
2016-06-20 07:00 | 0 | 0.65765 | 403268
2016-06-20 08:00 | 0 | 0.62122 | 394676
2016-06-20 09:00 | 0 | 0.57143 | 397331
2016-06-20 10:00 | 0 | 0.51769 | 410679
2016-06-20 11:00 | 1.66e-05 | 0.39334 | 433379
2016-06-20 12:00 | 0.16261 | 0.22459 | 461784
2016-06-20 13:00 | 0.51456 | 0.28205 | 494530
2016-06-20 14:00 | 0.69468 | 0.29187 | 529278
2016-06-20 15:00 | 0.78144 | 0.2573 | 563124
2016-06-20 16:00 | 0.82391 | 0.22493 | 592728
2016-06-20 17:00 | 0.82969 | 0.20826 | 618309
2016-06-20 18:00 | 0.82305 | 0.20207 | 637952
2016-06-20 19:00 | 0.81542 | 0.19855 | 653245
2016-06-20 20:00 | 0.8137 | 0.19481 | 664302
2016-06-20 21:00 | 0.80703 | 0.1942 | 668915
2016-06-20 22:00 | 0.78356 | 0.1931 | 664906
2016-06-20 23:00 | 0.71005 | 0.19169 | 651397
2016-06-21 | 0.57976 | 0.20697 | 631507
2016-06-21 01:00 | 0.32615 | 0.3286 | 612804
2016-06-21 02:00 | 0.048632 | 0.49889 | 581995
2016-06-21 03:00 | 1.26e-06 | 0.55426 | 539949
2016-06-21 04:00 | 0 | 0.54404 | 501362
2016-06-21 05:00 | 0 | 0.52013 | 469238
2016-06-21 06:00 | 0 | 0.4948 | 441958
2016-06-21 07:00 | 0 | 0.47726 | 422625
2016-06-21 08:00 | 0 | 0.4652 | 412705
2016-06-21 09:00 | 0 | 0.43709 | 414254
2016-06-21 10:00 | 0 | 0.40477 | 427487
2016-06-21 11:00 | 1.41e-05 | 0.34471 | 447267
2016-06-21 12:00 | 0.14051 | 0.1878 | 470193
2016-06-21 13:00 | 0.44528 | 0.15691 | 498042
2016-06-21 14:00 | 0.64717 | 0.21341 | 529549
2016-06-21 15:00 | 0.7343 | 0.23773 | 560715
2016-06-21 16:00 | 0.78676 | 0.24515 | 586867
2016-06-21 17:00 | 0.80003 | 0.25826 | 609939
2016-06-21 18:00 | 0.80045 | 0.28049 | 627655
2016-06-21 19:00 | 0.79378 | 0.31004 | 640291
2016-06-21 20:00 | 0.78771 | 0.34247 | 649707
2016-06-21 21:00 | 0.77568 | 0.37151 | 653434
2016-06-21 22:00 | 0.74371 | 0.39778 | 648117
2016-06-21 23:00 | 0.66455 | 0.43303 | 634951
2016-06-22 | 0.52356 | 0.51851 | 617957
2016-06-22 01:00 | 0.27825 | 0.70788 | 599868
2016-06-22 02:00 | 0.048132 | 0.82969 | 571899
2016-06-22 03:00 | 3.82e-06 | 0.84836 | 532903
2016-06-22 04:00 | 0 | 0.83532 | 495486
2016-06-22 05:00 | 0 | 0.80966 | 464781
2016-06-22 06:00 | 0 | 0.7808 | 439728
2016-06-22 07:00 | 0 | 0.75598 | 422327
2016-06-22 08:00 | 0 | 0.72815 | 411323
2016-06-22 09:00 | 0 | 0.69449 | 412625
2016-06-22 10:00 | 0 | 0.6628 | 424663
2016-06-22 11:00 | 1.63e-05 | 0.59264 | 445447
2016-06-22 12:00 | 0.13922 | 0.45761 | 469789
2016-06-22 13:00 | 0.44249 | 0.54688 | 498029
2016-06-22 14:00 | 0.64527 | 0.5737 | 528101
2016-06-22 15:00 | 0.72496 | 0.53277 | 557079
2016-06-22 16:00 | 0.77651 | 0.48681 | 582091
2016-06-22 17:00 | 0.78886 | 0.45305 | 604925
2016-06-22 18:00 | 0.78458 | 0.42845 | 623197
2016-06-22 19:00 | 0.77181 | 0.40658 | 636797
2016-06-22 20:00 | 0.76156 | 0.38738 | 648742
2016-06-22 21:00 | 0.74634 | 0.36855 | 653933
2016-06-22 22:00 | 0.71119 | 0.35148 | 651094
2016-06-22 23:00 | 0.63839 | 0.34148 | 640266
2016-06-23 | 0.51504 | 0.36351 | 623630
2016-06-23 01:00 | 0.29098 | 0.4892 | 607473
2016-06-23 02:00 | 0.050151 | 0.59734 | 579275
2016-06-23 03:00 | 4.03e-06 | 0.62867 | 541127
2016-06-23 04:00 | 0 | 0.6027 | 505365
2016-06-23 05:00 | 0 | 0.55896 | 474918
2016-06-23 06:00 | 0 | 0.51945 | 449614
2016-06-23 07:00 | 0 | 0.47986 | 430975
2016-06-23 08:00 | 0 | 0.44459 | 420920
2016-06-23 09:00 | 0 | 0.40927 | 422636
2016-06-23 10:00 | 0 | 0.37099 | 435624
2016-06-23 11:00 | 1.85e-06 | 0.28293 | 453506
2016-06-23 12:00 | 0.11425 | 0.1774 | 476162
2016-06-23 13:00 | 0.43225 | 0.19809 | 503574
2016-06-23 14:00 | 0.61958 | 0.21713 | 533806
2016-06-23 15:00 | 0.70485 | 0.20004 | 562667
2016-06-23 16:00 | 0.74737 | 0.17614 | 586908
2016-06-23 17:00 | 0.76084 | 0.16038 | 609543
2016-06-23 18:00 | 0.75453 | 0.15063 | 626573
2016-06-23 19:00 | 0.744 | 0.14256 | 639206
2016-06-23 20:00 | 0.73409 | 0.14034 | 646663
2016-06-23 21:00 | 0.71504 | 0.14611 | 648522
2016-06-23 22:00 | 0.68149 | 0.16132 | 641842
2016-06-23 23:00 | 0.60987 | 0.19533 | 627035
2016-06-24 | 0.48903 | 0.26882 | 610069
2016-06-24 01:00 | 0.29726 | 0.44222 | 593801
2016-06-24 02:00 | 0.047409 | 0.59401 | 567900
2016-06-24 03:00 | 3.95e-06 | 0.62864 | 530470
2016-06-24 04:00 | 0 | 0.60303 | 495549
2016-06-24 05:00 | 0 | 0.56139 | 464939
2016-06-24 06:00 | 0 | 0.52236 | 439525
2016-06-24 07:00 | 0 | 0.50174 | 421376
2016-06-24 08:00 | 0 | 0.4877 | 412085
2016-06-24 09:00 | 0 | 0.46158 | 413435
2016-06-24 10:00 | 0 | 0.43714 | 424244
2016-06-24 11:00 | 2.55e-06 | 0.36689 | 440458
2016-06-24 12:00 | 0.10713 | 0.23088 | 463708
2016-06-24 13:00 | 0.42151 | 0.27078 | 493073
2016-06-24 14:00 | 0.61034 | 0.28959 | 525878
2016-06-24 15:00 | 0.71196 | 0.26166 | 555545
2016-06-24 16:00 | 0.76665 | 0.25228 | 580705
2016-06-24 17:00 | 0.79094 | 0.26845 | 602435
2016-06-24 18:00 | 0.78659 | 0.30011 | 619693
2016-06-24 19:00 | 0.775 | 0.33847 | 630709
2016-06-24 20:00 | 0.76212 | 0.37923 | 638495
2016-06-24 21:00 | 0.74043 | 0.42227 | 640690
2016-06-24 22:00 | 0.69938 | 0.46574 | 633972
2016-06-24 23:00 | 0.62277 | 0.51402 | 618931
2016-06-25 | 0.48921 | 0.57995 | 599867
2016-06-25 01:00 | 0.28986 | 0.70264 | 582333
2016-06-25 02:00 | 0.040875 | 0.78129 | 556986
2016-06-25 03:00 | 3.71e-06 | 0.77185 | 523448
2016-06-25 04:00 | 0 | 0.74945 | 488739
2016-06-25 05:00 | 0 | 0.72856 | 458760
2016-06-25 06:00 | 0 | 0.70213 | 434366
2016-06-25 07:00 | 0 | 0.67722 | 415428
2016-06-25 08:00 | 0 | 0.66433 | 403474
2016-06-25 09:00 | 0 | 0.64321 | 398206
2016-06-25 10:00 | 0 | 0.61466 | 396437
2016-06-25 11:00 | 9.57e-06 | 0.54909 | 406211
2016-06-25 12:00 | 0.10578 | 0.47036 | 429393
2016-06-25 13:00 | 0.42089 | 0.60459 | 460277
2016-06-25 14:00 | 0.6214 | 0.652 | 496302
2016-06-25 15:00 | 0.72398 | 0.63851 | 529538
2016-06-25 16:00 | 0.77384 | 0.62844 | 556540
2016-06-25 17:00 | 0.78935 | 0.62826 | 577439
2016-06-25 18:00 | 0.78534 | 0.63159 | 594128
2016-06-25 19:00 | 0.76934 | 0.63366 | 607626
2016-06-25 20:00 | 0.75284 | 0.63095 | 617969
2016-06-25 21:00 | 0.72642 | 0.62425 | 622318
2016-06-25 22:00 | 0.67781 | 0.62032 | 618800
2016-06-25 23:00 | 0.59671 | 0.61911 | 606976
2016-06-26 | 0.474 | 0.62445 | 589083
2016-06-26 01:00 | 0.28758 | 0.64888 | 574644
2016-06-26 02:00 | 0.052865 | 0.63898 | 551576
2016-06-26 03:00 | 3.23e-06 | 0.58502 | 519032
2016-06-26 04:00 | 0 | 0.53455 | 486390
2016-06-26 05:00 | 0 | 0.48692 | 459029
2016-06-26 06:00 | 0 | 0.44867 | 434515
2016-06-26 07:00 | 0 | 0.4227 | 415502
2016-06-26 08:00 | 0 | 0.41479 | 402118
2016-06-26 09:00 | 0 | 0.41315 | 393992
2016-06-26 10:00 | 0 | 0.40196 | 389269
2016-06-26 11:00 | 2.66e-06 | 0.34645 | 395323
2016-06-26 12:00 | 0.09336 | 0.23117 | 417009
2016-06-26 13:00 | 0.41427 | 0.26343 | 448690
2016-06-26 14:00 | 0.57732 | 0.28971 | 482510
2016-06-26 15:00 | 0.68365 | 0.29972 | 515606
2016-06-26 16:00 | 0.73274 | 0.30681 | 545152
2016-06-26 17:00 | 0.74548 | 0.31354 | 569377
2016-06-26 18:00 | 0.73895 | 0.31909 | 587630
2016-06-26 19:00 | 0.72363 | 0.3217 | 600551
2016-06-26 20:00 | 0.70841 | 0.32065 | 611011
2016-06-26 21:00 | 0.68422 | 0.31633 | 618377
2016-06-26 22:00 | 0.64674 | 0.31178 | 617665
2016-06-26 23:00 | 0.57888 | 0.3073 | 607496
2016-06-27 | 0.44827 | 0.31444 | 592599
2016-06-27 01:00 | 0.2749 | 0.36696 | 578817
2016-06-27 02:00 | 0.051251 | 0.44577 | 554582
2016-06-27 03:00 | 2.31e-06 | 0.47235 | 522357
2016-06-27 04:00 | 0 | 0.45846 | 487380
2016-06-27 05:00 | 0 | 0.42355 | 457889
2016-06-27 06:00 | 0 | 0.38021 | 434252
2016-06-27 07:00 | 0 | 0.33475 | 417528
2016-06-27 08:00 | 0 | 0.29721 | 409693
2016-06-27 09:00 | 0 | 0.25681 | 412485
2016-06-27 10:00 | 0 | 0.22229 | 425260
2016-06-27 11:00 | 1.36e-05 | 0.15796 | 445867
2016-06-27 12:00 | 0.13226 | 0.093115 | 473347
2016-06-27 13:00 | 0.43441 | 0.094565 | 505702
2016-06-27 14:00 | 0.60539 | 0.10925 | 541134
2016-06-27 15:00 | 0.70728 | 0.11496 | 575398
2016-06-27 16:00 | 0.74991 | 0.11723 | 605106
2016-06-27 17:00 | 0.76743 | 0.11683 | 630216
2016-06-27 18:00 | 0.76274 | 0.11536 | 649665
2016-06-27 19:00 | 0.75167 | 0.113 | 662709
2016-06-27 20:00 | 0.74176 | 0.1115 | 670215
2016-06-27 21:00 | 0.72263 | 0.10974 | 671047
2016-06-27 22:00 | 0.68568 | 0.10931 | 663408
2016-06-27 23:00 | 0.6029 | 0.11526 | 649398
2016-06-28 | 0.46759 | 0.14024 | 630972
2016-06-28 01:00 | 0.262 | 0.23919 | 611553
2016-06-28 02:00 | 0.039836 | 0.38103 | 582436
2016-06-28 03:00 | 2.45e-06 | 0.43686 | 542570
2016-06-28 04:00 | 0 | 0.42154 | 505108
2016-06-28 05:00 | 0 | 0.38564 | 472652
2016-06-28 06:00 | 0 | 0.34406 | 447155
2016-06-28 07:00 | 0 | 0.30037 | 428315
2016-06-28 08:00 | 0 | 0.2621 | 418966
2016-06-28 09:00 | 0 | 0.21946 | 421131
2016-06-28 10:00 | 0 | 0.19029 | 432714
2016-06-28 11:00 | 5.03e-06 | 0.15564 | 450973
2016-06-28 12:00 | 0.12651 | 0.069084 | 473234
2016-06-28 13:00 | 0.39905 | 0.046865 | 500024
2016-06-28 14:00 | 0.5773 | 0.045806 | 529073
2016-06-28 15:00 | 0.69149 | 0.03997 | 556879
2016-06-28 16:00 | 0.73874 | 0.037423 | 580836
2016-06-28 17:00 | 0.75504 | 0.037973 | 601203
2016-06-28 18:00 | 0.7516 | 0.040708 | 616276
2016-06-28 19:00 | 0.73985 | 0.044996 | 624529
2016-06-28 20:00 | 0.72542 | 0.050787 | 628520
2016-06-28 21:00 | 0.69259 | 0.05972 | 628828
2016-06-28 22:00 | 0.6435 | 0.072342 | 621537
2016-06-28 23:00 | 0.56051 | 0.090669 | 607995
2016-06-29 | 0.42302 | 0.12629 | 591546
2016-06-29 01:00 | 0.22366 | 0.22112 | 574649
2016-06-29 02:00 | 0.036303 | 0.34715 | 547945
2016-06-29 03:00 | 2.2e-06 | 0.37423 | 513219
2016-06-29 04:00 | 0 | 0.35625 | 478698
2016-06-29 05:00 | 0 | 0.33098 | 449349
2016-06-29 06:00 | 0 | 0.30401 | 424797
2016-06-29 07:00 | 0 | 0.28245 | 407843
2016-06-29 08:00 | 0 | 0.26457 | 399379
2016-06-29 09:00 | 0 | 0.23229 | 401264
2016-06-29 10:00 | 0 | 0.20104 | 413223
2016-06-29 11:00 | 3.84e-06 | 0.15703 | 432696
2016-06-29 12:00 | 0.10804 | 0.070059 | 456995
2016-06-29 13:00 | 0.36695 | 0.05476 | 482516
2016-06-29 14:00 | 0.53659 | 0.062831 | 511202
2016-06-29 15:00 | 0.63005 | 0.051916 | 540055
2016-06-29 16:00 | 0.68127 | 0.039492 | 565473
2016-06-29 17:00 | 0.70161 | 0.032319 | 588208
2016-06-29 18:00 | 0.70233 | 0.029421 | 607375
2016-06-29 19:00 | 0.69343 | 0.030806 | 621004
2016-06-29 20:00 | 0.68231 | 0.033987 | 630653
2016-06-29 21:00 | 0.66154 | 0.038369 | 634465
2016-06-29 22:00 | 0.61903 | 0.048229 | 629556
2016-06-29 23:00 | 0.53675 | 0.065849 | 616067
2016-06-30 | 0.3959 | 0.10485 | 597182
2016-06-30 01:00 | 0.19767 | 0.20803 | 580014
2016-06-30 02:00 | 0.041619 | 0.33214 | 553545
2016-06-30 03:00 | 2.07e-06 | 0.37657 | 516726
2016-06-30 04:00 | 0 | 0.36222 | 480169
2016-06-30 05:00 | 0 | 0.33453 | 449511
2016-06-30 06:00 | 0 | 0.30751 | 424274
2016-06-30 07:00 | 0 | 0.28604 | 406855
2016-06-30 08:00 | 0 | 0.27226 | 398026
2016-06-30 09:00 | 0 | 0.25006 | 399538
2016-06-30 10:00 | 0 | 0.22907 | 410455
2016-06-30 11:00 | 2.01e-06 | 0.19032 | 428603
2016-06-30 12:00 | 0.082016 | 0.11435 | 452042
2016-06-30 13:00 | 0.301 | 0.12254 | 479897
2016-06-30 14:00 | 0.47567 | 0.1573 | 509011
2016-06-30 15:00 | 0.57205 | 0.16388 | 536971
2016-06-30 16:00 | 0.62566 | 0.15947 | 561106
2016-06-30 17:00 | 0.64401 | 0.15657 | 582107
2016-06-30 18:00 | 0.6336 | 0.15868 | 600446
2016-06-30 19:00 | 0.61205 | 0.16607 | 614080
2016-06-30 20:00 | 0.58427 | 0.17829 | 623589
2016-06-30 21:00 | 0.54081 | 0.19329 | 626709
2016-06-30 22:00 | 0.48173 | 0.2078 | 620594
2016-06-30 23:00 | 0.40326 | 0.22323 | 607167
2016-07-01 | 0.29173 | 0.25809 | 590202
2016-07-01 01:00 | 0.15922 | 0.37034 | 574790
2016-07-01 02:00 | 0.047611 | 0.52093 | 549953
2016-07-01 03:00 | 2.34e-06 | 0.5434 | 515518
2016-07-01 04:00 | 0 | 0.50751 | 480417
2016-07-01 05:00 | 0 | 0.47052 | 450190
2016-07-01 06:00 | 0 | 0.43127 | 426366
2016-07-01 07:00 | 0 | 0.39622 | 409213
2016-07-01 08:00 | 0 | 0.37261 | 400250
2016-07-01 09:00 | 0 | 0.34342 | 401487
2016-07-01 10:00 | 0 | 0.31092 | 412287
2016-07-01 11:00 | 0 | 0.23838 | 428746
2016-07-01 12:00 | 0.068691 | 0.15314 | 450070
2016-07-01 13:00 | 0.28862 | 0.17822 | 478324
2016-07-01 14:00 | 0.48574 | 0.18983 | 508012
2016-07-01 15:00 | 0.5991 | 0.16868 | 535615
2016-07-01 16:00 | 0.64763 | 0.14994 | 559186
2016-07-01 17:00 | 0.66524 | 0.14355 | 579245
2016-07-01 18:00 | 0.65535 | 0.14609 | 595305
2016-07-01 19:00 | 0.63179 | 0.15307 | 605699
2016-07-01 20:00 | 0.59675 | 0.1601 | 611337
2016-07-01 21:00 | 0.53964 | 0.17321 | 611951
2016-07-01 22:00 | 0.47607 | 0.18933 | 605031
2016-07-01 23:00 | 0.3931 | 0.20193 | 590638
2016-07-02 | 0.29182 | 0.22569 | 571712
2016-07-02 01:00 | 0.16844 | 0.29122 | 554807
2016-07-02 02:00 | 0.036967 | 0.36899 | 531328
2016-07-02 03:00 | 1.96e-06 | 0.40506 | 499376
2016-07-02 04:00 | 0 | 0.39277 | 466635
2016-07-02 05:00 | 0 | 0.37068 | 439718
2016-07-02 06:00 | 0 | 0.35069 | 416966
2016-07-02 07:00 | 0 | 0.32547 | 399240
2016-07-02 08:00 | 0 | 0.30577 | 387170
2016-07-02 09:00 | 0 | 0.28367 | 380581
2016-07-02 10:00 | 0 | 0.26489 | 378094
2016-07-02 11:00 | 5.64e-06 | 0.23061 | 383661
2016-07-02 12:00 | 0.098114 | 0.14459 | 400616
2016-07-02 13:00 | 0.37952 | 0.18027 | 426470
2016-07-02 14:00 | 0.58733 | 0.21103 | 455527
2016-07-02 15:00 | 0.69626 | 0.19989 | 483095
2016-07-02 16:00 | 0.73563 | 0.18701 | 505288
2016-07-02 17:00 | 0.74112 | 0.18015 | 521550
2016-07-02 18:00 | 0.72939 | 0.17551 | 534147
2016-07-02 19:00 | 0.71283 | 0.17158 | 543318
2016-07-02 20:00 | 0.69206 | 0.1697 | 550529
2016-07-02 21:00 | 0.65749 | 0.17335 | 553668
2016-07-02 22:00 | 0.61386 | 0.1868 | 551163
2016-07-02 23:00 | 0.54035 | 0.21483 | 541555
2016-07-03 | 0.4304 | 0.26787 | 529567
2016-07-03 01:00 | 0.25903 | 0.35372 | 519482
2016-07-03 02:00 | 0.039335 | 0.44831 | 501337
2016-07-03 03:00 | 1.61e-06 | 0.47676 | 475042
2016-07-03 04:00 | 0 | 0.46694 | 447642
2016-07-03 05:00 | 0 | 0.45683 | 423652
2016-07-03 06:00 | 0 | 0.45981 | 404833
2016-07-03 07:00 | 0 | 0.46001 | 389215
2016-07-03 08:00 | 0 | 0.45335 | 378146
2016-07-03 09:00 | 0 | 0.41875 | 372341
2016-07-03 10:00 | 0 | 0.38052 | 368890
2016-07-03 11:00 | 3.86e-06 | 0.31692 | 371706
2016-07-03 12:00 | 0.13285 | 0.25241 | 386611
2016-07-03 13:00 | 0.4854 | 0.28719 | 411545
2016-07-03 14:00 | 0.67164 | 0.29755 | 439309
2016-07-03 15:00 | 0.7669 | 0.28465 | 464843
2016-07-03 16:00 | 0.80761 | 0.26215 | 488465
2016-07-03 17:00 | 0.81625 | 0.23988 | 506543
2016-07-03 18:00 | 0.80746 | 0.22121 | 520834
2016-07-03 19:00 | 0.79779 | 0.20873 | 531090
2016-07-03 20:00 | 0.79293 | 0.19906 | 538146
2016-07-03 21:00 | 0.78281 | 0.19496 | 542328
2016-07-03 22:00 | 0.75653 | 0.19511 | 540729
2016-07-03 23:00 | 0.69037 | 0.20225 | 532210
2016-07-04 | 0.55835 | 0.22935 | 521496
2016-07-04 01:00 | 0.32526 | 0.31971 | 511466
2016-07-04 02:00 | 0.044486 | 0.43386 | 495426
2016-07-04 03:00 | 2.44e-06 | 0.45556 | 471952
2016-07-04 04:00 | 0 | 0.4267 | 444686
2016-07-04 05:00 | 0 | 0.39542 | 420950
2016-07-04 06:00 | 0 | 0.37342 | 400759
2016-07-04 07:00 | 0 | 0.36664 | 385823
2016-07-04 08:00 | 0 | 0.3698 | 377948
2016-07-04 09:00 | 0 | 0.36547 | 375023
2016-07-04 10:00 | 0 | 0.36164 | 373626
2016-07-04 11:00 | 1.18e-05 | 0.32995 | 376666
2016-07-04 12:00 | 0.17191 | 0.19897 | 392312
2016-07-04 13:00 | 0.53198 | 0.15166 | 418892
2016-07-04 14:00 | 0.69308 | 0.1615 | 450265
2016-07-04 15:00 | 0.7753 | 0.14238 | 479712
2016-07-04 16:00 | 0.82893 | 0.1217 | 505125
2016-07-04 17:00 | 0.8341 | 0.11423 | 524716
2016-07-04 18:00 | 0.82817 | 0.11973 | 539792
2016-07-04 19:00 | 0.81869 | 0.13027 | 550802
2016-07-04 20:00 | 0.81515 | 0.13832 | 559591
2016-07-04 21:00 | 0.80412 | 0.13729 | 564260
2016-07-04 22:00 | 0.77304 | 0.13058 | 562347
2016-07-04 23:00 | 0.70466 | 0.13 | 553619
2016-07-05 | 0.56463 | 0.15007 | 541829
2016-07-05 01:00 | 0.32475 | 0.25459 | 528918
2016-07-05 02:00 | 0.040933 | 0.44479 | 512243
2016-07-05 03:00 | 1.44e-06 | 0.58419 | 489014
2016-07-05 04:00 | 0 | 0.62792 | 463425
2016-07-05 05:00 | 0 | 0.6215 | 439017
2016-07-05 06:00 | 0 | 0.59757 | 420628
2016-07-05 07:00 | 0 | 0.56285 | 407204
2016-07-05 08:00 | 0 | 0.52169 | 400873
2016-07-05 09:00 | 0 | 0.48941 | 404728
2016-07-05 10:00 | 0 | 0.47103 | 418595
2016-07-05 11:00 | 5.11e-06 | 0.4073 | 438717
2016-07-05 12:00 | 0.15258 | 0.24115 | 466482
2016-07-05 13:00 | 0.51223 | 0.20021 | 498721
2016-07-05 14:00 | 0.67802 | 0.23091 | 532131
2016-07-05 15:00 | 0.77083 | 0.24584 | 562591
2016-07-05 16:00 | 0.82301 | 0.24459 | 588617
2016-07-05 17:00 | 0.83084 | 0.24443 | 611568
2016-07-05 18:00 | 0.82542 | 0.24742 | 630490
2016-07-05 19:00 | 0.81916 | 0.25221 | 645161
2016-07-05 20:00 | 0.81779 | 0.25271 | 655847
2016-07-05 21:00 | 0.81101 | 0.24412 | 660906
2016-07-05 22:00 | 0.78394 | 0.23998 | 659394
2016-07-05 23:00 | 0.70749 | 0.2593 | 648330
2016-07-06 | 0.57202 | 0.31771 | 631841
2016-07-06 01:00 | 0.3331 | 0.413 | 615342
2016-07-06 02:00 | 0.038526 | 0.49 | 588636
2016-07-06 03:00 | 1.59e-06 | 0.51989 | 550875
2016-07-06 04:00 | 0 | 0.50413 | 513295
2016-07-06 05:00 | 0 | 0.47093 | 482780
2016-07-06 06:00 | 0 | 0.45007 | 456911
2016-07-06 07:00 | 0 | 0.44086 | 438013
2016-07-06 08:00 | 0 | 0.4369 | 428937
2016-07-06 09:00 | 0 | 0.41591 | 430708
2016-07-06 10:00 | 0 | 0.39488 | 445156
2016-07-06 11:00 | 9.35e-06 | 0.34248 | 463770
2016-07-06 12:00 | 0.15093 | 0.21405 | 489145
2016-07-06 13:00 | 0.518 | 0.23502 | 520664
2016-07-06 14:00 | 0.66941 | 0.25113 | 555412
2016-07-06 15:00 | 0.77396 | 0.22833 | 588346
2016-07-06 16:00 | 0.81761 | 0.19832 | 615929
2016-07-06 17:00 | 0.83079 | 0.18595 | 637138
2016-07-06 18:00 | 0.8252 | 0.19313 | 653810
2016-07-06 19:00 | 0.81699 | 0.20952 | 665008
2016-07-06 20:00 | 0.81321 | 0.2308 | 672372
2016-07-06 21:00 | 0.8044 | 0.25463 | 676348
2016-07-06 22:00 | 0.7777 | 0.2817 | 672541
2016-07-06 23:00 | 0.70168 | 0.32089 | 659367
2016-07-07 | 0.56028 | 0.38003 | 641094
2016-07-07 01:00 | 0.31165 | 0.5354 | 623195
2016-07-07 02:00 | 0.041634 | 0.64674 | 595023
2016-07-07 03:00 | 1.13e-06 | 0.65589 | 556249
2016-07-07 04:00 | 0 | 0.61769 | 519251
2016-07-07 05:00 | 0 | 0.58123 | 487018
2016-07-07 06:00 | 0 | 0.54786 | 460529
2016-07-07 07:00 | 0 | 0.52704 | 441619
2016-07-07 08:00 | 0 | 0.51734 | 432270
2016-07-07 09:00 | 0 | 0.49178 | 434678
2016-07-07 10:00 | 0 | 0.46565 | 447332
2016-07-07 11:00 | 1.14e-05 | 0.42957 | 467197
2016-07-07 12:00 | 0.13077 | 0.32581 | 491641
2016-07-07 13:00 | 0.49844 | 0.33661 | 521731
2016-07-07 14:00 | 0.66098 | 0.36092 | 555164
2016-07-07 15:00 | 0.76373 | 0.34289 | 587617
2016-07-07 16:00 | 0.81378 | 0.3227 | 614204
2016-07-07 17:00 | 0.82678 | 0.31255 | 635168
2016-07-07 18:00 | 0.81919 | 0.30981 | 654364
2016-07-07 19:00 | 0.80829 | 0.31618 | 664473
2016-07-07 20:00 | 0.80218 | 0.32182 | 671071
2016-07-07 21:00 | 0.78905 | 0.32011 | 673729
2016-07-07 22:00 | 0.75704 | 0.31243 | 668069
2016-07-07 23:00 | 0.67065 | 0.30809 | 654646
2016-07-08 | 0.54908 | 0.31746 | 638410
2016-07-08 01:00 | 0.31152 | 0.40512 | 621532
2016-07-08 02:00 | 0.039956 | 0.49963 | 593605
2016-07-08 03:00 | 8.11e-07 | 0.5189 | 555858
2016-07-08 04:00 | 0 | 0.49081 | 518604
2016-07-08 05:00 | 0 | 0.45065 | 488114
2016-07-08 06:00 | 0 | 0.41923 | 461874
2016-07-08 07:00 | 0 | 0.39987 | 442742
2016-07-08 08:00 | 0 | 0.38737 | 432778
2016-07-08 09:00 | 0 | 0.36433 | 434603
2016-07-08 10:00 | 0 | 0.34447 | 446741
2016-07-08 11:00 | 9.69e-09 | 0.29382 | 464941
2016-07-08 12:00 | 0.096627 | 0.18652 | 491037
2016-07-08 13:00 | 0.43696 | 0.17694 | 523699
2016-07-08 14:00 | 0.62036 | 0.20428 | 557938
2016-07-08 15:00 | 0.72685 | 0.20659 | 591140
2016-07-08 16:00 | 0.78604 | 0.20137 | 616688
2016-07-08 17:00 | 0.79948 | 0.19796 | 637306
2016-07-08 18:00 | 0.79605 | 0.19595 | 652156
2016-07-08 19:00 | 0.78672 | 0.19311 | 661112
2016-07-08 20:00 | 0.77955 | 0.18697 | 666277
2016-07-08 21:00 | 0.76197 | 0.17848 | 666264
2016-07-08 22:00 | 0.73252 | 0.16986 | 657650
2016-07-08 23:00 | 0.64847 | 0.17226 | 641615
2016-07-09 | 0.54079 | 0.2165 | 621080
2016-07-09 01:00 | 0.30984 | 0.36017 | 600655
2016-07-09 02:00 | 0.0401 | 0.49134 | 573074
2016-07-09 03:00 | 2.38e-07 | 0.51375 | 537026
2016-07-09 04:00 | 0 | 0.49029 | 503058
2016-07-09 05:00 | 0 | 0.45924 | 472233
2016-07-09 06:00 | 0 | 0.43767 | 446984
2016-07-09 07:00 | 0 | 0.41806 | 427811
2016-07-09 08:00 | 0 | 0.3983 | 415102
2016-07-09 09:00 | 0 | 0.36921 | 408303
2016-07-09 10:00 | 0 | 0.34848 | 405812
2016-07-09 11:00 | 7.37e-06 | 0.29793 | 412095
2016-07-09 12:00 | 0.12135 | 0.16801 | 431529
2016-07-09 13:00 | 0.49015 | 0.15517 | 461399
2016-07-09 14:00 | 0.6455 | 0.17437 | 494489
2016-07-09 15:00 | 0.74934 | 0.16509 | 525257
2016-07-09 16:00 | 0.80593 | 0.16381 | 550195
2016-07-09 17:00 | 0.81757 | 0.17406 | 569722
2016-07-09 18:00 | 0.81365 | 0.19107 | 583892
2016-07-09 19:00 | 0.80472 | 0.20769 | 595393
2016-07-09 20:00 | 0.79994 | 0.22283 | 603013
2016-07-09 21:00 | 0.78864 | 0.2416 | 605780
2016-07-09 22:00 | 0.76146 | 0.26462 | 600420
2016-07-09 23:00 | 0.68366 | 0.29779 | 588550
2016-07-10 | 0.55426 | 0.3714 | 572382
2016-07-10 01:00 | 0.29687 | 0.54659 | 557030
2016-07-10 02:00 | 0.035977 | 0.65514 | 534735
2016-07-10 03:00 | 3.02e-07 | 0.665 | 504637
2016-07-10 04:00 | 0 | 0.6464 | 472865
2016-07-10 05:00 | 0 | 0.61817 | 445168
2016-07-10 06:00 | 0 | 0.58191 | 423042
2016-07-10 07:00 | 0 | 0.55108 | 405389
2016-07-10 08:00 | 0 | 0.5162 | 392995
2016-07-10 09:00 | 0 | 0.46763 | 386041
2016-07-10 10:00 | 0 | 0.42014 | 382415
2016-07-10 11:00 | 6.35e-06 | 0.35472 | 387490
2016-07-10 12:00 | 0.10511 | 0.22777 | 407703
2016-07-10 13:00 | 0.47974 | 0.22842 | 435099
2016-07-10 14:00 | 0.68131 | 0.25541 | 466139
2016-07-10 15:00 | 0.78333 | 0.26425 | 496547
2016-07-10 16:00 | 0.83642 | 0.29315 | 524202
2016-07-10 17:00 | 0.84522 | 0.33927 | 547624
2016-07-10 18:00 | 0.83983 | 0.37574 | 566798
2016-07-10 19:00 | 0.83326 | 0.40361 | 581698
2016-07-10 20:00 | 0.83368 | 0.4279 | 592595
2016-07-10 21:00 | 0.82858 | 0.45326 | 599783
2016-07-10 22:00 | 0.80631 | 0.47936 | 600387
2016-07-10 23:00 | 0.72724 | 0.51506 | 591233
2016-07-11 | 0.59818 | 0.57877 | 576878
2016-07-11 01:00 | 0.32583 | 0.70289 | 564175
2016-07-11 02:00 | 0.049906 | 0.75932 | 541665
2016-07-11 03:00 | 1.82e-07 | 0.75979 | 509761
2016-07-11 04:00 | 0 | 0.75555 | 477528
2016-07-11 05:00 | 0 | 0.75991 | 450542
2016-07-11 06:00 | 0 | 0.75606 | 428646
2016-07-11 07:00 | 0 | 0.75431 | 412850
2016-07-11 08:00 | 0 | 0.74412 | 406101
2016-07-11 09:00 | 0 | 0.72413 | 410976
2016-07-11 10:00 | 0 | 0.70122 | 424742
2016-07-11 11:00 | 5.69e-06 | 0.65814 | 443139
2016-07-11 12:00 | 0.12414 | 0.60235 | 469783
2016-07-11 13:00 | 0.49097 | 0.66755 | 501025
2016-07-11 14:00 | 0.69504 | 0.70241 | 535818
2016-07-11 15:00 | 0.80201 | 0.69658 | 568424
2016-07-11 16:00 | 0.84935 | 0.68419 | 596823
2016-07-11 17:00 | 0.86169 | 0.68292 | 621048
2016-07-11 18:00 | 0.8564 | 0.68742 | 640543
2016-07-11 19:00 | 0.84887 | 0.69127 | 654436
2016-07-11 20:00 | 0.84716 | 0.69332 | 663615
2016-07-11 21:00 | 0.84126 | 0.69812 | 666782
2016-07-11 22:00 | 0.81723 | 0.70652 | 661340
2016-07-11 23:00 | 0.74397 | 0.71744 | 647838
2016-07-12 | 0.58749 | 0.74177 | 629895
2016-07-12 01:00 | 0.32748 | 0.80468 | 611767
2016-07-12 02:00 | 0.035868 | 0.83911 | 583447
2016-07-12 03:00 | 1.36e-08 | 0.85221 | 544892
2016-07-12 04:00 | 0 | 0.84468 | 509022
2016-07-12 05:00 | 0 | 0.82267 | 477314
2016-07-12 06:00 | 0 | 0.79016 | 450498
2016-07-12 07:00 | 0 | 0.75455 | 431704
2016-07-12 08:00 | 0 | 0.71814 | 421999
2016-07-12 09:00 | 0 | 0.67805 | 422987
2016-07-12 10:00 | 0 | 0.64907 | 436029
2016-07-12 11:00 | 4.67e-06 | 0.59417 | 456498
2016-07-12 12:00 | 0.12606 | 0.44322 | 482934
2016-07-12 13:00 | 0.49407 | 0.48719 | 512658
2016-07-12 14:00 | 0.68639 | 0.52715 | 546489
2016-07-12 15:00 | 0.79895 | 0.50132 | 578718
2016-07-12 16:00 | 0.84426 | 0.48391 | 607314
2016-07-12 17:00 | 0.85235 | 0.48402 | 630683
2016-07-12 18:00 | 0.84806 | 0.4965 | 648626
2016-07-12 19:00 | 0.84081 | 0.50911 | 661644
2016-07-12 20:00 | 0.84069 | 0.51722 | 670411
2016-07-12 21:00 | 0.83645 | 0.51859 | 673446
2016-07-12 22:00 | 0.81236 | 0.5157 | 669508
2016-07-12 23:00 | 0.74202 | 0.51281 | 656296
2016-07-13 | 0.56527 | 0.53186 | 638843
2016-07-13 01:00 | 0.2957 | 0.62083 | 620660
2016-07-13 02:00 | 0.034598 | 0.6927 | 592697
2016-07-13 03:00 | 0 | 0.74815 | 554697
2016-07-13 04:00 | 0 | 0.76409 | 517724
2016-07-13 05:00 | 0 | 0.75013 | 485379
2016-07-13 06:00 | 0 | 0.7191 | 459917
2016-07-13 07:00 | 0 | 0.68945 | 441934
2016-07-13 08:00 | 0 | 0.66211 | 432676
2016-07-13 09:00 | 0 | 0.63965 | 435833
2016-07-13 10:00 | 0 | 0.62262 | 448951
2016-07-13 11:00 | 4.41e-06 | 0.55845 | 469550
2016-07-13 12:00 | 0.12583 | 0.38947 | 496070
2016-07-13 13:00 | 0.48746 | 0.43794 | 525443
2016-07-13 14:00 | 0.6976 | 0.4996 | 559810
2016-07-13 15:00 | 0.79546 | 0.49022 | 594899
2016-07-13 16:00 | 0.84383 | 0.46161 | 625088
2016-07-13 17:00 | 0.85075 | 0.44079 | 649828
2016-07-13 18:00 | 0.84419 | 0.43408 | 668009
2016-07-13 19:00 | 0.83662 | 0.43514 | 679325
2016-07-13 20:00 | 0.83618 | 0.43756 | 684178
2016-07-13 21:00 | 0.8305 | 0.4371 | 685078
2016-07-13 22:00 | 0.80711 | 0.43415 | 679696
2016-07-13 23:00 | 0.74008 | 0.43515 | 666990
2016-07-14 | 0.56046 | 0.46346 | 650042
2016-07-14 01:00 | 0.29831 | 0.53769 | 631894
2016-07-14 02:00 | 0.037011 | 0.5926 | 602801
2016-07-14 03:00 | 0 | 0.58953 | 564675
2016-07-14 04:00 | 0 | 0.57142 | 526053
2016-07-14 05:00 | 0 | 0.54478 | 493962
2016-07-14 06:00 | 0 | 0.51878 | 467053
2016-07-14 07:00 | 0 | 0.49876 | 447367
2016-07-14 08:00 | 0 | 0.48774 | 437746
2016-07-14 09:00 | 0 | 0.46201 | 439448
2016-07-14 10:00 | 0 | 0.43826 | 453146
2016-07-14 11:00 | 0 | 0.3789 | 473437
2016-07-14 12:00 | 0.10722 | 0.24254 | 498162
2016-07-14 13:00 | 0.48664 | 0.2596 | 527954
2016-07-14 14:00 | 0.68413 | 0.29124 | 563662
2016-07-14 15:00 | 0.78483 | 0.29888 | 597192
2016-07-14 16:00 | 0.82831 | 0.29038 | 624767
2016-07-14 17:00 | 0.8353 | 0.28481 | 645953
2016-07-14 18:00 | 0.82905 | 0.28231 | 661070
2016-07-14 19:00 | 0.82207 | 0.28003 | 671398
2016-07-14 20:00 | 0.82225 | 0.27537 | 676307
2016-07-14 21:00 | 0.81601 | 0.26784 | 677747
2016-07-14 22:00 | 0.79542 | 0.26049 | 673278
2016-07-14 23:00 | 0.71602 | 0.25279 | 660714
2016-07-15 | 0.56013 | 0.26262 | 643060
2016-07-15 01:00 | 0.28635 | 0.3469 | 626168
2016-07-15 02:00 | 0.032675 | 0.43159 | 596932
2016-07-15 03:00 | 0 | 0.42696 | 557655
2016-07-15 04:00 | 0 | 0.38986 | 520968
2016-07-15 05:00 | 0 | 0.35303 | 488419
2016-07-15 06:00 | 0 | 0.31833 | 461753
2016-07-15 07:00 | 0 | 0.28668 | 442091
2016-07-15 08:00 | 0 | 0.25602 | 431829
2016-07-15 09:00 | 0 | 0.22398 | 432607
2016-07-15 10:00 | 0 | 0.20201 | 444406
2016-07-15 11:00 | 1.89e-06 | 0.16458 | 462733
2016-07-15 12:00 | 0.10531 | 0.089451 | 487020
2016-07-15 13:00 | 0.46128 | 0.090023 | 517382
2016-07-15 14:00 | 0.67264 | 0.10799 | 548705
2016-07-15 15:00 | 0.76874 | 0.10293 | 577335
2016-07-15 16:00 | 0.81323 | 0.086933 | 601301
2016-07-15 17:00 | 0.82246 | 0.072891 | 623336
2016-07-15 18:00 | 0.81827 | 0.063544 | 640286
2016-07-15 19:00 | 0.81041 | 0.054996 | 650704
2016-07-15 20:00 | 0.80712 | 0.04998 | 657165
2016-07-15 21:00 | 0.79747 | 0.055623 | 657587
2016-07-15 22:00 | 0.76622 | 0.070154 | 648192
2016-07-15 23:00 | 0.68155 | 0.09747 | 630495
2016-07-16 | 0.52794 | 0.14951 | 610563
2016-07-16 01:00 | 0.25734 | 0.27394 | 593282
2016-07-16 02:00 | 0.027069 | 0.42346 | 566934
2016-07-16 03:00 | 0 | 0.45258 | 531396
2016-07-16 04:00 | 0 | 0.43797 | 495930
2016-07-16 05:00 | 0 | 0.41111 | 465615
2016-07-16 06:00 | 0 | 0.38793 | 441570
2016-07-16 07:00 | 0 | 0.36999 | 422379
2016-07-16 08:00 | 0 | 0.35606 | 410187
2016-07-16 09:00 | 0 | 0.31976 | 404433
2016-07-16 10:00 | 0 | 0.27947 | 403956
2016-07-16 11:00 | 0 | 0.23719 | 411897
2016-07-16 12:00 | 0.091395 | 0.166 | 431408
2016-07-16 13:00 | 0.41184 | 0.20568 | 460733
2016-07-16 14:00 | 0.62882 | 0.25893 | 493000
2016-07-16 15:00 | 0.74324 | 0.27484 | 524171
2016-07-16 16:00 | 0.7994 | 0.28157 | 550527
2016-07-16 17:00 | 0.81709 | 0.29195 | 572417
2016-07-16 18:00 | 0.81503 | 0.31115 | 589029
2016-07-16 19:00 | 0.80746 | 0.33752 | 600006
2016-07-16 20:00 | 0.80345 | 0.36777 | 606513
2016-07-16 21:00 | 0.79455 | 0.3975 | 608656
2016-07-16 22:00 | 0.76805 | 0.43627 | 603469
2016-07-16 23:00 | 0.69038 | 0.48349 | 591077
2016-07-17 | 0.53853 | 0.54919 | 575707
2016-07-17 01:00 | 0.27378 | 0.66005 | 560346
2016-07-17 02:00 | 0.024951 | 0.70719 | 538670
2016-07-17 03:00 | 0 | 0.69133 | 508492
2016-07-17 04:00 | 0 | 0.65645 | 477482
2016-07-17 05:00 | 0 | 0.61903 | 451035
2016-07-17 06:00 | 0 | 0.58701 | 429643
2016-07-17 07:00 | 0 | 0.55377 | 411588
2016-07-17 08:00 | 0 | 0.53338 | 399818
2016-07-17 09:00 | 0 | 0.50684 | 392622
2016-07-17 10:00 | 0 | 0.48067 | 387527
2016-07-17 11:00 | 7.91e-07 | 0.43158 | 391641
2016-07-17 12:00 | 0.10636 | 0.31304 | 411311
2016-07-17 13:00 | 0.4338 | 0.36089 | 444110
2016-07-17 14:00 | 0.64684 | 0.40011 | 479639
2016-07-17 15:00 | 0.74108 | 0.38163 | 514092
2016-07-17 16:00 | 0.78917 | 0.35467 | 545689
2016-07-17 17:00 | 0.80439 | 0.33955 | 571375
2016-07-17 18:00 | 0.80052 | 0.33693 | 591889
2016-07-17 19:00 | 0.78919 | 0.33969 | 607872
2016-07-17 20:00 | 0.78143 | 0.34012 | 620128
2016-07-17 21:00 | 0.76603 | 0.33821 | 628734
2016-07-17 22:00 | 0.73136 | 0.33325 | 630088
2016-07-17 23:00 | 0.65331 | 0.33043 | 622054
2016-07-18 | 0.50747 | 0.3566 | 608973
2016-07-18 01:00 | 0.25564 | 0.4422 | 595724
2016-07-18 02:00 | 0.028984 | 0.52098 | 572179
2016-07-18 03:00 | 0 | 0.52496 | 540002
2016-07-18 04:00 | 0 | 0.48699 | 506806
2016-07-18 05:00 | 0 | 0.45565 | 477936
2016-07-18 06:00 | 0 | 0.43481 | 455072
2016-07-18 07:00 | 0 | 0.43038 | 438275
2016-07-18 08:00 | 0 | 0.41922 | 430035
2016-07-18 09:00 | 0 | 0.3839 | 432780
2016-07-18 10:00 | 0 | 0.34952 | 446146
2016-07-18 11:00 | 4.31e-07 | 0.31774 | 466590
2016-07-18 12:00 | 0.076565 | 0.18341 | 495607
2016-07-18 13:00 | 0.36175 | 0.17642 | 530189
2016-07-18 14:00 | 0.56222 | 0.22742 | 567488
2016-07-18 15:00 | 0.67073 | 0.20517 | 602663
2016-07-18 16:00 | 0.72923 | 0.17354 | 632805
2016-07-18 17:00 | 0.75318 | 0.16505 | 655699
2016-07-18 18:00 | 0.75075 | 0.17436 | 671854
2016-07-18 19:00 | 0.73706 | 0.19361 | 678778
2016-07-18 20:00 | 0.72211 | 0.22006 | 679882
2016-07-18 21:00 | 0.69633 | 0.24989 | 677977
2016-07-18 22:00 | 0.65752 | 0.28727 | 673385
2016-07-18 23:00 | 0.57804 | 0.3336 | 662839
2016-07-19 | 0.43704 | 0.40645 | 645707
2016-07-19 01:00 | 0.21685 | 0.53986 | 626926
2016-07-19 02:00 | 0.034844 | 0.63338 | 597364
2016-07-19 03:00 | 0 | 0.62526 | 558734
2016-07-19 04:00 | 0 | 0.59716 | 520670
2016-07-19 05:00 | 0 | 0.55789 | 488298
2016-07-19 06:00 | 0 | 0.51964 | 461564
2016-07-19 07:00 | 0 | 0.48955 | 442848
2016-07-19 08:00 | 0 | 0.47857 | 433311
2016-07-19 09:00 | 0 | 0.45634 | 435488
2016-07-19 10:00 | 0 | 0.4275 | 448967
2016-07-19 11:00 | 7.89e-08 | 0.36868 | 468631
2016-07-19 12:00 | 0.08166 | 0.20578 | 495509
2016-07-19 13:00 | 0.40397 | 0.17921 | 525717
2016-07-19 14:00 | 0.61781 | 0.23126 | 561169
2016-07-19 15:00 | 0.71487 | 0.22908 | 594934
2016-07-19 16:00 | 0.76661 | 0.21876 | 622824
2016-07-19 17:00 | 0.77272 | 0.22479 | 644321
2016-07-19 18:00 | 0.7599 | 0.23691 | 659831
2016-07-19 19:00 | 0.74404 | 0.24691 | 669705
2016-07-19 20:00 | 0.72984 | 0.25399 | 676736
2016-07-19 21:00 | 0.70368 | 0.2618 | 678202
2016-07-19 22:00 | 0.66092 | 0.27316 | 671340
2016-07-19 23:00 | 0.57513 | 0.29695 | 655422
2016-07-20 | 0.4323 | 0.36533 | 636565
2016-07-20 01:00 | 0.22584 | 0.52542 | 618519
2016-07-20 02:00 | 0.030576 | 0.62887 | 589729
2016-07-20 03:00 | 0 | 0.6198 | 552048
2016-07-20 04:00 | 0 | 0.58735 | 514405
2016-07-20 05:00 | 0 | 0.56405 | 482657
2016-07-20 06:00 | 0 | 0.54722 | 456339
2016-07-20 07:00 | 0 | 0.52081 | 437311
2016-07-20 08:00 | 0 | 0.4932 | 427406
2016-07-20 09:00 | 0 | 0.47113 | 429429
2016-07-20 10:00 | 0 | 0.44711 | 441816
2016-07-20 11:00 | 3.4e-08 | 0.39718 | 460581
2016-07-20 12:00 | 0.089385 | 0.24711 | 486874
2016-07-20 13:00 | 0.40212 | 0.25401 | 517655
2016-07-20 14:00 | 0.62142 | 0.25867 | 552701
2016-07-20 15:00 | 0.70821 | 0.2134 | 587835
2016-07-20 16:00 | 0.75537 | 0.18404 | 618472
2016-07-20 17:00 | 0.76203 | 0.19306 | 645401
2016-07-20 18:00 | 0.75064 | 0.22729 | 666420
2016-07-20 19:00 | 0.73343 | 0.26722 | 681326
2016-07-20 20:00 | 0.7157 | 0.30259 | 691916
2016-07-20 21:00 | 0.68554 | 0.33534 | 696978
2016-07-20 22:00 | 0.63483 | 0.36608 | 691384
2016-07-20 23:00 | 0.5491 | 0.39838 | 678219
2016-07-21 | 0.41514 | 0.45896 | 659397
2016-07-21 01:00 | 0.21827 | 0.5844 | 640391
2016-07-21 02:00 | 0.021531 | 0.67308 | 611187
2016-07-21 03:00 | 0 | 0.68304 | 572027
2016-07-21 04:00 | 0 | 0.66313 | 533254
2016-07-21 05:00 | 0 | 0.63744 | 498740
2016-07-21 06:00 | 0 | 0.61096 | 470257
2016-07-21 07:00 | 0 | 0.57767 | 449749
2016-07-21 08:00 | 0 | 0.54119 | 438554
2016-07-21 09:00 | 0 | 0.49089 | 440488
2016-07-21 10:00 | 0 | 0.437 | 453335
2016-07-21 11:00 | 0 | 0.36689 | 472775
2016-07-21 12:00 | 0.093763 | 0.20342 | 499350
2016-07-21 13:00 | 0.41047 | 0.2113 | 533096
2016-07-21 14:00 | 0.63917 | 0.2393 | 571530
2016-07-21 15:00 | 0.73427 | 0.19916 | 609171
2016-07-21 16:00 | 0.77114 | 0.17222 | 640721
2016-07-21 17:00 | 0.78386 | 0.17039 | 668011
2016-07-21 18:00 | 0.77284 | 0.18498 | 687574
2016-07-21 19:00 | 0.75624 | 0.20158 | 699093
2016-07-21 20:00 | 0.74126 | 0.21029 | 706996
2016-07-21 21:00 | 0.71677 | 0.2118 | 708155
2016-07-21 22:00 | 0.67241 | 0.20754 | 703672
2016-07-21 23:00 | 0.58838 | 0.20959 | 690274
2016-07-22 | 0.4515 | 0.25419 | 672875
2016-07-22 01:00 | 0.22054 | 0.39007 | 654666
2016-07-22 02:00 | 0.021923 | 0.48796 | 622878
2016-07-22 03:00 | 0 | 0.51807 | 585323
2016-07-22 04:00 | 0 | 0.51894 | 547793
2016-07-22 05:00 | 0 | 0.50415 | 512625
2016-07-22 06:00 | 0 | 0.48286 | 483330
2016-07-22 07:00 | 0 | 0.45983 | 462741
2016-07-22 08:00 | 0 | 0.44138 | 451233
2016-07-22 09:00 | 0 | 0.4125 | 451810
2016-07-22 10:00 | 0 | 0.3848 | 463057
2016-07-22 11:00 | 0 | 0.34686 | 480339
2016-07-22 12:00 | 0.084332 | 0.19124 | 506206
2016-07-22 13:00 | 0.39217 | 0.13375 | 540344
2016-07-22 14:00 | 0.59667 | 0.14862 | 574745
2016-07-22 15:00 | 0.70995 | 0.1492 | 611626
2016-07-22 16:00 | 0.76412 | 0.15309 | 643805
2016-07-22 17:00 | 0.78132 | 0.1681 | 669636
2016-07-22 18:00 | 0.77077 | 0.18481 | 689538
2016-07-22 19:00 | 0.75382 | 0.1965 | 702510
2016-07-22 20:00 | 0.74133 | 0.2053 | 709819
2016-07-22 21:00 | 0.71961 | 0.21533 | 711442
2016-07-22 22:00 | 0.68395 | 0.22981 | 706132
2016-07-22 23:00 | 0.60478 | 0.25364 | 692225
2016-07-23 | 0.46757 | 0.31277 | 671763
2016-07-23 01:00 | 0.21656 | 0.48972 | 651983
2016-07-23 02:00 | 0.017055 | 0.626 | 622735
2016-07-23 03:00 | 0 | 0.65758 | 585435
2016-07-23 04:00 | 0 | 0.64357 | 548300
2016-07-23 05:00 | 0 | 0.61395 | 513775
2016-07-23 06:00 | 0 | 0.59075 | 485017
2016-07-23 07:00 | 0 | 0.56257 | 462396
2016-07-23 08:00 | 0 | 0.54453 | 446904
2016-07-23 09:00 | 0 | 0.52632 | 438752
2016-07-23 10:00 | 0 | 0.50427 | 436738
2016-07-23 11:00 | 0 | 0.46118 | 444141
2016-07-23 12:00 | 0.077278 | 0.32018 | 469768
2016-07-23 13:00 | 0.4309 | 0.3081 | 507074
2016-07-23 14:00 | 0.64377 | 0.40002 | 548202
2016-07-23 15:00 | 0.76657 | 0.42124 | 587785
2016-07-23 16:00 | 0.80645 | 0.4239 | 621140
2016-07-23 17:00 | 0.81754 | 0.43291 | 644617
2016-07-23 18:00 | 0.81323 | 0.44101 | 662366
2016-07-23 19:00 | 0.80445 | 0.44254 | 673513
2016-07-23 20:00 | 0.80041 | 0.43656 | 680986
2016-07-23 21:00 | 0.7885 | 0.4244 | 683097
2016-07-23 22:00 | 0.75645 | 0.40743 | 677117
2016-07-23 23:00 | 0.67636 | 0.39872 | 661899
2016-07-24 | 0.52595 | 0.43207 | 643422
2016-07-24 01:00 | 0.2621 | 0.58171 | 626308
2016-07-24 02:00 | 0.019335 | 0.69229 | 599234
2016-07-24 03:00 | 0 | 0.68858 | 565417
2016-07-24 04:00 | 0 | 0.63578 | 531046
2016-07-24 05:00 | 0 | 0.57063 | 499365
2016-07-24 06:00 | 0 | 0.5217 | 472698
2016-07-24 07:00 | 0 | 0.4854 | 451439
2016-07-24 08:00 | 0 | 0.44808 | 436259
2016-07-24 09:00 | 0 | 0.40844 | 427100
2016-07-24 10:00 | 0 | 0.38941 | 422282
2016-07-24 11:00 | 0 | 0.3461 | 426061
2016-07-24 12:00 | 0.067864 | 0.18873 | 447059
2016-07-24 13:00 | 0.3792 | 0.20167 | 480914
2016-07-24 14:00 | 0.58594 | 0.25703 | 520133
2016-07-24 15:00 | 0.71577 | 0.24078 | 558015
2016-07-24 16:00 | 0.77039 | 0.21692 | 591243
2016-07-24 17:00 | 0.7784 | 0.20004 | 618086
2016-07-24 18:00 | 0.76733 | 0.19159 | 639300
2016-07-24 19:00 | 0.75031 | 0.18918 | 654798
2016-07-24 20:00 | 0.73536 | 0.19062 | 666727
2016-07-24 21:00 | 0.71976 | 0.19534 | 674628
2016-07-24 22:00 | 0.68468 | 0.20177 | 674912
2016-07-24 23:00 | 0.60793 | 0.20988 | 664359
2016-07-25 | 0.46154 | 0.24134 | 649454
2016-07-25 01:00 | 0.2312 | 0.35346 | 634444
2016-07-25 02:00 | 0.01699 | 0.43154 | 605194
2016-07-25 03:00 | 0 | 0.43117 | 570238
2016-07-25 04:00 | 0 | 0.4231 | 536805
2016-07-25 05:00 | 0 | 0.41649 | 505415
2016-07-25 06:00 | 0 | 0.40967 | 479358
2016-07-25 07:00 | 0 | 0.40024 | 460062
2016-07-25 08:00 | 0 | 0.38918 | 450411
2016-07-25 09:00 | 0 | 0.33985 | 451810
2016-07-25 10:00 | 0 | 0.28742 | 464579
2016-07-25 11:00 | 0 | 0.24355 | 484904
2016-07-25 12:00 | 0.064276 | 0.12375 | 513142
2016-07-25 13:00 | 0.33637 | 0.085143 | 546585
2016-07-25 14:00 | 0.56843 | 0.12425 | 584999
2016-07-25 15:00 | 0.68692 | 0.13305 | 623644
2016-07-25 16:00 | 0.73513 | 0.13376 | 655225
2016-07-25 17:00 | 0.7431 | 0.13292 | 680782
2016-07-25 18:00 | 0.73882 | 0.13158 | 699429
2016-07-25 19:00 | 0.72045 | 0.12995 | 711269
2016-07-25 20:00 | 0.70763 | 0.12969 | 716310
2016-07-25 21:00 | 0.67923 | 0.13539 | 716023
2016-07-25 22:00 | 0.63213 | 0.14577 | 709531
2016-07-25 23:00 | 0.54697 | 0.1672 | 694428
2016-07-26 | 0.41026 | 0.22004 | 676132
2016-07-26 01:00 | 0.20484 | 0.36494 | 655962
2016-07-26 02:00 | 0.017393 | 0.48309 | 623004
2016-07-26 03:00 | 0 | 0.49827 | 581261
2016-07-26 04:00 | 0 | 0.48415 | 543580
2016-07-26 05:00 | 0 | 0.45169 | 508876
2016-07-26 06:00 | 0 | 0.4125 | 480696
2016-07-26 07:00 | 0 | 0.37483 | 460391
2016-07-26 08:00 | 0 | 0.34861 | 449809
2016-07-26 09:00 | 0 | 0.31521 | 451638
2016-07-26 10:00 | 0 | 0.2863 | 465570
2016-07-26 11:00 | 0 | 0.24817 | 484569
2016-07-26 12:00 | 0.052464 | 0.12988 | 509911
2016-07-26 13:00 | 0.30762 | 0.085747 | 540417
2016-07-26 14:00 | 0.54846 | 0.12319 | 576926
2016-07-26 15:00 | 0.66758 | 0.13064 | 612758
2016-07-26 16:00 | 0.73049 | 0.1196 | 643650
2016-07-26 17:00 | 0.74499 | 0.11203 | 669322
2016-07-26 18:00 | 0.73683 | 0.10498 | 688128
2016-07-26 19:00 | 0.7183 | 0.099126 | 700540
2016-07-26 20:00 | 0.70008 | 0.097847 | 708679
2016-07-26 21:00 | 0.67 | 0.10712 | 711359
2016-07-26 22:00 | 0.62701 | 0.12897 | 706608
2016-07-26 23:00 | 0.55138 | 0.16408 | 691752
2016-07-27 | 0.42012 | 0.22413 | 673003
2016-07-27 01:00 | 0.22281 | 0.354 | 653739
2016-07-27 02:00 | 0.014462 | 0.4339 | 621186
2016-07-27 03:00 | 0 | 0.40531 | 580774
2016-07-27 04:00 | 0 | 0.3563 | 542329
2016-07-27 05:00 | 0 | 0.31137 | 507273
2016-07-27 06:00 | 0 | 0.26421 | 480502
2016-07-27 07:00 | 0 | 0.22281 | 460678
2016-07-27 08:00 | 0 | 0.18856 | 450024
2016-07-27 09:00 | 0 | 0.16123 | 451869
2016-07-27 10:00 | 0 | 0.14627 | 463705
2016-07-27 11:00 | 0 | 0.12848 | 482751
2016-07-27 12:00 | 0.056496 | 0.069071 | 506035
2016-07-27 13:00 | 0.39644 | 0.054696 | 535215
2016-07-27 14:00 | 0.62803 | 0.067528 | 571253
2016-07-27 15:00 | 0.72853 | 0.066403 | 606150
2016-07-27 16:00 | 0.78337 | 0.06292 | 636932
2016-07-27 17:00 | 0.79593 | 0.061736 | 663231
2016-07-27 18:00 | 0.78929 | 0.062671 | 683972
2016-07-27 19:00 | 0.77753 | 0.065121 | 697747
2016-07-27 20:00 | 0.77029 | 0.068838 | 707014
2016-07-27 21:00 | 0.75881 | 0.073431 | 710613
2016-07-27 22:00 | 0.72983 | 0.080809 | 705857
2016-07-27 23:00 | 0.64717 | 0.095354 | 690397
2016-07-28 | 0.50885 | 0.1278 | 671829
2016-07-28 01:00 | 0.22469 | 0.2286 | 653940
2016-07-28 02:00 | 0.01284 | 0.31972 | 622504
2016-07-28 03:00 | 0 | 0.31415 | 581709
2016-07-28 04:00 | 0 | 0.27754 | 544970
2016-07-28 05:00 | 0 | 0.24308 | 511693
2016-07-28 06:00 | 0 | 0.2139 | 484090
2016-07-28 07:00 | 0 | 0.193 | 463557
2016-07-28 08:00 | 0 | 0.18193 | 452595
2016-07-28 09:00 | 0 | 0.16682 | 454199
2016-07-28 10:00 | 0 | 0.15615 | 466476
2016-07-28 11:00 | 0 | 0.13815 | 484847
2016-07-28 12:00 | 0.074043 | 0.074727 | 508526
2016-07-28 13:00 | 0.40719 | 0.062904 | 538216
2016-07-28 14:00 | 0.63658 | 0.080003 | 571509
2016-07-28 15:00 | 0.74026 | 0.09407 | 604417
2016-07-28 16:00 | 0.78023 | 0.097448 | 631869
2016-07-28 17:00 | 0.79967 | 0.09444 | 655351
2016-07-28 18:00 | 0.7928 | 0.086422 | 672844
2016-07-28 19:00 | 0.78441 | 0.078301 | 682884
2016-07-28 20:00 | 0.78152 | 0.072832 | 687430
2016-07-28 21:00 | 0.77272 | 0.072381 | 685827
2016-07-28 22:00 | 0.74328 | 0.079814 | 677578
2016-07-28 23:00 | 0.66018 | 0.096228 | 662885
2016-07-29 | 0.51409 | 0.13549 | 647637
2016-07-29 01:00 | 0.2207 | 0.25095 | 630930
2016-07-29 02:00 | 0.011755 | 0.33614 | 601375
2016-07-29 03:00 | 0 | 0.32911 | 565258
2016-07-29 04:00 | 0 | 0.29331 | 530970
2016-07-29 05:00 | 0 | 0.25162 | 499706
2016-07-29 06:00 | 0 | 0.21201 | 473385
2016-07-29 07:00 | 0 | 0.18456 | 453827
2016-07-29 08:00 | 0 | 0.16431 | 443185
2016-07-29 09:00 | 0 | 0.14307 | 444954
2016-07-29 10:00 | 0 | 0.12683 | 456762
2016-07-29 11:00 | 0 | 0.10663 | 471010
2016-07-29 12:00 | 0.04364 | 0.055523 | 492462
2016-07-29 13:00 | 0.3444 | 0.038356 | 519661
2016-07-29 14:00 | 0.57758 | 0.037565 | 550570
2016-07-29 15:00 | 0.69352 | 0.035128 | 581314
2016-07-29 16:00 | 0.73804 | 0.035578 | 607866
2016-07-29 17:00 | 0.75667 | 0.040334 | 630198
2016-07-29 18:00 | 0.75505 | 0.047139 | 648328
2016-07-29 19:00 | 0.7473 | 0.054377 | 661198
2016-07-29 20:00 | 0.7378 | 0.062324 | 670462
2016-07-29 21:00 | 0.71738 | 0.067448 | 673061
2016-07-29 22:00 | 0.68231 | 0.070517 | 665364
2016-07-29 23:00 | 0.59441 | 0.077812 | 647298
2016-07-30 | 0.44818 | 0.10858 | 628330
2016-07-30 01:00 | 0.19812 | 0.22047 | 610732
2016-07-30 02:00 | 0.011256 | 0.33882 | 582387
2016-07-30 03:00 | 0 | 0.36781 | 546078
2016-07-30 04:00 | 0 | 0.36218 | 511269
2016-07-30 05:00 | 0 | 0.34675 | 481131
2016-07-30 06:00 | 0 | 0.3334 | 455364
2016-07-30 07:00 | 0 | 0.31793 | 436572
2016-07-30 08:00 | 0 | 0.29784 | 424111
2016-07-30 09:00 | 0 | 0.25685 | 418253
2016-07-30 10:00 | 0 | 0.21997 | 418195
2016-07-30 11:00 | 0 | 0.19112 | 424007
2016-07-30 12:00 | 0.059183 | 0.11405 | 444413
2016-07-30 13:00 | 0.34629 | 0.11329 | 473661
2016-07-30 14:00 | 0.57007 | 0.13503 | 507186
2016-07-30 15:00 | 0.69045 | 0.13156 | 539766
2016-07-30 16:00 | 0.74058 | 0.12676 | 567012
2016-07-30 17:00 | 0.75102 | 0.12357 | 587831
2016-07-30 18:00 | 0.74192 | 0.12145 | 602724
2016-07-30 19:00 | 0.7252 | 0.12089 | 612872
2016-07-30 20:00 | 0.70653 | 0.12279 | 620163
2016-07-30 21:00 | 0.67661 | 0.131 | 621612
2016-07-30 22:00 | 0.62859 | 0.15094 | 615579
2016-07-30 23:00 | 0.5404 | 0.19069 | 599767
2016-07-31 | 0.39852 | 0.27903 | 586029
2016-07-31 01:00 | 0.17438 | 0.49953 | 573461
2016-07-31 02:00 | 0.010821 | 0.64715 | 550364
2016-07-31 03:00 | 0 | 0.63819 | 522363
2016-07-31 04:00 | 0 | 0.59796 | 492477
2016-07-31 05:00 | 0 | 0.56017 | 465571
2016-07-31 06:00 | 0 | 0.52971 | 442492
2016-07-31 07:00 | 0 | 0.50965 | 424682
2016-07-31 08:00 | 0 | 0.4972 | 412231
2016-07-31 09:00 | 0 | 0.47103 | 405962
2016-07-31 10:00 | 0 | 0.44024 | 404106
2016-07-31 11:00 | 0 | 0.39257 | 406223
2016-07-31 12:00 | 0.060657 | 0.24848 | 424927
2016-07-31 13:00 | 0.3069 | 0.21703 | 454237
2016-07-31 14:00 | 0.53948 | 0.25043 | 488251
2016-07-31 15:00 | 0.67014 | 0.24027 | 521252
2016-07-31 16:00 | 0.71425 | 0.23091 | 552152
2016-07-31 17:00 | 0.72258 | 0.23936 | 577859
2016-07-31 18:00 | 0.70443 | 0.25966 | 598135
2016-07-31 19:00 | 0.68238 | 0.28345 | 611955
2016-07-31 20:00 | 0.65856 | 0.30274 | 621525
2016-07-31 21:00 | 0.62375 | 0.32034 | 625838
2016-07-31 22:00 | 0.57455 | 0.34373 | 622856
2016-07-31 23:00 | 0.4952 | 0.3943 | 612704
2016-08-01 | 0.363 | 0.49835 | 600594
2016-08-01 01:00 | 0.1693 | 0.67692 | 586283
2016-08-01 02:00 | 0.0091852 | 0.75132 | 562283
2016-08-01 03:00 | 0 | 0.7084 | 529962
2016-08-01 04:00 | 0 | 0.64537 | 496993
2016-08-01 05:00 | 0 | 0.59348 | 468458
2016-08-01 06:00 | 0 | 0.54835 | 446164
2016-08-01 07:00 | 0 | 0.50651 | 430203
2016-08-01 08:00 | 0 | 0.47762 | 423452
2016-08-01 09:00 | 0 | 0.44246 | 426831
2016-08-01 10:00 | 0 | 0.41885 | 441975
2016-08-01 11:00 | 0 | 0.38073 | 460070
2016-08-01 12:00 | 0.052305 | 0.27053 | 483963
2016-08-01 13:00 | 0.3042 | 0.27789 | 514411
2016-08-01 14:00 | 0.53944 | 0.32309 | 548025
2016-08-01 15:00 | 0.65642 | 0.31588 | 581008
2016-08-01 16:00 | 0.71076 | 0.299 | 609100
2016-08-01 17:00 | 0.72584 | 0.29745 | 633495
2016-08-01 18:00 | 0.71825 | 0.30394 | 652822
2016-08-01 19:00 | 0.69983 | 0.30915 | 666006
2016-08-01 20:00 | 0.67798 | 0.31021 | 674610
2016-08-01 21:00 | 0.64316 | 0.30067 | 677045
2016-08-01 22:00 | 0.59272 | 0.28807 | 670787
2016-08-01 23:00 | 0.50427 | 0.2895 | 657844
2016-08-02 | 0.36509 | 0.34786 | 641335
2016-08-02 01:00 | 0.1716 | 0.49155 | 622717
2016-08-02 02:00 | 0.0080411 | 0.55757 | 592757
2016-08-02 03:00 | 0 | 0.55212 | 554537
2016-08-02 04:00 | 0 | 0.5127 | 516692
2016-08-02 05:00 | 0 | 0.4696 | 485217
2016-08-02 06:00 | 0 | 0.43494 | 459636
2016-08-02 07:00 | 0 | 0.41775 | 441125
2016-08-02 08:00 | 0 | 0.40723 | 432409
2016-08-02 09:00 | 0 | 0.37175 | 435990
2016-08-02 10:00 | 0 | 0.32705 | 451272
2016-08-02 11:00 | 0 | 0.27915 | 468913
2016-08-02 12:00 | 0.048246 | 0.16093 | 489949
2016-08-02 13:00 | 0.32003 | 0.12054 | 517096
2016-08-02 14:00 | 0.55232 | 0.12968 | 549361
2016-08-02 15:00 | 0.67168 | 0.11591 | 581580
2016-08-02 16:00 | 0.71549 | 0.091279 | 609773
2016-08-02 17:00 | 0.71817 | 0.079614 | 634098
2016-08-02 18:00 | 0.70055 | 0.077201 | 653280
2016-08-02 19:00 | 0.67166 | 0.081205 | 663366
2016-08-02 20:00 | 0.63982 | 0.090119 | 670381
2016-08-02 21:00 | 0.60078 | 0.10029 | 672154
2016-08-02 22:00 | 0.54948 | 0.11452 | 666562
2016-08-02 23:00 | 0.47508 | 0.14176 | 652378
2016-08-03 | 0.35329 | 0.19993 | 635814
2016-08-03 01:00 | 0.17449 | 0.35508 | 617329
2016-08-03 02:00 | 0.0079898 | 0.45115 | 587534
2016-08-03 03:00 | 0 | 0.46716 | 548730
2016-08-03 04:00 | 0 | 0.45272 | 512360
2016-08-03 05:00 | 0 | 0.43424 | 481561
2016-08-03 06:00 | 0 | 0.42133 | 456311
2016-08-03 07:00 | 0 | 0.40223 | 438423
2016-08-03 08:00 | 0 | 0.38369 | 429382
2016-08-03 09:00 | 0 | 0.36123 | 432012
2016-08-03 10:00 | 0 | 0.34406 | 446890
2016-08-03 11:00 | 0 | 0.33245 | 465284
2016-08-03 12:00 | 0.039294 | 0.23303 | 486959
2016-08-03 13:00 | 0.27726 | 0.22091 | 514567
2016-08-03 14:00 | 0.4906 | 0.27535 | 547136
2016-08-03 15:00 | 0.62632 | 0.31093 | 580434
2016-08-03 16:00 | 0.68886 | 0.33027 | 610440
2016-08-03 17:00 | 0.6969 | 0.34831 | 636024
2016-08-03 18:00 | 0.68356 | 0.36885 | 656420
2016-08-03 19:00 | 0.66007 | 0.38959 | 671477
2016-08-03 20:00 | 0.63215 | 0.41221 | 681036
2016-08-03 21:00 | 0.5959 | 0.43746 | 683380
2016-08-03 22:00 | 0.54986 | 0.46561 | 677806
2016-08-03 23:00 | 0.46279 | 0.49659 | 663640
2016-08-04 | 0.33248 | 0.5591 | 647265
2016-08-04 01:00 | 0.1552 | 0.70639 | 629193
2016-08-04 02:00 | 0.0075409 | 0.76329 | 597187
2016-08-04 03:00 | 0 | 0.74326 | 558357
2016-08-04 04:00 | 0 | 0.70294 | 521327
2016-08-04 05:00 | 0 | 0.66733 | 490549
2016-08-04 06:00 | 0 | 0.64215 | 462055
2016-08-04 07:00 | 0 | 0.61386 | 443032
2016-08-04 08:00 | 0 | 0.58574 | 433845
2016-08-04 09:00 | 0 | 0.55141 | 436996
2016-08-04 10:00 | 0 | 0.52779 | 452952
2016-08-04 11:00 | 0 | 0.49543 | 471032
2016-08-04 12:00 | 0.0423 | 0.38467 | 492757
2016-08-04 13:00 | 0.2758 | 0.40985 | 520777
2016-08-04 14:00 | 0.49975 | 0.46025 | 554967
2016-08-04 15:00 | 0.63117 | 0.44021 | 588187
2016-08-04 16:00 | 0.69771 | 0.41033 | 616495
2016-08-04 17:00 | 0.71181 | 0.392 | 640288
2016-08-04 18:00 | 0.69942 | 0.38077 | 658458
2016-08-04 19:00 | 0.6772 | 0.37279 | 670155
2016-08-04 20:00 | 0.65478 | 0.36342 | 676999
2016-08-04 21:00 | 0.62096 | 0.35518 | 678514
2016-08-04 22:00 | 0.56864 | 0.34563 | 672659
2016-08-04 23:00 | 0.47462 | 0.33134 | 657579
2016-08-05 | 0.3326 | 0.33217 | 641092
2016-08-05 01:00 | 0.14075 | 0.43159 | 623479
2016-08-05 02:00 | 0.0068187 | 0.49068 | 592327
2016-08-05 03:00 | 0 | 0.49867 | 554932
2016-08-05 04:00 | 0 | 0.481 | 518997
2016-08-05 05:00 | 0 | 0.44732 | 487155
2016-08-05 06:00 | 0 | 0.41098 | 461710
2016-08-05 07:00 | 0 | 0.37683 | 444178
2016-08-05 08:00 | 0 | 0.35179 | 434777
2016-08-05 09:00 | 0 | 0.30421 | 437450
2016-08-05 10:00 | 0 | 0.2569 | 450978
2016-08-05 11:00 | 0 | 0.21462 | 467665
2016-08-05 12:00 | 0.044431 | 0.1345 | 489571
2016-08-05 13:00 | 0.28068 | 0.11576 | 517694
2016-08-05 14:00 | 0.52047 | 0.12329 | 548878
2016-08-05 15:00 | 0.6472 | 0.11236 | 579384
2016-08-05 16:00 | 0.69914 | 0.1063 | 605984
2016-08-05 17:00 | 0.70562 | 0.1077 | 629230
2016-08-05 18:00 | 0.68986 | 0.11288 | 646679
2016-08-05 19:00 | 0.66901 | 0.12052 | 657913
2016-08-05 20:00 | 0.64707 | 0.12799 | 662883
2016-08-05 21:00 | 0.61259 | 0.13602 | 661113
2016-08-05 22:00 | 0.56212 | 0.14452 | 651147
2016-08-05 23:00 | 0.47918 | 0.15636 | 634076
2016-08-06 | 0.34817 | 0.19541 | 616767
2016-08-06 01:00 | 0.15655 | 0.31952 | 600353
2016-08-06 02:00 | 0.0057006 | 0.41072 | 573118
2016-08-06 03:00 | 0 | 0.41525 | 539577
2016-08-06 04:00 | 0 | 0.40147 | 506865
2016-08-06 05:00 | 0 | 0.38139 | 477499
2016-08-06 06:00 | 0 | 0.36412 | 453173
2016-08-06 07:00 | 0 | 0.34578 | 435218
2016-08-06 08:00 | 0 | 0.33087 | 423260
2016-08-06 09:00 | 0 | 0.30011 | 418988
2016-08-06 10:00 | 0 | 0.26909 | 419093
2016-08-06 11:00 | 0 | 0.23907 | 424830
2016-08-06 12:00 | 0.030881 | 0.14229 | 443533
2016-08-06 13:00 | 0.30731 | 0.11999 | 472726
2016-08-06 14:00 | 0.55915 | 0.13927 | 507408
2016-08-06 15:00 | 0.67469 | 0.13312 | 541235
2016-08-06 16:00 | 0.72234 | 0.12522 | 569814
2016-08-06 17:00 | 0.72882 | 0.12089 | 592151
2016-08-06 18:00 | 0.71374 | 0.12128 | 608053
2016-08-06 19:00 | 0.69193 | 0.12594 | 619282
2016-08-06 20:00 | 0.6761 | 0.13426 | 626743
2016-08-06 21:00 | 0.65035 | 0.14706 | 629027
2016-08-06 22:00 | 0.61185 | 0.16425 | 623131
2016-08-06 23:00 | 0.53569 | 0.19197 | 609762
2016-08-07 | 0.39696 | 0.25262 | 594637
2016-08-07 01:00 | 0.18537 | 0.38624 | 579373
2016-08-07 02:00 | 0.0048807 | 0.46359 | 551628
2016-08-07 03:00 | 0 | 0.46296 | 518395
2016-08-07 04:00 | 0 | 0.43908 | 487018
2016-08-07 05:00 | 0 | 0.41453 | 460336
2016-08-07 06:00 | 0 | 0.38955 | 436438
2016-08-07 07:00 | 0 | 0.36697 | 418176
2016-08-07 08:00 | 0 | 0.34972 | 405109
2016-08-07 09:00 | 0 | 0.31171 | 398654
2016-08-07 10:00 | 0 | 0.27456 | 396437
2016-08-07 11:00 | 0 | 0.24518 | 400201
2016-08-07 12:00 | 0.026118 | 0.14606 | 417446
2016-08-07 13:00 | 0.33043 | 0.11469 | 445771
2016-08-07 14:00 | 0.61631 | 0.13864 | 476693
2016-08-07 15:00 | 0.72553 | 0.13048 | 508737
2016-08-07 16:00 | 0.77595 | 0.12278 | 537718
2016-08-07 17:00 | 0.77911 | 0.11556 | 561896
2016-08-07 18:00 | 0.7617 | 0.10723 | 580214
2016-08-07 19:00 | 0.74132 | 0.10183 | 594523
2016-08-07 20:00 | 0.72317 | 0.10213 | 604471
2016-08-07 21:00 | 0.70085 | 0.1124 | 610725
2016-08-07 22:00 | 0.66368 | 0.13395 | 609226
2016-08-07 23:00 | 0.57784 | 0.17137 | 598850
2016-08-08 | 0.42484 | 0.24702 | 586835
2016-08-08 01:00 | 0.19436 | 0.40451 | 573941
2016-08-08 02:00 | 0.0054181 | 0.48618 | 547508
2016-08-08 03:00 | 0 | 0.487 | 514602
2016-08-08 04:00 | 0 | 0.46723 | 484360
2016-08-08 05:00 | 0 | 0.44199 | 456614
2016-08-08 06:00 | 0 | 0.40577 | 434810
2016-08-08 07:00 | 0 | 0.37384 | 420049
2016-08-08 08:00 | 0 | 0.35001 | 413608
2016-08-08 09:00 | 0 | 0.3227 | 418611
2016-08-08 10:00 | 0 | 0.3085 | 433554
2016-08-08 11:00 | 0 | 0.30067 | 451396
2016-08-08 12:00 | 0.021898 | 0.2089 | 472744
2016-08-08 13:00 | 0.32077 | 0.20613 | 500555
2016-08-08 14:00 | 0.60304 | 0.28307 | 530957
2016-08-08 15:00 | 0.72266 | 0.2796 | 562651
2016-08-08 16:00 | 0.77921 | 0.26186 | 588832
2016-08-08 17:00 | 0.78282 | 0.24968 | 610947
2016-08-08 18:00 | 0.77012 | 0.24361 | 628214
2016-08-08 19:00 | 0.75604 | 0.24013 | 640296
2016-08-08 20:00 | 0.75031 | 0.23666 | 648566
2016-08-08 21:00 | 0.73576 | 0.23302 | 651755
2016-08-08 22:00 | 0.70293 | 0.23056 | 647720
2016-08-08 23:00 | 0.62164 | 0.23312 | 635421
2016-08-09 | 0.46999 | 0.27498 | 621949
2016-08-09 01:00 | 0.20156 | 0.43935 | 604820
2016-08-09 02:00 | 0.0042747 | 0.5178 | 573048
2016-08-09 03:00 | 0 | 0.49956 | 534744
2016-08-09 04:00 | 0 | 0.46207 | 500652
2016-08-09 05:00 | 0 | 0.43329 | 471436
2016-08-09 06:00 | 0 | 0.40736 | 448168
2016-08-09 07:00 | 0 | 0.38365 | 431015
2016-08-09 08:00 | 0 | 0.36285 | 423605
2016-08-09 09:00 | 0 | 0.33878 | 428396
2016-08-09 10:00 | 0 | 0.30776 | 445945
2016-08-09 11:00 | 0 | 0.27217 | 464137
2016-08-09 12:00 | 0.022785 | 0.15898 | 484561
2016-08-09 13:00 | 0.29108 | 0.10924 | 510825
2016-08-09 14:00 | 0.56184 | 0.10857 | 544130
2016-08-09 15:00 | 0.6824 | 0.10797 | 576327
2016-08-09 16:00 | 0.72681 | 0.10654 | 604939
2016-08-09 17:00 | 0.74396 | 0.11496 | 630306
2016-08-09 18:00 | 0.74255 | 0.13034 | 650268
2016-08-09 19:00 | 0.73141 | 0.15151 | 662438
2016-08-09 20:00 | 0.71932 | 0.17909 | 669236
2016-08-09 21:00 | 0.6956 | 0.21292 | 670932
2016-08-09 22:00 | 0.65384 | 0.257 | 664467
2016-08-09 23:00 | 0.55897 | 0.32428 | 651555
2016-08-10 | 0.41495 | 0.41082 | 638816
2016-08-10 01:00 | 0.19205 | 0.55031 | 622333
2016-08-10 02:00 | 0.0040341 | 0.60296 | 593236
2016-08-10 03:00 | 0 | 0.59299 | 555718
2016-08-10 04:00 | 0 | 0.57594 | 522030
2016-08-10 05:00 | 0 | 0.56092 | 491580
2016-08-10 06:00 | 0 | 0.53996 | 466906
2016-08-10 07:00 | 0 | 0.51022 | 449880
2016-08-10 08:00 | 0 | 0.47646 | 442094
2016-08-10 09:00 | 0 | 0.43962 | 446610
2016-08-10 10:00 | 0 | 0.4016 | 463323
2016-08-10 11:00 | 0 | 0.3741 | 482624
2016-08-10 12:00 | 0.024794 | 0.26147 | 504305
2016-08-10 13:00 | 0.27918 | 0.22074 | 532360
2016-08-10 14:00 | 0.55163 | 0.26815 | 566502
2016-08-10 15:00 | 0.688 | 0.28093 | 600882
2016-08-10 16:00 | 0.75309 | 0.28994 | 630175
2016-08-10 17:00 | 0.75894 | 0.31524 | 654319
2016-08-10 18:00 | 0.73997 | 0.34434 | 672363
2016-08-10 19:00 | 0.71283 | 0.3725 | 683463
2016-08-10 20:00 | 0.68428 | 0.39714 | 692115
2016-08-10 21:00 | 0.64705 | 0.41517 | 694043
2016-08-10 22:00 | 0.59519 | 0.42851 | 689634
2016-08-10 23:00 | 0.5041 | 0.44347 | 676888
2016-08-11 | 0.37368 | 0.50485 | 663518
2016-08-11 01:00 | 0.18008 | 0.61283 | 645779
2016-08-11 02:00 | 0.0058516 | 0.62546 | 613591
2016-08-11 03:00 | 0 | 0.58083 | 574880
2016-08-11 04:00 | 0 | 0.5373 | 539161
2016-08-11 05:00 | 0 | 0.49951 | 506885
2016-08-11 06:00 | 0 | 0.45356 | 480926
2016-08-11 07:00 | 0 | 0.4155 | 463267
2016-08-11 08:00 | 0 | 0.39012 | 454853
2016-08-11 09:00 | 0 | 0.36365 | 459811
2016-08-11 10:00 | 0 | 0.34228 | 477411
2016-08-11 11:00 | 0 | 0.33229 | 496658
2016-08-11 12:00 | 0.02335 | 0.24601 | 520056
2016-08-11 13:00 | 0.28151 | 0.23649 | 548905
2016-08-11 14:00 | 0.52539 | 0.31122 | 584554
2016-08-11 15:00 | 0.6612 | 0.31284 | 620926
2016-08-11 16:00 | 0.72903 | 0.28386 | 650476
2016-08-11 17:00 | 0.74392 | 0.26102 | 672839
2016-08-11 18:00 | 0.73958 | 0.24661 | 691270
2016-08-11 19:00 | 0.73014 | 0.23539 | 704348
2016-08-11 20:00 | 0.72422 | 0.22344 | 711228
2016-08-11 21:00 | 0.71145 | 0.21317 | 712067
2016-08-11 22:00 | 0.67675 | 0.20183 | 705532
2016-08-11 23:00 | 0.58503 | 0.1956 | 693311
2016-08-12 | 0.44402 | 0.23111 | 679786
2016-08-12 01:00 | 0.20224 | 0.32528 | 661145
2016-08-12 02:00 | 0.0027509 | 0.36693 | 627372
2016-08-12 03:00 | 0 | 0.35162 | 587829
2016-08-12 04:00 | 0 | 0.31811 | 552138
2016-08-12 05:00 | 0 | 0.29515 | 518806
2016-08-12 06:00 | 0 | 0.27977 | 491927
2016-08-12 07:00 | 0 | 0.27714 | 472808
2016-08-12 08:00 | 0 | 0.2828 | 463193
2016-08-12 09:00 | 0 | 0.28469 | 466210
2016-08-12 10:00 | 0 | 0.29585 | 482275
2016-08-12 11:00 | 0 | 0.30371 | 501898
2016-08-12 12:00 | 0.028933 | 0.22353 | 523776
2016-08-12 13:00 | 0.37921 | 0.19962 | 552524
2016-08-12 14:00 | 0.59224 | 0.25395 | 585241
2016-08-12 15:00 | 0.73469 | 0.27089 | 618102
2016-08-12 16:00 | 0.7923 | 0.2606 | 645060
2016-08-12 17:00 | 0.80032 | 0.2492 | 667185
2016-08-12 18:00 | 0.79017 | 0.24042 | 683130
2016-08-12 19:00 | 0.77736 | 0.23261 | 691605
2016-08-12 20:00 | 0.76952 | 0.2257 | 693676
2016-08-12 21:00 | 0.75359 | 0.21638 | 691677
2016-08-12 22:00 | 0.71723 | 0.20809 | 681134
2016-08-12 23:00 | 0.61886 | 0.19706 | 662811
2016-08-13 | 0.46548 | 0.20049 | 647312
2016-08-13 01:00 | 0.17651 | 0.27263 | 628394
2016-08-13 02:00 | 0.002373 | 0.2989 | 598858
2016-08-13 03:00 | 0 | 0.30331 | 564410
2016-08-13 04:00 | 0 | 0.30004 | 530967
2016-08-13 05:00 | 0 | 0.29046 | 500597
2016-08-13 06:00 | 0 | 0.28152 | 474944
2016-08-13 07:00 | 0 | 0.27698 | 456605
2016-08-13 08:00 | 0 | 0.28205 | 444618
2016-08-13 09:00 | 0 | 0.28896 | 439691
2016-08-13 10:00 | 0 | 0.30272 | 440900
2016-08-13 11:00 | 0 | 0.31125 | 448811
2016-08-13 12:00 | 0.022261 | 0.18212 | 469762
2016-08-13 13:00 | 0.30415 | 0.1216 | 498958
2016-08-13 14:00 | 0.55874 | 0.18752 | 531719
2016-08-13 15:00 | 0.68077 | 0.2099 | 563517
2016-08-13 16:00 | 0.74825 | 0.21066 | 590577
2016-08-13 17:00 | 0.75538 | 0.20785 | 610030
2016-08-13 18:00 | 0.74625 | 0.20711 | 625920
2016-08-13 19:00 | 0.73706 | 0.20459 | 637776
2016-08-13 20:00 | 0.73421 | 0.20122 | 645466
2016-08-13 21:00 | 0.72411 | 0.20259 | 647940
2016-08-13 22:00 | 0.69047 | 0.20325 | 643110
2016-08-13 23:00 | 0.60151 | 0.20121 | 628592
2016-08-14 | 0.45096 | 0.22888 | 615613
2016-08-14 01:00 | 0.17477 | 0.32009 | 598889
2016-08-14 02:00 | 0.0019266 | 0.34414 | 570370
2016-08-14 03:00 | 0 | 0.33093 | 539040
2016-08-14 04:00 | 0 | 0.30257 | 506573
2016-08-14 05:00 | 0 | 0.2715 | 479368
2016-08-14 06:00 | 0 | 0.2522 | 454836
2016-08-14 07:00 | 0 | 0.2461 | 436168
2016-08-14 08:00 | 0 | 0.25239 | 423088
2016-08-14 09:00 | 0 | 0.25556 | 416755
2016-08-14 10:00 | 0 | 0.25926 | 413239
2016-08-14 11:00 | 0 | 0.26696 | 417707
2016-08-14 12:00 | 0.013324 | 0.18342 | 437681
2016-08-14 13:00 | 0.28149 | 0.081057 | 467631
2016-08-14 14:00 | 0.55697 | 0.10216 | 499596
2016-08-14 15:00 | 0.71097 | 0.12194 | 530843
2016-08-14 16:00 | 0.7797 | 0.12414 | 558890
2016-08-14 17:00 | 0.78958 | 0.12283 | 580961
2016-08-14 18:00 | 0.78177 | 0.12021 | 597919
2016-08-14 19:00 | 0.77136 | 0.11683 | 610934
2016-08-14 20:00 | 0.76805 | 0.11476 | 620918
2016-08-14 21:00 | 0.75908 | 0.11951 | 627236
2016-08-14 22:00 | 0.73106 | 0.13593 | 625583
2016-08-14 23:00 | 0.63973 | 0.17503 | 616316
2016-08-15 | 0.49244 | 0.26448 | 607623
2016-08-15 01:00 | 0.16875 | 0.41268 | 594043
2016-08-15 02:00 | 0.001872 | 0.4791 | 565864
2016-08-15 03:00 | 0 | 0.48517 | 531803
2016-08-15 04:00 | 0 | 0.45914 | 498640
2016-08-15 05:00 | 0 | 0.41846 | 471763
2016-08-15 06:00 | 0 | 0.36793 | 448691
2016-08-15 07:00 | 0 | 0.32262 | 433241
2016-08-15 08:00 | 0 | 0.29669 | 426487
2016-08-15 09:00 | 0 | 0.27569 | 430827
2016-08-15 10:00 | 0 | 0.25622 | 448712
2016-08-15 11:00 | 0 | 0.24651 | 470395
2016-08-15 12:00 | 0.012353 | 0.16435 | 491924
2016-08-15 13:00 | 0.30937 | 0.069014 | 518273
2016-08-15 14:00 | 0.59267 | 0.088494 | 549237
2016-08-15 15:00 | 0.72274 | 0.10299 | 578771
2016-08-15 16:00 | 0.79137 | 0.099849 | 603983
2016-08-15 17:00 | 0.79541 | 0.096078 | 625189
2016-08-15 18:00 | 0.78899 | 0.094523 | 639774
2016-08-15 19:00 | 0.78027 | 0.090157 | 650054
2016-08-15 20:00 | 0.77944 | 0.085994 | 657927
2016-08-15 21:00 | 0.77271 | 0.083351 | 659978
2016-08-15 22:00 | 0.73597 | 0.08577 | 653805
2016-08-15 23:00 | 0.65013 | 0.10347 | 641039
2016-08-16 | 0.44945 | 0.18408 | 631686
2016-08-16 01:00 | 0.14935 | 0.37549 | 615028
2016-08-16 02:00 | 0.0013284 | 0.45391 | 582698
2016-08-16 03:00 | 0 | 0.44857 | 545197
2016-08-16 04:00 | 0 | 0.41433 | 509549
2016-08-16 05:00 | 0 | 0.37218 | 478492
2016-08-16 06:00 | 0 | 0.33314 | 454127
2016-08-16 07:00 | 0 | 0.30325 | 437248
2016-08-16 08:00 | 0 | 0.28845 | 429944
2016-08-16 09:00 | 0 | 0.26867 | 434927
2016-08-16 10:00 | 0 | 0.24874 | 453229
2016-08-16 11:00 | 0 | 0.22963 | 473966
2016-08-16 12:00 | 0.0092355 | 0.14056 | 495516
2016-08-16 13:00 | 0.28331 | 0.051648 | 521078
2016-08-16 14:00 | 0.57119 | 0.056231 | 551975
2016-08-16 15:00 | 0.70787 | 0.060625 | 581844
2016-08-16 16:00 | 0.78072 | 0.053736 | 607904
2016-08-16 17:00 | 0.78906 | 0.053604 | 629406
2016-08-16 18:00 | 0.78463 | 0.05687 | 645681
2016-08-16 19:00 | 0.77302 | 0.062372 | 655792
2016-08-16 20:00 | 0.76603 | 0.066764 | 662781
2016-08-16 21:00 | 0.74996 | 0.069338 | 666103
2016-08-16 22:00 | 0.71012 | 0.072832 | 660448
2016-08-16 23:00 | 0.60708 | 0.084518 | 649221
2016-08-17 | 0.44795 | 0.15009 | 639748
2016-08-17 01:00 | 0.15171 | 0.32549 | 622478
2016-08-17 02:00 | 0.0010527 | 0.45808 | 589902
2016-08-17 03:00 | 0 | 0.50813 | 551696
2016-08-17 04:00 | 0 | 0.5059 | 516398
2016-08-17 05:00 | 0 | 0.48228 | 486058
2016-08-17 06:00 | 0 | 0.44557 | 460748
2016-08-17 07:00 | 0 | 0.40621 | 442708
2016-08-17 08:00 | 0 | 0.37314 | 435260
2016-08-17 09:00 | 0 | 0.34232 | 439205
2016-08-17 10:00 | 0 | 0.31243 | 458406
2016-08-17 11:00 | 0 | 0.28656 | 480095
2016-08-17 12:00 | 0.012567 | 0.19383 | 498402
2016-08-17 13:00 | 0.26067 | 0.073587 | 521282
2016-08-17 14:00 | 0.55729 | 0.071133 | 549024
2016-08-17 15:00 | 0.68897 | 0.09353 | 576883
2016-08-17 16:00 | 0.7567 | 0.087068 | 602481
2016-08-17 17:00 | 0.76117 | 0.081991 | 624699
2016-08-17 18:00 | 0.74929 | 0.082665 | 642586
2016-08-17 19:00 | 0.73194 | 0.087826 | 655492
2016-08-17 20:00 | 0.71499 | 0.095316 | 665307
2016-08-17 21:00 | 0.6887 | 0.10494 | 668430
2016-08-17 22:00 | 0.64275 | 0.12331 | 661194
2016-08-17 23:00 | 0.55131 | 0.16434 | 646276
2016-08-18 | 0.39303 | 0.28131 | 634017
2016-08-18 01:00 | 0.13733 | 0.49705 | 614945
2016-08-18 02:00 | 0.00087392 | 0.59306 | 582294
2016-08-18 03:00 | 0 | 0.59951 | 543538
2016-08-18 04:00 | 0 | 0.5683 | 507707
2016-08-18 05:00 | 0 | 0.52202 | 476687
2016-08-18 06:00 | 0 | 0.47123 | 452939
2016-08-18 07:00 | 0 | 0.42708 | 435719
2016-08-18 08:00 | 0 | 0.39466 | 427768
2016-08-18 09:00 | 0 | 0.36329 | 433040
2016-08-18 10:00 | 0 | 0.33661 | 452116
2016-08-18 11:00 | 0 | 0.31639 | 472052
2016-08-18 12:00 | 0.011263 | 0.21381 | 491223
2016-08-18 13:00 | 0.21073 | 0.12739 | 514763
2016-08-18 14:00 | 0.5107 | 0.14382 | 543408
2016-08-18 15:00 | 0.6546 | 0.19398 | 573296
2016-08-18 16:00 | 0.71729 | 0.21998 | 600194
2016-08-18 17:00 | 0.7186 | 0.2405 | 623965
2016-08-18 18:00 | 0.705 | 0.25574 | 642152
2016-08-18 19:00 | 0.68509 | 0.26202 | 654155
2016-08-18 20:00 | 0.66528 | 0.26493 | 661159
2016-08-18 21:00 | 0.63851 | 0.2712 | 661487
2016-08-18 22:00 | 0.59625 | 0.28502 | 652540
2016-08-18 23:00 | 0.51321 | 0.31179 | 637120
2016-08-19 | 0.36767 | 0.37656 | 625313
2016-08-19 01:00 | 0.1255 | 0.48303 | 608471
2016-08-19 02:00 | 0.0008235 | 0.48442 | 577238
2016-08-19 03:00 | 0 | 0.45453 | 539195
2016-08-19 04:00 | 0 | 0.42122 | 504080
2016-08-19 05:00 | 0 | 0.384 | 473150
2016-08-19 06:00 | 0 | 0.34943 | 449103
2016-08-19 07:00 | 0 | 0.3191 | 431993
2016-08-19 08:00 | 0 | 0.2974 | 424279
2016-08-19 09:00 | 0 | 0.26884 | 428643
2016-08-19 10:00 | 0 | 0.25134 | 445811
2016-08-19 11:00 | 0 | 0.23997 | 465515
2016-08-19 12:00 | 0.005565 | 0.17183 | 485714
2016-08-19 13:00 | 0.21476 | 0.14747 | 509916
2016-08-19 14:00 | 0.51358 | 0.17063 | 539855
2016-08-19 15:00 | 0.6533 | 0.17149 | 568155
2016-08-19 16:00 | 0.71484 | 0.1638 | 593314
2016-08-19 17:00 | 0.72651 | 0.16043 | 615385
2016-08-19 18:00 | 0.71734 | 0.16482 | 632255
2016-08-19 19:00 | 0.69989 | 0.17465 | 642342
2016-08-19 20:00 | 0.68646 | 0.1921 | 647445
2016-08-19 21:00 | 0.65971 | 0.2164 | 645344
2016-08-19 22:00 | 0.61422 | 0.24302 | 633038
2016-08-19 23:00 | 0.52645 | 0.27205 | 613220
2016-08-20 | 0.38007 | 0.31468 | 598060
2016-08-20 01:00 | 0.12132 | 0.37498 | 580612
2016-08-20 02:00 | 0.00057373 | 0.39779 | 551582
2016-08-20 03:00 | 0 | 0.38812 | 517337
2016-08-20 04:00 | 0 | 0.37029 | 484281
2016-08-20 05:00 | 0 | 0.36571 | 457219
2016-08-20 06:00 | 0 | 0.37016 | 434967
2016-08-20 07:00 | 0 | 0.38258 | 418235
2016-08-20 08:00 | 0 | 0.40526 | 407918
2016-08-20 09:00 | 0 | 0.4167 | 404022
2016-08-20 10:00 | 0 | 0.42236 | 406349
2016-08-20 11:00 | 0 | 0.41697 | 414084
2016-08-20 12:00 | 0.0048235 | 0.36811 | 434124
2016-08-20 13:00 | 0.22043 | 0.37851 | 461548
2016-08-20 14:00 | 0.51253 | 0.40751 | 491914
2016-08-20 15:00 | 0.68287 | 0.38884 | 520936
2016-08-20 16:00 | 0.74524 | 0.34559 | 543602
2016-08-20 17:00 | 0.75301 | 0.30832 | 560233
2016-08-20 18:00 | 0.74165 | 0.28288 | 572044
2016-08-20 19:00 | 0.72399 | 0.26816 | 580000
2016-08-20 20:00 | 0.71042 | 0.25939 | 587024
2016-08-20 21:00 | 0.68525 | 0.25146 | 589548
2016-08-20 22:00 | 0.64615 | 0.23869 | 583463
2016-08-20 23:00 | 0.55224 | 0.2153 | 570525
2016-08-21 | 0.39487 | 0.21739 | 560708
2016-08-21 01:00 | 0.12058 | 0.28206 | 546320
2016-08-21 02:00 | 0.00045065 | 0.28246 | 522016
2016-08-21 03:00 | 0 | 0.27102 | 492804
2016-08-21 04:00 | 0 | 0.26523 | 463664
2016-08-21 05:00 | 0 | 0.27143 | 439723
2016-08-21 06:00 | 0 | 0.29207 | 419299
2016-08-21 07:00 | 0 | 0.32059 | 403933
2016-08-21 08:00 | 0 | 0.35417 | 393719
2016-08-21 09:00 | 0 | 0.35968 | 388523
2016-08-21 10:00 | 0 | 0.36264 | 389420
2016-08-21 11:00 | 0 | 0.37141 | 393384
2016-08-21 12:00 | 0.0057517 | 0.29295 | 409119
2016-08-21 13:00 | 0.21642 | 0.11582 | 434233
2016-08-21 14:00 | 0.50111 | 0.10087 | 460036
2016-08-21 15:00 | 0.65985 | 0.12374 | 486552
2016-08-21 16:00 | 0.7245 | 0.13003 | 510928
2016-08-21 17:00 | 0.73089 | 0.13142 | 530086
2016-08-21 18:00 | 0.71727 | 0.13587 | 544479
2016-08-21 19:00 | 0.69366 | 0.1385 | 554802
2016-08-21 20:00 | 0.67056 | 0.13882 | 562710
2016-08-21 21:00 | 0.63575 | 0.14005 | 569215
2016-08-21 22:00 | 0.58863 | 0.14589 | 568881
2016-08-21 23:00 | 0.4868 | 0.16635 | 561221
2016-08-22 | 0.3314 | 0.28692 | 553368
2016-08-22 01:00 | 0.10468 | 0.50836 | 540660
2016-08-22 02:00 | 0.00030083 | 0.60944 | 513972
2016-08-22 03:00 | 0 | 0.66037 | 480482
2016-08-22 04:00 | 0 | 0.67995 | 450332
2016-08-22 05:00 | 0 | 0.68185 | 424764
2016-08-22 06:00 | 0 | 0.66956 | 405107
2016-08-22 07:00 | 0 | 0.65537 | 391802
2016-08-22 08:00 | 0 | 0.63987 | 386560
2016-08-22 09:00 | 0 | 0.60992 | 392538
2016-08-22 10:00 | 0 | 0.5833 | 411037
2016-08-22 11:00 | 0 | 0.56115 | 432991
2016-08-22 12:00 | 0.0041716 | 0.42068 | 452576
2016-08-22 13:00 | 0.18375 | 0.30854 | 476225
2016-08-22 14:00 | 0.42998 | 0.36692 | 502924
2016-08-22 15:00 | 0.56726 | 0.4156 | 527223
2016-08-22 16:00 | 0.63076 | 0.44653 | 548113
2016-08-22 17:00 | 0.64144 | 0.47295 | 567815
2016-08-22 18:00 | 0.63187 | 0.49328 | 584628
2016-08-22 19:00 | 0.61481 | 0.51186 | 597886
2016-08-22 20:00 | 0.59968 | 0.53016 | 606740
2016-08-22 21:00 | 0.57146 | 0.54744 | 610780
2016-08-22 22:00 | 0.52362 | 0.56393 | 605164
2016-08-22 23:00 | 0.43472 | 0.58351 | 590472
2016-08-23 | 0.29031 | 0.66768 | 578424
2016-08-23 01:00 | 0.078792 | 0.77064 | 561596
2016-08-23 02:00 | 0.00027031 | 0.79172 | 528809
2016-08-23 03:00 | 0 | 0.78834 | 492151
2016-08-23 04:00 | 0 | 0.77278 | 459051
2016-08-23 05:00 | 0 | 0.74906 | 431811
2016-08-23 06:00 | 0 | 0.72738 | 410817
2016-08-23 07:00 | 0 | 0.7164 | 396993
2016-08-23 08:00 | 0 | 0.71213 | 390746
2016-08-23 09:00 | 0 | 0.70078 | 397163
2016-08-23 10:00 | 0 | 0.68274 | 416794
2016-08-23 11:00 | 0 | 0.66108 | 437417
2016-08-23 12:00 | 0.0058434 | 0.57613 | 454648
2016-08-23 13:00 | 0.19091 | 0.48957 | 477293
2016-08-23 14:00 | 0.46838 | 0.65188 | 505355
2016-08-23 15:00 | 0.62111 | 0.70389 | 533055
2016-08-23 16:00 | 0.69978 | 0.71381 | 557774
2016-08-23 17:00 | 0.70799 | 0.72873 | 579989
2016-08-23 18:00 | 0.69882 | 0.7395 | 599625
2016-08-23 19:00 | 0.67758 | 0.74171 | 613462
2016-08-23 20:00 | 0.65422 | 0.73541 | 623291
2016-08-23 21:00 | 0.62124 | 0.71634 | 628108
2016-08-23 22:00 | 0.57461 | 0.68637 | 622384
2016-08-23 23:00 | 0.49133 | 0.67594 | 608385
2016-08-24 | 0.35592 | 0.70401 | 598766
2016-08-24 01:00 | 0.12161 | 0.78605 | 581939
2016-08-24 02:00 | 0.00018064 | 0.79012 | 548730
2016-08-24 03:00 | 0 | 0.76602 | 510750
2016-08-24 04:00 | 0 | 0.72337 | 477056
2016-08-24 05:00 | 0 | 0.68322 | 447879
2016-08-24 06:00 | 0 | 0.64663 | 425903
2016-08-24 07:00 | 0 | 0.62037 | 410647
2016-08-24 08:00 | 0 | 0.59591 | 403762
2016-08-24 09:00 | 0 | 0.56374 | 409712
2016-08-24 10:00 | 0 | 0.54099 | 428782
2016-08-24 11:00 | 0 | 0.51445 | 447986
2016-08-24 12:00 | 0.002651 | 0.40182 | 465480
2016-08-24 13:00 | 0.17495 | 0.3445 | 488202
2016-08-24 14:00 | 0.49969 | 0.41249 | 516237
2016-08-24 15:00 | 0.64902 | 0.43558 | 544552
2016-08-24 16:00 | 0.73625 | 0.43189 | 569357
2016-08-24 17:00 | 0.7462 | 0.42352 | 593181
2016-08-24 18:00 | 0.73551 | 0.41766 | 614042
2016-08-24 19:00 | 0.71702 | 0.40948 | 628911
2016-08-24 20:00 | 0.70307 | 0.39649 | 639660
2016-08-24 21:00 | 0.67625 | 0.37921 | 644653
2016-08-24 22:00 | 0.63399 | 0.36024 | 639097
2016-08-24 23:00 | 0.54331 | 0.34854 | 626278
2016-08-25 | 0.38736 | 0.38215 | 615389
2016-08-25 01:00 | 0.11753 | 0.44931 | 596882
2016-08-25 02:00 | 0.00014435 | 0.44392 | 563679
2016-08-25 03:00 | 0 | 0.42542 | 524938
2016-08-25 04:00 | 0 | 0.40783 | 489614
2016-08-25 05:00 | 0 | 0.38474 | 461217
2016-08-25 06:00 | 0 | 0.36616 | 437953
2016-08-25 07:00 | 0 | 0.35456 | 421820
2016-08-25 08:00 | 0 | 0.35169 | 415450
2016-08-25 09:00 | 0 | 0.33664 | 420070
2016-08-25 10:00 | 0 | 0.32175 | 439258
2016-08-25 11:00 | 0 | 0.30558 | 460850
2016-08-25 12:00 | 0.0014828 | 0.22825 | 479942
2016-08-25 13:00 | 0.19025 | 0.21003 | 504835
2016-08-25 14:00 | 0.50505 | 0.2257 | 535488
2016-08-25 15:00 | 0.66323 | 0.20138 | 565825
2016-08-25 16:00 | 0.73232 | 0.16639 | 594468
2016-08-25 17:00 | 0.73188 | 0.14131 | 620489
2016-08-25 18:00 | 0.72238 | 0.1255 | 639768
2016-08-25 19:00 | 0.70157 | 0.11461 | 652454
2016-08-25 20:00 | 0.67938 | 0.10615 | 659693
2016-08-25 21:00 | 0.64155 | 0.098582 | 660450
2016-08-25 22:00 | 0.58744 | 0.092967 | 651636
2016-08-25 23:00 | 0.48602 | 0.094251 | 636994
2016-08-26 | 0.33693 | 0.13664 | 625254
2016-08-26 01:00 | 0.11164 | 0.20275 | 606013
2016-08-26 02:00 | 0.00012143 | 0.23386 | 572344
2016-08-26 03:00 | 0 | 0.24303 | 533346
2016-08-26 04:00 | 0 | 0.24733 | 497549
2016-08-26 05:00 | 0 | 0.25384 | 467937
2016-08-26 06:00 | 0 | 0.26083 | 444734
2016-08-26 07:00 | 0 | 0.26509 | 428458
2016-08-26 08:00 | 0 | 0.26099 | 420866
2016-08-26 09:00 | 0 | 0.24152 | 425519
2016-08-26 10:00 | 0 | 0.22178 | 444728
2016-08-26 11:00 | 0 | 0.20676 | 466043
2016-08-26 12:00 | 0.00091518 | 0.13815 | 487524
2016-08-26 13:00 | 0.15143 | 0.054934 | 514353
2016-08-26 14:00 | 0.45747 | 0.063852 | 545261
2016-08-26 15:00 | 0.6085 | 0.079083 | 576723
2016-08-26 16:00 | 0.68776 | 0.081088 | 603840
2016-08-26 17:00 | 0.69877 | 0.079802 | 625441
2016-08-26 18:00 | 0.69527 | 0.080306 | 641847
2016-08-26 19:00 | 0.68315 | 0.083409 | 651451
2016-08-26 20:00 | 0.67757 | 0.088855 | 655480
2016-08-26 21:00 | 0.65818 | 0.091578 | 653550
2016-08-26 22:00 | 0.62565 | 0.092799 | 639815
2016-08-26 23:00 | 0.53257 | 0.10342 | 617267
2016-08-27 | 0.36912 | 0.16296 | 600923
2016-08-27 01:00 | 0.10772 | 0.29295 | 580016
2016-08-27 02:00 | 8.82e-05 | 0.34269 | 549444
2016-08-27 03:00 | 0 | 0.34466 | 516865
2016-08-27 04:00 | 0 | 0.32549 | 484549
2016-08-27 05:00 | 0 | 0.30134 | 455263
2016-08-27 06:00 | 0 | 0.28369 | 431590
2016-08-27 07:00 | 0 | 0.27119 | 414085
2016-08-27 08:00 | 0 | 0.2596 | 404444
2016-08-27 09:00 | 0 | 0.24432 | 400736
2016-08-27 10:00 | 0 | 0.22976 | 403135
2016-08-27 11:00 | 0 | 0.21675 | 411095
2016-08-27 12:00 | 0.0013379 | 0.17531 | 431558
2016-08-27 13:00 | 0.19779 | 0.094248 | 461423
2016-08-27 14:00 | 0.52467 | 0.080179 | 494132
2016-08-27 15:00 | 0.66568 | 0.083477 | 525588
2016-08-27 16:00 | 0.73359 | 0.082004 | 554105
2016-08-27 17:00 | 0.73622 | 0.081013 | 576251
2016-08-27 18:00 | 0.72366 | 0.084226 | 591311
2016-08-27 19:00 | 0.7078 | 0.090188 | 600803
2016-08-27 20:00 | 0.6966 | 0.094977 | 606858
2016-08-27 21:00 | 0.67443 | 0.096909 | 604271
2016-08-27 22:00 | 0.63086 | 0.10044 | 598870
2016-08-27 23:00 | 0.52953 | 0.1185 | 582528
2016-08-28 | 0.37143 | 0.21214 | 569917
2016-08-28 01:00 | 0.10772 | 0.39989 | 553360
2016-08-28 02:00 | 6.99e-05 | 0.50411 | 527742
2016-08-28 03:00 | 0 | 0.56779 | 498208
2016-08-28 04:00 | 0 | 0.5835 | 468879
2016-08-28 05:00 | 0 | 0.57876 | 442377
2016-08-28 06:00 | 0 | 0.56108 | 421597
2016-08-28 07:00 | 0 | 0.53709 | 406476
2016-08-28 08:00 | 0 | 0.50794 | 395549
2016-08-28 09:00 | 0 | 0.46967 | 390437
2016-08-28 10:00 | 0 | 0.43086 | 390275
2016-08-28 11:00 | 0 | 0.39412 | 394254
2016-08-28 12:00 | 0.001114 | 0.29666 | 413566
2016-08-28 13:00 | 0.16993 | 0.14677 | 444935
2016-08-28 14:00 | 0.51481 | 0.11337 | 478450
2016-08-28 15:00 | 0.70123 | 0.12905 | 511645
2016-08-28 16:00 | 0.74097 | 0.13346 | 544093
2016-08-28 17:00 | 0.73852 | 0.1429 | 570618
2016-08-28 18:00 | 0.7271 | 0.15782 | 591249
2016-08-28 19:00 | 0.70835 | 0.17169 | 604776
2016-08-28 20:00 | 0.69415 | 0.18176 | 615064
2016-08-28 21:00 | 0.66962 | 0.19337 | 618991
2016-08-28 22:00 | 0.63207 | 0.21031 | 613165
2016-08-28 23:00 | 0.54545 | 0.24449 | 600665
2016-08-29 | 0.39528 | 0.34037 | 591304
2016-08-29 01:00 | 0.10675 | 0.45827 | 573739
2016-08-29 02:00 | 5.59e-05 | 0.48791 | 542108
2016-08-29 03:00 | 0 | 0.46879 | 506758
2016-08-29 04:00 | 0 | 0.44464 | 473517
2016-08-29 05:00 | 0 | 0.41794 | 446810
2016-08-29 06:00 | 0 | 0.38593 | 426452
2016-08-29 07:00 | 0 | 0.34588 | 412154
2016-08-29 08:00 | 0 | 0.30888 | 407216
2016-08-29 09:00 | 0 | 0.26784 | 414170
2016-08-29 10:00 | 0 | 0.23722 | 436856
2016-08-29 11:00 | 0 | 0.21294 | 457948
2016-08-29 12:00 | 0.00035055 | 0.15933 | 478038
2016-08-29 13:00 | 0.11591 | 0.093916 | 505765
2016-08-29 14:00 | 0.4552 | 0.09843 | 537954
2016-08-29 15:00 | 0.64028 | 0.10148 | 569735
2016-08-29 16:00 | 0.68052 | 0.10179 | 599965
2016-08-29 17:00 | 0.68775 | 0.10087 | 625021
2016-08-29 18:00 | 0.68073 | 0.099487 | 643308
2016-08-29 19:00 | 0.66668 | 0.097022 | 654056
2016-08-29 20:00 | 0.65452 | 0.093777 | 659447
2016-08-29 21:00 | 0.63131 | 0.089649 | 660975
2016-08-29 22:00 | 0.5926 | 0.08957 | 653722
2016-08-29 23:00 | 0.50494 | 0.097512 | 638313
2016-08-30 | 0.34953 | 0.13695 | 627299
2016-08-30 01:00 | 0.087471 | 0.24224 | 604806
2016-08-30 02:00 | 3.78e-05 | 0.29957 | 566777
2016-08-30 03:00 | 0 | 0.30269 | 525022
2016-08-30 04:00 | 0 | 0.28566 | 488171
2016-08-30 05:00 | 0 | 0.2605 | 457494
2016-08-30 06:00 | 0 | 0.23564 | 433597
2016-08-30 07:00 | 0 | 0.21216 | 417950
2016-08-30 08:00 | 0 | 0.19368 | 410177
2016-08-30 09:00 | 0 | 0.18147 | 416385
2016-08-30 10:00 | 0 | 0.17555 | 437575
2016-08-30 11:00 | 0 | 0.17022 | 456389
2016-08-30 12:00 | 0.00053928 | 0.14054 | 474287
2016-08-30 13:00 | 0.13172 | 0.069301 | 498228
2016-08-30 14:00 | 0.46218 | 0.063872 | 528147
2016-08-30 15:00 | 0.64212 | 0.078612 | 558262
2016-08-30 16:00 | 0.68701 | 0.079106 | 585627
2016-08-30 17:00 | 0.69402 | 0.077045 | 610613
2016-08-30 18:00 | 0.68564 | 0.077924 | 629443
2016-08-30 19:00 | 0.67238 | 0.0816 | 642942
2016-08-30 20:00 | 0.66437 | 0.085914 | 651700
2016-08-30 21:00 | 0.6468 | 0.090645 | 654714
2016-08-30 22:00 | 0.61424 | 0.10067 | 646260
2016-08-30 23:00 | 0.52036 | 0.12602 | 631370
2016-08-31 | 0.35379 | 0.19801 | 620327
2016-08-31 01:00 | 0.084828 | 0.32277 | 599178
2016-08-31 02:00 | 2.16e-05 | 0.3719 | 562468
2016-08-31 03:00 | 0 | 0.36627 | 522581
2016-08-31 04:00 | 0 | 0.34445 | 487285
2016-08-31 05:00 | 0 | 0.31393 | 460254
2016-08-31 06:00 | 0 | 0.28812 | 436830
2016-08-31 07:00 | 0 | 0.2679 | 423222
2016-08-31 08:00 | 0 | 0.24853 | 416224
2016-08-31 09:00 | 0 | 0.23066 | 422535
2016-08-31 10:00 | 0 | 0.21796 | 442793
2016-08-31 11:00 | 0 | 0.21192 | 462873
2016-08-31 12:00 | 0.00039584 | 0.17745 | 481439
2016-08-31 13:00 | 0.13336 | 0.09154 | 503448
2016-08-31 14:00 | 0.46067 | 0.077274 | 531164
2016-08-31 15:00 | 0.66748 | 0.11177 | 558056
2016-08-31 16:00 | 0.71397 | 0.13861 | 583431
2016-08-31 17:00 | 0.71473 | 0.15446 | 606050
2016-08-31 18:00 | 0.70306 | 0.16454 | 622657
2016-08-31 19:00 | 0.68818 | 0.17267 | 632821
2016-08-31 20:00 | 0.67664 | 0.18262 | 640752
2016-08-31 21:00 | 0.65788 | 0.19286 | 640375
2016-08-31 22:00 | 0.61744 | 0.20399 | 631718
2016-08-31 23:00 | 0.52175 | 0.22835 | 619018
2016-09-01 | 0.3516 | 0.31722 | 609097
2016-09-01 01:00 | 0.084384 | 0.41979 | 588286
2016-09-01 02:00 | 2.92e-05 | 0.42808 | 555048
2016-09-01 03:00 | 0 | 0.41544 | 516859
2016-09-01 04:00 | 0 | 0.40646 | 482326
2016-09-01 05:00 | 0 | 0.38752 | 453317
2016-09-01 06:00 | 0 | 0.36493 | 431277
2016-09-01 07:00 | 0 | 0.35083 | 415650
2016-09-01 08:00 | 0 | 0.33842 | 408914
2016-09-01 09:00 | 0 | 0.32012 | 414048
2016-09-01 10:00 | 0 | 0.3103 | 435041
2016-09-01 11:00 | 0 | 0.30604 | 454300
2016-09-01 12:00 | 0.0005094 | 0.25121 | 469139
2016-09-01 13:00 | 0.15226 | 0.14592 | 490089
2016-09-01 14:00 | 0.49696 | 0.17423 | 514772
2016-09-01 15:00 | 0.65849 | 0.22207 | 538909
2016-09-01 16:00 | 0.71559 | 0.23451 | 559226
2016-09-01 17:00 | 0.70821 | 0.23584 | 577014
2016-09-01 18:00 | 0.69031 | 0.23851 | 588812
2016-09-01 19:00 | 0.66929 | 0.24393 | 595831
2016-09-01 20:00 | 0.65549 | 0.25295 | 599406
2016-09-01 21:00 | 0.63119 | 0.26995 | 599573
2016-09-01 22:00 | 0.58734 | 0.30074 | 590983
2016-09-01 23:00 | 0.49045 | 0.3475 | 579268
2016-09-02 | 0.32412 | 0.47134 | 570677
2016-09-02 01:00 | 0.084028 | 0.61715 | 555203
2016-09-02 02:00 | 2.26e-05 | 0.63021 | 524072
2016-09-02 03:00 | 0 | 0.60275 | 489864
2016-09-02 04:00 | 0 | 0.56072 | 458419
2016-09-02 05:00 | 0 | 0.52325 | 432694
2016-09-02 06:00 | 0 | 0.49734 | 411570
2016-09-02 07:00 | 0 | 0.47989 | 397043
2016-09-02 08:00 | 0 | 0.46549 | 390801
2016-09-02 09:00 | 0 | 0.44282 | 395237
2016-09-02 10:00 | 0 | 0.4255 | 411279
2016-09-02 11:00 | 0 | 0.4151 | 429471
2016-09-02 12:00 | 0.00042728 | 0.3484 | 443622
2016-09-02 13:00 | 0.1337 | 0.30817 | 461899
2016-09-02 14:00 | 0.50201 | 0.37917 | 482422
2016-09-02 15:00 | 0.66406 | 0.39159 | 500856
2016-09-02 16:00 | 0.74447 | 0.38336 | 516563
2016-09-02 17:00 | 0.7379 | 0.37678 | 531791
2016-09-02 18:00 | 0.71512 | 0.37269 | 544019
2016-09-02 19:00 | 0.69416 | 0.37365 | 551969
2016-09-02 20:00 | 0.686 | 0.3788 | 557436
2016-09-02 21:00 | 0.669 | 0.38868 | 558648
2016-09-02 22:00 | 0.62719 | 0.40654 | 549446
2016-09-02 23:00 | 0.53124 | 0.44497 | 535830
2016-09-03 | 0.36338 | 0.55731 | 525082
2016-09-03 01:00 | 0.076612 | 0.69957 | 509780
2016-09-03 02:00 | 1.16e-05 | 0.73045 | 484607
2016-09-03 03:00 | 0 | 0.72024 | 455399
2016-09-03 04:00 | 0 | 0.69218 | 428410
2016-09-03 05:00 | 0 | 0.6557 | 405539
2016-09-03 06:00 | 0 | 0.62371 | 386607
2016-09-03 07:00 | 0 | 0.59174 | 372541
2016-09-03 08:00 | 0 | 0.56654 | 363495
2016-09-03 09:00 | 0 | 0.53006 | 359961
2016-09-03 10:00 | 0 | 0.48457 | 362478
2016-09-03 11:00 | 0 | 0.45141 | 365475
2016-09-03 12:00 | 0.00026946 | 0.37715 | 378162
2016-09-03 13:00 | 0.14297 | 0.30753 | 398947
2016-09-03 14:00 | 0.46494 | 0.36399 | 422857
2016-09-03 15:00 | 0.65628 | 0.3858 | 445178
2016-09-03 16:00 | 0.71378 | 0.37665 | 465906
2016-09-03 17:00 | 0.7163 | 0.37307 | 482753
2016-09-03 18:00 | 0.70862 | 0.37758 | 496541
2016-09-03 19:00 | 0.69919 | 0.38274 | 507892
2016-09-03 20:00 | 0.6969 | 0.38671 | 516890
2016-09-03 21:00 | 0.68603 | 0.39511 | 521120
2016-09-03 22:00 | 0.64744 | 0.41264 | 517258
2016-09-03 23:00 | 0.55155 | 0.44524 | 507028
2016-09-04 | 0.36376 | 0.5436 | 497324
2016-09-04 01:00 | 0.06943 | 0.6567 | 483109
2016-09-04 02:00 | 1.07e-05 | 0.66084 | 460774
2016-09-04 03:00 | 0 | 0.63165 | 435321
2016-09-04 04:00 | 0 | 0.59471 | 410858
2016-09-04 05:00 | 0 | 0.55744 | 389279
2016-09-04 06:00 | 0 | 0.51656 | 372139
2016-09-04 07:00 | 0 | 0.48101 | 359705
2016-09-04 08:00 | 0 | 0.45409 | 352011
2016-09-04 09:00 | 0 | 0.43479 | 348343
2016-09-04 10:00 | 0 | 0.42339 | 347660
2016-09-04 11:00 | 0 | 0.41171 | 350404
2016-09-04 12:00 | 0.00018684 | 0.38081 | 362722
2016-09-04 13:00 | 0.15832 | 0.34319 | 385606
2016-09-04 14:00 | 0.52897 | 0.41473 | 411518
2016-09-04 15:00 | 0.73945 | 0.43932 | 436974
2016-09-04 16:00 | 0.77549 | 0.44193 | 461851
2016-09-04 17:00 | 0.7805 | 0.45039 | 483097
2016-09-04 18:00 | 0.77441 | 0.47322 | 499644
2016-09-04 19:00 | 0.76705 | 0.50443 | 512563
2016-09-04 20:00 | 0.76947 | 0.53568 | 522026
2016-09-04 21:00 | 0.77008 | 0.56743 | 526330
2016-09-04 22:00 | 0.74048 | 0.60133 | 521745
2016-09-04 23:00 | 0.63792 | 0.63486 | 509010
2016-09-05 | 0.42382 | 0.68672 | 499706
2016-09-05 01:00 | 0.075843 | 0.73287 | 485495
2016-09-05 02:00 | 1.29e-05 | 0.71088 | 462737
2016-09-05 03:00 | 0 | 0.6759 | 437089
2016-09-05 04:00 | 0 | 0.64226 | 412375
2016-09-05 05:00 | 0 | 0.61815 | 389910
2016-09-05 06:00 | 0 | 0.59708 | 373373
2016-09-05 07:00 | 0 | 0.57453 | 361629
2016-09-05 08:00 | 0 | 0.55566 | 354901
2016-09-05 09:00 | 0 | 0.53056 | 353197
2016-09-05 10:00 | 0 | 0.49888 | 356613
2016-09-05 11:00 | 0 | 0.46073 | 359505
2016-09-05 12:00 | 0.00014488 | 0.39663 | 371656
2016-09-05 13:00 | 0.15765 | 0.35235 | 397428
2016-09-05 14:00 | 0.57277 | 0.43836 | 429589
2016-09-05 15:00 | 0.78851 | 0.4626 | 461590
2016-09-05 16:00 | 0.81151 | 0.44936 | 490153
2016-09-05 17:00 | 0.80625 | 0.44136 | 513829
2016-09-05 18:00 | 0.79084 | 0.45141 | 532803
2016-09-05 19:00 | 0.77794 | 0.47338 | 547506
2016-09-05 20:00 | 0.77776 | 0.49274 | 559333
2016-09-05 21:00 | 0.77395 | 0.50103 | 567243
2016-09-05 22:00 | 0.74489 | 0.50762 | 566801
2016-09-05 23:00 | 0.64096 | 0.52507 | 558791
2016-09-06 | 0.416 | 0.57101 | 553560
2016-09-06 01:00 | 0.070994 | 0.62158 | 536653
2016-09-06 02:00 | 6.73e-06 | 0.6235 | 505417
2016-09-06 03:00 | 0 | 0.59236 | 471840
2016-09-06 04:00 | 0 | 0.55981 | 441900
2016-09-06 05:00 | 0 | 0.53875 | 416467
2016-09-06 06:00 | 0 | 0.52459 | 397731
2016-09-06 07:00 | 0 | 0.51512 | 385563
2016-09-06 08:00 | 0 | 0.5044 | 381781
2016-09-06 09:00 | 0 | 0.49314 | 390414
2016-09-06 10:00 | 0 | 0.47218 | 414539
2016-09-06 11:00 | 0 | 0.45328 | 437133
2016-09-06 12:00 | 0.00010323 | 0.41179 | 457047
2016-09-06 13:00 | 0.1403 | 0.38361 | 482950
2016-09-06 14:00 | 0.53133 | 0.44537 | 513254
2016-09-06 15:00 | 0.71545 | 0.43082 | 543266
2016-09-06 16:00 | 0.73158 | 0.38439 | 570498
2016-09-06 17:00 | 0.72583 | 0.33436 | 596132
2016-09-06 18:00 | 0.70407 | 0.31185 | 616338
2016-09-06 19:00 | 0.67771 | 0.31541 | 630808
2016-09-06 20:00 | 0.65261 | 0.32618 | 640366
2016-09-06 21:00 | 0.61806 | 0.33867 | 643927
2016-09-06 22:00 | 0.56539 | 0.35074 | 637359
2016-09-06 23:00 | 0.46827 | 0.36837 | 624075
2016-09-07 | 0.31564 | 0.41957 | 613268
2016-09-07 01:00 | 0.065678 | 0.47573 | 590777
2016-09-07 02:00 | 5.32e-06 | 0.49863 | 555333
2016-09-07 03:00 | 0 | 0.50038 | 518248
2016-09-07 04:00 | 0 | 0.48857 | 483143
2016-09-07 05:00 | 0 | 0.48046 | 453597
2016-09-07 06:00 | 0 | 0.47474 | 430734
2016-09-07 07:00 | 0 | 0.45847 | 415236
2016-09-07 08:00 | 0 | 0.44125 | 409003
2016-09-07 09:00 | 0 | 0.42675 | 416585
2016-09-07 10:00 | 0 | 0.42283 | 440038
2016-09-07 11:00 | 0 | 0.41129 | 460425
2016-09-07 12:00 | 3.04e-05 | 0.37969 | 478984
2016-09-07 13:00 | 0.077208 | 0.32009 | 502651
2016-09-07 14:00 | 0.38159 | 0.40526 | 531556
2016-09-07 15:00 | 0.57 | 0.46492 | 561068
2016-09-07 16:00 | 0.61425 | 0.44697 | 589066
2016-09-07 17:00 | 0.63063 | 0.43094 | 612874
2016-09-07 18:00 | 0.63253 | 0.43122 | 631647
2016-09-07 19:00 | 0.62435 | 0.43771 | 644930
2016-09-07 20:00 | 0.61515 | 0.44628 | 653355
2016-09-07 21:00 | 0.59341 | 0.4578 | 656020
2016-09-07 22:00 | 0.55475 | 0.46498 | 648378
2016-09-07 23:00 | 0.46749 | 0.47345 | 635022
2016-09-08 | 0.31342 | 0.53831 | 623500
2016-09-08 01:00 | 0.054098 | 0.62503 | 600621
2016-09-08 02:00 | 2.33e-06 | 0.61651 | 564849
2016-09-08 03:00 | 0 | 0.59328 | 525607
2016-09-08 04:00 | 0 | 0.56996 | 490421
2016-09-08 05:00 | 0 | 0.54592 | 461164
2016-09-08 06:00 | 0 | 0.51959 | 438309
2016-09-08 07:00 | 0 | 0.49583 | 423023
2016-09-08 08:00 | 0 | 0.47013 | 416468
2016-09-08 09:00 | 0 | 0.43953 | 424161
2016-09-08 10:00 | 0 | 0.41904 | 448419
2016-09-08 11:00 | 0 | 0.41333 | 469557
2016-09-08 12:00 | 4.93e-05 | 0.37779 | 484677
2016-09-08 13:00 | 0.12067 | 0.24942 | 506377
2016-09-08 14:00 | 0.52818 | 0.23194 | 535641
2016-09-08 15:00 | 0.73713 | 0.26576 | 564311
2016-09-08 16:00 | 0.77819 | 0.26312 | 591052
2016-09-08 17:00 | 0.7786 | 0.26018 | 614819
2016-09-08 18:00 | 0.76609 | 0.27032 | 633513
2016-09-08 19:00 | 0.75627 | 0.28516 | 646581
2016-09-08 20:00 | 0.7584 | 0.30114 | 654955
2016-09-08 21:00 | 0.7528 | 0.31358 | 657602
2016-09-08 22:00 | 0.72214 | 0.32404 | 649221
2016-09-08 23:00 | 0.62115 | 0.34807 | 636235
2016-09-09 | 0.42545 | 0.45011 | 625267
2016-09-09 01:00 | 0.059403 | 0.55189 | 601889
2016-09-09 02:00 | 9.8e-07 | 0.58367 | 564918
2016-09-09 03:00 | 0 | 0.58499 | 526930
2016-09-09 04:00 | 0 | 0.56177 | 491451
2016-09-09 05:00 | 0 | 0.53225 | 461648
2016-09-09 06:00 | 0 | 0.50322 | 438210
2016-09-09 07:00 | 0 | 0.48058 | 422423
2016-09-09 08:00 | 0 | 0.45954 | 415921
2016-09-09 09:00 | 0 | 0.43938 | 423218
2016-09-09 10:00 | 0 | 0.42414 | 446054
2016-09-09 11:00 | 0 | 0.41289 | 467381
2016-09-09 12:00 | 5.01e-05 | 0.37101 | 482993
2016-09-09 13:00 | 0.13596 | 0.26012 | 506442
2016-09-09 14:00 | 0.56312 | 0.35042 | 534724
2016-09-09 15:00 | 0.76286 | 0.38755 | 563014
2016-09-09 16:00 | 0.79114 | 0.36953 | 588325
2016-09-09 17:00 | 0.78778 | 0.35736 | 611508
2016-09-09 18:00 | 0.77474 | 0.3688 | 629152
2016-09-09 19:00 | 0.76381 | 0.40082 | 640895
2016-09-09 20:00 | 0.76593 | 0.44186 | 647977
2016-09-09 21:00 | 0.76335 | 0.46812 | 647514
2016-09-09 22:00 | 0.73382 | 0.48941 | 635007
2016-09-09 23:00 | 0.63214 | 0.5108 | 616608
2016-09-10 | 0.41181 | 0.56897 | 602141
2016-09-10 01:00 | 0.059859 | 0.64842 | 579290
2016-09-10 02:00 | 5.4e-07 | 0.64127 | 548551
2016-09-10 03:00 | 0 | 0.63131 | 515363
2016-09-10 04:00 | 0 | 0.63739 | 482675
2016-09-10 05:00 | 0 | 0.6405 | 452595
2016-09-10 06:00 | 0 | 0.63363 | 429718
2016-09-10 07:00 | 0 | 0.6356 | 412703
2016-09-10 08:00 | 0 | 0.60954 | 402092
2016-09-10 09:00 | 0 | 0.56355 | 398700
2016-09-10 10:00 | 0 | 0.52876 | 401747
2016-09-10 11:00 | 0 | 0.52162 | 408440
2016-09-10 12:00 | 3.62e-05 | 0.47306 | 426216
2016-09-10 13:00 | 0.12263 | 0.31883 | 452245
2016-09-10 14:00 | 0.51814 | 0.32376 | 482481
2016-09-10 15:00 | 0.73543 | 0.3647 | 511554
2016-09-10 16:00 | 0.77706 | 0.36158 | 535911
2016-09-10 17:00 | 0.77439 | 0.33169 | 554524
2016-09-10 18:00 | 0.76233 | 0.30473 | 567796
2016-09-10 19:00 | 0.7548 | 0.28373 | 576545
2016-09-10 20:00 | 0.76031 | 0.26759 | 581338
2016-09-10 21:00 | 0.76214 | 0.25588 | 580827
2016-09-10 22:00 | 0.73553 | 0.23858 | 572569
2016-09-10 23:00 | 0.63355 | 0.22967 | 561112
2016-09-11 | 0.40183 | 0.2856 | 551027
2016-09-11 01:00 | 0.053466 | 0.35522 | 533658
2016-09-11 02:00 | 6.39e-08 | 0.41759 | 506921
2016-09-11 03:00 | 0 | 0.48788 | 477279
2016-09-11 04:00 | 0 | 0.55253 | 447993
2016-09-11 05:00 | 0 | 0.59571 | 422117
2016-09-11 06:00 | 0 | 0.62527 | 402358
2016-09-11 07:00 | 0 | 0.64004 | 386718
2016-09-11 08:00 | 0 | 0.64289 | 376287
2016-09-11 09:00 | 0 | 0.62314 | 371742
2016-09-11 10:00 | 0 | 0.59967 | 372620
2016-09-11 11:00 | 0 | 0.5854 | 375875
2016-09-11 12:00 | 5.79e-05 | 0.53601 | 389538
2016-09-11 13:00 | 0.13226 | 0.33557 | 412784
2016-09-11 14:00 | 0.55601 | 0.30007 | 437043
2016-09-11 15:00 | 0.73747 | 0.3757 | 459920
2016-09-11 16:00 | 0.77957 | 0.40624 | 482980
2016-09-11 17:00 | 0.77104 | 0.41338 | 503234
2016-09-11 18:00 | 0.75592 | 0.41529 | 519746
2016-09-11 19:00 | 0.74167 | 0.4182 | 532370
2016-09-11 20:00 | 0.73924 | 0.42054 | 542155
2016-09-11 21:00 | 0.73171 | 0.42141 | 547828
2016-09-11 22:00 | 0.69581 | 0.42601 | 543941
2016-09-11 23:00 | 0.57889 | 0.49346 | 534700
2016-09-12 | 0.3588 | 0.69236 | 527731
2016-09-12 01:00 | 0.050499 | 0.79047 | 509612
2016-09-12 02:00 | 0 | 0.8117 | 480759
2016-09-12 03:00 | 0 | 0.80437 | 449727
2016-09-12 04:00 | 0 | 0.77898 | 420593
2016-09-12 05:00 | 0 | 0.747 | 395761
2016-09-12 06:00 | 0 | 0.71075 | 377690
2016-09-12 07:00 | 0 | 0.68169 | 366274
2016-09-12 08:00 | 0 | 0.64732 | 363221
2016-09-12 09:00 | 0 | 0.61388 | 371835
2016-09-12 10:00 | 0 | 0.58567 | 395317
2016-09-12 11:00 | 0 | 0.56227 | 417166
2016-09-12 12:00 | 2.52e-05 | 0.51535 | 432034
2016-09-12 13:00 | 0.084892 | 0.41809 | 452760
2016-09-12 14:00 | 0.45872 | 0.51642 | 476402
2016-09-12 15:00 | 0.65191 | 0.56437 | 499707
2016-09-12 16:00 | 0.70802 | 0.53504 | 521331
2016-09-12 17:00 | 0.70983 | 0.50894 | 542091
2016-09-12 18:00 | 0.69497 | 0.49316 | 559929
2016-09-12 19:00 | 0.67312 | 0.47587 | 572163
2016-09-12 20:00 | 0.65761 | 0.45301 | 580272
2016-09-12 21:00 | 0.63515 | 0.42591 | 582208
2016-09-12 22:00 | 0.5888 | 0.41477 | 573717
2016-09-12 23:00 | 0.48558 | 0.44383 | 562447
2016-09-13 | 0.30755 | 0.51069 | 553340
2016-09-13 01:00 | 0.043115 | 0.54154 | 531862
2016-09-13 02:00 | 0 | 0.52039 | 499804
2016-09-13 03:00 | 0 | 0.50129 | 463720
2016-09-13 04:00 | 0 | 0.47326 | 431172
2016-09-13 05:00 | 0 | 0.44345 | 406107
2016-09-13 06:00 | 0 | 0.41869 | 388315
2016-09-13 07:00 | 0 | 0.3953 | 376303
2016-09-13 08:00 | 0 | 0.37237 | 373384
2016-09-13 09:00 | 0 | 0.33872 | 381489
2016-09-13 10:00 | 0 | 0.30812 | 405252
2016-09-13 11:00 | 0 | 0.28321 | 427960
2016-09-13 12:00 | 3.63e-06 | 0.24305 | 443105
2016-09-13 13:00 | 0.098759 | 0.19813 | 463253
2016-09-13 14:00 | 0.48765 | 0.18891 | 485936
2016-09-13 15:00 | 0.68484 | 0.17063 | 507323
2016-09-13 16:00 | 0.73496 | 0.13881 | 529282
2016-09-13 17:00 | 0.72987 | 0.11582 | 549796
2016-09-13 18:00 | 0.70814 | 0.10381 | 566080
2016-09-13 19:00 | 0.6886 | 0.09811 | 577699
2016-09-13 20:00 | 0.6766 | 0.098174 | 585213
2016-09-13 21:00 | 0.65312 | 0.10082 | 586393
2016-09-13 22:00 | 0.59897 | 0.10683 | 576414
2016-09-13 23:00 | 0.46862 | 0.12438 | 564411
2016-09-14 | 0.25519 | 0.17146 | 557510
2016-09-14 01:00 | 0.031 | 0.24224 | 538277
2016-09-14 02:00 | 0 | 0.24835 | 509253
2016-09-14 03:00 | 0 | 0.25674 | 473004
2016-09-14 04:00 | 0 | 0.27518 | 438738
2016-09-14 05:00 | 0 | 0.28682 | 411716
2016-09-14 06:00 | 0 | 0.29335 | 392440
2016-09-14 07:00 | 0 | 0.29836 | 381027
2016-09-14 08:00 | 0 | 0.29737 | 377224
2016-09-14 09:00 | 0 | 0.27877 | 385772
2016-09-14 10:00 | 0 | 0.2557 | 410618
2016-09-14 11:00 | 0 | 0.24014 | 433998
2016-09-14 12:00 | 1.25e-05 | 0.21306 | 451544
2016-09-14 13:00 | 0.062715 | 0.117 | 472214
2016-09-14 14:00 | 0.41679 | 0.13624 | 496004
2016-09-14 15:00 | 0.64405 | 0.16328 | 519969
2016-09-14 16:00 | 0.70053 | 0.16494 | 542546
2016-09-14 17:00 | 0.7088 | 0.168 | 563715
2016-09-14 18:00 | 0.70223 | 0.1725 | 579326
2016-09-14 19:00 | 0.69312 | 0.17653 | 590339
2016-09-14 20:00 | 0.69411 | 0.17693 | 597164
2016-09-14 21:00 | 0.68203 | 0.17868 | 596445
2016-09-14 22:00 | 0.64042 | 0.18403 | 585395
2016-09-14 23:00 | 0.5354 | 0.19458 | 572760
2016-09-15 | 0.33754 | 0.30234 | 562942
2016-09-15 01:00 | 0.036458 | 0.43446 | 541029
2016-09-15 02:00 | 0 | 0.44941 | 508860
2016-09-15 03:00 | 0 | 0.42996 | 471861
2016-09-15 04:00 | 0 | 0.4063 | 437274
2016-09-15 05:00 | 0 | 0.3868 | 409873
2016-09-15 06:00 | 0 | 0.37404 | 390396
2016-09-15 07:00 | 0 | 0.35734 | 377710
2016-09-15 08:00 | 0 | 0.34293 | 372857
2016-09-15 09:00 | 0 | 0.32485 | 380669
2016-09-15 10:00 | 0 | 0.312 | 405076
2016-09-15 11:00 | 0 | 0.31077 | 426605
2016-09-15 12:00 | 8.33e-06 | 0.28883 | 441383
2016-09-15 13:00 | 0.070045 | 0.19048 | 461221
2016-09-15 14:00 | 0.48207 | 0.15595 | 483767
2016-09-15 15:00 | 0.7095 | 0.18163 | 506225
2016-09-15 16:00 | 0.73563 | 0.20369 | 526880
2016-09-15 17:00 | 0.7313 | 0.22435 | 546504
2016-09-15 18:00 | 0.71782 | 0.24697 | 561739
2016-09-15 19:00 | 0.70417 | 0.26595 | 572572
2016-09-15 20:00 | 0.70455 | 0.27082 | 579275
2016-09-15 21:00 | 0.70372 | 0.2654 | 579583
2016-09-15 22:00 | 0.68179 | 0.27219 | 570244
2016-09-15 23:00 | 0.59385 | 0.30626 | 559133
2016-09-16 | 0.3736 | 0.39517 | 552439
2016-09-16 01:00 | 0.031103 | 0.46943 | 532841
2016-09-16 02:00 | 0 | 0.47931 | 502456
2016-09-16 03:00 | 0 | 0.46696 | 467791
2016-09-16 04:00 | 0 | 0.44576 | 435036
2016-09-16 05:00 | 0 | 0.42056 | 408298
2016-09-16 06:00 | 0 | 0.39844 | 389324
2016-09-16 07:00 | 0 | 0.38158 | 376567
2016-09-16 08:00 | 0 | 0.37065 | 372278
2016-09-16 09:00 | 0 | 0.34719 | 379772
2016-09-16 10:00 | 0 | 0.32729 | 403765
2016-09-16 11:00 | 0 | 0.31913 | 426434
2016-09-16 12:00 | 4.47e-06 | 0.30555 | 441129
2016-09-16 13:00 | 0.078259 | 0.20153 | 460947
2016-09-16 14:00 | 0.50524 | 0.17287 | 482425
2016-09-16 15:00 | 0.76579 | 0.21351 | 503225
2016-09-16 16:00 | 0.79237 | 0.21902 | 522004
2016-09-16 17:00 | 0.78681 | 0.21534 | 539250
2016-09-16 18:00 | 0.77001 | 0.21332 | 552449
2016-09-16 19:00 | 0.75879 | 0.21598 | 562395
2016-09-16 20:00 | 0.76288 | 0.21801 | 568008
2016-09-16 21:00 | 0.76235 | 0.21432 | 566868
2016-09-16 22:00 | 0.73049 | 0.20555 | 556300
2016-09-16 23:00 | 0.62448 | 0.19847 | 543980
2016-09-17 | 0.37913 | 0.22838 | 533857
2016-09-17 01:00 | 0.031625 | 0.26015 | 514936
2016-09-17 02:00 | 0 | 0.2746 | 491140
2016-09-17 03:00 | 0 | 0.28235 | 461461
2016-09-17 04:00 | 0 | 0.29124 | 432146
2016-09-17 05:00 | 0 | 0.30886 | 407483
2016-09-17 06:00 | 0 | 0.32707 | 388124
2016-09-17 07:00 | 0 | 0.34052 | 375365
2016-09-17 08:00 | 0 | 0.35263 | 367743
2016-09-17 09:00 | 0 | 0.36109 | 366707
2016-09-17 10:00 | 0 | 0.36775 | 372011
2016-09-17 11:00 | 0 | 0.37452 | 379978
2016-09-17 12:00 | 2.9e-06 | 0.36046 | 395702
2016-09-17 13:00 | 0.087556 | 0.22406 | 418046
2016-09-17 14:00 | 0.49513 | 0.12012 | 442054
2016-09-17 15:00 | 0.73987 | 0.12385 | 465066
2016-09-17 16:00 | 0.76538 | 0.15772 | 485343
2016-09-17 17:00 | 0.76077 | 0.17454 | 502464
2016-09-17 18:00 | 0.74596 | 0.18281 | 516397
2016-09-17 19:00 | 0.7373 | 0.19596 | 526818
2016-09-17 20:00 | 0.74254 | 0.20978 | 535561
2016-09-17 21:00 | 0.7415 | 0.22073 | 539564
2016-09-17 22:00 | 0.71569 | 0.22386 | 535724
2016-09-17 23:00 | 0.59783 | 0.25415 | 528480
2016-09-18 | 0.35252 | 0.35893 | 521396
2016-09-18 01:00 | 0.028435 | 0.47082 | 504388
2016-09-18 02:00 | 0 | 0.53622 | 480604
2016-09-18 03:00 | 0 | 0.58871 | 453704
2016-09-18 04:00 | 0 | 0.63165 | 426816
2016-09-18 05:00 | 0 | 0.66132 | 403371
2016-09-18 06:00 | 0 | 0.66927 | 384582
2016-09-18 07:00 | 0 | 0.66554 | 370698
2016-09-18 08:00 | 0 | 0.65065 | 362522
2016-09-18 09:00 | 0 | 0.63098 | 360159
2016-09-18 10:00 | 0 | 0.60523 | 363022
2016-09-18 11:00 | 0 | 0.58298 | 368632
2016-09-18 12:00 | 0 | 0.55217 | 383070
2016-09-18 13:00 | 0.088419 | 0.41328 | 407510
2016-09-18 14:00 | 0.50875 | 0.27598 | 433739
2016-09-18 15:00 | 0.7402 | 0.33065 | 460279
2016-09-18 16:00 | 0.76733 | 0.38025 | 486363
2016-09-18 17:00 | 0.76073 | 0.40579 | 510136
2016-09-18 18:00 | 0.74715 | 0.4336 | 529340
2016-09-18 19:00 | 0.73617 | 0.4563 | 544013
2016-09-18 20:00 | 0.73973 | 0.46703 | 556485
2016-09-18 21:00 | 0.74215 | 0.46772 | 565678
2016-09-18 22:00 | 0.72145 | 0.46459 | 566590
2016-09-18 23:00 | 0.61167 | 0.4968 | 564433
2016-09-19 | 0.35671 | 0.58356 | 558678
2016-09-19 01:00 | 0.030638 | 0.65862 | 538138
2016-09-19 02:00 | 0 | 0.69597 | 508786
2016-09-19 03:00 | 0 | 0.71056 | 475390
2016-09-19 04:00 | 0 | 0.71245 | 443166
2016-09-19 05:00 | 0 | 0.70939 | 416746
2016-09-19 06:00 | 0 | 0.70587 | 397704
2016-09-19 07:00 | 0 | 0.69921 | 386159
2016-09-19 08:00 | 0 | 0.68663 | 383320
2016-09-19 09:00 | 0 | 0.65821 | 393834
2016-09-19 10:00 | 0 | 0.6262 | 419651
2016-09-19 11:00 | 0 | 0.59281 | 443218
2016-09-19 12:00 | 2.13e-07 | 0.53971 | 460085
2016-09-19 13:00 | 0.10895 | 0.31314 | 481042
2016-09-19 14:00 | 0.51555 | 0.16285 | 505348
2016-09-19 15:00 | 0.71363 | 0.20859 | 529849
2016-09-19 16:00 | 0.74133 | 0.23538 | 553897
2016-09-19 17:00 | 0.73067 | 0.22643 | 575743
2016-09-19 18:00 | 0.71398 | 0.21765 | 594099
2016-09-19 19:00 | 0.7003 | 0.21722 | 607306
2016-09-19 20:00 | 0.69677 | 0.22065 | 616818
2016-09-19 21:00 | 0.68462 | 0.21826 | 618763
2016-09-19 22:00 | 0.63925 | 0.21089 | 612028
2016-09-19 23:00 | 0.50795 | 0.24291 | 600923
2016-09-20 | 0.23185 | 0.37948 | 588349
2016-09-20 01:00 | 0.020818 | 0.47088 | 564326
2016-09-20 02:00 | 0 | 0.51626 | 530781
2016-09-20 03:00 | 0 | 0.53461 | 491276
2016-09-20 04:00 | 0 | 0.53275 | 454545
2016-09-20 05:00 | 0 | 0.51447 | 425252
2016-09-20 06:00 | 0 | 0.48978 | 404308
2016-09-20 07:00 | 0 | 0.46854 | 390534
2016-09-20 08:00 | 0 | 0.46195 | 385650
2016-09-20 09:00 | 0 | 0.4661 | 393778
2016-09-20 10:00 | 0 | 0.45788 | 418576
2016-09-20 11:00 | 0 | 0.44223 | 441938
2016-09-20 12:00 | 0 | 0.40246 | 456999
2016-09-20 13:00 | 0.077967 | 0.22314 | 477501
2016-09-20 14:00 | 0.29535 | 0.12826 | 501755
2016-09-20 15:00 | 0.46826 | 0.15689 | 527500
2016-09-20 16:00 | 0.54162 | 0.19476 | 551934
2016-09-20 17:00 | 0.56379 | 0.21499 | 575250
2016-09-20 18:00 | 0.56994 | 0.22594 | 593606
2016-09-20 19:00 | 0.56203 | 0.23342 | 607109
2016-09-20 20:00 | 0.54607 | 0.23791 | 615912
2016-09-20 21:00 | 0.51475 | 0.23858 | 617397
2016-09-20 22:00 | 0.46323 | 0.25759 | 608226
2016-09-20 23:00 | 0.3592 | 0.35378 | 595605
2016-09-21 | 0.17905 | 0.54704 | 584391
2016-09-21 01:00 | 0.021272 | 0.65818 | 559930
2016-09-21 02:00 | 0 | 0.6762 | 526181
2016-09-21 03:00 | 0 | 0.66343 | 487926
2016-09-21 04:00 | 0 | 0.62858 | 452003
2016-09-21 05:00 | 0 | 0.59064 | 423398
2016-09-21 06:00 | 0 | 0.56357 | 402738
2016-09-21 07:00 | 0 | 0.55051 | 389346
2016-09-21 08:00 | 0 | 0.53507 | 383965
2016-09-21 09:00 | 0 | 0.50942 | 391881
2016-09-21 10:00 | 0 | 0.48027 | 416612
2016-09-21 11:00 | 0 | 0.4573 | 439838
2016-09-21 12:00 | 0 | 0.43898 | 454962
2016-09-21 13:00 | 0.047408 | 0.32896 | 475231
2016-09-21 14:00 | 0.30117 | 0.3015 | 497212
2016-09-21 15:00 | 0.49116 | 0.38242 | 521302
2016-09-21 16:00 | 0.58466 | 0.39833 | 544593
2016-09-21 17:00 | 0.61796 | 0.38789 | 566369
2016-09-21 18:00 | 0.61652 | 0.37681 | 584246
2016-09-21 19:00 | 0.60116 | 0.37153 | 596829
2016-09-21 20:00 | 0.59312 | 0.37781 | 604822
2016-09-21 21:00 | 0.56925 | 0.39157 | 605721
2016-09-21 22:00 | 0.52083 | 0.41826 | 596355
2016-09-21 23:00 | 0.41207 | 0.46769 | 584985
2016-09-22 | 0.2271 | 0.55919 | 573454
2016-09-22 01:00 | 0.018676 | 0.62458 | 548664
2016-09-22 02:00 | 0 | 0.62174 | 516374
2016-09-22 03:00 | 0 | 0.6036 | 479292
2016-09-22 04:00 | 0 | 0.58099 | 443302
2016-09-22 05:00 | 0 | 0.55492 | 415188
2016-09-22 06:00 | 0 | 0.53173 | 395166
2016-09-22 07:00 | 0 | 0.50557 | 382311
2016-09-22 08:00 | 0 | 0.48411 | 377551
2016-09-22 09:00 | 0 | 0.45328 | 385422
2016-09-22 10:00 | 0 | 0.41511 | 410280
2016-09-22 11:00 | 0 | 0.39035 | 433417
2016-09-22 12:00 | 0 | 0.36169 | 449577
2016-09-22 13:00 | 0.071732 | 0.26707 | 469504
2016-09-22 14:00 | 0.3871 | 0.29788 | 492763
2016-09-22 15:00 | 0.62594 | 0.39223 | 517230
2016-09-22 16:00 | 0.69107 | 0.39318 | 540813
2016-09-22 17:00 | 0.69846 | 0.37104 | 562153
2016-09-22 18:00 | 0.6915 | 0.36162 | 578833
2016-09-22 19:00 | 0.68218 | 0.36426 | 591220
2016-09-22 20:00 | 0.68116 | 0.37282 | 599241
2016-09-22 21:00 | 0.67158 | 0.38335 | 599315
2016-09-22 22:00 | 0.63922 | 0.39927 | 586693
2016-09-22 23:00 | 0.52581 | 0.44027 | 574124
2016-09-23 | 0.25972 | 0.56713 | 563475
2016-09-23 01:00 | 0.018963 | 0.65338 | 540989
2016-09-23 02:00 | 0 | 0.65237 | 510591
2016-09-23 03:00 | 0 | 0.6372 | 474484
2016-09-23 04:00 | 0 | 0.60869 | 440499
2016-09-23 05:00 | 0 | 0.58268 | 411698
2016-09-23 06:00 | 0 | 0.56275 | 392249
2016-09-23 07:00 | 0 | 0.54286 | 380374
2016-09-23 08:00 | 0 | 0.52198 | 376076
2016-09-23 09:00 | 0 | 0.5031 | 382748
2016-09-23 10:00 | 0 | 0.48964 | 406169
2016-09-23 11:00 | 0 | 0.47999 | 429086
2016-09-23 12:00 | 0 | 0.47154 | 445632
2016-09-23 13:00 | 0.069164 | 0.3586 | 468144
2016-09-23 14:00 | 0.4265 | 0.40576 | 491424
2016-09-23 15:00 | 0.65226 | 0.50752 | 515169
2016-09-23 16:00 | 0.7373 | 0.53932 | 536671
2016-09-23 17:00 | 0.73882 | 0.56024 | 556404
2016-09-23 18:00 | 0.72875 | 0.5901 | 571875
2016-09-23 19:00 | 0.72159 | 0.6177 | 582063
2016-09-23 20:00 | 0.72719 | 0.63886 | 588232
2016-09-23 21:00 | 0.72721 | 0.64936 | 586369
2016-09-23 22:00 | 0.68876 | 0.65258 | 572867
2016-09-23 23:00 | 0.55311 | 0.68284 | 556402
2016-09-24 | 0.27325 | 0.7592 | 541761
2016-09-24 01:00 | 0.014452 | 0.77925 | 520490
2016-09-24 02:00 | 0 | 0.76307 | 495866
2016-09-24 03:00 | 0 | 0.74143 | 465603
2016-09-24 04:00 | 0 | 0.7282 | 435837
2016-09-24 05:00 | 0 | 0.70937 | 410777
2016-09-24 06:00 | 0 | 0.68747 | 390880
2016-09-24 07:00 | 0 | 0.65116 | 376962
2016-09-24 08:00 | 0 | 0.6211 | 368954
2016-09-24 09:00 | 0 | 0.59464 | 367250
2016-09-24 10:00 | 0 | 0.57146 | 372473
2016-09-24 11:00 | 0 | 0.55055 | 380737
2016-09-24 12:00 | 0 | 0.51484 | 396108
2016-09-24 13:00 | 0.048043 | 0.40319 | 419312
2016-09-24 14:00 | 0.41221 | 0.38823 | 445085
2016-09-24 15:00 | 0.68603 | 0.4452 | 469931
2016-09-24 16:00 | 0.74233 | 0.47314 | 490873
2016-09-24 17:00 | 0.74141 | 0.4833 | 506967
2016-09-24 18:00 | 0.72704 | 0.49411 | 518027
2016-09-24 19:00 | 0.71707 | 0.50682 | 526151
2016-09-24 20:00 | 0.71936 | 0.50705 | 531570
2016-09-24 21:00 | 0.71448 | 0.48947 | 531513
2016-09-24 22:00 | 0.6892 | 0.47396 | 524247
2016-09-24 23:00 | 0.58696 | 0.49847 | 514988
2016-09-25 | 0.29583 | 0.57594 | 507029
2016-09-25 01:00 | 0.021975 | 0.60492 | 488250
2016-09-25 02:00 | 0 | 0.60908 | 465257
2016-09-25 03:00 | 0 | 0.60432 | 438400
2016-09-25 04:00 | 0 | 0.60011 | 412771
2016-09-25 05:00 | 0 | 0.59325 | 389711
2016-09-25 06:00 | 0 | 0.57896 | 371879
2016-09-25 07:00 | 0 | 0.57209 | 359076
2016-09-25 08:00 | 0 | 0.57198 | 351230
2016-09-25 09:00 | 0 | 0.58195 | 347942
2016-09-25 10:00 | 0 | 0.59738 | 349504
2016-09-25 11:00 | 0 | 0.6138 | 355102
2016-09-25 12:00 | 0 | 0.61841 | 367703
2016-09-25 13:00 | 0.040995 | 0.56354 | 389629
2016-09-25 14:00 | 0.41165 | 0.60787 | 411035
2016-09-25 15:00 | 0.70222 | 0.68491 | 433297
2016-09-25 16:00 | 0.73555 | 0.7214 | 455494
2016-09-25 17:00 | 0.7267 | 0.73269 | 474452
2016-09-25 18:00 | 0.71134 | 0.74085 | 489324
2016-09-25 19:00 | 0.6948 | 0.7416 | 499479
2016-09-25 20:00 | 0.69141 | 0.74218 | 506893
2016-09-25 21:00 | 0.68042 | 0.73379 | 512205
2016-09-25 22:00 | 0.64835 | 0.709 | 510048
2016-09-25 23:00 | 0.52275 | 0.68326 | 508980
2016-09-26 | 0.27227 | 0.71099 | 507252
2016-09-26 01:00 | 0.011276 | 0.7093 | 488879
2016-09-26 02:00 | 0 | 0.68538 | 463538
2016-09-26 03:00 | 0 | 0.67171 | 432734
2016-09-26 04:00 | 0 | 0.652 | 404904
2016-09-26 05:00 | 0 | 0.645 | 381928
2016-09-26 06:00 | 0 | 0.64275 | 365113
2016-09-26 07:00 | 0 | 0.63467 | 355928
2016-09-26 08:00 | 0 | 0.62573 | 354275
2016-09-26 09:00 | 0 | 0.61972 | 364282
2016-09-26 10:00 | 0 | 0.62376 | 388057
2016-09-26 11:00 | 0 | 0.63355 | 412470
2016-09-26 12:00 | 0 | 0.62422 | 427194
2016-09-26 13:00 | 0.041704 | 0.42192 | 441798
2016-09-26 14:00 | 0.36767 | 0.28896 | 457712
2016-09-26 15:00 | 0.64534 | 0.39673 | 473022
2016-09-26 16:00 | 0.69271 | 0.45612 | 486534
2016-09-26 17:00 | 0.69326 | 0.45934 | 498321
2016-09-26 18:00 | 0.68089 | 0.46467 | 506525
2016-09-26 19:00 | 0.66609 | 0.47412 | 511847
2016-09-26 20:00 | 0.66068 | 0.48016 | 516288
2016-09-26 21:00 | 0.64784 | 0.47484 | 516610
2016-09-26 22:00 | 0.61665 | 0.44788 | 513497
2016-09-26 23:00 | 0.49934 | 0.42124 | 512918
2016-09-27 | 0.23818 | 0.45148 | 510195
2016-09-27 01:00 | 0.012223 | 0.4461 | 488881
2016-09-27 02:00 | 0 | 0.43297 | 462918
2016-09-27 03:00 | 0 | 0.42557 | 433838
2016-09-27 04:00 | 0 | 0.43542 | 403286
2016-09-27 05:00 | 0 | 0.45588 | 380547
2016-09-27 06:00 | 0 | 0.47505 | 364245
2016-09-27 07:00 | 0 | 0.49199 | 354187
2016-09-27 08:00 | 0 | 0.50657 | 351614
2016-09-27 09:00 | 0 | 0.51589 | 360380
2016-09-27 10:00 | 0 | 0.52601 | 384379
2016-09-27 11:00 | 0 | 0.53579 | 408124
2016-09-27 12:00 | 0 | 0.53023 | 421531
2016-09-27 13:00 | 0.040494 | 0.35476 | 436094
2016-09-27 14:00 | 0.4061 | 0.18315 | 449971
2016-09-27 15:00 | 0.68732 | 0.18346 | 464478
2016-09-27 16:00 | 0.73682 | 0.22404 | 478113
2016-09-27 17:00 | 0.73197 | 0.25256 | 490862
2016-09-27 18:00 | 0.7164 | 0.26754 | 502725
2016-09-27 19:00 | 0.7035 | 0.27861 | 511919
2016-09-27 20:00 | 0.7022 | 0.2879 | 518483
2016-09-27 21:00 | 0.69556 | 0.28646 | 520523
2016-09-27 22:00 | 0.6577 | 0.26898 | 516150
2016-09-27 23:00 | 0.52644 | 0.28762 | 514287
2016-09-28 | 0.23156 | 0.36085 | 509353
2016-09-28 01:00 | 0.0096907 | 0.41001 | 490346
2016-09-28 02:00 | 0 | 0.44814 | 462860
2016-09-28 03:00 | 0 | 0.4646 | 429862
2016-09-28 04:00 | 0 | 0.45988 | 400207
2016-09-28 05:00 | 0 | 0.45271 | 377301
2016-09-28 06:00 | 0 | 0.45029 | 361628
2016-09-28 07:00 | 0 | 0.45474 | 351135
2016-09-28 08:00 | 0 | 0.45436 | 348448
2016-09-28 09:00 | 0 | 0.43808 | 357233
2016-09-28 10:00 | 0 | 0.41462 | 380412
2016-09-28 11:00 | 0 | 0.39221 | 404373
2016-09-28 12:00 | 0 | 0.36606 | 417225
2016-09-28 13:00 | 0.04663 | 0.21148 | 433252
2016-09-28 14:00 | 0.3943 | 0.13519 | 448706
2016-09-28 15:00 | 0.66177 | 0.15208 | 463538
2016-09-28 16:00 | 0.71901 | 0.16971 | 478083
2016-09-28 17:00 | 0.71674 | 0.16868 | 491792
2016-09-28 18:00 | 0.69837 | 0.16689 | 503207
2016-09-28 19:00 | 0.67926 | 0.16861 | 513287
2016-09-28 20:00 | 0.66899 | 0.17441 | 521245
2016-09-28 21:00 | 0.64282 | 0.18328 | 525594
2016-09-28 22:00 | 0.57875 | 0.19258 | 522849
2016-09-28 23:00 | 0.43273 | 0.24783 | 519181
2016-09-29 | 0.17082 | 0.50823 | 510516
2016-09-29 01:00 | 0.0083044 | 0.61986 | 490776
2016-09-29 02:00 | 0 | 0.62577 | 463586
2016-09-29 03:00 | 0 | 0.60151 | 431162
2016-09-29 04:00 | 0 | 0.56583 | 402391
2016-09-29 05:00 | 0 | 0.52963 | 379998
2016-09-29 06:00 | 0 | 0.49812 | 363000
2016-09-29 07:00 | 0 | 0.47678 | 352206
2016-09-29 08:00 | 0 | 0.45766 | 349223
2016-09-29 09:00 | 0 | 0.42153 | 357698
2016-09-29 10:00 | 0 | 0.39107 | 380829
2016-09-29 11:00 | 0 | 0.3745 | 405282
2016-09-29 12:00 | 0 | 0.35232 | 418930
2016-09-29 13:00 | 0.042634 | 0.22257 | 433174
2016-09-29 14:00 | 0.35971 | 0.14823 | 446476
2016-09-29 15:00 | 0.58862 | 0.16732 | 457915
2016-09-29 16:00 | 0.66303 | 0.20107 | 467097
2016-09-29 17:00 | 0.66252 | 0.21337 | 476837
2016-09-29 18:00 | 0.63516 | 0.22144 | 484414
2016-09-29 19:00 | 0.60951 | 0.22868 | 490997
2016-09-29 20:00 | 0.59498 | 0.23504 | 496619
2016-09-29 21:00 | 0.56657 | 0.24344 | 498650
2016-09-29 22:00 | 0.51684 | 0.25676 | 496050
2016-09-29 23:00 | 0.40341 | 0.33217 | 495047
2016-09-30 | 0.18245 | 0.51676 | 490559
2016-09-30 01:00 | 0.0069679 | 0.62602 | 474123
2016-09-30 02:00 | 0 | 0.63701 | 449269
2016-09-30 03:00 | 0 | 0.60454 | 418628
2016-09-30 04:00 | 0 | 0.54966 | 390352
2016-09-30 05:00 | 0 | 0.49842 | 369439
2016-09-30 06:00 | 0 | 0.45894 | 355595
2016-09-30 07:00 | 0 | 0.42976 | 346003
2016-09-30 08:00 | 0 | 0.4009 | 343264
2016-09-30 09:00 | 0 | 0.36934 | 351472
2016-09-30 10:00 | 0 | 0.34467 | 372870
2016-09-30 11:00 | 0 | 0.33222 | 396585
2016-09-30 12:00 | 0 | 0.31667 | 410605
2016-09-30 13:00 | 0.027815 | 0.23082 | 425358
2016-09-30 14:00 | 0.2866 | 0.16129 | 438424
2016-09-30 15:00 | 0.55898 | 0.20711 | 449478
2016-09-30 16:00 | 0.66316 | 0.23257 | 458534
2016-09-30 17:00 | 0.6715 | 0.239 | 466904
2016-09-30 18:00 | 0.65764 | 0.23911 | 473293
2016-09-30 19:00 | 0.64757 | 0.2315 | 477889
2016-09-30 20:00 | 0.65063 | 0.22049 | 481571
2016-09-30 21:00 | 0.64887 | 0.20619 | 481980
2016-09-30 22:00 | 0.6215 | 0.19731 | 477094
2016-09-30 23:00 | 0.50821 | 0.25342 | 471788
2016-10-01 | 0.24306 | 0.41798 | 464160
2016-10-01 01:00 | 0.014263 | 0.49983 | 449071
2016-10-01 02:00 | 0 | 0.4981 | 429616
2016-10-01 03:00 | 0 | 0.4666 | 403733
2016-10-01 04:00 | 0 | 0.41559 | 379347
2016-10-01 05:00 | 0 | 0.36307 | 360029
2016-10-01 06:00 | 0 | 0.32156 | 345957
2016-10-01 07:00 | 0 | 0.29273 | 335981
2016-10-01 08:00 | 0 | 0.26729 | 330386
2016-10-01 09:00 | 0 | 0.24889 | 329674
2016-10-01 10:00 | 0 | 0.23976 | 335756
2016-10-01 11:00 | 0 | 0.23578 | 344879
2016-10-01 12:00 | 0 | 0.22877 | 358481
2016-10-01 13:00 | 0.038544 | 0.15882 | 375301
2016-10-01 14:00 | 0.39965 | 0.078225 | 391050
2016-10-01 15:00 | 0.69564 | 0.091038 | 405328
2016-10-01 16:00 | 0.75124 | 0.11062 | 416744
2016-10-01 17:00 | 0.73339 | 0.12654 | 426036
2016-10-01 18:00 | 0.70978 | 0.13149 | 434374
2016-10-01 19:00 | 0.69638 | 0.12673 | 441308
2016-10-01 20:00 | 0.70368 | 0.11734 | 446442
2016-10-01 21:00 | 0.71294 | 0.11211 | 449559
2016-10-01 22:00 | 0.69614 | 0.11525 | 447957
2016-10-01 23:00 | 0.57704 | 0.16947 | 447614
2016-10-02 | 0.253 | 0.3709 | 444225
2016-10-02 01:00 | 0.0048617 | 0.48312 | 431609
2016-10-02 02:00 | 0 | 0.52098 | 414372
2016-10-02 03:00 | 0 | 0.52578 | 392285
2016-10-02 04:00 | 0 | 0.50539 | 369627
2016-10-02 05:00 | 0 | 0.48151 | 352065
2016-10-02 06:00 | 0 | 0.45505 | 338309
2016-10-02 07:00 | 0 | 0.42531 | 328815
2016-10-02 08:00 | 0 | 0.39592 | 322930
2016-10-02 09:00 | 0 | 0.35882 | 321307
2016-10-02 10:00 | 0 | 0.3268 | 324074
2016-10-02 11:00 | 0 | 0.302 | 330659
2016-10-02 12:00 | 0 | 0.27804 | 341997
2016-10-02 13:00 | 0.04114 | 0.18431 | 360340
2016-10-02 14:00 | 0.39181 | 0.088688 | 377856
2016-10-02 15:00 | 0.69627 | 0.11504 | 394308
2016-10-02 16:00 | 0.75135 | 0.13335 | 409258
2016-10-02 17:00 | 0.73402 | 0.14939 | 422382
2016-10-02 18:00 | 0.71075 | 0.16254 | 432750
2016-10-02 19:00 | 0.6962 | 0.16854 | 440823
2016-10-02 20:00 | 0.70103 | 0.17028 | 447418
2016-10-02 21:00 | 0.7084 | 0.17435 | 452442
2016-10-02 22:00 | 0.68294 | 0.19069 | 453706
2016-10-02 23:00 | 0.55377 | 0.28244 | 455845
2016-10-03 | 0.22151 | 0.52189 | 454506
2016-10-03 01:00 | 0.0043462 | 0.63557 | 440665
2016-10-03 02:00 | 0 | 0.67261 | 419948
2016-10-03 03:00 | 0 | 0.67816 | 393288
2016-10-03 04:00 | 0 | 0.65846 | 370228
2016-10-03 05:00 | 0 | 0.6304 | 352069
2016-10-03 06:00 | 0 | 0.60629 | 339911
2016-10-03 07:00 | 0 | 0.59218 | 332910
2016-10-03 08:00 | 0 | 0.57761 | 333017
2016-10-03 09:00 | 0 | 0.55632 | 343797
2016-10-03 10:00 | 0 | 0.54136 | 367448
2016-10-03 11:00 | 0 | 0.53092 | 392416
2016-10-03 12:00 | 0 | 0.53136 | 407507
2016-10-03 13:00 | 0.028871 | 0.45366 | 422920
2016-10-03 14:00 | 0.34633 | 0.42937 | 438778
2016-10-03 15:00 | 0.64317 | 0.57175 | 452970
2016-10-03 16:00 | 0.70779 | 0.65743 | 466381
2016-10-03 17:00 | 0.70748 | 0.69287 | 478612
2016-10-03 18:00 | 0.69639 | 0.7232 | 488215
2016-10-03 19:00 | 0.69176 | 0.75332 | 494304
2016-10-03 20:00 | 0.69997 | 0.78283 | 497335
2016-10-03 21:00 | 0.70059 | 0.8099 | 497321
2016-10-03 22:00 | 0.68436 | 0.83436 | 493897
2016-10-03 23:00 | 0.56166 | 0.87587 | 493550
2016-10-04 | 0.2296 | 0.92683 | 488761
2016-10-04 01:00 | 0.0028047 | 0.92409 | 471633
2016-10-04 02:00 | 0 | 0.89612 | 446352
2016-10-04 03:00 | 0 | 0.87606 | 416647
2016-10-04 04:00 | 0 | 0.85831 | 388923
2016-10-04 05:00 | 0 | 0.84701 | 366116
2016-10-04 06:00 | 0 | 0.83609 | 351179
2016-10-04 07:00 | 0 | 0.82432 | 342658
2016-10-04 08:00 | 0 | 0.81318 | 341000
2016-10-04 09:00 | 0 | 0.79795 | 350712
2016-10-04 10:00 | 0 | 0.78207 | 375478
2016-10-04 11:00 | 0 | 0.77285 | 400098
2016-10-04 12:00 | 0 | 0.76163 | 413981
2016-10-04 13:00 | 0.028333 | 0.6743 | 428455
2016-10-04 14:00 | 0.39342 | 0.63101 | 442417
2016-10-04 15:00 | 0.73227 | 0.69759 | 455453
2016-10-04 16:00 | 0.77387 | 0.68997 | 468286
2016-10-04 17:00 | 0.76659 | 0.67872 | 480699
2016-10-04 18:00 | 0.74779 | 0.66874 | 490527
2016-10-04 19:00 | 0.73534 | 0.66026 | 497249
2016-10-04 20:00 | 0.74218 | 0.65214 | 502525
2016-10-04 21:00 | 0.74821 | 0.63751 | 503411
2016-10-04 22:00 | 0.73262 | 0.62526 | 498983
2016-10-04 23:00 | 0.58774 | 0.64168 | 498935
2016-10-05 | 0.23474 | 0.67327 | 495150
2016-10-05 01:00 | 0.0027234 | 0.66717 | 478735
2016-10-05 02:00 | 0 | 0.65579 | 453603
2016-10-05 03:00 | 0 | 0.65041 | 425594
2016-10-05 04:00 | 0 | 0.63964 | 397551
2016-10-05 05:00 | 0 | 0.63132 | 377091
2016-10-05 06:00 | 0 | 0.6189 | 361549
2016-10-05 07:00 | 0 | 0.59907 | 352193
2016-10-05 08:00 | 0 | 0.58577 | 349490
2016-10-05 09:00 | 0 | 0.5636 | 357785
2016-10-05 10:00 | 0 | 0.54214 | 381831
2016-10-05 11:00 | 0 | 0.53204 | 406223
2016-10-05 12:00 | 0 | 0.51999 | 419017
2016-10-05 13:00 | 0.026937 | 0.4261 | 432725
2016-10-05 14:00 | 0.38634 | 0.36453 | 447305
2016-10-05 15:00 | 0.73522 | 0.41094 | 460409
2016-10-05 16:00 | 0.77442 | 0.42178 | 473195
2016-10-05 17:00 | 0.75644 | 0.42758 | 486313
2016-10-05 18:00 | 0.73305 | 0.43845 | 498180
2016-10-05 19:00 | 0.71886 | 0.45099 | 507295
2016-10-05 20:00 | 0.7239 | 0.45624 | 513946
2016-10-05 21:00 | 0.72961 | 0.45178 | 515936
2016-10-05 22:00 | 0.71028 | 0.44058 | 511466
2016-10-05 23:00 | 0.562 | 0.47028 | 509137
2016-10-06 | 0.2154 | 0.56064 | 502299
2016-10-06 01:00 | 0.0028614 | 0.63033 | 481284
2016-10-06 02:00 | 0 | 0.66521 | 458450
2016-10-06 03:00 | 0 | 0.66669 | 429111
2016-10-06 04:00 | 0 | 0.64369 | 403890
2016-10-06 05:00 | 0 | 0.61133 | 381752
2016-10-06 06:00 | 0 | 0.58087 | 366277
2016-10-06 07:00 | 0 | 0.55091 | 356084
2016-10-06 08:00 | 0 | 0.5241 | 353626
2016-10-06 09:00 | 0 | 0.49789 | 362758
2016-10-06 10:00 | 0 | 0.47428 | 385927
2016-10-06 11:00 | 0 | 0.45657 | 410874
2016-10-06 12:00 | 0 | 0.44604 | 424885
2016-10-06 13:00 | 0.022041 | 0.38317 | 438806
2016-10-06 14:00 | 0.3326 | 0.38766 | 452384
2016-10-06 15:00 | 0.71098 | 0.4533 | 464701
2016-10-06 16:00 | 0.75616 | 0.45436 | 475928
2016-10-06 17:00 | 0.73612 | 0.43231 | 487992
2016-10-06 18:00 | 0.71714 | 0.41225 | 498243
2016-10-06 19:00 | 0.70476 | 0.40246 | 504825
2016-10-06 20:00 | 0.70994 | 0.4106 | 509579
2016-10-06 21:00 | 0.71306 | 0.42769 | 510568
2016-10-06 22:00 | 0.68395 | 0.44094 | 506396
2016-10-06 23:00 | 0.55136 | 0.46609 | 505799
2016-10-07 | 0.20958 | 0.50132 | 500734
2016-10-07 01:00 | 0.0035225 | 0.51485 | 484447
2016-10-07 02:00 | 0 | 0.53299 | 459365
2016-10-07 03:00 | 0 | 0.54765 | 428443
2016-10-07 04:00 | 0 | 0.55475 | 401406
2016-10-07 05:00 | 0 | 0.55657 | 379573
2016-10-07 06:00 | 0 | 0.56091 | 362525
2016-10-07 07:00 | 0 | 0.56411 | 353282
2016-10-07 08:00 | 0 | 0.56013 | 350335
2016-10-07 09:00 | 0 | 0.52426 | 357442
2016-10-07 10:00 | 0 | 0.47797 | 377785
2016-10-07 11:00 | 0 | 0.46106 | 401400
2016-10-07 12:00 | 0 | 0.45521 | 416117
2016-10-07 13:00 | 0.016532 | 0.3877 | 429380
2016-10-07 14:00 | 0.37611 | 0.38406 | 442980
2016-10-07 15:00 | 0.6794 | 0.40238 | 453071
2016-10-07 16:00 | 0.73263 | 0.38629 | 461304
2016-10-07 17:00 | 0.72758 | 0.37046 | 469765
2016-10-07 18:00 | 0.70706 | 0.35873 | 476505
2016-10-07 19:00 | 0.6941 | 0.34992 | 479943
2016-10-07 20:00 | 0.69694 | 0.34138 | 482069
2016-10-07 21:00 | 0.69671 | 0.32724 | 481238
2016-10-07 22:00 | 0.67296 | 0.29092 | 476103
2016-10-07 23:00 | 0.51603 | 0.2783 | 472386
2016-10-08 | 0.17346 | 0.34457 | 465369
2016-10-08 01:00 | 0.0012964 | 0.3849 | 450868
2016-10-08 02:00 | 0 | 0.41562 | 428352
2016-10-08 03:00 | 0 | 0.44606 | 407395
2016-10-08 04:00 | 0 | 0.46075 | 385732
2016-10-08 05:00 | 0 | 0.45923 | 364959
2016-10-08 06:00 | 0 | 0.45132 | 350104
2016-10-08 07:00 | 0 | 0.4403 | 339014
2016-10-08 08:00 | 0 | 0.42518 | 332471
2016-10-08 09:00 | 0 | 0.40211 | 331938
2016-10-08 10:00 | 0 | 0.37833 | 338002
2016-10-08 11:00 | 0 | 0.35774 | 348329
2016-10-08 12:00 | 0 | 0.34008 | 361100
2016-10-08 13:00 | 0.011475 | 0.24348 | 379211
2016-10-08 14:00 | 0.2288 | 0.10919 | 394483
2016-10-08 15:00 | 0.50403 | 0.11635 | 406622
2016-10-08 16:00 | 0.60041 | 0.14536 | 415739
2016-10-08 17:00 | 0.60721 | 0.13961 | 421708
2016-10-08 18:00 | 0.58993 | 0.12758 | 426659
2016-10-08 19:00 | 0.57137 | 0.11682 | 431968
2016-10-08 20:00 | 0.55779 | 0.10915 | 436274
2016-10-08 21:00 | 0.53064 | 0.10486 | 439383
2016-10-08 22:00 | 0.49097 | 0.11477 | 439069
2016-10-08 23:00 | 0.38473 | 0.20657 | 435365
2016-10-09 | 0.16564 | 0.36874 | 432182
2016-10-09 01:00 | 0.0019661 | 0.46817 | 422059
2016-10-09 02:00 | 0 | 0.48252 | 402252
2016-10-09 03:00 | 0 | 0.48164 | 380070
2016-10-09 04:00 | 0 | 0.48055 | 362415
2016-10-09 05:00 | 0 | 0.47414 | 344211
2016-10-09 06:00 | 0 | 0.47834 | 329703
2016-10-09 07:00 | 0 | 0.477 | 320457
2016-10-09 08:00 | 0 | 0.46869 | 314804
2016-10-09 09:00 | 0 | 0.44924 | 313504
2016-10-09 10:00 | 0 | 0.43864 | 316333
2016-10-09 11:00 | 0 | 0.43705 | 323004
2016-10-09 12:00 | 0 | 0.43931 | 334487
2016-10-09 13:00 | 0.0095861 | 0.37159 | 350536
2016-10-09 14:00 | 0.24328 | 0.23843 | 363656
2016-10-09 15:00 | 0.56268 | 0.28561 | 374100
2016-10-09 16:00 | 0.65616 | 0.36313 | 383930
2016-10-09 17:00 | 0.65121 | 0.40079 | 392899
2016-10-09 18:00 | 0.62912 | 0.43313 | 400269
2016-10-09 19:00 | 0.60847 | 0.45797 | 408188
2016-10-09 20:00 | 0.59542 | 0.47236 | 416624
2016-10-09 21:00 | 0.58142 | 0.47569 | 423858
2016-10-09 22:00 | 0.55574 | 0.47024 | 427184
2016-10-09 23:00 | 0.45481 | 0.55654 | 433837
2016-10-10 | 0.18453 | 0.66285 | 435426
2016-10-10 01:00 | 0.00094442 | 0.70913 | 419781
2016-10-10 02:00 | 0 | 0.72461 | 401543
2016-10-10 03:00 | 0 | 0.72683 | 381256
2016-10-10 04:00 | 0 | 0.71765 | 358189
2016-10-10 05:00 | 0 | 0.69993 | 340263
2016-10-10 06:00 | 0 | 0.68353 | 327877
2016-10-10 07:00 | 0 | 0.65894 | 320921
2016-10-10 08:00 | 0 | 0.63466 | 320475
2016-10-10 09:00 | 0 | 0.59699 | 328559
2016-10-10 10:00 | 0 | 0.56363 | 350200
2016-10-10 11:00 | 0 | 0.53667 | 374730
2016-10-10 12:00 | 0 | 0.52089 | 390068
2016-10-10 13:00 | 0.023213 | 0.44198 | 403659
2016-10-10 14:00 | 0.35092 | 0.32457 | 414344
2016-10-10 15:00 | 0.61674 | 0.36526 | 422674
2016-10-10 16:00 | 0.68672 | 0.41232 | 429540
2016-10-10 17:00 | 0.67969 | 0.41449 | 436521
2016-10-10 18:00 | 0.66245 | 0.41191 | 443254
2016-10-10 19:00 | 0.64942 | 0.40896 | 449624
2016-10-10 20:00 | 0.65119 | 0.40141 | 456276
2016-10-10 21:00 | 0.65067 | 0.39478 | 461341
2016-10-10 22:00 | 0.61271 | 0.40232 | 463319
2016-10-10 23:00 | 0.45385 | 0.49056 | 469066
2016-10-11 | 0.12846 | 0.62632 | 465861
2016-10-11 01:00 | 0.0006282 | 0.70463 | 450737
2016-10-11 02:00 | 0 | 0.74238 | 428112
2016-10-11 03:00 | 0 | 0.74898 | 400669
2016-10-11 04:00 | 0 | 0.72859 | 375252
2016-10-11 05:00 | 0 | 0.69775 | 357030
2016-10-11 06:00 | 0 | 0.65884 | 343584
2016-10-11 07:00 | 0 | 0.6188 | 336113
2016-10-11 08:00 | 0 | 0.58215 | 334737
2016-10-11 09:00 | 0 | 0.55234 | 343866
2016-10-11 10:00 | 0 | 0.5279 | 369914
2016-10-11 11:00 | 0 | 0.5029 | 395969
2016-10-11 12:00 | 0 | 0.47665 | 407918
2016-10-11 13:00 | 0.015359 | 0.36317 | 417206
2016-10-11 14:00 | 0.30124 | 0.23366 | 425449
2016-10-11 15:00 | 0.58977 | 0.23341 | 432647
2016-10-11 16:00 | 0.67929 | 0.26421 | 439652
2016-10-11 17:00 | 0.67986 | 0.26901 | 446392
2016-10-11 18:00 | 0.6636 | 0.28303 | 453427
2016-10-11 19:00 | 0.65332 | 0.30572 | 458453
2016-10-11 20:00 | 0.65947 | 0.32551 | 464133
2016-10-11 21:00 | 0.66645 | 0.34319 | 468519
2016-10-11 22:00 | 0.64842 | 0.38285 | 469706
2016-10-11 23:00 | 0.5109 | 0.45568 | 474251
2016-10-12 | 0.17349 | 0.53594 | 471249
2016-10-12 01:00 | 0.00051295 | 0.55689 | 456932
2016-10-12 02:00 | 0 | 0.56873 | 433484
2016-10-12 03:00 | 0 | 0.56538 | 406043
2016-10-12 04:00 | 0 | 0.56421 | 380992
2016-10-12 05:00 | 0 | 0.55766 | 361760
2016-10-12 06:00 | 0 | 0.54877 | 348243
2016-10-12 07:00 | 0 | 0.54253 | 340838
2016-10-12 08:00 | 0 | 0.54342 | 340028
2016-10-12 09:00 | 0 | 0.54005 | 348468
2016-10-12 10:00 | 0 | 0.52714 | 373533
2016-10-12 11:00 | 0 | 0.52005 | 399567
2016-10-12 12:00 | 0 | 0.50979 | 411951
2016-10-12 13:00 | 0.013642 | 0.46102 | 423006
2016-10-12 14:00 | 0.30358 | 0.42656 | 433683
2016-10-12 15:00 | 0.61662 | 0.42925 | 442339
2016-10-12 16:00 | 0.69518 | 0.40761 | 449506
2016-10-12 17:00 | 0.69897 | 0.36937 | 456544
2016-10-12 18:00 | 0.67324 | 0.33344 | 462687
2016-10-12 19:00 | 0.65533 | 0.30622 | 467162
2016-10-12 20:00 | 0.65424 | 0.28527 | 471056
2016-10-12 21:00 | 0.65111 | 0.26724 | 474321
2016-10-12 22:00 | 0.59659 | 0.24799 | 474450
2016-10-12 23:00 | 0.43019 | 0.25213 | 477720
2016-10-13 | 0.1422 | 0.29729 | 473170
2016-10-13 01:00 | 0.00033761 | 0.31825 | 458461
2016-10-13 02:00 | 0 | 0.33588 | 435066
2016-10-13 03:00 | 0 | 0.34176 | 407110
2016-10-13 04:00 | 0 | 0.35017 | 381865
2016-10-13 05:00 | 0 | 0.36055 | 362529
2016-10-13 06:00 | 0 | 0.36544 | 348729
2016-10-13 07:00 | 0 | 0.36113 | 341147
2016-10-13 08:00 | 0 | 0.35114 | 340195
2016-10-13 09:00 | 0 | 0.34398 | 348595
2016-10-13 10:00 | 0 | 0.33778 | 373419
2016-10-13 11:00 | 0 | 0.33165 | 399415
2016-10-13 12:00 | 0 | 0.32246 | 412453
2016-10-13 13:00 | 0.0068971 | 0.25687 | 423354
2016-10-13 14:00 | 0.24106 | 0.16636 | 433595
2016-10-13 15:00 | 0.55264 | 0.1602 | 441745
2016-10-13 16:00 | 0.63093 | 0.16492 | 448142
2016-10-13 17:00 | 0.63405 | 0.16717 | 454591
2016-10-13 18:00 | 0.62393 | 0.17095 | 460716
2016-10-13 19:00 | 0.61718 | 0.1731 | 464994
2016-10-13 20:00 | 0.62488 | 0.16633 | 467977
2016-10-13 21:00 | 0.631 | 0.16291 | 469397
2016-10-13 22:00 | 0.60297 | 0.17842 | 468201
2016-10-13 23:00 | 0.45331 | 0.29318 | 472705
2016-10-14 | 0.1138 | 0.47024 | 470940
2016-10-14 01:00 | 0.00019909 | 0.56053 | 456951
2016-10-14 02:00 | 0 | 0.60141 | 433342
2016-10-14 03:00 | 0 | 0.62144 | 407036
2016-10-14 04:00 | 0 | 0.63032 | 382596
2016-10-14 05:00 | 0 | 0.6292 | 362278
2016-10-14 06:00 | 0 | 0.62267 | 348008
2016-10-14 07:00 | 0 | 0.61482 | 340313
2016-10-14 08:00 | 0 | 0.60154 | 339060
2016-10-14 09:00 | 0 | 0.57517 | 347726
2016-10-14 10:00 | 0 | 0.55219 | 371146
2016-10-14 11:00 | 0 | 0.53831 | 396426
2016-10-14 12:00 | 0 | 0.5302 | 409246
2016-10-14 13:00 | 0.0091081 | 0.49674 | 419731
2016-10-14 14:00 | 0.27824 | 0.40222 | 429523
2016-10-14 15:00 | 0.54355 | 0.3911 | 436532
2016-10-14 16:00 | 0.62779 | 0.42927 | 442480
2016-10-14 17:00 | 0.64069 | 0.46427 | 448288
2016-10-14 18:00 | 0.63372 | 0.5031 | 453012
2016-10-14 19:00 | 0.62863 | 0.54428 | 456009
2016-10-14 20:00 | 0.63496 | 0.58197 | 458200
2016-10-14 21:00 | 0.64108 | 0.62739 | 458185
2016-10-14 22:00 | 0.60225 | 0.67944 | 455239
2016-10-14 23:00 | 0.4391 | 0.79742 | 456333
2016-10-15 | 0.094799 | 0.90436 | 451920
2016-10-15 01:00 | 0.00014375 | 0.9307 | 440415
2016-10-15 02:00 | 0 | 0.92822 | 422463
2016-10-15 03:00 | 0 | 0.92437 | 399992
2016-10-15 04:00 | 0 | 0.9159 | 377730
2016-10-15 05:00 | 0 | 0.89859 | 360123
2016-10-15 06:00 | 0 | 0.87759 | 346109
2016-10-15 07:00 | 0 | 0.85874 | 337138
2016-10-15 08:00 | 0 | 0.84313 | 333073
2016-10-15 09:00 | 0 | 0.82265 | 334219
2016-10-15 10:00 | 0 | 0.79482 | 341744
2016-10-15 11:00 | 0 | 0.77354 | 353154
2016-10-15 12:00 | 0 | 0.74801 | 366424
2016-10-15 13:00 | 0.009392 | 0.68303 | 381324
2016-10-15 14:00 | 0.32178 | 0.54576 | 395160
2016-10-15 15:00 | 0.62946 | 0.47298 | 407344
2016-10-15 16:00 | 0.70065 | 0.4964 | 417435
2016-10-15 17:00 | 0.69472 | 0.50092 | 425068
2016-10-15 18:00 | 0.6759 | 0.47024 | 431579
2016-10-15 19:00 | 0.66763 | 0.43578 | 437621
2016-10-15 20:00 | 0.6785 | 0.39693 | 442960
2016-10-15 21:00 | 0.69543 | 0.36063 | 445535
2016-10-15 22:00 | 0.68042 | 0.34869 | 446436
2016-10-15 23:00 | 0.49636 | 0.41525 | 449627
2016-10-16 | 0.11725 | 0.47742 | 445552
2016-10-16 01:00 | 0.00011651 | 0.51837 | 434826
2016-10-16 02:00 | 0 | 0.54409 | 417311
2016-10-16 03:00 | 0 | 0.57581 | 396189
2016-10-16 04:00 | 0 | 0.60853 | 374750
2016-10-16 05:00 | 0 | 0.62411 | 357343
2016-10-16 06:00 | 0 | 0.6281 | 343637
2016-10-16 07:00 | 0 | 0.63994 | 333971
2016-10-16 08:00 | 0 | 0.65447 | 328806
2016-10-16 09:00 | 0 | 0.66635 | 327782
2016-10-16 10:00 | 0 | 0.68219 | 331842
2016-10-16 11:00 | 0 | 0.69173 | 340368
2016-10-16 12:00 | 0 | 0.70583 | 351891
2016-10-16 13:00 | 0.0081807 | 0.65264 | 367423
2016-10-16 14:00 | 0.31655 | 0.53615 | 383772
2016-10-16 15:00 | 0.57035 | 0.5099 | 400544
2016-10-16 16:00 | 0.6447 | 0.59078 | 416790
2016-10-16 17:00 | 0.64454 | 0.68706 | 430707
2016-10-16 18:00 | 0.62667 | 0.73268 | 442178
2016-10-16 19:00 | 0.6189 | 0.75319 | 451589
2016-10-16 20:00 | 0.62334 | 0.75853 | 458822
2016-10-16 21:00 | 0.63252 | 0.75228 | 464628
2016-10-16 22:00 | 0.61418 | 0.75669 | 467804
2016-10-16 23:00 | 0.45714 | 0.81713 | 471245
2016-10-17 | 0.10816 | 0.85498 | 468534
2016-10-17 01:00 | 8.49e-05 | 0.84947 | 453973
2016-10-17 02:00 | 0 | 0.8215 | 431304
2016-10-17 03:00 | 0 | 0.78858 | 404663
2016-10-17 04:00 | 0 | 0.76709 | 379946
2016-10-17 05:00 | 0 | 0.74994 | 360858
2016-10-17 06:00 | 0 | 0.72122 | 347528
2016-10-17 07:00 | 0 | 0.69575 | 340423
2016-10-17 08:00 | 0 | 0.67029 | 339804
2016-10-17 09:00 | 0 | 0.63714 | 349623
2016-10-17 10:00 | 0 | 0.60881 | 376218
2016-10-17 11:00 | 0 | 0.5899 | 404471
2016-10-17 12:00 | 0 | 0.58016 | 420646
2016-10-17 13:00 | 0.0079174 | 0.54041 | 436484
2016-10-17 14:00 | 0.30061 | 0.4363 | 453409
2016-10-17 15:00 | 0.60107 | 0.43545 | 468848
2016-10-17 16:00 | 0.68774 | 0.51896 | 483953
2016-10-17 17:00 | 0.69122 | 0.58003 | 498846
2016-10-17 18:00 | 0.66971 | 0.61724 | 511978
2016-10-17 19:00 | 0.66 | 0.63975 | 521613
2016-10-17 20:00 | 0.6718 | 0.65474 | 527488
2016-10-17 21:00 | 0.69386 | 0.6666 | 528429
2016-10-17 22:00 | 0.68577 | 0.69133 | 523606
2016-10-17 23:00 | 0.51176 | 0.76937 | 522334
2016-10-18 | 0.12135 | 0.81432 | 514513
2016-10-18 01:00 | 8.84e-05 | 0.81057 | 495858
2016-10-18 02:00 | 0 | 0.79928 | 468422
2016-10-18 03:00 | 0 | 0.79092 | 435906
2016-10-18 04:00 | 0 | 0.78313 | 406153
2016-10-18 05:00 | 0 | 0.76608 | 383174
2016-10-18 06:00 | 0 | 0.75023 | 367099
2016-10-18 07:00 | 0 | 0.73741 | 357029
2016-10-18 08:00 | 0 | 0.71698 | 354533
2016-10-18 09:00 | 0 | 0.67642 | 363232
2016-10-18 10:00 | 0 | 0.63577 | 388280
2016-10-18 11:00 | 0 | 0.59703 | 414599
2016-10-18 12:00 | 0 | 0.56205 | 428263
2016-10-18 13:00 | 0.0058595 | 0.44825 | 443362
2016-10-18 14:00 | 0.28001 | 0.26506 | 459677
2016-10-18 15:00 | 0.67268 | 0.25748 | 473422
2016-10-18 16:00 | 0.73686 | 0.24389 | 487336
2016-10-18 17:00 | 0.71155 | 0.21427 | 500972
2016-10-18 18:00 | 0.68389 | 0.19931 | 512847
2016-10-18 19:00 | 0.66782 | 0.19869 | 521572
2016-10-18 20:00 | 0.67458 | 0.19986 | 527230
2016-10-18 21:00 | 0.68845 | 0.1988 | 527453
2016-10-18 22:00 | 0.66896 | 0.20335 | 522155
2016-10-18 23:00 | 0.49627 | 0.25835 | 520044
2016-10-19 | 0.11895 | 0.35453 | 512531
2016-10-19 01:00 | 6.18e-05 | 0.42021 | 493705
2016-10-19 02:00 | 0 | 0.44105 | 465734
2016-10-19 03:00 | 0 | 0.43067 | 434382
2016-10-19 04:00 | 0 | 0.40441 | 404120
2016-10-19 05:00 | 0 | 0.37167 | 381461
2016-10-19 06:00 | 0 | 0.34386 | 365213
2016-10-19 07:00 | 0 | 0.32185 | 355191
2016-10-19 08:00 | 0 | 0.3038 | 353273
2016-10-19 09:00 | 0 | 0.28924 | 362507
2016-10-19 10:00 | 0 | 0.28264 | 387847
2016-10-19 11:00 | 0 | 0.28485 | 413174
2016-10-19 12:00 | 0 | 0.28751 | 427913
2016-10-19 13:00 | 0.0050292 | 0.24365 | 441862
2016-10-19 14:00 | 0.26848 | 0.12636 | 458750
2016-10-19 15:00 | 0.69145 | 0.13094 | 474396
2016-10-19 16:00 | 0.74362 | 0.15916 | 488621
2016-10-19 17:00 | 0.71762 | 0.14789 | 504233
2016-10-19 18:00 | 0.68988 | 0.13924 | 514868
2016-10-19 19:00 | 0.67638 | 0.14675 | 522783
2016-10-19 20:00 | 0.68546 | 0.16754 | 526819
2016-10-19 21:00 | 0.70109 | 0.20051 | 524964
2016-10-19 22:00 | 0.68883 | 0.24308 | 520100
2016-10-19 23:00 | 0.51667 | 0.35088 | 519054
2016-10-20 | 0.11501 | 0.48392 | 509934
2016-10-20 01:00 | 5.1e-05 | 0.48911 | 488304
2016-10-20 02:00 | 0 | 0.46043 | 461216
2016-10-20 03:00 | 0 | 0.42539 | 433142
2016-10-20 04:00 | 0 | 0.40721 | 402047
2016-10-20 05:00 | 0 | 0.41165 | 379104
2016-10-20 06:00 | 0 | 0.43422 | 362360
2016-10-20 07:00 | 0 | 0.45151 | 352629
2016-10-20 08:00 | 0 | 0.46327 | 350469
2016-10-20 09:00 | 0 | 0.45832 | 358516
2016-10-20 10:00 | 0 | 0.45044 | 382205
2016-10-20 11:00 | 0 | 0.44036 | 407642
2016-10-20 12:00 | 0 | 0.42952 | 421327
2016-10-20 13:00 | 0.0047758 | 0.38594 | 433915
2016-10-20 14:00 | 0.24858 | 0.32793 | 446863
2016-10-20 15:00 | 0.67916 | 0.30479 | 458334
2016-10-20 16:00 | 0.73505 | 0.28017 | 468446
2016-10-20 17:00 | 0.72176 | 0.25841 | 477166
2016-10-20 18:00 | 0.69621 | 0.24524 | 483333
2016-10-20 19:00 | 0.68256 | 0.23717 | 485984
2016-10-20 20:00 | 0.69208 | 0.23069 | 487956
2016-10-20 21:00 | 0.70991 | 0.22033 | 486898
2016-10-20 22:00 | 0.69967 | 0.20219 | 485387
2016-10-20 23:00 | 0.51975 | 0.23258 | 487256
2016-10-21 | 0.11839 | 0.32175 | 481349
2016-10-21 01:00 | 3.32e-05 | 0.40078 | 464833
2016-10-21 02:00 | 0 | 0.47779 | 440739
2016-10-21 03:00 | 0 | 0.53168 | 411354
2016-10-21 04:00 | 0 | 0.55199 | 384789
2016-10-21 05:00 | 0 | 0.55481 | 365676
2016-10-21 06:00 | 0 | 0.55176 | 350932
2016-10-21 07:00 | 0 | 0.54355 | 342072
2016-10-21 08:00 | 0 | 0.53667 | 340233
2016-10-21 09:00 | 0 | 0.52861 | 347723
2016-10-21 10:00 | 0 | 0.52643 | 369935
2016-10-21 11:00 | 0 | 0.53104 | 396221
2016-10-21 12:00 | 0 | 0.54018 | 410677
2016-10-21 13:00 | 0.0034688 | 0.51203 | 423400
2016-10-21 14:00 | 0.24934 | 0.32562 | 433205
2016-10-21 15:00 | 0.68087 | 0.25331 | 439526
2016-10-21 16:00 | 0.73708 | 0.34517 | 443972
2016-10-21 17:00 | 0.71133 | 0.36555 | 448132
2016-10-21 18:00 | 0.68414 | 0.34828 | 450191
2016-10-21 19:00 | 0.6702 | 0.33138 | 451429
2016-10-21 20:00 | 0.67884 | 0.31506 | 452203
2016-10-21 21:00 | 0.69828 | 0.29126 | 451126
2016-10-21 22:00 | 0.69485 | 0.27135 | 448961
2016-10-21 23:00 | 0.51178 | 0.37948 | 449429
2016-10-22 | 0.1125 | 0.46134 | 443542
2016-10-22 01:00 | 2.65e-05 | 0.50653 | 430130
2016-10-22 02:00 | 0 | 0.52395 | 411926
2016-10-22 03:00 | 0 | 0.53572 | 388331
2016-10-22 04:00 | 0 | 0.54814 | 367509
2016-10-22 05:00 | 0 | 0.54752 | 350055
2016-10-22 06:00 | 0 | 0.53947 | 336559
2016-10-22 07:00 | 0 | 0.52624 | 328180
2016-10-22 08:00 | 0 | 0.50576 | 324353
2016-10-22 09:00 | 0 | 0.47664 | 326281
2016-10-22 10:00 | 0 | 0.45652 | 333702
2016-10-22 11:00 | 0 | 0.45146 | 346674
2016-10-22 12:00 | 0 | 0.45859 | 360161
2016-10-22 13:00 | 0.0028987 | 0.42345 | 374661
2016-10-22 14:00 | 0.26086 | 0.26891 | 383664
2016-10-22 15:00 | 0.61088 | 0.15772 | 387972
2016-10-22 16:00 | 0.6835 | 0.22351 | 388617
2016-10-22 17:00 | 0.67245 | 0.32898 | 388083
2016-10-22 18:00 | 0.64955 | 0.372 | 387684
2016-10-22 19:00 | 0.63789 | 0.39942 | 389417
2016-10-22 20:00 | 0.64608 | 0.41432 | 393748
2016-10-22 21:00 | 0.66141 | 0.42424 | 398974
2016-10-22 22:00 | 0.62641 | 0.47435 | 403878
2016-10-22 23:00 | 0.43036 | 0.64969 | 410658
2016-10-23 | 0.086016 | 0.74998 | 410237
2016-10-23 01:00 | 1.29e-05 | 0.78496 | 403081
2016-10-23 02:00 | 0 | 0.79783 | 389395
2016-10-23 03:00 | 0 | 0.79901 | 371839
2016-10-23 04:00 | 0 | 0.78444 | 354383
2016-10-23 05:00 | 0 | 0.76489 | 339525
2016-10-23 06:00 | 0 | 0.73883 | 328360
2016-10-23 07:00 | 0 | 0.71365 | 321477
2016-10-23 08:00 | 0 | 0.68792 | 318501
2016-10-23 09:00 | 0 | 0.6519 | 318837
2016-10-23 10:00 | 0 | 0.61843 | 325778
2016-10-23 11:00 | 0 | 0.58619 | 335639
2016-10-23 12:00 | 0 | 0.5585 | 347934
2016-10-23 13:00 | 0.0014174 | 0.48118 | 358905
2016-10-23 14:00 | 0.2237 | 0.31613 | 364785
2016-10-23 15:00 | 0.4846 | 0.34712 | 368963
2016-10-23 16:00 | 0.59979 | 0.3481 | 373345
2016-10-23 17:00 | 0.61424 | 0.32748 | 377387
2016-10-23 18:00 | 0.5965 | 0.29964 | 380953
2016-10-23 19:00 | 0.58129 | 0.27933 | 384868
2016-10-23 20:00 | 0.58171 | 0.26381 | 391183
2016-10-23 21:00 | 0.58047 | 0.2527 | 398828
2016-10-23 22:00 | 0.53275 | 0.25498 | 408238
2016-10-23 23:00 | 0.35288 | 0.40228 | 420251
2016-10-24 | 0.056876 | 0.59725 | 422595
2016-10-24 01:00 | 1.15e-05 | 0.66155 | 411659
2016-10-24 02:00 | 0 | 0.64985 | 393670
2016-10-24 03:00 | 0 | 0.61525 | 371559
2016-10-24 04:00 | 0 | 0.57156 | 352342
2016-10-24 05:00 | 0 | 0.5249 | 336659
2016-10-24 06:00 | 0 | 0.48514 | 325873
2016-10-24 07:00 | 0 | 0.45036 | 321177
2016-10-24 08:00 | 0 | 0.41957 | 322115
2016-10-24 09:00 | 0 | 0.38298 | 334390
2016-10-24 10:00 | 0 | 0.35381 | 362713
2016-10-24 11:00 | 0 | 0.32605 | 392252
2016-10-24 12:00 | 0 | 0.29742 | 406365
2016-10-24 13:00 | 0.0021007 | 0.24852 | 414488
2016-10-24 14:00 | 0.22403 | 0.15819 | 422221
2016-10-24 15:00 | 0.42068 | 0.14701 | 427759
2016-10-24 16:00 | 0.51173 | 0.16532 | 432360
2016-10-24 17:00 | 0.52967 | 0.17165 | 437102
2016-10-24 18:00 | 0.51769 | 0.17914 | 441106
2016-10-24 19:00 | 0.50117 | 0.18643 | 444839
2016-10-24 20:00 | 0.48437 | 0.19168 | 448354
2016-10-24 21:00 | 0.45033 | 0.19734 | 451542
2016-10-24 22:00 | 0.37941 | 0.221 | 454806
2016-10-24 23:00 | 0.22674 | 0.40067 | 462102
2016-10-25 | 0.049075 | 0.63928 | 459418
2016-10-25 01:00 | 1.28e-05 | 0.72394 | 445715
2016-10-25 02:00 | 0 | 0.72337 | 421898
2016-10-25 03:00 | 0 | 0.69728 | 395290
2016-10-25 04:00 | 0 | 0.66315 | 370928
2016-10-25 05:00 | 0 | 0.6265 | 353108
2016-10-25 06:00 | 0 | 0.58689 | 340493
2016-10-25 07:00 | 0 | 0.54778 | 333872
2016-10-25 08:00 | 0 | 0.51397 | 333840
2016-10-25 09:00 | 0 | 0.48461 | 345250
2016-10-25 10:00 | 0 | 0.47087 | 374380
2016-10-25 11:00 | 0 | 0.46125 | 402791
2016-10-25 12:00 | 0 | 0.45851 | 414577
2016-10-25 13:00 | 0.00060858 | 0.43481 | 420864
2016-10-25 14:00 | 0.10337 | 0.35033 | 425780
2016-10-25 15:00 | 0.36828 | 0.33402 | 429361
2016-10-25 16:00 | 0.5278 | 0.4093 | 433164
2016-10-25 17:00 | 0.58626 | 0.46754 | 437173
2016-10-25 18:00 | 0.58052 | 0.51008 | 440755
2016-10-25 19:00 | 0.57192 | 0.54519 | 444026
2016-10-25 20:00 | 0.58453 | 0.56278 | 448066
2016-10-25 21:00 | 0.60449 | 0.56047 | 451997
2016-10-25 22:00 | 0.59043 | 0.56234 | 457558
2016-10-25 23:00 | 0.45082 | 0.60567 | 465965
2016-10-26 | 0.08443 | 0.65915 | 463206
2016-10-26 01:00 | 1.25e-05 | 0.63796 | 450822
2016-10-26 02:00 | 0 | 0.61677 | 427489
2016-10-26 03:00 | 0 | 0.60167 | 401143
2016-10-26 04:00 | 0 | 0.58579 | 377467
2016-10-26 05:00 | 0 | 0.57539 | 358988
2016-10-26 06:00 | 0 | 0.56459 | 346963
2016-10-26 07:00 | 0 | 0.54997 | 340536
2016-10-26 08:00 | 0 | 0.52819 | 341377
2016-10-26 09:00 | 0 | 0.49029 | 351909
2016-10-26 10:00 | 0 | 0.45255 | 379889
2016-10-26 11:00 | 0 | 0.42703 | 408520
2016-10-26 12:00 | 0 | 0.40995 | 419924
2016-10-26 13:00 | 0.0015322 | 0.37334 | 425356
2016-10-26 14:00 | 0.22155 | 0.2509 | 430914
2016-10-26 15:00 | 0.60229 | 0.22467 | 434118
2016-10-26 16:00 | 0.69086 | 0.23716 | 437865
2016-10-26 17:00 | 0.67295 | 0.22542 | 442826
2016-10-26 18:00 | 0.64094 | 0.21141 | 447686
2016-10-26 19:00 | 0.62692 | 0.2041 | 452795
2016-10-26 20:00 | 0.6373 | 0.19366 | 458288
2016-10-26 21:00 | 0.66055 | 0.17845 | 463634
2016-10-26 22:00 | 0.63826 | 0.16027 | 469313
2016-10-26 23:00 | 0.43153 | 0.19458 | 474513
2016-10-27 | 0.066606 | 0.25241 | 470084
2016-10-27 01:00 | 1.18e-05 | 0.30527 | 457175
2016-10-27 02:00 | 0 | 0.3397 | 433502
2016-10-27 03:00 | 0 | 0.36102 | 405656
2016-10-27 04:00 | 0 | 0.36809 | 380313
2016-10-27 05:00 | 0 | 0.36953 | 361970
2016-10-27 06:00 | 0 | 0.37219 | 348505
2016-10-27 07:00 | 0 | 0.37093 | 341247
2016-10-27 08:00 | 0 | 0.36309 | 340680
2016-10-27 09:00 | 0 | 0.35047 | 350607
2016-10-27 10:00 | 0 | 0.34035 | 376569
2016-10-27 11:00 | 0 | 0.33383 | 404673
2016-10-27 12:00 | 0 | 0.32529 | 417790
2016-10-27 13:00 | 0.00108 | 0.31053 | 426933
2016-10-27 14:00 | 0.21046 | 0.21473 | 435210
2016-10-27 15:00 | 0.47088 | 0.1249 | 441686
2016-10-27 16:00 | 0.55383 | 0.13883 | 447689
2016-10-27 17:00 | 0.55972 | 0.15899 | 454898
2016-10-27 18:00 | 0.54281 | 0.16001 | 460712
2016-10-27 19:00 | 0.52744 | 0.16277 | 464519
2016-10-27 20:00 | 0.51936 | 0.17285 | 469105
2016-10-27 21:00 | 0.49665 | 0.19797 | 471458
2016-10-27 22:00 | 0.41965 | 0.29307 | 473190
2016-10-27 23:00 | 0.22641 | 0.53549 | 475743
2016-10-28 | 0.016406 | 0.69452 | 471538
2016-10-28 01:00 | 3.05e-07 | 0.78253 | 458174
2016-10-28 02:00 | 0 | 0.81725 | 435168
2016-10-28 03:00 | 0 | 0.82706 | 407076
2016-10-28 04:00 | 0 | 0.82673 | 380575
2016-10-28 05:00 | 0 | 0.81748 | 360923
2016-10-28 06:00 | 0 | 0.80145 | 346937
2016-10-28 07:00 | 0 | 0.78337 | 340245
2016-10-28 08:00 | 0 | 0.76474 | 339281
2016-10-28 09:00 | 0 | 0.7493 | 347939
2016-10-28 10:00 | 0 | 0.74235 | 374656
2016-10-28 11:00 | 0 | 0.73259 | 401690
2016-10-28 12:00 | 0 | 0.71839 | 413635
2016-10-28 13:00 | 0.0010715 | 0.66963 | 422680
2016-10-28 14:00 | 0.12715 | 0.50738 | 431243
2016-10-28 15:00 | 0.30073 | 0.37897 | 437540
2016-10-28 16:00 | 0.40028 | 0.43798 | 443197
2016-10-28 17:00 | 0.43958 | 0.49528 | 449351
2016-10-28 18:00 | 0.45617 | 0.50447 | 454376
2016-10-28 19:00 | 0.46053 | 0.51205 | 456865
2016-10-28 20:00 | 0.45842 | 0.51886 | 459630
2016-10-28 21:00 | 0.43588 | 0.51998 | 460343
2016-10-28 22:00 | 0.383 | 0.53825 | 459351
2016-10-28 23:00 | 0.25355 | 0.59539 | 458141
2016-10-29 | 0.056879 | 0.65941 | 451526
2016-10-29 01:00 | 2.79e-06 | 0.6569 | 438382
2016-10-29 02:00 | 0 | 0.63744 | 419698
2016-10-29 03:00 | 0 | 0.60871 | 398575
2016-10-29 04:00 | 0 | 0.57895 | 376913
2016-10-29 05:00 | 0 | 0.56044 | 358730
2016-10-29 06:00 | 0 | 0.54359 | 345598
2016-10-29 07:00 | 0 | 0.52466 | 336136
2016-10-29 08:00 | 0 | 0.51013 | 331955
2016-10-29 09:00 | 0 | 0.49525 | 334188
2016-10-29 10:00 | 0 | 0.48529 | 341183
2016-10-29 11:00 | 0 | 0.4785 | 353400
2016-10-29 12:00 | 0 | 0.46809 | 366362
2016-10-29 13:00 | 0.00071991 | 0.42792 | 379350
2016-10-29 14:00 | 0.1736 | 0.29084 | 393060
2016-10-29 15:00 | 0.50484 | 0.30702 | 402815
2016-10-29 16:00 | 0.62039 | 0.36949 | 410672
2016-10-29 17:00 | 0.62886 | 0.35709 | 417739
2016-10-29 18:00 | 0.60249 | 0.33823 | 425048
2016-10-29 19:00 | 0.59032 | 0.3416 | 430421
2016-10-29 20:00 | 0.60182 | 0.3581 | 436729
2016-10-29 21:00 | 0.62088 | 0.37472 | 439461
2016-10-29 22:00 | 0.59377 | 0.39075 | 439395
2016-10-29 23:00 | 0.37758 | 0.44487 | 439845
2016-10-30 | 0.046086 | 0.50805 | 433880
2016-10-30 01:00 | 7.84e-07 | 0.51938 | 421469
2016-10-30 02:00 | 0 | 0.51727 | 405072
2016-10-30 03:00 | 0 | 0.51507 | 385088
2016-10-30 04:00 | 0 | 0.51261 | 364576
2016-10-30 05:00 | 0 | 0.50782 | 348139
2016-10-30 06:00 | 0 | 0.49634 | 334018
2016-10-30 07:00 | 0 | 0.47682 | 324431
2016-10-30 08:00 | 0 | 0.45328 | 318956
2016-10-30 09:00 | 0 | 0.41187 | 317742
2016-10-30 10:00 | 0 | 0.37247 | 321987
2016-10-30 11:00 | 0 | 0.34725 | 330156
2016-10-30 12:00 | 0 | 0.32841 | 342297
2016-10-30 13:00 | 0.00059478 | 0.29405 | 356809
2016-10-30 14:00 | 0.18889 | 0.23537 | 371612
2016-10-30 15:00 | 0.3703 | 0.1885 | 384979
2016-10-30 16:00 | 0.46062 | 0.17385 | 398469
2016-10-30 17:00 | 0.48806 | 0.17828 | 411094
2016-10-30 18:00 | 0.4952 | 0.17708 | 421927
2016-10-30 19:00 | 0.5012 | 0.17661 | 429488
2016-10-30 20:00 | 0.50413 | 0.17675 | 436896
2016-10-30 21:00 | 0.49205 | 0.17665 | 441267
2016-10-30 22:00 | 0.43942 | 0.18572 | 444525
2016-10-30 23:00 | 0.26733 | 0.29305 | 448448
2016-10-31 | 0.054225 | 0.43282 | 445376
2016-10-31 01:00 | 1.55e-07 | 0.51223 | 430012
2016-10-31 02:00 | 0 | 0.54834 | 410424
2016-10-31 03:00 | 0 | 0.56649 | 386114
2016-10-31 04:00 | 0 | 0.57182 | 363896
2016-10-31 05:00 | 0 | 0.57026 | 346071
2016-10-31 06:00 | 0 | 0.5732 | 334247
2016-10-31 07:00 | 0 | 0.58172 | 327083
2016-10-31 08:00 | 0 | 0.58684 | 326644
2016-10-31 09:00 | 0 | 0.58748 | 336996
2016-10-31 10:00 | 0 | 0.59156 | 364167
2016-10-31 11:00 | 0 | 0.60877 | 394234
2016-10-31 12:00 | 0 | 0.63876 | 409948
2016-10-31 13:00 | 0.00047581 | 0.64488 | 418819
2016-10-31 14:00 | 0.15252 | 0.58588 | 428158
2016-10-31 15:00 | 0.50213 | 0.63919 | 435884
2016-10-31 16:00 | 0.62814 | 0.73225 | 443570
2016-10-31 17:00 | 0.6393 | 0.77852 | 452155
2016-10-31 18:00 | 0.61377 | 0.79627 | 457632
2016-10-31 19:00 | 0.59979 | 0.79533 | 463453
2016-10-31 20:00 | 0.60827 | 0.78543 | 466731
2016-10-31 21:00 | 0.62142 | 0.76919 | 467068
2016-10-31 22:00 | 0.58233 | 0.7741 | 465870
2016-10-31 23:00 | 0.37658 | 0.82655 | 462651
2016-11-01 | 0.058282 | 0.86168 | 457791
2016-11-01 01:00 | 0 | 0.85389 | 446536
2016-11-01 02:00 | 0 | 0.84215 | 426933
2016-11-01 03:00 | 0 | 0.82492 | 401248
2016-11-01 04:00 | 0 | 0.80523 | 377067
2016-11-01 05:00 | 0 | 0.78966 | 358819
2016-11-01 06:00 | 0 | 0.76166 | 346642
2016-11-01 07:00 | 0 | 0.72028 | 340076
2016-11-01 08:00 | 0 | 0.66835 | 339261
2016-11-01 09:00 | 0 | 0.59616 | 348857
2016-11-01 10:00 | 0 | 0.52623 | 375785
2016-11-01 11:00 | 0 | 0.47006 | 404362
2016-11-01 12:00 | 0 | 0.42961 | 418100
2016-11-01 13:00 | 0.0003552 | 0.38116 | 424883
2016-11-01 14:00 | 0.09131 | 0.26449 | 432738
2016-11-01 15:00 | 0.3218 | 0.19823 | 441024
2016-11-01 16:00 | 0.46121 | 0.19421 | 448543
2016-11-01 17:00 | 0.51334 | 0.23987 | 454209
2016-11-01 18:00 | 0.51294 | 0.26402 | 460031
2016-11-01 19:00 | 0.5041 | 0.28035 | 464625
2016-11-01 20:00 | 0.49829 | 0.29036 | 469424
2016-11-01 21:00 | 0.48337 | 0.29391 | 473308
2016-11-01 22:00 | 0.43537 | 0.31523 | 477350
2016-11-01 23:00 | 0.3073 | 0.42383 | 481831
2016-11-02 | 0.058241 | 0.49996 | 478077
2016-11-02 01:00 | 0 | 0.52088 | 461935
2016-11-02 02:00 | 0 | 0.5239 | 438071
2016-11-02 03:00 | 0 | 0.53165 | 411034
2016-11-02 04:00 | 0 | 0.53283 | 384186
2016-11-02 05:00 | 0 | 0.51605 | 363898
2016-11-02 06:00 | 0 | 0.48946 | 350436
2016-11-02 07:00 | 0 | 0.46407 | 342291
2016-11-02 08:00 | 0 | 0.44964 | 340929
2016-11-02 09:00 | 0 | 0.41985 | 350511
2016-11-02 10:00 | 0 | 0.39053 | 375741
2016-11-02 11:00 | 0 | 0.36786 | 403615
2016-11-02 12:00 | 0 | 0.34788 | 418313
2016-11-02 13:00 | 0.0001469 | 0.3173 | 426393
2016-11-02 14:00 | 0.090839 | 0.23045 | 436379
2016-11-02 15:00 | 0.49401 | 0.16919 | 444579
2016-11-02 16:00 | 0.6102 | 0.15316 | 451675
2016-11-02 17:00 | 0.60246 | 0.15635 | 459394
2016-11-02 18:00 | 0.57566 | 0.16208 | 466383
2016-11-02 19:00 | 0.55841 | 0.16308 | 471568
2016-11-02 20:00 | 0.56125 | 0.16472 | 474377
2016-11-02 21:00 | 0.57053 | 0.1712 | 475810
2016-11-02 22:00 | 0.54677 | 0.19586 | 479192
2016-11-02 23:00 | 0.37102 | 0.26805 | 481998
2016-11-03 | 0.054502 | 0.32192 | 476820
2016-11-03 01:00 | 0 | 0.33738 | 460151
2016-11-03 02:00 | 0 | 0.33984 | 436685
2016-11-03 03:00 | 0 | 0.34388 | 410743
2016-11-03 04:00 | 0 | 0.35579 | 386212
2016-11-03 05:00 | 0 | 0.3774 | 367300
2016-11-03 06:00 | 0 | 0.40505 | 351478
2016-11-03 07:00 | 0 | 0.42573 | 342221
2016-11-03 08:00 | 0 | 0.43823 | 340441
2016-11-03 09:00 | 0 | 0.43661 | 349046
2016-11-03 10:00 | 0 | 0.42904 | 372309
2016-11-03 11:00 | 0 | 0.42241 | 400076
2016-11-03 12:00 | 0 | 0.41969 | 415884
2016-11-03 13:00 | 9.89e-05 | 0.41156 | 425592
2016-11-03 14:00 | 0.087324 | 0.28845 | 436543
2016-11-03 15:00 | 0.43963 | 0.15792 | 444376
2016-11-03 16:00 | 0.56917 | 0.11204 | 450775
2016-11-03 17:00 | 0.584 | 0.10215 | 457150
2016-11-03 18:00 | 0.56883 | 0.10558 | 461030
2016-11-03 19:00 | 0.55311 | 0.10428 | 462902
2016-11-03 20:00 | 0.55007 | 0.098255 | 463605
2016-11-03 21:00 | 0.5448 | 0.091792 | 464188
2016-11-03 22:00 | 0.50449 | 0.107 | 466431
2016-11-03 23:00 | 0.32006 | 0.12507 | 469489
2016-11-04 | 0.045918 | 0.14517 | 466276
2016-11-04 01:00 | 0 | 0.16145 | 452064
2016-11-04 02:00 | 0 | 0.17814 | 428563
2016-11-04 03:00 | 0 | 0.21157 | 402878
2016-11-04 04:00 | 0 | 0.24962 | 378204
2016-11-04 05:00 | 0 | 0.27849 | 358324
2016-11-04 06:00 | 0 | 0.30317 | 345610
2016-11-04 07:00 | 0 | 0.32233 | 337040
2016-11-04 08:00 | 0 | 0.33283 | 335876
2016-11-04 09:00 | 0 | 0.31946 | 344352
2016-11-04 10:00 | 0 | 0.29838 | 368826
2016-11-04 11:00 | 0 | 0.28295 | 396880
2016-11-04 12:00 | 0 | 0.27061 | 411547
2016-11-04 13:00 | 3.04e-05 | 0.25344 | 419830
2016-11-04 14:00 | 0.061083 | 0.18028 | 428091
2016-11-04 15:00 | 0.36023 | 0.090824 | 432715
2016-11-04 16:00 | 0.48477 | 0.05975 | 435014
2016-11-04 17:00 | 0.52163 | 0.062693 | 438947
2016-11-04 18:00 | 0.5125 | 0.074259 | 441631
2016-11-04 19:00 | 0.49878 | 0.082199 | 442149
2016-11-04 20:00 | 0.49503 | 0.079657 | 442635
2016-11-04 21:00 | 0.49086 | 0.078435 | 442022
2016-11-04 22:00 | 0.44536 | 0.10602 | 442778
2016-11-04 23:00 | 0.28666 | 0.1716 | 445082
2016-11-05 | 0.035852 | 0.27805 | 439915
2016-11-05 01:00 | 0 | 0.36304 | 429862
2016-11-05 02:00 | 0 | 0.42301 | 411940
2016-11-05 03:00 | 0 | 0.46368 | 391059
2016-11-05 04:00 | 0 | 0.48608 | 370153
2016-11-05 05:00 | 0 | 0.49168 | 353399
2016-11-05 06:00 | 0 | 0.48296 | 341473
2016-11-05 07:00 | 0 | 0.46608 | 334333
2016-11-05 08:00 | 0 | 0.44448 | 331103
2016-11-05 09:00 | 0 | 0.40724 | 334017
2016-11-05 10:00 | 0 | 0.36327 | 342246
2016-11-05 11:00 | 0 | 0.33049 | 356642
2016-11-05 12:00 | 0 | 0.31098 | 371131
2016-11-05 13:00 | 7.2e-05 | 0.29555 | 383228
2016-11-05 14:00 | 0.04753 | 0.19885 | 390961
2016-11-05 15:00 | 0.34259 | 0.11207 | 394262
2016-11-05 16:00 | 0.48692 | 0.087998 | 394556
2016-11-05 17:00 | 0.52217 | 0.11272 | 393623
2016-11-05 18:00 | 0.51006 | 0.14657 | 392979
2016-11-05 19:00 | 0.49681 | 0.16768 | 392981
2016-11-05 20:00 | 0.49407 | 0.18014 | 395241
2016-11-05 21:00 | 0.48966 | 0.19407 | 397859
2016-11-05 22:00 | 0.45127 | 0.27496 | 405579
2016-11-05 23:00 | 0.31306 | 0.41097 | 412819
2016-11-06 | 0.043386 | 0.5164 | 411564
2016-11-06 01:00 | 0 | 0.57223 | 404747
2016-11-06 02:00 | 0 | 0.60668 | 390608
2016-11-06 03:00 | 0 | 0.63554 | 373425
2016-11-06 04:00 | 0 | 0.65732 | 355387
2016-11-06 05:00 | 0 | 0.66896 | 339352
2016-11-06 06:00 | 0 | 0.66521 | 329384
2016-11-06 07:00 | 0 | 0.64511 | 322959
2016-11-06 08:00 | 0 | 0.61031 | 320466
2016-11-06 09:00 | 0 | 0.56717 | 321170
2016-11-06 10:00 | 0 | 0.5308 | 325728
2016-11-06 11:00 | 0 | 0.50992 | 332624
2016-11-06 12:00 | 0 | 0.50393 | 345359
2016-11-06 13:00 | 4.1e-05 | 0.49817 | 357221
2016-11-06 14:00 | 0.085637 | 0.38196 | 367391
2016-11-06 15:00 | 0.4202 | 0.29985 | 373236
2016-11-06 16:00 | 0.53898 | 0.35314 | 377869
2016-11-06 17:00 | 0.5446 | 0.44288 | 381108
2016-11-06 18:00 | 0.53021 | 0.48695 | 384402
2016-11-06 19:00 | 0.52801 | 0.50987 | 386938
2016-11-06 20:00 | 0.543 | 0.51202 | 390845
2016-11-06 21:00 | 0.56571 | 0.50425 | 400236
2016-11-06 22:00 | 0.53484 | 0.53599 | 410590
2016-11-06 23:00 | 0.34439 | 0.62182 | 420573
2016-11-07 | 0.035073 | 0.67602 | 422553
2016-11-07 01:00 | 0 | 0.67817 | 417048
2016-11-07 02:00 | 0 | 0.66981 | 401103
2016-11-07 03:00 | 0 | 0.6594 | 383244
2016-11-07 04:00 | 0 | 0.64614 | 364444
2016-11-07 05:00 | 0 | 0.61552 | 348335
2016-11-07 06:00 | 0 | 0.58606 | 336181
2016-11-07 07:00 | 0 | 0.55818 | 329397
2016-11-07 08:00 | 0 | 0.53731 | 327608
2016-11-07 09:00 | 0 | 0.51038 | 331047
2016-11-07 10:00 | 0 | 0.48595 | 345633
2016-11-07 11:00 | 0 | 0.46614 | 376476
2016-11-07 12:00 | 0 | 0.44852 | 402683
2016-11-07 13:00 | 9.87e-05 | 0.41935 | 414736
2016-11-07 14:00 | 0.18835 | 0.28371 | 421647
2016-11-07 15:00 | 0.46513 | 0.21078 | 426656
2016-11-07 16:00 | 0.58962 | 0.24726 | 428919
2016-11-07 17:00 | 0.60697 | 0.26919 | 430687
2016-11-07 18:00 | 0.59176 | 0.28026 | 432362
2016-11-07 19:00 | 0.58084 | 0.28969 | 433968
2016-11-07 20:00 | 0.5953 | 0.30289 | 434391
2016-11-07 21:00 | 0.61936 | 0.31786 | 437060
2016-11-07 22:00 | 0.58627 | 0.32507 | 448643
2016-11-07 23:00 | 0.37143 | 0.39245 | 460712
2016-11-08 | 0.035522 | 0.44354 | 460750
2016-11-08 01:00 | 0 | 0.44975 | 454242
2016-11-08 02:00 | 0 | 0.43494 | 437320
2016-11-08 03:00 | 0 | 0.42117 | 414551
2016-11-08 04:00 | 0 | 0.41333 | 390965
2016-11-08 05:00 | 0 | 0.41024 | 370090
2016-11-08 06:00 | 0 | 0.41434 | 355713
2016-11-08 07:00 | 0 | 0.42045 | 346507
2016-11-08 08:00 | 0 | 0.42422 | 342579
2016-11-08 09:00 | 0 | 0.42813 | 343730
2016-11-08 10:00 | 0 | 0.43449 | 356009
2016-11-08 11:00 | 0 | 0.43497 | 382960
2016-11-08 12:00 | 0 | 0.43461 | 407432
2016-11-08 13:00 | 6.13e-05 | 0.42436 | 417824
2016-11-08 14:00 | 0.19821 | 0.3287 | 423057
2016-11-08 15:00 | 0.54457 | 0.30715 | 425691
2016-11-08 16:00 | 0.65281 | 0.28975 | 426448
2016-11-08 17:00 | 0.63926 | 0.27064 | 426886
2016-11-08 18:00 | 0.60235 | 0.26123 | 428327
2016-11-08 19:00 | 0.58659 | 0.25672 | 429072
2016-11-08 20:00 | 0.59891 | 0.25436 | 429520
2016-11-08 21:00 | 0.63246 | 0.25673 | 432640
2016-11-08 22:00 | 0.61522 | 0.30503 | 445778
2016-11-08 23:00 | 0.37868 | 0.4085 | 457394
2016-11-09 | 0.036632 | 0.5054 | 457668
2016-11-09 01:00 | 0 | 0.54479 | 451035
2016-11-09 02:00 | 0 | 0.54998 | 434243
2016-11-09 03:00 | 0 | 0.53878 | 410461
2016-11-09 04:00 | 0 | 0.51941 | 388056
2016-11-09 05:00 | 0 | 0.5025 | 371470
2016-11-09 06:00 | 0 | 0.49322 | 356814
2016-11-09 07:00 | 0 | 0.48235 | 345056
2016-11-09 08:00 | 0 | 0.47009 | 338487
2016-11-09 09:00 | 0 | 0.46187 | 338307
2016-11-09 10:00 | 0 | 0.45597 | 348602
2016-11-09 11:00 | 0 | 0.45644 | 375832
2016-11-09 12:00 | 0 | 0.45922 | 400769
2016-11-09 13:00 | 1.97e-05 | 0.45267 | 413065
2016-11-09 14:00 | 0.20866 | 0.34299 | 421908
2016-11-09 15:00 | 0.54671 | 0.19448 | 426417
2016-11-09 16:00 | 0.63677 | 0.12604 | 426920
2016-11-09 17:00 | 0.6264 | 0.14684 | 428995
2016-11-09 18:00 | 0.59241 | 0.16573 | 430462
2016-11-09 19:00 | 0.57383 | 0.18108 | 430710
2016-11-09 20:00 | 0.58132 | 0.18578 | 430888
2016-11-09 21:00 | 0.60428 | 0.19269 | 435479
2016-11-09 22:00 | 0.57118 | 0.30981 | 446668
2016-11-09 23:00 | 0.35379 | 0.43098 | 458996
2016-11-10 | 0.032319 | 0.51648 | 459987
2016-11-10 01:00 | 0 | 0.58375 | 454010
2016-11-10 02:00 | 0 | 0.63266 | 437767
2016-11-10 03:00 | 0 | 0.66923 | 415539
2016-11-10 04:00 | 0 | 0.69835 | 392399
2016-11-10 05:00 | 0 | 0.71789 | 372662
2016-11-10 06:00 | 0 | 0.726 | 358277
2016-11-10 07:00 | 0 | 0.71939 | 349674
2016-11-10 08:00 | 0 | 0.69938 | 345853
2016-11-10 09:00 | 0 | 0.67222 | 348169
2016-11-10 10:00 | 0 | 0.6488 | 360076
2016-11-10 11:00 | 0 | 0.62688 | 389933
2016-11-10 12:00 | 0 | 0.60677 | 414297
2016-11-10 13:00 | 2.42e-05 | 0.57491 | 422778
2016-11-10 14:00 | 0.16159 | 0.39133 | 424861
2016-11-10 15:00 | 0.50842 | 0.23404 | 425356
2016-11-10 16:00 | 0.61482 | 0.3347 | 424871
2016-11-10 17:00 | 0.61119 | 0.4044 | 424766
2016-11-10 18:00 | 0.57708 | 0.43226 | 425604
2016-11-10 19:00 | 0.56003 | 0.43728 | 426796
2016-11-10 20:00 | 0.56977 | 0.43397 | 427295
2016-11-10 21:00 | 0.59285 | 0.42891 | 429964
2016-11-10 22:00 | 0.56237 | 0.47397 | 440203
2016-11-10 23:00 | 0.32904 | 0.58329 | 452413
2016-11-11 | 0.025362 | 0.65565 | 453740
2016-11-11 01:00 | 0 | 0.69485 | 448723
2016-11-11 02:00 | 0 | 0.71141 | 434945
2016-11-11 03:00 | 0 | 0.71042 | 413757
2016-11-11 04:00 | 0 | 0.69203 | 391708
2016-11-11 05:00 | 0 | 0.66461 | 371502
2016-11-11 06:00 | 0 | 0.63548 | 357326
2016-11-11 07:00 | 0 | 0.60083 | 347689
2016-11-11 08:00 | 0 | 0.56494 | 343422
2016-11-11 09:00 | 0 | 0.53003 | 344999
2016-11-11 10:00 | 0 | 0.5001 | 354705
2016-11-11 11:00 | 0 | 0.4745 | 378884
2016-11-11 12:00 | 0 | 0.45462 | 402229
2016-11-11 13:00 | 3.58e-05 | 0.41896 | 413318
2016-11-11 14:00 | 0.1455 | 0.2892 | 417219
2016-11-11 15:00 | 0.50679 | 0.23944 | 418797
2016-11-11 16:00 | 0.64362 | 0.22113 | 419146
2016-11-11 17:00 | 0.63532 | 0.21662 | 418334
2016-11-11 18:00 | 0.59609 | 0.21877 | 418496
2016-11-11 19:00 | 0.57887 | 0.22777 | 418696
2016-11-11 20:00 | 0.59332 | 0.24302 | 418481
2016-11-11 21:00 | 0.62102 | 0.26028 | 421340
2016-11-11 22:00 | 0.58323 | 0.31089 | 431879
2016-11-11 23:00 | 0.31726 | 0.45497 | 440688
2016-11-12 | 0.021613 | 0.5624 | 439461
2016-11-12 01:00 | 0 | 0.60334 | 433417
2016-11-12 02:00 | 0 | 0.61828 | 420648
2016-11-12 03:00 | 0 | 0.61888 | 403892
2016-11-12 04:00 | 0 | 0.61755 | 385337
2016-11-12 05:00 | 0 | 0.61783 | 367248
2016-11-12 06:00 | 0 | 0.61823 | 353155
2016-11-12 07:00 | 0 | 0.61394 | 344828
2016-11-12 08:00 | 0 | 0.60623 | 340511
2016-11-12 09:00 | 0 | 0.59571 | 340583
2016-11-12 10:00 | 0 | 0.58514 | 345289
2016-11-12 11:00 | 0 | 0.57087 | 355373
2016-11-12 12:00 | 0 | 0.55875 | 368396
2016-11-12 13:00 | 4.35e-05 | 0.53986 | 381390
2016-11-12 14:00 | 0.18715 | 0.42827 | 389712
2016-11-12 15:00 | 0.43785 | 0.27949 | 392801
2016-11-12 16:00 | 0.53778 | 0.32452 | 393111
2016-11-12 17:00 | 0.54546 | 0.35692 | 391081
2016-11-12 18:00 | 0.5334 | 0.35838 | 388594
2016-11-12 19:00 | 0.5275 | 0.36779 | 386795
2016-11-12 20:00 | 0.54027 | 0.37307 | 387364
2016-11-12 21:00 | 0.55471 | 0.37812 | 392396
2016-11-12 22:00 | 0.50971 | 0.44845 | 406035
2016-11-12 23:00 | 0.25867 | 0.56445 | 419527
2016-11-13 | 0.019455 | 0.66151 | 422595
2016-11-13 01:00 | 0 | 0.73017 | 421057
2016-11-13 02:00 | 0 | 0.77072 | 411988
2016-11-13 03:00 | 0 | 0.79402 | 398326
2016-11-13 04:00 | 0 | 0.80453 | 382834
2016-11-13 05:00 | 0 | 0.80911 | 367618
2016-11-13 06:00 | 0 | 0.80827 | 355910
2016-11-13 07:00 | 0 | 0.80221 | 348713
2016-11-13 08:00 | 0 | 0.79217 | 343481
2016-11-13 09:00 | 0 | 0.77372 | 342102
2016-11-13 10:00 | 0 | 0.75738 | 346332
2016-11-13 11:00 | 0 | 0.7402 | 354510
2016-11-13 12:00 | 0 | 0.72208 | 365072
2016-11-13 13:00 | 3.36e-05 | 0.69317 | 375353
2016-11-13 14:00 | 0.17079 | 0.52023 | 381539
2016-11-13 15:00 | 0.49924 | 0.34094 | 382161
2016-11-13 16:00 | 0.61755 | 0.3969 | 381553
2016-11-13 17:00 | 0.61042 | 0.51232 | 381489
2016-11-13 18:00 | 0.57803 | 0.51666 | 381742
2016-11-13 19:00 | 0.56551 | 0.51132 | 382484
2016-11-13 20:00 | 0.58333 | 0.50204 | 384574
2016-11-13 21:00 | 0.61267 | 0.49492 | 391806
2016-11-13 22:00 | 0.57851 | 0.5359 | 408986
2016-11-13 23:00 | 0.31695 | 0.63982 | 426882
2016-11-14 | 0.02192 | 0.67351 | 430953
2016-11-14 01:00 | 0 | 0.69272 | 430938
2016-11-14 02:00 | 0 | 0.6945 | 417746
2016-11-14 03:00 | 0 | 0.68277 | 399502
2016-11-14 04:00 | 0 | 0.66914 | 379881
2016-11-14 05:00 | 0 | 0.66114 | 362913
2016-11-14 06:00 | 0 | 0.6515 | 349904
2016-11-14 07:00 | 0 | 0.64016 | 342914
2016-11-14 08:00 | 0 | 0.62074 | 341012
2016-11-14 09:00 | 0 | 0.58465 | 345976
2016-11-14 10:00 | 0 | 0.54462 | 362341
2016-11-14 11:00 | 0 | 0.51206 | 393689
2016-11-14 12:00 | 0 | 0.4847 | 421004
2016-11-14 13:00 | 2.38e-05 | 0.45668 | 430839
2016-11-14 14:00 | 0.18611 | 0.33694 | 433072
2016-11-14 15:00 | 0.51314 | 0.20802 | 432017
2016-11-14 16:00 | 0.63871 | 0.1659 | 430617
2016-11-14 17:00 | 0.6322 | 0.18535 | 428936
2016-11-14 18:00 | 0.59416 | 0.20663 | 429070
2016-11-14 19:00 | 0.5803 | 0.22521 | 429960
2016-11-14 20:00 | 0.59862 | 0.24299 | 430707
2016-11-14 21:00 | 0.63527 | 0.25345 | 436153
2016-11-14 22:00 | 0.60133 | 0.28695 | 450135
2016-11-14 23:00 | 0.33691 | 0.32128 | 462512
2016-11-15 | 0.018082 | 0.34175 | 463726
2016-11-15 01:00 | 0 | 0.36325 | 458080
2016-11-15 02:00 | 0 | 0.3873 | 441923
2016-11-15 03:00 | 0 | 0.42248 | 419149
2016-11-15 04:00 | 0 | 0.46574 | 394010
2016-11-15 05:00 | 0 | 0.50418 | 374011
2016-11-15 06:00 | 0 | 0.53616 | 359783
2016-11-15 07:00 | 0 | 0.56506 | 350973
2016-11-15 08:00 | 0 | 0.58359 | 347090
2016-11-15 09:00 | 0 | 0.5918 | 349717
2016-11-15 10:00 | 0 | 0.59244 | 361722
2016-11-15 11:00 | 0 | 0.59192 | 391526
2016-11-15 12:00 | 0 | 0.5906 | 417710
2016-11-15 13:00 | 2.47e-05 | 0.58535 | 426726
2016-11-15 14:00 | 0.20047 | 0.45203 | 429103
2016-11-15 15:00 | 0.56314 | 0.18747 | 428933
2016-11-15 16:00 | 0.66132 | 0.165 | 427043
2016-11-15 17:00 | 0.63426 | 0.21636 | 426613
2016-11-15 18:00 | 0.59195 | 0.23055 | 428470
2016-11-15 19:00 | 0.57433 | 0.23554 | 429860
2016-11-15 20:00 | 0.587 | 0.23321 | 431192
2016-11-15 21:00 | 0.61214 | 0.21568 | 435035
2016-11-15 22:00 | 0.5726 | 0.26866 | 447443
2016-11-15 23:00 | 0.2887 | 0.34492 | 457660
2016-11-16 | 0.014792 | 0.40672 | 459462
2016-11-16 01:00 | 0 | 0.44886 | 454621
2016-11-16 02:00 | 0 | 0.47637 | 439452
2016-11-16 03:00 | 0 | 0.50032 | 416820
2016-11-16 04:00 | 0 | 0.52776 | 392584
2016-11-16 05:00 | 0 | 0.55123 | 371667
2016-11-16 06:00 | 0 | 0.56916 | 357214
2016-11-16 07:00 | 0 | 0.58612 | 349218
2016-11-16 08:00 | 0 | 0.59892 | 345715
2016-11-16 09:00 | 0 | 0.60664 | 347876
2016-11-16 10:00 | 0 | 0.62262 | 362110
2016-11-16 11:00 | 0 | 0.64059 | 392804
2016-11-16 12:00 | 0 | 0.64834 | 418031
2016-11-16 13:00 | 2.62e-05 | 0.6587 | 425972
2016-11-16 14:00 | 0.13532 | 0.54813 | 427597
2016-11-16 15:00 | 0.31881 | 0.31763 | 427627
2016-11-16 16:00 | 0.44679 | 0.27515 | 426578
2016-11-16 17:00 | 0.4859 | 0.45895 | 426245
2016-11-16 18:00 | 0.48515 | 0.58808 | 428712
2016-11-16 19:00 | 0.47905 | 0.63536 | 430296
2016-11-16 20:00 | 0.48331 | 0.65404 | 431956
2016-11-16 21:00 | 0.47039 | 0.66785 | 435639
2016-11-16 22:00 | 0.39232 | 0.70689 | 446127
2016-11-16 23:00 | 0.18696 | 0.77544 | 456617
2016-11-17 | 0.018365 | 0.81228 | 458388
2016-11-17 01:00 | 0 | 0.80471 | 453785
2016-11-17 02:00 | 0 | 0.77974 | 439943
2016-11-17 03:00 | 0 | 0.75421 | 417582
2016-11-17 04:00 | 0 | 0.73164 | 393907
2016-11-17 05:00 | 0 | 0.71578 | 373832
2016-11-17 06:00 | 0 | 0.70306 | 358914
2016-11-17 07:00 | 0 | 0.69288 | 349622
2016-11-17 08:00 | 0 | 0.68168 | 345824
2016-11-17 09:00 | 0 | 0.65845 | 349147
2016-11-17 10:00 | 0 | 0.63755 | 362368
2016-11-17 11:00 | 0 | 0.62668 | 391662
2016-11-17 12:00 | 0 | 0.6173 | 417282
2016-11-17 13:00 | 1.8e-05 | 0.60838 | 425836
2016-11-17 14:00 | 0.099928 | 0.55908 | 428519
2016-11-17 15:00 | 0.42475 | 0.551 | 429950
2016-11-17 16:00 | 0.56179 | 0.59199 | 428367
2016-11-17 17:00 | 0.56136 | 0.62074 | 428497
2016-11-17 18:00 | 0.53842 | 0.64433 | 429853
2016-11-17 19:00 | 0.52742 | 0.66047 | 431227
2016-11-17 20:00 | 0.53333 | 0.68247 | 432204
2016-11-17 21:00 | 0.54809 | 0.71306 | 434647
2016-11-17 22:00 | 0.537 | 0.73744 | 445468
2016-11-17 23:00 | 0.29832 | 0.75509 | 455817
2016-11-18 | 0.016674 | 0.75967 | 458725
2016-11-18 01:00 | 0 | 0.75591 | 455329
2016-11-18 02:00 | 0 | 0.75477 | 441714
2016-11-18 03:00 | 0 | 0.75522 | 420225
2016-11-18 04:00 | 0 | 0.75388 | 397919
2016-11-18 05:00 | 0 | 0.75334 | 377492
2016-11-18 06:00 | 0 | 0.74747 | 361446
2016-11-18 07:00 | 0 | 0.74383 | 351750
2016-11-18 08:00 | 0 | 0.74888 | 347859
2016-11-18 09:00 | 0 | 0.75631 | 350172
2016-11-18 10:00 | 0 | 0.76008 | 362246
2016-11-18 11:00 | 0 | 0.76537 | 390730
2016-11-18 12:00 | 0 | 0.76482 | 415430
2016-11-18 13:00 | 2.35e-05 | 0.76036 | 424480
2016-11-18 14:00 | 0.1318 | 0.74901 | 429303
2016-11-18 15:00 | 0.58081 | 0.78372 | 432262
2016-11-18 16:00 | 0.67854 | 0.79347 | 432288
2016-11-18 17:00 | 0.66039 | 0.78354 | 431234
2016-11-18 18:00 | 0.6255 | 0.77327 | 431637
2016-11-18 19:00 | 0.60785 | 0.76908 | 431202
2016-11-18 20:00 | 0.62143 | 0.76299 | 429761
2016-11-18 21:00 | 0.65265 | 0.74902 | 429356
2016-11-18 22:00 | 0.60903 | 0.71976 | 436510
2016-11-18 23:00 | 0.32916 | 0.69778 | 442370
2016-11-19 | 0.015713 | 0.70358 | 440526
2016-11-19 01:00 | 0 | 0.67843 | 434981
2016-11-19 02:00 | 0 | 0.64497 | 422453
2016-11-19 03:00 | 0 | 0.61165 | 406615
2016-11-19 04:00 | 0 | 0.58258 | 387722
2016-11-19 05:00 | 0 | 0.56013 | 369717
2016-11-19 06:00 | 0 | 0.54125 | 354879
2016-11-19 07:00 | 0 | 0.519 | 344814
2016-11-19 08:00 | 0 | 0.49244 | 339808
2016-11-19 09:00 | 0 | 0.45117 | 340430
2016-11-19 10:00 | 0 | 0.40794 | 345724
2016-11-19 11:00 | 0 | 0.38125 | 356890
2016-11-19 12:00 | 0 | 0.36273 | 371621
2016-11-19 13:00 | 2.04e-05 | 0.34648 | 386603
2016-11-19 14:00 | 0.12827 | 0.26343 | 398800
2016-11-19 15:00 | 0.53421 | 0.26304 | 405020
2016-11-19 16:00 | 0.65757 | 0.30987 | 406368
2016-11-19 17:00 | 0.63824 | 0.33489 | 404935
2016-11-19 18:00 | 0.59851 | 0.35106 | 402033
2016-11-19 19:00 | 0.58113 | 0.36259 | 399027
2016-11-19 20:00 | 0.59317 | 0.37013 | 397484
2016-11-19 21:00 | 0.62465 | 0.36828 | 400502
2016-11-19 22:00 | 0.58108 | 0.36779 | 413683
2016-11-19 23:00 | 0.26681 | 0.4896 | 427279
2016-11-20 | 0.011802 | 0.54532 | 431645
2016-11-20 01:00 | 0 | 0.55647 | 430975
2016-11-20 02:00 | 0 | 0.5548 | 423762
2016-11-20 03:00 | 0 | 0.57318 | 411879
2016-11-20 04:00 | 0 | 0.58705 | 396011
2016-11-20 05:00 | 0 | 0.58949 | 382816
2016-11-20 06:00 | 0 | 0.58018 | 371724
2016-11-20 07:00 | 0 | 0.56837 | 364615
2016-11-20 08:00 | 0 | 0.5557 | 361541
2016-11-20 09:00 | 0 | 0.52701 | 362066
2016-11-20 10:00 | 0 | 0.50121 | 367715
2016-11-20 11:00 | 0 | 0.48104 | 377998
2016-11-20 12:00 | 0 | 0.46581 | 390252
2016-11-20 13:00 | 2.28e-05 | 0.44773 | 404595
2016-11-20 14:00 | 0.095506 | 0.33938 | 413303
2016-11-20 15:00 | 0.42029 | 0.29386 | 413355
2016-11-20 16:00 | 0.52859 | 0.31263 | 411016
2016-11-20 17:00 | 0.53046 | 0.30861 | 408200
2016-11-20 18:00 | 0.50024 | 0.28805 | 405059
2016-11-20 19:00 | 0.48172 | 0.26147 | 402637
2016-11-20 20:00 | 0.47902 | 0.23499 | 402846
2016-11-20 21:00 | 0.46255 | 0.20869 | 409160
2016-11-20 22:00 | 0.37658 | 0.25825 | 426655
2016-11-20 23:00 | 0.13829 | 0.4101 | 444859
2016-11-21 | 0.0076254 | 0.51124 | 452735
2016-11-21 01:00 | 0 | 0.55683 | 453663
2016-11-21 02:00 | 0 | 0.56372 | 444215
2016-11-21 03:00 | 0 | 0.55238 | 429663
2016-11-21 04:00 | 0 | 0.53917 | 412088
2016-11-21 05:00 | 0 | 0.52499 | 396983
2016-11-21 06:00 | 0 | 0.50086 | 386667
2016-11-21 07:00 | 0 | 0.47638 | 381643
2016-11-21 08:00 | 0 | 0.45753 | 380988
2016-11-21 09:00 | 0 | 0.42783 | 385774
2016-11-21 10:00 | 0 | 0.39814 | 400883
2016-11-21 11:00 | 0 | 0.38833 | 433200
2016-11-21 12:00 | 0 | 0.39541 | 460210
2016-11-21 13:00 | 1.79e-05 | 0.40546 | 470429
2016-11-21 14:00 | 0.047487 | 0.35284 | 469601
2016-11-21 15:00 | 0.16175 | 0.27948 | 464608
2016-11-21 16:00 | 0.2712 | 0.27336 | 457689
2016-11-21 17:00 | 0.34147 | 0.32378 | 450508
2016-11-21 18:00 | 0.36637 | 0.38846 | 445167
2016-11-21 19:00 | 0.36407 | 0.42079 | 440899
2016-11-21 20:00 | 0.34632 | 0.44456 | 439651
2016-11-21 21:00 | 0.31713 | 0.46849 | 444452
2016-11-21 22:00 | 0.26344 | 0.57538 | 462555
2016-11-21 23:00 | 0.16766 | 0.71958 | 478994
2016-11-22 | 0.013395 | 0.74609 | 485243
2016-11-22 01:00 | 0 | 0.73725 | 484328
2016-11-22 02:00 | 0 | 0.72005 | 472096
2016-11-22 03:00 | 0 | 0.70695 | 451534
2016-11-22 04:00 | 0 | 0.69181 | 430349
2016-11-22 05:00 | 0 | 0.68076 | 411026
2016-11-22 06:00 | 0 | 0.66705 | 398180
2016-11-22 07:00 | 0 | 0.65902 | 390171
2016-11-22 08:00 | 0 | 0.6425 | 387592
2016-11-22 09:00 | 0 | 0.63075 | 391911
2016-11-22 10:00 | 0 | 0.62603 | 404976
2016-11-22 11:00 | 0 | 0.61974 | 433602
2016-11-22 12:00 | 0 | 0.61231 | 457480
2016-11-22 13:00 | 5.38e-08 | 0.60802 | 466043
2016-11-22 14:00 | 0.071122 | 0.53612 | 464785
2016-11-22 15:00 | 0.42971 | 0.49679 | 460742
2016-11-22 16:00 | 0.58341 | 0.54037 | 454831
2016-11-22 17:00 | 0.5959 | 0.57232 | 447871
2016-11-22 18:00 | 0.55742 | 0.57981 | 444399
2016-11-22 19:00 | 0.53775 | 0.57499 | 441711
2016-11-22 20:00 | 0.54466 | 0.56715 | 440798
2016-11-22 21:00 | 0.56203 | 0.55205 | 445928
2016-11-22 22:00 | 0.5217 | 0.55696 | 461392
2016-11-22 23:00 | 0.25109 | 0.597 | 474383
2016-11-23 | 0.0063784 | 0.58402 | 478166
2016-11-23 01:00 | 0 | 0.56081 | 475989
2016-11-23 02:00 | 0 | 0.53674 | 464330
2016-11-23 03:00 | 0 | 0.52083 | 445737
2016-11-23 04:00 | 0 | 0.51232 | 424766
2016-11-23 05:00 | 0 | 0.50481 | 405449
2016-11-23 06:00 | 0 | 0.49932 | 391023
2016-11-23 07:00 | 0 | 0.49426 | 381703
2016-11-23 08:00 | 0 | 0.48526 | 377086
2016-11-23 09:00 | 0 | 0.46916 | 378179
2016-11-23 10:00 | 0 | 0.45492 | 387805
2016-11-23 11:00 | 0 | 0.44024 | 410565
2016-11-23 12:00 | 0 | 0.42182 | 432308
2016-11-23 13:00 | 1.07e-05 | 0.40312 | 445040
2016-11-23 14:00 | 0.15702 | 0.29931 | 450014
2016-11-23 15:00 | 0.48034 | 0.27772 | 451262
2016-11-23 16:00 | 0.59334 | 0.25622 | 448505
2016-11-23 17:00 | 0.59953 | 0.22649 | 443676
2016-11-23 18:00 | 0.57029 | 0.20794 | 439557
2016-11-23 19:00 | 0.55756 | 0.20172 | 437064
2016-11-23 20:00 | 0.57509 | 0.19807 | 435214
2016-11-23 21:00 | 0.60588 | 0.18519 | 438616
2016-11-23 22:00 | 0.56652 | 0.19381 | 450517
2016-11-23 23:00 | 0.25987 | 0.25727 | 457499
2016-11-24 | 0.019017 | 0.29588 | 457519
2016-11-24 01:00 | 0 | 0.32361 | 452882
2016-11-24 02:00 | 0 | 0.34824 | 440455
2016-11-24 03:00 | 0 | 0.37973 | 422019
2016-11-24 04:00 | 0 | 0.39879 | 400437
2016-11-24 05:00 | 0 | 0.40114 | 378621
2016-11-24 06:00 | 0 | 0.39981 | 361370
2016-11-24 07:00 | 0 | 0.39257 | 349616
2016-11-24 08:00 | 0 | 0.38735 | 342238
2016-11-24 09:00 | 0 | 0.38313 | 339265
2016-11-24 10:00 | 0 | 0.37911 | 341378
2016-11-24 11:00 | 0 | 0.38104 | 349184
2016-11-24 12:00 | 0 | 0.38145 | 360350
2016-11-24 13:00 | 8.1e-06 | 0.37974 | 378419
2016-11-24 14:00 | 0.121 | 0.31725 | 397131
2016-11-24 15:00 | 0.45457 | 0.24927 | 410459
2016-11-24 16:00 | 0.5999 | 0.29506 | 417634
2016-11-24 17:00 | 0.60157 | 0.36437 | 414375
2016-11-24 18:00 | 0.57085 | 0.37716 | 404355
2016-11-24 19:00 | 0.55488 | 0.37331 | 395055
2016-11-24 20:00 | 0.56753 | 0.37195 | 386948
2016-11-24 21:00 | 0.58479 | 0.36533 | 381058
2016-11-24 22:00 | 0.54184 | 0.36161 | 380683
2016-11-24 23:00 | 0.24719 | 0.42876 | 383072
2016-11-25 | 0.0064978 | 0.45052 | 383138
2016-11-25 01:00 | 0 | 0.45735 | 382911
2016-11-25 02:00 | 0 | 0.46304 | 377658
2016-11-25 03:00 | 0 | 0.47665 | 369843
2016-11-25 04:00 | 0 | 0.49226 | 358662
2016-11-25 05:00 | 0 | 0.50467 | 346627
2016-11-25 06:00 | 0 | 0.51445 | 336310
2016-11-25 07:00 | 0 | 0.52252 | 328607
2016-11-25 08:00 | 0 | 0.51631 | 325091
2016-11-25 09:00 | 0 | 0.50504 | 326511
2016-11-25 10:00 | 0 | 0.49899 | 331977
2016-11-25 11:00 | 0 | 0.48956 | 343329
2016-11-25 12:00 | 0 | 0.47574 | 357486
2016-11-25 13:00 | 3.02e-07 | 0.46332 | 371226
2016-11-25 14:00 | 0.11004 | 0.38056 | 383890
2016-11-25 15:00 | 0.48557 | 0.23888 | 391571
2016-11-25 16:00 | 0.60668 | 0.16614 | 395380
2016-11-25 17:00 | 0.58435 | 0.15312 | 396317
2016-11-25 18:00 | 0.55642 | 0.16035 | 394411
2016-11-25 19:00 | 0.53961 | 0.17186 | 392762
2016-11-25 20:00 | 0.54595 | 0.17577 | 391901
2016-11-25 21:00 | 0.55706 | 0.21905 | 396044
2016-11-25 22:00 | 0.50413 | 0.32492 | 406896
2016-11-25 23:00 | 0.19677 | 0.45298 | 416199
2016-11-26 | 0.0051314 | 0.55427 | 418426
2016-11-26 01:00 | 0 | 0.62732 | 415820
2016-11-26 02:00 | 0 | 0.67196 | 407072
2016-11-26 03:00 | 0 | 0.68767 | 393596
2016-11-26 04:00 | 0 | 0.67958 | 378696
2016-11-26 05:00 | 0 | 0.6632 | 361931
2016-11-26 06:00 | 0 | 0.64051 | 349185
2016-11-26 07:00 | 0 | 0.61417 | 340395
2016-11-26 08:00 | 0 | 0.58891 | 335497
2016-11-26 09:00 | 0 | 0.57269 | 334757
2016-11-26 10:00 | 0 | 0.56145 | 339519
2016-11-26 11:00 | 0 | 0.54286 | 348815
2016-11-26 12:00 | 0 | 0.51642 | 361410
2016-11-26 13:00 | 0 | 0.4956 | 375765
2016-11-26 14:00 | 0.044908 | 0.40129 | 389723
2016-11-26 15:00 | 0.40162 | 0.23556 | 397906
2016-11-26 16:00 | 0.52884 | 0.19982 | 400428
2016-11-26 17:00 | 0.52598 | 0.24334 | 398878
2016-11-26 18:00 | 0.48968 | 0.27604 | 394611
2016-11-26 19:00 | 0.46614 | 0.28139 | 390173
2016-11-26 20:00 | 0.45634 | 0.2661 | 387851
2016-11-26 21:00 | 0.44754 | 0.2471 | 393039
2016-11-26 22:00 | 0.36802 | 0.27944 | 407750
2016-11-26 23:00 | 0.15401 | 0.36775 | 422463
2016-11-27 | 0.0021298 | 0.45758 | 428188
2016-11-27 01:00 | 0 | 0.51509 | 427833
2016-11-27 02:00 | 0 | 0.5554 | 420951
2016-11-27 03:00 | 0 | 0.56885 | 409666
2016-11-27 04:00 | 0 | 0.57004 | 395489
2016-11-27 05:00 | 0 | 0.5569 | 380970
2016-11-27 06:00 | 0 | 0.53262 | 368714
2016-11-27 07:00 | 0 | 0.51194 | 360779
2016-11-27 08:00 | 0 | 0.49535 | 357817
2016-11-27 09:00 | 0 | 0.481 | 357740
2016-11-27 10:00 | 0 | 0.49657 | 362297
2016-11-27 11:00 | 0 | 0.53261 | 371445
2016-11-27 12:00 | 0 | 0.56333 | 383264
2016-11-27 13:00 | 0 | 0.58346 | 394819
2016-11-27 14:00 | 0.035921 | 0.57758 | 400599
2016-11-27 15:00 | 0.24958 | 0.59099 | 400939
2016-11-27 16:00 | 0.39952 | 0.60306 | 399311
2016-11-27 17:00 | 0.45151 | 0.63772 | 397982
2016-11-27 18:00 | 0.4475 | 0.67485 | 397282
2016-11-27 19:00 | 0.44125 | 0.70498 | 396576
2016-11-27 20:00 | 0.44049 | 0.72842 | 398083
2016-11-27 21:00 | 0.43384 | 0.76141 | 406538
2016-11-27 22:00 | 0.37243 | 0.81079 | 427369
2016-11-27 23:00 | 0.16594 | 0.85209 | 444427
2016-11-28 | 0.005972 | 0.86063 | 451693
2016-11-28 01:00 | 0 | 0.86156 | 450201
2016-11-28 02:00 | 0 | 0.86247 | 436097
2016-11-28 03:00 | 0 | 0.86837 | 420486
2016-11-28 04:00 | 0 | 0.87844 | 399764
2016-11-28 05:00 | 0 | 0.88867 | 383424
2016-11-28 06:00 | 0 | 0.89231 | 369420
2016-11-28 07:00 | 0 | 0.89313 | 362223
2016-11-28 08:00 | 0 | 0.88596 | 359618
2016-11-28 09:00 | 0 | 0.87818 | 361754
2016-11-28 10:00 | 0 | 0.87255 | 375602
2016-11-28 11:00 | 0 | 0.86657 | 406268
2016-11-28 12:00 | 0 | 0.85771 | 433750
2016-11-28 13:00 | 1.64e-06 | 0.85082 | 445747
2016-11-28 14:00 | 0.12211 | 0.75841 | 450896
2016-11-28 15:00 | 0.32252 | 0.68212 | 453009
2016-11-28 16:00 | 0.43992 | 0.7399 | 452270
2016-11-28 17:00 | 0.46279 | 0.79712 | 449944
2016-11-28 18:00 | 0.45789 | 0.80492 | 447330
2016-11-28 19:00 | 0.45144 | 0.80753 | 445643
2016-11-28 20:00 | 0.4538 | 0.79765 | 445537
2016-11-28 21:00 | 0.44493 | 0.78527 | 451033
2016-11-28 22:00 | 0.36771 | 0.80125 | 466339
2016-11-28 23:00 | 0.17167 | 0.82248 | 477026
2016-11-29 | 0.0057514 | 0.82804 | 480299
2016-11-29 01:00 | 0 | 0.83238 | 476024
2016-11-29 02:00 | 0 | 0.83226 | 460372
2016-11-29 03:00 | 0 | 0.83047 | 437418
2016-11-29 04:00 | 0 | 0.82832 | 411152
2016-11-29 05:00 | 0 | 0.82341 | 388395
2016-11-29 06:00 | 0 | 0.81067 | 370865
2016-11-29 07:00 | 0 | 0.79561 | 359202
2016-11-29 08:00 | 0 | 0.78704 | 353473
2016-11-29 09:00 | 0 | 0.78 | 354019
2016-11-29 10:00 | 0 | 0.77162 | 364087
2016-11-29 11:00 | 0 | 0.76743 | 392679
2016-11-29 12:00 | 0 | 0.76713 | 421206
2016-11-29 13:00 | 1.17e-06 | 0.76016 | 434752
2016-11-29 14:00 | 0.064637 | 0.61128 | 442692
2016-11-29 15:00 | 0.44369 | 0.5614 | 447076
2016-11-29 16:00 | 0.59592 | 0.65794 | 447270
2016-11-29 17:00 | 0.58334 | 0.66232 | 446183
2016-11-29 18:00 | 0.53401 | 0.6689 | 445690
2016-11-29 19:00 | 0.51469 | 0.68341 | 443770
2016-11-29 20:00 | 0.52267 | 0.69429 | 441815
2016-11-29 21:00 | 0.53711 | 0.69798 | 444535
2016-11-29 22:00 | 0.50151 | 0.71978 | 457321
2016-11-29 23:00 | 0.26146 | 0.78818 | 470093
2016-11-30 | 0.0054853 | 0.80524 | 475132
2016-11-30 01:00 | 0 | 0.79608 | 472057
2016-11-30 02:00 | 0 | 0.77829 | 457313
2016-11-30 03:00 | 0 | 0.75044 | 435628
2016-11-30 04:00 | 0 | 0.72647 | 410476
2016-11-30 05:00 | 0 | 0.70765 | 387059
2016-11-30 06:00 | 0 | 0.69154 | 369075
2016-11-30 07:00 | 0 | 0.67188 | 357559
2016-11-30 08:00 | 0 | 0.65433 | 351988
2016-11-30 09:00 | 0 | 0.6433 | 353346
2016-11-30 10:00 | 0 | 0.63063 | 365143
2016-11-30 11:00 | 0 | 0.62208 | 393457
2016-11-30 12:00 | 0 | 0.61172 | 421615
2016-11-30 13:00 | 6.54e-07 | 0.60021 | 435659
2016-11-30 14:00 | 0.079457 | 0.4887 | 444282
2016-11-30 15:00 | 0.51423 | 0.45855 | 448406
2016-11-30 16:00 | 0.60731 | 0.54408 | 449393
2016-11-30 17:00 | 0.59735 | 0.57301 | 447517
2016-11-30 18:00 | 0.56552 | 0.58707 | 445504
2016-11-30 19:00 | 0.55117 | 0.59047 | 444301
2016-11-30 20:00 | 0.56274 | 0.57976 | 442947
2016-11-30 21:00 | 0.58199 | 0.54561 | 446786
2016-11-30 22:00 | 0.50834 | 0.52033 | 459609
2016-11-30 23:00 | 0.2085 | 0.54398 | 471628
2016-12-01 | 0.0036948 | 0.53425 | 477172
2016-12-01 01:00 | 0 | 0.51084 | 475680
2016-12-01 02:00 | 0 | 0.49517 | 462867
2016-12-01 03:00 | 0 | 0.49652 | 441928
2016-12-01 04:00 | 0 | 0.50189 | 418210
2016-12-01 05:00 | 0 | 0.49543 | 396190
2016-12-01 06:00 | 0 | 0.47781 | 379482
2016-12-01 07:00 | 0 | 0.45 | 369828
2016-12-01 08:00 | 0 | 0.41916 | 366207
2016-12-01 09:00 | 0 | 0.39518 | 369381
2016-12-01 10:00 | 0 | 0.37678 | 382798
2016-12-01 11:00 | 0 | 0.35841 | 412850
2016-12-01 12:00 | 0 | 0.34052 | 442143
2016-12-01 13:00 | 3.68e-07 | 0.32454 | 454793
2016-12-01 14:00 | 0.075276 | 0.21397 | 458619
2016-12-01 15:00 | 0.38044 | 0.13045 | 458254
2016-12-01 16:00 | 0.51899 | 0.13692 | 454588
2016-12-01 17:00 | 0.54224 | 0.15019 | 449213
2016-12-01 18:00 | 0.52142 | 0.14664 | 445828
2016-12-01 19:00 | 0.50748 | 0.13943 | 443702
2016-12-01 20:00 | 0.51613 | 0.13196 | 441771
2016-12-01 21:00 | 0.51749 | 0.12192 | 445029
2016-12-01 22:00 | 0.45191 | 0.14686 | 460354
2016-12-01 23:00 | 0.20552 | 0.17404 | 476034
2016-12-02 | 0.0044039 | 0.2005 | 483265
2016-12-02 01:00 | 0 | 0.22091 | 484225
2016-12-02 02:00 | 0 | 0.2302 | 474133
2016-12-02 03:00 | 0 | 0.22875 | 454348
2016-12-02 04:00 | 0 | 0.22165 | 431309
2016-12-02 05:00 | 0 | 0.2116 | 410862
2016-12-02 06:00 | 0 | 0.19915 | 395520
2016-12-02 07:00 | 0 | 0.18933 | 386345
2016-12-02 08:00 | 0 | 0.18139 | 382964
2016-12-02 09:00 | 0 | 0.17482 | 385768
2016-12-02 10:00 | 0 | 0.17731 | 398872
2016-12-02 11:00 | 0 | 0.1835 | 430263
2016-12-02 12:00 | 0 | 0.18285 | 458440
2016-12-02 13:00 | 0 | 0.17333 | 468105
2016-12-02 14:00 | 0.023716 | 0.12772 | 468340
2016-12-02 15:00 | 0.27647 | 0.083993 | 463520
2016-12-02 16:00 | 0.45127 | 0.078079 | 456429
2016-12-02 17:00 | 0.49044 | 0.078895 | 449418
2016-12-02 18:00 | 0.46246 | 0.082008 | 445013
2016-12-02 19:00 | 0.44692 | 0.088946 | 441327
2016-12-02 20:00 | 0.44766 | 0.1035 | 439813
2016-12-02 21:00 | 0.43701 | 0.12084 | 444457
2016-12-02 22:00 | 0.37965 | 0.16818 | 458344
2016-12-02 23:00 | 0.20342 | 0.24082 | 471340
2016-12-03 | 0.0043175 | 0.2766 | 474735
2016-12-03 01:00 | 0 | 0.27678 | 473002
2016-12-03 02:00 | 0 | 0.27878 | 463743
2016-12-03 03:00 | 0 | 0.28163 | 447592
2016-12-03 04:00 | 0 | 0.28827 | 428138
2016-12-03 05:00 | 0 | 0.31022 | 409157
2016-12-03 06:00 | 0 | 0.34627 | 394654
2016-12-03 07:00 | 0 | 0.36598 | 384381
2016-12-03 08:00 | 0 | 0.37209 | 378927
2016-12-03 09:00 | 0 | 0.36603 | 377562
2016-12-03 10:00 | 0 | 0.35989 | 382297
2016-12-03 11:00 | 0 | 0.35486 | 391458
2016-12-03 12:00 | 0 | 0.35101 | 405403
2016-12-03 13:00 | 0 | 0.34618 | 420327
2016-12-03 14:00 | 0.010415 | 0.31962 | 431496
2016-12-03 15:00 | 0.3417 | 0.26155 | 436825
2016-12-03 16:00 | 0.5067 | 0.2622 | 436892
2016-12-03 17:00 | 0.53023 | 0.27953 | 433208
2016-12-03 18:00 | 0.50603 | 0.29538 | 428346
2016-12-03 19:00 | 0.4895 | 0.30512 | 425207
2016-12-03 20:00 | 0.5011 | 0.31072 | 424515
2016-12-03 21:00 | 0.52368 | 0.31031 | 429335
2016-12-03 22:00 | 0.48387 | 0.34397 | 445857
2016-12-03 23:00 | 0.22706 | 0.39629 | 456957
2016-12-04 | 0.0034572 | 0.41572 | 459226
2016-12-04 01:00 | 0 | 0.41466 | 457461
2016-12-04 02:00 | 0 | 0.40948 | 448462
2016-12-04 03:00 | 0 | 0.40924 | 434284
2016-12-04 04:00 | 0 | 0.41404 | 416817
2016-12-04 05:00 | 0 | 0.42155 | 399836
2016-12-04 06:00 | 0 | 0.42689 | 384940
2016-12-04 07:00 | 0 | 0.42916 | 373882
2016-12-04 08:00 | 0 | 0.43392 | 367585
2016-12-04 09:00 | 0 | 0.4481 | 365589
2016-12-04 10:00 | 0 | 0.46704 | 367383
2016-12-04 11:00 | 0 | 0.484 | 374978
2016-12-04 12:00 | 0 | 0.49218 | 385505
2016-12-04 13:00 | 0 | 0.48617 | 400585
2016-12-04 14:00 | 0.084526 | 0.4279 | 413990
2016-12-04 15:00 | 0.44933 | 0.28953 | 420910
2016-12-04 16:00 | 0.58094 | 0.22532 | 423653
2016-12-04 17:00 | 0.58468 | 0.23684 | 425473
2016-12-04 18:00 | 0.55484 | 0.26556 | 426290
2016-12-04 19:00 | 0.53626 | 0.27978 | 425797
2016-12-04 20:00 | 0.55151 | 0.27263 | 426201
2016-12-04 21:00 | 0.5771 | 0.26416 | 435167
2016-12-04 22:00 | 0.52969 | 0.30235 | 453288
2016-12-04 23:00 | 0.2165 | 0.36076 | 468054
2016-12-05 | 0.0021879 | 0.44793 | 474630
2016-12-05 01:00 | 0 | 0.51961 | 474565
2016-12-05 02:00 | 0 | 0.55978 | 462403
2016-12-05 03:00 | 0 | 0.57518 | 442384
2016-12-05 04:00 | 0 | 0.58157 | 420138
2016-12-05 05:00 | 0 | 0.58428 | 400445
2016-12-05 06:00 | 0 | 0.58401 | 385515
2016-12-05 07:00 | 0 | 0.58855 | 376224
2016-12-05 08:00 | 0 | 0.58883 | 372708
2016-12-05 09:00 | 0 | 0.57856 | 376676
2016-12-05 10:00 | 0 | 0.57008 | 390407
2016-12-05 11:00 | 0 | 0.56614 | 421183
2016-12-05 12:00 | 0 | 0.55934 | 451832
2016-12-05 13:00 | 0 | 0.55978 | 466587
2016-12-05 14:00 | 0.086458 | 0.51421 | 473979
2016-12-05 15:00 | 0.38223 | 0.43041 | 476630
2016-12-05 16:00 | 0.52056 | 0.49824 | 473521
2016-12-05 17:00 | 0.54372 | 0.59164 | 469196
2016-12-05 18:00 | 0.5247 | 0.63863 | 464977
2016-12-05 19:00 | 0.5189 | 0.66625 | 462140
2016-12-05 20:00 | 0.53984 | 0.67445 | 460300
2016-12-05 21:00 | 0.56598 | 0.66812 | 466385
2016-12-05 22:00 | 0.5027 | 0.6874 | 485100
2016-12-05 23:00 | 0.17557 | 0.74605 | 500221
2016-12-06 | 0.0021579 | 0.77482 | 505617
2016-12-06 01:00 | 0 | 0.77708 | 503684
2016-12-06 02:00 | 0 | 0.76156 | 489900
2016-12-06 03:00 | 0 | 0.7342 | 466299
2016-12-06 04:00 | 0 | 0.70473 | 439753
2016-12-06 05:00 | 0 | 0.69718 | 416325
2016-12-06 06:00 | 0 | 0.70201 | 398910
2016-12-06 07:00 | 0 | 0.7155 | 388642
2016-12-06 08:00 | 0 | 0.73226 | 383548
2016-12-06 09:00 | 0 | 0.74305 | 385909
2016-12-06 10:00 | 0 | 0.74738 | 399364
2016-12-06 11:00 | 0 | 0.74899 | 428384
2016-12-06 12:00 | 0 | 0.73473 | 457657
2016-12-06 13:00 | 0 | 0.70809 | 470719
2016-12-06 14:00 | 0.035758 | 0.64717 | 477873
2016-12-06 15:00 | 0.27608 | 0.66903 | 480748
2016-12-06 16:00 | 0.44022 | 0.65898 | 479528
2016-12-06 17:00 | 0.48498 | 0.6071 | 475564
2016-12-06 18:00 | 0.47262 | 0.56551 | 472105
2016-12-06 19:00 | 0.45722 | 0.54106 | 469315
2016-12-06 20:00 | 0.457 | 0.52495 | 468827
2016-12-06 21:00 | 0.45102 | 0.50983 | 474872
2016-12-06 22:00 | 0.38697 | 0.50096 | 489968
2016-12-06 23:00 | 0.17504 | 0.50976 | 503644
2016-12-07 | 0.0018476 | 0.52129 | 509312
2016-12-07 01:00 | 0 | 0.52843 | 507253
2016-12-07 02:00 | 0 | 0.53199 | 494187
2016-12-07 03:00 | 0 | 0.531 | 471487
2016-12-07 04:00 | 0 | 0.53239 | 447099
2016-12-07 05:00 | 0 | 0.53418 | 425025
2016-12-07 06:00 | 0 | 0.53461 | 407421
2016-12-07 07:00 | 0 | 0.53789 | 397029
2016-12-07 08:00 | 0 | 0.53696 | 393111
2016-12-07 09:00 | 0 | 0.53575 | 395627
2016-12-07 10:00 | 0 | 0.54079 | 408777
2016-12-07 11:00 | 0 | 0.54205 | 438605
2016-12-07 12:00 | 0 | 0.53809 | 468836
2016-12-07 13:00 | 0 | 0.53541 | 480119
2016-12-07 14:00 | 0.031302 | 0.51584 | 483620
2016-12-07 15:00 | 0.30724 | 0.50513 | 482502
2016-12-07 16:00 | 0.46479 | 0.5121 | 477539
2016-12-07 17:00 | 0.48823 | 0.51384 | 472931
2016-12-07 18:00 | 0.46727 | 0.52133 | 468546
2016-12-07 19:00 | 0.45193 | 0.53857 | 465826
2016-12-07 20:00 | 0.45534 | 0.56744 | 464802
2016-12-07 21:00 | 0.45193 | 0.59754 | 470564
2016-12-07 22:00 | 0.38759 | 0.62722 | 490794
2016-12-07 23:00 | 0.13248 | 0.64055 | 508905
2016-12-08 | 0.0016504 | 0.6377 | 515767
2016-12-08 01:00 | 0 | 0.63352 | 515797
2016-12-08 02:00 | 0 | 0.62273 | 504234
2016-12-08 03:00 | 0 | 0.60625 | 483118
2016-12-08 04:00 | 0 | 0.5889 | 458668
2016-12-08 05:00 | 0 | 0.57979 | 436373
2016-12-08 06:00 | 0 | 0.57567 | 420643
2016-12-08 07:00 | 0 | 0.56996 | 410867
2016-12-08 08:00 | 0 | 0.56088 | 406984
2016-12-08 09:00 | 0 | 0.54868 | 410688
2016-12-08 10:00 | 0 | 0.53491 | 425576
2016-12-08 11:00 | 0 | 0.51904 | 455738
2016-12-08 12:00 | 0 | 0.50178 | 486601
2016-12-08 13:00 | 0 | 0.47384 | 499919
2016-12-08 14:00 | 0.036084 | 0.46173 | 505890
2016-12-08 15:00 | 0.30616 | 0.4667 | 507576
2016-12-08 16:00 | 0.44646 | 0.41765 | 504190
2016-12-08 17:00 | 0.47666 | 0.36463 | 499818
2016-12-08 18:00 | 0.46338 | 0.3338 | 496188
2016-12-08 19:00 | 0.45269 | 0.31167 | 493982
2016-12-08 20:00 | 0.46036 | 0.29035 | 492492
2016-12-08 21:00 | 0.46604 | 0.26458 | 500117
2016-12-08 22:00 | 0.39582 | 0.23091 | 522102
2016-12-08 23:00 | 0.14761 | 0.22619 | 540306
2016-12-09 | 0.00090965 | 0.22761 | 548078
2016-12-09 01:00 | 0 | 0.21949 | 548669
2016-12-09 02:00 | 0 | 0.20393 | 537696
2016-12-09 03:00 | 0 | 0.19003 | 516390
2016-12-09 04:00 | 0 | 0.18574 | 492244
2016-12-09 05:00 | 0 | 0.1884 | 472568
2016-12-09 06:00 | 0 | 0.19501 | 457516
2016-12-09 07:00 | 0 | 0.1973 | 449077
2016-12-09 08:00 | 0 | 0.2012 | 446304
2016-12-09 09:00 | 0 | 0.19975 | 449959
2016-12-09 10:00 | 0 | 0.19276 | 463778
2016-12-09 11:00 | 0 | 0.18667 | 495626
2016-12-09 12:00 | 0 | 0.1805 | 525030
2016-12-09 13:00 | 0 | 0.17716 | 533803
2016-12-09 14:00 | 0.073628 | 0.17035 | 533344
2016-12-09 15:00 | 0.33224 | 0.18212 | 528271
2016-12-09 16:00 | 0.44521 | 0.1807 | 518734
2016-12-09 17:00 | 0.46512 | 0.17127 | 508481
2016-12-09 18:00 | 0.45832 | 0.16523 | 499720
2016-12-09 19:00 | 0.4632 | 0.15836 | 493059
2016-12-09 20:00 | 0.48301 | 0.14915 | 489983
2016-12-09 21:00 | 0.48875 | 0.13358 | 497648
2016-12-09 22:00 | 0.41794 | 0.13665 | 518119
2016-12-09 23:00 | 0.13844 | 0.2133 | 534333
2016-12-10 | 0.0016572 | 0.27827 | 539440
2016-12-10 01:00 | 0 | 0.30034 | 539358
2016-12-10 02:00 | 0 | 0.29871 | 531113
2016-12-10 03:00 | 0 | 0.28979 | 515810
2016-12-10 04:00 | 0 | 0.27821 | 495884
2016-12-10 05:00 | 0 | 0.26299 | 477552
2016-12-10 06:00 | 0 | 0.24804 | 463945
2016-12-10 07:00 | 0 | 0.2357 | 454895
2016-12-10 08:00 | 0 | 0.22819 | 449580
2016-12-10 09:00 | 0 | 0.22808 | 450270
2016-12-10 10:00 | 0 | 0.23373 | 455532
2016-12-10 11:00 | 0 | 0.24478 | 468218
2016-12-10 12:00 | 0 | 0.2597 | 483684
2016-12-10 13:00 | 0 | 0.27714 | 496268
2016-12-10 14:00 | 0.068245 | 0.25973 | 499445
2016-12-10 15:00 | 0.3221 | 0.26231 | 493783
2016-12-10 16:00 | 0.43409 | 0.3221 | 485209
2016-12-10 17:00 | 0.45711 | 0.3693 | 475911
2016-12-10 18:00 | 0.44789 | 0.41473 | 465551
2016-12-10 19:00 | 0.44334 | 0.44939 | 457626
2016-12-10 20:00 | 0.44848 | 0.47325 | 454752
2016-12-10 21:00 | 0.4531 | 0.49736 | 462525
2016-12-10 22:00 | 0.38322 | 0.54916 | 482787
2016-12-10 23:00 | 0.12822 | 0.60337 | 498996
2016-12-11 | 0.0015759 | 0.61427 | 506135
2016-12-11 01:00 | 0 | 0.60542 | 506369
2016-12-11 02:00 | 0 | 0.58958 | 498720
2016-12-11 03:00 | 0 | 0.56752 | 485255
2016-12-11 04:00 | 0 | 0.55007 | 468080
2016-12-11 05:00 | 0 | 0.53822 | 451964
2016-12-11 06:00 | 0 | 0.53197 | 438417
2016-12-11 07:00 | 0 | 0.52462 | 428411
2016-12-11 08:00 | 0 | 0.5215 | 422924
2016-12-11 09:00 | 0 | 0.50582 | 420773
2016-12-11 10:00 | 0 | 0.48206 | 423363
2016-12-11 11:00 | 0 | 0.46154 | 429902
2016-12-11 12:00 | 0 | 0.4478 | 438684
2016-12-11 13:00 | 0 | 0.4376 | 449833
2016-12-11 14:00 | 0.049626 | 0.4148 | 455639
2016-12-11 15:00 | 0.26146 | 0.38197 | 455897
2016-12-11 16:00 | 0.41766 | 0.40624 | 452539
2016-12-11 17:00 | 0.48759 | 0.43942 | 450280
2016-12-11 18:00 | 0.48338 | 0.46778 | 447019
2016-12-11 19:00 | 0.47259 | 0.49091 | 444274
2016-12-11 20:00 | 0.49349 | 0.49773 | 443363
2016-12-11 21:00 | 0.52767 | 0.48093 | 449731
2016-12-11 22:00 | 0.46355 | 0.45661 | 468778
2016-12-11 23:00 | 0.17172 | 0.4649 | 483949
2016-12-12 | 0.001935 | 0.44827 | 490456
2016-12-12 01:00 | 0 | 0.43232 | 490156
2016-12-12 02:00 | 0 | 0.42136 | 477727
2016-12-12 03:00 | 0 | 0.41285 | 458047
2016-12-12 04:00 | 0 | 0.39789 | 435517
2016-12-12 05:00 | 0 | 0.38182 | 413850
2016-12-12 06:00 | 0 | 0.37219 | 397790
2016-12-12 07:00 | 0 | 0.36289 | 388280
2016-12-12 08:00 | 0 | 0.36081 | 383816
2016-12-12 09:00 | 0 | 0.35374 | 386705
2016-12-12 10:00 | 0 | 0.34712 | 399214
2016-12-12 11:00 | 0 | 0.34327 | 428769
2016-12-12 12:00 | 0 | 0.33818 | 459733
2016-12-12 13:00 | 0 | 0.33465 | 474570
2016-12-12 14:00 | 0.077631 | 0.30513 | 481857
2016-12-12 15:00 | 0.30685 | 0.23626 | 485452
2016-12-12 16:00 | 0.46542 | 0.22115 | 483680
2016-12-12 17:00 | 0.51106 | 0.2825 | 479136
2016-12-12 18:00 | 0.49055 | 0.34181 | 474502
2016-12-12 19:00 | 0.47486 | 0.3706 | 469330
2016-12-12 20:00 | 0.48472 | 0.3801 | 465665
2016-12-12 21:00 | 0.4916 | 0.37379 | 471122
2016-12-12 22:00 | 0.4152 | 0.39711 | 489289
2016-12-12 23:00 | 0.12978 | 0.44643 | 506586
2016-12-13 | 0.00099876 | 0.47251 | 513426
2016-12-13 01:00 | 0 | 0.49353 | 512445
2016-12-13 02:00 | 0 | 0.50773 | 498922
2016-12-13 03:00 | 0 | 0.51291 | 477079
2016-12-13 04:00 | 0 | 0.51902 | 450772
2016-12-13 05:00 | 0 | 0.5228 | 428061
2016-12-13 06:00 | 0 | 0.52392 | 411296
2016-12-13 07:00 | 0 | 0.51696 | 400863
2016-12-13 08:00 | 0 | 0.5064 | 396104
2016-12-13 09:00 | 0 | 0.48999 | 398352
2016-12-13 10:00 | 0 | 0.47742 | 412311
2016-12-13 11:00 | 0 | 0.47191 | 439986
2016-12-13 12:00 | 0 | 0.46213 | 468628
2016-12-13 13:00 | 0 | 0.44846 | 480429
2016-12-13 14:00 | 0.079673 | 0.4334 | 485323
2016-12-13 15:00 | 0.36042 | 0.38239 | 488028
2016-12-13 16:00 | 0.50833 | 0.33076 | 485695
2016-12-13 17:00 | 0.53494 | 0.34645 | 482159
2016-12-13 18:00 | 0.50567 | 0.37945 | 479438
2016-12-13 19:00 | 0.48803 | 0.40256 | 478435
2016-12-13 20:00 | 0.50054 | 0.41754 | 478561
2016-12-13 21:00 | 0.5013 | 0.41498 | 484659
2016-12-13 22:00 | 0.42526 | 0.41143 | 501507
2016-12-13 23:00 | 0.15114 | 0.48402 | 516581
2016-12-14 | 0.0016147 | 0.53873 | 522850
2016-12-14 01:00 | 0 | 0.53782 | 520842
2016-12-14 02:00 | 0 | 0.52724 | 507901
2016-12-14 03:00 | 0 | 0.52285 | 486219
2016-12-14 04:00 | 0 | 0.51513 | 461112
2016-12-14 05:00 | 0 | 0.50034 | 437754
2016-12-14 06:00 | 0 | 0.48417 | 420383
2016-12-14 07:00 | 0 | 0.46386 | 409972
2016-12-14 08:00 | 0 | 0.44649 | 405901
2016-12-14 09:00 | 0 | 0.44195 | 408921
2016-12-14 10:00 | 0 | 0.44337 | 423189
2016-12-14 11:00 | 0 | 0.44976 | 453577
2016-12-14 12:00 | 0 | 0.46149 | 483151
2016-12-14 13:00 | 0 | 0.471 | 494539
2016-12-14 14:00 | 0.050178 | 0.4405 | 497724
2016-12-14 15:00 | 0.30541 | 0.42968 | 495918
2016-12-14 16:00 | 0.43688 | 0.45643 | 492643
2016-12-14 17:00 | 0.48326 | 0.4904 | 488018
2016-12-14 18:00 | 0.47631 | 0.50852 | 486077
2016-12-14 19:00 | 0.47066 | 0.51451 | 484267
2016-12-14 20:00 | 0.48909 | 0.51145 | 485080
2016-12-14 21:00 | 0.49696 | 0.49694 | 493089
2016-12-14 22:00 | 0.41569 | 0.46642 | 512913
2016-12-14 23:00 | 0.15361 | 0.50044 | 530545
2016-12-15 | 0.0014445 | 0.50222 | 537736
2016-12-15 01:00 | 0 | 0.46331 | 537977
2016-12-15 02:00 | 0 | 0.41726 | 527870
2016-12-15 03:00 | 0 | 0.36914 | 508040
2016-12-15 04:00 | 0 | 0.32824 | 483044
2016-12-15 05:00 | 0 | 0.29653 | 460192
2016-12-15 06:00 | 0 | 0.27065 | 444580
2016-12-15 07:00 | 0 | 0.24796 | 435415
2016-12-15 08:00 | 0 | 0.23681 | 432190
2016-12-15 09:00 | 0 | 0.22649 | 436254
2016-12-15 10:00 | 0 | 0.22034 | 453968
2016-12-15 11:00 | 0 | 0.22199 | 485955
2016-12-15 12:00 | 0 | 0.23195 | 516985
2016-12-15 13:00 | 0 | 0.24743 | 529454
2016-12-15 14:00 | 0.034955 | 0.25903 | 532001
2016-12-15 15:00 | 0.25423 | 0.29202 | 530640
2016-12-15 16:00 | 0.34154 | 0.32303 | 526810
2016-12-15 17:00 | 0.36673 | 0.34743 | 521762
2016-12-15 18:00 | 0.3677 | 0.36521 | 517951
2016-12-15 19:00 | 0.36505 | 0.37752 | 515590
2016-12-15 20:00 | 0.36175 | 0.388 | 515718
2016-12-15 21:00 | 0.34756 | 0.40479 | 525072
2016-12-15 22:00 | 0.27463 | 0.42351 | 547634
2016-12-15 23:00 | 0.062033 | 0.48096 | 565975
2016-12-16 | 2.05e-05 | 0.51121 | 573691
2016-12-16 01:00 | 0 | 0.50703 | 574150
2016-12-16 02:00 | 0 | 0.48695 | 563855
2016-12-16 03:00 | 0 | 0.45571 | 542728
2016-12-16 04:00 | 0 | 0.42819 | 516634
2016-12-16 05:00 | 0 | 0.40392 | 494644
2016-12-16 06:00 | 0 | 0.38671 | 478167
2016-12-16 07:00 | 0 | 0.38523 | 468952
2016-12-16 08:00 | 0 | 0.38356 | 464287
2016-12-16 09:00 | 0 | 0.38358 | 466808
2016-12-16 10:00 | 0 | 0.38356 | 480215
2016-12-16 11:00 | 0 | 0.3882 | 509127
2016-12-16 12:00 | 0 | 0.39719 | 536307
2016-12-16 13:00 | 0 | 0.40193 | 546053
2016-12-16 14:00 | 0.029469 | 0.39279 | 547755
2016-12-16 15:00 | 0.18219 | 0.38701 | 545038
2016-12-16 16:00 | 0.32189 | 0.38602 | 537828
2016-12-16 17:00 | 0.39512 | 0.3828 | 527938
2016-12-16 18:00 | 0.41821 | 0.38238 | 521278
2016-12-16 19:00 | 0.42422 | 0.39026 | 516221
2016-12-16 20:00 | 0.4459 | 0.41284 | 512984
2016-12-16 21:00 | 0.47377 | 0.44728 | 516347
2016-12-16 22:00 | 0.42474 | 0.48641 | 528963
2016-12-16 23:00 | 0.16511 | 0.51566 | 538562
2016-12-17 | 0.0017548 | 0.52954 | 538262
2016-12-17 01:00 | 0 | 0.54068 | 534022
2016-12-17 02:00 | 0 | 0.54696 | 521280
2016-12-17 03:00 | 0 | 0.55486 | 502161
2016-12-17 04:00 | 0 | 0.57883 | 478629
2016-12-17 05:00 | 0 | 0.60484 | 456200
2016-12-17 06:00 | 0 | 0.62756 | 438385
2016-12-17 07:00 | 0 | 0.65204 | 425874
2016-12-17 08:00 | 0 | 0.67187 | 418189
2016-12-17 09:00 | 0 | 0.68499 | 415645
2016-12-17 10:00 | 0 | 0.6892 | 418795
2016-12-17 11:00 | 0 | 0.69087 | 427947
2016-12-17 12:00 | 0 | 0.68811 | 441519
2016-12-17 13:00 | 0 | 0.6713 | 458175
2016-12-17 14:00 | 0.040671 | 0.66158 | 474077
2016-12-17 15:00 | 0.34483 | 0.62199 | 484504
2016-12-17 16:00 | 0.54866 | 0.58072 | 487476
2016-12-17 17:00 | 0.55772 | 0.57371 | 484404
2016-12-17 18:00 | 0.5312 | 0.59781 | 478451
2016-12-17 19:00 | 0.51826 | 0.63463 | 472354
2016-12-17 20:00 | 0.53331 | 0.67074 | 468144
2016-12-17 21:00 | 0.55544 | 0.68852 | 470744
2016-12-17 22:00 | 0.54205 | 0.67999 | 484005
2016-12-17 23:00 | 0.22549 | 0.65553 | 495374
2016-12-18 | 0.0018111 | 0.63064 | 499639
2016-12-18 01:00 | 0 | 0.60451 | 500069
2016-12-18 02:00 | 0 | 0.58374 | 491239
2016-12-18 03:00 | 0 | 0.57207 | 479320
2016-12-18 04:00 | 0 | 0.56082 | 461403
2016-12-18 05:00 | 0 | 0.54524 | 443249
2016-12-18 06:00 | 0 | 0.52749 | 427707
2016-12-18 07:00 | 0 | 0.51122 | 417417
2016-12-18 08:00 | 0 | 0.49654 | 412050
2016-12-18 09:00 | 0 | 0.47064 | 411510
2016-12-18 10:00 | 0 | 0.44009 | 415036
2016-12-18 11:00 | 0 | 0.41713 | 424423
2016-12-18 12:00 | 0 | 0.39853 | 438142
2016-12-18 13:00 | 0 | 0.39174 | 457346
2016-12-18 14:00 | 0.08574 | 0.38993 | 474790
2016-12-18 15:00 | 0.49042 | 0.34076 | 485275
2016-12-18 16:00 | 0.65036 | 0.27617 | 488225
2016-12-18 17:00 | 0.62786 | 0.27764 | 487242
2016-12-18 18:00 | 0.58885 | 0.29185 | 484137
2016-12-18 19:00 | 0.57185 | 0.29843 | 480659
2016-12-18 20:00 | 0.58722 | 0.30567 | 479543
2016-12-18 21:00 | 0.61569 | 0.30905 | 486497
2016-12-18 22:00 | 0.56998 | 0.3594 | 505481
2016-12-18 23:00 | 0.21815 | 0.44216 | 525851
2016-12-19 | 0.002806 | 0.51372 | 537426
2016-12-19 01:00 | 0 | 0.54668 | 542277
2016-12-19 02:00 | 0 | 0.55543 | 534931
2016-12-19 03:00 | 0 | 0.5645 | 519640
2016-12-19 04:00 | 0 | 0.57968 | 499938
2016-12-19 05:00 | 0 | 0.59477 | 481449
2016-12-19 06:00 | 0 | 0.60459 | 468614
2016-12-19 07:00 | 0 | 0.60922 | 461616
2016-12-19 08:00 | 0 | 0.60989 | 459526
2016-12-19 09:00 | 0 | 0.60255 | 463945
2016-12-19 10:00 | 0 | 0.59446 | 480074
2016-12-19 11:00 | 0 | 0.59125 | 510834
2016-12-19 12:00 | 0 | 0.58977 | 542300
2016-12-19 13:00 | 0 | 0.58928 | 559266
2016-12-19 14:00 | 0.034472 | 0.56355 | 565631
2016-12-19 15:00 | 0.43438 | 0.47045 | 563343
2016-12-19 16:00 | 0.59115 | 0.39615 | 555471
2016-12-19 17:00 | 0.58021 | 0.3972 | 545422
2016-12-19 18:00 | 0.55009 | 0.44331 | 536491
2016-12-19 19:00 | 0.53303 | 0.48065 | 528857
2016-12-19 20:00 | 0.54548 | 0.50786 | 525223
2016-12-19 21:00 | 0.5696 | 0.55828 | 529043
2016-12-19 22:00 | 0.50964 | 0.70921 | 548076
2016-12-19 23:00 | 0.22809 | 0.81683 | 567860
2016-12-20 | 0.0029418 | 0.85892 | 576875
2016-12-20 01:00 | 0 | 0.87688 | 577523
2016-12-20 02:00 | 0 | 0.88115 | 566272
2016-12-20 03:00 | 0 | 0.88767 | 545611
2016-12-20 04:00 | 0 | 0.89717 | 520703
2016-12-20 05:00 | 0 | 0.89965 | 498602
2016-12-20 06:00 | 0 | 0.89398 | 480938
2016-12-20 07:00 | 0 | 0.884 | 470824
2016-12-20 08:00 | 0 | 0.869 | 467099
2016-12-20 09:00 | 0 | 0.85397 | 470497
2016-12-20 10:00 | 0 | 0.84754 | 483373
2016-12-20 11:00 | 0 | 0.84386 | 509656
2016-12-20 12:00 | 0 | 0.82415 | 537310
2016-12-20 13:00 | 0 | 0.79622 | 547315
2016-12-20 14:00 | 0.037892 | 0.71372 | 545994
2016-12-20 15:00 | 0.43035 | 0.55863 | 537898
2016-12-20 16:00 | 0.5851 | 0.40151 | 525586
2016-12-20 17:00 | 0.58562 | 0.36268 | 511467
2016-12-20 18:00 | 0.54551 | 0.37676 | 499927
2016-12-20 19:00 | 0.52171 | 0.37875 | 491141
2016-12-20 20:00 | 0.53037 | 0.38089 | 486462
2016-12-20 21:00 | 0.53592 | 0.42794 | 490003
2016-12-20 22:00 | 0.45063 | 0.50718 | 509653
2016-12-20 23:00 | 0.1518 | 0.54771 | 529350
2016-12-21 | 0.0029824 | 0.59463 | 539075
2016-12-21 01:00 | 0 | 0.6364 | 541622
2016-12-21 02:00 | 0 | 0.6761 | 532200
2016-12-21 03:00 | 0 | 0.71479 | 513573
2016-12-21 04:00 | 0 | 0.73252 | 490567
2016-12-21 05:00 | 0 | 0.73452 | 468962
2016-12-21 06:00 | 0 | 0.7343 | 453796
2016-12-21 07:00 | 0 | 0.73454 | 445178
2016-12-21 08:00 | 0 | 0.73425 | 441880
2016-12-21 09:00 | 0 | 0.73834 | 444408
2016-12-21 10:00 | 0 | 0.74579 | 456626
2016-12-21 11:00 | 0 | 0.76246 | 483811
2016-12-21 12:00 | 0 | 0.7826 | 510286
2016-12-21 13:00 | 0 | 0.80063 | 520079
2016-12-21 14:00 | 0.034087 | 0.73504 | 517715
2016-12-21 15:00 | 0.17097 | 0.57903 | 509230
2016-12-21 16:00 | 0.30738 | 0.49612 | 497804
2016-12-21 17:00 | 0.36807 | 0.53692 | 485887
2016-12-21 18:00 | 0.38004 | 0.61254 | 475256
2016-12-21 19:00 | 0.3791 | 0.66402 | 467024
2016-12-21 20:00 | 0.38052 | 0.69069 | 464161
2016-12-21 21:00 | 0.36492 | 0.71917 | 469351
2016-12-21 22:00 | 0.30241 | 0.78256 | 486513
2016-12-21 23:00 | 0.10896 | 0.82479 | 502430
2016-12-22 | 0.0012124 | 0.83637 | 509163
2016-12-22 01:00 | 0 | 0.82779 | 509868
2016-12-22 02:00 | 0 | 0.81489 | 500571
2016-12-22 03:00 | 0 | 0.80652 | 482877
2016-12-22 04:00 | 0 | 0.78658 | 460330
2016-12-22 05:00 | 0 | 0.76152 | 440070
2016-12-22 06:00 | 0 | 0.74035 | 423190
2016-12-22 07:00 | 0 | 0.71191 | 411998
2016-12-22 08:00 | 0 | 0.68555 | 406434
2016-12-22 09:00 | 0 | 0.65724 | 407653
2016-12-22 10:00 | 0 | 0.62109 | 417723
2016-12-22 11:00 | 0 | 0.57785 | 441338
2016-12-22 12:00 | 0 | 0.53364 | 468480
2016-12-22 13:00 | 0 | 0.49787 | 481338
2016-12-22 14:00 | 0.018919 | 0.4309 | 484535
2016-12-22 15:00 | 0.091037 | 0.35842 | 482772
2016-12-22 16:00 | 0.22247 | 0.27019 | 476519
2016-12-22 17:00 | 0.30009 | 0.22943 | 467884
2016-12-22 18:00 | 0.33538 | 0.23819 | 460572
2016-12-22 19:00 | 0.34461 | 0.25639 | 455456
2016-12-22 20:00 | 0.34835 | 0.27997 | 454145
2016-12-22 21:00 | 0.3398 | 0.38178 | 459862
2016-12-22 22:00 | 0.28688 | 0.52788 | 475102
2016-12-22 23:00 | 0.13043 | 0.59947 | 489576
2016-12-23 | 0.0016122 | 0.62738 | 495798
2016-12-23 01:00 | 0 | 0.63333 | 497223
2016-12-23 02:00 | 0 | 0.62986 | 487588
2016-12-23 03:00 | 0 | 0.62675 | 472798
2016-12-23 04:00 | 0 | 0.62705 | 451296
2016-12-23 05:00 | 0 | 0.62692 | 429186
2016-12-23 06:00 | 0 | 0.62615 | 412910
2016-12-23 07:00 | 0 | 0.62134 | 401630
2016-12-23 08:00 | 0 | 0.6171 | 396314
2016-12-23 09:00 | 0 | 0.62294 | 397588
2016-12-23 10:00 | 0 | 0.63818 | 405943
2016-12-23 11:00 | 0 | 0.65648 | 424029
2016-12-23 12:00 | 0 | 0.67075 | 444616
2016-12-23 13:00 | 0 | 0.6697 | 458812
2016-12-23 14:00 | 0.019464 | 0.63157 | 465951
2016-12-23 15:00 | 0.2363 | 0.53461 | 466609
2016-12-23 16:00 | 0.36445 | 0.48939 | 463057
2016-12-23 17:00 | 0.42029 | 0.48697 | 457024
2016-12-23 18:00 | 0.42136 | 0.48154 | 451089
2016-12-23 19:00 | 0.42519 | 0.45183 | 446074
2016-12-23 20:00 | 0.43887 | 0.39245 | 443898
2016-12-23 21:00 | 0.44904 | 0.35112 | 449172
2016-12-23 22:00 | 0.3657 | 0.41582 | 463676
2016-12-23 23:00 | 0.11724 | 0.45572 | 474071
2016-12-24 | 0.00086813 | 0.46013 | 476015
2016-12-24 01:00 | 0 | 0.44129 | 472752
2016-12-24 02:00 | 0 | 0.40968 | 462869
2016-12-24 03:00 | 0 | 0.39241 | 446590
2016-12-24 04:00 | 0 | 0.37783 | 425537
2016-12-24 05:00 | 0 | 0.35993 | 404551
2016-12-24 06:00 | 0 | 0.3388 | 388257
2016-12-24 07:00 | 0 | 0.31799 | 375554
2016-12-24 08:00 | 0 | 0.30513 | 366969
2016-12-24 09:00 | 0 | 0.28924 | 363078
2016-12-24 10:00 | 0 | 0.28067 | 363251
2016-12-24 11:00 | 0 | 0.27563 | 369381
2016-12-24 12:00 | 0 | 0.27428 | 381480
2016-12-24 13:00 | 0 | 0.2834 | 398053
2016-12-24 14:00 | 0.033179 | 0.28864 | 415360
2016-12-24 15:00 | 0.32833 | 0.22943 | 428043
2016-12-24 16:00 | 0.44894 | 0.18798 | 433806
2016-12-24 17:00 | 0.47369 | 0.22227 | 433274
2016-12-24 18:00 | 0.46236 | 0.27503 | 428294
2016-12-24 19:00 | 0.4569 | 0.30938 | 423092
2016-12-24 20:00 | 0.46708 | 0.33916 | 419950
2016-12-24 21:00 | 0.47422 | 0.37689 | 420867
2016-12-24 22:00 | 0.39101 | 0.51925 | 429184
2016-12-24 23:00 | 0.11863 | 0.68853 | 434716
2016-12-25 | 0.0013198 | 0.74563 | 434106
2016-12-25 01:00 | 0 | 0.73086 | 431811
2016-12-25 02:00 | 0 | 0.67189 | 424473
2016-12-25 03:00 | 0 | 0.62163 | 414284
2016-12-25 04:00 | 0 | 0.59541 | 400191
2016-12-25 05:00 | 0 | 0.58242 | 383442
2016-12-25 06:00 | 0 | 0.58787 | 370192
2016-12-25 07:00 | 0 | 0.60199 | 360271
2016-12-25 08:00 | 0 | 0.6126 | 353271
2016-12-25 09:00 | 0 | 0.62226 | 350538
2016-12-25 10:00 | 0 | 0.6482 | 352300
2016-12-25 11:00 | 0 | 0.67752 | 358203
2016-12-25 12:00 | 0 | 0.70663 | 367970
2016-12-25 13:00 | 0 | 0.73766 | 382950
2016-12-25 14:00 | 0.033636 | 0.77113 | 396269
2016-12-25 15:00 | 0.29757 | 0.78498 | 403256
2016-12-25 16:00 | 0.46553 | 0.79523 | 405805
2016-12-25 17:00 | 0.50548 | 0.81045 | 404927
2016-12-25 18:00 | 0.49459 | 0.82808 | 400037
2016-12-25 19:00 | 0.48588 | 0.84999 | 394876
2016-12-25 20:00 | 0.50152 | 0.86734 | 390187
2016-12-25 21:00 | 0.52549 | 0.88805 | 389975
2016-12-25 22:00 | 0.47188 | 0.9048 | 398888
2016-12-25 23:00 | 0.1837 | 0.92466 | 408809
2016-12-26 | 0.0013995 | 0.92253 | 414867
2016-12-26 01:00 | 0 | 0.91107 | 418361
2016-12-26 02:00 | 0 | 0.88883 | 414284
2016-12-26 03:00 | 0 | 0.8814 | 404879
2016-12-26 04:00 | 0 | 0.87328 | 390156
2016-12-26 05:00 | 0 | 0.86757 | 375132
2016-12-26 06:00 | 0 | 0.86395 | 362658
2016-12-26 07:00 | 0 | 0.86203 | 353699
2016-12-26 08:00 | 0 | 0.85667 | 348608
2016-12-26 09:00 | 0 | 0.84155 | 347460
2016-12-26 10:00 | 0 | 0.83064 | 351425
2016-12-26 11:00 | 0 | 0.81583 | 360472
2016-12-26 12:00 | 0 | 0.80204 | 372219
2016-12-26 13:00 | 0 | 0.78995 | 386382
2016-12-26 14:00 | 0.037568 | 0.71759 | 402763
2016-12-26 15:00 | 0.44785 | 0.64497 | 415695
2016-12-26 16:00 | 0.61754 | 0.68585 | 423628
2016-12-26 17:00 | 0.60783 | 0.69351 | 425977
2016-12-26 18:00 | 0.56815 | 0.67925 | 424365
2016-12-26 19:00 | 0.55057 | 0.67451 | 421404
2016-12-26 20:00 | 0.56958 | 0.66289 | 419521
2016-12-26 21:00 | 0.59799 | 0.63181 | 423752
2016-12-26 22:00 | 0.51989 | 0.63488 | 436949
2016-12-26 23:00 | 0.18574 | 0.64107 | 451101
2016-12-27 | 0.0016102 | 0.64278 | 457182
2016-12-27 01:00 | 0 | 0.64502 | 456649
2016-12-27 02:00 | 0 | 0.64303 | 445529
2016-12-27 03:00 | 0 | 0.63856 | 428812
2016-12-27 04:00 | 0 | 0.63855 | 407088
2016-12-27 05:00 | 0 | 0.63862 | 386994
2016-12-27 06:00 | 0 | 0.63699 | 370840
2016-12-27 07:00 | 0 | 0.62298 | 360758
2016-12-27 08:00 | 0 | 0.5995 | 355649
2016-12-27 09:00 | 0 | 0.564 | 355194
2016-12-27 10:00 | 0 | 0.52854 | 363773
2016-12-27 11:00 | 0 | 0.50498 | 381884
2016-12-27 12:00 | 0 | 0.49361 | 404862
2016-12-27 13:00 | 0 | 0.49298 | 423598
2016-12-27 14:00 | 0.076485 | 0.45973 | 438131
2016-12-27 15:00 | 0.4282 | 0.34003 | 446838
2016-12-27 16:00 | 0.57818 | 0.24958 | 449707
2016-12-27 17:00 | 0.58181 | 0.24193 | 447435
2016-12-27 18:00 | 0.5438 | 0.27182 | 443791
2016-12-27 19:00 | 0.52405 | 0.2917 | 440307
2016-12-27 20:00 | 0.53867 | 0.31269 | 438806
2016-12-27 21:00 | 0.56243 | 0.38214 | 441567
2016-12-27 22:00 | 0.48888 | 0.50886 | 455269
2016-12-27 23:00 | 0.18982 | 0.61866 | 470265
2016-12-28 | 0.0027315 | 0.69105 | 475038
2016-12-28 01:00 | 0 | 0.74942 | 473497
2016-12-28 02:00 | 0 | 0.79499 | 462033
2016-12-28 03:00 | 0 | 0.83252 | 443776
2016-12-28 04:00 | 0 | 0.8639 | 422447
2016-12-28 05:00 | 0 | 0.87228 | 402556
2016-12-28 06:00 | 0 | 0.86302 | 387175
2016-12-28 07:00 | 0 | 0.84526 | 377738
2016-12-28 08:00 | 0 | 0.82933 | 373272
2016-12-28 09:00 | 0 | 0.81164 | 374497
2016-12-28 10:00 | 0 | 0.79934 | 384252
2016-12-28 11:00 | 0 | 0.79481 | 403077
2016-12-28 12:00 | 0 | 0.79305 | 427341
2016-12-28 13:00 | 0 | 0.799 | 443446
2016-12-28 14:00 | 0.032394 | 0.74703 | 452691
2016-12-28 15:00 | 0.33795 | 0.57599 | 456814
2016-12-28 16:00 | 0.52394 | 0.47493 | 456842
2016-12-28 17:00 | 0.54613 | 0.54654 | 453459
2016-12-28 18:00 | 0.51369 | 0.62825 | 449712
2016-12-28 19:00 | 0.49848 | 0.65336 | 446431
2016-12-28 20:00 | 0.51459 | 0.6624 | 444718
2016-12-28 21:00 | 0.53599 | 0.69437 | 448630
2016-12-28 22:00 | 0.46663 | 0.79235 | 463782
2016-12-28 23:00 | 0.19042 | 0.87426 | 477506
2016-12-29 | 0.0016683 | 0.91706 | 481095
2016-12-29 01:00 | 0 | 0.92816 | 479408
2016-12-29 02:00 | 0 | 0.9319 | 468166
2016-12-29 03:00 | 0 | 0.93426 | 448978
2016-12-29 04:00 | 0 | 0.93347 | 426749
2016-12-29 05:00 | 0 | 0.9235 | 407362
2016-12-29 06:00 | 0 | 0.91033 | 391950
2016-12-29 07:00 | 0 | 0.89451 | 380919
2016-12-29 08:00 | 0 | 0.87919 | 374964
2016-12-29 09:00 | 0 | 0.86798 | 375678
2016-12-29 10:00 | 0 | 0.85489 | 383293
2016-12-29 11:00 | 0 | 0.84381 | 400267
2016-12-29 12:00 | 0 | 0.83544 | 422823
2016-12-29 13:00 | 0 | 0.82554 | 439712
2016-12-29 14:00 | 0.053651 | 0.74334 | 451937
2016-12-29 15:00 | 0.35059 | 0.65793 | 458406
2016-12-29 16:00 | 0.5094 | 0.66335 | 459642
2016-12-29 17:00 | 0.52178 | 0.67686 | 457177
2016-12-29 18:00 | 0.49245 | 0.65697 | 453413
2016-12-29 19:00 | 0.47417 | 0.61991 | 448588
2016-12-29 20:00 | 0.47443 | 0.58244 | 445166
2016-12-29 21:00 | 0.491 | 0.53842 | 448553
2016-12-29 22:00 | 0.41173 | 0.55844 | 463901
2016-12-29 23:00 | 0.17009 | 0.58742 | 480596
2016-12-30 | 0.0016277 | 0.60732 | 486871
2016-12-30 01:00 | 0 | 0.61598 | 487082
2016-12-30 02:00 | 0 | 0.61955 | 476994
2016-12-30 03:00 | 0 | 0.63139 | 460130
2016-12-30 04:00 | 0 | 0.64122 | 439914
2016-12-30 05:00 | 0 | 0.64251 | 421903
2016-12-30 06:00 | 0 | 0.63847 | 407091
2016-12-30 07:00 | 0 | 0.63143 | 398686
2016-12-30 08:00 | 0 | 0.62491 | 394429
2016-12-30 09:00 | 0 | 0.6231 | 396327
2016-12-30 10:00 | 0 | 0.62508 | 405523
2016-12-30 11:00 | 0 | 0.63262 | 425145
2016-12-30 12:00 | 0 | 0.64758 | 447660
2016-12-30 13:00 | 0 | 0.66833 | 463447
2016-12-30 14:00 | 0.066719 | 0.61355 | 470223
2016-12-30 15:00 | 0.33992 | 0.49243 | 471272
2016-12-30 16:00 | 0.48141 | 0.49189 | 467833
2016-12-30 17:00 | 0.5036 | 0.58274 | 461282
2016-12-30 18:00 | 0.4784 | 0.63601 | 453356
2016-12-30 19:00 | 0.46424 | 0.67126 | 446082
2016-12-30 20:00 | 0.47219 | 0.68752 | 441690
2016-12-30 21:00 | 0.48048 | 0.73834 | 446474
2016-12-30 22:00 | 0.39249 | 0.78405 | 463624
2016-12-30 23:00 | 0.13147 | 0.81133 | 481092
2016-12-31 | 0.0013272 | 0.82084 | 487680
2016-12-31 01:00 | 0 | 0.81546 | 489425
2016-12-31 02:00 | 0 | 0.8063 | 481878
2016-12-31 03:00 | 0 | 0.8072 | 468220
2016-12-31 04:00 | 0 | 0.79934 | 450956
2016-12-31 05:00 | 0 | 0.79354 | 433000
2016-12-31 06:00 | 0 | 0.79506 | 420297
2016-12-31 07:00 | 0 | 0.79259 | 411686
2016-12-31 08:00 | 0 | 0.77895 | 406155
2016-12-31 09:00 | 0 | 0.75431 | 404289
2016-12-31 10:00 | 0 | 0.72933 | 407850
2016-12-31 11:00 | 0 | 0.70563 | 415139
2016-12-31 12:00 | 0 | 0.68337 | 426446
2016-12-31 13:00 | 0 | 0.65616 | 437460
2016-12-31 14:00 | 0.036427 | 0.55801 | 444140
2016-12-31 15:00 | 0.29475 | 0.49612 | 446688
2016-12-31 16:00 | 0.45444 | 0.45406 | 445791
2016-12-31 17:00 | 0.50867 | 0.40843 | 442001
2016-12-31 18:00 | 0.49731 | 0.39735 | 437484
2016-12-31 19:00 | 0.48732 | 0.39133 | 433876
2016-12-31 20:00 | 0.4976 | 0.38105 | 432009
2016-12-31 21:00 | 0.5139 | 0.37142 | 435982
2016-12-31 22:00 | 0.43958 | 0.41346 | 450070
2016-12-31 23:00 | 0.1567 | 0.48672 | 459604
2017-01-01 | 0.0017613 | 0.54371 | 460100

## case results
| objective [€] | system cost [€/h]
0 | 255854340819.8578 | 29127315.6671

## component results
| carrier | Capacity Factor | Capital Expenditure [€] | Curtailment [MWh] | Dispatch [MW] | Installed Capacity [MW] | Market Value [€/MWh] | Operational Expenditure [€] | Optimal Capacity [MW] | Revenue [€] | Supply [MW] | Withdrawal [MW]
Generator | geothermal |  | 0 | 0 | 0 | 0 |  | 0 | 0 | 0 | 0 | 0
| natgas |  | 0 | 0 | 0 | 0 |  | 0 | 0 | 0 | 0 | 0
| natgas_wCCS |  | 0 | 0 | 0 | 0 |  | 0 | 0 | 0 | 0 | 0
| nuclear |  | 0 | 0 | 0 | 0 |  | 0 | 0 | 0 | 0 | 0
| onwind | 0.19071 | 108887913995.1954 | 2234282974.9664 | 1699841294.3577 | 0 | 65.5577 | 2549761941.5365 | 1014620.738 | 111437675936.6487 | 1699841294.3577 | 0
| solar-utility | 0.2695 | 48943887530.7316 | 66484148.7752 | 2336801895.5415 | 0 | 20.9448 | 0 | 986996.1409 | 48943887530.7536 | 2336801895.5415 | 0
Link | direct air capture |  | 0 |  | 0 | 0 |  | 0 | 0 | 0 | 0 | 0
| geothermal |  | 0 |  | 0 | 0 |  | 0 | 0 | 0 | 0 | 0
| gravity_brick_store | 0.84649 | 5014955652.4595 |  | 1.0376e-08 | 0 | -1.6893e+18 | 0 | 148983.3894 | 5014955652.4599 | 1107899376.1375 | -1107899376.1375
| hydrogen_store | 0.059295 | 49738778303.305 |  | -110960346.4383 | 0 | -448.2697 | 1382175.7495 | 213013.1293 | 49740160479.1367 | 77936108.949 | -110960346.4383
| lead_acid_store |  | 0 |  | 0 | 0 |  | 0 | 0 | 0 | 0 | 0
| liquid_air_store |  | 0 |  | 0 | 0 |  | 0 | 0 | 0 | 0 | 0
| lithium_ion_lfp_store |  | 0 |  | 0 | 0 |  | 0 | 0 | 0 | 0 | 0
| lithium_ion_nmc_store |  | 0 |  | 0 | 0 |  | 0 | 0 | 0 | 0 | 0
| natgas |  | 0 |  | 0 | 0 |  | 0 | 0 | 0 | 0 | 0
| natgas_wCCS |  | 0 |  | 0 | 0 |  | 0 | 0 | 0 | 0 | 0
| ni_zn_store |  | 0 |  | 0 | 0 |  | 0 | 0 | 0 | 0 | 0
| redox_store |  | 0 |  | 0 | 0 |  | 0 | 0 | 0 | 0 | 0
| zn_air_store | 0.69935 | 1692821426.5441 |  | 4.191e-09 | 0 | -1.3219e+18 | 0 | 131438.2195 | 1692821426.5461 | 807524815.376 | -807524815.376
| zn_br_flow_store |  | 0 |  | 0 | 0 |  | 0 | 0 | 0 | 0 | 0
| zn_br_nonflow_store |  | 0 |  | 0 | 0 |  | 0 | 0 | 0 | 0 | 0
Load | load |  |  |  | -4003477506 |  | -63.908 |  |  | 255854340819.8221 | 0 | -4003477506
StorageUnit | battery storage |  | 0 | 0 | 0 | 0 |  | 0 | 0 | 0 | 0 | 0
Store | co2 atmosphere |  | 0 |  | 0 | 0 |  | 0 | 0 | 0 | 0 | 0
| gravity_brick_store | 0.40264 | 28884131619.8932 |  | 1.0376e-08 | 0 | -9.7299e+18 | 0 | 2287241.3885 | 28884131619.9626 | 553949688.0688 | -553949688.0688
| hydrogen_store | 0.38704 | 2186548998.1798 |  | -141446.4099 | 0 | -15458.4977 | 0 | 10400138.6142 | 2186548998.1779 | 49237128.1893 | -49378574.5992
| lead_acid_store |  | 0 |  | 0 | 0 |  | 0 | 0 | 0 | 0 | 0
| liquid_air_store |  | 0 |  | 0 | 0 |  | 0 | 0 | 0 | 0 | 0
| lithium_ion_lfp_store |  | 0 |  | 0 | 0 |  | 0 | 0 | 0 | 0 | 0
| lithium_ion_nmc_store |  | 0 |  | 0 | 0 |  | 0 | 0 | 0 | 0 | 0
| load shifting backward |  | 0 |  | 0 | 0 |  | 0 | 0 | 0 | 0 | 0
| load shifting forward |  | 0 |  | 0 | 0 |  | 0 | 0 | 0 | 0 | 0
| ni_zn_store |  | 0 |  | 0 | 0 |  | 0 | 0 | 0 | 0 | 0
| redox_store |  | 0 |  | 0 | 0 |  | 0 | 0 | 0 | 0 | 0
| zn_air_store | 0.40458 | 7954159176.1421 |  | 4.191e-09 | 0 | -6.2114e+18 | 0 | 513728.7269 | 7954159176.1366 | 403762407.688 | -403762407.688
| zn_br_flow_store |  | 0 |  | 0 | 0 |  | 0 | 0 | 0 | 0 | 0
| zn_br_nonflow_store |  | 0 |  | 0 | 0 |  | 0 | 0 | 0 | 0 | 0

## time results
snapshot | CCGT dispatch | CCGT % wCCS dispatch | geothermal dispatch | nuclear dispatch | onwind dispatch | solar-utility dispatch | load load | battery storage charged | battery storage discharged | battery storage state of charge | Gravity-Brick-store state of charge | Lead-Acid-store state of charge | Liquid-Air-store state of charge | Lithium-Ion-LFP-store state of charge | Lithium-Ion-NMC-store state of charge | Ni-Zn-store state of charge | Vanadium-Redox-Flow-store state of charge | Zn-Air-store state of charge | Zn-Br-Flow-store state of charge | Zn-Br-Nonflow-store state of charge | co2 atmosphere state of charge | hydrogen storage underground state of charge | load shifting backward state of charge | load shifting forward state of charge | CCGT % link dispatch | CCGT % link wCCS dispatch | Gravity-Brick-bicharger dispatch | Lead-Acid-bicharger dispatch | Liquid-Air-charger dispatch | Liquid-Air-discharger dispatch | Lithium-Ion-LFP-bicharger dispatch | Lithium-Ion-NMC-bicharger dispatch | Ni-Zn-bicharger dispatch | Vanadium-Redox-Flow-bicharger dispatch | Zn-Air-bicharger dispatch | Zn-Br-Flow-bicharger dispatch | Zn-Br-Nonflow-bicharger dispatch | direct air capture dispatch | electrolysis dispatch | fuel cell dispatch | geothermal % link dispatch
2016-01-01 | 0 | 0 | 0 | 0 | 505471.8367 | 1699.6577 | 470809 | 0 | 0 | 0 | 985361.0813 | 0 | 0 | 0 | 0 | 0 | 0 | 104195.0328 | 0 | 0 | 0 | 8938234.4954 | 0 | 0 | 0 | 0 | 148983.3894 | 0 | 0 | 0 | 0 | 0 | 0 | 0 | -131438.2195 | 0 | 0 | 0 | 18817.3245 | 0 | 0
2016-01-01 01:00 | 0 | 0 | 0 | 0 | 464165.1546 | 0 | 462893 | 0 | 0 | 0 | 836377.6919 | 0 | 0 | 0 | 0 | 0 | 0 | 235633.2523 | 0 | 0 | 0 | 8953252.6021 | 0 | 0 | 0 | 0 | -148983.3894 | 0 | 0 | 0 | 0 | 0 | 0 | 0 | 131438.2195 | 0 | 0 | 0 | 18817.3245 | 0 | 0
2016-01-01 02:00 | 0 | 0 | 0 | 0 | 190747.7156 | 0 | 452352 | 0 | 0 | 0 | 687394.3026 | 0 | 0 | 0 | 0 | 0 | 0 | 104195.0328 | 0 | 0 | 0 | 8968270.6486 | 0 | 0 | 0 | 0 | -148983.3894 | 0 | 0 | 0 | 0 | 0 | 0 | 0 | -131438.2195 | 0 | 0 | 0 | 18817.3245 | 0 | 0
2016-01-01 03:00 | 0 | 0 | 0 | 0 | 335754.1218 | 0 | 438677 | 0 | 0 | 0 | 538410.9132 | 0 | 0 | 0 | 0 | 0 | 0 | 131438.2195 | 0 | 0 | 0 | 8983288.6352 | 0 | 0 | 0 | 0 | -148983.3894 | 0 | 0 | 0 | 0 | 0 | 0 | 0 | 27243.1867 | 0 | 0 | 0 | 18817.3245 | 0 | 0
2016-01-01 04:00 | 0 | 0 | 0 | 0 | 459657.4943 | 0 | 423295 | 0 | 0 | 0 | 687394.3026 | 0 | 0 | 0 | 0 | 0 | 0 | 0 | 0 | 0 | 0 | 8998306.5616 | 0 | 0 | 0 | 0 | 148983.3894 | 0 | 0 | 0 | 0 | 0 | 0 | 0 | -131438.2195 | 0 | 0 | 0 | 18817.3245 | 0 | 0
2016-01-01 05:00 | 0 | 0 | 0 | 0 | 412251.1546 | 0 | 410979 | 0 | 0 | 0 | 538410.9132 | 0 | 0 | 0 | 0 | 0 | 0 | 131438.2195 | 0 | 0 | 0 | 9013324.4279 | 0 | 0 | 0 | 0 | -148983.3894 | 0 | 0 | 0 | 0 | 0 | 0 | 0 | 131438.2195 | 0 | 0 | 0 | 18817.3245 | 0 | 0
2016-01-01 06:00 | 0 | 0 | 0 | 0 | 436806.4943 | 0 | 400444 | 0 | 0 | 0 | 687394.3026 | 0 | 0 | 0 | 0 | 0 | 0 | 0 | 0 | 0 | 0 | 9028342.2342 | 0 | 0 | 0 | 0 | 148983.3894 | 0 | 0 | 0 | 0 | 0 | 0 | 0 | -131438.2195 | 0 | 0 | 0 | 18817.3245 | 0 | 0
2016-01-01 07:00 | 0 | 0 | 0 | 0 | 392117.1546 | 0 | 390845 | 0 | 0 | 0 | 538410.9132 | 0 | 0 | 0 | 0 | 0 | 0 | 131438.2195 | 0 | 0 | 0 | 9043359.9805 | 0 | 0 | 0 | 0 | -148983.3894 | 0 | 0 | 0 | 0 | 0 | 0 | 0 | 131438.2195 | 0 | 0 | 0 | 18817.3245 | 0 | 0
2016-01-01 08:00 | 0 | 0 | 0 | 0 | 420230.4943 | 0 | 383868 | 0 | 0 | 0 | 687394.3026 | 0 | 0 | 0 | 0 | 0 | 0 | 0 | 0 | 0 | 0 | 9058377.6666 | 0 | 0 | 0 | 0 | 148983.3894 | 0 | 0 | 0 | 0 | 0 | 0 | 0 | -131438.2195 | 0 | 0 | 0 | 18817.3245 | 0 | 0
2016-01-01 09:00 | 0 | 0 | 0 | 0 | 383519.1546 | 0 | 382247 | 0 | 0 | 0 | 538410.9132 | 0 | 0 | 0 | 0 | 0 | 0 | 131438.2195 | 0 | 0 | 0 | 9073395.2927 | 0 | 0 | 0 | 0 | -148983.3894 | 0 | 0 | 0 | 0 | 0 | 0 | 0 | 131438.2195 | 0 | 0 | 0 | 18817.3245 | 0 | 0
2016-01-01 10:00 | 0 | 0 | 0 | 0 | 422119.4943 | 0 | 385757 | 0 | 0 | 0 | 687394.3026 | 0 | 0 | 0 | 0 | 0 | 0 | 0 | 0 | 0 | 0 | 9088412.8587 | 0 | 0 | 0 | 0 | 148983.3894 | 0 | 0 | 0 | 0 | 0 | 0 | 0 | -131438.2195 | 0 | 0 | 0 | 18817.3245 | 0 | 0
2016-01-01 11:00 | 0 | 0 | 0 | 0 | 392216.1546 | 0 | 390944 | 0 | 0 | 0 | 538410.9132 | 0 | 0 | 0 | 0 | 0 | 0 | 131438.2195 | 0 | 0 | 0 | 9103430.3646 | 0 | 0 | 0 | 0 | -148983.3894 | 0 | 0 | 0 | 0 | 0 | 0 | 0 | 131438.2195 | 0 | 0 | 0 | 18817.3245 | 0 | 0
2016-01-01 12:00 | 0 | 0 | 0 | 0 | 434901.4943 | 0 | 398539 | 0 | 0 | 0 | 687394.3026 | 0 | 0 | 0 | 0 | 0 | 0 | 0 | 0 | 0 | 0 | 9118447.8105 | 0 | 0 | 0 | 0 | 148983.3894 | 0 | 0 | 0 | 0 | 0 | 0 | 0 | -131438.2195 | 0 | 0 | 0 | 18817.3245 | 0 | 0
2016-01-01 13:00 | 0 | 0 | 0 | 0 | 408820.1546 | 0 | 407548 | 0 | 0 | 0 | 538410.9132 | 0 | 0 | 0 | 0 | 0 | 0 | 131438.2195 | 0 | 0 | 0 | 9133465.1963 | 0 | 0 | 0 | 0 | -148983.3894 | 0 | 0 | 0 | 0 | 0 | 0 | 0 | 131438.2195 | 0 | 0 | 0 | 18817.3245 | 0 | 0
2016-01-01 14:00 | 0 | 0 | 0 | 0 | 412210.9814 | 44440.5129 | 420289 | 0 | 0 | 0 | 687394.3026 | 0 | 0 | 0 | 0 | 0 | 0 | 0 | 0 | 0 | 0 | 9148482.522 | 0 | 0 | 0 | 0 | 148983.3894 | 0 | 0 | 0 | 0 | 0 | 0 | 0 | -131438.2195 | 0 | 0 | 0 | 18817.3245 | 0 | 0
2016-01-01 15:00 | 0 | 0 | 0 | 0 | 0 | 397370.3423 | 431770 | 0 | 0 | 0 | 634177.3203 | 0 | 0 | 0 | 0 | 0 | 0 | 0 | 0 | 0 | 0 | 9163499.7877 | 0 | 0 | 0 | 0 | -53216.9822 | 0 | 0 | 0 | 0 | 0 | 0 | 0 | 0 | 0 | 0 | 0 | 18817.3245 | 0 | 0
2016-01-01 16:00 | 0 | 0 | 0 | 0 | 161026.4203 | 576692.5131 | 438480 | 0 | 0 | 0 | 783160.7097 | 0 | 0 | 0 | 0 | 0 | 0 | 131438.2195 | 0 | 0 | 0 | 9178516.9932 | 0 | 0 | 0 | 0 | 148983.3894 | 0 | 0 | 0 | 0 | 0 | 0 | 0 | 131438.2195 | 0 | 0 | 0 | 18817.3245 | 0 | 0
2016-01-01 17:00 | 0 | 0 | 0 | 0 | 0 | 577195.3846 | 440338 | 0 | 0 | 0 | 932144.0991 | 0 | 0 | 0 | 0 | 0 | 0 | 100494.8903 | 0 | 0 | 0 | 9193534.1388 | 0 | 0 | 0 | 0 | 148983.3894 | 0 | 0 | 0 | 0 | 0 | 0 | 0 | -30943.3292 | 0 | 0 | 0 | 18817.3245 | 0 | 0
2016-01-01 18:00 | 0 | 0 | 0 | 0 | 0 | 540971.2711 | 438036 | 0 | 0 | 0 | 884823.8262 | 0 | 0 | 0 | 0 | 0 | 0 | 231933.1098 | 0 | 0 | 0 | 9208551.2242 | 0 | 0 | 0 | 0 | -47320.2729 | 0 | 0 | 0 | 0 | 0 | 0 | 0 | 131438.2195 | 0 | 0 | 0 | 18817.3245 | 0 | 0
2016-01-01 19:00 | 0 | 0 | 0 | 0 | 0 | 526917.0856 | 432321 | 0 | 0 | 0 | 1033807.2156 | 0 | 0 | 0 | 0 | 0 | 0 | 158728.4816 | 0 | 0 | 0 | 9223568.2496 | 0 | 0 | 0 | 0 | 148983.3894 | 0 | 0 | 0 | 0 | 0 | 0 | 0 | -73204.6282 | 0 | 0 | 0 | 18817.3245 | 0 | 0
2016-01-01 20:00 | 0 | 0 | 0 | 0 | 182138.3504 | 545960.583 | 428860 | 0 | 0 | 0 | 1182790.6049 | 0 | 0 | 0 | 0 | 0 | 0 | 290166.7011 | 0 | 0 | 0 | 9238585.2149 | 0 | 0 | 0 | 0 | 148983.3894 | 0 | 0 | 0 | 0 | 0 | 0 | 0 | 131438.2195 | 0 | 0 | 0 | 18817.3245 | 0 | 0
2016-01-01 21:00 | 0 | 0 | 0 | 0 | 0 | 577196.0341 | 430801 | 0 | 0 | 0 | 1262361.1929 | 0 | 0 | 0 | 0 | 0 | 0 | 338173.8227 | 0 | 0 | 0 | 9253602.1202 | 0 | 0 | 0 | 0 | 79570.5879 | 0 | 0 | 0 | 0 | 0 | 0 | 0 | 48007.1217 | 0 | 0 | 0 | 18817.3245 | 0 | 0
2016-01-01 22:00 | 0 | 0 | 0 | 0 | 0 | 528631.8059 | 445055 | 0 | 0 | 0 | 1411344.5822 | 0 | 0 | 0 | 0 | 0 | 0 | 253949.9148 | 0 | 0 | 0 | 9268618.9653 | 0 | 0 | 0 | 0 | 148983.3894 | 0 | 0 | 0 | 0 | 0 | 0 | 0 | -84223.908 | 0 | 0 | 0 | 18817.3245 | 0 | 0
2016-01-01 23:00 | 0 | 0 | 0 | 0 | 0 | 207492.2399 | 460170 | 0 | 0 | 0 | 1262361.1929 | 0 | 0 | 0 | 0 | 0 | 0 | 131438.2195 | 0 | 0 | 0 | 9283635.7504 | 0 | 0 | 0 | 0 | -148983.3894 | 0 | 0 | 0 | 0 | 0 | 0 | 0 | -122511.6953 | 0 | 0 | 0 | 18817.3245 | 0 | 0
2016-01-02 | 0 | 0 | 0 | 0 | 202391.3768 | 1939.3388 | 465935 | 0 | 0 | 0 | 1113377.8035 | 0 | 0 | 0 | 0 | 0 | 0 | 0 | 0 | 0 | 0 | 9298652.4755 | 0 | 0 | 0 | 0 | -148983.3894 | 0 | 0 | 0 | 0 | 0 | 0 | 0 | -131438.2195 | 0 | 0 | 0 | 18817.3245 | 0 | 0
2016-01-02 01:00 | 0 | 0 | 0 | 0 | 466634.1546 | 0 | 465362 | 0 | 0 | 0 | 964394.4141 | 0 | 0 | 0 | 0 | 0 | 0 | 131438.2195 | 0 | 0 | 0 | 9313669.1405 | 0 | 0 | 0 | 0 | -148983.3894 | 0 | 0 | 0 | 0 | 0 | 0 | 0 | 131438.2195 | 0 | 0 | 0 | 18817.3245 | 0 | 0
2016-01-02 02:00 | 0 | 0 | 0 | 0 | 498456.4943 | 0 | 462094 | 0 | 0 | 0 | 1113377.8035 | 0 | 0 | 0 | 0 | 0 | 0 | 0 | 0 | 0 | 0 | 9328685.7454 | 0 | 0 | 0 | 0 | 148983.3894 | 0 | 0 | 0 | 0 | 0 | 0 | 0 | -131438.2195 | 0 | 0 | 0 | 18817.3245 | 0 | 0
2016-01-02 03:00 | 0 | 0 | 0 | 0 | 451852.1546 | 0 | 450580 | 0 | 0 | 0 | 964394.4141 | 0 | 0 | 0 | 0 | 0 | 0 | 131438.2195 | 0 | 0 | 0 | 9343702.2902 | 0 | 0 | 0 | 0 | -148983.3894 | 0 | 0 | 0 | 0 | 0 | 0 | 0 | 131438.2195 | 0 | 0 | 0 | 18817.3245 | 0 | 0
2016-01-02 04:00 | 0 | 0 | 0 | 0 | 471293.4943 | 0 | 434931 | 0 | 0 | 0 | 1113377.8035 | 0 | 0 | 0 | 0 | 0 | 0 | 0 | 0 | 0 | 0 | 9358718.775 | 0 | 0 | 0 | 0 | 148983.3894 | 0 | 0 | 0 | 0 | 0 | 0 | 0 | -131438.2195 | 0 | 0 | 0 | 18817.3245 | 0 | 0
2016-01-02 05:00 | 0 | 0 | 0 | 0 | 419187.1546 | 0 | 417915 | 0 | 0 | 0 | 964394.4141 | 0 | 0 | 0 | 0 | 0 | 0 | 131438.2195 | 0 | 0 | 0 | 9373735.1997 | 0 | 0 | 0 | 0 | -148983.3894 | 0 | 0 | 0 | 0 | 0 | 0 | 0 | 131438.2195 | 0 | 0 | 0 | 18817.3245 | 0 | 0
2016-01-02 06:00 | 0 | 0 | 0 | 0 | 442988.4943 | 0 | 406626 | 0 | 0 | 0 | 1113377.8035 | 0 | 0 | 0 | 0 | 0 | 0 | 0 | 0 | 0 | 0 | 9388751.5643 | 0 | 0 | 0 | 0 | 148983.3894 | 0 | 0 | 0 | 0 | 0 | 0 | 0 | -131438.2195 | 0 | 0 | 0 | 18817.3245 | 0 | 0
2016-01-02 07:00 | 0 | 0 | 0 | 0 | 398784.1546 | 0 | 397512 | 0 | 0 | 0 | 964394.4141 | 0 | 0 | 0 | 0 | 0 | 0 | 131438.2195 | 0 | 0 | 0 | 9403767.8689 | 0 | 0 | 0 | 0 | -148983.3894 | 0 | 0 | 0 | 0 | 0 | 0 | 0 | 131438.2195 | 0 | 0 | 0 | 18817.3245 | 0 | 0
2016-01-02 08:00 | 0 | 0 | 0 | 0 | 429318.4943 | 0 | 392956 | 0 | 0 | 0 | 1113377.8035 | 0 | 0 | 0 | 0 | 0 | 0 | 0 | 0 | 0 | 0 | 9418784.1134 | 0 | 0 | 0 | 0 | 148983.3894 | 0 | 0 | 0 | 0 | 0 | 0 | 0 | -131438.2195 | 0 | 0 | 0 | 18817.3245 | 0 | 0
2016-01-02 09:00 | 0 | 0 | 0 | 0 | 309766.9022 | 0 | 392210 | 0 | 0 | 0 | 964394.4141 | 0 | 0 | 0 | 0 | 0 | 0 | 47722.9671 | 0 | 0 | 0 | 9433800.2979 | 0 | 0 | 0 | 0 | -148983.3894 | 0 | 0 | 0 | 0 | 0 | 0 | 0 | 47722.9671 | 0 | 0 | 0 | 18817.3245 | 0 | 0
2016-01-02 10:00 | 0 | 0 | 0 | 0 | 573804.9768 | 0 | 396592 | 0 | 0 | 0 | 991351.8469 | 0 | 0 | 0 | 0 | 0 | 0 | 179161.1866 | 0 | 0 | 0 | 9448816.4223 | 0 | 0 | 0 | 0 | 26957.4328 | 0 | 0 | 0 | 0 | 0 | 0 | 0 | 131438.2195 | 0 | 0 | 0 | 18817.3245 | 0 | 0
2016-01-02 11:00 | 0 | 0 | 0 | 0 | 145162.7156 | 0 | 406767 | 0 | 0 | 0 | 842368.4575 | 0 | 0 | 0 | 0 | 0 | 0 | 47722.9671 | 0 | 0 | 0 | 9463832.4866 | 0 | 0 | 0 | 0 | -148983.3894 | 0 | 0 | 0 | 0 | 0 | 0 | 0 | -131438.2195 | 0 | 0 | 0 | 18817.3245 | 0 | 0
2016-01-02 12:00 | 0 | 0 | 0 | 0 | 557363.0132 | 0 | 420668 | 0 | 0 | 0 | 828807.9268 | 0 | 0 | 0 | 0 | 0 | 0 | 179161.1866 | 0 | 0 | 0 | 9478848.4909 | 0 | 0 | 0 | 0 | -13560.5308 | 0 | 0 | 0 | 0 | 0 | 0 | 0 | 131438.2195 | 0 | 0 | 0 | 18817.3245 | 0 | 0
2016-01-02 13:00 | 0 | 0 | 0 | 0 | 554834.7468 | 0 | 434757 | 0 | 0 | 0 | 977791.3162 | 0 | 0 | 0 | 0 | 0 | 0 | 131438.2195 | 0 | 0 | 0 | 9493864.435 | 0 | 0 | 0 | 0 | 148983.3894 | 0 | 0 | 0 | 0 | 0 | 0 | 0 | -47722.9671 | 0 | 0 | 0 | 18817.3245 | 0 | 0
2016-01-02 14:00 | 0 | 0 | 0 | 0 | 119114.711 | 64327.0047 | 445046 | 0 | 0 | 0 | 828807.9268 | 0 | 0 | 0 | 0 | 0 | 0 | 0 | 0 | 0 | 0 | 9508880.3192 | 0 | 0 | 0 | 0 | -148983.3894 | 0 | 0 | 0 | 0 | 0 | 0 | 0 | -131438.2195 | 0 | 0 | 0 | 18817.3245 | 0 | 0
2016-01-02 15:00 | 0 | 0 | 0 | 0 | 351113.1834 | 312562.5972 | 450093 | 0 | 0 | 0 | 892135.1634 | 0 | 0 | 0 | 0 | 0 | 0 | 131438.2195 | 0 | 0 | 0 | 9523896.1432 | 0 | 0 | 0 | 0 | 63327.2366 | 0 | 0 | 0 | 0 | 0 | 0 | 0 | 131438.2195 | 0 | 0 | 0 | 18817.3245 | 0 | 0
2016-01-02 16:00 | 0 | 0 | 0 | 0 | 0 | 459342.3889 | 448776 | 0 | 0 | 0 | 1015322.4473 | 0 | 0 | 0 | 0 | 0 | 0 | 0 | 0 | 0 | 0 | 9538911.9072 | 0 | 0 | 0 | 0 | 123187.284 | 0 | 0 | 0 | 0 | 0 | 0 | 0 | -131438.2195 | 0 | 0 | 0 | 18817.3245 | 0 | 0
2016-01-02 17:00 | 0 | 0 | 0 | 0 | 0 | 498221.1579 | 443349 | 0 | 0 | 0 | 1051377.2807 | 0 | 0 | 0 | 0 | 0 | 0 | 0 | 0 | 0 | 0 | 9553927.6112 | 0 | 0 | 0 | 0 | 36054.8334 | 0 | 0 | 0 | 0 | 0 | 0 | 0 | 0 | 0 | 0 | 0 | 18817.3245 | 0 | 0
2016-01-02 18:00 | 0 | 0 | 0 | 0 | 244441.0828 | 489945.8506 | 435148 | 0 | 0 | 0 | 1200360.6701 | 0 | 0 | 0 | 0 | 0 | 0 | 131438.2195 | 0 | 0 | 0 | 9568943.2551 | 0 | 0 | 0 | 0 | 148983.3894 | 0 | 0 | 0 | 0 | 0 | 0 | 0 | 131438.2195 | 0 | 0 | 0 | 18817.3245 | 0 | 0
2016-01-02 19:00 | 0 | 0 | 0 | 0 | 0 | 478435.1088 | 427129 | 0 | 0 | 0 | 1349344.0595 | 0 | 0 | 0 | 0 | 0 | 0 | 14943.6144 | 0 | 0 | 0 | 9583958.8389 | 0 | 0 | 0 | 0 | 148983.3894 | 0 | 0 | 0 | 0 | 0 | 0 | 0 | -116494.6051 | 0 | 0 | 0 | 18817.3245 | 0 | 0
2016-01-02 20:00 | 0 | 0 | 0 | 0 | 0 | 487433.0295 | 420682 | 0 | 0 | 0 | 1265839.5449 | 0 | 0 | 0 | 0 | 0 | 0 | 146381.8339 | 0 | 0 | 0 | 9598974.3626 | 0 | 0 | 0 | 0 | -83504.5145 | 0 | 0 | 0 | 0 | 0 | 0 | 0 | 131438.2195 | 0 | 0 | 0 | 18817.3245 | 0 | 0
2016-01-02 21:00 | 0 | 0 | 0 | 0 | 230804.8623 | 492130.0711 | 423696 | 0 | 0 | 0 | 1414822.9343 | 0 | 0 | 0 | 0 | 0 | 0 | 277820.0534 | 0 | 0 | 0 | 9613989.8263 | 0 | 0 | 0 | 0 | 148983.3894 | 0 | 0 | 0 | 0 | 0 | 0 | 0 | 131438.2195 | 0 | 0 | 0 | 18817.3245 | 0 | 0
2016-01-02 22:00 | 0 | 0 | 0 | 0 | 0 | 407250.9168 | 441498 | 0 | 0 | 0 | 1493196.7462 | 0 | 0 | 0 | 0 | 0 | 0 | 146381.8339 | 0 | 0 | 0 | 9629005.2299 | 0 | 0 | 0 | 0 | 78373.8119 | 0 | 0 | 0 | 0 | 0 | 0 | 0 | -131438.2195 | 0 | 0 | 0 | 18817.3245 | 0 | 0
2016-01-02 23:00 | 0 | 0 | 0 | 0 | 423293.4887 | 146794.7605 | 461592 | 0 | 0 | 0 | 1642180.1356 | 0 | 0 | 0 | 0 | 0 | 0 | 87077.3693 | 0 | 0 | 0 | 9644020.5735 | 0 | 0 | 0 | 0 | 148983.3894 | 0 | 0 | 0 | 0 | 0 | 0 | 0 | -59304.4646 | 0 | 0 | 0 | 18817.3245 | 0 | 0
2016-01-03 | 0 | 0 | 0 | 0 | 468693.0027 | 1924.1519 | 469345 | 0 | 0 | 0 | 1493196.7462 | 0 | 0 | 0 | 0 | 0 | 0 | 218515.5888 | 0 | 0 | 0 | 9659035.857 | 0 | 0 | 0 | 0 | -148983.3894 | 0 | 0 | 0 | 0 | 0 | 0 | 0 | 131438.2195 | 0 | 0 | 0 | 18817.3245 | 0 | 0
2016-01-03 01:00 | 0 | 0 | 0 | 0 | 551070.3445 | 0 | 470347 | 0 | 0 | 0 | 1642180.1356 | 0 | 0 | 0 | 0 | 0 | 0 | 131438.2195 | 0 | 0 | 0 | 9674051.0804 | 0 | 0 | 0 | 0 | 148983.3894 | 0 | 0 | 0 | 0 | 0 | 0 | 0 | -87077.3693 | 0 | 0 | 0 | 18817.3245 | 0 | 0
2016-01-03 02:00 | 0 | 0 | 0 | 0 | 205705.7156 | 0 | 467310 | 0 | 0 | 0 | 1493196.7462 | 0 | 0 | 0 | 0 | 0 | 0 | 0 | 0 | 0 | 0 | 9689066.2438 | 0 | 0 | 0 | 0 | -148983.3894 | 0 | 0 | 0 | 0 | 0 | 0 | 0 | -131438.2195 | 0 | 0 | 0 | 18817.3245 | 0 | 0
2016-01-03 03:00 | 0 | 0 | 0 | 0 | 584615.8297 | 0 | 456030 | 0 | 0 | 0 | 1471527.0319 | 0 | 0 | 0 | 0 | 0 | 0 | 131438.2195 | 0 | 0 | 0 | 9704081.3471 | 0 | 0 | 0 | 0 | -21669.7142 | 0 | 0 | 0 | 0 | 0 | 0 | 0 | 131438.2195 | 0 | 0 | 0 | 18817.3245 | 0 | 0
2016-01-03 04:00 | 0 | 0 | 0 | 0 | 595125.6021 | 0 | 441559 | 0 | 0 | 0 | 1620510.4213 | 0 | 0 | 0 | 0 | 0 | 0 | 117204.1078 | 0 | 0 | 0 | 9719096.3904 | 0 | 0 | 0 | 0 | 148983.3894 | 0 | 0 | 0 | 0 | 0 | 0 | 0 | -14234.1117 | 0 | 0 | 0 | 18817.3245 | 0 | 0
2016-01-03 05:00 | 0 | 0 | 0 | 0 | 428439.1546 | 0 | 427167 | 0 | 0 | 0 | 1471527.0319 | 0 | 0 | 0 | 0 | 0 | 0 | 248642.3273 | 0 | 0 | 0 | 9734111.3736 | 0 | 0 | 0 | 0 | -148983.3894 | 0 | 0 | 0 | 0 | 0 | 0 | 0 | 131438.2195 | 0 | 0 | 0 | 18817.3245 | 0 | 0
2016-01-03 06:00 | 0 | 0 | 0 | 0 | 595337.7745 | 0 | 413834 | 0 | 0 | 0 | 1620510.4213 | 0 | 0 | 0 | 0 | 0 | 0 | 262345.388 | 0 | 0 | 0 | 9749126.2968 | 0 | 0 | 0 | 0 | 148983.3894 | 0 | 0 | 0 | 0 | 0 | 0 | 0 | 13703.0607 | 0 | 0 | 0 | 18817.3245 | 0 | 0
2016-01-03 07:00 | 0 | 0 | 0 | 0 | 441227.4943 | 0 | 404865 | 0 | 0 | 0 | 1769493.8107 | 0 | 0 | 0 | 0 | 0 | 0 | 130907.1685 | 0 | 0 | 0 | 9764141.1598 | 0 | 0 | 0 | 0 | 148983.3894 | 0 | 0 | 0 | 0 | 0 | 0 | 0 | -131438.2195 | 0 | 0 | 0 | 18817.3245 | 0 | 0
2016-01-03 08:00 | 0 | 0 | 0 | 0 | 400971.1546 | 0 | 399699 | 0 | 0 | 0 | 1620510.4213 | 0 | 0 | 0 | 0 | 0 | 0 | 262345.388 | 0 | 0 | 0 | 9779155.9629 | 0 | 0 | 0 | 0 | -148983.3894 | 0 | 0 | 0 | 0 | 0 | 0 | 0 | 131438.2195 | 0 | 0 | 0 | 18817.3245 | 0 | 0
2016-01-03 09:00 | 0 | 0 | 0 | 0 | 536913.0258 | 0 | 398110 | 0 | 0 | 0 | 1769493.8107 | 0 | 0 | 0 | 0 | 0 | 0 | 233347.7 | 0 | 0 | 0 | 9794170.7058 | 0 | 0 | 0 | 0 | 148983.3894 | 0 | 0 | 0 | 0 | 0 | 0 | 0 | -28997.688 | 0 | 0 | 0 | 18817.3245 | 0 | 0
2016-01-03 10:00 | 0 | 0 | 0 | 0 | 505017.7076 | 0 | 400834 | 0 | 0 | 0 | 1918477.2001 | 0 | 0 | 0 | 0 | 0 | 0 | 169730.6937 | 0 | 0 | 0 | 9809185.3887 | 0 | 0 | 0 | 0 | 148983.3894 | 0 | 0 | 0 | 0 | 0 | 0 | 0 | -63617.0062 | 0 | 0 | 0 | 18817.3245 | 0 | 0
2016-01-03 11:00 | 0 | 0 | 0 | 0 | 466717.9724 | 0 | 408834 | 0 | 0 | 0 | 1826105.6285 | 0 | 0 | 0 | 0 | 0 | 0 | 301168.9132 | 0 | 0 | 0 | 9824200.0116 | 0 | 0 | 0 | 0 | -92371.5715 | 0 | 0 | 0 | 0 | 0 | 0 | 0 | 131438.2195 | 0 | 0 | 0 | 18817.3245 | 0 | 0
2016-01-03 12:00 | 0 | 0 | 0 | 0 | 431804.3929 | 0 | 420449 | 0 | 0 | 0 | 1918242.236 | 0 | 0 | 0 | 0 | 0 | 0 | 201570.3742 | 0 | 0 | 0 | 9839214.5744 | 0 | 0 | 0 | 0 | 92136.6075 | 0 | 0 | 0 | 0 | 0 | 0 | 0 | -99598.539 | 0 | 0 | 0 | 18817.3245 | 0 | 0
2016-01-03 13:00 | 0 | 0 | 0 | 0 | 406261.323 | 0 | 433181 | 0 | 0 | 0 | 2003943.454 | 0 | 0 | 0 | 0 | 0 | 0 | 70132.1547 | 0 | 0 | 0 | 9854229.0771 | 0 | 0 | 0 | 0 | 85701.218 | 0 | 0 | 0 | 0 | 0 | 0 | 0 | -131438.2195 | 0 | 0 | 0 | 18817.3245 | 0 | 0
2016-01-03 14:00 | 0 | 0 | 0 | 0 | 324512.145 | 39145.6359 | 440085 | 0 | 0 | 0 | 1854960.0646 | 0 | 0 | 0 | 0 | 0 | 0 | 123871.0005 | 0 | 0 | 0 | 9869243.5197 | 0 | 0 | 0 | 0 | -148983.3894 | 0 | 0 | 0 | 0 | 0 | 0 | 0 | 53738.8458 | 0 | 0 | 0 | 18817.3245 | 0 | 0
2016-01-03 15:00 | 0 | 0 | 0 | 0 | 182695.3414 | 368624.3205 | 439806 | 0 | 0 | 0 | 1816218.1826 | 0 | 0 | 0 | 0 | 0 | 0 | 255309.22 | 0 | 0 | 0 | 9884257.9024 | 0 | 0 | 0 | 0 | -38741.8821 | 0 | 0 | 0 | 0 | 0 | 0 | 0 | 131438.2195 | 0 | 0 | 0 | 18817.3245 | 0 | 0
2016-01-03 16:00 | 0 | 0 | 0 | 0 | 107289.0275 | 489889.7695 | 434999 | 0 | 0 | 0 | 1828142.4356 | 0 | 0 | 0 | 0 | 0 | 0 | 386747.4395 | 0 | 0 | 0 | 9899272.2249 | 0 | 0 | 0 | 0 | 11924.253 | 0 | 0 | 0 | 0 | 0 | 0 | 0 | 131438.2195 | 0 | 0 | 0 | 18817.3245 | 0 | 0
2016-01-03 17:00 | 0 | 0 | 0 | 0 | 88265.1119 | 505997.6699 | 430919 | 0 | 0 | 0 | 1977125.8249 | 0 | 0 | 0 | 0 | 0 | 0 | 382290.5074 | 0 | 0 | 0 | 9914286.4874 | 0 | 0 | 0 | 0 | 148983.3894 | 0 | 0 | 0 | 0 | 0 | 0 | 0 | -4456.9321 | 0 | 0 | 0 | 18817.3245 | 0 | 0
2016-01-03 18:00 | 0 | 0 | 0 | 0 | 84257.0627 | 485876.9185 | 427178 | 0 | 0 | 0 | 1969826.2622 | 0 | 0 | 0 | 0 | 0 | 0 | 513728.7269 | 0 | 0 | 0 | 9929300.6899 | 0 | 0 | 0 | 0 | -7299.5628 | 0 | 0 | 0 | 0 | 0 | 0 | 0 | 131438.2195 | 0 | 0 | 0 | 18817.3245 | 0 | 0
2016-01-03 19:00 | 0 | 0 | 0 | 0 | 88258.7695 | 471090.9465 | 422449 | 0 | 0 | 0 | 2087909.6537 | 0 | 0 | 0 | 0 | 0 | 0 | 513728.7269 | 0 | 0 | 0 | 9944314.8322 | 0 | 0 | 0 | 0 | 118083.3915 | 0 | 0 | 0 | 0 | 0 | 0 | 0 | 0 | 0 | 0 | 0 | 18817.3245 | 0 | 0
2016-01-03 20:00 | 0 | 0 | 0 | 0 | 0 | 472144.7978 | 418943 | 0 | 0 | 0 | 2122294.127 | 0 | 0 | 0 | 0 | 0 | 0 | 513728.7269 | 0 | 0 | 0 | 9959328.9146 | 0 | 0 | 0 | 0 | 34384.4733 | 0 | 0 | 0 | 0 | 0 | 0 | 0 | 0 | 0 | 0 | 0 | 18817.3245 | 0 | 0
2016-01-03 21:00 | 0 | 0 | 0 | 0 | 99359.8436 | 459058.4578 | 424541 | 0 | 0 | 0 | 2237354.1038 | 0 | 0 | 0 | 0 | 0 | 0 | 513728.7269 | 0 | 0 | 0 | 9974342.9368 | 0 | 0 | 0 | 0 | 115059.9768 | 0 | 0 | 0 | 0 | 0 | 0 | 0 | 0 | 0 | 0 | 0 | 18817.3245 | 0 | 0
2016-01-03 22:00 | 0 | 0 | 0 | 0 | 148657.8727 | 364426.7364 | 444380 | 0 | 0 | 0 | 2287241.3885 | 0 | 0 | 0 | 0 | 0 | 0 | 513728.7269 | 0 | 0 | 0 | 9989356.899 | 0 | 0 | 0 | 0 | 49887.2847 | 0 | 0 | 0 | 0 | 0 | 0 | 0 | 0 | 0 | 0 | 0 | 18817.3245 | 0 | 0
2016-01-03 23:00 | 0 | 0 | 0 | 0 | 195705.4183 | 85730.696 | 464325 | 0 | 0 | 0 | 2235790.7224 | 0 | 0 | 0 | 0 | 0 | 0 | 382290.5074 | 0 | 0 | 0 | 9989316.9416 | 0 | 0 | 0 | 0 | -51450.6661 | 0 | 0 | 0 | 0 | 0 | 0 | 0 | -131438.2195 | 0 | 0 | 0 | 0 | 0 | 0
2016-01-04 | 0 | 0 | 0 | 0 | 242703.7792 | 2053.8274 | 474796 | 0 | 0 | 0 | 2086807.333 | 0 | 0 | 0 | 0 | 0 | 0 | 301235.5034 | 0 | 0 | 0 | 9989276.9844 | 0 | 0 | 0 | 0 | -148983.3894 | 0 | 0 | 0 | 0 | 0 | 0 | 0 | -81055.004 | 0 | 0 | 0 | 0 | 0 | 0
2016-01-04 01:00 | 0 | 0 | 0 | 0 | 282246.785 | 0 | 477021 | 0 | 0 | 0 | 1937823.9436 | 0 | 0 | 0 | 0 | 0 | 0 | 255444.6777 | 0 | 0 | 0 | 9989237.0272 | 0 | 0 | 0 | 0 | -148983.3894 | 0 | 0 | 0 | 0 | 0 | 0 | 0 | -45790.8257 | 0 | 0 | 0 | 0 | 0 | 0
2016-01-04 02:00 | 0 | 0 | 0 | 0 | 311921.8573 | 0 | 469735 | 0 | 0 | 0 | 1788840.5543 | 0 | 0 | 0 | 0 | 0 | 0 | 246614.9244 | 0 | 0 | 0 | 9989197.0703 | 0 | 0 | 0 | 0 | -148983.3894 | 0 | 0 | 0 | 0 | 0 | 0 | 0 | -8829.7533 | 0 | 0 | 0 | 0 | 0 | 0
2016-01-04 03:00 | 0 | 0 | 0 | 0 | 332392.2163 | 0 | 452837 | 0 | 0 | 0 | 1639857.1649 | 0 | 0 | 0 | 0 | 0 | 0 | 275153.5301 | 0 | 0 | 0 | 9989157.1135 | 0 | 0 | 0 | 0 | -148983.3894 | 0 | 0 | 0 | 0 | 0 | 0 | 0 | 28538.6056 | 0 | 0 | 0 | 0 | 0 | 0
2016-01-04 04:00 | 0 | 0 | 0 | 0 | 333189.0771 | 0 | 435678 | 0 | 0 | 0 | 1490873.7755 | 0 | 0 | 0 | 0 | 0 | 0 | 321647.9965 | 0 | 0 | 0 | 9989117.1569 | 0 | 0 | 0 | 0 | -148983.3894 | 0 | 0 | 0 | 0 | 0 | 0 | 0 | 46494.4664 | 0 | 0 | 0 | 0 | 0 | 0
2016-01-04 05:00 | 0 | 0 | 0 | 0 | 320078.8946 | 0 | 421559 | 0 | 0 | 0 | 1384029.9447 | 0 | 0 | 0 | 0 | 0 | 0 | 327011.722 | 0 | 0 | 0 | 9989077.2004 | 0 | 0 | 0 | 0 | -106843.8308 | 0 | 0 | 0 | 0 | 0 | 0 | 0 | 5363.7255 | 0 | 0 | 0 | 0 | 0 | 0
2016-01-04 06:00 | 0 | 0 | 0 | 0 | 304595.9425 | 0 | 410607 | 0 | 0 | 0 | 1235046.5553 | 0 | 0 | 0 | 0 | 0 | 0 | 369984.0539 | 0 | 0 | 0 | 9989037.2441 | 0 | 0 | 0 | 0 | -148983.3894 | 0 | 0 | 0 | 0 | 0 | 0 | 0 | 42972.3319 | 0 | 0 | 0 | 0 | 0 | 0
2016-01-04 07:00 | 0 | 0 | 0 | 0 | 291209.214 | 0 | 404707 | 0 | 0 | 0 | 1086063.1659 | 0 | 0 | 0 | 0 | 0 | 0 | 405469.6573 | 0 | 0 | 0 | 9988997.288 | 0 | 0 | 0 | 0 | -148983.3894 | 0 | 0 | 0 | 0 | 0 | 0 | 0 | 35485.6034 | 0 | 0 | 0 | 0 | 0 | 0
2016-01-04 08:00 | 0 | 0 | 0 | 0 | 278643.4284 | 0 | 403331 | 0 | 0 | 0 | 937079.7766 | 0 | 0 | 0 | 0 | 0 | 0 | 429765.475 | 0 | 0 | 0 | 9988957.332 | 0 | 0 | 0 | 0 | -148983.3894 | 0 | 0 | 0 | 0 | 0 | 0 | 0 | 24295.8178 | 0 | 0 | 0 | 0 | 0 | 0
2016-01-04 09:00 | 0 | 0 | 0 | 0 | 265932.8736 | 0 | 408268 | 0 | 0 | 0 | 788096.3872 | 0 | 0 | 0 | 0 | 0 | 0 | 436413.7381 | 0 | 0 | 0 | 9988917.3761 | 0 | 0 | 0 | 0 | -148983.3894 | 0 | 0 | 0 | 0 | 0 | 0 | 0 | 6648.263 | 0 | 0 | 0 | 0 | 0 | 0
2016-01-04 10:00 | 0 | 0 | 0 | 0 | 257759.7434 | 0 | 424056 | 0 | 0 | 0 | 639112.9978 | 0 | 0 | 0 | 0 | 0 | 0 | 419100.8708 | 0 | 0 | 0 | 9988877.4205 | 0 | 0 | 0 | 0 | -148983.3894 | 0 | 0 | 0 | 0 | 0 | 0 | 0 | -17312.8672 | 0 | 0 | 0 | 0 | 0 | 0
2016-01-04 11:00 | 0 | 0 | 0 | 0 | 255971.0188 | 0 | 457966 | 0 | 0 | 0 | 490129.6084 | 0 | 0 | 0 | 0 | 0 | 0 | 366089.279 | 0 | 0 | 0 | 9988837.465 | 0 | 0 | 0 | 0 | -148983.3894 | 0 | 0 | 0 | 0 | 0 | 0 | 0 | -53011.5918 | 0 | 0 | 0 | 0 | 0 | 0
2016-01-04 12:00 | 0 | 0 | 0 | 0 | 262220.2323 | 0 | 490049 | 0 | 0 | 0 | 341146.2191 | 0 | 0 | 0 | 0 | 0 | 0 | 287243.9007 | 0 | 0 | 0 | 9988797.5096 | 0 | 0 | 0 | 0 | -148983.3894 | 0 | 0 | 0 | 0 | 0 | 0 | 0 | -78845.3783 | 0 | 0 | 0 | 0 | 0 | 0
2016-01-04 13:00 | 0 | 0 | 0 | 0 | 277012.2571 | 0 | 503347 | 0 | 0 | 0 | 192162.8297 | 0 | 0 | 0 | 0 | 0 | 0 | 209892.5472 | 0 | 0 | 0 | 9988757.5544 | 0 | 0 | 0 | 0 | -148983.3894 | 0 | 0 | 0 | 0 | 0 | 0 | 0 | -77351.3535 | 0 | 0 | 0 | 0 | 0 | 0
2016-01-04 14:00 | 0 | 0 | 0 | 0 | 284892.8367 | 83792.6511 | 505677 | 0 | 0 | 0 | 43179.4403 | 0 | 0 | 0 | 0 | 0 | 0 | 221884.4244 | 0 | 0 | 0 | 9988717.5994 | 0 | 0 | 0 | 0 | -148983.3894 | 0 | 0 | 0 | 0 | 0 | 0 | 0 | 11991.8772 | 0 | 0 | 0 | 0 | 0 | 0
2016-01-04 15:00 | 0 | 0 | 0 | 0 | 231474.5768 | 255920.2261 | 505098 | 0 | 0 | 0 | 156914.4627 | 0 | 0 | 0 | 0 | 0 | 0 | 90446.2049 | 0 | 0 | 0 | 9988677.6445 | 0 | 0 | 0 | 0 | 113735.0223 | 0 | 0 | 0 | 0 | 0 | 0 | 0 | -131438.2195 | 0 | 0 | 0 | 0 | 0 | 0
2016-01-04 16:00 | 0 | 0 | 0 | 0 | 194604.2586 | 362493.4735 | 499867 | 0 | 0 | 0 | 82706.9753 | 0 | 0 | 0 | 0 | 0 | 0 | 221884.4244 | 0 | 0 | 0 | 9988637.6898 | 0 | 0 | 0 | 0 | -74207.4874 | 0 | 0 | 0 | 0 | 0 | 0 | 0 | 131438.2195 | 0 | 0 | 0 | 0 | 0 | 0
2016-01-04 17:00 | 0 | 0 | 0 | 0 | 211436.2738 | 394832.9676 | 493446 | 0 | 0 | 0 | 231690.3647 | 0 | 0 | 0 | 0 | 0 | 0 | 185724.2765 | 0 | 0 | 0 | 9988597.7353 | 0 | 0 | 0 | 0 | 148983.3894 | 0 | 0 | 0 | 0 | 0 | 0 | 0 | -36160.1479 | 0 | 0 | 0 | 0 | 0 | 0
2016-01-04 18:00 | 0 | 0 | 0 | 0 | 247000.5468 | 397883.0117 | 487900 | 0 | 0 | 0 | 380673.754 | 0 | 0 | 0 | 0 | 0 | 0 | 193724.4457 | 0 | 0 | 0 | 9988557.7809 | 0 | 0 | 0 | 0 | 148983.3894 | 0 | 0 | 0 | 0 | 0 | 0 | 0 | 8000.1692 | 0 | 0 | 0 | 0 | 0 | 0
2016-01-04 19:00 | 0 | 0 | 0 | 0 | 282220.1217 | 395184.0254 | 483354 | 0 | 0 | 0 | 529657.1434 | 0 | 0 | 0 | 0 | 0 | 0 | 238791.2034 | 0 | 0 | 0 | 9988517.8266 | 0 | 0 | 0 | 0 | 148983.3894 | 0 | 0 | 0 | 0 | 0 | 0 | 0 | 45066.7578 | 0 | 0 | 0 | 0 | 0 | 0
2016-01-04 20:00 | 0 | 0 | 0 | 0 | 304054.9711 | 390194.3542 | 480122 | 0 | 0 | 0 | 605783.9136 | 0 | 0 | 0 | 0 | 0 | 0 | 370229.4229 | 0 | 0 | 0 | 9993727.7411 | 0 | 0 | 0 | 0 | 76126.7702 | 0 | 0 | 0 | 0 | 0 | 0 | 0 | 131438.2195 | 0 | 0 | 0 | 6562.3356 | 0 | 0
2016-01-04 21:00 | 0 | 0 | 0 | 0 | 316312.6864 | 356514.9033 | 484754 | 0 | 0 | 0 | 754767.303 | 0 | 0 | 0 | 0 | 0 | 0 | 390502.2988 | 0 | 0 | 0 | 10008741.6257 | 0 | 0 | 0 | 0 | 148983.3894 | 0 | 0 | 0 | 0 | 0 | 0 | 0 | 20272.8759 | 0 | 0 | 0 | 18817.3245 | 0 | 0
2016-01-04 22:00 | 0 | 0 | 0 | 0 | 404765.2484 | 258889.674 | 504066 | 0 | 0 | 0 | 903750.6923 | 0 | 0 | 0 | 0 | 0 | 0 | 382290.5074 | 0 | 0 | 0 | 10023755.4503 | 0 | 0 | 0 | 0 | 148983.3894 | 0 | 0 | 0 | 0 | 0 | 0 | 0 | -8211.7914 | 0 | 0 | 0 | 18817.3245 | 0 | 0
2016-01-04 23:00 | 0 | 0 | 0 | 0 | 547433.3097 | 79153.1396 | 527878 | 0 | 0 | 0 | 852203.5976 | 0 | 0 | 0 | 0 | 0 | 0 | 513728.7269 | 0 | 0 | 0 | 10038769.2149 | 0 | 0 | 0 | 0 | -51547.0948 | 0 | 0 | 0 | 0 | 0 | 0 | 0 | 131438.2195 | 0 | 0 | 0 | 18817.3245 | 0 | 0
2016-01-05 | 0 | 0 | 0 | 0 | 605693.4595 | 1617.8851 | 538994 | 0 | 0 | 0 | 947398.5742 | 0 | 0 | 0 | 0 | 0 | 0 | 468033.7704 | 0 | 0 | 0 | 10053782.9194 | 0 | 0 | 0 | 0 | 95194.9766 | 0 | 0 | 0 | 0 | 0 | 0 | 0 | -45694.9565 | 0 | 0 | 0 | 18817.3245 | 0 | 0
2016-01-05 01:00 | 0 | 0 | 0 | 0 | 611409.0961 | 0 | 539677 | 0 | 0 | 0 | 1096381.9636 | 0 | 0 | 0 | 0 | 0 | 0 | 371965.1527 | 0 | 0 | 0 | 10068796.5639 | 0 | 0 | 0 | 0 | 148983.3894 | 0 | 0 | 0 | 0 | 0 | 0 | 0 | -96068.6177 | 0 | 0 | 0 | 18817.3245 | 0 | 0
2016-01-05 02:00 | 0 | 0 | 0 | 0 | 592494.0818 | 0 | 531819 | 0 | 0 | 0 | 1006801.5014 | 0 | 0 | 0 | 0 | 0 | 0 | 503403.3722 | 0 | 0 | 0 | 10083810.1483 | 0 | 0 | 0 | 0 | -89580.4622 | 0 | 0 | 0 | 0 | 0 | 0 | 0 | 131438.2195 | 0 | 0 | 0 | 18817.3245 | 0 | 0
2016-01-05 03:00 | 0 | 0 | 0 | 0 | 567440.89 | 0 | 511858 | 0 | 0 | 0 | 1155784.8907 | 0 | 0 | 0 | 0 | 0 | 0 | 391185.5483 | 0 | 0 | 0 | 10098823.6726 | 0 | 0 | 0 | 0 | 148983.3894 | 0 | 0 | 0 | 0 | 0 | 0 | 0 | -112217.8239 | 0 | 0 | 0 | 18817.3245 | 0 | 0
2016-01-05 04:00 | 0 | 0 | 0 | 0 | 545802.7127 | 0 | 488356 | 0 | 0 | 0 | 1304768.2801 | 0 | 0 | 0 | 0 | 0 | 0 | 280831.5471 | 0 | 0 | 0 | 10113837.1369 | 0 | 0 | 0 | 0 | 148983.3894 | 0 | 0 | 0 | 0 | 0 | 0 | 0 | -110354.0012 | 0 | 0 | 0 | 18817.3245 | 0 | 0
2016-01-05 05:00 | 0 | 0 | 0 | 0 | 526567.5074 | 0 | 470100 | 0 | 0 | 0 | 1210980.2435 | 0 | 0 | 0 | 0 | 0 | 0 | 412269.7666 | 0 | 0 | 0 | 10128850.5411 | 0 | 0 | 0 | 0 | -93788.0366 | 0 | 0 | 0 | 0 | 0 | 0 | 0 | 131438.2195 | 0 | 0 | 0 | 18817.3245 | 0 | 0
2016-01-05 06:00 | 0 | 0 | 0 | 0 | 508617.6652 | 0 | 459532 | 0 | 0 | 0 | 1359963.6329 | 0 | 0 | 0 | 0 | 0 | 0 | 293554.718 | 0 | 0 | 0 | 10143863.8853 | 0 | 0 | 0 | 0 | 148983.3894 | 0 | 0 | 0 | 0 | 0 | 0 | 0 | -118715.0486 | 0 | 0 | 0 | 18817.3245 | 0 | 0
2016-01-05 07:00 | 0 | 0 | 0 | 0 | 496483.2821 | 0 | 452735 | 0 | 0 | 0 | 1253456.371 | 0 | 0 | 0 | 0 | 0 | 0 | 424992.9375 | 0 | 0 | 0 | 10158877.1695 | 0 | 0 | 0 | 0 | -106507.2619 | 0 | 0 | 0 | 0 | 0 | 0 | 0 | 131438.2195 | 0 | 0 | 0 | 18817.3245 | 0 | 0
2016-01-05 08:00 | 0 | 0 | 0 | 0 | 488538.5562 | 0 | 450290 | 0 | 0 | 0 | 1402439.7604 | 0 | 0 | 0 | 0 | 0 | 0 | 295440.7798 | 0 | 0 | 0 | 10173890.3935 | 0 | 0 | 0 | 0 | 148983.3894 | 0 | 0 | 0 | 0 | 0 | 0 | 0 | -129552.1577 | 0 | 0 | 0 | 18817.3245 | 0 | 0
2016-01-05 09:00 | 0 | 0 | 0 | 0 | 472587.7919 | 0 | 455066 | 0 | 0 | 0 | 1269706.0082 | 0 | 0 | 0 | 0 | 0 | 0 | 426878.9993 | 0 | 0 | 0 | 10188903.5576 | 0 | 0 | 0 | 0 | -132733.7521 | 0 | 0 | 0 | 0 | 0 | 0 | 0 | 131438.2195 | 0 | 0 | 0 | 18817.3245 | 0 | 0
2016-01-05 10:00 | 0 | 0 | 0 | 0 | 455950.9947 | 0 | 471666 | 0 | 0 | 0 | 1366611.898 | 0 | 0 | 0 | 0 | 0 | 0 | 295440.7798 | 0 | 0 | 0 | 10203916.6615 | 0 | 0 | 0 | 0 | 96905.8898 | 0 | 0 | 0 | 0 | 0 | 0 | 0 | -131438.2195 | 0 | 0 | 0 | 18817.3245 | 0 | 0
2016-01-05 11:00 | 0 | 0 | 0 | 0 | 439764.4183 | 0 | 505340 | 0 | 0 | 0 | 1217628.5086 | 0 | 0 | 0 | 0 | 0 | 0 | 360031.263 | 0 | 0 | 0 | 10218929.7055 | 0 | 0 | 0 | 0 | -148983.3894 | 0 | 0 | 0 | 0 | 0 | 0 | 0 | 64590.4832 | 0 | 0 | 0 | 18817.3245 | 0 | 0
2016-01-05 12:00 | 0 | 0 | 0 | 0 | 428955.1015 | 0 | 536414 | 0 | 0 | 0 | 1222790.5051 | 0 | 0 | 0 | 0 | 0 | 0 | 228593.0435 | 0 | 0 | 0 | 10233942.6893 | 0 | 0 | 0 | 0 | 5161.9965 | 0 | 0 | 0 | 0 | 0 | 0 | 0 | -131438.2195 | 0 | 0 | 0 | 18817.3245 | 0 | 0
2016-01-05 13:00 | 0 | 0 | 0 | 0 | 424078.9864 | 0 | 544393 | 0 | 0 | 0 | 1073807.1158 | 0 | 0 | 0 | 0 | 0 | 0 | 238445.0949 | 0 | 0 | 0 | 10248955.6131 | 0 | 0 | 0 | 0 | -148983.3894 | 0 | 0 | 0 | 0 | 0 | 0 | 0 | 9852.0513 | 0 | 0 | 0 | 18817.3245 | 0 | 0
2016-01-05 14:00 | 0 | 0 | 0 | 0 | 402374.0177 | 20947.4573 | 538308 | 0 | 0 | 0 | 1071441.4858 | 0 | 0 | 0 | 0 | 0 | 0 | 107006.8753 | 0 | 0 | 0 | 10263968.4769 | 0 | 0 | 0 | 0 | -2365.63 | 0 | 0 | 0 | 0 | 0 | 0 | 0 | -131438.2195 | 0 | 0 | 0 | 18817.3245 | 0 | 0
2016-01-05 15:00 | 0 | 0 | 0 | 0 | 405920.0066 | 185305.8319 | 530432 | 0 | 0 | 0 | 1220424.8752 | 0 | 0 | 0 | 0 | 0 | 0 | 0 | 0 | 0 | 0 | 10278981.2806 | 0 | 0 | 0 | 0 | 148983.3894 | 0 | 0 | 0 | 0 | 0 | 0 | 0 | -107006.8753 | 0 | 0 | 0 | 18817.3245 | 0 | 0
2016-01-05 16:00 | 0 | 0 | 0 | 0 | 379395.5477 | 307366.1662 | 518961 | 0 | 0 | 0 | 1369408.2645 | 0 | 0 | 0 | 0 | 0 | 0 | 0 | 0 | 0 | 0 | 10293994.0243 | 0 | 0 | 0 | 0 | 148983.3894 | 0 | 0 | 0 | 0 | 0 | 0 | 0 | 0 | 0 | 0 | 0 | 18817.3245 | 0 | 0
2016-01-05 17:00 | 0 | 0 | 0 | 0 | 343252.837 | 368764.8184 | 507046 | 0 | 0 | 0 | 1518391.6539 | 0 | 0 | 0 | 0 | 0 | 0 | 37170.9416 | 0 | 0 | 0 | 10309006.7079 | 0 | 0 | 0 | 0 | 148983.3894 | 0 | 0 | 0 | 0 | 0 | 0 | 0 | 37170.9416 | 0 | 0 | 0 | 18817.3245 | 0 | 0
2016-01-05 18:00 | 0 | 0 | 0 | 0 | 415885.9186 | 381249.0148 | 497896 | 0 | 0 | 0 | 1667375.0433 | 0 | 0 | 0 | 0 | 0 | 0 | 168609.1611 | 0 | 0 | 0 | 10324019.3314 | 0 | 0 | 0 | 0 | 148983.3894 | 0 | 0 | 0 | 0 | 0 | 0 | 0 | 131438.2195 | 0 | 0 | 0 | 18817.3245 | 0 | 0
2016-01-05 19:00 | 0 | 0 | 0 | 0 | 409413.3703 | 379802.563 | 489977 | 0 | 0 | 0 | 1816358.4326 | 0 | 0 | 0 | 0 | 0 | 0 | 300047.3806 | 0 | 0 | 0 | 10339031.895 | 0 | 0 | 0 | 0 | 148983.3894 | 0 | 0 | 0 | 0 | 0 | 0 | 0 | 131438.2195 | 0 | 0 | 0 | 18817.3245 | 0 | 0
2016-01-05 20:00 | 0 | 0 | 0 | 0 | 408895.3121 | 375635.6213 | 485292 | 0 | 0 | 0 | 1965341.822 | 0 | 0 | 0 | 0 | 0 | 0 | 431485.6001 | 0 | 0 | 0 | 10354044.3984 | 0 | 0 | 0 | 0 | 148983.3894 | 0 | 0 | 0 | 0 | 0 | 0 | 0 | 131438.2195 | 0 | 0 | 0 | 18817.3245 | 0 | 0
2016-01-05 21:00 | 0 | 0 | 0 | 0 | 390683.6884 | 345487.5123 | 489904 | 0 | 0 | 0 | 2114325.2114 | 0 | 0 | 0 | 0 | 0 | 0 | 509952.0869 | 0 | 0 | 0 | 10369056.8418 | 0 | 0 | 0 | 0 | 148983.3894 | 0 | 0 | 0 | 0 | 0 | 0 | 0 | 78466.4868 | 0 | 0 | 0 | 18817.3245 | 0 | 0
2016-01-05 22:00 | 0 | 0 | 0 | 0 | 425151.8586 | 257514.4953 | 511089 | 0 | 0 | 0 | 2263308.6008 | 0 | 0 | 0 | 0 | 0 | 0 | 513728.7269 | 0 | 0 | 0 | 10384069.2252 | 0 | 0 | 0 | 0 | 148983.3894 | 0 | 0 | 0 | 0 | 0 | 0 | 0 | 3776.64 | 0 | 0 | 0 | 18817.3245 | 0 | 0
2016-01-05 23:00 | 0 | 0 | 0 | 0 | 510254.8227 | 67269.2895 | 534774 | 0 | 0 | 0 | 2287241.3885 | 0 | 0 | 0 | 0 | 0 | 0 | 513728.7269 | 0 | 0 | 0 | 10399081.5485 | 0 | 0 | 0 | 0 | 23932.7878 | 0 | 0 | 0 | 0 | 0 | 0 | 0 | 0 | 0 | 0 | 0 | 18817.3245 | 0 | 0
2016-01-06 | 0 | 0 | 0 | 0 | 544323.9649 | 1807.3627 | 544758 | 0 | 0 | 0 | 2287241.3885 | 0 | 0 | 0 | 0 | 0 | 0 | 513728.7269 | 0 | 0 | 0 | 10400138.6142 | 0 | 0 | 0 | 0 | 0 | 0 | 0 | 0 | 0 | 0 | 0 | 0 | 0 | 0 | 0 | 0 | 1373.3275 | 0 | 0
2016-01-06 01:00 | 0 | 0 | 0 | 0 | 539185.3106 | 0 | 544168 | 0 | 0 | 0 | 2285778.7195 | 0 | 0 | 0 | 0 | 0 | 0 | 513728.7269 | 0 | 0 | 0 | 10394028.013 | 0 | 0 | 0 | 0 | -1462.669 | 0 | 0 | 0 | 0 | 0 | 0 | 0 | 0 | 0 | 0 | 0 | 0 | 6069.0007 | 0
2016-01-06 02:00 | 0 | 0 | 0 | 0 | 521823.8561 | 0 | 534403 | 0 | 0 | 0 | 2273199.5756 | 0 | 0 | 0 | 0 | 0 | 0 | 513728.7269 | 0 | 0 | 0 | 10393986.4369 | 0 | 0 | 0 | 0 | -12579.1439 | 0 | 0 | 0 | 0 | 0 | 0 | 0 | 0 | 0 | 0 | 0 | 0 | 0 | 0
2016-01-06 03:00 | 0 | 0 | 0 | 0 | 507985.0715 | 0 | 512646 | 0 | 0 | 0 | 2268538.6471 | 0 | 0 | 0 | 0 | 0 | 0 | 513728.7269 | 0 | 0 | 0 | 10393944.8609 | 0 | 0 | 0 | 0 | -4660.9285 | 0 | 0 | 0 | 0 | 0 | 0 | 0 | 0 | 0 | 0 | 0 | 0 | 0 | 0
2016-01-06 04:00 | 0 | 0 | 0 | 0 | 494794.3759 | 0 | 488746 | 0 | 0 | 0 | 2274587.023 | 0 | 0 | 0 | 0 | 0 | 0 | 513728.7269 | 0 | 0 | 0 | 10393903.2851 | 0 | 0 | 0 | 0 | 6048.3759 | 0 | 0 | 0 | 0 | 0 | 0 | 0 | 0 | 0 | 0 | 0 | 0 | 0 | 0
2016-01-06 05:00 | 0 | 0 | 0 | 0 | 480075.7101 | 0 | 469710 | 0 | 0 | 0 | 2284952.7332 | 0 | 0 | 0 | 0 | 0 | 0 | 513728.7269 | 0 | 0 | 0 | 10393861.7095 | 0 | 0 | 0 | 0 | 10365.7101 | 0 | 0 | 0 | 0 | 0 | 0 | 0 | 0 | 0 | 0 | 0 | 0 | 0 | 0
2016-01-06 06:00 | 0 | 0 | 0 | 0 | 461314.6554 | 0 | 459026 | 0 | 0 | 0 | 2287241.3885 | 0 | 0 | 0 | 0 | 0 | 0 | 513728.7269 | 0 | 0 | 0 | 10393820.1341 | 0 | 0 | 0 | 0 | 2288.6554 | 0 | 0 | 0 | 0 | 0 | 0 | 0 | 0 | 0 | 0 | 0 | 0 | 0 | 0
2016-01-06 07:00 | 0 | 0 | 0 | 0 | 438064.0459 | 0 | 450847 | 0 | 0 | 0 | 2287241.3885 | 0 | 0 | 0 | 0 | 0 | 0 | 513728.7269 | 0 | 0 | 0 | 10371738.9827 | 0 | 0 | 0 | 0 | 0 | 0 | 0 | 0 | 0 | 0 | 0 | 0 | 0 | 0 | 0 | 0 | 0 | 22039.5761 | 0
2016-01-06 08:00 | 0 | 0 | 0 | 0 | 412249.3244 | 0 | 447761 | 0 | 0 | 0 | 2287241.3885 | 0 | 0 | 0 | 0 | 0 | 0 | 513728.7269 | 0 | 0 | 0 | 10310470.4688 | 0 | 0 | 0 | 0 | 0 | 0 | 0 | 0 | 0 | 0 | 0 | 0 | 0 | 0 | 0 | 0 | 0 | 61227.0269 | 0
2016-01-06 09:00 | 0 | 0 | 0 | 0 | 391769.1155 | 0 | 449636 | 0 | 0 | 0 | 2287241.3885 | 0 | 0 | 0 | 0 | 0 | 0 | 513728.7269 | 0 | 0 | 0 | 10210658.7364 | 0 | 0 | 0 | 0 | 0 | 0 | 0 | 0 | 0 | 0 | 0 | 0 | 0 | 0 | 0 | 0 | 0 | 99770.4905 | 0
2016-01-06 10:00 | 0 | 0 | 0 | 0 | 370139.7705 | 0 | 463512 | 0 | 0 | 0 | 2287241.3885 | 0 | 0 | 0 | 0 | 0 | 0 | 513728.7269 | 0 | 0 | 0 | 10049631.2911 | 0 | 0 | 0 | 0 | 0 | 0 | 0 | 0 | 0 | 0 | 0 | 0 | 0 | 0 | 0 | 0 | 0 | 160986.6026 | 0
2016-01-06 11:00 | 0 | 0 | 0 | 0 | 352066.2988 | 0 | 495560 | 0 | 0 | 0 | 2256381.2542 | 0 | 0 | 0 | 0 | 0 | 0 | 513728.7269 | 0 | 0 | 0 | 9855395.2878 | 0 | 0 | 0 | 0 | -30860.1344 | 0 | 0 | 0 | 0 | 0 | 0 | 0 | 0 | 0 | 0 | 0 | 0 | 194195.8048 | 0
2016-01-06 12:00 | 0 | 0 | 0 | 0 | 332680.1433 | 0 | 524202 | 0 | 0 | 0 | 2222544.9306 | 0 | 0 | 0 | 0 | 0 | 0 | 468676.7606 | 0 | 0 | 0 | 9661160.0613 | 0 | 0 | 0 | 0 | -33836.3235 | 0 | 0 | 0 | 0 | 0 | 0 | 0 | -45051.9664 | 0 | 0 | 0 | 0 | 194195.8048 | 0
2016-01-06 13:00 | 0 | 0 | 0 | 0 | 313560.0102 | 0 | 530125 | 0 | 0 | 0 | 2073561.5413 | 0 | 0 | 0 | 0 | 0 | 0 | 513728.7269 | 0 | 0 | 0 | 9466925.6118 | 0 | 0 | 0 | 0 | -148983.3894 | 0 | 0 | 0 | 0 | 0 | 0 | 0 | 45051.9664 | 0 | 0 | 0 | 0 | 194195.8048 | 0
2016-01-06 14:00 | 0 | 0 | 0 | 0 | 267491.8455 | 17759.6977 | 523807 | 0 | 0 | 0 | 2062295.9841 | 0 | 0 | 0 | 0 | 0 | 0 | 399072.3941 | 0 | 0 | 0 | 9272691.9393 | 0 | 0 | 0 | 0 | -11265.5572 | 0 | 0 | 0 | 0 | 0 | 0 | 0 | -114656.3329 | 0 | 0 | 0 | 0 | 194195.8048 | 0
2016-01-06 15:00 | 0 | 0 | 0 | 0 | 201399.6373 | 164958.8078 | 515122 | 0 | 0 | 0 | 1913312.5947 | 0 | 0 | 0 | 0 | 0 | 0 | 511925.7954 | 0 | 0 | 0 | 9078459.0437 | 0 | 0 | 0 | 0 | -148983.3894 | 0 | 0 | 0 | 0 | 0 | 0 | 0 | 112853.4013 | 0 | 0 | 0 | 0 | 194195.8048 | 0
2016-01-06 16:00 | 0 | 0 | 0 | 0 | 177254.2693 | 285185.3594 | 505229 | 0 | 0 | 0 | 2062295.9841 | 0 | 0 | 0 | 0 | 0 | 0 | 382290.5074 | 0 | 0 | 0 | 8971289.1563 | 0 | 0 | 0 | 0 | 148983.3894 | 0 | 0 | 0 | 0 | 0 | 0 | 0 | -129635.288 | 0 | 0 | 0 | 0 | 107133.5736 | 0
2016-01-06 17:00 | 0 | 0 | 0 | 0 | 187623.1565 | 364734.8747 | 493888 | 0 | 0 | 0 | 1989327.7958 | 0 | 0 | 0 | 0 | 0 | 0 | 513728.7269 | 0 | 0 | 0 | 8971253.2711 | 0 | 0 | 0 | 0 | -72968.1883 | 0 | 0 | 0 | 0 | 0 | 0 | 0 | 131438.2195 | 0 | 0 | 0 | 0 | 0 | 0
2016-01-06 18:00 | 0 | 0 | 0 | 0 | 186515.9598 | 386132.8 | 485222 | 0 | 0 | 0 | 2076754.5555 | 0 | 0 | 0 | 0 | 0 | 0 | 513728.7269 | 0 | 0 | 0 | 8971217.3861 | 0 | 0 | 0 | 0 | 87426.7597 | 0 | 0 | 0 | 0 | 0 | 0 | 0 | 0 | 0 | 0 | 0 | 0 | 0 | 0
2016-01-06 19:00 | 0 | 0 | 0 | 0 | 178644.8669 | 386087.338 | 478021 | 0 | 0 | 0 | 2163465.7604 | 0 | 0 | 0 | 0 | 0 | 0 | 513728.7269 | 0 | 0 | 0 | 8971181.5012 | 0 | 0 | 0 | 0 | 86711.2049 | 0 | 0 | 0 | 0 | 0 | 0 | 0 | 0 | 0 | 0 | 0 | 0 | 0 | 0
2016-01-06 20:00 | 0 | 0 | 0 | 0 | 168870.2015 | 381391.6782 | 474674 | 0 | 0 | 0 | 2239053.64 | 0 | 0 | 0 | 0 | 0 | 0 | 513728.7269 | 0 | 0 | 0 | 8971145.6165 | 0 | 0 | 0 | 0 | 75587.8796 | 0 | 0 | 0 | 0 | 0 | 0 | 0 | 0 | 0 | 0 | 0 | 0 | 0 | 0
2016-01-06 21:00 | 0 | 0 | 0 | 0 | 166756.2067 | 359495.5419 | 478064 | 0 | 0 | 0 | 2287241.3885 | 0 | 0 | 0 | 0 | 0 | 0 | 513728.7269 | 0 | 0 | 0 | 8971109.7319 | 0 | 0 | 0 | 0 | 48187.7485 | 0 | 0 | 0 | 0 | 0 | 0 | 0 | 0 | 0 | 0 | 0 | 0 | 0 | 0
2016-01-06 22:00 | 0 | 0 | 0 | 0 | 198216.5397 | 282573.7222 | 496279 | 0 | 0 | 0 | 2287241.3885 | 0 | 0 | 0 | 0 | 0 | 0 | 513728.7269 | 0 | 0 | 0 | 8944369.1268 | 0 | 0 | 0 | 0 | 0 | 0 | 0 | 0 | 0 | 0 | 0 | 0 | 0 | 0 | 0 | 0 | 0 | 26704.7207 | 0
2016-01-06 23:00 | 0 | 0 | 0 | 0 | 272027.9236 | 102670.115 | 515072 | 0 | 0 | 0 | 2259500.994 | 0 | 0 | 0 | 0 | 0 | 0 | 513728.7269 | 0 | 0 | 0 | 8750137.5444 | 0 | 0 | 0 | 0 | -27740.3946 | 0 | 0 | 0 | 0 | 0 | 0 | 0 | 0 | 0 | 0 | 0 | 0 | 194195.8048 | 0
2016-01-07 | 0 | 0 | 0 | 0 | 320430.1695 | 893.5019 | 521111 | 0 | 0 | 0 | 2172347.2323 | 0 | 0 | 0 | 0 | 0 | 0 | 513728.7269 | 0 | 0 | 0 | 8555906.739 | 0 | 0 | 0 | 0 | -87153.7617 | 0 | 0 | 0 | 0 | 0 | 0 | 0 | 0 | 0 | 0 | 0 | 0 | 194195.8048 | 0
2016-01-07 01:00 | 0 | 0 | 0 | 0 | 344177.2492 | 0 | 518375 | 0 | 0 | 0 | 2110783.0483 | 0 | 0 | 0 | 0 | 0 | 0 | 513728.7269 | 0 | 0 | 0 | 8361676.7106 | 0 | 0 | 0 | 0 | -61564.184 | 0 | 0 | 0 | 0 | 0 | 0 | 0 | 0 | 0 | 0 | 0 | 0 | 194195.8048 | 0
2016-01-07 02:00 | 0 | 0 | 0 | 0 | 345177.1813 | 0 | 506895 | 0 | 0 | 0 | 2061698.7964 | 0 | 0 | 0 | 0 | 0 | 0 | 513728.7269 | 0 | 0 | 0 | 8167447.459 | 0 | 0 | 0 | 0 | -49084.2519 | 0 | 0 | 0 | 0 | 0 | 0 | 0 | 0 | 0 | 0 | 0 | 0 | 194195.8048 | 0
2016-01-07 03:00 | 0 | 0 | 0 | 0 | 327763.2253 | 0 | 486281 | 0 | 0 | 0 | 2015814.5884 | 0 | 0 | 0 | 0 | 0 | 0 | 513728.7269 | 0 | 0 | 0 | 7973218.9844 | 0 | 0 | 0 | 0 | -45884.2079 | 0 | 0 | 0 | 0 | 0 | 0 | 0 | 0 | 0 | 0 | 0 | 0 | 194195.8048 | 0
2016-01-07 04:00 | 0 | 0 | 0 | 0 | 294443.7377 | 0 | 461291 | 0 | 0 | 0 | 2059465.6885 | 0 | 0 | 0 | 0 | 0 | 0 | 415863.9314 | 0 | 0 | 0 | 7778991.2867 | 0 | 0 | 0 | 0 | 43651.1 | 0 | 0 | 0 | 0 | 0 | 0 | 0 | -97864.7955 | 0 | 0 | 0 | 0 | 194195.8048 | 0
2016-01-07 05:00 | 0 | 0 | 0 | 0 | 267435.182 | 0 | 439921 | 0 | 0 | 0 | 1910482.2991 | 0 | 0 | 0 | 0 | 0 | 0 | 504995.0696 | 0 | 0 | 0 | 7584764.3658 | 0 | 0 | 0 | 0 | -148983.3894 | 0 | 0 | 0 | 0 | 0 | 0 | 0 | 89131.1382 | 0 | 0 | 0 | 0 | 194195.8048 | 0
2016-01-07 06:00 | 0 | 0 | 0 | 0 | 243488.1186 | 0 | 425551 | 0 | 0 | 0 | 1972491.204 | 0 | 0 | 0 | 0 | 0 | 0 | 373556.85 | 0 | 0 | 0 | 7390538.2219 | 0 | 0 | 0 | 0 | 62008.9049 | 0 | 0 | 0 | 0 | 0 | 0 | 0 | -131438.2195 | 0 | 0 | 0 | 0 | 194195.8048 | 0
2016-01-07 07:00 | 0 | 0 | 0 | 0 | 224042.4149 | 0 | 415893 | 0 | 0 | 0 | 1823507.8146 | 0 | 0 | 0 | 0 | 0 | 0 | 443323.2212 | 0 | 0 | 0 | 7196312.8549 | 0 | 0 | 0 | 0 | -148983.3894 | 0 | 0 | 0 | 0 | 0 | 0 | 0 | 69766.3711 | 0 | 0 | 0 | 0 | 194195.8048 | 0
2016-01-07 08:00 | 0 | 0 | 0 | 0 | 213988.3493 | 0 | 410460 | 0 | 0 | 0 | 1674524.4252 | 0 | 0 | 0 | 0 | 0 | 0 | 508468.5267 | 0 | 0 | 0 | 7002088.2648 | 0 | 0 | 0 | 0 | -148983.3894 | 0 | 0 | 0 | 0 | 0 | 0 | 0 | 65145.3055 | 0 | 0 | 0 | 0 | 194195.8048 | 0
2016-01-07 09:00 | 0 | 0 | 0 | 0 | 211364.4305 | 0 | 411058 | 0 | 0 | 0 | 1718902.6421 | 0 | 0 | 0 | 0 | 0 | 0 | 377030.3072 | 0 | 0 | 0 | 6807864.4516 | 0 | 0 | 0 | 0 | 44378.2168 | 0 | 0 | 0 | 0 | 0 | 0 | 0 | -131438.2195 | 0 | 0 | 0 | 0 | 194195.8048 | 0
2016-01-07 10:00 | 0 | 0 | 0 | 0 | 219094.2344 | 0 | 423691 | 0 | 0 | 0 | 1569919.2527 | 0 | 0 | 0 | 0 | 0 | 0 | 434050.4978 | 0 | 0 | 0 | 6613641.4153 | 0 | 0 | 0 | 0 | -148983.3894 | 0 | 0 | 0 | 0 | 0 | 0 | 0 | 57020.1906 | 0 | 0 | 0 | 0 | 194195.8048 | 0
2016-01-07 11:00 | 0 | 0 | 0 | 0 | 232012.9061 | 0 | 454300 | 0 | 0 | 0 | 1591703.9451 | 0 | 0 | 0 | 0 | 0 | 0 | 302612.2783 | 0 | 0 | 0 | 6419419.1559 | 0 | 0 | 0 | 0 | 21784.6925 | 0 | 0 | 0 | 0 | 0 | 0 | 0 | -131438.2195 | 0 | 0 | 0 | 0 | 194195.8048 | 0
2016-01-07 12:00 | 0 | 0 | 0 | 0 | 244603.8554 | 0 | 483496 | 0 | 0 | 0 | 1442720.5558 | 0 | 0 | 0 | 0 | 0 | 0 | 325337.0898 | 0 | 0 | 0 | 6225197.6734 | 0 | 0 | 0 | 0 | -148983.3894 | 0 | 0 | 0 | 0 | 0 | 0 | 0 | 22724.8116 | 0 | 0 | 0 | 0 | 194195.8048 | 0
2016-01-07 13:00 | 0 | 0 | 0 | 0 | 250184.5525 | 0 | 491785 | 0 | 0 | 0 | 1293737.1664 | 0 | 0 | 0 | 0 | 0 | 0 | 345353.5985 | 0 | 0 | 0 | 6030976.9677 | 0 | 0 | 0 | 0 | -148983.3894 | 0 | 0 | 0 | 0 | 0 | 0 | 0 | 20016.5087 | 0 | 0 | 0 | 0 | 194195.8048 | 0
2016-01-07 14:00 | 0 | 0 | 0 | 0 | 216549.0451 | 41834.8224 | 490686 | 0 | 0 | 0 | 1144753.777 | 0 | 0 | 0 | 0 | 0 | 0 | 374668.4222 | 0 | 0 | 0 | 5836757.039 | 0 | 0 | 0 | 0 | -148983.3894 | 0 | 0 | 0 | 0 | 0 | 0 | 0 | 29314.8236 | 0 | 0 | 0 | 0 | 194195.8048 | 0
2016-01-07 15:00 | 0 | 0 | 0 | 0 | 142547.9413 | 194139.78 | 488256 | 0 | 0 | 0 | 1237257.2847 | 0 | 0 | 0 | 0 | 0 | 0 | 243230.2027 | 0 | 0 | 0 | 5642537.8871 | 0 | 0 | 0 | 0 | 92503.5076 | 0 | 0 | 0 | 0 | 0 | 0 | 0 | -131438.2195 | 0 | 0 | 0 | 0 | 194195.8048 | 0
2016-01-07 16:00 | 0 | 0 | 0 | 0 | 157728.0139 | 300451.3028 | 481130 | 0 | 0 | 0 | 1386240.674 | 0 | 0 | 0 | 0 | 0 | 0 | 183929.6968 | 0 | 0 | 0 | 5448319.5121 | 0 | 0 | 0 | 0 | 148983.3894 | 0 | 0 | 0 | 0 | 0 | 0 | 0 | -59300.5058 | 0 | 0 | 0 | 0 | 194195.8048 | 0
2016-01-07 17:00 | 0 | 0 | 0 | 0 | 193433.5526 | 358094.488 | 472955 | 0 | 0 | 0 | 1535224.0634 | 0 | 0 | 0 | 0 | 0 | 0 | 226152.9149 | 0 | 0 | 0 | 5254101.914 | 0 | 0 | 0 | 0 | 148983.3894 | 0 | 0 | 0 | 0 | 0 | 0 | 0 | 42223.2181 | 0 | 0 | 0 | 0 | 194195.8048 | 0
2016-01-07 18:00 | 0 | 0 | 0 | 0 | 202595.9259 | 372623.6575 | 465227 | 0 | 0 | 0 | 1684207.4528 | 0 | 0 | 0 | 0 | 0 | 0 | 299795.6757 | 0 | 0 | 0 | 5059885.0927 | 0 | 0 | 0 | 0 | 148983.3894 | 0 | 0 | 0 | 0 | 0 | 0 | 0 | 73642.7608 | 0 | 0 | 0 | 0 | 194195.8048 | 0
2016-01-07 19:00 | 0 | 0 | 0 | 0 | 211986.2003 | 366168.454 | 459310 | 0 | 0 | 0 | 1833190.8422 | 0 | 0 | 0 | 0 | 0 | 0 | 382290.5074 | 0 | 0 | 0 | 4865669.0483 | 0 | 0 | 0 | 0 | 148983.3894 | 0 | 0 | 0 | 0 | 0 | 0 | 0 | 82494.8317 | 0 | 0 | 0 | 0 | 194195.8048 | 0
2016-01-07 20:00 | 0 | 0 | 0 | 0 | 222938.7988 | 353993.446 | 456439 | 0 | 0 | 0 | 1902826.3333 | 0 | 0 | 0 | 0 | 0 | 0 | 513728.7269 | 0 | 0 | 0 | 4726717.7479 | 0 | 0 | 0 | 0 | 69635.4912 | 0 | 0 | 0 | 0 | 0 | 0 | 0 | 131438.2195 | 0 | 0 | 0 | 0 | 138931.8377 | 0
2016-01-07 21:00 | 0 | 0 | 0 | 0 | 234014.6281 | 324593.5689 | 457995 | 0 | 0 | 0 | 2003439.5303 | 0 | 0 | 0 | 0 | 0 | 0 | 513728.7269 | 0 | 0 | 0 | 4726698.8411 | 0 | 0 | 0 | 0 | 100613.1969 | 0 | 0 | 0 | 0 | 0 | 0 | 0 | 0 | 0 | 0 | 0 | 0 | 0 | 0
2016-01-07 22:00 | 0 | 0 | 0 | 0 | 253866.3484 | 256551.8552 | 473389 | 0 | 0 | 0 | 2040468.7339 | 0 | 0 | 0 | 0 | 0 | 0 | 513728.7269 | 0 | 0 | 0 | 4726679.9343 | 0 | 0 | 0 | 0 | 37029.2036 | 0 | 0 | 0 | 0 | 0 | 0 | 0 | 0 | 0 | 0 | 0 | 0 | 0 | 0
2016-01-07 23:00 | 0 | 0 | 0 | 0 | 291128.0393 | 88304.7237 | 488977 | 0 | 0 | 0 | 1930924.4969 | 0 | 0 | 0 | 0 | 0 | 0 | 513728.7269 | 0 | 0 | 0 | 4726661.0275 | 0 | 0 | 0 | 0 | -109544.237 | 0 | 0 | 0 | 0 | 0 | 0 | 0 | 0 | 0 | 0 | 0 | 0 | 0 | 0
2016-01-08 | 0 | 0 | 0 | 0 | 302135.4791 | 2392.4096 | 494433 | 0 | 0 | 0 | 1817044.1636 | 0 | 0 | 0 | 0 | 0 | 0 | 437703.9488 | 0 | 0 | 0 | 4726642.1209 | 0 | 0 | 0 | 0 | -113880.3333 | 0 | 0 | 0 | 0 | 0 | 0 | 0 | -76024.7781 | 0 | 0 | 0 | 0 | 0 | 0
2016-01-08 01:00 | 0 | 0 | 0 | 0 | 297525.1652 | 0 | 491621 | 0 | 0 | 0 | 1668060.7742 | 0 | 0 | 0 | 0 | 0 | 0 | 392591.5034 | 0 | 0 | 0 | 4726623.2143 | 0 | 0 | 0 | 0 | -148983.3894 | 0 | 0 | 0 | 0 | 0 | 0 | 0 | -45112.4454 | 0 | 0 | 0 | 0 | 0 | 0
2016-01-08 02:00 | 0 | 0 | 0 | 0 | 283916.7574 | 0 | 481932 | 0 | 0 | 0 | 1519077.3849 | 0 | 0 | 0 | 0 | 0 | 0 | 343559.6502 | 0 | 0 | 0 | 4726604.3078 | 0 | 0 | 0 | 0 | -148983.3894 | 0 | 0 | 0 | 0 | 0 | 0 | 0 | -49031.8533 | 0 | 0 | 0 | 0 | 0 | 0
2016-01-08 03:00 | 0 | 0 | 0 | 0 | 267951.5144 | 0 | 461801 | 0 | 0 | 0 | 1370093.9955 | 0 | 0 | 0 | 0 | 0 | 0 | 298693.5539 | 0 | 0 | 0 | 4726585.4014 | 0 | 0 | 0 | 0 | -148983.3894 | 0 | 0 | 0 | 0 | 0 | 0 | 0 | -44866.0963 | 0 | 0 | 0 | 0 | 0 | 0
2016-01-08 04:00 | 0 | 0 | 0 | 0 | 254378.5107 | 0 | 437008 | 0 | 0 | 0 | 1221110.6061 | 0 | 0 | 0 | 0 | 0 | 0 | 265047.4539 | 0 | 0 | 0 | 4726566.4951 | 0 | 0 | 0 | 0 | -148983.3894 | 0 | 0 | 0 | 0 | 0 | 0 | 0 | -33646.1 | 0 | 0 | 0 | 0 | 0 | 0
2016-01-08 05:00 | 0 | 0 | 0 | 0 | 250912.3034 | 0 | 415288 | 0 | 0 | 0 | 1072127.2168 | 0 | 0 | 0 | 0 | 0 | 0 | 249655.1468 | 0 | 0 | 0 | 4726547.5888 | 0 | 0 | 0 | 0 | -148983.3894 | 0 | 0 | 0 | 0 | 0 | 0 | 0 | -15392.3072 | 0 | 0 | 0 | 0 | 0 | 0
2016-01-08 06:00 | 0 | 0 | 0 | 0 | 250455.855 | 0 | 399917 | 0 | 0 | 0 | 923143.8274 | 0 | 0 | 0 | 0 | 0 | 0 | 249177.3911 | 0 | 0 | 0 | 4726528.6826 | 0 | 0 | 0 | 0 | -148983.3894 | 0 | 0 | 0 | 0 | 0 | 0 | 0 | -477.7556 | 0 | 0 | 0 | 0 | 0 | 0
2016-01-08 07:00 | 0 | 0 | 0 | 0 | 253185.0224 | 0 | 389529 | 0 | 0 | 0 | 774160.438 | 0 | 0 | 0 | 0 | 0 | 0 | 261816.8029 | 0 | 0 | 0 | 4726509.7765 | 0 | 0 | 0 | 0 | -148983.3894 | 0 | 0 | 0 | 0 | 0 | 0 | 0 | 12639.4118 | 0 | 0 | 0 | 0 | 0 | 0
2016-01-08 08:00 | 0 | 0 | 0 | 0 | 256583.6022 | 0 | 384659 | 0 | 0 | 0 | 625177.0487 | 0 | 0 | 0 | 0 | 0 | 0 | 282724.7945 | 0 | 0 | 0 | 4726490.8705 | 0 | 0 | 0 | 0 | -148983.3894 | 0 | 0 | 0 | 0 | 0 | 0 | 0 | 20907.9915 | 0 | 0 | 0 | 0 | 0 | 0
2016-01-08 09:00 | 0 | 0 | 0 | 0 | 263254.1166 | 0 | 384914 | 0 | 0 | 0 | 476193.6593 | 0 | 0 | 0 | 0 | 0 | 0 | 310048.3005 | 0 | 0 | 0 | 4726471.9645 | 0 | 0 | 0 | 0 | -148983.3894 | 0 | 0 | 0 | 0 | 0 | 0 | 0 | 27323.506 | 0 | 0 | 0 | 0 | 0 | 0
2016-01-08 10:00 | 0 | 0 | 0 | 0 | 274172.1998 | 0 | 395661 | 0 | 0 | 0 | 486143.0786 | 0 | 0 | 0 | 0 | 0 | 0 | 178610.081 | 0 | 0 | 0 | 4726453.0586 | 0 | 0 | 0 | 0 | 9949.4193 | 0 | 0 | 0 | 0 | 0 | 0 | 0 | -131438.2195 | 0 | 0 | 0 | 0 | 0 | 0
2016-01-08 11:00 | 0 | 0 | 0 | 0 | 281798.8806 | 0 | 426104 | 0 | 0 | 0 | 337159.6892 | 0 | 0 | 0 | 0 | 0 | 0 | 183288.351 | 0 | 0 | 0 | 4726434.1528 | 0 | 0 | 0 | 0 | -148983.3894 | 0 | 0 | 0 | 0 | 0 | 0 | 0 | 4678.27 | 0 | 0 | 0 | 0 | 0 | 0
2016-01-08 12:00 | 0 | 0 | 0 | 0 | 286604.5009 | 0 | 455472 | 0 | 0 | 0 | 188176.2998 | 0 | 0 | 0 | 0 | 0 | 0 | 163404.2412 | 0 | 0 | 0 | 4726415.2471 | 0 | 0 | 0 | 0 | -148983.3894 | 0 | 0 | 0 | 0 | 0 | 0 | 0 | -19884.1097 | 0 | 0 | 0 | 0 | 0 | 0
2016-01-08 13:00 | 0 | 0 | 0 | 0 | 286223.5889 | 0 | 467173 | 0 | 0 | 0 | 39192.9104 | 0 | 0 | 0 | 0 | 0 | 0 | 131438.2195 | 0 | 0 | 0 | 4726396.3414 | 0 | 0 | 0 | 0 | -148983.3894 | 0 | 0 | 0 | 0 | 0 | 0 | 0 | -31966.0217 | 0 | 0 | 0 | 0 | 0 | 0
2016-01-08 14:00 | 0 | 0 | 0 | 0 | 267001.6934 | 34917.1767 | 472550 | 0 | 0 | 0 | 0 | 0 | 0 | 0 | 0 | 0 | 0 | 0 | 0 | 0 | 0 | 4726377.4358 | 0 | 0 | 0 | 0 | -39192.9104 | 0 | 0 | 0 | 0 | 0 | 0 | 0 | -131438.2195 | 0 | 0 | 0 | 0 | 0 | 0
2016-01-08 15:00 | 0 | 0 | 0 | 0 | 264082.1912 | 225200.6068 | 476734 | 0 | 0 | 0 | 0 | 0 | 0 | 0 | 0 | 0 | 0 | 0 | 0 | 0 | 0 | 4736397.5687 | 0 | 0 | 0 | 0 | 0 | 0 | 0 | 0 | 0 | 0 | 0 | 0 | 0 | 0 | 0 | 0 | 12548.798 | 0 | 0
2016-01-08 16:00 | 0 | 0 | 0 | 0 | 109006.2148 | 384827.1097 | 475016 | 0 | 0 | 0 | 0 | 0 | 0 | 0 | 0 | 0 | 0 | 0 | 0 | 0 | 0 | 4751432.4827 | 0 | 0 | 0 | 0 | 0 | 0 | 0 | 0 | 0 | 0 | 0 | 0 | 0 | 0 | 0 | 0 | 18817.3245 | 0 | 0
2016-01-08 17:00 | 0 | 0 | 0 | 0 | 41023.7762 | 446456.5483 | 468663 | 0 | 0 | 0 | 0 | 0 | 0 | 0 | 0 | 0 | 0 | 0 | 0 | 0 | 0 | 4766467.3366 | 0 | 0 | 0 | 0 | 0 | 0 | 0 | 0 | 0 | 0 | 0 | 0 | 0 | 0 | 0 | 0 | 18817.3245 | 0 | 0
2016-01-08 18:00 | 0 | 0 | 0 | 0 | 193870.5475 | 437494.1664 | 463564 | 0 | 0 | 0 | 148983.3894 | 0 | 0 | 0 | 0 | 0 | 0 | 0 | 0 | 0 | 0 | 4781502.1303 | 0 | 0 | 0 | 0 | 148983.3894 | 0 | 0 | 0 | 0 | 0 | 0 | 0 | 0 | 0 | 0 | 0 | 18817.3245 | 0 | 0
2016-01-08 19:00 | 0 | 0 | 0 | 0 | 296496.5336 | 415052.9042 | 458952 | 0 | 0 | 0 | 297966.7787 | 0 | 0 | 0 | 0 | 0 | 0 | 84796.7239 | 0 | 0 | 0 | 4796536.8639 | 0 | 0 | 0 | 0 | 148983.3894 | 0 | 0 | 0 | 0 | 0 | 0 | 0 | 84796.7239 | 0 | 0 | 0 | 18817.3245 | 0 | 0
2016-01-08 20:00 | 0 | 0 | 0 | 0 | 329166.88 | 402394.4428 | 454537 | 0 | 0 | 0 | 446950.1681 | 0 | 0 | 0 | 0 | 0 | 0 | 194020.3329 | 0 | 0 | 0 | 4811571.5373 | 0 | 0 | 0 | 0 | 148983.3894 | 0 | 0 | 0 | 0 | 0 | 0 | 0 | 109223.6089 | 0 | 0 | 0 | 18817.3245 | 0 | 0
2016-01-08 21:00 | 0 | 0 | 0 | 0 | 0 | 394459.2968 | 454446 | 0 | 0 | 0 | 499584.36 | 0 | 0 | 0 | 0 | 0 | 0 | 62582.1134 | 0 | 0 | 0 | 4826606.1506 | 0 | 0 | 0 | 0 | 52634.1919 | 0 | 0 | 0 | 0 | 0 | 0 | 0 | -131438.2195 | 0 | 0 | 0 | 18817.3245 | 0 | 0
2016-01-08 22:00 | 0 | 0 | 0 | 0 | 373935.6199 | 349670.9872 | 463432 | 0 | 0 | 0 | 648567.7493 | 0 | 0 | 0 | 0 | 0 | 0 | 154956.0066 | 0 | 0 | 0 | 4841640.7038 | 0 | 0 | 0 | 0 | 148983.3894 | 0 | 0 | 0 | 0 | 0 | 0 | 0 | 92373.8932 | 0 | 0 | 0 | 18817.3245 | 0 | 0
2016-01-08 23:00 | 0 | 0 | 0 | 0 | 404741.7955 | 185913.0882 | 472623 | 0 | 0 | 0 | 616344.0891 | 0 | 0 | 0 | 0 | 0 | 0 | 286394.2261 | 0 | 0 | 0 | 4856675.1968 | 0 | 0 | 0 | 0 | -32223.6603 | 0 | 0 | 0 | 0 | 0 | 0 | 0 | 131438.2195 | 0 | 0 | 0 | 18817.3245 | 0 | 0
2016-01-09 | 0 | 0 | 0 | 0 | 416749.9293 | 3571.7249 | 473493 | 0 | 0 | 0 | 675793.6383 | 0 | 0 | 0 | 0 | 0 | 0 | 154956.0066 | 0 | 0 | 0 | 4871709.6297 | 0 | 0 | 0 | 0 | 59449.5492 | 0 | 0 | 0 | 0 | 0 | 0 | 0 | -131438.2195 | 0 | 0 | 0 | 18817.3245 | 0 | 0
2016-01-09 01:00 | 0 | 0 | 0 | 0 | 345155.0212 | 0 | 468337 | 0 | 0 | 0 | 526810.2489 | 0 | 0 | 0 | 0 | 0 | 0 | 161940.0926 | 0 | 0 | 0 | 4886744.0024 | 0 | 0 | 0 | 0 | -148983.3894 | 0 | 0 | 0 | 0 | 0 | 0 | 0 | 6984.086 | 0 | 0 | 0 | 18817.3245 | 0 | 0
2016-01-09 02:00 | 0 | 0 | 0 | 0 | 417267.1931 | 0 | 459225 | 0 | 0 | 0 | 597473.337 | 0 | 0 | 0 | 0 | 0 | 0 | 30501.8731 | 0 | 0 | 0 | 4901778.315 | 0 | 0 | 0 | 0 | 70663.0881 | 0 | 0 | 0 | 0 | 0 | 0 | 0 | -131438.2195 | 0 | 0 | 0 | 18817.3245 | 0 | 0
2016-01-09 03:00 | 0 | 0 | 0 | 0 | 414370.2815 | 0 | 443600 | 0 | 0 | 0 | 448489.9477 | 0 | 0 | 0 | 0 | 0 | 0 | 131438.2195 | 0 | 0 | 0 | 4916812.5675 | 0 | 0 | 0 | 0 | -148983.3894 | 0 | 0 | 0 | 0 | 0 | 0 | 0 | 100936.3464 | 0 | 0 | 0 | 18817.3245 | 0 | 0
2016-01-09 04:00 | 0 | 0 | 0 | 0 | 280802.4205 | 0 | 424303 | 0 | 0 | 0 | 417610.2632 | 0 | 0 | 0 | 0 | 0 | 0 | 0 | 0 | 0 | 0 | 4931846.7598 | 0 | 0 | 0 | 0 | -30879.6844 | 0 | 0 | 0 | 0 | 0 | 0 | 0 | -131438.2195 | 0 | 0 | 0 | 18817.3245 | 0 | 0
2016-01-09 05:00 | 0 | 0 | 0 | 0 | 407378.1546 | 0 | 406106 | 0 | 0 | 0 | 268626.8738 | 0 | 0 | 0 | 0 | 0 | 0 | 131438.2195 | 0 | 0 | 0 | 4946880.892 | 0 | 0 | 0 | 0 | -148983.3894 | 0 | 0 | 0 | 0 | 0 | 0 | 0 | 131438.2195 | 0 | 0 | 0 | 18817.3245 | 0 | 0
2016-01-09 06:00 | 0 | 0 | 0 | 0 | 426964.4943 | 0 | 390602 | 0 | 0 | 0 | 417610.2632 | 0 | 0 | 0 | 0 | 0 | 0 | 0 | 0 | 0 | 0 | 4961914.9641 | 0 | 0 | 0 | 0 | 148983.3894 | 0 | 0 | 0 | 0 | 0 | 0 | 0 | -131438.2195 | 0 | 0 | 0 | 18817.3245 | 0 | 0
2016-01-09 07:00 | 0 | 0 | 0 | 0 | 381481.1546 | 0 | 380209 | 0 | 0 | 0 | 268626.8738 | 0 | 0 | 0 | 0 | 0 | 0 | 131438.2195 | 0 | 0 | 0 | 4976948.976 | 0 | 0 | 0 | 0 | -148983.3894 | 0 | 0 | 0 | 0 | 0 | 0 | 0 | 131438.2195 | 0 | 0 | 0 | 18817.3245 | 0 | 0
2016-01-09 08:00 | 0 | 0 | 0 | 0 | 470912.5039 | 0 | 373855 | 0 | 0 | 0 | 417610.2632 | 0 | 0 | 0 | 0 | 0 | 0 | 60695.0095 | 0 | 0 | 0 | 4991982.9278 | 0 | 0 | 0 | 0 | 148983.3894 | 0 | 0 | 0 | 0 | 0 | 0 | 0 | -70743.21 | 0 | 0 | 0 | 18817.3245 | 0 | 0
2016-01-09 09:00 | 0 | 0 | 0 | 0 | 374092.1546 | 0 | 372820 | 0 | 0 | 0 | 268626.8738 | 0 | 0 | 0 | 0 | 0 | 0 | 192133.229 | 0 | 0 | 0 | 5007016.8195 | 0 | 0 | 0 | 0 | -148983.3894 | 0 | 0 | 0 | 0 | 0 | 0 | 0 | 131438.2195 | 0 | 0 | 0 | 18817.3245 | 0 | 0
2016-01-09 10:00 | 0 | 0 | 0 | 0 | 505417.6914 | 0 | 376458 | 0 | 0 | 0 | 417610.2632 | 0 | 0 | 0 | 0 | 0 | 0 | 153292.2066 | 0 | 0 | 0 | 5022050.651 | 0 | 0 | 0 | 0 | 148983.3894 | 0 | 0 | 0 | 0 | 0 | 0 | 0 | -38841.0224 | 0 | 0 | 0 | 18817.3245 | 0 | 0
2016-01-09 11:00 | 0 | 0 | 0 | 0 | 421587.4943 | 0 | 385225 | 0 | 0 | 0 | 566593.6526 | 0 | 0 | 0 | 0 | 0 | 0 | 21853.9871 | 0 | 0 | 0 | 5037084.4224 | 0 | 0 | 0 | 0 | 148983.3894 | 0 | 0 | 0 | 0 | 0 | 0 | 0 | -131438.2195 | 0 | 0 | 0 | 18817.3245 | 0 | 0
2016-01-09 12:00 | 0 | 0 | 0 | 0 | 315443.1569 | 0 | 400062 | 0 | 0 | 0 | 417610.2632 | 0 | 0 | 0 | 0 | 0 | 0 | 67401.2088 | 0 | 0 | 0 | 5052118.1336 | 0 | 0 | 0 | 0 | -148983.3894 | 0 | 0 | 0 | 0 | 0 | 0 | 0 | 45547.2218 | 0 | 0 | 0 | 18817.3245 | 0 | 0
2016-01-09 13:00 | 0 | 0 | 0 | 0 | 517820.4792 | 0.025761 | 417421 | 0 | 0 | 0 | 566593.6526 | 0 | 0 | 0 | 0 | 0 | 0 | 0 | 0 | 0 | 0 | 5067151.7847 | 0 | 0 | 0 | 0 | 148983.3894 | 0 | 0 | 0 | 0 | 0 | 0 | 0 | -67401.2088 | 0 | 0 | 0 | 18817.3245 | 0 | 0
2016-01-09 14:00 | 0 | 0 | 0 | 0 | 503557.8033 | 97374.5688 | 432775 | 0 | 0 | 0 | 715577.042 | 0 | 0 | 0 | 0 | 0 | 0 | 356.6583 | 0 | 0 | 0 | 5082185.3757 | 0 | 0 | 0 | 0 | 148983.3894 | 0 | 0 | 0 | 0 | 0 | 0 | 0 | 356.6583 | 0 | 0 | 0 | 18817.3245 | 0 | 0
2016-01-09 15:00 | 0 | 0 | 0 | 0 | 278912.0365 | 416202.4754 | 443504 | 0 | 0 | 0 | 864560.4313 | 0 | 0 | 0 | 0 | 0 | 0 | 84166.4563 | 0 | 0 | 0 | 5097218.9066 | 0 | 0 | 0 | 0 | 148983.3894 | 0 | 0 | 0 | 0 | 0 | 0 | 0 | 83809.798 | 0 | 0 | 0 | 18817.3245 | 0 | 0
2016-01-09 16:00 | 0 | 0 | 0 | 0 | 0 | 566742.1756 | 447564 | 0 | 0 | 0 | 1013543.8207 | 0 | 0 | 0 | 0 | 0 | 0 | 35543.918 | 0 | 0 | 0 | 5112252.3773 | 0 | 0 | 0 | 0 | 148983.3894 | 0 | 0 | 0 | 0 | 0 | 0 | 0 | -48622.5382 | 0 | 0 | 0 | 18817.3245 | 0 | 0
2016-01-09 17:00 | 0 | 0 | 0 | 0 | 0 | 578493.7958 | 446237 | 0 | 0 | 0 | 1162527.2101 | 0 | 0 | 0 | 0 | 0 | 0 | 0 | 0 | 0 | 0 | 5127285.7879 | 0 | 0 | 0 | 0 | 148983.3894 | 0 | 0 | 0 | 0 | 0 | 0 | 0 | -35543.918 | 0 | 0 | 0 | 18817.3245 | 0 | 0
2016-01-09 18:00 | 0 | 0 | 0 | 0 | 0 | 542774.137 | 441450 | 0 | 0 | 0 | 1245034.0226 | 0 | 0 | 0 | 0 | 0 | 0 | 0 | 0 | 0 | 0 | 5142319.1383 | 0 | 0 | 0 | 0 | 82506.8125 | 0 | 0 | 0 | 0 | 0 | 0 | 0 | 0 | 0 | 0 | 0 | 18817.3245 | 0 | 0
2016-01-09 19:00 | 0 | 0 | 0 | 0 | 212958.1474 | 523415.7859 | 437135 | 0 | 0 | 0 | 1394017.412 | 0 | 0 | 0 | 0 | 0 | 0 | 131438.2195 | 0 | 0 | 0 | 5157352.4286 | 0 | 0 | 0 | 0 | 148983.3894 | 0 | 0 | 0 | 0 | 0 | 0 | 0 | 131438.2195 | 0 | 0 | 0 | 18817.3245 | 0 | 0
2016-01-09 20:00 | 0 | 0 | 0 | 0 | 0 | 538058.3839 | 434799 | 0 | 0 | 0 | 1543000.8013 | 0 | 0 | 0 | 0 | 0 | 0 | 66896.8896 | 0 | 0 | 0 | 5172385.6588 | 0 | 0 | 0 | 0 | 148983.3894 | 0 | 0 | 0 | 0 | 0 | 0 | 0 | -64541.3299 | 0 | 0 | 0 | 18817.3245 | 0 | 0
2016-01-09 21:00 | 0 | 0 | 0 | 0 | 187511.8754 | 550475.0579 | 438748 | 0 | 0 | 0 | 1691984.1907 | 0 | 0 | 0 | 0 | 0 | 0 | 198335.1091 | 0 | 0 | 0 | 5187418.8288 | 0 | 0 | 0 | 0 | 148983.3894 | 0 | 0 | 0 | 0 | 0 | 0 | 0 | 131438.2195 | 0 | 0 | 0 | 18817.3245 | 0 | 0
2016-01-09 22:00 | 0 | 0 | 0 | 0 | 0 | 490164.9094 | 451099 | 0 | 0 | 0 | 1580794.5562 | 0 | 0 | 0 | 0 | 0 | 0 | 329773.3286 | 0 | 0 | 0 | 5202451.9387 | 0 | 0 | 0 | 0 | -111189.6345 | 0 | 0 | 0 | 0 | 0 | 0 | 0 | 131438.2195 | 0 | 0 | 0 | 18817.3245 | 0 | 0
2016-01-09 23:00 | 0 | 0 | 0 | 0 | 443839.0013 | 168245.1901 | 461966 | 0 | 0 | 0 | 1729777.9455 | 0 | 0 | 0 | 0 | 0 | 0 | 312090.8061 | 0 | 0 | 0 | 5217484.9885 | 0 | 0 | 0 | 0 | 148983.3894 | 0 | 0 | 0 | 0 | 0 | 0 | 0 | -17682.5225 | 0 | 0 | 0 | 18817.3245 | 0 | 0
2016-01-10 | 0 | 0 | 0 | 0 | 422217.6799 | 707.5933 | 466908 | 0 | 0 | 0 | 1580794.5562 | 0 | 0 | 0 | 0 | 0 | 0 | 398274.1442 | 0 | 0 | 0 | 5232517.9782 | 0 | 0 | 0 | 0 | -148983.3894 | 0 | 0 | 0 | 0 | 0 | 0 | 0 | 86183.3381 | 0 | 0 | 0 | 18817.3245 | 0 | 0
2016-01-10 01:00 | 0 | 0 | 0 | 0 | 405188.8394 | 0 | 465022 | 0 | 0 | 0 | 1431811.1668 | 0 | 0 | 0 | 0 | 0 | 0 | 468607.0485 | 0 | 0 | 0 | 5247550.9077 | 0 | 0 | 0 | 0 | -148983.3894 | 0 | 0 | 0 | 0 | 0 | 0 | 0 | 70332.9043 | 0 | 0 | 0 | 18817.3245 | 0 | 0
2016-01-10 02:00 | 0 | 0 | 0 | 0 | 390273.7137 | 0 | 458039 | 0 | 0 | 0 | 1476666.7755 | 0 | 0 | 0 | 0 | 0 | 0 | 337168.829 | 0 | 0 | 0 | 5262583.7771 | 0 | 0 | 0 | 0 | 44855.6087 | 0 | 0 | 0 | 0 | 0 | 0 | 0 | -131438.2195 | 0 | 0 | 0 | 18817.3245 | 0 | 0
2016-01-10 03:00 | 0 | 0 | 0 | 0 | 183618.7156 | 0 | 445223 | 0 | 0 | 0 | 1327683.3861 | 0 | 0 | 0 | 0 | 0 | 0 | 205730.6095 | 0 | 0 | 0 | 5277616.5863 | 0 | 0 | 0 | 0 | -148983.3894 | 0 | 0 | 0 | 0 | 0 | 0 | 0 | -131438.2195 | 0 | 0 | 0 | 18817.3245 | 0 | 0
2016-01-10 04:00 | 0 | 0 | 0 | 0 | 359195.1104 | 0 | 429865 | 0 | 0 | 0 | 1178699.9968 | 0 | 0 | 0 | 0 | 0 | 0 | 265226.7848 | 0 | 0 | 0 | 5292649.3354 | 0 | 0 | 0 | 0 | -148983.3894 | 0 | 0 | 0 | 0 | 0 | 0 | 0 | 59496.1753 | 0 | 0 | 0 | 18817.3245 | 0 | 0
2016-01-10 05:00 | 0 | 0 | 0 | 0 | 349204.5773 | 0 | 414836 | 0 | 0 | 0 | 1225689.469 | 0 | 0 | 0 | 0 | 0 | 0 | 133788.5653 | 0 | 0 | 0 | 5307682.0244 | 0 | 0 | 0 | 0 | 46989.4723 | 0 | 0 | 0 | 0 | 0 | 0 | 0 | -131438.2195 | 0 | 0 | 0 | 18817.3245 | 0 | 0
2016-01-10 06:00 | 0 | 0 | 0 | 0 | 341490.8419 | 0 | 401159 | 0 | 0 | 0 | 1076706.0797 | 0 | 0 | 0 | 0 | 0 | 0 | 204286.4721 | 0 | 0 | 0 | 5322714.6533 | 0 | 0 | 0 | 0 | -148983.3894 | 0 | 0 | 0 | 0 | 0 | 0 | 0 | 70497.9068 | 0 | 0 | 0 | 18817.3245 | 0 | 0
2016-01-10 07:00 | 0 | 0 | 0 | 0 | 334800.1497 | 0 | 391763 | 0 | 0 | 0 | 927722.6903 | 0 | 0 | 0 | 0 | 0 | 0 | 277489.6867 | 0 | 0 | 0 | 5337747.222 | 0 | 0 | 0 | 0 | -148983.3894 | 0 | 0 | 0 | 0 | 0 | 0 | 0 | 73203.2146 | 0 | 0 | 0 | 18817.3245 | 0 | 0
2016-01-10 08:00 | 0 | 0 | 0 | 0 | 328373.6038 | 0 | 387369 | 0 | 0 | 0 | 981348.1892 | 0 | 0 | 0 | 0 | 0 | 0 | 146051.4672 | 0 | 0 | 0 | 5352779.7306 | 0 | 0 | 0 | 0 | 53625.4989 | 0 | 0 | 0 | 0 | 0 | 0 | 0 | -131438.2195 | 0 | 0 | 0 | 18817.3245 | 0 | 0
2016-01-10 09:00 | 0 | 0 | 0 | 0 | 329878.742 | 0 | 386669 | 0 | 0 | 0 | 832364.7998 | 0 | 0 | 0 | 0 | 0 | 0 | 219427.274 | 0 | 0 | 0 | 5367812.1791 | 0 | 0 | 0 | 0 | -148983.3894 | 0 | 0 | 0 | 0 | 0 | 0 | 0 | 73375.8069 | 0 | 0 | 0 | 18817.3245 | 0 | 0
2016-01-10 10:00 | 0 | 0 | 0 | 0 | 336013.1268 | 0 | 390692 | 0 | 0 | 0 | 683381.4104 | 0 | 0 | 0 | 0 | 0 | 0 | 294914.4657 | 0 | 0 | 0 | 5382844.5674 | 0 | 0 | 0 | 0 | -148983.3894 | 0 | 0 | 0 | 0 | 0 | 0 | 0 | 75487.1917 | 0 | 0 | 0 | 18817.3245 | 0 | 0
2016-01-10 11:00 | 0 | 0 | 0 | 0 | 335565.886 | 0 | 400516 | 0 | 0 | 0 | 731052.1915 | 0 | 0 | 0 | 0 | 0 | 0 | 163476.2462 | 0 | 0 | 0 | 5397876.8956 | 0 | 0 | 0 | 0 | 47670.781 | 0 | 0 | 0 | 0 | 0 | 0 | 0 | -131438.2195 | 0 | 0 | 0 | 18817.3245 | 0 | 0
2016-01-10 12:00 | 0 | 0 | 0 | 0 | 324655.0817 | 0 | 415332 | 0 | 0 | 0 | 582068.8021 | 0 | 0 | 0 | 0 | 0 | 0 | 202965.3928 | 0 | 0 | 0 | 5412909.1637 | 0 | 0 | 0 | 0 | -148983.3894 | 0 | 0 | 0 | 0 | 0 | 0 | 0 | 39489.1466 | 0 | 0 | 0 | 18817.3245 | 0 | 0
2016-01-10 13:00 | 0 | 0 | 0 | 0 | 169926.5093 | 0.20628 | 431531 | 0 | 0 | 0 | 433085.4127 | 0 | 0 | 0 | 0 | 0 | 0 | 71527.1733 | 0 | 0 | 0 | 5427941.3716 | 0 | 0 | 0 | 0 | -148983.3894 | 0 | 0 | 0 | 0 | 0 | 0 | 0 | -131438.2195 | 0 | 0 | 0 | 18817.3245 | 0 | 0
2016-01-10 14:00 | 0 | 0 | 0 | 0 | 268317.8696 | 105746.8208 | 446224 | 0 | 0 | 0 | 413635.9519 | 0 | 0 | 0 | 0 | 0 | 0 | 0 | 0 | 0 | 0 | 5442973.5195 | 0 | 0 | 0 | 0 | -19449.4608 | 0 | 0 | 0 | 0 | 0 | 0 | 0 | -71527.1733 | 0 | 0 | 0 | 18817.3245 | 0 | 0
2016-01-10 15:00 | 0 | 0 | 0 | 0 | 194246.9112 | 362009.9678 | 454445 | 0 | 0 | 0 | 496630.5064 | 0 | 0 | 0 | 0 | 0 | 0 | 0 | 0 | 0 | 0 | 5458005.6072 | 0 | 0 | 0 | 0 | 82994.5545 | 0 | 0 | 0 | 0 | 0 | 0 | 0 | 0 | 0 | 0 | 0 | 18817.3245 | 0 | 0
2016-01-10 16:00 | 0 | 0 | 0 | 0 | 159210.9755 | 498230.6498 | 455969 | 0 | 0 | 0 | 547847.5877 | 0 | 0 | 0 | 0 | 0 | 0 | 131438.2195 | 0 | 0 | 0 | 5473037.6347 | 0 | 0 | 0 | 0 | 51217.0813 | 0 | 0 | 0 | 0 | 0 | 0 | 0 | 131438.2195 | 0 | 0 | 0 | 18817.3245 | 0 | 0
2016-01-10 17:00 | 0 | 0 | 0 | 0 | 63337.0383 | 529399.906 | 455005 | 0 | 0 | 0 | 696830.9771 | 0 | 0 | 0 | 0 | 0 | 0 | 101369.45 | 0 | 0 | 0 | 5488069.6022 | 0 | 0 | 0 | 0 | 148983.3894 | 0 | 0 | 0 | 0 | 0 | 0 | 0 | -30068.7695 | 0 | 0 | 0 | 18817.3245 | 0 | 0
2016-01-10 18:00 | 0 | 0 | 0 | 0 | 0 | 517107.2639 | 450676 | 0 | 0 | 0 | 845814.3665 | 0 | 0 | 0 | 0 | 0 | 0 | 0 | 0 | 0 | 0 | 5503101.5095 | 0 | 0 | 0 | 0 | 148983.3894 | 0 | 0 | 0 | 0 | 0 | 0 | 0 | -101369.45 | 0 | 0 | 0 | 18817.3245 | 0 | 0
2016-01-10 19:00 | 0 | 0 | 0 | 0 | 0 | 500988.8322 | 445348 | 0 | 0 | 0 | 751199.6547 | 0 | 0 | 0 | 0 | 0 | 0 | 131438.2195 | 0 | 0 | 0 | 5518133.3566 | 0 | 0 | 0 | 0 | -94614.7118 | 0 | 0 | 0 | 0 | 0 | 0 | 0 | 131438.2195 | 0 | 0 | 0 | 18817.3245 | 0 | 0
2016-01-10 20:00 | 0 | 0 | 0 | 0 | 239227.0311 | 500426.6975 | 441043 | 0 | 0 | 0 | 900183.0441 | 0 | 0 | 0 | 0 | 0 | 0 | 262248.2342 | 0 | 0 | 0 | 5533165.1437 | 0 | 0 | 0 | 0 | 148983.3894 | 0 | 0 | 0 | 0 | 0 | 0 | 0 | 130810.0147 | 0 | 0 | 0 | 18817.3245 | 0 | 0
2016-01-10 21:00 | 0 | 0 | 0 | 0 | 0 | 497798.1145 | 445970 | 0 | 0 | 0 | 1049166.4335 | 0 | 0 | 0 | 0 | 0 | 0 | 146275.6349 | 0 | 0 | 0 | 5548196.8706 | 0 | 0 | 0 | 0 | 148983.3894 | 0 | 0 | 0 | 0 | 0 | 0 | 0 | -115972.5993 | 0 | 0 | 0 | 18817.3245 | 0 | 0
2016-01-10 22:00 | 0 | 0 | 0 | 0 | 263822.4848 | 418939.3673 | 462762 | 0 | 0 | 0 | 1198149.8228 | 0 | 0 | 0 | 0 | 0 | 0 | 198474.7732 | 0 | 0 | 0 | 5563228.5374 | 0 | 0 | 0 | 0 | 148983.3894 | 0 | 0 | 0 | 0 | 0 | 0 | 0 | 52199.1383 | 0 | 0 | 0 | 18817.3245 | 0 | 0
2016-01-10 23:00 | 0 | 0 | 0 | 0 | 319042.7954 | 171407.0757 | 486387 | 0 | 0 | 0 | 1217400.2633 | 0 | 0 | 0 | 0 | 0 | 0 | 164469.8792 | 0 | 0 | 0 | 5578260.1441 | 0 | 0 | 0 | 0 | 19250.4405 | 0 | 0 | 0 | 0 | 0 | 0 | 0 | -34004.8939 | 0 | 0 | 0 | 18817.3245 | 0 | 0
2016-01-11 | 0 | 0 | 0 | 0 | 380820.749 | 2811.1466 | 499575 | 0 | 0 | 0 | 1068416.874 | 0 | 0 | 0 | 0 | 0 | 0 | 178692.8397 | 0 | 0 | 0 | 5593291.6906 | 0 | 0 | 0 | 0 | -148983.3894 | 0 | 0 | 0 | 0 | 0 | 0 | 0 | 14222.9605 | 0 | 0 | 0 | 18817.3245 | 0 | 0
2016-01-11 01:00 | 0 | 0 | 0 | 0 | 242158.7156 | 0 | 503763 | 0 | 0 | 0 | 919433.4846 | 0 | 0 | 0 | 0 | 0 | 0 | 47254.6202 | 0 | 0 | 0 | 5608323.1771 | 0 | 0 | 0 | 0 | -148983.3894 | 0 | 0 | 0 | 0 | 0 | 0 | 0 | -131438.2195 | 0 | 0 | 0 | 18817.3245 | 0 | 0
2016-01-11 02:00 | 0 | 0 | 0 | 0 | 453317.5344 | 0 | 499300 | 0 | 0 | 0 | 770450.0952 | 0 | 0 | 0 | 0 | 0 | 0 | 131438.2195 | 0 | 0 | 0 | 5623354.6034 | 0 | 0 | 0 | 0 | -148983.3894 | 0 | 0 | 0 | 0 | 0 | 0 | 0 | 84183.5993 | 0 | 0 | 0 | 18817.3245 | 0 | 0
2016-01-11 03:00 | 0 | 0 | 0 | 0 | 224685.7156 | 0 | 486290 | 0 | 0 | 0 | 621466.7059 | 0 | 0 | 0 | 0 | 0 | 0 | 0 | 0 | 0 | 0 | 5638385.9695 | 0 | 0 | 0 | 0 | -148983.3894 | 0 | 0 | 0 | 0 | 0 | 0 | 0 | -131438.2195 | 0 | 0 | 0 | 18817.3245 | 0 | 0
2016-01-11 04:00 | 0 | 0 | 0 | 0 | 470298.1546 | 0 | 469026 | 0 | 0 | 0 | 472483.3165 | 0 | 0 | 0 | 0 | 0 | 0 | 131438.2195 | 0 | 0 | 0 | 5653417.2756 | 0 | 0 | 0 | 0 | -148983.3894 | 0 | 0 | 0 | 0 | 0 | 0 | 0 | 131438.2195 | 0 | 0 | 0 | 18817.3245 | 0 | 0
2016-01-11 05:00 | 0 | 0 | 0 | 0 | 487819.6862 | 0 | 454916 | 0 | 0 | 0 | 517393.2678 | 0 | 0 | 0 | 0 | 0 | 0 | 100614.6299 | 0 | 0 | 0 | 5668448.5215 | 0 | 0 | 0 | 0 | 44909.9514 | 0 | 0 | 0 | 0 | 0 | 0 | 0 | -30823.5896 | 0 | 0 | 0 | 18817.3245 | 0 | 0
2016-01-11 06:00 | 0 | 0 | 0 | 0 | 446307.1546 | 0 | 445035 | 0 | 0 | 0 | 368409.8785 | 0 | 0 | 0 | 0 | 0 | 0 | 232052.8494 | 0 | 0 | 0 | 5683479.7073 | 0 | 0 | 0 | 0 | -148983.3894 | 0 | 0 | 0 | 0 | 0 | 0 | 0 | 131438.2195 | 0 | 0 | 0 | 18817.3245 | 0 | 0
2016-01-11 07:00 | 0 | 0 | 0 | 0 | 493874.0814 | 0 | 440399 | 0 | 0 | 0 | 517393.2678 | 0 | 0 | 0 | 0 | 0 | 0 | 117727.217 | 0 | 0 | 0 | 5698510.8329 | 0 | 0 | 0 | 0 | 148983.3894 | 0 | 0 | 0 | 0 | 0 | 0 | 0 | -114325.6325 | 0 | 0 | 0 | 18817.3245 | 0 | 0
2016-01-11 08:00 | 0 | 0 | 0 | 0 | 441899.1546 | 0 | 440627 | 0 | 0 | 0 | 368409.8785 | 0 | 0 | 0 | 0 | 0 | 0 | 249165.4365 | 0 | 0 | 0 | 5713541.8985 | 0 | 0 | 0 | 0 | -148983.3894 | 0 | 0 | 0 | 0 | 0 | 0 | 0 | 131438.2195 | 0 | 0 | 0 | 18817.3245 | 0 | 0
2016-01-11 09:00 | 0 | 0 | 0 | 0 | 472353.6762 | 0 | 447243 | 0 | 0 | 0 | 506141.4497 | 0 | 0 | 0 | 0 | 0 | 0 | 117727.217 | 0 | 0 | 0 | 5728572.9039 | 0 | 0 | 0 | 0 | 137731.5713 | 0 | 0 | 0 | 0 | 0 | 0 | 0 | -131438.2195 | 0 | 0 | 0 | 18817.3245 | 0 | 0
2016-01-11 10:00 | 0 | 0 | 0 | 0 | 453814.173 | 0 | 465391 | 0 | 0 | 0 | 357158.0604 | 0 | 0 | 0 | 0 | 0 | 0 | 236316.4549 | 0 | 0 | 0 | 5743603.8492 | 0 | 0 | 0 | 0 | -148983.3894 | 0 | 0 | 0 | 0 | 0 | 0 | 0 | 118589.2379 | 0 | 0 | 0 | 18817.3245 | 0 | 0
2016-01-11 11:00 | 0 | 0 | 0 | 0 | 442815.7877 | 0 | 503205 | 0 | 0 | 0 | 409389.7431 | 0 | 0 | 0 | 0 | 0 | 0 | 104878.2354 | 0 | 0 | 0 | 5758634.7344 | 0 | 0 | 0 | 0 | 52231.6827 | 0 | 0 | 0 | 0 | 0 | 0 | 0 | -131438.2195 | 0 | 0 | 0 | 18817.3245 | 0 | 0
2016-01-11 12:00 | 0 | 0 | 0 | 0 | 433886.9192 | 0 | 537493 | 0 | 0 | 0 | 260406.3537 | 0 | 0 | 0 | 0 | 0 | 0 | 131438.2195 | 0 | 0 | 0 | 5773665.5594 | 0 | 0 | 0 | 0 | -148983.3894 | 0 | 0 | 0 | 0 | 0 | 0 | 0 | 26559.9841 | 0 | 0 | 0 | 18817.3245 | 0 | 0
2016-01-11 13:00 | 0 | 0 | 0 | 0 | 432089.0904 | 0.057246 | 547765 | 0 | 0 | 0 | 257351.3964 | 0 | 0 | 0 | 0 | 0 | 0 | 0 | 0 | 0 | 0 | 5788696.3243 | 0 | 0 | 0 | 0 | -3054.9573 | 0 | 0 | 0 | 0 | 0 | 0 | 0 | -131438.2195 | 0 | 0 | 0 | 18817.3245 | 0 | 0
2016-01-11 14:00 | 0 | 0 | 0 | 0 | 319495.5731 | 94015.362 | 543677 | 0 | 0 | 0 | 108368.0071 | 0 | 0 | 0 | 0 | 0 | 0 | 0 | 0 | 0 | 0 | 5803727.0291 | 0 | 0 | 0 | 0 | -148983.3894 | 0 | 0 | 0 | 0 | 0 | 0 | 0 | 0 | 0 | 0 | 0 | 18817.3245 | 0 | 0
2016-01-11 15:00 | 0 | 0 | 0 | 0 | 323225.6516 | 475498.4843 | 535867 | 0 | 0 | 0 | 257351.3964 | 0 | 0 | 0 | 0 | 0 | 0 | 95056.4221 | 0 | 0 | 0 | 5818757.6738 | 0 | 0 | 0 | 0 | 148983.3894 | 0 | 0 | 0 | 0 | 0 | 0 | 0 | 95056.4221 | 0 | 0 | 0 | 18817.3245 | 0 | 0
2016-01-11 16:00 | 0 | 0 | 0 | 0 | 0 | 611845.946 | 524193 | 0 | 0 | 0 | 406334.7858 | 0 | 0 | 0 | 0 | 0 | 0 | 14908.6542 | 0 | 0 | 0 | 5833788.2584 | 0 | 0 | 0 | 0 | 148983.3894 | 0 | 0 | 0 | 0 | 0 | 0 | 0 | -80147.7679 | 0 | 0 | 0 | 18817.3245 | 0 | 0
2016-01-11 17:00 | 0 | 0 | 0 | 0 | 149059.3517 | 606206.1513 | 511046 | 0 | 0 | 0 | 555318.1752 | 0 | 0 | 0 | 0 | 0 | 0 | 91327.4434 | 0 | 0 | 0 | 5848818.7828 | 0 | 0 | 0 | 0 | 148983.3894 | 0 | 0 | 0 | 0 | 0 | 0 | 0 | 76418.7892 | 0 | 0 | 0 | 18817.3245 | 0 | 0
2016-01-11 18:00 | 0 | 0 | 0 | 0 | 0 | 577724.2705 | 501251 | 0 | 0 | 0 | 704301.5645 | 0 | 0 | 0 | 0 | 0 | 0 | 0 | 0 | 0 | 0 | 5863849.2471 | 0 | 0 | 0 | 0 | 148983.3894 | 0 | 0 | 0 | 0 | 0 | 0 | 0 | -91327.4434 | 0 | 0 | 0 | 18817.3245 | 0 | 0
2016-01-11 19:00 | 0 | 0 | 0 | 0 | 0 | 567345.1908 | 492140 | 0 | 0 | 0 | 629251.2113 | 0 | 0 | 0 | 0 | 0 | 0 | 131438.2195 | 0 | 0 | 0 | 5878879.6513 | 0 | 0 | 0 | 0 | -75050.3532 | 0 | 0 | 0 | 0 | 0 | 0 | 0 | 131438.2195 | 0 | 0 | 0 | 18817.3245 | 0 | 0
2016-01-11 20:00 | 0 | 0 | 0 | 0 | 200516.5112 | 584650.4221 | 485928 | 0 | 0 | 0 | 778234.6007 | 0 | 0 | 0 | 0 | 0 | 0 | 262876.439 | 0 | 0 | 0 | 5893909.9954 | 0 | 0 | 0 | 0 | 148983.3894 | 0 | 0 | 0 | 0 | 0 | 0 | 0 | 131438.2195 | 0 | 0 | 0 | 18817.3245 | 0 | 0
2016-01-11 21:00 | 0 | 0 | 0 | 0 | 0 | 612354.1631 | 488605 | 0 | 0 | 0 | 927217.9901 | 0 | 0 | 0 | 0 | 0 | 0 | 218824.8883 | 0 | 0 | 0 | 5908940.2793 | 0 | 0 | 0 | 0 | 148983.3894 | 0 | 0 | 0 | 0 | 0 | 0 | 0 | -44051.5507 | 0 | 0 | 0 | 18817.3245 | 0 | 0
2016-01-11 22:00 | 0 | 0 | 0 | 0 | 0 | 553491.4218 | 506939 | 0 | 0 | 0 | 823514.8679 | 0 | 0 | 0 | 0 | 0 | 0 | 350263.1078 | 0 | 0 | 0 | 5923970.5031 | 0 | 0 | 0 | 0 | -103703.1222 | 0 | 0 | 0 | 0 | 0 | 0 | 0 | 131438.2195 | 0 | 0 | 0 | 18817.3245 | 0 | 0
2016-01-11 23:00 | 0 | 0 | 0 | 0 | 369917.9783 | 192823.516 | 526379 | 0 | 0 | 0 | 972498.2572 | 0 | 0 | 0 | 0 | 0 | 0 | 218824.8883 | 0 | 0 | 0 | 5939000.6669 | 0 | 0 | 0 | 0 | 148983.3894 | 0 | 0 | 0 | 0 | 0 | 0 | 0 | -131438.2195 | 0 | 0 | 0 | 18817.3245 | 0 | 0
2016-01-12 | 0 | 0 | 0 | 0 | 322345.3514 | 2546.9149 | 542445 | 0 | 0 | 0 | 823514.8679 | 0 | 0 | 0 | 0 | 0 | 0 | 131438.2195 | 0 | 0 | 0 | 5954030.7704 | 0 | 0 | 0 | 0 | -148983.3894 | 0 | 0 | 0 | 0 | 0 | 0 | 0 | -87386.6688 | 0 | 0 | 0 | 18817.3245 | 0 | 0
2016-01-12 01:00 | 0 | 0 | 0 | 0 | 580001.4943 | 0 | 543639 | 0 | 0 | 0 | 972498.2572 | 0 | 0 | 0 | 0 | 0 | 0 | 0 | 0 | 0 | 0 | 5969060.8139 | 0 | 0 | 0 | 0 | 148983.3894 | 0 | 0 | 0 | 0 | 0 | 0 | 0 | -131438.2195 | 0 | 0 | 0 | 18817.3245 | 0 | 0
2016-01-12 02:00 | 0 | 0 | 0 | 0 | 616105.3859 | 0 | 535222 | 0 | 0 | 0 | 903126.0992 | 0 | 0 | 0 | 0 | 0 | 0 | 131438.2195 | 0 | 0 | 0 | 5984090.7972 | 0 | 0 | 0 | 0 | -69372.1581 | 0 | 0 | 0 | 0 | 0 | 0 | 0 | 131438.2195 | 0 | 0 | 0 | 18817.3245 | 0 | 0
2016-01-12 03:00 | 0 | 0 | 0 | 0 | 256163.7156 | 0 | 517768 | 0 | 0 | 0 | 754142.7098 | 0 | 0 | 0 | 0 | 0 | 0 | 0 | 0 | 0 | 0 | 5999120.7205 | 0 | 0 | 0 | 0 | -148983.3894 | 0 | 0 | 0 | 0 | 0 | 0 | 0 | -131438.2195 | 0 | 0 | 0 | 18817.3245 | 0 | 0
2016-01-12 04:00 | 0 | 0 | 0 | 0 | 495218.1546 | 0 | 493946 | 0 | 0 | 0 | 605159.3204 | 0 | 0 | 0 | 0 | 0 | 0 | 131438.2195 | 0 | 0 | 0 | 6014150.5836 | 0 | 0 | 0 | 0 | -148983.3894 | 0 | 0 | 0 | 0 | 0 | 0 | 0 | 131438.2195 | 0 | 0 | 0 | 18817.3245 | 0 | 0
2016-01-12 05:00 | 0 | 0 | 0 | 0 | 512470.4943 | 0 | 476108 | 0 | 0 | 0 | 754142.7098 | 0 | 0 | 0 | 0 | 0 | 0 | 0 | 0 | 0 | 0 | 6029180.3866 | 0 | 0 | 0 | 0 | 148983.3894 | 0 | 0 | 0 | 0 | 0 | 0 | 0 | -131438.2195 | 0 | 0 | 0 | 18817.3245 | 0 | 0
2016-01-12 06:00 | 0 | 0 | 0 | 0 | 464318.1546 | 0 | 463046 | 0 | 0 | 0 | 605159.3204 | 0 | 0 | 0 | 0 | 0 | 0 | 131438.2195 | 0 | 0 | 0 | 6044210.1294 | 0 | 0 | 0 | 0 | -148983.3894 | 0 | 0 | 0 | 0 | 0 | 0 | 0 | 131438.2195 | 0 | 0 | 0 | 18817.3245 | 0 | 0
2016-01-12 07:00 | 0 | 0 | 0 | 0 | 491270.4943 | 0 | 454908 | 0 | 0 | 0 | 754142.7098 | 0 | 0 | 0 | 0 | 0 | 0 | 0 | 0 | 0 | 0 | 6059239.8122 | 0 | 0 | 0 | 0 | 148983.3894 | 0 | 0 | 0 | 0 | 0 | 0 | 0 | -131438.2195 | 0 | 0 | 0 | 18817.3245 | 0 | 0
2016-01-12 08:00 | 0 | 0 | 0 | 0 | 689942.1353 | 0 | 451631 | 0 | 0 | 0 | 903126.0992 | 0 | 0 | 0 | 0 | 0 | 0 | 70510.4215 | 0 | 0 | 0 | 6074269.4348 | 0 | 0 | 0 | 0 | 148983.3894 | 0 | 0 | 0 | 0 | 0 | 0 | 0 | 70510.4215 | 0 | 0 | 0 | 18817.3245 | 0 | 0
2016-01-12 09:00 | 0 | 0 | 0 | 0 | 455898.1546 | 0 | 454626 | 0 | 0 | 0 | 754142.7098 | 0 | 0 | 0 | 0 | 0 | 0 | 201948.641 | 0 | 0 | 0 | 6089298.9973 | 0 | 0 | 0 | 0 | -148983.3894 | 0 | 0 | 0 | 0 | 0 | 0 | 0 | 131438.2195 | 0 | 0 | 0 | 18817.3245 | 0 | 0
2016-01-12 10:00 | 0 | 0 | 0 | 0 | 206718.7156 | 0 | 468323 | 0 | 0 | 0 | 605159.3204 | 0 | 0 | 0 | 0 | 0 | 0 | 70510.4215 | 0 | 0 | 0 | 6104328.4997 | 0 | 0 | 0 | 0 | -148983.3894 | 0 | 0 | 0 | 0 | 0 | 0 | 0 | -131438.2195 | 0 | 0 | 0 | 18817.3245 | 0 | 0
2016-01-12 11:00 | 0 | 0 | 0 | 0 | 473374.2509 | 0 | 501211 | 0 | 0 | 0 | 456175.931 | 0 | 0 | 0 | 0 | 0 | 0 | 172839.7373 | 0 | 0 | 0 | 6119357.942 | 0 | 0 | 0 | 0 | -148983.3894 | 0 | 0 | 0 | 0 | 0 | 0 | 0 | 102329.3158 | 0 | 0 | 0 | 18817.3245 | 0 | 0
2016-01-12 12:00 | 0 | 0 | 0 | 0 | 550430.1442 | 0 | 532066 | 0 | 0 | 0 | 587160.9703 | 0 | 0 | 0 | 0 | 0 | 0 | 41401.5178 | 0 | 0 | 0 | 6134387.3241 | 0 | 0 | 0 | 0 | 130985.0393 | 0 | 0 | 0 | 0 | 0 | 0 | 0 | -131438.2195 | 0 | 0 | 0 | 18817.3245 | 0 | 0
2016-01-12 13:00 | 0 | 0 | 0 | 0 | 499102.9933 | 0.64352 | 539233 | 0 | 0 | 0 | 438177.5809 | 0 | 0 | 0 | 0 | 0 | 0 | 131438.2195 | 0 | 0 | 0 | 6149416.6462 | 0 | 0 | 0 | 0 | -148983.3894 | 0 | 0 | 0 | 0 | 0 | 0 | 0 | 90036.7017 | 0 | 0 | 0 | 18817.3245 | 0 | 0
2016-01-12 14:00 | 0 | 0 | 0 | 0 | 392383.7727 | 127602.1034 | 532105 | 0 | 0 | 0 | 538679.3521 | 0 | 0 | 0 | 0 | 0 | 0 | 0 | 0 | 0 | 0 | 6164445.9081 | 0 | 0 | 0 | 0 | 100501.7711 | 0 | 0 | 0 | 0 | 0 | 0 | 0 | -131438.2195 | 0 | 0 | 0 | 18817.3245 | 0 | 0
2016-01-12 15:00 | 0 | 0 | 0 | 0 | 0 | 546741.2535 | 521670 | 0 | 0 | 0 | 510598.1747 | 0 | 0 | 0 | 0 | 0 | 0 | 34335.1063 | 0 | 0 | 0 | 6179475.1099 | 0 | 0 | 0 | 0 | -28081.1773 | 0 | 0 | 0 | 0 | 0 | 0 | 0 | 34335.1063 | 0 | 0 | 0 | 18817.3245 | 0 | 0
2016-01-12 16:00 | 0 | 0 | 0 | 0 | 160378.9138 | 648912.0195 | 510052 | 0 | 0 | 0 | 659581.5641 | 0 | 0 | 0 | 0 | 0 | 0 | 165773.3258 | 0 | 0 | 0 | 6194504.2516 | 0 | 0 | 0 | 0 | 148983.3894 | 0 | 0 | 0 | 0 | 0 | 0 | 0 | 131438.2195 | 0 | 0 | 0 | 18817.3245 | 0 | 0
2016-01-12 17:00 | 0 | 0 | 0 | 0 | 0 | 632231.6061 | 498062 | 0 | 0 | 0 | 808564.9535 | 0 | 0 | 0 | 0 | 0 | 0 | 132142.2181 | 0 | 0 | 0 | 6209533.3331 | 0 | 0 | 0 | 0 | 148983.3894 | 0 | 0 | 0 | 0 | 0 | 0 | 0 | -33631.1078 | 0 | 0 | 0 | 18817.3245 | 0 | 0
2016-01-12 18:00 | 0 | 0 | 0 | 0 | 0 | 594806.4091 | 488561 | 0 | 0 | 0 | 957548.3429 | 0 | 0 | 0 | 0 | 0 | 0 | 70586.9133 | 0 | 0 | 0 | 6224562.3546 | 0 | 0 | 0 | 0 | 148983.3894 | 0 | 0 | 0 | 0 | 0 | 0 | 0 | -61555.3048 | 0 | 0 | 0 | 18817.3245 | 0 | 0
2016-01-12 19:00 | 0 | 0 | 0 | 0 | 0 | 577969.8006 | 480756 | 0 | 0 | 0 | 1106531.7322 | 0 | 0 | 0 | 0 | 0 | 0 | 0 | 0 | 0 | 0 | 6239591.3159 | 0 | 0 | 0 | 0 | 148983.3894 | 0 | 0 | 0 | 0 | 0 | 0 | 0 | -70586.9133 | 0 | 0 | 0 | 18817.3245 | 0 | 0
2016-01-12 20:00 | 0 | 0 | 0 | 0 | 0 | 592321.5338 | 474428 | 0 | 0 | 0 | 1074169.722 | 0 | 0 | 0 | 0 | 0 | 0 | 131438.2195 | 0 | 0 | 0 | 6254620.2171 | 0 | 0 | 0 | 0 | -32362.0102 | 0 | 0 | 0 | 0 | 0 | 0 | 0 | 131438.2195 | 0 | 0 | 0 | 18817.3245 | 0 | 0
2016-01-12 21:00 | 0 | 0 | 0 | 0 | 0 | 619528.5137 | 476053 | 0 | 0 | 0 | 1223153.1114 | 0 | 0 | 0 | 0 | 0 | 0 | 107113.0194 | 0 | 0 | 0 | 6269649.0582 | 0 | 0 | 0 | 0 | 148983.3894 | 0 | 0 | 0 | 0 | 0 | 0 | 0 | -24325.2001 | 0 | 0 | 0 | 18817.3245 | 0 | 0
2016-01-12 22:00 | 0 | 0 | 0 | 0 | 0 | 567020.4868 | 492115 | 0 | 0 | 0 | 1372136.5008 | 0 | 0 | 0 | 0 | 0 | 0 | 14217.7923 | 0 | 0 | 0 | 6284677.8392 | 0 | 0 | 0 | 0 | 148983.3894 | 0 | 0 | 0 | 0 | 0 | 0 | 0 | -92895.227 | 0 | 0 | 0 | 18817.3245 | 0 | 0
2016-01-12 23:00 | 0 | 0 | 0 | 0 | 304068.6415 | 202980.566 | 513200 | 0 | 0 | 0 | 1223153.1114 | 0 | 0 | 0 | 0 | 0 | 0 | 138233.0647 | 0 | 0 | 0 | 6299706.5601 | 0 | 0 | 0 | 0 | -148983.3894 | 0 | 0 | 0 | 0 | 0 | 0 | 0 | 124015.2724 | 0 | 0 | 0 | 18817.3245 | 0 | 0
2016-01-13 | 0 | 0 | 0 | 0 | 384606.029 | 3324.0609 | 524891 | 0 | 0 | 0 | 1074169.722 | 0 | 0 | 0 | 0 | 0 | 0 | 131438.2195 | 0 | 0 | 0 | 6314735.2209 | 0 | 0 | 0 | 0 | -148983.3894 | 0 | 0 | 0 | 0 | 0 | 0 | 0 | -6794.8452 | 0 | 0 | 0 | 18817.3245 | 0 | 0
2016-01-13 01:00 | 0 | 0 | 0 | 0 | 264467.7156 | 0 | 526072 | 0 | 0 | 0 | 925186.3326 | 0 | 0 | 0 | 0 | 0 | 0 | 0 | 0 | 0 | 0 | 6329763.8215 | 0 | 0 | 0 | 0 | -148983.3894 | 0 | 0 | 0 | 0 | 0 | 0 | 0 | -131438.2195 | 0 | 0 | 0 | 18817.3245 | 0 | 0
2016-01-13 02:00 | 0 | 0 | 0 | 0 | 520730.1546 | 0 | 519458 | 0 | 0 | 0 | 776202.9433 | 0 | 0 | 0 | 0 | 0 | 0 | 131438.2195 | 0 | 0 | 0 | 6344792.362 | 0 | 0 | 0 | 0 | -148983.3894 | 0 | 0 | 0 | 0 | 0 | 0 | 0 | 131438.2195 | 0 | 0 | 0 | 18817.3245 | 0 | 0
2016-01-13 03:00 | 0 | 0 | 0 | 0 | 242244.7156 | 0 | 503849 | 0 | 0 | 0 | 627219.5539 | 0 | 0 | 0 | 0 | 0 | 0 | 0 | 0 | 0 | 0 | 6359820.8425 | 0 | 0 | 0 | 0 | -148983.3894 | 0 | 0 | 0 | 0 | 0 | 0 | 0 | -131438.2195 | 0 | 0 | 0 | 18817.3245 | 0 | 0
2016-01-13 04:00 | 0 | 0 | 0 | 0 | 484741.1546 | 0 | 483469 | 0 | 0 | 0 | 478236.1645 | 0 | 0 | 0 | 0 | 0 | 0 | 131438.2195 | 0 | 0 | 0 | 6374849.2628 | 0 | 0 | 0 | 0 | -148983.3894 | 0 | 0 | 0 | 0 | 0 | 0 | 0 | 131438.2195 | 0 | 0 | 0 | 18817.3245 | 0 | 0
2016-01-13 05:00 | 0 | 0 | 0 | 0 | 651490.6139 | 0 | 465481 | 0 | 0 | 0 | 541068.1532 | 0 | 0 | 0 | 0 | 0 | 0 | 235798.5203 | 0 | 0 | 0 | 6389877.623 | 0 | 0 | 0 | 0 | 62831.9886 | 0 | 0 | 0 | 0 | 0 | 0 | 0 | 104360.3008 | 0 | 0 | 0 | 18817.3245 | 0 | 0
2016-01-13 06:00 | 0 | 0 | 0 | 0 | 193318.7156 | 0 | 454923 | 0 | 0 | 0 | 392084.7638 | 0 | 0 | 0 | 0 | 0 | 0 | 104360.3008 | 0 | 0 | 0 | 6404905.923 | 0 | 0 | 0 | 0 | -148983.3894 | 0 | 0 | 0 | 0 | 0 | 0 | 0 | -131438.2195 | 0 | 0 | 0 | 18817.3245 | 0 | 0
2016-01-13 07:00 | 0 | 0 | 0 | 0 | 643753.6326 | 0 | 448875 | 0 | 0 | 0 | 541068.1532 | 0 | 0 | 0 | 0 | 0 | 0 | 131438.2195 | 0 | 0 | 0 | 6419934.163 | 0 | 0 | 0 | 0 | 148983.3894 | 0 | 0 | 0 | 0 | 0 | 0 | 0 | 27077.9187 | 0 | 0 | 0 | 18817.3245 | 0 | 0
2016-01-13 08:00 | 0 | 0 | 0 | 0 | 448701.1546 | 0 | 447429 | 0 | 0 | 0 | 392084.7638 | 0 | 0 | 0 | 0 | 0 | 0 | 262876.439 | 0 | 0 | 0 | 6434962.3428 | 0 | 0 | 0 | 0 | -148983.3894 | 0 | 0 | 0 | 0 | 0 | 0 | 0 | 131438.2195 | 0 | 0 | 0 | 18817.3245 | 0 | 0
2016-01-13 09:00 | 0 | 0 | 0 | 0 | 488570.4943 | 0 | 452208 | 0 | 0 | 0 | 541068.1532 | 0 | 0 | 0 | 0 | 0 | 0 | 131438.2195 | 0 | 0 | 0 | 6449990.4626 | 0 | 0 | 0 | 0 | 148983.3894 | 0 | 0 | 0 | 0 | 0 | 0 | 0 | -131438.2195 | 0 | 0 | 0 | 18817.3245 | 0 | 0
2016-01-13 10:00 | 0 | 0 | 0 | 0 | 470959.1546 | 0 | 469687 | 0 | 0 | 0 | 392084.7638 | 0 | 0 | 0 | 0 | 0 | 0 | 262876.439 | 0 | 0 | 0 | 6465018.5222 | 0 | 0 | 0 | 0 | -148983.3894 | 0 | 0 | 0 | 0 | 0 | 0 | 0 | 131438.2195 | 0 | 0 | 0 | 18817.3245 | 0 | 0
2016-01-13 11:00 | 0 | 0 | 0 | 0 | 541753.4943 | 0 | 505391 | 0 | 0 | 0 | 541068.1532 | 0 | 0 | 0 | 0 | 0 | 0 | 131438.2195 | 0 | 0 | 0 | 6480046.5217 | 0 | 0 | 0 | 0 | 148983.3894 | 0 | 0 | 0 | 0 | 0 | 0 | 0 | -131438.2195 | 0 | 0 | 0 | 18817.3245 | 0 | 0
2016-01-13 12:00 | 0 | 0 | 0 | 0 | 538418.1546 | 0 | 537146 | 0 | 0 | 0 | 392084.7638 | 0 | 0 | 0 | 0 | 0 | 0 | 262876.439 | 0 | 0 | 0 | 6495074.4611 | 0 | 0 | 0 | 0 | -148983.3894 | 0 | 0 | 0 | 0 | 0 | 0 | 0 | 131438.2195 | 0 | 0 | 0 | 18817.3245 | 0 | 0
2016-01-13 13:00 | 0 | 0 | 0 | 0 | 574453.1378 | 1.1647 | 545012 | 0 | 0 | 0 | 534147.9613 | 0 | 0 | 0 | 0 | 0 | 0 | 131438.2195 | 0 | 0 | 0 | 6510102.3404 | 0 | 0 | 0 | 0 | 142063.1975 | 0 | 0 | 0 | 0 | 0 | 0 | 0 | -131438.2195 | 0 | 0 | 0 | 18817.3245 | 0 | 0
2016-01-13 14:00 | 0 | 0 | 0 | 0 | 220683.8862 | 54945.8294 | 537234 | 0 | 0 | 0 | 385164.5719 | 0 | 0 | 0 | 0 | 0 | 0 | 0 | 0 | 0 | 0 | 6525130.1596 | 0 | 0 | 0 | 0 | -148983.3894 | 0 | 0 | 0 | 0 | 0 | 0 | 0 | -131438.2195 | 0 | 0 | 0 | 18817.3245 | 0 | 0
2016-01-13 15:00 | 0 | 0 | 0 | 0 | 298697.0491 | 479289.6787 | 525619 | 0 | 0 | 0 | 487276.7557 | 0 | 0 | 0 | 0 | 0 | 0 | 131438.2195 | 0 | 0 | 0 | 6540157.9186 | 0 | 0 | 0 | 0 | 102112.1838 | 0 | 0 | 0 | 0 | 0 | 0 | 0 | 131438.2195 | 0 | 0 | 0 | 18817.3245 | 0 | 0
2016-01-13 16:00 | 0 | 0 | 0 | 0 | 0 | 573343.7467 | 512003 | 0 | 0 | 0 | 568550.8278 | 0 | 0 | 0 | 0 | 0 | 0 | 92687.5696 | 0 | 0 | 0 | 6555185.6176 | 0 | 0 | 0 | 0 | 81274.0721 | 0 | 0 | 0 | 0 | 0 | 0 | 0 | -38750.6499 | 0 | 0 | 0 | 18817.3245 | 0 | 0
2016-01-13 17:00 | 0 | 0 | 0 | 0 | 0 | 573996.1442 | 498883 | 0 | 0 | 0 | 717534.2172 | 0 | 0 | 0 | 0 | 0 | 0 | 0 | 0 | 0 | 0 | 6570213.2564 | 0 | 0 | 0 | 0 | 148983.3894 | 0 | 0 | 0 | 0 | 0 | 0 | 0 | -92687.5696 | 0 | 0 | 0 | 18817.3245 | 0 | 0
2016-01-13 18:00 | 0 | 0 | 0 | 0 | 0 | 552377.4288 | 487741 | 0 | 0 | 0 | 715661.1712 | 0 | 0 | 0 | 0 | 0 | 0 | 47692.1504 | 0 | 0 | 0 | 6585240.8352 | 0 | 0 | 0 | 0 | -1873.046 | 0 | 0 | 0 | 0 | 0 | 0 | 0 | 47692.1504 | 0 | 0 | 0 | 18817.3245 | 0 | 0
2016-01-13 19:00 | 0 | 0 | 0 | 0 | 0 | 539891.8961 | 480098 | 0 | 0 | 0 | 625199.5233 | 0 | 0 | 0 | 0 | 0 | 0 | 179130.3699 | 0 | 0 | 0 | 6600268.3538 | 0 | 0 | 0 | 0 | -90461.6479 | 0 | 0 | 0 | 0 | 0 | 0 | 0 | 131438.2195 | 0 | 0 | 0 | 18817.3245 | 0 | 0
2016-01-13 20:00 | 0 | 0 | 0 | 0 | 0 | 553773.1213 | 475714 | 0 | 0 | 0 | 774182.9126 | 0 | 0 | 0 | 0 | 0 | 0 | 89388.7774 | 0 | 0 | 0 | 6615295.8123 | 0 | 0 | 0 | 0 | 148983.3894 | 0 | 0 | 0 | 0 | 0 | 0 | 0 | -89741.5925 | 0 | 0 | 0 | 18817.3245 | 0 | 0
2016-01-13 21:00 | 0 | 0 | 0 | 0 | 0 | 566720.7973 | 479086 | 0 | 0 | 0 | 923166.302 | 0 | 0 | 0 | 0 | 0 | 0 | 9222.8608 | 0 | 0 | 0 | 6630323.2107 | 0 | 0 | 0 | 0 | 148983.3894 | 0 | 0 | 0 | 0 | 0 | 0 | 0 | -80165.9166 | 0 | 0 | 0 | 18817.3245 | 0 | 0
2016-01-13 22:00 | 0 | 0 | 0 | 0 | 0 | 487588.2938 | 495539 | 0 | 0 | 0 | 774182.9126 | 0 | 0 | 0 | 0 | 0 | 0 | 131438.2195 | 0 | 0 | 0 | 6645350.549 | 0 | 0 | 0 | 0 | -148983.3894 | 0 | 0 | 0 | 0 | 0 | 0 | 0 | 122215.3587 | 0 | 0 | 0 | 18817.3245 | 0 | 0
2016-01-13 23:00 | 0 | 0 | 0 | 0 | 379633.1927 | 172041.3016 | 515312 | 0 | 0 | 0 | 923166.302 | 0 | 0 | 0 | 0 | 0 | 0 | 0 | 0 | 0 | 0 | 6660377.8272 | 0 | 0 | 0 | 0 | 148983.3894 | 0 | 0 | 0 | 0 | 0 | 0 | 0 | -131438.2195 | 0 | 0 | 0 | 18817.3245 | 0 | 0
2016-01-14 | 0 | 0 | 0 | 0 | 523171.6534 | 3831.5013 | 525731 | 0 | 0 | 0 | 774182.9126 | 0 | 0 | 0 | 0 | 0 | 0 | 131438.2195 | 0 | 0 | 0 | 6675405.0453 | 0 | 0 | 0 | 0 | -148983.3894 | 0 | 0 | 0 | 0 | 0 | 0 | 0 | 131438.2195 | 0 | 0 | 0 | 18817.3245 | 0 | 0
2016-01-14 01:00 | 0 | 0 | 0 | 0 | 264183.7156 | 0 | 525788 | 0 | 0 | 0 | 625199.5233 | 0 | 0 | 0 | 0 | 0 | 0 | 0 | 0 | 0 | 0 | 6690432.2032 | 0 | 0 | 0 | 0 | -148983.3894 | 0 | 0 | 0 | 0 | 0 | 0 | 0 | -131438.2195 | 0 | 0 | 0 | 18817.3245 | 0 | 0
2016-01-14 02:00 | 0 | 0 | 0 | 0 | 519493.1546 | 0 | 518221 | 0 | 0 | 0 | 476216.1339 | 0 | 0 | 0 | 0 | 0 | 0 | 131438.2195 | 0 | 0 | 0 | 6705459.3011 | 0 | 0 | 0 | 0 | -148983.3894 | 0 | 0 | 0 | 0 | 0 | 0 | 0 | 131438.2195 | 0 | 0 | 0 | 18817.3245 | 0 | 0
2016-01-14 03:00 | 0 | 0 | 0 | 0 | 535447.4943 | 0 | 499085 | 0 | 0 | 0 | 625199.5233 | 0 | 0 | 0 | 0 | 0 | 0 | 0 | 0 | 0 | 0 | 6720486.3388 | 0 | 0 | 0 | 0 | 148983.3894 | 0 | 0 | 0 | 0 | 0 | 0 | 0 | -131438.2195 | 0 | 0 | 0 | 18817.3245 | 0 | 0
2016-01-14 04:00 | 0 | 0 | 0 | 0 | 477331.1546 | 0 | 476059 | 0 | 0 | 0 | 476216.1339 | 0 | 0 | 0 | 0 | 0 | 0 | 131438.2195 | 0 | 0 | 0 | 6735513.3165 | 0 | 0 | 0 | 0 | -148983.3894 | 0 | 0 | 0 | 0 | 0 | 0 | 0 | 131438.2195 | 0 | 0 | 0 | 18817.3245 | 0 | 0
2016-01-14 05:00 | 0 | 0 | 0 | 0 | 492329.4943 | 0 | 455967 | 0 | 0 | 0 | 625199.5233 | 0 | 0 | 0 | 0 | 0 | 0 | 0 | 0 | 0 | 0 | 6750540.234 | 0 | 0 | 0 | 0 | 148983.3894 | 0 | 0 | 0 | 0 | 0 | 0 | 0 | -131438.2195 | 0 | 0 | 0 | 18817.3245 | 0 | 0
2016-01-14 06:00 | 0 | 0 | 0 | 0 | 444698.1546 | 0 | 443426 | 0 | 0 | 0 | 476216.1339 | 0 | 0 | 0 | 0 | 0 | 0 | 131438.2195 | 0 | 0 | 0 | 6765567.0914 | 0 | 0 | 0 | 0 | -148983.3894 | 0 | 0 | 0 | 0 | 0 | 0 | 0 | 131438.2195 | 0 | 0 | 0 | 18817.3245 | 0 | 0
2016-01-14 07:00 | 0 | 0 | 0 | 0 | 470987.4943 | 0 | 434625 | 0 | 0 | 0 | 625199.5233 | 0 | 0 | 0 | 0 | 0 | 0 | 0 | 0 | 0 | 0 | 6780593.8888 | 0 | 0 | 0 | 0 | 148983.3894 | 0 | 0 | 0 | 0 | 0 | 0 | 0 | -131438.2195 | 0 | 0 | 0 | 18817.3245 | 0 | 0
2016-01-14 08:00 | 0 | 0 | 0 | 0 | 431595.1546 | 0 | 430323 | 0 | 0 | 0 | 476216.1339 | 0 | 0 | 0 | 0 | 0 | 0 | 131438.2195 | 0 | 0 | 0 | 6795620.626 | 0 | 0 | 0 | 0 | -148983.3894 | 0 | 0 | 0 | 0 | 0 | 0 | 0 | 131438.2195 | 0 | 0 | 0 | 18817.3245 | 0 | 0
2016-01-14 09:00 | 0 | 0 | 0 | 0 | 470244.4943 | 0 | 433882 | 0 | 0 | 0 | 625199.5233 | 0 | 0 | 0 | 0 | 0 | 0 | 0 | 0 | 0 | 0 | 6810647.3031 | 0 | 0 | 0 | 0 | 148983.3894 | 0 | 0 | 0 | 0 | 0 | 0 | 0 | -131438.2195 | 0 | 0 | 0 | 18817.3245 | 0 | 0
2016-01-14 10:00 | 0 | 0 | 0 | 0 | 450320.1546 | 0 | 449048 | 0 | 0 | 0 | 476216.1339 | 0 | 0 | 0 | 0 | 0 | 0 | 131438.2195 | 0 | 0 | 0 | 6825673.9201 | 0 | 0 | 0 | 0 | -148983.3894 | 0 | 0 | 0 | 0 | 0 | 0 | 0 | 131438.2195 | 0 | 0 | 0 | 18817.3245 | 0 | 0
2016-01-14 11:00 | 0 | 0 | 0 | 0 | 672597.1756 | 0 | 482678 | 0 | 0 | 0 | 625199.5233 | 0 | 0 | 0 | 0 | 0 | 0 | 153556.6812 | 0 | 0 | 0 | 6840700.477 | 0 | 0 | 0 | 0 | 148983.3894 | 0 | 0 | 0 | 0 | 0 | 0 | 0 | 22118.4617 | 0 | 0 | 0 | 18817.3245 | 0 | 0
2016-01-14 12:00 | 0 | 0 | 0 | 0 | 250220.7156 | 0 | 511825 | 0 | 0 | 0 | 476216.1339 | 0 | 0 | 0 | 0 | 0 | 0 | 22118.4617 | 0 | 0 | 0 | 6855726.9737 | 0 | 0 | 0 | 0 | -148983.3894 | 0 | 0 | 0 | 0 | 0 | 0 | 0 | -131438.2195 | 0 | 0 | 0 | 18817.3245 | 0 | 0
2016-01-14 13:00 | 0 | 0 | 0 | 0 | 666464.9164 | 0 | 518934 | 0 | 0 | 0 | 495609.968 | 0 | 0 | 0 | 0 | 0 | 0 | 131438.2195 | 0 | 0 | 0 | 6870753.4104 | 0 | 0 | 0 | 0 | 19393.8341 | 0 | 0 | 0 | 0 | 0 | 0 | 0 | 109319.7578 | 0 | 0 | 0 | 18817.3245 | 0 | 0
2016-01-14 14:00 | 0 | 0 | 0 | 0 | 120728.4903 | 128832.2253 | 511165 | 0 | 0 | 0 | 346626.5786 | 0 | 0 | 0 | 0 | 0 | 0 | 0 | 0 | 0 | 0 | 6885779.787 | 0 | 0 | 0 | 0 | -148983.3894 | 0 | 0 | 0 | 0 | 0 | 0 | 0 | -131438.2195 | 0 | 0 | 0 | 18817.3245 | 0 | 0
2016-01-14 15:00 | 0 | 0 | 0 | 0 | 323368.6193 | 475644.314 | 499774 | 0 | 0 | 0 | 495609.968 | 0 | 0 | 0 | 0 | 0 | 0 | 131438.2195 | 0 | 0 | 0 | 6900806.1035 | 0 | 0 | 0 | 0 | 148983.3894 | 0 | 0 | 0 | 0 | 0 | 0 | 0 | 131438.2195 | 0 | 0 | 0 | 18817.3245 | 0 | 0
2016-01-14 16:00 | 0 | 0 | 0 | 0 | 0 | 578813.0052 | 485758 | 0 | 0 | 0 | 644593.3573 | 0 | 0 | 0 | 0 | 0 | 0 | 56692.5108 | 0 | 0 | 0 | 6915832.3598 | 0 | 0 | 0 | 0 | 148983.3894 | 0 | 0 | 0 | 0 | 0 | 0 | 0 | -74745.7087 | 0 | 0 | 0 | 18817.3245 | 0 | 0
2016-01-14 17:00 | 0 | 0 | 0 | 0 | 0 | 596522.7352 | 471708 | 0 | 0 | 0 | 793576.7467 | 0 | 0 | 0 | 0 | 0 | 0 | 13706.5321 | 0 | 0 | 0 | 6930858.5561 | 0 | 0 | 0 | 0 | 148983.3894 | 0 | 0 | 0 | 0 | 0 | 0 | 0 | -42985.9787 | 0 | 0 | 0 | 18817.3245 | 0 | 0
2016-01-14 18:00 | 0 | 0 | 0 | 0 | 187516.0069 | 573719.9264 | 461997 | 0 | 0 | 0 | 942560.1361 | 0 | 0 | 0 | 0 | 0 | 0 | 145144.7516 | 0 | 0 | 0 | 6945884.6922 | 0 | 0 | 0 | 0 | 148983.3894 | 0 | 0 | 0 | 0 | 0 | 0 | 0 | 131438.2195 | 0 | 0 | 0 | 18817.3245 | 0 | 0
2016-01-14 19:00 | 0 | 0 | 0 | 0 | 0 | 554537.9535 | 454127 | 0 | 0 | 0 | 1091543.5255 | 0 | 0 | 0 | 0 | 0 | 0 | 77754.9913 | 0 | 0 | 0 | 6960910.7683 | 0 | 0 | 0 | 0 | 148983.3894 | 0 | 0 | 0 | 0 | 0 | 0 | 0 | -67389.7603 | 0 | 0 | 0 | 18817.3245 | 0 | 0
2016-01-14 20:00 | 0 | 0 | 0 | 0 | 0 | 562177.4764 | 449692 | 0 | 0 | 0 | 1053773.4578 | 0 | 0 | 0 | 0 | 0 | 0 | 209193.2108 | 0 | 0 | 0 | 6975936.7842 | 0 | 0 | 0 | 0 | -37770.0676 | 0 | 0 | 0 | 0 | 0 | 0 | 0 | 131438.2195 | 0 | 0 | 0 | 18817.3245 | 0 | 0
2016-01-14 21:00 | 0 | 0 | 0 | 0 | 177890.7868 | 572881.1465 | 451533 | 0 | 0 | 0 | 1202756.8472 | 0 | 0 | 0 | 0 | 0 | 0 | 340631.4303 | 0 | 0 | 0 | 6990962.7401 | 0 | 0 | 0 | 0 | 148983.3894 | 0 | 0 | 0 | 0 | 0 | 0 | 0 | 131438.2195 | 0 | 0 | 0 | 18817.3245 | 0 | 0
2016-01-14 22:00 | 0 | 0 | 0 | 0 | 0 | 499205.0983 | 463636 | 0 | 0 | 0 | 1350946.8405 | 0 | 0 | 0 | 0 | 0 | 0 | 209193.2108 | 0 | 0 | 0 | 7005988.6358 | 0 | 0 | 0 | 0 | 148189.9933 | 0 | 0 | 0 | 0 | 0 | 0 | 0 | -131438.2195 | 0 | 0 | 0 | 18817.3245 | 0 | 0
2016-01-14 23:00 | 0 | 0 | 0 | 0 | 438444.1747 | 192607.9127 | 481986 | 0 | 0 | 0 | 1499930.2299 | 0 | 0 | 0 | 0 | 0 | 0 | 190458.5843 | 0 | 0 | 0 | 7021014.4714 | 0 | 0 | 0 | 0 | 148983.3894 | 0 | 0 | 0 | 0 | 0 | 0 | 0 | -18734.6265 | 0 | 0 | 0 | 18817.3245 | 0 | 0
2016-01-15 | 0 | 0 | 0 | 0 | 226837.0036 | 2629.7121 | 491071 | 0 | 0 | 0 | 1350946.8405 | 0 | 0 | 0 | 0 | 0 | 0 | 59020.3648 | 0 | 0 | 0 | 7036040.247 | 0 | 0 | 0 | 0 | -148983.3894 | 0 | 0 | 0 | 0 | 0 | 0 | 0 | -131438.2195 | 0 | 0 | 0 | 18817.3245 | 0 | 0
2016-01-15 01:00 | 0 | 0 | 0 | 0 | 703155.0714 | 0 | 490964 | 0 | 0 | 0 | 1412882.368 | 0 | 0 | 0 | 0 | 0 | 0 | 190458.5843 | 0 | 0 | 0 | 7051065.9624 | 0 | 0 | 0 | 0 | 61935.5274 | 0 | 0 | 0 | 0 | 0 | 0 | 0 | 131438.2195 | 0 | 0 | 0 | 18817.3245 | 0 | 0
2016-01-15 02:00 | 0 | 0 | 0 | 0 | 220654.7156 | 0 | 482259 | 0 | 0 | 0 | 1263898.9786 | 0 | 0 | 0 | 0 | 0 | 0 | 59020.3648 | 0 | 0 | 0 | 7066091.6177 | 0 | 0 | 0 | 0 | -148983.3894 | 0 | 0 | 0 | 0 | 0 | 0 | 0 | -131438.2195 | 0 | 0 | 0 | 18817.3245 | 0 | 0
2016-01-15 03:00 | 0 | 0 | 0 | 0 | 702911.5685 | 0 | 462693 | 0 | 0 | 0 | 1412882.368 | 0 | 0 | 0 | 0 | 0 | 0 | 131438.2195 | 0 | 0 | 0 | 7081117.2129 | 0 | 0 | 0 | 0 | 148983.3894 | 0 | 0 | 0 | 0 | 0 | 0 | 0 | 72417.8547 | 0 | 0 | 0 | 18817.3245 | 0 | 0
2016-01-15 04:00 | 0 | 0 | 0 | 0 | 179130.7156 | 0 | 440735 | 0 | 0 | 0 | 1263898.9786 | 0 | 0 | 0 | 0 | 0 | 0 | 0 | 0 | 0 | 0 | 7096142.748 | 0 | 0 | 0 | 0 | -148983.3894 | 0 | 0 | 0 | 0 | 0 | 0 | 0 | -131438.2195 | 0 | 0 | 0 | 18817.3245 | 0 | 0
2016-01-15 05:00 | 0 | 0 | 0 | 0 | 681162.8707 | 0 | 420298 | 0 | 0 | 0 | 1374508.3053 | 0 | 0 | 0 | 0 | 0 | 0 | 131438.2195 | 0 | 0 | 0 | 7111168.2231 | 0 | 0 | 0 | 0 | 110609.3267 | 0 | 0 | 0 | 0 | 0 | 0 | 0 | 131438.2195 | 0 | 0 | 0 | 18817.3245 | 0 | 0
2016-01-15 06:00 | 0 | 0 | 0 | 0 | 144481.7156 | 0 | 406086 | 0 | 0 | 0 | 1225524.9159 | 0 | 0 | 0 | 0 | 0 | 0 | 0 | 0 | 0 | 0 | 7126193.638 | 0 | 0 | 0 | 0 | -148983.3894 | 0 | 0 | 0 | 0 | 0 | 0 | 0 | -131438.2195 | 0 | 0 | 0 | 18817.3245 | 0 | 0
2016-01-15 07:00 | 0 | 0 | 0 | 0 | 657387.6637 | 0 | 397042 | 0 | 0 | 0 | 1374508.3053 | 0 | 0 | 0 | 0 | 0 | 0 | 92544.9498 | 0 | 0 | 0 | 7141218.9928 | 0 | 0 | 0 | 0 | 148983.3894 | 0 | 0 | 0 | 0 | 0 | 0 | 0 | 92544.9498 | 0 | 0 | 0 | 18817.3245 | 0 | 0
2016-01-15 08:00 | 0 | 0 | 0 | 0 | 642337.4808 | 0 | 392675 | 0 | 0 | 0 | 1523491.6946 | 0 | 0 | 0 | 0 | 0 | 0 | 174406.7168 | 0 | 0 | 0 | 7156244.2875 | 0 | 0 | 0 | 0 | 148983.3894 | 0 | 0 | 0 | 0 | 0 | 0 | 0 | 81861.7669 | 0 | 0 | 0 | 18817.3245 | 0 | 0
2016-01-15 09:00 | 0 | 0 | 0 | 0 | 133156.7156 | 0 | 394761 | 0 | 0 | 0 | 1374508.3053 | 0 | 0 | 0 | 0 | 0 | 0 | 42968.4972 | 0 | 0 | 0 | 7171269.5221 | 0 | 0 | 0 | 0 | -148983.3894 | 0 | 0 | 0 | 0 | 0 | 0 | 0 | -131438.2195 | 0 | 0 | 0 | 18817.3245 | 0 | 0
2016-01-15 10:00 | 0 | 0 | 0 | 0 | 612652.1851 | 0 | 407359 | 0 | 0 | 0 | 1429545.9464 | 0 | 0 | 0 | 0 | 0 | 0 | 174406.7168 | 0 | 0 | 0 | 7186294.6966 | 0 | 0 | 0 | 0 | 55037.6411 | 0 | 0 | 0 | 0 | 0 | 0 | 0 | 131438.2195 | 0 | 0 | 0 | 18817.3245 | 0 | 0
2016-01-15 11:00 | 0 | 0 | 0 | 0 | 473028.4943 | 0 | 436666 | 0 | 0 | 0 | 1578529.3357 | 0 | 0 | 0 | 0 | 0 | 0 | 42968.4972 | 0 | 0 | 0 | 7201319.811 | 0 | 0 | 0 | 0 | 148983.3894 | 0 | 0 | 0 | 0 | 0 | 0 | 0 | -131438.2195 | 0 | 0 | 0 | 18817.3245 | 0 | 0
2016-01-15 12:00 | 0 | 0 | 0 | 0 | 467457.1546 | 0 | 466185 | 0 | 0 | 0 | 1429545.9464 | 0 | 0 | 0 | 0 | 0 | 0 | 174406.7168 | 0 | 0 | 0 | 7216344.8653 | 0 | 0 | 0 | 0 | -148983.3894 | 0 | 0 | 0 | 0 | 0 | 0 | 0 | 131438.2195 | 0 | 0 | 0 | 18817.3245 | 0 | 0
2016-01-15 13:00 | 0 | 0 | 0 | 0 | 215945.2185 | 2.4971 | 477552 | 0 | 0 | 0 | 1280562.557 | 0 | 0 | 0 | 0 | 0 | 0 | 42968.4972 | 0 | 0 | 0 | 7231369.8595 | 0 | 0 | 0 | 0 | -148983.3894 | 0 | 0 | 0 | 0 | 0 | 0 | 0 | -131438.2195 | 0 | 0 | 0 | 18817.3245 | 0 | 0
2016-01-15 14:00 | 0 | 0 | 0 | 0 | 343139.8388 | 138372.3158 | 480240 | 0 | 0 | 0 | 1131579.1676 | 0 | 0 | 0 | 0 | 0 | 0 | 174406.7168 | 0 | 0 | 0 | 7246394.7936 | 0 | 0 | 0 | 0 | -148983.3894 | 0 | 0 | 0 | 0 | 0 | 0 | 0 | 131438.2195 | 0 | 0 | 0 | 18817.3245 | 0 | 0
2016-01-15 15:00 | 0 | 0 | 0 | 0 | 301514.6245 | 330962.807 | 481526 | 0 | 0 | 0 | 1280562.557 | 0 | 0 | 0 | 0 | 0 | 0 | 157557.4344 | 0 | 0 | 0 | 7261419.6677 | 0 | 0 | 0 | 0 | 148983.3894 | 0 | 0 | 0 | 0 | 0 | 0 | 0 | -16849.2823 | 0 | 0 | 0 | 18817.3245 | 0 | 0
2016-01-15 16:00 | 0 | 0 | 0 | 0 | 272622.0541 | 444728.4128 | 477244 | 0 | 0 | 0 | 1429545.9464 | 0 | 0 | 0 | 0 | 0 | 0 | 229863.1875 | 0 | 0 | 0 | 7276444.4816 | 0 | 0 | 0 | 0 | 148983.3894 | 0 | 0 | 0 | 0 | 0 | 0 | 0 | 72305.753 | 0 | 0 | 0 | 18817.3245 | 0 | 0
2016-01-15 17:00 | 0 | 0 | 0 | 0 | 0 | 475998.5657 | 470535 | 0 | 0 | 0 | 1535578.3596 | 0 | 0 | 0 | 0 | 0 | 0 | 110477.0154 | 0 | 0 | 0 | 7291469.2354 | 0 | 0 | 0 | 0 | 106032.4132 | 0 | 0 | 0 | 0 | 0 | 0 | 0 | -119386.172 | 0 | 0 | 0 | 18817.3245 | 0 | 0
2016-01-15 18:00 | 0 | 0 | 0 | 0 | 252038.9241 | 470045.9012 | 464809 | 0 | 0 | 0 | 1684561.749 | 0 | 0 | 0 | 0 | 0 | 0 | 199952.1268 | 0 | 0 | 0 | 7306493.9291 | 0 | 0 | 0 | 0 | 148983.3894 | 0 | 0 | 0 | 0 | 0 | 0 | 0 | 89475.1114 | 0 | 0 | 0 | 18817.3245 | 0 | 0
2016-01-15 19:00 | 0 | 0 | 0 | 0 | 0 | 464404.5579 | 459306 | 0 | 0 | 0 | 1802281.2019 | 0 | 0 | 0 | 0 | 0 | 0 | 68513.9073 | 0 | 0 | 0 | 7321518.5627 | 0 | 0 | 0 | 0 | 117719.4529 | 0 | 0 | 0 | 0 | 0 | 0 | 0 | -131438.2195 | 0 | 0 | 0 | 18817.3245 | 0 | 0
2016-01-15 20:00 | 0 | 0 | 0 | 0 | 280874.3511 | 460043.5145 | 455638 | 0 | 0 | 0 | 1951264.5913 | 0 | 0 | 0 | 0 | 0 | 0 | 185993.0591 | 0 | 0 | 0 | 7336543.1362 | 0 | 0 | 0 | 0 | 148983.3894 | 0 | 0 | 0 | 0 | 0 | 0 | 0 | 117479.1517 | 0 | 0 | 0 | 18817.3245 | 0 | 0
2016-01-15 21:00 | 0 | 0 | 0 | 0 | 0 | 448025.6985 | 456911 | 0 | 0 | 0 | 1802281.2019 | 0 | 0 | 0 | 0 | 0 | 0 | 307273.8224 | 0 | 0 | 0 | 7351567.6496 | 0 | 0 | 0 | 0 | -148983.3894 | 0 | 0 | 0 | 0 | 0 | 0 | 0 | 121280.7633 | 0 | 0 | 0 | 18817.3245 | 0 | 0
2016-01-15 22:00 | 0 | 0 | 0 | 0 | 298279.8858 | 394744.0067 | 464155 | 0 | 0 | 0 | 1951264.5913 | 0 | 0 | 0 | 0 | 0 | 0 | 368342.0011 | 0 | 0 | 0 | 7366592.1029 | 0 | 0 | 0 | 0 | 148983.3894 | 0 | 0 | 0 | 0 | 0 | 0 | 0 | 61068.1787 | 0 | 0 | 0 | 18817.3245 | 0 | 0
2016-01-15 23:00 | 0 | 0 | 0 | 0 | 333349.3029 | 188086.4853 | 471864 | 0 | 0 | 0 | 1850580.8355 | 0 | 0 | 0 | 0 | 0 | 0 | 499780.2206 | 0 | 0 | 0 | 7381616.4961 | 0 | 0 | 0 | 0 | -100683.7558 | 0 | 0 | 0 | 0 | 0 | 0 | 0 | 131438.2195 | 0 | 0 | 0 | 18817.3245 | 0 | 0
2016-01-16 | 0 | 0 | 0 | 0 | 351551.0754 | 5749.366 | 473518 | 0 | 0 | 0 | 1701597.4462 | 0 | 0 | 0 | 0 | 0 | 0 | 513728.7269 | 0 | 0 | 0 | 7396640.8293 | 0 | 0 | 0 | 0 | -148983.3894 | 0 | 0 | 0 | 0 | 0 | 0 | 0 | 13948.5063 | 0 | 0 | 0 | 18817.3245 | 0 | 0
2016-01-16 01:00 | 0 | 0 | 0 | 0 | 350459.3242 | 0 | 469990 | 0 | 0 | 0 | 1694687.6654 | 0 | 0 | 0 | 0 | 0 | 0 | 382290.5074 | 0 | 0 | 0 | 7411665.1023 | 0 | 0 | 0 | 0 | -6909.7807 | 0 | 0 | 0 | 0 | 0 | 0 | 0 | -131438.2195 | 0 | 0 | 0 | 18817.3245 | 0 | 0
2016-01-16 02:00 | 0 | 0 | 0 | 0 | 341582.0665 | 0 | 462067 | 0 | 0 | 0 | 1545704.276 | 0 | 0 | 0 | 0 | 0 | 0 | 391971.6388 | 0 | 0 | 0 | 7426689.3152 | 0 | 0 | 0 | 0 | -148983.3894 | 0 | 0 | 0 | 0 | 0 | 0 | 0 | 9681.1314 | 0 | 0 | 0 | 18817.3245 | 0 | 0
2016-01-16 03:00 | 0 | 0 | 0 | 0 | 336286.2556 | 0 | 446898 | 0 | 0 | 0 | 1547713.4266 | 0 | 0 | 0 | 0 | 0 | 0 | 260533.4193 | 0 | 0 | 0 | 7441713.468 | 0 | 0 | 0 | 0 | 2009.1506 | 0 | 0 | 0 | 0 | 0 | 0 | 0 | -131438.2195 | 0 | 0 | 0 | 18817.3245 | 0 | 0
2016-01-16 04:00 | 0 | 0 | 0 | 0 | 333373.3565 | 0 | 429098 | 0 | 0 | 0 | 1564609.6782 | 0 | 0 | 0 | 0 | 0 | 0 | 129095.1998 | 0 | 0 | 0 | 7456737.5608 | 0 | 0 | 0 | 0 | 16896.2516 | 0 | 0 | 0 | 0 | 0 | 0 | 0 | -131438.2195 | 0 | 0 | 0 | 18817.3245 | 0 | 0
2016-01-16 05:00 | 0 | 0 | 0 | 0 | 329811.5822 | 0 | 411200 | 0 | 0 | 0 | 1415626.2888 | 0 | 0 | 0 | 0 | 0 | 0 | 177872.8468 | 0 | 0 | 0 | 7471761.5934 | 0 | 0 | 0 | 0 | -148983.3894 | 0 | 0 | 0 | 0 | 0 | 0 | 0 | 48777.6471 | 0 | 0 | 0 | 18817.3245 | 0 | 0
2016-01-16 06:00 | 0 | 0 | 0 | 0 | 328628.8043 | 0 | 397507 | 0 | 0 | 0 | 1266642.8995 | 0 | 0 | 0 | 0 | 0 | 0 | 239160.716 | 0 | 0 | 0 | 7486785.566 | 0 | 0 | 0 | 0 | -148983.3894 | 0 | 0 | 0 | 0 | 0 | 0 | 0 | 61287.8692 | 0 | 0 | 0 | 18817.3245 | 0 | 0
2016-01-16 07:00 | 0 | 0 | 0 | 0 | 330408.1944 | 0 | 388116 | 0 | 0 | 0 | 1117659.5101 | 0 | 0 | 0 | 0 | 0 | 0 | 311618.9753 | 0 | 0 | 0 | 7501809.4784 | 0 | 0 | 0 | 0 | -148983.3894 | 0 | 0 | 0 | 0 | 0 | 0 | 0 | 72458.2593 | 0 | 0 | 0 | 18817.3245 | 0 | 0
2016-01-16 08:00 | 0 | 0 | 0 | 0 | 333401.6208 | 0 | 383335 | 0 | 0 | 0 | 968676.1207 | 0 | 0 | 0 | 0 | 0 | 0 | 391851.661 | 0 | 0 | 0 | 7516833.3307 | 0 | 0 | 0 | 0 | -148983.3894 | 0 | 0 | 0 | 0 | 0 | 0 | 0 | 80232.6857 | 0 | 0 | 0 | 18817.3245 | 0 | 0
2016-01-16 09:00 | 0 | 0 | 0 | 0 | 333535.7902 | 0 | 382836 | 0 | 0 | 0 | 1031996.806 | 0 | 0 | 0 | 0 | 0 | 0 | 260413.4415 | 0 | 0 | 0 | 7531857.123 | 0 | 0 | 0 | 0 | 63320.6852 | 0 | 0 | 0 | 0 | 0 | 0 | 0 | -131438.2195 | 0 | 0 | 0 | 18817.3245 | 0 | 0
2016-01-16 10:00 | 0 | 0 | 0 | 0 | 344128.1233 | 0 | 388193 | 0 | 0 | 0 | 1100552.8243 | 0 | 0 | 0 | 0 | 0 | 0 | 128975.222 | 0 | 0 | 0 | 7546880.8552 | 0 | 0 | 0 | 0 | 68556.0183 | 0 | 0 | 0 | 0 | 0 | 0 | 0 | -131438.2195 | 0 | 0 | 0 | 18817.3245 | 0 | 0
2016-01-16 11:00 | 0 | 0 | 0 | 0 | 321248.8933 | 0 | 398613 | 0 | 0 | 0 | 951569.4349 | 0 | 0 | 0 | 0 | 0 | 0 | 181777.1803 | 0 | 0 | 0 | 7561904.5272 | 0 | 0 | 0 | 0 | -148983.3894 | 0 | 0 | 0 | 0 | 0 | 0 | 0 | 52801.9582 | 0 | 0 | 0 | 18817.3245 | 0 | 0
2016-01-16 12:00 | 0 | 0 | 0 | 0 | 365890.1939 | 0 | 414957 | 0 | 0 | 0 | 802586.0455 | 0 | 0 | 0 | 0 | 0 | 0 | 262876.439 | 0 | 0 | 0 | 7576928.1392 | 0 | 0 | 0 | 0 | -148983.3894 | 0 | 0 | 0 | 0 | 0 | 0 | 0 | 81099.2588 | 0 | 0 | 0 | 18817.3245 | 0 | 0
2016-01-16 13:00 | 0 | 0 | 0 | 0 | 365262.9736 | 0 | 431737 | 0 | 0 | 0 | 848732.9141 | 0 | 0 | 0 | 0 | 0 | 0 | 131438.2195 | 0 | 0 | 0 | 7591951.6911 | 0 | 0 | 0 | 0 | 46146.8686 | 0 | 0 | 0 | 0 | 0 | 0 | 0 | -131438.2195 | 0 | 0 | 0 | 18817.3245 | 0 | 0
2016-01-16 14:00 | 0 | 0 | 0 | 0 | 329714.071 | 55697.0154 | 445036 | 0 | 0 | 0 | 901728.8956 | 0 | 0 | 0 | 0 | 0 | 0 | 0 | 0 | 0 | 0 | 7606975.1828 | 0 | 0 | 0 | 0 | 52995.9815 | 0 | 0 | 0 | 0 | 0 | 0 | 0 | -131438.2195 | 0 | 0 | 0 | 18817.3245 | 0 | 0
2016-01-16 15:00 | 0 | 0 | 0 | 0 | 0 | 370320.4122 | 450767 | 0 | 0 | 0 | 802464.9833 | 0 | 0 | 0 | 0 | 0 | 0 | 0 | 0 | 0 | 0 | 7621998.6145 | 0 | 0 | 0 | 0 | -99263.9123 | 0 | 0 | 0 | 0 | 0 | 0 | 0 | 0 | 0 | 0 | 0 | 18817.3245 | 0 | 0
2016-01-16 16:00 | 0 | 0 | 0 | 0 | 268722.2254 | 468373.5171 | 449596 | 0 | 0 | 0 | 951448.3726 | 0 | 0 | 0 | 0 | 0 | 0 | 119699.0286 | 0 | 0 | 0 | 7637021.9861 | 0 | 0 | 0 | 0 | 148983.3894 | 0 | 0 | 0 | 0 | 0 | 0 | 0 | 119699.0286 | 0 | 0 | 0 | 18817.3245 | 0 | 0
2016-01-16 17:00 | 0 | 0 | 0 | 0 | 5375.2621 | 487902.4231 | 445176 | 0 | 0 | 0 | 1100431.762 | 0 | 0 | 0 | 0 | 0 | 0 | 0 | 0 | 0 | 0 | 7652045.2976 | 0 | 0 | 0 | 0 | 148983.3894 | 0 | 0 | 0 | 0 | 0 | 0 | 0 | -119699.0286 | 0 | 0 | 0 | 18817.3245 | 0 | 0
2016-01-16 18:00 | 0 | 0 | 0 | 0 | 261829.9364 | 476101.997 | 438693 | 0 | 0 | 0 | 1249415.1514 | 0 | 0 | 0 | 0 | 0 | 0 | 131438.2195 | 0 | 0 | 0 | 7667068.549 | 0 | 0 | 0 | 0 | 148983.3894 | 0 | 0 | 0 | 0 | 0 | 0 | 0 | 131438.2195 | 0 | 0 | 0 | 18817.3245 | 0 | 0
2016-01-16 19:00 | 0 | 0 | 0 | 0 | 118805.7631 | 470461.7996 | 433491 | 0 | 0 | 0 | 1398398.5408 | 0 | 0 | 0 | 0 | 0 | 0 | 119414.0684 | 0 | 0 | 0 | 7682091.7403 | 0 | 0 | 0 | 0 | 148983.3894 | 0 | 0 | 0 | 0 | 0 | 0 | 0 | -12024.1511 | 0 | 0 | 0 | 18817.3245 | 0 | 0
2016-01-16 20:00 | 0 | 0 | 0 | 0 | 257463.4478 | 472363.4855 | 430588 | 0 | 0 | 0 | 1547381.9301 | 0 | 0 | 0 | 0 | 0 | 0 | 250852.2879 | 0 | 0 | 0 | 7697114.8716 | 0 | 0 | 0 | 0 | 148983.3894 | 0 | 0 | 0 | 0 | 0 | 0 | 0 | 131438.2195 | 0 | 0 | 0 | 18817.3245 | 0 | 0
2016-01-16 21:00 | 0 | 0 | 0 | 0 | 265037.8391 | 467742.0942 | 433541 | 0 | 0 | 0 | 1696365.3195 | 0 | 0 | 0 | 0 | 0 | 0 | 382290.5074 | 0 | 0 | 0 | 7712137.9427 | 0 | 0 | 0 | 0 | 148983.3894 | 0 | 0 | 0 | 0 | 0 | 0 | 0 | 131438.2195 | 0 | 0 | 0 | 18817.3245 | 0 | 0
2016-01-16 22:00 | 0 | 0 | 0 | 0 | 318442.8309 | 388563.5672 | 444810 | 0 | 0 | 0 | 1808306.1736 | 0 | 0 | 0 | 0 | 0 | 0 | 513728.7269 | 0 | 0 | 0 | 7727160.9537 | 0 | 0 | 0 | 0 | 111940.8541 | 0 | 0 | 0 | 0 | 0 | 0 | 0 | 131438.2195 | 0 | 0 | 0 | 18817.3245 | 0 | 0
2016-01-16 23:00 | 0 | 0 | 0 | 0 | 305296.7522 | 135635.3933 | 460141 | 0 | 0 | 0 | 1770279.9946 | 0 | 0 | 0 | 0 | 0 | 0 | 513728.7269 | 0 | 0 | 0 | 7742183.9047 | 0 | 0 | 0 | 0 | -38026.179 | 0 | 0 | 0 | 0 | 0 | 0 | 0 | 0 | 0 | 0 | 0 | 18817.3245 | 0 | 0
2016-01-17 | 0 | 0 | 0 | 0 | 301974.0073 | 3637.8832 | 466002 | 0 | 0 | 0 | 1722510.7801 | 0 | 0 | 0 | 0 | 0 | 0 | 382290.5074 | 0 | 0 | 0 | 7757206.7955 | 0 | 0 | 0 | 0 | -47769.2145 | 0 | 0 | 0 | 0 | 0 | 0 | 0 | -131438.2195 | 0 | 0 | 0 | 18817.3245 | 0 | 0
2016-01-17 01:00 | 0 | 0 | 0 | 0 | 303501.0135 | 0 | 466202 | 0 | 0 | 0 | 1672430.6886 | 0 | 0 | 0 | 0 | 0 | 0 | 250852.2879 | 0 | 0 | 0 | 7772229.6263 | 0 | 0 | 0 | 0 | -50080.0915 | 0 | 0 | 0 | 0 | 0 | 0 | 0 | -131438.2195 | 0 | 0 | 0 | 18817.3245 | 0 | 0
2016-01-17 02:00 | 0 | 0 | 0 | 0 | 317558.8385 | 0 | 461031 | 0 | 0 | 0 | 1523447.2992 | 0 | 0 | 0 | 0 | 0 | 0 | 237546.1913 | 0 | 0 | 0 | 7787252.3969 | 0 | 0 | 0 | 0 | -148983.3894 | 0 | 0 | 0 | 0 | 0 | 0 | 0 | -13306.0966 | 0 | 0 | 0 | 18817.3245 | 0 | 0
2016-01-17 03:00 | 0 | 0 | 0 | 0 | 337947.902 | 0 | 449651 | 0 | 0 | 0 | 1374463.9099 | 0 | 0 | 0 | 0 | 0 | 0 | 256009.1582 | 0 | 0 | 0 | 7802275.1075 | 0 | 0 | 0 | 0 | -148983.3894 | 0 | 0 | 0 | 0 | 0 | 0 | 0 | 18462.9669 | 0 | 0 | 0 | 18817.3245 | 0 | 0
2016-01-17 04:00 | 0 | 0 | 0 | 0 | 366020.5544 | 0 | 433925 | 0 | 0 | 0 | 1225480.5205 | 0 | 0 | 0 | 0 | 0 | 0 | 318270.7774 | 0 | 0 | 0 | 7817297.758 | 0 | 0 | 0 | 0 | -148983.3894 | 0 | 0 | 0 | 0 | 0 | 0 | 0 | 62261.6193 | 0 | 0 | 0 | 18817.3245 | 0 | 0
2016-01-17 05:00 | 0 | 0 | 0 | 0 | 397560.7584 | 0 | 420780 | 0 | 0 | 0 | 1076497.1311 | 0 | 0 | 0 | 0 | 0 | 0 | 425217.6007 | 0 | 0 | 0 | 7832320.3484 | 0 | 0 | 0 | 0 | -148983.3894 | 0 | 0 | 0 | 0 | 0 | 0 | 0 | 106946.8233 | 0 | 0 | 0 | 18817.3245 | 0 | 0
2016-01-17 06:00 | 0 | 0 | 0 | 0 | 426743.9101 | 0 | 409148 | 0 | 0 | 0 | 1206713.9363 | 0 | 0 | 0 | 0 | 0 | 0 | 293779.3812 | 0 | 0 | 0 | 7847342.8787 | 0 | 0 | 0 | 0 | 130216.8051 | 0 | 0 | 0 | 0 | 0 | 0 | 0 | -131438.2195 | 0 | 0 | 0 | 18817.3245 | 0 | 0
2016-01-17 07:00 | 0 | 0 | 0 | 0 | 445289.1125 | 0 | 400726 | 0 | 0 | 0 | 1288443.5616 | 0 | 0 | 0 | 0 | 0 | 0 | 237795.5438 | 0 | 0 | 0 | 7862365.3489 | 0 | 0 | 0 | 0 | 81729.6254 | 0 | 0 | 0 | 0 | 0 | 0 | 0 | -55983.8374 | 0 | 0 | 0 | 18817.3245 | 0 | 0
2016-01-17 08:00 | 0 | 0 | 0 | 0 | 449584.0507 | 0 | 397107 | 0 | 0 | 0 | 1190665.0684 | 0 | 0 | 0 | 0 | 0 | 0 | 369233.7633 | 0 | 0 | 0 | 7877387.759 | 0 | 0 | 0 | 0 | -97778.4933 | 0 | 0 | 0 | 0 | 0 | 0 | 0 | 131438.2195 | 0 | 0 | 0 | 18817.3245 | 0 | 0
2016-01-17 09:00 | 0 | 0 | 0 | 0 | 430426.6678 | 0 | 396995 | 0 | 0 | 0 | 1336717.6313 | 0 | 0 | 0 | 0 | 0 | 0 | 237795.5438 | 0 | 0 | 0 | 7892410.1091 | 0 | 0 | 0 | 0 | 146052.5629 | 0 | 0 | 0 | 0 | 0 | 0 | 0 | -131438.2195 | 0 | 0 | 0 | 18817.3245 | 0 | 0
2016-01-17 10:00 | 0 | 0 | 0 | 0 | 399641.5791 | 0 | 401148 | 0 | 0 | 0 | 1187734.2419 | 0 | 0 | 0 | 0 | 0 | 0 | 366455.1878 | 0 | 0 | 0 | 7907432.399 | 0 | 0 | 0 | 0 | -148983.3894 | 0 | 0 | 0 | 0 | 0 | 0 | 0 | 128659.644 | 0 | 0 | 0 | 18817.3245 | 0 | 0
2016-01-17 11:00 | 0 | 0 | 0 | 0 | 374351.5819 | 0 | 411144 | 0 | 0 | 0 | 1263562.7188 | 0 | 0 | 0 | 0 | 0 | 0 | 235016.9682 | 0 | 0 | 0 | 7922454.6289 | 0 | 0 | 0 | 0 | 75828.4769 | 0 | 0 | 0 | 0 | 0 | 0 | 0 | -131438.2195 | 0 | 0 | 0 | 18817.3245 | 0 | 0
2016-01-17 12:00 | 0 | 0 | 0 | 0 | 356489.0732 | 0 | 426593 | 0 | 0 | 0 | 1306079.6871 | 0 | 0 | 0 | 0 | 0 | 0 | 103578.7487 | 0 | 0 | 0 | 7937476.7986 | 0 | 0 | 0 | 0 | 42516.9683 | 0 | 0 | 0 | 0 | 0 | 0 | 0 | -131438.2195 | 0 | 0 | 0 | 18817.3245 | 0 | 0
2016-01-17 13:00 | 0 | 0 | 0 | 0 | 342206.7441 | 3.6618 | 444517 | 0 | 0 | 0 | 1157096.2977 | 0 | 0 | 0 | 0 | 0 | 0 | 131438.2195 | 0 | 0 | 0 | 7952498.9083 | 0 | 0 | 0 | 0 | -148983.3894 | 0 | 0 | 0 | 0 | 0 | 0 | 0 | 27859.4708 | 0 | 0 | 0 | 18817.3245 | 0 | 0
2016-01-17 14:00 | 0 | 0 | 0 | 0 | 298647.7578 | 48604.168 | 458932 | 0 | 0 | 0 | 1158037.1186 | 0 | 0 | 0 | 0 | 0 | 0 | 0 | 0 | 0 | 0 | 7967520.9579 | 0 | 0 | 0 | 0 | 940.8208 | 0 | 0 | 0 | 0 | 0 | 0 | 0 | -131438.2195 | 0 | 0 | 0 | 18817.3245 | 0 | 0
2016-01-17 15:00 | 0 | 0 | 0 | 0 | 246720.1006 | 355820.517 | 464245 | 0 | 0 | 0 | 1277515.4116 | 0 | 0 | 0 | 0 | 0 | 0 | 0 | 0 | 0 | 0 | 7982542.9474 | 0 | 0 | 0 | 0 | 119478.2931 | 0 | 0 | 0 | 0 | 0 | 0 | 0 | 0 | 0 | 0 | 0 | 18817.3245 | 0 | 0
2016-01-17 16:00 | 0 | 0 | 0 | 0 | 127367.5542 | 502857.1597 | 462424 | 0 | 0 | 0 | 1426498.801 | 0 | 0 | 0 | 0 | 0 | 0 | 0 | 0 | 0 | 0 | 7997564.8768 | 0 | 0 | 0 | 0 | 148983.3894 | 0 | 0 | 0 | 0 | 0 | 0 | 0 | 0 | 0 | 0 | 0 | 18817.3245 | 0 | 0
2016-01-17 17:00 | 0 | 0 | 0 | 0 | 220899.0219 | 537416.9115 | 459077 | 0 | 0 | 0 | 1575482.1904 | 0 | 0 | 0 | 0 | 0 | 0 | 131438.2195 | 0 | 0 | 0 | 8012586.7462 | 0 | 0 | 0 | 0 | 148983.3894 | 0 | 0 | 0 | 0 | 0 | 0 | 0 | 131438.2195 | 0 | 0 | 0 | 18817.3245 | 0 | 0
2016-01-17 18:00 | 0 | 0 | 0 | 0 | 0 | 513647.8947 | 454097 | 0 | 0 | 0 | 1701966.8765 | 0 | 0 | 0 | 0 | 0 | 0 | 45687.1037 | 0 | 0 | 0 | 8027608.5554 | 0 | 0 | 0 | 0 | 126484.6861 | 0 | 0 | 0 | 0 | 0 | 0 | 0 | -85751.1158 | 0 | 0 | 0 | 18817.3245 | 0 | 0
2016-01-17 19:00 | 0 | 0 | 0 | 0 | 231383.615 | 506135.2729 | 448939 | 0 | 0 | 0 | 1840291.2204 | 0 | 0 | 0 | 0 | 0 | 0 | 177125.3232 | 0 | 0 | 0 | 8042630.3045 | 0 | 0 | 0 | 0 | 138324.3439 | 0 | 0 | 0 | 0 | 0 | 0 | 0 | 131438.2195 | 0 | 0 | 0 | 18817.3245 | 0 | 0
2016-01-17 20:00 | 0 | 0 | 0 | 0 | 220101.2612 | 524507.6721 | 445370 | 0 | 0 | 0 | 1989274.6098 | 0 | 0 | 0 | 0 | 0 | 0 | 308563.5427 | 0 | 0 | 0 | 8057651.9936 | 0 | 0 | 0 | 0 | 148983.3894 | 0 | 0 | 0 | 0 | 0 | 0 | 0 | 131438.2195 | 0 | 0 | 0 | 18817.3245 | 0 | 0
2016-01-17 21:00 | 0 | 0 | 0 | 0 | 205448.9864 | 542662.947 | 448873 | 0 | 0 | 0 | 2138257.9991 | 0 | 0 | 0 | 0 | 0 | 0 | 440001.7622 | 0 | 0 | 0 | 8072673.6226 | 0 | 0 | 0 | 0 | 148983.3894 | 0 | 0 | 0 | 0 | 0 | 0 | 0 | 131438.2195 | 0 | 0 | 0 | 18817.3245 | 0 | 0
2016-01-17 22:00 | 0 | 0 | 0 | 0 | 214612.3593 | 491003.3192 | 464088 | 0 | 0 | 0 | 2287241.3885 | 0 | 0 | 0 | 0 | 0 | 0 | 513728.7269 | 0 | 0 | 0 | 8087695.1915 | 0 | 0 | 0 | 0 | 148983.3894 | 0 | 0 | 0 | 0 | 0 | 0 | 0 | 73726.9647 | 0 | 0 | 0 | 18817.3245 | 0 | 0
2016-01-17 23:00 | 0 | 0 | 0 | 0 | 251541.9152 | 171366.1104 | 485734 | 0 | 0 | 0 | 2287241.3885 | 0 | 0 | 0 | 0 | 0 | 0 | 513728.7269 | 0 | 0 | 0 | 7979342.1951 | 0 | 0 | 0 | 0 | 0 | 0 | 0 | 0 | 0 | 0 | 0 | 0 | 0 | 0 | 0 | 0 | 0 | 108320.6456 | 0
2016-01-18 | 0 | 0 | 0 | 0 | 276334.9024 | 4970.5935 | 496055 | 0 | 0 | 0 | 2185125.4513 | 0 | 0 | 0 | 0 | 0 | 0 | 513728.7269 | 0 | 0 | 0 | 7785114.4729 | 0 | 0 | 0 | 0 | -102115.9373 | 0 | 0 | 0 | 0 | 0 | 0 | 0 | 0 | 0 | 0 | 0 | 0 | 194195.8048 | 0
2016-01-18 01:00 | 0 | 0 | 0 | 0 | 277134.9847 | 0 | 499903 | 0 | 0 | 0 | 2074991.0027 | 0 | 0 | 0 | 0 | 0 | 0 | 513728.7269 | 0 | 0 | 0 | 7590887.5276 | 0 | 0 | 0 | 0 | -110134.4485 | 0 | 0 | 0 | 0 | 0 | 0 | 0 | 0 | 0 | 0 | 0 | 0 | 194195.8048 | 0
2016-01-18 02:00 | 0 | 0 | 0 | 0 | 272515.592 | 0 | 495273 | 0 | 0 | 0 | 1964867.1615 | 0 | 0 | 0 | 0 | 0 | 0 | 513728.7269 | 0 | 0 | 0 | 7396661.3592 | 0 | 0 | 0 | 0 | -110123.8412 | 0 | 0 | 0 | 0 | 0 | 0 | 0 | 0 | 0 | 0 | 0 | 0 | 194195.8048 | 0
2016-01-18 03:00 | 0 | 0 | 0 | 0 | 262863.9006 | 0 | 485022 | 0 | 0 | 0 | 1986780.8484 | 0 | 0 | 0 | 0 | 0 | 0 | 382290.5074 | 0 | 0 | 0 | 7202435.9677 | 0 | 0 | 0 | 0 | 21913.6869 | 0 | 0 | 0 | 0 | 0 | 0 | 0 | -131438.2195 | 0 | 0 | 0 | 0 | 194195.8048 | 0
2016-01-18 04:00 | 0 | 0 | 0 | 0 | 252387.7629 | 0 | 469740 | 0 | 0 | 0 | 1837797.459 | 0 | 0 | 0 | 0 | 0 | 0 | 426555.2265 | 0 | 0 | 0 | 7008211.3531 | 0 | 0 | 0 | 0 | -148983.3894 | 0 | 0 | 0 | 0 | 0 | 0 | 0 | 44264.7191 | 0 | 0 | 0 | 0 | 194195.8048 | 0
2016-01-18 05:00 | 0 | 0 | 0 | 0 | 246752.4041 | 0 | 455921 | 0 | 0 | 0 | 1688814.0697 | 0 | 0 | 0 | 0 | 0 | 0 | 479003.5867 | 0 | 0 | 0 | 6813987.5154 | 0 | 0 | 0 | 0 | -148983.3894 | 0 | 0 | 0 | 0 | 0 | 0 | 0 | 52448.3603 | 0 | 0 | 0 | 0 | 194195.8048 | 0
2016-01-18 06:00 | 0 | 0 | 0 | 0 | 242662.1787 | 0 | 448386 | 0 | 0 | 0 | 1727162.0347 | 0 | 0 | 0 | 0 | 0 | 0 | 347565.3672 | 0 | 0 | 0 | 6619764.4546 | 0 | 0 | 0 | 0 | 38347.965 | 0 | 0 | 0 | 0 | 0 | 0 | 0 | -131438.2195 | 0 | 0 | 0 | 0 | 194195.8048 | 0
2016-01-18 07:00 | 0 | 0 | 0 | 0 | 236433.7244 | 0 | 444095 | 0 | 0 | 0 | 1578178.6453 | 0 | 0 | 0 | 0 | 0 | 0 | 401521.0478 | 0 | 0 | 0 | 6425542.1707 | 0 | 0 | 0 | 0 | -148983.3894 | 0 | 0 | 0 | 0 | 0 | 0 | 0 | 53955.6805 | 0 | 0 | 0 | 0 | 194195.8048 | 0
2016-01-18 08:00 | 0 | 0 | 0 | 0 | 230937.0206 | 0 | 444476 | 0 | 0 | 0 | 1429195.256 | 0 | 0 | 0 | 0 | 0 | 0 | 449599.0245 | 0 | 0 | 0 | 6231320.6637 | 0 | 0 | 0 | 0 | -148983.3894 | 0 | 0 | 0 | 0 | 0 | 0 | 0 | 48077.9768 | 0 | 0 | 0 | 0 | 194195.8048 | 0
2016-01-18 09:00 | 0 | 0 | 0 | 0 | 222531.6142 | 0 | 451294 | 0 | 0 | 0 | 1280211.8666 | 0 | 0 | 0 | 0 | 0 | 0 | 482453.5949 | 0 | 0 | 0 | 6037099.9336 | 0 | 0 | 0 | 0 | -148983.3894 | 0 | 0 | 0 | 0 | 0 | 0 | 0 | 32854.5704 | 0 | 0 | 0 | 0 | 194195.8048 | 0
2016-01-18 10:00 | 0 | 0 | 0 | 0 | 217111.9435 | 0 | 467139 | 0 | 0 | 0 | 1274256.5964 | 0 | 0 | 0 | 0 | 0 | 0 | 351015.3754 | 0 | 0 | 0 | 5842879.9803 | 0 | 0 | 0 | 0 | -5955.2702 | 0 | 0 | 0 | 0 | 0 | 0 | 0 | -131438.2195 | 0 | 0 | 0 | 0 | 194195.8048 | 0
2016-01-18 11:00 | 0 | 0 | 0 | 0 | 214472.1986 | 0 | 494557 | 0 | 0 | 0 | 1125273.207 | 0 | 0 | 0 | 0 | 0 | 0 | 332547.5302 | 0 | 0 | 0 | 5648660.8039 | 0 | 0 | 0 | 0 | -148983.3894 | 0 | 0 | 0 | 0 | 0 | 0 | 0 | -18467.8452 | 0 | 0 | 0 | 0 | 194195.8048 | 0
2016-01-18 12:00 | 0 | 0 | 0 | 0 | 213748.3256 | 0 | 523689 | 0 | 0 | 0 | 1059404.3189 | 0 | 0 | 0 | 0 | 0 | 0 | 201109.3107 | 0 | 0 | 0 | 5454442.4045 | 0 | 0 | 0 | 0 | -65868.8881 | 0 | 0 | 0 | 0 | 0 | 0 | 0 | -131438.2195 | 0 | 0 | 0 | 0 | 194195.8048 | 0
2016-01-18 13:00 | 0 | 0 | 0 | 0 | 217156.3037 | 4.9646 | 540845 | 0 | 0 | 0 | 910420.9295 | 0 | 0 | 0 | 0 | 0 | 0 | 139042.5352 | 0 | 0 | 0 | 5260224.7818 | 0 | 0 | 0 | 0 | -148983.3894 | 0 | 0 | 0 | 0 | 0 | 0 | 0 | -62066.7755 | 0 | 0 | 0 | 0 | 194195.8048 | 0
2016-01-18 14:00 | 0 | 0 | 0 | 0 | 202702.6356 | 73798.0844 | 544986 | 0 | 0 | 0 | 801444.6794 | 0 | 0 | 0 | 0 | 0 | 0 | 92167.0722 | 0 | 0 | 0 | 5066007.9361 | 0 | 0 | 0 | 0 | -108976.2501 | 0 | 0 | 0 | 0 | 0 | 0 | 0 | -46875.463 | 0 | 0 | 0 | 0 | 194195.8048 | 0
2016-01-18 15:00 | 0 | 0 | 0 | 0 | 159963.6293 | 327514.1211 | 543295 | 0 | 0 | 0 | 950428.0688 | 0 | 0 | 0 | 0 | 0 | 0 | 0 | 0 | 0 | 0 | 4871791.8672 | 0 | 0 | 0 | 0 | 148983.3894 | 0 | 0 | 0 | 0 | 0 | 0 | 0 | -92167.0722 | 0 | 0 | 0 | 0 | 194195.8048 | 0
2016-01-18 16:00 | 0 | 0 | 0 | 0 | 142797.8769 | 435704.6279 | 536682 | 0 | 0 | 0 | 1099411.4581 | 0 | 0 | 0 | 0 | 0 | 0 | 5470.6822 | 0 | 0 | 0 | 4677576.5752 | 0 | 0 | 0 | 0 | 148983.3894 | 0 | 0 | 0 | 0 | 0 | 0 | 0 | 5470.6822 | 0 | 0 | 0 | 0 | 194195.8048 | 0
2016-01-18 17:00 | 0 | 0 | 0 | 0 | 146211.0245 | 471183.1053 | 527471 | 0 | 0 | 0 | 1248394.8475 | 0 | 0 | 0 | 0 | 0 | 0 | 59043.9894 | 0 | 0 | 0 | 4483362.06 | 0 | 0 | 0 | 0 | 148983.3894 | 0 | 0 | 0 | 0 | 0 | 0 | 0 | 53573.3072 | 0 | 0 | 0 | 0 | 194195.8048 | 0
2016-01-18 18:00 | 0 | 0 | 0 | 0 | 162313.4047 | 473145.9484 | 517624 | 0 | 0 | 0 | 1397378.2369 | 0 | 0 | 0 | 0 | 0 | 0 | 140529.52 | 0 | 0 | 0 | 4289148.3217 | 0 | 0 | 0 | 0 | 148983.3894 | 0 | 0 | 0 | 0 | 0 | 0 | 0 | 81485.5306 | 0 | 0 | 0 | 0 | 194195.8048 | 0
2016-01-18 19:00 | 0 | 0 | 0 | 0 | 179050.6665 | 471402.2135 | 509646 | 0 | 0 | 0 | 1546361.6262 | 0 | 0 | 0 | 0 | 0 | 0 | 244986.5774 | 0 | 0 | 0 | 4094935.3603 | 0 | 0 | 0 | 0 | 148983.3894 | 0 | 0 | 0 | 0 | 0 | 0 | 0 | 104457.0574 | 0 | 0 | 0 | 0 | 194195.8048 | 0
2016-01-18 20:00 | 0 | 0 | 0 | 0 | 187914.1274 | 476580.9941 | 504548 | 0 | 0 | 0 | 1695345.0156 | 0 | 0 | 0 | 0 | 0 | 0 | 368583.8764 | 0 | 0 | 0 | 3900723.1757 | 0 | 0 | 0 | 0 | 148983.3894 | 0 | 0 | 0 | 0 | 0 | 0 | 0 | 123597.2989 | 0 | 0 | 0 | 0 | 194195.8048 | 0
2016-01-18 21:00 | 0 | 0 | 0 | 0 | 197919.2295 | 468419.4243 | 507574 | 0 | 0 | 0 | 1844328.405 | 0 | 0 | 0 | 0 | 0 | 0 | 490998.7076 | 0 | 0 | 0 | 3706511.768 | 0 | 0 | 0 | 0 | 148983.3894 | 0 | 0 | 0 | 0 | 0 | 0 | 0 | 122414.8312 | 0 | 0 | 0 | 0 | 194195.8048 | 0
2016-01-18 22:00 | 0 | 0 | 0 | 0 | 234900.1616 | 388342.7001 | 526254 | 0 | 0 | 0 | 1993311.7944 | 0 | 0 | 0 | 0 | 0 | 0 | 513728.7269 | 0 | 0 | 0 | 3577661.5162 | 0 | 0 | 0 | 0 | 148983.3894 | 0 | 0 | 0 | 0 | 0 | 0 | 0 | 22730.0194 | 0 | 0 | 0 | 0 | 128835.4258 | 0
2016-01-18 23:00 | 0 | 0 | 0 | 0 | 343628.9958 | 164688.5406 | 549477 | 0 | 0 | 0 | 2064785.8976 | 0 | 0 | 0 | 0 | 0 | 0 | 513728.7269 | 0 | 0 | 0 | 3383451.4007 | 0 | 0 | 0 | 0 | 71474.1033 | 0 | 0 | 0 | 0 | 0 | 0 | 0 | 0 | 0 | 0 | 0 | 0 | 194195.8048 | 0
2016-01-19 | 0 | 0 | 0 | 0 | 401021.028 | 5023.8666 | 562369 | 0 | 0 | 0 | 2021095.3591 | 0 | 0 | 0 | 0 | 0 | 0 | 513728.7269 | 0 | 0 | 0 | 3189242.062 | 0 | 0 | 0 | 0 | -43690.5385 | 0 | 0 | 0 | 0 | 0 | 0 | 0 | 0 | 0 | 0 | 0 | 0 | 194195.8048 | 0
2016-01-19 01:00 | 0 | 0 | 0 | 0 | 420314.0414 | 0 | 563958 | 0 | 0 | 0 | 1990084.9673 | 0 | 0 | 0 | 0 | 0 | 0 | 513728.7269 | 0 | 0 | 0 | 2995033.5002 | 0 | 0 | 0 | 0 | -31010.3918 | 0 | 0 | 0 | 0 | 0 | 0 | 0 | 0 | 0 | 0 | 0 | 0 | 194195.8048 | 0
2016-01-19 02:00 | 0 | 0 | 0 | 0 | 404445.9514 | 0 | 556327 | 0 | 0 | 0 | 1950837.4854 | 0 | 0 | 0 | 0 | 0 | 0 | 513728.7269 | 0 | 0 | 0 | 2800825.7152 | 0 | 0 | 0 | 0 | -39247.4818 | 0 | 0 | 0 | 0 | 0 | 0 | 0 | 0 | 0 | 0 | 0 | 0 | 194195.8048 | 0
2016-01-19 03:00 | 0 | 0 | 0 | 0 | 385376.4295 | 0 | 538055 | 0 | 0 | 0 | 2042230.7013 | 0 | 0 | 0 | 0 | 0 | 0 | 382290.5074 | 0 | 0 | 0 | 2606618.7071 | 0 | 0 | 0 | 0 | 91393.2159 | 0 | 0 | 0 | 0 | 0 | 0 | 0 | -131438.2195 | 0 | 0 | 0 | 0 | 194195.8048 | 0
2016-01-19 04:00 | 0 | 0 | 0 | 0 | 373788.0139 | 0 | 516738 | 0 | 0 | 0 | 1893247.3119 | 0 | 0 | 0 | 0 | 0 | 0 | 500957.4775 | 0 | 0 | 0 | 2412412.4757 | 0 | 0 | 0 | 0 | -148983.3894 | 0 | 0 | 0 | 0 | 0 | 0 | 0 | 118666.9701 | 0 | 0 | 0 | 0 | 194195.8048 | 0
2016-01-19 05:00 | 0 | 0 | 0 | 0 | 367563.5449 | 0 | 501292 | 0 | 0 | 0 | 2003590.6432 | 0 | 0 | 0 | 0 | 0 | 0 | 369519.258 | 0 | 0 | 0 | 2218207.0212 | 0 | 0 | 0 | 0 | 110343.3313 | 0 | 0 | 0 | 0 | 0 | 0 | 0 | -131438.2195 | 0 | 0 | 0 | 0 | 194195.8048 | 0
2016-01-19 06:00 | 0 | 0 | 0 | 0 | 363303.7754 | 0 | 488827 | 0 | 0 | 0 | 1859262.7659 | 0 | 0 | 0 | 0 | 0 | 0 | 500957.4775 | 0 | 0 | 0 | 2024002.3436 | 0 | 0 | 0 | 0 | -144327.8772 | 0 | 0 | 0 | 0 | 0 | 0 | 0 | 131438.2195 | 0 | 0 | 0 | 0 | 194195.8048 | 0
2016-01-19 07:00 | 0 | 0 | 0 | 0 | 360968.8338 | 0 | 482783 | 0 | 0 | 0 | 1981520.3861 | 0 | 0 | 0 | 0 | 0 | 0 | 369519.258 | 0 | 0 | 0 | 1829798.4427 | 0 | 0 | 0 | 0 | 122257.6201 | 0 | 0 | 0 | 0 | 0 | 0 | 0 | -131438.2195 | 0 | 0 | 0 | 0 | 194195.8048 | 0
2016-01-19 08:00 | 0 | 0 | 0 | 0 | 356466.6937 | 0 | 481076 | 0 | 0 | 0 | 1838106.4271 | 0 | 0 | 0 | 0 | 0 | 0 | 500957.4775 | 0 | 0 | 0 | 1635595.3187 | 0 | 0 | 0 | 0 | -143413.959 | 0 | 0 | 0 | 0 | 0 | 0 | 0 | 131438.2195 | 0 | 0 | 0 | 0 | 194195.8048 | 0
2016-01-19 09:00 | 0 | 0 | 0 | 0 | 350387.0427 | 0 | 486092 | 0 | 0 | 0 | 1946473.2561 | 0 | 0 | 0 | 0 | 0 | 0 | 369519.258 | 0 | 0 | 0 | 1441392.9714 | 0 | 0 | 0 | 0 | 108366.829 | 0 | 0 | 0 | 0 | 0 | 0 | 0 | -131438.2195 | 0 | 0 | 0 | 0 | 194195.8048 | 0
2016-01-19 10:00 | 0 | 0 | 0 | 0 | 346161.0874 | 0 | 502163 | 0 | 0 | 0 | 1797489.8667 | 0 | 0 | 0 | 0 | 0 | 0 | 475134.3016 | 0 | 0 | 0 | 1247191.401 | 0 | 0 | 0 | 0 | -148983.3894 | 0 | 0 | 0 | 0 | 0 | 0 | 0 | 105615.0436 | 0 | 0 | 0 | 0 | 194195.8048 | 0
2016-01-19 11:00 | 0 | 0 | 0 | 0 | 342884.9146 | 0 | 535457 | 0 | 0 | 0 | 1678956.9228 | 0 | 0 | 0 | 0 | 0 | 0 | 513728.7269 | 0 | 0 | 0 | 1052990.6074 | 0 | 0 | 0 | 0 | -118532.944 | 0 | 0 | 0 | 0 | 0 | 0 | 0 | 38594.4254 | 0 | 0 | 0 | 0 | 194195.8048 | 0
2016-01-19 12:00 | 0 | 0 | 0 | 0 | 344089.9178 | 0 | 566299 | 0 | 0 | 0 | 1624239.2604 | 0 | 0 | 0 | 0 | 0 | 0 | 382290.5074 | 0 | 0 | 0 | 990825.7051 | 0 | 0 | 0 | 0 | -54717.6624 | 0 | 0 | 0 | 0 | 0 | 0 | 0 | -131438.2195 | 0 | 0 | 0 | 0 | 62160.6903 | 0
2016-01-19 13:00 | 0 | 0 | 0 | 0 | 350512.3716 | 0 | 573164 | 0 | 0 | 0 | 1533025.8515 | 0 | 0 | 0 | 0 | 0 | 0 | 250852.2879 | 0 | 0 | 0 | 990821.7418 | 0 | 0 | 0 | 0 | -91213.4088 | 0 | 0 | 0 | 0 | 0 | 0 | 0 | -131438.2195 | 0 | 0 | 0 | 0 | 0 | 0
2016-01-19 14:00 | 0 | 0 | 0 | 0 | 333551.6244 | 51573.7798 | 566429 | 0 | 0 | 0 | 1483160.4752 | 0 | 0 | 0 | 0 | 0 | 0 | 119414.0684 | 0 | 0 | 0 | 990817.7786 | 0 | 0 | 0 | 0 | -49865.3763 | 0 | 0 | 0 | 0 | 0 | 0 | 0 | -131438.2195 | 0 | 0 | 0 | 0 | 0 | 0
2016-01-19 15:00 | 0 | 0 | 0 | 0 | 270504.7303 | 330646.2882 | 557716 | 0 | 0 | 0 | 1395157.2742 | 0 | 0 | 0 | 0 | 0 | 0 | 250852.2879 | 0 | 0 | 0 | 990813.8153 | 0 | 0 | 0 | 0 | -88003.201 | 0 | 0 | 0 | 0 | 0 | 0 | 0 | 131438.2195 | 0 | 0 | 0 | 0 | 0 | 0
2016-01-19 16:00 | 0 | 0 | 0 | 0 | 269256.1898 | 436469.4008 | 545130 | 0 | 0 | 0 | 1544140.6636 | 0 | 0 | 0 | 0 | 0 | 0 | 262464.4892 | 0 | 0 | 0 | 990809.852 | 0 | 0 | 0 | 0 | 148983.3894 | 0 | 0 | 0 | 0 | 0 | 0 | 0 | 11612.2013 | 0 | 0 | 0 | 0 | 0 | 0
2016-01-19 17:00 | 0 | 0 | 0 | 0 | 274960.4627 | 451627.0677 | 531980 | 0 | 0 | 0 | 1693124.053 | 0 | 0 | 0 | 0 | 0 | 0 | 308088.6302 | 0 | 0 | 0 | 990805.8888 | 0 | 0 | 0 | 0 | 148983.3894 | 0 | 0 | 0 | 0 | 0 | 0 | 0 | 45624.141 | 0 | 0 | 0 | 0 | 0 | 0
2016-01-19 18:00 | 0 | 0 | 0 | 0 | 263040.2691 | 446820.1616 | 520957 | 0 | 0 | 0 | 1842107.4424 | 0 | 0 | 0 | 0 | 0 | 0 | 348008.6715 | 0 | 0 | 0 | 990801.9256 | 0 | 0 | 0 | 0 | 148983.3894 | 0 | 0 | 0 | 0 | 0 | 0 | 0 | 39920.0413 | 0 | 0 | 0 | 0 | 0 | 0
2016-01-19 19:00 | 0 | 0 | 0 | 0 | 255301.2058 | 448066.1979 | 512504 | 0 | 0 | 0 | 1991090.8317 | 0 | 0 | 0 | 0 | 0 | 0 | 389888.6858 | 0 | 0 | 0 | 990797.9624 | 0 | 0 | 0 | 0 | 148983.3894 | 0 | 0 | 0 | 0 | 0 | 0 | 0 | 41880.0142 | 0 | 0 | 0 | 0 | 0 | 0
2016-01-19 20:00 | 0 | 0 | 0 | 0 | 244920.0467 | 458314.2222 | 508038 | 0 | 0 | 0 | 2140074.2211 | 0 | 0 | 0 | 0 | 0 | 0 | 436101.5654 | 0 | 0 | 0 | 990793.9992 | 0 | 0 | 0 | 0 | 148983.3894 | 0 | 0 | 0 | 0 | 0 | 0 | 0 | 46212.8796 | 0 | 0 | 0 | 0 | 0 | 0
2016-01-19 21:00 | 0 | 0 | 0 | 0 | 224635.8067 | 456415.8852 | 511350 | 0 | 0 | 0 | 2232148.7515 | 0 | 0 | 0 | 0 | 0 | 0 | 513728.7269 | 0 | 0 | 0 | 990790.036 | 0 | 0 | 0 | 0 | 92074.5304 | 0 | 0 | 0 | 0 | 0 | 0 | 0 | 77627.1616 | 0 | 0 | 0 | 0 | 0 | 0
2016-01-19 22:00 | 0 | 0 | 0 | 0 | 214170.8116 | 369511.8254 | 528590 | 0 | 0 | 0 | 2287241.3885 | 0 | 0 | 0 | 0 | 0 | 0 | 513728.7269 | 0 | 0 | 0 | 990786.0728 | 0 | 0 | 0 | 0 | 55092.6371 | 0 | 0 | 0 | 0 | 0 | 0 | 0 | 0 | 0 | 0 | 0 | 0 | 0 | 0
2016-01-19 23:00 | 0 | 0 | 0 | 0 | 265603.5582 | 122700.0893 | 550838 | 0 | 0 | 0 | 2237340.6029 | 0 | 0 | 0 | 0 | 0 | 0 | 513728.7269 | 0 | 0 | 0 | 796586.3048 | 0 | 0 | 0 | 0 | -49900.7857 | 0 | 0 | 0 | 0 | 0 | 0 | 0 | 0 | 0 | 0 | 0 | 0 | 194195.8048 | 0
2016-01-20 | 0 | 0 | 0 | 0 | 319710.3012 | 4118.6362 | 561888 | 0 | 0 | 0 | 2111915.1071 | 0 | 0 | 0 | 0 | 0 | 0 | 513728.7269 | 0 | 0 | 0 | 602387.3136 | 0 | 0 | 0 | 0 | -125425.4958 | 0 | 0 | 0 | 0 | 0 | 0 | 0 | 0 | 0 | 0 | 0 | 0 | 194195.8048 | 0
2016-01-20 01:00 | 0 | 0 | 0 | 0 | 362479.9095 | 0 | 561943 | 0 | 0 | 0 | 2025085.5834 | 0 | 0 | 0 | 0 | 0 | 0 | 513728.7269 | 0 | 0 | 0 | 408189.0992 | 0 | 0 | 0 | 0 | -86829.5237 | 0 | 0 | 0 | 0 | 0 | 0 | 0 | 0 | 0 | 0 | 0 | 0 | 194195.8048 | 0
2016-01-20 02:00 | 0 | 0 | 0 | 0 | 398724.8165 | 0 | 552117 | 0 | 0 | 0 | 1984326.9667 | 0 | 0 | 0 | 0 | 0 | 0 | 513728.7269 | 0 | 0 | 0 | 213991.6616 | 0 | 0 | 0 | 0 | -40758.6167 | 0 | 0 | 0 | 0 | 0 | 0 | 0 | 0 | 0 | 0 | 0 | 0 | 194195.8048 | 0
2016-01-20 03:00 | 0 | 0 | 0 | 0 | 404555.92 | 0 | 532519 | 0 | 0 | 0 | 1968997.4535 | 0 | 0 | 0 | 0 | 0 | 0 | 513728.7269 | 0 | 0 | 0 | 19795.0008 | 0 | 0 | 0 | 0 | -15329.5132 | 0 | 0 | 0 | 0 | 0 | 0 | 0 | 0 | 0 | 0 | 0 | 0 | 194195.8048 | 0
2016-01-20 04:00 | 0 | 0 | 0 | 0 | 391728.3541 | 0 | 508121 | 0 | 0 | 0 | 1864085.8622 | 0 | 0 | 0 | 0 | 0 | 0 | 513728.7269 | 0 | 0 | 0 | 0 | 0 | 0 | 0 | 0 | -104911.5913 | 0 | 0 | 0 | 0 | 0 | 0 | 0 | 0 | 0 | 0 | 0 | 0 | 19794.9216 | 0
2016-01-20 05:00 | 0 | 0 | 0 | 0 | 370845.3215 | 0 | 489033 | 0 | 0 | 0 | 1745898.1837 | 0 | 0 | 0 | 0 | 0 | 0 | 513728.7269 | 0 | 0 | 0 | 0 | 0 | 0 | 0 | 0 | -118187.6785 | 0 | 0 | 0 | 0 | 0 | 0 | 0 | 0 | 0 | 0 | 0 | 0 | 0 | 0
2016-01-20 06:00 | 0 | 0 | 0 | 0 | 352970.4365 | 0 | 477201 | 0 | 0 | 0 | 1621667.6202 | 0 | 0 | 0 | 0 | 0 | 0 | 513728.7269 | 0 | 0 | 0 | 0 | 0 | 0 | 0 | 0 | -124230.5635 | 0 | 0 | 0 | 0 | 0 | 0 | 0 | 0 | 0 | 0 | 0 | 0 | 0 | 0
2016-01-20 07:00 | 0 | 0 | 0 | 0 | 342506.5199 | 0 | 469244 | 0 | 0 | 0 | 1494930.1401 | 0 | 0 | 0 | 0 | 0 | 0 | 513728.7269 | 0 | 0 | 0 | 0 | 0 | 0 | 0 | 0 | -126737.4801 | 0 | 0 | 0 | 0 | 0 | 0 | 0 | 0 | 0 | 0 | 0 | 0 | 0 | 0
2016-01-20 08:00 | 0 | 0 | 0 | 0 | 332621.0701 | 0 | 465073 | 0 | 0 | 0 | 1362478.2101 | 0 | 0 | 0 | 0 | 0 | 0 | 513728.7269 | 0 | 0 | 0 | 0 | 0 | 0 | 0 | 0 | -132451.9299 | 0 | 0 | 0 | 0 | 0 | 0 | 0 | 0 | 0 | 0 | 0 | 0 | 0 | 0
2016-01-20 09:00 | 0 | 0 | 0 | 0 | 317401.6555 | 0 | 467668 | 0 | 0 | 0 | 1213494.8208 | 0 | 0 | 0 | 0 | 0 | 0 | 512445.7718 | 0 | 0 | 0 | 0 | 0 | 0 | 0 | 0 | -148983.3894 | 0 | 0 | 0 | 0 | 0 | 0 | 0 | -1282.9551 | 0 | 0 | 0 | 0 | 0 | 0
2016-01-20 10:00 | 0 | 0 | 0 | 0 | 301573.2595 | 0 | 480665 | 0 | 0 | 0 | 1064511.4314 | 0 | 0 | 0 | 0 | 0 | 0 | 482337.4206 | 0 | 0 | 0 | 0 | 0 | 0 | 0 | 0 | -148983.3894 | 0 | 0 | 0 | 0 | 0 | 0 | 0 | -30108.3512 | 0 | 0 | 0 | 0 | 0 | 0
2016-01-20 11:00 | 0 | 0 | 0 | 0 | 285650.5819 | 0 | 511178 | 0 | 0 | 0 | 915528.042 | 0 | 0 | 0 | 0 | 0 | 0 | 405793.3919 | 0 | 0 | 0 | 0 | 0 | 0 | 0 | 0 | -148983.3894 | 0 | 0 | 0 | 0 | 0 | 0 | 0 | -76544.0288 | 0 | 0 | 0 | 0 | 0 | 0
2016-01-20 12:00 | 0 | 0 | 0 | 0 | 271863.1269 | 0 | 538547 | 0 | 0 | 0 | 780282.3884 | 0 | 0 | 0 | 0 | 0 | 0 | 274355.1724 | 0 | 0 | 0 | 0 | 0 | 0 | 0 | 0 | -135245.6536 | 0 | 0 | 0 | 0 | 0 | 0 | 0 | -131438.2195 | 0 | 0 | 0 | 0 | 0 | 0
2016-01-20 13:00 | 0 | 0 | 0 | 0 | 267984.5616 | 10.7583 | 545720 | 0 | 0 | 0 | 633995.9278 | 0 | 0 | 0 | 0 | 0 | 0 | 142916.9528 | 0 | 0 | 0 | 0 | 0 | 0 | 0 | 0 | -146286.4607 | 0 | 0 | 0 | 0 | 0 | 0 | 0 | -131438.2195 | 0 | 0 | 0 | 0 | 0 | 0
2016-01-20 14:00 | 0 | 0 | 0 | 0 | 247678.7447 | 33333.5532 | 541525 | 0 | 0 | 0 | 504921.4452 | 0 | 0 | 0 | 0 | 0 | 0 | 11478.7333 | 0 | 0 | 0 | 0 | 0 | 0 | 0 | 0 | -129074.4826 | 0 | 0 | 0 | 0 | 0 | 0 | 0 | -131438.2195 | 0 | 0 | 0 | 0 | 0 | 0
2016-01-20 15:00 | 0 | 0 | 0 | 0 | 203490.8701 | 313084.1635 | 535783 | 0 | 0 | 0 | 493671.6994 | 0 | 0 | 0 | 0 | 0 | 0 | 3520.5127 | 0 | 0 | 0 | 0 | 0 | 0 | 0 | 0 | -11249.7458 | 0 | 0 | 0 | 0 | 0 | 0 | 0 | -7958.2207 | 0 | 0 | 0 | 0 | 0 | 0
2016-01-20 16:00 | 0 | 0 | 0 | 0 | 204855.6425 | 465540.2342 | 524933 | 0 | 0 | 0 | 642655.0888 | 0 | 0 | 0 | 0 | 0 | 0 | 0 | 0 | 0 | 0 | 0 | 0 | 0 | 0 | 0 | 148983.3894 | 0 | 0 | 0 | 0 | 0 | 0 | 0 | -3520.5127 | 0 | 0 | 0 | 0 | 0 | 0
2016-01-20 17:00 | 0 | 0 | 0 | 0 | 158629.0075 | 522494.7063 | 513323 | 0 | 0 | 0 | 791638.4782 | 0 | 0 | 0 | 0 | 0 | 0 | 0 | 0 | 0 | 0 | 15053.8596 | 0 | 0 | 0 | 0 | 148983.3894 | 0 | 0 | 0 | 0 | 0 | 0 | 0 | 0 | 0 | 0 | 0 | 18817.3245 | 0 | 0
2016-01-20 18:00 | 0 | 0 | 0 | 0 | 148742.7024 | 523904.0115 | 504846 | 0 | 0 | 0 | 940621.8675 | 0 | 0 | 0 | 0 | 0 | 0 | 0 | 0 | 0 | 0 | 30107.659 | 0 | 0 | 0 | 0 | 148983.3894 | 0 | 0 | 0 | 0 | 0 | 0 | 0 | 0 | 0 | 0 | 0 | 18817.3245 | 0 | 0
2016-01-20 19:00 | 0 | 0 | 0 | 0 | 272669.3131 | 526080.6202 | 499511 | 0 | 0 | 0 | 1089605.2569 | 0 | 0 | 0 | 0 | 0 | 0 | 131438.2195 | 0 | 0 | 0 | 45161.3981 | 0 | 0 | 0 | 0 | 148983.3894 | 0 | 0 | 0 | 0 | 0 | 0 | 0 | 131438.2195 | 0 | 0 | 0 | 18817.3245 | 0 | 0
2016-01-20 20:00 | 0 | 0 | 0 | 0 | 233670.3114 | 549811.4708 | 496267 | 0 | 0 | 0 | 1238588.6463 | 0 | 0 | 0 | 0 | 0 | 0 | 250852.2879 | 0 | 0 | 0 | 60215.0771 | 0 | 0 | 0 | 0 | 148983.3894 | 0 | 0 | 0 | 0 | 0 | 0 | 0 | 119414.0684 | 0 | 0 | 0 | 18817.3245 | 0 | 0
2016-01-20 21:00 | 0 | 0 | 0 | 0 | 217777.0514 | 579913.8819 | 498452 | 0 | 0 | 0 | 1387572.0357 | 0 | 0 | 0 | 0 | 0 | 0 | 382290.5074 | 0 | 0 | 0 | 75268.6958 | 0 | 0 | 0 | 0 | 148983.3894 | 0 | 0 | 0 | 0 | 0 | 0 | 0 | 131438.2195 | 0 | 0 | 0 | 18817.3245 | 0 | 0
2016-01-20 22:00 | 0 | 0 | 0 | 0 | 273730.7674 | 538468.166 | 512960 | 0 | 0 | 0 | 1536555.425 | 0 | 0 | 0 | 0 | 0 | 0 | 513728.7269 | 0 | 0 | 0 | 90322.2543 | 0 | 0 | 0 | 0 | 148983.3894 | 0 | 0 | 0 | 0 | 0 | 0 | 0 | 131438.2195 | 0 | 0 | 0 | 18817.3245 | 0 | 0
2016-01-20 23:00 | 0 | 0 | 0 | 0 | 357174.8909 | 260597.58 | 530355 | 0 | 0 | 0 | 1676359.5939 | 0 | 0 | 0 | 0 | 0 | 0 | 513728.7269 | 0 | 0 | 0 | 0 | 0 | 0 | 0 | 0 | 139804.1689 | 0 | 0 | 0 | 0 | 0 | 0 | 0 | 0 | 0 | 0 | 0 | 0 | 90321.893 | 0
2016-01-21 | 0 | 0 | 0 | 0 | 363540.9319 | 9123.1449 | 536685 | 0 | 0 | 0 | 1527376.2045 | 0 | 0 | 0 | 0 | 0 | 0 | 498691.193 | 0 | 0 | 0 | 0 | 0 | 0 | 0 | 0 | -148983.3894 | 0 | 0 | 0 | 0 | 0 | 0 | 0 | -15037.5339 | 0 | 0 | 0 | 0 | 0 | 0
2016-01-21 01:00 | 0 | 0 | 0 | 0 | 357726.6619 | 0 | 533921 | 0 | 0 | 0 | 1378392.8152 | 0 | 0 | 0 | 0 | 0 | 0 | 471480.2444 | 0 | 0 | 0 | 0 | 0 | 0 | 0 | 0 | -148983.3894 | 0 | 0 | 0 | 0 | 0 | 0 | 0 | -27210.9487 | 0 | 0 | 0 | 0 | 0 | 0
2016-01-21 02:00 | 0 | 0 | 0 | 0 | 349436.201 | 0 | 523733 | 0 | 0 | 0 | 1335534.2356 | 0 | 0 | 0 | 0 | 0 | 0 | 340042.0248 | 0 | 0 | 0 | 0 | 0 | 0 | 0 | 0 | -42858.5795 | 0 | 0 | 0 | 0 | 0 | 0 | 0 | -131438.2195 | 0 | 0 | 0 | 0 | 0 | 0
2016-01-21 03:00 | 0 | 0 | 0 | 0 | 344014.7952 | 0 | 502414 | 0 | 0 | 0 | 1186550.8463 | 0 | 0 | 0 | 0 | 0 | 0 | 330626.2094 | 0 | 0 | 0 | 0 | 0 | 0 | 0 | 0 | -148983.3894 | 0 | 0 | 0 | 0 | 0 | 0 | 0 | -9415.8154 | 0 | 0 | 0 | 0 | 0 | 0
2016-01-21 04:00 | 0 | 0 | 0 | 0 | 342514.6775 | 0 | 477551 | 0 | 0 | 0 | 1037567.4569 | 0 | 0 | 0 | 0 | 0 | 0 | 344573.2763 | 0 | 0 | 0 | 0 | 0 | 0 | 0 | 0 | -148983.3894 | 0 | 0 | 0 | 0 | 0 | 0 | 0 | 13947.0668 | 0 | 0 | 0 | 0 | 0 | 0
2016-01-21 05:00 | 0 | 0 | 0 | 0 | 336289.1685 | 0 | 456315 | 0 | 0 | 0 | 888584.0675 | 0 | 0 | 0 | 0 | 0 | 0 | 373530.8342 | 0 | 0 | 0 | 0 | 0 | 0 | 0 | 0 | -148983.3894 | 0 | 0 | 0 | 0 | 0 | 0 | 0 | 28957.5579 | 0 | 0 | 0 | 0 | 0 | 0
2016-01-21 06:00 | 0 | 0 | 0 | 0 | 323856.7568 | 0 | 443693 | 0 | 0 | 0 | 739600.6782 | 0 | 0 | 0 | 0 | 0 | 0 | 402677.9804 | 0 | 0 | 0 | 0 | 0 | 0 | 0 | 0 | -148983.3894 | 0 | 0 | 0 | 0 | 0 | 0 | 0 | 29147.1462 | 0 | 0 | 0 | 0 | 0 | 0
2016-01-21 07:00 | 0 | 0 | 0 | 0 | 320553.8244 | 0 | 435960 | 0 | 0 | 0 | 755632.7221 | 0 | 0 | 0 | 0 | 0 | 0 | 271239.7609 | 0 | 0 | 0 | 0 | 0 | 0 | 0 | 0 | 16032.0439 | 0 | 0 | 0 | 0 | 0 | 0 | 0 | -131438.2195 | 0 | 0 | 0 | 0 | 0 | 0
2016-01-21 08:00 | 0 | 0 | 0 | 0 | 323544.0629 | 0 | 432949 | 0 | 0 | 0 | 606649.3327 | 0 | 0 | 0 | 0 | 0 | 0 | 310818.2132 | 0 | 0 | 0 | 0 | 0 | 0 | 0 | 0 | -148983.3894 | 0 | 0 | 0 | 0 | 0 | 0 | 0 | 39578.4523 | 0 | 0 | 0 | 0 | 0 | 0
2016-01-21 09:00 | 0 | 0 | 0 | 0 | 322333.5088 | 0 | 435901 | 0 | 0 | 0 | 457665.9433 | 0 | 0 | 0 | 0 | 0 | 0 | 346234.1113 | 0 | 0 | 0 | 0 | 0 | 0 | 0 | 0 | -148983.3894 | 0 | 0 | 0 | 0 | 0 | 0 | 0 | 35415.8981 | 0 | 0 | 0 | 0 | 0 | 0
2016-01-21 10:00 | 0 | 0 | 0 | 0 | 321117.0769 | 0 | 448923 | 0 | 0 | 0 | 308682.554 | 0 | 0 | 0 | 0 | 0 | 0 | 367411.5776 | 0 | 0 | 0 | 0 | 0 | 0 | 0 | 0 | -148983.3894 | 0 | 0 | 0 | 0 | 0 | 0 | 0 | 21177.4663 | 0 | 0 | 0 | 0 | 0 | 0
2016-01-21 11:00 | 0 | 0 | 0 | 0 | 320280.0341 | 0 | 480425 | 0 | 0 | 0 | 279975.8075 | 0 | 0 | 0 | 0 | 0 | 0 | 235973.3581 | 0 | 0 | 0 | 0 | 0 | 0 | 0 | 0 | -28706.7464 | 0 | 0 | 0 | 0 | 0 | 0 | 0 | -131438.2195 | 0 | 0 | 0 | 0 | 0 | 0
2016-01-21 12:00 | 0 | 0 | 0 | 0 | 322529.2778 | 0 | 510035 | 0 | 0 | 0 | 130992.4182 | 0 | 0 | 0 | 0 | 0 | 0 | 197451.0252 | 0 | 0 | 0 | 0 | 0 | 0 | 0 | 0 | -148983.3894 | 0 | 0 | 0 | 0 | 0 | 0 | 0 | -38522.3328 | 0 | 0 | 0 | 0 | 0 | 0
2016-01-21 13:00 | 0 | 0 | 0 | 0 | 325941.6168 | 14.5088 | 518534 | 0 | 0 | 0 | 69852.7633 | 0 | 0 | 0 | 0 | 0 | 0 | 66012.8057 | 0 | 0 | 0 | 0 | 0 | 0 | 0 | 0 | -61139.6549 | 0 | 0 | 0 | 0 | 0 | 0 | 0 | -131438.2195 | 0 | 0 | 0 | 0 | 0 | 0
2016-01-21 14:00 | 0 | 0 | 0 | 0 | 301930.4526 | 78041.9783 | 515838 | 0 | 0 | 0 | 0 | 0 | 0 | 0 | 0 | 0 | 0 | 0 | 0 | 0 | 0 | 0 | 0 | 0 | 0 | 0 | -69852.7633 | 0 | 0 | 0 | 0 | 0 | 0 | 0 | -66012.8057 | 0 | 0 | 0 | 0 | 0 | 0
2016-01-21 15:00 | 0 | 0 | 0 | 0 | 9297.4802 | 502327.5198 | 511625 | 0 | 0 | 0 | 0 | 0 | 0 | 0 | 0 | 0 | 0 | 0 | 0 | 0 | 0 | 0 | 0 | 0 | 0 | 0 | 0 | 0 | 0 | 0 | 0 | 0 | 0 | 0 | 0 | 0 | 0 | 0 | 0 | 0 | 0
2016-01-21 16:00 | 0 | 0 | 0 | 0 | 174210.5077 | 611080.1011 | 504869 | 0 | 0 | 0 | 148983.3894 | 0 | 0 | 0 | 0 | 0 | 0 | 131438.2195 | 0 | 0 | 0 | 0 | 0 | 0 | 0 | 0 | 148983.3894 | 0 | 0 | 0 | 0 | 0 | 0 | 0 | 131438.2195 | 0 | 0 | 0 | 0 | 0 | 0
2016-01-21 17:00 | 0 | 0 | 0 | 0 | 0 | 609731.1123 | 497314 | 0 | 0 | 0 | 297966.7787 | 0 | 0 | 0 | 0 | 0 | 0 | 94871.9424 | 0 | 0 | 0 | 0 | 0 | 0 | 0 | 0 | 148983.3894 | 0 | 0 | 0 | 0 | 0 | 0 | 0 | -36566.2771 | 0 | 0 | 0 | 0 | 0 | 0
2016-01-21 18:00 | 0 | 0 | 0 | 0 | 190707.8878 | 580432.7211 | 490719 | 0 | 0 | 0 | 446950.1681 | 0 | 0 | 0 | 0 | 0 | 0 | 226310.162 | 0 | 0 | 0 | 0 | 0 | 0 | 0 | 0 | 148983.3894 | 0 | 0 | 0 | 0 | 0 | 0 | 0 | 131438.2195 | 0 | 0 | 0 | 0 | 0 | 0
2016-01-21 19:00 | 0 | 0 | 0 | 0 | 0 | 565799.7601 | 486338 | 0 | 0 | 0 | 595933.5575 | 0 | 0 | 0 | 0 | 0 | 0 | 156788.5327 | 0 | 0 | 0 | 0 | 0 | 0 | 0 | 0 | 148983.3894 | 0 | 0 | 0 | 0 | 0 | 0 | 0 | -69521.6293 | 0 | 0 | 0 | 0 | 0 | 0
2016-01-21 20:00 | 0 | 0 | 0 | 0 | 189050.4006 | 575355.2083 | 483984 | 0 | 0 | 0 | 744916.9469 | 0 | 0 | 0 | 0 | 0 | 0 | 288226.7522 | 0 | 0 | 0 | 0 | 0 | 0 | 0 | 0 | 148983.3894 | 0 | 0 | 0 | 0 | 0 | 0 | 0 | 131438.2195 | 0 | 0 | 0 | 0 | 0 | 0
2016-01-21 21:00 | 0 | 0 | 0 | 0 | 140631.3531 | 588827.7915 | 486412 | 0 | 0 | 0 | 893900.3362 | 0 | 0 | 0 | 0 | 0 | 0 | 382290.5074 | 0 | 0 | 0 | 0 | 0 | 0 | 0 | 0 | 148983.3894 | 0 | 0 | 0 | 0 | 0 | 0 | 0 | 94063.7552 | 0 | 0 | 0 | 0 | 0 | 0
2016-01-21 22:00 | 0 | 0 | 0 | 0 | 256343.6537 | 526038.9552 | 501961 | 0 | 0 | 0 | 1042883.7256 | 0 | 0 | 0 | 0 | 0 | 0 | 513728.7269 | 0 | 0 | 0 | 0 | 0 | 0 | 0 | 0 | 148983.3894 | 0 | 0 | 0 | 0 | 0 | 0 | 0 | 131438.2195 | 0 | 0 | 0 | 0 | 0 | 0
2016-01-21 23:00 | 0 | 0 | 0 | 0 | 421208.7542 | 209014.4149 | 520445 | 0 | 0 | 0 | 1152661.8947 | 0 | 0 | 0 | 0 | 0 | 0 | 513728.7269 | 0 | 0 | 0 | 0 | 0 | 0 | 0 | 0 | 109778.1691 | 0 | 0 | 0 | 0 | 0 | 0 | 0 | 0 | 0 | 0 | 0 | 0 | 0 | 0
2016-01-22 | 0 | 0 | 0 | 0 | 428331.2609 | 6203.1957 | 527936 | 0 | 0 | 0 | 1059260.3514 | 0 | 0 | 0 | 0 | 0 | 0 | 513728.7269 | 0 | 0 | 0 | 0 | 0 | 0 | 0 | 0 | -93401.5433 | 0 | 0 | 0 | 0 | 0 | 0 | 0 | 0 | 0 | 0 | 0 | 0 | 0 | 0
2016-01-22 01:00 | 0 | 0 | 0 | 0 | 409930.6694 | 0 | 526468 | 0 | 0 | 0 | 1074161.2403 | 0 | 0 | 0 | 0 | 0 | 0 | 382290.5074 | 0 | 0 | 0 | 0 | 0 | 0 | 0 | 0 | 14900.8889 | 0 | 0 | 0 | 0 | 0 | 0 | 0 | -131438.2195 | 0 | 0 | 0 | 0 | 0 | 0
2016-01-22 02:00 | 0 | 0 | 0 | 0 | 387358.2446 | 0 | 516856 | 0 | 0 | 0 | 925177.851 | 0 | 0 | 0 | 0 | 0 | 0 | 401776.1414 | 0 | 0 | 0 | 0 | 0 | 0 | 0 | 0 | -148983.3894 | 0 | 0 | 0 | 0 | 0 | 0 | 0 | 19485.634 | 0 | 0 | 0 | 0 | 0 | 0
2016-01-22 03:00 | 0 | 0 | 0 | 0 | 218399.3911 | 0 | 498821 | 0 | 0 | 0 | 776194.4616 | 0 | 0 | 0 | 0 | 0 | 0 | 270337.9219 | 0 | 0 | 0 | 0 | 0 | 0 | 0 | 0 | -148983.3894 | 0 | 0 | 0 | 0 | 0 | 0 | 0 | -131438.2195 | 0 | 0 | 0 | 0 | 0 | 0
2016-01-22 04:00 | 0 | 0 | 0 | 0 | 356225.5783 | 0 | 476229 | 0 | 0 | 0 | 627211.0722 | 0 | 0 | 0 | 0 | 0 | 0 | 299317.8895 | 0 | 0 | 0 | 0 | 0 | 0 | 0 | 0 | -148983.3894 | 0 | 0 | 0 | 0 | 0 | 0 | 0 | 28979.9676 | 0 | 0 | 0 | 0 | 0 | 0
2016-01-22 05:00 | 0 | 0 | 0 | 0 | 352667.6412 | 0 | 456375 | 0 | 0 | 0 | 478227.6828 | 0 | 0 | 0 | 0 | 0 | 0 | 344593.9201 | 0 | 0 | 0 | 0 | 0 | 0 | 0 | 0 | -148983.3894 | 0 | 0 | 0 | 0 | 0 | 0 | 0 | 45276.0306 | 0 | 0 | 0 | 0 | 0 | 0
2016-01-22 06:00 | 0 | 0 | 0 | 0 | 357715.2738 | 0 | 444230 | 0 | 0 | 0 | 329244.2935 | 0 | 0 | 0 | 0 | 0 | 0 | 407062.5833 | 0 | 0 | 0 | 0 | 0 | 0 | 0 | 0 | -148983.3894 | 0 | 0 | 0 | 0 | 0 | 0 | 0 | 62468.6632 | 0 | 0 | 0 | 0 | 0 | 0
2016-01-22 07:00 | 0 | 0 | 0 | 0 | 367188.8729 | 0 | 436401 | 0 | 0 | 0 | 391470.3859 | 0 | 0 | 0 | 0 | 0 | 0 | 275624.3638 | 0 | 0 | 0 | 0 | 0 | 0 | 0 | 0 | 62226.0924 | 0 | 0 | 0 | 0 | 0 | 0 | 0 | -131438.2195 | 0 | 0 | 0 | 0 | 0 | 0
2016-01-22 08:00 | 0 | 0 | 0 | 0 | 377168.2705 | 0 | 433510 | 0 | 0 | 0 | 395421.3712 | 0 | 0 | 0 | 0 | 0 | 0 | 215331.649 | 0 | 0 | 0 | 0 | 0 | 0 | 0 | 0 | 3950.9853 | 0 | 0 | 0 | 0 | 0 | 0 | 0 | -60292.7148 | 0 | 0 | 0 | 0 | 0 | 0
2016-01-22 09:00 | 0 | 0 | 0 | 0 | 385406.8773 | 0 | 436978 | 0 | 0 | 0 | 246437.9818 | 0 | 0 | 0 | 0 | 0 | 0 | 312743.9157 | 0 | 0 | 0 | 0 | 0 | 0 | 0 | 0 | -148983.3894 | 0 | 0 | 0 | 0 | 0 | 0 | 0 | 97412.2667 | 0 | 0 | 0 | 0 | 0 | 0
2016-01-22 10:00 | 0 | 0 | 0 | 0 | 394647.3338 | 0 | 449180 | 0 | 0 | 0 | 97454.5925 | 0 | 0 | 0 | 0 | 0 | 0 | 407194.6388 | 0 | 0 | 0 | 0 | 0 | 0 | 0 | 0 | -148983.3894 | 0 | 0 | 0 | 0 | 0 | 0 | 0 | 94450.7231 | 0 | 0 | 0 | 0 | 0 | 0
2016-01-22 11:00 | 0 | 0 | 0 | 0 | 392802.6061 | 0 | 477761 | 0 | 0 | 0 | 143934.4181 | 0 | 0 | 0 | 0 | 0 | 0 | 275756.4193 | 0 | 0 | 0 | 0 | 0 | 0 | 0 | 0 | 46479.8256 | 0 | 0 | 0 | 0 | 0 | 0 | 0 | -131438.2195 | 0 | 0 | 0 | 0 | 0 | 0
2016-01-22 12:00 | 0 | 0 | 0 | 0 | 381273.7517 | 0 | 507663 | 0 | 0 | 0 | 148983.3894 | 0 | 0 | 0 | 0 | 0 | 0 | 144318.1998 | 0 | 0 | 0 | 0 | 0 | 0 | 0 | 0 | 5048.9713 | 0 | 0 | 0 | 0 | 0 | 0 | 0 | -131438.2195 | 0 | 0 | 0 | 0 | 0 | 0
2016-01-22 13:00 | 0 | 0 | 0 | 0 | 358492.8657 | 22.3061 | 521669 | 0 | 0 | 0 | 0 | 0 | 0 | 0 | 0 | 0 | 0 | 130147.761 | 0 | 0 | 0 | 0 | 0 | 0 | 0 | 0 | -148983.3894 | 0 | 0 | 0 | 0 | 0 | 0 | 0 | -14170.4388 | 0 | 0 | 0 | 0 | 0 | 0
2016-01-22 14:00 | 0 | 0 | 0 | 0 | 311536.8798 | 86045.3593 | 527730 | 0 | 0 | 0 | 0 | 0 | 0 | 0 | 0 | 0 | 0 | 0 | 0 | 0 | 0 | 0 | 0 | 0 | 0 | 0 | 0 | 0 | 0 | 0 | 0 | 0 | 0 | 0 | -130147.761 | 0 | 0 | 0 | 0 | 0 | 0
2016-01-22 15:00 | 0 | 0 | 0 | 0 | 281463.7463 | 466888.6051 | 530526 | 0 | 0 | 0 | 98450.7244 | 0 | 0 | 0 | 0 | 0 | 0 | 119375.6271 | 0 | 0 | 0 | 0 | 0 | 0 | 0 | 0 | 98450.7244 | 0 | 0 | 0 | 0 | 0 | 0 | 0 | 119375.6271 | 0 | 0 | 0 | 0 | 0 | 0
2016-01-22 16:00 | 0 | 0 | 0 | 0 | 0 | 556956.7623 | 527349 | 0 | 0 | 0 | 247434.1137 | 0 | 0 | 0 | 0 | 0 | 0 | 0 | 0 | 0 | 0 | 0 | 0 | 0 | 0 | 0 | 148983.3894 | 0 | 0 | 0 | 0 | 0 | 0 | 0 | -119375.6271 | 0 | 0 | 0 | 0 | 0 | 0
2016-01-22 17:00 | 0 | 0 | 0 | 0 | 0 | 549762.9975 | 521407 | 0 | 0 | 0 | 144351.8917 | 0 | 0 | 0 | 0 | 0 | 0 | 131438.2195 | 0 | 0 | 0 | 0 | 0 | 0 | 0 | 0 | -103082.222 | 0 | 0 | 0 | 0 | 0 | 0 | 0 | 131438.2195 | 0 | 0 | 0 | 0 | 0 | 0
2016-01-22 18:00 | 0 | 0 | 0 | 0 | 212935.3891 | 531799.0222 | 515885 | 0 | 0 | 0 | 293335.2811 | 0 | 0 | 0 | 0 | 0 | 0 | 211304.2415 | 0 | 0 | 0 | 0 | 0 | 0 | 0 | 0 | 148983.3894 | 0 | 0 | 0 | 0 | 0 | 0 | 0 | 79866.022 | 0 | 0 | 0 | 0 | 0 | 0
2016-01-22 19:00 | 0 | 0 | 0 | 0 | 1786.176 | 526305.9939 | 510547 | 0 | 0 | 0 | 442318.6704 | 0 | 0 | 0 | 0 | 0 | 0 | 79866.022 | 0 | 0 | 0 | 0 | 0 | 0 | 0 | 0 | 148983.3894 | 0 | 0 | 0 | 0 | 0 | 0 | 0 | -131438.2195 | 0 | 0 | 0 | 0 | 0 | 0
2016-01-22 20:00 | 0 | 0 | 0 | 0 | 0 | 538840.3593 | 506514 | 0 | 0 | 0 | 343206.8102 | 0 | 0 | 0 | 0 | 0 | 0 | 211304.2415 | 0 | 0 | 0 | 0 | 0 | 0 | 0 | 0 | -99111.8602 | 0 | 0 | 0 | 0 | 0 | 0 | 0 | 131438.2195 | 0 | 0 | 0 | 0 | 0 | 0
2016-01-22 21:00 | 0 | 0 | 0 | 0 | 240009.5465 | 547458.0624 | 507046 | 0 | 0 | 0 | 492190.1996 | 0 | 0 | 0 | 0 | 0 | 0 | 342742.461 | 0 | 0 | 0 | 0 | 0 | 0 | 0 | 0 | 148983.3894 | 0 | 0 | 0 | 0 | 0 | 0 | 0 | 131438.2195 | 0 | 0 | 0 | 0 | 0 | 0
2016-01-22 22:00 | 0 | 0 | 0 | 0 | 296423.0233 | 459625.6361 | 517154 | 0 | 0 | 0 | 599646.6395 | 0 | 0 | 0 | 0 | 0 | 0 | 474180.6805 | 0 | 0 | 0 | 0 | 0 | 0 | 0 | 0 | 107456.4399 | 0 | 0 | 0 | 0 | 0 | 0 | 0 | 131438.2195 | 0 | 0 | 0 | 0 | 0 | 0
2016-01-22 23:00 | 0 | 0 | 0 | 0 | 387690.2346 | 178843.7323 | 529079 | 0 | 0 | 0 | 748630.0288 | 0 | 0 | 0 | 0 | 0 | 0 | 362652.258 | 0 | 0 | 0 | 0 | 0 | 0 | 0 | 0 | 148983.3894 | 0 | 0 | 0 | 0 | 0 | 0 | 0 | -111528.4225 | 0 | 0 | 0 | 0 | 0 | 0
2016-01-23 | 0 | 0 | 0 | 0 | 468840.6382 | 5091.7443 | 532762 | 0 | 0 | 0 | 821238.6308 | 0 | 0 | 0 | 0 | 0 | 0 | 231214.0385 | 0 | 0 | 0 | 0 | 0 | 0 | 0 | 0 | 72608.602 | 0 | 0 | 0 | 0 | 0 | 0 | 0 | -131438.2195 | 0 | 0 | 0 | 0 | 0 | 0
2016-01-23 01:00 | 0 | 0 | 0 | 0 | 248773.3911 | 0 | 529195 | 0 | 0 | 0 | 672255.2415 | 0 | 0 | 0 | 0 | 0 | 0 | 99775.819 | 0 | 0 | 0 | 0 | 0 | 0 | 0 | 0 | -148983.3894 | 0 | 0 | 0 | 0 | 0 | 0 | 0 | -131438.2195 | 0 | 0 | 0 | 0 | 0 | 0
2016-01-23 02:00 | 0 | 0 | 0 | 0 | 496417.834 | 0 | 520505 | 0 | 0 | 0 | 523271.8521 | 0 | 0 | 0 | 0 | 0 | 0 | 224672.0424 | 0 | 0 | 0 | 0 | 0 | 0 | 0 | 0 | -148983.3894 | 0 | 0 | 0 | 0 | 0 | 0 | 0 | 124896.2234 | 0 | 0 | 0 | 0 | 0 | 0
2016-01-23 03:00 | 0 | 0 | 0 | 0 | 493726.3455 | 0 | 505807 | 0 | 0 | 0 | 642629.4171 | 0 | 0 | 0 | 0 | 0 | 0 | 93233.8229 | 0 | 0 | 0 | 0 | 0 | 0 | 0 | 0 | 119357.565 | 0 | 0 | 0 | 0 | 0 | 0 | 0 | -131438.2195 | 0 | 0 | 0 | 0 | 0 | 0
2016-01-23 04:00 | 0 | 0 | 0 | 0 | 487953.185 | 0 | 487425 | 0 | 0 | 0 | 511719.3826 | 0 | 0 | 0 | 0 | 0 | 0 | 224672.0424 | 0 | 0 | 0 | 0 | 0 | 0 | 0 | 0 | -130910.0345 | 0 | 0 | 0 | 0 | 0 | 0 | 0 | 131438.2195 | 0 | 0 | 0 | 0 | 0 | 0
2016-01-23 05:00 | 0 | 0 | 0 | 0 | 454385.8301 | 0 | 471931 | 0 | 0 | 0 | 362735.9932 | 0 | 0 | 0 | 0 | 0 | 0 | 356110.2619 | 0 | 0 | 0 | 0 | 0 | 0 | 0 | 0 | -148983.3894 | 0 | 0 | 0 | 0 | 0 | 0 | 0 | 131438.2195 | 0 | 0 | 0 | 0 | 0 | 0
2016-01-23 06:00 | 0 | 0 | 0 | 0 | 485957.4128 | 0 | 460046 | 0 | 0 | 0 | 257209.1865 | 0 | 0 | 0 | 0 | 0 | 0 | 487548.4814 | 0 | 0 | 0 | 0 | 0 | 0 | 0 | 0 | -105526.8067 | 0 | 0 | 0 | 0 | 0 | 0 | 0 | 131438.2195 | 0 | 0 | 0 | 0 | 0 | 0
2016-01-23 07:00 | 0 | 0 | 0 | 0 | 490477.8952 | 0 | 452760 | 0 | 0 | 0 | 406192.5759 | 0 | 0 | 0 | 0 | 0 | 0 | 376282.9872 | 0 | 0 | 0 | 0 | 0 | 0 | 0 | 0 | 148983.3894 | 0 | 0 | 0 | 0 | 0 | 0 | 0 | -111265.4942 | 0 | 0 | 0 | 0 | 0 | 0
2016-01-23 08:00 | 0 | 0 | 0 | 0 | 494192.0534 | 0 | 448842 | 0 | 0 | 0 | 555175.9652 | 0 | 0 | 0 | 0 | 0 | 0 | 272649.6512 | 0 | 0 | 0 | 0 | 0 | 0 | 0 | 0 | 148983.3894 | 0 | 0 | 0 | 0 | 0 | 0 | 0 | -103633.336 | 0 | 0 | 0 | 0 | 0 | 0
2016-01-23 09:00 | 0 | 0 | 0 | 0 | 288845.8142 | 0 | 449099 | 0 | 0 | 0 | 406192.5759 | 0 | 0 | 0 | 0 | 0 | 0 | 261379.8548 | 0 | 0 | 0 | 0 | 0 | 0 | 0 | 0 | -148983.3894 | 0 | 0 | 0 | 0 | 0 | 0 | 0 | -11269.7965 | 0 | 0 | 0 | 0 | 0 | 0
2016-01-23 10:00 | 0 | 0 | 0 | 0 | 509944.7881 | 0 | 454288 | 0 | 0 | 0 | 555175.9652 | 0 | 0 | 0 | 0 | 0 | 0 | 168053.2535 | 0 | 0 | 0 | 0 | 0 | 0 | 0 | 0 | 148983.3894 | 0 | 0 | 0 | 0 | 0 | 0 | 0 | -93326.6012 | 0 | 0 | 0 | 0 | 0 | 0
2016-01-23 11:00 | 0 | 0 | 0 | 0 | 517292.8623 | 0 | 463739 | 0 | 0 | 0 | 477291.608 | 0 | 0 | 0 | 0 | 0 | 0 | 299491.473 | 0 | 0 | 0 | 0 | 0 | 0 | 0 | 0 | -77884.3572 | 0 | 0 | 0 | 0 | 0 | 0 | 0 | 131438.2195 | 0 | 0 | 0 | 0 | 0 | 0
2016-01-23 12:00 | 0 | 0 | 0 | 0 | 523757.2048 | 0 | 478856 | 0 | 0 | 0 | 626274.9974 | 0 | 0 | 0 | 0 | 0 | 0 | 195409.2884 | 0 | 0 | 0 | 0 | 0 | 0 | 0 | 0 | 148983.3894 | 0 | 0 | 0 | 0 | 0 | 0 | 0 | -104082.1846 | 0 | 0 | 0 | 0 | 0 | 0
2016-01-23 13:00 | 0 | 0 | 0 | 0 | 215070.9526 | 27.4385 | 495520 | 0 | 0 | 0 | 477291.608 | 0 | 0 | 0 | 0 | 0 | 0 | 63971.0689 | 0 | 0 | 0 | 0 | 0 | 0 | 0 | 0 | -148983.3894 | 0 | 0 | 0 | 0 | 0 | 0 | 0 | -131438.2195 | 0 | 0 | 0 | 0 | 0 | 0
2016-01-23 14:00 | 0 | 0 | 0 | 0 | 497146.8349 | 97793.4855 | 509928 | 0 | 0 | 0 | 626274.9974 | 0 | 0 | 0 | 0 | 0 | 0 | 0 | 0 | 0 | 0 | 0 | 0 | 0 | 0 | 0 | 148983.3894 | 0 | 0 | 0 | 0 | 0 | 0 | 0 | -63971.0689 | 0 | 0 | 0 | 0 | 0 | 0
2016-01-23 15:00 | 0 | 0 | 0 | 0 | 155129.4852 | 343903.345 | 516578 | 0 | 0 | 0 | 477291.608 | 0 | 0 | 0 | 0 | 0 | 0 | 131438.2195 | 0 | 0 | 0 | 0 | 0 | 0 | 0 | 0 | -148983.3894 | 0 | 0 | 0 | 0 | 0 | 0 | 0 | 131438.2195 | 0 | 0 | 0 | 0 | 0 | 0
2016-01-23 16:00 | 0 | 0 | 0 | 0 | 86030.0085 | 445246.1614 | 513731 | 0 | 0 | 0 | 626274.9974 | 0 | 0 | 0 | 0 | 0 | 0 | 0 | 0 | 0 | 0 | 0 | 0 | 0 | 0 | 0 | 148983.3894 | 0 | 0 | 0 | 0 | 0 | 0 | 0 | -131438.2195 | 0 | 0 | 0 | 0 | 0 | 0
2016-01-23 17:00 | 0 | 0 | 0 | 0 | 312904.3391 | 473160.2698 | 505643 | 0 | 0 | 0 | 775258.3867 | 0 | 0 | 0 | 0 | 0 | 0 | 131438.2195 | 0 | 0 | 0 | 0 | 0 | 0 | 0 | 0 | 148983.3894 | 0 | 0 | 0 | 0 | 0 | 0 | 0 | 131438.2195 | 0 | 0 | 0 | 0 | 0 | 0
2016-01-23 18:00 | 0 | 0 | 0 | 0 | 44868.8217 | 467381.3481 | 494705 | 0 | 0 | 0 | 924241.7761 | 0 | 0 | 0 | 0 | 0 | 0 | 0 | 0 | 0 | 0 | 0 | 0 | 0 | 0 | 0 | 148983.3894 | 0 | 0 | 0 | 0 | 0 | 0 | 0 | -131438.2195 | 0 | 0 | 0 | 0 | 0 | 0
2016-01-23 19:00 | 0 | 0 | 0 | 0 | 305962.7225 | 457818.8864 | 483360 | 0 | 0 | 0 | 1073225.1655 | 0 | 0 | 0 | 0 | 0 | 0 | 131438.2195 | 0 | 0 | 0 | 0 | 0 | 0 | 0 | 0 | 148983.3894 | 0 | 0 | 0 | 0 | 0 | 0 | 0 | 131438.2195 | 0 | 0 | 0 | 0 | 0 | 0
2016-01-23 20:00 | 0 | 0 | 0 | 0 | 6146.473 | 453087.3571 | 476779 | 0 | 0 | 0 | 924241.7761 | 0 | 0 | 0 | 0 | 0 | 0 | 262876.439 | 0 | 0 | 0 | 0 | 0 | 0 | 0 | 0 | -148983.3894 | 0 | 0 | 0 | 0 | 0 | 0 | 0 | 131438.2195 | 0 | 0 | 0 | 0 | 0 | 0
2016-01-23 21:00 | 0 | 0 | 0 | 0 | 65075.7719 | 429196.398 | 476727 | 0 | 0 | 0 | 1073225.1655 | 0 | 0 | 0 | 0 | 0 | 0 | 131438.2195 | 0 | 0 | 0 | 0 | 0 | 0 | 0 | 0 | 148983.3894 | 0 | 0 | 0 | 0 | 0 | 0 | 0 | -131438.2195 | 0 | 0 | 0 | 0 | 0 | 0
2016-01-23 22:00 | 0 | 0 | 0 | 0 | 404701.8925 | 345033.8938 | 488300 | 0 | 0 | 0 | 1203222.7322 | 0 | 0 | 0 | 0 | 0 | 0 | 262876.439 | 0 | 0 | 0 | 0 | 0 | 0 | 0 | 0 | 129997.5668 | 0 | 0 | 0 | 0 | 0 | 0 | 0 | 131438.2195 | 0 | 0 | 0 | 0 | 0 | 0
2016-01-23 23:00 | 0 | 0 | 0 | 0 | 374586.6052 | 148332.5647 | 505374 | 0 | 0 | 0 | 1352206.1216 | 0 | 0 | 0 | 0 | 0 | 0 | 131438.2195 | 0 | 0 | 0 | 0 | 0 | 0 | 0 | 0 | 148983.3894 | 0 | 0 | 0 | 0 | 0 | 0 | 0 | -131438.2195 | 0 | 0 | 0 | 0 | 0 | 0
2016-01-24 | 0 | 0 | 0 | 0 | 599507.8921 | 9695.0163 | 514019 | 0 | 0 | 0 | 1315951.8106 | 0 | 0 | 0 | 0 | 0 | 0 | 262876.439 | 0 | 0 | 0 | 0 | 0 | 0 | 0 | 0 | -36254.311 | 0 | 0 | 0 | 0 | 0 | 0 | 0 | 131438.2195 | 0 | 0 | 0 | 0 | 0 | 0
2016-01-24 01:00 | 0 | 0 | 0 | 0 | 496478.8301 | 0 | 514024 | 0 | 0 | 0 | 1166968.4212 | 0 | 0 | 0 | 0 | 0 | 0 | 394314.6585 | 0 | 0 | 0 | 0 | 0 | 0 | 0 | 0 | -148983.3894 | 0 | 0 | 0 | 0 | 0 | 0 | 0 | 131438.2195 | 0 | 0 | 0 | 0 | 0 | 0
2016-01-24 02:00 | 0 | 0 | 0 | 0 | 581657.3113 | 0 | 508962 | 0 | 0 | 0 | 1315951.8106 | 0 | 0 | 0 | 0 | 0 | 0 | 318026.5805 | 0 | 0 | 0 | 0 | 0 | 0 | 0 | 0 | 148983.3894 | 0 | 0 | 0 | 0 | 0 | 0 | 0 | -76288.078 | 0 | 0 | 0 | 0 | 0 | 0
2016-01-24 03:00 | 0 | 0 | 0 | 0 | 544864.0992 | 0 | 497824 | 0 | 0 | 0 | 1231553.6903 | 0 | 0 | 0 | 0 | 0 | 0 | 449464.8 | 0 | 0 | 0 | 0 | 0 | 0 | 0 | 0 | -84398.1203 | 0 | 0 | 0 | 0 | 0 | 0 | 0 | 131438.2195 | 0 | 0 | 0 | 0 | 0 | 0
2016-01-24 04:00 | 0 | 0 | 0 | 0 | 506887.9499 | 0 | 482754 | 0 | 0 | 0 | 1380537.0797 | 0 | 0 | 0 | 0 | 0 | 0 | 324615.3606 | 0 | 0 | 0 | 0 | 0 | 0 | 0 | 0 | 148983.3894 | 0 | 0 | 0 | 0 | 0 | 0 | 0 | -124849.4394 | 0 | 0 | 0 | 0 | 0 | 0
2016-01-24 05:00 | 0 | 0 | 0 | 0 | 188133.3911 | 0 | 468555 | 0 | 0 | 0 | 1231553.6903 | 0 | 0 | 0 | 0 | 0 | 0 | 193177.141 | 0 | 0 | 0 | 0 | 0 | 0 | 0 | 0 | -148983.3894 | 0 | 0 | 0 | 0 | 0 | 0 | 0 | -131438.2195 | 0 | 0 | 0 | 0 | 0 | 0
2016-01-24 06:00 | 0 | 0 | 0 | 0 | 440164.9612 | 0 | 459947 | 0 | 0 | 0 | 1082570.3009 | 0 | 0 | 0 | 0 | 0 | 0 | 322378.4916 | 0 | 0 | 0 | 0 | 0 | 0 | 0 | 0 | -148983.3894 | 0 | 0 | 0 | 0 | 0 | 0 | 0 | 129201.3505 | 0 | 0 | 0 | 0 | 0 | 0
2016-01-24 07:00 | 0 | 0 | 0 | 0 | 409296.4949 | 0 | 454182 | 0 | 0 | 0 | 1169123.0154 | 0 | 0 | 0 | 0 | 0 | 0 | 190940.2721 | 0 | 0 | 0 | 0 | 0 | 0 | 0 | 0 | 86552.7145 | 0 | 0 | 0 | 0 | 0 | 0 | 0 | -131438.2195 | 0 | 0 | 0 | 0 | 0 | 0
2016-01-24 08:00 | 0 | 0 | 0 | 0 | 382238.165 | 0 | 452194 | 0 | 0 | 0 | 1040336.3272 | 0 | 0 | 0 | 0 | 0 | 0 | 249771.1252 | 0 | 0 | 0 | 0 | 0 | 0 | 0 | 0 | -128786.6882 | 0 | 0 | 0 | 0 | 0 | 0 | 0 | 58830.8532 | 0 | 0 | 0 | 0 | 0 | 0
2016-01-24 09:00 | 0 | 0 | 0 | 0 | 172741.3911 | 0 | 453163 | 0 | 0 | 0 | 891352.9379 | 0 | 0 | 0 | 0 | 0 | 0 | 118332.9057 | 0 | 0 | 0 | 0 | 0 | 0 | 0 | 0 | -148983.3894 | 0 | 0 | 0 | 0 | 0 | 0 | 0 | -131438.2195 | 0 | 0 | 0 | 0 | 0 | 0
2016-01-24 10:00 | 0 | 0 | 0 | 0 | 350410.2663 | 0 | 457622 | 0 | 0 | 0 | 742369.5485 | 0 | 0 | 0 | 0 | 0 | 0 | 160104.5614 | 0 | 0 | 0 | 0 | 0 | 0 | 0 | 0 | -148983.3894 | 0 | 0 | 0 | 0 | 0 | 0 | 0 | 41771.6557 | 0 | 0 | 0 | 0 | 0 | 0
2016-01-24 11:00 | 0 | 0 | 0 | 0 | 338696.756 | 0 | 468618 | 0 | 0 | 0 | 743886.524 | 0 | 0 | 0 | 0 | 0 | 0 | 28666.3419 | 0 | 0 | 0 | 0 | 0 | 0 | 0 | 0 | 1516.9755 | 0 | 0 | 0 | 0 | 0 | 0 | 0 | -131438.2195 | 0 | 0 | 0 | 0 | 0 | 0
2016-01-24 12:00 | 0 | 0 | 0 | 0 | 328883.2438 | 0 | 482809 | 0 | 0 | 0 | 594903.1346 | 0 | 0 | 0 | 0 | 0 | 0 | 23723.975 | 0 | 0 | 0 | 0 | 0 | 0 | 0 | 0 | -148983.3894 | 0 | 0 | 0 | 0 | 0 | 0 | 0 | -4942.3668 | 0 | 0 | 0 | 0 | 0 | 0
2016-01-24 13:00 | 0 | 0 | 0 | 0 | 322006.0724 | 25.5632 | 494739 | 0 | 0 | 0 | 445919.7453 | 0 | 0 | 0 | 0 | 0 | 0 | 0 | 0 | 0 | 0 | 0 | 0 | 0 | 0 | 0 | -148983.3894 | 0 | 0 | 0 | 0 | 0 | 0 | 0 | -23723.975 | 0 | 0 | 0 | 0 | 0 | 0
2016-01-24 14:00 | 0 | 0 | 0 | 0 | 270021.0645 | 77327.5461 | 496332 | 0 | 0 | 0 | 296936.3559 | 0 | 0 | 0 | 0 | 0 | 0 | 0 | 0 | 0 | 0 | 0 | 0 | 0 | 0 | 0 | -148983.3894 | 0 | 0 | 0 | 0 | 0 | 0 | 0 | 0 | 0 | 0 | 0 | 0 | 0 | 0
2016-01-24 15:00 | 0 | 0 | 0 | 0 | 202291.0395 | 393638.8 | 487392 | 0 | 0 | 0 | 274035.9759 | 0 | 0 | 0 | 0 | 0 | 0 | 131438.2195 | 0 | 0 | 0 | 0 | 0 | 0 | 0 | 0 | -22900.38 | 0 | 0 | 0 | 0 | 0 | 0 | 0 | 131438.2195 | 0 | 0 | 0 | 0 | 0 | 0
2016-01-24 16:00 | 0 | 0 | 0 | 0 | 0 | 528200.6919 | 473672 | 0 | 0 | 0 | 423019.3653 | 0 | 0 | 0 | 0 | 0 | 0 | 36983.522 | 0 | 0 | 0 | 0 | 0 | 0 | 0 | 0 | 148983.3894 | 0 | 0 | 0 | 0 | 0 | 0 | 0 | -94454.6975 | 0 | 0 | 0 | 0 | 0 | 0
2016-01-24 17:00 | 0 | 0 | 0 | 0 | 0 | 560882.3845 | 460203 | 0 | 0 | 0 | 392260.5302 | 0 | 0 | 0 | 0 | 0 | 0 | 168421.7415 | 0 | 0 | 0 | 0 | 0 | 0 | 0 | 0 | -30758.835 | 0 | 0 | 0 | 0 | 0 | 0 | 0 | 131438.2195 | 0 | 0 | 0 | 0 | 0 | 0
2016-01-24 18:00 | 0 | 0 | 0 | 0 | 0 | 540435.4941 | 447336 | 0 | 0 | 0 | 541243.9196 | 0 | 0 | 0 | 0 | 0 | 0 | 112537.8462 | 0 | 0 | 0 | 0 | 0 | 0 | 0 | 0 | 148983.3894 | 0 | 0 | 0 | 0 | 0 | 0 | 0 | -55883.8953 | 0 | 0 | 0 | 0 | 0 | 0
2016-01-24 19:00 | 0 | 0 | 0 | 0 | 190547.3927 | 527355.2162 | 437481 | 0 | 0 | 0 | 690227.309 | 0 | 0 | 0 | 0 | 0 | 0 | 243976.0657 | 0 | 0 | 0 | 0 | 0 | 0 | 0 | 0 | 148983.3894 | 0 | 0 | 0 | 0 | 0 | 0 | 0 | 131438.2195 | 0 | 0 | 0 | 0 | 0 | 0
2016-01-24 20:00 | 0 | 0 | 0 | 0 | 0 | 536543.9578 | 431504 | 0 | 0 | 0 | 839210.6983 | 0 | 0 | 0 | 0 | 0 | 0 | 200032.6342 | 0 | 0 | 0 | 0 | 0 | 0 | 0 | 0 | 148983.3894 | 0 | 0 | 0 | 0 | 0 | 0 | 0 | -43943.4316 | 0 | 0 | 0 | 0 | 0 | 0
2016-01-24 21:00 | 0 | 0 | 0 | 0 | 0 | 550069.3305 | 433670 | 0 | 0 | 0 | 824171.8093 | 0 | 0 | 0 | 0 | 0 | 0 | 331470.8537 | 0 | 0 | 0 | 0 | 0 | 0 | 0 | 0 | -15038.889 | 0 | 0 | 0 | 0 | 0 | 0 | 0 | 131438.2195 | 0 | 0 | 0 | 0 | 0 | 0
2016-01-24 22:00 | 0 | 0 | 0 | 0 | 0 | 496456.4858 | 450881 | 0 | 0 | 0 | 973155.1987 | 0 | 0 | 0 | 0 | 0 | 0 | 228062.95 | 0 | 0 | 0 | 0 | 0 | 0 | 0 | 0 | 148983.3894 | 0 | 0 | 0 | 0 | 0 | 0 | 0 | -103407.9036 | 0 | 0 | 0 | 0 | 0 | 0
2016-01-24 23:00 | 0 | 0 | 0 | 0 | 203496.8701 | 253553.9601 | 474596 | 0 | 0 | 0 | 824171.8093 | 0 | 0 | 0 | 0 | 0 | 0 | 359501.1695 | 0 | 0 | 0 | 0 | 0 | 0 | 0 | 0 | -148983.3894 | 0 | 0 | 0 | 0 | 0 | 0 | 0 | 131438.2195 | 0 | 0 | 0 | 0 | 0 | 0
2016-01-25 | 0 | 0 | 0 | 0 | 504303.5922 | 9904.828 | 491726 | 0 | 0 | 0 | 973155.1987 | 0 | 0 | 0 | 0 | 0 | 0 | 233000.2004 | 0 | 0 | 0 | 0 | 0 | 0 | 0 | 0 | 148983.3894 | 0 | 0 | 0 | 0 | 0 | 0 | 0 | -126500.9691 | 0 | 0 | 0 | 0 | 0 | 0
2016-01-25 01:00 | 0 | 0 | 0 | 0 | 215540.3911 | 0 | 495962 | 0 | 0 | 0 | 824171.8093 | 0 | 0 | 0 | 0 | 0 | 0 | 101561.9809 | 0 | 0 | 0 | 0 | 0 | 0 | 0 | 0 | -148983.3894 | 0 | 0 | 0 | 0 | 0 | 0 | 0 | -131438.2195 | 0 | 0 | 0 | 0 | 0 | 0
2016-01-25 02:00 | 0 | 0 | 0 | 0 | 482993.8162 | 0 | 491171 | 0 | 0 | 0 | 684556.406 | 0 | 0 | 0 | 0 | 0 | 0 | 233000.2004 | 0 | 0 | 0 | 0 | 0 | 0 | 0 | 0 | -139615.4033 | 0 | 0 | 0 | 0 | 0 | 0 | 0 | 131438.2195 | 0 | 0 | 0 | 0 | 0 | 0
2016-01-25 03:00 | 0 | 0 | 0 | 0 | 484535.436 | 0 | 478100 | 0 | 0 | 0 | 673759.6306 | 0 | 0 | 0 | 0 | 0 | 0 | 250232.4118 | 0 | 0 | 0 | 0 | 0 | 0 | 0 | 0 | -10796.7754 | 0 | 0 | 0 | 0 | 0 | 0 | 0 | 17232.2114 | 0 | 0 | 0 | 0 | 0 | 0
2016-01-25 04:00 | 0 | 0 | 0 | 0 | 490533.1971 | 0 | 460344 | 0 | 0 | 0 | 822743.02 | 0 | 0 | 0 | 0 | 0 | 0 | 131438.2195 | 0 | 0 | 0 | 0 | 0 | 0 | 0 | 0 | 148983.3894 | 0 | 0 | 0 | 0 | 0 | 0 | 0 | -118794.1923 | 0 | 0 | 0 | 0 | 0 | 0
2016-01-25 05:00 | 0 | 0 | 0 | 0 | 164617.3911 | 0 | 445039 | 0 | 0 | 0 | 673759.6306 | 0 | 0 | 0 | 0 | 0 | 0 | 0 | 0 | 0 | 0 | 0 | 0 | 0 | 0 | 0 | -148983.3894 | 0 | 0 | 0 | 0 | 0 | 0 | 0 | -131438.2195 | 0 | 0 | 0 | 0 | 0 | 0
2016-01-25 06:00 | 0 | 0 | 0 | 0 | 508393.0576 | 0 | 435449 | 0 | 0 | 0 | 615265.4687 | 0 | 0 | 0 | 0 | 0 | 0 | 131438.2195 | 0 | 0 | 0 | 0 | 0 | 0 | 0 | 0 | -58494.1619 | 0 | 0 | 0 | 0 | 0 | 0 | 0 | 131438.2195 | 0 | 0 | 0 | 0 | 0 | 0
2016-01-25 07:00 | 0 | 0 | 0 | 0 | 524925.4289 | 0 | 430084 | 0 | 0 | 0 | 578668.6782 | 0 | 0 | 0 | 0 | 0 | 0 | 262876.439 | 0 | 0 | 0 | 0 | 0 | 0 | 0 | 0 | -36596.7906 | 0 | 0 | 0 | 0 | 0 | 0 | 0 | 131438.2195 | 0 | 0 | 0 | 0 | 0 | 0
2016-01-25 08:00 | 0 | 0 | 0 | 0 | 148949.3911 | 0 | 429371 | 0 | 0 | 0 | 429685.2888 | 0 | 0 | 0 | 0 | 0 | 0 | 131438.2195 | 0 | 0 | 0 | 0 | 0 | 0 | 0 | 0 | -148983.3894 | 0 | 0 | 0 | 0 | 0 | 0 | 0 | -131438.2195 | 0 | 0 | 0 | 0 | 0 | 0
2016-01-25 09:00 | 0 | 0 | 0 | 0 | 546680.6863 | 0 | 434477 | 0 | 0 | 0 | 578668.6782 | 0 | 0 | 0 | 0 | 0 | 0 | 94658.5165 | 0 | 0 | 0 | 0 | 0 | 0 | 0 | 0 | 148983.3894 | 0 | 0 | 0 | 0 | 0 | 0 | 0 | -36779.703 | 0 | 0 | 0 | 0 | 0 | 0
2016-01-25 10:00 | 0 | 0 | 0 | 0 | 433016.8301 | 0 | 450562 | 0 | 0 | 0 | 429685.2888 | 0 | 0 | 0 | 0 | 0 | 0 | 226096.736 | 0 | 0 | 0 | 0 | 0 | 0 | 0 | 0 | -148983.3894 | 0 | 0 | 0 | 0 | 0 | 0 | 0 | 131438.2195 | 0 | 0 | 0 | 0 | 0 | 0
2016-01-25 11:00 | 0 | 0 | 0 | 0 | 565638.4457 | 0 | 482964 | 0 | 0 | 0 | 578668.6782 | 0 | 0 | 0 | 0 | 0 | 0 | 159787.7923 | 0 | 0 | 0 | 0 | 0 | 0 | 0 | 0 | 148983.3894 | 0 | 0 | 0 | 0 | 0 | 0 | 0 | -66308.9437 | 0 | 0 | 0 | 0 | 0 | 0
2016-01-25 12:00 | 0 | 0 | 0 | 0 | 568191.5865 | 0 | 513254 | 0 | 0 | 0 | 530517.618 | 0 | 0 | 0 | 0 | 0 | 0 | 262876.439 | 0 | 0 | 0 | 0 | 0 | 0 | 0 | 0 | -48151.0602 | 0 | 0 | 0 | 0 | 0 | 0 | 0 | 103088.6467 | 0 | 0 | 0 | 0 | 0 | 0
2016-01-25 13:00 | 0 | 0 | 0 | 0 | 241383.7552 | 27.6359 | 521833 | 0 | 0 | 0 | 381534.2286 | 0 | 0 | 0 | 0 | 0 | 0 | 131438.2195 | 0 | 0 | 0 | 0 | 0 | 0 | 0 | 0 | -148983.3894 | 0 | 0 | 0 | 0 | 0 | 0 | 0 | -131438.2195 | 0 | 0 | 0 | 0 | 0 | 0
2016-01-25 14:00 | 0 | 0 | 0 | 0 | 80463.2161 | 152515.175 | 513400 | 0 | 0 | 0 | 232550.8392 | 0 | 0 | 0 | 0 | 0 | 0 | 0 | 0 | 0 | 0 | 0 | 0 | 0 | 0 | 0 | -148983.3894 | 0 | 0 | 0 | 0 | 0 | 0 | 0 | -131438.2195 | 0 | 0 | 0 | 0 | 0 | 0
2016-01-25 15:00 | 0 | 0 | 0 | 0 | 177220.8187 | 474565.5707 | 502803 | 0 | 0 | 0 | 381534.2286 | 0 | 0 | 0 | 0 | 0 | 0 | 0 | 0 | 0 | 0 | 0 | 0 | 0 | 0 | 0 | 148983.3894 | 0 | 0 | 0 | 0 | 0 | 0 | 0 | 0 | 0 | 0 | 0 | 0 | 0 | 0
2016-01-25 16:00 | 0 | 0 | 0 | 0 | 163350.0822 | 607289.5267 | 490218 | 0 | 0 | 0 | 530517.618 | 0 | 0 | 0 | 0 | 0 | 0 | 131438.2195 | 0 | 0 | 0 | 0 | 0 | 0 | 0 | 0 | 148983.3894 | 0 | 0 | 0 | 0 | 0 | 0 | 0 | 131438.2195 | 0 | 0 | 0 | 0 | 0 | 0
2016-01-25 17:00 | 0 | 0 | 0 | 0 | 0 | 625164.317 | 478418 | 0 | 0 | 0 | 679501.0074 | 0 | 0 | 0 | 0 | 0 | 0 | 129201.1471 | 0 | 0 | 0 | 0 | 0 | 0 | 0 | 0 | 148983.3894 | 0 | 0 | 0 | 0 | 0 | 0 | 0 | -2237.0724 | 0 | 0 | 0 | 0 | 0 | 0
2016-01-25 18:00 | 0 | 0 | 0 | 0 | 0 | 593559.8695 | 468443 | 0 | 0 | 0 | 828484.3967 | 0 | 0 | 0 | 0 | 0 | 0 | 105334.6272 | 0 | 0 | 0 | 0 | 0 | 0 | 0 | 0 | 148983.3894 | 0 | 0 | 0 | 0 | 0 | 0 | 0 | -23866.5199 | 0 | 0 | 0 | 0 | 0 | 0
2016-01-25 19:00 | 0 | 0 | 0 | 0 | 0 | 575361.4649 | 460520 | 0 | 0 | 0 | 977467.7861 | 0 | 0 | 0 | 0 | 0 | 0 | 71192.7027 | 0 | 0 | 0 | 0 | 0 | 0 | 0 | 0 | 148983.3894 | 0 | 0 | 0 | 0 | 0 | 0 | 0 | -34141.9245 | 0 | 0 | 0 | 0 | 0 | 0
2016-01-25 20:00 | 0 | 0 | 0 | 0 | 0 | 585707.7249 | 455084 | 0 | 0 | 0 | 976653.2915 | 0 | 0 | 0 | 0 | 0 | 0 | 202630.9222 | 0 | 0 | 0 | 0 | 0 | 0 | 0 | 0 | -814.4946 | 0 | 0 | 0 | 0 | 0 | 0 | 0 | 131438.2195 | 0 | 0 | 0 | 0 | 0 | 0
2016-01-25 21:00 | 0 | 0 | 0 | 0 | 0 | 598538.1635 | 456462 | 0 | 0 | 0 | 1125636.6809 | 0 | 0 | 0 | 0 | 0 | 0 | 195723.6963 | 0 | 0 | 0 | 0 | 0 | 0 | 0 | 0 | 148983.3894 | 0 | 0 | 0 | 0 | 0 | 0 | 0 | -6907.2259 | 0 | 0 | 0 | 0 | 0 | 0
2016-01-25 22:00 | 0 | 0 | 0 | 0 | 0 | 539404.778 | 470804 | 0 | 0 | 0 | 1274620.0703 | 0 | 0 | 0 | 0 | 0 | 0 | 115341.0849 | 0 | 0 | 0 | 0 | 0 | 0 | 0 | 0 | 148983.3894 | 0 | 0 | 0 | 0 | 0 | 0 | 0 | -80382.6114 | 0 | 0 | 0 | 0 | 0 | 0
2016-01-25 23:00 | 0 | 0 | 0 | 0 | 0 | 286829.2617 | 489971 | 0 | 0 | 0 | 1125636.6809 | 0 | 0 | 0 | 0 | 0 | 0 | 61182.736 | 0 | 0 | 0 | 0 | 0 | 0 | 0 | 0 | -148983.3894 | 0 | 0 | 0 | 0 | 0 | 0 | 0 | -54158.3489 | 0 | 0 | 0 | 0 | 0 | 0
2016-01-26 | 0 | 0 | 0 | 0 | 732058.6333 | 14165.8868 | 498882 | 0 | 0 | 0 | 1241540.9815 | 0 | 0 | 0 | 0 | 0 | 0 | 192620.9555 | 0 | 0 | 0 | 0 | 0 | 0 | 0 | 0 | 115904.3006 | 0 | 0 | 0 | 0 | 0 | 0 | 0 | 131438.2195 | 0 | 0 | 0 | 0 | 0 | 0
2016-01-26 01:00 | 0 | 0 | 0 | 0 | 217498.3911 | 0 | 497920 | 0 | 0 | 0 | 1092557.5921 | 0 | 0 | 0 | 0 | 0 | 0 | 61182.736 | 0 | 0 | 0 | 0 | 0 | 0 | 0 | 0 | -148983.3894 | 0 | 0 | 0 | 0 | 0 | 0 | 0 | -131438.2195 | 0 | 0 | 0 | 0 | 0 | 0
2016-01-26 02:00 | 0 | 0 | 0 | 0 | 408850.0941 | 0 | 487578 | 0 | 0 | 0 | 943574.2027 | 0 | 0 | 0 | 0 | 0 | 0 | 131438.2195 | 0 | 0 | 0 | 0 | 0 | 0 | 0 | 0 | -148983.3894 | 0 | 0 | 0 | 0 | 0 | 0 | 0 | 70255.4835 | 0 | 0 | 0 | 0 | 0 | 0
2016-01-26 03:00 | 0 | 0 | 0 | 0 | 711954.9025 | 0 | 468214 | 0 | 0 | 0 | 1055876.8857 | 0 | 0 | 0 | 0 | 0 | 0 | 262876.439 | 0 | 0 | 0 | 0 | 0 | 0 | 0 | 0 | 112302.683 | 0 | 0 | 0 | 0 | 0 | 0 | 0 | 131438.2195 | 0 | 0 | 0 | 0 | 0 | 0
2016-01-26 04:00 | 0 | 0 | 0 | 0 | 163884.3911 | 0 | 444306 | 0 | 0 | 0 | 906893.4963 | 0 | 0 | 0 | 0 | 0 | 0 | 131438.2195 | 0 | 0 | 0 | 0 | 0 | 0 | 0 | 0 | -148983.3894 | 0 | 0 | 0 | 0 | 0 | 0 | 0 | -131438.2195 | 0 | 0 | 0 | 0 | 0 | 0
2016-01-26 05:00 | 0 | 0 | 0 | 0 | 143802.3911 | 0 | 424224 | 0 | 0 | 0 | 757910.1069 | 0 | 0 | 0 | 0 | 0 | 0 | 0 | 0 | 0 | 0 | 0 | 0 | 0 | 0 | 0 | -148983.3894 | 0 | 0 | 0 | 0 | 0 | 0 | 0 | -131438.2195 | 0 | 0 | 0 | 0 | 0 | 0
2016-01-26 06:00 | 0 | 0 | 0 | 0 | 598478.4407 | 0 | 410463 | 0 | 0 | 0 | 814487.3281 | 0 | 0 | 0 | 0 | 0 | 0 | 131438.2195 | 0 | 0 | 0 | 0 | 0 | 0 | 0 | 0 | 56577.2212 | 0 | 0 | 0 | 0 | 0 | 0 | 0 | 131438.2195 | 0 | 0 | 0 | 0 | 0 | 0
2016-01-26 07:00 | 0 | 0 | 0 | 0 | 579692.9234 | 0 | 402333 | 0 | 0 | 0 | 860409.032 | 0 | 0 | 0 | 0 | 0 | 0 | 262876.439 | 0 | 0 | 0 | 0 | 0 | 0 | 0 | 0 | 45921.7039 | 0 | 0 | 0 | 0 | 0 | 0 | 0 | 131438.2195 | 0 | 0 | 0 | 0 | 0 | 0
2016-01-26 08:00 | 0 | 0 | 0 | 0 | 118473.3911 | 0 | 398895 | 0 | 0 | 0 | 711425.6427 | 0 | 0 | 0 | 0 | 0 | 0 | 131438.2195 | 0 | 0 | 0 | 0 | 0 | 0 | 0 | 0 | -148983.3894 | 0 | 0 | 0 | 0 | 0 | 0 | 0 | -131438.2195 | 0 | 0 | 0 | 0 | 0 | 0
2016-01-26 09:00 | 0 | 0 | 0 | 0 | 559486.5434 | 0 | 402129 | 0 | 0 | 0 | 737344.9666 | 0 | 0 | 0 | 0 | 0 | 0 | 262876.439 | 0 | 0 | 0 | 0 | 0 | 0 | 0 | 0 | 25919.3239 | 0 | 0 | 0 | 0 | 0 | 0 | 0 | 131438.2195 | 0 | 0 | 0 | 0 | 0 | 0
2016-01-26 10:00 | 0 | 0 | 0 | 0 | 134879.3911 | 0 | 415301 | 0 | 0 | 0 | 588361.5772 | 0 | 0 | 0 | 0 | 0 | 0 | 131438.2195 | 0 | 0 | 0 | 0 | 0 | 0 | 0 | 0 | -148983.3894 | 0 | 0 | 0 | 0 | 0 | 0 | 0 | -131438.2195 | 0 | 0 | 0 | 0 | 0 | 0
2016-01-26 11:00 | 0 | 0 | 0 | 0 | 555700.06 | 0 | 445595 | 0 | 0 | 0 | 698466.6372 | 0 | 0 | 0 | 0 | 0 | 0 | 131438.2195 | 0 | 0 | 0 | 0 | 0 | 0 | 0 | 0 | 110105.06 | 0 | 0 | 0 | 0 | 0 | 0 | 0 | 0 | 0 | 0 | 0 | 0 | 0 | 0
2016-01-26 12:00 | 0 | 0 | 0 | 0 | 194900.3911 | 0 | 475322 | 0 | 0 | 0 | 549483.2478 | 0 | 0 | 0 | 0 | 0 | 0 | 0 | 0 | 0 | 0 | 0 | 0 | 0 | 0 | 0 | -148983.3894 | 0 | 0 | 0 | 0 | 0 | 0 | 0 | -131438.2195 | 0 | 0 | 0 | 0 | 0 | 0
2016-01-26 13:00 | 0 | 0 | 0 | 0 | 520175.2385 | 4.6093 | 486896 | 0 | 0 | 0 | 451328.876 | 0 | 0 | 0 | 0 | 0 | 0 | 131438.2195 | 0 | 0 | 0 | 0 | 0 | 0 | 0 | 0 | -98154.3718 | 0 | 0 | 0 | 0 | 0 | 0 | 0 | 131438.2195 | 0 | 0 | 0 | 0 | 0 | 0
2016-01-26 14:00 | 0 | 0 | 0 | 0 | 407106.1662 | 42310.7361 | 487445 | 0 | 0 | 0 | 544738.9979 | 0 | 0 | 0 | 0 | 0 | 0 | 0 | 0 | 0 | 0 | 0 | 0 | 0 | 0 | 0 | 93410.1218 | 0 | 0 | 0 | 0 | 0 | 0 | 0 | -131438.2195 | 0 | 0 | 0 | 0 | 0 | 0
2016-01-26 15:00 | 0 | 0 | 0 | 0 | 143833.8533 | 491604.5361 | 486455 | 0 | 0 | 0 | 693722.3872 | 0 | 0 | 0 | 0 | 0 | 0 | 0 | 0 | 0 | 0 | 0 | 0 | 0 | 0 | 0 | 148983.3894 | 0 | 0 | 0 | 0 | 0 | 0 | 0 | 0 | 0 | 0 | 0 | 0 | 0 | 0
2016-01-26 16:00 | 0 | 0 | 0 | 0 | 0 | 609130.9042 | 481157 | 0 | 0 | 0 | 690258.0719 | 0 | 0 | 0 | 0 | 0 | 0 | 131438.2195 | 0 | 0 | 0 | 0 | 0 | 0 | 0 | 0 | -3464.3153 | 0 | 0 | 0 | 0 | 0 | 0 | 0 | 131438.2195 | 0 | 0 | 0 | 0 | 0 | 0
2016-01-26 17:00 | 0 | 0 | 0 | 0 | 0 | 599807.101 | 474019 | 0 | 0 | 0 | 839241.4613 | 0 | 0 | 0 | 0 | 0 | 0 | 108242.9312 | 0 | 0 | 0 | 0 | 0 | 0 | 0 | 0 | 148983.3894 | 0 | 0 | 0 | 0 | 0 | 0 | 0 | -23195.2883 | 0 | 0 | 0 | 0 | 0 | 0
2016-01-26 18:00 | 0 | 0 | 0 | 0 | 168985.9926 | 579514.6163 | 468079 | 0 | 0 | 0 | 988224.8506 | 0 | 0 | 0 | 0 | 0 | 0 | 239681.1507 | 0 | 0 | 0 | 0 | 0 | 0 | 0 | 0 | 148983.3894 | 0 | 0 | 0 | 0 | 0 | 0 | 0 | 131438.2195 | 0 | 0 | 0 | 0 | 0 | 0
2016-01-26 19:00 | 0 | 0 | 0 | 0 | 0 | 569222.2087 | 463872 | 0 | 0 | 0 | 1137208.24 | 0 | 0 | 0 | 0 | 0 | 0 | 196047.97 | 0 | 0 | 0 | 0 | 0 | 0 | 0 | 0 | 148983.3894 | 0 | 0 | 0 | 0 | 0 | 0 | 0 | -43633.1807 | 0 | 0 | 0 | 0 | 0 | 0
2016-01-26 20:00 | 0 | 0 | 0 | 0 | 0 | 585022.0123 | 461239 | 0 | 0 | 0 | 1286191.6294 | 0 | 0 | 0 | 0 | 0 | 0 | 170847.593 | 0 | 0 | 0 | 0 | 0 | 0 | 0 | 0 | 148983.3894 | 0 | 0 | 0 | 0 | 0 | 0 | 0 | -25200.377 | 0 | 0 | 0 | 0 | 0 | 0
2016-01-26 21:00 | 0 | 0 | 0 | 0 | 0 | 608919.462 | 463887 | 0 | 0 | 0 | 1299785.8718 | 0 | 0 | 0 | 0 | 0 | 0 | 302285.8125 | 0 | 0 | 0 | 0 | 0 | 0 | 0 | 0 | 13594.2425 | 0 | 0 | 0 | 0 | 0 | 0 | 0 | 131438.2195 | 0 | 0 | 0 | 0 | 0 | 0
2016-01-26 22:00 | 0 | 0 | 0 | 0 | 0 | 585238.8662 | 477148 | 0 | 0 | 0 | 1276438.5186 | 0 | 0 | 0 | 0 | 0 | 0 | 433724.032 | 0 | 0 | 0 | 0 | 0 | 0 | 0 | 0 | -23347.3533 | 0 | 0 | 0 | 0 | 0 | 0 | 0 | 131438.2195 | 0 | 0 | 0 | 0 | 0 | 0
2016-01-26 23:00 | 0 | 0 | 0 | 0 | 261741.7727 | 305159.4935 | 492997 | 0 | 0 | 0 | 1270338.0898 | 0 | 0 | 0 | 0 | 0 | 0 | 513728.7269 | 0 | 0 | 0 | 0 | 0 | 0 | 0 | 0 | -6100.4288 | 0 | 0 | 0 | 0 | 0 | 0 | 0 | 80004.6949 | 0 | 0 | 0 | 0 | 0 | 0
2016-01-27 | 0 | 0 | 0 | 0 | 281395.1559 | 15674.3633 | 500249 | 0 | 0 | 0 | 1198596.8286 | 0 | 0 | 0 | 0 | 0 | 0 | 382290.5074 | 0 | 0 | 0 | 0 | 0 | 0 | 0 | 0 | -71741.2612 | 0 | 0 | 0 | 0 | 0 | 0 | 0 | -131438.2195 | 0 | 0 | 0 | 0 | 0 | 0
2016-01-27 01:00 | 0 | 0 | 0 | 0 | 218691.3911 | 0 | 499113 | 0 | 0 | 0 | 1049613.4392 | 0 | 0 | 0 | 0 | 0 | 0 | 250852.2879 | 0 | 0 | 0 | 0 | 0 | 0 | 0 | 0 | -148983.3894 | 0 | 0 | 0 | 0 | 0 | 0 | 0 | -131438.2195 | 0 | 0 | 0 | 0 | 0 | 0
2016-01-27 02:00 | 0 | 0 | 0 | 0 | 360039.4666 | 0 | 488910 | 0 | 0 | 0 | 1040156.9742 | 0 | 0 | 0 | 0 | 0 | 0 | 131438.2195 | 0 | 0 | 0 | 0 | 0 | 0 | 0 | 0 | -9456.465 | 0 | 0 | 0 | 0 | 0 | 0 | 0 | -119414.0684 | 0 | 0 | 0 | 0 | 0 | 0
2016-01-27 03:00 | 0 | 0 | 0 | 0 | 188904.3911 | 0 | 469326 | 0 | 0 | 0 | 891173.5848 | 0 | 0 | 0 | 0 | 0 | 0 | 0 | 0 | 0 | 0 | 0 | 0 | 0 | 0 | 0 | -148983.3894 | 0 | 0 | 0 | 0 | 0 | 0 | 0 | -131438.2195 | 0 | 0 | 0 | 0 | 0 | 0
2016-01-27 04:00 | 0 | 0 | 0 | 0 | 441146.8391 | 0 | 445534 | 0 | 0 | 0 | 755348.2044 | 0 | 0 | 0 | 0 | 0 | 0 | 131438.2195 | 0 | 0 | 0 | 0 | 0 | 0 | 0 | 0 | -135825.3804 | 0 | 0 | 0 | 0 | 0 | 0 | 0 | 131438.2195 | 0 | 0 | 0 | 0 | 0 | 0
2016-01-27 05:00 | 0 | 0 | 0 | 0 | 144887.3911 | 0 | 425309 | 0 | 0 | 0 | 606364.815 | 0 | 0 | 0 | 0 | 0 | 0 | 0 | 0 | 0 | 0 | 0 | 0 | 0 | 0 | 0 | -148983.3894 | 0 | 0 | 0 | 0 | 0 | 0 | 0 | -131438.2195 | 0 | 0 | 0 | 0 | 0 | 0
2016-01-27 06:00 | 0 | 0 | 0 | 0 | 539700.7318 | 0 | 411719 | 0 | 0 | 0 | 602908.3273 | 0 | 0 | 0 | 0 | 0 | 0 | 131438.2195 | 0 | 0 | 0 | 0 | 0 | 0 | 0 | 0 | -3456.4877 | 0 | 0 | 0 | 0 | 0 | 0 | 0 | 131438.2195 | 0 | 0 | 0 | 0 | 0 | 0
2016-01-27 07:00 | 0 | 0 | 0 | 0 | 122776.3911 | 0 | 403198 | 0 | 0 | 0 | 453924.938 | 0 | 0 | 0 | 0 | 0 | 0 | 0 | 0 | 0 | 0 | 0 | 0 | 0 | 0 | 0 | -148983.3894 | 0 | 0 | 0 | 0 | 0 | 0 | 0 | -131438.2195 | 0 | 0 | 0 | 0 | 0 | 0
2016-01-27 08:00 | 0 | 0 | 0 | 0 | 381858.8301 | 0 | 399404 | 0 | 0 | 0 | 304941.5486 | 0 | 0 | 0 | 0 | 0 | 0 | 131438.2195 | 0 | 0 | 0 | 0 | 0 | 0 | 0 | 0 | -148983.3894 | 0 | 0 | 0 | 0 | 0 | 0 | 0 | 131438.2195 | 0 | 0 | 0 | 0 | 0 | 0
2016-01-27 09:00 | 0 | 0 | 0 | 0 | 420926.1699 | 0 | 403381 | 0 | 0 | 0 | 453924.938 | 0 | 0 | 0 | 0 | 0 | 0 | 0 | 0 | 0 | 0 | 0 | 0 | 0 | 0 | 0 | 148983.3894 | 0 | 0 | 0 | 0 | 0 | 0 | 0 | -131438.2195 | 0 | 0 | 0 | 0 | 0 | 0
2016-01-27 10:00 | 0 | 0 | 0 | 0 | 401120.8301 | 0 | 418666 | 0 | 0 | 0 | 304941.5486 | 0 | 0 | 0 | 0 | 0 | 0 | 131438.2195 | 0 | 0 | 0 | 0 | 0 | 0 | 0 | 0 | -148983.3894 | 0 | 0 | 0 | 0 | 0 | 0 | 0 | 131438.2195 | 0 | 0 | 0 | 0 | 0 | 0
2016-01-27 11:00 | 0 | 0 | 0 | 0 | 169536.3911 | 0 | 449958 | 0 | 0 | 0 | 155958.1592 | 0 | 0 | 0 | 0 | 0 | 0 | 0 | 0 | 0 | 0 | 0 | 0 | 0 | 0 | 0 | -148983.3894 | 0 | 0 | 0 | 0 | 0 | 0 | 0 | -131438.2195 | 0 | 0 | 0 | 0 | 0 | 0
2016-01-27 12:00 | 0 | 0 | 0 | 0 | 673102.7053 | 0 | 482253 | 0 | 0 | 0 | 304941.5486 | 0 | 0 | 0 | 0 | 0 | 0 | 41866.3159 | 0 | 0 | 0 | 0 | 0 | 0 | 0 | 0 | 148983.3894 | 0 | 0 | 0 | 0 | 0 | 0 | 0 | 41866.3159 | 0 | 0 | 0 | 0 | 0 | 0
2016-01-27 13:00 | 0 | 0 | 0 | 0 | 303574.8823 | 29.4125 | 494454 | 0 | 0 | 0 | 155958.1592 | 0 | 0 | 0 | 0 | 0 | 0 | 0 | 0 | 0 | 0 | 0 | 0 | 0 | 0 | 0 | -148983.3894 | 0 | 0 | 0 | 0 | 0 | 0 | 0 | -41866.3159 | 0 | 0 | 0 | 0 | 0 | 0
2016-01-27 14:00 | 0 | 0 | 0 | 0 | 583153.9652 | 90901.324 | 496472 | 0 | 0 | 0 | 202103.2289 | 0 | 0 | 0 | 0 | 0 | 0 | 131438.2195 | 0 | 0 | 0 | 0 | 0 | 0 | 0 | 0 | 46145.0697 | 0 | 0 | 0 | 0 | 0 | 0 | 0 | 131438.2195 | 0 | 0 | 0 | 0 | 0 | 0
2016-01-27 15:00 | 0 | 0 | 0 | 0 | 0 | 533289.9904 | 495410 | 0 | 0 | 0 | 351086.6183 | 0 | 0 | 0 | 0 | 0 | 0 | 20334.8206 | 0 | 0 | 0 | 0 | 0 | 0 | 0 | 0 | 148983.3894 | 0 | 0 | 0 | 0 | 0 | 0 | 0 | -111103.3989 | 0 | 0 | 0 | 0 | 0 | 0
2016-01-27 16:00 | 0 | 0 | 0 | 0 | 138473.8202 | 630701.7887 | 488754 | 0 | 0 | 0 | 500070.0077 | 0 | 0 | 0 | 0 | 0 | 0 | 151773.0401 | 0 | 0 | 0 | 0 | 0 | 0 | 0 | 0 | 148983.3894 | 0 | 0 | 0 | 0 | 0 | 0 | 0 | 131438.2195 | 0 | 0 | 0 | 0 | 0 | 0
2016-01-27 17:00 | 0 | 0 | 0 | 0 | 0 | 612868.4681 | 479322 | 0 | 0 | 0 | 649053.3971 | 0 | 0 | 0 | 0 | 0 | 0 | 136336.1188 | 0 | 0 | 0 | 0 | 0 | 0 | 0 | 0 | 148983.3894 | 0 | 0 | 0 | 0 | 0 | 0 | 0 | -15436.9213 | 0 | 0 | 0 | 0 | 0 | 0
2016-01-27 18:00 | 0 | 0 | 0 | 0 | 0 | 586277.197 | 469952 | 0 | 0 | 0 | 798036.7864 | 0 | 0 | 0 | 0 | 0 | 0 | 103677.9264 | 0 | 0 | 0 | 0 | 0 | 0 | 0 | 0 | 148983.3894 | 0 | 0 | 0 | 0 | 0 | 0 | 0 | -32658.1923 | 0 | 0 | 0 | 0 | 0 | 0
2016-01-27 19:00 | 0 | 0 | 0 | 0 | 169568.6873 | 573559.9215 | 462707 | 0 | 0 | 0 | 947020.1758 | 0 | 0 | 0 | 0 | 0 | 0 | 235116.1459 | 0 | 0 | 0 | 0 | 0 | 0 | 0 | 0 | 148983.3894 | 0 | 0 | 0 | 0 | 0 | 0 | 0 | 131438.2195 | 0 | 0 | 0 | 0 | 0 | 0
2016-01-27 20:00 | 0 | 0 | 0 | 0 | 0 | 584893.4946 | 458018 | 0 | 0 | 0 | 1096003.5652 | 0 | 0 | 0 | 0 | 0 | 0 | 213008.2511 | 0 | 0 | 0 | 0 | 0 | 0 | 0 | 0 | 148983.3894 | 0 | 0 | 0 | 0 | 0 | 0 | 0 | -22107.8948 | 0 | 0 | 0 | 0 | 0 | 0
2016-01-27 21:00 | 0 | 0 | 0 | 0 | 0 | 602218.6899 | 458984 | 0 | 0 | 0 | 1107800.0356 | 0 | 0 | 0 | 0 | 0 | 0 | 344446.4707 | 0 | 0 | 0 | 0 | 0 | 0 | 0 | 0 | 11796.4704 | 0 | 0 | 0 | 0 | 0 | 0 | 0 | 131438.2195 | 0 | 0 | 0 | 0 | 0 | 0
2016-01-27 22:00 | 0 | 0 | 0 | 0 | 0 | 551302.062 | 471783 | 0 | 0 | 0 | 1256783.4249 | 0 | 0 | 0 | 0 | 0 | 0 | 274982.1433 | 0 | 0 | 0 | 0 | 0 | 0 | 0 | 0 | 148983.3894 | 0 | 0 | 0 | 0 | 0 | 0 | 0 | -69464.3274 | 0 | 0 | 0 | 0 | 0 | 0
2016-01-27 23:00 | 0 | 0 | 0 | 0 | 0 | 229565.8055 | 491721 | 0 | 0 | 0 | 1107800.0356 | 0 | 0 | 0 | 0 | 0 | 0 | 161810.3381 | 0 | 0 | 0 | 0 | 0 | 0 | 0 | 0 | -148983.3894 | 0 | 0 | 0 | 0 | 0 | 0 | 0 | -113171.8051 | 0 | 0 | 0 | 0 | 0 | 0
2016-01-28 | 0 | 0 | 0 | 0 | 475809.7679 | 10440.0622 | 503795 | 0 | 0 | 0 | 958816.6462 | 0 | 0 | 0 | 0 | 0 | 0 | 293248.5576 | 0 | 0 | 0 | 0 | 0 | 0 | 0 | 0 | -148983.3894 | 0 | 0 | 0 | 0 | 0 | 0 | 0 | 131438.2195 | 0 | 0 | 0 | 0 | 0 | 0
2016-01-28 01:00 | 0 | 0 | 0 | 0 | 523163.1699 | 0 | 505618 | 0 | 0 | 0 | 1107800.0356 | 0 | 0 | 0 | 0 | 0 | 0 | 161810.3381 | 0 | 0 | 0 | 0 | 0 | 0 | 0 | 0 | 148983.3894 | 0 | 0 | 0 | 0 | 0 | 0 | 0 | -131438.2195 | 0 | 0 | 0 | 0 | 0 | 0
2016-01-28 02:00 | 0 | 0 | 0 | 0 | 218111.3911 | 0 | 498533 | 0 | 0 | 0 | 958816.6462 | 0 | 0 | 0 | 0 | 0 | 0 | 30372.1186 | 0 | 0 | 0 | 0 | 0 | 0 | 0 | 0 | -148983.3894 | 0 | 0 | 0 | 0 | 0 | 0 | 0 | -131438.2195 | 0 | 0 | 0 | 0 | 0 | 0
2016-01-28 03:00 | 0 | 0 | 0 | 0 | 463252.8301 | 0 | 480798 | 0 | 0 | 0 | 809833.2568 | 0 | 0 | 0 | 0 | 0 | 0 | 161810.3381 | 0 | 0 | 0 | 0 | 0 | 0 | 0 | 0 | -148983.3894 | 0 | 0 | 0 | 0 | 0 | 0 | 0 | 131438.2195 | 0 | 0 | 0 | 0 | 0 | 0
2016-01-28 04:00 | 0 | 0 | 0 | 0 | 475873.1699 | 0 | 458328 | 0 | 0 | 0 | 958816.6462 | 0 | 0 | 0 | 0 | 0 | 0 | 30372.1186 | 0 | 0 | 0 | 0 | 0 | 0 | 0 | 0 | 148983.3894 | 0 | 0 | 0 | 0 | 0 | 0 | 0 | -131438.2195 | 0 | 0 | 0 | 0 | 0 | 0
2016-01-28 05:00 | 0 | 0 | 0 | 0 | 421842.8301 | 0 | 439388 | 0 | 0 | 0 | 809833.2568 | 0 | 0 | 0 | 0 | 0 | 0 | 161810.3381 | 0 | 0 | 0 | 0 | 0 | 0 | 0 | 0 | -148983.3894 | 0 | 0 | 0 | 0 | 0 | 0 | 0 | 131438.2195 | 0 | 0 | 0 | 0 | 0 | 0
2016-01-28 06:00 | 0 | 0 | 0 | 0 | 147127.3911 | 0 | 427549 | 0 | 0 | 0 | 660849.8674 | 0 | 0 | 0 | 0 | 0 | 0 | 30372.1186 | 0 | 0 | 0 | 0 | 0 | 0 | 0 | 0 | -148983.3894 | 0 | 0 | 0 | 0 | 0 | 0 | 0 | -131438.2195 | 0 | 0 | 0 | 0 | 0 | 0
2016-01-28 07:00 | 0 | 0 | 0 | 0 | 538759.2707 | 0 | 420148 | 0 | 0 | 0 | 809833.2568 | 0 | 0 | 0 | 0 | 0 | 0 | 0 | 0 | 0 | 0 | 0 | 0 | 0 | 0 | 0 | 148983.3894 | 0 | 0 | 0 | 0 | 0 | 0 | 0 | -30372.1186 | 0 | 0 | 0 | 0 | 0 | 0
2016-01-28 08:00 | 0 | 0 | 0 | 0 | 399516.8301 | 0 | 417062 | 0 | 0 | 0 | 660849.8674 | 0 | 0 | 0 | 0 | 0 | 0 | 131438.2195 | 0 | 0 | 0 | 0 | 0 | 0 | 0 | 0 | -148983.3894 | 0 | 0 | 0 | 0 | 0 | 0 | 0 | 131438.2195 | 0 | 0 | 0 | 0 | 0 | 0
2016-01-28 09:00 | 0 | 0 | 0 | 0 | 140305.3911 | 0 | 420727 | 0 | 0 | 0 | 511866.4781 | 0 | 0 | 0 | 0 | 0 | 0 | 0 | 0 | 0 | 0 | 0 | 0 | 0 | 0 | 0 | -148983.3894 | 0 | 0 | 0 | 0 | 0 | 0 | 0 | -131438.2195 | 0 | 0 | 0 | 0 | 0 | 0
2016-01-28 10:00 | 0 | 0 | 0 | 0 | 717547.6089 | 0 | 437126 | 0 | 0 | 0 | 660849.8674 | 0 | 0 | 0 | 0 | 0 | 0 | 131438.2195 | 0 | 0 | 0 | 0 | 0 | 0 | 0 | 0 | 148983.3894 | 0 | 0 | 0 | 0 | 0 | 0 | 0 | 131438.2195 | 0 | 0 | 0 | 0 | 0 | 0
2016-01-28 11:00 | 0 | 0 | 0 | 0 | 191005.3911 | 0 | 471427 | 0 | 0 | 0 | 511866.4781 | 0 | 0 | 0 | 0 | 0 | 0 | 0 | 0 | 0 | 0 | 0 | 0 | 0 | 0 | 0 | -148983.3894 | 0 | 0 | 0 | 0 | 0 | 0 | 0 | -131438.2195 | 0 | 0 | 0 | 0 | 0 | 0
2016-01-28 12:00 | 0 | 0 | 0 | 0 | 485858.8301 | 0 | 503404 | 0 | 0 | 0 | 362883.0887 | 0 | 0 | 0 | 0 | 0 | 0 | 131438.2195 | 0 | 0 | 0 | 0 | 0 | 0 | 0 | 0 | -148983.3894 | 0 | 0 | 0 | 0 | 0 | 0 | 0 | 131438.2195 | 0 | 0 | 0 | 0 | 0 | 0
2016-01-28 13:00 | 0 | 0 | 0 | 0 | 529549.4406 | 35.7293 | 512040 | 0 | 0 | 0 | 511866.4781 | 0 | 0 | 0 | 0 | 0 | 0 | 0 | 0 | 0 | 0 | 0 | 0 | 0 | 0 | 0 | 148983.3894 | 0 | 0 | 0 | 0 | 0 | 0 | 0 | -131438.2195 | 0 | 0 | 0 | 0 | 0 | 0
2016-01-28 14:00 | 0 | 0 | 0 | 0 | 267872.97 | 90765.6407 | 507622 | 0 | 0 | 0 | 362883.0887 | 0 | 0 | 0 | 0 | 0 | 0 | 0 | 0 | 0 | 0 | 0 | 0 | 0 | 0 | 0 | -148983.3894 | 0 | 0 | 0 | 0 | 0 | 0 | 0 | 0 | 0 | 0 | 0 | 0 | 0 | 0
2016-01-28 15:00 | 0 | 0 | 0 | 0 | 108289.4591 | 539522.9303 | 498829 | 0 | 0 | 0 | 511866.4781 | 0 | 0 | 0 | 0 | 0 | 0 | 0 | 0 | 0 | 0 | 0 | 0 | 0 | 0 | 0 | 148983.3894 | 0 | 0 | 0 | 0 | 0 | 0 | 0 | 0 | 0 | 0 | 0 | 0 | 0 | 0
2016-01-28 16:00 | 0 | 0 | 0 | 0 | 0 | 666095.1505 | 486539 | 0 | 0 | 0 | 559984.4091 | 0 | 0 | 0 | 0 | 0 | 0 | 131438.2195 | 0 | 0 | 0 | 0 | 0 | 0 | 0 | 0 | 48117.931 | 0 | 0 | 0 | 0 | 0 | 0 | 0 | 131438.2195 | 0 | 0 | 0 | 0 | 0 | 0
2016-01-28 17:00 | 0 | 0 | 0 | 0 | 0 | 650422.0555 | 473213 | 0 | 0 | 0 | 708967.7985 | 0 | 0 | 0 | 0 | 0 | 0 | 159663.8856 | 0 | 0 | 0 | 0 | 0 | 0 | 0 | 0 | 148983.3894 | 0 | 0 | 0 | 0 | 0 | 0 | 0 | 28225.6661 | 0 | 0 | 0 | 0 | 0 | 0
2016-01-28 18:00 | 0 | 0 | 0 | 0 | 0 | 611058.635 | 463101 | 0 | 0 | 0 | 857951.1879 | 0 | 0 | 0 | 0 | 0 | 0 | 158638.1312 | 0 | 0 | 0 | 0 | 0 | 0 | 0 | 0 | 148983.3894 | 0 | 0 | 0 | 0 | 0 | 0 | 0 | -1025.7544 | 0 | 0 | 0 | 0 | 0 | 0
2016-01-28 19:00 | 0 | 0 | 0 | 0 | 0 | 594886.7585 | 455087 | 0 | 0 | 0 | 866312.7268 | 0 | 0 | 0 | 0 | 0 | 0 | 290076.3507 | 0 | 0 | 0 | 0 | 0 | 0 | 0 | 0 | 8361.539 | 0 | 0 | 0 | 0 | 0 | 0 | 0 | 131438.2195 | 0 | 0 | 0 | 0 | 0 | 0
2016-01-28 20:00 | 0 | 0 | 0 | 0 | 120792.6791 | 609924.9297 | 450296 | 0 | 0 | 0 | 1015296.1162 | 0 | 0 | 0 | 0 | 0 | 0 | 421514.5702 | 0 | 0 | 0 | 0 | 0 | 0 | 0 | 0 | 148983.3894 | 0 | 0 | 0 | 0 | 0 | 0 | 0 | 131438.2195 | 0 | 0 | 0 | 0 | 0 | 0
2016-01-28 21:00 | 0 | 0 | 0 | 0 | 0 | 643891.6785 | 452306 | 0 | 0 | 0 | 1164279.5056 | 0 | 0 | 0 | 0 | 0 | 0 | 464116.8593 | 0 | 0 | 0 | 0 | 0 | 0 | 0 | 0 | 148983.3894 | 0 | 0 | 0 | 0 | 0 | 0 | 0 | 42602.2891 | 0 | 0 | 0 | 0 | 0 | 0
2016-01-28 22:00 | 0 | 0 | 0 | 0 | 0 | 609038.4473 | 463893 | 0 | 0 | 0 | 1313262.8949 | 0 | 0 | 0 | 0 | 0 | 0 | 460278.9173 | 0 | 0 | 0 | 0 | 0 | 0 | 0 | 0 | 148983.3894 | 0 | 0 | 0 | 0 | 0 | 0 | 0 | -3837.9421 | 0 | 0 | 0 | 0 | 0 | 0
2016-01-28 23:00 | 0 | 0 | 0 | 0 | 0 | 263803.4837 | 479734 | 0 | 0 | 0 | 1164279.5056 | 0 | 0 | 0 | 0 | 0 | 0 | 393331.7903 | 0 | 0 | 0 | 0 | 0 | 0 | 0 | 0 | -148983.3894 | 0 | 0 | 0 | 0 | 0 | 0 | 0 | -66947.127 | 0 | 0 | 0 | 0 | 0 | 0
2016-01-29 | 0 | 0 | 0 | 0 | 416580.8813 | 13849.0995 | 489988 | 0 | 0 | 0 | 1015296.1162 | 0 | 0 | 0 | 0 | 0 | 0 | 482757.1605 | 0 | 0 | 0 | 0 | 0 | 0 | 0 | 0 | -148983.3894 | 0 | 0 | 0 | 0 | 0 | 0 | 0 | 89425.3702 | 0 | 0 | 0 | 0 | 0 | 0
2016-01-29 01:00 | 0 | 0 | 0 | 0 | 450606.6078 | 0 | 491465 | 0 | 0 | 0 | 1105875.9435 | 0 | 0 | 0 | 0 | 0 | 0 | 351318.941 | 0 | 0 | 0 | 0 | 0 | 0 | 0 | 0 | 90579.8273 | 0 | 0 | 0 | 0 | 0 | 0 | 0 | -131438.2195 | 0 | 0 | 0 | 0 | 0 | 0
2016-01-29 02:00 | 0 | 0 | 0 | 0 | 497220.678 | 0 | 483885 | 0 | 0 | 0 | 1207654.1236 | 0 | 0 | 0 | 0 | 0 | 0 | 262876.439 | 0 | 0 | 0 | 0 | 0 | 0 | 0 | 0 | 101778.18 | 0 | 0 | 0 | 0 | 0 | 0 | 0 | -88442.502 | 0 | 0 | 0 | 0 | 0 | 0
2016-01-29 03:00 | 0 | 0 | 0 | 0 | 185717.3911 | 0 | 466139 | 0 | 0 | 0 | 1058670.7342 | 0 | 0 | 0 | 0 | 0 | 0 | 131438.2195 | 0 | 0 | 0 | 0 | 0 | 0 | 0 | 0 | -148983.3894 | 0 | 0 | 0 | 0 | 0 | 0 | 0 | -131438.2195 | 0 | 0 | 0 | 0 | 0 | 0
2016-01-29 04:00 | 0 | 0 | 0 | 0 | 162565.3911 | 0 | 442987 | 0 | 0 | 0 | 909687.3448 | 0 | 0 | 0 | 0 | 0 | 0 | 0 | 0 | 0 | 0 | 0 | 0 | 0 | 0 | 0 | -148983.3894 | 0 | 0 | 0 | 0 | 0 | 0 | 0 | -131438.2195 | 0 | 0 | 0 | 0 | 0 | 0
2016-01-29 05:00 | 0 | 0 | 0 | 0 | 407116.8301 | 0 | 424662 | 0 | 0 | 0 | 760703.9554 | 0 | 0 | 0 | 0 | 0 | 0 | 131438.2195 | 0 | 0 | 0 | 0 | 0 | 0 | 0 | 0 | -148983.3894 | 0 | 0 | 0 | 0 | 0 | 0 | 0 | 131438.2195 | 0 | 0 | 0 | 0 | 0 | 0
2016-01-29 06:00 | 0 | 0 | 0 | 0 | 430818.1699 | 0 | 413273 | 0 | 0 | 0 | 909687.3448 | 0 | 0 | 0 | 0 | 0 | 0 | 0 | 0 | 0 | 0 | 0 | 0 | 0 | 0 | 0 | 148983.3894 | 0 | 0 | 0 | 0 | 0 | 0 | 0 | -131438.2195 | 0 | 0 | 0 | 0 | 0 | 0
2016-01-29 07:00 | 0 | 0 | 0 | 0 | 388530.8301 | 0 | 406076 | 0 | 0 | 0 | 760703.9554 | 0 | 0 | 0 | 0 | 0 | 0 | 131438.2195 | 0 | 0 | 0 | 0 | 0 | 0 | 0 | 0 | -148983.3894 | 0 | 0 | 0 | 0 | 0 | 0 | 0 | 131438.2195 | 0 | 0 | 0 | 0 | 0 | 0
2016-01-29 08:00 | 0 | 0 | 0 | 0 | 123408.3911 | 0 | 403830 | 0 | 0 | 0 | 611720.5661 | 0 | 0 | 0 | 0 | 0 | 0 | 0 | 0 | 0 | 0 | 0 | 0 | 0 | 0 | 0 | -148983.3894 | 0 | 0 | 0 | 0 | 0 | 0 | 0 | -131438.2195 | 0 | 0 | 0 | 0 | 0 | 0
2016-01-29 09:00 | 0 | 0 | 0 | 0 | 689138.6089 | 0 | 408717 | 0 | 0 | 0 | 760703.9554 | 0 | 0 | 0 | 0 | 0 | 0 | 131438.2195 | 0 | 0 | 0 | 0 | 0 | 0 | 0 | 0 | 148983.3894 | 0 | 0 | 0 | 0 | 0 | 0 | 0 | 131438.2195 | 0 | 0 | 0 | 0 | 0 | 0
2016-01-29 10:00 | 0 | 0 | 0 | 0 | 143303.3911 | 0 | 423725 | 0 | 0 | 0 | 611720.5661 | 0 | 0 | 0 | 0 | 0 | 0 | 0 | 0 | 0 | 0 | 0 | 0 | 0 | 0 | 0 | -148983.3894 | 0 | 0 | 0 | 0 | 0 | 0 | 0 | -131438.2195 | 0 | 0 | 0 | 0 | 0 | 0
2016-01-29 11:00 | 0 | 0 | 0 | 0 | 440558.8301 | 0 | 458104 | 0 | 0 | 0 | 462737.1767 | 0 | 0 | 0 | 0 | 0 | 0 | 131438.2195 | 0 | 0 | 0 | 0 | 0 | 0 | 0 | 0 | -148983.3894 | 0 | 0 | 0 | 0 | 0 | 0 | 0 | 131438.2195 | 0 | 0 | 0 | 0 | 0 | 0
2016-01-29 12:00 | 0 | 0 | 0 | 0 | 507425.1699 | 0 | 489880 | 0 | 0 | 0 | 611720.5661 | 0 | 0 | 0 | 0 | 0 | 0 | 0 | 0 | 0 | 0 | 0 | 0 | 0 | 0 | 0 | 148983.3894 | 0 | 0 | 0 | 0 | 0 | 0 | 0 | -131438.2195 | 0 | 0 | 0 | 0 | 0 | 0
2016-01-29 13:00 | 0 | 0 | 0 | 0 | 480754.9425 | 38.8876 | 498339 | 0 | 0 | 0 | 462737.1767 | 0 | 0 | 0 | 0 | 0 | 0 | 131438.2195 | 0 | 0 | 0 | 0 | 0 | 0 | 0 | 0 | -148983.3894 | 0 | 0 | 0 | 0 | 0 | 0 | 0 | 131438.2195 | 0 | 0 | 0 | 0 | 0 | 0
2016-01-29 14:00 | 0 | 0 | 0 | 0 | 102359.7075 | 109502.6836 | 492284 | 0 | 0 | 0 | 313753.7873 | 0 | 0 | 0 | 0 | 0 | 0 | 0 | 0 | 0 | 0 | 0 | 0 | 0 | 0 | 0 | -148983.3894 | 0 | 0 | 0 | 0 | 0 | 0 | 0 | -131438.2195 | 0 | 0 | 0 | 0 | 0 | 0
2016-01-29 15:00 | 0 | 0 | 0 | 0 | 158167.5182 | 474802.8712 | 483987 | 0 | 0 | 0 | 462737.1767 | 0 | 0 | 0 | 0 | 0 | 0 | 0 | 0 | 0 | 0 | 0 | 0 | 0 | 0 | 0 | 148983.3894 | 0 | 0 | 0 | 0 | 0 | 0 | 0 | 0 | 0 | 0 | 0 | 0 | 0 | 0
2016-01-29 16:00 | 0 | 0 | 0 | 0 | 188626.0494 | 564402.5595 | 472607 | 0 | 0 | 0 | 611720.5661 | 0 | 0 | 0 | 0 | 0 | 0 | 131438.2195 | 0 | 0 | 0 | 0 | 0 | 0 | 0 | 0 | 148983.3894 | 0 | 0 | 0 | 0 | 0 | 0 | 0 | 131438.2195 | 0 | 0 | 0 | 0 | 0 | 0
2016-01-29 17:00 | 0 | 0 | 0 | 0 | 0 | 561363.6013 | 461493 | 0 | 0 | 0 | 665486.1784 | 0 | 0 | 0 | 0 | 0 | 0 | 177543.2085 | 0 | 0 | 0 | 0 | 0 | 0 | 0 | 0 | 53765.6124 | 0 | 0 | 0 | 0 | 0 | 0 | 0 | 46104.989 | 0 | 0 | 0 | 0 | 0 | 0
2016-01-29 18:00 | 0 | 0 | 0 | 0 | 0 | 543917.2493 | 453063 | 0 | 0 | 0 | 814469.5678 | 0 | 0 | 0 | 0 | 0 | 0 | 119414.0684 | 0 | 0 | 0 | 0 | 0 | 0 | 0 | 0 | 148983.3894 | 0 | 0 | 0 | 0 | 0 | 0 | 0 | -58129.1401 | 0 | 0 | 0 | 0 | 0 | 0
2016-01-29 19:00 | 0 | 0 | 0 | 0 | 189635.5571 | 537199.0518 | 446413 | 0 | 0 | 0 | 963452.9572 | 0 | 0 | 0 | 0 | 0 | 0 | 250852.2879 | 0 | 0 | 0 | 0 | 0 | 0 | 0 | 0 | 148983.3894 | 0 | 0 | 0 | 0 | 0 | 0 | 0 | 131438.2195 | 0 | 0 | 0 | 0 | 0 | 0
2016-01-29 20:00 | 0 | 0 | 0 | 0 | 175849.8549 | 545639.754 | 441068 | 0 | 0 | 0 | 1112436.3465 | 0 | 0 | 0 | 0 | 0 | 0 | 382290.5074 | 0 | 0 | 0 | 0 | 0 | 0 | 0 | 0 | 148983.3894 | 0 | 0 | 0 | 0 | 0 | 0 | 0 | 131438.2195 | 0 | 0 | 0 | 0 | 0 | 0
2016-01-29 21:00 | 0 | 0 | 0 | 0 | 0 | 556500.926 | 441048 | 0 | 0 | 0 | 1096451.053 | 0 | 0 | 0 | 0 | 0 | 0 | 513728.7269 | 0 | 0 | 0 | 0 | 0 | 0 | 0 | 0 | -15985.2935 | 0 | 0 | 0 | 0 | 0 | 0 | 0 | 131438.2195 | 0 | 0 | 0 | 0 | 0 | 0
2016-01-29 22:00 | 0 | 0 | 0 | 0 | 0 | 485407.4232 | 450733 | 0 | 0 | 0 | 1245434.4424 | 0 | 0 | 0 | 0 | 0 | 0 | 399419.7608 | 0 | 0 | 0 | 0 | 0 | 0 | 0 | 0 | 148983.3894 | 0 | 0 | 0 | 0 | 0 | 0 | 0 | -114308.9662 | 0 | 0 | 0 | 0 | 0 | 0
2016-01-29 23:00 | 0 | 0 | 0 | 0 | 0 | 227084.2909 | 465999 | 0 | 0 | 0 | 1137957.9528 | 0 | 0 | 0 | 0 | 0 | 0 | 267981.5413 | 0 | 0 | 0 | 0 | 0 | 0 | 0 | 0 | -107476.4896 | 0 | 0 | 0 | 0 | 0 | 0 | 0 | -131438.2195 | 0 | 0 | 0 | 0 | 0 | 0
2016-01-30 | 0 | 0 | 0 | 0 | 179909.1091 | 13387.282 | 473718 | 0 | 0 | 0 | 988974.5634 | 0 | 0 | 0 | 0 | 0 | 0 | 136543.3218 | 0 | 0 | 0 | 0 | 0 | 0 | 0 | 0 | -148983.3894 | 0 | 0 | 0 | 0 | 0 | 0 | 0 | -131438.2195 | 0 | 0 | 0 | 0 | 0 | 0
2016-01-30 01:00 | 0 | 0 | 0 | 0 | 752973.1211 | 0 | 473262 | 0 | 0 | 0 | 1137247.4651 | 0 | 0 | 0 | 0 | 0 | 0 | 267981.5413 | 0 | 0 | 0 | 0 | 0 | 0 | 0 | 0 | 148272.9016 | 0 | 0 | 0 | 0 | 0 | 0 | 0 | 131438.2195 | 0 | 0 | 0 | 0 | 0 | 0
2016-01-30 02:00 | 0 | 0 | 0 | 0 | 187655.3911 | 0 | 468077 | 0 | 0 | 0 | 988264.0757 | 0 | 0 | 0 | 0 | 0 | 0 | 136543.3218 | 0 | 0 | 0 | 0 | 0 | 0 | 0 | 0 | -148983.3894 | 0 | 0 | 0 | 0 | 0 | 0 | 0 | -131438.2195 | 0 | 0 | 0 | 0 | 0 | 0
2016-01-30 03:00 | 0 | 0 | 0 | 0 | 677693.3324 | 0 | 455580 | 0 | 0 | 0 | 1078939.1887 | 0 | 0 | 0 | 0 | 0 | 0 | 267981.5413 | 0 | 0 | 0 | 0 | 0 | 0 | 0 | 0 | 90675.1129 | 0 | 0 | 0 | 0 | 0 | 0 | 0 | 131438.2195 | 0 | 0 | 0 | 0 | 0 | 0
2016-01-30 04:00 | 0 | 0 | 0 | 0 | 157200.3911 | 0 | 437622 | 0 | 0 | 0 | 929955.7993 | 0 | 0 | 0 | 0 | 0 | 0 | 136543.3218 | 0 | 0 | 0 | 0 | 0 | 0 | 0 | 0 | -148983.3894 | 0 | 0 | 0 | 0 | 0 | 0 | 0 | -131438.2195 | 0 | 0 | 0 | 0 | 0 | 0
2016-01-30 05:00 | 0 | 0 | 0 | 0 | 141032.3911 | 0 | 421454 | 0 | 0 | 0 | 780972.4099 | 0 | 0 | 0 | 0 | 0 | 0 | 5105.1023 | 0 | 0 | 0 | 0 | 0 | 0 | 0 | 0 | -148983.3894 | 0 | 0 | 0 | 0 | 0 | 0 | 0 | -131438.2195 | 0 | 0 | 0 | 0 | 0 | 0
2016-01-30 06:00 | 0 | 0 | 0 | 0 | 678640.2891 | 0 | 409661 | 0 | 0 | 0 | 918513.4795 | 0 | 0 | 0 | 0 | 0 | 0 | 136543.3218 | 0 | 0 | 0 | 0 | 0 | 0 | 0 | 0 | 137541.0696 | 0 | 0 | 0 | 0 | 0 | 0 | 0 | 131438.2195 | 0 | 0 | 0 | 0 | 0 | 0
2016-01-30 07:00 | 0 | 0 | 0 | 0 | 121303.3911 | 0 | 401725 | 0 | 0 | 0 | 769530.0902 | 0 | 0 | 0 | 0 | 0 | 0 | 5105.1023 | 0 | 0 | 0 | 0 | 0 | 0 | 0 | 0 | -148983.3894 | 0 | 0 | 0 | 0 | 0 | 0 | 0 | -131438.2195 | 0 | 0 | 0 | 0 | 0 | 0
2016-01-30 08:00 | 0 | 0 | 0 | 0 | 379900.8301 | 0 | 397446 | 0 | 0 | 0 | 620546.7008 | 0 | 0 | 0 | 0 | 0 | 0 | 136543.3218 | 0 | 0 | 0 | 0 | 0 | 0 | 0 | 0 | -148983.3894 | 0 | 0 | 0 | 0 | 0 | 0 | 0 | 131438.2195 | 0 | 0 | 0 | 0 | 0 | 0
2016-01-30 09:00 | 0 | 0 | 0 | 0 | 495522.7188 | 0 | 399211 | 0 | 0 | 0 | 769530.0902 | 0 | 0 | 0 | 0 | 0 | 0 | 83871.6512 | 0 | 0 | 0 | 0 | 0 | 0 | 0 | 0 | 148983.3894 | 0 | 0 | 0 | 0 | 0 | 0 | 0 | -52671.6706 | 0 | 0 | 0 | 0 | 0 | 0
2016-01-30 10:00 | 0 | 0 | 0 | 0 | 388945.8301 | 0 | 406491 | 0 | 0 | 0 | 620546.7008 | 0 | 0 | 0 | 0 | 0 | 0 | 215309.8707 | 0 | 0 | 0 | 0 | 0 | 0 | 0 | 0 | -148983.3894 | 0 | 0 | 0 | 0 | 0 | 0 | 0 | 131438.2195 | 0 | 0 | 0 | 0 | 0 | 0
2016-01-30 11:00 | 0 | 0 | 0 | 0 | 139653.3911 | 0 | 420075 | 0 | 0 | 0 | 471563.3114 | 0 | 0 | 0 | 0 | 0 | 0 | 83871.6512 | 0 | 0 | 0 | 0 | 0 | 0 | 0 | 0 | -148983.3894 | 0 | 0 | 0 | 0 | 0 | 0 | 0 | -131438.2195 | 0 | 0 | 0 | 0 | 0 | 0
2016-01-30 12:00 | 0 | 0 | 0 | 0 | 633148.9577 | 0 | 436599 | 0 | 0 | 0 | 620546.7008 | 0 | 0 | 0 | 0 | 0 | 0 | 131438.2195 | 0 | 0 | 0 | 0 | 0 | 0 | 0 | 0 | 148983.3894 | 0 | 0 | 0 | 0 | 0 | 0 | 0 | 47566.5683 | 0 | 0 | 0 | 0 | 0 | 0
2016-01-30 13:00 | 0 | 0 | 0 | 0 | 167617.3581 | 43.033 | 448082 | 0 | 0 | 0 | 471563.3114 | 0 | 0 | 0 | 0 | 0 | 0 | 0 | 0 | 0 | 0 | 0 | 0 | 0 | 0 | 0 | -148983.3894 | 0 | 0 | 0 | 0 | 0 | 0 | 0 | -131438.2195 | 0 | 0 | 0 | 0 | 0 | 0
2016-01-30 14:00 | 0 | 0 | 0 | 0 | 547995.9554 | 107929.4315 | 447923 | 0 | 0 | 0 | 548127.4789 | 0 | 0 | 0 | 0 | 0 | 0 | 131438.2195 | 0 | 0 | 0 | 0 | 0 | 0 | 0 | 0 | 76564.1674 | 0 | 0 | 0 | 0 | 0 | 0 | 0 | 131438.2195 | 0 | 0 | 0 | 0 | 0 | 0
2016-01-30 15:00 | 0 | 0 | 0 | 0 | 0 | 417193.455 | 440969 | 0 | 0 | 0 | 655790.1534 | 0 | 0 | 0 | 0 | 0 | 0 | 0 | 0 | 0 | 0 | 0 | 0 | 0 | 0 | 0 | 107662.6745 | 0 | 0 | 0 | 0 | 0 | 0 | 0 | -131438.2195 | 0 | 0 | 0 | 0 | 0 | 0
2016-01-30 16:00 | 0 | 0 | 0 | 0 | 68235.8211 | 511882.5682 | 431135 | 0 | 0 | 0 | 804773.5428 | 0 | 0 | 0 | 0 | 0 | 0 | 0 | 0 | 0 | 0 | 0 | 0 | 0 | 0 | 0 | 148983.3894 | 0 | 0 | 0 | 0 | 0 | 0 | 0 | 0 | 0 | 0 | 0 | 0 | 0 | 0
2016-01-30 17:00 | 0 | 0 | 0 | 0 | 0 | 528731.7639 | 420375 | 0 | 0 | 0 | 781692.0872 | 0 | 0 | 0 | 0 | 0 | 0 | 131438.2195 | 0 | 0 | 0 | 0 | 0 | 0 | 0 | 0 | -23081.4556 | 0 | 0 | 0 | 0 | 0 | 0 | 0 | 131438.2195 | 0 | 0 | 0 | 0 | 0 | 0
2016-01-30 18:00 | 0 | 0 | 0 | 0 | 0 | 518806.4873 | 410136 | 0 | 0 | 0 | 930675.4766 | 0 | 0 | 0 | 0 | 0 | 0 | 91125.3174 | 0 | 0 | 0 | 0 | 0 | 0 | 0 | 0 | 148983.3894 | 0 | 0 | 0 | 0 | 0 | 0 | 0 | -40312.9021 | 0 | 0 | 0 | 0 | 0 | 0
2016-01-30 19:00 | 0 | 0 | 0 | 0 | 0 | 513488.5629 | 402345 | 0 | 0 | 0 | 1079658.8659 | 0 | 0 | 0 | 0 | 0 | 0 | 53285.491 | 0 | 0 | 0 | 0 | 0 | 0 | 0 | 0 | 148983.3894 | 0 | 0 | 0 | 0 | 0 | 0 | 0 | -37839.8264 | 0 | 0 | 0 | 0 | 0 | 0
2016-01-30 20:00 | 0 | 0 | 0 | 0 | 157446.6258 | 521093.9831 | 398119 | 0 | 0 | 0 | 1228642.2553 | 0 | 0 | 0 | 0 | 0 | 0 | 184723.7105 | 0 | 0 | 0 | 0 | 0 | 0 | 0 | 0 | 148983.3894 | 0 | 0 | 0 | 0 | 0 | 0 | 0 | 131438.2195 | 0 | 0 | 0 | 0 | 0 | 0
2016-01-30 21:00 | 0 | 0 | 0 | 0 | 0 | 530940.0187 | 398211 | 0 | 0 | 0 | 1229933.0545 | 0 | 0 | 0 | 0 | 0 | 0 | 316161.93 | 0 | 0 | 0 | 0 | 0 | 0 | 0 | 0 | 1290.7992 | 0 | 0 | 0 | 0 | 0 | 0 | 0 | 131438.2195 | 0 | 0 | 0 | 0 | 0 | 0
2016-01-30 22:00 | 0 | 0 | 0 | 0 | 0 | 470319.5735 | 407935 | 0 | 0 | 0 | 1378916.4439 | 0 | 0 | 0 | 0 | 0 | 0 | 229563.1141 | 0 | 0 | 0 | 0 | 0 | 0 | 0 | 0 | 148983.3894 | 0 | 0 | 0 | 0 | 0 | 0 | 0 | -86598.8159 | 0 | 0 | 0 | 0 | 0 | 0
2016-01-30 23:00 | 0 | 0 | 0 | 0 | 0 | 246545.3192 | 424712 | 0 | 0 | 0 | 1298874.6577 | 0 | 0 | 0 | 0 | 0 | 0 | 131438.2195 | 0 | 0 | 0 | 0 | 0 | 0 | 0 | 0 | -80041.7862 | 0 | 0 | 0 | 0 | 0 | 0 | 0 | -98124.8946 | 0 | 0 | 0 | 0 | 0 | 0
2016-01-31 | 0 | 0 | 0 | 0 | 607085.4075 | 16274.9692 | 432706 | 0 | 0 | 0 | 1358090.815 | 0 | 0 | 0 | 0 | 0 | 0 | 262876.439 | 0 | 0 | 0 | 0 | 0 | 0 | 0 | 0 | 59216.1573 | 0 | 0 | 0 | 0 | 0 | 0 | 0 | 131438.2195 | 0 | 0 | 0 | 0 | 0 | 0
2016-01-31 01:00 | 0 | 0 | 0 | 0 | 153144.3911 | 0 | 433566 | 0 | 0 | 0 | 1209107.4256 | 0 | 0 | 0 | 0 | 0 | 0 | 131438.2195 | 0 | 0 | 0 | 0 | 0 | 0 | 0 | 0 | -148983.3894 | 0 | 0 | 0 | 0 | 0 | 0 | 0 | -131438.2195 | 0 | 0 | 0 | 0 | 0 | 0
2016-01-31 02:00 | 0 | 0 | 0 | 0 | 147972.3911 | 0 | 428394 | 0 | 0 | 0 | 1060124.0363 | 0 | 0 | 0 | 0 | 0 | 0 | 0 | 0 | 0 | 0 | 0 | 0 | 0 | 0 | 0 | -148983.3894 | 0 | 0 | 0 | 0 | 0 | 0 | 0 | -131438.2195 | 0 | 0 | 0 | 0 | 0 | 0
2016-01-31 03:00 | 0 | 0 | 0 | 0 | 656284.8978 | 0 | 417412 | 0 | 0 | 0 | 1167558.7145 | 0 | 0 | 0 | 0 | 0 | 0 | 131438.2195 | 0 | 0 | 0 | 0 | 0 | 0 | 0 | 0 | 107434.6783 | 0 | 0 | 0 | 0 | 0 | 0 | 0 | 131438.2195 | 0 | 0 | 0 | 0 | 0 | 0
2016-01-31 04:00 | 0 | 0 | 0 | 0 | 121044.3911 | 0 | 401466 | 0 | 0 | 0 | 1018575.3252 | 0 | 0 | 0 | 0 | 0 | 0 | 0 | 0 | 0 | 0 | 0 | 0 | 0 | 0 | 0 | -148983.3894 | 0 | 0 | 0 | 0 | 0 | 0 | 0 | -131438.2195 | 0 | 0 | 0 | 0 | 0 | 0
2016-01-31 05:00 | 0 | 0 | 0 | 0 | 665452.6089 | 0 | 385031 | 0 | 0 | 0 | 1167558.7145 | 0 | 0 | 0 | 0 | 0 | 0 | 131438.2195 | 0 | 0 | 0 | 0 | 0 | 0 | 0 | 0 | 148983.3894 | 0 | 0 | 0 | 0 | 0 | 0 | 0 | 131438.2195 | 0 | 0 | 0 | 0 | 0 | 0
2016-01-31 06:00 | 0 | 0 | 0 | 0 | 223900.6106 | 0 | 372884 | 0 | 0 | 0 | 1018575.3252 | 0 | 0 | 0 | 0 | 0 | 0 | 131438.2195 | 0 | 0 | 0 | 0 | 0 | 0 | 0 | 0 | -148983.3894 | 0 | 0 | 0 | 0 | 0 | 0 | 0 | 0 | 0 | 0 | 0 | 0 | 0 | 0
2016-01-31 07:00 | 0 | 0 | 0 | 0 | 644584.6089 | 0 | 364163 | 0 | 0 | 0 | 1167558.7145 | 0 | 0 | 0 | 0 | 0 | 0 | 262876.439 | 0 | 0 | 0 | 0 | 0 | 0 | 0 | 0 | 148983.3894 | 0 | 0 | 0 | 0 | 0 | 0 | 0 | 131438.2195 | 0 | 0 | 0 | 0 | 0 | 0
2016-01-31 08:00 | 0 | 0 | 0 | 0 | 78778.3911 | 0 | 359200 | 0 | 0 | 0 | 1018575.3252 | 0 | 0 | 0 | 0 | 0 | 0 | 131438.2195 | 0 | 0 | 0 | 0 | 0 | 0 | 0 | 0 | -148983.3894 | 0 | 0 | 0 | 0 | 0 | 0 | 0 | -131438.2195 | 0 | 0 | 0 | 0 | 0 | 0
2016-01-31 09:00 | 0 | 0 | 0 | 0 | 77618.3911 | 0 | 358040 | 0 | 0 | 0 | 869591.9358 | 0 | 0 | 0 | 0 | 0 | 0 | 0 | 0 | 0 | 0 | 0 | 0 | 0 | 0 | 0 | -148983.3894 | 0 | 0 | 0 | 0 | 0 | 0 | 0 | -131438.2195 | 0 | 0 | 0 | 0 | 0 | 0
2016-01-31 10:00 | 0 | 0 | 0 | 0 | 602418.42 | 0 | 360898 | 0 | 0 | 0 | 979674.1363 | 0 | 0 | 0 | 0 | 0 | 0 | 131438.2195 | 0 | 0 | 0 | 0 | 0 | 0 | 0 | 0 | 110082.2005 | 0 | 0 | 0 | 0 | 0 | 0 | 0 | 131438.2195 | 0 | 0 | 0 | 0 | 0 | 0
2016-01-31 11:00 | 0 | 0 | 0 | 0 | 569408.1432 | 0 | 368195 | 0 | 0 | 0 | 1128657.5257 | 0 | 0 | 0 | 0 | 0 | 0 | 183667.9733 | 0 | 0 | 0 | 0 | 0 | 0 | 0 | 0 | 148983.3894 | 0 | 0 | 0 | 0 | 0 | 0 | 0 | 52229.7538 | 0 | 0 | 0 | 0 | 0 | 0
2016-01-31 12:00 | 0 | 0 | 0 | 0 | 99735.3911 | 0 | 380157 | 0 | 0 | 0 | 979674.1363 | 0 | 0 | 0 | 0 | 0 | 0 | 52229.7538 | 0 | 0 | 0 | 0 | 0 | 0 | 0 | 0 | -148983.3894 | 0 | 0 | 0 | 0 | 0 | 0 | 0 | -131438.2195 | 0 | 0 | 0 | 0 | 0 | 0
2016-01-31 13:00 | 0 | 0 | 0 | 0 | 509957.9772 | 54.3835 | 391752 | 0 | 0 | 0 | 966496.2775 | 0 | 0 | 0 | 0 | 0 | 0 | 183667.9733 | 0 | 0 | 0 | 0 | 0 | 0 | 0 | 0 | -13177.8588 | 0 | 0 | 0 | 0 | 0 | 0 | 0 | 131438.2195 | 0 | 0 | 0 | 0 | 0 | 0
2016-01-31 14:00 | 0 | 0 | 0 | 0 | 3057.9532 | 115929.4379 | 399409 | 0 | 0 | 0 | 817512.8881 | 0 | 0 | 0 | 0 | 0 | 0 | 52229.7538 | 0 | 0 | 0 | 0 | 0 | 0 | 0 | 0 | -148983.3894 | 0 | 0 | 0 | 0 | 0 | 0 | 0 | -131438.2195 | 0 | 0 | 0 | 0 | 0 | 0
2016-01-31 15:00 | 0 | 0 | 0 | 0 | 133086.0822 | 364132.5534 | 400465 | 0 | 0 | 0 | 966496.2775 | 0 | 0 | 0 | 0 | 0 | 0 | 0 | 0 | 0 | 0 | 0 | 0 | 0 | 0 | 0 | 148983.3894 | 0 | 0 | 0 | 0 | 0 | 0 | 0 | -52229.7538 | 0 | 0 | 0 | 0 | 0 | 0
2016-01-31 16:00 | 0 | 0 | 0 | 0 | 225799.0434 | 453355.5655 | 398733 | 0 | 0 | 0 | 1115479.6668 | 0 | 0 | 0 | 0 | 0 | 0 | 131438.2195 | 0 | 0 | 0 | 0 | 0 | 0 | 0 | 0 | 148983.3894 | 0 | 0 | 0 | 0 | 0 | 0 | 0 | 131438.2195 | 0 | 0 | 0 | 0 | 0 | 0
2016-01-31 17:00 | 0 | 0 | 0 | 0 | 0 | 472105.2331 | 397649 | 0 | 0 | 0 | 1264463.0562 | 0 | 0 | 0 | 0 | 0 | 0 | 56911.0632 | 0 | 0 | 0 | 0 | 0 | 0 | 0 | 0 | 148983.3894 | 0 | 0 | 0 | 0 | 0 | 0 | 0 | -74527.1563 | 0 | 0 | 0 | 0 | 0 | 0
2016-01-31 18:00 | 0 | 0 | 0 | 0 | 208885.4917 | 467341.1172 | 395805 | 0 | 0 | 0 | 1413446.4456 | 0 | 0 | 0 | 0 | 0 | 0 | 188349.2827 | 0 | 0 | 0 | 0 | 0 | 0 | 0 | 0 | 148983.3894 | 0 | 0 | 0 | 0 | 0 | 0 | 0 | 131438.2195 | 0 | 0 | 0 | 0 | 0 | 0
2016-01-31 19:00 | 0 | 0 | 0 | 0 | 0 | 458860.6519 | 393066 | 0 | 0 | 0 | 1347802.878 | 0 | 0 | 0 | 0 | 0 | 0 | 319787.5022 | 0 | 0 | 0 | 0 | 0 | 0 | 0 | 0 | -65643.5676 | 0 | 0 | 0 | 0 | 0 | 0 | 0 | 131438.2195 | 0 | 0 | 0 | 0 | 0 | 0
2016-01-31 20:00 | 0 | 0 | 0 | 0 | 0 | 439192.1373 | 391975 | 0 | 0 | 0 | 1496786.2673 | 0 | 0 | 0 | 0 | 0 | 0 | 218021.2501 | 0 | 0 | 0 | 0 | 0 | 0 | 0 | 0 | 148983.3894 | 0 | 0 | 0 | 0 | 0 | 0 | 0 | -101766.2521 | 0 | 0 | 0 | 0 | 0 | 0
2016-01-31 21:00 | 0 | 0 | 0 | 0 | 276892.4154 | 398636.1934 | 395107 | 0 | 0 | 0 | 1645769.6567 | 0 | 0 | 0 | 0 | 0 | 0 | 349459.4696 | 0 | 0 | 0 | 0 | 0 | 0 | 0 | 0 | 148983.3894 | 0 | 0 | 0 | 0 | 0 | 0 | 0 | 131438.2195 | 0 | 0 | 0 | 0 | 0 | 0
2016-01-31 22:00 | 0 | 0 | 0 | 0 | 105306.6041 | 319708.5657 | 407470 | 0 | 0 | 0 | 1794753.0461 | 0 | 0 | 0 | 0 | 0 | 0 | 218021.2501 | 0 | 0 | 0 | 0 | 0 | 0 | 0 | 0 | 148983.3894 | 0 | 0 | 0 | 0 | 0 | 0 | 0 | -131438.2195 | 0 | 0 | 0 | 0 | 0 | 0
2016-01-31 23:00 | 0 | 0 | 0 | 0 | 363581.7135 | 146112.0879 | 425236 | 0 | 0 | 0 | 1747772.628 | 0 | 0 | 0 | 0 | 0 | 0 | 349459.4696 | 0 | 0 | 0 | 0 | 0 | 0 | 0 | 0 | -46980.4181 | 0 | 0 | 0 | 0 | 0 | 0 | 0 | 131438.2195 | 0 | 0 | 0 | 0 | 0 | 0
2016-02-01 | 0 | 0 | 0 | 0 | 214210.6719 | 12034.4055 | 434806 | 0 | 0 | 0 | 1598789.2386 | 0 | 0 | 0 | 0 | 0 | 0 | 289881.9364 | 0 | 0 | 0 | 0 | 0 | 0 | 0 | 0 | -148983.3894 | 0 | 0 | 0 | 0 | 0 | 0 | 0 | -59577.5333 | 0 | 0 | 0 | 0 | 0 | 0
2016-02-01 01:00 | 0 | 0 | 0 | 0 | 357980.6408 | 0 | 435064 | 0 | 0 | 0 | 1449805.8492 | 0 | 0 | 0 | 0 | 0 | 0 | 361781.9665 | 0 | 0 | 0 | 0 | 0 | 0 | 0 | 0 | -148983.3894 | 0 | 0 | 0 | 0 | 0 | 0 | 0 | 71900.0302 | 0 | 0 | 0 | 0 | 0 | 0
2016-02-01 02:00 | 0 | 0 | 0 | 0 | 339999.3951 | 0 | 426819 | 0 | 0 | 0 | 1300822.4599 | 0 | 0 | 0 | 0 | 0 | 0 | 423945.751 | 0 | 0 | 0 | 0 | 0 | 0 | 0 | 0 | -148983.3894 | 0 | 0 | 0 | 0 | 0 | 0 | 0 | 62163.7845 | 0 | 0 | 0 | 0 | 0 | 0
2016-02-01 03:00 | 0 | 0 | 0 | 0 | 325490.5205 | 0 | 411759 | 0 | 0 | 0 | 1345992.1998 | 0 | 0 | 0 | 0 | 0 | 0 | 292507.5315 | 0 | 0 | 0 | 0 | 0 | 0 | 0 | 0 | 45169.74 | 0 | 0 | 0 | 0 | 0 | 0 | 0 | -131438.2195 | 0 | 0 | 0 | 0 | 0 | 0
2016-02-01 04:00 | 0 | 0 | 0 | 0 | 312436.2396 | 0 | 391383 | 0 | 0 | 0 | 1197008.8105 | 0 | 0 | 0 | 0 | 0 | 0 | 362544.1605 | 0 | 0 | 0 | 0 | 0 | 0 | 0 | 0 | -148983.3894 | 0 | 0 | 0 | 0 | 0 | 0 | 0 | 70036.629 | 0 | 0 | 0 | 0 | 0 | 0
2016-02-01 05:00 | 0 | 0 | 0 | 0 | 299012.6642 | 0 | 372942 | 0 | 0 | 0 | 1048025.4211 | 0 | 0 | 0 | 0 | 0 | 0 | 437598.214 | 0 | 0 | 0 | 0 | 0 | 0 | 0 | 0 | -148983.3894 | 0 | 0 | 0 | 0 | 0 | 0 | 0 | 75054.0535 | 0 | 0 | 0 | 0 | 0 | 0
2016-02-01 06:00 | 0 | 0 | 0 | 0 | 288148.1236 | 0 | 361001 | 0 | 0 | 0 | 899042.0317 | 0 | 0 | 0 | 0 | 0 | 0 | 513728.7269 | 0 | 0 | 0 | 0 | 0 | 0 | 0 | 0 | -148983.3894 | 0 | 0 | 0 | 0 | 0 | 0 | 0 | 76130.5129 | 0 | 0 | 0 | 0 | 0 | 0
2016-02-01 07:00 | 0 | 0 | 0 | 0 | 280800.1367 | 0 | 353033 | 0 | 0 | 0 | 958247.3879 | 0 | 0 | 0 | 0 | 0 | 0 | 382290.5074 | 0 | 0 | 0 | 0 | 0 | 0 | 0 | 0 | 59205.3562 | 0 | 0 | 0 | 0 | 0 | 0 | 0 | -131438.2195 | 0 | 0 | 0 | 0 | 0 | 0
2016-02-01 08:00 | 0 | 0 | 0 | 0 | 273908.0757 | 0 | 350045 | 0 | 0 | 0 | 809263.9985 | 0 | 0 | 0 | 0 | 0 | 0 | 455136.9725 | 0 | 0 | 0 | 0 | 0 | 0 | 0 | 0 | -148983.3894 | 0 | 0 | 0 | 0 | 0 | 0 | 0 | 72846.4651 | 0 | 0 | 0 | 0 | 0 | 0
2016-02-01 09:00 | 0 | 0 | 0 | 0 | 260793.4148 | 0 | 353256 | 0 | 0 | 0 | 660280.6092 | 0 | 0 | 0 | 0 | 0 | 0 | 511657.7767 | 0 | 0 | 0 | 0 | 0 | 0 | 0 | 0 | -148983.3894 | 0 | 0 | 0 | 0 | 0 | 0 | 0 | 56520.8041 | 0 | 0 | 0 | 0 | 0 | 0
2016-02-01 10:00 | 0 | 0 | 0 | 0 | 244249.1267 | 0 | 368542 | 0 | 0 | 0 | 667425.9554 | 0 | 0 | 0 | 0 | 0 | 0 | 380219.5572 | 0 | 0 | 0 | 0 | 0 | 0 | 0 | 0 | 7145.3462 | 0 | 0 | 0 | 0 | 0 | 0 | 0 | -131438.2195 | 0 | 0 | 0 | 0 | 0 | 0
2016-02-01 11:00 | 0 | 0 | 0 | 0 | 237628.9232 | 0 | 401550 | 0 | 0 | 0 | 634943.0981 | 0 | 0 | 0 | 0 | 0 | 0 | 248781.3377 | 0 | 0 | 0 | 0 | 0 | 0 | 0 | 0 | -32482.8573 | 0 | 0 | 0 | 0 | 0 | 0 | 0 | -131438.2195 | 0 | 0 | 0 | 0 | 0 | 0
2016-02-01 12:00 | 0 | 0 | 0 | 0 | 235907.055 | 0 | 433191 | 0 | 0 | 0 | 485959.7088 | 0 | 0 | 0 | 0 | 0 | 0 | 200480.782 | 0 | 0 | 0 | 0 | 0 | 0 | 0 | 0 | -148983.3894 | 0 | 0 | 0 | 0 | 0 | 0 | 0 | -48300.5556 | 0 | 0 | 0 | 0 | 0 | 0
2016-02-01 13:00 | 0 | 0 | 0 | 0 | 231718.7666 | 59.0224 | 444295 | 0 | 0 | 0 | 404880.7172 | 0 | 0 | 0 | 0 | 0 | 0 | 69042.5625 | 0 | 0 | 0 | 0 | 0 | 0 | 0 | 0 | -81078.9916 | 0 | 0 | 0 | 0 | 0 | 0 | 0 | -131438.2195 | 0 | 0 | 0 | 0 | 0 | 0
2016-02-01 14:00 | 0 | 0 | 0 | 0 | 138197.8689 | 91670.1792 | 447894 | 0 | 0 | 0 | 255897.3278 | 0 | 0 | 0 | 0 | 0 | 0 | 0 | 0 | 0 | 0 | 0 | 0 | 0 | 0 | 0 | -148983.3894 | 0 | 0 | 0 | 0 | 0 | 0 | 0 | -69042.5625 | 0 | 0 | 0 | 0 | 0 | 0
2016-02-01 15:00 | 0 | 0 | 0 | 0 | 0 | 313060.1183 | 450694 | 0 | 0 | 0 | 118263.4461 | 0 | 0 | 0 | 0 | 0 | 0 | 0 | 0 | 0 | 0 | 0 | 0 | 0 | 0 | 0 | -137633.8817 | 0 | 0 | 0 | 0 | 0 | 0 | 0 | 0 | 0 | 0 | 0 | 0 | 0 | 0
2016-02-01 16:00 | 0 | 0 | 0 | 0 | 0 | 447621.0804 | 449644 | 0 | 0 | 0 | 116240.5265 | 0 | 0 | 0 | 0 | 0 | 0 | 0 | 0 | 0 | 0 | 0 | 0 | 0 | 0 | 0 | -2022.9196 | 0 | 0 | 0 | 0 | 0 | 0 | 0 | 0 | 0 | 0 | 0 | 0 | 0 | 0
2016-02-01 17:00 | 0 | 0 | 0 | 0 | 233932.1548 | 492752.4541 | 446263 | 0 | 0 | 0 | 265223.9159 | 0 | 0 | 0 | 0 | 0 | 0 | 131438.2195 | 0 | 0 | 0 | 0 | 0 | 0 | 0 | 0 | 148983.3894 | 0 | 0 | 0 | 0 | 0 | 0 | 0 | 131438.2195 | 0 | 0 | 0 | 0 | 0 | 0
2016-02-01 18:00 | 0 | 0 | 0 | 0 | 0 | 500040.0773 | 442699 | 0 | 0 | 0 | 414207.3052 | 0 | 0 | 0 | 0 | 0 | 0 | 39795.9074 | 0 | 0 | 0 | 0 | 0 | 0 | 0 | 0 | 148983.3894 | 0 | 0 | 0 | 0 | 0 | 0 | 0 | -91642.3121 | 0 | 0 | 0 | 0 | 0 | 0
2016-02-01 19:00 | 0 | 0 | 0 | 0 | 0 | 492889.1511 | 439797 | 0 | 0 | 0 | 335861.2368 | 0 | 0 | 0 | 0 | 0 | 0 | 171234.1269 | 0 | 0 | 0 | 0 | 0 | 0 | 0 | 0 | -78346.0685 | 0 | 0 | 0 | 0 | 0 | 0 | 0 | 131438.2195 | 0 | 0 | 0 | 0 | 0 | 0
2016-02-01 20:00 | 0 | 0 | 0 | 0 | 5393.2609 | 485331.8529 | 437129 | 0 | 0 | 0 | 484844.6261 | 0 | 0 | 0 | 0 | 0 | 0 | 75846.8513 | 0 | 0 | 0 | 0 | 0 | 0 | 0 | 0 | 148983.3894 | 0 | 0 | 0 | 0 | 0 | 0 | 0 | -95387.2756 | 0 | 0 | 0 | 0 | 0 | 0
2016-02-01 21:00 | 0 | 0 | 0 | 0 | 244446.5969 | 474000.012 | 438025 | 0 | 0 | 0 | 633828.0155 | 0 | 0 | 0 | 0 | 0 | 0 | 207285.0708 | 0 | 0 | 0 | 0 | 0 | 0 | 0 | 0 | 148983.3894 | 0 | 0 | 0 | 0 | 0 | 0 | 0 | 131438.2195 | 0 | 0 | 0 | 0 | 0 | 0
2016-02-01 22:00 | 0 | 0 | 0 | 0 | 0 | 429486.1288 | 446188 | 0 | 0 | 0 | 485687.9248 | 0 | 0 | 0 | 0 | 0 | 0 | 338723.2903 | 0 | 0 | 0 | 0 | 0 | 0 | 0 | 0 | -148140.0907 | 0 | 0 | 0 | 0 | 0 | 0 | 0 | 131438.2195 | 0 | 0 | 0 | 0 | 0 | 0
2016-02-01 23:00 | 0 | 0 | 0 | 0 | 221846.9944 | 257628.1755 | 461930 | 0 | 0 | 0 | 634671.3141 | 0 | 0 | 0 | 0 | 0 | 0 | 207285.0708 | 0 | 0 | 0 | 0 | 0 | 0 | 0 | 0 | 148983.3894 | 0 | 0 | 0 | 0 | 0 | 0 | 0 | -131438.2195 | 0 | 0 | 0 | 0 | 0 | 0
2016-02-02 | 0 | 0 | 0 | 0 | 465486.1756 | 23864.9942 | 471806 | 0 | 0 | 0 | 783654.7035 | 0 | 0 | 0 | 0 | 0 | 0 | 75846.8513 | 0 | 0 | 0 | 0 | 0 | 0 | 0 | 0 | 148983.3894 | 0 | 0 | 0 | 0 | 0 | 0 | 0 | -131438.2195 | 0 | 0 | 0 | 0 | 0 | 0
2016-02-02 01:00 | 0 | 0 | 0 | 0 | 571404.1721 | 0 | 470709 | 0 | 0 | 0 | 752911.6561 | 0 | 0 | 0 | 0 | 0 | 0 | 207285.0708 | 0 | 0 | 0 | 0 | 0 | 0 | 0 | 0 | -30743.0474 | 0 | 0 | 0 | 0 | 0 | 0 | 0 | 131438.2195 | 0 | 0 | 0 | 0 | 0 | 0
2016-02-02 02:00 | 0 | 0 | 0 | 0 | 180657.3911 | 0 | 461079 | 0 | 0 | 0 | 603928.2667 | 0 | 0 | 0 | 0 | 0 | 0 | 75846.8513 | 0 | 0 | 0 | 0 | 0 | 0 | 0 | 0 | -148983.3894 | 0 | 0 | 0 | 0 | 0 | 0 | 0 | -131438.2195 | 0 | 0 | 0 | 0 | 0 | 0
2016-02-02 03:00 | 0 | 0 | 0 | 0 | 540087.624 | 0 | 442670 | 0 | 0 | 0 | 569907.6712 | 0 | 0 | 0 | 0 | 0 | 0 | 207285.0708 | 0 | 0 | 0 | 0 | 0 | 0 | 0 | 0 | -34020.5955 | 0 | 0 | 0 | 0 | 0 | 0 | 0 | 131438.2195 | 0 | 0 | 0 | 0 | 0 | 0
2016-02-02 04:00 | 0 | 0 | 0 | 0 | 435881.1699 | 0 | 418336 | 0 | 0 | 0 | 718891.0605 | 0 | 0 | 0 | 0 | 0 | 0 | 75846.8513 | 0 | 0 | 0 | 0 | 0 | 0 | 0 | 0 | 148983.3894 | 0 | 0 | 0 | 0 | 0 | 0 | 0 | -131438.2195 | 0 | 0 | 0 | 0 | 0 | 0
2016-02-02 05:00 | 0 | 0 | 0 | 0 | 516985.209 | 0 | 396625 | 0 | 0 | 0 | 707813.05 | 0 | 0 | 0 | 0 | 0 | 0 | 207285.0708 | 0 | 0 | 0 | 0 | 0 | 0 | 0 | 0 | -11078.0105 | 0 | 0 | 0 | 0 | 0 | 0 | 0 | 131438.2195 | 0 | 0 | 0 | 0 | 0 | 0
2016-02-02 06:00 | 0 | 0 | 0 | 0 | 101327.3911 | 0 | 381749 | 0 | 0 | 0 | 558829.6606 | 0 | 0 | 0 | 0 | 0 | 0 | 75846.8513 | 0 | 0 | 0 | 0 | 0 | 0 | 0 | 0 | -148983.3894 | 0 | 0 | 0 | 0 | 0 | 0 | 0 | -131438.2195 | 0 | 0 | 0 | 0 | 0 | 0
2016-02-02 07:00 | 0 | 0 | 0 | 0 | 528427.4411 | 0 | 371769 | 0 | 0 | 0 | 584049.8822 | 0 | 0 | 0 | 0 | 0 | 0 | 207285.0708 | 0 | 0 | 0 | 0 | 0 | 0 | 0 | 0 | 25220.2216 | 0 | 0 | 0 | 0 | 0 | 0 | 0 | 131438.2195 | 0 | 0 | 0 | 0 | 0 | 0
2016-02-02 08:00 | 0 | 0 | 0 | 0 | 86350.3911 | 0 | 366772 | 0 | 0 | 0 | 435066.4929 | 0 | 0 | 0 | 0 | 0 | 0 | 75846.8513 | 0 | 0 | 0 | 0 | 0 | 0 | 0 | 0 | -148983.3894 | 0 | 0 | 0 | 0 | 0 | 0 | 0 | -131438.2195 | 0 | 0 | 0 | 0 | 0 | 0
2016-02-02 09:00 | 0 | 0 | 0 | 0 | 573165.7576 | 0 | 368591 | 0 | 0 | 0 | 584049.8822 | 0 | 0 | 0 | 0 | 0 | 0 | 131438.2195 | 0 | 0 | 0 | 0 | 0 | 0 | 0 | 0 | 148983.3894 | 0 | 0 | 0 | 0 | 0 | 0 | 0 | 55591.3682 | 0 | 0 | 0 | 0 | 0 | 0
2016-02-02 10:00 | 0 | 0 | 0 | 0 | 101599.3911 | 0 | 382021 | 0 | 0 | 0 | 435066.4929 | 0 | 0 | 0 | 0 | 0 | 0 | 0 | 0 | 0 | 0 | 0 | 0 | 0 | 0 | 0 | -148983.3894 | 0 | 0 | 0 | 0 | 0 | 0 | 0 | -131438.2195 | 0 | 0 | 0 | 0 | 0 | 0
2016-02-02 11:00 | 0 | 0 | 0 | 0 | 265662.6106 | 0 | 414646 | 0 | 0 | 0 | 286083.1035 | 0 | 0 | 0 | 0 | 0 | 0 | 0 | 0 | 0 | 0 | 0 | 0 | 0 | 0 | 0 | -148983.3894 | 0 | 0 | 0 | 0 | 0 | 0 | 0 | 0 | 0 | 0 | 0 | 0 | 0 | 0
2016-02-02 12:00 | 0 | 0 | 0 | 0 | 671585.7499 | 0 | 443825 | 0 | 0 | 0 | 382405.6338 | 0 | 0 | 0 | 0 | 0 | 0 | 131438.2195 | 0 | 0 | 0 | 0 | 0 | 0 | 0 | 0 | 96322.5304 | 0 | 0 | 0 | 0 | 0 | 0 | 0 | 131438.2195 | 0 | 0 | 0 | 0 | 0 | 0
2016-02-02 13:00 | 0 | 0 | 0 | 0 | 173453.5171 | 77.874 | 453953 | 0 | 0 | 0 | 233422.2445 | 0 | 0 | 0 | 0 | 0 | 0 | 0 | 0 | 0 | 0 | 0 | 0 | 0 | 0 | 0 | -148983.3894 | 0 | 0 | 0 | 0 | 0 | 0 | 0 | -131438.2195 | 0 | 0 | 0 | 0 | 0 | 0
2016-02-02 14:00 | 0 | 0 | 0 | 0 | 489455.9796 | 116680.4097 | 457153 | 0 | 0 | 0 | 382405.6338 | 0 | 0 | 0 | 0 | 0 | 0 | 0 | 0 | 0 | 0 | 0 | 0 | 0 | 0 | 0 | 148983.3894 | 0 | 0 | 0 | 0 | 0 | 0 | 0 | 0 | 0 | 0 | 0 | 0 | 0 | 0
2016-02-02 15:00 | 0 | 0 | 0 | 0 | 0 | 505486.242 | 459078 | 0 | 0 | 0 | 428813.8759 | 0 | 0 | 0 | 0 | 0 | 0 | 0 | 0 | 0 | 0 | 0 | 0 | 0 | 0 | 0 | 46408.242 | 0 | 0 | 0 | 0 | 0 | 0 | 0 | 0 | 0 | 0 | 0 | 0 | 0 | 0
2016-02-02 16:00 | 0 | 0 | 0 | 0 | 136578.899 | 600921.7098 | 457079 | 0 | 0 | 0 | 577797.2652 | 0 | 0 | 0 | 0 | 0 | 0 | 131438.2195 | 0 | 0 | 0 | 0 | 0 | 0 | 0 | 0 | 148983.3894 | 0 | 0 | 0 | 0 | 0 | 0 | 0 | 131438.2195 | 0 | 0 | 0 | 0 | 0 | 0
2016-02-02 17:00 | 0 | 0 | 0 | 0 | 0 | 606179.4373 | 450673 | 0 | 0 | 0 | 601865.483 | 0 | 0 | 0 | 0 | 0 | 0 | 262876.439 | 0 | 0 | 0 | 0 | 0 | 0 | 0 | 0 | 24068.2178 | 0 | 0 | 0 | 0 | 0 | 0 | 0 | 131438.2195 | 0 | 0 | 0 | 0 | 0 | 0
2016-02-02 18:00 | 0 | 0 | 0 | 0 | 0 | 589283.9772 | 448768 | 0 | 0 | 0 | 750848.8724 | 0 | 0 | 0 | 0 | 0 | 0 | 254409.0268 | 0 | 0 | 0 | 0 | 0 | 0 | 0 | 0 | 148983.3894 | 0 | 0 | 0 | 0 | 0 | 0 | 0 | -8467.4122 | 0 | 0 | 0 | 0 | 0 | 0
2016-02-02 19:00 | 0 | 0 | 0 | 0 | 0 | 574038.5554 | 444618 | 0 | 0 | 0 | 899832.2618 | 0 | 0 | 0 | 0 | 0 | 0 | 234846.1929 | 0 | 0 | 0 | 0 | 0 | 0 | 0 | 0 | 148983.3894 | 0 | 0 | 0 | 0 | 0 | 0 | 0 | -19562.8339 | 0 | 0 | 0 | 0 | 0 | 0
2016-02-02 20:00 | 0 | 0 | 0 | 0 | 0 | 574773.6573 | 441273 | 0 | 0 | 0 | 1048815.6511 | 0 | 0 | 0 | 0 | 0 | 0 | 219363.4608 | 0 | 0 | 0 | 0 | 0 | 0 | 0 | 0 | 148983.3894 | 0 | 0 | 0 | 0 | 0 | 0 | 0 | -15482.732 | 0 | 0 | 0 | 0 | 0 | 0
2016-02-02 21:00 | 0 | 0 | 0 | 0 | 0 | 569384.3317 | 442635 | 0 | 0 | 0 | 1044126.7634 | 0 | 0 | 0 | 0 | 0 | 0 | 350801.6803 | 0 | 0 | 0 | 0 | 0 | 0 | 0 | 0 | -4688.8878 | 0 | 0 | 0 | 0 | 0 | 0 | 0 | 131438.2195 | 0 | 0 | 0 | 0 | 0 | 0
2016-02-02 22:00 | 0 | 0 | 0 | 0 | 0 | 507122.0707 | 452450 | 0 | 0 | 0 | 1193110.1527 | 0 | 0 | 0 | 0 | 0 | 0 | 256490.3616 | 0 | 0 | 0 | 0 | 0 | 0 | 0 | 0 | 148983.3894 | 0 | 0 | 0 | 0 | 0 | 0 | 0 | -94311.3187 | 0 | 0 | 0 | 0 | 0 | 0
2016-02-02 23:00 | 0 | 0 | 0 | 0 | 0 | 304944.6856 | 466845 | 0 | 0 | 0 | 1044126.7634 | 0 | 0 | 0 | 0 | 0 | 0 | 243573.4366 | 0 | 0 | 0 | 0 | 0 | 0 | 0 | 0 | -148983.3894 | 0 | 0 | 0 | 0 | 0 | 0 | 0 | -12916.925 | 0 | 0 | 0 | 0 | 0 | 0
2016-02-03 | 0 | 0 | 0 | 0 | 642686.351 | 28283.0742 | 475296 | 0 | 0 | 0 | 1108361.969 | 0 | 0 | 0 | 0 | 0 | 0 | 375011.6561 | 0 | 0 | 0 | 0 | 0 | 0 | 0 | 0 | 64235.2057 | 0 | 0 | 0 | 0 | 0 | 0 | 0 | 131438.2195 | 0 | 0 | 0 | 0 | 0 | 0
2016-02-03 01:00 | 0 | 0 | 0 | 0 | 193646.3911 | 0 | 474068 | 0 | 0 | 0 | 959378.5797 | 0 | 0 | 0 | 0 | 0 | 0 | 243573.4366 | 0 | 0 | 0 | 0 | 0 | 0 | 0 | 0 | -148983.3894 | 0 | 0 | 0 | 0 | 0 | 0 | 0 | -131438.2195 | 0 | 0 | 0 | 0 | 0 | 0
2016-02-03 02:00 | 0 | 0 | 0 | 0 | 183148.3911 | 0 | 463570 | 0 | 0 | 0 | 810395.1903 | 0 | 0 | 0 | 0 | 0 | 0 | 112135.2171 | 0 | 0 | 0 | 0 | 0 | 0 | 0 | 0 | -148983.3894 | 0 | 0 | 0 | 0 | 0 | 0 | 0 | -131438.2195 | 0 | 0 | 0 | 0 | 0 | 0
2016-02-03 03:00 | 0 | 0 | 0 | 0 | 613889.9828 | 0 | 444152 | 0 | 0 | 0 | 848694.9536 | 0 | 0 | 0 | 0 | 0 | 0 | 243573.4366 | 0 | 0 | 0 | 0 | 0 | 0 | 0 | 0 | 38299.7633 | 0 | 0 | 0 | 0 | 0 | 0 | 0 | 131438.2195 | 0 | 0 | 0 | 0 | 0 | 0
2016-02-03 04:00 | 0 | 0 | 0 | 0 | 228312.4733 | 0 | 420117 | 0 | 0 | 0 | 788328.6465 | 0 | 0 | 0 | 0 | 0 | 0 | 112135.2171 | 0 | 0 | 0 | 0 | 0 | 0 | 0 | 0 | -60366.3071 | 0 | 0 | 0 | 0 | 0 | 0 | 0 | -131438.2195 | 0 | 0 | 0 | 0 | 0 | 0
2016-02-03 05:00 | 0 | 0 | 0 | 0 | 601095.4296 | 0 | 399540 | 0 | 0 | 0 | 858445.8566 | 0 | 0 | 0 | 0 | 0 | 0 | 243573.4366 | 0 | 0 | 0 | 0 | 0 | 0 | 0 | 0 | 70117.2101 | 0 | 0 | 0 | 0 | 0 | 0 | 0 | 131438.2195 | 0 | 0 | 0 | 0 | 0 | 0
2016-02-03 06:00 | 0 | 0 | 0 | 0 | 103925.3911 | 0 | 384347 | 0 | 0 | 0 | 709462.4673 | 0 | 0 | 0 | 0 | 0 | 0 | 112135.2171 | 0 | 0 | 0 | 0 | 0 | 0 | 0 | 0 | -148983.3894 | 0 | 0 | 0 | 0 | 0 | 0 | 0 | -131438.2195 | 0 | 0 | 0 | 0 | 0 | 0
2016-02-03 07:00 | 0 | 0 | 0 | 0 | 113012.3935 | 0 | 374131 | 0 | 0 | 0 | 560479.0779 | 0 | 0 | 0 | 0 | 0 | 0 | 0 | 0 | 0 | 0 | 0 | 0 | 0 | 0 | 0 | -148983.3894 | 0 | 0 | 0 | 0 | 0 | 0 | 0 | -112135.2171 | 0 | 0 | 0 | 0 | 0 | 0
2016-02-03 08:00 | 0 | 0 | 0 | 0 | 585698.2647 | 0 | 369211 | 0 | 0 | 0 | 645528.1231 | 0 | 0 | 0 | 0 | 0 | 0 | 131438.2195 | 0 | 0 | 0 | 0 | 0 | 0 | 0 | 0 | 85049.0452 | 0 | 0 | 0 | 0 | 0 | 0 | 0 | 131438.2195 | 0 | 0 | 0 | 0 | 0 | 0
2016-02-03 09:00 | 0 | 0 | 0 | 0 | 90793.3911 | 0 | 371215 | 0 | 0 | 0 | 496544.7337 | 0 | 0 | 0 | 0 | 0 | 0 | 0 | 0 | 0 | 0 | 0 | 0 | 0 | 0 | 0 | -148983.3894 | 0 | 0 | 0 | 0 | 0 | 0 | 0 | -131438.2195 | 0 | 0 | 0 | 0 | 0 | 0
2016-02-03 10:00 | 0 | 0 | 0 | 0 | 558897.7955 | 0 | 383781 | 0 | 0 | 0 | 540223.3097 | 0 | 0 | 0 | 0 | 0 | 0 | 131438.2195 | 0 | 0 | 0 | 0 | 0 | 0 | 0 | 0 | 43678.576 | 0 | 0 | 0 | 0 | 0 | 0 | 0 | 131438.2195 | 0 | 0 | 0 | 0 | 0 | 0
2016-02-03 11:00 | 0 | 0 | 0 | 0 | 432800.1699 | 0 | 415255 | 0 | 0 | 0 | 689206.6991 | 0 | 0 | 0 | 0 | 0 | 0 | 0 | 0 | 0 | 0 | 0 | 0 | 0 | 0 | 0 | 148983.3894 | 0 | 0 | 0 | 0 | 0 | 0 | 0 | -131438.2195 | 0 | 0 | 0 | 0 | 0 | 0
2016-02-03 12:00 | 0 | 0 | 0 | 0 | 532176.1583 | 0 | 446694 | 0 | 0 | 0 | 643250.6379 | 0 | 0 | 0 | 0 | 0 | 0 | 131438.2195 | 0 | 0 | 0 | 0 | 0 | 0 | 0 | 0 | -45956.0612 | 0 | 0 | 0 | 0 | 0 | 0 | 0 | 131438.2195 | 0 | 0 | 0 | 0 | 0 | 0
2016-02-03 13:00 | 0 | 0 | 0 | 0 | 179368.7642 | 96.6269 | 459887 | 0 | 0 | 0 | 494267.2486 | 0 | 0 | 0 | 0 | 0 | 0 | 0 | 0 | 0 | 0 | 0 | 0 | 0 | 0 | 0 | -148983.3894 | 0 | 0 | 0 | 0 | 0 | 0 | 0 | -131438.2195 | 0 | 0 | 0 | 0 | 0 | 0
2016-02-03 14:00 | 0 | 0 | 0 | 0 | 89795.0785 | 227207.5322 | 465986 | 0 | 0 | 0 | 345283.8592 | 0 | 0 | 0 | 0 | 0 | 0 | 0 | 0 | 0 | 0 | 0 | 0 | 0 | 0 | 0 | -148983.3894 | 0 | 0 | 0 | 0 | 0 | 0 | 0 | 0 | 0 | 0 | 0 | 0 | 0 | 0
2016-02-03 15:00 | 0 | 0 | 0 | 0 | 0 | 619392.6774 | 469666 | 0 | 0 | 0 | 494267.2486 | 0 | 0 | 0 | 0 | 0 | 0 | 743.288 | 0 | 0 | 0 | 0 | 0 | 0 | 0 | 0 | 148983.3894 | 0 | 0 | 0 | 0 | 0 | 0 | 0 | 743.288 | 0 | 0 | 0 | 0 | 0 | 0
2016-02-03 16:00 | 0 | 0 | 0 | 0 | 45598.9292 | 703169.6797 | 468347 | 0 | 0 | 0 | 643250.6379 | 0 | 0 | 0 | 0 | 0 | 0 | 132181.5075 | 0 | 0 | 0 | 0 | 0 | 0 | 0 | 0 | 148983.3894 | 0 | 0 | 0 | 0 | 0 | 0 | 0 | 131438.2195 | 0 | 0 | 0 | 0 | 0 | 0
2016-02-03 17:00 | 0 | 0 | 0 | 0 | 0 | 692188.0645 | 463302 | 0 | 0 | 0 | 792234.0273 | 0 | 0 | 0 | 0 | 0 | 0 | 212084.1827 | 0 | 0 | 0 | 0 | 0 | 0 | 0 | 0 | 148983.3894 | 0 | 0 | 0 | 0 | 0 | 0 | 0 | 79902.6751 | 0 | 0 | 0 | 0 | 0 | 0
2016-02-03 18:00 | 0 | 0 | 0 | 0 | 0 | 657770.377 | 458532 | 0 | 0 | 0 | 941217.4167 | 0 | 0 | 0 | 0 | 0 | 0 | 262339.1703 | 0 | 0 | 0 | 0 | 0 | 0 | 0 | 0 | 148983.3894 | 0 | 0 | 0 | 0 | 0 | 0 | 0 | 50254.9876 | 0 | 0 | 0 | 0 | 0 | 0
2016-02-03 19:00 | 0 | 0 | 0 | 0 | 0 | 637607.2204 | 453700 | 0 | 0 | 0 | 1090200.806 | 0 | 0 | 0 | 0 | 0 | 0 | 297263.0013 | 0 | 0 | 0 | 0 | 0 | 0 | 0 | 0 | 148983.3894 | 0 | 0 | 0 | 0 | 0 | 0 | 0 | 34923.831 | 0 | 0 | 0 | 0 | 0 | 0
2016-02-03 20:00 | 0 | 0 | 0 | 0 | 0 | 643698.7592 | 449532 | 0 | 0 | 0 | 1239184.1954 | 0 | 0 | 0 | 0 | 0 | 0 | 342446.3711 | 0 | 0 | 0 | 0 | 0 | 0 | 0 | 0 | 148983.3894 | 0 | 0 | 0 | 0 | 0 | 0 | 0 | 45183.3698 | 0 | 0 | 0 | 0 | 0 | 0
2016-02-03 21:00 | 0 | 0 | 0 | 0 | 0 | 655784.3009 | 450158 | 0 | 0 | 0 | 1313372.2768 | 0 | 0 | 0 | 0 | 0 | 0 | 473884.5906 | 0 | 0 | 0 | 0 | 0 | 0 | 0 | 0 | 74188.0814 | 0 | 0 | 0 | 0 | 0 | 0 | 0 | 131438.2195 | 0 | 0 | 0 | 0 | 0 | 0
2016-02-03 22:00 | 0 | 0 | 0 | 0 | 0 | 612934.1457 | 458219 | 0 | 0 | 0 | 1462355.6662 | 0 | 0 | 0 | 0 | 0 | 0 | 479616.347 | 0 | 0 | 0 | 0 | 0 | 0 | 0 | 0 | 148983.3894 | 0 | 0 | 0 | 0 | 0 | 0 | 0 | 5731.7564 | 0 | 0 | 0 | 0 | 0 | 0
2016-02-03 23:00 | 0 | 0 | 0 | 0 | 0 | 378564.0852 | 472065 | 0 | 0 | 0 | 1500292.9709 | 0 | 0 | 0 | 0 | 0 | 0 | 348178.1275 | 0 | 0 | 0 | 0 | 0 | 0 | 0 | 0 | 37937.3047 | 0 | 0 | 0 | 0 | 0 | 0 | 0 | -131438.2195 | 0 | 0 | 0 | 0 | 0 | 0
2016-02-04 | 0 | 0 | 0 | 0 | 425746.1067 | 28382.2397 | 482328 | 0 | 0 | 0 | 1351309.5816 | 0 | 0 | 0 | 0 | 0 | 0 | 468961.8633 | 0 | 0 | 0 | 0 | 0 | 0 | 0 | 0 | -148983.3894 | 0 | 0 | 0 | 0 | 0 | 0 | 0 | 120783.7358 | 0 | 0 | 0 | 0 | 0 | 0
2016-02-04 01:00 | 0 | 0 | 0 | 0 | 202434.3911 | 0 | 482856 | 0 | 0 | 0 | 1202326.1922 | 0 | 0 | 0 | 0 | 0 | 0 | 337523.6437 | 0 | 0 | 0 | 0 | 0 | 0 | 0 | 0 | -148983.3894 | 0 | 0 | 0 | 0 | 0 | 0 | 0 | -131438.2195 | 0 | 0 | 0 | 0 | 0 | 0
2016-02-04 02:00 | 0 | 0 | 0 | 0 | 427800.8831 | 0 | 474367 | 0 | 0 | 0 | 1287198.2948 | 0 | 0 | 0 | 0 | 0 | 0 | 206085.4242 | 0 | 0 | 0 | 0 | 0 | 0 | 0 | 0 | 84872.1027 | 0 | 0 | 0 | 0 | 0 | 0 | 0 | -131438.2195 | 0 | 0 | 0 | 0 | 0 | 0
2016-02-04 03:00 | 0 | 0 | 0 | 0 | 175868.3911 | 0 | 456290 | 0 | 0 | 0 | 1138214.9055 | 0 | 0 | 0 | 0 | 0 | 0 | 74647.2047 | 0 | 0 | 0 | 0 | 0 | 0 | 0 | 0 | -148983.3894 | 0 | 0 | 0 | 0 | 0 | 0 | 0 | -131438.2195 | 0 | 0 | 0 | 0 | 0 | 0
2016-02-04 04:00 | 0 | 0 | 0 | 0 | 427539.1222 | 0 | 432825 | 0 | 0 | 0 | 1001490.8081 | 0 | 0 | 0 | 0 | 0 | 0 | 206085.4242 | 0 | 0 | 0 | 0 | 0 | 0 | 0 | 0 | -136724.0973 | 0 | 0 | 0 | 0 | 0 | 0 | 0 | 131438.2195 | 0 | 0 | 0 | 0 | 0 | 0
2016-02-04 05:00 | 0 | 0 | 0 | 0 | 424810.2459 | 0 | 412681 | 0 | 0 | 0 | 882181.8345 | 0 | 0 | 0 | 0 | 0 | 0 | 337523.6437 | 0 | 0 | 0 | 0 | 0 | 0 | 0 | 0 | -119308.9736 | 0 | 0 | 0 | 0 | 0 | 0 | 0 | 131438.2195 | 0 | 0 | 0 | 0 | 0 | 0
2016-02-04 06:00 | 0 | 0 | 0 | 0 | 423162.5414 | 0 | 398724 | 0 | 0 | 0 | 1031165.2239 | 0 | 0 | 0 | 0 | 0 | 0 | 212978.7958 | 0 | 0 | 0 | 0 | 0 | 0 | 0 | 0 | 148983.3894 | 0 | 0 | 0 | 0 | 0 | 0 | 0 | -124544.848 | 0 | 0 | 0 | 0 | 0 | 0
2016-02-04 07:00 | 0 | 0 | 0 | 0 | 109749.3911 | 0 | 390171 | 0 | 0 | 0 | 882181.8345 | 0 | 0 | 0 | 0 | 0 | 0 | 81540.5763 | 0 | 0 | 0 | 0 | 0 | 0 | 0 | 0 | -148983.3894 | 0 | 0 | 0 | 0 | 0 | 0 | 0 | -131438.2195 | 0 | 0 | 0 | 0 | 0 | 0
2016-02-04 08:00 | 0 | 0 | 0 | 0 | 415404.9704 | 0 | 386439 | 0 | 0 | 0 | 779709.5854 | 0 | 0 | 0 | 0 | 0 | 0 | 212978.7958 | 0 | 0 | 0 | 0 | 0 | 0 | 0 | 0 | -102472.2491 | 0 | 0 | 0 | 0 | 0 | 0 | 0 | 131438.2195 | 0 | 0 | 0 | 0 | 0 | 0
2016-02-04 09:00 | 0 | 0 | 0 | 0 | 405117.0479 | 0 | 389595 | 0 | 0 | 0 | 663793.4138 | 0 | 0 | 0 | 0 | 0 | 0 | 344417.0153 | 0 | 0 | 0 | 0 | 0 | 0 | 0 | 0 | -115916.1716 | 0 | 0 | 0 | 0 | 0 | 0 | 0 | 131438.2195 | 0 | 0 | 0 | 0 | 0 | 0
2016-02-04 10:00 | 0 | 0 | 0 | 0 | 124551.3911 | 0 | 404973 | 0 | 0 | 0 | 514810.0244 | 0 | 0 | 0 | 0 | 0 | 0 | 212978.7958 | 0 | 0 | 0 | 0 | 0 | 0 | 0 | 0 | -148983.3894 | 0 | 0 | 0 | 0 | 0 | 0 | 0 | -131438.2195 | 0 | 0 | 0 | 0 | 0 | 0
2016-02-04 11:00 | 0 | 0 | 0 | 0 | 384715.5756 | 0 | 438227 | 0 | 0 | 0 | 365826.6351 | 0 | 0 | 0 | 0 | 0 | 0 | 308450.7608 | 0 | 0 | 0 | 0 | 0 | 0 | 0 | 0 | -148983.3894 | 0 | 0 | 0 | 0 | 0 | 0 | 0 | 95471.965 | 0 | 0 | 0 | 0 | 0 | 0
2016-02-04 12:00 | 0 | 0 | 0 | 0 | 385777.4138 | 0 | 472199 | 0 | 0 | 0 | 410843.2683 | 0 | 0 | 0 | 0 | 0 | 0 | 177012.5413 | 0 | 0 | 0 | 0 | 0 | 0 | 0 | 0 | 45016.6333 | 0 | 0 | 0 | 0 | 0 | 0 | 0 | -131438.2195 | 0 | 0 | 0 | 0 | 0 | 0
2016-02-04 13:00 | 0 | 0 | 0 | 0 | 387283.2276 | 106.8838 | 484949 | 0 | 0 | 0 | 444722.5992 | 0 | 0 | 0 | 0 | 0 | 0 | 45574.3217 | 0 | 0 | 0 | 0 | 0 | 0 | 0 | 0 | 33879.3309 | 0 | 0 | 0 | 0 | 0 | 0 | 0 | -131438.2195 | 0 | 0 | 0 | 0 | 0 | 0
2016-02-04 14:00 | 0 | 0 | 0 | 0 | 150636.2199 | 142134.069 | 487328 | 0 | 0 | 0 | 295739.2099 | 0 | 0 | 0 | 0 | 0 | 0 | 0 | 0 | 0 | 0 | 0 | 0 | 0 | 0 | 0 | -148983.3894 | 0 | 0 | 0 | 0 | 0 | 0 | 0 | -45574.3217 | 0 | 0 | 0 | 0 | 0 | 0
2016-02-04 15:00 | 0 | 0 | 0 | 0 | 102809.0813 | 531955.3081 | 485781 | 0 | 0 | 0 | 444722.5992 | 0 | 0 | 0 | 0 | 0 | 0 | 0 | 0 | 0 | 0 | 0 | 0 | 0 | 0 | 0 | 148983.3894 | 0 | 0 | 0 | 0 | 0 | 0 | 0 | 0 | 0 | 0 | 0 | 0 | 0 | 0
2016-02-04 16:00 | 0 | 0 | 0 | 0 | 146816.4259 | 613198.183 | 479593 | 0 | 0 | 0 | 593705.9886 | 0 | 0 | 0 | 0 | 0 | 0 | 131438.2195 | 0 | 0 | 0 | 0 | 0 | 0 | 0 | 0 | 148983.3894 | 0 | 0 | 0 | 0 | 0 | 0 | 0 | 131438.2195 | 0 | 0 | 0 | 0 | 0 | 0
2016-02-04 17:00 | 0 | 0 | 0 | 0 | 0 | 623994.3919 | 470967 | 0 | 0 | 0 | 742689.378 | 0 | 0 | 0 | 0 | 0 | 0 | 135482.2221 | 0 | 0 | 0 | 0 | 0 | 0 | 0 | 0 | 148983.3894 | 0 | 0 | 0 | 0 | 0 | 0 | 0 | 4044.0026 | 0 | 0 | 0 | 0 | 0 | 0
2016-02-04 18:00 | 0 | 0 | 0 | 0 | 0 | 602521.7471 | 462918 | 0 | 0 | 0 | 891672.7673 | 0 | 0 | 0 | 0 | 0 | 0 | 126102.5798 | 0 | 0 | 0 | 0 | 0 | 0 | 0 | 0 | 148983.3894 | 0 | 0 | 0 | 0 | 0 | 0 | 0 | -9379.6423 | 0 | 0 | 0 | 0 | 0 | 0
2016-02-04 19:00 | 0 | 0 | 0 | 0 | 150691.3117 | 586029.2972 | 456299 | 0 | 0 | 0 | 1040656.1567 | 0 | 0 | 0 | 0 | 0 | 0 | 257540.7993 | 0 | 0 | 0 | 0 | 0 | 0 | 0 | 0 | 148983.3894 | 0 | 0 | 0 | 0 | 0 | 0 | 0 | 131438.2195 | 0 | 0 | 0 | 0 | 0 | 0
2016-02-04 20:00 | 0 | 0 | 0 | 0 | 0 | 584029.3943 | 451360 | 0 | 0 | 0 | 1189639.5461 | 0 | 0 | 0 | 0 | 0 | 0 | 241226.8042 | 0 | 0 | 0 | 0 | 0 | 0 | 0 | 0 | 148983.3894 | 0 | 0 | 0 | 0 | 0 | 0 | 0 | -16313.9951 | 0 | 0 | 0 | 0 | 0 | 0
2016-02-04 21:00 | 0 | 0 | 0 | 0 | 0 | 583444.8646 | 451716 | 0 | 0 | 0 | 1189930.1911 | 0 | 0 | 0 | 0 | 0 | 0 | 372665.0237 | 0 | 0 | 0 | 0 | 0 | 0 | 0 | 0 | 290.6451 | 0 | 0 | 0 | 0 | 0 | 0 | 0 | 131438.2195 | 0 | 0 | 0 | 0 | 0 | 0
2016-02-04 22:00 | 0 | 0 | 0 | 0 | 0 | 524681.4121 | 461495 | 0 | 0 | 0 | 1338913.5805 | 0 | 0 | 0 | 0 | 0 | 0 | 286868.0463 | 0 | 0 | 0 | 0 | 0 | 0 | 0 | 0 | 148983.3894 | 0 | 0 | 0 | 0 | 0 | 0 | 0 | -85796.9773 | 0 | 0 | 0 | 0 | 0 | 0
2016-02-04 23:00 | 0 | 0 | 0 | 0 | 244916.7056 | 328379.3574 | 477809 | 0 | 0 | 0 | 1302962.424 | 0 | 0 | 0 | 0 | 0 | 0 | 418306.2658 | 0 | 0 | 0 | 0 | 0 | 0 | 0 | 0 | -35951.1565 | 0 | 0 | 0 | 0 | 0 | 0 | 0 | 131438.2195 | 0 | 0 | 0 | 0 | 0 | 0
2016-02-05 | 0 | 0 | 0 | 0 | 264179.2803 | 28967.6784 | 491436 | 0 | 0 | 0 | 1236111.6022 | 0 | 0 | 0 | 0 | 0 | 0 | 286868.0463 | 0 | 0 | 0 | 0 | 0 | 0 | 0 | 0 | -66850.8218 | 0 | 0 | 0 | 0 | 0 | 0 | 0 | -131438.2195 | 0 | 0 | 0 | 0 | 0 | 0
2016-02-05 01:00 | 0 | 0 | 0 | 0 | 214663.3911 | 0 | 495085 | 0 | 0 | 0 | 1087128.2128 | 0 | 0 | 0 | 0 | 0 | 0 | 155429.8268 | 0 | 0 | 0 | 0 | 0 | 0 | 0 | 0 | -148983.3894 | 0 | 0 | 0 | 0 | 0 | 0 | 0 | -131438.2195 | 0 | 0 | 0 | 0 | 0 | 0
2016-02-05 02:00 | 0 | 0 | 0 | 0 | 373423.7549 | 0 | 488990 | 0 | 0 | 0 | 938144.8234 | 0 | 0 | 0 | 0 | 0 | 0 | 188846.9711 | 0 | 0 | 0 | 0 | 0 | 0 | 0 | 0 | -148983.3894 | 0 | 0 | 0 | 0 | 0 | 0 | 0 | 33417.1443 | 0 | 0 | 0 | 0 | 0 | 0
2016-02-05 03:00 | 0 | 0 | 0 | 0 | 426760.6493 | 0 | 473043 | 0 | 0 | 0 | 789161.4341 | 0 | 0 | 0 | 0 | 0 | 0 | 291548.0098 | 0 | 0 | 0 | 0 | 0 | 0 | 0 | 0 | -148983.3894 | 0 | 0 | 0 | 0 | 0 | 0 | 0 | 102701.0387 | 0 | 0 | 0 | 0 | 0 | 0
2016-02-05 04:00 | 0 | 0 | 0 | 0 | 468188.5303 | 0 | 452119 | 0 | 0 | 0 | 924630.6636 | 0 | 0 | 0 | 0 | 0 | 0 | 172148.3105 | 0 | 0 | 0 | 0 | 0 | 0 | 0 | 0 | 135469.2296 | 0 | 0 | 0 | 0 | 0 | 0 | 0 | -119399.6993 | 0 | 0 | 0 | 0 | 0 | 0
2016-02-05 05:00 | 0 | 0 | 0 | 0 | 152813.3911 | 0 | 433235 | 0 | 0 | 0 | 775647.2743 | 0 | 0 | 0 | 0 | 0 | 0 | 40710.091 | 0 | 0 | 0 | 0 | 0 | 0 | 0 | 0 | -148983.3894 | 0 | 0 | 0 | 0 | 0 | 0 | 0 | -131438.2195 | 0 | 0 | 0 | 0 | 0 | 0
2016-02-05 06:00 | 0 | 0 | 0 | 0 | 490003.5671 | 0 | 421814 | 0 | 0 | 0 | 712398.6218 | 0 | 0 | 0 | 0 | 0 | 0 | 172148.3105 | 0 | 0 | 0 | 0 | 0 | 0 | 0 | 0 | -63248.6524 | 0 | 0 | 0 | 0 | 0 | 0 | 0 | 131438.2195 | 0 | 0 | 0 | 0 | 0 | 0
2016-02-05 07:00 | 0 | 0 | 0 | 0 | 481222.5877 | 0 | 416139 | 0 | 0 | 0 | 646043.99 | 0 | 0 | 0 | 0 | 0 | 0 | 303586.53 | 0 | 0 | 0 | 0 | 0 | 0 | 0 | 0 | -66354.6318 | 0 | 0 | 0 | 0 | 0 | 0 | 0 | 131438.2195 | 0 | 0 | 0 | 0 | 0 | 0
2016-02-05 08:00 | 0 | 0 | 0 | 0 | 134041.3911 | 0 | 414463 | 0 | 0 | 0 | 497060.6007 | 0 | 0 | 0 | 0 | 0 | 0 | 172148.3105 | 0 | 0 | 0 | 0 | 0 | 0 | 0 | 0 | -148983.3894 | 0 | 0 | 0 | 0 | 0 | 0 | 0 | -131438.2195 | 0 | 0 | 0 | 0 | 0 | 0
2016-02-05 09:00 | 0 | 0 | 0 | 0 | 454925.2213 | 0 | 418537 | 0 | 0 | 0 | 402010.6025 | 0 | 0 | 0 | 0 | 0 | 0 | 303586.53 | 0 | 0 | 0 | 0 | 0 | 0 | 0 | 0 | -95049.9982 | 0 | 0 | 0 | 0 | 0 | 0 | 0 | 131438.2195 | 0 | 0 | 0 | 0 | 0 | 0
2016-02-05 10:00 | 0 | 0 | 0 | 0 | 445710.664 | 0 | 435319 | 0 | 0 | 0 | 543840.486 | 0 | 0 | 0 | 0 | 0 | 0 | 172148.3105 | 0 | 0 | 0 | 0 | 0 | 0 | 0 | 0 | 141829.8835 | 0 | 0 | 0 | 0 | 0 | 0 | 0 | -131438.2195 | 0 | 0 | 0 | 0 | 0 | 0
2016-02-05 11:00 | 0 | 0 | 0 | 0 | 189956.3911 | 0 | 470378 | 0 | 0 | 0 | 394857.0966 | 0 | 0 | 0 | 0 | 0 | 0 | 40710.091 | 0 | 0 | 0 | 0 | 0 | 0 | 0 | 0 | -148983.3894 | 0 | 0 | 0 | 0 | 0 | 0 | 0 | -131438.2195 | 0 | 0 | 0 | 0 | 0 | 0
2016-02-05 12:00 | 0 | 0 | 0 | 0 | 445576.7392 | 0 | 503832 | 0 | 0 | 0 | 245873.7073 | 0 | 0 | 0 | 0 | 0 | 0 | 131438.2195 | 0 | 0 | 0 | 0 | 0 | 0 | 0 | 0 | -148983.3894 | 0 | 0 | 0 | 0 | 0 | 0 | 0 | 90728.1285 | 0 | 0 | 0 | 0 | 0 | 0
2016-02-05 13:00 | 0 | 0 | 0 | 0 | 443215.5229 | 123.9786 | 514139 | 0 | 0 | 0 | 306512.4282 | 0 | 0 | 0 | 0 | 0 | 0 | 0 | 0 | 0 | 0 | 0 | 0 | 0 | 0 | 0 | 60638.721 | 0 | 0 | 0 | 0 | 0 | 0 | 0 | -131438.2195 | 0 | 0 | 0 | 0 | 0 | 0
2016-02-05 14:00 | 0 | 0 | 0 | 0 | 235187.6577 | 127198.953 | 511370 | 0 | 0 | 0 | 157529.0389 | 0 | 0 | 0 | 0 | 0 | 0 | 0 | 0 | 0 | 0 | 0 | 0 | 0 | 0 | 0 | -148983.3894 | 0 | 0 | 0 | 0 | 0 | 0 | 0 | 0 | 0 | 0 | 0 | 0 | 0 | 0
2016-02-05 15:00 | 0 | 0 | 0 | 0 | 59543.1652 | 593164.2242 | 503724 | 0 | 0 | 0 | 306512.4282 | 0 | 0 | 0 | 0 | 0 | 0 | 0 | 0 | 0 | 0 | 0 | 0 | 0 | 0 | 0 | 148983.3894 | 0 | 0 | 0 | 0 | 0 | 0 | 0 | 0 | 0 | 0 | 0 | 0 | 0 | 0
2016-02-05 16:00 | 0 | 0 | 0 | 0 | 0 | 696382.5395 | 490621 | 0 | 0 | 0 | 455495.8176 | 0 | 0 | 0 | 0 | 0 | 0 | 56778.1502 | 0 | 0 | 0 | 0 | 0 | 0 | 0 | 0 | 148983.3894 | 0 | 0 | 0 | 0 | 0 | 0 | 0 | 56778.1502 | 0 | 0 | 0 | 0 | 0 | 0
2016-02-05 17:00 | 0 | 0 | 0 | 0 | 0 | 699525.4422 | 475355 | 0 | 0 | 0 | 604479.207 | 0 | 0 | 0 | 0 | 0 | 0 | 131965.203 | 0 | 0 | 0 | 0 | 0 | 0 | 0 | 0 | 148983.3894 | 0 | 0 | 0 | 0 | 0 | 0 | 0 | 75187.0528 | 0 | 0 | 0 | 0 | 0 | 0
2016-02-05 18:00 | 0 | 0 | 0 | 0 | 0 | 666757.5543 | 462022 | 0 | 0 | 0 | 753462.5963 | 0 | 0 | 0 | 0 | 0 | 0 | 187717.3679 | 0 | 0 | 0 | 0 | 0 | 0 | 0 | 0 | 148983.3894 | 0 | 0 | 0 | 0 | 0 | 0 | 0 | 55752.1649 | 0 | 0 | 0 | 0 | 0 | 0
2016-02-05 19:00 | 0 | 0 | 0 | 0 | 0 | 649386.4449 | 451872 | 0 | 0 | 0 | 902445.9857 | 0 | 0 | 0 | 0 | 0 | 0 | 236248.4234 | 0 | 0 | 0 | 0 | 0 | 0 | 0 | 0 | 148983.3894 | 0 | 0 | 0 | 0 | 0 | 0 | 0 | 48531.0555 | 0 | 0 | 0 | 0 | 0 | 0
2016-02-05 20:00 | 0 | 0 | 0 | 0 | 0 | 659884.7014 | 443685 | 0 | 0 | 0 | 1051429.3751 | 0 | 0 | 0 | 0 | 0 | 0 | 303464.7354 | 0 | 0 | 0 | 0 | 0 | 0 | 0 | 0 | 148983.3894 | 0 | 0 | 0 | 0 | 0 | 0 | 0 | 67216.312 | 0 | 0 | 0 | 0 | 0 | 0
2016-02-05 21:00 | 0 | 0 | 0 | 0 | 0 | 680619.8045 | 442344 | 0 | 0 | 0 | 1158266.9601 | 0 | 0 | 0 | 0 | 0 | 0 | 434902.9549 | 0 | 0 | 0 | 0 | 0 | 0 | 0 | 0 | 106837.585 | 0 | 0 | 0 | 0 | 0 | 0 | 0 | 131438.2195 | 0 | 0 | 0 | 0 | 0 | 0
2016-02-05 22:00 | 0 | 0 | 0 | 0 | 0 | 642436.4138 | 452742 | 0 | 0 | 0 | 1307250.3495 | 0 | 0 | 0 | 0 | 0 | 0 | 475613.9793 | 0 | 0 | 0 | 0 | 0 | 0 | 0 | 0 | 148983.3894 | 0 | 0 | 0 | 0 | 0 | 0 | 0 | 40711.0245 | 0 | 0 | 0 | 0 | 0 | 0
2016-02-05 23:00 | 0 | 0 | 0 | 0 | 0 | 353283.2549 | 471656 | 0 | 0 | 0 | 1320315.8239 | 0 | 0 | 0 | 0 | 0 | 0 | 344175.7598 | 0 | 0 | 0 | 0 | 0 | 0 | 0 | 0 | 13065.4744 | 0 | 0 | 0 | 0 | 0 | 0 | 0 | -131438.2195 | 0 | 0 | 0 | 0 | 0 | 0
2016-02-06 | 0 | 0 | 0 | 0 | 169495.158 | 33500.2331 | 483417 | 0 | 0 | 0 | 1171332.4345 | 0 | 0 | 0 | 0 | 0 | 0 | 212737.5403 | 0 | 0 | 0 | 0 | 0 | 0 | 0 | 0 | -148983.3894 | 0 | 0 | 0 | 0 | 0 | 0 | 0 | -131438.2195 | 0 | 0 | 0 | 0 | 0 | 0
2016-02-06 01:00 | 0 | 0 | 0 | 0 | 517019.3591 | 0 | 486500 | 0 | 0 | 0 | 1070413.5741 | 0 | 0 | 0 | 0 | 0 | 0 | 344175.7598 | 0 | 0 | 0 | 0 | 0 | 0 | 0 | 0 | -100918.8604 | 0 | 0 | 0 | 0 | 0 | 0 | 0 | 131438.2195 | 0 | 0 | 0 | 0 | 0 | 0
2016-02-06 02:00 | 0 | 0 | 0 | 0 | 202963.3911 | 0 | 483385 | 0 | 0 | 0 | 921430.1847 | 0 | 0 | 0 | 0 | 0 | 0 | 212737.5403 | 0 | 0 | 0 | 0 | 0 | 0 | 0 | 0 | -148983.3894 | 0 | 0 | 0 | 0 | 0 | 0 | 0 | -131438.2195 | 0 | 0 | 0 | 0 | 0 | 0
2016-02-06 03:00 | 0 | 0 | 0 | 0 | 570069.9072 | 0 | 472460 | 0 | 0 | 0 | 1070413.5741 | 0 | 0 | 0 | 0 | 0 | 0 | 161364.0582 | 0 | 0 | 0 | 0 | 0 | 0 | 0 | 0 | 148983.3894 | 0 | 0 | 0 | 0 | 0 | 0 | 0 | -51373.4821 | 0 | 0 | 0 | 0 | 0 | 0
2016-02-06 04:00 | 0 | 0 | 0 | 0 | 173767.3911 | 0 | 454189 | 0 | 0 | 0 | 921430.1847 | 0 | 0 | 0 | 0 | 0 | 0 | 29925.8387 | 0 | 0 | 0 | 0 | 0 | 0 | 0 | 0 | -148983.3894 | 0 | 0 | 0 | 0 | 0 | 0 | 0 | -131438.2195 | 0 | 0 | 0 | 0 | 0 | 0
2016-02-06 05:00 | 0 | 0 | 0 | 0 | 421137.8301 | 0 | 438683 | 0 | 0 | 0 | 772446.7953 | 0 | 0 | 0 | 0 | 0 | 0 | 161364.0582 | 0 | 0 | 0 | 0 | 0 | 0 | 0 | 0 | -148983.3894 | 0 | 0 | 0 | 0 | 0 | 0 | 0 | 131438.2195 | 0 | 0 | 0 | 0 | 0 | 0
2016-02-06 06:00 | 0 | 0 | 0 | 0 | 146942.3911 | 0 | 427364 | 0 | 0 | 0 | 623463.4059 | 0 | 0 | 0 | 0 | 0 | 0 | 29925.8387 | 0 | 0 | 0 | 0 | 0 | 0 | 0 | 0 | -148983.3894 | 0 | 0 | 0 | 0 | 0 | 0 | 0 | -131438.2195 | 0 | 0 | 0 | 0 | 0 | 0
2016-02-06 07:00 | 0 | 0 | 0 | 0 | 672998.7604 | 0 | 420107 | 0 | 0 | 0 | 744916.9469 | 0 | 0 | 0 | 0 | 0 | 0 | 161364.0582 | 0 | 0 | 0 | 0 | 0 | 0 | 0 | 0 | 121453.5409 | 0 | 0 | 0 | 0 | 0 | 0 | 0 | 131438.2195 | 0 | 0 | 0 | 0 | 0 | 0
2016-02-06 08:00 | 0 | 0 | 0 | 0 | 136189.3911 | 0 | 416611 | 0 | 0 | 0 | 595933.5575 | 0 | 0 | 0 | 0 | 0 | 0 | 29925.8387 | 0 | 0 | 0 | 0 | 0 | 0 | 0 | 0 | -148983.3894 | 0 | 0 | 0 | 0 | 0 | 0 | 0 | -131438.2195 | 0 | 0 | 0 | 0 | 0 | 0
2016-02-06 09:00 | 0 | 0 | 0 | 0 | 238670.7719 | 0 | 417580 | 0 | 0 | 0 | 446950.1681 | 0 | 0 | 0 | 0 | 0 | 0 | 0 | 0 | 0 | 0 | 0 | 0 | 0 | 0 | 0 | -148983.3894 | 0 | 0 | 0 | 0 | 0 | 0 | 0 | -29925.8387 | 0 | 0 | 0 | 0 | 0 | 0
2016-02-06 10:00 | 0 | 0 | 0 | 0 | 406775.8301 | 0 | 424321 | 0 | 0 | 0 | 297966.7787 | 0 | 0 | 0 | 0 | 0 | 0 | 131438.2195 | 0 | 0 | 0 | 0 | 0 | 0 | 0 | 0 | -148983.3894 | 0 | 0 | 0 | 0 | 0 | 0 | 0 | 131438.2195 | 0 | 0 | 0 | 0 | 0 | 0
2016-02-06 11:00 | 0 | 0 | 0 | 0 | 632627.6252 | 0 | 438511 | 0 | 0 | 0 | 446950.1681 | 0 | 0 | 0 | 0 | 0 | 0 | 176571.4554 | 0 | 0 | 0 | 0 | 0 | 0 | 0 | 0 | 148983.3894 | 0 | 0 | 0 | 0 | 0 | 0 | 0 | 45133.2359 | 0 | 0 | 0 | 0 | 0 | 0
2016-02-06 12:00 | 0 | 0 | 0 | 0 | 175089.3911 | 0 | 455511 | 0 | 0 | 0 | 297966.7787 | 0 | 0 | 0 | 0 | 0 | 0 | 45133.2359 | 0 | 0 | 0 | 0 | 0 | 0 | 0 | 0 | -148983.3894 | 0 | 0 | 0 | 0 | 0 | 0 | 0 | -131438.2195 | 0 | 0 | 0 | 0 | 0 | 0
2016-02-06 13:00 | 0 | 0 | 0 | 0 | 273954.3241 | 141.0506 | 468212 | 0 | 0 | 0 | 148983.3894 | 0 | 0 | 0 | 0 | 0 | 0 | 0 | 0 | 0 | 0 | 0 | 0 | 0 | 0 | 0 | -148983.3894 | 0 | 0 | 0 | 0 | 0 | 0 | 0 | -45133.2359 | 0 | 0 | 0 | 0 | 0 | 0
2016-02-06 14:00 | 0 | 0 | 0 | 0 | 158354.9397 | 163192.671 | 470531 | 0 | 0 | 0 | 0 | 0 | 0 | 0 | 0 | 0 | 0 | 0 | 0 | 0 | 0 | 0 | 0 | 0 | 0 | 0 | -148983.3894 | 0 | 0 | 0 | 0 | 0 | 0 | 0 | 0 | 0 | 0 | 0 | 0 | 0 | 0
2016-02-06 15:00 | 0 | 0 | 0 | 0 | 0 | 632318.7139 | 464518 | 0 | 0 | 0 | 148983.3894 | 0 | 0 | 0 | 0 | 0 | 0 | 0 | 0 | 0 | 0 | 15053.8596 | 0 | 0 | 0 | 0 | 148983.3894 | 0 | 0 | 0 | 0 | 0 | 0 | 0 | 0 | 0 | 0 | 0 | 18817.3245 | 0 | 0
2016-02-06 16:00 | 0 | 0 | 0 | 0 | 0 | 646919.6515 | 453862 | 0 | 0 | 0 | 297966.7787 | 0 | 0 | 0 | 0 | 0 | 0 | 25256.9377 | 0 | 0 | 0 | 30107.659 | 0 | 0 | 0 | 0 | 148983.3894 | 0 | 0 | 0 | 0 | 0 | 0 | 0 | 25256.9377 | 0 | 0 | 0 | 18817.3245 | 0 | 0
2016-02-06 17:00 | 0 | 0 | 0 | 0 | 0 | 705242.1623 | 441481 | 0 | 0 | 0 | 446950.1681 | 0 | 0 | 0 | 0 | 0 | 0 | 121217.3862 | 0 | 0 | 0 | 45161.3981 | 0 | 0 | 0 | 0 | 148983.3894 | 0 | 0 | 0 | 0 | 0 | 0 | 0 | 95960.4485 | 0 | 0 | 0 | 18817.3245 | 0 | 0
2016-02-06 18:00 | 0 | 0 | 0 | 0 | 0 | 673695.5015 | 429388 | 0 | 0 | 0 | 595933.5575 | 0 | 0 | 0 | 0 | 0 | 0 | 197724.1738 | 0 | 0 | 0 | 60215.0771 | 0 | 0 | 0 | 0 | 148983.3894 | 0 | 0 | 0 | 0 | 0 | 0 | 0 | 76506.7876 | 0 | 0 | 0 | 18817.3245 | 0 | 0
2016-02-06 19:00 | 0 | 0 | 0 | 0 | 0 | 658611.7221 | 419274 | 0 | 0 | 0 | 744916.9469 | 0 | 0 | 0 | 0 | 0 | 0 | 269261.1821 | 0 | 0 | 0 | 75268.6958 | 0 | 0 | 0 | 0 | 148983.3894 | 0 | 0 | 0 | 0 | 0 | 0 | 0 | 71537.0083 | 0 | 0 | 0 | 18817.3245 | 0 | 0
2016-02-06 20:00 | 0 | 0 | 0 | 0 | 0 | 671182.2027 | 413456 | 0 | 0 | 0 | 893900.3362 | 0 | 0 | 0 | 0 | 0 | 0 | 359186.6709 | 0 | 0 | 0 | 90322.2543 | 0 | 0 | 0 | 0 | 148983.3894 | 0 | 0 | 0 | 0 | 0 | 0 | 0 | 89925.4888 | 0 | 0 | 0 | 18817.3245 | 0 | 0
2016-02-06 21:00 | 0 | 0 | 0 | 0 | 0 | 691778.4246 | 413630 | 0 | 0 | 0 | 1042883.7256 | 0 | 0 | 0 | 0 | 0 | 0 | 469534.3816 | 0 | 0 | 0 | 105375.7526 | 0 | 0 | 0 | 0 | 148983.3894 | 0 | 0 | 0 | 0 | 0 | 0 | 0 | 110347.7107 | 0 | 0 | 0 | 18817.3245 | 0 | 0
2016-02-06 22:00 | 0 | 0 | 0 | 0 | 0 | 635223.0591 | 423228 | 0 | 0 | 0 | 1191867.115 | 0 | 0 | 0 | 0 | 0 | 0 | 513728.7269 | 0 | 0 | 0 | 120429.1907 | 0 | 0 | 0 | 0 | 148983.3894 | 0 | 0 | 0 | 0 | 0 | 0 | 0 | 44194.3453 | 0 | 0 | 0 | 18817.3245 | 0 | 0
2016-02-06 23:00 | 0 | 0 | 0 | 0 | 18857.2762 | 370679.2425 | 441840 | 0 | 0 | 0 | 1340850.5043 | 0 | 0 | 0 | 0 | 0 | 0 | 382290.5074 | 0 | 0 | 0 | 0 | 0 | 0 | 0 | 0 | 148983.3894 | 0 | 0 | 0 | 0 | 0 | 0 | 0 | -131438.2195 | 0 | 0 | 0 | 0 | 120428.709 | 0
2016-02-07 | 0 | 0 | 0 | 0 | 142370.3617 | 31704.0295 | 454496 | 0 | 0 | 0 | 1191867.115 | 0 | 0 | 0 | 0 | 0 | 0 | 250852.2879 | 0 | 0 | 0 | 0 | 0 | 0 | 0 | 0 | -148983.3894 | 0 | 0 | 0 | 0 | 0 | 0 | 0 | -131438.2195 | 0 | 0 | 0 | 0 | 0 | 0
2016-02-07 01:00 | 0 | 0 | 0 | 0 | 178462.3911 | 0 | 458884 | 0 | 0 | 0 | 1042883.7256 | 0 | 0 | 0 | 0 | 0 | 0 | 119414.0684 | 0 | 0 | 0 | 0 | 0 | 0 | 0 | 0 | -148983.3894 | 0 | 0 | 0 | 0 | 0 | 0 | 0 | -131438.2195 | 0 | 0 | 0 | 0 | 0 | 0
2016-02-07 02:00 | 0 | 0 | 0 | 0 | 438903.8301 | 0 | 456449 | 0 | 0 | 0 | 893900.3362 | 0 | 0 | 0 | 0 | 0 | 0 | 250852.2879 | 0 | 0 | 0 | 0 | 0 | 0 | 0 | 0 | -148983.3894 | 0 | 0 | 0 | 0 | 0 | 0 | 0 | 131438.2195 | 0 | 0 | 0 | 0 | 0 | 0
2016-02-07 03:00 | 0 | 0 | 0 | 0 | 167831.3911 | 0 | 448253 | 0 | 0 | 0 | 744916.9469 | 0 | 0 | 0 | 0 | 0 | 0 | 119414.0684 | 0 | 0 | 0 | 0 | 0 | 0 | 0 | 0 | -148983.3894 | 0 | 0 | 0 | 0 | 0 | 0 | 0 | -131438.2195 | 0 | 0 | 0 | 0 | 0 | 0
2016-02-07 04:00 | 0 | 0 | 0 | 0 | 715318.6089 | 0 | 434897 | 0 | 0 | 0 | 893900.3362 | 0 | 0 | 0 | 0 | 0 | 0 | 250852.2879 | 0 | 0 | 0 | 0 | 0 | 0 | 0 | 0 | 148983.3894 | 0 | 0 | 0 | 0 | 0 | 0 | 0 | 131438.2195 | 0 | 0 | 0 | 0 | 0 | 0
2016-02-07 05:00 | 0 | 0 | 0 | 0 | 141357.3911 | 0 | 421779 | 0 | 0 | 0 | 744916.9469 | 0 | 0 | 0 | 0 | 0 | 0 | 119414.0684 | 0 | 0 | 0 | 0 | 0 | 0 | 0 | 0 | -148983.3894 | 0 | 0 | 0 | 0 | 0 | 0 | 0 | -131438.2195 | 0 | 0 | 0 | 0 | 0 | 0
2016-02-07 06:00 | 0 | 0 | 0 | 0 | 394577.8301 | 0 | 412123 | 0 | 0 | 0 | 595933.5575 | 0 | 0 | 0 | 0 | 0 | 0 | 250852.2879 | 0 | 0 | 0 | 0 | 0 | 0 | 0 | 0 | -148983.3894 | 0 | 0 | 0 | 0 | 0 | 0 | 0 | 131438.2195 | 0 | 0 | 0 | 0 | 0 | 0
2016-02-07 07:00 | 0 | 0 | 0 | 0 | 126110.3911 | 0 | 406532 | 0 | 0 | 0 | 446950.1681 | 0 | 0 | 0 | 0 | 0 | 0 | 119414.0684 | 0 | 0 | 0 | 0 | 0 | 0 | 0 | 0 | -148983.3894 | 0 | 0 | 0 | 0 | 0 | 0 | 0 | -131438.2195 | 0 | 0 | 0 | 0 | 0 | 0
2016-02-07 08:00 | 0 | 0 | 0 | 0 | 433742.321 | 0 | 404173 | 0 | 0 | 0 | 595933.5575 | 0 | 0 | 0 | 0 | 0 | 0 | 0 | 0 | 0 | 0 | 0 | 0 | 0 | 0 | 0 | 148983.3894 | 0 | 0 | 0 | 0 | 0 | 0 | 0 | -119414.0684 | 0 | 0 | 0 | 0 | 0 | 0
2016-02-07 09:00 | 0 | 0 | 0 | 0 | 388083.8301 | 0 | 405629 | 0 | 0 | 0 | 446950.1681 | 0 | 0 | 0 | 0 | 0 | 0 | 131438.2195 | 0 | 0 | 0 | 0 | 0 | 0 | 0 | 0 | -148983.3894 | 0 | 0 | 0 | 0 | 0 | 0 | 0 | 131438.2195 | 0 | 0 | 0 | 0 | 0 | 0
2016-02-07 10:00 | 0 | 0 | 0 | 0 | 130466.3911 | 0 | 410888 | 0 | 0 | 0 | 297966.7787 | 0 | 0 | 0 | 0 | 0 | 0 | 0 | 0 | 0 | 0 | 0 | 0 | 0 | 0 | 0 | -148983.3894 | 0 | 0 | 0 | 0 | 0 | 0 | 0 | -131438.2195 | 0 | 0 | 0 | 0 | 0 | 0
2016-02-07 11:00 | 0 | 0 | 0 | 0 | 404384.8301 | 0 | 421930 | 0 | 0 | 0 | 148983.3894 | 0 | 0 | 0 | 0 | 0 | 0 | 131438.2195 | 0 | 0 | 0 | 0 | 0 | 0 | 0 | 0 | -148983.3894 | 0 | 0 | 0 | 0 | 0 | 0 | 0 | 131438.2195 | 0 | 0 | 0 | 0 | 0 | 0
2016-02-07 12:00 | 0 | 0 | 0 | 0 | 453625.1699 | 0 | 436080 | 0 | 0 | 0 | 297966.7787 | 0 | 0 | 0 | 0 | 0 | 0 | 0 | 0 | 0 | 0 | 0 | 0 | 0 | 0 | 0 | 148983.3894 | 0 | 0 | 0 | 0 | 0 | 0 | 0 | -131438.2195 | 0 | 0 | 0 | 0 | 0 | 0
2016-02-07 13:00 | 0 | 0 | 0 | 0 | 300838.9732 | 172.6375 | 449995 | 0 | 0 | 0 | 148983.3894 | 0 | 0 | 0 | 0 | 0 | 0 | 0 | 0 | 0 | 0 | 0 | 0 | 0 | 0 | 0 | -148983.3894 | 0 | 0 | 0 | 0 | 0 | 0 | 0 | 0 | 0 | 0 | 0 | 0 | 0 | 0
2016-02-07 14:00 | 0 | 0 | 0 | 0 | 437246.3084 | 166039.081 | 454302 | 0 | 0 | 0 | 297966.7787 | 0 | 0 | 0 | 0 | 0 | 0 | 0 | 0 | 0 | 0 | 0 | 0 | 0 | 0 | 0 | 148983.3894 | 0 | 0 | 0 | 0 | 0 | 0 | 0 | 0 | 0 | 0 | 0 | 0 | 0 | 0
2016-02-07 15:00 | 0 | 0 | 0 | 0 | 0 | 615853.7139 | 448053 | 0 | 0 | 0 | 446950.1681 | 0 | 0 | 0 | 0 | 0 | 0 | 0 | 0 | 0 | 0 | 15053.8596 | 0 | 0 | 0 | 0 | 148983.3894 | 0 | 0 | 0 | 0 | 0 | 0 | 0 | 0 | 0 | 0 | 0 | 18817.3245 | 0 | 0
2016-02-07 16:00 | 0 | 0 | 0 | 0 | 0 | 622105.2676 | 438340 | 0 | 0 | 0 | 595933.5575 | 0 | 0 | 0 | 0 | 0 | 0 | 15964.5538 | 0 | 0 | 0 | 30107.659 | 0 | 0 | 0 | 0 | 148983.3894 | 0 | 0 | 0 | 0 | 0 | 0 | 0 | 15964.5538 | 0 | 0 | 0 | 18817.3245 | 0 | 0
2016-02-07 17:00 | 0 | 0 | 0 | 0 | 0 | 700932.2492 | 429703 | 0 | 0 | 0 | 744916.9469 | 0 | 0 | 0 | 0 | 0 | 0 | 119393.0891 | 0 | 0 | 0 | 45161.3981 | 0 | 0 | 0 | 0 | 148983.3894 | 0 | 0 | 0 | 0 | 0 | 0 | 0 | 103428.5354 | 0 | 0 | 0 | 18817.3245 | 0 | 0
2016-02-07 18:00 | 0 | 0 | 0 | 0 | 0 | 666124.0034 | 422701 | 0 | 0 | 0 | 893900.3362 | 0 | 0 | 0 | 0 | 0 | 0 | 195015.3787 | 0 | 0 | 0 | 60215.0771 | 0 | 0 | 0 | 0 | 148983.3894 | 0 | 0 | 0 | 0 | 0 | 0 | 0 | 75622.2896 | 0 | 0 | 0 | 18817.3245 | 0 | 0
2016-02-07 19:00 | 0 | 0 | 0 | 0 | 0 | 651183.6671 | 416621 | 0 | 0 | 0 | 1042883.7256 | 0 | 0 | 0 | 0 | 0 | 0 | 261777.332 | 0 | 0 | 0 | 75268.6958 | 0 | 0 | 0 | 0 | 148983.3894 | 0 | 0 | 0 | 0 | 0 | 0 | 0 | 66761.9533 | 0 | 0 | 0 | 18817.3245 | 0 | 0
2016-02-07 20:00 | 0 | 0 | 0 | 0 | 0 | 664763.1608 | 413206 | 0 | 0 | 0 | 1191867.115 | 0 | 0 | 0 | 0 | 0 | 0 | 345533.7789 | 0 | 0 | 0 | 90322.2543 | 0 | 0 | 0 | 0 | 148983.3894 | 0 | 0 | 0 | 0 | 0 | 0 | 0 | 83756.4469 | 0 | 0 | 0 | 18817.3245 | 0 | 0
2016-02-07 21:00 | 0 | 0 | 0 | 0 | 0 | 694026.2412 | 414826 | 0 | 0 | 0 | 1340850.5043 | 0 | 0 | 0 | 0 | 0 | 0 | 456933.3062 | 0 | 0 | 0 | 105375.7526 | 0 | 0 | 0 | 0 | 148983.3894 | 0 | 0 | 0 | 0 | 0 | 0 | 0 | 111399.5273 | 0 | 0 | 0 | 18817.3245 | 0 | 0
2016-02-07 22:00 | 0 | 0 | 0 | 0 | 0 | 649748.1345 | 425152 | 0 | 0 | 0 | 1489833.8937 | 0 | 0 | 0 | 0 | 0 | 0 | 513728.7269 | 0 | 0 | 0 | 120429.1907 | 0 | 0 | 0 | 0 | 148983.3894 | 0 | 0 | 0 | 0 | 0 | 0 | 0 | 56795.4207 | 0 | 0 | 0 | 18817.3245 | 0 | 0
2016-02-07 23:00 | 0 | 0 | 0 | 0 | 0 | 380065.8403 | 437288 | 0 | 0 | 0 | 1502460.3852 | 0 | 0 | 0 | 0 | 0 | 0 | 513728.7269 | 0 | 0 | 0 | 0 | 0 | 0 | 0 | 0 | 12626.4915 | 0 | 0 | 0 | 0 | 0 | 0 | 0 | 0 | 0 | 0 | 0 | 0 | 120428.709 | 0
2016-02-08 | 0 | 0 | 0 | 0 | 121015.8068 | 39860.5843 | 441298 | 0 | 0 | 0 | 1353476.9958 | 0 | 0 | 0 | 0 | 0 | 0 | 382290.5074 | 0 | 0 | 0 | 0 | 0 | 0 | 0 | 0 | -148983.3894 | 0 | 0 | 0 | 0 | 0 | 0 | 0 | -131438.2195 | 0 | 0 | 0 | 0 | 0 | 0
2016-02-08 01:00 | 0 | 0 | 0 | 0 | 164358.3911 | 0 | 444780 | 0 | 0 | 0 | 1204493.6065 | 0 | 0 | 0 | 0 | 0 | 0 | 250852.2879 | 0 | 0 | 0 | 0 | 0 | 0 | 0 | 0 | -148983.3894 | 0 | 0 | 0 | 0 | 0 | 0 | 0 | -131438.2195 | 0 | 0 | 0 | 0 | 0 | 0
2016-02-08 02:00 | 0 | 0 | 0 | 0 | 163882.3911 | 0 | 444304 | 0 | 0 | 0 | 1055510.2171 | 0 | 0 | 0 | 0 | 0 | 0 | 119414.0684 | 0 | 0 | 0 | 0 | 0 | 0 | 0 | 0 | -148983.3894 | 0 | 0 | 0 | 0 | 0 | 0 | 0 | -131438.2195 | 0 | 0 | 0 | 0 | 0 | 0
2016-02-08 03:00 | 0 | 0 | 0 | 0 | 718780.6089 | 0 | 438359 | 0 | 0 | 0 | 1204493.6065 | 0 | 0 | 0 | 0 | 0 | 0 | 250852.2879 | 0 | 0 | 0 | 0 | 0 | 0 | 0 | 0 | 148983.3894 | 0 | 0 | 0 | 0 | 0 | 0 | 0 | 131438.2195 | 0 | 0 | 0 | 0 | 0 | 0
2016-02-08 04:00 | 0 | 0 | 0 | 0 | 149596.3911 | 0 | 430018 | 0 | 0 | 0 | 1055510.2171 | 0 | 0 | 0 | 0 | 0 | 0 | 119414.0684 | 0 | 0 | 0 | 0 | 0 | 0 | 0 | 0 | -148983.3894 | 0 | 0 | 0 | 0 | 0 | 0 | 0 | -131438.2195 | 0 | 0 | 0 | 0 | 0 | 0
2016-02-08 05:00 | 0 | 0 | 0 | 0 | 395940.8301 | 0 | 413486 | 0 | 0 | 0 | 906526.8277 | 0 | 0 | 0 | 0 | 0 | 0 | 250852.2879 | 0 | 0 | 0 | 0 | 0 | 0 | 0 | 0 | -148983.3894 | 0 | 0 | 0 | 0 | 0 | 0 | 0 | 131438.2195 | 0 | 0 | 0 | 0 | 0 | 0
2016-02-08 06:00 | 0 | 0 | 0 | 0 | 121813.3911 | 0 | 402235 | 0 | 0 | 0 | 757543.4384 | 0 | 0 | 0 | 0 | 0 | 0 | 119414.0684 | 0 | 0 | 0 | 0 | 0 | 0 | 0 | 0 | -148983.3894 | 0 | 0 | 0 | 0 | 0 | 0 | 0 | -131438.2195 | 0 | 0 | 0 | 0 | 0 | 0
2016-02-08 07:00 | 0 | 0 | 0 | 0 | 677343.6089 | 0 | 396922 | 0 | 0 | 0 | 906526.8277 | 0 | 0 | 0 | 0 | 0 | 0 | 250852.2879 | 0 | 0 | 0 | 0 | 0 | 0 | 0 | 0 | 148983.3894 | 0 | 0 | 0 | 0 | 0 | 0 | 0 | 131438.2195 | 0 | 0 | 0 | 0 | 0 | 0
2016-02-08 08:00 | 0 | 0 | 0 | 0 | 116138.3911 | 0 | 396560 | 0 | 0 | 0 | 757543.4384 | 0 | 0 | 0 | 0 | 0 | 0 | 119414.0684 | 0 | 0 | 0 | 0 | 0 | 0 | 0 | 0 | -148983.3894 | 0 | 0 | 0 | 0 | 0 | 0 | 0 | -131438.2195 | 0 | 0 | 0 | 0 | 0 | 0
2016-02-08 09:00 | 0 | 0 | 0 | 0 | 134132.5422 | 0 | 402530 | 0 | 0 | 0 | 608560.049 | 0 | 0 | 0 | 0 | 0 | 0 | 0 | 0 | 0 | 0 | 0 | 0 | 0 | 0 | 0 | -148983.3894 | 0 | 0 | 0 | 0 | 0 | 0 | 0 | -119414.0684 | 0 | 0 | 0 | 0 | 0 | 0
2016-02-08 10:00 | 0 | 0 | 0 | 0 | 403514.8301 | 0 | 421060 | 0 | 0 | 0 | 459576.6596 | 0 | 0 | 0 | 0 | 0 | 0 | 131438.2195 | 0 | 0 | 0 | 0 | 0 | 0 | 0 | 0 | -148983.3894 | 0 | 0 | 0 | 0 | 0 | 0 | 0 | 131438.2195 | 0 | 0 | 0 | 0 | 0 | 0
2016-02-08 11:00 | 0 | 0 | 0 | 0 | 475096.1699 | 0 | 457551 | 0 | 0 | 0 | 608560.049 | 0 | 0 | 0 | 0 | 0 | 0 | 0 | 0 | 0 | 0 | 0 | 0 | 0 | 0 | 0 | 148983.3894 | 0 | 0 | 0 | 0 | 0 | 0 | 0 | -131438.2195 | 0 | 0 | 0 | 0 | 0 | 0
2016-02-08 12:00 | 0 | 0 | 0 | 0 | 472814.8301 | 0 | 490360 | 0 | 0 | 0 | 459576.6596 | 0 | 0 | 0 | 0 | 0 | 0 | 131438.2195 | 0 | 0 | 0 | 0 | 0 | 0 | 0 | 0 | -148983.3894 | 0 | 0 | 0 | 0 | 0 | 0 | 0 | 131438.2195 | 0 | 0 | 0 | 0 | 0 | 0
2016-02-08 13:00 | 0 | 0 | 0 | 0 | 218235.0753 | 211.3159 | 498868 | 0 | 0 | 0 | 310593.2703 | 0 | 0 | 0 | 0 | 0 | 0 | 0 | 0 | 0 | 0 | 0 | 0 | 0 | 0 | 0 | -148983.3894 | 0 | 0 | 0 | 0 | 0 | 0 | 0 | -131438.2195 | 0 | 0 | 0 | 0 | 0 | 0
2016-02-08 14:00 | 0 | 0 | 0 | 0 | 492383.981 | 152495.4084 | 495896 | 0 | 0 | 0 | 459576.6596 | 0 | 0 | 0 | 0 | 0 | 0 | 0 | 0 | 0 | 0 | 0 | 0 | 0 | 0 | 0 | 148983.3894 | 0 | 0 | 0 | 0 | 0 | 0 | 0 | 0 | 0 | 0 | 0 | 0 | 0 | 0
2016-02-08 15:00 | 0 | 0 | 0 | 0 | 16580.5552 | 623594.8342 | 491192 | 0 | 0 | 0 | 608560.049 | 0 | 0 | 0 | 0 | 0 | 0 | 0 | 0 | 0 | 0 | 0 | 0 | 0 | 0 | 0 | 148983.3894 | 0 | 0 | 0 | 0 | 0 | 0 | 0 | 0 | 0 | 0 | 0 | 0 | 0 | 0
2016-02-08 16:00 | 0 | 0 | 0 | 0 | 0 | 714937.7748 | 483825 | 0 | 0 | 0 | 757543.4384 | 0 | 0 | 0 | 0 | 0 | 0 | 82129.3854 | 0 | 0 | 0 | 0 | 0 | 0 | 0 | 0 | 148983.3894 | 0 | 0 | 0 | 0 | 0 | 0 | 0 | 82129.3854 | 0 | 0 | 0 | 0 | 0 | 0
2016-02-08 17:00 | 0 | 0 | 0 | 0 | 0 | 698950.5979 | 475907 | 0 | 0 | 0 | 906526.8277 | 0 | 0 | 0 | 0 | 0 | 0 | 156189.5939 | 0 | 0 | 0 | 0 | 0 | 0 | 0 | 0 | 148983.3894 | 0 | 0 | 0 | 0 | 0 | 0 | 0 | 74060.2085 | 0 | 0 | 0 | 0 | 0 | 0
2016-02-08 18:00 | 0 | 0 | 0 | 0 | 0 | 668496.7165 | 469962 | 0 | 0 | 0 | 1055510.2171 | 0 | 0 | 0 | 0 | 0 | 0 | 205740.921 | 0 | 0 | 0 | 0 | 0 | 0 | 0 | 0 | 148983.3894 | 0 | 0 | 0 | 0 | 0 | 0 | 0 | 49551.3271 | 0 | 0 | 0 | 0 | 0 | 0
2016-02-08 19:00 | 0 | 0 | 0 | 0 | 0 | 656858.6788 | 464212 | 0 | 0 | 0 | 1204493.6065 | 0 | 0 | 0 | 0 | 0 | 0 | 249404.2105 | 0 | 0 | 0 | 0 | 0 | 0 | 0 | 0 | 148983.3894 | 0 | 0 | 0 | 0 | 0 | 0 | 0 | 43663.2894 | 0 | 0 | 0 | 0 | 0 | 0
2016-02-08 20:00 | 0 | 0 | 0 | 0 | 0 | 671481.6376 | 462931 | 0 | 0 | 0 | 1353476.9958 | 0 | 0 | 0 | 0 | 0 | 0 | 308971.4587 | 0 | 0 | 0 | 0 | 0 | 0 | 0 | 0 | 148983.3894 | 0 | 0 | 0 | 0 | 0 | 0 | 0 | 59567.2482 | 0 | 0 | 0 | 0 | 0 | 0
2016-02-08 21:00 | 0 | 0 | 0 | 0 | 46289.0331 | 700077.5757 | 465945 | 0 | 0 | 0 | 1502460.3852 | 0 | 0 | 0 | 0 | 0 | 0 | 440409.6782 | 0 | 0 | 0 | 0 | 0 | 0 | 0 | 0 | 148983.3894 | 0 | 0 | 0 | 0 | 0 | 0 | 0 | 131438.2195 | 0 | 0 | 0 | 0 | 0 | 0
2016-02-08 22:00 | 0 | 0 | 0 | 0 | 0 | 647275.9885 | 477812 | 0 | 0 | 0 | 1598605.325 | 0 | 0 | 0 | 0 | 0 | 0 | 513728.7269 | 0 | 0 | 0 | 0 | 0 | 0 | 0 | 0 | 96144.9398 | 0 | 0 | 0 | 0 | 0 | 0 | 0 | 73319.0487 | 0 | 0 | 0 | 0 | 0 | 0
2016-02-08 23:00 | 0 | 0 | 0 | 0 | 0 | 374468.294 | 496619 | 0 | 0 | 0 | 1607892.8385 | 0 | 0 | 0 | 0 | 0 | 0 | 382290.5074 | 0 | 0 | 0 | 0 | 0 | 0 | 0 | 0 | 9287.5135 | 0 | 0 | 0 | 0 | 0 | 0 | 0 | -131438.2195 | 0 | 0 | 0 | 0 | 0 | 0
2016-02-09 | 0 | 0 | 0 | 0 | 190897.4019 | 38306.9892 | 509626 | 0 | 0 | 0 | 1458909.4492 | 0 | 0 | 0 | 0 | 0 | 0 | 250852.2879 | 0 | 0 | 0 | 0 | 0 | 0 | 0 | 0 | -148983.3894 | 0 | 0 | 0 | 0 | 0 | 0 | 0 | -131438.2195 | 0 | 0 | 0 | 0 | 0 | 0
2016-02-09 01:00 | 0 | 0 | 0 | 0 | 229817.3911 | 0 | 510239 | 0 | 0 | 0 | 1309926.0598 | 0 | 0 | 0 | 0 | 0 | 0 | 119414.0684 | 0 | 0 | 0 | 0 | 0 | 0 | 0 | 0 | -148983.3894 | 0 | 0 | 0 | 0 | 0 | 0 | 0 | -131438.2195 | 0 | 0 | 0 | 0 | 0 | 0
2016-02-09 02:00 | 0 | 0 | 0 | 0 | 483956.8301 | 0 | 501502 | 0 | 0 | 0 | 1160942.6704 | 0 | 0 | 0 | 0 | 0 | 0 | 250852.2879 | 0 | 0 | 0 | 0 | 0 | 0 | 0 | 0 | -148983.3894 | 0 | 0 | 0 | 0 | 0 | 0 | 0 | 131438.2195 | 0 | 0 | 0 | 0 | 0 | 0
2016-02-09 03:00 | 0 | 0 | 0 | 0 | 512303.321 | 0 | 482734 | 0 | 0 | 0 | 1309926.0598 | 0 | 0 | 0 | 0 | 0 | 0 | 131438.2195 | 0 | 0 | 0 | 0 | 0 | 0 | 0 | 0 | 148983.3894 | 0 | 0 | 0 | 0 | 0 | 0 | 0 | -119414.0684 | 0 | 0 | 0 | 0 | 0 | 0
2016-02-09 04:00 | 0 | 0 | 0 | 0 | 442609.8301 | 0 | 460155 | 0 | 0 | 0 | 1160942.6704 | 0 | 0 | 0 | 0 | 0 | 0 | 262876.439 | 0 | 0 | 0 | 0 | 0 | 0 | 0 | 0 | -148983.3894 | 0 | 0 | 0 | 0 | 0 | 0 | 0 | 131438.2195 | 0 | 0 | 0 | 0 | 0 | 0
2016-02-09 05:00 | 0 | 0 | 0 | 0 | 160800.3911 | 0 | 441222 | 0 | 0 | 0 | 1011959.2811 | 0 | 0 | 0 | 0 | 0 | 0 | 131438.2195 | 0 | 0 | 0 | 0 | 0 | 0 | 0 | 0 | -148983.3894 | 0 | 0 | 0 | 0 | 0 | 0 | 0 | -131438.2195 | 0 | 0 | 0 | 0 | 0 | 0
2016-02-09 06:00 | 0 | 0 | 0 | 0 | 644362.0296 | 0 | 430094 | 0 | 0 | 0 | 1094789.0912 | 0 | 0 | 0 | 0 | 0 | 0 | 262876.439 | 0 | 0 | 0 | 0 | 0 | 0 | 0 | 0 | 82829.8101 | 0 | 0 | 0 | 0 | 0 | 0 | 0 | 131438.2195 | 0 | 0 | 0 | 0 | 0 | 0
2016-02-09 07:00 | 0 | 0 | 0 | 0 | 142323.3911 | 0 | 422745 | 0 | 0 | 0 | 945805.7018 | 0 | 0 | 0 | 0 | 0 | 0 | 131438.2195 | 0 | 0 | 0 | 0 | 0 | 0 | 0 | 0 | -148983.3894 | 0 | 0 | 0 | 0 | 0 | 0 | 0 | -131438.2195 | 0 | 0 | 0 | 0 | 0 | 0
2016-02-09 08:00 | 0 | 0 | 0 | 0 | 140500.3911 | 0 | 420922 | 0 | 0 | 0 | 796822.3124 | 0 | 0 | 0 | 0 | 0 | 0 | 0 | 0 | 0 | 0 | 0 | 0 | 0 | 0 | 0 | -148983.3894 | 0 | 0 | 0 | 0 | 0 | 0 | 0 | -131438.2195 | 0 | 0 | 0 | 0 | 0 | 0
2016-02-09 09:00 | 0 | 0 | 0 | 0 | 642810.0201 | 0 | 425374 | 0 | 0 | 0 | 882820.113 | 0 | 0 | 0 | 0 | 0 | 0 | 131438.2195 | 0 | 0 | 0 | 0 | 0 | 0 | 0 | 0 | 85997.8006 | 0 | 0 | 0 | 0 | 0 | 0 | 0 | 131438.2195 | 0 | 0 | 0 | 0 | 0 | 0
2016-02-09 10:00 | 0 | 0 | 0 | 0 | 161205.3911 | 0 | 441627 | 0 | 0 | 0 | 733836.7236 | 0 | 0 | 0 | 0 | 0 | 0 | 0 | 0 | 0 | 0 | 0 | 0 | 0 | 0 | 0 | -148983.3894 | 0 | 0 | 0 | 0 | 0 | 0 | 0 | -131438.2195 | 0 | 0 | 0 | 0 | 0 | 0
2016-02-09 11:00 | 0 | 0 | 0 | 0 | 643556.646 | 0 | 474965 | 0 | 0 | 0 | 770990.1501 | 0 | 0 | 0 | 0 | 0 | 0 | 131438.2195 | 0 | 0 | 0 | 0 | 0 | 0 | 0 | 0 | 37153.4265 | 0 | 0 | 0 | 0 | 0 | 0 | 0 | 131438.2195 | 0 | 0 | 0 | 0 | 0 | 0
2016-02-09 12:00 | 0 | 0 | 0 | 0 | 225967.3911 | 0 | 506389 | 0 | 0 | 0 | 622006.7608 | 0 | 0 | 0 | 0 | 0 | 0 | 0 | 0 | 0 | 0 | 0 | 0 | 0 | 0 | 0 | -148983.3894 | 0 | 0 | 0 | 0 | 0 | 0 | 0 | -131438.2195 | 0 | 0 | 0 | 0 | 0 | 0
2016-02-09 13:00 | 0 | 0 | 0 | 0 | 610743.5039 | 251.3741 | 516917 | 0 | 0 | 0 | 584646.4193 | 0 | 0 | 0 | 0 | 0 | 0 | 131438.2195 | 0 | 0 | 0 | 0 | 0 | 0 | 0 | 0 | -37360.3415 | 0 | 0 | 0 | 0 | 0 | 0 | 0 | 131438.2195 | 0 | 0 | 0 | 0 | 0 | 0
2016-02-09 14:00 | 0 | 0 | 0 | 0 | 59729.7777 | 177487.6134 | 517639 | 0 | 0 | 0 | 435663.0299 | 0 | 0 | 0 | 0 | 0 | 0 | 0 | 0 | 0 | 0 | 0 | 0 | 0 | 0 | 0 | -148983.3894 | 0 | 0 | 0 | 0 | 0 | 0 | 0 | -131438.2195 | 0 | 0 | 0 | 0 | 0 | 0
2016-02-09 15:00 | 0 | 0 | 0 | 0 | 0 | 668878.3267 | 515197 | 0 | 0 | 0 | 584646.4193 | 0 | 0 | 0 | 0 | 0 | 0 | 4697.9373 | 0 | 0 | 0 | 0 | 0 | 0 | 0 | 0 | 148983.3894 | 0 | 0 | 0 | 0 | 0 | 0 | 0 | 4697.9373 | 0 | 0 | 0 | 0 | 0 | 0
2016-02-09 16:00 | 0 | 0 | 0 | 0 | 0 | 728940.8901 | 507624 | 0 | 0 | 0 | 733629.8086 | 0 | 0 | 0 | 0 | 0 | 0 | 77031.4381 | 0 | 0 | 0 | 0 | 0 | 0 | 0 | 0 | 148983.3894 | 0 | 0 | 0 | 0 | 0 | 0 | 0 | 72333.5008 | 0 | 0 | 0 | 0 | 0 | 0
2016-02-09 17:00 | 0 | 0 | 0 | 0 | 0 | 701811.6085 | 499345 | 0 | 0 | 0 | 882613.198 | 0 | 0 | 0 | 0 | 0 | 0 | 130514.6572 | 0 | 0 | 0 | 0 | 0 | 0 | 0 | 0 | 148983.3894 | 0 | 0 | 0 | 0 | 0 | 0 | 0 | 53483.2191 | 0 | 0 | 0 | 0 | 0 | 0
2016-02-09 18:00 | 0 | 0 | 0 | 0 | 0 | 672652.4321 | 492763 | 0 | 0 | 0 | 1031596.5874 | 0 | 0 | 0 | 0 | 0 | 0 | 161420.7 | 0 | 0 | 0 | 0 | 0 | 0 | 0 | 0 | 148983.3894 | 0 | 0 | 0 | 0 | 0 | 0 | 0 | 30906.0428 | 0 | 0 | 0 | 0 | 0 | 0
2016-02-09 19:00 | 0 | 0 | 0 | 0 | 109274.9882 | 658433.6206 | 487287 | 0 | 0 | 0 | 1180579.9768 | 0 | 0 | 0 | 0 | 0 | 0 | 292858.9195 | 0 | 0 | 0 | 0 | 0 | 0 | 0 | 0 | 148983.3894 | 0 | 0 | 0 | 0 | 0 | 0 | 0 | 131438.2195 | 0 | 0 | 0 | 0 | 0 | 0
2016-02-09 20:00 | 0 | 0 | 0 | 0 | 0 | 671347.0281 | 484330 | 0 | 0 | 0 | 1329563.3661 | 0 | 0 | 0 | 0 | 0 | 0 | 330892.5582 | 0 | 0 | 0 | 0 | 0 | 0 | 0 | 0 | 148983.3894 | 0 | 0 | 0 | 0 | 0 | 0 | 0 | 38033.6387 | 0 | 0 | 0 | 0 | 0 | 0
2016-02-09 21:00 | 0 | 0 | 0 | 0 | 0 | 692954.4877 | 487233 | 0 | 0 | 0 | 1478546.7555 | 0 | 0 | 0 | 0 | 0 | 0 | 387630.6566 | 0 | 0 | 0 | 0 | 0 | 0 | 0 | 0 | 148983.3894 | 0 | 0 | 0 | 0 | 0 | 0 | 0 | 56738.0984 | 0 | 0 | 0 | 0 | 0 | 0
2016-02-09 22:00 | 0 | 0 | 0 | 0 | 0 | 638649.811 | 498901 | 0 | 0 | 0 | 1492197.4962 | 0 | 0 | 0 | 0 | 0 | 0 | 513728.7269 | 0 | 0 | 0 | 0 | 0 | 0 | 0 | 0 | 13650.7407 | 0 | 0 | 0 | 0 | 0 | 0 | 0 | 126098.0703 | 0 | 0 | 0 | 0 | 0 | 0
2016-02-09 23:00 | 0 | 0 | 0 | 0 | 299797.424 | 366938.9654 | 517753 | 0 | 0 | 0 | 1641180.8856 | 0 | 0 | 0 | 0 | 0 | 0 | 513728.7269 | 0 | 0 | 0 | 0 | 0 | 0 | 0 | 0 | 148983.3894 | 0 | 0 | 0 | 0 | 0 | 0 | 0 | 0 | 0 | 0 | 0 | 0 | 0 | 0
2016-02-10 | 0 | 0 | 0 | 0 | 429774.1277 | 43940.2875 | 529194 | 0 | 0 | 0 | 1585701.3008 | 0 | 0 | 0 | 0 | 0 | 0 | 513728.7269 | 0 | 0 | 0 | 0 | 0 | 0 | 0 | 0 | -55479.5848 | 0 | 0 | 0 | 0 | 0 | 0 | 0 | 0 | 0 | 0 | 0 | 0 | 0 | 0
2016-02-10 01:00 | 0 | 0 | 0 | 0 | 379788.3713 | 0 | 530973 | 0 | 0 | 0 | 1565954.8916 | 0 | 0 | 0 | 0 | 0 | 0 | 382290.5074 | 0 | 0 | 0 | 0 | 0 | 0 | 0 | 0 | -19746.4092 | 0 | 0 | 0 | 0 | 0 | 0 | 0 | -131438.2195 | 0 | 0 | 0 | 0 | 0 | 0
2016-02-10 02:00 | 0 | 0 | 0 | 0 | 241819.3911 | 0 | 522241 | 0 | 0 | 0 | 1416971.5022 | 0 | 0 | 0 | 0 | 0 | 0 | 250852.2879 | 0 | 0 | 0 | 0 | 0 | 0 | 0 | 0 | -148983.3894 | 0 | 0 | 0 | 0 | 0 | 0 | 0 | -131438.2195 | 0 | 0 | 0 | 0 | 0 | 0
2016-02-10 03:00 | 0 | 0 | 0 | 0 | 324871.3816 | 0 | 503741 | 0 | 0 | 0 | 1267988.1129 | 0 | 0 | 0 | 0 | 0 | 0 | 220966.0589 | 0 | 0 | 0 | 0 | 0 | 0 | 0 | 0 | -148983.3894 | 0 | 0 | 0 | 0 | 0 | 0 | 0 | -29886.229 | 0 | 0 | 0 | 0 | 0 | 0
2016-02-10 04:00 | 0 | 0 | 0 | 0 | 324616.8224 | 0 | 482147 | 0 | 0 | 0 | 1119004.7235 | 0 | 0 | 0 | 0 | 0 | 0 | 212419.2707 | 0 | 0 | 0 | 0 | 0 | 0 | 0 | 0 | -148983.3894 | 0 | 0 | 0 | 0 | 0 | 0 | 0 | -8546.7882 | 0 | 0 | 0 | 0 | 0 | 0
2016-02-10 05:00 | 0 | 0 | 0 | 0 | 347440.4673 | 0 | 464778 | 0 | 0 | 0 | 1082648.242 | 0 | 0 | 0 | 0 | 0 | 0 | 131438.2195 | 0 | 0 | 0 | 0 | 0 | 0 | 0 | 0 | -36356.4814 | 0 | 0 | 0 | 0 | 0 | 0 | 0 | -80981.0512 | 0 | 0 | 0 | 0 | 0 | 0
2016-02-10 06:00 | 0 | 0 | 0 | 0 | 172158.3911 | 0 | 452580 | 0 | 0 | 0 | 933664.8527 | 0 | 0 | 0 | 0 | 0 | 0 | 0 | 0 | 0 | 0 | 0 | 0 | 0 | 0 | 0 | -148983.3894 | 0 | 0 | 0 | 0 | 0 | 0 | 0 | -131438.2195 | 0 | 0 | 0 | 0 | 0 | 0
2016-02-10 07:00 | 0 | 0 | 0 | 0 | 452081.6066 | 0 | 445595 | 0 | 0 | 0 | 808713.2398 | 0 | 0 | 0 | 0 | 0 | 0 | 131438.2195 | 0 | 0 | 0 | 0 | 0 | 0 | 0 | 0 | -124951.6129 | 0 | 0 | 0 | 0 | 0 | 0 | 0 | 131438.2195 | 0 | 0 | 0 | 0 | 0 | 0
2016-02-10 08:00 | 0 | 0 | 0 | 0 | 489430.5732 | 0 | 444200 | 0 | 0 | 0 | 722505.5935 | 0 | 0 | 0 | 0 | 0 | 0 | 262876.439 | 0 | 0 | 0 | 0 | 0 | 0 | 0 | 0 | -86207.6463 | 0 | 0 | 0 | 0 | 0 | 0 | 0 | 131438.2195 | 0 | 0 | 0 | 0 | 0 | 0
2016-02-10 09:00 | 0 | 0 | 0 | 0 | 169122.3911 | 0 | 449544 | 0 | 0 | 0 | 573522.2042 | 0 | 0 | 0 | 0 | 0 | 0 | 131438.2195 | 0 | 0 | 0 | 0 | 0 | 0 | 0 | 0 | -148983.3894 | 0 | 0 | 0 | 0 | 0 | 0 | 0 | -131438.2195 | 0 | 0 | 0 | 0 | 0 | 0
2016-02-10 10:00 | 0 | 0 | 0 | 0 | 528248.8293 | 0 | 466577 | 0 | 0 | 0 | 503755.814 | 0 | 0 | 0 | 0 | 0 | 0 | 262876.439 | 0 | 0 | 0 | 0 | 0 | 0 | 0 | 0 | -69766.3902 | 0 | 0 | 0 | 0 | 0 | 0 | 0 | 131438.2195 | 0 | 0 | 0 | 0 | 0 | 0
2016-02-10 11:00 | 0 | 0 | 0 | 0 | 546291.8309 | 0 | 500684 | 0 | 0 | 0 | 652739.2033 | 0 | 0 | 0 | 0 | 0 | 0 | 159500.8806 | 0 | 0 | 0 | 0 | 0 | 0 | 0 | 0 | 148983.3894 | 0 | 0 | 0 | 0 | 0 | 0 | 0 | -103375.5585 | 0 | 0 | 0 | 0 | 0 | 0
2016-02-10 12:00 | 0 | 0 | 0 | 0 | 250980.3911 | 0 | 531402 | 0 | 0 | 0 | 503755.814 | 0 | 0 | 0 | 0 | 0 | 0 | 28062.6611 | 0 | 0 | 0 | 0 | 0 | 0 | 0 | 0 | -148983.3894 | 0 | 0 | 0 | 0 | 0 | 0 | 0 | -131438.2195 | 0 | 0 | 0 | 0 | 0 | 0
2016-02-10 13:00 | 0 | 0 | 0 | 0 | 573030.3443 | 288.2236 | 537770 | 0 | 0 | 0 | 567367.0429 | 0 | 0 | 0 | 0 | 0 | 0 | 0 | 0 | 0 | 0 | 0 | 0 | 0 | 0 | 0 | 63611.2289 | 0 | 0 | 0 | 0 | 0 | 0 | 0 | -28062.6611 | 0 | 0 | 0 | 0 | 0 | 0
2016-02-10 14:00 | 0 | 0 | 0 | 0 | 191937.2142 | 190261.3964 | 531182 | 0 | 0 | 0 | 418383.6535 | 0 | 0 | 0 | 0 | 0 | 0 | 0 | 0 | 0 | 0 | 0 | 0 | 0 | 0 | 0 | -148983.3894 | 0 | 0 | 0 | 0 | 0 | 0 | 0 | 0 | 0 | 0 | 0 | 0 | 0 | 0
2016-02-10 15:00 | 0 | 0 | 0 | 0 | 23689.282 | 649186.1074 | 523892 | 0 | 0 | 0 | 567367.0429 | 0 | 0 | 0 | 0 | 0 | 0 | 0 | 0 | 0 | 0 | 0 | 0 | 0 | 0 | 0 | 148983.3894 | 0 | 0 | 0 | 0 | 0 | 0 | 0 | 0 | 0 | 0 | 0 | 0 | 0 | 0
2016-02-10 16:00 | 0 | 0 | 0 | 0 | 85366.4174 | 706877.1915 | 511822 | 0 | 0 | 0 | 716350.4323 | 0 | 0 | 0 | 0 | 0 | 0 | 131438.2195 | 0 | 0 | 0 | 0 | 0 | 0 | 0 | 0 | 148983.3894 | 0 | 0 | 0 | 0 | 0 | 0 | 0 | 131438.2195 | 0 | 0 | 0 | 0 | 0 | 0
2016-02-10 17:00 | 0 | 0 | 0 | 0 | 0 | 695094.4464 | 499374 | 0 | 0 | 0 | 865333.8217 | 0 | 0 | 0 | 0 | 0 | 0 | 178175.2765 | 0 | 0 | 0 | 0 | 0 | 0 | 0 | 0 | 148983.3894 | 0 | 0 | 0 | 0 | 0 | 0 | 0 | 46737.057 | 0 | 0 | 0 | 0 | 0 | 0
2016-02-10 18:00 | 0 | 0 | 0 | 0 | 0 | 662349.1054 | 492133 | 0 | 0 | 0 | 1014317.211 | 0 | 0 | 0 | 0 | 0 | 0 | 199407.9925 | 0 | 0 | 0 | 0 | 0 | 0 | 0 | 0 | 148983.3894 | 0 | 0 | 0 | 0 | 0 | 0 | 0 | 21232.716 | 0 | 0 | 0 | 0 | 0 | 0
2016-02-10 19:00 | 0 | 0 | 0 | 0 | 0 | 647237.7681 | 486135 | 0 | 0 | 0 | 1163300.6004 | 0 | 0 | 0 | 0 | 0 | 0 | 211527.3713 | 0 | 0 | 0 | 0 | 0 | 0 | 0 | 0 | 148983.3894 | 0 | 0 | 0 | 0 | 0 | 0 | 0 | 12119.3787 | 0 | 0 | 0 | 0 | 0 | 0
2016-02-10 20:00 | 0 | 0 | 0 | 0 | 105588.279 | 658733.3299 | 483900 | 0 | 0 | 0 | 1312283.9898 | 0 | 0 | 0 | 0 | 0 | 0 | 342965.5908 | 0 | 0 | 0 | 0 | 0 | 0 | 0 | 0 | 148983.3894 | 0 | 0 | 0 | 0 | 0 | 0 | 0 | 131438.2195 | 0 | 0 | 0 | 0 | 0 | 0
2016-02-10 21:00 | 0 | 0 | 0 | 0 | 0 | 679138.9135 | 485523 | 0 | 0 | 0 | 1461267.3791 | 0 | 0 | 0 | 0 | 0 | 0 | 387598.1149 | 0 | 0 | 0 | 0 | 0 | 0 | 0 | 0 | 148983.3894 | 0 | 0 | 0 | 0 | 0 | 0 | 0 | 44632.5242 | 0 | 0 | 0 | 0 | 0 | 0
2016-02-10 22:00 | 0 | 0 | 0 | 0 | 0 | 636686.5375 | 497609 | 0 | 0 | 0 | 1610250.7685 | 0 | 0 | 0 | 0 | 0 | 0 | 377692.2631 | 0 | 0 | 0 | 0 | 0 | 0 | 0 | 0 | 148983.3894 | 0 | 0 | 0 | 0 | 0 | 0 | 0 | -9905.8518 | 0 | 0 | 0 | 0 | 0 | 0
2016-02-10 23:00 | 0 | 0 | 0 | 0 | 0 | 368957.4761 | 518119 | 0 | 0 | 0 | 1461267.3791 | 0 | 0 | 0 | 0 | 0 | 0 | 377514.1286 | 0 | 0 | 0 | 0 | 0 | 0 | 0 | 0 | -148983.3894 | 0 | 0 | 0 | 0 | 0 | 0 | 0 | -178.1345 | 0 | 0 | 0 | 0 | 0 | 0
2016-02-11 | 0 | 0 | 0 | 0 | 555080.8055 | 49260.3112 | 530898 | 0 | 0 | 0 | 1610250.7685 | 0 | 0 | 0 | 0 | 0 | 0 | 301973.8559 | 0 | 0 | 0 | 0 | 0 | 0 | 0 | 0 | 148983.3894 | 0 | 0 | 0 | 0 | 0 | 0 | 0 | -75540.2727 | 0 | 0 | 0 | 0 | 0 | 0
2016-02-11 01:00 | 0 | 0 | 0 | 0 | 562585.3281 | 0 | 533120 | 0 | 0 | 0 | 1508277.8771 | 0 | 0 | 0 | 0 | 0 | 0 | 433412.0754 | 0 | 0 | 0 | 0 | 0 | 0 | 0 | 0 | -101972.8914 | 0 | 0 | 0 | 0 | 0 | 0 | 0 | 131438.2195 | 0 | 0 | 0 | 0 | 0 | 0
2016-02-11 02:00 | 0 | 0 | 0 | 0 | 325868.0427 | 0 | 525973 | 0 | 0 | 0 | 1359294.4877 | 0 | 0 | 0 | 0 | 0 | 0 | 382290.5074 | 0 | 0 | 0 | 0 | 0 | 0 | 0 | 0 | -148983.3894 | 0 | 0 | 0 | 0 | 0 | 0 | 0 | -51121.568 | 0 | 0 | 0 | 0 | 0 | 0
2016-02-11 03:00 | 0 | 0 | 0 | 0 | 539660.6655 | 0 | 508875 | 0 | 0 | 0 | 1258641.9337 | 0 | 0 | 0 | 0 | 0 | 0 | 513728.7269 | 0 | 0 | 0 | 0 | 0 | 0 | 0 | 0 | -100652.554 | 0 | 0 | 0 | 0 | 0 | 0 | 0 | 131438.2195 | 0 | 0 | 0 | 0 | 0 | 0
2016-02-11 04:00 | 0 | 0 | 0 | 0 | 510880.3212 | 0 | 486593 | 0 | 0 | 0 | 1407625.323 | 0 | 0 | 0 | 0 | 0 | 0 | 389032.6588 | 0 | 0 | 0 | 0 | 0 | 0 | 0 | 0 | 148983.3894 | 0 | 0 | 0 | 0 | 0 | 0 | 0 | -124696.0682 | 0 | 0 | 0 | 0 | 0 | 0
2016-02-11 05:00 | 0 | 0 | 0 | 0 | 482505.7897 | 0 | 468600 | 0 | 0 | 0 | 1481523.9562 | 0 | 0 | 0 | 0 | 0 | 0 | 329039.8153 | 0 | 0 | 0 | 0 | 0 | 0 | 0 | 0 | 73898.6331 | 0 | 0 | 0 | 0 | 0 | 0 | 0 | -59992.8434 | 0 | 0 | 0 | 0 | 0 | 0
2016-02-11 06:00 | 0 | 0 | 0 | 0 | 176870.3911 | 0 | 457292 | 0 | 0 | 0 | 1332540.5668 | 0 | 0 | 0 | 0 | 0 | 0 | 197601.5958 | 0 | 0 | 0 | 0 | 0 | 0 | 0 | 0 | -148983.3894 | 0 | 0 | 0 | 0 | 0 | 0 | 0 | -131438.2195 | 0 | 0 | 0 | 0 | 0 | 0
2016-02-11 07:00 | 0 | 0 | 0 | 0 | 440263.6716 | 0 | 449932 | 0 | 0 | 0 | 1191434.0189 | 0 | 0 | 0 | 0 | 0 | 0 | 329039.8153 | 0 | 0 | 0 | 0 | 0 | 0 | 0 | 0 | -141106.5479 | 0 | 0 | 0 | 0 | 0 | 0 | 0 | 131438.2195 | 0 | 0 | 0 | 0 | 0 | 0
2016-02-11 08:00 | 0 | 0 | 0 | 0 | 417766.7427 | 0 | 447546 | 0 | 0 | 0 | 1293092.9811 | 0 | 0 | 0 | 0 | 0 | 0 | 197601.5958 | 0 | 0 | 0 | 0 | 0 | 0 | 0 | 0 | 101658.9622 | 0 | 0 | 0 | 0 | 0 | 0 | 0 | -131438.2195 | 0 | 0 | 0 | 0 | 0 | 0
2016-02-11 09:00 | 0 | 0 | 0 | 0 | 401735.7096 | 0 | 451367 | 0 | 0 | 0 | 1144109.5917 | 0 | 0 | 0 | 0 | 0 | 0 | 296953.6948 | 0 | 0 | 0 | 0 | 0 | 0 | 0 | 0 | -148983.3894 | 0 | 0 | 0 | 0 | 0 | 0 | 0 | 99352.099 | 0 | 0 | 0 | 0 | 0 | 0
2016-02-11 10:00 | 0 | 0 | 0 | 0 | 389846.4275 | 0 | 468521 | 0 | 0 | 0 | 995126.2023 | 0 | 0 | 0 | 0 | 0 | 0 | 367262.5117 | 0 | 0 | 0 | 0 | 0 | 0 | 0 | 0 | -148983.3894 | 0 | 0 | 0 | 0 | 0 | 0 | 0 | 70308.8168 | 0 | 0 | 0 | 0 | 0 | 0
2016-02-11 11:00 | 0 | 0 | 0 | 0 | 380821.7575 | 0 | 502753 | 0 | 0 | 0 | 846142.8129 | 0 | 0 | 0 | 0 | 0 | 0 | 394314.6585 | 0 | 0 | 0 | 0 | 0 | 0 | 0 | 0 | -148983.3894 | 0 | 0 | 0 | 0 | 0 | 0 | 0 | 27052.1469 | 0 | 0 | 0 | 0 | 0 | 0
2016-02-11 12:00 | 0 | 0 | 0 | 0 | 371233.7386 | 0 | 530737 | 0 | 0 | 0 | 818077.7711 | 0 | 0 | 0 | 0 | 0 | 0 | 262876.439 | 0 | 0 | 0 | 0 | 0 | 0 | 0 | 0 | -28065.0419 | 0 | 0 | 0 | 0 | 0 | 0 | 0 | -131438.2195 | 0 | 0 | 0 | 0 | 0 | 0
2016-02-11 13:00 | 0 | 0 | 0 | 0 | 352624.4518 | 344.1784 | 533208 | 0 | 0 | 0 | 769276.6208 | 0 | 0 | 0 | 0 | 0 | 0 | 131438.2195 | 0 | 0 | 0 | 0 | 0 | 0 | 0 | 0 | -48801.1503 | 0 | 0 | 0 | 0 | 0 | 0 | 0 | -131438.2195 | 0 | 0 | 0 | 0 | 0 | 0
2016-02-11 14:00 | 0 | 0 | 0 | 0 | 179294.0824 | 200125.8169 | 523308 | 0 | 0 | 0 | 756826.7396 | 0 | 0 | 0 | 0 | 0 | 0 | 0 | 0 | 0 | 0 | 0 | 0 | 0 | 0 | 0 | -12449.8812 | 0 | 0 | 0 | 0 | 0 | 0 | 0 | -131438.2195 | 0 | 0 | 0 | 0 | 0 | 0
2016-02-11 15:00 | 0 | 0 | 0 | 0 | 38763.9803 | 622936.4091 | 512717 | 0 | 0 | 0 | 905810.1289 | 0 | 0 | 0 | 0 | 0 | 0 | 0 | 0 | 0 | 0 | 0 | 0 | 0 | 0 | 0 | 148983.3894 | 0 | 0 | 0 | 0 | 0 | 0 | 0 | 0 | 0 | 0 | 0 | 0 | 0 | 0
2016-02-11 16:00 | 0 | 0 | 0 | 0 | 70537.9784 | 685795.1316 | 499570 | 0 | 0 | 0 | 1054793.5183 | 0 | 0 | 0 | 0 | 0 | 0 | 107779.7206 | 0 | 0 | 0 | 0 | 0 | 0 | 0 | 0 | 148983.3894 | 0 | 0 | 0 | 0 | 0 | 0 | 0 | 107779.7206 | 0 | 0 | 0 | 0 | 0 | 0
2016-02-11 17:00 | 0 | 0 | 0 | 0 | 82420.8817 | 685907.7271 | 487907 | 0 | 0 | 0 | 1203776.9077 | 0 | 0 | 0 | 0 | 0 | 0 | 239217.9401 | 0 | 0 | 0 | 0 | 0 | 0 | 0 | 0 | 148983.3894 | 0 | 0 | 0 | 0 | 0 | 0 | 0 | 131438.2195 | 0 | 0 | 0 | 0 | 0 | 0
2016-02-11 18:00 | 0 | 0 | 0 | 0 | 0 | 660032.0392 | 479400 | 0 | 0 | 0 | 1352760.297 | 0 | 0 | 0 | 0 | 0 | 0 | 270866.5899 | 0 | 0 | 0 | 0 | 0 | 0 | 0 | 0 | 148983.3894 | 0 | 0 | 0 | 0 | 0 | 0 | 0 | 31648.6498 | 0 | 0 | 0 | 0 | 0 | 0
2016-02-11 19:00 | 0 | 0 | 0 | 0 | 0 | 645079.5707 | 473142 | 0 | 0 | 0 | 1501743.6864 | 0 | 0 | 0 | 0 | 0 | 0 | 293820.7713 | 0 | 0 | 0 | 0 | 0 | 0 | 0 | 0 | 148983.3894 | 0 | 0 | 0 | 0 | 0 | 0 | 0 | 22954.1814 | 0 | 0 | 0 | 0 | 0 | 0
2016-02-11 20:00 | 0 | 0 | 0 | 0 | 0 | 654266.0837 | 469165 | 0 | 0 | 0 | 1650727.0758 | 0 | 0 | 0 | 0 | 0 | 0 | 329938.4656 | 0 | 0 | 0 | 0 | 0 | 0 | 0 | 0 | 148983.3894 | 0 | 0 | 0 | 0 | 0 | 0 | 0 | 36117.6943 | 0 | 0 | 0 | 0 | 0 | 0
2016-02-11 21:00 | 0 | 0 | 0 | 0 | 0 | 672475.4312 | 471140 | 0 | 0 | 0 | 1799710.4652 | 0 | 0 | 0 | 0 | 0 | 0 | 382290.5074 | 0 | 0 | 0 | 0 | 0 | 0 | 0 | 0 | 148983.3894 | 0 | 0 | 0 | 0 | 0 | 0 | 0 | 52352.0418 | 0 | 0 | 0 | 0 | 0 | 0
2016-02-11 22:00 | 0 | 0 | 0 | 0 | 0 | 617328.7727 | 481798 | 0 | 0 | 0 | 1803803.0184 | 0 | 0 | 0 | 0 | 0 | 0 | 513728.7269 | 0 | 0 | 0 | 0 | 0 | 0 | 0 | 0 | 4092.5532 | 0 | 0 | 0 | 0 | 0 | 0 | 0 | 131438.2195 | 0 | 0 | 0 | 0 | 0 | 0
2016-02-11 23:00 | 0 | 0 | 0 | 0 | 272003.5514 | 354246.1871 | 501780 | 0 | 0 | 0 | 1928272.7569 | 0 | 0 | 0 | 0 | 0 | 0 | 513728.7269 | 0 | 0 | 0 | 0 | 0 | 0 | 0 | 0 | 124469.7385 | 0 | 0 | 0 | 0 | 0 | 0 | 0 | 0 | 0 | 0 | 0 | 0 | 0 | 0
2016-02-12 | 0 | 0 | 0 | 0 | 295775.5745 | 36254.6344 | 515314 | 0 | 0 | 0 | 1779289.3675 | 0 | 0 | 0 | 0 | 0 | 0 | 479428.3252 | 0 | 0 | 0 | 0 | 0 | 0 | 0 | 0 | -148983.3894 | 0 | 0 | 0 | 0 | 0 | 0 | 0 | -34300.4017 | 0 | 0 | 0 | 0 | 0 | 0
2016-02-12 01:00 | 0 | 0 | 0 | 0 | 297002.0826 | 0 | 517658 | 0 | 0 | 0 | 1630305.9781 | 0 | 0 | 0 | 0 | 0 | 0 | 407755.7972 | 0 | 0 | 0 | 0 | 0 | 0 | 0 | 0 | -148983.3894 | 0 | 0 | 0 | 0 | 0 | 0 | 0 | -71672.5281 | 0 | 0 | 0 | 0 | 0 | 0
2016-02-12 02:00 | 0 | 0 | 0 | 0 | 286236.2625 | 0 | 510551 | 0 | 0 | 0 | 1481322.5888 | 0 | 0 | 0 | 0 | 0 | 0 | 332424.4491 | 0 | 0 | 0 | 0 | 0 | 0 | 0 | 0 | -148983.3894 | 0 | 0 | 0 | 0 | 0 | 0 | 0 | -75331.3481 | 0 | 0 | 0 | 0 | 0 | 0
2016-02-12 03:00 | 0 | 0 | 0 | 0 | 267523.6711 | 0 | 492901 | 0 | 0 | 0 | 1332339.1994 | 0 | 0 | 0 | 0 | 0 | 0 | 256030.5096 | 0 | 0 | 0 | 0 | 0 | 0 | 0 | 0 | -148983.3894 | 0 | 0 | 0 | 0 | 0 | 0 | 0 | -76393.9395 | 0 | 0 | 0 | 0 | 0 | 0
2016-02-12 04:00 | 0 | 0 | 0 | 0 | 250643.9007 | 0 | 471644 | 0 | 0 | 0 | 1183355.81 | 0 | 0 | 0 | 0 | 0 | 0 | 184013.7997 | 0 | 0 | 0 | 0 | 0 | 0 | 0 | 0 | -148983.3894 | 0 | 0 | 0 | 0 | 0 | 0 | 0 | -72016.7099 | 0 | 0 | 0 | 0 | 0 | 0
2016-02-12 05:00 | 0 | 0 | 0 | 0 | 244253.7453 | 0 | 451818 | 0 | 0 | 0 | 1107229.7748 | 0 | 0 | 0 | 0 | 0 | 0 | 52575.5802 | 0 | 0 | 0 | 0 | 0 | 0 | 0 | 0 | -76126.0352 | 0 | 0 | 0 | 0 | 0 | 0 | 0 | -131438.2195 | 0 | 0 | 0 | 0 | 0 | 0
2016-02-12 06:00 | 0 | 0 | 0 | 0 | 254769.1518 | 0 | 438740 | 0 | 0 | 0 | 958246.3854 | 0 | 0 | 0 | 0 | 0 | 0 | 17588.1214 | 0 | 0 | 0 | 0 | 0 | 0 | 0 | 0 | -148983.3894 | 0 | 0 | 0 | 0 | 0 | 0 | 0 | -34987.4588 | 0 | 0 | 0 | 0 | 0 | 0
2016-02-12 07:00 | 0 | 0 | 0 | 0 | 273265.9476 | 0 | 430656 | 0 | 0 | 0 | 809262.9961 | 0 | 0 | 0 | 0 | 0 | 0 | 9181.4584 | 0 | 0 | 0 | 0 | 0 | 0 | 0 | 0 | -148983.3894 | 0 | 0 | 0 | 0 | 0 | 0 | 0 | -8406.663 | 0 | 0 | 0 | 0 | 0 | 0
2016-02-12 08:00 | 0 | 0 | 0 | 0 | 299754.8623 | 0 | 426606 | 0 | 0 | 0 | 660279.6067 | 0 | 0 | 0 | 0 | 0 | 0 | 31313.71 | 0 | 0 | 0 | 0 | 0 | 0 | 0 | 0 | -148983.3894 | 0 | 0 | 0 | 0 | 0 | 0 | 0 | 22132.2516 | 0 | 0 | 0 | 0 | 0 | 0
2016-02-12 09:00 | 0 | 0 | 0 | 0 | 330751.4416 | 0 | 429427 | 0 | 0 | 0 | 592917.7584 | 0 | 0 | 0 | 0 | 0 | 0 | 0 | 0 | 0 | 0 | 0 | 0 | 0 | 0 | 0 | -67361.8483 | 0 | 0 | 0 | 0 | 0 | 0 | 0 | -31313.71 | 0 | 0 | 0 | 0 | 0 | 0
2016-02-12 10:00 | 0 | 0 | 0 | 0 | 295203.6106 | 0 | 444187 | 0 | 0 | 0 | 443934.369 | 0 | 0 | 0 | 0 | 0 | 0 | 0 | 0 | 0 | 0 | 0 | 0 | 0 | 0 | 0 | -148983.3894 | 0 | 0 | 0 | 0 | 0 | 0 | 0 | 0 | 0 | 0 | 0 | 0 | 0 | 0
2016-02-12 11:00 | 0 | 0 | 0 | 0 | 387509.6443 | 0 | 475473 | 0 | 0 | 0 | 294950.9796 | 0 | 0 | 0 | 0 | 0 | 0 | 61020.0337 | 0 | 0 | 0 | 0 | 0 | 0 | 0 | 0 | -148983.3894 | 0 | 0 | 0 | 0 | 0 | 0 | 0 | 61020.0337 | 0 | 0 | 0 | 0 | 0 | 0
2016-02-12 12:00 | 0 | 0 | 0 | 0 | 400471.5044 | 0 | 502426 | 0 | 0 | 0 | 145967.5902 | 0 | 0 | 0 | 0 | 0 | 0 | 108048.9274 | 0 | 0 | 0 | 0 | 0 | 0 | 0 | 0 | -148983.3894 | 0 | 0 | 0 | 0 | 0 | 0 | 0 | 47028.8937 | 0 | 0 | 0 | 0 | 0 | 0
2016-02-12 13:00 | 0 | 0 | 0 | 0 | 385512.5318 | 432.1701 | 508523 | 0 | 0 | 0 | 0 | 0 | 0 | 0 | 0 | 0 | 0 | 131438.2195 | 0 | 0 | 0 | 0 | 0 | 0 | 0 | 0 | -145967.5902 | 0 | 0 | 0 | 0 | 0 | 0 | 0 | 23389.2921 | 0 | 0 | 0 | 0 | 0 | 0
2016-02-12 14:00 | 0 | 0 | 0 | 0 | 192466.2997 | 182598.4808 | 506503 | 0 | 0 | 0 | 0 | 0 | 0 | 0 | 0 | 0 | 0 | 0 | 0 | 0 | 0 | 0 | 0 | 0 | 0 | 0 | 0 | 0 | 0 | 0 | 0 | 0 | 0 | 0 | -131438.2195 | 0 | 0 | 0 | 0 | 0 | 0
2016-02-12 15:00 | 0 | 0 | 0 | 0 | 28660.4608 | 622888.9286 | 502566 | 0 | 0 | 0 | 148983.3894 | 0 | 0 | 0 | 0 | 0 | 0 | 0 | 0 | 0 | 0 | 0 | 0 | 0 | 0 | 0 | 148983.3894 | 0 | 0 | 0 | 0 | 0 | 0 | 0 | 0 | 0 | 0 | 0 | 0 | 0 | 0
2016-02-12 16:00 | 0 | 0 | 0 | 0 | 0 | 683343.0877 | 495536 | 0 | 0 | 0 | 297966.7787 | 0 | 0 | 0 | 0 | 0 | 0 | 38823.6984 | 0 | 0 | 0 | 0 | 0 | 0 | 0 | 0 | 148983.3894 | 0 | 0 | 0 | 0 | 0 | 0 | 0 | 38823.6984 | 0 | 0 | 0 | 0 | 0 | 0
2016-02-12 17:00 | 0 | 0 | 0 | 0 | 95327.0301 | 671844.5788 | 486750 | 0 | 0 | 0 | 446950.1681 | 0 | 0 | 0 | 0 | 0 | 0 | 170261.9179 | 0 | 0 | 0 | 0 | 0 | 0 | 0 | 0 | 148983.3894 | 0 | 0 | 0 | 0 | 0 | 0 | 0 | 131438.2195 | 0 | 0 | 0 | 0 | 0 | 0
2016-02-12 18:00 | 0 | 0 | 0 | 0 | 0 | 648523.602 | 481045 | 0 | 0 | 0 | 595933.5575 | 0 | 0 | 0 | 0 | 0 | 0 | 188757.1305 | 0 | 0 | 0 | 0 | 0 | 0 | 0 | 0 | 148983.3894 | 0 | 0 | 0 | 0 | 0 | 0 | 0 | 18495.2126 | 0 | 0 | 0 | 0 | 0 | 0
2016-02-12 19:00 | 0 | 0 | 0 | 0 | 0 | 637251.4546 | 477507 | 0 | 0 | 0 | 744916.9469 | 0 | 0 | 0 | 0 | 0 | 0 | 199518.1958 | 0 | 0 | 0 | 0 | 0 | 0 | 0 | 0 | 148983.3894 | 0 | 0 | 0 | 0 | 0 | 0 | 0 | 10761.0653 | 0 | 0 | 0 | 0 | 0 | 0
2016-02-12 20:00 | 0 | 0 | 0 | 0 | 0 | 648686.1533 | 475470 | 0 | 0 | 0 | 893900.3362 | 0 | 0 | 0 | 0 | 0 | 0 | 223750.9598 | 0 | 0 | 0 | 0 | 0 | 0 | 0 | 0 | 148983.3894 | 0 | 0 | 0 | 0 | 0 | 0 | 0 | 24232.764 | 0 | 0 | 0 | 0 | 0 | 0
2016-02-12 21:00 | 0 | 0 | 0 | 0 | 0 | 667054.6006 | 475511 | 0 | 0 | 0 | 1042883.7256 | 0 | 0 | 0 | 0 | 0 | 0 | 266311.171 | 0 | 0 | 0 | 0 | 0 | 0 | 0 | 0 | 148983.3894 | 0 | 0 | 0 | 0 | 0 | 0 | 0 | 42560.2112 | 0 | 0 | 0 | 0 | 0 | 0
2016-02-12 22:00 | 0 | 0 | 0 | 0 | 0 | 622720.8817 | 480587 | 0 | 0 | 0 | 1053579.3878 | 0 | 0 | 0 | 0 | 0 | 0 | 397749.3905 | 0 | 0 | 0 | 0 | 0 | 0 | 0 | 0 | 10695.6622 | 0 | 0 | 0 | 0 | 0 | 0 | 0 | 131438.2195 | 0 | 0 | 0 | 0 | 0 | 0
2016-02-12 23:00 | 0 | 0 | 0 | 0 | 103367.5457 | 406762.6242 | 492585 | 0 | 0 | 0 | 1202562.7771 | 0 | 0 | 0 | 0 | 0 | 0 | 266311.171 | 0 | 0 | 0 | 0 | 0 | 0 | 0 | 0 | 148983.3894 | 0 | 0 | 0 | 0 | 0 | 0 | 0 | -131438.2195 | 0 | 0 | 0 | 0 | 0 | 0
2016-02-13 | 0 | 0 | 0 | 0 | 418912.1563 | 63351.6738 | 499809 | 0 | 0 | 0 | 1053579.3878 | 0 | 0 | 0 | 0 | 0 | 0 | 397749.3905 | 0 | 0 | 0 | 0 | 0 | 0 | 0 | 0 | -148983.3894 | 0 | 0 | 0 | 0 | 0 | 0 | 0 | 131438.2195 | 0 | 0 | 0 | 0 | 0 | 0
2016-02-13 01:00 | 0 | 0 | 0 | 0 | 485819.7338 | 0.022306 | 498731 | 0 | 0 | 0 | 1172106.3634 | 0 | 0 | 0 | 0 | 0 | 0 | 266311.171 | 0 | 0 | 0 | 0 | 0 | 0 | 0 | 0 | 118526.9756 | 0 | 0 | 0 | 0 | 0 | 0 | 0 | -131438.2195 | 0 | 0 | 0 | 0 | 0 | 0
2016-02-13 02:00 | 0 | 0 | 0 | 0 | 211498.3911 | 0 | 491920 | 0 | 0 | 0 | 1023122.974 | 0 | 0 | 0 | 0 | 0 | 0 | 134872.9515 | 0 | 0 | 0 | 0 | 0 | 0 | 0 | 0 | -148983.3894 | 0 | 0 | 0 | 0 | 0 | 0 | 0 | -131438.2195 | 0 | 0 | 0 | 0 | 0 | 0
2016-02-13 03:00 | 0 | 0 | 0 | 0 | 453098.7102 | 0 | 479170 | 0 | 0 | 0 | 874139.5847 | 0 | 0 | 0 | 0 | 0 | 0 | 257785.051 | 0 | 0 | 0 | 0 | 0 | 0 | 0 | 0 | -148983.3894 | 0 | 0 | 0 | 0 | 0 | 0 | 0 | 122912.0995 | 0 | 0 | 0 | 0 | 0 | 0
2016-02-13 04:00 | 0 | 0 | 0 | 0 | 432360.1078 | 0 | 462280 | 0 | 0 | 0 | 975657.912 | 0 | 0 | 0 | 0 | 0 | 0 | 126346.8315 | 0 | 0 | 0 | 0 | 0 | 0 | 0 | 0 | 101518.3273 | 0 | 0 | 0 | 0 | 0 | 0 | 0 | -131438.2195 | 0 | 0 | 0 | 0 | 0 | 0
2016-02-13 05:00 | 0 | 0 | 0 | 0 | 409435.6837 | 0 | 446151 | 0 | 0 | 0 | 826674.5226 | 0 | 0 | 0 | 0 | 0 | 0 | 238614.9046 | 0 | 0 | 0 | 0 | 0 | 0 | 0 | 0 | -148983.3894 | 0 | 0 | 0 | 0 | 0 | 0 | 0 | 112268.073 | 0 | 0 | 0 | 0 | 0 | 0
2016-02-13 06:00 | 0 | 0 | 0 | 0 | 153595.3911 | 0 | 434017 | 0 | 0 | 0 | 677691.1332 | 0 | 0 | 0 | 0 | 0 | 0 | 107176.685 | 0 | 0 | 0 | 0 | 0 | 0 | 0 | 0 | -148983.3894 | 0 | 0 | 0 | 0 | 0 | 0 | 0 | -131438.2195 | 0 | 0 | 0 | 0 | 0 | 0
2016-02-13 07:00 | 0 | 0 | 0 | 0 | 370536.2092 | 0 | 426569 | 0 | 0 | 0 | 528707.7439 | 0 | 0 | 0 | 0 | 0 | 0 | 200127.2836 | 0 | 0 | 0 | 0 | 0 | 0 | 0 | 0 | -148983.3894 | 0 | 0 | 0 | 0 | 0 | 0 | 0 | 92950.5986 | 0 | 0 | 0 | 0 | 0 | 0
2016-02-13 08:00 | 0 | 0 | 0 | 0 | 359764.3928 | 0 | 423312 | 0 | 0 | 0 | 379724.3545 | 0 | 0 | 0 | 0 | 0 | 0 | 285563.0657 | 0 | 0 | 0 | 0 | 0 | 0 | 0 | 0 | -148983.3894 | 0 | 0 | 0 | 0 | 0 | 0 | 0 | 85435.7821 | 0 | 0 | 0 | 0 | 0 | 0
2016-02-13 09:00 | 0 | 0 | 0 | 0 | 356005.9646 | 0 | 425077 | 0 | 0 | 0 | 442091.5386 | 0 | 0 | 0 | 0 | 0 | 0 | 154124.8462 | 0 | 0 | 0 | 0 | 0 | 0 | 0 | 0 | 62367.1841 | 0 | 0 | 0 | 0 | 0 | 0 | 0 | -131438.2195 | 0 | 0 | 0 | 0 | 0 | 0
2016-02-13 10:00 | 0 | 0 | 0 | 0 | 358711.5584 | 0 | 432371 | 0 | 0 | 0 | 293108.1492 | 0 | 0 | 0 | 0 | 0 | 0 | 229448.794 | 0 | 0 | 0 | 0 | 0 | 0 | 0 | 0 | -148983.3894 | 0 | 0 | 0 | 0 | 0 | 0 | 0 | 75323.9477 | 0 | 0 | 0 | 0 | 0 | 0
2016-02-13 11:00 | 0 | 0 | 0 | 0 | 366070.2779 | 0 | 445669 | 0 | 0 | 0 | 144124.7599 | 0 | 0 | 0 | 0 | 0 | 0 | 298833.4612 | 0 | 0 | 0 | 0 | 0 | 0 | 0 | 0 | -148983.3894 | 0 | 0 | 0 | 0 | 0 | 0 | 0 | 69384.6673 | 0 | 0 | 0 | 0 | 0 | 0
2016-02-13 12:00 | 0 | 0 | 0 | 0 | 379270.0726 | 0 | 462097 | 0 | 0 | 0 | 192736.052 | 0 | 0 | 0 | 0 | 0 | 0 | 167395.2417 | 0 | 0 | 0 | 0 | 0 | 0 | 0 | 0 | 48611.2921 | 0 | 0 | 0 | 0 | 0 | 0 | 0 | -131438.2195 | 0 | 0 | 0 | 0 | 0 | 0
2016-02-13 13:00 | 0 | 0 | 0 | 0 | 392458.5452 | 525.4639 | 476177 | 0 | 0 | 0 | 240981.2806 | 0 | 0 | 0 | 0 | 0 | 0 | 35957.0222 | 0 | 0 | 0 | 0 | 0 | 0 | 0 | 0 | 48245.2286 | 0 | 0 | 0 | 0 | 0 | 0 | 0 | -131438.2195 | 0 | 0 | 0 | 0 | 0 | 0
2016-02-13 14:00 | 0 | 0 | 0 | 0 | 154613.6662 | 145328.9222 | 484883 | 0 | 0 | 0 | 91997.8913 | 0 | 0 | 0 | 0 | 0 | 0 | 0 | 0 | 0 | 0 | 0 | 0 | 0 | 0 | 0 | -148983.3894 | 0 | 0 | 0 | 0 | 0 | 0 | 0 | -35957.0222 | 0 | 0 | 0 | 0 | 0 | 0
2016-02-13 15:00 | 0 | 0 | 0 | 0 | 93353.6475 | 541211.7419 | 485582 | 0 | 0 | 0 | 240981.2806 | 0 | 0 | 0 | 0 | 0 | 0 | 0 | 0 | 0 | 0 | 0 | 0 | 0 | 0 | 0 | 148983.3894 | 0 | 0 | 0 | 0 | 0 | 0 | 0 | 0 | 0 | 0 | 0 | 0 | 0 | 0
2016-02-13 16:00 | 0 | 0 | 0 | 0 | 0 | 640252.4845 | 480430 | 0 | 0 | 0 | 389964.67 | 0 | 0 | 0 | 0 | 0 | 0 | 10839.0951 | 0 | 0 | 0 | 0 | 0 | 0 | 0 | 0 | 148983.3894 | 0 | 0 | 0 | 0 | 0 | 0 | 0 | 10839.0951 | 0 | 0 | 0 | 0 | 0 | 0
2016-02-13 17:00 | 0 | 0 | 0 | 0 | 95264.4155 | 657011.1934 | 471854 | 0 | 0 | 0 | 538948.0594 | 0 | 0 | 0 | 0 | 0 | 0 | 142277.3147 | 0 | 0 | 0 | 0 | 0 | 0 | 0 | 0 | 148983.3894 | 0 | 0 | 0 | 0 | 0 | 0 | 0 | 131438.2195 | 0 | 0 | 0 | 0 | 0 | 0
2016-02-13 18:00 | 0 | 0 | 0 | 0 | 0 | 641052.8042 | 462669 | 0 | 0 | 0 | 687931.4487 | 0 | 0 | 0 | 0 | 0 | 0 | 171677.7294 | 0 | 0 | 0 | 0 | 0 | 0 | 0 | 0 | 148983.3894 | 0 | 0 | 0 | 0 | 0 | 0 | 0 | 29400.4148 | 0 | 0 | 0 | 0 | 0 | 0
2016-02-13 19:00 | 0 | 0 | 0 | 0 | 0 | 632363.0631 | 456167 | 0 | 0 | 0 | 836914.8381 | 0 | 0 | 0 | 0 | 0 | 0 | 198890.4032 | 0 | 0 | 0 | 0 | 0 | 0 | 0 | 0 | 148983.3894 | 0 | 0 | 0 | 0 | 0 | 0 | 0 | 27212.6738 | 0 | 0 | 0 | 0 | 0 | 0
2016-02-13 20:00 | 0 | 0 | 0 | 0 | 0 | 645048.0323 | 452362 | 0 | 0 | 0 | 985898.2275 | 0 | 0 | 0 | 0 | 0 | 0 | 242593.0461 | 0 | 0 | 0 | 0 | 0 | 0 | 0 | 0 | 148983.3894 | 0 | 0 | 0 | 0 | 0 | 0 | 0 | 43702.6429 | 0 | 0 | 0 | 0 | 0 | 0
2016-02-13 21:00 | 0 | 0 | 0 | 0 | 0 | 657193.4274 | 455137 | 0 | 0 | 0 | 1134881.6169 | 0 | 0 | 0 | 0 | 0 | 0 | 295666.0841 | 0 | 0 | 0 | 0 | 0 | 0 | 0 | 0 | 148983.3894 | 0 | 0 | 0 | 0 | 0 | 0 | 0 | 53073.038 | 0 | 0 | 0 | 0 | 0 | 0
2016-02-13 22:00 | 0 | 0 | 0 | 0 | 0 | 624062.1453 | 466557 | 0 | 0 | 0 | 1160948.5426 | 0 | 0 | 0 | 0 | 0 | 0 | 427104.3036 | 0 | 0 | 0 | 0 | 0 | 0 | 0 | 0 | 26066.9258 | 0 | 0 | 0 | 0 | 0 | 0 | 0 | 131438.2195 | 0 | 0 | 0 | 0 | 0 | 0
2016-02-13 23:00 | 0 | 0 | 0 | 0 | 92294.4962 | 413023.6737 | 487773 | 0 | 0 | 0 | 1309931.932 | 0 | 0 | 0 | 0 | 0 | 0 | 295666.0841 | 0 | 0 | 0 | 0 | 0 | 0 | 0 | 0 | 148983.3894 | 0 | 0 | 0 | 0 | 0 | 0 | 0 | -131438.2195 | 0 | 0 | 0 | 0 | 0 | 0
2016-02-14 | 0 | 0 | 0 | 0 | 135062.7038 | 85712.6873 | 501197 | 0 | 0 | 0 | 1160948.5426 | 0 | 0 | 0 | 0 | 0 | 0 | 164227.8646 | 0 | 0 | 0 | 0 | 0 | 0 | 0 | 0 | -148983.3894 | 0 | 0 | 0 | 0 | 0 | 0 | 0 | -131438.2195 | 0 | 0 | 0 | 0 | 0 | 0
2016-02-14 01:00 | 0 | 0 | 0 | 0 | 224250.44 | 2.9511 | 504675 | 0 | 0 | 0 | 1011965.1532 | 0 | 0 | 0 | 0 | 0 | 0 | 32789.6451 | 0 | 0 | 0 | 0 | 0 | 0 | 0 | 0 | -148983.3894 | 0 | 0 | 0 | 0 | 0 | 0 | 0 | -131438.2195 | 0 | 0 | 0 | 0 | 0 | 0
2016-02-14 02:00 | 0 | 0 | 0 | 0 | 764734.8026 | 0 | 501941 | 0 | 0 | 0 | 1143320.7363 | 0 | 0 | 0 | 0 | 0 | 0 | 164227.8646 | 0 | 0 | 0 | 0 | 0 | 0 | 0 | 0 | 131355.5831 | 0 | 0 | 0 | 0 | 0 | 0 | 0 | 131438.2195 | 0 | 0 | 0 | 0 | 0 | 0
2016-02-14 03:00 | 0 | 0 | 0 | 0 | 212793.3911 | 0 | 493215 | 0 | 0 | 0 | 994337.347 | 0 | 0 | 0 | 0 | 0 | 0 | 32789.6451 | 0 | 0 | 0 | 0 | 0 | 0 | 0 | 0 | -148983.3894 | 0 | 0 | 0 | 0 | 0 | 0 | 0 | -131438.2195 | 0 | 0 | 0 | 0 | 0 | 0
2016-02-14 04:00 | 0 | 0 | 0 | 0 | 461423.8301 | 0 | 478969 | 0 | 0 | 0 | 845353.9576 | 0 | 0 | 0 | 0 | 0 | 0 | 164227.8646 | 0 | 0 | 0 | 0 | 0 | 0 | 0 | 0 | -148983.3894 | 0 | 0 | 0 | 0 | 0 | 0 | 0 | 131438.2195 | 0 | 0 | 0 | 0 | 0 | 0
2016-02-14 05:00 | 0 | 0 | 0 | 0 | 481693.1699 | 0 | 464148 | 0 | 0 | 0 | 994337.347 | 0 | 0 | 0 | 0 | 0 | 0 | 32789.6451 | 0 | 0 | 0 | 0 | 0 | 0 | 0 | 0 | 148983.3894 | 0 | 0 | 0 | 0 | 0 | 0 | 0 | -131438.2195 | 0 | 0 | 0 | 0 | 0 | 0
2016-02-14 06:00 | 0 | 0 | 0 | 0 | 272117.9655 | 0 | 453891 | 0 | 0 | 0 | 845353.9576 | 0 | 0 | 0 | 0 | 0 | 0 | 0 | 0 | 0 | 0 | 0 | 0 | 0 | 0 | 0 | -148983.3894 | 0 | 0 | 0 | 0 | 0 | 0 | 0 | -32789.6451 | 0 | 0 | 0 | 0 | 0 | 0
2016-02-14 07:00 | 0 | 0 | 0 | 0 | 429696.8301 | 0 | 447242 | 0 | 0 | 0 | 696370.5682 | 0 | 0 | 0 | 0 | 0 | 0 | 131438.2195 | 0 | 0 | 0 | 0 | 0 | 0 | 0 | 0 | -148983.3894 | 0 | 0 | 0 | 0 | 0 | 0 | 0 | 131438.2195 | 0 | 0 | 0 | 0 | 0 | 0
2016-02-14 08:00 | 0 | 0 | 0 | 0 | 460981.1699 | 0 | 443436 | 0 | 0 | 0 | 845353.9576 | 0 | 0 | 0 | 0 | 0 | 0 | 0 | 0 | 0 | 0 | 0 | 0 | 0 | 0 | 0 | 148983.3894 | 0 | 0 | 0 | 0 | 0 | 0 | 0 | -131438.2195 | 0 | 0 | 0 | 0 | 0 | 0
2016-02-14 09:00 | 0 | 0 | 0 | 0 | 293422.6106 | 0 | 442406 | 0 | 0 | 0 | 696370.5682 | 0 | 0 | 0 | 0 | 0 | 0 | 0 | 0 | 0 | 0 | 0 | 0 | 0 | 0 | 0 | -148983.3894 | 0 | 0 | 0 | 0 | 0 | 0 | 0 | 0 | 0 | 0 | 0 | 0 | 0 | 0
2016-02-14 10:00 | 0 | 0 | 0 | 0 | 717886.7487 | 0 | 446344 | 0 | 0 | 0 | 836475.0974 | 0 | 0 | 0 | 0 | 0 | 0 | 131438.2195 | 0 | 0 | 0 | 0 | 0 | 0 | 0 | 0 | 140104.5292 | 0 | 0 | 0 | 0 | 0 | 0 | 0 | 131438.2195 | 0 | 0 | 0 | 0 | 0 | 0
2016-02-14 11:00 | 0 | 0 | 0 | 0 | 175528.3911 | 0 | 455950 | 0 | 0 | 0 | 687491.708 | 0 | 0 | 0 | 0 | 0 | 0 | 0 | 0 | 0 | 0 | 0 | 0 | 0 | 0 | 0 | -148983.3894 | 0 | 0 | 0 | 0 | 0 | 0 | 0 | -131438.2195 | 0 | 0 | 0 | 0 | 0 | 0
2016-02-14 12:00 | 0 | 0 | 0 | 0 | 450136.8301 | 0 | 467682 | 0 | 0 | 0 | 538508.3186 | 0 | 0 | 0 | 0 | 0 | 0 | 131438.2195 | 0 | 0 | 0 | 0 | 0 | 0 | 0 | 0 | -148983.3894 | 0 | 0 | 0 | 0 | 0 | 0 | 0 | 131438.2195 | 0 | 0 | 0 | 0 | 0 | 0
2016-02-14 13:00 | 0 | 0 | 0 | 0 | 581036.3087 | 652.9799 | 477822 | 0 | 0 | 0 | 642375.6072 | 0 | 0 | 0 | 0 | 0 | 0 | 131438.2195 | 0 | 0 | 0 | 0 | 0 | 0 | 0 | 0 | 103867.2885 | 0 | 0 | 0 | 0 | 0 | 0 | 0 | 0 | 0 | 0 | 0 | 0 | 0 | 0
2016-02-14 14:00 | 0 | 0 | 0 | 0 | 50650.9744 | 151659.4168 | 482732 | 0 | 0 | 0 | 493392.2178 | 0 | 0 | 0 | 0 | 0 | 0 | 0 | 0 | 0 | 0 | 0 | 0 | 0 | 0 | 0 | -148983.3894 | 0 | 0 | 0 | 0 | 0 | 0 | 0 | -131438.2195 | 0 | 0 | 0 | 0 | 0 | 0
2016-02-14 15:00 | 0 | 0 | 0 | 0 | 94293.9935 | 535483.3959 | 480794 | 0 | 0 | 0 | 642375.6072 | 0 | 0 | 0 | 0 | 0 | 0 | 0 | 0 | 0 | 0 | 0 | 0 | 0 | 0 | 0 | 148983.3894 | 0 | 0 | 0 | 0 | 0 | 0 | 0 | 0 | 0 | 0 | 0 | 0 | 0 | 0
2016-02-14 16:00 | 0 | 0 | 0 | 0 | 0 | 630407.8554 | 474300 | 0 | 0 | 0 | 791358.9966 | 0 | 0 | 0 | 0 | 0 | 0 | 7124.466 | 0 | 0 | 0 | 0 | 0 | 0 | 0 | 0 | 148983.3894 | 0 | 0 | 0 | 0 | 0 | 0 | 0 | 7124.466 | 0 | 0 | 0 | 0 | 0 | 0
2016-02-14 17:00 | 0 | 0 | 0 | 0 | 112246.7234 | 636209.8855 | 468035 | 0 | 0 | 0 | 940342.3859 | 0 | 0 | 0 | 0 | 0 | 0 | 138562.6855 | 0 | 0 | 0 | 0 | 0 | 0 | 0 | 0 | 148983.3894 | 0 | 0 | 0 | 0 | 0 | 0 | 0 | 131438.2195 | 0 | 0 | 0 | 0 | 0 | 0
2016-02-14 18:00 | 0 | 0 | 0 | 0 | 0 | 616659.7522 | 461079 | 0 | 0 | 0 | 1014767.4412 | 0 | 0 | 0 | 0 | 0 | 0 | 219718.3824 | 0 | 0 | 0 | 0 | 0 | 0 | 0 | 0 | 74425.0553 | 0 | 0 | 0 | 0 | 0 | 0 | 0 | 81155.6969 | 0 | 0 | 0 | 0 | 0 | 0
2016-02-14 19:00 | 0 | 0 | 0 | 0 | 0 | 608038.0547 | 454990 | 0 | 0 | 0 | 1163750.8306 | 0 | 0 | 0 | 0 | 0 | 0 | 223783.0477 | 0 | 0 | 0 | 0 | 0 | 0 | 0 | 0 | 148983.3894 | 0 | 0 | 0 | 0 | 0 | 0 | 0 | 4064.6653 | 0 | 0 | 0 | 0 | 0 | 0
2016-02-14 20:00 | 0 | 0 | 0 | 0 | 113967.0442 | 619958.5647 | 453504 | 0 | 0 | 0 | 1312734.2199 | 0 | 0 | 0 | 0 | 0 | 0 | 355221.2672 | 0 | 0 | 0 | 0 | 0 | 0 | 0 | 0 | 148983.3894 | 0 | 0 | 0 | 0 | 0 | 0 | 0 | 131438.2195 | 0 | 0 | 0 | 0 | 0 | 0
2016-02-14 21:00 | 0 | 0 | 0 | 0 | 0 | 633271.6296 | 457219 | 0 | 0 | 0 | 1461717.6093 | 0 | 0 | 0 | 0 | 0 | 0 | 382290.5074 | 0 | 0 | 0 | 0 | 0 | 0 | 0 | 0 | 148983.3894 | 0 | 0 | 0 | 0 | 0 | 0 | 0 | 27069.2402 | 0 | 0 | 0 | 0 | 0 | 0
2016-02-14 22:00 | 0 | 0 | 0 | 0 | 0 | 573664.5204 | 468996 | 0 | 0 | 0 | 1434947.9102 | 0 | 0 | 0 | 0 | 0 | 0 | 513728.7269 | 0 | 0 | 0 | 0 | 0 | 0 | 0 | 0 | -26769.6991 | 0 | 0 | 0 | 0 | 0 | 0 | 0 | 131438.2195 | 0 | 0 | 0 | 0 | 0 | 0
2016-02-14 23:00 | 0 | 0 | 0 | 0 | 0 | 367816.4918 | 487064 | 0 | 0 | 0 | 1447138.6215 | 0 | 0 | 0 | 0 | 0 | 0 | 382290.5074 | 0 | 0 | 0 | 0 | 0 | 0 | 0 | 0 | 12190.7113 | 0 | 0 | 0 | 0 | 0 | 0 | 0 | -131438.2195 | 0 | 0 | 0 | 0 | 0 | 0
2016-02-15 | 0 | 0 | 0 | 0 | 410156.7695 | 53461.628 | 497245 | 0 | 0 | 0 | 1298155.2321 | 0 | 0 | 0 | 0 | 0 | 0 | 497647.2944 | 0 | 0 | 0 | 0 | 0 | 0 | 0 | 0 | -148983.3894 | 0 | 0 | 0 | 0 | 0 | 0 | 0 | 115356.7869 | 0 | 0 | 0 | 0 | 0 | 0
2016-02-15 01:00 | 0 | 0 | 0 | 0 | 216037.5055 | 4.8856 | 496464 | 0 | 0 | 0 | 1149171.8428 | 0 | 0 | 0 | 0 | 0 | 0 | 366209.0749 | 0 | 0 | 0 | 0 | 0 | 0 | 0 | 0 | -148983.3894 | 0 | 0 | 0 | 0 | 0 | 0 | 0 | -131438.2195 | 0 | 0 | 0 | 0 | 0 | 0
2016-02-15 02:00 | 0 | 0 | 0 | 0 | 461884.2279 | 0 | 487759 | 0 | 0 | 0 | 1000188.4534 | 0 | 0 | 0 | 0 | 0 | 0 | 489317.6922 | 0 | 0 | 0 | 0 | 0 | 0 | 0 | 0 | -148983.3894 | 0 | 0 | 0 | 0 | 0 | 0 | 0 | 123108.6173 | 0 | 0 | 0 | 0 | 0 | 0
2016-02-15 03:00 | 0 | 0 | 0 | 0 | 193441.3911 | 0 | 473863 | 0 | 0 | 0 | 851205.064 | 0 | 0 | 0 | 0 | 0 | 0 | 357879.4727 | 0 | 0 | 0 | 0 | 0 | 0 | 0 | 0 | -148983.3894 | 0 | 0 | 0 | 0 | 0 | 0 | 0 | -131438.2195 | 0 | 0 | 0 | 0 | 0 | 0
2016-02-15 04:00 | 0 | 0 | 0 | 0 | 481204.9293 | 0 | 456247 | 0 | 0 | 0 | 1000188.4534 | 0 | 0 | 0 | 0 | 0 | 0 | 233854.0125 | 0 | 0 | 0 | 0 | 0 | 0 | 0 | 0 | 148983.3894 | 0 | 0 | 0 | 0 | 0 | 0 | 0 | -124025.4601 | 0 | 0 | 0 | 0 | 0 | 0
2016-02-15 05:00 | 0 | 0 | 0 | 0 | 158149.3911 | 0 | 438571 | 0 | 0 | 0 | 851205.064 | 0 | 0 | 0 | 0 | 0 | 0 | 102415.793 | 0 | 0 | 0 | 0 | 0 | 0 | 0 | 0 | -148983.3894 | 0 | 0 | 0 | 0 | 0 | 0 | 0 | -131438.2195 | 0 | 0 | 0 | 0 | 0 | 0
2016-02-15 06:00 | 0 | 0 | 0 | 0 | 494617.6665 | 0 | 426178 | 0 | 0 | 0 | 788206.511 | 0 | 0 | 0 | 0 | 0 | 0 | 233854.0125 | 0 | 0 | 0 | 0 | 0 | 0 | 0 | 0 | -62998.553 | 0 | 0 | 0 | 0 | 0 | 0 | 0 | 131438.2195 | 0 | 0 | 0 | 0 | 0 | 0
2016-02-15 07:00 | 0 | 0 | 0 | 0 | 435575.1699 | 0 | 418030 | 0 | 0 | 0 | 937189.9004 | 0 | 0 | 0 | 0 | 0 | 0 | 102415.793 | 0 | 0 | 0 | 0 | 0 | 0 | 0 | 0 | 148983.3894 | 0 | 0 | 0 | 0 | 0 | 0 | 0 | -131438.2195 | 0 | 0 | 0 | 0 | 0 | 0
2016-02-15 08:00 | 0 | 0 | 0 | 0 | 509405.0424 | 0 | 413802 | 0 | 0 | 0 | 901354.7233 | 0 | 0 | 0 | 0 | 0 | 0 | 233854.0125 | 0 | 0 | 0 | 0 | 0 | 0 | 0 | 0 | -35835.1771 | 0 | 0 | 0 | 0 | 0 | 0 | 0 | 131438.2195 | 0 | 0 | 0 | 0 | 0 | 0
2016-02-15 09:00 | 0 | 0 | 0 | 0 | 135598.3911 | 0 | 416020 | 0 | 0 | 0 | 752371.3339 | 0 | 0 | 0 | 0 | 0 | 0 | 102415.793 | 0 | 0 | 0 | 0 | 0 | 0 | 0 | 0 | -148983.3894 | 0 | 0 | 0 | 0 | 0 | 0 | 0 | -131438.2195 | 0 | 0 | 0 | 0 | 0 | 0
2016-02-15 10:00 | 0 | 0 | 0 | 0 | 541152.6835 | 0 | 426241 | 0 | 0 | 0 | 735844.7979 | 0 | 0 | 0 | 0 | 0 | 0 | 233854.0125 | 0 | 0 | 0 | 0 | 0 | 0 | 0 | 0 | -16526.536 | 0 | 0 | 0 | 0 | 0 | 0 | 0 | 131438.2195 | 0 | 0 | 0 | 0 | 0 | 0
2016-02-15 11:00 | 0 | 0 | 0 | 0 | 168402.3911 | 0 | 448824 | 0 | 0 | 0 | 586861.4085 | 0 | 0 | 0 | 0 | 0 | 0 | 102415.793 | 0 | 0 | 0 | 0 | 0 | 0 | 0 | 0 | -148983.3894 | 0 | 0 | 0 | 0 | 0 | 0 | 0 | -131438.2195 | 0 | 0 | 0 | 0 | 0 | 0
2016-02-15 12:00 | 0 | 0 | 0 | 0 | 529705.2809 | 0 | 472250 | 0 | 0 | 0 | 615294.2629 | 0 | 0 | 0 | 0 | 0 | 0 | 131438.2195 | 0 | 0 | 0 | 0 | 0 | 0 | 0 | 0 | 28432.8544 | 0 | 0 | 0 | 0 | 0 | 0 | 0 | 29022.4265 | 0 | 0 | 0 | 0 | 0 | 0
2016-02-15 13:00 | 0 | 0 | 0 | 0 | 205395.5262 | 820.865 | 486638 | 0 | 0 | 0 | 466310.8736 | 0 | 0 | 0 | 0 | 0 | 0 | 0 | 0 | 0 | 0 | 0 | 0 | 0 | 0 | 0 | -148983.3894 | 0 | 0 | 0 | 0 | 0 | 0 | 0 | -131438.2195 | 0 | 0 | 0 | 0 | 0 | 0
2016-02-15 14:00 | 0 | 0 | 0 | 0 | 295837.5029 | 201848.516 | 495412 | 0 | 0 | 0 | 419696.3451 | 0 | 0 | 0 | 0 | 0 | 0 | 48888.5473 | 0 | 0 | 0 | 0 | 0 | 0 | 0 | 0 | -46614.5284 | 0 | 0 | 0 | 0 | 0 | 0 | 0 | 48888.5473 | 0 | 0 | 0 | 0 | 0 | 0
2016-02-15 15:00 | 0 | 0 | 0 | 0 | 0 | 601395.8421 | 501301 | 0 | 0 | 0 | 568679.7345 | 0 | 0 | 0 | 0 | 0 | 0 | 0 | 0 | 0 | 0 | 0 | 0 | 0 | 0 | 0 | 148983.3894 | 0 | 0 | 0 | 0 | 0 | 0 | 0 | -48888.5473 | 0 | 0 | 0 | 0 | 0 | 0
2016-02-15 16:00 | 0 | 0 | 0 | 0 | 0 | 679871.8884 | 502221 | 0 | 0 | 0 | 717663.1239 | 0 | 0 | 0 | 0 | 0 | 0 | 28667.4991 | 0 | 0 | 0 | 0 | 0 | 0 | 0 | 0 | 148983.3894 | 0 | 0 | 0 | 0 | 0 | 0 | 0 | 28667.4991 | 0 | 0 | 0 | 0 | 0 | 0
2016-02-15 17:00 | 0 | 0 | 0 | 0 | 0 | 679857.6964 | 499362 | 0 | 0 | 0 | 766720.6008 | 0 | 0 | 0 | 0 | 0 | 0 | 160105.7186 | 0 | 0 | 0 | 0 | 0 | 0 | 0 | 0 | 49057.4769 | 0 | 0 | 0 | 0 | 0 | 0 | 0 | 131438.2195 | 0 | 0 | 0 | 0 | 0 | 0
2016-02-15 18:00 | 0 | 0 | 0 | 0 | 0 | 658697.0953 | 495186 | 0 | 0 | 0 | 915703.9902 | 0 | 0 | 0 | 0 | 0 | 0 | 174633.4245 | 0 | 0 | 0 | 0 | 0 | 0 | 0 | 0 | 148983.3894 | 0 | 0 | 0 | 0 | 0 | 0 | 0 | 14527.7059 | 0 | 0 | 0 | 0 | 0 | 0
2016-02-15 19:00 | 0 | 0 | 0 | 0 | 0 | 648368.8282 | 490387 | 0 | 0 | 0 | 1064687.3796 | 0 | 0 | 0 | 0 | 0 | 0 | 183631.8633 | 0 | 0 | 0 | 0 | 0 | 0 | 0 | 0 | 148983.3894 | 0 | 0 | 0 | 0 | 0 | 0 | 0 | 8998.4388 | 0 | 0 | 0 | 0 | 0 | 0
2016-02-15 20:00 | 0 | 0 | 0 | 0 | 0 | 661696.1472 | 486695 | 0 | 0 | 0 | 1108250.3073 | 0 | 0 | 0 | 0 | 0 | 0 | 315070.0828 | 0 | 0 | 0 | 0 | 0 | 0 | 0 | 0 | 43562.9277 | 0 | 0 | 0 | 0 | 0 | 0 | 0 | 131438.2195 | 0 | 0 | 0 | 0 | 0 | 0
2016-02-15 21:00 | 0 | 0 | 0 | 0 | 0 | 689530.8301 | 487005 | 0 | 0 | 0 | 1257233.6967 | 0 | 0 | 0 | 0 | 0 | 0 | 368612.5235 | 0 | 0 | 0 | 0 | 0 | 0 | 0 | 0 | 148983.3894 | 0 | 0 | 0 | 0 | 0 | 0 | 0 | 53542.4407 | 0 | 0 | 0 | 0 | 0 | 0
2016-02-15 22:00 | 0 | 0 | 0 | 0 | 0 | 666026.959 | 494230 | 0 | 0 | 0 | 1406217.086 | 0 | 0 | 0 | 0 | 0 | 0 | 391426.0931 | 0 | 0 | 0 | 0 | 0 | 0 | 0 | 0 | 148983.3894 | 0 | 0 | 0 | 0 | 0 | 0 | 0 | 22813.5696 | 0 | 0 | 0 | 0 | 0 | 0
2016-02-15 23:00 | 0 | 0 | 0 | 0 | 0 | 457254.593 | 505582 | 0 | 0 | 0 | 1489327.8986 | 0 | 0 | 0 | 0 | 0 | 0 | 259987.8736 | 0 | 0 | 0 | 0 | 0 | 0 | 0 | 0 | 83110.8125 | 0 | 0 | 0 | 0 | 0 | 0 | 0 | -131438.2195 | 0 | 0 | 0 | 0 | 0 | 0
2016-02-16 | 0 | 0 | 0 | 0 | 165611.6724 | 64541.7188 | 510575 | 0 | 0 | 0 | 1340344.5092 | 0 | 0 | 0 | 0 | 0 | 0 | 128549.6541 | 0 | 0 | 0 | 0 | 0 | 0 | 0 | 0 | -148983.3894 | 0 | 0 | 0 | 0 | 0 | 0 | 0 | -131438.2195 | 0 | 0 | 0 | 0 | 0 | 0
2016-02-16 01:00 | 0 | 0 | 0 | 0 | 560769.2087 | 11.7453 | 506685 | 0 | 0 | 0 | 1263002.2436 | 0 | 0 | 0 | 0 | 0 | 0 | 259987.8736 | 0 | 0 | 0 | 0 | 0 | 0 | 0 | 0 | -77342.2656 | 0 | 0 | 0 | 0 | 0 | 0 | 0 | 131438.2195 | 0 | 0 | 0 | 0 | 0 | 0
2016-02-16 02:00 | 0 | 0 | 0 | 0 | 212198.3911 | 0 | 492620 | 0 | 0 | 0 | 1114018.8543 | 0 | 0 | 0 | 0 | 0 | 0 | 128549.6541 | 0 | 0 | 0 | 0 | 0 | 0 | 0 | 0 | -148983.3894 | 0 | 0 | 0 | 0 | 0 | 0 | 0 | -131438.2195 | 0 | 0 | 0 | 0 | 0 | 0
2016-02-16 03:00 | 0 | 0 | 0 | 0 | 667813.0825 | 0 | 471783 | 0 | 0 | 0 | 1178610.7173 | 0 | 0 | 0 | 0 | 0 | 0 | 259987.8736 | 0 | 0 | 0 | 0 | 0 | 0 | 0 | 0 | 64591.863 | 0 | 0 | 0 | 0 | 0 | 0 | 0 | 131438.2195 | 0 | 0 | 0 | 0 | 0 | 0
2016-02-16 04:00 | 0 | 0 | 0 | 0 | 166111.3911 | 0 | 446533 | 0 | 0 | 0 | 1029627.3279 | 0 | 0 | 0 | 0 | 0 | 0 | 128549.6541 | 0 | 0 | 0 | 0 | 0 | 0 | 0 | 0 | -148983.3894 | 0 | 0 | 0 | 0 | 0 | 0 | 0 | -131438.2195 | 0 | 0 | 0 | 0 | 0 | 0
2016-02-16 05:00 | 0 | 0 | 0 | 0 | 147533.9565 | 0 | 425067 | 0 | 0 | 0 | 880643.9385 | 0 | 0 | 0 | 0 | 0 | 0 | 0 | 0 | 0 | 0 | 0 | 0 | 0 | 0 | 0 | -148983.3894 | 0 | 0 | 0 | 0 | 0 | 0 | 0 | -128549.6541 | 0 | 0 | 0 | 0 | 0 | 0
2016-02-16 06:00 | 0 | 0 | 0 | 0 | 391423.8301 | 0 | 408969 | 0 | 0 | 0 | 731660.5492 | 0 | 0 | 0 | 0 | 0 | 0 | 131438.2195 | 0 | 0 | 0 | 0 | 0 | 0 | 0 | 0 | -148983.3894 | 0 | 0 | 0 | 0 | 0 | 0 | 0 | 131438.2195 | 0 | 0 | 0 | 0 | 0 | 0
2016-02-16 07:00 | 0 | 0 | 0 | 0 | 416074.1699 | 0 | 398529 | 0 | 0 | 0 | 880643.9385 | 0 | 0 | 0 | 0 | 0 | 0 | 0 | 0 | 0 | 0 | 0 | 0 | 0 | 0 | 0 | 148983.3894 | 0 | 0 | 0 | 0 | 0 | 0 | 0 | -131438.2195 | 0 | 0 | 0 | 0 | 0 | 0
2016-02-16 08:00 | 0 | 0 | 0 | 0 | 243508.6106 | 0 | 392492 | 0 | 0 | 0 | 731660.5492 | 0 | 0 | 0 | 0 | 0 | 0 | 0 | 0 | 0 | 0 | 0 | 0 | 0 | 0 | 0 | -148983.3894 | 0 | 0 | 0 | 0 | 0 | 0 | 0 | 0 | 0 | 0 | 0 | 0 | 0 | 0
2016-02-16 09:00 | 0 | 0 | 0 | 0 | 375728.8301 | 0 | 393274 | 0 | 0 | 0 | 582677.1598 | 0 | 0 | 0 | 0 | 0 | 0 | 131438.2195 | 0 | 0 | 0 | 0 | 0 | 0 | 0 | 0 | -148983.3894 | 0 | 0 | 0 | 0 | 0 | 0 | 0 | 131438.2195 | 0 | 0 | 0 | 0 | 0 | 0
2016-02-16 10:00 | 0 | 0 | 0 | 0 | 421617.1699 | 0 | 404072 | 0 | 0 | 0 | 731660.5492 | 0 | 0 | 0 | 0 | 0 | 0 | 0 | 0 | 0 | 0 | 0 | 0 | 0 | 0 | 0 | 148983.3894 | 0 | 0 | 0 | 0 | 0 | 0 | 0 | -131438.2195 | 0 | 0 | 0 | 0 | 0 | 0
2016-02-16 11:00 | 0 | 0 | 0 | 0 | 412793.8301 | 0 | 430339 | 0 | 0 | 0 | 582677.1598 | 0 | 0 | 0 | 0 | 0 | 0 | 131438.2195 | 0 | 0 | 0 | 0 | 0 | 0 | 0 | 0 | -148983.3894 | 0 | 0 | 0 | 0 | 0 | 0 | 0 | 131438.2195 | 0 | 0 | 0 | 0 | 0 | 0
2016-02-16 12:00 | 0 | 0 | 0 | 0 | 177589.3911 | 0 | 458011 | 0 | 0 | 0 | 433693.7704 | 0 | 0 | 0 | 0 | 0 | 0 | 0 | 0 | 0 | 0 | 0 | 0 | 0 | 0 | 0 | -148983.3894 | 0 | 0 | 0 | 0 | 0 | 0 | 0 | -131438.2195 | 0 | 0 | 0 | 0 | 0 | 0
2016-02-16 13:00 | 0 | 0 | 0 | 0 | 615838.012 | 1041.5237 | 469751 | 0 | 0 | 0 | 449384.0867 | 0 | 0 | 0 | 0 | 0 | 0 | 131438.2195 | 0 | 0 | 0 | 0 | 0 | 0 | 0 | 0 | 15690.3163 | 0 | 0 | 0 | 0 | 0 | 0 | 0 | 131438.2195 | 0 | 0 | 0 | 0 | 0 | 0
2016-02-16 14:00 | 0 | 0 | 0 | 0 | 0 | 211741.6856 | 472089 | 0 | 0 | 0 | 320474.9918 | 0 | 0 | 0 | 0 | 0 | 0 | 0 | 0 | 0 | 0 | 0 | 0 | 0 | 0 | 0 | -128909.0949 | 0 | 0 | 0 | 0 | 0 | 0 | 0 | -131438.2195 | 0 | 0 | 0 | 0 | 0 | 0
2016-02-16 15:00 | 0 | 0 | 0 | 0 | 0 | 634427.8235 | 471516 | 0 | 0 | 0 | 469458.3812 | 0 | 0 | 0 | 0 | 0 | 0 | 13928.4341 | 0 | 0 | 0 | 0 | 0 | 0 | 0 | 0 | 148983.3894 | 0 | 0 | 0 | 0 | 0 | 0 | 0 | 13928.4341 | 0 | 0 | 0 | 0 | 0 | 0
2016-02-16 16:00 | 0 | 0 | 0 | 0 | 0 | 721165.6257 | 467780 | 0 | 0 | 0 | 618441.7705 | 0 | 0 | 0 | 0 | 0 | 0 | 118330.6705 | 0 | 0 | 0 | 0 | 0 | 0 | 0 | 0 | 148983.3894 | 0 | 0 | 0 | 0 | 0 | 0 | 0 | 104402.2363 | 0 | 0 | 0 | 0 | 0 | 0
2016-02-16 17:00 | 0 | 0 | 0 | 0 | 0 | 704000.7334 | 462095 | 0 | 0 | 0 | 767425.1599 | 0 | 0 | 0 | 0 | 0 | 0 | 211253.0145 | 0 | 0 | 0 | 0 | 0 | 0 | 0 | 0 | 148983.3894 | 0 | 0 | 0 | 0 | 0 | 0 | 0 | 92922.344 | 0 | 0 | 0 | 0 | 0 | 0
2016-02-16 18:00 | 0 | 0 | 0 | 0 | 0 | 679160.2642 | 457704 | 0 | 0 | 0 | 916408.5493 | 0 | 0 | 0 | 0 | 0 | 0 | 283725.8894 | 0 | 0 | 0 | 0 | 0 | 0 | 0 | 0 | 148983.3894 | 0 | 0 | 0 | 0 | 0 | 0 | 0 | 72472.8749 | 0 | 0 | 0 | 0 | 0 | 0
2016-02-16 19:00 | 0 | 0 | 0 | 0 | 0 | 667158.2224 | 454346 | 0 | 0 | 0 | 1065391.9387 | 0 | 0 | 0 | 0 | 0 | 0 | 329228.6495 | 0 | 0 | 0 | 14660.8583 | 0 | 0 | 0 | 0 | 148983.3894 | 0 | 0 | 0 | 0 | 0 | 0 | 0 | 45502.7602 | 0 | 0 | 0 | 18326.0728 | 0 | 0
2016-02-16 20:00 | 0 | 0 | 0 | 0 | 0 | 678190.957 | 451843 | 0 | 0 | 0 | 1214375.328 | 0 | 0 | 0 | 0 | 0 | 0 | 387775.8927 | 0 | 0 | 0 | 29714.6592 | 0 | 0 | 0 | 0 | 148983.3894 | 0 | 0 | 0 | 0 | 0 | 0 | 0 | 58547.2432 | 0 | 0 | 0 | 18817.3245 | 0 | 0
2016-02-16 21:00 | 0 | 0 | 0 | 0 | 0 | 699944.8998 | 453875 | 0 | 0 | 0 | 1363358.7174 | 0 | 0 | 0 | 0 | 0 | 0 | 466045.0786 | 0 | 0 | 0 | 44768.3999 | 0 | 0 | 0 | 0 | 148983.3894 | 0 | 0 | 0 | 0 | 0 | 0 | 0 | 78269.1859 | 0 | 0 | 0 | 18817.3245 | 0 | 0
2016-02-16 22:00 | 0 | 0 | 0 | 0 | 0 | 677218.3621 | 461734 | 0 | 0 | 0 | 1512342.1068 | 0 | 0 | 0 | 0 | 0 | 0 | 513728.7269 | 0 | 0 | 0 | 59822.0804 | 0 | 0 | 0 | 0 | 148983.3894 | 0 | 0 | 0 | 0 | 0 | 0 | 0 | 47683.6483 | 0 | 0 | 0 | 18817.3245 | 0 | 0
2016-02-16 23:00 | 0 | 0 | 0 | 0 | 26272.5099 | 432570.9921 | 475995 | 0 | 0 | 0 | 1661325.4961 | 0 | 0 | 0 | 0 | 0 | 0 | 382290.5074 | 0 | 0 | 0 | 0 | 0 | 0 | 0 | 0 | 148983.3894 | 0 | 0 | 0 | 0 | 0 | 0 | 0 | -131438.2195 | 0 | 0 | 0 | 0 | 59821.8412 | 0
2016-02-17 | 0 | 0 | 0 | 0 | 349523.4543 | 69040.2261 | 484937 | 0 | 0 | 0 | 1726390.396 | 0 | 0 | 0 | 0 | 0 | 0 | 250852.2879 | 0 | 0 | 0 | 0 | 0 | 0 | 0 | 0 | 65064.8999 | 0 | 0 | 0 | 0 | 0 | 0 | 0 | -131438.2195 | 0 | 0 | 0 | 0 | 0 | 0
2016-02-17 01:00 | 0 | 0 | 0 | 0 | 203600.7109 | 16.6802 | 484039 | 0 | 0 | 0 | 1577407.0066 | 0 | 0 | 0 | 0 | 0 | 0 | 119414.0684 | 0 | 0 | 0 | 0 | 0 | 0 | 0 | 0 | -148983.3894 | 0 | 0 | 0 | 0 | 0 | 0 | 0 | -131438.2195 | 0 | 0 | 0 | 0 | 0 | 0
2016-02-17 02:00 | 0 | 0 | 0 | 0 | 360803.5206 | 0 | 473447 | 0 | 0 | 0 | 1428423.6173 | 0 | 0 | 0 | 0 | 0 | 0 | 155753.9784 | 0 | 0 | 0 | 0 | 0 | 0 | 0 | 0 | -148983.3894 | 0 | 0 | 0 | 0 | 0 | 0 | 0 | 36339.91 | 0 | 0 | 0 | 0 | 0 | 0
2016-02-17 03:00 | 0 | 0 | 0 | 0 | 358365.1374 | 0 | 453437 | 0 | 0 | 0 | 1279440.2279 | 0 | 0 | 0 | 0 | 0 | 0 | 209665.5052 | 0 | 0 | 0 | 0 | 0 | 0 | 0 | 0 | -148983.3894 | 0 | 0 | 0 | 0 | 0 | 0 | 0 | 53911.5268 | 0 | 0 | 0 | 0 | 0 | 0
2016-02-17 04:00 | 0 | 0 | 0 | 0 | 149026.3911 | 0 | 429448 | 0 | 0 | 0 | 1130456.8385 | 0 | 0 | 0 | 0 | 0 | 0 | 78227.2857 | 0 | 0 | 0 | 0 | 0 | 0 | 0 | 0 | -148983.3894 | 0 | 0 | 0 | 0 | 0 | 0 | 0 | -131438.2195 | 0 | 0 | 0 | 0 | 0 | 0
2016-02-17 05:00 | 0 | 0 | 0 | 0 | 380612.7629 | 0 | 409782 | 0 | 0 | 0 | 981473.4492 | 0 | 0 | 0 | 0 | 0 | 0 | 198041.4379 | 0 | 0 | 0 | 0 | 0 | 0 | 0 | 0 | -148983.3894 | 0 | 0 | 0 | 0 | 0 | 0 | 0 | 119814.1522 | 0 | 0 | 0 | 0 | 0 | 0
2016-02-17 06:00 | 0 | 0 | 0 | 0 | 397778.911 | 0 | 396069 | 0 | 0 | 0 | 1114621.5796 | 0 | 0 | 0 | 0 | 0 | 0 | 66603.2184 | 0 | 0 | 0 | 0 | 0 | 0 | 0 | 0 | 133148.1305 | 0 | 0 | 0 | 0 | 0 | 0 | 0 | -131438.2195 | 0 | 0 | 0 | 0 | 0 | 0
2016-02-17 07:00 | 0 | 0 | 0 | 0 | 416475.6652 | 0 | 387846 | 0 | 0 | 0 | 1011813.0253 | 0 | 0 | 0 | 0 | 0 | 0 | 198041.4379 | 0 | 0 | 0 | 0 | 0 | 0 | 0 | 0 | -102808.5543 | 0 | 0 | 0 | 0 | 0 | 0 | 0 | 131438.2195 | 0 | 0 | 0 | 0 | 0 | 0
2016-02-17 08:00 | 0 | 0 | 0 | 0 | 432113.2313 | 0 | 384746 | 0 | 0 | 0 | 927742.0371 | 0 | 0 | 0 | 0 | 0 | 0 | 329479.6574 | 0 | 0 | 0 | 0 | 0 | 0 | 0 | 0 | -84070.9882 | 0 | 0 | 0 | 0 | 0 | 0 | 0 | 131438.2195 | 0 | 0 | 0 | 0 | 0 | 0
2016-02-17 09:00 | 0 | 0 | 0 | 0 | 107486.3911 | 0 | 387908 | 0 | 0 | 0 | 778758.6477 | 0 | 0 | 0 | 0 | 0 | 0 | 198041.4379 | 0 | 0 | 0 | 0 | 0 | 0 | 0 | 0 | -148983.3894 | 0 | 0 | 0 | 0 | 0 | 0 | 0 | -131438.2195 | 0 | 0 | 0 | 0 | 0 | 0
2016-02-17 10:00 | 0 | 0 | 0 | 0 | 439592.4076 | 0 | 402965 | 0 | 0 | 0 | 683947.8359 | 0 | 0 | 0 | 0 | 0 | 0 | 329479.6574 | 0 | 0 | 0 | 0 | 0 | 0 | 0 | 0 | -94810.8119 | 0 | 0 | 0 | 0 | 0 | 0 | 0 | 131438.2195 | 0 | 0 | 0 | 0 | 0 | 0
2016-02-17 11:00 | 0 | 0 | 0 | 0 | 428236.9225 | 0 | 435062 | 0 | 0 | 0 | 743725.9768 | 0 | 0 | 0 | 0 | 0 | 0 | 262876.439 | 0 | 0 | 0 | 0 | 0 | 0 | 0 | 0 | 59778.1409 | 0 | 0 | 0 | 0 | 0 | 0 | 0 | -66603.2184 | 0 | 0 | 0 | 0 | 0 | 0
2016-02-17 12:00 | 0 | 0 | 0 | 0 | 184058.3911 | 0 | 464480 | 0 | 0 | 0 | 594742.5874 | 0 | 0 | 0 | 0 | 0 | 0 | 131438.2195 | 0 | 0 | 0 | 0 | 0 | 0 | 0 | 0 | -148983.3894 | 0 | 0 | 0 | 0 | 0 | 0 | 0 | -131438.2195 | 0 | 0 | 0 | 0 | 0 | 0
2016-02-17 13:00 | 0 | 0 | 0 | 0 | 362734.4799 | 1224.7833 | 472263 | 0 | 0 | 0 | 617877.07 | 0 | 0 | 0 | 0 | 0 | 0 | 0 | 0 | 0 | 0 | 0 | 0 | 0 | 0 | 0 | 23134.4826 | 0 | 0 | 0 | 0 | 0 | 0 | 0 | -131438.2195 | 0 | 0 | 0 | 0 | 0 | 0
2016-02-17 14:00 | 0 | 0 | 0 | 0 | 208295.6756 | 234163.4033 | 470126 | 0 | 0 | 0 | 468893.6807 | 0 | 0 | 0 | 0 | 0 | 0 | 121316.4682 | 0 | 0 | 0 | 0 | 0 | 0 | 0 | 0 | -148983.3894 | 0 | 0 | 0 | 0 | 0 | 0 | 0 | 121316.4682 | 0 | 0 | 0 | 0 | 0 | 0
2016-02-17 15:00 | 0 | 0 | 0 | 0 | 0 | 546630.933 | 465928 | 0 | 0 | 0 | 617877.07 | 0 | 0 | 0 | 0 | 0 | 0 | 53036.0119 | 0 | 0 | 0 | 0 | 0 | 0 | 0 | 0 | 148983.3894 | 0 | 0 | 0 | 0 | 0 | 0 | 0 | -68280.4564 | 0 | 0 | 0 | 0 | 0 | 0
2016-02-17 16:00 | 0 | 0 | 0 | 0 | 0 | 617269.1335 | 460744 | 0 | 0 | 0 | 766860.4594 | 0 | 0 | 0 | 0 | 0 | 0 | 60577.756 | 0 | 0 | 0 | 0 | 0 | 0 | 0 | 0 | 148983.3894 | 0 | 0 | 0 | 0 | 0 | 0 | 0 | 7541.7441 | 0 | 0 | 0 | 0 | 0 | 0
2016-02-17 17:00 | 0 | 0 | 0 | 0 | 0 | 615248.707 | 454129 | 0 | 0 | 0 | 796541.9469 | 0 | 0 | 0 | 0 | 0 | 0 | 192015.9755 | 0 | 0 | 0 | 0 | 0 | 0 | 0 | 0 | 29681.4875 | 0 | 0 | 0 | 0 | 0 | 0 | 0 | 131438.2195 | 0 | 0 | 0 | 0 | 0 | 0
2016-02-17 18:00 | 0 | 0 | 0 | 0 | 0 | 600202.8786 | 450106 | 0 | 0 | 0 | 945525.3362 | 0 | 0 | 0 | 0 | 0 | 0 | 193129.4647 | 0 | 0 | 0 | 0 | 0 | 0 | 0 | 0 | 148983.3894 | 0 | 0 | 0 | 0 | 0 | 0 | 0 | 1113.4892 | 0 | 0 | 0 | 0 | 0 | 0
2016-02-17 19:00 | 0 | 0 | 0 | 0 | 0 | 591154.0476 | 446675 | 0 | 0 | 0 | 958566.1644 | 0 | 0 | 0 | 0 | 0 | 0 | 324567.6842 | 0 | 0 | 0 | 0 | 0 | 0 | 0 | 0 | 13040.8281 | 0 | 0 | 0 | 0 | 0 | 0 | 0 | 131438.2195 | 0 | 0 | 0 | 0 | 0 | 0
2016-02-17 20:00 | 0 | 0 | 0 | 0 | 133190.2798 | 592363.3291 | 445132 | 0 | 0 | 0 | 1107549.5537 | 0 | 0 | 0 | 0 | 0 | 0 | 456005.9037 | 0 | 0 | 0 | 0 | 0 | 0 | 0 | 0 | 148983.3894 | 0 | 0 | 0 | 0 | 0 | 0 | 0 | 131438.2195 | 0 | 0 | 0 | 0 | 0 | 0
2016-02-17 21:00 | 0 | 0 | 0 | 0 | 0 | 588144.4871 | 447514 | 0 | 0 | 0 | 1256532.9431 | 0 | 0 | 0 | 0 | 0 | 0 | 447653.0015 | 0 | 0 | 0 | 0 | 0 | 0 | 0 | 0 | 148983.3894 | 0 | 0 | 0 | 0 | 0 | 0 | 0 | -8352.9022 | 0 | 0 | 0 | 0 | 0 | 0
2016-02-17 22:00 | 0 | 0 | 0 | 0 | 0 | 524385.8018 | 455731 | 0 | 0 | 0 | 1405516.3325 | 0 | 0 | 0 | 0 | 0 | 0 | 367324.4139 | 0 | 0 | 0 | 0 | 0 | 0 | 0 | 0 | 148983.3894 | 0 | 0 | 0 | 0 | 0 | 0 | 0 | -80328.5876 | 0 | 0 | 0 | 0 | 0 | 0
2016-02-17 23:00 | 0 | 0 | 0 | 0 | 0 | 309415.0191 | 471276 | 0 | 0 | 0 | 1375093.5711 | 0 | 0 | 0 | 0 | 0 | 0 | 235886.1944 | 0 | 0 | 0 | 0 | 0 | 0 | 0 | 0 | -30422.7614 | 0 | 0 | 0 | 0 | 0 | 0 | 0 | -131438.2195 | 0 | 0 | 0 | 0 | 0 | 0
2016-02-18 | 0 | 0 | 0 | 0 | 163477.5889 | 39827.8022 | 483727 | 0 | 0 | 0 | 1226110.1817 | 0 | 0 | 0 | 0 | 0 | 0 | 104447.9749 | 0 | 0 | 0 | 0 | 0 | 0 | 0 | 0 | -148983.3894 | 0 | 0 | 0 | 0 | 0 | 0 | 0 | -131438.2195 | 0 | 0 | 0 | 0 | 0 | 0
2016-02-18 01:00 | 0 | 0 | 0 | 0 | 467610.7377 | 2.0924 | 485158 | 0 | 0 | 0 | 1077126.7924 | 0 | 0 | 0 | 0 | 0 | 0 | 235886.1944 | 0 | 0 | 0 | 0 | 0 | 0 | 0 | 0 | -148983.3894 | 0 | 0 | 0 | 0 | 0 | 0 | 0 | 131438.2195 | 0 | 0 | 0 | 0 | 0 | 0
2016-02-18 02:00 | 0 | 0 | 0 | 0 | 494518.1699 | 0 | 476973 | 0 | 0 | 0 | 1226110.1817 | 0 | 0 | 0 | 0 | 0 | 0 | 104447.9749 | 0 | 0 | 0 | 0 | 0 | 0 | 0 | 0 | 148983.3894 | 0 | 0 | 0 | 0 | 0 | 0 | 0 | -131438.2195 | 0 | 0 | 0 | 0 | 0 | 0
2016-02-18 03:00 | 0 | 0 | 0 | 0 | 442027.8301 | 0 | 459573 | 0 | 0 | 0 | 1077126.7924 | 0 | 0 | 0 | 0 | 0 | 0 | 235886.1944 | 0 | 0 | 0 | 0 | 0 | 0 | 0 | 0 | -148983.3894 | 0 | 0 | 0 | 0 | 0 | 0 | 0 | 131438.2195 | 0 | 0 | 0 | 0 | 0 | 0
2016-02-18 04:00 | 0 | 0 | 0 | 0 | 156779.3911 | 0 | 437201 | 0 | 0 | 0 | 928143.403 | 0 | 0 | 0 | 0 | 0 | 0 | 104447.9749 | 0 | 0 | 0 | 0 | 0 | 0 | 0 | 0 | -148983.3894 | 0 | 0 | 0 | 0 | 0 | 0 | 0 | -131438.2195 | 0 | 0 | 0 | 0 | 0 | 0
2016-02-18 05:00 | 0 | 0 | 0 | 0 | 400739.8301 | 0 | 418285 | 0 | 0 | 0 | 779160.0136 | 0 | 0 | 0 | 0 | 0 | 0 | 235886.1944 | 0 | 0 | 0 | 0 | 0 | 0 | 0 | 0 | -148983.3894 | 0 | 0 | 0 | 0 | 0 | 0 | 0 | 131438.2195 | 0 | 0 | 0 | 0 | 0 | 0
2016-02-18 06:00 | 0 | 0 | 0 | 0 | 423844.1699 | 0 | 406299 | 0 | 0 | 0 | 928143.403 | 0 | 0 | 0 | 0 | 0 | 0 | 104447.9749 | 0 | 0 | 0 | 0 | 0 | 0 | 0 | 0 | 148983.3894 | 0 | 0 | 0 | 0 | 0 | 0 | 0 | -131438.2195 | 0 | 0 | 0 | 0 | 0 | 0
2016-02-18 07:00 | 0 | 0 | 0 | 0 | 145883.6357 | 0 | 399315 | 0 | 0 | 0 | 779160.0136 | 0 | 0 | 0 | 0 | 0 | 0 | 0 | 0 | 0 | 0 | 0 | 0 | 0 | 0 | 0 | -148983.3894 | 0 | 0 | 0 | 0 | 0 | 0 | 0 | -104447.9749 | 0 | 0 | 0 | 0 | 0 | 0
2016-02-18 08:00 | 0 | 0 | 0 | 0 | 380135.8301 | 0 | 397681 | 0 | 0 | 0 | 630176.6243 | 0 | 0 | 0 | 0 | 0 | 0 | 131438.2195 | 0 | 0 | 0 | 0 | 0 | 0 | 0 | 0 | -148983.3894 | 0 | 0 | 0 | 0 | 0 | 0 | 0 | 131438.2195 | 0 | 0 | 0 | 0 | 0 | 0
2016-02-18 09:00 | 0 | 0 | 0 | 0 | 418752.1699 | 0 | 401207 | 0 | 0 | 0 | 779160.0136 | 0 | 0 | 0 | 0 | 0 | 0 | 0 | 0 | 0 | 0 | 0 | 0 | 0 | 0 | 0 | 148983.3894 | 0 | 0 | 0 | 0 | 0 | 0 | 0 | -131438.2195 | 0 | 0 | 0 | 0 | 0 | 0
2016-02-18 10:00 | 0 | 0 | 0 | 0 | 267343.6106 | 0 | 416327 | 0 | 0 | 0 | 630176.6243 | 0 | 0 | 0 | 0 | 0 | 0 | 0 | 0 | 0 | 0 | 0 | 0 | 0 | 0 | 0 | -148983.3894 | 0 | 0 | 0 | 0 | 0 | 0 | 0 | 0 | 0 | 0 | 0 | 0 | 0 | 0
2016-02-18 11:00 | 0 | 0 | 0 | 0 | 432798.8301 | 0 | 450344 | 0 | 0 | 0 | 481193.2349 | 0 | 0 | 0 | 0 | 0 | 0 | 131438.2195 | 0 | 0 | 0 | 0 | 0 | 0 | 0 | 0 | -148983.3894 | 0 | 0 | 0 | 0 | 0 | 0 | 0 | 131438.2195 | 0 | 0 | 0 | 0 | 0 | 0
2016-02-18 12:00 | 0 | 0 | 0 | 0 | 496194.1699 | 0 | 478649 | 0 | 0 | 0 | 630176.6243 | 0 | 0 | 0 | 0 | 0 | 0 | 0 | 0 | 0 | 0 | 0 | 0 | 0 | 0 | 0 | 148983.3894 | 0 | 0 | 0 | 0 | 0 | 0 | 0 | -131438.2195 | 0 | 0 | 0 | 0 | 0 | 0
2016-02-18 13:00 | 0 | 0 | 0 | 0 | 463318.4942 | 1602.3359 | 482466 | 0 | 0 | 0 | 481193.2349 | 0 | 0 | 0 | 0 | 0 | 0 | 131438.2195 | 0 | 0 | 0 | 0 | 0 | 0 | 0 | 0 | -148983.3894 | 0 | 0 | 0 | 0 | 0 | 0 | 0 | 131438.2195 | 0 | 0 | 0 | 0 | 0 | 0
2016-02-18 14:00 | 0 | 0 | 0 | 0 | 0 | 208622.4708 | 475884 | 0 | 0 | 0 | 345369.9252 | 0 | 0 | 0 | 0 | 0 | 0 | 0 | 0 | 0 | 0 | 0 | 0 | 0 | 0 | 0 | -135823.3096 | 0 | 0 | 0 | 0 | 0 | 0 | 0 | -131438.2195 | 0 | 0 | 0 | 0 | 0 | 0
2016-02-18 15:00 | 0 | 0 | 0 | 0 | 141792.27 | 475805.1194 | 468614 | 0 | 0 | 0 | 494353.3146 | 0 | 0 | 0 | 0 | 0 | 0 | 0 | 0 | 0 | 0 | 0 | 0 | 0 | 0 | 0 | 148983.3894 | 0 | 0 | 0 | 0 | 0 | 0 | 0 | 0 | 0 | 0 | 0 | 0 | 0 | 0
2016-02-18 16:00 | 0 | 0 | 0 | 0 | 26328.3027 | 582971.0867 | 460316 | 0 | 0 | 0 | 643336.704 | 0 | 0 | 0 | 0 | 0 | 0 | 0 | 0 | 0 | 0 | 0 | 0 | 0 | 0 | 0 | 148983.3894 | 0 | 0 | 0 | 0 | 0 | 0 | 0 | 0 | 0 | 0 | 0 | 0 | 0 | 0
2016-02-18 17:00 | 0 | 0 | 0 | 0 | 116962.1768 | 615736.4321 | 452277 | 0 | 0 | 0 | 792320.0933 | 0 | 0 | 0 | 0 | 0 | 0 | 131438.2195 | 0 | 0 | 0 | 0 | 0 | 0 | 0 | 0 | 148983.3894 | 0 | 0 | 0 | 0 | 0 | 0 | 0 | 131438.2195 | 0 | 0 | 0 | 0 | 0 | 0
2016-02-18 18:00 | 0 | 0 | 0 | 0 | 0 | 604589.2513 | 446581 | 0 | 0 | 0 | 941303.4827 | 0 | 0 | 0 | 0 | 0 | 0 | 140463.0814 | 0 | 0 | 0 | 0 | 0 | 0 | 0 | 0 | 148983.3894 | 0 | 0 | 0 | 0 | 0 | 0 | 0 | 9024.8619 | 0 | 0 | 0 | 0 | 0 | 0
2016-02-18 19:00 | 0 | 0 | 0 | 0 | 0 | 602788.389 | 442689 | 0 | 0 | 0 | 1090286.8721 | 0 | 0 | 0 | 0 | 0 | 0 | 151579.0811 | 0 | 0 | 0 | 0 | 0 | 0 | 0 | 0 | 148983.3894 | 0 | 0 | 0 | 0 | 0 | 0 | 0 | 11115.9996 | 0 | 0 | 0 | 0 | 0 | 0
2016-02-18 20:00 | 0 | 0 | 0 | 0 | 72773.5516 | 615517.0446 | 440034 | 0 | 0 | 0 | 1239270.2615 | 0 | 0 | 0 | 0 | 0 | 0 | 250852.2879 | 0 | 0 | 0 | 0 | 0 | 0 | 0 | 0 | 148983.3894 | 0 | 0 | 0 | 0 | 0 | 0 | 0 | 99273.2069 | 0 | 0 | 0 | 0 | 0 | 0
2016-02-18 21:00 | 0 | 0 | 0 | 0 | 89580.9632 | 632476.6457 | 441636 | 0 | 0 | 0 | 1388253.6508 | 0 | 0 | 0 | 0 | 0 | 0 | 382290.5074 | 0 | 0 | 0 | 0 | 0 | 0 | 0 | 0 | 148983.3894 | 0 | 0 | 0 | 0 | 0 | 0 | 0 | 131438.2195 | 0 | 0 | 0 | 0 | 0 | 0
2016-02-18 22:00 | 0 | 0 | 0 | 0 | 0 | 608428.5952 | 450288 | 0 | 0 | 0 | 1414956.0265 | 0 | 0 | 0 | 0 | 0 | 0 | 513728.7269 | 0 | 0 | 0 | 0 | 0 | 0 | 0 | 0 | 26702.3757 | 0 | 0 | 0 | 0 | 0 | 0 | 0 | 131438.2195 | 0 | 0 | 0 | 0 | 0 | 0
2016-02-18 23:00 | 0 | 0 | 0 | 0 | 0 | 431915.2694 | 467437 | 0 | 0 | 0 | 1510872.5154 | 0 | 0 | 0 | 0 | 0 | 0 | 382290.5074 | 0 | 0 | 0 | 0 | 0 | 0 | 0 | 0 | 95916.4889 | 0 | 0 | 0 | 0 | 0 | 0 | 0 | -131438.2195 | 0 | 0 | 0 | 0 | 0 | 0
2016-02-19 | 0 | 0 | 0 | 0 | 117170.7673 | 82517.6238 | 480110 | 0 | 0 | 0 | 1361889.1261 | 0 | 0 | 0 | 0 | 0 | 0 | 250852.2879 | 0 | 0 | 0 | 0 | 0 | 0 | 0 | 0 | -148983.3894 | 0 | 0 | 0 | 0 | 0 | 0 | 0 | -131438.2195 | 0 | 0 | 0 | 0 | 0 | 0
2016-02-19 01:00 | 0 | 0 | 0 | 0 | 201659.4201 | 24.971 | 482106 | 0 | 0 | 0 | 1212905.7367 | 0 | 0 | 0 | 0 | 0 | 0 | 119414.0684 | 0 | 0 | 0 | 0 | 0 | 0 | 0 | 0 | -148983.3894 | 0 | 0 | 0 | 0 | 0 | 0 | 0 | -131438.2195 | 0 | 0 | 0 | 0 | 0 | 0
2016-02-19 02:00 | 0 | 0 | 0 | 0 | 456849.8301 | 0 | 474395 | 0 | 0 | 0 | 1063922.3473 | 0 | 0 | 0 | 0 | 0 | 0 | 250852.2879 | 0 | 0 | 0 | 0 | 0 | 0 | 0 | 0 | -148983.3894 | 0 | 0 | 0 | 0 | 0 | 0 | 0 | 131438.2195 | 0 | 0 | 0 | 0 | 0 | 0
2016-02-19 03:00 | 0 | 0 | 0 | 0 | 486851.321 | 0 | 457282 | 0 | 0 | 0 | 1212905.7367 | 0 | 0 | 0 | 0 | 0 | 0 | 131438.2195 | 0 | 0 | 0 | 0 | 0 | 0 | 0 | 0 | 148983.3894 | 0 | 0 | 0 | 0 | 0 | 0 | 0 | -119414.0684 | 0 | 0 | 0 | 0 | 0 | 0
2016-02-19 04:00 | 0 | 0 | 0 | 0 | 416576.8301 | 0 | 434122 | 0 | 0 | 0 | 1063922.3473 | 0 | 0 | 0 | 0 | 0 | 0 | 262876.439 | 0 | 0 | 0 | 0 | 0 | 0 | 0 | 0 | -148983.3894 | 0 | 0 | 0 | 0 | 0 | 0 | 0 | 131438.2195 | 0 | 0 | 0 | 0 | 0 | 0
2016-02-19 05:00 | 0 | 0 | 0 | 0 | 134114.3911 | 0 | 414536 | 0 | 0 | 0 | 914938.9579 | 0 | 0 | 0 | 0 | 0 | 0 | 131438.2195 | 0 | 0 | 0 | 0 | 0 | 0 | 0 | 0 | -148983.3894 | 0 | 0 | 0 | 0 | 0 | 0 | 0 | -131438.2195 | 0 | 0 | 0 | 0 | 0 | 0
2016-02-19 06:00 | 0 | 0 | 0 | 0 | 419573.1699 | 0 | 402028 | 0 | 0 | 0 | 1063922.3473 | 0 | 0 | 0 | 0 | 0 | 0 | 0 | 0 | 0 | 0 | 0 | 0 | 0 | 0 | 0 | 148983.3894 | 0 | 0 | 0 | 0 | 0 | 0 | 0 | -131438.2195 | 0 | 0 | 0 | 0 | 0 | 0
2016-02-19 07:00 | 0 | 0 | 0 | 0 | 375851.8301 | 0 | 393397 | 0 | 0 | 0 | 914938.9579 | 0 | 0 | 0 | 0 | 0 | 0 | 131438.2195 | 0 | 0 | 0 | 0 | 0 | 0 | 0 | 0 | -148983.3894 | 0 | 0 | 0 | 0 | 0 | 0 | 0 | 131438.2195 | 0 | 0 | 0 | 0 | 0 | 0
2016-02-19 08:00 | 0 | 0 | 0 | 0 | 108632.3911 | 0 | 389054 | 0 | 0 | 0 | 765955.5686 | 0 | 0 | 0 | 0 | 0 | 0 | 0 | 0 | 0 | 0 | 0 | 0 | 0 | 0 | 0 | -148983.3894 | 0 | 0 | 0 | 0 | 0 | 0 | 0 | -131438.2195 | 0 | 0 | 0 | 0 | 0 | 0
2016-02-19 09:00 | 0 | 0 | 0 | 0 | 374164.8301 | 0 | 391710 | 0 | 0 | 0 | 616972.1792 | 0 | 0 | 0 | 0 | 0 | 0 | 131438.2195 | 0 | 0 | 0 | 0 | 0 | 0 | 0 | 0 | -148983.3894 | 0 | 0 | 0 | 0 | 0 | 0 | 0 | 131438.2195 | 0 | 0 | 0 | 0 | 0 | 0
2016-02-19 10:00 | 0 | 0 | 0 | 0 | 422965.1699 | 0 | 405420 | 0 | 0 | 0 | 765955.5686 | 0 | 0 | 0 | 0 | 0 | 0 | 0 | 0 | 0 | 0 | 0 | 0 | 0 | 0 | 0 | 148983.3894 | 0 | 0 | 0 | 0 | 0 | 0 | 0 | -131438.2195 | 0 | 0 | 0 | 0 | 0 | 0
2016-02-19 11:00 | 0 | 0 | 0 | 0 | 417624.8301 | 0 | 435170 | 0 | 0 | 0 | 616972.1792 | 0 | 0 | 0 | 0 | 0 | 0 | 131438.2195 | 0 | 0 | 0 | 0 | 0 | 0 | 0 | 0 | -148983.3894 | 0 | 0 | 0 | 0 | 0 | 0 | 0 | 131438.2195 | 0 | 0 | 0 | 0 | 0 | 0
2016-02-19 12:00 | 0 | 0 | 0 | 0 | 180109.3911 | 0 | 460531 | 0 | 0 | 0 | 467988.7898 | 0 | 0 | 0 | 0 | 0 | 0 | 0 | 0 | 0 | 0 | 0 | 0 | 0 | 0 | 0 | -148983.3894 | 0 | 0 | 0 | 0 | 0 | 0 | 0 | -131438.2195 | 0 | 0 | 0 | 0 | 0 | 0
2016-02-19 13:00 | 0 | 0 | 0 | 0 | 313078.0932 | 1905.5175 | 463967 | 0 | 0 | 0 | 319005.4005 | 0 | 0 | 0 | 0 | 0 | 0 | 0 | 0 | 0 | 0 | 0 | 0 | 0 | 0 | 0 | -148983.3894 | 0 | 0 | 0 | 0 | 0 | 0 | 0 | 0 | 0 | 0 | 0 | 0 | 0 | 0
2016-02-19 14:00 | 0 | 0 | 0 | 0 | 424365.9878 | 185448.4016 | 460831 | 0 | 0 | 0 | 467988.7898 | 0 | 0 | 0 | 0 | 0 | 0 | 0 | 0 | 0 | 0 | 0 | 0 | 0 | 0 | 0 | 148983.3894 | 0 | 0 | 0 | 0 | 0 | 0 | 0 | 0 | 0 | 0 | 0 | 0 | 0 | 0
2016-02-19 15:00 | 0 | 0 | 0 | 0 | 0 | 530540.2369 | 457400 | 0 | 0 | 0 | 541129.0268 | 0 | 0 | 0 | 0 | 0 | 0 | 0 | 0 | 0 | 0 | 0 | 0 | 0 | 0 | 0 | 73140.2369 | 0 | 0 | 0 | 0 | 0 | 0 | 0 | 0 | 0 | 0 | 0 | 0 | 0 | 0
2016-02-19 16:00 | 0 | 0 | 0 | 0 | 105337.3325 | 626055.2764 | 450971 | 0 | 0 | 0 | 690112.4161 | 0 | 0 | 0 | 0 | 0 | 0 | 131438.2195 | 0 | 0 | 0 | 0 | 0 | 0 | 0 | 0 | 148983.3894 | 0 | 0 | 0 | 0 | 0 | 0 | 0 | 131438.2195 | 0 | 0 | 0 | 0 | 0 | 0
2016-02-19 17:00 | 0 | 0 | 0 | 0 | 0 | 630868.6809 | 444834 | 0 | 0 | 0 | 839095.8055 | 0 | 0 | 0 | 0 | 0 | 0 | 168489.511 | 0 | 0 | 0 | 0 | 0 | 0 | 0 | 0 | 148983.3894 | 0 | 0 | 0 | 0 | 0 | 0 | 0 | 37051.2915 | 0 | 0 | 0 | 0 | 0 | 0
2016-02-19 18:00 | 0 | 0 | 0 | 0 | 0 | 606124.1685 | 439677 | 0 | 0 | 0 | 988079.1949 | 0 | 0 | 0 | 0 | 0 | 0 | 185953.2901 | 0 | 0 | 0 | 0 | 0 | 0 | 0 | 0 | 148983.3894 | 0 | 0 | 0 | 0 | 0 | 0 | 0 | 17463.7791 | 0 | 0 | 0 | 0 | 0 | 0
2016-02-19 19:00 | 0 | 0 | 0 | 0 | 0 | 587413.0292 | 436715 | 0 | 0 | 0 | 1137062.5843 | 0 | 0 | 0 | 0 | 0 | 0 | 187667.93 | 0 | 0 | 0 | 0 | 0 | 0 | 0 | 0 | 148983.3894 | 0 | 0 | 0 | 0 | 0 | 0 | 0 | 1714.6399 | 0 | 0 | 0 | 0 | 0 | 0
2016-02-19 20:00 | 0 | 0 | 0 | 0 | 0 | 585852.0781 | 434312 | 0 | 0 | 0 | 1286045.9736 | 0 | 0 | 0 | 0 | 0 | 0 | 190224.6187 | 0 | 0 | 0 | 0 | 0 | 0 | 0 | 0 | 148983.3894 | 0 | 0 | 0 | 0 | 0 | 0 | 0 | 2556.6887 | 0 | 0 | 0 | 0 | 0 | 0
2016-02-19 21:00 | 0 | 0 | 0 | 0 | 0 | 577384.2177 | 433831 | 0 | 0 | 0 | 1298160.9718 | 0 | 0 | 0 | 0 | 0 | 0 | 321662.8382 | 0 | 0 | 0 | 0 | 0 | 0 | 0 | 0 | 12114.9982 | 0 | 0 | 0 | 0 | 0 | 0 | 0 | 131438.2195 | 0 | 0 | 0 | 0 | 0 | 0
2016-02-19 22:00 | 0 | 0 | 0 | 0 | 0 | 541038.0404 | 438853 | 0 | 0 | 0 | 1447144.3612 | 0 | 0 | 0 | 0 | 0 | 0 | 274864.4892 | 0 | 0 | 0 | 0 | 0 | 0 | 0 | 0 | 148983.3894 | 0 | 0 | 0 | 0 | 0 | 0 | 0 | -46798.349 | 0 | 0 | 0 | 0 | 0 | 0
2016-02-19 23:00 | 0 | 0 | 0 | 0 | 0 | 394566.4471 | 448325 | 0 | 0 | 0 | 1524824.0278 | 0 | 0 | 0 | 0 | 0 | 0 | 143426.2697 | 0 | 0 | 0 | 0 | 0 | 0 | 0 | 0 | 77679.6666 | 0 | 0 | 0 | 0 | 0 | 0 | 0 | -131438.2195 | 0 | 0 | 0 | 0 | 0 | 0
2016-02-20 | 0 | 0 | 0 | 0 | 362142.0282 | 74015.8019 | 453703 | 0 | 0 | 0 | 1375840.6384 | 0 | 0 | 0 | 0 | 0 | 0 | 274864.4892 | 0 | 0 | 0 | 0 | 0 | 0 | 0 | 0 | -148983.3894 | 0 | 0 | 0 | 0 | 0 | 0 | 0 | 131438.2195 | 0 | 0 | 0 | 0 | 0 | 0
2016-02-20 01:00 | 0 | 0 | 0 | 0 | 170394.1707 | 21.2204 | 450837 | 0 | 0 | 0 | 1226857.2491 | 0 | 0 | 0 | 0 | 0 | 0 | 143426.2697 | 0 | 0 | 0 | 0 | 0 | 0 | 0 | 0 | -148983.3894 | 0 | 0 | 0 | 0 | 0 | 0 | 0 | -131438.2195 | 0 | 0 | 0 | 0 | 0 | 0
2016-02-20 02:00 | 0 | 0 | 0 | 0 | 161820.3911 | 0 | 442242 | 0 | 0 | 0 | 1077873.8597 | 0 | 0 | 0 | 0 | 0 | 0 | 11988.0502 | 0 | 0 | 0 | 0 | 0 | 0 | 0 | 0 | -148983.3894 | 0 | 0 | 0 | 0 | 0 | 0 | 0 | -131438.2195 | 0 | 0 | 0 | 0 | 0 | 0
2016-02-20 03:00 | 0 | 0 | 0 | 0 | 410300.8301 | 0 | 427846 | 0 | 0 | 0 | 928890.4703 | 0 | 0 | 0 | 0 | 0 | 0 | 143426.2697 | 0 | 0 | 0 | 0 | 0 | 0 | 0 | 0 | -148983.3894 | 0 | 0 | 0 | 0 | 0 | 0 | 0 | 131438.2195 | 0 | 0 | 0 | 0 | 0 | 0
2016-02-20 04:00 | 0 | 0 | 0 | 0 | 425615.1699 | 0 | 408070 | 0 | 0 | 0 | 1077873.8597 | 0 | 0 | 0 | 0 | 0 | 0 | 11988.0502 | 0 | 0 | 0 | 0 | 0 | 0 | 0 | 0 | 148983.3894 | 0 | 0 | 0 | 0 | 0 | 0 | 0 | -131438.2195 | 0 | 0 | 0 | 0 | 0 | 0
2016-02-20 05:00 | 0 | 0 | 0 | 0 | 371031.8301 | 0 | 388577 | 0 | 0 | 0 | 928890.4703 | 0 | 0 | 0 | 0 | 0 | 0 | 143426.2697 | 0 | 0 | 0 | 0 | 0 | 0 | 0 | 0 | -148983.3894 | 0 | 0 | 0 | 0 | 0 | 0 | 0 | 131438.2195 | 0 | 0 | 0 | 0 | 0 | 0
2016-02-20 06:00 | 0 | 0 | 0 | 0 | 93150.3911 | 0 | 373572 | 0 | 0 | 0 | 779907.081 | 0 | 0 | 0 | 0 | 0 | 0 | 11988.0502 | 0 | 0 | 0 | 0 | 0 | 0 | 0 | 0 | -148983.3894 | 0 | 0 | 0 | 0 | 0 | 0 | 0 | -131438.2195 | 0 | 0 | 0 | 0 | 0 | 0
2016-02-20 07:00 | 0 | 0 | 0 | 0 | 345081.8301 | 0 | 362627 | 0 | 0 | 0 | 630923.6916 | 0 | 0 | 0 | 0 | 0 | 0 | 143426.2697 | 0 | 0 | 0 | 0 | 0 | 0 | 0 | 0 | -148983.3894 | 0 | 0 | 0 | 0 | 0 | 0 | 0 | 131438.2195 | 0 | 0 | 0 | 0 | 0 | 0
2016-02-20 08:00 | 0 | 0 | 0 | 0 | 374097.1699 | 0 | 356552 | 0 | 0 | 0 | 779907.081 | 0 | 0 | 0 | 0 | 0 | 0 | 11988.0502 | 0 | 0 | 0 | 0 | 0 | 0 | 0 | 0 | 148983.3894 | 0 | 0 | 0 | 0 | 0 | 0 | 0 | -131438.2195 | 0 | 0 | 0 | 0 | 0 | 0
2016-02-20 09:00 | 0 | 0 | 0 | 0 | 193046.5604 | 0 | 354018 | 0 | 0 | 0 | 630923.6916 | 0 | 0 | 0 | 0 | 0 | 0 | 0 | 0 | 0 | 0 | 0 | 0 | 0 | 0 | 0 | -148983.3894 | 0 | 0 | 0 | 0 | 0 | 0 | 0 | -11988.0502 | 0 | 0 | 0 | 0 | 0 | 0
2016-02-20 10:00 | 0 | 0 | 0 | 0 | 338805.8301 | 0 | 356351 | 0 | 0 | 0 | 481940.3022 | 0 | 0 | 0 | 0 | 0 | 0 | 131438.2195 | 0 | 0 | 0 | 0 | 0 | 0 | 0 | 0 | -148983.3894 | 0 | 0 | 0 | 0 | 0 | 0 | 0 | 131438.2195 | 0 | 0 | 0 | 0 | 0 | 0
2016-02-20 11:00 | 0 | 0 | 0 | 0 | 85497.3911 | 0 | 365919 | 0 | 0 | 0 | 332956.9128 | 0 | 0 | 0 | 0 | 0 | 0 | 0 | 0 | 0 | 0 | 0 | 0 | 0 | 0 | 0 | -148983.3894 | 0 | 0 | 0 | 0 | 0 | 0 | 0 | -131438.2195 | 0 | 0 | 0 | 0 | 0 | 0
2016-02-20 12:00 | 0 | 0 | 0 | 0 | 526708.3894 | 0 | 377725 | 0 | 0 | 0 | 481940.3022 | 0 | 0 | 0 | 0 | 0 | 0 | 0 | 0 | 0 | 0 | 0 | 0 | 0 | 0 | 0 | 148983.3894 | 0 | 0 | 0 | 0 | 0 | 0 | 0 | 0 | 0 | 0 | 0 | 0 | 0 | 0
2016-02-20 13:00 | 0 | 0 | 0 | 0 | 239393.243 | 1584.3677 | 389961 | 0 | 0 | 0 | 332956.9128 | 0 | 0 | 0 | 0 | 0 | 0 | 0 | 0 | 0 | 0 | 0 | 0 | 0 | 0 | 0 | -148983.3894 | 0 | 0 | 0 | 0 | 0 | 0 | 0 | 0 | 0 | 0 | 0 | 0 | 0 | 0
2016-02-20 14:00 | 0 | 0 | 0 | 0 | 37411.1634 | 213559.4473 | 399954 | 0 | 0 | 0 | 183973.5235 | 0 | 0 | 0 | 0 | 0 | 0 | 0 | 0 | 0 | 0 | 0 | 0 | 0 | 0 | 0 | -148983.3894 | 0 | 0 | 0 | 0 | 0 | 0 | 0 | 0 | 0 | 0 | 0 | 0 | 0 | 0
2016-02-20 15:00 | 0 | 0 | 0 | 0 | 0 | 571539.7139 | 403739 | 0 | 0 | 0 | 332956.9128 | 0 | 0 | 0 | 0 | 0 | 0 | 0 | 0 | 0 | 0 | 15053.8596 | 0 | 0 | 0 | 0 | 148983.3894 | 0 | 0 | 0 | 0 | 0 | 0 | 0 | 0 | 0 | 0 | 0 | 18817.3245 | 0 | 0
2016-02-20 16:00 | 0 | 0 | 0 | 0 | 0 | 570416.7139 | 402616 | 0 | 0 | 0 | 481940.3022 | 0 | 0 | 0 | 0 | 0 | 0 | 0 | 0 | 0 | 0 | 30107.659 | 0 | 0 | 0 | 0 | 148983.3894 | 0 | 0 | 0 | 0 | 0 | 0 | 0 | 0 | 0 | 0 | 0 | 18817.3245 | 0 | 0
2016-02-20 17:00 | 0 | 0 | 0 | 0 | 0 | 687741.7061 | 399046 | 0 | 0 | 0 | 630923.6916 | 0 | 0 | 0 | 0 | 0 | 0 | 120894.9923 | 0 | 0 | 0 | 45161.3981 | 0 | 0 | 0 | 0 | 148983.3894 | 0 | 0 | 0 | 0 | 0 | 0 | 0 | 120894.9923 | 0 | 0 | 0 | 18817.3245 | 0 | 0
2016-02-20 18:00 | 0 | 0 | 0 | 0 | 0 | 664584.4227 | 394304 | 0 | 0 | 0 | 779907.081 | 0 | 0 | 0 | 0 | 0 | 0 | 223374.7011 | 0 | 0 | 0 | 60215.0771 | 0 | 0 | 0 | 0 | 148983.3894 | 0 | 0 | 0 | 0 | 0 | 0 | 0 | 102479.7088 | 0 | 0 | 0 | 18817.3245 | 0 | 0
2016-02-20 19:00 | 0 | 0 | 0 | 0 | 0 | 572620.0931 | 389180 | 0 | 0 | 0 | 928890.4703 | 0 | 0 | 0 | 0 | 0 | 0 | 239014.0804 | 0 | 0 | 0 | 75268.6958 | 0 | 0 | 0 | 0 | 148983.3894 | 0 | 0 | 0 | 0 | 0 | 0 | 0 | 15639.3793 | 0 | 0 | 0 | 18817.3245 | 0 | 0
2016-02-20 20:00 | 0 | 0 | 0 | 0 | 0 | 651848.0932 | 385273 | 0 | 0 | 0 | 1077873.8597 | 0 | 0 | 0 | 0 | 0 | 0 | 337788.4597 | 0 | 0 | 0 | 90322.2543 | 0 | 0 | 0 | 0 | 148983.3894 | 0 | 0 | 0 | 0 | 0 | 0 | 0 | 98774.3793 | 0 | 0 | 0 | 18817.3245 | 0 | 0
2016-02-20 21:00 | 0 | 0 | 0 | 0 | 0 | 659343.5087 | 384806 | 0 | 0 | 0 | 1226857.2491 | 0 | 0 | 0 | 0 | 0 | 0 | 444525.2546 | 0 | 0 | 0 | 105375.7526 | 0 | 0 | 0 | 0 | 148983.3894 | 0 | 0 | 0 | 0 | 0 | 0 | 0 | 106736.7948 | 0 | 0 | 0 | 18817.3245 | 0 | 0
2016-02-20 22:00 | 0 | 0 | 0 | 0 | 0 | 626645.1862 | 389641 | 0 | 0 | 0 | 1375840.6384 | 0 | 0 | 0 | 0 | 0 | 0 | 513728.7269 | 0 | 0 | 0 | 120429.1907 | 0 | 0 | 0 | 0 | 148983.3894 | 0 | 0 | 0 | 0 | 0 | 0 | 0 | 69203.4724 | 0 | 0 | 0 | 18817.3245 | 0 | 0
2016-02-20 23:00 | 0 | 0 | 0 | 0 | 0 | 431154.4957 | 402422 | 0 | 0 | 0 | 1524824.0278 | 0 | 0 | 0 | 0 | 0 | 0 | 463326.4845 | 0 | 0 | 0 | 0 | 0 | 0 | 0 | 0 | 148983.3894 | 0 | 0 | 0 | 0 | 0 | 0 | 0 | -50402.2425 | 0 | 0 | 0 | 0 | 120428.709 | 0
2016-02-21 | 0 | 0 | 0 | 0 | 48455.8079 | 81833.5832 | 410711 | 0 | 0 | 0 | 1375840.6384 | 0 | 0 | 0 | 0 | 0 | 0 | 331888.2649 | 0 | 0 | 0 | 0 | 0 | 0 | 0 | 0 | -148983.3894 | 0 | 0 | 0 | 0 | 0 | 0 | 0 | -131438.2195 | 0 | 0 | 0 | 0 | 0 | 0
2016-02-21 01:00 | 0 | 0 | 0 | 0 | 129697.4201 | 24.971 | 410144 | 0 | 0 | 0 | 1226857.2491 | 0 | 0 | 0 | 0 | 0 | 0 | 200450.0454 | 0 | 0 | 0 | 0 | 0 | 0 | 0 | 0 | -148983.3894 | 0 | 0 | 0 | 0 | 0 | 0 | 0 | -131438.2195 | 0 | 0 | 0 | 0 | 0 | 0
2016-02-21 02:00 | 0 | 0 | 0 | 0 | 560197.2122 | 0 | 404838 | 0 | 0 | 0 | 1250778.2418 | 0 | 0 | 0 | 0 | 0 | 0 | 331888.2649 | 0 | 0 | 0 | 0 | 0 | 0 | 0 | 0 | 23920.9927 | 0 | 0 | 0 | 0 | 0 | 0 | 0 | 131438.2195 | 0 | 0 | 0 | 0 | 0 | 0
2016-02-21 03:00 | 0 | 0 | 0 | 0 | 113467.3911 | 0 | 393889 | 0 | 0 | 0 | 1101794.8524 | 0 | 0 | 0 | 0 | 0 | 0 | 200450.0454 | 0 | 0 | 0 | 0 | 0 | 0 | 0 | 0 | -148983.3894 | 0 | 0 | 0 | 0 | 0 | 0 | 0 | -131438.2195 | 0 | 0 | 0 | 0 | 0 | 0
2016-02-21 04:00 | 0 | 0 | 0 | 0 | 97958.3911 | 0 | 378380 | 0 | 0 | 0 | 952811.463 | 0 | 0 | 0 | 0 | 0 | 0 | 69011.8259 | 0 | 0 | 0 | 0 | 0 | 0 | 0 | 0 | -148983.3894 | 0 | 0 | 0 | 0 | 0 | 0 | 0 | -131438.2195 | 0 | 0 | 0 | 0 | 0 | 0
2016-02-21 05:00 | 0 | 0 | 0 | 0 | 469213.1339 | 0 | 362368 | 0 | 0 | 0 | 928218.3774 | 0 | 0 | 0 | 0 | 0 | 0 | 200450.0454 | 0 | 0 | 0 | 0 | 0 | 0 | 0 | 0 | -24593.0857 | 0 | 0 | 0 | 0 | 0 | 0 | 0 | 131438.2195 | 0 | 0 | 0 | 0 | 0 | 0
2016-02-21 06:00 | 0 | 0 | 0 | 0 | 367490.1699 | 0 | 349945 | 0 | 0 | 0 | 1077201.7667 | 0 | 0 | 0 | 0 | 0 | 0 | 69011.8259 | 0 | 0 | 0 | 0 | 0 | 0 | 0 | 0 | 148983.3894 | 0 | 0 | 0 | 0 | 0 | 0 | 0 | -131438.2195 | 0 | 0 | 0 | 0 | 0 | 0
2016-02-21 07:00 | 0 | 0 | 0 | 0 | 451295.791 | 0 | 340082 | 0 | 0 | 0 | 1056977.3382 | 0 | 0 | 0 | 0 | 0 | 0 | 200450.0454 | 0 | 0 | 0 | 0 | 0 | 0 | 0 | 0 | -20224.4285 | 0 | 0 | 0 | 0 | 0 | 0 | 0 | 131438.2195 | 0 | 0 | 0 | 0 | 0 | 0
2016-02-21 08:00 | 0 | 0 | 0 | 0 | 54535.3911 | 0 | 334957 | 0 | 0 | 0 | 907993.9489 | 0 | 0 | 0 | 0 | 0 | 0 | 69011.8259 | 0 | 0 | 0 | 0 | 0 | 0 | 0 | 0 | -148983.3894 | 0 | 0 | 0 | 0 | 0 | 0 | 0 | -131438.2195 | 0 | 0 | 0 | 0 | 0 | 0
2016-02-21 09:00 | 0 | 0 | 0 | 0 | 114896.7847 | 0 | 332892 | 0 | 0 | 0 | 759010.5595 | 0 | 0 | 0 | 0 | 0 | 0 | 0 | 0 | 0 | 0 | 0 | 0 | 0 | 0 | 0 | -148983.3894 | 0 | 0 | 0 | 0 | 0 | 0 | 0 | -69011.8259 | 0 | 0 | 0 | 0 | 0 | 0
2016-02-21 10:00 | 0 | 0 | 0 | 0 | 441435.2176 | 0 | 334852 | 0 | 0 | 0 | 734155.5576 | 0 | 0 | 0 | 0 | 0 | 0 | 131438.2195 | 0 | 0 | 0 | 0 | 0 | 0 | 0 | 0 | -24855.0019 | 0 | 0 | 0 | 0 | 0 | 0 | 0 | 131438.2195 | 0 | 0 | 0 | 0 | 0 | 0
2016-02-21 11:00 | 0 | 0 | 0 | 0 | 61187.3911 | 0 | 341609 | 0 | 0 | 0 | 585172.1682 | 0 | 0 | 0 | 0 | 0 | 0 | 0 | 0 | 0 | 0 | 0 | 0 | 0 | 0 | 0 | -148983.3894 | 0 | 0 | 0 | 0 | 0 | 0 | 0 | -131438.2195 | 0 | 0 | 0 | 0 | 0 | 0
2016-02-21 12:00 | 0 | 0 | 0 | 0 | 401763.9019 | 0 | 351690 | 0 | 0 | 0 | 503807.8506 | 0 | 0 | 0 | 0 | 0 | 0 | 131438.2195 | 0 | 0 | 0 | 0 | 0 | 0 | 0 | 0 | -81364.3176 | 0 | 0 | 0 | 0 | 0 | 0 | 0 | 131438.2195 | 0 | 0 | 0 | 0 | 0 | 0
2016-02-21 13:00 | 0 | 0 | 0 | 0 | 361780.1104 | 655.6142 | 363583 | 0 | 0 | 0 | 502660.5751 | 0 | 0 | 0 | 0 | 0 | 0 | 131438.2195 | 0 | 0 | 0 | 0 | 0 | 0 | 0 | 0 | -1147.2755 | 0 | 0 | 0 | 0 | 0 | 0 | 0 | 0 | 0 | 0 | 0 | 0 | 0 | 0
2016-02-21 14:00 | 0 | 0 | 0 | 0 | 0 | 170090.9597 | 376732 | 0 | 0 | 0 | 427457.7544 | 0 | 0 | 0 | 0 | 0 | 0 | 0 | 0 | 0 | 0 | 0 | 0 | 0 | 0 | 0 | -75202.8208 | 0 | 0 | 0 | 0 | 0 | 0 | 0 | -131438.2195 | 0 | 0 | 0 | 0 | 0 | 0
2016-02-21 15:00 | 0 | 0 | 0 | 0 | 0 | 545851.9522 | 383921 | 0 | 0 | 0 | 576441.1437 | 0 | 0 | 0 | 0 | 0 | 0 | 0 | 0 | 0 | 0 | 10358.0503 | 0 | 0 | 0 | 0 | 148983.3894 | 0 | 0 | 0 | 0 | 0 | 0 | 0 | 0 | 0 | 0 | 0 | 12947.5629 | 0 | 0
2016-02-21 16:00 | 0 | 0 | 0 | 0 | 0 | 593877.6952 | 387634 | 0 | 0 | 0 | 725424.5331 | 0 | 0 | 0 | 0 | 0 | 0 | 38442.9814 | 0 | 0 | 0 | 25411.8684 | 0 | 0 | 0 | 0 | 148983.3894 | 0 | 0 | 0 | 0 | 0 | 0 | 0 | 38442.9814 | 0 | 0 | 0 | 18817.3245 | 0 | 0
2016-02-21 17:00 | 0 | 0 | 0 | 0 | 0 | 644196.8744 | 389435 | 0 | 0 | 0 | 874407.9225 | 0 | 0 | 0 | 0 | 0 | 0 | 125404.1419 | 0 | 0 | 0 | 40465.6264 | 0 | 0 | 0 | 0 | 148983.3894 | 0 | 0 | 0 | 0 | 0 | 0 | 0 | 86961.1606 | 0 | 0 | 0 | 18817.3245 | 0 | 0
2016-02-21 18:00 | 0 | 0 | 0 | 0 | 0 | 633569.7143 | 388620 | 0 | 0 | 0 | 1023391.3118 | 0 | 0 | 0 | 0 | 0 | 0 | 202553.1424 | 0 | 0 | 0 | 55519.3241 | 0 | 0 | 0 | 0 | 148983.3894 | 0 | 0 | 0 | 0 | 0 | 0 | 0 | 77149.0004 | 0 | 0 | 0 | 18817.3245 | 0 | 0
2016-02-21 19:00 | 0 | 0 | 0 | 0 | 0 | 625842.1178 | 386747 | 0 | 0 | 0 | 1172374.7012 | 0 | 0 | 0 | 0 | 0 | 0 | 273847.5463 | 0 | 0 | 0 | 70572.9616 | 0 | 0 | 0 | 0 | 148983.3894 | 0 | 0 | 0 | 0 | 0 | 0 | 0 | 71294.4039 | 0 | 0 | 0 | 18817.3245 | 0 | 0
2016-02-21 20:00 | 0 | 0 | 0 | 0 | 0 | 633797.6117 | 386428 | 0 | 0 | 0 | 1321358.0906 | 0 | 0 | 0 | 0 | 0 | 0 | 353416.4441 | 0 | 0 | 0 | 85626.5389 | 0 | 0 | 0 | 0 | 148983.3894 | 0 | 0 | 0 | 0 | 0 | 0 | 0 | 79568.8978 | 0 | 0 | 0 | 18817.3245 | 0 | 0
2016-02-21 21:00 | 0 | 0 | 0 | 0 | 0 | 645051.8312 | 389231 | 0 | 0 | 0 | 1470341.48 | 0 | 0 | 0 | 0 | 0 | 0 | 441436.5615 | 0 | 0 | 0 | 100680.056 | 0 | 0 | 0 | 0 | 148983.3894 | 0 | 0 | 0 | 0 | 0 | 0 | 0 | 88020.1174 | 0 | 0 | 0 | 18817.3245 | 0 | 0
2016-02-21 22:00 | 0 | 0 | 0 | 0 | 0 | 637929.8793 | 397837 | 0 | 0 | 0 | 1619324.8693 | 0 | 0 | 0 | 0 | 0 | 0 | 513728.7269 | 0 | 0 | 0 | 115733.5128 | 0 | 0 | 0 | 0 | 148983.3894 | 0 | 0 | 0 | 0 | 0 | 0 | 0 | 72292.1654 | 0 | 0 | 0 | 18817.3245 | 0 | 0
2016-02-21 23:00 | 0 | 0 | 0 | 0 | 0 | 471614.5144 | 412587 | 0 | 0 | 0 | 1768308.2587 | 0 | 0 | 0 | 0 | 0 | 0 | 490898.0209 | 0 | 0 | 0 | 0 | 0 | 0 | 0 | 0 | 148983.3894 | 0 | 0 | 0 | 0 | 0 | 0 | 0 | -22830.706 | 0 | 0 | 0 | 0 | 115733.0499 | 0
2016-02-22 | 0 | 0 | 0 | 0 | 40567.5355 | 103644.8556 | 424634 | 0 | 0 | 0 | 1619324.8693 | 0 | 0 | 0 | 0 | 0 | 0 | 359459.8014 | 0 | 0 | 0 | 0 | 0 | 0 | 0 | 0 | -148983.3894 | 0 | 0 | 0 | 0 | 0 | 0 | 0 | -131438.2195 | 0 | 0 | 0 | 0 | 0 | 0
2016-02-22 01:00 | 0 | 0 | 0 | 0 | 373225.08 | 44.9083 | 425052 | 0 | 0 | 0 | 1470341.48 | 0 | 0 | 0 | 0 | 0 | 0 | 456661.179 | 0 | 0 | 0 | 0 | 0 | 0 | 0 | 0 | -148983.3894 | 0 | 0 | 0 | 0 | 0 | 0 | 0 | 97201.3777 | 0 | 0 | 0 | 0 | 0 | 0
2016-02-22 02:00 | 0 | 0 | 0 | 0 | 137455.3911 | 0 | 417877 | 0 | 0 | 0 | 1321358.0906 | 0 | 0 | 0 | 0 | 0 | 0 | 325222.9595 | 0 | 0 | 0 | 0 | 0 | 0 | 0 | 0 | -148983.3894 | 0 | 0 | 0 | 0 | 0 | 0 | 0 | -131438.2195 | 0 | 0 | 0 | 0 | 0 | 0
2016-02-22 03:00 | 0 | 0 | 0 | 0 | 369821.5743 | 0 | 403748 | 0 | 0 | 0 | 1172374.7012 | 0 | 0 | 0 | 0 | 0 | 0 | 440279.9232 | 0 | 0 | 0 | 0 | 0 | 0 | 0 | 0 | -148983.3894 | 0 | 0 | 0 | 0 | 0 | 0 | 0 | 115056.9636 | 0 | 0 | 0 | 0 | 0 | 0
2016-02-22 04:00 | 0 | 0 | 0 | 0 | 364719.073 | 0 | 384325 | 0 | 0 | 0 | 1284206.9937 | 0 | 0 | 0 | 0 | 0 | 0 | 308841.7037 | 0 | 0 | 0 | 0 | 0 | 0 | 0 | 0 | 111832.2925 | 0 | 0 | 0 | 0 | 0 | 0 | 0 | -131438.2195 | 0 | 0 | 0 | 0 | 0 | 0
2016-02-22 05:00 | 0 | 0 | 0 | 0 | 359933.5209 | 0 | 366010 | 0 | 0 | 0 | 1146692.2951 | 0 | 0 | 0 | 0 | 0 | 0 | 440279.9232 | 0 | 0 | 0 | 0 | 0 | 0 | 0 | 0 | -137514.6986 | 0 | 0 | 0 | 0 | 0 | 0 | 0 | 131438.2195 | 0 | 0 | 0 | 0 | 0 | 0
2016-02-22 06:00 | 0 | 0 | 0 | 0 | 352476.3334 | 0 | 353139 | 0 | 0 | 0 | 1277467.848 | 0 | 0 | 0 | 0 | 0 | 0 | 308841.7037 | 0 | 0 | 0 | 0 | 0 | 0 | 0 | 0 | 130775.5529 | 0 | 0 | 0 | 0 | 0 | 0 | 0 | -131438.2195 | 0 | 0 | 0 | 0 | 0 | 0
2016-02-22 07:00 | 0 | 0 | 0 | 0 | 64460.3911 | 0 | 344882 | 0 | 0 | 0 | 1128484.4587 | 0 | 0 | 0 | 0 | 0 | 0 | 177403.4842 | 0 | 0 | 0 | 0 | 0 | 0 | 0 | 0 | -148983.3894 | 0 | 0 | 0 | 0 | 0 | 0 | 0 | -131438.2195 | 0 | 0 | 0 | 0 | 0 | 0
2016-02-22 08:00 | 0 | 0 | 0 | 0 | 329081.2856 | 0 | 341726 | 0 | 0 | 0 | 984401.5247 | 0 | 0 | 0 | 0 | 0 | 0 | 308841.7037 | 0 | 0 | 0 | 0 | 0 | 0 | 0 | 0 | -144082.9339 | 0 | 0 | 0 | 0 | 0 | 0 | 0 | 131438.2195 | 0 | 0 | 0 | 0 | 0 | 0
2016-02-22 09:00 | 0 | 0 | 0 | 0 | 309798.179 | 0 | 345837 | 0 | 0 | 0 | 835418.1354 | 0 | 0 | 0 | 0 | 0 | 0 | 421786.272 | 0 | 0 | 0 | 0 | 0 | 0 | 0 | 0 | -148983.3894 | 0 | 0 | 0 | 0 | 0 | 0 | 0 | 112944.5684 | 0 | 0 | 0 | 0 | 0 | 0
2016-02-22 10:00 | 0 | 0 | 0 | 0 | 289620.2662 | 0 | 360995 | 0 | 0 | 0 | 895481.6211 | 0 | 0 | 0 | 0 | 0 | 0 | 290348.0525 | 0 | 0 | 0 | 0 | 0 | 0 | 0 | 0 | 60063.4857 | 0 | 0 | 0 | 0 | 0 | 0 | 0 | -131438.2195 | 0 | 0 | 0 | 0 | 0 | 0
2016-02-22 11:00 | 0 | 0 | 0 | 0 | 271712.4933 | 0 | 392795 | 0 | 0 | 0 | 746498.2317 | 0 | 0 | 0 | 0 | 0 | 0 | 318248.9352 | 0 | 0 | 0 | 0 | 0 | 0 | 0 | 0 | -148983.3894 | 0 | 0 | 0 | 0 | 0 | 0 | 0 | 27900.8826 | 0 | 0 | 0 | 0 | 0 | 0
2016-02-22 12:00 | 0 | 0 | 0 | 0 | 255198.8255 | 0 | 421725 | 0 | 0 | 0 | 711410.2767 | 0 | 0 | 0 | 0 | 0 | 0 | 186810.7157 | 0 | 0 | 0 | 0 | 0 | 0 | 0 | 0 | -35087.955 | 0 | 0 | 0 | 0 | 0 | 0 | 0 | -131438.2195 | 0 | 0 | 0 | 0 | 0 | 0
2016-02-22 13:00 | 0 | 0 | 0 | 0 | 217971.5637 | 2876.7187 | 434072 | 0 | 0 | 0 | 562426.8873 | 0 | 0 | 0 | 0 | 0 | 0 | 122570.3874 | 0 | 0 | 0 | 0 | 0 | 0 | 0 | 0 | -148983.3894 | 0 | 0 | 0 | 0 | 0 | 0 | 0 | -64240.3283 | 0 | 0 | 0 | 0 | 0 | 0
2016-02-22 14:00 | 0 | 0 | 0 | 0 | 55679.3058 | 197629.1766 | 439407 | 0 | 0 | 0 | 413443.4979 | 0 | 0 | 0 | 0 | 0 | 0 | 85455.2591 | 0 | 0 | 0 | 0 | 0 | 0 | 0 | 0 | -148983.3894 | 0 | 0 | 0 | 0 | 0 | 0 | 0 | -37115.1283 | 0 | 0 | 0 | 0 | 0 | 0
2016-02-22 15:00 | 0 | 0 | 0 | 0 | 0 | 533508.011 | 442540 | 0 | 0 | 0 | 562426.8873 | 0 | 0 | 0 | 0 | 0 | 0 | 27439.8807 | 0 | 0 | 0 | 0 | 0 | 0 | 0 | 0 | 148983.3894 | 0 | 0 | 0 | 0 | 0 | 0 | 0 | -58015.3784 | 0 | 0 | 0 | 0 | 0 | 0
2016-02-22 16:00 | 0 | 0 | 0 | 0 | 90107.0409 | 631664.5679 | 441350 | 0 | 0 | 0 | 711410.2767 | 0 | 0 | 0 | 0 | 0 | 0 | 158878.1002 | 0 | 0 | 0 | 0 | 0 | 0 | 0 | 0 | 148983.3894 | 0 | 0 | 0 | 0 | 0 | 0 | 0 | 131438.2195 | 0 | 0 | 0 | 0 | 0 | 0
2016-02-22 17:00 | 0 | 0 | 0 | 0 | 0 | 635221.2559 | 438115 | 0 | 0 | 0 | 860393.666 | 0 | 0 | 0 | 0 | 0 | 0 | 207000.9667 | 0 | 0 | 0 | 0 | 0 | 0 | 0 | 0 | 148983.3894 | 0 | 0 | 0 | 0 | 0 | 0 | 0 | 48122.8665 | 0 | 0 | 0 | 0 | 0 | 0
2016-02-22 18:00 | 0 | 0 | 0 | 0 | 0 | 618236.6285 | 435252 | 0 | 0 | 0 | 1009377.0554 | 0 | 0 | 0 | 0 | 0 | 0 | 241002.2059 | 0 | 0 | 0 | 0 | 0 | 0 | 0 | 0 | 148983.3894 | 0 | 0 | 0 | 0 | 0 | 0 | 0 | 34001.2392 | 0 | 0 | 0 | 0 | 0 | 0
2016-02-22 19:00 | 0 | 0 | 0 | 0 | 0 | 600314.4772 | 432459 | 0 | 0 | 0 | 1045794.3131 | 0 | 0 | 0 | 0 | 0 | 0 | 372440.4254 | 0 | 0 | 0 | 0 | 0 | 0 | 0 | 0 | 36417.2577 | 0 | 0 | 0 | 0 | 0 | 0 | 0 | 131438.2195 | 0 | 0 | 0 | 0 | 0 | 0
2016-02-22 20:00 | 0 | 0 | 0 | 0 | 0 | 592973.2542 | 429886 | 0 | 0 | 0 | 1194777.7025 | 0 | 0 | 0 | 0 | 0 | 0 | 386544.2903 | 0 | 0 | 0 | 0 | 0 | 0 | 0 | 0 | 148983.3894 | 0 | 0 | 0 | 0 | 0 | 0 | 0 | 14103.8649 | 0 | 0 | 0 | 0 | 0 | 0
2016-02-22 21:00 | 0 | 0 | 0 | 0 | 0 | 576397.6065 | 431668 | 0 | 0 | 0 | 1343761.0919 | 0 | 0 | 0 | 0 | 0 | 0 | 382290.5074 | 0 | 0 | 0 | 0 | 0 | 0 | 0 | 0 | 148983.3894 | 0 | 0 | 0 | 0 | 0 | 0 | 0 | -4253.7829 | 0 | 0 | 0 | 0 | 0 | 0
2016-02-22 22:00 | 0 | 0 | 0 | 0 | 0 | 532847.8122 | 438908 | 0 | 0 | 0 | 1306262.6846 | 0 | 0 | 0 | 0 | 0 | 0 | 513728.7269 | 0 | 0 | 0 | 0 | 0 | 0 | 0 | 0 | -37498.4073 | 0 | 0 | 0 | 0 | 0 | 0 | 0 | 131438.2195 | 0 | 0 | 0 | 0 | 0 | 0
2016-02-22 23:00 | 0 | 0 | 0 | 0 | 74319.62 | 398350.5498 | 455125 | 0 | 0 | 0 | 1455246.074 | 0 | 0 | 0 | 0 | 0 | 0 | 382290.5074 | 0 | 0 | 0 | 0 | 0 | 0 | 0 | 0 | 148983.3894 | 0 | 0 | 0 | 0 | 0 | 0 | 0 | -131438.2195 | 0 | 0 | 0 | 0 | 0 | 0
2016-02-23 | 0 | 0 | 0 | 0 | 77478.7915 | 108424.5996 | 466325 | 0 | 0 | 0 | 1306262.6846 | 0 | 0 | 0 | 0 | 0 | 0 | 250852.2879 | 0 | 0 | 0 | 0 | 0 | 0 | 0 | 0 | -148983.3894 | 0 | 0 | 0 | 0 | 0 | 0 | 0 | -131438.2195 | 0 | 0 | 0 | 0 | 0 | 0
2016-02-23 01:00 | 0 | 0 | 0 | 0 | 448167.0152 | 56.851 | 465317 | 0 | 0 | 0 | 1157731.3312 | 0 | 0 | 0 | 0 | 0 | 0 | 382290.5074 | 0 | 0 | 0 | 0 | 0 | 0 | 0 | 0 | -148531.3533 | 0 | 0 | 0 | 0 | 0 | 0 | 0 | 131438.2195 | 0 | 0 | 0 | 0 | 0 | 0
2016-02-23 02:00 | 0 | 0 | 0 | 0 | 174809.3911 | 0 | 455231 | 0 | 0 | 0 | 1008747.9419 | 0 | 0 | 0 | 0 | 0 | 0 | 250852.2879 | 0 | 0 | 0 | 0 | 0 | 0 | 0 | 0 | -148983.3894 | 0 | 0 | 0 | 0 | 0 | 0 | 0 | -131438.2195 | 0 | 0 | 0 | 0 | 0 | 0
2016-02-23 03:00 | 0 | 0 | 0 | 0 | 470909.25 | 0 | 436595 | 0 | 0 | 0 | 911623.9723 | 0 | 0 | 0 | 0 | 0 | 0 | 382290.5074 | 0 | 0 | 0 | 0 | 0 | 0 | 0 | 0 | -97123.9695 | 0 | 0 | 0 | 0 | 0 | 0 | 0 | 131438.2195 | 0 | 0 | 0 | 0 | 0 | 0
2016-02-23 04:00 | 0 | 0 | 0 | 0 | 131879.3911 | 0 | 412301 | 0 | 0 | 0 | 762640.583 | 0 | 0 | 0 | 0 | 0 | 0 | 250852.2879 | 0 | 0 | 0 | 0 | 0 | 0 | 0 | 0 | -148983.3894 | 0 | 0 | 0 | 0 | 0 | 0 | 0 | -131438.2195 | 0 | 0 | 0 | 0 | 0 | 0
2016-02-23 05:00 | 0 | 0 | 0 | 0 | 440490.1836 | 0 | 391289 | 0 | 0 | 0 | 680403.5471 | 0 | 0 | 0 | 0 | 0 | 0 | 382290.5074 | 0 | 0 | 0 | 0 | 0 | 0 | 0 | 0 | -82237.0359 | 0 | 0 | 0 | 0 | 0 | 0 | 0 | 131438.2195 | 0 | 0 | 0 | 0 | 0 | 0
2016-02-23 06:00 | 0 | 0 | 0 | 0 | 394018.1699 | 0 | 376473 | 0 | 0 | 0 | 829386.9365 | 0 | 0 | 0 | 0 | 0 | 0 | 250852.2879 | 0 | 0 | 0 | 0 | 0 | 0 | 0 | 0 | 148983.3894 | 0 | 0 | 0 | 0 | 0 | 0 | 0 | -131438.2195 | 0 | 0 | 0 | 0 | 0 | 0
2016-02-23 07:00 | 0 | 0 | 0 | 0 | 435549.213 | 0 | 366921 | 0 | 0 | 0 | 766576.9299 | 0 | 0 | 0 | 0 | 0 | 0 | 382290.5074 | 0 | 0 | 0 | 0 | 0 | 0 | 0 | 0 | -62810.0065 | 0 | 0 | 0 | 0 | 0 | 0 | 0 | 131438.2195 | 0 | 0 | 0 | 0 | 0 | 0
2016-02-23 08:00 | 0 | 0 | 0 | 0 | 81728.3911 | 0 | 362150 | 0 | 0 | 0 | 617593.5406 | 0 | 0 | 0 | 0 | 0 | 0 | 250852.2879 | 0 | 0 | 0 | 0 | 0 | 0 | 0 | 0 | -148983.3894 | 0 | 0 | 0 | 0 | 0 | 0 | 0 | -131438.2195 | 0 | 0 | 0 | 0 | 0 | 0
2016-02-23 09:00 | 0 | 0 | 0 | 0 | 436711.0532 | 0 | 364236 | 0 | 0 | 0 | 558630.3742 | 0 | 0 | 0 | 0 | 0 | 0 | 382290.5074 | 0 | 0 | 0 | 0 | 0 | 0 | 0 | 0 | -58963.1663 | 0 | 0 | 0 | 0 | 0 | 0 | 0 | 131438.2195 | 0 | 0 | 0 | 0 | 0 | 0
2016-02-23 10:00 | 0 | 0 | 0 | 0 | 97020.3911 | 0 | 377442 | 0 | 0 | 0 | 409646.9849 | 0 | 0 | 0 | 0 | 0 | 0 | 250852.2879 | 0 | 0 | 0 | 0 | 0 | 0 | 0 | 0 | -148983.3894 | 0 | 0 | 0 | 0 | 0 | 0 | 0 | -131438.2195 | 0 | 0 | 0 | 0 | 0 | 0
2016-02-23 11:00 | 0 | 0 | 0 | 0 | 440995.5916 | 0 | 409522 | 0 | 0 | 0 | 558630.3742 | 0 | 0 | 0 | 0 | 0 | 0 | 133342.4901 | 0 | 0 | 0 | 0 | 0 | 0 | 0 | 0 | 148983.3894 | 0 | 0 | 0 | 0 | 0 | 0 | 0 | -117509.7978 | 0 | 0 | 0 | 0 | 0 | 0
2016-02-23 12:00 | 0 | 0 | 0 | 0 | 156795.3911 | 0 | 437217 | 0 | 0 | 0 | 409646.9849 | 0 | 0 | 0 | 0 | 0 | 0 | 1904.2706 | 0 | 0 | 0 | 0 | 0 | 0 | 0 | 0 | -148983.3894 | 0 | 0 | 0 | 0 | 0 | 0 | 0 | -131438.2195 | 0 | 0 | 0 | 0 | 0 | 0
2016-02-23 13:00 | 0 | 0 | 0 | 0 | 431654.3356 | 2575.5112 | 448790 | 0 | 0 | 0 | 265552.8827 | 0 | 0 | 0 | 0 | 0 | 0 | 131438.2195 | 0 | 0 | 0 | 0 | 0 | 0 | 0 | 0 | -144094.1021 | 0 | 0 | 0 | 0 | 0 | 0 | 0 | 129533.9489 | 0 | 0 | 0 | 0 | 0 | 0
2016-02-23 14:00 | 0 | 0 | 0 | 0 | 0 | 175375.9905 | 455082 | 0 | 0 | 0 | 117285.0927 | 0 | 0 | 0 | 0 | 0 | 0 | 0 | 0 | 0 | 0 | 0 | 0 | 0 | 0 | 0 | -148267.79 | 0 | 0 | 0 | 0 | 0 | 0 | 0 | -131438.2195 | 0 | 0 | 0 | 0 | 0 | 0
2016-02-23 15:00 | 0 | 0 | 0 | 0 | 68612.1675 | 539515.2218 | 459144 | 0 | 0 | 0 | 266268.4821 | 0 | 0 | 0 | 0 | 0 | 0 | 0 | 0 | 0 | 0 | 0 | 0 | 0 | 0 | 0 | 148983.3894 | 0 | 0 | 0 | 0 | 0 | 0 | 0 | 0 | 0 | 0 | 0 | 0 | 0 | 0
2016-02-23 16:00 | 0 | 0 | 0 | 0 | 0 | 628018.3801 | 458114 | 0 | 0 | 0 | 415251.8714 | 0 | 0 | 0 | 0 | 0 | 0 | 20920.9908 | 0 | 0 | 0 | 0 | 0 | 0 | 0 | 0 | 148983.3894 | 0 | 0 | 0 | 0 | 0 | 0 | 0 | 20920.9908 | 0 | 0 | 0 | 0 | 0 | 0
2016-02-23 17:00 | 0 | 0 | 0 | 0 | 89171.5553 | 646797.0536 | 455547 | 0 | 0 | 0 | 564235.2608 | 0 | 0 | 0 | 0 | 0 | 0 | 152359.2103 | 0 | 0 | 0 | 0 | 0 | 0 | 0 | 0 | 148983.3894 | 0 | 0 | 0 | 0 | 0 | 0 | 0 | 131438.2195 | 0 | 0 | 0 | 0 | 0 | 0
2016-02-23 18:00 | 0 | 0 | 0 | 0 | 0 | 642051.7558 | 453357 | 0 | 0 | 0 | 713218.6502 | 0 | 0 | 0 | 0 | 0 | 0 | 192070.5767 | 0 | 0 | 0 | 0 | 0 | 0 | 0 | 0 | 148983.3894 | 0 | 0 | 0 | 0 | 0 | 0 | 0 | 39711.3664 | 0 | 0 | 0 | 0 | 0 | 0
2016-02-23 19:00 | 0 | 0 | 0 | 0 | 0 | 631236.0349 | 450352 | 0 | 0 | 0 | 862202.0396 | 0 | 0 | 0 | 0 | 0 | 0 | 223971.2222 | 0 | 0 | 0 | 0 | 0 | 0 | 0 | 0 | 148983.3894 | 0 | 0 | 0 | 0 | 0 | 0 | 0 | 31900.6456 | 0 | 0 | 0 | 0 | 0 | 0
2016-02-23 20:00 | 0 | 0 | 0 | 0 | 94920.3499 | 633736.259 | 448235 | 0 | 0 | 0 | 1011185.4289 | 0 | 0 | 0 | 0 | 0 | 0 | 355409.4417 | 0 | 0 | 0 | 0 | 0 | 0 | 0 | 0 | 148983.3894 | 0 | 0 | 0 | 0 | 0 | 0 | 0 | 131438.2195 | 0 | 0 | 0 | 0 | 0 | 0
2016-02-23 21:00 | 0 | 0 | 0 | 0 | 0 | 632972.174 | 450200 | 0 | 0 | 0 | 1160168.8183 | 0 | 0 | 0 | 0 | 0 | 0 | 389198.2263 | 0 | 0 | 0 | 0 | 0 | 0 | 0 | 0 | 148983.3894 | 0 | 0 | 0 | 0 | 0 | 0 | 0 | 33788.7846 | 0 | 0 | 0 | 0 | 0 | 0
2016-02-23 22:00 | 0 | 0 | 0 | 0 | 0 | 596750.0581 | 457914 | 0 | 0 | 0 | 1309152.2077 | 0 | 0 | 0 | 0 | 0 | 0 | 379050.8951 | 0 | 0 | 0 | 0 | 0 | 0 | 0 | 0 | 148983.3894 | 0 | 0 | 0 | 0 | 0 | 0 | 0 | -10147.3312 | 0 | 0 | 0 | 0 | 0 | 0
2016-02-23 23:00 | 0 | 0 | 0 | 0 | 0 | 426360.6091 | 470990 | 0 | 0 | 0 | 1160168.8183 | 0 | 0 | 0 | 0 | 0 | 0 | 483404.8935 | 0 | 0 | 0 | 0 | 0 | 0 | 0 | 0 | -148983.3894 | 0 | 0 | 0 | 0 | 0 | 0 | 0 | 104353.9984 | 0 | 0 | 0 | 0 | 0 | 0
2016-02-24 | 0 | 0 | 0 | 0 | 103943.1897 | 95640.2014 | 480005 | 0 | 0 | 0 | 1011185.4289 | 0 | 0 | 0 | 0 | 0 | 0 | 351966.674 | 0 | 0 | 0 | 0 | 0 | 0 | 0 | 0 | -148983.3894 | 0 | 0 | 0 | 0 | 0 | 0 | 0 | -131438.2195 | 0 | 0 | 0 | 0 | 0 | 0
2016-02-24 01:00 | 0 | 0 | 0 | 0 | 495515.1085 | 56.0614 | 478026 | 0 | 0 | 0 | 1160168.8183 | 0 | 0 | 0 | 0 | 0 | 0 | 220528.4545 | 0 | 0 | 0 | 0 | 0 | 0 | 0 | 0 | 148983.3894 | 0 | 0 | 0 | 0 | 0 | 0 | 0 | -131438.2195 | 0 | 0 | 0 | 0 | 0 | 0
2016-02-24 02:00 | 0 | 0 | 0 | 0 | 186755.3911 | 0 | 467177 | 0 | 0 | 0 | 1011185.4289 | 0 | 0 | 0 | 0 | 0 | 0 | 89090.235 | 0 | 0 | 0 | 0 | 0 | 0 | 0 | 0 | -148983.3894 | 0 | 0 | 0 | 0 | 0 | 0 | 0 | -131438.2195 | 0 | 0 | 0 | 0 | 0 | 0
2016-02-24 03:00 | 0 | 0 | 0 | 0 | 428993.8301 | 0 | 446539 | 0 | 0 | 0 | 862202.0396 | 0 | 0 | 0 | 0 | 0 | 0 | 220528.4545 | 0 | 0 | 0 | 0 | 0 | 0 | 0 | 0 | -148983.3894 | 0 | 0 | 0 | 0 | 0 | 0 | 0 | 131438.2195 | 0 | 0 | 0 | 0 | 0 | 0
2016-02-24 04:00 | 0 | 0 | 0 | 0 | 141948.3911 | 0 | 422370 | 0 | 0 | 0 | 713218.6502 | 0 | 0 | 0 | 0 | 0 | 0 | 89090.235 | 0 | 0 | 0 | 0 | 0 | 0 | 0 | 0 | -148983.3894 | 0 | 0 | 0 | 0 | 0 | 0 | 0 | -131438.2195 | 0 | 0 | 0 | 0 | 0 | 0
2016-02-24 05:00 | 0 | 0 | 0 | 0 | 554187.1387 | 0 | 400870 | 0 | 0 | 0 | 735097.5694 | 0 | 0 | 0 | 0 | 0 | 0 | 220528.4545 | 0 | 0 | 0 | 0 | 0 | 0 | 0 | 0 | 21878.9192 | 0 | 0 | 0 | 0 | 0 | 0 | 0 | 131438.2195 | 0 | 0 | 0 | 0 | 0 | 0
2016-02-24 06:00 | 0 | 0 | 0 | 0 | 105450.3911 | 0 | 385872 | 0 | 0 | 0 | 586114.18 | 0 | 0 | 0 | 0 | 0 | 0 | 89090.235 | 0 | 0 | 0 | 0 | 0 | 0 | 0 | 0 | -148983.3894 | 0 | 0 | 0 | 0 | 0 | 0 | 0 | -131438.2195 | 0 | 0 | 0 | 0 | 0 | 0
2016-02-24 07:00 | 0 | 0 | 0 | 0 | 138461.3756 | 0 | 376535 | 0 | 0 | 0 | 437130.7907 | 0 | 0 | 0 | 0 | 0 | 0 | 0 | 0 | 0 | 0 | 0 | 0 | 0 | 0 | 0 | -148983.3894 | 0 | 0 | 0 | 0 | 0 | 0 | 0 | -89090.235 | 0 | 0 | 0 | 0 | 0 | 0
2016-02-24 08:00 | 0 | 0 | 0 | 0 | 562424.5147 | 0 | 371637 | 0 | 0 | 0 | 496480.0859 | 0 | 0 | 0 | 0 | 0 | 0 | 131438.2195 | 0 | 0 | 0 | 0 | 0 | 0 | 0 | 0 | 59349.2952 | 0 | 0 | 0 | 0 | 0 | 0 | 0 | 131438.2195 | 0 | 0 | 0 | 0 | 0 | 0
2016-02-24 09:00 | 0 | 0 | 0 | 0 | 92665.3911 | 0 | 373087 | 0 | 0 | 0 | 347496.6965 | 0 | 0 | 0 | 0 | 0 | 0 | 0 | 0 | 0 | 0 | 0 | 0 | 0 | 0 | 0 | -148983.3894 | 0 | 0 | 0 | 0 | 0 | 0 | 0 | -131438.2195 | 0 | 0 | 0 | 0 | 0 | 0
2016-02-24 10:00 | 0 | 0 | 0 | 0 | 368305.8301 | 0 | 385851 | 0 | 0 | 0 | 198513.3072 | 0 | 0 | 0 | 0 | 0 | 0 | 131438.2195 | 0 | 0 | 0 | 0 | 0 | 0 | 0 | 0 | -148983.3894 | 0 | 0 | 0 | 0 | 0 | 0 | 0 | 131438.2195 | 0 | 0 | 0 | 0 | 0 | 0
2016-02-24 11:00 | 0 | 0 | 0 | 0 | 434748.1699 | 0 | 417203 | 0 | 0 | 0 | 347496.6965 | 0 | 0 | 0 | 0 | 0 | 0 | 0 | 0 | 0 | 0 | 0 | 0 | 0 | 0 | 0 | 148983.3894 | 0 | 0 | 0 | 0 | 0 | 0 | 0 | -131438.2195 | 0 | 0 | 0 | 0 | 0 | 0
2016-02-24 12:00 | 0 | 0 | 0 | 0 | 578745.6897 | 0 | 446997 | 0 | 0 | 0 | 347807.1667 | 0 | 0 | 0 | 0 | 0 | 0 | 131438.2195 | 0 | 0 | 0 | 0 | 0 | 0 | 0 | 0 | 310.4702 | 0 | 0 | 0 | 0 | 0 | 0 | 0 | 131438.2195 | 0 | 0 | 0 | 0 | 0 | 0
2016-02-24 13:00 | 0 | 0 | 0 | 0 | 173629.1357 | 4465.2554 | 458516 | 0 | 0 | 0 | 198823.7774 | 0 | 0 | 0 | 0 | 0 | 0 | 0 | 0 | 0 | 0 | 0 | 0 | 0 | 0 | 0 | -148983.3894 | 0 | 0 | 0 | 0 | 0 | 0 | 0 | -131438.2195 | 0 | 0 | 0 | 0 | 0 | 0
2016-02-24 14:00 | 0 | 0 | 0 | 0 | 13518.6688 | 300665.9419 | 463168 | 0 | 0 | 0 | 49840.388 | 0 | 0 | 0 | 0 | 0 | 0 | 0 | 0 | 0 | 0 | 0 | 0 | 0 | 0 | 0 | -148983.3894 | 0 | 0 | 0 | 0 | 0 | 0 | 0 | 0 | 0 | 0 | 0 | 0 | 0 | 0
2016-02-24 15:00 | 0 | 0 | 0 | 0 | 0 | 634175.7139 | 466375 | 0 | 0 | 0 | 198823.7774 | 0 | 0 | 0 | 0 | 0 | 0 | 0 | 0 | 0 | 0 | 15053.8596 | 0 | 0 | 0 | 0 | 148983.3894 | 0 | 0 | 0 | 0 | 0 | 0 | 0 | 0 | 0 | 0 | 0 | 18817.3245 | 0 | 0
2016-02-24 16:00 | 0 | 0 | 0 | 0 | 0 | 633191.7139 | 465391 | 0 | 0 | 0 | 347807.1667 | 0 | 0 | 0 | 0 | 0 | 0 | 0 | 0 | 0 | 0 | 30107.659 | 0 | 0 | 0 | 0 | 148983.3894 | 0 | 0 | 0 | 0 | 0 | 0 | 0 | 0 | 0 | 0 | 0 | 18817.3245 | 0 | 0
2016-02-24 17:00 | 0 | 0 | 0 | 0 | 0 | 756273.9855 | 460966 | 0 | 0 | 0 | 496790.5561 | 0 | 0 | 0 | 0 | 0 | 0 | 127507.2716 | 0 | 0 | 0 | 45161.3981 | 0 | 0 | 0 | 0 | 148983.3894 | 0 | 0 | 0 | 0 | 0 | 0 | 0 | 127507.2716 | 0 | 0 | 0 | 18817.3245 | 0 | 0
2016-02-24 18:00 | 0 | 0 | 0 | 0 | 0 | 580871.784 | 456504 | 0 | 0 | 0 | 645773.9455 | 0 | 0 | 0 | 0 | 0 | 0 | 84074.3417 | 0 | 0 | 0 | 60215.0771 | 0 | 0 | 0 | 0 | 148983.3894 | 0 | 0 | 0 | 0 | 0 | 0 | 0 | -43432.9299 | 0 | 0 | 0 | 18817.3245 | 0 | 0
2016-02-24 19:00 | 0 | 0 | 0 | 0 | 0 | 723300.984 | 451870 | 0 | 0 | 0 | 794757.3349 | 0 | 0 | 0 | 0 | 0 | 0 | 187704.6119 | 0 | 0 | 0 | 75268.6958 | 0 | 0 | 0 | 0 | 148983.3894 | 0 | 0 | 0 | 0 | 0 | 0 | 0 | 103630.2701 | 0 | 0 | 0 | 18817.3245 | 0 | 0
2016-02-24 20:00 | 0 | 0 | 0 | 0 | 0 | 731160.5102 | 447422 | 0 | 0 | 0 | 943740.7242 | 0 | 0 | 0 | 0 | 0 | 0 | 303642.4082 | 0 | 0 | 0 | 90322.2543 | 0 | 0 | 0 | 0 | 148983.3894 | 0 | 0 | 0 | 0 | 0 | 0 | 0 | 115937.7964 | 0 | 0 | 0 | 18817.3245 | 0 | 0
2016-02-24 21:00 | 0 | 0 | 0 | 0 | 0 | 739311.9732 | 447402 | 0 | 0 | 0 | 1092724.1136 | 0 | 0 | 0 | 0 | 0 | 0 | 427751.6676 | 0 | 0 | 0 | 105375.7526 | 0 | 0 | 0 | 0 | 148983.3894 | 0 | 0 | 0 | 0 | 0 | 0 | 0 | 124109.2593 | 0 | 0 | 0 | 18817.3245 | 0 | 0
2016-02-24 22:00 | 0 | 0 | 0 | 0 | 0 | 707052.7732 | 453275 | 0 | 0 | 0 | 1241707.503 | 0 | 0 | 0 | 0 | 0 | 0 | 513728.7269 | 0 | 0 | 0 | 120429.1907 | 0 | 0 | 0 | 0 | 148983.3894 | 0 | 0 | 0 | 0 | 0 | 0 | 0 | 85977.0593 | 0 | 0 | 0 | 18817.3245 | 0 | 0
2016-02-24 23:00 | 0 | 0 | 0 | 0 | 0 | 497036.1673 | 464896 | 0 | 0 | 0 | 1390690.8923 | 0 | 0 | 0 | 0 | 0 | 0 | 466734.1561 | 0 | 0 | 0 | 0 | 0 | 0 | 0 | 0 | 148983.3894 | 0 | 0 | 0 | 0 | 0 | 0 | 0 | -46994.5708 | 0 | 0 | 0 | 0 | 120428.709 | 0
2016-02-25 | 0 | 0 | 0 | 0 | 79140.517 | 114742.8741 | 474305 | 0 | 0 | 0 | 1241707.503 | 0 | 0 | 0 | 0 | 0 | 0 | 335295.9366 | 0 | 0 | 0 | 0 | 0 | 0 | 0 | 0 | -148983.3894 | 0 | 0 | 0 | 0 | 0 | 0 | 0 | -131438.2195 | 0 | 0 | 0 | 0 | 0 | 0
2016-02-25 01:00 | 0 | 0 | 0 | 0 | 193303.1873 | 83.2038 | 473808 | 0 | 0 | 0 | 1092724.1136 | 0 | 0 | 0 | 0 | 0 | 0 | 203857.7171 | 0 | 0 | 0 | 0 | 0 | 0 | 0 | 0 | -148983.3894 | 0 | 0 | 0 | 0 | 0 | 0 | 0 | -131438.2195 | 0 | 0 | 0 | 0 | 0 | 0
2016-02-25 02:00 | 0 | 0 | 0 | 0 | 184559.3911 | 0 | 464981 | 0 | 0 | 0 | 943740.7242 | 0 | 0 | 0 | 0 | 0 | 0 | 72419.4976 | 0 | 0 | 0 | 0 | 0 | 0 | 0 | 0 | -148983.3894 | 0 | 0 | 0 | 0 | 0 | 0 | 0 | -131438.2195 | 0 | 0 | 0 | 0 | 0 | 0
2016-02-25 03:00 | 0 | 0 | 0 | 0 | 632577.4462 | 0 | 447005 | 0 | 0 | 0 | 997874.9509 | 0 | 0 | 0 | 0 | 0 | 0 | 203857.7171 | 0 | 0 | 0 | 0 | 0 | 0 | 0 | 0 | 54134.2267 | 0 | 0 | 0 | 0 | 0 | 0 | 0 | 131438.2195 | 0 | 0 | 0 | 0 | 0 | 0
2016-02-25 04:00 | 0 | 0 | 0 | 0 | 143356.3911 | 0 | 423778 | 0 | 0 | 0 | 848891.5615 | 0 | 0 | 0 | 0 | 0 | 0 | 72419.4976 | 0 | 0 | 0 | 0 | 0 | 0 | 0 | 0 | -148983.3894 | 0 | 0 | 0 | 0 | 0 | 0 | 0 | -131438.2195 | 0 | 0 | 0 | 0 | 0 | 0
2016-02-25 05:00 | 0 | 0 | 0 | 0 | 386326.8301 | 0 | 403872 | 0 | 0 | 0 | 699908.1721 | 0 | 0 | 0 | 0 | 0 | 0 | 203857.7171 | 0 | 0 | 0 | 0 | 0 | 0 | 0 | 0 | -148983.3894 | 0 | 0 | 0 | 0 | 0 | 0 | 0 | 131438.2195 | 0 | 0 | 0 | 0 | 0 | 0
2016-02-25 06:00 | 0 | 0 | 0 | 0 | 408221.1699 | 0 | 390676 | 0 | 0 | 0 | 848891.5615 | 0 | 0 | 0 | 0 | 0 | 0 | 72419.4976 | 0 | 0 | 0 | 0 | 0 | 0 | 0 | 0 | 148983.3894 | 0 | 0 | 0 | 0 | 0 | 0 | 0 | -131438.2195 | 0 | 0 | 0 | 0 | 0 | 0
2016-02-25 07:00 | 0 | 0 | 0 | 0 | 582004.4902 | 0 | 382205 | 0 | 0 | 0 | 917252.8322 | 0 | 0 | 0 | 0 | 0 | 0 | 203857.7171 | 0 | 0 | 0 | 0 | 0 | 0 | 0 | 0 | 68361.2707 | 0 | 0 | 0 | 0 | 0 | 0 | 0 | 131438.2195 | 0 | 0 | 0 | 0 | 0 | 0
2016-02-25 08:00 | 0 | 0 | 0 | 0 | 98552.3911 | 0 | 378974 | 0 | 0 | 0 | 768269.4428 | 0 | 0 | 0 | 0 | 0 | 0 | 72419.4976 | 0 | 0 | 0 | 0 | 0 | 0 | 0 | 0 | -148983.3894 | 0 | 0 | 0 | 0 | 0 | 0 | 0 | -131438.2195 | 0 | 0 | 0 | 0 | 0 | 0
2016-02-25 09:00 | 0 | 0 | 0 | 0 | 161385.1131 | 0 | 382788 | 0 | 0 | 0 | 619286.0535 | 0 | 0 | 0 | 0 | 0 | 0 | 0 | 0 | 0 | 0 | 0 | 0 | 0 | 0 | 0 | -148983.3894 | 0 | 0 | 0 | 0 | 0 | 0 | 0 | -72419.4976 | 0 | 0 | 0 | 0 | 0 | 0
2016-02-25 10:00 | 0 | 0 | 0 | 0 | 527547.2769 | 0 | 397613 | 0 | 0 | 0 | 617782.1109 | 0 | 0 | 0 | 0 | 0 | 0 | 131438.2195 | 0 | 0 | 0 | 0 | 0 | 0 | 0 | 0 | -1503.9426 | 0 | 0 | 0 | 0 | 0 | 0 | 0 | 131438.2195 | 0 | 0 | 0 | 0 | 0 | 0
2016-02-25 11:00 | 0 | 0 | 0 | 0 | 150312.3911 | 0 | 430734 | 0 | 0 | 0 | 468798.7215 | 0 | 0 | 0 | 0 | 0 | 0 | 0 | 0 | 0 | 0 | 0 | 0 | 0 | 0 | 0 | -148983.3894 | 0 | 0 | 0 | 0 | 0 | 0 | 0 | -131438.2195 | 0 | 0 | 0 | 0 | 0 | 0
2016-02-25 12:00 | 0 | 0 | 0 | 0 | 493939.6117 | 0 | 460048 | 0 | 0 | 0 | 371252.1137 | 0 | 0 | 0 | 0 | 0 | 0 | 131438.2195 | 0 | 0 | 0 | 0 | 0 | 0 | 0 | 0 | -97546.6078 | 0 | 0 | 0 | 0 | 0 | 0 | 0 | 131438.2195 | 0 | 0 | 0 | 0 | 0 | 0
2016-02-25 13:00 | 0 | 0 | 0 | 0 | 184257.8624 | 4774.5287 | 469454 | 0 | 0 | 0 | 222268.7243 | 0 | 0 | 0 | 0 | 0 | 0 | 0 | 0 | 0 | 0 | 0 | 0 | 0 | 0 | 0 | -148983.3894 | 0 | 0 | 0 | 0 | 0 | 0 | 0 | -131438.2195 | 0 | 0 | 0 | 0 | 0 | 0
2016-02-25 14:00 | 0 | 0 | 0 | 0 | 321341.3201 | 297583.0693 | 469941 | 0 | 0 | 0 | 371252.1137 | 0 | 0 | 0 | 0 | 0 | 0 | 0 | 0 | 0 | 0 | 0 | 0 | 0 | 0 | 0 | 148983.3894 | 0 | 0 | 0 | 0 | 0 | 0 | 0 | 0 | 0 | 0 | 0 | 0 | 0 | 0
2016-02-25 15:00 | 0 | 0 | 0 | 0 | 0 | 636799.7139 | 468999 | 0 | 0 | 0 | 520235.5031 | 0 | 0 | 0 | 0 | 0 | 0 | 0 | 0 | 0 | 0 | 15053.8596 | 0 | 0 | 0 | 0 | 148983.3894 | 0 | 0 | 0 | 0 | 0 | 0 | 0 | 0 | 0 | 0 | 0 | 18817.3245 | 0 | 0
2016-02-25 16:00 | 0 | 0 | 0 | 0 | 0 | 763302.9334 | 464064 | 0 | 0 | 0 | 669218.8924 | 0 | 0 | 0 | 0 | 0 | 0 | 131438.2195 | 0 | 0 | 0 | 30107.659 | 0 | 0 | 0 | 0 | 148983.3894 | 0 | 0 | 0 | 0 | 0 | 0 | 0 | 131438.2195 | 0 | 0 | 0 | 18817.3245 | 0 | 0
2016-02-25 17:00 | 0 | 0 | 0 | 0 | 0 | 494152.4943 | 457790 | 0 | 0 | 0 | 818202.2818 | 0 | 0 | 0 | 0 | 0 | 0 | 0 | 0 | 0 | 0 | 45161.3981 | 0 | 0 | 0 | 0 | 148983.3894 | 0 | 0 | 0 | 0 | 0 | 0 | 0 | -131438.2195 | 0 | 0 | 0 | 18817.3245 | 0 | 0
2016-02-25 18:00 | 0 | 0 | 0 | 0 | 0 | 733611.9816 | 452895 | 0 | 0 | 0 | 967185.6712 | 0 | 0 | 0 | 0 | 0 | 0 | 112916.2678 | 0 | 0 | 0 | 60215.0771 | 0 | 0 | 0 | 0 | 148983.3894 | 0 | 0 | 0 | 0 | 0 | 0 | 0 | 112916.2678 | 0 | 0 | 0 | 18817.3245 | 0 | 0
2016-02-25 19:00 | 0 | 0 | 0 | 0 | 0 | 720679.9762 | 449327 | 0 | 0 | 0 | 1116169.0605 | 0 | 0 | 0 | 0 | 0 | 0 | 216468.5302 | 0 | 0 | 0 | 75268.6958 | 0 | 0 | 0 | 0 | 148983.3894 | 0 | 0 | 0 | 0 | 0 | 0 | 0 | 103552.2624 | 0 | 0 | 0 | 18817.3245 | 0 | 0
2016-02-25 20:00 | 0 | 0 | 0 | 0 | 0 | 729408.7806 | 447423 | 0 | 0 | 0 | 1265152.4499 | 0 | 0 | 0 | 0 | 0 | 0 | 330653.5969 | 0 | 0 | 0 | 90322.2543 | 0 | 0 | 0 | 0 | 148983.3894 | 0 | 0 | 0 | 0 | 0 | 0 | 0 | 114185.0668 | 0 | 0 | 0 | 18817.3245 | 0 | 0
2016-02-25 21:00 | 0 | 0 | 0 | 0 | 0 | 719065.4238 | 449033 | 0 | 0 | 0 | 1414135.8393 | 0 | 0 | 0 | 0 | 0 | 0 | 432885.3069 | 0 | 0 | 0 | 105375.7526 | 0 | 0 | 0 | 0 | 148983.3894 | 0 | 0 | 0 | 0 | 0 | 0 | 0 | 102231.71 | 0 | 0 | 0 | 18817.3245 | 0 | 0
2016-02-25 22:00 | 0 | 0 | 0 | 0 | 0 | 705161.1339 | 456517 | 0 | 0 | 0 | 1563119.2287 | 0 | 0 | 0 | 0 | 0 | 0 | 513728.7269 | 0 | 0 | 0 | 120429.1907 | 0 | 0 | 0 | 0 | 148983.3894 | 0 | 0 | 0 | 0 | 0 | 0 | 0 | 80843.42 | 0 | 0 | 0 | 18817.3245 | 0 | 0
2016-02-25 23:00 | 0 | 0 | 0 | 0 | 0 | 519812.4032 | 472070 | 0 | 0 | 0 | 1712102.618 | 0 | 0 | 0 | 0 | 0 | 0 | 482336.3919 | 0 | 0 | 0 | 0 | 0 | 0 | 0 | 0 | 148983.3894 | 0 | 0 | 0 | 0 | 0 | 0 | 0 | -31392.335 | 0 | 0 | 0 | 0 | 120428.709 | 0
2016-02-26 | 0 | 0 | 0 | 0 | 75346.8655 | 128676.5257 | 484445 | 0 | 0 | 0 | 1563119.2287 | 0 | 0 | 0 | 0 | 0 | 0 | 350898.1724 | 0 | 0 | 0 | 0 | 0 | 0 | 0 | 0 | -148983.3894 | 0 | 0 | 0 | 0 | 0 | 0 | 0 | -131438.2195 | 0 | 0 | 0 | 0 | 0 | 0
2016-02-26 01:00 | 0 | 0 | 0 | 0 | 305660.8732 | 102.5065 | 486525 | 0 | 0 | 0 | 1414135.8393 | 0 | 0 | 0 | 0 | 0 | 0 | 319119.9414 | 0 | 0 | 0 | 0 | 0 | 0 | 0 | 0 | -148983.3894 | 0 | 0 | 0 | 0 | 0 | 0 | 0 | -31778.231 | 0 | 0 | 0 | 0 | 0 | 0
2016-02-26 02:00 | 0 | 0 | 0 | 0 | 322614.2097 | 0 | 478144 | 0 | 0 | 0 | 1265152.4499 | 0 | 0 | 0 | 0 | 0 | 0 | 312573.5405 | 0 | 0 | 0 | 0 | 0 | 0 | 0 | 0 | -148983.3894 | 0 | 0 | 0 | 0 | 0 | 0 | 0 | -6546.401 | 0 | 0 | 0 | 0 | 0 | 0
2016-02-26 03:00 | 0 | 0 | 0 | 0 | 181811.3911 | 0 | 462233 | 0 | 0 | 0 | 1116169.0605 | 0 | 0 | 0 | 0 | 0 | 0 | 181135.321 | 0 | 0 | 0 | 0 | 0 | 0 | 0 | 0 | -148983.3894 | 0 | 0 | 0 | 0 | 0 | 0 | 0 | -131438.2195 | 0 | 0 | 0 | 0 | 0 | 0
2016-02-26 04:00 | 0 | 0 | 0 | 0 | 363578.4952 | 0 | 440294 | 0 | 0 | 0 | 967185.6712 | 0 | 0 | 0 | 0 | 0 | 0 | 253403.2055 | 0 | 0 | 0 | 0 | 0 | 0 | 0 | 0 | -148983.3894 | 0 | 0 | 0 | 0 | 0 | 0 | 0 | 72267.8845 | 0 | 0 | 0 | 0 | 0 | 0
2016-02-26 05:00 | 0 | 0 | 0 | 0 | 140407.3911 | 0 | 420829 | 0 | 0 | 0 | 818202.2818 | 0 | 0 | 0 | 0 | 0 | 0 | 121964.986 | 0 | 0 | 0 | 0 | 0 | 0 | 0 | 0 | -148983.3894 | 0 | 0 | 0 | 0 | 0 | 0 | 0 | -131438.2195 | 0 | 0 | 0 | 0 | 0 | 0
2016-02-26 06:00 | 0 | 0 | 0 | 0 | 423991.3516 | 0 | 408908 | 0 | 0 | 0 | 823812.3999 | 0 | 0 | 0 | 0 | 0 | 0 | 131438.2195 | 0 | 0 | 0 | 0 | 0 | 0 | 0 | 0 | 5610.1181 | 0 | 0 | 0 | 0 | 0 | 0 | 0 | 9473.2335 | 0 | 0 | 0 | 0 | 0 | 0
2016-02-26 07:00 | 0 | 0 | 0 | 0 | 121559.3911 | 0 | 401981 | 0 | 0 | 0 | 674829.0105 | 0 | 0 | 0 | 0 | 0 | 0 | 0 | 0 | 0 | 0 | 0 | 0 | 0 | 0 | 0 | -148983.3894 | 0 | 0 | 0 | 0 | 0 | 0 | 0 | -131438.2195 | 0 | 0 | 0 | 0 | 0 | 0
2016-02-26 08:00 | 0 | 0 | 0 | 0 | 501470.3703 | 0 | 400044 | 0 | 0 | 0 | 644817.1614 | 0 | 0 | 0 | 0 | 0 | 0 | 131438.2195 | 0 | 0 | 0 | 0 | 0 | 0 | 0 | 0 | -30011.8492 | 0 | 0 | 0 | 0 | 0 | 0 | 0 | 131438.2195 | 0 | 0 | 0 | 0 | 0 | 0
2016-02-26 09:00 | 0 | 0 | 0 | 0 | 123903.3911 | 0 | 404325 | 0 | 0 | 0 | 495833.772 | 0 | 0 | 0 | 0 | 0 | 0 | 0 | 0 | 0 | 0 | 0 | 0 | 0 | 0 | 0 | -148983.3894 | 0 | 0 | 0 | 0 | 0 | 0 | 0 | -131438.2195 | 0 | 0 | 0 | 0 | 0 | 0
2016-02-26 10:00 | 0 | 0 | 0 | 0 | 533182.7697 | 0 | 419789 | 0 | 0 | 0 | 477789.3221 | 0 | 0 | 0 | 0 | 0 | 0 | 131438.2195 | 0 | 0 | 0 | 0 | 0 | 0 | 0 | 0 | -18044.4498 | 0 | 0 | 0 | 0 | 0 | 0 | 0 | 131438.2195 | 0 | 0 | 0 | 0 | 0 | 0
2016-02-26 11:00 | 0 | 0 | 0 | 0 | 172725.3911 | 0 | 453147 | 0 | 0 | 0 | 328805.9328 | 0 | 0 | 0 | 0 | 0 | 0 | 0 | 0 | 0 | 0 | 0 | 0 | 0 | 0 | 0 | -148983.3894 | 0 | 0 | 0 | 0 | 0 | 0 | 0 | -131438.2195 | 0 | 0 | 0 | 0 | 0 | 0
2016-02-26 12:00 | 0 | 0 | 0 | 0 | 331982.6106 | 0 | 480966 | 0 | 0 | 0 | 179822.5434 | 0 | 0 | 0 | 0 | 0 | 0 | 0 | 0 | 0 | 0 | 0 | 0 | 0 | 0 | 0 | -148983.3894 | 0 | 0 | 0 | 0 | 0 | 0 | 0 | 0 | 0 | 0 | 0 | 0 | 0 | 0
2016-02-26 13:00 | 0 | 0 | 0 | 0 | 503999.5621 | 6892.9965 | 487257 | 0 | 0 | 0 | 72019.8825 | 0 | 0 | 0 | 0 | 0 | 0 | 131438.2195 | 0 | 0 | 0 | 0 | 0 | 0 | 0 | 0 | -107802.6609 | 0 | 0 | 0 | 0 | 0 | 0 | 0 | 131438.2195 | 0 | 0 | 0 | 0 | 0 | 0
2016-02-26 14:00 | 0 | 0 | 0 | 0 | 181910.4826 | 317795.6873 | 482161 | 0 | 0 | 0 | 221003.2718 | 0 | 0 | 0 | 0 | 0 | 0 | 0 | 0 | 0 | 0 | 0 | 0 | 0 | 0 | 0 | 148983.3894 | 0 | 0 | 0 | 0 | 0 | 0 | 0 | -131438.2195 | 0 | 0 | 0 | 0 | 0 | 0
2016-02-26 15:00 | 0 | 0 | 0 | 0 | 0 | 642341.7139 | 474541 | 0 | 0 | 0 | 369986.6612 | 0 | 0 | 0 | 0 | 0 | 0 | 0 | 0 | 0 | 0 | 15053.8596 | 0 | 0 | 0 | 0 | 148983.3894 | 0 | 0 | 0 | 0 | 0 | 0 | 0 | 0 | 0 | 0 | 0 | 18817.3245 | 0 | 0
2016-02-26 16:00 | 0 | 0 | 0 | 0 | 0 | 749522.8016 | 465184 | 0 | 0 | 0 | 518970.0506 | 0 | 0 | 0 | 0 | 0 | 0 | 116538.0878 | 0 | 0 | 0 | 30107.659 | 0 | 0 | 0 | 0 | 148983.3894 | 0 | 0 | 0 | 0 | 0 | 0 | 0 | 116538.0878 | 0 | 0 | 0 | 18817.3245 | 0 | 0
2016-02-26 17:00 | 0 | 0 | 0 | 0 | 0 | 557160.1154 | 454966 | 0 | 0 | 0 | 667953.44 | 0 | 0 | 0 | 0 | 0 | 0 | 50931.4893 | 0 | 0 | 0 | 45161.3981 | 0 | 0 | 0 | 0 | 148983.3894 | 0 | 0 | 0 | 0 | 0 | 0 | 0 | -65606.5985 | 0 | 0 | 0 | 18817.3245 | 0 | 0
2016-02-26 18:00 | 0 | 0 | 0 | 0 | 0 | 712106.1806 | 445971 | 0 | 0 | 0 | 816936.8293 | 0 | 0 | 0 | 0 | 0 | 0 | 149265.956 | 0 | 0 | 0 | 60215.0771 | 0 | 0 | 0 | 0 | 148983.3894 | 0 | 0 | 0 | 0 | 0 | 0 | 0 | 98334.4667 | 0 | 0 | 0 | 18817.3245 | 0 | 0
2016-02-26 19:00 | 0 | 0 | 0 | 0 | 0 | 697844.6411 | 439126 | 0 | 0 | 0 | 965920.2187 | 0 | 0 | 0 | 0 | 0 | 0 | 240183.8832 | 0 | 0 | 0 | 75268.6958 | 0 | 0 | 0 | 0 | 148983.3894 | 0 | 0 | 0 | 0 | 0 | 0 | 0 | 90917.9272 | 0 | 0 | 0 | 18817.3245 | 0 | 0
2016-02-26 20:00 | 0 | 0 | 0 | 0 | 0 | 703221.5266 | 434190 | 0 | 0 | 0 | 1114903.6081 | 0 | 0 | 0 | 0 | 0 | 0 | 341414.696 | 0 | 0 | 0 | 90322.2543 | 0 | 0 | 0 | 0 | 148983.3894 | 0 | 0 | 0 | 0 | 0 | 0 | 0 | 101230.8127 | 0 | 0 | 0 | 18817.3245 | 0 | 0
2016-02-26 21:00 | 0 | 0 | 0 | 0 | 0 | 710217.7698 | 433274 | 0 | 0 | 0 | 1263886.9974 | 0 | 0 | 0 | 0 | 0 | 0 | 450557.7519 | 0 | 0 | 0 | 105375.7526 | 0 | 0 | 0 | 0 | 148983.3894 | 0 | 0 | 0 | 0 | 0 | 0 | 0 | 109143.0559 | 0 | 0 | 0 | 18817.3245 | 0 | 0
2016-02-26 22:00 | 0 | 0 | 0 | 0 | 0 | 670659.6889 | 439688 | 0 | 0 | 0 | 1412870.3868 | 0 | 0 | 0 | 0 | 0 | 0 | 513728.7269 | 0 | 0 | 0 | 120429.1907 | 0 | 0 | 0 | 0 | 148983.3894 | 0 | 0 | 0 | 0 | 0 | 0 | 0 | 63170.975 | 0 | 0 | 0 | 18817.3245 | 0 | 0
2016-02-26 23:00 | 0 | 0 | 0 | 0 | 0 | 466985.2547 | 454068 | 0 | 0 | 0 | 1561853.7762 | 0 | 0 | 0 | 0 | 0 | 0 | 447511.2435 | 0 | 0 | 0 | 0 | 0 | 0 | 0 | 0 | 148983.3894 | 0 | 0 | 0 | 0 | 0 | 0 | 0 | -66217.4834 | 0 | 0 | 0 | 0 | 120428.709 | 0
2016-02-27 | 0 | 0 | 0 | 0 | 89540.7368 | 97256.6544 | 467219 | 0 | 0 | 0 | 1412870.3868 | 0 | 0 | 0 | 0 | 0 | 0 | 316073.024 | 0 | 0 | 0 | 0 | 0 | 0 | 0 | 0 | -148983.3894 | 0 | 0 | 0 | 0 | 0 | 0 | 0 | -131438.2195 | 0 | 0 | 0 | 0 | 0 | 0
2016-02-27 01:00 | 0 | 0 | 0 | 0 | 189750.8728 | 102.5183 | 470275 | 0 | 0 | 0 | 1263886.9974 | 0 | 0 | 0 | 0 | 0 | 0 | 184634.8045 | 0 | 0 | 0 | 0 | 0 | 0 | 0 | 0 | -148983.3894 | 0 | 0 | 0 | 0 | 0 | 0 | 0 | -131438.2195 | 0 | 0 | 0 | 0 | 0 | 0
2016-02-27 02:00 | 0 | 0 | 0 | 0 | 512275.3131 | 0 | 466084 | 0 | 0 | 0 | 1178640.091 | 0 | 0 | 0 | 0 | 0 | 0 | 316073.024 | 0 | 0 | 0 | 0 | 0 | 0 | 0 | 0 | -85246.9064 | 0 | 0 | 0 | 0 | 0 | 0 | 0 | 131438.2195 | 0 | 0 | 0 | 0 | 0 | 0
2016-02-27 03:00 | 0 | 0 | 0 | 0 | 174272.3911 | 0 | 454694 | 0 | 0 | 0 | 1029656.7017 | 0 | 0 | 0 | 0 | 0 | 0 | 184634.8045 | 0 | 0 | 0 | 0 | 0 | 0 | 0 | 0 | -148983.3894 | 0 | 0 | 0 | 0 | 0 | 0 | 0 | -131438.2195 | 0 | 0 | 0 | 0 | 0 | 0
2016-02-27 04:00 | 0 | 0 | 0 | 0 | 157171.3911 | 0 | 437593 | 0 | 0 | 0 | 880673.3123 | 0 | 0 | 0 | 0 | 0 | 0 | 53196.585 | 0 | 0 | 0 | 0 | 0 | 0 | 0 | 0 | -148983.3894 | 0 | 0 | 0 | 0 | 0 | 0 | 0 | -131438.2195 | 0 | 0 | 0 | 0 | 0 | 0
2016-02-27 05:00 | 0 | 0 | 0 | 0 | 403359.8301 | 0 | 420905 | 0 | 0 | 0 | 731689.9229 | 0 | 0 | 0 | 0 | 0 | 0 | 184634.8045 | 0 | 0 | 0 | 0 | 0 | 0 | 0 | 0 | -148983.3894 | 0 | 0 | 0 | 0 | 0 | 0 | 0 | 131438.2195 | 0 | 0 | 0 | 0 | 0 | 0
2016-02-27 06:00 | 0 | 0 | 0 | 0 | 427426.1699 | 0 | 409881 | 0 | 0 | 0 | 880673.3123 | 0 | 0 | 0 | 0 | 0 | 0 | 53196.585 | 0 | 0 | 0 | 0 | 0 | 0 | 0 | 0 | 148983.3894 | 0 | 0 | 0 | 0 | 0 | 0 | 0 | -131438.2195 | 0 | 0 | 0 | 0 | 0 | 0
2016-02-27 07:00 | 0 | 0 | 0 | 0 | 201259.0257 | 0 | 403439 | 0 | 0 | 0 | 731689.9229 | 0 | 0 | 0 | 0 | 0 | 0 | 0 | 0 | 0 | 0 | 0 | 0 | 0 | 0 | 0 | -148983.3894 | 0 | 0 | 0 | 0 | 0 | 0 | 0 | -53196.585 | 0 | 0 | 0 | 0 | 0 | 0
2016-02-27 08:00 | 0 | 0 | 0 | 0 | 382564.8301 | 0 | 400110 | 0 | 0 | 0 | 582706.5336 | 0 | 0 | 0 | 0 | 0 | 0 | 131438.2195 | 0 | 0 | 0 | 0 | 0 | 0 | 0 | 0 | -148983.3894 | 0 | 0 | 0 | 0 | 0 | 0 | 0 | 131438.2195 | 0 | 0 | 0 | 0 | 0 | 0
2016-02-27 09:00 | 0 | 0 | 0 | 0 | 121163.3911 | 0 | 401585 | 0 | 0 | 0 | 433723.1442 | 0 | 0 | 0 | 0 | 0 | 0 | 0 | 0 | 0 | 0 | 0 | 0 | 0 | 0 | 0 | -148983.3894 | 0 | 0 | 0 | 0 | 0 | 0 | 0 | -131438.2195 | 0 | 0 | 0 | 0 | 0 | 0
2016-02-27 10:00 | 0 | 0 | 0 | 0 | 258301.6106 | 0 | 407285 | 0 | 0 | 0 | 284739.7548 | 0 | 0 | 0 | 0 | 0 | 0 | 0 | 0 | 0 | 0 | 0 | 0 | 0 | 0 | 0 | -148983.3894 | 0 | 0 | 0 | 0 | 0 | 0 | 0 | 0 | 0 | 0 | 0 | 0 | 0 | 0
2016-02-27 11:00 | 0 | 0 | 0 | 0 | 702232.6089 | 0 | 421811 | 0 | 0 | 0 | 433723.1442 | 0 | 0 | 0 | 0 | 0 | 0 | 131438.2195 | 0 | 0 | 0 | 0 | 0 | 0 | 0 | 0 | 148983.3894 | 0 | 0 | 0 | 0 | 0 | 0 | 0 | 131438.2195 | 0 | 0 | 0 | 0 | 0 | 0
2016-02-27 12:00 | 0 | 0 | 0 | 0 | 156492.3911 | 0 | 436914 | 0 | 0 | 0 | 284739.7548 | 0 | 0 | 0 | 0 | 0 | 0 | 0 | 0 | 0 | 0 | 0 | 0 | 0 | 0 | 0 | -148983.3894 | 0 | 0 | 0 | 0 | 0 | 0 | 0 | -131438.2195 | 0 | 0 | 0 | 0 | 0 | 0
2016-02-27 13:00 | 0 | 0 | 0 | 0 | 287740.0506 | 6853.5601 | 443577 | 0 | 0 | 0 | 135756.3655 | 0 | 0 | 0 | 0 | 0 | 0 | 0 | 0 | 0 | 0 | 0 | 0 | 0 | 0 | 0 | -148983.3894 | 0 | 0 | 0 | 0 | 0 | 0 | 0 | 0 | 0 | 0 | 0 | 0 | 0 | 0
2016-02-27 14:00 | 0 | 0 | 0 | 0 | 16846.8728 | 287699.7617 | 440303 | 0 | 0 | 0 | 0 | 0 | 0 | 0 | 0 | 0 | 0 | 0 | 0 | 0 | 0 | 0 | 0 | 0 | 0 | 0 | -135756.3655 | 0 | 0 | 0 | 0 | 0 | 0 | 0 | 0 | 0 | 0 | 0 | 0 | 0 | 0
2016-02-27 15:00 | 0 | 0 | 0 | 0 | 0 | 599566.7139 | 431766 | 0 | 0 | 0 | 148983.3894 | 0 | 0 | 0 | 0 | 0 | 0 | 0 | 0 | 0 | 0 | 15053.8596 | 0 | 0 | 0 | 0 | 148983.3894 | 0 | 0 | 0 | 0 | 0 | 0 | 0 | 0 | 0 | 0 | 0 | 18817.3245 | 0 | 0
2016-02-27 16:00 | 0 | 0 | 0 | 0 | 0 | 589004.7139 | 421204 | 0 | 0 | 0 | 297966.7787 | 0 | 0 | 0 | 0 | 0 | 0 | 0 | 0 | 0 | 0 | 30107.659 | 0 | 0 | 0 | 0 | 148983.3894 | 0 | 0 | 0 | 0 | 0 | 0 | 0 | 0 | 0 | 0 | 0 | 18817.3245 | 0 | 0
2016-02-27 17:00 | 0 | 0 | 0 | 0 | 0 | 706357.693 | 410971 | 0 | 0 | 0 | 446950.1681 | 0 | 0 | 0 | 0 | 0 | 0 | 127585.9792 | 0 | 0 | 0 | 45161.3981 | 0 | 0 | 0 | 0 | 148983.3894 | 0 | 0 | 0 | 0 | 0 | 0 | 0 | 127585.9792 | 0 | 0 | 0 | 18817.3245 | 0 | 0
2016-02-27 18:00 | 0 | 0 | 0 | 0 | 0 | 479881.0832 | 401316 | 0 | 0 | 0 | 595933.5575 | 0 | 0 | 0 | 0 | 0 | 0 | 38350.3485 | 0 | 0 | 0 | 60215.0771 | 0 | 0 | 0 | 0 | 148983.3894 | 0 | 0 | 0 | 0 | 0 | 0 | 0 | -89235.6306 | 0 | 0 | 0 | 18817.3245 | 0 | 0
2016-02-27 19:00 | 0 | 0 | 0 | 0 | 0 | 680827.3056 | 394032 | 0 | 0 | 0 | 744916.9469 | 0 | 0 | 0 | 0 | 0 | 0 | 157344.9403 | 0 | 0 | 0 | 75268.6958 | 0 | 0 | 0 | 0 | 148983.3894 | 0 | 0 | 0 | 0 | 0 | 0 | 0 | 118994.5918 | 0 | 0 | 0 | 18817.3245 | 0 | 0
2016-02-27 20:00 | 0 | 0 | 0 | 0 | 0 | 686679.2393 | 388994 | 0 | 0 | 0 | 893900.3362 | 0 | 0 | 0 | 0 | 0 | 0 | 287229.4658 | 0 | 0 | 0 | 90322.2543 | 0 | 0 | 0 | 0 | 148983.3894 | 0 | 0 | 0 | 0 | 0 | 0 | 0 | 129884.5255 | 0 | 0 | 0 | 18817.3245 | 0 | 0
2016-02-27 21:00 | 0 | 0 | 0 | 0 | 0 | 687964.9334 | 388726 | 0 | 0 | 0 | 1042883.7256 | 0 | 0 | 0 | 0 | 0 | 0 | 418667.6853 | 0 | 0 | 0 | 105375.7526 | 0 | 0 | 0 | 0 | 148983.3894 | 0 | 0 | 0 | 0 | 0 | 0 | 0 | 131438.2195 | 0 | 0 | 0 | 18817.3245 | 0 | 0
2016-02-27 22:00 | 0 | 0 | 0 | 0 | 0 | 656597.7555 | 393736 | 0 | 0 | 0 | 1191867.115 | 0 | 0 | 0 | 0 | 0 | 0 | 513728.7269 | 0 | 0 | 0 | 120429.1907 | 0 | 0 | 0 | 0 | 148983.3894 | 0 | 0 | 0 | 0 | 0 | 0 | 0 | 95061.0417 | 0 | 0 | 0 | 18817.3245 | 0 | 0
2016-02-27 23:00 | 0 | 0 | 0 | 0 | 0 | 482988.5671 | 408718 | 0 | 0 | 0 | 1340850.5043 | 0 | 0 | 0 | 0 | 0 | 0 | 508864.5558 | 0 | 0 | 0 | 0 | 0 | 0 | 0 | 0 | 148983.3894 | 0 | 0 | 0 | 0 | 0 | 0 | 0 | -4864.1711 | 0 | 0 | 0 | 0 | 120428.709 | 0
2016-02-28 | 0 | 0 | 0 | 0 | 16149.1054 | 126610.2858 | 423181 | 0 | 0 | 0 | 1191867.115 | 0 | 0 | 0 | 0 | 0 | 0 | 377426.3363 | 0 | 0 | 0 | 0 | 0 | 0 | 0 | 0 | -148983.3894 | 0 | 0 | 0 | 0 | 0 | 0 | 0 | -131438.2195 | 0 | 0 | 0 | 0 | 0 | 0
2016-02-28 01:00 | 0 | 0 | 0 | 0 | 146453.6657 | 160.7254 | 427036 | 0 | 0 | 0 | 1042883.7256 | 0 | 0 | 0 | 0 | 0 | 0 | 245988.1168 | 0 | 0 | 0 | 0 | 0 | 0 | 0 | 0 | -148983.3894 | 0 | 0 | 0 | 0 | 0 | 0 | 0 | -131438.2195 | 0 | 0 | 0 | 0 | 0 | 0
2016-02-28 02:00 | 0 | 0 | 0 | 0 | 144637.3911 | 0 | 425059 | 0 | 0 | 0 | 893900.3362 | 0 | 0 | 0 | 0 | 0 | 0 | 114549.8973 | 0 | 0 | 0 | 0 | 0 | 0 | 0 | 0 | -148983.3894 | 0 | 0 | 0 | 0 | 0 | 0 | 0 | -131438.2195 | 0 | 0 | 0 | 0 | 0 | 0
2016-02-28 03:00 | 0 | 0 | 0 | 0 | 399287.8301 | 0 | 416833 | 0 | 0 | 0 | 744916.9469 | 0 | 0 | 0 | 0 | 0 | 0 | 245988.1168 | 0 | 0 | 0 | 0 | 0 | 0 | 0 | 0 | -148983.3894 | 0 | 0 | 0 | 0 | 0 | 0 | 0 | 131438.2195 | 0 | 0 | 0 | 0 | 0 | 0
2016-02-28 04:00 | 0 | 0 | 0 | 0 | 122515.3911 | 0 | 402937 | 0 | 0 | 0 | 595933.5575 | 0 | 0 | 0 | 0 | 0 | 0 | 114549.8973 | 0 | 0 | 0 | 0 | 0 | 0 | 0 | 0 | -148983.3894 | 0 | 0 | 0 | 0 | 0 | 0 | 0 | -131438.2195 | 0 | 0 | 0 | 0 | 0 | 0
2016-02-28 05:00 | 0 | 0 | 0 | 0 | 423953.492 | 0 | 389520 | 0 | 0 | 0 | 744916.9469 | 0 | 0 | 0 | 0 | 0 | 0 | 0 | 0 | 0 | 0 | 0 | 0 | 0 | 0 | 0 | 148983.3894 | 0 | 0 | 0 | 0 | 0 | 0 | 0 | -114549.8973 | 0 | 0 | 0 | 0 | 0 | 0
2016-02-28 06:00 | 0 | 0 | 0 | 0 | 361469.8301 | 0 | 379015 | 0 | 0 | 0 | 595933.5575 | 0 | 0 | 0 | 0 | 0 | 0 | 131438.2195 | 0 | 0 | 0 | 0 | 0 | 0 | 0 | 0 | -148983.3894 | 0 | 0 | 0 | 0 | 0 | 0 | 0 | 131438.2195 | 0 | 0 | 0 | 0 | 0 | 0
2016-02-28 07:00 | 0 | 0 | 0 | 0 | 91779.3911 | 0 | 372201 | 0 | 0 | 0 | 446950.1681 | 0 | 0 | 0 | 0 | 0 | 0 | 0 | 0 | 0 | 0 | 0 | 0 | 0 | 0 | 0 | -148983.3894 | 0 | 0 | 0 | 0 | 0 | 0 | 0 | -131438.2195 | 0 | 0 | 0 | 0 | 0 | 0
2016-02-28 08:00 | 0 | 0 | 0 | 0 | 219602.6106 | 0 | 368586 | 0 | 0 | 0 | 297966.7787 | 0 | 0 | 0 | 0 | 0 | 0 | 0 | 0 | 0 | 0 | 0 | 0 | 0 | 0 | 0 | -148983.3894 | 0 | 0 | 0 | 0 | 0 | 0 | 0 | 0 | 0 | 0 | 0 | 0 | 0 | 0
2016-02-28 09:00 | 0 | 0 | 0 | 0 | 351385.8301 | 0 | 368931 | 0 | 0 | 0 | 148983.3894 | 0 | 0 | 0 | 0 | 0 | 0 | 131438.2195 | 0 | 0 | 0 | 0 | 0 | 0 | 0 | 0 | -148983.3894 | 0 | 0 | 0 | 0 | 0 | 0 | 0 | 131438.2195 | 0 | 0 | 0 | 0 | 0 | 0
2016-02-28 10:00 | 0 | 0 | 0 | 0 | 390810.1699 | 0 | 373265 | 0 | 0 | 0 | 297966.7787 | 0 | 0 | 0 | 0 | 0 | 0 | 0 | 0 | 0 | 0 | 0 | 0 | 0 | 0 | 0 | 148983.3894 | 0 | 0 | 0 | 0 | 0 | 0 | 0 | -131438.2195 | 0 | 0 | 0 | 0 | 0 | 0
2016-02-28 11:00 | 0 | 0 | 0 | 0 | 364575.8301 | 0 | 382121 | 0 | 0 | 0 | 148983.3894 | 0 | 0 | 0 | 0 | 0 | 0 | 131438.2195 | 0 | 0 | 0 | 0 | 0 | 0 | 0 | 0 | -148983.3894 | 0 | 0 | 0 | 0 | 0 | 0 | 0 | 131438.2195 | 0 | 0 | 0 | 0 | 0 | 0
2016-02-28 12:00 | 0 | 0 | 0 | 0 | 111826.3911 | 0 | 392248 | 0 | 0 | 0 | 0 | 0 | 0 | 0 | 0 | 0 | 0 | 0 | 0 | 0 | 0 | 0 | 0 | 0 | 0 | 0 | -148983.3894 | 0 | 0 | 0 | 0 | 0 | 0 | 0 | -131438.2195 | 0 | 0 | 0 | 0 | 0 | 0
2016-02-28 13:00 | 0 | 0 | 0 | 0 | 537946.9035 | 8207.4858 | 397171 | 0 | 0 | 0 | 148983.3894 | 0 | 0 | 0 | 0 | 0 | 0 | 0 | 0 | 0 | 0 | 0 | 0 | 0 | 0 | 0 | 148983.3894 | 0 | 0 | 0 | 0 | 0 | 0 | 0 | 0 | 0 | 0 | 0 | 0 | 0 | 0
2016-02-28 14:00 | 0 | 0 | 0 | 0 | 237660.8429 | 307324.5465 | 396002 | 0 | 0 | 0 | 297966.7787 | 0 | 0 | 0 | 0 | 0 | 0 | 0 | 0 | 0 | 0 | 0 | 0 | 0 | 0 | 0 | 148983.3894 | 0 | 0 | 0 | 0 | 0 | 0 | 0 | 0 | 0 | 0 | 0 | 0 | 0 | 0
2016-02-28 15:00 | 0 | 0 | 0 | 0 | 0 | 558676.7139 | 390876 | 0 | 0 | 0 | 446950.1681 | 0 | 0 | 0 | 0 | 0 | 0 | 0 | 0 | 0 | 0 | 15053.8596 | 0 | 0 | 0 | 0 | 148983.3894 | 0 | 0 | 0 | 0 | 0 | 0 | 0 | 0 | 0 | 0 | 0 | 18817.3245 | 0 | 0
2016-02-28 16:00 | 0 | 0 | 0 | 0 | 0 | 684880.9334 | 385642 | 0 | 0 | 0 | 595933.5575 | 0 | 0 | 0 | 0 | 0 | 0 | 131438.2195 | 0 | 0 | 0 | 30107.659 | 0 | 0 | 0 | 0 | 148983.3894 | 0 | 0 | 0 | 0 | 0 | 0 | 0 | 131438.2195 | 0 | 0 | 0 | 18817.3245 | 0 | 0
2016-02-28 17:00 | 0 | 0 | 0 | 0 | 0 | 417327.4943 | 380965 | 0 | 0 | 0 | 744916.9469 | 0 | 0 | 0 | 0 | 0 | 0 | 0 | 0 | 0 | 0 | 45161.3981 | 0 | 0 | 0 | 0 | 148983.3894 | 0 | 0 | 0 | 0 | 0 | 0 | 0 | -131438.2195 | 0 | 0 | 0 | 18817.3245 | 0 | 0
2016-02-28 18:00 | 0 | 0 | 0 | 0 | 0 | 676702.9334 | 377464 | 0 | 0 | 0 | 893900.3362 | 0 | 0 | 0 | 0 | 0 | 0 | 131438.2195 | 0 | 0 | 0 | 60215.0771 | 0 | 0 | 0 | 0 | 148983.3894 | 0 | 0 | 0 | 0 | 0 | 0 | 0 | 131438.2195 | 0 | 0 | 0 | 18817.3245 | 0 | 0
2016-02-28 19:00 | 0 | 0 | 0 | 0 | 0 | 644717.0714 | 374184 | 0 | 0 | 0 | 1042883.7256 | 0 | 0 | 0 | 0 | 0 | 0 | 234170.577 | 0 | 0 | 0 | 75268.6958 | 0 | 0 | 0 | 0 | 148983.3894 | 0 | 0 | 0 | 0 | 0 | 0 | 0 | 102732.3575 | 0 | 0 | 0 | 18817.3245 | 0 | 0
2016-02-28 20:00 | 0 | 0 | 0 | 0 | 0 | 664239.3333 | 372997 | 0 | 0 | 0 | 1191867.115 | 0 | 0 | 0 | 0 | 0 | 0 | 357612.1964 | 0 | 0 | 0 | 90322.2543 | 0 | 0 | 0 | 0 | 148983.3894 | 0 | 0 | 0 | 0 | 0 | 0 | 0 | 123441.6194 | 0 | 0 | 0 | 18817.3245 | 0 | 0
2016-02-28 21:00 | 0 | 0 | 0 | 0 | 0 | 657200.747 | 375600 | 0 | 0 | 0 | 1340850.5043 | 0 | 0 | 0 | 0 | 0 | 0 | 471412.2296 | 0 | 0 | 0 | 105375.7526 | 0 | 0 | 0 | 0 | 148983.3894 | 0 | 0 | 0 | 0 | 0 | 0 | 0 | 113800.0331 | 0 | 0 | 0 | 18817.3245 | 0 | 0
2016-02-28 22:00 | 0 | 0 | 0 | 0 | 0 | 594746.2112 | 384629 | 0 | 0 | 0 | 1489833.8937 | 0 | 0 | 0 | 0 | 0 | 0 | 513728.7269 | 0 | 0 | 0 | 120429.1907 | 0 | 0 | 0 | 0 | 148983.3894 | 0 | 0 | 0 | 0 | 0 | 0 | 0 | 42316.4973 | 0 | 0 | 0 | 18817.3245 | 0 | 0
2016-02-28 23:00 | 0 | 0 | 0 | 0 | 0 | 424460.7412 | 401421 | 0 | 0 | 0 | 1582722.2861 | 0 | 0 | 0 | 0 | 0 | 0 | 513728.7269 | 0 | 0 | 0 | 0 | 0 | 0 | 0 | 0 | 92888.3924 | 0 | 0 | 0 | 0 | 0 | 0 | 0 | 0 | 0 | 0 | 0 | 0 | 120428.709 | 0
2016-02-29 | 0 | 0 | 0 | 0 | 48633.5704 | 87526.8207 | 416582 | 0 | 0 | 0 | 1433738.8967 | 0 | 0 | 0 | 0 | 0 | 0 | 382290.5074 | 0 | 0 | 0 | 0 | 0 | 0 | 0 | 0 | -148983.3894 | 0 | 0 | 0 | 0 | 0 | 0 | 0 | -131438.2195 | 0 | 0 | 0 | 0 | 0 | 0
2016-02-29 01:00 | 0 | 0 | 0 | 0 | 139057.9849 | 168.4062 | 419648 | 0 | 0 | 0 | 1284755.5073 | 0 | 0 | 0 | 0 | 0 | 0 | 250852.2879 | 0 | 0 | 0 | 0 | 0 | 0 | 0 | 0 | -148983.3894 | 0 | 0 | 0 | 0 | 0 | 0 | 0 | -131438.2195 | 0 | 0 | 0 | 0 | 0 | 0
2016-02-29 02:00 | 0 | 0 | 0 | 0 | 132367.3911 | 0 | 412789 | 0 | 0 | 0 | 1135772.118 | 0 | 0 | 0 | 0 | 0 | 0 | 119414.0684 | 0 | 0 | 0 | 0 | 0 | 0 | 0 | 0 | -148983.3894 | 0 | 0 | 0 | 0 | 0 | 0 | 0 | -131438.2195 | 0 | 0 | 0 | 0 | 0 | 0
2016-02-29 03:00 | 0 | 0 | 0 | 0 | 381185.8301 | 0 | 398731 | 0 | 0 | 0 | 986788.7286 | 0 | 0 | 0 | 0 | 0 | 0 | 250852.2879 | 0 | 0 | 0 | 0 | 0 | 0 | 0 | 0 | -148983.3894 | 0 | 0 | 0 | 0 | 0 | 0 | 0 | 131438.2195 | 0 | 0 | 0 | 0 | 0 | 0
2016-02-29 04:00 | 0 | 0 | 0 | 0 | 397229.1699 | 0 | 379684 | 0 | 0 | 0 | 1135772.118 | 0 | 0 | 0 | 0 | 0 | 0 | 119414.0684 | 0 | 0 | 0 | 0 | 0 | 0 | 0 | 0 | 148983.3894 | 0 | 0 | 0 | 0 | 0 | 0 | 0 | -131438.2195 | 0 | 0 | 0 | 0 | 0 | 0
2016-02-29 05:00 | 0 | 0 | 0 | 0 | 346146.8301 | 0 | 363692 | 0 | 0 | 0 | 986788.7286 | 0 | 0 | 0 | 0 | 0 | 0 | 250852.2879 | 0 | 0 | 0 | 0 | 0 | 0 | 0 | 0 | -148983.3894 | 0 | 0 | 0 | 0 | 0 | 0 | 0 | 131438.2195 | 0 | 0 | 0 | 0 | 0 | 0
2016-02-29 06:00 | 0 | 0 | 0 | 0 | 70474.3911 | 0 | 350896 | 0 | 0 | 0 | 837805.3392 | 0 | 0 | 0 | 0 | 0 | 0 | 119414.0684 | 0 | 0 | 0 | 0 | 0 | 0 | 0 | 0 | -148983.3894 | 0 | 0 | 0 | 0 | 0 | 0 | 0 | -131438.2195 | 0 | 0 | 0 | 0 | 0 | 0
2016-02-29 07:00 | 0 | 0 | 0 | 0 | 74835.5422 | 0 | 343233 | 0 | 0 | 0 | 688821.9499 | 0 | 0 | 0 | 0 | 0 | 0 | 0 | 0 | 0 | 0 | 0 | 0 | 0 | 0 | 0 | -148983.3894 | 0 | 0 | 0 | 0 | 0 | 0 | 0 | -119414.0684 | 0 | 0 | 0 | 0 | 0 | 0
2016-02-29 08:00 | 0 | 0 | 0 | 0 | 323678.8301 | 0 | 341224 | 0 | 0 | 0 | 539838.5605 | 0 | 0 | 0 | 0 | 0 | 0 | 131438.2195 | 0 | 0 | 0 | 0 | 0 | 0 | 0 | 0 | -148983.3894 | 0 | 0 | 0 | 0 | 0 | 0 | 0 | 131438.2195 | 0 | 0 | 0 | 0 | 0 | 0
2016-02-29 09:00 | 0 | 0 | 0 | 0 | 363089.1699 | 0 | 345544 | 0 | 0 | 0 | 688821.9499 | 0 | 0 | 0 | 0 | 0 | 0 | 0 | 0 | 0 | 0 | 0 | 0 | 0 | 0 | 0 | 148983.3894 | 0 | 0 | 0 | 0 | 0 | 0 | 0 | -131438.2195 | 0 | 0 | 0 | 0 | 0 | 0
2016-02-29 10:00 | 0 | 0 | 0 | 0 | 344578.8301 | 0 | 362124 | 0 | 0 | 0 | 539838.5605 | 0 | 0 | 0 | 0 | 0 | 0 | 131438.2195 | 0 | 0 | 0 | 0 | 0 | 0 | 0 | 0 | -148983.3894 | 0 | 0 | 0 | 0 | 0 | 0 | 0 | 131438.2195 | 0 | 0 | 0 | 0 | 0 | 0
2016-02-29 11:00 | 0 | 0 | 0 | 0 | 115205.3911 | 0 | 395627 | 0 | 0 | 0 | 390855.1711 | 0 | 0 | 0 | 0 | 0 | 0 | 0 | 0 | 0 | 0 | 0 | 0 | 0 | 0 | 0 | -148983.3894 | 0 | 0 | 0 | 0 | 0 | 0 | 0 | -131438.2195 | 0 | 0 | 0 | 0 | 0 | 0
2016-02-29 12:00 | 0 | 0 | 0 | 0 | 275583.6106 | 0 | 424567 | 0 | 0 | 0 | 241871.7817 | 0 | 0 | 0 | 0 | 0 | 0 | 0 | 0 | 0 | 0 | 0 | 0 | 0 | 0 | 0 | -148983.3894 | 0 | 0 | 0 | 0 | 0 | 0 | 0 | 0 | 0 | 0 | 0 | 0 | 0 | 0
2016-02-29 13:00 | 0 | 0 | 0 | 0 | 273167.714 | 10923.8966 | 433075 | 0 | 0 | 0 | 92888.3924 | 0 | 0 | 0 | 0 | 0 | 0 | 0 | 0 | 0 | 0 | 0 | 0 | 0 | 0 | 0 | -148983.3894 | 0 | 0 | 0 | 0 | 0 | 0 | 0 | 0 | 0 | 0 | 0 | 0 | 0 | 0
2016-02-29 14:00 | 0 | 0 | 0 | 0 | 278015.9475 | 306582.4419 | 435615 | 0 | 0 | 0 | 241871.7817 | 0 | 0 | 0 | 0 | 0 | 0 | 0 | 0 | 0 | 0 | 0 | 0 | 0 | 0 | 0 | 148983.3894 | 0 | 0 | 0 | 0 | 0 | 0 | 0 | 0 | 0 | 0 | 0 | 0 | 0 | 0
2016-02-29 15:00 | 0 | 0 | 0 | 0 | 0 | 604152.7139 | 436352 | 0 | 0 | 0 | 390855.1711 | 0 | 0 | 0 | 0 | 0 | 0 | 0 | 0 | 0 | 0 | 15053.8596 | 0 | 0 | 0 | 0 | 148983.3894 | 0 | 0 | 0 | 0 | 0 | 0 | 0 | 0 | 0 | 0 | 0 | 18817.3245 | 0 | 0
2016-02-29 16:00 | 0 | 0 | 0 | 0 | 0 | 602070.7139 | 434270 | 0 | 0 | 0 | 539838.5605 | 0 | 0 | 0 | 0 | 0 | 0 | 0 | 0 | 0 | 0 | 30107.659 | 0 | 0 | 0 | 0 | 148983.3894 | 0 | 0 | 0 | 0 | 0 | 0 | 0 | 0 | 0 | 0 | 0 | 18817.3245 | 0 | 0
2016-02-29 17:00 | 0 | 0 | 0 | 0 | 0 | 716279.902 | 430284 | 0 | 0 | 0 | 688821.9499 | 0 | 0 | 0 | 0 | 0 | 0 | 118195.1882 | 0 | 0 | 0 | 45161.3981 | 0 | 0 | 0 | 0 | 148983.3894 | 0 | 0 | 0 | 0 | 0 | 0 | 0 | 118195.1882 | 0 | 0 | 0 | 18817.3245 | 0 | 0
2016-02-29 18:00 | 0 | 0 | 0 | 0 | 0 | 691973.7156 | 426871 | 0 | 0 | 0 | 837805.3392 | 0 | 0 | 0 | 0 | 0 | 0 | 215497.1899 | 0 | 0 | 0 | 60215.0771 | 0 | 0 | 0 | 0 | 148983.3894 | 0 | 0 | 0 | 0 | 0 | 0 | 0 | 97302.0017 | 0 | 0 | 0 | 18817.3245 | 0 | 0
2016-02-29 19:00 | 0 | 0 | 0 | 0 | 0 | 655113.7159 | 424041 | 0 | 0 | 0 | 986788.7286 | 0 | 0 | 0 | 0 | 0 | 0 | 278769.192 | 0 | 0 | 0 | 75268.6958 | 0 | 0 | 0 | 0 | 148983.3894 | 0 | 0 | 0 | 0 | 0 | 0 | 0 | 63272.002 | 0 | 0 | 0 | 18817.3245 | 0 | 0
2016-02-29 20:00 | 0 | 0 | 0 | 0 | 0 | 678139.7359 | 421577 | 0 | 0 | 0 | 1135772.118 | 0 | 0 | 0 | 0 | 0 | 0 | 367531.214 | 0 | 0 | 0 | 90322.2543 | 0 | 0 | 0 | 0 | 148983.3894 | 0 | 0 | 0 | 0 | 0 | 0 | 0 | 88762.022 | 0 | 0 | 0 | 18817.3245 | 0 | 0
2016-02-29 21:00 | 0 | 0 | 0 | 0 | 0 | 680701.6887 | 422147 | 0 | 0 | 0 | 1284755.5073 | 0 | 0 | 0 | 0 | 0 | 0 | 458285.1888 | 0 | 0 | 0 | 105375.7526 | 0 | 0 | 0 | 0 | 148983.3894 | 0 | 0 | 0 | 0 | 0 | 0 | 0 | 90753.9748 | 0 | 0 | 0 | 18817.3245 | 0 | 0
2016-02-29 22:00 | 0 | 0 | 0 | 0 | 0 | 650650.252 | 427406 | 0 | 0 | 0 | 1433738.8967 | 0 | 0 | 0 | 0 | 0 | 0 | 513728.7269 | 0 | 0 | 0 | 120429.1907 | 0 | 0 | 0 | 0 | 148983.3894 | 0 | 0 | 0 | 0 | 0 | 0 | 0 | 55443.5381 | 0 | 0 | 0 | 18817.3245 | 0 | 0
2016-02-29 23:00 | 0 | 0 | 0 | 0 | 0 | 490464.6779 | 440807 | 0 | 0 | 0 | 1582722.2861 | 0 | 0 | 0 | 0 | 0 | 0 | 484251.6667 | 0 | 0 | 0 | 0 | 0 | 0 | 0 | 0 | 148983.3894 | 0 | 0 | 0 | 0 | 0 | 0 | 0 | -29477.0602 | 0 | 0 | 0 | 0 | 120428.709 | 0
2016-03-01 | 0 | 0 | 0 | 0 | 28140.8537 | 146412.5374 | 454975 | 0 | 0 | 0 | 1433738.8967 | 0 | 0 | 0 | 0 | 0 | 0 | 352813.4472 | 0 | 0 | 0 | 0 | 0 | 0 | 0 | 0 | -148983.3894 | 0 | 0 | 0 | 0 | 0 | 0 | 0 | -131438.2195 | 0 | 0 | 0 | 0 | 0 | 0
2016-03-01 01:00 | 0 | 0 | 0 | 0 | 174248.5849 | 269.8063 | 454940 | 0 | 0 | 0 | 1284755.5073 | 0 | 0 | 0 | 0 | 0 | 0 | 221375.2277 | 0 | 0 | 0 | 0 | 0 | 0 | 0 | 0 | -148983.3894 | 0 | 0 | 0 | 0 | 0 | 0 | 0 | -131438.2195 | 0 | 0 | 0 | 0 | 0 | 0
2016-03-01 02:00 | 0 | 0 | 0 | 0 | 163224.3911 | 0 | 443646 | 0 | 0 | 0 | 1135772.118 | 0 | 0 | 0 | 0 | 0 | 0 | 89937.0082 | 0 | 0 | 0 | 0 | 0 | 0 | 0 | 0 | -148983.3894 | 0 | 0 | 0 | 0 | 0 | 0 | 0 | -131438.2195 | 0 | 0 | 0 | 0 | 0 | 0
2016-03-01 03:00 | 0 | 0 | 0 | 0 | 552460.932 | 0 | 424940 | 0 | 0 | 0 | 1131854.8304 | 0 | 0 | 0 | 0 | 0 | 0 | 221375.2277 | 0 | 0 | 0 | 0 | 0 | 0 | 0 | 0 | -3917.2875 | 0 | 0 | 0 | 0 | 0 | 0 | 0 | 131438.2195 | 0 | 0 | 0 | 0 | 0 | 0
2016-03-01 04:00 | 0 | 0 | 0 | 0 | 122026.3911 | 0 | 402448 | 0 | 0 | 0 | 982871.4411 | 0 | 0 | 0 | 0 | 0 | 0 | 89937.0082 | 0 | 0 | 0 | 0 | 0 | 0 | 0 | 0 | -148983.3894 | 0 | 0 | 0 | 0 | 0 | 0 | 0 | -131438.2195 | 0 | 0 | 0 | 0 | 0 | 0
2016-03-01 05:00 | 0 | 0 | 0 | 0 | 530190.6288 | 0 | 382522 | 0 | 0 | 0 | 999101.8503 | 0 | 0 | 0 | 0 | 0 | 0 | 221375.2277 | 0 | 0 | 0 | 0 | 0 | 0 | 0 | 0 | 16230.4092 | 0 | 0 | 0 | 0 | 0 | 0 | 0 | 131438.2195 | 0 | 0 | 0 | 0 | 0 | 0
2016-03-01 06:00 | 0 | 0 | 0 | 0 | 88718.3911 | 0 | 369140 | 0 | 0 | 0 | 850118.461 | 0 | 0 | 0 | 0 | 0 | 0 | 89937.0082 | 0 | 0 | 0 | 0 | 0 | 0 | 0 | 0 | -148983.3894 | 0 | 0 | 0 | 0 | 0 | 0 | 0 | -131438.2195 | 0 | 0 | 0 | 0 | 0 | 0
2016-03-01 07:00 | 0 | 0 | 0 | 0 | 342557.8301 | 0 | 360103 | 0 | 0 | 0 | 701135.0716 | 0 | 0 | 0 | 0 | 0 | 0 | 221375.2277 | 0 | 0 | 0 | 0 | 0 | 0 | 0 | 0 | -148983.3894 | 0 | 0 | 0 | 0 | 0 | 0 | 0 | 131438.2195 | 0 | 0 | 0 | 0 | 0 | 0
2016-03-01 08:00 | 0 | 0 | 0 | 0 | 76554.3911 | 0 | 356976 | 0 | 0 | 0 | 552151.6822 | 0 | 0 | 0 | 0 | 0 | 0 | 89937.0082 | 0 | 0 | 0 | 0 | 0 | 0 | 0 | 0 | -148983.3894 | 0 | 0 | 0 | 0 | 0 | 0 | 0 | -131438.2195 | 0 | 0 | 0 | 0 | 0 | 0
2016-03-01 09:00 | 0 | 0 | 0 | 0 | 542071.6184 | 0 | 359428 | 0 | 0 | 0 | 603357.0811 | 0 | 0 | 0 | 0 | 0 | 0 | 221375.2277 | 0 | 0 | 0 | 0 | 0 | 0 | 0 | 0 | 51205.3989 | 0 | 0 | 0 | 0 | 0 | 0 | 0 | 131438.2195 | 0 | 0 | 0 | 0 | 0 | 0
2016-03-01 10:00 | 0 | 0 | 0 | 0 | 93267.3911 | 0 | 373689 | 0 | 0 | 0 | 454373.6918 | 0 | 0 | 0 | 0 | 0 | 0 | 89937.0082 | 0 | 0 | 0 | 0 | 0 | 0 | 0 | 0 | -148983.3894 | 0 | 0 | 0 | 0 | 0 | 0 | 0 | -131438.2195 | 0 | 0 | 0 | 0 | 0 | 0
2016-03-01 11:00 | 0 | 0 | 0 | 0 | 166474.6025 | 0 | 405395 | 0 | 0 | 0 | 305390.3024 | 0 | 0 | 0 | 0 | 0 | 0 | 0 | 0 | 0 | 0 | 0 | 0 | 0 | 0 | 0 | -148983.3894 | 0 | 0 | 0 | 0 | 0 | 0 | 0 | -89937.0082 | 0 | 0 | 0 | 0 | 0 | 0
2016-03-01 12:00 | 0 | 0 | 0 | 0 | 497018.388 | 0 | 430326 | 0 | 0 | 0 | 372082.6904 | 0 | 0 | 0 | 0 | 0 | 0 | 0 | 0 | 0 | 0 | 0 | 0 | 0 | 0 | 0 | 66692.388 | 0 | 0 | 0 | 0 | 0 | 0 | 0 | 0 | 0 | 0 | 0 | 0 | 0 | 0
2016-03-01 13:00 | 0 | 0 | 0 | 0 | 433340.3613 | 13405.8366 | 435727 | 0 | 0 | 0 | 251663.6688 | 0 | 0 | 0 | 0 | 0 | 0 | 131438.2195 | 0 | 0 | 0 | 0 | 0 | 0 | 0 | 0 | -120419.0216 | 0 | 0 | 0 | 0 | 0 | 0 | 0 | 131438.2195 | 0 | 0 | 0 | 0 | 0 | 0
2016-03-01 14:00 | 0 | 0 | 0 | 0 | 139709.9944 | 314156.1755 | 436321 | 0 | 0 | 0 | 400647.0582 | 0 | 0 | 0 | 0 | 0 | 0 | 0 | 0 | 0 | 0 | 0 | 0 | 0 | 0 | 0 | 148983.3894 | 0 | 0 | 0 | 0 | 0 | 0 | 0 | -131438.2195 | 0 | 0 | 0 | 0 | 0 | 0
2016-03-01 15:00 | 0 | 0 | 0 | 0 | 0 | 587556.7408 | 437031 | 0 | 0 | 0 | 549630.4476 | 0 | 0 | 0 | 0 | 0 | 0 | 0 | 0 | 0 | 0 | 1233.8812 | 0 | 0 | 0 | 0 | 148983.3894 | 0 | 0 | 0 | 0 | 0 | 0 | 0 | 0 | 0 | 0 | 0 | 1542.3514 | 0 | 0
2016-03-01 16:00 | 0 | 0 | 0 | 0 | 0 | 629077.5812 | 436038 | 0 | 0 | 0 | 698613.8369 | 0 | 0 | 0 | 0 | 0 | 0 | 25238.8673 | 0 | 0 | 0 | 16287.7358 | 0 | 0 | 0 | 0 | 148983.3894 | 0 | 0 | 0 | 0 | 0 | 0 | 0 | 25238.8673 | 0 | 0 | 0 | 18817.3245 | 0 | 0
2016-03-01 17:00 | 0 | 0 | 0 | 0 | 0 | 697334.7026 | 434122 | 0 | 0 | 0 | 847597.2263 | 0 | 0 | 0 | 0 | 0 | 0 | 120650.8561 | 0 | 0 | 0 | 31341.5302 | 0 | 0 | 0 | 0 | 148983.3894 | 0 | 0 | 0 | 0 | 0 | 0 | 0 | 95411.9887 | 0 | 0 | 0 | 18817.3245 | 0 | 0
2016-03-01 18:00 | 0 | 0 | 0 | 0 | 0 | 687733.0008 | 434041 | 0 | 0 | 0 | 996580.6157 | 0 | 0 | 0 | 0 | 0 | 0 | 206542.143 | 0 | 0 | 0 | 46395.2645 | 0 | 0 | 0 | 0 | 148983.3894 | 0 | 0 | 0 | 0 | 0 | 0 | 0 | 85891.287 | 0 | 0 | 0 | 18817.3245 | 0 | 0
2016-03-01 19:00 | 0 | 0 | 0 | 0 | 0 | 680934.5142 | 433074 | 0 | 0 | 0 | 1145564.0051 | 0 | 0 | 0 | 0 | 0 | 0 | 286601.9433 | 0 | 0 | 0 | 61448.9385 | 0 | 0 | 0 | 0 | 148983.3894 | 0 | 0 | 0 | 0 | 0 | 0 | 0 | 80059.8003 | 0 | 0 | 0 | 18817.3245 | 0 | 0
2016-03-01 20:00 | 0 | 0 | 0 | 0 | 0 | 689883.8934 | 432861 | 0 | 0 | 0 | 1294547.3944 | 0 | 0 | 0 | 0 | 0 | 0 | 375824.1229 | 0 | 0 | 0 | 76502.5523 | 0 | 0 | 0 | 0 | 148983.3894 | 0 | 0 | 0 | 0 | 0 | 0 | 0 | 89222.1795 | 0 | 0 | 0 | 18817.3245 | 0 | 0
2016-03-01 21:00 | 0 | 0 | 0 | 0 | 0 | 694717.1178 | 434932 | 0 | 0 | 0 | 1443530.7838 | 0 | 0 | 0 | 0 | 0 | 0 | 467808.5268 | 0 | 0 | 0 | 91556.1058 | 0 | 0 | 0 | 0 | 148983.3894 | 0 | 0 | 0 | 0 | 0 | 0 | 0 | 91984.4039 | 0 | 0 | 0 | 18817.3245 | 0 | 0
2016-03-01 22:00 | 0 | 0 | 0 | 0 | 0 | 654927.914 | 441207 | 0 | 0 | 0 | 1592514.1732 | 0 | 0 | 0 | 0 | 0 | 0 | 513728.7269 | 0 | 0 | 0 | 106609.5992 | 0 | 0 | 0 | 0 | 148983.3894 | 0 | 0 | 0 | 0 | 0 | 0 | 0 | 45920.2001 | 0 | 0 | 0 | 18817.3245 | 0 | 0
2016-03-01 23:00 | 0 | 0 | 0 | 0 | 0 | 493947.737 | 453833 | 0 | 0 | 0 | 1741497.5625 | 0 | 0 | 0 | 0 | 0 | 0 | 466693.3947 | 0 | 0 | 0 | 0 | 0 | 0 | 0 | 0 | 148983.3894 | 0 | 0 | 0 | 0 | 0 | 0 | 0 | -47035.3322 | 0 | 0 | 0 | 0 | 106609.1728 | 0
2016-03-02 | 0 | 0 | 0 | 0 | 12340.9355 | 172269.4556 | 465032 | 0 | 0 | 0 | 1592514.1732 | 0 | 0 | 0 | 0 | 0 | 0 | 335255.1752 | 0 | 0 | 0 | 0 | 0 | 0 | 0 | 0 | -148983.3894 | 0 | 0 | 0 | 0 | 0 | 0 | 0 | -131438.2195 | 0 | 0 | 0 | 0 | 0 | 0
2016-03-02 01:00 | 0 | 0 | 0 | 0 | 251983.2204 | 359.9121 | 465282 | 0 | 0 | 0 | 1443530.7838 | 0 | 0 | 0 | 0 | 0 | 0 | 271299.6971 | 0 | 0 | 0 | 0 | 0 | 0 | 0 | 0 | -148983.3894 | 0 | 0 | 0 | 0 | 0 | 0 | 0 | -63955.4781 | 0 | 0 | 0 | 0 | 0 | 0
2016-03-02 02:00 | 0 | 0 | 0 | 0 | 274969.7241 | 0 | 454570 | 0 | 0 | 0 | 1395368.7274 | 0 | 0 | 0 | 0 | 0 | 0 | 139861.4776 | 0 | 0 | 0 | 0 | 0 | 0 | 0 | 0 | -48162.0564 | 0 | 0 | 0 | 0 | 0 | 0 | 0 | -131438.2195 | 0 | 0 | 0 | 0 | 0 | 0
2016-03-02 03:00 | 0 | 0 | 0 | 0 | 311113.8854 | 0 | 436355 | 0 | 0 | 0 | 1246385.3381 | 0 | 0 | 0 | 0 | 0 | 0 | 163603.7524 | 0 | 0 | 0 | 0 | 0 | 0 | 0 | 0 | -148983.3894 | 0 | 0 | 0 | 0 | 0 | 0 | 0 | 23742.2748 | 0 | 0 | 0 | 0 | 0 | 0
2016-03-02 04:00 | 0 | 0 | 0 | 0 | 132012.3911 | 0 | 412434 | 0 | 0 | 0 | 1097401.9487 | 0 | 0 | 0 | 0 | 0 | 0 | 32165.5329 | 0 | 0 | 0 | 0 | 0 | 0 | 0 | 0 | -148983.3894 | 0 | 0 | 0 | 0 | 0 | 0 | 0 | -131438.2195 | 0 | 0 | 0 | 0 | 0 | 0
2016-03-02 05:00 | 0 | 0 | 0 | 0 | 419273.4088 | 0 | 392239 | 0 | 0 | 0 | 992998.138 | 0 | 0 | 0 | 0 | 0 | 0 | 163603.7524 | 0 | 0 | 0 | 0 | 0 | 0 | 0 | 0 | -104403.8107 | 0 | 0 | 0 | 0 | 0 | 0 | 0 | 131438.2195 | 0 | 0 | 0 | 0 | 0 | 0
2016-03-02 06:00 | 0 | 0 | 0 | 0 | 97266.3911 | 0 | 377688 | 0 | 0 | 0 | 844014.7486 | 0 | 0 | 0 | 0 | 0 | 0 | 32165.5329 | 0 | 0 | 0 | 0 | 0 | 0 | 0 | 0 | -148983.3894 | 0 | 0 | 0 | 0 | 0 | 0 | 0 | -131438.2195 | 0 | 0 | 0 | 0 | 0 | 0
2016-03-02 07:00 | 0 | 0 | 0 | 0 | 477077.4754 | 0 | 367874 | 0 | 0 | 0 | 821780.0045 | 0 | 0 | 0 | 0 | 0 | 0 | 163603.7524 | 0 | 0 | 0 | 0 | 0 | 0 | 0 | 0 | -22234.7441 | 0 | 0 | 0 | 0 | 0 | 0 | 0 | 131438.2195 | 0 | 0 | 0 | 0 | 0 | 0
2016-03-02 08:00 | 0 | 0 | 0 | 0 | 82625.3911 | 0 | 363047 | 0 | 0 | 0 | 672796.6152 | 0 | 0 | 0 | 0 | 0 | 0 | 32165.5329 | 0 | 0 | 0 | 0 | 0 | 0 | 0 | 0 | -148983.3894 | 0 | 0 | 0 | 0 | 0 | 0 | 0 | -131438.2195 | 0 | 0 | 0 | 0 | 0 | 0
2016-03-02 09:00 | 0 | 0 | 0 | 0 | 185462.0778 | 0 | 366611 | 0 | 0 | 0 | 523813.2258 | 0 | 0 | 0 | 0 | 0 | 0 | 0 | 0 | 0 | 0 | 0 | 0 | 0 | 0 | 0 | -148983.3894 | 0 | 0 | 0 | 0 | 0 | 0 | 0 | -32165.5329 | 0 | 0 | 0 | 0 | 0 | 0
2016-03-02 10:00 | 0 | 0 | 0 | 0 | 471248.9622 | 0 | 380785 | 0 | 0 | 0 | 482838.9685 | 0 | 0 | 0 | 0 | 0 | 0 | 131438.2195 | 0 | 0 | 0 | 0 | 0 | 0 | 0 | 0 | -40974.2573 | 0 | 0 | 0 | 0 | 0 | 0 | 0 | 131438.2195 | 0 | 0 | 0 | 0 | 0 | 0
2016-03-02 11:00 | 0 | 0 | 0 | 0 | 133154.3911 | 0 | 413576 | 0 | 0 | 0 | 333855.5792 | 0 | 0 | 0 | 0 | 0 | 0 | 0 | 0 | 0 | 0 | 0 | 0 | 0 | 0 | 0 | -148983.3894 | 0 | 0 | 0 | 0 | 0 | 0 | 0 | -131438.2195 | 0 | 0 | 0 | 0 | 0 | 0
2016-03-02 12:00 | 0 | 0 | 0 | 0 | 460537.3635 | 0 | 442641 | 0 | 0 | 0 | 351751.9427 | 0 | 0 | 0 | 0 | 0 | 0 | 0 | 0 | 0 | 0 | 0 | 0 | 0 | 0 | 0 | 17896.3635 | 0 | 0 | 0 | 0 | 0 | 0 | 0 | 0 | 0 | 0 | 0 | 0 | 0 | 0
2016-03-02 13:00 | 0 | 0 | 0 | 0 | 410438.2517 | 14974.0205 | 453351 | 0 | 0 | 0 | 202768.5533 | 0 | 0 | 0 | 0 | 0 | 0 | 121044.6616 | 0 | 0 | 0 | 0 | 0 | 0 | 0 | 0 | -148983.3894 | 0 | 0 | 0 | 0 | 0 | 0 | 0 | 121044.6616 | 0 | 0 | 0 | 0 | 0 | 0
2016-03-02 14:00 | 0 | 0 | 0 | 0 | 167323.3561 | 316606.3717 | 455991 | 0 | 0 | 0 | 351751.9427 | 0 | 0 | 0 | 0 | 0 | 0 | 0 | 0 | 0 | 0 | 0 | 0 | 0 | 0 | 0 | 148983.3894 | 0 | 0 | 0 | 0 | 0 | 0 | 0 | -121044.6616 | 0 | 0 | 0 | 0 | 0 | 0
2016-03-02 15:00 | 0 | 0 | 0 | 0 | 0 | 624255.7139 | 456455 | 0 | 0 | 0 | 500735.3321 | 0 | 0 | 0 | 0 | 0 | 0 | 0 | 0 | 0 | 0 | 15053.8596 | 0 | 0 | 0 | 0 | 148983.3894 | 0 | 0 | 0 | 0 | 0 | 0 | 0 | 0 | 0 | 0 | 0 | 18817.3245 | 0 | 0
2016-03-02 16:00 | 0 | 0 | 0 | 0 | 0 | 620635.7139 | 452835 | 0 | 0 | 0 | 649718.7215 | 0 | 0 | 0 | 0 | 0 | 0 | 0 | 0 | 0 | 0 | 30107.659 | 0 | 0 | 0 | 0 | 148983.3894 | 0 | 0 | 0 | 0 | 0 | 0 | 0 | 0 | 0 | 0 | 0 | 18817.3245 | 0 | 0
2016-03-02 17:00 | 0 | 0 | 0 | 0 | 0 | 741026.5691 | 447782 | 0 | 0 | 0 | 798702.1108 | 0 | 0 | 0 | 0 | 0 | 0 | 125443.8552 | 0 | 0 | 0 | 45161.3981 | 0 | 0 | 0 | 0 | 148983.3894 | 0 | 0 | 0 | 0 | 0 | 0 | 0 | 125443.8552 | 0 | 0 | 0 | 18817.3245 | 0 | 0
2016-03-02 18:00 | 0 | 0 | 0 | 0 | 0 | 724939.1567 | 444000 | 0 | 0 | 0 | 947685.5002 | 0 | 0 | 0 | 0 | 0 | 0 | 238582.2981 | 0 | 0 | 0 | 60215.0771 | 0 | 0 | 0 | 0 | 148983.3894 | 0 | 0 | 0 | 0 | 0 | 0 | 0 | 113138.4429 | 0 | 0 | 0 | 18817.3245 | 0 | 0
2016-03-02 19:00 | 0 | 0 | 0 | 0 | 0 | 549816.2193 | 440889 | 0 | 0 | 0 | 1096668.8896 | 0 | 0 | 0 | 0 | 0 | 0 | 179708.8035 | 0 | 0 | 0 | 75268.6958 | 0 | 0 | 0 | 0 | 148983.3894 | 0 | 0 | 0 | 0 | 0 | 0 | 0 | -58873.4946 | 0 | 0 | 0 | 18817.3245 | 0 | 0
2016-03-02 20:00 | 0 | 0 | 0 | 0 | 0 | 725310.6986 | 440393 | 0 | 0 | 0 | 1245652.2789 | 0 | 0 | 0 | 0 | 0 | 0 | 296825.7883 | 0 | 0 | 0 | 90322.2543 | 0 | 0 | 0 | 0 | 148983.3894 | 0 | 0 | 0 | 0 | 0 | 0 | 0 | 117116.9847 | 0 | 0 | 0 | 18817.3245 | 0 | 0
2016-03-02 21:00 | 0 | 0 | 0 | 0 | 0 | 733755.7238 | 441612 | 0 | 0 | 0 | 1394635.6683 | 0 | 0 | 0 | 0 | 0 | 0 | 421168.7982 | 0 | 0 | 0 | 105375.7526 | 0 | 0 | 0 | 0 | 148983.3894 | 0 | 0 | 0 | 0 | 0 | 0 | 0 | 124343.01 | 0 | 0 | 0 | 18817.3245 | 0 | 0
2016-03-02 22:00 | 0 | 0 | 0 | 0 | 0 | 709229.6425 | 448869 | 0 | 0 | 0 | 1543619.0577 | 0 | 0 | 0 | 0 | 0 | 0 | 513728.7269 | 0 | 0 | 0 | 120429.1907 | 0 | 0 | 0 | 0 | 148983.3894 | 0 | 0 | 0 | 0 | 0 | 0 | 0 | 92559.9287 | 0 | 0 | 0 | 18817.3245 | 0 | 0
2016-03-02 23:00 | 0 | 0 | 0 | 0 | 0 | 546200.6175 | 464980 | 0 | 0 | 0 | 1692602.4471 | 0 | 0 | 0 | 0 | 0 | 0 | 513728.7269 | 0 | 0 | 0 | 3596.3436 | 0 | 0 | 0 | 0 | 148983.3894 | 0 | 0 | 0 | 0 | 0 | 0 | 0 | 0 | 0 | 0 | 0 | 0 | 116832.3653 | 0
2016-03-03 | 0 | 0 | 0 | 0 | 47541.2898 | 150294.2303 | 480343 | 0 | 0 | 0 | 1543619.0577 | 0 | 0 | 0 | 0 | 0 | 0 | 382290.5074 | 0 | 0 | 0 | 0 | 0 | 0 | 0 | 0 | -148983.3894 | 0 | 0 | 0 | 0 | 0 | 0 | 0 | -131438.2195 | 0 | 0 | 0 | 0 | 3596.3293 | 0
2016-03-03 01:00 | 0 | 0 | 0 | 0 | 201418.4136 | 403.9775 | 482244 | 0 | 0 | 0 | 1394635.6683 | 0 | 0 | 0 | 0 | 0 | 0 | 250852.2879 | 0 | 0 | 0 | 0 | 0 | 0 | 0 | 0 | -148983.3894 | 0 | 0 | 0 | 0 | 0 | 0 | 0 | -131438.2195 | 0 | 0 | 0 | 0 | 0 | 0
2016-03-03 02:00 | 0 | 0 | 0 | 0 | 580343.8371 | 0 | 473944 | 0 | 0 | 0 | 1489011.3543 | 0 | 0 | 0 | 0 | 0 | 0 | 262876.439 | 0 | 0 | 0 | 0 | 0 | 0 | 0 | 0 | 94375.686 | 0 | 0 | 0 | 0 | 0 | 0 | 0 | 12024.1511 | 0 | 0 | 0 | 0 | 0 | 0
2016-03-03 03:00 | 0 | 0 | 0 | 0 | 175274.3911 | 0 | 455696 | 0 | 0 | 0 | 1340027.965 | 0 | 0 | 0 | 0 | 0 | 0 | 131438.2195 | 0 | 0 | 0 | 0 | 0 | 0 | 0 | 0 | -148983.3894 | 0 | 0 | 0 | 0 | 0 | 0 | 0 | -131438.2195 | 0 | 0 | 0 | 0 | 0 | 0
2016-03-03 04:00 | 0 | 0 | 0 | 0 | 152045.3911 | 0 | 432467 | 0 | 0 | 0 | 1191044.5756 | 0 | 0 | 0 | 0 | 0 | 0 | 0 | 0 | 0 | 0 | 0 | 0 | 0 | 0 | 0 | -148983.3894 | 0 | 0 | 0 | 0 | 0 | 0 | 0 | -131438.2195 | 0 | 0 | 0 | 0 | 0 | 0
2016-03-03 05:00 | 0 | 0 | 0 | 0 | 517274.2714 | 0 | 412330 | 0 | 0 | 0 | 1164550.6274 | 0 | 0 | 0 | 0 | 0 | 0 | 131438.2195 | 0 | 0 | 0 | 0 | 0 | 0 | 0 | 0 | -26493.9481 | 0 | 0 | 0 | 0 | 0 | 0 | 0 | 131438.2195 | 0 | 0 | 0 | 0 | 0 | 0
2016-03-03 06:00 | 0 | 0 | 0 | 0 | 117635.3911 | 0 | 398057 | 0 | 0 | 0 | 1015567.2381 | 0 | 0 | 0 | 0 | 0 | 0 | 0 | 0 | 0 | 0 | 0 | 0 | 0 | 0 | 0 | -148983.3894 | 0 | 0 | 0 | 0 | 0 | 0 | 0 | -131438.2195 | 0 | 0 | 0 | 0 | 0 | 0
2016-03-03 07:00 | 0 | 0 | 0 | 0 | 499412.7103 | 0 | 389473 | 0 | 0 | 0 | 994068.7289 | 0 | 0 | 0 | 0 | 0 | 0 | 131438.2195 | 0 | 0 | 0 | 0 | 0 | 0 | 0 | 0 | -21498.5092 | 0 | 0 | 0 | 0 | 0 | 0 | 0 | 131438.2195 | 0 | 0 | 0 | 0 | 0 | 0
2016-03-03 08:00 | 0 | 0 | 0 | 0 | 105482.3911 | 0 | 385904 | 0 | 0 | 0 | 845085.3395 | 0 | 0 | 0 | 0 | 0 | 0 | 0 | 0 | 0 | 0 | 0 | 0 | 0 | 0 | 0 | -148983.3894 | 0 | 0 | 0 | 0 | 0 | 0 | 0 | -131438.2195 | 0 | 0 | 0 | 0 | 0 | 0
2016-03-03 09:00 | 0 | 0 | 0 | 0 | 488106.7793 | 0 | 389188 | 0 | 0 | 0 | 812565.8993 | 0 | 0 | 0 | 0 | 0 | 0 | 131438.2195 | 0 | 0 | 0 | 0 | 0 | 0 | 0 | 0 | -32519.4402 | 0 | 0 | 0 | 0 | 0 | 0 | 0 | 131438.2195 | 0 | 0 | 0 | 0 | 0 | 0
2016-03-03 10:00 | 0 | 0 | 0 | 0 | 122862.3911 | 0 | 403284 | 0 | 0 | 0 | 663582.5099 | 0 | 0 | 0 | 0 | 0 | 0 | 0 | 0 | 0 | 0 | 0 | 0 | 0 | 0 | 0 | -148983.3894 | 0 | 0 | 0 | 0 | 0 | 0 | 0 | -131438.2195 | 0 | 0 | 0 | 0 | 0 | 0
2016-03-03 11:00 | 0 | 0 | 0 | 0 | 285880.6106 | 0 | 434864 | 0 | 0 | 0 | 514599.1206 | 0 | 0 | 0 | 0 | 0 | 0 | 0 | 0 | 0 | 0 | 0 | 0 | 0 | 0 | 0 | -148983.3894 | 0 | 0 | 0 | 0 | 0 | 0 | 0 | 0 | 0 | 0 | 0 | 0 | 0 | 0
2016-03-03 12:00 | 0 | 0 | 0 | 0 | 506052.569 | 0 | 459002 | 0 | 0 | 0 | 430211.4701 | 0 | 0 | 0 | 0 | 0 | 0 | 131438.2195 | 0 | 0 | 0 | 0 | 0 | 0 | 0 | 0 | -84387.6505 | 0 | 0 | 0 | 0 | 0 | 0 | 0 | 131438.2195 | 0 | 0 | 0 | 0 | 0 | 0
2016-03-03 13:00 | 0 | 0 | 0 | 0 | 167090.2972 | 16142.0939 | 463654 | 0 | 0 | 0 | 281228.0807 | 0 | 0 | 0 | 0 | 0 | 0 | 0 | 0 | 0 | 0 | 0 | 0 | 0 | 0 | 0 | -148983.3894 | 0 | 0 | 0 | 0 | 0 | 0 | 0 | -131438.2195 | 0 | 0 | 0 | 0 | 0 | 0
2016-03-03 14:00 | 0 | 0 | 0 | 0 | 291883.9073 | 320774.4821 | 463675 | 0 | 0 | 0 | 430211.4701 | 0 | 0 | 0 | 0 | 0 | 0 | 0 | 0 | 0 | 0 | 0 | 0 | 0 | 0 | 0 | 148983.3894 | 0 | 0 | 0 | 0 | 0 | 0 | 0 | 0 | 0 | 0 | 0 | 0 | 0 | 0
2016-03-03 15:00 | 0 | 0 | 0 | 0 | 26335.5654 | 585420.8239 | 462773 | 0 | 0 | 0 | 579194.8595 | 0 | 0 | 0 | 0 | 0 | 0 | 0 | 0 | 0 | 0 | 0 | 0 | 0 | 0 | 0 | 148983.3894 | 0 | 0 | 0 | 0 | 0 | 0 | 0 | 0 | 0 | 0 | 0 | 0 | 0 | 0
2016-03-03 16:00 | 0 | 0 | 0 | 0 | 0 | 666923.9065 | 459966 | 0 | 0 | 0 | 728178.2488 | 0 | 0 | 0 | 0 | 0 | 0 | 57974.5172 | 0 | 0 | 0 | 0 | 0 | 0 | 0 | 0 | 148983.3894 | 0 | 0 | 0 | 0 | 0 | 0 | 0 | 57974.5172 | 0 | 0 | 0 | 0 | 0 | 0
2016-03-03 17:00 | 0 | 0 | 0 | 0 | 57001.6514 | 680208.9575 | 456789 | 0 | 0 | 0 | 877161.6382 | 0 | 0 | 0 | 0 | 0 | 0 | 189412.7367 | 0 | 0 | 0 | 0 | 0 | 0 | 0 | 0 | 148983.3894 | 0 | 0 | 0 | 0 | 0 | 0 | 0 | 131438.2195 | 0 | 0 | 0 | 0 | 0 | 0
2016-03-03 18:00 | 0 | 0 | 0 | 0 | 0 | 668953.7815 | 455812 | 0 | 0 | 0 | 1026145.0276 | 0 | 0 | 0 | 0 | 0 | 0 | 253571.1288 | 0 | 0 | 0 | 0 | 0 | 0 | 0 | 0 | 148983.3894 | 0 | 0 | 0 | 0 | 0 | 0 | 0 | 64158.3922 | 0 | 0 | 0 | 0 | 0 | 0
2016-03-03 19:00 | 0 | 0 | 0 | 0 | 0 | 657851.435 | 455296 | 0 | 0 | 0 | 1175128.4169 | 0 | 0 | 0 | 0 | 0 | 0 | 307143.1745 | 0 | 0 | 0 | 0 | 0 | 0 | 0 | 0 | 148983.3894 | 0 | 0 | 0 | 0 | 0 | 0 | 0 | 53572.0457 | 0 | 0 | 0 | 0 | 0 | 0
2016-03-03 20:00 | 0 | 0 | 0 | 0 | 0 | 654240.7367 | 455980 | 0 | 0 | 0 | 1268512.9988 | 0 | 0 | 0 | 0 | 0 | 0 | 412019.3294 | 0 | 0 | 0 | 0 | 0 | 0 | 0 | 0 | 93384.5818 | 0 | 0 | 0 | 0 | 0 | 0 | 0 | 104876.1548 | 0 | 0 | 0 | 0 | 0 | 0
2016-03-03 21:00 | 0 | 0 | 0 | 0 | 0 | 630283.5205 | 459774 | 0 | 0 | 0 | 1417496.3882 | 0 | 0 | 0 | 0 | 0 | 0 | 433545.4605 | 0 | 0 | 0 | 0 | 0 | 0 | 0 | 0 | 148983.3894 | 0 | 0 | 0 | 0 | 0 | 0 | 0 | 21526.1311 | 0 | 0 | 0 | 0 | 0 | 0
2016-03-03 22:00 | 0 | 0 | 0 | 0 | 0 | 560082.6314 | 466502 | 0 | 0 | 0 | 1566479.7775 | 0 | 0 | 0 | 0 | 0 | 0 | 378142.7025 | 0 | 0 | 0 | 0 | 0 | 0 | 0 | 0 | 148983.3894 | 0 | 0 | 0 | 0 | 0 | 0 | 0 | -55402.758 | 0 | 0 | 0 | 0 | 0 | 0
2016-03-03 23:00 | 0 | 0 | 0 | 0 | 0 | 389311.3263 | 478087 | 0 | 0 | 0 | 1417496.3882 | 0 | 0 | 0 | 0 | 0 | 0 | 438350.4181 | 0 | 0 | 0 | 0 | 0 | 0 | 0 | 0 | -148983.3894 | 0 | 0 | 0 | 0 | 0 | 0 | 0 | 60207.7157 | 0 | 0 | 0 | 0 | 0 | 0
2016-03-04 | 0 | 0 | 0 | 0 | 315825.845 | 95815.0744 | 485246 | 0 | 0 | 0 | 1268512.9988 | 0 | 0 | 0 | 0 | 0 | 0 | 513728.7269 | 0 | 0 | 0 | 0 | 0 | 0 | 0 | 0 | -148983.3894 | 0 | 0 | 0 | 0 | 0 | 0 | 0 | 75378.3088 | 0 | 0 | 0 | 0 | 0 | 0
2016-03-04 01:00 | 0 | 0 | 0 | 0 | 203113.2844 | 319.1067 | 483854 | 0 | 0 | 0 | 1119529.6094 | 0 | 0 | 0 | 0 | 0 | 0 | 382290.5074 | 0 | 0 | 0 | 0 | 0 | 0 | 0 | 0 | -148983.3894 | 0 | 0 | 0 | 0 | 0 | 0 | 0 | -131438.2195 | 0 | 0 | 0 | 0 | 0 | 0
2016-03-04 02:00 | 0 | 0 | 0 | 0 | 459612.3379 | 0 | 472650 | 0 | 0 | 0 | 1225906.0157 | 0 | 0 | 0 | 0 | 0 | 0 | 262876.439 | 0 | 0 | 0 | 0 | 0 | 0 | 0 | 0 | 106376.4063 | 0 | 0 | 0 | 0 | 0 | 0 | 0 | -119414.0684 | 0 | 0 | 0 | 0 | 0 | 0
2016-03-04 03:00 | 0 | 0 | 0 | 0 | 173192.3911 | 0 | 453614 | 0 | 0 | 0 | 1076922.6263 | 0 | 0 | 0 | 0 | 0 | 0 | 131438.2195 | 0 | 0 | 0 | 0 | 0 | 0 | 0 | 0 | -148983.3894 | 0 | 0 | 0 | 0 | 0 | 0 | 0 | -131438.2195 | 0 | 0 | 0 | 0 | 0 | 0
2016-03-04 04:00 | 0 | 0 | 0 | 0 | 517227.3137 | 0 | 429518 | 0 | 0 | 0 | 1033193.7205 | 0 | 0 | 0 | 0 | 0 | 0 | 262876.439 | 0 | 0 | 0 | 0 | 0 | 0 | 0 | 0 | -43728.9058 | 0 | 0 | 0 | 0 | 0 | 0 | 0 | 131438.2195 | 0 | 0 | 0 | 0 | 0 | 0
2016-03-04 05:00 | 0 | 0 | 0 | 0 | 128675.3911 | 0 | 409097 | 0 | 0 | 0 | 884210.3312 | 0 | 0 | 0 | 0 | 0 | 0 | 131438.2195 | 0 | 0 | 0 | 0 | 0 | 0 | 0 | 0 | -148983.3894 | 0 | 0 | 0 | 0 | 0 | 0 | 0 | -131438.2195 | 0 | 0 | 0 | 0 | 0 | 0
2016-03-04 06:00 | 0 | 0 | 0 | 0 | 115355.3911 | 0 | 395777 | 0 | 0 | 0 | 735226.9418 | 0 | 0 | 0 | 0 | 0 | 0 | 0 | 0 | 0 | 0 | 0 | 0 | 0 | 0 | 0 | -148983.3894 | 0 | 0 | 0 | 0 | 0 | 0 | 0 | -131438.2195 | 0 | 0 | 0 | 0 | 0 | 0
2016-03-04 07:00 | 0 | 0 | 0 | 0 | 546482.7054 | 0 | 386963 | 0 | 0 | 0 | 763308.4277 | 0 | 0 | 0 | 0 | 0 | 0 | 131438.2195 | 0 | 0 | 0 | 0 | 0 | 0 | 0 | 0 | 28081.4859 | 0 | 0 | 0 | 0 | 0 | 0 | 0 | 131438.2195 | 0 | 0 | 0 | 0 | 0 | 0
2016-03-04 08:00 | 0 | 0 | 0 | 0 | 102024.3911 | 0 | 382446 | 0 | 0 | 0 | 614325.0383 | 0 | 0 | 0 | 0 | 0 | 0 | 0 | 0 | 0 | 0 | 0 | 0 | 0 | 0 | 0 | -148983.3894 | 0 | 0 | 0 | 0 | 0 | 0 | 0 | -131438.2195 | 0 | 0 | 0 | 0 | 0 | 0
2016-03-04 09:00 | 0 | 0 | 0 | 0 | 582066.3019 | 0 | 383930 | 0 | 0 | 0 | 681023.1207 | 0 | 0 | 0 | 0 | 0 | 0 | 131438.2195 | 0 | 0 | 0 | 0 | 0 | 0 | 0 | 0 | 66698.0824 | 0 | 0 | 0 | 0 | 0 | 0 | 0 | 131438.2195 | 0 | 0 | 0 | 0 | 0 | 0
2016-03-04 10:00 | 0 | 0 | 0 | 0 | 115956.3911 | 0 | 396378 | 0 | 0 | 0 | 532039.7314 | 0 | 0 | 0 | 0 | 0 | 0 | 0 | 0 | 0 | 0 | 0 | 0 | 0 | 0 | 0 | -148983.3894 | 0 | 0 | 0 | 0 | 0 | 0 | 0 | -131438.2195 | 0 | 0 | 0 | 0 | 0 | 0
2016-03-04 11:00 | 0 | 0 | 0 | 0 | 277211.6106 | 0 | 426195 | 0 | 0 | 0 | 383056.342 | 0 | 0 | 0 | 0 | 0 | 0 | 0 | 0 | 0 | 0 | 0 | 0 | 0 | 0 | 0 | -148983.3894 | 0 | 0 | 0 | 0 | 0 | 0 | 0 | 0 | 0 | 0 | 0 | 0 | 0 | 0
2016-03-04 12:00 | 0 | 0 | 0 | 0 | 588400.4047 | 0 | 452772 | 0 | 0 | 0 | 387246.5272 | 0 | 0 | 0 | 0 | 0 | 0 | 131438.2195 | 0 | 0 | 0 | 0 | 0 | 0 | 0 | 0 | 4190.1852 | 0 | 0 | 0 | 0 | 0 | 0 | 0 | 131438.2195 | 0 | 0 | 0 | 0 | 0 | 0
2016-03-04 13:00 | 0 | 0 | 0 | 0 | 165055.611 | 17659.7801 | 463137 | 0 | 0 | 0 | 238263.1378 | 0 | 0 | 0 | 0 | 0 | 0 | 0 | 0 | 0 | 0 | 0 | 0 | 0 | 0 | 0 | -148983.3894 | 0 | 0 | 0 | 0 | 0 | 0 | 0 | -131438.2195 | 0 | 0 | 0 | 0 | 0 | 0
2016-03-04 14:00 | 0 | 0 | 0 | 0 | 60747.3891 | 257002.2216 | 466733 | 0 | 0 | 0 | 89279.7484 | 0 | 0 | 0 | 0 | 0 | 0 | 0 | 0 | 0 | 0 | 0 | 0 | 0 | 0 | 0 | -148983.3894 | 0 | 0 | 0 | 0 | 0 | 0 | 0 | 0 | 0 | 0 | 0 | 0 | 0 | 0
2016-03-04 15:00 | 0 | 0 | 0 | 0 | 28112.4516 | 587947.9377 | 467077 | 0 | 0 | 0 | 238263.1378 | 0 | 0 | 0 | 0 | 0 | 0 | 0 | 0 | 0 | 0 | 0 | 0 | 0 | 0 | 0 | 148983.3894 | 0 | 0 | 0 | 0 | 0 | 0 | 0 | 0 | 0 | 0 | 0 | 0 | 0 | 0
2016-03-04 16:00 | 0 | 0 | 0 | 0 | 0 | 677644.8609 | 464285 | 0 | 0 | 0 | 387246.5272 | 0 | 0 | 0 | 0 | 0 | 0 | 64376.4716 | 0 | 0 | 0 | 0 | 0 | 0 | 0 | 0 | 148983.3894 | 0 | 0 | 0 | 0 | 0 | 0 | 0 | 64376.4716 | 0 | 0 | 0 | 0 | 0 | 0
2016-03-04 17:00 | 0 | 0 | 0 | 0 | 0 | 682509.1293 | 456607 | 0 | 0 | 0 | 536229.9165 | 0 | 0 | 0 | 0 | 0 | 0 | 141295.2115 | 0 | 0 | 0 | 0 | 0 | 0 | 0 | 0 | 148983.3894 | 0 | 0 | 0 | 0 | 0 | 0 | 0 | 76918.7399 | 0 | 0 | 0 | 0 | 0 | 0
2016-03-04 18:00 | 0 | 0 | 0 | 0 | 0 | 670106.9296 | 452165 | 0 | 0 | 0 | 685213.3059 | 0 | 0 | 0 | 0 | 0 | 0 | 210253.7517 | 0 | 0 | 0 | 0 | 0 | 0 | 0 | 0 | 148983.3894 | 0 | 0 | 0 | 0 | 0 | 0 | 0 | 68958.5402 | 0 | 0 | 0 | 0 | 0 | 0
2016-03-04 19:00 | 0 | 0 | 0 | 0 | 0 | 658860.6988 | 448207 | 0 | 0 | 0 | 834196.6953 | 0 | 0 | 0 | 0 | 0 | 0 | 271924.0612 | 0 | 0 | 0 | 0 | 0 | 0 | 0 | 0 | 148983.3894 | 0 | 0 | 0 | 0 | 0 | 0 | 0 | 61670.3094 | 0 | 0 | 0 | 0 | 0 | 0
2016-03-04 20:00 | 0 | 0 | 0 | 0 | 0 | 658146.7216 | 444972 | 0 | 0 | 0 | 915933.1974 | 0 | 0 | 0 | 0 | 0 | 0 | 403362.2807 | 0 | 0 | 0 | 0 | 0 | 0 | 0 | 0 | 81736.5021 | 0 | 0 | 0 | 0 | 0 | 0 | 0 | 131438.2195 | 0 | 0 | 0 | 0 | 0 | 0
2016-03-04 21:00 | 0 | 0 | 0 | 0 | 0 | 650647.7154 | 444497 | 0 | 0 | 0 | 1064916.5867 | 0 | 0 | 0 | 0 | 0 | 0 | 460529.6067 | 0 | 0 | 0 | 0 | 0 | 0 | 0 | 0 | 148983.3894 | 0 | 0 | 0 | 0 | 0 | 0 | 0 | 57167.326 | 0 | 0 | 0 | 0 | 0 | 0
2016-03-04 22:00 | 0 | 0 | 0 | 0 | 0 | 599895.5665 | 447234 | 0 | 0 | 0 | 1213899.9761 | 0 | 0 | 0 | 0 | 0 | 0 | 464207.7838 | 0 | 0 | 0 | 0 | 0 | 0 | 0 | 0 | 148983.3894 | 0 | 0 | 0 | 0 | 0 | 0 | 0 | 3678.1771 | 0 | 0 | 0 | 0 | 0 | 0
2016-03-04 23:00 | 0 | 0 | 0 | 0 | 0 | 431657.9565 | 454889 | 0 | 0 | 0 | 1322107.1521 | 0 | 0 | 0 | 0 | 0 | 0 | 332769.5643 | 0 | 0 | 0 | 0 | 0 | 0 | 0 | 0 | 108207.176 | 0 | 0 | 0 | 0 | 0 | 0 | 0 | -131438.2195 | 0 | 0 | 0 | 0 | 0 | 0
2016-03-05 | 0 | 0 | 0 | 0 | 83837.6423 | 98285.7488 | 462545 | 0 | 0 | 0 | 1173123.7628 | 0 | 0 | 0 | 0 | 0 | 0 | 201331.3448 | 0 | 0 | 0 | 0 | 0 | 0 | 0 | 0 | -148983.3894 | 0 | 0 | 0 | 0 | 0 | 0 | 0 | -131438.2195 | 0 | 0 | 0 | 0 | 0 | 0
2016-03-05 01:00 | 0 | 0 | 0 | 0 | 553628.2501 | 315.8852 | 459738 | 0 | 0 | 0 | 1135891.6785 | 0 | 0 | 0 | 0 | 0 | 0 | 332769.5643 | 0 | 0 | 0 | 0 | 0 | 0 | 0 | 0 | -37232.0842 | 0 | 0 | 0 | 0 | 0 | 0 | 0 | 131438.2195 | 0 | 0 | 0 | 0 | 0 | 0
2016-03-05 02:00 | 0 | 0 | 0 | 0 | 173626.3911 | 0 | 454048 | 0 | 0 | 0 | 986908.2891 | 0 | 0 | 0 | 0 | 0 | 0 | 201331.3448 | 0 | 0 | 0 | 0 | 0 | 0 | 0 | 0 | -148983.3894 | 0 | 0 | 0 | 0 | 0 | 0 | 0 | -131438.2195 | 0 | 0 | 0 | 0 | 0 | 0
2016-03-05 03:00 | 0 | 0 | 0 | 0 | 528014.9653 | 0 | 439985 | 0 | 0 | 0 | 943500.035 | 0 | 0 | 0 | 0 | 0 | 0 | 332769.5643 | 0 | 0 | 0 | 0 | 0 | 0 | 0 | 0 | -43408.2542 | 0 | 0 | 0 | 0 | 0 | 0 | 0 | 131438.2195 | 0 | 0 | 0 | 0 | 0 | 0
2016-03-05 04:00 | 0 | 0 | 0 | 0 | 139494.3911 | 0 | 419916 | 0 | 0 | 0 | 794516.6456 | 0 | 0 | 0 | 0 | 0 | 0 | 201331.3448 | 0 | 0 | 0 | 0 | 0 | 0 | 0 | 0 | -148983.3894 | 0 | 0 | 0 | 0 | 0 | 0 | 0 | -131438.2195 | 0 | 0 | 0 | 0 | 0 | 0
2016-03-05 05:00 | 0 | 0 | 0 | 0 | 121886.3911 | 0 | 402308 | 0 | 0 | 0 | 645533.2562 | 0 | 0 | 0 | 0 | 0 | 0 | 69893.1253 | 0 | 0 | 0 | 0 | 0 | 0 | 0 | 0 | -148983.3894 | 0 | 0 | 0 | 0 | 0 | 0 | 0 | -131438.2195 | 0 | 0 | 0 | 0 | 0 | 0
2016-03-05 06:00 | 0 | 0 | 0 | 0 | 514108.4528 | 0 | 389789 | 0 | 0 | 0 | 638414.4895 | 0 | 0 | 0 | 0 | 0 | 0 | 201331.3448 | 0 | 0 | 0 | 0 | 0 | 0 | 0 | 0 | -7118.7668 | 0 | 0 | 0 | 0 | 0 | 0 | 0 | 131438.2195 | 0 | 0 | 0 | 0 | 0 | 0
2016-03-05 07:00 | 0 | 0 | 0 | 0 | 399428.1699 | 0 | 381883 | 0 | 0 | 0 | 787397.8788 | 0 | 0 | 0 | 0 | 0 | 0 | 69893.1253 | 0 | 0 | 0 | 0 | 0 | 0 | 0 | 0 | 148983.3894 | 0 | 0 | 0 | 0 | 0 | 0 | 0 | -131438.2195 | 0 | 0 | 0 | 0 | 0 | 0
2016-03-05 08:00 | 0 | 0 | 0 | 0 | 501441.3654 | 0 | 378361 | 0 | 0 | 0 | 779040.0247 | 0 | 0 | 0 | 0 | 0 | 0 | 201331.3448 | 0 | 0 | 0 | 0 | 0 | 0 | 0 | 0 | -8357.8541 | 0 | 0 | 0 | 0 | 0 | 0 | 0 | 131438.2195 | 0 | 0 | 0 | 0 | 0 | 0
2016-03-05 09:00 | 0 | 0 | 0 | 0 | 98382.3911 | 0 | 378804 | 0 | 0 | 0 | 630056.6353 | 0 | 0 | 0 | 0 | 0 | 0 | 69893.1253 | 0 | 0 | 0 | 0 | 0 | 0 | 0 | 0 | -148983.3894 | 0 | 0 | 0 | 0 | 0 | 0 | 0 | -131438.2195 | 0 | 0 | 0 | 0 | 0 | 0
2016-03-05 10:00 | 0 | 0 | 0 | 0 | 164745.4853 | 0 | 383622 | 0 | 0 | 0 | 481073.246 | 0 | 0 | 0 | 0 | 0 | 0 | 0 | 0 | 0 | 0 | 0 | 0 | 0 | 0 | 0 | -148983.3894 | 0 | 0 | 0 | 0 | 0 | 0 | 0 | -69893.1253 | 0 | 0 | 0 | 0 | 0 | 0
2016-03-05 11:00 | 0 | 0 | 0 | 0 | 507038.4851 | 0 | 394733 | 0 | 0 | 0 | 461940.5116 | 0 | 0 | 0 | 0 | 0 | 0 | 131438.2195 | 0 | 0 | 0 | 0 | 0 | 0 | 0 | 0 | -19132.7344 | 0 | 0 | 0 | 0 | 0 | 0 | 0 | 131438.2195 | 0 | 0 | 0 | 0 | 0 | 0
2016-03-05 12:00 | 0 | 0 | 0 | 0 | 127345.3911 | 0 | 407767 | 0 | 0 | 0 | 312957.1222 | 0 | 0 | 0 | 0 | 0 | 0 | 0 | 0 | 0 | 0 | 0 | 0 | 0 | 0 | 0 | -148983.3894 | 0 | 0 | 0 | 0 | 0 | 0 | 0 | -131438.2195 | 0 | 0 | 0 | 0 | 0 | 0
2016-03-05 13:00 | 0 | 0 | 0 | 0 | 426761.9846 | 21280.1046 | 417596 | 0 | 0 | 0 | 343403.2114 | 0 | 0 | 0 | 0 | 0 | 0 | 0 | 0 | 0 | 0 | 0 | 0 | 0 | 0 | 0 | 30446.0892 | 0 | 0 | 0 | 0 | 0 | 0 | 0 | 0 | 0 | 0 | 0 | 0 | 0 | 0
2016-03-05 14:00 | 0 | 0 | 0 | 0 | 33530.5173 | 238701.0934 | 421215 | 0 | 0 | 0 | 194419.8221 | 0 | 0 | 0 | 0 | 0 | 0 | 0 | 0 | 0 | 0 | 0 | 0 | 0 | 0 | 0 | -148983.3894 | 0 | 0 | 0 | 0 | 0 | 0 | 0 | 0 | 0 | 0 | 0 | 0 | 0 | 0
2016-03-05 15:00 | 0 | 0 | 0 | 0 | 113559.507 | 456043.8824 | 420620 | 0 | 0 | 0 | 343403.2114 | 0 | 0 | 0 | 0 | 0 | 0 | 0 | 0 | 0 | 0 | 0 | 0 | 0 | 0 | 0 | 148983.3894 | 0 | 0 | 0 | 0 | 0 | 0 | 0 | 0 | 0 | 0 | 0 | 0 | 0 | 0
2016-03-05 16:00 | 0 | 0 | 0 | 0 | 0 | 573042.777 | 416121 | 0 | 0 | 0 | 492386.6008 | 0 | 0 | 0 | 0 | 0 | 0 | 7938.3876 | 0 | 0 | 0 | 0 | 0 | 0 | 0 | 0 | 148983.3894 | 0 | 0 | 0 | 0 | 0 | 0 | 0 | 7938.3876 | 0 | 0 | 0 | 0 | 0 | 0
2016-03-05 17:00 | 0 | 0 | 0 | 0 | 77287.9701 | 615026.6388 | 411893 | 0 | 0 | 0 | 641369.9902 | 0 | 0 | 0 | 0 | 0 | 0 | 139376.6071 | 0 | 0 | 0 | 0 | 0 | 0 | 0 | 0 | 148983.3894 | 0 | 0 | 0 | 0 | 0 | 0 | 0 | 131438.2195 | 0 | 0 | 0 | 0 | 0 | 0
2016-03-05 18:00 | 0 | 0 | 0 | 0 | 0 | 610400.0835 | 407135 | 0 | 0 | 0 | 790353.3795 | 0 | 0 | 0 | 0 | 0 | 0 | 193658.3013 | 0 | 0 | 0 | 0 | 0 | 0 | 0 | 0 | 148983.3894 | 0 | 0 | 0 | 0 | 0 | 0 | 0 | 54281.6941 | 0 | 0 | 0 | 0 | 0 | 0
2016-03-05 19:00 | 0 | 0 | 0 | 0 | 0 | 601843.2474 | 404596 | 0 | 0 | 0 | 856162.4074 | 0 | 0 | 0 | 0 | 0 | 0 | 325096.5208 | 0 | 0 | 0 | 0 | 0 | 0 | 0 | 0 | 65809.0279 | 0 | 0 | 0 | 0 | 0 | 0 | 0 | 131438.2195 | 0 | 0 | 0 | 0 | 0 | 0
2016-03-05 20:00 | 0 | 0 | 0 | 0 | 0 | 593104.7961 | 402744 | 0 | 0 | 0 | 1005145.7968 | 0 | 0 | 0 | 0 | 0 | 0 | 366473.9275 | 0 | 0 | 0 | 0 | 0 | 0 | 0 | 0 | 148983.3894 | 0 | 0 | 0 | 0 | 0 | 0 | 0 | 41377.4068 | 0 | 0 | 0 | 0 | 0 | 0
2016-03-05 21:00 | 0 | 0 | 0 | 0 | 0 | 561274.1834 | 403627 | 0 | 0 | 0 | 1154129.1862 | 0 | 0 | 0 | 0 | 0 | 0 | 375137.7216 | 0 | 0 | 0 | 0 | 0 | 0 | 0 | 0 | 148983.3894 | 0 | 0 | 0 | 0 | 0 | 0 | 0 | 8663.7941 | 0 | 0 | 0 | 0 | 0 | 0
2016-03-05 22:00 | 0 | 0 | 0 | 0 | 0 | 487258.8789 | 407156 | 0 | 0 | 0 | 1303112.5756 | 0 | 0 | 0 | 0 | 0 | 0 | 306257.2112 | 0 | 0 | 0 | 0 | 0 | 0 | 0 | 0 | 148983.3894 | 0 | 0 | 0 | 0 | 0 | 0 | 0 | -68880.5104 | 0 | 0 | 0 | 0 | 0 | 0
2016-03-05 23:00 | 0 | 0 | 0 | 0 | 0 | 341878.321 | 417186 | 0 | 0 | 0 | 1359243.1161 | 0 | 0 | 0 | 0 | 0 | 0 | 174818.9917 | 0 | 0 | 0 | 0 | 0 | 0 | 0 | 0 | 56130.5405 | 0 | 0 | 0 | 0 | 0 | 0 | 0 | -131438.2195 | 0 | 0 | 0 | 0 | 0 | 0
2016-03-06 | 0 | 0 | 0 | 0 | 302709.2972 | 106726.5329 | 426981 | 0 | 0 | 0 | 1210259.7267 | 0 | 0 | 0 | 0 | 0 | 0 | 306257.2112 | 0 | 0 | 0 | 0 | 0 | 0 | 0 | 0 | -148983.3894 | 0 | 0 | 0 | 0 | 0 | 0 | 0 | 131438.2195 | 0 | 0 | 0 | 0 | 0 | 0
2016-03-06 01:00 | 0 | 0 | 0 | 0 | 147703.9575 | 432.4336 | 428558 | 0 | 0 | 0 | 1061276.3374 | 0 | 0 | 0 | 0 | 0 | 0 | 174818.9917 | 0 | 0 | 0 | 0 | 0 | 0 | 0 | 0 | -148983.3894 | 0 | 0 | 0 | 0 | 0 | 0 | 0 | -131438.2195 | 0 | 0 | 0 | 0 | 0 | 0
2016-03-06 02:00 | 0 | 0 | 0 | 0 | 143035.3911 | 0 | 423457 | 0 | 0 | 0 | 912292.948 | 0 | 0 | 0 | 0 | 0 | 0 | 43380.7722 | 0 | 0 | 0 | 0 | 0 | 0 | 0 | 0 | -148983.3894 | 0 | 0 | 0 | 0 | 0 | 0 | 0 | -131438.2195 | 0 | 0 | 0 | 0 | 0 | 0
2016-03-06 03:00 | 0 | 0 | 0 | 0 | 394001.8301 | 0 | 411547 | 0 | 0 | 0 | 763309.5586 | 0 | 0 | 0 | 0 | 0 | 0 | 174818.9917 | 0 | 0 | 0 | 0 | 0 | 0 | 0 | 0 | -148983.3894 | 0 | 0 | 0 | 0 | 0 | 0 | 0 | 131438.2195 | 0 | 0 | 0 | 0 | 0 | 0
2016-03-06 04:00 | 0 | 0 | 0 | 0 | 412392.1699 | 0 | 394847 | 0 | 0 | 0 | 912292.948 | 0 | 0 | 0 | 0 | 0 | 0 | 43380.7722 | 0 | 0 | 0 | 0 | 0 | 0 | 0 | 0 | 148983.3894 | 0 | 0 | 0 | 0 | 0 | 0 | 0 | -131438.2195 | 0 | 0 | 0 | 0 | 0 | 0
2016-03-06 05:00 | 0 | 0 | 0 | 0 | 360791.8301 | 0 | 378337 | 0 | 0 | 0 | 763309.5586 | 0 | 0 | 0 | 0 | 0 | 0 | 174818.9917 | 0 | 0 | 0 | 0 | 0 | 0 | 0 | 0 | -148983.3894 | 0 | 0 | 0 | 0 | 0 | 0 | 0 | 131438.2195 | 0 | 0 | 0 | 0 | 0 | 0
2016-03-06 06:00 | 0 | 0 | 0 | 0 | 86382.3911 | 0 | 366804 | 0 | 0 | 0 | 614326.1693 | 0 | 0 | 0 | 0 | 0 | 0 | 43380.7722 | 0 | 0 | 0 | 0 | 0 | 0 | 0 | 0 | -148983.3894 | 0 | 0 | 0 | 0 | 0 | 0 | 0 | -131438.2195 | 0 | 0 | 0 | 0 | 0 | 0
2016-03-06 07:00 | 0 | 0 | 0 | 0 | 465775.6172 | 0 | 360173 | 0 | 0 | 0 | 763309.5586 | 0 | 0 | 0 | 0 | 0 | 0 | 0 | 0 | 0 | 0 | 0 | 0 | 0 | 0 | 0 | 148983.3894 | 0 | 0 | 0 | 0 | 0 | 0 | 0 | -43380.7722 | 0 | 0 | 0 | 0 | 0 | 0
2016-03-06 08:00 | 0 | 0 | 0 | 0 | 338865.8301 | 0 | 356411 | 0 | 0 | 0 | 614326.1693 | 0 | 0 | 0 | 0 | 0 | 0 | 131438.2195 | 0 | 0 | 0 | 0 | 0 | 0 | 0 | 0 | -148983.3894 | 0 | 0 | 0 | 0 | 0 | 0 | 0 | 131438.2195 | 0 | 0 | 0 | 0 | 0 | 0
2016-03-06 09:00 | 0 | 0 | 0 | 0 | 75993.3911 | 0 | 356415 | 0 | 0 | 0 | 465342.7799 | 0 | 0 | 0 | 0 | 0 | 0 | 0 | 0 | 0 | 0 | 0 | 0 | 0 | 0 | 0 | -148983.3894 | 0 | 0 | 0 | 0 | 0 | 0 | 0 | -131438.2195 | 0 | 0 | 0 | 0 | 0 | 0
2016-03-06 10:00 | 0 | 0 | 0 | 0 | 341502.8301 | 0 | 359048 | 0 | 0 | 0 | 316359.3905 | 0 | 0 | 0 | 0 | 0 | 0 | 131438.2195 | 0 | 0 | 0 | 0 | 0 | 0 | 0 | 0 | -148983.3894 | 0 | 0 | 0 | 0 | 0 | 0 | 0 | 131438.2195 | 0 | 0 | 0 | 0 | 0 | 0
2016-03-06 11:00 | 0 | 0 | 0 | 0 | 384191.1699 | 0 | 366646 | 0 | 0 | 0 | 465342.7799 | 0 | 0 | 0 | 0 | 0 | 0 | 0 | 0 | 0 | 0 | 0 | 0 | 0 | 0 | 0 | 148983.3894 | 0 | 0 | 0 | 0 | 0 | 0 | 0 | -131438.2195 | 0 | 0 | 0 | 0 | 0 | 0
2016-03-06 12:00 | 0 | 0 | 0 | 0 | 360054.8301 | 0 | 377600 | 0 | 0 | 0 | 316359.3905 | 0 | 0 | 0 | 0 | 0 | 0 | 131438.2195 | 0 | 0 | 0 | 0 | 0 | 0 | 0 | 0 | -148983.3894 | 0 | 0 | 0 | 0 | 0 | 0 | 0 | 131438.2195 | 0 | 0 | 0 | 0 | 0 | 0
2016-03-06 13:00 | 0 | 0 | 0 | 0 | 94797.0223 | 12400.3688 | 387619 | 0 | 0 | 0 | 167376.0011 | 0 | 0 | 0 | 0 | 0 | 0 | 0 | 0 | 0 | 0 | 0 | 0 | 0 | 0 | 0 | -148983.3894 | 0 | 0 | 0 | 0 | 0 | 0 | 0 | -131438.2195 | 0 | 0 | 0 | 0 | 0 | 0
2016-03-06 14:00 | 0 | 0 | 0 | 0 | 24757.3924 | 220095.2182 | 393836 | 0 | 0 | 0 | 18392.6118 | 0 | 0 | 0 | 0 | 0 | 0 | 0 | 0 | 0 | 0 | 0 | 0 | 0 | 0 | 0 | -148983.3894 | 0 | 0 | 0 | 0 | 0 | 0 | 0 | 0 | 0 | 0 | 0 | 0 | 0 | 0
2016-03-06 15:00 | 0 | 0 | 0 | 0 | 101215.046 | 441819.3433 | 394051 | 0 | 0 | 0 | 167376.0011 | 0 | 0 | 0 | 0 | 0 | 0 | 0 | 0 | 0 | 0 | 0 | 0 | 0 | 0 | 0 | 148983.3894 | 0 | 0 | 0 | 0 | 0 | 0 | 0 | 0 | 0 | 0 | 0 | 0 | 0 | 0
2016-03-06 16:00 | 0 | 0 | 0 | 0 | 0 | 549632.5482 | 391527 | 0 | 0 | 0 | 316359.3905 | 0 | 0 | 0 | 0 | 0 | 0 | 9122.1588 | 0 | 0 | 0 | 0 | 0 | 0 | 0 | 0 | 148983.3894 | 0 | 0 | 0 | 0 | 0 | 0 | 0 | 9122.1588 | 0 | 0 | 0 | 0 | 0 | 0
2016-03-06 17:00 | 0 | 0 | 0 | 0 | 78801.4843 | 591297.1246 | 389677 | 0 | 0 | 0 | 465342.7799 | 0 | 0 | 0 | 0 | 0 | 0 | 140560.3783 | 0 | 0 | 0 | 0 | 0 | 0 | 0 | 0 | 148983.3894 | 0 | 0 | 0 | 0 | 0 | 0 | 0 | 131438.2195 | 0 | 0 | 0 | 0 | 0 | 0
2016-03-06 18:00 | 0 | 0 | 0 | 0 | 0 | 588085.0019 | 387230 | 0 | 0 | 0 | 614326.1693 | 0 | 0 | 0 | 0 | 0 | 0 | 192431.9908 | 0 | 0 | 0 | 0 | 0 | 0 | 0 | 0 | 148983.3894 | 0 | 0 | 0 | 0 | 0 | 0 | 0 | 51871.6125 | 0 | 0 | 0 | 0 | 0 | 0
2016-03-06 19:00 | 0 | 0 | 0 | 0 | 87201.5119 | 578385.0969 | 385165 | 0 | 0 | 0 | 763309.5586 | 0 | 0 | 0 | 0 | 0 | 0 | 323870.2103 | 0 | 0 | 0 | 0 | 0 | 0 | 0 | 0 | 148983.3894 | 0 | 0 | 0 | 0 | 0 | 0 | 0 | 131438.2195 | 0 | 0 | 0 | 0 | 0 | 0
2016-03-06 20:00 | 0 | 0 | 0 | 0 | 0 | 570578.6938 | 383511 | 0 | 0 | 0 | 818939.0329 | 0 | 0 | 0 | 0 | 0 | 0 | 455308.4298 | 0 | 0 | 0 | 0 | 0 | 0 | 0 | 0 | 55629.4743 | 0 | 0 | 0 | 0 | 0 | 0 | 0 | 131438.2195 | 0 | 0 | 0 | 0 | 0 | 0
2016-03-06 21:00 | 0 | 0 | 0 | 0 | 0 | 548786.7941 | 386144 | 0 | 0 | 0 | 967922.4223 | 0 | 0 | 0 | 0 | 0 | 0 | 468967.8346 | 0 | 0 | 0 | 0 | 0 | 0 | 0 | 0 | 148983.3894 | 0 | 0 | 0 | 0 | 0 | 0 | 0 | 13659.4048 | 0 | 0 | 0 | 0 | 0 | 0
2016-03-06 22:00 | 0 | 0 | 0 | 0 | 0 | 495204.8118 | 392608 | 0 | 0 | 0 | 1116905.8116 | 0 | 0 | 0 | 0 | 0 | 0 | 422581.257 | 0 | 0 | 0 | 0 | 0 | 0 | 0 | 0 | 148983.3894 | 0 | 0 | 0 | 0 | 0 | 0 | 0 | -46386.5776 | 0 | 0 | 0 | 0 | 0 | 0
2016-03-06 23:00 | 0 | 0 | 0 | 0 | 0 | 380262.0749 | 408579 | 0 | 0 | 0 | 1220027.106 | 0 | 0 | 0 | 0 | 0 | 0 | 291143.0375 | 0 | 0 | 0 | 0 | 0 | 0 | 0 | 0 | 103121.2944 | 0 | 0 | 0 | 0 | 0 | 0 | 0 | -131438.2195 | 0 | 0 | 0 | 0 | 0 | 0
2016-03-07 | 0 | 0 | 0 | 0 | 0 | 162478.2348 | 426425 | 0 | 0 | 0 | 1087518.5603 | 0 | 0 | 0 | 0 | 0 | 0 | 159704.818 | 0 | 0 | 0 | 0 | 0 | 0 | 0 | 0 | -132508.5457 | 0 | 0 | 0 | 0 | 0 | 0 | 0 | -131438.2195 | 0 | 0 | 0 | 0 | 0 | 0
2016-03-07 01:00 | 0 | 0 | 0 | 0 | 413075.7483 | 1028.0818 | 431649 | 0 | 0 | 0 | 938535.171 | 0 | 0 | 0 | 0 | 0 | 0 | 291143.0375 | 0 | 0 | 0 | 0 | 0 | 0 | 0 | 0 | -148983.3894 | 0 | 0 | 0 | 0 | 0 | 0 | 0 | 131438.2195 | 0 | 0 | 0 | 0 | 0 | 0
2016-03-07 02:00 | 0 | 0 | 0 | 0 | 144013.3911 | 0 | 424435 | 0 | 0 | 0 | 789551.7816 | 0 | 0 | 0 | 0 | 0 | 0 | 159704.818 | 0 | 0 | 0 | 0 | 0 | 0 | 0 | 0 | -148983.3894 | 0 | 0 | 0 | 0 | 0 | 0 | 0 | -131438.2195 | 0 | 0 | 0 | 0 | 0 | 0
2016-03-07 03:00 | 0 | 0 | 0 | 0 | 130266.3911 | 0 | 410688 | 0 | 0 | 0 | 640568.3922 | 0 | 0 | 0 | 0 | 0 | 0 | 28266.5985 | 0 | 0 | 0 | 0 | 0 | 0 | 0 | 0 | -148983.3894 | 0 | 0 | 0 | 0 | 0 | 0 | 0 | -131438.2195 | 0 | 0 | 0 | 0 | 0 | 0
2016-03-07 04:00 | 0 | 0 | 0 | 0 | 672152.6089 | 0 | 391731 | 0 | 0 | 0 | 789551.7816 | 0 | 0 | 0 | 0 | 0 | 0 | 159704.818 | 0 | 0 | 0 | 0 | 0 | 0 | 0 | 0 | 148983.3894 | 0 | 0 | 0 | 0 | 0 | 0 | 0 | 131438.2195 | 0 | 0 | 0 | 0 | 0 | 0
2016-03-07 05:00 | 0 | 0 | 0 | 0 | 95926.3911 | 0 | 376348 | 0 | 0 | 0 | 640568.3922 | 0 | 0 | 0 | 0 | 0 | 0 | 28266.5985 | 0 | 0 | 0 | 0 | 0 | 0 | 0 | 0 | -148983.3894 | 0 | 0 | 0 | 0 | 0 | 0 | 0 | -131438.2195 | 0 | 0 | 0 | 0 | 0 | 0
2016-03-07 06:00 | 0 | 0 | 0 | 0 | 348614.8301 | 0 | 366160 | 0 | 0 | 0 | 491585.0029 | 0 | 0 | 0 | 0 | 0 | 0 | 159704.818 | 0 | 0 | 0 | 0 | 0 | 0 | 0 | 0 | -148983.3894 | 0 | 0 | 0 | 0 | 0 | 0 | 0 | 131438.2195 | 0 | 0 | 0 | 0 | 0 | 0
2016-03-07 07:00 | 0 | 0 | 0 | 0 | 377484.1699 | 0 | 359939 | 0 | 0 | 0 | 640568.3922 | 0 | 0 | 0 | 0 | 0 | 0 | 28266.5985 | 0 | 0 | 0 | 0 | 0 | 0 | 0 | 0 | 148983.3894 | 0 | 0 | 0 | 0 | 0 | 0 | 0 | -131438.2195 | 0 | 0 | 0 | 0 | 0 | 0
2016-03-07 08:00 | 0 | 0 | 0 | 0 | 340414.8301 | 0 | 357960 | 0 | 0 | 0 | 491585.0029 | 0 | 0 | 0 | 0 | 0 | 0 | 159704.818 | 0 | 0 | 0 | 0 | 0 | 0 | 0 | 0 | -148983.3894 | 0 | 0 | 0 | 0 | 0 | 0 | 0 | 131438.2195 | 0 | 0 | 0 | 0 | 0 | 0
2016-03-07 09:00 | 0 | 0 | 0 | 0 | 81114.3911 | 0 | 361536 | 0 | 0 | 0 | 342601.6135 | 0 | 0 | 0 | 0 | 0 | 0 | 28266.5985 | 0 | 0 | 0 | 0 | 0 | 0 | 0 | 0 | -148983.3894 | 0 | 0 | 0 | 0 | 0 | 0 | 0 | -131438.2195 | 0 | 0 | 0 | 0 | 0 | 0
2016-03-07 10:00 | 0 | 0 | 0 | 0 | 497427.7909 | 0 | 376711 | 0 | 0 | 0 | 491585.0029 | 0 | 0 | 0 | 0 | 0 | 0 | 0 | 0 | 0 | 0 | 0 | 0 | 0 | 0 | 0 | 148983.3894 | 0 | 0 | 0 | 0 | 0 | 0 | 0 | -28266.5985 | 0 | 0 | 0 | 0 | 0 | 0
2016-03-07 11:00 | 0 | 0 | 0 | 0 | 688765.6089 | 0 | 408344 | 0 | 0 | 0 | 640568.3922 | 0 | 0 | 0 | 0 | 0 | 0 | 131438.2195 | 0 | 0 | 0 | 0 | 0 | 0 | 0 | 0 | 148983.3894 | 0 | 0 | 0 | 0 | 0 | 0 | 0 | 131438.2195 | 0 | 0 | 0 | 0 | 0 | 0
2016-03-07 12:00 | 0 | 0 | 0 | 0 | 151029.3911 | 0 | 431451 | 0 | 0 | 0 | 491585.0029 | 0 | 0 | 0 | 0 | 0 | 0 | 0 | 0 | 0 | 0 | 0 | 0 | 0 | 0 | 0 | -148983.3894 | 0 | 0 | 0 | 0 | 0 | 0 | 0 | -131438.2195 | 0 | 0 | 0 | 0 | 0 | 0
2016-03-07 13:00 | 0 | 0 | 0 | 0 | 267729.1042 | 19299.5064 | 436012 | 0 | 0 | 0 | 342601.6135 | 0 | 0 | 0 | 0 | 0 | 0 | 0 | 0 | 0 | 0 | 0 | 0 | 0 | 0 | 0 | -148983.3894 | 0 | 0 | 0 | 0 | 0 | 0 | 0 | 0 | 0 | 0 | 0 | 0 | 0 | 0
2016-03-07 14:00 | 0 | 0 | 0 | 0 | 279575.6204 | 304616.769 | 435209 | 0 | 0 | 0 | 491585.0029 | 0 | 0 | 0 | 0 | 0 | 0 | 0 | 0 | 0 | 0 | 0 | 0 | 0 | 0 | 0 | 148983.3894 | 0 | 0 | 0 | 0 | 0 | 0 | 0 | 0 | 0 | 0 | 0 | 0 | 0 | 0
2016-03-07 15:00 | 0 | 0 | 0 | 0 | 41492.7962 | 542482.5932 | 434992 | 0 | 0 | 0 | 640568.3922 | 0 | 0 | 0 | 0 | 0 | 0 | 0 | 0 | 0 | 0 | 0 | 0 | 0 | 0 | 0 | 148983.3894 | 0 | 0 | 0 | 0 | 0 | 0 | 0 | 0 | 0 | 0 | 0 | 0 | 0 | 0
2016-03-07 16:00 | 0 | 0 | 0 | 0 | 0 | 600710.1966 | 433605 | 0 | 0 | 0 | 676235.3693 | 0 | 0 | 0 | 0 | 0 | 0 | 131438.2195 | 0 | 0 | 0 | 0 | 0 | 0 | 0 | 0 | 35666.9771 | 0 | 0 | 0 | 0 | 0 | 0 | 0 | 131438.2195 | 0 | 0 | 0 | 0 | 0 | 0
2016-03-07 17:00 | 0 | 0 | 0 | 0 | 0 | 616015.8033 | 430155 | 0 | 0 | 0 | 825218.7587 | 0 | 0 | 0 | 0 | 0 | 0 | 168315.6335 | 0 | 0 | 0 | 0 | 0 | 0 | 0 | 0 | 148983.3894 | 0 | 0 | 0 | 0 | 0 | 0 | 0 | 36877.414 | 0 | 0 | 0 | 0 | 0 | 0
2016-03-07 18:00 | 0 | 0 | 0 | 0 | 0 | 614975.9022 | 428360 | 0 | 0 | 0 | 974202.148 | 0 | 0 | 0 | 0 | 0 | 0 | 205948.1463 | 0 | 0 | 0 | 0 | 0 | 0 | 0 | 0 | 148983.3894 | 0 | 0 | 0 | 0 | 0 | 0 | 0 | 37632.5129 | 0 | 0 | 0 | 0 | 0 | 0
2016-03-07 19:00 | 0 | 0 | 0 | 0 | 0 | 604296.4599 | 425749 | 0 | 0 | 0 | 1021311.3884 | 0 | 0 | 0 | 0 | 0 | 0 | 337386.3658 | 0 | 0 | 0 | 0 | 0 | 0 | 0 | 0 | 47109.2404 | 0 | 0 | 0 | 0 | 0 | 0 | 0 | 131438.2195 | 0 | 0 | 0 | 0 | 0 | 0
2016-03-07 20:00 | 0 | 0 | 0 | 0 | 0 | 590327.5153 | 423283 | 0 | 0 | 0 | 1170294.7778 | 0 | 0 | 0 | 0 | 0 | 0 | 355447.4918 | 0 | 0 | 0 | 0 | 0 | 0 | 0 | 0 | 148983.3894 | 0 | 0 | 0 | 0 | 0 | 0 | 0 | 18061.126 | 0 | 0 | 0 | 0 | 0 | 0
2016-03-07 21:00 | 0 | 0 | 0 | 0 | 0 | 557783.0932 | 422736 | 0 | 0 | 0 | 1319278.1671 | 0 | 0 | 0 | 0 | 0 | 0 | 341511.1956 | 0 | 0 | 0 | 0 | 0 | 0 | 0 | 0 | 148983.3894 | 0 | 0 | 0 | 0 | 0 | 0 | 0 | -13936.2962 | 0 | 0 | 0 | 0 | 0 | 0
2016-03-07 22:00 | 0 | 0 | 0 | 0 | 0 | 487480.5297 | 425027 | 0 | 0 | 0 | 1468261.5565 | 0 | 0 | 0 | 0 | 0 | 0 | 254981.3359 | 0 | 0 | 0 | 0 | 0 | 0 | 0 | 0 | 148983.3894 | 0 | 0 | 0 | 0 | 0 | 0 | 0 | -86529.8597 | 0 | 0 | 0 | 0 | 0 | 0
2016-03-07 23:00 | 0 | 0 | 0 | 0 | 0 | 336291.4886 | 436129 | 0 | 0 | 0 | 1499862.2646 | 0 | 0 | 0 | 0 | 0 | 0 | 123543.1164 | 0 | 0 | 0 | 0 | 0 | 0 | 0 | 0 | 31600.7081 | 0 | 0 | 0 | 0 | 0 | 0 | 0 | -131438.2195 | 0 | 0 | 0 | 0 | 0 | 0
2016-03-08 | 0 | 0 | 0 | 0 | 341915.2501 | 89335.58 | 448796 | 0 | 0 | 0 | 1350878.8753 | 0 | 0 | 0 | 0 | 0 | 0 | 254981.3359 | 0 | 0 | 0 | 0 | 0 | 0 | 0 | 0 | -148983.3894 | 0 | 0 | 0 | 0 | 0 | 0 | 0 | 131438.2195 | 0 | 0 | 0 | 0 | 0 | 0
2016-03-08 01:00 | 0 | 0 | 0 | 0 | 173620.9641 | 1415.5301 | 447563 | 0 | 0 | 0 | 1201895.4859 | 0 | 0 | 0 | 0 | 0 | 0 | 131438.2195 | 0 | 0 | 0 | 0 | 0 | 0 | 0 | 0 | -148983.3894 | 0 | 0 | 0 | 0 | 0 | 0 | 0 | -123543.1164 | 0 | 0 | 0 | 0 | 0 | 0
2016-03-08 02:00 | 0 | 0 | 0 | 0 | 419131.8301 | 0 | 436677 | 0 | 0 | 0 | 1052912.0965 | 0 | 0 | 0 | 0 | 0 | 0 | 262876.439 | 0 | 0 | 0 | 0 | 0 | 0 | 0 | 0 | -148983.3894 | 0 | 0 | 0 | 0 | 0 | 0 | 0 | 131438.2195 | 0 | 0 | 0 | 0 | 0 | 0
2016-03-08 03:00 | 0 | 0 | 0 | 0 | 436076.1699 | 0 | 418531 | 0 | 0 | 0 | 1201895.4859 | 0 | 0 | 0 | 0 | 0 | 0 | 131438.2195 | 0 | 0 | 0 | 0 | 0 | 0 | 0 | 0 | 148983.3894 | 0 | 0 | 0 | 0 | 0 | 0 | 0 | -131438.2195 | 0 | 0 | 0 | 0 | 0 | 0
2016-03-08 04:00 | 0 | 0 | 0 | 0 | 115045.3911 | 0 | 395467 | 0 | 0 | 0 | 1052912.0965 | 0 | 0 | 0 | 0 | 0 | 0 | 0 | 0 | 0 | 0 | 0 | 0 | 0 | 0 | 0 | -148983.3894 | 0 | 0 | 0 | 0 | 0 | 0 | 0 | -131438.2195 | 0 | 0 | 0 | 0 | 0 | 0
2016-03-08 05:00 | 0 | 0 | 0 | 0 | 356735.8301 | 0 | 374281 | 0 | 0 | 0 | 903928.7071 | 0 | 0 | 0 | 0 | 0 | 0 | 131438.2195 | 0 | 0 | 0 | 0 | 0 | 0 | 0 | 0 | -148983.3894 | 0 | 0 | 0 | 0 | 0 | 0 | 0 | 131438.2195 | 0 | 0 | 0 | 0 | 0 | 0
2016-03-08 06:00 | 0 | 0 | 0 | 0 | 78647.3911 | 0 | 359069 | 0 | 0 | 0 | 754945.3178 | 0 | 0 | 0 | 0 | 0 | 0 | 0 | 0 | 0 | 0 | 0 | 0 | 0 | 0 | 0 | -148983.3894 | 0 | 0 | 0 | 0 | 0 | 0 | 0 | -131438.2195 | 0 | 0 | 0 | 0 | 0 | 0
2016-03-08 07:00 | 0 | 0 | 0 | 0 | 629566.6089 | 0 | 349145 | 0 | 0 | 0 | 903928.7071 | 0 | 0 | 0 | 0 | 0 | 0 | 131438.2195 | 0 | 0 | 0 | 0 | 0 | 0 | 0 | 0 | 148983.3894 | 0 | 0 | 0 | 0 | 0 | 0 | 0 | 131438.2195 | 0 | 0 | 0 | 0 | 0 | 0
2016-03-08 08:00 | 0 | 0 | 0 | 0 | 63845.3911 | 0 | 344267 | 0 | 0 | 0 | 754945.3178 | 0 | 0 | 0 | 0 | 0 | 0 | 0 | 0 | 0 | 0 | 0 | 0 | 0 | 0 | 0 | -148983.3894 | 0 | 0 | 0 | 0 | 0 | 0 | 0 | -131438.2195 | 0 | 0 | 0 | 0 | 0 | 0
2016-03-08 09:00 | 0 | 0 | 0 | 0 | 329378.8301 | 0 | 346924 | 0 | 0 | 0 | 605961.9284 | 0 | 0 | 0 | 0 | 0 | 0 | 131438.2195 | 0 | 0 | 0 | 0 | 0 | 0 | 0 | 0 | -148983.3894 | 0 | 0 | 0 | 0 | 0 | 0 | 0 | 131438.2195 | 0 | 0 | 0 | 0 | 0 | 0
2016-03-08 10:00 | 0 | 0 | 0 | 0 | 376460.1699 | 0 | 358915 | 0 | 0 | 0 | 754945.3178 | 0 | 0 | 0 | 0 | 0 | 0 | 0 | 0 | 0 | 0 | 0 | 0 | 0 | 0 | 0 | 148983.3894 | 0 | 0 | 0 | 0 | 0 | 0 | 0 | -131438.2195 | 0 | 0 | 0 | 0 | 0 | 0
2016-03-08 11:00 | 0 | 0 | 0 | 0 | 238446.6106 | 0 | 387430 | 0 | 0 | 0 | 605961.9284 | 0 | 0 | 0 | 0 | 0 | 0 | 0 | 0 | 0 | 0 | 0 | 0 | 0 | 0 | 0 | -148983.3894 | 0 | 0 | 0 | 0 | 0 | 0 | 0 | 0 | 0 | 0 | 0 | 0 | 0 | 0
2016-03-08 12:00 | 0 | 0 | 0 | 0 | 393708.8301 | 0 | 411254 | 0 | 0 | 0 | 456978.539 | 0 | 0 | 0 | 0 | 0 | 0 | 131438.2195 | 0 | 0 | 0 | 0 | 0 | 0 | 0 | 0 | -148983.3894 | 0 | 0 | 0 | 0 | 0 | 0 | 0 | 131438.2195 | 0 | 0 | 0 | 0 | 0 | 0
2016-03-08 13:00 | 0 | 0 | 0 | 0 | 183854.4982 | 12695.7452 | 419161 | 0 | 0 | 0 | 365806.0019 | 0 | 0 | 0 | 0 | 0 | 0 | 0 | 0 | 0 | 0 | 0 | 0 | 0 | 0 | 0 | -91172.5371 | 0 | 0 | 0 | 0 | 0 | 0 | 0 | -131438.2195 | 0 | 0 | 0 | 0 | 0 | 0
2016-03-08 14:00 | 0 | 0 | 0 | 0 | 289429.7464 | 282889.6429 | 423336 | 0 | 0 | 0 | 514789.3913 | 0 | 0 | 0 | 0 | 0 | 0 | 0 | 0 | 0 | 0 | 0 | 0 | 0 | 0 | 0 | 148983.3894 | 0 | 0 | 0 | 0 | 0 | 0 | 0 | 0 | 0 | 0 | 0 | 0 | 0 | 0
2016-03-08 15:00 | 0 | 0 | 0 | 0 | 0 | 634617.9141 | 425877 | 0 | 0 | 0 | 663772.7806 | 0 | 0 | 0 | 0 | 0 | 0 | 40940.2002 | 0 | 0 | 0 | 15053.8596 | 0 | 0 | 0 | 0 | 148983.3894 | 0 | 0 | 0 | 0 | 0 | 0 | 0 | 40940.2002 | 0 | 0 | 0 | 18817.3245 | 0 | 0
2016-03-08 16:00 | 0 | 0 | 0 | 0 | 0 | 721189.8565 | 426409 | 0 | 0 | 0 | 812756.17 | 0 | 0 | 0 | 0 | 0 | 0 | 167920.3428 | 0 | 0 | 0 | 30107.659 | 0 | 0 | 0 | 0 | 148983.3894 | 0 | 0 | 0 | 0 | 0 | 0 | 0 | 126980.1426 | 0 | 0 | 0 | 18817.3245 | 0 | 0
2016-03-08 17:00 | 0 | 0 | 0 | 0 | 0 | 712549.2609 | 424840 | 0 | 0 | 0 | 961739.5594 | 0 | 0 | 0 | 0 | 0 | 0 | 287828.8899 | 0 | 0 | 0 | 45161.3981 | 0 | 0 | 0 | 0 | 148983.3894 | 0 | 0 | 0 | 0 | 0 | 0 | 0 | 119908.5471 | 0 | 0 | 0 | 18817.3245 | 0 | 0
2016-03-08 18:00 | 0 | 0 | 0 | 0 | 0 | 685081.9775 | 424108 | 0 | 0 | 0 | 1110722.9488 | 0 | 0 | 0 | 0 | 0 | 0 | 381002.1536 | 0 | 0 | 0 | 60215.0771 | 0 | 0 | 0 | 0 | 148983.3894 | 0 | 0 | 0 | 0 | 0 | 0 | 0 | 93173.2637 | 0 | 0 | 0 | 18817.3245 | 0 | 0
2016-03-08 19:00 | 0 | 0 | 0 | 0 | 0 | 655792.5167 | 423858 | 0 | 0 | 0 | 1259706.3381 | 0 | 0 | 0 | 0 | 0 | 0 | 445135.9564 | 0 | 0 | 0 | 75268.6958 | 0 | 0 | 0 | 0 | 148983.3894 | 0 | 0 | 0 | 0 | 0 | 0 | 0 | 64133.8028 | 0 | 0 | 0 | 18817.3245 | 0 | 0
2016-03-08 20:00 | 0 | 0 | 0 | 0 | 0 | 638867.2029 | 422736 | 0 | 0 | 0 | 1408689.7275 | 0 | 0 | 0 | 0 | 0 | 0 | 493466.4454 | 0 | 0 | 0 | 90322.2543 | 0 | 0 | 0 | 0 | 148983.3894 | 0 | 0 | 0 | 0 | 0 | 0 | 0 | 48330.489 | 0 | 0 | 0 | 18817.3245 | 0 | 0
2016-03-08 21:00 | 0 | 0 | 0 | 0 | 0 | 610846.9953 | 422784 | 0 | 0 | 0 | 1557673.1169 | 0 | 0 | 0 | 0 | 0 | 0 | 513728.7269 | 0 | 0 | 0 | 105375.7526 | 0 | 0 | 0 | 0 | 148983.3894 | 0 | 0 | 0 | 0 | 0 | 0 | 0 | 20262.2815 | 0 | 0 | 0 | 18817.3245 | 0 | 0
2016-03-08 22:00 | 0 | 0 | 0 | 0 | 0 | 550503.6147 | 424813 | 0 | 0 | 0 | 1706656.5062 | 0 | 0 | 0 | 0 | 0 | 0 | 513728.7269 | 0 | 0 | 0 | 65215.3748 | 0 | 0 | 0 | 0 | 148983.3894 | 0 | 0 | 0 | 0 | 0 | 0 | 0 | 0 | 0 | 0 | 0 | 0 | 40159.9563 | 0
2016-03-08 23:00 | 0 | 0 | 0 | 0 | 14520.1288 | 399083.2751 | 433883 | 0 | 0 | 0 | 1855639.8956 | 0 | 0 | 0 | 0 | 0 | 0 | 382290.5074 | 0 | 0 | 0 | 0 | 0 | 0 | 0 | 0 | 148983.3894 | 0 | 0 | 0 | 0 | 0 | 0 | 0 | -131438.2195 | 0 | 0 | 0 | 0 | 65215.1139 | 0
2016-03-09 | 0 | 0 | 0 | 0 | 290392.0948 | 138697.7353 | 446635 | 0 | 0 | 0 | 1706656.5062 | 0 | 0 | 0 | 0 | 0 | 0 | 513728.7269 | 0 | 0 | 0 | 0 | 0 | 0 | 0 | 0 | -148983.3894 | 0 | 0 | 0 | 0 | 0 | 0 | 0 | 131438.2195 | 0 | 0 | 0 | 0 | 0 | 0
2016-03-09 01:00 | 0 | 0 | 0 | 0 | 304886.6953 | 1456.4066 | 445107 | 0 | 0 | 0 | 1699330.8276 | 0 | 0 | 0 | 0 | 0 | 0 | 382290.5074 | 0 | 0 | 0 | 0 | 0 | 0 | 0 | 0 | -7325.6787 | 0 | 0 | 0 | 0 | 0 | 0 | 0 | -131438.2195 | 0 | 0 | 0 | 0 | 0 | 0
2016-03-09 02:00 | 0 | 0 | 0 | 0 | 152372.3911 | 0 | 432794 | 0 | 0 | 0 | 1550347.4382 | 0 | 0 | 0 | 0 | 0 | 0 | 250852.2879 | 0 | 0 | 0 | 0 | 0 | 0 | 0 | 0 | -148983.3894 | 0 | 0 | 0 | 0 | 0 | 0 | 0 | -131438.2195 | 0 | 0 | 0 | 0 | 0 | 0
2016-03-09 03:00 | 0 | 0 | 0 | 0 | 287682.1255 | 0 | 413765 | 0 | 0 | 0 | 1401364.0488 | 0 | 0 | 0 | 0 | 0 | 0 | 273752.8028 | 0 | 0 | 0 | 0 | 0 | 0 | 0 | 0 | -148983.3894 | 0 | 0 | 0 | 0 | 0 | 0 | 0 | 22900.5149 | 0 | 0 | 0 | 0 | 0 | 0
2016-03-09 04:00 | 0 | 0 | 0 | 0 | 262350.2783 | 0 | 389747 | 0 | 0 | 0 | 1252380.6595 | 0 | 0 | 0 | 0 | 0 | 0 | 295339.4704 | 0 | 0 | 0 | 0 | 0 | 0 | 0 | 0 | -148983.3894 | 0 | 0 | 0 | 0 | 0 | 0 | 0 | 21586.6676 | 0 | 0 | 0 | 0 | 0 | 0
2016-03-09 05:00 | 0 | 0 | 0 | 0 | 246445.1272 | 0 | 367798 | 0 | 0 | 0 | 1262466.0062 | 0 | 0 | 0 | 0 | 0 | 0 | 163901.2509 | 0 | 0 | 0 | 0 | 0 | 0 | 0 | 0 | 10085.3467 | 0 | 0 | 0 | 0 | 0 | 0 | 0 | -131438.2195 | 0 | 0 | 0 | 0 | 0 | 0
2016-03-09 06:00 | 0 | 0 | 0 | 0 | 70168.3911 | 0 | 350590 | 0 | 0 | 0 | 1113482.6168 | 0 | 0 | 0 | 0 | 0 | 0 | 32463.0314 | 0 | 0 | 0 | 0 | 0 | 0 | 0 | 0 | -148983.3894 | 0 | 0 | 0 | 0 | 0 | 0 | 0 | -131438.2195 | 0 | 0 | 0 | 0 | 0 | 0
2016-03-09 07:00 | 0 | 0 | 0 | 0 | 251300.679 | 0 | 339505 | 0 | 0 | 0 | 964499.2274 | 0 | 0 | 0 | 0 | 0 | 0 | 93242.0997 | 0 | 0 | 0 | 0 | 0 | 0 | 0 | 0 | -148983.3894 | 0 | 0 | 0 | 0 | 0 | 0 | 0 | 60779.0683 | 0 | 0 | 0 | 0 | 0 | 0
2016-03-09 08:00 | 0 | 0 | 0 | 0 | 264015.0101 | 0 | 334541 | 0 | 0 | 0 | 815515.8381 | 0 | 0 | 0 | 0 | 0 | 0 | 171699.4992 | 0 | 0 | 0 | 0 | 0 | 0 | 0 | 0 | -148983.3894 | 0 | 0 | 0 | 0 | 0 | 0 | 0 | 78457.3995 | 0 | 0 | 0 | 0 | 0 | 0
2016-03-09 09:00 | 0 | 0 | 0 | 0 | 262589.6872 | 0 | 336101 | 0 | 0 | 0 | 715443.3557 | 0 | 0 | 0 | 0 | 0 | 0 | 198260.6687 | 0 | 0 | 0 | 0 | 0 | 0 | 0 | 0 | -100072.4823 | 0 | 0 | 0 | 0 | 0 | 0 | 0 | 26561.1695 | 0 | 0 | 0 | 0 | 0 | 0
2016-03-09 10:00 | 0 | 0 | 0 | 0 | 250176.2864 | 0 | 349279 | 0 | 0 | 0 | 566459.9663 | 0 | 0 | 0 | 0 | 0 | 0 | 248141.3445 | 0 | 0 | 0 | 0 | 0 | 0 | 0 | 0 | -148983.3894 | 0 | 0 | 0 | 0 | 0 | 0 | 0 | 49880.6758 | 0 | 0 | 0 | 0 | 0 | 0
2016-03-09 11:00 | 0 | 0 | 0 | 0 | 241113.7051 | 0 | 375362 | 0 | 0 | 0 | 417476.577 | 0 | 0 | 0 | 0 | 0 | 0 | 262876.439 | 0 | 0 | 0 | 0 | 0 | 0 | 0 | 0 | -148983.3894 | 0 | 0 | 0 | 0 | 0 | 0 | 0 | 14735.0945 | 0 | 0 | 0 | 0 | 0 | 0
2016-03-09 12:00 | 0 | 0 | 0 | 0 | 236637.0087 | 0 | 399305 | 0 | 0 | 0 | 386246.8052 | 0 | 0 | 0 | 0 | 0 | 0 | 131438.2195 | 0 | 0 | 0 | 0 | 0 | 0 | 0 | 0 | -31229.7718 | 0 | 0 | 0 | 0 | 0 | 0 | 0 | -131438.2195 | 0 | 0 | 0 | 0 | 0 | 0
2016-03-09 13:00 | 0 | 0 | 0 | 0 | 205312.4583 | 11364.2864 | 409712 | 0 | 0 | 0 | 324649.7694 | 0 | 0 | 0 | 0 | 0 | 0 | 0 | 0 | 0 | 0 | 0 | 0 | 0 | 0 | 0 | -61597.0358 | 0 | 0 | 0 | 0 | 0 | 0 | 0 | -131438.2195 | 0 | 0 | 0 | 0 | 0 | 0
2016-03-09 14:00 | 0 | 0 | 0 | 0 | 120419.9265 | 281807.0848 | 415738 | 0 | 0 | 0 | 311138.7807 | 0 | 0 | 0 | 0 | 0 | 0 | 0 | 0 | 0 | 0 | 0 | 0 | 0 | 0 | 0 | -13510.9887 | 0 | 0 | 0 | 0 | 0 | 0 | 0 | 0 | 0 | 0 | 0 | 0 | 0 | 0
2016-03-09 15:00 | 0 | 0 | 0 | 0 | 0 | 583158.5093 | 420814 | 0 | 0 | 0 | 460122.17 | 0 | 0 | 0 | 0 | 0 | 0 | 0 | 0 | 0 | 0 | 10688.896 | 0 | 0 | 0 | 0 | 148983.3894 | 0 | 0 | 0 | 0 | 0 | 0 | 0 | 0 | 0 | 0 | 0 | 13361.12 | 0 | 0
2016-03-09 16:00 | 0 | 0 | 0 | 0 | 0 | 591774.3361 | 423758 | 0 | 0 | 0 | 609105.5594 | 0 | 0 | 0 | 0 | 0 | 0 | 215.6222 | 0 | 0 | 0 | 25742.7128 | 0 | 0 | 0 | 0 | 148983.3894 | 0 | 0 | 0 | 0 | 0 | 0 | 0 | 215.6222 | 0 | 0 | 0 | 18817.3245 | 0 | 0
2016-03-09 17:00 | 0 | 0 | 0 | 0 | 0 | 692120.7425 | 424288 | 0 | 0 | 0 | 758088.9488 | 0 | 0 | 0 | 0 | 0 | 0 | 100247.6509 | 0 | 0 | 0 | 40796.4694 | 0 | 0 | 0 | 0 | 148983.3894 | 0 | 0 | 0 | 0 | 0 | 0 | 0 | 100032.0286 | 0 | 0 | 0 | 18817.3245 | 0 | 0
2016-03-09 18:00 | 0 | 0 | 0 | 0 | 0 | 683747.2952 | 424566 | 0 | 0 | 0 | 907072.3381 | 0 | 0 | 0 | 0 | 0 | 0 | 191628.2322 | 0 | 0 | 0 | 55850.1658 | 0 | 0 | 0 | 0 | 148983.3894 | 0 | 0 | 0 | 0 | 0 | 0 | 0 | 91380.5814 | 0 | 0 | 0 | 18817.3245 | 0 | 0
2016-03-09 19:00 | 0 | 0 | 0 | 0 | 0 | 676530.5719 | 424719 | 0 | 0 | 0 | 1056055.7275 | 0 | 0 | 0 | 0 | 0 | 0 | 275639.0903 | 0 | 0 | 0 | 70903.802 | 0 | 0 | 0 | 0 | 148983.3894 | 0 | 0 | 0 | 0 | 0 | 0 | 0 | 84010.8581 | 0 | 0 | 0 | 18817.3245 | 0 | 0
2016-03-09 20:00 | 0 | 0 | 0 | 0 | 0 | 684168.6113 | 423876 | 0 | 0 | 0 | 1205039.1169 | 0 | 0 | 0 | 0 | 0 | 0 | 368130.9878 | 0 | 0 | 0 | 85957.378 | 0 | 0 | 0 | 0 | 148983.3894 | 0 | 0 | 0 | 0 | 0 | 0 | 0 | 92491.8975 | 0 | 0 | 0 | 18817.3245 | 0 | 0
2016-03-09 21:00 | 0 | 0 | 0 | 0 | 0 | 685261.2693 | 424493 | 0 | 0 | 0 | 1354022.5062 | 0 | 0 | 0 | 0 | 0 | 0 | 461098.5432 | 0 | 0 | 0 | 101010.8937 | 0 | 0 | 0 | 0 | 148983.3894 | 0 | 0 | 0 | 0 | 0 | 0 | 0 | 92967.5555 | 0 | 0 | 0 | 18817.3245 | 0 | 0
2016-03-09 22:00 | 0 | 0 | 0 | 0 | 0 | 647299.8975 | 426869 | 0 | 0 | 0 | 1503005.8956 | 0 | 0 | 0 | 0 | 0 | 0 | 513728.7269 | 0 | 0 | 0 | 116064.3493 | 0 | 0 | 0 | 0 | 148983.3894 | 0 | 0 | 0 | 0 | 0 | 0 | 0 | 52630.1837 | 0 | 0 | 0 | 18817.3245 | 0 | 0
2016-03-09 23:00 | 0 | 0 | 0 | 0 | 0 | 489714.0506 | 436308 | 0 | 0 | 0 | 1651989.285 | 0 | 0 | 0 | 0 | 0 | 0 | 485468.4415 | 0 | 0 | 0 | 0 | 0 | 0 | 0 | 0 | 148983.3894 | 0 | 0 | 0 | 0 | 0 | 0 | 0 | -28260.2855 | 0 | 0 | 0 | 0 | 116063.885 | 0
2016-03-10 | 0 | 0 | 0 | 0 | 16497.45 | 149357.9411 | 446277 | 0 | 0 | 0 | 1503005.8956 | 0 | 0 | 0 | 0 | 0 | 0 | 354030.222 | 0 | 0 | 0 | 0 | 0 | 0 | 0 | 0 | -148983.3894 | 0 | 0 | 0 | 0 | 0 | 0 | 0 | -131438.2195 | 0 | 0 | 0 | 0 | 0 | 0
2016-03-10 01:00 | 0 | 0 | 0 | 0 | 240489.754 | 2336.8387 | 443311 | 0 | 0 | 0 | 1354022.5062 | 0 | 0 | 0 | 0 | 0 | 0 | 302529.204 | 0 | 0 | 0 | 0 | 0 | 0 | 0 | 0 | -148983.3894 | 0 | 0 | 0 | 0 | 0 | 0 | 0 | -51501.018 | 0 | 0 | 0 | 0 | 0 | 0
2016-03-10 02:00 | 0 | 0 | 0 | 0 | 269729.6595 | 0 | 431802 | 0 | 0 | 0 | 1205039.1169 | 0 | 0 | 0 | 0 | 0 | 0 | 289440.2529 | 0 | 0 | 0 | 0 | 0 | 0 | 0 | 0 | -148983.3894 | 0 | 0 | 0 | 0 | 0 | 0 | 0 | -13088.9511 | 0 | 0 | 0 | 0 | 0 | 0
2016-03-10 03:00 | 0 | 0 | 0 | 0 | 271404.6239 | 0 | 412417 | 0 | 0 | 0 | 1195464.9602 | 0 | 0 | 0 | 0 | 0 | 0 | 158002.0334 | 0 | 0 | 0 | 0 | 0 | 0 | 0 | 0 | -9574.1566 | 0 | 0 | 0 | 0 | 0 | 0 | 0 | -131438.2195 | 0 | 0 | 0 | 0 | 0 | 0
2016-03-10 04:00 | 0 | 0 | 0 | 0 | 107136.3911 | 0 | 387558 | 0 | 0 | 0 | 1046481.5709 | 0 | 0 | 0 | 0 | 0 | 0 | 26563.8139 | 0 | 0 | 0 | 0 | 0 | 0 | 0 | 0 | -148983.3894 | 0 | 0 | 0 | 0 | 0 | 0 | 0 | -131438.2195 | 0 | 0 | 0 | 0 | 0 | 0
2016-03-10 05:00 | 0 | 0 | 0 | 0 | 243683.9586 | 0 | 365298 | 0 | 0 | 0 | 897498.1815 | 0 | 0 | 0 | 0 | 0 | 0 | 53933.1619 | 0 | 0 | 0 | 0 | 0 | 0 | 0 | 0 | -148983.3894 | 0 | 0 | 0 | 0 | 0 | 0 | 0 | 27369.348 | 0 | 0 | 0 | 0 | 0 | 0
2016-03-10 06:00 | 0 | 0 | 0 | 0 | 242452.0629 | 0 | 348775 | 0 | 0 | 0 | 748514.7921 | 0 | 0 | 0 | 0 | 0 | 0 | 96593.6142 | 0 | 0 | 0 | 0 | 0 | 0 | 0 | 0 | -148983.3894 | 0 | 0 | 0 | 0 | 0 | 0 | 0 | 42660.4523 | 0 | 0 | 0 | 0 | 0 | 0
2016-03-10 07:00 | 0 | 0 | 0 | 0 | 254841.9417 | 0 | 337334 | 0 | 0 | 0 | 631178.1285 | 0 | 0 | 0 | 0 | 0 | 0 | 131438.2195 | 0 | 0 | 0 | 0 | 0 | 0 | 0 | 0 | -117336.6636 | 0 | 0 | 0 | 0 | 0 | 0 | 0 | 34844.6053 | 0 | 0 | 0 | 0 | 0 | 0
2016-03-10 08:00 | 0 | 0 | 0 | 0 | 51053.3911 | 0 | 331475 | 0 | 0 | 0 | 482194.7392 | 0 | 0 | 0 | 0 | 0 | 0 | 0 | 0 | 0 | 0 | 0 | 0 | 0 | 0 | 0 | -148983.3894 | 0 | 0 | 0 | 0 | 0 | 0 | 0 | -131438.2195 | 0 | 0 | 0 | 0 | 0 | 0
2016-03-10 09:00 | 0 | 0 | 0 | 0 | 306267.2968 | 0 | 332082 | 0 | 0 | 0 | 333211.3498 | 0 | 0 | 0 | 0 | 0 | 0 | 123168.6862 | 0 | 0 | 0 | 0 | 0 | 0 | 0 | 0 | -148983.3894 | 0 | 0 | 0 | 0 | 0 | 0 | 0 | 123168.6862 | 0 | 0 | 0 | 0 | 0 | 0
2016-03-10 10:00 | 0 | 0 | 0 | 0 | 328219.0893 | 0 | 344103 | 0 | 0 | 0 | 185889.2196 | 0 | 0 | 0 | 0 | 0 | 0 | 254606.9057 | 0 | 0 | 0 | 0 | 0 | 0 | 0 | 0 | -147322.1302 | 0 | 0 | 0 | 0 | 0 | 0 | 0 | 131438.2195 | 0 | 0 | 0 | 0 | 0 | 0
2016-03-10 11:00 | 0 | 0 | 0 | 0 | 87773.3911 | 0 | 368195 | 0 | 0 | 0 | 36905.8302 | 0 | 0 | 0 | 0 | 0 | 0 | 123168.6862 | 0 | 0 | 0 | 0 | 0 | 0 | 0 | 0 | -148983.3894 | 0 | 0 | 0 | 0 | 0 | 0 | 0 | -131438.2195 | 0 | 0 | 0 | 0 | 0 | 0
2016-03-10 12:00 | 0 | 0 | 0 | 0 | 364768.7031 | 0 | 393405 | 0 | 0 | 0 | 0 | 0 | 0 | 0 | 0 | 0 | 0 | 131438.2195 | 0 | 0 | 0 | 0 | 0 | 0 | 0 | 0 | -36905.8302 | 0 | 0 | 0 | 0 | 0 | 0 | 0 | 8269.5333 | 0 | 0 | 0 | 0 | 0 | 0
2016-03-10 13:00 | 0 | 0 | 0 | 0 | 323684.3028 | 20078.6155 | 406887 | 0 | 0 | 0 | 68314.1378 | 0 | 0 | 0 | 0 | 0 | 0 | 0 | 0 | 0 | 0 | 0 | 0 | 0 | 0 | 0 | 68314.1378 | 0 | 0 | 0 | 0 | 0 | 0 | 0 | -131438.2195 | 0 | 0 | 0 | 0 | 0 | 0
2016-03-10 14:00 | 0 | 0 | 0 | 0 | 0 | 363222.2567 | 416430 | 0 | 0 | 0 | 15106.3944 | 0 | 0 | 0 | 0 | 0 | 0 | 0 | 0 | 0 | 0 | 0 | 0 | 0 | 0 | 0 | -53207.7433 | 0 | 0 | 0 | 0 | 0 | 0 | 0 | 0 | 0 | 0 | 0 | 0 | 0 | 0
2016-03-10 15:00 | 0 | 0 | 0 | 0 | 0 | 591884.7139 | 424084 | 0 | 0 | 0 | 164089.7838 | 0 | 0 | 0 | 0 | 0 | 0 | 0 | 0 | 0 | 0 | 15053.8596 | 0 | 0 | 0 | 0 | 148983.3894 | 0 | 0 | 0 | 0 | 0 | 0 | 0 | 0 | 0 | 0 | 0 | 18817.3245 | 0 | 0
2016-03-10 16:00 | 0 | 0 | 0 | 0 | 0 | 726573.9334 | 427335 | 0 | 0 | 0 | 313073.1732 | 0 | 0 | 0 | 0 | 0 | 0 | 131438.2195 | 0 | 0 | 0 | 30107.659 | 0 | 0 | 0 | 0 | 148983.3894 | 0 | 0 | 0 | 0 | 0 | 0 | 0 | 131438.2195 | 0 | 0 | 0 | 18817.3245 | 0 | 0
2016-03-10 17:00 | 0 | 0 | 0 | 0 | 0 | 465228.4943 | 428866 | 0 | 0 | 0 | 462056.5626 | 0 | 0 | 0 | 0 | 0 | 0 | 0 | 0 | 0 | 0 | 45161.3981 | 0 | 0 | 0 | 0 | 148983.3894 | 0 | 0 | 0 | 0 | 0 | 0 | 0 | -131438.2195 | 0 | 0 | 0 | 18817.3245 | 0 | 0
2016-03-10 18:00 | 0 | 0 | 0 | 0 | 0 | 729810.9334 | 430572 | 0 | 0 | 0 | 611039.9519 | 0 | 0 | 0 | 0 | 0 | 0 | 131438.2195 | 0 | 0 | 0 | 60215.0771 | 0 | 0 | 0 | 0 | 148983.3894 | 0 | 0 | 0 | 0 | 0 | 0 | 0 | 131438.2195 | 0 | 0 | 0 | 18817.3245 | 0 | 0
2016-03-10 19:00 | 0 | 0 | 0 | 0 | 0 | 730939.9334 | 431701 | 0 | 0 | 0 | 760023.3413 | 0 | 0 | 0 | 0 | 0 | 0 | 262876.439 | 0 | 0 | 0 | 75268.6958 | 0 | 0 | 0 | 0 | 148983.3894 | 0 | 0 | 0 | 0 | 0 | 0 | 0 | 131438.2195 | 0 | 0 | 0 | 18817.3245 | 0 | 0
2016-03-10 20:00 | 0 | 0 | 0 | 0 | 0 | 612941.4422 | 432151 | 0 | 0 | 0 | 909006.7307 | 0 | 0 | 0 | 0 | 0 | 0 | 275866.1673 | 0 | 0 | 0 | 90322.2543 | 0 | 0 | 0 | 0 | 148983.3894 | 0 | 0 | 0 | 0 | 0 | 0 | 0 | 12989.7283 | 0 | 0 | 0 | 18817.3245 | 0 | 0
2016-03-10 21:00 | 0 | 0 | 0 | 0 | 0 | 732254.9334 | 433016 | 0 | 0 | 0 | 1057990.12 | 0 | 0 | 0 | 0 | 0 | 0 | 407304.3868 | 0 | 0 | 0 | 105375.7526 | 0 | 0 | 0 | 0 | 148983.3894 | 0 | 0 | 0 | 0 | 0 | 0 | 0 | 131438.2195 | 0 | 0 | 0 | 18817.3245 | 0 | 0
2016-03-10 22:00 | 0 | 0 | 0 | 0 | 0 | 708860.0539 | 434635 | 0 | 0 | 0 | 1206973.5094 | 0 | 0 | 0 | 0 | 0 | 0 | 513728.7269 | 0 | 0 | 0 | 120429.1907 | 0 | 0 | 0 | 0 | 148983.3894 | 0 | 0 | 0 | 0 | 0 | 0 | 0 | 106424.3401 | 0 | 0 | 0 | 18817.3245 | 0 | 0
2016-03-10 23:00 | 0 | 0 | 0 | 0 | 0 | 551461.1125 | 440543 | 0 | 0 | 0 | 1355956.8988 | 0 | 0 | 0 | 0 | 0 | 0 | 513728.7269 | 0 | 0 | 0 | 54798.9212 | 0 | 0 | 0 | 0 | 148983.3894 | 0 | 0 | 0 | 0 | 0 | 0 | 0 | 0 | 0 | 0 | 0 | 0 | 65629.7877 | 0
2016-03-11 | 0 | 0 | 0 | 0 | 0 | 175509.455 | 448569 | 0 | 0 | 0 | 1246118.8205 | 0 | 0 | 0 | 0 | 0 | 0 | 382290.5074 | 0 | 0 | 0 | 0 | 0 | 0 | 0 | 0 | -109838.0783 | 0 | 0 | 0 | 0 | 0 | 0 | 0 | -131438.2195 | 0 | 0 | 0 | 0 | 54798.702 | 0
2016-03-11 01:00 | 0 | 0 | 0 | 0 | 163749.1872 | 2839.204 | 447010 | 0 | 0 | 0 | 1097135.4311 | 0 | 0 | 0 | 0 | 0 | 0 | 250852.2879 | 0 | 0 | 0 | 0 | 0 | 0 | 0 | 0 | -148983.3894 | 0 | 0 | 0 | 0 | 0 | 0 | 0 | -131438.2195 | 0 | 0 | 0 | 0 | 0 | 0
2016-03-11 02:00 | 0 | 0 | 0 | 0 | 647519.3325 | 0 | 436255 | 0 | 0 | 0 | 1176961.5441 | 0 | 0 | 0 | 0 | 0 | 0 | 382290.5074 | 0 | 0 | 0 | 0 | 0 | 0 | 0 | 0 | 79826.113 | 0 | 0 | 0 | 0 | 0 | 0 | 0 | 131438.2195 | 0 | 0 | 0 | 0 | 0 | 0
2016-03-11 03:00 | 0 | 0 | 0 | 0 | 136588.3911 | 0 | 417010 | 0 | 0 | 0 | 1027978.1548 | 0 | 0 | 0 | 0 | 0 | 0 | 250852.2879 | 0 | 0 | 0 | 0 | 0 | 0 | 0 | 0 | -148983.3894 | 0 | 0 | 0 | 0 | 0 | 0 | 0 | -131438.2195 | 0 | 0 | 0 | 0 | 0 | 0
2016-03-11 04:00 | 0 | 0 | 0 | 0 | 112274.3911 | 0 | 392696 | 0 | 0 | 0 | 878994.7654 | 0 | 0 | 0 | 0 | 0 | 0 | 119414.0684 | 0 | 0 | 0 | 0 | 0 | 0 | 0 | 0 | -148983.3894 | 0 | 0 | 0 | 0 | 0 | 0 | 0 | -131438.2195 | 0 | 0 | 0 | 0 | 0 | 0
2016-03-11 05:00 | 0 | 0 | 0 | 0 | 354040.8301 | 0 | 371586 | 0 | 0 | 0 | 730011.376 | 0 | 0 | 0 | 0 | 0 | 0 | 250852.2879 | 0 | 0 | 0 | 0 | 0 | 0 | 0 | 0 | -148983.3894 | 0 | 0 | 0 | 0 | 0 | 0 | 0 | 131438.2195 | 0 | 0 | 0 | 0 | 0 | 0
2016-03-11 06:00 | 0 | 0 | 0 | 0 | 372208.1699 | 0 | 354663 | 0 | 0 | 0 | 878994.7654 | 0 | 0 | 0 | 0 | 0 | 0 | 119414.0684 | 0 | 0 | 0 | 0 | 0 | 0 | 0 | 0 | 148983.3894 | 0 | 0 | 0 | 0 | 0 | 0 | 0 | -131438.2195 | 0 | 0 | 0 | 0 | 0 | 0
2016-03-11 07:00 | 0 | 0 | 0 | 0 | 74235.5422 | 0 | 342633 | 0 | 0 | 0 | 730011.376 | 0 | 0 | 0 | 0 | 0 | 0 | 0 | 0 | 0 | 0 | 0 | 0 | 0 | 0 | 0 | -148983.3894 | 0 | 0 | 0 | 0 | 0 | 0 | 0 | -119414.0684 | 0 | 0 | 0 | 0 | 0 | 0
2016-03-11 08:00 | 0 | 0 | 0 | 0 | 318586.8301 | 0 | 336132 | 0 | 0 | 0 | 581027.9867 | 0 | 0 | 0 | 0 | 0 | 0 | 131438.2195 | 0 | 0 | 0 | 0 | 0 | 0 | 0 | 0 | -148983.3894 | 0 | 0 | 0 | 0 | 0 | 0 | 0 | 131438.2195 | 0 | 0 | 0 | 0 | 0 | 0
2016-03-11 09:00 | 0 | 0 | 0 | 0 | 55656.3911 | 0 | 336078 | 0 | 0 | 0 | 432044.5973 | 0 | 0 | 0 | 0 | 0 | 0 | 0 | 0 | 0 | 0 | 0 | 0 | 0 | 0 | 0 | -148983.3894 | 0 | 0 | 0 | 0 | 0 | 0 | 0 | -131438.2195 | 0 | 0 | 0 | 0 | 0 | 0
2016-03-11 10:00 | 0 | 0 | 0 | 0 | 494479.3894 | 0 | 345496 | 0 | 0 | 0 | 581027.9867 | 0 | 0 | 0 | 0 | 0 | 0 | 0 | 0 | 0 | 0 | 0 | 0 | 0 | 0 | 0 | 148983.3894 | 0 | 0 | 0 | 0 | 0 | 0 | 0 | 0 | 0 | 0 | 0 | 0 | 0 | 0
2016-03-11 11:00 | 0 | 0 | 0 | 0 | 352706.8301 | 0 | 370252 | 0 | 0 | 0 | 432044.5973 | 0 | 0 | 0 | 0 | 0 | 0 | 131438.2195 | 0 | 0 | 0 | 0 | 0 | 0 | 0 | 0 | -148983.3894 | 0 | 0 | 0 | 0 | 0 | 0 | 0 | 131438.2195 | 0 | 0 | 0 | 0 | 0 | 0
2016-03-11 12:00 | 0 | 0 | 0 | 0 | 114907.3911 | 0 | 395329 | 0 | 0 | 0 | 283061.2079 | 0 | 0 | 0 | 0 | 0 | 0 | 0 | 0 | 0 | 0 | 0 | 0 | 0 | 0 | 0 | -148983.3894 | 0 | 0 | 0 | 0 | 0 | 0 | 0 | -131438.2195 | 0 | 0 | 0 | 0 | 0 | 0
2016-03-11 13:00 | 0 | 0 | 0 | 0 | 534093.3958 | 27179.0144 | 409015 | 0 | 0 | 0 | 303880.3986 | 0 | 0 | 0 | 0 | 0 | 0 | 131438.2195 | 0 | 0 | 0 | 0 | 0 | 0 | 0 | 0 | 20819.1907 | 0 | 0 | 0 | 0 | 0 | 0 | 0 | 131438.2195 | 0 | 0 | 0 | 0 | 0 | 0
2016-03-11 14:00 | 0 | 0 | 0 | 0 | 0 | 348073.7758 | 417633 | 0 | 0 | 0 | 365759.3939 | 0 | 0 | 0 | 0 | 0 | 0 | 0 | 0 | 0 | 0 | 0 | 0 | 0 | 0 | 0 | 61878.9953 | 0 | 0 | 0 | 0 | 0 | 0 | 0 | -131438.2195 | 0 | 0 | 0 | 0 | 0 | 0
2016-03-11 15:00 | 0 | 0 | 0 | 0 | 33905.2786 | 539752.1108 | 424674 | 0 | 0 | 0 | 514742.7833 | 0 | 0 | 0 | 0 | 0 | 0 | 0 | 0 | 0 | 0 | 0 | 0 | 0 | 0 | 0 | 148983.3894 | 0 | 0 | 0 | 0 | 0 | 0 | 0 | 0 | 0 | 0 | 0 | 0 | 0 | 0
2016-03-11 16:00 | 0 | 0 | 0 | 0 | 0 | 583795.2768 | 429006 | 0 | 0 | 0 | 663726.1726 | 0 | 0 | 0 | 0 | 0 | 0 | 5805.8874 | 0 | 0 | 0 | 0 | 0 | 0 | 0 | 0 | 148983.3894 | 0 | 0 | 0 | 0 | 0 | 0 | 0 | 5805.8874 | 0 | 0 | 0 | 0 | 0 | 0
2016-03-11 17:00 | 0 | 0 | 0 | 0 | 104025.5725 | 606049.0364 | 429653 | 0 | 0 | 0 | 812709.562 | 0 | 0 | 0 | 0 | 0 | 0 | 137244.1069 | 0 | 0 | 0 | 0 | 0 | 0 | 0 | 0 | 148983.3894 | 0 | 0 | 0 | 0 | 0 | 0 | 0 | 131438.2195 | 0 | 0 | 0 | 0 | 0 | 0
2016-03-11 18:00 | 0 | 0 | 0 | 0 | 0 | 614967.8039 | 429771 | 0 | 0 | 0 | 866468.1464 | 0 | 0 | 0 | 0 | 0 | 0 | 268682.3264 | 0 | 0 | 0 | 0 | 0 | 0 | 0 | 0 | 53758.5844 | 0 | 0 | 0 | 0 | 0 | 0 | 0 | 131438.2195 | 0 | 0 | 0 | 0 | 0 | 0
2016-03-11 19:00 | 0 | 0 | 0 | 0 | 0 | 610799.4892 | 429113 | 0 | 0 | 0 | 1015451.5358 | 0 | 0 | 0 | 0 | 0 | 0 | 301385.4263 | 0 | 0 | 0 | 0 | 0 | 0 | 0 | 0 | 148983.3894 | 0 | 0 | 0 | 0 | 0 | 0 | 0 | 32703.0999 | 0 | 0 | 0 | 0 | 0 | 0
2016-03-11 20:00 | 0 | 0 | 0 | 0 | 0 | 602290.6804 | 426720 | 0 | 0 | 0 | 1164434.9252 | 0 | 0 | 0 | 0 | 0 | 0 | 327972.7174 | 0 | 0 | 0 | 0 | 0 | 0 | 0 | 0 | 148983.3894 | 0 | 0 | 0 | 0 | 0 | 0 | 0 | 26587.291 | 0 | 0 | 0 | 0 | 0 | 0
2016-03-11 21:00 | 0 | 0 | 0 | 0 | 0 | 577567.4368 | 424934 | 0 | 0 | 0 | 1313418.3145 | 0 | 0 | 0 | 0 | 0 | 0 | 331622.7648 | 0 | 0 | 0 | 0 | 0 | 0 | 0 | 0 | 148983.3894 | 0 | 0 | 0 | 0 | 0 | 0 | 0 | 3650.0474 | 0 | 0 | 0 | 0 | 0 | 0
2016-03-11 22:00 | 0 | 0 | 0 | 0 | 0 | 514899.998 | 422823 | 0 | 0 | 0 | 1274057.0931 | 0 | 0 | 0 | 0 | 0 | 0 | 463060.9843 | 0 | 0 | 0 | 0 | 0 | 0 | 0 | 0 | -39361.2215 | 0 | 0 | 0 | 0 | 0 | 0 | 0 | 131438.2195 | 0 | 0 | 0 | 0 | 0 | 0
2016-03-11 23:00 | 0 | 0 | 0 | 0 | 72408.2308 | 370127.939 | 424991 | 0 | 0 | 0 | 1423040.4824 | 0 | 0 | 0 | 0 | 0 | 0 | 331622.7648 | 0 | 0 | 0 | 0 | 0 | 0 | 0 | 0 | 148983.3894 | 0 | 0 | 0 | 0 | 0 | 0 | 0 | -131438.2195 | 0 | 0 | 0 | 0 | 0 | 0
2016-03-12 | 0 | 0 | 0 | 0 | 40594.278 | 109793.1132 | 430809 | 0 | 0 | 0 | 1274057.0931 | 0 | 0 | 0 | 0 | 0 | 0 | 200184.5452 | 0 | 0 | 0 | 0 | 0 | 0 | 0 | 0 | -148983.3894 | 0 | 0 | 0 | 0 | 0 | 0 | 0 | -131438.2195 | 0 | 0 | 0 | 0 | 0 | 0
2016-03-12 01:00 | 0 | 0 | 0 | 0 | 145741.5477 | 2480.8434 | 428644 | 0 | 0 | 0 | 1125073.7037 | 0 | 0 | 0 | 0 | 0 | 0 | 68746.3257 | 0 | 0 | 0 | 0 | 0 | 0 | 0 | 0 | -148983.3894 | 0 | 0 | 0 | 0 | 0 | 0 | 0 | -131438.2195 | 0 | 0 | 0 | 0 | 0 | 0
2016-03-12 02:00 | 0 | 0 | 0 | 0 | 400120.8301 | 0 | 417666 | 0 | 0 | 0 | 976090.3143 | 0 | 0 | 0 | 0 | 0 | 0 | 200184.5452 | 0 | 0 | 0 | 0 | 0 | 0 | 0 | 0 | -148983.3894 | 0 | 0 | 0 | 0 | 0 | 0 | 0 | 131438.2195 | 0 | 0 | 0 | 0 | 0 | 0
2016-03-12 03:00 | 0 | 0 | 0 | 0 | 124535.3911 | 0 | 404957 | 0 | 0 | 0 | 827106.9249 | 0 | 0 | 0 | 0 | 0 | 0 | 68746.3257 | 0 | 0 | 0 | 0 | 0 | 0 | 0 | 0 | -148983.3894 | 0 | 0 | 0 | 0 | 0 | 0 | 0 | -131438.2195 | 0 | 0 | 0 | 0 | 0 | 0
2016-03-12 04:00 | 0 | 0 | 0 | 0 | 662585.6089 | 0 | 382164 | 0 | 0 | 0 | 976090.3143 | 0 | 0 | 0 | 0 | 0 | 0 | 200184.5452 | 0 | 0 | 0 | 0 | 0 | 0 | 0 | 0 | 148983.3894 | 0 | 0 | 0 | 0 | 0 | 0 | 0 | 131438.2195 | 0 | 0 | 0 | 0 | 0 | 0
2016-03-12 05:00 | 0 | 0 | 0 | 0 | 84536.3911 | 0 | 364958 | 0 | 0 | 0 | 827106.9249 | 0 | 0 | 0 | 0 | 0 | 0 | 68746.3257 | 0 | 0 | 0 | 0 | 0 | 0 | 0 | 0 | -148983.3894 | 0 | 0 | 0 | 0 | 0 | 0 | 0 | -131438.2195 | 0 | 0 | 0 | 0 | 0 | 0
2016-03-12 06:00 | 0 | 0 | 0 | 0 | 132601.2849 | 0 | 350331 | 0 | 0 | 0 | 678123.5356 | 0 | 0 | 0 | 0 | 0 | 0 | 0 | 0 | 0 | 0 | 0 | 0 | 0 | 0 | 0 | -148983.3894 | 0 | 0 | 0 | 0 | 0 | 0 | 0 | -68746.3257 | 0 | 0 | 0 | 0 | 0 | 0
2016-03-12 07:00 | 0 | 0 | 0 | 0 | 320836.8301 | 0 | 338382 | 0 | 0 | 0 | 529140.1462 | 0 | 0 | 0 | 0 | 0 | 0 | 131438.2195 | 0 | 0 | 0 | 0 | 0 | 0 | 0 | 0 | -148983.3894 | 0 | 0 | 0 | 0 | 0 | 0 | 0 | 131438.2195 | 0 | 0 | 0 | 0 | 0 | 0
2016-03-12 08:00 | 0 | 0 | 0 | 0 | 348960.1699 | 0 | 331415 | 0 | 0 | 0 | 678123.5356 | 0 | 0 | 0 | 0 | 0 | 0 | 0 | 0 | 0 | 0 | 0 | 0 | 0 | 0 | 0 | 148983.3894 | 0 | 0 | 0 | 0 | 0 | 0 | 0 | -131438.2195 | 0 | 0 | 0 | 0 | 0 | 0
2016-03-12 09:00 | 0 | 0 | 0 | 0 | 179887.6106 | 0 | 328871 | 0 | 0 | 0 | 529140.1462 | 0 | 0 | 0 | 0 | 0 | 0 | 0 | 0 | 0 | 0 | 0 | 0 | 0 | 0 | 0 | -148983.3894 | 0 | 0 | 0 | 0 | 0 | 0 | 0 | 0 | 0 | 0 | 0 | 0 | 0 | 0
2016-03-12 10:00 | 0 | 0 | 0 | 0 | 313635.8301 | 0 | 331181 | 0 | 0 | 0 | 380156.7568 | 0 | 0 | 0 | 0 | 0 | 0 | 131438.2195 | 0 | 0 | 0 | 0 | 0 | 0 | 0 | 0 | -148983.3894 | 0 | 0 | 0 | 0 | 0 | 0 | 0 | 131438.2195 | 0 | 0 | 0 | 0 | 0 | 0
2016-03-12 11:00 | 0 | 0 | 0 | 0 | 57218.3911 | 0 | 337640 | 0 | 0 | 0 | 231173.3675 | 0 | 0 | 0 | 0 | 0 | 0 | 0 | 0 | 0 | 0 | 0 | 0 | 0 | 0 | 0 | -148983.3894 | 0 | 0 | 0 | 0 | 0 | 0 | 0 | -131438.2195 | 0 | 0 | 0 | 0 | 0 | 0
2016-03-12 12:00 | 0 | 0 | 0 | 0 | 454128.0794 | 0 | 348302 | 0 | 0 | 0 | 205561.2274 | 0 | 0 | 0 | 0 | 0 | 0 | 131438.2195 | 0 | 0 | 0 | 0 | 0 | 0 | 0 | 0 | -25612.1401 | 0 | 0 | 0 | 0 | 0 | 0 | 0 | 131438.2195 | 0 | 0 | 0 | 0 | 0 | 0
2016-03-12 13:00 | 0 | 0 | 0 | 0 | 59390.7078 | 22939.6834 | 362752 | 0 | 0 | 0 | 56577.838 | 0 | 0 | 0 | 0 | 0 | 0 | 0 | 0 | 0 | 0 | 0 | 0 | 0 | 0 | 0 | -148983.3894 | 0 | 0 | 0 | 0 | 0 | 0 | 0 | -131438.2195 | 0 | 0 | 0 | 0 | 0 | 0
2016-03-12 14:00 | 0 | 0 | 0 | 0 | 210731.5272 | 315927.8622 | 377676 | 0 | 0 | 0 | 205561.2274 | 0 | 0 | 0 | 0 | 0 | 0 | 0 | 0 | 0 | 0 | 0 | 0 | 0 | 0 | 0 | 148983.3894 | 0 | 0 | 0 | 0 | 0 | 0 | 0 | 0 | 0 | 0 | 0 | 0 | 0 | 0
2016-03-12 15:00 | 0 | 0 | 0 | 0 | 0 | 556055.7139 | 388255 | 0 | 0 | 0 | 354544.6168 | 0 | 0 | 0 | 0 | 0 | 0 | 0 | 0 | 0 | 0 | 15053.8596 | 0 | 0 | 0 | 0 | 148983.3894 | 0 | 0 | 0 | 0 | 0 | 0 | 0 | 0 | 0 | 0 | 0 | 18817.3245 | 0 | 0
2016-03-12 16:00 | 0 | 0 | 0 | 0 | 0 | 561275.7139 | 393475 | 0 | 0 | 0 | 503528.0061 | 0 | 0 | 0 | 0 | 0 | 0 | 0 | 0 | 0 | 0 | 30107.659 | 0 | 0 | 0 | 0 | 148983.3894 | 0 | 0 | 0 | 0 | 0 | 0 | 0 | 0 | 0 | 0 | 0 | 18817.3245 | 0 | 0
2016-03-12 17:00 | 0 | 0 | 0 | 0 | 0 | 693696.9334 | 394458 | 0 | 0 | 0 | 652511.3955 | 0 | 0 | 0 | 0 | 0 | 0 | 131438.2195 | 0 | 0 | 0 | 45161.3981 | 0 | 0 | 0 | 0 | 148983.3894 | 0 | 0 | 0 | 0 | 0 | 0 | 0 | 131438.2195 | 0 | 0 | 0 | 18817.3245 | 0 | 0
2016-03-12 18:00 | 0 | 0 | 0 | 0 | 0 | 438076.5782 | 393388 | 0 | 0 | 0 | 801494.7849 | 0 | 0 | 0 | 0 | 0 | 0 | 8326.0838 | 0 | 0 | 0 | 60215.0771 | 0 | 0 | 0 | 0 | 148983.3894 | 0 | 0 | 0 | 0 | 0 | 0 | 0 | -123112.1357 | 0 | 0 | 0 | 18817.3245 | 0 | 0
2016-03-12 19:00 | 0 | 0 | 0 | 0 | 0 | 690603.9334 | 391365 | 0 | 0 | 0 | 950478.1742 | 0 | 0 | 0 | 0 | 0 | 0 | 139764.3033 | 0 | 0 | 0 | 75268.6958 | 0 | 0 | 0 | 0 | 148983.3894 | 0 | 0 | 0 | 0 | 0 | 0 | 0 | 131438.2195 | 0 | 0 | 0 | 18817.3245 | 0 | 0
2016-03-12 20:00 | 0 | 0 | 0 | 0 | 0 | 689623.9334 | 390385 | 0 | 0 | 0 | 1099461.5636 | 0 | 0 | 0 | 0 | 0 | 0 | 271202.5228 | 0 | 0 | 0 | 90322.2543 | 0 | 0 | 0 | 0 | 148983.3894 | 0 | 0 | 0 | 0 | 0 | 0 | 0 | 131438.2195 | 0 | 0 | 0 | 18817.3245 | 0 | 0
2016-03-12 21:00 | 0 | 0 | 0 | 0 | 0 | 690013.9334 | 390775 | 0 | 0 | 0 | 1248444.953 | 0 | 0 | 0 | 0 | 0 | 0 | 402640.7424 | 0 | 0 | 0 | 105375.7526 | 0 | 0 | 0 | 0 | 148983.3894 | 0 | 0 | 0 | 0 | 0 | 0 | 0 | 131438.2195 | 0 | 0 | 0 | 18817.3245 | 0 | 0
2016-03-12 22:00 | 0 | 0 | 0 | 0 | 0 | 671620.6984 | 392732 | 0 | 0 | 0 | 1397428.3423 | 0 | 0 | 0 | 0 | 0 | 0 | 513728.7269 | 0 | 0 | 0 | 120429.1907 | 0 | 0 | 0 | 0 | 148983.3894 | 0 | 0 | 0 | 0 | 0 | 0 | 0 | 111087.9846 | 0 | 0 | 0 | 18817.3245 | 0 | 0
2016-03-12 23:00 | 0 | 0 | 0 | 0 | 0 | 534783.4182 | 399719 | 0 | 0 | 0 | 1546411.7317 | 0 | 0 | 0 | 0 | 0 | 0 | 513728.7269 | 0 | 0 | 0 | 96430.4829 | 0 | 0 | 0 | 0 | 148983.3894 | 0 | 0 | 0 | 0 | 0 | 0 | 0 | 0 | 0 | 0 | 0 | 0 | 23998.2261 | 0
2016-03-13 | 0 | 0 | 0 | 0 | 0 | 192957.3438 | 407436 | 0 | 0 | 0 | 1519300.7514 | 0 | 0 | 0 | 0 | 0 | 0 | 382290.5074 | 0 | 0 | 0 | 0 | 0 | 0 | 0 | 0 | -27110.9803 | 0 | 0 | 0 | 0 | 0 | 0 | 0 | -131438.2195 | 0 | 0 | 0 | 0 | 96430.0971 | 0
2016-03-13 01:00 | 0 | 0 | 0 | 0 | 122419.2843 | 3675.1068 | 406516 | 0 | 0 | 0 | 1370317.362 | 0 | 0 | 0 | 0 | 0 | 0 | 250852.2879 | 0 | 0 | 0 | 0 | 0 | 0 | 0 | 0 | -148983.3894 | 0 | 0 | 0 | 0 | 0 | 0 | 0 | -131438.2195 | 0 | 0 | 0 | 0 | 0 | 0
2016-03-13 02:00 | 0 | 0 | 0 | 0 | 118454.3911 | 0 | 398876 | 0 | 0 | 0 | 1221333.9726 | 0 | 0 | 0 | 0 | 0 | 0 | 119414.0684 | 0 | 0 | 0 | 0 | 0 | 0 | 0 | 0 | -148983.3894 | 0 | 0 | 0 | 0 | 0 | 0 | 0 | -131438.2195 | 0 | 0 | 0 | 0 | 0 | 0
2016-03-13 03:00 | 0 | 0 | 0 | 0 | 368745.8301 | 0 | 386291 | 0 | 0 | 0 | 1072350.5833 | 0 | 0 | 0 | 0 | 0 | 0 | 250852.2879 | 0 | 0 | 0 | 0 | 0 | 0 | 0 | 0 | -148983.3894 | 0 | 0 | 0 | 0 | 0 | 0 | 0 | 131438.2195 | 0 | 0 | 0 | 0 | 0 | 0
2016-03-13 04:00 | 0 | 0 | 0 | 0 | 99991.5422 | 0 | 368389 | 0 | 0 | 0 | 923367.1939 | 0 | 0 | 0 | 0 | 0 | 0 | 131438.2195 | 0 | 0 | 0 | 0 | 0 | 0 | 0 | 0 | -148983.3894 | 0 | 0 | 0 | 0 | 0 | 0 | 0 | -119414.0684 | 0 | 0 | 0 | 0 | 0 | 0
2016-03-13 05:00 | 0 | 0 | 0 | 0 | 333515.8301 | 0 | 351061 | 0 | 0 | 0 | 774383.8045 | 0 | 0 | 0 | 0 | 0 | 0 | 262876.439 | 0 | 0 | 0 | 0 | 0 | 0 | 0 | 0 | -148983.3894 | 0 | 0 | 0 | 0 | 0 | 0 | 0 | 131438.2195 | 0 | 0 | 0 | 0 | 0 | 0
2016-03-13 06:00 | 0 | 0 | 0 | 0 | 354859.1699 | 0 | 337314 | 0 | 0 | 0 | 923367.1939 | 0 | 0 | 0 | 0 | 0 | 0 | 131438.2195 | 0 | 0 | 0 | 0 | 0 | 0 | 0 | 0 | 148983.3894 | 0 | 0 | 0 | 0 | 0 | 0 | 0 | -131438.2195 | 0 | 0 | 0 | 0 | 0 | 0
2016-03-13 07:00 | 0 | 0 | 0 | 0 | 46719.3911 | 0 | 327141 | 0 | 0 | 0 | 774383.8045 | 0 | 0 | 0 | 0 | 0 | 0 | 0 | 0 | 0 | 0 | 0 | 0 | 0 | 0 | 0 | -148983.3894 | 0 | 0 | 0 | 0 | 0 | 0 | 0 | -131438.2195 | 0 | 0 | 0 | 0 | 0 | 0
2016-03-13 08:00 | 0 | 0 | 0 | 0 | 302969.8301 | 0 | 320515 | 0 | 0 | 0 | 625400.4152 | 0 | 0 | 0 | 0 | 0 | 0 | 131438.2195 | 0 | 0 | 0 | 0 | 0 | 0 | 0 | 0 | -148983.3894 | 0 | 0 | 0 | 0 | 0 | 0 | 0 | 131438.2195 | 0 | 0 | 0 | 0 | 0 | 0
2016-03-13 09:00 | 0 | 0 | 0 | 0 | 38479.3911 | 0 | 318901 | 0 | 0 | 0 | 476417.0258 | 0 | 0 | 0 | 0 | 0 | 0 | 0 | 0 | 0 | 0 | 0 | 0 | 0 | 0 | 0 | -148983.3894 | 0 | 0 | 0 | 0 | 0 | 0 | 0 | -131438.2195 | 0 | 0 | 0 | 0 | 0 | 0
2016-03-13 10:00 | 0 | 0 | 0 | 0 | 304536.8301 | 0 | 322082 | 0 | 0 | 0 | 327433.6364 | 0 | 0 | 0 | 0 | 0 | 0 | 131438.2195 | 0 | 0 | 0 | 0 | 0 | 0 | 0 | 0 | -148983.3894 | 0 | 0 | 0 | 0 | 0 | 0 | 0 | 131438.2195 | 0 | 0 | 0 | 0 | 0 | 0
2016-03-13 11:00 | 0 | 0 | 0 | 0 | 345443.1699 | 0 | 327898 | 0 | 0 | 0 | 476417.0258 | 0 | 0 | 0 | 0 | 0 | 0 | 0 | 0 | 0 | 0 | 0 | 0 | 0 | 0 | 0 | 148983.3894 | 0 | 0 | 0 | 0 | 0 | 0 | 0 | -131438.2195 | 0 | 0 | 0 | 0 | 0 | 0
2016-03-13 12:00 | 0 | 0 | 0 | 0 | 187594.6106 | 0 | 336578 | 0 | 0 | 0 | 327433.6364 | 0 | 0 | 0 | 0 | 0 | 0 | 0 | 0 | 0 | 0 | 0 | 0 | 0 | 0 | 0 | -148983.3894 | 0 | 0 | 0 | 0 | 0 | 0 | 0 | 0 | 0 | 0 | 0 | 0 | 0 | 0
2016-03-13 13:00 | 0 | 0 | 0 | 0 | 162467.2179 | 38422.3928 | 349873 | 0 | 0 | 0 | 178450.2471 | 0 | 0 | 0 | 0 | 0 | 0 | 0 | 0 | 0 | 0 | 0 | 0 | 0 | 0 | 0 | -148983.3894 | 0 | 0 | 0 | 0 | 0 | 0 | 0 | 0 | 0 | 0 | 0 | 0 | 0 | 0
2016-03-13 14:00 | 0 | 0 | 0 | 0 | 133010.5074 | 380275.882 | 364303 | 0 | 0 | 0 | 327433.6364 | 0 | 0 | 0 | 0 | 0 | 0 | 0 | 0 | 0 | 0 | 0 | 0 | 0 | 0 | 0 | 148983.3894 | 0 | 0 | 0 | 0 | 0 | 0 | 0 | 0 | 0 | 0 | 0 | 0 | 0 | 0
2016-03-13 15:00 | 0 | 0 | 0 | 0 | 0 | 542545.7139 | 374745 | 0 | 0 | 0 | 476417.0258 | 0 | 0 | 0 | 0 | 0 | 0 | 0 | 0 | 0 | 0 | 15053.8596 | 0 | 0 | 0 | 0 | 148983.3894 | 0 | 0 | 0 | 0 | 0 | 0 | 0 | 0 | 0 | 0 | 0 | 18817.3245 | 0 | 0
2016-03-13 16:00 | 0 | 0 | 0 | 0 | 0 | 682583.9334 | 383345 | 0 | 0 | 0 | 625400.4152 | 0 | 0 | 0 | 0 | 0 | 0 | 131438.2195 | 0 | 0 | 0 | 30107.659 | 0 | 0 | 0 | 0 | 148983.3894 | 0 | 0 | 0 | 0 | 0 | 0 | 0 | 131438.2195 | 0 | 0 | 0 | 18817.3245 | 0 | 0
2016-03-13 17:00 | 0 | 0 | 0 | 0 | 0 | 502514.228 | 389604 | 0 | 0 | 0 | 774383.8045 | 0 | 0 | 0 | 0 | 0 | 0 | 76547.7337 | 0 | 0 | 0 | 45161.3981 | 0 | 0 | 0 | 0 | 148983.3894 | 0 | 0 | 0 | 0 | 0 | 0 | 0 | -54890.4858 | 0 | 0 | 0 | 18817.3245 | 0 | 0
2016-03-13 18:00 | 0 | 0 | 0 | 0 | 0 | 682840.1165 | 392033 | 0 | 0 | 0 | 923367.1939 | 0 | 0 | 0 | 0 | 0 | 0 | 199554.1363 | 0 | 0 | 0 | 60215.0771 | 0 | 0 | 0 | 0 | 148983.3894 | 0 | 0 | 0 | 0 | 0 | 0 | 0 | 123006.4026 | 0 | 0 | 0 | 18817.3245 | 0 | 0
2016-03-13 19:00 | 0 | 0 | 0 | 0 | 0 | 669837.0957 | 392600 | 0 | 0 | 0 | 1072350.5833 | 0 | 0 | 0 | 0 | 0 | 0 | 308990.5182 | 0 | 0 | 0 | 75268.6958 | 0 | 0 | 0 | 0 | 148983.3894 | 0 | 0 | 0 | 0 | 0 | 0 | 0 | 109436.3819 | 0 | 0 | 0 | 18817.3245 | 0 | 0
2016-03-13 20:00 | 0 | 0 | 0 | 0 | 0 | 664472.6789 | 394457 | 0 | 0 | 0 | 1221333.9726 | 0 | 0 | 0 | 0 | 0 | 0 | 411205.4833 | 0 | 0 | 0 | 90322.2543 | 0 | 0 | 0 | 0 | 148983.3894 | 0 | 0 | 0 | 0 | 0 | 0 | 0 | 102214.9651 | 0 | 0 | 0 | 18817.3245 | 0 | 0
2016-03-13 21:00 | 0 | 0 | 0 | 0 | 0 | 646091.9919 | 398498 | 0 | 0 | 0 | 1370317.362 | 0 | 0 | 0 | 0 | 0 | 0 | 490998.7613 | 0 | 0 | 0 | 105375.7526 | 0 | 0 | 0 | 0 | 148983.3894 | 0 | 0 | 0 | 0 | 0 | 0 | 0 | 79793.2781 | 0 | 0 | 0 | 18817.3245 | 0 | 0
2016-03-13 22:00 | 0 | 0 | 0 | 0 | 0 | 592563.6795 | 402033 | 0 | 0 | 0 | 1519300.7514 | 0 | 0 | 0 | 0 | 0 | 0 | 513728.7269 | 0 | 0 | 0 | 120429.1907 | 0 | 0 | 0 | 0 | 148983.3894 | 0 | 0 | 0 | 0 | 0 | 0 | 0 | 22729.9656 | 0 | 0 | 0 | 18817.3245 | 0 | 0
2016-03-13 23:00 | 0 | 0 | 0 | 0 | 0 | 428855.9742 | 407399 | 0 | 0 | 0 | 1668284.1408 | 0 | 0 | 0 | 0 | 0 | 0 | 456050.9629 | 0 | 0 | 0 | 0 | 0 | 0 | 0 | 0 | 148983.3894 | 0 | 0 | 0 | 0 | 0 | 0 | 0 | -57677.764 | 0 | 0 | 0 | 0 | 120428.709 | 0
2016-03-14 | 0 | 0 | 0 | 0 | 0 | 146019.3013 | 415290 | 0 | 0 | 0 | 1519300.7514 | 0 | 0 | 0 | 0 | 0 | 0 | 335763.6536 | 0 | 0 | 0 | 0 | 0 | 0 | 0 | 0 | -148983.3894 | 0 | 0 | 0 | 0 | 0 | 0 | 0 | -120287.3093 | 0 | 0 | 0 | 0 | 0 | 0
2016-03-14 01:00 | 0 | 0 | 0 | 0 | 307362.7879 | 2699.996 | 416415 | 0 | 0 | 0 | 1370317.362 | 0 | 0 | 0 | 0 | 0 | 0 | 378394.8269 | 0 | 0 | 0 | 0 | 0 | 0 | 0 | 0 | -148983.3894 | 0 | 0 | 0 | 0 | 0 | 0 | 0 | 42631.1733 | 0 | 0 | 0 | 0 | 0 | 0
2016-03-14 02:00 | 0 | 0 | 0 | 0 | 124302.3911 | 0 | 404724 | 0 | 0 | 0 | 1221333.9726 | 0 | 0 | 0 | 0 | 0 | 0 | 246956.6074 | 0 | 0 | 0 | 0 | 0 | 0 | 0 | 0 | -148983.3894 | 0 | 0 | 0 | 0 | 0 | 0 | 0 | -131438.2195 | 0 | 0 | 0 | 0 | 0 | 0
2016-03-14 03:00 | 0 | 0 | 0 | 0 | 299014.8081 | 0 | 385037 | 0 | 0 | 0 | 1072350.5833 | 0 | 0 | 0 | 0 | 0 | 0 | 309917.8048 | 0 | 0 | 0 | 0 | 0 | 0 | 0 | 0 | -148983.3894 | 0 | 0 | 0 | 0 | 0 | 0 | 0 | 62961.1974 | 0 | 0 | 0 | 0 | 0 | 0
2016-03-14 04:00 | 0 | 0 | 0 | 0 | 81567.3911 | 0 | 361989 | 0 | 0 | 0 | 923367.1939 | 0 | 0 | 0 | 0 | 0 | 0 | 178479.5853 | 0 | 0 | 0 | 0 | 0 | 0 | 0 | 0 | -148983.3894 | 0 | 0 | 0 | 0 | 0 | 0 | 0 | -131438.2195 | 0 | 0 | 0 | 0 | 0 | 0
2016-03-14 05:00 | 0 | 0 | 0 | 0 | 380271.484 | 0 | 343022 | 0 | 0 | 0 | 1007658.0437 | 0 | 0 | 0 | 0 | 0 | 0 | 131438.2195 | 0 | 0 | 0 | 0 | 0 | 0 | 0 | 0 | 84290.8498 | 0 | 0 | 0 | 0 | 0 | 0 | 0 | -47041.3658 | 0 | 0 | 0 | 0 | 0 | 0
2016-03-14 06:00 | 0 | 0 | 0 | 0 | 51467.3911 | 0 | 331889 | 0 | 0 | 0 | 858674.6544 | 0 | 0 | 0 | 0 | 0 | 0 | 0 | 0 | 0 | 0 | 0 | 0 | 0 | 0 | 0 | -148983.3894 | 0 | 0 | 0 | 0 | 0 | 0 | 0 | -131438.2195 | 0 | 0 | 0 | 0 | 0 | 0
2016-03-14 07:00 | 0 | 0 | 0 | 0 | 307503.8301 | 0 | 325049 | 0 | 0 | 0 | 709691.265 | 0 | 0 | 0 | 0 | 0 | 0 | 131438.2195 | 0 | 0 | 0 | 0 | 0 | 0 | 0 | 0 | -148983.3894 | 0 | 0 | 0 | 0 | 0 | 0 | 0 | 131438.2195 | 0 | 0 | 0 | 0 | 0 | 0
2016-03-14 08:00 | 0 | 0 | 0 | 0 | 45761.3911 | 0 | 326183 | 0 | 0 | 0 | 560707.8756 | 0 | 0 | 0 | 0 | 0 | 0 | 0 | 0 | 0 | 0 | 0 | 0 | 0 | 0 | 0 | -148983.3894 | 0 | 0 | 0 | 0 | 0 | 0 | 0 | -131438.2195 | 0 | 0 | 0 | 0 | 0 | 0
2016-03-14 09:00 | 0 | 0 | 0 | 0 | 504041.4974 | 0 | 338931 | 0 | 0 | 0 | 594380.1535 | 0 | 0 | 0 | 0 | 0 | 0 | 131438.2195 | 0 | 0 | 0 | 0 | 0 | 0 | 0 | 0 | 33672.2779 | 0 | 0 | 0 | 0 | 0 | 0 | 0 | 131438.2195 | 0 | 0 | 0 | 0 | 0 | 0
2016-03-14 10:00 | 0 | 0 | 0 | 0 | 81934.3911 | 0 | 362356 | 0 | 0 | 0 | 445396.7642 | 0 | 0 | 0 | 0 | 0 | 0 | 0 | 0 | 0 | 0 | 0 | 0 | 0 | 0 | 0 | -148983.3894 | 0 | 0 | 0 | 0 | 0 | 0 | 0 | -131438.2195 | 0 | 0 | 0 | 0 | 0 | 0
2016-03-14 11:00 | 0 | 0 | 0 | 0 | 242892.6106 | 0 | 391876 | 0 | 0 | 0 | 296413.3748 | 0 | 0 | 0 | 0 | 0 | 0 | 0 | 0 | 0 | 0 | 0 | 0 | 0 | 0 | 0 | -148983.3894 | 0 | 0 | 0 | 0 | 0 | 0 | 0 | 0 | 0 | 0 | 0 | 0 | 0 | 0
2016-03-14 12:00 | 0 | 0 | 0 | 0 | 480630.1537 | 0 | 409185 | 0 | 0 | 0 | 236420.309 | 0 | 0 | 0 | 0 | 0 | 0 | 131438.2195 | 0 | 0 | 0 | 0 | 0 | 0 | 0 | 0 | -59993.0658 | 0 | 0 | 0 | 0 | 0 | 0 | 0 | 131438.2195 | 0 | 0 | 0 | 0 | 0 | 0
2016-03-14 13:00 | 0 | 0 | 0 | 0 | 86954.0682 | 53079.323 | 420455 | 0 | 0 | 0 | 87436.9196 | 0 | 0 | 0 | 0 | 0 | 0 | 0 | 0 | 0 | 0 | 0 | 0 | 0 | 0 | 0 | -148983.3894 | 0 | 0 | 0 | 0 | 0 | 0 | 0 | -131438.2195 | 0 | 0 | 0 | 0 | 0 | 0
2016-03-14 14:00 | 0 | 0 | 0 | 0 | 150996.2099 | 427931.1795 | 429944 | 0 | 0 | 0 | 236420.309 | 0 | 0 | 0 | 0 | 0 | 0 | 0 | 0 | 0 | 0 | 0 | 0 | 0 | 0 | 0 | 148983.3894 | 0 | 0 | 0 | 0 | 0 | 0 | 0 | 0 | 0 | 0 | 0 | 0 | 0 | 0
2016-03-14 15:00 | 0 | 0 | 0 | 0 | 0 | 604925.7139 | 437125 | 0 | 0 | 0 | 385403.6984 | 0 | 0 | 0 | 0 | 0 | 0 | 0 | 0 | 0 | 0 | 15053.8596 | 0 | 0 | 0 | 0 | 148983.3894 | 0 | 0 | 0 | 0 | 0 | 0 | 0 | 0 | 0 | 0 | 0 | 18817.3245 | 0 | 0
2016-03-14 16:00 | 0 | 0 | 0 | 0 | 0 | 739799.9334 | 440561 | 0 | 0 | 0 | 534387.0877 | 0 | 0 | 0 | 0 | 0 | 0 | 131438.2195 | 0 | 0 | 0 | 30107.659 | 0 | 0 | 0 | 0 | 148983.3894 | 0 | 0 | 0 | 0 | 0 | 0 | 0 | 131438.2195 | 0 | 0 | 0 | 18817.3245 | 0 | 0
2016-03-14 17:00 | 0 | 0 | 0 | 0 | 0 | 480019.4943 | 443657 | 0 | 0 | 0 | 683370.4771 | 0 | 0 | 0 | 0 | 0 | 0 | 0 | 0 | 0 | 0 | 45161.3981 | 0 | 0 | 0 | 0 | 148983.3894 | 0 | 0 | 0 | 0 | 0 | 0 | 0 | -131438.2195 | 0 | 0 | 0 | 18817.3245 | 0 | 0
2016-03-14 18:00 | 0 | 0 | 0 | 0 | 0 | 731912.8954 | 446603 | 0 | 0 | 0 | 832353.8665 | 0 | 0 | 0 | 0 | 0 | 0 | 117509.1816 | 0 | 0 | 0 | 60215.0771 | 0 | 0 | 0 | 0 | 148983.3894 | 0 | 0 | 0 | 0 | 0 | 0 | 0 | 117509.1816 | 0 | 0 | 0 | 18817.3245 | 0 | 0
2016-03-14 19:00 | 0 | 0 | 0 | 0 | 0 | 715867.767 | 448872 | 0 | 0 | 0 | 981337.2558 | 0 | 0 | 0 | 0 | 0 | 0 | 216704.2347 | 0 | 0 | 0 | 75268.6958 | 0 | 0 | 0 | 0 | 148983.3894 | 0 | 0 | 0 | 0 | 0 | 0 | 0 | 99195.0531 | 0 | 0 | 0 | 18817.3245 | 0 | 0
2016-03-14 20:00 | 0 | 0 | 0 | 0 | 0 | 728230.852 | 450737 | 0 | 0 | 0 | 1130320.6452 | 0 | 0 | 0 | 0 | 0 | 0 | 326397.3729 | 0 | 0 | 0 | 90322.2543 | 0 | 0 | 0 | 0 | 148983.3894 | 0 | 0 | 0 | 0 | 0 | 0 | 0 | 109693.1382 | 0 | 0 | 0 | 18817.3245 | 0 | 0
2016-03-14 21:00 | 0 | 0 | 0 | 0 | 0 | 731326.0828 | 452592 | 0 | 0 | 0 | 1279304.0346 | 0 | 0 | 0 | 0 | 0 | 0 | 437330.7418 | 0 | 0 | 0 | 105375.7526 | 0 | 0 | 0 | 0 | 148983.3894 | 0 | 0 | 0 | 0 | 0 | 0 | 0 | 110933.3689 | 0 | 0 | 0 | 18817.3245 | 0 | 0
2016-03-14 22:00 | 0 | 0 | 0 | 0 | 0 | 696727.699 | 452529 | 0 | 0 | 0 | 1428287.424 | 0 | 0 | 0 | 0 | 0 | 0 | 513728.7269 | 0 | 0 | 0 | 120429.1907 | 0 | 0 | 0 | 0 | 148983.3894 | 0 | 0 | 0 | 0 | 0 | 0 | 0 | 76397.9851 | 0 | 0 | 0 | 18817.3245 | 0 | 0
2016-03-14 23:00 | 0 | 0 | 0 | 0 | 0 | 556787.4312 | 452786 | 0 | 0 | 0 | 1577270.8133 | 0 | 0 | 0 | 0 | 0 | 0 | 513728.7269 | 0 | 0 | 0 | 42873.6087 | 0 | 0 | 0 | 0 | 148983.3894 | 0 | 0 | 0 | 0 | 0 | 0 | 0 | 0 | 0 | 0 | 0 | 0 | 77555.1002 | 0
2016-03-15 | 0 | 0 | 0 | 0 | 0 | 244613.2259 | 455067 | 0 | 0 | 0 | 1428287.424 | 0 | 0 | 0 | 0 | 0 | 0 | 477124.9358 | 0 | 0 | 0 | 0 | 0 | 0 | 0 | 0 | -148983.3894 | 0 | 0 | 0 | 0 | 0 | 0 | 0 | -36603.7911 | 0 | 0 | 0 | 0 | 42873.4372 | 0
2016-03-15 01:00 | 0 | 0 | 0 | 0 | 161502.7745 | 6058.6166 | 447983 | 0 | 0 | 0 | 1279304.0346 | 0 | 0 | 0 | 0 | 0 | 0 | 345686.7163 | 0 | 0 | 0 | 0 | 0 | 0 | 0 | 0 | -148983.3894 | 0 | 0 | 0 | 0 | 0 | 0 | 0 | -131438.2195 | 0 | 0 | 0 | 0 | 0 | 0
2016-03-15 02:00 | 0 | 0 | 0 | 0 | 148544.3911 | 0 | 428966 | 0 | 0 | 0 | 1130320.6452 | 0 | 0 | 0 | 0 | 0 | 0 | 214248.4968 | 0 | 0 | 0 | 0 | 0 | 0 | 0 | 0 | -148983.3894 | 0 | 0 | 0 | 0 | 0 | 0 | 0 | -131438.2195 | 0 | 0 | 0 | 0 | 0 | 0
2016-03-15 03:00 | 0 | 0 | 0 | 0 | 125991.3911 | 0 | 406413 | 0 | 0 | 0 | 981337.2558 | 0 | 0 | 0 | 0 | 0 | 0 | 82810.2773 | 0 | 0 | 0 | 0 | 0 | 0 | 0 | 0 | -148983.3894 | 0 | 0 | 0 | 0 | 0 | 0 | 0 | -131438.2195 | 0 | 0 | 0 | 0 | 0 | 0
2016-03-15 04:00 | 0 | 0 | 0 | 0 | 364807.8301 | 0 | 382353 | 0 | 0 | 0 | 832353.8665 | 0 | 0 | 0 | 0 | 0 | 0 | 214248.4968 | 0 | 0 | 0 | 0 | 0 | 0 | 0 | 0 | -148983.3894 | 0 | 0 | 0 | 0 | 0 | 0 | 0 | 131438.2195 | 0 | 0 | 0 | 0 | 0 | 0
2016-03-15 05:00 | 0 | 0 | 0 | 0 | 379718.1699 | 0 | 362173 | 0 | 0 | 0 | 981337.2558 | 0 | 0 | 0 | 0 | 0 | 0 | 82810.2773 | 0 | 0 | 0 | 0 | 0 | 0 | 0 | 0 | 148983.3894 | 0 | 0 | 0 | 0 | 0 | 0 | 0 | -131438.2195 | 0 | 0 | 0 | 0 | 0 | 0
2016-03-15 06:00 | 0 | 0 | 0 | 0 | 331039.8301 | 0 | 348585 | 0 | 0 | 0 | 832353.8665 | 0 | 0 | 0 | 0 | 0 | 0 | 214248.4968 | 0 | 0 | 0 | 0 | 0 | 0 | 0 | 0 | -148983.3894 | 0 | 0 | 0 | 0 | 0 | 0 | 0 | 131438.2195 | 0 | 0 | 0 | 0 | 0 | 0
2016-03-15 07:00 | 0 | 0 | 0 | 0 | 59558.3911 | 0 | 339980 | 0 | 0 | 0 | 683370.4771 | 0 | 0 | 0 | 0 | 0 | 0 | 82810.2773 | 0 | 0 | 0 | 0 | 0 | 0 | 0 | 0 | -148983.3894 | 0 | 0 | 0 | 0 | 0 | 0 | 0 | -131438.2195 | 0 | 0 | 0 | 0 | 0 | 0
2016-03-15 08:00 | 0 | 0 | 0 | 0 | 321540.8301 | 0 | 339086 | 0 | 0 | 0 | 534387.0877 | 0 | 0 | 0 | 0 | 0 | 0 | 214248.4968 | 0 | 0 | 0 | 0 | 0 | 0 | 0 | 0 | -148983.3894 | 0 | 0 | 0 | 0 | 0 | 0 | 0 | 131438.2195 | 0 | 0 | 0 | 0 | 0 | 0
2016-03-15 09:00 | 0 | 0 | 0 | 0 | 66837.3911 | 0 | 347259 | 0 | 0 | 0 | 385403.6984 | 0 | 0 | 0 | 0 | 0 | 0 | 82810.2773 | 0 | 0 | 0 | 0 | 0 | 0 | 0 | 0 | -148983.3894 | 0 | 0 | 0 | 0 | 0 | 0 | 0 | -131438.2195 | 0 | 0 | 0 | 0 | 0 | 0
2016-03-15 10:00 | 0 | 0 | 0 | 0 | 141338.3334 | 0 | 373132 | 0 | 0 | 0 | 236420.309 | 0 | 0 | 0 | 0 | 0 | 0 | 0 | 0 | 0 | 0 | 0 | 0 | 0 | 0 | 0 | -148983.3894 | 0 | 0 | 0 | 0 | 0 | 0 | 0 | -82810.2773 | 0 | 0 | 0 | 0 | 0 | 0
2016-03-15 11:00 | 0 | 0 | 0 | 0 | 680674.6089 | 0 | 400253 | 0 | 0 | 0 | 385403.6984 | 0 | 0 | 0 | 0 | 0 | 0 | 131438.2195 | 0 | 0 | 0 | 0 | 0 | 0 | 0 | 0 | 148983.3894 | 0 | 0 | 0 | 0 | 0 | 0 | 0 | 131438.2195 | 0 | 0 | 0 | 0 | 0 | 0
2016-03-15 12:00 | 0 | 0 | 0 | 0 | 132629.3911 | 0 | 413051 | 0 | 0 | 0 | 236420.309 | 0 | 0 | 0 | 0 | 0 | 0 | 0 | 0 | 0 | 0 | 0 | 0 | 0 | 0 | 0 | -148983.3894 | 0 | 0 | 0 | 0 | 0 | 0 | 0 | -131438.2195 | 0 | 0 | 0 | 0 | 0 | 0
2016-03-15 13:00 | 0 | 0 | 0 | 0 | 357703.3127 | 52819.0264 | 421080 | 0 | 0 | 0 | 225862.6481 | 0 | 0 | 0 | 0 | 0 | 0 | 0 | 0 | 0 | 0 | 0 | 0 | 0 | 0 | 0 | -10557.6609 | 0 | 0 | 0 | 0 | 0 | 0 | 0 | 0 | 0 | 0 | 0 | 0 | 0 | 0
2016-03-15 14:00 | 0 | 0 | 0 | 0 | 109925.0703 | 468856.3191 | 429798 | 0 | 0 | 0 | 374846.0375 | 0 | 0 | 0 | 0 | 0 | 0 | 0 | 0 | 0 | 0 | 0 | 0 | 0 | 0 | 0 | 148983.3894 | 0 | 0 | 0 | 0 | 0 | 0 | 0 | 0 | 0 | 0 | 0 | 0 | 0 | 0
2016-03-15 15:00 | 0 | 0 | 0 | 0 | 0 | 602547.7139 | 434747 | 0 | 0 | 0 | 523829.4268 | 0 | 0 | 0 | 0 | 0 | 0 | 0 | 0 | 0 | 0 | 15053.8596 | 0 | 0 | 0 | 0 | 148983.3894 | 0 | 0 | 0 | 0 | 0 | 0 | 0 | 0 | 0 | 0 | 0 | 18817.3245 | 0 | 0
2016-03-15 16:00 | 0 | 0 | 0 | 0 | 0 | 737982.9334 | 438744 | 0 | 0 | 0 | 672812.8162 | 0 | 0 | 0 | 0 | 0 | 0 | 131438.2195 | 0 | 0 | 0 | 30107.659 | 0 | 0 | 0 | 0 | 148983.3894 | 0 | 0 | 0 | 0 | 0 | 0 | 0 | 131438.2195 | 0 | 0 | 0 | 18817.3245 | 0 | 0
2016-03-15 17:00 | 0 | 0 | 0 | 0 | 0 | 478851.4943 | 442489 | 0 | 0 | 0 | 821796.2056 | 0 | 0 | 0 | 0 | 0 | 0 | 0 | 0 | 0 | 0 | 45161.3981 | 0 | 0 | 0 | 0 | 148983.3894 | 0 | 0 | 0 | 0 | 0 | 0 | 0 | -131438.2195 | 0 | 0 | 0 | 18817.3245 | 0 | 0
2016-03-15 18:00 | 0 | 0 | 0 | 0 | 0 | 744510.9334 | 445272 | 0 | 0 | 0 | 970779.595 | 0 | 0 | 0 | 0 | 0 | 0 | 131438.2195 | 0 | 0 | 0 | 60215.0771 | 0 | 0 | 0 | 0 | 148983.3894 | 0 | 0 | 0 | 0 | 0 | 0 | 0 | 131438.2195 | 0 | 0 | 0 | 18817.3245 | 0 | 0
2016-03-15 19:00 | 0 | 0 | 0 | 0 | 0 | 745044.1072 | 447216 | 0 | 0 | 0 | 1119762.9843 | 0 | 0 | 0 | 0 | 0 | 0 | 261465.6129 | 0 | 0 | 0 | 75268.6958 | 0 | 0 | 0 | 0 | 148983.3894 | 0 | 0 | 0 | 0 | 0 | 0 | 0 | 130027.3934 | 0 | 0 | 0 | 18817.3245 | 0 | 0
2016-03-15 20:00 | 0 | 0 | 0 | 0 | 0 | 748145.7426 | 450355 | 0 | 0 | 0 | 1268746.3737 | 0 | 0 | 0 | 0 | 0 | 0 | 391455.6417 | 0 | 0 | 0 | 90322.2543 | 0 | 0 | 0 | 0 | 148983.3894 | 0 | 0 | 0 | 0 | 0 | 0 | 0 | 129990.0288 | 0 | 0 | 0 | 18817.3245 | 0 | 0
2016-03-15 21:00 | 0 | 0 | 0 | 0 | 0 | 670480.1342 | 453096 | 0 | 0 | 0 | 1417729.7631 | 0 | 0 | 0 | 0 | 0 | 0 | 441039.062 | 0 | 0 | 0 | 105375.7526 | 0 | 0 | 0 | 0 | 148983.3894 | 0 | 0 | 0 | 0 | 0 | 0 | 0 | 49583.4203 | 0 | 0 | 0 | 18817.3245 | 0 | 0
2016-03-15 22:00 | 0 | 0 | 0 | 0 | 0 | 692317.3788 | 451827 | 0 | 0 | 0 | 1566713.1524 | 0 | 0 | 0 | 0 | 0 | 0 | 513728.7269 | 0 | 0 | 0 | 120429.1907 | 0 | 0 | 0 | 0 | 148983.3894 | 0 | 0 | 0 | 0 | 0 | 0 | 0 | 72689.6649 | 0 | 0 | 0 | 18817.3245 | 0 | 0
2016-03-15 23:00 | 0 | 0 | 0 | 0 | 0 | 552558.0037 | 453300 | 0 | 0 | 0 | 1715696.5418 | 0 | 0 | 0 | 0 | 0 | 0 | 513728.7269 | 0 | 0 | 0 | 34695.2854 | 0 | 0 | 0 | 0 | 148983.3894 | 0 | 0 | 0 | 0 | 0 | 0 | 0 | 0 | 0 | 0 | 0 | 0 | 85733.4235 | 0
2016-03-16 | 0 | 0 | 0 | 0 | 0 | 240661.4878 | 457078 | 0 | 0 | 0 | 1638817.2831 | 0 | 0 | 0 | 0 | 0 | 0 | 394314.6585 | 0 | 0 | 0 | 0 | 0 | 0 | 0 | 0 | -76879.2587 | 0 | 0 | 0 | 0 | 0 | 0 | 0 | -119414.0684 | 0 | 0 | 0 | 0 | 34695.1467 | 0
2016-03-16 01:00 | 0 | 0 | 0 | 0 | 161233.3771 | 8521.014 | 450176 | 0 | 0 | 0 | 1489833.8937 | 0 | 0 | 0 | 0 | 0 | 0 | 262876.439 | 0 | 0 | 0 | 0 | 0 | 0 | 0 | 0 | -148983.3894 | 0 | 0 | 0 | 0 | 0 | 0 | 0 | -131438.2195 | 0 | 0 | 0 | 0 | 0 | 0
2016-03-16 02:00 | 0 | 0 | 0 | 0 | 149473.3911 | 0 | 429895 | 0 | 0 | 0 | 1340850.5043 | 0 | 0 | 0 | 0 | 0 | 0 | 131438.2195 | 0 | 0 | 0 | 0 | 0 | 0 | 0 | 0 | -148983.3894 | 0 | 0 | 0 | 0 | 0 | 0 | 0 | -131438.2195 | 0 | 0 | 0 | 0 | 0 | 0
2016-03-16 03:00 | 0 | 0 | 0 | 0 | 388444.8301 | 0 | 405990 | 0 | 0 | 0 | 1191867.115 | 0 | 0 | 0 | 0 | 0 | 0 | 262876.439 | 0 | 0 | 0 | 0 | 0 | 0 | 0 | 0 | -148983.3894 | 0 | 0 | 0 | 0 | 0 | 0 | 0 | 131438.2195 | 0 | 0 | 0 | 0 | 0 | 0
2016-03-16 04:00 | 0 | 0 | 0 | 0 | 101114.3911 | 0 | 381536 | 0 | 0 | 0 | 1042883.7256 | 0 | 0 | 0 | 0 | 0 | 0 | 131438.2195 | 0 | 0 | 0 | 0 | 0 | 0 | 0 | 0 | -148983.3894 | 0 | 0 | 0 | 0 | 0 | 0 | 0 | -131438.2195 | 0 | 0 | 0 | 0 | 0 | 0
2016-03-16 05:00 | 0 | 0 | 0 | 0 | 345258.8301 | 0 | 362804 | 0 | 0 | 0 | 893900.3362 | 0 | 0 | 0 | 0 | 0 | 0 | 262876.439 | 0 | 0 | 0 | 0 | 0 | 0 | 0 | 0 | -148983.3894 | 0 | 0 | 0 | 0 | 0 | 0 | 0 | 131438.2195 | 0 | 0 | 0 | 0 | 0 | 0
2016-03-16 06:00 | 0 | 0 | 0 | 0 | 68041.3911 | 0 | 348463 | 0 | 0 | 0 | 744916.9469 | 0 | 0 | 0 | 0 | 0 | 0 | 131438.2195 | 0 | 0 | 0 | 0 | 0 | 0 | 0 | 0 | -148983.3894 | 0 | 0 | 0 | 0 | 0 | 0 | 0 | -131438.2195 | 0 | 0 | 0 | 0 | 0 | 0
2016-03-16 07:00 | 0 | 0 | 0 | 0 | 357597.1699 | 0 | 340052 | 0 | 0 | 0 | 893900.3362 | 0 | 0 | 0 | 0 | 0 | 0 | 0 | 0 | 0 | 0 | 0 | 0 | 0 | 0 | 0 | 148983.3894 | 0 | 0 | 0 | 0 | 0 | 0 | 0 | -131438.2195 | 0 | 0 | 0 | 0 | 0 | 0
2016-03-16 08:00 | 0 | 0 | 0 | 0 | 320937.8301 | 0 | 338483 | 0 | 0 | 0 | 744916.9469 | 0 | 0 | 0 | 0 | 0 | 0 | 131438.2195 | 0 | 0 | 0 | 0 | 0 | 0 | 0 | 0 | -148983.3894 | 0 | 0 | 0 | 0 | 0 | 0 | 0 | 131438.2195 | 0 | 0 | 0 | 0 | 0 | 0
2016-03-16 09:00 | 0 | 0 | 0 | 0 | 66934.3911 | 0 | 347356 | 0 | 0 | 0 | 595933.5575 | 0 | 0 | 0 | 0 | 0 | 0 | 0 | 0 | 0 | 0 | 0 | 0 | 0 | 0 | 0 | -148983.3894 | 0 | 0 | 0 | 0 | 0 | 0 | 0 | -131438.2195 | 0 | 0 | 0 | 0 | 0 | 0
2016-03-16 10:00 | 0 | 0 | 0 | 0 | 355584.8301 | 0 | 373130 | 0 | 0 | 0 | 446950.1681 | 0 | 0 | 0 | 0 | 0 | 0 | 131438.2195 | 0 | 0 | 0 | 0 | 0 | 0 | 0 | 0 | -148983.3894 | 0 | 0 | 0 | 0 | 0 | 0 | 0 | 131438.2195 | 0 | 0 | 0 | 0 | 0 | 0
2016-03-16 11:00 | 0 | 0 | 0 | 0 | 119215.3911 | 0 | 399637 | 0 | 0 | 0 | 297966.7787 | 0 | 0 | 0 | 0 | 0 | 0 | 0 | 0 | 0 | 0 | 0 | 0 | 0 | 0 | 0 | -148983.3894 | 0 | 0 | 0 | 0 | 0 | 0 | 0 | -131438.2195 | 0 | 0 | 0 | 0 | 0 | 0
2016-03-16 12:00 | 0 | 0 | 0 | 0 | 262357.6106 | 0 | 411341 | 0 | 0 | 0 | 148983.3894 | 0 | 0 | 0 | 0 | 0 | 0 | 0 | 0 | 0 | 0 | 0 | 0 | 0 | 0 | 0 | -148983.3894 | 0 | 0 | 0 | 0 | 0 | 0 | 0 | 0 | 0 | 0 | 0 | 0 | 0 | 0
2016-03-16 13:00 | 0 | 0 | 0 | 0 | 212730.9723 | 56712.6384 | 418427 | 0 | 0 | 0 | 0 | 0 | 0 | 0 | 0 | 0 | 0 | 0 | 0 | 0 | 0 | 0 | 0 | 0 | 0 | 0 | -148983.3894 | 0 | 0 | 0 | 0 | 0 | 0 | 0 | 0 | 0 | 0 | 0 | 0 | 0 | 0
2016-03-16 14:00 | 0 | 0 | 0 | 0 | 108594.9372 | 467173.4522 | 426785 | 0 | 0 | 0 | 148983.3894 | 0 | 0 | 0 | 0 | 0 | 0 | 0 | 0 | 0 | 0 | 0 | 0 | 0 | 0 | 0 | 148983.3894 | 0 | 0 | 0 | 0 | 0 | 0 | 0 | 0 | 0 | 0 | 0 | 0 | 0 | 0
2016-03-16 15:00 | 0 | 0 | 0 | 0 | 0 | 598750.7139 | 430950 | 0 | 0 | 0 | 297966.7787 | 0 | 0 | 0 | 0 | 0 | 0 | 0 | 0 | 0 | 0 | 15053.8596 | 0 | 0 | 0 | 0 | 148983.3894 | 0 | 0 | 0 | 0 | 0 | 0 | 0 | 0 | 0 | 0 | 0 | 18817.3245 | 0 | 0
2016-03-16 16:00 | 0 | 0 | 0 | 0 | 0 | 732485.9334 | 433247 | 0 | 0 | 0 | 446950.1681 | 0 | 0 | 0 | 0 | 0 | 0 | 131438.2195 | 0 | 0 | 0 | 30107.659 | 0 | 0 | 0 | 0 | 148983.3894 | 0 | 0 | 0 | 0 | 0 | 0 | 0 | 131438.2195 | 0 | 0 | 0 | 18817.3245 | 0 | 0
2016-03-16 17:00 | 0 | 0 | 0 | 0 | 0 | 472683.4943 | 436321 | 0 | 0 | 0 | 595933.5575 | 0 | 0 | 0 | 0 | 0 | 0 | 0 | 0 | 0 | 0 | 45161.3981 | 0 | 0 | 0 | 0 | 148983.3894 | 0 | 0 | 0 | 0 | 0 | 0 | 0 | -131438.2195 | 0 | 0 | 0 | 18817.3245 | 0 | 0
2016-03-16 18:00 | 0 | 0 | 0 | 0 | 0 | 739271.9334 | 440033 | 0 | 0 | 0 | 744916.9469 | 0 | 0 | 0 | 0 | 0 | 0 | 131438.2195 | 0 | 0 | 0 | 60215.0771 | 0 | 0 | 0 | 0 | 148983.3894 | 0 | 0 | 0 | 0 | 0 | 0 | 0 | 131438.2195 | 0 | 0 | 0 | 18817.3245 | 0 | 0
2016-03-16 19:00 | 0 | 0 | 0 | 0 | 0 | 740597.9334 | 441359 | 0 | 0 | 0 | 893900.3362 | 0 | 0 | 0 | 0 | 0 | 0 | 262876.439 | 0 | 0 | 0 | 75268.6958 | 0 | 0 | 0 | 0 | 148983.3894 | 0 | 0 | 0 | 0 | 0 | 0 | 0 | 131438.2195 | 0 | 0 | 0 | 18817.3245 | 0 | 0
2016-03-16 20:00 | 0 | 0 | 0 | 0 | 0 | 598677.5628 | 442901 | 0 | 0 | 0 | 1042883.7256 | 0 | 0 | 0 | 0 | 0 | 0 | 250852.2879 | 0 | 0 | 0 | 90322.2543 | 0 | 0 | 0 | 0 | 148983.3894 | 0 | 0 | 0 | 0 | 0 | 0 | 0 | -12024.1511 | 0 | 0 | 0 | 18817.3245 | 0 | 0
2016-03-16 21:00 | 0 | 0 | 0 | 0 | 0 | 744264.9334 | 445026 | 0 | 0 | 0 | 1191867.115 | 0 | 0 | 0 | 0 | 0 | 0 | 382290.5074 | 0 | 0 | 0 | 105375.7526 | 0 | 0 | 0 | 0 | 148983.3894 | 0 | 0 | 0 | 0 | 0 | 0 | 0 | 131438.2195 | 0 | 0 | 0 | 18817.3245 | 0 | 0
2016-03-16 22:00 | 0 | 0 | 0 | 0 | 0 | 742267.9334 | 443029 | 0 | 0 | 0 | 1340850.5043 | 0 | 0 | 0 | 0 | 0 | 0 | 513728.7269 | 0 | 0 | 0 | 120429.1907 | 0 | 0 | 0 | 0 | 148983.3894 | 0 | 0 | 0 | 0 | 0 | 0 | 0 | 131438.2195 | 0 | 0 | 0 | 18817.3245 | 0 | 0
2016-03-16 23:00 | 0 | 0 | 0 | 0 | 0 | 596492.5499 | 444337 | 0 | 0 | 0 | 1489833.8937 | 0 | 0 | 0 | 0 | 0 | 0 | 513728.7269 | 0 | 0 | 0 | 122966.4373 | 0 | 0 | 0 | 0 | 148983.3894 | 0 | 0 | 0 | 0 | 0 | 0 | 0 | 0 | 0 | 0 | 0 | 3172.1605 | 0 | 0
2016-03-17 | 0 | 0 | 0 | 0 | 135362.0387 | 260964.8828 | 450102 | 0 | 0 | 0 | 1638817.2831 | 0 | 0 | 0 | 0 | 0 | 0 | 382290.5074 | 0 | 0 | 0 | 0 | 0 | 0 | 0 | 0 | 148983.3894 | 0 | 0 | 0 | 0 | 0 | 0 | 0 | -131438.2195 | 0 | 0 | 0 | 0 | 122965.9455 | 0
2016-03-17 01:00 | 0 | 0 | 0 | 0 | 154881.1712 | 8449.2199 | 443752 | 0 | 0 | 0 | 1489833.8937 | 0 | 0 | 0 | 0 | 0 | 0 | 250852.2879 | 0 | 0 | 0 | 0 | 0 | 0 | 0 | 0 | -148983.3894 | 0 | 0 | 0 | 0 | 0 | 0 | 0 | -131438.2195 | 0 | 0 | 0 | 0 | 0 | 0
2016-03-17 02:00 | 0 | 0 | 0 | 0 | 144676.3911 | 0 | 425098 | 0 | 0 | 0 | 1340850.5043 | 0 | 0 | 0 | 0 | 0 | 0 | 119414.0684 | 0 | 0 | 0 | 0 | 0 | 0 | 0 | 0 | -148983.3894 | 0 | 0 | 0 | 0 | 0 | 0 | 0 | -131438.2195 | 0 | 0 | 0 | 0 | 0 | 0
2016-03-17 03:00 | 0 | 0 | 0 | 0 | 384288.8301 | 0 | 401834 | 0 | 0 | 0 | 1191867.115 | 0 | 0 | 0 | 0 | 0 | 0 | 250852.2879 | 0 | 0 | 0 | 0 | 0 | 0 | 0 | 0 | -148983.3894 | 0 | 0 | 0 | 0 | 0 | 0 | 0 | 131438.2195 | 0 | 0 | 0 | 0 | 0 | 0
2016-03-17 04:00 | 0 | 0 | 0 | 0 | 99345.3911 | 0 | 379767 | 0 | 0 | 0 | 1042883.7256 | 0 | 0 | 0 | 0 | 0 | 0 | 119414.0684 | 0 | 0 | 0 | 0 | 0 | 0 | 0 | 0 | -148983.3894 | 0 | 0 | 0 | 0 | 0 | 0 | 0 | -131438.2195 | 0 | 0 | 0 | 0 | 0 | 0
2016-03-17 05:00 | 0 | 0 | 0 | 0 | 223401.7617 | 0 | 360361 | 0 | 0 | 0 | 893900.3362 | 0 | 0 | 0 | 0 | 0 | 0 | 131438.2195 | 0 | 0 | 0 | 0 | 0 | 0 | 0 | 0 | -148983.3894 | 0 | 0 | 0 | 0 | 0 | 0 | 0 | 12024.1511 | 0 | 0 | 0 | 0 | 0 | 0
2016-03-17 06:00 | 0 | 0 | 0 | 0 | 329865.8301 | 0 | 347411 | 0 | 0 | 0 | 744916.9469 | 0 | 0 | 0 | 0 | 0 | 0 | 262876.439 | 0 | 0 | 0 | 0 | 0 | 0 | 0 | 0 | -148983.3894 | 0 | 0 | 0 | 0 | 0 | 0 | 0 | 131438.2195 | 0 | 0 | 0 | 0 | 0 | 0
2016-03-17 07:00 | 0 | 0 | 0 | 0 | 357508.1699 | 0 | 339963 | 0 | 0 | 0 | 893900.3362 | 0 | 0 | 0 | 0 | 0 | 0 | 131438.2195 | 0 | 0 | 0 | 0 | 0 | 0 | 0 | 0 | 148983.3894 | 0 | 0 | 0 | 0 | 0 | 0 | 0 | -131438.2195 | 0 | 0 | 0 | 0 | 0 | 0
2016-03-17 08:00 | 0 | 0 | 0 | 0 | 59302.3911 | 0 | 339724 | 0 | 0 | 0 | 744916.9469 | 0 | 0 | 0 | 0 | 0 | 0 | 0 | 0 | 0 | 0 | 0 | 0 | 0 | 0 | 0 | -148983.3894 | 0 | 0 | 0 | 0 | 0 | 0 | 0 | -131438.2195 | 0 | 0 | 0 | 0 | 0 | 0
2016-03-17 09:00 | 0 | 0 | 0 | 0 | 332148.8301 | 0 | 349694 | 0 | 0 | 0 | 595933.5575 | 0 | 0 | 0 | 0 | 0 | 0 | 131438.2195 | 0 | 0 | 0 | 0 | 0 | 0 | 0 | 0 | -148983.3894 | 0 | 0 | 0 | 0 | 0 | 0 | 0 | 131438.2195 | 0 | 0 | 0 | 0 | 0 | 0
2016-03-17 10:00 | 0 | 0 | 0 | 0 | 96200.3911 | 0 | 376622 | 0 | 0 | 0 | 446950.1681 | 0 | 0 | 0 | 0 | 0 | 0 | 0 | 0 | 0 | 0 | 0 | 0 | 0 | 0 | 0 | -148983.3894 | 0 | 0 | 0 | 0 | 0 | 0 | 0 | -131438.2195 | 0 | 0 | 0 | 0 | 0 | 0
2016-03-17 11:00 | 0 | 0 | 0 | 0 | 524854.8408 | 0 | 404862 | 0 | 0 | 0 | 435504.7894 | 0 | 0 | 0 | 0 | 0 | 0 | 131438.2195 | 0 | 0 | 0 | 0 | 0 | 0 | 0 | 0 | -11445.3787 | 0 | 0 | 0 | 0 | 0 | 0 | 0 | 131438.2195 | 0 | 0 | 0 | 0 | 0 | 0
2016-03-17 12:00 | 0 | 0 | 0 | 0 | 135771.3911 | 0 | 416193 | 0 | 0 | 0 | 286521.4 | 0 | 0 | 0 | 0 | 0 | 0 | 0 | 0 | 0 | 0 | 0 | 0 | 0 | 0 | 0 | -148983.3894 | 0 | 0 | 0 | 0 | 0 | 0 | 0 | -131438.2195 | 0 | 0 | 0 | 0 | 0 | 0
2016-03-17 13:00 | 0 | 0 | 0 | 0 | 175108.7847 | 98433.8259 | 422526 | 0 | 0 | 0 | 137538.0106 | 0 | 0 | 0 | 0 | 0 | 0 | 0 | 0 | 0 | 0 | 0 | 0 | 0 | 0 | 0 | -148983.3894 | 0 | 0 | 0 | 0 | 0 | 0 | 0 | 0 | 0 | 0 | 0 | 0 | 0 | 0
2016-03-17 14:00 | 0 | 0 | 0 | 0 | 104657.628 | 472520.7614 | 428195 | 0 | 0 | 0 | 286521.4 | 0 | 0 | 0 | 0 | 0 | 0 | 0 | 0 | 0 | 0 | 0 | 0 | 0 | 0 | 0 | 148983.3894 | 0 | 0 | 0 | 0 | 0 | 0 | 0 | 0 | 0 | 0 | 0 | 0 | 0 | 0
2016-03-17 15:00 | 0 | 0 | 0 | 0 | 0 | 598871.7139 | 431071 | 0 | 0 | 0 | 435504.7894 | 0 | 0 | 0 | 0 | 0 | 0 | 0 | 0 | 0 | 0 | 15053.8596 | 0 | 0 | 0 | 0 | 148983.3894 | 0 | 0 | 0 | 0 | 0 | 0 | 0 | 0 | 0 | 0 | 0 | 18817.3245 | 0 | 0
2016-03-17 16:00 | 0 | 0 | 0 | 0 | 0 | 731166.9334 | 431928 | 0 | 0 | 0 | 584488.1787 | 0 | 0 | 0 | 0 | 0 | 0 | 131438.2195 | 0 | 0 | 0 | 30107.659 | 0 | 0 | 0 | 0 | 148983.3894 | 0 | 0 | 0 | 0 | 0 | 0 | 0 | 131438.2195 | 0 | 0 | 0 | 18817.3245 | 0 | 0
2016-03-17 17:00 | 0 | 0 | 0 | 0 | 0 | 469835.4943 | 433473 | 0 | 0 | 0 | 733471.5681 | 0 | 0 | 0 | 0 | 0 | 0 | 0 | 0 | 0 | 0 | 45161.3981 | 0 | 0 | 0 | 0 | 148983.3894 | 0 | 0 | 0 | 0 | 0 | 0 | 0 | -131438.2195 | 0 | 0 | 0 | 18817.3245 | 0 | 0
2016-03-17 18:00 | 0 | 0 | 0 | 0 | 0 | 733129.9334 | 433891 | 0 | 0 | 0 | 882454.9575 | 0 | 0 | 0 | 0 | 0 | 0 | 131438.2195 | 0 | 0 | 0 | 60215.0771 | 0 | 0 | 0 | 0 | 148983.3894 | 0 | 0 | 0 | 0 | 0 | 0 | 0 | 131438.2195 | 0 | 0 | 0 | 18817.3245 | 0 | 0
2016-03-17 19:00 | 0 | 0 | 0 | 0 | 0 | 732296.9334 | 433058 | 0 | 0 | 0 | 1031438.3469 | 0 | 0 | 0 | 0 | 0 | 0 | 262876.439 | 0 | 0 | 0 | 75268.6958 | 0 | 0 | 0 | 0 | 148983.3894 | 0 | 0 | 0 | 0 | 0 | 0 | 0 | 131438.2195 | 0 | 0 | 0 | 18817.3245 | 0 | 0
2016-03-17 20:00 | 0 | 0 | 0 | 0 | 0 | 588745.5628 | 432969 | 0 | 0 | 0 | 1180421.7362 | 0 | 0 | 0 | 0 | 0 | 0 | 250852.2879 | 0 | 0 | 0 | 90322.2543 | 0 | 0 | 0 | 0 | 148983.3894 | 0 | 0 | 0 | 0 | 0 | 0 | 0 | -12024.1511 | 0 | 0 | 0 | 18817.3245 | 0 | 0
2016-03-17 21:00 | 0 | 0 | 0 | 0 | 0 | 732254.9334 | 433016 | 0 | 0 | 0 | 1329405.1256 | 0 | 0 | 0 | 0 | 0 | 0 | 382290.5074 | 0 | 0 | 0 | 105375.7526 | 0 | 0 | 0 | 0 | 148983.3894 | 0 | 0 | 0 | 0 | 0 | 0 | 0 | 131438.2195 | 0 | 0 | 0 | 18817.3245 | 0 | 0
2016-03-17 22:00 | 0 | 0 | 0 | 0 | 0 | 730766.9334 | 431528 | 0 | 0 | 0 | 1478388.515 | 0 | 0 | 0 | 0 | 0 | 0 | 513728.7269 | 0 | 0 | 0 | 120429.1907 | 0 | 0 | 0 | 0 | 148983.3894 | 0 | 0 | 0 | 0 | 0 | 0 | 0 | 131438.2195 | 0 | 0 | 0 | 18817.3245 | 0 | 0
2016-03-17 23:00 | 0 | 0 | 0 | 0 | 0 | 586755.4983 | 434635 | 0 | 0 | 0 | 1627371.9043 | 0 | 0 | 0 | 0 | 0 | 0 | 513728.7269 | 0 | 0 | 0 | 122938.3961 | 0 | 0 | 0 | 0 | 148983.3894 | 0 | 0 | 0 | 0 | 0 | 0 | 0 | 0 | 0 | 0 | 0 | 3137.109 | 0 | 0
2016-03-18 | 0 | 0 | 0 | 0 | 0 | 270645.1978 | 442171 | 0 | 0 | 0 | 1658588.3062 | 0 | 0 | 0 | 0 | 0 | 0 | 382290.5074 | 0 | 0 | 0 | 0 | 0 | 0 | 0 | 0 | 31216.4018 | 0 | 0 | 0 | 0 | 0 | 0 | 0 | -131438.2195 | 0 | 0 | 0 | 0 | 122937.9044 | 0
2016-03-18 01:00 | 0 | 0 | 0 | 0 | 144419.6454 | 11168.7457 | 436010 | 0 | 0 | 0 | 1509604.9168 | 0 | 0 | 0 | 0 | 0 | 0 | 250852.2879 | 0 | 0 | 0 | 0 | 0 | 0 | 0 | 0 | -148983.3894 | 0 | 0 | 0 | 0 | 0 | 0 | 0 | -131438.2195 | 0 | 0 | 0 | 0 | 0 | 0
2016-03-18 02:00 | 0 | 0 | 0 | 0 | 139311.3911 | 0 | 419733 | 0 | 0 | 0 | 1360621.5274 | 0 | 0 | 0 | 0 | 0 | 0 | 119414.0684 | 0 | 0 | 0 | 0 | 0 | 0 | 0 | 0 | -148983.3894 | 0 | 0 | 0 | 0 | 0 | 0 | 0 | -131438.2195 | 0 | 0 | 0 | 0 | 0 | 0
2016-03-18 03:00 | 0 | 0 | 0 | 0 | 381603.8301 | 0 | 399149 | 0 | 0 | 0 | 1211638.1381 | 0 | 0 | 0 | 0 | 0 | 0 | 250852.2879 | 0 | 0 | 0 | 0 | 0 | 0 | 0 | 0 | -148983.3894 | 0 | 0 | 0 | 0 | 0 | 0 | 0 | 131438.2195 | 0 | 0 | 0 | 0 | 0 | 0
2016-03-18 04:00 | 0 | 0 | 0 | 0 | 98152.3911 | 0 | 378574 | 0 | 0 | 0 | 1062654.7487 | 0 | 0 | 0 | 0 | 0 | 0 | 119414.0684 | 0 | 0 | 0 | 0 | 0 | 0 | 0 | 0 | -148983.3894 | 0 | 0 | 0 | 0 | 0 | 0 | 0 | -131438.2195 | 0 | 0 | 0 | 0 | 0 | 0
2016-03-18 05:00 | 0 | 0 | 0 | 0 | 457794.7493 | 0 | 361172 | 0 | 0 | 0 | 1027839.2785 | 0 | 0 | 0 | 0 | 0 | 0 | 250852.2879 | 0 | 0 | 0 | 0 | 0 | 0 | 0 | 0 | -34815.4702 | 0 | 0 | 0 | 0 | 0 | 0 | 0 | 131438.2195 | 0 | 0 | 0 | 0 | 0 | 0
2016-03-18 06:00 | 0 | 0 | 0 | 0 | 68333.3911 | 0 | 348755 | 0 | 0 | 0 | 878855.8891 | 0 | 0 | 0 | 0 | 0 | 0 | 119414.0684 | 0 | 0 | 0 | 0 | 0 | 0 | 0 | 0 | -148983.3894 | 0 | 0 | 0 | 0 | 0 | 0 | 0 | -131438.2195 | 0 | 0 | 0 | 0 | 0 | 0
2016-03-18 07:00 | 0 | 0 | 0 | 0 | 382538.2391 | 0 | 341577 | 0 | 0 | 0 | 788378.9087 | 0 | 0 | 0 | 0 | 0 | 0 | 250852.2879 | 0 | 0 | 0 | 0 | 0 | 0 | 0 | 0 | -90476.9804 | 0 | 0 | 0 | 0 | 0 | 0 | 0 | 131438.2195 | 0 | 0 | 0 | 0 | 0 | 0
2016-03-18 08:00 | 0 | 0 | 0 | 0 | 61249.3911 | 0 | 341671 | 0 | 0 | 0 | 639395.5193 | 0 | 0 | 0 | 0 | 0 | 0 | 119414.0684 | 0 | 0 | 0 | 0 | 0 | 0 | 0 | 0 | -148983.3894 | 0 | 0 | 0 | 0 | 0 | 0 | 0 | -131438.2195 | 0 | 0 | 0 | 0 | 0 | 0
2016-03-18 09:00 | 0 | 0 | 0 | 0 | 363492.4827 | 0 | 352041 | 0 | 0 | 0 | 519408.7826 | 0 | 0 | 0 | 0 | 0 | 0 | 250852.2879 | 0 | 0 | 0 | 0 | 0 | 0 | 0 | 0 | -119986.7368 | 0 | 0 | 0 | 0 | 0 | 0 | 0 | 131438.2195 | 0 | 0 | 0 | 0 | 0 | 0
2016-03-18 10:00 | 0 | 0 | 0 | 0 | 358293.2282 | 0 | 378131 | 0 | 0 | 0 | 565825.3275 | 0 | 0 | 0 | 0 | 0 | 0 | 184597.9712 | 0 | 0 | 0 | 0 | 0 | 0 | 0 | 0 | 46416.5449 | 0 | 0 | 0 | 0 | 0 | 0 | 0 | -66254.3167 | 0 | 0 | 0 | 0 | 0 | 0
2016-03-18 11:00 | 0 | 0 | 0 | 0 | 124971.3911 | 0 | 405393 | 0 | 0 | 0 | 416841.9381 | 0 | 0 | 0 | 0 | 0 | 0 | 53159.7517 | 0 | 0 | 0 | 0 | 0 | 0 | 0 | 0 | -148983.3894 | 0 | 0 | 0 | 0 | 0 | 0 | 0 | -131438.2195 | 0 | 0 | 0 | 0 | 0 | 0
2016-03-18 12:00 | 0 | 0 | 0 | 0 | 346059.0785 | 0 | 416764 | 0 | 0 | 0 | 267858.5488 | 0 | 0 | 0 | 0 | 0 | 0 | 131438.2195 | 0 | 0 | 0 | 0 | 0 | 0 | 0 | 0 | -148983.3894 | 0 | 0 | 0 | 0 | 0 | 0 | 0 | 78278.4678 | 0 | 0 | 0 | 0 | 0 | 0
2016-03-18 13:00 | 0 | 0 | 0 | 0 | 70563.2998 | 71914.0914 | 422899 | 0 | 0 | 0 | 118875.1594 | 0 | 0 | 0 | 0 | 0 | 0 | 0 | 0 | 0 | 0 | 0 | 0 | 0 | 0 | 0 | -148983.3894 | 0 | 0 | 0 | 0 | 0 | 0 | 0 | -131438.2195 | 0 | 0 | 0 | 0 | 0 | 0
2016-03-18 14:00 | 0 | 0 | 0 | 0 | 147954.6561 | 429523.7333 | 428495 | 0 | 0 | 0 | 267858.5488 | 0 | 0 | 0 | 0 | 0 | 0 | 0 | 0 | 0 | 0 | 0 | 0 | 0 | 0 | 0 | 148983.3894 | 0 | 0 | 0 | 0 | 0 | 0 | 0 | 0 | 0 | 0 | 0 | 0 | 0 | 0
2016-03-18 15:00 | 0 | 0 | 0 | 0 | 0 | 598535.7139 | 430735 | 0 | 0 | 0 | 416841.9381 | 0 | 0 | 0 | 0 | 0 | 0 | 0 | 0 | 0 | 0 | 15053.8596 | 0 | 0 | 0 | 0 | 148983.3894 | 0 | 0 | 0 | 0 | 0 | 0 | 0 | 0 | 0 | 0 | 0 | 18817.3245 | 0 | 0
2016-03-18 16:00 | 0 | 0 | 0 | 0 | 0 | 729593.9334 | 430355 | 0 | 0 | 0 | 565825.3275 | 0 | 0 | 0 | 0 | 0 | 0 | 131438.2195 | 0 | 0 | 0 | 30107.659 | 0 | 0 | 0 | 0 | 148983.3894 | 0 | 0 | 0 | 0 | 0 | 0 | 0 | 131438.2195 | 0 | 0 | 0 | 18817.3245 | 0 | 0
2016-03-18 17:00 | 0 | 0 | 0 | 0 | 0 | 467340.4943 | 430978 | 0 | 0 | 0 | 714808.7169 | 0 | 0 | 0 | 0 | 0 | 0 | 0 | 0 | 0 | 0 | 45161.3981 | 0 | 0 | 0 | 0 | 148983.3894 | 0 | 0 | 0 | 0 | 0 | 0 | 0 | -131438.2195 | 0 | 0 | 0 | 18817.3245 | 0 | 0
2016-03-18 18:00 | 0 | 0 | 0 | 0 | 0 | 730014.9334 | 430776 | 0 | 0 | 0 | 863792.1062 | 0 | 0 | 0 | 0 | 0 | 0 | 131438.2195 | 0 | 0 | 0 | 60215.0771 | 0 | 0 | 0 | 0 | 148983.3894 | 0 | 0 | 0 | 0 | 0 | 0 | 0 | 131438.2195 | 0 | 0 | 0 | 18817.3245 | 0 | 0
2016-03-18 19:00 | 0 | 0 | 0 | 0 | 0 | 729107.9334 | 429869 | 0 | 0 | 0 | 1012775.4956 | 0 | 0 | 0 | 0 | 0 | 0 | 262876.439 | 0 | 0 | 0 | 75268.6958 | 0 | 0 | 0 | 0 | 148983.3894 | 0 | 0 | 0 | 0 | 0 | 0 | 0 | 131438.2195 | 0 | 0 | 0 | 18817.3245 | 0 | 0
2016-03-18 20:00 | 0 | 0 | 0 | 0 | 0 | 560786.4676 | 427879 | 0 | 0 | 0 | 1161758.885 | 0 | 0 | 0 | 0 | 0 | 0 | 227983.1928 | 0 | 0 | 0 | 90322.2543 | 0 | 0 | 0 | 0 | 148983.3894 | 0 | 0 | 0 | 0 | 0 | 0 | 0 | -34893.2463 | 0 | 0 | 0 | 18817.3245 | 0 | 0
2016-03-18 21:00 | 0 | 0 | 0 | 0 | 0 | 725253.9334 | 426015 | 0 | 0 | 0 | 1310742.2744 | 0 | 0 | 0 | 0 | 0 | 0 | 359421.4123 | 0 | 0 | 0 | 105375.7526 | 0 | 0 | 0 | 0 | 148983.3894 | 0 | 0 | 0 | 0 | 0 | 0 | 0 | 131438.2195 | 0 | 0 | 0 | 18817.3245 | 0 | 0
2016-03-18 22:00 | 0 | 0 | 0 | 0 | 0 | 722681.9334 | 423443 | 0 | 0 | 0 | 1459725.6637 | 0 | 0 | 0 | 0 | 0 | 0 | 490859.6318 | 0 | 0 | 0 | 120429.1907 | 0 | 0 | 0 | 0 | 148983.3894 | 0 | 0 | 0 | 0 | 0 | 0 | 0 | 131438.2195 | 0 | 0 | 0 | 18817.3245 | 0 | 0
2016-03-18 23:00 | 0 | 0 | 0 | 0 | 0 | 617061.809 | 426392 | 0 | 0 | 0 | 1608709.0531 | 0 | 0 | 0 | 0 | 0 | 0 | 513728.7269 | 0 | 0 | 0 | 135482.5685 | 0 | 0 | 0 | 0 | 148983.3894 | 0 | 0 | 0 | 0 | 0 | 0 | 0 | 22869.0952 | 0 | 0 | 0 | 18817.3245 | 0 | 0
2016-03-19 | 0 | 0 | 0 | 0 | 0 | 272961.8722 | 431619 | 0 | 0 | 0 | 1528631.5007 | 0 | 0 | 0 | 0 | 0 | 0 | 513728.7269 | 0 | 0 | 0 | 0 | 0 | 0 | 0 | 0 | -80077.5524 | 0 | 0 | 0 | 0 | 0 | 0 | 0 | 0 | 0 | 0 | 0 | 0 | 135482.0266 | 0
2016-03-19 01:00 | 0 | 0 | 0 | 0 | 134081.6834 | 12318.7077 | 426822 | 0 | 0 | 0 | 1379648.1113 | 0 | 0 | 0 | 0 | 0 | 0 | 382290.5074 | 0 | 0 | 0 | 0 | 0 | 0 | 0 | 0 | -148983.3894 | 0 | 0 | 0 | 0 | 0 | 0 | 0 | -131438.2195 | 0 | 0 | 0 | 0 | 0 | 0
2016-03-19 02:00 | 0 | 0 | 0 | 0 | 134609.3911 | 0 | 415031 | 0 | 0 | 0 | 1230664.722 | 0 | 0 | 0 | 0 | 0 | 0 | 250852.2879 | 0 | 0 | 0 | 0 | 0 | 0 | 0 | 0 | -148983.3894 | 0 | 0 | 0 | 0 | 0 | 0 | 0 | -131438.2195 | 0 | 0 | 0 | 0 | 0 | 0
2016-03-19 03:00 | 0 | 0 | 0 | 0 | 405824.9955 | 0 | 397357 | 0 | 0 | 0 | 1107694.4979 | 0 | 0 | 0 | 0 | 0 | 0 | 382290.5074 | 0 | 0 | 0 | 0 | 0 | 0 | 0 | 0 | -122970.224 | 0 | 0 | 0 | 0 | 0 | 0 | 0 | 131438.2195 | 0 | 0 | 0 | 0 | 0 | 0
2016-03-19 04:00 | 0 | 0 | 0 | 0 | 97731.3911 | 0 | 378153 | 0 | 0 | 0 | 958711.1085 | 0 | 0 | 0 | 0 | 0 | 0 | 250852.2879 | 0 | 0 | 0 | 0 | 0 | 0 | 0 | 0 | -148983.3894 | 0 | 0 | 0 | 0 | 0 | 0 | 0 | -131438.2195 | 0 | 0 | 0 | 0 | 0 | 0
2016-03-19 05:00 | 0 | 0 | 0 | 0 | 357724.3821 | 0 | 362685 | 0 | 0 | 0 | 822312.2711 | 0 | 0 | 0 | 0 | 0 | 0 | 382290.5074 | 0 | 0 | 0 | 0 | 0 | 0 | 0 | 0 | -136398.8374 | 0 | 0 | 0 | 0 | 0 | 0 | 0 | 131438.2195 | 0 | 0 | 0 | 0 | 0 | 0
2016-03-19 06:00 | 0 | 0 | 0 | 0 | 70187.3911 | 0 | 350609 | 0 | 0 | 0 | 673328.8818 | 0 | 0 | 0 | 0 | 0 | 0 | 250852.2879 | 0 | 0 | 0 | 0 | 0 | 0 | 0 | 0 | -148983.3894 | 0 | 0 | 0 | 0 | 0 | 0 | 0 | -131438.2195 | 0 | 0 | 0 | 0 | 0 | 0
2016-03-19 07:00 | 0 | 0 | 0 | 0 | 331629.7308 | 0 | 342841 | 0 | 0 | 0 | 634311.2772 | 0 | 0 | 0 | 0 | 0 | 0 | 278658.6233 | 0 | 0 | 0 | 0 | 0 | 0 | 0 | 0 | -39017.6046 | 0 | 0 | 0 | 0 | 0 | 0 | 0 | 27806.3354 | 0 | 0 | 0 | 0 | 0 | 0
2016-03-19 08:00 | 0 | 0 | 0 | 0 | 324675.5751 | 0 | 340170 | 0 | 0 | 0 | 750255.0718 | 0 | 0 | 0 | 0 | 0 | 0 | 147220.4038 | 0 | 0 | 0 | 0 | 0 | 0 | 0 | 0 | 115943.7946 | 0 | 0 | 0 | 0 | 0 | 0 | 0 | -131438.2195 | 0 | 0 | 0 | 0 | 0 | 0
2016-03-19 09:00 | 0 | 0 | 0 | 0 | 61966.3911 | 0 | 342388 | 0 | 0 | 0 | 601271.6824 | 0 | 0 | 0 | 0 | 0 | 0 | 15782.1843 | 0 | 0 | 0 | 0 | 0 | 0 | 0 | 0 | -148983.3894 | 0 | 0 | 0 | 0 | 0 | 0 | 0 | -131438.2195 | 0 | 0 | 0 | 0 | 0 | 0
2016-03-19 10:00 | 0 | 0 | 0 | 0 | 317990.6459 | 0 | 351318 | 0 | 0 | 0 | 452288.293 | 0 | 0 | 0 | 0 | 0 | 0 | 131438.2195 | 0 | 0 | 0 | 0 | 0 | 0 | 0 | 0 | -148983.3894 | 0 | 0 | 0 | 0 | 0 | 0 | 0 | 115656.0352 | 0 | 0 | 0 | 0 | 0 | 0
2016-03-19 11:00 | 0 | 0 | 0 | 0 | 317514.0024 | 0 | 364242 | 0 | 0 | 0 | 536998.5149 | 0 | 0 | 0 | 0 | 0 | 0 | 0 | 0 | 0 | 0 | 0 | 0 | 0 | 0 | 0 | 84710.2219 | 0 | 0 | 0 | 0 | 0 | 0 | 0 | -131438.2195 | 0 | 0 | 0 | 0 | 0 | 0
2016-03-19 12:00 | 0 | 0 | 0 | 0 | 308391.3333 | 0 | 379072 | 0 | 0 | 0 | 388015.1256 | 0 | 0 | 0 | 0 | 0 | 0 | 78302.7226 | 0 | 0 | 0 | 0 | 0 | 0 | 0 | 0 | -148983.3894 | 0 | 0 | 0 | 0 | 0 | 0 | 0 | 78302.7226 | 0 | 0 | 0 | 0 | 0 | 0
2016-03-19 13:00 | 0 | 0 | 0 | 0 | 53124.1371 | 113588.7509 | 393999 | 0 | 0 | 0 | 239031.7362 | 0 | 0 | 0 | 0 | 0 | 0 | 0 | 0 | 0 | 0 | 0 | 0 | 0 | 0 | 0 | -148983.3894 | 0 | 0 | 0 | 0 | 0 | 0 | 0 | -78302.7226 | 0 | 0 | 0 | 0 | 0 | 0
2016-03-19 14:00 | 0 | 0 | 0 | 0 | 72172.402 | 481254.9873 | 404444 | 0 | 0 | 0 | 388015.1256 | 0 | 0 | 0 | 0 | 0 | 0 | 0 | 0 | 0 | 0 | 0 | 0 | 0 | 0 | 0 | 148983.3894 | 0 | 0 | 0 | 0 | 0 | 0 | 0 | 0 | 0 | 0 | 0 | 0 | 0 | 0
2016-03-19 15:00 | 0 | 0 | 0 | 0 | 0 | 575391.7139 | 407591 | 0 | 0 | 0 | 536998.5149 | 0 | 0 | 0 | 0 | 0 | 0 | 0 | 0 | 0 | 0 | 15053.8596 | 0 | 0 | 0 | 0 | 148983.3894 | 0 | 0 | 0 | 0 | 0 | 0 | 0 | 0 | 0 | 0 | 0 | 18817.3245 | 0 | 0
2016-03-19 16:00 | 0 | 0 | 0 | 0 | 0 | 705338.9334 | 406100 | 0 | 0 | 0 | 685981.9043 | 0 | 0 | 0 | 0 | 0 | 0 | 131438.2195 | 0 | 0 | 0 | 30107.659 | 0 | 0 | 0 | 0 | 148983.3894 | 0 | 0 | 0 | 0 | 0 | 0 | 0 | 131438.2195 | 0 | 0 | 0 | 18817.3245 | 0 | 0
2016-03-19 17:00 | 0 | 0 | 0 | 0 | 0 | 557562.9495 | 401953 | 0 | 0 | 0 | 834965.2937 | 0 | 0 | 0 | 0 | 0 | 0 | 119247.4551 | 0 | 0 | 0 | 45161.3981 | 0 | 0 | 0 | 0 | 148983.3894 | 0 | 0 | 0 | 0 | 0 | 0 | 0 | -12190.7644 | 0 | 0 | 0 | 18817.3245 | 0 | 0
2016-03-19 18:00 | 0 | 0 | 0 | 0 | 0 | 695981.9334 | 396743 | 0 | 0 | 0 | 983948.6831 | 0 | 0 | 0 | 0 | 0 | 0 | 250685.6746 | 0 | 0 | 0 | 60215.0771 | 0 | 0 | 0 | 0 | 148983.3894 | 0 | 0 | 0 | 0 | 0 | 0 | 0 | 131438.2195 | 0 | 0 | 0 | 18817.3245 | 0 | 0
2016-03-19 19:00 | 0 | 0 | 0 | 0 | 0 | 428462.4943 | 392100 | 0 | 0 | 0 | 1132932.0724 | 0 | 0 | 0 | 0 | 0 | 0 | 119247.4551 | 0 | 0 | 0 | 75268.6958 | 0 | 0 | 0 | 0 | 148983.3894 | 0 | 0 | 0 | 0 | 0 | 0 | 0 | -131438.2195 | 0 | 0 | 0 | 18817.3245 | 0 | 0
2016-03-19 20:00 | 0 | 0 | 0 | 0 | 0 | 690053.9334 | 390815 | 0 | 0 | 0 | 1281915.4618 | 0 | 0 | 0 | 0 | 0 | 0 | 250685.6746 | 0 | 0 | 0 | 90322.2543 | 0 | 0 | 0 | 0 | 148983.3894 | 0 | 0 | 0 | 0 | 0 | 0 | 0 | 131438.2195 | 0 | 0 | 0 | 18817.3245 | 0 | 0
2016-03-19 21:00 | 0 | 0 | 0 | 0 | 0 | 691639.9334 | 392401 | 0 | 0 | 0 | 1430898.8512 | 0 | 0 | 0 | 0 | 0 | 0 | 382123.8941 | 0 | 0 | 0 | 105375.7526 | 0 | 0 | 0 | 0 | 148983.3894 | 0 | 0 | 0 | 0 | 0 | 0 | 0 | 131438.2195 | 0 | 0 | 0 | 18817.3245 | 0 | 0
2016-03-19 22:00 | 0 | 0 | 0 | 0 | 0 | 693712.9334 | 394474 | 0 | 0 | 0 | 1579882.2405 | 0 | 0 | 0 | 0 | 0 | 0 | 513562.1136 | 0 | 0 | 0 | 120429.1907 | 0 | 0 | 0 | 0 | 148983.3894 | 0 | 0 | 0 | 0 | 0 | 0 | 0 | 131438.2195 | 0 | 0 | 0 | 18817.3245 | 0 | 0
2016-03-19 23:00 | 0 | 0 | 0 | 0 | 0 | 568971.3271 | 401004 | 0 | 0 | 0 | 1728865.6299 | 0 | 0 | 0 | 0 | 0 | 0 | 513728.7269 | 0 | 0 | 0 | 135482.5685 | 0 | 0 | 0 | 0 | 148983.3894 | 0 | 0 | 0 | 0 | 0 | 0 | 0 | 166.6133 | 0 | 0 | 0 | 18817.3245 | 0 | 0
2016-03-20 | 0 | 0 | 0 | 0 | 0 | 249264.0396 | 411271 | 0 | 0 | 0 | 1645438.2449 | 0 | 0 | 0 | 0 | 0 | 0 | 513728.7269 | 0 | 0 | 0 | 0 | 0 | 0 | 0 | 0 | -83427.385 | 0 | 0 | 0 | 0 | 0 | 0 | 0 | 0 | 0 | 0 | 0 | 0 | 135482.0266 | 0
2016-03-20 01:00 | 0 | 0 | 0 | 0 | 117686.4503 | 13487.9409 | 411596 | 0 | 0 | 0 | 1496454.8555 | 0 | 0 | 0 | 0 | 0 | 0 | 382290.5074 | 0 | 0 | 0 | 0 | 0 | 0 | 0 | 0 | -148983.3894 | 0 | 0 | 0 | 0 | 0 | 0 | 0 | -131438.2195 | 0 | 0 | 0 | 0 | 0 | 0
2016-03-20 02:00 | 0 | 0 | 0 | 0 | 122862.3911 | 0 | 403284 | 0 | 0 | 0 | 1347471.4662 | 0 | 0 | 0 | 0 | 0 | 0 | 250852.2879 | 0 | 0 | 0 | 0 | 0 | 0 | 0 | 0 | -148983.3894 | 0 | 0 | 0 | 0 | 0 | 0 | 0 | -131438.2195 | 0 | 0 | 0 | 0 | 0 | 0
2016-03-20 03:00 | 0 | 0 | 0 | 0 | 437239.1602 | 0 | 390083 | 0 | 0 | 0 | 1263189.4069 | 0 | 0 | 0 | 0 | 0 | 0 | 382290.5074 | 0 | 0 | 0 | 0 | 0 | 0 | 0 | 0 | -84282.0593 | 0 | 0 | 0 | 0 | 0 | 0 | 0 | 131438.2195 | 0 | 0 | 0 | 0 | 0 | 0
2016-03-20 04:00 | 0 | 0 | 0 | 0 | 94887.3911 | 0 | 375309 | 0 | 0 | 0 | 1114206.0175 | 0 | 0 | 0 | 0 | 0 | 0 | 250852.2879 | 0 | 0 | 0 | 0 | 0 | 0 | 0 | 0 | -148983.3894 | 0 | 0 | 0 | 0 | 0 | 0 | 0 | -131438.2195 | 0 | 0 | 0 | 0 | 0 | 0
2016-03-20 05:00 | 0 | 0 | 0 | 0 | 377693.0791 | 0 | 362490 | 0 | 0 | 0 | 997970.8771 | 0 | 0 | 0 | 0 | 0 | 0 | 382290.5074 | 0 | 0 | 0 | 0 | 0 | 0 | 0 | 0 | -116235.1404 | 0 | 0 | 0 | 0 | 0 | 0 | 0 | 131438.2195 | 0 | 0 | 0 | 0 | 0 | 0
2016-03-20 06:00 | 0 | 0 | 0 | 0 | 72297.3911 | 0 | 352719 | 0 | 0 | 0 | 848987.4877 | 0 | 0 | 0 | 0 | 0 | 0 | 250852.2879 | 0 | 0 | 0 | 0 | 0 | 0 | 0 | 0 | -148983.3894 | 0 | 0 | 0 | 0 | 0 | 0 | 0 | -131438.2195 | 0 | 0 | 0 | 0 | 0 | 0
2016-03-20 07:00 | 0 | 0 | 0 | 0 | 349526.8117 | 0 | 346932 | 0 | 0 | 0 | 970996.3678 | 0 | 0 | 0 | 0 | 0 | 0 | 131438.2195 | 0 | 0 | 0 | 0 | 0 | 0 | 0 | 0 | 122008.8801 | 0 | 0 | 0 | 0 | 0 | 0 | 0 | -119414.0684 | 0 | 0 | 0 | 0 | 0 | 0
2016-03-20 08:00 | 0 | 0 | 0 | 0 | 63960.3911 | 0 | 344382 | 0 | 0 | 0 | 822012.9784 | 0 | 0 | 0 | 0 | 0 | 0 | 0 | 0 | 0 | 0 | 0 | 0 | 0 | 0 | 0 | -148983.3894 | 0 | 0 | 0 | 0 | 0 | 0 | 0 | -131438.2195 | 0 | 0 | 0 | 0 | 0 | 0
2016-03-20 09:00 | 0 | 0 | 0 | 0 | 338405.9941 | 0 | 347241 | 0 | 0 | 0 | 681739.753 | 0 | 0 | 0 | 0 | 0 | 0 | 131438.2195 | 0 | 0 | 0 | 0 | 0 | 0 | 0 | 0 | -140273.2254 | 0 | 0 | 0 | 0 | 0 | 0 | 0 | 131438.2195 | 0 | 0 | 0 | 0 | 0 | 0
2016-03-20 10:00 | 0 | 0 | 0 | 0 | 98519.1908 | 0 | 354367 | 0 | 0 | 0 | 557330.1634 | 0 | 0 | 0 | 0 | 0 | 0 | 0 | 0 | 0 | 0 | 0 | 0 | 0 | 0 | 0 | -124409.5897 | 0 | 0 | 0 | 0 | 0 | 0 | 0 | -131438.2195 | 0 | 0 | 0 | 0 | 0 | 0
2016-03-20 11:00 | 0 | 0 | 0 | 0 | 310084.8114 | 0 | 366569 | 0 | 0 | 0 | 408346.774 | 0 | 0 | 0 | 0 | 0 | 0 | 92499.2008 | 0 | 0 | 0 | 0 | 0 | 0 | 0 | 0 | -148983.3894 | 0 | 0 | 0 | 0 | 0 | 0 | 0 | 92499.2008 | 0 | 0 | 0 | 0 | 0 | 0
2016-03-20 12:00 | 0 | 0 | 0 | 0 | 281886.5611 | 0 | 380362 | 0 | 0 | 0 | 402370.5359 | 0 | 0 | 0 | 0 | 0 | 0 | 0 | 0 | 0 | 0 | 0 | 0 | 0 | 0 | 0 | -5976.2381 | 0 | 0 | 0 | 0 | 0 | 0 | 0 | -92499.2008 | 0 | 0 | 0 | 0 | 0 | 0
2016-03-20 13:00 | 0 | 0 | 0 | 0 | 139643.7304 | 104272.8803 | 392900 | 0 | 0 | 0 | 253387.1465 | 0 | 0 | 0 | 0 | 0 | 0 | 0 | 0 | 0 | 0 | 0 | 0 | 0 | 0 | 0 | -148983.3894 | 0 | 0 | 0 | 0 | 0 | 0 | 0 | 0 | 0 | 0 | 0 | 0 | 0 | 0
2016-03-20 14:00 | 0 | 0 | 0 | 0 | 0 | 468642.744 | 399596 | 0 | 0 | 0 | 322433.8905 | 0 | 0 | 0 | 0 | 0 | 0 | 0 | 0 | 0 | 0 | 0 | 0 | 0 | 0 | 0 | 69046.744 | 0 | 0 | 0 | 0 | 0 | 0 | 0 | 0 | 0 | 0 | 0 | 0 | 0 | 0
2016-03-20 15:00 | 0 | 0 | 0 | 0 | 0 | 568334.7139 | 400534 | 0 | 0 | 0 | 471417.2799 | 0 | 0 | 0 | 0 | 0 | 0 | 0 | 0 | 0 | 0 | 15053.8596 | 0 | 0 | 0 | 0 | 148983.3894 | 0 | 0 | 0 | 0 | 0 | 0 | 0 | 0 | 0 | 0 | 0 | 18817.3245 | 0 | 0
2016-03-20 16:00 | 0 | 0 | 0 | 0 | 0 | 700048.9334 | 400810 | 0 | 0 | 0 | 620400.6692 | 0 | 0 | 0 | 0 | 0 | 0 | 131438.2195 | 0 | 0 | 0 | 30107.659 | 0 | 0 | 0 | 0 | 148983.3894 | 0 | 0 | 0 | 0 | 0 | 0 | 0 | 131438.2195 | 0 | 0 | 0 | 18817.3245 | 0 | 0
2016-03-20 17:00 | 0 | 0 | 0 | 0 | 0 | 436464.4943 | 400102 | 0 | 0 | 0 | 769384.0586 | 0 | 0 | 0 | 0 | 0 | 0 | 0 | 0 | 0 | 0 | 45161.3981 | 0 | 0 | 0 | 0 | 148983.3894 | 0 | 0 | 0 | 0 | 0 | 0 | 0 | -131438.2195 | 0 | 0 | 0 | 18817.3245 | 0 | 0
2016-03-20 18:00 | 0 | 0 | 0 | 0 | 0 | 696682.9334 | 397444 | 0 | 0 | 0 | 918367.448 | 0 | 0 | 0 | 0 | 0 | 0 | 131438.2195 | 0 | 0 | 0 | 60215.0771 | 0 | 0 | 0 | 0 | 148983.3894 | 0 | 0 | 0 | 0 | 0 | 0 | 0 | 131438.2195 | 0 | 0 | 0 | 18817.3245 | 0 | 0
2016-03-20 19:00 | 0 | 0 | 0 | 0 | 0 | 694716.9334 | 395478 | 0 | 0 | 0 | 1067350.8374 | 0 | 0 | 0 | 0 | 0 | 0 | 262876.439 | 0 | 0 | 0 | 75268.6958 | 0 | 0 | 0 | 0 | 148983.3894 | 0 | 0 | 0 | 0 | 0 | 0 | 0 | 131438.2195 | 0 | 0 | 0 | 18817.3245 | 0 | 0
2016-03-20 20:00 | 0 | 0 | 0 | 0 | 0 | 519261.2486 | 395877 | 0 | 0 | 0 | 1216334.2267 | 0 | 0 | 0 | 0 | 0 | 0 | 218459.9738 | 0 | 0 | 0 | 90322.2543 | 0 | 0 | 0 | 0 | 148983.3894 | 0 | 0 | 0 | 0 | 0 | 0 | 0 | -44416.4652 | 0 | 0 | 0 | 18817.3245 | 0 | 0
2016-03-20 21:00 | 0 | 0 | 0 | 0 | 0 | 698900.9334 | 399662 | 0 | 0 | 0 | 1365317.6161 | 0 | 0 | 0 | 0 | 0 | 0 | 349898.1933 | 0 | 0 | 0 | 105375.7526 | 0 | 0 | 0 | 0 | 148983.3894 | 0 | 0 | 0 | 0 | 0 | 0 | 0 | 131438.2195 | 0 | 0 | 0 | 18817.3245 | 0 | 0
2016-03-20 22:00 | 0 | 0 | 0 | 0 | 0 | 704810.9334 | 405572 | 0 | 0 | 0 | 1514301.0055 | 0 | 0 | 0 | 0 | 0 | 0 | 481336.4128 | 0 | 0 | 0 | 120429.1907 | 0 | 0 | 0 | 0 | 148983.3894 | 0 | 0 | 0 | 0 | 0 | 0 | 0 | 131438.2195 | 0 | 0 | 0 | 18817.3245 | 0 | 0
2016-03-20 23:00 | 0 | 0 | 0 | 0 | 0 | 616275.028 | 416082 | 0 | 0 | 0 | 1663284.3948 | 0 | 0 | 0 | 0 | 0 | 0 | 513728.7269 | 0 | 0 | 0 | 135482.5685 | 0 | 0 | 0 | 0 | 148983.3894 | 0 | 0 | 0 | 0 | 0 | 0 | 0 | 32392.3141 | 0 | 0 | 0 | 18817.3245 | 0 | 0
2016-03-21 | 0 | 0 | 0 | 0 | 0 | 284575.158 | 427870 | 0 | 0 | 0 | 1598569.1282 | 0 | 0 | 0 | 0 | 0 | 0 | 513728.7269 | 0 | 0 | 0 | 0 | 0 | 0 | 0 | 0 | -64715.2666 | 0 | 0 | 0 | 0 | 0 | 0 | 0 | 0 | 0 | 0 | 0 | 0 | 135482.0266 | 0
2016-03-21 01:00 | 0 | 0 | 0 | 0 | 136309.7572 | 13036.6339 | 429768 | 0 | 0 | 0 | 1449585.7389 | 0 | 0 | 0 | 0 | 0 | 0 | 382290.5074 | 0 | 0 | 0 | 0 | 0 | 0 | 0 | 0 | -148983.3894 | 0 | 0 | 0 | 0 | 0 | 0 | 0 | -131438.2195 | 0 | 0 | 0 | 0 | 0 | 0
2016-03-21 02:00 | 0 | 0 | 0 | 0 | 138802.3911 | 0 | 419224 | 0 | 0 | 0 | 1300602.3495 | 0 | 0 | 0 | 0 | 0 | 0 | 250852.2879 | 0 | 0 | 0 | 0 | 0 | 0 | 0 | 0 | -148983.3894 | 0 | 0 | 0 | 0 | 0 | 0 | 0 | -131438.2195 | 0 | 0 | 0 | 0 | 0 | 0
2016-03-21 03:00 | 0 | 0 | 0 | 0 | 123678.3911 | 0 | 404100 | 0 | 0 | 0 | 1151618.9601 | 0 | 0 | 0 | 0 | 0 | 0 | 119414.0684 | 0 | 0 | 0 | 0 | 0 | 0 | 0 | 0 | -148983.3894 | 0 | 0 | 0 | 0 | 0 | 0 | 0 | -131438.2195 | 0 | 0 | 0 | 0 | 0 | 0
2016-03-21 04:00 | 0 | 0 | 0 | 0 | 369380.8301 | 0 | 386926 | 0 | 0 | 0 | 1002635.5707 | 0 | 0 | 0 | 0 | 0 | 0 | 250852.2879 | 0 | 0 | 0 | 0 | 0 | 0 | 0 | 0 | -148983.3894 | 0 | 0 | 0 | 0 | 0 | 0 | 0 | 131438.2195 | 0 | 0 | 0 | 0 | 0 | 0
2016-03-21 05:00 | 0 | 0 | 0 | 0 | 94017.3911 | 0 | 374439 | 0 | 0 | 0 | 853652.1814 | 0 | 0 | 0 | 0 | 0 | 0 | 119414.0684 | 0 | 0 | 0 | 0 | 0 | 0 | 0 | 0 | -148983.3894 | 0 | 0 | 0 | 0 | 0 | 0 | 0 | -131438.2195 | 0 | 0 | 0 | 0 | 0 | 0
2016-03-21 06:00 | 0 | 0 | 0 | 0 | 647005.6089 | 0 | 366584 | 0 | 0 | 0 | 1002635.5707 | 0 | 0 | 0 | 0 | 0 | 0 | 250852.2879 | 0 | 0 | 0 | 0 | 0 | 0 | 0 | 0 | 148983.3894 | 0 | 0 | 0 | 0 | 0 | 0 | 0 | 131438.2195 | 0 | 0 | 0 | 0 | 0 | 0
2016-03-21 07:00 | 0 | 0 | 0 | 0 | 83143.3911 | 0 | 363565 | 0 | 0 | 0 | 853652.1814 | 0 | 0 | 0 | 0 | 0 | 0 | 119414.0684 | 0 | 0 | 0 | 0 | 0 | 0 | 0 | 0 | -148983.3894 | 0 | 0 | 0 | 0 | 0 | 0 | 0 | -131438.2195 | 0 | 0 | 0 | 0 | 0 | 0
2016-03-21 08:00 | 0 | 0 | 0 | 0 | 98936.5422 | 0 | 367334 | 0 | 0 | 0 | 704668.792 | 0 | 0 | 0 | 0 | 0 | 0 | 0 | 0 | 0 | 0 | 0 | 0 | 0 | 0 | 0 | -148983.3894 | 0 | 0 | 0 | 0 | 0 | 0 | 0 | -119414.0684 | 0 | 0 | 0 | 0 | 0 | 0
2016-03-21 09:00 | 0 | 0 | 0 | 0 | 364515.8301 | 0 | 382061 | 0 | 0 | 0 | 555685.4026 | 0 | 0 | 0 | 0 | 0 | 0 | 131438.2195 | 0 | 0 | 0 | 0 | 0 | 0 | 0 | 0 | -148983.3894 | 0 | 0 | 0 | 0 | 0 | 0 | 0 | 131438.2195 | 0 | 0 | 0 | 0 | 0 | 0
2016-03-21 10:00 | 0 | 0 | 0 | 0 | 133695.3911 | 0 | 414117 | 0 | 0 | 0 | 406702.0133 | 0 | 0 | 0 | 0 | 0 | 0 | 0 | 0 | 0 | 0 | 0 | 0 | 0 | 0 | 0 | -148983.3894 | 0 | 0 | 0 | 0 | 0 | 0 | 0 | -131438.2195 | 0 | 0 | 0 | 0 | 0 | 0
2016-03-21 11:00 | 0 | 0 | 0 | 0 | 672313.2045 | 0 | 446242 | 0 | 0 | 0 | 501334.9983 | 0 | 0 | 0 | 0 | 0 | 0 | 131438.2195 | 0 | 0 | 0 | 0 | 0 | 0 | 0 | 0 | 94632.985 | 0 | 0 | 0 | 0 | 0 | 0 | 0 | 131438.2195 | 0 | 0 | 0 | 0 | 0 | 0
2016-03-21 12:00 | 0 | 0 | 0 | 0 | 178771.3911 | 0 | 459193 | 0 | 0 | 0 | 352351.6089 | 0 | 0 | 0 | 0 | 0 | 0 | 0 | 0 | 0 | 0 | 0 | 0 | 0 | 0 | 0 | -148983.3894 | 0 | 0 | 0 | 0 | 0 | 0 | 0 | -131438.2195 | 0 | 0 | 0 | 0 | 0 | 0
2016-03-21 13:00 | 0 | 0 | 0 | 0 | 226312.2826 | 83503.328 | 458799 | 0 | 0 | 0 | 203368.2195 | 0 | 0 | 0 | 0 | 0 | 0 | 0 | 0 | 0 | 0 | 0 | 0 | 0 | 0 | 0 | -148983.3894 | 0 | 0 | 0 | 0 | 0 | 0 | 0 | 0 | 0 | 0 | 0 | 0 | 0 | 0
2016-03-21 14:00 | 0 | 0 | 0 | 0 | 134482.2175 | 468897.1719 | 454396 | 0 | 0 | 0 | 352351.6089 | 0 | 0 | 0 | 0 | 0 | 0 | 0 | 0 | 0 | 0 | 0 | 0 | 0 | 0 | 0 | 148983.3894 | 0 | 0 | 0 | 0 | 0 | 0 | 0 | 0 | 0 | 0 | 0 | 0 | 0 | 0
2016-03-21 15:00 | 0 | 0 | 0 | 0 | 0 | 615958.7139 | 448158 | 0 | 0 | 0 | 501334.9983 | 0 | 0 | 0 | 0 | 0 | 0 | 0 | 0 | 0 | 0 | 15053.8596 | 0 | 0 | 0 | 0 | 148983.3894 | 0 | 0 | 0 | 0 | 0 | 0 | 0 | 0 | 0 | 0 | 0 | 18817.3245 | 0 | 0
2016-03-21 16:00 | 0 | 0 | 0 | 0 | 0 | 722808.5528 | 440472 | 0 | 0 | 0 | 650318.3876 | 0 | 0 | 0 | 0 | 0 | 0 | 114535.839 | 0 | 0 | 0 | 30107.659 | 0 | 0 | 0 | 0 | 148983.3894 | 0 | 0 | 0 | 0 | 0 | 0 | 0 | 114535.839 | 0 | 0 | 0 | 18817.3245 | 0 | 0
2016-03-21 17:00 | 0 | 0 | 0 | 0 | 0 | 542136.7876 | 433201 | 0 | 0 | 0 | 799301.777 | 0 | 0 | 0 | 0 | 0 | 0 | 55670.9128 | 0 | 0 | 0 | 45161.3981 | 0 | 0 | 0 | 0 | 148983.3894 | 0 | 0 | 0 | 0 | 0 | 0 | 0 | -58864.9262 | 0 | 0 | 0 | 18817.3245 | 0 | 0
2016-03-21 18:00 | 0 | 0 | 0 | 0 | 0 | 714511.8801 | 426170 | 0 | 0 | 0 | 948285.1664 | 0 | 0 | 0 | 0 | 0 | 0 | 176212.079 | 0 | 0 | 0 | 60215.0771 | 0 | 0 | 0 | 0 | 148983.3894 | 0 | 0 | 0 | 0 | 0 | 0 | 0 | 120541.1662 | 0 | 0 | 0 | 18817.3245 | 0 | 0
2016-03-21 19:00 | 0 | 0 | 0 | 0 | 0 | 702703.0378 | 420613 | 0 | 0 | 0 | 1097268.5558 | 0 | 0 | 0 | 0 | 0 | 0 | 290501.4029 | 0 | 0 | 0 | 75268.6958 | 0 | 0 | 0 | 0 | 148983.3894 | 0 | 0 | 0 | 0 | 0 | 0 | 0 | 114289.3239 | 0 | 0 | 0 | 18817.3245 | 0 | 0
2016-03-21 20:00 | 0 | 0 | 0 | 0 | 0 | 695984.9814 | 417130 | 0 | 0 | 0 | 1246251.9451 | 0 | 0 | 0 | 0 | 0 | 0 | 401555.6705 | 0 | 0 | 0 | 90322.2543 | 0 | 0 | 0 | 0 | 148983.3894 | 0 | 0 | 0 | 0 | 0 | 0 | 0 | 111054.2676 | 0 | 0 | 0 | 18817.3245 | 0 | 0
2016-03-21 21:00 | 0 | 0 | 0 | 0 | 0 | 673755.7576 | 417140 | 0 | 0 | 0 | 1395235.3345 | 0 | 0 | 0 | 0 | 0 | 0 | 490370.7142 | 0 | 0 | 0 | 105375.7526 | 0 | 0 | 0 | 0 | 148983.3894 | 0 | 0 | 0 | 0 | 0 | 0 | 0 | 88815.0438 | 0 | 0 | 0 | 18817.3245 | 0 | 0
2016-03-21 22:00 | 0 | 0 | 0 | 0 | 0 | 610631.7266 | 419473 | 0 | 0 | 0 | 1544218.7239 | 0 | 0 | 0 | 0 | 0 | 0 | 513728.7269 | 0 | 0 | 0 | 120429.1907 | 0 | 0 | 0 | 0 | 148983.3894 | 0 | 0 | 0 | 0 | 0 | 0 | 0 | 23358.0127 | 0 | 0 | 0 | 18817.3245 | 0 | 0
2016-03-21 23:00 | 0 | 0 | 0 | 0 | 0 | 475176.5529 | 429597 | 0 | 0 | 0 | 1659646.9279 | 0 | 0 | 0 | 0 | 0 | 0 | 513728.7269 | 0 | 0 | 0 | 0 | 0 | 0 | 0 | 0 | 115428.204 | 0 | 0 | 0 | 0 | 0 | 0 | 0 | 0 | 0 | 0 | 0 | 0 | 120428.709 | 0
2016-03-22 | 0 | 0 | 0 | 0 | 0 | 202941.6112 | 443841 | 0 | 0 | 0 | 1550185.7587 | 0 | 0 | 0 | 0 | 0 | 0 | 382290.5074 | 0 | 0 | 0 | 0 | 0 | 0 | 0 | 0 | -109461.1693 | 0 | 0 | 0 | 0 | 0 | 0 | 0 | -131438.2195 | 0 | 0 | 0 | 0 | 0 | 0
2016-03-22 01:00 | 0 | 0 | 0 | 0 | 149505.2437 | 13589.1474 | 443516 | 0 | 0 | 0 | 1401202.3693 | 0 | 0 | 0 | 0 | 0 | 0 | 250852.2879 | 0 | 0 | 0 | 0 | 0 | 0 | 0 | 0 | -148983.3894 | 0 | 0 | 0 | 0 | 0 | 0 | 0 | -131438.2195 | 0 | 0 | 0 | 0 | 0 | 0
2016-03-22 02:00 | 0 | 0 | 0 | 0 | 148921.3911 | 0 | 429343 | 0 | 0 | 0 | 1252218.9799 | 0 | 0 | 0 | 0 | 0 | 0 | 119414.0684 | 0 | 0 | 0 | 0 | 0 | 0 | 0 | 0 | -148983.3894 | 0 | 0 | 0 | 0 | 0 | 0 | 0 | -131438.2195 | 0 | 0 | 0 | 0 | 0 | 0
2016-03-22 03:00 | 0 | 0 | 0 | 0 | 392356.8301 | 0 | 409902 | 0 | 0 | 0 | 1103235.5905 | 0 | 0 | 0 | 0 | 0 | 0 | 250852.2879 | 0 | 0 | 0 | 0 | 0 | 0 | 0 | 0 | -148983.3894 | 0 | 0 | 0 | 0 | 0 | 0 | 0 | 131438.2195 | 0 | 0 | 0 | 0 | 0 | 0
2016-03-22 04:00 | 0 | 0 | 0 | 0 | 110725.3911 | 0 | 391147 | 0 | 0 | 0 | 954252.2012 | 0 | 0 | 0 | 0 | 0 | 0 | 119414.0684 | 0 | 0 | 0 | 0 | 0 | 0 | 0 | 0 | -148983.3894 | 0 | 0 | 0 | 0 | 0 | 0 | 0 | -131438.2195 | 0 | 0 | 0 | 0 | 0 | 0
2016-03-22 05:00 | 0 | 0 | 0 | 0 | 360659.8301 | 0 | 378205 | 0 | 0 | 0 | 805268.8118 | 0 | 0 | 0 | 0 | 0 | 0 | 250852.2879 | 0 | 0 | 0 | 0 | 0 | 0 | 0 | 0 | -148983.3894 | 0 | 0 | 0 | 0 | 0 | 0 | 0 | 131438.2195 | 0 | 0 | 0 | 0 | 0 | 0
2016-03-22 06:00 | 0 | 0 | 0 | 0 | 387503.1699 | 0 | 369958 | 0 | 0 | 0 | 954252.2012 | 0 | 0 | 0 | 0 | 0 | 0 | 119414.0684 | 0 | 0 | 0 | 0 | 0 | 0 | 0 | 0 | 148983.3894 | 0 | 0 | 0 | 0 | 0 | 0 | 0 | -131438.2195 | 0 | 0 | 0 | 0 | 0 | 0
2016-03-22 07:00 | 0 | 0 | 0 | 0 | 98851.5422 | 0 | 367249 | 0 | 0 | 0 | 805268.8118 | 0 | 0 | 0 | 0 | 0 | 0 | 0 | 0 | 0 | 0 | 0 | 0 | 0 | 0 | 0 | -148983.3894 | 0 | 0 | 0 | 0 | 0 | 0 | 0 | -119414.0684 | 0 | 0 | 0 | 0 | 0 | 0
2016-03-22 08:00 | 0 | 0 | 0 | 0 | 352602.8301 | 0 | 370148 | 0 | 0 | 0 | 656285.4224 | 0 | 0 | 0 | 0 | 0 | 0 | 131438.2195 | 0 | 0 | 0 | 0 | 0 | 0 | 0 | 0 | -148983.3894 | 0 | 0 | 0 | 0 | 0 | 0 | 0 | 131438.2195 | 0 | 0 | 0 | 0 | 0 | 0
2016-03-22 09:00 | 0 | 0 | 0 | 0 | 103666.3911 | 0 | 384088 | 0 | 0 | 0 | 507302.0331 | 0 | 0 | 0 | 0 | 0 | 0 | 0 | 0 | 0 | 0 | 0 | 0 | 0 | 0 | 0 | -148983.3894 | 0 | 0 | 0 | 0 | 0 | 0 | 0 | -131438.2195 | 0 | 0 | 0 | 0 | 0 | 0
2016-03-22 10:00 | 0 | 0 | 0 | 0 | 266460.6106 | 0 | 415444 | 0 | 0 | 0 | 358318.6437 | 0 | 0 | 0 | 0 | 0 | 0 | 0 | 0 | 0 | 0 | 0 | 0 | 0 | 0 | 0 | -148983.3894 | 0 | 0 | 0 | 0 | 0 | 0 | 0 | 0 | 0 | 0 | 0 | 0 | 0 | 0
2016-03-22 11:00 | 0 | 0 | 0 | 0 | 612542.8019 | 0 | 444966 | 0 | 0 | 0 | 394457.2261 | 0 | 0 | 0 | 0 | 0 | 0 | 131438.2195 | 0 | 0 | 0 | 0 | 0 | 0 | 0 | 0 | 36138.5824 | 0 | 0 | 0 | 0 | 0 | 0 | 0 | 131438.2195 | 0 | 0 | 0 | 0 | 0 | 0
2016-03-22 12:00 | 0 | 0 | 0 | 0 | 172075.3911 | 0 | 452497 | 0 | 0 | 0 | 245473.8367 | 0 | 0 | 0 | 0 | 0 | 0 | 0 | 0 | 0 | 0 | 0 | 0 | 0 | 0 | 0 | -148983.3894 | 0 | 0 | 0 | 0 | 0 | 0 | 0 | -131438.2195 | 0 | 0 | 0 | 0 | 0 | 0
2016-03-22 13:00 | 0 | 0 | 0 | 0 | 229758.5342 | 68330.0764 | 447072 | 0 | 0 | 0 | 96490.4473 | 0 | 0 | 0 | 0 | 0 | 0 | 0 | 0 | 0 | 0 | 0 | 0 | 0 | 0 | 0 | -148983.3894 | 0 | 0 | 0 | 0 | 0 | 0 | 0 | 0 | 0 | 0 | 0 | 0 | 0 | 0
2016-03-22 14:00 | 0 | 0 | 0 | 0 | 197237.2519 | 391910.1375 | 440164 | 0 | 0 | 0 | 245473.8367 | 0 | 0 | 0 | 0 | 0 | 0 | 0 | 0 | 0 | 0 | 0 | 0 | 0 | 0 | 0 | 148983.3894 | 0 | 0 | 0 | 0 | 0 | 0 | 0 | 0 | 0 | 0 | 0 | 0 | 0 | 0
2016-03-22 15:00 | 0 | 0 | 0 | 0 | 0 | 601176.7139 | 433376 | 0 | 0 | 0 | 394457.2261 | 0 | 0 | 0 | 0 | 0 | 0 | 0 | 0 | 0 | 0 | 15053.8596 | 0 | 0 | 0 | 0 | 148983.3894 | 0 | 0 | 0 | 0 | 0 | 0 | 0 | 0 | 0 | 0 | 0 | 18817.3245 | 0 | 0
2016-03-22 16:00 | 0 | 0 | 0 | 0 | 0 | 594074.7139 | 426274 | 0 | 0 | 0 | 543440.6154 | 0 | 0 | 0 | 0 | 0 | 0 | 0 | 0 | 0 | 0 | 30107.659 | 0 | 0 | 0 | 0 | 148983.3894 | 0 | 0 | 0 | 0 | 0 | 0 | 0 | 0 | 0 | 0 | 0 | 18817.3245 | 0 | 0
2016-03-22 17:00 | 0 | 0 | 0 | 0 | 0 | 714832.5857 | 419962 | 0 | 0 | 0 | 692424.0048 | 0 | 0 | 0 | 0 | 0 | 0 | 127069.8719 | 0 | 0 | 0 | 45161.3981 | 0 | 0 | 0 | 0 | 148983.3894 | 0 | 0 | 0 | 0 | 0 | 0 | 0 | 127069.8719 | 0 | 0 | 0 | 18817.3245 | 0 | 0
2016-03-22 18:00 | 0 | 0 | 0 | 0 | 0 | 511589.2533 | 415490 | 0 | 0 | 0 | 841407.3942 | 0 | 0 | 0 | 0 | 0 | 0 | 55368.4113 | 0 | 0 | 0 | 60215.0771 | 0 | 0 | 0 | 0 | 148983.3894 | 0 | 0 | 0 | 0 | 0 | 0 | 0 | -71701.4605 | 0 | 0 | 0 | 18817.3245 | 0 | 0
2016-03-22 19:00 | 0 | 0 | 0 | 0 | 0 | 710224.9334 | 410986 | 0 | 0 | 0 | 990390.7836 | 0 | 0 | 0 | 0 | 0 | 0 | 186806.6308 | 0 | 0 | 0 | 75268.6958 | 0 | 0 | 0 | 0 | 148983.3894 | 0 | 0 | 0 | 0 | 0 | 0 | 0 | 131438.2195 | 0 | 0 | 0 | 18817.3245 | 0 | 0
2016-03-22 20:00 | 0 | 0 | 0 | 0 | 0 | 708184.9334 | 408946 | 0 | 0 | 0 | 1139374.1729 | 0 | 0 | 0 | 0 | 0 | 0 | 318244.8503 | 0 | 0 | 0 | 90322.2543 | 0 | 0 | 0 | 0 | 148983.3894 | 0 | 0 | 0 | 0 | 0 | 0 | 0 | 131438.2195 | 0 | 0 | 0 | 18817.3245 | 0 | 0
2016-03-22 21:00 | 0 | 0 | 0 | 0 | 0 | 703237.5218 | 409661 | 0 | 0 | 0 | 1288357.5623 | 0 | 0 | 0 | 0 | 0 | 0 | 444020.6583 | 0 | 0 | 0 | 105375.7526 | 0 | 0 | 0 | 0 | 148983.3894 | 0 | 0 | 0 | 0 | 0 | 0 | 0 | 125775.808 | 0 | 0 | 0 | 18817.3245 | 0 | 0
2016-03-22 22:00 | 0 | 0 | 0 | 0 | 0 | 648541.7825 | 411033 | 0 | 0 | 0 | 1437340.9517 | 0 | 0 | 0 | 0 | 0 | 0 | 513728.7269 | 0 | 0 | 0 | 120429.1907 | 0 | 0 | 0 | 0 | 148983.3894 | 0 | 0 | 0 | 0 | 0 | 0 | 0 | 69708.0686 | 0 | 0 | 0 | 18817.3245 | 0 | 0
2016-03-22 23:00 | 0 | 0 | 0 | 0 | 0 | 535200.4596 | 417740 | 0 | 0 | 0 | 1586324.341 | 0 | 0 | 0 | 0 | 0 | 0 | 513728.7269 | 0 | 0 | 0 | 66078.8301 | 0 | 0 | 0 | 0 | 148983.3894 | 0 | 0 | 0 | 0 | 0 | 0 | 0 | 0 | 0 | 0 | 0 | 0 | 54349.8789 | 0
2016-03-23 | 0 | 0 | 0 | 0 | 0 | 274072.4985 | 429407 | 0 | 0 | 0 | 1437340.9517 | 0 | 0 | 0 | 0 | 0 | 0 | 513639.8622 | 0 | 0 | 0 | 55281.5874 | 0 | 0 | 0 | 0 | -148983.3894 | 0 | 0 | 0 | 0 | 0 | 0 | 0 | -88.8647 | 0 | 0 | 0 | 0 | 10796.9784 | 0
2016-03-23 01:00 | 0 | 0 | 0 | 0 | 123015.7906 | 23972.6005 | 427410 | 0 | 0 | 0 | 1288357.5623 | 0 | 0 | 0 | 0 | 0 | 0 | 382201.6427 | 0 | 0 | 0 | 55281.3662 | 0 | 0 | 0 | 0 | -148983.3894 | 0 | 0 | 0 | 0 | 0 | 0 | 0 | -131438.2195 | 0 | 0 | 0 | 0 | 0 | 0
2016-03-23 02:00 | 0 | 0 | 0 | 0 | 131747.3911 | 0 | 412169 | 0 | 0 | 0 | 1139374.1729 | 0 | 0 | 0 | 0 | 0 | 0 | 250763.4232 | 0 | 0 | 0 | 55281.1451 | 0 | 0 | 0 | 0 | -148983.3894 | 0 | 0 | 0 | 0 | 0 | 0 | 0 | -131438.2195 | 0 | 0 | 0 | 0 | 0 | 0
2016-03-23 03:00 | 0 | 0 | 0 | 0 | 111655.3911 | 0 | 392077 | 0 | 0 | 0 | 990390.7836 | 0 | 0 | 0 | 0 | 0 | 0 | 119325.2037 | 0 | 0 | 0 | 55280.924 | 0 | 0 | 0 | 0 | -148983.3894 | 0 | 0 | 0 | 0 | 0 | 0 | 0 | -131438.2195 | 0 | 0 | 0 | 0 | 0 | 0
2016-03-23 04:00 | 0 | 0 | 0 | 0 | 353889.8301 | 0 | 371435 | 0 | 0 | 0 | 841407.3942 | 0 | 0 | 0 | 0 | 0 | 0 | 250763.4232 | 0 | 0 | 0 | 55280.7029 | 0 | 0 | 0 | 0 | -148983.3894 | 0 | 0 | 0 | 0 | 0 | 0 | 0 | 131438.2195 | 0 | 0 | 0 | 0 | 0 | 0
2016-03-23 05:00 | 0 | 0 | 0 | 0 | 372820.1699 | 0 | 355275 | 0 | 0 | 0 | 990390.7836 | 0 | 0 | 0 | 0 | 0 | 0 | 119325.2037 | 0 | 0 | 0 | 55280.4817 | 0 | 0 | 0 | 0 | 148983.3894 | 0 | 0 | 0 | 0 | 0 | 0 | 0 | -131438.2195 | 0 | 0 | 0 | 0 | 0 | 0
2016-03-23 06:00 | 0 | 0 | 0 | 0 | 327197.8301 | 0 | 344743 | 0 | 0 | 0 | 841407.3942 | 0 | 0 | 0 | 0 | 0 | 0 | 250763.4232 | 0 | 0 | 0 | 55280.2606 | 0 | 0 | 0 | 0 | -148983.3894 | 0 | 0 | 0 | 0 | 0 | 0 | 0 | 131438.2195 | 0 | 0 | 0 | 0 | 0 | 0
2016-03-23 07:00 | 0 | 0 | 0 | 0 | 58085.3911 | 0 | 338507 | 0 | 0 | 0 | 692424.0048 | 0 | 0 | 0 | 0 | 0 | 0 | 119325.2037 | 0 | 0 | 0 | 55280.0395 | 0 | 0 | 0 | 0 | -148983.3894 | 0 | 0 | 0 | 0 | 0 | 0 | 0 | -131438.2195 | 0 | 0 | 0 | 0 | 0 | 0
2016-03-23 08:00 | 0 | 0 | 0 | 0 | 71975.4069 | 0 | 340284 | 0 | 0 | 0 | 543440.6154 | 0 | 0 | 0 | 0 | 0 | 0 | 0 | 0 | 0 | 0 | 55279.8184 | 0 | 0 | 0 | 0 | -148983.3894 | 0 | 0 | 0 | 0 | 0 | 0 | 0 | -119325.2037 | 0 | 0 | 0 | 0 | 0 | 0
2016-03-23 09:00 | 0 | 0 | 0 | 0 | 334189.8301 | 0 | 351735 | 0 | 0 | 0 | 394457.2261 | 0 | 0 | 0 | 0 | 0 | 0 | 131438.2195 | 0 | 0 | 0 | 55279.5972 | 0 | 0 | 0 | 0 | -148983.3894 | 0 | 0 | 0 | 0 | 0 | 0 | 0 | 131438.2195 | 0 | 0 | 0 | 0 | 0 | 0
2016-03-23 10:00 | 0 | 0 | 0 | 0 | 99135.3911 | 0 | 379557 | 0 | 0 | 0 | 245473.8367 | 0 | 0 | 0 | 0 | 0 | 0 | 0 | 0 | 0 | 0 | 55279.3761 | 0 | 0 | 0 | 0 | -148983.3894 | 0 | 0 | 0 | 0 | 0 | 0 | 0 | -131438.2195 | 0 | 0 | 0 | 0 | 0 | 0
2016-03-23 11:00 | 0 | 0 | 0 | 0 | 389027.8301 | 0 | 406573 | 0 | 0 | 0 | 96490.4473 | 0 | 0 | 0 | 0 | 0 | 0 | 131438.2195 | 0 | 0 | 0 | 55279.155 | 0 | 0 | 0 | 0 | -148983.3894 | 0 | 0 | 0 | 0 | 0 | 0 | 0 | 131438.2195 | 0 | 0 | 0 | 0 | 0 | 0
2016-03-23 12:00 | 0 | 0 | 0 | 0 | 435117.0744 | 0.095443 | 417572 | 0 | 0 | 0 | 245473.8367 | 0 | 0 | 0 | 0 | 0 | 0 | 0 | 0 | 0 | 0 | 55278.9339 | 0 | 0 | 0 | 0 | 148983.3894 | 0 | 0 | 0 | 0 | 0 | 0 | 0 | -131438.2195 | 0 | 0 | 0 | 0 | 0 | 0
2016-03-23 13:00 | 0 | 0 | 0 | 0 | 175151.2513 | 96388.3593 | 420523 | 0 | 0 | 0 | 96490.4473 | 0 | 0 | 0 | 0 | 0 | 0 | 0 | 0 | 0 | 0 | 55278.7128 | 0 | 0 | 0 | 0 | -148983.3894 | 0 | 0 | 0 | 0 | 0 | 0 | 0 | 0 | 0 | 0 | 0 | 0 | 0 | 0
2016-03-23 14:00 | 0 | 0 | 0 | 0 | 0 | 431441.8922 | 423590 | 0 | 0 | 0 | 104342.3395 | 0 | 0 | 0 | 0 | 0 | 0 | 0 | 0 | 0 | 0 | 55278.4917 | 0 | 0 | 0 | 0 | 7851.8922 | 0 | 0 | 0 | 0 | 0 | 0 | 0 | 0 | 0 | 0 | 0 | 0 | 0 | 0
2016-03-23 15:00 | 0 | 0 | 0 | 0 | 0 | 591747.7139 | 423947 | 0 | 0 | 0 | 253325.7289 | 0 | 0 | 0 | 0 | 0 | 0 | 0 | 0 | 0 | 0 | 70332.1301 | 0 | 0 | 0 | 0 | 148983.3894 | 0 | 0 | 0 | 0 | 0 | 0 | 0 | 0 | 0 | 0 | 0 | 18817.3245 | 0 | 0
2016-03-23 16:00 | 0 | 0 | 0 | 0 | 0 | 721198.9334 | 421960 | 0 | 0 | 0 | 402309.1183 | 0 | 0 | 0 | 0 | 0 | 0 | 131438.2195 | 0 | 0 | 0 | 85385.7084 | 0 | 0 | 0 | 0 | 148983.3894 | 0 | 0 | 0 | 0 | 0 | 0 | 0 | 131438.2195 | 0 | 0 | 0 | 18817.3245 | 0 | 0
2016-03-23 17:00 | 0 | 0 | 0 | 0 | 0 | 457447.4943 | 421085 | 0 | 0 | 0 | 551292.5076 | 0 | 0 | 0 | 0 | 0 | 0 | 0 | 0 | 0 | 0 | 100439.2264 | 0 | 0 | 0 | 0 | 148983.3894 | 0 | 0 | 0 | 0 | 0 | 0 | 0 | -131438.2195 | 0 | 0 | 0 | 18817.3245 | 0 | 0
2016-03-23 18:00 | 0 | 0 | 0 | 0 | 0 | 720065.9334 | 420827 | 0 | 0 | 0 | 700275.897 | 0 | 0 | 0 | 0 | 0 | 0 | 131438.2195 | 0 | 0 | 0 | 115492.6843 | 0 | 0 | 0 | 0 | 148983.3894 | 0 | 0 | 0 | 0 | 0 | 0 | 0 | 131438.2195 | 0 | 0 | 0 | 18817.3245 | 0 | 0
2016-03-23 19:00 | 0 | 0 | 0 | 0 | 0 | 719695.9334 | 420457 | 0 | 0 | 0 | 849259.2864 | 0 | 0 | 0 | 0 | 0 | 0 | 262876.439 | 0 | 0 | 0 | 130546.0819 | 0 | 0 | 0 | 0 | 148983.3894 | 0 | 0 | 0 | 0 | 0 | 0 | 0 | 131438.2195 | 0 | 0 | 0 | 18817.3245 | 0 | 0
2016-03-23 20:00 | 0 | 0 | 0 | 0 | 0 | 562114.226 | 421559 | 0 | 0 | 0 | 998242.6758 | 0 | 0 | 0 | 0 | 0 | 0 | 235630.9512 | 0 | 0 | 0 | 145599.4193 | 0 | 0 | 0 | 0 | 148983.3894 | 0 | 0 | 0 | 0 | 0 | 0 | 0 | -27245.4878 | 0 | 0 | 0 | 18817.3245 | 0 | 0
2016-03-23 21:00 | 0 | 0 | 0 | 0 | 0 | 722988.9334 | 423750 | 0 | 0 | 0 | 1147226.0651 | 0 | 0 | 0 | 0 | 0 | 0 | 367069.1707 | 0 | 0 | 0 | 160652.6965 | 0 | 0 | 0 | 0 | 148983.3894 | 0 | 0 | 0 | 0 | 0 | 0 | 0 | 131438.2195 | 0 | 0 | 0 | 18817.3245 | 0 | 0
2016-03-23 22:00 | 0 | 0 | 0 | 0 | 0 | 723382.9334 | 424144 | 0 | 0 | 0 | 1296209.4545 | 0 | 0 | 0 | 0 | 0 | 0 | 498507.3902 | 0 | 0 | 0 | 175705.9135 | 0 | 0 | 0 | 0 | 148983.3894 | 0 | 0 | 0 | 0 | 0 | 0 | 0 | 131438.2195 | 0 | 0 | 0 | 18817.3245 | 0 | 0
2016-03-23 23:00 | 0 | 0 | 0 | 0 | 0 | 611475.0506 | 428453 | 0 | 0 | 0 | 1445192.8439 | 0 | 0 | 0 | 0 | 0 | 0 | 513728.7269 | 0 | 0 | 0 | 190759.0702 | 0 | 0 | 0 | 0 | 148983.3894 | 0 | 0 | 0 | 0 | 0 | 0 | 0 | 15221.3367 | 0 | 0 | 0 | 18817.3245 | 0 | 0
2016-03-24 | 0 | 0 | 0 | 0 | 0 | 349487.8303 | 436285 | 0 | 0 | 0 | 1489833.8937 | 0 | 0 | 0 | 0 | 0 | 0 | 382290.5074 | 0 | 0 | 0 | 190758.3072 | 0 | 0 | 0 | 0 | 44641.0498 | 0 | 0 | 0 | 0 | 0 | 0 | 0 | -131438.2195 | 0 | 0 | 0 | 0 | 0 | 0
2016-03-24 01:00 | 0 | 0 | 0 | 0 | 124041.9324 | 27349.4588 | 431813 | 0 | 0 | 0 | 1340850.5043 | 0 | 0 | 0 | 0 | 0 | 0 | 250852.2879 | 0 | 0 | 0 | 190757.5441 | 0 | 0 | 0 | 0 | -148983.3894 | 0 | 0 | 0 | 0 | 0 | 0 | 0 | -131438.2195 | 0 | 0 | 0 | 0 | 0 | 0
2016-03-24 02:00 | 0 | 0 | 0 | 0 | 134762.3911 | 0 | 415184 | 0 | 0 | 0 | 1191867.115 | 0 | 0 | 0 | 0 | 0 | 0 | 119414.0684 | 0 | 0 | 0 | 190756.7811 | 0 | 0 | 0 | 0 | -148983.3894 | 0 | 0 | 0 | 0 | 0 | 0 | 0 | -131438.2195 | 0 | 0 | 0 | 0 | 0 | 0
2016-03-24 03:00 | 0 | 0 | 0 | 0 | 375702.8301 | 0 | 393248 | 0 | 0 | 0 | 1042883.7256 | 0 | 0 | 0 | 0 | 0 | 0 | 250852.2879 | 0 | 0 | 0 | 190756.0181 | 0 | 0 | 0 | 0 | -148983.3894 | 0 | 0 | 0 | 0 | 0 | 0 | 0 | 131438.2195 | 0 | 0 | 0 | 0 | 0 | 0
2016-03-24 04:00 | 0 | 0 | 0 | 0 | 90358.3911 | 0 | 370780 | 0 | 0 | 0 | 893900.3362 | 0 | 0 | 0 | 0 | 0 | 0 | 119414.0684 | 0 | 0 | 0 | 190755.2551 | 0 | 0 | 0 | 0 | -148983.3894 | 0 | 0 | 0 | 0 | 0 | 0 | 0 | -131438.2195 | 0 | 0 | 0 | 0 | 0 | 0
2016-03-24 05:00 | 0 | 0 | 0 | 0 | 336219.8301 | 0 | 353765 | 0 | 0 | 0 | 744916.9469 | 0 | 0 | 0 | 0 | 0 | 0 | 250852.2879 | 0 | 0 | 0 | 190754.492 | 0 | 0 | 0 | 0 | -148983.3894 | 0 | 0 | 0 | 0 | 0 | 0 | 0 | 131438.2195 | 0 | 0 | 0 | 0 | 0 | 0
2016-03-24 06:00 | 0 | 0 | 0 | 0 | 359744.1699 | 0 | 342199 | 0 | 0 | 0 | 893900.3362 | 0 | 0 | 0 | 0 | 0 | 0 | 119414.0684 | 0 | 0 | 0 | 190753.729 | 0 | 0 | 0 | 0 | 148983.3894 | 0 | 0 | 0 | 0 | 0 | 0 | 0 | -131438.2195 | 0 | 0 | 0 | 0 | 0 | 0
2016-03-24 07:00 | 0 | 0 | 0 | 0 | 66867.5422 | 0 | 335265 | 0 | 0 | 0 | 744916.9469 | 0 | 0 | 0 | 0 | 0 | 0 | 0 | 0 | 0 | 0 | 190752.966 | 0 | 0 | 0 | 0 | -148983.3894 | 0 | 0 | 0 | 0 | 0 | 0 | 0 | -119414.0684 | 0 | 0 | 0 | 0 | 0 | 0
2016-03-24 08:00 | 0 | 0 | 0 | 0 | 316868.8301 | 0 | 334414 | 0 | 0 | 0 | 595933.5575 | 0 | 0 | 0 | 0 | 0 | 0 | 131438.2195 | 0 | 0 | 0 | 190752.203 | 0 | 0 | 0 | 0 | -148983.3894 | 0 | 0 | 0 | 0 | 0 | 0 | 0 | 131438.2195 | 0 | 0 | 0 | 0 | 0 | 0
2016-03-24 09:00 | 0 | 0 | 0 | 0 | 64148.3911 | 0 | 344570 | 0 | 0 | 0 | 446950.1681 | 0 | 0 | 0 | 0 | 0 | 0 | 0 | 0 | 0 | 0 | 190751.44 | 0 | 0 | 0 | 0 | -148983.3894 | 0 | 0 | 0 | 0 | 0 | 0 | 0 | -131438.2195 | 0 | 0 | 0 | 0 | 0 | 0
2016-03-24 10:00 | 0 | 0 | 0 | 0 | 352439.8301 | 0 | 369985 | 0 | 0 | 0 | 297966.7787 | 0 | 0 | 0 | 0 | 0 | 0 | 131438.2195 | 0 | 0 | 0 | 190750.677 | 0 | 0 | 0 | 0 | -148983.3894 | 0 | 0 | 0 | 0 | 0 | 0 | 0 | 131438.2195 | 0 | 0 | 0 | 0 | 0 | 0
2016-03-24 11:00 | 0 | 0 | 0 | 0 | 116630.3911 | 0 | 397052 | 0 | 0 | 0 | 148983.3894 | 0 | 0 | 0 | 0 | 0 | 0 | 0 | 0 | 0 | 0 | 190749.914 | 0 | 0 | 0 | 0 | -148983.3894 | 0 | 0 | 0 | 0 | 0 | 0 | 0 | -131438.2195 | 0 | 0 | 0 | 0 | 0 | 0
2016-03-24 12:00 | 0 | 0 | 0 | 0 | 261691.38 | 2.2306 | 410677 | 0 | 0 | 0 | 0 | 0 | 0 | 0 | 0 | 0 | 0 | 0 | 0 | 0 | 0 | 190749.151 | 0 | 0 | 0 | 0 | -148983.3894 | 0 | 0 | 0 | 0 | 0 | 0 | 0 | 0 | 0 | 0 | 0 | 0 | 0 | 0
2016-03-24 13:00 | 0 | 0 | 0 | 0 | 448091.6194 | 118581.77 | 417690 | 0 | 0 | 0 | 148983.3894 | 0 | 0 | 0 | 0 | 0 | 0 | 0 | 0 | 0 | 0 | 190748.388 | 0 | 0 | 0 | 0 | 148983.3894 | 0 | 0 | 0 | 0 | 0 | 0 | 0 | 0 | 0 | 0 | 0 | 0 | 0 | 0
2016-03-24 14:00 | 0 | 0 | 0 | 0 | 0 | 508766.7606 | 424441 | 0 | 0 | 0 | 233309.1499 | 0 | 0 | 0 | 0 | 0 | 0 | 0 | 0 | 0 | 0 | 190747.625 | 0 | 0 | 0 | 0 | 84325.7606 | 0 | 0 | 0 | 0 | 0 | 0 | 0 | 0 | 0 | 0 | 0 | 0 | 0 | 0
2016-03-24 15:00 | 0 | 0 | 0 | 0 | 0 | 594578.7139 | 426778 | 0 | 0 | 0 | 382292.5393 | 0 | 0 | 0 | 0 | 0 | 0 | 0 | 0 | 0 | 0 | 205800.7216 | 0 | 0 | 0 | 0 | 148983.3894 | 0 | 0 | 0 | 0 | 0 | 0 | 0 | 0 | 0 | 0 | 0 | 18817.3245 | 0 | 0
2016-03-24 16:00 | 0 | 0 | 0 | 0 | 0 | 725614.9334 | 426376 | 0 | 0 | 0 | 531275.9287 | 0 | 0 | 0 | 0 | 0 | 0 | 131438.2195 | 0 | 0 | 0 | 220853.758 | 0 | 0 | 0 | 0 | 148983.3894 | 0 | 0 | 0 | 0 | 0 | 0 | 0 | 131438.2195 | 0 | 0 | 0 | 18817.3245 | 0 | 0
2016-03-24 17:00 | 0 | 0 | 0 | 0 | 0 | 462137.4943 | 425775 | 0 | 0 | 0 | 680259.3181 | 0 | 0 | 0 | 0 | 0 | 0 | 0 | 0 | 0 | 0 | 235906.7341 | 0 | 0 | 0 | 0 | 148983.3894 | 0 | 0 | 0 | 0 | 0 | 0 | 0 | -131438.2195 | 0 | 0 | 0 | 18817.3245 | 0 | 0
2016-03-24 18:00 | 0 | 0 | 0 | 0 | 0 | 723400.9334 | 424162 | 0 | 0 | 0 | 829242.7074 | 0 | 0 | 0 | 0 | 0 | 0 | 131438.2195 | 0 | 0 | 0 | 250959.6501 | 0 | 0 | 0 | 0 | 148983.3894 | 0 | 0 | 0 | 0 | 0 | 0 | 0 | 131438.2195 | 0 | 0 | 0 | 18817.3245 | 0 | 0
2016-03-24 19:00 | 0 | 0 | 0 | 0 | 0 | 721368.9334 | 422130 | 0 | 0 | 0 | 978226.0968 | 0 | 0 | 0 | 0 | 0 | 0 | 262876.439 | 0 | 0 | 0 | 266012.5058 | 0 | 0 | 0 | 0 | 148983.3894 | 0 | 0 | 0 | 0 | 0 | 0 | 0 | 131438.2195 | 0 | 0 | 0 | 18817.3245 | 0 | 0
2016-03-24 20:00 | 0 | 0 | 0 | 0 | 0 | 535791.9752 | 421635 | 0 | 0 | 0 | 1127209.4862 | 0 | 0 | 0 | 0 | 0 | 0 | 209232.7004 | 0 | 0 | 0 | 281065.3014 | 0 | 0 | 0 | 0 | 148983.3894 | 0 | 0 | 0 | 0 | 0 | 0 | 0 | -53643.7386 | 0 | 0 | 0 | 18817.3245 | 0 | 0
2016-03-24 21:00 | 0 | 0 | 0 | 0 | 0 | 721274.9334 | 422036 | 0 | 0 | 0 | 1276192.8755 | 0 | 0 | 0 | 0 | 0 | 0 | 340670.9199 | 0 | 0 | 0 | 296118.0367 | 0 | 0 | 0 | 0 | 148983.3894 | 0 | 0 | 0 | 0 | 0 | 0 | 0 | 131438.2195 | 0 | 0 | 0 | 18817.3245 | 0 | 0
2016-03-24 22:00 | 0 | 0 | 0 | 0 | 0 | 720800.9334 | 421562 | 0 | 0 | 0 | 1425176.2649 | 0 | 0 | 0 | 0 | 0 | 0 | 472109.1394 | 0 | 0 | 0 | 311170.7118 | 0 | 0 | 0 | 0 | 148983.3894 | 0 | 0 | 0 | 0 | 0 | 0 | 0 | 131438.2195 | 0 | 0 | 0 | 18817.3245 | 0 | 0
2016-03-24 23:00 | 0 | 0 | 0 | 0 | 0 | 633468.3014 | 424048 | 0 | 0 | 0 | 1574159.6543 | 0 | 0 | 0 | 0 | 0 | 0 | 513728.7269 | 0 | 0 | 0 | 326223.3267 | 0 | 0 | 0 | 0 | 148983.3894 | 0 | 0 | 0 | 0 | 0 | 0 | 0 | 41619.5875 | 0 | 0 | 0 | 18817.3245 | 0 | 0
2016-03-25 | 0 | 0 | 0 | 0 | 0 | 334447.233 | 429148 | 0 | 0 | 0 | 1479458.8873 | 0 | 0 | 0 | 0 | 0 | 0 | 513728.7269 | 0 | 0 | 0 | 326222.0218 | 0 | 0 | 0 | 0 | -94700.767 | 0 | 0 | 0 | 0 | 0 | 0 | 0 | 0 | 0 | 0 | 0 | 0 | 0 | 0
2016-03-25 01:00 | 0 | 0 | 0 | 0 | 117775.6514 | 28624.7397 | 426822 | 0 | 0 | 0 | 1330475.4979 | 0 | 0 | 0 | 0 | 0 | 0 | 382290.5074 | 0 | 0 | 0 | 326220.7169 | 0 | 0 | 0 | 0 | -148983.3894 | 0 | 0 | 0 | 0 | 0 | 0 | 0 | -131438.2195 | 0 | 0 | 0 | 0 | 0 | 0
2016-03-25 02:00 | 0 | 0 | 0 | 0 | 130971.3911 | 0 | 411393 | 0 | 0 | 0 | 1181492.1086 | 0 | 0 | 0 | 0 | 0 | 0 | 250852.2879 | 0 | 0 | 0 | 326219.4121 | 0 | 0 | 0 | 0 | -148983.3894 | 0 | 0 | 0 | 0 | 0 | 0 | 0 | -131438.2195 | 0 | 0 | 0 | 0 | 0 | 0
2016-03-25 03:00 | 0 | 0 | 0 | 0 | 110926.3911 | 0 | 391348 | 0 | 0 | 0 | 1032508.7192 | 0 | 0 | 0 | 0 | 0 | 0 | 119414.0684 | 0 | 0 | 0 | 326218.1072 | 0 | 0 | 0 | 0 | -148983.3894 | 0 | 0 | 0 | 0 | 0 | 0 | 0 | -131438.2195 | 0 | 0 | 0 | 0 | 0 | 0
2016-03-25 04:00 | 0 | 0 | 0 | 0 | 598563.3827 | 0 | 370618 | 0 | 0 | 0 | 1129015.8824 | 0 | 0 | 0 | 0 | 0 | 0 | 250852.2879 | 0 | 0 | 0 | 326216.8023 | 0 | 0 | 0 | 0 | 96507.1632 | 0 | 0 | 0 | 0 | 0 | 0 | 0 | 131438.2195 | 0 | 0 | 0 | 0 | 0 | 0
2016-03-25 05:00 | 0 | 0 | 0 | 0 | 73343.3911 | 0 | 353765 | 0 | 0 | 0 | 980032.493 | 0 | 0 | 0 | 0 | 0 | 0 | 119414.0684 | 0 | 0 | 0 | 326215.4974 | 0 | 0 | 0 | 0 | -148983.3894 | 0 | 0 | 0 | 0 | 0 | 0 | 0 | -131438.2195 | 0 | 0 | 0 | 0 | 0 | 0
2016-03-25 06:00 | 0 | 0 | 0 | 0 | 324488.8301 | 0 | 342034 | 0 | 0 | 0 | 831049.1037 | 0 | 0 | 0 | 0 | 0 | 0 | 250852.2879 | 0 | 0 | 0 | 326214.1926 | 0 | 0 | 0 | 0 | -148983.3894 | 0 | 0 | 0 | 0 | 0 | 0 | 0 | 131438.2195 | 0 | 0 | 0 | 0 | 0 | 0
2016-03-25 07:00 | 0 | 0 | 0 | 0 | 54829.3911 | 0 | 335251 | 0 | 0 | 0 | 682065.7143 | 0 | 0 | 0 | 0 | 0 | 0 | 119414.0684 | 0 | 0 | 0 | 326212.8877 | 0 | 0 | 0 | 0 | -148983.3894 | 0 | 0 | 0 | 0 | 0 | 0 | 0 | -131438.2195 | 0 | 0 | 0 | 0 | 0 | 0
2016-03-25 08:00 | 0 | 0 | 0 | 0 | 65901.5422 | 0 | 334299 | 0 | 0 | 0 | 533082.3249 | 0 | 0 | 0 | 0 | 0 | 0 | 0 | 0 | 0 | 0 | 326211.5829 | 0 | 0 | 0 | 0 | -148983.3894 | 0 | 0 | 0 | 0 | 0 | 0 | 0 | -119414.0684 | 0 | 0 | 0 | 0 | 0 | 0
2016-03-25 09:00 | 0 | 0 | 0 | 0 | 520460.4849 | 0 | 340714 | 0 | 0 | 0 | 581390.5903 | 0 | 0 | 0 | 0 | 0 | 0 | 131438.2195 | 0 | 0 | 0 | 326210.278 | 0 | 0 | 0 | 0 | 48308.2654 | 0 | 0 | 0 | 0 | 0 | 0 | 0 | 131438.2195 | 0 | 0 | 0 | 0 | 0 | 0
2016-03-25 10:00 | 0 | 0 | 0 | 0 | 77958.3911 | 0 | 358380 | 0 | 0 | 0 | 432407.2009 | 0 | 0 | 0 | 0 | 0 | 0 | 0 | 0 | 0 | 0 | 326208.9732 | 0 | 0 | 0 | 0 | -148983.3894 | 0 | 0 | 0 | 0 | 0 | 0 | 0 | -131438.2195 | 0 | 0 | 0 | 0 | 0 | 0
2016-03-25 11:00 | 0 | 0 | 0 | 0 | 363250.8301 | 0 | 380796 | 0 | 0 | 0 | 283423.8115 | 0 | 0 | 0 | 0 | 0 | 0 | 131438.2195 | 0 | 0 | 0 | 326207.6684 | 0 | 0 | 0 | 0 | -148983.3894 | 0 | 0 | 0 | 0 | 0 | 0 | 0 | 131438.2195 | 0 | 0 | 0 | 0 | 0 | 0
2016-03-25 12:00 | 0 | 0 | 0 | 0 | 116779.147 | 4.2441 | 397205 | 0 | 0 | 0 | 134440.4222 | 0 | 0 | 0 | 0 | 0 | 0 | 0 | 0 | 0 | 0 | 326206.3635 | 0 | 0 | 0 | 0 | -148983.3894 | 0 | 0 | 0 | 0 | 0 | 0 | 0 | -131438.2195 | 0 | 0 | 0 | 0 | 0 | 0
2016-03-25 13:00 | 0 | 0 | 0 | 0 | 330658.822 | 105812.9861 | 410507 | 0 | 0 | 0 | 95631.6255 | 0 | 0 | 0 | 0 | 0 | 0 | 64773.6047 | 0 | 0 | 0 | 326205.0587 | 0 | 0 | 0 | 0 | -38808.7966 | 0 | 0 | 0 | 0 | 0 | 0 | 0 | 64773.6047 | 0 | 0 | 0 | 0 | 0 | 0
2016-03-25 14:00 | 0 | 0 | 0 | 0 | 0 | 503238.7847 | 419029 | 0 | 0 | 0 | 244615.0149 | 0 | 0 | 0 | 0 | 0 | 0 | 0 | 0 | 0 | 0 | 326203.7539 | 0 | 0 | 0 | 0 | 148983.3894 | 0 | 0 | 0 | 0 | 0 | 0 | 0 | -64773.6047 | 0 | 0 | 0 | 0 | 0 | 0
2016-03-25 15:00 | 0 | 0 | 0 | 0 | 0 | 588150.7139 | 420350 | 0 | 0 | 0 | 393598.4043 | 0 | 0 | 0 | 0 | 0 | 0 | 0 | 0 | 0 | 0 | 341256.3086 | 0 | 0 | 0 | 0 | 148983.3894 | 0 | 0 | 0 | 0 | 0 | 0 | 0 | 0 | 0 | 0 | 0 | 18817.3245 | 0 | 0
2016-03-25 16:00 | 0 | 0 | 0 | 0 | 0 | 716662.9334 | 417424 | 0 | 0 | 0 | 542581.7936 | 0 | 0 | 0 | 0 | 0 | 0 | 131438.2195 | 0 | 0 | 0 | 356308.8032 | 0 | 0 | 0 | 0 | 148983.3894 | 0 | 0 | 0 | 0 | 0 | 0 | 0 | 131438.2195 | 0 | 0 | 0 | 18817.3245 | 0 | 0
2016-03-25 17:00 | 0 | 0 | 0 | 0 | 0 | 449513.4943 | 413151 | 0 | 0 | 0 | 691565.183 | 0 | 0 | 0 | 0 | 0 | 0 | 0 | 0 | 0 | 0 | 371361.2376 | 0 | 0 | 0 | 0 | 148983.3894 | 0 | 0 | 0 | 0 | 0 | 0 | 0 | -131438.2195 | 0 | 0 | 0 | 18817.3245 | 0 | 0
2016-03-25 18:00 | 0 | 0 | 0 | 0 | 0 | 708496.9334 | 409258 | 0 | 0 | 0 | 840548.5724 | 0 | 0 | 0 | 0 | 0 | 0 | 131438.2195 | 0 | 0 | 0 | 386413.6117 | 0 | 0 | 0 | 0 | 148983.3894 | 0 | 0 | 0 | 0 | 0 | 0 | 0 | 131438.2195 | 0 | 0 | 0 | 18817.3245 | 0 | 0
2016-03-25 19:00 | 0 | 0 | 0 | 0 | 0 | 704529.9334 | 405291 | 0 | 0 | 0 | 989531.9617 | 0 | 0 | 0 | 0 | 0 | 0 | 262876.439 | 0 | 0 | 0 | 401465.9256 | 0 | 0 | 0 | 0 | 148983.3894 | 0 | 0 | 0 | 0 | 0 | 0 | 0 | 131438.2195 | 0 | 0 | 0 | 18817.3245 | 0 | 0
2016-03-25 20:00 | 0 | 0 | 0 | 0 | 0 | 542749.4051 | 402461 | 0 | 0 | 0 | 1138515.3511 | 0 | 0 | 0 | 0 | 0 | 0 | 235364.1302 | 0 | 0 | 0 | 416518.1794 | 0 | 0 | 0 | 0 | 148983.3894 | 0 | 0 | 0 | 0 | 0 | 0 | 0 | -27512.3088 | 0 | 0 | 0 | 18817.3245 | 0 | 0
2016-03-25 21:00 | 0 | 0 | 0 | 0 | 0 | 700878.9334 | 401640 | 0 | 0 | 0 | 1287498.7405 | 0 | 0 | 0 | 0 | 0 | 0 | 366802.3497 | 0 | 0 | 0 | 431570.3729 | 0 | 0 | 0 | 0 | 148983.3894 | 0 | 0 | 0 | 0 | 0 | 0 | 0 | 131438.2195 | 0 | 0 | 0 | 18817.3245 | 0 | 0
2016-03-25 22:00 | 0 | 0 | 0 | 0 | 0 | 698857.9334 | 399619 | 0 | 0 | 0 | 1436482.1299 | 0 | 0 | 0 | 0 | 0 | 0 | 498240.5693 | 0 | 0 | 0 | 446622.5062 | 0 | 0 | 0 | 0 | 148983.3894 | 0 | 0 | 0 | 0 | 0 | 0 | 0 | 131438.2195 | 0 | 0 | 0 | 18817.3245 | 0 | 0
2016-03-25 23:00 | 0 | 0 | 0 | 0 | 0 | 583946.8715 | 400658 | 0 | 0 | 0 | 1585465.5192 | 0 | 0 | 0 | 0 | 0 | 0 | 513728.7269 | 0 | 0 | 0 | 461674.5793 | 0 | 0 | 0 | 0 | 148983.3894 | 0 | 0 | 0 | 0 | 0 | 0 | 0 | 15488.1577 | 0 | 0 | 0 | 18817.3245 | 0 | 0
2016-03-26 | 0 | 0 | 0 | 0 | 0 | 317703.0468 | 407842 | 0 | 0 | 0 | 1495326.566 | 0 | 0 | 0 | 0 | 0 | 0 | 513728.7269 | 0 | 0 | 0 | 461672.7326 | 0 | 0 | 0 | 0 | -90138.9532 | 0 | 0 | 0 | 0 | 0 | 0 | 0 | 0 | 0 | 0 | 0 | 0 | 0 | 0
2016-03-26 01:00 | 0 | 0 | 0 | 0 | 95664.7244 | 30342.6667 | 406429 | 0 | 0 | 0 | 1346343.1767 | 0 | 0 | 0 | 0 | 0 | 0 | 382290.5074 | 0 | 0 | 0 | 461670.8859 | 0 | 0 | 0 | 0 | -148983.3894 | 0 | 0 | 0 | 0 | 0 | 0 | 0 | -131438.2195 | 0 | 0 | 0 | 0 | 0 | 0
2016-03-26 02:00 | 0 | 0 | 0 | 0 | 115905.3911 | 0 | 396327 | 0 | 0 | 0 | 1197359.7873 | 0 | 0 | 0 | 0 | 0 | 0 | 250852.2879 | 0 | 0 | 0 | 461669.0392 | 0 | 0 | 0 | 0 | -148983.3894 | 0 | 0 | 0 | 0 | 0 | 0 | 0 | -131438.2195 | 0 | 0 | 0 | 0 | 0 | 0
2016-03-26 03:00 | 0 | 0 | 0 | 0 | 101167.3911 | 0 | 381589 | 0 | 0 | 0 | 1048376.3979 | 0 | 0 | 0 | 0 | 0 | 0 | 119414.0684 | 0 | 0 | 0 | 461667.1925 | 0 | 0 | 0 | 0 | -148983.3894 | 0 | 0 | 0 | 0 | 0 | 0 | 0 | -131438.2195 | 0 | 0 | 0 | 0 | 0 | 0
2016-03-26 04:00 | 0 | 0 | 0 | 0 | 347672.8301 | 0 | 365218 | 0 | 0 | 0 | 899393.0086 | 0 | 0 | 0 | 0 | 0 | 0 | 250852.2879 | 0 | 0 | 0 | 461665.3459 | 0 | 0 | 0 | 0 | -148983.3894 | 0 | 0 | 0 | 0 | 0 | 0 | 0 | 131438.2195 | 0 | 0 | 0 | 0 | 0 | 0
2016-03-26 05:00 | 0 | 0 | 0 | 0 | 70269.3911 | 0 | 350691 | 0 | 0 | 0 | 750409.6192 | 0 | 0 | 0 | 0 | 0 | 0 | 119414.0684 | 0 | 0 | 0 | 461663.4992 | 0 | 0 | 0 | 0 | -148983.3894 | 0 | 0 | 0 | 0 | 0 | 0 | 0 | -131438.2195 | 0 | 0 | 0 | 0 | 0 | 0
2016-03-26 06:00 | 0 | 0 | 0 | 0 | 543658.7744 | 0 | 340886 | 0 | 0 | 0 | 821744.1741 | 0 | 0 | 0 | 0 | 0 | 0 | 250852.2879 | 0 | 0 | 0 | 461661.6525 | 0 | 0 | 0 | 0 | 71334.5549 | 0 | 0 | 0 | 0 | 0 | 0 | 0 | 131438.2195 | 0 | 0 | 0 | 0 | 0 | 0
2016-03-26 07:00 | 0 | 0 | 0 | 0 | 53484.3911 | 0 | 333906 | 0 | 0 | 0 | 672760.7847 | 0 | 0 | 0 | 0 | 0 | 0 | 119414.0684 | 0 | 0 | 0 | 461659.8059 | 0 | 0 | 0 | 0 | -148983.3894 | 0 | 0 | 0 | 0 | 0 | 0 | 0 | -131438.2195 | 0 | 0 | 0 | 0 | 0 | 0
2016-03-26 08:00 | 0 | 0 | 0 | 0 | 63213.5422 | 0 | 331611 | 0 | 0 | 0 | 523777.3954 | 0 | 0 | 0 | 0 | 0 | 0 | 0 | 0 | 0 | 0 | 461657.9592 | 0 | 0 | 0 | 0 | -148983.3894 | 0 | 0 | 0 | 0 | 0 | 0 | 0 | -119414.0684 | 0 | 0 | 0 | 0 | 0 | 0
2016-03-26 09:00 | 0 | 0 | 0 | 0 | 476220.4912 | 0 | 334220 | 0 | 0 | 0 | 534339.6671 | 0 | 0 | 0 | 0 | 0 | 0 | 131438.2195 | 0 | 0 | 0 | 461656.1126 | 0 | 0 | 0 | 0 | 10562.2717 | 0 | 0 | 0 | 0 | 0 | 0 | 0 | 131438.2195 | 0 | 0 | 0 | 0 | 0 | 0
2016-03-26 10:00 | 0 | 0 | 0 | 0 | 62002.3911 | 0 | 342424 | 0 | 0 | 0 | 385356.2777 | 0 | 0 | 0 | 0 | 0 | 0 | 0 | 0 | 0 | 0 | 461654.266 | 0 | 0 | 0 | 0 | -148983.3894 | 0 | 0 | 0 | 0 | 0 | 0 | 0 | -131438.2195 | 0 | 0 | 0 | 0 | 0 | 0
2016-03-26 11:00 | 0 | 0 | 0 | 0 | 205680.6106 | 0 | 354664 | 0 | 0 | 0 | 236372.8884 | 0 | 0 | 0 | 0 | 0 | 0 | 0 | 0 | 0 | 0 | 461652.4194 | 0 | 0 | 0 | 0 | -148983.3894 | 0 | 0 | 0 | 0 | 0 | 0 | 0 | 0 | 0 | 0 | 0 | 0 | 0 | 0
2016-03-26 12:00 | 0 | 0 | 0 | 0 | 412944.6125 | 10.6596 | 369423 | 0 | 0 | 0 | 148466.9409 | 0 | 0 | 0 | 0 | 0 | 0 | 131438.2195 | 0 | 0 | 0 | 461650.5728 | 0 | 0 | 0 | 0 | -87905.9474 | 0 | 0 | 0 | 0 | 0 | 0 | 0 | 131438.2195 | 0 | 0 | 0 | 0 | 0 | 0
2016-03-26 13:00 | 0 | 0 | 0 | 0 | 86280.6165 | 97785.9567 | 382245 | 0 | 0 | 0 | 81726.7337 | 0 | 0 | 0 | 0 | 0 | 0 | 0 | 0 | 0 | 0 | 461648.7262 | 0 | 0 | 0 | 0 | -66740.2073 | 0 | 0 | 0 | 0 | 0 | 0 | 0 | -131438.2195 | 0 | 0 | 0 | 0 | 0 | 0
2016-03-26 14:00 | 0 | 0 | 0 | 0 | 63351.6173 | 475318.7721 | 389687 | 0 | 0 | 0 | 230710.123 | 0 | 0 | 0 | 0 | 0 | 0 | 0 | 0 | 0 | 0 | 461646.8796 | 0 | 0 | 0 | 0 | 148983.3894 | 0 | 0 | 0 | 0 | 0 | 0 | 0 | 0 | 0 | 0 | 0 | 0 | 0 | 0
2016-03-26 15:00 | 0 | 0 | 0 | 0 | 0 | 559179.7139 | 391379 | 0 | 0 | 0 | 379693.5124 | 0 | 0 | 0 | 0 | 0 | 0 | 0 | 0 | 0 | 0 | 476698.8926 | 0 | 0 | 0 | 0 | 148983.3894 | 0 | 0 | 0 | 0 | 0 | 0 | 0 | 0 | 0 | 0 | 0 | 18817.3245 | 0 | 0
2016-03-26 16:00 | 0 | 0 | 0 | 0 | 0 | 689032.9334 | 389794 | 0 | 0 | 0 | 528676.9018 | 0 | 0 | 0 | 0 | 0 | 0 | 131438.2195 | 0 | 0 | 0 | 491750.8454 | 0 | 0 | 0 | 0 | 148983.3894 | 0 | 0 | 0 | 0 | 0 | 0 | 0 | 131438.2195 | 0 | 0 | 0 | 18817.3245 | 0 | 0
2016-03-26 17:00 | 0 | 0 | 0 | 0 | 0 | 422043.4943 | 385681 | 0 | 0 | 0 | 677660.2911 | 0 | 0 | 0 | 0 | 0 | 0 | 0 | 0 | 0 | 0 | 506802.7379 | 0 | 0 | 0 | 0 | 148983.3894 | 0 | 0 | 0 | 0 | 0 | 0 | 0 | -131438.2195 | 0 | 0 | 0 | 18817.3245 | 0 | 0
2016-03-26 18:00 | 0 | 0 | 0 | 0 | 0 | 680283.9334 | 381045 | 0 | 0 | 0 | 826643.6805 | 0 | 0 | 0 | 0 | 0 | 0 | 131438.2195 | 0 | 0 | 0 | 521854.5703 | 0 | 0 | 0 | 0 | 148983.3894 | 0 | 0 | 0 | 0 | 0 | 0 | 0 | 131438.2195 | 0 | 0 | 0 | 18817.3245 | 0 | 0
2016-03-26 19:00 | 0 | 0 | 0 | 0 | 0 | 677927.9334 | 378689 | 0 | 0 | 0 | 975627.0699 | 0 | 0 | 0 | 0 | 0 | 0 | 262876.439 | 0 | 0 | 0 | 536906.3425 | 0 | 0 | 0 | 0 | 148983.3894 | 0 | 0 | 0 | 0 | 0 | 0 | 0 | 131438.2195 | 0 | 0 | 0 | 18817.3245 | 0 | 0
2016-03-26 20:00 | 0 | 0 | 0 | 0 | 0 | 499534.1648 | 378613 | 0 | 0 | 0 | 1124610.4593 | 0 | 0 | 0 | 0 | 0 | 0 | 215996.89 | 0 | 0 | 0 | 551958.0544 | 0 | 0 | 0 | 0 | 148983.3894 | 0 | 0 | 0 | 0 | 0 | 0 | 0 | -46879.549 | 0 | 0 | 0 | 18817.3245 | 0 | 0
2016-03-26 21:00 | 0 | 0 | 0 | 0 | 0 | 679253.9334 | 380015 | 0 | 0 | 0 | 1273593.8486 | 0 | 0 | 0 | 0 | 0 | 0 | 347435.1095 | 0 | 0 | 0 | 567009.7062 | 0 | 0 | 0 | 0 | 148983.3894 | 0 | 0 | 0 | 0 | 0 | 0 | 0 | 131438.2195 | 0 | 0 | 0 | 18817.3245 | 0 | 0
2016-03-26 22:00 | 0 | 0 | 0 | 0 | 0 | 681413.9334 | 382175 | 0 | 0 | 0 | 1422577.238 | 0 | 0 | 0 | 0 | 0 | 0 | 478873.329 | 0 | 0 | 0 | 582061.2977 | 0 | 0 | 0 | 0 | 148983.3894 | 0 | 0 | 0 | 0 | 0 | 0 | 0 | 131438.2195 | 0 | 0 | 0 | 18817.3245 | 0 | 0
2016-03-26 23:00 | 0 | 0 | 0 | 0 | 0 | 590058.1118 | 387402 | 0 | 0 | 0 | 1571560.6274 | 0 | 0 | 0 | 0 | 0 | 0 | 513728.7269 | 0 | 0 | 0 | 597112.8291 | 0 | 0 | 0 | 0 | 148983.3894 | 0 | 0 | 0 | 0 | 0 | 0 | 0 | 34855.3979 | 0 | 0 | 0 | 18817.3245 | 0 | 0
2016-03-27 | 0 | 0 | 0 | 0 | 0 | 344171.9283 | 397354 | 0 | 0 | 0 | 1518378.5557 | 0 | 0 | 0 | 0 | 0 | 0 | 513728.7269 | 0 | 0 | 0 | 597110.4406 | 0 | 0 | 0 | 0 | -53182.0717 | 0 | 0 | 0 | 0 | 0 | 0 | 0 | 0 | 0 | 0 | 0 | 0 | 0 | 0
2016-03-27 01:00 | 0 | 0 | 0 | 0 | 85348.6065 | 31983.7846 | 397754 | 0 | 0 | 0 | 1369395.1663 | 0 | 0 | 0 | 0 | 0 | 0 | 382290.5074 | 0 | 0 | 0 | 597108.0522 | 0 | 0 | 0 | 0 | -148983.3894 | 0 | 0 | 0 | 0 | 0 | 0 | 0 | -131438.2195 | 0 | 0 | 0 | 0 | 0 | 0
2016-03-27 02:00 | 0 | 0 | 0 | 0 | 108796.3911 | 0 | 389218 | 0 | 0 | 0 | 1220411.777 | 0 | 0 | 0 | 0 | 0 | 0 | 250852.2879 | 0 | 0 | 0 | 597105.6638 | 0 | 0 | 0 | 0 | -148983.3894 | 0 | 0 | 0 | 0 | 0 | 0 | 0 | -131438.2195 | 0 | 0 | 0 | 0 | 0 | 0
2016-03-27 03:00 | 0 | 0 | 0 | 0 | 453636.6164 | 0 | 375683 | 0 | 0 | 0 | 1166927.1739 | 0 | 0 | 0 | 0 | 0 | 0 | 382290.5074 | 0 | 0 | 0 | 597103.2753 | 0 | 0 | 0 | 0 | -53484.6031 | 0 | 0 | 0 | 0 | 0 | 0 | 0 | 131438.2195 | 0 | 0 | 0 | 0 | 0 | 0
2016-03-27 04:00 | 0 | 0 | 0 | 0 | 78781.3911 | 0 | 359203 | 0 | 0 | 0 | 1017943.7845 | 0 | 0 | 0 | 0 | 0 | 0 | 250852.2879 | 0 | 0 | 0 | 597100.8869 | 0 | 0 | 0 | 0 | -148983.3894 | 0 | 0 | 0 | 0 | 0 | 0 | 0 | -131438.2195 | 0 | 0 | 0 | 0 | 0 | 0
2016-03-27 05:00 | 0 | 0 | 0 | 0 | 62751.3911 | 0 | 343173 | 0 | 0 | 0 | 868960.3951 | 0 | 0 | 0 | 0 | 0 | 0 | 119414.0684 | 0 | 0 | 0 | 597098.4985 | 0 | 0 | 0 | 0 | -148983.3894 | 0 | 0 | 0 | 0 | 0 | 0 | 0 | -131438.2195 | 0 | 0 | 0 | 0 | 0 | 0
2016-03-27 06:00 | 0 | 0 | 0 | 0 | 493459.3136 | 0 | 331201 | 0 | 0 | 0 | 899780.4892 | 0 | 0 | 0 | 0 | 0 | 0 | 250852.2879 | 0 | 0 | 0 | 597096.1101 | 0 | 0 | 0 | 0 | 30820.0941 | 0 | 0 | 0 | 0 | 0 | 0 | 0 | 131438.2195 | 0 | 0 | 0 | 0 | 0 | 0
2016-03-27 07:00 | 0 | 0 | 0 | 0 | 43155.3911 | 0 | 323577 | 0 | 0 | 0 | 750797.0998 | 0 | 0 | 0 | 0 | 0 | 0 | 119414.0684 | 0 | 0 | 0 | 597093.7217 | 0 | 0 | 0 | 0 | -148983.3894 | 0 | 0 | 0 | 0 | 0 | 0 | 0 | -131438.2195 | 0 | 0 | 0 | 0 | 0 | 0
2016-03-27 08:00 | 0 | 0 | 0 | 0 | 51608.5422 | 0 | 320006 | 0 | 0 | 0 | 601813.7105 | 0 | 0 | 0 | 0 | 0 | 0 | 0 | 0 | 0 | 0 | 597091.3334 | 0 | 0 | 0 | 0 | -148983.3894 | 0 | 0 | 0 | 0 | 0 | 0 | 0 | -119414.0684 | 0 | 0 | 0 | 0 | 0 | 0
2016-03-27 09:00 | 0 | 0 | 0 | 0 | 303456.8301 | 0 | 321002 | 0 | 0 | 0 | 452830.3211 | 0 | 0 | 0 | 0 | 0 | 0 | 131438.2195 | 0 | 0 | 0 | 597088.945 | 0 | 0 | 0 | 0 | -148983.3894 | 0 | 0 | 0 | 0 | 0 | 0 | 0 | 131438.2195 | 0 | 0 | 0 | 0 | 0 | 0
2016-03-27 10:00 | 0 | 0 | 0 | 0 | 46273.3911 | 0 | 326695 | 0 | 0 | 0 | 303846.9317 | 0 | 0 | 0 | 0 | 0 | 0 | 0 | 0 | 0 | 0 | 597086.5566 | 0 | 0 | 0 | 0 | -148983.3894 | 0 | 0 | 0 | 0 | 0 | 0 | 0 | -131438.2195 | 0 | 0 | 0 | 0 | 0 | 0
2016-03-27 11:00 | 0 | 0 | 0 | 0 | 489679.5003 | 0 | 335550 | 0 | 0 | 0 | 326538.2125 | 0 | 0 | 0 | 0 | 0 | 0 | 131438.2195 | 0 | 0 | 0 | 597084.1683 | 0 | 0 | 0 | 0 | 22691.2808 | 0 | 0 | 0 | 0 | 0 | 0 | 0 | 131438.2195 | 0 | 0 | 0 | 0 | 0 | 0
2016-03-27 12:00 | 0 | 0 | 0 | 0 | 69597.046 | 19.3451 | 350038 | 0 | 0 | 0 | 177554.8231 | 0 | 0 | 0 | 0 | 0 | 0 | 0 | 0 | 0 | 0 | 597081.78 | 0 | 0 | 0 | 0 | -148983.3894 | 0 | 0 | 0 | 0 | 0 | 0 | 0 | -131438.2195 | 0 | 0 | 0 | 0 | 0 | 0
2016-03-27 13:00 | 0 | 0 | 0 | 0 | 298903.5062 | 171940.5007 | 364893 | 0 | 0 | 0 | 283505.83 | 0 | 0 | 0 | 0 | 0 | 0 | 0 | 0 | 0 | 0 | 597079.3916 | 0 | 0 | 0 | 0 | 105951.0069 | 0 | 0 | 0 | 0 | 0 | 0 | 0 | 0 | 0 | 0 | 0 | 0 | 0 | 0
2016-03-27 14:00 | 0 | 0 | 0 | 0 | 0 | 526815.8929 | 373526 | 0 | 0 | 0 | 432489.2194 | 0 | 0 | 0 | 0 | 0 | 0 | 0 | 0 | 0 | 0 | 600522.2061 | 0 | 0 | 0 | 0 | 148983.3894 | 0 | 0 | 0 | 0 | 0 | 0 | 0 | 0 | 0 | 0 | 0 | 4306.5035 | 0 | 0
2016-03-27 15:00 | 0 | 0 | 0 | 0 | 0 | 543918.7139 | 376118 | 0 | 0 | 0 | 581472.6087 | 0 | 0 | 0 | 0 | 0 | 0 | 0 | 0 | 0 | 0 | 615573.6636 | 0 | 0 | 0 | 0 | 148983.3894 | 0 | 0 | 0 | 0 | 0 | 0 | 0 | 0 | 0 | 0 | 0 | 18817.3245 | 0 | 0
2016-03-27 16:00 | 0 | 0 | 0 | 0 | 0 | 675934.9334 | 376696 | 0 | 0 | 0 | 730455.9981 | 0 | 0 | 0 | 0 | 0 | 0 | 131438.2195 | 0 | 0 | 0 | 630625.0609 | 0 | 0 | 0 | 0 | 148983.3894 | 0 | 0 | 0 | 0 | 0 | 0 | 0 | 131438.2195 | 0 | 0 | 0 | 18817.3245 | 0 | 0
2016-03-27 17:00 | 0 | 0 | 0 | 0 | 0 | 410412.4943 | 374050 | 0 | 0 | 0 | 879439.3875 | 0 | 0 | 0 | 0 | 0 | 0 | 0 | 0 | 0 | 0 | 645676.398 | 0 | 0 | 0 | 0 | 148983.3894 | 0 | 0 | 0 | 0 | 0 | 0 | 0 | -131438.2195 | 0 | 0 | 0 | 18817.3245 | 0 | 0
2016-03-27 18:00 | 0 | 0 | 0 | 0 | 0 | 668662.9334 | 369424 | 0 | 0 | 0 | 1028422.7768 | 0 | 0 | 0 | 0 | 0 | 0 | 131438.2195 | 0 | 0 | 0 | 660727.6749 | 0 | 0 | 0 | 0 | 148983.3894 | 0 | 0 | 0 | 0 | 0 | 0 | 0 | 131438.2195 | 0 | 0 | 0 | 18817.3245 | 0 | 0
2016-03-27 19:00 | 0 | 0 | 0 | 0 | 0 | 665831.9334 | 366593 | 0 | 0 | 0 | 1177406.1662 | 0 | 0 | 0 | 0 | 0 | 0 | 262876.439 | 0 | 0 | 0 | 675778.8916 | 0 | 0 | 0 | 0 | 148983.3894 | 0 | 0 | 0 | 0 | 0 | 0 | 0 | 131438.2195 | 0 | 0 | 0 | 18817.3245 | 0 | 0
2016-03-27 20:00 | 0 | 0 | 0 | 0 | 0 | 447122.6305 | 365917 | 0 | 0 | 0 | 1326389.5556 | 0 | 0 | 0 | 0 | 0 | 0 | 176281.3557 | 0 | 0 | 0 | 690830.048 | 0 | 0 | 0 | 0 | 148983.3894 | 0 | 0 | 0 | 0 | 0 | 0 | 0 | -86595.0834 | 0 | 0 | 0 | 18817.3245 | 0 | 0
2016-03-27 21:00 | 0 | 0 | 0 | 0 | 0 | 665432.9334 | 366194 | 0 | 0 | 0 | 1475372.9449 | 0 | 0 | 0 | 0 | 0 | 0 | 307719.5752 | 0 | 0 | 0 | 705881.1443 | 0 | 0 | 0 | 0 | 148983.3894 | 0 | 0 | 0 | 0 | 0 | 0 | 0 | 131438.2195 | 0 | 0 | 0 | 18817.3245 | 0 | 0
2016-03-27 22:00 | 0 | 0 | 0 | 0 | 0 | 668976.9334 | 369738 | 0 | 0 | 0 | 1624356.3343 | 0 | 0 | 0 | 0 | 0 | 0 | 439157.7947 | 0 | 0 | 0 | 720932.1804 | 0 | 0 | 0 | 0 | 148983.3894 | 0 | 0 | 0 | 0 | 0 | 0 | 0 | 131438.2195 | 0 | 0 | 0 | 18817.3245 | 0 | 0
2016-03-27 23:00 | 0 | 0 | 0 | 0 | 0 | 620920.6461 | 378549 | 0 | 0 | 0 | 1773339.7237 | 0 | 0 | 0 | 0 | 0 | 0 | 513728.7269 | 0 | 0 | 0 | 735983.1562 | 0 | 0 | 0 | 0 | 148983.3894 | 0 | 0 | 0 | 0 | 0 | 0 | 0 | 74570.9323 | 0 | 0 | 0 | 18817.3245 | 0 | 0
2016-03-28 | 0 | 0 | 0 | 0 | 0 | 328604.2573 | 389831 | 0 | 0 | 0 | 1712112.981 | 0 | 0 | 0 | 0 | 0 | 0 | 513728.7269 | 0 | 0 | 0 | 735980.2123 | 0 | 0 | 0 | 0 | -61226.7427 | 0 | 0 | 0 | 0 | 0 | 0 | 0 | 0 | 0 | 0 | 0 | 0 | 0 | 0
2016-03-28 01:00 | 0 | 0 | 0 | 0 | 84452.7081 | 26937.683 | 391812 | 0 | 0 | 0 | 1563129.5916 | 0 | 0 | 0 | 0 | 0 | 0 | 382290.5074 | 0 | 0 | 0 | 735977.2684 | 0 | 0 | 0 | 0 | -148983.3894 | 0 | 0 | 0 | 0 | 0 | 0 | 0 | -131438.2195 | 0 | 0 | 0 | 0 | 0 | 0
2016-03-28 02:00 | 0 | 0 | 0 | 0 | 102508.3911 | 0 | 382930 | 0 | 0 | 0 | 1414146.2023 | 0 | 0 | 0 | 0 | 0 | 0 | 250852.2879 | 0 | 0 | 0 | 735974.3244 | 0 | 0 | 0 | 0 | -148983.3894 | 0 | 0 | 0 | 0 | 0 | 0 | 0 | -131438.2195 | 0 | 0 | 0 | 0 | 0 | 0
2016-03-28 03:00 | 0 | 0 | 0 | 0 | 87643.3911 | 0 | 368065 | 0 | 0 | 0 | 1265162.8129 | 0 | 0 | 0 | 0 | 0 | 0 | 119414.0684 | 0 | 0 | 0 | 735971.3806 | 0 | 0 | 0 | 0 | -148983.3894 | 0 | 0 | 0 | 0 | 0 | 0 | 0 | -131438.2195 | 0 | 0 | 0 | 0 | 0 | 0
2016-03-28 04:00 | 0 | 0 | 0 | 0 | 332939.8301 | 0 | 350485 | 0 | 0 | 0 | 1116179.4235 | 0 | 0 | 0 | 0 | 0 | 0 | 250852.2879 | 0 | 0 | 0 | 735968.4367 | 0 | 0 | 0 | 0 | -148983.3894 | 0 | 0 | 0 | 0 | 0 | 0 | 0 | 131438.2195 | 0 | 0 | 0 | 0 | 0 | 0
2016-03-28 05:00 | 0 | 0 | 0 | 0 | 56655.3911 | 0 | 337077 | 0 | 0 | 0 | 967196.0342 | 0 | 0 | 0 | 0 | 0 | 0 | 119414.0684 | 0 | 0 | 0 | 735965.4928 | 0 | 0 | 0 | 0 | -148983.3894 | 0 | 0 | 0 | 0 | 0 | 0 | 0 | -131438.2195 | 0 | 0 | 0 | 0 | 0 | 0
2016-03-28 06:00 | 0 | 0 | 0 | 0 | 608594.6089 | 0 | 328173 | 0 | 0 | 0 | 1116179.4235 | 0 | 0 | 0 | 0 | 0 | 0 | 250852.2879 | 0 | 0 | 0 | 735962.5489 | 0 | 0 | 0 | 0 | 148983.3894 | 0 | 0 | 0 | 0 | 0 | 0 | 0 | 131438.2195 | 0 | 0 | 0 | 0 | 0 | 0
2016-03-28 07:00 | 0 | 0 | 0 | 0 | 42879.3911 | 0 | 323301 | 0 | 0 | 0 | 967196.0342 | 0 | 0 | 0 | 0 | 0 | 0 | 119414.0684 | 0 | 0 | 0 | 735959.6051 | 0 | 0 | 0 | 0 | -148983.3894 | 0 | 0 | 0 | 0 | 0 | 0 | 0 | -131438.2195 | 0 | 0 | 0 | 0 | 0 | 0
2016-03-28 08:00 | 0 | 0 | 0 | 0 | 56093.5422 | 0 | 324491 | 0 | 0 | 0 | 818212.6448 | 0 | 0 | 0 | 0 | 0 | 0 | 0 | 0 | 0 | 0 | 735956.6612 | 0 | 0 | 0 | 0 | -148983.3894 | 0 | 0 | 0 | 0 | 0 | 0 | 0 | -119414.0684 | 0 | 0 | 0 | 0 | 0 | 0
2016-03-28 09:00 | 0 | 0 | 0 | 0 | 319478.8301 | 0 | 337024 | 0 | 0 | 0 | 669229.2554 | 0 | 0 | 0 | 0 | 0 | 0 | 131438.2195 | 0 | 0 | 0 | 735953.7174 | 0 | 0 | 0 | 0 | -148983.3894 | 0 | 0 | 0 | 0 | 0 | 0 | 0 | 131438.2195 | 0 | 0 | 0 | 0 | 0 | 0
2016-03-28 10:00 | 0 | 0 | 0 | 0 | 82921.3911 | 0 | 363343 | 0 | 0 | 0 | 520245.866 | 0 | 0 | 0 | 0 | 0 | 0 | 0 | 0 | 0 | 0 | 735950.7736 | 0 | 0 | 0 | 0 | -148983.3894 | 0 | 0 | 0 | 0 | 0 | 0 | 0 | -131438.2195 | 0 | 0 | 0 | 0 | 0 | 0
2016-03-28 11:00 | 0 | 0 | 0 | 0 | 545062.7468 | 0 | 392770 | 0 | 0 | 0 | 541100.3933 | 0 | 0 | 0 | 0 | 0 | 0 | 131438.2195 | 0 | 0 | 0 | 735947.8298 | 0 | 0 | 0 | 0 | 20854.5272 | 0 | 0 | 0 | 0 | 0 | 0 | 0 | 131438.2195 | 0 | 0 | 0 | 0 | 0 | 0
2016-03-28 12:00 | 0 | 0 | 0 | 0 | 130434.958 | 35.4332 | 410892 | 0 | 0 | 0 | 392117.0039 | 0 | 0 | 0 | 0 | 0 | 0 | 0 | 0 | 0 | 0 | 735944.886 | 0 | 0 | 0 | 0 | -148983.3894 | 0 | 0 | 0 | 0 | 0 | 0 | 0 | -131438.2195 | 0 | 0 | 0 | 0 | 0 | 0
2016-03-28 13:00 | 0 | 0 | 0 | 0 | 288274.3698 | 157266.0622 | 421543 | 0 | 0 | 0 | 416114.4359 | 0 | 0 | 0 | 0 | 0 | 0 | 0 | 0 | 0 | 0 | 735941.9422 | 0 | 0 | 0 | 0 | 23997.4319 | 0 | 0 | 0 | 0 | 0 | 0 | 0 | 0 | 0 | 0 | 0 | 0 | 0 | 0
2016-03-28 14:00 | 0 | 0 | 0 | 0 | 133298.4076 | 445285.9817 | 429601 | 0 | 0 | 0 | 565097.8252 | 0 | 0 | 0 | 0 | 0 | 0 | 0 | 0 | 0 | 0 | 735938.9985 | 0 | 0 | 0 | 0 | 148983.3894 | 0 | 0 | 0 | 0 | 0 | 0 | 0 | 0 | 0 | 0 | 0 | 0 | 0 | 0
2016-03-28 15:00 | 0 | 0 | 0 | 0 | 0 | 621286.2788 | 432761 | 0 | 0 | 0 | 714081.2146 | 0 | 0 | 0 | 0 | 0 | 0 | 39541.8895 | 0 | 0 | 0 | 735936.0547 | 0 | 0 | 0 | 0 | 148983.3894 | 0 | 0 | 0 | 0 | 0 | 0 | 0 | 39541.8895 | 0 | 0 | 0 | 0 | 0 | 0
2016-03-28 16:00 | 0 | 0 | 0 | 0 | 0 | 670179.7334 | 432650 | 0 | 0 | 0 | 863064.604 | 0 | 0 | 0 | 0 | 0 | 0 | 128088.2335 | 0 | 0 | 0 | 735933.111 | 0 | 0 | 0 | 0 | 148983.3894 | 0 | 0 | 0 | 0 | 0 | 0 | 0 | 88546.344 | 0 | 0 | 0 | 0 | 0 | 0
2016-03-28 17:00 | 0 | 0 | 0 | 0 | 0 | 683092.0848 | 432249 | 0 | 0 | 0 | 1012047.9933 | 0 | 0 | 0 | 0 | 0 | 0 | 229947.9289 | 0 | 0 | 0 | 735930.1672 | 0 | 0 | 0 | 0 | 148983.3894 | 0 | 0 | 0 | 0 | 0 | 0 | 0 | 101859.6954 | 0 | 0 | 0 | 0 | 0 | 0
2016-03-28 18:00 | 0 | 0 | 0 | 0 | 0 | 679499.8797 | 431364 | 0 | 0 | 0 | 1161031.3827 | 0 | 0 | 0 | 0 | 0 | 0 | 329100.4192 | 0 | 0 | 0 | 735927.2235 | 0 | 0 | 0 | 0 | 148983.3894 | 0 | 0 | 0 | 0 | 0 | 0 | 0 | 99152.4904 | 0 | 0 | 0 | 0 | 0 | 0
2016-03-28 19:00 | 0 | 0 | 0 | 0 | 0 | 667692.9483 | 429831 | 0 | 0 | 0 | 1310014.7721 | 0 | 0 | 0 | 0 | 0 | 0 | 417978.9781 | 0 | 0 | 0 | 735924.2798 | 0 | 0 | 0 | 0 | 148983.3894 | 0 | 0 | 0 | 0 | 0 | 0 | 0 | 88878.5589 | 0 | 0 | 0 | 0 | 0 | 0
2016-03-28 20:00 | 0 | 0 | 0 | 0 | 0 | 653935.0788 | 428490 | 0 | 0 | 0 | 1458998.1614 | 0 | 0 | 0 | 0 | 0 | 0 | 485966.8903 | 0 | 0 | 0 | 742700.3579 | 0 | 0 | 0 | 0 | 148983.3894 | 0 | 0 | 0 | 0 | 0 | 0 | 0 | 67987.9122 | 0 | 0 | 0 | 8473.7772 | 0 | 0
2016-03-28 21:00 | 0 | 0 | 0 | 0 | 0 | 624778.5505 | 429216 | 0 | 0 | 0 | 1607981.5508 | 0 | 0 | 0 | 0 | 0 | 0 | 513728.7269 | 0 | 0 | 0 | 757751.2467 | 0 | 0 | 0 | 0 | 148983.3894 | 0 | 0 | 0 | 0 | 0 | 0 | 0 | 27761.8366 | 0 | 0 | 0 | 18817.3245 | 0 | 0
2016-03-28 22:00 | 0 | 0 | 0 | 0 | 0 | 568726.6212 | 428639 | 0 | 0 | 0 | 1748069.172 | 0 | 0 | 0 | 0 | 0 | 0 | 513728.7269 | 0 | 0 | 0 | 757748.2157 | 0 | 0 | 0 | 0 | 140087.6212 | 0 | 0 | 0 | 0 | 0 | 0 | 0 | 0 | 0 | 0 | 0 | 0 | 0 | 0
2016-03-28 23:00 | 0 | 0 | 0 | 0 | 0 | 446563.3985 | 430926 | 0 | 0 | 0 | 1763706.5705 | 0 | 0 | 0 | 0 | 0 | 0 | 513728.7269 | 0 | 0 | 0 | 757745.1847 | 0 | 0 | 0 | 0 | 15637.3985 | 0 | 0 | 0 | 0 | 0 | 0 | 0 | 0 | 0 | 0 | 0 | 0 | 0 | 0
2016-03-29 | 0 | 0 | 0 | 0 | 0 | 218738.5851 | 437328 | 0 | 0 | 0 | 1676555.3752 | 0 | 0 | 0 | 0 | 0 | 0 | 382290.5074 | 0 | 0 | 0 | 757742.1537 | 0 | 0 | 0 | 0 | -87151.1954 | 0 | 0 | 0 | 0 | 0 | 0 | 0 | -131438.2195 | 0 | 0 | 0 | 0 | 0 | 0
2016-03-29 01:00 | 0 | 0 | 0 | 0 | 128219.331 | 25265.0601 | 433906 | 0 | 0 | 0 | 1527571.9858 | 0 | 0 | 0 | 0 | 0 | 0 | 250852.2879 | 0 | 0 | 0 | 757739.1227 | 0 | 0 | 0 | 0 | -148983.3894 | 0 | 0 | 0 | 0 | 0 | 0 | 0 | -131438.2195 | 0 | 0 | 0 | 0 | 0 | 0
2016-03-29 02:00 | 0 | 0 | 0 | 0 | 149422.5422 | 0 | 417820 | 0 | 0 | 0 | 1378588.5964 | 0 | 0 | 0 | 0 | 0 | 0 | 131438.2195 | 0 | 0 | 0 | 757736.0918 | 0 | 0 | 0 | 0 | -148983.3894 | 0 | 0 | 0 | 0 | 0 | 0 | 0 | -119414.0684 | 0 | 0 | 0 | 0 | 0 | 0
2016-03-29 03:00 | 0 | 0 | 0 | 0 | 379364.8301 | 0 | 396910 | 0 | 0 | 0 | 1229605.207 | 0 | 0 | 0 | 0 | 0 | 0 | 262876.439 | 0 | 0 | 0 | 757733.0608 | 0 | 0 | 0 | 0 | -148983.3894 | 0 | 0 | 0 | 0 | 0 | 0 | 0 | 131438.2195 | 0 | 0 | 0 | 0 | 0 | 0
2016-03-29 04:00 | 0 | 0 | 0 | 0 | 94647.3911 | 0 | 375069 | 0 | 0 | 0 | 1080621.8177 | 0 | 0 | 0 | 0 | 0 | 0 | 131438.2195 | 0 | 0 | 0 | 757730.0299 | 0 | 0 | 0 | 0 | -148983.3894 | 0 | 0 | 0 | 0 | 0 | 0 | 0 | -131438.2195 | 0 | 0 | 0 | 0 | 0 | 0
2016-03-29 05:00 | 0 | 0 | 0 | 0 | 376551.1699 | 0 | 359006 | 0 | 0 | 0 | 1229605.207 | 0 | 0 | 0 | 0 | 0 | 0 | 0 | 0 | 0 | 0 | 757726.999 | 0 | 0 | 0 | 0 | 148983.3894 | 0 | 0 | 0 | 0 | 0 | 0 | 0 | -131438.2195 | 0 | 0 | 0 | 0 | 0 | 0
2016-03-29 06:00 | 0 | 0 | 0 | 0 | 330530.8301 | 0 | 348076 | 0 | 0 | 0 | 1080621.8177 | 0 | 0 | 0 | 0 | 0 | 0 | 131438.2195 | 0 | 0 | 0 | 757723.9681 | 0 | 0 | 0 | 0 | -148983.3894 | 0 | 0 | 0 | 0 | 0 | 0 | 0 | 131438.2195 | 0 | 0 | 0 | 0 | 0 | 0
2016-03-29 07:00 | 0 | 0 | 0 | 0 | 62087.3911 | 0 | 342509 | 0 | 0 | 0 | 931638.4283 | 0 | 0 | 0 | 0 | 0 | 0 | 0 | 0 | 0 | 0 | 757720.9372 | 0 | 0 | 0 | 0 | -148983.3894 | 0 | 0 | 0 | 0 | 0 | 0 | 0 | -131438.2195 | 0 | 0 | 0 | 0 | 0 | 0
2016-03-29 08:00 | 0 | 0 | 0 | 0 | 324950.8301 | 0 | 342496 | 0 | 0 | 0 | 782655.0389 | 0 | 0 | 0 | 0 | 0 | 0 | 131438.2195 | 0 | 0 | 0 | 757717.9063 | 0 | 0 | 0 | 0 | -148983.3894 | 0 | 0 | 0 | 0 | 0 | 0 | 0 | 131438.2195 | 0 | 0 | 0 | 0 | 0 | 0
2016-03-29 09:00 | 0 | 0 | 0 | 0 | 73172.3911 | 0 | 353594 | 0 | 0 | 0 | 633671.6496 | 0 | 0 | 0 | 0 | 0 | 0 | 0 | 0 | 0 | 0 | 757714.8754 | 0 | 0 | 0 | 0 | -148983.3894 | 0 | 0 | 0 | 0 | 0 | 0 | 0 | -131438.2195 | 0 | 0 | 0 | 0 | 0 | 0
2016-03-29 10:00 | 0 | 0 | 0 | 0 | 363511.8301 | 0 | 381057 | 0 | 0 | 0 | 484688.2602 | 0 | 0 | 0 | 0 | 0 | 0 | 131438.2195 | 0 | 0 | 0 | 757711.8446 | 0 | 0 | 0 | 0 | -148983.3894 | 0 | 0 | 0 | 0 | 0 | 0 | 0 | 131438.2195 | 0 | 0 | 0 | 0 | 0 | 0
2016-03-29 11:00 | 0 | 0 | 0 | 0 | 128594.3911 | 0 | 409016 | 0 | 0 | 0 | 335704.8708 | 0 | 0 | 0 | 0 | 0 | 0 | 0 | 0 | 0 | 0 | 757708.8137 | 0 | 0 | 0 | 0 | -148983.3894 | 0 | 0 | 0 | 0 | 0 | 0 | 0 | -131438.2195 | 0 | 0 | 0 | 0 | 0 | 0
2016-03-29 12:00 | 0 | 0 | 0 | 0 | 570235.8989 | 23.4905 | 421276 | 0 | 0 | 0 | 484688.2602 | 0 | 0 | 0 | 0 | 0 | 0 | 0 | 0 | 0 | 0 | 757705.7829 | 0 | 0 | 0 | 0 | 148983.3894 | 0 | 0 | 0 | 0 | 0 | 0 | 0 | 0 | 0 | 0 | 0 | 0 | 0 | 0
2016-03-29 13:00 | 0 | 0 | 0 | 0 | 163216.932 | 113915.6786 | 426116 | 0 | 0 | 0 | 335704.8708 | 0 | 0 | 0 | 0 | 0 | 0 | 0 | 0 | 0 | 0 | 757702.7521 | 0 | 0 | 0 | 0 | -148983.3894 | 0 | 0 | 0 | 0 | 0 | 0 | 0 | 0 | 0 | 0 | 0 | 0 | 0 | 0
2016-03-29 14:00 | 0 | 0 | 0 | 0 | 0 | 415999.169 | 430112 | 0 | 0 | 0 | 321592.0398 | 0 | 0 | 0 | 0 | 0 | 0 | 0 | 0 | 0 | 0 | 757699.7212 | 0 | 0 | 0 | 0 | -14112.831 | 0 | 0 | 0 | 0 | 0 | 0 | 0 | 0 | 0 | 0 | 0 | 0 | 0 | 0
2016-03-29 15:00 | 0 | 0 | 0 | 0 | 0 | 597682.7139 | 429882 | 0 | 0 | 0 | 470575.4292 | 0 | 0 | 0 | 0 | 0 | 0 | 0 | 0 | 0 | 0 | 772750.55 | 0 | 0 | 0 | 0 | 148983.3894 | 0 | 0 | 0 | 0 | 0 | 0 | 0 | 0 | 0 | 0 | 0 | 18817.3245 | 0 | 0
2016-03-29 16:00 | 0 | 0 | 0 | 0 | 0 | 682791.0263 | 426445 | 0 | 0 | 0 | 619558.8185 | 0 | 0 | 0 | 0 | 0 | 0 | 88545.3124 | 0 | 0 | 0 | 787801.3186 | 0 | 0 | 0 | 0 | 148983.3894 | 0 | 0 | 0 | 0 | 0 | 0 | 0 | 88545.3124 | 0 | 0 | 0 | 18817.3245 | 0 | 0
2016-03-29 17:00 | 0 | 0 | 0 | 0 | 0 | 696922.7807 | 423530 | 0 | 0 | 0 | 768542.2079 | 0 | 0 | 0 | 0 | 0 | 0 | 194137.3793 | 0 | 0 | 0 | 802852.027 | 0 | 0 | 0 | 0 | 148983.3894 | 0 | 0 | 0 | 0 | 0 | 0 | 0 | 105592.0669 | 0 | 0 | 0 | 18817.3245 | 0 | 0
2016-03-29 18:00 | 0 | 0 | 0 | 0 | 0 | 689119.9811 | 419707 | 0 | 0 | 0 | 917525.5973 | 0 | 0 | 0 | 0 | 0 | 0 | 295749.6465 | 0 | 0 | 0 | 817902.6752 | 0 | 0 | 0 | 0 | 148983.3894 | 0 | 0 | 0 | 0 | 0 | 0 | 0 | 101612.2672 | 0 | 0 | 0 | 18817.3245 | 0 | 0
2016-03-29 19:00 | 0 | 0 | 0 | 0 | 0 | 671406.602 | 414668 | 0 | 0 | 0 | 1066508.9867 | 0 | 0 | 0 | 0 | 0 | 0 | 384687.5347 | 0 | 0 | 0 | 832953.2632 | 0 | 0 | 0 | 0 | 148983.3894 | 0 | 0 | 0 | 0 | 0 | 0 | 0 | 88937.8882 | 0 | 0 | 0 | 18817.3245 | 0 | 0
2016-03-29 20:00 | 0 | 0 | 0 | 0 | 0 | 660345.2476 | 411618 | 0 | 0 | 0 | 1215492.376 | 0 | 0 | 0 | 0 | 0 | 0 | 465614.0685 | 0 | 0 | 0 | 848003.7909 | 0 | 0 | 0 | 0 | 148983.3894 | 0 | 0 | 0 | 0 | 0 | 0 | 0 | 80926.5337 | 0 | 0 | 0 | 18817.3245 | 0 | 0
2016-03-29 21:00 | 0 | 0 | 0 | 0 | 0 | 626893.3723 | 410978 | 0 | 0 | 0 | 1364475.7654 | 0 | 0 | 0 | 0 | 0 | 0 | 513728.7269 | 0 | 0 | 0 | 863054.2585 | 0 | 0 | 0 | 0 | 148983.3894 | 0 | 0 | 0 | 0 | 0 | 0 | 0 | 48114.6585 | 0 | 0 | 0 | 18817.3245 | 0 | 0
2016-03-29 22:00 | 0 | 0 | 0 | 0 | 0 | 547047.3565 | 411659 | 0 | 0 | 0 | 1513459.1548 | 0 | 0 | 0 | 0 | 0 | 0 | 500133.6941 | 0 | 0 | 0 | 863050.8063 | 0 | 0 | 0 | 0 | 148983.3894 | 0 | 0 | 0 | 0 | 0 | 0 | 0 | -13595.0328 | 0 | 0 | 0 | 0 | 0 | 0
2016-03-29 23:00 | 0 | 0 | 0 | 0 | 0 | 398447.5834 | 416763 | 0 | 0 | 0 | 1481548.7054 | 0 | 0 | 0 | 0 | 0 | 0 | 513728.7269 | 0 | 0 | 0 | 863047.3541 | 0 | 0 | 0 | 0 | -31910.4494 | 0 | 0 | 0 | 0 | 0 | 0 | 0 | 13595.0328 | 0 | 0 | 0 | 0 | 0 | 0
2016-03-30 | 0 | 0 | 0 | 0 | 0 | 213320.688 | 428876 | 0 | 0 | 0 | 1397431.6128 | 0 | 0 | 0 | 0 | 0 | 0 | 382290.5074 | 0 | 0 | 0 | 863043.9019 | 0 | 0 | 0 | 0 | -84117.0925 | 0 | 0 | 0 | 0 | 0 | 0 | 0 | -131438.2195 | 0 | 0 | 0 | 0 | 0 | 0
2016-03-30 01:00 | 0 | 0 | 0 | 0 | 118618.9649 | 27828.4263 | 426869 | 0 | 0 | 0 | 1248448.2234 | 0 | 0 | 0 | 0 | 0 | 0 | 250852.2879 | 0 | 0 | 0 | 863040.4497 | 0 | 0 | 0 | 0 | -148983.3894 | 0 | 0 | 0 | 0 | 0 | 0 | 0 | -131438.2195 | 0 | 0 | 0 | 0 | 0 | 0
2016-03-30 02:00 | 0 | 0 | 0 | 0 | 130807.3911 | 0 | 411229 | 0 | 0 | 0 | 1099464.8341 | 0 | 0 | 0 | 0 | 0 | 0 | 119414.0684 | 0 | 0 | 0 | 863036.9975 | 0 | 0 | 0 | 0 | -148983.3894 | 0 | 0 | 0 | 0 | 0 | 0 | 0 | -131438.2195 | 0 | 0 | 0 | 0 | 0 | 0
2016-03-30 03:00 | 0 | 0 | 0 | 0 | 374397.8301 | 0 | 391943 | 0 | 0 | 0 | 950481.4447 | 0 | 0 | 0 | 0 | 0 | 0 | 250852.2879 | 0 | 0 | 0 | 863033.5454 | 0 | 0 | 0 | 0 | -148983.3894 | 0 | 0 | 0 | 0 | 0 | 0 | 0 | 131438.2195 | 0 | 0 | 0 | 0 | 0 | 0
2016-03-30 04:00 | 0 | 0 | 0 | 0 | 92877.3911 | 0 | 373299 | 0 | 0 | 0 | 801498.0553 | 0 | 0 | 0 | 0 | 0 | 0 | 119414.0684 | 0 | 0 | 0 | 863030.0933 | 0 | 0 | 0 | 0 | -148983.3894 | 0 | 0 | 0 | 0 | 0 | 0 | 0 | -131438.2195 | 0 | 0 | 0 | 0 | 0 | 0
2016-03-30 05:00 | 0 | 0 | 0 | 0 | 639324.6089 | 0 | 358903 | 0 | 0 | 0 | 950481.4447 | 0 | 0 | 0 | 0 | 0 | 0 | 250852.2879 | 0 | 0 | 0 | 863026.6411 | 0 | 0 | 0 | 0 | 148983.3894 | 0 | 0 | 0 | 0 | 0 | 0 | 0 | 131438.2195 | 0 | 0 | 0 | 0 | 0 | 0
2016-03-30 06:00 | 0 | 0 | 0 | 0 | 68270.3911 | 0 | 348692 | 0 | 0 | 0 | 801498.0553 | 0 | 0 | 0 | 0 | 0 | 0 | 119414.0684 | 0 | 0 | 0 | 863023.189 | 0 | 0 | 0 | 0 | -148983.3894 | 0 | 0 | 0 | 0 | 0 | 0 | 0 | -131438.2195 | 0 | 0 | 0 | 0 | 0 | 0
2016-03-30 07:00 | 0 | 0 | 0 | 0 | 326439.8301 | 0 | 343985 | 0 | 0 | 0 | 652514.666 | 0 | 0 | 0 | 0 | 0 | 0 | 250852.2879 | 0 | 0 | 0 | 863019.7369 | 0 | 0 | 0 | 0 | -148983.3894 | 0 | 0 | 0 | 0 | 0 | 0 | 0 | 131438.2195 | 0 | 0 | 0 | 0 | 0 | 0
2016-03-30 08:00 | 0 | 0 | 0 | 0 | 64902.3911 | 0 | 345324 | 0 | 0 | 0 | 503531.2766 | 0 | 0 | 0 | 0 | 0 | 0 | 119414.0684 | 0 | 0 | 0 | 863016.2849 | 0 | 0 | 0 | 0 | -148983.3894 | 0 | 0 | 0 | 0 | 0 | 0 | 0 | -131438.2195 | 0 | 0 | 0 | 0 | 0 | 0
2016-03-30 09:00 | 0 | 0 | 0 | 0 | 86564.5422 | 0 | 354962 | 0 | 0 | 0 | 354547.8872 | 0 | 0 | 0 | 0 | 0 | 0 | 0 | 0 | 0 | 0 | 863012.8328 | 0 | 0 | 0 | 0 | -148983.3894 | 0 | 0 | 0 | 0 | 0 | 0 | 0 | -119414.0684 | 0 | 0 | 0 | 0 | 0 | 0
2016-03-30 10:00 | 0 | 0 | 0 | 0 | 365133.8301 | 0 | 382679 | 0 | 0 | 0 | 205564.4978 | 0 | 0 | 0 | 0 | 0 | 0 | 131438.2195 | 0 | 0 | 0 | 863009.3808 | 0 | 0 | 0 | 0 | -148983.3894 | 0 | 0 | 0 | 0 | 0 | 0 | 0 | 131438.2195 | 0 | 0 | 0 | 0 | 0 | 0
2016-03-30 11:00 | 0 | 0 | 0 | 0 | 128951.3911 | 0 | 409373 | 0 | 0 | 0 | 56581.1085 | 0 | 0 | 0 | 0 | 0 | 0 | 0 | 0 | 0 | 0 | 863005.9287 | 0 | 0 | 0 | 0 | -148983.3894 | 0 | 0 | 0 | 0 | 0 | 0 | 0 | -131438.2195 | 0 | 0 | 0 | 0 | 0 | 0
2016-03-30 12:00 | 0 | 0 | 0 | 0 | 568941.182 | 22.2074 | 419980 | 0 | 0 | 0 | 205564.4978 | 0 | 0 | 0 | 0 | 0 | 0 | 0 | 0 | 0 | 0 | 863002.4767 | 0 | 0 | 0 | 0 | 148983.3894 | 0 | 0 | 0 | 0 | 0 | 0 | 0 | 0 | 0 | 0 | 0 | 0 | 0 | 0
2016-03-30 13:00 | 0 | 0 | 0 | 0 | 159538.9112 | 114873.6995 | 423396 | 0 | 0 | 0 | 56581.1085 | 0 | 0 | 0 | 0 | 0 | 0 | 0 | 0 | 0 | 0 | 862999.0247 | 0 | 0 | 0 | 0 | -148983.3894 | 0 | 0 | 0 | 0 | 0 | 0 | 0 | 0 | 0 | 0 | 0 | 0 | 0 | 0
2016-03-30 14:00 | 0 | 0 | 0 | 0 | 121049.384 | 453923.0053 | 425989 | 0 | 0 | 0 | 205564.4978 | 0 | 0 | 0 | 0 | 0 | 0 | 0 | 0 | 0 | 0 | 862995.5727 | 0 | 0 | 0 | 0 | 148983.3894 | 0 | 0 | 0 | 0 | 0 | 0 | 0 | 0 | 0 | 0 | 0 | 0 | 0 | 0
2016-03-30 15:00 | 0 | 0 | 0 | 0 | 0 | 593678.7139 | 425878 | 0 | 0 | 0 | 354547.8872 | 0 | 0 | 0 | 0 | 0 | 0 | 0 | 0 | 0 | 0 | 878045.9803 | 0 | 0 | 0 | 0 | 148983.3894 | 0 | 0 | 0 | 0 | 0 | 0 | 0 | 0 | 0 | 0 | 0 | 18817.3245 | 0 | 0
2016-03-30 16:00 | 0 | 0 | 0 | 0 | 0 | 722879.9334 | 423641 | 0 | 0 | 0 | 503531.2766 | 0 | 0 | 0 | 0 | 0 | 0 | 131438.2195 | 0 | 0 | 0 | 893096.3277 | 0 | 0 | 0 | 0 | 148983.3894 | 0 | 0 | 0 | 0 | 0 | 0 | 0 | 131438.2195 | 0 | 0 | 0 | 18817.3245 | 0 | 0
2016-03-30 17:00 | 0 | 0 | 0 | 0 | 0 | 458385.4943 | 422023 | 0 | 0 | 0 | 652514.666 | 0 | 0 | 0 | 0 | 0 | 0 | 0 | 0 | 0 | 0 | 908146.6149 | 0 | 0 | 0 | 0 | 148983.3894 | 0 | 0 | 0 | 0 | 0 | 0 | 0 | -131438.2195 | 0 | 0 | 0 | 18817.3245 | 0 | 0
2016-03-30 18:00 | 0 | 0 | 0 | 0 | 0 | 719033.9334 | 419795 | 0 | 0 | 0 | 801498.0553 | 0 | 0 | 0 | 0 | 0 | 0 | 131438.2195 | 0 | 0 | 0 | 923196.8419 | 0 | 0 | 0 | 0 | 148983.3894 | 0 | 0 | 0 | 0 | 0 | 0 | 0 | 131438.2195 | 0 | 0 | 0 | 18817.3245 | 0 | 0
2016-03-30 19:00 | 0 | 0 | 0 | 0 | 0 | 719334.9334 | 420096 | 0 | 0 | 0 | 950481.4447 | 0 | 0 | 0 | 0 | 0 | 0 | 262876.439 | 0 | 0 | 0 | 938247.0087 | 0 | 0 | 0 | 0 | 148983.3894 | 0 | 0 | 0 | 0 | 0 | 0 | 0 | 131438.2195 | 0 | 0 | 0 | 18817.3245 | 0 | 0
2016-03-30 20:00 | 0 | 0 | 0 | 0 | 0 | 627346.8336 | 419362 | 0 | 0 | 0 | 1099464.8341 | 0 | 0 | 0 | 0 | 0 | 0 | 303060.5588 | 0 | 0 | 0 | 953297.1153 | 0 | 0 | 0 | 0 | 148983.3894 | 0 | 0 | 0 | 0 | 0 | 0 | 0 | 40184.1198 | 0 | 0 | 0 | 18817.3245 | 0 | 0
2016-03-30 21:00 | 0 | 0 | 0 | 0 | 0 | 710267.4532 | 420230 | 0 | 0 | 0 | 1248448.2234 | 0 | 0 | 0 | 0 | 0 | 0 | 425297.2981 | 0 | 0 | 0 | 968347.1617 | 0 | 0 | 0 | 0 | 148983.3894 | 0 | 0 | 0 | 0 | 0 | 0 | 0 | 122236.7393 | 0 | 0 | 0 | 18817.3245 | 0 | 0
2016-03-30 22:00 | 0 | 0 | 0 | 0 | 0 | 677363.1426 | 421131 | 0 | 0 | 0 | 1397431.6128 | 0 | 0 | 0 | 0 | 0 | 0 | 513728.7269 | 0 | 0 | 0 | 983397.1479 | 0 | 0 | 0 | 0 | 148983.3894 | 0 | 0 | 0 | 0 | 0 | 0 | 0 | 88431.4288 | 0 | 0 | 0 | 18817.3245 | 0 | 0
2016-03-30 23:00 | 0 | 0 | 0 | 0 | 0 | 567642.2845 | 425611 | 0 | 0 | 0 | 1546415.0022 | 0 | 0 | 0 | 0 | 0 | 0 | 506776.6221 | 0 | 0 | 0 | 983393.2143 | 0 | 0 | 0 | 0 | 148983.3894 | 0 | 0 | 0 | 0 | 0 | 0 | 0 | -6952.1049 | 0 | 0 | 0 | 0 | 0 | 0
2016-03-31 | 0 | 0 | 0 | 0 | 0 | 332985.8244 | 434380 | 0 | 0 | 0 | 1438068.7217 | 0 | 0 | 0 | 0 | 0 | 0 | 513728.7269 | 0 | 0 | 0 | 983389.2807 | 0 | 0 | 0 | 0 | -108346.2805 | 0 | 0 | 0 | 0 | 0 | 0 | 0 | 6952.1049 | 0 | 0 | 0 | 0 | 0 | 0
2016-03-31 01:00 | 0 | 0 | 0 | 0 | 101240.7562 | 47793.6349 | 429456 | 0 | 0 | 0 | 1289085.3323 | 0 | 0 | 0 | 0 | 0 | 0 | 382290.5074 | 0 | 0 | 0 | 983385.3472 | 0 | 0 | 0 | 0 | -148983.3894 | 0 | 0 | 0 | 0 | 0 | 0 | 0 | -131438.2195 | 0 | 0 | 0 | 0 | 0 | 0
2016-03-31 02:00 | 0 | 0 | 0 | 0 | 131890.3911 | 0 | 412312 | 0 | 0 | 0 | 1140101.9429 | 0 | 0 | 0 | 0 | 0 | 0 | 250852.2879 | 0 | 0 | 0 | 983381.4136 | 0 | 0 | 0 | 0 | -148983.3894 | 0 | 0 | 0 | 0 | 0 | 0 | 0 | -131438.2195 | 0 | 0 | 0 | 0 | 0 | 0
2016-03-31 03:00 | 0 | 0 | 0 | 0 | 111640.3911 | 0 | 392062 | 0 | 0 | 0 | 991118.5536 | 0 | 0 | 0 | 0 | 0 | 0 | 119414.0684 | 0 | 0 | 0 | 983377.4801 | 0 | 0 | 0 | 0 | -148983.3894 | 0 | 0 | 0 | 0 | 0 | 0 | 0 | -131438.2195 | 0 | 0 | 0 | 0 | 0 | 0
2016-03-31 04:00 | 0 | 0 | 0 | 0 | 353062.8301 | 0 | 370608 | 0 | 0 | 0 | 842135.1642 | 0 | 0 | 0 | 0 | 0 | 0 | 250852.2879 | 0 | 0 | 0 | 983373.5466 | 0 | 0 | 0 | 0 | -148983.3894 | 0 | 0 | 0 | 0 | 0 | 0 | 0 | 131438.2195 | 0 | 0 | 0 | 0 | 0 | 0
2016-03-31 05:00 | 0 | 0 | 0 | 0 | 73591.3911 | 0 | 354013 | 0 | 0 | 0 | 693151.7748 | 0 | 0 | 0 | 0 | 0 | 0 | 119414.0684 | 0 | 0 | 0 | 983369.6131 | 0 | 0 | 0 | 0 | -148983.3894 | 0 | 0 | 0 | 0 | 0 | 0 | 0 | -131438.2195 | 0 | 0 | 0 | 0 | 0 | 0
2016-03-31 06:00 | 0 | 0 | 0 | 0 | 622406.6089 | 0 | 341985 | 0 | 0 | 0 | 842135.1642 | 0 | 0 | 0 | 0 | 0 | 0 | 250852.2879 | 0 | 0 | 0 | 983365.6796 | 0 | 0 | 0 | 0 | 148983.3894 | 0 | 0 | 0 | 0 | 0 | 0 | 0 | 131438.2195 | 0 | 0 | 0 | 0 | 0 | 0
2016-03-31 07:00 | 0 | 0 | 0 | 0 | 54509.3911 | 0 | 334931 | 0 | 0 | 0 | 693151.7748 | 0 | 0 | 0 | 0 | 0 | 0 | 119414.0684 | 0 | 0 | 0 | 983361.7462 | 0 | 0 | 0 | 0 | -148983.3894 | 0 | 0 | 0 | 0 | 0 | 0 | 0 | -131438.2195 | 0 | 0 | 0 | 0 | 0 | 0
2016-03-31 08:00 | 0 | 0 | 0 | 0 | 66187.5422 | 0 | 334585 | 0 | 0 | 0 | 544168.3855 | 0 | 0 | 0 | 0 | 0 | 0 | 0 | 0 | 0 | 0 | 983357.8127 | 0 | 0 | 0 | 0 | -148983.3894 | 0 | 0 | 0 | 0 | 0 | 0 | 0 | -119414.0684 | 0 | 0 | 0 | 0 | 0 | 0
2016-03-31 09:00 | 0 | 0 | 0 | 0 | 325589.8301 | 0 | 343135 | 0 | 0 | 0 | 395184.9961 | 0 | 0 | 0 | 0 | 0 | 0 | 131438.2195 | 0 | 0 | 0 | 983353.8793 | 0 | 0 | 0 | 0 | -148983.3894 | 0 | 0 | 0 | 0 | 0 | 0 | 0 | 131438.2195 | 0 | 0 | 0 | 0 | 0 | 0
2016-03-31 10:00 | 0 | 0 | 0 | 0 | 85835.3911 | 0 | 366257 | 0 | 0 | 0 | 246201.6067 | 0 | 0 | 0 | 0 | 0 | 0 | 0 | 0 | 0 | 0 | 983349.9459 | 0 | 0 | 0 | 0 | -148983.3894 | 0 | 0 | 0 | 0 | 0 | 0 | 0 | -131438.2195 | 0 | 0 | 0 | 0 | 0 | 0
2016-03-31 11:00 | 0 | 0 | 0 | 0 | 575453.3915 | 0 | 392250 | 0 | 0 | 0 | 297966.7787 | 0 | 0 | 0 | 0 | 0 | 0 | 131438.2195 | 0 | 0 | 0 | 983346.0125 | 0 | 0 | 0 | 0 | 51765.172 | 0 | 0 | 0 | 0 | 0 | 0 | 0 | 131438.2195 | 0 | 0 | 0 | 0 | 0 | 0
2016-03-31 12:00 | 0 | 0 | 0 | 0 | 125428.8056 | 84.5856 | 405935 | 0 | 0 | 0 | 148983.3894 | 0 | 0 | 0 | 0 | 0 | 0 | 0 | 0 | 0 | 0 | 983342.0791 | 0 | 0 | 0 | 0 | -148983.3894 | 0 | 0 | 0 | 0 | 0 | 0 | 0 | -131438.2195 | 0 | 0 | 0 | 0 | 0 | 0
2016-03-31 13:00 | 0 | 0 | 0 | 0 | 91602.9177 | 174510.6929 | 415097 | 0 | 0 | 0 | 0 | 0 | 0 | 0 | 0 | 0 | 0 | 0 | 0 | 0 | 0 | 983338.1457 | 0 | 0 | 0 | 0 | -148983.3894 | 0 | 0 | 0 | 0 | 0 | 0 | 0 | 0 | 0 | 0 | 0 | 0 | 0 | 0
2016-03-31 14:00 | 0 | 0 | 0 | 0 | 61791.5207 | 511497.8687 | 424306 | 0 | 0 | 0 | 148983.3894 | 0 | 0 | 0 | 0 | 0 | 0 | 0 | 0 | 0 | 0 | 983334.2124 | 0 | 0 | 0 | 0 | 148983.3894 | 0 | 0 | 0 | 0 | 0 | 0 | 0 | 0 | 0 | 0 | 0 | 0 | 0 | 0
2016-03-31 15:00 | 0 | 0 | 0 | 0 | 0 | 596977.7139 | 429177 | 0 | 0 | 0 | 297966.7787 | 0 | 0 | 0 | 0 | 0 | 0 | 0 | 0 | 0 | 0 | 998384.1386 | 0 | 0 | 0 | 0 | 148983.3894 | 0 | 0 | 0 | 0 | 0 | 0 | 0 | 0 | 0 | 0 | 0 | 18817.3245 | 0 | 0
2016-03-31 16:00 | 0 | 0 | 0 | 0 | 0 | 729916.9334 | 430678 | 0 | 0 | 0 | 446950.1681 | 0 | 0 | 0 | 0 | 0 | 0 | 131438.2195 | 0 | 0 | 0 | 1013434.0047 | 0 | 0 | 0 | 0 | 148983.3894 | 0 | 0 | 0 | 0 | 0 | 0 | 0 | 131438.2195 | 0 | 0 | 0 | 18817.3245 | 0 | 0
2016-03-31 17:00 | 0 | 0 | 0 | 0 | 0 | 468623.4943 | 432261 | 0 | 0 | 0 | 595933.5575 | 0 | 0 | 0 | 0 | 0 | 0 | 0 | 0 | 0 | 0 | 1028483.8105 | 0 | 0 | 0 | 0 | 148983.3894 | 0 | 0 | 0 | 0 | 0 | 0 | 0 | -131438.2195 | 0 | 0 | 0 | 18817.3245 | 0 | 0
2016-03-31 18:00 | 0 | 0 | 0 | 0 | 0 | 732751.9334 | 433513 | 0 | 0 | 0 | 744916.9469 | 0 | 0 | 0 | 0 | 0 | 0 | 131438.2195 | 0 | 0 | 0 | 1043533.5562 | 0 | 0 | 0 | 0 | 148983.3894 | 0 | 0 | 0 | 0 | 0 | 0 | 0 | 131438.2195 | 0 | 0 | 0 | 18817.3245 | 0 | 0
2016-03-31 19:00 | 0 | 0 | 0 | 0 | 0 | 732257.9334 | 433019 | 0 | 0 | 0 | 893900.3362 | 0 | 0 | 0 | 0 | 0 | 0 | 262876.439 | 0 | 0 | 0 | 1058583.2416 | 0 | 0 | 0 | 0 | 148983.3894 | 0 | 0 | 0 | 0 | 0 | 0 | 0 | 131438.2195 | 0 | 0 | 0 | 18817.3245 | 0 | 0
2016-03-31 20:00 | 0 | 0 | 0 | 0 | 0 | 733185.9334 | 433947 | 0 | 0 | 0 | 1042883.7256 | 0 | 0 | 0 | 0 | 0 | 0 | 394314.6585 | 0 | 0 | 0 | 1073632.8669 | 0 | 0 | 0 | 0 | 148983.3894 | 0 | 0 | 0 | 0 | 0 | 0 | 0 | 131438.2195 | 0 | 0 | 0 | 18817.3245 | 0 | 0
2016-03-31 21:00 | 0 | 0 | 0 | 0 | 0 | 675374.9641 | 435573 | 0 | 0 | 0 | 1191867.115 | 0 | 0 | 0 | 0 | 0 | 0 | 466315.9088 | 0 | 0 | 0 | 1088682.4319 | 0 | 0 | 0 | 0 | 148983.3894 | 0 | 0 | 0 | 0 | 0 | 0 | 0 | 72001.2503 | 0 | 0 | 0 | 18817.3245 | 0 | 0
2016-03-31 22:00 | 0 | 0 | 0 | 0 | 0 | 649550.532 | 434337 | 0 | 0 | 0 | 1340850.5043 | 0 | 0 | 0 | 0 | 0 | 0 | 513728.7269 | 0 | 0 | 0 | 1103731.9368 | 0 | 0 | 0 | 0 | 148983.3894 | 0 | 0 | 0 | 0 | 0 | 0 | 0 | 47412.8181 | 0 | 0 | 0 | 18817.3245 | 0 | 0
2016-03-31 23:00 | 0 | 0 | 0 | 0 | 0 | 532225.9355 | 435426 | 0 | 0 | 0 | 1437650.4399 | 0 | 0 | 0 | 0 | 0 | 0 | 513728.7269 | 0 | 0 | 0 | 1103727.5218 | 0 | 0 | 0 | 0 | 96799.9355 | 0 | 0 | 0 | 0 | 0 | 0 | 0 | 0 | 0 | 0 | 0 | 0 | 0 | 0
2016-04-01 | 0 | 0 | 0 | 0 | 0 | 313019.1096 | 439296 | 0 | 0 | 0 | 1442811.7689 | 0 | 0 | 0 | 0 | 0 | 0 | 382290.5074 | 0 | 0 | 0 | 1103723.1069 | 0 | 0 | 0 | 0 | 5161.3291 | 0 | 0 | 0 | 0 | 0 | 0 | 0 | -131438.2195 | 0 | 0 | 0 | 0 | 0 | 0
2016-04-01 01:00 | 0 | 0 | 0 | 0 | 103830.6572 | 50337.7339 | 434590 | 0 | 0 | 0 | 1293828.3796 | 0 | 0 | 0 | 0 | 0 | 0 | 250852.2879 | 0 | 0 | 0 | 1103718.692 | 0 | 0 | 0 | 0 | -148983.3894 | 0 | 0 | 0 | 0 | 0 | 0 | 0 | -131438.2195 | 0 | 0 | 0 | 0 | 0 | 0
2016-04-01 02:00 | 0 | 0 | 0 | 0 | 136798.2214 | 0.16976 | 417220 | 0 | 0 | 0 | 1144844.9902 | 0 | 0 | 0 | 0 | 0 | 0 | 119414.0684 | 0 | 0 | 0 | 1103714.2772 | 0 | 0 | 0 | 0 | -148983.3894 | 0 | 0 | 0 | 0 | 0 | 0 | 0 | -131438.2195 | 0 | 0 | 0 | 0 | 0 | 0
2016-04-01 03:00 | 0 | 0 | 0 | 0 | 378815.8301 | 0 | 396361 | 0 | 0 | 0 | 995861.6008 | 0 | 0 | 0 | 0 | 0 | 0 | 250852.2879 | 0 | 0 | 0 | 1103709.8623 | 0 | 0 | 0 | 0 | -148983.3894 | 0 | 0 | 0 | 0 | 0 | 0 | 0 | 131438.2195 | 0 | 0 | 0 | 0 | 0 | 0
2016-04-01 04:00 | 0 | 0 | 0 | 0 | 93343.3911 | 0 | 373765 | 0 | 0 | 0 | 846878.2115 | 0 | 0 | 0 | 0 | 0 | 0 | 119414.0684 | 0 | 0 | 0 | 1103705.4475 | 0 | 0 | 0 | 0 | -148983.3894 | 0 | 0 | 0 | 0 | 0 | 0 | 0 | -131438.2195 | 0 | 0 | 0 | 0 | 0 | 0
2016-04-01 05:00 | 0 | 0 | 0 | 0 | 338060.8301 | 0 | 355606 | 0 | 0 | 0 | 697894.8221 | 0 | 0 | 0 | 0 | 0 | 0 | 250852.2879 | 0 | 0 | 0 | 1103701.0326 | 0 | 0 | 0 | 0 | -148983.3894 | 0 | 0 | 0 | 0 | 0 | 0 | 0 | 131438.2195 | 0 | 0 | 0 | 0 | 0 | 0
2016-04-01 06:00 | 0 | 0 | 0 | 0 | 62176.3911 | 0 | 342598 | 0 | 0 | 0 | 548911.4327 | 0 | 0 | 0 | 0 | 0 | 0 | 119414.0684 | 0 | 0 | 0 | 1103696.6178 | 0 | 0 | 0 | 0 | -148983.3894 | 0 | 0 | 0 | 0 | 0 | 0 | 0 | -131438.2195 | 0 | 0 | 0 | 0 | 0 | 0
2016-04-01 07:00 | 0 | 0 | 0 | 0 | 168631.4841 | 0 | 334101 | 0 | 0 | 0 | 502855.9852 | 0 | 0 | 0 | 0 | 0 | 0 | 0 | 0 | 0 | 0 | 1103692.2031 | 0 | 0 | 0 | 0 | -46055.4475 | 0 | 0 | 0 | 0 | 0 | 0 | 0 | -119414.0684 | 0 | 0 | 0 | 0 | 0 | 0
2016-04-01 08:00 | 0 | 0 | 0 | 0 | 568601.5126 | 0 | 332912 | 0 | 0 | 0 | 607107.2783 | 0 | 0 | 0 | 0 | 0 | 0 | 131438.2195 | 0 | 0 | 0 | 1103687.7883 | 0 | 0 | 0 | 0 | 104251.2931 | 0 | 0 | 0 | 0 | 0 | 0 | 0 | 131438.2195 | 0 | 0 | 0 | 0 | 0 | 0
2016-04-01 09:00 | 0 | 0 | 0 | 0 | 60367.3911 | 0 | 340789 | 0 | 0 | 0 | 458123.889 | 0 | 0 | 0 | 0 | 0 | 0 | 0 | 0 | 0 | 0 | 1103683.3735 | 0 | 0 | 0 | 0 | -148983.3894 | 0 | 0 | 0 | 0 | 0 | 0 | 0 | -131438.2195 | 0 | 0 | 0 | 0 | 0 | 0
2016-04-01 10:00 | 0 | 0 | 0 | 0 | 214038.6106 | 0 | 363022 | 0 | 0 | 0 | 309140.4996 | 0 | 0 | 0 | 0 | 0 | 0 | 0 | 0 | 0 | 0 | 1103678.9588 | 0 | 0 | 0 | 0 | -148983.3894 | 0 | 0 | 0 | 0 | 0 | 0 | 0 | 0 | 0 | 0 | 0 | 0 | 0 | 0
2016-04-01 11:00 | 0 | 0 | 0 | 0 | 371973.8301 | 0 | 389519 | 0 | 0 | 0 | 160157.1102 | 0 | 0 | 0 | 0 | 0 | 0 | 131438.2195 | 0 | 0 | 0 | 1103674.5441 | 0 | 0 | 0 | 0 | -148983.3894 | 0 | 0 | 0 | 0 | 0 | 0 | 0 | 131438.2195 | 0 | 0 | 0 | 0 | 0 | 0
2016-04-01 12:00 | 0 | 0 | 0 | 0 | 124530.9656 | 28.4255 | 404981 | 0 | 0 | 0 | 11173.7208 | 0 | 0 | 0 | 0 | 0 | 0 | 0 | 0 | 0 | 0 | 1103670.1294 | 0 | 0 | 0 | 0 | -148983.3894 | 0 | 0 | 0 | 0 | 0 | 0 | 0 | -131438.2195 | 0 | 0 | 0 | 0 | 0 | 0
2016-04-01 13:00 | 0 | 0 | 0 | 0 | 431866.5324 | 116945.1912 | 416209 | 0 | 0 | 0 | 143776.4444 | 0 | 0 | 0 | 0 | 0 | 0 | 0 | 0 | 0 | 0 | 1103665.7147 | 0 | 0 | 0 | 0 | 132602.7236 | 0 | 0 | 0 | 0 | 0 | 0 | 0 | 0 | 0 | 0 | 0 | 0 | 0 | 0
2016-04-01 14:00 | 0 | 0 | 0 | 0 | 74824.0775 | 499842.3119 | 425683 | 0 | 0 | 0 | 292759.8338 | 0 | 0 | 0 | 0 | 0 | 0 | 0 | 0 | 0 | 0 | 1103661.3 | 0 | 0 | 0 | 0 | 148983.3894 | 0 | 0 | 0 | 0 | 0 | 0 | 0 | 0 | 0 | 0 | 0 | 0 | 0 | 0
2016-04-01 15:00 | 0 | 0 | 0 | 0 | 0 | 597939.7139 | 430139 | 0 | 0 | 0 | 441743.2231 | 0 | 0 | 0 | 0 | 0 | 0 | 0 | 0 | 0 | 0 | 1118710.745 | 0 | 0 | 0 | 0 | 148983.3894 | 0 | 0 | 0 | 0 | 0 | 0 | 0 | 0 | 0 | 0 | 0 | 18817.3245 | 0 | 0
2016-04-01 16:00 | 0 | 0 | 0 | 0 | 0 | 729691.9334 | 430453 | 0 | 0 | 0 | 590726.6125 | 0 | 0 | 0 | 0 | 0 | 0 | 131438.2195 | 0 | 0 | 0 | 1133760.1297 | 0 | 0 | 0 | 0 | 148983.3894 | 0 | 0 | 0 | 0 | 0 | 0 | 0 | 131438.2195 | 0 | 0 | 0 | 18817.3245 | 0 | 0
2016-04-01 17:00 | 0 | 0 | 0 | 0 | 0 | 466128.4943 | 429766 | 0 | 0 | 0 | 739710.0019 | 0 | 0 | 0 | 0 | 0 | 0 | 0 | 0 | 0 | 0 | 1148809.4543 | 0 | 0 | 0 | 0 | 148983.3894 | 0 | 0 | 0 | 0 | 0 | 0 | 0 | -131438.2195 | 0 | 0 | 0 | 18817.3245 | 0 | 0
2016-04-01 18:00 | 0 | 0 | 0 | 0 | 0 | 726788.9334 | 427550 | 0 | 0 | 0 | 888693.3912 | 0 | 0 | 0 | 0 | 0 | 0 | 131438.2195 | 0 | 0 | 0 | 1163858.7186 | 0 | 0 | 0 | 0 | 148983.3894 | 0 | 0 | 0 | 0 | 0 | 0 | 0 | 131438.2195 | 0 | 0 | 0 | 18817.3245 | 0 | 0
2016-04-01 19:00 | 0 | 0 | 0 | 0 | 0 | 723811.9334 | 424573 | 0 | 0 | 0 | 1037676.7806 | 0 | 0 | 0 | 0 | 0 | 0 | 262876.439 | 0 | 0 | 0 | 1178907.9228 | 0 | 0 | 0 | 0 | 148983.3894 | 0 | 0 | 0 | 0 | 0 | 0 | 0 | 131438.2195 | 0 | 0 | 0 | 18817.3245 | 0 | 0
2016-04-01 20:00 | 0 | 0 | 0 | 0 | 0 | 499147.5483 | 421807 | 0 | 0 | 0 | 1186660.17 | 0 | 0 | 0 | 0 | 0 | 0 | 172416.2734 | 0 | 0 | 0 | 1193957.0667 | 0 | 0 | 0 | 0 | 148983.3894 | 0 | 0 | 0 | 0 | 0 | 0 | 0 | -90460.1656 | 0 | 0 | 0 | 18817.3245 | 0 | 0
2016-04-01 21:00 | 0 | 0 | 0 | 0 | 0 | 718578.9334 | 419340 | 0 | 0 | 0 | 1335643.5594 | 0 | 0 | 0 | 0 | 0 | 0 | 303854.4929 | 0 | 0 | 0 | 1209006.1505 | 0 | 0 | 0 | 0 | 148983.3894 | 0 | 0 | 0 | 0 | 0 | 0 | 0 | 131438.2195 | 0 | 0 | 0 | 18817.3245 | 0 | 0
2016-04-01 22:00 | 0 | 0 | 0 | 0 | 0 | 714862.9334 | 415624 | 0 | 0 | 0 | 1484626.9487 | 0 | 0 | 0 | 0 | 0 | 0 | 435292.7125 | 0 | 0 | 0 | 1224055.1741 | 0 | 0 | 0 | 0 | 148983.3894 | 0 | 0 | 0 | 0 | 0 | 0 | 0 | 131438.2195 | 0 | 0 | 0 | 18817.3245 | 0 | 0
2016-04-01 23:00 | 0 | 0 | 0 | 0 | 0 | 660847.7283 | 414611 | 0 | 0 | 0 | 1633610.3381 | 0 | 0 | 0 | 0 | 0 | 0 | 513728.7269 | 0 | 0 | 0 | 1239104.1374 | 0 | 0 | 0 | 0 | 148983.3894 | 0 | 0 | 0 | 0 | 0 | 0 | 0 | 78436.0145 | 0 | 0 | 0 | 18817.3245 | 0 | 0
2016-04-02 | 0 | 0 | 0 | 0 | 0 | 424423.945 | 419217 | 0 | 0 | 0 | 1638817.2831 | 0 | 0 | 0 | 0 | 0 | 0 | 513728.7269 | 0 | 0 | 0 | 1239099.181 | 0 | 0 | 0 | 0 | 5206.945 | 0 | 0 | 0 | 0 | 0 | 0 | 0 | 0 | 0 | 0 | 0 | 0 | 0 | 0
2016-04-02 01:00 | 0 | 0 | 0 | 0 | 79469.2102 | 56532.1809 | 416423 | 0 | 0 | 0 | 1489833.8937 | 0 | 0 | 0 | 0 | 0 | 0 | 382290.5074 | 0 | 0 | 0 | 1239094.2246 | 0 | 0 | 0 | 0 | -148983.3894 | 0 | 0 | 0 | 0 | 0 | 0 | 0 | -131438.2195 | 0 | 0 | 0 | 0 | 0 | 0
2016-04-02 02:00 | 0 | 0 | 0 | 0 | 124505.9687 | 0.42243 | 404928 | 0 | 0 | 0 | 1340850.5043 | 0 | 0 | 0 | 0 | 0 | 0 | 250852.2879 | 0 | 0 | 0 | 1239089.2682 | 0 | 0 | 0 | 0 | -148983.3894 | 0 | 0 | 0 | 0 | 0 | 0 | 0 | -131438.2195 | 0 | 0 | 0 | 0 | 0 | 0
2016-04-02 03:00 | 0 | 0 | 0 | 0 | 107588.3911 | 0 | 388010 | 0 | 0 | 0 | 1191867.115 | 0 | 0 | 0 | 0 | 0 | 0 | 119414.0684 | 0 | 0 | 0 | 1239084.3119 | 0 | 0 | 0 | 0 | -148983.3894 | 0 | 0 | 0 | 0 | 0 | 0 | 0 | -131438.2195 | 0 | 0 | 0 | 0 | 0 | 0
2016-04-02 04:00 | 0 | 0 | 0 | 0 | 350725.8301 | 0 | 368271 | 0 | 0 | 0 | 1042883.7256 | 0 | 0 | 0 | 0 | 0 | 0 | 250852.2879 | 0 | 0 | 0 | 1239079.3555 | 0 | 0 | 0 | 0 | -148983.3894 | 0 | 0 | 0 | 0 | 0 | 0 | 0 | 131438.2195 | 0 | 0 | 0 | 0 | 0 | 0
2016-04-02 05:00 | 0 | 0 | 0 | 0 | 72599.3911 | 0 | 353021 | 0 | 0 | 0 | 893900.3362 | 0 | 0 | 0 | 0 | 0 | 0 | 119414.0684 | 0 | 0 | 0 | 1239074.3992 | 0 | 0 | 0 | 0 | -148983.3894 | 0 | 0 | 0 | 0 | 0 | 0 | 0 | -131438.2195 | 0 | 0 | 0 | 0 | 0 | 0
2016-04-02 06:00 | 0 | 0 | 0 | 0 | 323504.8301 | 0 | 341050 | 0 | 0 | 0 | 744916.9469 | 0 | 0 | 0 | 0 | 0 | 0 | 250852.2879 | 0 | 0 | 0 | 1239069.4429 | 0 | 0 | 0 | 0 | -148983.3894 | 0 | 0 | 0 | 0 | 0 | 0 | 0 | 131438.2195 | 0 | 0 | 0 | 0 | 0 | 0
2016-04-02 07:00 | 0 | 0 | 0 | 0 | 350328.1699 | 0 | 332783 | 0 | 0 | 0 | 893900.3362 | 0 | 0 | 0 | 0 | 0 | 0 | 119414.0684 | 0 | 0 | 0 | 1239064.4866 | 0 | 0 | 0 | 0 | 148983.3894 | 0 | 0 | 0 | 0 | 0 | 0 | 0 | -131438.2195 | 0 | 0 | 0 | 0 | 0 | 0
2016-04-02 08:00 | 0 | 0 | 0 | 0 | 61590.5422 | 0 | 329988 | 0 | 0 | 0 | 744916.9469 | 0 | 0 | 0 | 0 | 0 | 0 | 0 | 0 | 0 | 0 | 1239059.5304 | 0 | 0 | 0 | 0 | -148983.3894 | 0 | 0 | 0 | 0 | 0 | 0 | 0 | -119414.0684 | 0 | 0 | 0 | 0 | 0 | 0
2016-04-02 09:00 | 0 | 0 | 0 | 0 | 315697.8301 | 0 | 333243 | 0 | 0 | 0 | 595933.5575 | 0 | 0 | 0 | 0 | 0 | 0 | 131438.2195 | 0 | 0 | 0 | 1239054.5741 | 0 | 0 | 0 | 0 | -148983.3894 | 0 | 0 | 0 | 0 | 0 | 0 | 0 | 131438.2195 | 0 | 0 | 0 | 0 | 0 | 0
2016-04-02 10:00 | 0 | 0 | 0 | 0 | 61786.3911 | 0 | 342208 | 0 | 0 | 0 | 446950.1681 | 0 | 0 | 0 | 0 | 0 | 0 | 0 | 0 | 0 | 0 | 1239049.6179 | 0 | 0 | 0 | 0 | -148983.3894 | 0 | 0 | 0 | 0 | 0 | 0 | 0 | -131438.2195 | 0 | 0 | 0 | 0 | 0 | 0
2016-04-02 11:00 | 0 | 0 | 0 | 0 | 206252.6106 | 0 | 355236 | 0 | 0 | 0 | 297966.7787 | 0 | 0 | 0 | 0 | 0 | 0 | 0 | 0 | 0 | 0 | 1239044.6617 | 0 | 0 | 0 | 0 | -148983.3894 | 0 | 0 | 0 | 0 | 0 | 0 | 0 | 0 | 0 | 0 | 0 | 0 | 0 | 0
2016-04-02 12:00 | 0 | 0 | 0 | 0 | 220875.8895 | 99.7212 | 369959 | 0 | 0 | 0 | 148983.3894 | 0 | 0 | 0 | 0 | 0 | 0 | 0 | 0 | 0 | 0 | 1239039.7055 | 0 | 0 | 0 | 0 | -148983.3894 | 0 | 0 | 0 | 0 | 0 | 0 | 0 | 0 | 0 | 0 | 0 | 0 | 0 | 0
2016-04-02 13:00 | 0 | 0 | 0 | 0 | 62163.5525 | 173449.0581 | 384596 | 0 | 0 | 0 | 0 | 0 | 0 | 0 | 0 | 0 | 0 | 0 | 0 | 0 | 0 | 1239034.7494 | 0 | 0 | 0 | 0 | -148983.3894 | 0 | 0 | 0 | 0 | 0 | 0 | 0 | 0 | 0 | 0 | 0 | 0 | 0 | 0
2016-04-02 14:00 | 0 | 0 | 0 | 0 | 0 | 561524.7139 | 393724 | 0 | 0 | 0 | 148983.3894 | 0 | 0 | 0 | 0 | 0 | 0 | 0 | 0 | 0 | 0 | 1254083.6528 | 0 | 0 | 0 | 0 | 148983.3894 | 0 | 0 | 0 | 0 | 0 | 0 | 0 | 0 | 0 | 0 | 0 | 18817.3245 | 0 | 0
2016-04-02 15:00 | 0 | 0 | 0 | 0 | 0 | 564554.7139 | 396754 | 0 | 0 | 0 | 297966.7787 | 0 | 0 | 0 | 0 | 0 | 0 | 0 | 0 | 0 | 0 | 1269132.4961 | 0 | 0 | 0 | 0 | 148983.3894 | 0 | 0 | 0 | 0 | 0 | 0 | 0 | 0 | 0 | 0 | 0 | 18817.3245 | 0 | 0
2016-04-02 16:00 | 0 | 0 | 0 | 0 | 0 | 693239.9334 | 394001 | 0 | 0 | 0 | 446950.1681 | 0 | 0 | 0 | 0 | 0 | 0 | 131438.2195 | 0 | 0 | 0 | 1284181.2791 | 0 | 0 | 0 | 0 | 148983.3894 | 0 | 0 | 0 | 0 | 0 | 0 | 0 | 131438.2195 | 0 | 0 | 0 | 18817.3245 | 0 | 0
2016-04-02 17:00 | 0 | 0 | 0 | 0 | 0 | 426257.4943 | 389895 | 0 | 0 | 0 | 595933.5575 | 0 | 0 | 0 | 0 | 0 | 0 | 0 | 0 | 0 | 0 | 1299230.002 | 0 | 0 | 0 | 0 | 148983.3894 | 0 | 0 | 0 | 0 | 0 | 0 | 0 | -131438.2195 | 0 | 0 | 0 | 18817.3245 | 0 | 0
2016-04-02 18:00 | 0 | 0 | 0 | 0 | 0 | 684749.9334 | 385511 | 0 | 0 | 0 | 744916.9469 | 0 | 0 | 0 | 0 | 0 | 0 | 131438.2195 | 0 | 0 | 0 | 1314278.6647 | 0 | 0 | 0 | 0 | 148983.3894 | 0 | 0 | 0 | 0 | 0 | 0 | 0 | 131438.2195 | 0 | 0 | 0 | 18817.3245 | 0 | 0
2016-04-02 19:00 | 0 | 0 | 0 | 0 | 0 | 680955.9334 | 381717 | 0 | 0 | 0 | 893900.3362 | 0 | 0 | 0 | 0 | 0 | 0 | 262876.439 | 0 | 0 | 0 | 1329327.2671 | 0 | 0 | 0 | 0 | 148983.3894 | 0 | 0 | 0 | 0 | 0 | 0 | 0 | 131438.2195 | 0 | 0 | 0 | 18817.3245 | 0 | 0
2016-04-02 20:00 | 0 | 0 | 0 | 0 | 0 | 417289.4943 | 380927 | 0 | 0 | 0 | 1042883.7256 | 0 | 0 | 0 | 0 | 0 | 0 | 131438.2195 | 0 | 0 | 0 | 1344375.8094 | 0 | 0 | 0 | 0 | 148983.3894 | 0 | 0 | 0 | 0 | 0 | 0 | 0 | -131438.2195 | 0 | 0 | 0 | 18817.3245 | 0 | 0
2016-04-02 21:00 | 0 | 0 | 0 | 0 | 0 | 681240.9334 | 382002 | 0 | 0 | 0 | 1191867.115 | 0 | 0 | 0 | 0 | 0 | 0 | 262876.439 | 0 | 0 | 0 | 1359424.2915 | 0 | 0 | 0 | 0 | 148983.3894 | 0 | 0 | 0 | 0 | 0 | 0 | 0 | 131438.2195 | 0 | 0 | 0 | 18817.3245 | 0 | 0
2016-04-02 22:00 | 0 | 0 | 0 | 0 | 0 | 682829.9334 | 383591 | 0 | 0 | 0 | 1340850.5043 | 0 | 0 | 0 | 0 | 0 | 0 | 394314.6585 | 0 | 0 | 0 | 1374472.7134 | 0 | 0 | 0 | 0 | 148983.3894 | 0 | 0 | 0 | 0 | 0 | 0 | 0 | 131438.2195 | 0 | 0 | 0 | 18817.3245 | 0 | 0
2016-04-02 23:00 | 0 | 0 | 0 | 0 | 0 | 675270.7823 | 388056 | 0 | 0 | 0 | 1489833.8937 | 0 | 0 | 0 | 0 | 0 | 0 | 513728.7269 | 0 | 0 | 0 | 1389521.0751 | 0 | 0 | 0 | 0 | 148983.3894 | 0 | 0 | 0 | 0 | 0 | 0 | 0 | 119414.0684 | 0 | 0 | 0 | 18817.3245 | 0 | 0
2016-04-03 | 0 | 0 | 0 | 0 | 0 | 419829.5342 | 397214 | 0 | 0 | 0 | 1638817.2831 | 0 | 0 | 0 | 0 | 0 | 0 | 387360.8717 | 0 | 0 | 0 | 1389515.517 | 0 | 0 | 0 | 0 | 148983.3894 | 0 | 0 | 0 | 0 | 0 | 0 | 0 | -126367.8552 | 0 | 0 | 0 | 0 | 0 | 0
2016-04-03 01:00 | 0 | 0 | 0 | 0 | 63662.5422 | 55163.849 | 399248 | 0 | 0 | 0 | 1489833.8937 | 0 | 0 | 0 | 0 | 0 | 0 | 255922.6522 | 0 | 0 | 0 | 1389509.9589 | 0 | 0 | 0 | 0 | -148983.3894 | 0 | 0 | 0 | 0 | 0 | 0 | 0 | -131438.2195 | 0 | 0 | 0 | 0 | 0 | 0
2016-04-03 02:00 | 0 | 0 | 0 | 0 | 480256.7631 | 0.072248 | 390446 | 0 | 0 | 0 | 1448206.5096 | 0 | 0 | 0 | 0 | 0 | 0 | 387360.8717 | 0 | 0 | 0 | 1389504.4009 | 0 | 0 | 0 | 0 | -41627.3841 | 0 | 0 | 0 | 0 | 0 | 0 | 0 | 131438.2195 | 0 | 0 | 0 | 0 | 0 | 0
2016-04-03 03:00 | 0 | 0 | 0 | 0 | 96728.3911 | 0 | 377150 | 0 | 0 | 0 | 1299223.1202 | 0 | 0 | 0 | 0 | 0 | 0 | 255922.6522 | 0 | 0 | 0 | 1389498.8429 | 0 | 0 | 0 | 0 | -148983.3894 | 0 | 0 | 0 | 0 | 0 | 0 | 0 | -131438.2195 | 0 | 0 | 0 | 0 | 0 | 0
2016-04-03 04:00 | 0 | 0 | 0 | 0 | 80858.3911 | 0 | 361280 | 0 | 0 | 0 | 1150239.7308 | 0 | 0 | 0 | 0 | 0 | 0 | 124484.4327 | 0 | 0 | 0 | 1389493.2849 | 0 | 0 | 0 | 0 | -148983.3894 | 0 | 0 | 0 | 0 | 0 | 0 | 0 | -131438.2195 | 0 | 0 | 0 | 0 | 0 | 0
2016-04-03 05:00 | 0 | 0 | 0 | 0 | 330298.8301 | 0 | 347844 | 0 | 0 | 0 | 1001256.3415 | 0 | 0 | 0 | 0 | 0 | 0 | 255922.6522 | 0 | 0 | 0 | 1389487.7269 | 0 | 0 | 0 | 0 | -148983.3894 | 0 | 0 | 0 | 0 | 0 | 0 | 0 | 131438.2195 | 0 | 0 | 0 | 0 | 0 | 0
2016-04-03 06:00 | 0 | 0 | 0 | 0 | 57729.3911 | 0 | 338151 | 0 | 0 | 0 | 852272.9521 | 0 | 0 | 0 | 0 | 0 | 0 | 124484.4327 | 0 | 0 | 0 | 1389482.169 | 0 | 0 | 0 | 0 | -148983.3894 | 0 | 0 | 0 | 0 | 0 | 0 | 0 | -131438.2195 | 0 | 0 | 0 | 0 | 0 | 0
2016-04-03 07:00 | 0 | 0 | 0 | 0 | 59356.1779 | 0 | 332824 | 0 | 0 | 0 | 703289.5627 | 0 | 0 | 0 | 0 | 0 | 0 | 0 | 0 | 0 | 0 | 1389476.611 | 0 | 0 | 0 | 0 | -148983.3894 | 0 | 0 | 0 | 0 | 0 | 0 | 0 | -124484.4327 | 0 | 0 | 0 | 0 | 0 | 0
2016-04-03 08:00 | 0 | 0 | 0 | 0 | 611769.6089 | 0 | 331348 | 0 | 0 | 0 | 852272.9521 | 0 | 0 | 0 | 0 | 0 | 0 | 131438.2195 | 0 | 0 | 0 | 1389471.0531 | 0 | 0 | 0 | 0 | 148983.3894 | 0 | 0 | 0 | 0 | 0 | 0 | 0 | 131438.2195 | 0 | 0 | 0 | 0 | 0 | 0
2016-04-03 09:00 | 0 | 0 | 0 | 0 | 53166.3911 | 0 | 333588 | 0 | 0 | 0 | 703289.5627 | 0 | 0 | 0 | 0 | 0 | 0 | 0 | 0 | 0 | 0 | 1389465.4952 | 0 | 0 | 0 | 0 | -148983.3894 | 0 | 0 | 0 | 0 | 0 | 0 | 0 | -131438.2195 | 0 | 0 | 0 | 0 | 0 | 0
2016-04-03 10:00 | 0 | 0 | 0 | 0 | 323885.8301 | 0 | 341431 | 0 | 0 | 0 | 554306.1734 | 0 | 0 | 0 | 0 | 0 | 0 | 131438.2195 | 0 | 0 | 0 | 1389459.9374 | 0 | 0 | 0 | 0 | -148983.3894 | 0 | 0 | 0 | 0 | 0 | 0 | 0 | 131438.2195 | 0 | 0 | 0 | 0 | 0 | 0
2016-04-03 11:00 | 0 | 0 | 0 | 0 | 71561.3911 | 0 | 351983 | 0 | 0 | 0 | 405322.784 | 0 | 0 | 0 | 0 | 0 | 0 | 0 | 0 | 0 | 0 | 1389454.3795 | 0 | 0 | 0 | 0 | -148983.3894 | 0 | 0 | 0 | 0 | 0 | 0 | 0 | -131438.2195 | 0 | 0 | 0 | 0 | 0 | 0
2016-04-03 12:00 | 0 | 0 | 0 | 0 | 215551.1084 | 98.5022 | 364633 | 0 | 0 | 0 | 256339.3946 | 0 | 0 | 0 | 0 | 0 | 0 | 0 | 0 | 0 | 0 | 1389448.8217 | 0 | 0 | 0 | 0 | -148983.3894 | 0 | 0 | 0 | 0 | 0 | 0 | 0 | 0 | 0 | 0 | 0 | 0 | 0 | 0
2016-04-03 13:00 | 0 | 0 | 0 | 0 | 48679.8965 | 176722.7141 | 374386 | 0 | 0 | 0 | 107356.0052 | 0 | 0 | 0 | 0 | 0 | 0 | 0 | 0 | 0 | 0 | 1389443.2639 | 0 | 0 | 0 | 0 | -148983.3894 | 0 | 0 | 0 | 0 | 0 | 0 | 0 | 0 | 0 | 0 | 0 | 0 | 0 | 0
2016-04-03 14:00 | 0 | 0 | 0 | 0 | 0 | 546668.7139 | 378868 | 0 | 0 | 0 | 256339.3946 | 0 | 0 | 0 | 0 | 0 | 0 | 0 | 0 | 0 | 0 | 1404491.5657 | 0 | 0 | 0 | 0 | 148983.3894 | 0 | 0 | 0 | 0 | 0 | 0 | 0 | 0 | 0 | 0 | 0 | 18817.3245 | 0 | 0
2016-04-03 15:00 | 0 | 0 | 0 | 0 | 0 | 545996.7139 | 378196 | 0 | 0 | 0 | 405322.784 | 0 | 0 | 0 | 0 | 0 | 0 | 0 | 0 | 0 | 0 | 1419539.8074 | 0 | 0 | 0 | 0 | 148983.3894 | 0 | 0 | 0 | 0 | 0 | 0 | 0 | 0 | 0 | 0 | 0 | 18817.3245 | 0 | 0
2016-04-03 16:00 | 0 | 0 | 0 | 0 | 0 | 676505.9334 | 377267 | 0 | 0 | 0 | 554306.1734 | 0 | 0 | 0 | 0 | 0 | 0 | 131438.2195 | 0 | 0 | 0 | 1434587.9888 | 0 | 0 | 0 | 0 | 148983.3894 | 0 | 0 | 0 | 0 | 0 | 0 | 0 | 131438.2195 | 0 | 0 | 0 | 18817.3245 | 0 | 0
2016-04-03 17:00 | 0 | 0 | 0 | 0 | 0 | 412000.4943 | 375638 | 0 | 0 | 0 | 703289.5627 | 0 | 0 | 0 | 0 | 0 | 0 | 0 | 0 | 0 | 0 | 1449636.11 | 0 | 0 | 0 | 0 | 148983.3894 | 0 | 0 | 0 | 0 | 0 | 0 | 0 | -131438.2195 | 0 | 0 | 0 | 18817.3245 | 0 | 0
2016-04-03 18:00 | 0 | 0 | 0 | 0 | 0 | 672930.9334 | 373692 | 0 | 0 | 0 | 852272.9521 | 0 | 0 | 0 | 0 | 0 | 0 | 131438.2195 | 0 | 0 | 0 | 1464684.1711 | 0 | 0 | 0 | 0 | 148983.3894 | 0 | 0 | 0 | 0 | 0 | 0 | 0 | 131438.2195 | 0 | 0 | 0 | 18817.3245 | 0 | 0
2016-04-03 19:00 | 0 | 0 | 0 | 0 | 0 | 671376.9334 | 372138 | 0 | 0 | 0 | 1001256.3415 | 0 | 0 | 0 | 0 | 0 | 0 | 262876.439 | 0 | 0 | 0 | 1479732.1719 | 0 | 0 | 0 | 0 | 148983.3894 | 0 | 0 | 0 | 0 | 0 | 0 | 0 | 131438.2195 | 0 | 0 | 0 | 18817.3245 | 0 | 0
2016-04-03 20:00 | 0 | 0 | 0 | 0 | 0 | 447744.8791 | 374893 | 0 | 0 | 0 | 1150239.7308 | 0 | 0 | 0 | 0 | 0 | 0 | 167927.6042 | 0 | 0 | 0 | 1494780.1126 | 0 | 0 | 0 | 0 | 148983.3894 | 0 | 0 | 0 | 0 | 0 | 0 | 0 | -94948.8348 | 0 | 0 | 0 | 18817.3245 | 0 | 0
2016-04-03 21:00 | 0 | 0 | 0 | 0 | 0 | 679335.9334 | 380097 | 0 | 0 | 0 | 1299223.1202 | 0 | 0 | 0 | 0 | 0 | 0 | 299365.8237 | 0 | 0 | 0 | 1509827.993 | 0 | 0 | 0 | 0 | 148983.3894 | 0 | 0 | 0 | 0 | 0 | 0 | 0 | 131438.2195 | 0 | 0 | 0 | 18817.3245 | 0 | 0
2016-04-03 22:00 | 0 | 0 | 0 | 0 | 0 | 685538.9334 | 386300 | 0 | 0 | 0 | 1448206.5096 | 0 | 0 | 0 | 0 | 0 | 0 | 430804.0432 | 0 | 0 | 0 | 1524875.8133 | 0 | 0 | 0 | 0 | 148983.3894 | 0 | 0 | 0 | 0 | 0 | 0 | 0 | 131438.2195 | 0 | 0 | 0 | 18817.3245 | 0 | 0
2016-04-03 23:00 | 0 | 0 | 0 | 0 | 0 | 644688.3975 | 393963 | 0 | 0 | 0 | 1597189.8989 | 0 | 0 | 0 | 0 | 0 | 0 | 513728.7269 | 0 | 0 | 0 | 1539923.5734 | 0 | 0 | 0 | 0 | 148983.3894 | 0 | 0 | 0 | 0 | 0 | 0 | 0 | 82924.6837 | 0 | 0 | 0 | 18817.3245 | 0 | 0
2016-04-04 | 0 | 0 | 0 | 0 | 46233.3299 | 377002.8399 | 405691 | 0 | 0 | 0 | 1746173.2883 | 0 | 0 | 0 | 0 | 0 | 0 | 382290.5074 | 0 | 0 | 0 | 1539917.4137 | 0 | 0 | 0 | 0 | 148983.3894 | 0 | 0 | 0 | 0 | 0 | 0 | 0 | -131438.2195 | 0 | 0 | 0 | 0 | 0 | 0
2016-04-04 01:00 | 0 | 0 | 0 | 0 | 78210.4006 | 47911.9905 | 406544 | 0 | 0 | 0 | 1597189.8989 | 0 | 0 | 0 | 0 | 0 | 0 | 250852.2879 | 0 | 0 | 0 | 1539911.254 | 0 | 0 | 0 | 0 | -148983.3894 | 0 | 0 | 0 | 0 | 0 | 0 | 0 | -131438.2195 | 0 | 0 | 0 | 0 | 0 | 0
2016-04-04 02:00 | 0 | 0 | 0 | 0 | 113185.9927 | 2.3984 | 393610 | 0 | 0 | 0 | 1448206.5096 | 0 | 0 | 0 | 0 | 0 | 0 | 119414.0684 | 0 | 0 | 0 | 1539905.0944 | 0 | 0 | 0 | 0 | -148983.3894 | 0 | 0 | 0 | 0 | 0 | 0 | 0 | -131438.2195 | 0 | 0 | 0 | 0 | 0 | 0
2016-04-04 03:00 | 0 | 0 | 0 | 0 | 358900.8301 | 0 | 376446 | 0 | 0 | 0 | 1299223.1202 | 0 | 0 | 0 | 0 | 0 | 0 | 250852.2879 | 0 | 0 | 0 | 1539898.9348 | 0 | 0 | 0 | 0 | -148983.3894 | 0 | 0 | 0 | 0 | 0 | 0 | 0 | 131438.2195 | 0 | 0 | 0 | 0 | 0 | 0
2016-04-04 04:00 | 0 | 0 | 0 | 0 | 88792.5422 | 0 | 357190 | 0 | 0 | 0 | 1150239.7308 | 0 | 0 | 0 | 0 | 0 | 0 | 131438.2195 | 0 | 0 | 0 | 1539892.7752 | 0 | 0 | 0 | 0 | -148983.3894 | 0 | 0 | 0 | 0 | 0 | 0 | 0 | -119414.0684 | 0 | 0 | 0 | 0 | 0 | 0
2016-04-04 05:00 | 0 | 0 | 0 | 0 | 324958.8301 | 0 | 342504 | 0 | 0 | 0 | 1001256.3415 | 0 | 0 | 0 | 0 | 0 | 0 | 262876.439 | 0 | 0 | 0 | 1539886.6156 | 0 | 0 | 0 | 0 | -148983.3894 | 0 | 0 | 0 | 0 | 0 | 0 | 0 | 131438.2195 | 0 | 0 | 0 | 0 | 0 | 0
2016-04-04 06:00 | 0 | 0 | 0 | 0 | 52522.3911 | 0 | 332944 | 0 | 0 | 0 | 852272.9521 | 0 | 0 | 0 | 0 | 0 | 0 | 131438.2195 | 0 | 0 | 0 | 1539880.4561 | 0 | 0 | 0 | 0 | -148983.3894 | 0 | 0 | 0 | 0 | 0 | 0 | 0 | -131438.2195 | 0 | 0 | 0 | 0 | 0 | 0
2016-04-04 07:00 | 0 | 0 | 0 | 0 | 492916.9755 | 0 | 327624 | 0 | 0 | 0 | 886127.708 | 0 | 0 | 0 | 0 | 0 | 0 | 262876.439 | 0 | 0 | 0 | 1539874.2965 | 0 | 0 | 0 | 0 | 33854.7559 | 0 | 0 | 0 | 0 | 0 | 0 | 0 | 131438.2195 | 0 | 0 | 0 | 0 | 0 | 0
2016-04-04 08:00 | 0 | 0 | 0 | 0 | 48335.3911 | 0 | 328757 | 0 | 0 | 0 | 737144.3187 | 0 | 0 | 0 | 0 | 0 | 0 | 131438.2195 | 0 | 0 | 0 | 1539868.137 | 0 | 0 | 0 | 0 | -148983.3894 | 0 | 0 | 0 | 0 | 0 | 0 | 0 | -131438.2195 | 0 | 0 | 0 | 0 | 0 | 0
2016-04-04 09:00 | 0 | 0 | 0 | 0 | 61733.3911 | 0 | 342155 | 0 | 0 | 0 | 588160.9293 | 0 | 0 | 0 | 0 | 0 | 0 | 0 | 0 | 0 | 0 | 1539861.9776 | 0 | 0 | 0 | 0 | -148983.3894 | 0 | 0 | 0 | 0 | 0 | 0 | 0 | -131438.2195 | 0 | 0 | 0 | 0 | 0 | 0
2016-04-04 10:00 | 0 | 0 | 0 | 0 | 407089.6664 | 0 | 371782 | 0 | 0 | 0 | 492030.3762 | 0 | 0 | 0 | 0 | 0 | 0 | 131438.2195 | 0 | 0 | 0 | 1539855.8181 | 0 | 0 | 0 | 0 | -96130.5531 | 0 | 0 | 0 | 0 | 0 | 0 | 0 | 131438.2195 | 0 | 0 | 0 | 0 | 0 | 0
2016-04-04 11:00 | 0 | 0 | 0 | 0 | 398428.5665 | 0 | 399995 | 0 | 0 | 0 | 621902.1623 | 0 | 0 | 0 | 0 | 0 | 0 | 0 | 0 | 0 | 0 | 1539849.6587 | 0 | 0 | 0 | 0 | 129871.786 | 0 | 0 | 0 | 0 | 0 | 0 | 0 | -131438.2195 | 0 | 0 | 0 | 0 | 0 | 0
2016-04-04 12:00 | 0 | 0 | 0 | 0 | 353609.1443 | 105.2256 | 411957 | 0 | 0 | 0 | 472918.7729 | 0 | 0 | 0 | 0 | 0 | 0 | 90740.7593 | 0 | 0 | 0 | 1539843.4993 | 0 | 0 | 0 | 0 | -148983.3894 | 0 | 0 | 0 | 0 | 0 | 0 | 0 | 90740.7593 | 0 | 0 | 0 | 0 | 0 | 0
2016-04-04 13:00 | 0 | 0 | 0 | 0 | 0 | 217207.0534 | 417396 | 0 | 0 | 0 | 363470.5856 | 0 | 0 | 0 | 0 | 0 | 0 | 0 | 0 | 0 | 0 | 1539837.3399 | 0 | 0 | 0 | 0 | -109448.1873 | 0 | 0 | 0 | 0 | 0 | 0 | 0 | -90740.7593 | 0 | 0 | 0 | 0 | 0 | 0
2016-04-04 14:00 | 0 | 0 | 0 | 0 | 0 | 504936.1427 | 422326 | 0 | 0 | 0 | 446080.7282 | 0 | 0 | 0 | 0 | 0 | 0 | 0 | 0 | 0 | 0 | 1539831.1806 | 0 | 0 | 0 | 0 | 82610.1427 | 0 | 0 | 0 | 0 | 0 | 0 | 0 | 0 | 0 | 0 | 0 | 0 | 0 | 0
2016-04-04 15:00 | 0 | 0 | 0 | 0 | 0 | 592761.7139 | 424961 | 0 | 0 | 0 | 595064.1176 | 0 | 0 | 0 | 0 | 0 | 0 | 0 | 0 | 0 | 0 | 1554878.8808 | 0 | 0 | 0 | 0 | 148983.3894 | 0 | 0 | 0 | 0 | 0 | 0 | 0 | 0 | 0 | 0 | 0 | 18817.3245 | 0 | 0
2016-04-04 16:00 | 0 | 0 | 0 | 0 | 0 | 725555.9334 | 426317 | 0 | 0 | 0 | 744047.507 | 0 | 0 | 0 | 0 | 0 | 0 | 131438.2195 | 0 | 0 | 0 | 1569926.5209 | 0 | 0 | 0 | 0 | 148983.3894 | 0 | 0 | 0 | 0 | 0 | 0 | 0 | 131438.2195 | 0 | 0 | 0 | 18817.3245 | 0 | 0
2016-04-04 17:00 | 0 | 0 | 0 | 0 | 0 | 464889.4943 | 428527 | 0 | 0 | 0 | 893030.8964 | 0 | 0 | 0 | 0 | 0 | 0 | 0 | 0 | 0 | 0 | 1584974.1008 | 0 | 0 | 0 | 0 | 148983.3894 | 0 | 0 | 0 | 0 | 0 | 0 | 0 | -131438.2195 | 0 | 0 | 0 | 18817.3245 | 0 | 0
2016-04-04 18:00 | 0 | 0 | 0 | 0 | 0 | 729862.9334 | 430624 | 0 | 0 | 0 | 1042014.2857 | 0 | 0 | 0 | 0 | 0 | 0 | 131438.2195 | 0 | 0 | 0 | 1600021.6205 | 0 | 0 | 0 | 0 | 148983.3894 | 0 | 0 | 0 | 0 | 0 | 0 | 0 | 131438.2195 | 0 | 0 | 0 | 18817.3245 | 0 | 0
2016-04-04 19:00 | 0 | 0 | 0 | 0 | 0 | 732024.9334 | 432786 | 0 | 0 | 0 | 1190997.6751 | 0 | 0 | 0 | 0 | 0 | 0 | 262876.439 | 0 | 0 | 0 | 1615069.08 | 0 | 0 | 0 | 0 | 148983.3894 | 0 | 0 | 0 | 0 | 0 | 0 | 0 | 131438.2195 | 0 | 0 | 0 | 18817.3245 | 0 | 0
2016-04-04 20:00 | 0 | 0 | 0 | 0 | 0 | 635438.0986 | 436918 | 0 | 0 | 0 | 1339981.0645 | 0 | 0 | 0 | 0 | 0 | 0 | 293595.8238 | 0 | 0 | 0 | 1630116.4793 | 0 | 0 | 0 | 0 | 148983.3894 | 0 | 0 | 0 | 0 | 0 | 0 | 0 | 30719.3848 | 0 | 0 | 0 | 18817.3245 | 0 | 0
2016-04-04 21:00 | 0 | 0 | 0 | 0 | 0 | 740741.9334 | 441503 | 0 | 0 | 0 | 1488964.4538 | 0 | 0 | 0 | 0 | 0 | 0 | 425034.0433 | 0 | 0 | 0 | 1645163.8184 | 0 | 0 | 0 | 0 | 148983.3894 | 0 | 0 | 0 | 0 | 0 | 0 | 0 | 131438.2195 | 0 | 0 | 0 | 18817.3245 | 0 | 0
2016-04-04 22:00 | 0 | 0 | 0 | 0 | 0 | 700537.3975 | 444042 | 0 | 0 | 0 | 1637947.8432 | 0 | 0 | 0 | 0 | 0 | 0 | 513728.7269 | 0 | 0 | 0 | 1660211.0973 | 0 | 0 | 0 | 0 | 148983.3894 | 0 | 0 | 0 | 0 | 0 | 0 | 0 | 88694.6836 | 0 | 0 | 0 | 18817.3245 | 0 | 0
2016-04-04 23:00 | 0 | 0 | 0 | 0 | 0 | 589946.1351 | 445816 | 0 | 0 | 0 | 1786931.2326 | 0 | 0 | 0 | 0 | 0 | 0 | 508875.4726 | 0 | 0 | 0 | 1660204.4565 | 0 | 0 | 0 | 0 | 148983.3894 | 0 | 0 | 0 | 0 | 0 | 0 | 0 | -4853.2543 | 0 | 0 | 0 | 0 | 0 | 0
2016-04-05 | 0 | 0 | 0 | 0 | 0 | 349752.6315 | 451312 | 0 | 0 | 0 | 1680518.6098 | 0 | 0 | 0 | 0 | 0 | 0 | 513728.7269 | 0 | 0 | 0 | 1660197.8157 | 0 | 0 | 0 | 0 | -106412.6227 | 0 | 0 | 0 | 0 | 0 | 0 | 0 | 4853.2543 | 0 | 0 | 0 | 0 | 0 | 0
2016-04-05 01:00 | 0 | 0 | 0 | 0 | 108441.8865 | 57548.5047 | 446412 | 0 | 0 | 0 | 1531535.2205 | 0 | 0 | 0 | 0 | 0 | 0 | 382290.5074 | 0 | 0 | 0 | 1660191.1749 | 0 | 0 | 0 | 0 | -148983.3894 | 0 | 0 | 0 | 0 | 0 | 0 | 0 | -131438.2195 | 0 | 0 | 0 | 0 | 0 | 0
2016-04-05 02:00 | 0 | 0 | 0 | 0 | 147148.7325 | 4.6586 | 427575 | 0 | 0 | 0 | 1382551.8311 | 0 | 0 | 0 | 0 | 0 | 0 | 250852.2879 | 0 | 0 | 0 | 1660184.5341 | 0 | 0 | 0 | 0 | -148983.3894 | 0 | 0 | 0 | 0 | 0 | 0 | 0 | -131438.2195 | 0 | 0 | 0 | 0 | 0 | 0
2016-04-05 03:00 | 0 | 0 | 0 | 0 | 123799.3911 | 0 | 404221 | 0 | 0 | 0 | 1233568.4417 | 0 | 0 | 0 | 0 | 0 | 0 | 119414.0684 | 0 | 0 | 0 | 1660177.8934 | 0 | 0 | 0 | 0 | -148983.3894 | 0 | 0 | 0 | 0 | 0 | 0 | 0 | -131438.2195 | 0 | 0 | 0 | 0 | 0 | 0
2016-04-05 04:00 | 0 | 0 | 0 | 0 | 364505.8301 | 0 | 382051 | 0 | 0 | 0 | 1084585.0523 | 0 | 0 | 0 | 0 | 0 | 0 | 250852.2879 | 0 | 0 | 0 | 1660171.2527 | 0 | 0 | 0 | 0 | -148983.3894 | 0 | 0 | 0 | 0 | 0 | 0 | 0 | 131438.2195 | 0 | 0 | 0 | 0 | 0 | 0
2016-04-05 05:00 | 0 | 0 | 0 | 0 | 83912.3911 | 0 | 364334 | 0 | 0 | 0 | 935601.663 | 0 | 0 | 0 | 0 | 0 | 0 | 119414.0684 | 0 | 0 | 0 | 1660164.612 | 0 | 0 | 0 | 0 | -148983.3894 | 0 | 0 | 0 | 0 | 0 | 0 | 0 | -131438.2195 | 0 | 0 | 0 | 0 | 0 | 0
2016-04-05 06:00 | 0 | 0 | 0 | 0 | 633072.6089 | 0 | 352651 | 0 | 0 | 0 | 1084585.0523 | 0 | 0 | 0 | 0 | 0 | 0 | 250852.2879 | 0 | 0 | 0 | 1660157.9713 | 0 | 0 | 0 | 0 | 148983.3894 | 0 | 0 | 0 | 0 | 0 | 0 | 0 | 131438.2195 | 0 | 0 | 0 | 0 | 0 | 0
2016-04-05 07:00 | 0 | 0 | 0 | 0 | 65560.3911 | 0 | 345982 | 0 | 0 | 0 | 935601.663 | 0 | 0 | 0 | 0 | 0 | 0 | 119414.0684 | 0 | 0 | 0 | 1660151.3307 | 0 | 0 | 0 | 0 | -148983.3894 | 0 | 0 | 0 | 0 | 0 | 0 | 0 | -131438.2195 | 0 | 0 | 0 | 0 | 0 | 0
2016-04-05 08:00 | 0 | 0 | 0 | 0 | 77833.5422 | 0 | 346231 | 0 | 0 | 0 | 786618.2736 | 0 | 0 | 0 | 0 | 0 | 0 | 0 | 0 | 0 | 0 | 1660144.6901 | 0 | 0 | 0 | 0 | -148983.3894 | 0 | 0 | 0 | 0 | 0 | 0 | 0 | -119414.0684 | 0 | 0 | 0 | 0 | 0 | 0
2016-04-05 09:00 | 0 | 0 | 0 | 0 | 341519.8301 | 0 | 359065 | 0 | 0 | 0 | 637634.8842 | 0 | 0 | 0 | 0 | 0 | 0 | 131438.2195 | 0 | 0 | 0 | 1660138.0495 | 0 | 0 | 0 | 0 | -148983.3894 | 0 | 0 | 0 | 0 | 0 | 0 | 0 | 131438.2195 | 0 | 0 | 0 | 0 | 0 | 0
2016-04-05 10:00 | 0 | 0 | 0 | 0 | 107621.3911 | 0 | 388043 | 0 | 0 | 0 | 488651.4949 | 0 | 0 | 0 | 0 | 0 | 0 | 0 | 0 | 0 | 0 | 1660131.409 | 0 | 0 | 0 | 0 | -148983.3894 | 0 | 0 | 0 | 0 | 0 | 0 | 0 | -131438.2195 | 0 | 0 | 0 | 0 | 0 | 0
2016-04-05 11:00 | 0 | 0 | 0 | 0 | 397784.8301 | 0 | 415330 | 0 | 0 | 0 | 339668.1055 | 0 | 0 | 0 | 0 | 0 | 0 | 131438.2195 | 0 | 0 | 0 | 1660124.7684 | 0 | 0 | 0 | 0 | -148983.3894 | 0 | 0 | 0 | 0 | 0 | 0 | 0 | 131438.2195 | 0 | 0 | 0 | 0 | 0 | 0
2016-04-05 12:00 | 0 | 0 | 0 | 0 | 144794.4614 | 126.9297 | 425343 | 0 | 0 | 0 | 190684.7161 | 0 | 0 | 0 | 0 | 0 | 0 | 0 | 0 | 0 | 0 | 1660118.1279 | 0 | 0 | 0 | 0 | -148983.3894 | 0 | 0 | 0 | 0 | 0 | 0 | 0 | -131438.2195 | 0 | 0 | 0 | 0 | 0 | 0
2016-04-05 13:00 | 0 | 0 | 0 | 0 | 379513.6158 | 199051.7736 | 429582 | 0 | 0 | 0 | 339668.1055 | 0 | 0 | 0 | 0 | 0 | 0 | 0 | 0 | 0 | 0 | 1660111.4875 | 0 | 0 | 0 | 0 | 148983.3894 | 0 | 0 | 0 | 0 | 0 | 0 | 0 | 0 | 0 | 0 | 0 | 0 | 0 | 0
2016-04-05 14:00 | 0 | 0 | 0 | 0 | 38128.2435 | 544641.1458 | 433786 | 0 | 0 | 0 | 488651.4949 | 0 | 0 | 0 | 0 | 0 | 0 | 0 | 0 | 0 | 0 | 1660104.847 | 0 | 0 | 0 | 0 | 148983.3894 | 0 | 0 | 0 | 0 | 0 | 0 | 0 | 0 | 0 | 0 | 0 | 0 | 0 | 0
2016-04-05 15:00 | 0 | 0 | 0 | 0 | 0 | 602452.7139 | 434652 | 0 | 0 | 0 | 637634.8842 | 0 | 0 | 0 | 0 | 0 | 0 | 0 | 0 | 0 | 0 | 1675152.0662 | 0 | 0 | 0 | 0 | 148983.3894 | 0 | 0 | 0 | 0 | 0 | 0 | 0 | 0 | 0 | 0 | 0 | 18817.3245 | 0 | 0
2016-04-05 16:00 | 0 | 0 | 0 | 0 | 0 | 732844.9334 | 433606 | 0 | 0 | 0 | 786618.2736 | 0 | 0 | 0 | 0 | 0 | 0 | 131438.2195 | 0 | 0 | 0 | 1690199.2252 | 0 | 0 | 0 | 0 | 148983.3894 | 0 | 0 | 0 | 0 | 0 | 0 | 0 | 131438.2195 | 0 | 0 | 0 | 18817.3245 | 0 | 0
2016-04-05 17:00 | 0 | 0 | 0 | 0 | 0 | 470061.4943 | 433699 | 0 | 0 | 0 | 935601.663 | 0 | 0 | 0 | 0 | 0 | 0 | 0 | 0 | 0 | 0 | 1705246.3239 | 0 | 0 | 0 | 0 | 148983.3894 | 0 | 0 | 0 | 0 | 0 | 0 | 0 | -131438.2195 | 0 | 0 | 0 | 18817.3245 | 0 | 0
2016-04-05 18:00 | 0 | 0 | 0 | 0 | 0 | 733112.9334 | 433874 | 0 | 0 | 0 | 1084585.0523 | 0 | 0 | 0 | 0 | 0 | 0 | 131438.2195 | 0 | 0 | 0 | 1720293.3625 | 0 | 0 | 0 | 0 | 148983.3894 | 0 | 0 | 0 | 0 | 0 | 0 | 0 | 131438.2195 | 0 | 0 | 0 | 18817.3245 | 0 | 0
2016-04-05 19:00 | 0 | 0 | 0 | 0 | 0 | 733701.9334 | 434463 | 0 | 0 | 0 | 1233568.4417 | 0 | 0 | 0 | 0 | 0 | 0 | 262876.439 | 0 | 0 | 0 | 1735340.341 | 0 | 0 | 0 | 0 | 148983.3894 | 0 | 0 | 0 | 0 | 0 | 0 | 0 | 131438.2195 | 0 | 0 | 0 | 18817.3245 | 0 | 0
2016-04-05 20:00 | 0 | 0 | 0 | 0 | 0 | 577530.8373 | 436496 | 0 | 0 | 0 | 1382551.8311 | 0 | 0 | 0 | 0 | 0 | 0 | 236110.5625 | 0 | 0 | 0 | 1750387.2592 | 0 | 0 | 0 | 0 | 148983.3894 | 0 | 0 | 0 | 0 | 0 | 0 | 0 | -26765.8765 | 0 | 0 | 0 | 18817.3245 | 0 | 0
2016-04-05 21:00 | 0 | 0 | 0 | 0 | 0 | 739326.9334 | 440088 | 0 | 0 | 0 | 1531535.2205 | 0 | 0 | 0 | 0 | 0 | 0 | 367548.782 | 0 | 0 | 0 | 1765434.1172 | 0 | 0 | 0 | 0 | 148983.3894 | 0 | 0 | 0 | 0 | 0 | 0 | 0 | 131438.2195 | 0 | 0 | 0 | 18817.3245 | 0 | 0
2016-04-05 22:00 | 0 | 0 | 0 | 0 | 0 | 740211.8946 | 442738 | 0 | 0 | 0 | 1680518.6098 | 0 | 0 | 0 | 0 | 0 | 0 | 497221.9627 | 0 | 0 | 0 | 1780480.9151 | 0 | 0 | 0 | 0 | 148983.3894 | 0 | 0 | 0 | 0 | 0 | 0 | 0 | 129673.1807 | 0 | 0 | 0 | 18817.3245 | 0 | 0
2016-04-05 23:00 | 0 | 0 | 0 | 0 | 0 | 631139.4781 | 446832 | 0 | 0 | 0 | 1829501.9992 | 0 | 0 | 0 | 0 | 0 | 0 | 513728.7269 | 0 | 0 | 0 | 1795527.6527 | 0 | 0 | 0 | 0 | 148983.3894 | 0 | 0 | 0 | 0 | 0 | 0 | 0 | 16506.7642 | 0 | 0 | 0 | 18817.3245 | 0 | 0
2016-04-06 | 0 | 0 | 0 | 0 | 0 | 388973.9246 | 457670 | 0 | 0 | 0 | 1760805.9238 | 0 | 0 | 0 | 0 | 0 | 0 | 513728.7269 | 0 | 0 | 0 | 1795520.4706 | 0 | 0 | 0 | 0 | -68696.0754 | 0 | 0 | 0 | 0 | 0 | 0 | 0 | 0 | 0 | 0 | 0 | 0 | 0 | 0
2016-04-06 01:00 | 0 | 0 | 0 | 0 | 113546.6303 | 61301.7608 | 455270 | 0 | 0 | 0 | 1611822.5345 | 0 | 0 | 0 | 0 | 0 | 0 | 382290.5074 | 0 | 0 | 0 | 1795513.2885 | 0 | 0 | 0 | 0 | -148983.3894 | 0 | 0 | 0 | 0 | 0 | 0 | 0 | -131438.2195 | 0 | 0 | 0 | 0 | 0 | 0
2016-04-06 02:00 | 0 | 0 | 0 | 0 | 157114.5871 | 8.804 | 437545 | 0 | 0 | 0 | 1462839.1451 | 0 | 0 | 0 | 0 | 0 | 0 | 250852.2879 | 0 | 0 | 0 | 1795506.1065 | 0 | 0 | 0 | 0 | -148983.3894 | 0 | 0 | 0 | 0 | 0 | 0 | 0 | -131438.2195 | 0 | 0 | 0 | 0 | 0 | 0
2016-04-06 03:00 | 0 | 0 | 0 | 0 | 134265.3911 | 0 | 414687 | 0 | 0 | 0 | 1313855.7557 | 0 | 0 | 0 | 0 | 0 | 0 | 119414.0684 | 0 | 0 | 0 | 1795498.9245 | 0 | 0 | 0 | 0 | -148983.3894 | 0 | 0 | 0 | 0 | 0 | 0 | 0 | -131438.2195 | 0 | 0 | 0 | 0 | 0 | 0
2016-04-06 04:00 | 0 | 0 | 0 | 0 | 376790.8301 | 0 | 394336 | 0 | 0 | 0 | 1164872.3664 | 0 | 0 | 0 | 0 | 0 | 0 | 250852.2879 | 0 | 0 | 0 | 1795491.7425 | 0 | 0 | 0 | 0 | -148983.3894 | 0 | 0 | 0 | 0 | 0 | 0 | 0 | 131438.2195 | 0 | 0 | 0 | 0 | 0 | 0
2016-04-06 05:00 | 0 | 0 | 0 | 0 | 96977.3911 | 0 | 377399 | 0 | 0 | 0 | 1015888.977 | 0 | 0 | 0 | 0 | 0 | 0 | 119414.0684 | 0 | 0 | 0 | 1795484.5605 | 0 | 0 | 0 | 0 | -148983.3894 | 0 | 0 | 0 | 0 | 0 | 0 | 0 | -131438.2195 | 0 | 0 | 0 | 0 | 0 | 0
2016-04-06 06:00 | 0 | 0 | 0 | 0 | 348181.8301 | 0 | 365727 | 0 | 0 | 0 | 866905.5876 | 0 | 0 | 0 | 0 | 0 | 0 | 250852.2879 | 0 | 0 | 0 | 1795477.3786 | 0 | 0 | 0 | 0 | -148983.3894 | 0 | 0 | 0 | 0 | 0 | 0 | 0 | 131438.2195 | 0 | 0 | 0 | 0 | 0 | 0
2016-04-06 07:00 | 0 | 0 | 0 | 0 | 377210.1699 | 0 | 359665 | 0 | 0 | 0 | 1015888.977 | 0 | 0 | 0 | 0 | 0 | 0 | 119414.0684 | 0 | 0 | 0 | 1795470.1967 | 0 | 0 | 0 | 0 | 148983.3894 | 0 | 0 | 0 | 0 | 0 | 0 | 0 | -131438.2195 | 0 | 0 | 0 | 0 | 0 | 0
2016-04-06 08:00 | 0 | 0 | 0 | 0 | 91342.5422 | 0 | 359740 | 0 | 0 | 0 | 866905.5876 | 0 | 0 | 0 | 0 | 0 | 0 | 0 | 0 | 0 | 0 | 1795463.0148 | 0 | 0 | 0 | 0 | -148983.3894 | 0 | 0 | 0 | 0 | 0 | 0 | 0 | -119414.0684 | 0 | 0 | 0 | 0 | 0 | 0
2016-04-06 09:00 | 0 | 0 | 0 | 0 | 353000.8301 | 0 | 370546 | 0 | 0 | 0 | 717922.1982 | 0 | 0 | 0 | 0 | 0 | 0 | 131438.2195 | 0 | 0 | 0 | 1795455.8329 | 0 | 0 | 0 | 0 | -148983.3894 | 0 | 0 | 0 | 0 | 0 | 0 | 0 | 131438.2195 | 0 | 0 | 0 | 0 | 0 | 0
2016-04-06 10:00 | 0 | 0 | 0 | 0 | 118256.3911 | 0 | 398678 | 0 | 0 | 0 | 568938.8089 | 0 | 0 | 0 | 0 | 0 | 0 | 0 | 0 | 0 | 0 | 1795448.6511 | 0 | 0 | 0 | 0 | -148983.3894 | 0 | 0 | 0 | 0 | 0 | 0 | 0 | -131438.2195 | 0 | 0 | 0 | 0 | 0 | 0
2016-04-06 11:00 | 0 | 0 | 0 | 0 | 274493.6106 | 0 | 423477 | 0 | 0 | 0 | 419955.4195 | 0 | 0 | 0 | 0 | 0 | 0 | 0 | 0 | 0 | 0 | 1795441.4693 | 0 | 0 | 0 | 0 | -148983.3894 | 0 | 0 | 0 | 0 | 0 | 0 | 0 | 0 | 0 | 0 | 0 | 0 | 0 | 0
2016-04-06 12:00 | 0 | 0 | 0 | 0 | 280510.3707 | 148.2399 | 429642 | 0 | 0 | 0 | 270972.0301 | 0 | 0 | 0 | 0 | 0 | 0 | 0 | 0 | 0 | 0 | 1795434.2875 | 0 | 0 | 0 | 0 | -148983.3894 | 0 | 0 | 0 | 0 | 0 | 0 | 0 | 0 | 0 | 0 | 0 | 0 | 0 | 0
2016-04-06 13:00 | 0 | 0 | 0 | 0 | 370334.8233 | 209578.5661 | 430930 | 0 | 0 | 0 | 419955.4195 | 0 | 0 | 0 | 0 | 0 | 0 | 0 | 0 | 0 | 0 | 1795427.1058 | 0 | 0 | 0 | 0 | 148983.3894 | 0 | 0 | 0 | 0 | 0 | 0 | 0 | 0 | 0 | 0 | 0 | 0 | 0 | 0
2016-04-06 14:00 | 0 | 0 | 0 | 0 | 0 | 586470.0837 | 432890 | 0 | 0 | 0 | 568938.8089 | 0 | 0 | 0 | 0 | 0 | 0 | 0 | 0 | 0 | 0 | 1799097.2796 | 0 | 0 | 0 | 0 | 148983.3894 | 0 | 0 | 0 | 0 | 0 | 0 | 0 | 0 | 0 | 0 | 0 | 4596.6944 | 0 | 0
2016-04-06 15:00 | 0 | 0 | 0 | 0 | 0 | 600138.7139 | 432338 | 0 | 0 | 0 | 717922.1982 | 0 | 0 | 0 | 0 | 0 | 0 | 0 | 0 | 0 | 0 | 1814143.9428 | 0 | 0 | 0 | 0 | 148983.3894 | 0 | 0 | 0 | 0 | 0 | 0 | 0 | 0 | 0 | 0 | 0 | 18817.3245 | 0 | 0
2016-04-06 16:00 | 0 | 0 | 0 | 0 | 0 | 729372.9334 | 430134 | 0 | 0 | 0 | 866905.5876 | 0 | 0 | 0 | 0 | 0 | 0 | 131438.2195 | 0 | 0 | 0 | 1829190.5458 | 0 | 0 | 0 | 0 | 148983.3894 | 0 | 0 | 0 | 0 | 0 | 0 | 0 | 131438.2195 | 0 | 0 | 0 | 18817.3245 | 0 | 0
2016-04-06 17:00 | 0 | 0 | 0 | 0 | 0 | 465717.4943 | 429355 | 0 | 0 | 0 | 1015888.977 | 0 | 0 | 0 | 0 | 0 | 0 | 0 | 0 | 0 | 0 | 1844237.0886 | 0 | 0 | 0 | 0 | 148983.3894 | 0 | 0 | 0 | 0 | 0 | 0 | 0 | -131438.2195 | 0 | 0 | 0 | 18817.3245 | 0 | 0
2016-04-06 18:00 | 0 | 0 | 0 | 0 | 0 | 728952.9334 | 429714 | 0 | 0 | 0 | 1164872.3664 | 0 | 0 | 0 | 0 | 0 | 0 | 131438.2195 | 0 | 0 | 0 | 1859283.5712 | 0 | 0 | 0 | 0 | 148983.3894 | 0 | 0 | 0 | 0 | 0 | 0 | 0 | 131438.2195 | 0 | 0 | 0 | 18817.3245 | 0 | 0
2016-04-06 19:00 | 0 | 0 | 0 | 0 | 0 | 728870.9334 | 429632 | 0 | 0 | 0 | 1313855.7557 | 0 | 0 | 0 | 0 | 0 | 0 | 262876.439 | 0 | 0 | 0 | 1874329.9937 | 0 | 0 | 0 | 0 | 148983.3894 | 0 | 0 | 0 | 0 | 0 | 0 | 0 | 131438.2195 | 0 | 0 | 0 | 18817.3245 | 0 | 0
2016-04-06 20:00 | 0 | 0 | 0 | 0 | 0 | 520221.955 | 432251 | 0 | 0 | 0 | 1462839.1451 | 0 | 0 | 0 | 0 | 0 | 0 | 183046.6801 | 0 | 0 | 0 | 1889376.356 | 0 | 0 | 0 | 0 | 148983.3894 | 0 | 0 | 0 | 0 | 0 | 0 | 0 | -79829.7589 | 0 | 0 | 0 | 18817.3245 | 0 | 0
2016-04-06 21:00 | 0 | 0 | 0 | 0 | 0 | 734604.9334 | 435366 | 0 | 0 | 0 | 1611822.5345 | 0 | 0 | 0 | 0 | 0 | 0 | 314484.8996 | 0 | 0 | 0 | 1904422.658 | 0 | 0 | 0 | 0 | 148983.3894 | 0 | 0 | 0 | 0 | 0 | 0 | 0 | 131438.2195 | 0 | 0 | 0 | 18817.3245 | 0 | 0
2016-04-06 22:00 | 0 | 0 | 0 | 0 | 0 | 737582.9334 | 438344 | 0 | 0 | 0 | 1760805.9238 | 0 | 0 | 0 | 0 | 0 | 0 | 445923.1191 | 0 | 0 | 0 | 1919468.8999 | 0 | 0 | 0 | 0 | 148983.3894 | 0 | 0 | 0 | 0 | 0 | 0 | 0 | 131438.2195 | 0 | 0 | 0 | 18817.3245 | 0 | 0
2016-04-06 23:00 | 0 | 0 | 0 | 0 | 0 | 678788.3216 | 443182 | 0 | 0 | 0 | 1909789.3132 | 0 | 0 | 0 | 0 | 0 | 0 | 513728.7269 | 0 | 0 | 0 | 1934515.0817 | 0 | 0 | 0 | 0 | 148983.3894 | 0 | 0 | 0 | 0 | 0 | 0 | 0 | 67805.6078 | 0 | 0 | 0 | 18817.3245 | 0 | 0
2016-04-07 | 0 | 0 | 0 | 0 | 0 | 412470.8058 | 448526 | 0 | 0 | 0 | 1873734.119 | 0 | 0 | 0 | 0 | 0 | 0 | 513728.7269 | 0 | 0 | 0 | 1934507.3436 | 0 | 0 | 0 | 0 | -36055.1942 | 0 | 0 | 0 | 0 | 0 | 0 | 0 | 0 | 0 | 0 | 0 | 0 | 0 | 0
2016-04-07 01:00 | 0 | 0 | 0 | 0 | 105095.5594 | 57506.8317 | 443024 | 0 | 0 | 0 | 1724750.7297 | 0 | 0 | 0 | 0 | 0 | 0 | 382290.5074 | 0 | 0 | 0 | 1934499.6056 | 0 | 0 | 0 | 0 | -148983.3894 | 0 | 0 | 0 | 0 | 0 | 0 | 0 | -131438.2195 | 0 | 0 | 0 | 0 | 0 | 0
2016-04-07 02:00 | 0 | 0 | 0 | 0 | 144319.291 | 9.1001 | 424750 | 0 | 0 | 0 | 1575767.3403 | 0 | 0 | 0 | 0 | 0 | 0 | 250852.2879 | 0 | 0 | 0 | 1934491.8676 | 0 | 0 | 0 | 0 | -148983.3894 | 0 | 0 | 0 | 0 | 0 | 0 | 0 | -131438.2195 | 0 | 0 | 0 | 0 | 0 | 0
2016-04-07 03:00 | 0 | 0 | 0 | 0 | 121197.3911 | 0 | 401619 | 0 | 0 | 0 | 1426783.9509 | 0 | 0 | 0 | 0 | 0 | 0 | 119414.0684 | 0 | 0 | 0 | 1934484.1296 | 0 | 0 | 0 | 0 | -148983.3894 | 0 | 0 | 0 | 0 | 0 | 0 | 0 | -131438.2195 | 0 | 0 | 0 | 0 | 0 | 0
2016-04-07 04:00 | 0 | 0 | 0 | 0 | 581026.2599 | 0 | 378658 | 0 | 0 | 0 | 1497713.9913 | 0 | 0 | 0 | 0 | 0 | 0 | 250852.2879 | 0 | 0 | 0 | 1934476.3917 | 0 | 0 | 0 | 0 | 70930.0404 | 0 | 0 | 0 | 0 | 0 | 0 | 0 | 131438.2195 | 0 | 0 | 0 | 0 | 0 | 0
2016-04-07 05:00 | 0 | 0 | 0 | 0 | 80672.3911 | 0 | 361094 | 0 | 0 | 0 | 1348730.6019 | 0 | 0 | 0 | 0 | 0 | 0 | 119414.0684 | 0 | 0 | 0 | 1934468.6538 | 0 | 0 | 0 | 0 | -148983.3894 | 0 | 0 | 0 | 0 | 0 | 0 | 0 | -131438.2195 | 0 | 0 | 0 | 0 | 0 | 0
2016-04-07 06:00 | 0 | 0 | 0 | 0 | 331403.8301 | 0 | 348949 | 0 | 0 | 0 | 1199747.2125 | 0 | 0 | 0 | 0 | 0 | 0 | 250852.2879 | 0 | 0 | 0 | 1934460.9159 | 0 | 0 | 0 | 0 | -148983.3894 | 0 | 0 | 0 | 0 | 0 | 0 | 0 | 131438.2195 | 0 | 0 | 0 | 0 | 0 | 0
2016-04-07 07:00 | 0 | 0 | 0 | 0 | 61700.3911 | 0 | 342122 | 0 | 0 | 0 | 1050763.8232 | 0 | 0 | 0 | 0 | 0 | 0 | 119414.0684 | 0 | 0 | 0 | 1934453.178 | 0 | 0 | 0 | 0 | -148983.3894 | 0 | 0 | 0 | 0 | 0 | 0 | 0 | -131438.2195 | 0 | 0 | 0 | 0 | 0 | 0
2016-04-07 08:00 | 0 | 0 | 0 | 0 | 73488.5422 | 0 | 341886 | 0 | 0 | 0 | 901780.4338 | 0 | 0 | 0 | 0 | 0 | 0 | 0 | 0 | 0 | 0 | 1934445.4402 | 0 | 0 | 0 | 0 | -148983.3894 | 0 | 0 | 0 | 0 | 0 | 0 | 0 | -119414.0684 | 0 | 0 | 0 | 0 | 0 | 0
2016-04-07 09:00 | 0 | 0 | 0 | 0 | 332571.8301 | 0 | 350117 | 0 | 0 | 0 | 752797.0444 | 0 | 0 | 0 | 0 | 0 | 0 | 131438.2195 | 0 | 0 | 0 | 1934437.7024 | 0 | 0 | 0 | 0 | -148983.3894 | 0 | 0 | 0 | 0 | 0 | 0 | 0 | 131438.2195 | 0 | 0 | 0 | 0 | 0 | 0
2016-04-07 10:00 | 0 | 0 | 0 | 0 | 96569.3911 | 0 | 376991 | 0 | 0 | 0 | 603813.6551 | 0 | 0 | 0 | 0 | 0 | 0 | 0 | 0 | 0 | 0 | 1934429.9647 | 0 | 0 | 0 | 0 | -148983.3894 | 0 | 0 | 0 | 0 | 0 | 0 | 0 | -131438.2195 | 0 | 0 | 0 | 0 | 0 | 0
2016-04-07 11:00 | 0 | 0 | 0 | 0 | 683813.6089 | 0 | 403392 | 0 | 0 | 0 | 752797.0444 | 0 | 0 | 0 | 0 | 0 | 0 | 131438.2195 | 0 | 0 | 0 | 1934422.227 | 0 | 0 | 0 | 0 | 148983.3894 | 0 | 0 | 0 | 0 | 0 | 0 | 0 | 131438.2195 | 0 | 0 | 0 | 0 | 0 | 0
2016-04-07 12:00 | 0 | 0 | 0 | 0 | 134240.9728 | 178.4183 | 414841 | 0 | 0 | 0 | 603813.6551 | 0 | 0 | 0 | 0 | 0 | 0 | 0 | 0 | 0 | 0 | 1934414.4893 | 0 | 0 | 0 | 0 | -148983.3894 | 0 | 0 | 0 | 0 | 0 | 0 | 0 | -131438.2195 | 0 | 0 | 0 | 0 | 0 | 0
2016-04-07 13:00 | 0 | 0 | 0 | 0 | 199463.8664 | 182150.3253 | 421774 | 0 | 0 | 0 | 563653.8468 | 0 | 0 | 0 | 0 | 0 | 0 | 0 | 0 | 0 | 0 | 1934406.7516 | 0 | 0 | 0 | 0 | -40159.8083 | 0 | 0 | 0 | 0 | 0 | 0 | 0 | 0 | 0 | 0 | 0 | 0 | 0 | 0
2016-04-07 14:00 | 0 | 0 | 0 | 0 | 130620.0622 | 446793.3272 | 428430 | 0 | 0 | 0 | 712637.2361 | 0 | 0 | 0 | 0 | 0 | 0 | 0 | 0 | 0 | 0 | 1934399.014 | 0 | 0 | 0 | 0 | 148983.3894 | 0 | 0 | 0 | 0 | 0 | 0 | 0 | 0 | 0 | 0 | 0 | 0 | 0 | 0
2016-04-07 15:00 | 0 | 0 | 0 | 0 | 0 | 603738.5475 | 431891 | 0 | 0 | 0 | 861620.6255 | 0 | 0 | 0 | 0 | 0 | 0 | 19329.7618 | 0 | 0 | 0 | 1937218.7935 | 0 | 0 | 0 | 0 | 148983.3894 | 0 | 0 | 0 | 0 | 0 | 0 | 0 | 19329.7618 | 0 | 0 | 0 | 3534.3963 | 0 | 0
2016-04-07 16:00 | 0 | 0 | 0 | 0 | 0 | 684884.2891 | 433514 | 0 | 0 | 0 | 1010604.0149 | 0 | 0 | 0 | 0 | 0 | 0 | 102899.3371 | 0 | 0 | 0 | 1952264.9042 | 0 | 0 | 0 | 0 | 148983.3894 | 0 | 0 | 0 | 0 | 0 | 0 | 0 | 83569.5753 | 0 | 0 | 0 | 18817.3245 | 0 | 0
2016-04-07 17:00 | 0 | 0 | 0 | 0 | 0 | 708519.5728 | 435105 | 0 | 0 | 0 | 1159587.4042 | 0 | 0 | 0 | 0 | 0 | 0 | 208513.196 | 0 | 0 | 0 | 1967310.9547 | 0 | 0 | 0 | 0 | 148983.3894 | 0 | 0 | 0 | 0 | 0 | 0 | 0 | 105613.859 | 0 | 0 | 0 | 18817.3245 | 0 | 0
2016-04-07 18:00 | 0 | 0 | 0 | 0 | 0 | 707215.4213 | 436583 | 0 | 0 | 0 | 1308570.7936 | 0 | 0 | 0 | 0 | 0 | 0 | 311344.9035 | 0 | 0 | 0 | 1982356.945 | 0 | 0 | 0 | 0 | 148983.3894 | 0 | 0 | 0 | 0 | 0 | 0 | 0 | 102831.7074 | 0 | 0 | 0 | 18817.3245 | 0 | 0
2016-04-07 19:00 | 0 | 0 | 0 | 0 | 0 | 694339.1634 | 438358 | 0 | 0 | 0 | 1457554.183 | 0 | 0 | 0 | 0 | 0 | 0 | 399525.353 | 0 | 0 | 0 | 1997402.8752 | 0 | 0 | 0 | 0 | 148983.3894 | 0 | 0 | 0 | 0 | 0 | 0 | 0 | 88180.4495 | 0 | 0 | 0 | 18817.3245 | 0 | 0
2016-04-07 20:00 | 0 | 0 | 0 | 0 | 0 | 682562.7834 | 441584 | 0 | 0 | 0 | 1606537.5723 | 0 | 0 | 0 | 0 | 0 | 0 | 472703.4225 | 0 | 0 | 0 | 2012448.7452 | 0 | 0 | 0 | 0 | 148983.3894 | 0 | 0 | 0 | 0 | 0 | 0 | 0 | 73178.0695 | 0 | 0 | 0 | 18817.3245 | 0 | 0
2016-04-07 21:00 | 0 | 0 | 0 | 0 | 0 | 653172.0182 | 444346 | 0 | 0 | 0 | 1755520.9617 | 0 | 0 | 0 | 0 | 0 | 0 | 513728.7269 | 0 | 0 | 0 | 2027494.555 | 0 | 0 | 0 | 0 | 148983.3894 | 0 | 0 | 0 | 0 | 0 | 0 | 0 | 41025.3044 | 0 | 0 | 0 | 18817.3245 | 0 | 0
2016-04-07 22:00 | 0 | 0 | 0 | 0 | 0 | 587105.6826 | 443858 | 0 | 0 | 0 | 1898768.6443 | 0 | 0 | 0 | 0 | 0 | 0 | 513728.7269 | 0 | 0 | 0 | 2027486.445 | 0 | 0 | 0 | 0 | 143247.6826 | 0 | 0 | 0 | 0 | 0 | 0 | 0 | 0 | 0 | 0 | 0 | 0 | 0 | 0
2016-04-07 23:00 | 0 | 0 | 0 | 0 | 0 | 458743.2142 | 443415 | 0 | 0 | 0 | 1914096.8585 | 0 | 0 | 0 | 0 | 0 | 0 | 513728.7269 | 0 | 0 | 0 | 2027478.335 | 0 | 0 | 0 | 0 | 15328.2142 | 0 | 0 | 0 | 0 | 0 | 0 | 0 | 0 | 0 | 0 | 0 | 0 | 0 | 0
2016-04-08 | 0 | 0 | 0 | 0 | 0 | 259525.565 | 447159 | 0 | 0 | 0 | 1857901.643 | 0 | 0 | 0 | 0 | 0 | 0 | 382290.5074 | 0 | 0 | 0 | 2027470.2251 | 0 | 0 | 0 | 0 | -56195.2155 | 0 | 0 | 0 | 0 | 0 | 0 | 0 | -131438.2195 | 0 | 0 | 0 | 0 | 0 | 0
2016-04-08 01:00 | 0 | 0 | 0 | 0 | 128124.8762 | 33857.5149 | 442404 | 0 | 0 | 0 | 1708918.2537 | 0 | 0 | 0 | 0 | 0 | 0 | 250852.2879 | 0 | 0 | 0 | 2027462.1152 | 0 | 0 | 0 | 0 | -148983.3894 | 0 | 0 | 0 | 0 | 0 | 0 | 0 | -131438.2195 | 0 | 0 | 0 | 0 | 0 | 0
2016-04-08 02:00 | 0 | 0 | 0 | 0 | 144440.3014 | 6.0898 | 424868 | 0 | 0 | 0 | 1559934.8643 | 0 | 0 | 0 | 0 | 0 | 0 | 119414.0684 | 0 | 0 | 0 | 2027454.0054 | 0 | 0 | 0 | 0 | -148983.3894 | 0 | 0 | 0 | 0 | 0 | 0 | 0 | -131438.2195 | 0 | 0 | 0 | 0 | 0 | 0
2016-04-08 03:00 | 0 | 0 | 0 | 0 | 385203.8301 | 0 | 402749 | 0 | 0 | 0 | 1410951.4749 | 0 | 0 | 0 | 0 | 0 | 0 | 250852.2879 | 0 | 0 | 0 | 2027445.8956 | 0 | 0 | 0 | 0 | -148983.3894 | 0 | 0 | 0 | 0 | 0 | 0 | 0 | 131438.2195 | 0 | 0 | 0 | 0 | 0 | 0
2016-04-08 04:00 | 0 | 0 | 0 | 0 | 112567.5422 | 0 | 380965 | 0 | 0 | 0 | 1261968.0855 | 0 | 0 | 0 | 0 | 0 | 0 | 131438.2195 | 0 | 0 | 0 | 2027437.7858 | 0 | 0 | 0 | 0 | -148983.3894 | 0 | 0 | 0 | 0 | 0 | 0 | 0 | -119414.0684 | 0 | 0 | 0 | 0 | 0 | 0
2016-04-08 05:00 | 0 | 0 | 0 | 0 | 580483.8193 | 0 | 363625 | 0 | 0 | 0 | 1347388.6853 | 0 | 0 | 0 | 0 | 0 | 0 | 262876.439 | 0 | 0 | 0 | 2027429.676 | 0 | 0 | 0 | 0 | 85420.5998 | 0 | 0 | 0 | 0 | 0 | 0 | 0 | 131438.2195 | 0 | 0 | 0 | 0 | 0 | 0
2016-04-08 06:00 | 0 | 0 | 0 | 0 | 71453.3911 | 0 | 351875 | 0 | 0 | 0 | 1198405.2959 | 0 | 0 | 0 | 0 | 0 | 0 | 131438.2195 | 0 | 0 | 0 | 2027421.5663 | 0 | 0 | 0 | 0 | -148983.3894 | 0 | 0 | 0 | 0 | 0 | 0 | 0 | -131438.2195 | 0 | 0 | 0 | 0 | 0 | 0
2016-04-08 07:00 | 0 | 0 | 0 | 0 | 64828.3911 | 0 | 345250 | 0 | 0 | 0 | 1049421.9066 | 0 | 0 | 0 | 0 | 0 | 0 | 0 | 0 | 0 | 0 | 2027413.4566 | 0 | 0 | 0 | 0 | -148983.3894 | 0 | 0 | 0 | 0 | 0 | 0 | 0 | -131438.2195 | 0 | 0 | 0 | 0 | 0 | 0
2016-04-08 08:00 | 0 | 0 | 0 | 0 | 436046.5638 | 0 | 345398 | 0 | 0 | 0 | 1008632.2509 | 0 | 0 | 0 | 0 | 0 | 0 | 131438.2195 | 0 | 0 | 0 | 2027405.347 | 0 | 0 | 0 | 0 | -40789.6557 | 0 | 0 | 0 | 0 | 0 | 0 | 0 | 131438.2195 | 0 | 0 | 0 | 0 | 0 | 0
2016-04-08 09:00 | 0 | 0 | 0 | 0 | 74899.3911 | 0 | 355321 | 0 | 0 | 0 | 859648.8615 | 0 | 0 | 0 | 0 | 0 | 0 | 0 | 0 | 0 | 0 | 2027397.2374 | 0 | 0 | 0 | 0 | -148983.3894 | 0 | 0 | 0 | 0 | 0 | 0 | 0 | -131438.2195 | 0 | 0 | 0 | 0 | 0 | 0
2016-04-08 10:00 | 0 | 0 | 0 | 0 | 408883.1801 | 0 | 380433 | 0 | 0 | 0 | 756660.8221 | 0 | 0 | 0 | 0 | 0 | 0 | 131438.2195 | 0 | 0 | 0 | 2027389.1278 | 0 | 0 | 0 | 0 | -102988.0394 | 0 | 0 | 0 | 0 | 0 | 0 | 0 | 131438.2195 | 0 | 0 | 0 | 0 | 0 | 0
2016-04-08 11:00 | 0 | 0 | 0 | 0 | 409935.5772 | 0 | 404672 | 0 | 0 | 0 | 630486.1797 | 0 | 0 | 0 | 0 | 0 | 0 | 262876.439 | 0 | 0 | 0 | 2027381.0182 | 0 | 0 | 0 | 0 | -126174.6424 | 0 | 0 | 0 | 0 | 0 | 0 | 0 | 131438.2195 | 0 | 0 | 0 | 0 | 0 | 0
2016-04-08 12:00 | 0 | 0 | 0 | 0 | 134136.7346 | 193.6565 | 414752 | 0 | 0 | 0 | 481502.7904 | 0 | 0 | 0 | 0 | 0 | 0 | 131438.2195 | 0 | 0 | 0 | 2027372.9087 | 0 | 0 | 0 | 0 | -148983.3894 | 0 | 0 | 0 | 0 | 0 | 0 | 0 | -131438.2195 | 0 | 0 | 0 | 0 | 0 | 0
2016-04-08 13:00 | 0 | 0 | 0 | 0 | 291455.3367 | 128733.7438 | 420576 | 0 | 0 | 0 | 481115.8708 | 0 | 0 | 0 | 0 | 0 | 0 | 131438.2195 | 0 | 0 | 0 | 2027364.7992 | 0 | 0 | 0 | 0 | -386.9195 | 0 | 0 | 0 | 0 | 0 | 0 | 0 | 0 | 0 | 0 | 0 | 0 | 0 | 0
2016-04-08 14:00 | 0 | 0 | 0 | 0 | 0 | 324655.2453 | 426123 | 0 | 0 | 0 | 511086.3356 | 0 | 0 | 0 | 0 | 0 | 0 | 0 | 0 | 0 | 0 | 2027356.6897 | 0 | 0 | 0 | 0 | 29970.4648 | 0 | 0 | 0 | 0 | 0 | 0 | 0 | -131438.2195 | 0 | 0 | 0 | 0 | 0 | 0
2016-04-08 15:00 | 0 | 0 | 0 | 0 | 0 | 473000.3932 | 429033 | 0 | 0 | 0 | 555053.7288 | 0 | 0 | 0 | 0 | 0 | 0 | 0 | 0 | 0 | 0 | 2027348.5803 | 0 | 0 | 0 | 0 | 43967.3932 | 0 | 0 | 0 | 0 | 0 | 0 | 0 | 0 | 0 | 0 | 0 | 0 | 0 | 0
2016-04-08 16:00 | 0 | 0 | 0 | 0 | 20030.8574 | 557694.532 | 428742 | 0 | 0 | 0 | 704037.1182 | 0 | 0 | 0 | 0 | 0 | 0 | 0 | 0 | 0 | 0 | 2027340.4709 | 0 | 0 | 0 | 0 | 148983.3894 | 0 | 0 | 0 | 0 | 0 | 0 | 0 | 0 | 0 | 0 | 0 | 0 | 0 | 0
2016-04-08 17:00 | 0 | 0 | 0 | 0 | 113171.2752 | 595699.3336 | 428449 | 0 | 0 | 0 | 853020.5075 | 0 | 0 | 0 | 0 | 0 | 0 | 131438.2195 | 0 | 0 | 0 | 2027332.3616 | 0 | 0 | 0 | 0 | 148983.3894 | 0 | 0 | 0 | 0 | 0 | 0 | 0 | 131438.2195 | 0 | 0 | 0 | 0 | 0 | 0
2016-04-08 18:00 | 0 | 0 | 0 | 0 | 107195 | 601528.6088 | 428302 | 0 | 0 | 0 | 1002003.8969 | 0 | 0 | 0 | 0 | 0 | 0 | 262876.439 | 0 | 0 | 0 | 2027324.2522 | 0 | 0 | 0 | 0 | 148983.3894 | 0 | 0 | 0 | 0 | 0 | 0 | 0 | 131438.2195 | 0 | 0 | 0 | 0 | 0 | 0
2016-04-08 19:00 | 0 | 0 | 0 | 0 | 0 | 593759.4648 | 426825 | 0 | 0 | 0 | 1037500.1422 | 0 | 0 | 0 | 0 | 0 | 0 | 394314.6585 | 0 | 0 | 0 | 2027316.1429 | 0 | 0 | 0 | 0 | 35496.2453 | 0 | 0 | 0 | 0 | 0 | 0 | 0 | 131438.2195 | 0 | 0 | 0 | 0 | 0 | 0
2016-04-08 20:00 | 0 | 0 | 0 | 0 | 0 | 578250.9247 | 426716 | 0 | 0 | 0 | 1186483.5315 | 0 | 0 | 0 | 0 | 0 | 0 | 396866.1938 | 0 | 0 | 0 | 2027308.0337 | 0 | 0 | 0 | 0 | 148983.3894 | 0 | 0 | 0 | 0 | 0 | 0 | 0 | 2551.5353 | 0 | 0 | 0 | 0 | 0 | 0
2016-04-08 21:00 | 0 | 0 | 0 | 0 | 0 | 535329.8075 | 426130 | 0 | 0 | 0 | 1335466.9209 | 0 | 0 | 0 | 0 | 0 | 0 | 357082.6119 | 0 | 0 | 0 | 2027299.9244 | 0 | 0 | 0 | 0 | 148983.3894 | 0 | 0 | 0 | 0 | 0 | 0 | 0 | -39783.5819 | 0 | 0 | 0 | 0 | 0 | 0
2016-04-08 22:00 | 0 | 0 | 0 | 0 | 0 | 464901.548 | 423852 | 0 | 0 | 0 | 1245078.2494 | 0 | 0 | 0 | 0 | 0 | 0 | 488520.8314 | 0 | 0 | 0 | 2027291.8152 | 0 | 0 | 0 | 0 | -90388.6715 | 0 | 0 | 0 | 0 | 0 | 0 | 0 | 131438.2195 | 0 | 0 | 0 | 0 | 0 | 0
2016-04-08 23:00 | 0 | 0 | 0 | 0 | 97560.0338 | 342126.136 | 422141 | 0 | 0 | 0 | 1394061.6387 | 0 | 0 | 0 | 0 | 0 | 0 | 357082.6119 | 0 | 0 | 0 | 2027283.7061 | 0 | 0 | 0 | 0 | 148983.3894 | 0 | 0 | 0 | 0 | 0 | 0 | 0 | -131438.2195 | 0 | 0 | 0 | 0 | 0 | 0
2016-04-09 | 0 | 0 | 0 | 0 | 0 | 177787.0888 | 427867 | 0 | 0 | 0 | 1275419.947 | 0 | 0 | 0 | 0 | 0 | 0 | 225644.3924 | 0 | 0 | 0 | 2027275.5969 | 0 | 0 | 0 | 0 | -118641.6917 | 0 | 0 | 0 | 0 | 0 | 0 | 0 | -131438.2195 | 0 | 0 | 0 | 0 | 0 | 0
2016-04-09 01:00 | 0 | 0 | 0 | 0 | 129175.2262 | 17027.1649 | 426624 | 0 | 0 | 0 | 1126436.5577 | 0 | 0 | 0 | 0 | 0 | 0 | 94206.1729 | 0 | 0 | 0 | 2027267.4878 | 0 | 0 | 0 | 0 | -148983.3894 | 0 | 0 | 0 | 0 | 0 | 0 | 0 | -131438.2195 | 0 | 0 | 0 | 0 | 0 | 0
2016-04-09 02:00 | 0 | 0 | 0 | 0 | 397728.7395 | 0.090606 | 415274 | 0 | 0 | 0 | 977453.1683 | 0 | 0 | 0 | 0 | 0 | 0 | 225644.3924 | 0 | 0 | 0 | 2027259.3788 | 0 | 0 | 0 | 0 | -148983.3894 | 0 | 0 | 0 | 0 | 0 | 0 | 0 | 131438.2195 | 0 | 0 | 0 | 0 | 0 | 0
2016-04-09 03:00 | 0 | 0 | 0 | 0 | 118721.3911 | 0 | 399143 | 0 | 0 | 0 | 828469.7789 | 0 | 0 | 0 | 0 | 0 | 0 | 94206.1729 | 0 | 0 | 0 | 2027251.2697 | 0 | 0 | 0 | 0 | -148983.3894 | 0 | 0 | 0 | 0 | 0 | 0 | 0 | -131438.2195 | 0 | 0 | 0 | 0 | 0 | 0
2016-04-09 04:00 | 0 | 0 | 0 | 0 | 638812.5605 | 0 | 381061 | 0 | 0 | 0 | 954783.1199 | 0 | 0 | 0 | 0 | 0 | 0 | 225644.3924 | 0 | 0 | 0 | 2027243.1607 | 0 | 0 | 0 | 0 | 126313.341 | 0 | 0 | 0 | 0 | 0 | 0 | 0 | 131438.2195 | 0 | 0 | 0 | 0 | 0 | 0
2016-04-09 05:00 | 0 | 0 | 0 | 0 | 86626.3911 | 0 | 367048 | 0 | 0 | 0 | 805799.7305 | 0 | 0 | 0 | 0 | 0 | 0 | 94206.1729 | 0 | 0 | 0 | 2027235.0517 | 0 | 0 | 0 | 0 | -148983.3894 | 0 | 0 | 0 | 0 | 0 | 0 | 0 | -131438.2195 | 0 | 0 | 0 | 0 | 0 | 0
2016-04-09 06:00 | 0 | 0 | 0 | 0 | 112997.4377 | 0 | 356187 | 0 | 0 | 0 | 656816.3412 | 0 | 0 | 0 | 0 | 0 | 0 | 0 | 0 | 0 | 0 | 2027226.9428 | 0 | 0 | 0 | 0 | -148983.3894 | 0 | 0 | 0 | 0 | 0 | 0 | 0 | -94206.1729 | 0 | 0 | 0 | 0 | 0 | 0
2016-04-09 07:00 | 0 | 0 | 0 | 0 | 332298.8301 | 0 | 349844 | 0 | 0 | 0 | 507832.9518 | 0 | 0 | 0 | 0 | 0 | 0 | 131438.2195 | 0 | 0 | 0 | 2027218.8339 | 0 | 0 | 0 | 0 | -148983.3894 | 0 | 0 | 0 | 0 | 0 | 0 | 0 | 131438.2195 | 0 | 0 | 0 | 0 | 0 | 0
2016-04-09 08:00 | 0 | 0 | 0 | 0 | 66941.3911 | 0 | 347363 | 0 | 0 | 0 | 358849.5624 | 0 | 0 | 0 | 0 | 0 | 0 | 0 | 0 | 0 | 0 | 2027210.725 | 0 | 0 | 0 | 0 | -148983.3894 | 0 | 0 | 0 | 0 | 0 | 0 | 0 | -131438.2195 | 0 | 0 | 0 | 0 | 0 | 0
2016-04-09 09:00 | 0 | 0 | 0 | 0 | 544624.8557 | 0 | 351170 | 0 | 0 | 0 | 420866.1986 | 0 | 0 | 0 | 0 | 0 | 0 | 131438.2195 | 0 | 0 | 0 | 2027202.6162 | 0 | 0 | 0 | 0 | 62016.6362 | 0 | 0 | 0 | 0 | 0 | 0 | 0 | 131438.2195 | 0 | 0 | 0 | 0 | 0 | 0
2016-04-09 10:00 | 0 | 0 | 0 | 0 | 78795.3911 | 0 | 359217 | 0 | 0 | 0 | 271882.8093 | 0 | 0 | 0 | 0 | 0 | 0 | 0 | 0 | 0 | 0 | 2027194.5074 | 0 | 0 | 0 | 0 | -148983.3894 | 0 | 0 | 0 | 0 | 0 | 0 | 0 | -131438.2195 | 0 | 0 | 0 | 0 | 0 | 0
2016-04-09 11:00 | 0 | 0 | 0 | 0 | 527482.189 | 0 | 369960 | 0 | 0 | 0 | 297966.7787 | 0 | 0 | 0 | 0 | 0 | 0 | 131438.2195 | 0 | 0 | 0 | 2027186.3986 | 0 | 0 | 0 | 0 | 26083.9695 | 0 | 0 | 0 | 0 | 0 | 0 | 0 | 131438.2195 | 0 | 0 | 0 | 0 | 0 | 0
2016-04-09 12:00 | 0 | 0 | 0 | 0 | 102599.9598 | 217.4313 | 383239 | 0 | 0 | 0 | 148983.3894 | 0 | 0 | 0 | 0 | 0 | 0 | 0 | 0 | 0 | 0 | 2027178.2898 | 0 | 0 | 0 | 0 | -148983.3894 | 0 | 0 | 0 | 0 | 0 | 0 | 0 | -131438.2195 | 0 | 0 | 0 | 0 | 0 | 0
2016-04-09 13:00 | 0 | 0 | 0 | 0 | 81010.045 | 164509.5656 | 394503 | 0 | 0 | 0 | 0 | 0 | 0 | 0 | 0 | 0 | 0 | 0 | 0 | 0 | 0 | 2027170.1811 | 0 | 0 | 0 | 0 | -148983.3894 | 0 | 0 | 0 | 0 | 0 | 0 | 0 | 0 | 0 | 0 | 0 | 0 | 0 | 0
2016-04-09 14:00 | 0 | 0 | 0 | 0 | 121289.1109 | 429853.2785 | 402159 | 0 | 0 | 0 | 148983.3894 | 0 | 0 | 0 | 0 | 0 | 0 | 0 | 0 | 0 | 0 | 2027162.0725 | 0 | 0 | 0 | 0 | 148983.3894 | 0 | 0 | 0 | 0 | 0 | 0 | 0 | 0 | 0 | 0 | 0 | 0 | 0 | 0
2016-04-09 15:00 | 0 | 0 | 0 | 0 | 0 | 572335.7139 | 404535 | 0 | 0 | 0 | 297966.7787 | 0 | 0 | 0 | 0 | 0 | 0 | 0 | 0 | 0 | 0 | 2042207.8234 | 0 | 0 | 0 | 0 | 148983.3894 | 0 | 0 | 0 | 0 | 0 | 0 | 0 | 0 | 0 | 0 | 0 | 18817.3245 | 0 | 0
2016-04-09 16:00 | 0 | 0 | 0 | 0 | 0 | 668786.7157 | 403425 | 0 | 0 | 0 | 446950.1681 | 0 | 0 | 0 | 0 | 0 | 0 | 97561.0018 | 0 | 0 | 0 | 2057253.5141 | 0 | 0 | 0 | 0 | 148983.3894 | 0 | 0 | 0 | 0 | 0 | 0 | 0 | 97561.0018 | 0 | 0 | 0 | 18817.3245 | 0 | 0
2016-04-09 17:00 | 0 | 0 | 0 | 0 | 0 | 610436.4282 | 401764 | 0 | 0 | 0 | 595933.5575 | 0 | 0 | 0 | 0 | 0 | 0 | 138432.7162 | 0 | 0 | 0 | 2072299.1447 | 0 | 0 | 0 | 0 | 148983.3894 | 0 | 0 | 0 | 0 | 0 | 0 | 0 | 40871.7144 | 0 | 0 | 0 | 18817.3245 | 0 | 0
2016-04-09 18:00 | 0 | 0 | 0 | 0 | 0 | 673361.1862 | 399211 | 0 | 0 | 0 | 744916.9469 | 0 | 0 | 0 | 0 | 0 | 0 | 244782.1885 | 0 | 0 | 0 | 2087344.7151 | 0 | 0 | 0 | 0 | 148983.3894 | 0 | 0 | 0 | 0 | 0 | 0 | 0 | 106349.4723 | 0 | 0 | 0 | 18817.3245 | 0 | 0
2016-04-09 19:00 | 0 | 0 | 0 | 0 | 0 | 666463.23 | 396576 | 0 | 0 | 0 | 893900.3362 | 0 | 0 | 0 | 0 | 0 | 0 | 346868.7047 | 0 | 0 | 0 | 2102390.2253 | 0 | 0 | 0 | 0 | 148983.3894 | 0 | 0 | 0 | 0 | 0 | 0 | 0 | 102086.5162 | 0 | 0 | 0 | 18817.3245 | 0 | 0
2016-04-09 20:00 | 0 | 0 | 0 | 0 | 0 | 658677.2843 | 396480 | 0 | 0 | 0 | 1042883.7256 | 0 | 0 | 0 | 0 | 0 | 0 | 441265.2752 | 0 | 0 | 0 | 2117435.6753 | 0 | 0 | 0 | 0 | 148983.3894 | 0 | 0 | 0 | 0 | 0 | 0 | 0 | 94396.5705 | 0 | 0 | 0 | 18817.3245 | 0 | 0
2016-04-09 21:00 | 0 | 0 | 0 | 0 | 0 | 631380.9546 | 396600 | 0 | 0 | 0 | 1191867.115 | 0 | 0 | 0 | 0 | 0 | 0 | 508245.5159 | 0 | 0 | 0 | 2132481.0652 | 0 | 0 | 0 | 0 | 148983.3894 | 0 | 0 | 0 | 0 | 0 | 0 | 0 | 66980.2407 | 0 | 0 | 0 | 18817.3245 | 0 | 0
2016-04-09 22:00 | 0 | 0 | 0 | 0 | 0 | 570617.9249 | 397334 | 0 | 0 | 0 | 1340850.5043 | 0 | 0 | 0 | 0 | 0 | 0 | 513728.7269 | 0 | 0 | 0 | 2147526.3948 | 0 | 0 | 0 | 0 | 148983.3894 | 0 | 0 | 0 | 0 | 0 | 0 | 0 | 5483.211 | 0 | 0 | 0 | 18817.3245 | 0 | 0
2016-04-09 23:00 | 0 | 0 | 0 | 0 | 0 | 456150.8984 | 400185 | 0 | 0 | 0 | 1489833.8937 | 0 | 0 | 0 | 0 | 0 | 0 | 420711.236 | 0 | 0 | 0 | 2147517.8047 | 0 | 0 | 0 | 0 | 148983.3894 | 0 | 0 | 0 | 0 | 0 | 0 | 0 | -93017.491 | 0 | 0 | 0 | 0 | 0 | 0
2016-04-10 | 0 | 0 | 0 | 0 | 0 | 261365.1462 | 410290 | 0 | 0 | 0 | 1340850.5043 | 0 | 0 | 0 | 0 | 0 | 0 | 420769.7715 | 0 | 0 | 0 | 2147509.2147 | 0 | 0 | 0 | 0 | -148983.3894 | 0 | 0 | 0 | 0 | 0 | 0 | 0 | 58.5356 | 0 | 0 | 0 | 0 | 0 | 0
2016-04-10 01:00 | 0 | 0 | 0 | 0 | 107084.6845 | 25356.7066 | 412863 | 0 | 0 | 0 | 1191867.115 | 0 | 0 | 0 | 0 | 0 | 0 | 289331.552 | 0 | 0 | 0 | 2147500.6246 | 0 | 0 | 0 | 0 | -148983.3894 | 0 | 0 | 0 | 0 | 0 | 0 | 0 | -131438.2195 | 0 | 0 | 0 | 0 | 0 | 0
2016-04-10 02:00 | 0 | 0 | 0 | 0 | 123883.2687 | 0.12239 | 404305 | 0 | 0 | 0 | 1042883.7256 | 0 | 0 | 0 | 0 | 0 | 0 | 157893.3325 | 0 | 0 | 0 | 2147492.0346 | 0 | 0 | 0 | 0 | -148983.3894 | 0 | 0 | 0 | 0 | 0 | 0 | 0 | -131438.2195 | 0 | 0 | 0 | 0 | 0 | 0
2016-04-10 03:00 | 0 | 0 | 0 | 0 | 110646.3911 | 0 | 391068 | 0 | 0 | 0 | 893900.3362 | 0 | 0 | 0 | 0 | 0 | 0 | 26455.113 | 0 | 0 | 0 | 2147483.4447 | 0 | 0 | 0 | 0 | -148983.3894 | 0 | 0 | 0 | 0 | 0 | 0 | 0 | -131438.2195 | 0 | 0 | 0 | 0 | 0 | 0
2016-04-10 04:00 | 0 | 0 | 0 | 0 | 656472.6089 | 0 | 376051 | 0 | 0 | 0 | 1042883.7256 | 0 | 0 | 0 | 0 | 0 | 0 | 157893.3325 | 0 | 0 | 0 | 2147474.8547 | 0 | 0 | 0 | 0 | 148983.3894 | 0 | 0 | 0 | 0 | 0 | 0 | 0 | 131438.2195 | 0 | 0 | 0 | 0 | 0 | 0
2016-04-10 05:00 | 0 | 0 | 0 | 0 | 83504.3911 | 0 | 363926 | 0 | 0 | 0 | 893900.3362 | 0 | 0 | 0 | 0 | 0 | 0 | 26455.113 | 0 | 0 | 0 | 2147466.2648 | 0 | 0 | 0 | 0 | -148983.3894 | 0 | 0 | 0 | 0 | 0 | 0 | 0 | -131438.2195 | 0 | 0 | 0 | 0 | 0 | 0
2016-04-10 06:00 | 0 | 0 | 0 | 0 | 337075.8301 | 0 | 354621 | 0 | 0 | 0 | 744916.9469 | 0 | 0 | 0 | 0 | 0 | 0 | 157893.3325 | 0 | 0 | 0 | 2147457.675 | 0 | 0 | 0 | 0 | -148983.3894 | 0 | 0 | 0 | 0 | 0 | 0 | 0 | 131438.2195 | 0 | 0 | 0 | 0 | 0 | 0
2016-04-10 07:00 | 0 | 0 | 0 | 0 | 68493.3911 | 0 | 348915 | 0 | 0 | 0 | 595933.5575 | 0 | 0 | 0 | 0 | 0 | 0 | 26455.113 | 0 | 0 | 0 | 2147449.0851 | 0 | 0 | 0 | 0 | -148983.3894 | 0 | 0 | 0 | 0 | 0 | 0 | 0 | -131438.2195 | 0 | 0 | 0 | 0 | 0 | 0
2016-04-10 08:00 | 0 | 0 | 0 | 0 | 171876.4976 | 0 | 347315 | 0 | 0 | 0 | 446950.1681 | 0 | 0 | 0 | 0 | 0 | 0 | 0 | 0 | 0 | 0 | 2147440.4953 | 0 | 0 | 0 | 0 | -148983.3894 | 0 | 0 | 0 | 0 | 0 | 0 | 0 | -26455.113 | 0 | 0 | 0 | 0 | 0 | 0
2016-04-10 09:00 | 0 | 0 | 0 | 0 | 331408.8301 | 0 | 348954 | 0 | 0 | 0 | 297966.7787 | 0 | 0 | 0 | 0 | 0 | 0 | 131438.2195 | 0 | 0 | 0 | 2147431.9056 | 0 | 0 | 0 | 0 | -148983.3894 | 0 | 0 | 0 | 0 | 0 | 0 | 0 | 131438.2195 | 0 | 0 | 0 | 0 | 0 | 0
2016-04-10 10:00 | 0 | 0 | 0 | 0 | 372430.1699 | 0 | 354885 | 0 | 0 | 0 | 446950.1681 | 0 | 0 | 0 | 0 | 0 | 0 | 0 | 0 | 0 | 0 | 2147423.3158 | 0 | 0 | 0 | 0 | 148983.3894 | 0 | 0 | 0 | 0 | 0 | 0 | 0 | -131438.2195 | 0 | 0 | 0 | 0 | 0 | 0
2016-04-10 11:00 | 0 | 0 | 0 | 0 | 344931.8301 | 0 | 362477 | 0 | 0 | 0 | 297966.7787 | 0 | 0 | 0 | 0 | 0 | 0 | 131438.2195 | 0 | 0 | 0 | 2147414.7262 | 0 | 0 | 0 | 0 | -148983.3894 | 0 | 0 | 0 | 0 | 0 | 0 | 0 | 131438.2195 | 0 | 0 | 0 | 0 | 0 | 0
2016-04-10 12:00 | 0 | 0 | 0 | 0 | 90235.646 | 451.7452 | 371109 | 0 | 0 | 0 | 148983.3894 | 0 | 0 | 0 | 0 | 0 | 0 | 0 | 0 | 0 | 0 | 2147406.1365 | 0 | 0 | 0 | 0 | -148983.3894 | 0 | 0 | 0 | 0 | 0 | 0 | 0 | -131438.2195 | 0 | 0 | 0 | 0 | 0 | 0
2016-04-10 13:00 | 0 | 0 | 0 | 0 | 315291.6782 | 213357.7112 | 379666 | 0 | 0 | 0 | 297966.7787 | 0 | 0 | 0 | 0 | 0 | 0 | 0 | 0 | 0 | 0 | 2147397.5469 | 0 | 0 | 0 | 0 | 148983.3894 | 0 | 0 | 0 | 0 | 0 | 0 | 0 | 0 | 0 | 0 | 0 | 0 | 0 | 0
2016-04-10 14:00 | 0 | 0 | 0 | 0 | 69627.297 | 464465.0924 | 385109 | 0 | 0 | 0 | 446950.1681 | 0 | 0 | 0 | 0 | 0 | 0 | 0 | 0 | 0 | 0 | 2147388.9573 | 0 | 0 | 0 | 0 | 148983.3894 | 0 | 0 | 0 | 0 | 0 | 0 | 0 | 0 | 0 | 0 | 0 | 0 | 0 | 0
2016-04-10 15:00 | 0 | 0 | 0 | 0 | 0 | 554606.7139 | 386806 | 0 | 0 | 0 | 595933.5575 | 0 | 0 | 0 | 0 | 0 | 0 | 0 | 0 | 0 | 0 | 2162434.2273 | 0 | 0 | 0 | 0 | 148983.3894 | 0 | 0 | 0 | 0 | 0 | 0 | 0 | 0 | 0 | 0 | 0 | 18817.3245 | 0 | 0
2016-04-10 16:00 | 0 | 0 | 0 | 0 | 0 | 688040.9334 | 388802 | 0 | 0 | 0 | 744916.9469 | 0 | 0 | 0 | 0 | 0 | 0 | 131438.2195 | 0 | 0 | 0 | 2177479.4372 | 0 | 0 | 0 | 0 | 148983.3894 | 0 | 0 | 0 | 0 | 0 | 0 | 0 | 131438.2195 | 0 | 0 | 0 | 18817.3245 | 0 | 0
2016-04-10 17:00 | 0 | 0 | 0 | 0 | 0 | 688120.9334 | 388882 | 0 | 0 | 0 | 893900.3362 | 0 | 0 | 0 | 0 | 0 | 0 | 262876.439 | 0 | 0 | 0 | 2192524.5868 | 0 | 0 | 0 | 0 | 148983.3894 | 0 | 0 | 0 | 0 | 0 | 0 | 0 | 131438.2195 | 0 | 0 | 0 | 18817.3245 | 0 | 0
2016-04-10 18:00 | 0 | 0 | 0 | 0 | 0 | 632604.9259 | 388785 | 0 | 0 | 0 | 1042883.7256 | 0 | 0 | 0 | 0 | 0 | 0 | 338895.651 | 0 | 0 | 0 | 2207569.6763 | 0 | 0 | 0 | 0 | 148983.3894 | 0 | 0 | 0 | 0 | 0 | 0 | 0 | 76019.212 | 0 | 0 | 0 | 18817.3245 | 0 | 0
2016-04-10 19:00 | 0 | 0 | 0 | 0 | 0 | 652398.23 | 388616 | 0 | 0 | 0 | 1191867.115 | 0 | 0 | 0 | 0 | 0 | 0 | 434877.1672 | 0 | 0 | 0 | 2222614.7056 | 0 | 0 | 0 | 0 | 148983.3894 | 0 | 0 | 0 | 0 | 0 | 0 | 0 | 95981.5162 | 0 | 0 | 0 | 18817.3245 | 0 | 0
2016-04-10 20:00 | 0 | 0 | 0 | 0 | 0 | 624733.6224 | 391078 | 0 | 0 | 0 | 1340850.5043 | 0 | 0 | 0 | 0 | 0 | 0 | 500732.0758 | 0 | 0 | 0 | 2237659.6748 | 0 | 0 | 0 | 0 | 148983.3894 | 0 | 0 | 0 | 0 | 0 | 0 | 0 | 65854.9086 | 0 | 0 | 0 | 18817.3245 | 0 | 0
2016-04-10 21:00 | 0 | 0 | 0 | 0 | 0 | 576110.365 | 395313 | 0 | 0 | 0 | 1489833.8937 | 0 | 0 | 0 | 0 | 0 | 0 | 513728.7269 | 0 | 0 | 0 | 2252704.5837 | 0 | 0 | 0 | 0 | 148983.3894 | 0 | 0 | 0 | 0 | 0 | 0 | 0 | 12996.6511 | 0 | 0 | 0 | 18817.3245 | 0 | 0
2016-04-10 22:00 | 0 | 0 | 0 | 0 | 0 | 491587.4196 | 399719 | 0 | 0 | 0 | 1581702.3133 | 0 | 0 | 0 | 0 | 0 | 0 | 513728.7269 | 0 | 0 | 0 | 2252695.5729 | 0 | 0 | 0 | 0 | 91868.4196 | 0 | 0 | 0 | 0 | 0 | 0 | 0 | 0 | 0 | 0 | 0 | 0 | 0 | 0
2016-04-10 23:00 | 0 | 0 | 0 | 0 | 0 | 372945.9463 | 405711 | 0 | 0 | 0 | 1680375.4791 | 0 | 0 | 0 | 0 | 0 | 0 | 382290.5074 | 0 | 0 | 0 | 2252686.5621 | 0 | 0 | 0 | 0 | 98673.1658 | 0 | 0 | 0 | 0 | 0 | 0 | 0 | -131438.2195 | 0 | 0 | 0 | 0 | 0 | 0
2016-04-11 | 0 | 0 | 0 | 0 | 0 | 201432.4803 | 416358 | 0 | 0 | 0 | 1531392.0897 | 0 | 0 | 0 | 0 | 0 | 0 | 316348.3771 | 0 | 0 | 0 | 2252677.5514 | 0 | 0 | 0 | 0 | -148983.3894 | 0 | 0 | 0 | 0 | 0 | 0 | 0 | -65942.1303 | 0 | 0 | 0 | 0 | 0 | 0
2016-04-11 01:00 | 0 | 0 | 0 | 0 | 94360.4282 | 40593.9629 | 415376 | 0 | 0 | 0 | 1382408.7003 | 0 | 0 | 0 | 0 | 0 | 0 | 184910.1576 | 0 | 0 | 0 | 2252668.5406 | 0 | 0 | 0 | 0 | -148983.3894 | 0 | 0 | 0 | 0 | 0 | 0 | 0 | -131438.2195 | 0 | 0 | 0 | 0 | 0 | 0
2016-04-11 02:00 | 0 | 0 | 0 | 0 | 199052.9058 | 1.7667 | 401510 | 0 | 0 | 0 | 1233425.311 | 0 | 0 | 0 | 0 | 0 | 0 | 131438.2195 | 0 | 0 | 0 | 2252659.53 | 0 | 0 | 0 | 0 | -148983.3894 | 0 | 0 | 0 | 0 | 0 | 0 | 0 | -53471.9381 | 0 | 0 | 0 | 0 | 0 | 0
2016-04-11 03:00 | 0 | 0 | 0 | 0 | 366248.8301 | 0 | 383794 | 0 | 0 | 0 | 1084441.9216 | 0 | 0 | 0 | 0 | 0 | 0 | 262876.439 | 0 | 0 | 0 | 2252650.5193 | 0 | 0 | 0 | 0 | -148983.3894 | 0 | 0 | 0 | 0 | 0 | 0 | 0 | 131438.2195 | 0 | 0 | 0 | 0 | 0 | 0
2016-04-11 04:00 | 0 | 0 | 0 | 0 | 84812.3911 | 0 | 365234 | 0 | 0 | 0 | 935458.5322 | 0 | 0 | 0 | 0 | 0 | 0 | 131438.2195 | 0 | 0 | 0 | 2252641.5087 | 0 | 0 | 0 | 0 | -148983.3894 | 0 | 0 | 0 | 0 | 0 | 0 | 0 | -131438.2195 | 0 | 0 | 0 | 0 | 0 | 0
2016-04-11 05:00 | 0 | 0 | 0 | 0 | 367969.1699 | 0 | 350424 | 0 | 0 | 0 | 1084441.9216 | 0 | 0 | 0 | 0 | 0 | 0 | 0 | 0 | 0 | 0 | 2252632.4982 | 0 | 0 | 0 | 0 | 148983.3894 | 0 | 0 | 0 | 0 | 0 | 0 | 0 | -131438.2195 | 0 | 0 | 0 | 0 | 0 | 0
2016-04-11 06:00 | 0 | 0 | 0 | 0 | 322901.8301 | 0 | 340447 | 0 | 0 | 0 | 935458.5322 | 0 | 0 | 0 | 0 | 0 | 0 | 131438.2195 | 0 | 0 | 0 | 2252623.4876 | 0 | 0 | 0 | 0 | -148983.3894 | 0 | 0 | 0 | 0 | 0 | 0 | 0 | 131438.2195 | 0 | 0 | 0 | 0 | 0 | 0
2016-04-11 07:00 | 0 | 0 | 0 | 0 | 54761.3911 | 0 | 335183 | 0 | 0 | 0 | 786475.1429 | 0 | 0 | 0 | 0 | 0 | 0 | 0 | 0 | 0 | 0 | 2252614.4771 | 0 | 0 | 0 | 0 | -148983.3894 | 0 | 0 | 0 | 0 | 0 | 0 | 0 | -131438.2195 | 0 | 0 | 0 | 0 | 0 | 0
2016-04-11 08:00 | 0 | 0 | 0 | 0 | 319673.8301 | 0 | 337219 | 0 | 0 | 0 | 637491.7535 | 0 | 0 | 0 | 0 | 0 | 0 | 131438.2195 | 0 | 0 | 0 | 2252605.4667 | 0 | 0 | 0 | 0 | -148983.3894 | 0 | 0 | 0 | 0 | 0 | 0 | 0 | 131438.2195 | 0 | 0 | 0 | 0 | 0 | 0
2016-04-11 09:00 | 0 | 0 | 0 | 0 | 68306.3911 | 0 | 348728 | 0 | 0 | 0 | 488508.3641 | 0 | 0 | 0 | 0 | 0 | 0 | 0 | 0 | 0 | 0 | 2252596.4563 | 0 | 0 | 0 | 0 | -148983.3894 | 0 | 0 | 0 | 0 | 0 | 0 | 0 | -131438.2195 | 0 | 0 | 0 | 0 | 0 | 0
2016-04-11 10:00 | 0 | 0 | 0 | 0 | 502605.7289 | 0 | 376332 | 0 | 0 | 0 | 483343.8735 | 0 | 0 | 0 | 0 | 0 | 0 | 131438.2195 | 0 | 0 | 0 | 2252587.4459 | 0 | 0 | 0 | 0 | -5164.4906 | 0 | 0 | 0 | 0 | 0 | 0 | 0 | 131438.2195 | 0 | 0 | 0 | 0 | 0 | 0
2016-04-11 11:00 | 0 | 0 | 0 | 0 | 121838.3911 | 0 | 402260 | 0 | 0 | 0 | 334360.4841 | 0 | 0 | 0 | 0 | 0 | 0 | 0 | 0 | 0 | 0 | 2252578.4355 | 0 | 0 | 0 | 0 | -148983.3894 | 0 | 0 | 0 | 0 | 0 | 0 | 0 | -131438.2195 | 0 | 0 | 0 | 0 | 0 | 0
2016-04-11 12:00 | 0 | 0 | 0 | 0 | 433170.458 | 369.0418 | 414026 | 0 | 0 | 0 | 222435.7644 | 0 | 0 | 0 | 0 | 0 | 0 | 131438.2195 | 0 | 0 | 0 | 2252569.4252 | 0 | 0 | 0 | 0 | -111924.7197 | 0 | 0 | 0 | 0 | 0 | 0 | 0 | 131438.2195 | 0 | 0 | 0 | 0 | 0 | 0
2016-04-11 13:00 | 0 | 0 | 0 | 0 | 0 | 200618.2203 | 421216 | 0 | 0 | 0 | 133276.2043 | 0 | 0 | 0 | 0 | 0 | 0 | 0 | 0 | 0 | 0 | 2252560.4149 | 0 | 0 | 0 | 0 | -89159.5601 | 0 | 0 | 0 | 0 | 0 | 0 | 0 | -131438.2195 | 0 | 0 | 0 | 0 | 0 | 0
2016-04-11 14:00 | 0 | 0 | 0 | 0 | 101445.3763 | 475027.0131 | 427489 | 0 | 0 | 0 | 282259.5937 | 0 | 0 | 0 | 0 | 0 | 0 | 0 | 0 | 0 | 0 | 2252551.4047 | 0 | 0 | 0 | 0 | 148983.3894 | 0 | 0 | 0 | 0 | 0 | 0 | 0 | 0 | 0 | 0 | 0 | 0 | 0 | 0
2016-04-11 15:00 | 0 | 0 | 0 | 0 | 0 | 598292.7139 | 430492 | 0 | 0 | 0 | 431242.983 | 0 | 0 | 0 | 0 | 0 | 0 | 0 | 0 | 0 | 0 | 2267596.2541 | 0 | 0 | 0 | 0 | 148983.3894 | 0 | 0 | 0 | 0 | 0 | 0 | 0 | 0 | 0 | 0 | 0 | 18817.3245 | 0 | 0
2016-04-11 16:00 | 0 | 0 | 0 | 0 | 0 | 729959.9334 | 430721 | 0 | 0 | 0 | 580226.3724 | 0 | 0 | 0 | 0 | 0 | 0 | 131438.2195 | 0 | 0 | 0 | 2282641.0433 | 0 | 0 | 0 | 0 | 148983.3894 | 0 | 0 | 0 | 0 | 0 | 0 | 0 | 131438.2195 | 0 | 0 | 0 | 18817.3245 | 0 | 0
2016-04-11 17:00 | 0 | 0 | 0 | 0 | 0 | 500488.1834 | 431134 | 0 | 0 | 0 | 729209.7618 | 0 | 0 | 0 | 0 | 0 | 0 | 32991.6891 | 0 | 0 | 0 | 2297685.7723 | 0 | 0 | 0 | 0 | 148983.3894 | 0 | 0 | 0 | 0 | 0 | 0 | 0 | -98446.5304 | 0 | 0 | 0 | 18817.3245 | 0 | 0
2016-04-11 18:00 | 0 | 0 | 0 | 0 | 0 | 725756.0056 | 431481 | 0 | 0 | 0 | 878193.1511 | 0 | 0 | 0 | 0 | 0 | 0 | 159465.9808 | 0 | 0 | 0 | 2312730.4411 | 0 | 0 | 0 | 0 | 148983.3894 | 0 | 0 | 0 | 0 | 0 | 0 | 0 | 126474.2917 | 0 | 0 | 0 | 18817.3245 | 0 | 0
2016-04-11 19:00 | 0 | 0 | 0 | 0 | 0 | 712790.6417 | 431842 | 0 | 0 | 0 | 1027176.5405 | 0 | 0 | 0 | 0 | 0 | 0 | 272613.9087 | 0 | 0 | 0 | 2327775.0498 | 0 | 0 | 0 | 0 | 148983.3894 | 0 | 0 | 0 | 0 | 0 | 0 | 0 | 113147.9278 | 0 | 0 | 0 | 18817.3245 | 0 | 0
2016-04-11 20:00 | 0 | 0 | 0 | 0 | 0 | 707921.8855 | 432855 | 0 | 0 | 0 | 1176159.9299 | 0 | 0 | 0 | 0 | 0 | 0 | 379880.0803 | 0 | 0 | 0 | 2342819.5983 | 0 | 0 | 0 | 0 | 148983.3894 | 0 | 0 | 0 | 0 | 0 | 0 | 0 | 107266.1716 | 0 | 0 | 0 | 18817.3245 | 0 | 0
2016-04-11 21:00 | 0 | 0 | 0 | 0 | 0 | 691533.7048 | 434795 | 0 | 0 | 0 | 1325143.3193 | 0 | 0 | 0 | 0 | 0 | 0 | 468818.0713 | 0 | 0 | 0 | 2357864.0866 | 0 | 0 | 0 | 0 | 148983.3894 | 0 | 0 | 0 | 0 | 0 | 0 | 0 | 88937.991 | 0 | 0 | 0 | 18817.3245 | 0 | 0
2016-04-11 22:00 | 0 | 0 | 0 | 0 | 0 | 647590.3695 | 434879 | 0 | 0 | 0 | 1474126.7086 | 0 | 0 | 0 | 0 | 0 | 0 | 513728.7269 | 0 | 0 | 0 | 2372908.5147 | 0 | 0 | 0 | 0 | 148983.3894 | 0 | 0 | 0 | 0 | 0 | 0 | 0 | 44910.6557 | 0 | 0 | 0 | 18817.3245 | 0 | 0
2016-04-11 23:00 | 0 | 0 | 0 | 0 | 0 | 540036.6628 | 435622 | 0 | 0 | 0 | 1578541.3714 | 0 | 0 | 0 | 0 | 0 | 0 | 513728.7269 | 0 | 0 | 0 | 2372899.0231 | 0 | 0 | 0 | 0 | 104414.6628 | 0 | 0 | 0 | 0 | 0 | 0 | 0 | 0 | 0 | 0 | 0 | 0 | 0 | 0
2016-04-12 | 0 | 0 | 0 | 0 | 0 | 338803.7067 | 440493 | 0 | 0 | 0 | 1476852.078 | 0 | 0 | 0 | 0 | 0 | 0 | 513728.7269 | 0 | 0 | 0 | 2372889.5315 | 0 | 0 | 0 | 0 | -101689.2933 | 0 | 0 | 0 | 0 | 0 | 0 | 0 | 0 | 0 | 0 | 0 | 0 | 0 | 0
2016-04-12 01:00 | 0 | 0 | 0 | 0 | 86611.0175 | 69357.3736 | 436390 | 0 | 0 | 0 | 1327868.6887 | 0 | 0 | 0 | 0 | 0 | 0 | 382290.5074 | 0 | 0 | 0 | 2372880.0399 | 0 | 0 | 0 | 0 | -148983.3894 | 0 | 0 | 0 | 0 | 0 | 0 | 0 | -131438.2195 | 0 | 0 | 0 | 0 | 0 | 0
2016-04-12 02:00 | 0 | 0 | 0 | 0 | 138726.7499 | 19.6412 | 419168 | 0 | 0 | 0 | 1178885.2993 | 0 | 0 | 0 | 0 | 0 | 0 | 250852.2879 | 0 | 0 | 0 | 2372870.5484 | 0 | 0 | 0 | 0 | -148983.3894 | 0 | 0 | 0 | 0 | 0 | 0 | 0 | -131438.2195 | 0 | 0 | 0 | 0 | 0 | 0
2016-04-12 03:00 | 0 | 0 | 0 | 0 | 115975.3911 | 0 | 396397 | 0 | 0 | 0 | 1029901.9099 | 0 | 0 | 0 | 0 | 0 | 0 | 119414.0684 | 0 | 0 | 0 | 2372861.0569 | 0 | 0 | 0 | 0 | -148983.3894 | 0 | 0 | 0 | 0 | 0 | 0 | 0 | -131438.2195 | 0 | 0 | 0 | 0 | 0 | 0
2016-04-12 04:00 | 0 | 0 | 0 | 0 | 522481.9523 | 0 | 375364 | 0 | 0 | 0 | 1045581.6427 | 0 | 0 | 0 | 0 | 0 | 0 | 250852.2879 | 0 | 0 | 0 | 2372851.5655 | 0 | 0 | 0 | 0 | 15679.7328 | 0 | 0 | 0 | 0 | 0 | 0 | 0 | 131438.2195 | 0 | 0 | 0 | 0 | 0 | 0
2016-04-12 05:00 | 0 | 0 | 0 | 0 | 77251.3911 | 0 | 357673 | 0 | 0 | 0 | 896598.2534 | 0 | 0 | 0 | 0 | 0 | 0 | 119414.0684 | 0 | 0 | 0 | 2372842.0741 | 0 | 0 | 0 | 0 | -148983.3894 | 0 | 0 | 0 | 0 | 0 | 0 | 0 | -131438.2195 | 0 | 0 | 0 | 0 | 0 | 0
2016-04-12 06:00 | 0 | 0 | 0 | 0 | 328136.8301 | 0 | 345682 | 0 | 0 | 0 | 747614.864 | 0 | 0 | 0 | 0 | 0 | 0 | 250852.2879 | 0 | 0 | 0 | 2372832.5827 | 0 | 0 | 0 | 0 | -148983.3894 | 0 | 0 | 0 | 0 | 0 | 0 | 0 | 131438.2195 | 0 | 0 | 0 | 0 | 0 | 0
2016-04-12 07:00 | 0 | 0 | 0 | 0 | 356946.1699 | 0 | 339401 | 0 | 0 | 0 | 896598.2534 | 0 | 0 | 0 | 0 | 0 | 0 | 119414.0684 | 0 | 0 | 0 | 2372823.0914 | 0 | 0 | 0 | 0 | 148983.3894 | 0 | 0 | 0 | 0 | 0 | 0 | 0 | -131438.2195 | 0 | 0 | 0 | 0 | 0 | 0
2016-04-12 08:00 | 0 | 0 | 0 | 0 | 424293.0024 | 0 | 339616 | 0 | 0 | 0 | 849837.0363 | 0 | 0 | 0 | 0 | 0 | 0 | 250852.2879 | 0 | 0 | 0 | 2372813.6001 | 0 | 0 | 0 | 0 | -46761.2171 | 0 | 0 | 0 | 0 | 0 | 0 | 0 | 131438.2195 | 0 | 0 | 0 | 0 | 0 | 0
2016-04-12 09:00 | 0 | 0 | 0 | 0 | 69392.3911 | 0 | 349814 | 0 | 0 | 0 | 700853.6469 | 0 | 0 | 0 | 0 | 0 | 0 | 119414.0684 | 0 | 0 | 0 | 2372804.1088 | 0 | 0 | 0 | 0 | -148983.3894 | 0 | 0 | 0 | 0 | 0 | 0 | 0 | -131438.2195 | 0 | 0 | 0 | 0 | 0 | 0
2016-04-12 10:00 | 0 | 0 | 0 | 0 | 108471.5422 | 0 | 376869 | 0 | 0 | 0 | 551870.2575 | 0 | 0 | 0 | 0 | 0 | 0 | 0 | 0 | 0 | 0 | 2372794.6176 | 0 | 0 | 0 | 0 | -148983.3894 | 0 | 0 | 0 | 0 | 0 | 0 | 0 | -119414.0684 | 0 | 0 | 0 | 0 | 0 | 0
2016-04-12 11:00 | 0 | 0 | 0 | 0 | 425316.5833 | 0 | 402783 | 0 | 0 | 0 | 442965.6213 | 0 | 0 | 0 | 0 | 0 | 0 | 131438.2195 | 0 | 0 | 0 | 2372785.1264 | 0 | 0 | 0 | 0 | -108904.6362 | 0 | 0 | 0 | 0 | 0 | 0 | 0 | 131438.2195 | 0 | 0 | 0 | 0 | 0 | 0
2016-04-12 12:00 | 0 | 0 | 0 | 0 | 132804.3295 | 882.0617 | 414108 | 0 | 0 | 0 | 293982.2319 | 0 | 0 | 0 | 0 | 0 | 0 | 0 | 0 | 0 | 0 | 2372775.6353 | 0 | 0 | 0 | 0 | -148983.3894 | 0 | 0 | 0 | 0 | 0 | 0 | 0 | -131438.2195 | 0 | 0 | 0 | 0 | 0 | 0
2016-04-12 13:00 | 0 | 0 | 0 | 0 | 240605.1214 | 176320.3197 | 420206 | 0 | 0 | 0 | 290701.6731 | 0 | 0 | 0 | 0 | 0 | 0 | 0 | 0 | 0 | 0 | 2372766.1442 | 0 | 0 | 0 | 0 | -3280.5588 | 0 | 0 | 0 | 0 | 0 | 0 | 0 | 0 | 0 | 0 | 0 | 0 | 0 | 0
2016-04-12 14:00 | 0 | 0 | 0 | 0 | 0 | 490796.0037 | 426478 | 0 | 0 | 0 | 355019.6767 | 0 | 0 | 0 | 0 | 0 | 0 | 0 | 0 | 0 | 0 | 2372756.6531 | 0 | 0 | 0 | 0 | 64318.0037 | 0 | 0 | 0 | 0 | 0 | 0 | 0 | 0 | 0 | 0 | 0 | 0 | 0 | 0
2016-04-12 15:00 | 0 | 0 | 0 | 0 | 0 | 596427.7139 | 428627 | 0 | 0 | 0 | 504003.0661 | 0 | 0 | 0 | 0 | 0 | 0 | 0 | 0 | 0 | 0 | 2387801.0217 | 0 | 0 | 0 | 0 | 148983.3894 | 0 | 0 | 0 | 0 | 0 | 0 | 0 | 0 | 0 | 0 | 0 | 18817.3245 | 0 | 0
2016-04-12 16:00 | 0 | 0 | 0 | 0 | 0 | 716931.0747 | 428801 | 0 | 0 | 0 | 652986.4555 | 0 | 0 | 0 | 0 | 0 | 0 | 120329.3609 | 0 | 0 | 0 | 2402845.3301 | 0 | 0 | 0 | 0 | 148983.3894 | 0 | 0 | 0 | 0 | 0 | 0 | 0 | 120329.3609 | 0 | 0 | 0 | 18817.3245 | 0 | 0
2016-04-12 17:00 | 0 | 0 | 0 | 0 | 0 | 695642.0612 | 429079 | 0 | 0 | 0 | 801969.8448 | 0 | 0 | 0 | 0 | 0 | 0 | 219091.7082 | 0 | 0 | 0 | 2417889.5783 | 0 | 0 | 0 | 0 | 148983.3894 | 0 | 0 | 0 | 0 | 0 | 0 | 0 | 98762.3474 | 0 | 0 | 0 | 18817.3245 | 0 | 0
2016-04-12 18:00 | 0 | 0 | 0 | 0 | 0 | 694405.7669 | 428016 | 0 | 0 | 0 | 950953.2342 | 0 | 0 | 0 | 0 | 0 | 0 | 317680.7612 | 0 | 0 | 0 | 2432933.7663 | 0 | 0 | 0 | 0 | 148983.3894 | 0 | 0 | 0 | 0 | 0 | 0 | 0 | 98589.053 | 0 | 0 | 0 | 18817.3245 | 0 | 0
2016-04-12 19:00 | 0 | 0 | 0 | 0 | 0 | 677357.65 | 426659 | 0 | 0 | 0 | 1099936.6236 | 0 | 0 | 0 | 0 | 0 | 0 | 400578.6974 | 0 | 0 | 0 | 2447977.8942 | 0 | 0 | 0 | 0 | 148983.3894 | 0 | 0 | 0 | 0 | 0 | 0 | 0 | 82897.9362 | 0 | 0 | 0 | 18817.3245 | 0 | 0
2016-04-12 20:00 | 0 | 0 | 0 | 0 | 0 | 663908.0737 | 426407 | 0 | 0 | 0 | 1248920.013 | 0 | 0 | 0 | 0 | 0 | 0 | 470279.0572 | 0 | 0 | 0 | 2463021.9618 | 0 | 0 | 0 | 0 | 148983.3894 | 0 | 0 | 0 | 0 | 0 | 0 | 0 | 69700.3598 | 0 | 0 | 0 | 18817.3245 | 0 | 0
2016-04-12 21:00 | 0 | 0 | 0 | 0 | 0 | 638039.3835 | 426789 | 0 | 0 | 0 | 1397903.4023 | 0 | 0 | 0 | 0 | 0 | 0 | 513728.7269 | 0 | 0 | 0 | 2478065.9693 | 0 | 0 | 0 | 0 | 148983.3894 | 0 | 0 | 0 | 0 | 0 | 0 | 0 | 43449.6697 | 0 | 0 | 0 | 18817.3245 | 0 | 0
2016-04-12 22:00 | 0 | 0 | 0 | 0 | 0 | 592248.7862 | 425314 | 0 | 0 | 0 | 1546886.7917 | 0 | 0 | 0 | 0 | 0 | 0 | 513728.7269 | 0 | 0 | 0 | 2492417.1746 | 0 | 0 | 0 | 0 | 148983.3894 | 0 | 0 | 0 | 0 | 0 | 0 | 0 | 0 | 0 | 0 | 0 | 17951.3969 | 0 | 0
2016-04-12 23:00 | 0 | 0 | 0 | 0 | 0 | 492403.2588 | 426837 | 0 | 0 | 0 | 1695870.1811 | 0 | 0 | 0 | 0 | 0 | 0 | 430311.5963 | 0 | 0 | 0 | 2492407.2049 | 0 | 0 | 0 | 0 | 148983.3894 | 0 | 0 | 0 | 0 | 0 | 0 | 0 | -83417.1306 | 0 | 0 | 0 | 0 | 0 | 0
2016-04-13 | 0 | 0 | 0 | 0 | 0 | 333847.697 | 437655 | 0 | 0 | 0 | 1723501.0976 | 0 | 0 | 0 | 0 | 0 | 0 | 298873.3768 | 0 | 0 | 0 | 2492397.2353 | 0 | 0 | 0 | 0 | 27630.9165 | 0 | 0 | 0 | 0 | 0 | 0 | 0 | -131438.2195 | 0 | 0 | 0 | 0 | 0 | 0
2016-04-13 01:00 | 0 | 0 | 0 | 0 | 71976.2158 | 84563.1753 | 436961 | 0 | 0 | 0 | 1574517.7082 | 0 | 0 | 0 | 0 | 0 | 0 | 167435.1573 | 0 | 0 | 0 | 2492387.2657 | 0 | 0 | 0 | 0 | -148983.3894 | 0 | 0 | 0 | 0 | 0 | 0 | 0 | -131438.2195 | 0 | 0 | 0 | 0 | 0 | 0
2016-04-13 02:00 | 0 | 0 | 0 | 0 | 139553.2564 | 20.1347 | 419995 | 0 | 0 | 0 | 1425534.3188 | 0 | 0 | 0 | 0 | 0 | 0 | 35996.9378 | 0 | 0 | 0 | 2492377.2961 | 0 | 0 | 0 | 0 | -148983.3894 | 0 | 0 | 0 | 0 | 0 | 0 | 0 | -131438.2195 | 0 | 0 | 0 | 0 | 0 | 0
2016-04-13 03:00 | 0 | 0 | 0 | 0 | 379692.8301 | 0 | 397238 | 0 | 0 | 0 | 1276550.9295 | 0 | 0 | 0 | 0 | 0 | 0 | 167435.1573 | 0 | 0 | 0 | 2492367.3266 | 0 | 0 | 0 | 0 | -148983.3894 | 0 | 0 | 0 | 0 | 0 | 0 | 0 | 131438.2195 | 0 | 0 | 0 | 0 | 0 | 0
2016-04-13 04:00 | 0 | 0 | 0 | 0 | 95773.3911 | 0 | 376195 | 0 | 0 | 0 | 1127567.5401 | 0 | 0 | 0 | 0 | 0 | 0 | 35996.9378 | 0 | 0 | 0 | 2492357.3572 | 0 | 0 | 0 | 0 | -148983.3894 | 0 | 0 | 0 | 0 | 0 | 0 | 0 | -131438.2195 | 0 | 0 | 0 | 0 | 0 | 0
2016-04-13 05:00 | 0 | 0 | 0 | 0 | 343073.8301 | 0 | 360619 | 0 | 0 | 0 | 978584.1507 | 0 | 0 | 0 | 0 | 0 | 0 | 167435.1573 | 0 | 0 | 0 | 2492347.3877 | 0 | 0 | 0 | 0 | -148983.3894 | 0 | 0 | 0 | 0 | 0 | 0 | 0 | 131438.2195 | 0 | 0 | 0 | 0 | 0 | 0
2016-04-13 06:00 | 0 | 0 | 0 | 0 | 69336.3911 | 0 | 349758 | 0 | 0 | 0 | 829600.7614 | 0 | 0 | 0 | 0 | 0 | 0 | 35996.9378 | 0 | 0 | 0 | 2492337.4183 | 0 | 0 | 0 | 0 | -148983.3894 | 0 | 0 | 0 | 0 | 0 | 0 | 0 | -131438.2195 | 0 | 0 | 0 | 0 | 0 | 0
2016-04-13 07:00 | 0 | 0 | 0 | 0 | 505896.288 | 0 | 344004 | 0 | 0 | 0 | 860054.8299 | 0 | 0 | 0 | 0 | 0 | 0 | 167435.1573 | 0 | 0 | 0 | 2492327.449 | 0 | 0 | 0 | 0 | 30454.0685 | 0 | 0 | 0 | 0 | 0 | 0 | 0 | 131438.2195 | 0 | 0 | 0 | 0 | 0 | 0
2016-04-13 08:00 | 0 | 0 | 0 | 0 | 63312.3911 | 0 | 343734 | 0 | 0 | 0 | 711071.4405 | 0 | 0 | 0 | 0 | 0 | 0 | 35996.9378 | 0 | 0 | 0 | 2492317.4797 | 0 | 0 | 0 | 0 | -148983.3894 | 0 | 0 | 0 | 0 | 0 | 0 | 0 | -131438.2195 | 0 | 0 | 0 | 0 | 0 | 0
2016-04-13 09:00 | 0 | 0 | 0 | 0 | 170266.6728 | 0 | 355247 | 0 | 0 | 0 | 562088.0511 | 0 | 0 | 0 | 0 | 0 | 0 | 0 | 0 | 0 | 0 | 2492307.5104 | 0 | 0 | 0 | 0 | -148983.3894 | 0 | 0 | 0 | 0 | 0 | 0 | 0 | -35996.9378 | 0 | 0 | 0 | 0 | 0 | 0
2016-04-13 10:00 | 0 | 0 | 0 | 0 | 426121.7569 | 0 | 383845 | 0 | 0 | 0 | 472926.5885 | 0 | 0 | 0 | 0 | 0 | 0 | 131438.2195 | 0 | 0 | 0 | 2492297.5412 | 0 | 0 | 0 | 0 | -89161.4627 | 0 | 0 | 0 | 0 | 0 | 0 | 0 | 131438.2195 | 0 | 0 | 0 | 0 | 0 | 0
2016-04-13 11:00 | 0 | 0 | 0 | 0 | 204762.7803 | 0 | 408309 | 0 | 0 | 0 | 323943.1991 | 0 | 0 | 0 | 0 | 0 | 0 | 76875.3892 | 0 | 0 | 0 | 2492287.572 | 0 | 0 | 0 | 0 | -148983.3894 | 0 | 0 | 0 | 0 | 0 | 0 | 0 | -54562.8303 | 0 | 0 | 0 | 0 | 0 | 0
2016-04-13 12:00 | 0 | 0 | 0 | 0 | 319604.4539 | 1992.987 | 416018 | 0 | 0 | 0 | 174959.8097 | 0 | 0 | 0 | 0 | 0 | 0 | 131438.2195 | 0 | 0 | 0 | 2492277.6028 | 0 | 0 | 0 | 0 | -148983.3894 | 0 | 0 | 0 | 0 | 0 | 0 | 0 | 54562.8303 | 0 | 0 | 0 | 0 | 0 | 0
2016-04-13 13:00 | 0 | 0 | 0 | 0 | 0 | 218785.1348 | 419496 | 0 | 0 | 0 | 105687.1641 | 0 | 0 | 0 | 0 | 0 | 0 | 0 | 0 | 0 | 0 | 2492267.6337 | 0 | 0 | 0 | 0 | -69272.6457 | 0 | 0 | 0 | 0 | 0 | 0 | 0 | -131438.2195 | 0 | 0 | 0 | 0 | 0 | 0
2016-04-13 14:00 | 0 | 0 | 0 | 0 | 0 | 553301.4418 | 422022 | 0 | 0 | 0 | 236966.6059 | 0 | 0 | 0 | 0 | 0 | 0 | 0 | 0 | 0 | 0 | 2492257.6647 | 0 | 0 | 0 | 0 | 131279.4418 | 0 | 0 | 0 | 0 | 0 | 0 | 0 | 0 | 0 | 0 | 0 | 0 | 0 | 0
2016-04-13 15:00 | 0 | 0 | 0 | 0 | 0 | 590477.7139 | 422677 | 0 | 0 | 0 | 385949.9953 | 0 | 0 | 0 | 0 | 0 | 0 | 0 | 0 | 0 | 0 | 2507301.5552 | 0 | 0 | 0 | 0 | 148983.3894 | 0 | 0 | 0 | 0 | 0 | 0 | 0 | 0 | 0 | 0 | 0 | 18817.3245 | 0 | 0
2016-04-13 16:00 | 0 | 0 | 0 | 0 | 0 | 720873.9334 | 421635 | 0 | 0 | 0 | 534933.3846 | 0 | 0 | 0 | 0 | 0 | 0 | 131438.2195 | 0 | 0 | 0 | 2522345.3856 | 0 | 0 | 0 | 0 | 148983.3894 | 0 | 0 | 0 | 0 | 0 | 0 | 0 | 131438.2195 | 0 | 0 | 0 | 18817.3245 | 0 | 0
2016-04-13 17:00 | 0 | 0 | 0 | 0 | 0 | 457783.4943 | 421421 | 0 | 0 | 0 | 683916.774 | 0 | 0 | 0 | 0 | 0 | 0 | 0 | 0 | 0 | 0 | 2537389.1558 | 0 | 0 | 0 | 0 | 148983.3894 | 0 | 0 | 0 | 0 | 0 | 0 | 0 | -131438.2195 | 0 | 0 | 0 | 18817.3245 | 0 | 0
2016-04-13 18:00 | 0 | 0 | 0 | 0 | 0 | 719556.9334 | 420318 | 0 | 0 | 0 | 832900.1634 | 0 | 0 | 0 | 0 | 0 | 0 | 131438.2195 | 0 | 0 | 0 | 2552432.8658 | 0 | 0 | 0 | 0 | 148983.3894 | 0 | 0 | 0 | 0 | 0 | 0 | 0 | 131438.2195 | 0 | 0 | 0 | 18817.3245 | 0 | 0
2016-04-13 19:00 | 0 | 0 | 0 | 0 | 0 | 718385.9334 | 419147 | 0 | 0 | 0 | 981883.5528 | 0 | 0 | 0 | 0 | 0 | 0 | 262876.439 | 0 | 0 | 0 | 2567476.5157 | 0 | 0 | 0 | 0 | 148983.3894 | 0 | 0 | 0 | 0 | 0 | 0 | 0 | 131438.2195 | 0 | 0 | 0 | 18817.3245 | 0 | 0
2016-04-13 20:00 | 0 | 0 | 0 | 0 | 0 | 556113.0722 | 419580 | 0 | 0 | 0 | 1130866.9421 | 0 | 0 | 0 | 0 | 0 | 0 | 231608.7973 | 0 | 0 | 0 | 2582520.1054 | 0 | 0 | 0 | 0 | 148983.3894 | 0 | 0 | 0 | 0 | 0 | 0 | 0 | -31267.6417 | 0 | 0 | 0 | 18817.3245 | 0 | 0
2016-04-13 21:00 | 0 | 0 | 0 | 0 | 0 | 719688.9334 | 420450 | 0 | 0 | 0 | 1279850.3315 | 0 | 0 | 0 | 0 | 0 | 0 | 363047.0168 | 0 | 0 | 0 | 2597563.6349 | 0 | 0 | 0 | 0 | 148983.3894 | 0 | 0 | 0 | 0 | 0 | 0 | 0 | 131438.2195 | 0 | 0 | 0 | 18817.3245 | 0 | 0
2016-04-13 22:00 | 0 | 0 | 0 | 0 | 0 | 717336.8407 | 420714 | 0 | 0 | 0 | 1428833.7209 | 0 | 0 | 0 | 0 | 0 | 0 | 491869.1437 | 0 | 0 | 0 | 2612607.1042 | 0 | 0 | 0 | 0 | 148983.3894 | 0 | 0 | 0 | 0 | 0 | 0 | 0 | 128822.1268 | 0 | 0 | 0 | 18817.3245 | 0 | 0
2016-04-13 23:00 | 0 | 0 | 0 | 0 | 0 | 613126.2971 | 423466 | 0 | 0 | 0 | 1577817.1102 | 0 | 0 | 0 | 0 | 0 | 0 | 513728.7269 | 0 | 0 | 0 | 2627650.5134 | 0 | 0 | 0 | 0 | 148983.3894 | 0 | 0 | 0 | 0 | 0 | 0 | 0 | 21859.5833 | 0 | 0 | 0 | 18817.3245 | 0 | 0
2016-04-14 | 0 | 0 | 0 | 0 | 0 | 421718.6369 | 433333 | 0 | 0 | 0 | 1697640.9667 | 0 | 0 | 0 | 0 | 0 | 0 | 382290.5074 | 0 | 0 | 0 | 2627640.0028 | 0 | 0 | 0 | 0 | 119823.8564 | 0 | 0 | 0 | 0 | 0 | 0 | 0 | -131438.2195 | 0 | 0 | 0 | 0 | 0 | 0
2016-04-14 01:00 | 0 | 0 | 0 | 0 | 52170.5628 | 99264.8283 | 431857 | 0 | 0 | 0 | 1548657.5773 | 0 | 0 | 0 | 0 | 0 | 0 | 250852.2879 | 0 | 0 | 0 | 2627629.4922 | 0 | 0 | 0 | 0 | -148983.3894 | 0 | 0 | 0 | 0 | 0 | 0 | 0 | -131438.2195 | 0 | 0 | 0 | 0 | 0 | 0
2016-04-14 02:00 | 0 | 0 | 0 | 0 | 146780.3355 | 60.2068 | 415238 | 0 | 0 | 0 | 1399674.1879 | 0 | 0 | 0 | 0 | 0 | 0 | 131438.2195 | 0 | 0 | 0 | 2627618.9817 | 0 | 0 | 0 | 0 | -148983.3894 | 0 | 0 | 0 | 0 | 0 | 0 | 0 | -119414.0684 | 0 | 0 | 0 | 0 | 0 | 0
2016-04-14 03:00 | 0 | 0 | 0 | 0 | 375556.8301 | 0 | 393102 | 0 | 0 | 0 | 1250690.7985 | 0 | 0 | 0 | 0 | 0 | 0 | 262876.439 | 0 | 0 | 0 | 2627608.4712 | 0 | 0 | 0 | 0 | -148983.3894 | 0 | 0 | 0 | 0 | 0 | 0 | 0 | 131438.2195 | 0 | 0 | 0 | 0 | 0 | 0
2016-04-14 04:00 | 0 | 0 | 0 | 0 | 92584.3911 | 0 | 373006 | 0 | 0 | 0 | 1101707.4092 | 0 | 0 | 0 | 0 | 0 | 0 | 131438.2195 | 0 | 0 | 0 | 2627597.9608 | 0 | 0 | 0 | 0 | -148983.3894 | 0 | 0 | 0 | 0 | 0 | 0 | 0 | -131438.2195 | 0 | 0 | 0 | 0 | 0 | 0
2016-04-14 05:00 | 0 | 0 | 0 | 0 | 77801.3911 | 0 | 358223 | 0 | 0 | 0 | 952724.0198 | 0 | 0 | 0 | 0 | 0 | 0 | 0 | 0 | 0 | 0 | 2627587.4504 | 0 | 0 | 0 | 0 | -148983.3894 | 0 | 0 | 0 | 0 | 0 | 0 | 0 | -131438.2195 | 0 | 0 | 0 | 0 | 0 | 0
2016-04-14 06:00 | 0 | 0 | 0 | 0 | 329797.8301 | 0 | 347343 | 0 | 0 | 0 | 803740.6304 | 0 | 0 | 0 | 0 | 0 | 0 | 131438.2195 | 0 | 0 | 0 | 2627576.94 | 0 | 0 | 0 | 0 | -148983.3894 | 0 | 0 | 0 | 0 | 0 | 0 | 0 | 131438.2195 | 0 | 0 | 0 | 0 | 0 | 0
2016-04-14 07:00 | 0 | 0 | 0 | 0 | 61571.3911 | 0 | 341993 | 0 | 0 | 0 | 654757.2411 | 0 | 0 | 0 | 0 | 0 | 0 | 0 | 0 | 0 | 0 | 2627566.4297 | 0 | 0 | 0 | 0 | -148983.3894 | 0 | 0 | 0 | 0 | 0 | 0 | 0 | -131438.2195 | 0 | 0 | 0 | 0 | 0 | 0
2016-04-14 08:00 | 0 | 0 | 0 | 0 | 521320.4886 | 0 | 341746 | 0 | 0 | 0 | 702893.5101 | 0 | 0 | 0 | 0 | 0 | 0 | 131438.2195 | 0 | 0 | 0 | 2627555.9194 | 0 | 0 | 0 | 0 | 48136.2691 | 0 | 0 | 0 | 0 | 0 | 0 | 0 | 131438.2195 | 0 | 0 | 0 | 0 | 0 | 0
2016-04-14 09:00 | 0 | 0 | 0 | 0 | 72320.3911 | 0 | 352742 | 0 | 0 | 0 | 553910.1208 | 0 | 0 | 0 | 0 | 0 | 0 | 0 | 0 | 0 | 0 | 2627545.4092 | 0 | 0 | 0 | 0 | -148983.3894 | 0 | 0 | 0 | 0 | 0 | 0 | 0 | -131438.2195 | 0 | 0 | 0 | 0 | 0 | 0
2016-04-14 10:00 | 0 | 0 | 0 | 0 | 430174.5001 | 0 | 380747 | 0 | 0 | 0 | 471899.4013 | 0 | 0 | 0 | 0 | 0 | 0 | 131438.2195 | 0 | 0 | 0 | 2627534.899 | 0 | 0 | 0 | 0 | -82010.7194 | 0 | 0 | 0 | 0 | 0 | 0 | 0 | 131438.2195 | 0 | 0 | 0 | 0 | 0 | 0
2016-04-14 11:00 | 0 | 0 | 0 | 0 | 124168.3911 | 0 | 404590 | 0 | 0 | 0 | 322916.012 | 0 | 0 | 0 | 0 | 0 | 0 | 0 | 0 | 0 | 0 | 2627524.3889 | 0 | 0 | 0 | 0 | -148983.3894 | 0 | 0 | 0 | 0 | 0 | 0 | 0 | -131438.2195 | 0 | 0 | 0 | 0 | 0 | 0
2016-04-14 12:00 | 0 | 0 | 0 | 0 | 334667.7102 | 1099.6183 | 413020 | 0 | 0 | 0 | 245663.3405 | 0 | 0 | 0 | 0 | 0 | 0 | 0 | 0 | 0 | 0 | 2627513.8788 | 0 | 0 | 0 | 0 | -77252.6714 | 0 | 0 | 0 | 0 | 0 | 0 | 0 | 0 | 0 | 0 | 0 | 0 | 0 | 0
2016-04-14 13:00 | 0 | 0 | 0 | 0 | 133.2215 | 267455.3891 | 416572 | 0 | 0 | 0 | 96679.9512 | 0 | 0 | 0 | 0 | 0 | 0 | 0 | 0 | 0 | 0 | 2627503.3687 | 0 | 0 | 0 | 0 | -148983.3894 | 0 | 0 | 0 | 0 | 0 | 0 | 0 | 0 | 0 | 0 | 0 | 0 | 0 | 0
2016-04-14 14:00 | 0 | 0 | 0 | 0 | 0 | 588362.7139 | 420562 | 0 | 0 | 0 | 245663.3405 | 0 | 0 | 0 | 0 | 0 | 0 | 0 | 0 | 0 | 0 | 2642546.7183 | 0 | 0 | 0 | 0 | 148983.3894 | 0 | 0 | 0 | 0 | 0 | 0 | 0 | 0 | 0 | 0 | 0 | 18817.3245 | 0 | 0
2016-04-14 15:00 | 0 | 0 | 0 | 0 | 0 | 590302.7139 | 422502 | 0 | 0 | 0 | 394646.7299 | 0 | 0 | 0 | 0 | 0 | 0 | 0 | 0 | 0 | 0 | 2657590.0077 | 0 | 0 | 0 | 0 | 148983.3894 | 0 | 0 | 0 | 0 | 0 | 0 | 0 | 0 | 0 | 0 | 0 | 18817.3245 | 0 | 0
2016-04-14 16:00 | 0 | 0 | 0 | 0 | 0 | 722244.9334 | 423006 | 0 | 0 | 0 | 543630.1193 | 0 | 0 | 0 | 0 | 0 | 0 | 131438.2195 | 0 | 0 | 0 | 2672633.2369 | 0 | 0 | 0 | 0 | 148983.3894 | 0 | 0 | 0 | 0 | 0 | 0 | 0 | 131438.2195 | 0 | 0 | 0 | 18817.3245 | 0 | 0
2016-04-14 17:00 | 0 | 0 | 0 | 0 | 0 | 460918.4943 | 424556 | 0 | 0 | 0 | 692613.5087 | 0 | 0 | 0 | 0 | 0 | 0 | 0 | 0 | 0 | 0 | 2687676.406 | 0 | 0 | 0 | 0 | 148983.3894 | 0 | 0 | 0 | 0 | 0 | 0 | 0 | -131438.2195 | 0 | 0 | 0 | 18817.3245 | 0 | 0
2016-04-14 18:00 | 0 | 0 | 0 | 0 | 0 | 724565.9334 | 425327 | 0 | 0 | 0 | 841596.898 | 0 | 0 | 0 | 0 | 0 | 0 | 131438.2195 | 0 | 0 | 0 | 2702719.5149 | 0 | 0 | 0 | 0 | 148983.3894 | 0 | 0 | 0 | 0 | 0 | 0 | 0 | 131438.2195 | 0 | 0 | 0 | 18817.3245 | 0 | 0
2016-04-14 19:00 | 0 | 0 | 0 | 0 | 0 | 724340.9334 | 425102 | 0 | 0 | 0 | 990580.2874 | 0 | 0 | 0 | 0 | 0 | 0 | 262876.439 | 0 | 0 | 0 | 2717762.5636 | 0 | 0 | 0 | 0 | 148983.3894 | 0 | 0 | 0 | 0 | 0 | 0 | 0 | 131438.2195 | 0 | 0 | 0 | 18817.3245 | 0 | 0
2016-04-14 20:00 | 0 | 0 | 0 | 0 | 0 | 532848.4075 | 425819 | 0 | 0 | 0 | 1139563.6768 | 0 | 0 | 0 | 0 | 0 | 0 | 202105.1327 | 0 | 0 | 0 | 2732805.5521 | 0 | 0 | 0 | 0 | 148983.3894 | 0 | 0 | 0 | 0 | 0 | 0 | 0 | -60771.3063 | 0 | 0 | 0 | 18817.3245 | 0 | 0
2016-04-14 21:00 | 0 | 0 | 0 | 0 | 0 | 725617.9334 | 426379 | 0 | 0 | 0 | 1288547.0661 | 0 | 0 | 0 | 0 | 0 | 0 | 333543.3522 | 0 | 0 | 0 | 2747848.4805 | 0 | 0 | 0 | 0 | 148983.3894 | 0 | 0 | 0 | 0 | 0 | 0 | 0 | 131438.2195 | 0 | 0 | 0 | 18817.3245 | 0 | 0
2016-04-14 22:00 | 0 | 0 | 0 | 0 | 0 | 724353.9334 | 425115 | 0 | 0 | 0 | 1437530.4555 | 0 | 0 | 0 | 0 | 0 | 0 | 464981.5717 | 0 | 0 | 0 | 2762891.3487 | 0 | 0 | 0 | 0 | 148983.3894 | 0 | 0 | 0 | 0 | 0 | 0 | 0 | 131438.2195 | 0 | 0 | 0 | 18817.3245 | 0 | 0
2016-04-14 23:00 | 0 | 0 | 0 | 0 | 0 | 642680.8691 | 426133 | 0 | 0 | 0 | 1586513.8449 | 0 | 0 | 0 | 0 | 0 | 0 | 513728.7269 | 0 | 0 | 0 | 2777934.1567 | 0 | 0 | 0 | 0 | 148983.3894 | 0 | 0 | 0 | 0 | 0 | 0 | 0 | 48747.1552 | 0 | 0 | 0 | 18817.3245 | 0 | 0
2016-04-15 | 0 | 0 | 0 | 0 | 0 | 431380.3846 | 434114 | 0 | 0 | 0 | 1715218.449 | 0 | 0 | 0 | 0 | 0 | 0 | 382290.5074 | 0 | 0 | 0 | 2777923.045 | 0 | 0 | 0 | 0 | 128704.6041 | 0 | 0 | 0 | 0 | 0 | 0 | 0 | -131438.2195 | 0 | 0 | 0 | 0 | 0 | 0
2016-04-15 01:00 | 0 | 0 | 0 | 0 | 42521.0483 | 109555.3428 | 432498 | 0 | 0 | 0 | 1566235.0596 | 0 | 0 | 0 | 0 | 0 | 0 | 250852.2879 | 0 | 0 | 0 | 2777911.9333 | 0 | 0 | 0 | 0 | -148983.3894 | 0 | 0 | 0 | 0 | 0 | 0 | 0 | -131438.2195 | 0 | 0 | 0 | 0 | 0 | 0
2016-04-15 02:00 | 0 | 0 | 0 | 0 | 135153.6755 | 74.7156 | 415650 | 0 | 0 | 0 | 1417251.6702 | 0 | 0 | 0 | 0 | 0 | 0 | 119414.0684 | 0 | 0 | 0 | 2777900.8216 | 0 | 0 | 0 | 0 | -148983.3894 | 0 | 0 | 0 | 0 | 0 | 0 | 0 | -131438.2195 | 0 | 0 | 0 | 0 | 0 | 0
2016-04-15 03:00 | 0 | 0 | 0 | 0 | 377178.8301 | 0 | 394724 | 0 | 0 | 0 | 1268268.2808 | 0 | 0 | 0 | 0 | 0 | 0 | 250852.2879 | 0 | 0 | 0 | 2777889.71 | 0 | 0 | 0 | 0 | -148983.3894 | 0 | 0 | 0 | 0 | 0 | 0 | 0 | 131438.2195 | 0 | 0 | 0 | 0 | 0 | 0
2016-04-15 04:00 | 0 | 0 | 0 | 0 | 92533.3911 | 0 | 372955 | 0 | 0 | 0 | 1119284.8915 | 0 | 0 | 0 | 0 | 0 | 0 | 119414.0684 | 0 | 0 | 0 | 2777878.5985 | 0 | 0 | 0 | 0 | -148983.3894 | 0 | 0 | 0 | 0 | 0 | 0 | 0 | -131438.2195 | 0 | 0 | 0 | 0 | 0 | 0
2016-04-15 05:00 | 0 | 0 | 0 | 0 | 337296.8301 | 0 | 354842 | 0 | 0 | 0 | 970301.5021 | 0 | 0 | 0 | 0 | 0 | 0 | 250852.2879 | 0 | 0 | 0 | 2777867.487 | 0 | 0 | 0 | 0 | -148983.3894 | 0 | 0 | 0 | 0 | 0 | 0 | 0 | 131438.2195 | 0 | 0 | 0 | 0 | 0 | 0
2016-04-15 06:00 | 0 | 0 | 0 | 0 | 62879.3911 | 0 | 343301 | 0 | 0 | 0 | 821318.1127 | 0 | 0 | 0 | 0 | 0 | 0 | 119414.0684 | 0 | 0 | 0 | 2777856.3755 | 0 | 0 | 0 | 0 | -148983.3894 | 0 | 0 | 0 | 0 | 0 | 0 | 0 | -131438.2195 | 0 | 0 | 0 | 0 | 0 | 0
2016-04-15 07:00 | 0 | 0 | 0 | 0 | 68771.5422 | 0 | 337169 | 0 | 0 | 0 | 672334.7234 | 0 | 0 | 0 | 0 | 0 | 0 | 0 | 0 | 0 | 0 | 2777845.2641 | 0 | 0 | 0 | 0 | -148983.3894 | 0 | 0 | 0 | 0 | 0 | 0 | 0 | -119414.0684 | 0 | 0 | 0 | 0 | 0 | 0
2016-04-15 08:00 | 0 | 0 | 0 | 0 | 318834.8301 | 0 | 336380 | 0 | 0 | 0 | 523351.334 | 0 | 0 | 0 | 0 | 0 | 0 | 131438.2195 | 0 | 0 | 0 | 2777834.1527 | 0 | 0 | 0 | 0 | -148983.3894 | 0 | 0 | 0 | 0 | 0 | 0 | 0 | 131438.2195 | 0 | 0 | 0 | 0 | 0 | 0
2016-04-15 09:00 | 0 | 0 | 0 | 0 | 364703.1699 | 0 | 347158 | 0 | 0 | 0 | 672334.7234 | 0 | 0 | 0 | 0 | 0 | 0 | 0 | 0 | 0 | 0 | 2777823.0413 | 0 | 0 | 0 | 0 | 148983.3894 | 0 | 0 | 0 | 0 | 0 | 0 | 0 | -131438.2195 | 0 | 0 | 0 | 0 | 0 | 0
2016-04-15 10:00 | 0 | 0 | 0 | 0 | 224555.6106 | 0 | 373539 | 0 | 0 | 0 | 523351.334 | 0 | 0 | 0 | 0 | 0 | 0 | 0 | 0 | 0 | 0 | 2777811.93 | 0 | 0 | 0 | 0 | -148983.3894 | 0 | 0 | 0 | 0 | 0 | 0 | 0 | 0 | 0 | 0 | 0 | 0 | 0 | 0
2016-04-15 11:00 | 0 | 0 | 0 | 0 | 378956.8301 | 0 | 396502 | 0 | 0 | 0 | 374367.9446 | 0 | 0 | 0 | 0 | 0 | 0 | 131438.2195 | 0 | 0 | 0 | 2777800.8188 | 0 | 0 | 0 | 0 | -148983.3894 | 0 | 0 | 0 | 0 | 0 | 0 | 0 | 131438.2195 | 0 | 0 | 0 | 0 | 0 | 0
2016-04-15 12:00 | 0 | 0 | 0 | 0 | 121906.9889 | 3359.4022 | 405688 | 0 | 0 | 0 | 225384.5553 | 0 | 0 | 0 | 0 | 0 | 0 | 0 | 0 | 0 | 0 | 2777789.7076 | 0 | 0 | 0 | 0 | -148983.3894 | 0 | 0 | 0 | 0 | 0 | 0 | 0 | -131438.2195 | 0 | 0 | 0 | 0 | 0 | 0
2016-04-15 13:00 | 0 | 0 | 0 | 0 | 104608.3278 | 158450.2828 | 412042 | 0 | 0 | 0 | 76401.1659 | 0 | 0 | 0 | 0 | 0 | 0 | 0 | 0 | 0 | 0 | 2777778.5964 | 0 | 0 | 0 | 0 | -148983.3894 | 0 | 0 | 0 | 0 | 0 | 0 | 0 | 0 | 0 | 0 | 0 | 0 | 0 | 0
2016-04-15 14:00 | 0 | 0 | 0 | 0 | 77982.6252 | 487745.7641 | 416745 | 0 | 0 | 0 | 225384.5553 | 0 | 0 | 0 | 0 | 0 | 0 | 0 | 0 | 0 | 0 | 2777767.4853 | 0 | 0 | 0 | 0 | 148983.3894 | 0 | 0 | 0 | 0 | 0 | 0 | 0 | 0 | 0 | 0 | 0 | 0 | 0 | 0
2016-04-15 15:00 | 0 | 0 | 0 | 0 | 0 | 586633.7139 | 418833 | 0 | 0 | 0 | 374367.9446 | 0 | 0 | 0 | 0 | 0 | 0 | 0 | 0 | 0 | 0 | 2792810.2338 | 0 | 0 | 0 | 0 | 148983.3894 | 0 | 0 | 0 | 0 | 0 | 0 | 0 | 0 | 0 | 0 | 0 | 18817.3245 | 0 | 0
2016-04-15 16:00 | 0 | 0 | 0 | 0 | 0 | 709205.6378 | 418523 | 0 | 0 | 0 | 523351.334 | 0 | 0 | 0 | 0 | 0 | 0 | 122881.9239 | 0 | 0 | 0 | 2807852.9222 | 0 | 0 | 0 | 0 | 148983.3894 | 0 | 0 | 0 | 0 | 0 | 0 | 0 | 122881.9239 | 0 | 0 | 0 | 18817.3245 | 0 | 0
2016-04-15 17:00 | 0 | 0 | 0 | 0 | 0 | 492327.8036 | 418123 | 0 | 0 | 0 | 672334.7234 | 0 | 0 | 0 | 0 | 0 | 0 | 29286.0137 | 0 | 0 | 0 | 2822895.5504 | 0 | 0 | 0 | 0 | 148983.3894 | 0 | 0 | 0 | 0 | 0 | 0 | 0 | -93595.9103 | 0 | 0 | 0 | 18817.3245 | 0 | 0
2016-04-15 18:00 | 0 | 0 | 0 | 0 | 0 | 717596.9334 | 418358 | 0 | 0 | 0 | 821318.1127 | 0 | 0 | 0 | 0 | 0 | 0 | 160724.2332 | 0 | 0 | 0 | 2837938.1184 | 0 | 0 | 0 | 0 | 148983.3894 | 0 | 0 | 0 | 0 | 0 | 0 | 0 | 131438.2195 | 0 | 0 | 0 | 18817.3245 | 0 | 0
2016-04-15 19:00 | 0 | 0 | 0 | 0 | 0 | 708956.3265 | 418101 | 0 | 0 | 0 | 970301.5021 | 0 | 0 | 0 | 0 | 0 | 0 | 283778.8458 | 0 | 0 | 0 | 2852980.6262 | 0 | 0 | 0 | 0 | 148983.3894 | 0 | 0 | 0 | 0 | 0 | 0 | 0 | 123054.6127 | 0 | 0 | 0 | 18817.3245 | 0 | 0
2016-04-15 20:00 | 0 | 0 | 0 | 0 | 0 | 694724.3811 | 417358 | 0 | 0 | 0 | 1119284.8915 | 0 | 0 | 0 | 0 | 0 | 0 | 393344.5131 | 0 | 0 | 0 | 2868023.0739 | 0 | 0 | 0 | 0 | 148983.3894 | 0 | 0 | 0 | 0 | 0 | 0 | 0 | 109565.6672 | 0 | 0 | 0 | 18817.3245 | 0 | 0
2016-04-15 21:00 | 0 | 0 | 0 | 0 | 0 | 667871.8719 | 416596 | 0 | 0 | 0 | 1268268.2808 | 0 | 0 | 0 | 0 | 0 | 0 | 476819.6711 | 0 | 0 | 0 | 2883065.4614 | 0 | 0 | 0 | 0 | 148983.3894 | 0 | 0 | 0 | 0 | 0 | 0 | 0 | 83475.1581 | 0 | 0 | 0 | 18817.3245 | 0 | 0
2016-04-15 22:00 | 0 | 0 | 0 | 0 | 0 | 617985.7697 | 413276 | 0 | 0 | 0 | 1417251.6702 | 0 | 0 | 0 | 0 | 0 | 0 | 513728.7269 | 0 | 0 | 0 | 2898107.7887 | 0 | 0 | 0 | 0 | 148983.3894 | 0 | 0 | 0 | 0 | 0 | 0 | 0 | 36909.0558 | 0 | 0 | 0 | 18817.3245 | 0 | 0
2016-04-15 23:00 | 0 | 0 | 0 | 0 | 0 | 527023.7562 | 410671 | 0 | 0 | 0 | 1566235.0596 | 0 | 0 | 0 | 0 | 0 | 0 | 481098.0938 | 0 | 0 | 0 | 2898096.1962 | 0 | 0 | 0 | 0 | 148983.3894 | 0 | 0 | 0 | 0 | 0 | 0 | 0 | -32630.6331 | 0 | 0 | 0 | 0 | 0 | 0
2016-04-16 | 0 | 0 | 0 | 0 | 0 | 372585.9858 | 414985 | 0 | 0 | 0 | 1491205.4123 | 0 | 0 | 0 | 0 | 0 | 0 | 513728.7269 | 0 | 0 | 0 | 2898084.6039 | 0 | 0 | 0 | 0 | -75029.6473 | 0 | 0 | 0 | 0 | 0 | 0 | 0 | 32630.6331 | 0 | 0 | 0 | 0 | 0 | 0
2016-04-16 01:00 | 0 | 0 | 0 | 0 | 13105.2438 | 120715.1473 | 414242 | 0 | 0 | 0 | 1342222.0229 | 0 | 0 | 0 | 0 | 0 | 0 | 382290.5074 | 0 | 0 | 0 | 2898073.0115 | 0 | 0 | 0 | 0 | -148983.3894 | 0 | 0 | 0 | 0 | 0 | 0 | 0 | -131438.2195 | 0 | 0 | 0 | 0 | 0 | 0
2016-04-16 02:00 | 0 | 0 | 0 | 0 | 120127.6483 | 99.7429 | 400649 | 0 | 0 | 0 | 1193238.6335 | 0 | 0 | 0 | 0 | 0 | 0 | 250852.2879 | 0 | 0 | 0 | 2898061.4192 | 0 | 0 | 0 | 0 | -148983.3894 | 0 | 0 | 0 | 0 | 0 | 0 | 0 | -131438.2195 | 0 | 0 | 0 | 0 | 0 | 0
2016-04-16 03:00 | 0 | 0 | 0 | 0 | 102473.3911 | 0 | 382895 | 0 | 0 | 0 | 1044255.2441 | 0 | 0 | 0 | 0 | 0 | 0 | 119414.0684 | 0 | 0 | 0 | 2898049.827 | 0 | 0 | 0 | 0 | -148983.3894 | 0 | 0 | 0 | 0 | 0 | 0 | 0 | -131438.2195 | 0 | 0 | 0 | 0 | 0 | 0
2016-04-16 04:00 | 0 | 0 | 0 | 0 | 346309.8301 | 0 | 363855 | 0 | 0 | 0 | 895271.8548 | 0 | 0 | 0 | 0 | 0 | 0 | 250852.2879 | 0 | 0 | 0 | 2898038.2348 | 0 | 0 | 0 | 0 | -148983.3894 | 0 | 0 | 0 | 0 | 0 | 0 | 0 | 131438.2195 | 0 | 0 | 0 | 0 | 0 | 0
2016-04-16 05:00 | 0 | 0 | 0 | 0 | 67074.3911 | 0 | 347496 | 0 | 0 | 0 | 746288.4654 | 0 | 0 | 0 | 0 | 0 | 0 | 119414.0684 | 0 | 0 | 0 | 2898026.6426 | 0 | 0 | 0 | 0 | -148983.3894 | 0 | 0 | 0 | 0 | 0 | 0 | 0 | -131438.2195 | 0 | 0 | 0 | 0 | 0 | 0
2016-04-16 06:00 | 0 | 0 | 0 | 0 | 317871.8301 | 0 | 335417 | 0 | 0 | 0 | 597305.076 | 0 | 0 | 0 | 0 | 0 | 0 | 250852.2879 | 0 | 0 | 0 | 2898015.0505 | 0 | 0 | 0 | 0 | -148983.3894 | 0 | 0 | 0 | 0 | 0 | 0 | 0 | 131438.2195 | 0 | 0 | 0 | 0 | 0 | 0
2016-04-16 07:00 | 0 | 0 | 0 | 0 | 345370.1699 | 0 | 327825 | 0 | 0 | 0 | 746288.4654 | 0 | 0 | 0 | 0 | 0 | 0 | 119414.0684 | 0 | 0 | 0 | 2898003.4585 | 0 | 0 | 0 | 0 | 148983.3894 | 0 | 0 | 0 | 0 | 0 | 0 | 0 | -131438.2195 | 0 | 0 | 0 | 0 | 0 | 0
2016-04-16 08:00 | 0 | 0 | 0 | 0 | 56939.5422 | 0 | 325337 | 0 | 0 | 0 | 597305.076 | 0 | 0 | 0 | 0 | 0 | 0 | 0 | 0 | 0 | 0 | 2897991.8665 | 0 | 0 | 0 | 0 | -148983.3894 | 0 | 0 | 0 | 0 | 0 | 0 | 0 | -119414.0684 | 0 | 0 | 0 | 0 | 0 | 0
2016-04-16 09:00 | 0 | 0 | 0 | 0 | 310387.8301 | 0 | 327933 | 0 | 0 | 0 | 448321.6867 | 0 | 0 | 0 | 0 | 0 | 0 | 131438.2195 | 0 | 0 | 0 | 2897980.2745 | 0 | 0 | 0 | 0 | -148983.3894 | 0 | 0 | 0 | 0 | 0 | 0 | 0 | 131438.2195 | 0 | 0 | 0 | 0 | 0 | 0
2016-04-16 10:00 | 0 | 0 | 0 | 0 | 54324.3911 | 0 | 334746 | 0 | 0 | 0 | 299338.2973 | 0 | 0 | 0 | 0 | 0 | 0 | 0 | 0 | 0 | 0 | 2897968.6826 | 0 | 0 | 0 | 0 | -148983.3894 | 0 | 0 | 0 | 0 | 0 | 0 | 0 | -131438.2195 | 0 | 0 | 0 | 0 | 0 | 0
2016-04-16 11:00 | 0 | 0 | 0 | 0 | 326761.8301 | 0 | 344307 | 0 | 0 | 0 | 150354.9079 | 0 | 0 | 0 | 0 | 0 | 0 | 131438.2195 | 0 | 0 | 0 | 2897957.0907 | 0 | 0 | 0 | 0 | -148983.3894 | 0 | 0 | 0 | 0 | 0 | 0 | 0 | 131438.2195 | 0 | 0 | 0 | 0 | 0 | 0
2016-04-16 12:00 | 0 | 0 | 0 | 0 | 74841.1436 | 1839.2476 | 357102 | 0 | 0 | 0 | 1371.5185 | 0 | 0 | 0 | 0 | 0 | 0 | 0 | 0 | 0 | 0 | 2897945.4989 | 0 | 0 | 0 | 0 | -148983.3894 | 0 | 0 | 0 | 0 | 0 | 0 | 0 | -131438.2195 | 0 | 0 | 0 | 0 | 0 | 0
2016-04-16 13:00 | 0 | 0 | 0 | 0 | 352878.6167 | 165435.7727 | 369331 | 0 | 0 | 0 | 150354.9079 | 0 | 0 | 0 | 0 | 0 | 0 | 0 | 0 | 0 | 0 | 2897933.9071 | 0 | 0 | 0 | 0 | 148983.3894 | 0 | 0 | 0 | 0 | 0 | 0 | 0 | 0 | 0 | 0 | 0 | 0 | 0 | 0
2016-04-16 14:00 | 0 | 0 | 0 | 0 | 33903.3538 | 493197.0356 | 378117 | 0 | 0 | 0 | 299338.2973 | 0 | 0 | 0 | 0 | 0 | 0 | 0 | 0 | 0 | 0 | 2897922.3153 | 0 | 0 | 0 | 0 | 148983.3894 | 0 | 0 | 0 | 0 | 0 | 0 | 0 | 0 | 0 | 0 | 0 | 0 | 0 | 0
2016-04-16 15:00 | 0 | 0 | 0 | 0 | 0 | 550661.7139 | 382861 | 0 | 0 | 0 | 448321.6867 | 0 | 0 | 0 | 0 | 0 | 0 | 0 | 0 | 0 | 0 | 2912964.5832 | 0 | 0 | 0 | 0 | 148983.3894 | 0 | 0 | 0 | 0 | 0 | 0 | 0 | 0 | 0 | 0 | 0 | 18817.3245 | 0 | 0
2016-04-16 16:00 | 0 | 0 | 0 | 0 | 0 | 684379.9334 | 385141 | 0 | 0 | 0 | 597305.076 | 0 | 0 | 0 | 0 | 0 | 0 | 131438.2195 | 0 | 0 | 0 | 2928006.791 | 0 | 0 | 0 | 0 | 148983.3894 | 0 | 0 | 0 | 0 | 0 | 0 | 0 | 131438.2195 | 0 | 0 | 0 | 18817.3245 | 0 | 0
2016-04-16 17:00 | 0 | 0 | 0 | 0 | 0 | 518306.8588 | 384341 | 0 | 0 | 0 | 746288.4654 | 0 | 0 | 0 | 0 | 0 | 0 | 97603.3644 | 0 | 0 | 0 | 2943048.9385 | 0 | 0 | 0 | 0 | 148983.3894 | 0 | 0 | 0 | 0 | 0 | 0 | 0 | -33834.8551 | 0 | 0 | 0 | 18817.3245 | 0 | 0
2016-04-16 18:00 | 0 | 0 | 0 | 0 | 0 | 683008.9334 | 383770 | 0 | 0 | 0 | 895271.8548 | 0 | 0 | 0 | 0 | 0 | 0 | 229041.5839 | 0 | 0 | 0 | 2958091.0259 | 0 | 0 | 0 | 0 | 148983.3894 | 0 | 0 | 0 | 0 | 0 | 0 | 0 | 131438.2195 | 0 | 0 | 0 | 18817.3245 | 0 | 0
2016-04-16 19:00 | 0 | 0 | 0 | 0 | 0 | 420463.4943 | 384101 | 0 | 0 | 0 | 1044255.2441 | 0 | 0 | 0 | 0 | 0 | 0 | 97603.3644 | 0 | 0 | 0 | 2973133.0531 | 0 | 0 | 0 | 0 | 148983.3894 | 0 | 0 | 0 | 0 | 0 | 0 | 0 | -131438.2195 | 0 | 0 | 0 | 18817.3245 | 0 | 0
2016-04-16 20:00 | 0 | 0 | 0 | 0 | 0 | 684700.9334 | 385462 | 0 | 0 | 0 | 1193238.6335 | 0 | 0 | 0 | 0 | 0 | 0 | 229041.5839 | 0 | 0 | 0 | 2988175.0202 | 0 | 0 | 0 | 0 | 148983.3894 | 0 | 0 | 0 | 0 | 0 | 0 | 0 | 131438.2195 | 0 | 0 | 0 | 18817.3245 | 0 | 0
2016-04-16 21:00 | 0 | 0 | 0 | 0 | 0 | 686323.9334 | 387085 | 0 | 0 | 0 | 1342222.0229 | 0 | 0 | 0 | 0 | 0 | 0 | 360479.8034 | 0 | 0 | 0 | 3003216.9271 | 0 | 0 | 0 | 0 | 148983.3894 | 0 | 0 | 0 | 0 | 0 | 0 | 0 | 131438.2195 | 0 | 0 | 0 | 18817.3245 | 0 | 0
2016-04-16 22:00 | 0 | 0 | 0 | 0 | 0 | 681870.9396 | 388102 | 0 | 0 | 0 | 1491205.4123 | 0 | 0 | 0 | 0 | 0 | 0 | 486448.0291 | 0 | 0 | 0 | 3018258.7738 | 0 | 0 | 0 | 0 | 148983.3894 | 0 | 0 | 0 | 0 | 0 | 0 | 0 | 125968.2257 | 0 | 0 | 0 | 18817.3245 | 0 | 0
2016-04-16 23:00 | 0 | 0 | 0 | 0 | 0 | 583118.4116 | 388037 | 0 | 0 | 0 | 1640188.8016 | 0 | 0 | 0 | 0 | 0 | 0 | 513728.7269 | 0 | 0 | 0 | 3033300.5604 | 0 | 0 | 0 | 0 | 148983.3894 | 0 | 0 | 0 | 0 | 0 | 0 | 0 | 27280.6978 | 0 | 0 | 0 | 18817.3245 | 0 | 0
2016-04-17 | 0 | 0 | 0 | 0 | 0 | 405782.5804 | 394464 | 0 | 0 | 0 | 1651507.3821 | 0 | 0 | 0 | 0 | 0 | 0 | 513728.7269 | 0 | 0 | 0 | 3033288.4271 | 0 | 0 | 0 | 0 | 11318.5804 | 0 | 0 | 0 | 0 | 0 | 0 | 0 | 0 | 0 | 0 | 0 | 0 | 0 | 0
2016-04-17 01:00 | 0 | 0 | 0 | 0 | 0 | 127995.5635 | 395190 | 0 | 0 | 0 | 1515751.165 | 0 | 0 | 0 | 0 | 0 | 0 | 382290.5074 | 0 | 0 | 0 | 3033276.294 | 0 | 0 | 0 | 0 | -135756.217 | 0 | 0 | 0 | 0 | 0 | 0 | 0 | -131438.2195 | 0 | 0 | 0 | 0 | 0 | 0
2016-04-17 02:00 | 0 | 0 | 0 | 0 | 104254.5389 | 123.8522 | 384800 | 0 | 0 | 0 | 1366767.7757 | 0 | 0 | 0 | 0 | 0 | 0 | 250852.2879 | 0 | 0 | 0 | 3033264.1609 | 0 | 0 | 0 | 0 | -148983.3894 | 0 | 0 | 0 | 0 | 0 | 0 | 0 | -131438.2195 | 0 | 0 | 0 | 0 | 0 | 0
2016-04-17 03:00 | 0 | 0 | 0 | 0 | 100949.5422 | 0 | 369347 | 0 | 0 | 0 | 1217784.3863 | 0 | 0 | 0 | 0 | 0 | 0 | 131438.2195 | 0 | 0 | 0 | 3033252.0278 | 0 | 0 | 0 | 0 | -148983.3894 | 0 | 0 | 0 | 0 | 0 | 0 | 0 | -119414.0684 | 0 | 0 | 0 | 0 | 0 | 0
2016-04-17 04:00 | 0 | 0 | 0 | 0 | 334207.8301 | 0 | 351753 | 0 | 0 | 0 | 1068800.9969 | 0 | 0 | 0 | 0 | 0 | 0 | 262876.439 | 0 | 0 | 0 | 3033239.8948 | 0 | 0 | 0 | 0 | -148983.3894 | 0 | 0 | 0 | 0 | 0 | 0 | 0 | 131438.2195 | 0 | 0 | 0 | 0 | 0 | 0
2016-04-17 05:00 | 0 | 0 | 0 | 0 | 55428.3911 | 0 | 335850 | 0 | 0 | 0 | 919817.6076 | 0 | 0 | 0 | 0 | 0 | 0 | 131438.2195 | 0 | 0 | 0 | 3033227.7619 | 0 | 0 | 0 | 0 | -148983.3894 | 0 | 0 | 0 | 0 | 0 | 0 | 0 | -131438.2195 | 0 | 0 | 0 | 0 | 0 | 0
2016-04-17 06:00 | 0 | 0 | 0 | 0 | 43625.3911 | 0 | 324047 | 0 | 0 | 0 | 770834.2182 | 0 | 0 | 0 | 0 | 0 | 0 | 0 | 0 | 0 | 0 | 3033215.629 | 0 | 0 | 0 | 0 | -148983.3894 | 0 | 0 | 0 | 0 | 0 | 0 | 0 | -131438.2195 | 0 | 0 | 0 | 0 | 0 | 0
2016-04-17 07:00 | 0 | 0 | 0 | 0 | 299085.8301 | 0 | 316631 | 0 | 0 | 0 | 621850.8288 | 0 | 0 | 0 | 0 | 0 | 0 | 131438.2195 | 0 | 0 | 0 | 3033203.4961 | 0 | 0 | 0 | 0 | -148983.3894 | 0 | 0 | 0 | 0 | 0 | 0 | 0 | 131438.2195 | 0 | 0 | 0 | 0 | 0 | 0
2016-04-17 08:00 | 0 | 0 | 0 | 0 | 331135.1699 | 0 | 313590 | 0 | 0 | 0 | 770834.2182 | 0 | 0 | 0 | 0 | 0 | 0 | 0 | 0 | 0 | 0 | 3033191.3633 | 0 | 0 | 0 | 0 | 148983.3894 | 0 | 0 | 0 | 0 | 0 | 0 | 0 | -131438.2195 | 0 | 0 | 0 | 0 | 0 | 0
2016-04-17 09:00 | 0 | 0 | 0 | 0 | 297192.8301 | 0 | 314738 | 0 | 0 | 0 | 621850.8288 | 0 | 0 | 0 | 0 | 0 | 0 | 131438.2195 | 0 | 0 | 0 | 3033179.2305 | 0 | 0 | 0 | 0 | -148983.3894 | 0 | 0 | 0 | 0 | 0 | 0 | 0 | 131438.2195 | 0 | 0 | 0 | 0 | 0 | 0
2016-04-17 10:00 | 0 | 0 | 0 | 0 | 37994.3911 | 0 | 318416 | 0 | 0 | 0 | 472867.4394 | 0 | 0 | 0 | 0 | 0 | 0 | 0 | 0 | 0 | 0 | 3033167.0978 | 0 | 0 | 0 | 0 | -148983.3894 | 0 | 0 | 0 | 0 | 0 | 0 | 0 | -131438.2195 | 0 | 0 | 0 | 0 | 0 | 0
2016-04-17 11:00 | 0 | 0 | 0 | 0 | 175682.6106 | 0 | 324666 | 0 | 0 | 0 | 323884.0501 | 0 | 0 | 0 | 0 | 0 | 0 | 0 | 0 | 0 | 0 | 3033154.9651 | 0 | 0 | 0 | 0 | -148983.3894 | 0 | 0 | 0 | 0 | 0 | 0 | 0 | 0 | 0 | 0 | 0 | 0 | 0 | 0
2016-04-17 12:00 | 0 | 0 | 0 | 0 | 185078.0544 | 2337.5563 | 336399 | 0 | 0 | 0 | 174900.6607 | 0 | 0 | 0 | 0 | 0 | 0 | 0 | 0 | 0 | 0 | 3033142.8325 | 0 | 0 | 0 | 0 | -148983.3894 | 0 | 0 | 0 | 0 | 0 | 0 | 0 | 0 | 0 | 0 | 0 | 0 | 0 | 0
2016-04-17 13:00 | 0 | 0 | 0 | 0 | 3508.6769 | 196424.9337 | 348917 | 0 | 0 | 0 | 25917.2713 | 0 | 0 | 0 | 0 | 0 | 0 | 0 | 0 | 0 | 0 | 3033130.6999 | 0 | 0 | 0 | 0 | -148983.3894 | 0 | 0 | 0 | 0 | 0 | 0 | 0 | 0 | 0 | 0 | 0 | 0 | 0 | 0
2016-04-17 14:00 | 0 | 0 | 0 | 0 | 0 | 525664.7139 | 357864 | 0 | 0 | 0 | 174900.6607 | 0 | 0 | 0 | 0 | 0 | 0 | 0 | 0 | 0 | 0 | 3048172.427 | 0 | 0 | 0 | 0 | 148983.3894 | 0 | 0 | 0 | 0 | 0 | 0 | 0 | 0 | 0 | 0 | 0 | 18817.3245 | 0 | 0
2016-04-17 15:00 | 0 | 0 | 0 | 0 | 0 | 531785.7139 | 363985 | 0 | 0 | 0 | 323884.0501 | 0 | 0 | 0 | 0 | 0 | 0 | 0 | 0 | 0 | 0 | 3063214.0939 | 0 | 0 | 0 | 0 | 148983.3894 | 0 | 0 | 0 | 0 | 0 | 0 | 0 | 0 | 0 | 0 | 0 | 18817.3245 | 0 | 0
2016-04-17 16:00 | 0 | 0 | 0 | 0 | 0 | 668897.9334 | 369659 | 0 | 0 | 0 | 472867.4394 | 0 | 0 | 0 | 0 | 0 | 0 | 131438.2195 | 0 | 0 | 0 | 3078255.7006 | 0 | 0 | 0 | 0 | 148983.3894 | 0 | 0 | 0 | 0 | 0 | 0 | 0 | 131438.2195 | 0 | 0 | 0 | 18817.3245 | 0 | 0
2016-04-17 17:00 | 0 | 0 | 0 | 0 | 0 | 410223.4943 | 373861 | 0 | 0 | 0 | 621850.8288 | 0 | 0 | 0 | 0 | 0 | 0 | 0 | 0 | 0 | 0 | 3093297.2472 | 0 | 0 | 0 | 0 | 148983.3894 | 0 | 0 | 0 | 0 | 0 | 0 | 0 | -131438.2195 | 0 | 0 | 0 | 18817.3245 | 0 | 0
2016-04-17 18:00 | 0 | 0 | 0 | 0 | 0 | 676450.9334 | 377212 | 0 | 0 | 0 | 770834.2182 | 0 | 0 | 0 | 0 | 0 | 0 | 131438.2195 | 0 | 0 | 0 | 3108338.7336 | 0 | 0 | 0 | 0 | 148983.3894 | 0 | 0 | 0 | 0 | 0 | 0 | 0 | 131438.2195 | 0 | 0 | 0 | 18817.3245 | 0 | 0
2016-04-17 19:00 | 0 | 0 | 0 | 0 | 0 | 679456.9334 | 380218 | 0 | 0 | 0 | 919817.6076 | 0 | 0 | 0 | 0 | 0 | 0 | 262876.439 | 0 | 0 | 0 | 3123380.1598 | 0 | 0 | 0 | 0 | 148983.3894 | 0 | 0 | 0 | 0 | 0 | 0 | 0 | 131438.2195 | 0 | 0 | 0 | 18817.3245 | 0 | 0
2016-04-17 20:00 | 0 | 0 | 0 | 0 | 0 | 477642.0254 | 385045 | 0 | 0 | 0 | 1068800.9969 | 0 | 0 | 0 | 0 | 0 | 0 | 187672.7506 | 0 | 0 | 0 | 3138421.5259 | 0 | 0 | 0 | 0 | 148983.3894 | 0 | 0 | 0 | 0 | 0 | 0 | 0 | -75203.6885 | 0 | 0 | 0 | 18817.3245 | 0 | 0
2016-04-17 21:00 | 0 | 0 | 0 | 0 | 0 | 690419.9334 | 391181 | 0 | 0 | 0 | 1217784.3863 | 0 | 0 | 0 | 0 | 0 | 0 | 319110.9701 | 0 | 0 | 0 | 3153462.8318 | 0 | 0 | 0 | 0 | 148983.3894 | 0 | 0 | 0 | 0 | 0 | 0 | 0 | 131438.2195 | 0 | 0 | 0 | 18817.3245 | 0 | 0
2016-04-17 22:00 | 0 | 0 | 0 | 0 | 0 | 695353.9334 | 396115 | 0 | 0 | 0 | 1366767.7757 | 0 | 0 | 0 | 0 | 0 | 0 | 450549.1896 | 0 | 0 | 0 | 3168504.0775 | 0 | 0 | 0 | 0 | 148983.3894 | 0 | 0 | 0 | 0 | 0 | 0 | 0 | 131438.2195 | 0 | 0 | 0 | 18817.3245 | 0 | 0
2016-04-17 23:00 | 0 | 0 | 0 | 0 | 0 | 630830.2512 | 399850 | 0 | 0 | 0 | 1515751.165 | 0 | 0 | 0 | 0 | 0 | 0 | 513728.7269 | 0 | 0 | 0 | 3183545.2631 | 0 | 0 | 0 | 0 | 148983.3894 | 0 | 0 | 0 | 0 | 0 | 0 | 0 | 63179.5374 | 0 | 0 | 0 | 18817.3245 | 0 | 0
2016-04-18 | 0 | 0 | 0 | 0 | 0 | 432650.1087 | 409894 | 0 | 0 | 0 | 1664734.5544 | 0 | 0 | 0 | 0 | 0 | 0 | 387501.4463 | 0 | 0 | 0 | 3183532.5289 | 0 | 0 | 0 | 0 | 148983.3894 | 0 | 0 | 0 | 0 | 0 | 0 | 0 | -126227.2806 | 0 | 0 | 0 | 0 | 0 | 0
2016-04-18 01:00 | 0 | 0 | 0 | 0 | 806.5583 | 129046.8328 | 410275 | 0 | 0 | 0 | 1515751.165 | 0 | 0 | 0 | 0 | 0 | 0 | 256063.2268 | 0 | 0 | 0 | 3183519.7948 | 0 | 0 | 0 | 0 | -148983.3894 | 0 | 0 | 0 | 0 | 0 | 0 | 0 | -131438.2195 | 0 | 0 | 0 | 0 | 0 | 0
2016-04-18 02:00 | 0 | 0 | 0 | 0 | 387374.8103 | 159.6713 | 394431 | 0 | 0 | 0 | 1633479.6539 | 0 | 0 | 0 | 0 | 0 | 0 | 131438.2195 | 0 | 0 | 0 | 3183507.0607 | 0 | 0 | 0 | 0 | 117728.4889 | 0 | 0 | 0 | 0 | 0 | 0 | 0 | -124625.0073 | 0 | 0 | 0 | 0 | 0 | 0
2016-04-18 03:00 | 0 | 0 | 0 | 0 | 93471.3911 | 0 | 373893 | 0 | 0 | 0 | 1484496.2646 | 0 | 0 | 0 | 0 | 0 | 0 | 0 | 0 | 0 | 0 | 3183494.3267 | 0 | 0 | 0 | 0 | -148983.3894 | 0 | 0 | 0 | 0 | 0 | 0 | 0 | -131438.2195 | 0 | 0 | 0 | 0 | 0 | 0
2016-04-18 04:00 | 0 | 0 | 0 | 0 | 335266.8301 | 0 | 352812 | 0 | 0 | 0 | 1335512.8752 | 0 | 0 | 0 | 0 | 0 | 0 | 131438.2195 | 0 | 0 | 0 | 3183481.5927 | 0 | 0 | 0 | 0 | -148983.3894 | 0 | 0 | 0 | 0 | 0 | 0 | 0 | 131438.2195 | 0 | 0 | 0 | 0 | 0 | 0
2016-04-18 05:00 | 0 | 0 | 0 | 0 | 330678.048 | 0 | 335936 | 0 | 0 | 0 | 1198816.7037 | 0 | 0 | 0 | 0 | 0 | 0 | 262876.439 | 0 | 0 | 0 | 3183468.8588 | 0 | 0 | 0 | 0 | -136696.1715 | 0 | 0 | 0 | 0 | 0 | 0 | 0 | 131438.2195 | 0 | 0 | 0 | 0 | 0 | 0
2016-04-18 06:00 | 0 | 0 | 0 | 0 | 316208.9475 | 0 | 324461 | 0 | 0 | 0 | 1059126.4317 | 0 | 0 | 0 | 0 | 0 | 0 | 394314.6585 | 0 | 0 | 0 | 3183456.1249 | 0 | 0 | 0 | 0 | -139690.272 | 0 | 0 | 0 | 0 | 0 | 0 | 0 | 131438.2195 | 0 | 0 | 0 | 0 | 0 | 0
2016-04-18 07:00 | 0 | 0 | 0 | 0 | 37142.3911 | 0 | 317564 | 0 | 0 | 0 | 910143.0423 | 0 | 0 | 0 | 0 | 0 | 0 | 262876.439 | 0 | 0 | 0 | 3183443.3911 | 0 | 0 | 0 | 0 | -148983.3894 | 0 | 0 | 0 | 0 | 0 | 0 | 0 | -131438.2195 | 0 | 0 | 0 | 0 | 0 | 0
2016-04-18 08:00 | 0 | 0 | 0 | 0 | 293165.9254 | 0 | 318785 | 0 | 0 | 0 | 761159.6529 | 0 | 0 | 0 | 0 | 0 | 0 | 386240.7537 | 0 | 0 | 0 | 3183430.6573 | 0 | 0 | 0 | 0 | -148983.3894 | 0 | 0 | 0 | 0 | 0 | 0 | 0 | 123364.3147 | 0 | 0 | 0 | 0 | 0 | 0
2016-04-18 09:00 | 0 | 0 | 0 | 0 | 58473.2959 | 0 | 330821 | 0 | 0 | 0 | 612176.2636 | 0 | 0 | 0 | 0 | 0 | 0 | 262876.439 | 0 | 0 | 0 | 3183417.9236 | 0 | 0 | 0 | 0 | -148983.3894 | 0 | 0 | 0 | 0 | 0 | 0 | 0 | -123364.3147 | 0 | 0 | 0 | 0 | 0 | 0
2016-04-18 10:00 | 0 | 0 | 0 | 0 | 288071.8434 | 0 | 355668 | 0 | 0 | 0 | 676018.3264 | 0 | 0 | 0 | 0 | 0 | 0 | 131438.2195 | 0 | 0 | 0 | 3183405.1899 | 0 | 0 | 0 | 0 | 63842.0629 | 0 | 0 | 0 | 0 | 0 | 0 | 0 | -131438.2195 | 0 | 0 | 0 | 0 | 0 | 0
2016-04-18 11:00 | 0 | 0 | 0 | 0 | 99180.3911 | 0 | 379602 | 0 | 0 | 0 | 527034.9371 | 0 | 0 | 0 | 0 | 0 | 0 | 0 | 0 | 0 | 0 | 3183392.4563 | 0 | 0 | 0 | 0 | -148983.3894 | 0 | 0 | 0 | 0 | 0 | 0 | 0 | -131438.2195 | 0 | 0 | 0 | 0 | 0 | 0
2016-04-18 12:00 | 0 | 0 | 0 | 0 | 262597.8183 | 3941.7339 | 393054 | 0 | 0 | 0 | 378051.5477 | 0 | 0 | 0 | 0 | 0 | 0 | 22468.9416 | 0 | 0 | 0 | 3183379.7227 | 0 | 0 | 0 | 0 | -148983.3894 | 0 | 0 | 0 | 0 | 0 | 0 | 0 | 22468.9416 | 0 | 0 | 0 | 0 | 0 | 0
2016-04-18 13:00 | 0 | 0 | 0 | 0 | 27910.7707 | 202976.8983 | 402340 | 0 | 0 | 0 | 229068.1583 | 0 | 0 | 0 | 0 | 0 | 0 | 0 | 0 | 0 | 0 | 3183366.9892 | 0 | 0 | 0 | 0 | -148983.3894 | 0 | 0 | 0 | 0 | 0 | 0 | 0 | -22468.9416 | 0 | 0 | 0 | 0 | 0 | 0
2016-04-18 14:00 | 0 | 0 | 0 | 0 | 0 | 570887.3551 | 411514 | 0 | 0 | 0 | 378051.5477 | 0 | 0 | 0 | 0 | 0 | 0 | 0 | 0 | 0 | 0 | 3191666.2283 | 0 | 0 | 0 | 0 | 148983.3894 | 0 | 0 | 0 | 0 | 0 | 0 | 0 | 0 | 0 | 0 | 0 | 10389.9657 | 0 | 0
2016-04-18 15:00 | 0 | 0 | 0 | 0 | 0 | 586375.7139 | 418575 | 0 | 0 | 0 | 527034.9371 | 0 | 0 | 0 | 0 | 0 | 0 | 0 | 0 | 0 | 0 | 3206707.3212 | 0 | 0 | 0 | 0 | 148983.3894 | 0 | 0 | 0 | 0 | 0 | 0 | 0 | 0 | 0 | 0 | 0 | 18817.3245 | 0 | 0
2016-04-18 16:00 | 0 | 0 | 0 | 0 | 0 | 723164.9334 | 423926 | 0 | 0 | 0 | 676018.3264 | 0 | 0 | 0 | 0 | 0 | 0 | 131438.2195 | 0 | 0 | 0 | 3221748.354 | 0 | 0 | 0 | 0 | 148983.3894 | 0 | 0 | 0 | 0 | 0 | 0 | 0 | 131438.2195 | 0 | 0 | 0 | 18817.3245 | 0 | 0
2016-04-18 17:00 | 0 | 0 | 0 | 0 | 0 | 466470.4943 | 430108 | 0 | 0 | 0 | 825001.7158 | 0 | 0 | 0 | 0 | 0 | 0 | 0 | 0 | 0 | 0 | 3236789.3266 | 0 | 0 | 0 | 0 | 148983.3894 | 0 | 0 | 0 | 0 | 0 | 0 | 0 | -131438.2195 | 0 | 0 | 0 | 18817.3245 | 0 | 0
2016-04-18 18:00 | 0 | 0 | 0 | 0 | 0 | 734888.9334 | 435650 | 0 | 0 | 0 | 973985.1052 | 0 | 0 | 0 | 0 | 0 | 0 | 131438.2195 | 0 | 0 | 0 | 3251830.239 | 0 | 0 | 0 | 0 | 148983.3894 | 0 | 0 | 0 | 0 | 0 | 0 | 0 | 131438.2195 | 0 | 0 | 0 | 18817.3245 | 0 | 0
2016-04-18 19:00 | 0 | 0 | 0 | 0 | 0 | 740132.9334 | 440894 | 0 | 0 | 0 | 1122968.4946 | 0 | 0 | 0 | 0 | 0 | 0 | 262876.439 | 0 | 0 | 0 | 3266871.0913 | 0 | 0 | 0 | 0 | 148983.3894 | 0 | 0 | 0 | 0 | 0 | 0 | 0 | 131438.2195 | 0 | 0 | 0 | 18817.3245 | 0 | 0
2016-04-18 20:00 | 0 | 0 | 0 | 0 | 0 | 621393.6483 | 446123 | 0 | 0 | 0 | 1271951.8839 | 0 | 0 | 0 | 0 | 0 | 0 | 270346.3735 | 0 | 0 | 0 | 3281911.8834 | 0 | 0 | 0 | 0 | 148983.3894 | 0 | 0 | 0 | 0 | 0 | 0 | 0 | 7469.9345 | 0 | 0 | 0 | 18817.3245 | 0 | 0
2016-04-18 21:00 | 0 | 0 | 0 | 0 | 0 | 748946.9334 | 449708 | 0 | 0 | 0 | 1420935.2733 | 0 | 0 | 0 | 0 | 0 | 0 | 401784.593 | 0 | 0 | 0 | 3296952.6153 | 0 | 0 | 0 | 0 | 148983.3894 | 0 | 0 | 0 | 0 | 0 | 0 | 0 | 131438.2195 | 0 | 0 | 0 | 18817.3245 | 0 | 0
2016-04-18 22:00 | 0 | 0 | 0 | 0 | 0 | 725467.176 | 449607 | 0 | 0 | 0 | 1569918.6627 | 0 | 0 | 0 | 0 | 0 | 0 | 509844.0551 | 0 | 0 | 0 | 3311993.2871 | 0 | 0 | 0 | 0 | 148983.3894 | 0 | 0 | 0 | 0 | 0 | 0 | 0 | 108059.4621 | 0 | 0 | 0 | 18817.3245 | 0 | 0
2016-04-18 23:00 | 0 | 0 | 0 | 0 | 0 | 619167.3856 | 447482 | 0 | 0 | 0 | 1718902.052 | 0 | 0 | 0 | 0 | 0 | 0 | 513728.7269 | 0 | 0 | 0 | 3327033.8987 | 0 | 0 | 0 | 0 | 148983.3894 | 0 | 0 | 0 | 0 | 0 | 0 | 0 | 3884.6718 | 0 | 0 | 0 | 18817.3245 | 0 | 0
2016-04-19 | 0 | 0 | 0 | 0 | 0 | 451419.917 | 451741 | 0 | 0 | 0 | 1718580.969 | 0 | 0 | 0 | 0 | 0 | 0 | 513728.7269 | 0 | 0 | 0 | 3327020.5906 | 0 | 0 | 0 | 0 | -321.083 | 0 | 0 | 0 | 0 | 0 | 0 | 0 | 0 | 0 | 0 | 0 | 0 | 0 | 0
2016-04-19 01:00 | 0 | 0 | 0 | 0 | 31222.7009 | 134186.6902 | 445831 | 0 | 0 | 0 | 1569597.5797 | 0 | 0 | 0 | 0 | 0 | 0 | 382290.5074 | 0 | 0 | 0 | 3327007.2825 | 0 | 0 | 0 | 0 | -148983.3894 | 0 | 0 | 0 | 0 | 0 | 0 | 0 | -131438.2195 | 0 | 0 | 0 | 0 | 0 | 0
2016-04-19 02:00 | 0 | 0 | 0 | 0 | 333411.0396 | 194.3988 | 423020 | 0 | 0 | 0 | 1420614.1903 | 0 | 0 | 0 | 0 | 0 | 0 | 441859.3351 | 0 | 0 | 0 | 3326993.9744 | 0 | 0 | 0 | 0 | -148983.3894 | 0 | 0 | 0 | 0 | 0 | 0 | 0 | 59568.8277 | 0 | 0 | 0 | 0 | 0 | 0
2016-04-19 03:00 | 0 | 0 | 0 | 0 | 334735.3499 | 0 | 395905 | 0 | 0 | 0 | 1490882.7597 | 0 | 0 | 0 | 0 | 0 | 0 | 310421.1156 | 0 | 0 | 0 | 3326980.6665 | 0 | 0 | 0 | 0 | 70268.5694 | 0 | 0 | 0 | 0 | 0 | 0 | 0 | -131438.2195 | 0 | 0 | 0 | 0 | 0 | 0
2016-04-19 04:00 | 0 | 0 | 0 | 0 | 316556.0675 | 0 | 370617 | 0 | 0 | 0 | 1341899.3704 | 0 | 0 | 0 | 0 | 0 | 0 | 405343.5725 | 0 | 0 | 0 | 3326967.3586 | 0 | 0 | 0 | 0 | -148983.3894 | 0 | 0 | 0 | 0 | 0 | 0 | 0 | 94922.4569 | 0 | 0 | 0 | 0 | 0 | 0
2016-04-19 05:00 | 0 | 0 | 0 | 0 | 286563.0516 | 0 | 351081 | 0 | 0 | 0 | 1192915.981 | 0 | 0 | 0 | 0 | 0 | 0 | 489809.0135 | 0 | 0 | 0 | 3326954.0507 | 0 | 0 | 0 | 0 | -148983.3894 | 0 | 0 | 0 | 0 | 0 | 0 | 0 | 84465.441 | 0 | 0 | 0 | 0 | 0 | 0
2016-04-19 06:00 | 0 | 0 | 0 | 0 | 260468.9807 | 0 | 335723 | 0 | 0 | 0 | 1249100.1812 | 0 | 0 | 0 | 0 | 0 | 0 | 358370.794 | 0 | 0 | 0 | 3326940.7429 | 0 | 0 | 0 | 0 | 56184.2002 | 0 | 0 | 0 | 0 | 0 | 0 | 0 | -131438.2195 | 0 | 0 | 0 | 0 | 0 | 0
2016-04-19 07:00 | 0 | 0 | 0 | 0 | 114755.1554 | 0 | 326292 | 0 | 0 | 0 | 1100116.7918 | 0 | 0 | 0 | 0 | 0 | 0 | 295817.3387 | 0 | 0 | 0 | 3326927.4351 | 0 | 0 | 0 | 0 | -148983.3894 | 0 | 0 | 0 | 0 | 0 | 0 | 0 | -62553.4552 | 0 | 0 | 0 | 0 | 0 | 0
2016-04-19 08:00 | 0 | 0 | 0 | 0 | 207200.1571 | 0 | 324772 | 0 | 0 | 0 | 951133.4024 | 0 | 0 | 0 | 0 | 0 | 0 | 327228.8852 | 0 | 0 | 0 | 3326914.1274 | 0 | 0 | 0 | 0 | -148983.3894 | 0 | 0 | 0 | 0 | 0 | 0 | 0 | 31411.5465 | 0 | 0 | 0 | 0 | 0 | 0
2016-04-19 09:00 | 0 | 0 | 0 | 0 | 188119.9635 | 0 | 334201 | 0 | 0 | 0 | 802150.013 | 0 | 0 | 0 | 0 | 0 | 0 | 330131.2381 | 0 | 0 | 0 | 3326900.8197 | 0 | 0 | 0 | 0 | -148983.3894 | 0 | 0 | 0 | 0 | 0 | 0 | 0 | 2902.3529 | 0 | 0 | 0 | 0 | 0 | 0
2016-04-19 10:00 | 0 | 0 | 0 | 0 | 173418.5433 | 0 | 357981 | 0 | 0 | 0 | 749025.7758 | 0 | 0 | 0 | 0 | 0 | 0 | 198693.0186 | 0 | 0 | 0 | 3326887.5121 | 0 | 0 | 0 | 0 | -53124.2372 | 0 | 0 | 0 | 0 | 0 | 0 | 0 | -131438.2195 | 0 | 0 | 0 | 0 | 0 | 0
2016-04-19 11:00 | 0 | 0 | 0 | 0 | 165059.8115 | 0 | 381298 | 0 | 0 | 0 | 600042.3865 | 0 | 0 | 0 | 0 | 0 | 0 | 131438.2195 | 0 | 0 | 0 | 3326874.2046 | 0 | 0 | 0 | 0 | -148983.3894 | 0 | 0 | 0 | 0 | 0 | 0 | 0 | -67254.7991 | 0 | 0 | 0 | 0 | 0 | 0
2016-04-19 12:00 | 0 | 0 | 0 | 0 | 133327.7965 | 2517.1155 | 394412 | 0 | 0 | 0 | 472913.518 | 0 | 0 | 0 | 0 | 0 | 0 | 0 | 0 | 0 | 0 | 3326860.8971 | 0 | 0 | 0 | 0 | -127128.8684 | 0 | 0 | 0 | 0 | 0 | 0 | 0 | -131438.2195 | 0 | 0 | 0 | 0 | 0 | 0
2016-04-19 13:00 | 0 | 0 | 0 | 0 | 85925.3366 | 197077.1743 | 403745 | 0 | 0 | 0 | 352171.0289 | 0 | 0 | 0 | 0 | 0 | 0 | 0 | 0 | 0 | 0 | 3326847.5896 | 0 | 0 | 0 | 0 | -120742.4891 | 0 | 0 | 0 | 0 | 0 | 0 | 0 | 0 | 0 | 0 | 0 | 0 | 0 | 0
2016-04-19 14:00 | 0 | 0 | 0 | 0 | 0 | 510189.6034 | 412923 | 0 | 0 | 0 | 449437.6323 | 0 | 0 | 0 | 0 | 0 | 0 | 0 | 0 | 0 | 0 | 3326834.2823 | 0 | 0 | 0 | 0 | 97266.6034 | 0 | 0 | 0 | 0 | 0 | 0 | 0 | 0 | 0 | 0 | 0 | 0 | 0 | 0
2016-04-19 15:00 | 0 | 0 | 0 | 0 | 0 | 588040.7139 | 420240 | 0 | 0 | 0 | 598421.0217 | 0 | 0 | 0 | 0 | 0 | 0 | 0 | 0 | 0 | 0 | 3341874.8345 | 0 | 0 | 0 | 0 | 148983.3894 | 0 | 0 | 0 | 0 | 0 | 0 | 0 | 0 | 0 | 0 | 0 | 18817.3245 | 0 | 0
2016-04-19 16:00 | 0 | 0 | 0 | 0 | 0 | 725725.9334 | 426487 | 0 | 0 | 0 | 747404.411 | 0 | 0 | 0 | 0 | 0 | 0 | 131438.2195 | 0 | 0 | 0 | 3356915.3266 | 0 | 0 | 0 | 0 | 148983.3894 | 0 | 0 | 0 | 0 | 0 | 0 | 0 | 131438.2195 | 0 | 0 | 0 | 18817.3245 | 0 | 0
2016-04-19 17:00 | 0 | 0 | 0 | 0 | 0 | 469454.4943 | 433092 | 0 | 0 | 0 | 896387.8004 | 0 | 0 | 0 | 0 | 0 | 0 | 0 | 0 | 0 | 0 | 3371955.7585 | 0 | 0 | 0 | 0 | 148983.3894 | 0 | 0 | 0 | 0 | 0 | 0 | 0 | -131438.2195 | 0 | 0 | 0 | 18817.3245 | 0 | 0
2016-04-19 18:00 | 0 | 0 | 0 | 0 | 0 | 739049.9334 | 439811 | 0 | 0 | 0 | 1045371.1898 | 0 | 0 | 0 | 0 | 0 | 0 | 131438.2195 | 0 | 0 | 0 | 3386996.1303 | 0 | 0 | 0 | 0 | 148983.3894 | 0 | 0 | 0 | 0 | 0 | 0 | 0 | 131438.2195 | 0 | 0 | 0 | 18817.3245 | 0 | 0
2016-04-19 19:00 | 0 | 0 | 0 | 0 | 0 | 743686.9334 | 444448 | 0 | 0 | 0 | 1194354.5791 | 0 | 0 | 0 | 0 | 0 | 0 | 262876.439 | 0 | 0 | 0 | 3402036.4419 | 0 | 0 | 0 | 0 | 148983.3894 | 0 | 0 | 0 | 0 | 0 | 0 | 0 | 131438.2195 | 0 | 0 | 0 | 18817.3245 | 0 | 0
2016-04-19 20:00 | 0 | 0 | 0 | 0 | 0 | 585294.4799 | 449010 | 0 | 0 | 0 | 1343337.9685 | 0 | 0 | 0 | 0 | 0 | 0 | 231360.205 | 0 | 0 | 0 | 3417076.6933 | 0 | 0 | 0 | 0 | 148983.3894 | 0 | 0 | 0 | 0 | 0 | 0 | 0 | -31516.234 | 0 | 0 | 0 | 18817.3245 | 0 | 0
2016-04-19 21:00 | 0 | 0 | 0 | 0 | 0 | 750931.9334 | 451693 | 0 | 0 | 0 | 1492321.3579 | 0 | 0 | 0 | 0 | 0 | 0 | 362798.4246 | 0 | 0 | 0 | 3432116.8846 | 0 | 0 | 0 | 0 | 148983.3894 | 0 | 0 | 0 | 0 | 0 | 0 | 0 | 131438.2195 | 0 | 0 | 0 | 18817.3245 | 0 | 0
2016-04-19 22:00 | 0 | 0 | 0 | 0 | 0 | 743304.8147 | 450937 | 0 | 0 | 0 | 1641304.7473 | 0 | 0 | 0 | 0 | 0 | 0 | 487365.5255 | 0 | 0 | 0 | 3447157.0157 | 0 | 0 | 0 | 0 | 148983.3894 | 0 | 0 | 0 | 0 | 0 | 0 | 0 | 124567.1009 | 0 | 0 | 0 | 18817.3245 | 0 | 0
2016-04-19 23:00 | 0 | 0 | 0 | 0 | 0 | 643149.9153 | 448986 | 0 | 0 | 0 | 1790288.1366 | 0 | 0 | 0 | 0 | 0 | 0 | 513728.7269 | 0 | 0 | 0 | 3462197.0867 | 0 | 0 | 0 | 0 | 148983.3894 | 0 | 0 | 0 | 0 | 0 | 0 | 0 | 26363.2015 | 0 | 0 | 0 | 18817.3245 | 0 | 0
2016-04-20 | 0 | 0 | 0 | 0 | 0 | 456729.7341 | 453335 | 0 | 0 | 0 | 1793682.8708 | 0 | 0 | 0 | 0 | 0 | 0 | 513728.7269 | 0 | 0 | 0 | 3462183.2379 | 0 | 0 | 0 | 0 | 3394.7341 | 0 | 0 | 0 | 0 | 0 | 0 | 0 | 0 | 0 | 0 | 0 | 0 | 0 | 0
2016-04-20 01:00 | 0 | 0 | 0 | 0 | 188821.0005 | 120181.3561 | 447800 | 0 | 0 | 0 | 1654885.2274 | 0 | 0 | 0 | 0 | 0 | 0 | 513728.7269 | 0 | 0 | 0 | 3462169.3892 | 0 | 0 | 0 | 0 | -138797.6434 | 0 | 0 | 0 | 0 | 0 | 0 | 0 | 0 | 0 | 0 | 0 | 0 | 0 | 0
2016-04-20 02:00 | 0 | 0 | 0 | 0 | 144581.4007 | 203.9904 | 425207 | 0 | 0 | 0 | 1505901.838 | 0 | 0 | 0 | 0 | 0 | 0 | 382290.5074 | 0 | 0 | 0 | 3462155.5405 | 0 | 0 | 0 | 0 | -148983.3894 | 0 | 0 | 0 | 0 | 0 | 0 | 0 | -131438.2195 | 0 | 0 | 0 | 0 | 0 | 0
2016-04-20 03:00 | 0 | 0 | 0 | 0 | 254883.4347 | 0 | 398341 | 0 | 0 | 0 | 1356918.4487 | 0 | 0 | 0 | 0 | 0 | 0 | 387816.3314 | 0 | 0 | 0 | 3462141.6919 | 0 | 0 | 0 | 0 | -148983.3894 | 0 | 0 | 0 | 0 | 0 | 0 | 0 | 5525.824 | 0 | 0 | 0 | 0 | 0 | 0
2016-04-20 04:00 | 0 | 0 | 0 | 0 | 255548.1726 | 0 | 373790 | 0 | 0 | 0 | 1207935.0593 | 0 | 0 | 0 | 0 | 0 | 0 | 418557.8934 | 0 | 0 | 0 | 3462127.8433 | 0 | 0 | 0 | 0 | -148983.3894 | 0 | 0 | 0 | 0 | 0 | 0 | 0 | 30741.5619 | 0 | 0 | 0 | 0 | 0 | 0
2016-04-20 05:00 | 0 | 0 | 0 | 0 | 241423.7184 | 0 | 354341 | 0 | 0 | 0 | 1058951.6699 | 0 | 0 | 0 | 0 | 0 | 0 | 454624.0012 | 0 | 0 | 0 | 3462113.9948 | 0 | 0 | 0 | 0 | -148983.3894 | 0 | 0 | 0 | 0 | 0 | 0 | 0 | 36066.1078 | 0 | 0 | 0 | 0 | 0 | 0
2016-04-20 06:00 | 0 | 0 | 0 | 0 | 220077.1787 | 0 | 338967 | 0 | 0 | 0 | 909968.2805 | 0 | 0 | 0 | 0 | 0 | 0 | 484717.5692 | 0 | 0 | 0 | 3462100.1463 | 0 | 0 | 0 | 0 | -148983.3894 | 0 | 0 | 0 | 0 | 0 | 0 | 0 | 30093.5681 | 0 | 0 | 0 | 0 | 0 | 0
2016-04-20 07:00 | 0 | 0 | 0 | 0 | 197917.53 | 0 | 329453 | 0 | 0 | 0 | 760984.8912 | 0 | 0 | 0 | 0 | 0 | 0 | 502165.4886 | 0 | 0 | 0 | 3462086.2979 | 0 | 0 | 0 | 0 | -148983.3894 | 0 | 0 | 0 | 0 | 0 | 0 | 0 | 17447.9194 | 0 | 0 | 0 | 0 | 0 | 0
2016-04-20 08:00 | 0 | 0 | 0 | 0 | 179358.1169 | 0 | 327697 | 0 | 0 | 0 | 744084.2275 | 0 | 0 | 0 | 0 | 0 | 0 | 370727.2691 | 0 | 0 | 0 | 3462072.4496 | 0 | 0 | 0 | 0 | -16900.6636 | 0 | 0 | 0 | 0 | 0 | 0 | 0 | -131438.2195 | 0 | 0 | 0 | 0 | 0 | 0
2016-04-20 09:00 | 0 | 0 | 0 | 0 | 90261.5855 | 0 | 335851 | 0 | 0 | 0 | 595100.8382 | 0 | 0 | 0 | 0 | 0 | 0 | 274121.2439 | 0 | 0 | 0 | 3462058.6013 | 0 | 0 | 0 | 0 | -148983.3894 | 0 | 0 | 0 | 0 | 0 | 0 | 0 | -96606.0251 | 0 | 0 | 0 | 0 | 0 | 0
2016-04-20 10:00 | 0 | 0 | 0 | 0 | 150996.4498 | 0 | 359277 | 0 | 0 | 0 | 446117.4488 | 0 | 0 | 0 | 0 | 0 | 0 | 214824.0831 | 0 | 0 | 0 | 3462044.7531 | 0 | 0 | 0 | 0 | -148983.3894 | 0 | 0 | 0 | 0 | 0 | 0 | 0 | -59297.1609 | 0 | 0 | 0 | 0 | 0 | 0
2016-04-20 11:00 | 0 | 0 | 0 | 0 | 149050.7471 | 0 | 381420 | 0 | 0 | 0 | 297134.0594 | 0 | 0 | 0 | 0 | 0 | 0 | 131438.2195 | 0 | 0 | 0 | 3462030.9049 | 0 | 0 | 0 | 0 | -148983.3894 | 0 | 0 | 0 | 0 | 0 | 0 | 0 | -83385.8636 | 0 | 0 | 0 | 0 | 0 | 0
2016-04-20 12:00 | 0 | 0 | 0 | 0 | 130578.8541 | 7550.4553 | 393612 | 0 | 0 | 0 | 173089.5884 | 0 | 0 | 0 | 0 | 0 | 0 | 0 | 0 | 0 | 0 | 3462017.0567 | 0 | 0 | 0 | 0 | -124044.471 | 0 | 0 | 0 | 0 | 0 | 0 | 0 | -131438.2195 | 0 | 0 | 0 | 0 | 0 | 0
2016-04-20 13:00 | 0 | 0 | 0 | 0 | 2937.0131 | 250124.5975 | 402045 | 0 | 0 | 0 | 24106.199 | 0 | 0 | 0 | 0 | 0 | 0 | 0 | 0 | 0 | 0 | 3462003.2087 | 0 | 0 | 0 | 0 | -148983.3894 | 0 | 0 | 0 | 0 | 0 | 0 | 0 | 0 | 0 | 0 | 0 | 0 | 0 | 0
2016-04-20 14:00 | 0 | 0 | 0 | 0 | 0 | 579289.7139 | 411489 | 0 | 0 | 0 | 173089.5884 | 0 | 0 | 0 | 0 | 0 | 0 | 0 | 0 | 0 | 0 | 3477043.2203 | 0 | 0 | 0 | 0 | 148983.3894 | 0 | 0 | 0 | 0 | 0 | 0 | 0 | 0 | 0 | 0 | 0 | 18817.3245 | 0 | 0
2016-04-20 15:00 | 0 | 0 | 0 | 0 | 0 | 586061.7139 | 418261 | 0 | 0 | 0 | 322072.9778 | 0 | 0 | 0 | 0 | 0 | 0 | 0 | 0 | 0 | 0 | 3492083.1717 | 0 | 0 | 0 | 0 | 148983.3894 | 0 | 0 | 0 | 0 | 0 | 0 | 0 | 0 | 0 | 0 | 0 | 18817.3245 | 0 | 0
2016-04-20 16:00 | 0 | 0 | 0 | 0 | 0 | 722833.9334 | 423595 | 0 | 0 | 0 | 471056.3672 | 0 | 0 | 0 | 0 | 0 | 0 | 131438.2195 | 0 | 0 | 0 | 3507123.0629 | 0 | 0 | 0 | 0 | 148983.3894 | 0 | 0 | 0 | 0 | 0 | 0 | 0 | 131438.2195 | 0 | 0 | 0 | 18817.3245 | 0 | 0
2016-04-20 17:00 | 0 | 0 | 0 | 0 | 0 | 466227.4943 | 429865 | 0 | 0 | 0 | 620039.7565 | 0 | 0 | 0 | 0 | 0 | 0 | 0 | 0 | 0 | 0 | 3522162.894 | 0 | 0 | 0 | 0 | 148983.3894 | 0 | 0 | 0 | 0 | 0 | 0 | 0 | -131438.2195 | 0 | 0 | 0 | 18817.3245 | 0 | 0
2016-04-20 18:00 | 0 | 0 | 0 | 0 | 0 | 735298.9334 | 436060 | 0 | 0 | 0 | 769023.1459 | 0 | 0 | 0 | 0 | 0 | 0 | 131438.2195 | 0 | 0 | 0 | 3537202.6649 | 0 | 0 | 0 | 0 | 148983.3894 | 0 | 0 | 0 | 0 | 0 | 0 | 0 | 131438.2195 | 0 | 0 | 0 | 18817.3245 | 0 | 0
2016-04-20 19:00 | 0 | 0 | 0 | 0 | 0 | 741044.9334 | 441806 | 0 | 0 | 0 | 918006.5353 | 0 | 0 | 0 | 0 | 0 | 0 | 262876.439 | 0 | 0 | 0 | 3552242.3757 | 0 | 0 | 0 | 0 | 148983.3894 | 0 | 0 | 0 | 0 | 0 | 0 | 0 | 131438.2195 | 0 | 0 | 0 | 18817.3245 | 0 | 0
2016-04-20 20:00 | 0 | 0 | 0 | 0 | 0 | 526159.3692 | 446836 | 0 | 0 | 0 | 1066989.9246 | 0 | 0 | 0 | 0 | 0 | 0 | 174399.0943 | 0 | 0 | 0 | 3567282.0263 | 0 | 0 | 0 | 0 | 148983.3894 | 0 | 0 | 0 | 0 | 0 | 0 | 0 | -88477.3447 | 0 | 0 | 0 | 18817.3245 | 0 | 0
2016-04-20 21:00 | 0 | 0 | 0 | 0 | 0 | 749280.9334 | 450042 | 0 | 0 | 0 | 1215973.314 | 0 | 0 | 0 | 0 | 0 | 0 | 305837.3138 | 0 | 0 | 0 | 3582321.6168 | 0 | 0 | 0 | 0 | 148983.3894 | 0 | 0 | 0 | 0 | 0 | 0 | 0 | 131438.2195 | 0 | 0 | 0 | 18817.3245 | 0 | 0
2016-04-20 22:00 | 0 | 0 | 0 | 0 | 0 | 748812.9334 | 449574 | 0 | 0 | 0 | 1364956.7034 | 0 | 0 | 0 | 0 | 0 | 0 | 437275.5333 | 0 | 0 | 0 | 3597361.1471 | 0 | 0 | 0 | 0 | 148983.3894 | 0 | 0 | 0 | 0 | 0 | 0 | 0 | 131438.2195 | 0 | 0 | 0 | 18817.3245 | 0 | 0
2016-04-20 23:00 | 0 | 0 | 0 | 0 | 0 | 692068.9074 | 447815 | 0 | 0 | 0 | 1513940.0927 | 0 | 0 | 0 | 0 | 0 | 0 | 513728.7269 | 0 | 0 | 0 | 3612400.6172 | 0 | 0 | 0 | 0 | 148983.3894 | 0 | 0 | 0 | 0 | 0 | 0 | 0 | 76453.1936 | 0 | 0 | 0 | 18817.3245 | 0 | 0
2016-04-21 | 0 | 0 | 0 | 0 | 0 | 512036.2702 | 452475 | 0 | 0 | 0 | 1573501.3629 | 0 | 0 | 0 | 0 | 0 | 0 | 513728.7269 | 0 | 0 | 0 | 3612386.1676 | 0 | 0 | 0 | 0 | 59561.2702 | 0 | 0 | 0 | 0 | 0 | 0 | 0 | 0 | 0 | 0 | 0 | 0 | 0 | 0
2016-04-21 01:00 | 0 | 0 | 0 | 0 | 18561.964 | 147723.4272 | 446707 | 0 | 0 | 0 | 1424517.9735 | 0 | 0 | 0 | 0 | 0 | 0 | 382290.5074 | 0 | 0 | 0 | 3612371.7181 | 0 | 0 | 0 | 0 | -148983.3894 | 0 | 0 | 0 | 0 | 0 | 0 | 0 | -131438.2195 | 0 | 0 | 0 | 0 | 0 | 0
2016-04-21 02:00 | 0 | 0 | 0 | 0 | 144024.2008 | 355.1903 | 424801 | 0 | 0 | 0 | 1275534.5842 | 0 | 0 | 0 | 0 | 0 | 0 | 250852.2879 | 0 | 0 | 0 | 3612357.2686 | 0 | 0 | 0 | 0 | -148983.3894 | 0 | 0 | 0 | 0 | 0 | 0 | 0 | -131438.2195 | 0 | 0 | 0 | 0 | 0 | 0
2016-04-21 03:00 | 0 | 0 | 0 | 0 | 351507.5431 | 0 | 397449 | 0 | 0 | 0 | 1217568.9762 | 0 | 0 | 0 | 0 | 0 | 0 | 262876.439 | 0 | 0 | 0 | 3612342.8192 | 0 | 0 | 0 | 0 | -57965.608 | 0 | 0 | 0 | 0 | 0 | 0 | 0 | 12024.1511 | 0 | 0 | 0 | 0 | 0 | 0
2016-04-21 04:00 | 0 | 0 | 0 | 0 | 92530.3911 | 0 | 372952 | 0 | 0 | 0 | 1068585.5868 | 0 | 0 | 0 | 0 | 0 | 0 | 131438.2195 | 0 | 0 | 0 | 3612328.3698 | 0 | 0 | 0 | 0 | -148983.3894 | 0 | 0 | 0 | 0 | 0 | 0 | 0 | -131438.2195 | 0 | 0 | 0 | 0 | 0 | 0
2016-04-21 05:00 | 0 | 0 | 0 | 0 | 73028.3911 | 0 | 353450 | 0 | 0 | 0 | 919602.1975 | 0 | 0 | 0 | 0 | 0 | 0 | 0 | 0 | 0 | 0 | 3612313.9205 | 0 | 0 | 0 | 0 | -148983.3894 | 0 | 0 | 0 | 0 | 0 | 0 | 0 | -131438.2195 | 0 | 0 | 0 | 0 | 0 | 0
2016-04-21 06:00 | 0 | 0 | 0 | 0 | 321494.8301 | 0 | 339040 | 0 | 0 | 0 | 770618.8081 | 0 | 0 | 0 | 0 | 0 | 0 | 131438.2195 | 0 | 0 | 0 | 3612299.4712 | 0 | 0 | 0 | 0 | -148983.3894 | 0 | 0 | 0 | 0 | 0 | 0 | 0 | 131438.2195 | 0 | 0 | 0 | 0 | 0 | 0
2016-04-21 07:00 | 0 | 0 | 0 | 0 | 48682.3911 | 0 | 329104 | 0 | 0 | 0 | 621635.4187 | 0 | 0 | 0 | 0 | 0 | 0 | 0 | 0 | 0 | 0 | 3612285.022 | 0 | 0 | 0 | 0 | -148983.3894 | 0 | 0 | 0 | 0 | 0 | 0 | 0 | -131438.2195 | 0 | 0 | 0 | 0 | 0 | 0
2016-04-21 08:00 | 0 | 0 | 0 | 0 | 454280.2279 | 0 | 328157 | 0 | 0 | 0 | 616320.4271 | 0 | 0 | 0 | 0 | 0 | 0 | 131438.2195 | 0 | 0 | 0 | 3612270.5729 | 0 | 0 | 0 | 0 | -5314.9916 | 0 | 0 | 0 | 0 | 0 | 0 | 0 | 131438.2195 | 0 | 0 | 0 | 0 | 0 | 0
2016-04-21 09:00 | 0 | 0 | 0 | 0 | 57847.3911 | 0 | 338269 | 0 | 0 | 0 | 467337.0377 | 0 | 0 | 0 | 0 | 0 | 0 | 0 | 0 | 0 | 0 | 3612256.1238 | 0 | 0 | 0 | 0 | -148983.3894 | 0 | 0 | 0 | 0 | 0 | 0 | 0 | -131438.2195 | 0 | 0 | 0 | 0 | 0 | 0
2016-04-21 10:00 | 0 | 0 | 0 | 0 | 212225.6106 | 0 | 361209 | 0 | 0 | 0 | 318353.6484 | 0 | 0 | 0 | 0 | 0 | 0 | 0 | 0 | 0 | 0 | 3612241.6748 | 0 | 0 | 0 | 0 | -148983.3894 | 0 | 0 | 0 | 0 | 0 | 0 | 0 | 0 | 0 | 0 | 0 | 0 | 0 | 0
2016-04-21 11:00 | 0 | 0 | 0 | 0 | 234786.6106 | 0 | 383770 | 0 | 0 | 0 | 169370.259 | 0 | 0 | 0 | 0 | 0 | 0 | 0 | 0 | 0 | 0 | 3612227.2258 | 0 | 0 | 0 | 0 | -148983.3894 | 0 | 0 | 0 | 0 | 0 | 0 | 0 | 0 | 0 | 0 | 0 | 0 | 0 | 0
2016-04-21 12:00 | 0 | 0 | 0 | 0 | 241717.0515 | 5688.5592 | 396389 | 0 | 0 | 0 | 20386.8696 | 0 | 0 | 0 | 0 | 0 | 0 | 0 | 0 | 0 | 0 | 3612212.7769 | 0 | 0 | 0 | 0 | -148983.3894 | 0 | 0 | 0 | 0 | 0 | 0 | 0 | 0 | 0 | 0 | 0 | 0 | 0 | 0
2016-04-21 13:00 | 0 | 0 | 0 | 0 | 244867.1008 | 287161.4313 | 406990 | 0 | 0 | 0 | 145425.4017 | 0 | 0 | 0 | 0 | 0 | 0 | 0 | 0 | 0 | 0 | 3612198.3281 | 0 | 0 | 0 | 0 | 125038.5321 | 0 | 0 | 0 | 0 | 0 | 0 | 0 | 0 | 0 | 0 | 0 | 0 | 0 | 0
2016-04-21 14:00 | 0 | 0 | 0 | 0 | 0 | 584256.7139 | 416456 | 0 | 0 | 0 | 294408.7911 | 0 | 0 | 0 | 0 | 0 | 0 | 0 | 0 | 0 | 0 | 3627237.7389 | 0 | 0 | 0 | 0 | 148983.3894 | 0 | 0 | 0 | 0 | 0 | 0 | 0 | 0 | 0 | 0 | 0 | 18817.3245 | 0 | 0
2016-04-21 15:00 | 0 | 0 | 0 | 0 | 0 | 590510.7139 | 422710 | 0 | 0 | 0 | 443392.1804 | 0 | 0 | 0 | 0 | 0 | 0 | 0 | 0 | 0 | 0 | 3642277.0895 | 0 | 0 | 0 | 0 | 148983.3894 | 0 | 0 | 0 | 0 | 0 | 0 | 0 | 0 | 0 | 0 | 0 | 18817.3245 | 0 | 0
2016-04-21 16:00 | 0 | 0 | 0 | 0 | 0 | 726455.9334 | 427217 | 0 | 0 | 0 | 592375.5698 | 0 | 0 | 0 | 0 | 0 | 0 | 131438.2195 | 0 | 0 | 0 | 3657316.38 | 0 | 0 | 0 | 0 | 148983.3894 | 0 | 0 | 0 | 0 | 0 | 0 | 0 | 131438.2195 | 0 | 0 | 0 | 18817.3245 | 0 | 0
2016-04-21 17:00 | 0 | 0 | 0 | 0 | 0 | 491145.0337 | 432716 | 0 | 0 | 0 | 741358.9592 | 0 | 0 | 0 | 0 | 0 | 0 | 22066.5394 | 0 | 0 | 0 | 3672355.6103 | 0 | 0 | 0 | 0 | 148983.3894 | 0 | 0 | 0 | 0 | 0 | 0 | 0 | -109371.6801 | 0 | 0 | 0 | 18817.3245 | 0 | 0
2016-04-21 18:00 | 0 | 0 | 0 | 0 | 0 | 737329.9334 | 438091 | 0 | 0 | 0 | 890342.3486 | 0 | 0 | 0 | 0 | 0 | 0 | 153504.7589 | 0 | 0 | 0 | 3687394.7805 | 0 | 0 | 0 | 0 | 148983.3894 | 0 | 0 | 0 | 0 | 0 | 0 | 0 | 131438.2195 | 0 | 0 | 0 | 18817.3245 | 0 | 0
2016-04-21 19:00 | 0 | 0 | 0 | 0 | 0 | 740732.9334 | 441494 | 0 | 0 | 0 | 1039325.7379 | 0 | 0 | 0 | 0 | 0 | 0 | 284942.9784 | 0 | 0 | 0 | 3702433.8905 | 0 | 0 | 0 | 0 | 148983.3894 | 0 | 0 | 0 | 0 | 0 | 0 | 0 | 131438.2195 | 0 | 0 | 0 | 18817.3245 | 0 | 0
2016-04-21 20:00 | 0 | 0 | 0 | 0 | 0 | 481561.4943 | 445199 | 0 | 0 | 0 | 1188309.1273 | 0 | 0 | 0 | 0 | 0 | 0 | 153504.7589 | 0 | 0 | 0 | 3717472.9403 | 0 | 0 | 0 | 0 | 148983.3894 | 0 | 0 | 0 | 0 | 0 | 0 | 0 | -131438.2195 | 0 | 0 | 0 | 18817.3245 | 0 | 0
2016-04-21 21:00 | 0 | 0 | 0 | 0 | 0 | 746181.9334 | 446943 | 0 | 0 | 0 | 1337292.5167 | 0 | 0 | 0 | 0 | 0 | 0 | 284942.9784 | 0 | 0 | 0 | 3732511.93 | 0 | 0 | 0 | 0 | 148983.3894 | 0 | 0 | 0 | 0 | 0 | 0 | 0 | 131438.2195 | 0 | 0 | 0 | 18817.3245 | 0 | 0
2016-04-21 22:00 | 0 | 0 | 0 | 0 | 0 | 743765.9334 | 444527 | 0 | 0 | 0 | 1486275.906 | 0 | 0 | 0 | 0 | 0 | 0 | 416381.1979 | 0 | 0 | 0 | 3747550.8595 | 0 | 0 | 0 | 0 | 148983.3894 | 0 | 0 | 0 | 0 | 0 | 0 | 0 | 131438.2195 | 0 | 0 | 0 | 18817.3245 | 0 | 0
2016-04-21 23:00 | 0 | 0 | 0 | 0 | 0 | 708007.2429 | 442859 | 0 | 0 | 0 | 1635259.2954 | 0 | 0 | 0 | 0 | 0 | 0 | 513728.7269 | 0 | 0 | 0 | 3762589.7289 | 0 | 0 | 0 | 0 | 148983.3894 | 0 | 0 | 0 | 0 | 0 | 0 | 0 | 97347.529 | 0 | 0 | 0 | 18817.3245 | 0 | 0
2016-04-22 | 0 | 0 | 0 | 0 | 0 | 526068.4121 | 447196 | 0 | 0 | 0 | 1784242.6848 | 0 | 0 | 0 | 0 | 0 | 0 | 443617.7496 | 0 | 0 | 0 | 3762574.6786 | 0 | 0 | 0 | 0 | 148983.3894 | 0 | 0 | 0 | 0 | 0 | 0 | 0 | -70110.9773 | 0 | 0 | 0 | 0 | 0 | 0
2016-04-22 01:00 | 0 | 0 | 0 | 0 | 16222.0025 | 145126.3886 | 441770 | 0 | 0 | 0 | 1635259.2954 | 0 | 0 | 0 | 0 | 0 | 0 | 312179.5301 | 0 | 0 | 0 | 3762559.6283 | 0 | 0 | 0 | 0 | -148983.3894 | 0 | 0 | 0 | 0 | 0 | 0 | 0 | -131438.2195 | 0 | 0 | 0 | 0 | 0 | 0
2016-04-22 02:00 | 0 | 0 | 0 | 0 | 141732.0883 | 418.3028 | 422572 | 0 | 0 | 0 | 1486275.906 | 0 | 0 | 0 | 0 | 0 | 0 | 180741.3106 | 0 | 0 | 0 | 3762544.578 | 0 | 0 | 0 | 0 | -148983.3894 | 0 | 0 | 0 | 0 | 0 | 0 | 0 | -131438.2195 | 0 | 0 | 0 | 0 | 0 | 0
2016-04-22 03:00 | 0 | 0 | 0 | 0 | 380121.8301 | 0 | 397667 | 0 | 0 | 0 | 1337292.5167 | 0 | 0 | 0 | 0 | 0 | 0 | 312179.5301 | 0 | 0 | 0 | 3762529.5279 | 0 | 0 | 0 | 0 | -148983.3894 | 0 | 0 | 0 | 0 | 0 | 0 | 0 | 131438.2195 | 0 | 0 | 0 | 0 | 0 | 0
2016-04-22 04:00 | 0 | 0 | 0 | 0 | 91902.3911 | 0 | 372324 | 0 | 0 | 0 | 1188309.1273 | 0 | 0 | 0 | 0 | 0 | 0 | 180741.3106 | 0 | 0 | 0 | 3762514.4777 | 0 | 0 | 0 | 0 | -148983.3894 | 0 | 0 | 0 | 0 | 0 | 0 | 0 | -131438.2195 | 0 | 0 | 0 | 0 | 0 | 0
2016-04-22 05:00 | 0 | 0 | 0 | 0 | 71550.3911 | 0 | 351972 | 0 | 0 | 0 | 1039325.7379 | 0 | 0 | 0 | 0 | 0 | 0 | 49303.0911 | 0 | 0 | 0 | 3762499.4277 | 0 | 0 | 0 | 0 | -148983.3894 | 0 | 0 | 0 | 0 | 0 | 0 | 0 | -131438.2195 | 0 | 0 | 0 | 0 | 0 | 0
2016-04-22 06:00 | 0 | 0 | 0 | 0 | 460228.1112 | 0 | 337193 | 0 | 0 | 0 | 1030922.6296 | 0 | 0 | 0 | 0 | 0 | 0 | 180741.3106 | 0 | 0 | 0 | 3762484.3777 | 0 | 0 | 0 | 0 | -8403.1083 | 0 | 0 | 0 | 0 | 0 | 0 | 0 | 131438.2195 | 0 | 0 | 0 | 0 | 0 | 0
2016-04-22 07:00 | 0 | 0 | 0 | 0 | 48108.3911 | 0 | 328530 | 0 | 0 | 0 | 881939.2403 | 0 | 0 | 0 | 0 | 0 | 0 | 49303.0911 | 0 | 0 | 0 | 3762469.3277 | 0 | 0 | 0 | 0 | -148983.3894 | 0 | 0 | 0 | 0 | 0 | 0 | 0 | -131438.2195 | 0 | 0 | 0 | 0 | 0 | 0
2016-04-22 08:00 | 0 | 0 | 0 | 0 | 308984.8301 | 0 | 326530 | 0 | 0 | 0 | 732955.8509 | 0 | 0 | 0 | 0 | 0 | 0 | 180741.3106 | 0 | 0 | 0 | 3762454.2779 | 0 | 0 | 0 | 0 | -148983.3894 | 0 | 0 | 0 | 0 | 0 | 0 | 0 | 131438.2195 | 0 | 0 | 0 | 0 | 0 | 0
2016-04-22 09:00 | 0 | 0 | 0 | 0 | 54542.3911 | 0 | 334964 | 0 | 0 | 0 | 583972.4615 | 0 | 0 | 0 | 0 | 0 | 0 | 49303.0911 | 0 | 0 | 0 | 3762439.2281 | 0 | 0 | 0 | 0 | -148983.3894 | 0 | 0 | 0 | 0 | 0 | 0 | 0 | -131438.2195 | 0 | 0 | 0 | 0 | 0 | 0
2016-04-22 10:00 | 0 | 0 | 0 | 0 | 398175.6084 | 0 | 357619 | 0 | 0 | 0 | 493090.8504 | 0 | 0 | 0 | 0 | 0 | 0 | 180741.3106 | 0 | 0 | 0 | 3762424.1783 | 0 | 0 | 0 | 0 | -90881.6111 | 0 | 0 | 0 | 0 | 0 | 0 | 0 | 131438.2195 | 0 | 0 | 0 | 0 | 0 | 0
2016-04-22 11:00 | 0 | 0 | 0 | 0 | 99478.3911 | 0 | 379900 | 0 | 0 | 0 | 344107.461 | 0 | 0 | 0 | 0 | 0 | 0 | 49303.0911 | 0 | 0 | 0 | 3762409.1286 | 0 | 0 | 0 | 0 | -148983.3894 | 0 | 0 | 0 | 0 | 0 | 0 | 0 | -131438.2195 | 0 | 0 | 0 | 0 | 0 | 0
2016-04-22 12:00 | 0 | 0 | 0 | 0 | 319111.9854 | 7104.9203 | 394673 | 0 | 0 | 0 | 195124.0717 | 0 | 0 | 0 | 0 | 0 | 0 | 129830.3863 | 0 | 0 | 0 | 3762394.079 | 0 | 0 | 0 | 0 | -148983.3894 | 0 | 0 | 0 | 0 | 0 | 0 | 0 | 80527.2952 | 0 | 0 | 0 | 0 | 0 | 0
2016-04-22 13:00 | 0 | 0 | 0 | 0 | 0 | 314457.6485 | 406988 | 0 | 0 | 0 | 232424.1064 | 0 | 0 | 0 | 0 | 0 | 0 | 0 | 0 | 0 | 0 | 3762379.0294 | 0 | 0 | 0 | 0 | 37300.0348 | 0 | 0 | 0 | 0 | 0 | 0 | 0 | -129830.3863 | 0 | 0 | 0 | 0 | 0 | 0
2016-04-22 14:00 | 0 | 0 | 0 | 0 | 0 | 586260.7139 | 418460 | 0 | 0 | 0 | 381407.4958 | 0 | 0 | 0 | 0 | 0 | 0 | 0 | 0 | 0 | 0 | 3777417.8395 | 0 | 0 | 0 | 0 | 148983.3894 | 0 | 0 | 0 | 0 | 0 | 0 | 0 | 0 | 0 | 0 | 0 | 18817.3245 | 0 | 0
2016-04-22 15:00 | 0 | 0 | 0 | 0 | 0 | 595457.7139 | 427657 | 0 | 0 | 0 | 530390.8852 | 0 | 0 | 0 | 0 | 0 | 0 | 0 | 0 | 0 | 0 | 3792456.5894 | 0 | 0 | 0 | 0 | 148983.3894 | 0 | 0 | 0 | 0 | 0 | 0 | 0 | 0 | 0 | 0 | 0 | 18817.3245 | 0 | 0
2016-04-22 16:00 | 0 | 0 | 0 | 0 | 0 | 732896.9334 | 433658 | 0 | 0 | 0 | 679374.2746 | 0 | 0 | 0 | 0 | 0 | 0 | 131438.2195 | 0 | 0 | 0 | 3807495.2791 | 0 | 0 | 0 | 0 | 148983.3894 | 0 | 0 | 0 | 0 | 0 | 0 | 0 | 131438.2195 | 0 | 0 | 0 | 18817.3245 | 0 | 0
2016-04-22 17:00 | 0 | 0 | 0 | 0 | 0 | 475394.4943 | 439032 | 0 | 0 | 0 | 828357.6639 | 0 | 0 | 0 | 0 | 0 | 0 | 0 | 0 | 0 | 0 | 3822533.9087 | 0 | 0 | 0 | 0 | 148983.3894 | 0 | 0 | 0 | 0 | 0 | 0 | 0 | -131438.2195 | 0 | 0 | 0 | 18817.3245 | 0 | 0
2016-04-22 18:00 | 0 | 0 | 0 | 0 | 0 | 741454.9334 | 442216 | 0 | 0 | 0 | 977341.0533 | 0 | 0 | 0 | 0 | 0 | 0 | 131438.2195 | 0 | 0 | 0 | 3837572.4782 | 0 | 0 | 0 | 0 | 148983.3894 | 0 | 0 | 0 | 0 | 0 | 0 | 0 | 131438.2195 | 0 | 0 | 0 | 18817.3245 | 0 | 0
2016-04-22 19:00 | 0 | 0 | 0 | 0 | 0 | 744122.9334 | 444884 | 0 | 0 | 0 | 1126324.4427 | 0 | 0 | 0 | 0 | 0 | 0 | 262876.439 | 0 | 0 | 0 | 3852610.9875 | 0 | 0 | 0 | 0 | 148983.3894 | 0 | 0 | 0 | 0 | 0 | 0 | 0 | 131438.2195 | 0 | 0 | 0 | 18817.3245 | 0 | 0
2016-04-22 20:00 | 0 | 0 | 0 | 0 | 0 | 688384.8308 | 446311 | 0 | 0 | 0 | 1275307.832 | 0 | 0 | 0 | 0 | 0 | 0 | 337149.556 | 0 | 0 | 0 | 3867649.4366 | 0 | 0 | 0 | 0 | 148983.3894 | 0 | 0 | 0 | 0 | 0 | 0 | 0 | 74273.117 | 0 | 0 | 0 | 18817.3245 | 0 | 0
2016-04-22 21:00 | 0 | 0 | 0 | 0 | 0 | 725582.3713 | 444810 | 0 | 0 | 0 | 1424291.2214 | 0 | 0 | 0 | 0 | 0 | 0 | 450121.2134 | 0 | 0 | 0 | 3882687.8256 | 0 | 0 | 0 | 0 | 148983.3894 | 0 | 0 | 0 | 0 | 0 | 0 | 0 | 112971.6574 | 0 | 0 | 0 | 18817.3245 | 0 | 0
2016-04-22 22:00 | 0 | 0 | 0 | 0 | 0 | 670337.2274 | 438929 | 0 | 0 | 0 | 1573274.6108 | 0 | 0 | 0 | 0 | 0 | 0 | 513728.7269 | 0 | 0 | 0 | 3897726.1544 | 0 | 0 | 0 | 0 | 148983.3894 | 0 | 0 | 0 | 0 | 0 | 0 | 0 | 63607.5135 | 0 | 0 | 0 | 18817.3245 | 0 | 0
2016-04-22 23:00 | 0 | 0 | 0 | 0 | 0 | 573973.0061 | 432558 | 0 | 0 | 0 | 1722258.0002 | 0 | 0 | 0 | 0 | 0 | 0 | 506160.3436 | 0 | 0 | 0 | 3897710.5635 | 0 | 0 | 0 | 0 | 148983.3894 | 0 | 0 | 0 | 0 | 0 | 0 | 0 | -7568.3833 | 0 | 0 | 0 | 0 | 0 | 0
2016-04-23 | 0 | 0 | 0 | 0 | 0 | 393440.3842 | 430109 | 0 | 0 | 0 | 1678021.001 | 0 | 0 | 0 | 0 | 0 | 0 | 513728.7269 | 0 | 0 | 0 | 3897694.9727 | 0 | 0 | 0 | 0 | -44236.9991 | 0 | 0 | 0 | 0 | 0 | 0 | 0 | 7568.3833 | 0 | 0 | 0 | 0 | 0 | 0
2016-04-23 01:00 | 0 | 0 | 0 | 0 | 41497.6693 | 103196.7218 | 425116 | 0 | 0 | 0 | 1529037.6117 | 0 | 0 | 0 | 0 | 0 | 0 | 382290.5074 | 0 | 0 | 0 | 3897679.3819 | 0 | 0 | 0 | 0 | -148983.3894 | 0 | 0 | 0 | 0 | 0 | 0 | 0 | -131438.2195 | 0 | 0 | 0 | 0 | 0 | 0
2016-04-23 02:00 | 0 | 0 | 0 | 0 | 129010.5768 | 485.8143 | 409918 | 0 | 0 | 0 | 1380054.2223 | 0 | 0 | 0 | 0 | 0 | 0 | 250852.2879 | 0 | 0 | 0 | 3897663.7912 | 0 | 0 | 0 | 0 | -148983.3894 | 0 | 0 | 0 | 0 | 0 | 0 | 0 | -131438.2195 | 0 | 0 | 0 | 0 | 0 | 0
2016-04-23 03:00 | 0 | 0 | 0 | 0 | 108693.3911 | 0 | 389115 | 0 | 0 | 0 | 1231070.8329 | 0 | 0 | 0 | 0 | 0 | 0 | 119414.0684 | 0 | 0 | 0 | 3897648.2005 | 0 | 0 | 0 | 0 | -148983.3894 | 0 | 0 | 0 | 0 | 0 | 0 | 0 | -131438.2195 | 0 | 0 | 0 | 0 | 0 | 0
2016-04-23 04:00 | 0 | 0 | 0 | 0 | 349575.8301 | 0 | 367121 | 0 | 0 | 0 | 1082087.4436 | 0 | 0 | 0 | 0 | 0 | 0 | 250852.2879 | 0 | 0 | 0 | 3897632.61 | 0 | 0 | 0 | 0 | -148983.3894 | 0 | 0 | 0 | 0 | 0 | 0 | 0 | 131438.2195 | 0 | 0 | 0 | 0 | 0 | 0
2016-04-23 05:00 | 0 | 0 | 0 | 0 | 68673.3911 | 0 | 349095 | 0 | 0 | 0 | 933104.0542 | 0 | 0 | 0 | 0 | 0 | 0 | 119414.0684 | 0 | 0 | 0 | 3897617.0194 | 0 | 0 | 0 | 0 | -148983.3894 | 0 | 0 | 0 | 0 | 0 | 0 | 0 | -131438.2195 | 0 | 0 | 0 | 0 | 0 | 0
2016-04-23 06:00 | 0 | 0 | 0 | 0 | 316972.8301 | 0 | 334518 | 0 | 0 | 0 | 784120.6648 | 0 | 0 | 0 | 0 | 0 | 0 | 250852.2879 | 0 | 0 | 0 | 3897601.429 | 0 | 0 | 0 | 0 | -148983.3894 | 0 | 0 | 0 | 0 | 0 | 0 | 0 | 131438.2195 | 0 | 0 | 0 | 0 | 0 | 0
2016-04-23 07:00 | 0 | 0 | 0 | 0 | 43639.3911 | 0 | 324061 | 0 | 0 | 0 | 635137.2755 | 0 | 0 | 0 | 0 | 0 | 0 | 119414.0684 | 0 | 0 | 0 | 3897585.8386 | 0 | 0 | 0 | 0 | -148983.3894 | 0 | 0 | 0 | 0 | 0 | 0 | 0 | -131438.2195 | 0 | 0 | 0 | 0 | 0 | 0
2016-04-23 08:00 | 0 | 0 | 0 | 0 | 51257.5422 | 0 | 319655 | 0 | 0 | 0 | 486153.8861 | 0 | 0 | 0 | 0 | 0 | 0 | 0 | 0 | 0 | 0 | 3897570.2482 | 0 | 0 | 0 | 0 | -148983.3894 | 0 | 0 | 0 | 0 | 0 | 0 | 0 | -119414.0684 | 0 | 0 | 0 | 0 | 0 | 0
2016-04-23 09:00 | 0 | 0 | 0 | 0 | 302427.8301 | 0 | 319973 | 0 | 0 | 0 | 337170.4967 | 0 | 0 | 0 | 0 | 0 | 0 | 131438.2195 | 0 | 0 | 0 | 3897554.6579 | 0 | 0 | 0 | 0 | -148983.3894 | 0 | 0 | 0 | 0 | 0 | 0 | 0 | 131438.2195 | 0 | 0 | 0 | 0 | 0 | 0
2016-04-23 10:00 | 0 | 0 | 0 | 0 | 342283.1699 | 0 | 324738 | 0 | 0 | 0 | 486153.8861 | 0 | 0 | 0 | 0 | 0 | 0 | 0 | 0 | 0 | 0 | 3897539.0677 | 0 | 0 | 0 | 0 | 148983.3894 | 0 | 0 | 0 | 0 | 0 | 0 | 0 | -131438.2195 | 0 | 0 | 0 | 0 | 0 | 0
2016-04-23 11:00 | 0 | 0 | 0 | 0 | 182504.6106 | 0 | 331488 | 0 | 0 | 0 | 337170.4967 | 0 | 0 | 0 | 0 | 0 | 0 | 0 | 0 | 0 | 0 | 3897523.4776 | 0 | 0 | 0 | 0 | -148983.3894 | 0 | 0 | 0 | 0 | 0 | 0 | 0 | 0 | 0 | 0 | 0 | 0 | 0 | 0
2016-04-23 12:00 | 0 | 0 | 0 | 0 | 189226.6565 | 9523.9541 | 347734 | 0 | 0 | 0 | 188187.1073 | 0 | 0 | 0 | 0 | 0 | 0 | 0 | 0 | 0 | 0 | 3897507.8875 | 0 | 0 | 0 | 0 | -148983.3894 | 0 | 0 | 0 | 0 | 0 | 0 | 0 | 0 | 0 | 0 | 0 | 0 | 0 | 0
2016-04-23 13:00 | 0 | 0 | 0 | 0 | 0 | 247371.9522 | 364929 | 0 | 0 | 0 | 70630.0595 | 0 | 0 | 0 | 0 | 0 | 0 | 0 | 0 | 0 | 0 | 3897492.2974 | 0 | 0 | 0 | 0 | -117557.0478 | 0 | 0 | 0 | 0 | 0 | 0 | 0 | 0 | 0 | 0 | 0 | 0 | 0 | 0
2016-04-23 14:00 | 0 | 0 | 0 | 0 | 0 | 546409.7139 | 378609 | 0 | 0 | 0 | 219613.4489 | 0 | 0 | 0 | 0 | 0 | 0 | 0 | 0 | 0 | 0 | 3912530.567 | 0 | 0 | 0 | 0 | 148983.3894 | 0 | 0 | 0 | 0 | 0 | 0 | 0 | 0 | 0 | 0 | 0 | 18817.3245 | 0 | 0
2016-04-23 15:00 | 0 | 0 | 0 | 0 | 0 | 555638.7139 | 387838 | 0 | 0 | 0 | 368596.8382 | 0 | 0 | 0 | 0 | 0 | 0 | 0 | 0 | 0 | 0 | 3927568.7765 | 0 | 0 | 0 | 0 | 148983.3894 | 0 | 0 | 0 | 0 | 0 | 0 | 0 | 0 | 0 | 0 | 0 | 18817.3245 | 0 | 0
2016-04-23 16:00 | 0 | 0 | 0 | 0 | 0 | 692696.9334 | 393458 | 0 | 0 | 0 | 517580.2276 | 0 | 0 | 0 | 0 | 0 | 0 | 131438.2195 | 0 | 0 | 0 | 3942606.9258 | 0 | 0 | 0 | 0 | 148983.3894 | 0 | 0 | 0 | 0 | 0 | 0 | 0 | 131438.2195 | 0 | 0 | 0 | 18817.3245 | 0 | 0
2016-04-23 17:00 | 0 | 0 | 0 | 0 | 0 | 432814.4943 | 396452 | 0 | 0 | 0 | 666563.617 | 0 | 0 | 0 | 0 | 0 | 0 | 0 | 0 | 0 | 0 | 3957645.015 | 0 | 0 | 0 | 0 | 148983.3894 | 0 | 0 | 0 | 0 | 0 | 0 | 0 | -131438.2195 | 0 | 0 | 0 | 18817.3245 | 0 | 0
2016-04-23 18:00 | 0 | 0 | 0 | 0 | 0 | 698471.9334 | 399233 | 0 | 0 | 0 | 815547.0064 | 0 | 0 | 0 | 0 | 0 | 0 | 131438.2195 | 0 | 0 | 0 | 3972683.044 | 0 | 0 | 0 | 0 | 148983.3894 | 0 | 0 | 0 | 0 | 0 | 0 | 0 | 131438.2195 | 0 | 0 | 0 | 18817.3245 | 0 | 0
2016-04-23 19:00 | 0 | 0 | 0 | 0 | 0 | 702074.9334 | 402836 | 0 | 0 | 0 | 964530.3957 | 0 | 0 | 0 | 0 | 0 | 0 | 262876.439 | 0 | 0 | 0 | 3987721.0128 | 0 | 0 | 0 | 0 | 148983.3894 | 0 | 0 | 0 | 0 | 0 | 0 | 0 | 131438.2195 | 0 | 0 | 0 | 18817.3245 | 0 | 0
2016-04-23 20:00 | 0 | 0 | 0 | 0 | 0 | 522456.4613 | 407198 | 0 | 0 | 0 | 1113513.7851 | 0 | 0 | 0 | 0 | 0 | 0 | 210334.1864 | 0 | 0 | 0 | 4002758.9215 | 0 | 0 | 0 | 0 | 148983.3894 | 0 | 0 | 0 | 0 | 0 | 0 | 0 | -52542.2526 | 0 | 0 | 0 | 18817.3245 | 0 | 0
2016-04-23 21:00 | 0 | 0 | 0 | 0 | 0 | 709768.9334 | 410530 | 0 | 0 | 0 | 1262497.1745 | 0 | 0 | 0 | 0 | 0 | 0 | 341772.4059 | 0 | 0 | 0 | 4017796.7701 | 0 | 0 | 0 | 0 | 148983.3894 | 0 | 0 | 0 | 0 | 0 | 0 | 0 | 131438.2195 | 0 | 0 | 0 | 18817.3245 | 0 | 0
2016-04-23 22:00 | 0 | 0 | 0 | 0 | 0 | 703413.6345 | 410579 | 0 | 0 | 0 | 1411480.5638 | 0 | 0 | 0 | 0 | 0 | 0 | 466806.3266 | 0 | 0 | 0 | 4032834.5585 | 0 | 0 | 0 | 0 | 148983.3894 | 0 | 0 | 0 | 0 | 0 | 0 | 0 | 125033.9207 | 0 | 0 | 0 | 18817.3245 | 0 | 0
2016-04-23 23:00 | 0 | 0 | 0 | 0 | 0 | 621131.1142 | 406408 | 0 | 0 | 0 | 1560463.9532 | 0 | 0 | 0 | 0 | 0 | 0 | 513728.7269 | 0 | 0 | 0 | 4047872.2867 | 0 | 0 | 0 | 0 | 148983.3894 | 0 | 0 | 0 | 0 | 0 | 0 | 0 | 46922.4003 | 0 | 0 | 0 | 18817.3245 | 0 | 0
2016-04-24 | 0 | 0 | 0 | 0 | 0 | 471200.3353 | 406739 | 0 | 0 | 0 | 1709447.3426 | 0 | 0 | 0 | 0 | 0 | 0 | 429206.6728 | 0 | 0 | 0 | 4047856.0952 | 0 | 0 | 0 | 0 | 148983.3894 | 0 | 0 | 0 | 0 | 0 | 0 | 0 | -84522.0541 | 0 | 0 | 0 | 0 | 0 | 0
2016-04-24 01:00 | 0 | 0 | 0 | 0 | 0 | 173633.504 | 404663 | 0 | 0 | 0 | 1560463.9532 | 0 | 0 | 0 | 0 | 0 | 0 | 347160.5662 | 0 | 0 | 0 | 4047839.9038 | 0 | 0 | 0 | 0 | -148983.3894 | 0 | 0 | 0 | 0 | 0 | 0 | 0 | -82046.1066 | 0 | 0 | 0 | 0 | 0 | 0
2016-04-24 02:00 | 0 | 0 | 0 | 0 | 110317.1966 | 736.1945 | 391475 | 0 | 0 | 0 | 1411480.5638 | 0 | 0 | 0 | 0 | 0 | 0 | 215722.3467 | 0 | 0 | 0 | 4047823.7125 | 0 | 0 | 0 | 0 | -148983.3894 | 0 | 0 | 0 | 0 | 0 | 0 | 0 | -131438.2195 | 0 | 0 | 0 | 0 | 0 | 0
2016-04-24 03:00 | 0 | 0 | 0 | 0 | 93351.3911 | 0 | 373773 | 0 | 0 | 0 | 1262497.1745 | 0 | 0 | 0 | 0 | 0 | 0 | 84284.1272 | 0 | 0 | 0 | 4047807.5212 | 0 | 0 | 0 | 0 | -148983.3894 | 0 | 0 | 0 | 0 | 0 | 0 | 0 | -131438.2195 | 0 | 0 | 0 | 0 | 0 | 0
2016-04-24 04:00 | 0 | 0 | 0 | 0 | 337140.8301 | 0 | 354686 | 0 | 0 | 0 | 1113513.7851 | 0 | 0 | 0 | 0 | 0 | 0 | 215722.3467 | 0 | 0 | 0 | 4047791.3299 | 0 | 0 | 0 | 0 | -148983.3894 | 0 | 0 | 0 | 0 | 0 | 0 | 0 | 131438.2195 | 0 | 0 | 0 | 0 | 0 | 0
2016-04-24 05:00 | 0 | 0 | 0 | 0 | 57218.3911 | 0 | 337640 | 0 | 0 | 0 | 964530.3957 | 0 | 0 | 0 | 0 | 0 | 0 | 84284.1272 | 0 | 0 | 0 | 4047775.1388 | 0 | 0 | 0 | 0 | -148983.3894 | 0 | 0 | 0 | 0 | 0 | 0 | 0 | -131438.2195 | 0 | 0 | 0 | 0 | 0 | 0
2016-04-24 06:00 | 0 | 0 | 0 | 0 | 306945.8301 | 0 | 324491 | 0 | 0 | 0 | 815547.0064 | 0 | 0 | 0 | 0 | 0 | 0 | 215722.3467 | 0 | 0 | 0 | 4047758.9477 | 0 | 0 | 0 | 0 | -148983.3894 | 0 | 0 | 0 | 0 | 0 | 0 | 0 | 131438.2195 | 0 | 0 | 0 | 0 | 0 | 0
2016-04-24 07:00 | 0 | 0 | 0 | 0 | 35076.3911 | 0 | 315498 | 0 | 0 | 0 | 666563.617 | 0 | 0 | 0 | 0 | 0 | 0 | 84284.1272 | 0 | 0 | 0 | 4047742.7566 | 0 | 0 | 0 | 0 | -148983.3894 | 0 | 0 | 0 | 0 | 0 | 0 | 0 | -131438.2195 | 0 | 0 | 0 | 0 | 0 | 0
2016-04-24 08:00 | 0 | 0 | 0 | 0 | 77326.4834 | 0 | 310594 | 0 | 0 | 0 | 517580.2276 | 0 | 0 | 0 | 0 | 0 | 0 | 0 | 0 | 0 | 0 | 4047726.5657 | 0 | 0 | 0 | 0 | -148983.3894 | 0 | 0 | 0 | 0 | 0 | 0 | 0 | -84284.1272 | 0 | 0 | 0 | 0 | 0 | 0
2016-04-24 09:00 | 0 | 0 | 0 | 0 | 293351.8301 | 0 | 310897 | 0 | 0 | 0 | 368596.8382 | 0 | 0 | 0 | 0 | 0 | 0 | 131438.2195 | 0 | 0 | 0 | 4047710.3748 | 0 | 0 | 0 | 0 | -148983.3894 | 0 | 0 | 0 | 0 | 0 | 0 | 0 | 131438.2195 | 0 | 0 | 0 | 0 | 0 | 0
2016-04-24 10:00 | 0 | 0 | 0 | 0 | 32595.3911 | 0 | 313017 | 0 | 0 | 0 | 219613.4489 | 0 | 0 | 0 | 0 | 0 | 0 | 0 | 0 | 0 | 0 | 4047694.1839 | 0 | 0 | 0 | 0 | -148983.3894 | 0 | 0 | 0 | 0 | 0 | 0 | 0 | -131438.2195 | 0 | 0 | 0 | 0 | 0 | 0
2016-04-24 11:00 | 0 | 0 | 0 | 0 | 169242.6106 | 0 | 318226 | 0 | 0 | 0 | 70630.0595 | 0 | 0 | 0 | 0 | 0 | 0 | 0 | 0 | 0 | 0 | 4047677.9931 | 0 | 0 | 0 | 0 | -148983.3894 | 0 | 0 | 0 | 0 | 0 | 0 | 0 | 0 | 0 | 0 | 0 | 0 | 0 | 0
2016-04-24 12:00 | 0 | 0 | 0 | 0 | 467386.041 | 10863.3483 | 329266 | 0 | 0 | 0 | 219613.4489 | 0 | 0 | 0 | 0 | 0 | 0 | 0 | 0 | 0 | 0 | 4047661.8024 | 0 | 0 | 0 | 0 | 148983.3894 | 0 | 0 | 0 | 0 | 0 | 0 | 0 | 0 | 0 | 0 | 0 | 0 | 0 | 0
2016-04-24 13:00 | 0 | 0 | 0 | 0 | 0 | 294690.9712 | 344458 | 0 | 0 | 0 | 169846.4201 | 0 | 0 | 0 | 0 | 0 | 0 | 0 | 0 | 0 | 0 | 4047645.6118 | 0 | 0 | 0 | 0 | -49767.0288 | 0 | 0 | 0 | 0 | 0 | 0 | 0 | 0 | 0 | 0 | 0 | 0 | 0 | 0
2016-04-24 14:00 | 0 | 0 | 0 | 0 | 0 | 524587.7139 | 356787 | 0 | 0 | 0 | 318829.8095 | 0 | 0 | 0 | 0 | 0 | 0 | 0 | 0 | 0 | 0 | 4062683.2808 | 0 | 0 | 0 | 0 | 148983.3894 | 0 | 0 | 0 | 0 | 0 | 0 | 0 | 0 | 0 | 0 | 0 | 18817.3245 | 0 | 0
2016-04-24 15:00 | 0 | 0 | 0 | 0 | 0 | 534144.7139 | 366344 | 0 | 0 | 0 | 467813.1988 | 0 | 0 | 0 | 0 | 0 | 0 | 0 | 0 | 0 | 0 | 4077720.8896 | 0 | 0 | 0 | 0 | 148983.3894 | 0 | 0 | 0 | 0 | 0 | 0 | 0 | 0 | 0 | 0 | 0 | 18817.3245 | 0 | 0
2016-04-24 16:00 | 0 | 0 | 0 | 0 | 0 | 674446.9334 | 375208 | 0 | 0 | 0 | 616796.5882 | 0 | 0 | 0 | 0 | 0 | 0 | 131438.2195 | 0 | 0 | 0 | 4092758.4383 | 0 | 0 | 0 | 0 | 148983.3894 | 0 | 0 | 0 | 0 | 0 | 0 | 0 | 131438.2195 | 0 | 0 | 0 | 18817.3245 | 0 | 0
2016-04-24 17:00 | 0 | 0 | 0 | 0 | 0 | 419063.4943 | 382701 | 0 | 0 | 0 | 765779.9776 | 0 | 0 | 0 | 0 | 0 | 0 | 0 | 0 | 0 | 0 | 4107795.9269 | 0 | 0 | 0 | 0 | 148983.3894 | 0 | 0 | 0 | 0 | 0 | 0 | 0 | -131438.2195 | 0 | 0 | 0 | 18817.3245 | 0 | 0
2016-04-24 18:00 | 0 | 0 | 0 | 0 | 0 | 688565.9334 | 389327 | 0 | 0 | 0 | 914763.367 | 0 | 0 | 0 | 0 | 0 | 0 | 131438.2195 | 0 | 0 | 0 | 4122833.3553 | 0 | 0 | 0 | 0 | 148983.3894 | 0 | 0 | 0 | 0 | 0 | 0 | 0 | 131438.2195 | 0 | 0 | 0 | 18817.3245 | 0 | 0
2016-04-24 19:00 | 0 | 0 | 0 | 0 | 0 | 694458.9334 | 395220 | 0 | 0 | 0 | 1063746.7563 | 0 | 0 | 0 | 0 | 0 | 0 | 262876.439 | 0 | 0 | 0 | 4137870.7236 | 0 | 0 | 0 | 0 | 148983.3894 | 0 | 0 | 0 | 0 | 0 | 0 | 0 | 131438.2195 | 0 | 0 | 0 | 18817.3245 | 0 | 0
2016-04-24 20:00 | 0 | 0 | 0 | 0 | 0 | 557368.2246 | 402723 | 0 | 0 | 0 | 1212730.1457 | 0 | 0 | 0 | 0 | 0 | 0 | 249720.9498 | 0 | 0 | 0 | 4152908.0317 | 0 | 0 | 0 | 0 | 148983.3894 | 0 | 0 | 0 | 0 | 0 | 0 | 0 | -13155.4892 | 0 | 0 | 0 | 18817.3245 | 0 | 0
2016-04-24 21:00 | 0 | 0 | 0 | 0 | 0 | 709487.9334 | 410249 | 0 | 0 | 0 | 1361713.5351 | 0 | 0 | 0 | 0 | 0 | 0 | 381159.1693 | 0 | 0 | 0 | 4167945.2796 | 0 | 0 | 0 | 0 | 148983.3894 | 0 | 0 | 0 | 0 | 0 | 0 | 0 | 131438.2195 | 0 | 0 | 0 | 18817.3245 | 0 | 0
2016-04-24 22:00 | 0 | 0 | 0 | 0 | 0 | 693444.5925 | 413936 | 0 | 0 | 0 | 1510696.9244 | 0 | 0 | 0 | 0 | 0 | 0 | 492867.048 | 0 | 0 | 0 | 4182982.4674 | 0 | 0 | 0 | 0 | 148983.3894 | 0 | 0 | 0 | 0 | 0 | 0 | 0 | 111707.8787 | 0 | 0 | 0 | 18817.3245 | 0 | 0
2016-04-24 23:00 | 0 | 0 | 0 | 0 | 0 | 602823.3928 | 414161 | 0 | 0 | 0 | 1659680.3138 | 0 | 0 | 0 | 0 | 0 | 0 | 513728.7269 | 0 | 0 | 0 | 4198019.5951 | 0 | 0 | 0 | 0 | 148983.3894 | 0 | 0 | 0 | 0 | 0 | 0 | 0 | 20861.679 | 0 | 0 | 0 | 18817.3245 | 0 | 0
2016-04-25 | 0 | 0 | 0 | 0 | 0 | 428318.2567 | 419221 | 0 | 0 | 0 | 1668777.5705 | 0 | 0 | 0 | 0 | 0 | 0 | 513728.7269 | 0 | 0 | 0 | 4198002.803 | 0 | 0 | 0 | 0 | 9097.2567 | 0 | 0 | 0 | 0 | 0 | 0 | 0 | 0 | 0 | 0 | 0 | 0 | 0 | 0
2016-04-25 01:00 | 0 | 0 | 0 | 0 | 41505.7778 | 95975.6133 | 417903 | 0 | 0 | 0 | 1519794.1811 | 0 | 0 | 0 | 0 | 0 | 0 | 382290.5074 | 0 | 0 | 0 | 4197986.011 | 0 | 0 | 0 | 0 | -148983.3894 | 0 | 0 | 0 | 0 | 0 | 0 | 0 | -131438.2195 | 0 | 0 | 0 | 0 | 0 | 0
2016-04-25 02:00 | 0 | 0 | 0 | 0 | 120982.743 | 681.6482 | 402086 | 0 | 0 | 0 | 1370810.7918 | 0 | 0 | 0 | 0 | 0 | 0 | 250852.2879 | 0 | 0 | 0 | 4197969.219 | 0 | 0 | 0 | 0 | -148983.3894 | 0 | 0 | 0 | 0 | 0 | 0 | 0 | -131438.2195 | 0 | 0 | 0 | 0 | 0 | 0
2016-04-25 03:00 | 0 | 0 | 0 | 0 | 99429.3911 | 0 | 379851 | 0 | 0 | 0 | 1221827.4024 | 0 | 0 | 0 | 0 | 0 | 0 | 119414.0684 | 0 | 0 | 0 | 4197952.4272 | 0 | 0 | 0 | 0 | -148983.3894 | 0 | 0 | 0 | 0 | 0 | 0 | 0 | -131438.2195 | 0 | 0 | 0 | 0 | 0 | 0
2016-04-25 04:00 | 0 | 0 | 0 | 0 | 340745.8301 | 0 | 358291 | 0 | 0 | 0 | 1072844.013 | 0 | 0 | 0 | 0 | 0 | 0 | 250852.2879 | 0 | 0 | 0 | 4197935.6353 | 0 | 0 | 0 | 0 | -148983.3894 | 0 | 0 | 0 | 0 | 0 | 0 | 0 | 131438.2195 | 0 | 0 | 0 | 0 | 0 | 0
2016-04-25 05:00 | 0 | 0 | 0 | 0 | 60000.3911 | 0 | 340422 | 0 | 0 | 0 | 923860.6236 | 0 | 0 | 0 | 0 | 0 | 0 | 119414.0684 | 0 | 0 | 0 | 4197918.8436 | 0 | 0 | 0 | 0 | -148983.3894 | 0 | 0 | 0 | 0 | 0 | 0 | 0 | -131438.2195 | 0 | 0 | 0 | 0 | 0 | 0
2016-04-25 06:00 | 0 | 0 | 0 | 0 | 310368.8301 | 0 | 327914 | 0 | 0 | 0 | 774877.2343 | 0 | 0 | 0 | 0 | 0 | 0 | 250852.2879 | 0 | 0 | 0 | 4197902.0519 | 0 | 0 | 0 | 0 | -148983.3894 | 0 | 0 | 0 | 0 | 0 | 0 | 0 | 131438.2195 | 0 | 0 | 0 | 0 | 0 | 0
2016-04-25 07:00 | 0 | 0 | 0 | 0 | 338591.1699 | 0 | 321046 | 0 | 0 | 0 | 923860.6236 | 0 | 0 | 0 | 0 | 0 | 0 | 119414.0684 | 0 | 0 | 0 | 4197885.2603 | 0 | 0 | 0 | 0 | 148983.3894 | 0 | 0 | 0 | 0 | 0 | 0 | 0 | -131438.2195 | 0 | 0 | 0 | 0 | 0 | 0
2016-04-25 08:00 | 0 | 0 | 0 | 0 | 51867.5422 | 0 | 320265 | 0 | 0 | 0 | 774877.2343 | 0 | 0 | 0 | 0 | 0 | 0 | 0 | 0 | 0 | 0 | 4197868.4688 | 0 | 0 | 0 | 0 | -148983.3894 | 0 | 0 | 0 | 0 | 0 | 0 | 0 | -119414.0684 | 0 | 0 | 0 | 0 | 0 | 0
2016-04-25 09:00 | 0 | 0 | 0 | 0 | 313656.8301 | 0 | 331202 | 0 | 0 | 0 | 625893.8449 | 0 | 0 | 0 | 0 | 0 | 0 | 131438.2195 | 0 | 0 | 0 | 4197851.6773 | 0 | 0 | 0 | 0 | -148983.3894 | 0 | 0 | 0 | 0 | 0 | 0 | 0 | 131438.2195 | 0 | 0 | 0 | 0 | 0 | 0
2016-04-25 10:00 | 0 | 0 | 0 | 0 | 75252.3911 | 0 | 355674 | 0 | 0 | 0 | 476910.4555 | 0 | 0 | 0 | 0 | 0 | 0 | 0 | 0 | 0 | 0 | 4197834.8859 | 0 | 0 | 0 | 0 | -148983.3894 | 0 | 0 | 0 | 0 | 0 | 0 | 0 | -131438.2195 | 0 | 0 | 0 | 0 | 0 | 0
2016-04-25 11:00 | 0 | 0 | 0 | 0 | 231432.6106 | 0 | 380416 | 0 | 0 | 0 | 327927.0662 | 0 | 0 | 0 | 0 | 0 | 0 | 0 | 0 | 0 | 0 | 4197818.0946 | 0 | 0 | 0 | 0 | -148983.3894 | 0 | 0 | 0 | 0 | 0 | 0 | 0 | 0 | 0 | 0 | 0 | 0 | 0 | 0
2016-04-25 12:00 | 0 | 0 | 0 | 0 | 368605.9927 | 17410.8458 | 396610 | 0 | 0 | 0 | 185895.6852 | 0 | 0 | 0 | 0 | 0 | 0 | 131438.2195 | 0 | 0 | 0 | 4197801.3033 | 0 | 0 | 0 | 0 | -142031.381 | 0 | 0 | 0 | 0 | 0 | 0 | 0 | 131438.2195 | 0 | 0 | 0 | 0 | 0 | 0
2016-04-25 13:00 | 0 | 0 | 0 | 0 | 135578.7992 | 292455.3707 | 410489 | 0 | 0 | 0 | 334879.0745 | 0 | 0 | 0 | 0 | 0 | 0 | 0 | 0 | 0 | 0 | 4197784.5121 | 0 | 0 | 0 | 0 | 148983.3894 | 0 | 0 | 0 | 0 | 0 | 0 | 0 | -131438.2195 | 0 | 0 | 0 | 0 | 0 | 0
2016-04-25 14:00 | 0 | 0 | 0 | 0 | 13902.3779 | 558798.0115 | 423717 | 0 | 0 | 0 | 483862.4639 | 0 | 0 | 0 | 0 | 0 | 0 | 0 | 0 | 0 | 0 | 4197767.7209 | 0 | 0 | 0 | 0 | 148983.3894 | 0 | 0 | 0 | 0 | 0 | 0 | 0 | 0 | 0 | 0 | 0 | 0 | 0 | 0
2016-04-25 15:00 | 0 | 0 | 0 | 0 | 0 | 602355.7139 | 434555 | 0 | 0 | 0 | 632845.8533 | 0 | 0 | 0 | 0 | 0 | 0 | 0 | 0 | 0 | 0 | 4212804.7895 | 0 | 0 | 0 | 0 | 148983.3894 | 0 | 0 | 0 | 0 | 0 | 0 | 0 | 0 | 0 | 0 | 0 | 18817.3245 | 0 | 0
2016-04-25 16:00 | 0 | 0 | 0 | 0 | 0 | 743125.9334 | 443887 | 0 | 0 | 0 | 781829.2427 | 0 | 0 | 0 | 0 | 0 | 0 | 131438.2195 | 0 | 0 | 0 | 4227841.7978 | 0 | 0 | 0 | 0 | 148983.3894 | 0 | 0 | 0 | 0 | 0 | 0 | 0 | 131438.2195 | 0 | 0 | 0 | 18817.3245 | 0 | 0
2016-04-25 17:00 | 0 | 0 | 0 | 0 | 0 | 510755.5648 | 453038 | 0 | 0 | 0 | 930812.632 | 0 | 0 | 0 | 0 | 0 | 0 | 21355.0704 | 0 | 0 | 0 | 4242878.746 | 0 | 0 | 0 | 0 | 148983.3894 | 0 | 0 | 0 | 0 | 0 | 0 | 0 | -110083.1491 | 0 | 0 | 0 | 18817.3245 | 0 | 0
2016-04-25 18:00 | 0 | 0 | 0 | 0 | 0 | 759905.9334 | 460667 | 0 | 0 | 0 | 1079796.0214 | 0 | 0 | 0 | 0 | 0 | 0 | 152793.2899 | 0 | 0 | 0 | 4257915.6341 | 0 | 0 | 0 | 0 | 148983.3894 | 0 | 0 | 0 | 0 | 0 | 0 | 0 | 131438.2195 | 0 | 0 | 0 | 18817.3245 | 0 | 0
2016-04-25 19:00 | 0 | 0 | 0 | 0 | 0 | 761404.4358 | 466214 | 0 | 0 | 0 | 1228779.4108 | 0 | 0 | 0 | 0 | 0 | 0 | 280183.0119 | 0 | 0 | 0 | 4272952.462 | 0 | 0 | 0 | 0 | 148983.3894 | 0 | 0 | 0 | 0 | 0 | 0 | 0 | 127389.722 | 0 | 0 | 0 | 18817.3245 | 0 | 0
2016-04-25 20:00 | 0 | 0 | 0 | 0 | 0 | 751676.8151 | 470456 | 0 | 0 | 0 | 1377762.8001 | 0 | 0 | 0 | 0 | 0 | 0 | 393603.1132 | 0 | 0 | 0 | 4287989.2298 | 0 | 0 | 0 | 0 | 148983.3894 | 0 | 0 | 0 | 0 | 0 | 0 | 0 | 113420.1012 | 0 | 0 | 0 | 18817.3245 | 0 | 0
2016-04-25 21:00 | 0 | 0 | 0 | 0 | 0 | 729587.9579 | 472741 | 0 | 0 | 0 | 1526746.1895 | 0 | 0 | 0 | 0 | 0 | 0 | 482649.3572 | 0 | 0 | 0 | 4303025.9374 | 0 | 0 | 0 | 0 | 148983.3894 | 0 | 0 | 0 | 0 | 0 | 0 | 0 | 89046.2441 | 0 | 0 | 0 | 18817.3245 | 0 | 0
2016-04-25 22:00 | 0 | 0 | 0 | 0 | 0 | 669034.0836 | 470154 | 0 | 0 | 0 | 1675729.5789 | 0 | 0 | 0 | 0 | 0 | 0 | 513728.7269 | 0 | 0 | 0 | 4318062.5849 | 0 | 0 | 0 | 0 | 148983.3894 | 0 | 0 | 0 | 0 | 0 | 0 | 0 | 31079.3697 | 0 | 0 | 0 | 18817.3245 | 0 | 0
2016-04-25 23:00 | 0 | 0 | 0 | 0 | 0 | 570387.9795 | 464938 | 0 | 0 | 0 | 1781179.5583 | 0 | 0 | 0 | 0 | 0 | 0 | 513728.7269 | 0 | 0 | 0 | 4318045.3127 | 0 | 0 | 0 | 0 | 105449.9795 | 0 | 0 | 0 | 0 | 0 | 0 | 0 | 0 | 0 | 0 | 0 | 0 | 0 | 0
2016-04-26 | 0 | 0 | 0 | 0 | 0 | 408403.8705 | 465175 | 0 | 0 | 0 | 1724408.4288 | 0 | 0 | 0 | 0 | 0 | 0 | 513728.7269 | 0 | 0 | 0 | 4318028.0405 | 0 | 0 | 0 | 0 | -56771.1295 | 0 | 0 | 0 | 0 | 0 | 0 | 0 | 0 | 0 | 0 | 0 | 0 | 0 | 0
2016-04-26 01:00 | 0 | 0 | 0 | 0 | 55724.5718 | 123307.8194 | 459454 | 0 | 0 | 0 | 1575425.0394 | 0 | 0 | 0 | 0 | 0 | 0 | 382290.5074 | 0 | 0 | 0 | 4318010.7684 | 0 | 0 | 0 | 0 | -148983.3894 | 0 | 0 | 0 | 0 | 0 | 0 | 0 | -131438.2195 | 0 | 0 | 0 | 0 | 0 | 0
2016-04-26 02:00 | 0 | 0 | 0 | 0 | 155603.8474 | 1251.5437 | 437277 | 0 | 0 | 0 | 1426441.6501 | 0 | 0 | 0 | 0 | 0 | 0 | 250852.2879 | 0 | 0 | 0 | 4317993.4963 | 0 | 0 | 0 | 0 | -148983.3894 | 0 | 0 | 0 | 0 | 0 | 0 | 0 | -131438.2195 | 0 | 0 | 0 | 0 | 0 | 0
2016-04-26 03:00 | 0 | 0 | 0 | 0 | 129572.3911 | 0 | 409994 | 0 | 0 | 0 | 1277458.2607 | 0 | 0 | 0 | 0 | 0 | 0 | 119414.0684 | 0 | 0 | 0 | 4317976.2244 | 0 | 0 | 0 | 0 | -148983.3894 | 0 | 0 | 0 | 0 | 0 | 0 | 0 | -131438.2195 | 0 | 0 | 0 | 0 | 0 | 0
2016-04-26 04:00 | 0 | 0 | 0 | 0 | 366503.8301 | 0 | 384049 | 0 | 0 | 0 | 1128474.8713 | 0 | 0 | 0 | 0 | 0 | 0 | 250852.2879 | 0 | 0 | 0 | 4317958.9525 | 0 | 0 | 0 | 0 | -148983.3894 | 0 | 0 | 0 | 0 | 0 | 0 | 0 | 131438.2195 | 0 | 0 | 0 | 0 | 0 | 0
2016-04-26 05:00 | 0 | 0 | 0 | 0 | 83411.3911 | 0 | 363833 | 0 | 0 | 0 | 979491.482 | 0 | 0 | 0 | 0 | 0 | 0 | 119414.0684 | 0 | 0 | 0 | 4317941.6806 | 0 | 0 | 0 | 0 | -148983.3894 | 0 | 0 | 0 | 0 | 0 | 0 | 0 | -131438.2195 | 0 | 0 | 0 | 0 | 0 | 0
2016-04-26 06:00 | 0 | 0 | 0 | 0 | 567674.2862 | 0 | 347623 | 0 | 0 | 0 | 1068104.5487 | 0 | 0 | 0 | 0 | 0 | 0 | 250852.2879 | 0 | 0 | 0 | 4317924.4089 | 0 | 0 | 0 | 0 | 88613.0667 | 0 | 0 | 0 | 0 | 0 | 0 | 0 | 131438.2195 | 0 | 0 | 0 | 0 | 0 | 0
2016-04-26 07:00 | 0 | 0 | 0 | 0 | 57551.3911 | 0 | 337973 | 0 | 0 | 0 | 919121.1593 | 0 | 0 | 0 | 0 | 0 | 0 | 119414.0684 | 0 | 0 | 0 | 4317907.1372 | 0 | 0 | 0 | 0 | -148983.3894 | 0 | 0 | 0 | 0 | 0 | 0 | 0 | -131438.2195 | 0 | 0 | 0 | 0 | 0 | 0
2016-04-26 08:00 | 0 | 0 | 0 | 0 | 66969.5422 | 0 | 335367 | 0 | 0 | 0 | 770137.7699 | 0 | 0 | 0 | 0 | 0 | 0 | 0 | 0 | 0 | 0 | 4317889.8655 | 0 | 0 | 0 | 0 | -148983.3894 | 0 | 0 | 0 | 0 | 0 | 0 | 0 | -119414.0684 | 0 | 0 | 0 | 0 | 0 | 0
2016-04-26 09:00 | 0 | 0 | 0 | 0 | 326886.8301 | 0 | 344432 | 0 | 0 | 0 | 621154.3806 | 0 | 0 | 0 | 0 | 0 | 0 | 131438.2195 | 0 | 0 | 0 | 4317872.594 | 0 | 0 | 0 | 0 | -148983.3894 | 0 | 0 | 0 | 0 | 0 | 0 | 0 | 131438.2195 | 0 | 0 | 0 | 0 | 0 | 0
2016-04-26 10:00 | 0 | 0 | 0 | 0 | 87465.3911 | 0 | 367887 | 0 | 0 | 0 | 472170.9912 | 0 | 0 | 0 | 0 | 0 | 0 | 0 | 0 | 0 | 0 | 4317855.3225 | 0 | 0 | 0 | 0 | -148983.3894 | 0 | 0 | 0 | 0 | 0 | 0 | 0 | -131438.2195 | 0 | 0 | 0 | 0 | 0 | 0
2016-04-26 11:00 | 0 | 0 | 0 | 0 | 416724.0829 | 0 | 391180 | 0 | 0 | 0 | 497715.0741 | 0 | 0 | 0 | 0 | 0 | 0 | 0 | 0 | 0 | 0 | 4317838.0511 | 0 | 0 | 0 | 0 | 25544.0829 | 0 | 0 | 0 | 0 | 0 | 0 | 0 | 0 | 0 | 0 | 0 | 0 | 0 | 0
2016-04-26 12:00 | 0 | 0 | 0 | 0 | 244106.4429 | 14088.1677 | 407178 | 0 | 0 | 0 | 348731.6847 | 0 | 0 | 0 | 0 | 0 | 0 | 0 | 0 | 0 | 0 | 4317820.7797 | 0 | 0 | 0 | 0 | -148983.3894 | 0 | 0 | 0 | 0 | 0 | 0 | 0 | 0 | 0 | 0 | 0 | 0 | 0 | 0
2016-04-26 13:00 | 0 | 0 | 0 | 0 | 9512.2531 | 263739.3575 | 422235 | 0 | 0 | 0 | 199748.2953 | 0 | 0 | 0 | 0 | 0 | 0 | 0 | 0 | 0 | 0 | 4317803.5084 | 0 | 0 | 0 | 0 | -148983.3894 | 0 | 0 | 0 | 0 | 0 | 0 | 0 | 0 | 0 | 0 | 0 | 0 | 0 | 0
2016-04-26 14:00 | 0 | 0 | 0 | 0 | 27146.7748 | 558170.6145 | 436334 | 0 | 0 | 0 | 348731.6847 | 0 | 0 | 0 | 0 | 0 | 0 | 0 | 0 | 0 | 0 | 4317786.2372 | 0 | 0 | 0 | 0 | 148983.3894 | 0 | 0 | 0 | 0 | 0 | 0 | 0 | 0 | 0 | 0 | 0 | 0 | 0 | 0
2016-04-26 15:00 | 0 | 0 | 0 | 0 | 0 | 629533.6732 | 446619 | 0 | 0 | 0 | 497715.0741 | 0 | 0 | 0 | 0 | 0 | 0 | 15113.9594 | 0 | 0 | 0 | 4332822.8257 | 0 | 0 | 0 | 0 | 148983.3894 | 0 | 0 | 0 | 0 | 0 | 0 | 0 | 15113.9594 | 0 | 0 | 0 | 18817.3245 | 0 | 0
2016-04-26 16:00 | 0 | 0 | 0 | 0 | 0 | 754469.9334 | 455231 | 0 | 0 | 0 | 646698.4634 | 0 | 0 | 0 | 0 | 0 | 0 | 146552.1789 | 0 | 0 | 0 | 4347859.354 | 0 | 0 | 0 | 0 | 148983.3894 | 0 | 0 | 0 | 0 | 0 | 0 | 0 | 131438.2195 | 0 | 0 | 0 | 18817.3245 | 0 | 0
2016-04-26 17:00 | 0 | 0 | 0 | 0 | 0 | 499915.4943 | 463553 | 0 | 0 | 0 | 795681.8528 | 0 | 0 | 0 | 0 | 0 | 0 | 15113.9594 | 0 | 0 | 0 | 4362895.8221 | 0 | 0 | 0 | 0 | 148983.3894 | 0 | 0 | 0 | 0 | 0 | 0 | 0 | -131438.2195 | 0 | 0 | 0 | 18817.3245 | 0 | 0
2016-04-26 18:00 | 0 | 0 | 0 | 0 | 0 | 768945.9334 | 469707 | 0 | 0 | 0 | 944665.2422 | 0 | 0 | 0 | 0 | 0 | 0 | 146552.1789 | 0 | 0 | 0 | 4377932.2301 | 0 | 0 | 0 | 0 | 148983.3894 | 0 | 0 | 0 | 0 | 0 | 0 | 0 | 131438.2195 | 0 | 0 | 0 | 18817.3245 | 0 | 0
2016-04-26 19:00 | 0 | 0 | 0 | 0 | 0 | 772253.7807 | 475374 | 0 | 0 | 0 | 1093648.6315 | 0 | 0 | 0 | 0 | 0 | 0 | 275631.2457 | 0 | 0 | 0 | 4392968.578 | 0 | 0 | 0 | 0 | 148983.3894 | 0 | 0 | 0 | 0 | 0 | 0 | 0 | 129079.0668 | 0 | 0 | 0 | 18817.3245 | 0 | 0
2016-04-26 20:00 | 0 | 0 | 0 | 0 | 0 | 760513.732 | 480460 | 0 | 0 | 0 | 1242632.0209 | 0 | 0 | 0 | 0 | 0 | 0 | 387884.2639 | 0 | 0 | 0 | 4408004.8657 | 0 | 0 | 0 | 0 | 148983.3894 | 0 | 0 | 0 | 0 | 0 | 0 | 0 | 112253.0182 | 0 | 0 | 0 | 18817.3245 | 0 | 0
2016-04-26 21:00 | 0 | 0 | 0 | 0 | 0 | 735789.7205 | 481605 | 0 | 0 | 0 | 1391615.4103 | 0 | 0 | 0 | 0 | 0 | 0 | 474268.2706 | 0 | 0 | 0 | 4423041.0932 | 0 | 0 | 0 | 0 | 148983.3894 | 0 | 0 | 0 | 0 | 0 | 0 | 0 | 86384.0067 | 0 | 0 | 0 | 18817.3245 | 0 | 0
2016-04-26 22:00 | 0 | 0 | 0 | 0 | 0 | 683751.1702 | 476490 | 0 | 0 | 0 | 1540598.7997 | 0 | 0 | 0 | 0 | 0 | 0 | 513728.7269 | 0 | 0 | 0 | 4438077.2607 | 0 | 0 | 0 | 0 | 148983.3894 | 0 | 0 | 0 | 0 | 0 | 0 | 0 | 39460.4563 | 0 | 0 | 0 | 18817.3245 | 0 | 0
2016-04-26 23:00 | 0 | 0 | 0 | 0 | 0 | 581894.7674 | 470285 | 0 | 0 | 0 | 1689582.189 | 0 | 0 | 0 | 0 | 0 | 0 | 476355.1049 | 0 | 0 | 0 | 4438059.5084 | 0 | 0 | 0 | 0 | 148983.3894 | 0 | 0 | 0 | 0 | 0 | 0 | 0 | -37373.622 | 0 | 0 | 0 | 0 | 0 | 0
2016-04-27 | 0 | 0 | 0 | 0 | 0 | 422878.0741 | 469467 | 0 | 0 | 0 | 1605619.6411 | 0 | 0 | 0 | 0 | 0 | 0 | 513728.7269 | 0 | 0 | 0 | 4438041.7561 | 0 | 0 | 0 | 0 | -83962.5479 | 0 | 0 | 0 | 0 | 0 | 0 | 0 | 37373.622 | 0 | 0 | 0 | 0 | 0 | 0
2016-04-27 01:00 | 0 | 0 | 0 | 0 | 41606.69 | 139968.7011 | 461997 | 0 | 0 | 0 | 1456636.2518 | 0 | 0 | 0 | 0 | 0 | 0 | 382290.5074 | 0 | 0 | 0 | 4438024.0039 | 0 | 0 | 0 | 0 | -148983.3894 | 0 | 0 | 0 | 0 | 0 | 0 | 0 | -131438.2195 | 0 | 0 | 0 | 0 | 0 | 0
2016-04-27 02:00 | 0 | 0 | 0 | 0 | 157369.9019 | 1275.4892 | 439067 | 0 | 0 | 0 | 1307652.8624 | 0 | 0 | 0 | 0 | 0 | 0 | 250852.2879 | 0 | 0 | 0 | 4438006.2519 | 0 | 0 | 0 | 0 | -148983.3894 | 0 | 0 | 0 | 0 | 0 | 0 | 0 | -131438.2195 | 0 | 0 | 0 | 0 | 0 | 0
2016-04-27 03:00 | 0 | 0 | 0 | 0 | 130420.3911 | 0 | 410842 | 0 | 0 | 0 | 1158669.473 | 0 | 0 | 0 | 0 | 0 | 0 | 119414.0684 | 0 | 0 | 0 | 4437988.4998 | 0 | 0 | 0 | 0 | -148983.3894 | 0 | 0 | 0 | 0 | 0 | 0 | 0 | -131438.2195 | 0 | 0 | 0 | 0 | 0 | 0
2016-04-27 04:00 | 0 | 0 | 0 | 0 | 547197.5047 | 0 | 385976 | 0 | 0 | 0 | 1188452.7583 | 0 | 0 | 0 | 0 | 0 | 0 | 250852.2879 | 0 | 0 | 0 | 4437970.7479 | 0 | 0 | 0 | 0 | 29783.2852 | 0 | 0 | 0 | 0 | 0 | 0 | 0 | 131438.2195 | 0 | 0 | 0 | 0 | 0 | 0
2016-04-27 05:00 | 0 | 0 | 0 | 0 | 85391.3911 | 0 | 365813 | 0 | 0 | 0 | 1039469.3689 | 0 | 0 | 0 | 0 | 0 | 0 | 119414.0684 | 0 | 0 | 0 | 4437952.996 | 0 | 0 | 0 | 0 | -148983.3894 | 0 | 0 | 0 | 0 | 0 | 0 | 0 | -131438.2195 | 0 | 0 | 0 | 0 | 0 | 0
2016-04-27 06:00 | 0 | 0 | 0 | 0 | 333073.8301 | 0 | 350619 | 0 | 0 | 0 | 890485.9795 | 0 | 0 | 0 | 0 | 0 | 0 | 250852.2879 | 0 | 0 | 0 | 4437935.2442 | 0 | 0 | 0 | 0 | -148983.3894 | 0 | 0 | 0 | 0 | 0 | 0 | 0 | 131438.2195 | 0 | 0 | 0 | 0 | 0 | 0
2016-04-27 07:00 | 0 | 0 | 0 | 0 | 60130.3911 | 0 | 340552 | 0 | 0 | 0 | 741502.5901 | 0 | 0 | 0 | 0 | 0 | 0 | 119414.0684 | 0 | 0 | 0 | 4437917.4924 | 0 | 0 | 0 | 0 | -148983.3894 | 0 | 0 | 0 | 0 | 0 | 0 | 0 | -131438.2195 | 0 | 0 | 0 | 0 | 0 | 0
2016-04-27 08:00 | 0 | 0 | 0 | 0 | 70022.5422 | 0 | 338420 | 0 | 0 | 0 | 592519.2008 | 0 | 0 | 0 | 0 | 0 | 0 | 0 | 0 | 0 | 0 | 4437899.7408 | 0 | 0 | 0 | 0 | -148983.3894 | 0 | 0 | 0 | 0 | 0 | 0 | 0 | -119414.0684 | 0 | 0 | 0 | 0 | 0 | 0
2016-04-27 09:00 | 0 | 0 | 0 | 0 | 329021.8301 | 0 | 346567 | 0 | 0 | 0 | 443535.8114 | 0 | 0 | 0 | 0 | 0 | 0 | 131438.2195 | 0 | 0 | 0 | 4437881.9892 | 0 | 0 | 0 | 0 | -148983.3894 | 0 | 0 | 0 | 0 | 0 | 0 | 0 | 131438.2195 | 0 | 0 | 0 | 0 | 0 | 0
2016-04-27 10:00 | 0 | 0 | 0 | 0 | 86492.3911 | 0 | 366914 | 0 | 0 | 0 | 294552.422 | 0 | 0 | 0 | 0 | 0 | 0 | 0 | 0 | 0 | 0 | 4437864.2376 | 0 | 0 | 0 | 0 | -148983.3894 | 0 | 0 | 0 | 0 | 0 | 0 | 0 | -131438.2195 | 0 | 0 | 0 | 0 | 0 | 0
2016-04-27 11:00 | 0 | 0 | 0 | 0 | 603714.2429 | 0 | 389260 | 0 | 0 | 0 | 377568.4454 | 0 | 0 | 0 | 0 | 0 | 0 | 131438.2195 | 0 | 0 | 0 | 4437846.4862 | 0 | 0 | 0 | 0 | 83016.0234 | 0 | 0 | 0 | 0 | 0 | 0 | 0 | 131438.2195 | 0 | 0 | 0 | 0 | 0 | 0
2016-04-27 12:00 | 0 | 0 | 0 | 0 | 100640.7855 | 22989.6056 | 404052 | 0 | 0 | 0 | 228585.056 | 0 | 0 | 0 | 0 | 0 | 0 | 0 | 0 | 0 | 0 | 4437828.7348 | 0 | 0 | 0 | 0 | -148983.3894 | 0 | 0 | 0 | 0 | 0 | 0 | 0 | -131438.2195 | 0 | 0 | 0 | 0 | 0 | 0
2016-04-27 13:00 | 0 | 0 | 0 | 0 | 252781.7579 | 312318.6315 | 416117 | 0 | 0 | 0 | 377568.4454 | 0 | 0 | 0 | 0 | 0 | 0 | 0 | 0 | 0 | 0 | 4437810.9835 | 0 | 0 | 0 | 0 | 148983.3894 | 0 | 0 | 0 | 0 | 0 | 0 | 0 | 0 | 0 | 0 | 0 | 0 | 0 | 0
2016-04-27 14:00 | 0 | 0 | 0 | 0 | 44526.965 | 532407.4244 | 427951 | 0 | 0 | 0 | 526551.8348 | 0 | 0 | 0 | 0 | 0 | 0 | 0 | 0 | 0 | 0 | 4437793.2322 | 0 | 0 | 0 | 0 | 148983.3894 | 0 | 0 | 0 | 0 | 0 | 0 | 0 | 0 | 0 | 0 | 0 | 0 | 0 | 0
2016-04-27 15:00 | 0 | 0 | 0 | 0 | 0 | 605101.7139 | 437301 | 0 | 0 | 0 | 675535.2241 | 0 | 0 | 0 | 0 | 0 | 0 | 0 | 0 | 0 | 0 | 4452829.3407 | 0 | 0 | 0 | 0 | 148983.3894 | 0 | 0 | 0 | 0 | 0 | 0 | 0 | 0 | 0 | 0 | 0 | 18817.3245 | 0 | 0
2016-04-27 16:00 | 0 | 0 | 0 | 0 | 0 | 730724.4919 | 445005 | 0 | 0 | 0 | 824518.6135 | 0 | 0 | 0 | 0 | 0 | 0 | 117918.778 | 0 | 0 | 0 | 4467865.3889 | 0 | 0 | 0 | 0 | 148983.3894 | 0 | 0 | 0 | 0 | 0 | 0 | 0 | 117918.778 | 0 | 0 | 0 | 18817.3245 | 0 | 0
2016-04-27 17:00 | 0 | 0 | 0 | 0 | 0 | 649119.8211 | 451967 | 0 | 0 | 0 | 973502.0029 | 0 | 0 | 0 | 0 | 0 | 0 | 147270.8853 | 0 | 0 | 0 | 4482901.377 | 0 | 0 | 0 | 0 | 148983.3894 | 0 | 0 | 0 | 0 | 0 | 0 | 0 | 29352.1073 | 0 | 0 | 0 | 18817.3245 | 0 | 0
2016-04-27 18:00 | 0 | 0 | 0 | 0 | 0 | 745262.4239 | 457457 | 0 | 0 | 0 | 1122485.3923 | 0 | 0 | 0 | 0 | 0 | 0 | 267275.5953 | 0 | 0 | 0 | 4497937.305 | 0 | 0 | 0 | 0 | 148983.3894 | 0 | 0 | 0 | 0 | 0 | 0 | 0 | 120004.71 | 0 | 0 | 0 | 18817.3245 | 0 | 0
2016-04-27 19:00 | 0 | 0 | 0 | 0 | 0 | 735756.4637 | 461254 | 0 | 0 | 0 | 1271468.7816 | 0 | 0 | 0 | 0 | 0 | 0 | 373977.3452 | 0 | 0 | 0 | 4512973.1729 | 0 | 0 | 0 | 0 | 148983.3894 | 0 | 0 | 0 | 0 | 0 | 0 | 0 | 106701.7498 | 0 | 0 | 0 | 18817.3245 | 0 | 0
2016-04-27 20:00 | 0 | 0 | 0 | 0 | 0 | 719881.2575 | 464324 | 0 | 0 | 0 | 1420452.171 | 0 | 0 | 0 | 0 | 0 | 0 | 461733.8888 | 0 | 0 | 0 | 4528008.9806 | 0 | 0 | 0 | 0 | 148983.3894 | 0 | 0 | 0 | 0 | 0 | 0 | 0 | 87756.5437 | 0 | 0 | 0 | 18817.3245 | 0 | 0
2016-04-27 21:00 | 0 | 0 | 0 | 0 | 0 | 685710.552 | 465915 | 0 | 0 | 0 | 1569435.5604 | 0 | 0 | 0 | 0 | 0 | 0 | 513728.7269 | 0 | 0 | 0 | 4543044.7281 | 0 | 0 | 0 | 0 | 148983.3894 | 0 | 0 | 0 | 0 | 0 | 0 | 0 | 51994.8381 | 0 | 0 | 0 | 18817.3245 | 0 | 0
2016-04-27 22:00 | 0 | 0 | 0 | 0 | 0 | 618499.6374 | 464293 | 0 | 0 | 0 | 1718418.9497 | 0 | 0 | 0 | 0 | 0 | 0 | 513728.7269 | 0 | 0 | 0 | 4547205.1543 | 0 | 0 | 0 | 0 | 148983.3894 | 0 | 0 | 0 | 0 | 0 | 0 | 0 | 0 | 0 | 0 | 0 | 5223.248 | 0 | 0
2016-04-27 23:00 | 0 | 0 | 0 | 0 | 0 | 514072.4847 | 459867 | 0 | 0 | 0 | 1772624.4344 | 0 | 0 | 0 | 0 | 0 | 0 | 513728.7269 | 0 | 0 | 0 | 4547186.9655 | 0 | 0 | 0 | 0 | 54205.4847 | 0 | 0 | 0 | 0 | 0 | 0 | 0 | 0 | 0 | 0 | 0 | 0 | 0 | 0
2016-04-28 | 0 | 0 | 0 | 0 | 0 | 347354.0493 | 460658 | 0 | 0 | 0 | 1659320.4837 | 0 | 0 | 0 | 0 | 0 | 0 | 513728.7269 | 0 | 0 | 0 | 4547168.7767 | 0 | 0 | 0 | 0 | -113303.9507 | 0 | 0 | 0 | 0 | 0 | 0 | 0 | 0 | 0 | 0 | 0 | 0 | 0 | 0
2016-04-28 01:00 | 0 | 0 | 0 | 0 | 78339.8445 | 94380.5466 | 453142 | 0 | 0 | 0 | 1510337.0943 | 0 | 0 | 0 | 0 | 0 | 0 | 382290.5074 | 0 | 0 | 0 | 4547150.5881 | 0 | 0 | 0 | 0 | -148983.3894 | 0 | 0 | 0 | 0 | 0 | 0 | 0 | -131438.2195 | 0 | 0 | 0 | 0 | 0 | 0
2016-04-28 02:00 | 0 | 0 | 0 | 0 | 150747.6884 | 1370.7027 | 432540 | 0 | 0 | 0 | 1361353.705 | 0 | 0 | 0 | 0 | 0 | 0 | 250852.2879 | 0 | 0 | 0 | 4547132.3995 | 0 | 0 | 0 | 0 | -148983.3894 | 0 | 0 | 0 | 0 | 0 | 0 | 0 | -131438.2195 | 0 | 0 | 0 | 0 | 0 | 0
2016-04-28 03:00 | 0 | 0 | 0 | 0 | 512221.1395 | 0 | 406442 | 0 | 0 | 0 | 1335694.6249 | 0 | 0 | 0 | 0 | 0 | 0 | 382290.5074 | 0 | 0 | 0 | 4547114.2109 | 0 | 0 | 0 | 0 | -25659.08 | 0 | 0 | 0 | 0 | 0 | 0 | 0 | 131438.2195 | 0 | 0 | 0 | 0 | 0 | 0
2016-04-28 04:00 | 0 | 0 | 0 | 0 | 101799.3911 | 0 | 382221 | 0 | 0 | 0 | 1186711.2356 | 0 | 0 | 0 | 0 | 0 | 0 | 250852.2879 | 0 | 0 | 0 | 4547096.0225 | 0 | 0 | 0 | 0 | -148983.3894 | 0 | 0 | 0 | 0 | 0 | 0 | 0 | -131438.2195 | 0 | 0 | 0 | 0 | 0 | 0
2016-04-28 05:00 | 0 | 0 | 0 | 0 | 81616.3911 | 0 | 362038 | 0 | 0 | 0 | 1037727.8462 | 0 | 0 | 0 | 0 | 0 | 0 | 119414.0684 | 0 | 0 | 0 | 4547077.8341 | 0 | 0 | 0 | 0 | -148983.3894 | 0 | 0 | 0 | 0 | 0 | 0 | 0 | -131438.2195 | 0 | 0 | 0 | 0 | 0 | 0
2016-04-28 06:00 | 0 | 0 | 0 | 0 | 470320.2271 | 0 | 346774 | 0 | 0 | 0 | 1029835.8538 | 0 | 0 | 0 | 0 | 0 | 0 | 250852.2879 | 0 | 0 | 0 | 4547059.6458 | 0 | 0 | 0 | 0 | -7891.9924 | 0 | 0 | 0 | 0 | 0 | 0 | 0 | 131438.2195 | 0 | 0 | 0 | 0 | 0 | 0
2016-04-28 07:00 | 0 | 0 | 0 | 0 | 57160.3911 | 0 | 337582 | 0 | 0 | 0 | 880852.4644 | 0 | 0 | 0 | 0 | 0 | 0 | 119414.0684 | 0 | 0 | 0 | 4547041.4575 | 0 | 0 | 0 | 0 | -148983.3894 | 0 | 0 | 0 | 0 | 0 | 0 | 0 | -131438.2195 | 0 | 0 | 0 | 0 | 0 | 0
2016-04-28 08:00 | 0 | 0 | 0 | 0 | 426360.3469 | 0 | 336250 | 0 | 0 | 0 | 839524.5919 | 0 | 0 | 0 | 0 | 0 | 0 | 250852.2879 | 0 | 0 | 0 | 4547023.2694 | 0 | 0 | 0 | 0 | -41327.8726 | 0 | 0 | 0 | 0 | 0 | 0 | 0 | 131438.2195 | 0 | 0 | 0 | 0 | 0 | 0
2016-04-28 09:00 | 0 | 0 | 0 | 0 | 65066.3911 | 0 | 345488 | 0 | 0 | 0 | 690541.2025 | 0 | 0 | 0 | 0 | 0 | 0 | 119414.0684 | 0 | 0 | 0 | 4547005.0813 | 0 | 0 | 0 | 0 | -148983.3894 | 0 | 0 | 0 | 0 | 0 | 0 | 0 | -131438.2195 | 0 | 0 | 0 | 0 | 0 | 0
2016-04-28 10:00 | 0 | 0 | 0 | 0 | 390137.6794 | 0 | 368035 | 0 | 0 | 0 | 619481.1599 | 0 | 0 | 0 | 0 | 0 | 0 | 212576.7905 | 0 | 0 | 0 | 4546986.8933 | 0 | 0 | 0 | 0 | -71060.0426 | 0 | 0 | 0 | 0 | 0 | 0 | 0 | 93162.7221 | 0 | 0 | 0 | 0 | 0 | 0
2016-04-28 11:00 | 0 | 0 | 0 | 0 | 111424.3911 | 0 | 391846 | 0 | 0 | 0 | 470497.7705 | 0 | 0 | 0 | 0 | 0 | 0 | 81138.571 | 0 | 0 | 0 | 4546968.7053 | 0 | 0 | 0 | 0 | -148983.3894 | 0 | 0 | 0 | 0 | 0 | 0 | 0 | -131438.2195 | 0 | 0 | 0 | 0 | 0 | 0
2016-04-28 12:00 | 0 | 0 | 0 | 0 | 294230.0504 | 13988.2087 | 406902 | 0 | 0 | 0 | 321514.3811 | 0 | 0 | 0 | 0 | 0 | 0 | 131438.2195 | 0 | 0 | 0 | 4546950.5174 | 0 | 0 | 0 | 0 | -148983.3894 | 0 | 0 | 0 | 0 | 0 | 0 | 0 | 50299.6485 | 0 | 0 | 0 | 0 | 0 | 0
2016-04-28 13:00 | 0 | 0 | 0 | 0 | 0 | 238863.0229 | 419282 | 0 | 0 | 0 | 272533.6235 | 0 | 0 | 0 | 0 | 0 | 0 | 0 | 0 | 0 | 0 | 4546932.3296 | 0 | 0 | 0 | 0 | -48980.7576 | 0 | 0 | 0 | 0 | 0 | 0 | 0 | -131438.2195 | 0 | 0 | 0 | 0 | 0 | 0
2016-04-28 14:00 | 0 | 0 | 0 | 0 | 84174.5411 | 497864.8483 | 433056 | 0 | 0 | 0 | 421517.0129 | 0 | 0 | 0 | 0 | 0 | 0 | 0 | 0 | 0 | 0 | 4546914.1419 | 0 | 0 | 0 | 0 | 148983.3894 | 0 | 0 | 0 | 0 | 0 | 0 | 0 | 0 | 0 | 0 | 0 | 0 | 0 | 0
2016-04-28 15:00 | 0 | 0 | 0 | 0 | 0 | 609484.7139 | 441684 | 0 | 0 | 0 | 570500.4023 | 0 | 0 | 0 | 0 | 0 | 0 | 0 | 0 | 0 | 0 | 4561949.8138 | 0 | 0 | 0 | 0 | 148983.3894 | 0 | 0 | 0 | 0 | 0 | 0 | 0 | 0 | 0 | 0 | 0 | 18817.3245 | 0 | 0
2016-04-28 16:00 | 0 | 0 | 0 | 0 | 0 | 735151.0926 | 450834 | 0 | 0 | 0 | 719483.7916 | 0 | 0 | 0 | 0 | 0 | 0 | 116516.3787 | 0 | 0 | 0 | 4576985.4256 | 0 | 0 | 0 | 0 | 148983.3894 | 0 | 0 | 0 | 0 | 0 | 0 | 0 | 116516.3787 | 0 | 0 | 0 | 18817.3245 | 0 | 0
2016-04-28 17:00 | 0 | 0 | 0 | 0 | 0 | 750299.5636 | 458772 | 0 | 0 | 0 | 868467.181 | 0 | 0 | 0 | 0 | 0 | 0 | 240243.2285 | 0 | 0 | 0 | 4592020.9773 | 0 | 0 | 0 | 0 | 148983.3894 | 0 | 0 | 0 | 0 | 0 | 0 | 0 | 123726.8498 | 0 | 0 | 0 | 18817.3245 | 0 | 0
2016-04-28 18:00 | 0 | 0 | 0 | 0 | 0 | 694685.1979 | 465420 | 0 | 0 | 0 | 1017450.5704 | 0 | 0 | 0 | 0 | 0 | 0 | 301707.7125 | 0 | 0 | 0 | 4607056.4688 | 0 | 0 | 0 | 0 | 148983.3894 | 0 | 0 | 0 | 0 | 0 | 0 | 0 | 61464.4841 | 0 | 0 | 0 | 18817.3245 | 0 | 0
2016-04-28 19:00 | 0 | 0 | 0 | 0 | 0 | 730644.4139 | 469346 | 0 | 0 | 0 | 1166433.9597 | 0 | 0 | 0 | 0 | 0 | 0 | 395205.4126 | 0 | 0 | 0 | 4622091.9001 | 0 | 0 | 0 | 0 | 148983.3894 | 0 | 0 | 0 | 0 | 0 | 0 | 0 | 93497.7001 | 0 | 0 | 0 | 18817.3245 | 0 | 0
2016-04-28 20:00 | 0 | 0 | 0 | 0 | 0 | 715823.1064 | 472165 | 0 | 0 | 0 | 1315417.3491 | 0 | 0 | 0 | 0 | 0 | 0 | 471062.8051 | 0 | 0 | 0 | 4637127.2714 | 0 | 0 | 0 | 0 | 148983.3894 | 0 | 0 | 0 | 0 | 0 | 0 | 0 | 75857.3926 | 0 | 0 | 0 | 18817.3245 | 0 | 0
2016-04-28 21:00 | 0 | 0 | 0 | 0 | 0 | 684661.6356 | 474195 | 0 | 0 | 0 | 1464400.7385 | 0 | 0 | 0 | 0 | 0 | 0 | 513728.7269 | 0 | 0 | 0 | 4652162.5824 | 0 | 0 | 0 | 0 | 148983.3894 | 0 | 0 | 0 | 0 | 0 | 0 | 0 | 42665.9218 | 0 | 0 | 0 | 18817.3245 | 0 | 0
2016-04-28 22:00 | 0 | 0 | 0 | 0 | 0 | 627636.3041 | 471519 | 0 | 0 | 0 | 1613384.1279 | 0 | 0 | 0 | 0 | 0 | 0 | 513728.7269 | 0 | 0 | 0 | 4657851.1055 | 0 | 0 | 0 | 0 | 148983.3894 | 0 | 0 | 0 | 0 | 0 | 0 | 0 | 0 | 0 | 0 | 0 | 7133.9147 | 0 | 0
2016-04-28 23:00 | 0 | 0 | 0 | 0 | 0 | 515966.9803 | 466295 | 0 | 0 | 0 | 1663056.1082 | 0 | 0 | 0 | 0 | 0 | 0 | 513728.7269 | 0 | 0 | 0 | 4657832.4741 | 0 | 0 | 0 | 0 | 49671.9803 | 0 | 0 | 0 | 0 | 0 | 0 | 0 | 0 | 0 | 0 | 0 | 0 | 0 | 0
2016-04-29 | 0 | 0 | 0 | 0 | 0 | 356384.3504 | 464614 | 0 | 0 | 0 | 1554826.4586 | 0 | 0 | 0 | 0 | 0 | 0 | 513728.7269 | 0 | 0 | 0 | 4657813.8428 | 0 | 0 | 0 | 0 | -108229.6496 | 0 | 0 | 0 | 0 | 0 | 0 | 0 | 0 | 0 | 0 | 0 | 0 | 0 | 0
2016-04-29 01:00 | 0 | 0 | 0 | 0 | 56773.4947 | 120367.8964 | 457563 | 0 | 0 | 0 | 1405843.0692 | 0 | 0 | 0 | 0 | 0 | 0 | 382290.5074 | 0 | 0 | 0 | 4657795.2115 | 0 | 0 | 0 | 0 | -148983.3894 | 0 | 0 | 0 | 0 | 0 | 0 | 0 | -131438.2195 | 0 | 0 | 0 | 0 | 0 | 0
2016-04-29 02:00 | 0 | 0 | 0 | 0 | 420798.8708 | 2463.877 | 437103 | 0 | 0 | 0 | 1260564.5974 | 0 | 0 | 0 | 0 | 0 | 0 | 513728.7269 | 0 | 0 | 0 | 4657776.5804 | 0 | 0 | 0 | 0 | -145278.4718 | 0 | 0 | 0 | 0 | 0 | 0 | 0 | 131438.2195 | 0 | 0 | 0 | 0 | 0 | 0
2016-04-29 03:00 | 0 | 0 | 0 | 0 | 131569.3911 | 0 | 411991 | 0 | 0 | 0 | 1111581.2081 | 0 | 0 | 0 | 0 | 0 | 0 | 382290.5074 | 0 | 0 | 0 | 4657757.9493 | 0 | 0 | 0 | 0 | -148983.3894 | 0 | 0 | 0 | 0 | 0 | 0 | 0 | -131438.2195 | 0 | 0 | 0 | 0 | 0 | 0
2016-04-29 04:00 | 0 | 0 | 0 | 0 | 393209.9236 | 0 | 387942 | 0 | 0 | 0 | 985410.9122 | 0 | 0 | 0 | 0 | 0 | 0 | 513728.7269 | 0 | 0 | 0 | 4657739.3182 | 0 | 0 | 0 | 0 | -126170.2959 | 0 | 0 | 0 | 0 | 0 | 0 | 0 | 131438.2195 | 0 | 0 | 0 | 0 | 0 | 0
2016-04-29 05:00 | 0 | 0 | 0 | 0 | 87101.3911 | 0 | 367523 | 0 | 0 | 0 | 836427.5228 | 0 | 0 | 0 | 0 | 0 | 0 | 382290.5074 | 0 | 0 | 0 | 4657720.6873 | 0 | 0 | 0 | 0 | -148983.3894 | 0 | 0 | 0 | 0 | 0 | 0 | 0 | -131438.2195 | 0 | 0 | 0 | 0 | 0 | 0
2016-04-29 06:00 | 0 | 0 | 0 | 0 | 342749.2892 | 0 | 352398 | 0 | 0 | 0 | 958217.0315 | 0 | 0 | 0 | 0 | 0 | 0 | 250852.2879 | 0 | 0 | 0 | 4657702.0564 | 0 | 0 | 0 | 0 | 121789.5087 | 0 | 0 | 0 | 0 | 0 | 0 | 0 | -131438.2195 | 0 | 0 | 0 | 0 | 0 | 0
2016-04-29 07:00 | 0 | 0 | 0 | 0 | 63057.3911 | 0 | 343479 | 0 | 0 | 0 | 809233.6422 | 0 | 0 | 0 | 0 | 0 | 0 | 119414.0684 | 0 | 0 | 0 | 4657683.4256 | 0 | 0 | 0 | 0 | -148983.3894 | 0 | 0 | 0 | 0 | 0 | 0 | 0 | -131438.2195 | 0 | 0 | 0 | 0 | 0 | 0
2016-04-29 08:00 | 0 | 0 | 0 | 0 | 299148.8679 | 0 | 341591 | 0 | 0 | 0 | 660250.2528 | 0 | 0 | 0 | 0 | 0 | 0 | 225955.3256 | 0 | 0 | 0 | 4657664.7948 | 0 | 0 | 0 | 0 | -148983.3894 | 0 | 0 | 0 | 0 | 0 | 0 | 0 | 106541.2572 | 0 | 0 | 0 | 0 | 0 | 0
2016-04-29 09:00 | 0 | 0 | 0 | 0 | 281292.6245 | 0 | 348117 | 0 | 0 | 0 | 511266.8634 | 0 | 0 | 0 | 0 | 0 | 0 | 308114.3395 | 0 | 0 | 0 | 4657646.1642 | 0 | 0 | 0 | 0 | -148983.3894 | 0 | 0 | 0 | 0 | 0 | 0 | 0 | 82159.0138 | 0 | 0 | 0 | 0 | 0 | 0
2016-04-29 10:00 | 0 | 0 | 0 | 0 | 276113.2311 | 0 | 371354 | 0 | 0 | 0 | 547464.3141 | 0 | 0 | 0 | 0 | 0 | 0 | 176676.12 | 0 | 0 | 0 | 4657627.5336 | 0 | 0 | 0 | 0 | 36197.4506 | 0 | 0 | 0 | 0 | 0 | 0 | 0 | -131438.2195 | 0 | 0 | 0 | 0 | 0 | 0
2016-04-29 11:00 | 0 | 0 | 0 | 0 | 113391.3911 | 0 | 393813 | 0 | 0 | 0 | 398480.9247 | 0 | 0 | 0 | 0 | 0 | 0 | 45237.9005 | 0 | 0 | 0 | 4657608.9031 | 0 | 0 | 0 | 0 | -148983.3894 | 0 | 0 | 0 | 0 | 0 | 0 | 0 | -131438.2195 | 0 | 0 | 0 | 0 | 0 | 0
2016-04-29 12:00 | 0 | 0 | 0 | 0 | 260152.2262 | 9418.2784 | 409204 | 0 | 0 | 0 | 249497.5353 | 0 | 0 | 0 | 0 | 0 | 0 | 54587.7945 | 0 | 0 | 0 | 4657590.2727 | 0 | 0 | 0 | 0 | -148983.3894 | 0 | 0 | 0 | 0 | 0 | 0 | 0 | 9349.894 | 0 | 0 | 0 | 0 | 0 | 0
2016-04-29 13:00 | 0 | 0 | 0 | 0 | 0 | 247545.4572 | 422065 | 0 | 0 | 0 | 129565.787 | 0 | 0 | 0 | 0 | 0 | 0 | 0 | 0 | 0 | 0 | 4657571.6423 | 0 | 0 | 0 | 0 | -119931.7483 | 0 | 0 | 0 | 0 | 0 | 0 | 0 | -54587.7945 | 0 | 0 | 0 | 0 | 0 | 0
2016-04-29 14:00 | 0 | 0 | 0 | 0 | 61003.4833 | 523371.906 | 435392 | 0 | 0 | 0 | 278549.1764 | 0 | 0 | 0 | 0 | 0 | 0 | 0 | 0 | 0 | 0 | 4657553.012 | 0 | 0 | 0 | 0 | 148983.3894 | 0 | 0 | 0 | 0 | 0 | 0 | 0 | 0 | 0 | 0 | 0 | 0 | 0 | 0
2016-04-29 15:00 | 0 | 0 | 0 | 0 | 0 | 649548.187 | 444825 | 0 | 0 | 0 | 427532.5657 | 0 | 0 | 0 | 0 | 0 | 0 | 36922.4732 | 0 | 0 | 0 | 4672588.2414 | 0 | 0 | 0 | 0 | 148983.3894 | 0 | 0 | 0 | 0 | 0 | 0 | 0 | 36922.4732 | 0 | 0 | 0 | 18817.3245 | 0 | 0
2016-04-29 16:00 | 0 | 0 | 0 | 0 | 0 | 724827.8561 | 451813 | 0 | 0 | 0 | 576515.9551 | 0 | 0 | 0 | 0 | 0 | 0 | 142136.6154 | 0 | 0 | 0 | 4687623.4106 | 0 | 0 | 0 | 0 | 148983.3894 | 0 | 0 | 0 | 0 | 0 | 0 | 0 | 105214.1423 | 0 | 0 | 0 | 18817.3245 | 0 | 0
2016-04-29 17:00 | 0 | 0 | 0 | 0 | 0 | 729902.1839 | 458114 | 0 | 0 | 0 | 725499.3445 | 0 | 0 | 0 | 0 | 0 | 0 | 246124.0855 | 0 | 0 | 0 | 4702658.5197 | 0 | 0 | 0 | 0 | 148983.3894 | 0 | 0 | 0 | 0 | 0 | 0 | 0 | 103987.4701 | 0 | 0 | 0 | 18817.3245 | 0 | 0
2016-04-29 18:00 | 0 | 0 | 0 | 0 | 0 | 718788.9647 | 462240 | 0 | 0 | 0 | 874482.7338 | 0 | 0 | 0 | 0 | 0 | 0 | 334872.3363 | 0 | 0 | 0 | 4717693.5687 | 0 | 0 | 0 | 0 | 148983.3894 | 0 | 0 | 0 | 0 | 0 | 0 | 0 | 88748.2508 | 0 | 0 | 0 | 18817.3245 | 0 | 0
2016-04-29 19:00 | 0 | 0 | 0 | 0 | 0 | 705370.7206 | 463801 | 0 | 0 | 0 | 1023466.1232 | 0 | 0 | 0 | 0 | 0 | 0 | 408641.343 | 0 | 0 | 0 | 4732728.5575 | 0 | 0 | 0 | 0 | 148983.3894 | 0 | 0 | 0 | 0 | 0 | 0 | 0 | 73769.0067 | 0 | 0 | 0 | 18817.3245 | 0 | 0
2016-04-29 20:00 | 0 | 0 | 0 | 0 | 0 | 695331.1172 | 463626 | 0 | 0 | 0 | 1172449.5126 | 0 | 0 | 0 | 0 | 0 | 0 | 472545.7464 | 0 | 0 | 0 | 4747763.4861 | 0 | 0 | 0 | 0 | 148983.3894 | 0 | 0 | 0 | 0 | 0 | 0 | 0 | 63904.4034 | 0 | 0 | 0 | 18817.3245 | 0 | 0
2016-04-29 21:00 | 0 | 0 | 0 | 0 | 0 | 669771.6944 | 460788 | 0 | 0 | 0 | 1321432.902 | 0 | 0 | 0 | 0 | 0 | 0 | 513728.7269 | 0 | 0 | 0 | 4762798.3547 | 0 | 0 | 0 | 0 | 148983.3894 | 0 | 0 | 0 | 0 | 0 | 0 | 0 | 41182.9805 | 0 | 0 | 0 | 18817.3245 | 0 | 0
2016-04-29 22:00 | 0 | 0 | 0 | 0 | 0 | 618048.2268 | 453866 | 0 | 0 | 0 | 1470416.2913 | 0 | 0 | 0 | 0 | 0 | 0 | 513728.7269 | 0 | 0 | 0 | 4774938.3734 | 0 | 0 | 0 | 0 | 148983.3894 | 0 | 0 | 0 | 0 | 0 | 0 | 0 | 0 | 0 | 0 | 0 | 15198.8374 | 0 | 0
2016-04-29 23:00 | 0 | 0 | 0 | 0 | 0 | 521206.8777 | 445437 | 0 | 0 | 0 | 1546186.169 | 0 | 0 | 0 | 0 | 0 | 0 | 513728.7269 | 0 | 0 | 0 | 4774919.2737 | 0 | 0 | 0 | 0 | 75769.8777 | 0 | 0 | 0 | 0 | 0 | 0 | 0 | 0 | 0 | 0 | 0 | 0 | 0 | 0
2016-04-30 | 0 | 0 | 0 | 0 | 0 | 357921.8999 | 444156 | 0 | 0 | 0 | 1459952.0689 | 0 | 0 | 0 | 0 | 0 | 0 | 513728.7269 | 0 | 0 | 0 | 4774900.174 | 0 | 0 | 0 | 0 | -86234.1001 | 0 | 0 | 0 | 0 | 0 | 0 | 0 | 0 | 0 | 0 | 0 | 0 | 0 | 0
2016-04-30 01:00 | 0 | 0 | 0 | 0 | 35047.1246 | 123405.2665 | 438874 | 0 | 0 | 0 | 1310968.6795 | 0 | 0 | 0 | 0 | 0 | 0 | 382290.5074 | 0 | 0 | 0 | 4774881.0744 | 0 | 0 | 0 | 0 | -148983.3894 | 0 | 0 | 0 | 0 | 0 | 0 | 0 | -131438.2195 | 0 | 0 | 0 | 0 | 0 | 0
2016-04-30 02:00 | 0 | 0 | 0 | 0 | 139462.4158 | 2779.9753 | 422664 | 0 | 0 | 0 | 1161985.2902 | 0 | 0 | 0 | 0 | 0 | 0 | 250852.2879 | 0 | 0 | 0 | 4774861.9749 | 0 | 0 | 0 | 0 | -148983.3894 | 0 | 0 | 0 | 0 | 0 | 0 | 0 | -131438.2195 | 0 | 0 | 0 | 0 | 0 | 0
2016-04-30 03:00 | 0 | 0 | 0 | 0 | 493502.7546 | 0 | 402570 | 0 | 0 | 0 | 1121479.8252 | 0 | 0 | 0 | 0 | 0 | 0 | 382290.5074 | 0 | 0 | 0 | 4774842.8754 | 0 | 0 | 0 | 0 | -40505.4649 | 0 | 0 | 0 | 0 | 0 | 0 | 0 | 131438.2195 | 0 | 0 | 0 | 0 | 0 | 0
2016-04-30 04:00 | 0 | 0 | 0 | 0 | 100769.3911 | 0 | 381191 | 0 | 0 | 0 | 972496.4359 | 0 | 0 | 0 | 0 | 0 | 0 | 250852.2879 | 0 | 0 | 0 | 4774823.776 | 0 | 0 | 0 | 0 | -148983.3894 | 0 | 0 | 0 | 0 | 0 | 0 | 0 | -131438.2195 | 0 | 0 | 0 | 0 | 0 | 0
2016-04-30 05:00 | 0 | 0 | 0 | 0 | 81716.3911 | 0 | 362138 | 0 | 0 | 0 | 823513.0465 | 0 | 0 | 0 | 0 | 0 | 0 | 119414.0684 | 0 | 0 | 0 | 4774804.6767 | 0 | 0 | 0 | 0 | -148983.3894 | 0 | 0 | 0 | 0 | 0 | 0 | 0 | -131438.2195 | 0 | 0 | 0 | 0 | 0 | 0
2016-04-30 06:00 | 0 | 0 | 0 | 0 | 456860.5302 | 0 | 347527 | 0 | 0 | 0 | 801408.3572 | 0 | 0 | 0 | 0 | 0 | 0 | 250852.2879 | 0 | 0 | 0 | 4774785.5775 | 0 | 0 | 0 | 0 | -22104.6893 | 0 | 0 | 0 | 0 | 0 | 0 | 0 | 131438.2195 | 0 | 0 | 0 | 0 | 0 | 0
2016-04-30 07:00 | 0 | 0 | 0 | 0 | 57590.3911 | 0 | 338012 | 0 | 0 | 0 | 652424.9678 | 0 | 0 | 0 | 0 | 0 | 0 | 119414.0684 | 0 | 0 | 0 | 4774766.4784 | 0 | 0 | 0 | 0 | -148983.3894 | 0 | 0 | 0 | 0 | 0 | 0 | 0 | -131438.2195 | 0 | 0 | 0 | 0 | 0 | 0
2016-04-30 08:00 | 0 | 0 | 0 | 0 | 64178.5422 | 0 | 332576 | 0 | 0 | 0 | 503441.5784 | 0 | 0 | 0 | 0 | 0 | 0 | 0 | 0 | 0 | 0 | 4774747.3793 | 0 | 0 | 0 | 0 | -148983.3894 | 0 | 0 | 0 | 0 | 0 | 0 | 0 | -119414.0684 | 0 | 0 | 0 | 0 | 0 | 0
2016-04-30 09:00 | 0 | 0 | 0 | 0 | 429040.7862 | 0 | 332710 | 0 | 0 | 0 | 468334.1451 | 0 | 0 | 0 | 0 | 0 | 0 | 131438.2195 | 0 | 0 | 0 | 4774728.2803 | 0 | 0 | 0 | 0 | -35107.4333 | 0 | 0 | 0 | 0 | 0 | 0 | 0 | 131438.2195 | 0 | 0 | 0 | 0 | 0 | 0
2016-04-30 10:00 | 0 | 0 | 0 | 0 | 55740.3911 | 0 | 336162 | 0 | 0 | 0 | 319350.7558 | 0 | 0 | 0 | 0 | 0 | 0 | 0 | 0 | 0 | 0 | 4774709.1814 | 0 | 0 | 0 | 0 | -148983.3894 | 0 | 0 | 0 | 0 | 0 | 0 | 0 | -131438.2195 | 0 | 0 | 0 | 0 | 0 | 0
2016-04-30 11:00 | 0 | 0 | 0 | 0 | 397706.6395 | 0 | 344325 | 0 | 0 | 0 | 241294.1758 | 0 | 0 | 0 | 0 | 0 | 0 | 131438.2195 | 0 | 0 | 0 | 4774690.0826 | 0 | 0 | 0 | 0 | -78056.58 | 0 | 0 | 0 | 0 | 0 | 0 | 0 | 131438.2195 | 0 | 0 | 0 | 0 | 0 | 0
2016-04-30 12:00 | 0 | 0 | 0 | 0 | 61825.8304 | 17518.5607 | 359766 | 0 | 0 | 0 | 92310.7864 | 0 | 0 | 0 | 0 | 0 | 0 | 0 | 0 | 0 | 0 | 4774670.9838 | 0 | 0 | 0 | 0 | -148983.3894 | 0 | 0 | 0 | 0 | 0 | 0 | 0 | -131438.2195 | 0 | 0 | 0 | 0 | 0 | 0
2016-04-30 13:00 | 0 | 0 | 0 | 0 | 0 | 301223.267 | 376422 | 0 | 0 | 0 | 17112.0534 | 0 | 0 | 0 | 0 | 0 | 0 | 0 | 0 | 0 | 0 | 4774651.8851 | 0 | 0 | 0 | 0 | -75198.733 | 0 | 0 | 0 | 0 | 0 | 0 | 0 | 0 | 0 | 0 | 0 | 0 | 0 | 0
2016-04-30 14:00 | 0 | 0 | 0 | 0 | 0 | 557622.7139 | 389822 | 0 | 0 | 0 | 166095.4428 | 0 | 0 | 0 | 0 | 0 | 0 | 0 | 0 | 0 | 0 | 4789686.6461 | 0 | 0 | 0 | 0 | 148983.3894 | 0 | 0 | 0 | 0 | 0 | 0 | 0 | 0 | 0 | 0 | 0 | 18817.3245 | 0 | 0
2016-04-30 15:00 | 0 | 0 | 0 | 0 | 0 | 567899.7139 | 400099 | 0 | 0 | 0 | 315078.8322 | 0 | 0 | 0 | 0 | 0 | 0 | 0 | 0 | 0 | 0 | 4804721.3469 | 0 | 0 | 0 | 0 | 148983.3894 | 0 | 0 | 0 | 0 | 0 | 0 | 0 | 0 | 0 | 0 | 0 | 18817.3245 | 0 | 0
2016-04-30 16:00 | 0 | 0 | 0 | 0 | 0 | 705357.9334 | 406119 | 0 | 0 | 0 | 464062.2215 | 0 | 0 | 0 | 0 | 0 | 0 | 131438.2195 | 0 | 0 | 0 | 4819755.9876 | 0 | 0 | 0 | 0 | 148983.3894 | 0 | 0 | 0 | 0 | 0 | 0 | 0 | 131438.2195 | 0 | 0 | 0 | 18817.3245 | 0 | 0
2016-04-30 17:00 | 0 | 0 | 0 | 0 | 0 | 465635.1384 | 409523 | 0 | 0 | 0 | 613045.6109 | 0 | 0 | 0 | 0 | 0 | 0 | 19749.6441 | 0 | 0 | 0 | 4834790.5682 | 0 | 0 | 0 | 0 | 148983.3894 | 0 | 0 | 0 | 0 | 0 | 0 | 0 | -111688.5754 | 0 | 0 | 0 | 18817.3245 | 0 | 0
2016-04-30 18:00 | 0 | 0 | 0 | 0 | 0 | 710694.9334 | 411456 | 0 | 0 | 0 | 762029.0003 | 0 | 0 | 0 | 0 | 0 | 0 | 151187.8636 | 0 | 0 | 0 | 4849825.0886 | 0 | 0 | 0 | 0 | 148983.3894 | 0 | 0 | 0 | 0 | 0 | 0 | 0 | 131438.2195 | 0 | 0 | 0 | 18817.3245 | 0 | 0
2016-04-30 19:00 | 0 | 0 | 0 | 0 | 0 | 712707.9334 | 413469 | 0 | 0 | 0 | 911012.3896 | 0 | 0 | 0 | 0 | 0 | 0 | 282626.0831 | 0 | 0 | 0 | 4864859.5489 | 0 | 0 | 0 | 0 | 148983.3894 | 0 | 0 | 0 | 0 | 0 | 0 | 0 | 131438.2195 | 0 | 0 | 0 | 18817.3245 | 0 | 0
2016-04-30 20:00 | 0 | 0 | 0 | 0 | 0 | 707409.0887 | 416757 | 0 | 0 | 0 | 1059995.779 | 0 | 0 | 0 | 0 | 0 | 0 | 405477.4579 | 0 | 0 | 0 | 4879893.9491 | 0 | 0 | 0 | 0 | 148983.3894 | 0 | 0 | 0 | 0 | 0 | 0 | 0 | 122851.3748 | 0 | 0 | 0 | 18817.3245 | 0 | 0
2016-04-30 21:00 | 0 | 0 | 0 | 0 | 0 | 672750.6827 | 418294 | 0 | 0 | 0 | 1208979.1684 | 0 | 0 | 0 | 0 | 0 | 0 | 492133.4267 | 0 | 0 | 0 | 4894928.2891 | 0 | 0 | 0 | 0 | 148983.3894 | 0 | 0 | 0 | 0 | 0 | 0 | 0 | 86655.9688 | 0 | 0 | 0 | 18817.3245 | 0 | 0
2016-04-30 22:00 | 0 | 0 | 0 | 0 | 0 | 606412.0141 | 417016 | 0 | 0 | 0 | 1357962.5577 | 0 | 0 | 0 | 0 | 0 | 0 | 513728.7269 | 0 | 0 | 0 | 4909962.5689 | 0 | 0 | 0 | 0 | 148983.3894 | 0 | 0 | 0 | 0 | 0 | 0 | 0 | 21595.3002 | 0 | 0 | 0 | 18817.3245 | 0 | 0
2016-04-30 23:00 | 0 | 0 | 0 | 0 | 0 | 497445.2506 | 415549 | 0 | 0 | 0 | 1506945.9471 | 0 | 0 | 0 | 0 | 0 | 0 | 446641.5881 | 0 | 0 | 0 | 4909942.9291 | 0 | 0 | 0 | 0 | 148983.3894 | 0 | 0 | 0 | 0 | 0 | 0 | 0 | -67087.1388 | 0 | 0 | 0 | 0 | 0 | 0
2016-05-01 | 0 | 0 | 0 | 0 | 0 | 344097.1505 | 416916 | 0 | 0 | 0 | 1367039.9589 | 0 | 0 | 0 | 0 | 0 | 0 | 513728.7269 | 0 | 0 | 0 | 4909923.2893 | 0 | 0 | 0 | 0 | -139905.9882 | 0 | 0 | 0 | 0 | 0 | 0 | 0 | 67087.1388 | 0 | 0 | 0 | 0 | 0 | 0
2016-05-01 01:00 | 0 | 0 | 0 | 0 | 816.2526 | 131560.1385 | 412798 | 0 | 0 | 0 | 1218056.5695 | 0 | 0 | 0 | 0 | 0 | 0 | 382290.5074 | 0 | 0 | 0 | 4909903.6496 | 0 | 0 | 0 | 0 | -148983.3894 | 0 | 0 | 0 | 0 | 0 | 0 | 0 | -131438.2195 | 0 | 0 | 0 | 0 | 0 | 0
2016-05-01 02:00 | 0 | 0 | 0 | 0 | 117725.4414 | 3355.9497 | 401503 | 0 | 0 | 0 | 1069073.1801 | 0 | 0 | 0 | 0 | 0 | 0 | 250852.2879 | 0 | 0 | 0 | 4909884.01 | 0 | 0 | 0 | 0 | -148983.3894 | 0 | 0 | 0 | 0 | 0 | 0 | 0 | -131438.2195 | 0 | 0 | 0 | 0 | 0 | 0
2016-05-01 03:00 | 0 | 0 | 0 | 0 | 104938.3911 | 0 | 385360 | 0 | 0 | 0 | 920089.7908 | 0 | 0 | 0 | 0 | 0 | 0 | 119414.0684 | 0 | 0 | 0 | 4909864.3705 | 0 | 0 | 0 | 0 | -148983.3894 | 0 | 0 | 0 | 0 | 0 | 0 | 0 | -131438.2195 | 0 | 0 | 0 | 0 | 0 | 0
2016-05-01 04:00 | 0 | 0 | 0 | 0 | 348219.8301 | 0 | 365765 | 0 | 0 | 0 | 771106.4014 | 0 | 0 | 0 | 0 | 0 | 0 | 250852.2879 | 0 | 0 | 0 | 4909844.731 | 0 | 0 | 0 | 0 | -148983.3894 | 0 | 0 | 0 | 0 | 0 | 0 | 0 | 131438.2195 | 0 | 0 | 0 | 0 | 0 | 0
2016-05-01 05:00 | 0 | 0 | 0 | 0 | 186758.763 | 0 | 348049 | 0 | 0 | 0 | 741254.3839 | 0 | 0 | 0 | 0 | 0 | 0 | 119414.0684 | 0 | 0 | 0 | 4909825.0916 | 0 | 0 | 0 | 0 | -29852.0175 | 0 | 0 | 0 | 0 | 0 | 0 | 0 | -131438.2195 | 0 | 0 | 0 | 0 | 0 | 0
2016-05-01 06:00 | 0 | 0 | 0 | 0 | 542523.1216 | 0 | 335251 | 0 | 0 | 0 | 817088.286 | 0 | 0 | 0 | 0 | 0 | 0 | 250852.2879 | 0 | 0 | 0 | 4909805.4523 | 0 | 0 | 0 | 0 | 75833.9021 | 0 | 0 | 0 | 0 | 0 | 0 | 0 | 131438.2195 | 0 | 0 | 0 | 0 | 0 | 0
2016-05-01 07:00 | 0 | 0 | 0 | 0 | 45975.3911 | 0 | 326397 | 0 | 0 | 0 | 668104.8967 | 0 | 0 | 0 | 0 | 0 | 0 | 119414.0684 | 0 | 0 | 0 | 4909785.8131 | 0 | 0 | 0 | 0 | -148983.3894 | 0 | 0 | 0 | 0 | 0 | 0 | 0 | -131438.2195 | 0 | 0 | 0 | 0 | 0 | 0
2016-05-01 08:00 | 0 | 0 | 0 | 0 | 53137.5422 | 0 | 321535 | 0 | 0 | 0 | 519121.5073 | 0 | 0 | 0 | 0 | 0 | 0 | 0 | 0 | 0 | 0 | 4909766.174 | 0 | 0 | 0 | 0 | -148983.3894 | 0 | 0 | 0 | 0 | 0 | 0 | 0 | -119414.0684 | 0 | 0 | 0 | 0 | 0 | 0
2016-05-01 09:00 | 0 | 0 | 0 | 0 | 301653.8301 | 0 | 319199 | 0 | 0 | 0 | 370138.1179 | 0 | 0 | 0 | 0 | 0 | 0 | 131438.2195 | 0 | 0 | 0 | 4909746.5349 | 0 | 0 | 0 | 0 | -148983.3894 | 0 | 0 | 0 | 0 | 0 | 0 | 0 | 131438.2195 | 0 | 0 | 0 | 0 | 0 | 0
2016-05-01 10:00 | 0 | 0 | 0 | 0 | 42669.3911 | 0 | 323091 | 0 | 0 | 0 | 221154.7286 | 0 | 0 | 0 | 0 | 0 | 0 | 0 | 0 | 0 | 0 | 4909726.8959 | 0 | 0 | 0 | 0 | -148983.3894 | 0 | 0 | 0 | 0 | 0 | 0 | 0 | -131438.2195 | 0 | 0 | 0 | 0 | 0 | 0
2016-05-01 11:00 | 0 | 0 | 0 | 0 | 179877.6106 | 0 | 328861 | 0 | 0 | 0 | 72171.3392 | 0 | 0 | 0 | 0 | 0 | 0 | 0 | 0 | 0 | 0 | 4909707.257 | 0 | 0 | 0 | 0 | -148983.3894 | 0 | 0 | 0 | 0 | 0 | 0 | 0 | 0 | 0 | 0 | 0 | 0 | 0 | 0
2016-05-01 12:00 | 0 | 0 | 0 | 0 | 375991.6068 | 27033.2736 | 343758 | 0 | 0 | 0 | 0 | 0 | 0 | 0 | 0 | 0 | 0 | 131438.2195 | 0 | 0 | 0 | 4909687.6182 | 0 | 0 | 0 | 0 | -72171.3392 | 0 | 0 | 0 | 0 | 0 | 0 | 0 | 131438.2195 | 0 | 0 | 0 | 0 | 0 | 0
2016-05-01 13:00 | 0 | 0 | 0 | 0 | 0 | 280670.089 | 362462 | 0 | 0 | 0 | 49646.3085 | 0 | 0 | 0 | 0 | 0 | 0 | 0 | 0 | 0 | 0 | 4909667.9794 | 0 | 0 | 0 | 0 | 49646.3085 | 0 | 0 | 0 | 0 | 0 | 0 | 0 | -131438.2195 | 0 | 0 | 0 | 0 | 0 | 0
2016-05-01 14:00 | 0 | 0 | 0 | 0 | 0 | 546051.7139 | 378251 | 0 | 0 | 0 | 198629.6978 | 0 | 0 | 0 | 0 | 0 | 0 | 0 | 0 | 0 | 0 | 4924702.2004 | 0 | 0 | 0 | 0 | 148983.3894 | 0 | 0 | 0 | 0 | 0 | 0 | 0 | 0 | 0 | 0 | 0 | 18817.3245 | 0 | 0
2016-05-01 15:00 | 0 | 0 | 0 | 0 | 0 | 557923.7139 | 390123 | 0 | 0 | 0 | 347613.0872 | 0 | 0 | 0 | 0 | 0 | 0 | 0 | 0 | 0 | 0 | 4939736.3611 | 0 | 0 | 0 | 0 | 148983.3894 | 0 | 0 | 0 | 0 | 0 | 0 | 0 | 0 | 0 | 0 | 0 | 18817.3245 | 0 | 0
2016-05-01 16:00 | 0 | 0 | 0 | 0 | 0 | 699731.9334 | 400493 | 0 | 0 | 0 | 496596.4766 | 0 | 0 | 0 | 0 | 0 | 0 | 131438.2195 | 0 | 0 | 0 | 4954770.4618 | 0 | 0 | 0 | 0 | 148983.3894 | 0 | 0 | 0 | 0 | 0 | 0 | 0 | 131438.2195 | 0 | 0 | 0 | 18817.3245 | 0 | 0
2016-05-01 17:00 | 0 | 0 | 0 | 0 | 0 | 443716.4943 | 407354 | 0 | 0 | 0 | 645579.866 | 0 | 0 | 0 | 0 | 0 | 0 | 0 | 0 | 0 | 0 | 4969804.5023 | 0 | 0 | 0 | 0 | 148983.3894 | 0 | 0 | 0 | 0 | 0 | 0 | 0 | -131438.2195 | 0 | 0 | 0 | 18817.3245 | 0 | 0
2016-05-01 18:00 | 0 | 0 | 0 | 0 | 0 | 711165.9334 | 411927 | 0 | 0 | 0 | 794563.2553 | 0 | 0 | 0 | 0 | 0 | 0 | 131438.2195 | 0 | 0 | 0 | 4984838.4826 | 0 | 0 | 0 | 0 | 148983.3894 | 0 | 0 | 0 | 0 | 0 | 0 | 0 | 131438.2195 | 0 | 0 | 0 | 18817.3245 | 0 | 0
2016-05-01 19:00 | 0 | 0 | 0 | 0 | 0 | 713447.9334 | 414209 | 0 | 0 | 0 | 943546.6447 | 0 | 0 | 0 | 0 | 0 | 0 | 262876.439 | 0 | 0 | 0 | 4999872.4029 | 0 | 0 | 0 | 0 | 148983.3894 | 0 | 0 | 0 | 0 | 0 | 0 | 0 | 131438.2195 | 0 | 0 | 0 | 18817.3245 | 0 | 0
2016-05-01 20:00 | 0 | 0 | 0 | 0 | 0 | 720437.9334 | 421199 | 0 | 0 | 0 | 1092530.0341 | 0 | 0 | 0 | 0 | 0 | 0 | 394314.6585 | 0 | 0 | 0 | 5014906.263 | 0 | 0 | 0 | 0 | 148983.3894 | 0 | 0 | 0 | 0 | 0 | 0 | 0 | 131438.2195 | 0 | 0 | 0 | 18817.3245 | 0 | 0
2016-05-01 21:00 | 0 | 0 | 0 | 0 | 0 | 636301.8685 | 424474 | 0 | 0 | 0 | 1241513.4234 | 0 | 0 | 0 | 0 | 0 | 0 | 438341.8131 | 0 | 0 | 0 | 5029940.0629 | 0 | 0 | 0 | 0 | 148983.3894 | 0 | 0 | 0 | 0 | 0 | 0 | 0 | 44027.1546 | 0 | 0 | 0 | 18817.3245 | 0 | 0
2016-05-01 22:00 | 0 | 0 | 0 | 0 | 0 | 669004.6276 | 425817 | 0 | 0 | 0 | 1390496.8128 | 0 | 0 | 0 | 0 | 0 | 0 | 513728.7269 | 0 | 0 | 0 | 5044973.8028 | 0 | 0 | 0 | 0 | 148983.3894 | 0 | 0 | 0 | 0 | 0 | 0 | 0 | 75386.9138 | 0 | 0 | 0 | 18817.3245 | 0 | 0
2016-05-01 23:00 | 0 | 0 | 0 | 0 | 0 | 568466.4352 | 426115 | 0 | 0 | 0 | 1539480.2022 | 0 | 0 | 0 | 0 | 0 | 0 | 507096.7727 | 0 | 0 | 0 | 5044953.6229 | 0 | 0 | 0 | 0 | 148983.3894 | 0 | 0 | 0 | 0 | 0 | 0 | 0 | -6631.9542 | 0 | 0 | 0 | 0 | 0 | 0
2016-05-02 | 0 | 0 | 0 | 0 | 39086.414 | 408432.7559 | 429974 | 0 | 0 | 0 | 1688463.5916 | 0 | 0 | 0 | 0 | 0 | 0 | 375658.5532 | 0 | 0 | 0 | 5044933.4431 | 0 | 0 | 0 | 0 | 148983.3894 | 0 | 0 | 0 | 0 | 0 | 0 | 0 | -131438.2195 | 0 | 0 | 0 | 0 | 0 | 0
2016-05-02 01:00 | 0 | 0 | 0 | 0 | 95898.289 | 167439.4548 | 426880 | 0 | 0 | 0 | 1539480.2022 | 0 | 0 | 0 | 0 | 0 | 0 | 361099.6864 | 0 | 0 | 0 | 5044913.2633 | 0 | 0 | 0 | 0 | -148983.3894 | 0 | 0 | 0 | 0 | 0 | 0 | 0 | -14558.8668 | 0 | 0 | 0 | 0 | 0 | 0
2016-05-02 02:00 | 0 | 0 | 0 | 0 | 193972.9037 | 3911.9937 | 411645 | 0 | 0 | 0 | 1390496.8128 | 0 | 0 | 0 | 0 | 0 | 0 | 296322.9732 | 0 | 0 | 0 | 5044893.0837 | 0 | 0 | 0 | 0 | -148983.3894 | 0 | 0 | 0 | 0 | 0 | 0 | 0 | -64776.7132 | 0 | 0 | 0 | 0 | 0 | 0
2016-05-02 03:00 | 0 | 0 | 0 | 0 | 108554.3911 | 0 | 388976 | 0 | 0 | 0 | 1241513.4234 | 0 | 0 | 0 | 0 | 0 | 0 | 164884.7537 | 0 | 0 | 0 | 5044872.9041 | 0 | 0 | 0 | 0 | -148983.3894 | 0 | 0 | 0 | 0 | 0 | 0 | 0 | -131438.2195 | 0 | 0 | 0 | 0 | 0 | 0
2016-05-02 04:00 | 0 | 0 | 0 | 0 | 185699.0764 | 0 | 368129 | 0 | 0 | 0 | 1092530.0341 | 0 | 0 | 0 | 0 | 0 | 0 | 131438.2195 | 0 | 0 | 0 | 5044852.7246 | 0 | 0 | 0 | 0 | -148983.3894 | 0 | 0 | 0 | 0 | 0 | 0 | 0 | -33446.5342 | 0 | 0 | 0 | 0 | 0 | 0
2016-05-02 05:00 | 0 | 0 | 0 | 0 | 69138.3911 | 0 | 349560 | 0 | 0 | 0 | 943546.6447 | 0 | 0 | 0 | 0 | 0 | 0 | 0 | 0 | 0 | 0 | 5044832.5452 | 0 | 0 | 0 | 0 | -148983.3894 | 0 | 0 | 0 | 0 | 0 | 0 | 0 | -131438.2195 | 0 | 0 | 0 | 0 | 0 | 0
2016-05-02 06:00 | 0 | 0 | 0 | 0 | 239910.8104 | 0 | 337193 | 0 | 0 | 0 | 794563.2553 | 0 | 0 | 0 | 0 | 0 | 0 | 51701.1997 | 0 | 0 | 0 | 5044812.3659 | 0 | 0 | 0 | 0 | -148983.3894 | 0 | 0 | 0 | 0 | 0 | 0 | 0 | 51701.1997 | 0 | 0 | 0 | 0 | 0 | 0
2016-05-02 07:00 | 0 | 0 | 0 | 0 | 283797.2442 | 0 | 329807 | 0 | 0 | 0 | 645579.866 | 0 | 0 | 0 | 0 | 0 | 0 | 154674.8333 | 0 | 0 | 0 | 5044792.1866 | 0 | 0 | 0 | 0 | -148983.3894 | 0 | 0 | 0 | 0 | 0 | 0 | 0 | 102973.6335 | 0 | 0 | 0 | 0 | 0 | 0
2016-05-02 08:00 | 0 | 0 | 0 | 0 | 48887.3911 | 0 | 329309 | 0 | 0 | 0 | 496596.4766 | 0 | 0 | 0 | 0 | 0 | 0 | 23236.6138 | 0 | 0 | 0 | 5044772.0074 | 0 | 0 | 0 | 0 | -148983.3894 | 0 | 0 | 0 | 0 | 0 | 0 | 0 | -131438.2195 | 0 | 0 | 0 | 0 | 0 | 0
2016-05-02 09:00 | 0 | 0 | 0 | 0 | 354976.3062 | 0 | 339137 | 0 | 0 | 0 | 380997.5633 | 0 | 0 | 0 | 0 | 0 | 0 | 154674.8333 | 0 | 0 | 0 | 5044751.8284 | 0 | 0 | 0 | 0 | -115598.9133 | 0 | 0 | 0 | 0 | 0 | 0 | 0 | 131438.2195 | 0 | 0 | 0 | 0 | 0 | 0
2016-05-02 10:00 | 0 | 0 | 0 | 0 | 84171.3911 | 0 | 364593 | 0 | 0 | 0 | 232014.1739 | 0 | 0 | 0 | 0 | 0 | 0 | 23236.6138 | 0 | 0 | 0 | 5044731.6493 | 0 | 0 | 0 | 0 | -148983.3894 | 0 | 0 | 0 | 0 | 0 | 0 | 0 | -131438.2195 | 0 | 0 | 0 | 0 | 0 | 0
2016-05-02 11:00 | 0 | 0 | 0 | 0 | 397572.6934 | 0 | 388475 | 0 | 0 | 0 | 264348.481 | 0 | 0 | 0 | 0 | 0 | 0 | 0 | 0 | 0 | 0 | 5044711.4704 | 0 | 0 | 0 | 0 | 32334.3071 | 0 | 0 | 0 | 0 | 0 | 0 | 0 | -23236.6138 | 0 | 0 | 0 | 0 | 0 | 0
2016-05-02 12:00 | 0 | 0 | 0 | 0 | 212895.1641 | 43534.4465 | 405413 | 0 | 0 | 0 | 115365.0916 | 0 | 0 | 0 | 0 | 0 | 0 | 0 | 0 | 0 | 0 | 5044691.2916 | 0 | 0 | 0 | 0 | -148983.3894 | 0 | 0 | 0 | 0 | 0 | 0 | 0 | 0 | 0 | 0 | 0 | 0 | 0 | 0
2016-05-02 13:00 | 0 | 0 | 0 | 0 | 0 | 379392.5777 | 418102 | 0 | 0 | 0 | 76655.6693 | 0 | 0 | 0 | 0 | 0 | 0 | 0 | 0 | 0 | 0 | 5044671.1128 | 0 | 0 | 0 | 0 | -38709.4223 | 0 | 0 | 0 | 0 | 0 | 0 | 0 | 0 | 0 | 0 | 0 | 0 | 0 | 0
2016-05-02 14:00 | 0 | 0 | 0 | 0 | 0 | 598931.7139 | 431131 | 0 | 0 | 0 | 225639.0587 | 0 | 0 | 0 | 0 | 0 | 0 | 0 | 0 | 0 | 0 | 5059704.7937 | 0 | 0 | 0 | 0 | 148983.3894 | 0 | 0 | 0 | 0 | 0 | 0 | 0 | 0 | 0 | 0 | 0 | 18817.3245 | 0 | 0
2016-05-02 15:00 | 0 | 0 | 0 | 0 | 0 | 608605.7139 | 440805 | 0 | 0 | 0 | 374622.448 | 0 | 0 | 0 | 0 | 0 | 0 | 0 | 0 | 0 | 0 | 5074738.4145 | 0 | 0 | 0 | 0 | 148983.3894 | 0 | 0 | 0 | 0 | 0 | 0 | 0 | 0 | 0 | 0 | 0 | 18817.3245 | 0 | 0
2016-05-02 16:00 | 0 | 0 | 0 | 0 | 0 | 745383.9334 | 446145 | 0 | 0 | 0 | 523605.8374 | 0 | 0 | 0 | 0 | 0 | 0 | 131438.2195 | 0 | 0 | 0 | 5089771.9751 | 0 | 0 | 0 | 0 | 148983.3894 | 0 | 0 | 0 | 0 | 0 | 0 | 0 | 131438.2195 | 0 | 0 | 0 | 18817.3245 | 0 | 0
2016-05-02 17:00 | 0 | 0 | 0 | 0 | 0 | 513274.7679 | 451006 | 0 | 0 | 0 | 672589.2268 | 0 | 0 | 0 | 0 | 0 | 0 | 25906.2736 | 0 | 0 | 0 | 5104805.4756 | 0 | 0 | 0 | 0 | 148983.3894 | 0 | 0 | 0 | 0 | 0 | 0 | 0 | -105531.9459 | 0 | 0 | 0 | 18817.3245 | 0 | 0
2016-05-02 18:00 | 0 | 0 | 0 | 0 | 0 | 753859.9334 | 454621 | 0 | 0 | 0 | 821572.6162 | 0 | 0 | 0 | 0 | 0 | 0 | 157344.4931 | 0 | 0 | 0 | 5119838.916 | 0 | 0 | 0 | 0 | 148983.3894 | 0 | 0 | 0 | 0 | 0 | 0 | 0 | 131438.2195 | 0 | 0 | 0 | 18817.3245 | 0 | 0
2016-05-02 19:00 | 0 | 0 | 0 | 0 | 0 | 491117.4943 | 454755 | 0 | 0 | 0 | 970556.0055 | 0 | 0 | 0 | 0 | 0 | 0 | 25906.2736 | 0 | 0 | 0 | 5134872.2962 | 0 | 0 | 0 | 0 | 148983.3894 | 0 | 0 | 0 | 0 | 0 | 0 | 0 | -131438.2195 | 0 | 0 | 0 | 18817.3245 | 0 | 0
2016-05-02 20:00 | 0 | 0 | 0 | 0 | 0 | 754043.9334 | 454805 | 0 | 0 | 0 | 1119539.3949 | 0 | 0 | 0 | 0 | 0 | 0 | 157344.4931 | 0 | 0 | 0 | 5149905.6163 | 0 | 0 | 0 | 0 | 148983.3894 | 0 | 0 | 0 | 0 | 0 | 0 | 0 | 131438.2195 | 0 | 0 | 0 | 18817.3245 | 0 | 0
2016-05-02 21:00 | 0 | 0 | 0 | 0 | 0 | 753493.9334 | 454255 | 0 | 0 | 0 | 1268522.7843 | 0 | 0 | 0 | 0 | 0 | 0 | 288782.7126 | 0 | 0 | 0 | 5164938.8763 | 0 | 0 | 0 | 0 | 148983.3894 | 0 | 0 | 0 | 0 | 0 | 0 | 0 | 131438.2195 | 0 | 0 | 0 | 18817.3245 | 0 | 0
2016-05-02 22:00 | 0 | 0 | 0 | 0 | 0 | 751497.9334 | 452259 | 0 | 0 | 0 | 1417506.1736 | 0 | 0 | 0 | 0 | 0 | 0 | 420220.9321 | 0 | 0 | 0 | 5179972.0761 | 0 | 0 | 0 | 0 | 148983.3894 | 0 | 0 | 0 | 0 | 0 | 0 | 0 | 131438.2195 | 0 | 0 | 0 | 18817.3245 | 0 | 0
2016-05-02 23:00 | 0 | 0 | 0 | 0 | 0 | 711864.5087 | 450556 | 0 | 0 | 0 | 1566489.563 | 0 | 0 | 0 | 0 | 0 | 0 | 513728.7269 | 0 | 0 | 0 | 5195005.2158 | 0 | 0 | 0 | 0 | 148983.3894 | 0 | 0 | 0 | 0 | 0 | 0 | 0 | 93507.7948 | 0 | 0 | 0 | 18817.3245 | 0 | 0
2016-05-03 | 0 | 0 | 0 | 0 | 0 | 526793.5019 | 452680 | 0 | 0 | 0 | 1715472.9524 | 0 | 0 | 0 | 0 | 0 | 0 | 438858.8394 | 0 | 0 | 0 | 5194984.4358 | 0 | 0 | 0 | 0 | 148983.3894 | 0 | 0 | 0 | 0 | 0 | 0 | 0 | -74869.8875 | 0 | 0 | 0 | 0 | 0 | 0
2016-05-03 01:00 | 0 | 0 | 0 | 0 | 128892.5626 | 198476.341 | 448063 | 0 | 0 | 0 | 1639323.0369 | 0 | 0 | 0 | 0 | 0 | 0 | 394314.6585 | 0 | 0 | 0 | 5194963.6558 | 0 | 0 | 0 | 0 | -76149.9155 | 0 | 0 | 0 | 0 | 0 | 0 | 0 | -44544.1809 | 0 | 0 | 0 | 0 | 0 | 0
2016-05-03 02:00 | 0 | 0 | 0 | 0 | 138108.0675 | 3933.9722 | 427991 | 0 | 0 | 0 | 1490339.6475 | 0 | 0 | 0 | 0 | 0 | 0 | 262876.439 | 0 | 0 | 0 | 5185412.9597 | 0 | 0 | 0 | 0 | -148983.3894 | 0 | 0 | 0 | 0 | 0 | 0 | 0 | -131438.2195 | 0 | 0 | 0 | 0 | 9529.9163 | 0
2016-05-03 03:00 | 0 | 0 | 0 | 0 | 157792.9405 | 0 | 402380 | 0 | 0 | 0 | 1377190.8076 | 0 | 0 | 0 | 0 | 0 | 0 | 131438.2195 | 0 | 0 | 0 | 5185392.218 | 0 | 0 | 0 | 0 | -113148.84 | 0 | 0 | 0 | 0 | 0 | 0 | 0 | -131438.2195 | 0 | 0 | 0 | 0 | 0 | 0
2016-05-03 04:00 | 0 | 0 | 0 | 0 | 97614.3911 | 0 | 378036 | 0 | 0 | 0 | 1228207.4182 | 0 | 0 | 0 | 0 | 0 | 0 | 0 | 0 | 0 | 0 | 5185371.4765 | 0 | 0 | 0 | 0 | -148983.3894 | 0 | 0 | 0 | 0 | 0 | 0 | 0 | -131438.2195 | 0 | 0 | 0 | 0 | 0 | 0
2016-05-03 05:00 | 0 | 0 | 0 | 0 | 241565.6071 | 0 | 359393 | 0 | 0 | 0 | 1079224.0288 | 0 | 0 | 0 | 0 | 0 | 0 | 31155.9964 | 0 | 0 | 0 | 5185350.735 | 0 | 0 | 0 | 0 | -148983.3894 | 0 | 0 | 0 | 0 | 0 | 0 | 0 | 31155.9964 | 0 | 0 | 0 | 0 | 0 | 0
2016-05-03 06:00 | 0 | 0 | 0 | 0 | 164356.6142 | 0 | 344496 | 0 | 0 | 0 | 930240.6394 | 0 | 0 | 0 | 0 | 0 | 0 | 0 | 0 | 0 | 0 | 5185329.9936 | 0 | 0 | 0 | 0 | -148983.3894 | 0 | 0 | 0 | 0 | 0 | 0 | 0 | -31155.9964 | 0 | 0 | 0 | 0 | 0 | 0
2016-05-03 07:00 | 0 | 0 | 0 | 0 | 331641.2802 | 0 | 336170 | 0 | 0 | 0 | 794273.7002 | 0 | 0 | 0 | 0 | 0 | 0 | 131438.2195 | 0 | 0 | 0 | 5185309.2523 | 0 | 0 | 0 | 0 | -135966.9393 | 0 | 0 | 0 | 0 | 0 | 0 | 0 | 131438.2195 | 0 | 0 | 0 | 0 | 0 | 0
2016-05-03 08:00 | 0 | 0 | 0 | 0 | 54201.3911 | 0 | 334623 | 0 | 0 | 0 | 645290.3108 | 0 | 0 | 0 | 0 | 0 | 0 | 0 | 0 | 0 | 0 | 5185288.511 | 0 | 0 | 0 | 0 | -148983.3894 | 0 | 0 | 0 | 0 | 0 | 0 | 0 | -131438.2195 | 0 | 0 | 0 | 0 | 0 | 0
2016-05-03 09:00 | 0 | 0 | 0 | 0 | 356624.5951 | 0 | 343487 | 0 | 0 | 0 | 526989.6864 | 0 | 0 | 0 | 0 | 0 | 0 | 131438.2195 | 0 | 0 | 0 | 5185267.7699 | 0 | 0 | 0 | 0 | -118300.6244 | 0 | 0 | 0 | 0 | 0 | 0 | 0 | 131438.2195 | 0 | 0 | 0 | 0 | 0 | 0
2016-05-03 10:00 | 0 | 0 | 0 | 0 | 86335.3911 | 0 | 366757 | 0 | 0 | 0 | 378006.297 | 0 | 0 | 0 | 0 | 0 | 0 | 0 | 0 | 0 | 0 | 5185247.0288 | 0 | 0 | 0 | 0 | -148983.3894 | 0 | 0 | 0 | 0 | 0 | 0 | 0 | -131438.2195 | 0 | 0 | 0 | 0 | 0 | 0
2016-05-03 11:00 | 0 | 0 | 0 | 0 | 369780.6749 | 0 | 390360 | 0 | 0 | 0 | 229022.9077 | 0 | 0 | 0 | 0 | 0 | 0 | 128404.0643 | 0 | 0 | 0 | 5185226.2878 | 0 | 0 | 0 | 0 | -148983.3894 | 0 | 0 | 0 | 0 | 0 | 0 | 0 | 128404.0643 | 0 | 0 | 0 | 0 | 0 | 0
2016-05-03 12:00 | 0 | 0 | 0 | 0 | 83523.1902 | 44131.3561 | 405042 | 0 | 0 | 0 | 80039.5183 | 0 | 0 | 0 | 0 | 0 | 0 | 0 | 0 | 0 | 0 | 5185205.5469 | 0 | 0 | 0 | 0 | -148983.3894 | 0 | 0 | 0 | 0 | 0 | 0 | 0 | -128404.0643 | 0 | 0 | 0 | 0 | 0 | 0
2016-05-03 13:00 | 0 | 0 | 0 | 0 | 0 | 379699.0666 | 415297 | 0 | 0 | 0 | 44441.5849 | 0 | 0 | 0 | 0 | 0 | 0 | 0 | 0 | 0 | 0 | 5185184.8061 | 0 | 0 | 0 | 0 | -35597.9334 | 0 | 0 | 0 | 0 | 0 | 0 | 0 | 0 | 0 | 0 | 0 | 0 | 0 | 0
2016-05-03 14:00 | 0 | 0 | 0 | 0 | 0 | 593281.7139 | 425481 | 0 | 0 | 0 | 193424.9743 | 0 | 0 | 0 | 0 | 0 | 0 | 0 | 0 | 0 | 0 | 5200217.9249 | 0 | 0 | 0 | 0 | 148983.3894 | 0 | 0 | 0 | 0 | 0 | 0 | 0 | 0 | 0 | 0 | 0 | 18817.3245 | 0 | 0
2016-05-03 15:00 | 0 | 0 | 0 | 0 | 0 | 600900.7139 | 433100 | 0 | 0 | 0 | 342408.3637 | 0 | 0 | 0 | 0 | 0 | 0 | 0 | 0 | 0 | 0 | 5215250.9836 | 0 | 0 | 0 | 0 | 148983.3894 | 0 | 0 | 0 | 0 | 0 | 0 | 0 | 0 | 0 | 0 | 0 | 18817.3245 | 0 | 0
2016-05-03 16:00 | 0 | 0 | 0 | 0 | 0 | 738039.9334 | 438801 | 0 | 0 | 0 | 491391.753 | 0 | 0 | 0 | 0 | 0 | 0 | 131438.2195 | 0 | 0 | 0 | 5230283.9822 | 0 | 0 | 0 | 0 | 148983.3894 | 0 | 0 | 0 | 0 | 0 | 0 | 0 | 131438.2195 | 0 | 0 | 0 | 18817.3245 | 0 | 0
2016-05-03 17:00 | 0 | 0 | 0 | 0 | 0 | 480583.4943 | 444221 | 0 | 0 | 0 | 640375.1424 | 0 | 0 | 0 | 0 | 0 | 0 | 0 | 0 | 0 | 0 | 5245316.9207 | 0 | 0 | 0 | 0 | 148983.3894 | 0 | 0 | 0 | 0 | 0 | 0 | 0 | -131438.2195 | 0 | 0 | 0 | 18817.3245 | 0 | 0
2016-05-03 18:00 | 0 | 0 | 0 | 0 | 0 | 748183.9334 | 448945 | 0 | 0 | 0 | 789358.5318 | 0 | 0 | 0 | 0 | 0 | 0 | 131438.2195 | 0 | 0 | 0 | 5260349.799 | 0 | 0 | 0 | 0 | 148983.3894 | 0 | 0 | 0 | 0 | 0 | 0 | 0 | 131438.2195 | 0 | 0 | 0 | 18817.3245 | 0 | 0
2016-05-03 19:00 | 0 | 0 | 0 | 0 | 0 | 751435.9334 | 452197 | 0 | 0 | 0 | 938341.9211 | 0 | 0 | 0 | 0 | 0 | 0 | 262876.439 | 0 | 0 | 0 | 5275382.6172 | 0 | 0 | 0 | 0 | 148983.3894 | 0 | 0 | 0 | 0 | 0 | 0 | 0 | 131438.2195 | 0 | 0 | 0 | 18817.3245 | 0 | 0
2016-05-03 20:00 | 0 | 0 | 0 | 0 | 0 | 526509.9168 | 453611 | 0 | 0 | 0 | 1087325.3105 | 0 | 0 | 0 | 0 | 0 | 0 | 167974.642 | 0 | 0 | 0 | 5290415.3752 | 0 | 0 | 0 | 0 | 148983.3894 | 0 | 0 | 0 | 0 | 0 | 0 | 0 | -94901.7971 | 0 | 0 | 0 | 18817.3245 | 0 | 0
2016-05-03 21:00 | 0 | 0 | 0 | 0 | 0 | 755223.9334 | 455985 | 0 | 0 | 0 | 1236308.6999 | 0 | 0 | 0 | 0 | 0 | 0 | 299412.8615 | 0 | 0 | 0 | 5305448.0732 | 0 | 0 | 0 | 0 | 148983.3894 | 0 | 0 | 0 | 0 | 0 | 0 | 0 | 131438.2195 | 0 | 0 | 0 | 18817.3245 | 0 | 0
2016-05-03 22:00 | 0 | 0 | 0 | 0 | 0 | 752891.9334 | 453653 | 0 | 0 | 0 | 1385292.0893 | 0 | 0 | 0 | 0 | 0 | 0 | 430851.081 | 0 | 0 | 0 | 5320480.711 | 0 | 0 | 0 | 0 | 148983.3894 | 0 | 0 | 0 | 0 | 0 | 0 | 0 | 131438.2195 | 0 | 0 | 0 | 18817.3245 | 0 | 0
2016-05-03 23:00 | 0 | 0 | 0 | 0 | 0 | 700812.3598 | 450134 | 0 | 0 | 0 | 1534275.4786 | 0 | 0 | 0 | 0 | 0 | 0 | 513728.7269 | 0 | 0 | 0 | 5335513.2886 | 0 | 0 | 0 | 0 | 148983.3894 | 0 | 0 | 0 | 0 | 0 | 0 | 0 | 82877.646 | 0 | 0 | 0 | 18817.3245 | 0 | 0
2016-05-04 | 0 | 0 | 0 | 0 | 0 | 512349.2812 | 450877 | 0 | 0 | 0 | 1595747.7598 | 0 | 0 | 0 | 0 | 0 | 0 | 513728.7269 | 0 | 0 | 0 | 5335491.9466 | 0 | 0 | 0 | 0 | 61472.2812 | 0 | 0 | 0 | 0 | 0 | 0 | 0 | 0 | 0 | 0 | 0 | 0 | 0 | 0
2016-05-04 01:00 | 0 | 0 | 0 | 0 | 19500.3083 | 147888.0828 | 447810 | 0 | 0 | 0 | 1446764.3705 | 0 | 0 | 0 | 0 | 0 | 0 | 382290.5074 | 0 | 0 | 0 | 5335470.6046 | 0 | 0 | 0 | 0 | -148983.3894 | 0 | 0 | 0 | 0 | 0 | 0 | 0 | -131438.2195 | 0 | 0 | 0 | 0 | 0 | 0
2016-05-04 02:00 | 0 | 0 | 0 | 0 | 145248.9125 | 2609.4786 | 428280 | 0 | 0 | 0 | 1297780.9811 | 0 | 0 | 0 | 0 | 0 | 0 | 250852.2879 | 0 | 0 | 0 | 5335449.2627 | 0 | 0 | 0 | 0 | -148983.3894 | 0 | 0 | 0 | 0 | 0 | 0 | 0 | -131438.2195 | 0 | 0 | 0 | 0 | 0 | 0
2016-05-04 03:00 | 0 | 0 | 0 | 0 | 121593.3911 | 0 | 402015 | 0 | 0 | 0 | 1148797.5917 | 0 | 0 | 0 | 0 | 0 | 0 | 119414.0684 | 0 | 0 | 0 | 5335427.9209 | 0 | 0 | 0 | 0 | -148983.3894 | 0 | 0 | 0 | 0 | 0 | 0 | 0 | -131438.2195 | 0 | 0 | 0 | 0 | 0 | 0
2016-05-04 04:00 | 0 | 0 | 0 | 0 | 513434.9171 | 0 | 377603 | 0 | 0 | 0 | 1153191.2893 | 0 | 0 | 0 | 0 | 0 | 0 | 250852.2879 | 0 | 0 | 0 | 5335406.5792 | 0 | 0 | 0 | 0 | 4393.6976 | 0 | 0 | 0 | 0 | 0 | 0 | 0 | 131438.2195 | 0 | 0 | 0 | 0 | 0 | 0
2016-05-04 05:00 | 0 | 0 | 0 | 0 | 76450.3911 | 0 | 356872 | 0 | 0 | 0 | 1004207.8999 | 0 | 0 | 0 | 0 | 0 | 0 | 119414.0684 | 0 | 0 | 0 | 5335385.2376 | 0 | 0 | 0 | 0 | -148983.3894 | 0 | 0 | 0 | 0 | 0 | 0 | 0 | -131438.2195 | 0 | 0 | 0 | 0 | 0 | 0
2016-05-04 06:00 | 0 | 0 | 0 | 0 | 324678.8301 | 0 | 342224 | 0 | 0 | 0 | 855224.5105 | 0 | 0 | 0 | 0 | 0 | 0 | 250852.2879 | 0 | 0 | 0 | 5335363.896 | 0 | 0 | 0 | 0 | -148983.3894 | 0 | 0 | 0 | 0 | 0 | 0 | 0 | 131438.2195 | 0 | 0 | 0 | 0 | 0 | 0
2016-05-04 07:00 | 0 | 0 | 0 | 0 | 52704.3911 | 0 | 333126 | 0 | 0 | 0 | 706241.1212 | 0 | 0 | 0 | 0 | 0 | 0 | 119414.0684 | 0 | 0 | 0 | 5335342.5546 | 0 | 0 | 0 | 0 | -148983.3894 | 0 | 0 | 0 | 0 | 0 | 0 | 0 | -131438.2195 | 0 | 0 | 0 | 0 | 0 | 0
2016-05-04 08:00 | 0 | 0 | 0 | 0 | 62509.5422 | 0 | 330907 | 0 | 0 | 0 | 557257.7318 | 0 | 0 | 0 | 0 | 0 | 0 | 0 | 0 | 0 | 0 | 5335321.2132 | 0 | 0 | 0 | 0 | -148983.3894 | 0 | 0 | 0 | 0 | 0 | 0 | 0 | -119414.0684 | 0 | 0 | 0 | 0 | 0 | 0
2016-05-04 09:00 | 0 | 0 | 0 | 0 | 322077.8301 | 0 | 339623 | 0 | 0 | 0 | 408274.3424 | 0 | 0 | 0 | 0 | 0 | 0 | 131438.2195 | 0 | 0 | 0 | 5335299.8719 | 0 | 0 | 0 | 0 | -148983.3894 | 0 | 0 | 0 | 0 | 0 | 0 | 0 | 131438.2195 | 0 | 0 | 0 | 0 | 0 | 0
2016-05-04 10:00 | 0 | 0 | 0 | 0 | 82829.3911 | 0 | 363251 | 0 | 0 | 0 | 259290.9531 | 0 | 0 | 0 | 0 | 0 | 0 | 0 | 0 | 0 | 0 | 5335278.5307 | 0 | 0 | 0 | 0 | -148983.3894 | 0 | 0 | 0 | 0 | 0 | 0 | 0 | -131438.2195 | 0 | 0 | 0 | 0 | 0 | 0
2016-05-04 11:00 | 0 | 0 | 0 | 0 | 235788.6106 | 0 | 384772 | 0 | 0 | 0 | 110307.5637 | 0 | 0 | 0 | 0 | 0 | 0 | 0 | 0 | 0 | 0 | 5335257.1896 | 0 | 0 | 0 | 0 | -148983.3894 | 0 | 0 | 0 | 0 | 0 | 0 | 0 | 0 | 0 | 0 | 0 | 0 | 0 | 0
2016-05-04 12:00 | 0 | 0 | 0 | 0 | 396509.1466 | 43292.6058 | 397724 | 0 | 0 | 0 | 152385.3161 | 0 | 0 | 0 | 0 | 0 | 0 | 0 | 0 | 0 | 0 | 5335235.8486 | 0 | 0 | 0 | 0 | 42077.7524 | 0 | 0 | 0 | 0 | 0 | 0 | 0 | 0 | 0 | 0 | 0 | 0 | 0 | 0
2016-05-04 13:00 | 0 | 0 | 0 | 0 | 0 | 387480.5817 | 408059 | 0 | 0 | 0 | 131806.8978 | 0 | 0 | 0 | 0 | 0 | 0 | 0 | 0 | 0 | 0 | 5335214.5076 | 0 | 0 | 0 | 0 | -20578.4183 | 0 | 0 | 0 | 0 | 0 | 0 | 0 | 0 | 0 | 0 | 0 | 0 | 0 | 0
2016-05-04 14:00 | 0 | 0 | 0 | 0 | 0 | 585178.7139 | 417378 | 0 | 0 | 0 | 280790.2872 | 0 | 0 | 0 | 0 | 0 | 0 | 0 | 0 | 0 | 0 | 5350247.0264 | 0 | 0 | 0 | 0 | 148983.3894 | 0 | 0 | 0 | 0 | 0 | 0 | 0 | 0 | 0 | 0 | 0 | 18817.3245 | 0 | 0
2016-05-04 15:00 | 0 | 0 | 0 | 0 | 0 | 592090.7139 | 424290 | 0 | 0 | 0 | 429773.6765 | 0 | 0 | 0 | 0 | 0 | 0 | 0 | 0 | 0 | 0 | 5365279.485 | 0 | 0 | 0 | 0 | 148983.3894 | 0 | 0 | 0 | 0 | 0 | 0 | 0 | 0 | 0 | 0 | 0 | 18817.3245 | 0 | 0
2016-05-04 16:00 | 0 | 0 | 0 | 0 | 0 | 727309.9334 | 428071 | 0 | 0 | 0 | 578757.0659 | 0 | 0 | 0 | 0 | 0 | 0 | 131438.2195 | 0 | 0 | 0 | 5380311.8834 | 0 | 0 | 0 | 0 | 148983.3894 | 0 | 0 | 0 | 0 | 0 | 0 | 0 | 131438.2195 | 0 | 0 | 0 | 18817.3245 | 0 | 0
2016-05-04 17:00 | 0 | 0 | 0 | 0 | 0 | 467861.4943 | 431499 | 0 | 0 | 0 | 727740.4553 | 0 | 0 | 0 | 0 | 0 | 0 | 0 | 0 | 0 | 0 | 5395344.2218 | 0 | 0 | 0 | 0 | 148983.3894 | 0 | 0 | 0 | 0 | 0 | 0 | 0 | -131438.2195 | 0 | 0 | 0 | 18817.3245 | 0 | 0
2016-05-04 18:00 | 0 | 0 | 0 | 0 | 0 | 733652.9334 | 434414 | 0 | 0 | 0 | 876723.8446 | 0 | 0 | 0 | 0 | 0 | 0 | 131438.2195 | 0 | 0 | 0 | 5410376.5 | 0 | 0 | 0 | 0 | 148983.3894 | 0 | 0 | 0 | 0 | 0 | 0 | 0 | 131438.2195 | 0 | 0 | 0 | 18817.3245 | 0 | 0
2016-05-04 19:00 | 0 | 0 | 0 | 0 | 0 | 736138.9334 | 436900 | 0 | 0 | 0 | 1025707.234 | 0 | 0 | 0 | 0 | 0 | 0 | 262876.439 | 0 | 0 | 0 | 5425408.7181 | 0 | 0 | 0 | 0 | 148983.3894 | 0 | 0 | 0 | 0 | 0 | 0 | 0 | 131438.2195 | 0 | 0 | 0 | 18817.3245 | 0 | 0
2016-05-04 20:00 | 0 | 0 | 0 | 0 | 0 | 522173.6516 | 440380 | 0 | 0 | 0 | 1174690.6234 | 0 | 0 | 0 | 0 | 0 | 0 | 176869.3768 | 0 | 0 | 0 | 5440440.876 | 0 | 0 | 0 | 0 | 148983.3894 | 0 | 0 | 0 | 0 | 0 | 0 | 0 | -86007.0622 | 0 | 0 | 0 | 18817.3245 | 0 | 0
2016-05-04 21:00 | 0 | 0 | 0 | 0 | 0 | 743740.9334 | 444502 | 0 | 0 | 0 | 1323674.0127 | 0 | 0 | 0 | 0 | 0 | 0 | 308307.5963 | 0 | 0 | 0 | 5455472.9738 | 0 | 0 | 0 | 0 | 148983.3894 | 0 | 0 | 0 | 0 | 0 | 0 | 0 | 131438.2195 | 0 | 0 | 0 | 18817.3245 | 0 | 0
2016-05-04 22:00 | 0 | 0 | 0 | 0 | 0 | 745053.9334 | 445815 | 0 | 0 | 0 | 1472657.4021 | 0 | 0 | 0 | 0 | 0 | 0 | 439745.8158 | 0 | 0 | 0 | 5470505.0115 | 0 | 0 | 0 | 0 | 148983.3894 | 0 | 0 | 0 | 0 | 0 | 0 | 0 | 131438.2195 | 0 | 0 | 0 | 18817.3245 | 0 | 0
2016-05-04 23:00 | 0 | 0 | 0 | 0 | 0 | 686983.625 | 445200 | 0 | 0 | 0 | 1621640.7915 | 0 | 0 | 0 | 0 | 0 | 0 | 513728.7269 | 0 | 0 | 0 | 5485536.9891 | 0 | 0 | 0 | 0 | 148983.3894 | 0 | 0 | 0 | 0 | 0 | 0 | 0 | 73982.9111 | 0 | 0 | 0 | 18817.3245 | 0 | 0
2016-05-05 | 0 | 0 | 0 | 0 | 0 | 516266.4162 | 446544 | 0 | 0 | 0 | 1691363.2077 | 0 | 0 | 0 | 0 | 0 | 0 | 513728.7269 | 0 | 0 | 0 | 5485515.047 | 0 | 0 | 0 | 0 | 69722.4162 | 0 | 0 | 0 | 0 | 0 | 0 | 0 | 0 | 0 | 0 | 0 | 0 | 0 | 0
2016-05-05 01:00 | 0 | 0 | 0 | 0 | 0 | 163584.7404 | 441798 | 0 | 0 | 0 | 1544588.1676 | 0 | 0 | 0 | 0 | 0 | 0 | 382290.5074 | 0 | 0 | 0 | 5485493.1049 | 0 | 0 | 0 | 0 | -146775.0401 | 0 | 0 | 0 | 0 | 0 | 0 | 0 | -131438.2195 | 0 | 0 | 0 | 0 | 0 | 0
2016-05-05 02:00 | 0 | 0 | 0 | 0 | 140453.7095 | 2377.6816 | 423253 | 0 | 0 | 0 | 1395604.7782 | 0 | 0 | 0 | 0 | 0 | 0 | 250852.2879 | 0 | 0 | 0 | 5485471.1629 | 0 | 0 | 0 | 0 | -148983.3894 | 0 | 0 | 0 | 0 | 0 | 0 | 0 | -131438.2195 | 0 | 0 | 0 | 0 | 0 | 0
2016-05-05 03:00 | 0 | 0 | 0 | 0 | 116172.3911 | 0 | 396594 | 0 | 0 | 0 | 1246621.3888 | 0 | 0 | 0 | 0 | 0 | 0 | 119414.0684 | 0 | 0 | 0 | 5485449.221 | 0 | 0 | 0 | 0 | -148983.3894 | 0 | 0 | 0 | 0 | 0 | 0 | 0 | -131438.2195 | 0 | 0 | 0 | 0 | 0 | 0
2016-05-05 04:00 | 0 | 0 | 0 | 0 | 484200.5605 | 0 | 373065 | 0 | 0 | 0 | 1226318.7298 | 0 | 0 | 0 | 0 | 0 | 0 | 250852.2879 | 0 | 0 | 0 | 5485427.2792 | 0 | 0 | 0 | 0 | -20302.659 | 0 | 0 | 0 | 0 | 0 | 0 | 0 | 131438.2195 | 0 | 0 | 0 | 0 | 0 | 0
2016-05-05 05:00 | 0 | 0 | 0 | 0 | 72768.3911 | 0 | 353190 | 0 | 0 | 0 | 1077335.3404 | 0 | 0 | 0 | 0 | 0 | 0 | 119414.0684 | 0 | 0 | 0 | 5485405.3375 | 0 | 0 | 0 | 0 | -148983.3894 | 0 | 0 | 0 | 0 | 0 | 0 | 0 | -131438.2195 | 0 | 0 | 0 | 0 | 0 | 0
2016-05-05 06:00 | 0 | 0 | 0 | 0 | 320930.8301 | 0 | 338476 | 0 | 0 | 0 | 928351.9511 | 0 | 0 | 0 | 0 | 0 | 0 | 250852.2879 | 0 | 0 | 0 | 5485383.3959 | 0 | 0 | 0 | 0 | -148983.3894 | 0 | 0 | 0 | 0 | 0 | 0 | 0 | 131438.2195 | 0 | 0 | 0 | 0 | 0 | 0
2016-05-05 07:00 | 0 | 0 | 0 | 0 | 49786.3911 | 0 | 330208 | 0 | 0 | 0 | 779368.5617 | 0 | 0 | 0 | 0 | 0 | 0 | 119414.0684 | 0 | 0 | 0 | 5485361.4544 | 0 | 0 | 0 | 0 | -148983.3894 | 0 | 0 | 0 | 0 | 0 | 0 | 0 | -131438.2195 | 0 | 0 | 0 | 0 | 0 | 0
2016-05-05 08:00 | 0 | 0 | 0 | 0 | 59926.5422 | 0 | 328324 | 0 | 0 | 0 | 630385.1723 | 0 | 0 | 0 | 0 | 0 | 0 | 0 | 0 | 0 | 0 | 5485339.5129 | 0 | 0 | 0 | 0 | -148983.3894 | 0 | 0 | 0 | 0 | 0 | 0 | 0 | -119414.0684 | 0 | 0 | 0 | 0 | 0 | 0
2016-05-05 09:00 | 0 | 0 | 0 | 0 | 320454.8301 | 0 | 338000 | 0 | 0 | 0 | 481401.7829 | 0 | 0 | 0 | 0 | 0 | 0 | 131438.2195 | 0 | 0 | 0 | 5485317.5716 | 0 | 0 | 0 | 0 | -148983.3894 | 0 | 0 | 0 | 0 | 0 | 0 | 0 | 131438.2195 | 0 | 0 | 0 | 0 | 0 | 0
2016-05-05 10:00 | 0 | 0 | 0 | 0 | 80246.3911 | 0 | 360668 | 0 | 0 | 0 | 332418.3936 | 0 | 0 | 0 | 0 | 0 | 0 | 0 | 0 | 0 | 0 | 5485295.6303 | 0 | 0 | 0 | 0 | -148983.3894 | 0 | 0 | 0 | 0 | 0 | 0 | 0 | -131438.2195 | 0 | 0 | 0 | 0 | 0 | 0
2016-05-05 11:00 | 0 | 0 | 0 | 0 | 427750.1998 | 0 | 384312 | 0 | 0 | 0 | 375856.5934 | 0 | 0 | 0 | 0 | 0 | 0 | 0 | 0 | 0 | 0 | 5485273.6891 | 0 | 0 | 0 | 0 | 43438.1998 | 0 | 0 | 0 | 0 | 0 | 0 | 0 | 0 | 0 | 0 | 0 | 0 | 0 | 0
2016-05-05 12:00 | 0 | 0 | 0 | 0 | 205243.9156 | 43638.695 | 397866 | 0 | 0 | 0 | 226873.204 | 0 | 0 | 0 | 0 | 0 | 0 | 0 | 0 | 0 | 0 | 5485251.748 | 0 | 0 | 0 | 0 | -148983.3894 | 0 | 0 | 0 | 0 | 0 | 0 | 0 | 0 | 0 | 0 | 0 | 0 | 0 | 0
2016-05-05 13:00 | 0 | 0 | 0 | 0 | 0 | 381251.5583 | 407841 | 0 | 0 | 0 | 200283.7623 | 0 | 0 | 0 | 0 | 0 | 0 | 0 | 0 | 0 | 0 | 5485229.807 | 0 | 0 | 0 | 0 | -26589.4417 | 0 | 0 | 0 | 0 | 0 | 0 | 0 | 0 | 0 | 0 | 0 | 0 | 0 | 0
2016-05-05 14:00 | 0 | 0 | 0 | 0 | 0 | 584912.7139 | 417112 | 0 | 0 | 0 | 349267.1516 | 0 | 0 | 0 | 0 | 0 | 0 | 0 | 0 | 0 | 0 | 5500261.7257 | 0 | 0 | 0 | 0 | 148983.3894 | 0 | 0 | 0 | 0 | 0 | 0 | 0 | 0 | 0 | 0 | 0 | 18817.3245 | 0 | 0
2016-05-05 15:00 | 0 | 0 | 0 | 0 | 0 | 591484.7139 | 423684 | 0 | 0 | 0 | 498250.541 | 0 | 0 | 0 | 0 | 0 | 0 | 0 | 0 | 0 | 0 | 5515293.5842 | 0 | 0 | 0 | 0 | 148983.3894 | 0 | 0 | 0 | 0 | 0 | 0 | 0 | 0 | 0 | 0 | 0 | 18817.3245 | 0 | 0
2016-05-05 16:00 | 0 | 0 | 0 | 0 | 0 | 727284.9334 | 428046 | 0 | 0 | 0 | 647233.9304 | 0 | 0 | 0 | 0 | 0 | 0 | 131438.2195 | 0 | 0 | 0 | 5530325.3826 | 0 | 0 | 0 | 0 | 148983.3894 | 0 | 0 | 0 | 0 | 0 | 0 | 0 | 131438.2195 | 0 | 0 | 0 | 18817.3245 | 0 | 0
2016-05-05 17:00 | 0 | 0 | 0 | 0 | 0 | 581848.4143 | 432047 | 0 | 0 | 0 | 796217.3197 | 0 | 0 | 0 | 0 | 0 | 0 | 113438.92 | 0 | 0 | 0 | 5545357.1209 | 0 | 0 | 0 | 0 | 148983.3894 | 0 | 0 | 0 | 0 | 0 | 0 | 0 | -17999.2995 | 0 | 0 | 0 | 18817.3245 | 0 | 0
2016-05-05 18:00 | 0 | 0 | 0 | 0 | 0 | 734399.9334 | 435161 | 0 | 0 | 0 | 945200.7091 | 0 | 0 | 0 | 0 | 0 | 0 | 244877.1395 | 0 | 0 | 0 | 5560388.7991 | 0 | 0 | 0 | 0 | 148983.3894 | 0 | 0 | 0 | 0 | 0 | 0 | 0 | 131438.2195 | 0 | 0 | 0 | 18817.3245 | 0 | 0
2016-05-05 19:00 | 0 | 0 | 0 | 0 | 0 | 475187.4943 | 438825 | 0 | 0 | 0 | 1094184.0985 | 0 | 0 | 0 | 0 | 0 | 0 | 113438.92 | 0 | 0 | 0 | 5575420.4171 | 0 | 0 | 0 | 0 | 148983.3894 | 0 | 0 | 0 | 0 | 0 | 0 | 0 | -131438.2195 | 0 | 0 | 0 | 18817.3245 | 0 | 0
2016-05-05 20:00 | 0 | 0 | 0 | 0 | 0 | 741957.9334 | 442719 | 0 | 0 | 0 | 1243167.4879 | 0 | 0 | 0 | 0 | 0 | 0 | 244877.1395 | 0 | 0 | 0 | 5590451.975 | 0 | 0 | 0 | 0 | 148983.3894 | 0 | 0 | 0 | 0 | 0 | 0 | 0 | 131438.2195 | 0 | 0 | 0 | 18817.3245 | 0 | 0
2016-05-05 21:00 | 0 | 0 | 0 | 0 | 0 | 744250.9334 | 445012 | 0 | 0 | 0 | 1392150.8772 | 0 | 0 | 0 | 0 | 0 | 0 | 376315.359 | 0 | 0 | 0 | 5605483.4728 | 0 | 0 | 0 | 0 | 148983.3894 | 0 | 0 | 0 | 0 | 0 | 0 | 0 | 131438.2195 | 0 | 0 | 0 | 18817.3245 | 0 | 0
2016-05-05 22:00 | 0 | 0 | 0 | 0 | 0 | 732363.8688 | 443527 | 0 | 0 | 0 | 1541134.2666 | 0 | 0 | 0 | 0 | 0 | 0 | 497351.5139 | 0 | 0 | 0 | 5620514.9104 | 0 | 0 | 0 | 0 | 148983.3894 | 0 | 0 | 0 | 0 | 0 | 0 | 0 | 121036.1549 | 0 | 0 | 0 | 18817.3245 | 0 | 0
2016-05-05 23:00 | 0 | 0 | 0 | 0 | 0 | 623994.9269 | 439817 | 0 | 0 | 0 | 1690117.656 | 0 | 0 | 0 | 0 | 0 | 0 | 513728.7269 | 0 | 0 | 0 | 5635546.288 | 0 | 0 | 0 | 0 | 148983.3894 | 0 | 0 | 0 | 0 | 0 | 0 | 0 | 16377.213 | 0 | 0 | 0 | 18817.3245 | 0 | 0
2016-05-06 | 0 | 0 | 0 | 0 | 0 | 432760.6651 | 440439 | 0 | 0 | 0 | 1801853.3895 | 0 | 0 | 0 | 0 | 0 | 0 | 394314.6585 | 0 | 0 | 0 | 5635523.7458 | 0 | 0 | 0 | 0 | 111735.7335 | 0 | 0 | 0 | 0 | 0 | 0 | 0 | -119414.0684 | 0 | 0 | 0 | 0 | 0 | 0
2016-05-06 01:00 | 0 | 0 | 0 | 0 | 25648.0861 | 131168.305 | 437238 | 0 | 0 | 0 | 1652870.0001 | 0 | 0 | 0 | 0 | 0 | 0 | 262876.439 | 0 | 0 | 0 | 5635501.2037 | 0 | 0 | 0 | 0 | -148983.3894 | 0 | 0 | 0 | 0 | 0 | 0 | 0 | -131438.2195 | 0 | 0 | 0 | 0 | 0 | 0
2016-05-06 02:00 | 0 | 0 | 0 | 0 | 135416.7658 | 3650.6253 | 419489 | 0 | 0 | 0 | 1503886.6108 | 0 | 0 | 0 | 0 | 0 | 0 | 131438.2195 | 0 | 0 | 0 | 5635478.6617 | 0 | 0 | 0 | 0 | -148983.3894 | 0 | 0 | 0 | 0 | 0 | 0 | 0 | -131438.2195 | 0 | 0 | 0 | 0 | 0 | 0
2016-05-06 03:00 | 0 | 0 | 0 | 0 | 378397.8301 | 0 | 395943 | 0 | 0 | 0 | 1354903.2214 | 0 | 0 | 0 | 0 | 0 | 0 | 262876.439 | 0 | 0 | 0 | 5635456.1198 | 0 | 0 | 0 | 0 | -148983.3894 | 0 | 0 | 0 | 0 | 0 | 0 | 0 | 131438.2195 | 0 | 0 | 0 | 0 | 0 | 0
2016-05-06 04:00 | 0 | 0 | 0 | 0 | 92636.3911 | 0 | 373058 | 0 | 0 | 0 | 1205919.832 | 0 | 0 | 0 | 0 | 0 | 0 | 131438.2195 | 0 | 0 | 0 | 5635433.5779 | 0 | 0 | 0 | 0 | -148983.3894 | 0 | 0 | 0 | 0 | 0 | 0 | 0 | -131438.2195 | 0 | 0 | 0 | 0 | 0 | 0
2016-05-06 05:00 | 0 | 0 | 0 | 0 | 74365.3911 | 0 | 354787 | 0 | 0 | 0 | 1056936.4426 | 0 | 0 | 0 | 0 | 0 | 0 | 0 | 0 | 0 | 0 | 5635411.0362 | 0 | 0 | 0 | 0 | -148983.3894 | 0 | 0 | 0 | 0 | 0 | 0 | 0 | -131438.2195 | 0 | 0 | 0 | 0 | 0 | 0
2016-05-06 06:00 | 0 | 0 | 0 | 0 | 322589.8301 | 0 | 340135 | 0 | 0 | 0 | 907953.0533 | 0 | 0 | 0 | 0 | 0 | 0 | 131438.2195 | 0 | 0 | 0 | 5635388.4946 | 0 | 0 | 0 | 0 | -148983.3894 | 0 | 0 | 0 | 0 | 0 | 0 | 0 | 131438.2195 | 0 | 0 | 0 | 0 | 0 | 0
2016-05-06 07:00 | 0 | 0 | 0 | 0 | 51509.3911 | 0 | 331931 | 0 | 0 | 0 | 758969.6639 | 0 | 0 | 0 | 0 | 0 | 0 | 0 | 0 | 0 | 0 | 5635365.953 | 0 | 0 | 0 | 0 | -148983.3894 | 0 | 0 | 0 | 0 | 0 | 0 | 0 | -131438.2195 | 0 | 0 | 0 | 0 | 0 | 0
2016-05-06 08:00 | 0 | 0 | 0 | 0 | 312627.8301 | 0 | 330173 | 0 | 0 | 0 | 609986.2745 | 0 | 0 | 0 | 0 | 0 | 0 | 131438.2195 | 0 | 0 | 0 | 5635343.4115 | 0 | 0 | 0 | 0 | -148983.3894 | 0 | 0 | 0 | 0 | 0 | 0 | 0 | 131438.2195 | 0 | 0 | 0 | 0 | 0 | 0
2016-05-06 09:00 | 0 | 0 | 0 | 0 | 57675.3911 | 0 | 338097 | 0 | 0 | 0 | 461002.8852 | 0 | 0 | 0 | 0 | 0 | 0 | 0 | 0 | 0 | 0 | 5635320.8702 | 0 | 0 | 0 | 0 | -148983.3894 | 0 | 0 | 0 | 0 | 0 | 0 | 0 | -131438.2195 | 0 | 0 | 0 | 0 | 0 | 0
2016-05-06 10:00 | 0 | 0 | 0 | 0 | 342941.8301 | 0 | 360487 | 0 | 0 | 0 | 312019.4958 | 0 | 0 | 0 | 0 | 0 | 0 | 131438.2195 | 0 | 0 | 0 | 5635298.3289 | 0 | 0 | 0 | 0 | -148983.3894 | 0 | 0 | 0 | 0 | 0 | 0 | 0 | 131438.2195 | 0 | 0 | 0 | 0 | 0 | 0
2016-05-06 11:00 | 0 | 0 | 0 | 0 | 100255.3911 | 0 | 380677 | 0 | 0 | 0 | 163036.1064 | 0 | 0 | 0 | 0 | 0 | 0 | 0 | 0 | 0 | 0 | 5635275.7877 | 0 | 0 | 0 | 0 | -148983.3894 | 0 | 0 | 0 | 0 | 0 | 0 | 0 | -131438.2195 | 0 | 0 | 0 | 0 | 0 | 0
2016-05-06 12:00 | 0 | 0 | 0 | 0 | 455314.5171 | 47543.537 | 393325 | 0 | 0 | 0 | 141130.941 | 0 | 0 | 0 | 0 | 0 | 0 | 131438.2195 | 0 | 0 | 0 | 5635253.2466 | 0 | 0 | 0 | 0 | -21905.1655 | 0 | 0 | 0 | 0 | 0 | 0 | 0 | 131438.2195 | 0 | 0 | 0 | 0 | 0 | 0
2016-05-06 13:00 | 0 | 0 | 0 | 0 | 0 | 339337.3577 | 404237 | 0 | 0 | 0 | 207669.5182 | 0 | 0 | 0 | 0 | 0 | 0 | 0 | 0 | 0 | 0 | 5635230.7056 | 0 | 0 | 0 | 0 | 66538.5772 | 0 | 0 | 0 | 0 | 0 | 0 | 0 | -131438.2195 | 0 | 0 | 0 | 0 | 0 | 0
2016-05-06 14:00 | 0 | 0 | 0 | 0 | 5687.0975 | 557713.2918 | 414417 | 0 | 0 | 0 | 356652.9075 | 0 | 0 | 0 | 0 | 0 | 0 | 0 | 0 | 0 | 0 | 5635208.1647 | 0 | 0 | 0 | 0 | 148983.3894 | 0 | 0 | 0 | 0 | 0 | 0 | 0 | 0 | 0 | 0 | 0 | 0 | 0 | 0
2016-05-06 15:00 | 0 | 0 | 0 | 0 | 0 | 588227.7139 | 420427 | 0 | 0 | 0 | 505636.2969 | 0 | 0 | 0 | 0 | 0 | 0 | 0 | 0 | 0 | 0 | 5650239.4834 | 0 | 0 | 0 | 0 | 148983.3894 | 0 | 0 | 0 | 0 | 0 | 0 | 0 | 0 | 0 | 0 | 0 | 18817.3245 | 0 | 0
2016-05-06 16:00 | 0 | 0 | 0 | 0 | 0 | 723191.9334 | 423953 | 0 | 0 | 0 | 654619.6863 | 0 | 0 | 0 | 0 | 0 | 0 | 131438.2195 | 0 | 0 | 0 | 5665270.742 | 0 | 0 | 0 | 0 | 148983.3894 | 0 | 0 | 0 | 0 | 0 | 0 | 0 | 131438.2195 | 0 | 0 | 0 | 18817.3245 | 0 | 0
2016-05-06 17:00 | 0 | 0 | 0 | 0 | 0 | 507920.6243 | 429165 | 0 | 0 | 0 | 803603.0757 | 0 | 0 | 0 | 0 | 0 | 0 | 42393.13 | 0 | 0 | 0 | 5680301.9405 | 0 | 0 | 0 | 0 | 148983.3894 | 0 | 0 | 0 | 0 | 0 | 0 | 0 | -89045.0895 | 0 | 0 | 0 | 18817.3245 | 0 | 0
2016-05-06 18:00 | 0 | 0 | 0 | 0 | 0 | 731758.9334 | 432520 | 0 | 0 | 0 | 952586.465 | 0 | 0 | 0 | 0 | 0 | 0 | 173831.3495 | 0 | 0 | 0 | 5695333.0789 | 0 | 0 | 0 | 0 | 148983.3894 | 0 | 0 | 0 | 0 | 0 | 0 | 0 | 131438.2195 | 0 | 0 | 0 | 18817.3245 | 0 | 0
2016-05-06 19:00 | 0 | 0 | 0 | 0 | 0 | 729137.0152 | 435460 | 0 | 0 | 0 | 1101569.8544 | 0 | 0 | 0 | 0 | 0 | 0 | 299707.6508 | 0 | 0 | 0 | 5710364.1572 | 0 | 0 | 0 | 0 | 148983.3894 | 0 | 0 | 0 | 0 | 0 | 0 | 0 | 125876.3013 | 0 | 0 | 0 | 18817.3245 | 0 | 0
2016-05-06 20:00 | 0 | 0 | 0 | 0 | 0 | 716793.8043 | 438257 | 0 | 0 | 0 | 1250553.2438 | 0 | 0 | 0 | 0 | 0 | 0 | 410443.7412 | 0 | 0 | 0 | 5725395.1753 | 0 | 0 | 0 | 0 | 148983.3894 | 0 | 0 | 0 | 0 | 0 | 0 | 0 | 110736.0904 | 0 | 0 | 0 | 18817.3245 | 0 | 0
2016-05-06 21:00 | 0 | 0 | 0 | 0 | 0 | 688039.4838 | 439977 | 0 | 0 | 0 | 1399536.6331 | 0 | 0 | 0 | 0 | 0 | 0 | 490705.5112 | 0 | 0 | 0 | 5740426.1333 | 0 | 0 | 0 | 0 | 148983.3894 | 0 | 0 | 0 | 0 | 0 | 0 | 0 | 80261.77 | 0 | 0 | 0 | 18817.3245 | 0 | 0
2016-05-06 22:00 | 0 | 0 | 0 | 0 | 0 | 627432.9296 | 436609 | 0 | 0 | 0 | 1548520.0225 | 0 | 0 | 0 | 0 | 0 | 0 | 513728.7269 | 0 | 0 | 0 | 5755457.0312 | 0 | 0 | 0 | 0 | 148983.3894 | 0 | 0 | 0 | 0 | 0 | 0 | 0 | 23023.2157 | 0 | 0 | 0 | 18817.3245 | 0 | 0
2016-05-06 23:00 | 0 | 0 | 0 | 0 | 0 | 526789.9349 | 430635 | 0 | 0 | 0 | 1644674.9574 | 0 | 0 | 0 | 0 | 0 | 0 | 513728.7269 | 0 | 0 | 0 | 5755434.0094 | 0 | 0 | 0 | 0 | 96154.9349 | 0 | 0 | 0 | 0 | 0 | 0 | 0 | 0 | 0 | 0 | 0 | 0 | 0 | 0
2016-05-07 | 0 | 0 | 0 | 0 | 0 | 359584.3982 | 427574 | 0 | 0 | 0 | 1576685.3555 | 0 | 0 | 0 | 0 | 0 | 0 | 513728.7269 | 0 | 0 | 0 | 5755410.9876 | 0 | 0 | 0 | 0 | -67989.6018 | 0 | 0 | 0 | 0 | 0 | 0 | 0 | 0 | 0 | 0 | 0 | 0 | 0 | 0
2016-05-07 01:00 | 0 | 0 | 0 | 0 | 51591.2249 | 91340.1662 | 423353 | 0 | 0 | 0 | 1427701.9662 | 0 | 0 | 0 | 0 | 0 | 0 | 382290.5074 | 0 | 0 | 0 | 5755387.966 | 0 | 0 | 0 | 0 | -148983.3894 | 0 | 0 | 0 | 0 | 0 | 0 | 0 | -131438.2195 | 0 | 0 | 0 | 0 | 0 | 0
2016-05-07 02:00 | 0 | 0 | 0 | 0 | 125037.0451 | 3056.3461 | 408515 | 0 | 0 | 0 | 1278718.5768 | 0 | 0 | 0 | 0 | 0 | 0 | 250852.2879 | 0 | 0 | 0 | 5755364.9444 | 0 | 0 | 0 | 0 | -148983.3894 | 0 | 0 | 0 | 0 | 0 | 0 | 0 | -131438.2195 | 0 | 0 | 0 | 0 | 0 | 0
2016-05-07 03:00 | 0 | 0 | 0 | 0 | 118900.5422 | 0 | 387298 | 0 | 0 | 0 | 1129735.1874 | 0 | 0 | 0 | 0 | 0 | 0 | 131438.2195 | 0 | 0 | 0 | 5755341.923 | 0 | 0 | 0 | 0 | -148983.3894 | 0 | 0 | 0 | 0 | 0 | 0 | 0 | -119414.0684 | 0 | 0 | 0 | 0 | 0 | 0
2016-05-07 04:00 | 0 | 0 | 0 | 0 | 347966.8301 | 0 | 365512 | 0 | 0 | 0 | 980751.7981 | 0 | 0 | 0 | 0 | 0 | 0 | 262876.439 | 0 | 0 | 0 | 5755318.9016 | 0 | 0 | 0 | 0 | -148983.3894 | 0 | 0 | 0 | 0 | 0 | 0 | 0 | 131438.2195 | 0 | 0 | 0 | 0 | 0 | 0
2016-05-07 05:00 | 0 | 0 | 0 | 0 | 66193.3911 | 0 | 346615 | 0 | 0 | 0 | 831768.4087 | 0 | 0 | 0 | 0 | 0 | 0 | 131438.2195 | 0 | 0 | 0 | 5755295.8803 | 0 | 0 | 0 | 0 | -148983.3894 | 0 | 0 | 0 | 0 | 0 | 0 | 0 | -131438.2195 | 0 | 0 | 0 | 0 | 0 | 0
2016-05-07 06:00 | 0 | 0 | 0 | 0 | 52029.3911 | 0 | 332451 | 0 | 0 | 0 | 682785.0193 | 0 | 0 | 0 | 0 | 0 | 0 | 0 | 0 | 0 | 0 | 5755272.8591 | 0 | 0 | 0 | 0 | -148983.3894 | 0 | 0 | 0 | 0 | 0 | 0 | 0 | -131438.2195 | 0 | 0 | 0 | 0 | 0 | 0
2016-05-07 07:00 | 0 | 0 | 0 | 0 | 305182.8301 | 0 | 322728 | 0 | 0 | 0 | 533801.6299 | 0 | 0 | 0 | 0 | 0 | 0 | 131438.2195 | 0 | 0 | 0 | 5755249.8381 | 0 | 0 | 0 | 0 | -148983.3894 | 0 | 0 | 0 | 0 | 0 | 0 | 0 | 131438.2195 | 0 | 0 | 0 | 0 | 0 | 0
2016-05-07 08:00 | 0 | 0 | 0 | 0 | 38368.3911 | 0 | 318790 | 0 | 0 | 0 | 384818.2406 | 0 | 0 | 0 | 0 | 0 | 0 | 0 | 0 | 0 | 0 | 5755226.8171 | 0 | 0 | 0 | 0 | -148983.3894 | 0 | 0 | 0 | 0 | 0 | 0 | 0 | -131438.2195 | 0 | 0 | 0 | 0 | 0 | 0
2016-05-07 09:00 | 0 | 0 | 0 | 0 | 337528.4487 | 0 | 320006 | 0 | 0 | 0 | 270902.4698 | 0 | 0 | 0 | 0 | 0 | 0 | 131438.2195 | 0 | 0 | 0 | 5755203.7961 | 0 | 0 | 0 | 0 | -113915.7708 | 0 | 0 | 0 | 0 | 0 | 0 | 0 | 131438.2195 | 0 | 0 | 0 | 0 | 0 | 0
2016-05-07 10:00 | 0 | 0 | 0 | 0 | 341592.1699 | 0 | 324047 | 0 | 0 | 0 | 419885.8592 | 0 | 0 | 0 | 0 | 0 | 0 | 0 | 0 | 0 | 0 | 5755180.7753 | 0 | 0 | 0 | 0 | 148983.3894 | 0 | 0 | 0 | 0 | 0 | 0 | 0 | -131438.2195 | 0 | 0 | 0 | 0 | 0 | 0
2016-05-07 11:00 | 0 | 0 | 0 | 0 | 182994.6106 | 0 | 331978 | 0 | 0 | 0 | 270902.4698 | 0 | 0 | 0 | 0 | 0 | 0 | 0 | 0 | 0 | 0 | 5755157.7546 | 0 | 0 | 0 | 0 | -148983.3894 | 0 | 0 | 0 | 0 | 0 | 0 | 0 | 0 | 0 | 0 | 0 | 0 | 0 | 0
2016-05-07 12:00 | 0 | 0 | 0 | 0 | 146477.7058 | 50342.9048 | 345804 | 0 | 0 | 0 | 121919.0805 | 0 | 0 | 0 | 0 | 0 | 0 | 0 | 0 | 0 | 0 | 5755134.734 | 0 | 0 | 0 | 0 | -148983.3894 | 0 | 0 | 0 | 0 | 0 | 0 | 0 | 0 | 0 | 0 | 0 | 0 | 0 | 0
2016-05-07 13:00 | 0 | 0 | 0 | 0 | 174838.5843 | 335083.8051 | 360939 | 0 | 0 | 0 | 270902.4698 | 0 | 0 | 0 | 0 | 0 | 0 | 0 | 0 | 0 | 0 | 5755111.7134 | 0 | 0 | 0 | 0 | 148983.3894 | 0 | 0 | 0 | 0 | 0 | 0 | 0 | 0 | 0 | 0 | 0 | 0 | 0 | 0
2016-05-07 14:00 | 0 | 0 | 0 | 0 | 0 | 528030.0097 | 372679 | 0 | 0 | 0 | 419885.8592 | 0 | 0 | 0 | 0 | 0 | 0 | 0 | 0 | 0 | 0 | 5760182.7892 | 0 | 0 | 0 | 0 | 148983.3894 | 0 | 0 | 0 | 0 | 0 | 0 | 0 | 0 | 0 | 0 | 0 | 6367.6203 | 0 | 0
2016-05-07 15:00 | 0 | 0 | 0 | 0 | 0 | 549621.7139 | 381821 | 0 | 0 | 0 | 568869.2486 | 0 | 0 | 0 | 0 | 0 | 0 | 0 | 0 | 0 | 0 | 5775213.6081 | 0 | 0 | 0 | 0 | 148983.3894 | 0 | 0 | 0 | 0 | 0 | 0 | 0 | 0 | 0 | 0 | 0 | 18817.3245 | 0 | 0
2016-05-07 16:00 | 0 | 0 | 0 | 0 | 0 | 686883.9334 | 387645 | 0 | 0 | 0 | 717852.6379 | 0 | 0 | 0 | 0 | 0 | 0 | 131438.2195 | 0 | 0 | 0 | 5790244.3668 | 0 | 0 | 0 | 0 | 148983.3894 | 0 | 0 | 0 | 0 | 0 | 0 | 0 | 131438.2195 | 0 | 0 | 0 | 18817.3245 | 0 | 0
2016-05-07 17:00 | 0 | 0 | 0 | 0 | 0 | 428743.4943 | 392381 | 0 | 0 | 0 | 866836.0273 | 0 | 0 | 0 | 0 | 0 | 0 | 0 | 0 | 0 | 0 | 5805275.0654 | 0 | 0 | 0 | 0 | 148983.3894 | 0 | 0 | 0 | 0 | 0 | 0 | 0 | -131438.2195 | 0 | 0 | 0 | 18817.3245 | 0 | 0
2016-05-07 18:00 | 0 | 0 | 0 | 0 | 0 | 696851.9334 | 397613 | 0 | 0 | 0 | 1015819.4167 | 0 | 0 | 0 | 0 | 0 | 0 | 131438.2195 | 0 | 0 | 0 | 5820305.7039 | 0 | 0 | 0 | 0 | 148983.3894 | 0 | 0 | 0 | 0 | 0 | 0 | 0 | 131438.2195 | 0 | 0 | 0 | 18817.3245 | 0 | 0
2016-05-07 19:00 | 0 | 0 | 0 | 0 | 0 | 702265.9334 | 403027 | 0 | 0 | 0 | 1164802.806 | 0 | 0 | 0 | 0 | 0 | 0 | 262876.439 | 0 | 0 | 0 | 5835336.2823 | 0 | 0 | 0 | 0 | 148983.3894 | 0 | 0 | 0 | 0 | 0 | 0 | 0 | 131438.2195 | 0 | 0 | 0 | 18817.3245 | 0 | 0
2016-05-07 20:00 | 0 | 0 | 0 | 0 | 0 | 695828.5731 | 408250 | 0 | 0 | 0 | 1313786.1954 | 0 | 0 | 0 | 0 | 0 | 0 | 382654.2983 | 0 | 0 | 0 | 5850366.8005 | 0 | 0 | 0 | 0 | 148983.3894 | 0 | 0 | 0 | 0 | 0 | 0 | 0 | 119777.8593 | 0 | 0 | 0 | 18817.3245 | 0 | 0
2016-05-07 21:00 | 0 | 0 | 0 | 0 | 0 | 649997.2997 | 412868 | 0 | 0 | 0 | 1462769.5848 | 0 | 0 | 0 | 0 | 0 | 0 | 451982.8841 | 0 | 0 | 0 | 5865397.2586 | 0 | 0 | 0 | 0 | 148983.3894 | 0 | 0 | 0 | 0 | 0 | 0 | 0 | 69328.5858 | 0 | 0 | 0 | 18817.3245 | 0 | 0
2016-05-07 22:00 | 0 | 0 | 0 | 0 | 0 | 641142.5566 | 411596 | 0 | 0 | 0 | 1611752.9742 | 0 | 0 | 0 | 0 | 0 | 0 | 513728.7269 | 0 | 0 | 0 | 5880427.6566 | 0 | 0 | 0 | 0 | 148983.3894 | 0 | 0 | 0 | 0 | 0 | 0 | 0 | 61745.8428 | 0 | 0 | 0 | 18817.3245 | 0 | 0
2016-05-07 23:00 | 0 | 0 | 0 | 0 | 0 | 545580.9872 | 408324 | 0 | 0 | 0 | 1749009.9614 | 0 | 0 | 0 | 0 | 0 | 0 | 513728.7269 | 0 | 0 | 0 | 5880404.1349 | 0 | 0 | 0 | 0 | 137256.9872 | 0 | 0 | 0 | 0 | 0 | 0 | 0 | 0 | 0 | 0 | 0 | 0 | 0 | 0
2016-05-08 | 0 | 0 | 0 | 0 | 0 | 383087.7955 | 407114 | 0 | 0 | 0 | 1724983.7569 | 0 | 0 | 0 | 0 | 0 | 0 | 513728.7269 | 0 | 0 | 0 | 5880380.6133 | 0 | 0 | 0 | 0 | -24026.2045 | 0 | 0 | 0 | 0 | 0 | 0 | 0 | 0 | 0 | 0 | 0 | 0 | 0 | 0
2016-05-08 01:00 | 0 | 0 | 0 | 0 | 8513.6853 | 116406.7058 | 405342 | 0 | 0 | 0 | 1576000.3675 | 0 | 0 | 0 | 0 | 0 | 0 | 382290.5074 | 0 | 0 | 0 | 5880357.0918 | 0 | 0 | 0 | 0 | -148983.3894 | 0 | 0 | 0 | 0 | 0 | 0 | 0 | -131438.2195 | 0 | 0 | 0 | 0 | 0 | 0
2016-05-08 02:00 | 0 | 0 | 0 | 0 | 107541.1354 | 5097.2557 | 393060 | 0 | 0 | 0 | 1427016.9781 | 0 | 0 | 0 | 0 | 0 | 0 | 250852.2879 | 0 | 0 | 0 | 5880333.5703 | 0 | 0 | 0 | 0 | -148983.3894 | 0 | 0 | 0 | 0 | 0 | 0 | 0 | -131438.2195 | 0 | 0 | 0 | 0 | 0 | 0
2016-05-08 03:00 | 0 | 0 | 0 | 0 | 93707.3911 | 0 | 374129 | 0 | 0 | 0 | 1278033.5888 | 0 | 0 | 0 | 0 | 0 | 0 | 119414.0684 | 0 | 0 | 0 | 5880310.049 | 0 | 0 | 0 | 0 | -148983.3894 | 0 | 0 | 0 | 0 | 0 | 0 | 0 | -131438.2195 | 0 | 0 | 0 | 0 | 0 | 0
2016-05-08 04:00 | 0 | 0 | 0 | 0 | 337623.8301 | 0 | 355169 | 0 | 0 | 0 | 1129050.1994 | 0 | 0 | 0 | 0 | 0 | 0 | 250852.2879 | 0 | 0 | 0 | 5880286.5278 | 0 | 0 | 0 | 0 | -148983.3894 | 0 | 0 | 0 | 0 | 0 | 0 | 0 | 131438.2195 | 0 | 0 | 0 | 0 | 0 | 0
2016-05-08 05:00 | 0 | 0 | 0 | 0 | 58003.3911 | 0 | 338425 | 0 | 0 | 0 | 980066.81 | 0 | 0 | 0 | 0 | 0 | 0 | 119414.0684 | 0 | 0 | 0 | 5880263.0066 | 0 | 0 | 0 | 0 | -148983.3894 | 0 | 0 | 0 | 0 | 0 | 0 | 0 | -131438.2195 | 0 | 0 | 0 | 0 | 0 | 0
2016-05-08 06:00 | 0 | 0 | 0 | 0 | 306301.8301 | 0 | 323847 | 0 | 0 | 0 | 831083.4207 | 0 | 0 | 0 | 0 | 0 | 0 | 250852.2879 | 0 | 0 | 0 | 5880239.4856 | 0 | 0 | 0 | 0 | -148983.3894 | 0 | 0 | 0 | 0 | 0 | 0 | 0 | 131438.2195 | 0 | 0 | 0 | 0 | 0 | 0
2016-05-08 07:00 | 0 | 0 | 0 | 0 | 33872.3911 | 0 | 314294 | 0 | 0 | 0 | 682100.0313 | 0 | 0 | 0 | 0 | 0 | 0 | 119414.0684 | 0 | 0 | 0 | 5880215.9646 | 0 | 0 | 0 | 0 | -148983.3894 | 0 | 0 | 0 | 0 | 0 | 0 | 0 | -131438.2195 | 0 | 0 | 0 | 0 | 0 | 0
2016-05-08 08:00 | 0 | 0 | 0 | 0 | 41069.5422 | 0 | 309467 | 0 | 0 | 0 | 533116.6419 | 0 | 0 | 0 | 0 | 0 | 0 | 0 | 0 | 0 | 0 | 5880192.4438 | 0 | 0 | 0 | 0 | -148983.3894 | 0 | 0 | 0 | 0 | 0 | 0 | 0 | -119414.0684 | 0 | 0 | 0 | 0 | 0 | 0
2016-05-08 09:00 | 0 | 0 | 0 | 0 | 445493.6498 | 0 | 309104 | 0 | 0 | 0 | 538068.0723 | 0 | 0 | 0 | 0 | 0 | 0 | 131438.2195 | 0 | 0 | 0 | 5880168.923 | 0 | 0 | 0 | 0 | 4951.4303 | 0 | 0 | 0 | 0 | 0 | 0 | 0 | 131438.2195 | 0 | 0 | 0 | 0 | 0 | 0
2016-05-08 10:00 | 0 | 0 | 0 | 0 | 30009.3911 | 0 | 310431 | 0 | 0 | 0 | 389084.6829 | 0 | 0 | 0 | 0 | 0 | 0 | 0 | 0 | 0 | 0 | 5880145.4023 | 0 | 0 | 0 | 0 | -148983.3894 | 0 | 0 | 0 | 0 | 0 | 0 | 0 | -131438.2195 | 0 | 0 | 0 | 0 | 0 | 0
2016-05-08 11:00 | 0 | 0 | 0 | 0 | 377913.9021 | 0 | 316560 | 0 | 0 | 0 | 319000.3655 | 0 | 0 | 0 | 0 | 0 | 0 | 131438.2195 | 0 | 0 | 0 | 5880121.8817 | 0 | 0 | 0 | 0 | -70084.3174 | 0 | 0 | 0 | 0 | 0 | 0 | 0 | 131438.2195 | 0 | 0 | 0 | 0 | 0 | 0
2016-05-08 12:00 | 0 | 0 | 0 | 0 | 4460.1992 | 45703.1919 | 330585 | 0 | 0 | 0 | 170016.9762 | 0 | 0 | 0 | 0 | 0 | 0 | 0 | 0 | 0 | 0 | 5880098.3612 | 0 | 0 | 0 | 0 | -148983.3894 | 0 | 0 | 0 | 0 | 0 | 0 | 0 | -131438.2195 | 0 | 0 | 0 | 0 | 0 | 0
2016-05-08 13:00 | 0 | 0 | 0 | 0 | 0 | 330782.3653 | 347778 | 0 | 0 | 0 | 153021.3415 | 0 | 0 | 0 | 0 | 0 | 0 | 0 | 0 | 0 | 0 | 5880074.8408 | 0 | 0 | 0 | 0 | -16995.6347 | 0 | 0 | 0 | 0 | 0 | 0 | 0 | 0 | 0 | 0 | 0 | 0 | 0 | 0
2016-05-08 14:00 | 0 | 0 | 0 | 0 | 0 | 529314.7139 | 361514 | 0 | 0 | 0 | 302004.7309 | 0 | 0 | 0 | 0 | 0 | 0 | 0 | 0 | 0 | 0 | 5895105.1801 | 0 | 0 | 0 | 0 | 148983.3894 | 0 | 0 | 0 | 0 | 0 | 0 | 0 | 0 | 0 | 0 | 0 | 18817.3245 | 0 | 0
2016-05-08 15:00 | 0 | 0 | 0 | 0 | 0 | 538892.7139 | 371092 | 0 | 0 | 0 | 450988.1202 | 0 | 0 | 0 | 0 | 0 | 0 | 0 | 0 | 0 | 0 | 5910135.4593 | 0 | 0 | 0 | 0 | 148983.3894 | 0 | 0 | 0 | 0 | 0 | 0 | 0 | 0 | 0 | 0 | 0 | 18817.3245 | 0 | 0
2016-05-08 16:00 | 0 | 0 | 0 | 0 | 0 | 677448.9334 | 378210 | 0 | 0 | 0 | 599971.5096 | 0 | 0 | 0 | 0 | 0 | 0 | 131438.2195 | 0 | 0 | 0 | 5925165.6783 | 0 | 0 | 0 | 0 | 148983.3894 | 0 | 0 | 0 | 0 | 0 | 0 | 0 | 131438.2195 | 0 | 0 | 0 | 18817.3245 | 0 | 0
2016-05-08 17:00 | 0 | 0 | 0 | 0 | 0 | 421746.4943 | 385384 | 0 | 0 | 0 | 748954.899 | 0 | 0 | 0 | 0 | 0 | 0 | 0 | 0 | 0 | 0 | 5940195.8373 | 0 | 0 | 0 | 0 | 148983.3894 | 0 | 0 | 0 | 0 | 0 | 0 | 0 | -131438.2195 | 0 | 0 | 0 | 18817.3245 | 0 | 0
2016-05-08 18:00 | 0 | 0 | 0 | 0 | 0 | 689698.9334 | 390460 | 0 | 0 | 0 | 897938.2883 | 0 | 0 | 0 | 0 | 0 | 0 | 131438.2195 | 0 | 0 | 0 | 5955225.9361 | 0 | 0 | 0 | 0 | 148983.3894 | 0 | 0 | 0 | 0 | 0 | 0 | 0 | 131438.2195 | 0 | 0 | 0 | 18817.3245 | 0 | 0
2016-05-08 19:00 | 0 | 0 | 0 | 0 | 0 | 694082.9334 | 394844 | 0 | 0 | 0 | 1046921.6777 | 0 | 0 | 0 | 0 | 0 | 0 | 262876.439 | 0 | 0 | 0 | 5970255.9747 | 0 | 0 | 0 | 0 | 148983.3894 | 0 | 0 | 0 | 0 | 0 | 0 | 0 | 131438.2195 | 0 | 0 | 0 | 18817.3245 | 0 | 0
2016-05-08 20:00 | 0 | 0 | 0 | 0 | 0 | 698970.9334 | 399732 | 0 | 0 | 0 | 1195905.0671 | 0 | 0 | 0 | 0 | 0 | 0 | 394314.6585 | 0 | 0 | 0 | 5985285.9533 | 0 | 0 | 0 | 0 | 148983.3894 | 0 | 0 | 0 | 0 | 0 | 0 | 0 | 131438.2195 | 0 | 0 | 0 | 18817.3245 | 0 | 0
2016-05-08 21:00 | 0 | 0 | 0 | 0 | 0 | 634844.376 | 403856 | 0 | 0 | 0 | 1344888.4565 | 0 | 0 | 0 | 0 | 0 | 0 | 457502.3207 | 0 | 0 | 0 | 6000315.8718 | 0 | 0 | 0 | 0 | 148983.3894 | 0 | 0 | 0 | 0 | 0 | 0 | 0 | 63187.6622 | 0 | 0 | 0 | 18817.3245 | 0 | 0
2016-05-08 22:00 | 0 | 0 | 0 | 0 | 0 | 629288.1201 | 405261 | 0 | 0 | 0 | 1493871.8458 | 0 | 0 | 0 | 0 | 0 | 0 | 513728.7269 | 0 | 0 | 0 | 6015345.7301 | 0 | 0 | 0 | 0 | 148983.3894 | 0 | 0 | 0 | 0 | 0 | 0 | 0 | 56226.4062 | 0 | 0 | 0 | 18817.3245 | 0 | 0
2016-05-08 23:00 | 0 | 0 | 0 | 0 | 0 | 533631.191 | 404452 | 0 | 0 | 0 | 1642855.2352 | 0 | 0 | 0 | 0 | 0 | 0 | 493924.5286 | 0 | 0 | 0 | 6015321.6687 | 0 | 0 | 0 | 0 | 148983.3894 | 0 | 0 | 0 | 0 | 0 | 0 | 0 | -19804.1983 | 0 | 0 | 0 | 0 | 0 | 0
2016-05-09 | 0 | 0 | 0 | 0 | 0 | 383528.2356 | 408354 | 0 | 0 | 0 | 1598225.2725 | 0 | 0 | 0 | 0 | 0 | 0 | 513728.7269 | 0 | 0 | 0 | 6015297.6074 | 0 | 0 | 0 | 0 | -44629.9627 | 0 | 0 | 0 | 0 | 0 | 0 | 0 | 19804.1983 | 0 | 0 | 0 | 0 | 0 | 0
2016-05-09 01:00 | 0 | 0 | 0 | 0 | 0 | 142921.0741 | 410942 | 0 | 0 | 0 | 1461642.566 | 0 | 0 | 0 | 0 | 0 | 0 | 382290.5074 | 0 | 0 | 0 | 6015273.5462 | 0 | 0 | 0 | 0 | -136582.7064 | 0 | 0 | 0 | 0 | 0 | 0 | 0 | -131438.2195 | 0 | 0 | 0 | 0 | 0 | 0
2016-05-09 02:00 | 0 | 0 | 0 | 0 | 109871.0119 | 7979.3792 | 398272 | 0 | 0 | 0 | 1312659.1767 | 0 | 0 | 0 | 0 | 0 | 0 | 250852.2879 | 0 | 0 | 0 | 6015249.4851 | 0 | 0 | 0 | 0 | -148983.3894 | 0 | 0 | 0 | 0 | 0 | 0 | 0 | -131438.2195 | 0 | 0 | 0 | 0 | 0 | 0
2016-05-09 03:00 | 0 | 0 | 0 | 0 | 96312.3911 | 0 | 376734 | 0 | 0 | 0 | 1163675.7873 | 0 | 0 | 0 | 0 | 0 | 0 | 119414.0684 | 0 | 0 | 0 | 6015225.4241 | 0 | 0 | 0 | 0 | -148983.3894 | 0 | 0 | 0 | 0 | 0 | 0 | 0 | -131438.2195 | 0 | 0 | 0 | 0 | 0 | 0
2016-05-09 04:00 | 0 | 0 | 0 | 0 | 338603.8301 | 0 | 356149 | 0 | 0 | 0 | 1014692.3979 | 0 | 0 | 0 | 0 | 0 | 0 | 250852.2879 | 0 | 0 | 0 | 6015201.3632 | 0 | 0 | 0 | 0 | -148983.3894 | 0 | 0 | 0 | 0 | 0 | 0 | 0 | 131438.2195 | 0 | 0 | 0 | 0 | 0 | 0
2016-05-09 05:00 | 0 | 0 | 0 | 0 | 58791.3911 | 0 | 339213 | 0 | 0 | 0 | 865709.0086 | 0 | 0 | 0 | 0 | 0 | 0 | 119414.0684 | 0 | 0 | 0 | 6015177.3024 | 0 | 0 | 0 | 0 | -148983.3894 | 0 | 0 | 0 | 0 | 0 | 0 | 0 | -131438.2195 | 0 | 0 | 0 | 0 | 0 | 0
2016-05-09 06:00 | 0 | 0 | 0 | 0 | 309320.8301 | 0 | 326866 | 0 | 0 | 0 | 716725.6192 | 0 | 0 | 0 | 0 | 0 | 0 | 250852.2879 | 0 | 0 | 0 | 6015153.2417 | 0 | 0 | 0 | 0 | -148983.3894 | 0 | 0 | 0 | 0 | 0 | 0 | 0 | 131438.2195 | 0 | 0 | 0 | 0 | 0 | 0
2016-05-09 07:00 | 0 | 0 | 0 | 0 | 39327.3911 | 0 | 319749 | 0 | 0 | 0 | 567742.2298 | 0 | 0 | 0 | 0 | 0 | 0 | 119414.0684 | 0 | 0 | 0 | 6015129.1811 | 0 | 0 | 0 | 0 | -148983.3894 | 0 | 0 | 0 | 0 | 0 | 0 | 0 | -131438.2195 | 0 | 0 | 0 | 0 | 0 | 0
2016-05-09 08:00 | 0 | 0 | 0 | 0 | 51413.5422 | 0 | 319811 | 0 | 0 | 0 | 418758.8405 | 0 | 0 | 0 | 0 | 0 | 0 | 0 | 0 | 0 | 0 | 6015105.1206 | 0 | 0 | 0 | 0 | -148983.3894 | 0 | 0 | 0 | 0 | 0 | 0 | 0 | -119414.0684 | 0 | 0 | 0 | 0 | 0 | 0
2016-05-09 09:00 | 0 | 0 | 0 | 0 | 312790.8301 | 0 | 330336 | 0 | 0 | 0 | 269775.4511 | 0 | 0 | 0 | 0 | 0 | 0 | 131438.2195 | 0 | 0 | 0 | 6015081.0602 | 0 | 0 | 0 | 0 | -148983.3894 | 0 | 0 | 0 | 0 | 0 | 0 | 0 | 131438.2195 | 0 | 0 | 0 | 0 | 0 | 0
2016-05-09 10:00 | 0 | 0 | 0 | 0 | 73993.3911 | 0 | 354415 | 0 | 0 | 0 | 120792.0617 | 0 | 0 | 0 | 0 | 0 | 0 | 0 | 0 | 0 | 0 | 6015056.9998 | 0 | 0 | 0 | 0 | -148983.3894 | 0 | 0 | 0 | 0 | 0 | 0 | 0 | -131438.2195 | 0 | 0 | 0 | 0 | 0 | 0
2016-05-09 11:00 | 0 | 0 | 0 | 0 | 572794.8762 | 0 | 378910 | 0 | 0 | 0 | 183238.7184 | 0 | 0 | 0 | 0 | 0 | 0 | 131438.2195 | 0 | 0 | 0 | 6015032.9396 | 0 | 0 | 0 | 0 | 62446.6567 | 0 | 0 | 0 | 0 | 0 | 0 | 0 | 131438.2195 | 0 | 0 | 0 | 0 | 0 | 0
2016-05-09 12:00 | 0 | 0 | 0 | 0 | 60954.3312 | 53927.0599 | 395303 | 0 | 0 | 0 | 34255.329 | 0 | 0 | 0 | 0 | 0 | 0 | 0 | 0 | 0 | 0 | 6015008.8795 | 0 | 0 | 0 | 0 | -148983.3894 | 0 | 0 | 0 | 0 | 0 | 0 | 0 | -131438.2195 | 0 | 0 | 0 | 0 | 0 | 0
2016-05-09 13:00 | 0 | 0 | 0 | 0 | 0 | 374343.671 | 408599 | 0 | 0 | 0 | 0 | 0 | 0 | 0 | 0 | 0 | 0 | 0 | 0 | 0 | 0 | 6014984.8194 | 0 | 0 | 0 | 0 | -34255.329 | 0 | 0 | 0 | 0 | 0 | 0 | 0 | 0 | 0 | 0 | 0 | 0 | 0 | 0
2016-05-09 14:00 | 0 | 0 | 0 | 0 | 0 | 589508.7139 | 421708 | 0 | 0 | 0 | 148983.3894 | 0 | 0 | 0 | 0 | 0 | 0 | 0 | 0 | 0 | 0 | 6030014.6191 | 0 | 0 | 0 | 0 | 148983.3894 | 0 | 0 | 0 | 0 | 0 | 0 | 0 | 0 | 0 | 0 | 0 | 18817.3245 | 0 | 0
2016-05-09 15:00 | 0 | 0 | 0 | 0 | 0 | 600547.7139 | 432747 | 0 | 0 | 0 | 297966.7787 | 0 | 0 | 0 | 0 | 0 | 0 | 0 | 0 | 0 | 0 | 6045044.3586 | 0 | 0 | 0 | 0 | 148983.3894 | 0 | 0 | 0 | 0 | 0 | 0 | 0 | 0 | 0 | 0 | 0 | 18817.3245 | 0 | 0
2016-05-09 16:00 | 0 | 0 | 0 | 0 | 0 | 740377.9334 | 441139 | 0 | 0 | 0 | 446950.1681 | 0 | 0 | 0 | 0 | 0 | 0 | 131438.2195 | 0 | 0 | 0 | 6060074.038 | 0 | 0 | 0 | 0 | 148983.3894 | 0 | 0 | 0 | 0 | 0 | 0 | 0 | 131438.2195 | 0 | 0 | 0 | 18817.3245 | 0 | 0
2016-05-09 17:00 | 0 | 0 | 0 | 0 | 0 | 485774.8578 | 449406 | 0 | 0 | 0 | 595933.5575 | 0 | 0 | 0 | 0 | 0 | 0 | 6.3635 | 0 | 0 | 0 | 6075103.6573 | 0 | 0 | 0 | 0 | 148983.3894 | 0 | 0 | 0 | 0 | 0 | 0 | 0 | -131431.856 | 0 | 0 | 0 | 18817.3245 | 0 | 0
2016-05-09 18:00 | 0 | 0 | 0 | 0 | 0 | 753852.9334 | 454614 | 0 | 0 | 0 | 744916.9469 | 0 | 0 | 0 | 0 | 0 | 0 | 131444.583 | 0 | 0 | 0 | 6090133.2165 | 0 | 0 | 0 | 0 | 148983.3894 | 0 | 0 | 0 | 0 | 0 | 0 | 0 | 131438.2195 | 0 | 0 | 0 | 18817.3245 | 0 | 0
2016-05-09 19:00 | 0 | 0 | 0 | 0 | 0 | 494422.4943 | 458060 | 0 | 0 | 0 | 893900.3362 | 0 | 0 | 0 | 0 | 0 | 0 | 6.3635 | 0 | 0 | 0 | 6105162.7155 | 0 | 0 | 0 | 0 | 148983.3894 | 0 | 0 | 0 | 0 | 0 | 0 | 0 | -131438.2195 | 0 | 0 | 0 | 18817.3245 | 0 | 0
2016-05-09 20:00 | 0 | 0 | 0 | 0 | 0 | 759719.9334 | 460481 | 0 | 0 | 0 | 1042883.7256 | 0 | 0 | 0 | 0 | 0 | 0 | 131444.583 | 0 | 0 | 0 | 6120192.1545 | 0 | 0 | 0 | 0 | 148983.3894 | 0 | 0 | 0 | 0 | 0 | 0 | 0 | 131438.2195 | 0 | 0 | 0 | 18817.3245 | 0 | 0
2016-05-09 21:00 | 0 | 0 | 0 | 0 | 0 | 761566.9334 | 462328 | 0 | 0 | 0 | 1191867.115 | 0 | 0 | 0 | 0 | 0 | 0 | 262882.8025 | 0 | 0 | 0 | 6135221.5333 | 0 | 0 | 0 | 0 | 148983.3894 | 0 | 0 | 0 | 0 | 0 | 0 | 0 | 131438.2195 | 0 | 0 | 0 | 18817.3245 | 0 | 0
2016-05-09 22:00 | 0 | 0 | 0 | 0 | 0 | 760661.9334 | 461423 | 0 | 0 | 0 | 1340850.5043 | 0 | 0 | 0 | 0 | 0 | 0 | 394321.022 | 0 | 0 | 0 | 6150250.852 | 0 | 0 | 0 | 0 | 148983.3894 | 0 | 0 | 0 | 0 | 0 | 0 | 0 | 131438.2195 | 0 | 0 | 0 | 18817.3245 | 0 | 0
2016-05-09 23:00 | 0 | 0 | 0 | 0 | 0 | 746182.4188 | 458974 | 0 | 0 | 0 | 1489833.8937 | 0 | 0 | 0 | 0 | 0 | 0 | 513728.7269 | 0 | 0 | 0 | 6165280.1106 | 0 | 0 | 0 | 0 | 148983.3894 | 0 | 0 | 0 | 0 | 0 | 0 | 0 | 119407.7049 | 0 | 0 | 0 | 18817.3245 | 0 | 0
2016-05-10 | 0 | 0 | 0 | 0 | 0 | 578715.0369 | 460125 | 0 | 0 | 0 | 1638817.2831 | 0 | 0 | 0 | 0 | 0 | 0 | 483335.3745 | 0 | 0 | 0 | 6165255.4495 | 0 | 0 | 0 | 0 | 148983.3894 | 0 | 0 | 0 | 0 | 0 | 0 | 0 | -30393.3524 | 0 | 0 | 0 | 0 | 0 | 0
2016-05-10 01:00 | 0 | 0 | 0 | 0 | 0 | 260797.6975 | 454568 | 0 | 0 | 0 | 1534067.6965 | 0 | 0 | 0 | 0 | 0 | 0 | 394314.6585 | 0 | 0 | 0 | 6165230.7884 | 0 | 0 | 0 | 0 | -104749.5866 | 0 | 0 | 0 | 0 | 0 | 0 | 0 | -89020.716 | 0 | 0 | 0 | 0 | 0 | 0
2016-05-10 02:00 | 0 | 0 | 0 | 0 | 143304.1781 | 10093.213 | 433819 | 0 | 0 | 0 | 1385084.3071 | 0 | 0 | 0 | 0 | 0 | 0 | 262876.439 | 0 | 0 | 0 | 6165206.1275 | 0 | 0 | 0 | 0 | -148983.3894 | 0 | 0 | 0 | 0 | 0 | 0 | 0 | -131438.2195 | 0 | 0 | 0 | 0 | 0 | 0
2016-05-10 03:00 | 0 | 0 | 0 | 0 | 126112.3911 | 0 | 406534 | 0 | 0 | 0 | 1236100.9177 | 0 | 0 | 0 | 0 | 0 | 0 | 131438.2195 | 0 | 0 | 0 | 6165181.4667 | 0 | 0 | 0 | 0 | -148983.3894 | 0 | 0 | 0 | 0 | 0 | 0 | 0 | -131438.2195 | 0 | 0 | 0 | 0 | 0 | 0
2016-05-10 04:00 | 0 | 0 | 0 | 0 | 365538.8301 | 0 | 383084 | 0 | 0 | 0 | 1087117.5284 | 0 | 0 | 0 | 0 | 0 | 0 | 262876.439 | 0 | 0 | 0 | 6165156.806 | 0 | 0 | 0 | 0 | -148983.3894 | 0 | 0 | 0 | 0 | 0 | 0 | 0 | 131438.2195 | 0 | 0 | 0 | 0 | 0 | 0
2016-05-10 05:00 | 0 | 0 | 0 | 0 | 82026.3911 | 0 | 362448 | 0 | 0 | 0 | 938134.139 | 0 | 0 | 0 | 0 | 0 | 0 | 131438.2195 | 0 | 0 | 0 | 6165132.1453 | 0 | 0 | 0 | 0 | -148983.3894 | 0 | 0 | 0 | 0 | 0 | 0 | 0 | -131438.2195 | 0 | 0 | 0 | 0 | 0 | 0
2016-05-10 06:00 | 0 | 0 | 0 | 0 | 67912.3911 | 0 | 348334 | 0 | 0 | 0 | 789150.7496 | 0 | 0 | 0 | 0 | 0 | 0 | 0 | 0 | 0 | 0 | 6165107.4848 | 0 | 0 | 0 | 0 | -148983.3894 | 0 | 0 | 0 | 0 | 0 | 0 | 0 | -131438.2195 | 0 | 0 | 0 | 0 | 0 | 0
2016-05-10 07:00 | 0 | 0 | 0 | 0 | 321767.8301 | 0 | 339313 | 0 | 0 | 0 | 640167.3603 | 0 | 0 | 0 | 0 | 0 | 0 | 131438.2195 | 0 | 0 | 0 | 6165082.8244 | 0 | 0 | 0 | 0 | -148983.3894 | 0 | 0 | 0 | 0 | 0 | 0 | 0 | 131438.2195 | 0 | 0 | 0 | 0 | 0 | 0
2016-05-10 08:00 | 0 | 0 | 0 | 0 | 56703.3911 | 0 | 337125 | 0 | 0 | 0 | 491183.9709 | 0 | 0 | 0 | 0 | 0 | 0 | 0 | 0 | 0 | 0 | 6165058.164 | 0 | 0 | 0 | 0 | -148983.3894 | 0 | 0 | 0 | 0 | 0 | 0 | 0 | -131438.2195 | 0 | 0 | 0 | 0 | 0 | 0
2016-05-10 09:00 | 0 | 0 | 0 | 0 | 327370.8301 | 0 | 344916 | 0 | 0 | 0 | 342200.5815 | 0 | 0 | 0 | 0 | 0 | 0 | 131438.2195 | 0 | 0 | 0 | 6165033.5038 | 0 | 0 | 0 | 0 | -148983.3894 | 0 | 0 | 0 | 0 | 0 | 0 | 0 | 131438.2195 | 0 | 0 | 0 | 0 | 0 | 0
2016-05-10 10:00 | 0 | 0 | 0 | 0 | 86561.3911 | 0 | 366983 | 0 | 0 | 0 | 193217.1922 | 0 | 0 | 0 | 0 | 0 | 0 | 0 | 0 | 0 | 0 | 6165008.8437 | 0 | 0 | 0 | 0 | -148983.3894 | 0 | 0 | 0 | 0 | 0 | 0 | 0 | -131438.2195 | 0 | 0 | 0 | 0 | 0 | 0
2016-05-10 11:00 | 0 | 0 | 0 | 0 | 432335.6615 | 0 | 389659 | 0 | 0 | 0 | 235893.8537 | 0 | 0 | 0 | 0 | 0 | 0 | 0 | 0 | 0 | 0 | 6164984.1836 | 0 | 0 | 0 | 0 | 42676.6615 | 0 | 0 | 0 | 0 | 0 | 0 | 0 | 0 | 0 | 0 | 0 | 0 | 0 | 0
2016-05-10 12:00 | 0 | 0 | 0 | 0 | 208350.2294 | 47085.3813 | 404419 | 0 | 0 | 0 | 86910.4643 | 0 | 0 | 0 | 0 | 0 | 0 | 0 | 0 | 0 | 0 | 6164959.5237 | 0 | 0 | 0 | 0 | -148983.3894 | 0 | 0 | 0 | 0 | 0 | 0 | 0 | 0 | 0 | 0 | 0 | 0 | 0 | 0
2016-05-10 13:00 | 0 | 0 | 0 | 0 | 0 | 423458.3114 | 419261 | 0 | 0 | 0 | 91107.7757 | 0 | 0 | 0 | 0 | 0 | 0 | 0 | 0 | 0 | 0 | 6164934.8639 | 0 | 0 | 0 | 0 | 4197.3114 | 0 | 0 | 0 | 0 | 0 | 0 | 0 | 0 | 0 | 0 | 0 | 0 | 0 | 0
2016-05-10 14:00 | 0 | 0 | 0 | 0 | 0 | 601866.7139 | 434066 | 0 | 0 | 0 | 240091.1651 | 0 | 0 | 0 | 0 | 0 | 0 | 0 | 0 | 0 | 0 | 6179964.0637 | 0 | 0 | 0 | 0 | 148983.3894 | 0 | 0 | 0 | 0 | 0 | 0 | 0 | 0 | 0 | 0 | 0 | 18817.3245 | 0 | 0
2016-05-10 15:00 | 0 | 0 | 0 | 0 | 0 | 614341.7139 | 446541 | 0 | 0 | 0 | 389074.5544 | 0 | 0 | 0 | 0 | 0 | 0 | 0 | 0 | 0 | 0 | 6194993.2034 | 0 | 0 | 0 | 0 | 148983.3894 | 0 | 0 | 0 | 0 | 0 | 0 | 0 | 0 | 0 | 0 | 0 | 18817.3245 | 0 | 0
2016-05-10 16:00 | 0 | 0 | 0 | 0 | 0 | 755546.9334 | 456308 | 0 | 0 | 0 | 538057.9438 | 0 | 0 | 0 | 0 | 0 | 0 | 131438.2195 | 0 | 0 | 0 | 6210022.2831 | 0 | 0 | 0 | 0 | 148983.3894 | 0 | 0 | 0 | 0 | 0 | 0 | 0 | 131438.2195 | 0 | 0 | 0 | 18817.3245 | 0 | 0
2016-05-10 17:00 | 0 | 0 | 0 | 0 | 0 | 502282.4943 | 465920 | 0 | 0 | 0 | 687041.3332 | 0 | 0 | 0 | 0 | 0 | 0 | 0 | 0 | 0 | 0 | 6225051.3026 | 0 | 0 | 0 | 0 | 148983.3894 | 0 | 0 | 0 | 0 | 0 | 0 | 0 | -131438.2195 | 0 | 0 | 0 | 18817.3245 | 0 | 0
2016-05-10 18:00 | 0 | 0 | 0 | 0 | 0 | 771741.9334 | 472503 | 0 | 0 | 0 | 836024.7226 | 0 | 0 | 0 | 0 | 0 | 0 | 131438.2195 | 0 | 0 | 0 | 6240080.2619 | 0 | 0 | 0 | 0 | 148983.3894 | 0 | 0 | 0 | 0 | 0 | 0 | 0 | 131438.2195 | 0 | 0 | 0 | 18817.3245 | 0 | 0
2016-05-10 19:00 | 0 | 0 | 0 | 0 | 0 | 781711.9334 | 482473 | 0 | 0 | 0 | 985008.1119 | 0 | 0 | 0 | 0 | 0 | 0 | 262876.439 | 0 | 0 | 0 | 6255109.1612 | 0 | 0 | 0 | 0 | 148983.3894 | 0 | 0 | 0 | 0 | 0 | 0 | 0 | 131438.2195 | 0 | 0 | 0 | 18817.3245 | 0 | 0
2016-05-10 20:00 | 0 | 0 | 0 | 0 | 0 | 594853.1132 | 487083 | 0 | 0 | 0 | 1133991.5013 | 0 | 0 | 0 | 0 | 0 | 0 | 202845.8383 | 0 | 0 | 0 | 6270138.0003 | 0 | 0 | 0 | 0 | 148983.3894 | 0 | 0 | 0 | 0 | 0 | 0 | 0 | -60030.6007 | 0 | 0 | 0 | 18817.3245 | 0 | 0
2016-05-10 21:00 | 0 | 0 | 0 | 0 | 0 | 790400.9334 | 491162 | 0 | 0 | 0 | 1282974.8907 | 0 | 0 | 0 | 0 | 0 | 0 | 334284.0578 | 0 | 0 | 0 | 6285166.7794 | 0 | 0 | 0 | 0 | 148983.3894 | 0 | 0 | 0 | 0 | 0 | 0 | 0 | 131438.2195 | 0 | 0 | 0 | 18817.3245 | 0 | 0
2016-05-10 22:00 | 0 | 0 | 0 | 0 | 0 | 788527.9334 | 489289 | 0 | 0 | 0 | 1431958.28 | 0 | 0 | 0 | 0 | 0 | 0 | 465722.2773 | 0 | 0 | 0 | 6300195.4983 | 0 | 0 | 0 | 0 | 148983.3894 | 0 | 0 | 0 | 0 | 0 | 0 | 0 | 131438.2195 | 0 | 0 | 0 | 18817.3245 | 0 | 0
2016-05-10 23:00 | 0 | 0 | 0 | 0 | 0 | 699847.1635 | 484040 | 0 | 0 | 0 | 1580941.6694 | 0 | 0 | 0 | 0 | 0 | 0 | 513728.7269 | 0 | 0 | 0 | 6315224.1571 | 0 | 0 | 0 | 0 | 148983.3894 | 0 | 0 | 0 | 0 | 0 | 0 | 0 | 48006.4496 | 0 | 0 | 0 | 18817.3245 | 0 | 0
2016-05-11 | 0 | 0 | 0 | 0 | 0 | 546656.2978 | 482045 | 0 | 0 | 0 | 1645552.9672 | 0 | 0 | 0 | 0 | 0 | 0 | 513728.7269 | 0 | 0 | 0 | 6315198.8962 | 0 | 0 | 0 | 0 | 64611.2978 | 0 | 0 | 0 | 0 | 0 | 0 | 0 | 0 | 0 | 0 | 0 | 0 | 0 | 0
2016-05-11 01:00 | 0 | 0 | 0 | 0 | 0 | 251387.0653 | 474763 | 0 | 0 | 0 | 1553615.252 | 0 | 0 | 0 | 0 | 0 | 0 | 382290.5074 | 0 | 0 | 0 | 6315173.6354 | 0 | 0 | 0 | 0 | -91937.7152 | 0 | 0 | 0 | 0 | 0 | 0 | 0 | -131438.2195 | 0 | 0 | 0 | 0 | 0 | 0
2016-05-11 02:00 | 0 | 0 | 0 | 0 | 160124.4739 | 11249.9172 | 451796 | 0 | 0 | 0 | 1404631.8627 | 0 | 0 | 0 | 0 | 0 | 0 | 250852.2879 | 0 | 0 | 0 | 6315148.3747 | 0 | 0 | 0 | 0 | -148983.3894 | 0 | 0 | 0 | 0 | 0 | 0 | 0 | -131438.2195 | 0 | 0 | 0 | 0 | 0 | 0
2016-05-11 03:00 | 0 | 0 | 0 | 0 | 142046.3911 | 0 | 422468 | 0 | 0 | 0 | 1255648.4733 | 0 | 0 | 0 | 0 | 0 | 0 | 119414.0684 | 0 | 0 | 0 | 6315123.1141 | 0 | 0 | 0 | 0 | -148983.3894 | 0 | 0 | 0 | 0 | 0 | 0 | 0 | -131438.2195 | 0 | 0 | 0 | 0 | 0 | 0
2016-05-11 04:00 | 0 | 0 | 0 | 0 | 377935.8301 | 0 | 395481 | 0 | 0 | 0 | 1106665.0839 | 0 | 0 | 0 | 0 | 0 | 0 | 250852.2879 | 0 | 0 | 0 | 6315097.8536 | 0 | 0 | 0 | 0 | -148983.3894 | 0 | 0 | 0 | 0 | 0 | 0 | 0 | 131438.2195 | 0 | 0 | 0 | 0 | 0 | 0
2016-05-11 05:00 | 0 | 0 | 0 | 0 | 93786.3911 | 0 | 374208 | 0 | 0 | 0 | 957681.6945 | 0 | 0 | 0 | 0 | 0 | 0 | 119414.0684 | 0 | 0 | 0 | 6315072.5932 | 0 | 0 | 0 | 0 | -148983.3894 | 0 | 0 | 0 | 0 | 0 | 0 | 0 | -131438.2195 | 0 | 0 | 0 | 0 | 0 | 0
2016-05-11 06:00 | 0 | 0 | 0 | 0 | 339418.8301 | 0 | 356964 | 0 | 0 | 0 | 808698.3052 | 0 | 0 | 0 | 0 | 0 | 0 | 250852.2879 | 0 | 0 | 0 | 6315047.333 | 0 | 0 | 0 | 0 | -148983.3894 | 0 | 0 | 0 | 0 | 0 | 0 | 0 | 131438.2195 | 0 | 0 | 0 | 0 | 0 | 0
2016-05-11 07:00 | 0 | 0 | 0 | 0 | 66543.3911 | 0 | 346965 | 0 | 0 | 0 | 659714.9158 | 0 | 0 | 0 | 0 | 0 | 0 | 119414.0684 | 0 | 0 | 0 | 6315022.0728 | 0 | 0 | 0 | 0 | -148983.3894 | 0 | 0 | 0 | 0 | 0 | 0 | 0 | -131438.2195 | 0 | 0 | 0 | 0 | 0 | 0
2016-05-11 08:00 | 0 | 0 | 0 | 0 | 74963.5422 | 0 | 343361 | 0 | 0 | 0 | 510731.5264 | 0 | 0 | 0 | 0 | 0 | 0 | 0 | 0 | 0 | 0 | 6314996.8127 | 0 | 0 | 0 | 0 | -148983.3894 | 0 | 0 | 0 | 0 | 0 | 0 | 0 | -119414.0684 | 0 | 0 | 0 | 0 | 0 | 0
2016-05-11 09:00 | 0 | 0 | 0 | 0 | 332940.8301 | 0 | 350486 | 0 | 0 | 0 | 361748.1371 | 0 | 0 | 0 | 0 | 0 | 0 | 131438.2195 | 0 | 0 | 0 | 6314971.5527 | 0 | 0 | 0 | 0 | -148983.3894 | 0 | 0 | 0 | 0 | 0 | 0 | 0 | 131438.2195 | 0 | 0 | 0 | 0 | 0 | 0
2016-05-11 10:00 | 0 | 0 | 0 | 0 | 90856.3911 | 0 | 371278 | 0 | 0 | 0 | 212764.7477 | 0 | 0 | 0 | 0 | 0 | 0 | 0 | 0 | 0 | 0 | 6314946.2928 | 0 | 0 | 0 | 0 | -148983.3894 | 0 | 0 | 0 | 0 | 0 | 0 | 0 | -131438.2195 | 0 | 0 | 0 | 0 | 0 | 0
2016-05-11 11:00 | 0 | 0 | 0 | 0 | 523946.2956 | 0 | 393207 | 0 | 0 | 0 | 212065.8238 | 0 | 0 | 0 | 0 | 0 | 0 | 131438.2195 | 0 | 0 | 0 | 6314921.033 | 0 | 0 | 0 | 0 | -698.9239 | 0 | 0 | 0 | 0 | 0 | 0 | 0 | 131438.2195 | 0 | 0 | 0 | 0 | 0 | 0
2016-05-11 12:00 | 0 | 0 | 0 | 0 | 59761.9221 | 68491.4691 | 408675 | 0 | 0 | 0 | 63082.4344 | 0 | 0 | 0 | 0 | 0 | 0 | 0 | 0 | 0 | 0 | 6314895.7733 | 0 | 0 | 0 | 0 | -148983.3894 | 0 | 0 | 0 | 0 | 0 | 0 | 0 | -131438.2195 | 0 | 0 | 0 | 0 | 0 | 0
2016-05-11 13:00 | 0 | 0 | 0 | 0 | 92668.6191 | 479558.7703 | 423244 | 0 | 0 | 0 | 212065.8238 | 0 | 0 | 0 | 0 | 0 | 0 | 0 | 0 | 0 | 0 | 6314870.5137 | 0 | 0 | 0 | 0 | 148983.3894 | 0 | 0 | 0 | 0 | 0 | 0 | 0 | 0 | 0 | 0 | 0 | 0 | 0 | 0
2016-05-11 14:00 | 0 | 0 | 0 | 0 | 0 | 606906.7139 | 439106 | 0 | 0 | 0 | 361049.2131 | 0 | 0 | 0 | 0 | 0 | 0 | 0 | 0 | 0 | 0 | 6329899.1139 | 0 | 0 | 0 | 0 | 148983.3894 | 0 | 0 | 0 | 0 | 0 | 0 | 0 | 0 | 0 | 0 | 0 | 18817.3245 | 0 | 0
2016-05-11 15:00 | 0 | 0 | 0 | 0 | 0 | 621677.7139 | 453877 | 0 | 0 | 0 | 510032.6025 | 0 | 0 | 0 | 0 | 0 | 0 | 0 | 0 | 0 | 0 | 6344927.6538 | 0 | 0 | 0 | 0 | 148983.3894 | 0 | 0 | 0 | 0 | 0 | 0 | 0 | 0 | 0 | 0 | 0 | 18817.3245 | 0 | 0
2016-05-11 16:00 | 0 | 0 | 0 | 0 | 0 | 765514.9334 | 466276 | 0 | 0 | 0 | 659015.9919 | 0 | 0 | 0 | 0 | 0 | 0 | 131438.2195 | 0 | 0 | 0 | 6359956.1337 | 0 | 0 | 0 | 0 | 148983.3894 | 0 | 0 | 0 | 0 | 0 | 0 | 0 | 131438.2195 | 0 | 0 | 0 | 18817.3245 | 0 | 0
2016-05-11 17:00 | 0 | 0 | 0 | 0 | 0 | 583546.0758 | 478553 | 0 | 0 | 0 | 807999.3813 | 0 | 0 | 0 | 0 | 0 | 0 | 68630.5815 | 0 | 0 | 0 | 6374984.5535 | 0 | 0 | 0 | 0 | 148983.3894 | 0 | 0 | 0 | 0 | 0 | 0 | 0 | -62807.638 | 0 | 0 | 0 | 18817.3245 | 0 | 0
2016-05-11 18:00 | 0 | 0 | 0 | 0 | 0 | 787699.9334 | 488461 | 0 | 0 | 0 | 956982.7706 | 0 | 0 | 0 | 0 | 0 | 0 | 200068.801 | 0 | 0 | 0 | 6390012.9131 | 0 | 0 | 0 | 0 | 148983.3894 | 0 | 0 | 0 | 0 | 0 | 0 | 0 | 131438.2195 | 0 | 0 | 0 | 18817.3245 | 0 | 0
2016-05-11 19:00 | 0 | 0 | 0 | 0 | 0 | 533046.4943 | 496684 | 0 | 0 | 0 | 1105966.16 | 0 | 0 | 0 | 0 | 0 | 0 | 68630.5815 | 0 | 0 | 0 | 6405041.2127 | 0 | 0 | 0 | 0 | 148983.3894 | 0 | 0 | 0 | 0 | 0 | 0 | 0 | -131438.2195 | 0 | 0 | 0 | 18817.3245 | 0 | 0
2016-05-11 20:00 | 0 | 0 | 0 | 0 | 0 | 802684.9334 | 503446 | 0 | 0 | 0 | 1254949.5494 | 0 | 0 | 0 | 0 | 0 | 0 | 200068.801 | 0 | 0 | 0 | 6420069.4521 | 0 | 0 | 0 | 0 | 148983.3894 | 0 | 0 | 0 | 0 | 0 | 0 | 0 | 131438.2195 | 0 | 0 | 0 | 18817.3245 | 0 | 0
2016-05-11 21:00 | 0 | 0 | 0 | 0 | 0 | 806494.9334 | 507256 | 0 | 0 | 0 | 1403932.9387 | 0 | 0 | 0 | 0 | 0 | 0 | 331507.0205 | 0 | 0 | 0 | 6435097.6314 | 0 | 0 | 0 | 0 | 148983.3894 | 0 | 0 | 0 | 0 | 0 | 0 | 0 | 131438.2195 | 0 | 0 | 0 | 18817.3245 | 0 | 0
2016-05-11 22:00 | 0 | 0 | 0 | 0 | 0 | 804896.9334 | 505658 | 0 | 0 | 0 | 1552916.3281 | 0 | 0 | 0 | 0 | 0 | 0 | 462945.24 | 0 | 0 | 0 | 6450125.7506 | 0 | 0 | 0 | 0 | 148983.3894 | 0 | 0 | 0 | 0 | 0 | 0 | 0 | 131438.2195 | 0 | 0 | 0 | 18817.3245 | 0 | 0
2016-05-11 23:00 | 0 | 0 | 0 | 0 | 0 | 717766.2008 | 499182 | 0 | 0 | 0 | 1701899.7175 | 0 | 0 | 0 | 0 | 0 | 0 | 513728.7269 | 0 | 0 | 0 | 6465153.8097 | 0 | 0 | 0 | 0 | 148983.3894 | 0 | 0 | 0 | 0 | 0 | 0 | 0 | 50783.4869 | 0 | 0 | 0 | 18817.3245 | 0 | 0
2016-05-12 | 0 | 0 | 0 | 0 | 0 | 567089.5015 | 494879 | 0 | 0 | 0 | 1774110.219 | 0 | 0 | 0 | 0 | 0 | 0 | 513728.7269 | 0 | 0 | 0 | 6465127.9491 | 0 | 0 | 0 | 0 | 72210.5015 | 0 | 0 | 0 | 0 | 0 | 0 | 0 | 0 | 0 | 0 | 0 | 0 | 0 | 0
2016-05-12 01:00 | 0 | 0 | 0 | 0 | 0 | 268095.1344 | 486960 | 0 | 0 | 0 | 1625126.8296 | 0 | 0 | 0 | 0 | 0 | 0 | 443847.2506 | 0 | 0 | 0 | 6465102.0885 | 0 | 0 | 0 | 0 | -148983.3894 | 0 | 0 | 0 | 0 | 0 | 0 | 0 | -69881.4763 | 0 | 0 | 0 | 0 | 0 | 0
2016-05-12 02:00 | 0 | 0 | 0 | 0 | 161954.4557 | 20779.9355 | 463156 | 0 | 0 | 0 | 1476143.4403 | 0 | 0 | 0 | 0 | 0 | 0 | 312409.0311 | 0 | 0 | 0 | 6465076.2281 | 0 | 0 | 0 | 0 | -148983.3894 | 0 | 0 | 0 | 0 | 0 | 0 | 0 | -131438.2195 | 0 | 0 | 0 | 0 | 0 | 0
2016-05-12 03:00 | 0 | 0 | 0 | 0 | 151364.3911 | 0 | 431786 | 0 | 0 | 0 | 1327160.0509 | 0 | 0 | 0 | 0 | 0 | 0 | 180970.8116 | 0 | 0 | 0 | 6465050.3678 | 0 | 0 | 0 | 0 | -148983.3894 | 0 | 0 | 0 | 0 | 0 | 0 | 0 | -131438.2195 | 0 | 0 | 0 | 0 | 0 | 0
2016-05-12 04:00 | 0 | 0 | 0 | 0 | 122523.3911 | 0 | 402945 | 0 | 0 | 0 | 1178176.6615 | 0 | 0 | 0 | 0 | 0 | 0 | 49532.5921 | 0 | 0 | 0 | 6465024.5076 | 0 | 0 | 0 | 0 | -148983.3894 | 0 | 0 | 0 | 0 | 0 | 0 | 0 | -131438.2195 | 0 | 0 | 0 | 0 | 0 | 0
2016-05-12 05:00 | 0 | 0 | 0 | 0 | 361248.8301 | 0 | 378794 | 0 | 0 | 0 | 1029193.2722 | 0 | 0 | 0 | 0 | 0 | 0 | 180970.8116 | 0 | 0 | 0 | 6464998.6475 | 0 | 0 | 0 | 0 | -148983.3894 | 0 | 0 | 0 | 0 | 0 | 0 | 0 | 131438.2195 | 0 | 0 | 0 | 0 | 0 | 0
2016-05-12 06:00 | 0 | 0 | 0 | 0 | 80005.3911 | 0 | 360427 | 0 | 0 | 0 | 880209.8828 | 0 | 0 | 0 | 0 | 0 | 0 | 49532.5921 | 0 | 0 | 0 | 6464972.7875 | 0 | 0 | 0 | 0 | -148983.3894 | 0 | 0 | 0 | 0 | 0 | 0 | 0 | -131438.2195 | 0 | 0 | 0 | 0 | 0 | 0
2016-05-12 07:00 | 0 | 0 | 0 | 0 | 330832.8301 | 0 | 348378 | 0 | 0 | 0 | 731226.4934 | 0 | 0 | 0 | 0 | 0 | 0 | 180970.8116 | 0 | 0 | 0 | 6464946.9276 | 0 | 0 | 0 | 0 | -148983.3894 | 0 | 0 | 0 | 0 | 0 | 0 | 0 | 131438.2195 | 0 | 0 | 0 | 0 | 0 | 0
2016-05-12 08:00 | 0 | 0 | 0 | 0 | 64033.3911 | 0 | 344455 | 0 | 0 | 0 | 582243.104 | 0 | 0 | 0 | 0 | 0 | 0 | 49532.5921 | 0 | 0 | 0 | 6464921.0679 | 0 | 0 | 0 | 0 | -148983.3894 | 0 | 0 | 0 | 0 | 0 | 0 | 0 | -131438.2195 | 0 | 0 | 0 | 0 | 0 | 0
2016-05-12 09:00 | 0 | 0 | 0 | 0 | 195211.8137 | 0 | 351745 | 0 | 0 | 0 | 475242.5099 | 0 | 0 | 0 | 0 | 0 | 0 | 0 | 0 | 0 | 0 | 6464895.2082 | 0 | 0 | 0 | 0 | -107000.5941 | 0 | 0 | 0 | 0 | 0 | 0 | 0 | -49532.5921 | 0 | 0 | 0 | 0 | 0 | 0
2016-05-12 10:00 | 0 | 0 | 0 | 0 | 523407.7735 | 0 | 371489 | 0 | 0 | 0 | 495723.0638 | 0 | 0 | 0 | 0 | 0 | 0 | 131438.2195 | 0 | 0 | 0 | 6464869.3486 | 0 | 0 | 0 | 0 | 20480.5539 | 0 | 0 | 0 | 0 | 0 | 0 | 0 | 131438.2195 | 0 | 0 | 0 | 0 | 0 | 0
2016-05-12 11:00 | 0 | 0 | 0 | 0 | 113665.3911 | 0 | 394087 | 0 | 0 | 0 | 346739.6745 | 0 | 0 | 0 | 0 | 0 | 0 | 0 | 0 | 0 | 0 | 6464843.4891 | 0 | 0 | 0 | 0 | -148983.3894 | 0 | 0 | 0 | 0 | 0 | 0 | 0 | -131438.2195 | 0 | 0 | 0 | 0 | 0 | 0
2016-05-12 12:00 | 0 | 0 | 0 | 0 | 195042.5802 | 66992.0304 | 411018 | 0 | 0 | 0 | 197756.2851 | 0 | 0 | 0 | 0 | 0 | 0 | 0 | 0 | 0 | 0 | 6464817.6297 | 0 | 0 | 0 | 0 | -148983.3894 | 0 | 0 | 0 | 0 | 0 | 0 | 0 | 0 | 0 | 0 | 0 | 0 | 0 | 0
2016-05-12 13:00 | 0 | 0 | 0 | 0 | 119752.0921 | 455203.2972 | 425972 | 0 | 0 | 0 | 346739.6745 | 0 | 0 | 0 | 0 | 0 | 0 | 0 | 0 | 0 | 0 | 6464791.7705 | 0 | 0 | 0 | 0 | 148983.3894 | 0 | 0 | 0 | 0 | 0 | 0 | 0 | 0 | 0 | 0 | 0 | 0 | 0 | 0
2016-05-12 14:00 | 0 | 0 | 0 | 0 | 0 | 609529.7139 | 441729 | 0 | 0 | 0 | 495723.0638 | 0 | 0 | 0 | 0 | 0 | 0 | 0 | 0 | 0 | 0 | 6479819.7709 | 0 | 0 | 0 | 0 | 148983.3894 | 0 | 0 | 0 | 0 | 0 | 0 | 0 | 0 | 0 | 0 | 0 | 18817.3245 | 0 | 0
2016-05-12 15:00 | 0 | 0 | 0 | 0 | 0 | 624034.7139 | 456234 | 0 | 0 | 0 | 644706.4532 | 0 | 0 | 0 | 0 | 0 | 0 | 0 | 0 | 0 | 0 | 6494847.7112 | 0 | 0 | 0 | 0 | 148983.3894 | 0 | 0 | 0 | 0 | 0 | 0 | 0 | 0 | 0 | 0 | 0 | 18817.3245 | 0 | 0
2016-05-12 16:00 | 0 | 0 | 0 | 0 | 0 | 766587.9334 | 467349 | 0 | 0 | 0 | 793689.8426 | 0 | 0 | 0 | 0 | 0 | 0 | 131438.2195 | 0 | 0 | 0 | 6509875.5914 | 0 | 0 | 0 | 0 | 148983.3894 | 0 | 0 | 0 | 0 | 0 | 0 | 0 | 131438.2195 | 0 | 0 | 0 | 18817.3245 | 0 | 0
2016-05-12 17:00 | 0 | 0 | 0 | 0 | 0 | 514542.4943 | 478180 | 0 | 0 | 0 | 942673.232 | 0 | 0 | 0 | 0 | 0 | 0 | 0 | 0 | 0 | 0 | 6524903.4115 | 0 | 0 | 0 | 0 | 148983.3894 | 0 | 0 | 0 | 0 | 0 | 0 | 0 | -131438.2195 | 0 | 0 | 0 | 18817.3245 | 0 | 0
2016-05-12 18:00 | 0 | 0 | 0 | 0 | 0 | 785716.9334 | 486478 | 0 | 0 | 0 | 1091656.6213 | 0 | 0 | 0 | 0 | 0 | 0 | 131438.2195 | 0 | 0 | 0 | 6539931.1714 | 0 | 0 | 0 | 0 | 148983.3894 | 0 | 0 | 0 | 0 | 0 | 0 | 0 | 131438.2195 | 0 | 0 | 0 | 18817.3245 | 0 | 0
2016-05-12 19:00 | 0 | 0 | 0 | 0 | 0 | 791279.9334 | 492041 | 0 | 0 | 0 | 1240640.0107 | 0 | 0 | 0 | 0 | 0 | 0 | 262876.439 | 0 | 0 | 0 | 6554958.8713 | 0 | 0 | 0 | 0 | 148983.3894 | 0 | 0 | 0 | 0 | 0 | 0 | 0 | 131438.2195 | 0 | 0 | 0 | 18817.3245 | 0 | 0
2016-05-12 20:00 | 0 | 0 | 0 | 0 | 0 | 614086.4331 | 496444 | 0 | 0 | 0 | 1389623.4001 | 0 | 0 | 0 | 0 | 0 | 0 | 212718.1583 | 0 | 0 | 0 | 6569986.5111 | 0 | 0 | 0 | 0 | 148983.3894 | 0 | 0 | 0 | 0 | 0 | 0 | 0 | -50158.2807 | 0 | 0 | 0 | 18817.3245 | 0 | 0
2016-05-12 21:00 | 0 | 0 | 0 | 0 | 0 | 797800.9334 | 498562 | 0 | 0 | 0 | 1538606.7894 | 0 | 0 | 0 | 0 | 0 | 0 | 344156.3778 | 0 | 0 | 0 | 6585014.0907 | 0 | 0 | 0 | 0 | 148983.3894 | 0 | 0 | 0 | 0 | 0 | 0 | 0 | 131438.2195 | 0 | 0 | 0 | 18817.3245 | 0 | 0
2016-05-12 22:00 | 0 | 0 | 0 | 0 | 0 | 790378.5208 | 495548 | 0 | 0 | 0 | 1687590.1788 | 0 | 0 | 0 | 0 | 0 | 0 | 471186.1848 | 0 | 0 | 0 | 6600041.6102 | 0 | 0 | 0 | 0 | 148983.3894 | 0 | 0 | 0 | 0 | 0 | 0 | 0 | 127029.807 | 0 | 0 | 0 | 18817.3245 | 0 | 0
2016-05-12 23:00 | 0 | 0 | 0 | 0 | 0 | 698724.256 | 488381 | 0 | 0 | 0 | 1836573.5682 | 0 | 0 | 0 | 0 | 0 | 0 | 513728.7269 | 0 | 0 | 0 | 6615069.0697 | 0 | 0 | 0 | 0 | 148983.3894 | 0 | 0 | 0 | 0 | 0 | 0 | 0 | 42542.5421 | 0 | 0 | 0 | 18817.3245 | 0 | 0
2016-05-13 | 0 | 0 | 0 | 0 | 0 | 553220.9236 | 485226 | 0 | 0 | 0 | 1985556.9576 | 0 | 0 | 0 | 0 | 0 | 0 | 432740.2612 | 0 | 0 | 0 | 6615042.6094 | 0 | 0 | 0 | 0 | 148983.3894 | 0 | 0 | 0 | 0 | 0 | 0 | 0 | -80988.4657 | 0 | 0 | 0 | 0 | 0 | 0
2016-05-13 01:00 | 0 | 0 | 0 | 0 | 0 | 266332.5428 | 476994 | 0 | 0 | 0 | 1836573.5682 | 0 | 0 | 0 | 0 | 0 | 0 | 371062.1934 | 0 | 0 | 0 | 6615016.1492 | 0 | 0 | 0 | 0 | -148983.3894 | 0 | 0 | 0 | 0 | 0 | 0 | 0 | -61678.0678 | 0 | 0 | 0 | 0 | 0 | 0
2016-05-13 02:00 | 0 | 0 | 0 | 0 | 151625.7041 | 22290.687 | 454338 | 0 | 0 | 0 | 1687590.1788 | 0 | 0 | 0 | 0 | 0 | 0 | 239623.9739 | 0 | 0 | 0 | 6614989.6891 | 0 | 0 | 0 | 0 | -148983.3894 | 0 | 0 | 0 | 0 | 0 | 0 | 0 | -131438.2195 | 0 | 0 | 0 | 0 | 0 | 0
2016-05-13 03:00 | 0 | 0 | 0 | 0 | 417047.2223 | 0 | 425241 | 0 | 0 | 0 | 1547958.1816 | 0 | 0 | 0 | 0 | 0 | 0 | 371062.1934 | 0 | 0 | 0 | 6614963.2292 | 0 | 0 | 0 | 0 | -139631.9972 | 0 | 0 | 0 | 0 | 0 | 0 | 0 | 131438.2195 | 0 | 0 | 0 | 0 | 0 | 0
2016-05-13 04:00 | 0 | 0 | 0 | 0 | 116653.3911 | 0 | 397075 | 0 | 0 | 0 | 1398974.7923 | 0 | 0 | 0 | 0 | 0 | 0 | 239623.9739 | 0 | 0 | 0 | 6614936.7693 | 0 | 0 | 0 | 0 | -148983.3894 | 0 | 0 | 0 | 0 | 0 | 0 | 0 | -131438.2195 | 0 | 0 | 0 | 0 | 0 | 0
2016-05-13 05:00 | 0 | 0 | 0 | 0 | 93318.3911 | 0 | 373740 | 0 | 0 | 0 | 1249991.4029 | 0 | 0 | 0 | 0 | 0 | 0 | 108185.7544 | 0 | 0 | 0 | 6614910.3096 | 0 | 0 | 0 | 0 | -148983.3894 | 0 | 0 | 0 | 0 | 0 | 0 | 0 | -131438.2195 | 0 | 0 | 0 | 0 | 0 | 0
2016-05-13 06:00 | 0 | 0 | 0 | 0 | 337992.8301 | 0 | 355538 | 0 | 0 | 0 | 1101008.0135 | 0 | 0 | 0 | 0 | 0 | 0 | 239623.9739 | 0 | 0 | 0 | 6614883.8499 | 0 | 0 | 0 | 0 | -148983.3894 | 0 | 0 | 0 | 0 | 0 | 0 | 0 | 131438.2195 | 0 | 0 | 0 | 0 | 0 | 0
2016-05-13 07:00 | 0 | 0 | 0 | 0 | 64462.3911 | 0 | 344884 | 0 | 0 | 0 | 952024.6242 | 0 | 0 | 0 | 0 | 0 | 0 | 108185.7544 | 0 | 0 | 0 | 6614857.3904 | 0 | 0 | 0 | 0 | -148983.3894 | 0 | 0 | 0 | 0 | 0 | 0 | 0 | -131438.2195 | 0 | 0 | 0 | 0 | 0 | 0
2016-05-13 08:00 | 0 | 0 | 0 | 0 | 323160.8301 | 0 | 340706 | 0 | 0 | 0 | 803041.2348 | 0 | 0 | 0 | 0 | 0 | 0 | 239623.9739 | 0 | 0 | 0 | 6614830.931 | 0 | 0 | 0 | 0 | -148983.3894 | 0 | 0 | 0 | 0 | 0 | 0 | 0 | 131438.2195 | 0 | 0 | 0 | 0 | 0 | 0
2016-05-13 09:00 | 0 | 0 | 0 | 0 | 66715.3911 | 0 | 347137 | 0 | 0 | 0 | 654057.8454 | 0 | 0 | 0 | 0 | 0 | 0 | 108185.7544 | 0 | 0 | 0 | 6614804.4717 | 0 | 0 | 0 | 0 | -148983.3894 | 0 | 0 | 0 | 0 | 0 | 0 | 0 | -131438.2195 | 0 | 0 | 0 | 0 | 0 | 0
2016-05-13 10:00 | 0 | 0 | 0 | 0 | 108629.8562 | 0 | 365799 | 0 | 0 | 0 | 505074.456 | 0 | 0 | 0 | 0 | 0 | 0 | 0 | 0 | 0 | 0 | 6614778.0124 | 0 | 0 | 0 | 0 | -148983.3894 | 0 | 0 | 0 | 0 | 0 | 0 | 0 | -108185.7544 | 0 | 0 | 0 | 0 | 0 | 0
2016-05-13 11:00 | 0 | 0 | 0 | 0 | 237856.6106 | 0 | 386840 | 0 | 0 | 0 | 356091.0667 | 0 | 0 | 0 | 0 | 0 | 0 | 0 | 0 | 0 | 0 | 6614751.5533 | 0 | 0 | 0 | 0 | -148983.3894 | 0 | 0 | 0 | 0 | 0 | 0 | 0 | 0 | 0 | 0 | 0 | 0 | 0 | 0
2016-05-13 12:00 | 0 | 0 | 0 | 0 | 173180.2422 | 82076.3685 | 404240 | 0 | 0 | 0 | 207107.6773 | 0 | 0 | 0 | 0 | 0 | 0 | 0 | 0 | 0 | 0 | 6614725.0943 | 0 | 0 | 0 | 0 | -148983.3894 | 0 | 0 | 0 | 0 | 0 | 0 | 0 | 0 | 0 | 0 | 0 | 0 | 0 | 0
2016-05-13 13:00 | 0 | 0 | 0 | 0 | 85238.6684 | 484678.721 | 420934 | 0 | 0 | 0 | 356091.0667 | 0 | 0 | 0 | 0 | 0 | 0 | 0 | 0 | 0 | 0 | 6614698.6354 | 0 | 0 | 0 | 0 | 148983.3894 | 0 | 0 | 0 | 0 | 0 | 0 | 0 | 0 | 0 | 0 | 0 | 0 | 0 | 0
2016-05-13 14:00 | 0 | 0 | 0 | 0 | 0 | 605131.7139 | 437331 | 0 | 0 | 0 | 505074.456 | 0 | 0 | 0 | 0 | 0 | 0 | 0 | 0 | 0 | 0 | 6629726.0362 | 0 | 0 | 0 | 0 | 148983.3894 | 0 | 0 | 0 | 0 | 0 | 0 | 0 | 0 | 0 | 0 | 0 | 18817.3245 | 0 | 0
2016-05-13 15:00 | 0 | 0 | 0 | 0 | 0 | 618550.7139 | 450750 | 0 | 0 | 0 | 654057.8454 | 0 | 0 | 0 | 0 | 0 | 0 | 0 | 0 | 0 | 0 | 6644753.3769 | 0 | 0 | 0 | 0 | 148983.3894 | 0 | 0 | 0 | 0 | 0 | 0 | 0 | 0 | 0 | 0 | 0 | 18817.3245 | 0 | 0
2016-05-13 16:00 | 0 | 0 | 0 | 0 | 0 | 760119.9334 | 460881 | 0 | 0 | 0 | 803041.2348 | 0 | 0 | 0 | 0 | 0 | 0 | 131438.2195 | 0 | 0 | 0 | 6659780.6575 | 0 | 0 | 0 | 0 | 148983.3894 | 0 | 0 | 0 | 0 | 0 | 0 | 0 | 131438.2195 | 0 | 0 | 0 | 18817.3245 | 0 | 0
2016-05-13 17:00 | 0 | 0 | 0 | 0 | 0 | 506425.4943 | 470063 | 0 | 0 | 0 | 952024.6242 | 0 | 0 | 0 | 0 | 0 | 0 | 0 | 0 | 0 | 0 | 6674807.8779 | 0 | 0 | 0 | 0 | 148983.3894 | 0 | 0 | 0 | 0 | 0 | 0 | 0 | -131438.2195 | 0 | 0 | 0 | 18817.3245 | 0 | 0
2016-05-13 18:00 | 0 | 0 | 0 | 0 | 0 | 776633.9334 | 477395 | 0 | 0 | 0 | 1101008.0135 | 0 | 0 | 0 | 0 | 0 | 0 | 131438.2195 | 0 | 0 | 0 | 6689835.0383 | 0 | 0 | 0 | 0 | 148983.3894 | 0 | 0 | 0 | 0 | 0 | 0 | 0 | 131438.2195 | 0 | 0 | 0 | 18817.3245 | 0 | 0
2016-05-13 19:00 | 0 | 0 | 0 | 0 | 0 | 781488.9334 | 482250 | 0 | 0 | 0 | 1249991.4029 | 0 | 0 | 0 | 0 | 0 | 0 | 262876.439 | 0 | 0 | 0 | 6704862.1385 | 0 | 0 | 0 | 0 | 148983.3894 | 0 | 0 | 0 | 0 | 0 | 0 | 0 | 131438.2195 | 0 | 0 | 0 | 18817.3245 | 0 | 0
2016-05-13 20:00 | 0 | 0 | 0 | 0 | 0 | 602024.3582 | 487130 | 0 | 0 | 0 | 1398974.7923 | 0 | 0 | 0 | 0 | 0 | 0 | 209970.0834 | 0 | 0 | 0 | 6719889.1787 | 0 | 0 | 0 | 0 | 148983.3894 | 0 | 0 | 0 | 0 | 0 | 0 | 0 | -52906.3556 | 0 | 0 | 0 | 18817.3245 | 0 | 0
2016-05-13 21:00 | 0 | 0 | 0 | 0 | 0 | 788109.9334 | 488871 | 0 | 0 | 0 | 1547958.1816 | 0 | 0 | 0 | 0 | 0 | 0 | 341408.3029 | 0 | 0 | 0 | 6734916.1587 | 0 | 0 | 0 | 0 | 148983.3894 | 0 | 0 | 0 | 0 | 0 | 0 | 0 | 131438.2195 | 0 | 0 | 0 | 18817.3245 | 0 | 0
2016-05-13 22:00 | 0 | 0 | 0 | 0 | 0 | 772849.0509 | 482639 | 0 | 0 | 0 | 1696941.571 | 0 | 0 | 0 | 0 | 0 | 0 | 463817.6399 | 0 | 0 | 0 | 6749943.0786 | 0 | 0 | 0 | 0 | 148983.3894 | 0 | 0 | 0 | 0 | 0 | 0 | 0 | 122409.337 | 0 | 0 | 0 | 18817.3245 | 0 | 0
2016-05-13 23:00 | 0 | 0 | 0 | 0 | 0 | 689836.8009 | 472125 | 0 | 0 | 0 | 1845924.9604 | 0 | 0 | 0 | 0 | 0 | 0 | 513728.7269 | 0 | 0 | 0 | 6764969.9384 | 0 | 0 | 0 | 0 | 148983.3894 | 0 | 0 | 0 | 0 | 0 | 0 | 0 | 49911.087 | 0 | 0 | 0 | 18817.3245 | 0 | 0
2016-05-14 | 0 | 0 | 0 | 0 | 0 | 546025.855 | 464396 | 0 | 0 | 0 | 1927554.8154 | 0 | 0 | 0 | 0 | 0 | 0 | 513728.7269 | 0 | 0 | 0 | 6764942.8785 | 0 | 0 | 0 | 0 | 81629.855 | 0 | 0 | 0 | 0 | 0 | 0 | 0 | 0 | 0 | 0 | 0 | 0 | 0 | 0
2016-05-14 01:00 | 0 | 0 | 0 | 0 | 0 | 256379.3204 | 456650 | 0 | 0 | 0 | 1846698.2042 | 0 | 0 | 0 | 0 | 0 | 0 | 394314.6585 | 0 | 0 | 0 | 6764915.8188 | 0 | 0 | 0 | 0 | -80856.6112 | 0 | 0 | 0 | 0 | 0 | 0 | 0 | -119414.0684 | 0 | 0 | 0 | 0 | 0 | 0
2016-05-14 02:00 | 0 | 0 | 0 | 0 | 142643.0846 | 13508.3065 | 436573 | 0 | 0 | 0 | 1697714.8148 | 0 | 0 | 0 | 0 | 0 | 0 | 262876.439 | 0 | 0 | 0 | 6764888.7591 | 0 | 0 | 0 | 0 | -148983.3894 | 0 | 0 | 0 | 0 | 0 | 0 | 0 | -131438.2195 | 0 | 0 | 0 | 0 | 0 | 0
2016-05-14 03:00 | 0 | 0 | 0 | 0 | 130547.3911 | 0 | 410969 | 0 | 0 | 0 | 1548731.4255 | 0 | 0 | 0 | 0 | 0 | 0 | 131438.2195 | 0 | 0 | 0 | 6764861.6996 | 0 | 0 | 0 | 0 | -148983.3894 | 0 | 0 | 0 | 0 | 0 | 0 | 0 | -131438.2195 | 0 | 0 | 0 | 0 | 0 | 0
2016-05-14 04:00 | 0 | 0 | 0 | 0 | 369002.8301 | 0 | 386548 | 0 | 0 | 0 | 1399748.0361 | 0 | 0 | 0 | 0 | 0 | 0 | 262876.439 | 0 | 0 | 0 | 6764834.6401 | 0 | 0 | 0 | 0 | -148983.3894 | 0 | 0 | 0 | 0 | 0 | 0 | 0 | 131438.2195 | 0 | 0 | 0 | 0 | 0 | 0
2016-05-14 05:00 | 0 | 0 | 0 | 0 | 84313.3911 | 0 | 364735 | 0 | 0 | 0 | 1250764.6467 | 0 | 0 | 0 | 0 | 0 | 0 | 131438.2195 | 0 | 0 | 0 | 6764807.5808 | 0 | 0 | 0 | 0 | -148983.3894 | 0 | 0 | 0 | 0 | 0 | 0 | 0 | -131438.2195 | 0 | 0 | 0 | 0 | 0 | 0
2016-05-14 06:00 | 0 | 0 | 0 | 0 | 67528.3911 | 0 | 347950 | 0 | 0 | 0 | 1101781.2574 | 0 | 0 | 0 | 0 | 0 | 0 | 0 | 0 | 0 | 0 | 6764780.5215 | 0 | 0 | 0 | 0 | -148983.3894 | 0 | 0 | 0 | 0 | 0 | 0 | 0 | -131438.2195 | 0 | 0 | 0 | 0 | 0 | 0
2016-05-14 07:00 | 0 | 0 | 0 | 0 | 319049.8301 | 0 | 336595 | 0 | 0 | 0 | 952797.868 | 0 | 0 | 0 | 0 | 0 | 0 | 131438.2195 | 0 | 0 | 0 | 6764753.4624 | 0 | 0 | 0 | 0 | -148983.3894 | 0 | 0 | 0 | 0 | 0 | 0 | 0 | 131438.2195 | 0 | 0 | 0 | 0 | 0 | 0
2016-05-14 08:00 | 0 | 0 | 0 | 0 | 49532.3911 | 0 | 329954 | 0 | 0 | 0 | 803814.4786 | 0 | 0 | 0 | 0 | 0 | 0 | 0 | 0 | 0 | 0 | 6764726.4034 | 0 | 0 | 0 | 0 | -148983.3894 | 0 | 0 | 0 | 0 | 0 | 0 | 0 | -131438.2195 | 0 | 0 | 0 | 0 | 0 | 0
2016-05-14 09:00 | 0 | 0 | 0 | 0 | 467515.3264 | 0 | 329381 | 0 | 0 | 0 | 810510.5855 | 0 | 0 | 0 | 0 | 0 | 0 | 131438.2195 | 0 | 0 | 0 | 6764699.3445 | 0 | 0 | 0 | 0 | 6696.1069 | 0 | 0 | 0 | 0 | 0 | 0 | 0 | 131438.2195 | 0 | 0 | 0 | 0 | 0 | 0
2016-05-14 10:00 | 0 | 0 | 0 | 0 | 51544.3911 | 0 | 331966 | 0 | 0 | 0 | 661527.1961 | 0 | 0 | 0 | 0 | 0 | 0 | 0 | 0 | 0 | 0 | 6764672.2857 | 0 | 0 | 0 | 0 | -148983.3894 | 0 | 0 | 0 | 0 | 0 | 0 | 0 | -131438.2195 | 0 | 0 | 0 | 0 | 0 | 0
2016-05-14 11:00 | 0 | 0 | 0 | 0 | 190837.6106 | 0 | 339821 | 0 | 0 | 0 | 512543.8067 | 0 | 0 | 0 | 0 | 0 | 0 | 0 | 0 | 0 | 0 | 6764645.227 | 0 | 0 | 0 | 0 | -148983.3894 | 0 | 0 | 0 | 0 | 0 | 0 | 0 | 0 | 0 | 0 | 0 | 0 | 0 | 0
2016-05-14 12:00 | 0 | 0 | 0 | 0 | 155473.5975 | 50333.0131 | 354790 | 0 | 0 | 0 | 363560.4174 | 0 | 0 | 0 | 0 | 0 | 0 | 0 | 0 | 0 | 0 | 6764618.1684 | 0 | 0 | 0 | 0 | -148983.3894 | 0 | 0 | 0 | 0 | 0 | 0 | 0 | 0 | 0 | 0 | 0 | 0 | 0 | 0
2016-05-14 13:00 | 0 | 0 | 0 | 0 | 203770.5884 | 318473.801 | 373261 | 0 | 0 | 0 | 512543.8067 | 0 | 0 | 0 | 0 | 0 | 0 | 0 | 0 | 0 | 0 | 6764591.11 | 0 | 0 | 0 | 0 | 148983.3894 | 0 | 0 | 0 | 0 | 0 | 0 | 0 | 0 | 0 | 0 | 0 | 0 | 0 | 0
2016-05-14 14:00 | 0 | 0 | 0 | 0 | 2583.9974 | 536088.392 | 389689 | 0 | 0 | 0 | 661527.1961 | 0 | 0 | 0 | 0 | 0 | 0 | 0 | 0 | 0 | 0 | 6764564.0516 | 0 | 0 | 0 | 0 | 148983.3894 | 0 | 0 | 0 | 0 | 0 | 0 | 0 | 0 | 0 | 0 | 0 | 0 | 0 | 0
2016-05-14 15:00 | 0 | 0 | 0 | 0 | 0 | 570774.7139 | 402974 | 0 | 0 | 0 | 810510.5855 | 0 | 0 | 0 | 0 | 0 | 0 | 0 | 0 | 0 | 0 | 6779590.8529 | 0 | 0 | 0 | 0 | 148983.3894 | 0 | 0 | 0 | 0 | 0 | 0 | 0 | 0 | 0 | 0 | 0 | 18817.3245 | 0 | 0
2016-05-14 16:00 | 0 | 0 | 0 | 0 | 0 | 711804.9334 | 412566 | 0 | 0 | 0 | 959493.9748 | 0 | 0 | 0 | 0 | 0 | 0 | 131438.2195 | 0 | 0 | 0 | 6794617.5942 | 0 | 0 | 0 | 0 | 148983.3894 | 0 | 0 | 0 | 0 | 0 | 0 | 0 | 131438.2195 | 0 | 0 | 0 | 18817.3245 | 0 | 0
2016-05-14 17:00 | 0 | 0 | 0 | 0 | 0 | 455435.4943 | 419073 | 0 | 0 | 0 | 1108477.3642 | 0 | 0 | 0 | 0 | 0 | 0 | 0 | 0 | 0 | 0 | 6809644.2753 | 0 | 0 | 0 | 0 | 148983.3894 | 0 | 0 | 0 | 0 | 0 | 0 | 0 | -131438.2195 | 0 | 0 | 0 | 18817.3245 | 0 | 0
2016-05-14 18:00 | 0 | 0 | 0 | 0 | 0 | 722638.9334 | 423400 | 0 | 0 | 0 | 1257460.7536 | 0 | 0 | 0 | 0 | 0 | 0 | 131438.2195 | 0 | 0 | 0 | 6824670.8963 | 0 | 0 | 0 | 0 | 148983.3894 | 0 | 0 | 0 | 0 | 0 | 0 | 0 | 131438.2195 | 0 | 0 | 0 | 18817.3245 | 0 | 0
2016-05-14 19:00 | 0 | 0 | 0 | 0 | 0 | 725726.9334 | 426488 | 0 | 0 | 0 | 1406444.1429 | 0 | 0 | 0 | 0 | 0 | 0 | 262876.439 | 0 | 0 | 0 | 6839697.4572 | 0 | 0 | 0 | 0 | 148983.3894 | 0 | 0 | 0 | 0 | 0 | 0 | 0 | 131438.2195 | 0 | 0 | 0 | 18817.3245 | 0 | 0
2016-05-14 20:00 | 0 | 0 | 0 | 0 | 0 | 726673.6485 | 428397 | 0 | 0 | 0 | 1555427.5323 | 0 | 0 | 0 | 0 | 0 | 0 | 393352.3736 | 0 | 0 | 0 | 6854723.958 | 0 | 0 | 0 | 0 | 148983.3894 | 0 | 0 | 0 | 0 | 0 | 0 | 0 | 130475.9346 | 0 | 0 | 0 | 18817.3245 | 0 | 0
2016-05-14 21:00 | 0 | 0 | 0 | 0 | 0 | 676214.8956 | 429643 | 0 | 0 | 0 | 1704410.9217 | 0 | 0 | 0 | 0 | 0 | 0 | 472123.5554 | 0 | 0 | 0 | 6869750.3987 | 0 | 0 | 0 | 0 | 148983.3894 | 0 | 0 | 0 | 0 | 0 | 0 | 0 | 78771.1818 | 0 | 0 | 0 | 18817.3245 | 0 | 0
2016-05-14 22:00 | 0 | 0 | 0 | 0 | 0 | 636404.8854 | 426999 | 0 | 0 | 0 | 1853394.3111 | 0 | 0 | 0 | 0 | 0 | 0 | 513728.7269 | 0 | 0 | 0 | 6884776.7793 | 0 | 0 | 0 | 0 | 148983.3894 | 0 | 0 | 0 | 0 | 0 | 0 | 0 | 41605.1715 | 0 | 0 | 0 | 18817.3245 | 0 | 0
2016-05-14 23:00 | 0 | 0 | 0 | 0 | 0 | 531094.606 | 421121 | 0 | 0 | 0 | 1963367.9171 | 0 | 0 | 0 | 0 | 0 | 0 | 513728.7269 | 0 | 0 | 0 | 6884749.2401 | 0 | 0 | 0 | 0 | 109973.606 | 0 | 0 | 0 | 0 | 0 | 0 | 0 | 0 | 0 | 0 | 0 | 0 | 0 | 0
2016-05-15 | 0 | 0 | 0 | 0 | 0 | 381729.4391 | 418122 | 0 | 0 | 0 | 1926975.3562 | 0 | 0 | 0 | 0 | 0 | 0 | 513728.7269 | 0 | 0 | 0 | 6884721.7011 | 0 | 0 | 0 | 0 | -36392.5609 | 0 | 0 | 0 | 0 | 0 | 0 | 0 | 0 | 0 | 0 | 0 | 0 | 0 | 0
2016-05-15 01:00 | 0 | 0 | 0 | 0 | 0 | 185312.3106 | 415781 | 0 | 0 | 0 | 1827944.8863 | 0 | 0 | 0 | 0 | 0 | 0 | 382290.5074 | 0 | 0 | 0 | 6884694.1623 | 0 | 0 | 0 | 0 | -99030.4699 | 0 | 0 | 0 | 0 | 0 | 0 | 0 | -131438.2195 | 0 | 0 | 0 | 0 | 0 | 0
2016-05-15 02:00 | 0 | 0 | 0 | 0 | 290020.6132 | 15625.1912 | 402866 | 0 | 0 | 0 | 1678961.4969 | 0 | 0 | 0 | 0 | 0 | 0 | 434053.7012 | 0 | 0 | 0 | 6884666.6235 | 0 | 0 | 0 | 0 | -148983.3894 | 0 | 0 | 0 | 0 | 0 | 0 | 0 | 51763.1938 | 0 | 0 | 0 | 0 | 0 | 0
2016-05-15 03:00 | 0 | 0 | 0 | 0 | 102810.3911 | 0 | 383232 | 0 | 0 | 0 | 1529978.1075 | 0 | 0 | 0 | 0 | 0 | 0 | 302615.4817 | 0 | 0 | 0 | 6884639.0848 | 0 | 0 | 0 | 0 | -148983.3894 | 0 | 0 | 0 | 0 | 0 | 0 | 0 | -131438.2195 | 0 | 0 | 0 | 0 | 0 | 0
2016-05-15 04:00 | 0 | 0 | 0 | 0 | 253855.8582 | 0 | 362945 | 0 | 0 | 0 | 1380994.7181 | 0 | 0 | 0 | 0 | 0 | 0 | 342509.7293 | 0 | 0 | 0 | 6884611.5463 | 0 | 0 | 0 | 0 | -148983.3894 | 0 | 0 | 0 | 0 | 0 | 0 | 0 | 39894.2476 | 0 | 0 | 0 | 0 | 0 | 0
2016-05-15 05:00 | 0 | 0 | 0 | 0 | 66301.3911 | 0 | 346723 | 0 | 0 | 0 | 1232011.3288 | 0 | 0 | 0 | 0 | 0 | 0 | 211071.5098 | 0 | 0 | 0 | 6884584.0078 | 0 | 0 | 0 | 0 | -148983.3894 | 0 | 0 | 0 | 0 | 0 | 0 | 0 | -131438.2195 | 0 | 0 | 0 | 0 | 0 | 0
2016-05-15 06:00 | 0 | 0 | 0 | 0 | 245509.4795 | 0 | 333578 | 0 | 0 | 0 | 1083027.9394 | 0 | 0 | 0 | 0 | 0 | 0 | 271986.3786 | 0 | 0 | 0 | 6884556.4695 | 0 | 0 | 0 | 0 | -148983.3894 | 0 | 0 | 0 | 0 | 0 | 0 | 0 | 60914.8688 | 0 | 0 | 0 | 0 | 0 | 0
2016-05-15 07:00 | 0 | 0 | 0 | 0 | 249613.4834 | 0 | 324196 | 0 | 0 | 0 | 934044.55 | 0 | 0 | 0 | 0 | 0 | 0 | 346387.2514 | 0 | 0 | 0 | 6884528.9313 | 0 | 0 | 0 | 0 | -148983.3894 | 0 | 0 | 0 | 0 | 0 | 0 | 0 | 74400.8727 | 0 | 0 | 0 | 0 | 0 | 0
2016-05-15 08:00 | 0 | 0 | 0 | 0 | 39279.3911 | 0 | 319701 | 0 | 0 | 0 | 785061.1607 | 0 | 0 | 0 | 0 | 0 | 0 | 214949.0319 | 0 | 0 | 0 | 6884501.3931 | 0 | 0 | 0 | 0 | -148983.3894 | 0 | 0 | 0 | 0 | 0 | 0 | 0 | -131438.2195 | 0 | 0 | 0 | 0 | 0 | 0
2016-05-15 09:00 | 0 | 0 | 0 | 0 | 275891.9241 | 0 | 318872 | 0 | 0 | 0 | 636077.7713 | 0 | 0 | 0 | 0 | 0 | 0 | 320952.3453 | 0 | 0 | 0 | 6884473.8551 | 0 | 0 | 0 | 0 | -148983.3894 | 0 | 0 | 0 | 0 | 0 | 0 | 0 | 106003.3135 | 0 | 0 | 0 | 0 | 0 | 0
2016-05-15 10:00 | 0 | 0 | 0 | 0 | 38572.3911 | 0 | 318994 | 0 | 0 | 0 | 487094.3819 | 0 | 0 | 0 | 0 | 0 | 0 | 189514.1258 | 0 | 0 | 0 | 6884446.3172 | 0 | 0 | 0 | 0 | -148983.3894 | 0 | 0 | 0 | 0 | 0 | 0 | 0 | -131438.2195 | 0 | 0 | 0 | 0 | 0 | 0
2016-05-15 11:00 | 0 | 0 | 0 | 0 | 276537.926 | 0 | 323783 | 0 | 0 | 0 | 571287.5274 | 0 | 0 | 0 | 0 | 0 | 0 | 58075.9063 | 0 | 0 | 0 | 6884418.7794 | 0 | 0 | 0 | 0 | 84193.1455 | 0 | 0 | 0 | 0 | 0 | 0 | 0 | -131438.2195 | 0 | 0 | 0 | 0 | 0 | 0
2016-05-15 12:00 | 0 | 0 | 0 | 0 | 174686.2602 | 14780.965 | 337445 | 0 | 0 | 0 | 422304.1381 | 0 | 0 | 0 | 0 | 0 | 0 | 59081.5209 | 0 | 0 | 0 | 6884391.2418 | 0 | 0 | 0 | 0 | -148983.3894 | 0 | 0 | 0 | 0 | 0 | 0 | 0 | 1005.6146 | 0 | 0 | 0 | 0 | 0 | 0
2016-05-15 13:00 | 0 | 0 | 0 | 0 | 0 | 210986.8655 | 352435 | 0 | 0 | 0 | 339937.5244 | 0 | 0 | 0 | 0 | 0 | 0 | 0 | 0 | 0 | 0 | 6884363.7042 | 0 | 0 | 0 | 0 | -82366.6136 | 0 | 0 | 0 | 0 | 0 | 0 | 0 | -59081.5209 | 0 | 0 | 0 | 0 | 0 | 0
2016-05-15 14:00 | 0 | 0 | 0 | 0 | 108861.2129 | 404037.1765 | 363915 | 0 | 0 | 0 | 488920.9138 | 0 | 0 | 0 | 0 | 0 | 0 | 0 | 0 | 0 | 0 | 6884336.1668 | 0 | 0 | 0 | 0 | 148983.3894 | 0 | 0 | 0 | 0 | 0 | 0 | 0 | 0 | 0 | 0 | 0 | 0 | 0 | 0
2016-05-15 15:00 | 0 | 0 | 0 | 0 | 0 | 525277.3435 | 373504 | 0 | 0 | 0 | 637904.3032 | 0 | 0 | 0 | 0 | 0 | 0 | 2789.9542 | 0 | 0 | 0 | 6884308.6294 | 0 | 0 | 0 | 0 | 148983.3894 | 0 | 0 | 0 | 0 | 0 | 0 | 0 | 2789.9542 | 0 | 0 | 0 | 0 | 0 | 0
2016-05-15 16:00 | 0 | 0 | 0 | 0 | 0 | 601903.5055 | 381919 | 0 | 0 | 0 | 786887.6925 | 0 | 0 | 0 | 0 | 0 | 0 | 73791.0703 | 0 | 0 | 0 | 6884281.0922 | 0 | 0 | 0 | 0 | 148983.3894 | 0 | 0 | 0 | 0 | 0 | 0 | 0 | 71001.1161 | 0 | 0 | 0 | 0 | 0 | 0
2016-05-15 17:00 | 0 | 0 | 0 | 0 | 0 | 638465.2605 | 388083 | 0 | 0 | 0 | 935871.0819 | 0 | 0 | 0 | 0 | 0 | 0 | 175189.9415 | 0 | 0 | 0 | 6884253.5551 | 0 | 0 | 0 | 0 | 148983.3894 | 0 | 0 | 0 | 0 | 0 | 0 | 0 | 101398.8712 | 0 | 0 | 0 | 0 | 0 | 0
2016-05-15 18:00 | 0 | 0 | 0 | 0 | 0 | 648693.1018 | 392908 | 0 | 0 | 0 | 1084854.4713 | 0 | 0 | 0 | 0 | 0 | 0 | 281991.6539 | 0 | 0 | 0 | 6884226.018 | 0 | 0 | 0 | 0 | 148983.3894 | 0 | 0 | 0 | 0 | 0 | 0 | 0 | 106801.7124 | 0 | 0 | 0 | 0 | 0 | 0
2016-05-15 19:00 | 0 | 0 | 0 | 0 | 0 | 641999.1775 | 396532 | 0 | 0 | 0 | 1233837.8607 | 0 | 0 | 0 | 0 | 0 | 0 | 378475.442 | 0 | 0 | 0 | 6884198.4811 | 0 | 0 | 0 | 0 | 148983.3894 | 0 | 0 | 0 | 0 | 0 | 0 | 0 | 96483.7881 | 0 | 0 | 0 | 0 | 0 | 0
2016-05-15 20:00 | 0 | 0 | 0 | 0 | 0 | 627278.5229 | 400970 | 0 | 0 | 0 | 1382821.25 | 0 | 0 | 0 | 0 | 0 | 0 | 455800.5756 | 0 | 0 | 0 | 6884170.9443 | 0 | 0 | 0 | 0 | 148983.3894 | 0 | 0 | 0 | 0 | 0 | 0 | 0 | 77325.1335 | 0 | 0 | 0 | 0 | 0 | 0
2016-05-15 21:00 | 0 | 0 | 0 | 0 | 0 | 596945.7301 | 406594 | 0 | 0 | 0 | 1531804.6394 | 0 | 0 | 0 | 0 | 0 | 0 | 497168.9163 | 0 | 0 | 0 | 6884143.4077 | 0 | 0 | 0 | 0 | 148983.3894 | 0 | 0 | 0 | 0 | 0 | 0 | 0 | 41368.3408 | 0 | 0 | 0 | 0 | 0 | 0
2016-05-15 22:00 | 0 | 0 | 0 | 0 | 0 | 554641.6947 | 409840 | 0 | 0 | 0 | 1680788.0288 | 0 | 0 | 0 | 0 | 0 | 0 | 492987.2217 | 0 | 0 | 0 | 6884115.8711 | 0 | 0 | 0 | 0 | 148983.3894 | 0 | 0 | 0 | 0 | 0 | 0 | 0 | -4181.6947 | 0 | 0 | 0 | 0 | 0 | 0
2016-05-15 23:00 | 0 | 0 | 0 | 0 | 0 | 491411.4974 | 410874 | 0 | 0 | 0 | 1740584.0209 | 0 | 0 | 0 | 0 | 0 | 0 | 513728.7269 | 0 | 0 | 0 | 6884088.3346 | 0 | 0 | 0 | 0 | 59795.9921 | 0 | 0 | 0 | 0 | 0 | 0 | 0 | 20741.5053 | 0 | 0 | 0 | 0 | 0 | 0
2016-05-16 | 0 | 0 | 0 | 0 | 0 | 384569.784 | 415868 | 0 | 0 | 0 | 1709285.8049 | 0 | 0 | 0 | 0 | 0 | 0 | 513728.7269 | 0 | 0 | 0 | 6884060.7983 | 0 | 0 | 0 | 0 | -31298.216 | 0 | 0 | 0 | 0 | 0 | 0 | 0 | 0 | 0 | 0 | 0 | 0 | 0 | 0
2016-05-16 01:00 | 0 | 0 | 0 | 0 | 0 | 215023.9304 | 417754 | 0 | 0 | 0 | 1637993.9549 | 0 | 0 | 0 | 0 | 0 | 0 | 382290.5074 | 0 | 0 | 0 | 6884033.262 | 0 | 0 | 0 | 0 | -71291.8501 | 0 | 0 | 0 | 0 | 0 | 0 | 0 | -131438.2195 | 0 | 0 | 0 | 0 | 0 | 0
2016-05-16 02:00 | 0 | 0 | 0 | 0 | 105127.6144 | 18586.7767 | 404136 | 0 | 0 | 0 | 1489010.5655 | 0 | 0 | 0 | 0 | 0 | 0 | 250852.2879 | 0 | 0 | 0 | 6884005.7259 | 0 | 0 | 0 | 0 | -148983.3894 | 0 | 0 | 0 | 0 | 0 | 0 | 0 | -131438.2195 | 0 | 0 | 0 | 0 | 0 | 0
2016-05-16 03:00 | 0 | 0 | 0 | 0 | 381024.5903 | 0 | 383325 | 0 | 0 | 0 | 1355271.9363 | 0 | 0 | 0 | 0 | 0 | 0 | 382290.5074 | 0 | 0 | 0 | 6883978.1899 | 0 | 0 | 0 | 0 | -133738.6292 | 0 | 0 | 0 | 0 | 0 | 0 | 0 | 131438.2195 | 0 | 0 | 0 | 0 | 0 | 0
2016-05-16 04:00 | 0 | 0 | 0 | 0 | 83305.3911 | 0 | 363727 | 0 | 0 | 0 | 1206288.5469 | 0 | 0 | 0 | 0 | 0 | 0 | 250852.2879 | 0 | 0 | 0 | 6883950.654 | 0 | 0 | 0 | 0 | -148983.3894 | 0 | 0 | 0 | 0 | 0 | 0 | 0 | -131438.2195 | 0 | 0 | 0 | 0 | 0 | 0
2016-05-16 05:00 | 0 | 0 | 0 | 0 | 66384.3911 | 0 | 346806 | 0 | 0 | 0 | 1057305.1576 | 0 | 0 | 0 | 0 | 0 | 0 | 119414.0684 | 0 | 0 | 0 | 6883923.1182 | 0 | 0 | 0 | 0 | -148983.3894 | 0 | 0 | 0 | 0 | 0 | 0 | 0 | -131438.2195 | 0 | 0 | 0 | 0 | 0 | 0
2016-05-16 06:00 | 0 | 0 | 0 | 0 | 368406.1002 | 0 | 335215 | 0 | 0 | 0 | 959058.0383 | 0 | 0 | 0 | 0 | 0 | 0 | 250852.2879 | 0 | 0 | 0 | 6883895.5825 | 0 | 0 | 0 | 0 | -98247.1193 | 0 | 0 | 0 | 0 | 0 | 0 | 0 | 131438.2195 | 0 | 0 | 0 | 0 | 0 | 0
2016-05-16 07:00 | 0 | 0 | 0 | 0 | 352349.6296 | 0 | 329279 | 0 | 0 | 0 | 850690.4484 | 0 | 0 | 0 | 0 | 0 | 0 | 382290.5074 | 0 | 0 | 0 | 6883868.0469 | 0 | 0 | 0 | 0 | -108367.5899 | 0 | 0 | 0 | 0 | 0 | 0 | 0 | 131438.2195 | 0 | 0 | 0 | 0 | 0 | 0
2016-05-16 08:00 | 0 | 0 | 0 | 0 | 49843.3911 | 0 | 330265 | 0 | 0 | 0 | 701707.059 | 0 | 0 | 0 | 0 | 0 | 0 | 250852.2879 | 0 | 0 | 0 | 6883840.5114 | 0 | 0 | 0 | 0 | -148983.3894 | 0 | 0 | 0 | 0 | 0 | 0 | 0 | -131438.2195 | 0 | 0 | 0 | 0 | 0 | 0
2016-05-16 09:00 | 0 | 0 | 0 | 0 | 303703.8656 | 0 | 340929 | 0 | 0 | 0 | 552723.6697 | 0 | 0 | 0 | 0 | 0 | 0 | 362610.5429 | 0 | 0 | 0 | 6883812.976 | 0 | 0 | 0 | 0 | -148983.3894 | 0 | 0 | 0 | 0 | 0 | 0 | 0 | 111758.255 | 0 | 0 | 0 | 0 | 0 | 0
2016-05-16 10:00 | 0 | 0 | 0 | 0 | 83961.3911 | 0 | 364383 | 0 | 0 | 0 | 403740.2803 | 0 | 0 | 0 | 0 | 0 | 0 | 231172.3234 | 0 | 0 | 0 | 6883785.4408 | 0 | 0 | 0 | 0 | -148983.3894 | 0 | 0 | 0 | 0 | 0 | 0 | 0 | -131438.2195 | 0 | 0 | 0 | 0 | 0 | 0
2016-05-16 11:00 | 0 | 0 | 0 | 0 | 240171.782 | 0 | 388026 | 0 | 0 | 0 | 387324.2818 | 0 | 0 | 0 | 0 | 0 | 0 | 99734.1039 | 0 | 0 | 0 | 6883757.9056 | 0 | 0 | 0 | 0 | -16415.9985 | 0 | 0 | 0 | 0 | 0 | 0 | 0 | -131438.2195 | 0 | 0 | 0 | 0 | 0 | 0
2016-05-16 12:00 | 0 | 0 | 0 | 0 | 110631.2617 | 42947.245 | 402296 | 0 | 0 | 0 | 238340.8924 | 0 | 0 | 0 | 0 | 0 | 0 | 0 | 0 | 0 | 0 | 6883730.3706 | 0 | 0 | 0 | 0 | -148983.3894 | 0 | 0 | 0 | 0 | 0 | 0 | 0 | -99734.1039 | 0 | 0 | 0 | 0 | 0 | 0
2016-05-16 13:00 | 0 | 0 | 0 | 0 | 129767.1748 | 367797.3658 | 413477 | 0 | 0 | 0 | 322428.4329 | 0 | 0 | 0 | 0 | 0 | 0 | 0 | 0 | 0 | 0 | 6883702.8357 | 0 | 0 | 0 | 0 | 84087.5406 | 0 | 0 | 0 | 0 | 0 | 0 | 0 | 0 | 0 | 0 | 0 | 0 | 0 | 0
2016-05-16 14:00 | 0 | 0 | 0 | 0 | 0 | 592069.7139 | 424269 | 0 | 0 | 0 | 471411.8223 | 0 | 0 | 0 | 0 | 0 | 0 | 0 | 0 | 0 | 0 | 6898729.1605 | 0 | 0 | 0 | 0 | 148983.3894 | 0 | 0 | 0 | 0 | 0 | 0 | 0 | 0 | 0 | 0 | 0 | 18817.3245 | 0 | 0
2016-05-16 15:00 | 0 | 0 | 0 | 0 | 0 | 599785.7139 | 431985 | 0 | 0 | 0 | 620395.2117 | 0 | 0 | 0 | 0 | 0 | 0 | 0 | 0 | 0 | 0 | 6913755.4251 | 0 | 0 | 0 | 0 | 148983.3894 | 0 | 0 | 0 | 0 | 0 | 0 | 0 | 0 | 0 | 0 | 0 | 18817.3245 | 0 | 0
2016-05-16 16:00 | 0 | 0 | 0 | 0 | 0 | 736565.9334 | 437327 | 0 | 0 | 0 | 769378.6011 | 0 | 0 | 0 | 0 | 0 | 0 | 131438.2195 | 0 | 0 | 0 | 6928781.6297 | 0 | 0 | 0 | 0 | 148983.3894 | 0 | 0 | 0 | 0 | 0 | 0 | 0 | 131438.2195 | 0 | 0 | 0 | 18817.3245 | 0 | 0
2016-05-16 17:00 | 0 | 0 | 0 | 0 | 0 | 516230.6273 | 442315 | 0 | 0 | 0 | 918361.9904 | 0 | 0 | 0 | 0 | 0 | 0 | 37553.1329 | 0 | 0 | 0 | 6943807.7742 | 0 | 0 | 0 | 0 | 148983.3894 | 0 | 0 | 0 | 0 | 0 | 0 | 0 | -93885.0866 | 0 | 0 | 0 | 18817.3245 | 0 | 0
2016-05-16 18:00 | 0 | 0 | 0 | 0 | 0 | 745289.9334 | 446051 | 0 | 0 | 0 | 1067345.3798 | 0 | 0 | 0 | 0 | 0 | 0 | 168991.3524 | 0 | 0 | 0 | 6958833.8585 | 0 | 0 | 0 | 0 | 148983.3894 | 0 | 0 | 0 | 0 | 0 | 0 | 0 | 131438.2195 | 0 | 0 | 0 | 18817.3245 | 0 | 0
2016-05-16 19:00 | 0 | 0 | 0 | 0 | 0 | 741530.5352 | 447837 | 0 | 0 | 0 | 1216328.7692 | 0 | 0 | 0 | 0 | 0 | 0 | 294884.1738 | 0 | 0 | 0 | 6973859.8828 | 0 | 0 | 0 | 0 | 148983.3894 | 0 | 0 | 0 | 0 | 0 | 0 | 0 | 125892.8214 | 0 | 0 | 0 | 18817.3245 | 0 | 0
2016-05-16 20:00 | 0 | 0 | 0 | 0 | 0 | 726435.5041 | 450109 | 0 | 0 | 0 | 1365312.1585 | 0 | 0 | 0 | 0 | 0 | 0 | 403409.964 | 0 | 0 | 0 | 6988885.8469 | 0 | 0 | 0 | 0 | 148983.3894 | 0 | 0 | 0 | 0 | 0 | 0 | 0 | 108525.7902 | 0 | 0 | 0 | 18817.3245 | 0 | 0
2016-05-16 21:00 | 0 | 0 | 0 | 0 | 0 | 699429.1726 | 451899 | 0 | 0 | 0 | 1514295.5479 | 0 | 0 | 0 | 0 | 0 | 0 | 483139.4227 | 0 | 0 | 0 | 7003911.751 | 0 | 0 | 0 | 0 | 148983.3894 | 0 | 0 | 0 | 0 | 0 | 0 | 0 | 79729.4587 | 0 | 0 | 0 | 18817.3245 | 0 | 0
2016-05-16 22:00 | 0 | 0 | 0 | 0 | 0 | 649457.0181 | 451067 | 0 | 0 | 0 | 1663278.9373 | 0 | 0 | 0 | 0 | 0 | 0 | 513728.7269 | 0 | 0 | 0 | 7018937.5949 | 0 | 0 | 0 | 0 | 148983.3894 | 0 | 0 | 0 | 0 | 0 | 0 | 0 | 30589.3042 | 0 | 0 | 0 | 18817.3245 | 0 | 0
2016-05-16 23:00 | 0 | 0 | 0 | 0 | 0 | 558641.391 | 449437 | 0 | 0 | 0 | 1812262.3266 | 0 | 0 | 0 | 0 | 0 | 0 | 473949.7285 | 0 | 0 | 0 | 7018909.5191 | 0 | 0 | 0 | 0 | 148983.3894 | 0 | 0 | 0 | 0 | 0 | 0 | 0 | -39778.9984 | 0 | 0 | 0 | 0 | 0 | 0
2016-05-17 | 0 | 0 | 0 | 0 | 0 | 409485.7732 | 452267 | 0 | 0 | 0 | 1729702.1014 | 0 | 0 | 0 | 0 | 0 | 0 | 513728.7269 | 0 | 0 | 0 | 7018881.4435 | 0 | 0 | 0 | 0 | -82560.2252 | 0 | 0 | 0 | 0 | 0 | 0 | 0 | 39778.9984 | 0 | 0 | 0 | 0 | 0 | 0
2016-05-17 01:00 | 0 | 0 | 0 | 0 | 0 | 188423.353 | 449303 | 0 | 0 | 0 | 1600260.6739 | 0 | 0 | 0 | 0 | 0 | 0 | 382290.5074 | 0 | 0 | 0 | 7018853.368 | 0 | 0 | 0 | 0 | -129441.4275 | 0 | 0 | 0 | 0 | 0 | 0 | 0 | -131438.2195 | 0 | 0 | 0 | 0 | 0 | 0
2016-05-17 02:00 | 0 | 0 | 0 | 0 | 131276.1866 | 18379.2045 | 430077 | 0 | 0 | 0 | 1451277.2846 | 0 | 0 | 0 | 0 | 0 | 0 | 250852.2879 | 0 | 0 | 0 | 7018825.2926 | 0 | 0 | 0 | 0 | -148983.3894 | 0 | 0 | 0 | 0 | 0 | 0 | 0 | -131438.2195 | 0 | 0 | 0 | 0 | 0 | 0
2016-05-17 03:00 | 0 | 0 | 0 | 0 | 469914.3037 | 0 | 403559 | 0 | 0 | 0 | 1386194.3688 | 0 | 0 | 0 | 0 | 0 | 0 | 382290.5074 | 0 | 0 | 0 | 7018797.2173 | 0 | 0 | 0 | 0 | -65082.9158 | 0 | 0 | 0 | 0 | 0 | 0 | 0 | 131438.2195 | 0 | 0 | 0 | 0 | 0 | 0
2016-05-17 04:00 | 0 | 0 | 0 | 0 | 100507.3911 | 0 | 380929 | 0 | 0 | 0 | 1237210.9795 | 0 | 0 | 0 | 0 | 0 | 0 | 250852.2879 | 0 | 0 | 0 | 7018769.1421 | 0 | 0 | 0 | 0 | -148983.3894 | 0 | 0 | 0 | 0 | 0 | 0 | 0 | -131438.2195 | 0 | 0 | 0 | 0 | 0 | 0
2016-05-17 05:00 | 0 | 0 | 0 | 0 | 82032.3911 | 0 | 362454 | 0 | 0 | 0 | 1088227.5901 | 0 | 0 | 0 | 0 | 0 | 0 | 119414.0684 | 0 | 0 | 0 | 7018741.067 | 0 | 0 | 0 | 0 | -148983.3894 | 0 | 0 | 0 | 0 | 0 | 0 | 0 | -131438.2195 | 0 | 0 | 0 | 0 | 0 | 0
2016-05-17 06:00 | 0 | 0 | 0 | 0 | 416730.2832 | 0 | 347520 | 0 | 0 | 0 | 1025999.6538 | 0 | 0 | 0 | 0 | 0 | 0 | 250852.2879 | 0 | 0 | 0 | 7018712.992 | 0 | 0 | 0 | 0 | -62227.9363 | 0 | 0 | 0 | 0 | 0 | 0 | 0 | 131438.2195 | 0 | 0 | 0 | 0 | 0 | 0
2016-05-17 07:00 | 0 | 0 | 0 | 0 | 59084.3911 | 0 | 339506 | 0 | 0 | 0 | 877016.2644 | 0 | 0 | 0 | 0 | 0 | 0 | 119414.0684 | 0 | 0 | 0 | 7018684.9172 | 0 | 0 | 0 | 0 | -148983.3894 | 0 | 0 | 0 | 0 | 0 | 0 | 0 | -131438.2195 | 0 | 0 | 0 | 0 | 0 | 0
2016-05-17 08:00 | 0 | 0 | 0 | 0 | 381007.8521 | 0 | 338388 | 0 | 0 | 0 | 788197.897 | 0 | 0 | 0 | 0 | 0 | 0 | 250852.2879 | 0 | 0 | 0 | 7018656.8424 | 0 | 0 | 0 | 0 | -88818.3674 | 0 | 0 | 0 | 0 | 0 | 0 | 0 | 131438.2195 | 0 | 0 | 0 | 0 | 0 | 0
2016-05-17 09:00 | 0 | 0 | 0 | 0 | 66767.3911 | 0 | 347189 | 0 | 0 | 0 | 639214.5077 | 0 | 0 | 0 | 0 | 0 | 0 | 119414.0684 | 0 | 0 | 0 | 7018628.7678 | 0 | 0 | 0 | 0 | -148983.3894 | 0 | 0 | 0 | 0 | 0 | 0 | 0 | -131438.2195 | 0 | 0 | 0 | 0 | 0 | 0
2016-05-17 10:00 | 0 | 0 | 0 | 0 | 313719.4903 | 0 | 370062 | 0 | 0 | 0 | 570847.8469 | 0 | 0 | 0 | 0 | 0 | 0 | 131438.2195 | 0 | 0 | 0 | 7018600.6933 | 0 | 0 | 0 | 0 | -68366.6608 | 0 | 0 | 0 | 0 | 0 | 0 | 0 | 12024.1511 | 0 | 0 | 0 | 0 | 0 | 0
2016-05-17 11:00 | 0 | 0 | 0 | 0 | 112632.3911 | 0 | 393054 | 0 | 0 | 0 | 421864.4575 | 0 | 0 | 0 | 0 | 0 | 0 | 0 | 0 | 0 | 0 | 7018572.6189 | 0 | 0 | 0 | 0 | -148983.3894 | 0 | 0 | 0 | 0 | 0 | 0 | 0 | -131438.2195 | 0 | 0 | 0 | 0 | 0 | 0
2016-05-17 12:00 | 0 | 0 | 0 | 0 | 227917.9841 | 36138.3041 | 408527 | 0 | 0 | 0 | 272881.0681 | 0 | 0 | 0 | 0 | 0 | 0 | 4512.6775 | 0 | 0 | 0 | 7018544.5446 | 0 | 0 | 0 | 0 | -148983.3894 | 0 | 0 | 0 | 0 | 0 | 0 | 0 | 4512.6775 | 0 | 0 | 0 | 0 | 0 | 0
2016-05-17 13:00 | 0 | 0 | 0 | 0 | 214625.0015 | 305278.3298 | 420490 | 0 | 0 | 0 | 376807.077 | 0 | 0 | 0 | 0 | 0 | 0 | 0 | 0 | 0 | 0 | 7018516.4704 | 0 | 0 | 0 | 0 | 103926.0088 | 0 | 0 | 0 | 0 | 0 | 0 | 0 | -4512.6775 | 0 | 0 | 0 | 0 | 0 | 0
2016-05-17 14:00 | 0 | 0 | 0 | 0 | 35707.8147 | 545386.5747 | 432111 | 0 | 0 | 0 | 525790.4663 | 0 | 0 | 0 | 0 | 0 | 0 | 0 | 0 | 0 | 0 | 7018488.3964 | 0 | 0 | 0 | 0 | 148983.3894 | 0 | 0 | 0 | 0 | 0 | 0 | 0 | 0 | 0 | 0 | 0 | 0 | 0 | 0
2016-05-17 15:00 | 0 | 0 | 0 | 0 | 0 | 662554.0709 | 439578 | 0 | 0 | 0 | 674773.8557 | 0 | 0 | 0 | 0 | 0 | 0 | 73992.6816 | 0 | 0 | 0 | 7018460.3224 | 0 | 0 | 0 | 0 | 148983.3894 | 0 | 0 | 0 | 0 | 0 | 0 | 0 | 73992.6816 | 0 | 0 | 0 | 0 | 0 | 0
2016-05-17 16:00 | 0 | 0 | 0 | 0 | 0 | 703426.9155 | 447591 | 0 | 0 | 0 | 823757.2451 | 0 | 0 | 0 | 0 | 0 | 0 | 180845.2077 | 0 | 0 | 0 | 7018432.2486 | 0 | 0 | 0 | 0 | 148983.3894 | 0 | 0 | 0 | 0 | 0 | 0 | 0 | 106852.5262 | 0 | 0 | 0 | 0 | 0 | 0
2016-05-17 17:00 | 0 | 0 | 0 | 0 | 0 | 713276.6307 | 452503 | 0 | 0 | 0 | 972740.6345 | 0 | 0 | 0 | 0 | 0 | 0 | 292635.4491 | 0 | 0 | 0 | 7018404.1748 | 0 | 0 | 0 | 0 | 148983.3894 | 0 | 0 | 0 | 0 | 0 | 0 | 0 | 111790.2413 | 0 | 0 | 0 | 0 | 0 | 0
2016-05-17 18:00 | 0 | 0 | 0 | 0 | 0 | 701025.8461 | 455461 | 0 | 0 | 0 | 1121724.0238 | 0 | 0 | 0 | 0 | 0 | 0 | 389216.9058 | 0 | 0 | 0 | 7018376.1012 | 0 | 0 | 0 | 0 | 148983.3894 | 0 | 0 | 0 | 0 | 0 | 0 | 0 | 96581.4567 | 0 | 0 | 0 | 0 | 0 | 0
2016-05-17 19:00 | 0 | 0 | 0 | 0 | 0 | 680070.7938 | 458010 | 0 | 0 | 0 | 1270707.4132 | 0 | 0 | 0 | 0 | 0 | 0 | 462294.3102 | 0 | 0 | 0 | 7018348.0277 | 0 | 0 | 0 | 0 | 148983.3894 | 0 | 0 | 0 | 0 | 0 | 0 | 0 | 73077.4045 | 0 | 0 | 0 | 0 | 0 | 0
2016-05-17 20:00 | 0 | 0 | 0 | 0 | 0 | 657534.6557 | 458342 | 0 | 0 | 0 | 1419690.8026 | 0 | 0 | 0 | 0 | 0 | 0 | 512503.5765 | 0 | 0 | 0 | 7018319.9543 | 0 | 0 | 0 | 0 | 148983.3894 | 0 | 0 | 0 | 0 | 0 | 0 | 0 | 50209.2663 | 0 | 0 | 0 | 0 | 0 | 0
2016-05-17 21:00 | 0 | 0 | 0 | 0 | 0 | 617086.1681 | 459922 | 0 | 0 | 0 | 1568674.1919 | 0 | 0 | 0 | 0 | 0 | 0 | 513728.7269 | 0 | 0 | 0 | 7023856.3837 | 0 | 0 | 0 | 0 | 148983.3894 | 0 | 0 | 0 | 0 | 0 | 0 | 0 | 1225.1504 | 0 | 0 | 0 | 6955.6283 | 0 | 0
2016-05-17 22:00 | 0 | 0 | 0 | 0 | 0 | 558649.6334 | 459064 | 0 | 0 | 0 | 1668259.8253 | 0 | 0 | 0 | 0 | 0 | 0 | 513728.7269 | 0 | 0 | 0 | 7023828.2883 | 0 | 0 | 0 | 0 | 99585.6334 | 0 | 0 | 0 | 0 | 0 | 0 | 0 | 0 | 0 | 0 | 0 | 0 | 0 | 0
2016-05-17 23:00 | 0 | 0 | 0 | 0 | 0 | 474582.623 | 455928 | 0 | 0 | 0 | 1686914.4483 | 0 | 0 | 0 | 0 | 0 | 0 | 513728.7269 | 0 | 0 | 0 | 7023800.193 | 0 | 0 | 0 | 0 | 18654.623 | 0 | 0 | 0 | 0 | 0 | 0 | 0 | 0 | 0 | 0 | 0 | 0 | 0 | 0
2016-05-18 | 0 | 0 | 0 | 0 | 0 | 355726.6922 | 456165 | 0 | 0 | 0 | 1586476.1405 | 0 | 0 | 0 | 0 | 0 | 0 | 513728.7269 | 0 | 0 | 0 | 7023772.0978 | 0 | 0 | 0 | 0 | -100438.3078 | 0 | 0 | 0 | 0 | 0 | 0 | 0 | 0 | 0 | 0 | 0 | 0 | 0 | 0
2016-05-18 01:00 | 0 | 0 | 0 | 0 | 0 | 191903.5527 | 453024 | 0 | 0 | 0 | 1456793.9127 | 0 | 0 | 0 | 0 | 0 | 0 | 382290.5074 | 0 | 0 | 0 | 7023744.0027 | 0 | 0 | 0 | 0 | -129682.2278 | 0 | 0 | 0 | 0 | 0 | 0 | 0 | -131438.2195 | 0 | 0 | 0 | 0 | 0 | 0
2016-05-18 02:00 | 0 | 0 | 0 | 0 | 361937.1828 | 37263.2763 | 434923 | 0 | 0 | 0 | 1307810.5233 | 0 | 0 | 0 | 0 | 0 | 0 | 495551.3559 | 0 | 0 | 0 | 7023715.9077 | 0 | 0 | 0 | 0 | -148983.3894 | 0 | 0 | 0 | 0 | 0 | 0 | 0 | 113260.8485 | 0 | 0 | 0 | 0 | 0 | 0
2016-05-18 03:00 | 0 | 0 | 0 | 0 | 128369.3911 | 0 | 408791 | 0 | 0 | 0 | 1158827.134 | 0 | 0 | 0 | 0 | 0 | 0 | 364113.1364 | 0 | 0 | 0 | 7023687.8128 | 0 | 0 | 0 | 0 | -148983.3894 | 0 | 0 | 0 | 0 | 0 | 0 | 0 | -131438.2195 | 0 | 0 | 0 | 0 | 0 | 0
2016-05-18 04:00 | 0 | 0 | 0 | 0 | 104674.3911 | 0 | 385096 | 0 | 0 | 0 | 1009843.7446 | 0 | 0 | 0 | 0 | 0 | 0 | 232674.9169 | 0 | 0 | 0 | 7023659.7181 | 0 | 0 | 0 | 0 | -148983.3894 | 0 | 0 | 0 | 0 | 0 | 0 | 0 | -131438.2195 | 0 | 0 | 0 | 0 | 0 | 0
2016-05-18 05:00 | 0 | 0 | 0 | 0 | 444257.2411 | 0 | 365147 | 0 | 0 | 0 | 957515.7662 | 0 | 0 | 0 | 0 | 0 | 0 | 364113.1364 | 0 | 0 | 0 | 7023631.6235 | 0 | 0 | 0 | 0 | -52327.9784 | 0 | 0 | 0 | 0 | 0 | 0 | 0 | 131438.2195 | 0 | 0 | 0 | 0 | 0 | 0
2016-05-18 06:00 | 0 | 0 | 0 | 0 | 69425.3911 | 0 | 349847 | 0 | 0 | 0 | 808532.3768 | 0 | 0 | 0 | 0 | 0 | 0 | 232674.9169 | 0 | 0 | 0 | 7023603.5289 | 0 | 0 | 0 | 0 | -148983.3894 | 0 | 0 | 0 | 0 | 0 | 0 | 0 | -131438.2195 | 0 | 0 | 0 | 0 | 0 | 0
2016-05-18 07:00 | 0 | 0 | 0 | 0 | 411644.927 | 0 | 340892 | 0 | 0 | 0 | 747847.0843 | 0 | 0 | 0 | 0 | 0 | 0 | 364113.1364 | 0 | 0 | 0 | 7023575.4345 | 0 | 0 | 0 | 0 | -60685.2925 | 0 | 0 | 0 | 0 | 0 | 0 | 0 | 131438.2195 | 0 | 0 | 0 | 0 | 0 | 0
2016-05-18 08:00 | 0 | 0 | 0 | 0 | 58733.3911 | 0 | 339155 | 0 | 0 | 0 | 598863.6949 | 0 | 0 | 0 | 0 | 0 | 0 | 232674.9169 | 0 | 0 | 0 | 7023547.3402 | 0 | 0 | 0 | 0 | -148983.3894 | 0 | 0 | 0 | 0 | 0 | 0 | 0 | -131438.2195 | 0 | 0 | 0 | 0 | 0 | 0
2016-05-18 09:00 | 0 | 0 | 0 | 0 | 66889.3911 | 0 | 347311 | 0 | 0 | 0 | 449880.3056 | 0 | 0 | 0 | 0 | 0 | 0 | 101236.6974 | 0 | 0 | 0 | 7023519.246 | 0 | 0 | 0 | 0 | -148983.3894 | 0 | 0 | 0 | 0 | 0 | 0 | 0 | -131438.2195 | 0 | 0 | 0 | 0 | 0 | 0
2016-05-18 10:00 | 0 | 0 | 0 | 0 | 333971.5871 | 0 | 369141 | 0 | 0 | 0 | 300896.9162 | 0 | 0 | 0 | 0 | 0 | 0 | 215050.6738 | 0 | 0 | 0 | 7023491.152 | 0 | 0 | 0 | 0 | -148983.3894 | 0 | 0 | 0 | 0 | 0 | 0 | 0 | 113813.9764 | 0 | 0 | 0 | 0 | 0 | 0
2016-05-18 11:00 | 0 | 0 | 0 | 0 | 303424.8784 | 0 | 391333 | 0 | 0 | 0 | 344427.0141 | 0 | 0 | 0 | 0 | 0 | 0 | 83612.4543 | 0 | 0 | 0 | 7023463.058 | 0 | 0 | 0 | 0 | 43530.0979 | 0 | 0 | 0 | 0 | 0 | 0 | 0 | -131438.2195 | 0 | 0 | 0 | 0 | 0 | 0
2016-05-18 12:00 | 0 | 0 | 0 | 0 | 173198.8485 | 42693.7508 | 404643 | 0 | 0 | 0 | 239289.0678 | 0 | 0 | 0 | 0 | 0 | 0 | 0 | 0 | 0 | 0 | 7023434.9641 | 0 | 0 | 0 | 0 | -105137.9463 | 0 | 0 | 0 | 0 | 0 | 0 | 0 | -83612.4543 | 0 | 0 | 0 | 0 | 0 | 0
2016-05-18 13:00 | 0 | 0 | 0 | 0 | 0 | 324804.9055 | 414696 | 0 | 0 | 0 | 149397.9732 | 0 | 0 | 0 | 0 | 0 | 0 | 0 | 0 | 0 | 0 | 7023406.8704 | 0 | 0 | 0 | 0 | -89891.0945 | 0 | 0 | 0 | 0 | 0 | 0 | 0 | 0 | 0 | 0 | 0 | 0 | 0 | 0
2016-05-18 14:00 | 0 | 0 | 0 | 0 | 23752.9625 | 550539.4269 | 425309 | 0 | 0 | 0 | 298381.3626 | 0 | 0 | 0 | 0 | 0 | 0 | 0 | 0 | 0 | 0 | 7023378.7768 | 0 | 0 | 0 | 0 | 148983.3894 | 0 | 0 | 0 | 0 | 0 | 0 | 0 | 0 | 0 | 0 | 0 | 0 | 0 | 0
2016-05-18 15:00 | 0 | 0 | 0 | 0 | 0 | 662921.4734 | 433956 | 0 | 0 | 0 | 447364.752 | 0 | 0 | 0 | 0 | 0 | 0 | 61164.7596 | 0 | 0 | 0 | 7038404.5428 | 0 | 0 | 0 | 0 | 148983.3894 | 0 | 0 | 0 | 0 | 0 | 0 | 0 | 61164.7596 | 0 | 0 | 0 | 18817.3245 | 0 | 0
2016-05-18 16:00 | 0 | 0 | 0 | 0 | 0 | 716230.42 | 441180 | 0 | 0 | 0 | 596348.1414 | 0 | 0 | 0 | 0 | 0 | 0 | 168414.4657 | 0 | 0 | 0 | 7053430.2488 | 0 | 0 | 0 | 0 | 148983.3894 | 0 | 0 | 0 | 0 | 0 | 0 | 0 | 107249.7061 | 0 | 0 | 0 | 18817.3245 | 0 | 0
2016-05-18 17:00 | 0 | 0 | 0 | 0 | 0 | 725072.0943 | 447088 | 0 | 0 | 0 | 745331.5307 | 0 | 0 | 0 | 0 | 0 | 0 | 278597.8461 | 0 | 0 | 0 | 7068455.8947 | 0 | 0 | 0 | 0 | 148983.3894 | 0 | 0 | 0 | 0 | 0 | 0 | 0 | 110183.3804 | 0 | 0 | 0 | 18817.3245 | 0 | 0
2016-05-18 18:00 | 0 | 0 | 0 | 0 | 0 | 711617.2898 | 452422 | 0 | 0 | 0 | 894314.9201 | 0 | 0 | 0 | 0 | 0 | 0 | 369992.4221 | 0 | 0 | 0 | 7083481.4804 | 0 | 0 | 0 | 0 | 148983.3894 | 0 | 0 | 0 | 0 | 0 | 0 | 0 | 91394.576 | 0 | 0 | 0 | 18817.3245 | 0 | 0
2016-05-18 19:00 | 0 | 0 | 0 | 0 | 0 | 694152.177 | 455695 | 0 | 0 | 0 | 1043298.3095 | 0 | 0 | 0 | 0 | 0 | 0 | 440648.8852 | 0 | 0 | 0 | 7098507.0061 | 0 | 0 | 0 | 0 | 148983.3894 | 0 | 0 | 0 | 0 | 0 | 0 | 0 | 70656.4631 | 0 | 0 | 0 | 18817.3245 | 0 | 0
2016-05-18 20:00 | 0 | 0 | 0 | 0 | 0 | 678361.5514 | 458559 | 0 | 0 | 0 | 1192281.6988 | 0 | 0 | 0 | 0 | 0 | 0 | 492650.7228 | 0 | 0 | 0 | 7113532.4717 | 0 | 0 | 0 | 0 | 148983.3894 | 0 | 0 | 0 | 0 | 0 | 0 | 0 | 52001.8376 | 0 | 0 | 0 | 18817.3245 | 0 | 0
2016-05-18 21:00 | 0 | 0 | 0 | 0 | 0 | 649690.718 | 460812 | 0 | 0 | 0 | 1341265.0882 | 0 | 0 | 0 | 0 | 0 | 0 | 513728.7269 | 0 | 0 | 0 | 7128557.8771 | 0 | 0 | 0 | 0 | 148983.3894 | 0 | 0 | 0 | 0 | 0 | 0 | 0 | 21078.0042 | 0 | 0 | 0 | 18817.3245 | 0 | 0
2016-05-18 22:00 | 0 | 0 | 0 | 0 | 0 | 602524.5353 | 458743 | 0 | 0 | 0 | 1485046.6235 | 0 | 0 | 0 | 0 | 0 | 0 | 513728.7269 | 0 | 0 | 0 | 7128529.3629 | 0 | 0 | 0 | 0 | 143781.5353 | 0 | 0 | 0 | 0 | 0 | 0 | 0 | 0 | 0 | 0 | 0 | 0 | 0 | 0
2016-05-18 23:00 | 0 | 0 | 0 | 0 | 0 | 518580.3892 | 455111 | 0 | 0 | 0 | 1548516.0127 | 0 | 0 | 0 | 0 | 0 | 0 | 513728.7269 | 0 | 0 | 0 | 7128500.8488 | 0 | 0 | 0 | 0 | 63469.3892 | 0 | 0 | 0 | 0 | 0 | 0 | 0 | 0 | 0 | 0 | 0 | 0 | 0 | 0
2016-05-19 | 0 | 0 | 0 | 0 | 0 | 404796.0403 | 455162 | 0 | 0 | 0 | 1548346.6009 | 0 | 0 | 0 | 0 | 0 | 0 | 463532.1791 | 0 | 0 | 0 | 7128472.3348 | 0 | 0 | 0 | 0 | -169.4118 | 0 | 0 | 0 | 0 | 0 | 0 | 0 | -50196.5479 | 0 | 0 | 0 | 0 | 0 | 0
2016-05-19 01:00 | 0 | 0 | 0 | 0 | 0 | 233868.0901 | 452069 | 0 | 0 | 0 | 1399363.2115 | 0 | 0 | 0 | 0 | 0 | 0 | 394314.6585 | 0 | 0 | 0 | 7128443.8209 | 0 | 0 | 0 | 0 | -148983.3894 | 0 | 0 | 0 | 0 | 0 | 0 | 0 | -69217.5205 | 0 | 0 | 0 | 0 | 0 | 0
2016-05-19 02:00 | 0 | 0 | 0 | 0 | 132455.0995 | 21557.2916 | 434434 | 0 | 0 | 0 | 1250379.8221 | 0 | 0 | 0 | 0 | 0 | 0 | 262876.439 | 0 | 0 | 0 | 7128415.3071 | 0 | 0 | 0 | 0 | -148983.3894 | 0 | 0 | 0 | 0 | 0 | 0 | 0 | -131438.2195 | 0 | 0 | 0 | 0 | 0 | 0
2016-05-19 03:00 | 0 | 0 | 0 | 0 | 127697.3911 | 0 | 408119 | 0 | 0 | 0 | 1101396.4327 | 0 | 0 | 0 | 0 | 0 | 0 | 131438.2195 | 0 | 0 | 0 | 7128386.7934 | 0 | 0 | 0 | 0 | -148983.3894 | 0 | 0 | 0 | 0 | 0 | 0 | 0 | -131438.2195 | 0 | 0 | 0 | 0 | 0 | 0
2016-05-19 04:00 | 0 | 0 | 0 | 0 | 365596.8301 | 0 | 383142 | 0 | 0 | 0 | 952413.0434 | 0 | 0 | 0 | 0 | 0 | 0 | 262876.439 | 0 | 0 | 0 | 7128358.2799 | 0 | 0 | 0 | 0 | -148983.3894 | 0 | 0 | 0 | 0 | 0 | 0 | 0 | 131438.2195 | 0 | 0 | 0 | 0 | 0 | 0
2016-05-19 05:00 | 0 | 0 | 0 | 0 | 82519.3911 | 0 | 362941 | 0 | 0 | 0 | 803429.654 | 0 | 0 | 0 | 0 | 0 | 0 | 131438.2195 | 0 | 0 | 0 | 7128329.7665 | 0 | 0 | 0 | 0 | -148983.3894 | 0 | 0 | 0 | 0 | 0 | 0 | 0 | -131438.2195 | 0 | 0 | 0 | 0 | 0 | 0
2016-05-19 06:00 | 0 | 0 | 0 | 0 | 67348.3911 | 0 | 347770 | 0 | 0 | 0 | 654446.2646 | 0 | 0 | 0 | 0 | 0 | 0 | 0 | 0 | 0 | 0 | 7128301.2531 | 0 | 0 | 0 | 0 | -148983.3894 | 0 | 0 | 0 | 0 | 0 | 0 | 0 | -131438.2195 | 0 | 0 | 0 | 0 | 0 | 0
2016-05-19 07:00 | 0 | 0 | 0 | 0 | 320421.8301 | 0 | 337967 | 0 | 0 | 0 | 505462.8753 | 0 | 0 | 0 | 0 | 0 | 0 | 131438.2195 | 0 | 0 | 0 | 7128272.7399 | 0 | 0 | 0 | 0 | -148983.3894 | 0 | 0 | 0 | 0 | 0 | 0 | 0 | 131438.2195 | 0 | 0 | 0 | 0 | 0 | 0
2016-05-19 08:00 | 0 | 0 | 0 | 0 | 55724.3911 | 0 | 336146 | 0 | 0 | 0 | 356479.4859 | 0 | 0 | 0 | 0 | 0 | 0 | 0 | 0 | 0 | 0 | 7128244.2268 | 0 | 0 | 0 | 0 | -148983.3894 | 0 | 0 | 0 | 0 | 0 | 0 | 0 | -131438.2195 | 0 | 0 | 0 | 0 | 0 | 0
2016-05-19 09:00 | 0 | 0 | 0 | 0 | 438067.0887 | 0 | 345081 | 0 | 0 | 0 | 318027.3551 | 0 | 0 | 0 | 0 | 0 | 0 | 131438.2195 | 0 | 0 | 0 | 7128215.7139 | 0 | 0 | 0 | 0 | -38452.1308 | 0 | 0 | 0 | 0 | 0 | 0 | 0 | 131438.2195 | 0 | 0 | 0 | 0 | 0 | 0
2016-05-19 10:00 | 0 | 0 | 0 | 0 | 86696.3911 | 0 | 367118 | 0 | 0 | 0 | 169043.9657 | 0 | 0 | 0 | 0 | 0 | 0 | 0 | 0 | 0 | 0 | 7128187.201 | 0 | 0 | 0 | 0 | -148983.3894 | 0 | 0 | 0 | 0 | 0 | 0 | 0 | -131438.2195 | 0 | 0 | 0 | 0 | 0 | 0
2016-05-19 11:00 | 0 | 0 | 0 | 0 | 369682.1349 | 0 | 389239 | 0 | 0 | 0 | 20060.5764 | 0 | 0 | 0 | 0 | 0 | 0 | 129426.5243 | 0 | 0 | 0 | 7128158.6882 | 0 | 0 | 0 | 0 | -148983.3894 | 0 | 0 | 0 | 0 | 0 | 0 | 0 | 129426.5243 | 0 | 0 | 0 | 0 | 0 | 0
2016-05-19 12:00 | 0 | 0 | 0 | 0 | 207674.2295 | 60656.1222 | 403543 | 0 | 0 | 0 | 14274.4524 | 0 | 0 | 0 | 0 | 0 | 0 | 0 | 0 | 0 | 0 | 7128130.1756 | 0 | 0 | 0 | 0 | -5786.1239 | 0 | 0 | 0 | 0 | 0 | 0 | 0 | -129426.5243 | 0 | 0 | 0 | 0 | 0 | 0
2016-05-19 13:00 | 0 | 0 | 0 | 0 | 0 | 401417.5476 | 415692 | 0 | 0 | 0 | 0 | 0 | 0 | 0 | 0 | 0 | 0 | 0 | 0 | 0 | 0 | 7128101.6631 | 0 | 0 | 0 | 0 | -14274.4524 | 0 | 0 | 0 | 0 | 0 | 0 | 0 | 0 | 0 | 0 | 0 | 0 | 0 | 0
2016-05-19 14:00 | 0 | 0 | 0 | 0 | 0 | 595106.7139 | 427306 | 0 | 0 | 0 | 148983.3894 | 0 | 0 | 0 | 0 | 0 | 0 | 0 | 0 | 0 | 0 | 7143127.0103 | 0 | 0 | 0 | 0 | 148983.3894 | 0 | 0 | 0 | 0 | 0 | 0 | 0 | 0 | 0 | 0 | 0 | 18817.3245 | 0 | 0
2016-05-19 15:00 | 0 | 0 | 0 | 0 | 0 | 604402.7139 | 436602 | 0 | 0 | 0 | 297966.7787 | 0 | 0 | 0 | 0 | 0 | 0 | 0 | 0 | 0 | 0 | 7158152.2973 | 0 | 0 | 0 | 0 | 148983.3894 | 0 | 0 | 0 | 0 | 0 | 0 | 0 | 0 | 0 | 0 | 0 | 18817.3245 | 0 | 0
2016-05-19 16:00 | 0 | 0 | 0 | 0 | 0 | 742903.9334 | 443665 | 0 | 0 | 0 | 446950.1681 | 0 | 0 | 0 | 0 | 0 | 0 | 131438.2195 | 0 | 0 | 0 | 7173177.5243 | 0 | 0 | 0 | 0 | 148983.3894 | 0 | 0 | 0 | 0 | 0 | 0 | 0 | 131438.2195 | 0 | 0 | 0 | 18817.3245 | 0 | 0
2016-05-19 17:00 | 0 | 0 | 0 | 0 | 0 | 585445.9523 | 449379 | 0 | 0 | 0 | 595933.5575 | 0 | 0 | 0 | 0 | 0 | 0 | 99704.458 | 0 | 0 | 0 | 7188202.6912 | 0 | 0 | 0 | 0 | 148983.3894 | 0 | 0 | 0 | 0 | 0 | 0 | 0 | -31733.7615 | 0 | 0 | 0 | 18817.3245 | 0 | 0
2016-05-19 18:00 | 0 | 0 | 0 | 0 | 0 | 752483.9334 | 453245 | 0 | 0 | 0 | 744916.9469 | 0 | 0 | 0 | 0 | 0 | 0 | 231142.6775 | 0 | 0 | 0 | 7203227.798 | 0 | 0 | 0 | 0 | 148983.3894 | 0 | 0 | 0 | 0 | 0 | 0 | 0 | 131438.2195 | 0 | 0 | 0 | 18817.3245 | 0 | 0
2016-05-19 19:00 | 0 | 0 | 0 | 0 | 0 | 491709.4943 | 455347 | 0 | 0 | 0 | 893900.3362 | 0 | 0 | 0 | 0 | 0 | 0 | 99704.458 | 0 | 0 | 0 | 7218252.8447 | 0 | 0 | 0 | 0 | 148983.3894 | 0 | 0 | 0 | 0 | 0 | 0 | 0 | -131438.2195 | 0 | 0 | 0 | 18817.3245 | 0 | 0
2016-05-19 20:00 | 0 | 0 | 0 | 0 | 0 | 755943.9334 | 456705 | 0 | 0 | 0 | 1042883.7256 | 0 | 0 | 0 | 0 | 0 | 0 | 231142.6775 | 0 | 0 | 0 | 7233277.8312 | 0 | 0 | 0 | 0 | 148983.3894 | 0 | 0 | 0 | 0 | 0 | 0 | 0 | 131438.2195 | 0 | 0 | 0 | 18817.3245 | 0 | 0
2016-05-19 21:00 | 0 | 0 | 0 | 0 | 0 | 757007.9334 | 457769 | 0 | 0 | 0 | 1191867.115 | 0 | 0 | 0 | 0 | 0 | 0 | 362580.897 | 0 | 0 | 0 | 7248302.7577 | 0 | 0 | 0 | 0 | 148983.3894 | 0 | 0 | 0 | 0 | 0 | 0 | 0 | 131438.2195 | 0 | 0 | 0 | 18817.3245 | 0 | 0
2016-05-19 22:00 | 0 | 0 | 0 | 0 | 0 | 733950.6565 | 454744 | 0 | 0 | 0 | 1340850.5043 | 0 | 0 | 0 | 0 | 0 | 0 | 473986.8397 | 0 | 0 | 0 | 7263327.6241 | 0 | 0 | 0 | 0 | 148983.3894 | 0 | 0 | 0 | 0 | 0 | 0 | 0 | 111405.9427 | 0 | 0 | 0 | 18817.3245 | 0 | 0
2016-05-19 23:00 | 0 | 0 | 0 | 0 | 0 | 657627.6011 | 450085 | 0 | 0 | 0 | 1489833.8937 | 0 | 0 | 0 | 0 | 0 | 0 | 513728.7269 | 0 | 0 | 0 | 7278352.4304 | 0 | 0 | 0 | 0 | 148983.3894 | 0 | 0 | 0 | 0 | 0 | 0 | 0 | 39741.8872 | 0 | 0 | 0 | 18817.3245 | 0 | 0
2016-05-20 | 0 | 0 | 0 | 0 | 0 | 516911.7093 | 449796 | 0 | 0 | 0 | 1556949.6031 | 0 | 0 | 0 | 0 | 0 | 0 | 513728.7269 | 0 | 0 | 0 | 7278323.3169 | 0 | 0 | 0 | 0 | 67115.7093 | 0 | 0 | 0 | 0 | 0 | 0 | 0 | 0 | 0 | 0 | 0 | 0 | 0 | 0
2016-05-20 01:00 | 0 | 0 | 0 | 0 | 0 | 242942.4221 | 447542 | 0 | 0 | 0 | 1483788.2446 | 0 | 0 | 0 | 0 | 0 | 0 | 382290.5074 | 0 | 0 | 0 | 7278294.2037 | 0 | 0 | 0 | 0 | -73161.3584 | 0 | 0 | 0 | 0 | 0 | 0 | 0 | -131438.2195 | 0 | 0 | 0 | 0 | 0 | 0
2016-05-20 02:00 | 0 | 0 | 0 | 0 | 138000.9133 | 11661.4778 | 430084 | 0 | 0 | 0 | 1334804.8552 | 0 | 0 | 0 | 0 | 0 | 0 | 250852.2879 | 0 | 0 | 0 | 7278265.0905 | 0 | 0 | 0 | 0 | -148983.3894 | 0 | 0 | 0 | 0 | 0 | 0 | 0 | -131438.2195 | 0 | 0 | 0 | 0 | 0 | 0
2016-05-20 03:00 | 0 | 0 | 0 | 0 | 134965.5422 | 0 | 403363 | 0 | 0 | 0 | 1185821.4659 | 0 | 0 | 0 | 0 | 0 | 0 | 131438.2195 | 0 | 0 | 0 | 7278235.9774 | 0 | 0 | 0 | 0 | -148983.3894 | 0 | 0 | 0 | 0 | 0 | 0 | 0 | -119414.0684 | 0 | 0 | 0 | 0 | 0 | 0
2016-05-20 04:00 | 0 | 0 | 0 | 0 | 360562.8301 | 0 | 378108 | 0 | 0 | 0 | 1036838.0765 | 0 | 0 | 0 | 0 | 0 | 0 | 262876.439 | 0 | 0 | 0 | 7278206.8645 | 0 | 0 | 0 | 0 | -148983.3894 | 0 | 0 | 0 | 0 | 0 | 0 | 0 | 131438.2195 | 0 | 0 | 0 | 0 | 0 | 0
2016-05-20 05:00 | 0 | 0 | 0 | 0 | 79214.3911 | 0 | 359636 | 0 | 0 | 0 | 887854.6871 | 0 | 0 | 0 | 0 | 0 | 0 | 131438.2195 | 0 | 0 | 0 | 7278177.7516 | 0 | 0 | 0 | 0 | -148983.3894 | 0 | 0 | 0 | 0 | 0 | 0 | 0 | -131438.2195 | 0 | 0 | 0 | 0 | 0 | 0
2016-05-20 06:00 | 0 | 0 | 0 | 0 | 64466.3911 | 0 | 344888 | 0 | 0 | 0 | 738871.2978 | 0 | 0 | 0 | 0 | 0 | 0 | 0 | 0 | 0 | 0 | 7278148.6389 | 0 | 0 | 0 | 0 | -148983.3894 | 0 | 0 | 0 | 0 | 0 | 0 | 0 | -131438.2195 | 0 | 0 | 0 | 0 | 0 | 0
2016-05-20 07:00 | 0 | 0 | 0 | 0 | 317457.8301 | 0 | 335003 | 0 | 0 | 0 | 589887.9084 | 0 | 0 | 0 | 0 | 0 | 0 | 131438.2195 | 0 | 0 | 0 | 7278119.5263 | 0 | 0 | 0 | 0 | -148983.3894 | 0 | 0 | 0 | 0 | 0 | 0 | 0 | 131438.2195 | 0 | 0 | 0 | 0 | 0 | 0
2016-05-20 08:00 | 0 | 0 | 0 | 0 | 52450.3911 | 0 | 332872 | 0 | 0 | 0 | 440904.519 | 0 | 0 | 0 | 0 | 0 | 0 | 0 | 0 | 0 | 0 | 7278090.4139 | 0 | 0 | 0 | 0 | -148983.3894 | 0 | 0 | 0 | 0 | 0 | 0 | 0 | -131438.2195 | 0 | 0 | 0 | 0 | 0 | 0
2016-05-20 09:00 | 0 | 0 | 0 | 0 | 423302.5083 | 0 | 341353 | 0 | 0 | 0 | 391415.8078 | 0 | 0 | 0 | 0 | 0 | 0 | 131438.2195 | 0 | 0 | 0 | 7278061.3015 | 0 | 0 | 0 | 0 | -49488.7112 | 0 | 0 | 0 | 0 | 0 | 0 | 0 | 131438.2195 | 0 | 0 | 0 | 0 | 0 | 0
2016-05-20 10:00 | 0 | 0 | 0 | 0 | 81447.3911 | 0 | 361869 | 0 | 0 | 0 | 242432.4185 | 0 | 0 | 0 | 0 | 0 | 0 | 0 | 0 | 0 | 0 | 7278032.1893 | 0 | 0 | 0 | 0 | -148983.3894 | 0 | 0 | 0 | 0 | 0 | 0 | 0 | -131438.2195 | 0 | 0 | 0 | 0 | 0 | 0
2016-05-20 11:00 | 0 | 0 | 0 | 0 | 340739.425 | 0 | 383643 | 0 | 0 | 0 | 199528.8434 | 0 | 0 | 0 | 0 | 0 | 0 | 0 | 0 | 0 | 0 | 7278003.0771 | 0 | 0 | 0 | 0 | -42903.575 | 0 | 0 | 0 | 0 | 0 | 0 | 0 | 0 | 0 | 0 | 0 | 0 | 0 | 0
2016-05-20 12:00 | 0 | 0 | 0 | 0 | 226285.2036 | 85692.6068 | 399492 | 0 | 0 | 0 | 112014.6539 | 0 | 0 | 0 | 0 | 0 | 0 | 0 | 0 | 0 | 0 | 7277973.9651 | 0 | 0 | 0 | 0 | -87514.1895 | 0 | 0 | 0 | 0 | 0 | 0 | 0 | 0 | 0 | 0 | 0 | 0 | 0 | 0
2016-05-20 13:00 | 0 | 0 | 0 | 0 | 0 | 412745.0427 | 413654 | 0 | 0 | 0 | 111105.6966 | 0 | 0 | 0 | 0 | 0 | 0 | 0 | 0 | 0 | 0 | 7277944.8532 | 0 | 0 | 0 | 0 | -908.9573 | 0 | 0 | 0 | 0 | 0 | 0 | 0 | 0 | 0 | 0 | 0 | 0 | 0 | 0
2016-05-20 14:00 | 0 | 0 | 0 | 0 | 0 | 594538.7139 | 426738 | 0 | 0 | 0 | 260089.086 | 0 | 0 | 0 | 0 | 0 | 0 | 0 | 0 | 0 | 0 | 7292969.601 | 0 | 0 | 0 | 0 | 148983.3894 | 0 | 0 | 0 | 0 | 0 | 0 | 0 | 0 | 0 | 0 | 0 | 18817.3245 | 0 | 0
2016-05-20 15:00 | 0 | 0 | 0 | 0 | 0 | 603629.7139 | 435829 | 0 | 0 | 0 | 409072.4754 | 0 | 0 | 0 | 0 | 0 | 0 | 0 | 0 | 0 | 0 | 7307994.2887 | 0 | 0 | 0 | 0 | 148983.3894 | 0 | 0 | 0 | 0 | 0 | 0 | 0 | 0 | 0 | 0 | 0 | 18817.3245 | 0 | 0
2016-05-20 16:00 | 0 | 0 | 0 | 0 | 0 | 741043.9334 | 441805 | 0 | 0 | 0 | 558055.8648 | 0 | 0 | 0 | 0 | 0 | 0 | 131438.2195 | 0 | 0 | 0 | 7323018.9163 | 0 | 0 | 0 | 0 | 148983.3894 | 0 | 0 | 0 | 0 | 0 | 0 | 0 | 131438.2195 | 0 | 0 | 0 | 18817.3245 | 0 | 0
2016-05-20 17:00 | 0 | 0 | 0 | 0 | 0 | 555537.402 | 446073 | 0 | 0 | 0 | 707039.2541 | 0 | 0 | 0 | 0 | 0 | 0 | 73101.9077 | 0 | 0 | 0 | 7338043.4839 | 0 | 0 | 0 | 0 | 148983.3894 | 0 | 0 | 0 | 0 | 0 | 0 | 0 | -58336.3118 | 0 | 0 | 0 | 18817.3245 | 0 | 0
2016-05-20 18:00 | 0 | 0 | 0 | 0 | 0 | 748596.9334 | 449358 | 0 | 0 | 0 | 856022.6435 | 0 | 0 | 0 | 0 | 0 | 0 | 204540.1272 | 0 | 0 | 0 | 7353067.9913 | 0 | 0 | 0 | 0 | 148983.3894 | 0 | 0 | 0 | 0 | 0 | 0 | 0 | 131438.2195 | 0 | 0 | 0 | 18817.3245 | 0 | 0
2016-05-20 19:00 | 0 | 0 | 0 | 0 | 0 | 488088.4943 | 451726 | 0 | 0 | 0 | 1005006.0329 | 0 | 0 | 0 | 0 | 0 | 0 | 73101.9077 | 0 | 0 | 0 | 7368092.4386 | 0 | 0 | 0 | 0 | 148983.3894 | 0 | 0 | 0 | 0 | 0 | 0 | 0 | -131438.2195 | 0 | 0 | 0 | 18817.3245 | 0 | 0
2016-05-20 20:00 | 0 | 0 | 0 | 0 | 0 | 753271.9334 | 454033 | 0 | 0 | 0 | 1153989.4222 | 0 | 0 | 0 | 0 | 0 | 0 | 204540.1272 | 0 | 0 | 0 | 7383116.8258 | 0 | 0 | 0 | 0 | 148983.3894 | 0 | 0 | 0 | 0 | 0 | 0 | 0 | 131438.2195 | 0 | 0 | 0 | 18817.3245 | 0 | 0
2016-05-20 21:00 | 0 | 0 | 0 | 0 | 0 | 753637.9334 | 454399 | 0 | 0 | 0 | 1302972.8116 | 0 | 0 | 0 | 0 | 0 | 0 | 335978.3467 | 0 | 0 | 0 | 7398141.1529 | 0 | 0 | 0 | 0 | 148983.3894 | 0 | 0 | 0 | 0 | 0 | 0 | 0 | 131438.2195 | 0 | 0 | 0 | 18817.3245 | 0 | 0
2016-05-20 22:00 | 0 | 0 | 0 | 0 | 0 | 748884.9334 | 449646 | 0 | 0 | 0 | 1451956.201 | 0 | 0 | 0 | 0 | 0 | 0 | 467416.5662 | 0 | 0 | 0 | 7413165.4199 | 0 | 0 | 0 | 0 | 148983.3894 | 0 | 0 | 0 | 0 | 0 | 0 | 0 | 131438.2195 | 0 | 0 | 0 | 18817.3245 | 0 | 0
2016-05-20 23:00 | 0 | 0 | 0 | 0 | 0 | 655737.8746 | 441625 | 0 | 0 | 0 | 1600939.5903 | 0 | 0 | 0 | 0 | 0 | 0 | 513728.7269 | 0 | 0 | 0 | 7428189.6269 | 0 | 0 | 0 | 0 | 148983.3894 | 0 | 0 | 0 | 0 | 0 | 0 | 0 | 46312.1607 | 0 | 0 | 0 | 18817.3245 | 0 | 0
2016-05-21 | 0 | 0 | 0 | 0 | 0 | 528866.6952 | 438654 | 0 | 0 | 0 | 1691152.2855 | 0 | 0 | 0 | 0 | 0 | 0 | 513728.7269 | 0 | 0 | 0 | 7428159.9141 | 0 | 0 | 0 | 0 | 90212.6952 | 0 | 0 | 0 | 0 | 0 | 0 | 0 | 0 | 0 | 0 | 0 | 0 | 0 | 0
2016-05-21 01:00 | 0 | 0 | 0 | 0 | 0 | 232076.3881 | 433474 | 0 | 0 | 0 | 1542168.8961 | 0 | 0 | 0 | 0 | 0 | 0 | 461314.5044 | 0 | 0 | 0 | 7428130.2015 | 0 | 0 | 0 | 0 | -148983.3894 | 0 | 0 | 0 | 0 | 0 | 0 | 0 | -52414.2225 | 0 | 0 | 0 | 0 | 0 | 0
2016-05-21 02:00 | 0 | 0 | 0 | 0 | 110263.2369 | 24327.1542 | 415012 | 0 | 0 | 0 | 1393185.5068 | 0 | 0 | 0 | 0 | 0 | 0 | 329876.2849 | 0 | 0 | 0 | 7428100.4889 | 0 | 0 | 0 | 0 | -148983.3894 | 0 | 0 | 0 | 0 | 0 | 0 | 0 | -131438.2195 | 0 | 0 | 0 | 0 | 0 | 0
2016-05-21 03:00 | 0 | 0 | 0 | 0 | 116108.3911 | 0 | 396530 | 0 | 0 | 0 | 1244202.1174 | 0 | 0 | 0 | 0 | 0 | 0 | 198438.0654 | 0 | 0 | 0 | 7428070.7765 | 0 | 0 | 0 | 0 | -148983.3894 | 0 | 0 | 0 | 0 | 0 | 0 | 0 | -131438.2195 | 0 | 0 | 0 | 0 | 0 | 0
2016-05-21 04:00 | 0 | 0 | 0 | 0 | 94108.3911 | 0 | 374530 | 0 | 0 | 0 | 1095218.728 | 0 | 0 | 0 | 0 | 0 | 0 | 66999.8459 | 0 | 0 | 0 | 7428041.0643 | 0 | 0 | 0 | 0 | -148983.3894 | 0 | 0 | 0 | 0 | 0 | 0 | 0 | -131438.2195 | 0 | 0 | 0 | 0 | 0 | 0
2016-05-21 05:00 | 0 | 0 | 0 | 0 | 338276.8301 | 0 | 355822 | 0 | 0 | 0 | 946235.3387 | 0 | 0 | 0 | 0 | 0 | 0 | 198438.0654 | 0 | 0 | 0 | 7428011.3521 | 0 | 0 | 0 | 0 | -148983.3894 | 0 | 0 | 0 | 0 | 0 | 0 | 0 | 131438.2195 | 0 | 0 | 0 | 0 | 0 | 0
2016-05-21 06:00 | 0 | 0 | 0 | 0 | 59867.3911 | 0 | 340289 | 0 | 0 | 0 | 797251.9493 | 0 | 0 | 0 | 0 | 0 | 0 | 66999.8459 | 0 | 0 | 0 | 7427981.64 | 0 | 0 | 0 | 0 | -148983.3894 | 0 | 0 | 0 | 0 | 0 | 0 | 0 | -131438.2195 | 0 | 0 | 0 | 0 | 0 | 0
2016-05-21 07:00 | 0 | 0 | 0 | 0 | 313393.8301 | 0 | 330939 | 0 | 0 | 0 | 648268.5599 | 0 | 0 | 0 | 0 | 0 | 0 | 198438.0654 | 0 | 0 | 0 | 7427951.9281 | 0 | 0 | 0 | 0 | -148983.3894 | 0 | 0 | 0 | 0 | 0 | 0 | 0 | 131438.2195 | 0 | 0 | 0 | 0 | 0 | 0
2016-05-21 08:00 | 0 | 0 | 0 | 0 | 45631.3911 | 0 | 326053 | 0 | 0 | 0 | 499285.1705 | 0 | 0 | 0 | 0 | 0 | 0 | 66999.8459 | 0 | 0 | 0 | 7427922.2163 | 0 | 0 | 0 | 0 | -148983.3894 | 0 | 0 | 0 | 0 | 0 | 0 | 0 | -131438.2195 | 0 | 0 | 0 | 0 | 0 | 0
2016-05-21 09:00 | 0 | 0 | 0 | 0 | 109928.7648 | 0 | 325912 | 0 | 0 | 0 | 350301.7812 | 0 | 0 | 0 | 0 | 0 | 0 | 0 | 0 | 0 | 0 | 7427892.5046 | 0 | 0 | 0 | 0 | -148983.3894 | 0 | 0 | 0 | 0 | 0 | 0 | 0 | -66999.8459 | 0 | 0 | 0 | 0 | 0 | 0
2016-05-21 10:00 | 0 | 0 | 0 | 0 | 473803.6535 | 0 | 330394 | 0 | 0 | 0 | 362273.2152 | 0 | 0 | 0 | 0 | 0 | 0 | 131438.2195 | 0 | 0 | 0 | 7427862.7931 | 0 | 0 | 0 | 0 | 11971.434 | 0 | 0 | 0 | 0 | 0 | 0 | 0 | 131438.2195 | 0 | 0 | 0 | 0 | 0 | 0
2016-05-21 11:00 | 0 | 0 | 0 | 0 | 57629.3911 | 0 | 338051 | 0 | 0 | 0 | 213289.8258 | 0 | 0 | 0 | 0 | 0 | 0 | 0 | 0 | 0 | 0 | 7427833.0816 | 0 | 0 | 0 | 0 | -148983.3894 | 0 | 0 | 0 | 0 | 0 | 0 | 0 | -131438.2195 | 0 | 0 | 0 | 0 | 0 | 0
2016-05-21 12:00 | 0 | 0 | 0 | 0 | 124069.9682 | 82501.6424 | 355555 | 0 | 0 | 0 | 64306.4364 | 0 | 0 | 0 | 0 | 0 | 0 | 0 | 0 | 0 | 0 | 7427803.3703 | 0 | 0 | 0 | 0 | -148983.3894 | 0 | 0 | 0 | 0 | 0 | 0 | 0 | 0 | 0 | 0 | 0 | 0 | 0 | 0
2016-05-21 13:00 | 0 | 0 | 0 | 0 | 100028.6337 | 424245.7557 | 375291 | 0 | 0 | 0 | 213289.8258 | 0 | 0 | 0 | 0 | 0 | 0 | 0 | 0 | 0 | 0 | 7427773.6591 | 0 | 0 | 0 | 0 | 148983.3894 | 0 | 0 | 0 | 0 | 0 | 0 | 0 | 0 | 0 | 0 | 0 | 0 | 0 | 0
2016-05-21 14:00 | 0 | 0 | 0 | 0 | 0 | 561787.7139 | 393987 | 0 | 0 | 0 | 362273.2152 | 0 | 0 | 0 | 0 | 0 | 0 | 0 | 0 | 0 | 0 | 7442797.8075 | 0 | 0 | 0 | 0 | 148983.3894 | 0 | 0 | 0 | 0 | 0 | 0 | 0 | 0 | 0 | 0 | 0 | 18817.3245 | 0 | 0
2016-05-21 15:00 | 0 | 0 | 0 | 0 | 0 | 576309.7139 | 408509 | 0 | 0 | 0 | 511256.6045 | 0 | 0 | 0 | 0 | 0 | 0 | 0 | 0 | 0 | 0 | 7457821.8959 | 0 | 0 | 0 | 0 | 148983.3894 | 0 | 0 | 0 | 0 | 0 | 0 | 0 | 0 | 0 | 0 | 0 | 18817.3245 | 0 | 0
2016-05-21 16:00 | 0 | 0 | 0 | 0 | 0 | 717360.9334 | 418122 | 0 | 0 | 0 | 660239.9939 | 0 | 0 | 0 | 0 | 0 | 0 | 131438.2195 | 0 | 0 | 0 | 7472845.9242 | 0 | 0 | 0 | 0 | 148983.3894 | 0 | 0 | 0 | 0 | 0 | 0 | 0 | 131438.2195 | 0 | 0 | 0 | 18817.3245 | 0 | 0
2016-05-21 17:00 | 0 | 0 | 0 | 0 | 0 | 460881.4943 | 424519 | 0 | 0 | 0 | 809223.3833 | 0 | 0 | 0 | 0 | 0 | 0 | 0 | 0 | 0 | 0 | 7487869.8924 | 0 | 0 | 0 | 0 | 148983.3894 | 0 | 0 | 0 | 0 | 0 | 0 | 0 | -131438.2195 | 0 | 0 | 0 | 18817.3245 | 0 | 0
2016-05-21 18:00 | 0 | 0 | 0 | 0 | 0 | 728810.9334 | 429572 | 0 | 0 | 0 | 958206.7726 | 0 | 0 | 0 | 0 | 0 | 0 | 131438.2195 | 0 | 0 | 0 | 7502893.8005 | 0 | 0 | 0 | 0 | 148983.3894 | 0 | 0 | 0 | 0 | 0 | 0 | 0 | 131438.2195 | 0 | 0 | 0 | 18817.3245 | 0 | 0
2016-05-21 19:00 | 0 | 0 | 0 | 0 | 0 | 732656.9334 | 433418 | 0 | 0 | 0 | 1107190.162 | 0 | 0 | 0 | 0 | 0 | 0 | 262876.439 | 0 | 0 | 0 | 7517917.6486 | 0 | 0 | 0 | 0 | 148983.3894 | 0 | 0 | 0 | 0 | 0 | 0 | 0 | 131438.2195 | 0 | 0 | 0 | 18817.3245 | 0 | 0
2016-05-21 20:00 | 0 | 0 | 0 | 0 | 0 | 517500.1661 | 436977 | 0 | 0 | 0 | 1256173.5514 | 0 | 0 | 0 | 0 | 0 | 0 | 175598.8912 | 0 | 0 | 0 | 7532941.4365 | 0 | 0 | 0 | 0 | 148983.3894 | 0 | 0 | 0 | 0 | 0 | 0 | 0 | -87277.5478 | 0 | 0 | 0 | 18817.3245 | 0 | 0
2016-05-21 21:00 | 0 | 0 | 0 | 0 | 0 | 738787.9334 | 439549 | 0 | 0 | 0 | 1405156.9407 | 0 | 0 | 0 | 0 | 0 | 0 | 307037.1107 | 0 | 0 | 0 | 7547965.1643 | 0 | 0 | 0 | 0 | 148983.3894 | 0 | 0 | 0 | 0 | 0 | 0 | 0 | 131438.2195 | 0 | 0 | 0 | 18817.3245 | 0 | 0
2016-05-21 22:00 | 0 | 0 | 0 | 0 | 0 | 736100.9334 | 436862 | 0 | 0 | 0 | 1554140.3301 | 0 | 0 | 0 | 0 | 0 | 0 | 438475.3302 | 0 | 0 | 0 | 7562988.832 | 0 | 0 | 0 | 0 | 148983.3894 | 0 | 0 | 0 | 0 | 0 | 0 | 0 | 131438.2195 | 0 | 0 | 0 | 18817.3245 | 0 | 0
2016-05-21 23:00 | 0 | 0 | 0 | 0 | 0 | 674626.1106 | 431572 | 0 | 0 | 0 | 1703123.7195 | 0 | 0 | 0 | 0 | 0 | 0 | 513728.7269 | 0 | 0 | 0 | 7578012.4397 | 0 | 0 | 0 | 0 | 148983.3894 | 0 | 0 | 0 | 0 | 0 | 0 | 0 | 75253.3967 | 0 | 0 | 0 | 18817.3245 | 0 | 0
2016-05-22 | 0 | 0 | 0 | 0 | 0 | 502987.8182 | 426922 | 0 | 0 | 0 | 1852107.1089 | 0 | 0 | 0 | 0 | 0 | 0 | 440811.1558 | 0 | 0 | 0 | 7577982.1276 | 0 | 0 | 0 | 0 | 148983.3894 | 0 | 0 | 0 | 0 | 0 | 0 | 0 | -72917.5711 | 0 | 0 | 0 | 0 | 0 | 0
2016-05-22 01:00 | 0 | 0 | 0 | 0 | 0 | 231445.2534 | 422713 | 0 | 0 | 0 | 1703123.7195 | 0 | 0 | 0 | 0 | 0 | 0 | 398526.7985 | 0 | 0 | 0 | 7577951.8157 | 0 | 0 | 0 | 0 | -148983.3894 | 0 | 0 | 0 | 0 | 0 | 0 | 0 | -42284.3572 | 0 | 0 | 0 | 0 | 0 | 0
2016-05-22 02:00 | 0 | 0 | 0 | 0 | 112858.7132 | 17405.6779 | 410686 | 0 | 0 | 0 | 1554140.3301 | 0 | 0 | 0 | 0 | 0 | 0 | 267088.579 | 0 | 0 | 0 | 7577921.5039 | 0 | 0 | 0 | 0 | -148983.3894 | 0 | 0 | 0 | 0 | 0 | 0 | 0 | -131438.2195 | 0 | 0 | 0 | 0 | 0 | 0
2016-05-22 03:00 | 0 | 0 | 0 | 0 | 111430.3911 | 0 | 391852 | 0 | 0 | 0 | 1405156.9407 | 0 | 0 | 0 | 0 | 0 | 0 | 135650.3595 | 0 | 0 | 0 | 7577891.1922 | 0 | 0 | 0 | 0 | -148983.3894 | 0 | 0 | 0 | 0 | 0 | 0 | 0 | -131438.2195 | 0 | 0 | 0 | 0 | 0 | 0
2016-05-22 04:00 | 0 | 0 | 0 | 0 | 354129.8301 | 0 | 371675 | 0 | 0 | 0 | 1256173.5514 | 0 | 0 | 0 | 0 | 0 | 0 | 267088.579 | 0 | 0 | 0 | 7577860.8806 | 0 | 0 | 0 | 0 | -148983.3894 | 0 | 0 | 0 | 0 | 0 | 0 | 0 | 131438.2195 | 0 | 0 | 0 | 0 | 0 | 0
2016-05-22 05:00 | 0 | 0 | 0 | 0 | 71912.3911 | 0 | 352334 | 0 | 0 | 0 | 1107190.162 | 0 | 0 | 0 | 0 | 0 | 0 | 135650.3595 | 0 | 0 | 0 | 7577830.5692 | 0 | 0 | 0 | 0 | -148983.3894 | 0 | 0 | 0 | 0 | 0 | 0 | 0 | -131438.2195 | 0 | 0 | 0 | 0 | 0 | 0
2016-05-22 06:00 | 0 | 0 | 0 | 0 | 56719.3911 | 0 | 337141 | 0 | 0 | 0 | 958206.7726 | 0 | 0 | 0 | 0 | 0 | 0 | 4212.14 | 0 | 0 | 0 | 7577800.2579 | 0 | 0 | 0 | 0 | -148983.3894 | 0 | 0 | 0 | 0 | 0 | 0 | 0 | -131438.2195 | 0 | 0 | 0 | 0 | 0 | 0
2016-05-22 07:00 | 0 | 0 | 0 | 0 | 309104.8301 | 0 | 326650 | 0 | 0 | 0 | 809223.3833 | 0 | 0 | 0 | 0 | 0 | 0 | 135650.3595 | 0 | 0 | 0 | 7577769.9467 | 0 | 0 | 0 | 0 | -148983.3894 | 0 | 0 | 0 | 0 | 0 | 0 | 0 | 131438.2195 | 0 | 0 | 0 | 0 | 0 | 0
2016-05-22 08:00 | 0 | 0 | 0 | 0 | 40595.3911 | 0 | 321017 | 0 | 0 | 0 | 660239.9939 | 0 | 0 | 0 | 0 | 0 | 0 | 4212.14 | 0 | 0 | 0 | 7577739.6356 | 0 | 0 | 0 | 0 | -148983.3894 | 0 | 0 | 0 | 0 | 0 | 0 | 0 | -131438.2195 | 0 | 0 | 0 | 0 | 0 | 0
2016-05-22 09:00 | 0 | 0 | 0 | 0 | 301814.8301 | 0 | 319360 | 0 | 0 | 0 | 511256.6045 | 0 | 0 | 0 | 0 | 0 | 0 | 135650.3595 | 0 | 0 | 0 | 7577709.3246 | 0 | 0 | 0 | 0 | -148983.3894 | 0 | 0 | 0 | 0 | 0 | 0 | 0 | 131438.2195 | 0 | 0 | 0 | 0 | 0 | 0
2016-05-22 10:00 | 0 | 0 | 0 | 0 | 38799.3911 | 0 | 319221 | 0 | 0 | 0 | 362273.2152 | 0 | 0 | 0 | 0 | 0 | 0 | 4212.14 | 0 | 0 | 0 | 7577679.0138 | 0 | 0 | 0 | 0 | -148983.3894 | 0 | 0 | 0 | 0 | 0 | 0 | 0 | -131438.2195 | 0 | 0 | 0 | 0 | 0 | 0
2016-05-22 11:00 | 0 | 0 | 0 | 0 | 170880.4706 | 0 | 324076 | 0 | 0 | 0 | 213289.8258 | 0 | 0 | 0 | 0 | 0 | 0 | 0 | 0 | 0 | 0 | 7577648.7031 | 0 | 0 | 0 | 0 | -148983.3894 | 0 | 0 | 0 | 0 | 0 | 0 | 0 | -4212.14 | 0 | 0 | 0 | 0 | 0 | 0
2016-05-22 12:00 | 0 | 0 | 0 | 0 | 110268.1123 | 80840.4983 | 340092 | 0 | 0 | 0 | 64306.4364 | 0 | 0 | 0 | 0 | 0 | 0 | 0 | 0 | 0 | 0 | 7577618.3925 | 0 | 0 | 0 | 0 | -148983.3894 | 0 | 0 | 0 | 0 | 0 | 0 | 0 | 0 | 0 | 0 | 0 | 0 | 0 | 0
2016-05-22 13:00 | 0 | 0 | 0 | 0 | 65028.6207 | 442744.7687 | 358790 | 0 | 0 | 0 | 213289.8258 | 0 | 0 | 0 | 0 | 0 | 0 | 0 | 0 | 0 | 0 | 7577588.082 | 0 | 0 | 0 | 0 | 148983.3894 | 0 | 0 | 0 | 0 | 0 | 0 | 0 | 0 | 0 | 0 | 0 | 0 | 0 | 0
2016-05-22 14:00 | 0 | 0 | 0 | 0 | 0 | 543330.7139 | 375530 | 0 | 0 | 0 | 362273.2152 | 0 | 0 | 0 | 0 | 0 | 0 | 0 | 0 | 0 | 0 | 7592611.6312 | 0 | 0 | 0 | 0 | 148983.3894 | 0 | 0 | 0 | 0 | 0 | 0 | 0 | 0 | 0 | 0 | 0 | 18817.3245 | 0 | 0
2016-05-22 15:00 | 0 | 0 | 0 | 0 | 0 | 688278.9334 | 389040 | 0 | 0 | 0 | 511256.6045 | 0 | 0 | 0 | 0 | 0 | 0 | 131438.2195 | 0 | 0 | 0 | 7607635.1204 | 0 | 0 | 0 | 0 | 148983.3894 | 0 | 0 | 0 | 0 | 0 | 0 | 0 | 131438.2195 | 0 | 0 | 0 | 18817.3245 | 0 | 0
2016-05-22 16:00 | 0 | 0 | 0 | 0 | 0 | 437468.4943 | 401106 | 0 | 0 | 0 | 660239.9939 | 0 | 0 | 0 | 0 | 0 | 0 | 0 | 0 | 0 | 0 | 7622658.5494 | 0 | 0 | 0 | 0 | 148983.3894 | 0 | 0 | 0 | 0 | 0 | 0 | 0 | -131438.2195 | 0 | 0 | 0 | 18817.3245 | 0 | 0
2016-05-22 17:00 | 0 | 0 | 0 | 0 | 0 | 709888.9334 | 410650 | 0 | 0 | 0 | 809223.3833 | 0 | 0 | 0 | 0 | 0 | 0 | 131438.2195 | 0 | 0 | 0 | 7637681.9184 | 0 | 0 | 0 | 0 | 148983.3894 | 0 | 0 | 0 | 0 | 0 | 0 | 0 | 131438.2195 | 0 | 0 | 0 | 18817.3245 | 0 | 0
2016-05-22 18:00 | 0 | 0 | 0 | 0 | 0 | 718248.9334 | 419010 | 0 | 0 | 0 | 958206.7726 | 0 | 0 | 0 | 0 | 0 | 0 | 262876.439 | 0 | 0 | 0 | 7652705.2272 | 0 | 0 | 0 | 0 | 148983.3894 | 0 | 0 | 0 | 0 | 0 | 0 | 0 | 131438.2195 | 0 | 0 | 0 | 18817.3245 | 0 | 0
2016-05-22 19:00 | 0 | 0 | 0 | 0 | 0 | 462559.4943 | 426197 | 0 | 0 | 0 | 1107190.162 | 0 | 0 | 0 | 0 | 0 | 0 | 131438.2195 | 0 | 0 | 0 | 7667728.476 | 0 | 0 | 0 | 0 | 148983.3894 | 0 | 0 | 0 | 0 | 0 | 0 | 0 | -131438.2195 | 0 | 0 | 0 | 18817.3245 | 0 | 0
2016-05-22 20:00 | 0 | 0 | 0 | 0 | 0 | 733587.9334 | 434349 | 0 | 0 | 0 | 1256173.5514 | 0 | 0 | 0 | 0 | 0 | 0 | 262876.439 | 0 | 0 | 0 | 7682751.6647 | 0 | 0 | 0 | 0 | 148983.3894 | 0 | 0 | 0 | 0 | 0 | 0 | 0 | 131438.2195 | 0 | 0 | 0 | 18817.3245 | 0 | 0
2016-05-22 21:00 | 0 | 0 | 0 | 0 | 0 | 628962.2068 | 440959 | 0 | 0 | 0 | 1405156.9407 | 0 | 0 | 0 | 0 | 0 | 0 | 283078.9319 | 0 | 0 | 0 | 7697774.7932 | 0 | 0 | 0 | 0 | 148983.3894 | 0 | 0 | 0 | 0 | 0 | 0 | 0 | 20202.4929 | 0 | 0 | 0 | 18817.3245 | 0 | 0
2016-05-22 22:00 | 0 | 0 | 0 | 0 | 0 | 743137.9334 | 443899 | 0 | 0 | 0 | 1554140.3301 | 0 | 0 | 0 | 0 | 0 | 0 | 414517.1514 | 0 | 0 | 0 | 7712797.8617 | 0 | 0 | 0 | 0 | 148983.3894 | 0 | 0 | 0 | 0 | 0 | 0 | 0 | 131438.2195 | 0 | 0 | 0 | 18817.3245 | 0 | 0
2016-05-22 23:00 | 0 | 0 | 0 | 0 | 0 | 709268.2894 | 442256 | 0 | 0 | 0 | 1703123.7195 | 0 | 0 | 0 | 0 | 0 | 0 | 513728.7269 | 0 | 0 | 0 | 7727820.8701 | 0 | 0 | 0 | 0 | 148983.3894 | 0 | 0 | 0 | 0 | 0 | 0 | 0 | 99211.5755 | 0 | 0 | 0 | 18817.3245 | 0 | 0
2016-05-23 | 0 | 0 | 0 | 0 | 0 | 562586.7639 | 440455 | 0 | 0 | 0 | 1852107.1089 | 0 | 0 | 0 | 0 | 0 | 0 | 486877.1015 | 0 | 0 | 0 | 7727789.9588 | 0 | 0 | 0 | 0 | 148983.3894 | 0 | 0 | 0 | 0 | 0 | 0 | 0 | -26851.6254 | 0 | 0 | 0 | 0 | 0 | 0
2016-05-23 01:00 | 0 | 0 | 0 | 0 | 0 | 271759.9191 | 437320 | 0 | 0 | 0 | 1779109.471 | 0 | 0 | 0 | 0 | 0 | 0 | 394314.6585 | 0 | 0 | 0 | 7727759.0477 | 0 | 0 | 0 | 0 | -72997.6379 | 0 | 0 | 0 | 0 | 0 | 0 | 0 | -92562.443 | 0 | 0 | 0 | 0 | 0 | 0
2016-05-23 02:00 | 0 | 0 | 0 | 0 | 115304.6598 | 25881.7313 | 421608 | 0 | 0 | 0 | 1630126.0816 | 0 | 0 | 0 | 0 | 0 | 0 | 262876.439 | 0 | 0 | 0 | 7727728.1366 | 0 | 0 | 0 | 0 | -148983.3894 | 0 | 0 | 0 | 0 | 0 | 0 | 0 | -131438.2195 | 0 | 0 | 0 | 0 | 0 | 0
2016-05-23 03:00 | 0 | 0 | 0 | 0 | 116777.3911 | 0 | 397199 | 0 | 0 | 0 | 1481142.6922 | 0 | 0 | 0 | 0 | 0 | 0 | 131438.2195 | 0 | 0 | 0 | 7727697.2257 | 0 | 0 | 0 | 0 | -148983.3894 | 0 | 0 | 0 | 0 | 0 | 0 | 0 | -131438.2195 | 0 | 0 | 0 | 0 | 0 | 0
2016-05-23 04:00 | 0 | 0 | 0 | 0 | 355292.8301 | 0 | 372838 | 0 | 0 | 0 | 1332159.3029 | 0 | 0 | 0 | 0 | 0 | 0 | 262876.439 | 0 | 0 | 0 | 7727666.3149 | 0 | 0 | 0 | 0 | -148983.3894 | 0 | 0 | 0 | 0 | 0 | 0 | 0 | 131438.2195 | 0 | 0 | 0 | 0 | 0 | 0
2016-05-23 05:00 | 0 | 0 | 0 | 0 | 72160.3911 | 0 | 352582 | 0 | 0 | 0 | 1183175.9135 | 0 | 0 | 0 | 0 | 0 | 0 | 131438.2195 | 0 | 0 | 0 | 7727635.4043 | 0 | 0 | 0 | 0 | -148983.3894 | 0 | 0 | 0 | 0 | 0 | 0 | 0 | -131438.2195 | 0 | 0 | 0 | 0 | 0 | 0
2016-05-23 06:00 | 0 | 0 | 0 | 0 | 57357.3911 | 0 | 337779 | 0 | 0 | 0 | 1034192.5241 | 0 | 0 | 0 | 0 | 0 | 0 | 0 | 0 | 0 | 0 | 7727604.4937 | 0 | 0 | 0 | 0 | -148983.3894 | 0 | 0 | 0 | 0 | 0 | 0 | 0 | -131438.2195 | 0 | 0 | 0 | 0 | 0 | 0
2016-05-23 07:00 | 0 | 0 | 0 | 0 | 311520.8301 | 0 | 329066 | 0 | 0 | 0 | 885209.1347 | 0 | 0 | 0 | 0 | 0 | 0 | 131438.2195 | 0 | 0 | 0 | 7727573.5833 | 0 | 0 | 0 | 0 | -148983.3894 | 0 | 0 | 0 | 0 | 0 | 0 | 0 | 131438.2195 | 0 | 0 | 0 | 0 | 0 | 0
2016-05-23 08:00 | 0 | 0 | 0 | 0 | 46263.3911 | 0 | 326685 | 0 | 0 | 0 | 736225.7454 | 0 | 0 | 0 | 0 | 0 | 0 | 0 | 0 | 0 | 0 | 7727542.673 | 0 | 0 | 0 | 0 | -148983.3894 | 0 | 0 | 0 | 0 | 0 | 0 | 0 | -131438.2195 | 0 | 0 | 0 | 0 | 0 | 0
2016-05-23 09:00 | 0 | 0 | 0 | 0 | 318847.8301 | 0 | 336393 | 0 | 0 | 0 | 587242.356 | 0 | 0 | 0 | 0 | 0 | 0 | 131438.2195 | 0 | 0 | 0 | 7727511.7628 | 0 | 0 | 0 | 0 | -148983.3894 | 0 | 0 | 0 | 0 | 0 | 0 | 0 | 131438.2195 | 0 | 0 | 0 | 0 | 0 | 0
2016-05-23 10:00 | 0 | 0 | 0 | 0 | 77712.3911 | 0 | 358134 | 0 | 0 | 0 | 438258.9666 | 0 | 0 | 0 | 0 | 0 | 0 | 0 | 0 | 0 | 0 | 7727480.8528 | 0 | 0 | 0 | 0 | -148983.3894 | 0 | 0 | 0 | 0 | 0 | 0 | 0 | -131438.2195 | 0 | 0 | 0 | 0 | 0 | 0
2016-05-23 11:00 | 0 | 0 | 0 | 0 | 232476.6106 | 0 | 381460 | 0 | 0 | 0 | 289275.5773 | 0 | 0 | 0 | 0 | 0 | 0 | 0 | 0 | 0 | 0 | 7727449.9429 | 0 | 0 | 0 | 0 | -148983.3894 | 0 | 0 | 0 | 0 | 0 | 0 | 0 | 0 | 0 | 0 | 0 | 0 | 0 | 0
2016-05-23 12:00 | 0 | 0 | 0 | 0 | 158998.7737 | 91776.837 | 399759 | 0 | 0 | 0 | 140292.1879 | 0 | 0 | 0 | 0 | 0 | 0 | 0 | 0 | 0 | 0 | 7727419.0331 | 0 | 0 | 0 | 0 | -148983.3894 | 0 | 0 | 0 | 0 | 0 | 0 | 0 | 0 | 0 | 0 | 0 | 0 | 0 | 0
2016-05-23 13:00 | 0 | 0 | 0 | 0 | 108684.9899 | 456507.3995 | 416209 | 0 | 0 | 0 | 289275.5773 | 0 | 0 | 0 | 0 | 0 | 0 | 0 | 0 | 0 | 0 | 7727388.1234 | 0 | 0 | 0 | 0 | 148983.3894 | 0 | 0 | 0 | 0 | 0 | 0 | 0 | 0 | 0 | 0 | 0 | 0 | 0 | 0
2016-05-23 14:00 | 0 | 0 | 0 | 0 | 0 | 599914.7139 | 432114 | 0 | 0 | 0 | 438258.9666 | 0 | 0 | 0 | 0 | 0 | 0 | 0 | 0 | 0 | 0 | 7742411.0734 | 0 | 0 | 0 | 0 | 148983.3894 | 0 | 0 | 0 | 0 | 0 | 0 | 0 | 0 | 0 | 0 | 0 | 18817.3245 | 0 | 0
2016-05-23 15:00 | 0 | 0 | 0 | 0 | 0 | 613806.7139 | 446006 | 0 | 0 | 0 | 587242.356 | 0 | 0 | 0 | 0 | 0 | 0 | 0 | 0 | 0 | 0 | 7757433.9634 | 0 | 0 | 0 | 0 | 148983.3894 | 0 | 0 | 0 | 0 | 0 | 0 | 0 | 0 | 0 | 0 | 0 | 18817.3245 | 0 | 0
2016-05-23 16:00 | 0 | 0 | 0 | 0 | 0 | 756916.9334 | 457678 | 0 | 0 | 0 | 736225.7454 | 0 | 0 | 0 | 0 | 0 | 0 | 131438.2195 | 0 | 0 | 0 | 7772456.7932 | 0 | 0 | 0 | 0 | 148983.3894 | 0 | 0 | 0 | 0 | 0 | 0 | 0 | 131438.2195 | 0 | 0 | 0 | 18817.3245 | 0 | 0
2016-05-23 17:00 | 0 | 0 | 0 | 0 | 0 | 505368.4943 | 469006 | 0 | 0 | 0 | 885209.1347 | 0 | 0 | 0 | 0 | 0 | 0 | 0 | 0 | 0 | 0 | 7787479.563 | 0 | 0 | 0 | 0 | 148983.3894 | 0 | 0 | 0 | 0 | 0 | 0 | 0 | -131438.2195 | 0 | 0 | 0 | 18817.3245 | 0 | 0
2016-05-23 18:00 | 0 | 0 | 0 | 0 | 0 | 777586.9334 | 478348 | 0 | 0 | 0 | 1034192.5241 | 0 | 0 | 0 | 0 | 0 | 0 | 131438.2195 | 0 | 0 | 0 | 7802502.2727 | 0 | 0 | 0 | 0 | 148983.3894 | 0 | 0 | 0 | 0 | 0 | 0 | 0 | 131438.2195 | 0 | 0 | 0 | 18817.3245 | 0 | 0
2016-05-23 19:00 | 0 | 0 | 0 | 0 | 0 | 785327.9334 | 486089 | 0 | 0 | 0 | 1183175.9135 | 0 | 0 | 0 | 0 | 0 | 0 | 262876.439 | 0 | 0 | 0 | 7817524.9222 | 0 | 0 | 0 | 0 | 148983.3894 | 0 | 0 | 0 | 0 | 0 | 0 | 0 | 131438.2195 | 0 | 0 | 0 | 18817.3245 | 0 | 0
2016-05-23 20:00 | 0 | 0 | 0 | 0 | 0 | 601093.7119 | 490872 | 0 | 0 | 0 | 1332159.3029 | 0 | 0 | 0 | 0 | 0 | 0 | 205297.437 | 0 | 0 | 0 | 7832547.5117 | 0 | 0 | 0 | 0 | 148983.3894 | 0 | 0 | 0 | 0 | 0 | 0 | 0 | -57579.002 | 0 | 0 | 0 | 18817.3245 | 0 | 0
2016-05-23 21:00 | 0 | 0 | 0 | 0 | 0 | 792348.9334 | 493110 | 0 | 0 | 0 | 1481142.6922 | 0 | 0 | 0 | 0 | 0 | 0 | 336735.6565 | 0 | 0 | 0 | 7847570.0411 | 0 | 0 | 0 | 0 | 148983.3894 | 0 | 0 | 0 | 0 | 0 | 0 | 0 | 131438.2195 | 0 | 0 | 0 | 18817.3245 | 0 | 0
2016-05-23 22:00 | 0 | 0 | 0 | 0 | 0 | 787738.6714 | 490741 | 0 | 0 | 0 | 1630126.0816 | 0 | 0 | 0 | 0 | 0 | 0 | 465932.6141 | 0 | 0 | 0 | 7862592.5104 | 0 | 0 | 0 | 0 | 148983.3894 | 0 | 0 | 0 | 0 | 0 | 0 | 0 | 129196.9575 | 0 | 0 | 0 | 18817.3245 | 0 | 0
2016-05-23 23:00 | 0 | 0 | 0 | 0 | 0 | 699670.8267 | 484074 | 0 | 0 | 0 | 1779109.471 | 0 | 0 | 0 | 0 | 0 | 0 | 513728.7269 | 0 | 0 | 0 | 7877614.9196 | 0 | 0 | 0 | 0 | 148983.3894 | 0 | 0 | 0 | 0 | 0 | 0 | 0 | 47796.1129 | 0 | 0 | 0 | 18817.3245 | 0 | 0
2016-05-24 | 0 | 0 | 0 | 0 | 0 | 538345.5692 | 477807 | 0 | 0 | 0 | 1928092.8603 | 0 | 0 | 0 | 0 | 0 | 0 | 425283.9068 | 0 | 0 | 0 | 7877583.4092 | 0 | 0 | 0 | 0 | 148983.3894 | 0 | 0 | 0 | 0 | 0 | 0 | 0 | -88444.8201 | 0 | 0 | 0 | 0 | 0 | 0
2016-05-24 01:00 | 0 | 0 | 0 | 0 | 0 | 236308.3354 | 471053 | 0 | 0 | 0 | 1779109.471 | 0 | 0 | 0 | 0 | 0 | 0 | 339522.6315 | 0 | 0 | 0 | 7877551.8988 | 0 | 0 | 0 | 0 | -148983.3894 | 0 | 0 | 0 | 0 | 0 | 0 | 0 | -85761.2752 | 0 | 0 | 0 | 0 | 0 | 0
2016-05-24 02:00 | 0 | 0 | 0 | 0 | 152024.0338 | 16462.3574 | 448908 | 0 | 0 | 0 | 1630126.0816 | 0 | 0 | 0 | 0 | 0 | 0 | 208084.412 | 0 | 0 | 0 | 7877520.3886 | 0 | 0 | 0 | 0 | -148983.3894 | 0 | 0 | 0 | 0 | 0 | 0 | 0 | -131438.2195 | 0 | 0 | 0 | 0 | 0 | 0
2016-05-24 03:00 | 0 | 0 | 0 | 0 | 139689.3911 | 0 | 420111 | 0 | 0 | 0 | 1481142.6922 | 0 | 0 | 0 | 0 | 0 | 0 | 76646.1925 | 0 | 0 | 0 | 7877488.8786 | 0 | 0 | 0 | 0 | -148983.3894 | 0 | 0 | 0 | 0 | 0 | 0 | 0 | -131438.2195 | 0 | 0 | 0 | 0 | 0 | 0
2016-05-24 04:00 | 0 | 0 | 0 | 0 | 374688.8301 | 0 | 392234 | 0 | 0 | 0 | 1332159.3029 | 0 | 0 | 0 | 0 | 0 | 0 | 208084.412 | 0 | 0 | 0 | 7877457.3686 | 0 | 0 | 0 | 0 | -148983.3894 | 0 | 0 | 0 | 0 | 0 | 0 | 0 | 131438.2195 | 0 | 0 | 0 | 0 | 0 | 0
2016-05-24 05:00 | 0 | 0 | 0 | 0 | 89920.3911 | 0 | 370342 | 0 | 0 | 0 | 1183175.9135 | 0 | 0 | 0 | 0 | 0 | 0 | 76646.1925 | 0 | 0 | 0 | 7877425.8588 | 0 | 0 | 0 | 0 | -148983.3894 | 0 | 0 | 0 | 0 | 0 | 0 | 0 | -131438.2195 | 0 | 0 | 0 | 0 | 0 | 0
2016-05-24 06:00 | 0 | 0 | 0 | 0 | 336551.8301 | 0 | 354097 | 0 | 0 | 0 | 1034192.5241 | 0 | 0 | 0 | 0 | 0 | 0 | 208084.412 | 0 | 0 | 0 | 7877394.3491 | 0 | 0 | 0 | 0 | -148983.3894 | 0 | 0 | 0 | 0 | 0 | 0 | 0 | 131438.2195 | 0 | 0 | 0 | 0 | 0 | 0
2016-05-24 07:00 | 0 | 0 | 0 | 0 | 63589.3911 | 0 | 344011 | 0 | 0 | 0 | 885209.1347 | 0 | 0 | 0 | 0 | 0 | 0 | 76646.1925 | 0 | 0 | 0 | 7877362.8395 | 0 | 0 | 0 | 0 | -148983.3894 | 0 | 0 | 0 | 0 | 0 | 0 | 0 | -131438.2195 | 0 | 0 | 0 | 0 | 0 | 0
2016-05-24 08:00 | 0 | 0 | 0 | 0 | 115677.4181 | 0 | 341307 | 0 | 0 | 0 | 736225.7454 | 0 | 0 | 0 | 0 | 0 | 0 | 0 | 0 | 0 | 0 | 7877331.33 | 0 | 0 | 0 | 0 | -148983.3894 | 0 | 0 | 0 | 0 | 0 | 0 | 0 | -76646.1925 | 0 | 0 | 0 | 0 | 0 | 0
2016-05-24 09:00 | 0 | 0 | 0 | 0 | 440229.1542 | 0 | 348338 | 0 | 0 | 0 | 696678.6801 | 0 | 0 | 0 | 0 | 0 | 0 | 131438.2195 | 0 | 0 | 0 | 7877299.8207 | 0 | 0 | 0 | 0 | -39547.0653 | 0 | 0 | 0 | 0 | 0 | 0 | 0 | 131438.2195 | 0 | 0 | 0 | 0 | 0 | 0
2016-05-24 10:00 | 0 | 0 | 0 | 0 | 86250.3911 | 0 | 366672 | 0 | 0 | 0 | 547695.2907 | 0 | 0 | 0 | 0 | 0 | 0 | 0 | 0 | 0 | 0 | 7877268.3115 | 0 | 0 | 0 | 0 | -148983.3894 | 0 | 0 | 0 | 0 | 0 | 0 | 0 | -131438.2195 | 0 | 0 | 0 | 0 | 0 | 0
2016-05-24 11:00 | 0 | 0 | 0 | 0 | 355968.797 | 0 | 389826 | 0 | 0 | 0 | 513838.0877 | 0 | 0 | 0 | 0 | 0 | 0 | 0 | 0 | 0 | 0 | 7877236.8024 | 0 | 0 | 0 | 0 | -33857.203 | 0 | 0 | 0 | 0 | 0 | 0 | 0 | 0 | 0 | 0 | 0 | 0 | 0 | 0
2016-05-24 12:00 | 0 | 0 | 0 | 0 | 204853.3394 | 101031.733 | 408663 | 0 | 0 | 0 | 411060.16 | 0 | 0 | 0 | 0 | 0 | 0 | 0 | 0 | 0 | 0 | 7877205.2935 | 0 | 0 | 0 | 0 | -102777.9277 | 0 | 0 | 0 | 0 | 0 | 0 | 0 | 0 | 0 | 0 | 0 | 0 | 0 | 0
2016-05-24 13:00 | 0 | 0 | 0 | 0 | 0 | 435184.2707 | 426934 | 0 | 0 | 0 | 419310.4307 | 0 | 0 | 0 | 0 | 0 | 0 | 0 | 0 | 0 | 0 | 7877173.7847 | 0 | 0 | 0 | 0 | 8250.2707 | 0 | 0 | 0 | 0 | 0 | 0 | 0 | 0 | 0 | 0 | 0 | 0 | 0 | 0
2016-05-24 14:00 | 0 | 0 | 0 | 0 | 0 | 613233.7139 | 445433 | 0 | 0 | 0 | 568293.8201 | 0 | 0 | 0 | 0 | 0 | 0 | 0 | 0 | 0 | 0 | 7892196.1356 | 0 | 0 | 0 | 0 | 148983.3894 | 0 | 0 | 0 | 0 | 0 | 0 | 0 | 0 | 0 | 0 | 0 | 18817.3245 | 0 | 0
2016-05-24 15:00 | 0 | 0 | 0 | 0 | 0 | 630181.7139 | 462381 | 0 | 0 | 0 | 717277.2095 | 0 | 0 | 0 | 0 | 0 | 0 | 0 | 0 | 0 | 0 | 7907218.4264 | 0 | 0 | 0 | 0 | 148983.3894 | 0 | 0 | 0 | 0 | 0 | 0 | 0 | 0 | 0 | 0 | 0 | 18817.3245 | 0 | 0
2016-05-24 16:00 | 0 | 0 | 0 | 0 | 0 | 775638.9334 | 476400 | 0 | 0 | 0 | 866260.5988 | 0 | 0 | 0 | 0 | 0 | 0 | 131438.2195 | 0 | 0 | 0 | 7922240.6571 | 0 | 0 | 0 | 0 | 148983.3894 | 0 | 0 | 0 | 0 | 0 | 0 | 0 | 131438.2195 | 0 | 0 | 0 | 18817.3245 | 0 | 0
2016-05-24 17:00 | 0 | 0 | 0 | 0 | 0 | 576366.6694 | 489270 | 0 | 0 | 0 | 1015243.9882 | 0 | 0 | 0 | 0 | 0 | 0 | 50734.175 | 0 | 0 | 0 | 7937262.8277 | 0 | 0 | 0 | 0 | 148983.3894 | 0 | 0 | 0 | 0 | 0 | 0 | 0 | -80704.0445 | 0 | 0 | 0 | 18817.3245 | 0 | 0
2016-05-24 18:00 | 0 | 0 | 0 | 0 | 0 | 800145.9334 | 500907 | 0 | 0 | 0 | 1164227.3776 | 0 | 0 | 0 | 0 | 0 | 0 | 182172.3945 | 0 | 0 | 0 | 7952284.9382 | 0 | 0 | 0 | 0 | 148983.3894 | 0 | 0 | 0 | 0 | 0 | 0 | 0 | 131438.2195 | 0 | 0 | 0 | 18817.3245 | 0 | 0
2016-05-24 19:00 | 0 | 0 | 0 | 0 | 0 | 794265.8377 | 509782 | 0 | 0 | 0 | 1313210.7669 | 0 | 0 | 0 | 0 | 0 | 0 | 298855.5184 | 0 | 0 | 0 | 7967306.9887 | 0 | 0 | 0 | 0 | 148983.3894 | 0 | 0 | 0 | 0 | 0 | 0 | 0 | 116683.1239 | 0 | 0 | 0 | 18817.3245 | 0 | 0
2016-05-24 20:00 | 0 | 0 | 0 | 0 | 0 | 785304.047 | 516707 | 0 | 0 | 0 | 1462194.1563 | 0 | 0 | 0 | 0 | 0 | 0 | 399651.8516 | 0 | 0 | 0 | 7982328.979 | 0 | 0 | 0 | 0 | 148983.3894 | 0 | 0 | 0 | 0 | 0 | 0 | 0 | 100796.3331 | 0 | 0 | 0 | 18817.3245 | 0 | 0
2016-05-24 21:00 | 0 | 0 | 0 | 0 | 0 | 766118.9039 | 520133 | 0 | 0 | 0 | 1611177.5457 | 0 | 0 | 0 | 0 | 0 | 0 | 477837.0416 | 0 | 0 | 0 | 7997350.9093 | 0 | 0 | 0 | 0 | 148983.3894 | 0 | 0 | 0 | 0 | 0 | 0 | 0 | 78185.19 | 0 | 0 | 0 | 18817.3245 | 0 | 0
2016-05-24 22:00 | 0 | 0 | 0 | 0 | 0 | 721847.3992 | 518155 | 0 | 0 | 0 | 1760160.935 | 0 | 0 | 0 | 0 | 0 | 0 | 513728.7269 | 0 | 0 | 0 | 8012372.7795 | 0 | 0 | 0 | 0 | 148983.3894 | 0 | 0 | 0 | 0 | 0 | 0 | 0 | 35891.6854 | 0 | 0 | 0 | 18817.3245 | 0 | 0
2016-05-24 23:00 | 0 | 0 | 0 | 0 | 0 | 624937.299 | 509918 | 0 | 0 | 0 | 1909144.3244 | 0 | 0 | 0 | 0 | 0 | 0 | 479764.6365 | 0 | 0 | 0 | 8012340.73 | 0 | 0 | 0 | 0 | 148983.3894 | 0 | 0 | 0 | 0 | 0 | 0 | 0 | -33964.0904 | 0 | 0 | 0 | 0 | 0 | 0
2016-05-25 | 0 | 0 | 0 | 0 | 0 | 483253.5371 | 501806 | 0 | 0 | 0 | 1856627.7711 | 0 | 0 | 0 | 0 | 0 | 0 | 513728.7269 | 0 | 0 | 0 | 8012308.6806 | 0 | 0 | 0 | 0 | -52516.5533 | 0 | 0 | 0 | 0 | 0 | 0 | 0 | 33964.0904 | 0 | 0 | 0 | 0 | 0 | 0
2016-05-25 01:00 | 0 | 0 | 0 | 0 | 0 | 222777.6379 | 493666 | 0 | 0 | 0 | 1717177.6285 | 0 | 0 | 0 | 0 | 0 | 0 | 382290.5074 | 0 | 0 | 0 | 8012276.6314 | 0 | 0 | 0 | 0 | -139450.1426 | 0 | 0 | 0 | 0 | 0 | 0 | 0 | -131438.2195 | 0 | 0 | 0 | 0 | 0 | 0
2016-05-25 02:00 | 0 | 0 | 0 | 0 | 174157.5855 | 15302.8057 | 469882 | 0 | 0 | 0 | 1568194.2391 | 0 | 0 | 0 | 0 | 0 | 0 | 250852.2879 | 0 | 0 | 0 | 8012244.5823 | 0 | 0 | 0 | 0 | -148983.3894 | 0 | 0 | 0 | 0 | 0 | 0 | 0 | -131438.2195 | 0 | 0 | 0 | 0 | 0 | 0
2016-05-25 03:00 | 0 | 0 | 0 | 0 | 159408.3911 | 0 | 439830 | 0 | 0 | 0 | 1419210.8497 | 0 | 0 | 0 | 0 | 0 | 0 | 119414.0684 | 0 | 0 | 0 | 8012212.5333 | 0 | 0 | 0 | 0 | -148983.3894 | 0 | 0 | 0 | 0 | 0 | 0 | 0 | -131438.2195 | 0 | 0 | 0 | 0 | 0 | 0
2016-05-25 04:00 | 0 | 0 | 0 | 0 | 394558.8301 | 0 | 412104 | 0 | 0 | 0 | 1270227.4603 | 0 | 0 | 0 | 0 | 0 | 0 | 250852.2879 | 0 | 0 | 0 | 8012180.4845 | 0 | 0 | 0 | 0 | -148983.3894 | 0 | 0 | 0 | 0 | 0 | 0 | 0 | 131438.2195 | 0 | 0 | 0 | 0 | 0 | 0
2016-05-25 05:00 | 0 | 0 | 0 | 0 | 107688.3911 | 0 | 388110 | 0 | 0 | 0 | 1121244.071 | 0 | 0 | 0 | 0 | 0 | 0 | 119414.0684 | 0 | 0 | 0 | 8012148.4357 | 0 | 0 | 0 | 0 | -148983.3894 | 0 | 0 | 0 | 0 | 0 | 0 | 0 | -131438.2195 | 0 | 0 | 0 | 0 | 0 | 0
2016-05-25 06:00 | 0 | 0 | 0 | 0 | 100951.5422 | 0 | 369349 | 0 | 0 | 0 | 972260.6816 | 0 | 0 | 0 | 0 | 0 | 0 | 0 | 0 | 0 | 0 | 8012116.3872 | 0 | 0 | 0 | 0 | -148983.3894 | 0 | 0 | 0 | 0 | 0 | 0 | 0 | -119414.0684 | 0 | 0 | 0 | 0 | 0 | 0
2016-05-25 07:00 | 0 | 0 | 0 | 0 | 339784.8301 | 0 | 357330 | 0 | 0 | 0 | 823277.2922 | 0 | 0 | 0 | 0 | 0 | 0 | 131438.2195 | 0 | 0 | 0 | 8012084.3387 | 0 | 0 | 0 | 0 | -148983.3894 | 0 | 0 | 0 | 0 | 0 | 0 | 0 | 131438.2195 | 0 | 0 | 0 | 0 | 0 | 0
2016-05-25 08:00 | 0 | 0 | 0 | 0 | 72774.3911 | 0 | 353196 | 0 | 0 | 0 | 674293.9029 | 0 | 0 | 0 | 0 | 0 | 0 | 0 | 0 | 0 | 0 | 8012052.2904 | 0 | 0 | 0 | 0 | -148983.3894 | 0 | 0 | 0 | 0 | 0 | 0 | 0 | -131438.2195 | 0 | 0 | 0 | 0 | 0 | 0
2016-05-25 09:00 | 0 | 0 | 0 | 0 | 531892.6703 | 0 | 360438 | 0 | 0 | 0 | 714310.3536 | 0 | 0 | 0 | 0 | 0 | 0 | 131438.2195 | 0 | 0 | 0 | 8012020.2421 | 0 | 0 | 0 | 0 | 40016.4508 | 0 | 0 | 0 | 0 | 0 | 0 | 0 | 131438.2195 | 0 | 0 | 0 | 0 | 0 | 0
2016-05-25 10:00 | 0 | 0 | 0 | 0 | 97459.3911 | 0 | 377881 | 0 | 0 | 0 | 565326.9642 | 0 | 0 | 0 | 0 | 0 | 0 | 0 | 0 | 0 | 0 | 8011988.1941 | 0 | 0 | 0 | 0 | -148983.3894 | 0 | 0 | 0 | 0 | 0 | 0 | 0 | -131438.2195 | 0 | 0 | 0 | 0 | 0 | 0
2016-05-25 11:00 | 0 | 0 | 0 | 0 | 251121.8832 | 0.72742 | 400106 | 0 | 0 | 0 | 416343.5749 | 0 | 0 | 0 | 0 | 0 | 0 | 0 | 0 | 0 | 0 | 8011956.1461 | 0 | 0 | 0 | 0 | -148983.3894 | 0 | 0 | 0 | 0 | 0 | 0 | 0 | 0 | 0 | 0 | 0 | 0 | 0 | 0
2016-05-25 12:00 | 0 | 0 | 0 | 0 | 164157.7267 | 107202.8839 | 420344 | 0 | 0 | 0 | 267360.1855 | 0 | 0 | 0 | 0 | 0 | 0 | 0 | 0 | 0 | 0 | 8011924.0983 | 0 | 0 | 0 | 0 | -148983.3894 | 0 | 0 | 0 | 0 | 0 | 0 | 0 | 0 | 0 | 0 | 0 | 0 | 0 | 0
2016-05-25 13:00 | 0 | 0 | 0 | 0 | 0 | 448441.966 | 440803 | 0 | 0 | 0 | 274999.1515 | 0 | 0 | 0 | 0 | 0 | 0 | 0 | 0 | 0 | 0 | 8011892.0506 | 0 | 0 | 0 | 0 | 7638.966 | 0 | 0 | 0 | 0 | 0 | 0 | 0 | 0 | 0 | 0 | 0 | 0 | 0 | 0
2016-05-25 14:00 | 0 | 0 | 0 | 0 | 0 | 629733.7139 | 461933 | 0 | 0 | 0 | 423982.5409 | 0 | 0 | 0 | 0 | 0 | 0 | 0 | 0 | 0 | 0 | 8026913.8626 | 0 | 0 | 0 | 0 | 148983.3894 | 0 | 0 | 0 | 0 | 0 | 0 | 0 | 0 | 0 | 0 | 0 | 18817.3245 | 0 | 0
2016-05-25 15:00 | 0 | 0 | 0 | 0 | 0 | 649214.7139 | 481414 | 0 | 0 | 0 | 572965.9303 | 0 | 0 | 0 | 0 | 0 | 0 | 0 | 0 | 0 | 0 | 8041935.6145 | 0 | 0 | 0 | 0 | 148983.3894 | 0 | 0 | 0 | 0 | 0 | 0 | 0 | 0 | 0 | 0 | 0 | 18817.3245 | 0 | 0
2016-05-25 16:00 | 0 | 0 | 0 | 0 | 0 | 796943.9334 | 497705 | 0 | 0 | 0 | 721949.3197 | 0 | 0 | 0 | 0 | 0 | 0 | 131438.2195 | 0 | 0 | 0 | 8056957.3064 | 0 | 0 | 0 | 0 | 148983.3894 | 0 | 0 | 0 | 0 | 0 | 0 | 0 | 131438.2195 | 0 | 0 | 0 | 18817.3245 | 0 | 0
2016-05-25 17:00 | 0 | 0 | 0 | 0 | 0 | 812465.9334 | 513227 | 0 | 0 | 0 | 870932.709 | 0 | 0 | 0 | 0 | 0 | 0 | 262876.439 | 0 | 0 | 0 | 8071978.9381 | 0 | 0 | 0 | 0 | 148983.3894 | 0 | 0 | 0 | 0 | 0 | 0 | 0 | 131438.2195 | 0 | 0 | 0 | 18817.3245 | 0 | 0
2016-05-25 18:00 | 0 | 0 | 0 | 0 | 0 | 703344.0825 | 526761 | 0 | 0 | 0 | 1019916.0984 | 0 | 0 | 0 | 0 | 0 | 0 | 271658.8076 | 0 | 0 | 0 | 8087000.5098 | 0 | 0 | 0 | 0 | 148983.3894 | 0 | 0 | 0 | 0 | 0 | 0 | 0 | 8782.3686 | 0 | 0 | 0 | 18817.3245 | 0 | 0
2016-05-25 19:00 | 0 | 0 | 0 | 0 | 0 | 795881.0441 | 537291 | 0 | 0 | 0 | 1168899.4878 | 0 | 0 | 0 | 0 | 0 | 0 | 362448.1378 | 0 | 0 | 0 | 8102022.0214 | 0 | 0 | 0 | 0 | 148983.3894 | 0 | 0 | 0 | 0 | 0 | 0 | 0 | 90789.3302 | 0 | 0 | 0 | 18817.3245 | 0 | 0
2016-05-25 20:00 | 0 | 0 | 0 | 0 | 0 | 787425.5439 | 544450 | 0 | 0 | 0 | 1317882.8771 | 0 | 0 | 0 | 0 | 0 | 0 | 437622.9679 | 0 | 0 | 0 | 8117043.4729 | 0 | 0 | 0 | 0 | 148983.3894 | 0 | 0 | 0 | 0 | 0 | 0 | 0 | 75174.83 | 0 | 0 | 0 | 18817.3245 | 0 | 0
2016-05-25 21:00 | 0 | 0 | 0 | 0 | 0 | 771789.2233 | 547431 | 0 | 0 | 0 | 1466866.2665 | 0 | 0 | 0 | 0 | 0 | 0 | 494180.4773 | 0 | 0 | 0 | 8132064.8643 | 0 | 0 | 0 | 0 | 148983.3894 | 0 | 0 | 0 | 0 | 0 | 0 | 0 | 56557.5095 | 0 | 0 | 0 | 18817.3245 | 0 | 0
2016-05-25 22:00 | 0 | 0 | 0 | 0 | 0 | 729635.9634 | 542287 | 0 | 0 | 0 | 1615849.6559 | 0 | 0 | 0 | 0 | 0 | 0 | 513728.7269 | 0 | 0 | 0 | 8147086.1956 | 0 | 0 | 0 | 0 | 148983.3894 | 0 | 0 | 0 | 0 | 0 | 0 | 0 | 19548.2496 | 0 | 0 | 0 | 18817.3245 | 0 | 0
2016-05-25 23:00 | 0 | 0 | 0 | 0 | 0 | 640451.4817 | 531381 | 0 | 0 | 0 | 1764833.0453 | 0 | 0 | 0 | 0 | 0 | 0 | 473815.8192 | 0 | 0 | 0 | 8147053.6073 | 0 | 0 | 0 | 0 | 148983.3894 | 0 | 0 | 0 | 0 | 0 | 0 | 0 | -39912.9077 | 0 | 0 | 0 | 0 | 0 | 0
2016-05-26 | 0 | 0 | 0 | 0 | 0 | 503247.4752 | 521817 | 0 | 0 | 0 | 1706350.6128 | 0 | 0 | 0 | 0 | 0 | 0 | 513728.7269 | 0 | 0 | 0 | 8147021.0191 | 0 | 0 | 0 | 0 | -58482.4325 | 0 | 0 | 0 | 0 | 0 | 0 | 0 | 39912.9077 | 0 | 0 | 0 | 0 | 0 | 0
2016-05-26 01:00 | 0 | 0 | 0 | 0 | 0 | 233460.13 | 512256 | 0 | 0 | 0 | 1558992.9623 | 0 | 0 | 0 | 0 | 0 | 0 | 382290.5074 | 0 | 0 | 0 | 8146988.431 | 0 | 0 | 0 | 0 | -147357.6505 | 0 | 0 | 0 | 0 | 0 | 0 | 0 | -131438.2195 | 0 | 0 | 0 | 0 | 0 | 0
2016-05-26 02:00 | 0 | 0 | 0 | 0 | 448075.467 | 19605.0202 | 488412 | 0 | 0 | 0 | 1410009.5729 | 0 | 0 | 0 | 0 | 0 | 0 | 510542.3839 | 0 | 0 | 0 | 8146955.843 | 0 | 0 | 0 | 0 | -148983.3894 | 0 | 0 | 0 | 0 | 0 | 0 | 0 | 128251.8765 | 0 | 0 | 0 | 0 | 0 | 0
2016-05-26 03:00 | 0 | 0 | 0 | 0 | 175522.3911 | 0 | 455944 | 0 | 0 | 0 | 1261026.1836 | 0 | 0 | 0 | 0 | 0 | 0 | 379104.1644 | 0 | 0 | 0 | 8146923.2552 | 0 | 0 | 0 | 0 | -148983.3894 | 0 | 0 | 0 | 0 | 0 | 0 | 0 | -131438.2195 | 0 | 0 | 0 | 0 | 0 | 0
2016-05-26 04:00 | 0 | 0 | 0 | 0 | 145213.3911 | 0 | 425635 | 0 | 0 | 0 | 1112042.7942 | 0 | 0 | 0 | 0 | 0 | 0 | 247665.9449 | 0 | 0 | 0 | 8146890.6675 | 0 | 0 | 0 | 0 | -148983.3894 | 0 | 0 | 0 | 0 | 0 | 0 | 0 | -131438.2195 | 0 | 0 | 0 | 0 | 0 | 0
2016-05-26 05:00 | 0 | 0 | 0 | 0 | 120135.3911 | 0 | 400557 | 0 | 0 | 0 | 963059.4048 | 0 | 0 | 0 | 0 | 0 | 0 | 116227.7254 | 0 | 0 | 0 | 8146858.08 | 0 | 0 | 0 | 0 | -148983.3894 | 0 | 0 | 0 | 0 | 0 | 0 | 0 | -131438.2195 | 0 | 0 | 0 | 0 | 0 | 0
2016-05-26 06:00 | 0 | 0 | 0 | 0 | 496215.0407 | 0 | 380967 | 0 | 0 | 0 | 946869.2261 | 0 | 0 | 0 | 0 | 0 | 0 | 247665.9449 | 0 | 0 | 0 | 8146825.4925 | 0 | 0 | 0 | 0 | -16190.1788 | 0 | 0 | 0 | 0 | 0 | 0 | 0 | 131438.2195 | 0 | 0 | 0 | 0 | 0 | 0
2016-05-26 07:00 | 0 | 0 | 0 | 0 | 86727.3911 | 0 | 367149 | 0 | 0 | 0 | 797885.8367 | 0 | 0 | 0 | 0 | 0 | 0 | 116227.7254 | 0 | 0 | 0 | 8146792.9052 | 0 | 0 | 0 | 0 | -148983.3894 | 0 | 0 | 0 | 0 | 0 | 0 | 0 | -131438.2195 | 0 | 0 | 0 | 0 | 0 | 0
2016-05-26 08:00 | 0 | 0 | 0 | 0 | 96767.8852 | 0 | 361979 | 0 | 0 | 0 | 648902.4473 | 0 | 0 | 0 | 0 | 0 | 0 | 0 | 0 | 0 | 0 | 8146760.318 | 0 | 0 | 0 | 0 | -148983.3894 | 0 | 0 | 0 | 0 | 0 | 0 | 0 | -116227.7254 | 0 | 0 | 0 | 0 | 0 | 0
2016-05-26 09:00 | 0 | 0 | 0 | 0 | 467865.9986 | 0 | 367885 | 0 | 0 | 0 | 617445.2264 | 0 | 0 | 0 | 0 | 0 | 0 | 131438.2195 | 0 | 0 | 0 | 8146727.731 | 0 | 0 | 0 | 0 | -31457.2209 | 0 | 0 | 0 | 0 | 0 | 0 | 0 | 131438.2195 | 0 | 0 | 0 | 0 | 0 | 0
2016-05-26 10:00 | 0 | 0 | 0 | 0 | 106824.3911 | 0 | 387246 | 0 | 0 | 0 | 468461.837 | 0 | 0 | 0 | 0 | 0 | 0 | 0 | 0 | 0 | 0 | 8146695.1441 | 0 | 0 | 0 | 0 | -148983.3894 | 0 | 0 | 0 | 0 | 0 | 0 | 0 | -131438.2195 | 0 | 0 | 0 | 0 | 0 | 0
2016-05-26 11:00 | 0 | 0 | 0 | 0 | 418698.1787 | 1.9839 | 410827 | 0 | 0 | 0 | 344896.7801 | 0 | 0 | 0 | 0 | 0 | 0 | 131438.2195 | 0 | 0 | 0 | 8146662.5573 | 0 | 0 | 0 | 0 | -123565.0569 | 0 | 0 | 0 | 0 | 0 | 0 | 0 | 131438.2195 | 0 | 0 | 0 | 0 | 0 | 0
2016-05-26 12:00 | 0 | 0 | 0 | 0 | 27206.7197 | 125059.6714 | 432688 | 0 | 0 | 0 | 195913.3907 | 0 | 0 | 0 | 0 | 0 | 0 | 0 | 0 | 0 | 0 | 8146629.9707 | 0 | 0 | 0 | 0 | -148983.3894 | 0 | 0 | 0 | 0 | 0 | 0 | 0 | -131438.2195 | 0 | 0 | 0 | 0 | 0 | 0
2016-05-26 13:00 | 0 | 0 | 0 | 0 | 126015.0377 | 476682.3517 | 453714 | 0 | 0 | 0 | 344896.7801 | 0 | 0 | 0 | 0 | 0 | 0 | 0 | 0 | 0 | 0 | 8146597.3841 | 0 | 0 | 0 | 0 | 148983.3894 | 0 | 0 | 0 | 0 | 0 | 0 | 0 | 0 | 0 | 0 | 0 | 0 | 0 | 0
2016-05-26 14:00 | 0 | 0 | 0 | 0 | 0 | 644078.7139 | 476278 | 0 | 0 | 0 | 493880.1694 | 0 | 0 | 0 | 0 | 0 | 0 | 0 | 0 | 0 | 0 | 8161618.6573 | 0 | 0 | 0 | 0 | 148983.3894 | 0 | 0 | 0 | 0 | 0 | 0 | 0 | 0 | 0 | 0 | 0 | 18817.3245 | 0 | 0
2016-05-26 15:00 | 0 | 0 | 0 | 0 | 0 | 664902.7139 | 497102 | 0 | 0 | 0 | 642863.5588 | 0 | 0 | 0 | 0 | 0 | 0 | 0 | 0 | 0 | 0 | 8176639.8705 | 0 | 0 | 0 | 0 | 148983.3894 | 0 | 0 | 0 | 0 | 0 | 0 | 0 | 0 | 0 | 0 | 0 | 18817.3245 | 0 | 0
2016-05-26 16:00 | 0 | 0 | 0 | 0 | 0 | 813853.9334 | 514615 | 0 | 0 | 0 | 791846.9482 | 0 | 0 | 0 | 0 | 0 | 0 | 131438.2195 | 0 | 0 | 0 | 8191661.0235 | 0 | 0 | 0 | 0 | 148983.3894 | 0 | 0 | 0 | 0 | 0 | 0 | 0 | 131438.2195 | 0 | 0 | 0 | 18817.3245 | 0 | 0
2016-05-26 17:00 | 0 | 0 | 0 | 0 | 0 | 824023.0084 | 530002 | 0 | 0 | 0 | 940830.3375 | 0 | 0 | 0 | 0 | 0 | 0 | 257658.5141 | 0 | 0 | 0 | 8206682.1164 | 0 | 0 | 0 | 0 | 148983.3894 | 0 | 0 | 0 | 0 | 0 | 0 | 0 | 126220.2946 | 0 | 0 | 0 | 18817.3245 | 0 | 0
2016-05-26 18:00 | 0 | 0 | 0 | 0 | 0 | 809435.4927 | 540760 | 0 | 0 | 0 | 1089813.7269 | 0 | 0 | 0 | 0 | 0 | 0 | 358533.2929 | 0 | 0 | 0 | 8221703.1493 | 0 | 0 | 0 | 0 | 148983.3894 | 0 | 0 | 0 | 0 | 0 | 0 | 0 | 100874.7788 | 0 | 0 | 0 | 18817.3245 | 0 | 0
2016-05-26 19:00 | 0 | 0 | 0 | 0 | 0 | 791469.5602 | 550035 | 0 | 0 | 0 | 1238797.1163 | 0 | 0 | 0 | 0 | 0 | 0 | 432167.1392 | 0 | 0 | 0 | 8236724.1221 | 0 | 0 | 0 | 0 | 148983.3894 | 0 | 0 | 0 | 0 | 0 | 0 | 0 | 73633.8463 | 0 | 0 | 0 | 18817.3245 | 0 | 0
2016-05-26 20:00 | 0 | 0 | 0 | 0 | 0 | 769601.0947 | 554684 | 0 | 0 | 0 | 1387780.5057 | 0 | 0 | 0 | 0 | 0 | 0 | 479283.5201 | 0 | 0 | 0 | 8251745.0347 | 0 | 0 | 0 | 0 | 148983.3894 | 0 | 0 | 0 | 0 | 0 | 0 | 0 | 47116.3808 | 0 | 0 | 0 | 18817.3245 | 0 | 0
2016-05-26 21:00 | 0 | 0 | 0 | 0 | 0 | 755917.9207 | 553672 | 0 | 0 | 0 | 1536763.895 | 0 | 0 | 0 | 0 | 0 | 0 | 513728.7269 | 0 | 0 | 0 | 8266765.8874 | 0 | 0 | 0 | 0 | 148983.3894 | 0 | 0 | 0 | 0 | 0 | 0 | 0 | 34445.2069 | 0 | 0 | 0 | 18817.3245 | 0 | 0
2016-05-26 22:00 | 0 | 0 | 0 | 0 | 0 | 712071.087 | 546361 | 0 | 0 | 0 | 1685747.2844 | 0 | 0 | 0 | 0 | 0 | 0 | 513728.7269 | 0 | 0 | 0 | 8280114.1784 | 0 | 0 | 0 | 0 | 148983.3894 | 0 | 0 | 0 | 0 | 0 | 0 | 0 | 0 | 0 | 0 | 0 | 16726.6976 | 0 | 0
2016-05-26 23:00 | 0 | 0 | 0 | 0 | 0 | 629770.4937 | 533794 | 0 | 0 | 0 | 1834730.6738 | 0 | 0 | 0 | 0 | 0 | 0 | 460721.8313 | 0 | 0 | 0 | 8280081.0579 | 0 | 0 | 0 | 0 | 148983.3894 | 0 | 0 | 0 | 0 | 0 | 0 | 0 | -53006.8957 | 0 | 0 | 0 | 0 | 0 | 0
2016-05-27 | 0 | 0 | 0 | 0 | 0 | 502666.477 | 523360 | 0 | 0 | 0 | 1761030.2551 | 0 | 0 | 0 | 0 | 0 | 0 | 513728.7269 | 0 | 0 | 0 | 8280047.9376 | 0 | 0 | 0 | 0 | -73700.4187 | 0 | 0 | 0 | 0 | 0 | 0 | 0 | 53006.8957 | 0 | 0 | 0 | 0 | 0 | 0
2016-05-27 01:00 | 0 | 0 | 0 | 0 | 0 | 259950.9199 | 514618 | 0 | 0 | 0 | 1637801.3945 | 0 | 0 | 0 | 0 | 0 | 0 | 382290.5074 | 0 | 0 | 0 | 8280014.8174 | 0 | 0 | 0 | 0 | -123228.8606 | 0 | 0 | 0 | 0 | 0 | 0 | 0 | -131438.2195 | 0 | 0 | 0 | 0 | 0 | 0
2016-05-27 02:00 | 0 | 0 | 0 | 0 | 179334.2708 | 30054.1203 | 489810 | 0 | 0 | 0 | 1488818.0051 | 0 | 0 | 0 | 0 | 0 | 0 | 250852.2879 | 0 | 0 | 0 | 8279981.6973 | 0 | 0 | 0 | 0 | -148983.3894 | 0 | 0 | 0 | 0 | 0 | 0 | 0 | -131438.2195 | 0 | 0 | 0 | 0 | 0 | 0
2016-05-27 03:00 | 0 | 0 | 0 | 0 | 179055.3911 | 0 | 459477 | 0 | 0 | 0 | 1339834.6157 | 0 | 0 | 0 | 0 | 0 | 0 | 119414.0684 | 0 | 0 | 0 | 8279948.5774 | 0 | 0 | 0 | 0 | -148983.3894 | 0 | 0 | 0 | 0 | 0 | 0 | 0 | -131438.2195 | 0 | 0 | 0 | 0 | 0 | 0
2016-05-27 04:00 | 0 | 0 | 0 | 0 | 486524.0714 | 0 | 428775 | 0 | 0 | 0 | 1266145.4676 | 0 | 0 | 0 | 0 | 0 | 0 | 250852.2879 | 0 | 0 | 0 | 8279915.4576 | 0 | 0 | 0 | 0 | -73689.1481 | 0 | 0 | 0 | 0 | 0 | 0 | 0 | 131438.2195 | 0 | 0 | 0 | 0 | 0 | 0
2016-05-27 05:00 | 0 | 0 | 0 | 0 | 122027.3911 | 0 | 402449 | 0 | 0 | 0 | 1117162.0782 | 0 | 0 | 0 | 0 | 0 | 0 | 119414.0684 | 0 | 0 | 0 | 8279882.3379 | 0 | 0 | 0 | 0 | -148983.3894 | 0 | 0 | 0 | 0 | 0 | 0 | 0 | -131438.2195 | 0 | 0 | 0 | 0 | 0 | 0
2016-05-27 06:00 | 0 | 0 | 0 | 0 | 397893.7011 | 0 | 381992 | 0 | 0 | 0 | 1001625.5598 | 0 | 0 | 0 | 0 | 0 | 0 | 250852.2879 | 0 | 0 | 0 | 8279849.2184 | 0 | 0 | 0 | 0 | -115536.5184 | 0 | 0 | 0 | 0 | 0 | 0 | 0 | 131438.2195 | 0 | 0 | 0 | 0 | 0 | 0
2016-05-27 07:00 | 0 | 0 | 0 | 0 | 88331.3911 | 0 | 368753 | 0 | 0 | 0 | 852642.1704 | 0 | 0 | 0 | 0 | 0 | 0 | 119414.0684 | 0 | 0 | 0 | 8279816.099 | 0 | 0 | 0 | 0 | -148983.3894 | 0 | 0 | 0 | 0 | 0 | 0 | 0 | -131438.2195 | 0 | 0 | 0 | 0 | 0 | 0
2016-05-27 08:00 | 0 | 0 | 0 | 0 | 338309.805 | 0 | 363980 | 0 | 0 | 0 | 753254.2782 | 0 | 0 | 0 | 0 | 0 | 0 | 193131.7657 | 0 | 0 | 0 | 8279782.9798 | 0 | 0 | 0 | 0 | -99387.8923 | 0 | 0 | 0 | 0 | 0 | 0 | 0 | 73717.6973 | 0 | 0 | 0 | 0 | 0 | 0
2016-05-27 09:00 | 0 | 0 | 0 | 0 | 88512.3911 | 0 | 368934 | 0 | 0 | 0 | 604270.8888 | 0 | 0 | 0 | 0 | 0 | 0 | 61693.5462 | 0 | 0 | 0 | 8279749.8606 | 0 | 0 | 0 | 0 | -148983.3894 | 0 | 0 | 0 | 0 | 0 | 0 | 0 | -131438.2195 | 0 | 0 | 0 | 0 | 0 | 0
2016-05-27 10:00 | 0 | 0 | 0 | 0 | 304946.2839 | 0 | 384185 | 0 | 0 | 0 | 455287.4994 | 0 | 0 | 0 | 0 | 0 | 0 | 131438.2195 | 0 | 0 | 0 | 8279716.7416 | 0 | 0 | 0 | 0 | -148983.3894 | 0 | 0 | 0 | 0 | 0 | 0 | 0 | 69744.6733 | 0 | 0 | 0 | 0 | 0 | 0
2016-05-27 11:00 | 0 | 0 | 0 | 0 | 124680.6374 | 2.7537 | 405105 | 0 | 0 | 0 | 306304.11 | 0 | 0 | 0 | 0 | 0 | 0 | 0 | 0 | 0 | 0 | 8279683.6228 | 0 | 0 | 0 | 0 | -148983.3894 | 0 | 0 | 0 | 0 | 0 | 0 | 0 | -131438.2195 | 0 | 0 | 0 | 0 | 0 | 0
2016-05-27 12:00 | 0 | 0 | 0 | 0 | 191793.1625 | 110722.3444 | 429110 | 0 | 0 | 0 | 179709.6169 | 0 | 0 | 0 | 0 | 0 | 0 | 0 | 0 | 0 | 0 | 8279650.504 | 0 | 0 | 0 | 0 | -126594.4931 | 0 | 0 | 0 | 0 | 0 | 0 | 0 | 0 | 0 | 0 | 0 | 0 | 0 | 0
2016-05-27 13:00 | 0 | 0 | 0 | 0 | 0 | 462450.423 | 452260 | 0 | 0 | 0 | 189900.0399 | 0 | 0 | 0 | 0 | 0 | 0 | 0 | 0 | 0 | 0 | 8279617.3854 | 0 | 0 | 0 | 0 | 10190.423 | 0 | 0 | 0 | 0 | 0 | 0 | 0 | 0 | 0 | 0 | 0 | 0 | 0 | 0
2016-05-27 14:00 | 0 | 0 | 0 | 0 | 0 | 643581.7139 | 475781 | 0 | 0 | 0 | 338883.4293 | 0 | 0 | 0 | 0 | 0 | 0 | 0 | 0 | 0 | 0 | 8294638.1265 | 0 | 0 | 0 | 0 | 148983.3894 | 0 | 0 | 0 | 0 | 0 | 0 | 0 | 0 | 0 | 0 | 0 | 18817.3245 | 0 | 0
2016-05-27 15:00 | 0 | 0 | 0 | 0 | 0 | 664473.7139 | 496673 | 0 | 0 | 0 | 487866.8187 | 0 | 0 | 0 | 0 | 0 | 0 | 0 | 0 | 0 | 0 | 8309658.8076 | 0 | 0 | 0 | 0 | 148983.3894 | 0 | 0 | 0 | 0 | 0 | 0 | 0 | 0 | 0 | 0 | 0 | 18817.3245 | 0 | 0
2016-05-27 16:00 | 0 | 0 | 0 | 0 | 0 | 813182.9334 | 513944 | 0 | 0 | 0 | 636850.208 | 0 | 0 | 0 | 0 | 0 | 0 | 131438.2195 | 0 | 0 | 0 | 8324679.4285 | 0 | 0 | 0 | 0 | 148983.3894 | 0 | 0 | 0 | 0 | 0 | 0 | 0 | 131438.2195 | 0 | 0 | 0 | 18817.3245 | 0 | 0
2016-05-27 17:00 | 0 | 0 | 0 | 0 | 0 | 821328.507 | 527326 | 0 | 0 | 0 | 785833.5974 | 0 | 0 | 0 | 0 | 0 | 0 | 257640.0126 | 0 | 0 | 0 | 8339699.9894 | 0 | 0 | 0 | 0 | 148983.3894 | 0 | 0 | 0 | 0 | 0 | 0 | 0 | 126201.7931 | 0 | 0 | 0 | 18817.3245 | 0 | 0
2016-05-27 18:00 | 0 | 0 | 0 | 0 | 0 | 685025.7437 | 537440 | 0 | 0 | 0 | 934816.9868 | 0 | 0 | 0 | 0 | 0 | 0 | 237425.0425 | 0 | 0 | 0 | 8354720.4902 | 0 | 0 | 0 | 0 | 148983.3894 | 0 | 0 | 0 | 0 | 0 | 0 | 0 | -20214.9702 | 0 | 0 | 0 | 18817.3245 | 0 | 0
2016-05-27 19:00 | 0 | 0 | 0 | 0 | 0 | 803303.1603 | 543658 | 0 | 0 | 0 | 1083800.3762 | 0 | 0 | 0 | 0 | 0 | 0 | 329269.4889 | 0 | 0 | 0 | 8369740.9309 | 0 | 0 | 0 | 0 | 148983.3894 | 0 | 0 | 0 | 0 | 0 | 0 | 0 | 91844.4464 | 0 | 0 | 0 | 18817.3245 | 0 | 0
2016-05-27 20:00 | 0 | 0 | 0 | 0 | 0 | 794991.1634 | 546585 | 0 | 0 | 0 | 1232783.7655 | 0 | 0 | 0 | 0 | 0 | 0 | 409874.9385 | 0 | 0 | 0 | 8384761.3115 | 0 | 0 | 0 | 0 | 148983.3894 | 0 | 0 | 0 | 0 | 0 | 0 | 0 | 80605.4496 | 0 | 0 | 0 | 18817.3245 | 0 | 0
2016-05-27 21:00 | 0 | 0 | 0 | 0 | 0 | 777419.0385 | 544994 | 0 | 0 | 0 | 1381767.1549 | 0 | 0 | 0 | 0 | 0 | 0 | 474499.2631 | 0 | 0 | 0 | 8399781.632 | 0 | 0 | 0 | 0 | 148983.3894 | 0 | 0 | 0 | 0 | 0 | 0 | 0 | 64624.3246 | 0 | 0 | 0 | 18817.3245 | 0 | 0
2016-05-27 22:00 | 0 | 0 | 0 | 0 | 0 | 742342.1777 | 535312 | 0 | 0 | 0 | 1530750.5443 | 0 | 0 | 0 | 0 | 0 | 0 | 513728.7269 | 0 | 0 | 0 | 8414801.8925 | 0 | 0 | 0 | 0 | 148983.3894 | 0 | 0 | 0 | 0 | 0 | 0 | 0 | 39229.4638 | 0 | 0 | 0 | 18817.3245 | 0 | 0
2016-05-27 23:00 | 0 | 0 | 0 | 0 | 0 | 664613.2726 | 520452 | 0 | 0 | 0 | 1674911.8168 | 0 | 0 | 0 | 0 | 0 | 0 | 513728.7269 | 0 | 0 | 0 | 8414768.2333 | 0 | 0 | 0 | 0 | 144161.2726 | 0 | 0 | 0 | 0 | 0 | 0 | 0 | 0 | 0 | 0 | 0 | 0 | 0 | 0
2016-05-28 | 0 | 0 | 0 | 0 | 0 | 536499.1195 | 507956 | 0 | 0 | 0 | 1823895.2062 | 0 | 0 | 0 | 0 | 0 | 0 | 393288.4571 | 0 | 0 | 0 | 8414734.5742 | 0 | 0 | 0 | 0 | 148983.3894 | 0 | 0 | 0 | 0 | 0 | 0 | 0 | -120440.2698 | 0 | 0 | 0 | 0 | 0 | 0
2016-05-28 01:00 | 0 | 0 | 0 | 0 | 0 | 278997.1315 | 498303 | 0 | 0 | 0 | 1674911.8168 | 0 | 0 | 0 | 0 | 0 | 0 | 322965.978 | 0 | 0 | 0 | 8414700.9153 | 0 | 0 | 0 | 0 | -148983.3894 | 0 | 0 | 0 | 0 | 0 | 0 | 0 | -70322.4791 | 0 | 0 | 0 | 0 | 0 | 0
2016-05-28 02:00 | 0 | 0 | 0 | 0 | 154228.3112 | 42406.0799 | 477056 | 0 | 0 | 0 | 1525928.4275 | 0 | 0 | 0 | 0 | 0 | 0 | 191527.7585 | 0 | 0 | 0 | 8414667.2565 | 0 | 0 | 0 | 0 | -148983.3894 | 0 | 0 | 0 | 0 | 0 | 0 | 0 | -131438.2195 | 0 | 0 | 0 | 0 | 0 | 0
2016-05-28 03:00 | 0 | 0 | 0 | 0 | 338420.6655 | 0 | 447806 | 0 | 0 | 0 | 1376945.0381 | 0 | 0 | 0 | 0 | 0 | 0 | 231125.8134 | 0 | 0 | 0 | 8414633.5978 | 0 | 0 | 0 | 0 | -148983.3894 | 0 | 0 | 0 | 0 | 0 | 0 | 0 | 39598.0549 | 0 | 0 | 0 | 0 | 0 | 0
2016-05-28 04:00 | 0 | 0 | 0 | 0 | 137644.3911 | 0 | 418066 | 0 | 0 | 0 | 1227961.6487 | 0 | 0 | 0 | 0 | 0 | 0 | 99687.5939 | 0 | 0 | 0 | 8414599.9393 | 0 | 0 | 0 | 0 | -148983.3894 | 0 | 0 | 0 | 0 | 0 | 0 | 0 | -131438.2195 | 0 | 0 | 0 | 0 | 0 | 0
2016-05-28 05:00 | 0 | 0 | 0 | 0 | 326580.4656 | 0 | 394181 | 0 | 0 | 0 | 1078978.2594 | 0 | 0 | 0 | 0 | 0 | 0 | 181070.4489 | 0 | 0 | 0 | 8414566.2809 | 0 | 0 | 0 | 0 | -148983.3894 | 0 | 0 | 0 | 0 | 0 | 0 | 0 | 81382.855 | 0 | 0 | 0 | 0 | 0 | 0
2016-05-28 06:00 | 0 | 0 | 0 | 0 | 136539.6717 | 0 | 375435 | 0 | 0 | 0 | 929994.87 | 0 | 0 | 0 | 0 | 0 | 0 | 91158.5099 | 0 | 0 | 0 | 8414532.6226 | 0 | 0 | 0 | 0 | -148983.3894 | 0 | 0 | 0 | 0 | 0 | 0 | 0 | -89911.9389 | 0 | 0 | 0 | 0 | 0 | 0
2016-05-28 07:00 | 0 | 0 | 0 | 0 | 304682.789 | 0 | 360860 | 0 | 0 | 0 | 781011.4806 | 0 | 0 | 0 | 0 | 0 | 0 | 183964.6883 | 0 | 0 | 0 | 8414498.9645 | 0 | 0 | 0 | 0 | -148983.3894 | 0 | 0 | 0 | 0 | 0 | 0 | 0 | 92806.1783 | 0 | 0 | 0 | 0 | 0 | 0
2016-05-28 08:00 | 0 | 0 | 0 | 0 | 71713.3911 | 0 | 352135 | 0 | 0 | 0 | 632028.0912 | 0 | 0 | 0 | 0 | 0 | 0 | 52526.4688 | 0 | 0 | 0 | 8414465.3065 | 0 | 0 | 0 | 0 | -148983.3894 | 0 | 0 | 0 | 0 | 0 | 0 | 0 | -131438.2195 | 0 | 0 | 0 | 0 | 0 | 0
2016-05-28 09:00 | 0 | 0 | 0 | 0 | 278060.3614 | 0 | 348132 | 0 | 0 | 0 | 483044.7019 | 0 | 0 | 0 | 0 | 0 | 0 | 131438.2195 | 0 | 0 | 0 | 8414431.6486 | 0 | 0 | 0 | 0 | -148983.3894 | 0 | 0 | 0 | 0 | 0 | 0 | 0 | 78911.7508 | 0 | 0 | 0 | 0 | 0 | 0
2016-05-28 10:00 | 0 | 0 | 0 | 0 | 68899.3911 | 0 | 349321 | 0 | 0 | 0 | 334061.3125 | 0 | 0 | 0 | 0 | 0 | 0 | 0 | 0 | 0 | 0 | 8414397.9909 | 0 | 0 | 0 | 0 | -148983.3894 | 0 | 0 | 0 | 0 | 0 | 0 | 0 | -131438.2195 | 0 | 0 | 0 | 0 | 0 | 0
2016-05-28 11:00 | 0 | 0 | 0 | 0 | 266635.6335 | 4.3625 | 357711 | 0 | 0 | 0 | 185077.9231 | 0 | 0 | 0 | 0 | 0 | 0 | 57912.3853 | 0 | 0 | 0 | 8414364.3333 | 0 | 0 | 0 | 0 | -148983.3894 | 0 | 0 | 0 | 0 | 0 | 0 | 0 | 57912.3853 | 0 | 0 | 0 | 0 | 0 | 0
2016-05-28 12:00 | 0 | 0 | 0 | 0 | 156973.8849 | 144192.1494 | 377804 | 0 | 0 | 0 | 166352.3428 | 0 | 0 | 0 | 0 | 0 | 0 | 0 | 0 | 0 | 0 | 8414330.6759 | 0 | 0 | 0 | 0 | -18725.5803 | 0 | 0 | 0 | 0 | 0 | 0 | 0 | -57912.3853 | 0 | 0 | 0 | 0 | 0 | 0
2016-05-28 13:00 | 0 | 0 | 0 | 0 | 20842.8898 | 532914.4996 | 404774 | 0 | 0 | 0 | 315335.7322 | 0 | 0 | 0 | 0 | 0 | 0 | 0 | 0 | 0 | 0 | 8414297.0185 | 0 | 0 | 0 | 0 | 148983.3894 | 0 | 0 | 0 | 0 | 0 | 0 | 0 | 0 | 0 | 0 | 0 | 0 | 0 | 0
2016-05-28 14:00 | 0 | 0 | 0 | 0 | 0 | 599717.7139 | 431917 | 0 | 0 | 0 | 464319.1215 | 0 | 0 | 0 | 0 | 0 | 0 | 0 | 0 | 0 | 0 | 8429317.2209 | 0 | 0 | 0 | 0 | 148983.3894 | 0 | 0 | 0 | 0 | 0 | 0 | 0 | 0 | 0 | 0 | 0 | 18817.3245 | 0 | 0
2016-05-28 15:00 | 0 | 0 | 0 | 0 | 0 | 756134.9334 | 456896 | 0 | 0 | 0 | 613302.5109 | 0 | 0 | 0 | 0 | 0 | 0 | 131438.2195 | 0 | 0 | 0 | 8444337.3632 | 0 | 0 | 0 | 0 | 148983.3894 | 0 | 0 | 0 | 0 | 0 | 0 | 0 | 131438.2195 | 0 | 0 | 0 | 18817.3245 | 0 | 0
2016-05-28 16:00 | 0 | 0 | 0 | 0 | 0 | 624042.5284 | 477425 | 0 | 0 | 0 | 762285.9003 | 0 | 0 | 0 | 0 | 0 | 0 | 110255.034 | 0 | 0 | 0 | 8459357.4455 | 0 | 0 | 0 | 0 | 148983.3894 | 0 | 0 | 0 | 0 | 0 | 0 | 0 | -21183.1855 | 0 | 0 | 0 | 18817.3245 | 0 | 0
2016-05-28 17:00 | 0 | 0 | 0 | 0 | 0 | 791720.9334 | 492482 | 0 | 0 | 0 | 911269.2896 | 0 | 0 | 0 | 0 | 0 | 0 | 241693.2535 | 0 | 0 | 0 | 8474377.4676 | 0 | 0 | 0 | 0 | 148983.3894 | 0 | 0 | 0 | 0 | 0 | 0 | 0 | 131438.2195 | 0 | 0 | 0 | 18817.3245 | 0 | 0
2016-05-28 18:00 | 0 | 0 | 0 | 0 | 0 | 540728.4943 | 504366 | 0 | 0 | 0 | 1060252.679 | 0 | 0 | 0 | 0 | 0 | 0 | 110255.034 | 0 | 0 | 0 | 8489397.4297 | 0 | 0 | 0 | 0 | 148983.3894 | 0 | 0 | 0 | 0 | 0 | 0 | 0 | -131438.2195 | 0 | 0 | 0 | 18817.3245 | 0 | 0
2016-05-28 19:00 | 0 | 0 | 0 | 0 | 0 | 813557.9334 | 514319 | 0 | 0 | 0 | 1209236.0684 | 0 | 0 | 0 | 0 | 0 | 0 | 241693.2535 | 0 | 0 | 0 | 8504417.3317 | 0 | 0 | 0 | 0 | 148983.3894 | 0 | 0 | 0 | 0 | 0 | 0 | 0 | 131438.2195 | 0 | 0 | 0 | 18817.3245 | 0 | 0
2016-05-28 20:00 | 0 | 0 | 0 | 0 | 0 | 812222.0917 | 522878 | 0 | 0 | 0 | 1358219.4578 | 0 | 0 | 0 | 0 | 0 | 0 | 363236.6314 | 0 | 0 | 0 | 8519437.1736 | 0 | 0 | 0 | 0 | 148983.3894 | 0 | 0 | 0 | 0 | 0 | 0 | 0 | 121543.3779 | 0 | 0 | 0 | 18817.3245 | 0 | 0
2016-05-28 21:00 | 0 | 0 | 0 | 0 | 0 | 790738.7695 | 526804 | 0 | 0 | 0 | 1507202.8471 | 0 | 0 | 0 | 0 | 0 | 0 | 459370.6871 | 0 | 0 | 0 | 8534456.9555 | 0 | 0 | 0 | 0 | 148983.3894 | 0 | 0 | 0 | 0 | 0 | 0 | 0 | 96134.0557 | 0 | 0 | 0 | 18817.3245 | 0 | 0
2016-05-28 22:00 | 0 | 0 | 0 | 0 | 0 | 746277.7537 | 524119 | 0 | 0 | 0 | 1656186.2365 | 0 | 0 | 0 | 0 | 0 | 0 | 513728.7269 | 0 | 0 | 0 | 8549476.6772 | 0 | 0 | 0 | 0 | 148983.3894 | 0 | 0 | 0 | 0 | 0 | 0 | 0 | 54358.0399 | 0 | 0 | 0 | 18817.3245 | 0 | 0
2016-05-28 23:00 | 0 | 0 | 0 | 0 | 0 | 658061.3681 | 513281 | 0 | 0 | 0 | 1805169.6259 | 0 | 0 | 0 | 0 | 0 | 0 | 509525.7057 | 0 | 0 | 0 | 8549442.4793 | 0 | 0 | 0 | 0 | 148983.3894 | 0 | 0 | 0 | 0 | 0 | 0 | 0 | -4203.0212 | 0 | 0 | 0 | 0 | 0 | 0
2016-05-29 | 0 | 0 | 0 | 0 | 0 | 510434.4771 | 501272 | 0 | 0 | 0 | 1810129.0817 | 0 | 0 | 0 | 0 | 0 | 0 | 513728.7269 | 0 | 0 | 0 | 8549408.2816 | 0 | 0 | 0 | 0 | 4959.4559 | 0 | 0 | 0 | 0 | 0 | 0 | 0 | 4203.0212 | 0 | 0 | 0 | 0 | 0 | 0
2016-05-29 01:00 | 0 | 0 | 0 | 0 | 0 | 248201.2905 | 491484 | 0 | 0 | 0 | 1661145.6924 | 0 | 0 | 0 | 0 | 0 | 0 | 419429.4068 | 0 | 0 | 0 | 8549374.0839 | 0 | 0 | 0 | 0 | -148983.3894 | 0 | 0 | 0 | 0 | 0 | 0 | 0 | -94299.3202 | 0 | 0 | 0 | 0 | 0 | 0
2016-05-29 02:00 | 0 | 0 | 0 | 0 | 165456.6204 | 26612.7708 | 472491 | 0 | 0 | 0 | 1512162.303 | 0 | 0 | 0 | 0 | 0 | 0 | 287991.1873 | 0 | 0 | 0 | 8549339.8864 | 0 | 0 | 0 | 0 | -148983.3894 | 0 | 0 | 0 | 0 | 0 | 0 | 0 | -131438.2195 | 0 | 0 | 0 | 0 | 0 | 0
2016-05-29 03:00 | 0 | 0 | 0 | 0 | 345647.1252 | 0 | 444592 | 0 | 0 | 0 | 1363178.9136 | 0 | 0 | 0 | 0 | 0 | 0 | 338029.7018 | 0 | 0 | 0 | 8549305.6891 | 0 | 0 | 0 | 0 | -148983.3894 | 0 | 0 | 0 | 0 | 0 | 0 | 0 | 50038.5146 | 0 | 0 | 0 | 0 | 0 | 0
2016-05-29 04:00 | 0 | 0 | 0 | 0 | 137783.3911 | 0 | 418205 | 0 | 0 | 0 | 1214195.5242 | 0 | 0 | 0 | 0 | 0 | 0 | 206591.4823 | 0 | 0 | 0 | 8549271.4918 | 0 | 0 | 0 | 0 | -148983.3894 | 0 | 0 | 0 | 0 | 0 | 0 | 0 | -131438.2195 | 0 | 0 | 0 | 0 | 0 | 0
2016-05-29 05:00 | 0 | 0 | 0 | 0 | 398824.8064 | 0 | 394074 | 0 | 0 | 0 | 1087508.1111 | 0 | 0 | 0 | 0 | 0 | 0 | 338029.7018 | 0 | 0 | 0 | 8549237.2948 | 0 | 0 | 0 | 0 | -126687.4131 | 0 | 0 | 0 | 0 | 0 | 0 | 0 | 131438.2195 | 0 | 0 | 0 | 0 | 0 | 0
2016-05-29 06:00 | 0 | 0 | 0 | 0 | 93533.3911 | 0 | 373955 | 0 | 0 | 0 | 938524.7217 | 0 | 0 | 0 | 0 | 0 | 0 | 206591.4823 | 0 | 0 | 0 | 8549203.0978 | 0 | 0 | 0 | 0 | -148983.3894 | 0 | 0 | 0 | 0 | 0 | 0 | 0 | -131438.2195 | 0 | 0 | 0 | 0 | 0 | 0
2016-05-29 07:00 | 0 | 0 | 0 | 0 | 78585.3911 | 0 | 359007 | 0 | 0 | 0 | 789541.3324 | 0 | 0 | 0 | 0 | 0 | 0 | 75153.2628 | 0 | 0 | 0 | 8549168.901 | 0 | 0 | 0 | 0 | -148983.3894 | 0 | 0 | 0 | 0 | 0 | 0 | 0 | -131438.2195 | 0 | 0 | 0 | 0 | 0 | 0
2016-05-29 08:00 | 0 | 0 | 0 | 0 | 438864.0784 | 0 | 349369 | 0 | 0 | 0 | 747598.1912 | 0 | 0 | 0 | 0 | 0 | 0 | 206591.4823 | 0 | 0 | 0 | 8549134.7043 | 0 | 0 | 0 | 0 | -41943.1411 | 0 | 0 | 0 | 0 | 0 | 0 | 0 | 131438.2195 | 0 | 0 | 0 | 0 | 0 | 0
2016-05-29 09:00 | 0 | 0 | 0 | 0 | 64146.3911 | 0 | 344568 | 0 | 0 | 0 | 598614.8019 | 0 | 0 | 0 | 0 | 0 | 0 | 75153.2628 | 0 | 0 | 0 | 8549100.5078 | 0 | 0 | 0 | 0 | -148983.3894 | 0 | 0 | 0 | 0 | 0 | 0 | 0 | -131438.2195 | 0 | 0 | 0 | 0 | 0 | 0
2016-05-29 10:00 | 0 | 0 | 0 | 0 | 118233.3478 | 0 | 342370 | 0 | 0 | 0 | 449631.4125 | 0 | 0 | 0 | 0 | 0 | 0 | 0 | 0 | 0 | 0 | 8549066.3114 | 0 | 0 | 0 | 0 | -148983.3894 | 0 | 0 | 0 | 0 | 0 | 0 | 0 | -75153.2628 | 0 | 0 | 0 | 0 | 0 | 0
2016-05-29 11:00 | 0 | 0 | 0 | 0 | 198623.8595 | 0.7511 | 347608 | 0 | 0 | 0 | 300648.0231 | 0 | 0 | 0 | 0 | 0 | 0 | 0 | 0 | 0 | 0 | 8549032.1151 | 0 | 0 | 0 | 0 | -148983.3894 | 0 | 0 | 0 | 0 | 0 | 0 | 0 | 0 | 0 | 0 | 0 | 0 | 0 | 0
2016-05-29 12:00 | 0 | 0 | 0 | 0 | 203392.6295 | 110293.4205 | 364457 | 0 | 0 | 0 | 151664.6338 | 0 | 0 | 0 | 0 | 0 | 0 | 98212.4393 | 0 | 0 | 0 | 8548997.919 | 0 | 0 | 0 | 0 | -148983.3894 | 0 | 0 | 0 | 0 | 0 | 0 | 0 | 98212.4393 | 0 | 0 | 0 | 0 | 0 | 0
2016-05-29 13:00 | 0 | 0 | 0 | 0 | 0 | 422112.6912 | 390643 | 0 | 0 | 0 | 281346.7643 | 0 | 0 | 0 | 0 | 0 | 0 | 0 | 0 | 0 | 0 | 8548963.723 | 0 | 0 | 0 | 0 | 129682.1305 | 0 | 0 | 0 | 0 | 0 | 0 | 0 | -98212.4393 | 0 | 0 | 0 | 0 | 0 | 0
2016-05-29 14:00 | 0 | 0 | 0 | 0 | 0 | 585584.7139 | 417784 | 0 | 0 | 0 | 430330.1536 | 0 | 0 | 0 | 0 | 0 | 0 | 0 | 0 | 0 | 0 | 8563983.3867 | 0 | 0 | 0 | 0 | 148983.3894 | 0 | 0 | 0 | 0 | 0 | 0 | 0 | 0 | 0 | 0 | 0 | 18817.3245 | 0 | 0
2016-05-29 15:00 | 0 | 0 | 0 | 0 | 0 | 610550.7139 | 442750 | 0 | 0 | 0 | 579313.543 | 0 | 0 | 0 | 0 | 0 | 0 | 0 | 0 | 0 | 0 | 8579002.9904 | 0 | 0 | 0 | 0 | 148983.3894 | 0 | 0 | 0 | 0 | 0 | 0 | 0 | 0 | 0 | 0 | 0 | 18817.3245 | 0 | 0
2016-05-29 16:00 | 0 | 0 | 0 | 0 | 0 | 763243.9334 | 464005 | 0 | 0 | 0 | 728296.9324 | 0 | 0 | 0 | 0 | 0 | 0 | 131438.2195 | 0 | 0 | 0 | 8594022.5339 | 0 | 0 | 0 | 0 | 148983.3894 | 0 | 0 | 0 | 0 | 0 | 0 | 0 | 131438.2195 | 0 | 0 | 0 | 18817.3245 | 0 | 0
2016-05-29 17:00 | 0 | 0 | 0 | 0 | 0 | 631830.2688 | 480240 | 0 | 0 | 0 | 877280.3217 | 0 | 0 | 0 | 0 | 0 | 0 | 115227.7744 | 0 | 0 | 0 | 8609042.0174 | 0 | 0 | 0 | 0 | 148983.3894 | 0 | 0 | 0 | 0 | 0 | 0 | 0 | -16210.4451 | 0 | 0 | 0 | 18817.3245 | 0 | 0
2016-05-29 18:00 | 0 | 0 | 0 | 0 | 0 | 777299.6672 | 492006 | 0 | 0 | 0 | 1026263.7111 | 0 | 0 | 0 | 0 | 0 | 0 | 232720.7278 | 0 | 0 | 0 | 8624061.4409 | 0 | 0 | 0 | 0 | 148983.3894 | 0 | 0 | 0 | 0 | 0 | 0 | 0 | 117492.9533 | 0 | 0 | 0 | 18817.3245 | 0 | 0
2016-05-29 19:00 | 0 | 0 | 0 | 0 | 0 | 767067.19 | 500465 | 0 | 0 | 0 | 1175247.1005 | 0 | 0 | 0 | 0 | 0 | 0 | 331522.2039 | 0 | 0 | 0 | 8639080.8042 | 0 | 0 | 0 | 0 | 148983.3894 | 0 | 0 | 0 | 0 | 0 | 0 | 0 | 98801.4761 | 0 | 0 | 0 | 18817.3245 | 0 | 0
2016-05-29 20:00 | 0 | 0 | 0 | 0 | 0 | 759814.7098 | 506111 | 0 | 0 | 0 | 1324230.4899 | 0 | 0 | 0 | 0 | 0 | 0 | 417425.1999 | 0 | 0 | 0 | 8654100.1075 | 0 | 0 | 0 | 0 | 148983.3894 | 0 | 0 | 0 | 0 | 0 | 0 | 0 | 85902.9959 | 0 | 0 | 0 | 18817.3245 | 0 | 0
2016-05-29 21:00 | 0 | 0 | 0 | 0 | 0 | 740549.5637 | 508248 | 0 | 0 | 0 | 1473213.8792 | 0 | 0 | 0 | 0 | 0 | 0 | 481926.0497 | 0 | 0 | 0 | 8669119.3507 | 0 | 0 | 0 | 0 | 148983.3894 | 0 | 0 | 0 | 0 | 0 | 0 | 0 | 64500.8498 | 0 | 0 | 0 | 18817.3245 | 0 | 0
2016-05-29 22:00 | 0 | 0 | 0 | 0 | 0 | 704393.3911 | 504790 | 0 | 0 | 0 | 1622197.2686 | 0 | 0 | 0 | 0 | 0 | 0 | 513728.7269 | 0 | 0 | 0 | 8684138.5338 | 0 | 0 | 0 | 0 | 148983.3894 | 0 | 0 | 0 | 0 | 0 | 0 | 0 | 31802.6772 | 0 | 0 | 0 | 18817.3245 | 0 | 0
2016-05-29 23:00 | 0 | 0 | 0 | 0 | 0 | 617756.3908 | 494498 | 0 | 0 | 0 | 1771180.658 | 0 | 0 | 0 | 0 | 0 | 0 | 488003.7283 | 0 | 0 | 0 | 8684103.7972 | 0 | 0 | 0 | 0 | 148983.3894 | 0 | 0 | 0 | 0 | 0 | 0 | 0 | -25724.9986 | 0 | 0 | 0 | 0 | 0 | 0
2016-05-30 | 0 | 0 | 0 | 0 | 0 | 485060.5878 | 483132 | 0 | 0 | 0 | 1747384.2472 | 0 | 0 | 0 | 0 | 0 | 0 | 513728.7269 | 0 | 0 | 0 | 8684069.0608 | 0 | 0 | 0 | 0 | -23796.4108 | 0 | 0 | 0 | 0 | 0 | 0 | 0 | 25724.9986 | 0 | 0 | 0 | 0 | 0 | 0
2016-05-30 01:00 | 0 | 0 | 0 | 0 | 0 | 261802.4408 | 472908 | 0 | 0 | 0 | 1667716.9075 | 0 | 0 | 0 | 0 | 0 | 0 | 382290.5074 | 0 | 0 | 0 | 8684034.3245 | 0 | 0 | 0 | 0 | -79667.3397 | 0 | 0 | 0 | 0 | 0 | 0 | 0 | -131438.2195 | 0 | 0 | 0 | 0 | 0 | 0
2016-05-30 02:00 | 0 | 0 | 0 | 0 | 140427.6074 | 35339.7837 | 456189 | 0 | 0 | 0 | 1518733.5181 | 0 | 0 | 0 | 0 | 0 | 0 | 250852.2879 | 0 | 0 | 0 | 8683999.5884 | 0 | 0 | 0 | 0 | -148983.3894 | 0 | 0 | 0 | 0 | 0 | 0 | 0 | -131438.2195 | 0 | 0 | 0 | 0 | 0 | 0
2016-05-30 03:00 | 0 | 0 | 0 | 0 | 162630.5422 | 0 | 431028 | 0 | 0 | 0 | 1369750.1287 | 0 | 0 | 0 | 0 | 0 | 0 | 131438.2195 | 0 | 0 | 0 | 8683964.8524 | 0 | 0 | 0 | 0 | -148983.3894 | 0 | 0 | 0 | 0 | 0 | 0 | 0 | -119414.0684 | 0 | 0 | 0 | 0 | 0 | 0
2016-05-30 04:00 | 0 | 0 | 0 | 0 | 452523.4588 | 0 | 404498 | 0 | 0 | 0 | 1286337.368 | 0 | 0 | 0 | 0 | 0 | 0 | 262876.439 | 0 | 0 | 0 | 8683930.1165 | 0 | 0 | 0 | 0 | -83412.7607 | 0 | 0 | 0 | 0 | 0 | 0 | 0 | 131438.2195 | 0 | 0 | 0 | 0 | 0 | 0
2016-05-30 05:00 | 0 | 0 | 0 | 0 | 100000.3911 | 0 | 380422 | 0 | 0 | 0 | 1137353.9786 | 0 | 0 | 0 | 0 | 0 | 0 | 131438.2195 | 0 | 0 | 0 | 8683895.3808 | 0 | 0 | 0 | 0 | -148983.3894 | 0 | 0 | 0 | 0 | 0 | 0 | 0 | -131438.2195 | 0 | 0 | 0 | 0 | 0 | 0
2016-05-30 06:00 | 0 | 0 | 0 | 0 | 82577.3911 | 0 | 362999 | 0 | 0 | 0 | 988370.5893 | 0 | 0 | 0 | 0 | 0 | 0 | 0 | 0 | 0 | 0 | 8683860.6452 | 0 | 0 | 0 | 0 | -148983.3894 | 0 | 0 | 0 | 0 | 0 | 0 | 0 | -131438.2195 | 0 | 0 | 0 | 0 | 0 | 0
2016-05-30 07:00 | 0 | 0 | 0 | 0 | 332116.8301 | 0 | 349662 | 0 | 0 | 0 | 839387.1999 | 0 | 0 | 0 | 0 | 0 | 0 | 131438.2195 | 0 | 0 | 0 | 8683825.9098 | 0 | 0 | 0 | 0 | -148983.3894 | 0 | 0 | 0 | 0 | 0 | 0 | 0 | 131438.2195 | 0 | 0 | 0 | 0 | 0 | 0
2016-05-30 08:00 | 0 | 0 | 0 | 0 | 61922.3911 | 0 | 342344 | 0 | 0 | 0 | 690403.8105 | 0 | 0 | 0 | 0 | 0 | 0 | 0 | 0 | 0 | 0 | 8683791.1745 | 0 | 0 | 0 | 0 | -148983.3894 | 0 | 0 | 0 | 0 | 0 | 0 | 0 | -131438.2195 | 0 | 0 | 0 | 0 | 0 | 0
2016-05-30 09:00 | 0 | 0 | 0 | 0 | 313766.7168 | 0 | 340098 | 0 | 0 | 0 | 541420.4211 | 0 | 0 | 0 | 0 | 0 | 0 | 122652.1062 | 0 | 0 | 0 | 8683756.4393 | 0 | 0 | 0 | 0 | -148983.3894 | 0 | 0 | 0 | 0 | 0 | 0 | 0 | 122652.1062 | 0 | 0 | 0 | 0 | 0 | 0
2016-05-30 10:00 | 0 | 0 | 0 | 0 | 275651.4336 | 0 | 340563 | 0 | 0 | 0 | 392437.0318 | 0 | 0 | 0 | 0 | 0 | 0 | 206723.9292 | 0 | 0 | 0 | 8683721.7043 | 0 | 0 | 0 | 0 | -148983.3894 | 0 | 0 | 0 | 0 | 0 | 0 | 0 | 84071.823 | 0 | 0 | 0 | 0 | 0 | 0
2016-05-30 11:00 | 0 | 0 | 0 | 0 | 66160.0733 | 0.31781 | 346582 | 0 | 0 | 0 | 243453.6424 | 0 | 0 | 0 | 0 | 0 | 0 | 75285.7097 | 0 | 0 | 0 | 8683686.9694 | 0 | 0 | 0 | 0 | -148983.3894 | 0 | 0 | 0 | 0 | 0 | 0 | 0 | -131438.2195 | 0 | 0 | 0 | 0 | 0 | 0
2016-05-30 12:00 | 0 | 0 | 0 | 0 | 141617.4915 | 96804.9615 | 362900 | 0 | 0 | 0 | 194261.8051 | 0 | 0 | 0 | 0 | 0 | 0 | 0 | 0 | 0 | 0 | 8683652.2346 | 0 | 0 | 0 | 0 | -49191.8374 | 0 | 0 | 0 | 0 | 0 | 0 | 0 | -75285.7097 | 0 | 0 | 0 | 0 | 0 | 0
2016-05-30 13:00 | 0 | 0 | 0 | 0 | 0 | 437346.9964 | 390192 | 0 | 0 | 0 | 241416.8014 | 0 | 0 | 0 | 0 | 0 | 0 | 0 | 0 | 0 | 0 | 8683617.5 | 0 | 0 | 0 | 0 | 47154.9964 | 0 | 0 | 0 | 0 | 0 | 0 | 0 | 0 | 0 | 0 | 0 | 0 | 0 | 0
2016-05-30 14:00 | 0 | 0 | 0 | 0 | 0 | 588052.7139 | 420252 | 0 | 0 | 0 | 390400.1908 | 0 | 0 | 0 | 0 | 0 | 0 | 0 | 0 | 0 | 0 | 8698636.6252 | 0 | 0 | 0 | 0 | 148983.3894 | 0 | 0 | 0 | 0 | 0 | 0 | 0 | 0 | 0 | 0 | 0 | 18817.3245 | 0 | 0
2016-05-30 15:00 | 0 | 0 | 0 | 0 | 0 | 616722.7139 | 448922 | 0 | 0 | 0 | 539383.5801 | 0 | 0 | 0 | 0 | 0 | 0 | 0 | 0 | 0 | 0 | 8713655.6902 | 0 | 0 | 0 | 0 | 148983.3894 | 0 | 0 | 0 | 0 | 0 | 0 | 0 | 0 | 0 | 0 | 0 | 18817.3245 | 0 | 0
2016-05-30 16:00 | 0 | 0 | 0 | 0 | 0 | 771950.9334 | 472712 | 0 | 0 | 0 | 688366.9695 | 0 | 0 | 0 | 0 | 0 | 0 | 131438.2195 | 0 | 0 | 0 | 8728674.6952 | 0 | 0 | 0 | 0 | 148983.3894 | 0 | 0 | 0 | 0 | 0 | 0 | 0 | 131438.2195 | 0 | 0 | 0 | 18817.3245 | 0 | 0
2016-05-30 17:00 | 0 | 0 | 0 | 0 | 0 | 526533.4943 | 490171 | 0 | 0 | 0 | 837350.3589 | 0 | 0 | 0 | 0 | 0 | 0 | 0 | 0 | 0 | 0 | 8743693.64 | 0 | 0 | 0 | 0 | 148983.3894 | 0 | 0 | 0 | 0 | 0 | 0 | 0 | -131438.2195 | 0 | 0 | 0 | 18817.3245 | 0 | 0
2016-05-30 18:00 | 0 | 0 | 0 | 0 | 0 | 802848.9334 | 503610 | 0 | 0 | 0 | 986333.7483 | 0 | 0 | 0 | 0 | 0 | 0 | 131438.2195 | 0 | 0 | 0 | 8758712.5249 | 0 | 0 | 0 | 0 | 148983.3894 | 0 | 0 | 0 | 0 | 0 | 0 | 0 | 131438.2195 | 0 | 0 | 0 | 18817.3245 | 0 | 0
2016-05-30 19:00 | 0 | 0 | 0 | 0 | 0 | 812830.9334 | 513592 | 0 | 0 | 0 | 1135317.1376 | 0 | 0 | 0 | 0 | 0 | 0 | 262876.439 | 0 | 0 | 0 | 8773731.3496 | 0 | 0 | 0 | 0 | 148983.3894 | 0 | 0 | 0 | 0 | 0 | 0 | 0 | 131438.2195 | 0 | 0 | 0 | 18817.3245 | 0 | 0
2016-05-30 20:00 | 0 | 0 | 0 | 0 | 0 | 739492.727 | 521499 | 0 | 0 | 0 | 1284300.527 | 0 | 0 | 0 | 0 | 0 | 0 | 313069.4522 | 0 | 0 | 0 | 8788750.1143 | 0 | 0 | 0 | 0 | 148983.3894 | 0 | 0 | 0 | 0 | 0 | 0 | 0 | 50193.0132 | 0 | 0 | 0 | 18817.3245 | 0 | 0
2016-05-30 21:00 | 0 | 0 | 0 | 0 | 0 | 807091.5051 | 526698 | 0 | 0 | 0 | 1433283.9164 | 0 | 0 | 0 | 0 | 0 | 0 | 425662.2435 | 0 | 0 | 0 | 8803768.8188 | 0 | 0 | 0 | 0 | 148983.3894 | 0 | 0 | 0 | 0 | 0 | 0 | 0 | 112592.7913 | 0 | 0 | 0 | 18817.3245 | 0 | 0
2016-05-30 22:00 | 0 | 0 | 0 | 0 | 0 | 776729.216 | 526040 | 0 | 0 | 0 | 1582267.3057 | 0 | 0 | 0 | 0 | 0 | 0 | 508550.7456 | 0 | 0 | 0 | 8818787.4634 | 0 | 0 | 0 | 0 | 148983.3894 | 0 | 0 | 0 | 0 | 0 | 0 | 0 | 82888.5021 | 0 | 0 | 0 | 18817.3245 | 0 | 0
2016-05-30 23:00 | 0 | 0 | 0 | 0 | 0 | 692862.6951 | 519884 | 0 | 0 | 0 | 1731250.6951 | 0 | 0 | 0 | 0 | 0 | 0 | 513728.7269 | 0 | 0 | 0 | 8833806.0478 | 0 | 0 | 0 | 0 | 148983.3894 | 0 | 0 | 0 | 0 | 0 | 0 | 0 | 5177.9813 | 0 | 0 | 0 | 18817.3245 | 0 | 0
2016-05-31 | 0 | 0 | 0 | 0 | 0 | 546484.7608 | 510821 | 0 | 0 | 0 | 1766914.456 | 0 | 0 | 0 | 0 | 0 | 0 | 513728.7269 | 0 | 0 | 0 | 8833770.7126 | 0 | 0 | 0 | 0 | 35663.7608 | 0 | 0 | 0 | 0 | 0 | 0 | 0 | 0 | 0 | 0 | 0 | 0 | 0 | 0
2016-05-31 01:00 | 0 | 0 | 0 | 0 | 0 | 296960.1247 | 501289 | 0 | 0 | 0 | 1694023.8002 | 0 | 0 | 0 | 0 | 0 | 0 | 382290.5074 | 0 | 0 | 0 | 8833735.3775 | 0 | 0 | 0 | 0 | -72890.6558 | 0 | 0 | 0 | 0 | 0 | 0 | 0 | -131438.2195 | 0 | 0 | 0 | 0 | 0 | 0
2016-05-31 02:00 | 0 | 0 | 0 | 0 | 155798.8023 | 42254.5889 | 478475 | 0 | 0 | 0 | 1545040.4108 | 0 | 0 | 0 | 0 | 0 | 0 | 250852.2879 | 0 | 0 | 0 | 8833700.0425 | 0 | 0 | 0 | 0 | -148983.3894 | 0 | 0 | 0 | 0 | 0 | 0 | 0 | -131438.2195 | 0 | 0 | 0 | 0 | 0 | 0
2016-05-31 03:00 | 0 | 0 | 0 | 0 | 166153.3911 | 0 | 446575 | 0 | 0 | 0 | 1396057.0214 | 0 | 0 | 0 | 0 | 0 | 0 | 119414.0684 | 0 | 0 | 0 | 8833664.7077 | 0 | 0 | 0 | 0 | -148983.3894 | 0 | 0 | 0 | 0 | 0 | 0 | 0 | -131438.2195 | 0 | 0 | 0 | 0 | 0 | 0
2016-05-31 04:00 | 0 | 0 | 0 | 0 | 399880.8301 | 0 | 417426 | 0 | 0 | 0 | 1247073.632 | 0 | 0 | 0 | 0 | 0 | 0 | 250852.2879 | 0 | 0 | 0 | 8833629.3731 | 0 | 0 | 0 | 0 | -148983.3894 | 0 | 0 | 0 | 0 | 0 | 0 | 0 | 131438.2195 | 0 | 0 | 0 | 0 | 0 | 0
2016-05-31 05:00 | 0 | 0 | 0 | 0 | 111644.3911 | 0 | 392066 | 0 | 0 | 0 | 1098090.2427 | 0 | 0 | 0 | 0 | 0 | 0 | 119414.0684 | 0 | 0 | 0 | 8833594.0386 | 0 | 0 | 0 | 0 | -148983.3894 | 0 | 0 | 0 | 0 | 0 | 0 | 0 | -131438.2195 | 0 | 0 | 0 | 0 | 0 | 0
2016-05-31 06:00 | 0 | 0 | 0 | 0 | 354728.8301 | 0 | 372274 | 0 | 0 | 0 | 949106.8533 | 0 | 0 | 0 | 0 | 0 | 0 | 250852.2879 | 0 | 0 | 0 | 8833558.7042 | 0 | 0 | 0 | 0 | -148983.3894 | 0 | 0 | 0 | 0 | 0 | 0 | 0 | 131438.2195 | 0 | 0 | 0 | 0 | 0 | 0
2016-05-31 07:00 | 0 | 0 | 0 | 0 | 78725.3911 | 0 | 359147 | 0 | 0 | 0 | 800123.4639 | 0 | 0 | 0 | 0 | 0 | 0 | 119414.0684 | 0 | 0 | 0 | 8833523.37 | 0 | 0 | 0 | 0 | -148983.3894 | 0 | 0 | 0 | 0 | 0 | 0 | 0 | -131438.2195 | 0 | 0 | 0 | 0 | 0 | 0
2016-05-31 08:00 | 0 | 0 | 0 | 0 | 466412.6923 | 0 | 355102 | 0 | 0 | 0 | 779995.9368 | 0 | 0 | 0 | 0 | 0 | 0 | 250852.2879 | 0 | 0 | 0 | 8833488.0359 | 0 | 0 | 0 | 0 | -20127.5272 | 0 | 0 | 0 | 0 | 0 | 0 | 0 | 131438.2195 | 0 | 0 | 0 | 0 | 0 | 0
2016-05-31 09:00 | 0 | 0 | 0 | 0 | 82015.3911 | 0 | 362437 | 0 | 0 | 0 | 631012.5474 | 0 | 0 | 0 | 0 | 0 | 0 | 119414.0684 | 0 | 0 | 0 | 8833452.7019 | 0 | 0 | 0 | 0 | -148983.3894 | 0 | 0 | 0 | 0 | 0 | 0 | 0 | -131438.2195 | 0 | 0 | 0 | 0 | 0 | 0
2016-05-31 10:00 | 0 | 0 | 0 | 0 | 112471.5422 | 0 | 380869 | 0 | 0 | 0 | 482029.158 | 0 | 0 | 0 | 0 | 0 | 0 | 0 | 0 | 0 | 0 | 8833417.3681 | 0 | 0 | 0 | 0 | -148983.3894 | 0 | 0 | 0 | 0 | 0 | 0 | 0 | -119414.0684 | 0 | 0 | 0 | 0 | 0 | 0
2016-05-31 11:00 | 0 | 0 | 0 | 0 | 372809.6303 | 0.40763 | 404434 | 0 | 0 | 0 | 333045.7687 | 0 | 0 | 0 | 0 | 0 | 0 | 117359.4273 | 0 | 0 | 0 | 8833382.0344 | 0 | 0 | 0 | 0 | -148983.3894 | 0 | 0 | 0 | 0 | 0 | 0 | 0 | 117359.4273 | 0 | 0 | 0 | 0 | 0 | 0
2016-05-31 12:00 | 0 | 0 | 0 | 0 | 138507.8281 | 117983.0186 | 430258 | 0 | 0 | 0 | 276638.0427 | 0 | 0 | 0 | 0 | 0 | 0 | 0 | 0 | 0 | 0 | 8833346.7009 | 0 | 0 | 0 | 0 | -56407.726 | 0 | 0 | 0 | 0 | 0 | 0 | 0 | -117359.4273 | 0 | 0 | 0 | 0 | 0 | 0
2016-05-31 13:00 | 0 | 0 | 0 | 0 | 109162.3625 | 497255.0268 | 457434 | 0 | 0 | 0 | 425621.4321 | 0 | 0 | 0 | 0 | 0 | 0 | 0 | 0 | 0 | 0 | 8833311.3675 | 0 | 0 | 0 | 0 | 148983.3894 | 0 | 0 | 0 | 0 | 0 | 0 | 0 | 0 | 0 | 0 | 0 | 0 | 0 | 0
2016-05-31 14:00 | 0 | 0 | 0 | 0 | 0 | 684194.5259 | 485399 | 0 | 0 | 0 | 574604.8214 | 0 | 0 | 0 | 0 | 0 | 0 | 49812.1365 | 0 | 0 | 0 | 8833276.0343 | 0 | 0 | 0 | 0 | 148983.3894 | 0 | 0 | 0 | 0 | 0 | 0 | 0 | 49812.1365 | 0 | 0 | 0 | 0 | 0 | 0
2016-05-31 15:00 | 0 | 0 | 0 | 0 | 0 | 773379.6117 | 511566 | 0 | 0 | 0 | 723588.2108 | 0 | 0 | 0 | 0 | 0 | 0 | 162642.3588 | 0 | 0 | 0 | 8833240.7012 | 0 | 0 | 0 | 0 | 148983.3894 | 0 | 0 | 0 | 0 | 0 | 0 | 0 | 112830.2223 | 0 | 0 | 0 | 0 | 0 | 0
2016-05-31 16:00 | 0 | 0 | 0 | 0 | 0 | 812623.0984 | 533684 | 0 | 0 | 0 | 872571.6002 | 0 | 0 | 0 | 0 | 0 | 0 | 292598.0678 | 0 | 0 | 0 | 8833205.3682 | 0 | 0 | 0 | 0 | 148983.3894 | 0 | 0 | 0 | 0 | 0 | 0 | 0 | 129955.709 | 0 | 0 | 0 | 0 | 0 | 0
2016-05-31 17:00 | 0 | 0 | 0 | 0 | 0 | 812667.6158 | 552896 | 0 | 0 | 0 | 1021554.9896 | 0 | 0 | 0 | 0 | 0 | 0 | 403386.2943 | 0 | 0 | 0 | 8833170.0354 | 0 | 0 | 0 | 0 | 148983.3894 | 0 | 0 | 0 | 0 | 0 | 0 | 0 | 110788.2265 | 0 | 0 | 0 | 0 | 0 | 0
2016-05-31 18:00 | 0 | 0 | 0 | 0 | 0 | 798194.5048 | 566702 | 0 | 0 | 0 | 1170538.3789 | 0 | 0 | 0 | 0 | 0 | 0 | 467240.6213 | 0 | 0 | 0 | 8848058.5335 | 0 | 0 | 0 | 0 | 148983.3894 | 0 | 0 | 0 | 0 | 0 | 0 | 0 | 63854.327 | 0 | 0 | 0 | 18654.7884 | 0 | 0
2016-05-31 19:00 | 0 | 0 | 0 | 0 | 0 | 776838.0274 | 575476 | 0 | 0 | 0 | 1319521.7683 | 0 | 0 | 0 | 0 | 0 | 0 | 500801.9348 | 0 | 0 | 0 | 8863077.0008 | 0 | 0 | 0 | 0 | 148983.3894 | 0 | 0 | 0 | 0 | 0 | 0 | 0 | 33561.3135 | 0 | 0 | 0 | 18817.3245 | 0 | 0
2016-05-31 20:00 | 0 | 0 | 0 | 0 | 0 | 759657.506 | 578930 | 0 | 0 | 0 | 1468505.1577 | 0 | 0 | 0 | 0 | 0 | 0 | 513728.7269 | 0 | 0 | 0 | 8878095.4081 | 0 | 0 | 0 | 0 | 148983.3894 | 0 | 0 | 0 | 0 | 0 | 0 | 0 | 12926.7921 | 0 | 0 | 0 | 18817.3245 | 0 | 0
2016-05-31 21:00 | 0 | 0 | 0 | 0 | 0 | 738637.1264 | 578388 | 0 | 0 | 0 | 1617488.547 | 0 | 0 | 0 | 0 | 0 | 0 | 513728.7269 | 0 | 0 | 0 | 8887072.4853 | 0 | 0 | 0 | 0 | 148983.3894 | 0 | 0 | 0 | 0 | 0 | 0 | 0 | 0 | 0 | 0 | 0 | 11265.737 | 0 | 0
2016-05-31 22:00 | 0 | 0 | 0 | 0 | 0 | 705873.2733 | 571152 | 0 | 0 | 0 | 1752209.8204 | 0 | 0 | 0 | 0 | 0 | 0 | 513728.7269 | 0 | 0 | 0 | 8887036.9371 | 0 | 0 | 0 | 0 | 134721.2733 | 0 | 0 | 0 | 0 | 0 | 0 | 0 | 0 | 0 | 0 | 0 | 0 | 0 | 0
2016-05-31 23:00 | 0 | 0 | 0 | 0 | 0 | 634289.4052 | 558447 | 0 | 0 | 0 | 1828052.2256 | 0 | 0 | 0 | 0 | 0 | 0 | 513728.7269 | 0 | 0 | 0 | 8887001.3889 | 0 | 0 | 0 | 0 | 75842.4052 | 0 | 0 | 0 | 0 | 0 | 0 | 0 | 0 | 0 | 0 | 0 | 0 | 0 | 0
2016-06-01 | 0 | 0 | 0 | 0 | 0 | 507501.7029 | 545151 | 0 | 0 | 0 | 1790402.9285 | 0 | 0 | 0 | 0 | 0 | 0 | 513728.7269 | 0 | 0 | 0 | 8886965.8409 | 0 | 0 | 0 | 0 | -37649.2971 | 0 | 0 | 0 | 0 | 0 | 0 | 0 | 0 | 0 | 0 | 0 | 0 | 0 | 0
2016-06-01 01:00 | 0 | 0 | 0 | 0 | 0 | 304894.5067 | 533134 | 0 | 0 | 0 | 1641419.5391 | 0 | 0 | 0 | 0 | 0 | 0 | 434472.623 | 0 | 0 | 0 | 8886930.293 | 0 | 0 | 0 | 0 | -148983.3894 | 0 | 0 | 0 | 0 | 0 | 0 | 0 | -79256.1039 | 0 | 0 | 0 | 0 | 0 | 0
2016-06-01 02:00 | 0 | 0 | 0 | 0 | 168446.7692 | 56767.6219 | 505636 | 0 | 0 | 0 | 1492436.1498 | 0 | 0 | 0 | 0 | 0 | 0 | 303034.4035 | 0 | 0 | 0 | 8886894.7453 | 0 | 0 | 0 | 0 | -148983.3894 | 0 | 0 | 0 | 0 | 0 | 0 | 0 | -131438.2195 | 0 | 0 | 0 | 0 | 0 | 0
2016-06-01 03:00 | 0 | 0 | 0 | 0 | 443477.4889 | 0.018852 | 469955 | 0 | 0 | 0 | 1343452.7604 | 0 | 0 | 0 | 0 | 0 | 0 | 425540.3006 | 0 | 0 | 0 | 8886859.1977 | 0 | 0 | 0 | 0 | -148983.3894 | 0 | 0 | 0 | 0 | 0 | 0 | 0 | 122505.8971 | 0 | 0 | 0 | 0 | 0 | 0
2016-06-01 04:00 | 0 | 0 | 0 | 0 | 156525.3911 | 0 | 436947 | 0 | 0 | 0 | 1194469.371 | 0 | 0 | 0 | 0 | 0 | 0 | 294102.0811 | 0 | 0 | 0 | 8886823.6503 | 0 | 0 | 0 | 0 | -148983.3894 | 0 | 0 | 0 | 0 | 0 | 0 | 0 | -131438.2195 | 0 | 0 | 0 | 0 | 0 | 0
2016-06-01 05:00 | 0 | 0 | 0 | 0 | 414673.3568 | 0 | 409528 | 0 | 0 | 0 | 1068176.5083 | 0 | 0 | 0 | 0 | 0 | 0 | 425540.3006 | 0 | 0 | 0 | 8886788.103 | 0 | 0 | 0 | 0 | -126292.8627 | 0 | 0 | 0 | 0 | 0 | 0 | 0 | 131438.2195 | 0 | 0 | 0 | 0 | 0 | 0
2016-06-01 06:00 | 0 | 0 | 0 | 0 | 108040.3911 | 0 | 388462 | 0 | 0 | 0 | 919193.119 | 0 | 0 | 0 | 0 | 0 | 0 | 294102.0811 | 0 | 0 | 0 | 8886752.5559 | 0 | 0 | 0 | 0 | -148983.3894 | 0 | 0 | 0 | 0 | 0 | 0 | 0 | -131438.2195 | 0 | 0 | 0 | 0 | 0 | 0
2016-06-01 07:00 | 0 | 0 | 0 | 0 | 410399.2101 | 0 | 373860 | 0 | 0 | 0 | 986957.9712 | 0 | 0 | 0 | 0 | 0 | 0 | 262876.439 | 0 | 0 | 0 | 8886717.0088 | 0 | 0 | 0 | 0 | 67764.8522 | 0 | 0 | 0 | 0 | 0 | 0 | 0 | -31225.6421 | 0 | 0 | 0 | 0 | 0 | 0
2016-06-01 08:00 | 0 | 0 | 0 | 0 | 87205.3911 | 0 | 367627 | 0 | 0 | 0 | 837974.5818 | 0 | 0 | 0 | 0 | 0 | 0 | 131438.2195 | 0 | 0 | 0 | 8886681.462 | 0 | 0 | 0 | 0 | -148983.3894 | 0 | 0 | 0 | 0 | 0 | 0 | 0 | -131438.2195 | 0 | 0 | 0 | 0 | 0 | 0
2016-06-01 09:00 | 0 | 0 | 0 | 0 | 92421.3911 | 0 | 372843 | 0 | 0 | 0 | 688991.1924 | 0 | 0 | 0 | 0 | 0 | 0 | 0 | 0 | 0 | 0 | 8886645.9152 | 0 | 0 | 0 | 0 | -148983.3894 | 0 | 0 | 0 | 0 | 0 | 0 | 0 | -131438.2195 | 0 | 0 | 0 | 0 | 0 | 0
2016-06-01 10:00 | 0 | 0 | 0 | 0 | 441717.9092 | 0 | 388457 | 0 | 0 | 0 | 610813.8821 | 0 | 0 | 0 | 0 | 0 | 0 | 131438.2195 | 0 | 0 | 0 | 8886610.3687 | 0 | 0 | 0 | 0 | -78177.3103 | 0 | 0 | 0 | 0 | 0 | 0 | 0 | 131438.2195 | 0 | 0 | 0 | 0 | 0 | 0
2016-06-01 11:00 | 0 | 0 | 0 | 0 | 130710.8998 | 7.4913 | 411140 | 0 | 0 | 0 | 461830.4928 | 0 | 0 | 0 | 0 | 0 | 0 | 0 | 0 | 0 | 0 | 8886574.8222 | 0 | 0 | 0 | 0 | -148983.3894 | 0 | 0 | 0 | 0 | 0 | 0 | 0 | -131438.2195 | 0 | 0 | 0 | 0 | 0 | 0
2016-06-01 12:00 | 0 | 0 | 0 | 0 | 263769.4273 | 73236.533 | 435165 | 0 | 0 | 0 | 363671.453 | 0 | 0 | 0 | 0 | 0 | 0 | 0 | 0 | 0 | 0 | 8886539.2759 | 0 | 0 | 0 | 0 | -98159.0398 | 0 | 0 | 0 | 0 | 0 | 0 | 0 | 0 | 0 | 0 | 0 | 0 | 0 | 0
2016-06-01 13:00 | 0 | 0 | 0 | 0 | 0 | 409142.4979 | 458866 | 0 | 0 | 0 | 313947.9509 | 0 | 0 | 0 | 0 | 0 | 0 | 0 | 0 | 0 | 0 | 8886503.7298 | 0 | 0 | 0 | 0 | -49723.5021 | 0 | 0 | 0 | 0 | 0 | 0 | 0 | 0 | 0 | 0 | 0 | 0 | 0 | 0
2016-06-01 14:00 | 0 | 0 | 0 | 0 | 35873.4613 | 598489.928 | 485380 | 0 | 0 | 0 | 462931.3403 | 0 | 0 | 0 | 0 | 0 | 0 | 0 | 0 | 0 | 0 | 8886468.1837 | 0 | 0 | 0 | 0 | 148983.3894 | 0 | 0 | 0 | 0 | 0 | 0 | 0 | 0 | 0 | 0 | 0 | 0 | 0 | 0
2016-06-01 15:00 | 0 | 0 | 0 | 0 | 0 | 705123.7386 | 510547 | 0 | 0 | 0 | 526069.8594 | 0 | 0 | 0 | 0 | 0 | 0 | 131438.2195 | 0 | 0 | 0 | 8886432.6379 | 0 | 0 | 0 | 0 | 63138.5191 | 0 | 0 | 0 | 0 | 0 | 0 | 0 | 131438.2195 | 0 | 0 | 0 | 0 | 0 | 0
2016-06-01 16:00 | 0 | 0 | 0 | 0 | 0 | 745737.0318 | 531408 | 0 | 0 | 0 | 675053.2487 | 0 | 0 | 0 | 0 | 0 | 0 | 196783.862 | 0 | 0 | 0 | 8886397.0921 | 0 | 0 | 0 | 0 | 148983.3894 | 0 | 0 | 0 | 0 | 0 | 0 | 0 | 65345.6425 | 0 | 0 | 0 | 0 | 0 | 0
2016-06-01 17:00 | 0 | 0 | 0 | 0 | 0 | 751795.9021 | 550110 | 0 | 0 | 0 | 824036.6381 | 0 | 0 | 0 | 0 | 0 | 0 | 249486.3747 | 0 | 0 | 0 | 8886361.5466 | 0 | 0 | 0 | 0 | 148983.3894 | 0 | 0 | 0 | 0 | 0 | 0 | 0 | 52702.5127 | 0 | 0 | 0 | 0 | 0 | 0
2016-06-01 18:00 | 0 | 0 | 0 | 0 | 0 | 739345.687 | 564854 | 0 | 0 | 0 | 867090.1056 | 0 | 0 | 0 | 0 | 0 | 0 | 380924.5942 | 0 | 0 | 0 | 8886326.0011 | 0 | 0 | 0 | 0 | 43053.4675 | 0 | 0 | 0 | 0 | 0 | 0 | 0 | 131438.2195 | 0 | 0 | 0 | 0 | 0 | 0
2016-06-01 19:00 | 0 | 0 | 0 | 0 | 0 | 724366.8204 | 574628 | 0 | 0 | 0 | 1016073.495 | 0 | 0 | 0 | 0 | 0 | 0 | 381680.0252 | 0 | 0 | 0 | 8886290.4558 | 0 | 0 | 0 | 0 | 148983.3894 | 0 | 0 | 0 | 0 | 0 | 0 | 0 | 755.431 | 0 | 0 | 0 | 0 | 0 | 0
2016-06-01 20:00 | 0 | 0 | 0 | 0 | 0 | 707534.0128 | 580324 | 0 | 0 | 0 | 1165056.8843 | 0 | 0 | 0 | 0 | 0 | 0 | 359906.6486 | 0 | 0 | 0 | 8886254.9106 | 0 | 0 | 0 | 0 | 148983.3894 | 0 | 0 | 0 | 0 | 0 | 0 | 0 | -21773.3766 | 0 | 0 | 0 | 0 | 0 | 0
2016-06-01 21:00 | 0 | 0 | 0 | 0 | 0 | 684576.3098 | 579092 | 0 | 0 | 0 | 1314040.2737 | 0 | 0 | 0 | 0 | 0 | 0 | 316407.569 | 0 | 0 | 0 | 8886219.3656 | 0 | 0 | 0 | 0 | 148983.3894 | 0 | 0 | 0 | 0 | 0 | 0 | 0 | -43499.0796 | 0 | 0 | 0 | 0 | 0 | 0
2016-06-01 22:00 | 0 | 0 | 0 | 0 | 0 | 653401.6616 | 570068 | 0 | 0 | 0 | 1463023.6631 | 0 | 0 | 0 | 0 | 0 | 0 | 250757.8413 | 0 | 0 | 0 | 8886183.8207 | 0 | 0 | 0 | 0 | 148983.3894 | 0 | 0 | 0 | 0 | 0 | 0 | 0 | -65649.7277 | 0 | 0 | 0 | 0 | 0 | 0
2016-06-01 23:00 | 0 | 0 | 0 | 0 | 0 | 588971.9689 | 556557 | 0 | 0 | 0 | 1364000.4125 | 0 | 0 | 0 | 0 | 0 | 0 | 382196.0608 | 0 | 0 | 0 | 8886148.276 | 0 | 0 | 0 | 0 | -99023.2506 | 0 | 0 | 0 | 0 | 0 | 0 | 0 | 131438.2195 | 0 | 0 | 0 | 0 | 0 | 0
2016-06-02 | 0 | 0 | 0 | 0 | 171093.6271 | 468487.7017 | 544273 | 0 | 0 | 0 | 1512038.9412 | 0 | 0 | 0 | 0 | 0 | 0 | 329465.861 | 0 | 0 | 0 | 8886112.7314 | 0 | 0 | 0 | 0 | 148038.5287 | 0 | 0 | 0 | 0 | 0 | 0 | 0 | -52730.1998 | 0 | 0 | 0 | 0 | 0 | 0
2016-06-02 01:00 | 0 | 0 | 0 | 0 | 184756.4603 | 296130.0037 | 532348 | 0 | 0 | 0 | 1363055.5518 | 0 | 0 | 0 | 0 | 0 | 0 | 426987.7143 | 0 | 0 | 0 | 8886077.187 | 0 | 0 | 0 | 0 | -148983.3894 | 0 | 0 | 0 | 0 | 0 | 0 | 0 | 97521.8533 | 0 | 0 | 0 | 0 | 0 | 0
2016-06-02 02:00 | 0 | 0 | 0 | 0 | 216180.7712 | 57097.1069 | 507490 | 0 | 0 | 0 | 1214072.1624 | 0 | 0 | 0 | 0 | 0 | 0 | 341758.9819 | 0 | 0 | 0 | 8886041.6427 | 0 | 0 | 0 | 0 | -148983.3894 | 0 | 0 | 0 | 0 | 0 | 0 | 0 | -85228.7325 | 0 | 0 | 0 | 0 | 0 | 0
2016-06-02 03:00 | 0 | 0 | 0 | 0 | 244722.8704 | 0.1974 | 472589 | 0 | 0 | 0 | 1065088.7731 | 0 | 0 | 0 | 0 | 0 | 0 | 262876.439 | 0 | 0 | 0 | 8886006.0985 | 0 | 0 | 0 | 0 | -148983.3894 | 0 | 0 | 0 | 0 | 0 | 0 | 0 | -78882.5428 | 0 | 0 | 0 | 0 | 0 | 0
2016-06-02 04:00 | 0 | 0 | 0 | 0 | 272906.6968 | 0 | 439690 | 0 | 0 | 0 | 1029743.6894 | 0 | 0 | 0 | 0 | 0 | 0 | 131438.2195 | 0 | 0 | 0 | 8885970.5545 | 0 | 0 | 0 | 0 | -35345.0837 | 0 | 0 | 0 | 0 | 0 | 0 | 0 | -131438.2195 | 0 | 0 | 0 | 0 | 0 | 0
2016-06-02 05:00 | 0 | 0 | 0 | 0 | 131886.3911 | 0 | 412308 | 0 | 0 | 0 | 880760.3 | 0 | 0 | 0 | 0 | 0 | 0 | 0 | 0 | 0 | 0 | 8885935.0106 | 0 | 0 | 0 | 0 | -148983.3894 | 0 | 0 | 0 | 0 | 0 | 0 | 0 | -131438.2195 | 0 | 0 | 0 | 0 | 0 | 0
2016-06-02 06:00 | 0 | 0 | 0 | 0 | 318006.6069 | 0 | 390358 | 0 | 0 | 0 | 731776.9106 | 0 | 0 | 0 | 0 | 0 | 0 | 76631.9962 | 0 | 0 | 0 | 8885899.4668 | 0 | 0 | 0 | 0 | -148983.3894 | 0 | 0 | 0 | 0 | 0 | 0 | 0 | 76631.9962 | 0 | 0 | 0 | 0 | 0 | 0
2016-06-02 07:00 | 0 | 0 | 0 | 0 | 332803.8337 | 0 | 375879 | 0 | 0 | 0 | 582793.5213 | 0 | 0 | 0 | 0 | 0 | 0 | 182540.2193 | 0 | 0 | 0 | 8885863.9232 | 0 | 0 | 0 | 0 | -148983.3894 | 0 | 0 | 0 | 0 | 0 | 0 | 0 | 105908.2231 | 0 | 0 | 0 | 0 | 0 | 0
2016-06-02 08:00 | 0 | 0 | 0 | 0 | 89797.3911 | 0 | 370219 | 0 | 0 | 0 | 433810.1319 | 0 | 0 | 0 | 0 | 0 | 0 | 51101.9998 | 0 | 0 | 0 | 8885828.3798 | 0 | 0 | 0 | 0 | -148983.3894 | 0 | 0 | 0 | 0 | 0 | 0 | 0 | -131438.2195 | 0 | 0 | 0 | 0 | 0 | 0
2016-06-02 09:00 | 0 | 0 | 0 | 0 | 352099.3805 | 0 | 375798 | 0 | 0 | 0 | 284826.7425 | 0 | 0 | 0 | 0 | 0 | 0 | 176386.7697 | 0 | 0 | 0 | 8885792.8365 | 0 | 0 | 0 | 0 | -148983.3894 | 0 | 0 | 0 | 0 | 0 | 0 | 0 | 125284.7699 | 0 | 0 | 0 | 0 | 0 | 0
2016-06-02 10:00 | 0 | 0 | 0 | 0 | 214984.8348 | 0 | 393345 | 0 | 0 | 0 | 135843.3532 | 0 | 0 | 0 | 0 | 0 | 0 | 147009.9939 | 0 | 0 | 0 | 8885757.2933 | 0 | 0 | 0 | 0 | -148983.3894 | 0 | 0 | 0 | 0 | 0 | 0 | 0 | -29376.7758 | 0 | 0 | 0 | 0 | 0 | 0
2016-06-02 11:00 | 0 | 0 | 0 | 0 | 317897.4256 | 5.2311 | 414211 | 0 | 0 | 0 | 170973.2293 | 0 | 0 | 0 | 0 | 0 | 0 | 15571.7744 | 0 | 0 | 0 | 8885721.7503 | 0 | 0 | 0 | 0 | 35129.8761 | 0 | 0 | 0 | 0 | 0 | 0 | 0 | -131438.2195 | 0 | 0 | 0 | 0 | 0 | 0
2016-06-02 12:00 | 0 | 0 | 0 | 0 | 167991.1523 | 103404.6839 | 435951 | 0 | 0 | 0 | 21989.8399 | 0 | 0 | 0 | 0 | 0 | 0 | 0 | 0 | 0 | 0 | 8885686.2074 | 0 | 0 | 0 | 0 | -148983.3894 | 0 | 0 | 0 | 0 | 0 | 0 | 0 | -15571.7744 | 0 | 0 | 0 | 0 | 0 | 0
2016-06-02 13:00 | 0 | 0 | 0 | 0 | 0 | 462853.5971 | 457230 | 0 | 0 | 0 | 27613.437 | 0 | 0 | 0 | 0 | 0 | 0 | 0 | 0 | 0 | 0 | 8885650.6646 | 0 | 0 | 0 | 0 | 5623.5971 | 0 | 0 | 0 | 0 | 0 | 0 | 0 | 0 | 0 | 0 | 0 | 0 | 0 | 0
2016-06-02 14:00 | 0 | 0 | 0 | 0 | 0 | 646925.7139 | 479125 | 0 | 0 | 0 | 176596.8264 | 0 | 0 | 0 | 0 | 0 | 0 | 0 | 0 | 0 | 0 | 8900668.9816 | 0 | 0 | 0 | 0 | 148983.3894 | 0 | 0 | 0 | 0 | 0 | 0 | 0 | 0 | 0 | 0 | 0 | 18817.3245 | 0 | 0
2016-06-02 15:00 | 0 | 0 | 0 | 0 | 0 | 668258.7139 | 500458 | 0 | 0 | 0 | 325580.2158 | 0 | 0 | 0 | 0 | 0 | 0 | 0 | 0 | 0 | 0 | 8915687.2385 | 0 | 0 | 0 | 0 | 148983.3894 | 0 | 0 | 0 | 0 | 0 | 0 | 0 | 0 | 0 | 0 | 0 | 18817.3245 | 0 | 0
2016-06-02 16:00 | 0 | 0 | 0 | 0 | 0 | 818838.9334 | 519600 | 0 | 0 | 0 | 474563.6052 | 0 | 0 | 0 | 0 | 0 | 0 | 131438.2195 | 0 | 0 | 0 | 8930705.4354 | 0 | 0 | 0 | 0 | 148983.3894 | 0 | 0 | 0 | 0 | 0 | 0 | 0 | 131438.2195 | 0 | 0 | 0 | 18817.3245 | 0 | 0
2016-06-02 17:00 | 0 | 0 | 0 | 0 | 0 | 825321.1926 | 537657 | 0 | 0 | 0 | 623546.9945 | 0 | 0 | 0 | 0 | 0 | 0 | 251301.6983 | 0 | 0 | 0 | 8945723.5721 | 0 | 0 | 0 | 0 | 148983.3894 | 0 | 0 | 0 | 0 | 0 | 0 | 0 | 119863.4787 | 0 | 0 | 0 | 18817.3245 | 0 | 0
2016-06-02 18:00 | 0 | 0 | 0 | 0 | 0 | 819266.4194 | 551753 | 0 | 0 | 0 | 772530.3839 | 0 | 0 | 0 | 0 | 0 | 0 | 351014.4038 | 0 | 0 | 0 | 8960741.6488 | 0 | 0 | 0 | 0 | 148983.3894 | 0 | 0 | 0 | 0 | 0 | 0 | 0 | 99712.7055 | 0 | 0 | 0 | 18817.3245 | 0 | 0
2016-06-02 19:00 | 0 | 0 | 0 | 0 | 0 | 754455.4372 | 561585 | 0 | 0 | 0 | 921513.7733 | 0 | 0 | 0 | 0 | 0 | 0 | 376084.1271 | 0 | 0 | 0 | 8975759.6655 | 0 | 0 | 0 | 0 | 148983.3894 | 0 | 0 | 0 | 0 | 0 | 0 | 0 | 25069.7234 | 0 | 0 | 0 | 18817.3245 | 0 | 0
2016-06-02 20:00 | 0 | 0 | 0 | 0 | 0 | 801417.061 | 567278 | 0 | 0 | 0 | 1070497.1626 | 0 | 0 | 0 | 0 | 0 | 0 | 442422.4743 | 0 | 0 | 0 | 8990777.622 | 0 | 0 | 0 | 0 | 148983.3894 | 0 | 0 | 0 | 0 | 0 | 0 | 0 | 66338.3472 | 0 | 0 | 0 | 18817.3245 | 0 | 0
2016-06-02 21:00 | 0 | 0 | 0 | 0 | 0 | 783595.0454 | 568552 | 0 | 0 | 0 | 1219480.552 | 0 | 0 | 0 | 0 | 0 | 0 | 489664.8059 | 0 | 0 | 0 | 9005795.5185 | 0 | 0 | 0 | 0 | 148983.3894 | 0 | 0 | 0 | 0 | 0 | 0 | 0 | 47242.3316 | 0 | 0 | 0 | 18817.3245 | 0 | 0
2016-06-02 22:00 | 0 | 0 | 0 | 0 | 0 | 753871.6349 | 562007 | 0 | 0 | 0 | 1368463.9414 | 0 | 0 | 0 | 0 | 0 | 0 | 513728.7269 | 0 | 0 | 0 | 9020813.3549 | 0 | 0 | 0 | 0 | 148983.3894 | 0 | 0 | 0 | 0 | 0 | 0 | 0 | 24063.9211 | 0 | 0 | 0 | 18817.3245 | 0 | 0
2016-06-02 23:00 | 0 | 0 | 0 | 0 | 0 | 686384.3071 | 550541 | 0 | 0 | 0 | 1517447.3307 | 0 | 0 | 0 | 0 | 0 | 0 | 500588.6447 | 0 | 0 | 0 | 9020777.2716 | 0 | 0 | 0 | 0 | 148983.3894 | 0 | 0 | 0 | 0 | 0 | 0 | 0 | -13140.0823 | 0 | 0 | 0 | 0 | 0 | 0
2016-06-03 | 0 | 0 | 0 | 0 | 0 | 551673.9493 | 540859 | 0 | 0 | 0 | 1515122.1978 | 0 | 0 | 0 | 0 | 0 | 0 | 513728.7269 | 0 | 0 | 0 | 9020741.1885 | 0 | 0 | 0 | 0 | -2325.1329 | 0 | 0 | 0 | 0 | 0 | 0 | 0 | 13140.0823 | 0 | 0 | 0 | 0 | 0 | 0
2016-06-03 01:00 | 0 | 0 | 0 | 0 | 0 | 335836.8584 | 528804 | 0 | 0 | 0 | 1453593.2758 | 0 | 0 | 0 | 0 | 0 | 0 | 382290.5074 | 0 | 0 | 0 | 9020705.1056 | 0 | 0 | 0 | 0 | -61528.922 | 0 | 0 | 0 | 0 | 0 | 0 | 0 | -131438.2195 | 0 | 0 | 0 | 0 | 0 | 0
2016-06-03 02:00 | 0 | 0 | 0 | 0 | 178412.1444 | 45814.2467 | 504648 | 0 | 0 | 0 | 1304609.8864 | 0 | 0 | 0 | 0 | 0 | 0 | 250852.2879 | 0 | 0 | 0 | 9020669.0227 | 0 | 0 | 0 | 0 | -148983.3894 | 0 | 0 | 0 | 0 | 0 | 0 | 0 | -131438.2195 | 0 | 0 | 0 | 0 | 0 | 0
2016-06-03 03:00 | 0 | 0 | 0 | 0 | 191404.0585 | 0.33262 | 471826 | 0 | 0 | 0 | 1155626.497 | 0 | 0 | 0 | 0 | 0 | 0 | 119414.0684 | 0 | 0 | 0 | 9020632.9401 | 0 | 0 | 0 | 0 | -148983.3894 | 0 | 0 | 0 | 0 | 0 | 0 | 0 | -131438.2195 | 0 | 0 | 0 | 0 | 0 | 0
2016-06-03 04:00 | 0 | 0 | 0 | 0 | 423066.8301 | 0 | 440612 | 0 | 0 | 0 | 1006643.1076 | 0 | 0 | 0 | 0 | 0 | 0 | 250852.2879 | 0 | 0 | 0 | 9020596.8575 | 0 | 0 | 0 | 0 | -148983.3894 | 0 | 0 | 0 | 0 | 0 | 0 | 0 | 131438.2195 | 0 | 0 | 0 | 0 | 0 | 0
2016-06-03 05:00 | 0 | 0 | 0 | 0 | 132353.3911 | 0 | 412775 | 0 | 0 | 0 | 857659.7183 | 0 | 0 | 0 | 0 | 0 | 0 | 119414.0684 | 0 | 0 | 0 | 9020560.7751 | 0 | 0 | 0 | 0 | -148983.3894 | 0 | 0 | 0 | 0 | 0 | 0 | 0 | -131438.2195 | 0 | 0 | 0 | 0 | 0 | 0
2016-06-03 06:00 | 0 | 0 | 0 | 0 | 122621.5422 | 0 | 391019 | 0 | 0 | 0 | 708676.3289 | 0 | 0 | 0 | 0 | 0 | 0 | 0 | 0 | 0 | 0 | 9020524.6929 | 0 | 0 | 0 | 0 | -148983.3894 | 0 | 0 | 0 | 0 | 0 | 0 | 0 | -119414.0684 | 0 | 0 | 0 | 0 | 0 | 0
2016-06-03 07:00 | 0 | 0 | 0 | 0 | 544485.8375 | 0 | 376807 | 0 | 0 | 0 | 744916.9469 | 0 | 0 | 0 | 0 | 0 | 0 | 131438.2195 | 0 | 0 | 0 | 9020488.6108 | 0 | 0 | 0 | 0 | 36240.618 | 0 | 0 | 0 | 0 | 0 | 0 | 0 | 131438.2195 | 0 | 0 | 0 | 0 | 0 | 0
2016-06-03 08:00 | 0 | 0 | 0 | 0 | 90326.3911 | 0 | 370748 | 0 | 0 | 0 | 595933.5575 | 0 | 0 | 0 | 0 | 0 | 0 | 0 | 0 | 0 | 0 | 9020452.5288 | 0 | 0 | 0 | 0 | -148983.3894 | 0 | 0 | 0 | 0 | 0 | 0 | 0 | -131438.2195 | 0 | 0 | 0 | 0 | 0 | 0
2016-06-03 09:00 | 0 | 0 | 0 | 0 | 358483.8301 | 0 | 376029 | 0 | 0 | 0 | 446950.1681 | 0 | 0 | 0 | 0 | 0 | 0 | 131438.2195 | 0 | 0 | 0 | 9020416.447 | 0 | 0 | 0 | 0 | -148983.3894 | 0 | 0 | 0 | 0 | 0 | 0 | 0 | 131438.2195 | 0 | 0 | 0 | 0 | 0 | 0
2016-06-03 10:00 | 0 | 0 | 0 | 0 | 110146.3911 | 0 | 390568 | 0 | 0 | 0 | 297966.7787 | 0 | 0 | 0 | 0 | 0 | 0 | 0 | 0 | 0 | 0 | 9020380.3654 | 0 | 0 | 0 | 0 | -148983.3894 | 0 | 0 | 0 | 0 | 0 | 0 | 0 | -131438.2195 | 0 | 0 | 0 | 0 | 0 | 0
2016-06-03 11:00 | 0 | 0 | 0 | 0 | 261736.3396 | 8.271 | 410728 | 0 | 0 | 0 | 148983.3894 | 0 | 0 | 0 | 0 | 0 | 0 | 0 | 0 | 0 | 0 | 9020344.2838 | 0 | 0 | 0 | 0 | -148983.3894 | 0 | 0 | 0 | 0 | 0 | 0 | 0 | 0 | 0 | 0 | 0 | 0 | 0 | 0
2016-06-03 12:00 | 0 | 0 | 0 | 0 | 163665.9129 | 120751.6977 | 433401 | 0 | 0 | 0 | 0 | 0 | 0 | 0 | 0 | 0 | 0 | 0 | 0 | 0 | 0 | 9020308.2025 | 0 | 0 | 0 | 0 | -148983.3894 | 0 | 0 | 0 | 0 | 0 | 0 | 0 | 0 | 0 | 0 | 0 | 0 | 0 | 0
2016-06-03 13:00 | 0 | 0 | 0 | 0 | 117547.9905 | 488145.3989 | 456710 | 0 | 0 | 0 | 148983.3894 | 0 | 0 | 0 | 0 | 0 | 0 | 0 | 0 | 0 | 0 | 9020272.1212 | 0 | 0 | 0 | 0 | 148983.3894 | 0 | 0 | 0 | 0 | 0 | 0 | 0 | 0 | 0 | 0 | 0 | 0 | 0 | 0
2016-06-03 14:00 | 0 | 0 | 0 | 0 | 0 | 650152.7139 | 482352 | 0 | 0 | 0 | 297966.7787 | 0 | 0 | 0 | 0 | 0 | 0 | 0 | 0 | 0 | 0 | 9035289.8997 | 0 | 0 | 0 | 0 | 148983.3894 | 0 | 0 | 0 | 0 | 0 | 0 | 0 | 0 | 0 | 0 | 0 | 18817.3245 | 0 | 0
2016-06-03 15:00 | 0 | 0 | 0 | 0 | 0 | 674238.7139 | 506438 | 0 | 0 | 0 | 446950.1681 | 0 | 0 | 0 | 0 | 0 | 0 | 0 | 0 | 0 | 0 | 9050307.6182 | 0 | 0 | 0 | 0 | 148983.3894 | 0 | 0 | 0 | 0 | 0 | 0 | 0 | 0 | 0 | 0 | 0 | 18817.3245 | 0 | 0
2016-06-03 16:00 | 0 | 0 | 0 | 0 | 0 | 825457.9334 | 526219 | 0 | 0 | 0 | 595933.5575 | 0 | 0 | 0 | 0 | 0 | 0 | 131438.2195 | 0 | 0 | 0 | 9065325.2765 | 0 | 0 | 0 | 0 | 148983.3894 | 0 | 0 | 0 | 0 | 0 | 0 | 0 | 131438.2195 | 0 | 0 | 0 | 18817.3245 | 0 | 0
2016-06-03 17:00 | 0 | 0 | 0 | 0 | 0 | 837535.1001 | 544271 | 0 | 0 | 0 | 744916.9469 | 0 | 0 | 0 | 0 | 0 | 0 | 256901.6057 | 0 | 0 | 0 | 9080342.8748 | 0 | 0 | 0 | 0 | 148983.3894 | 0 | 0 | 0 | 0 | 0 | 0 | 0 | 125463.3862 | 0 | 0 | 0 | 18817.3245 | 0 | 0
2016-06-03 18:00 | 0 | 0 | 0 | 0 | 0 | 698227.3568 | 559157 | 0 | 0 | 0 | 893900.3362 | 0 | 0 | 0 | 0 | 0 | 0 | 228171.2486 | 0 | 0 | 0 | 9095360.413 | 0 | 0 | 0 | 0 | 148983.3894 | 0 | 0 | 0 | 0 | 0 | 0 | 0 | -28730.3571 | 0 | 0 | 0 | 18817.3245 | 0 | 0
2016-06-03 19:00 | 0 | 0 | 0 | 0 | 0 | 824517.6583 | 568887 | 0 | 0 | 0 | 1042883.7256 | 0 | 0 | 0 | 0 | 0 | 0 | 316001.1931 | 0 | 0 | 0 | 9110377.8912 | 0 | 0 | 0 | 0 | 148983.3894 | 0 | 0 | 0 | 0 | 0 | 0 | 0 | 87829.9445 | 0 | 0 | 0 | 18817.3245 | 0 | 0
2016-06-03 20:00 | 0 | 0 | 0 | 0 | 0 | 821388.6989 | 574581 | 0 | 0 | 0 | 1191867.115 | 0 | 0 | 0 | 0 | 0 | 0 | 395008.1782 | 0 | 0 | 0 | 9125395.3092 | 0 | 0 | 0 | 0 | 148983.3894 | 0 | 0 | 0 | 0 | 0 | 0 | 0 | 79006.9851 | 0 | 0 | 0 | 18817.3245 | 0 | 0
2016-06-03 21:00 | 0 | 0 | 0 | 0 | 0 | 812588.1469 | 574869 | 0 | 0 | 0 | 1340850.5043 | 0 | 0 | 0 | 0 | 0 | 0 | 464926.6112 | 0 | 0 | 0 | 9140412.6672 | 0 | 0 | 0 | 0 | 148983.3894 | 0 | 0 | 0 | 0 | 0 | 0 | 0 | 69918.433 | 0 | 0 | 0 | 18817.3245 | 0 | 0
2016-06-03 22:00 | 0 | 0 | 0 | 0 | 0 | 784123.8296 | 567521 | 0 | 0 | 0 | 1489833.8937 | 0 | 0 | 0 | 0 | 0 | 0 | 513728.7269 | 0 | 0 | 0 | 9155429.9652 | 0 | 0 | 0 | 0 | 148983.3894 | 0 | 0 | 0 | 0 | 0 | 0 | 0 | 48802.1157 | 0 | 0 | 0 | 18817.3245 | 0 | 0
2016-06-03 23:00 | 0 | 0 | 0 | 0 | 0 | 712775.4143 | 553923 | 0 | 0 | 0 | 1638817.2831 | 0 | 0 | 0 | 0 | 0 | 0 | 513728.7269 | 0 | 0 | 0 | 9163288.5634 | 0 | 0 | 0 | 0 | 148983.3894 | 0 | 0 | 0 | 0 | 0 | 0 | 0 | 0 | 0 | 0 | 0 | 9869.025 | 0 | 0
2016-06-04 | 0 | 0 | 0 | 0 | 0 | 582924.5567 | 541270 | 0 | 0 | 0 | 1680471.8398 | 0 | 0 | 0 | 0 | 0 | 0 | 513728.7269 | 0 | 0 | 0 | 9163251.9103 | 0 | 0 | 0 | 0 | 41654.5567 | 0 | 0 | 0 | 0 | 0 | 0 | 0 | 0 | 0 | 0 | 0 | 0 | 0 | 0
2016-06-04 01:00 | 0 | 0 | 0 | 0 | 0 | 348894.7315 | 530077 | 0 | 0 | 0 | 1531488.4504 | 0 | 0 | 0 | 0 | 0 | 0 | 481529.8478 | 0 | 0 | 0 | 9163215.2573 | 0 | 0 | 0 | 0 | -148983.3894 | 0 | 0 | 0 | 0 | 0 | 0 | 0 | -32198.8791 | 0 | 0 | 0 | 0 | 0 | 0
2016-06-04 02:00 | 0 | 0 | 0 | 0 | 180404.0178 | 46931.3734 | 507757 | 0 | 0 | 0 | 1382505.061 | 0 | 0 | 0 | 0 | 0 | 0 | 350091.6283 | 0 | 0 | 0 | 9163178.6044 | 0 | 0 | 0 | 0 | -148983.3894 | 0 | 0 | 0 | 0 | 0 | 0 | 0 | -131438.2195 | 0 | 0 | 0 | 0 | 0 | 0
2016-06-04 03:00 | 0 | 0 | 0 | 0 | 196328.9657 | 0.4254 | 476751 | 0 | 0 | 0 | 1233521.6717 | 0 | 0 | 0 | 0 | 0 | 0 | 218653.4088 | 0 | 0 | 0 | 9163141.9517 | 0 | 0 | 0 | 0 | -148983.3894 | 0 | 0 | 0 | 0 | 0 | 0 | 0 | -131438.2195 | 0 | 0 | 0 | 0 | 0 | 0
2016-06-04 04:00 | 0 | 0 | 0 | 0 | 165144.3911 | 0 | 445566 | 0 | 0 | 0 | 1084538.2823 | 0 | 0 | 0 | 0 | 0 | 0 | 87215.1893 | 0 | 0 | 0 | 9163105.2991 | 0 | 0 | 0 | 0 | -148983.3894 | 0 | 0 | 0 | 0 | 0 | 0 | 0 | -131438.2195 | 0 | 0 | 0 | 0 | 0 | 0
2016-06-04 05:00 | 0 | 0 | 0 | 0 | 465947.8763 | 0 | 417881 | 0 | 0 | 0 | 1001166.9391 | 0 | 0 | 0 | 0 | 0 | 0 | 218653.4088 | 0 | 0 | 0 | 9163068.6467 | 0 | 0 | 0 | 0 | -83371.3432 | 0 | 0 | 0 | 0 | 0 | 0 | 0 | 131438.2195 | 0 | 0 | 0 | 0 | 0 | 0
2016-06-04 06:00 | 0 | 0 | 0 | 0 | 119354.312 | 0 | 395618 | 0 | 0 | 0 | 856341.4706 | 0 | 0 | 0 | 0 | 0 | 0 | 87215.1893 | 0 | 0 | 0 | 9163031.9944 | 0 | 0 | 0 | 0 | -144825.4685 | 0 | 0 | 0 | 0 | 0 | 0 | 0 | -131438.2195 | 0 | 0 | 0 | 0 | 0 | 0
2016-06-04 07:00 | 0 | 0 | 0 | 0 | 398463.6957 | 0 | 378450 | 0 | 0 | 0 | 744916.9469 | 0 | 0 | 0 | 0 | 0 | 0 | 218653.4088 | 0 | 0 | 0 | 9162995.3423 | 0 | 0 | 0 | 0 | -111424.5238 | 0 | 0 | 0 | 0 | 0 | 0 | 0 | 131438.2195 | 0 | 0 | 0 | 0 | 0 | 0
2016-06-04 08:00 | 0 | 0 | 0 | 0 | 87281.3911 | 0 | 367703 | 0 | 0 | 0 | 595933.5575 | 0 | 0 | 0 | 0 | 0 | 0 | 87215.1893 | 0 | 0 | 0 | 9162958.6903 | 0 | 0 | 0 | 0 | -148983.3894 | 0 | 0 | 0 | 0 | 0 | 0 | 0 | -131438.2195 | 0 | 0 | 0 | 0 | 0 | 0
2016-06-04 09:00 | 0 | 0 | 0 | 0 | 127915.4213 | 0 | 364114 | 0 | 0 | 0 | 446950.1681 | 0 | 0 | 0 | 0 | 0 | 0 | 0 | 0 | 0 | 0 | 9162922.0385 | 0 | 0 | 0 | 0 | -148983.3894 | 0 | 0 | 0 | 0 | 0 | 0 | 0 | -87215.1893 | 0 | 0 | 0 | 0 | 0 | 0
2016-06-04 10:00 | 0 | 0 | 0 | 0 | 346724.8301 | 0 | 364270 | 0 | 0 | 0 | 297966.7787 | 0 | 0 | 0 | 0 | 0 | 0 | 131438.2195 | 0 | 0 | 0 | 9162885.3868 | 0 | 0 | 0 | 0 | -148983.3894 | 0 | 0 | 0 | 0 | 0 | 0 | 0 | 131438.2195 | 0 | 0 | 0 | 0 | 0 | 0
2016-06-04 11:00 | 0 | 0 | 0 | 0 | 92072.6001 | 9.791 | 372504 | 0 | 0 | 0 | 148983.3894 | 0 | 0 | 0 | 0 | 0 | 0 | 0 | 0 | 0 | 0 | 9162848.7352 | 0 | 0 | 0 | 0 | -148983.3894 | 0 | 0 | 0 | 0 | 0 | 0 | 0 | -131438.2195 | 0 | 0 | 0 | 0 | 0 | 0
2016-06-04 12:00 | 0 | 0 | 0 | 0 | 94441.3505 | 148158.2602 | 391583 | 0 | 0 | 0 | 0 | 0 | 0 | 0 | 0 | 0 | 0 | 0 | 0 | 0 | 0 | 9162812.0838 | 0 | 0 | 0 | 0 | -148983.3894 | 0 | 0 | 0 | 0 | 0 | 0 | 0 | 0 | 0 | 0 | 0 | 0 | 0 | 0
2016-06-04 13:00 | 0 | 0 | 0 | 0 | 41408.1813 | 524485.2081 | 416910 | 0 | 0 | 0 | 148983.3894 | 0 | 0 | 0 | 0 | 0 | 0 | 0 | 0 | 0 | 0 | 9162775.4326 | 0 | 0 | 0 | 0 | 148983.3894 | 0 | 0 | 0 | 0 | 0 | 0 | 0 | 0 | 0 | 0 | 0 | 0 | 0 | 0
2016-06-04 14:00 | 0 | 0 | 0 | 0 | 0 | 612049.7139 | 444249 | 0 | 0 | 0 | 297966.7787 | 0 | 0 | 0 | 0 | 0 | 0 | 0 | 0 | 0 | 0 | 9177792.6411 | 0 | 0 | 0 | 0 | 148983.3894 | 0 | 0 | 0 | 0 | 0 | 0 | 0 | 0 | 0 | 0 | 0 | 18817.3245 | 0 | 0
2016-06-04 15:00 | 0 | 0 | 0 | 0 | 0 | 637772.7139 | 469972 | 0 | 0 | 0 | 446950.1681 | 0 | 0 | 0 | 0 | 0 | 0 | 0 | 0 | 0 | 0 | 9192809.7895 | 0 | 0 | 0 | 0 | 148983.3894 | 0 | 0 | 0 | 0 | 0 | 0 | 0 | 0 | 0 | 0 | 0 | 18817.3245 | 0 | 0
2016-06-04 16:00 | 0 | 0 | 0 | 0 | 0 | 790533.9334 | 491295 | 0 | 0 | 0 | 595933.5575 | 0 | 0 | 0 | 0 | 0 | 0 | 131438.2195 | 0 | 0 | 0 | 9207826.8778 | 0 | 0 | 0 | 0 | 148983.3894 | 0 | 0 | 0 | 0 | 0 | 0 | 0 | 131438.2195 | 0 | 0 | 0 | 18817.3245 | 0 | 0
2016-06-04 17:00 | 0 | 0 | 0 | 0 | 0 | 596037.0106 | 507879 | 0 | 0 | 0 | 744916.9469 | 0 | 0 | 0 | 0 | 0 | 0 | 51795.5162 | 0 | 0 | 0 | 9222843.9061 | 0 | 0 | 0 | 0 | 148983.3894 | 0 | 0 | 0 | 0 | 0 | 0 | 0 | -79642.7033 | 0 | 0 | 0 | 18817.3245 | 0 | 0
2016-06-04 18:00 | 0 | 0 | 0 | 0 | 0 | 811881.4458 | 520690 | 0 | 0 | 0 | 893900.3362 | 0 | 0 | 0 | 0 | 0 | 0 | 175186.2481 | 0 | 0 | 0 | 9237860.8743 | 0 | 0 | 0 | 0 | 148983.3894 | 0 | 0 | 0 | 0 | 0 | 0 | 0 | 123390.7319 | 0 | 0 | 0 | 18817.3245 | 0 | 0
2016-06-04 19:00 | 0 | 0 | 0 | 0 | 0 | 803789.6448 | 530123 | 0 | 0 | 0 | 1042883.7256 | 0 | 0 | 0 | 0 | 0 | 0 | 281052.1791 | 0 | 0 | 0 | 9252877.7825 | 0 | 0 | 0 | 0 | 148983.3894 | 0 | 0 | 0 | 0 | 0 | 0 | 0 | 105865.9309 | 0 | 0 | 0 | 18817.3245 | 0 | 0
2016-06-04 20:00 | 0 | 0 | 0 | 0 | 0 | 799457.1808 | 536156 | 0 | 0 | 0 | 1191867.115 | 0 | 0 | 0 | 0 | 0 | 0 | 376552.646 | 0 | 0 | 0 | 9267894.6306 | 0 | 0 | 0 | 0 | 148983.3894 | 0 | 0 | 0 | 0 | 0 | 0 | 0 | 95500.4669 | 0 | 0 | 0 | 18817.3245 | 0 | 0
2016-06-04 21:00 | 0 | 0 | 0 | 0 | 0 | 787639.799 | 539077 | 0 | 0 | 0 | 1340850.5043 | 0 | 0 | 0 | 0 | 0 | 0 | 457314.7312 | 0 | 0 | 0 | 9282911.4186 | 0 | 0 | 0 | 0 | 148983.3894 | 0 | 0 | 0 | 0 | 0 | 0 | 0 | 80762.0852 | 0 | 0 | 0 | 18817.3245 | 0 | 0
2016-06-04 22:00 | 0 | 0 | 0 | 0 | 0 | 759798.7096 | 535584 | 0 | 0 | 0 | 1489833.8937 | 0 | 0 | 0 | 0 | 0 | 0 | 513728.7269 | 0 | 0 | 0 | 9297928.1465 | 0 | 0 | 0 | 0 | 148983.3894 | 0 | 0 | 0 | 0 | 0 | 0 | 0 | 56413.9957 | 0 | 0 | 0 | 18817.3245 | 0 | 0
2016-06-04 23:00 | 0 | 0 | 0 | 0 | 0 | 686779.4175 | 526357 | 0 | 0 | 0 | 1638817.2831 | 0 | 0 | 0 | 0 | 0 | 0 | 513728.7269 | 0 | 0 | 0 | 9307042.1773 | 0 | 0 | 0 | 0 | 148983.3894 | 0 | 0 | 0 | 0 | 0 | 0 | 0 | 0 | 0 | 0 | 0 | 11439.0281 | 0 | 0
2016-06-05 | 0 | 0 | 0 | 0 | 0 | 560098.5082 | 517223 | 0 | 0 | 0 | 1681692.7913 | 0 | 0 | 0 | 0 | 0 | 0 | 513728.7269 | 0 | 0 | 0 | 9307004.9491 | 0 | 0 | 0 | 0 | 42875.5082 | 0 | 0 | 0 | 0 | 0 | 0 | 0 | 0 | 0 | 0 | 0 | 0 | 0 | 0
2016-06-05 01:00 | 0 | 0 | 0 | 0 | 0 | 304387.3723 | 507566 | 0 | 0 | 0 | 1609952.3831 | 0 | 0 | 0 | 0 | 0 | 0 | 382290.5074 | 0 | 0 | 0 | 9306967.7211 | 0 | 0 | 0 | 0 | -71740.4082 | 0 | 0 | 0 | 0 | 0 | 0 | 0 | -131438.2195 | 0 | 0 | 0 | 0 | 0 | 0
2016-06-05 02:00 | 0 | 0 | 0 | 0 | 177556.7891 | 30716.602 | 488695 | 0 | 0 | 0 | 1460968.9937 | 0 | 0 | 0 | 0 | 0 | 0 | 250852.2879 | 0 | 0 | 0 | 9306930.4932 | 0 | 0 | 0 | 0 | -148983.3894 | 0 | 0 | 0 | 0 | 0 | 0 | 0 | -131438.2195 | 0 | 0 | 0 | 0 | 0 | 0
2016-06-05 03:00 | 0 | 0 | 0 | 0 | 180787.3911 | 0 | 461209 | 0 | 0 | 0 | 1311985.6043 | 0 | 0 | 0 | 0 | 0 | 0 | 119414.0684 | 0 | 0 | 0 | 9306893.2655 | 0 | 0 | 0 | 0 | -148983.3894 | 0 | 0 | 0 | 0 | 0 | 0 | 0 | -131438.2195 | 0 | 0 | 0 | 0 | 0 | 0
2016-06-05 04:00 | 0 | 0 | 0 | 0 | 484889.6533 | 0 | 431573 | 0 | 0 | 0 | 1233864.0382 | 0 | 0 | 0 | 0 | 0 | 0 | 250852.2879 | 0 | 0 | 0 | 9306856.0379 | 0 | 0 | 0 | 0 | -78121.5662 | 0 | 0 | 0 | 0 | 0 | 0 | 0 | 131438.2195 | 0 | 0 | 0 | 0 | 0 | 0
2016-06-05 05:00 | 0 | 0 | 0 | 0 | 126359.3911 | 0 | 406781 | 0 | 0 | 0 | 1084880.6488 | 0 | 0 | 0 | 0 | 0 | 0 | 119414.0684 | 0 | 0 | 0 | 9306818.8105 | 0 | 0 | 0 | 0 | -148983.3894 | 0 | 0 | 0 | 0 | 0 | 0 | 0 | -131438.2195 | 0 | 0 | 0 | 0 | 0 | 0
2016-06-05 06:00 | 0 | 0 | 0 | 0 | 426091.4725 | 0 | 386419 | 0 | 0 | 0 | 993114.9017 | 0 | 0 | 0 | 0 | 0 | 0 | 250852.2879 | 0 | 0 | 0 | 9306781.5832 | 0 | 0 | 0 | 0 | -91765.7471 | 0 | 0 | 0 | 0 | 0 | 0 | 0 | 131438.2195 | 0 | 0 | 0 | 0 | 0 | 0
2016-06-05 07:00 | 0 | 0 | 0 | 0 | 90007.3911 | 0 | 370429 | 0 | 0 | 0 | 844131.5124 | 0 | 0 | 0 | 0 | 0 | 0 | 119414.0684 | 0 | 0 | 0 | 9306744.3561 | 0 | 0 | 0 | 0 | -148983.3894 | 0 | 0 | 0 | 0 | 0 | 0 | 0 | -131438.2195 | 0 | 0 | 0 | 0 | 0 | 0
2016-06-05 08:00 | 0 | 0 | 0 | 0 | 91854.5422 | 0 | 360252 | 0 | 0 | 0 | 695148.123 | 0 | 0 | 0 | 0 | 0 | 0 | 0 | 0 | 0 | 0 | 9306707.1291 | 0 | 0 | 0 | 0 | -148983.3894 | 0 | 0 | 0 | 0 | 0 | 0 | 0 | -119414.0684 | 0 | 0 | 0 | 0 | 0 | 0
2016-06-05 09:00 | 0 | 0 | 0 | 0 | 337735.8301 | 0 | 355281 | 0 | 0 | 0 | 546164.7336 | 0 | 0 | 0 | 0 | 0 | 0 | 131438.2195 | 0 | 0 | 0 | 9306669.9023 | 0 | 0 | 0 | 0 | -148983.3894 | 0 | 0 | 0 | 0 | 0 | 0 | 0 | 131438.2195 | 0 | 0 | 0 | 0 | 0 | 0
2016-06-05 10:00 | 0 | 0 | 0 | 0 | 72533.3911 | 0 | 352955 | 0 | 0 | 0 | 397181.3442 | 0 | 0 | 0 | 0 | 0 | 0 | 0 | 0 | 0 | 0 | 9306632.6756 | 0 | 0 | 0 | 0 | -148983.3894 | 0 | 0 | 0 | 0 | 0 | 0 | 0 | -131438.2195 | 0 | 0 | 0 | 0 | 0 | 0
2016-06-05 11:00 | 0 | 0 | 0 | 0 | 356825.8208 | 13.2257 | 357290 | 0 | 0 | 0 | 265292.1713 | 0 | 0 | 0 | 0 | 0 | 0 | 131438.2195 | 0 | 0 | 0 | 9306595.4491 | 0 | 0 | 0 | 0 | -131889.173 | 0 | 0 | 0 | 0 | 0 | 0 | 0 | 131438.2195 | 0 | 0 | 0 | 0 | 0 | 0
2016-06-05 12:00 | 0 | 0 | 0 | 0 | 0 | 147906.5347 | 374022 | 0 | 0 | 0 | 170614.9255 | 0 | 0 | 0 | 0 | 0 | 0 | 0 | 0 | 0 | 0 | 9306558.2227 | 0 | 0 | 0 | 0 | -94677.2458 | 0 | 0 | 0 | 0 | 0 | 0 | 0 | -131438.2195 | 0 | 0 | 0 | 0 | 0 | 0
2016-06-05 13:00 | 0 | 0 | 0 | 0 | 0 | 524125.5378 | 397413 | 0 | 0 | 0 | 297327.4633 | 0 | 0 | 0 | 0 | 0 | 0 | 0 | 0 | 0 | 0 | 9306520.9964 | 0 | 0 | 0 | 0 | 126712.5378 | 0 | 0 | 0 | 0 | 0 | 0 | 0 | 0 | 0 | 0 | 0 | 0 | 0 | 0
2016-06-05 14:00 | 0 | 0 | 0 | 0 | 0 | 590085.7139 | 422285 | 0 | 0 | 0 | 446310.8526 | 0 | 0 | 0 | 0 | 0 | 0 | 0 | 0 | 0 | 0 | 9321537.6299 | 0 | 0 | 0 | 0 | 148983.3894 | 0 | 0 | 0 | 0 | 0 | 0 | 0 | 0 | 0 | 0 | 0 | 18817.3245 | 0 | 0
2016-06-05 15:00 | 0 | 0 | 0 | 0 | 0 | 744761.9334 | 445523 | 0 | 0 | 0 | 595294.242 | 0 | 0 | 0 | 0 | 0 | 0 | 131438.2195 | 0 | 0 | 0 | 9336554.2034 | 0 | 0 | 0 | 0 | 148983.3894 | 0 | 0 | 0 | 0 | 0 | 0 | 0 | 131438.2195 | 0 | 0 | 0 | 18817.3245 | 0 | 0
2016-06-05 16:00 | 0 | 0 | 0 | 0 | 0 | 502406.4943 | 466044 | 0 | 0 | 0 | 744277.6314 | 0 | 0 | 0 | 0 | 0 | 0 | 0 | 0 | 0 | 0 | 9351570.7168 | 0 | 0 | 0 | 0 | 148983.3894 | 0 | 0 | 0 | 0 | 0 | 0 | 0 | -131438.2195 | 0 | 0 | 0 | 18817.3245 | 0 | 0
2016-06-05 17:00 | 0 | 0 | 0 | 0 | 0 | 782542.9334 | 483304 | 0 | 0 | 0 | 893261.0207 | 0 | 0 | 0 | 0 | 0 | 0 | 131438.2195 | 0 | 0 | 0 | 9366587.1701 | 0 | 0 | 0 | 0 | 148983.3894 | 0 | 0 | 0 | 0 | 0 | 0 | 0 | 131438.2195 | 0 | 0 | 0 | 18817.3245 | 0 | 0
2016-06-05 18:00 | 0 | 0 | 0 | 0 | 0 | 796439.9334 | 497201 | 0 | 0 | 0 | 1042244.4101 | 0 | 0 | 0 | 0 | 0 | 0 | 262876.439 | 0 | 0 | 0 | 9381603.5633 | 0 | 0 | 0 | 0 | 148983.3894 | 0 | 0 | 0 | 0 | 0 | 0 | 0 | 131438.2195 | 0 | 0 | 0 | 18817.3245 | 0 | 0
2016-06-05 19:00 | 0 | 0 | 0 | 0 | 0 | 588501.4724 | 508990 | 0 | 0 | 0 | 1191227.7995 | 0 | 0 | 0 | 0 | 0 | 0 | 174587.1975 | 0 | 0 | 0 | 9396619.8965 | 0 | 0 | 0 | 0 | 148983.3894 | 0 | 0 | 0 | 0 | 0 | 0 | 0 | -88289.2415 | 0 | 0 | 0 | 18817.3245 | 0 | 0
2016-06-05 20:00 | 0 | 0 | 0 | 0 | 0 | 816817.602 | 519010 | 0 | 0 | 0 | 1340211.1889 | 0 | 0 | 0 | 0 | 0 | 0 | 304594.0857 | 0 | 0 | 0 | 9411636.1696 | 0 | 0 | 0 | 0 | 148983.3894 | 0 | 0 | 0 | 0 | 0 | 0 | 0 | 130006.8881 | 0 | 0 | 0 | 18817.3245 | 0 | 0
2016-06-05 21:00 | 0 | 0 | 0 | 0 | 0 | 807716.5589 | 525768 | 0 | 0 | 0 | 1489194.5782 | 0 | 0 | 0 | 0 | 0 | 0 | 418741.9308 | 0 | 0 | 0 | 9426652.3826 | 0 | 0 | 0 | 0 | 148983.3894 | 0 | 0 | 0 | 0 | 0 | 0 | 0 | 114147.8451 | 0 | 0 | 0 | 18817.3245 | 0 | 0
2016-06-05 22:00 | 0 | 0 | 0 | 0 | 0 | 780859.0694 | 526990 | 0 | 0 | 0 | 1638177.9676 | 0 | 0 | 0 | 0 | 0 | 0 | 504810.2863 | 0 | 0 | 0 | 9441668.5356 | 0 | 0 | 0 | 0 | 148983.3894 | 0 | 0 | 0 | 0 | 0 | 0 | 0 | 86068.3556 | 0 | 0 | 0 | 18817.3245 | 0 | 0
2016-06-05 23:00 | 0 | 0 | 0 | 0 | 0 | 698649.1544 | 521930 | 0 | 0 | 0 | 1787161.357 | 0 | 0 | 0 | 0 | 0 | 0 | 513728.7269 | 0 | 0 | 0 | 9456684.6285 | 0 | 0 | 0 | 0 | 148983.3894 | 0 | 0 | 0 | 0 | 0 | 0 | 0 | 8918.4406 | 0 | 0 | 0 | 18817.3245 | 0 | 0
2016-06-06 | 0 | 0 | 0 | 0 | 0 | 570470.5062 | 513888 | 0 | 0 | 0 | 1843743.8631 | 0 | 0 | 0 | 0 | 0 | 0 | 513728.7269 | 0 | 0 | 0 | 9456646.8018 | 0 | 0 | 0 | 0 | 56582.5062 | 0 | 0 | 0 | 0 | 0 | 0 | 0 | 0 | 0 | 0 | 0 | 0 | 0 | 0
2016-06-06 01:00 | 0 | 0 | 0 | 0 | 0 | 313490.117 | 504098 | 0 | 0 | 0 | 1784574.1996 | 0 | 0 | 0 | 0 | 0 | 0 | 382290.5074 | 0 | 0 | 0 | 9456608.9752 | 0 | 0 | 0 | 0 | -59169.6635 | 0 | 0 | 0 | 0 | 0 | 0 | 0 | -131438.2195 | 0 | 0 | 0 | 0 | 0 | 0
2016-06-06 02:00 | 0 | 0 | 0 | 0 | 161960.3982 | 43228.9929 | 485611 | 0 | 0 | 0 | 1635590.8102 | 0 | 0 | 0 | 0 | 0 | 0 | 250852.2879 | 0 | 0 | 0 | 9456571.1487 | 0 | 0 | 0 | 0 | -148983.3894 | 0 | 0 | 0 | 0 | 0 | 0 | 0 | -131438.2195 | 0 | 0 | 0 | 0 | 0 | 0
2016-06-06 03:00 | 0 | 0 | 0 | 0 | 176093.567 | 0.82414 | 456516 | 0 | 0 | 0 | 1486607.4208 | 0 | 0 | 0 | 0 | 0 | 0 | 119414.0684 | 0 | 0 | 0 | 9456533.3225 | 0 | 0 | 0 | 0 | -148983.3894 | 0 | 0 | 0 | 0 | 0 | 0 | 0 | -131438.2195 | 0 | 0 | 0 | 0 | 0 | 0
2016-06-06 04:00 | 0 | 0 | 0 | 0 | 408694.8301 | 0 | 426240 | 0 | 0 | 0 | 1337624.0315 | 0 | 0 | 0 | 0 | 0 | 0 | 250852.2879 | 0 | 0 | 0 | 9456495.4963 | 0 | 0 | 0 | 0 | -148983.3894 | 0 | 0 | 0 | 0 | 0 | 0 | 0 | 131438.2195 | 0 | 0 | 0 | 0 | 0 | 0
2016-06-06 05:00 | 0 | 0 | 0 | 0 | 122766.3911 | 0 | 403188 | 0 | 0 | 0 | 1188640.6421 | 0 | 0 | 0 | 0 | 0 | 0 | 119414.0684 | 0 | 0 | 0 | 9456457.6703 | 0 | 0 | 0 | 0 | -148983.3894 | 0 | 0 | 0 | 0 | 0 | 0 | 0 | -131438.2195 | 0 | 0 | 0 | 0 | 0 | 0
2016-06-06 06:00 | 0 | 0 | 0 | 0 | 366838.8301 | 0 | 384384 | 0 | 0 | 0 | 1039657.2527 | 0 | 0 | 0 | 0 | 0 | 0 | 250852.2879 | 0 | 0 | 0 | 9456419.8445 | 0 | 0 | 0 | 0 | -148983.3894 | 0 | 0 | 0 | 0 | 0 | 0 | 0 | 131438.2195 | 0 | 0 | 0 | 0 | 0 | 0
2016-06-06 07:00 | 0 | 0 | 0 | 0 | 90173.3911 | 0 | 370595 | 0 | 0 | 0 | 890673.8634 | 0 | 0 | 0 | 0 | 0 | 0 | 119414.0684 | 0 | 0 | 0 | 9456382.0188 | 0 | 0 | 0 | 0 | -148983.3894 | 0 | 0 | 0 | 0 | 0 | 0 | 0 | -131438.2195 | 0 | 0 | 0 | 0 | 0 | 0
2016-06-06 08:00 | 0 | 0 | 0 | 0 | 97617.5422 | 0 | 366015 | 0 | 0 | 0 | 741690.474 | 0 | 0 | 0 | 0 | 0 | 0 | 0 | 0 | 0 | 0 | 9456344.1933 | 0 | 0 | 0 | 0 | -148983.3894 | 0 | 0 | 0 | 0 | 0 | 0 | 0 | -119414.0684 | 0 | 0 | 0 | 0 | 0 | 0
2016-06-06 09:00 | 0 | 0 | 0 | 0 | 495758.3965 | 0 | 371425 | 0 | 0 | 0 | 734585.651 | 0 | 0 | 0 | 0 | 0 | 0 | 131438.2195 | 0 | 0 | 0 | 9456306.3679 | 0 | 0 | 0 | 0 | -7104.823 | 0 | 0 | 0 | 0 | 0 | 0 | 0 | 131438.2195 | 0 | 0 | 0 | 0 | 0 | 0
2016-06-06 10:00 | 0 | 0 | 0 | 0 | 107513.3911 | 0 | 387935 | 0 | 0 | 0 | 585602.2616 | 0 | 0 | 0 | 0 | 0 | 0 | 0 | 0 | 0 | 0 | 9456268.5427 | 0 | 0 | 0 | 0 | -148983.3894 | 0 | 0 | 0 | 0 | 0 | 0 | 0 | -131438.2195 | 0 | 0 | 0 | 0 | 0 | 0
2016-06-06 11:00 | 0 | 0 | 0 | 0 | 431699.0327 | 12.0414 | 411661 | 0 | 0 | 0 | 605652.3356 | 0 | 0 | 0 | 0 | 0 | 0 | 0 | 0 | 0 | 0 | 9456230.7176 | 0 | 0 | 0 | 0 | 20050.074 | 0 | 0 | 0 | 0 | 0 | 0 | 0 | 0 | 0 | 0 | 0 | 0 | 0 | 0
2016-06-06 12:00 | 0 | 0 | 0 | 0 | 157372.1765 | 128806.4341 | 435162 | 0 | 0 | 0 | 456668.9463 | 0 | 0 | 0 | 0 | 0 | 0 | 0 | 0 | 0 | 0 | 9456192.8927 | 0 | 0 | 0 | 0 | -148983.3894 | 0 | 0 | 0 | 0 | 0 | 0 | 0 | 0 | 0 | 0 | 0 | 0 | 0 | 0
2016-06-06 13:00 | 0 | 0 | 0 | 0 | 60582.404 | 471409.381 | 461328 | 0 | 0 | 0 | 527332.7313 | 0 | 0 | 0 | 0 | 0 | 0 | 0 | 0 | 0 | 0 | 9456155.0679 | 0 | 0 | 0 | 0 | 70663.785 | 0 | 0 | 0 | 0 | 0 | 0 | 0 | 0 | 0 | 0 | 0 | 0 | 0 | 0
2016-06-06 14:00 | 0 | 0 | 0 | 0 | 0 | 673727.5493 | 485280 | 0 | 0 | 0 | 676316.1207 | 0 | 0 | 0 | 0 | 0 | 0 | 39464.1599 | 0 | 0 | 0 | 9456117.2433 | 0 | 0 | 0 | 0 | 148983.3894 | 0 | 0 | 0 | 0 | 0 | 0 | 0 | 39464.1599 | 0 | 0 | 0 | 0 | 0 | 0
2016-06-06 15:00 | 0 | 0 | 0 | 0 | 0 | 769081.506 | 509087 | 0 | 0 | 0 | 825299.51 | 0 | 0 | 0 | 0 | 0 | 0 | 143803.1565 | 0 | 0 | 0 | 9461417.1148 | 0 | 0 | 0 | 0 | 148983.3894 | 0 | 0 | 0 | 0 | 0 | 0 | 0 | 104338.9967 | 0 | 0 | 0 | 6672.12 | 0 | 0
2016-06-06 16:00 | 0 | 0 | 0 | 0 | 0 | 809675.2775 | 527204 | 0 | 0 | 0 | 974282.8994 | 0 | 0 | 0 | 0 | 0 | 0 | 258473.7202 | 0 | 0 | 0 | 9476433.1288 | 0 | 0 | 0 | 0 | 148983.3894 | 0 | 0 | 0 | 0 | 0 | 0 | 0 | 114670.5636 | 0 | 0 | 0 | 18817.3245 | 0 | 0
2016-06-06 17:00 | 0 | 0 | 0 | 0 | 0 | 816562.8089 | 545385 | 0 | 0 | 0 | 1123266.2888 | 0 | 0 | 0 | 0 | 0 | 0 | 361850.8152 | 0 | 0 | 0 | 9491449.0826 | 0 | 0 | 0 | 0 | 148983.3894 | 0 | 0 | 0 | 0 | 0 | 0 | 0 | 103377.0951 | 0 | 0 | 0 | 18817.3245 | 0 | 0
2016-06-06 18:00 | 0 | 0 | 0 | 0 | 0 | 806638.2153 | 560299 | 0 | 0 | 0 | 1272249.6782 | 0 | 0 | 0 | 0 | 0 | 0 | 440389.3167 | 0 | 0 | 0 | 9506464.9764 | 0 | 0 | 0 | 0 | 148983.3894 | 0 | 0 | 0 | 0 | 0 | 0 | 0 | 78538.5015 | 0 | 0 | 0 | 18817.3245 | 0 | 0
2016-06-06 19:00 | 0 | 0 | 0 | 0 | 0 | 788091.8531 | 570244 | 0 | 0 | 0 | 1421233.0675 | 0 | 0 | 0 | 0 | 0 | 0 | 490436.456 | 0 | 0 | 0 | 9521480.8101 | 0 | 0 | 0 | 0 | 148983.3894 | 0 | 0 | 0 | 0 | 0 | 0 | 0 | 50047.1393 | 0 | 0 | 0 | 18817.3245 | 0 | 0
2016-06-06 20:00 | 0 | 0 | 0 | 0 | 0 | 769463.9848 | 578371 | 0 | 0 | 0 | 1570216.4569 | 0 | 0 | 0 | 0 | 0 | 0 | 513728.7269 | 0 | 0 | 0 | 9536496.5838 | 0 | 0 | 0 | 0 | 148983.3894 | 0 | 0 | 0 | 0 | 0 | 0 | 0 | 23292.2709 | 0 | 0 | 0 | 18817.3245 | 0 | 0
2016-06-06 21:00 | 0 | 0 | 0 | 0 | 0 | 741586.5976 | 581232 | 0 | 0 | 0 | 1719199.8463 | 0 | 0 | 0 | 0 | 0 | 0 | 513728.7269 | 0 | 0 | 0 | 9545555.4044 | 0 | 0 | 0 | 0 | 148983.3894 | 0 | 0 | 0 | 0 | 0 | 0 | 0 | 0 | 0 | 0 | 0 | 11371.2082 | 0 | 0
2016-06-06 22:00 | 0 | 0 | 0 | 0 | 0 | 706719.9936 | 579340 | 0 | 0 | 0 | 1846579.8399 | 0 | 0 | 0 | 0 | 0 | 0 | 513728.7269 | 0 | 0 | 0 | 9545517.2222 | 0 | 0 | 0 | 0 | 127379.9936 | 0 | 0 | 0 | 0 | 0 | 0 | 0 | 0 | 0 | 0 | 0 | 0 | 0 | 0
2016-06-06 23:00 | 0 | 0 | 0 | 0 | 0 | 632350.8471 | 568858 | 0 | 0 | 0 | 1910072.687 | 0 | 0 | 0 | 0 | 0 | 0 | 513728.7269 | 0 | 0 | 0 | 9545479.0401 | 0 | 0 | 0 | 0 | 63492.8471 | 0 | 0 | 0 | 0 | 0 | 0 | 0 | 0 | 0 | 0 | 0 | 0 | 0 | 0
2016-06-07 | 0 | 0 | 0 | 0 | 0 | 515255.4785 | 558041 | 0 | 0 | 0 | 1867287.1655 | 0 | 0 | 0 | 0 | 0 | 0 | 513728.7269 | 0 | 0 | 0 | 9545440.8582 | 0 | 0 | 0 | 0 | -42785.5215 | 0 | 0 | 0 | 0 | 0 | 0 | 0 | 0 | 0 | 0 | 0 | 0 | 0 | 0
2016-06-07 01:00 | 0 | 0 | 0 | 0 | 0 | 301506.7106 | 544630 | 0 | 0 | 0 | 1755602.0955 | 0 | 0 | 0 | 0 | 0 | 0 | 382290.5074 | 0 | 0 | 0 | 9545402.6764 | 0 | 0 | 0 | 0 | -111685.0699 | 0 | 0 | 0 | 0 | 0 | 0 | 0 | -131438.2195 | 0 | 0 | 0 | 0 | 0 | 0
2016-06-07 02:00 | 0 | 0 | 0 | 0 | 198343.3425 | 38774.0486 | 517539 | 0 | 0 | 0 | 1606618.7062 | 0 | 0 | 0 | 0 | 0 | 0 | 250852.2879 | 0 | 0 | 0 | 9545364.4948 | 0 | 0 | 0 | 0 | -148983.3894 | 0 | 0 | 0 | 0 | 0 | 0 | 0 | -131438.2195 | 0 | 0 | 0 | 0 | 0 | 0
2016-06-07 03:00 | 0 | 0 | 0 | 0 | 202792.7417 | 0.64944 | 483215 | 0 | 0 | 0 | 1457635.3168 | 0 | 0 | 0 | 0 | 0 | 0 | 119414.0684 | 0 | 0 | 0 | 9545326.3133 | 0 | 0 | 0 | 0 | -148983.3894 | 0 | 0 | 0 | 0 | 0 | 0 | 0 | -131438.2195 | 0 | 0 | 0 | 0 | 0 | 0
2016-06-07 04:00 | 0 | 0 | 0 | 0 | 430497.8301 | 0 | 448043 | 0 | 0 | 0 | 1308651.9274 | 0 | 0 | 0 | 0 | 0 | 0 | 250852.2879 | 0 | 0 | 0 | 9545288.132 | 0 | 0 | 0 | 0 | -148983.3894 | 0 | 0 | 0 | 0 | 0 | 0 | 0 | 131438.2195 | 0 | 0 | 0 | 0 | 0 | 0
2016-06-07 05:00 | 0 | 0 | 0 | 0 | 138943.3911 | 0 | 419365 | 0 | 0 | 0 | 1159668.5381 | 0 | 0 | 0 | 0 | 0 | 0 | 119414.0684 | 0 | 0 | 0 | 9545249.9509 | 0 | 0 | 0 | 0 | -148983.3894 | 0 | 0 | 0 | 0 | 0 | 0 | 0 | -131438.2195 | 0 | 0 | 0 | 0 | 0 | 0
2016-06-07 06:00 | 0 | 0 | 0 | 0 | 439776.5542 | 0 | 397308 | 0 | 0 | 0 | 1070698.8728 | 0 | 0 | 0 | 0 | 0 | 0 | 250852.2879 | 0 | 0 | 0 | 9545211.7699 | 0 | 0 | 0 | 0 | -88969.6653 | 0 | 0 | 0 | 0 | 0 | 0 | 0 | 131438.2195 | 0 | 0 | 0 | 0 | 0 | 0
2016-06-07 07:00 | 0 | 0 | 0 | 0 | 101396.3911 | 0 | 381818 | 0 | 0 | 0 | 921715.4834 | 0 | 0 | 0 | 0 | 0 | 0 | 119414.0684 | 0 | 0 | 0 | 9545173.589 | 0 | 0 | 0 | 0 | -148983.3894 | 0 | 0 | 0 | 0 | 0 | 0 | 0 | -131438.2195 | 0 | 0 | 0 | 0 | 0 | 0
2016-06-07 08:00 | 0 | 0 | 0 | 0 | 359242.6819 | 0 | 375224 | 0 | 0 | 0 | 774295.9458 | 0 | 0 | 0 | 0 | 0 | 0 | 250852.2879 | 0 | 0 | 0 | 9545135.4083 | 0 | 0 | 0 | 0 | -147419.5376 | 0 | 0 | 0 | 0 | 0 | 0 | 0 | 131438.2195 | 0 | 0 | 0 | 0 | 0 | 0
2016-06-07 09:00 | 0 | 0 | 0 | 0 | 99496.3911 | 0 | 379918 | 0 | 0 | 0 | 625312.5564 | 0 | 0 | 0 | 0 | 0 | 0 | 119414.0684 | 0 | 0 | 0 | 9545097.2278 | 0 | 0 | 0 | 0 | -148983.3894 | 0 | 0 | 0 | 0 | 0 | 0 | 0 | -131438.2195 | 0 | 0 | 0 | 0 | 0 | 0
2016-06-07 10:00 | 0 | 0 | 0 | 0 | 321180.2573 | 0 | 394415 | 0 | 0 | 0 | 476329.167 | 0 | 0 | 0 | 0 | 0 | 0 | 195162.7151 | 0 | 0 | 0 | 9545059.0474 | 0 | 0 | 0 | 0 | -148983.3894 | 0 | 0 | 0 | 0 | 0 | 0 | 0 | 75748.6467 | 0 | 0 | 0 | 0 | 0 | 0
2016-06-07 11:00 | 0 | 0 | 0 | 0 | 256241.26 | 5.6555 | 414034 | 0 | 0 | 0 | 382266.5781 | 0 | 0 | 0 | 0 | 0 | 0 | 131438.2195 | 0 | 0 | 0 | 9545020.8672 | 0 | 0 | 0 | 0 | -94062.5889 | 0 | 0 | 0 | 0 | 0 | 0 | 0 | -63724.4956 | 0 | 0 | 0 | 0 | 0 | 0
2016-06-07 12:00 | 0 | 0 | 0 | 0 | 123310.5272 | 111007.3355 | 436079 | 0 | 0 | 0 | 311943.6603 | 0 | 0 | 0 | 0 | 0 | 0 | 0 | 0 | 0 | 0 | 9544982.6871 | 0 | 0 | 0 | 0 | -70322.9178 | 0 | 0 | 0 | 0 | 0 | 0 | 0 | -131438.2195 | 0 | 0 | 0 | 0 | 0 | 0
2016-06-07 13:00 | 0 | 0 | 0 | 0 | 122403.162 | 455593.6443 | 460021 | 0 | 0 | 0 | 429919.4666 | 0 | 0 | 0 | 0 | 0 | 0 | 0 | 0 | 0 | 0 | 9544944.5072 | 0 | 0 | 0 | 0 | 117975.8063 | 0 | 0 | 0 | 0 | 0 | 0 | 0 | 0 | 0 | 0 | 0 | 0 | 0 | 0
2016-06-07 14:00 | 0 | 0 | 0 | 0 | 0 | 650977.8755 | 485342 | 0 | 0 | 0 | 578902.856 | 0 | 0 | 0 | 0 | 0 | 0 | 16652.4861 | 0 | 0 | 0 | 9544906.3274 | 0 | 0 | 0 | 0 | 148983.3894 | 0 | 0 | 0 | 0 | 0 | 0 | 0 | 16652.4861 | 0 | 0 | 0 | 0 | 0 | 0
2016-06-07 15:00 | 0 | 0 | 0 | 0 | 0 | 751739.5239 | 508842 | 0 | 0 | 0 | 727886.2454 | 0 | 0 | 0 | 0 | 0 | 0 | 110566.6206 | 0 | 0 | 0 | 9544868.1478 | 0 | 0 | 0 | 0 | 148983.3894 | 0 | 0 | 0 | 0 | 0 | 0 | 0 | 93914.1345 | 0 | 0 | 0 | 0 | 0 | 0
2016-06-07 16:00 | 0 | 0 | 0 | 0 | 0 | 795933.0262 | 528600 | 0 | 0 | 0 | 876869.6347 | 0 | 0 | 0 | 0 | 0 | 0 | 228916.2574 | 0 | 0 | 0 | 9544829.9683 | 0 | 0 | 0 | 0 | 148983.3894 | 0 | 0 | 0 | 0 | 0 | 0 | 0 | 118349.6368 | 0 | 0 | 0 | 0 | 0 | 0
2016-06-07 17:00 | 0 | 0 | 0 | 0 | 0 | 806427.0643 | 546244 | 0 | 0 | 0 | 1025853.0241 | 0 | 0 | 0 | 0 | 0 | 0 | 340115.9324 | 0 | 0 | 0 | 9544791.789 | 0 | 0 | 0 | 0 | 148983.3894 | 0 | 0 | 0 | 0 | 0 | 0 | 0 | 111199.6749 | 0 | 0 | 0 | 0 | 0 | 0
2016-06-07 18:00 | 0 | 0 | 0 | 0 | 0 | 797215.7363 | 559521 | 0 | 0 | 0 | 1174836.4135 | 0 | 0 | 0 | 0 | 0 | 0 | 428827.2792 | 0 | 0 | 0 | 9544753.6098 | 0 | 0 | 0 | 0 | 148983.3894 | 0 | 0 | 0 | 0 | 0 | 0 | 0 | 88711.3469 | 0 | 0 | 0 | 0 | 0 | 0
2016-06-07 19:00 | 0 | 0 | 0 | 0 | 0 | 781190.0556 | 569433 | 0 | 0 | 0 | 1323819.8029 | 0 | 0 | 0 | 0 | 0 | 0 | 491600.9455 | 0 | 0 | 0 | 9544715.4308 | 0 | 0 | 0 | 0 | 148983.3894 | 0 | 0 | 0 | 0 | 0 | 0 | 0 | 62773.6662 | 0 | 0 | 0 | 0 | 0 | 0
2016-06-07 20:00 | 0 | 0 | 0 | 0 | 0 | 765278.4401 | 575757 | 0 | 0 | 0 | 1472803.1922 | 0 | 0 | 0 | 0 | 0 | 0 | 513728.7269 | 0 | 0 | 0 | 9559405.4674 | 0 | 0 | 0 | 0 | 148983.3894 | 0 | 0 | 0 | 0 | 0 | 0 | 0 | 22127.7814 | 0 | 0 | 0 | 18410.2693 | 0 | 0
2016-06-07 21:00 | 0 | 0 | 0 | 0 | 0 | 744508.1456 | 579190 | 0 | 0 | 0 | 1621786.5816 | 0 | 0 | 0 | 0 | 0 | 0 | 513728.7269 | 0 | 0 | 0 | 9572435.0347 | 0 | 0 | 0 | 0 | 148983.3894 | 0 | 0 | 0 | 0 | 0 | 0 | 0 | 0 | 0 | 0 | 0 | 16334.7563 | 0 | 0
2016-06-07 22:00 | 0 | 0 | 0 | 0 | 0 | 710991.3882 | 575363 | 0 | 0 | 0 | 1757414.9698 | 0 | 0 | 0 | 0 | 0 | 0 | 513728.7269 | 0 | 0 | 0 | 9572396.745 | 0 | 0 | 0 | 0 | 135628.3882 | 0 | 0 | 0 | 0 | 0 | 0 | 0 | 0 | 0 | 0 | 0 | 0 | 0 | 0
2016-06-07 23:00 | 0 | 0 | 0 | 0 | 0 | 628172.5262 | 564201 | 0 | 0 | 0 | 1821386.496 | 0 | 0 | 0 | 0 | 0 | 0 | 513728.7269 | 0 | 0 | 0 | 9572358.4554 | 0 | 0 | 0 | 0 | 63971.5262 | 0 | 0 | 0 | 0 | 0 | 0 | 0 | 0 | 0 | 0 | 0 | 0 | 0 | 0
2016-06-08 | 0 | 0 | 0 | 0 | 0 | 498522.6684 | 548515 | 0 | 0 | 0 | 1771394.1644 | 0 | 0 | 0 | 0 | 0 | 0 | 513728.7269 | 0 | 0 | 0 | 9572320.166 | 0 | 0 | 0 | 0 | -49992.3316 | 0 | 0 | 0 | 0 | 0 | 0 | 0 | 0 | 0 | 0 | 0 | 0 | 0 | 0
2016-06-08 01:00 | 0 | 0 | 0 | 0 | 0 | 276520.7305 | 533334 | 0 | 0 | 0 | 1646019.1145 | 0 | 0 | 0 | 0 | 0 | 0 | 382290.5074 | 0 | 0 | 0 | 9572281.8767 | 0 | 0 | 0 | 0 | -125375.0499 | 0 | 0 | 0 | 0 | 0 | 0 | 0 | -131438.2195 | 0 | 0 | 0 | 0 | 0 | 0
2016-06-08 02:00 | 0 | 0 | 0 | 0 | 188321.2207 | 38127.1704 | 506870 | 0 | 0 | 0 | 1497035.7251 | 0 | 0 | 0 | 0 | 0 | 0 | 250852.2879 | 0 | 0 | 0 | 9572243.5876 | 0 | 0 | 0 | 0 | -148983.3894 | 0 | 0 | 0 | 0 | 0 | 0 | 0 | -131438.2195 | 0 | 0 | 0 | 0 | 0 | 0
2016-06-08 03:00 | 0 | 0 | 0 | 0 | 202578.6373 | 1.9049 | 470978 | 0 | 0 | 0 | 1348052.3358 | 0 | 0 | 0 | 0 | 0 | 0 | 131438.2195 | 0 | 0 | 0 | 9572205.2986 | 0 | 0 | 0 | 0 | -148983.3894 | 0 | 0 | 0 | 0 | 0 | 0 | 0 | -119414.0684 | 0 | 0 | 0 | 0 | 0 | 0
2016-06-08 04:00 | 0 | 0 | 0 | 0 | 420019.8301 | 0 | 437565 | 0 | 0 | 0 | 1199068.9464 | 0 | 0 | 0 | 0 | 0 | 0 | 262876.439 | 0 | 0 | 0 | 9572167.0098 | 0 | 0 | 0 | 0 | -148983.3894 | 0 | 0 | 0 | 0 | 0 | 0 | 0 | 131438.2195 | 0 | 0 | 0 | 0 | 0 | 0
2016-06-08 05:00 | 0 | 0 | 0 | 0 | 128428.3911 | 0 | 408850 | 0 | 0 | 0 | 1050085.557 | 0 | 0 | 0 | 0 | 0 | 0 | 131438.2195 | 0 | 0 | 0 | 9572128.7211 | 0 | 0 | 0 | 0 | -148983.3894 | 0 | 0 | 0 | 0 | 0 | 0 | 0 | -131438.2195 | 0 | 0 | 0 | 0 | 0 | 0
2016-06-08 06:00 | 0 | 0 | 0 | 0 | 105806.3911 | 0 | 386228 | 0 | 0 | 0 | 901102.1676 | 0 | 0 | 0 | 0 | 0 | 0 | 0 | 0 | 0 | 0 | 9572090.4326 | 0 | 0 | 0 | 0 | -148983.3894 | 0 | 0 | 0 | 0 | 0 | 0 | 0 | -131438.2195 | 0 | 0 | 0 | 0 | 0 | 0
2016-06-08 07:00 | 0 | 0 | 0 | 0 | 456049.3389 | 0 | 371486 | 0 | 0 | 0 | 854227.287 | 0 | 0 | 0 | 0 | 0 | 0 | 131438.2195 | 0 | 0 | 0 | 9572052.1442 | 0 | 0 | 0 | 0 | -46874.8806 | 0 | 0 | 0 | 0 | 0 | 0 | 0 | 131438.2195 | 0 | 0 | 0 | 0 | 0 | 0
2016-06-08 08:00 | 0 | 0 | 0 | 0 | 84293.3911 | 0 | 364715 | 0 | 0 | 0 | 705243.8976 | 0 | 0 | 0 | 0 | 0 | 0 | 0 | 0 | 0 | 0 | 9572013.856 | 0 | 0 | 0 | 0 | -148983.3894 | 0 | 0 | 0 | 0 | 0 | 0 | 0 | -131438.2195 | 0 | 0 | 0 | 0 | 0 | 0
2016-06-08 09:00 | 0 | 0 | 0 | 0 | 352926.8301 | 0 | 370472 | 0 | 0 | 0 | 556260.5083 | 0 | 0 | 0 | 0 | 0 | 0 | 131438.2195 | 0 | 0 | 0 | 9571975.568 | 0 | 0 | 0 | 0 | -148983.3894 | 0 | 0 | 0 | 0 | 0 | 0 | 0 | 131438.2195 | 0 | 0 | 0 | 0 | 0 | 0
2016-06-08 10:00 | 0 | 0 | 0 | 0 | 101983.3911 | 0 | 382405 | 0 | 0 | 0 | 407277.1189 | 0 | 0 | 0 | 0 | 0 | 0 | 0 | 0 | 0 | 0 | 9571937.2801 | 0 | 0 | 0 | 0 | -148983.3894 | 0 | 0 | 0 | 0 | 0 | 0 | 0 | -131438.2195 | 0 | 0 | 0 | 0 | 0 | 0
2016-06-08 11:00 | 0 | 0 | 0 | 0 | 390371.7169 | 4.254 | 400432 | 0 | 0 | 0 | 397221.0898 | 0 | 0 | 0 | 0 | 0 | 0 | 0 | 0 | 0 | 0 | 9571898.9923 | 0 | 0 | 0 | 0 | -10056.0291 | 0 | 0 | 0 | 0 | 0 | 0 | 0 | 0 | 0 | 0 | 0 | 0 | 0 | 0
2016-06-08 12:00 | 0 | 0 | 0 | 0 | 155731.9669 | 115749.6437 | 420465 | 0 | 0 | 0 | 248237.7004 | 0 | 0 | 0 | 0 | 0 | 0 | 0 | 0 | 0 | 0 | 9571860.7047 | 0 | 0 | 0 | 0 | -148983.3894 | 0 | 0 | 0 | 0 | 0 | 0 | 0 | 0 | 0 | 0 | 0 | 0 | 0 | 0
2016-06-08 13:00 | 0 | 0 | 0 | 0 | 155392.6055 | 435789.7839 | 442199 | 0 | 0 | 0 | 397221.0898 | 0 | 0 | 0 | 0 | 0 | 0 | 0 | 0 | 0 | 0 | 9571822.4173 | 0 | 0 | 0 | 0 | 148983.3894 | 0 | 0 | 0 | 0 | 0 | 0 | 0 | 0 | 0 | 0 | 0 | 0 | 0 | 0
2016-06-08 14:00 | 0 | 0 | 0 | 0 | 0 | 622025.6811 | 465246 | 0 | 0 | 0 | 546204.4791 | 0 | 0 | 0 | 0 | 0 | 0 | 7796.2917 | 0 | 0 | 0 | 9571784.13 | 0 | 0 | 0 | 0 | 148983.3894 | 0 | 0 | 0 | 0 | 0 | 0 | 0 | 7796.2917 | 0 | 0 | 0 | 0 | 0 | 0
2016-06-08 15:00 | 0 | 0 | 0 | 0 | 0 | 709821.7465 | 486017 | 0 | 0 | 0 | 695187.8685 | 0 | 0 | 0 | 0 | 0 | 0 | 82617.6488 | 0 | 0 | 0 | 9571745.8429 | 0 | 0 | 0 | 0 | 148983.3894 | 0 | 0 | 0 | 0 | 0 | 0 | 0 | 74821.3571 | 0 | 0 | 0 | 0 | 0 | 0
2016-06-08 16:00 | 0 | 0 | 0 | 0 | 0 | 756953.4603 | 502863 | 0 | 0 | 0 | 844171.2579 | 0 | 0 | 0 | 0 | 0 | 0 | 187724.7197 | 0 | 0 | 0 | 9571707.5559 | 0 | 0 | 0 | 0 | 148983.3894 | 0 | 0 | 0 | 0 | 0 | 0 | 0 | 105107.0709 | 0 | 0 | 0 | 0 | 0 | 0
2016-06-08 17:00 | 0 | 0 | 0 | 0 | 0 | 769546.7138 | 519109 | 0 | 0 | 0 | 993154.6472 | 0 | 0 | 0 | 0 | 0 | 0 | 289179.0441 | 0 | 0 | 0 | 9571669.269 | 0 | 0 | 0 | 0 | 148983.3894 | 0 | 0 | 0 | 0 | 0 | 0 | 0 | 101454.3244 | 0 | 0 | 0 | 0 | 0 | 0
2016-06-08 18:00 | 0 | 0 | 0 | 0 | 0 | 767237.6659 | 532051 | 0 | 0 | 0 | 1142138.0366 | 0 | 0 | 0 | 0 | 0 | 0 | 375382.3207 | 0 | 0 | 0 | 9571630.9824 | 0 | 0 | 0 | 0 | 148983.3894 | 0 | 0 | 0 | 0 | 0 | 0 | 0 | 86203.2766 | 0 | 0 | 0 | 0 | 0 | 0
2016-06-08 19:00 | 0 | 0 | 0 | 0 | 0 | 756243.736 | 543040 | 0 | 0 | 0 | 1284827.584 | 0 | 0 | 0 | 0 | 0 | 0 | 445896.5093 | 0 | 0 | 0 | 9571592.6958 | 0 | 0 | 0 | 0 | 142689.5474 | 0 | 0 | 0 | 0 | 0 | 0 | 0 | 70514.1886 | 0 | 0 | 0 | 0 | 0 | 0
2016-06-08 20:00 | 0 | 0 | 0 | 0 | 0 | 746204.2363 | 551323 | 0 | 0 | 0 | 1433810.9734 | 0 | 0 | 0 | 0 | 0 | 0 | 491794.3563 | 0 | 0 | 0 | 9571554.4095 | 0 | 0 | 0 | 0 | 148983.3894 | 0 | 0 | 0 | 0 | 0 | 0 | 0 | 45897.847 | 0 | 0 | 0 | 0 | 0 | 0
2016-06-08 21:00 | 0 | 0 | 0 | 0 | 0 | 726753.76 | 555836 | 0 | 0 | 0 | 1582794.3628 | 0 | 0 | 0 | 0 | 0 | 0 | 513728.7269 | 0 | 0 | 0 | 9571516.1233 | 0 | 0 | 0 | 0 | 148983.3894 | 0 | 0 | 0 | 0 | 0 | 0 | 0 | 21934.3706 | 0 | 0 | 0 | 0 | 0 | 0
2016-06-08 22:00 | 0 | 0 | 0 | 0 | 0 | 690748.3796 | 553751 | 0 | 0 | 0 | 1719791.7424 | 0 | 0 | 0 | 0 | 0 | 0 | 513728.7269 | 0 | 0 | 0 | 9571477.8372 | 0 | 0 | 0 | 0 | 136997.3796 | 0 | 0 | 0 | 0 | 0 | 0 | 0 | 0 | 0 | 0 | 0 | 0 | 0 | 0
2016-06-08 23:00 | 0 | 0 | 0 | 0 | 0 | 611402.6317 | 543784 | 0 | 0 | 0 | 1787410.3741 | 0 | 0 | 0 | 0 | 0 | 0 | 513728.7269 | 0 | 0 | 0 | 9571439.5513 | 0 | 0 | 0 | 0 | 67618.6317 | 0 | 0 | 0 | 0 | 0 | 0 | 0 | 0 | 0 | 0 | 0 | 0 | 0 | 0
2016-06-09 | 0 | 0 | 0 | 0 | 0 | 480822.3405 | 530422 | 0 | 0 | 0 | 1737810.7147 | 0 | 0 | 0 | 0 | 0 | 0 | 513728.7269 | 0 | 0 | 0 | 9571401.2655 | 0 | 0 | 0 | 0 | -49599.6595 | 0 | 0 | 0 | 0 | 0 | 0 | 0 | 0 | 0 | 0 | 0 | 0 | 0 | 0
2016-06-09 01:00 | 0 | 0 | 0 | 0 | 0 | 262067.2331 | 517442 | 0 | 0 | 0 | 1613874.1673 | 0 | 0 | 0 | 0 | 0 | 0 | 382290.5074 | 0 | 0 | 0 | 9571362.9799 | 0 | 0 | 0 | 0 | -123936.5474 | 0 | 0 | 0 | 0 | 0 | 0 | 0 | -131438.2195 | 0 | 0 | 0 | 0 | 0 | 0
2016-06-09 02:00 | 0 | 0 | 0 | 0 | 179575.3215 | 34406.0696 | 494403 | 0 | 0 | 0 | 1464890.7779 | 0 | 0 | 0 | 0 | 0 | 0 | 250852.2879 | 0 | 0 | 0 | 9571324.6945 | 0 | 0 | 0 | 0 | -148983.3894 | 0 | 0 | 0 | 0 | 0 | 0 | 0 | -131438.2195 | 0 | 0 | 0 | 0 | 0 | 0
2016-06-09 03:00 | 0 | 0 | 0 | 0 | 193106.0716 | 1.4706 | 461505 | 0 | 0 | 0 | 1315907.3885 | 0 | 0 | 0 | 0 | 0 | 0 | 131438.2195 | 0 | 0 | 0 | 9571286.4092 | 0 | 0 | 0 | 0 | -148983.3894 | 0 | 0 | 0 | 0 | 0 | 0 | 0 | -119414.0684 | 0 | 0 | 0 | 0 | 0 | 0
2016-06-09 04:00 | 0 | 0 | 0 | 0 | 411939.8301 | 0 | 429485 | 0 | 0 | 0 | 1166923.9992 | 0 | 0 | 0 | 0 | 0 | 0 | 262876.439 | 0 | 0 | 0 | 9571248.124 | 0 | 0 | 0 | 0 | -148983.3894 | 0 | 0 | 0 | 0 | 0 | 0 | 0 | 131438.2195 | 0 | 0 | 0 | 0 | 0 | 0
2016-06-09 05:00 | 0 | 0 | 0 | 0 | 122427.3911 | 0 | 402849 | 0 | 0 | 0 | 1017940.6098 | 0 | 0 | 0 | 0 | 0 | 0 | 131438.2195 | 0 | 0 | 0 | 9571209.839 | 0 | 0 | 0 | 0 | -148983.3894 | 0 | 0 | 0 | 0 | 0 | 0 | 0 | -131438.2195 | 0 | 0 | 0 | 0 | 0 | 0
2016-06-09 06:00 | 0 | 0 | 0 | 0 | 102056.3911 | 0 | 382478 | 0 | 0 | 0 | 868957.2204 | 0 | 0 | 0 | 0 | 0 | 0 | 0 | 0 | 0 | 0 | 9571171.5542 | 0 | 0 | 0 | 0 | -148983.3894 | 0 | 0 | 0 | 0 | 0 | 0 | 0 | -131438.2195 | 0 | 0 | 0 | 0 | 0 | 0
2016-06-09 07:00 | 0 | 0 | 0 | 0 | 612474.2277 | 0 | 368821 | 0 | 0 | 0 | 981172.2286 | 0 | 0 | 0 | 0 | 0 | 0 | 131438.2195 | 0 | 0 | 0 | 9571133.2695 | 0 | 0 | 0 | 0 | 112215.0082 | 0 | 0 | 0 | 0 | 0 | 0 | 0 | 131438.2195 | 0 | 0 | 0 | 0 | 0 | 0
2016-06-09 08:00 | 0 | 0 | 0 | 0 | 82287.3911 | 0 | 362709 | 0 | 0 | 0 | 832188.8393 | 0 | 0 | 0 | 0 | 0 | 0 | 0 | 0 | 0 | 0 | 9571094.985 | 0 | 0 | 0 | 0 | -148983.3894 | 0 | 0 | 0 | 0 | 0 | 0 | 0 | -131438.2195 | 0 | 0 | 0 | 0 | 0 | 0
2016-06-09 09:00 | 0 | 0 | 0 | 0 | 349070.8301 | 0 | 366616 | 0 | 0 | 0 | 683205.4499 | 0 | 0 | 0 | 0 | 0 | 0 | 131438.2195 | 0 | 0 | 0 | 9571056.7006 | 0 | 0 | 0 | 0 | -148983.3894 | 0 | 0 | 0 | 0 | 0 | 0 | 0 | 131438.2195 | 0 | 0 | 0 | 0 | 0 | 0
2016-06-09 10:00 | 0 | 0 | 0 | 0 | 99893.3911 | 0 | 380315 | 0 | 0 | 0 | 534222.0605 | 0 | 0 | 0 | 0 | 0 | 0 | 0 | 0 | 0 | 0 | 9571018.4164 | 0 | 0 | 0 | 0 | -148983.3894 | 0 | 0 | 0 | 0 | 0 | 0 | 0 | -131438.2195 | 0 | 0 | 0 | 0 | 0 | 0
2016-06-09 11:00 | 0 | 0 | 0 | 0 | 408786.8712 | 7.1755 | 398304 | 0 | 0 | 0 | 544712.1072 | 0 | 0 | 0 | 0 | 0 | 0 | 0 | 0 | 0 | 0 | 9570980.1323 | 0 | 0 | 0 | 0 | 10490.0467 | 0 | 0 | 0 | 0 | 0 | 0 | 0 | 0 | 0 | 0 | 0 | 0 | 0 | 0
2016-06-09 12:00 | 0 | 0 | 0 | 0 | 156482.039 | 113854.5717 | 419320 | 0 | 0 | 0 | 395728.7179 | 0 | 0 | 0 | 0 | 0 | 0 | 0 | 0 | 0 | 0 | 9570941.8484 | 0 | 0 | 0 | 0 | -148983.3894 | 0 | 0 | 0 | 0 | 0 | 0 | 0 | 0 | 0 | 0 | 0 | 0 | 0 | 0
2016-06-09 13:00 | 0 | 0 | 0 | 0 | 0 | 429315.8117 | 441583 | 0 | 0 | 0 | 383461.5296 | 0 | 0 | 0 | 0 | 0 | 0 | 0 | 0 | 0 | 0 | 9570903.5646 | 0 | 0 | 0 | 0 | -12267.1883 | 0 | 0 | 0 | 0 | 0 | 0 | 0 | 0 | 0 | 0 | 0 | 0 | 0 | 0
2016-06-09 14:00 | 0 | 0 | 0 | 0 | 0 | 632397.7139 | 464597 | 0 | 0 | 0 | 532444.9189 | 0 | 0 | 0 | 0 | 0 | 0 | 0 | 0 | 0 | 0 | 9585919.1406 | 0 | 0 | 0 | 0 | 148983.3894 | 0 | 0 | 0 | 0 | 0 | 0 | 0 | 0 | 0 | 0 | 0 | 18817.3245 | 0 | 0
2016-06-09 15:00 | 0 | 0 | 0 | 0 | 0 | 653679.7139 | 485879 | 0 | 0 | 0 | 681428.3083 | 0 | 0 | 0 | 0 | 0 | 0 | 0 | 0 | 0 | 0 | 9600934.6565 | 0 | 0 | 0 | 0 | 148983.3894 | 0 | 0 | 0 | 0 | 0 | 0 | 0 | 0 | 0 | 0 | 0 | 18817.3245 | 0 | 0
2016-06-09 16:00 | 0 | 0 | 0 | 0 | 0 | 798466.3127 | 505989 | 0 | 0 | 0 | 830411.6977 | 0 | 0 | 0 | 0 | 0 | 0 | 124676.5988 | 0 | 0 | 0 | 9615950.1123 | 0 | 0 | 0 | 0 | 148983.3894 | 0 | 0 | 0 | 0 | 0 | 0 | 0 | 124676.5988 | 0 | 0 | 0 | 18817.3245 | 0 | 0
2016-06-09 17:00 | 0 | 0 | 0 | 0 | 0 | 811922.3706 | 524767 | 0 | 0 | 0 | 979395.087 | 0 | 0 | 0 | 0 | 0 | 0 | 244031.2556 | 0 | 0 | 0 | 9630965.5081 | 0 | 0 | 0 | 0 | 148983.3894 | 0 | 0 | 0 | 0 | 0 | 0 | 0 | 119354.6567 | 0 | 0 | 0 | 18817.3245 | 0 | 0
2016-06-09 18:00 | 0 | 0 | 0 | 0 | 0 | 767497.5132 | 539999 | 0 | 0 | 0 | 1128378.4764 | 0 | 0 | 0 | 0 | 0 | 0 | 303729.0549 | 0 | 0 | 0 | 9645980.8438 | 0 | 0 | 0 | 0 | 148983.3894 | 0 | 0 | 0 | 0 | 0 | 0 | 0 | 59697.7993 | 0 | 0 | 0 | 18817.3245 | 0 | 0
2016-06-09 19:00 | 0 | 0 | 0 | 0 | 0 | 801747.0533 | 552774 | 0 | 0 | 0 | 1277361.8658 | 0 | 0 | 0 | 0 | 0 | 0 | 384901.3943 | 0 | 0 | 0 | 9660996.1195 | 0 | 0 | 0 | 0 | 148983.3894 | 0 | 0 | 0 | 0 | 0 | 0 | 0 | 81172.3394 | 0 | 0 | 0 | 18817.3245 | 0 | 0
2016-06-09 20:00 | 0 | 0 | 0 | 0 | 0 | 795686.1271 | 560594 | 0 | 0 | 0 | 1426345.2552 | 0 | 0 | 0 | 0 | 0 | 0 | 452192.8076 | 0 | 0 | 0 | 9676011.3351 | 0 | 0 | 0 | 0 | 148983.3894 | 0 | 0 | 0 | 0 | 0 | 0 | 0 | 67291.4133 | 0 | 0 | 0 | 18817.3245 | 0 | 0
2016-06-09 21:00 | 0 | 0 | 0 | 0 | 0 | 780910.3922 | 566846 | 0 | 0 | 0 | 1575328.6445 | 0 | 0 | 0 | 0 | 0 | 0 | 498456.486 | 0 | 0 | 0 | 9691026.4906 | 0 | 0 | 0 | 0 | 148983.3894 | 0 | 0 | 0 | 0 | 0 | 0 | 0 | 46263.6784 | 0 | 0 | 0 | 18817.3245 | 0 | 0
2016-06-09 22:00 | 0 | 0 | 0 | 0 | 0 | 747443.9548 | 564371 | 0 | 0 | 0 | 1724312.0339 | 0 | 0 | 0 | 0 | 0 | 0 | 513728.7269 | 0 | 0 | 0 | 9706041.5861 | 0 | 0 | 0 | 0 | 148983.3894 | 0 | 0 | 0 | 0 | 0 | 0 | 0 | 15272.241 | 0 | 0 | 0 | 18817.3245 | 0 | 0
2016-06-09 23:00 | 0 | 0 | 0 | 0 | 0 | 669523.2132 | 554318 | 0 | 0 | 0 | 1873295.4233 | 0 | 0 | 0 | 0 | 0 | 0 | 479950.5507 | 0 | 0 | 0 | 9706002.762 | 0 | 0 | 0 | 0 | 148983.3894 | 0 | 0 | 0 | 0 | 0 | 0 | 0 | -33778.1762 | 0 | 0 | 0 | 0 | 0 | 0
2016-06-10 | 0 | 0 | 0 | 0 | 0 | 532499.7638 | 540316 | 0 | 0 | 0 | 1996917.4066 | 0 | 0 | 0 | 0 | 0 | 0 | 348512.3312 | 0 | 0 | 0 | 9705963.9379 | 0 | 0 | 0 | 0 | 123621.9833 | 0 | 0 | 0 | 0 | 0 | 0 | 0 | -131438.2195 | 0 | 0 | 0 | 0 | 0 | 0
2016-06-10 01:00 | 0 | 0 | 0 | 0 | 0 | 309115.2181 | 530398 | 0 | 0 | 0 | 1847934.0172 | 0 | 0 | 0 | 0 | 0 | 0 | 276212.9387 | 0 | 0 | 0 | 9705925.1141 | 0 | 0 | 0 | 0 | -148983.3894 | 0 | 0 | 0 | 0 | 0 | 0 | 0 | -72299.3926 | 0 | 0 | 0 | 0 | 0 | 0
2016-06-10 02:00 | 0 | 0 | 0 | 0 | 173207.6277 | 51793.7635 | 505423 | 0 | 0 | 0 | 1698950.6278 | 0 | 0 | 0 | 0 | 0 | 0 | 144774.7192 | 0 | 0 | 0 | 9705886.2904 | 0 | 0 | 0 | 0 | -148983.3894 | 0 | 0 | 0 | 0 | 0 | 0 | 0 | -131438.2195 | 0 | 0 | 0 | 0 | 0 | 0
2016-06-10 03:00 | 0 | 0 | 0 | 0 | 310776.0876 | 2.0233 | 473098 | 0 | 0 | 0 | 1549967.2385 | 0 | 0 | 0 | 0 | 0 | 0 | 131438.2195 | 0 | 0 | 0 | 9705847.4668 | 0 | 0 | 0 | 0 | -148983.3894 | 0 | 0 | 0 | 0 | 0 | 0 | 0 | -13336.4996 | 0 | 0 | 0 | 0 | 0 | 0
2016-06-10 04:00 | 0 | 0 | 0 | 0 | 420847.8301 | 0 | 438393 | 0 | 0 | 0 | 1400983.8491 | 0 | 0 | 0 | 0 | 0 | 0 | 262876.439 | 0 | 0 | 0 | 9705808.6435 | 0 | 0 | 0 | 0 | -148983.3894 | 0 | 0 | 0 | 0 | 0 | 0 | 0 | 131438.2195 | 0 | 0 | 0 | 0 | 0 | 0
2016-06-10 05:00 | 0 | 0 | 0 | 0 | 131090.3911 | 0 | 411512 | 0 | 0 | 0 | 1252000.4597 | 0 | 0 | 0 | 0 | 0 | 0 | 131438.2195 | 0 | 0 | 0 | 9705769.8202 | 0 | 0 | 0 | 0 | -148983.3894 | 0 | 0 | 0 | 0 | 0 | 0 | 0 | -131438.2195 | 0 | 0 | 0 | 0 | 0 | 0
2016-06-10 06:00 | 0 | 0 | 0 | 0 | 624295.0768 | 0 | 391226 | 0 | 0 | 0 | 1353631.317 | 0 | 0 | 0 | 0 | 0 | 0 | 262876.439 | 0 | 0 | 0 | 9705730.9971 | 0 | 0 | 0 | 0 | 101630.8573 | 0 | 0 | 0 | 0 | 0 | 0 | 0 | 131438.2195 | 0 | 0 | 0 | 0 | 0 | 0
2016-06-10 07:00 | 0 | 0 | 0 | 0 | 96463.3911 | 0 | 376885 | 0 | 0 | 0 | 1204647.9276 | 0 | 0 | 0 | 0 | 0 | 0 | 131438.2195 | 0 | 0 | 0 | 9705692.1742 | 0 | 0 | 0 | 0 | -148983.3894 | 0 | 0 | 0 | 0 | 0 | 0 | 0 | -131438.2195 | 0 | 0 | 0 | 0 | 0 | 0
2016-06-10 08:00 | 0 | 0 | 0 | 0 | 89124.3911 | 0 | 369546 | 0 | 0 | 0 | 1055664.5383 | 0 | 0 | 0 | 0 | 0 | 0 | 0 | 0 | 0 | 0 | 9705653.3514 | 0 | 0 | 0 | 0 | -148983.3894 | 0 | 0 | 0 | 0 | 0 | 0 | 0 | -131438.2195 | 0 | 0 | 0 | 0 | 0 | 0
2016-06-10 09:00 | 0 | 0 | 0 | 0 | 473499.0917 | 0 | 372398 | 0 | 0 | 0 | 1025327.4105 | 0 | 0 | 0 | 0 | 0 | 0 | 131438.2195 | 0 | 0 | 0 | 9705614.5288 | 0 | 0 | 0 | 0 | -30337.1278 | 0 | 0 | 0 | 0 | 0 | 0 | 0 | 131438.2195 | 0 | 0 | 0 | 0 | 0 | 0
2016-06-10 10:00 | 0 | 0 | 0 | 0 | 144216.773 | 0 | 383857 | 0 | 0 | 0 | 876344.0211 | 0 | 0 | 0 | 0 | 0 | 0 | 40781.3819 | 0 | 0 | 0 | 9705575.7064 | 0 | 0 | 0 | 0 | -148983.3894 | 0 | 0 | 0 | 0 | 0 | 0 | 0 | -90656.8376 | 0 | 0 | 0 | 0 | 0 | 0
2016-06-10 11:00 | 0 | 0 | 0 | 0 | 344412.4271 | 9.0211 | 402748 | 0 | 0 | 0 | 727360.6317 | 0 | 0 | 0 | 0 | 0 | 0 | 131438.2195 | 0 | 0 | 0 | 9705536.8841 | 0 | 0 | 0 | 0 | -148983.3894 | 0 | 0 | 0 | 0 | 0 | 0 | 0 | 90656.8376 | 0 | 0 | 0 | 0 | 0 | 0
2016-06-10 12:00 | 0 | 0 | 0 | 0 | 21480.2684 | 124927.1227 | 426829 | 0 | 0 | 0 | 578377.2424 | 0 | 0 | 0 | 0 | 0 | 0 | 0 | 0 | 0 | 0 | 9705498.0619 | 0 | 0 | 0 | 0 | -148983.3894 | 0 | 0 | 0 | 0 | 0 | 0 | 0 | -131438.2195 | 0 | 0 | 0 | 0 | 0 | 0
2016-06-10 13:00 | 0 | 0 | 0 | 0 | 0 | 422597.8245 | 454646 | 0 | 0 | 0 | 546329.0668 | 0 | 0 | 0 | 0 | 0 | 0 | 0 | 0 | 0 | 0 | 9705459.2399 | 0 | 0 | 0 | 0 | -32048.1755 | 0 | 0 | 0 | 0 | 0 | 0 | 0 | 0 | 0 | 0 | 0 | 0 | 0 | 0
2016-06-10 14:00 | 0 | 0 | 0 | 0 | 50083.9037 | 581200.4857 | 482301 | 0 | 0 | 0 | 695312.4562 | 0 | 0 | 0 | 0 | 0 | 0 | 0 | 0 | 0 | 0 | 9705420.4181 | 0 | 0 | 0 | 0 | 148983.3894 | 0 | 0 | 0 | 0 | 0 | 0 | 0 | 0 | 0 | 0 | 0 | 0 | 0 | 0
2016-06-10 15:00 | 0 | 0 | 0 | 0 | 116784.2173 | 672510.3915 | 508873 | 0 | 0 | 0 | 844295.8456 | 0 | 0 | 0 | 0 | 0 | 0 | 131438.2195 | 0 | 0 | 0 | 9705381.5964 | 0 | 0 | 0 | 0 | 148983.3894 | 0 | 0 | 0 | 0 | 0 | 0 | 0 | 131438.2195 | 0 | 0 | 0 | 0 | 0 | 0
2016-06-10 16:00 | 0 | 0 | 0 | 0 | 0 | 720488.4279 | 531905 | 0 | 0 | 0 | 993279.2349 | 0 | 0 | 0 | 0 | 0 | 0 | 171038.2581 | 0 | 0 | 0 | 9705342.7749 | 0 | 0 | 0 | 0 | 148983.3894 | 0 | 0 | 0 | 0 | 0 | 0 | 0 | 39600.0386 | 0 | 0 | 0 | 0 | 0 | 0
2016-06-10 17:00 | 0 | 0 | 0 | 0 | 0 | 734779.1697 | 551022 | 0 | 0 | 0 | 1142262.6243 | 0 | 0 | 0 | 0 | 0 | 0 | 205812.0384 | 0 | 0 | 0 | 9705303.9535 | 0 | 0 | 0 | 0 | 148983.3894 | 0 | 0 | 0 | 0 | 0 | 0 | 0 | 34773.7804 | 0 | 0 | 0 | 0 | 0 | 0
2016-06-10 18:00 | 0 | 0 | 0 | 0 | 114952.8234 | 732782.7855 | 567314 | 0 | 0 | 0 | 1291246.0137 | 0 | 0 | 0 | 0 | 0 | 0 | 337250.2579 | 0 | 0 | 0 | 9705265.1323 | 0 | 0 | 0 | 0 | 148983.3894 | 0 | 0 | 0 | 0 | 0 | 0 | 0 | 131438.2195 | 0 | 0 | 0 | 0 | 0 | 0
2016-06-10 19:00 | 0 | 0 | 0 | 0 | 0 | 723929.9858 | 579868 | 0 | 0 | 0 | 1303869.7799 | 0 | 0 | 0 | 0 | 0 | 0 | 468688.4774 | 0 | 0 | 0 | 9705226.3112 | 0 | 0 | 0 | 0 | 12623.7662 | 0 | 0 | 0 | 0 | 0 | 0 | 0 | 131438.2195 | 0 | 0 | 0 | 0 | 0 | 0
2016-06-10 20:00 | 0 | 0 | 0 | 0 | 0 | 707570.7863 | 589997 | 0 | 0 | 0 | 1452853.1693 | 0 | 0 | 0 | 0 | 0 | 0 | 437278.8743 | 0 | 0 | 0 | 9705187.4903 | 0 | 0 | 0 | 0 | 148983.3894 | 0 | 0 | 0 | 0 | 0 | 0 | 0 | -31409.6031 | 0 | 0 | 0 | 0 | 0 | 0
2016-06-10 21:00 | 0 | 0 | 0 | 0 | 0 | 674870.9448 | 593420 | 0 | 0 | 0 | 1601836.5587 | 0 | 0 | 0 | 0 | 0 | 0 | 369746.4298 | 0 | 0 | 0 | 9705148.6696 | 0 | 0 | 0 | 0 | 148983.3894 | 0 | 0 | 0 | 0 | 0 | 0 | 0 | -67532.4446 | 0 | 0 | 0 | 0 | 0 | 0
2016-06-10 22:00 | 0 | 0 | 0 | 0 | 0 | 621315.489 | 587600 | 0 | 0 | 0 | 1504113.8282 | 0 | 0 | 0 | 0 | 0 | 0 | 501184.6493 | 0 | 0 | 0 | 9705109.849 | 0 | 0 | 0 | 0 | -97722.7305 | 0 | 0 | 0 | 0 | 0 | 0 | 0 | 131438.2195 | 0 | 0 | 0 | 0 | 0 | 0
2016-06-10 23:00 | 0 | 0 | 0 | 0 | 60797.5338 | 530435.6361 | 573688 | 0 | 0 | 0 | 1653097.2175 | 0 | 0 | 0 | 0 | 0 | 0 | 369746.4298 | 0 | 0 | 0 | 9705071.0286 | 0 | 0 | 0 | 0 | 148983.3894 | 0 | 0 | 0 | 0 | 0 | 0 | 0 | -131438.2195 | 0 | 0 | 0 | 0 | 0 | 0
2016-06-11 | 0 | 0 | 0 | 0 | 0 | 399823.6515 | 556480 | 0 | 0 | 0 | 1627879.0885 | 0 | 0 | 0 | 0 | 0 | 0 | 238308.2103 | 0 | 0 | 0 | 9705032.2083 | 0 | 0 | 0 | 0 | -25218.129 | 0 | 0 | 0 | 0 | 0 | 0 | 0 | -131438.2195 | 0 | 0 | 0 | 0 | 0 | 0
2016-06-11 01:00 | 0 | 0 | 0 | 0 | 49162.5364 | 211151.8547 | 540736 | 0 | 0 | 0 | 1478895.6991 | 0 | 0 | 0 | 0 | 0 | 0 | 106869.9908 | 0 | 0 | 0 | 9704993.3881 | 0 | 0 | 0 | 0 | -148983.3894 | 0 | 0 | 0 | 0 | 0 | 0 | 0 | -131438.2195 | 0 | 0 | 0 | 0 | 0 | 0
2016-06-11 02:00 | 0 | 0 | 0 | 0 | 467965.4032 | 32128.427 | 517639 | 0 | 0 | 0 | 1329912.3097 | 0 | 0 | 0 | 0 | 0 | 0 | 238308.2103 | 0 | 0 | 0 | 9704954.5682 | 0 | 0 | 0 | 0 | -148983.3894 | 0 | 0 | 0 | 0 | 0 | 0 | 0 | 131438.2195 | 0 | 0 | 0 | 0 | 0 | 0
2016-06-11 03:00 | 0 | 0 | 0 | 0 | 230784.0339 | 2.5859 | 486640 | 0 | 0 | 0 | 1180928.9204 | 0 | 0 | 0 | 0 | 0 | 0 | 131438.2195 | 0 | 0 | 0 | 9704915.7483 | 0 | 0 | 0 | 0 | -148983.3894 | 0 | 0 | 0 | 0 | 0 | 0 | 0 | -106869.9908 | 0 | 0 | 0 | 0 | 0 | 0
2016-06-11 04:00 | 0 | 0 | 0 | 0 | 673730.4704 | 0 | 455231 | 0 | 0 | 0 | 1267990.1713 | 0 | 0 | 0 | 0 | 0 | 0 | 262876.439 | 0 | 0 | 0 | 9704876.9287 | 0 | 0 | 0 | 0 | 87061.2509 | 0 | 0 | 0 | 0 | 0 | 0 | 0 | 131438.2195 | 0 | 0 | 0 | 0 | 0 | 0
2016-06-11 05:00 | 0 | 0 | 0 | 0 | 146031.3911 | 0 | 426453 | 0 | 0 | 0 | 1119006.7819 | 0 | 0 | 0 | 0 | 0 | 0 | 131438.2195 | 0 | 0 | 0 | 9704838.1092 | 0 | 0 | 0 | 0 | -148983.3894 | 0 | 0 | 0 | 0 | 0 | 0 | 0 | -131438.2195 | 0 | 0 | 0 | 0 | 0 | 0
2016-06-11 06:00 | 0 | 0 | 0 | 0 | 125267.3911 | 0 | 405689 | 0 | 0 | 0 | 970023.3925 | 0 | 0 | 0 | 0 | 0 | 0 | 0 | 0 | 0 | 0 | 9704799.2898 | 0 | 0 | 0 | 0 | -148983.3894 | 0 | 0 | 0 | 0 | 0 | 0 | 0 | -131438.2195 | 0 | 0 | 0 | 0 | 0 | 0
2016-06-11 07:00 | 0 | 0 | 0 | 0 | 370699.8301 | 0 | 388245 | 0 | 0 | 0 | 821040.0031 | 0 | 0 | 0 | 0 | 0 | 0 | 131438.2195 | 0 | 0 | 0 | 9704760.4706 | 0 | 0 | 0 | 0 | -148983.3894 | 0 | 0 | 0 | 0 | 0 | 0 | 0 | 131438.2195 | 0 | 0 | 0 | 0 | 0 | 0
2016-06-11 08:00 | 0 | 0 | 0 | 0 | 542281.6713 | 0 | 375972 | 0 | 0 | 0 | 970023.3925 | 0 | 0 | 0 | 0 | 0 | 0 | 148764.5014 | 0 | 0 | 0 | 9704721.6516 | 0 | 0 | 0 | 0 | 148983.3894 | 0 | 0 | 0 | 0 | 0 | 0 | 0 | 17326.2819 | 0 | 0 | 0 | 0 | 0 | 0
2016-06-11 09:00 | 0 | 0 | 0 | 0 | 91634.3911 | 0 | 372056 | 0 | 0 | 0 | 821040.0031 | 0 | 0 | 0 | 0 | 0 | 0 | 17326.2819 | 0 | 0 | 0 | 9704682.8327 | 0 | 0 | 0 | 0 | -148983.3894 | 0 | 0 | 0 | 0 | 0 | 0 | 0 | -131438.2195 | 0 | 0 | 0 | 0 | 0 | 0
2016-06-11 10:00 | 0 | 0 | 0 | 0 | 322111.4019 | 0 | 372473 | 0 | 0 | 0 | 672056.6138 | 0 | 0 | 0 | 0 | 0 | 0 | 115948.0732 | 0 | 0 | 0 | 9704644.014 | 0 | 0 | 0 | 0 | -148983.3894 | 0 | 0 | 0 | 0 | 0 | 0 | 0 | 98621.7913 | 0 | 0 | 0 | 0 | 0 | 0
2016-06-11 11:00 | 0 | 0 | 0 | 0 | 384789.7586 | 7.9256 | 382390 | 0 | 0 | 0 | 543026.0784 | 0 | 0 | 0 | 0 | 0 | 0 | 247386.2927 | 0 | 0 | 0 | 9704605.1954 | 0 | 0 | 0 | 0 | -129030.5353 | 0 | 0 | 0 | 0 | 0 | 0 | 0 | 131438.2195 | 0 | 0 | 0 | 0 | 0 | 0
2016-06-11 12:00 | 0 | 0 | 0 | 0 | 254809.9386 | 90923.9489 | 405494 | 0 | 0 | 0 | 614704.1854 | 0 | 0 | 0 | 0 | 0 | 0 | 115948.0732 | 0 | 0 | 0 | 9704566.377 | 0 | 0 | 0 | 0 | 71678.107 | 0 | 0 | 0 | 0 | 0 | 0 | 0 | -131438.2195 | 0 | 0 | 0 | 0 | 0 | 0
2016-06-11 13:00 | 0 | 0 | 0 | 0 | 0 | 304583.7569 | 438077 | 0 | 0 | 0 | 465720.7961 | 0 | 0 | 0 | 0 | 0 | 0 | 131438.2195 | 0 | 0 | 0 | 9704527.5587 | 0 | 0 | 0 | 0 | -148983.3894 | 0 | 0 | 0 | 0 | 0 | 0 | 0 | 15490.1463 | 0 | 0 | 0 | 0 | 0 | 0
2016-06-11 14:00 | 0 | 0 | 0 | 0 | 0 | 480166.9218 | 473340 | 0 | 0 | 0 | 603985.9374 | 0 | 0 | 0 | 0 | 0 | 0 | 0 | 0 | 0 | 0 | 9704488.7406 | 0 | 0 | 0 | 0 | 138265.1413 | 0 | 0 | 0 | 0 | 0 | 0 | 0 | -131438.2195 | 0 | 0 | 0 | 0 | 0 | 0
2016-06-11 15:00 | 0 | 0 | 0 | 0 | 0 | 592095.8571 | 506666 | 0 | 0 | 0 | 557977.575 | 0 | 0 | 0 | 0 | 0 | 0 | 131438.2195 | 0 | 0 | 0 | 9704449.9226 | 0 | 0 | 0 | 0 | -46008.3624 | 0 | 0 | 0 | 0 | 0 | 0 | 0 | 131438.2195 | 0 | 0 | 0 | 0 | 0 | 0
2016-06-11 16:00 | 0 | 0 | 0 | 0 | 0 | 653695.5526 | 534752 | 0 | 0 | 0 | 706960.9644 | 0 | 0 | 0 | 0 | 0 | 0 | 101398.3827 | 0 | 0 | 0 | 9704411.1048 | 0 | 0 | 0 | 0 | 148983.3894 | 0 | 0 | 0 | 0 | 0 | 0 | 0 | -30039.8368 | 0 | 0 | 0 | 0 | 0 | 0
2016-06-11 17:00 | 0 | 0 | 0 | 0 | 0 | 674121.1752 | 555285 | 0 | 0 | 0 | 694358.92 | 0 | 0 | 0 | 0 | 0 | 0 | 232836.6022 | 0 | 0 | 0 | 9704372.2872 | 0 | 0 | 0 | 0 | -12602.0443 | 0 | 0 | 0 | 0 | 0 | 0 | 0 | 131438.2195 | 0 | 0 | 0 | 0 | 0 | 0
2016-06-11 18:00 | 0 | 0 | 0 | 0 | 0 | 668453.4071 | 571006 | 0 | 0 | 0 | 843342.3094 | 0 | 0 | 0 | 0 | 0 | 0 | 181300.6199 | 0 | 0 | 0 | 9704333.4697 | 0 | 0 | 0 | 0 | 148983.3894 | 0 | 0 | 0 | 0 | 0 | 0 | 0 | -51535.9823 | 0 | 0 | 0 | 0 | 0 | 0
2016-06-11 19:00 | 0 | 0 | 0 | 0 | 0 | 655247.3099 | 582511 | 0 | 0 | 0 | 902495.6579 | 0 | 0 | 0 | 0 | 0 | 0 | 194883.5813 | 0 | 0 | 0 | 9704294.6524 | 0 | 0 | 0 | 0 | 59153.3485 | 0 | 0 | 0 | 0 | 0 | 0 | 0 | 13582.9614 | 0 | 0 | 0 | 0 | 0 | 0
2016-06-11 20:00 | 0 | 0 | 0 | 0 | 0 | 632635.0615 | 590597 | 0 | 0 | 0 | 813095.4999 | 0 | 0 | 0 | 0 | 0 | 0 | 326321.8008 | 0 | 0 | 0 | 9704255.8352 | 0 | 0 | 0 | 0 | -89400.158 | 0 | 0 | 0 | 0 | 0 | 0 | 0 | 131438.2195 | 0 | 0 | 0 | 0 | 0 | 0
2016-06-11 21:00 | 0 | 0 | 0 | 0 | 15500.0261 | 597094.1437 | 595049 | 0 | 0 | 0 | 962078.8893 | 0 | 0 | 0 | 0 | 0 | 0 | 194883.5813 | 0 | 0 | 0 | 9704217.0182 | 0 | 0 | 0 | 0 | 148983.3894 | 0 | 0 | 0 | 0 | 0 | 0 | 0 | -131438.2195 | 0 | 0 | 0 | 0 | 0 | 0
2016-06-11 22:00 | 0 | 0 | 0 | 0 | 329428.9964 | 542821.6125 | 591829 | 0 | 0 | 0 | 1111062.2786 | 0 | 0 | 0 | 0 | 0 | 0 | 326321.8008 | 0 | 0 | 0 | 9704178.2013 | 0 | 0 | 0 | 0 | 148983.3894 | 0 | 0 | 0 | 0 | 0 | 0 | 0 | 131438.2195 | 0 | 0 | 0 | 0 | 0 | 0
2016-06-11 23:00 | 0 | 0 | 0 | 0 | 132855.4038 | 465592.766 | 580903 | 0 | 0 | 0 | 1260045.668 | 0 | 0 | 0 | 0 | 0 | 0 | 194883.5813 | 0 | 0 | 0 | 9704139.3846 | 0 | 0 | 0 | 0 | 148983.3894 | 0 | 0 | 0 | 0 | 0 | 0 | 0 | -131438.2195 | 0 | 0 | 0 | 0 | 0 | 0
2016-06-12 | 0 | 0 | 0 | 0 | 0 | 354083.2488 | 566512 | 0 | 0 | 0 | 1111062.2786 | 0 | 0 | 0 | 0 | 0 | 0 | 131438.2195 | 0 | 0 | 0 | 9704100.568 | 0 | 0 | 0 | 0 | -148983.3894 | 0 | 0 | 0 | 0 | 0 | 0 | 0 | -63445.3618 | 0 | 0 | 0 | 0 | 0 | 0
2016-06-12 01:00 | 0 | 0 | 0 | 0 | 334652.9665 | 200642.8637 | 552841 | 0 | 0 | 0 | 962078.8893 | 0 | 0 | 0 | 0 | 0 | 0 | 262876.439 | 0 | 0 | 0 | 9704061.7516 | 0 | 0 | 0 | 0 | -148983.3894 | 0 | 0 | 0 | 0 | 0 | 0 | 0 | 131438.2195 | 0 | 0 | 0 | 0 | 0 | 0
2016-06-12 02:00 | 0 | 0 | 0 | 0 | 226427.5002 | 24450.8909 | 531300 | 0 | 0 | 0 | 813095.4999 | 0 | 0 | 0 | 0 | 0 | 0 | 131438.2195 | 0 | 0 | 0 | 9704022.9354 | 0 | 0 | 0 | 0 | -148983.3894 | 0 | 0 | 0 | 0 | 0 | 0 | 0 | -131438.2195 | 0 | 0 | 0 | 0 | 0 | 0
2016-06-12 03:00 | 0 | 0 | 0 | 0 | 220819.8119 | 1.5792 | 501243 | 0 | 0 | 0 | 664112.1105 | 0 | 0 | 0 | 0 | 0 | 0 | 0 | 0 | 0 | 0 | 9703984.1193 | 0 | 0 | 0 | 0 | -148983.3894 | 0 | 0 | 0 | 0 | 0 | 0 | 0 | -131438.2195 | 0 | 0 | 0 | 0 | 0 | 0
2016-06-12 04:00 | 0 | 0 | 0 | 0 | 718159.1358 | 0 | 470687 | 0 | 0 | 0 | 780146.0268 | 0 | 0 | 0 | 0 | 0 | 0 | 131438.2195 | 0 | 0 | 0 | 9703945.3034 | 0 | 0 | 0 | 0 | 116033.9163 | 0 | 0 | 0 | 0 | 0 | 0 | 0 | 131438.2195 | 0 | 0 | 0 | 0 | 0 | 0
2016-06-12 05:00 | 0 | 0 | 0 | 0 | 228311.0592 | 0 | 442054 | 0 | 0 | 0 | 631162.6374 | 0 | 0 | 0 | 0 | 0 | 0 | 66678.6681 | 0 | 0 | 0 | 9703906.4876 | 0 | 0 | 0 | 0 | -148983.3894 | 0 | 0 | 0 | 0 | 0 | 0 | 0 | -64759.5514 | 0 | 0 | 0 | 0 | 0 | 0
2016-06-12 06:00 | 0 | 0 | 0 | 0 | 400665.8301 | 0 | 418211 | 0 | 0 | 0 | 482179.2481 | 0 | 0 | 0 | 0 | 0 | 0 | 198116.8876 | 0 | 0 | 0 | 9703867.6719 | 0 | 0 | 0 | 0 | -148983.3894 | 0 | 0 | 0 | 0 | 0 | 0 | 0 | 131438.2195 | 0 | 0 | 0 | 0 | 0 | 0
2016-06-12 07:00 | 0 | 0 | 0 | 0 | 120006.3911 | 0 | 400428 | 0 | 0 | 0 | 333195.8587 | 0 | 0 | 0 | 0 | 0 | 0 | 66678.6681 | 0 | 0 | 0 | 9703828.8565 | 0 | 0 | 0 | 0 | -148983.3894 | 0 | 0 | 0 | 0 | 0 | 0 | 0 | -131438.2195 | 0 | 0 | 0 | 0 | 0 | 0
2016-06-12 08:00 | 0 | 0 | 0 | 0 | 601309.9408 | 0 | 387567 | 0 | 0 | 0 | 482179.2481 | 0 | 0 | 0 | 0 | 0 | 0 | 131438.2195 | 0 | 0 | 0 | 9703790.0412 | 0 | 0 | 0 | 0 | 148983.3894 | 0 | 0 | 0 | 0 | 0 | 0 | 0 | 64759.5514 | 0 | 0 | 0 | 0 | 0 | 0
2016-06-12 09:00 | 0 | 0 | 0 | 0 | 99598.3911 | 0 | 380020 | 0 | 0 | 0 | 333195.8587 | 0 | 0 | 0 | 0 | 0 | 0 | 0 | 0 | 0 | 0 | 9703751.226 | 0 | 0 | 0 | 0 | -148983.3894 | 0 | 0 | 0 | 0 | 0 | 0 | 0 | -131438.2195 | 0 | 0 | 0 | 0 | 0 | 0
2016-06-12 10:00 | 0 | 0 | 0 | 0 | 472419.1396 | 0 | 376210 | 0 | 0 | 0 | 297966.7787 | 0 | 0 | 0 | 0 | 0 | 0 | 131438.2195 | 0 | 0 | 0 | 9703712.411 | 0 | 0 | 0 | 0 | -35229.0799 | 0 | 0 | 0 | 0 | 0 | 0 | 0 | 131438.2195 | 0 | 0 | 0 | 0 | 0 | 0
2016-06-12 11:00 | 0 | 0 | 0 | 0 | 103598.6701 | 3.721 | 384024 | 0 | 0 | 0 | 148983.3894 | 0 | 0 | 0 | 0 | 0 | 0 | 0 | 0 | 0 | 0 | 9703673.5961 | 0 | 0 | 0 | 0 | -148983.3894 | 0 | 0 | 0 | 0 | 0 | 0 | 0 | -131438.2195 | 0 | 0 | 0 | 0 | 0 | 0
2016-06-12 12:00 | 0 | 0 | 0 | 0 | 156354.1494 | 102620.4612 | 407958 | 0 | 0 | 0 | 0 | 0 | 0 | 0 | 0 | 0 | 0 | 0 | 0 | 0 | 0 | 9703634.7815 | 0 | 0 | 0 | 0 | -148983.3894 | 0 | 0 | 0 | 0 | 0 | 0 | 0 | 0 | 0 | 0 | 0 | 0 | 0 | 0
2016-06-12 13:00 | 0 | 0 | 0 | 0 | 178272.5775 | 408388.8119 | 437678 | 0 | 0 | 0 | 148983.3894 | 0 | 0 | 0 | 0 | 0 | 0 | 0 | 0 | 0 | 0 | 9703595.9669 | 0 | 0 | 0 | 0 | 148983.3894 | 0 | 0 | 0 | 0 | 0 | 0 | 0 | 0 | 0 | 0 | 0 | 0 | 0 | 0
2016-06-12 14:00 | 0 | 0 | 0 | 0 | 12670.9412 | 604324.4481 | 468012 | 0 | 0 | 0 | 297966.7787 | 0 | 0 | 0 | 0 | 0 | 0 | 0 | 0 | 0 | 0 | 9703557.1525 | 0 | 0 | 0 | 0 | 148983.3894 | 0 | 0 | 0 | 0 | 0 | 0 | 0 | 0 | 0 | 0 | 0 | 0 | 0 | 0
2016-06-12 15:00 | 0 | 0 | 0 | 0 | 0 | 709850.395 | 494687 | 0 | 0 | 0 | 446950.1681 | 0 | 0 | 0 | 0 | 0 | 0 | 66180.0056 | 0 | 0 | 0 | 9703518.3383 | 0 | 0 | 0 | 0 | 148983.3894 | 0 | 0 | 0 | 0 | 0 | 0 | 0 | 66180.0056 | 0 | 0 | 0 | 0 | 0 | 0
2016-06-12 16:00 | 0 | 0 | 0 | 0 | 0 | 764539.6548 | 517422 | 0 | 0 | 0 | 595933.5575 | 0 | 0 | 0 | 0 | 0 | 0 | 164314.271 | 0 | 0 | 0 | 9703479.5242 | 0 | 0 | 0 | 0 | 148983.3894 | 0 | 0 | 0 | 0 | 0 | 0 | 0 | 98134.2654 | 0 | 0 | 0 | 0 | 0 | 0
2016-06-12 17:00 | 0 | 0 | 0 | 0 | 0 | 775856.0284 | 534487 | 0 | 0 | 0 | 744916.9469 | 0 | 0 | 0 | 0 | 0 | 0 | 256699.9101 | 0 | 0 | 0 | 9703440.7103 | 0 | 0 | 0 | 0 | 148983.3894 | 0 | 0 | 0 | 0 | 0 | 0 | 0 | 92385.639 | 0 | 0 | 0 | 0 | 0 | 0
2016-06-12 18:00 | 0 | 0 | 0 | 0 | 0 | 770417.5908 | 545621 | 0 | 0 | 0 | 893900.3362 | 0 | 0 | 0 | 0 | 0 | 0 | 332513.1115 | 0 | 0 | 0 | 9703401.8965 | 0 | 0 | 0 | 0 | 148983.3894 | 0 | 0 | 0 | 0 | 0 | 0 | 0 | 75813.2015 | 0 | 0 | 0 | 0 | 0 | 0
2016-06-12 19:00 | 0 | 0 | 0 | 0 | 0 | 761008.6129 | 552724 | 0 | 0 | 0 | 994025.7383 | 0 | 0 | 0 | 0 | 0 | 0 | 440672.3224 | 0 | 0 | 0 | 9703363.0829 | 0 | 0 | 0 | 0 | 100125.402 | 0 | 0 | 0 | 0 | 0 | 0 | 0 | 108159.2109 | 0 | 0 | 0 | 0 | 0 | 0
2016-06-12 20:00 | 0 | 0 | 0 | 0 | 0 | 751981.4909 | 556947 | 0 | 0 | 0 | 1143009.1276 | 0 | 0 | 0 | 0 | 0 | 0 | 486723.4239 | 0 | 0 | 0 | 9703324.2695 | 0 | 0 | 0 | 0 | 148983.3894 | 0 | 0 | 0 | 0 | 0 | 0 | 0 | 46051.1015 | 0 | 0 | 0 | 0 | 0 | 0
2016-06-12 21:00 | 0 | 0 | 0 | 0 | 0 | 734736.6924 | 558748 | 0 | 0 | 0 | 1291992.517 | 0 | 0 | 0 | 0 | 0 | 0 | 513728.7269 | 0 | 0 | 0 | 9703285.4562 | 0 | 0 | 0 | 0 | 148983.3894 | 0 | 0 | 0 | 0 | 0 | 0 | 0 | 27005.303 | 0 | 0 | 0 | 0 | 0 | 0
2016-06-12 22:00 | 0 | 0 | 0 | 0 | 0 | 699824.3135 | 554207 | 0 | 0 | 0 | 1440975.9064 | 0 | 0 | 0 | 0 | 0 | 0 | 510362.6511 | 0 | 0 | 0 | 9703246.643 | 0 | 0 | 0 | 0 | 148983.3894 | 0 | 0 | 0 | 0 | 0 | 0 | 0 | -3366.0759 | 0 | 0 | 0 | 0 | 0 | 0
2016-06-12 23:00 | 0 | 0 | 0 | 0 | 0 | 626205.1389 | 543277 | 0 | 0 | 0 | 1520537.9694 | 0 | 0 | 0 | 0 | 0 | 0 | 513728.7269 | 0 | 0 | 0 | 9703207.8301 | 0 | 0 | 0 | 0 | 79562.0631 | 0 | 0 | 0 | 0 | 0 | 0 | 0 | 3366.0759 | 0 | 0 | 0 | 0 | 0 | 0
2016-06-13 | 0 | 0 | 0 | 0 | 0 | 520007.554 | 530139 | 0 | 0 | 0 | 1510406.5234 | 0 | 0 | 0 | 0 | 0 | 0 | 513728.7269 | 0 | 0 | 0 | 9703169.0172 | 0 | 0 | 0 | 0 | -10131.446 | 0 | 0 | 0 | 0 | 0 | 0 | 0 | 0 | 0 | 0 | 0 | 0 | 0 | 0
2016-06-13 01:00 | 0 | 0 | 0 | 0 | 0 | 299598.8293 | 519068 | 0 | 0 | 0 | 1422375.5722 | 0 | 0 | 0 | 0 | 0 | 0 | 382290.5074 | 0 | 0 | 0 | 9703130.2046 | 0 | 0 | 0 | 0 | -88030.9512 | 0 | 0 | 0 | 0 | 0 | 0 | 0 | -131438.2195 | 0 | 0 | 0 | 0 | 0 | 0
2016-06-13 02:00 | 0 | 0 | 0 | 0 | 182995.815 | 35398.5761 | 498816 | 0 | 0 | 0 | 1273392.1828 | 0 | 0 | 0 | 0 | 0 | 0 | 250852.2879 | 0 | 0 | 0 | 9703091.392 | 0 | 0 | 0 | 0 | -148983.3894 | 0 | 0 | 0 | 0 | 0 | 0 | 0 | -131438.2195 | 0 | 0 | 0 | 0 | 0 | 0
2016-06-13 03:00 | 0 | 0 | 0 | 0 | 457787.79 | 2.7044 | 469138 | 0 | 0 | 0 | 1130606.4578 | 0 | 0 | 0 | 0 | 0 | 0 | 382290.5074 | 0 | 0 | 0 | 9703052.5797 | 0 | 0 | 0 | 0 | -142785.7251 | 0 | 0 | 0 | 0 | 0 | 0 | 0 | 131438.2195 | 0 | 0 | 0 | 0 | 0 | 0
2016-06-13 04:00 | 0 | 0 | 0 | 0 | 411392.0602 | 0 | 439711 | 0 | 0 | 0 | 1064598.1678 | 0 | 0 | 0 | 0 | 0 | 0 | 419979.8575 | 0 | 0 | 0 | 9703013.7675 | 0 | 0 | 0 | 0 | -66008.29 | 0 | 0 | 0 | 0 | 0 | 0 | 0 | 37689.3501 | 0 | 0 | 0 | 0 | 0 | 0
2016-06-13 05:00 | 0 | 0 | 0 | 0 | 134785.3911 | 0 | 415207 | 0 | 0 | 0 | 915614.7784 | 0 | 0 | 0 | 0 | 0 | 0 | 288541.638 | 0 | 0 | 0 | 9702974.9554 | 0 | 0 | 0 | 0 | -148983.3894 | 0 | 0 | 0 | 0 | 0 | 0 | 0 | -131438.2195 | 0 | 0 | 0 | 0 | 0 | 0
2016-06-13 06:00 | 0 | 0 | 0 | 0 | 332108.3802 | 0 | 394517 | 0 | 0 | 0 | 766631.389 | 0 | 0 | 0 | 0 | 0 | 0 | 375116.4076 | 0 | 0 | 0 | 9702936.1435 | 0 | 0 | 0 | 0 | -148983.3894 | 0 | 0 | 0 | 0 | 0 | 0 | 0 | 86574.7695 | 0 | 0 | 0 | 0 | 0 | 0
2016-06-13 07:00 | 0 | 0 | 0 | 0 | 298238.0641 | 0 | 380639 | 0 | 0 | 0 | 617647.9997 | 0 | 0 | 0 | 0 | 0 | 0 | 441698.8611 | 0 | 0 | 0 | 9702897.3318 | 0 | 0 | 0 | 0 | -148983.3894 | 0 | 0 | 0 | 0 | 0 | 0 | 0 | 66582.4535 | 0 | 0 | 0 | 0 | 0 | 0
2016-06-13 08:00 | 0 | 0 | 0 | 0 | 275309.6982 | 0 | 374559 | 0 | 0 | 0 | 649836.9174 | 0 | 0 | 0 | 0 | 0 | 0 | 310260.6416 | 0 | 0 | 0 | 9702858.5202 | 0 | 0 | 0 | 0 | 32188.9177 | 0 | 0 | 0 | 0 | 0 | 0 | 0 | -131438.2195 | 0 | 0 | 0 | 0 | 0 | 0
2016-06-13 09:00 | 0 | 0 | 0 | 0 | 112628.0747 | 0 | 379564 | 0 | 0 | 0 | 500853.528 | 0 | 0 | 0 | 0 | 0 | 0 | 192308.1056 | 0 | 0 | 0 | 9702819.7087 | 0 | 0 | 0 | 0 | -148983.3894 | 0 | 0 | 0 | 0 | 0 | 0 | 0 | -117952.536 | 0 | 0 | 0 | 0 | 0 | 0
2016-06-13 10:00 | 0 | 0 | 0 | 0 | 223769.4373 | 0 | 394195 | 0 | 0 | 0 | 351870.1386 | 0 | 0 | 0 | 0 | 0 | 0 | 170865.9323 | 0 | 0 | 0 | 9702780.8975 | 0 | 0 | 0 | 0 | -148983.3894 | 0 | 0 | 0 | 0 | 0 | 0 | 0 | -21442.1733 | 0 | 0 | 0 | 0 | 0 | 0
2016-06-13 11:00 | 0 | 0 | 0 | 0 | 187202.6977 | 3.948 | 416210 | 0 | 0 | 0 | 254305.0038 | 0 | 0 | 0 | 0 | 0 | 0 | 39427.7128 | 0 | 0 | 0 | 9702742.0863 | 0 | 0 | 0 | 0 | -97565.1348 | 0 | 0 | 0 | 0 | 0 | 0 | 0 | -131438.2195 | 0 | 0 | 0 | 0 | 0 | 0
2016-06-13 12:00 | 0 | 0 | 0 | 0 | 112532.554 | 139597.3438 | 440541 | 0 | 0 | 0 | 105321.6144 | 0 | 0 | 0 | 0 | 0 | 0 | 0 | 0 | 0 | 0 | 9702703.2754 | 0 | 0 | 0 | 0 | -148983.3894 | 0 | 0 | 0 | 0 | 0 | 0 | 0 | -39427.7128 | 0 | 0 | 0 | 0 | 0 | 0
2016-06-13 13:00 | 0 | 0 | 0 | 0 | 0 | 460866.7383 | 467299 | 0 | 0 | 0 | 98889.3528 | 0 | 0 | 0 | 0 | 0 | 0 | 0 | 0 | 0 | 0 | 9702664.4646 | 0 | 0 | 0 | 0 | -6432.2617 | 0 | 0 | 0 | 0 | 0 | 0 | 0 | 0 | 0 | 0 | 0 | 0 | 0 | 0
2016-06-13 14:00 | 0 | 0 | 0 | 0 | 0 | 658619.3161 | 495712 | 0 | 0 | 0 | 247872.7421 | 0 | 0 | 0 | 0 | 0 | 0 | 13923.9267 | 0 | 0 | 0 | 9702625.6539 | 0 | 0 | 0 | 0 | 148983.3894 | 0 | 0 | 0 | 0 | 0 | 0 | 0 | 13923.9267 | 0 | 0 | 0 | 0 | 0 | 0
2016-06-13 15:00 | 0 | 0 | 0 | 0 | 0 | 753948.8151 | 522570 | 0 | 0 | 0 | 396856.1315 | 0 | 0 | 0 | 0 | 0 | 0 | 96319.3524 | 0 | 0 | 0 | 9702586.8434 | 0 | 0 | 0 | 0 | 148983.3894 | 0 | 0 | 0 | 0 | 0 | 0 | 0 | 82395.4257 | 0 | 0 | 0 | 0 | 0 | 0
2016-06-13 16:00 | 0 | 0 | 0 | 0 | 0 | 792562.3238 | 545584 | 0 | 0 | 0 | 545839.5209 | 0 | 0 | 0 | 0 | 0 | 0 | 194314.2868 | 0 | 0 | 0 | 9702548.033 | 0 | 0 | 0 | 0 | 148983.3894 | 0 | 0 | 0 | 0 | 0 | 0 | 0 | 97994.9345 | 0 | 0 | 0 | 0 | 0 | 0
2016-06-13 17:00 | 0 | 0 | 0 | 0 | 0 | 795142.4828 | 565469 | 0 | 0 | 0 | 644074.7841 | 0 | 0 | 0 | 0 | 0 | 0 | 325752.5063 | 0 | 0 | 0 | 9702509.2229 | 0 | 0 | 0 | 0 | 98235.2633 | 0 | 0 | 0 | 0 | 0 | 0 | 0 | 131438.2195 | 0 | 0 | 0 | 0 | 0 | 0
2016-06-13 18:00 | 0 | 0 | 0 | 0 | 0 | 784588.2952 | 580343 | 0 | 0 | 0 | 793058.1735 | 0 | 0 | 0 | 0 | 0 | 0 | 381014.4121 | 0 | 0 | 0 | 9702470.4128 | 0 | 0 | 0 | 0 | 148983.3894 | 0 | 0 | 0 | 0 | 0 | 0 | 0 | 55261.9058 | 0 | 0 | 0 | 0 | 0 | 0
2016-06-13 19:00 | 0 | 0 | 0 | 0 | 0 | 773666.3459 | 589658 | 0 | 0 | 0 | 942041.5629 | 0 | 0 | 0 | 0 | 0 | 0 | 416039.3687 | 0 | 0 | 0 | 9702431.6029 | 0 | 0 | 0 | 0 | 148983.3894 | 0 | 0 | 0 | 0 | 0 | 0 | 0 | 35024.9565 | 0 | 0 | 0 | 0 | 0 | 0
2016-06-13 20:00 | 0 | 0 | 0 | 0 | 0 | 767073.5778 | 595279 | 0 | 0 | 0 | 1091024.9522 | 0 | 0 | 0 | 0 | 0 | 0 | 438850.5571 | 0 | 0 | 0 | 9702392.7932 | 0 | 0 | 0 | 0 | 148983.3894 | 0 | 0 | 0 | 0 | 0 | 0 | 0 | 22811.1885 | 0 | 0 | 0 | 0 | 0 | 0
2016-06-13 21:00 | 0 | 0 | 0 | 0 | 0 | 756709.6545 | 596967 | 0 | 0 | 0 | 1240008.3416 | 0 | 0 | 0 | 0 | 0 | 0 | 449609.8222 | 0 | 0 | 0 | 9702353.9836 | 0 | 0 | 0 | 0 | 148983.3894 | 0 | 0 | 0 | 0 | 0 | 0 | 0 | 10759.2651 | 0 | 0 | 0 | 0 | 0 | 0
2016-06-13 22:00 | 0 | 0 | 0 | 0 | 0 | 724218.6466 | 591091 | 0 | 0 | 0 | 1388991.731 | 0 | 0 | 0 | 0 | 0 | 0 | 433754.0794 | 0 | 0 | 0 | 9702315.1742 | 0 | 0 | 0 | 0 | 148983.3894 | 0 | 0 | 0 | 0 | 0 | 0 | 0 | -15855.7428 | 0 | 0 | 0 | 0 | 0 | 0
2016-06-13 23:00 | 0 | 0 | 0 | 0 | 0 | 642104.8335 | 579889 | 0 | 0 | 0 | 1371232.917 | 0 | 0 | 0 | 0 | 0 | 0 | 513728.7269 | 0 | 0 | 0 | 9702276.365 | 0 | 0 | 0 | 0 | -17758.814 | 0 | 0 | 0 | 0 | 0 | 0 | 0 | 79974.6475 | 0 | 0 | 0 | 0 | 0 | 0
2016-06-14 | 0 | 0 | 0 | 0 | 0 | 531238.0896 | 565632 | 0 | 0 | 0 | 1468277.2261 | 0 | 0 | 0 | 0 | 0 | 0 | 382290.5074 | 0 | 0 | 0 | 9702237.5559 | 0 | 0 | 0 | 0 | 97044.3091 | 0 | 0 | 0 | 0 | 0 | 0 | 0 | -131438.2195 | 0 | 0 | 0 | 0 | 0 | 0
2016-06-14 01:00 | 0 | 0 | 0 | 0 | 0 | 290962.4314 | 551948 | 0 | 0 | 0 | 1319293.8367 | 0 | 0 | 0 | 0 | 0 | 0 | 270288.3282 | 0 | 0 | 0 | 9702198.7469 | 0 | 0 | 0 | 0 | -148983.3894 | 0 | 0 | 0 | 0 | 0 | 0 | 0 | -112002.1792 | 0 | 0 | 0 | 0 | 0 | 0
2016-06-14 02:00 | 0 | 0 | 0 | 0 | 473576.8807 | 40457.3903 | 527027 | 0 | 0 | 0 | 1174862.8882 | 0 | 0 | 0 | 0 | 0 | 0 | 401726.5477 | 0 | 0 | 0 | 9702159.9381 | 0 | 0 | 0 | 0 | -144430.9485 | 0 | 0 | 0 | 0 | 0 | 0 | 0 | 131438.2195 | 0 | 0 | 0 | 0 | 0 | 0
2016-06-14 03:00 | 0 | 0 | 0 | 0 | 211433.3911 | 0 | 491855 | 0 | 0 | 0 | 1025879.4988 | 0 | 0 | 0 | 0 | 0 | 0 | 270288.3282 | 0 | 0 | 0 | 9702121.1295 | 0 | 0 | 0 | 0 | -148983.3894 | 0 | 0 | 0 | 0 | 0 | 0 | 0 | -131438.2195 | 0 | 0 | 0 | 0 | 0 | 0
2016-06-14 04:00 | 0 | 0 | 0 | 0 | 177896.3911 | 0 | 458318 | 0 | 0 | 0 | 876896.1094 | 0 | 0 | 0 | 0 | 0 | 0 | 138850.1087 | 0 | 0 | 0 | 9702082.321 | 0 | 0 | 0 | 0 | -148983.3894 | 0 | 0 | 0 | 0 | 0 | 0 | 0 | -131438.2195 | 0 | 0 | 0 | 0 | 0 | 0
2016-06-14 05:00 | 0 | 0 | 0 | 0 | 424601.8408 | 0 | 429694 | 0 | 0 | 0 | 740365.7307 | 0 | 0 | 0 | 0 | 0 | 0 | 270288.3282 | 0 | 0 | 0 | 9702043.5127 | 0 | 0 | 0 | 0 | -136530.3787 | 0 | 0 | 0 | 0 | 0 | 0 | 0 | 131438.2195 | 0 | 0 | 0 | 0 | 0 | 0
2016-06-14 06:00 | 0 | 0 | 0 | 0 | 399903.9123 | 0 | 408610 | 0 | 0 | 0 | 600221.4236 | 0 | 0 | 0 | 0 | 0 | 0 | 401726.5477 | 0 | 0 | 0 | 9702004.7045 | 0 | 0 | 0 | 0 | -140144.3072 | 0 | 0 | 0 | 0 | 0 | 0 | 0 | 131438.2195 | 0 | 0 | 0 | 0 | 0 | 0
2016-06-14 07:00 | 0 | 0 | 0 | 0 | 112584.3911 | 0 | 393006 | 0 | 0 | 0 | 451238.0342 | 0 | 0 | 0 | 0 | 0 | 0 | 270288.3282 | 0 | 0 | 0 | 9701965.8965 | 0 | 0 | 0 | 0 | -148983.3894 | 0 | 0 | 0 | 0 | 0 | 0 | 0 | -131438.2195 | 0 | 0 | 0 | 0 | 0 | 0
2016-06-14 08:00 | 0 | 0 | 0 | 0 | 349342.6326 | 0 | 386262 | 0 | 0 | 0 | 302254.6448 | 0 | 0 | 0 | 0 | 0 | 0 | 382352.3502 | 0 | 0 | 0 | 9701927.0886 | 0 | 0 | 0 | 0 | -148983.3894 | 0 | 0 | 0 | 0 | 0 | 0 | 0 | 112064.022 | 0 | 0 | 0 | 0 | 0 | 0
2016-06-14 09:00 | 0 | 0 | 0 | 0 | 109840.3911 | 0 | 390262 | 0 | 0 | 0 | 153271.2554 | 0 | 0 | 0 | 0 | 0 | 0 | 250914.1307 | 0 | 0 | 0 | 9701888.2809 | 0 | 0 | 0 | 0 | -148983.3894 | 0 | 0 | 0 | 0 | 0 | 0 | 0 | -131438.2195 | 0 | 0 | 0 | 0 | 0 | 0
2016-06-14 10:00 | 0 | 0 | 0 | 0 | 311588.4073 | 0 | 405010 | 0 | 0 | 0 | 191287.8822 | 0 | 0 | 0 | 0 | 0 | 0 | 119475.9112 | 0 | 0 | 0 | 9701849.4733 | 0 | 0 | 0 | 0 | 38016.6268 | 0 | 0 | 0 | 0 | 0 | 0 | 0 | -131438.2195 | 0 | 0 | 0 | 0 | 0 | 0
2016-06-14 11:00 | 0 | 0 | 0 | 0 | 293158.3035 | 13.0283 | 425599 | 0 | 0 | 0 | 178336.1253 | 0 | 0 | 0 | 0 | 0 | 0 | 0 | 0 | 0 | 0 | 9701810.6659 | 0 | 0 | 0 | 0 | -12951.7569 | 0 | 0 | 0 | 0 | 0 | 0 | 0 | -119475.9112 | 0 | 0 | 0 | 0 | 0 | 0
2016-06-14 12:00 | 0 | 0 | 0 | 0 | 136361.0459 | 164343.5647 | 449688 | 0 | 0 | 0 | 29352.7359 | 0 | 0 | 0 | 0 | 0 | 0 | 0 | 0 | 0 | 0 | 9701771.8587 | 0 | 0 | 0 | 0 | -148983.3894 | 0 | 0 | 0 | 0 | 0 | 0 | 0 | 0 | 0 | 0 | 0 | 0 | 0 | 0
2016-06-14 13:00 | 0 | 0 | 0 | 0 | 0 | 543882.892 | 476353 | 0 | 0 | 0 | 96882.6279 | 0 | 0 | 0 | 0 | 0 | 0 | 0 | 0 | 0 | 0 | 9701733.0516 | 0 | 0 | 0 | 0 | 67529.892 | 0 | 0 | 0 | 0 | 0 | 0 | 0 | 0 | 0 | 0 | 0 | 0 | 0 | 0
2016-06-14 14:00 | 0 | 0 | 0 | 0 | 0 | 671744.7139 | 503944 | 0 | 0 | 0 | 245866.0173 | 0 | 0 | 0 | 0 | 0 | 0 | 0 | 0 | 0 | 0 | 9716748.1043 | 0 | 0 | 0 | 0 | 148983.3894 | 0 | 0 | 0 | 0 | 0 | 0 | 0 | 0 | 0 | 0 | 0 | 18817.3245 | 0 | 0
2016-06-14 15:00 | 0 | 0 | 0 | 0 | 0 | 793897.7405 | 530927 | 0 | 0 | 0 | 394849.4066 | 0 | 0 | 0 | 0 | 0 | 0 | 95170.0266 | 0 | 0 | 0 | 9731763.0969 | 0 | 0 | 0 | 0 | 148983.3894 | 0 | 0 | 0 | 0 | 0 | 0 | 0 | 95170.0266 | 0 | 0 | 0 | 18817.3245 | 0 | 0
2016-06-14 16:00 | 0 | 0 | 0 | 0 | 0 | 777177.098 | 553952 | 0 | 0 | 0 | 543832.796 | 0 | 0 | 0 | 0 | 0 | 0 | 150594.4107 | 0 | 0 | 0 | 9746778.0294 | 0 | 0 | 0 | 0 | 148983.3894 | 0 | 0 | 0 | 0 | 0 | 0 | 0 | 55424.3841 | 0 | 0 | 0 | 18817.3245 | 0 | 0
2016-06-14 17:00 | 0 | 0 | 0 | 0 | 0 | 854067.0574 | 573249 | 0 | 0 | 0 | 692816.1854 | 0 | 0 | 0 | 0 | 0 | 0 | 263611.7543 | 0 | 0 | 0 | 9761792.9019 | 0 | 0 | 0 | 0 | 148983.3894 | 0 | 0 | 0 | 0 | 0 | 0 | 0 | 113017.3436 | 0 | 0 | 0 | 18817.3245 | 0 | 0
2016-06-14 18:00 | 0 | 0 | 0 | 0 | 0 | 842564.3557 | 587081 | 0 | 0 | 0 | 841799.5748 | 0 | 0 | 0 | 0 | 0 | 0 | 351294.3962 | 0 | 0 | 0 | 9776807.7143 | 0 | 0 | 0 | 0 | 148983.3894 | 0 | 0 | 0 | 0 | 0 | 0 | 0 | 87682.6418 | 0 | 0 | 0 | 18817.3245 | 0 | 0
2016-06-14 19:00 | 0 | 0 | 0 | 0 | 0 | 829135.6395 | 595687 | 0 | 0 | 0 | 990782.9641 | 0 | 0 | 0 | 0 | 0 | 0 | 416942.3219 | 0 | 0 | 0 | 9791822.4666 | 0 | 0 | 0 | 0 | 148983.3894 | 0 | 0 | 0 | 0 | 0 | 0 | 0 | 65647.9257 | 0 | 0 | 0 | 18817.3245 | 0 | 0
2016-06-14 20:00 | 0 | 0 | 0 | 0 | 0 | 821095.9815 | 601822 | 0 | 0 | 0 | 1139766.3535 | 0 | 0 | 0 | 0 | 0 | 0 | 468415.5896 | 0 | 0 | 0 | 9806837.1589 | 0 | 0 | 0 | 0 | 148983.3894 | 0 | 0 | 0 | 0 | 0 | 0 | 0 | 51473.2677 | 0 | 0 | 0 | 18817.3245 | 0 | 0
2016-06-14 21:00 | 0 | 0 | 0 | 0 | 0 | 806457.9257 | 603737 | 0 | 0 | 0 | 1288749.7429 | 0 | 0 | 0 | 0 | 0 | 0 | 503335.8014 | 0 | 0 | 0 | 9821851.7912 | 0 | 0 | 0 | 0 | 148983.3894 | 0 | 0 | 0 | 0 | 0 | 0 | 0 | 34920.2118 | 0 | 0 | 0 | 18817.3245 | 0 | 0
2016-06-14 22:00 | 0 | 0 | 0 | 0 | 0 | 775793.6394 | 597600 | 0 | 0 | 0 | 1437733.1322 | 0 | 0 | 0 | 0 | 0 | 0 | 513728.7269 | 0 | 0 | 0 | 9836866.3633 | 0 | 0 | 0 | 0 | 148983.3894 | 0 | 0 | 0 | 0 | 0 | 0 | 0 | 10392.9255 | 0 | 0 | 0 | 18817.3245 | 0 | 0
2016-06-14 23:00 | 0 | 0 | 0 | 0 | 0 | 693421.3043 | 585548 | 0 | 0 | 0 | 1586716.5216 | 0 | 0 | 0 | 0 | 0 | 0 | 472618.6419 | 0 | 0 | 0 | 9836827.0159 | 0 | 0 | 0 | 0 | 148983.3894 | 0 | 0 | 0 | 0 | 0 | 0 | 0 | -41110.085 | 0 | 0 | 0 | 0 | 0 | 0
2016-06-15 | 0 | 0 | 0 | 0 | 0 | 546800.1081 | 570965 | 0 | 0 | 0 | 1521441.5447 | 0 | 0 | 0 | 0 | 0 | 0 | 513728.7269 | 0 | 0 | 0 | 9836787.6686 | 0 | 0 | 0 | 0 | -65274.9769 | 0 | 0 | 0 | 0 | 0 | 0 | 0 | 41110.085 | 0 | 0 | 0 | 0 | 0 | 0
2016-06-15 01:00 | 0 | 0 | 0 | 0 | 0 | 297429.5726 | 557325 | 0 | 0 | 0 | 1392984.3368 | 0 | 0 | 0 | 0 | 0 | 0 | 382290.5074 | 0 | 0 | 0 | 9836748.3214 | 0 | 0 | 0 | 0 | -128457.2079 | 0 | 0 | 0 | 0 | 0 | 0 | 0 | -131438.2195 | 0 | 0 | 0 | 0 | 0 | 0
2016-06-15 02:00 | 0 | 0 | 0 | 0 | 215447.2768 | 36602.1143 | 532471 | 0 | 0 | 0 | 1244000.9475 | 0 | 0 | 0 | 0 | 0 | 0 | 250852.2879 | 0 | 0 | 0 | 9836708.9744 | 0 | 0 | 0 | 0 | -148983.3894 | 0 | 0 | 0 | 0 | 0 | 0 | 0 | -131438.2195 | 0 | 0 | 0 | 0 | 0 | 0
2016-06-15 03:00 | 0 | 0 | 0 | 0 | 486246.3656 | 2.5761 | 498690 | 0 | 0 | 0 | 1100121.6696 | 0 | 0 | 0 | 0 | 0 | 0 | 382290.5074 | 0 | 0 | 0 | 9836669.6276 | 0 | 0 | 0 | 0 | -143879.2778 | 0 | 0 | 0 | 0 | 0 | 0 | 0 | 131438.2195 | 0 | 0 | 0 | 0 | 0 | 0
2016-06-15 04:00 | 0 | 0 | 0 | 0 | 185789.3911 | 0 | 466211 | 0 | 0 | 0 | 951138.2803 | 0 | 0 | 0 | 0 | 0 | 0 | 250852.2879 | 0 | 0 | 0 | 9836630.2809 | 0 | 0 | 0 | 0 | -148983.3894 | 0 | 0 | 0 | 0 | 0 | 0 | 0 | -131438.2195 | 0 | 0 | 0 | 0 | 0 | 0
2016-06-15 05:00 | 0 | 0 | 0 | 0 | 157720.3911 | 0 | 438142 | 0 | 0 | 0 | 802154.8909 | 0 | 0 | 0 | 0 | 0 | 0 | 119414.0684 | 0 | 0 | 0 | 9836590.9344 | 0 | 0 | 0 | 0 | -148983.3894 | 0 | 0 | 0 | 0 | 0 | 0 | 0 | -131438.2195 | 0 | 0 | 0 | 0 | 0 | 0
2016-06-15 06:00 | 0 | 0 | 0 | 0 | 512158.5587 | 0 | 417100 | 0 | 0 | 0 | 765775.2301 | 0 | 0 | 0 | 0 | 0 | 0 | 250852.2879 | 0 | 0 | 0 | 9836551.588 | 0 | 0 | 0 | 0 | -36379.6608 | 0 | 0 | 0 | 0 | 0 | 0 | 0 | 131438.2195 | 0 | 0 | 0 | 0 | 0 | 0
2016-06-15 07:00 | 0 | 0 | 0 | 0 | 121690.3911 | 0 | 402112 | 0 | 0 | 0 | 616791.8407 | 0 | 0 | 0 | 0 | 0 | 0 | 119414.0684 | 0 | 0 | 0 | 9836512.2418 | 0 | 0 | 0 | 0 | -148983.3894 | 0 | 0 | 0 | 0 | 0 | 0 | 0 | -131438.2195 | 0 | 0 | 0 | 0 | 0 | 0
2016-06-15 08:00 | 0 | 0 | 0 | 0 | 126361.5422 | 0 | 394759 | 0 | 0 | 0 | 467808.4513 | 0 | 0 | 0 | 0 | 0 | 0 | 0 | 0 | 0 | 0 | 9836472.8958 | 0 | 0 | 0 | 0 | -148983.3894 | 0 | 0 | 0 | 0 | 0 | 0 | 0 | -119414.0684 | 0 | 0 | 0 | 0 | 0 | 0
2016-06-15 09:00 | 0 | 0 | 0 | 0 | 509093.9363 | 0 | 398514 | 0 | 0 | 0 | 446950.1681 | 0 | 0 | 0 | 0 | 0 | 0 | 131438.2195 | 0 | 0 | 0 | 9836433.5499 | 0 | 0 | 0 | 0 | -20858.2832 | 0 | 0 | 0 | 0 | 0 | 0 | 0 | 131438.2195 | 0 | 0 | 0 | 0 | 0 | 0
2016-06-15 10:00 | 0 | 0 | 0 | 0 | 133262.3911 | 0 | 413684 | 0 | 0 | 0 | 297966.7787 | 0 | 0 | 0 | 0 | 0 | 0 | 0 | 0 | 0 | 0 | 9836394.2041 | 0 | 0 | 0 | 0 | -148983.3894 | 0 | 0 | 0 | 0 | 0 | 0 | 0 | -131438.2195 | 0 | 0 | 0 | 0 | 0 | 0
2016-06-15 11:00 | 0 | 0 | 0 | 0 | 415416.668 | 17.2724 | 433725 | 0 | 0 | 0 | 148983.3894 | 0 | 0 | 0 | 0 | 0 | 0 | 130692.3298 | 0 | 0 | 0 | 9836354.8586 | 0 | 0 | 0 | 0 | -148983.3894 | 0 | 0 | 0 | 0 | 0 | 0 | 0 | 130692.3298 | 0 | 0 | 0 | 0 | 0 | 0
2016-06-15 12:00 | 0 | 0 | 0 | 0 | 147046.6893 | 148753.0872 | 458210 | 0 | 0 | 0 | 0 | 0 | 0 | 0 | 0 | 0 | 0 | 117265.4956 | 0 | 0 | 0 | 9836315.5132 | 0 | 0 | 0 | 0 | -148983.3894 | 0 | 0 | 0 | 0 | 0 | 0 | 0 | -13426.8342 | 0 | 0 | 0 | 0 | 0 | 0
2016-06-15 13:00 | 0 | 0 | 0 | 0 | 0 | 517888.8938 | 486171 | 0 | 0 | 0 | 148983.3894 | 0 | 0 | 0 | 0 | 0 | 0 | 0 | 0 | 0 | 0 | 9836276.1679 | 0 | 0 | 0 | 0 | 148983.3894 | 0 | 0 | 0 | 0 | 0 | 0 | 0 | -117265.4956 | 0 | 0 | 0 | 0 | 0 | 0
2016-06-15 14:00 | 0 | 0 | 0 | 0 | 0 | 675797.1598 | 515729 | 0 | 0 | 0 | 297966.7787 | 0 | 0 | 0 | 0 | 0 | 0 | 11084.7704 | 0 | 0 | 0 | 9836236.8228 | 0 | 0 | 0 | 0 | 148983.3894 | 0 | 0 | 0 | 0 | 0 | 0 | 0 | 11084.7704 | 0 | 0 | 0 | 0 | 0 | 0
2016-06-15 15:00 | 0 | 0 | 0 | 0 | 0 | 786137.8485 | 544200 | 0 | 0 | 0 | 446950.1681 | 0 | 0 | 0 | 0 | 0 | 0 | 104039.2295 | 0 | 0 | 0 | 9836197.4778 | 0 | 0 | 0 | 0 | 148983.3894 | 0 | 0 | 0 | 0 | 0 | 0 | 0 | 92954.4591 | 0 | 0 | 0 | 0 | 0 | 0
2016-06-15 16:00 | 0 | 0 | 0 | 0 | 0 | 831344.4185 | 569028 | 0 | 0 | 0 | 595933.5575 | 0 | 0 | 0 | 0 | 0 | 0 | 217372.2586 | 0 | 0 | 0 | 9836158.133 | 0 | 0 | 0 | 0 | 148983.3894 | 0 | 0 | 0 | 0 | 0 | 0 | 0 | 113333.0291 | 0 | 0 | 0 | 0 | 0 | 0
2016-06-15 17:00 | 0 | 0 | 0 | 0 | 0 | 842584.6385 | 590949 | 0 | 0 | 0 | 744916.9469 | 0 | 0 | 0 | 0 | 0 | 0 | 320024.5077 | 0 | 0 | 0 | 9836118.7884 | 0 | 0 | 0 | 0 | 148983.3894 | 0 | 0 | 0 | 0 | 0 | 0 | 0 | 102652.2491 | 0 | 0 | 0 | 0 | 0 | 0
2016-06-15 18:00 | 0 | 0 | 0 | 0 | 0 | 838810.8064 | 608682 | 0 | 0 | 0 | 893900.3362 | 0 | 0 | 0 | 0 | 0 | 0 | 401169.9248 | 0 | 0 | 0 | 9836079.4439 | 0 | 0 | 0 | 0 | 148983.3894 | 0 | 0 | 0 | 0 | 0 | 0 | 0 | 81145.417 | 0 | 0 | 0 | 0 | 0 | 0
2016-06-15 19:00 | 0 | 0 | 0 | 0 | 0 | 832327.5357 | 621100 | 0 | 0 | 0 | 1042883.7256 | 0 | 0 | 0 | 0 | 0 | 0 | 450618.6943 | 0 | 0 | 0 | 9846276.401 | 0 | 0 | 0 | 0 | 148983.3894 | 0 | 0 | 0 | 0 | 0 | 0 | 0 | 49448.7696 | 0 | 0 | 0 | 12795.3767 | 0 | 0
2016-06-15 20:00 | 0 | 0 | 0 | 0 | 0 | 831292.994 | 629859 | 0 | 0 | 0 | 1191867.115 | 0 | 0 | 0 | 0 | 0 | 0 | 484251.9745 | 0 | 0 | 0 | 9861290.8755 | 0 | 0 | 0 | 0 | 148983.3894 | 0 | 0 | 0 | 0 | 0 | 0 | 0 | 33633.2801 | 0 | 0 | 0 | 18817.3245 | 0 | 0
2016-06-15 21:00 | 0 | 0 | 0 | 0 | 0 | 825991.9996 | 632024 | 0 | 0 | 0 | 1340850.5043 | 0 | 0 | 0 | 0 | 0 | 0 | 510419.2602 | 0 | 0 | 0 | 9876305.2899 | 0 | 0 | 0 | 0 | 148983.3894 | 0 | 0 | 0 | 0 | 0 | 0 | 0 | 26167.2857 | 0 | 0 | 0 | 18817.3245 | 0 | 0
2016-06-15 22:00 | 0 | 0 | 0 | 0 | 0 | 797923.1805 | 626813 | 0 | 0 | 0 | 1489833.8937 | 0 | 0 | 0 | 0 | 0 | 0 | 513728.7269 | 0 | 0 | 0 | 9891319.6443 | 0 | 0 | 0 | 0 | 148983.3894 | 0 | 0 | 0 | 0 | 0 | 0 | 0 | 3309.4667 | 0 | 0 | 0 | 18817.3245 | 0 | 0
2016-06-15 23:00 | 0 | 0 | 0 | 0 | 0 | 732692.956 | 613147 | 0 | 0 | 0 | 1638817.2831 | 0 | 0 | 0 | 0 | 0 | 0 | 484291.2935 | 0 | 0 | 0 | 9891280.079 | 0 | 0 | 0 | 0 | 148983.3894 | 0 | 0 | 0 | 0 | 0 | 0 | 0 | -29437.4334 | 0 | 0 | 0 | 0 | 0 | 0
2016-06-16 | 0 | 0 | 0 | 0 | 0 | 586728.0865 | 596583 | 0 | 0 | 0 | 1599524.9362 | 0 | 0 | 0 | 0 | 0 | 0 | 513728.7269 | 0 | 0 | 0 | 9891240.5139 | 0 | 0 | 0 | 0 | -39292.3469 | 0 | 0 | 0 | 0 | 0 | 0 | 0 | 29437.4334 | 0 | 0 | 0 | 0 | 0 | 0
2016-06-16 01:00 | 0 | 0 | 0 | 0 | 0 | 335940.6598 | 579747 | 0 | 0 | 0 | 1487156.8155 | 0 | 0 | 0 | 0 | 0 | 0 | 382290.5074 | 0 | 0 | 0 | 9891200.9489 | 0 | 0 | 0 | 0 | -112368.1207 | 0 | 0 | 0 | 0 | 0 | 0 | 0 | -131438.2195 | 0 | 0 | 0 | 0 | 0 | 0
2016-06-16 02:00 | 0 | 0 | 0 | 0 | 225472.3533 | 46982.0378 | 552876 | 0 | 0 | 0 | 1338173.4262 | 0 | 0 | 0 | 0 | 0 | 0 | 250852.2879 | 0 | 0 | 0 | 9891161.3841 | 0 | 0 | 0 | 0 | -148983.3894 | 0 | 0 | 0 | 0 | 0 | 0 | 0 | -131438.2195 | 0 | 0 | 0 | 0 | 0 | 0
2016-06-16 03:00 | 0 | 0 | 0 | 0 | 236385.348 | 2.0431 | 516809 | 0 | 0 | 0 | 1189190.0368 | 0 | 0 | 0 | 0 | 0 | 0 | 119414.0684 | 0 | 0 | 0 | 9891121.8195 | 0 | 0 | 0 | 0 | -148983.3894 | 0 | 0 | 0 | 0 | 0 | 0 | 0 | -131438.2195 | 0 | 0 | 0 | 0 | 0 | 0
2016-06-16 04:00 | 0 | 0 | 0 | 0 | 464748.8301 | 0 | 482294 | 0 | 0 | 0 | 1040206.6474 | 0 | 0 | 0 | 0 | 0 | 0 | 250852.2879 | 0 | 0 | 0 | 9891082.255 | 0 | 0 | 0 | 0 | -148983.3894 | 0 | 0 | 0 | 0 | 0 | 0 | 0 | 131438.2195 | 0 | 0 | 0 | 0 | 0 | 0
2016-06-16 05:00 | 0 | 0 | 0 | 0 | 172272.3911 | 0 | 452694 | 0 | 0 | 0 | 891223.258 | 0 | 0 | 0 | 0 | 0 | 0 | 119414.0684 | 0 | 0 | 0 | 9891042.6907 | 0 | 0 | 0 | 0 | -148983.3894 | 0 | 0 | 0 | 0 | 0 | 0 | 0 | -131438.2195 | 0 | 0 | 0 | 0 | 0 | 0
2016-06-16 06:00 | 0 | 0 | 0 | 0 | 412033.8301 | 0 | 429579 | 0 | 0 | 0 | 742239.8687 | 0 | 0 | 0 | 0 | 0 | 0 | 250852.2879 | 0 | 0 | 0 | 9891003.1265 | 0 | 0 | 0 | 0 | -148983.3894 | 0 | 0 | 0 | 0 | 0 | 0 | 0 | 131438.2195 | 0 | 0 | 0 | 0 | 0 | 0
2016-06-16 07:00 | 0 | 0 | 0 | 0 | 132488.3911 | 0 | 412910 | 0 | 0 | 0 | 593256.4793 | 0 | 0 | 0 | 0 | 0 | 0 | 119414.0684 | 0 | 0 | 0 | 9890963.5625 | 0 | 0 | 0 | 0 | -148983.3894 | 0 | 0 | 0 | 0 | 0 | 0 | 0 | -131438.2195 | 0 | 0 | 0 | 0 | 0 | 0
2016-06-16 08:00 | 0 | 0 | 0 | 0 | 136575.5422 | 0 | 404973 | 0 | 0 | 0 | 444273.0899 | 0 | 0 | 0 | 0 | 0 | 0 | 0 | 0 | 0 | 0 | 9890923.9986 | 0 | 0 | 0 | 0 | -148983.3894 | 0 | 0 | 0 | 0 | 0 | 0 | 0 | -119414.0684 | 0 | 0 | 0 | 0 | 0 | 0
2016-06-16 09:00 | 0 | 0 | 0 | 0 | 564811.6414 | 0 | 408505 | 0 | 0 | 0 | 469141.5118 | 0 | 0 | 0 | 0 | 0 | 0 | 131438.2195 | 0 | 0 | 0 | 9890884.4349 | 0 | 0 | 0 | 0 | 24868.4219 | 0 | 0 | 0 | 0 | 0 | 0 | 0 | 131438.2195 | 0 | 0 | 0 | 0 | 0 | 0
2016-06-16 10:00 | 0 | 0 | 0 | 0 | 141817.3911 | 0 | 422239 | 0 | 0 | 0 | 320158.1224 | 0 | 0 | 0 | 0 | 0 | 0 | 0 | 0 | 0 | 0 | 9890844.8714 | 0 | 0 | 0 | 0 | -148983.3894 | 0 | 0 | 0 | 0 | 0 | 0 | 0 | -131438.2195 | 0 | 0 | 0 | 0 | 0 | 0
2016-06-16 11:00 | 0 | 0 | 0 | 0 | 465973.5077 | 16.4828 | 442317 | 0 | 0 | 0 | 212392.8934 | 0 | 0 | 0 | 0 | 0 | 0 | 131438.2195 | 0 | 0 | 0 | 9890805.308 | 0 | 0 | 0 | 0 | -107765.229 | 0 | 0 | 0 | 0 | 0 | 0 | 0 | 131438.2195 | 0 | 0 | 0 | 0 | 0 | 0
2016-06-16 12:00 | 0 | 0 | 0 | 0 | 27779.1351 | 159290.256 | 467491 | 0 | 0 | 0 | 63409.504 | 0 | 0 | 0 | 0 | 0 | 0 | 0 | 0 | 0 | 0 | 9890765.7448 | 0 | 0 | 0 | 0 | -148983.3894 | 0 | 0 | 0 | 0 | 0 | 0 | 0 | -131438.2195 | 0 | 0 | 0 | 0 | 0 | 0
2016-06-16 13:00 | 0 | 0 | 0 | 0 | 92090.9298 | 551663.4595 | 494771 | 0 | 0 | 0 | 212392.8934 | 0 | 0 | 0 | 0 | 0 | 0 | 0 | 0 | 0 | 0 | 9890726.1817 | 0 | 0 | 0 | 0 | 148983.3894 | 0 | 0 | 0 | 0 | 0 | 0 | 0 | 0 | 0 | 0 | 0 | 0 | 0 | 0
2016-06-16 14:00 | 0 | 0 | 0 | 0 | 0 | 691044.7139 | 523244 | 0 | 0 | 0 | 361376.2828 | 0 | 0 | 0 | 0 | 0 | 0 | 0 | 0 | 0 | 0 | 9905740.4784 | 0 | 0 | 0 | 0 | 148983.3894 | 0 | 0 | 0 | 0 | 0 | 0 | 0 | 0 | 0 | 0 | 0 | 18817.3245 | 0 | 0
2016-06-16 15:00 | 0 | 0 | 0 | 0 | 0 | 745418.6935 | 550557 | 0 | 0 | 0 | 510359.6722 | 0 | 0 | 0 | 0 | 0 | 0 | 27060.9796 | 0 | 0 | 0 | 9920754.715 | 0 | 0 | 0 | 0 | 148983.3894 | 0 | 0 | 0 | 0 | 0 | 0 | 0 | 27060.9796 | 0 | 0 | 0 | 18817.3245 | 0 | 0
2016-06-16 16:00 | 0 | 0 | 0 | 0 | 0 | 845924.5021 | 573493 | 0 | 0 | 0 | 659343.0615 | 0 | 0 | 0 | 0 | 0 | 0 | 131691.7679 | 0 | 0 | 0 | 9935768.8916 | 0 | 0 | 0 | 0 | 148983.3894 | 0 | 0 | 0 | 0 | 0 | 0 | 0 | 104630.7883 | 0 | 0 | 0 | 18817.3245 | 0 | 0
2016-06-16 17:00 | 0 | 0 | 0 | 0 | 0 | 863613.3315 | 593314 | 0 | 0 | 0 | 808326.4509 | 0 | 0 | 0 | 0 | 0 | 0 | 234190.3855 | 0 | 0 | 0 | 9950783.0081 | 0 | 0 | 0 | 0 | 148983.3894 | 0 | 0 | 0 | 0 | 0 | 0 | 0 | 102498.6176 | 0 | 0 | 0 | 18817.3245 | 0 | 0
2016-06-16 18:00 | 0 | 0 | 0 | 0 | 0 | 857074.4199 | 608327 | 0 | 0 | 0 | 957309.8403 | 0 | 0 | 0 | 0 | 0 | 0 | 315137.0916 | 0 | 0 | 0 | 9965797.0646 | 0 | 0 | 0 | 0 | 148983.3894 | 0 | 0 | 0 | 0 | 0 | 0 | 0 | 80946.706 | 0 | 0 | 0 | 18817.3245 | 0 | 0
2016-06-16 19:00 | 0 | 0 | 0 | 0 | 0 | 848858.4696 | 617141 | 0 | 0 | 0 | 1106293.2296 | 0 | 0 | 0 | 0 | 0 | 0 | 379053.8473 | 0 | 0 | 0 | 9980811.061 | 0 | 0 | 0 | 0 | 148983.3894 | 0 | 0 | 0 | 0 | 0 | 0 | 0 | 63916.7557 | 0 | 0 | 0 | 18817.3245 | 0 | 0
2016-06-16 20:00 | 0 | 0 | 0 | 0 | 0 | 847165.1237 | 622344 | 0 | 0 | 0 | 1255276.619 | 0 | 0 | 0 | 0 | 0 | 0 | 436074.2571 | 0 | 0 | 0 | 9995824.9973 | 0 | 0 | 0 | 0 | 148983.3894 | 0 | 0 | 0 | 0 | 0 | 0 | 0 | 57020.4099 | 0 | 0 | 0 | 18817.3245 | 0 | 0
2016-06-16 21:00 | 0 | 0 | 0 | 0 | 0 | 840721.6971 | 623112 | 0 | 0 | 0 | 1404260.0084 | 0 | 0 | 0 | 0 | 0 | 0 | 485883.2403 | 0 | 0 | 0 | 10010838.8736 | 0 | 0 | 0 | 0 | 148983.3894 | 0 | 0 | 0 | 0 | 0 | 0 | 0 | 49808.9832 | 0 | 0 | 0 | 18817.3245 | 0 | 0
2016-06-16 22:00 | 0 | 0 | 0 | 0 | 0 | 812849.2004 | 617203 | 0 | 0 | 0 | 1553243.3977 | 0 | 0 | 0 | 0 | 0 | 0 | 513728.7269 | 0 | 0 | 0 | 10025852.6898 | 0 | 0 | 0 | 0 | 148983.3894 | 0 | 0 | 0 | 0 | 0 | 0 | 0 | 27845.4866 | 0 | 0 | 0 | 18817.3245 | 0 | 0
2016-06-16 23:00 | 0 | 0 | 0 | 0 | 0 | 747847.1111 | 605611 | 0 | 0 | 0 | 1702226.7871 | 0 | 0 | 0 | 0 | 0 | 0 | 506981.4487 | 0 | 0 | 0 | 10025812.5864 | 0 | 0 | 0 | 0 | 148983.3894 | 0 | 0 | 0 | 0 | 0 | 0 | 0 | -6747.2782 | 0 | 0 | 0 | 0 | 0 | 0
2016-06-17 | 0 | 0 | 0 | 0 | 0 | 594875.8364 | 591553 | 0 | 0 | 0 | 1698802.3452 | 0 | 0 | 0 | 0 | 0 | 0 | 513728.7269 | 0 | 0 | 0 | 10025772.4832 | 0 | 0 | 0 | 0 | -3424.4419 | 0 | 0 | 0 | 0 | 0 | 0 | 0 | 6747.2782 | 0 | 0 | 0 | 0 | 0 | 0
2016-06-17 01:00 | 0 | 0 | 0 | 0 | 0 | 351939.9591 | 575723 | 0 | 0 | 0 | 1606457.5238 | 0 | 0 | 0 | 0 | 0 | 0 | 382290.5074 | 0 | 0 | 0 | 10025732.3801 | 0 | 0 | 0 | 0 | -92344.8214 | 0 | 0 | 0 | 0 | 0 | 0 | 0 | -131438.2195 | 0 | 0 | 0 | 0 | 0 | 0
2016-06-17 02:00 | 0 | 0 | 0 | 0 | 219879.4306 | 49289.9605 | 549591 | 0 | 0 | 0 | 1457474.1345 | 0 | 0 | 0 | 0 | 0 | 0 | 250852.2879 | 0 | 0 | 0 | 10025692.2771 | 0 | 0 | 0 | 0 | -148983.3894 | 0 | 0 | 0 | 0 | 0 | 0 | 0 | -131438.2195 | 0 | 0 | 0 | 0 | 0 | 0
2016-06-17 03:00 | 0 | 0 | 0 | 0 | 235293.6343 | 1.7569 | 515717 | 0 | 0 | 0 | 1308490.7451 | 0 | 0 | 0 | 0 | 0 | 0 | 119414.0684 | 0 | 0 | 0 | 10025652.1744 | 0 | 0 | 0 | 0 | -148983.3894 | 0 | 0 | 0 | 0 | 0 | 0 | 0 | -131438.2195 | 0 | 0 | 0 | 0 | 0 | 0
2016-06-17 04:00 | 0 | 0 | 0 | 0 | 466171.8301 | 0 | 483717 | 0 | 0 | 0 | 1159507.3557 | 0 | 0 | 0 | 0 | 0 | 0 | 250852.2879 | 0 | 0 | 0 | 10025612.0718 | 0 | 0 | 0 | 0 | -148983.3894 | 0 | 0 | 0 | 0 | 0 | 0 | 0 | 131438.2195 | 0 | 0 | 0 | 0 | 0 | 0
2016-06-17 05:00 | 0 | 0 | 0 | 0 | 173857.3911 | 0 | 454279 | 0 | 0 | 0 | 1010523.9663 | 0 | 0 | 0 | 0 | 0 | 0 | 119414.0684 | 0 | 0 | 0 | 10025571.9693 | 0 | 0 | 0 | 0 | -148983.3894 | 0 | 0 | 0 | 0 | 0 | 0 | 0 | -131438.2195 | 0 | 0 | 0 | 0 | 0 | 0
2016-06-17 06:00 | 0 | 0 | 0 | 0 | 410702.8301 | 0 | 428248 | 0 | 0 | 0 | 861540.577 | 0 | 0 | 0 | 0 | 0 | 0 | 250852.2879 | 0 | 0 | 0 | 10025531.867 | 0 | 0 | 0 | 0 | -148983.3894 | 0 | 0 | 0 | 0 | 0 | 0 | 0 | 131438.2195 | 0 | 0 | 0 | 0 | 0 | 0
2016-06-17 07:00 | 0 | 0 | 0 | 0 | 131330.3911 | 0 | 411752 | 0 | 0 | 0 | 712557.1876 | 0 | 0 | 0 | 0 | 0 | 0 | 119414.0684 | 0 | 0 | 0 | 10025491.7649 | 0 | 0 | 0 | 0 | -148983.3894 | 0 | 0 | 0 | 0 | 0 | 0 | 0 | -131438.2195 | 0 | 0 | 0 | 0 | 0 | 0
2016-06-17 08:00 | 0 | 0 | 0 | 0 | 135102.5422 | 0 | 403500 | 0 | 0 | 0 | 563573.7982 | 0 | 0 | 0 | 0 | 0 | 0 | 0 | 0 | 0 | 0 | 10025451.6629 | 0 | 0 | 0 | 0 | -148983.3894 | 0 | 0 | 0 | 0 | 0 | 0 | 0 | -119414.0684 | 0 | 0 | 0 | 0 | 0 | 0
2016-06-17 09:00 | 0 | 0 | 0 | 0 | 387967.8301 | 0 | 405513 | 0 | 0 | 0 | 414590.4089 | 0 | 0 | 0 | 0 | 0 | 0 | 131438.2195 | 0 | 0 | 0 | 10025411.5611 | 0 | 0 | 0 | 0 | -148983.3894 | 0 | 0 | 0 | 0 | 0 | 0 | 0 | 131438.2195 | 0 | 0 | 0 | 0 | 0 | 0
2016-06-17 10:00 | 0 | 0 | 0 | 0 | 136222.3911 | 0 | 416644 | 0 | 0 | 0 | 265607.0195 | 0 | 0 | 0 | 0 | 0 | 0 | 0 | 0 | 0 | 0 | 10025371.4595 | 0 | 0 | 0 | 0 | -148983.3894 | 0 | 0 | 0 | 0 | 0 | 0 | 0 | -131438.2195 | 0 | 0 | 0 | 0 | 0 | 0
2016-06-17 11:00 | 0 | 0 | 0 | 0 | 469164.1987 | 16.3841 | 434301 | 0 | 0 | 0 | 300486.6023 | 0 | 0 | 0 | 0 | 0 | 0 | 0 | 0 | 0 | 0 | 10025331.358 | 0 | 0 | 0 | 0 | 34879.5828 | 0 | 0 | 0 | 0 | 0 | 0 | 0 | 0 | 0 | 0 | 0 | 0 | 0 | 0
2016-06-17 12:00 | 0 | 0 | 0 | 0 | 155282.1875 | 155024.4232 | 459290 | 0 | 0 | 0 | 151503.213 | 0 | 0 | 0 | 0 | 0 | 0 | 0 | 0 | 0 | 0 | 10025291.2567 | 0 | 0 | 0 | 0 | -148983.3894 | 0 | 0 | 0 | 0 | 0 | 0 | 0 | 0 | 0 | 0 | 0 | 0 | 0 | 0
2016-06-17 13:00 | 0 | 0 | 0 | 0 | 92030.9929 | 545863.3964 | 488911 | 0 | 0 | 0 | 300486.6023 | 0 | 0 | 0 | 0 | 0 | 0 | 0 | 0 | 0 | 0 | 10025251.1555 | 0 | 0 | 0 | 0 | 148983.3894 | 0 | 0 | 0 | 0 | 0 | 0 | 0 | 0 | 0 | 0 | 0 | 0 | 0 | 0
2016-06-17 14:00 | 0 | 0 | 0 | 0 | 0 | 686395.7139 | 518595 | 0 | 0 | 0 | 449469.9917 | 0 | 0 | 0 | 0 | 0 | 0 | 0 | 0 | 0 | 0 | 10040264.9141 | 0 | 0 | 0 | 0 | 148983.3894 | 0 | 0 | 0 | 0 | 0 | 0 | 0 | 0 | 0 | 0 | 0 | 18817.3245 | 0 | 0
2016-06-17 15:00 | 0 | 0 | 0 | 0 | 0 | 723855.7085 | 545741 | 0 | 0 | 0 | 598453.3811 | 0 | 0 | 0 | 0 | 0 | 0 | 10313.9946 | 0 | 0 | 0 | 10055278.6126 | 0 | 0 | 0 | 0 | 148983.3894 | 0 | 0 | 0 | 0 | 0 | 0 | 0 | 10313.9946 | 0 | 0 | 0 | 18817.3245 | 0 | 0
2016-06-17 16:00 | 0 | 0 | 0 | 0 | 0 | 840945.7926 | 567490 | 0 | 0 | 0 | 747436.7704 | 0 | 0 | 0 | 0 | 0 | 0 | 115969.0734 | 0 | 0 | 0 | 10070292.2511 | 0 | 0 | 0 | 0 | 148983.3894 | 0 | 0 | 0 | 0 | 0 | 0 | 0 | 105655.0787 | 0 | 0 | 0 | 18817.3245 | 0 | 0
2016-06-17 17:00 | 0 | 0 | 0 | 0 | 0 | 854007.4123 | 584549 | 0 | 0 | 0 | 896420.1598 | 0 | 0 | 0 | 0 | 0 | 0 | 217626.7718 | 0 | 0 | 0 | 10085305.8295 | 0 | 0 | 0 | 0 | 148983.3894 | 0 | 0 | 0 | 0 | 0 | 0 | 0 | 101657.6984 | 0 | 0 | 0 | 18817.3245 | 0 | 0
2016-06-17 18:00 | 0 | 0 | 0 | 0 | 0 | 849812.4892 | 597291 | 0 | 0 | 0 | 1045403.5492 | 0 | 0 | 0 | 0 | 0 | 0 | 302347.5471 | 0 | 0 | 0 | 10100319.3479 | 0 | 0 | 0 | 0 | 148983.3894 | 0 | 0 | 0 | 0 | 0 | 0 | 0 | 84720.7753 | 0 | 0 | 0 | 18817.3245 | 0 | 0
2016-06-17 19:00 | 0 | 0 | 0 | 0 | 0 | 842203.961 | 606608 | 0 | 0 | 0 | 1194386.9385 | 0 | 0 | 0 | 0 | 0 | 0 | 370142.7942 | 0 | 0 | 0 | 10115332.8062 | 0 | 0 | 0 | 0 | 148983.3894 | 0 | 0 | 0 | 0 | 0 | 0 | 0 | 67795.2471 | 0 | 0 | 0 | 18817.3245 | 0 | 0
2016-06-17 20:00 | 0 | 0 | 0 | 0 | 0 | 840074.6352 | 612181 | 0 | 0 | 0 | 1343370.3279 | 0 | 0 | 0 | 0 | 0 | 0 | 430235.7156 | 0 | 0 | 0 | 10130346.2044 | 0 | 0 | 0 | 0 | 148983.3894 | 0 | 0 | 0 | 0 | 0 | 0 | 0 | 60092.9214 | 0 | 0 | 0 | 18817.3245 | 0 | 0
2016-06-17 21:00 | 0 | 0 | 0 | 0 | 0 | 832977.6938 | 612561 | 0 | 0 | 0 | 1492353.7173 | 0 | 0 | 0 | 0 | 0 | 0 | 482851.6955 | 0 | 0 | 0 | 10145359.5426 | 0 | 0 | 0 | 0 | 148983.3894 | 0 | 0 | 0 | 0 | 0 | 0 | 0 | 52615.9799 | 0 | 0 | 0 | 18817.3245 | 0 | 0
2016-06-17 22:00 | 0 | 0 | 0 | 0 | 0 | 803419.7453 | 604742 | 0 | 0 | 0 | 1641337.1067 | 0 | 0 | 0 | 0 | 0 | 0 | 513728.7269 | 0 | 0 | 0 | 10160372.8208 | 0 | 0 | 0 | 0 | 148983.3894 | 0 | 0 | 0 | 0 | 0 | 0 | 0 | 30877.0314 | 0 | 0 | 0 | 18817.3245 | 0 | 0
2016-06-17 23:00 | 0 | 0 | 0 | 0 | 0 | 732606.1763 | 590018 | 0 | 0 | 0 | 1790320.496 | 0 | 0 | 0 | 0 | 0 | 0 | 507333.5139 | 0 | 0 | 0 | 10160332.1793 | 0 | 0 | 0 | 0 | 148983.3894 | 0 | 0 | 0 | 0 | 0 | 0 | 0 | -6395.2131 | 0 | 0 | 0 | 0 | 0 | 0
2016-06-18 | 0 | 0 | 0 | 0 | 0 | 580050.4684 | 571383 | 0 | 0 | 0 | 1829446.577 | 0 | 0 | 0 | 0 | 0 | 0 | 476874.9012 | 0 | 0 | 0 | 10160291.538 | 0 | 0 | 0 | 0 | 39126.081 | 0 | 0 | 0 | 0 | 0 | 0 | 0 | -30458.6126 | 0 | 0 | 0 | 0 | 0 | 0
2016-06-18 01:00 | 0 | 0 | 0 | 0 | 0 | 322964.3679 | 554508 | 0 | 0 | 0 | 1680463.1877 | 0 | 0 | 0 | 0 | 0 | 0 | 394314.6585 | 0 | 0 | 0 | 10160250.8968 | 0 | 0 | 0 | 0 | -148983.3894 | 0 | 0 | 0 | 0 | 0 | 0 | 0 | -82560.2427 | 0 | 0 | 0 | 0 | 0 | 0
2016-06-18 02:00 | 0 | 0 | 0 | 0 | 202094.8959 | 47579.4952 | 530096 | 0 | 0 | 0 | 1531479.7983 | 0 | 0 | 0 | 0 | 0 | 0 | 262876.439 | 0 | 0 | 0 | 10160210.2558 | 0 | 0 | 0 | 0 | -148983.3894 | 0 | 0 | 0 | 0 | 0 | 0 | 0 | -131438.2195 | 0 | 0 | 0 | 0 | 0 | 0
2016-06-18 03:00 | 0 | 0 | 0 | 0 | 217061.5778 | 0.81328 | 497484 | 0 | 0 | 0 | 1382496.4089 | 0 | 0 | 0 | 0 | 0 | 0 | 131438.2195 | 0 | 0 | 0 | 10160169.6149 | 0 | 0 | 0 | 0 | -148983.3894 | 0 | 0 | 0 | 0 | 0 | 0 | 0 | -131438.2195 | 0 | 0 | 0 | 0 | 0 | 0
2016-06-18 04:00 | 0 | 0 | 0 | 0 | 448213.8301 | 0 | 465759 | 0 | 0 | 0 | 1233513.0196 | 0 | 0 | 0 | 0 | 0 | 0 | 262876.439 | 0 | 0 | 0 | 10160128.9743 | 0 | 0 | 0 | 0 | -148983.3894 | 0 | 0 | 0 | 0 | 0 | 0 | 0 | 131438.2195 | 0 | 0 | 0 | 0 | 0 | 0
2016-06-18 05:00 | 0 | 0 | 0 | 0 | 155703.3911 | 0 | 436125 | 0 | 0 | 0 | 1084529.6302 | 0 | 0 | 0 | 0 | 0 | 0 | 131438.2195 | 0 | 0 | 0 | 10160088.3338 | 0 | 0 | 0 | 0 | -148983.3894 | 0 | 0 | 0 | 0 | 0 | 0 | 0 | -131438.2195 | 0 | 0 | 0 | 0 | 0 | 0
2016-06-18 06:00 | 0 | 0 | 0 | 0 | 473936.0828 | 0 | 410907 | 0 | 0 | 0 | 1016120.4935 | 0 | 0 | 0 | 0 | 0 | 0 | 262876.439 | 0 | 0 | 0 | 10160047.6934 | 0 | 0 | 0 | 0 | -68409.1367 | 0 | 0 | 0 | 0 | 0 | 0 | 0 | 131438.2195 | 0 | 0 | 0 | 0 | 0 | 0
2016-06-18 07:00 | 0 | 0 | 0 | 0 | 112746.3911 | 0 | 393168 | 0 | 0 | 0 | 867137.1041 | 0 | 0 | 0 | 0 | 0 | 0 | 131438.2195 | 0 | 0 | 0 | 10160007.0532 | 0 | 0 | 0 | 0 | -148983.3894 | 0 | 0 | 0 | 0 | 0 | 0 | 0 | -131438.2195 | 0 | 0 | 0 | 0 | 0 | 0
2016-06-18 08:00 | 0 | 0 | 0 | 0 | 101336.3911 | 0 | 381758 | 0 | 0 | 0 | 718153.7147 | 0 | 0 | 0 | 0 | 0 | 0 | 0 | 0 | 0 | 0 | 10159966.4132 | 0 | 0 | 0 | 0 | -148983.3894 | 0 | 0 | 0 | 0 | 0 | 0 | 0 | -131438.2195 | 0 | 0 | 0 | 0 | 0 | 0
2016-06-18 09:00 | 0 | 0 | 0 | 0 | 353015.6023 | 0 | 376227 | 0 | 0 | 0 | 569170.3254 | 0 | 0 | 0 | 0 | 0 | 0 | 125771.9917 | 0 | 0 | 0 | 10159925.7733 | 0 | 0 | 0 | 0 | -148983.3894 | 0 | 0 | 0 | 0 | 0 | 0 | 0 | 125771.9917 | 0 | 0 | 0 | 0 | 0 | 0
2016-06-18 10:00 | 0 | 0 | 0 | 0 | 306538.1275 | 0 | 375830 | 0 | 0 | 0 | 625650.4445 | 0 | 0 | 0 | 0 | 0 | 0 | 0 | 0 | 0 | 0 | 10159885.1336 | 0 | 0 | 0 | 0 | 56480.1192 | 0 | 0 | 0 | 0 | 0 | 0 | 0 | -125771.9917 | 0 | 0 | 0 | 0 | 0 | 0
2016-06-18 11:00 | 0 | 0 | 0 | 0 | 235745.9645 | 8.6461 | 384738 | 0 | 0 | 0 | 476667.0552 | 0 | 0 | 0 | 0 | 0 | 0 | 0 | 0 | 0 | 0 | 10159844.4941 | 0 | 0 | 0 | 0 | -148983.3894 | 0 | 0 | 0 | 0 | 0 | 0 | 0 | 0 | 0 | 0 | 0 | 0 | 0 | 0
2016-06-18 12:00 | 0 | 0 | 0 | 0 | 144698.3417 | 160518.6576 | 405325 | 0 | 0 | 0 | 376559.0545 | 0 | 0 | 0 | 0 | 0 | 0 | 0 | 0 | 0 | 0 | 10159803.8547 | 0 | 0 | 0 | 0 | -100108.0007 | 0 | 0 | 0 | 0 | 0 | 0 | 0 | 0 | 0 | 0 | 0 | 0 | 0 | 0
2016-06-18 13:00 | 0 | 0 | 0 | 0 | 49995.422 | 531008.9673 | 432021 | 0 | 0 | 0 | 525542.4438 | 0 | 0 | 0 | 0 | 0 | 0 | 0 | 0 | 0 | 0 | 10159763.2155 | 0 | 0 | 0 | 0 | 148983.3894 | 0 | 0 | 0 | 0 | 0 | 0 | 0 | 0 | 0 | 0 | 0 | 0 | 0 | 0
2016-06-18 14:00 | 0 | 0 | 0 | 0 | 0 | 628621.7139 | 460821 | 0 | 0 | 0 | 674525.8332 | 0 | 0 | 0 | 0 | 0 | 0 | 0 | 0 | 0 | 0 | 10174776.436 | 0 | 0 | 0 | 0 | 148983.3894 | 0 | 0 | 0 | 0 | 0 | 0 | 0 | 0 | 0 | 0 | 0 | 18817.3245 | 0 | 0
2016-06-18 15:00 | 0 | 0 | 0 | 0 | 0 | 775564.3178 | 489654 | 0 | 0 | 0 | 823509.2226 | 0 | 0 | 0 | 0 | 0 | 0 | 118109.6039 | 0 | 0 | 0 | 10189789.5965 | 0 | 0 | 0 | 0 | 148983.3894 | 0 | 0 | 0 | 0 | 0 | 0 | 0 | 118109.6039 | 0 | 0 | 0 | 18817.3245 | 0 | 0
2016-06-18 16:00 | 0 | 0 | 0 | 0 | 0 | 729010.1904 | 514631 | 0 | 0 | 0 | 972492.6119 | 0 | 0 | 0 | 0 | 0 | 0 | 164688.0804 | 0 | 0 | 0 | 10204802.6969 | 0 | 0 | 0 | 0 | 148983.3894 | 0 | 0 | 0 | 0 | 0 | 0 | 0 | 46578.4765 | 0 | 0 | 0 | 18817.3245 | 0 | 0
2016-06-18 17:00 | 0 | 0 | 0 | 0 | 0 | 818043.7542 | 534606 | 0 | 0 | 0 | 1121476.0013 | 0 | 0 | 0 | 0 | 0 | 0 | 280325.1208 | 0 | 0 | 0 | 10219815.7373 | 0 | 0 | 0 | 0 | 148983.3894 | 0 | 0 | 0 | 0 | 0 | 0 | 0 | 115637.0404 | 0 | 0 | 0 | 18817.3245 | 0 | 0
2016-06-18 18:00 | 0 | 0 | 0 | 0 | 0 | 809934.4478 | 551191 | 0 | 0 | 0 | 1270459.3907 | 0 | 0 | 0 | 0 | 0 | 0 | 371267.8548 | 0 | 0 | 0 | 10234828.7176 | 0 | 0 | 0 | 0 | 148983.3894 | 0 | 0 | 0 | 0 | 0 | 0 | 0 | 90942.734 | 0 | 0 | 0 | 18817.3245 | 0 | 0
2016-06-18 19:00 | 0 | 0 | 0 | 0 | 0 | 799422.4642 | 564545 | 0 | 0 | 0 | 1419442.7801 | 0 | 0 | 0 | 0 | 0 | 0 | 438344.6051 | 0 | 0 | 0 | 10249841.6379 | 0 | 0 | 0 | 0 | 148983.3894 | 0 | 0 | 0 | 0 | 0 | 0 | 0 | 67076.7503 | 0 | 0 | 0 | 18817.3245 | 0 | 0
2016-06-18 20:00 | 0 | 0 | 0 | 0 | 0 | 791102.4055 | 574478 | 0 | 0 | 0 | 1568426.1694 | 0 | 0 | 0 | 0 | 0 | 0 | 487168.2968 | 0 | 0 | 0 | 10264854.4981 | 0 | 0 | 0 | 0 | 148983.3894 | 0 | 0 | 0 | 0 | 0 | 0 | 0 | 48823.6917 | 0 | 0 | 0 | 18817.3245 | 0 | 0
2016-06-18 21:00 | 0 | 0 | 0 | 0 | 0 | 774046.144 | 579685 | 0 | 0 | 0 | 1717409.5588 | 0 | 0 | 0 | 0 | 0 | 0 | 513728.7269 | 0 | 0 | 0 | 10279867.2983 | 0 | 0 | 0 | 0 | 148983.3894 | 0 | 0 | 0 | 0 | 0 | 0 | 0 | 26560.4301 | 0 | 0 | 0 | 18817.3245 | 0 | 0
2016-06-18 22:00 | 0 | 0 | 0 | 0 | 0 | 741426.4111 | 575841 | 0 | 0 | 0 | 1866392.9482 | 0 | 0 | 0 | 0 | 0 | 0 | 513728.7269 | 0 | 0 | 0 | 10293107.7962 | 0 | 0 | 0 | 0 | 148983.3894 | 0 | 0 | 0 | 0 | 0 | 0 | 0 | 0 | 0 | 0 | 0 | 16602.0217 | 0 | 0
2016-06-18 23:00 | 0 | 0 | 0 | 0 | 0 | 661664.1913 | 562708 | 0 | 0 | 0 | 1965349.1394 | 0 | 0 | 0 | 0 | 0 | 0 | 513728.7269 | 0 | 0 | 0 | 10293066.6237 | 0 | 0 | 0 | 0 | 98956.1913 | 0 | 0 | 0 | 0 | 0 | 0 | 0 | 0 | 0 | 0 | 0 | 0 | 0 | 0
2016-06-19 | 0 | 0 | 0 | 0 | 0 | 510116.3031 | 545617 | 0 | 0 | 0 | 1929848.4425 | 0 | 0 | 0 | 0 | 0 | 0 | 513728.7269 | 0 | 0 | 0 | 10293025.4515 | 0 | 0 | 0 | 0 | -35500.6969 | 0 | 0 | 0 | 0 | 0 | 0 | 0 | 0 | 0 | 0 | 0 | 0 | 0 | 0
2016-06-19 01:00 | 0 | 0 | 0 | 0 | 0 | 279251.7765 | 531539 | 0 | 0 | 0 | 1808999.4385 | 0 | 0 | 0 | 0 | 0 | 0 | 382290.5074 | 0 | 0 | 0 | 10292984.2794 | 0 | 0 | 0 | 0 | -120849.004 | 0 | 0 | 0 | 0 | 0 | 0 | 0 | -131438.2195 | 0 | 0 | 0 | 0 | 0 | 0
2016-06-19 02:00 | 0 | 0 | 0 | 0 | 183986.1466 | 46900.2445 | 511308 | 0 | 0 | 0 | 1660016.0492 | 0 | 0 | 0 | 0 | 0 | 0 | 250852.2879 | 0 | 0 | 0 | 10292943.1074 | 0 | 0 | 0 | 0 | -148983.3894 | 0 | 0 | 0 | 0 | 0 | 0 | 0 | -131438.2195 | 0 | 0 | 0 | 0 | 0 | 0
2016-06-19 03:00 | 0 | 0 | 0 | 0 | 201301.3247 | 4.0664 | 481727 | 0 | 0 | 0 | 1511032.6598 | 0 | 0 | 0 | 0 | 0 | 0 | 119414.0684 | 0 | 0 | 0 | 10292901.9357 | 0 | 0 | 0 | 0 | -148983.3894 | 0 | 0 | 0 | 0 | 0 | 0 | 0 | -131438.2195 | 0 | 0 | 0 | 0 | 0 | 0
2016-06-19 04:00 | 0 | 0 | 0 | 0 | 433417.8301 | 0 | 450963 | 0 | 0 | 0 | 1362049.2704 | 0 | 0 | 0 | 0 | 0 | 0 | 250852.2879 | 0 | 0 | 0 | 10292860.7641 | 0 | 0 | 0 | 0 | -148983.3894 | 0 | 0 | 0 | 0 | 0 | 0 | 0 | 131438.2195 | 0 | 0 | 0 | 0 | 0 | 0
2016-06-19 05:00 | 0 | 0 | 0 | 0 | 143358.3911 | 0 | 423780 | 0 | 0 | 0 | 1213065.8811 | 0 | 0 | 0 | 0 | 0 | 0 | 119414.0684 | 0 | 0 | 0 | 10292819.5926 | 0 | 0 | 0 | 0 | -148983.3894 | 0 | 0 | 0 | 0 | 0 | 0 | 0 | -131438.2195 | 0 | 0 | 0 | 0 | 0 | 0
2016-06-19 06:00 | 0 | 0 | 0 | 0 | 132234.5422 | 0 | 400632 | 0 | 0 | 0 | 1064082.4917 | 0 | 0 | 0 | 0 | 0 | 0 | 0 | 0 | 0 | 0 | 10292778.4213 | 0 | 0 | 0 | 0 | -148983.3894 | 0 | 0 | 0 | 0 | 0 | 0 | 0 | -119414.0684 | 0 | 0 | 0 | 0 | 0 | 0
2016-06-19 07:00 | 0 | 0 | 0 | 0 | 366198.8301 | 0 | 383744 | 0 | 0 | 0 | 915099.1023 | 0 | 0 | 0 | 0 | 0 | 0 | 131438.2195 | 0 | 0 | 0 | 10292737.2502 | 0 | 0 | 0 | 0 | -148983.3894 | 0 | 0 | 0 | 0 | 0 | 0 | 0 | 131438.2195 | 0 | 0 | 0 | 0 | 0 | 0
2016-06-19 08:00 | 0 | 0 | 0 | 0 | 91581.3911 | 0 | 372003 | 0 | 0 | 0 | 766115.713 | 0 | 0 | 0 | 0 | 0 | 0 | 0 | 0 | 0 | 0 | 10292696.0793 | 0 | 0 | 0 | 0 | -148983.3894 | 0 | 0 | 0 | 0 | 0 | 0 | 0 | -131438.2195 | 0 | 0 | 0 | 0 | 0 | 0
2016-06-19 09:00 | 0 | 0 | 0 | 0 | 552815.4658 | 0 | 364628 | 0 | 0 | 0 | 822864.9593 | 0 | 0 | 0 | 0 | 0 | 0 | 131438.2195 | 0 | 0 | 0 | 10292654.9085 | 0 | 0 | 0 | 0 | 56749.2463 | 0 | 0 | 0 | 0 | 0 | 0 | 0 | 131438.2195 | 0 | 0 | 0 | 0 | 0 | 0
2016-06-19 10:00 | 0 | 0 | 0 | 0 | 81062.3911 | 0 | 361484 | 0 | 0 | 0 | 673881.5699 | 0 | 0 | 0 | 0 | 0 | 0 | 0 | 0 | 0 | 0 | 10292613.7379 | 0 | 0 | 0 | 0 | -148983.3894 | 0 | 0 | 0 | 0 | 0 | 0 | 0 | -131438.2195 | 0 | 0 | 0 | 0 | 0 | 0
2016-06-19 11:00 | 0 | 0 | 0 | 0 | 218309.9044 | 14.7062 | 367308 | 0 | 0 | 0 | 524898.1805 | 0 | 0 | 0 | 0 | 0 | 0 | 0 | 0 | 0 | 0 | 10292572.5674 | 0 | 0 | 0 | 0 | -148983.3894 | 0 | 0 | 0 | 0 | 0 | 0 | 0 | 0 | 0 | 0 | 0 | 0 | 0 | 0
2016-06-19 12:00 | 0 | 0 | 0 | 0 | 101946.6977 | 136243.9129 | 387174 | 0 | 0 | 0 | 375914.7912 | 0 | 0 | 0 | 0 | 0 | 0 | 0 | 0 | 0 | 0 | 10292531.3971 | 0 | 0 | 0 | 0 | -148983.3894 | 0 | 0 | 0 | 0 | 0 | 0 | 0 | 0 | 0 | 0 | 0 | 0 | 0 | 0
2016-06-19 13:00 | 0 | 0 | 0 | 0 | 108599.1169 | 456265.2725 | 415881 | 0 | 0 | 0 | 524898.1805 | 0 | 0 | 0 | 0 | 0 | 0 | 0 | 0 | 0 | 0 | 10292490.227 | 0 | 0 | 0 | 0 | 148983.3894 | 0 | 0 | 0 | 0 | 0 | 0 | 0 | 0 | 0 | 0 | 0 | 0 | 0 | 0
2016-06-19 14:00 | 0 | 0 | 0 | 0 | 0 | 629426.5443 | 447988 | 0 | 0 | 0 | 673881.5699 | 0 | 0 | 0 | 0 | 0 | 0 | 30454.9208 | 0 | 0 | 0 | 10294049.2443 | 0 | 0 | 0 | 0 | 148983.3894 | 0 | 0 | 0 | 0 | 0 | 0 | 0 | 30454.9208 | 0 | 0 | 0 | 2000.2341 | 0 | 0
2016-06-19 15:00 | 0 | 0 | 0 | 0 | 0 | 736031.1062 | 479035 | 0 | 0 | 0 | 822864.9593 | 0 | 0 | 0 | 0 | 0 | 0 | 119650.3132 | 0 | 0 | 0 | 10309061.9277 | 0 | 0 | 0 | 0 | 148983.3894 | 0 | 0 | 0 | 0 | 0 | 0 | 0 | 89195.3924 | 0 | 0 | 0 | 18817.3245 | 0 | 0
2016-06-19 16:00 | 0 | 0 | 0 | 0 | 0 | 786024.6588 | 506647 | 0 | 0 | 0 | 971848.3487 | 0 | 0 | 0 | 0 | 0 | 0 | 231227.2582 | 0 | 0 | 0 | 10324074.551 | 0 | 0 | 0 | 0 | 148983.3894 | 0 | 0 | 0 | 0 | 0 | 0 | 0 | 111576.9449 | 0 | 0 | 0 | 18817.3245 | 0 | 0
2016-06-19 17:00 | 0 | 0 | 0 | 0 | 0 | 797795.9025 | 530674 | 0 | 0 | 0 | 1120831.738 | 0 | 0 | 0 | 0 | 0 | 0 | 330548.4468 | 0 | 0 | 0 | 10339087.1143 | 0 | 0 | 0 | 0 | 148983.3894 | 0 | 0 | 0 | 0 | 0 | 0 | 0 | 99321.1886 | 0 | 0 | 0 | 18817.3245 | 0 | 0
2016-06-19 18:00 | 0 | 0 | 0 | 0 | 0 | 795584.8268 | 550246 | 0 | 0 | 0 | 1269815.1274 | 0 | 0 | 0 | 0 | 0 | 0 | 408086.5597 | 0 | 0 | 0 | 10354099.6176 | 0 | 0 | 0 | 0 | 148983.3894 | 0 | 0 | 0 | 0 | 0 | 0 | 0 | 77538.1129 | 0 | 0 | 0 | 18817.3245 | 0 | 0
2016-06-19 19:00 | 0 | 0 | 0 | 0 | 0 | 789892.0018 | 567009 | 0 | 0 | 0 | 1418798.5168 | 0 | 0 | 0 | 0 | 0 | 0 | 463168.8477 | 0 | 0 | 0 | 10369112.0608 | 0 | 0 | 0 | 0 | 148983.3894 | 0 | 0 | 0 | 0 | 0 | 0 | 0 | 55082.288 | 0 | 0 | 0 | 18817.3245 | 0 | 0
2016-06-19 20:00 | 0 | 0 | 0 | 0 | 0 | 785506.3249 | 580864 | 0 | 0 | 0 | 1567781.9061 | 0 | 0 | 0 | 0 | 0 | 0 | 500010.4588 | 0 | 0 | 0 | 10384124.4439 | 0 | 0 | 0 | 0 | 148983.3894 | 0 | 0 | 0 | 0 | 0 | 0 | 0 | 36841.6111 | 0 | 0 | 0 | 18817.3245 | 0 | 0
2016-06-19 21:00 | 0 | 0 | 0 | 0 | 0 | 771905.982 | 590387 | 0 | 0 | 0 | 1716765.2955 | 0 | 0 | 0 | 0 | 0 | 0 | 513728.7269 | 0 | 0 | 0 | 10399136.767 | 0 | 0 | 0 | 0 | 148983.3894 | 0 | 0 | 0 | 0 | 0 | 0 | 0 | 13718.2682 | 0 | 0 | 0 | 18817.3245 | 0 | 0
2016-06-19 22:00 | 0 | 0 | 0 | 0 | 0 | 741850.6941 | 591563 | 0 | 0 | 0 | 1865748.6849 | 0 | 0 | 0 | 0 | 0 | 0 | 513728.7269 | 0 | 0 | 0 | 10400138.6142 | 0 | 0 | 0 | 0 | 148983.3894 | 0 | 0 | 0 | 0 | 0 | 0 | 0 | 0 | 0 | 0 | 0 | 1304.3047 | 0 | 0
2016-06-19 23:00 | 0 | 0 | 0 | 0 | 0 | 674632.8784 | 584623 | 0 | 0 | 0 | 1955758.5633 | 0 | 0 | 0 | 0 | 0 | 0 | 513728.7269 | 0 | 0 | 0 | 10400097.0136 | 0 | 0 | 0 | 0 | 90009.8784 | 0 | 0 | 0 | 0 | 0 | 0 | 0 | 0 | 0 | 0 | 0 | 0 | 0 | 0
2016-06-20 | 0 | 0 | 0 | 0 | 0 | 533496.2805 | 571899 | 0 | 0 | 0 | 1917355.8438 | 0 | 0 | 0 | 0 | 0 | 0 | 513728.7269 | 0 | 0 | 0 | 10400055.4132 | 0 | 0 | 0 | 0 | -38402.7195 | 0 | 0 | 0 | 0 | 0 | 0 | 0 | 0 | 0 | 0 | 0 | 0 | 0 | 0
2016-06-20 01:00 | 0 | 0 | 0 | 0 | 0 | 329029.5579 | 560612 | 0 | 0 | 0 | 1817211.6212 | 0 | 0 | 0 | 0 | 0 | 0 | 382290.5074 | 0 | 0 | 0 | 10400013.813 | 0 | 0 | 0 | 0 | -100144.2226 | 0 | 0 | 0 | 0 | 0 | 0 | 0 | -131438.2195 | 0 | 0 | 0 | 0 | 0 | 0
2016-06-20 02:00 | 0 | 0 | 0 | 0 | 213241.1419 | 44966.2492 | 538629 | 0 | 0 | 0 | 1668228.2318 | 0 | 0 | 0 | 0 | 0 | 0 | 250852.2879 | 0 | 0 | 0 | 10399972.213 | 0 | 0 | 0 | 0 | -148983.3894 | 0 | 0 | 0 | 0 | 0 | 0 | 0 | -131438.2195 | 0 | 0 | 0 | 0 | 0 | 0
2016-06-20 03:00 | 0 | 0 | 0 | 0 | 225980.96 | 1.4311 | 506404 | 0 | 0 | 0 | 1519244.8424 | 0 | 0 | 0 | 0 | 0 | 0 | 119414.0684 | 0 | 0 | 0 | 10399930.6131 | 0 | 0 | 0 | 0 | -148983.3894 | 0 | 0 | 0 | 0 | 0 | 0 | 0 | -131438.2195 | 0 | 0 | 0 | 0 | 0 | 0
2016-06-20 04:00 | 0 | 0 | 0 | 0 | 455242.8301 | 0 | 472788 | 0 | 0 | 0 | 1370261.4531 | 0 | 0 | 0 | 0 | 0 | 0 | 250852.2879 | 0 | 0 | 0 | 10399889.0134 | 0 | 0 | 0 | 0 | -148983.3894 | 0 | 0 | 0 | 0 | 0 | 0 | 0 | 131438.2195 | 0 | 0 | 0 | 0 | 0 | 0
2016-06-20 05:00 | 0 | 0 | 0 | 0 | 163958.3911 | 0 | 444380 | 0 | 0 | 0 | 1221278.0637 | 0 | 0 | 0 | 0 | 0 | 0 | 119414.0684 | 0 | 0 | 0 | 10399847.4138 | 0 | 0 | 0 | 0 | -148983.3894 | 0 | 0 | 0 | 0 | 0 | 0 | 0 | -131438.2195 | 0 | 0 | 0 | 0 | 0 | 0
2016-06-20 06:00 | 0 | 0 | 0 | 0 | 402528.8301 | 0 | 420074 | 0 | 0 | 0 | 1072294.6743 | 0 | 0 | 0 | 0 | 0 | 0 | 250852.2879 | 0 | 0 | 0 | 10399805.8144 | 0 | 0 | 0 | 0 | -148983.3894 | 0 | 0 | 0 | 0 | 0 | 0 | 0 | 131438.2195 | 0 | 0 | 0 | 0 | 0 | 0
2016-06-20 07:00 | 0 | 0 | 0 | 0 | 122846.3911 | 0 | 403268 | 0 | 0 | 0 | 923311.285 | 0 | 0 | 0 | 0 | 0 | 0 | 119414.0684 | 0 | 0 | 0 | 10399764.2152 | 0 | 0 | 0 | 0 | -148983.3894 | 0 | 0 | 0 | 0 | 0 | 0 | 0 | -131438.2195 | 0 | 0 | 0 | 0 | 0 | 0
2016-06-20 08:00 | 0 | 0 | 0 | 0 | 630305.8392 | 0 | 394676 | 0 | 0 | 0 | 1072294.6743 | 0 | 0 | 0 | 0 | 0 | 0 | 206060.5182 | 0 | 0 | 0 | 10399722.6161 | 0 | 0 | 0 | 0 | 148983.3894 | 0 | 0 | 0 | 0 | 0 | 0 | 0 | 86646.4498 | 0 | 0 | 0 | 0 | 0 | 0
2016-06-20 09:00 | 0 | 0 | 0 | 0 | 116909.3911 | 0 | 397331 | 0 | 0 | 0 | 923311.285 | 0 | 0 | 0 | 0 | 0 | 0 | 74622.2987 | 0 | 0 | 0 | 10399681.0172 | 0 | 0 | 0 | 0 | -148983.3894 | 0 | 0 | 0 | 0 | 0 | 0 | 0 | -131438.2195 | 0 | 0 | 0 | 0 | 0 | 0
2016-06-20 10:00 | 0 | 0 | 0 | 0 | 187073.3119 | 0 | 410679 | 0 | 0 | 0 | 774327.8956 | 0 | 0 | 0 | 0 | 0 | 0 | 0 | 0 | 0 | 0 | 10399639.4185 | 0 | 0 | 0 | 0 | -148983.3894 | 0 | 0 | 0 | 0 | 0 | 0 | 0 | -74622.2987 | 0 | 0 | 0 | 0 | 0 | 0
2016-06-20 11:00 | 0 | 0 | 0 | 0 | 399094.2541 | 16.3841 | 433379 | 0 | 0 | 0 | 625344.5062 | 0 | 0 | 0 | 0 | 0 | 0 | 114715.0276 | 0 | 0 | 0 | 10399597.82 | 0 | 0 | 0 | 0 | -148983.3894 | 0 | 0 | 0 | 0 | 0 | 0 | 0 | 114715.0276 | 0 | 0 | 0 | 0 | 0 | 0
2016-06-20 12:00 | 0 | 0 | 0 | 0 | 37593.745 | 160491.838 | 461784 | 0 | 0 | 0 | 476361.1168 | 0 | 0 | 0 | 0 | 0 | 0 | 0 | 0 | 0 | 0 | 10399556.2216 | 0 | 0 | 0 | 0 | -148983.3894 | 0 | 0 | 0 | 0 | 0 | 0 | 0 | -114715.0276 | 0 | 0 | 0 | 0 | 0 | 0
2016-06-20 13:00 | 0 | 0 | 0 | 0 | 135649.3651 | 507864.0243 | 494530 | 0 | 0 | 0 | 625344.5062 | 0 | 0 | 0 | 0 | 0 | 0 | 0 | 0 | 0 | 0 | 10399514.6233 | 0 | 0 | 0 | 0 | 148983.3894 | 0 | 0 | 0 | 0 | 0 | 0 | 0 | 0 | 0 | 0 | 0 | 0 | 0 | 0
2016-06-20 14:00 | 0 | 0 | 0 | 0 | 0 | 685642.9842 | 529278 | 0 | 0 | 0 | 774327.8956 | 0 | 0 | 0 | 0 | 0 | 0 | 7381.5948 | 0 | 0 | 0 | 10399473.0253 | 0 | 0 | 0 | 0 | 148983.3894 | 0 | 0 | 0 | 0 | 0 | 0 | 0 | 7381.5948 | 0 | 0 | 0 | 0 | 0 | 0
2016-06-20 15:00 | 0 | 0 | 0 | 0 | 0 | 771280.3942 | 563124 | 0 | 0 | 0 | 851046.0703 | 0 | 0 | 0 | 0 | 0 | 0 | 138819.8143 | 0 | 0 | 0 | 10399431.4274 | 0 | 0 | 0 | 0 | 76718.1747 | 0 | 0 | 0 | 0 | 0 | 0 | 0 | 131438.2195 | 0 | 0 | 0 | 0 | 0 | 0
2016-06-20 16:00 | 0 | 0 | 0 | 0 | 0 | 813191.5637 | 592728 | 0 | 0 | 0 | 1000029.4597 | 0 | 0 | 0 | 0 | 0 | 0 | 210299.9887 | 0 | 0 | 0 | 10399389.8297 | 0 | 0 | 0 | 0 | 148983.3894 | 0 | 0 | 0 | 0 | 0 | 0 | 0 | 71480.1744 | 0 | 0 | 0 | 0 | 0 | 0
2016-06-20 17:00 | 0 | 0 | 0 | 0 | 0 | 818896.5209 | 618309 | 0 | 0 | 0 | 1149012.8491 | 0 | 0 | 0 | 0 | 0 | 0 | 261904.1202 | 0 | 0 | 0 | 10399348.2321 | 0 | 0 | 0 | 0 | 148983.3894 | 0 | 0 | 0 | 0 | 0 | 0 | 0 | 51604.1315 | 0 | 0 | 0 | 0 | 0 | 0
2016-06-20 18:00 | 0 | 0 | 0 | 0 | 0 | 812343.7676 | 637952 | 0 | 0 | 0 | 1191966.3972 | 0 | 0 | 0 | 0 | 0 | 0 | 393342.3397 | 0 | 0 | 0 | 10399306.6347 | 0 | 0 | 0 | 0 | 42953.5481 | 0 | 0 | 0 | 0 | 0 | 0 | 0 | 131438.2195 | 0 | 0 | 0 | 0 | 0 | 0
2016-06-20 19:00 | 0 | 0 | 0 | 0 | 0 | 804817.164 | 653245 | 0 | 0 | 0 | 1340949.7865 | 0 | 0 | 0 | 0 | 0 | 0 | 395931.1143 | 0 | 0 | 0 | 10399265.0375 | 0 | 0 | 0 | 0 | 148983.3894 | 0 | 0 | 0 | 0 | 0 | 0 | 0 | 2588.7746 | 0 | 0 | 0 | 0 | 0 | 0
2016-06-20 20:00 | 0 | 0 | 0 | 0 | 0 | 803122.6071 | 664302 | 0 | 0 | 0 | 1489933.1759 | 0 | 0 | 0 | 0 | 0 | 0 | 385768.3321 | 0 | 0 | 0 | 10399223.4404 | 0 | 0 | 0 | 0 | 148983.3894 | 0 | 0 | 0 | 0 | 0 | 0 | 0 | -10162.7822 | 0 | 0 | 0 | 0 | 0 | 0
2016-06-20 21:00 | 0 | 0 | 0 | 0 | 0 | 796535.5212 | 668915 | 0 | 0 | 0 | 1638916.5653 | 0 | 0 | 0 | 0 | 0 | 0 | 364405.4639 | 0 | 0 | 0 | 10399181.8435 | 0 | 0 | 0 | 0 | 148983.3894 | 0 | 0 | 0 | 0 | 0 | 0 | 0 | -21362.8682 | 0 | 0 | 0 | 0 | 0 | 0
2016-06-20 22:00 | 0 | 0 | 0 | 0 | 0 | 773370.0891 | 664906 | 0 | 0 | 0 | 1787899.9547 | 0 | 0 | 0 | 0 | 0 | 0 | 323886.1637 | 0 | 0 | 0 | 10399140.2468 | 0 | 0 | 0 | 0 | 148983.3894 | 0 | 0 | 0 | 0 | 0 | 0 | 0 | -40519.3002 | 0 | 0 | 0 | 0 | 0 | 0
2016-06-20 23:00 | 0 | 0 | 0 | 0 | 0 | 700812.6381 | 651397 | 0 | 0 | 0 | 1936883.344 | 0 | 0 | 0 | 0 | 0 | 0 | 224318.4124 | 0 | 0 | 0 | 10399098.6502 | 0 | 0 | 0 | 0 | 148983.3894 | 0 | 0 | 0 | 0 | 0 | 0 | 0 | -99567.7512 | 0 | 0 | 0 | 0 | 0 | 0
2016-06-21 | 0 | 0 | 0 | 0 | 41743.8631 | 572217.967 | 631507 | 0 | 0 | 0 | 1787899.9547 | 0 | 0 | 0 | 0 | 0 | 0 | 355756.6319 | 0 | 0 | 0 | 10399057.0538 | 0 | 0 | 0 | 0 | -148983.3894 | 0 | 0 | 0 | 0 | 0 | 0 | 0 | 131438.2195 | 0 | 0 | 0 | 0 | 0 | 0
2016-06-21 01:00 | 0 | 0 | 0 | 0 | 10470.2391 | 321912.1521 | 612804 | 0 | 0 | 0 | 1638916.5653 | 0 | 0 | 0 | 0 | 0 | 0 | 224318.4124 | 0 | 0 | 0 | 10399015.4576 | 0 | 0 | 0 | 0 | -148983.3894 | 0 | 0 | 0 | 0 | 0 | 0 | 0 | -131438.2195 | 0 | 0 | 0 | 0 | 0 | 0
2016-06-21 02:00 | 0 | 0 | 0 | 0 | 506180.5635 | 47999.7967 | 581995 | 0 | 0 | 0 | 1489933.1759 | 0 | 0 | 0 | 0 | 0 | 0 | 345487.1619 | 0 | 0 | 0 | 10398973.8616 | 0 | 0 | 0 | 0 | -148983.3894 | 0 | 0 | 0 | 0 | 0 | 0 | 0 | 121168.7495 | 0 | 0 | 0 | 0 | 0 | 0
2016-06-21 03:00 | 0 | 0 | 0 | 0 | 259526.1475 | 1.2436 | 539949 | 0 | 0 | 0 | 1340949.7865 | 0 | 0 | 0 | 0 | 0 | 0 | 214048.9424 | 0 | 0 | 0 | 10398932.2657 | 0 | 0 | 0 | 0 | -148983.3894 | 0 | 0 | 0 | 0 | 0 | 0 | 0 | -131438.2195 | 0 | 0 | 0 | 0 | 0 | 0
2016-06-21 04:00 | 0 | 0 | 0 | 0 | 551994.6478 | 0 | 501362 | 0 | 0 | 0 | 1260144.2148 | 0 | 0 | 0 | 0 | 0 | 0 | 345487.1619 | 0 | 0 | 0 | 10398890.6699 | 0 | 0 | 0 | 0 | -80805.5717 | 0 | 0 | 0 | 0 | 0 | 0 | 0 | 131438.2195 | 0 | 0 | 0 | 0 | 0 | 0
2016-06-21 05:00 | 0 | 0 | 0 | 0 | 188816.3911 | 0 | 469238 | 0 | 0 | 0 | 1111160.8255 | 0 | 0 | 0 | 0 | 0 | 0 | 214048.9424 | 0 | 0 | 0 | 10398849.0744 | 0 | 0 | 0 | 0 | -148983.3894 | 0 | 0 | 0 | 0 | 0 | 0 | 0 | -131438.2195 | 0 | 0 | 0 | 0 | 0 | 0
2016-06-21 06:00 | 0 | 0 | 0 | 0 | 502035.0687 | 0 | 441958 | 0 | 0 | 0 | 1039799.6746 | 0 | 0 | 0 | 0 | 0 | 0 | 345487.1619 | 0 | 0 | 0 | 10398807.479 | 0 | 0 | 0 | 0 | -71361.1509 | 0 | 0 | 0 | 0 | 0 | 0 | 0 | 131438.2195 | 0 | 0 | 0 | 0 | 0 | 0
2016-06-21 07:00 | 0 | 0 | 0 | 0 | 142203.3911 | 0 | 422625 | 0 | 0 | 0 | 890816.2853 | 0 | 0 | 0 | 0 | 0 | 0 | 214048.9424 | 0 | 0 | 0 | 10398765.8837 | 0 | 0 | 0 | 0 | -148983.3894 | 0 | 0 | 0 | 0 | 0 | 0 | 0 | -131438.2195 | 0 | 0 | 0 | 0 | 0 | 0
2016-06-21 08:00 | 0 | 0 | 0 | 0 | 472001.891 | 0 | 412705 | 0 | 0 | 0 | 818674.9567 | 0 | 0 | 0 | 0 | 0 | 0 | 345487.1619 | 0 | 0 | 0 | 10398724.2887 | 0 | 0 | 0 | 0 | -72141.3285 | 0 | 0 | 0 | 0 | 0 | 0 | 0 | 131438.2195 | 0 | 0 | 0 | 0 | 0 | 0
2016-06-21 09:00 | 0 | 0 | 0 | 0 | 306080.6357 | 0 | 414254 | 0 | 0 | 0 | 669691.5674 | 0 | 0 | 0 | 0 | 0 | 0 | 386297.187 | 0 | 0 | 0 | 10398682.6938 | 0 | 0 | 0 | 0 | -148983.3894 | 0 | 0 | 0 | 0 | 0 | 0 | 0 | 40810.0251 | 0 | 0 | 0 | 0 | 0 | 0
2016-06-21 10:00 | 0 | 0 | 0 | 0 | 410684.4352 | 0 | 427487 | 0 | 0 | 0 | 784327.2221 | 0 | 0 | 0 | 0 | 0 | 0 | 254858.9675 | 0 | 0 | 0 | 10398641.0991 | 0 | 0 | 0 | 0 | 114635.6547 | 0 | 0 | 0 | 0 | 0 | 0 | 0 | -131438.2195 | 0 | 0 | 0 | 0 | 0 | 0
2016-06-21 11:00 | 0 | 0 | 0 | 0 | 166831.4745 | 13.9166 | 447267 | 0 | 0 | 0 | 635343.8327 | 0 | 0 | 0 | 0 | 0 | 0 | 123420.748 | 0 | 0 | 0 | 10398599.5045 | 0 | 0 | 0 | 0 | -148983.3894 | 0 | 0 | 0 | 0 | 0 | 0 | 0 | -131438.2195 | 0 | 0 | 0 | 0 | 0 | 0
2016-06-21 12:00 | 0 | 0 | 0 | 0 | 190546.636 | 138680.4461 | 470193 | 0 | 0 | 0 | 486360.4434 | 0 | 0 | 0 | 0 | 0 | 0 | 131438.2195 | 0 | 0 | 0 | 10398557.9101 | 0 | 0 | 0 | 0 | -148983.3894 | 0 | 0 | 0 | 0 | 0 | 0 | 0 | 8017.4715 | 0 | 0 | 0 | 0 | 0 | 0
2016-06-21 13:00 | 0 | 0 | 0 | 0 | 0 | 439494.1739 | 498042 | 0 | 0 | 0 | 559250.8368 | 0 | 0 | 0 | 0 | 0 | 0 | 0 | 0 | 0 | 0 | 10398516.3159 | 0 | 0 | 0 | 0 | 72890.3934 | 0 | 0 | 0 | 0 | 0 | 0 | 0 | -131438.2195 | 0 | 0 | 0 | 0 | 0 | 0
2016-06-21 14:00 | 0 | 0 | 0 | 0 | 0 | 638757.1202 | 529549 | 0 | 0 | 0 | 668458.957 | 0 | 0 | 0 | 0 | 0 | 0 | 0 | 0 | 0 | 0 | 10398474.7218 | 0 | 0 | 0 | 0 | 109208.1202 | 0 | 0 | 0 | 0 | 0 | 0 | 0 | 0 | 0 | 0 | 0 | 0 | 0 | 0
2016-06-21 15:00 | 0 | 0 | 0 | 0 | 116386.8409 | 724749.768 | 560715 | 0 | 0 | 0 | 817442.3464 | 0 | 0 | 0 | 0 | 0 | 0 | 131438.2195 | 0 | 0 | 0 | 10398433.1279 | 0 | 0 | 0 | 0 | 148983.3894 | 0 | 0 | 0 | 0 | 0 | 0 | 0 | 131438.2195 | 0 | 0 | 0 | 0 | 0 | 0
2016-06-21 16:00 | 0 | 0 | 0 | 0 | 0 | 776526.0162 | 586867 | 0 | 0 | 0 | 966425.7357 | 0 | 0 | 0 | 0 | 0 | 0 | 172113.8463 | 0 | 0 | 0 | 10398391.5342 | 0 | 0 | 0 | 0 | 148983.3894 | 0 | 0 | 0 | 0 | 0 | 0 | 0 | 40675.6268 | 0 | 0 | 0 | 0 | 0 | 0
2016-06-21 17:00 | 0 | 0 | 0 | 0 | 0 | 789627.3605 | 609939 | 0 | 0 | 0 | 1115409.1251 | 0 | 0 | 0 | 0 | 0 | 0 | 202818.8175 | 0 | 0 | 0 | 10398349.9406 | 0 | 0 | 0 | 0 | 148983.3894 | 0 | 0 | 0 | 0 | 0 | 0 | 0 | 30704.9712 | 0 | 0 | 0 | 0 | 0 | 0
2016-06-21 18:00 | 0 | 0 | 0 | 0 | 0 | 790036.7695 | 627655 | 0 | 0 | 0 | 1222238.5098 | 0 | 0 | 0 | 0 | 0 | 0 | 258371.2023 | 0 | 0 | 0 | 10398308.3472 | 0 | 0 | 0 | 0 | 106829.3847 | 0 | 0 | 0 | 0 | 0 | 0 | 0 | 55552.3848 | 0 | 0 | 0 | 0 | 0 | 0
2016-06-21 19:00 | 0 | 0 | 0 | 0 | 0 | 783462.3458 | 640291 | 0 | 0 | 0 | 1371221.8992 | 0 | 0 | 0 | 0 | 0 | 0 | 252559.1586 | 0 | 0 | 0 | 10398266.754 | 0 | 0 | 0 | 0 | 148983.3894 | 0 | 0 | 0 | 0 | 0 | 0 | 0 | -5812.0436 | 0 | 0 | 0 | 0 | 0 | 0
2016-06-21 20:00 | 0 | 0 | 0 | 0 | 0 | 777462.2511 | 649707 | 0 | 0 | 0 | 1520205.2885 | 0 | 0 | 0 | 0 | 0 | 0 | 231331.0204 | 0 | 0 | 0 | 10398225.1609 | 0 | 0 | 0 | 0 | 148983.3894 | 0 | 0 | 0 | 0 | 0 | 0 | 0 | -21228.1382 | 0 | 0 | 0 | 0 | 0 | 0
2016-06-21 21:00 | 0 | 0 | 0 | 0 | 0 | 765590.1088 | 653434 | 0 | 0 | 0 | 1669188.6779 | 0 | 0 | 0 | 0 | 0 | 0 | 194503.7399 | 0 | 0 | 0 | 10398183.568 | 0 | 0 | 0 | 0 | 148983.3894 | 0 | 0 | 0 | 0 | 0 | 0 | 0 | -36827.2805 | 0 | 0 | 0 | 0 | 0 | 0
2016-06-21 22:00 | 0 | 0 | 0 | 0 | 0 | 734034.869 | 648117 | 0 | 0 | 0 | 1818172.0673 | 0 | 0 | 0 | 0 | 0 | 0 | 131438.2195 | 0 | 0 | 0 | 10398141.9753 | 0 | 0 | 0 | 0 | 148983.3894 | 0 | 0 | 0 | 0 | 0 | 0 | 0 | -63065.5203 | 0 | 0 | 0 | 0 | 0 | 0
2016-06-21 23:00 | 0 | 0 | 0 | 0 | 0 | 655909.8764 | 634951 | 0 | 0 | 0 | 1707692.7242 | 0 | 0 | 0 | 0 | 0 | 0 | 262876.439 | 0 | 0 | 0 | 10398100.3827 | 0 | 0 | 0 | 0 | -110479.3431 | 0 | 0 | 0 | 0 | 0 | 0 | 0 | 131438.2195 | 0 | 0 | 0 | 0 | 0 | 0
2016-06-22 | 0 | 0 | 0 | 0 | 0 | 516754.396 | 617957 | 0 | 0 | 0 | 1737928.3397 | 0 | 0 | 0 | 0 | 0 | 0 | 131438.2195 | 0 | 0 | 0 | 10398058.7903 | 0 | 0 | 0 | 0 | 30235.6155 | 0 | 0 | 0 | 0 | 0 | 0 | 0 | -131438.2195 | 0 | 0 | 0 | 0 | 0 | 0
2016-06-22 01:00 | 0 | 0 | 0 | 0 | 307693.2533 | 274629.5769 | 599868 | 0 | 0 | 0 | 1588944.9503 | 0 | 0 | 0 | 0 | 0 | 0 | 262876.439 | 0 | 0 | 0 | 10398017.1981 | 0 | 0 | 0 | 0 | -148983.3894 | 0 | 0 | 0 | 0 | 0 | 0 | 0 | 131438.2195 | 0 | 0 | 0 | 0 | 0 | 0
2016-06-22 02:00 | 0 | 0 | 0 | 0 | 243971.3195 | 47506.0716 | 571899 | 0 | 0 | 0 | 1439961.561 | 0 | 0 | 0 | 0 | 0 | 0 | 131438.2195 | 0 | 0 | 0 | 10397975.606 | 0 | 0 | 0 | 0 | -148983.3894 | 0 | 0 | 0 | 0 | 0 | 0 | 0 | -131438.2195 | 0 | 0 | 0 | 0 | 0 | 0
2016-06-22 03:00 | 0 | 0 | 0 | 0 | 252477.6208 | 3.7703 | 532903 | 0 | 0 | 0 | 1290978.1716 | 0 | 0 | 0 | 0 | 0 | 0 | 0 | 0 | 0 | 0 | 10397934.0141 | 0 | 0 | 0 | 0 | -148983.3894 | 0 | 0 | 0 | 0 | 0 | 0 | 0 | -131438.2195 | 0 | 0 | 0 | 0 | 0 | 0
2016-06-22 04:00 | 0 | 0 | 0 | 0 | 477940.8301 | 0 | 495486 | 0 | 0 | 0 | 1141994.7822 | 0 | 0 | 0 | 0 | 0 | 0 | 131438.2195 | 0 | 0 | 0 | 10397892.4223 | 0 | 0 | 0 | 0 | -148983.3894 | 0 | 0 | 0 | 0 | 0 | 0 | 0 | 131438.2195 | 0 | 0 | 0 | 0 | 0 | 0
2016-06-22 05:00 | 0 | 0 | 0 | 0 | 482326.1699 | 0 | 464781 | 0 | 0 | 0 | 1290978.1716 | 0 | 0 | 0 | 0 | 0 | 0 | 0 | 0 | 0 | 0 | 10397850.8308 | 0 | 0 | 0 | 0 | 148983.3894 | 0 | 0 | 0 | 0 | 0 | 0 | 0 | -131438.2195 | 0 | 0 | 0 | 0 | 0 | 0
2016-06-22 06:00 | 0 | 0 | 0 | 0 | 422182.8301 | 0 | 439728 | 0 | 0 | 0 | 1141994.7822 | 0 | 0 | 0 | 0 | 0 | 0 | 131438.2195 | 0 | 0 | 0 | 10397809.2394 | 0 | 0 | 0 | 0 | -148983.3894 | 0 | 0 | 0 | 0 | 0 | 0 | 0 | 131438.2195 | 0 | 0 | 0 | 0 | 0 | 0
2016-06-22 07:00 | 0 | 0 | 0 | 0 | 141905.3911 | 0 | 422327 | 0 | 0 | 0 | 993011.3929 | 0 | 0 | 0 | 0 | 0 | 0 | 0 | 0 | 0 | 0 | 10397767.6481 | 0 | 0 | 0 | 0 | -148983.3894 | 0 | 0 | 0 | 0 | 0 | 0 | 0 | -131438.2195 | 0 | 0 | 0 | 0 | 0 | 0
2016-06-22 08:00 | 0 | 0 | 0 | 0 | 262339.6106 | 0 | 411323 | 0 | 0 | 0 | 844028.0035 | 0 | 0 | 0 | 0 | 0 | 0 | 0 | 0 | 0 | 0 | 10397726.0571 | 0 | 0 | 0 | 0 | -148983.3894 | 0 | 0 | 0 | 0 | 0 | 0 | 0 | 0 | 0 | 0 | 0 | 0 | 0 | 0
2016-06-22 09:00 | 0 | 0 | 0 | 0 | 395079.8301 | 0 | 412625 | 0 | 0 | 0 | 695044.6141 | 0 | 0 | 0 | 0 | 0 | 0 | 131438.2195 | 0 | 0 | 0 | 10397684.4662 | 0 | 0 | 0 | 0 | -148983.3894 | 0 | 0 | 0 | 0 | 0 | 0 | 0 | 131438.2195 | 0 | 0 | 0 | 0 | 0 | 0
2016-06-22 10:00 | 0 | 0 | 0 | 0 | 442208.1699 | 0 | 424663 | 0 | 0 | 0 | 844028.0035 | 0 | 0 | 0 | 0 | 0 | 0 | 0 | 0 | 0 | 0 | 10397642.8754 | 0 | 0 | 0 | 0 | 148983.3894 | 0 | 0 | 0 | 0 | 0 | 0 | 0 | -131438.2195 | 0 | 0 | 0 | 0 | 0 | 0
2016-06-22 11:00 | 0 | 0 | 0 | 0 | 427885.7421 | 16.088 | 445447 | 0 | 0 | 0 | 695044.6141 | 0 | 0 | 0 | 0 | 0 | 0 | 131438.2195 | 0 | 0 | 0 | 10397601.2849 | 0 | 0 | 0 | 0 | -148983.3894 | 0 | 0 | 0 | 0 | 0 | 0 | 0 | 131438.2195 | 0 | 0 | 0 | 0 | 0 | 0
2016-06-22 12:00 | 0 | 0 | 0 | 0 | 51954.7238 | 137412.6674 | 469789 | 0 | 0 | 0 | 546061.2247 | 0 | 0 | 0 | 0 | 0 | 0 | 0 | 0 | 0 | 0 | 10397559.6945 | 0 | 0 | 0 | 0 | -148983.3894 | 0 | 0 | 0 | 0 | 0 | 0 | 0 | -131438.2195 | 0 | 0 | 0 | 0 | 0 | 0
2016-06-22 13:00 | 0 | 0 | 0 | 0 | 210275.7159 | 436736.6735 | 498029 | 0 | 0 | 0 | 695044.6141 | 0 | 0 | 0 | 0 | 0 | 0 | 0 | 0 | 0 | 0 | 10397518.1042 | 0 | 0 | 0 | 0 | 148983.3894 | 0 | 0 | 0 | 0 | 0 | 0 | 0 | 0 | 0 | 0 | 0 | 0 | 0 | 0
2016-06-22 14:00 | 0 | 0 | 0 | 0 | 0 | 636881.6726 | 528101 | 0 | 0 | 0 | 803825.2867 | 0 | 0 | 0 | 0 | 0 | 0 | 0 | 0 | 0 | 0 | 10397476.5141 | 0 | 0 | 0 | 0 | 108780.6726 | 0 | 0 | 0 | 0 | 0 | 0 | 0 | 0 | 0 | 0 | 0 | 0 | 0 | 0
2016-06-22 15:00 | 0 | 0 | 0 | 0 | 121972.0507 | 715528.5581 | 557079 | 0 | 0 | 0 | 952808.6761 | 0 | 0 | 0 | 0 | 0 | 0 | 131438.2195 | 0 | 0 | 0 | 10397434.9242 | 0 | 0 | 0 | 0 | 148983.3894 | 0 | 0 | 0 | 0 | 0 | 0 | 0 | 131438.2195 | 0 | 0 | 0 | 0 | 0 | 0
2016-06-22 16:00 | 0 | 0 | 0 | 0 | 0 | 766412.8451 | 582091 | 0 | 0 | 0 | 1005692.3017 | 0 | 0 | 0 | 0 | 0 | 0 | 262876.439 | 0 | 0 | 0 | 10397393.3345 | 0 | 0 | 0 | 0 | 52883.6256 | 0 | 0 | 0 | 0 | 0 | 0 | 0 | 131438.2195 | 0 | 0 | 0 | 0 | 0 | 0
2016-06-22 17:00 | 0 | 0 | 0 | 0 | 0 | 778598.2264 | 604925 | 0 | 0 | 0 | 1154675.6911 | 0 | 0 | 0 | 0 | 0 | 0 | 287566.2761 | 0 | 0 | 0 | 10397351.7449 | 0 | 0 | 0 | 0 | 148983.3894 | 0 | 0 | 0 | 0 | 0 | 0 | 0 | 24689.8371 | 0 | 0 | 0 | 0 | 0 | 0
2016-06-22 18:00 | 0 | 0 | 0 | 0 | 0 | 774375.8481 | 623197 | 0 | 0 | 0 | 1303659.0804 | 0 | 0 | 0 | 0 | 0 | 0 | 289761.7348 | 0 | 0 | 0 | 10397310.1555 | 0 | 0 | 0 | 0 | 148983.3894 | 0 | 0 | 0 | 0 | 0 | 0 | 0 | 2195.4587 | 0 | 0 | 0 | 0 | 0 | 0
2016-06-22 19:00 | 0 | 0 | 0 | 0 | 0 | 761776.263 | 636797 | 0 | 0 | 0 | 1452642.4698 | 0 | 0 | 0 | 0 | 0 | 0 | 265757.6084 | 0 | 0 | 0 | 10397268.5663 | 0 | 0 | 0 | 0 | 148983.3894 | 0 | 0 | 0 | 0 | 0 | 0 | 0 | -24004.1264 | 0 | 0 | 0 | 0 | 0 | 0
2016-06-22 20:00 | 0 | 0 | 0 | 0 | 0 | 751657.847 | 648742 | 0 | 0 | 0 | 1601625.8592 | 0 | 0 | 0 | 0 | 0 | 0 | 219690.066 | 0 | 0 | 0 | 10397226.9772 | 0 | 0 | 0 | 0 | 148983.3894 | 0 | 0 | 0 | 0 | 0 | 0 | 0 | -46067.5424 | 0 | 0 | 0 | 0 | 0 | 0
2016-06-22 21:00 | 0 | 0 | 0 | 0 | 0 | 736633.3515 | 653933 | 0 | 0 | 0 | 1552887.9912 | 0 | 0 | 0 | 0 | 0 | 0 | 351128.2855 | 0 | 0 | 0 | 10397185.3883 | 0 | 0 | 0 | 0 | -48737.868 | 0 | 0 | 0 | 0 | 0 | 0 | 0 | 131438.2195 | 0 | 0 | 0 | 0 | 0 | 0
2016-06-22 22:00 | 0 | 0 | 0 | 0 | 0 | 701939.3179 | 651094 | 0 | 0 | 0 | 1701871.3806 | 0 | 0 | 0 | 0 | 0 | 0 | 252990.214 | 0 | 0 | 0 | 10397143.7995 | 0 | 0 | 0 | 0 | 148983.3894 | 0 | 0 | 0 | 0 | 0 | 0 | 0 | -98138.0714 | 0 | 0 | 0 | 0 | 0 | 0
2016-06-22 23:00 | 0 | 0 | 0 | 0 | 0 | 630083.5403 | 640266 | 0 | 0 | 0 | 1560250.7013 | 0 | 0 | 0 | 0 | 0 | 0 | 384428.4335 | 0 | 0 | 0 | 10397102.211 | 0 | 0 | 0 | 0 | -141620.6792 | 0 | 0 | 0 | 0 | 0 | 0 | 0 | 131438.2195 | 0 | 0 | 0 | 0 | 0 | 0
2016-06-23 | 0 | 0 | 0 | 0 | 132829.2704 | 508345.8995 | 623630 | 0 | 0 | 0 | 1709234.0907 | 0 | 0 | 0 | 0 | 0 | 0 | 252990.214 | 0 | 0 | 0 | 10397060.6226 | 0 | 0 | 0 | 0 | 148983.3894 | 0 | 0 | 0 | 0 | 0 | 0 | 0 | -131438.2195 | 0 | 0 | 0 | 0 | 0 | 0
2016-06-23 01:00 | 0 | 0 | 0 | 0 | 39853.8486 | 287197.5425 | 607473 | 0 | 0 | 0 | 1560250.7013 | 0 | 0 | 0 | 0 | 0 | 0 | 121551.9945 | 0 | 0 | 0 | 10397019.0343 | 0 | 0 | 0 | 0 | -148983.3894 | 0 | 0 | 0 | 0 | 0 | 0 | 0 | -131438.2195 | 0 | 0 | 0 | 0 | 0 | 0
2016-06-23 02:00 | 0 | 0 | 0 | 0 | 606075.7757 | 49498.3549 | 579275 | 0 | 0 | 0 | 1505111.6124 | 0 | 0 | 0 | 0 | 0 | 0 | 252990.214 | 0 | 0 | 0 | 10396977.4462 | 0 | 0 | 0 | 0 | -55139.0889 | 0 | 0 | 0 | 0 | 0 | 0 | 0 | 131438.2195 | 0 | 0 | 0 | 0 | 0 | 0
2016-06-23 03:00 | 0 | 0 | 0 | 0 | 260701.4135 | 3.9776 | 541127 | 0 | 0 | 0 | 1356128.223 | 0 | 0 | 0 | 0 | 0 | 0 | 121551.9945 | 0 | 0 | 0 | 10396935.8583 | 0 | 0 | 0 | 0 | -148983.3894 | 0 | 0 | 0 | 0 | 0 | 0 | 0 | -131438.2195 | 0 | 0 | 0 | 0 | 0 | 0
2016-06-23 04:00 | 0 | 0 | 0 | 0 | 611509.7607 | 0 | 505365 | 0 | 0 | 0 | 1330834.7642 | 0 | 0 | 0 | 0 | 0 | 0 | 252990.214 | 0 | 0 | 0 | 10396894.2706 | 0 | 0 | 0 | 0 | -25293.4588 | 0 | 0 | 0 | 0 | 0 | 0 | 0 | 131438.2195 | 0 | 0 | 0 | 0 | 0 | 0
2016-06-23 05:00 | 0 | 0 | 0 | 0 | 194496.3911 | 0 | 474918 | 0 | 0 | 0 | 1181851.3749 | 0 | 0 | 0 | 0 | 0 | 0 | 121551.9945 | 0 | 0 | 0 | 10396852.683 | 0 | 0 | 0 | 0 | -148983.3894 | 0 | 0 | 0 | 0 | 0 | 0 | 0 | -131438.2195 | 0 | 0 | 0 | 0 | 0 | 0
2016-06-23 06:00 | 0 | 0 | 0 | 0 | 527048.7826 | 0 | 449614 | 0 | 0 | 0 | 1127847.9379 | 0 | 0 | 0 | 0 | 0 | 0 | 252990.214 | 0 | 0 | 0 | 10396811.0956 | 0 | 0 | 0 | 0 | -54003.4369 | 0 | 0 | 0 | 0 | 0 | 0 | 0 | 131438.2195 | 0 | 0 | 0 | 0 | 0 | 0
2016-06-23 07:00 | 0 | 0 | 0 | 0 | 150553.3911 | 0 | 430975 | 0 | 0 | 0 | 978864.5486 | 0 | 0 | 0 | 0 | 0 | 0 | 121551.9945 | 0 | 0 | 0 | 10396769.5084 | 0 | 0 | 0 | 0 | -148983.3894 | 0 | 0 | 0 | 0 | 0 | 0 | 0 | -131438.2195 | 0 | 0 | 0 | 0 | 0 | 0
2016-06-23 08:00 | 0 | 0 | 0 | 0 | 451092.2205 | 0 | 420920 | 0 | 0 | 0 | 877598.5496 | 0 | 0 | 0 | 0 | 0 | 0 | 252990.214 | 0 | 0 | 0 | 10396727.9213 | 0 | 0 | 0 | 0 | -101265.999 | 0 | 0 | 0 | 0 | 0 | 0 | 0 | 131438.2195 | 0 | 0 | 0 | 0 | 0 | 0
2016-06-23 09:00 | 0 | 0 | 0 | 0 | 193767.7916 | 0 | 422636 | 0 | 0 | 0 | 728615.1602 | 0 | 0 | 0 | 0 | 0 | 0 | 173105.395 | 0 | 0 | 0 | 10396686.3344 | 0 | 0 | 0 | 0 | -148983.3894 | 0 | 0 | 0 | 0 | 0 | 0 | 0 | -79884.8191 | 0 | 0 | 0 | 0 | 0 | 0
2016-06-23 10:00 | 0 | 0 | 0 | 0 | 376411.6547 | 0 | 435624 | 0 | 0 | 0 | 579631.7709 | 0 | 0 | 0 | 0 | 0 | 0 | 262876.439 | 0 | 0 | 0 | 10396644.7476 | 0 | 0 | 0 | 0 | -148983.3894 | 0 | 0 | 0 | 0 | 0 | 0 | 0 | 89771.044 | 0 | 0 | 0 | 0 | 0 | 0
2016-06-23 11:00 | 0 | 0 | 0 | 0 | 287069.0105 | 1.8259 | 453506 | 0 | 0 | 0 | 544634.8268 | 0 | 0 | 0 | 0 | 0 | 0 | 131438.2195 | 0 | 0 | 0 | 10396603.161 | 0 | 0 | 0 | 0 | -34996.9441 | 0 | 0 | 0 | 0 | 0 | 0 | 0 | -131438.2195 | 0 | 0 | 0 | 0 | 0 | 0
2016-06-23 12:00 | 0 | 0 | 0 | 0 | 179990.3402 | 112760.4134 | 476162 | 0 | 0 | 0 | 492661.8 | 0 | 0 | 0 | 0 | 0 | 0 | 0 | 0 | 0 | 0 | 10396561.5746 | 0 | 0 | 0 | 0 | -51973.0268 | 0 | 0 | 0 | 0 | 0 | 0 | 0 | -131438.2195 | 0 | 0 | 0 | 0 | 0 | 0
2016-06-23 13:00 | 0 | 0 | 0 | 0 | 0 | 426625.1359 | 503574 | 0 | 0 | 0 | 344449.2645 | 0 | 0 | 0 | 0 | 0 | 0 | 71263.6713 | 0 | 0 | 0 | 10396519.9884 | 0 | 0 | 0 | 0 | -148212.5354 | 0 | 0 | 0 | 0 | 0 | 0 | 0 | 71263.6713 | 0 | 0 | 0 | 0 | 0 | 0
2016-06-23 14:00 | 0 | 0 | 0 | 0 | 0 | 611525.718 | 533806 | 0 | 0 | 0 | 493432.6539 | 0 | 0 | 0 | 0 | 0 | 0 | 0 | 0 | 0 | 0 | 10396478.4023 | 0 | 0 | 0 | 0 | 148983.3894 | 0 | 0 | 0 | 0 | 0 | 0 | 0 | -71263.6713 | 0 | 0 | 0 | 0 | 0 | 0
2016-06-23 15:00 | 0 | 0 | 0 | 0 | 147407.1189 | 695681.49 | 562667 | 0 | 0 | 0 | 642416.0433 | 0 | 0 | 0 | 0 | 0 | 0 | 131438.2195 | 0 | 0 | 0 | 10396436.8164 | 0 | 0 | 0 | 0 | 148983.3894 | 0 | 0 | 0 | 0 | 0 | 0 | 0 | 131438.2195 | 0 | 0 | 0 | 0 | 0 | 0
2016-06-23 16:00 | 0 | 0 | 0 | 0 | 129682.6814 | 737646.9275 | 586908 | 0 | 0 | 0 | 791399.4326 | 0 | 0 | 0 | 0 | 0 | 0 | 262876.439 | 0 | 0 | 0 | 10396395.2306 | 0 | 0 | 0 | 0 | 148983.3894 | 0 | 0 | 0 | 0 | 0 | 0 | 0 | 131438.2195 | 0 | 0 | 0 | 0 | 0 | 0
2016-06-23 17:00 | 0 | 0 | 0 | 0 | 0 | 750941.6925 | 609543 | 0 | 0 | 0 | 801359.9056 | 0 | 0 | 0 | 0 | 0 | 0 | 394314.6585 | 0 | 0 | 0 | 10396353.6451 | 0 | 0 | 0 | 0 | 9960.4729 | 0 | 0 | 0 | 0 | 0 | 0 | 0 | 131438.2195 | 0 | 0 | 0 | 0 | 0 | 0
2016-06-23 18:00 | 0 | 0 | 0 | 0 | 0 | 744719.3046 | 626573 | 0 | 0 | 0 | 950343.295 | 0 | 0 | 0 | 0 | 0 | 0 | 363477.5737 | 0 | 0 | 0 | 10396312.0597 | 0 | 0 | 0 | 0 | 148983.3894 | 0 | 0 | 0 | 0 | 0 | 0 | 0 | -30837.0848 | 0 | 0 | 0 | 0 | 0 | 0
2016-06-23 19:00 | 0 | 0 | 0 | 0 | 0 | 734322.2784 | 639206 | 0 | 0 | 0 | 1099326.6843 | 0 | 0 | 0 | 0 | 0 | 0 | 309610.4627 | 0 | 0 | 0 | 10396270.4744 | 0 | 0 | 0 | 0 | 148983.3894 | 0 | 0 | 0 | 0 | 0 | 0 | 0 | -53867.111 | 0 | 0 | 0 | 0 | 0 | 0
2016-06-23 20:00 | 0 | 0 | 0 | 0 | 142387.1259 | 724543.4759 | 646663 | 0 | 0 | 0 | 1188156.0667 | 0 | 0 | 0 | 0 | 0 | 0 | 441048.6822 | 0 | 0 | 0 | 10396228.8893 | 0 | 0 | 0 | 0 | 88829.3823 | 0 | 0 | 0 | 0 | 0 | 0 | 0 | 131438.2195 | 0 | 0 | 0 | 0 | 0 | 0
2016-06-23 21:00 | 0 | 0 | 0 | 0 | 0 | 705745.5925 | 648522 | 0 | 0 | 0 | 1337139.456 | 0 | 0 | 0 | 0 | 0 | 0 | 349288.8854 | 0 | 0 | 0 | 10396187.3044 | 0 | 0 | 0 | 0 | 148983.3894 | 0 | 0 | 0 | 0 | 0 | 0 | 0 | -91759.7968 | 0 | 0 | 0 | 0 | 0 | 0
2016-06-23 22:00 | 0 | 0 | 0 | 0 | 0 | 672631.947 | 641842 | 0 | 0 | 0 | 1486122.8454 | 0 | 0 | 0 | 0 | 0 | 0 | 231095.443 | 0 | 0 | 0 | 10396145.7197 | 0 | 0 | 0 | 0 | 148983.3894 | 0 | 0 | 0 | 0 | 0 | 0 | 0 | -118193.4423 | 0 | 0 | 0 | 0 | 0 | 0
2016-06-23 23:00 | 0 | 0 | 0 | 0 | 0 | 601943.2755 | 627035 | 0 | 0 | 0 | 1418148.4231 | 0 | 0 | 0 | 0 | 0 | 0 | 273978.1408 | 0 | 0 | 0 | 10396104.1351 | 0 | 0 | 0 | 0 | -67974.4223 | 0 | 0 | 0 | 0 | 0 | 0 | 0 | 42882.6978 | 0 | 0 | 0 | 0 | 0 | 0
2016-06-24 | 0 | 0 | 0 | 0 | 0 | 482666.532 | 610069 | 0 | 0 | 0 | 1269165.0338 | 0 | 0 | 0 | 0 | 0 | 0 | 295559.0622 | 0 | 0 | 0 | 10396062.5507 | 0 | 0 | 0 | 0 | -148983.3894 | 0 | 0 | 0 | 0 | 0 | 0 | 0 | 21580.9213 | 0 | 0 | 0 | 0 | 0 | 0
2016-06-24 01:00 | 0 | 0 | 0 | 0 | 19986.7028 | 293392.6883 | 593801 | 0 | 0 | 0 | 1120181.6444 | 0 | 0 | 0 | 0 | 0 | 0 | 164120.8427 | 0 | 0 | 0 | 10396020.9664 | 0 | 0 | 0 | 0 | -148983.3894 | 0 | 0 | 0 | 0 | 0 | 0 | 0 | -131438.2195 | 0 | 0 | 0 | 0 | 0 | 0
2016-06-24 02:00 | 0 | 0 | 0 | 0 | 602698.8196 | 46792.9926 | 567900 | 0 | 0 | 0 | 1070335.237 | 0 | 0 | 0 | 0 | 0 | 0 | 295559.0622 | 0 | 0 | 0 | 10395979.3823 | 0 | 0 | 0 | 0 | -49846.4074 | 0 | 0 | 0 | 0 | 0 | 0 | 0 | 131438.2195 | 0 | 0 | 0 | 0 | 0 | 0
2016-06-24 03:00 | 0 | 0 | 0 | 0 | 250044.4925 | 3.8986 | 530470 | 0 | 0 | 0 | 921351.8477 | 0 | 0 | 0 | 0 | 0 | 0 | 164120.8427 | 0 | 0 | 0 | 10395937.7984 | 0 | 0 | 0 | 0 | -148983.3894 | 0 | 0 | 0 | 0 | 0 | 0 | 0 | -131438.2195 | 0 | 0 | 0 | 0 | 0 | 0
2016-06-24 04:00 | 0 | 0 | 0 | 0 | 611849.7662 | 0 | 495549 | 0 | 0 | 0 | 1070335.237 | 0 | 0 | 0 | 0 | 0 | 0 | 131438.2195 | 0 | 0 | 0 | 10395896.2147 | 0 | 0 | 0 | 0 | 148983.3894 | 0 | 0 | 0 | 0 | 0 | 0 | 0 | -32682.6232 | 0 | 0 | 0 | 0 | 0 | 0
2016-06-24 05:00 | 0 | 0 | 0 | 0 | 184517.3911 | 0 | 464939 | 0 | 0 | 0 | 921351.8477 | 0 | 0 | 0 | 0 | 0 | 0 | 0 | 0 | 0 | 0 | 10395854.6311 | 0 | 0 | 0 | 0 | -148983.3894 | 0 | 0 | 0 | 0 | 0 | 0 | 0 | -131438.2195 | 0 | 0 | 0 | 0 | 0 | 0
2016-06-24 06:00 | 0 | 0 | 0 | 0 | 529999.4874 | 0 | 439525 | 0 | 0 | 0 | 880388.1155 | 0 | 0 | 0 | 0 | 0 | 0 | 131438.2195 | 0 | 0 | 0 | 10395813.0477 | 0 | 0 | 0 | 0 | -40963.7321 | 0 | 0 | 0 | 0 | 0 | 0 | 0 | 131438.2195 | 0 | 0 | 0 | 0 | 0 | 0
2016-06-24 07:00 | 0 | 0 | 0 | 0 | 140954.3911 | 0 | 421376 | 0 | 0 | 0 | 731404.7262 | 0 | 0 | 0 | 0 | 0 | 0 | 0 | 0 | 0 | 0 | 10395771.4644 | 0 | 0 | 0 | 0 | -148983.3894 | 0 | 0 | 0 | 0 | 0 | 0 | 0 | -131438.2195 | 0 | 0 | 0 | 0 | 0 | 0
2016-06-24 08:00 | 0 | 0 | 0 | 0 | 494832.3318 | 0 | 412085 | 0 | 0 | 0 | 682713.8385 | 0 | 0 | 0 | 0 | 0 | 0 | 131438.2195 | 0 | 0 | 0 | 10395729.8813 | 0 | 0 | 0 | 0 | -48690.8877 | 0 | 0 | 0 | 0 | 0 | 0 | 0 | 131438.2195 | 0 | 0 | 0 | 0 | 0 | 0
2016-06-24 09:00 | 0 | 0 | 0 | 0 | 133013.3911 | 0 | 413435 | 0 | 0 | 0 | 533730.4491 | 0 | 0 | 0 | 0 | 0 | 0 | 0 | 0 | 0 | 0 | 10395688.2984 | 0 | 0 | 0 | 0 | -148983.3894 | 0 | 0 | 0 | 0 | 0 | 0 | 0 | -131438.2195 | 0 | 0 | 0 | 0 | 0 | 0
2016-06-24 10:00 | 0 | 0 | 0 | 0 | 443528.2077 | 0 | 424244 | 0 | 0 | 0 | 421576.4374 | 0 | 0 | 0 | 0 | 0 | 0 | 131438.2195 | 0 | 0 | 0 | 10395646.7156 | 0 | 0 | 0 | 0 | -112154.0118 | 0 | 0 | 0 | 0 | 0 | 0 | 0 | 131438.2195 | 0 | 0 | 0 | 0 | 0 | 0
2016-06-24 11:00 | 0 | 0 | 0 | 0 | 160033.8743 | 2.5168 | 440458 | 0 | 0 | 0 | 272593.048 | 0 | 0 | 0 | 0 | 0 | 0 | 0 | 0 | 0 | 0 | 10395605.1331 | 0 | 0 | 0 | 0 | -148983.3894 | 0 | 0 | 0 | 0 | 0 | 0 | 0 | -131438.2195 | 0 | 0 | 0 | 0 | 0 | 0
2016-06-24 12:00 | 0 | 0 | 0 | 0 | 234253.1542 | 105732.6199 | 463708 | 0 | 0 | 0 | 123609.6586 | 0 | 0 | 0 | 0 | 0 | 0 | 25261.1635 | 0 | 0 | 0 | 10395563.5506 | 0 | 0 | 0 | 0 | -148983.3894 | 0 | 0 | 0 | 0 | 0 | 0 | 0 | 25261.1635 | 0 | 0 | 0 | 0 | 0 | 0
2016-06-24 13:00 | 0 | 0 | 0 | 0 | 200767.6393 | 416027.5866 | 493073 | 0 | 0 | 0 | 272593.048 | 0 | 0 | 0 | 0 | 0 | 0 | 0 | 0 | 0 | 0 | 10395521.9684 | 0 | 0 | 0 | 0 | 148983.3894 | 0 | 0 | 0 | 0 | 0 | 0 | 0 | -25261.1635 | 0 | 0 | 0 | 0 | 0 | 0
2016-06-24 14:00 | 0 | 0 | 0 | 0 | 72462.5697 | 602398.8196 | 525878 | 0 | 0 | 0 | 421576.4374 | 0 | 0 | 0 | 0 | 0 | 0 | 0 | 0 | 0 | 0 | 10395480.3863 | 0 | 0 | 0 | 0 | 148983.3894 | 0 | 0 | 0 | 0 | 0 | 0 | 0 | 0 | 0 | 0 | 0 | 0 | 0 | 0
2016-06-24 15:00 | 0 | 0 | 0 | 0 | 0 | 702705.9692 | 555545 | 0 | 0 | 0 | 527832.5181 | 0 | 0 | 0 | 0 | 0 | 0 | 40904.8884 | 0 | 0 | 0 | 10395438.8044 | 0 | 0 | 0 | 0 | 106256.0808 | 0 | 0 | 0 | 0 | 0 | 0 | 0 | 40904.8884 | 0 | 0 | 0 | 0 | 0 | 0
2016-06-24 16:00 | 0 | 0 | 0 | 0 | 104449.4325 | 756677.1764 | 580705 | 0 | 0 | 0 | 676815.9075 | 0 | 0 | 0 | 0 | 0 | 0 | 172343.1079 | 0 | 0 | 0 | 10395397.2226 | 0 | 0 | 0 | 0 | 148983.3894 | 0 | 0 | 0 | 0 | 0 | 0 | 0 | 131438.2195 | 0 | 0 | 0 | 0 | 0 | 0
2016-06-24 17:00 | 0 | 0 | 0 | 0 | 0 | 780652.4191 | 602435 | 0 | 0 | 0 | 825799.2969 | 0 | 0 | 0 | 0 | 0 | 0 | 201577.1376 | 0 | 0 | 0 | 10395355.641 | 0 | 0 | 0 | 0 | 148983.3894 | 0 | 0 | 0 | 0 | 0 | 0 | 0 | 29234.0297 | 0 | 0 | 0 | 0 | 0 | 0
2016-06-24 18:00 | 0 | 0 | 0 | 0 | 0 | 776359.1832 | 619693 | 0 | 0 | 0 | 851027.2606 | 0 | 0 | 0 | 0 | 0 | 0 | 333015.3571 | 0 | 0 | 0 | 10395314.0596 | 0 | 0 | 0 | 0 | 25227.9637 | 0 | 0 | 0 | 0 | 0 | 0 | 0 | 131438.2195 | 0 | 0 | 0 | 0 | 0 | 0
2016-06-24 19:00 | 0 | 0 | 0 | 0 | 0 | 764924.2408 | 630709 | 0 | 0 | 0 | 1000010.65 | 0 | 0 | 0 | 0 | 0 | 0 | 318247.2085 | 0 | 0 | 0 | 10395272.4783 | 0 | 0 | 0 | 0 | 148983.3894 | 0 | 0 | 0 | 0 | 0 | 0 | 0 | -14768.1486 | 0 | 0 | 0 | 0 | 0 | 0
2016-06-24 20:00 | 0 | 0 | 0 | 0 | 0 | 752209.5443 | 638495 | 0 | 0 | 0 | 1148994.0394 | 0 | 0 | 0 | 0 | 0 | 0 | 282978.3634 | 0 | 0 | 0 | 10395230.8973 | 0 | 0 | 0 | 0 | 148983.3894 | 0 | 0 | 0 | 0 | 0 | 0 | 0 | -35268.8451 | 0 | 0 | 0 | 0 | 0 | 0
2016-06-24 21:00 | 0 | 0 | 0 | 0 | 0 | 730800.3178 | 640690 | 0 | 0 | 0 | 1297977.4287 | 0 | 0 | 0 | 0 | 0 | 0 | 224105.2918 | 0 | 0 | 0 | 10395189.3163 | 0 | 0 | 0 | 0 | 148983.3894 | 0 | 0 | 0 | 0 | 0 | 0 | 0 | -58873.0715 | 0 | 0 | 0 | 0 | 0 | 0
2016-06-24 22:00 | 0 | 0 | 0 | 0 | 0 | 690288.317 | 633972 | 0 | 0 | 0 | 1446960.8181 | 0 | 0 | 0 | 0 | 0 | 0 | 131438.2195 | 0 | 0 | 0 | 10395147.7356 | 0 | 0 | 0 | 0 | 148983.3894 | 0 | 0 | 0 | 0 | 0 | 0 | 0 | -92667.0723 | 0 | 0 | 0 | 0 | 0 | 0
2016-06-24 23:00 | 0 | 0 | 0 | 0 | 0 | 614675.8505 | 618931 | 0 | 0 | 0 | 1311267.4491 | 0 | 0 | 0 | 0 | 0 | 0 | 262876.439 | 0 | 0 | 0 | 10395106.155 | 0 | 0 | 0 | 0 | -135693.369 | 0 | 0 | 0 | 0 | 0 | 0 | 0 | 131438.2195 | 0 | 0 | 0 | 0 | 0 | 0
2016-06-25 | 0 | 0 | 0 | 0 | 0 | 482850.665 | 599867 | 0 | 0 | 0 | 1325689.3336 | 0 | 0 | 0 | 0 | 0 | 0 | 131438.2195 | 0 | 0 | 0 | 10395064.5746 | 0 | 0 | 0 | 0 | 14421.8845 | 0 | 0 | 0 | 0 | 0 | 0 | 0 | -131438.2195 | 0 | 0 | 0 | 0 | 0 | 0
2016-06-25 01:00 | 0 | 0 | 0 | 0 | 278698.776 | 286089.0541 | 582333 | 0 | 0 | 0 | 1176705.9442 | 0 | 0 | 0 | 0 | 0 | 0 | 262876.439 | 0 | 0 | 0 | 10395022.9943 | 0 | 0 | 0 | 0 | -148983.3894 | 0 | 0 | 0 | 0 | 0 | 0 | 0 | 131438.2195 | 0 | 0 | 0 | 0 | 0 | 0
2016-06-25 02:00 | 0 | 0 | 0 | 0 | 236221.4144 | 40342.9767 | 556986 | 0 | 0 | 0 | 1027722.5548 | 0 | 0 | 0 | 0 | 0 | 0 | 131438.2195 | 0 | 0 | 0 | 10394981.4142 | 0 | 0 | 0 | 0 | -148983.3894 | 0 | 0 | 0 | 0 | 0 | 0 | 0 | -131438.2195 | 0 | 0 | 0 | 0 | 0 | 0
2016-06-25 03:00 | 0 | 0 | 0 | 0 | 783136.2027 | 3.6618 | 523448 | 0 | 0 | 0 | 1155976.1998 | 0 | 0 | 0 | 0 | 0 | 0 | 262876.439 | 0 | 0 | 0 | 10394939.8343 | 0 | 0 | 0 | 0 | 128253.645 | 0 | 0 | 0 | 0 | 0 | 0 | 0 | 131438.2195 | 0 | 0 | 0 | 0 | 0 | 0
2016-06-25 04:00 | 0 | 0 | 0 | 0 | 208317.3911 | 0 | 488739 | 0 | 0 | 0 | 1006992.8104 | 0 | 0 | 0 | 0 | 0 | 0 | 131438.2195 | 0 | 0 | 0 | 10394898.2545 | 0 | 0 | 0 | 0 | -148983.3894 | 0 | 0 | 0 | 0 | 0 | 0 | 0 | -131438.2195 | 0 | 0 | 0 | 0 | 0 | 0
2016-06-25 05:00 | 0 | 0 | 0 | 0 | 178338.3911 | 0 | 458760 | 0 | 0 | 0 | 858009.4211 | 0 | 0 | 0 | 0 | 0 | 0 | 0 | 0 | 0 | 0 | 10394856.6749 | 0 | 0 | 0 | 0 | -148983.3894 | 0 | 0 | 0 | 0 | 0 | 0 | 0 | -131438.2195 | 0 | 0 | 0 | 0 | 0 | 0
2016-06-25 06:00 | 0 | 0 | 0 | 0 | 416820.8301 | 0 | 434366 | 0 | 0 | 0 | 709026.0317 | 0 | 0 | 0 | 0 | 0 | 0 | 131438.2195 | 0 | 0 | 0 | 10394815.0955 | 0 | 0 | 0 | 0 | -148983.3894 | 0 | 0 | 0 | 0 | 0 | 0 | 0 | 131438.2195 | 0 | 0 | 0 | 0 | 0 | 0
2016-06-25 07:00 | 0 | 0 | 0 | 0 | 135006.3911 | 0 | 415428 | 0 | 0 | 0 | 560042.6423 | 0 | 0 | 0 | 0 | 0 | 0 | 0 | 0 | 0 | 0 | 10394773.5162 | 0 | 0 | 0 | 0 | -148983.3894 | 0 | 0 | 0 | 0 | 0 | 0 | 0 | -131438.2195 | 0 | 0 | 0 | 0 | 0 | 0
2016-06-25 08:00 | 0 | 0 | 0 | 0 | 674038.3459 | 0 | 403474 | 0 | 0 | 0 | 699168.7687 | 0 | 0 | 0 | 0 | 0 | 0 | 131438.2195 | 0 | 0 | 0 | 10394731.9372 | 0 | 0 | 0 | 0 | 139126.1264 | 0 | 0 | 0 | 0 | 0 | 0 | 0 | 131438.2195 | 0 | 0 | 0 | 0 | 0 | 0
2016-06-25 09:00 | 0 | 0 | 0 | 0 | 117784.3911 | 0 | 398206 | 0 | 0 | 0 | 550185.3793 | 0 | 0 | 0 | 0 | 0 | 0 | 0 | 0 | 0 | 0 | 10394690.3582 | 0 | 0 | 0 | 0 | -148983.3894 | 0 | 0 | 0 | 0 | 0 | 0 | 0 | -131438.2195 | 0 | 0 | 0 | 0 | 0 | 0
2016-06-25 10:00 | 0 | 0 | 0 | 0 | 378891.8301 | 0 | 396437 | 0 | 0 | 0 | 401201.99 | 0 | 0 | 0 | 0 | 0 | 0 | 131438.2195 | 0 | 0 | 0 | 10394648.7795 | 0 | 0 | 0 | 0 | -148983.3894 | 0 | 0 | 0 | 0 | 0 | 0 | 0 | 131438.2195 | 0 | 0 | 0 | 0 | 0 | 0
2016-06-25 11:00 | 0 | 0 | 0 | 0 | 125779.9456 | 9.4456 | 406211 | 0 | 0 | 0 | 252218.6006 | 0 | 0 | 0 | 0 | 0 | 0 | 0 | 0 | 0 | 0 | 10394607.2009 | 0 | 0 | 0 | 0 | -148983.3894 | 0 | 0 | 0 | 0 | 0 | 0 | 0 | -131438.2195 | 0 | 0 | 0 | 0 | 0 | 0
2016-06-25 12:00 | 0 | 0 | 0 | 0 | 477237.7246 | 104406.3192 | 429393 | 0 | 0 | 0 | 401201.99 | 0 | 0 | 0 | 0 | 0 | 0 | 3267.6544 | 0 | 0 | 0 | 10394565.6224 | 0 | 0 | 0 | 0 | 148983.3894 | 0 | 0 | 0 | 0 | 0 | 0 | 0 | 3267.6544 | 0 | 0 | 0 | 0 | 0 | 0
2016-06-25 13:00 | 0 | 0 | 0 | 0 | 0 | 415416.634 | 460277 | 0 | 0 | 0 | 359609.2784 | 0 | 0 | 0 | 0 | 0 | 0 | 0 | 0 | 0 | 0 | 10394524.0442 | 0 | 0 | 0 | 0 | -41592.7116 | 0 | 0 | 0 | 0 | 0 | 0 | 0 | -3267.6544 | 0 | 0 | 0 | 0 | 0 | 0
2016-06-25 14:00 | 0 | 0 | 0 | 0 | 31963.1488 | 613322.2405 | 496302 | 0 | 0 | 0 | 508592.6678 | 0 | 0 | 0 | 0 | 0 | 0 | 0 | 0 | 0 | 0 | 10394482.4661 | 0 | 0 | 0 | 0 | 148983.3894 | 0 | 0 | 0 | 0 | 0 | 0 | 0 | 0 | 0 | 0 | 0 | 0 | 0 | 0
2016-06-25 15:00 | 0 | 0 | 0 | 0 | 95398.6919 | 714560.917 | 529538 | 0 | 0 | 0 | 657576.0571 | 0 | 0 | 0 | 0 | 0 | 0 | 131438.2195 | 0 | 0 | 0 | 10394440.8881 | 0 | 0 | 0 | 0 | 148983.3894 | 0 | 0 | 0 | 0 | 0 | 0 | 0 | 131438.2195 | 0 | 0 | 0 | 0 | 0 | 0
2016-06-25 16:00 | 0 | 0 | 0 | 0 | 0 | 763781.3357 | 556540 | 0 | 0 | 0 | 806559.4465 | 0 | 0 | 0 | 0 | 0 | 0 | 189696.1659 | 0 | 0 | 0 | 10394399.3104 | 0 | 0 | 0 | 0 | 148983.3894 | 0 | 0 | 0 | 0 | 0 | 0 | 0 | 58257.9464 | 0 | 0 | 0 | 0 | 0 | 0
2016-06-25 17:00 | 0 | 0 | 0 | 0 | 0 | 779087.7963 | 577439 | 0 | 0 | 0 | 876770.0233 | 0 | 0 | 0 | 0 | 0 | 0 | 321134.3854 | 0 | 0 | 0 | 10394357.7328 | 0 | 0 | 0 | 0 | 70210.5768 | 0 | 0 | 0 | 0 | 0 | 0 | 0 | 131438.2195 | 0 | 0 | 0 | 0 | 0 | 0
2016-06-25 18:00 | 0 | 0 | 0 | 0 | 0 | 775129.5963 | 594128 | 0 | 0 | 0 | 1025753.4126 | 0 | 0 | 0 | 0 | 0 | 0 | 353152.5923 | 0 | 0 | 0 | 10394316.1554 | 0 | 0 | 0 | 0 | 148983.3894 | 0 | 0 | 0 | 0 | 0 | 0 | 0 | 32018.2069 | 0 | 0 | 0 | 0 | 0 | 0
2016-06-25 19:00 | 0 | 0 | 0 | 0 | 0 | 759334.8994 | 607626 | 0 | 0 | 0 | 1174736.802 | 0 | 0 | 0 | 0 | 0 | 0 | 355878.1023 | 0 | 0 | 0 | 10394274.5781 | 0 | 0 | 0 | 0 | 148983.3894 | 0 | 0 | 0 | 0 | 0 | 0 | 0 | 2725.51 | 0 | 0 | 0 | 0 | 0 | 0
2016-06-25 20:00 | 0 | 0 | 0 | 0 | 0 | 743052.9886 | 617969 | 0 | 0 | 0 | 1323720.1914 | 0 | 0 | 0 | 0 | 0 | 0 | 331978.7016 | 0 | 0 | 0 | 10394233.001 | 0 | 0 | 0 | 0 | 148983.3894 | 0 | 0 | 0 | 0 | 0 | 0 | 0 | -23899.4008 | 0 | 0 | 0 | 0 | 0 | 0
2016-06-25 21:00 | 0 | 0 | 0 | 0 | 0 | 716973.8304 | 622318 | 0 | 0 | 0 | 1472703.5807 | 0 | 0 | 0 | 0 | 0 | 0 | 277651.1426 | 0 | 0 | 0 | 10394191.4241 | 0 | 0 | 0 | 0 | 148983.3894 | 0 | 0 | 0 | 0 | 0 | 0 | 0 | -54327.559 | 0 | 0 | 0 | 0 | 0 | 0
2016-06-25 22:00 | 0 | 0 | 0 | 0 | 0 | 669000.3046 | 618800 | 0 | 0 | 0 | 1621686.9701 | 0 | 0 | 0 | 0 | 0 | 0 | 178868.0578 | 0 | 0 | 0 | 10394149.8473 | 0 | 0 | 0 | 0 | 148983.3894 | 0 | 0 | 0 | 0 | 0 | 0 | 0 | -98783.0848 | 0 | 0 | 0 | 0 | 0 | 0
2016-06-25 23:00 | 0 | 0 | 0 | 0 | 477.6911 | 588953.139 | 606976 | 0 | 0 | 0 | 1472703.5807 | 0 | 0 | 0 | 0 | 0 | 0 | 310306.2773 | 0 | 0 | 0 | 10394108.2707 | 0 | 0 | 0 | 0 | -148983.3894 | 0 | 0 | 0 | 0 | 0 | 0 | 0 | 131438.2195 | 0 | 0 | 0 | 0 | 0 | 0
2016-06-26 | 0 | 0 | 0 | 0 | 138793.1381 | 467835.0318 | 589083 | 0 | 0 | 0 | 1621686.9701 | 0 | 0 | 0 | 0 | 0 | 0 | 178868.0578 | 0 | 0 | 0 | 10394066.6943 | 0 | 0 | 0 | 0 | 148983.3894 | 0 | 0 | 0 | 0 | 0 | 0 | 0 | -131438.2195 | 0 | 0 | 0 | 0 | 0 | 0
2016-06-26 01:00 | 0 | 0 | 0 | 0 | 60259.2518 | 283841.35 | 574644 | 0 | 0 | 0 | 1522581.7914 | 0 | 0 | 0 | 0 | 0 | 0 | 47429.8383 | 0 | 0 | 0 | 10394025.118 | 0 | 0 | 0 | 0 | -99105.1787 | 0 | 0 | 0 | 0 | 0 | 0 | 0 | -131438.2195 | 0 | 0 | 0 | 0 | 0 | 0
2016-06-26 02:00 | 0 | 0 | 0 | 0 | 648318.5341 | 52177.5618 | 551576 | 0 | 0 | 0 | 1540063.6678 | 0 | 0 | 0 | 0 | 0 | 0 | 178868.0578 | 0 | 0 | 0 | 10393983.5419 | 0 | 0 | 0 | 0 | 17481.8764 | 0 | 0 | 0 | 0 | 0 | 0 | 0 | 131438.2195 | 0 | 0 | 0 | 0 | 0 | 0
2016-06-26 03:00 | 0 | 0 | 0 | 0 | 238607.2031 | 3.188 | 519032 | 0 | 0 | 0 | 1391080.2784 | 0 | 0 | 0 | 0 | 0 | 0 | 47429.8383 | 0 | 0 | 0 | 10393941.966 | 0 | 0 | 0 | 0 | -148983.3894 | 0 | 0 | 0 | 0 | 0 | 0 | 0 | -131438.2195 | 0 | 0 | 0 | 0 | 0 | 0
2016-06-26 04:00 | 0 | 0 | 0 | 0 | 542369.7587 | 0 | 486390 | 0 | 0 | 0 | 1315621.8176 | 0 | 0 | 0 | 0 | 0 | 0 | 178868.0578 | 0 | 0 | 0 | 10393900.3902 | 0 | 0 | 0 | 0 | -75458.4609 | 0 | 0 | 0 | 0 | 0 | 0 | 0 | 131438.2195 | 0 | 0 | 0 | 0 | 0 | 0
2016-06-26 05:00 | 0 | 0 | 0 | 0 | 441483.8301 | 0 | 459029 | 0 | 0 | 0 | 1166638.4282 | 0 | 0 | 0 | 0 | 0 | 0 | 310306.2773 | 0 | 0 | 0 | 10393858.8146 | 0 | 0 | 0 | 0 | -148983.3894 | 0 | 0 | 0 | 0 | 0 | 0 | 0 | 131438.2195 | 0 | 0 | 0 | 0 | 0 | 0
2016-06-26 06:00 | 0 | 0 | 0 | 0 | 455229.7597 | 0 | 434515 | 0 | 0 | 0 | 1315621.8176 | 0 | 0 | 0 | 0 | 0 | 0 | 182037.6476 | 0 | 0 | 0 | 10393817.2392 | 0 | 0 | 0 | 0 | 148983.3894 | 0 | 0 | 0 | 0 | 0 | 0 | 0 | -128268.6297 | 0 | 0 | 0 | 0 | 0 | 0
2016-06-26 07:00 | 0 | 0 | 0 | 0 | 135080.3911 | 0 | 415502 | 0 | 0 | 0 | 1166638.4282 | 0 | 0 | 0 | 0 | 0 | 0 | 50599.4281 | 0 | 0 | 0 | 10393775.6639 | 0 | 0 | 0 | 0 | -148983.3894 | 0 | 0 | 0 | 0 | 0 | 0 | 0 | -131438.2195 | 0 | 0 | 0 | 0 | 0 | 0
2016-06-26 08:00 | 0 | 0 | 0 | 0 | 420852.0552 | 0 | 402118 | 0 | 0 | 0 | 1053934.2639 | 0 | 0 | 0 | 0 | 0 | 0 | 182037.6476 | 0 | 0 | 0 | 10393734.0888 | 0 | 0 | 0 | 0 | -112704.1643 | 0 | 0 | 0 | 0 | 0 | 0 | 0 | 131438.2195 | 0 | 0 | 0 | 0 | 0 | 0
2016-06-26 09:00 | 0 | 0 | 0 | 0 | 113570.3911 | 0 | 393992 | 0 | 0 | 0 | 904950.8745 | 0 | 0 | 0 | 0 | 0 | 0 | 50599.4281 | 0 | 0 | 0 | 10393692.5138 | 0 | 0 | 0 | 0 | -148983.3894 | 0 | 0 | 0 | 0 | 0 | 0 | 0 | -131438.2195 | 0 | 0 | 0 | 0 | 0 | 0
2016-06-26 10:00 | 0 | 0 | 0 | 0 | 407836.6556 | 0 | 389269 | 0 | 0 | 0 | 792080.3106 | 0 | 0 | 0 | 0 | 0 | 0 | 182037.6476 | 0 | 0 | 0 | 10393650.9391 | 0 | 0 | 0 | 0 | -112870.5639 | 0 | 0 | 0 | 0 | 0 | 0 | 0 | 131438.2195 | 0 | 0 | 0 | 0 | 0 | 0
2016-06-26 11:00 | 0 | 0 | 0 | 0 | 114898.7657 | 2.6254 | 395323 | 0 | 0 | 0 | 643096.9212 | 0 | 0 | 0 | 0 | 0 | 0 | 50599.4281 | 0 | 0 | 0 | 10393609.3645 | 0 | 0 | 0 | 0 | -148983.3894 | 0 | 0 | 0 | 0 | 0 | 0 | 0 | -131438.2195 | 0 | 0 | 0 | 0 | 0 | 0
2016-06-26 12:00 | 0 | 0 | 0 | 0 | 234552.7423 | 92145.9814 | 417009 | 0 | 0 | 0 | 603386.0731 | 0 | 0 | 0 | 0 | 0 | 0 | 0 | 0 | 0 | 0 | 10393567.79 | 0 | 0 | 0 | 0 | -39710.8481 | 0 | 0 | 0 | 0 | 0 | 0 | 0 | -50599.4281 | 0 | 0 | 0 | 0 | 0 | 0
2016-06-26 13:00 | 0 | 0 | 0 | 0 | 188792.2036 | 408881.1857 | 448690 | 0 | 0 | 0 | 752369.4624 | 0 | 0 | 0 | 0 | 0 | 0 | 0 | 0 | 0 | 0 | 10393526.2158 | 0 | 0 | 0 | 0 | 148983.3894 | 0 | 0 | 0 | 0 | 0 | 0 | 0 | 0 | 0 | 0 | 0 | 0 | 0 | 0
2016-06-26 14:00 | 0 | 0 | 0 | 0 | 61681.4465 | 569811.9429 | 482510 | 0 | 0 | 0 | 901352.8518 | 0 | 0 | 0 | 0 | 0 | 0 | 0 | 0 | 0 | 0 | 10393484.6417 | 0 | 0 | 0 | 0 | 148983.3894 | 0 | 0 | 0 | 0 | 0 | 0 | 0 | 0 | 0 | 0 | 0 | 0 | 0 | 0
2016-06-26 15:00 | 0 | 0 | 0 | 0 | 121265.511 | 674762.0979 | 515606 | 0 | 0 | 0 | 1050336.2412 | 0 | 0 | 0 | 0 | 0 | 0 | 131438.2195 | 0 | 0 | 0 | 10393443.0677 | 0 | 0 | 0 | 0 | 148983.3894 | 0 | 0 | 0 | 0 | 0 | 0 | 0 | 131438.2195 | 0 | 0 | 0 | 0 | 0 | 0
2016-06-26 16:00 | 0 | 0 | 0 | 0 | 0 | 723210.2188 | 545152 | 0 | 0 | 0 | 1199319.6306 | 0 | 0 | 0 | 0 | 0 | 0 | 160513.049 | 0 | 0 | 0 | 10393401.494 | 0 | 0 | 0 | 0 | 148983.3894 | 0 | 0 | 0 | 0 | 0 | 0 | 0 | 29074.8294 | 0 | 0 | 0 | 0 | 0 | 0
2016-06-26 17:00 | 0 | 0 | 0 | 0 | 114011.5296 | 735787.0793 | 569377 | 0 | 0 | 0 | 1348303.0199 | 0 | 0 | 0 | 0 | 0 | 0 | 291951.2685 | 0 | 0 | 0 | 10393359.9203 | 0 | 0 | 0 | 0 | 148983.3894 | 0 | 0 | 0 | 0 | 0 | 0 | 0 | 131438.2195 | 0 | 0 | 0 | 0 | 0 | 0
2016-06-26 18:00 | 0 | 0 | 0 | 0 | 0 | 729337.9034 | 587630 | 0 | 0 | 0 | 1358572.7038 | 0 | 0 | 0 | 0 | 0 | 0 | 423389.488 | 0 | 0 | 0 | 10393318.3469 | 0 | 0 | 0 | 0 | 10269.6839 | 0 | 0 | 0 | 0 | 0 | 0 | 0 | 131438.2195 | 0 | 0 | 0 | 0 | 0 | 0
2016-06-26 19:00 | 0 | 0 | 0 | 0 | 0 | 714219.2811 | 600551 | 0 | 0 | 0 | 1507556.0932 | 0 | 0 | 0 | 0 | 0 | 0 | 388074.3797 | 0 | 0 | 0 | 10393276.7736 | 0 | 0 | 0 | 0 | 148983.3894 | 0 | 0 | 0 | 0 | 0 | 0 | 0 | -35315.1083 | 0 | 0 | 0 | 0 | 0 | 0
2016-06-26 20:00 | 0 | 0 | 0 | 0 | 0 | 699199.7838 | 611011 | 0 | 0 | 0 | 1656539.4826 | 0 | 0 | 0 | 0 | 0 | 0 | 327279.7741 | 0 | 0 | 0 | 10393235.2005 | 0 | 0 | 0 | 0 | 148983.3894 | 0 | 0 | 0 | 0 | 0 | 0 | 0 | -60794.6056 | 0 | 0 | 0 | 0 | 0 | 0
2016-06-26 21:00 | 0 | 0 | 0 | 0 | 0 | 675326.3695 | 618377 | 0 | 0 | 0 | 1805522.872 | 0 | 0 | 0 | 0 | 0 | 0 | 235245.7543 | 0 | 0 | 0 | 10393193.6276 | 0 | 0 | 0 | 0 | 148983.3894 | 0 | 0 | 0 | 0 | 0 | 0 | 0 | -92034.0199 | 0 | 0 | 0 | 0 | 0 | 0
2016-06-26 22:00 | 0 | 0 | 0 | 0 | 0 | 638328.0325 | 617665 | 0 | 0 | 0 | 1694747.685 | 0 | 0 | 0 | 0 | 0 | 0 | 366683.9738 | 0 | 0 | 0 | 10393152.0548 | 0 | 0 | 0 | 0 | -110775.187 | 0 | 0 | 0 | 0 | 0 | 0 | 0 | 131438.2195 | 0 | 0 | 0 | 0 | 0 | 0
2016-06-26 23:00 | 0 | 0 | 0 | 0 | 180843.9689 | 571349.6947 | 607496 | 0 | 0 | 0 | 1843731.0744 | 0 | 0 | 0 | 0 | 0 | 0 | 362398.248 | 0 | 0 | 0 | 10393110.4822 | 0 | 0 | 0 | 0 | 148983.3894 | 0 | 0 | 0 | 0 | 0 | 0 | 0 | -4285.7258 | 0 | 0 | 0 | 0 | 0 | 0
2016-06-27 | 0 | 0 | 0 | 0 | 319033.1149 | 442441.5339 | 592599 | 0 | 0 | 0 | 1992714.4637 | 0 | 0 | 0 | 0 | 0 | 0 | 382290.5074 | 0 | 0 | 0 | 10393068.9098 | 0 | 0 | 0 | 0 | 148983.3894 | 0 | 0 | 0 | 0 | 0 | 0 | 0 | 19892.2594 | 0 | 0 | 0 | 0 | 0 | 0
2016-06-27 01:00 | 0 | 0 | 0 | 0 | 372325.3366 | 271327.7757 | 578817 | 0 | 0 | 0 | 1926112.3565 | 0 | 0 | 0 | 0 | 0 | 0 | 513728.7269 | 0 | 0 | 0 | 10393027.3375 | 0 | 0 | 0 | 0 | -66602.1072 | 0 | 0 | 0 | 0 | 0 | 0 | 0 | 131438.2195 | 0 | 0 | 0 | 0 | 0 | 0
2016-06-27 02:00 | 0 | 0 | 0 | 0 | 452284.6647 | 50584.8708 | 554582 | 0 | 0 | 0 | 1874399.8921 | 0 | 0 | 0 | 0 | 0 | 0 | 513728.7269 | 0 | 0 | 0 | 10392985.7654 | 0 | 0 | 0 | 0 | -51712.4644 | 0 | 0 | 0 | 0 | 0 | 0 | 0 | 0 | 0 | 0 | 0 | 0 | 0 | 0
2016-06-27 03:00 | 0 | 0 | 0 | 0 | 479260.0007 | 2.28 | 522357 | 0 | 0 | 0 | 1962743.3923 | 0 | 0 | 0 | 0 | 0 | 0 | 382290.5074 | 0 | 0 | 0 | 10392944.1934 | 0 | 0 | 0 | 0 | 88343.5002 | 0 | 0 | 0 | 0 | 0 | 0 | 0 | -131438.2195 | 0 | 0 | 0 | 0 | 0 | 0
2016-06-27 04:00 | 0 | 0 | 0 | 0 | 465158.6566 | 0 | 487380 | 0 | 0 | 0 | 1929918.8529 | 0 | 0 | 0 | 0 | 0 | 0 | 392893.7035 | 0 | 0 | 0 | 10392902.6217 | 0 | 0 | 0 | 0 | -32824.5394 | 0 | 0 | 0 | 0 | 0 | 0 | 0 | 10603.1961 | 0 | 0 | 0 | 0 | 0 | 0
2016-06-27 05:00 | 0 | 0 | 0 | 0 | 429740.6341 | 0 | 457889 | 0 | 0 | 0 | 1780935.4635 | 0 | 0 | 0 | 0 | 0 | 0 | 513728.7269 | 0 | 0 | 0 | 10392861.05 | 0 | 0 | 0 | 0 | -148983.3894 | 0 | 0 | 0 | 0 | 0 | 0 | 0 | 120835.0234 | 0 | 0 | 0 | 0 | 0 | 0
2016-06-27 06:00 | 0 | 0 | 0 | 0 | 385766.7856 | 0 | 434252 | 0 | 0 | 0 | 1732450.2491 | 0 | 0 | 0 | 0 | 0 | 0 | 513728.7269 | 0 | 0 | 0 | 10392819.4786 | 0 | 0 | 0 | 0 | -48485.2144 | 0 | 0 | 0 | 0 | 0 | 0 | 0 | 0 | 0 | 0 | 0 | 0 | 0 | 0
2016-06-27 07:00 | 0 | 0 | 0 | 0 | 339647.7062 | 0 | 417528 | 0 | 0 | 0 | 1654569.9553 | 0 | 0 | 0 | 0 | 0 | 0 | 513728.7269 | 0 | 0 | 0 | 10392777.9073 | 0 | 0 | 0 | 0 | -77880.2938 | 0 | 0 | 0 | 0 | 0 | 0 | 0 | 0 | 0 | 0 | 0 | 0 | 0 | 0
2016-06-27 08:00 | 0 | 0 | 0 | 0 | 301556.0292 | 0 | 409693 | 0 | 0 | 0 | 1546432.9845 | 0 | 0 | 0 | 0 | 0 | 0 | 513728.7269 | 0 | 0 | 0 | 10392736.3362 | 0 | 0 | 0 | 0 | -108136.9708 | 0 | 0 | 0 | 0 | 0 | 0 | 0 | 0 | 0 | 0 | 0 | 0 | 0 | 0
2016-06-27 09:00 | 0 | 0 | 0 | 0 | 260567.7307 | 0 | 412485 | 0 | 0 | 0 | 1525953.9347 | 0 | 0 | 0 | 0 | 0 | 0 | 382290.5074 | 0 | 0 | 0 | 10392694.7653 | 0 | 0 | 0 | 0 | -20479.0498 | 0 | 0 | 0 | 0 | 0 | 0 | 0 | -131438.2195 | 0 | 0 | 0 | 0 | 0 | 0
2016-06-27 10:00 | 0 | 0 | 0 | 0 | 225540.5248 | 0 | 425260 | 0 | 0 | 0 | 1376970.5453 | 0 | 0 | 0 | 0 | 0 | 0 | 331554.4216 | 0 | 0 | 0 | 10392653.1945 | 0 | 0 | 0 | 0 | -148983.3894 | 0 | 0 | 0 | 0 | 0 | 0 | 0 | -50736.0858 | 0 | 0 | 0 | 0 | 0 | 0
2016-06-27 11:00 | 0 | 0 | 0 | 0 | 160271.9847 | 13.4231 | 445867 | 0 | 0 | 0 | 1227987.1559 | 0 | 0 | 0 | 0 | 0 | 0 | 200116.2021 | 0 | 0 | 0 | 10383715.101 | 0 | 0 | 0 | 0 | -148983.3894 | 0 | 0 | 0 | 0 | 0 | 0 | 0 | -131438.2195 | 0 | 0 | 0 | 0 | 8896.5229 | 0
2016-06-27 12:00 | 0 | 0 | 0 | 0 | 94475.9281 | 130539.6427 | 473347 | 0 | 0 | 0 | 1111093.9463 | 0 | 0 | 0 | 0 | 0 | 0 | 68677.9826 | 0 | 0 | 0 | 10383673.5661 | 0 | 0 | 0 | 0 | -116893.2097 | 0 | 0 | 0 | 0 | 0 | 0 | 0 | -131438.2195 | 0 | 0 | 0 | 0 | 0 | 0
2016-06-27 13:00 | 0 | 0 | 0 | 0 | 95947.7542 | 428758.762 | 505702 | 0 | 0 | 0 | 998660.2429 | 0 | 0 | 0 | 0 | 0 | 0 | 200116.2021 | 0 | 0 | 0 | 10383632.0314 | 0 | 0 | 0 | 0 | -112433.7034 | 0 | 0 | 0 | 0 | 0 | 0 | 0 | 131438.2195 | 0 | 0 | 0 | 0 | 0 | 0
2016-06-27 14:00 | 0 | 0 | 0 | 0 | 110848.9837 | 597513.6961 | 541134 | 0 | 0 | 0 | 1147643.6322 | 0 | 0 | 0 | 0 | 0 | 0 | 218361.4924 | 0 | 0 | 0 | 10383590.4969 | 0 | 0 | 0 | 0 | 148983.3894 | 0 | 0 | 0 | 0 | 0 | 0 | 0 | 18245.2904 | 0 | 0 | 0 | 0 | 0 | 0
2016-06-27 15:00 | 0 | 0 | 0 | 0 | 116643.3701 | 698084.8404 | 575398 | 0 | 0 | 0 | 1296627.0216 | 0 | 0 | 0 | 0 | 0 | 0 | 308708.3135 | 0 | 0 | 0 | 10383548.9625 | 0 | 0 | 0 | 0 | 148983.3894 | 0 | 0 | 0 | 0 | 0 | 0 | 0 | 90346.8211 | 0 | 0 | 0 | 0 | 0 | 0
2016-06-27 16:00 | 0 | 0 | 0 | 0 | 0 | 740154.2708 | 605106 | 0 | 0 | 0 | 1445610.411 | 0 | 0 | 0 | 0 | 0 | 0 | 294773.1949 | 0 | 0 | 0 | 10383507.4283 | 0 | 0 | 0 | 0 | 148983.3894 | 0 | 0 | 0 | 0 | 0 | 0 | 0 | -13935.1186 | 0 | 0 | 0 | 0 | 0 | 0
2016-06-27 17:00 | 0 | 0 | 0 | 0 | 118534.1716 | 757449.0814 | 630216 | 0 | 0 | 0 | 1594593.8004 | 0 | 0 | 0 | 0 | 0 | 0 | 391557.0585 | 0 | 0 | 0 | 10383465.8943 | 0 | 0 | 0 | 0 | 148983.3894 | 0 | 0 | 0 | 0 | 0 | 0 | 0 | 96783.8636 | 0 | 0 | 0 | 0 | 0 | 0
2016-06-27 18:00 | 0 | 0 | 0 | 0 | 117050.4755 | 752821.1927 | 649665 | 0 | 0 | 0 | 1743577.1897 | 0 | 0 | 0 | 0 | 0 | 0 | 462780.3373 | 0 | 0 | 0 | 10383424.3604 | 0 | 0 | 0 | 0 | 148983.3894 | 0 | 0 | 0 | 0 | 0 | 0 | 0 | 71223.2788 | 0 | 0 | 0 | 0 | 0 | 0
2016-06-27 19:00 | 0 | 0 | 0 | 0 | 0 | 741891.0129 | 662709 | 0 | 0 | 0 | 1802400.7163 | 0 | 0 | 0 | 0 | 0 | 0 | 483138.8237 | 0 | 0 | 0 | 10383382.8268 | 0 | 0 | 0 | 0 | 58823.5265 | 0 | 0 | 0 | 0 | 0 | 0 | 0 | 20358.4863 | 0 | 0 | 0 | 0 | 0 | 0
2016-06-27 20:00 | 0 | 0 | 0 | 0 | 113125.6982 | 732111.9972 | 670215 | 0 | 0 | 0 | 1951384.1056 | 0 | 0 | 0 | 0 | 0 | 0 | 509178.1298 | 0 | 0 | 0 | 10383341.2932 | 0 | 0 | 0 | 0 | 148983.3894 | 0 | 0 | 0 | 0 | 0 | 0 | 0 | 26039.3061 | 0 | 0 | 0 | 0 | 0 | 0
2016-06-27 21:00 | 0 | 0 | 0 | 0 | 111348.6996 | 713232.2869 | 671047 | 0 | 0 | 0 | 2100367.495 | 0 | 0 | 0 | 0 | 0 | 0 | 513728.7269 | 0 | 0 | 0 | 10383299.7599 | 0 | 0 | 0 | 0 | 148983.3894 | 0 | 0 | 0 | 0 | 0 | 0 | 0 | 4550.5972 | 0 | 0 | 0 | 0 | 0 | 0
2016-06-27 22:00 | 0 | 0 | 0 | 0 | 110912.5141 | 676764.1988 | 663408 | 0 | 0 | 0 | 2224636.208 | 0 | 0 | 0 | 0 | 0 | 0 | 513728.7269 | 0 | 0 | 0 | 10383258.2267 | 0 | 0 | 0 | 0 | 124268.713 | 0 | 0 | 0 | 0 | 0 | 0 | 0 | 0 | 0 | 0 | 0 | 0 | 0 | 0
2016-06-27 23:00 | 0 | 0 | 0 | 0 | 116943.224 | 595059.9565 | 649398 | 0 | 0 | 0 | 2287241.3885 | 0 | 0 | 0 | 0 | 0 | 0 | 513728.7269 | 0 | 0 | 0 | 10383216.6936 | 0 | 0 | 0 | 0 | 62605.1805 | 0 | 0 | 0 | 0 | 0 | 0 | 0 | 0 | 0 | 0 | 0 | 0 | 0 | 0
2016-06-28 | 0 | 0 | 0 | 0 | 142287.9133 | 461511.2379 | 630972 | 0 | 0 | 0 | 2287241.3885 | 0 | 0 | 0 | 0 | 0 | 0 | 513728.7269 | 0 | 0 | 0 | 10336325.4215 | 0 | 0 | 0 | 0 | 0 | 0 | 0 | 0 | 0 | 0 | 0 | 0 | 0 | 0 | 0 | 0 | 0 | 46849.7393 | 0
2016-06-28 01:00 | 0 | 0 | 0 | 0 | 242692.1729 | 258589.5058 | 611553 | 0 | 0 | 0 | 2287241.3885 | 0 | 0 | 0 | 0 | 0 | 0 | 513728.7269 | 0 | 0 | 0 | 10146161.1085 | 0 | 0 | 0 | 0 | 0 | 0 | 0 | 0 | 0 | 0 | 0 | 0 | 0 | 0 | 0 | 0 | 0 | 190122.9677 | 0
2016-06-28 02:00 | 0 | 0 | 0 | 0 | 386598.3059 | 39318.149 | 582436 | 0 | 0 | 0 | 2243355.4102 | 0 | 0 | 0 | 0 | 0 | 0 | 513728.7269 | 0 | 0 | 0 | 9951924.719 | 0 | 0 | 0 | 0 | -43885.9783 | 0 | 0 | 0 | 0 | 0 | 0 | 0 | 0 | 0 | 0 | 0 | 0 | 194195.8048 | 0
2016-06-28 03:00 | 0 | 0 | 0 | 0 | 443242.2034 | 2.4181 | 542570 | 0 | 0 | 0 | 2256663.5985 | 0 | 0 | 0 | 0 | 0 | 0 | 513728.7269 | 0 | 0 | 0 | 9757689.1064 | 0 | 0 | 0 | 0 | 13308.1883 | 0 | 0 | 0 | 0 | 0 | 0 | 0 | 0 | 0 | 0 | 0 | 0 | 194195.8048 | 0
2016-06-28 04:00 | 0 | 0 | 0 | 0 | 427704.69 | 0 | 505108 | 0 | 0 | 0 | 2287241.3885 | 0 | 0 | 0 | 0 | 0 | 0 | 513728.7269 | 0 | 0 | 0 | 9571475.7654 | 0 | 0 | 0 | 0 | 30577.79 | 0 | 0 | 0 | 0 | 0 | 0 | 0 | 0 | 0 | 0 | 0 | 0 | 186174.3103 | 0
2016-06-28 05:00 | 0 | 0 | 0 | 0 | 391280.463 | 0 | 472652 | 0 | 0 | 0 | 2287241.3885 | 0 | 0 | 0 | 0 | 0 | 0 | 513728.7269 | 0 | 0 | 0 | 9431141.726 | 0 | 0 | 0 | 0 | 0 | 0 | 0 | 0 | 0 | 0 | 0 | 0 | 0 | 0 | 0 | 0 | 0 | 140295.7535 | 0
2016-06-28 06:00 | 0 | 0 | 0 | 0 | 349090.8728 | 0 | 447155 | 0 | 0 | 0 | 2287241.3885 | 0 | 0 | 0 | 0 | 0 | 0 | 513728.7269 | 0 | 0 | 0 | 9262027.92 | 0 | 0 | 0 | 0 | 0 | 0 | 0 | 0 | 0 | 0 | 0 | 0 | 0 | 0 | 0 | 0 | 0 | 169076.0814 | 0
2016-06-28 07:00 | 0 | 0 | 0 | 0 | 304763.0099 | 0 | 428315 | 0 | 0 | 0 | 2176720.6332 | 0 | 0 | 0 | 0 | 0 | 0 | 513728.7269 | 0 | 0 | 0 | 9239523.2258 | 0 | 0 | 0 | 0 | -110520.7553 | 0 | 0 | 0 | 0 | 0 | 0 | 0 | 0 | 0 | 0 | 0 | 0 | 22467.6461 | 0
2016-06-28 08:00 | 0 | 0 | 0 | 0 | 265937.0945 | 0 | 418966 | 0 | 0 | 0 | 2027737.2438 | 0 | 0 | 0 | 0 | 0 | 0 | 509683.2108 | 0 | 0 | 0 | 9239486.2677 | 0 | 0 | 0 | 0 | -148983.3894 | 0 | 0 | 0 | 0 | 0 | 0 | 0 | -4045.5162 | 0 | 0 | 0 | 0 | 0 | 0
2016-06-28 09:00 | 0 | 0 | 0 | 0 | 222667.0641 | 0 | 421131 | 0 | 0 | 0 | 1878753.8545 | 0 | 0 | 0 | 0 | 0 | 0 | 460202.6642 | 0 | 0 | 0 | 9239449.3097 | 0 | 0 | 0 | 0 | -148983.3894 | 0 | 0 | 0 | 0 | 0 | 0 | 0 | -49480.5466 | 0 | 0 | 0 | 0 | 0 | 0
2016-06-28 10:00 | 0 | 0 | 0 | 0 | 193068.3095 | 0 | 432714 | 0 | 0 | 0 | 1729770.4651 | 0 | 0 | 0 | 0 | 0 | 0 | 369540.363 | 0 | 0 | 0 | 9239412.3519 | 0 | 0 | 0 | 0 | -148983.3894 | 0 | 0 | 0 | 0 | 0 | 0 | 0 | -90662.3012 | 0 | 0 | 0 | 0 | 0 | 0
2016-06-28 11:00 | 0 | 0 | 0 | 0 | 157913.0361 | 4.9646 | 450973 | 0 | 0 | 0 | 1580787.0757 | 0 | 0 | 0 | 0 | 0 | 0 | 238102.1435 | 0 | 0 | 0 | 9217593.6867 | 0 | 0 | 0 | 0 | -148983.3894 | 0 | 0 | 0 | 0 | 0 | 0 | 0 | -131438.2195 | 0 | 0 | 0 | 0 | 21781.7076 | 0
2016-06-28 12:00 | 0 | 0 | 0 | 0 | 70094.4253 | 124862.0165 | 473234 | 0 | 0 | 0 | 1433947.7371 | 0 | 0 | 0 | 0 | 0 | 0 | 106663.924 | 0 | 0 | 0 | 9217556.8163 | 0 | 0 | 0 | 0 | -146839.3386 | 0 | 0 | 0 | 0 | 0 | 0 | 0 | -131438.2195 | 0 | 0 | 0 | 0 | 0 | 0
2016-06-28 13:00 | 0 | 0 | 0 | 0 | 47550.3003 | 393864.53 | 500024 | 0 | 0 | 0 | 1284964.3477 | 0 | 0 | 0 | 0 | 0 | 0 | 197038.1437 | 0 | 0 | 0 | 9217519.9461 | 0 | 0 | 0 | 0 | -148983.3894 | 0 | 0 | 0 | 0 | 0 | 0 | 0 | 90374.2197 | 0 | 0 | 0 | 0 | 0 | 0
2016-06-28 14:00 | 0 | 0 | 0 | 0 | 46476.2127 | 569796.6306 | 529073 | 0 | 0 | 0 | 1433947.7371 | 0 | 0 | 0 | 0 | 0 | 0 | 135254.5976 | 0 | 0 | 0 | 9217483.076 | 0 | 0 | 0 | 0 | 148983.3894 | 0 | 0 | 0 | 0 | 0 | 0 | 0 | -61783.5461 | 0 | 0 | 0 | 0 | 0 | 0
2016-06-28 15:00 | 0 | 0 | 0 | 0 | 40554.886 | 682499.515 | 556879 | 0 | 0 | 0 | 1468684.9186 | 0 | 0 | 0 | 0 | 0 | 0 | 266692.8171 | 0 | 0 | 0 | 9217446.2061 | 0 | 0 | 0 | 0 | 34737.1815 | 0 | 0 | 0 | 0 | 0 | 0 | 0 | 131438.2195 | 0 | 0 | 0 | 0 | 0 | 0
2016-06-28 16:00 | 0 | 0 | 0 | 0 | 37970.0849 | 729134.1479 | 580836 | 0 | 0 | 0 | 1617668.308 | 0 | 0 | 0 | 0 | 0 | 0 | 303977.6606 | 0 | 0 | 0 | 9217409.3363 | 0 | 0 | 0 | 0 | 148983.3894 | 0 | 0 | 0 | 0 | 0 | 0 | 0 | 37284.8435 | 0 | 0 | 0 | 0 | 0 | 0
2016-06-28 17:00 | 0 | 0 | 0 | 0 | 38527.7986 | 745225.7155 | 601203 | 0 | 0 | 0 | 1766651.6973 | 0 | 0 | 0 | 0 | 0 | 0 | 337544.7853 | 0 | 0 | 0 | 9217372.4667 | 0 | 0 | 0 | 0 | 148983.3894 | 0 | 0 | 0 | 0 | 0 | 0 | 0 | 33567.1247 | 0 | 0 | 0 | 0 | 0 | 0
2016-06-28 18:00 | 0 | 0 | 0 | 0 | 41302.8685 | 741827.6477 | 616276 | 0 | 0 | 0 | 1802067.994 | 0 | 0 | 0 | 0 | 0 | 0 | 468983.0048 | 0 | 0 | 0 | 9217335.5972 | 0 | 0 | 0 | 0 | 35416.2967 | 0 | 0 | 0 | 0 | 0 | 0 | 0 | 131438.2195 | 0 | 0 | 0 | 0 | 0 | 0
2016-06-28 19:00 | 0 | 0 | 0 | 0 | 45653.618 | 730233.6942 | 624529 | 0 | 0 | 0 | 1951051.3834 | 0 | 0 | 0 | 0 | 0 | 0 | 471357.9277 | 0 | 0 | 0 | 9217298.7278 | 0 | 0 | 0 | 0 | 148983.3894 | 0 | 0 | 0 | 0 | 0 | 0 | 0 | 2374.9229 | 0 | 0 | 0 | 0 | 0 | 0
2016-06-28 20:00 | 0 | 0 | 0 | 0 | 51529.2644 | 715982.1342 | 628520 | 0 | 0 | 0 | 2100034.7728 | 0 | 0 | 0 | 0 | 0 | 0 | 461365.9369 | 0 | 0 | 0 | 9217261.8586 | 0 | 0 | 0 | 0 | 148983.3894 | 0 | 0 | 0 | 0 | 0 | 0 | 0 | -9991.9908 | 0 | 0 | 0 | 0 | 0 | 0
2016-06-28 21:00 | 0 | 0 | 0 | 0 | 60593.2387 | 683587.5973 | 628828 | 0 | 0 | 0 | 2163024.8188 | 0 | 0 | 0 | 0 | 0 | 0 | 513728.7269 | 0 | 0 | 0 | 9217224.9896 | 0 | 0 | 0 | 0 | 62990.046 | 0 | 0 | 0 | 0 | 0 | 0 | 0 | 52362.79 | 0 | 0 | 0 | 0 | 0 | 0
2016-06-28 22:00 | 0 | 0 | 0 | 0 | 73399.2734 | 635133.3363 | 621537 | 0 | 0 | 0 | 2250020.4284 | 0 | 0 | 0 | 0 | 0 | 0 | 513728.7269 | 0 | 0 | 0 | 9217188.1207 | 0 | 0 | 0 | 0 | 86995.6096 | 0 | 0 | 0 | 0 | 0 | 0 | 0 | 0 | 0 | 0 | 0 | 0 | 0 | 0
2016-06-28 23:00 | 0 | 0 | 0 | 0 | 91994.3524 | 553221.6076 | 607995 | 0 | 0 | 0 | 2287241.3885 | 0 | 0 | 0 | 0 | 0 | 0 | 513728.7269 | 0 | 0 | 0 | 9217151.2519 | 0 | 0 | 0 | 0 | 37220.9601 | 0 | 0 | 0 | 0 | 0 | 0 | 0 | 0 | 0 | 0 | 0 | 0 | 0 | 0
2016-06-29 | 0 | 0 | 0 | 0 | 128132.1145 | 417521.1052 | 591546 | 0 | 0 | 0 | 2287241.3885 | 0 | 0 | 0 | 0 | 0 | 0 | 513728.7269 | 0 | 0 | 0 | 9137988.9 | 0 | 0 | 0 | 0 | 0 | 0 | 0 | 0 | 0 | 0 | 0 | 0 | 0 | 0 | 0 | 0 | 0 | 79125.4833 | 0
2016-06-29 01:00 | 0 | 0 | 0 | 0 | 224356.2422 | 220756.3754 | 574649 | 0 | 0 | 0 | 2270338.5729 | 0 | 0 | 0 | 0 | 0 | 0 | 513728.7269 | 0 | 0 | 0 | 8943756.5432 | 0 | 0 | 0 | 0 | -16902.8156 | 0 | 0 | 0 | 0 | 0 | 0 | 0 | 0 | 0 | 0 | 0 | 0 | 194195.8048 | 0
2016-06-29 02:00 | 0 | 0 | 0 | 0 | 352229.6213 | 35831.0334 | 547945 | 0 | 0 | 0 | 2223087.7945 | 0 | 0 | 0 | 0 | 0 | 0 | 513728.7269 | 0 | 0 | 0 | 8749524.9633 | 0 | 0 | 0 | 0 | -47250.7785 | 0 | 0 | 0 | 0 | 0 | 0 | 0 | 0 | 0 | 0 | 0 | 0 | 194195.8048 | 0
2016-06-29 03:00 | 0 | 0 | 0 | 0 | 379697.8408 | 2.1714 | 513219 | 0 | 0 | 0 | 2202202.3734 | 0 | 0 | 0 | 0 | 0 | 0 | 513728.7269 | 0 | 0 | 0 | 8555294.1604 | 0 | 0 | 0 | 0 | -20885.421 | 0 | 0 | 0 | 0 | 0 | 0 | 0 | 0 | 0 | 0 | 0 | 0 | 194195.8048 | 0
2016-06-29 04:00 | 0 | 0 | 0 | 0 | 361461.6828 | 0 | 478698 | 0 | 0 | 0 | 2134330.2222 | 0 | 0 | 0 | 0 | 0 | 0 | 513728.7269 | 0 | 0 | 0 | 8470149.3082 | 0 | 0 | 0 | 0 | -67872.1512 | 0 | 0 | 0 | 0 | 0 | 0 | 0 | 0 | 0 | 0 | 0 | 0 | 85110.631 | 0
2016-06-29 05:00 | 0 | 0 | 0 | 0 | 335820.8774 | 0 | 449349 | 0 | 0 | 0 | 2020802.0997 | 0 | 0 | 0 | 0 | 0 | 0 | 513728.7269 | 0 | 0 | 0 | 8470115.4276 | 0 | 0 | 0 | 0 | -113528.1226 | 0 | 0 | 0 | 0 | 0 | 0 | 0 | 0 | 0 | 0 | 0 | 0 | 0 | 0
2016-06-29 06:00 | 0 | 0 | 0 | 0 | 308456.1168 | 0 | 424797 | 0 | 0 | 0 | 1904461.2165 | 0 | 0 | 0 | 0 | 0 | 0 | 513728.7269 | 0 | 0 | 0 | 8470081.5472 | 0 | 0 | 0 | 0 | -116340.8832 | 0 | 0 | 0 | 0 | 0 | 0 | 0 | 0 | 0 | 0 | 0 | 0 | 0 | 0
2016-06-29 07:00 | 0 | 0 | 0 | 0 | 286580.9485 | 0 | 407843 | 0 | 0 | 0 | 1783199.165 | 0 | 0 | 0 | 0 | 0 | 0 | 513728.7269 | 0 | 0 | 0 | 8470047.6668 | 0 | 0 | 0 | 0 | -121262.0515 | 0 | 0 | 0 | 0 | 0 | 0 | 0 | 0 | 0 | 0 | 0 | 0 | 0 | 0
2016-06-29 08:00 | 0 | 0 | 0 | 0 | 268438.7342 | 0 | 399379 | 0 | 0 | 0 | 1652258.8992 | 0 | 0 | 0 | 0 | 0 | 0 | 513728.7269 | 0 | 0 | 0 | 8470013.7866 | 0 | 0 | 0 | 0 | -130940.2658 | 0 | 0 | 0 | 0 | 0 | 0 | 0 | 0 | 0 | 0 | 0 | 0 | 0 | 0
2016-06-29 09:00 | 0 | 0 | 0 | 0 | 235686.1234 | 0 | 401264 | 0 | 0 | 0 | 1503275.5098 | 0 | 0 | 0 | 0 | 0 | 0 | 497134.2397 | 0 | 0 | 0 | 8469979.9066 | 0 | 0 | 0 | 0 | -148983.3894 | 0 | 0 | 0 | 0 | 0 | 0 | 0 | -16594.4872 | 0 | 0 | 0 | 0 | 0 | 0
2016-06-29 10:00 | 0 | 0 | 0 | 0 | 203977.9834 | 0 | 413223 | 0 | 0 | 0 | 1354292.1204 | 0 | 0 | 0 | 0 | 0 | 0 | 436872.6125 | 0 | 0 | 0 | 8469946.0267 | 0 | 0 | 0 | 0 | -148983.3894 | 0 | 0 | 0 | 0 | 0 | 0 | 0 | -60261.6272 | 0 | 0 | 0 | 0 | 0 | 0
2016-06-29 11:00 | 0 | 0 | 0 | 0 | 159324.6526 | 3.7901 | 432696 | 0 | 0 | 0 | 1212362.7826 | 0 | 0 | 0 | 0 | 0 | 0 | 305434.393 | 0 | 0 | 0 | 8469912.1469 | 0 | 0 | 0 | 0 | -141929.3378 | 0 | 0 | 0 | 0 | 0 | 0 | 0 | -131438.2195 | 0 | 0 | 0 | 0 | 0 | 0
2016-06-29 12:00 | 0 | 0 | 0 | 0 | 71083.1357 | 106637.4536 | 456995 | 0 | 0 | 0 | 1064526.5914 | 0 | 0 | 0 | 0 | 0 | 0 | 173996.1735 | 0 | 0 | 0 | 8469878.2672 | 0 | 0 | 0 | 0 | -147836.1912 | 0 | 0 | 0 | 0 | 0 | 0 | 0 | -131438.2195 | 0 | 0 | 0 | 0 | 0 | 0
2016-06-29 13:00 | 0 | 0 | 0 | 0 | 55560.2369 | 362178.9376 | 482516 | 0 | 0 | 0 | 915543.202 | 0 | 0 | 0 | 0 | 0 | 0 | 258202.7374 | 0 | 0 | 0 | 8469844.3877 | 0 | 0 | 0 | 0 | -148983.3894 | 0 | 0 | 0 | 0 | 0 | 0 | 0 | 84206.5639 | 0 | 0 | 0 | 0 | 0 | 0
2016-06-29 14:00 | 0 | 0 | 0 | 0 | 63749.2754 | 529611.6601 | 511202 | 0 | 0 | 0 | 1064526.5914 | 0 | 0 | 0 | 0 | 0 | 0 | 191378.2835 | 0 | 0 | 0 | 8469810.5083 | 0 | 0 | 0 | 0 | 148983.3894 | 0 | 0 | 0 | 0 | 0 | 0 | 0 | -66824.4539 | 0 | 0 | 0 | 0 | 0 | 0
2016-06-29 15:00 | 0 | 0 | 0 | 0 | 52675.0766 | 621861.212 | 540055 | 0 | 0 | 0 | 1067569.6605 | 0 | 0 | 0 | 0 | 0 | 0 | 322816.503 | 0 | 0 | 0 | 8469776.6291 | 0 | 0 | 0 | 0 | 3043.0691 | 0 | 0 | 0 | 0 | 0 | 0 | 0 | 131438.2195 | 0 | 0 | 0 | 0 | 0 | 0
2016-06-29 16:00 | 0 | 0 | 0 | 0 | 40069.7857 | 672409.1267 | 565473 | 0 | 0 | 0 | 1216553.0499 | 0 | 0 | 0 | 0 | 0 | 0 | 320839.0261 | 0 | 0 | 0 | 8469742.75 | 0 | 0 | 0 | 0 | 148983.3894 | 0 | 0 | 0 | 0 | 0 | 0 | 0 | -1977.4769 | 0 | 0 | 0 | 0 | 0 | 0
2016-06-29 17:00 | 0 | 0 | 0 | 0 | 32791.2466 | 692487.4056 | 588208 | 0 | 0 | 0 | 1365536.4392 | 0 | 0 | 0 | 0 | 0 | 0 | 308926.289 | 0 | 0 | 0 | 8469708.871 | 0 | 0 | 0 | 0 | 148983.3894 | 0 | 0 | 0 | 0 | 0 | 0 | 0 | -11912.7371 | 0 | 0 | 0 | 0 | 0 | 0
2016-06-29 18:00 | 0 | 0 | 0 | 0 | 29851.311 | 693201.8339 | 607375 | 0 | 0 | 0 | 1349776.3646 | 0 | 0 | 0 | 0 | 0 | 0 | 440364.5085 | 0 | 0 | 0 | 8469674.9922 | 0 | 0 | 0 | 0 | -15760.0746 | 0 | 0 | 0 | 0 | 0 | 0 | 0 | 131438.2195 | 0 | 0 | 0 | 0 | 0 | 0
2016-06-29 19:00 | 0 | 0 | 0 | 0 | 31256.8539 | 684414.2085 | 621004 | 0 | 0 | 0 | 1498759.754 | 0 | 0 | 0 | 0 | 0 | 0 | 386048.1815 | 0 | 0 | 0 | 8469641.1135 | 0 | 0 | 0 | 0 | 148983.3894 | 0 | 0 | 0 | 0 | 0 | 0 | 0 | -54316.3269 | 0 | 0 | 0 | 0 | 0 | 0
2016-06-29 20:00 | 0 | 0 | 0 | 0 | 34483.707 | 673432.6388 | 630653 | 0 | 0 | 0 | 1448342.5543 | 0 | 0 | 0 | 0 | 0 | 0 | 513728.7269 | 0 | 0 | 0 | 8469607.2349 | 0 | 0 | 0 | 0 | -50417.1996 | 0 | 0 | 0 | 0 | 0 | 0 | 0 | 127680.5454 | 0 | 0 | 0 | 0 | 0 | 0
2016-06-29 21:00 | 0 | 0 | 0 | 0 | 38929.8502 | 652939.859 | 634465 | 0 | 0 | 0 | 1597325.9437 | 0 | 0 | 0 | 0 | 0 | 0 | 422150.0467 | 0 | 0 | 0 | 8469573.3565 | 0 | 0 | 0 | 0 | 148983.3894 | 0 | 0 | 0 | 0 | 0 | 0 | 0 | -91578.6802 | 0 | 0 | 0 | 0 | 0 | 0
2016-06-29 22:00 | 0 | 0 | 0 | 0 | 48934.4835 | 610980.6554 | 629556 | 0 | 0 | 0 | 1536106.4023 | 0 | 0 | 0 | 0 | 0 | 0 | 513728.7269 | 0 | 0 | 0 | 8469539.4782 | 0 | 0 | 0 | 0 | -61219.5414 | 0 | 0 | 0 | 0 | 0 | 0 | 0 | 91578.6802 | 0 | 0 | 0 | 0 | 0 | 0
2016-06-29 23:00 | 0 | 0 | 0 | 0 | 66812.1668 | 529769.5153 | 616067 | 0 | 0 | 0 | 1516621.0845 | 0 | 0 | 0 | 0 | 0 | 0 | 513728.7269 | 0 | 0 | 0 | 8469505.6 | 0 | 0 | 0 | 0 | -19485.3178 | 0 | 0 | 0 | 0 | 0 | 0 | 0 | 0 | 0 | 0 | 0 | 0 | 0 | 0
2016-06-30 | 0 | 0 | 0 | 0 | 106387.2701 | 390755.0006 | 597182 | 0 | 0 | 0 | 1416581.3553 | 0 | 0 | 0 | 0 | 0 | 0 | 513728.7269 | 0 | 0 | 0 | 8469471.722 | 0 | 0 | 0 | 0 | -100039.7292 | 0 | 0 | 0 | 0 | 0 | 0 | 0 | 0 | 0 | 0 | 0 | 0 | 0 | 0
2016-06-30 01:00 | 0 | 0 | 0 | 0 | 211067.8477 | 195101.4291 | 580014 | 0 | 0 | 0 | 1374174.8516 | 0 | 0 | 0 | 0 | 0 | 0 | 382290.5074 | 0 | 0 | 0 | 8469437.8441 | 0 | 0 | 0 | 0 | -42406.5036 | 0 | 0 | 0 | 0 | 0 | 0 | 0 | -131438.2195 | 0 | 0 | 0 | 0 | 0 | 0
2016-06-30 02:00 | 0 | 0 | 0 | 0 | 336991.1156 | 41077.5772 | 553545 | 0 | 0 | 0 | 1225191.4623 | 0 | 0 | 0 | 0 | 0 | 0 | 355797.5896 | 0 | 0 | 0 | 8469403.9664 | 0 | 0 | 0 | 0 | -148983.3894 | 0 | 0 | 0 | 0 | 0 | 0 | 0 | -26492.9178 | 0 | 0 | 0 | 0 | 0 | 0
2016-06-30 03:00 | 0 | 0 | 0 | 0 | 382075.5345 | 2.0431 | 516726 | 0 | 0 | 0 | 1076208.0729 | 0 | 0 | 0 | 0 | 0 | 0 | 370132.5566 | 0 | 0 | 0 | 8469370.0888 | 0 | 0 | 0 | 0 | -148983.3894 | 0 | 0 | 0 | 0 | 0 | 0 | 0 | 14334.9669 | 0 | 0 | 0 | 0 | 0 | 0
2016-06-30 04:00 | 0 | 0 | 0 | 0 | 367513.2289 | 0 | 480169 | 0 | 0 | 0 | 927224.6835 | 0 | 0 | 0 | 0 | 0 | 0 | 406460.1748 | 0 | 0 | 0 | 8469336.2113 | 0 | 0 | 0 | 0 | -148983.3894 | 0 | 0 | 0 | 0 | 0 | 0 | 0 | 36327.6183 | 0 | 0 | 0 | 0 | 0 | 0
2016-06-30 05:00 | 0 | 0 | 0 | 0 | 339419.3892 | 0 | 449511 | 0 | 0 | 0 | 778241.2941 | 0 | 0 | 0 | 0 | 0 | 0 | 445351.9534 | 0 | 0 | 0 | 8469302.3339 | 0 | 0 | 0 | 0 | -148983.3894 | 0 | 0 | 0 | 0 | 0 | 0 | 0 | 38891.7786 | 0 | 0 | 0 | 0 | 0 | 0
2016-06-30 06:00 | 0 | 0 | 0 | 0 | 312009.5398 | 0 | 424274 | 0 | 0 | 0 | 629257.9048 | 0 | 0 | 0 | 0 | 0 | 0 | 482070.8826 | 0 | 0 | 0 | 8469268.4567 | 0 | 0 | 0 | 0 | -148983.3894 | 0 | 0 | 0 | 0 | 0 | 0 | 0 | 36718.9292 | 0 | 0 | 0 | 0 | 0 | 0
2016-06-30 07:00 | 0 | 0 | 0 | 0 | 290218.2817 | 0 | 406855 | 0 | 0 | 0 | 644059.4059 | 0 | 0 | 0 | 0 | 0 | 0 | 350632.6631 | 0 | 0 | 0 | 8469234.5797 | 0 | 0 | 0 | 0 | 14801.5012 | 0 | 0 | 0 | 0 | 0 | 0 | 0 | -131438.2195 | 0 | 0 | 0 | 0 | 0 | 0
2016-06-30 08:00 | 0 | 0 | 0 | 0 | 276241.5198 | 0 | 398026 | 0 | 0 | 0 | 495076.0166 | 0 | 0 | 0 | 0 | 0 | 0 | 377831.5722 | 0 | 0 | 0 | 8469200.7027 | 0 | 0 | 0 | 0 | -148983.3894 | 0 | 0 | 0 | 0 | 0 | 0 | 0 | 27198.9092 | 0 | 0 | 0 | 0 | 0 | 0
2016-06-30 09:00 | 0 | 0 | 0 | 0 | 253713.3202 | 0 | 399538 | 0 | 0 | 0 | 346092.6272 | 0 | 0 | 0 | 0 | 0 | 0 | 380990.2819 | 0 | 0 | 0 | 8469166.8259 | 0 | 0 | 0 | 0 | -148983.3894 | 0 | 0 | 0 | 0 | 0 | 0 | 0 | 3158.7096 | 0 | 0 | 0 | 0 | 0 | 0
2016-06-30 10:00 | 0 | 0 | 0 | 0 | 232415.3068 | 0 | 410455 | 0 | 0 | 0 | 299491.1534 | 0 | 0 | 0 | 0 | 0 | 0 | 249552.0623 | 0 | 0 | 0 | 8469132.9492 | 0 | 0 | 0 | 0 | -46601.4737 | 0 | 0 | 0 | 0 | 0 | 0 | 0 | -131438.2195 | 0 | 0 | 0 | 0 | 0 | 0
2016-06-30 11:00 | 0 | 0 | 0 | 0 | 193106.2055 | 1.9839 | 428603 | 0 | 0 | 0 | 150507.7641 | 0 | 0 | 0 | 0 | 0 | 0 | 163040.6411 | 0 | 0 | 0 | 8469099.0727 | 0 | 0 | 0 | 0 | -148983.3894 | 0 | 0 | 0 | 0 | 0 | 0 | 0 | -86511.4212 | 0 | 0 | 0 | 0 | 0 | 0
2016-06-30 12:00 | 0 | 0 | 0 | 0 | 116026.4857 | 80949.0491 | 452042 | 0 | 0 | 0 | 26879.5184 | 0 | 0 | 0 | 0 | 0 | 0 | 31602.4216 | 0 | 0 | 0 | 8469065.1963 | 0 | 0 | 0 | 0 | -123628.2456 | 0 | 0 | 0 | 0 | 0 | 0 | 0 | -131438.2195 | 0 | 0 | 0 | 0 | 0 | 0
2016-06-30 13:00 | 0 | 0 | 0 | 0 | 124331.5765 | 297083.4834 | 479897 | 0 | 0 | 0 | 0 | 0 | 0 | 0 | 0 | 0 | 0 | 0 | 0 | 0 | 0 | 8469031.3201 | 0 | 0 | 0 | 0 | -26879.5184 | 0 | 0 | 0 | 0 | 0 | 0 | 0 | -31602.4216 | 0 | 0 | 0 | 0 | 0 | 0
2016-06-30 14:00 | 0 | 0 | 0 | 0 | 159604.6605 | 469484.4247 | 509011 | 0 | 0 | 0 | 0 | 0 | 0 | 0 | 0 | 0 | 0 | 120078.0852 | 0 | 0 | 0 | 8468997.4439 | 0 | 0 | 0 | 0 | 0 | 0 | 0 | 0 | 0 | 0 | 0 | 0 | 120078.0852 | 0 | 0 | 0 | 0 | 0 | 0
2016-06-30 15:00 | 0 | 0 | 0 | 0 | 166277.325 | 564608.8604 | 536971 | 0 | 0 | 0 | 148983.3894 | 0 | 0 | 0 | 0 | 0 | 0 | 165009.8813 | 0 | 0 | 0 | 8468963.5679 | 0 | 0 | 0 | 0 | 148983.3894 | 0 | 0 | 0 | 0 | 0 | 0 | 0 | 44931.796 | 0 | 0 | 0 | 0 | 0 | 0
2016-06-30 16:00 | 0 | 0 | 0 | 0 | 161804.3319 | 617528.0107 | 561106 | 0 | 0 | 0 | 297966.7787 | 0 | 0 | 0 | 0 | 0 | 0 | 234252.8345 | 0 | 0 | 0 | 8468929.6921 | 0 | 0 | 0 | 0 | 148983.3894 | 0 | 0 | 0 | 0 | 0 | 0 | 0 | 69242.9533 | 0 | 0 | 0 | 0 | 0 | 0
2016-06-30 17:00 | 0 | 0 | 0 | 0 | 158863.7946 | 635636.576 | 582107 | 0 | 0 | 0 | 378921.9298 | 0 | 0 | 0 | 0 | 0 | 0 | 365691.054 | 0 | 0 | 0 | 8468895.8164 | 0 | 0 | 0 | 0 | 80955.1511 | 0 | 0 | 0 | 0 | 0 | 0 | 0 | 131438.2195 | 0 | 0 | 0 | 0 | 0 | 0
2016-06-30 18:00 | 0 | 0 | 0 | 0 | 160997.538 | 625356.6381 | 600446 | 0 | 0 | 0 | 527905.3192 | 0 | 0 | 0 | 0 | 0 | 0 | 402615.8407 | 0 | 0 | 0 | 8468861.9408 | 0 | 0 | 0 | 0 | 148983.3894 | 0 | 0 | 0 | 0 | 0 | 0 | 0 | 36924.7867 | 0 | 0 | 0 | 0 | 0 | 0
2016-06-30 19:00 | 0 | 0 | 0 | 0 | 0 | 604088.1188 | 614080 | 0 | 0 | 0 | 538238.7713 | 0 | 0 | 0 | 0 | 0 | 0 | 382290.5074 | 0 | 0 | 0 | 8468828.0653 | 0 | 0 | 0 | 0 | 10333.4521 | 0 | 0 | 0 | 0 | 0 | 0 | 0 | -20325.3333 | 0 | 0 | 0 | 0 | 0 | 0
2016-06-30 20:00 | 0 | 0 | 0 | 0 | 29367.4614 | 576676.3688 | 623589 | 0 | 0 | 0 | 389255.3819 | 0 | 0 | 0 | 0 | 0 | 0 | 513728.7269 | 0 | 0 | 0 | 8468794.19 | 0 | 0 | 0 | 0 | -148983.3894 | 0 | 0 | 0 | 0 | 0 | 0 | 0 | 131438.2195 | 0 | 0 | 0 | 0 | 0 | 0
2016-06-30 21:00 | 0 | 0 | 0 | 0 | 196114.5347 | 533781.5096 | 626709 | 0 | 0 | 0 | 538238.7713 | 0 | 0 | 0 | 0 | 0 | 0 | 467932.3818 | 0 | 0 | 0 | 8468760.3148 | 0 | 0 | 0 | 0 | 148983.3894 | 0 | 0 | 0 | 0 | 0 | 0 | 0 | -45796.3451 | 0 | 0 | 0 | 0 | 0 | 0
2016-06-30 22:00 | 0 | 0 | 0 | 0 | 210840.3749 | 475464.8831 | 620594 | 0 | 0 | 0 | 687222.1607 | 0 | 0 | 0 | 0 | 0 | 0 | 384660.2504 | 0 | 0 | 0 | 8468726.4398 | 0 | 0 | 0 | 0 | 148983.3894 | 0 | 0 | 0 | 0 | 0 | 0 | 0 | -83272.1315 | 0 | 0 | 0 | 0 | 0 | 0
2016-06-30 23:00 | 0 | 0 | 0 | 0 | 226490.8165 | 398014.5162 | 607167 | 0 | 0 | 0 | 712028.2758 | 0 | 0 | 0 | 0 | 0 | 0 | 377192.4679 | 0 | 0 | 0 | 8468692.5649 | 0 | 0 | 0 | 0 | 24806.1152 | 0 | 0 | 0 | 0 | 0 | 0 | 0 | -7467.7825 | 0 | 0 | 0 | 0 | 0 | 0
2016-07-01 | 0 | 0 | 0 | 0 | 261867.6384 | 287934.5414 | 590202 | 0 | 0 | 0 | 563044.8865 | 0 | 0 | 0 | 0 | 0 | 0 | 485776.0371 | 0 | 0 | 0 | 8468658.6901 | 0 | 0 | 0 | 0 | -148983.3894 | 0 | 0 | 0 | 0 | 0 | 0 | 0 | 108583.5692 | 0 | 0 | 0 | 0 | 0 | 0
2016-07-01 01:00 | 0 | 0 | 0 | 0 | 375755.887 | 157150.5629 | 574790 | 0 | 0 | 0 | 652599.5559 | 0 | 0 | 0 | 0 | 0 | 0 | 354337.8176 | 0 | 0 | 0 | 8468624.8155 | 0 | 0 | 0 | 0 | 89554.6694 | 0 | 0 | 0 | 0 | 0 | 0 | 0 | -131438.2195 | 0 | 0 | 0 | 0 | 0 | 0
2016-07-01 02:00 | 0 | 0 | 0 | 0 | 528545.6617 | 46992.3618 | 549953 | 0 | 0 | 0 | 546746.3599 | 0 | 0 | 0 | 0 | 0 | 0 | 485776.0371 | 0 | 0 | 0 | 8468590.941 | 0 | 0 | 0 | 0 | -105853.196 | 0 | 0 | 0 | 0 | 0 | 0 | 0 | 131438.2195 | 0 | 0 | 0 | 0 | 0 | 0
2016-07-01 03:00 | 0 | 0 | 0 | 0 | 551347.2335 | 2.3096 | 515518 | 0 | 0 | 0 | 695729.7493 | 0 | 0 | 0 | 0 | 0 | 0 | 372624.1908 | 0 | 0 | 0 | 8468557.0666 | 0 | 0 | 0 | 0 | 148983.3894 | 0 | 0 | 0 | 0 | 0 | 0 | 0 | -113151.8463 | 0 | 0 | 0 | 0 | 0 | 0
2016-07-01 04:00 | 0 | 0 | 0 | 0 | 462871.8301 | 0 | 480417 | 0 | 0 | 0 | 546746.3599 | 0 | 0 | 0 | 0 | 0 | 0 | 504062.4103 | 0 | 0 | 0 | 8468523.1924 | 0 | 0 | 0 | 0 | -148983.3894 | 0 | 0 | 0 | 0 | 0 | 0 | 0 | 131438.2195 | 0 | 0 | 0 | 0 | 0 | 0
2016-07-01 05:00 | 0 | 0 | 0 | 0 | 477401.4864 | 0 | 450190 | 0 | 0 | 0 | 695729.7493 | 0 | 0 | 0 | 0 | 0 | 0 | 382290.5074 | 0 | 0 | 0 | 8468489.3183 | 0 | 0 | 0 | 0 | 148983.3894 | 0 | 0 | 0 | 0 | 0 | 0 | 0 | -121771.9029 | 0 | 0 | 0 | 0 | 0 | 0
2016-07-01 06:00 | 0 | 0 | 0 | 0 | 437578.0841 | 0 | 426366 | 0 | 0 | 0 | 575503.6139 | 0 | 0 | 0 | 0 | 0 | 0 | 513728.7269 | 0 | 0 | 0 | 8468455.4444 | 0 | 0 | 0 | 0 | -120226.1354 | 0 | 0 | 0 | 0 | 0 | 0 | 0 | 131438.2195 | 0 | 0 | 0 | 0 | 0 | 0
2016-07-01 07:00 | 0 | 0 | 0 | 0 | 402007.9953 | 0 | 409213 | 0 | 0 | 0 | 699736.8287 | 0 | 0 | 0 | 0 | 0 | 0 | 382290.5074 | 0 | 0 | 0 | 8468421.5705 | 0 | 0 | 0 | 0 | 124233.2148 | 0 | 0 | 0 | 0 | 0 | 0 | 0 | -131438.2195 | 0 | 0 | 0 | 0 | 0 | 0
2016-07-01 08:00 | 0 | 0 | 0 | 0 | 167349.0145 | 0 | 400250 | 0 | 0 | 0 | 550753.4393 | 0 | 0 | 0 | 0 | 0 | 0 | 298372.9113 | 0 | 0 | 0 | 8468387.6968 | 0 | 0 | 0 | 0 | -148983.3894 | 0 | 0 | 0 | 0 | 0 | 0 | 0 | -83917.5961 | 0 | 0 | 0 | 0 | 0 | 0
2016-07-01 09:00 | 0 | 0 | 0 | 0 | 348445.3579 | 0 | 401487 | 0 | 0 | 0 | 401770.0499 | 0 | 0 | 0 | 0 | 0 | 0 | 394314.6585 | 0 | 0 | 0 | 8468353.8233 | 0 | 0 | 0 | 0 | -148983.3894 | 0 | 0 | 0 | 0 | 0 | 0 | 0 | 95941.7472 | 0 | 0 | 0 | 0 | 0 | 0
2016-07-01 10:00 | 0 | 0 | 0 | 0 | 315463.3859 | 0 | 412287 | 0 | 0 | 0 | 436384.6554 | 0 | 0 | 0 | 0 | 0 | 0 | 262876.439 | 0 | 0 | 0 | 8468319.9499 | 0 | 0 | 0 | 0 | 34614.6054 | 0 | 0 | 0 | 0 | 0 | 0 | 0 | -131438.2195 | 0 | 0 | 0 | 0 | 0 | 0
2016-07-01 11:00 | 0 | 0 | 0 | 0 | 241863.9695 | 0 | 428746 | 0 | 0 | 0 | 380940.8443 | 0 | 0 | 0 | 0 | 0 | 0 | 131438.2195 | 0 | 0 | 0 | 8468286.0766 | 0 | 0 | 0 | 0 | -55443.811 | 0 | 0 | 0 | 0 | 0 | 0 | 0 | -131438.2195 | 0 | 0 | 0 | 0 | 0 | 0
2016-07-01 12:00 | 0 | 0 | 0 | 0 | 155375.2718 | 67797.4578 | 450070 | 0 | 0 | 0 | 285481.7934 | 0 | 0 | 0 | 0 | 0 | 0 | 0 | 0 | 0 | 0 | 8468252.2035 | 0 | 0 | 0 | 0 | -95459.0509 | 0 | 0 | 0 | 0 | 0 | 0 | 0 | -131438.2195 | 0 | 0 | 0 | 0 | 0 | 0
2016-07-01 13:00 | 0 | 0 | 0 | 0 | 180826.3066 | 284869.8602 | 478324 | 0 | 0 | 0 | 272853.9602 | 0 | 0 | 0 | 0 | 0 | 0 | 0 | 0 | 0 | 0 | 8468218.3304 | 0 | 0 | 0 | 0 | -12627.8332 | 0 | 0 | 0 | 0 | 0 | 0 | 0 | 0 | 0 | 0 | 0 | 0 | 0 | 0
2016-07-01 14:00 | 0 | 0 | 0 | 0 | 192604.9403 | 479427.5117 | 508012 | 0 | 0 | 0 | 421837.3496 | 0 | 0 | 0 | 0 | 0 | 0 | 15037.0626 | 0 | 0 | 0 | 8468184.4576 | 0 | 0 | 0 | 0 | 148983.3894 | 0 | 0 | 0 | 0 | 0 | 0 | 0 | 15037.0626 | 0 | 0 | 0 | 0 | 0 | 0
2016-07-01 15:00 | 0 | 0 | 0 | 0 | 171144.6646 | 591309.2232 | 535615 | 0 | 0 | 0 | 517238.0178 | 0 | 0 | 0 | 0 | 0 | 0 | 146475.2821 | 0 | 0 | 0 | 8468150.5848 | 0 | 0 | 0 | 0 | 95400.6682 | 0 | 0 | 0 | 0 | 0 | 0 | 0 | 131438.2195 | 0 | 0 | 0 | 0 | 0 | 0
2016-07-01 16:00 | 0 | 0 | 0 | 0 | 0 | 639206.4621 | 559186 | 0 | 0 | 0 | 465820.2604 | 0 | 0 | 0 | 0 | 0 | 0 | 277913.5016 | 0 | 0 | 0 | 8468116.7122 | 0 | 0 | 0 | 0 | -51417.7574 | 0 | 0 | 0 | 0 | 0 | 0 | 0 | 131438.2195 | 0 | 0 | 0 | 0 | 0 | 0
2016-07-01 17:00 | 0 | 0 | 0 | 0 | 145646.8021 | 656590.9739 | 579245 | 0 | 0 | 0 | 614803.6497 | 0 | 0 | 0 | 0 | 0 | 0 | 351922.8881 | 0 | 0 | 0 | 8468082.8398 | 0 | 0 | 0 | 0 | 148983.3894 | 0 | 0 | 0 | 0 | 0 | 0 | 0 | 74009.3865 | 0 | 0 | 0 | 0 | 0 | 0
2016-07-01 18:00 | 0 | 0 | 0 | 0 | 148224.8519 | 646827.9742 | 595305 | 0 | 0 | 0 | 763787.0391 | 0 | 0 | 0 | 0 | 0 | 0 | 402687.3249 | 0 | 0 | 0 | 8468048.9674 | 0 | 0 | 0 | 0 | 148983.3894 | 0 | 0 | 0 | 0 | 0 | 0 | 0 | 50764.4367 | 0 | 0 | 0 | 0 | 0 | 0
2016-07-01 19:00 | 0 | 0 | 0 | 0 | 0 | 623576.2836 | 605699 | 0 | 0 | 0 | 912770.4285 | 0 | 0 | 0 | 0 | 0 | 0 | 271581.2191 | 0 | 0 | 0 | 8468015.0952 | 0 | 0 | 0 | 0 | 148983.3894 | 0 | 0 | 0 | 0 | 0 | 0 | 0 | -131106.1058 | 0 | 0 | 0 | 0 | 0 | 0
2016-07-01 20:00 | 0 | 0 | 0 | 0 | 162437.9575 | 588988.8229 | 611337 | 0 | 0 | 0 | 921421.9893 | 0 | 0 | 0 | 0 | 0 | 0 | 403019.4386 | 0 | 0 | 0 | 8467981.2232 | 0 | 0 | 0 | 0 | 8651.5608 | 0 | 0 | 0 | 0 | 0 | 0 | 0 | 131438.2195 | 0 | 0 | 0 | 0 | 0 | 0
2016-07-01 21:00 | 0 | 0 | 0 | 0 | 175737.5767 | 532618.8025 | 611951 | 0 | 0 | 0 | 1070405.3787 | 0 | 0 | 0 | 0 | 0 | 0 | 350441.4284 | 0 | 0 | 0 | 8467947.3513 | 0 | 0 | 0 | 0 | 148983.3894 | 0 | 0 | 0 | 0 | 0 | 0 | 0 | -52578.0102 | 0 | 0 | 0 | 0 | 0 | 0
2016-07-01 22:00 | 0 | 0 | 0 | 0 | 192094.6865 | 469882.6717 | 605031 | 0 | 0 | 0 | 1158672.4076 | 0 | 0 | 0 | 0 | 0 | 0 | 319120.7577 | 0 | 0 | 0 | 8467913.4795 | 0 | 0 | 0 | 0 | 88267.0289 | 0 | 0 | 0 | 0 | 0 | 0 | 0 | -31320.6707 | 0 | 0 | 0 | 0 | 0 | 0
2016-07-01 23:00 | 0 | 0 | 0 | 0 | 0 | 387990.3455 | 590638 | 0 | 0 | 0 | 1009689.0182 | 0 | 0 | 0 | 0 | 0 | 0 | 265456.4925 | 0 | 0 | 0 | 8467879.6078 | 0 | 0 | 0 | 0 | -148983.3894 | 0 | 0 | 0 | 0 | 0 | 0 | 0 | -53664.2652 | 0 | 0 | 0 | 0 | 0 | 0
2016-07-02 | 0 | 0 | 0 | 0 | 228991.5523 | 288025.4625 | 571712 | 0 | 0 | 0 | 1086432.2525 | 0 | 0 | 0 | 0 | 0 | 0 | 134018.273 | 0 | 0 | 0 | 8467845.7363 | 0 | 0 | 0 | 0 | 76743.2343 | 0 | 0 | 0 | 0 | 0 | 0 | 0 | -131438.2195 | 0 | 0 | 0 | 0 | 0 | 0
2016-07-02 01:00 | 0 | 0 | 0 | 0 | 295479.5894 | 166250.1156 | 554807 | 0 | 0 | 0 | 937448.8632 | 0 | 0 | 0 | 0 | 0 | 0 | 189924.3673 | 0 | 0 | 0 | 8467811.8649 | 0 | 0 | 0 | 0 | -148983.3894 | 0 | 0 | 0 | 0 | 0 | 0 | 0 | 55906.0943 | 0 | 0 | 0 | 0 | 0 | 0
2016-07-02 02:00 | 0 | 0 | 0 | 0 | 374386.4463 | 36486.3357 | 531328 | 0 | 0 | 0 | 788465.4738 | 0 | 0 | 0 | 0 | 0 | 0 | 218452.5387 | 0 | 0 | 0 | 8467777.9937 | 0 | 0 | 0 | 0 | -148983.3894 | 0 | 0 | 0 | 0 | 0 | 0 | 0 | 28528.1714 | 0 | 0 | 0 | 0 | 0 | 0
2016-07-02 03:00 | 0 | 0 | 0 | 0 | 410980.5117 | 1.9345 | 499376 | 0 | 0 | 0 | 639482.0844 | 0 | 0 | 0 | 0 | 0 | 0 | 279042.3743 | 0 | 0 | 0 | 8467744.1226 | 0 | 0 | 0 | 0 | -148983.3894 | 0 | 0 | 0 | 0 | 0 | 0 | 0 | 60589.8356 | 0 | 0 | 0 | 0 | 0 | 0
2016-07-02 04:00 | 0 | 0 | 0 | 0 | 398510.6169 | 0 | 466635 | 0 | 0 | 0 | 490498.6951 | 0 | 0 | 0 | 0 | 0 | 0 | 359901.3806 | 0 | 0 | 0 | 8467710.2516 | 0 | 0 | 0 | 0 | -148983.3894 | 0 | 0 | 0 | 0 | 0 | 0 | 0 | 80859.0062 | 0 | 0 | 0 | 0 | 0 | 0
2016-07-02 05:00 | 0 | 0 | 0 | 0 | 376098.6026 | 0 | 439718 | 0 | 0 | 0 | 341515.3057 | 0 | 0 | 0 | 0 | 0 | 0 | 445265.3725 | 0 | 0 | 0 | 8467676.3807 | 0 | 0 | 0 | 0 | -148983.3894 | 0 | 0 | 0 | 0 | 0 | 0 | 0 | 85363.9919 | 0 | 0 | 0 | 0 | 0 | 0
2016-07-02 06:00 | 0 | 0 | 0 | 0 | 355814.9156 | 0 | 416966 | 0 | 0 | 0 | 411802.4408 | 0 | 0 | 0 | 0 | 0 | 0 | 313827.153 | 0 | 0 | 0 | 8467642.51 | 0 | 0 | 0 | 0 | 70287.1351 | 0 | 0 | 0 | 0 | 0 | 0 | 0 | -131438.2195 | 0 | 0 | 0 | 0 | 0 | 0
2016-07-02 07:00 | 0 | 0 | 0 | 0 | 259373.3117 | 0 | 399240 | 0 | 0 | 0 | 262819.0514 | 0 | 0 | 0 | 0 | 0 | 0 | 322943.8541 | 0 | 0 | 0 | 8467608.6395 | 0 | 0 | 0 | 0 | -148983.3894 | 0 | 0 | 0 | 0 | 0 | 0 | 0 | 9116.7011 | 0 | 0 | 0 | 0 | 0 | 0
2016-07-02 08:00 | 0 | 0 | 0 | 0 | 310245.4106 | 0 | 387170 | 0 | 0 | 0 | 113835.662 | 0 | 0 | 0 | 0 | 0 | 0 | 395002.6541 | 0 | 0 | 0 | 8467574.769 | 0 | 0 | 0 | 0 | -148983.3894 | 0 | 0 | 0 | 0 | 0 | 0 | 0 | 72058.8 | 0 | 0 | 0 | 0 | 0 | 0
2016-07-02 09:00 | 0 | 0 | 0 | 0 | 287813.5666 | 0 | 380581 | 0 | 0 | 0 | 152506.4481 | 0 | 0 | 0 | 0 | 0 | 0 | 263564.4346 | 0 | 0 | 0 | 8467540.8987 | 0 | 0 | 0 | 0 | 38670.7861 | 0 | 0 | 0 | 0 | 0 | 0 | 0 | -131438.2195 | 0 | 0 | 0 | 0 | 0 | 0
2016-07-02 10:00 | 0 | 0 | 0 | 0 | 268765.0484 | 0 | 378094 | 0 | 0 | 0 | 174615.7161 | 0 | 0 | 0 | 0 | 0 | 0 | 132126.2151 | 0 | 0 | 0 | 8467507.0286 | 0 | 0 | 0 | 0 | 22109.2679 | 0 | 0 | 0 | 0 | 0 | 0 | 0 | -131438.2195 | 0 | 0 | 0 | 0 | 0 | 0
2016-07-02 11:00 | 0 | 0 | 0 | 0 | 233984.0484 | 5.5667 | 383661 | 0 | 0 | 0 | 25632.3267 | 0 | 0 | 0 | 0 | 0 | 0 | 131438.2195 | 0 | 0 | 0 | 8467473.1585 | 0 | 0 | 0 | 0 | -148983.3894 | 0 | 0 | 0 | 0 | 0 | 0 | 0 | -687.9956 | 0 | 0 | 0 | 0 | 0 | 0
2016-07-02 12:00 | 0 | 0 | 0 | 0 | 146707.4724 | 96837.9814 | 400616 | 0 | 0 | 0 | 0 | 0 | 0 | 0 | 0 | 0 | 0 | 0 | 0 | 0 | 0 | 8467439.2886 | 0 | 0 | 0 | 0 | -25632.3267 | 0 | 0 | 0 | 0 | 0 | 0 | 0 | -131438.2195 | 0 | 0 | 0 | 0 | 0 | 0
2016-07-02 13:00 | 0 | 0 | 0 | 0 | 51880.4328 | 374589.5672 | 426470 | 0 | 0 | 0 | 0 | 0 | 0 | 0 | 0 | 0 | 0 | 0 | 0 | 0 | 0 | 8467405.4189 | 0 | 0 | 0 | 0 | 0 | 0 | 0 | 0 | 0 | 0 | 0 | 0 | 0 | 0 | 0 | 0 | 0 | 0 | 0
2016-07-02 14:00 | 0 | 0 | 0 | 0 | 24818.547 | 579691.8423 | 455527 | 0 | 0 | 0 | 148983.3894 | 0 | 0 | 0 | 0 | 0 | 0 | 0 | 0 | 0 | 0 | 8467371.5493 | 0 | 0 | 0 | 0 | 148983.3894 | 0 | 0 | 0 | 0 | 0 | 0 | 0 | 0 | 0 | 0 | 0 | 0 | 0 | 0
2016-07-02 15:00 | 0 | 0 | 0 | 0 | 0 | 687207.3938 | 483095 | 0 | 0 | 0 | 221657.5637 | 0 | 0 | 0 | 0 | 0 | 0 | 131438.2195 | 0 | 0 | 0 | 8467337.6798 | 0 | 0 | 0 | 0 | 72674.1743 | 0 | 0 | 0 | 0 | 0 | 0 | 0 | 131438.2195 | 0 | 0 | 0 | 0 | 0 | 0
2016-07-02 16:00 | 0 | 0 | 0 | 0 | 59646.6929 | 726062.916 | 505288 | 0 | 0 | 0 | 370640.953 | 0 | 0 | 0 | 0 | 0 | 0 | 262876.439 | 0 | 0 | 0 | 8467303.8104 | 0 | 0 | 0 | 0 | 148983.3894 | 0 | 0 | 0 | 0 | 0 | 0 | 0 | 131438.2195 | 0 | 0 | 0 | 0 | 0 | 0
2016-07-02 17:00 | 0 | 0 | 0 | 0 | 0 | 731482.6608 | 521550 | 0 | 0 | 0 | 519624.3424 | 0 | 0 | 0 | 0 | 0 | 0 | 323825.7105 | 0 | 0 | 0 | 8467269.9412 | 0 | 0 | 0 | 0 | 148983.3894 | 0 | 0 | 0 | 0 | 0 | 0 | 0 | 60949.2715 | 0 | 0 | 0 | 0 | 0 | 0
2016-07-02 18:00 | 0 | 0 | 0 | 0 | 0 | 719903.6357 | 534147 | 0 | 0 | 0 | 588007.4149 | 0 | 0 | 0 | 0 | 0 | 0 | 441199.2736 | 0 | 0 | 0 | 8467236.0721 | 0 | 0 | 0 | 0 | 68383.0725 | 0 | 0 | 0 | 0 | 0 | 0 | 0 | 117373.5632 | 0 | 0 | 0 | 0 | 0 | 0
2016-07-02 19:00 | 0 | 0 | 0 | 0 | 0 | 703556.3542 | 543318 | 0 | 0 | 0 | 736990.8043 | 0 | 0 | 0 | 0 | 0 | 0 | 452454.2384 | 0 | 0 | 0 | 8467202.2032 | 0 | 0 | 0 | 0 | 148983.3894 | 0 | 0 | 0 | 0 | 0 | 0 | 0 | 11254.9648 | 0 | 0 | 0 | 0 | 0 | 0
2016-07-02 20:00 | 0 | 0 | 0 | 0 | 0 | 683060.2423 | 550529 | 0 | 0 | 0 | 885974.1936 | 0 | 0 | 0 | 0 | 0 | 0 | 436002.0914 | 0 | 0 | 0 | 8467168.3344 | 0 | 0 | 0 | 0 | 148983.3894 | 0 | 0 | 0 | 0 | 0 | 0 | 0 | -16452.1471 | 0 | 0 | 0 | 0 | 0 | 0
2016-07-02 21:00 | 0 | 0 | 0 | 0 | 0 | 648939.8054 | 553668 | 0 | 0 | 0 | 1034957.583 | 0 | 0 | 0 | 0 | 0 | 0 | 382290.5074 | 0 | 0 | 0 | 8467134.4657 | 0 | 0 | 0 | 0 | 148983.3894 | 0 | 0 | 0 | 0 | 0 | 0 | 0 | -53711.5839 | 0 | 0 | 0 | 0 | 0 | 0
2016-07-02 22:00 | 0 | 0 | 0 | 0 | 0 | 605875.9024 | 551163 | 0 | 0 | 0 | 958232.2659 | 0 | 0 | 0 | 0 | 0 | 0 | 513728.7269 | 0 | 0 | 0 | 8467100.5972 | 0 | 0 | 0 | 0 | -76725.3171 | 0 | 0 | 0 | 0 | 0 | 0 | 0 | 131438.2195 | 0 | 0 | 0 | 0 | 0 | 0
2016-07-02 23:00 | 0 | 0 | 0 | 0 | 25776.4212 | 533323.7487 | 541555 | 0 | 0 | 0 | 1107215.6553 | 0 | 0 | 0 | 0 | 0 | 0 | 382290.5074 | 0 | 0 | 0 | 8467066.7288 | 0 | 0 | 0 | 0 | 148983.3894 | 0 | 0 | 0 | 0 | 0 | 0 | 0 | -131438.2195 | 0 | 0 | 0 | 0 | 0 | 0
2016-07-03 | 0 | 0 | 0 | 0 | 0 | 424803.6473 | 529567 | 0 | 0 | 0 | 1133890.5221 | 0 | 0 | 0 | 0 | 0 | 0 | 250852.2879 | 0 | 0 | 0 | 8467032.8605 | 0 | 0 | 0 | 0 | 26674.8668 | 0 | 0 | 0 | 0 | 0 | 0 | 0 | -131438.2195 | 0 | 0 | 0 | 0 | 0 | 0
2016-07-03 01:00 | 0 | 0 | 0 | 0 | 0 | 255664.8892 | 519482 | 0 | 0 | 0 | 984907.1328 | 0 | 0 | 0 | 0 | 0 | 0 | 136018.5664 | 0 | 0 | 0 | 8466998.9924 | 0 | 0 | 0 | 0 | -148983.3894 | 0 | 0 | 0 | 0 | 0 | 0 | 0 | -114833.7215 | 0 | 0 | 0 | 0 | 0 | 0
2016-07-03 02:00 | 0 | 0 | 0 | 0 | 454866.911 | 38823.9739 | 501337 | 0 | 0 | 0 | 845822.7982 | 0 | 0 | 0 | 0 | 0 | 0 | 267456.786 | 0 | 0 | 0 | 8466965.1244 | 0 | 0 | 0 | 0 | -139084.3346 | 0 | 0 | 0 | 0 | 0 | 0 | 0 | 131438.2195 | 0 | 0 | 0 | 0 | 0 | 0
2016-07-03 03:00 | 0 | 0 | 0 | 0 | 483735.0048 | 1.5891 | 475042 | 0 | 0 | 0 | 985955.6115 | 0 | 0 | 0 | 0 | 0 | 0 | 136018.5664 | 0 | 0 | 0 | 8466931.2565 | 0 | 0 | 0 | 0 | 140132.8133 | 0 | 0 | 0 | 0 | 0 | 0 | 0 | -131438.2195 | 0 | 0 | 0 | 0 | 0 | 0
2016-07-03 04:00 | 0 | 0 | 0 | 0 | 167220.3911 | 0 | 447642 | 0 | 0 | 0 | 836972.2221 | 0 | 0 | 0 | 0 | 0 | 0 | 4580.3469 | 0 | 0 | 0 | 8466897.3888 | 0 | 0 | 0 | 0 | -148983.3894 | 0 | 0 | 0 | 0 | 0 | 0 | 0 | -131438.2195 | 0 | 0 | 0 | 0 | 0 | 0
2016-07-03 05:00 | 0 | 0 | 0 | 0 | 463511.5649 | 0 | 423652 | 0 | 0 | 0 | 745393.5676 | 0 | 0 | 0 | 0 | 0 | 0 | 136018.5664 | 0 | 0 | 0 | 8466863.5212 | 0 | 0 | 0 | 0 | -91578.6546 | 0 | 0 | 0 | 0 | 0 | 0 | 0 | 131438.2195 | 0 | 0 | 0 | 0 | 0 | 0
2016-07-03 06:00 | 0 | 0 | 0 | 0 | 124411.3911 | 0 | 404833 | 0 | 0 | 0 | 596410.1782 | 0 | 0 | 0 | 0 | 0 | 0 | 4580.3469 | 0 | 0 | 0 | 8466829.6537 | 0 | 0 | 0 | 0 | -148983.3894 | 0 | 0 | 0 | 0 | 0 | 0 | 0 | -131438.2195 | 0 | 0 | 0 | 0 | 0 | 0
2016-07-03 07:00 | 0 | 0 | 0 | 0 | 466740.1906 | 0 | 389215 | 0 | 0 | 0 | 542497.1493 | 0 | 0 | 0 | 0 | 0 | 0 | 136018.5664 | 0 | 0 | 0 | 8466795.7864 | 0 | 0 | 0 | 0 | -53913.0289 | 0 | 0 | 0 | 0 | 0 | 0 | 0 | 131438.2195 | 0 | 0 | 0 | 0 | 0 | 0
2016-07-03 08:00 | 0 | 0 | 0 | 0 | 97724.3911 | 0 | 378146 | 0 | 0 | 0 | 393513.7599 | 0 | 0 | 0 | 0 | 0 | 0 | 4580.3469 | 0 | 0 | 0 | 8466761.9192 | 0 | 0 | 0 | 0 | -148983.3894 | 0 | 0 | 0 | 0 | 0 | 0 | 0 | -131438.2195 | 0 | 0 | 0 | 0 | 0 | 0
2016-07-03 09:00 | 0 | 0 | 0 | 0 | 218777.2637 | 0 | 372341 | 0 | 0 | 0 | 244530.3706 | 0 | 0 | 0 | 0 | 0 | 0 | 0 | 0 | 0 | 0 | 8466728.0522 | 0 | 0 | 0 | 0 | -148983.3894 | 0 | 0 | 0 | 0 | 0 | 0 | 0 | -4580.3469 | 0 | 0 | 0 | 0 | 0 | 0
2016-07-03 10:00 | 0 | 0 | 0 | 0 | 386087.0395 | 0 | 368890 | 0 | 0 | 0 | 130289.1905 | 0 | 0 | 0 | 0 | 0 | 0 | 131438.2195 | 0 | 0 | 0 | 8466694.1853 | 0 | 0 | 0 | 0 | -114241.18 | 0 | 0 | 0 | 0 | 0 | 0 | 0 | 131438.2195 | 0 | 0 | 0 | 0 | 0 | 0
2016-07-03 11:00 | 0 | 0 | 0 | 0 | 321554.4485 | 3.8098 | 371706 | 0 | 0 | 0 | 148983.3894 | 0 | 0 | 0 | 0 | 0 | 0 | 62596.2789 | 0 | 0 | 0 | 8466660.3185 | 0 | 0 | 0 | 0 | 18694.1988 | 0 | 0 | 0 | 0 | 0 | 0 | 0 | -68841.9406 | 0 | 0 | 0 | 0 | 0 | 0
2016-07-03 12:00 | 0 | 0 | 0 | 0 | 43909.074 | 131122.2577 | 386611 | 0 | 0 | 0 | 0 | 0 | 0 | 0 | 0 | 0 | 0 | 0 | 0 | 0 | 0 | 8466626.4519 | 0 | 0 | 0 | 0 | -148983.3894 | 0 | 0 | 0 | 0 | 0 | 0 | 0 | -62596.2789 | 0 | 0 | 0 | 0 | 0 | 0
2016-07-03 13:00 | 0 | 0 | 0 | 0 | 81438.5172 | 479089.8721 | 411545 | 0 | 0 | 0 | 148983.3894 | 0 | 0 | 0 | 0 | 0 | 0 | 0 | 0 | 0 | 0 | 8466592.5854 | 0 | 0 | 0 | 0 | 148983.3894 | 0 | 0 | 0 | 0 | 0 | 0 | 0 | 0 | 0 | 0 | 0 | 0 | 0 | 0
2016-07-03 14:00 | 0 | 0 | 0 | 0 | 0 | 607109.7139 | 439309 | 0 | 0 | 0 | 297966.7787 | 0 | 0 | 0 | 0 | 0 | 0 | 0 | 0 | 0 | 0 | 8481612.5786 | 0 | 0 | 0 | 0 | 148983.3894 | 0 | 0 | 0 | 0 | 0 | 0 | 0 | 0 | 0 | 0 | 0 | 18817.3245 | 0 | 0
2016-07-03 15:00 | 0 | 0 | 0 | 0 | 0 | 632643.7139 | 464843 | 0 | 0 | 0 | 446950.1681 | 0 | 0 | 0 | 0 | 0 | 0 | 0 | 0 | 0 | 0 | 8496632.5117 | 0 | 0 | 0 | 0 | 148983.3894 | 0 | 0 | 0 | 0 | 0 | 0 | 0 | 0 | 0 | 0 | 0 | 18817.3245 | 0 | 0
2016-07-03 16:00 | 0 | 0 | 0 | 0 | 0 | 787703.9334 | 488465 | 0 | 0 | 0 | 595933.5575 | 0 | 0 | 0 | 0 | 0 | 0 | 131438.2195 | 0 | 0 | 0 | 8511652.3848 | 0 | 0 | 0 | 0 | 148983.3894 | 0 | 0 | 0 | 0 | 0 | 0 | 0 | 131438.2195 | 0 | 0 | 0 | 18817.3245 | 0 | 0
2016-07-03 17:00 | 0 | 0 | 0 | 0 | 0 | 805633.1009 | 506543 | 0 | 0 | 0 | 744916.9469 | 0 | 0 | 0 | 0 | 0 | 0 | 262727.6065 | 0 | 0 | 0 | 8526672.1977 | 0 | 0 | 0 | 0 | 148983.3894 | 0 | 0 | 0 | 0 | 0 | 0 | 0 | 131289.387 | 0 | 0 | 0 | 18817.3245 | 0 | 0
2016-07-03 18:00 | 0 | 0 | 0 | 0 | 0 | 673775.535 | 520834 | 0 | 0 | 0 | 893900.3362 | 0 | 0 | 0 | 0 | 0 | 0 | 247868.4277 | 0 | 0 | 0 | 8541691.9506 | 0 | 0 | 0 | 0 | 148983.3894 | 0 | 0 | 0 | 0 | 0 | 0 | 0 | -14859.1788 | 0 | 0 | 0 | 18817.3245 | 0 | 0
2016-07-03 19:00 | 0 | 0 | 0 | 0 | 0 | 787417.8502 | 531090 | 0 | 0 | 0 | 1042883.7256 | 0 | 0 | 0 | 0 | 0 | 0 | 336395.5641 | 0 | 0 | 0 | 8556711.6435 | 0 | 0 | 0 | 0 | 148983.3894 | 0 | 0 | 0 | 0 | 0 | 0 | 0 | 88527.1364 | 0 | 0 | 0 | 18817.3245 | 0 | 0
2016-07-03 20:00 | 0 | 0 | 0 | 0 | 0 | 782615.2376 | 538146 | 0 | 0 | 0 | 1191867.115 | 0 | 0 | 0 | 0 | 0 | 0 | 413064.0878 | 0 | 0 | 0 | 8571731.2762 | 0 | 0 | 0 | 0 | 148983.3894 | 0 | 0 | 0 | 0 | 0 | 0 | 0 | 76668.5237 | 0 | 0 | 0 | 18817.3245 | 0 | 0
2016-07-03 21:00 | 0 | 0 | 0 | 0 | 0 | 772626.804 | 542328 | 0 | 0 | 0 | 1340850.5043 | 0 | 0 | 0 | 0 | 0 | 0 | 475562.178 | 0 | 0 | 0 | 8586750.8489 | 0 | 0 | 0 | 0 | 148983.3894 | 0 | 0 | 0 | 0 | 0 | 0 | 0 | 62498.0902 | 0 | 0 | 0 | 18817.3245 | 0 | 0
2016-07-03 22:00 | 0 | 0 | 0 | 0 | 0 | 746696.2628 | 540729 | 0 | 0 | 0 | 1489833.8937 | 0 | 0 | 0 | 0 | 0 | 0 | 513728.7269 | 0 | 0 | 0 | 8601770.3614 | 0 | 0 | 0 | 0 | 148983.3894 | 0 | 0 | 0 | 0 | 0 | 0 | 0 | 38166.5489 | 0 | 0 | 0 | 18817.3245 | 0 | 0
2016-07-03 23:00 | 0 | 0 | 0 | 0 | 0 | 681391.3749 | 532210 | 0 | 0 | 0 | 1638817.2831 | 0 | 0 | 0 | 0 | 0 | 0 | 513728.7269 | 0 | 0 | 0 | 8601894.3428 | 0 | 0 | 0 | 0 | 148983.3894 | 0 | 0 | 0 | 0 | 0 | 0 | 0 | 0 | 0 | 0 | 0 | 197.9856 | 0 | 0
2016-07-04 | 0 | 0 | 0 | 0 | 0 | 551086.7715 | 521496 | 0 | 0 | 0 | 1668408.0546 | 0 | 0 | 0 | 0 | 0 | 0 | 513728.7269 | 0 | 0 | 0 | 8601859.9352 | 0 | 0 | 0 | 0 | 29590.7715 | 0 | 0 | 0 | 0 | 0 | 0 | 0 | 0 | 0 | 0 | 0 | 0 | 0 | 0
2016-07-04 01:00 | 0 | 0 | 0 | 0 | 0 | 321026.1513 | 511466 | 0 | 0 | 0 | 1609406.4254 | 0 | 0 | 0 | 0 | 0 | 0 | 382290.5074 | 0 | 0 | 0 | 8601825.5278 | 0 | 0 | 0 | 0 | -59001.6292 | 0 | 0 | 0 | 0 | 0 | 0 | 0 | -131438.2195 | 0 | 0 | 0 | 0 | 0 | 0
2016-07-04 02:00 | 0 | 0 | 0 | 0 | 171096.4969 | 43907.8943 | 495426 | 0 | 0 | 0 | 1460423.036 | 0 | 0 | 0 | 0 | 0 | 0 | 250852.2879 | 0 | 0 | 0 | 8601791.1205 | 0 | 0 | 0 | 0 | -148983.3894 | 0 | 0 | 0 | 0 | 0 | 0 | 0 | -131438.2195 | 0 | 0 | 0 | 0 | 0 | 0
2016-07-04 03:00 | 0 | 0 | 0 | 0 | 462224.548 | 2.4083 | 471952 | 0 | 0 | 0 | 1319259.7727 | 0 | 0 | 0 | 0 | 0 | 0 | 382290.5074 | 0 | 0 | 0 | 8601756.7133 | 0 | 0 | 0 | 0 | -141163.2633 | 0 | 0 | 0 | 0 | 0 | 0 | 0 | 131438.2195 | 0 | 0 | 0 | 0 | 0 | 0
2016-07-04 04:00 | 0 | 0 | 0 | 0 | 164264.3911 | 0 | 444686 | 0 | 0 | 0 | 1170276.3834 | 0 | 0 | 0 | 0 | 0 | 0 | 250852.2879 | 0 | 0 | 0 | 8601722.3063 | 0 | 0 | 0 | 0 | -148983.3894 | 0 | 0 | 0 | 0 | 0 | 0 | 0 | -131438.2195 | 0 | 0 | 0 | 0 | 0 | 0
2016-07-04 05:00 | 0 | 0 | 0 | 0 | 401197.3174 | 0 | 420950 | 0 | 0 | 0 | 1021292.994 | 0 | 0 | 0 | 0 | 0 | 0 | 380082.9947 | 0 | 0 | 0 | 8601687.8994 | 0 | 0 | 0 | 0 | -148983.3894 | 0 | 0 | 0 | 0 | 0 | 0 | 0 | 129230.7067 | 0 | 0 | 0 | 0 | 0 | 0
2016-07-04 06:00 | 0 | 0 | 0 | 0 | 120337.3911 | 0 | 400759 | 0 | 0 | 0 | 872309.6046 | 0 | 0 | 0 | 0 | 0 | 0 | 248644.7751 | 0 | 0 | 0 | 8601653.4926 | 0 | 0 | 0 | 0 | -148983.3894 | 0 | 0 | 0 | 0 | 0 | 0 | 0 | -131438.2195 | 0 | 0 | 0 | 0 | 0 | 0
2016-07-04 07:00 | 0 | 0 | 0 | 0 | 372002.6355 | 0 | 385823 | 0 | 0 | 0 | 844257.5762 | 0 | 0 | 0 | 0 | 0 | 0 | 262876.439 | 0 | 0 | 0 | 8601619.086 | 0 | 0 | 0 | 0 | -28052.0284 | 0 | 0 | 0 | 0 | 0 | 0 | 0 | 14231.6639 | 0 | 0 | 0 | 0 | 0 | 0
2016-07-04 08:00 | 0 | 0 | 0 | 0 | 97526.3911 | 0 | 377948 | 0 | 0 | 0 | 695274.1869 | 0 | 0 | 0 | 0 | 0 | 0 | 131438.2195 | 0 | 0 | 0 | 8601584.6796 | 0 | 0 | 0 | 0 | -148983.3894 | 0 | 0 | 0 | 0 | 0 | 0 | 0 | -131438.2195 | 0 | 0 | 0 | 0 | 0 | 0
2016-07-04 09:00 | 0 | 0 | 0 | 0 | 94601.3911 | 0 | 375023 | 0 | 0 | 0 | 546290.7975 | 0 | 0 | 0 | 0 | 0 | 0 | 0 | 0 | 0 | 0 | 8601550.2732 | 0 | 0 | 0 | 0 | -148983.3894 | 0 | 0 | 0 | 0 | 0 | 0 | 0 | -131438.2195 | 0 | 0 | 0 | 0 | 0 | 0
2016-07-04 10:00 | 0 | 0 | 0 | 0 | 366931.3378 | 0 | 373626 | 0 | 0 | 0 | 408157.9158 | 0 | 0 | 0 | 0 | 0 | 0 | 131438.2195 | 0 | 0 | 0 | 8601515.867 | 0 | 0 | 0 | 0 | -138132.8817 | 0 | 0 | 0 | 0 | 0 | 0 | 0 | 131438.2195 | 0 | 0 | 0 | 0 | 0 | 0
2016-07-04 11:00 | 0 | 0 | 0 | 0 | 96232.7446 | 11.6466 | 376666 | 0 | 0 | 0 | 259174.5264 | 0 | 0 | 0 | 0 | 0 | 0 | 0 | 0 | 0 | 0 | 8601481.461 | 0 | 0 | 0 | 0 | -148983.3894 | 0 | 0 | 0 | 0 | 0 | 0 | 0 | -131438.2195 | 0 | 0 | 0 | 0 | 0 | 0
2016-07-04 12:00 | 0 | 0 | 0 | 0 | 201880.4154 | 169674.929 | 392312 | 0 | 0 | 0 | 238417.8708 | 0 | 0 | 0 | 0 | 0 | 0 | 0 | 0 | 0 | 0 | 8601447.055 | 0 | 0 | 0 | 0 | -20756.6556 | 0 | 0 | 0 | 0 | 0 | 0 | 0 | 0 | 0 | 0 | 0 | 0 | 0 | 0
2016-07-04 13:00 | 0 | 0 | 0 | 0 | 42812.5457 | 525062.8436 | 418892 | 0 | 0 | 0 | 387401.2602 | 0 | 0 | 0 | 0 | 0 | 0 | 0 | 0 | 0 | 0 | 8601412.6492 | 0 | 0 | 0 | 0 | 148983.3894 | 0 | 0 | 0 | 0 | 0 | 0 | 0 | 0 | 0 | 0 | 0 | 0 | 0 | 0
2016-07-04 14:00 | 0 | 0 | 0 | 0 | 0 | 618065.7139 | 450265 | 0 | 0 | 0 | 536384.6495 | 0 | 0 | 0 | 0 | 0 | 0 | 0 | 0 | 0 | 0 | 8616432.1032 | 0 | 0 | 0 | 0 | 148983.3894 | 0 | 0 | 0 | 0 | 0 | 0 | 0 | 0 | 0 | 0 | 0 | 18817.3245 | 0 | 0
2016-07-04 15:00 | 0 | 0 | 0 | 0 | 0 | 765214.0169 | 479712 | 0 | 0 | 0 | 685368.0389 | 0 | 0 | 0 | 0 | 0 | 0 | 117701.3031 | 0 | 0 | 0 | 8631451.497 | 0 | 0 | 0 | 0 | 148983.3894 | 0 | 0 | 0 | 0 | 0 | 0 | 0 | 117701.3031 | 0 | 0 | 0 | 18817.3245 | 0 | 0
2016-07-04 16:00 | 0 | 0 | 0 | 0 | 0 | 567373.1007 | 505125 | 0 | 0 | 0 | 834351.4283 | 0 | 0 | 0 | 0 | 0 | 0 | 12148.6899 | 0 | 0 | 0 | 8646470.8308 | 0 | 0 | 0 | 0 | 148983.3894 | 0 | 0 | 0 | 0 | 0 | 0 | 0 | -105552.6132 | 0 | 0 | 0 | 18817.3245 | 0 | 0
2016-07-04 17:00 | 0 | 0 | 0 | 0 | 0 | 823251.4232 | 524716 | 0 | 0 | 0 | 983334.8176 | 0 | 0 | 0 | 0 | 0 | 0 | 142883.3992 | 0 | 0 | 0 | 8661490.1045 | 0 | 0 | 0 | 0 | 148983.3894 | 0 | 0 | 0 | 0 | 0 | 0 | 0 | 130734.7093 | 0 | 0 | 0 | 18817.3245 | 0 | 0
2016-07-04 18:00 | 0 | 0 | 0 | 0 | 0 | 817398.925 | 539792 | 0 | 0 | 0 | 1132318.207 | 0 | 0 | 0 | 0 | 0 | 0 | 252689.6103 | 0 | 0 | 0 | 8676509.3181 | 0 | 0 | 0 | 0 | 148983.3894 | 0 | 0 | 0 | 0 | 0 | 0 | 0 | 109806.2111 | 0 | 0 | 0 | 18817.3245 | 0 | 0
2016-07-04 19:00 | 0 | 0 | 0 | 0 | 0 | 808039.8081 | 550802 | 0 | 0 | 0 | 1281301.5964 | 0 | 0 | 0 | 0 | 0 | 0 | 342126.7045 | 0 | 0 | 0 | 8691528.4717 | 0 | 0 | 0 | 0 | 148983.3894 | 0 | 0 | 0 | 0 | 0 | 0 | 0 | 89437.0942 | 0 | 0 | 0 | 18817.3245 | 0 | 0
2016-07-04 20:00 | 0 | 0 | 0 | 0 | 0 | 804547.8286 | 559591 | 0 | 0 | 0 | 1430284.9858 | 0 | 0 | 0 | 0 | 0 | 0 | 419282.8193 | 0 | 0 | 0 | 8706547.5652 | 0 | 0 | 0 | 0 | 148983.3894 | 0 | 0 | 0 | 0 | 0 | 0 | 0 | 77156.1147 | 0 | 0 | 0 | 18817.3245 | 0 | 0
2016-07-04 21:00 | 0 | 0 | 0 | 0 | 0 | 793663.5371 | 564260 | 0 | 0 | 0 | 1579268.3751 | 0 | 0 | 0 | 0 | 0 | 0 | 480885.6425 | 0 | 0 | 0 | 8721566.5986 | 0 | 0 | 0 | 0 | 148983.3894 | 0 | 0 | 0 | 0 | 0 | 0 | 0 | 61602.8233 | 0 | 0 | 0 | 18817.3245 | 0 | 0
2016-07-04 22:00 | 0 | 0 | 0 | 0 | 0 | 762990.7982 | 562347 | 0 | 0 | 0 | 1728251.7645 | 0 | 0 | 0 | 0 | 0 | 0 | 513728.7269 | 0 | 0 | 0 | 8736585.5719 | 0 | 0 | 0 | 0 | 148983.3894 | 0 | 0 | 0 | 0 | 0 | 0 | 0 | 32843.0844 | 0 | 0 | 0 | 18817.3245 | 0 | 0
2016-07-04 23:00 | 0 | 0 | 0 | 0 | 0 | 695492.0538 | 553619 | 0 | 0 | 0 | 1877235.1539 | 0 | 0 | 0 | 0 | 0 | 0 | 506618.3914 | 0 | 0 | 0 | 8736550.6255 | 0 | 0 | 0 | 0 | 148983.3894 | 0 | 0 | 0 | 0 | 0 | 0 | 0 | -7110.3355 | 0 | 0 | 0 | 0 | 0 | 0
2016-07-05 | 0 | 0 | 0 | 0 | 0 | 557290.3719 | 541829 | 0 | 0 | 0 | 1885586.1902 | 0 | 0 | 0 | 0 | 0 | 0 | 513728.7269 | 0 | 0 | 0 | 8736515.6793 | 0 | 0 | 0 | 0 | 8351.0364 | 0 | 0 | 0 | 0 | 0 | 0 | 0 | 7110.3355 | 0 | 0 | 0 | 0 | 0 | 0
2016-07-05 01:00 | 0 | 0 | 0 | 0 | 0 | 320528.418 | 528918 | 0 | 0 | 0 | 1808634.8278 | 0 | 0 | 0 | 0 | 0 | 0 | 382290.5074 | 0 | 0 | 0 | 8736480.7333 | 0 | 0 | 0 | 0 | -76951.3625 | 0 | 0 | 0 | 0 | 0 | 0 | 0 | -131438.2195 | 0 | 0 | 0 | 0 | 0 | 0
2016-07-05 02:00 | 0 | 0 | 0 | 0 | 191420.6199 | 40400.7713 | 512243 | 0 | 0 | 0 | 1659651.4384 | 0 | 0 | 0 | 0 | 0 | 0 | 250852.2879 | 0 | 0 | 0 | 8736445.7874 | 0 | 0 | 0 | 0 | -148983.3894 | 0 | 0 | 0 | 0 | 0 | 0 | 0 | -131438.2195 | 0 | 0 | 0 | 0 | 0 | 0
2016-07-05 03:00 | 0 | 0 | 0 | 0 | 208590.9698 | 1.4213 | 489014 | 0 | 0 | 0 | 1510668.049 | 0 | 0 | 0 | 0 | 0 | 0 | 119414.0684 | 0 | 0 | 0 | 8736410.8416 | 0 | 0 | 0 | 0 | -148983.3894 | 0 | 0 | 0 | 0 | 0 | 0 | 0 | -131438.2195 | 0 | 0 | 0 | 0 | 0 | 0
2016-07-05 04:00 | 0 | 0 | 0 | 0 | 445879.8301 | 0 | 463425 | 0 | 0 | 0 | 1361684.6596 | 0 | 0 | 0 | 0 | 0 | 0 | 250852.2879 | 0 | 0 | 0 | 8736375.8959 | 0 | 0 | 0 | 0 | -148983.3894 | 0 | 0 | 0 | 0 | 0 | 0 | 0 | 131438.2195 | 0 | 0 | 0 | 0 | 0 | 0
2016-07-05 05:00 | 0 | 0 | 0 | 0 | 158595.3911 | 0 | 439017 | 0 | 0 | 0 | 1212701.2703 | 0 | 0 | 0 | 0 | 0 | 0 | 119414.0684 | 0 | 0 | 0 | 8736340.9504 | 0 | 0 | 0 | 0 | -148983.3894 | 0 | 0 | 0 | 0 | 0 | 0 | 0 | -131438.2195 | 0 | 0 | 0 | 0 | 0 | 0
2016-07-05 06:00 | 0 | 0 | 0 | 0 | 403082.8301 | 0 | 420628 | 0 | 0 | 0 | 1063717.8809 | 0 | 0 | 0 | 0 | 0 | 0 | 250852.2879 | 0 | 0 | 0 | 8736306.0051 | 0 | 0 | 0 | 0 | -148983.3894 | 0 | 0 | 0 | 0 | 0 | 0 | 0 | 131438.2195 | 0 | 0 | 0 | 0 | 0 | 0
2016-07-05 07:00 | 0 | 0 | 0 | 0 | 126782.3911 | 0 | 407204 | 0 | 0 | 0 | 914734.4915 | 0 | 0 | 0 | 0 | 0 | 0 | 119414.0684 | 0 | 0 | 0 | 8736271.0598 | 0 | 0 | 0 | 0 | -148983.3894 | 0 | 0 | 0 | 0 | 0 | 0 | 0 | -131438.2195 | 0 | 0 | 0 | 0 | 0 | 0
2016-07-05 08:00 | 0 | 0 | 0 | 0 | 529319.8396 | 0 | 400873 | 0 | 0 | 0 | 911743.1117 | 0 | 0 | 0 | 0 | 0 | 0 | 250852.2879 | 0 | 0 | 0 | 8736236.1147 | 0 | 0 | 0 | 0 | -2991.3799 | 0 | 0 | 0 | 0 | 0 | 0 | 0 | 131438.2195 | 0 | 0 | 0 | 0 | 0 | 0
2016-07-05 09:00 | 0 | 0 | 0 | 0 | 124306.3911 | 0 | 404728 | 0 | 0 | 0 | 762759.7223 | 0 | 0 | 0 | 0 | 0 | 0 | 119414.0684 | 0 | 0 | 0 | 8736201.1698 | 0 | 0 | 0 | 0 | -148983.3894 | 0 | 0 | 0 | 0 | 0 | 0 | 0 | -131438.2195 | 0 | 0 | 0 | 0 | 0 | 0
2016-07-05 10:00 | 0 | 0 | 0 | 0 | 477921.5476 | 0 | 418595 | 0 | 0 | 0 | 756396.54 | 0 | 0 | 0 | 0 | 0 | 0 | 185103.7983 | 0 | 0 | 0 | 8736166.225 | 0 | 0 | 0 | 0 | -6363.1823 | 0 | 0 | 0 | 0 | 0 | 0 | 0 | 65689.7299 | 0 | 0 | 0 | 0 | 0 | 0
2016-07-05 11:00 | 0 | 0 | 0 | 0 | 158290.3476 | 5.0436 | 438717 | 0 | 0 | 0 | 607413.1506 | 0 | 0 | 0 | 0 | 0 | 0 | 53665.5788 | 0 | 0 | 0 | 8736131.2803 | 0 | 0 | 0 | 0 | -148983.3894 | 0 | 0 | 0 | 0 | 0 | 0 | 0 | -131438.2195 | 0 | 0 | 0 | 0 | 0 | 0
2016-07-05 12:00 | 0 | 0 | 0 | 0 | 244675.7108 | 150595.5405 | 466482 | 0 | 0 | 0 | 458429.7612 | 0 | 0 | 0 | 0 | 0 | 0 | 131438.2195 | 0 | 0 | 0 | 8736096.3358 | 0 | 0 | 0 | 0 | -148983.3894 | 0 | 0 | 0 | 0 | 0 | 0 | 0 | 77772.6407 | 0 | 0 | 0 | 0 | 0 | 0
2016-07-05 13:00 | 0 | 0 | 0 | 0 | 0 | 505572.6111 | 498721 | 0 | 0 | 0 | 596719.5918 | 0 | 0 | 0 | 0 | 0 | 0 | 0 | 0 | 0 | 0 | 8736061.3914 | 0 | 0 | 0 | 0 | 138289.8306 | 0 | 0 | 0 | 0 | 0 | 0 | 0 | -131438.2195 | 0 | 0 | 0 | 0 | 0 | 0
2016-07-05 14:00 | 0 | 0 | 0 | 0 | 0 | 669207.9567 | 532131 | 0 | 0 | 0 | 733796.5486 | 0 | 0 | 0 | 0 | 0 | 0 | 0 | 0 | 0 | 0 | 8736026.4472 | 0 | 0 | 0 | 0 | 137076.9567 | 0 | 0 | 0 | 0 | 0 | 0 | 0 | 0 | 0 | 0 | 0 | 0 | 0 | 0
2016-07-05 15:00 | 0 | 0 | 0 | 0 | 0 | 760805.8898 | 562591 | 0 | 0 | 0 | 882779.9379 | 0 | 0 | 0 | 0 | 0 | 0 | 49231.5004 | 0 | 0 | 0 | 8735991.5031 | 0 | 0 | 0 | 0 | 148983.3894 | 0 | 0 | 0 | 0 | 0 | 0 | 0 | 49231.5004 | 0 | 0 | 0 | 0 | 0 | 0
2016-07-05 16:00 | 0 | 0 | 0 | 0 | 56726.2919 | 812312.317 | 588617 | 0 | 0 | 0 | 1031763.3273 | 0 | 0 | 0 | 0 | 0 | 0 | 180669.7199 | 0 | 0 | 0 | 8735956.5591 | 0 | 0 | 0 | 0 | 148983.3894 | 0 | 0 | 0 | 0 | 0 | 0 | 0 | 131438.2195 | 0 | 0 | 0 | 0 | 0 | 0
2016-07-05 17:00 | 0 | 0 | 0 | 0 | 0 | 820031.3325 | 611568 | 0 | 0 | 0 | 1180746.7167 | 0 | 0 | 0 | 0 | 0 | 0 | 240149.6631 | 0 | 0 | 0 | 8735921.6153 | 0 | 0 | 0 | 0 | 148983.3894 | 0 | 0 | 0 | 0 | 0 | 0 | 0 | 59479.9431 | 0 | 0 | 0 | 0 | 0 | 0
2016-07-05 18:00 | 0 | 0 | 0 | 0 | 0 | 814684.1427 | 630490 | 0 | 0 | 0 | 1329730.106 | 0 | 0 | 0 | 0 | 0 | 0 | 275360.4164 | 0 | 0 | 0 | 8735886.6716 | 0 | 0 | 0 | 0 | 148983.3894 | 0 | 0 | 0 | 0 | 0 | 0 | 0 | 35210.7534 | 0 | 0 | 0 | 0 | 0 | 0
2016-07-05 19:00 | 0 | 0 | 0 | 0 | 0 | 808503.3222 | 645161 | 0 | 0 | 0 | 1478713.4954 | 0 | 0 | 0 | 0 | 0 | 0 | 289719.3492 | 0 | 0 | 0 | 8735851.728 | 0 | 0 | 0 | 0 | 148983.3894 | 0 | 0 | 0 | 0 | 0 | 0 | 0 | 14358.9328 | 0 | 0 | 0 | 0 | 0 | 0
2016-07-05 20:00 | 0 | 0 | 0 | 0 | 0 | 807158.4482 | 655847 | 0 | 0 | 0 | 1627696.8848 | 0 | 0 | 0 | 0 | 0 | 0 | 292047.408 | 0 | 0 | 0 | 8735816.7846 | 0 | 0 | 0 | 0 | 148983.3894 | 0 | 0 | 0 | 0 | 0 | 0 | 0 | 2328.0588 | 0 | 0 | 0 | 0 | 0 | 0
2016-07-05 21:00 | 0 | 0 | 0 | 0 | 0 | 800468.6031 | 660906 | 0 | 0 | 0 | 1635821.2684 | 0 | 0 | 0 | 0 | 0 | 0 | 423485.6275 | 0 | 0 | 0 | 8735781.8414 | 0 | 0 | 0 | 0 | 8124.3836 | 0 | 0 | 0 | 0 | 0 | 0 | 0 | 131438.2195 | 0 | 0 | 0 | 0 | 0 | 0
2016-07-05 22:00 | 0 | 0 | 0 | 0 | 0 | 773744.5683 | 659394 | 0 | 0 | 0 | 1784804.6578 | 0 | 0 | 0 | 0 | 0 | 0 | 388852.8065 | 0 | 0 | 0 | 8735746.8982 | 0 | 0 | 0 | 0 | 148983.3894 | 0 | 0 | 0 | 0 | 0 | 0 | 0 | -34632.8211 | 0 | 0 | 0 | 0 | 0 | 0
2016-07-05 23:00 | 0 | 0 | 0 | 0 | 0 | 698291.777 | 648330 | 0 | 0 | 0 | 1933788.0471 | 0 | 0 | 0 | 0 | 0 | 0 | 289831.1941 | 0 | 0 | 0 | 8735711.9553 | 0 | 0 | 0 | 0 | 148983.3894 | 0 | 0 | 0 | 0 | 0 | 0 | 0 | -99021.6124 | 0 | 0 | 0 | 0 | 0 | 0
2016-07-06 | 0 | 0 | 0 | 0 | 0 | 564581.6105 | 631841 | 0 | 0 | 0 | 1784804.6578 | 0 | 0 | 0 | 0 | 0 | 0 | 371555.1939 | 0 | 0 | 0 | 8735677.0124 | 0 | 0 | 0 | 0 | -148983.3894 | 0 | 0 | 0 | 0 | 0 | 0 | 0 | 81723.9998 | 0 | 0 | 0 | 0 | 0 | 0
2016-07-06 01:00 | 0 | 0 | 0 | 0 | 6148.2912 | 328772.1 | 615342 | 0 | 0 | 0 | 1635821.2684 | 0 | 0 | 0 | 0 | 0 | 0 | 240116.9744 | 0 | 0 | 0 | 8735642.0697 | 0 | 0 | 0 | 0 | -148983.3894 | 0 | 0 | 0 | 0 | 0 | 0 | 0 | -131438.2195 | 0 | 0 | 0 | 0 | 0 | 0
2016-07-06 02:00 | 0 | 0 | 0 | 0 | 497164.8566 | 38024.7488 | 588636 | 0 | 0 | 0 | 1486837.879 | 0 | 0 | 0 | 0 | 0 | 0 | 335653.9692 | 0 | 0 | 0 | 8735607.1271 | 0 | 0 | 0 | 0 | -148983.3894 | 0 | 0 | 0 | 0 | 0 | 0 | 0 | 95536.9948 | 0 | 0 | 0 | 0 | 0 | 0
2016-07-06 03:00 | 0 | 0 | 0 | 0 | 527490.8376 | 1.5693 | 550875 | 0 | 0 | 0 | 1594893.5055 | 0 | 0 | 0 | 0 | 0 | 0 | 204215.7497 | 0 | 0 | 0 | 8735572.1847 | 0 | 0 | 0 | 0 | 108055.6264 | 0 | 0 | 0 | 0 | 0 | 0 | 0 | -131438.2195 | 0 | 0 | 0 | 0 | 0 | 0
2016-07-06 04:00 | 0 | 0 | 0 | 0 | 232873.3911 | 0 | 513295 | 0 | 0 | 0 | 1445910.1161 | 0 | 0 | 0 | 0 | 0 | 0 | 72777.5302 | 0 | 0 | 0 | 8735537.2424 | 0 | 0 | 0 | 0 | -148983.3894 | 0 | 0 | 0 | 0 | 0 | 0 | 0 | -131438.2195 | 0 | 0 | 0 | 0 | 0 | 0
2016-07-06 05:00 | 0 | 0 | 0 | 0 | 477818.315 | 0 | 482780 | 0 | 0 | 0 | 1309510.2116 | 0 | 0 | 0 | 0 | 0 | 0 | 204215.7497 | 0 | 0 | 0 | 8735502.3003 | 0 | 0 | 0 | 0 | -136399.9045 | 0 | 0 | 0 | 0 | 0 | 0 | 0 | 131438.2195 | 0 | 0 | 0 | 0 | 0 | 0
2016-07-06 06:00 | 0 | 0 | 0 | 0 | 176489.3911 | 0 | 456911 | 0 | 0 | 0 | 1160526.8222 | 0 | 0 | 0 | 0 | 0 | 0 | 72777.5302 | 0 | 0 | 0 | 8735467.3583 | 0 | 0 | 0 | 0 | -148983.3894 | 0 | 0 | 0 | 0 | 0 | 0 | 0 | -131438.2195 | 0 | 0 | 0 | 0 | 0 | 0
2016-07-06 07:00 | 0 | 0 | 0 | 0 | 447305.24 | 0 | 438013 | 0 | 0 | 0 | 1111158.3728 | 0 | 0 | 0 | 0 | 0 | 0 | 131438.2195 | 0 | 0 | 0 | 8735432.4164 | 0 | 0 | 0 | 0 | -49368.4494 | 0 | 0 | 0 | 0 | 0 | 0 | 0 | 58660.6893 | 0 | 0 | 0 | 0 | 0 | 0
2016-07-06 08:00 | 0 | 0 | 0 | 0 | 148515.3911 | 0 | 428937 | 0 | 0 | 0 | 962174.9835 | 0 | 0 | 0 | 0 | 0 | 0 | 0 | 0 | 0 | 0 | 8735397.4747 | 0 | 0 | 0 | 0 | -148983.3894 | 0 | 0 | 0 | 0 | 0 | 0 | 0 | -131438.2195 | 0 | 0 | 0 | 0 | 0 | 0
2016-07-06 09:00 | 0 | 0 | 0 | 0 | 421986.7553 | 0 | 430708 | 0 | 0 | 0 | 822015.5192 | 0 | 0 | 0 | 0 | 0 | 0 | 131438.2195 | 0 | 0 | 0 | 8735362.5331 | 0 | 0 | 0 | 0 | -140159.4642 | 0 | 0 | 0 | 0 | 0 | 0 | 0 | 131438.2195 | 0 | 0 | 0 | 0 | 0 | 0
2016-07-06 10:00 | 0 | 0 | 0 | 0 | 400655.1913 | 0 | 445156 | 0 | 0 | 0 | 673032.1298 | 0 | 0 | 0 | 0 | 0 | 0 | 235920.8002 | 0 | 0 | 0 | 8735327.5916 | 0 | 0 | 0 | 0 | -148983.3894 | 0 | 0 | 0 | 0 | 0 | 0 | 0 | 104482.5807 | 0 | 0 | 0 | 0 | 0 | 0
2016-07-06 11:00 | 0 | 0 | 0 | 0 | 347483.2803 | 9.2284 | 463770 | 0 | 0 | 0 | 688192.858 | 0 | 0 | 0 | 0 | 0 | 0 | 104482.5807 | 0 | 0 | 0 | 8735292.6503 | 0 | 0 | 0 | 0 | 15160.7282 | 0 | 0 | 0 | 0 | 0 | 0 | 0 | -131438.2195 | 0 | 0 | 0 | 0 | 0 | 0
2016-07-06 12:00 | 0 | 0 | 0 | 0 | 86711.8643 | 148967.1657 | 489145 | 0 | 0 | 0 | 539209.4687 | 0 | 0 | 0 | 0 | 0 | 0 | 0 | 0 | 0 | 0 | 8735257.7091 | 0 | 0 | 0 | 0 | -148983.3894 | 0 | 0 | 0 | 0 | 0 | 0 | 0 | -104482.5807 | 0 | 0 | 0 | 0 | 0 | 0
2016-07-06 13:00 | 0 | 0 | 0 | 0 | 0 | 511263.4838 | 520664 | 0 | 0 | 0 | 529808.9525 | 0 | 0 | 0 | 0 | 0 | 0 | 0 | 0 | 0 | 0 | 8735222.7681 | 0 | 0 | 0 | 0 | -9400.5162 | 0 | 0 | 0 | 0 | 0 | 0 | 0 | 0 | 0 | 0 | 0 | 0 | 0 | 0
2016-07-06 14:00 | 0 | 0 | 0 | 0 | 43692.7811 | 660702.6083 | 555412 | 0 | 0 | 0 | 678792.3418 | 0 | 0 | 0 | 0 | 0 | 0 | 0 | 0 | 0 | 0 | 8735187.8272 | 0 | 0 | 0 | 0 | 148983.3894 | 0 | 0 | 0 | 0 | 0 | 0 | 0 | 0 | 0 | 0 | 0 | 0 | 0 | 0
2016-07-06 15:00 | 0 | 0 | 0 | 0 | 104875.9043 | 763891.7046 | 588346 | 0 | 0 | 0 | 827775.7312 | 0 | 0 | 0 | 0 | 0 | 0 | 131438.2195 | 0 | 0 | 0 | 8735152.8865 | 0 | 0 | 0 | 0 | 148983.3894 | 0 | 0 | 0 | 0 | 0 | 0 | 0 | 131438.2195 | 0 | 0 | 0 | 0 | 0 | 0
2016-07-06 16:00 | 0 | 0 | 0 | 0 | 0 | 806980.7642 | 615929 | 0 | 0 | 0 | 887389.2759 | 0 | 0 | 0 | 0 | 0 | 0 | 262876.439 | 0 | 0 | 0 | 8735117.9459 | 0 | 0 | 0 | 0 | 59613.5447 | 0 | 0 | 0 | 0 | 0 | 0 | 0 | 131438.2195 | 0 | 0 | 0 | 0 | 0 | 0
2016-07-06 17:00 | 0 | 0 | 0 | 0 | 0 | 819982.9342 | 637138 | 0 | 0 | 0 | 1036372.6652 | 0 | 0 | 0 | 0 | 0 | 0 | 296737.9838 | 0 | 0 | 0 | 8735083.0054 | 0 | 0 | 0 | 0 | 148983.3894 | 0 | 0 | 0 | 0 | 0 | 0 | 0 | 33861.5448 | 0 | 0 | 0 | 0 | 0 | 0
2016-07-06 18:00 | 0 | 0 | 0 | 0 | 0 | 814467.272 | 653810 | 0 | 0 | 0 | 1185356.0546 | 0 | 0 | 0 | 0 | 0 | 0 | 308411.8665 | 0 | 0 | 0 | 8735048.065 | 0 | 0 | 0 | 0 | 148983.3894 | 0 | 0 | 0 | 0 | 0 | 0 | 0 | 11673.8827 | 0 | 0 | 0 | 0 | 0 | 0
2016-07-06 19:00 | 0 | 0 | 0 | 0 | 0 | 806368.566 | 665008 | 0 | 0 | 0 | 1195278.4011 | 0 | 0 | 0 | 0 | 0 | 0 | 439850.086 | 0 | 0 | 0 | 8735013.1249 | 0 | 0 | 0 | 0 | 9922.3465 | 0 | 0 | 0 | 0 | 0 | 0 | 0 | 131438.2195 | 0 | 0 | 0 | 0 | 0 | 0
2016-07-06 20:00 | 0 | 0 | 0 | 0 | 0 | 802635.6222 | 672372 | 0 | 0 | 0 | 1344261.7905 | 0 | 0 | 0 | 0 | 0 | 0 | 421130.3188 | 0 | 0 | 0 | 8734978.1848 | 0 | 0 | 0 | 0 | 148983.3894 | 0 | 0 | 0 | 0 | 0 | 0 | 0 | -18719.7671 | 0 | 0 | 0 | 0 | 0 | 0
2016-07-06 21:00 | 0 | 0 | 0 | 0 | 0 | 793944.3346 | 676348 | 0 | 0 | 0 | 1493245.1799 | 0 | 0 | 0 | 0 | 0 | 0 | 389743.2641 | 0 | 0 | 0 | 8734943.2449 | 0 | 0 | 0 | 0 | 148983.3894 | 0 | 0 | 0 | 0 | 0 | 0 | 0 | -31387.0548 | 0 | 0 | 0 | 0 | 0 | 0
2016-07-06 22:00 | 0 | 0 | 0 | 0 | 0 | 767586.6401 | 672541 | 0 | 0 | 0 | 1642228.5692 | 0 | 0 | 0 | 0 | 0 | 0 | 335805.5148 | 0 | 0 | 0 | 8734908.3051 | 0 | 0 | 0 | 0 | 148983.3894 | 0 | 0 | 0 | 0 | 0 | 0 | 0 | -53937.7492 | 0 | 0 | 0 | 0 | 0 | 0
2016-07-06 23:00 | 0 | 0 | 0 | 0 | 0 | 692556.7638 | 659367 | 0 | 0 | 0 | 1543980.1136 | 0 | 0 | 0 | 0 | 0 | 0 | 467243.7343 | 0 | 0 | 0 | 8734873.3655 | 0 | 0 | 0 | 0 | -98248.4557 | 0 | 0 | 0 | 0 | 0 | 0 | 0 | 131438.2195 | 0 | 0 | 0 | 0 | 0 | 0
2016-07-07 | 0 | 0 | 0 | 0 | 0 | 552996.0691 | 641094 | 0 | 0 | 0 | 1587320.4022 | 0 | 0 | 0 | 0 | 0 | 0 | 335805.5148 | 0 | 0 | 0 | 8734838.426 | 0 | 0 | 0 | 0 | 43340.2886 | 0 | 0 | 0 | 0 | 0 | 0 | 0 | -131438.2195 | 0 | 0 | 0 | 0 | 0 | 0
2016-07-07 01:00 | 0 | 0 | 0 | 0 | 35171.2934 | 307602.0977 | 623195 | 0 | 0 | 0 | 1438337.0128 | 0 | 0 | 0 | 0 | 0 | 0 | 204367.2953 | 0 | 0 | 0 | 8734803.4866 | 0 | 0 | 0 | 0 | -148983.3894 | 0 | 0 | 0 | 0 | 0 | 0 | 0 | -131438.2195 | 0 | 0 | 0 | 0 | 0 | 0
2016-07-07 02:00 | 0 | 0 | 0 | 0 | 656200.321 | 41093.0346 | 595023 | 0 | 0 | 0 | 1409169.1489 | 0 | 0 | 0 | 0 | 0 | 0 | 335805.5148 | 0 | 0 | 0 | 8734768.5474 | 0 | 0 | 0 | 0 | -29167.8639 | 0 | 0 | 0 | 0 | 0 | 0 | 0 | 131438.2195 | 0 | 0 | 0 | 0 | 0 | 0
2016-07-07 03:00 | 0 | 0 | 0 | 0 | 275826.2758 | 1.1153 | 556249 | 0 | 0 | 0 | 1260185.7595 | 0 | 0 | 0 | 0 | 0 | 0 | 204367.2953 | 0 | 0 | 0 | 8734733.6084 | 0 | 0 | 0 | 0 | -148983.3894 | 0 | 0 | 0 | 0 | 0 | 0 | 0 | -131438.2195 | 0 | 0 | 0 | 0 | 0 | 0
2016-07-07 04:00 | 0 | 0 | 0 | 0 | 626720.1502 | 0 | 519251 | 0 | 0 | 0 | 1409169.1489 | 0 | 0 | 0 | 0 | 0 | 0 | 162853.0562 | 0 | 0 | 0 | 8734698.6694 | 0 | 0 | 0 | 0 | 148983.3894 | 0 | 0 | 0 | 0 | 0 | 0 | 0 | -41514.2392 | 0 | 0 | 0 | 0 | 0 | 0
2016-07-07 05:00 | 0 | 0 | 0 | 0 | 206596.3911 | 0 | 487018 | 0 | 0 | 0 | 1260185.7595 | 0 | 0 | 0 | 0 | 0 | 0 | 31414.8367 | 0 | 0 | 0 | 8734663.7306 | 0 | 0 | 0 | 0 | -148983.3894 | 0 | 0 | 0 | 0 | 0 | 0 | 0 | -131438.2195 | 0 | 0 | 0 | 0 | 0 | 0
2016-07-07 06:00 | 0 | 0 | 0 | 0 | 442983.8301 | 0 | 460529 | 0 | 0 | 0 | 1111202.3702 | 0 | 0 | 0 | 0 | 0 | 0 | 162853.0562 | 0 | 0 | 0 | 8734628.792 | 0 | 0 | 0 | 0 | -148983.3894 | 0 | 0 | 0 | 0 | 0 | 0 | 0 | 131438.2195 | 0 | 0 | 0 | 0 | 0 | 0
2016-07-07 07:00 | 0 | 0 | 0 | 0 | 161197.3911 | 0 | 441619 | 0 | 0 | 0 | 962218.9808 | 0 | 0 | 0 | 0 | 0 | 0 | 31414.8367 | 0 | 0 | 0 | 8734593.8535 | 0 | 0 | 0 | 0 | -148983.3894 | 0 | 0 | 0 | 0 | 0 | 0 | 0 | -131438.2195 | 0 | 0 | 0 | 0 | 0 | 0
2016-07-07 08:00 | 0 | 0 | 0 | 0 | 524899.0021 | 0 | 432270 | 0 | 0 | 0 | 923409.7634 | 0 | 0 | 0 | 0 | 0 | 0 | 162853.0562 | 0 | 0 | 0 | 8734558.9151 | 0 | 0 | 0 | 0 | -38809.2174 | 0 | 0 | 0 | 0 | 0 | 0 | 0 | 131438.2195 | 0 | 0 | 0 | 0 | 0 | 0
2016-07-07 09:00 | 0 | 0 | 0 | 0 | 154256.3911 | 0 | 434678 | 0 | 0 | 0 | 774426.3741 | 0 | 0 | 0 | 0 | 0 | 0 | 31414.8367 | 0 | 0 | 0 | 8734523.9768 | 0 | 0 | 0 | 0 | -148983.3894 | 0 | 0 | 0 | 0 | 0 | 0 | 0 | -131438.2195 | 0 | 0 | 0 | 0 | 0 | 0
2016-07-07 10:00 | 0 | 0 | 0 | 0 | 472455.4163 | 0 | 447332 | 0 | 0 | 0 | 668111.5709 | 0 | 0 | 0 | 0 | 0 | 0 | 162853.0562 | 0 | 0 | 0 | 8734489.0387 | 0 | 0 | 0 | 0 | -106314.8032 | 0 | 0 | 0 | 0 | 0 | 0 | 0 | 131438.2195 | 0 | 0 | 0 | 0 | 0 | 0
2016-07-07 11:00 | 0 | 0 | 0 | 0 | 186764.1394 | 11.2518 | 467197 | 0 | 0 | 0 | 519128.1815 | 0 | 0 | 0 | 0 | 0 | 0 | 31414.8367 | 0 | 0 | 0 | 8734454.1008 | 0 | 0 | 0 | 0 | -148983.3894 | 0 | 0 | 0 | 0 | 0 | 0 | 0 | -131438.2195 | 0 | 0 | 0 | 0 | 0 | 0
2016-07-07 12:00 | 0 | 0 | 0 | 0 | 330569.4065 | 129067.4294 | 491641 | 0 | 0 | 0 | 370144.7921 | 0 | 0 | 0 | 0 | 0 | 0 | 148394.0619 | 0 | 0 | 0 | 8734419.163 | 0 | 0 | 0 | 0 | -148983.3894 | 0 | 0 | 0 | 0 | 0 | 0 | 0 | 116979.2253 | 0 | 0 | 0 | 0 | 0 | 0
2016-07-07 13:00 | 0 | 0 | 0 | 0 | 0 | 491957.0161 | 521731 | 0 | 0 | 0 | 437002.8868 | 0 | 0 | 0 | 0 | 0 | 0 | 51761.9834 | 0 | 0 | 0 | 8734384.2253 | 0 | 0 | 0 | 0 | 66858.0947 | 0 | 0 | 0 | 0 | 0 | 0 | 0 | -96632.0786 | 0 | 0 | 0 | 0 | 0 | 0
2016-07-07 14:00 | 0 | 0 | 0 | 0 | 0 | 652385.406 | 555164 | 0 | 0 | 0 | 585986.2762 | 0 | 0 | 0 | 0 | 0 | 0 | 0 | 0 | 0 | 0 | 8734349.2878 | 0 | 0 | 0 | 0 | 148983.3894 | 0 | 0 | 0 | 0 | 0 | 0 | 0 | -51761.9834 | 0 | 0 | 0 | 0 | 0 | 0
2016-07-07 15:00 | 0 | 0 | 0 | 0 | 0 | 753799.7056 | 587617 | 0 | 0 | 0 | 734969.6655 | 0 | 0 | 0 | 0 | 0 | 0 | 17199.3162 | 0 | 0 | 0 | 8734314.3504 | 0 | 0 | 0 | 0 | 148983.3894 | 0 | 0 | 0 | 0 | 0 | 0 | 0 | 17199.3162 | 0 | 0 | 0 | 0 | 0 | 0
2016-07-07 16:00 | 0 | 0 | 0 | 0 | 91431.4633 | 803194.1456 | 614204 | 0 | 0 | 0 | 883953.0549 | 0 | 0 | 0 | 0 | 0 | 0 | 148637.5357 | 0 | 0 | 0 | 8734279.4131 | 0 | 0 | 0 | 0 | 148983.3894 | 0 | 0 | 0 | 0 | 0 | 0 | 0 | 131438.2195 | 0 | 0 | 0 | 0 | 0 | 0
2016-07-07 17:00 | 0 | 0 | 0 | 0 | 0 | 816025.5228 | 635168 | 0 | 0 | 0 | 933372.3582 | 0 | 0 | 0 | 0 | 0 | 0 | 280075.7552 | 0 | 0 | 0 | 8734244.476 | 0 | 0 | 0 | 0 | 49419.3033 | 0 | 0 | 0 | 0 | 0 | 0 | 0 | 131438.2195 | 0 | 0 | 0 | 0 | 0 | 0
2016-07-07 18:00 | 0 | 0 | 0 | 0 | 0 | 808532.7594 | 654364 | 0 | 0 | 0 | 1082355.7476 | 0 | 0 | 0 | 0 | 0 | 0 | 285261.1252 | 0 | 0 | 0 | 8734209.539 | 0 | 0 | 0 | 0 | 148983.3894 | 0 | 0 | 0 | 0 | 0 | 0 | 0 | 5185.37 | 0 | 0 | 0 | 0 | 0 | 0
2016-07-07 19:00 | 0 | 0 | 0 | 0 | 0 | 797783.1672 | 664473 | 0 | 0 | 0 | 1231339.1369 | 0 | 0 | 0 | 0 | 0 | 0 | 269587.9031 | 0 | 0 | 0 | 8734174.6022 | 0 | 0 | 0 | 0 | 148983.3894 | 0 | 0 | 0 | 0 | 0 | 0 | 0 | -15673.2221 | 0 | 0 | 0 | 0 | 0 | 0
2016-07-07 20:00 | 0 | 0 | 0 | 0 | 0 | 791745.9922 | 671071 | 0 | 0 | 0 | 1220575.9096 | 0 | 0 | 0 | 0 | 0 | 0 | 401026.1226 | 0 | 0 | 0 | 8734139.6655 | 0 | 0 | 0 | 0 | -10763.2273 | 0 | 0 | 0 | 0 | 0 | 0 | 0 | 131438.2195 | 0 | 0 | 0 | 0 | 0 | 0
2016-07-07 21:00 | 0 | 0 | 0 | 0 | 0 | 778785.0727 | 673729 | 0 | 0 | 0 | 1369559.299 | 0 | 0 | 0 | 0 | 0 | 0 | 357098.8059 | 0 | 0 | 0 | 8734104.7289 | 0 | 0 | 0 | 0 | 148983.3894 | 0 | 0 | 0 | 0 | 0 | 0 | 0 | -43927.3167 | 0 | 0 | 0 | 0 | 0 | 0
2016-07-07 22:00 | 0 | 0 | 0 | 0 | 0 | 747194.6258 | 668069 | 0 | 0 | 0 | 1518542.6883 | 0 | 0 | 0 | 0 | 0 | 0 | 287241.0423 | 0 | 0 | 0 | 8734069.7925 | 0 | 0 | 0 | 0 | 148983.3894 | 0 | 0 | 0 | 0 | 0 | 0 | 0 | -69857.7636 | 0 | 0 | 0 | 0 | 0 | 0
2016-07-07 23:00 | 0 | 0 | 0 | 0 | 0 | 661924.1463 | 654646 | 0 | 0 | 0 | 1657259.0541 | 0 | 0 | 0 | 0 | 0 | 0 | 155802.8228 | 0 | 0 | 0 | 8734034.8562 | 0 | 0 | 0 | 0 | 138716.3658 | 0 | 0 | 0 | 0 | 0 | 0 | 0 | -131438.2195 | 0 | 0 | 0 | 0 | 0 | 0
2016-07-08 | 0 | 0 | 0 | 0 | 78921.1477 | 541943.6824 | 638410 | 0 | 0 | 0 | 1508275.6648 | 0 | 0 | 0 | 0 | 0 | 0 | 287241.0423 | 0 | 0 | 0 | 8733999.9201 | 0 | 0 | 0 | 0 | -148983.3894 | 0 | 0 | 0 | 0 | 0 | 0 | 0 | 131438.2195 | 0 | 0 | 0 | 0 | 0 | 0
2016-07-08 01:00 | 0 | 0 | 0 | 0 | 33646.232 | 307464.1591 | 621532 | 0 | 0 | 0 | 1359292.2754 | 0 | 0 | 0 | 0 | 0 | 0 | 155802.8228 | 0 | 0 | 0 | 8733964.9841 | 0 | 0 | 0 | 0 | -148983.3894 | 0 | 0 | 0 | 0 | 0 | 0 | 0 | -131438.2195 | 0 | 0 | 0 | 0 | 0 | 0
2016-07-08 02:00 | 0 | 0 | 0 | 0 | 506932.8104 | 39436.3309 | 593605 | 0 | 0 | 0 | 1232579.8336 | 0 | 0 | 0 | 0 | 0 | 0 | 235279.4059 | 0 | 0 | 0 | 8733930.0482 | 0 | 0 | 0 | 0 | -126712.4418 | 0 | 0 | 0 | 0 | 0 | 0 | 0 | 79476.5831 | 0 | 0 | 0 | 0 | 0 | 0
2016-07-08 03:00 | 0 | 0 | 0 | 0 | 275435.5907 | 0.80045 | 555858 | 0 | 0 | 0 | 1083596.4443 | 0 | 0 | 0 | 0 | 0 | 0 | 103841.1864 | 0 | 0 | 0 | 8733895.1125 | 0 | 0 | 0 | 0 | -148983.3894 | 0 | 0 | 0 | 0 | 0 | 0 | 0 | -131438.2195 | 0 | 0 | 0 | 0 | 0 | 0
2016-07-08 04:00 | 0 | 0 | 0 | 0 | 497984.7727 | 0 | 518604 | 0 | 0 | 0 | 934613.0549 | 0 | 0 | 0 | 0 | 0 | 0 | 232205.3484 | 0 | 0 | 0 | 8733860.1769 | 0 | 0 | 0 | 0 | -148983.3894 | 0 | 0 | 0 | 0 | 0 | 0 | 0 | 128364.162 | 0 | 0 | 0 | 0 | 0 | 0
2016-07-08 05:00 | 0 | 0 | 0 | 0 | 457236.2879 | 0 | 488114 | 0 | 0 | 0 | 785629.6655 | 0 | 0 | 0 | 0 | 0 | 0 | 350311.0257 | 0 | 0 | 0 | 8733825.2415 | 0 | 0 | 0 | 0 | -148983.3894 | 0 | 0 | 0 | 0 | 0 | 0 | 0 | 118105.6772 | 0 | 0 | 0 | 0 | 0 | 0
2016-07-08 06:00 | 0 | 0 | 0 | 0 | 425364.4003 | 0 | 461874 | 0 | 0 | 0 | 880558.2853 | 0 | 0 | 0 | 0 | 0 | 0 | 218872.8062 | 0 | 0 | 0 | 8733790.3062 | 0 | 0 | 0 | 0 | 94928.6198 | 0 | 0 | 0 | 0 | 0 | 0 | 0 | -131438.2195 | 0 | 0 | 0 | 0 | 0 | 0
2016-07-08 07:00 | 0 | 0 | 0 | 0 | 162320.3911 | 0 | 442742 | 0 | 0 | 0 | 731574.896 | 0 | 0 | 0 | 0 | 0 | 0 | 87434.5867 | 0 | 0 | 0 | 8733755.371 | 0 | 0 | 0 | 0 | -148983.3894 | 0 | 0 | 0 | 0 | 0 | 0 | 0 | -131438.2195 | 0 | 0 | 0 | 0 | 0 | 0
2016-07-08 08:00 | 0 | 0 | 0 | 0 | 393034.7595 | 0 | 432778 | 0 | 0 | 0 | 582591.5066 | 0 | 0 | 0 | 0 | 0 | 0 | 196674.7355 | 0 | 0 | 0 | 8733720.436 | 0 | 0 | 0 | 0 | -148983.3894 | 0 | 0 | 0 | 0 | 0 | 0 | 0 | 109240.1489 | 0 | 0 | 0 | 0 | 0 | 0
2016-07-08 09:00 | 0 | 0 | 0 | 0 | 369659.9726 | 0 | 434603 | 0 | 0 | 0 | 433608.1172 | 0 | 0 | 0 | 0 | 0 | 0 | 280715.0975 | 0 | 0 | 0 | 8733685.5011 | 0 | 0 | 0 | 0 | -148983.3894 | 0 | 0 | 0 | 0 | 0 | 0 | 0 | 84040.362 | 0 | 0 | 0 | 0 | 0 | 0
2016-07-08 10:00 | 0 | 0 | 0 | 0 | 349508.1061 | 0 | 446741 | 0 | 0 | 0 | 467813.4429 | 0 | 0 | 0 | 0 | 0 | 0 | 149276.878 | 0 | 0 | 0 | 8733650.5664 | 0 | 0 | 0 | 0 | 34205.3256 | 0 | 0 | 0 | 0 | 0 | 0 | 0 | -131438.2195 | 0 | 0 | 0 | 0 | 0 | 0
2016-07-08 11:00 | 0 | 0 | 0 | 0 | 298118.9426 | 0.009564 | 464941 | 0 | 0 | 0 | 318830.0535 | 0 | 0 | 0 | 0 | 0 | 0 | 131438.2195 | 0 | 0 | 0 | 8733615.6318 | 0 | 0 | 0 | 0 | -148983.3894 | 0 | 0 | 0 | 0 | 0 | 0 | 0 | -17838.6585 | 0 | 0 | 0 | 0 | 0 | 0
2016-07-08 12:00 | 0 | 0 | 0 | 0 | 189243.5545 | 95370.5778 | 491037 | 0 | 0 | 0 | 243845.4053 | 0 | 0 | 0 | 0 | 0 | 0 | 0 | 0 | 0 | 0 | 8733580.6973 | 0 | 0 | 0 | 0 | -74984.6482 | 0 | 0 | 0 | 0 | 0 | 0 | 0 | -131438.2195 | 0 | 0 | 0 | 0 | 0 | 0
2016-07-08 13:00 | 0 | 0 | 0 | 0 | 0 | 431273.4524 | 523699 | 0 | 0 | 0 | 151419.8577 | 0 | 0 | 0 | 0 | 0 | 0 | 0 | 0 | 0 | 0 | 8733545.763 | 0 | 0 | 0 | 0 | -92425.5476 | 0 | 0 | 0 | 0 | 0 | 0 | 0 | 0 | 0 | 0 | 0 | 0 | 0 | 0
2016-07-08 14:00 | 0 | 0 | 0 | 0 | 0 | 612289.9511 | 557938 | 0 | 0 | 0 | 205771.8089 | 0 | 0 | 0 | 0 | 0 | 0 | 0 | 0 | 0 | 0 | 8733510.8288 | 0 | 0 | 0 | 0 | 54351.9511 | 0 | 0 | 0 | 0 | 0 | 0 | 0 | 0 | 0 | 0 | 0 | 0 | 0 | 0
2016-07-08 15:00 | 0 | 0 | 0 | 0 | 0 | 717400.3104 | 591140 | 0 | 0 | 0 | 200593.8998 | 0 | 0 | 0 | 0 | 0 | 0 | 131438.2195 | 0 | 0 | 0 | 8733475.8948 | 0 | 0 | 0 | 0 | -5177.9091 | 0 | 0 | 0 | 0 | 0 | 0 | 0 | 131438.2195 | 0 | 0 | 0 | 0 | 0 | 0
2016-07-08 16:00 | 0 | 0 | 0 | 0 | 121288.3514 | 775821.2575 | 616688 | 0 | 0 | 0 | 349577.2892 | 0 | 0 | 0 | 0 | 0 | 0 | 262876.439 | 0 | 0 | 0 | 8733440.9608 | 0 | 0 | 0 | 0 | 148983.3894 | 0 | 0 | 0 | 0 | 0 | 0 | 0 | 131438.2195 | 0 | 0 | 0 | 0 | 0 | 0
2016-07-08 17:00 | 0 | 0 | 0 | 0 | 0 | 789083.2108 | 637306 | 0 | 0 | 0 | 498560.6785 | 0 | 0 | 0 | 0 | 0 | 0 | 265670.2604 | 0 | 0 | 0 | 8733406.0271 | 0 | 0 | 0 | 0 | 148983.3894 | 0 | 0 | 0 | 0 | 0 | 0 | 0 | 2793.8214 | 0 | 0 | 0 | 0 | 0 | 0
2016-07-08 18:00 | 0 | 0 | 0 | 0 | 0 | 785698.2947 | 652156 | 0 | 0 | 0 | 647544.0679 | 0 | 0 | 0 | 0 | 0 | 0 | 250229.1658 | 0 | 0 | 0 | 8733371.0935 | 0 | 0 | 0 | 0 | 148983.3894 | 0 | 0 | 0 | 0 | 0 | 0 | 0 | -15441.0947 | 0 | 0 | 0 | 0 | 0 | 0
2016-07-08 19:00 | 0 | 0 | 0 | 0 | 0 | 776494.2813 | 661112 | 0 | 0 | 0 | 796527.4573 | 0 | 0 | 0 | 0 | 0 | 0 | 216628.0577 | 0 | 0 | 0 | 8733336.16 | 0 | 0 | 0 | 0 | 148983.3894 | 0 | 0 | 0 | 0 | 0 | 0 | 0 | -33601.1081 | 0 | 0 | 0 | 0 | 0 | 0
2016-07-08 20:00 | 0 | 0 | 0 | 0 | 0 | 769414.3636 | 666277 | 0 | 0 | 0 | 945510.8467 | 0 | 0 | 0 | 0 | 0 | 0 | 170782.0319 | 0 | 0 | 0 | 8733301.2266 | 0 | 0 | 0 | 0 | 148983.3894 | 0 | 0 | 0 | 0 | 0 | 0 | 0 | -45846.0258 | 0 | 0 | 0 | 0 | 0 | 0
2016-07-08 21:00 | 0 | 0 | 0 | 0 | 0 | 752056.8925 | 666264 | 0 | 0 | 0 | 1094494.236 | 0 | 0 | 0 | 0 | 0 | 0 | 107591.535 | 0 | 0 | 0 | 8733266.2934 | 0 | 0 | 0 | 0 | 148983.3894 | 0 | 0 | 0 | 0 | 0 | 0 | 0 | -63190.4969 | 0 | 0 | 0 | 0 | 0 | 0
2016-07-08 22:00 | 0 | 0 | 0 | 0 | 0 | 722996.246 | 657650 | 0 | 0 | 0 | 1028402.2625 | 0 | 0 | 0 | 0 | 0 | 0 | 239029.7545 | 0 | 0 | 0 | 8733231.3604 | 0 | 0 | 0 | 0 | -66091.9736 | 0 | 0 | 0 | 0 | 0 | 0 | 0 | 131438.2195 | 0 | 0 | 0 | 0 | 0 | 0
2016-07-08 23:00 | 0 | 0 | 0 | 0 | 19118.6666 | 640041.5032 | 641615 | 0 | 0 | 0 | 1177385.6518 | 0 | 0 | 0 | 0 | 0 | 0 | 107591.535 | 0 | 0 | 0 | 8733196.4274 | 0 | 0 | 0 | 0 | 148983.3894 | 0 | 0 | 0 | 0 | 0 | 0 | 0 | -131438.2195 | 0 | 0 | 0 | 0 | 0 | 0
2016-07-09 | 0 | 0 | 0 | 0 | 0 | 533752.9321 | 621080 | 0 | 0 | 0 | 1028402.2625 | 0 | 0 | 0 | 0 | 0 | 0 | 169247.8565 | 0 | 0 | 0 | 8733161.4947 | 0 | 0 | 0 | 0 | -148983.3894 | 0 | 0 | 0 | 0 | 0 | 0 | 0 | 61656.3215 | 0 | 0 | 0 | 0 | 0 | 0
2016-07-09 01:00 | 0 | 0 | 0 | 0 | 365436.2739 | 305815.1521 | 600655 | 0 | 0 | 0 | 967560.4689 | 0 | 0 | 0 | 0 | 0 | 0 | 300686.076 | 0 | 0 | 0 | 8733126.562 | 0 | 0 | 0 | 0 | -60841.7936 | 0 | 0 | 0 | 0 | 0 | 0 | 0 | 131438.2195 | 0 | 0 | 0 | 0 | 0 | 0
2016-07-09 02:00 | 0 | 0 | 0 | 0 | 253074.1114 | 39578.2797 | 573074 | 0 | 0 | 0 | 818577.0795 | 0 | 0 | 0 | 0 | 0 | 0 | 169247.8565 | 0 | 0 | 0 | 8733091.6295 | 0 | 0 | 0 | 0 | -148983.3894 | 0 | 0 | 0 | 0 | 0 | 0 | 0 | -131438.2195 | 0 | 0 | 0 | 0 | 0 | 0
2016-07-09 03:00 | 0 | 0 | 0 | 0 | 521261.1505 | 0.23491 | 537026 | 0 | 0 | 0 | 671374.2454 | 0 | 0 | 0 | 0 | 0 | 0 | 300686.076 | 0 | 0 | 0 | 8733056.6971 | 0 | 0 | 0 | 0 | -147202.8341 | 0 | 0 | 0 | 0 | 0 | 0 | 0 | 131438.2195 | 0 | 0 | 0 | 0 | 0 | 0
2016-07-09 04:00 | 0 | 0 | 0 | 0 | 404085.5965 | 0 | 503058 | 0 | 0 | 0 | 703840.0615 | 0 | 0 | 0 | 0 | 0 | 0 | 169247.8565 | 0 | 0 | 0 | 8733021.7649 | 0 | 0 | 0 | 0 | 32465.816 | 0 | 0 | 0 | 0 | 0 | 0 | 0 | -131438.2195 | 0 | 0 | 0 | 0 | 0 | 0
2016-07-09 05:00 | 0 | 0 | 0 | 0 | 465952.9291 | 0 | 472233 | 0 | 0 | 0 | 735369.6275 | 0 | 0 | 0 | 0 | 0 | 0 | 131438.2195 | 0 | 0 | 0 | 8732986.8328 | 0 | 0 | 0 | 0 | 31529.5661 | 0 | 0 | 0 | 0 | 0 | 0 | 0 | -37809.637 | 0 | 0 | 0 | 0 | 0 | 0
2016-07-09 06:00 | 0 | 0 | 0 | 0 | 166562.3911 | 0 | 446984 | 0 | 0 | 0 | 586386.2382 | 0 | 0 | 0 | 0 | 0 | 0 | 0 | 0 | 0 | 0 | 8732951.9009 | 0 | 0 | 0 | 0 | -148983.3894 | 0 | 0 | 0 | 0 | 0 | 0 | 0 | -131438.2195 | 0 | 0 | 0 | 0 | 0 | 0
2016-07-09 07:00 | 0 | 0 | 0 | 0 | 424173.5633 | 0 | 427811 | 0 | 0 | 0 | 451310.5819 | 0 | 0 | 0 | 0 | 0 | 0 | 131438.2195 | 0 | 0 | 0 | 8732916.9691 | 0 | 0 | 0 | 0 | -135075.6562 | 0 | 0 | 0 | 0 | 0 | 0 | 0 | 131438.2195 | 0 | 0 | 0 | 0 | 0 | 0
2016-07-09 08:00 | 0 | 0 | 0 | 0 | 397556.8301 | 0 | 415102 | 0 | 0 | 0 | 302327.1926 | 0 | 0 | 0 | 0 | 0 | 0 | 262876.439 | 0 | 0 | 0 | 8732882.0374 | 0 | 0 | 0 | 0 | -148983.3894 | 0 | 0 | 0 | 0 | 0 | 0 | 0 | 131438.2195 | 0 | 0 | 0 | 0 | 0 | 0
2016-07-09 09:00 | 0 | 0 | 0 | 0 | 374612.52 | 0 | 408303 | 0 | 0 | 0 | 400074.9321 | 0 | 0 | 0 | 0 | 0 | 0 | 131438.2195 | 0 | 0 | 0 | 8732847.1059 | 0 | 0 | 0 | 0 | 97747.7396 | 0 | 0 | 0 | 0 | 0 | 0 | 0 | -131438.2195 | 0 | 0 | 0 | 0 | 0 | 0
2016-07-09 10:00 | 0 | 0 | 0 | 0 | 125390.3911 | 0 | 405812 | 0 | 0 | 0 | 251091.5428 | 0 | 0 | 0 | 0 | 0 | 0 | 0 | 0 | 0 | 0 | 8732812.1745 | 0 | 0 | 0 | 0 | -148983.3894 | 0 | 0 | 0 | 0 | 0 | 0 | 0 | -131438.2195 | 0 | 0 | 0 | 0 | 0 | 0
2016-07-09 11:00 | 0 | 0 | 0 | 0 | 302286.3857 | 7.2742 | 412095 | 0 | 0 | 0 | 102108.1534 | 0 | 0 | 0 | 0 | 0 | 0 | 39182.0492 | 0 | 0 | 0 | 8732777.2432 | 0 | 0 | 0 | 0 | -148983.3894 | 0 | 0 | 0 | 0 | 0 | 0 | 0 | 39182.0492 | 0 | 0 | 0 | 0 | 0 | 0
2016-07-09 12:00 | 0 | 0 | 0 | 0 | 170467.2135 | 119771.5839 | 431529 | 0 | 0 | 0 | 0 | 0 | 0 | 0 | 0 | 0 | 0 | 0 | 0 | 0 | 0 | 8732742.3121 | 0 | 0 | 0 | 0 | -102108.1534 | 0 | 0 | 0 | 0 | 0 | 0 | 0 | -39182.0492 | 0 | 0 | 0 | 0 | 0 | 0
2016-07-09 13:00 | 0 | 0 | 0 | 0 | 126607.8506 | 483774.5388 | 461399 | 0 | 0 | 0 | 148983.3894 | 0 | 0 | 0 | 0 | 0 | 0 | 0 | 0 | 0 | 0 | 8732707.3812 | 0 | 0 | 0 | 0 | 148983.3894 | 0 | 0 | 0 | 0 | 0 | 0 | 0 | 0 | 0 | 0 | 0 | 0 | 0 | 0
2016-07-09 14:00 | 0 | 0 | 0 | 0 | 0 | 637105.8086 | 494489 | 0 | 0 | 0 | 211131.9217 | 0 | 0 | 0 | 0 | 0 | 0 | 80468.2762 | 0 | 0 | 0 | 8732672.4503 | 0 | 0 | 0 | 0 | 62148.5323 | 0 | 0 | 0 | 0 | 0 | 0 | 0 | 80468.2762 | 0 | 0 | 0 | 0 | 0 | 0
2016-07-09 15:00 | 0 | 0 | 0 | 0 | 0 | 739598.9966 | 525257 | 0 | 0 | 0 | 360115.3111 | 0 | 0 | 0 | 0 | 0 | 0 | 145826.8835 | 0 | 0 | 0 | 8732637.5196 | 0 | 0 | 0 | 0 | 148983.3894 | 0 | 0 | 0 | 0 | 0 | 0 | 0 | 65358.6072 | 0 | 0 | 0 | 0 | 0 | 0
2016-07-09 16:00 | 0 | 0 | 0 | 0 | 0 | 795453.0855 | 550195 | 0 | 0 | 0 | 509098.7004 | 0 | 0 | 0 | 0 | 0 | 0 | 242101.5796 | 0 | 0 | 0 | 8732602.5891 | 0 | 0 | 0 | 0 | 148983.3894 | 0 | 0 | 0 | 0 | 0 | 0 | 0 | 96274.6961 | 0 | 0 | 0 | 0 | 0 | 0
2016-07-09 17:00 | 0 | 0 | 0 | 0 | 0 | 806938.7181 | 569722 | 0 | 0 | 0 | 658082.0898 | 0 | 0 | 0 | 0 | 0 | 0 | 330334.9084 | 0 | 0 | 0 | 8732567.6587 | 0 | 0 | 0 | 0 | 148983.3894 | 0 | 0 | 0 | 0 | 0 | 0 | 0 | 88233.3288 | 0 | 0 | 0 | 0 | 0 | 0
2016-07-09 18:00 | 0 | 0 | 0 | 0 | 0 | 803073.5021 | 583892 | 0 | 0 | 0 | 807065.4792 | 0 | 0 | 0 | 0 | 0 | 0 | 400533.0211 | 0 | 0 | 0 | 8732532.7284 | 0 | 0 | 0 | 0 | 148983.3894 | 0 | 0 | 0 | 0 | 0 | 0 | 0 | 70198.1127 | 0 | 0 | 0 | 0 | 0 | 0
2016-07-09 19:00 | 0 | 0 | 0 | 0 | 0 | 794259.5881 | 595393 | 0 | 0 | 0 | 956048.8686 | 0 | 0 | 0 | 0 | 0 | 0 | 450416.2198 | 0 | 0 | 0 | 8732497.7983 | 0 | 0 | 0 | 0 | 148983.3894 | 0 | 0 | 0 | 0 | 0 | 0 | 0 | 49883.1987 | 0 | 0 | 0 | 0 | 0 | 0
2016-07-09 20:00 | 0 | 0 | 0 | 0 | 0 | 789534.5424 | 603013 | 0 | 0 | 0 | 1105032.2579 | 0 | 0 | 0 | 0 | 0 | 0 | 487954.3728 | 0 | 0 | 0 | 8732462.8683 | 0 | 0 | 0 | 0 | 148983.3894 | 0 | 0 | 0 | 0 | 0 | 0 | 0 | 37538.1531 | 0 | 0 | 0 | 0 | 0 | 0
2016-07-09 21:00 | 0 | 0 | 0 | 0 | 0 | 778384.8852 | 605780 | 0 | 0 | 0 | 1254015.6473 | 0 | 0 | 0 | 0 | 0 | 0 | 511575.8687 | 0 | 0 | 0 | 8732427.9384 | 0 | 0 | 0 | 0 | 148983.3894 | 0 | 0 | 0 | 0 | 0 | 0 | 0 | 23621.4959 | 0 | 0 | 0 | 0 | 0 | 0
2016-07-09 22:00 | 0 | 0 | 0 | 0 | 0 | 751556.2476 | 600420 | 0 | 0 | 0 | 1402999.0367 | 0 | 0 | 0 | 0 | 0 | 0 | 513728.7269 | 0 | 0 | 0 | 8732393.0087 | 0 | 0 | 0 | 0 | 148983.3894 | 0 | 0 | 0 | 0 | 0 | 0 | 0 | 2152.8582 | 0 | 0 | 0 | 0 | 0 | 0
2016-07-09 23:00 | 0 | 0 | 0 | 0 | 0 | 674769.152 | 588550 | 0 | 0 | 0 | 1551982.426 | 0 | 0 | 0 | 0 | 0 | 0 | 450964.4895 | 0 | 0 | 0 | 8732358.0791 | 0 | 0 | 0 | 0 | 148983.3894 | 0 | 0 | 0 | 0 | 0 | 0 | 0 | -62764.2374 | 0 | 0 | 0 | 0 | 0 | 0
2016-07-10 | 0 | 0 | 0 | 0 | 0 | 547050.279 | 572382 | 0 | 0 | 0 | 1463886.4677 | 0 | 0 | 0 | 0 | 0 | 0 | 513728.7269 | 0 | 0 | 0 | 8732323.1497 | 0 | 0 | 0 | 0 | -88095.9584 | 0 | 0 | 0 | 0 | 0 | 0 | 0 | 62764.2374 | 0 | 0 | 0 | 0 | 0 | 0
2016-07-10 01:00 | 0 | 0 | 0 | 0 | 0 | 293005.4888 | 557030 | 0 | 0 | 0 | 1331300.1759 | 0 | 0 | 0 | 0 | 0 | 0 | 382290.5074 | 0 | 0 | 0 | 8732288.2204 | 0 | 0 | 0 | 0 | -132586.2917 | 0 | 0 | 0 | 0 | 0 | 0 | 0 | -131438.2195 | 0 | 0 | 0 | 0 | 0 | 0
2016-07-10 02:00 | 0 | 0 | 0 | 0 | 218804.1234 | 35509.2677 | 534735 | 0 | 0 | 0 | 1182316.7866 | 0 | 0 | 0 | 0 | 0 | 0 | 250852.2879 | 0 | 0 | 0 | 8732253.2913 | 0 | 0 | 0 | 0 | -148983.3894 | 0 | 0 | 0 | 0 | 0 | 0 | 0 | -131438.2195 | 0 | 0 | 0 | 0 | 0 | 0
2016-07-10 03:00 | 0 | 0 | 0 | 0 | 224215.0931 | 0.29807 | 504637 | 0 | 0 | 0 | 1033333.3972 | 0 | 0 | 0 | 0 | 0 | 0 | 119414.0684 | 0 | 0 | 0 | 8732218.3623 | 0 | 0 | 0 | 0 | -148983.3894 | 0 | 0 | 0 | 0 | 0 | 0 | 0 | -131438.2195 | 0 | 0 | 0 | 0 | 0 | 0
2016-07-10 04:00 | 0 | 0 | 0 | 0 | 655846.397 | 0 | 472865 | 0 | 0 | 0 | 1084876.5746 | 0 | 0 | 0 | 0 | 0 | 0 | 250852.2879 | 0 | 0 | 0 | 8732183.4334 | 0 | 0 | 0 | 0 | 51543.1775 | 0 | 0 | 0 | 0 | 0 | 0 | 0 | 131438.2195 | 0 | 0 | 0 | 0 | 0 | 0
2016-07-10 05:00 | 0 | 0 | 0 | 0 | 164746.3911 | 0 | 445168 | 0 | 0 | 0 | 935893.1853 | 0 | 0 | 0 | 0 | 0 | 0 | 119414.0684 | 0 | 0 | 0 | 8732148.5046 | 0 | 0 | 0 | 0 | -148983.3894 | 0 | 0 | 0 | 0 | 0 | 0 | 0 | -131438.2195 | 0 | 0 | 0 | 0 | 0 | 0
2016-07-10 06:00 | 0 | 0 | 0 | 0 | 154644.5422 | 0 | 423042 | 0 | 0 | 0 | 786909.7959 | 0 | 0 | 0 | 0 | 0 | 0 | 0 | 0 | 0 | 0 | 8732113.5761 | 0 | 0 | 0 | 0 | -148983.3894 | 0 | 0 | 0 | 0 | 0 | 0 | 0 | -119414.0684 | 0 | 0 | 0 | 0 | 0 | 0
2016-07-10 07:00 | 0 | 0 | 0 | 0 | 387843.8301 | 0 | 405389 | 0 | 0 | 0 | 637926.4065 | 0 | 0 | 0 | 0 | 0 | 0 | 131438.2195 | 0 | 0 | 0 | 8732078.6476 | 0 | 0 | 0 | 0 | -148983.3894 | 0 | 0 | 0 | 0 | 0 | 0 | 0 | 131438.2195 | 0 | 0 | 0 | 0 | 0 | 0
2016-07-10 08:00 | 0 | 0 | 0 | 0 | 112573.3911 | 0 | 392995 | 0 | 0 | 0 | 488943.0172 | 0 | 0 | 0 | 0 | 0 | 0 | 0 | 0 | 0 | 0 | 8732043.7193 | 0 | 0 | 0 | 0 | -148983.3894 | 0 | 0 | 0 | 0 | 0 | 0 | 0 | -131438.2195 | 0 | 0 | 0 | 0 | 0 | 0
2016-07-10 09:00 | 0 | 0 | 0 | 0 | 474465.0989 | 0 | 386041 | 0 | 0 | 0 | 445928.8966 | 0 | 0 | 0 | 0 | 0 | 0 | 131438.2195 | 0 | 0 | 0 | 8732008.7911 | 0 | 0 | 0 | 0 | -43014.1206 | 0 | 0 | 0 | 0 | 0 | 0 | 0 | 131438.2195 | 0 | 0 | 0 | 0 | 0 | 0
2016-07-10 10:00 | 0 | 0 | 0 | 0 | 101993.3911 | 0 | 382415 | 0 | 0 | 0 | 296945.5072 | 0 | 0 | 0 | 0 | 0 | 0 | 0 | 0 | 0 | 0 | 8731973.8631 | 0 | 0 | 0 | 0 | -148983.3894 | 0 | 0 | 0 | 0 | 0 | 0 | 0 | -131438.2195 | 0 | 0 | 0 | 0 | 0 | 0
2016-07-10 11:00 | 0 | 0 | 0 | 0 | 238500.3432 | 6.2674 | 387490 | 0 | 0 | 0 | 147962.1179 | 0 | 0 | 0 | 0 | 0 | 0 | 0 | 0 | 0 | 0 | 8731938.9352 | 0 | 0 | 0 | 0 | -148983.3894 | 0 | 0 | 0 | 0 | 0 | 0 | 0 | 0 | 0 | 0 | 0 | 0 | 0 | 0
2016-07-10 12:00 | 0 | 0 | 0 | 0 | 231101.2481 | 103745.5934 | 407703 | 0 | 0 | 0 | 75105.9593 | 0 | 0 | 0 | 0 | 0 | 0 | 0 | 0 | 0 | 0 | 8731904.0074 | 0 | 0 | 0 | 0 | -72856.1585 | 0 | 0 | 0 | 0 | 0 | 0 | 0 | 0 | 0 | 0 | 0 | 0 | 0 | 0
2016-07-10 13:00 | 0 | 0 | 0 | 0 | 110580.9733 | 473501.4161 | 435099 | 0 | 0 | 0 | 224089.3487 | 0 | 0 | 0 | 0 | 0 | 0 | 0 | 0 | 0 | 0 | 8731869.0798 | 0 | 0 | 0 | 0 | 148983.3894 | 0 | 0 | 0 | 0 | 0 | 0 | 0 | 0 | 0 | 0 | 0 | 0 | 0 | 0
2016-07-10 14:00 | 0 | 0 | 0 | 0 | 0 | 633939.7139 | 466139 | 0 | 0 | 0 | 373072.7381 | 0 | 0 | 0 | 0 | 0 | 0 | 0 | 0 | 0 | 0 | 8746888.0119 | 0 | 0 | 0 | 0 | 148983.3894 | 0 | 0 | 0 | 0 | 0 | 0 | 0 | 0 | 0 | 0 | 0 | 18817.3245 | 0 | 0
2016-07-10 15:00 | 0 | 0 | 0 | 0 | 0 | 773145.3047 | 496547 | 0 | 0 | 0 | 522056.1274 | 0 | 0 | 0 | 0 | 0 | 0 | 108797.5908 | 0 | 0 | 0 | 8761906.884 | 0 | 0 | 0 | 0 | 148983.3894 | 0 | 0 | 0 | 0 | 0 | 0 | 0 | 108797.5908 | 0 | 0 | 0 | 18817.3245 | 0 | 0
2016-07-10 16:00 | 0 | 0 | 0 | 0 | 0 | 670588.5097 | 524202 | 0 | 0 | 0 | 671039.5168 | 0 | 0 | 0 | 0 | 0 | 0 | 87383.3867 | 0 | 0 | 0 | 8776925.6959 | 0 | 0 | 0 | 0 | 148983.3894 | 0 | 0 | 0 | 0 | 0 | 0 | 0 | -21414.2041 | 0 | 0 | 0 | 18817.3245 | 0 | 0
2016-07-10 17:00 | 0 | 0 | 0 | 0 | 0 | 834229.6954 | 547624 | 0 | 0 | 0 | 820022.9062 | 0 | 0 | 0 | 0 | 0 | 0 | 206188.3683 | 0 | 0 | 0 | 8791944.4478 | 0 | 0 | 0 | 0 | 148983.3894 | 0 | 0 | 0 | 0 | 0 | 0 | 0 | 118804.9816 | 0 | 0 | 0 | 18817.3245 | 0 | 0
2016-07-10 18:00 | 0 | 0 | 0 | 0 | 0 | 828911.6674 | 566798 | 0 | 0 | 0 | 969006.2955 | 0 | 0 | 0 | 0 | 0 | 0 | 300501.3218 | 0 | 0 | 0 | 8806963.1396 | 0 | 0 | 0 | 0 | 148983.3894 | 0 | 0 | 0 | 0 | 0 | 0 | 0 | 94312.9536 | 0 | 0 | 0 | 18817.3245 | 0 | 0
2016-07-10 19:00 | 0 | 0 | 0 | 0 | 0 | 822424.8208 | 581698 | 0 | 0 | 0 | 1117989.6849 | 0 | 0 | 0 | 0 | 0 | 0 | 373427.4288 | 0 | 0 | 0 | 8821981.7713 | 0 | 0 | 0 | 0 | 148983.3894 | 0 | 0 | 0 | 0 | 0 | 0 | 0 | 72926.107 | 0 | 0 | 0 | 18817.3245 | 0 | 0
2016-07-10 20:00 | 0 | 0 | 0 | 0 | 0 | 822836.3489 | 592595 | 0 | 0 | 0 | 1266973.0743 | 0 | 0 | 0 | 0 | 0 | 0 | 435868.0639 | 0 | 0 | 0 | 8837000.343 | 0 | 0 | 0 | 0 | 148983.3894 | 0 | 0 | 0 | 0 | 0 | 0 | 0 | 62440.635 | 0 | 0 | 0 | 18817.3245 | 0 | 0
2016-07-10 21:00 | 0 | 0 | 0 | 0 | 0 | 817808.6853 | 599783 | 0 | 0 | 0 | 1415956.4637 | 0 | 0 | 0 | 0 | 0 | 0 | 486093.0353 | 0 | 0 | 0 | 8852018.8546 | 0 | 0 | 0 | 0 | 148983.3894 | 0 | 0 | 0 | 0 | 0 | 0 | 0 | 50224.9714 | 0 | 0 | 0 | 18817.3245 | 0 | 0
2016-07-10 22:00 | 0 | 0 | 0 | 0 | 0 | 795823.4055 | 600387 | 0 | 0 | 0 | 1564939.853 | 0 | 0 | 0 | 0 | 0 | 0 | 513728.7269 | 0 | 0 | 0 | 8867037.3061 | 0 | 0 | 0 | 0 | 148983.3894 | 0 | 0 | 0 | 0 | 0 | 0 | 0 | 27635.6916 | 0 | 0 | 0 | 18817.3245 | 0 | 0
2016-07-10 23:00 | 0 | 0 | 0 | 0 | 0 | 717786.5586 | 591233 | 0 | 0 | 0 | 1713923.2424 | 0 | 0 | 0 | 0 | 0 | 0 | 491298.8961 | 0 | 0 | 0 | 8867001.8379 | 0 | 0 | 0 | 0 | 148983.3894 | 0 | 0 | 0 | 0 | 0 | 0 | 0 | -22429.8308 | 0 | 0 | 0 | 0 | 0 | 0
2016-07-11 | 0 | 0 | 0 | 0 | 0 | 590399.7338 | 576878 | 0 | 0 | 0 | 1705015.1454 | 0 | 0 | 0 | 0 | 0 | 0 | 513728.7269 | 0 | 0 | 0 | 8866966.3699 | 0 | 0 | 0 | 0 | -8908.097 | 0 | 0 | 0 | 0 | 0 | 0 | 0 | 22429.8308 | 0 | 0 | 0 | 0 | 0 | 0
2016-07-11 01:00 | 0 | 0 | 0 | 0 | 0 | 321592.2212 | 564175 | 0 | 0 | 0 | 1593870.5861 | 0 | 0 | 0 | 0 | 0 | 0 | 382290.5074 | 0 | 0 | 0 | 8866930.9021 | 0 | 0 | 0 | 0 | -111144.5593 | 0 | 0 | 0 | 0 | 0 | 0 | 0 | -131438.2195 | 0 | 0 | 0 | 0 | 0 | 0
2016-07-11 02:00 | 0 | 0 | 0 | 0 | 211986.8453 | 49256.5458 | 541665 | 0 | 0 | 0 | 1444887.1968 | 0 | 0 | 0 | 0 | 0 | 0 | 250852.2879 | 0 | 0 | 0 | 8866895.4343 | 0 | 0 | 0 | 0 | -148983.3894 | 0 | 0 | 0 | 0 | 0 | 0 | 0 | -131438.2195 | 0 | 0 | 0 | 0 | 0 | 0
2016-07-11 03:00 | 0 | 0 | 0 | 0 | 229339.2115 | 0.17963 | 509761 | 0 | 0 | 0 | 1295903.8074 | 0 | 0 | 0 | 0 | 0 | 0 | 119414.0684 | 0 | 0 | 0 | 8866859.9668 | 0 | 0 | 0 | 0 | -148983.3894 | 0 | 0 | 0 | 0 | 0 | 0 | 0 | -131438.2195 | 0 | 0 | 0 | 0 | 0 | 0
2016-07-11 04:00 | 0 | 0 | 0 | 0 | 459982.8301 | 0 | 477528 | 0 | 0 | 0 | 1146920.418 | 0 | 0 | 0 | 0 | 0 | 0 | 250852.2879 | 0 | 0 | 0 | 8866824.4993 | 0 | 0 | 0 | 0 | -148983.3894 | 0 | 0 | 0 | 0 | 0 | 0 | 0 | 131438.2195 | 0 | 0 | 0 | 0 | 0 | 0
2016-07-11 05:00 | 0 | 0 | 0 | 0 | 170120.3911 | 0 | 450542 | 0 | 0 | 0 | 997937.0287 | 0 | 0 | 0 | 0 | 0 | 0 | 119414.0684 | 0 | 0 | 0 | 8866789.032 | 0 | 0 | 0 | 0 | -148983.3894 | 0 | 0 | 0 | 0 | 0 | 0 | 0 | -131438.2195 | 0 | 0 | 0 | 0 | 0 | 0
2016-07-11 06:00 | 0 | 0 | 0 | 0 | 160248.5422 | 0 | 428646 | 0 | 0 | 0 | 848953.6393 | 0 | 0 | 0 | 0 | 0 | 0 | 0 | 0 | 0 | 0 | 8866753.5649 | 0 | 0 | 0 | 0 | -148983.3894 | 0 | 0 | 0 | 0 | 0 | 0 | 0 | -119414.0684 | 0 | 0 | 0 | 0 | 0 | 0
2016-07-11 07:00 | 0 | 0 | 0 | 0 | 395304.8301 | 0 | 412850 | 0 | 0 | 0 | 699970.2499 | 0 | 0 | 0 | 0 | 0 | 0 | 131438.2195 | 0 | 0 | 0 | 8866718.0979 | 0 | 0 | 0 | 0 | -148983.3894 | 0 | 0 | 0 | 0 | 0 | 0 | 0 | 131438.2195 | 0 | 0 | 0 | 0 | 0 | 0
2016-07-11 08:00 | 0 | 0 | 0 | 0 | 423646.1699 | 0 | 406101 | 0 | 0 | 0 | 848953.6393 | 0 | 0 | 0 | 0 | 0 | 0 | 0 | 0 | 0 | 0 | 8866682.631 | 0 | 0 | 0 | 0 | 148983.3894 | 0 | 0 | 0 | 0 | 0 | 0 | 0 | -131438.2195 | 0 | 0 | 0 | 0 | 0 | 0
2016-07-11 09:00 | 0 | 0 | 0 | 0 | 393430.8301 | 0 | 410976 | 0 | 0 | 0 | 699970.2499 | 0 | 0 | 0 | 0 | 0 | 0 | 131438.2195 | 0 | 0 | 0 | 8866647.1643 | 0 | 0 | 0 | 0 | -148983.3894 | 0 | 0 | 0 | 0 | 0 | 0 | 0 | 131438.2195 | 0 | 0 | 0 | 0 | 0 | 0
2016-07-11 10:00 | 0 | 0 | 0 | 0 | 144320.3911 | 0 | 424742 | 0 | 0 | 0 | 550986.8606 | 0 | 0 | 0 | 0 | 0 | 0 | 0 | 0 | 0 | 0 | 8866611.6977 | 0 | 0 | 0 | 0 | -148983.3894 | 0 | 0 | 0 | 0 | 0 | 0 | 0 | -131438.2195 | 0 | 0 | 0 | 0 | 0 | 0
2016-07-11 11:00 | 0 | 0 | 0 | 0 | 294149.9946 | 5.616 | 443139 | 0 | 0 | 0 | 402003.4712 | 0 | 0 | 0 | 0 | 0 | 0 | 0 | 0 | 0 | 0 | 8866576.2312 | 0 | 0 | 0 | 0 | -148983.3894 | 0 | 0 | 0 | 0 | 0 | 0 | 0 | 0 | 0 | 0 | 0 | 0 | 0 | 0
2016-07-11 12:00 | 0 | 0 | 0 | 0 | 198272.7914 | 122526.8192 | 469783 | 0 | 0 | 0 | 253020.0818 | 0 | 0 | 0 | 0 | 0 | 0 | 0 | 0 | 0 | 0 | 8866540.7649 | 0 | 0 | 0 | 0 | -148983.3894 | 0 | 0 | 0 | 0 | 0 | 0 | 0 | 0 | 0 | 0 | 0 | 0 | 0 | 0
2016-07-11 13:00 | 0 | 0 | 0 | 0 | 165425.4386 | 484582.9508 | 501025 | 0 | 0 | 0 | 402003.4712 | 0 | 0 | 0 | 0 | 0 | 0 | 0 | 0 | 0 | 0 | 8866505.2987 | 0 | 0 | 0 | 0 | 148983.3894 | 0 | 0 | 0 | 0 | 0 | 0 | 0 | 0 | 0 | 0 | 0 | 0 | 0 | 0
2016-07-11 14:00 | 0 | 0 | 0 | 0 | 0 | 686004.6916 | 535818 | 0 | 0 | 0 | 420751.9433 | 0 | 0 | 0 | 0 | 0 | 0 | 131438.2195 | 0 | 0 | 0 | 8866469.8327 | 0 | 0 | 0 | 0 | 18748.4721 | 0 | 0 | 0 | 0 | 0 | 0 | 0 | 131438.2195 | 0 | 0 | 0 | 0 | 0 | 0
2016-07-11 15:00 | 0 | 0 | 0 | 0 | 0 | 791585.0299 | 568424 | 0 | 0 | 0 | 569735.3327 | 0 | 0 | 0 | 0 | 0 | 0 | 205615.86 | 0 | 0 | 0 | 8866434.3668 | 0 | 0 | 0 | 0 | 148983.3894 | 0 | 0 | 0 | 0 | 0 | 0 | 0 | 74177.6405 | 0 | 0 | 0 | 0 | 0 | 0
2016-07-11 16:00 | 0 | 0 | 0 | 0 | 0 | 838308.5527 | 596823 | 0 | 0 | 0 | 718718.722 | 0 | 0 | 0 | 0 | 0 | 0 | 298118.0233 | 0 | 0 | 0 | 8866398.9011 | 0 | 0 | 0 | 0 | 148983.3894 | 0 | 0 | 0 | 0 | 0 | 0 | 0 | 92502.1633 | 0 | 0 | 0 | 0 | 0 | 0
2016-07-11 17:00 | 0 | 0 | 0 | 0 | 0 | 850486.118 | 621048 | 0 | 0 | 0 | 867702.1114 | 0 | 0 | 0 | 0 | 0 | 0 | 378572.7519 | 0 | 0 | 0 | 8866363.4355 | 0 | 0 | 0 | 0 | 148983.3894 | 0 | 0 | 0 | 0 | 0 | 0 | 0 | 80454.7286 | 0 | 0 | 0 | 0 | 0 | 0
2016-07-11 18:00 | 0 | 0 | 0 | 0 | 0 | 845268.0638 | 640543 | 0 | 0 | 0 | 1016685.5008 | 0 | 0 | 0 | 0 | 0 | 0 | 434314.4264 | 0 | 0 | 0 | 8866327.9701 | 0 | 0 | 0 | 0 | 148983.3894 | 0 | 0 | 0 | 0 | 0 | 0 | 0 | 55741.6745 | 0 | 0 | 0 | 0 | 0 | 0
2016-07-11 19:00 | 0 | 0 | 0 | 0 | 0 | 837828.765 | 654436 | 0 | 0 | 0 | 1165668.8901 | 0 | 0 | 0 | 0 | 0 | 0 | 468723.802 | 0 | 0 | 0 | 8866292.5047 | 0 | 0 | 0 | 0 | 148983.3894 | 0 | 0 | 0 | 0 | 0 | 0 | 0 | 34409.3756 | 0 | 0 | 0 | 0 | 0 | 0
2016-07-11 20:00 | 0 | 0 | 0 | 0 | 0 | 836143.554 | 663615 | 0 | 0 | 0 | 1314652.2795 | 0 | 0 | 0 | 0 | 0 | 0 | 492268.9666 | 0 | 0 | 0 | 8866257.0396 | 0 | 0 | 0 | 0 | 148983.3894 | 0 | 0 | 0 | 0 | 0 | 0 | 0 | 23545.1646 | 0 | 0 | 0 | 0 | 0 | 0
2016-07-11 21:00 | 0 | 0 | 0 | 0 | 0 | 830323.9158 | 666782 | 0 | 0 | 0 | 1456734.435 | 0 | 0 | 0 | 0 | 0 | 0 | 513728.7269 | 0 | 0 | 0 | 8866221.5746 | 0 | 0 | 0 | 0 | 142082.1555 | 0 | 0 | 0 | 0 | 0 | 0 | 0 | 21459.7603 | 0 | 0 | 0 | 0 | 0 | 0
2016-07-11 22:00 | 0 | 0 | 0 | 0 | 0 | 806598.5637 | 661340 | 0 | 0 | 0 | 1605717.8244 | 0 | 0 | 0 | 0 | 0 | 0 | 510003.9013 | 0 | 0 | 0 | 8866186.1097 | 0 | 0 | 0 | 0 | 148983.3894 | 0 | 0 | 0 | 0 | 0 | 0 | 0 | -3724.8256 | 0 | 0 | 0 | 0 | 0 | 0
2016-07-11 23:00 | 0 | 0 | 0 | 0 | 0 | 734297.7377 | 647838 | 0 | 0 | 0 | 1754701.2137 | 0 | 0 | 0 | 0 | 0 | 0 | 447480.2496 | 0 | 0 | 0 | 8866150.6449 | 0 | 0 | 0 | 0 | 148983.3894 | 0 | 0 | 0 | 0 | 0 | 0 | 0 | -62523.6517 | 0 | 0 | 0 | 0 | 0 | 0
2016-07-12 | 0 | 0 | 0 | 0 | 0 | 579848.5645 | 629895 | 0 | 0 | 0 | 1638406.3009 | 0 | 0 | 0 | 0 | 0 | 0 | 513728.7269 | 0 | 0 | 0 | 8866115.1803 | 0 | 0 | 0 | 0 | -116294.9128 | 0 | 0 | 0 | 0 | 0 | 0 | 0 | 66248.4773 | 0 | 0 | 0 | 0 | 0 | 0
2016-07-12 01:00 | 0 | 0 | 0 | 0 | 8126.4404 | 323218.9507 | 611767 | 0 | 0 | 0 | 1489422.9115 | 0 | 0 | 0 | 0 | 0 | 0 | 382290.5074 | 0 | 0 | 0 | 8866079.7159 | 0 | 0 | 0 | 0 | -148983.3894 | 0 | 0 | 0 | 0 | 0 | 0 | 0 | -131438.2195 | 0 | 0 | 0 | 0 | 0 | 0
2016-07-12 02:00 | 0 | 0 | 0 | 0 | 267623.7504 | 35401.6407 | 583447 | 0 | 0 | 0 | 1340439.5222 | 0 | 0 | 0 | 0 | 0 | 0 | 250852.2879 | 0 | 0 | 0 | 8866044.2515 | 0 | 0 | 0 | 0 | -148983.3894 | 0 | 0 | 0 | 0 | 0 | 0 | 0 | -131438.2195 | 0 | 0 | 0 | 0 | 0 | 0
2016-07-12 03:00 | 0 | 0 | 0 | 0 | 264470.3777 | 0.013423 | 544892 | 0 | 0 | 0 | 1191456.1328 | 0 | 0 | 0 | 0 | 0 | 0 | 119414.0684 | 0 | 0 | 0 | 8866008.7874 | 0 | 0 | 0 | 0 | -148983.3894 | 0 | 0 | 0 | 0 | 0 | 0 | 0 | -131438.2195 | 0 | 0 | 0 | 0 | 0 | 0
2016-07-12 04:00 | 0 | 0 | 0 | 0 | 789443.6089 | 0 | 509022 | 0 | 0 | 0 | 1340439.5222 | 0 | 0 | 0 | 0 | 0 | 0 | 250852.2879 | 0 | 0 | 0 | 8865973.3233 | 0 | 0 | 0 | 0 | 148983.3894 | 0 | 0 | 0 | 0 | 0 | 0 | 0 | 131438.2195 | 0 | 0 | 0 | 0 | 0 | 0
2016-07-12 05:00 | 0 | 0 | 0 | 0 | 196892.3911 | 0 | 477314 | 0 | 0 | 0 | 1191456.1328 | 0 | 0 | 0 | 0 | 0 | 0 | 119414.0684 | 0 | 0 | 0 | 8865937.8594 | 0 | 0 | 0 | 0 | -148983.3894 | 0 | 0 | 0 | 0 | 0 | 0 | 0 | -131438.2195 | 0 | 0 | 0 | 0 | 0 | 0
2016-07-12 06:00 | 0 | 0 | 0 | 0 | 182100.5422 | 0 | 450498 | 0 | 0 | 0 | 1042472.7434 | 0 | 0 | 0 | 0 | 0 | 0 | 0 | 0 | 0 | 0 | 8865902.3957 | 0 | 0 | 0 | 0 | -148983.3894 | 0 | 0 | 0 | 0 | 0 | 0 | 0 | -119414.0684 | 0 | 0 | 0 | 0 | 0 | 0
2016-07-12 07:00 | 0 | 0 | 0 | 0 | 414158.8301 | 0 | 431704 | 0 | 0 | 0 | 893489.354 | 0 | 0 | 0 | 0 | 0 | 0 | 131438.2195 | 0 | 0 | 0 | 8865866.9321 | 0 | 0 | 0 | 0 | -148983.3894 | 0 | 0 | 0 | 0 | 0 | 0 | 0 | 131438.2195 | 0 | 0 | 0 | 0 | 0 | 0
2016-07-12 08:00 | 0 | 0 | 0 | 0 | 144192.8155 | 0 | 421999 | 0 | 0 | 0 | 744505.9647 | 0 | 0 | 0 | 0 | 0 | 0 | 2615.4244 | 0 | 0 | 0 | 8865831.4686 | 0 | 0 | 0 | 0 | -148983.3894 | 0 | 0 | 0 | 0 | 0 | 0 | 0 | -128822.7951 | 0 | 0 | 0 | 0 | 0 | 0
2016-07-12 09:00 | 0 | 0 | 0 | 0 | 405441.8301 | 0 | 422987 | 0 | 0 | 0 | 595522.5753 | 0 | 0 | 0 | 0 | 0 | 0 | 134053.6439 | 0 | 0 | 0 | 8865796.0053 | 0 | 0 | 0 | 0 | -148983.3894 | 0 | 0 | 0 | 0 | 0 | 0 | 0 | 131438.2195 | 0 | 0 | 0 | 0 | 0 | 0
2016-07-12 10:00 | 0 | 0 | 0 | 0 | 155607.3911 | 0 | 436029 | 0 | 0 | 0 | 446539.1859 | 0 | 0 | 0 | 0 | 0 | 0 | 2615.4244 | 0 | 0 | 0 | 8865760.5421 | 0 | 0 | 0 | 0 | -148983.3894 | 0 | 0 | 0 | 0 | 0 | 0 | 0 | -131438.2195 | 0 | 0 | 0 | 0 | 0 | 0
2016-07-12 11:00 | 0 | 0 | 0 | 0 | 602861.3557 | 4.6093 | 456498 | 0 | 0 | 0 | 595522.5753 | 0 | 0 | 0 | 0 | 0 | 0 | 0 | 0 | 0 | 0 | 8865725.0791 | 0 | 0 | 0 | 0 | 148983.3894 | 0 | 0 | 0 | 0 | 0 | 0 | 0 | -2615.4244 | 0 | 0 | 0 | 0 | 0 | 0
2016-07-12 12:00 | 0 | 0 | 0 | 0 | 209532.9121 | 124417.6985 | 482934 | 0 | 0 | 0 | 446539.1859 | 0 | 0 | 0 | 0 | 0 | 0 | 0 | 0 | 0 | 0 | 8865689.6162 | 0 | 0 | 0 | 0 | -148983.3894 | 0 | 0 | 0 | 0 | 0 | 0 | 0 | 0 | 0 | 0 | 0 | 0 | 0 | 0
2016-07-12 13:00 | 0 | 0 | 0 | 0 | 0 | 487648.3032 | 512658 | 0 | 0 | 0 | 421529.4891 | 0 | 0 | 0 | 0 | 0 | 0 | 0 | 0 | 0 | 0 | 8865654.1534 | 0 | 0 | 0 | 0 | -25009.6968 | 0 | 0 | 0 | 0 | 0 | 0 | 0 | 0 | 0 | 0 | 0 | 0 | 0 | 0
2016-07-12 14:00 | 0 | 0 | 0 | 0 | 18008.7064 | 677463.683 | 546489 | 0 | 0 | 0 | 570512.8785 | 0 | 0 | 0 | 0 | 0 | 0 | 0 | 0 | 0 | 0 | 8865618.6908 | 0 | 0 | 0 | 0 | 148983.3894 | 0 | 0 | 0 | 0 | 0 | 0 | 0 | 0 | 0 | 0 | 0 | 0 | 0 | 0
2016-07-12 15:00 | 0 | 0 | 0 | 0 | 0 | 788558.9027 | 578718 | 0 | 0 | 0 | 719496.2679 | 0 | 0 | 0 | 0 | 0 | 0 | 60857.5133 | 0 | 0 | 0 | 8865583.2283 | 0 | 0 | 0 | 0 | 148983.3894 | 0 | 0 | 0 | 0 | 0 | 0 | 0 | 60857.5133 | 0 | 0 | 0 | 0 | 0 | 0
2016-07-12 16:00 | 0 | 0 | 0 | 0 | 54458.5059 | 833277.103 | 607314 | 0 | 0 | 0 | 868479.6573 | 0 | 0 | 0 | 0 | 0 | 0 | 192295.7328 | 0 | 0 | 0 | 8865547.766 | 0 | 0 | 0 | 0 | 148983.3894 | 0 | 0 | 0 | 0 | 0 | 0 | 0 | 131438.2195 | 0 | 0 | 0 | 0 | 0 | 0
2016-07-12 17:00 | 0 | 0 | 0 | 0 | 0 | 841262.796 | 630683 | 0 | 0 | 0 | 1017463.0466 | 0 | 0 | 0 | 0 | 0 | 0 | 253892.1394 | 0 | 0 | 0 | 8865512.3038 | 0 | 0 | 0 | 0 | 148983.3894 | 0 | 0 | 0 | 0 | 0 | 0 | 0 | 61596.4066 | 0 | 0 | 0 | 0 | 0 | 0
2016-07-12 18:00 | 0 | 0 | 0 | 0 | 0 | 837033.6083 | 648626 | 0 | 0 | 0 | 1166446.436 | 0 | 0 | 0 | 0 | 0 | 0 | 293316.3584 | 0 | 0 | 0 | 8865476.8417 | 0 | 0 | 0 | 0 | 148983.3894 | 0 | 0 | 0 | 0 | 0 | 0 | 0 | 39424.219 | 0 | 0 | 0 | 0 | 0 | 0
2016-07-12 19:00 | 0 | 0 | 0 | 0 | 0 | 829876.1156 | 661644 | 0 | 0 | 0 | 1315429.8254 | 0 | 0 | 0 | 0 | 0 | 0 | 312565.0846 | 0 | 0 | 0 | 8865441.3798 | 0 | 0 | 0 | 0 | 148983.3894 | 0 | 0 | 0 | 0 | 0 | 0 | 0 | 19248.7263 | 0 | 0 | 0 | 0 | 0 | 0
2016-07-12 20:00 | 0 | 0 | 0 | 0 | 0 | 829760.0015 | 670411 | 0 | 0 | 0 | 1343340.6073 | 0 | 0 | 0 | 0 | 0 | 0 | 444003.3041 | 0 | 0 | 0 | 8865405.9181 | 0 | 0 | 0 | 0 | 27910.782 | 0 | 0 | 0 | 0 | 0 | 0 | 0 | 131438.2195 | 0 | 0 | 0 | 0 | 0 | 0
2016-07-12 21:00 | 0 | 0 | 0 | 0 | 0 | 825577.322 | 673446 | 0 | 0 | 0 | 1492323.9967 | 0 | 0 | 0 | 0 | 0 | 0 | 447151.2368 | 0 | 0 | 0 | 8865370.4564 | 0 | 0 | 0 | 0 | 148983.3894 | 0 | 0 | 0 | 0 | 0 | 0 | 0 | 3147.9327 | 0 | 0 | 0 | 0 | 0 | 0
2016-07-12 22:00 | 0 | 0 | 0 | 0 | 0 | 801792.2034 | 669508 | 0 | 0 | 0 | 1641307.3861 | 0 | 0 | 0 | 0 | 0 | 0 | 430452.0509 | 0 | 0 | 0 | 8865334.9949 | 0 | 0 | 0 | 0 | 148983.3894 | 0 | 0 | 0 | 0 | 0 | 0 | 0 | -16699.1859 | 0 | 0 | 0 | 0 | 0 | 0
2016-07-12 23:00 | 0 | 0 | 0 | 0 | 0 | 732370.0464 | 656296 | 0 | 0 | 0 | 1790290.7754 | 0 | 0 | 0 | 0 | 0 | 0 | 357542.7079 | 0 | 0 | 0 | 8865299.5336 | 0 | 0 | 0 | 0 | 148983.3894 | 0 | 0 | 0 | 0 | 0 | 0 | 0 | -72909.343 | 0 | 0 | 0 | 0 | 0 | 0
2016-07-13 | 0 | 0 | 0 | 0 | 0 | 557915.1128 | 638843 | 0 | 0 | 0 | 1641307.3861 | 0 | 0 | 0 | 0 | 0 | 0 | 425598.2101 | 0 | 0 | 0 | 8865264.0724 | 0 | 0 | 0 | 0 | -148983.3894 | 0 | 0 | 0 | 0 | 0 | 0 | 0 | 68055.5022 | 0 | 0 | 0 | 0 | 0 | 0
2016-07-13 01:00 | 0 | 0 | 0 | 0 | 48382.2742 | 291856.117 | 620660 | 0 | 0 | 0 | 1492323.9967 | 0 | 0 | 0 | 0 | 0 | 0 | 294159.9906 | 0 | 0 | 0 | 8865228.6114 | 0 | 0 | 0 | 0 | -148983.3894 | 0 | 0 | 0 | 0 | 0 | 0 | 0 | -131438.2195 | 0 | 0 | 0 | 0 | 0 | 0
2016-07-13 02:00 | 0 | 0 | 0 | 0 | 278127.648 | 34147.7431 | 592697 | 0 | 0 | 0 | 1343340.6073 | 0 | 0 | 0 | 0 | 0 | 0 | 162721.7711 | 0 | 0 | 0 | 8865193.1504 | 0 | 0 | 0 | 0 | -148983.3894 | 0 | 0 | 0 | 0 | 0 | 0 | 0 | -131438.2195 | 0 | 0 | 0 | 0 | 0 | 0
2016-07-13 03:00 | 0 | 0 | 0 | 0 | 759084.4913 | 0 | 554697 | 0 | 0 | 0 | 1416289.8791 | 0 | 0 | 0 | 0 | 0 | 0 | 294159.9906 | 0 | 0 | 0 | 8865157.6897 | 0 | 0 | 0 | 0 | 72949.2718 | 0 | 0 | 0 | 0 | 0 | 0 | 0 | 131438.2195 | 0 | 0 | 0 | 0 | 0 | 0
2016-07-13 04:00 | 0 | 0 | 0 | 0 | 237302.3911 | 0 | 517724 | 0 | 0 | 0 | 1267306.4898 | 0 | 0 | 0 | 0 | 0 | 0 | 162721.7711 | 0 | 0 | 0 | 8865122.229 | 0 | 0 | 0 | 0 | -148983.3894 | 0 | 0 | 0 | 0 | 0 | 0 | 0 | -131438.2195 | 0 | 0 | 0 | 0 | 0 | 0
2016-07-13 05:00 | 0 | 0 | 0 | 0 | 204957.3911 | 0 | 485379 | 0 | 0 | 0 | 1118323.1004 | 0 | 0 | 0 | 0 | 0 | 0 | 31283.5516 | 0 | 0 | 0 | 8865086.7685 | 0 | 0 | 0 | 0 | -148983.3894 | 0 | 0 | 0 | 0 | 0 | 0 | 0 | -131438.2195 | 0 | 0 | 0 | 0 | 0 | 0
2016-07-13 06:00 | 0 | 0 | 0 | 0 | 442371.8301 | 0 | 459917 | 0 | 0 | 0 | 969339.711 | 0 | 0 | 0 | 0 | 0 | 0 | 162721.7711 | 0 | 0 | 0 | 8865051.3082 | 0 | 0 | 0 | 0 | -148983.3894 | 0 | 0 | 0 | 0 | 0 | 0 | 0 | 131438.2195 | 0 | 0 | 0 | 0 | 0 | 0
2016-07-13 07:00 | 0 | 0 | 0 | 0 | 161512.3911 | 0 | 441934 | 0 | 0 | 0 | 820356.3216 | 0 | 0 | 0 | 0 | 0 | 0 | 31283.5516 | 0 | 0 | 0 | 8865015.848 | 0 | 0 | 0 | 0 | -148983.3894 | 0 | 0 | 0 | 0 | 0 | 0 | 0 | -131438.2195 | 0 | 0 | 0 | 0 | 0 | 0
2016-07-13 08:00 | 0 | 0 | 0 | 0 | 252409.0591 | 0 | 432676 | 0 | 0 | 0 | 671372.9323 | 0 | 0 | 0 | 0 | 0 | 0 | 0 | 0 | 0 | 0 | 8864980.3879 | 0 | 0 | 0 | 0 | -148983.3894 | 0 | 0 | 0 | 0 | 0 | 0 | 0 | -31283.5516 | 0 | 0 | 0 | 0 | 0 | 0
2016-07-13 09:00 | 0 | 0 | 0 | 0 | 649002.3377 | 0 | 435833 | 0 | 0 | 0 | 753104.0505 | 0 | 0 | 0 | 0 | 0 | 0 | 131438.2195 | 0 | 0 | 0 | 8864944.928 | 0 | 0 | 0 | 0 | 81731.1182 | 0 | 0 | 0 | 0 | 0 | 0 | 0 | 131438.2195 | 0 | 0 | 0 | 0 | 0 | 0
2016-07-13 10:00 | 0 | 0 | 0 | 0 | 168529.3911 | 0 | 448951 | 0 | 0 | 0 | 604120.6611 | 0 | 0 | 0 | 0 | 0 | 0 | 0 | 0 | 0 | 0 | 8864909.4682 | 0 | 0 | 0 | 0 | -148983.3894 | 0 | 0 | 0 | 0 | 0 | 0 | 0 | -131438.2195 | 0 | 0 | 0 | 0 | 0 | 0
2016-07-13 11:00 | 0 | 0 | 0 | 0 | 320562.258 | 4.3527 | 469550 | 0 | 0 | 0 | 455137.2717 | 0 | 0 | 0 | 0 | 0 | 0 | 0 | 0 | 0 | 0 | 8864874.0086 | 0 | 0 | 0 | 0 | -148983.3894 | 0 | 0 | 0 | 0 | 0 | 0 | 0 | 0 | 0 | 0 | 0 | 0 | 0 | 0
2016-07-13 12:00 | 0 | 0 | 0 | 0 | 395159.838 | 124195.8168 | 496070 | 0 | 0 | 0 | 346984.707 | 0 | 0 | 0 | 0 | 0 | 0 | 131438.2195 | 0 | 0 | 0 | 8864838.5491 | 0 | 0 | 0 | 0 | -108152.5647 | 0 | 0 | 0 | 0 | 0 | 0 | 0 | 131438.2195 | 0 | 0 | 0 | 0 | 0 | 0
2016-07-13 13:00 | 0 | 0 | 0 | 0 | 0 | 481120.4608 | 525443 | 0 | 0 | 0 | 434100.3873 | 0 | 0 | 0 | 0 | 0 | 0 | 0 | 0 | 0 | 0 | 8864803.0897 | 0 | 0 | 0 | 0 | 87115.6803 | 0 | 0 | 0 | 0 | 0 | 0 | 0 | -131438.2195 | 0 | 0 | 0 | 0 | 0 | 0
2016-07-13 14:00 | 0 | 0 | 0 | 0 | 20265.1253 | 688528.2641 | 559810 | 0 | 0 | 0 | 583083.7767 | 0 | 0 | 0 | 0 | 0 | 0 | 0 | 0 | 0 | 0 | 8864767.6305 | 0 | 0 | 0 | 0 | 148983.3894 | 0 | 0 | 0 | 0 | 0 | 0 | 0 | 0 | 0 | 0 | 0 | 0 | 0 | 0
2016-07-13 15:00 | 0 | 0 | 0 | 0 | 90208.8465 | 785111.7624 | 594899 | 0 | 0 | 0 | 732067.166 | 0 | 0 | 0 | 0 | 0 | 0 | 131438.2195 | 0 | 0 | 0 | 8864732.1715 | 0 | 0 | 0 | 0 | 148983.3894 | 0 | 0 | 0 | 0 | 0 | 0 | 0 | 131438.2195 | 0 | 0 | 0 | 0 | 0 | 0
2016-07-13 16:00 | 0 | 0 | 0 | 0 | 0 | 832855.8688 | 625088 | 0 | 0 | 0 | 881050.5554 | 0 | 0 | 0 | 0 | 0 | 0 | 190222.699 | 0 | 0 | 0 | 8864696.7125 | 0 | 0 | 0 | 0 | 148983.3894 | 0 | 0 | 0 | 0 | 0 | 0 | 0 | 58784.4795 | 0 | 0 | 0 | 0 | 0 | 0
2016-07-13 17:00 | 0 | 0 | 0 | 0 | 0 | 839685.2968 | 649828 | 0 | 0 | 0 | 1030033.9448 | 0 | 0 | 0 | 0 | 0 | 0 | 231096.6064 | 0 | 0 | 0 | 8864661.2537 | 0 | 0 | 0 | 0 | 148983.3894 | 0 | 0 | 0 | 0 | 0 | 0 | 0 | 40873.9075 | 0 | 0 | 0 | 0 | 0 | 0
2016-07-13 18:00 | 0 | 0 | 0 | 0 | 0 | 833212.2721 | 668009 | 0 | 0 | 0 | 1179017.3342 | 0 | 0 | 0 | 0 | 0 | 0 | 247316.4892 | 0 | 0 | 0 | 8864625.7951 | 0 | 0 | 0 | 0 | 148983.3894 | 0 | 0 | 0 | 0 | 0 | 0 | 0 | 16219.8828 | 0 | 0 | 0 | 0 | 0 | 0
2016-07-13 19:00 | 0 | 0 | 0 | 0 | 0 | 825743.4059 | 679325 | 0 | 0 | 0 | 1328000.7235 | 0 | 0 | 0 | 0 | 0 | 0 | 244751.5057 | 0 | 0 | 0 | 8864590.3366 | 0 | 0 | 0 | 0 | 148983.3894 | 0 | 0 | 0 | 0 | 0 | 0 | 0 | -2564.9835 | 0 | 0 | 0 | 0 | 0 | 0
2016-07-13 20:00 | 0 | 0 | 0 | 0 | 0 | 825310.9426 | 684178 | 0 | 0 | 0 | 1337695.4467 | 0 | 0 | 0 | 0 | 0 | 0 | 376189.7252 | 0 | 0 | 0 | 8864554.8782 | 0 | 0 | 0 | 0 | 9694.7231 | 0 | 0 | 0 | 0 | 0 | 0 | 0 | 131438.2195 | 0 | 0 | 0 | 0 | 0 | 0
2016-07-13 21:00 | 0 | 0 | 0 | 0 | 0 | 819704.922 | 685078 | 0 | 0 | 0 | 1486678.836 | 0 | 0 | 0 | 0 | 0 | 0 | 361833.2578 | 0 | 0 | 0 | 8864519.42 | 0 | 0 | 0 | 0 | 148983.3894 | 0 | 0 | 0 | 0 | 0 | 0 | 0 | -14356.4674 | 0 | 0 | 0 | 0 | 0 | 0
2016-07-13 22:00 | 0 | 0 | 0 | 0 | 0 | 796611.0185 | 679696 | 0 | 0 | 0 | 1635662.2254 | 0 | 0 | 0 | 0 | 0 | 0 | 329764.887 | 0 | 0 | 0 | 8864483.9619 | 0 | 0 | 0 | 0 | 148983.3894 | 0 | 0 | 0 | 0 | 0 | 0 | 0 | -32068.3708 | 0 | 0 | 0 | 0 | 0 | 0
2016-07-13 23:00 | 0 | 0 | 0 | 0 | 0 | 730456.3171 | 666990 | 0 | 0 | 0 | 1784645.6148 | 0 | 0 | 0 | 0 | 0 | 0 | 244247.8147 | 0 | 0 | 0 | 8864448.504 | 0 | 0 | 0 | 0 | 148983.3894 | 0 | 0 | 0 | 0 | 0 | 0 | 0 | -85517.0723 | 0 | 0 | 0 | 0 | 0 | 0
2016-07-14 | 0 | 0 | 0 | 0 | 0 | 553174.3838 | 650042 | 0 | 0 | 0 | 1819216.2181 | 0 | 0 | 0 | 0 | 0 | 0 | 112809.5952 | 0 | 0 | 0 | 8864413.0462 | 0 | 0 | 0 | 0 | 34570.6033 | 0 | 0 | 0 | 0 | 0 | 0 | 0 | -131438.2195 | 0 | 0 | 0 | 0 | 0 | 0
2016-07-14 01:00 | 0 | 0 | 0 | 0 | 319916.8131 | 294432.017 | 631894 | 0 | 0 | 0 | 1670232.8287 | 0 | 0 | 0 | 0 | 0 | 0 | 244247.8147 | 0 | 0 | 0 | 8864377.5886 | 0 | 0 | 0 | 0 | -148983.3894 | 0 | 0 | 0 | 0 | 0 | 0 | 0 | 131438.2195 | 0 | 0 | 0 | 0 | 0 | 0
2016-07-14 02:00 | 0 | 0 | 0 | 0 | 285849.5694 | 36529.8218 | 602801 | 0 | 0 | 0 | 1521249.4394 | 0 | 0 | 0 | 0 | 0 | 0 | 112809.5952 | 0 | 0 | 0 | 8864342.131 | 0 | 0 | 0 | 0 | -148983.3894 | 0 | 0 | 0 | 0 | 0 | 0 | 0 | -131438.2195 | 0 | 0 | 0 | 0 | 0 | 0
2016-07-14 03:00 | 0 | 0 | 0 | 0 | 598147.8915 | 0 | 564675 | 0 | 0 | 0 | 1423284.1113 | 0 | 0 | 0 | 0 | 0 | 0 | 244247.8147 | 0 | 0 | 0 | 8864306.6737 | 0 | 0 | 0 | 0 | -97965.328 | 0 | 0 | 0 | 0 | 0 | 0 | 0 | 131438.2195 | 0 | 0 | 0 | 0 | 0 | 0
2016-07-14 04:00 | 0 | 0 | 0 | 0 | 245631.3911 | 0 | 526053 | 0 | 0 | 0 | 1274300.7219 | 0 | 0 | 0 | 0 | 0 | 0 | 112809.5952 | 0 | 0 | 0 | 8864271.2165 | 0 | 0 | 0 | 0 | -148983.3894 | 0 | 0 | 0 | 0 | 0 | 0 | 0 | -131438.2195 | 0 | 0 | 0 | 0 | 0 | 0
2016-07-14 05:00 | 0 | 0 | 0 | 0 | 552747.5471 | 0 | 493962 | 0 | 0 | 0 | 1201648.0496 | 0 | 0 | 0 | 0 | 0 | 0 | 244247.8147 | 0 | 0 | 0 | 8864235.7594 | 0 | 0 | 0 | 0 | -72652.6724 | 0 | 0 | 0 | 0 | 0 | 0 | 0 | 131438.2195 | 0 | 0 | 0 | 0 | 0 | 0
2016-07-14 06:00 | 0 | 0 | 0 | 0 | 484598.1699 | 0 | 467053 | 0 | 0 | 0 | 1350631.4389 | 0 | 0 | 0 | 0 | 0 | 0 | 112809.5952 | 0 | 0 | 0 | 8864200.3024 | 0 | 0 | 0 | 0 | 148983.3894 | 0 | 0 | 0 | 0 | 0 | 0 | 0 | -131438.2195 | 0 | 0 | 0 | 0 | 0 | 0
2016-07-14 07:00 | 0 | 0 | 0 | 0 | 506055.4242 | 0 | 447367 | 0 | 0 | 0 | 1277881.6436 | 0 | 0 | 0 | 0 | 0 | 0 | 244247.8147 | 0 | 0 | 0 | 8864164.8456 | 0 | 0 | 0 | 0 | -72749.7953 | 0 | 0 | 0 | 0 | 0 | 0 | 0 | 131438.2195 | 0 | 0 | 0 | 0 | 0 | 0
2016-07-14 08:00 | 0 | 0 | 0 | 0 | 157324.3911 | 0 | 437746 | 0 | 0 | 0 | 1128898.2542 | 0 | 0 | 0 | 0 | 0 | 0 | 112809.5952 | 0 | 0 | 0 | 8864129.389 | 0 | 0 | 0 | 0 | -148983.3894 | 0 | 0 | 0 | 0 | 0 | 0 | 0 | -131438.2195 | 0 | 0 | 0 | 0 | 0 | 0
2016-07-14 09:00 | 0 | 0 | 0 | 0 | 468768.6417 | 0 | 439448 | 0 | 0 | 0 | 1026780.6764 | 0 | 0 | 0 | 0 | 0 | 0 | 244247.8147 | 0 | 0 | 0 | 8864093.9324 | 0 | 0 | 0 | 0 | -102117.5778 | 0 | 0 | 0 | 0 | 0 | 0 | 0 | 131438.2195 | 0 | 0 | 0 | 0 | 0 | 0
2016-07-14 10:00 | 0 | 0 | 0 | 0 | 322791.2349 | 0 | 453146 | 0 | 0 | 0 | 877797.2871 | 0 | 0 | 0 | 0 | 0 | 0 | 262876.439 | 0 | 0 | 0 | 8864058.4761 | 0 | 0 | 0 | 0 | -148983.3894 | 0 | 0 | 0 | 0 | 0 | 0 | 0 | 18628.6243 | 0 | 0 | 0 | 0 | 0 | 0
2016-07-14 11:00 | 0 | 0 | 0 | 0 | 384442.1394 | 0 | 473437 | 0 | 0 | 0 | 920240.646 | 0 | 0 | 0 | 0 | 0 | 0 | 131438.2195 | 0 | 0 | 0 | 8864023.0198 | 0 | 0 | 0 | 0 | 42443.3589 | 0 | 0 | 0 | 0 | 0 | 0 | 0 | -131438.2195 | 0 | 0 | 0 | 0 | 0 | 0
2016-07-14 12:00 | 0 | 0 | 0 | 0 | 111914.3806 | 105826.0105 | 498162 | 0 | 0 | 0 | 771257.2566 | 0 | 0 | 0 | 0 | 0 | 0 | 0 | 0 | 0 | 0 | 8863987.5637 | 0 | 0 | 0 | 0 | -148983.3894 | 0 | 0 | 0 | 0 | 0 | 0 | 0 | -131438.2195 | 0 | 0 | 0 | 0 | 0 | 0
2016-07-14 13:00 | 0 | 0 | 0 | 0 | 0 | 480314.7373 | 527954 | 0 | 0 | 0 | 723617.9939 | 0 | 0 | 0 | 0 | 0 | 0 | 0 | 0 | 0 | 0 | 8863952.1078 | 0 | 0 | 0 | 0 | -47639.2627 | 0 | 0 | 0 | 0 | 0 | 0 | 0 | 0 | 0 | 0 | 0 | 0 | 0 | 0
2016-07-14 14:00 | 0 | 0 | 0 | 0 | 37412.8072 | 675232.5822 | 563662 | 0 | 0 | 0 | 872601.3833 | 0 | 0 | 0 | 0 | 0 | 0 | 0 | 0 | 0 | 0 | 8863916.652 | 0 | 0 | 0 | 0 | 148983.3894 | 0 | 0 | 0 | 0 | 0 | 0 | 0 | 0 | 0 | 0 | 0 | 0 | 0 | 0
2016-07-14 15:00 | 0 | 0 | 0 | 0 | 102993.0095 | 774620.5994 | 597192 | 0 | 0 | 0 | 1021584.7726 | 0 | 0 | 0 | 0 | 0 | 0 | 131438.2195 | 0 | 0 | 0 | 8863881.1963 | 0 | 0 | 0 | 0 | 148983.3894 | 0 | 0 | 0 | 0 | 0 | 0 | 0 | 131438.2195 | 0 | 0 | 0 | 0 | 0 | 0
2016-07-14 16:00 | 0 | 0 | 0 | 0 | 0 | 817540.3171 | 624767 | 0 | 0 | 0 | 1082919.8702 | 0 | 0 | 0 | 0 | 0 | 0 | 262876.439 | 0 | 0 | 0 | 8863845.7408 | 0 | 0 | 0 | 0 | 61335.0976 | 0 | 0 | 0 | 0 | 0 | 0 | 0 | 131438.2195 | 0 | 0 | 0 | 0 | 0 | 0
2016-07-14 17:00 | 0 | 0 | 0 | 0 | 0 | 824434.2048 | 645953 | 0 | 0 | 0 | 1231903.2596 | 0 | 0 | 0 | 0 | 0 | 0 | 292374.2545 | 0 | 0 | 0 | 8863810.2854 | 0 | 0 | 0 | 0 | 148983.3894 | 0 | 0 | 0 | 0 | 0 | 0 | 0 | 29497.8155 | 0 | 0 | 0 | 0 | 0 | 0
2016-07-14 18:00 | 0 | 0 | 0 | 0 | 0 | 818268.4972 | 661070 | 0 | 0 | 0 | 1380886.649 | 0 | 0 | 0 | 0 | 0 | 0 | 300589.3623 | 0 | 0 | 0 | 8863774.8302 | 0 | 0 | 0 | 0 | 148983.3894 | 0 | 0 | 0 | 0 | 0 | 0 | 0 | 8215.1078 | 0 | 0 | 0 | 0 | 0 | 0
2016-07-14 19:00 | 0 | 0 | 0 | 0 | 0 | 811379.4378 | 671398 | 0 | 0 | 0 | 1529870.0383 | 0 | 0 | 0 | 0 | 0 | 0 | 291587.4107 | 0 | 0 | 0 | 8863739.3751 | 0 | 0 | 0 | 0 | 148983.3894 | 0 | 0 | 0 | 0 | 0 | 0 | 0 | -9001.9515 | 0 | 0 | 0 | 0 | 0 | 0
2016-07-14 20:00 | 0 | 0 | 0 | 0 | 0 | 811559.1264 | 676307 | 0 | 0 | 0 | 1533683.9452 | 0 | 0 | 0 | 0 | 0 | 0 | 423025.6302 | 0 | 0 | 0 | 8863703.9201 | 0 | 0 | 0 | 0 | 3813.9069 | 0 | 0 | 0 | 0 | 0 | 0 | 0 | 131438.2195 | 0 | 0 | 0 | 0 | 0 | 0
2016-07-14 21:00 | 0 | 0 | 0 | 0 | 0 | 805400.7995 | 677747 | 0 | 0 | 0 | 1682667.3346 | 0 | 0 | 0 | 0 | 0 | 0 | 401696.0404 | 0 | 0 | 0 | 8863668.4653 | 0 | 0 | 0 | 0 | 148983.3894 | 0 | 0 | 0 | 0 | 0 | 0 | 0 | -21329.5899 | 0 | 0 | 0 | 0 | 0 | 0
2016-07-14 22:00 | 0 | 0 | 0 | 0 | 0 | 785078.3723 | 673278 | 0 | 0 | 0 | 1831650.724 | 0 | 0 | 0 | 0 | 0 | 0 | 364513.0233 | 0 | 0 | 0 | 8863633.0106 | 0 | 0 | 0 | 0 | 148983.3894 | 0 | 0 | 0 | 0 | 0 | 0 | 0 | -37183.0171 | 0 | 0 | 0 | 0 | 0 | 0
2016-07-14 23:00 | 0 | 0 | 0 | 0 | 0 | 706710.8758 | 660714 | 0 | 0 | 0 | 1746209.3802 | 0 | 0 | 0 | 0 | 0 | 0 | 495951.2428 | 0 | 0 | 0 | 8863597.5561 | 0 | 0 | 0 | 0 | -85441.3438 | 0 | 0 | 0 | 0 | 0 | 0 | 0 | 131438.2195 | 0 | 0 | 0 | 0 | 0 | 0
2016-07-15 | 0 | 0 | 0 | 0 | 125532.6681 | 552849.9858 | 643060 | 0 | 0 | 0 | 1895192.7696 | 0 | 0 | 0 | 0 | 0 | 0 | 382290.5074 | 0 | 0 | 0 | 8863562.1017 | 0 | 0 | 0 | 0 | 148983.3894 | 0 | 0 | 0 | 0 | 0 | 0 | 0 | -113660.7354 | 0 | 0 | 0 | 0 | 0 | 0
2016-07-15 01:00 | 0 | 0 | 0 | 0 | 351968.9663 | 282623.3672 | 626168 | 0 | 0 | 0 | 1772178.8835 | 0 | 0 | 0 | 0 | 0 | 0 | 513728.7269 | 0 | 0 | 0 | 8863526.6475 | 0 | 0 | 0 | 0 | -123013.8861 | 0 | 0 | 0 | 0 | 0 | 0 | 0 | 131438.2195 | 0 | 0 | 0 | 0 | 0 | 0
2016-07-15 02:00 | 0 | 0 | 0 | 0 | 437903.7317 | 32250.5756 | 596932 | 0 | 0 | 0 | 1645401.1909 | 0 | 0 | 0 | 0 | 0 | 0 | 513728.7269 | 0 | 0 | 0 | 8863491.1933 | 0 | 0 | 0 | 0 | -126777.6927 | 0 | 0 | 0 | 0 | 0 | 0 | 0 | 0 | 0 | 0 | 0 | 0 | 0 | 0
2016-07-15 03:00 | 0 | 0 | 0 | 0 | 433204.1049 | 0 | 557655 | 0 | 0 | 0 | 1573491.953 | 0 | 0 | 0 | 0 | 0 | 0 | 461187.0696 | 0 | 0 | 0 | 8863455.7394 | 0 | 0 | 0 | 0 | -71909.2378 | 0 | 0 | 0 | 0 | 0 | 0 | 0 | -52541.6573 | 0 | 0 | 0 | 0 | 0 | 0
2016-07-15 04:00 | 0 | 0 | 0 | 0 | 395555.9885 | 0 | 520968 | 0 | 0 | 0 | 1424508.5637 | 0 | 0 | 0 | 0 | 0 | 0 | 484758.4475 | 0 | 0 | 0 | 8863420.2856 | 0 | 0 | 0 | 0 | -148983.3894 | 0 | 0 | 0 | 0 | 0 | 0 | 0 | 23571.3779 | 0 | 0 | 0 | 0 | 0 | 0
2016-07-15 05:00 | 0 | 0 | 0 | 0 | 358194.0957 | 0 | 488419 | 0 | 0 | 0 | 1275525.1743 | 0 | 0 | 0 | 0 | 0 | 0 | 503516.9326 | 0 | 0 | 0 | 8863384.8319 | 0 | 0 | 0 | 0 | -148983.3894 | 0 | 0 | 0 | 0 | 0 | 0 | 0 | 18758.4851 | 0 | 0 | 0 | 0 | 0 | 0
2016-07-15 06:00 | 0 | 0 | 0 | 0 | 322981.405 | 0 | 461753 | 0 | 0 | 0 | 1126541.7849 | 0 | 0 | 0 | 0 | 0 | 0 | 513728.7269 | 0 | 0 | 0 | 8863349.3783 | 0 | 0 | 0 | 0 | -148983.3894 | 0 | 0 | 0 | 0 | 0 | 0 | 0 | 10211.7943 | 0 | 0 | 0 | 0 | 0 | 0
2016-07-15 07:00 | 0 | 0 | 0 | 0 | 290875.8026 | 0 | 442091 | 0 | 0 | 0 | 1015286.3785 | 0 | 0 | 0 | 0 | 0 | 0 | 473768.9359 | 0 | 0 | 0 | 8863313.9249 | 0 | 0 | 0 | 0 | -111255.4064 | 0 | 0 | 0 | 0 | 0 | 0 | 0 | -39959.791 | 0 | 0 | 0 | 0 | 0 | 0
2016-07-15 08:00 | 0 | 0 | 0 | 0 | 259760.7054 | 0 | 431829 | 0 | 0 | 0 | 866302.9891 | 0 | 0 | 0 | 0 | 0 | 0 | 450684.0307 | 0 | 0 | 0 | 8863278.4717 | 0 | 0 | 0 | 0 | -148983.3894 | 0 | 0 | 0 | 0 | 0 | 0 | 0 | -23084.9052 | 0 | 0 | 0 | 0 | 0 | 0
2016-07-15 09:00 | 0 | 0 | 0 | 0 | 227254.2385 | 0 | 432607 | 0 | 0 | 0 | 717319.5997 | 0 | 0 | 0 | 0 | 0 | 0 | 394314.6585 | 0 | 0 | 0 | 8863243.0186 | 0 | 0 | 0 | 0 | -148983.3894 | 0 | 0 | 0 | 0 | 0 | 0 | 0 | -56369.3721 | 0 | 0 | 0 | 0 | 0 | 0
2016-07-15 10:00 | 0 | 0 | 0 | 0 | 204961.3285 | 0 | 444406 | 0 | 0 | 0 | 609313.1477 | 0 | 0 | 0 | 0 | 0 | 0 | 262876.439 | 0 | 0 | 0 | 8863207.5656 | 0 | 0 | 0 | 0 | -108006.452 | 0 | 0 | 0 | 0 | 0 | 0 | 0 | -131438.2195 | 0 | 0 | 0 | 0 | 0 | 0
2016-07-15 11:00 | 0 | 0 | 0 | 0 | 166989.6942 | 1.8654 | 462733 | 0 | 0 | 0 | 460329.7584 | 0 | 0 | 0 | 0 | 0 | 0 | 131438.2195 | 0 | 0 | 0 | 8836758.6103 | 0 | 0 | 0 | 0 | -148983.3894 | 0 | 0 | 0 | 0 | 0 | 0 | 0 | -131438.2195 | 0 | 0 | 0 | 0 | 26413.5025 | 0
2016-07-15 12:00 | 0 | 0 | 0 | 0 | 90759.0294 | 103940.5666 | 487020 | 0 | 0 | 0 | 311346.369 | 0 | 0 | 0 | 0 | 0 | 0 | 0 | 0 | 0 | 0 | 8816208.0991 | 0 | 0 | 0 | 0 | -148983.3894 | 0 | 0 | 0 | 0 | 0 | 0 | 0 | -131438.2195 | 0 | 0 | 0 | 0 | 20515.1641 | 0
2016-07-15 13:00 | 0 | 0 | 0 | 0 | 0 | 455281.95 | 517382 | 0 | 0 | 0 | 249246.319 | 0 | 0 | 0 | 0 | 0 | 0 | 0 | 0 | 0 | 0 | 8816172.8343 | 0 | 0 | 0 | 0 | -62100.05 | 0 | 0 | 0 | 0 | 0 | 0 | 0 | 0 | 0 | 0 | 0 | 0 | 0 | 0
2016-07-15 14:00 | 0 | 0 | 0 | 0 | 0 | 663892.9371 | 548705 | 0 | 0 | 0 | 364434.2561 | 0 | 0 | 0 | 0 | 0 | 0 | 0 | 0 | 0 | 0 | 8816137.5696 | 0 | 0 | 0 | 0 | 115187.9371 | 0 | 0 | 0 | 0 | 0 | 0 | 0 | 0 | 0 | 0 | 0 | 0 | 0 | 0
2016-07-15 15:00 | 0 | 0 | 0 | 0 | 0 | 758740.5076 | 577335 | 0 | 0 | 0 | 414401.5442 | 0 | 0 | 0 | 0 | 0 | 0 | 131438.2195 | 0 | 0 | 0 | 8816102.305 | 0 | 0 | 0 | 0 | 49967.2881 | 0 | 0 | 0 | 0 | 0 | 0 | 0 | 131438.2195 | 0 | 0 | 0 | 0 | 0 | 0
2016-07-15 16:00 | 0 | 0 | 0 | 0 | 79063.3274 | 802659.2815 | 601301 | 0 | 0 | 0 | 563384.9336 | 0 | 0 | 0 | 0 | 0 | 0 | 262876.439 | 0 | 0 | 0 | 8816067.0406 | 0 | 0 | 0 | 0 | 148983.3894 | 0 | 0 | 0 | 0 | 0 | 0 | 0 | 131438.2195 | 0 | 0 | 0 | 0 | 0 | 0
2016-07-15 17:00 | 0 | 0 | 0 | 0 | 0 | 811766.7549 | 623336 | 0 | 0 | 0 | 712368.3229 | 0 | 0 | 0 | 0 | 0 | 0 | 302323.8045 | 0 | 0 | 0 | 8816031.7763 | 0 | 0 | 0 | 0 | 148983.3894 | 0 | 0 | 0 | 0 | 0 | 0 | 0 | 39447.3655 | 0 | 0 | 0 | 0 | 0 | 0
2016-07-15 18:00 | 0 | 0 | 0 | 0 | 0 | 807629.8967 | 640286 | 0 | 0 | 0 | 861351.7123 | 0 | 0 | 0 | 0 | 0 | 0 | 320684.3119 | 0 | 0 | 0 | 8815996.5122 | 0 | 0 | 0 | 0 | 148983.3894 | 0 | 0 | 0 | 0 | 0 | 0 | 0 | 18360.5074 | 0 | 0 | 0 | 0 | 0 | 0
2016-07-15 19:00 | 0 | 0 | 0 | 0 | 0 | 799870.6256 | 650704 | 0 | 0 | 0 | 1010335.1017 | 0 | 0 | 0 | 0 | 0 | 0 | 320867.5481 | 0 | 0 | 0 | 8815961.2482 | 0 | 0 | 0 | 0 | 148983.3894 | 0 | 0 | 0 | 0 | 0 | 0 | 0 | 183.2362 | 0 | 0 | 0 | 0 | 0 | 0
2016-07-15 20:00 | 0 | 0 | 0 | 0 | 0 | 796625.6507 | 657165 | 0 | 0 | 0 | 1159318.491 | 0 | 0 | 0 | 0 | 0 | 0 | 311344.8095 | 0 | 0 | 0 | 8815925.9844 | 0 | 0 | 0 | 0 | 148983.3894 | 0 | 0 | 0 | 0 | 0 | 0 | 0 | -9522.7386 | 0 | 0 | 0 | 0 | 0 | 0
2016-07-15 21:00 | 0 | 0 | 0 | 0 | 56436.7242 | 787103.415 | 657587 | 0 | 0 | 0 | 1213833.4107 | 0 | 0 | 0 | 0 | 0 | 0 | 442783.029 | 0 | 0 | 0 | 8815890.7207 | 0 | 0 | 0 | 0 | 54514.9196 | 0 | 0 | 0 | 0 | 0 | 0 | 0 | 131438.2195 | 0 | 0 | 0 | 0 | 0 | 0
2016-07-15 22:00 | 0 | 0 | 0 | 0 | 0 | 756258.7463 | 648192 | 0 | 0 | 0 | 1362816.8 | 0 | 0 | 0 | 0 | 0 | 0 | 401866.3859 | 0 | 0 | 0 | 8815855.4571 | 0 | 0 | 0 | 0 | 148983.3894 | 0 | 0 | 0 | 0 | 0 | 0 | 0 | -40916.6431 | 0 | 0 | 0 | 0 | 0 | 0
2016-07-15 23:00 | 0 | 0 | 0 | 0 | 0 | 672686.2456 | 630495 | 0 | 0 | 0 | 1293145.7046 | 0 | 0 | 0 | 0 | 0 | 0 | 513728.7269 | 0 | 0 | 0 | 8815820.1937 | 0 | 0 | 0 | 0 | -69671.0954 | 0 | 0 | 0 | 0 | 0 | 0 | 0 | 111862.3411 | 0 | 0 | 0 | 0 | 0 | 0
2016-07-16 | 0 | 0 | 0 | 0 | 0 | 521071.3227 | 610563 | 0 | 0 | 0 | 1335092.2468 | 0 | 0 | 0 | 0 | 0 | 0 | 382290.5074 | 0 | 0 | 0 | 8815784.9304 | 0 | 0 | 0 | 0 | 41946.5422 | 0 | 0 | 0 | 0 | 0 | 0 | 0 | -131438.2195 | 0 | 0 | 0 | 0 | 0 | 0
2016-07-16 01:00 | 0 | 0 | 0 | 0 | 277948.9276 | 253998.5041 | 593282 | 0 | 0 | 0 | 1405195.898 | 0 | 0 | 0 | 0 | 0 | 0 | 250852.2879 | 0 | 0 | 0 | 8815749.6673 | 0 | 0 | 0 | 0 | 70103.6512 | 0 | 0 | 0 | 0 | 0 | 0 | 0 | -131438.2195 | 0 | 0 | 0 | 0 | 0 | 0
2016-07-16 02:00 | 0 | 0 | 0 | 0 | 259795.0896 | 26717.3015 | 566934 | 0 | 0 | 0 | 1256212.5086 | 0 | 0 | 0 | 0 | 0 | 0 | 119414.0684 | 0 | 0 | 0 | 8815714.4043 | 0 | 0 | 0 | 0 | -148983.3894 | 0 | 0 | 0 | 0 | 0 | 0 | 0 | -131438.2195 | 0 | 0 | 0 | 0 | 0 | 0
2016-07-16 03:00 | 0 | 0 | 0 | 0 | 459192.0292 | 0 | 531396 | 0 | 0 | 0 | 1107229.1193 | 0 | 0 | 0 | 0 | 0 | 0 | 196193.487 | 0 | 0 | 0 | 8815679.1414 | 0 | 0 | 0 | 0 | -148983.3894 | 0 | 0 | 0 | 0 | 0 | 0 | 0 | 76779.4186 | 0 | 0 | 0 | 0 | 0 | 0
2016-07-16 04:00 | 0 | 0 | 0 | 0 | 215508.3911 | 0 | 495930 | 0 | 0 | 0 | 958245.7299 | 0 | 0 | 0 | 0 | 0 | 0 | 64755.2675 | 0 | 0 | 0 | 8815643.8787 | 0 | 0 | 0 | 0 | -148983.3894 | 0 | 0 | 0 | 0 | 0 | 0 | 0 | -131438.2195 | 0 | 0 | 0 | 0 | 0 | 0
2016-07-16 05:00 | 0 | 0 | 0 | 0 | 417125.5389 | 0 | 465615 | 0 | 0 | 0 | 809262.3405 | 0 | 0 | 0 | 0 | 0 | 0 | 165249.1957 | 0 | 0 | 0 | 8815608.6161 | 0 | 0 | 0 | 0 | -148983.3894 | 0 | 0 | 0 | 0 | 0 | 0 | 0 | 100493.9282 | 0 | 0 | 0 | 0 | 0 | 0
2016-07-16 06:00 | 0 | 0 | 0 | 0 | 393597.4164 | 0 | 441570 | 0 | 0 | 0 | 660278.9512 | 0 | 0 | 0 | 0 | 0 | 0 | 266260.0015 | 0 | 0 | 0 | 8815573.3537 | 0 | 0 | 0 | 0 | -148983.3894 | 0 | 0 | 0 | 0 | 0 | 0 | 0 | 101010.8058 | 0 | 0 | 0 | 0 | 0 | 0
2016-07-16 07:00 | 0 | 0 | 0 | 0 | 375398.1693 | 0 | 422379 | 0 | 0 | 0 | 744736.34 | 0 | 0 | 0 | 0 | 0 | 0 | 134821.782 | 0 | 0 | 0 | 8815538.0914 | 0 | 0 | 0 | 0 | 84457.3888 | 0 | 0 | 0 | 0 | 0 | 0 | 0 | -131438.2195 | 0 | 0 | 0 | 0 | 0 | 0
2016-07-16 08:00 | 0 | 0 | 0 | 0 | 291686.3951 | 0 | 410187 | 0 | 0 | 0 | 595752.9506 | 0 | 0 | 0 | 0 | 0 | 0 | 165304.5665 | 0 | 0 | 0 | 8815502.8292 | 0 | 0 | 0 | 0 | -148983.3894 | 0 | 0 | 0 | 0 | 0 | 0 | 0 | 30482.7845 | 0 | 0 | 0 | 0 | 0 | 0
2016-07-16 09:00 | 0 | 0 | 0 | 0 | 324439.3013 | 0 | 404433 | 0 | 0 | 0 | 446769.5612 | 0 | 0 | 0 | 0 | 0 | 0 | 234294.2572 | 0 | 0 | 0 | 8815467.5672 | 0 | 0 | 0 | 0 | -148983.3894 | 0 | 0 | 0 | 0 | 0 | 0 | 0 | 68989.6907 | 0 | 0 | 0 | 0 | 0 | 0
2016-07-16 10:00 | 0 | 0 | 0 | 0 | 283554.7924 | 0 | 403956 | 0 | 0 | 0 | 297786.1719 | 0 | 0 | 0 | 0 | 0 | 0 | 262876.439 | 0 | 0 | 0 | 8815432.3054 | 0 | 0 | 0 | 0 | -148983.3894 | 0 | 0 | 0 | 0 | 0 | 0 | 0 | 28582.1818 | 0 | 0 | 0 | 0 | 0 | 0
2016-07-16 11:00 | 0 | 0 | 0 | 0 | 240658.4813 | 0 | 411897 | 0 | 0 | 0 | 257985.8727 | 0 | 0 | 0 | 0 | 0 | 0 | 131438.2195 | 0 | 0 | 0 | 8815397.0436 | 0 | 0 | 0 | 0 | -39800.2992 | 0 | 0 | 0 | 0 | 0 | 0 | 0 | -131438.2195 | 0 | 0 | 0 | 0 | 0 | 0
2016-07-16 12:00 | 0 | 0 | 0 | 0 | 168430.5744 | 90206.5725 | 431408 | 0 | 0 | 0 | 216653.2391 | 0 | 0 | 0 | 0 | 0 | 0 | 0 | 0 | 0 | 0 | 8815361.782 | 0 | 0 | 0 | 0 | -41332.6336 | 0 | 0 | 0 | 0 | 0 | 0 | 0 | -131438.2195 | 0 | 0 | 0 | 0 | 0 | 0
2016-07-16 13:00 | 0 | 0 | 0 | 0 | 0 | 406484.237 | 460733 | 0 | 0 | 0 | 162404.4761 | 0 | 0 | 0 | 0 | 0 | 0 | 0 | 0 | 0 | 0 | 8815326.5206 | 0 | 0 | 0 | 0 | -54248.763 | 0 | 0 | 0 | 0 | 0 | 0 | 0 | 0 | 0 | 0 | 0 | 0 | 0 | 0
2016-07-16 14:00 | 0 | 0 | 0 | 0 | 21344.0332 | 620639.3562 | 493000 | 0 | 0 | 0 | 311387.8655 | 0 | 0 | 0 | 0 | 0 | 0 | 0 | 0 | 0 | 0 | 8815291.2593 | 0 | 0 | 0 | 0 | 148983.3894 | 0 | 0 | 0 | 0 | 0 | 0 | 0 | 0 | 0 | 0 | 0 | 0 | 0 | 0
2016-07-16 15:00 | 0 | 0 | 0 | 0 | 0 | 733571.3796 | 524171 | 0 | 0 | 0 | 460371.2548 | 0 | 0 | 0 | 0 | 0 | 0 | 60416.9902 | 0 | 0 | 0 | 8815255.9981 | 0 | 0 | 0 | 0 | 148983.3894 | 0 | 0 | 0 | 0 | 0 | 0 | 0 | 60416.9902 | 0 | 0 | 0 | 0 | 0 | 0
2016-07-16 16:00 | 0 | 0 | 0 | 0 | 0 | 789001.8122 | 550527 | 0 | 0 | 0 | 609354.6442 | 0 | 0 | 0 | 0 | 0 | 0 | 149908.4131 | 0 | 0 | 0 | 8815220.7371 | 0 | 0 | 0 | 0 | 148983.3894 | 0 | 0 | 0 | 0 | 0 | 0 | 0 | 89491.4229 | 0 | 0 | 0 | 0 | 0 | 0
2016-07-16 17:00 | 0 | 0 | 0 | 0 | 0 | 806461.1857 | 572417 | 0 | 0 | 0 | 711960.6104 | 0 | 0 | 0 | 0 | 0 | 0 | 281346.6326 | 0 | 0 | 0 | 8815185.4762 | 0 | 0 | 0 | 0 | 102605.9662 | 0 | 0 | 0 | 0 | 0 | 0 | 0 | 131438.2195 | 0 | 0 | 0 | 0 | 0 | 0
2016-07-16 18:00 | 0 | 0 | 0 | 0 | 0 | 804432.9511 | 589029 | 0 | 0 | 0 | 860943.9998 | 0 | 0 | 0 | 0 | 0 | 0 | 347767.1943 | 0 | 0 | 0 | 8815150.2155 | 0 | 0 | 0 | 0 | 148983.3894 | 0 | 0 | 0 | 0 | 0 | 0 | 0 | 66420.5617 | 0 | 0 | 0 | 0 | 0 | 0
2016-07-16 19:00 | 0 | 0 | 0 | 0 | 0 | 796958.9169 | 600006 | 0 | 0 | 0 | 1009927.3892 | 0 | 0 | 0 | 0 | 0 | 0 | 395736.7218 | 0 | 0 | 0 | 8815114.9549 | 0 | 0 | 0 | 0 | 148983.3894 | 0 | 0 | 0 | 0 | 0 | 0 | 0 | 47969.5275 | 0 | 0 | 0 | 0 | 0 | 0
2016-07-16 20:00 | 0 | 0 | 0 | 0 | 0 | 793006.4682 | 606513 | 0 | 0 | 0 | 1156769.8353 | 0 | 0 | 0 | 0 | 0 | 0 | 435387.7439 | 0 | 0 | 0 | 8815079.6944 | 0 | 0 | 0 | 0 | 146842.4461 | 0 | 0 | 0 | 0 | 0 | 0 | 0 | 39651.0221 | 0 | 0 | 0 | 0 | 0 | 0
2016-07-16 21:00 | 0 | 0 | 0 | 0 | 0 | 784215.7357 | 608656 | 0 | 0 | 0 | 1305753.2246 | 0 | 0 | 0 | 0 | 0 | 0 | 461964.0902 | 0 | 0 | 0 | 8815044.4341 | 0 | 0 | 0 | 0 | 148983.3894 | 0 | 0 | 0 | 0 | 0 | 0 | 0 | 26576.3463 | 0 | 0 | 0 | 0 | 0 | 0
2016-07-16 22:00 | 0 | 0 | 0 | 0 | 0 | 758065.7812 | 603469 | 0 | 0 | 0 | 1454736.614 | 0 | 0 | 0 | 0 | 0 | 0 | 467577.4821 | 0 | 0 | 0 | 8815009.1739 | 0 | 0 | 0 | 0 | 148983.3894 | 0 | 0 | 0 | 0 | 0 | 0 | 0 | 5613.3919 | 0 | 0 | 0 | 0 | 0 | 0
2016-07-16 23:00 | 0 | 0 | 0 | 0 | 0 | 681404.8356 | 591077 | 0 | 0 | 0 | 1603720.0034 | 0 | 0 | 0 | 0 | 0 | 0 | 408921.9283 | 0 | 0 | 0 | 8814973.9139 | 0 | 0 | 0 | 0 | 148983.3894 | 0 | 0 | 0 | 0 | 0 | 0 | 0 | -58655.5538 | 0 | 0 | 0 | 0 | 0 | 0
2016-07-17 | 0 | 0 | 0 | 0 | 0 | 531530.4092 | 575707 | 0 | 0 | 0 | 1454736.614 | 0 | 0 | 0 | 0 | 0 | 0 | 513728.7269 | 0 | 0 | 0 | 8814938.654 | 0 | 0 | 0 | 0 | -148983.3894 | 0 | 0 | 0 | 0 | 0 | 0 | 0 | 104806.7986 | 0 | 0 | 0 | 0 | 0 | 0
2016-07-17 01:00 | 0 | 0 | 0 | 0 | 9709.3736 | 270215.0175 | 560346 | 0 | 0 | 0 | 1305753.2246 | 0 | 0 | 0 | 0 | 0 | 0 | 382290.5074 | 0 | 0 | 0 | 8814903.3942 | 0 | 0 | 0 | 0 | -148983.3894 | 0 | 0 | 0 | 0 | 0 | 0 | 0 | -131438.2195 | 0 | 0 | 0 | 0 | 0 | 0
2016-07-17 02:00 | 0 | 0 | 0 | 0 | 531588.5907 | 24626.5792 | 538670 | 0 | 0 | 0 | 1454736.614 | 0 | 0 | 0 | 0 | 0 | 0 | 250852.2879 | 0 | 0 | 0 | 8814868.1346 | 0 | 0 | 0 | 0 | 148983.3894 | 0 | 0 | 0 | 0 | 0 | 0 | 0 | -131438.2195 | 0 | 0 | 0 | 0 | 0 | 0
2016-07-17 03:00 | 0 | 0 | 0 | 0 | 228070.3911 | 0 | 508492 | 0 | 0 | 0 | 1305753.2246 | 0 | 0 | 0 | 0 | 0 | 0 | 119414.0684 | 0 | 0 | 0 | 8814832.8751 | 0 | 0 | 0 | 0 | -148983.3894 | 0 | 0 | 0 | 0 | 0 | 0 | 0 | -131438.2195 | 0 | 0 | 0 | 0 | 0 | 0
2016-07-17 04:00 | 0 | 0 | 0 | 0 | 459936.8301 | 0 | 477482 | 0 | 0 | 0 | 1156769.8353 | 0 | 0 | 0 | 0 | 0 | 0 | 250852.2879 | 0 | 0 | 0 | 8814797.6158 | 0 | 0 | 0 | 0 | -148983.3894 | 0 | 0 | 0 | 0 | 0 | 0 | 0 | 131438.2195 | 0 | 0 | 0 | 0 | 0 | 0
2016-07-17 05:00 | 0 | 0 | 0 | 0 | 170613.3911 | 0 | 451035 | 0 | 0 | 0 | 1007786.4459 | 0 | 0 | 0 | 0 | 0 | 0 | 119414.0684 | 0 | 0 | 0 | 8814762.3566 | 0 | 0 | 0 | 0 | -148983.3894 | 0 | 0 | 0 | 0 | 0 | 0 | 0 | -131438.2195 | 0 | 0 | 0 | 0 | 0 | 0
2016-07-17 06:00 | 0 | 0 | 0 | 0 | 595593.2053 | 0 | 429643 | 0 | 0 | 0 | 1042298.4317 | 0 | 0 | 0 | 0 | 0 | 0 | 250852.2879 | 0 | 0 | 0 | 8814727.0976 | 0 | 0 | 0 | 0 | 34511.9858 | 0 | 0 | 0 | 0 | 0 | 0 | 0 | 131438.2195 | 0 | 0 | 0 | 0 | 0 | 0
2016-07-17 07:00 | 0 | 0 | 0 | 0 | 131166.3911 | 0 | 411588 | 0 | 0 | 0 | 893315.0423 | 0 | 0 | 0 | 0 | 0 | 0 | 119414.0684 | 0 | 0 | 0 | 8814691.8387 | 0 | 0 | 0 | 0 | -148983.3894 | 0 | 0 | 0 | 0 | 0 | 0 | 0 | -131438.2195 | 0 | 0 | 0 | 0 | 0 | 0
2016-07-17 08:00 | 0 | 0 | 0 | 0 | 131420.5422 | 0 | 399818 | 0 | 0 | 0 | 744331.6529 | 0 | 0 | 0 | 0 | 0 | 0 | 0 | 0 | 0 | 0 | 8814656.5799 | 0 | 0 | 0 | 0 | -148983.3894 | 0 | 0 | 0 | 0 | 0 | 0 | 0 | -119414.0684 | 0 | 0 | 0 | 0 | 0 | 0
2016-07-17 09:00 | 0 | 0 | 0 | 0 | 514250.0877 | 0 | 392622 | 0 | 0 | 0 | 734521.5212 | 0 | 0 | 0 | 0 | 0 | 0 | 131438.2195 | 0 | 0 | 0 | 8814621.3213 | 0 | 0 | 0 | 0 | -9810.1318 | 0 | 0 | 0 | 0 | 0 | 0 | 0 | 131438.2195 | 0 | 0 | 0 | 0 | 0 | 0
2016-07-17 10:00 | 0 | 0 | 0 | 0 | 107105.3911 | 0 | 387527 | 0 | 0 | 0 | 585538.1318 | 0 | 0 | 0 | 0 | 0 | 0 | 0 | 0 | 0 | 0 | 8814586.0628 | 0 | 0 | 0 | 0 | -148983.3894 | 0 | 0 | 0 | 0 | 0 | 0 | 0 | -131438.2195 | 0 | 0 | 0 | 0 | 0 | 0
2016-07-17 11:00 | 0 | 0 | 0 | 0 | 437890.0272 | 0.78071 | 391641 | 0 | 0 | 0 | 500349.7202 | 0 | 0 | 0 | 0 | 0 | 0 | 131438.2195 | 0 | 0 | 0 | 8814550.8044 | 0 | 0 | 0 | 0 | -85188.4115 | 0 | 0 | 0 | 0 | 0 | 0 | 0 | 131438.2195 | 0 | 0 | 0 | 0 | 0 | 0
2016-07-17 12:00 | 0 | 0 | 0 | 0 | 25909.2462 | 104980.1449 | 411311 | 0 | 0 | 0 | 351366.3309 | 0 | 0 | 0 | 0 | 0 | 0 | 0 | 0 | 0 | 0 | 8814515.5462 | 0 | 0 | 0 | 0 | -148983.3894 | 0 | 0 | 0 | 0 | 0 | 0 | 0 | -131438.2195 | 0 | 0 | 0 | 0 | 0 | 0
2016-07-17 13:00 | 0 | 0 | 0 | 0 | 164931.8973 | 428161.4921 | 444110 | 0 | 0 | 0 | 500349.7202 | 0 | 0 | 0 | 0 | 0 | 0 | 0 | 0 | 0 | 0 | 8814480.2882 | 0 | 0 | 0 | 0 | 148983.3894 | 0 | 0 | 0 | 0 | 0 | 0 | 0 | 0 | 0 | 0 | 0 | 0 | 0 | 0
2016-07-17 14:00 | 0 | 0 | 0 | 0 | 0 | 638427.5879 | 479639 | 0 | 0 | 0 | 649333.1096 | 0 | 0 | 0 | 0 | 0 | 0 | 9805.1985 | 0 | 0 | 0 | 8814445.0303 | 0 | 0 | 0 | 0 | 148983.3894 | 0 | 0 | 0 | 0 | 0 | 0 | 0 | 9805.1985 | 0 | 0 | 0 | 0 | 0 | 0
2016-07-17 15:00 | 0 | 0 | 0 | 0 | 0 | 731446.518 | 514092 | 0 | 0 | 0 | 798316.499 | 0 | 0 | 0 | 0 | 0 | 0 | 78176.3272 | 0 | 0 | 0 | 8814409.7725 | 0 | 0 | 0 | 0 | 148983.3894 | 0 | 0 | 0 | 0 | 0 | 0 | 0 | 68371.1287 | 0 | 0 | 0 | 0 | 0 | 0
2016-07-17 16:00 | 0 | 0 | 0 | 0 | 0 | 778905.9442 | 545689 | 0 | 0 | 0 | 900095.2237 | 0 | 0 | 0 | 0 | 0 | 0 | 209614.5467 | 0 | 0 | 0 | 8814374.5148 | 0 | 0 | 0 | 0 | 101778.7247 | 0 | 0 | 0 | 0 | 0 | 0 | 0 | 131438.2195 | 0 | 0 | 0 | 0 | 0 | 0
2016-07-17 17:00 | 0 | 0 | 0 | 0 | 0 | 793932.0919 | 571375 | 0 | 0 | 0 | 1049078.613 | 0 | 0 | 0 | 0 | 0 | 0 | 283188.2492 | 0 | 0 | 0 | 8814339.2573 | 0 | 0 | 0 | 0 | 148983.3894 | 0 | 0 | 0 | 0 | 0 | 0 | 0 | 73573.7025 | 0 | 0 | 0 | 0 | 0 | 0
2016-07-17 18:00 | 0 | 0 | 0 | 0 | 0 | 790112.554 | 591889 | 0 | 0 | 0 | 1198062.0024 | 0 | 0 | 0 | 0 | 0 | 0 | 332428.4138 | 0 | 0 | 0 | 8814304 | 0 | 0 | 0 | 0 | 148983.3894 | 0 | 0 | 0 | 0 | 0 | 0 | 0 | 49240.1646 | 0 | 0 | 0 | 0 | 0 | 0
2016-07-17 19:00 | 0 | 0 | 0 | 0 | 0 | 778931.3465 | 607872 | 0 | 0 | 0 | 1347045.3918 | 0 | 0 | 0 | 0 | 0 | 0 | 354504.371 | 0 | 0 | 0 | 8814268.7428 | 0 | 0 | 0 | 0 | 148983.3894 | 0 | 0 | 0 | 0 | 0 | 0 | 0 | 22075.9571 | 0 | 0 | 0 | 0 | 0 | 0
2016-07-17 20:00 | 0 | 0 | 0 | 0 | 0 | 771266.6059 | 620128 | 0 | 0 | 0 | 1366745.7782 | 0 | 0 | 0 | 0 | 0 | 0 | 485942.5905 | 0 | 0 | 0 | 8814233.4857 | 0 | 0 | 0 | 0 | 19700.3864 | 0 | 0 | 0 | 0 | 0 | 0 | 0 | 131438.2195 | 0 | 0 | 0 | 0 | 0 | 0
2016-07-17 21:00 | 0 | 0 | 0 | 0 | 0 | 756071.2871 | 628734 | 0 | 0 | 0 | 1515729.1676 | 0 | 0 | 0 | 0 | 0 | 0 | 464296.4882 | 0 | 0 | 0 | 8814198.2288 | 0 | 0 | 0 | 0 | 148983.3894 | 0 | 0 | 0 | 0 | 0 | 0 | 0 | -21646.1023 | 0 | 0 | 0 | 0 | 0 | 0
2016-07-17 22:00 | 0 | 0 | 0 | 0 | 0 | 721852.1082 | 630088 | 0 | 0 | 0 | 1664712.5569 | 0 | 0 | 0 | 0 | 0 | 0 | 407077.207 | 0 | 0 | 0 | 8814162.972 | 0 | 0 | 0 | 0 | 148983.3894 | 0 | 0 | 0 | 0 | 0 | 0 | 0 | -57219.2812 | 0 | 0 | 0 | 0 | 0 | 0
2016-07-17 23:00 | 0 | 0 | 0 | 0 | 0 | 644812.2892 | 622054 | 0 | 0 | 0 | 1580819.3262 | 0 | 0 | 0 | 0 | 0 | 0 | 513728.7269 | 0 | 0 | 0 | 8814127.7153 | 0 | 0 | 0 | 0 | -83893.2307 | 0 | 0 | 0 | 0 | 0 | 0 | 0 | 106651.5199 | 0 | 0 | 0 | 0 | 0 | 0
2016-07-18 | 0 | 0 | 0 | 0 | 125648.9043 | 500869.2655 | 608973 | 0 | 0 | 0 | 1729802.7156 | 0 | 0 | 0 | 0 | 0 | 0 | 382290.5074 | 0 | 0 | 0 | 8814092.4588 | 0 | 0 | 0 | 0 | 148983.3894 | 0 | 0 | 0 | 0 | 0 | 0 | 0 | -131438.2195 | 0 | 0 | 0 | 0 | 0 | 0
2016-07-18 01:00 | 0 | 0 | 0 | 0 | 185592.5671 | 252320.3452 | 595724 | 0 | 0 | 0 | 1580819.3262 | 0 | 0 | 0 | 0 | 0 | 0 | 373462.809 | 0 | 0 | 0 | 8814057.2024 | 0 | 0 | 0 | 0 | -148983.3894 | 0 | 0 | 0 | 0 | 0 | 0 | 0 | -8827.6984 | 0 | 0 | 0 | 0 | 0 | 0
2016-07-18 02:00 | 0 | 0 | 0 | 0 | 528592.7533 | 28607.3054 | 572179 | 0 | 0 | 0 | 1697278.6044 | 0 | 0 | 0 | 0 | 0 | 0 | 242024.5895 | 0 | 0 | 0 | 8814021.9462 | 0 | 0 | 0 | 0 | 116459.2782 | 0 | 0 | 0 | 0 | 0 | 0 | 0 | -131438.2195 | 0 | 0 | 0 | 0 | 0 | 0
2016-07-18 03:00 | 0 | 0 | 0 | 0 | 259580.3911 | 0 | 540002 | 0 | 0 | 0 | 1548295.215 | 0 | 0 | 0 | 0 | 0 | 0 | 110586.37 | 0 | 0 | 0 | 8813986.6901 | 0 | 0 | 0 | 0 | -148983.3894 | 0 | 0 | 0 | 0 | 0 | 0 | 0 | -131438.2195 | 0 | 0 | 0 | 0 | 0 | 0
2016-07-18 04:00 | 0 | 0 | 0 | 0 | 494112.6847 | 0 | 506806 | 0 | 0 | 0 | 1404163.6802 | 0 | 0 | 0 | 0 | 0 | 0 | 242024.5895 | 0 | 0 | 0 | 8813951.4342 | 0 | 0 | 0 | 0 | -144131.5348 | 0 | 0 | 0 | 0 | 0 | 0 | 0 | 131438.2195 | 0 | 0 | 0 | 0 | 0 | 0
2016-07-18 05:00 | 0 | 0 | 0 | 0 | 462309.2028 | 0 | 477936 | 0 | 0 | 0 | 1257098.6636 | 0 | 0 | 0 | 0 | 0 | 0 | 373462.809 | 0 | 0 | 0 | 8813916.1784 | 0 | 0 | 0 | 0 | -147065.0167 | 0 | 0 | 0 | 0 | 0 | 0 | 0 | 131438.2195 | 0 | 0 | 0 | 0 | 0 | 0
2016-07-18 06:00 | 0 | 0 | 0 | 0 | 174650.3911 | 0 | 455072 | 0 | 0 | 0 | 1108115.2742 | 0 | 0 | 0 | 0 | 0 | 0 | 242024.5895 | 0 | 0 | 0 | 8813880.9227 | 0 | 0 | 0 | 0 | -148983.3894 | 0 | 0 | 0 | 0 | 0 | 0 | 0 | -131438.2195 | 0 | 0 | 0 | 0 | 0 | 0
2016-07-18 07:00 | 0 | 0 | 0 | 0 | 436672.4103 | 0 | 438275 | 0 | 0 | 0 | 975074.465 | 0 | 0 | 0 | 0 | 0 | 0 | 373462.809 | 0 | 0 | 0 | 8813845.6672 | 0 | 0 | 0 | 0 | -133040.8092 | 0 | 0 | 0 | 0 | 0 | 0 | 0 | 131438.2195 | 0 | 0 | 0 | 0 | 0 | 0
2016-07-18 08:00 | 0 | 0 | 0 | 0 | 425354.1597 | 0 | 430035 | 0 | 0 | 0 | 1101831.8443 | 0 | 0 | 0 | 0 | 0 | 0 | 242024.5895 | 0 | 0 | 0 | 8813810.4118 | 0 | 0 | 0 | 0 | 126757.3792 | 0 | 0 | 0 | 0 | 0 | 0 | 0 | -131438.2195 | 0 | 0 | 0 | 0 | 0 | 0
2016-07-18 09:00 | 0 | 0 | 0 | 0 | 389509.1929 | 0 | 432780 | 0 | 0 | 0 | 952848.4549 | 0 | 0 | 0 | 0 | 0 | 0 | 347737.1718 | 0 | 0 | 0 | 8813775.1565 | 0 | 0 | 0 | 0 | -148983.3894 | 0 | 0 | 0 | 0 | 0 | 0 | 0 | 105712.5823 | 0 | 0 | 0 | 0 | 0 | 0
2016-07-18 10:00 | 0 | 0 | 0 | 0 | 165724.3911 | 0 | 446146 | 0 | 0 | 0 | 803865.0655 | 0 | 0 | 0 | 0 | 0 | 0 | 216298.9522 | 0 | 0 | 0 | 8813739.9014 | 0 | 0 | 0 | 0 | -148983.3894 | 0 | 0 | 0 | 0 | 0 | 0 | 0 | -131438.2195 | 0 | 0 | 0 | 0 | 0 | 0
2016-07-18 11:00 | 0 | 0 | 0 | 0 | 322387.9848 | 0.4254 | 466590 | 0 | 0 | 0 | 654881.6761 | 0 | 0 | 0 | 0 | 0 | 0 | 221080.7518 | 0 | 0 | 0 | 8813704.6465 | 0 | 0 | 0 | 0 | -148983.3894 | 0 | 0 | 0 | 0 | 0 | 0 | 0 | 4781.7995 | 0 | 0 | 0 | 0 | 0 | 0
2016-07-18 12:00 | 0 | 0 | 0 | 0 | 186086.8584 | 75569.0812 | 495607 | 0 | 0 | 0 | 552368.8352 | 0 | 0 | 0 | 0 | 0 | 0 | 89642.5323 | 0 | 0 | 0 | 8813669.3917 | 0 | 0 | 0 | 0 | -102512.8409 | 0 | 0 | 0 | 0 | 0 | 0 | 0 | -131438.2195 | 0 | 0 | 0 | 0 | 0 | 0
2016-07-18 13:00 | 0 | 0 | 0 | 0 | 178994.3834 | 357045.7582 | 530189 | 0 | 0 | 0 | 426781.7574 | 0 | 0 | 0 | 0 | 0 | 0 | 221080.7518 | 0 | 0 | 0 | 8813634.137 | 0 | 0 | 0 | 0 | -125587.0778 | 0 | 0 | 0 | 0 | 0 | 0 | 0 | 131438.2195 | 0 | 0 | 0 | 0 | 0 | 0
2016-07-18 14:00 | 0 | 0 | 0 | 0 | 0 | 554906.4999 | 567488 | 0 | 0 | 0 | 545638.4767 | 0 | 0 | 0 | 0 | 0 | 0 | 89642.5323 | 0 | 0 | 0 | 8813598.8825 | 0 | 0 | 0 | 0 | 118856.7194 | 0 | 0 | 0 | 0 | 0 | 0 | 0 | -131438.2195 | 0 | 0 | 0 | 0 | 0 | 0
2016-07-18 15:00 | 0 | 0 | 0 | 0 | 0 | 662003.8571 | 602663 | 0 | 0 | 0 | 694621.8661 | 0 | 0 | 0 | 0 | 0 | 0 | 0 | 0 | 0 | 0 | 8813563.6281 | 0 | 0 | 0 | 0 | 148983.3894 | 0 | 0 | 0 | 0 | 0 | 0 | 0 | -89642.5323 | 0 | 0 | 0 | 0 | 0 | 0
2016-07-18 16:00 | 0 | 0 | 0 | 0 | 176073.3543 | 719742.7958 | 632805 | 0 | 0 | 0 | 826194.7966 | 0 | 0 | 0 | 0 | 0 | 0 | 131438.2195 | 0 | 0 | 0 | 8813528.3738 | 0 | 0 | 0 | 0 | 131572.9305 | 0 | 0 | 0 | 0 | 0 | 0 | 0 | 131438.2195 | 0 | 0 | 0 | 0 | 0 | 0
2016-07-18 17:00 | 0 | 0 | 0 | 0 | 167459.8756 | 743381.0928 | 655699 | 0 | 0 | 0 | 975178.186 | 0 | 0 | 0 | 0 | 0 | 0 | 237596.7985 | 0 | 0 | 0 | 8813493.1197 | 0 | 0 | 0 | 0 | 148983.3894 | 0 | 0 | 0 | 0 | 0 | 0 | 0 | 106158.579 | 0 | 0 | 0 | 0 | 0 | 0
2016-07-18 18:00 | 0 | 0 | 0 | 0 | 0 | 740987.8818 | 671854 | 0 | 0 | 0 | 912873.8483 | 0 | 0 | 0 | 0 | 0 | 0 | 369035.018 | 0 | 0 | 0 | 8813457.8657 | 0 | 0 | 0 | 0 | -62304.3377 | 0 | 0 | 0 | 0 | 0 | 0 | 0 | 131438.2195 | 0 | 0 | 0 | 0 | 0 | 0
2016-07-18 19:00 | 0 | 0 | 0 | 0 | 0 | 727478.7531 | 678778 | 0 | 0 | 0 | 1061857.2377 | 0 | 0 | 0 | 0 | 0 | 0 | 268752.3817 | 0 | 0 | 0 | 8813422.6119 | 0 | 0 | 0 | 0 | 148983.3894 | 0 | 0 | 0 | 0 | 0 | 0 | 0 | -100282.6363 | 0 | 0 | 0 | 0 | 0 | 0
2016-07-18 20:00 | 0 | 0 | 0 | 0 | 0 | 712721.4385 | 679882 | 0 | 0 | 0 | 1210840.627 | 0 | 0 | 0 | 0 | 0 | 0 | 152608.4308 | 0 | 0 | 0 | 8813387.3582 | 0 | 0 | 0 | 0 | 148983.3894 | 0 | 0 | 0 | 0 | 0 | 0 | 0 | -116143.9509 | 0 | 0 | 0 | 0 | 0 | 0
2016-07-18 21:00 | 0 | 0 | 0 | 0 | 0 | 687273.7989 | 677977 | 0 | 0 | 0 | 1088699.2064 | 0 | 0 | 0 | 0 | 0 | 0 | 284046.6503 | 0 | 0 | 0 | 8813352.1046 | 0 | 0 | 0 | 0 | -122141.4206 | 0 | 0 | 0 | 0 | 0 | 0 | 0 | 131438.2195 | 0 | 0 | 0 | 0 | 0 | 0
2016-07-18 22:00 | 0 | 0 | 0 | 0 | 41957.6909 | 648972.479 | 673385 | 0 | 0 | 0 | 1237682.5958 | 0 | 0 | 0 | 0 | 0 | 0 | 152608.4308 | 0 | 0 | 0 | 8813316.8512 | 0 | 0 | 0 | 0 | 148983.3894 | 0 | 0 | 0 | 0 | 0 | 0 | 0 | -131438.2195 | 0 | 0 | 0 | 0 | 0 | 0
2016-07-18 23:00 | 0 | 0 | 0 | 0 | 338482.0338 | 570520.4699 | 662839 | 0 | 0 | 0 | 1352407.88 | 0 | 0 | 0 | 0 | 0 | 0 | 284046.6503 | 0 | 0 | 0 | 8813281.598 | 0 | 0 | 0 | 0 | 114725.2842 | 0 | 0 | 0 | 0 | 0 | 0 | 0 | 131438.2195 | 0 | 0 | 0 | 0 | 0 | 0
2016-07-19 | 0 | 0 | 0 | 0 | 0 | 431361.2369 | 645707 | 0 | 0 | 0 | 1269500.3364 | 0 | 0 | 0 | 0 | 0 | 0 | 152608.4308 | 0 | 0 | 0 | 8813246.3448 | 0 | 0 | 0 | 0 | -82907.5436 | 0 | 0 | 0 | 0 | 0 | 0 | 0 | -131438.2195 | 0 | 0 | 0 | 0 | 0 | 0
2016-07-19 01:00 | 0 | 0 | 0 | 0 | 547754.7537 | 214032.2865 | 626926 | 0 | 0 | 0 | 1272923.1571 | 0 | 0 | 0 | 0 | 0 | 0 | 284046.6503 | 0 | 0 | 0 | 8813211.0919 | 0 | 0 | 0 | 0 | 3422.8207 | 0 | 0 | 0 | 0 | 0 | 0 | 0 | 131438.2195 | 0 | 0 | 0 | 0 | 0 | 0
2016-07-19 02:00 | 0 | 0 | 0 | 0 | 282551.4038 | 34390.9873 | 597364 | 0 | 0 | 0 | 1123939.7677 | 0 | 0 | 0 | 0 | 0 | 0 | 152608.4308 | 0 | 0 | 0 | 8813175.839 | 0 | 0 | 0 | 0 | -148983.3894 | 0 | 0 | 0 | 0 | 0 | 0 | 0 | -131438.2195 | 0 | 0 | 0 | 0 | 0 | 0
2016-07-19 03:00 | 0 | 0 | 0 | 0 | 634403.0502 | 0 | 558734 | 0 | 0 | 0 | 1220779.0292 | 0 | 0 | 0 | 0 | 0 | 0 | 131438.2195 | 0 | 0 | 0 | 8813140.5863 | 0 | 0 | 0 | 0 | 96839.2615 | 0 | 0 | 0 | 0 | 0 | 0 | 0 | -21170.2113 | 0 | 0 | 0 | 0 | 0 | 0
2016-07-19 04:00 | 0 | 0 | 0 | 0 | 240248.3911 | 0 | 520670 | 0 | 0 | 0 | 1071795.6398 | 0 | 0 | 0 | 0 | 0 | 0 | 0 | 0 | 0 | 0 | 8813105.3338 | 0 | 0 | 0 | 0 | -148983.3894 | 0 | 0 | 0 | 0 | 0 | 0 | 0 | -131438.2195 | 0 | 0 | 0 | 0 | 0 | 0
2016-07-19 05:00 | 0 | 0 | 0 | 0 | 566047.1278 | 0 | 488298 | 0 | 0 | 0 | 1018106.5481 | 0 | 0 | 0 | 0 | 0 | 0 | 131438.2195 | 0 | 0 | 0 | 8813070.0813 | 0 | 0 | 0 | 0 | -53689.0917 | 0 | 0 | 0 | 0 | 0 | 0 | 0 | 131438.2195 | 0 | 0 | 0 | 0 | 0 | 0
2016-07-19 06:00 | 0 | 0 | 0 | 0 | 527240.556 | 0 | 461564 | 0 | 0 | 0 | 952344.8847 | 0 | 0 | 0 | 0 | 0 | 0 | 262876.439 | 0 | 0 | 0 | 8813034.829 | 0 | 0 | 0 | 0 | -65761.6635 | 0 | 0 | 0 | 0 | 0 | 0 | 0 | 131438.2195 | 0 | 0 | 0 | 0 | 0 | 0
2016-07-19 07:00 | 0 | 0 | 0 | 0 | 162426.3911 | 0 | 442848 | 0 | 0 | 0 | 803361.4953 | 0 | 0 | 0 | 0 | 0 | 0 | 131438.2195 | 0 | 0 | 0 | 8812999.5769 | 0 | 0 | 0 | 0 | -148983.3894 | 0 | 0 | 0 | 0 | 0 | 0 | 0 | -131438.2195 | 0 | 0 | 0 | 0 | 0 | 0
2016-07-19 08:00 | 0 | 0 | 0 | 0 | 485563.0764 | 0 | 433311 | 0 | 0 | 0 | 724175.3522 | 0 | 0 | 0 | 0 | 0 | 0 | 262876.439 | 0 | 0 | 0 | 8812964.3249 | 0 | 0 | 0 | 0 | -79186.1431 | 0 | 0 | 0 | 0 | 0 | 0 | 0 | 131438.2195 | 0 | 0 | 0 | 0 | 0 | 0
2016-07-19 09:00 | 0 | 0 | 0 | 0 | 463007.0874 | 0 | 435488 | 0 | 0 | 0 | 873158.7415 | 0 | 0 | 0 | 0 | 0 | 0 | 141412.137 | 0 | 0 | 0 | 8812929.0731 | 0 | 0 | 0 | 0 | 148983.3894 | 0 | 0 | 0 | 0 | 0 | 0 | 0 | -121464.302 | 0 | 0 | 0 | 0 | 0 | 0
2016-07-19 10:00 | 0 | 0 | 0 | 0 | 433750.2082 | 0 | 448967 | 0 | 0 | 0 | 736477.6478 | 0 | 0 | 0 | 0 | 0 | 0 | 262876.439 | 0 | 0 | 0 | 8812893.8213 | 0 | 0 | 0 | 0 | -136681.0937 | 0 | 0 | 0 | 0 | 0 | 0 | 0 | 121464.302 | 0 | 0 | 0 | 0 | 0 | 0
2016-07-19 11:00 | 0 | 0 | 0 | 0 | 188209.3133 | 0.077874 | 468631 | 0 | 0 | 0 | 587494.2584 | 0 | 0 | 0 | 0 | 0 | 0 | 131438.2195 | 0 | 0 | 0 | 8812858.5698 | 0 | 0 | 0 | 0 | -148983.3894 | 0 | 0 | 0 | 0 | 0 | 0 | 0 | -131438.2195 | 0 | 0 | 0 | 0 | 0 | 0
2016-07-19 12:00 | 0 | 0 | 0 | 0 | 208788.139 | 80598.5905 | 495509 | 0 | 0 | 0 | 512810.2074 | 0 | 0 | 0 | 0 | 0 | 0 | 0 | 0 | 0 | 0 | 8812823.3183 | 0 | 0 | 0 | 0 | -74684.051 | 0 | 0 | 0 | 0 | 0 | 0 | 0 | -131438.2195 | 0 | 0 | 0 | 0 | 0 | 0
2016-07-19 13:00 | 0 | 0 | 0 | 0 | 181826.6729 | 398714.559 | 525717 | 0 | 0 | 0 | 436196.2198 | 0 | 0 | 0 | 0 | 0 | 0 | 131438.2195 | 0 | 0 | 0 | 8812788.067 | 0 | 0 | 0 | 0 | -76613.9877 | 0 | 0 | 0 | 0 | 0 | 0 | 0 | 131438.2195 | 0 | 0 | 0 | 0 | 0 | 0
2016-07-19 14:00 | 0 | 0 | 0 | 0 | 0 | 609775.0346 | 561169 | 0 | 0 | 0 | 577900.1751 | 0 | 0 | 0 | 0 | 0 | 0 | 38340.2988 | 0 | 0 | 0 | 8812752.8159 | 0 | 0 | 0 | 0 | 141703.9554 | 0 | 0 | 0 | 0 | 0 | 0 | 0 | -93097.9207 | 0 | 0 | 0 | 0 | 0 | 0
2016-07-19 15:00 | 0 | 0 | 0 | 0 | 0 | 705577.0906 | 594934 | 0 | 0 | 0 | 726883.5645 | 0 | 0 | 0 | 0 | 0 | 0 | 0 | 0 | 0 | 0 | 8812717.5649 | 0 | 0 | 0 | 0 | 148983.3894 | 0 | 0 | 0 | 0 | 0 | 0 | 0 | -38340.2988 | 0 | 0 | 0 | 0 | 0 | 0
2016-07-19 16:00 | 0 | 0 | 0 | 0 | 0 | 756643.1161 | 622824 | 0 | 0 | 0 | 729264.4611 | 0 | 0 | 0 | 0 | 0 | 0 | 131438.2195 | 0 | 0 | 0 | 8812682.314 | 0 | 0 | 0 | 0 | 2380.8966 | 0 | 0 | 0 | 0 | 0 | 0 | 0 | 131438.2195 | 0 | 0 | 0 | 0 | 0 | 0
2016-07-19 17:00 | 0 | 0 | 0 | 0 | 0 | 762672.6617 | 644321 | 0 | 0 | 0 | 716177.9033 | 0 | 0 | 0 | 0 | 0 | 0 | 262876.439 | 0 | 0 | 0 | 8812647.0633 | 0 | 0 | 0 | 0 | -13086.5578 | 0 | 0 | 0 | 0 | 0 | 0 | 0 | 131438.2195 | 0 | 0 | 0 | 0 | 0 | 0
2016-07-19 18:00 | 0 | 0 | 0 | 0 | 0 | 750014.6613 | 659831 | 0 | 0 | 0 | 865161.2927 | 0 | 0 | 0 | 0 | 0 | 0 | 204076.7109 | 0 | 0 | 0 | 8812611.8127 | 0 | 0 | 0 | 0 | 148983.3894 | 0 | 0 | 0 | 0 | 0 | 0 | 0 | -58799.7281 | 0 | 0 | 0 | 0 | 0 | 0
2016-07-19 19:00 | 0 | 0 | 0 | 0 | 0 | 734362.1747 | 669705 | 0 | 0 | 0 | 1014144.6821 | 0 | 0 | 0 | 0 | 0 | 0 | 119750.4962 | 0 | 0 | 0 | 8812576.5622 | 0 | 0 | 0 | 0 | 148983.3894 | 0 | 0 | 0 | 0 | 0 | 0 | 0 | -84326.2147 | 0 | 0 | 0 | 0 | 0 | 0
2016-07-19 20:00 | 0 | 0 | 0 | 0 | 0 | 720346.5314 | 676736 | 0 | 0 | 0 | 926316.994 | 0 | 0 | 0 | 0 | 0 | 0 | 251188.7157 | 0 | 0 | 0 | 8812541.3119 | 0 | 0 | 0 | 0 | -87827.6881 | 0 | 0 | 0 | 0 | 0 | 0 | 0 | 131438.2195 | 0 | 0 | 0 | 0 | 0 | 0
2016-07-19 21:00 | 0 | 0 | 0 | 0 | 1221.2451 | 694525.9248 | 678202 | 0 | 0 | 0 | 1075300.3834 | 0 | 0 | 0 | 0 | 0 | 0 | 119750.4962 | 0 | 0 | 0 | 8812506.0618 | 0 | 0 | 0 | 0 | 148983.3894 | 0 | 0 | 0 | 0 | 0 | 0 | 0 | -131438.2195 | 0 | 0 | 0 | 0 | 0 | 0
2016-07-19 22:00 | 0 | 0 | 0 | 0 | 277158.5097 | 652323.7987 | 671340 | 0 | 0 | 0 | 1202004.4722 | 0 | 0 | 0 | 0 | 0 | 0 | 251188.7157 | 0 | 0 | 0 | 8812470.8117 | 0 | 0 | 0 | 0 | 126704.0888 | 0 | 0 | 0 | 0 | 0 | 0 | 0 | 131438.2195 | 0 | 0 | 0 | 0 | 0 | 0
2016-07-19 23:00 | 0 | 0 | 0 | 0 | 0 | 567651.3856 | 655422 | 0 | 0 | 0 | 1245672.0773 | 0 | 0 | 0 | 0 | 0 | 0 | 119750.4962 | 0 | 0 | 0 | 8812435.5619 | 0 | 0 | 0 | 0 | 43667.6051 | 0 | 0 | 0 | 0 | 0 | 0 | 0 | -131438.2195 | 0 | 0 | 0 | 0 | 0 | 0
2016-07-20 | 0 | 0 | 0 | 0 | 370673.1059 | 426678.486 | 636565 | 0 | 0 | 0 | 1275020.4497 | 0 | 0 | 0 | 0 | 0 | 0 | 251188.7157 | 0 | 0 | 0 | 8812400.3121 | 0 | 0 | 0 | 0 | 29348.3724 | 0 | 0 | 0 | 0 | 0 | 0 | 0 | 131438.2195 | 0 | 0 | 0 | 0 | 0 | 0
2016-07-20 01:00 | 0 | 0 | 0 | 0 | 115195.4875 | 222901.9036 | 618519 | 0 | 0 | 0 | 1126037.0603 | 0 | 0 | 0 | 0 | 0 | 0 | 119750.4962 | 0 | 0 | 0 | 8812365.0625 | 0 | 0 | 0 | 0 | -148983.3894 | 0 | 0 | 0 | 0 | 0 | 0 | 0 | -131438.2195 | 0 | 0 | 0 | 0 | 0 | 0
2016-07-20 02:00 | 0 | 0 | 0 | 0 | 638064.9768 | 30178.3674 | 589729 | 0 | 0 | 0 | 1073113.1849 | 0 | 0 | 0 | 0 | 0 | 0 | 251188.7157 | 0 | 0 | 0 | 8812329.8131 | 0 | 0 | 0 | 0 | -52923.8754 | 0 | 0 | 0 | 0 | 0 | 0 | 0 | 131438.2195 | 0 | 0 | 0 | 0 | 0 | 0
2016-07-20 03:00 | 0 | 0 | 0 | 0 | 271626.3911 | 0 | 552048 | 0 | 0 | 0 | 924129.7955 | 0 | 0 | 0 | 0 | 0 | 0 | 119750.4962 | 0 | 0 | 0 | 8812294.5637 | 0 | 0 | 0 | 0 | -148983.3894 | 0 | 0 | 0 | 0 | 0 | 0 | 0 | -131438.2195 | 0 | 0 | 0 | 0 | 0 | 0
2016-07-20 04:00 | 0 | 0 | 0 | 0 | 595942.2145 | 0 | 514405 | 0 | 0 | 0 | 1073113.1849 | 0 | 0 | 0 | 0 | 0 | 0 | 52304.3214 | 0 | 0 | 0 | 8812259.3146 | 0 | 0 | 0 | 0 | 148983.3894 | 0 | 0 | 0 | 0 | 0 | 0 | 0 | -67446.1748 | 0 | 0 | 0 | 0 | 0 | 0
2016-07-20 05:00 | 0 | 0 | 0 | 0 | 572295.49 | 0 | 482657 | 0 | 0 | 0 | 1031313.4554 | 0 | 0 | 0 | 0 | 0 | 0 | 183742.5409 | 0 | 0 | 0 | 8812224.0655 | 0 | 0 | 0 | 0 | -41799.7295 | 0 | 0 | 0 | 0 | 0 | 0 | 0 | 131438.2195 | 0 | 0 | 0 | 0 | 0 | 0
2016-07-20 06:00 | 0 | 0 | 0 | 0 | 175917.3911 | 0 | 456339 | 0 | 0 | 0 | 882330.066 | 0 | 0 | 0 | 0 | 0 | 0 | 52304.3214 | 0 | 0 | 0 | 8812188.8166 | 0 | 0 | 0 | 0 | -148983.3894 | 0 | 0 | 0 | 0 | 0 | 0 | 0 | -131438.2195 | 0 | 0 | 0 | 0 | 0 | 0
2016-07-20 07:00 | 0 | 0 | 0 | 0 | 528425.561 | 0 | 437311 | 0 | 0 | 0 | 842006.4076 | 0 | 0 | 0 | 0 | 0 | 0 | 183742.5409 | 0 | 0 | 0 | 8812153.5679 | 0 | 0 | 0 | 0 | -40323.6585 | 0 | 0 | 0 | 0 | 0 | 0 | 0 | 131438.2195 | 0 | 0 | 0 | 0 | 0 | 0
2016-07-20 08:00 | 0 | 0 | 0 | 0 | 500411.0281 | 0 | 427406 | 0 | 0 | 0 | 783573.2162 | 0 | 0 | 0 | 0 | 0 | 0 | 315180.7604 | 0 | 0 | 0 | 8812118.3193 | 0 | 0 | 0 | 0 | -58433.1914 | 0 | 0 | 0 | 0 | 0 | 0 | 0 | 131438.2195 | 0 | 0 | 0 | 0 | 0 | 0
2016-07-20 09:00 | 0 | 0 | 0 | 0 | 149007.3911 | 0 | 429429 | 0 | 0 | 0 | 634589.8268 | 0 | 0 | 0 | 0 | 0 | 0 | 183742.5409 | 0 | 0 | 0 | 8812083.0708 | 0 | 0 | 0 | 0 | -148983.3894 | 0 | 0 | 0 | 0 | 0 | 0 | 0 | -131438.2195 | 0 | 0 | 0 | 0 | 0 | 0
2016-07-20 10:00 | 0 | 0 | 0 | 0 | 453647.275 | 0 | 441816 | 0 | 0 | 0 | 567287.2038 | 0 | 0 | 0 | 0 | 0 | 0 | 262876.439 | 0 | 0 | 0 | 8812047.8224 | 0 | 0 | 0 | 0 | -67302.6231 | 0 | 0 | 0 | 0 | 0 | 0 | 0 | 79133.8981 | 0 | 0 | 0 | 0 | 0 | 0
2016-07-20 11:00 | 0 | 0 | 0 | 0 | 402991.2845 | 0.033558 | 460581 | 0 | 0 | 0 | 641135.7414 | 0 | 0 | 0 | 0 | 0 | 0 | 131438.2195 | 0 | 0 | 0 | 8812012.5743 | 0 | 0 | 0 | 0 | 73848.5376 | 0 | 0 | 0 | 0 | 0 | 0 | 0 | -131438.2195 | 0 | 0 | 0 | 0 | 0 | 0
2016-07-20 12:00 | 0 | 0 | 0 | 0 | 250724.002 | 88222.6658 | 486874 | 0 | 0 | 0 | 624646.6287 | 0 | 0 | 0 | 0 | 0 | 0 | 0 | 0 | 0 | 0 | 8811977.3262 | 0 | 0 | 0 | 0 | -16489.1126 | 0 | 0 | 0 | 0 | 0 | 0 | 0 | -131438.2195 | 0 | 0 | 0 | 0 | 0 | 0
2016-07-20 13:00 | 0 | 0 | 0 | 0 | 0 | 396892.2551 | 517655 | 0 | 0 | 0 | 475663.2394 | 0 | 0 | 0 | 0 | 0 | 0 | 28220.6445 | 0 | 0 | 0 | 8811942.0783 | 0 | 0 | 0 | 0 | -148983.3894 | 0 | 0 | 0 | 0 | 0 | 0 | 0 | 28220.6445 | 0 | 0 | 0 | 0 | 0 | 0
2016-07-20 14:00 | 0 | 0 | 0 | 0 | 219779.3424 | 613343.2665 | 552701 | 0 | 0 | 0 | 624646.6287 | 0 | 0 | 0 | 0 | 0 | 0 | 159658.864 | 0 | 0 | 0 | 8811906.8305 | 0 | 0 | 0 | 0 | 148983.3894 | 0 | 0 | 0 | 0 | 0 | 0 | 0 | 131438.2195 | 0 | 0 | 0 | 0 | 0 | 0
2016-07-20 15:00 | 0 | 0 | 0 | 0 | 0 | 699001.2179 | 587835 | 0 | 0 | 0 | 773630.0181 | 0 | 0 | 0 | 0 | 0 | 0 | 107284.6771 | 0 | 0 | 0 | 8823517.1953 | 0 | 0 | 0 | 0 | 148983.3894 | 0 | 0 | 0 | 0 | 0 | 0 | 0 | -52374.1869 | 0 | 0 | 0 | 14557.0155 | 0 | 0
2016-07-20 16:00 | 0 | 0 | 0 | 0 | 0 | 745550.7738 | 618472 | 0 | 0 | 0 | 922613.4075 | 0 | 0 | 0 | 0 | 0 | 0 | 66562.7371 | 0 | 0 | 0 | 8838535.7608 | 0 | 0 | 0 | 0 | 148983.3894 | 0 | 0 | 0 | 0 | 0 | 0 | 0 | -40721.94 | 0 | 0 | 0 | 18817.3245 | 0 | 0
2016-07-20 17:00 | 0 | 0 | 0 | 0 | 0 | 752124.8709 | 645401 | 0 | 0 | 0 | 879081.7343 | 0 | 0 | 0 | 0 | 0 | 0 | 198000.9566 | 0 | 0 | 0 | 8853554.2662 | 0 | 0 | 0 | 0 | -43531.6731 | 0 | 0 | 0 | 0 | 0 | 0 | 0 | 131438.2195 | 0 | 0 | 0 | 18817.3245 | 0 | 0
2016-07-20 18:00 | 0 | 0 | 0 | 0 | 0 | 740881.0592 | 666420 | 0 | 0 | 0 | 1028065.1237 | 0 | 0 | 0 | 0 | 0 | 0 | 104661.3019 | 0 | 0 | 0 | 8868572.7116 | 0 | 0 | 0 | 0 | 148983.3894 | 0 | 0 | 0 | 0 | 0 | 0 | 0 | -93339.6547 | 0 | 0 | 0 | 18817.3245 | 0 | 0
2016-07-20 19:00 | 0 | 0 | 0 | 0 | 0 | 723897.0457 | 681326 | 0 | 0 | 0 | 920380.6255 | 0 | 0 | 0 | 0 | 0 | 0 | 236099.5214 | 0 | 0 | 0 | 8883591.0969 | 0 | 0 | 0 | 0 | -107684.4982 | 0 | 0 | 0 | 0 | 0 | 0 | 0 | 131438.2195 | 0 | 0 | 0 | 18817.3245 | 0 | 0
2016-07-20 20:00 | 0 | 0 | 0 | 0 | 21886.8161 | 706391.6782 | 691916 | 0 | 0 | 0 | 1069364.0148 | 0 | 0 | 0 | 0 | 0 | 0 | 104661.3019 | 0 | 0 | 0 | 8898609.4221 | 0 | 0 | 0 | 0 | 148983.3894 | 0 | 0 | 0 | 0 | 0 | 0 | 0 | -131438.2195 | 0 | 0 | 0 | 18817.3245 | 0 | 0
2016-07-20 21:00 | 0 | 0 | 0 | 0 | 319589.2163 | 676627.717 | 696978 | 0 | 0 | 0 | 1218347.4042 | 0 | 0 | 0 | 0 | 0 | 0 | 236099.5214 | 0 | 0 | 0 | 8913627.6873 | 0 | 0 | 0 | 0 | 148983.3894 | 0 | 0 | 0 | 0 | 0 | 0 | 0 | 131438.2195 | 0 | 0 | 0 | 18817.3245 | 0 | 0
2016-07-20 22:00 | 0 | 0 | 0 | 0 | 0 | 626576.6887 | 691384 | 0 | 0 | 0 | 1266160.9879 | 0 | 0 | 0 | 0 | 0 | 0 | 104661.3019 | 0 | 0 | 0 | 8928645.8923 | 0 | 0 | 0 | 0 | 47813.5837 | 0 | 0 | 0 | 0 | 0 | 0 | 0 | -131438.2195 | 0 | 0 | 0 | 18817.3245 | 0 | 0
2016-07-20 23:00 | 0 | 0 | 0 | 0 | 137532.6337 | 541958.5209 | 678219 | 0 | 0 | 0 | 1117177.5985 | 0 | 0 | 0 | 0 | 0 | 0 | 236099.5214 | 0 | 0 | 0 | 8943664.0373 | 0 | 0 | 0 | 0 | -148983.3894 | 0 | 0 | 0 | 0 | 0 | 0 | 0 | 131438.2195 | 0 | 0 | 0 | 18817.3245 | 0 | 0
2016-07-21 | 0 | 0 | 0 | 0 | 286017.1693 | 409742.3251 | 659397 | 0 | 0 | 0 | 1266160.9879 | 0 | 0 | 0 | 0 | 0 | 0 | 104661.3019 | 0 | 0 | 0 | 8958682.1223 | 0 | 0 | 0 | 0 | 148983.3894 | 0 | 0 | 0 | 0 | 0 | 0 | 0 | -131438.2195 | 0 | 0 | 0 | 18817.3245 | 0 | 0
2016-07-21 01:00 | 0 | 0 | 0 | 0 | 592944.9447 | 215431.8401 | 640391 | 0 | 0 | 0 | 1283891.2288 | 0 | 0 | 0 | 0 | 0 | 0 | 236099.5214 | 0 | 0 | 0 | 8973700.1471 | 0 | 0 | 0 | 0 | 17730.2409 | 0 | 0 | 0 | 0 | 0 | 0 | 0 | 131438.2195 | 0 | 0 | 0 | 18817.3245 | 0 | 0
2016-07-21 02:00 | 0 | 0 | 0 | 0 | 328331.379 | 21251.3367 | 611187 | 0 | 0 | 0 | 1134907.8394 | 0 | 0 | 0 | 0 | 0 | 0 | 104661.3019 | 0 | 0 | 0 | 8988718.1119 | 0 | 0 | 0 | 0 | -148983.3894 | 0 | 0 | 0 | 0 | 0 | 0 | 0 | -131438.2195 | 0 | 0 | 0 | 18817.3245 | 0 | 0
2016-07-21 03:00 | 0 | 0 | 0 | 0 | 693030.9452 | 0 | 572027 | 0 | 0 | 0 | 1105656.2407 | 0 | 0 | 0 | 0 | 0 | 0 | 236099.5214 | 0 | 0 | 0 | 9003736.0166 | 0 | 0 | 0 | 0 | -29251.5987 | 0 | 0 | 0 | 0 | 0 | 0 | 0 | 131438.2195 | 0 | 0 | 0 | 18817.3245 | 0 | 0
2016-07-21 04:00 | 0 | 0 | 0 | 0 | 569616.4943 | 0 | 533254 | 0 | 0 | 0 | 1254639.63 | 0 | 0 | 0 | 0 | 0 | 0 | 104661.3019 | 0 | 0 | 0 | 9018753.8613 | 0 | 0 | 0 | 0 | 148983.3894 | 0 | 0 | 0 | 0 | 0 | 0 | 0 | -131438.2195 | 0 | 0 | 0 | 18817.3245 | 0 | 0
2016-07-21 05:00 | 0 | 0 | 0 | 0 | 646760.8853 | 0 | 498740 | 0 | 0 | 0 | 1252404.9713 | 0 | 0 | 0 | 0 | 0 | 0 | 236099.5214 | 0 | 0 | 0 | 9033771.6459 | 0 | 0 | 0 | 0 | -2234.6587 | 0 | 0 | 0 | 0 | 0 | 0 | 0 | 131438.2195 | 0 | 0 | 0 | 18817.3245 | 0 | 0
2016-07-21 06:00 | 0 | 0 | 0 | 0 | 208652.7156 | 0 | 470257 | 0 | 0 | 0 | 1103421.5819 | 0 | 0 | 0 | 0 | 0 | 0 | 104661.3019 | 0 | 0 | 0 | 9048789.3704 | 0 | 0 | 0 | 0 | -148983.3894 | 0 | 0 | 0 | 0 | 0 | 0 | 0 | -131438.2195 | 0 | 0 | 0 | 18817.3245 | 0 | 0
2016-07-21 07:00 | 0 | 0 | 0 | 0 | 586120.9851 | 0 | 449749 | 0 | 0 | 0 | 1089538.0231 | 0 | 0 | 0 | 0 | 0 | 0 | 236099.5214 | 0 | 0 | 0 | 9063807.0348 | 0 | 0 | 0 | 0 | -13883.5589 | 0 | 0 | 0 | 0 | 0 | 0 | 0 | 131438.2195 | 0 | 0 | 0 | 18817.3245 | 0 | 0
2016-07-21 08:00 | 0 | 0 | 0 | 0 | 549105.1053 | 0 | 438554 | 0 | 0 | 0 | 1049833.5844 | 0 | 0 | 0 | 0 | 0 | 0 | 367537.7409 | 0 | 0 | 0 | 9078824.6391 | 0 | 0 | 0 | 0 | -39704.4386 | 0 | 0 | 0 | 0 | 0 | 0 | 0 | 131438.2195 | 0 | 0 | 0 | 18817.3245 | 0 | 0
2016-07-21 09:00 | 0 | 0 | 0 | 0 | 309020.0541 | 0 | 440488 | 0 | 0 | 0 | 1030986.5335 | 0 | 0 | 0 | 0 | 0 | 0 | 236099.5214 | 0 | 0 | 0 | 9093842.1834 | 0 | 0 | 0 | 0 | -18847.0509 | 0 | 0 | 0 | 0 | 0 | 0 | 0 | -131438.2195 | 0 | 0 | 0 | 18817.3245 | 0 | 0
2016-07-21 10:00 | 0 | 0 | 0 | 0 | 443393.531 | 0 | 453335 | 0 | 0 | 0 | 882003.1442 | 0 | 0 | 0 | 0 | 0 | 0 | 356324.1173 | 0 | 0 | 0 | 9108859.6676 | 0 | 0 | 0 | 0 | -148983.3894 | 0 | 0 | 0 | 0 | 0 | 0 | 0 | 120224.5959 | 0 | 0 | 0 | 18817.3245 | 0 | 0
2016-07-21 11:00 | 0 | 0 | 0 | 0 | 372249.931 | 0 | 472775 | 0 | 0 | 0 | 894098.9702 | 0 | 0 | 0 | 0 | 0 | 0 | 224885.8978 | 0 | 0 | 0 | 9123877.0918 | 0 | 0 | 0 | 0 | 12095.826 | 0 | 0 | 0 | 0 | 0 | 0 | 0 | -131438.2195 | 0 | 0 | 0 | 18817.3245 | 0 | 0
2016-07-21 12:00 | 0 | 0 | 0 | 0 | 206393.4251 | 92543.6905 | 499350 | 0 | 0 | 0 | 806306.9808 | 0 | 0 | 0 | 0 | 0 | 0 | 93447.6783 | 0 | 0 | 0 | 9138894.4559 | 0 | 0 | 0 | 0 | -87791.9894 | 0 | 0 | 0 | 0 | 0 | 0 | 0 | -131438.2195 | 0 | 0 | 0 | 18817.3245 | 0 | 0
2016-07-21 13:00 | 0 | 0 | 0 | 0 | 0 | 405129.9914 | 533096 | 0 | 0 | 0 | 752971.3261 | 0 | 0 | 0 | 0 | 0 | 0 | 0 | 0 | 0 | 0 | 9153911.7599 | 0 | 0 | 0 | 0 | -53335.6547 | 0 | 0 | 0 | 0 | 0 | 0 | 0 | -93447.6783 | 0 | 0 | 0 | 18817.3245 | 0 | 0
2016-07-21 14:00 | 0 | 0 | 0 | 0 | 0 | 630854.1326 | 571530 | 0 | 0 | 0 | 662039.9147 | 0 | 0 | 0 | 0 | 0 | 0 | 131438.2195 | 0 | 0 | 0 | 9168929.0038 | 0 | 0 | 0 | 0 | -90931.4114 | 0 | 0 | 0 | 0 | 0 | 0 | 0 | 131438.2195 | 0 | 0 | 0 | 18817.3245 | 0 | 0
2016-07-21 15:00 | 0 | 0 | 0 | 0 | 0 | 724718.2798 | 609171 | 0 | 0 | 0 | 811023.3041 | 0 | 0 | 0 | 0 | 0 | 0 | 79184.7855 | 0 | 0 | 0 | 9183946.1877 | 0 | 0 | 0 | 0 | 148983.3894 | 0 | 0 | 0 | 0 | 0 | 0 | 0 | -52253.434 | 0 | 0 | 0 | 18817.3245 | 0 | 0
2016-07-21 16:00 | 0 | 0 | 0 | 0 | 174742.6721 | 761116.1412 | 640721 | 0 | 0 | 0 | 955905.5733 | 0 | 0 | 0 | 0 | 0 | 0 | 210623.005 | 0 | 0 | 0 | 9198963.3115 | 0 | 0 | 0 | 0 | 144882.2693 | 0 | 0 | 0 | 0 | 0 | 0 | 0 | 131438.2195 | 0 | 0 | 0 | 18817.3245 | 0 | 0
2016-07-21 17:00 | 0 | 0 | 0 | 0 | 0 | 773669.6089 | 668011 | 0 | 0 | 0 | 1104888.9627 | 0 | 0 | 0 | 0 | 0 | 0 | 148480.9 | 0 | 0 | 0 | 9213980.3752 | 0 | 0 | 0 | 0 | 148983.3894 | 0 | 0 | 0 | 0 | 0 | 0 | 0 | -62142.105 | 0 | 0 | 0 | 18817.3245 | 0 | 0
2016-07-21 18:00 | 0 | 0 | 0 | 0 | 0 | 762786.6252 | 687574 | 0 | 0 | 0 | 1029846.0439 | 0 | 0 | 0 | 0 | 0 | 0 | 279919.1195 | 0 | 0 | 0 | 9228997.3789 | 0 | 0 | 0 | 0 | -75042.9187 | 0 | 0 | 0 | 0 | 0 | 0 | 0 | 131438.2195 | 0 | 0 | 0 | 18817.3245 | 0 | 0
2016-07-21 19:00 | 0 | 0 | 0 | 0 | 0 | 746406.7008 | 699093 | 0 | 0 | 0 | 1178829.4333 | 0 | 0 | 0 | 0 | 0 | 0 | 159432.1065 | 0 | 0 | 0 | 9244014.3225 | 0 | 0 | 0 | 0 | 148983.3894 | 0 | 0 | 0 | 0 | 0 | 0 | 0 | -120487.013 | 0 | 0 | 0 | 18817.3245 | 0 | 0
2016-07-21 20:00 | 0 | 0 | 0 | 0 | 213361.123 | 731618.3699 | 706996 | 0 | 0 | 0 | 1266557.3821 | 0 | 0 | 0 | 0 | 0 | 0 | 290870.326 | 0 | 0 | 0 | 9259031.206 | 0 | 0 | 0 | 0 | 87727.9488 | 0 | 0 | 0 | 0 | 0 | 0 | 0 | 131438.2195 | 0 | 0 | 0 | 18817.3245 | 0 | 0
2016-07-21 21:00 | 0 | 0 | 0 | 0 | 128489.7389 | 707447.9368 | 708155 | 0 | 0 | 0 | 1415540.7715 | 0 | 0 | 0 | 0 | 0 | 0 | 250852.2879 | 0 | 0 | 0 | 9274048.0295 | 0 | 0 | 0 | 0 | 148983.3894 | 0 | 0 | 0 | 0 | 0 | 0 | 0 | -40018.0381 | 0 | 0 | 0 | 18817.3245 | 0 | 0
2016-07-21 22:00 | 0 | 0 | 0 | 0 | 210579.3708 | 663668.6827 | 703672 | 0 | 0 | 0 | 1435861.281 | 0 | 0 | 0 | 0 | 0 | 0 | 382290.5074 | 0 | 0 | 0 | 9289064.7929 | 0 | 0 | 0 | 0 | 20320.5095 | 0 | 0 | 0 | 0 | 0 | 0 | 0 | 131438.2195 | 0 | 0 | 0 | 18817.3245 | 0 | 0
2016-07-21 23:00 | 0 | 0 | 0 | 0 | 110816.4858 | 580729.6688 | 690274 | 0 | 0 | 0 | 1286877.8916 | 0 | 0 | 0 | 0 | 0 | 0 | 513728.7269 | 0 | 0 | 0 | 9304081.4962 | 0 | 0 | 0 | 0 | -148983.3894 | 0 | 0 | 0 | 0 | 0 | 0 | 0 | 131438.2195 | 0 | 0 | 0 | 18817.3245 | 0 | 0
2016-07-22 | 0 | 0 | 0 | 0 | 257907.4316 | 445628.5148 | 672875 | 0 | 0 | 0 | 1298721.5136 | 0 | 0 | 0 | 0 | 0 | 0 | 513728.7269 | 0 | 0 | 0 | 9319098.1395 | 0 | 0 | 0 | 0 | 11843.6219 | 0 | 0 | 0 | 0 | 0 | 0 | 0 | 0 | 0 | 0 | 0 | 18817.3245 | 0 | 0
2016-07-22 01:00 | 0 | 0 | 0 | 0 | 395770.3261 | 217676.1608 | 654666 | 0 | 0 | 0 | 1370122.8955 | 0 | 0 | 0 | 0 | 0 | 0 | 382290.5074 | 0 | 0 | 0 | 9334114.7226 | 0 | 0 | 0 | 0 | 71401.3819 | 0 | 0 | 0 | 0 | 0 | 0 | 0 | -131438.2195 | 0 | 0 | 0 | 18817.3245 | 0 | 0
2016-07-22 02:00 | 0 | 0 | 0 | 0 | 495092.6795 | 21638.1622 | 622878 | 0 | 0 | 0 | 1376596.6322 | 0 | 0 | 0 | 0 | 0 | 0 | 250852.2879 | 0 | 0 | 0 | 9349131.2458 | 0 | 0 | 0 | 0 | 6473.7366 | 0 | 0 | 0 | 0 | 0 | 0 | 0 | -131438.2195 | 0 | 0 | 0 | 18817.3245 | 0 | 0
2016-07-22 03:00 | 0 | 0 | 0 | 0 | 323718.7156 | 0 | 585323 | 0 | 0 | 0 | 1227613.2428 | 0 | 0 | 0 | 0 | 0 | 0 | 119414.0684 | 0 | 0 | 0 | 9364147.7088 | 0 | 0 | 0 | 0 | -148983.3894 | 0 | 0 | 0 | 0 | 0 | 0 | 0 | -131438.2195 | 0 | 0 | 0 | 18817.3245 | 0 | 0
2016-07-22 04:00 | 0 | 0 | 0 | 0 | 526530.8877 | 0 | 547793 | 0 | 0 | 0 | 1078629.8534 | 0 | 0 | 0 | 0 | 0 | 0 | 228318.021 | 0 | 0 | 0 | 9379164.1118 | 0 | 0 | 0 | 0 | -148983.3894 | 0 | 0 | 0 | 0 | 0 | 0 | 0 | 108903.9526 | 0 | 0 | 0 | 18817.3245 | 0 | 0
2016-07-22 05:00 | 0 | 0 | 0 | 0 | 511517.0495 | 0 | 512625 | 0 | 0 | 0 | 929646.464 | 0 | 0 | 0 | 0 | 0 | 0 | 357376.1354 | 0 | 0 | 0 | 9394180.4548 | 0 | 0 | 0 | 0 | -148983.3894 | 0 | 0 | 0 | 0 | 0 | 0 | 0 | 129058.1144 | 0 | 0 | 0 | 18817.3245 | 0 | 0
2016-07-22 06:00 | 0 | 0 | 0 | 0 | 489920.6188 | 0 | 483330 | 0 | 0 | 0 | 1048857.9779 | 0 | 0 | 0 | 0 | 0 | 0 | 225937.9159 | 0 | 0 | 0 | 9409196.7376 | 0 | 0 | 0 | 0 | 119211.5138 | 0 | 0 | 0 | 0 | 0 | 0 | 0 | -131438.2195 | 0 | 0 | 0 | 18817.3245 | 0 | 0
2016-07-22 07:00 | 0 | 0 | 0 | 0 | 277297.7377 | 0 | 462741 | 0 | 0 | 0 | 899874.5885 | 0 | 0 | 0 | 0 | 0 | 0 | 170660.7184 | 0 | 0 | 0 | 9424212.9604 | 0 | 0 | 0 | 0 | -148983.3894 | 0 | 0 | 0 | 0 | 0 | 0 | 0 | -55277.1974 | 0 | 0 | 0 | 18817.3245 | 0 | 0
2016-07-22 08:00 | 0 | 0 | 0 | 0 | 447835.2109 | 0 | 451233 | 0 | 0 | 0 | 750891.1991 | 0 | 0 | 0 | 0 | 0 | 0 | 297428.9942 | 0 | 0 | 0 | 9439229.1232 | 0 | 0 | 0 | 0 | -148983.3894 | 0 | 0 | 0 | 0 | 0 | 0 | 0 | 126768.2757 | 0 | 0 | 0 | 18817.3245 | 0 | 0
2016-07-22 09:00 | 0 | 0 | 0 | 0 | 418529.5995 | 0 | 451810 | 0 | 0 | 0 | 601907.8098 | 0 | 0 | 0 | 0 | 0 | 0 | 394314.6585 | 0 | 0 | 0 | 9454245.2258 | 0 | 0 | 0 | 0 | -148983.3894 | 0 | 0 | 0 | 0 | 0 | 0 | 0 | 96885.6644 | 0 | 0 | 0 | 18817.3245 | 0 | 0
2016-07-22 10:00 | 0 | 0 | 0 | 0 | 390429.8841 | 0 | 463057 | 0 | 0 | 0 | 641901.5889 | 0 | 0 | 0 | 0 | 0 | 0 | 262876.439 | 0 | 0 | 0 | 9469261.2684 | 0 | 0 | 0 | 0 | 39993.7791 | 0 | 0 | 0 | 0 | 0 | 0 | 0 | -131438.2195 | 0 | 0 | 0 | 18817.3245 | 0 | 0
2016-07-22 11:00 | 0 | 0 | 0 | 0 | 351934.0745 | 0 | 480339 | 0 | 0 | 0 | 626117.5584 | 0 | 0 | 0 | 0 | 0 | 0 | 131438.2195 | 0 | 0 | 0 | 9484277.251 | 0 | 0 | 0 | 0 | -15784.0305 | 0 | 0 | 0 | 0 | 0 | 0 | 0 | -131438.2195 | 0 | 0 | 0 | 18817.3245 | 0 | 0
2016-07-22 12:00 | 0 | 0 | 0 | 0 | 161366.0925 | 83235.6231 | 506206 | 0 | 0 | 0 | 477134.169 | 0 | 0 | 0 | 0 | 0 | 0 | 0 | 0 | 0 | 0 | 9499293.1735 | 0 | 0 | 0 | 0 | -148983.3894 | 0 | 0 | 0 | 0 | 0 | 0 | 0 | -131438.2195 | 0 | 0 | 0 | 18817.3245 | 0 | 0
2016-07-22 13:00 | 0 | 0 | 0 | 0 | 135705.6475 | 387066.0098 | 540344 | 0 | 0 | 0 | 328150.7796 | 0 | 0 | 0 | 0 | 0 | 0 | 112593.7222 | 0 | 0 | 0 | 9514309.0359 | 0 | 0 | 0 | 0 | -148983.3894 | 0 | 0 | 0 | 0 | 0 | 0 | 0 | 112593.7222 | 0 | 0 | 0 | 18817.3245 | 0 | 0
2016-07-22 14:00 | 0 | 0 | 0 | 0 | 150792.8834 | 588915.3785 | 574745 | 0 | 0 | 0 | 477134.169 | 0 | 0 | 0 | 0 | 0 | 0 | 109756.2702 | 0 | 0 | 0 | 9529324.8382 | 0 | 0 | 0 | 0 | 148983.3894 | 0 | 0 | 0 | 0 | 0 | 0 | 0 | -2837.452 | 0 | 0 | 0 | 18817.3245 | 0 | 0
2016-07-22 15:00 | 0 | 0 | 0 | 0 | 0 | 700714.9314 | 611626 | 0 | 0 | 0 | 526784.2599 | 0 | 0 | 0 | 0 | 0 | 0 | 130377.7862 | 0 | 0 | 0 | 9544340.5805 | 0 | 0 | 0 | 0 | 49650.0909 | 0 | 0 | 0 | 0 | 0 | 0 | 0 | 20621.5161 | 0 | 0 | 0 | 18817.3245 | 0 | 0
2016-07-22 16:00 | 0 | 0 | 0 | 0 | 0 | 754182.1617 | 643805 | 0 | 0 | 0 | 675767.6493 | 0 | 0 | 0 | 0 | 0 | 0 | 72954.234 | 0 | 0 | 0 | 9559356.2627 | 0 | 0 | 0 | 0 | 148983.3894 | 0 | 0 | 0 | 0 | 0 | 0 | 0 | -57423.5522 | 0 | 0 | 0 | 18817.3245 | 0 | 0
2016-07-22 17:00 | 0 | 0 | 0 | 0 | 0 | 771156.8677 | 669636 | 0 | 0 | 0 | 627032.973 | 0 | 0 | 0 | 0 | 0 | 0 | 204392.4535 | 0 | 0 | 0 | 9574371.8849 | 0 | 0 | 0 | 0 | -48734.6763 | 0 | 0 | 0 | 0 | 0 | 0 | 0 | 131438.2195 | 0 | 0 | 0 | 18817.3245 | 0 | 0
2016-07-22 18:00 | 0 | 0 | 0 | 0 | 0 | 760748.1505 | 689538 | 0 | 0 | 0 | 776016.3624 | 0 | 0 | 0 | 0 | 0 | 0 | 107801.8902 | 0 | 0 | 0 | 9589387.447 | 0 | 0 | 0 | 0 | 148983.3894 | 0 | 0 | 0 | 0 | 0 | 0 | 0 | -96590.5633 | 0 | 0 | 0 | 18817.3245 | 0 | 0
2016-07-22 19:00 | 0 | 0 | 0 | 0 | 199375.5217 | 744018.1761 | 702510 | 0 | 0 | 0 | 866644.5162 | 0 | 0 | 0 | 0 | 0 | 0 | 239240.1097 | 0 | 0 | 0 | 9604402.949 | 0 | 0 | 0 | 0 | 90628.1538 | 0 | 0 | 0 | 0 | 0 | 0 | 0 | 131438.2195 | 0 | 0 | 0 | 18817.3245 | 0 | 0
2016-07-22 20:00 | 0 | 0 | 0 | 0 | 0 | 731690.1837 | 709819 | 0 | 0 | 0 | 1001136.5949 | 0 | 0 | 0 | 0 | 0 | 0 | 107801.8902 | 0 | 0 | 0 | 9619418.391 | 0 | 0 | 0 | 0 | 134492.0787 | 0 | 0 | 0 | 0 | 0 | 0 | 0 | -131438.2195 | 0 | 0 | 0 | 18817.3245 | 0 | 0
2016-07-22 21:00 | 0 | 0 | 0 | 0 | 218477.4434 | 710255.5243 | 711442 | 0 | 0 | 0 | 1068172.0187 | 0 | 0 | 0 | 0 | 0 | 0 | 239240.1097 | 0 | 0 | 0 | 9634433.7729 | 0 | 0 | 0 | 0 | 67035.4238 | 0 | 0 | 0 | 0 | 0 | 0 | 0 | 131438.2195 | 0 | 0 | 0 | 18817.3245 | 0 | 0
2016-07-22 22:00 | 0 | 0 | 0 | 0 | 0 | 675060.3257 | 706132 | 0 | 0 | 0 | 919188.6293 | 0 | 0 | 0 | 0 | 0 | 0 | 338334.5003 | 0 | 0 | 0 | 9649449.0948 | 0 | 0 | 0 | 0 | -148983.3894 | 0 | 0 | 0 | 0 | 0 | 0 | 0 | 99094.3906 | 0 | 0 | 0 | 18817.3245 | 0 | 0
2016-07-22 23:00 | 0 | 0 | 0 | 0 | 131675.7978 | 596911.6965 | 692225 | 0 | 0 | 0 | 1068172.0187 | 0 | 0 | 0 | 0 | 0 | 0 | 206896.2808 | 0 | 0 | 0 | 9664464.3566 | 0 | 0 | 0 | 0 | 148983.3894 | 0 | 0 | 0 | 0 | 0 | 0 | 0 | -131438.2195 | 0 | 0 | 0 | 18817.3245 | 0 | 0
2016-07-23 | 0 | 0 | 0 | 0 | 317340.8006 | 461491.7556 | 671763 | 0 | 0 | 0 | 1024986.0309 | 0 | 0 | 0 | 0 | 0 | 0 | 338334.5003 | 0 | 0 | 0 | 9679479.5583 | 0 | 0 | 0 | 0 | -43185.9878 | 0 | 0 | 0 | 0 | 0 | 0 | 0 | 131438.2195 | 0 | 0 | 0 | 18817.3245 | 0 | 0
2016-07-23 01:00 | 0 | 0 | 0 | 0 | 176637.0462 | 213741.6694 | 651983 | 0 | 0 | 0 | 876002.6415 | 0 | 0 | 0 | 0 | 0 | 0 | 206896.2808 | 0 | 0 | 0 | 9694494.7 | 0 | 0 | 0 | 0 | -148983.3894 | 0 | 0 | 0 | 0 | 0 | 0 | 0 | -131438.2195 | 0 | 0 | 0 | 18817.3245 | 0 | 0
2016-07-23 02:00 | 0 | 0 | 0 | 0 | 635155.914 | 16833.2942 | 622735 | 0 | 0 | 0 | 755001.3057 | 0 | 0 | 0 | 0 | 0 | 0 | 338334.5003 | 0 | 0 | 0 | 9709509.7816 | 0 | 0 | 0 | 0 | -121001.3358 | 0 | 0 | 0 | 0 | 0 | 0 | 0 | 131438.2195 | 0 | 0 | 0 | 18817.3245 | 0 | 0
2016-07-23 03:00 | 0 | 0 | 0 | 0 | 667195.8847 | 0 | 585435 | 0 | 0 | 0 | 903984.6951 | 0 | 0 | 0 | 0 | 0 | 0 | 252294.6711 | 0 | 0 | 0 | 9724524.8031 | 0 | 0 | 0 | 0 | 148983.3894 | 0 | 0 | 0 | 0 | 0 | 0 | 0 | -86039.8292 | 0 | 0 | 0 | 18817.3245 | 0 | 0
2016-07-23 04:00 | 0 | 0 | 0 | 0 | 286695.7156 | 0 | 548300 | 0 | 0 | 0 | 755001.3057 | 0 | 0 | 0 | 0 | 0 | 0 | 120856.4516 | 0 | 0 | 0 | 9739539.7646 | 0 | 0 | 0 | 0 | -148983.3894 | 0 | 0 | 0 | 0 | 0 | 0 | 0 | -131438.2195 | 0 | 0 | 0 | 18817.3245 | 0 | 0
2016-07-23 05:00 | 0 | 0 | 0 | 0 | 622930.8766 | 0 | 513775 | 0 | 0 | 0 | 903984.6951 | 0 | 0 | 0 | 0 | 0 | 0 | 62211.6143 | 0 | 0 | 0 | 9754554.666 | 0 | 0 | 0 | 0 | 148983.3894 | 0 | 0 | 0 | 0 | 0 | 0 | 0 | -58644.8373 | 0 | 0 | 0 | 18817.3245 | 0 | 0
2016-07-23 06:00 | 0 | 0 | 0 | 0 | 599384.3915 | 0 | 485017 | 0 | 0 | 0 | 868096.5426 | 0 | 0 | 0 | 0 | 0 | 0 | 193649.8338 | 0 | 0 | 0 | 9769569.5074 | 0 | 0 | 0 | 0 | -35888.1525 | 0 | 0 | 0 | 0 | 0 | 0 | 0 | 131438.2195 | 0 | 0 | 0 | 18817.3245 | 0 | 0
2016-07-23 07:00 | 0 | 0 | 0 | 0 | 200791.7156 | 0 | 462396 | 0 | 0 | 0 | 719113.1532 | 0 | 0 | 0 | 0 | 0 | 0 | 62211.6143 | 0 | 0 | 0 | 9784584.2887 | 0 | 0 | 0 | 0 | -148983.3894 | 0 | 0 | 0 | 0 | 0 | 0 | 0 | -131438.2195 | 0 | 0 | 0 | 18817.3245 | 0 | 0
2016-07-23 08:00 | 0 | 0 | 0 | 0 | 552493.0995 | 0 | 446904 | 0 | 0 | 0 | 868096.5426 | 0 | 0 | 0 | 0 | 0 | 0 | 0 | 0 | 0 | 0 | 9799599.0099 | 0 | 0 | 0 | 0 | 148983.3894 | 0 | 0 | 0 | 0 | 0 | 0 | 0 | -62211.6143 | 0 | 0 | 0 | 18817.3245 | 0 | 0
2016-07-23 09:00 | 0 | 0 | 0 | 0 | 534011.935 | 0 | 438752 | 0 | 0 | 0 | 813100.9336 | 0 | 0 | 0 | 0 | 0 | 0 | 131438.2195 | 0 | 0 | 0 | 9814613.6711 | 0 | 0 | 0 | 0 | -54995.609 | 0 | 0 | 0 | 0 | 0 | 0 | 0 | 131438.2195 | 0 | 0 | 0 | 18817.3245 | 0 | 0
2016-07-23 10:00 | 0 | 0 | 0 | 0 | 175133.7156 | 0 | 436738 | 0 | 0 | 0 | 664117.5442 | 0 | 0 | 0 | 0 | 0 | 0 | 0 | 0 | 0 | 0 | 9829628.2723 | 0 | 0 | 0 | 0 | -148983.3894 | 0 | 0 | 0 | 0 | 0 | 0 | 0 | -131438.2195 | 0 | 0 | 0 | 18817.3245 | 0 | 0
2016-07-23 11:00 | 0 | 0 | 0 | 0 | 467924.7126 | 0 | 444141 | 0 | 0 | 0 | 537645.7129 | 0 | 0 | 0 | 0 | 0 | 0 | 131438.2195 | 0 | 0 | 0 | 9844642.8133 | 0 | 0 | 0 | 0 | -126471.8314 | 0 | 0 | 0 | 0 | 0 | 0 | 0 | 131438.2195 | 0 | 0 | 0 | 18817.3245 | 0 | 0
2016-07-23 12:00 | 0 | 0 | 0 | 0 | 324860.5353 | 76273.0147 | 469768 | 0 | 0 | 0 | 581632.158 | 0 | 0 | 0 | 0 | 0 | 0 | 0 | 0 | 0 | 0 | 9859657.2944 | 0 | 0 | 0 | 0 | 43986.4451 | 0 | 0 | 0 | 0 | 0 | 0 | 0 | -131438.2195 | 0 | 0 | 0 | 18817.3245 | 0 | 0
2016-07-23 13:00 | 0 | 0 | 0 | 0 | 0 | 425295.129 | 507074 | 0 | 0 | 0 | 481035.9624 | 0 | 0 | 0 | 0 | 0 | 0 | 0 | 0 | 0 | 0 | 9874671.7153 | 0 | 0 | 0 | 0 | -100596.1955 | 0 | 0 | 0 | 0 | 0 | 0 | 0 | 0 | 0 | 0 | 0 | 18817.3245 | 0 | 0
2016-07-23 14:00 | 0 | 0 | 0 | 0 | 80608.8698 | 635393.844 | 548202 | 0 | 0 | 0 | 630019.3518 | 0 | 0 | 0 | 0 | 0 | 0 | 0 | 0 | 0 | 0 | 9889686.0762 | 0 | 0 | 0 | 0 | 148983.3894 | 0 | 0 | 0 | 0 | 0 | 0 | 0 | 0 | 0 | 0 | 0 | 18817.3245 | 0 | 0
2016-07-23 15:00 | 0 | 0 | 0 | 0 | 130424.4207 | 756599.5126 | 587785 | 0 | 0 | 0 | 779002.7412 | 0 | 0 | 0 | 0 | 0 | 0 | 131438.2195 | 0 | 0 | 0 | 9904700.3771 | 0 | 0 | 0 | 0 | 148983.3894 | 0 | 0 | 0 | 0 | 0 | 0 | 0 | 131438.2195 | 0 | 0 | 0 | 18817.3245 | 0 | 0
2016-07-23 16:00 | 0 | 0 | 0 | 0 | 0 | 795962.5857 | 621140 | 0 | 0 | 0 | 927986.1306 | 0 | 0 | 0 | 0 | 0 | 0 | 138460.0914 | 0 | 0 | 0 | 9919714.6178 | 0 | 0 | 0 | 0 | 148983.3894 | 0 | 0 | 0 | 0 | 0 | 0 | 0 | 7021.8719 | 0 | 0 | 0 | 18817.3245 | 0 | 0
2016-07-23 17:00 | 0 | 0 | 0 | 0 | 0 | 806913.5774 | 644617 | 0 | 0 | 0 | 1076969.5199 | 0 | 0 | 0 | 0 | 0 | 0 | 132955.9549 | 0 | 0 | 0 | 9934728.7986 | 0 | 0 | 0 | 0 | 148983.3894 | 0 | 0 | 0 | 0 | 0 | 0 | 0 | -5504.1365 | 0 | 0 | 0 | 18817.3245 | 0 | 0
2016-07-23 18:00 | 0 | 0 | 0 | 0 | 0 | 802655.9682 | 662366 | 0 | 0 | 0 | 1067003.9441 | 0 | 0 | 0 | 0 | 0 | 0 | 264394.1744 | 0 | 0 | 0 | 9949742.9192 | 0 | 0 | 0 | 0 | -9965.5758 | 0 | 0 | 0 | 0 | 0 | 0 | 0 | 131438.2195 | 0 | 0 | 0 | 18817.3245 | 0 | 0
2016-07-23 19:00 | 0 | 0 | 0 | 0 | 0 | 793985.0235 | 673513 | 0 | 0 | 0 | 1215987.3335 | 0 | 0 | 0 | 0 | 0 | 0 | 217065.4841 | 0 | 0 | 0 | 9964756.9799 | 0 | 0 | 0 | 0 | 148983.3894 | 0 | 0 | 0 | 0 | 0 | 0 | 0 | -47328.6904 | 0 | 0 | 0 | 18817.3245 | 0 | 0
2016-07-23 20:00 | 0 | 0 | 0 | 0 | 0 | 790005.6732 | 680986 | 0 | 0 | 0 | 1364970.7229 | 0 | 0 | 0 | 0 | 0 | 0 | 158284.4434 | 0 | 0 | 0 | 9979770.9804 | 0 | 0 | 0 | 0 | 148983.3894 | 0 | 0 | 0 | 0 | 0 | 0 | 0 | -58781.0407 | 0 | 0 | 0 | 18817.3245 | 0 | 0
2016-07-23 21:00 | 0 | 0 | 0 | 0 | 0 | 778241.8251 | 683097 | 0 | 0 | 0 | 1309860.004 | 0 | 0 | 0 | 0 | 0 | 0 | 289722.6629 | 0 | 0 | 0 | 9994784.9209 | 0 | 0 | 0 | 0 | -55110.7189 | 0 | 0 | 0 | 0 | 0 | 0 | 0 | 131438.2195 | 0 | 0 | 0 | 18817.3245 | 0 | 0
2016-07-23 22:00 | 0 | 0 | 0 | 0 | 0 | 746610.2165 | 677117 | 0 | 0 | 0 | 1458843.3933 | 0 | 0 | 0 | 0 | 0 | 0 | 191415.1655 | 0 | 0 | 0 | 10009798.8014 | 0 | 0 | 0 | 0 | 148983.3894 | 0 | 0 | 0 | 0 | 0 | 0 | 0 | -98307.4974 | 0 | 0 | 0 | 18817.3245 | 0 | 0
2016-07-23 23:00 | 0 | 0 | 0 | 0 | 293569.0268 | 667568.9065 | 661899 | 0 | 0 | 0 | 1607826.7827 | 0 | 0 | 0 | 0 | 0 | 0 | 322853.385 | 0 | 0 | 0 | 10024812.6218 | 0 | 0 | 0 | 0 | 148983.3894 | 0 | 0 | 0 | 0 | 0 | 0 | 0 | 131438.2195 | 0 | 0 | 0 | 18817.3245 | 0 | 0
2016-07-24 | 0 | 0 | 0 | 0 | 125583.3784 | 519110.7762 | 643422 | 0 | 0 | 0 | 1458843.3933 | 0 | 0 | 0 | 0 | 0 | 0 | 454291.6045 | 0 | 0 | 0 | 10039826.3821 | 0 | 0 | 0 | 0 | -148983.3894 | 0 | 0 | 0 | 0 | 0 | 0 | 0 | 131438.2195 | 0 | 0 | 0 | 18817.3245 | 0 | 0
2016-07-24 01:00 | 0 | 0 | 0 | 0 | 106009.4777 | 258694.2379 | 626308 | 0 | 0 | 0 | 1309860.004 | 0 | 0 | 0 | 0 | 0 | 0 | 322853.385 | 0 | 0 | 0 | 10054840.0824 | 0 | 0 | 0 | 0 | -148983.3894 | 0 | 0 | 0 | 0 | 0 | 0 | 0 | -131438.2195 | 0 | 0 | 0 | 18817.3245 | 0 | 0
2016-07-24 02:00 | 0 | 0 | 0 | 0 | 702409.6326 | 19083.5171 | 599234 | 0 | 0 | 0 | 1281863.6097 | 0 | 0 | 0 | 0 | 0 | 0 | 454291.6045 | 0 | 0 | 0 | 10069853.7226 | 0 | 0 | 0 | 0 | -27996.3943 | 0 | 0 | 0 | 0 | 0 | 0 | 0 | 131438.2195 | 0 | 0 | 0 | 18817.3245 | 0 | 0
2016-07-24 03:00 | 0 | 0 | 0 | 0 | 601779.4943 | 0 | 565417 | 0 | 0 | 0 | 1430846.9991 | 0 | 0 | 0 | 0 | 0 | 0 | 322853.385 | 0 | 0 | 0 | 10084867.3028 | 0 | 0 | 0 | 0 | 148983.3894 | 0 | 0 | 0 | 0 | 0 | 0 | 0 | -131438.2195 | 0 | 0 | 0 | 18817.3245 | 0 | 0
2016-07-24 04:00 | 0 | 0 | 0 | 0 | 645076.0943 | 0 | 531046 | 0 | 0 | 0 | 1579830.3884 | 0 | 0 | 0 | 0 | 0 | 0 | 269082.7655 | 0 | 0 | 0 | 10099880.8229 | 0 | 0 | 0 | 0 | 148983.3894 | 0 | 0 | 0 | 0 | 0 | 0 | 0 | -53770.6195 | 0 | 0 | 0 | 18817.3245 | 0 | 0
2016-07-24 05:00 | 0 | 0 | 0 | 0 | 578972.8197 | 0 | 499365 | 0 | 0 | 0 | 1604416.6553 | 0 | 0 | 0 | 0 | 0 | 0 | 305286.9938 | 0 | 0 | 0 | 10114894.2829 | 0 | 0 | 0 | 0 | 24586.2669 | 0 | 0 | 0 | 0 | 0 | 0 | 0 | 36204.2283 | 0 | 0 | 0 | 18817.3245 | 0 | 0
2016-07-24 06:00 | 0 | 0 | 0 | 0 | 211093.7156 | 0 | 472698 | 0 | 0 | 0 | 1455433.266 | 0 | 0 | 0 | 0 | 0 | 0 | 173848.7743 | 0 | 0 | 0 | 10129907.683 | 0 | 0 | 0 | 0 | -148983.3894 | 0 | 0 | 0 | 0 | 0 | 0 | 0 | -131438.2195 | 0 | 0 | 0 | 18817.3245 | 0 | 0
2016-07-24 07:00 | 0 | 0 | 0 | 0 | 492496.2153 | 0 | 451439 | 0 | 0 | 0 | 1346234.9373 | 0 | 0 | 0 | 0 | 0 | 0 | 305286.9938 | 0 | 0 | 0 | 10144921.0229 | 0 | 0 | 0 | 0 | -109198.3287 | 0 | 0 | 0 | 0 | 0 | 0 | 0 | 131438.2195 | 0 | 0 | 0 | 18817.3245 | 0 | 0
2016-07-24 08:00 | 0 | 0 | 0 | 0 | 454631.8285 | 0 | 436259 | 0 | 0 | 0 | 1477228.6608 | 0 | 0 | 0 | 0 | 0 | 0 | 173848.7743 | 0 | 0 | 0 | 10159934.3028 | 0 | 0 | 0 | 0 | 130993.7235 | 0 | 0 | 0 | 0 | 0 | 0 | 0 | -131438.2195 | 0 | 0 | 0 | 18817.3245 | 0 | 0
2016-07-24 09:00 | 0 | 0 | 0 | 0 | 414408.6869 | 0 | 427100 | 0 | 0 | 0 | 1328245.2714 | 0 | 0 | 0 | 0 | 0 | 0 | 291323.5261 | 0 | 0 | 0 | 10174947.5227 | 0 | 0 | 0 | 0 | -148983.3894 | 0 | 0 | 0 | 0 | 0 | 0 | 0 | 117474.7518 | 0 | 0 | 0 | 18817.3245 | 0 | 0
2016-07-24 10:00 | 0 | 0 | 0 | 0 | 395107.0676 | 0 | 422282 | 0 | 0 | 0 | 1179261.882 | 0 | 0 | 0 | 0 | 0 | 0 | 394314.6585 | 0 | 0 | 0 | 10189960.6825 | 0 | 0 | 0 | 0 | -148983.3894 | 0 | 0 | 0 | 0 | 0 | 0 | 0 | 102991.1324 | 0 | 0 | 0 | 18817.3245 | 0 | 0
2016-07-24 11:00 | 0 | 0 | 0 | 0 | 351162.3154 | 0 | 426061 | 0 | 0 | 0 | 1216984.0924 | 0 | 0 | 0 | 0 | 0 | 0 | 262876.439 | 0 | 0 | 0 | 10204973.7822 | 0 | 0 | 0 | 0 | 37722.2104 | 0 | 0 | 0 | 0 | 0 | 0 | 0 | -131438.2195 | 0 | 0 | 0 | 18817.3245 | 0 | 0
2016-07-24 12:00 | 0 | 0 | 0 | 0 | 191487.4086 | 66981.7361 | 447059 | 0 | 0 | 0 | 1141015.1321 | 0 | 0 | 0 | 0 | 0 | 0 | 131438.2195 | 0 | 0 | 0 | 10219986.8219 | 0 | 0 | 0 | 0 | -75968.9603 | 0 | 0 | 0 | 0 | 0 | 0 | 0 | -131438.2195 | 0 | 0 | 0 | 18817.3245 | 0 | 0
2016-07-24 13:00 | 0 | 0 | 0 | 0 | 0 | 374272.3378 | 480914 | 0 | 0 | 0 | 1146994.3649 | 0 | 0 | 0 | 0 | 0 | 0 | 0 | 0 | 0 | 0 | 10234999.8015 | 0 | 0 | 0 | 0 | 5979.2328 | 0 | 0 | 0 | 0 | 0 | 0 | 0 | -131438.2195 | 0 | 0 | 0 | 18817.3245 | 0 | 0
2016-07-24 14:00 | 0 | 0 | 0 | 0 | 241053.4152 | 578318.5181 | 520133 | 0 | 0 | 0 | 1295977.7543 | 0 | 0 | 0 | 0 | 0 | 0 | 131438.2195 | 0 | 0 | 0 | 10250012.7211 | 0 | 0 | 0 | 0 | 148983.3894 | 0 | 0 | 0 | 0 | 0 | 0 | 0 | 131438.2195 | 0 | 0 | 0 | 18817.3245 | 0 | 0
2016-07-24 15:00 | 0 | 0 | 0 | 0 | 0 | 706459.4316 | 558015 | 0 | 0 | 0 | 1444961.1437 | 0 | 0 | 0 | 0 | 0 | 0 | 112081.9372 | 0 | 0 | 0 | 10265025.5807 | 0 | 0 | 0 | 0 | 148983.3894 | 0 | 0 | 0 | 0 | 0 | 0 | 0 | -19356.2823 | 0 | 0 | 0 | 18817.3245 | 0 | 0
2016-07-24 16:00 | 0 | 0 | 0 | 0 | 0 | 760371.6915 | 591243 | 0 | 0 | 0 | 1593944.533 | 0 | 0 | 0 | 0 | 0 | 0 | 113409.9148 | 0 | 0 | 0 | 10280038.3801 | 0 | 0 | 0 | 0 | 148983.3894 | 0 | 0 | 0 | 0 | 0 | 0 | 0 | 1327.9776 | 0 | 0 | 0 | 18817.3245 | 0 | 0
2016-07-24 17:00 | 0 | 0 | 0 | 0 | 0 | 768275.6059 | 618086 | 0 | 0 | 0 | 1593878.5949 | 0 | 0 | 0 | 0 | 0 | 0 | 244848.1343 | 0 | 0 | 0 | 10295051.1196 | 0 | 0 | 0 | 0 | -65.9381 | 0 | 0 | 0 | 0 | 0 | 0 | 0 | 131438.2195 | 0 | 0 | 0 | 18817.3245 | 0 | 0
2016-07-24 18:00 | 0 | 0 | 0 | 0 | 0 | 757355.6691 | 639300 | 0 | 0 | 0 | 1742861.9843 | 0 | 0 | 0 | 0 | 0 | 0 | 195103.0896 | 0 | 0 | 0 | 10310063.799 | 0 | 0 | 0 | 0 | 148983.3894 | 0 | 0 | 0 | 0 | 0 | 0 | 0 | -49745.0447 | 0 | 0 | 0 | 18817.3245 | 0 | 0
2016-07-24 19:00 | 0 | 0 | 0 | 0 | 0 | 740556.4746 | 654798 | 0 | 0 | 0 | 1678364.915 | 0 | 0 | 0 | 0 | 0 | 0 | 326541.3091 | 0 | 0 | 0 | 10325076.4183 | 0 | 0 | 0 | 0 | -64497.0693 | 0 | 0 | 0 | 0 | 0 | 0 | 0 | 131438.2195 | 0 | 0 | 0 | 18817.3245 | 0 | 0
2016-07-24 20:00 | 0 | 0 | 0 | 0 | 191973.2863 | 725792.9469 | 666727 | 0 | 0 | 0 | 1827348.3043 | 0 | 0 | 0 | 0 | 0 | 0 | 409779.8284 | 0 | 0 | 0 | 10340088.9776 | 0 | 0 | 0 | 0 | 148983.3894 | 0 | 0 | 0 | 0 | 0 | 0 | 0 | 83238.5193 | 0 | 0 | 0 | 18817.3245 | 0 | 0
2016-07-24 21:00 | 0 | 0 | 0 | 0 | 198199.6463 | 710400.5733 | 674628 | 0 | 0 | 0 | 1976331.6937 | 0 | 0 | 0 | 0 | 0 | 0 | 475951.3341 | 0 | 0 | 0 | 10355101.4768 | 0 | 0 | 0 | 0 | 148983.3894 | 0 | 0 | 0 | 0 | 0 | 0 | 0 | 66171.5057 | 0 | 0 | 0 | 18817.3245 | 0 | 0
2016-07-24 22:00 | 0 | 0 | 0 | 0 | 204717.4086 | 675772.698 | 674912 | 0 | 0 | 0 | 2125315.0831 | 0 | 0 | 0 | 0 | 0 | 0 | 513728.7269 | 0 | 0 | 0 | 10370113.916 | 0 | 0 | 0 | 0 | 148983.3894 | 0 | 0 | 0 | 0 | 0 | 0 | 0 | 37777.3928 | 0 | 0 | 0 | 18817.3245 | 0 | 0
2016-07-24 23:00 | 0 | 0 | 0 | 0 | 212946.7935 | 600024.1178 | 664359 | 0 | 0 | 0 | 2255109.6698 | 0 | 0 | 0 | 0 | 0 | 0 | 513728.7269 | 0 | 0 | 0 | 10385126.2951 | 0 | 0 | 0 | 0 | 129794.5868 | 0 | 0 | 0 | 0 | 0 | 0 | 0 | 0 | 0 | 0 | 0 | 18817.3245 | 0 | 0
2016-07-25 | 0 | 0 | 0 | 0 | 244865.5717 | 455537.4714 | 649454 | 0 | 0 | 0 | 2287241.3885 | 0 | 0 | 0 | 0 | 0 | 0 | 513728.7269 | 0 | 0 | 0 | 10400138.6142 | 0 | 0 | 0 | 0 | 32131.7187 | 0 | 0 | 0 | 0 | 0 | 0 | 0 | 0 | 0 | 0 | 0 | 18817.3245 | 0 | 0
2016-07-25 01:00 | 0 | 0 | 0 | 0 | 358626.9126 | 228189.5381 | 634444 | 0 | 0 | 0 | 2287241.3885 | 0 | 0 | 0 | 0 | 0 | 0 | 513728.7269 | 0 | 0 | 0 | 10317980.5493 | 0 | 0 | 0 | 0 | 0 | 0 | 0 | 0 | 0 | 0 | 0 | 0 | 0 | 0 | 0 | 0 | 0 | 82116.4644 | 0
2016-07-25 02:00 | 0 | 0 | 0 | 0 | 437847.1595 | 16768.6578 | 605194 | 0 | 0 | 0 | 2249296.7726 | 0 | 0 | 0 | 0 | 0 | 0 | 513728.7269 | 0 | 0 | 0 | 10123743.4725 | 0 | 0 | 0 | 0 | -37944.6159 | 0 | 0 | 0 | 0 | 0 | 0 | 0 | 0 | 0 | 0 | 0 | 0 | 194195.8048 | 0
2016-07-25 03:00 | 0 | 0 | 0 | 0 | 437473.3032 | 0 | 570238 | 0 | 0 | 0 | 2229165.6427 | 0 | 0 | 0 | 0 | 0 | 0 | 513728.7269 | 0 | 0 | 0 | 9929507.1727 | 0 | 0 | 0 | 0 | -20131.13 | 0 | 0 | 0 | 0 | 0 | 0 | 0 | 0 | 0 | 0 | 0 | 0 | 194195.8048 | 0
2016-07-25 04:00 | 0 | 0 | 0 | 0 | 429286.1114 | 0 | 536805 | 0 | 0 | 0 | 2206858.5623 | 0 | 0 | 0 | 0 | 0 | 0 | 513728.7269 | 0 | 0 | 0 | 9782550.5439 | 0 | 0 | 0 | 0 | -22307.0804 | 0 | 0 | 0 | 0 | 0 | 0 | 0 | 0 | 0 | 0 | 0 | 0 | 146916.9107 | 0
2016-07-25 05:00 | 0 | 0 | 0 | 0 | 422577.296 | 0 | 505415 | 0 | 0 | 0 | 2124020.8583 | 0 | 0 | 0 | 0 | 0 | 0 | 513728.7269 | 0 | 0 | 0 | 9782511.4137 | 0 | 0 | 0 | 0 | -82837.704 | 0 | 0 | 0 | 0 | 0 | 0 | 0 | 0 | 0 | 0 | 0 | 0 | 0 | 0
2016-07-25 06:00 | 0 | 0 | 0 | 0 | 415662.2214 | 0 | 479358 | 0 | 0 | 0 | 2060325.0796 | 0 | 0 | 0 | 0 | 0 | 0 | 513728.7269 | 0 | 0 | 0 | 9782472.2837 | 0 | 0 | 0 | 0 | -63695.7786 | 0 | 0 | 0 | 0 | 0 | 0 | 0 | 0 | 0 | 0 | 0 | 0 | 0 | 0
2016-07-25 07:00 | 0 | 0 | 0 | 0 | 406093.8081 | 0 | 460062 | 0 | 0 | 0 | 2006356.8877 | 0 | 0 | 0 | 0 | 0 | 0 | 513728.7269 | 0 | 0 | 0 | 9782433.1538 | 0 | 0 | 0 | 0 | -53968.1919 | 0 | 0 | 0 | 0 | 0 | 0 | 0 | 0 | 0 | 0 | 0 | 0 | 0 | 0
2016-07-25 08:00 | 0 | 0 | 0 | 0 | 394873.8905 | 0 | 450411 | 0 | 0 | 0 | 1950819.7782 | 0 | 0 | 0 | 0 | 0 | 0 | 513728.7269 | 0 | 0 | 0 | 9782394.0241 | 0 | 0 | 0 | 0 | -55537.1095 | 0 | 0 | 0 | 0 | 0 | 0 | 0 | 0 | 0 | 0 | 0 | 0 | 0 | 0
2016-07-25 09:00 | 0 | 0 | 0 | 0 | 344822.1969 | 0 | 451810 | 0 | 0 | 0 | 1843831.9751 | 0 | 0 | 0 | 0 | 0 | 0 | 513728.7269 | 0 | 0 | 0 | 9782354.8945 | 0 | 0 | 0 | 0 | -106987.8031 | 0 | 0 | 0 | 0 | 0 | 0 | 0 | 0 | 0 | 0 | 0 | 0 | 0 | 0
2016-07-25 10:00 | 0 | 0 | 0 | 0 | 291620.5758 | 0 | 464579 | 0 | 0 | 0 | 1802311.7704 | 0 | 0 | 0 | 0 | 0 | 0 | 382290.5074 | 0 | 0 | 0 | 9782315.7651 | 0 | 0 | 0 | 0 | -41520.2047 | 0 | 0 | 0 | 0 | 0 | 0 | 0 | -131438.2195 | 0 | 0 | 0 | 0 | 0 | 0
2016-07-25 11:00 | 0 | 0 | 0 | 0 | 247106.5108 | 0 | 484904 | 0 | 0 | 0 | 1695952.5007 | 0 | 0 | 0 | 0 | 0 | 0 | 250852.2879 | 0 | 0 | 0 | 9782276.6358 | 0 | 0 | 0 | 0 | -106359.2697 | 0 | 0 | 0 | 0 | 0 | 0 | 0 | -131438.2195 | 0 | 0 | 0 | 0 | 0 | 0
2016-07-25 12:00 | 0 | 0 | 0 | 0 | 125555.1594 | 63439.7277 | 513142 | 0 | 0 | 0 | 1546969.1113 | 0 | 0 | 0 | 0 | 0 | 0 | 119414.0684 | 0 | 0 | 0 | 9706848.7067 | 0 | 0 | 0 | 0 | -148983.3894 | 0 | 0 | 0 | 0 | 0 | 0 | 0 | -131438.2195 | 0 | 0 | 0 | 0 | 75388.8 | 0
2016-07-25 13:00 | 0 | 0 | 0 | 0 | 86387.7287 | 332000.1853 | 546585 | 0 | 0 | 0 | 1397985.7219 | 0 | 0 | 0 | 0 | 0 | 0 | 140200.3718 | 0 | 0 | 0 | 9706809.8793 | 0 | 0 | 0 | 0 | -148983.3894 | 0 | 0 | 0 | 0 | 0 | 0 | 0 | 20786.3034 | 0 | 0 | 0 | 0 | 0 | 0
2016-07-25 14:00 | 0 | 0 | 0 | 0 | 126062.6271 | 561037.7998 | 584999 | 0 | 0 | 0 | 1368648.9293 | 0 | 0 | 0 | 0 | 0 | 0 | 271638.5913 | 0 | 0 | 0 | 9706771.0521 | 0 | 0 | 0 | 0 | -29336.7926 | 0 | 0 | 0 | 0 | 0 | 0 | 0 | 131438.2195 | 0 | 0 | 0 | 0 | 0 | 0
2016-07-25 15:00 | 0 | 0 | 0 | 0 | 134999.3132 | 677982.6762 | 623644 | 0 | 0 | 0 | 1517632.3187 | 0 | 0 | 0 | 0 | 0 | 0 | 311993.1913 | 0 | 0 | 0 | 9706732.225 | 0 | 0 | 0 | 0 | 148983.3894 | 0 | 0 | 0 | 0 | 0 | 0 | 0 | 40354.6 | 0 | 0 | 0 | 0 | 0 | 0
2016-07-25 16:00 | 0 | 0 | 0 | 0 | 135720.0105 | 725570.0891 | 655225 | 0 | 0 | 0 | 1666615.7081 | 0 | 0 | 0 | 0 | 0 | 0 | 369074.9015 | 0 | 0 | 0 | 9706693.3981 | 0 | 0 | 0 | 0 | 148983.3894 | 0 | 0 | 0 | 0 | 0 | 0 | 0 | 57081.7102 | 0 | 0 | 0 | 0 | 0 | 0
2016-07-25 17:00 | 0 | 0 | 0 | 0 | 134863.5792 | 733441.2659 | 680782 | 0 | 0 | 0 | 1815599.0974 | 0 | 0 | 0 | 0 | 0 | 0 | 407614.3572 | 0 | 0 | 0 | 9706654.5713 | 0 | 0 | 0 | 0 | 148983.3894 | 0 | 0 | 0 | 0 | 0 | 0 | 0 | 38539.4557 | 0 | 0 | 0 | 0 | 0 | 0
2016-07-25 18:00 | 0 | 0 | 0 | 0 | 133500.4667 | 729212.3842 | 699429 | 0 | 0 | 0 | 1964582.4868 | 0 | 0 | 0 | 0 | 0 | 0 | 421914.8187 | 0 | 0 | 0 | 9706615.7447 | 0 | 0 | 0 | 0 | 148983.3894 | 0 | 0 | 0 | 0 | 0 | 0 | 0 | 14300.4615 | 0 | 0 | 0 | 0 | 0 | 0
2016-07-25 19:00 | 0 | 0 | 0 | 0 | 131854.9315 | 711085.1242 | 711269 | 0 | 0 | 0 | 2004439.6343 | 0 | 0 | 0 | 0 | 0 | 0 | 513728.7269 | 0 | 0 | 0 | 9706576.9182 | 0 | 0 | 0 | 0 | 39857.1475 | 0 | 0 | 0 | 0 | 0 | 0 | 0 | 91813.9082 | 0 | 0 | 0 | 0 | 0 | 0
2016-07-25 20:00 | 0 | 0 | 0 | 0 | 131584.3189 | 698429.8192 | 716310 | 0 | 0 | 0 | 2153423.0236 | 0 | 0 | 0 | 0 | 0 | 0 | 478449.4757 | 0 | 0 | 0 | 9706538.0919 | 0 | 0 | 0 | 0 | 148983.3894 | 0 | 0 | 0 | 0 | 0 | 0 | 0 | -35279.2512 | 0 | 0 | 0 | 0 | 0 | 0
2016-07-25 21:00 | 0 | 0 | 0 | 0 | 137369.3607 | 670399.6944 | 716023 | 0 | 0 | 0 | 2209889.8275 | 0 | 0 | 0 | 0 | 0 | 0 | 513728.7269 | 0 | 0 | 0 | 9706499.2657 | 0 | 0 | 0 | 0 | 56466.8039 | 0 | 0 | 0 | 0 | 0 | 0 | 0 | 35279.2512 | 0 | 0 | 0 | 0 | 0 | 0
2016-07-25 22:00 | 0 | 0 | 0 | 0 | 147898.0294 | 623913.7405 | 709531 | 0 | 0 | 0 | 2272170.5974 | 0 | 0 | 0 | 0 | 0 | 0 | 513728.7269 | 0 | 0 | 0 | 9706460.4397 | 0 | 0 | 0 | 0 | 62280.7699 | 0 | 0 | 0 | 0 | 0 | 0 | 0 | 0 | 0 | 0 | 0 | 0 | 0 | 0
2016-07-25 23:00 | 0 | 0 | 0 | 0 | 169644.4443 | 539854.3468 | 694428 | 0 | 0 | 0 | 2287241.3885 | 0 | 0 | 0 | 0 | 0 | 0 | 513728.7269 | 0 | 0 | 0 | 9706421.6139 | 0 | 0 | 0 | 0 | 15070.7911 | 0 | 0 | 0 | 0 | 0 | 0 | 0 | 0 | 0 | 0 | 0 | 0 | 0 | 0
2016-07-26 | 0 | 0 | 0 | 0 | 223256.4512 | 404927.9168 | 676132 | 0 | 0 | 0 | 2287241.3885 | 0 | 0 | 0 | 0 | 0 | 0 | 513728.7269 | 0 | 0 | 0 | 9623714.4571 | 0 | 0 | 0 | 0 | 0 | 0 | 0 | 0 | 0 | 0 | 0 | 0 | 0 | 0 | 0 | 0 | 0 | 82668.3311 | 0
2016-07-26 01:00 | 0 | 0 | 0 | 0 | 370276.374 | 202172.1609 | 655962 | 0 | 0 | 0 | 2287241.3885 | 0 | 0 | 0 | 0 | 0 | 0 | 513728.7269 | 0 | 0 | 0 | 9479687.2292 | 0 | 0 | 0 | 0 | 0 | 0 | 0 | 0 | 0 | 0 | 0 | 0 | 0 | 0 | 0 | 0 | 0 | 143988.733 | 0
2016-07-26 02:00 | 0 | 0 | 0 | 0 | 490150.9286 | 17167.1644 | 623004 | 0 | 0 | 0 | 2284189.0483 | 0 | 0 | 0 | 0 | 0 | 0 | 513728.7269 | 0 | 0 | 0 | 9285453.5056 | 0 | 0 | 0 | 0 | -3052.3402 | 0 | 0 | 0 | 0 | 0 | 0 | 0 | 0 | 0 | 0 | 0 | 0 | 194195.8048 | 0
2016-07-26 03:00 | 0 | 0 | 0 | 0 | 505551.1567 | 0 | 581261 | 0 | 0 | 0 | 2287241.3885 | 0 | 0 | 0 | 0 | 0 | 0 | 513728.7269 | 0 | 0 | 0 | 9149619.4956 | 0 | 0 | 0 | 0 | 3052.3402 | 0 | 0 | 0 | 0 | 0 | 0 | 0 | 0 | 0 | 0 | 0 | 0 | 135796.8682 | 0
2016-07-26 04:00 | 0 | 0 | 0 | 0 | 491230.9355 | 0 | 543580 | 0 | 0 | 0 | 2287241.3885 | 0 | 0 | 0 | 0 | 0 | 0 | 513728.7269 | 0 | 0 | 0 | 9059325.8894 | 0 | 0 | 0 | 0 | 0 | 0 | 0 | 0 | 0 | 0 | 0 | 0 | 0 | 0 | 0 | 0 | 0 | 90257.0077 | 0
2016-07-26 05:00 | 0 | 0 | 0 | 0 | 458294.9127 | 0 | 508876 | 0 | 0 | 0 | 2287241.3885 | 0 | 0 | 0 | 0 | 0 | 0 | 513728.7269 | 0 | 0 | 0 | 8972080.8809 | 0 | 0 | 0 | 0 | 0 | 0 | 0 | 0 | 0 | 0 | 0 | 0 | 0 | 0 | 0 | 0 | 0 | 87208.7712 | 0
2016-07-26 06:00 | 0 | 0 | 0 | 0 | 418528.4458 | 0 | 480696 | 0 | 0 | 0 | 2287241.3885 | 0 | 0 | 0 | 0 | 0 | 0 | 513728.7269 | 0 | 0 | 0 | 8864859.5544 | 0 | 0 | 0 | 0 | 0 | 0 | 0 | 0 | 0 | 0 | 0 | 0 | 0 | 0 | 0 | 0 | 0 | 107185.4382 | 0
2016-07-26 07:00 | 0 | 0 | 0 | 0 | 380313.3392 | 0 | 460391 | 0 | 0 | 0 | 2249934.2549 | 0 | 0 | 0 | 0 | 0 | 0 | 513728.7269 | 0 | 0 | 0 | 8791081.8067 | 0 | 0 | 0 | 0 | -37307.1336 | 0 | 0 | 0 | 0 | 0 | 0 | 0 | 0 | 0 | 0 | 0 | 0 | 73742.2883 | 0
2016-07-26 08:00 | 0 | 0 | 0 | 0 | 353710.4998 | 0 | 449809 | 0 | 0 | 0 | 2153835.7547 | 0 | 0 | 0 | 0 | 0 | 0 | 513728.7269 | 0 | 0 | 0 | 8791046.6424 | 0 | 0 | 0 | 0 | -96098.5002 | 0 | 0 | 0 | 0 | 0 | 0 | 0 | 0 | 0 | 0 | 0 | 0 | 0 | 0
2016-07-26 09:00 | 0 | 0 | 0 | 0 | 319817.0535 | 0 | 451638 | 0 | 0 | 0 | 2022014.8082 | 0 | 0 | 0 | 0 | 0 | 0 | 513728.7269 | 0 | 0 | 0 | 8791011.4782 | 0 | 0 | 0 | 0 | -131820.9465 | 0 | 0 | 0 | 0 | 0 | 0 | 0 | 0 | 0 | 0 | 0 | 0 | 0 | 0
2016-07-26 10:00 | 0 | 0 | 0 | 0 | 290485.1979 | 0 | 465570 | 0 | 0 | 0 | 1978368.2257 | 0 | 0 | 0 | 0 | 0 | 0 | 382290.5074 | 0 | 0 | 0 | 8790976.3141 | 0 | 0 | 0 | 0 | -43646.5826 | 0 | 0 | 0 | 0 | 0 | 0 | 0 | -131438.2195 | 0 | 0 | 0 | 0 | 0 | 0
2016-07-26 11:00 | 0 | 0 | 0 | 0 | 251798.3859 | 0 | 484569 | 0 | 0 | 0 | 1829384.8363 | 0 | 0 | 0 | 0 | 0 | 0 | 298503.2827 | 0 | 0 | 0 | 8790941.1502 | 0 | 0 | 0 | 0 | -148983.3894 | 0 | 0 | 0 | 0 | 0 | 0 | 0 | -83787.2247 | 0 | 0 | 0 | 0 | 0 | 0
2016-07-26 12:00 | 0 | 0 | 0 | 0 | 131780.5182 | 51782.0676 | 509911 | 0 | 0 | 0 | 1680401.4469 | 0 | 0 | 0 | 0 | 0 | 0 | 167065.0632 | 0 | 0 | 0 | 8711721.8392 | 0 | 0 | 0 | 0 | -148983.3894 | 0 | 0 | 0 | 0 | 0 | 0 | 0 | -131438.2195 | 0 | 0 | 0 | 0 | 79184.1472 | 0
2016-07-26 13:00 | 0 | 0 | 0 | 0 | 87000.861 | 303622.5984 | 540417 | 0 | 0 | 0 | 1531418.0575 | 0 | 0 | 0 | 0 | 0 | 0 | 166254.9119 | 0 | 0 | 0 | 8711686.9923 | 0 | 0 | 0 | 0 | -148983.3894 | 0 | 0 | 0 | 0 | 0 | 0 | 0 | -810.1513 | 0 | 0 | 0 | 0 | 0 | 0
2016-07-26 14:00 | 0 | 0 | 0 | 0 | 124988.3284 | 541329.6524 | 576926 | 0 | 0 | 0 | 1489371.8188 | 0 | 0 | 0 | 0 | 0 | 0 | 297693.1314 | 0 | 0 | 0 | 8711652.1456 | 0 | 0 | 0 | 0 | -42046.2388 | 0 | 0 | 0 | 0 | 0 | 0 | 0 | 131438.2195 | 0 | 0 | 0 | 0 | 0 | 0
2016-07-26 15:00 | 0 | 0 | 0 | 0 | 132552.3422 | 658898.9913 | 612758 | 0 | 0 | 0 | 1638355.2081 | 0 | 0 | 0 | 0 | 0 | 0 | 327403.0755 | 0 | 0 | 0 | 8711617.299 | 0 | 0 | 0 | 0 | 148983.3894 | 0 | 0 | 0 | 0 | 0 | 0 | 0 | 29709.9441 | 0 | 0 | 0 | 0 | 0 | 0
2016-07-26 16:00 | 0 | 0 | 0 | 0 | 121351.3939 | 720988.5083 | 643650 | 0 | 0 | 0 | 1787338.5975 | 0 | 0 | 0 | 0 | 0 | 0 | 377109.5884 | 0 | 0 | 0 | 8711582.4525 | 0 | 0 | 0 | 0 | 148983.3894 | 0 | 0 | 0 | 0 | 0 | 0 | 0 | 49706.5128 | 0 | 0 | 0 | 0 | 0 | 0
2016-07-26 17:00 | 0 | 0 | 0 | 0 | 113667.4337 | 735305.141 | 669322 | 0 | 0 | 0 | 1936321.9869 | 0 | 0 | 0 | 0 | 0 | 0 | 407776.7736 | 0 | 0 | 0 | 8711547.6062 | 0 | 0 | 0 | 0 | 148983.3894 | 0 | 0 | 0 | 0 | 0 | 0 | 0 | 30667.1853 | 0 | 0 | 0 | 0 | 0 | 0
2016-07-26 18:00 | 0 | 0 | 0 | 0 | 106514.6669 | 727251.6857 | 688128 | 0 | 0 | 0 | 1976008.3863 | 0 | 0 | 0 | 0 | 0 | 0 | 513728.7269 | 0 | 0 | 0 | 8711512.76 | 0 | 0 | 0 | 0 | 39686.3994 | 0 | 0 | 0 | 0 | 0 | 0 | 0 | 105951.9533 | 0 | 0 | 0 | 0 | 0 | 0
2016-07-26 19:00 | 0 | 0 | 0 | 0 | 100574.8438 | 708963.5049 | 700540 | 0 | 0 | 0 | 2124991.7757 | 0 | 0 | 0 | 0 | 0 | 0 | 473743.6863 | 0 | 0 | 0 | 8711477.9139 | 0 | 0 | 0 | 0 | 148983.3894 | 0 | 0 | 0 | 0 | 0 | 0 | 0 | -39985.0407 | 0 | 0 | 0 | 0 | 0 | 0
2016-07-26 20:00 | 0 | 0 | 0 | 0 | 99277.4817 | 690981.0314 | 708679 | 0 | 0 | 0 | 2166586.2481 | 0 | 0 | 0 | 0 | 0 | 0 | 513728.7269 | 0 | 0 | 0 | 8711443.068 | 0 | 0 | 0 | 0 | 41594.4725 | 0 | 0 | 0 | 0 | 0 | 0 | 0 | 39985.0407 | 0 | 0 | 0 | 0 | 0 | 0
2016-07-26 21:00 | 0 | 0 | 0 | 0 | 108688.3295 | 661289.1535 | 711359 | 0 | 0 | 0 | 2225204.7311 | 0 | 0 | 0 | 0 | 0 | 0 | 513728.7269 | 0 | 0 | 0 | 8711408.2223 | 0 | 0 | 0 | 0 | 58618.483 | 0 | 0 | 0 | 0 | 0 | 0 | 0 | 0 | 0 | 0 | 0 | 0 | 0 | 0
2016-07-26 22:00 | 0 | 0 | 0 | 0 | 130854.0122 | 618852.901 | 706608 | 0 | 0 | 0 | 2268303.6443 | 0 | 0 | 0 | 0 | 0 | 0 | 513728.7269 | 0 | 0 | 0 | 8711373.3766 | 0 | 0 | 0 | 0 | 43098.9132 | 0 | 0 | 0 | 0 | 0 | 0 | 0 | 0 | 0 | 0 | 0 | 0 | 0 | 0
2016-07-26 23:00 | 0 | 0 | 0 | 0 | 166482.6122 | 544207.132 | 691752 | 0 | 0 | 0 | 2287241.3885 | 0 | 0 | 0 | 0 | 0 | 0 | 513728.7269 | 0 | 0 | 0 | 8711338.5311 | 0 | 0 | 0 | 0 | 18937.7442 | 0 | 0 | 0 | 0 | 0 | 0 | 0 | 0 | 0 | 0 | 0 | 0 | 0 | 0
2016-07-27 | 0 | 0 | 0 | 0 | 227402.3467 | 414656.261 | 673003 | 0 | 0 | 0 | 2287241.3885 | 0 | 0 | 0 | 0 | 0 | 0 | 513728.7269 | 0 | 0 | 0 | 8657951.2854 | 0 | 0 | 0 | 0 | 0 | 0 | 0 | 0 | 0 | 0 | 0 | 0 | 0 | 0 | 0 | 0 | 0 | 53352.4004 | 0
2016-07-27 01:00 | 0 | 0 | 0 | 0 | 359177.6071 | 219911.1069 | 653739 | 0 | 0 | 0 | 2287241.3885 | 0 | 0 | 0 | 0 | 0 | 0 | 513728.7269 | 0 | 0 | 0 | 8529209.2641 | 0 | 0 | 0 | 0 | 0 | 0 | 0 | 0 | 0 | 0 | 0 | 0 | 0 | 0 | 0 | 0 | 0 | 128707.3895 | 0
2016-07-27 02:00 | 0 | 0 | 0 | 0 | 440241.1277 | 14273.9678 | 621186 | 0 | 0 | 0 | 2233204.0509 | 0 | 0 | 0 | 0 | 0 | 0 | 513728.7269 | 0 | 0 | 0 | 8334979.3424 | 0 | 0 | 0 | 0 | -54037.3377 | 0 | 0 | 0 | 0 | 0 | 0 | 0 | 0 | 0 | 0 | 0 | 0 | 194195.8048 | 0
2016-07-27 03:00 | 0 | 0 | 0 | 0 | 411236.1901 | 0 | 580774 | 0 | 0 | 0 | 2176299.8077 | 0 | 0 | 0 | 0 | 0 | 0 | 513728.7269 | 0 | 0 | 0 | 8140750.1976 | 0 | 0 | 0 | 0 | -56904.2431 | 0 | 0 | 0 | 0 | 0 | 0 | 0 | 0 | 0 | 0 | 0 | 0 | 194195.8048 | 0
2016-07-27 04:00 | 0 | 0 | 0 | 0 | 361505.8401 | 0 | 542329 | 0 | 0 | 0 | 2108110.2146 | 0 | 0 | 0 | 0 | 0 | 0 | 513728.7269 | 0 | 0 | 0 | 7946521.8298 | 0 | 0 | 0 | 0 | -68189.5931 | 0 | 0 | 0 | 0 | 0 | 0 | 0 | 0 | 0 | 0 | 0 | 0 | 194195.8048 | 0
2016-07-27 05:00 | 0 | 0 | 0 | 0 | 315921.6901 | 0 | 507273 | 0 | 0 | 0 | 2029392.4716 | 0 | 0 | 0 | 0 | 0 | 0 | 513728.7269 | 0 | 0 | 0 | 7752294.2389 | 0 | 0 | 0 | 0 | -78717.7431 | 0 | 0 | 0 | 0 | 0 | 0 | 0 | 0 | 0 | 0 | 0 | 0 | 194195.8048 | 0
2016-07-27 06:00 | 0 | 0 | 0 | 0 | 268068.8634 | 0 | 480502 | 0 | 0 | 0 | 1929592.9017 | 0 | 0 | 0 | 0 | 0 | 0 | 513728.7269 | 0 | 0 | 0 | 7558067.4248 | 0 | 0 | 0 | 0 | -99799.5698 | 0 | 0 | 0 | 0 | 0 | 0 | 0 | 0 | 0 | 0 | 0 | 0 | 194195.8048 | 0
2016-07-27 07:00 | 0 | 0 | 0 | 0 | 226072.0805 | 0 | 460678 | 0 | 0 | 0 | 1807620.5491 | 0 | 0 | 0 | 0 | 0 | 0 | 513728.7269 | 0 | 0 | 0 | 7363841.3877 | 0 | 0 | 0 | 0 | -121972.3527 | 0 | 0 | 0 | 0 | 0 | 0 | 0 | 0 | 0 | 0 | 0 | 0 | 194195.8048 | 0
2016-07-27 08:00 | 0 | 0 | 0 | 0 | 191319.151 | 0 | 450024 | 0 | 0 | 0 | 1661549.2669 | 0 | 0 | 0 | 0 | 0 | 0 | 513728.7269 | 0 | 0 | 0 | 7169616.1275 | 0 | 0 | 0 | 0 | -146071.2822 | 0 | 0 | 0 | 0 | 0 | 0 | 0 | 0 | 0 | 0 | 0 | 0 | 194195.8048 | 0
2016-07-27 09:00 | 0 | 0 | 0 | 0 | 163584.6646 | 0 | 451869 | 0 | 0 | 0 | 1617336.7178 | 0 | 0 | 0 | 0 | 0 | 0 | 382290.5074 | 0 | 0 | 0 | 6975391.6442 | 0 | 0 | 0 | 0 | -44212.5491 | 0 | 0 | 0 | 0 | 0 | 0 | 0 | -131438.2195 | 0 | 0 | 0 | 0 | 194195.8048 | 0
2016-07-27 10:00 | 0 | 0 | 0 | 0 | 148409.0776 | 0 | 463705 | 0 | 0 | 0 | 1468353.3284 | 0 | 0 | 0 | 0 | 0 | 0 | 328611.5412 | 0 | 0 | 0 | 6781167.9378 | 0 | 0 | 0 | 0 | -148983.3894 | 0 | 0 | 0 | 0 | 0 | 0 | 0 | -53678.9662 | 0 | 0 | 0 | 0 | 194195.8048 | 0
2016-07-27 11:00 | 0 | 0 | 0 | 0 | 130361.0364 | 0 | 482751 | 0 | 0 | 0 | 1360035.1511 | 0 | 0 | 0 | 0 | 0 | 0 | 197173.3217 | 0 | 0 | 0 | 6586945.0083 | 0 | 0 | 0 | 0 | -108318.1773 | 0 | 0 | 0 | 0 | 0 | 0 | 0 | -131438.2195 | 0 | 0 | 0 | 0 | 194195.8048 | 0
2016-07-27 12:00 | 0 | 0 | 0 | 0 | 70080.5372 | 55761.8018 | 506035 | 0 | 0 | 0 | 1223914.2765 | 0 | 0 | 0 | 0 | 0 | 0 | 65735.1022 | 0 | 0 | 0 | 6392722.8556 | 0 | 0 | 0 | 0 | -136120.8747 | 0 | 0 | 0 | 0 | 0 | 0 | 0 | -131438.2195 | 0 | 0 | 0 | 0 | 194195.8048 | 0
2016-07-27 13:00 | 0 | 0 | 0 | 0 | 55495.4098 | 391282.5372 | 535215 | 0 | 0 | 0 | 1116672.5708 | 0 | 0 | 0 | 0 | 0 | 0 | 197173.3217 | 0 | 0 | 0 | 6198501.4799 | 0 | 0 | 0 | 0 | -107241.7057 | 0 | 0 | 0 | 0 | 0 | 0 | 0 | 131438.2195 | 0 | 0 | 0 | 0 | 194195.8048 | 0
2016-07-27 14:00 | 0 | 0 | 0 | 0 | 68515.5405 | 619862.7392 | 571253 | 0 | 0 | 0 | 1265655.9601 | 0 | 0 | 0 | 0 | 0 | 0 | 277948.7789 | 0 | 0 | 0 | 6004280.881 | 0 | 0 | 0 | 0 | 148983.3894 | 0 | 0 | 0 | 0 | 0 | 0 | 0 | 80775.4572 | 0 | 0 | 0 | 0 | 194195.8048 | 0
2016-07-27 15:00 | 0 | 0 | 0 | 0 | 67373.8284 | 719052.0001 | 606150 | 0 | 0 | 0 | 1414639.3495 | 0 | 0 | 0 | 0 | 0 | 0 | 329348.3477 | 0 | 0 | 0 | 5969589.399 | 0 | 0 | 0 | 0 | 148983.3894 | 0 | 0 | 0 | 0 | 0 | 0 | 0 | 51399.5688 | 0 | 0 | 0 | 0 | 34667.4649 | 0
2016-07-27 16:00 | 0 | 0 | 0 | 0 | 63839.4549 | 773181.2787 | 636932 | 0 | 0 | 0 | 1563622.7389 | 0 | 0 | 0 | 0 | 0 | 0 | 380453.692 | 0 | 0 | 0 | 5969565.5206 | 0 | 0 | 0 | 0 | 148983.3894 | 0 | 0 | 0 | 0 | 0 | 0 | 0 | 51105.3443 | 0 | 0 | 0 | 0 | 0 | 0
2016-07-27 17:00 | 0 | 0 | 0 | 0 | 62638.1673 | 785583.7883 | 663231 | 0 | 0 | 0 | 1712606.1282 | 0 | 0 | 0 | 0 | 0 | 0 | 416461.2582 | 0 | 0 | 0 | 5969541.6424 | 0 | 0 | 0 | 0 | 148983.3894 | 0 | 0 | 0 | 0 | 0 | 0 | 0 | 36007.5663 | 0 | 0 | 0 | 0 | 0 | 0
2016-07-27 18:00 | 0 | 0 | 0 | 0 | 63587.627 | 779027.5885 | 683972 | 0 | 0 | 0 | 1861589.5176 | 0 | 0 | 0 | 0 | 0 | 0 | 426121.0844 | 0 | 0 | 0 | 5969517.7642 | 0 | 0 | 0 | 0 | 148983.3894 | 0 | 0 | 0 | 0 | 0 | 0 | 0 | 9659.8262 | 0 | 0 | 0 | 0 | 0 | 0
2016-07-27 19:00 | 0 | 0 | 0 | 0 | 66073.5483 | 767418.2122 | 697747 | 0 | 0 | 0 | 1909726.6356 | 0 | 0 | 0 | 0 | 0 | 0 | 513728.7269 | 0 | 0 | 0 | 5969493.8861 | 0 | 0 | 0 | 0 | 48137.118 | 0 | 0 | 0 | 0 | 0 | 0 | 0 | 87607.6425 | 0 | 0 | 0 | 0 | 0 | 0
2016-07-27 20:00 | 0 | 0 | 0 | 0 | 69843.9855 | 760277.7393 | 707014 | 0 | 0 | 0 | 2058710.025 | 0 | 0 | 0 | 0 | 0 | 0 | 487853.0623 | 0 | 0 | 0 | 5969470.0081 | 0 | 0 | 0 | 0 | 148983.3894 | 0 | 0 | 0 | 0 | 0 | 0 | 0 | -25875.6646 | 0 | 0 | 0 | 0 | 0 | 0
2016-07-27 21:00 | 0 | 0 | 0 | 0 | 74504.933 | 748937.8643 | 710613 | 0 | 0 | 0 | 2145664.1576 | 0 | 0 | 0 | 0 | 0 | 0 | 513728.7269 | 0 | 0 | 0 | 5969446.1303 | 0 | 0 | 0 | 0 | 86954.1327 | 0 | 0 | 0 | 0 | 0 | 0 | 0 | 25875.6646 | 0 | 0 | 0 | 0 | 0 | 0
2016-07-27 22:00 | 0 | 0 | 0 | 0 | 81990.6627 | 720337.6534 | 705857 | 0 | 0 | 0 | 2242135.4738 | 0 | 0 | 0 | 0 | 0 | 0 | 513728.7269 | 0 | 0 | 0 | 5969422.2525 | 0 | 0 | 0 | 0 | 96471.3162 | 0 | 0 | 0 | 0 | 0 | 0 | 0 | 0 | 0 | 0 | 0 | 0 | 0 | 0
2016-07-27 23:00 | 0 | 0 | 0 | 0 | 96748.4604 | 638754.4543 | 690397 | 0 | 0 | 0 | 2287241.3885 | 0 | 0 | 0 | 0 | 0 | 0 | 513728.7269 | 0 | 0 | 0 | 5969398.3748 | 0 | 0 | 0 | 0 | 45105.9147 | 0 | 0 | 0 | 0 | 0 | 0 | 0 | 0 | 0 | 0 | 0 | 0 | 0 | 0
2016-07-28 | 0 | 0 | 0 | 0 | 129673.2097 | 502232.8649 | 671829 | 0 | 0 | 0 | 2287241.3885 | 0 | 0 | 0 | 0 | 0 | 0 | 513728.7269 | 0 | 0 | 0 | 5900541.8672 | 0 | 0 | 0 | 0 | 0 | 0 | 0 | 0 | 0 | 0 | 0 | 0 | 0 | 0 | 0 | 0 | 0 | 68832.63 | 0
2016-07-28 01:00 | 0 | 0 | 0 | 0 | 231942.737 | 221767.1552 | 653940 | 0 | 0 | 0 | 2199644.8475 | 0 | 0 | 0 | 0 | 0 | 0 | 513728.7269 | 0 | 0 | 0 | 5706322.4602 | 0 | 0 | 0 | 0 | -87596.541 | 0 | 0 | 0 | 0 | 0 | 0 | 0 | 0 | 0 | 0 | 0 | 0 | 194195.8048 | 0
2016-07-28 02:00 | 0 | 0 | 0 | 0 | 324397.6167 | 12673.4006 | 622504 | 0 | 0 | 0 | 2050661.4581 | 0 | 0 | 0 | 0 | 0 | 0 | 489912.7003 | 0 | 0 | 0 | 5512103.8301 | 0 | 0 | 0 | 0 | -148983.3894 | 0 | 0 | 0 | 0 | 0 | 0 | 0 | -23816.0266 | 0 | 0 | 0 | 0 | 194195.8048 | 0
2016-07-28 03:00 | 0 | 0 | 0 | 0 | 318746.3577 | 0 | 581709 | 0 | 0 | 0 | 1901678.0688 | 0 | 0 | 0 | 0 | 0 | 0 | 488567.0142 | 0 | 0 | 0 | 5317885.9768 | 0 | 0 | 0 | 0 | -148983.3894 | 0 | 0 | 0 | 0 | 0 | 0 | 0 | -1345.6861 | 0 | 0 | 0 | 0 | 194195.8048 | 0
2016-07-28 04:00 | 0 | 0 | 0 | 0 | 281600.6775 | 0 | 544970 | 0 | 0 | 0 | 1752694.6794 | 0 | 0 | 0 | 0 | 0 | 0 | 486814.6479 | 0 | 0 | 0 | 5123668.9004 | 0 | 0 | 0 | 0 | -148983.3894 | 0 | 0 | 0 | 0 | 0 | 0 | 0 | -1752.3663 | 0 | 0 | 0 | 0 | 194195.8048 | 0
2016-07-28 05:00 | 0 | 0 | 0 | 0 | 246629.8004 | 0 | 511693 | 0 | 0 | 0 | 1603711.29 | 0 | 0 | 0 | 0 | 0 | 0 | 483368.4045 | 0 | 0 | 0 | 4929452.6009 | 0 | 0 | 0 | 0 | -148983.3894 | 0 | 0 | 0 | 0 | 0 | 0 | 0 | -3446.2435 | 0 | 0 | 0 | 0 | 194195.8048 | 0
2016-07-28 06:00 | 0 | 0 | 0 | 0 | 217028.2809 | 0 | 484090 | 0 | 0 | 0 | 1454727.9006 | 0 | 0 | 0 | 0 | 0 | 0 | 477923.6416 | 0 | 0 | 0 | 4735237.0782 | 0 | 0 | 0 | 0 | -148983.3894 | 0 | 0 | 0 | 0 | 0 | 0 | 0 | -5444.7629 | 0 | 0 | 0 | 0 | 194195.8048 | 0
2016-07-28 07:00 | 0 | 0 | 0 | 0 | 195825.4591 | 0 | 463557 | 0 | 0 | 0 | 1431068.1461 | 0 | 0 | 0 | 0 | 0 | 0 | 346485.4221 | 0 | 0 | 0 | 4541022.3324 | 0 | 0 | 0 | 0 | -23659.7546 | 0 | 0 | 0 | 0 | 0 | 0 | 0 | -131438.2195 | 0 | 0 | 0 | 0 | 194195.8048 | 0
2016-07-28 08:00 | 0 | 0 | 0 | 0 | 184593.5274 | 0 | 452595 | 0 | 0 | 0 | 1282084.7567 | 0 | 0 | 0 | 0 | 0 | 0 | 340100.9056 | 0 | 0 | 0 | 4346808.3635 | 0 | 0 | 0 | 0 | -148983.3894 | 0 | 0 | 0 | 0 | 0 | 0 | 0 | -6384.5164 | 0 | 0 | 0 | 0 | 194195.8048 | 0
2016-07-28 09:00 | 0 | 0 | 0 | 0 | 169262.745 | 0 | 454199 | 0 | 0 | 0 | 1133101.3673 | 0 | 0 | 0 | 0 | 0 | 0 | 316781.6069 | 0 | 0 | 0 | 4152595.1714 | 0 | 0 | 0 | 0 | -148983.3894 | 0 | 0 | 0 | 0 | 0 | 0 | 0 | -23319.2988 | 0 | 0 | 0 | 0 | 194195.8048 | 0
2016-07-28 10:00 | 0 | 0 | 0 | 0 | 158435.9838 | 0 | 466476 | 0 | 0 | 0 | 984117.978 | 0 | 0 | 0 | 0 | 0 | 0 | 270358.5469 | 0 | 0 | 0 | 3958382.7562 | 0 | 0 | 0 | 0 | -148983.3894 | 0 | 0 | 0 | 0 | 0 | 0 | 0 | -46423.06 | 0 | 0 | 0 | 0 | 194195.8048 | 0
2016-07-28 11:00 | 0 | 0 | 0 | 0 | 140171.0624 | 0 | 484847 | 0 | 0 | 0 | 883513.8266 | 0 | 0 | 0 | 0 | 0 | 0 | 138920.3274 | 0 | 0 | 0 | 3764171.1178 | 0 | 0 | 0 | 0 | -100604.1513 | 0 | 0 | 0 | 0 | 0 | 0 | 0 | -131438.2195 | 0 | 0 | 0 | 0 | 194195.8048 | 0
2016-07-28 12:00 | 0 | 0 | 0 | 0 | 75819.0637 | 73079.7328 | 508526 | 0 | 0 | 0 | 734530.4373 | 0 | 0 | 0 | 0 | 0 | 0 | 40910.0801 | 0 | 0 | 0 | 3569960.2563 | 0 | 0 | 0 | 0 | -148983.3894 | 0 | 0 | 0 | 0 | 0 | 0 | 0 | -98010.2473 | 0 | 0 | 0 | 0 | 194195.8048 | 0
2016-07-28 13:00 | 0 | 0 | 0 | 0 | 63823.6512 | 401894.1167 | 538216 | 0 | 0 | 0 | 815575.852 | 0 | 0 | 0 | 0 | 0 | 0 | 0 | 0 | 0 | 0 | 3375750.1716 | 0 | 0 | 0 | 0 | 81045.4147 | 0 | 0 | 0 | 0 | 0 | 0 | 0 | -40910.0801 | 0 | 0 | 0 | 0 | 194195.8048 | 0
2016-07-28 14:00 | 0 | 0 | 0 | 0 | 81172.6177 | 628301.729 | 571509 | 0 | 0 | 0 | 964559.2414 | 0 | 0 | 0 | 0 | 0 | 0 | 101615.5241 | 0 | 0 | 0 | 3181540.8637 | 0 | 0 | 0 | 0 | 148983.3894 | 0 | 0 | 0 | 0 | 0 | 0 | 0 | 101615.5241 | 0 | 0 | 0 | 0 | 194195.8048 | 0
2016-07-28 15:00 | 0 | 0 | 0 | 0 | 95445.8396 | 730630.7914 | 604417 | 0 | 0 | 0 | 1113542.6307 | 0 | 0 | 0 | 0 | 0 | 0 | 233053.7436 | 0 | 0 | 0 | 3080214.3825 | 0 | 0 | 0 | 0 | 148983.3894 | 0 | 0 | 0 | 0 | 0 | 0 | 0 | 131438.2195 | 0 | 0 | 0 | 0 | 101313.7551 | 0
2016-07-28 16:00 | 0 | 0 | 0 | 0 | 98873.1574 | 770084.377 | 631869 | 0 | 0 | 0 | 1262526.0201 | 0 | 0 | 0 | 0 | 0 | 0 | 352693.6471 | 0 | 0 | 0 | 3025831.7883 | 0 | 0 | 0 | 0 | 148983.3894 | 0 | 0 | 0 | 0 | 0 | 0 | 0 | 119639.9035 | 0 | 0 | 0 | 0 | 54370.2733 | 0
2016-07-28 17:00 | 0 | 0 | 0 | 0 | 95820.3695 | 789267.558 | 655351 | 0 | 0 | 0 | 1411509.4095 | 0 | 0 | 0 | 0 | 0 | 0 | 433447.1853 | 0 | 0 | 0 | 3025819.685 | 0 | 0 | 0 | 0 | 148983.3894 | 0 | 0 | 0 | 0 | 0 | 0 | 0 | 80753.5382 | 0 | 0 | 0 | 0 | 0 | 0
2016-07-28 18:00 | 0 | 0 | 0 | 0 | 87685.249 | 782494.4756 | 672844 | 0 | 0 | 0 | 1560492.7988 | 0 | 0 | 0 | 0 | 0 | 0 | 481799.5206 | 0 | 0 | 0 | 3025807.5817 | 0 | 0 | 0 | 0 | 148983.3894 | 0 | 0 | 0 | 0 | 0 | 0 | 0 | 48352.3353 | 0 | 0 | 0 | 0 | 0 | 0
2016-07-28 19:00 | 0 | 0 | 0 | 0 | 79445.8833 | 774206.8556 | 682884 | 0 | 0 | 0 | 1709476.1882 | 0 | 0 | 0 | 0 | 0 | 0 | 503584.8701 | 0 | 0 | 0 | 3025795.4785 | 0 | 0 | 0 | 0 | 148983.3894 | 0 | 0 | 0 | 0 | 0 | 0 | 0 | 21785.3495 | 0 | 0 | 0 | 0 | 0 | 0
2016-07-28 20:00 | 0 | 0 | 0 | 0 | 73896.4629 | 771357.7866 | 687430 | 0 | 0 | 0 | 1858459.5776 | 0 | 0 | 0 | 0 | 0 | 0 | 512425.7302 | 0 | 0 | 0 | 3025783.3753 | 0 | 0 | 0 | 0 | 148983.3894 | 0 | 0 | 0 | 0 | 0 | 0 | 0 | 8840.8601 | 0 | 0 | 0 | 0 | 0 | 0
2016-07-28 21:00 | 0 | 0 | 0 | 0 | 73439.3692 | 762674.0169 | 685827 | 0 | 0 | 0 | 2007442.967 | 0 | 0 | 0 | 0 | 0 | 0 | 513728.7269 | 0 | 0 | 0 | 3025771.2722 | 0 | 0 | 0 | 0 | 148983.3894 | 0 | 0 | 0 | 0 | 0 | 0 | 0 | 1302.9967 | 0 | 0 | 0 | 0 | 0 | 0
2016-07-28 22:00 | 0 | 0 | 0 | 0 | 80980.6687 | 733611.0529 | 677578 | 0 | 0 | 0 | 2156426.3563 | 0 | 0 | 0 | 0 | 0 | 0 | 513728.7269 | 0 | 0 | 0 | 3005121.8108 | 0 | 0 | 0 | 0 | 148983.3894 | 0 | 0 | 0 | 0 | 0 | 0 | 0 | 0 | 0 | 0 | 0 | 0 | 20637.3583 | 0
2016-07-28 23:00 | 0 | 0 | 0 | 0 | 97634.7631 | 651594.1796 | 662885 | 0 | 0 | 0 | 2287241.3885 | 0 | 0 | 0 | 0 | 0 | 0 | 513728.7269 | 0 | 0 | 0 | 2928435.4979 | 0 | 0 | 0 | 0 | 130815.0322 | 0 | 0 | 0 | 0 | 0 | 0 | 0 | 0 | 0 | 0 | 0 | 0 | 76674.2924 | 0
2016-07-29 | 0 | 0 | 0 | 0 | 137473.8849 | 507403.5077 | 647637 | 0 | 0 | 0 | 2287241.3885 | 0 | 0 | 0 | 0 | 0 | 0 | 513728.7269 | 0 | 0 | 0 | 2923665.8403 | 0 | 0 | 0 | 0 | 0 | 0 | 0 | 0 | 0 | 0 | 0 | 0 | 0 | 0 | 0 | 0 | 0 | 4757.9438 | 0
2016-07-29 01:00 | 0 | 0 | 0 | 0 | 254617.81 | 217831.0619 | 630930 | 0 | 0 | 0 | 2241393.8272 | 0 | 0 | 0 | 0 | 0 | 0 | 513728.7269 | 0 | 0 | 0 | 2729458.3408 | 0 | 0 | 0 | 0 | -45847.5613 | 0 | 0 | 0 | 0 | 0 | 0 | 0 | 0 | 0 | 0 | 0 | 0 | 194195.8048 | 0
2016-07-29 02:00 | 0 | 0 | 0 | 0 | 341054.62 | 11601.6886 | 601375 | 0 | 0 | 0 | 2105308.7026 | 0 | 0 | 0 | 0 | 0 | 0 | 513728.7269 | 0 | 0 | 0 | 2535251.6181 | 0 | 0 | 0 | 0 | -136085.1247 | 0 | 0 | 0 | 0 | 0 | 0 | 0 | 0 | 0 | 0 | 0 | 0 | 194195.8048 | 0
2016-07-29 03:00 | 0 | 0 | 0 | 0 | 333925.502 | 0 | 565258 | 0 | 0 | 0 | 1986609.7714 | 0 | 0 | 0 | 0 | 0 | 0 | 513728.7269 | 0 | 0 | 0 | 2341045.6723 | 0 | 0 | 0 | 0 | -118698.9312 | 0 | 0 | 0 | 0 | 0 | 0 | 0 | 0 | 0 | 0 | 0 | 0 | 194195.8048 | 0
2016-07-29 04:00 | 0 | 0 | 0 | 0 | 297603.3925 | 0 | 530970 | 0 | 0 | 0 | 1865876.7307 | 0 | 0 | 0 | 0 | 0 | 0 | 513728.7269 | 0 | 0 | 0 | 2146840.5032 | 0 | 0 | 0 | 0 | -120733.0407 | 0 | 0 | 0 | 0 | 0 | 0 | 0 | 0 | 0 | 0 | 0 | 0 | 194195.8048 | 0
2016-07-29 05:00 | 0 | 0 | 0 | 0 | 255295.8709 | 0 | 499706 | 0 | 0 | 0 | 1734100.1684 | 0 | 0 | 0 | 0 | 0 | 0 | 513728.7269 | 0 | 0 | 0 | 1952636.111 | 0 | 0 | 0 | 0 | -131776.5623 | 0 | 0 | 0 | 0 | 0 | 0 | 0 | 0 | 0 | 0 | 0 | 0 | 194195.8048 | 0
2016-07-29 06:00 | 0 | 0 | 0 | 0 | 215107.3441 | 0 | 473385 | 0 | 0 | 0 | 1588456.0793 | 0 | 0 | 0 | 0 | 0 | 0 | 513728.7269 | 0 | 0 | 0 | 1758432.4956 | 0 | 0 | 0 | 0 | -145644.0891 | 0 | 0 | 0 | 0 | 0 | 0 | 0 | 0 | 0 | 0 | 0 | 0 | 194195.8048 | 0
2016-07-29 07:00 | 0 | 0 | 0 | 0 | 187256.5974 | 0 | 453827 | 0 | 0 | 0 | 1439472.6899 | 0 | 0 | 0 | 0 | 0 | 0 | 508775.2805 | 0 | 0 | 0 | 1564229.6571 | 0 | 0 | 0 | 0 | -148983.3894 | 0 | 0 | 0 | 0 | 0 | 0 | 0 | -4953.4464 | 0 | 0 | 0 | 0 | 194195.8048 | 0
2016-07-29 08:00 | 0 | 0 | 0 | 0 | 166712.9585 | 0 | 443185 | 0 | 0 | 0 | 1290489.3006 | 0 | 0 | 0 | 0 | 0 | 0 | 493920.1951 | 0 | 0 | 0 | 1370027.5953 | 0 | 0 | 0 | 0 | -148983.3894 | 0 | 0 | 0 | 0 | 0 | 0 | 0 | -14855.0853 | 0 | 0 | 0 | 0 | 194195.8048 | 0
2016-07-29 09:00 | 0 | 0 | 0 | 0 | 145158.4265 | 0 | 444954 | 0 | 0 | 0 | 1234765.5134 | 0 | 0 | 0 | 0 | 0 | 0 | 362481.9756 | 0 | 0 | 0 | 1175826.3103 | 0 | 0 | 0 | 0 | -55723.7871 | 0 | 0 | 0 | 0 | 0 | 0 | 0 | -131438.2195 | 0 | 0 | 0 | 0 | 194195.8048 | 0
2016-07-29 10:00 | 0 | 0 | 0 | 0 | 128681.7995 | 0 | 456762 | 0 | 0 | 0 | 1085782.124 | 0 | 0 | 0 | 0 | 0 | 0 | 296018.7313 | 0 | 0 | 0 | 981625.8022 | 0 | 0 | 0 | 0 | -148983.3894 | 0 | 0 | 0 | 0 | 0 | 0 | 0 | -66463.2443 | 0 | 0 | 0 | 0 | 194195.8048 | 0
2016-07-29 11:00 | 0 | 0 | 0 | 0 | 108190.3456 | 0 | 471010 | 0 | 0 | 0 | 967034.2559 | 0 | 0 | 0 | 0 | 0 | 0 | 164580.5118 | 0 | 0 | 0 | 787426.0708 | 0 | 0 | 0 | 0 | -118747.8681 | 0 | 0 | 0 | 0 | 0 | 0 | 0 | -131438.2195 | 0 | 0 | 0 | 0 | 194195.8048 | 0
2016-07-29 12:00 | 0 | 0 | 0 | 0 | 56334.7233 | 43072.101 | 492462 | 0 | 0 | 0 | 818050.8665 | 0 | 0 | 0 | 0 | 0 | 0 | 33142.2923 | 0 | 0 | 0 | 593227.1163 | 0 | 0 | 0 | 0 | -148983.3894 | 0 | 0 | 0 | 0 | 0 | 0 | 0 | -131438.2195 | 0 | 0 | 0 | 0 | 194195.8048 | 0
2016-07-29 13:00 | 0 | 0 | 0 | 0 | 38916.7646 | 339917.9641 | 519661 | 0 | 0 | 0 | 669067.4772 | 0 | 0 | 0 | 0 | 0 | 0 | 153932.9772 | 0 | 0 | 0 | 399028.9385 | 0 | 0 | 0 | 0 | -148983.3894 | 0 | 0 | 0 | 0 | 0 | 0 | 0 | 120790.6849 | 0 | 0 | 0 | 0 | 194195.8048 | 0
2016-07-29 14:00 | 0 | 0 | 0 | 0 | 38113.8039 | 570065.9197 | 550570 | 0 | 0 | 0 | 818050.8665 | 0 | 0 | 0 | 0 | 0 | 0 | 175192.8782 | 0 | 0 | 0 | 204831.5376 | 0 | 0 | 0 | 0 | 148983.3894 | 0 | 0 | 0 | 0 | 0 | 0 | 0 | 21259.901 | 0 | 0 | 0 | 0 | 194195.8048 | 0
2016-07-29 15:00 | 0 | 0 | 0 | 0 | 35641.3944 | 684499.0112 | 581314 | 0 | 0 | 0 | 967034.2559 | 0 | 0 | 0 | 0 | 0 | 0 | 277669.4612 | 0 | 0 | 0 | 10634.9134 | 0 | 0 | 0 | 0 | 148983.3894 | 0 | 0 | 0 | 0 | 0 | 0 | 0 | 102476.583 | 0 | 0 | 0 | 0 | 194195.8048 | 0
2016-07-29 16:00 | 0 | 0 | 0 | 0 | 36098.5246 | 728440.1465 | 607866 | 0 | 0 | 0 | 1116017.6453 | 0 | 0 | 0 | 0 | 0 | 0 | 291526.9681 | 0 | 0 | 0 | 0 | 0 | 0 | 0 | 0 | 148983.3894 | 0 | 0 | 0 | 0 | 0 | 0 | 0 | 13857.5069 | 0 | 0 | 0 | 0 | 10634.8708 | 0
2016-07-29 17:00 | 0 | 0 | 0 | 0 | 40923.5008 | 746835.0966 | 630198 | 0 | 0 | 0 | 1142140.0232 | 0 | 0 | 0 | 0 | 0 | 0 | 422965.1876 | 0 | 0 | 0 | 0 | 0 | 0 | 0 | 0 | 26122.3779 | 0 | 0 | 0 | 0 | 0 | 0 | 0 | 131438.2195 | 0 | 0 | 0 | 0 | 0 | 0
2016-07-29 18:00 | 0 | 0 | 0 | 0 | 47827.9219 | 745235.9082 | 648328 | 0 | 0 | 0 | 1291123.4126 | 0 | 0 | 0 | 0 | 0 | 0 | 418717.6284 | 0 | 0 | 0 | 0 | 0 | 0 | 0 | 0 | 148983.3894 | 0 | 0 | 0 | 0 | 0 | 0 | 0 | -4247.5593 | 0 | 0 | 0 | 0 | 0 | 0
2016-07-29 19:00 | 0 | 0 | 0 | 0 | 55172.109 | 737582.3819 | 661198 | 0 | 0 | 0 | 1440106.8019 | 0 | 0 | 0 | 0 | 0 | 0 | 401290.7299 | 0 | 0 | 0 | 0 | 0 | 0 | 0 | 0 | 148983.3894 | 0 | 0 | 0 | 0 | 0 | 0 | 0 | -17426.8985 | 0 | 0 | 0 | 0 | 0 | 0
2016-07-29 20:00 | 0 | 0 | 0 | 0 | 63234.9713 | 728209.985 | 670462 | 0 | 0 | 0 | 1448651.7611 | 0 | 0 | 0 | 0 | 0 | 0 | 513728.7269 | 0 | 0 | 0 | 0 | 0 | 0 | 0 | 0 | 8544.9591 | 0 | 0 | 0 | 0 | 0 | 0 | 0 | 112437.9971 | 0 | 0 | 0 | 0 | 0 | 0
2016-07-29 21:00 | 0 | 0 | 0 | 0 | 68434.4906 | 708053.0671 | 673061 | 0 | 0 | 0 | 1597635.1504 | 0 | 0 | 0 | 0 | 0 | 0 | 468171.8953 | 0 | 0 | 0 | 0 | 0 | 0 | 0 | 0 | 148983.3894 | 0 | 0 | 0 | 0 | 0 | 0 | 0 | -45556.8316 | 0 | 0 | 0 | 0 | 0 | 0
2016-07-29 22:00 | 0 | 0 | 0 | 0 | 71547.7326 | 673433.9929 | 665364 | 0 | 0 | 0 | 1631696.0443 | 0 | 0 | 0 | 0 | 0 | 0 | 513728.7269 | 0 | 0 | 0 | 0 | 0 | 0 | 0 | 0 | 34060.8939 | 0 | 0 | 0 | 0 | 0 | 0 | 0 | 45556.8316 | 0 | 0 | 0 | 0 | 0 | 0
2016-07-29 23:00 | 0 | 0 | 0 | 0 | 78949.9509 | 586682.1843 | 647298 | 0 | 0 | 0 | 1650030.1795 | 0 | 0 | 0 | 0 | 0 | 0 | 513728.7269 | 0 | 0 | 0 | 0 | 0 | 0 | 0 | 0 | 18334.1352 | 0 | 0 | 0 | 0 | 0 | 0 | 0 | 0 | 0 | 0 | 0 | 0 | 0 | 0
2016-07-30 | 0 | 0 | 0 | 0 | 110170.0299 | 442347.2402 | 628330 | 0 | 0 | 0 | 1574217.4496 | 0 | 0 | 0 | 0 | 0 | 0 | 513728.7269 | 0 | 0 | 0 | 0 | 0 | 0 | 0 | 0 | -75812.7299 | 0 | 0 | 0 | 0 | 0 | 0 | 0 | 0 | 0 | 0 | 0 | 0 | 0 | 0
2016-07-30 01:00 | 0 | 0 | 0 | 0 | 223693.0455 | 195547.6451 | 610732 | 0 | 0 | 0 | 1425234.0602 | 0 | 0 | 0 | 0 | 0 | 0 | 471220.8069 | 0 | 0 | 0 | 0 | 0 | 0 | 0 | 0 | -148983.3894 | 0 | 0 | 0 | 0 | 0 | 0 | 0 | -42507.92 | 0 | 0 | 0 | 0 | 0 | 0
2016-07-30 02:00 | 0 | 0 | 0 | 0 | 343773.5184 | 11109.2209 | 582387 | 0 | 0 | 0 | 1329168.0191 | 0 | 0 | 0 | 0 | 0 | 0 | 339782.5874 | 0 | 0 | 0 | 0 | 0 | 0 | 0 | 0 | -96066.0411 | 0 | 0 | 0 | 0 | 0 | 0 | 0 | -131438.2195 | 0 | 0 | 0 | 0 | 0 | 0
2016-07-30 03:00 | 0 | 0 | 0 | 0 | 373190.4855 | 0 | 546078 | 0 | 0 | 0 | 1180184.6297 | 0 | 0 | 0 | 0 | 0 | 0 | 315878.4622 | 0 | 0 | 0 | 0 | 0 | 0 | 0 | 0 | -148983.3894 | 0 | 0 | 0 | 0 | 0 | 0 | 0 | -23904.1252 | 0 | 0 | 0 | 0 | 0 | 0
2016-07-30 04:00 | 0 | 0 | 0 | 0 | 367476.7644 | 0 | 511269 | 0 | 0 | 0 | 1031201.2403 | 0 | 0 | 0 | 0 | 0 | 0 | 321069.6161 | 0 | 0 | 0 | 0 | 0 | 0 | 0 | 0 | -148983.3894 | 0 | 0 | 0 | 0 | 0 | 0 | 0 | 5191.1538 | 0 | 0 | 0 | 0 | 0 | 0
2016-07-30 05:00 | 0 | 0 | 0 | 0 | 351824.607 | 0 | 481131 | 0 | 0 | 0 | 882217.851 | 0 | 0 | 0 | 0 | 0 | 0 | 340746.6125 | 0 | 0 | 0 | 0 | 0 | 0 | 0 | 0 | -148983.3894 | 0 | 0 | 0 | 0 | 0 | 0 | 0 | 19676.9964 | 0 | 0 | 0 | 0 | 0 | 0
2016-07-30 06:00 | 0 | 0 | 0 | 0 | 338276.282 | 0 | 455364 | 0 | 0 | 0 | 733234.4616 | 0 | 0 | 0 | 0 | 0 | 0 | 372642.2838 | 0 | 0 | 0 | 0 | 0 | 0 | 0 | 0 | -148983.3894 | 0 | 0 | 0 | 0 | 0 | 0 | 0 | 31895.6713 | 0 | 0 | 0 | 0 | 0 | 0
2016-07-30 07:00 | 0 | 0 | 0 | 0 | 322576.6454 | 0 | 436572 | 0 | 0 | 0 | 584251.0722 | 0 | 0 | 0 | 0 | 0 | 0 | 407630.3185 | 0 | 0 | 0 | 0 | 0 | 0 | 0 | 0 | -148983.3894 | 0 | 0 | 0 | 0 | 0 | 0 | 0 | 34988.0347 | 0 | 0 | 0 | 0 | 0 | 0
2016-07-30 08:00 | 0 | 0 | 0 | 0 | 302190.9332 | 0 | 424111 | 0 | 0 | 0 | 435267.6829 | 0 | 0 | 0 | 0 | 0 | 0 | 434693.6411 | 0 | 0 | 0 | 0 | 0 | 0 | 0 | 0 | -148983.3894 | 0 | 0 | 0 | 0 | 0 | 0 | 0 | 27063.3226 | 0 | 0 | 0 | 0 | 0 | 0
2016-07-30 09:00 | 0 | 0 | 0 | 0 | 260603.3236 | 0 | 418253 | 0 | 0 | 0 | 409056.2259 | 0 | 0 | 0 | 0 | 0 | 0 | 303255.4216 | 0 | 0 | 0 | 0 | 0 | 0 | 0 | 0 | -26211.4569 | 0 | 0 | 0 | 0 | 0 | 0 | 0 | -131438.2195 | 0 | 0 | 0 | 0 | 0 | 0
2016-07-30 10:00 | 0 | 0 | 0 | 0 | 223185.1416 | 0 | 418195 | 0 | 0 | 0 | 260072.8365 | 0 | 0 | 0 | 0 | 0 | 0 | 257228.9525 | 0 | 0 | 0 | 0 | 0 | 0 | 0 | 0 | -148983.3894 | 0 | 0 | 0 | 0 | 0 | 0 | 0 | -46026.469 | 0 | 0 | 0 | 0 | 0 | 0
2016-07-30 11:00 | 0 | 0 | 0 | 0 | 193918.3607 | 0 | 424007 | 0 | 0 | 0 | 138845.0285 | 0 | 0 | 0 | 0 | 0 | 0 | 148368.1213 | 0 | 0 | 0 | 0 | 0 | 0 | 0 | 0 | -121227.8081 | 0 | 0 | 0 | 0 | 0 | 0 | 0 | -108860.8312 | 0 | 0 | 0 | 0 | 0 | 0
2016-07-30 12:00 | 0 | 0 | 0 | 0 | 115716.1995 | 58413.5525 | 444413 | 0 | 0 | 0 | 0 | 0 | 0 | 0 | 0 | 0 | 0 | 16929.9018 | 0 | 0 | 0 | 0 | 0 | 0 | 0 | 0 | -138845.0285 | 0 | 0 | 0 | 0 | 0 | 0 | 0 | -131438.2195 | 0 | 0 | 0 | 0 | 0 | 0
2016-07-30 13:00 | 0 | 0 | 0 | 0 | 114946.9435 | 341784.1547 | 473661 | 0 | 0 | 0 | 0 | 0 | 0 | 0 | 0 | 0 | 0 | 0 | 0 | 0 | 0 | 0 | 0 | 0 | 0 | 0 | 0 | 0 | 0 | 0 | 0 | 0 | 0 | 0 | -16929.9018 | 0 | 0 | 0 | 0 | 0 | 0
2016-07-30 14:00 | 0 | 0 | 0 | 0 | 137003.1293 | 562652.7506 | 507186 | 0 | 0 | 0 | 42214.3358 | 0 | 0 | 0 | 0 | 0 | 0 | 131438.2195 | 0 | 0 | 0 | 15053.8596 | 0 | 0 | 0 | 0 | 42214.3358 | 0 | 0 | 0 | 0 | 0 | 0 | 0 | 131438.2195 | 0 | 0 | 0 | 18817.3245 | 0 | 0
2016-07-30 15:00 | 0 | 0 | 0 | 0 | 133479.0389 | 681469.319 | 539766 | 0 | 0 | 0 | 167141.1498 | 0 | 0 | 0 | 0 | 0 | 0 | 262876.439 | 0 | 0 | 0 | 30107.659 | 0 | 0 | 0 | 0 | 124926.814 | 0 | 0 | 0 | 0 | 0 | 0 | 0 | 131438.2195 | 0 | 0 | 0 | 18817.3245 | 0 | 0
2016-07-30 16:00 | 0 | 0 | 0 | 0 | 0 | 730949.9849 | 567012 | 0 | 0 | 0 | 180823.5908 | 0 | 0 | 0 | 0 | 0 | 0 | 394314.6585 | 0 | 0 | 0 | 45161.3981 | 0 | 0 | 0 | 0 | 13682.441 | 0 | 0 | 0 | 0 | 0 | 0 | 0 | 131438.2195 | 0 | 0 | 0 | 18817.3245 | 0 | 0
2016-07-30 17:00 | 0 | 0 | 0 | 0 | 0 | 741254.3648 | 587831 | 0 | 0 | 0 | 329806.9801 | 0 | 0 | 0 | 0 | 0 | 0 | 379937.3095 | 0 | 0 | 0 | 60215.0771 | 0 | 0 | 0 | 0 | 148983.3894 | 0 | 0 | 0 | 0 | 0 | 0 | 0 | -14377.349 | 0 | 0 | 0 | 18817.3245 | 0 | 0
2016-07-30 18:00 | 0 | 0 | 0 | 0 | 123222.0918 | 732268.6809 | 602724 | 0 | 0 | 0 | 432318.2088 | 0 | 0 | 0 | 0 | 0 | 0 | 511375.529 | 0 | 0 | 0 | 75268.6958 | 0 | 0 | 0 | 0 | 102511.2287 | 0 | 0 | 0 | 0 | 0 | 0 | 0 | 131438.2195 | 0 | 0 | 0 | 18817.3245 | 0 | 0
2016-07-30 19:00 | 0 | 0 | 0 | 0 | 0 | 715768.417 | 612872 | 0 | 0 | 0 | 514044.1034 | 0 | 0 | 0 | 0 | 0 | 0 | 513728.7269 | 0 | 0 | 0 | 90322.2543 | 0 | 0 | 0 | 0 | 81725.8945 | 0 | 0 | 0 | 0 | 0 | 0 | 0 | 2353.1979 | 0 | 0 | 0 | 18817.3245 | 0 | 0
2016-07-30 20:00 | 0 | 0 | 0 | 0 | 0 | 697340.9088 | 620163 | 0 | 0 | 0 | 663027.4927 | 0 | 0 | 0 | 0 | 0 | 0 | 423105.9219 | 0 | 0 | 0 | 105375.7526 | 0 | 0 | 0 | 0 | 148983.3894 | 0 | 0 | 0 | 0 | 0 | 0 | 0 | -90622.805 | 0 | 0 | 0 | 18817.3245 | 0 | 0
2016-07-30 21:00 | 0 | 0 | 0 | 0 | 0 | 667810.0938 | 621612 | 0 | 0 | 0 | 812010.8821 | 0 | 0 | 0 | 0 | 0 | 0 | 301503.3019 | 0 | 0 | 0 | 120429.1907 | 0 | 0 | 0 | 0 | 148983.3894 | 0 | 0 | 0 | 0 | 0 | 0 | 0 | -121602.62 | 0 | 0 | 0 | 18817.3245 | 0 | 0
2016-07-30 22:00 | 0 | 0 | 0 | 0 | 0 | 620418.0312 | 615579 | 0 | 0 | 0 | 666594.3693 | 0 | 0 | 0 | 0 | 0 | 0 | 432941.5214 | 0 | 0 | 0 | 135482.5685 | 0 | 0 | 0 | 0 | -145416.5128 | 0 | 0 | 0 | 0 | 0 | 0 | 0 | 131438.2195 | 0 | 0 | 0 | 18817.3245 | 0 | 0
2016-07-30 23:00 | 0 | 0 | 0 | 0 | 102756.1028 | 533373.3916 | 599767 | 0 | 0 | 0 | 815577.7586 | 0 | 0 | 0 | 0 | 0 | 0 | 301503.3019 | 0 | 0 | 0 | 150535.8862 | 0 | 0 | 0 | 0 | 148983.3894 | 0 | 0 | 0 | 0 | 0 | 0 | 0 | -131438.2195 | 0 | 0 | 0 | 18817.3245 | 0 | 0
2016-07-31 | 0 | 0 | 0 | 0 | 283114.2289 | 393338.2143 | 586029 | 0 | 0 | 0 | 755745.6578 | 0 | 0 | 0 | 0 | 0 | 0 | 432941.5214 | 0 | 0 | 0 | 165589.1436 | 0 | 0 | 0 | 0 | -59832.1008 | 0 | 0 | 0 | 0 | 0 | 0 | 0 | 131438.2195 | 0 | 0 | 0 | 18817.3245 | 0 | 0
2016-07-31 01:00 | 0 | 0 | 0 | 0 | 139748.4443 | 172108.2713 | 573461 | 0 | 0 | 0 | 606762.2685 | 0 | 0 | 0 | 0 | 0 | 0 | 301503.3019 | 0 | 0 | 0 | 180642.3409 | 0 | 0 | 0 | 0 | -148983.3894 | 0 | 0 | 0 | 0 | 0 | 0 | 0 | -131438.2195 | 0 | 0 | 0 | 18817.3245 | 0 | 0
2016-07-31 02:00 | 0 | 0 | 0 | 0 | 656615.8214 | 10680.3277 | 550364 | 0 | 0 | 0 | 755745.6578 | 0 | 0 | 0 | 0 | 0 | 0 | 250634.7371 | 0 | 0 | 0 | 195695.4779 | 0 | 0 | 0 | 0 | 148983.3894 | 0 | 0 | 0 | 0 | 0 | 0 | 0 | -50868.5648 | 0 | 0 | 0 | 18817.3245 | 0 | 0
2016-07-31 03:00 | 0 | 0 | 0 | 0 | 647523.4955 | 0 | 522363 | 0 | 0 | 0 | 730650.6093 | 0 | 0 | 0 | 0 | 0 | 0 | 382072.9566 | 0 | 0 | 0 | 210748.5547 | 0 | 0 | 0 | 0 | -25095.0485 | 0 | 0 | 0 | 0 | 0 | 0 | 0 | 131438.2195 | 0 | 0 | 0 | 18817.3245 | 0 | 0
2016-07-31 04:00 | 0 | 0 | 0 | 0 | 230872.7156 | 0 | 492477 | 0 | 0 | 0 | 581667.22 | 0 | 0 | 0 | 0 | 0 | 0 | 250634.7371 | 0 | 0 | 0 | 225801.5713 | 0 | 0 | 0 | 0 | -148983.3894 | 0 | 0 | 0 | 0 | 0 | 0 | 0 | -131438.2195 | 0 | 0 | 0 | 18817.3245 | 0 | 0
2016-07-31 05:00 | 0 | 0 | 0 | 0 | 568361.4127 | 0 | 465571 | 0 | 0 | 0 | 730650.6093 | 0 | 0 | 0 | 0 | 0 | 0 | 185624.436 | 0 | 0 | 0 | 240854.5277 | 0 | 0 | 0 | 0 | 148983.3894 | 0 | 0 | 0 | 0 | 0 | 0 | 0 | -65010.3011 | 0 | 0 | 0 | 18817.3245 | 0 | 0
2016-07-31 06:00 | 0 | 0 | 0 | 0 | 537452.3029 | 0 | 442492 | 0 | 0 | 0 | 675355.3682 | 0 | 0 | 0 | 0 | 0 | 0 | 317062.6555 | 0 | 0 | 0 | 255907.4238 | 0 | 0 | 0 | 0 | -55295.2411 | 0 | 0 | 0 | 0 | 0 | 0 | 0 | 131438.2195 | 0 | 0 | 0 | 18817.3245 | 0 | 0
2016-07-31 07:00 | 0 | 0 | 0 | 0 | 517105.7002 | 0 | 424682 | 0 | 0 | 0 | 824338.7576 | 0 | 0 | 0 | 0 | 0 | 0 | 241685.6419 | 0 | 0 | 0 | 270960.2598 | 0 | 0 | 0 | 0 | 148983.3894 | 0 | 0 | 0 | 0 | 0 | 0 | 0 | -75377.0136 | 0 | 0 | 0 | 18817.3245 | 0 | 0
2016-07-31 08:00 | 0 | 0 | 0 | 0 | 150626.7156 | 0 | 412231 | 0 | 0 | 0 | 675355.3682 | 0 | 0 | 0 | 0 | 0 | 0 | 110247.4224 | 0 | 0 | 0 | 286013.0355 | 0 | 0 | 0 | 0 | -148983.3894 | 0 | 0 | 0 | 0 | 0 | 0 | 0 | -131438.2195 | 0 | 0 | 0 | 18817.3245 | 0 | 0
2016-07-31 09:00 | 0 | 0 | 0 | 0 | 477911.8985 | 0 | 405962 | 0 | 0 | 0 | 597049.7227 | 0 | 0 | 0 | 0 | 0 | 0 | 241685.6419 | 0 | 0 | 0 | 301065.7511 | 0 | 0 | 0 | 0 | -78305.6455 | 0 | 0 | 0 | 0 | 0 | 0 | 0 | 131438.2195 | 0 | 0 | 0 | 18817.3245 | 0 | 0
2016-07-31 10:00 | 0 | 0 | 0 | 0 | 446674.2757 | 0 | 404106 | 0 | 0 | 0 | 578450.8348 | 0 | 0 | 0 | 0 | 0 | 0 | 284035.4811 | 0 | 0 | 0 | 316118.4064 | 0 | 0 | 0 | 0 | -18598.8879 | 0 | 0 | 0 | 0 | 0 | 0 | 0 | 42349.8392 | 0 | 0 | 0 | 18817.3245 | 0 | 0
2016-07-31 11:00 | 0 | 0 | 0 | 0 | 398306.9916 | 0 | 406223 | 0 | 0 | 0 | 683155.7214 | 0 | 0 | 0 | 0 | 0 | 0 | 152597.2616 | 0 | 0 | 0 | 331171.0015 | 0 | 0 | 0 | 0 | 104704.8866 | 0 | 0 | 0 | 0 | 0 | 0 | 0 | -131438.2195 | 0 | 0 | 0 | 18817.3245 | 0 | 0
2016-07-31 12:00 | 0 | 0 | 0 | 0 | 103454.6526 | 59868.063 | 424927 | 0 | 0 | 0 | 534172.3321 | 0 | 0 | 0 | 0 | 0 | 0 | 21159.0421 | 0 | 0 | 0 | 346223.5364 | 0 | 0 | 0 | 0 | -148983.3894 | 0 | 0 | 0 | 0 | 0 | 0 | 0 | -131438.2195 | 0 | 0 | 0 | 18817.3245 | 0 | 0
2016-07-31 13:00 | 0 | 0 | 0 | 0 | 0 | 302911.893 | 454237 | 0 | 0 | 0 | 385188.9427 | 0 | 0 | 0 | 0 | 0 | 0 | 0 | 0 | 0 | 0 | 361276.0111 | 0 | 0 | 0 | 0 | -148983.3894 | 0 | 0 | 0 | 0 | 0 | 0 | 0 | -21159.0421 | 0 | 0 | 0 | 18817.3245 | 0 | 0
2016-07-31 14:00 | 0 | 0 | 0 | 0 | 123589.3493 | 532462.3645 | 488251 | 0 | 0 | 0 | 534172.3321 | 0 | 0 | 0 | 0 | 0 | 0 | 0 | 0 | 0 | 0 | 376328.4256 | 0 | 0 | 0 | 0 | 148983.3894 | 0 | 0 | 0 | 0 | 0 | 0 | 0 | 0 | 0 | 0 | 0 | 18817.3245 | 0 | 0
2016-07-31 15:00 | 0 | 0 | 0 | 0 | 159066.3946 | 661424.5387 | 521252 | 0 | 0 | 0 | 683155.7214 | 0 | 0 | 0 | 0 | 0 | 0 | 131438.2195 | 0 | 0 | 0 | 391380.7799 | 0 | 0 | 0 | 0 | 148983.3894 | 0 | 0 | 0 | 0 | 0 | 0 | 0 | 131438.2195 | 0 | 0 | 0 | 18817.3245 | 0 | 0
2016-07-31 16:00 | 0 | 0 | 0 | 0 | 0 | 704962.0558 | 552152 | 0 | 0 | 0 | 832139.1108 | 0 | 0 | 0 | 0 | 0 | 0 | 116447.5614 | 0 | 0 | 0 | 406433.0739 | 0 | 0 | 0 | 0 | 148983.3894 | 0 | 0 | 0 | 0 | 0 | 0 | 0 | -14990.6581 | 0 | 0 | 0 | 18817.3245 | 0 | 0
2016-07-31 17:00 | 0 | 0 | 0 | 0 | 0 | 713184.3772 | 577859 | 0 | 0 | 0 | 817208.944 | 0 | 0 | 0 | 0 | 0 | 0 | 247885.7809 | 0 | 0 | 0 | 421485.3078 | 0 | 0 | 0 | 0 | -14930.1668 | 0 | 0 | 0 | 0 | 0 | 0 | 0 | 131438.2195 | 0 | 0 | 0 | 18817.3245 | 0 | 0
2016-07-31 18:00 | 0 | 0 | 0 | 0 | 0 | 695273.0808 | 598135 | 0 | 0 | 0 | 966192.3334 | 0 | 0 | 0 | 0 | 0 | 0 | 177223.1479 | 0 | 0 | 0 | 436537.4814 | 0 | 0 | 0 | 0 | 148983.3894 | 0 | 0 | 0 | 0 | 0 | 0 | 0 | -70662.633 | 0 | 0 | 0 | 18817.3245 | 0 | 0
2016-07-31 19:00 | 0 | 0 | 0 | 0 | 237684.6494 | 673509.2839 | 611955 | 0 | 0 | 0 | 1115175.7227 | 0 | 0 | 0 | 0 | 0 | 0 | 308661.3674 | 0 | 0 | 0 | 451589.5949 | 0 | 0 | 0 | 0 | 148983.3894 | 0 | 0 | 0 | 0 | 0 | 0 | 0 | 131438.2195 | 0 | 0 | 0 | 18817.3245 | 0 | 0
2016-07-31 20:00 | 0 | 0 | 0 | 0 | 0 | 649998.6115 | 621525 | 0 | 0 | 0 | 993393.7902 | 0 | 0 | 0 | 0 | 0 | 0 | 440099.5869 | 0 | 0 | 0 | 466641.6481 | 0 | 0 | 0 | 0 | -121781.9325 | 0 | 0 | 0 | 0 | 0 | 0 | 0 | 131438.2195 | 0 | 0 | 0 | 18817.3245 | 0 | 0
2016-07-31 21:00 | 0 | 0 | 0 | 0 | 46562.4381 | 615638.0562 | 625838 | 0 | 0 | 0 | 1142377.1796 | 0 | 0 | 0 | 0 | 0 | 0 | 308661.3674 | 0 | 0 | 0 | 481693.6411 | 0 | 0 | 0 | 0 | 148983.3894 | 0 | 0 | 0 | 0 | 0 | 0 | 0 | -131438.2195 | 0 | 0 | 0 | 18817.3245 | 0 | 0
2016-07-31 22:00 | 0 | 0 | 0 | 0 | 92144.5617 | 567073.9327 | 622856 | 0 | 0 | 0 | 1291360.569 | 0 | 0 | 0 | 0 | 0 | 0 | 177223.1479 | 0 | 0 | 0 | 496745.5739 | 0 | 0 | 0 | 0 | 148983.3894 | 0 | 0 | 0 | 0 | 0 | 0 | 0 | -131438.2195 | 0 | 0 | 0 | 18817.3245 | 0 | 0
2016-07-31 23:00 | 0 | 0 | 0 | 0 | 125214.954 | 488761.2006 | 612704 | 0 | 0 | 0 | 1142377.1796 | 0 | 0 | 0 | 0 | 0 | 0 | 308661.3674 | 0 | 0 | 0 | 511797.4465 | 0 | 0 | 0 | 0 | -148983.3894 | 0 | 0 | 0 | 0 | 0 | 0 | 0 | 131438.2195 | 0 | 0 | 0 | 18817.3245 | 0 | 0
2016-08-01 | 0 | 0 | 0 | 0 | 278673.2779 | 358283.2165 | 600594 | 0 | 0 | 0 | 1291360.569 | 0 | 0 | 0 | 0 | 0 | 0 | 177223.1479 | 0 | 0 | 0 | 526849.2589 | 0 | 0 | 0 | 0 | 148983.3894 | 0 | 0 | 0 | 0 | 0 | 0 | 0 | -131438.2195 | 0 | 0 | 0 | 18817.3245 | 0 | 0
2016-08-01 01:00 | 0 | 0 | 0 | 0 | 455550.7637 | 167094.7306 | 586283 | 0 | 0 | 0 | 1440343.9583 | 0 | 0 | 0 | 0 | 0 | 0 | 45784.9284 | 0 | 0 | 0 | 541901.0111 | 0 | 0 | 0 | 0 | 148983.3894 | 0 | 0 | 0 | 0 | 0 | 0 | 0 | -131438.2195 | 0 | 0 | 0 | 18817.3245 | 0 | 0
2016-08-01 02:00 | 0 | 0 | 0 | 0 | 762303.7906 | 9065.7402 | 562283 | 0 | 0 | 0 | 1499174.9451 | 0 | 0 | 0 | 0 | 0 | 0 | 177223.1479 | 0 | 0 | 0 | 556952.7031 | 0 | 0 | 0 | 0 | 58830.9868 | 0 | 0 | 0 | 0 | 0 | 0 | 0 | 131438.2195 | 0 | 0 | 0 | 18817.3245 | 0 | 0
2016-08-01 03:00 | 0 | 0 | 0 | 0 | 268357.7156 | 0 | 529962 | 0 | 0 | 0 | 1350191.5557 | 0 | 0 | 0 | 0 | 0 | 0 | 45784.9284 | 0 | 0 | 0 | 572004.3349 | 0 | 0 | 0 | 0 | -148983.3894 | 0 | 0 | 0 | 0 | 0 | 0 | 0 | -131438.2195 | 0 | 0 | 0 | 18817.3245 | 0 | 0
2016-08-01 04:00 | 0 | 0 | 0 | 0 | 654805.0765 | 0 | 496993 | 0 | 0 | 0 | 1357748.0882 | 0 | 0 | 0 | 0 | 0 | 0 | 177223.1479 | 0 | 0 | 0 | 587055.9064 | 0 | 0 | 0 | 0 | 7556.5325 | 0 | 0 | 0 | 0 | 0 | 0 | 0 | 131438.2195 | 0 | 0 | 0 | 18817.3245 | 0 | 0
2016-08-01 05:00 | 0 | 0 | 0 | 0 | 602161.8153 | 0 | 468458 | 0 | 0 | 0 | 1341196.3595 | 0 | 0 | 0 | 0 | 0 | 0 | 308661.3674 | 0 | 0 | 0 | 602107.4178 | 0 | 0 | 0 | 0 | -16551.7287 | 0 | 0 | 0 | 0 | 0 | 0 | 0 | 131438.2195 | 0 | 0 | 0 | 18817.3245 | 0 | 0
2016-08-01 06:00 | 0 | 0 | 0 | 0 | 556369.8111 | 0 | 446164 | 0 | 0 | 0 | 1490179.7489 | 0 | 0 | 0 | 0 | 0 | 0 | 251066.4647 | 0 | 0 | 0 | 617158.8689 | 0 | 0 | 0 | 0 | 148983.3894 | 0 | 0 | 0 | 0 | 0 | 0 | 0 | -57594.9027 | 0 | 0 | 0 | 18817.3245 | 0 | 0
2016-08-01 07:00 | 0 | 0 | 0 | 0 | 168598.7156 | 0 | 430203 | 0 | 0 | 0 | 1341196.3595 | 0 | 0 | 0 | 0 | 0 | 0 | 119628.2452 | 0 | 0 | 0 | 632210.2599 | 0 | 0 | 0 | 0 | -148983.3894 | 0 | 0 | 0 | 0 | 0 | 0 | 0 | -131438.2195 | 0 | 0 | 0 | 18817.3245 | 0 | 0
2016-08-01 08:00 | 0 | 0 | 0 | 0 | 484600.6863 | 0 | 423452 | 0 | 0 | 0 | 1252089.5018 | 0 | 0 | 0 | 0 | 0 | 0 | 251066.4647 | 0 | 0 | 0 | 647261.5906 | 0 | 0 | 0 | 0 | -89106.8577 | 0 | 0 | 0 | 0 | 0 | 0 | 0 | 131438.2195 | 0 | 0 | 0 | 18817.3245 | 0 | 0
2016-08-01 09:00 | 0 | 0 | 0 | 0 | 448930.7354 | 0 | 426831 | 0 | 0 | 0 | 1386810.1323 | 0 | 0 | 0 | 0 | 0 | 0 | 119628.2452 | 0 | 0 | 0 | 662312.8612 | 0 | 0 | 0 | 0 | 134720.6305 | 0 | 0 | 0 | 0 | 0 | 0 | 0 | -131438.2195 | 0 | 0 | 0 | 18817.3245 | 0 | 0
2016-08-01 10:00 | 0 | 0 | 0 | 0 | 424976.5595 | 0 | 441975 | 0 | 0 | 0 | 1237826.7429 | 0 | 0 | 0 | 0 | 0 | 0 | 232795.8696 | 0 | 0 | 0 | 677364.0715 | 0 | 0 | 0 | 0 | -148983.3894 | 0 | 0 | 0 | 0 | 0 | 0 | 0 | 113167.6244 | 0 | 0 | 0 | 18817.3245 | 0 | 0
2016-08-01 11:00 | 0 | 0 | 0 | 0 | 386293.9622 | 0 | 460070 | 0 | 0 | 0 | 1162587.0429 | 0 | 0 | 0 | 0 | 0 | 0 | 215442.2074 | 0 | 0 | 0 | 692415.2216 | 0 | 0 | 0 | 0 | -75239.7 | 0 | 0 | 0 | 0 | 0 | 0 | 0 | -17353.6622 | 0 | 0 | 0 | 18817.3245 | 0 | 0
2016-08-01 12:00 | 0 | 0 | 0 | 0 | 274489.2809 | 51625.1658 | 483963 | 0 | 0 | 0 | 1117359.3846 | 0 | 0 | 0 | 0 | 0 | 0 | 84003.9879 | 0 | 0 | 0 | 707466.3116 | 0 | 0 | 0 | 0 | -45227.6583 | 0 | 0 | 0 | 0 | 0 | 0 | 0 | -131438.2195 | 0 | 0 | 0 | 18817.3245 | 0 | 0
2016-08-01 13:00 | 0 | 0 | 0 | 0 | 0 | 300240.9472 | 514411 | 0 | 0 | 0 | 968375.9953 | 0 | 0 | 0 | 0 | 0 | 0 | 0 | 0 | 0 | 0 | 722517.3413 | 0 | 0 | 0 | 0 | -148983.3894 | 0 | 0 | 0 | 0 | 0 | 0 | 0 | -84003.9879 | 0 | 0 | 0 | 18817.3245 | 0 | 0
2016-08-01 14:00 | 0 | 0 | 0 | 0 | 314842.5657 | 532421.3677 | 548025 | 0 | 0 | 0 | 1117359.3846 | 0 | 0 | 0 | 0 | 0 | 0 | 131438.2195 | 0 | 0 | 0 | 737568.3108 | 0 | 0 | 0 | 0 | 148983.3894 | 0 | 0 | 0 | 0 | 0 | 0 | 0 | 131438.2195 | 0 | 0 | 0 | 18817.3245 | 0 | 0
2016-08-01 15:00 | 0 | 0 | 0 | 0 | 0 | 647888.0545 | 581008 | 0 | 0 | 0 | 1204718.1083 | 0 | 0 | 0 | 0 | 0 | 0 | 92142.2258 | 0 | 0 | 0 | 752619.2201 | 0 | 0 | 0 | 0 | 87358.7236 | 0 | 0 | 0 | 0 | 0 | 0 | 0 | -39295.9937 | 0 | 0 | 0 | 18817.3245 | 0 | 0
2016-08-01 16:00 | 0 | 0 | 0 | 0 | 206820.898 | 701518.0354 | 609100 | 0 | 0 | 0 | 1353701.4976 | 0 | 0 | 0 | 0 | 0 | 0 | 223580.4454 | 0 | 0 | 0 | 767670.0692 | 0 | 0 | 0 | 0 | 148983.3894 | 0 | 0 | 0 | 0 | 0 | 0 | 0 | 131438.2195 | 0 | 0 | 0 | 18817.3245 | 0 | 0
2016-08-01 17:00 | 0 | 0 | 0 | 0 | 0 | 716401.3588 | 633495 | 0 | 0 | 0 | 1502684.887 | 0 | 0 | 0 | 0 | 0 | 0 | 138686.0903 | 0 | 0 | 0 | 782720.8581 | 0 | 0 | 0 | 0 | 148983.3894 | 0 | 0 | 0 | 0 | 0 | 0 | 0 | -84894.355 | 0 | 0 | 0 | 18817.3245 | 0 | 0
2016-08-01 18:00 | 0 | 0 | 0 | 0 | 0 | 708914.3782 | 652822 | 0 | 0 | 0 | 1651668.2764 | 0 | 0 | 0 | 0 | 0 | 0 | 26977.7547 | 0 | 0 | 0 | 797771.5868 | 0 | 0 | 0 | 0 | 148983.3894 | 0 | 0 | 0 | 0 | 0 | 0 | 0 | -111708.3357 | 0 | 0 | 0 | 18817.3245 | 0 | 0
2016-08-01 19:00 | 0 | 0 | 0 | 0 | 0 | 690725.6442 | 666006 | 0 | 0 | 0 | 1526132.3766 | 0 | 0 | 0 | 0 | 0 | 0 | 158415.9742 | 0 | 0 | 0 | 812822.2553 | 0 | 0 | 0 | 0 | -125535.8998 | 0 | 0 | 0 | 0 | 0 | 0 | 0 | 131438.2195 | 0 | 0 | 0 | 18817.3245 | 0 | 0
2016-08-01 20:00 | 0 | 0 | 0 | 0 | 304687.6971 | 669161.2363 | 674610 | 0 | 0 | 0 | 1675115.7659 | 0 | 0 | 0 | 0 | 0 | 0 | 289854.1937 | 0 | 0 | 0 | 827872.8636 | 0 | 0 | 0 | 0 | 148983.3894 | 0 | 0 | 0 | 0 | 0 | 0 | 0 | 131438.2195 | 0 | 0 | 0 | 18817.3245 | 0 | 0
2016-08-01 21:00 | 0 | 0 | 0 | 0 | 0 | 634801.2555 | 677045 | 0 | 0 | 0 | 1526132.3766 | 0 | 0 | 0 | 0 | 0 | 0 | 377776.514 | 0 | 0 | 0 | 842923.4117 | 0 | 0 | 0 | 0 | -148983.3894 | 0 | 0 | 0 | 0 | 0 | 0 | 0 | 87922.3204 | 0 | 0 | 0 | 18817.3245 | 0 | 0
2016-08-01 22:00 | 0 | 0 | 0 | 0 | 292284.5355 | 585016.3549 | 670787 | 0 | 0 | 0 | 1675115.7659 | 0 | 0 | 0 | 0 | 0 | 0 | 416489.6905 | 0 | 0 | 0 | 857973.8996 | 0 | 0 | 0 | 0 | 148983.3894 | 0 | 0 | 0 | 0 | 0 | 0 | 0 | 38713.1765 | 0 | 0 | 0 | 18817.3245 | 0 | 0
2016-08-01 23:00 | 0 | 0 | 0 | 0 | 293730.2331 | 497715.2977 | 657844 | 0 | 0 | 0 | 1824099.1553 | 0 | 0 | 0 | 0 | 0 | 0 | 382290.5074 | 0 | 0 | 0 | 873024.3273 | 0 | 0 | 0 | 0 | 148983.3894 | 0 | 0 | 0 | 0 | 0 | 0 | 0 | -34199.1831 | 0 | 0 | 0 | 18817.3245 | 0 | 0
2016-08-02 | 0 | 0 | 0 | 0 | 352944.6113 | 360344.7938 | 641335 | 0 | 0 | 0 | 1745798.0165 | 0 | 0 | 0 | 0 | 0 | 0 | 513728.7269 | 0 | 0 | 0 | 888074.6948 | 0 | 0 | 0 | 0 | -78301.1388 | 0 | 0 | 0 | 0 | 0 | 0 | 0 | 131438.2195 | 0 | 0 | 0 | 18817.3245 | 0 | 0
2016-08-02 01:00 | 0 | 0 | 0 | 0 | 498741.3074 | 169366.4414 | 622717 | 0 | 0 | 0 | 1894781.4058 | 0 | 0 | 0 | 0 | 0 | 0 | 391318.7618 | 0 | 0 | 0 | 903125.0021 | 0 | 0 | 0 | 0 | 148983.3894 | 0 | 0 | 0 | 0 | 0 | 0 | 0 | -122409.9651 | 0 | 0 | 0 | 18817.3245 | 0 | 0
2016-08-02 02:00 | 0 | 0 | 0 | 0 | 565725.7629 | 7936.5603 | 592757 | 0 | 0 | 0 | 1745798.0165 | 0 | 0 | 0 | 0 | 0 | 0 | 502390.15 | 0 | 0 | 0 | 918175.2492 | 0 | 0 | 0 | 0 | -148983.3894 | 0 | 0 | 0 | 0 | 0 | 0 | 0 | 111071.3881 | 0 | 0 | 0 | 18817.3245 | 0 | 0
2016-08-02 03:00 | 0 | 0 | 0 | 0 | 560188.8639 | 0 | 554537 | 0 | 0 | 0 | 1864070.7754 | 0 | 0 | 0 | 0 | 0 | 0 | 370951.9304 | 0 | 0 | 0 | 933225.4361 | 0 | 0 | 0 | 0 | 118272.7589 | 0 | 0 | 0 | 0 | 0 | 0 | 0 | -131438.2195 | 0 | 0 | 0 | 18817.3245 | 0 | 0
2016-08-02 04:00 | 0 | 0 | 0 | 0 | 407892.4678 | 0 | 516692 | 0 | 0 | 0 | 1715087.386 | 0 | 0 | 0 | 0 | 0 | 0 | 392318.4632 | 0 | 0 | 0 | 948275.5627 | 0 | 0 | 0 | 0 | -148983.3894 | 0 | 0 | 0 | 0 | 0 | 0 | 0 | 21366.5327 | 0 | 0 | 0 | 18817.3245 | 0 | 0
2016-08-02 05:00 | 0 | 0 | 0 | 0 | 476461.1988 | 0 | 485217 | 0 | 0 | 0 | 1566103.9966 | 0 | 0 | 0 | 0 | 0 | 0 | 513728.7269 | 0 | 0 | 0 | 963325.6292 | 0 | 0 | 0 | 0 | -148983.3894 | 0 | 0 | 0 | 0 | 0 | 0 | 0 | 121410.2637 | 0 | 0 | 0 | 18817.3245 | 0 | 0
2016-08-02 06:00 | 0 | 0 | 0 | 0 | 441298.3027 | 0 | 459636 | 0 | 0 | 0 | 1660387.1943 | 0 | 0 | 0 | 0 | 0 | 0 | 382290.5074 | 0 | 0 | 0 | 978375.6355 | 0 | 0 | 0 | 0 | 94283.1977 | 0 | 0 | 0 | 0 | 0 | 0 | 0 | -131438.2195 | 0 | 0 | 0 | 18817.3245 | 0 | 0
2016-08-02 07:00 | 0 | 0 | 0 | 0 | 423855.3985 | 0 | 441125 | 0 | 0 | 0 | 1675166.9381 | 0 | 0 | 0 | 0 | 0 | 0 | 331423.8377 | 0 | 0 | 0 | 993425.5816 | 0 | 0 | 0 | 0 | 14779.7438 | 0 | 0 | 0 | 0 | 0 | 0 | 0 | -50866.6698 | 0 | 0 | 0 | 18817.3245 | 0 | 0
2016-08-02 08:00 | 0 | 0 | 0 | 0 | 413184.4709 | 0 | 432409 | 0 | 0 | 0 | 1526183.5487 | 0 | 0 | 0 | 0 | 0 | 0 | 442365.3734 | 0 | 0 | 0 | 1008475.4675 | 0 | 0 | 0 | 0 | -148983.3894 | 0 | 0 | 0 | 0 | 0 | 0 | 0 | 110941.5358 | 0 | 0 | 0 | 18817.3245 | 0 | 0
2016-08-02 09:00 | 0 | 0 | 0 | 0 | 377187.2886 | 0 | 435990 | 0 | 0 | 0 | 1377200.1594 | 0 | 0 | 0 | 0 | 0 | 0 | 513728.7269 | 0 | 0 | 0 | 1023525.2932 | 0 | 0 | 0 | 0 | -148983.3894 | 0 | 0 | 0 | 0 | 0 | 0 | 0 | 71363.3535 | 0 | 0 | 0 | 18817.3245 | 0 | 0
2016-08-02 10:00 | 0 | 0 | 0 | 0 | 331832.2166 | 0 | 451272 | 0 | 0 | 0 | 1370381.271 | 0 | 0 | 0 | 0 | 0 | 0 | 382290.5074 | 0 | 0 | 0 | 1038575.0587 | 0 | 0 | 0 | 0 | -6818.8883 | 0 | 0 | 0 | 0 | 0 | 0 | 0 | -131438.2195 | 0 | 0 | 0 | 18817.3245 | 0 | 0
2016-08-02 11:00 | 0 | 0 | 0 | 0 | 283227.076 | 0 | 468913 | 0 | 0 | 0 | 1297316.2421 | 0 | 0 | 0 | 0 | 0 | 0 | 250852.2879 | 0 | 0 | 0 | 1053624.7639 | 0 | 0 | 0 | 0 | -73065.029 | 0 | 0 | 0 | 0 | 0 | 0 | 0 | -131438.2195 | 0 | 0 | 0 | 18817.3245 | 0 | 0
2016-08-02 12:00 | 0 | 0 | 0 | 0 | 163283.9645 | 47618.3987 | 489949 | 0 | 0 | 0 | 1148332.8527 | 0 | 0 | 0 | 0 | 0 | 0 | 119414.0684 | 0 | 0 | 0 | 1054720.5271 | 0 | 0 | 0 | 0 | -148983.3894 | 0 | 0 | 0 | 0 | 0 | 0 | 0 | -131438.2195 | 0 | 0 | 0 | 1374.972 | 0 | 0
2016-08-02 13:00 | 0 | 0 | 0 | 0 | 122300.6488 | 315868.4243 | 517096 | 0 | 0 | 0 | 999349.4633 | 0 | 0 | 0 | 0 | 0 | 0 | 170653.2064 | 0 | 0 | 0 | 1069770.1678 | 0 | 0 | 0 | 0 | -148983.3894 | 0 | 0 | 0 | 0 | 0 | 0 | 0 | 51239.138 | 0 | 0 | 0 | 18817.3245 | 0 | 0
2016-08-02 14:00 | 0 | 0 | 0 | 0 | 131580.0443 | 545134.1514 | 549361 | 0 | 0 | 0 | 976447.115 | 0 | 0 | 0 | 0 | 0 | 0 | 302091.4259 | 0 | 0 | 0 | 1084819.7483 | 0 | 0 | 0 | 0 | -22902.3483 | 0 | 0 | 0 | 0 | 0 | 0 | 0 | 131438.2195 | 0 | 0 | 0 | 18817.3245 | 0 | 0
2016-08-02 15:00 | 0 | 0 | 0 | 0 | 117599.8196 | 662942.0423 | 581580 | 0 | 0 | 0 | 1125430.5044 | 0 | 0 | 0 | 0 | 0 | 0 | 333252.5739 | 0 | 0 | 0 | 1099869.2686 | 0 | 0 | 0 | 0 | 148983.3894 | 0 | 0 | 0 | 0 | 0 | 0 | 0 | 31161.148 | 0 | 0 | 0 | 18817.3245 | 0 | 0
2016-08-02 16:00 | 0 | 0 | 0 | 0 | 0 | 706184.1307 | 609773 | 0 | 0 | 0 | 1274413.8938 | 0 | 0 | 0 | 0 | 0 | 0 | 261862.9908 | 0 | 0 | 0 | 1114918.7287 | 0 | 0 | 0 | 0 | 148983.3894 | 0 | 0 | 0 | 0 | 0 | 0 | 0 | -71389.5831 | 0 | 0 | 0 | 18817.3245 | 0 | 0
2016-08-02 17:00 | 0 | 0 | 0 | 0 | 80778.2234 | 708830.4875 | 634098 | 0 | 0 | 0 | 1279669.0607 | 0 | 0 | 0 | 0 | 0 | 0 | 393301.2103 | 0 | 0 | 0 | 1129968.1286 | 0 | 0 | 0 | 0 | 5255.1669 | 0 | 0 | 0 | 0 | 0 | 0 | 0 | 131438.2195 | 0 | 0 | 0 | 18817.3245 | 0 | 0
2016-08-02 18:00 | 0 | 0 | 0 | 0 | 78329.4332 | 691440.8344 | 653280 | 0 | 0 | 0 | 1428652.4501 | 0 | 0 | 0 | 0 | 0 | 0 | 341990.7641 | 0 | 0 | 0 | 1145017.4683 | 0 | 0 | 0 | 0 | 148983.3894 | 0 | 0 | 0 | 0 | 0 | 0 | 0 | -51310.4462 | 0 | 0 | 0 | 18817.3245 | 0 | 0
2016-08-02 19:00 | 0 | 0 | 0 | 0 | 82392.1786 | 662922.6123 | 663366 | 0 | 0 | 0 | 1360345.697 | 0 | 0 | 0 | 0 | 0 | 0 | 473428.9836 | 0 | 0 | 0 | 1160066.7478 | 0 | 0 | 0 | 0 | -68306.753 | 0 | 0 | 0 | 0 | 0 | 0 | 0 | 131438.2195 | 0 | 0 | 0 | 18817.3245 | 0 | 0
2016-08-02 20:00 | 0 | 0 | 0 | 0 | 91436.1984 | 631495.9989 | 670381 | 0 | 0 | 0 | 1353779.8265 | 0 | 0 | 0 | 0 | 0 | 0 | 513728.7269 | 0 | 0 | 0 | 1175115.9672 | 0 | 0 | 0 | 0 | -6565.8705 | 0 | 0 | 0 | 0 | 0 | 0 | 0 | 40299.7433 | 0 | 0 | 0 | 18817.3245 | 0 | 0
2016-08-02 21:00 | 0 | 0 | 0 | 0 | 101751.7632 | 592964.4453 | 672154 | 0 | 0 | 0 | 1357524.7105 | 0 | 0 | 0 | 0 | 0 | 0 | 513728.7269 | 0 | 0 | 0 | 1190165.1263 | 0 | 0 | 0 | 0 | 3744.8841 | 0 | 0 | 0 | 0 | 0 | 0 | 0 | 0 | 0 | 0 | 0 | 18817.3245 | 0 | 0
2016-08-02 22:00 | 0 | 0 | 0 | 0 | 0 | 542329.745 | 666562 | 0 | 0 | 0 | 1345913.3505 | 0 | 0 | 0 | 0 | 0 | 0 | 382290.5074 | 0 | 0 | 0 | 1205214.2252 | 0 | 0 | 0 | 0 | -11611.36 | 0 | 0 | 0 | 0 | 0 | 0 | 0 | -131438.2195 | 0 | 0 | 0 | 18817.3245 | 0 | 0
2016-08-02 23:00 | 0 | 0 | 0 | 0 | 143836.8546 | 468898.3701 | 652378 | 0 | 0 | 0 | 1196929.9612 | 0 | 0 | 0 | 0 | 0 | 0 | 472813.797 | 0 | 0 | 0 | 1220263.2639 | 0 | 0 | 0 | 0 | -148983.3894 | 0 | 0 | 0 | 0 | 0 | 0 | 0 | 90523.2896 | 0 | 0 | 0 | 18817.3245 | 0 | 0
2016-08-03 | 0 | 0 | 0 | 0 | 202857.8503 | 348698.7851 | 635814 | 0 | 0 | 0 | 1225293.4916 | 0 | 0 | 0 | 0 | 0 | 0 | 341375.5775 | 0 | 0 | 0 | 1235312.2425 | 0 | 0 | 0 | 0 | 28363.5304 | 0 | 0 | 0 | 0 | 0 | 0 | 0 | -131438.2195 | 0 | 0 | 0 | 18817.3245 | 0 | 0
2016-08-03 01:00 | 0 | 0 | 0 | 0 | 183503.0414 | 172221.6742 | 617329 | 0 | 0 | 0 | 1076310.1022 | 0 | 0 | 0 | 0 | 0 | 0 | 209937.358 | 0 | 0 | 0 | 1250361.1608 | 0 | 0 | 0 | 0 | -148983.3894 | 0 | 0 | 0 | 0 | 0 | 0 | 0 | -131438.2195 | 0 | 0 | 0 | 18817.3245 | 0 | 0
2016-08-03 02:00 | 0 | 0 | 0 | 0 | 457745.108 | 7885.9156 | 587534 | 0 | 0 | 0 | 927326.7128 | 0 | 0 | 0 | 0 | 0 | 0 | 218200.4465 | 0 | 0 | 0 | 1265410.0189 | 0 | 0 | 0 | 0 | -148983.3894 | 0 | 0 | 0 | 0 | 0 | 0 | 0 | 8263.0885 | 0 | 0 | 0 | 18817.3245 | 0 | 0
2016-08-03 03:00 | 0 | 0 | 0 | 0 | 473989.6051 | 0 | 548730 | 0 | 0 | 0 | 778343.3235 | 0 | 0 | 0 | 0 | 0 | 0 | 273626.1164 | 0 | 0 | 0 | 1280458.8169 | 0 | 0 | 0 | 0 | -148983.3894 | 0 | 0 | 0 | 0 | 0 | 0 | 0 | 55425.6699 | 0 | 0 | 0 | 18817.3245 | 0 | 0
2016-08-03 04:00 | 0 | 0 | 0 | 0 | 459342.2438 | 0 | 512360 | 0 | 0 | 0 | 837946.4623 | 0 | 0 | 0 | 0 | 0 | 0 | 142187.8969 | 0 | 0 | 0 | 1295507.5546 | 0 | 0 | 0 | 0 | 59603.1388 | 0 | 0 | 0 | 0 | 0 | 0 | 0 | -131438.2195 | 0 | 0 | 0 | 18817.3245 | 0 | 0
2016-08-03 05:00 | 0 | 0 | 0 | 0 | 440586.2317 | 0 | 481561 | 0 | 0 | 0 | 688963.0729 | 0 | 0 | 0 | 0 | 0 | 0 | 231379.1935 | 0 | 0 | 0 | 1310556.2322 | 0 | 0 | 0 | 0 | -148983.3894 | 0 | 0 | 0 | 0 | 0 | 0 | 0 | 89191.2966 | 0 | 0 | 0 | 18817.3245 | 0 | 0
2016-08-03 06:00 | 0 | 0 | 0 | 0 | 427485.4497 | 0 | 456311 | 0 | 0 | 0 | 539979.6836 | 0 | 0 | 0 | 0 | 0 | 0 | 332719.7081 | 0 | 0 | 0 | 1325604.8496 | 0 | 0 | 0 | 0 | -148983.3894 | 0 | 0 | 0 | 0 | 0 | 0 | 0 | 101340.5146 | 0 | 0 | 0 | 18817.3245 | 0 | 0
2016-08-03 07:00 | 0 | 0 | 0 | 0 | 408111.2678 | 0 | 438423 | 0 | 0 | 0 | 488878.4572 | 0 | 0 | 0 | 0 | 0 | 0 | 334691.8777 | 0 | 0 | 0 | 1340653.4067 | 0 | 0 | 0 | 0 | -51101.2263 | 0 | 0 | 0 | 0 | 0 | 0 | 0 | 1972.1696 | 0 | 0 | 0 | 18817.3245 | 0 | 0
2016-08-03 08:00 | 0 | 0 | 0 | 0 | 389297.7936 | 0 | 429382 | 0 | 0 | 0 | 561415.1458 | 0 | 0 | 0 | 0 | 0 | 0 | 203253.6582 | 0 | 0 | 0 | 1355701.9037 | 0 | 0 | 0 | 0 | 72536.6886 | 0 | 0 | 0 | 0 | 0 | 0 | 0 | -131438.2195 | 0 | 0 | 0 | 18817.3245 | 0 | 0
2016-08-03 09:00 | 0 | 0 | 0 | 0 | 329101.0984 | 0 | 432012 | 0 | 0 | 0 | 412431.7565 | 0 | 0 | 0 | 0 | 0 | 0 | 230508.8216 | 0 | 0 | 0 | 1370750.3405 | 0 | 0 | 0 | 0 | -148983.3894 | 0 | 0 | 0 | 0 | 0 | 0 | 0 | 27255.1633 | 0 | 0 | 0 | 18817.3245 | 0 | 0
2016-08-03 10:00 | 0 | 0 | 0 | 0 | 349091.5526 | 0 | 446890 | 0 | 0 | 0 | 263448.3671 | 0 | 0 | 0 | 0 | 0 | 0 | 262876.439 | 0 | 0 | 0 | 1385798.7171 | 0 | 0 | 0 | 0 | -148983.3894 | 0 | 0 | 0 | 0 | 0 | 0 | 0 | 32367.6175 | 0 | 0 | 0 | 18817.3245 | 0 | 0
2016-08-03 11:00 | 0 | 0 | 0 | 0 | 337315.5305 | 0 | 465284 | 0 | 0 | 0 | 248100.7926 | 0 | 0 | 0 | 0 | 0 | 0 | 131438.2195 | 0 | 0 | 0 | 1400847.0335 | 0 | 0 | 0 | 0 | -15347.5745 | 0 | 0 | 0 | 0 | 0 | 0 | 0 | -131438.2195 | 0 | 0 | 0 | 18817.3245 | 0 | 0
2016-08-03 12:00 | 0 | 0 | 0 | 0 | 236437.3161 | 38783.3856 | 486959 | 0 | 0 | 0 | 148983.3894 | 0 | 0 | 0 | 0 | 0 | 0 | 0 | 0 | 0 | 0 | 1415895.2897 | 0 | 0 | 0 | 0 | -99117.4032 | 0 | 0 | 0 | 0 | 0 | 0 | 0 | -131438.2195 | 0 | 0 | 0 | 18817.3245 | 0 | 0
2016-08-03 13:00 | 0 | 0 | 0 | 0 | 110751.1296 | 273649.8055 | 514567 | 0 | 0 | 0 | 0 | 0 | 0 | 0 | 0 | 0 | 0 | 0 | 0 | 0 | 0 | 1430943.4857 | 0 | 0 | 0 | 0 | -148983.3894 | 0 | 0 | 0 | 0 | 0 | 0 | 0 | 0 | 0 | 0 | 0 | 18817.3245 | 0 | 0
2016-08-03 14:00 | 0 | 0 | 0 | 0 | 279379.7062 | 484225.1617 | 547136 | 0 | 0 | 0 | 148983.3894 | 0 | 0 | 0 | 0 | 0 | 0 | 48668.1541 | 0 | 0 | 0 | 1445991.6215 | 0 | 0 | 0 | 0 | 148983.3894 | 0 | 0 | 0 | 0 | 0 | 0 | 0 | 48668.1541 | 0 | 0 | 0 | 18817.3245 | 0 | 0
2016-08-03 15:00 | 0 | 0 | 0 | 0 | 0 | 618178.0691 | 580434 | 0 | 0 | 0 | 216578.2881 | 0 | 0 | 0 | 0 | 0 | 0 | 0 | 0 | 0 | 0 | 1461039.6971 | 0 | 0 | 0 | 0 | 67594.8987 | 0 | 0 | 0 | 0 | 0 | 0 | 0 | -48668.1541 | 0 | 0 | 0 | 18817.3245 | 0 | 0
2016-08-03 16:00 | 0 | 0 | 0 | 0 | 229781.5133 | 679897.4201 | 610440 | 0 | 0 | 0 | 365561.6774 | 0 | 0 | 0 | 0 | 0 | 0 | 131438.2195 | 0 | 0 | 0 | 1476087.7125 | 0 | 0 | 0 | 0 | 148983.3894 | 0 | 0 | 0 | 0 | 0 | 0 | 0 | 131438.2195 | 0 | 0 | 0 | 18817.3245 | 0 | 0
2016-08-03 17:00 | 0 | 0 | 0 | 0 | 0 | 687841.1845 | 636024 | 0 | 0 | 0 | 267123.3179 | 0 | 0 | 0 | 0 | 0 | 0 | 262876.439 | 0 | 0 | 0 | 1491135.6678 | 0 | 0 | 0 | 0 | -98438.3595 | 0 | 0 | 0 | 0 | 0 | 0 | 0 | 131438.2195 | 0 | 0 | 0 | 18817.3245 | 0 | 0
2016-08-03 18:00 | 0 | 0 | 0 | 0 | 18112.9619 | 674669.5325 | 656420 | 0 | 0 | 0 | 416106.7073 | 0 | 0 | 0 | 0 | 0 | 0 | 131438.2195 | 0 | 0 | 0 | 1506183.5628 | 0 | 0 | 0 | 0 | 148983.3894 | 0 | 0 | 0 | 0 | 0 | 0 | 0 | -131438.2195 | 0 | 0 | 0 | 18817.3245 | 0 | 0
2016-08-03 19:00 | 0 | 0 | 0 | 0 | 319227.3762 | 651488.5572 | 671477 | 0 | 0 | 0 | 565090.0967 | 0 | 0 | 0 | 0 | 0 | 0 | 262876.439 | 0 | 0 | 0 | 1521231.3977 | 0 | 0 | 0 | 0 | 148983.3894 | 0 | 0 | 0 | 0 | 0 | 0 | 0 | 131438.2195 | 0 | 0 | 0 | 18817.3245 | 0 | 0
2016-08-03 20:00 | 0 | 0 | 0 | 0 | 93469.7692 | 623928.7251 | 681036 | 0 | 0 | 0 | 714073.486 | 0 | 0 | 0 | 0 | 0 | 0 | 131438.2195 | 0 | 0 | 0 | 1536279.1723 | 0 | 0 | 0 | 0 | 148983.3894 | 0 | 0 | 0 | 0 | 0 | 0 | 0 | -131438.2195 | 0 | 0 | 0 | 18817.3245 | 0 | 0
2016-08-03 21:00 | 0 | 0 | 0 | 0 | 0 | 588153.3691 | 683380 | 0 | 0 | 0 | 565090.0967 | 0 | 0 | 0 | 0 | 0 | 0 | 166377.6535 | 0 | 0 | 0 | 1551326.8868 | 0 | 0 | 0 | 0 | -148983.3894 | 0 | 0 | 0 | 0 | 0 | 0 | 0 | 34939.434 | 0 | 0 | 0 | 18817.3245 | 0 | 0
2016-08-03 22:00 | 0 | 0 | 0 | 0 | 434335.3084 | 542709.625 | 677806 | 0 | 0 | 0 | 714073.486 | 0 | 0 | 0 | 0 | 0 | 0 | 297815.873 | 0 | 0 | 0 | 1566374.5411 | 0 | 0 | 0 | 0 | 148983.3894 | 0 | 0 | 0 | 0 | 0 | 0 | 0 | 131438.2195 | 0 | 0 | 0 | 18817.3245 | 0 | 0
2016-08-03 23:00 | 0 | 0 | 0 | 0 | 243235.3086 | 456767.1857 | 663640 | 0 | 0 | 0 | 863056.8754 | 0 | 0 | 0 | 0 | 0 | 0 | 166377.6535 | 0 | 0 | 0 | 1581422.1351 | 0 | 0 | 0 | 0 | 148983.3894 | 0 | 0 | 0 | 0 | 0 | 0 | 0 | -131438.2195 | 0 | 0 | 0 | 18817.3245 | 0 | 0
2016-08-04 | 0 | 0 | 0 | 0 | 320381.7555 | 328155.3991 | 647265 | 0 | 0 | 0 | 714073.486 | 0 | 0 | 0 | 0 | 0 | 0 | 297815.873 | 0 | 0 | 0 | 1596469.669 | 0 | 0 | 0 | 0 | -148983.3894 | 0 | 0 | 0 | 0 | 0 | 0 | 0 | 131438.2195 | 0 | 0 | 0 | 18817.3245 | 0 | 0
2016-08-04 01:00 | 0 | 0 | 0 | 0 | 512375.2281 | 153180.2663 | 629193 | 0 | 0 | 0 | 863056.8754 | 0 | 0 | 0 | 0 | 0 | 0 | 166377.6535 | 0 | 0 | 0 | 1611517.1428 | 0 | 0 | 0 | 0 | 148983.3894 | 0 | 0 | 0 | 0 | 0 | 0 | 0 | -131438.2195 | 0 | 0 | 0 | 18817.3245 | 0 | 0
2016-08-04 02:00 | 0 | 0 | 0 | 0 | 774451.7584 | 7442.8224 | 597187 | 0 | 0 | 0 | 897508.9123 | 0 | 0 | 0 | 0 | 0 | 0 | 297815.873 | 0 | 0 | 0 | 1626564.5563 | 0 | 0 | 0 | 0 | 34452.0369 | 0 | 0 | 0 | 0 | 0 | 0 | 0 | 131438.2195 | 0 | 0 | 0 | 18817.3245 | 0 | 0
2016-08-04 03:00 | 0 | 0 | 0 | 0 | 296752.7156 | 0 | 558357 | 0 | 0 | 0 | 748525.5229 | 0 | 0 | 0 | 0 | 0 | 0 | 166377.6535 | 0 | 0 | 0 | 1641611.9096 | 0 | 0 | 0 | 0 | -148983.3894 | 0 | 0 | 0 | 0 | 0 | 0 | 0 | -131438.2195 | 0 | 0 | 0 | 18817.3245 | 0 | 0
2016-08-04 04:00 | 0 | 0 | 0 | 0 | 713214.0458 | 0 | 521327 | 0 | 0 | 0 | 897508.9123 | 0 | 0 | 0 | 0 | 0 | 0 | 190463.9854 | 0 | 0 | 0 | 1656659.2027 | 0 | 0 | 0 | 0 | 148983.3894 | 0 | 0 | 0 | 0 | 0 | 0 | 0 | 24086.3319 | 0 | 0 | 0 | 18817.3245 | 0 | 0
2016-08-04 05:00 | 0 | 0 | 0 | 0 | 677089.1329 | 0 | 490549 | 0 | 0 | 0 | 1046492.3016 | 0 | 0 | 0 | 0 | 0 | 0 | 209203.4045 | 0 | 0 | 0 | 1671706.4357 | 0 | 0 | 0 | 0 | 148983.3894 | 0 | 0 | 0 | 0 | 0 | 0 | 0 | 18739.419 | 0 | 0 | 0 | 18817.3245 | 0 | 0
2016-08-04 06:00 | 0 | 0 | 0 | 0 | 651536.281 | 0 | 462055 | 0 | 0 | 0 | 1195475.691 | 0 | 0 | 0 | 0 | 0 | 0 | 230883.9716 | 0 | 0 | 0 | 1686753.6084 | 0 | 0 | 0 | 0 | 148983.3894 | 0 | 0 | 0 | 0 | 0 | 0 | 0 | 21680.5671 | 0 | 0 | 0 | 18817.3245 | 0 | 0
2016-08-04 07:00 | 0 | 0 | 0 | 0 | 306008.9026 | 0 | 443032 | 0 | 0 | 0 | 1046492.3016 | 0 | 0 | 0 | 0 | 0 | 0 | 224026.9391 | 0 | 0 | 0 | 1701800.721 | 0 | 0 | 0 | 0 | -148983.3894 | 0 | 0 | 0 | 0 | 0 | 0 | 0 | -6857.0325 | 0 | 0 | 0 | 18817.3245 | 0 | 0
2016-08-04 08:00 | 0 | 0 | 0 | 0 | 594307.6402 | 0 | 433845 | 0 | 0 | 0 | 1195475.691 | 0 | 0 | 0 | 0 | 0 | 0 | 216688.8655 | 0 | 0 | 0 | 1716847.7734 | 0 | 0 | 0 | 0 | 148983.3894 | 0 | 0 | 0 | 0 | 0 | 0 | 0 | -7338.0736 | 0 | 0 | 0 | 18817.3245 | 0 | 0
2016-08-04 09:00 | 0 | 0 | 0 | 0 | 559467.2839 | 0 | 436996 | 0 | 0 | 0 | 1167691.4309 | 0 | 0 | 0 | 0 | 0 | 0 | 348127.085 | 0 | 0 | 0 | 1731894.7656 | 0 | 0 | 0 | 0 | -27784.2601 | 0 | 0 | 0 | 0 | 0 | 0 | 0 | 131438.2195 | 0 | 0 | 0 | 18817.3245 | 0 | 0
2016-08-04 10:00 | 0 | 0 | 0 | 0 | 535502.0679 | 0 | 452952 | 0 | 0 | 0 | 1316674.8203 | 0 | 0 | 0 | 0 | 0 | 0 | 262876.439 | 0 | 0 | 0 | 1746941.6976 | 0 | 0 | 0 | 0 | 148983.3894 | 0 | 0 | 0 | 0 | 0 | 0 | 0 | -85250.646 | 0 | 0 | 0 | 18817.3245 | 0 | 0
2016-08-04 11:00 | 0 | 0 | 0 | 0 | 209427.7156 | 0 | 471032 | 0 | 0 | 0 | 1167691.4309 | 0 | 0 | 0 | 0 | 0 | 0 | 131438.2195 | 0 | 0 | 0 | 1761988.5694 | 0 | 0 | 0 | 0 | -148983.3894 | 0 | 0 | 0 | 0 | 0 | 0 | 0 | -131438.2195 | 0 | 0 | 0 | 18817.3245 | 0 | 0
2016-08-04 12:00 | 0 | 0 | 0 | 0 | 390292.2244 | 41750.3918 | 492757 | 0 | 0 | 0 | 1219597.9421 | 0 | 0 | 0 | 0 | 0 | 0 | 0 | 0 | 0 | 0 | 1777035.3811 | 0 | 0 | 0 | 0 | 51906.5112 | 0 | 0 | 0 | 0 | 0 | 0 | 0 | -131438.2195 | 0 | 0 | 0 | 18817.3245 | 0 | 0
2016-08-04 13:00 | 0 | 0 | 0 | 0 | 415845.6882 | 272209.864 | 520777 | 0 | 0 | 0 | 1236620.9503 | 0 | 0 | 0 | 0 | 0 | 0 | 131438.2195 | 0 | 0 | 0 | 1792082.1325 | 0 | 0 | 0 | 0 | 17023.0082 | 0 | 0 | 0 | 0 | 0 | 0 | 0 | 131438.2195 | 0 | 0 | 0 | 18817.3245 | 0 | 0
2016-08-04 14:00 | 0 | 0 | 0 | 0 | 0 | 493247.327 | 554967 | 0 | 0 | 0 | 1287522.1723 | 0 | 0 | 0 | 0 | 0 | 0 | 0 | 0 | 0 | 0 | 1807128.8238 | 0 | 0 | 0 | 0 | 50901.222 | 0 | 0 | 0 | 0 | 0 | 0 | 0 | -131438.2195 | 0 | 0 | 0 | 18817.3245 | 0 | 0
2016-08-04 15:00 | 0 | 0 | 0 | 0 | 264463.2021 | 622962.7313 | 588187 | 0 | 0 | 0 | 1436505.5617 | 0 | 0 | 0 | 0 | 0 | 0 | 131438.2195 | 0 | 0 | 0 | 1822175.4548 | 0 | 0 | 0 | 0 | 148983.3894 | 0 | 0 | 0 | 0 | 0 | 0 | 0 | 131438.2195 | 0 | 0 | 0 | 18817.3245 | 0 | 0
2016-08-04 16:00 | 0 | 0 | 0 | 0 | 0 | 688639.917 | 616495 | 0 | 0 | 0 | 1358394.9347 | 0 | 0 | 0 | 0 | 0 | 0 | 262876.439 | 0 | 0 | 0 | 1837222.0257 | 0 | 0 | 0 | 0 | -78110.627 | 0 | 0 | 0 | 0 | 0 | 0 | 0 | 131438.2195 | 0 | 0 | 0 | 18817.3245 | 0 | 0
2016-08-04 17:00 | 0 | 0 | 0 | 0 | 236971.9361 | 702554.9972 | 640288 | 0 | 0 | 0 | 1507378.3241 | 0 | 0 | 0 | 0 | 0 | 0 | 394314.6585 | 0 | 0 | 0 | 1852268.5364 | 0 | 0 | 0 | 0 | 148983.3894 | 0 | 0 | 0 | 0 | 0 | 0 | 0 | 131438.2195 | 0 | 0 | 0 | 18817.3245 | 0 | 0
2016-08-04 18:00 | 0 | 0 | 0 | 0 | 0 | 690320.4684 | 658458 | 0 | 0 | 0 | 1651861.6876 | 0 | 0 | 0 | 0 | 0 | 0 | 262876.439 | 0 | 0 | 0 | 1867314.9869 | 0 | 0 | 0 | 0 | 144483.3635 | 0 | 0 | 0 | 0 | 0 | 0 | 0 | -131438.2195 | 0 | 0 | 0 | 18817.3245 | 0 | 0
2016-08-04 19:00 | 0 | 0 | 0 | 0 | 88491.6662 | 668394.3689 | 670155 | 0 | 0 | 0 | 1588337.1787 | 0 | 0 | 0 | 0 | 0 | 0 | 394314.6585 | 0 | 0 | 0 | 1882361.3773 | 0 | 0 | 0 | 0 | -63524.5089 | 0 | 0 | 0 | 0 | 0 | 0 | 0 | 131438.2195 | 0 | 0 | 0 | 18817.3245 | 0 | 0
2016-08-04 20:00 | 0 | 0 | 0 | 0 | 67092.0218 | 646269.4726 | 676999 | 0 | 0 | 0 | 1737320.5681 | 0 | 0 | 0 | 0 | 0 | 0 | 262876.439 | 0 | 0 | 0 | 1897407.7074 | 0 | 0 | 0 | 0 | 148983.3894 | 0 | 0 | 0 | 0 | 0 | 0 | 0 | -131438.2195 | 0 | 0 | 0 | 18817.3245 | 0 | 0
2016-08-04 21:00 | 0 | 0 | 0 | 0 | 360377.5159 | 612885.9211 | 678514 | 0 | 0 | 0 | 1881814.4611 | 0 | 0 | 0 | 0 | 0 | 0 | 394314.6585 | 0 | 0 | 0 | 1912453.9773 | 0 | 0 | 0 | 0 | 144493.893 | 0 | 0 | 0 | 0 | 0 | 0 | 0 | 131438.2195 | 0 | 0 | 0 | 18817.3245 | 0 | 0
2016-08-04 22:00 | 0 | 0 | 0 | 0 | 350679.1875 | 561242.4288 | 672659 | 0 | 0 | 0 | 1982845.6845 | 0 | 0 | 0 | 0 | 0 | 0 | 513728.7269 | 0 | 0 | 0 | 1927500.1871 | 0 | 0 | 0 | 0 | 101031.2234 | 0 | 0 | 0 | 0 | 0 | 0 | 0 | 119414.0684 | 0 | 0 | 0 | 18817.3245 | 0 | 0
2016-08-04 23:00 | 0 | 0 | 0 | 0 | 336184.9193 | 468443.2978 | 657579 | 0 | 0 | 0 | 2131829.0739 | 0 | 0 | 0 | 0 | 0 | 0 | 492977.2301 | 0 | 0 | 0 | 1942546.3367 | 0 | 0 | 0 | 0 | 148983.3894 | 0 | 0 | 0 | 0 | 0 | 0 | 0 | -20751.4968 | 0 | 0 | 0 | 18817.3245 | 0 | 0
2016-08-05 | 0 | 0 | 0 | 0 | 337030.7538 | 328270.6694 | 641092 | 0 | 0 | 0 | 2116469.6758 | 0 | 0 | 0 | 0 | 0 | 0 | 513728.7269 | 0 | 0 | 0 | 1957592.4261 | 0 | 0 | 0 | 0 | -15359.398 | 0 | 0 | 0 | 0 | 0 | 0 | 0 | 20751.4968 | 0 | 0 | 0 | 18817.3245 | 0 | 0
2016-08-05 01:00 | 0 | 0 | 0 | 0 | 437900.487 | 138923.5956 | 623479 | 0 | 0 | 0 | 2093416.6273 | 0 | 0 | 0 | 0 | 0 | 0 | 471309.5335 | 0 | 0 | 0 | 1972638.4553 | 0 | 0 | 0 | 0 | -23053.0485 | 0 | 0 | 0 | 0 | 0 | 0 | 0 | -42419.1934 | 0 | 0 | 0 | 18817.3245 | 0 | 0
2016-08-05 02:00 | 0 | 0 | 0 | 0 | 497850.1305 | 6729.998 | 592327 | 0 | 0 | 0 | 1944433.2379 | 0 | 0 | 0 | 0 | 0 | 0 | 513728.7269 | 0 | 0 | 0 | 1987684.4244 | 0 | 0 | 0 | 0 | -148983.3894 | 0 | 0 | 0 | 0 | 0 | 0 | 0 | 42419.1934 | 0 | 0 | 0 | 18817.3245 | 0 | 0
2016-08-05 03:00 | 0 | 0 | 0 | 0 | 505959.5912 | 0 | 554932 | 0 | 0 | 0 | 1876643.5047 | 0 | 0 | 0 | 0 | 0 | 0 | 513728.7269 | 0 | 0 | 0 | 2002730.3332 | 0 | 0 | 0 | 0 | -67789.7333 | 0 | 0 | 0 | 0 | 0 | 0 | 0 | 0 | 0 | 0 | 0 | 18817.3245 | 0 | 0
2016-08-05 04:00 | 0 | 0 | 0 | 0 | 488030.2982 | 0 | 518997 | 0 | 0 | 0 | 1826859.4784 | 0 | 0 | 0 | 0 | 0 | 0 | 513728.7269 | 0 | 0 | 0 | 2017776.1819 | 0 | 0 | 0 | 0 | -49784.0263 | 0 | 0 | 0 | 0 | 0 | 0 | 0 | 0 | 0 | 0 | 0 | 18817.3245 | 0 | 0
2016-08-05 05:00 | 0 | 0 | 0 | 0 | 453864.7458 | 0 | 487155 | 0 | 0 | 0 | 1906190.1192 | 0 | 0 | 0 | 0 | 0 | 0 | 382290.5074 | 0 | 0 | 0 | 2032821.9703 | 0 | 0 | 0 | 0 | 79330.6408 | 0 | 0 | 0 | 0 | 0 | 0 | 0 | -131438.2195 | 0 | 0 | 0 | 18817.3245 | 0 | 0
2016-08-05 06:00 | 0 | 0 | 0 | 0 | 416987.5667 | 0 | 461710 | 0 | 0 | 0 | 1757206.7298 | 0 | 0 | 0 | 0 | 0 | 0 | 467734.139 | 0 | 0 | 0 | 2047867.6986 | 0 | 0 | 0 | 0 | -148983.3894 | 0 | 0 | 0 | 0 | 0 | 0 | 0 | 85443.6316 | 0 | 0 | 0 | 18817.3245 | 0 | 0
2016-08-05 07:00 | 0 | 0 | 0 | 0 | 382341.8511 | 0 | 444178 | 0 | 0 | 0 | 1630558.6685 | 0 | 0 | 0 | 0 | 0 | 0 | 513728.7269 | 0 | 0 | 0 | 2062913.3668 | 0 | 0 | 0 | 0 | -126648.0613 | 0 | 0 | 0 | 0 | 0 | 0 | 0 | 45994.5879 | 0 | 0 | 0 | 18817.3245 | 0 | 0
2016-08-05 08:00 | 0 | 0 | 0 | 0 | 356934.4065 | 0 | 434777 | 0 | 0 | 0 | 1533898.7505 | 0 | 0 | 0 | 0 | 0 | 0 | 513728.7269 | 0 | 0 | 0 | 2077958.9747 | 0 | 0 | 0 | 0 | -96659.918 | 0 | 0 | 0 | 0 | 0 | 0 | 0 | 0 | 0 | 0 | 0 | 18817.3245 | 0 | 0
2016-08-05 09:00 | 0 | 0 | 0 | 0 | 308656.1371 | 0 | 437450 | 0 | 0 | 0 | 1386287.5631 | 0 | 0 | 0 | 0 | 0 | 0 | 513728.7269 | 0 | 0 | 0 | 2093004.5224 | 0 | 0 | 0 | 0 | -147611.1874 | 0 | 0 | 0 | 0 | 0 | 0 | 0 | 0 | 0 | 0 | 0 | 18817.3245 | 0 | 0
2016-08-05 10:00 | 0 | 0 | 0 | 0 | 260659.3306 | 0 | 450978 | 0 | 0 | 0 | 1308589.7888 | 0 | 0 | 0 | 0 | 0 | 0 | 382290.5074 | 0 | 0 | 0 | 2108050.01 | 0 | 0 | 0 | 0 | -77697.7744 | 0 | 0 | 0 | 0 | 0 | 0 | 0 | -131438.2195 | 0 | 0 | 0 | 18817.3245 | 0 | 0
2016-08-05 11:00 | 0 | 0 | 0 | 0 | 217761.9014 | 0 | 467665 | 0 | 0 | 0 | 1171307.5852 | 0 | 0 | 0 | 0 | 0 | 0 | 250852.2879 | 0 | 0 | 0 | 2123095.4374 | 0 | 0 | 0 | 0 | -137282.2036 | 0 | 0 | 0 | 0 | 0 | 0 | 0 | -131438.2195 | 0 | 0 | 0 | 18817.3245 | 0 | 0
2016-08-05 12:00 | 0 | 0 | 0 | 0 | 136470.8318 | 43853.1012 | 489571 | 0 | 0 | 0 | 1022324.1959 | 0 | 0 | 0 | 0 | 0 | 0 | 119414.0684 | 0 | 0 | 0 | 2073387.8793 | 0 | 0 | 0 | 0 | -148983.3894 | 0 | 0 | 0 | 0 | 0 | 0 | 0 | -131438.2195 | 0 | 0 | 0 | 0 | 49699.0657 | 0
2016-08-05 13:00 | 0 | 0 | 0 | 0 | 117448.4493 | 277031.1013 | 517694 | 0 | 0 | 0 | 999706.4904 | 0 | 0 | 0 | 0 | 0 | 0 | 0 | 0 | 0 | 0 | 2088433.4453 | 0 | 0 | 0 | 0 | -22617.7055 | 0 | 0 | 0 | 0 | 0 | 0 | 0 | -119414.0684 | 0 | 0 | 0 | 18817.3245 | 0 | 0
2016-08-05 14:00 | 0 | 0 | 0 | 0 | 125093.296 | 513706.6911 | 548878 | 0 | 0 | 0 | 939372.9334 | 0 | 0 | 0 | 0 | 0 | 0 | 131438.2195 | 0 | 0 | 0 | 2103478.9512 | 0 | 0 | 0 | 0 | -60333.557 | 0 | 0 | 0 | 0 | 0 | 0 | 0 | 131438.2195 | 0 | 0 | 0 | 18817.3245 | 0 | 0
2016-08-05 15:00 | 0 | 0 | 0 | 0 | 113999.653 | 638786.5505 | 579384 | 0 | 0 | 0 | 1088356.3228 | 0 | 0 | 0 | 0 | 0 | 0 | 137039.7091 | 0 | 0 | 0 | 2118524.3969 | 0 | 0 | 0 | 0 | 148983.3894 | 0 | 0 | 0 | 0 | 0 | 0 | 0 | 5601.4896 | 0 | 0 | 0 | 18817.3245 | 0 | 0
2016-08-05 16:00 | 0 | 0 | 0 | 0 | 107858.7908 | 690048.9892 | 605984 | 0 | 0 | 0 | 1130024.5589 | 0 | 0 | 0 | 0 | 0 | 0 | 268477.9286 | 0 | 0 | 0 | 2133569.7824 | 0 | 0 | 0 | 0 | 41668.2361 | 0 | 0 | 0 | 0 | 0 | 0 | 0 | 131438.2195 | 0 | 0 | 0 | 18817.3245 | 0 | 0
2016-08-05 17:00 | 0 | 0 | 0 | 0 | 109271.3986 | 696443.7905 | 629230 | 0 | 0 | 0 | 1279007.9482 | 0 | 0 | 0 | 0 | 0 | 0 | 277162.4039 | 0 | 0 | 0 | 2148615.1077 | 0 | 0 | 0 | 0 | 148983.3894 | 0 | 0 | 0 | 0 | 0 | 0 | 0 | 8684.4753 | 0 | 0 | 0 | 18817.3245 | 0 | 0
2016-08-05 18:00 | 0 | 0 | 0 | 0 | 114535.0531 | 680884.813 | 646679 | 0 | 0 | 0 | 1277493.2703 | 0 | 0 | 0 | 0 | 0 | 0 | 408600.6234 | 0 | 0 | 0 | 2163660.3728 | 0 | 0 | 0 | 0 | -1514.6779 | 0 | 0 | 0 | 0 | 0 | 0 | 0 | 131438.2195 | 0 | 0 | 0 | 18817.3245 | 0 | 0
2016-08-05 19:00 | 0 | 0 | 0 | 0 | 122282.7153 | 660313.2808 | 657913 | 0 | 0 | 0 | 1426476.6597 | 0 | 0 | 0 | 0 | 0 | 0 | 365482.9056 | 0 | 0 | 0 | 2178705.5777 | 0 | 0 | 0 | 0 | 148983.3894 | 0 | 0 | 0 | 0 | 0 | 0 | 0 | -43117.7178 | 0 | 0 | 0 | 18817.3245 | 0 | 0
2016-08-05 20:00 | 0 | 0 | 0 | 0 | 129864.8209 | 638654.6572 | 662883 | 0 | 0 | 0 | 1381857.5938 | 0 | 0 | 0 | 0 | 0 | 0 | 496921.1251 | 0 | 0 | 0 | 2193750.7225 | 0 | 0 | 0 | 0 | -44619.0659 | 0 | 0 | 0 | 0 | 0 | 0 | 0 | 131438.2195 | 0 | 0 | 0 | 18817.3245 | 0 | 0
2016-08-05 21:00 | 0 | 0 | 0 | 0 | 138012.4314 | 604627.1924 | 661113 | 0 | 0 | 0 | 1530840.9832 | 0 | 0 | 0 | 0 | 0 | 0 | 410647.0351 | 0 | 0 | 0 | 2208795.8071 | 0 | 0 | 0 | 0 | 148983.3894 | 0 | 0 | 0 | 0 | 0 | 0 | 0 | -86274.0901 | 0 | 0 | 0 | 18817.3245 | 0 | 0
2016-08-05 22:00 | 0 | 0 | 0 | 0 | 146633.889 | 554812.2467 | 651147 | 0 | 0 | 0 | 1459241.1025 | 0 | 0 | 0 | 0 | 0 | 0 | 513728.7269 | 0 | 0 | 0 | 2223840.8315 | 0 | 0 | 0 | 0 | -71599.8807 | 0 | 0 | 0 | 0 | 0 | 0 | 0 | 103081.6919 | 0 | 0 | 0 | 18817.3245 | 0 | 0
2016-08-05 23:00 | 0 | 0 | 0 | 0 | 158648.6889 | 472949.9527 | 634076 | 0 | 0 | 0 | 1569384.6392 | 0 | 0 | 0 | 0 | 0 | 0 | 382290.5074 | 0 | 0 | 0 | 2238885.7957 | 0 | 0 | 0 | 0 | 110143.5367 | 0 | 0 | 0 | 0 | 0 | 0 | 0 | -131438.2195 | 0 | 0 | 0 | 18817.3245 | 0 | 0
2016-08-06 | 0 | 0 | 0 | 0 | 173377.3963 | 343639.7153 | 616767 | 0 | 0 | 0 | 1420401.2498 | 0 | 0 | 0 | 0 | 0 | 0 | 412706.684 | 0 | 0 | 0 | 2253930.6998 | 0 | 0 | 0 | 0 | -148983.3894 | 0 | 0 | 0 | 0 | 0 | 0 | 0 | 30416.1766 | 0 | 0 | 0 | 18817.3245 | 0 | 0
2016-08-06 01:00 | 0 | 0 | 0 | 0 | 324190.8593 | 154513.3812 | 600353 | 0 | 0 | 0 | 1271417.8604 | 0 | 0 | 0 | 0 | 0 | 0 | 421223.9894 | 0 | 0 | 0 | 2268975.5436 | 0 | 0 | 0 | 0 | -148983.3894 | 0 | 0 | 0 | 0 | 0 | 0 | 0 | 8517.3054 | 0 | 0 | 0 | 18817.3245 | 0 | 0
2016-08-06 02:00 | 0 | 0 | 0 | 0 | 416724.4867 | 5626.4258 | 573118 | 0 | 0 | 0 | 1233271.6679 | 0 | 0 | 0 | 0 | 0 | 0 | 289785.7699 | 0 | 0 | 0 | 2284020.3273 | 0 | 0 | 0 | 0 | -38146.1925 | 0 | 0 | 0 | 0 | 0 | 0 | 0 | -131438.2195 | 0 | 0 | 0 | 18817.3245 | 0 | 0
2016-08-06 03:00 | 0 | 0 | 0 | 0 | 421318.9816 | 0 | 539577 | 0 | 0 | 0 | 1084288.2786 | 0 | 0 | 0 | 0 | 0 | 0 | 301693.8164 | 0 | 0 | 0 | 2299065.0508 | 0 | 0 | 0 | 0 | -148983.3894 | 0 | 0 | 0 | 0 | 0 | 0 | 0 | 11908.0465 | 0 | 0 | 0 | 18817.3245 | 0 | 0
2016-08-06 04:00 | 0 | 0 | 0 | 0 | 407342.7605 | 0 | 506865 | 0 | 0 | 0 | 935304.8892 | 0 | 0 | 0 | 0 | 0 | 0 | 332337.6418 | 0 | 0 | 0 | 2314109.7141 | 0 | 0 | 0 | 0 | -148983.3894 | 0 | 0 | 0 | 0 | 0 | 0 | 0 | 30643.8254 | 0 | 0 | 0 | 18817.3245 | 0 | 0
2016-08-06 05:00 | 0 | 0 | 0 | 0 | 386969.5708 | 0 | 477499 | 0 | 0 | 0 | 786321.4998 | 0 | 0 | 0 | 0 | 0 | 0 | 371974.2775 | 0 | 0 | 0 | 2329154.3173 | 0 | 0 | 0 | 0 | -148983.3894 | 0 | 0 | 0 | 0 | 0 | 0 | 0 | 39636.6357 | 0 | 0 | 0 | 18817.3245 | 0 | 0
2016-08-06 06:00 | 0 | 0 | 0 | 0 | 369439.7887 | 0 | 453173 | 0 | 0 | 0 | 637338.1105 | 0 | 0 | 0 | 0 | 0 | 0 | 418407.1311 | 0 | 0 | 0 | 2344198.8602 | 0 | 0 | 0 | 0 | -148983.3894 | 0 | 0 | 0 | 0 | 0 | 0 | 0 | 46432.8536 | 0 | 0 | 0 | 18817.3245 | 0 | 0
2016-08-06 07:00 | 0 | 0 | 0 | 0 | 350834.531 | 0 | 435218 | 0 | 0 | 0 | 665575.5365 | 0 | 0 | 0 | 0 | 0 | 0 | 286968.9116 | 0 | 0 | 0 | 2359243.343 | 0 | 0 | 0 | 0 | 28237.426 | 0 | 0 | 0 | 0 | 0 | 0 | 0 | -131438.2195 | 0 | 0 | 0 | 18817.3245 | 0 | 0
2016-08-06 08:00 | 0 | 0 | 0 | 0 | 335708.7811 | 0 | 423260 | 0 | 0 | 0 | 516592.1471 | 0 | 0 | 0 | 0 | 0 | 0 | 329583.7576 | 0 | 0 | 0 | 2374287.7656 | 0 | 0 | 0 | 0 | -148983.3894 | 0 | 0 | 0 | 0 | 0 | 0 | 0 | 42614.846 | 0 | 0 | 0 | 18817.3245 | 0 | 0
2016-08-06 09:00 | 0 | 0 | 0 | 0 | 304497.7505 | 0 | 418988 | 0 | 0 | 0 | 367608.7577 | 0 | 0 | 0 | 0 | 0 | 0 | 345259.573 | 0 | 0 | 0 | 2389332.1281 | 0 | 0 | 0 | 0 | -148983.3894 | 0 | 0 | 0 | 0 | 0 | 0 | 0 | 15675.8154 | 0 | 0 | 0 | 18817.3245 | 0 | 0
2016-08-06 10:00 | 0 | 0 | 0 | 0 | 273022.2276 | 0 | 419093 | 0 | 0 | 0 | 218625.3683 | 0 | 0 | 0 | 0 | 0 | 0 | 329354.8655 | 0 | 0 | 0 | 2404376.4303 | 0 | 0 | 0 | 0 | -148983.3894 | 0 | 0 | 0 | 0 | 0 | 0 | 0 | -15904.7075 | 0 | 0 | 0 | 18817.3245 | 0 | 0
2016-08-06 11:00 | 0 | 0 | 0 | 0 | 242567.126 | 0 | 424830 | 0 | 0 | 0 | 148983.3894 | 0 | 0 | 0 | 0 | 0 | 0 | 197916.646 | 0 | 0 | 0 | 2419420.6724 | 0 | 0 | 0 | 0 | -69641.979 | 0 | 0 | 0 | 0 | 0 | 0 | 0 | -131438.2195 | 0 | 0 | 0 | 18817.3245 | 0 | 0
2016-08-06 12:00 | 0 | 0 | 0 | 0 | 144366.723 | 30479.114 | 443533 | 0 | 0 | 0 | 0 | 0 | 0 | 0 | 0 | 0 | 0 | 66478.4265 | 0 | 0 | 0 | 2428798.5514 | 0 | 0 | 0 | 0 | -148983.3894 | 0 | 0 | 0 | 0 | 0 | 0 | 0 | -131438.2195 | 0 | 0 | 0 | 11734.4459 | 0 | 0
2016-08-06 13:00 | 0 | 0 | 0 | 0 | 121746.6181 | 303318.2798 | 472726 | 0 | 0 | 0 | 0 | 0 | 0 | 0 | 0 | 0 | 0 | 0 | 0 | 0 | 0 | 2443842.6958 | 0 | 0 | 0 | 0 | 0 | 0 | 0 | 0 | 0 | 0 | 0 | 0 | -66478.4265 | 0 | 0 | 0 | 18817.3245 | 0 | 0
2016-08-06 14:00 | 0 | 0 | 0 | 0 | 141304.485 | 551881.1958 | 507408 | 0 | 0 | 0 | 35522.1369 | 0 | 0 | 0 | 0 | 0 | 0 | 131438.2195 | 0 | 0 | 0 | 2458886.7801 | 0 | 0 | 0 | 0 | 35522.1369 | 0 | 0 | 0 | 0 | 0 | 0 | 0 | 131438.2195 | 0 | 0 | 0 | 18817.3245 | 0 | 0
2016-08-06 15:00 | 0 | 0 | 0 | 0 | 135068.3835 | 665921.2793 | 541235 | 0 | 0 | 0 | 184505.5262 | 0 | 0 | 0 | 0 | 0 | 0 | 223392.1685 | 0 | 0 | 0 | 2473930.8041 | 0 | 0 | 0 | 0 | 148983.3894 | 0 | 0 | 0 | 0 | 0 | 0 | 0 | 91953.949 | 0 | 0 | 0 | 18817.3245 | 0 | 0
2016-08-06 16:00 | 0 | 0 | 0 | 0 | 127051.8539 | 712950.2044 | 569814 | 0 | 0 | 0 | 333488.9156 | 0 | 0 | 0 | 0 | 0 | 0 | 325779.5129 | 0 | 0 | 0 | 2488974.768 | 0 | 0 | 0 | 0 | 148983.3894 | 0 | 0 | 0 | 0 | 0 | 0 | 0 | 102387.3445 | 0 | 0 | 0 | 18817.3245 | 0 | 0
2016-08-06 17:00 | 0 | 0 | 0 | 0 | 0 | 719340.7814 | 592151 | 0 | 0 | 0 | 482472.305 | 0 | 0 | 0 | 0 | 0 | 0 | 285168.5804 | 0 | 0 | 0 | 2504018.6716 | 0 | 0 | 0 | 0 | 148983.3894 | 0 | 0 | 0 | 0 | 0 | 0 | 0 | -40610.9325 | 0 | 0 | 0 | 18817.3245 | 0 | 0
2016-08-06 18:00 | 0 | 0 | 0 | 0 | 123056.0014 | 704454.6509 | 608053 | 0 | 0 | 0 | 551674.4133 | 0 | 0 | 0 | 0 | 0 | 0 | 416606.8 | 0 | 0 | 0 | 2519062.5152 | 0 | 0 | 0 | 0 | 69202.1084 | 0 | 0 | 0 | 0 | 0 | 0 | 0 | 131438.2195 | 0 | 0 | 0 | 18817.3245 | 0 | 0
2016-08-06 19:00 | 0 | 0 | 0 | 0 | 127781.8918 | 682928.9925 | 619282 | 0 | 0 | 0 | 700657.8027 | 0 | 0 | 0 | 0 | 0 | 0 | 440234.9704 | 0 | 0 | 0 | 2534106.2985 | 0 | 0 | 0 | 0 | 148983.3894 | 0 | 0 | 0 | 0 | 0 | 0 | 0 | 23628.1704 | 0 | 0 | 0 | 18817.3245 | 0 | 0
2016-08-06 20:00 | 0 | 0 | 0 | 0 | 136218.2248 | 667310.9452 | 626743 | 0 | 0 | 0 | 785132.8917 | 0 | 0 | 0 | 0 | 0 | 0 | 513728.7269 | 0 | 0 | 0 | 2549150.0217 | 0 | 0 | 0 | 0 | 84475.089 | 0 | 0 | 0 | 0 | 0 | 0 | 0 | 73493.7565 | 0 | 0 | 0 | 18817.3245 | 0 | 0
2016-08-06 21:00 | 0 | 0 | 0 | 0 | 149205.9638 | 641890.3868 | 629027 | 0 | 0 | 0 | 934116.2811 | 0 | 0 | 0 | 0 | 0 | 0 | 507997.3637 | 0 | 0 | 0 | 2564193.6846 | 0 | 0 | 0 | 0 | 148983.3894 | 0 | 0 | 0 | 0 | 0 | 0 | 0 | -5731.3632 | 0 | 0 | 0 | 18817.3245 | 0 | 0
2016-08-06 22:00 | 0 | 0 | 0 | 0 | 0 | 603891.219 | 623131 | 0 | 0 | 0 | 1027497.3951 | 0 | 0 | 0 | 0 | 0 | 0 | 376559.1442 | 0 | 0 | 0 | 2579237.2875 | 0 | 0 | 0 | 0 | 93381.114 | 0 | 0 | 0 | 0 | 0 | 0 | 0 | -131438.2195 | 0 | 0 | 0 | 18817.3245 | 0 | 0
2016-08-06 23:00 | 0 | 0 | 0 | 0 | 0 | 528720.7816 | 609762 | 0 | 0 | 0 | 878514.0057 | 0 | 0 | 0 | 0 | 0 | 0 | 425683.9907 | 0 | 0 | 0 | 2594280.8301 | 0 | 0 | 0 | 0 | -148983.3894 | 0 | 0 | 0 | 0 | 0 | 0 | 0 | 49124.8465 | 0 | 0 | 0 | 18817.3245 | 0 | 0
2016-08-07 | 0 | 0 | 0 | 0 | 256312.9724 | 391801.1652 | 594637 | 0 | 0 | 0 | 1027497.3951 | 0 | 0 | 0 | 0 | 0 | 0 | 311360.4144 | 0 | 0 | 0 | 2609324.3126 | 0 | 0 | 0 | 0 | 148983.3894 | 0 | 0 | 0 | 0 | 0 | 0 | 0 | -114323.5763 | 0 | 0 | 0 | 18817.3245 | 0 | 0
2016-08-07 01:00 | 0 | 0 | 0 | 0 | 391885.1688 | 182960.7459 | 579373 | 0 | 0 | 0 | 878514.0057 | 0 | 0 | 0 | 0 | 0 | 0 | 436999.394 | 0 | 0 | 0 | 2624367.7348 | 0 | 0 | 0 | 0 | -148983.3894 | 0 | 0 | 0 | 0 | 0 | 0 | 0 | 125638.9796 | 0 | 0 | 0 | 18817.3245 | 0 | 0
2016-08-07 02:00 | 0 | 0 | 0 | 0 | 470364.3773 | 4817.239 | 551628 | 0 | 0 | 0 | 914688.517 | 0 | 0 | 0 | 0 | 0 | 0 | 305561.1745 | 0 | 0 | 0 | 2639411.097 | 0 | 0 | 0 | 0 | 36174.5113 | 0 | 0 | 0 | 0 | 0 | 0 | 0 | -131438.2195 | 0 | 0 | 0 | 18817.3245 | 0 | 0
2016-08-07 03:00 | 0 | 0 | 0 | 0 | 469727.4908 | 0 | 518395 | 0 | 0 | 0 | 765705.1277 | 0 | 0 | 0 | 0 | 0 | 0 | 387059.7301 | 0 | 0 | 0 | 2654454.3989 | 0 | 0 | 0 | 0 | -148983.3894 | 0 | 0 | 0 | 0 | 0 | 0 | 0 | 81498.5557 | 0 | 0 | 0 | 18817.3245 | 0 | 0
2016-08-07 04:00 | 0 | 0 | 0 | 0 | 445501.7709 | 0 | 487018 | 0 | 0 | 0 | 836809.7936 | 0 | 0 | 0 | 0 | 0 | 0 | 255621.5106 | 0 | 0 | 0 | 2669497.6407 | 0 | 0 | 0 | 0 | 71104.6659 | 0 | 0 | 0 | 0 | 0 | 0 | 0 | -131438.2195 | 0 | 0 | 0 | 18817.3245 | 0 | 0
2016-08-07 05:00 | 0 | 0 | 0 | 0 | 420586.9814 | 0 | 460336 | 0 | 0 | 0 | 687826.4042 | 0 | 0 | 0 | 0 | 0 | 0 | 346038.557 | 0 | 0 | 0 | 2684540.8223 | 0 | 0 | 0 | 0 | -148983.3894 | 0 | 0 | 0 | 0 | 0 | 0 | 0 | 90417.0463 | 0 | 0 | 0 | 18817.3245 | 0 | 0
2016-08-07 06:00 | 0 | 0 | 0 | 0 | 395244.4817 | 0 | 436438 | 0 | 0 | 0 | 538843.0148 | 0 | 0 | 0 | 0 | 0 | 0 | 435011.1035 | 0 | 0 | 0 | 2699583.9437 | 0 | 0 | 0 | 0 | -148983.3894 | 0 | 0 | 0 | 0 | 0 | 0 | 0 | 88972.5466 | 0 | 0 | 0 | 18817.3245 | 0 | 0
2016-08-07 07:00 | 0 | 0 | 0 | 0 | 372338.8432 | 0 | 418176 | 0 | 0 | 0 | 605626.7531 | 0 | 0 | 0 | 0 | 0 | 0 | 303572.884 | 0 | 0 | 0 | 2714627.0049 | 0 | 0 | 0 | 0 | 66783.7383 | 0 | 0 | 0 | 0 | 0 | 0 | 0 | -131438.2195 | 0 | 0 | 0 | 18817.3245 | 0 | 0
2016-08-07 08:00 | 0 | 0 | 0 | 0 | 354829.4946 | 0 | 405109 | 0 | 0 | 0 | 489726.0377 | 0 | 0 | 0 | 0 | 0 | 0 | 350376.7696 | 0 | 0 | 0 | 2729670.006 | 0 | 0 | 0 | 0 | -115900.7154 | 0 | 0 | 0 | 0 | 0 | 0 | 0 | 46803.8856 | 0 | 0 | 0 | 18817.3245 | 0 | 0
2016-08-07 09:00 | 0 | 0 | 0 | 0 | 168686.6968 | 0 | 398654 | 0 | 0 | 0 | 340742.6483 | 0 | 0 | 0 | 0 | 0 | 0 | 250575.5313 | 0 | 0 | 0 | 2744712.9469 | 0 | 0 | 0 | 0 | -148983.3894 | 0 | 0 | 0 | 0 | 0 | 0 | 0 | -99801.2383 | 0 | 0 | 0 | 18817.3245 | 0 | 0
2016-08-07 10:00 | 0 | 0 | 0 | 0 | 278571.8429 | 0 | 396437 | 0 | 0 | 0 | 191759.2589 | 0 | 0 | 0 | 0 | 0 | 0 | 262876.439 | 0 | 0 | 0 | 2759755.8277 | 0 | 0 | 0 | 0 | -148983.3894 | 0 | 0 | 0 | 0 | 0 | 0 | 0 | 12300.9077 | 0 | 0 | 0 | 18817.3245 | 0 | 0
2016-08-07 11:00 | 0 | 0 | 0 | 0 | 248762.0827 | 0 | 400201 | 0 | 0 | 0 | 152941.2366 | 0 | 0 | 0 | 0 | 0 | 0 | 131438.2195 | 0 | 0 | 0 | 2774798.6482 | 0 | 0 | 0 | 0 | -38818.0223 | 0 | 0 | 0 | 0 | 0 | 0 | 0 | -131438.2195 | 0 | 0 | 0 | 18817.3245 | 0 | 0
2016-08-07 12:00 | 0 | 0 | 0 | 0 | 148195.3812 | 25778.384 | 417446 | 0 | 0 | 0 | 22089.8968 | 0 | 0 | 0 | 0 | 0 | 0 | 0 | 0 | 0 | 0 | 2789841.4086 | 0 | 0 | 0 | 0 | -130851.3398 | 0 | 0 | 0 | 0 | 0 | 0 | 0 | -131438.2195 | 0 | 0 | 0 | 18817.3245 | 0 | 0
2016-08-07 13:00 | 0 | 0 | 0 | 0 | 116362.6793 | 326135.7484 | 445771 | 0 | 0 | 0 | 0 | 0 | 0 | 0 | 0 | 0 | 0 | 0 | 0 | 0 | 0 | 2804884.1088 | 0 | 0 | 0 | 0 | -22089.8968 | 0 | 0 | 0 | 0 | 0 | 0 | 0 | 0 | 0 | 0 | 0 | 18817.3245 | 0 | 0
2016-08-07 14:00 | 0 | 0 | 0 | 0 | 140668.2671 | 608298.5644 | 476693 | 0 | 0 | 0 | 148983.3894 | 0 | 0 | 0 | 0 | 0 | 0 | 104473.1177 | 0 | 0 | 0 | 2819926.7489 | 0 | 0 | 0 | 0 | 148983.3894 | 0 | 0 | 0 | 0 | 0 | 0 | 0 | 104473.1177 | 0 | 0 | 0 | 18817.3245 | 0 | 0
2016-08-07 15:00 | 0 | 0 | 0 | 0 | 0 | 716092.2632 | 508737 | 0 | 0 | 0 | 297966.7787 | 0 | 0 | 0 | 0 | 0 | 0 | 144027.667 | 0 | 0 | 0 | 2834969.3288 | 0 | 0 | 0 | 0 | 148983.3894 | 0 | 0 | 0 | 0 | 0 | 0 | 0 | 39554.5494 | 0 | 0 | 0 | 18817.3245 | 0 | 0
2016-08-07 16:00 | 0 | 0 | 0 | 0 | 0 | 765863.0843 | 537718 | 0 | 0 | 0 | 446950.1681 | 0 | 0 | 0 | 0 | 0 | 0 | 204372.0375 | 0 | 0 | 0 | 2850011.8485 | 0 | 0 | 0 | 0 | 148983.3894 | 0 | 0 | 0 | 0 | 0 | 0 | 0 | 60344.3705 | 0 | 0 | 0 | 18817.3245 | 0 | 0
2016-08-07 17:00 | 0 | 0 | 0 | 0 | 0 | 768980.3971 | 561896 | 0 | 0 | 0 | 595933.5575 | 0 | 0 | 0 | 0 | 0 | 0 | 243655.7208 | 0 | 0 | 0 | 2865054.308 | 0 | 0 | 0 | 0 | 148983.3894 | 0 | 0 | 0 | 0 | 0 | 0 | 0 | 39283.6833 | 0 | 0 | 0 | 18817.3245 | 0 | 0
2016-08-07 18:00 | 0 | 0 | 0 | 0 | 0 | 751799.3072 | 580214 | 0 | 0 | 0 | 617263.3207 | 0 | 0 | 0 | 0 | 0 | 0 | 375093.9403 | 0 | 0 | 0 | 2880096.7074 | 0 | 0 | 0 | 0 | 21329.7632 | 0 | 0 | 0 | 0 | 0 | 0 | 0 | 131438.2195 | 0 | 0 | 0 | 18817.3245 | 0 | 0
2016-08-07 19:00 | 0 | 0 | 0 | 0 | 0 | 731675.818 | 594523 | 0 | 0 | 0 | 766246.7101 | 0 | 0 | 0 | 0 | 0 | 0 | 344446.0444 | 0 | 0 | 0 | 2895139.0466 | 0 | 0 | 0 | 0 | 148983.3894 | 0 | 0 | 0 | 0 | 0 | 0 | 0 | -30647.8959 | 0 | 0 | 0 | 18817.3245 | 0 | 0
2016-08-07 20:00 | 0 | 0 | 0 | 0 | 103619.8627 | 713767.8133 | 604471 | 0 | 0 | 0 | 915230.0995 | 0 | 0 | 0 | 0 | 0 | 0 | 389562.0065 | 0 | 0 | 0 | 2910181.3256 | 0 | 0 | 0 | 0 | 148983.3894 | 0 | 0 | 0 | 0 | 0 | 0 | 0 | 45115.9621 | 0 | 0 | 0 | 18817.3245 | 0 | 0
2016-08-07 21:00 | 0 | 0 | 0 | 0 | 0 | 691735.8732 | 610725 | 0 | 0 | 0 | 1064213.4888 | 0 | 0 | 0 | 0 | 0 | 0 | 302772.1658 | 0 | 0 | 0 | 2925223.5445 | 0 | 0 | 0 | 0 | 148983.3894 | 0 | 0 | 0 | 0 | 0 | 0 | 0 | -86789.8406 | 0 | 0 | 0 | 18817.3245 | 0 | 0
2016-08-07 22:00 | 0 | 0 | 0 | 0 | 135906.5921 | 655046.2005 | 609226 | 0 | 0 | 0 | 1095684.7375 | 0 | 0 | 0 | 0 | 0 | 0 | 434210.3853 | 0 | 0 | 0 | 2940265.7032 | 0 | 0 | 0 | 0 | 31471.2487 | 0 | 0 | 0 | 0 | 0 | 0 | 0 | 131438.2195 | 0 | 0 | 0 | 18817.3245 | 0 | 0
2016-08-07 23:00 | 0 | 0 | 0 | 0 | 64889.1839 | 570323.3105 | 598850 | 0 | 0 | 0 | 1244668.1269 | 0 | 0 | 0 | 0 | 0 | 0 | 302772.1658 | 0 | 0 | 0 | 2955307.8017 | 0 | 0 | 0 | 0 | 148983.3894 | 0 | 0 | 0 | 0 | 0 | 0 | 0 | -131438.2195 | 0 | 0 | 0 | 18817.3245 | 0 | 0
2016-08-08 | 0 | 0 | 0 | 0 | 250634.6525 | 419316.7344 | 586835 | 0 | 0 | 0 | 1177528.9698 | 0 | 0 | 0 | 0 | 0 | 0 | 434210.3853 | 0 | 0 | 0 | 2970349.84 | 0 | 0 | 0 | 0 | -67139.1571 | 0 | 0 | 0 | 0 | 0 | 0 | 0 | 131438.2195 | 0 | 0 | 0 | 18817.3245 | 0 | 0
2016-08-08 01:00 | 0 | 0 | 0 | 0 | 120501.0643 | 191835.6513 | 573941 | 0 | 0 | 0 | 1028545.5804 | 0 | 0 | 0 | 0 | 0 | 0 | 302772.1658 | 0 | 0 | 0 | 2985391.8182 | 0 | 0 | 0 | 0 | -148983.3894 | 0 | 0 | 0 | 0 | 0 | 0 | 0 | -131438.2195 | 0 | 0 | 0 | 18817.3245 | 0 | 0
2016-08-08 02:00 | 0 | 0 | 0 | 0 | 493285.437 | 5347.6922 | 547508 | 0 | 0 | 0 | 1092291.6046 | 0 | 0 | 0 | 0 | 0 | 0 | 171333.9463 | 0 | 0 | 0 | 3000433.7362 | 0 | 0 | 0 | 0 | 63746.0242 | 0 | 0 | 0 | 0 | 0 | 0 | 0 | -131438.2195 | 0 | 0 | 0 | 18817.3245 | 0 | 0
2016-08-08 03:00 | 0 | 0 | 0 | 0 | 494116.6874 | 0 | 514602 | 0 | 0 | 0 | 943308.2152 | 0 | 0 | 0 | 0 | 0 | 0 | 281014.6986 | 0 | 0 | 0 | 3015475.5941 | 0 | 0 | 0 | 0 | -148983.3894 | 0 | 0 | 0 | 0 | 0 | 0 | 0 | 109680.7523 | 0 | 0 | 0 | 18817.3245 | 0 | 0
2016-08-08 04:00 | 0 | 0 | 0 | 0 | 474060.6955 | 0 | 484360 | 0 | 0 | 0 | 910544.7031 | 0 | 0 | 0 | 0 | 0 | 0 | 284661.5816 | 0 | 0 | 0 | 3030517.3918 | 0 | 0 | 0 | 0 | -32763.5121 | 0 | 0 | 0 | 0 | 0 | 0 | 0 | 3646.8831 | 0 | 0 | 0 | 18817.3245 | 0 | 0
2016-08-08 05:00 | 0 | 0 | 0 | 0 | 448455.3613 | 0 | 456614 | 0 | 0 | 0 | 761561.3138 | 0 | 0 | 0 | 0 | 0 | 0 | 406669.0078 | 0 | 0 | 0 | 3045559.1293 | 0 | 0 | 0 | 0 | -148983.3894 | 0 | 0 | 0 | 0 | 0 | 0 | 0 | 122007.4261 | 0 | 0 | 0 | 18817.3245 | 0 | 0
2016-08-08 06:00 | 0 | 0 | 0 | 0 | 411703.6542 | 0 | 434810 | 0 | 0 | 0 | 612577.9244 | 0 | 0 | 0 | 0 | 0 | 0 | 513728.7269 | 0 | 0 | 0 | 3060600.8066 | 0 | 0 | 0 | 0 | -148983.3894 | 0 | 0 | 0 | 0 | 0 | 0 | 0 | 107059.7191 | 0 | 0 | 0 | 18817.3245 | 0 | 0
2016-08-08 07:00 | 0 | 0 | 0 | 0 | 379306.7755 | 0 | 420049 | 0 | 0 | 0 | 684456.5949 | 0 | 0 | 0 | 0 | 0 | 0 | 382290.5074 | 0 | 0 | 0 | 3075642.4238 | 0 | 0 | 0 | 0 | 71878.6705 | 0 | 0 | 0 | 0 | 0 | 0 | 0 | -131438.2195 | 0 | 0 | 0 | 18817.3245 | 0 | 0
2016-08-08 08:00 | 0 | 0 | 0 | 0 | 355129.8112 | 0 | 413608 | 0 | 0 | 0 | 721377.6585 | 0 | 0 | 0 | 0 | 0 | 0 | 268073.9306 | 0 | 0 | 0 | 3090683.9808 | 0 | 0 | 0 | 0 | 36921.0635 | 0 | 0 | 0 | 0 | 0 | 0 | 0 | -114216.5768 | 0 | 0 | 0 | 18817.3245 | 0 | 0
2016-08-08 09:00 | 0 | 0 | 0 | 0 | 327413.0421 | 0 | 418611 | 0 | 0 | 0 | 572394.2691 | 0 | 0 | 0 | 0 | 0 | 0 | 307042.0376 | 0 | 0 | 0 | 3105725.4777 | 0 | 0 | 0 | 0 | -148983.3894 | 0 | 0 | 0 | 0 | 0 | 0 | 0 | 38968.107 | 0 | 0 | 0 | 18817.3245 | 0 | 0
2016-08-08 10:00 | 0 | 0 | 0 | 0 | 313009.3928 | 0 | 433554 | 0 | 0 | 0 | 423410.8797 | 0 | 0 | 0 | 0 | 0 | 0 | 316663.4952 | 0 | 0 | 0 | 3120766.9144 | 0 | 0 | 0 | 0 | -148983.3894 | 0 | 0 | 0 | 0 | 0 | 0 | 0 | 9621.4576 | 0 | 0 | 0 | 18817.3245 | 0 | 0
2016-08-08 11:00 | 0 | 0 | 0 | 0 | 305065.3964 | 0 | 451396 | 0 | 0 | 0 | 389701.1711 | 0 | 0 | 0 | 0 | 0 | 0 | 185225.2757 | 0 | 0 | 0 | 3135808.2909 | 0 | 0 | 0 | 0 | -33709.7086 | 0 | 0 | 0 | 0 | 0 | 0 | 0 | -131438.2195 | 0 | 0 | 0 | 18817.3245 | 0 | 0
2016-08-08 12:00 | 0 | 0 | 0 | 0 | 211958.3915 | 21612.7786 | 472744 | 0 | 0 | 0 | 263149.2363 | 0 | 0 | 0 | 0 | 0 | 0 | 53787.0562 | 0 | 0 | 0 | 3150849.6073 | 0 | 0 | 0 | 0 | -126551.9349 | 0 | 0 | 0 | 0 | 0 | 0 | 0 | -131438.2195 | 0 | 0 | 0 | 18817.3245 | 0 | 0
2016-08-08 13:00 | 0 | 0 | 0 | 0 | 0 | 316601.8789 | 500555 | 0 | 0 | 0 | 114165.8469 | 0 | 0 | 0 | 0 | 0 | 0 | 0 | 0 | 0 | 0 | 3165890.8634 | 0 | 0 | 0 | 0 | -148983.3894 | 0 | 0 | 0 | 0 | 0 | 0 | 0 | -53787.0562 | 0 | 0 | 0 | 18817.3245 | 0 | 0
2016-08-08 14:00 | 0 | 0 | 0 | 0 | 103564.0815 | 595193.6323 | 530957 | 0 | 0 | 0 | 263149.2363 | 0 | 0 | 0 | 0 | 0 | 0 | 0 | 0 | 0 | 0 | 3180932.0595 | 0 | 0 | 0 | 0 | 148983.3894 | 0 | 0 | 0 | 0 | 0 | 0 | 0 | 0 | 0 | 0 | 0 | 18817.3245 | 0 | 0
2016-08-08 15:00 | 0 | 0 | 0 | 0 | 148629.7194 | 713260.214 | 562651 | 0 | 0 | 0 | 412132.6256 | 0 | 0 | 0 | 0 | 0 | 0 | 131438.2195 | 0 | 0 | 0 | 3195973.1953 | 0 | 0 | 0 | 0 | 148983.3894 | 0 | 0 | 0 | 0 | 0 | 0 | 0 | 131438.2195 | 0 | 0 | 0 | 18817.3245 | 0 | 0
2016-08-08 16:00 | 0 | 0 | 0 | 0 | 0 | 769079.2626 | 588832 | 0 | 0 | 0 | 561116.015 | 0 | 0 | 0 | 0 | 0 | 0 | 143884.7682 | 0 | 0 | 0 | 3211014.271 | 0 | 0 | 0 | 0 | 148983.3894 | 0 | 0 | 0 | 0 | 0 | 0 | 0 | 12446.5487 | 0 | 0 | 0 | 18817.3245 | 0 | 0
2016-08-08 17:00 | 0 | 0 | 0 | 0 | 0 | 772644.5887 | 610947 | 0 | 0 | 0 | 710099.4044 | 0 | 0 | 0 | 0 | 0 | 0 | 137781.6431 | 0 | 0 | 0 | 3226055.2865 | 0 | 0 | 0 | 0 | 148983.3894 | 0 | 0 | 0 | 0 | 0 | 0 | 0 | -6103.1251 | 0 | 0 | 0 | 18817.3245 | 0 | 0
2016-08-08 18:00 | 0 | 0 | 0 | 0 | 0 | 760105.0317 | 628214 | 0 | 0 | 0 | 691734.8921 | 0 | 0 | 0 | 0 | 0 | 0 | 269219.8626 | 0 | 0 | 0 | 3241096.2419 | 0 | 0 | 0 | 0 | -18364.5122 | 0 | 0 | 0 | 0 | 0 | 0 | 0 | 131438.2195 | 0 | 0 | 0 | 18817.3245 | 0 | 0
2016-08-08 19:00 | 0 | 0 | 0 | 0 | 0 | 746207.2506 | 640296 | 0 | 0 | 0 | 840718.2815 | 0 | 0 | 0 | 0 | 0 | 0 | 207330.3994 | 0 | 0 | 0 | 3256137.1371 | 0 | 0 | 0 | 0 | 148983.3894 | 0 | 0 | 0 | 0 | 0 | 0 | 0 | -61889.4632 | 0 | 0 | 0 | 18817.3245 | 0 | 0
2016-08-08 20:00 | 0 | 0 | 0 | 0 | 0 | 740557.4241 | 648566 | 0 | 0 | 0 | 782454.1616 | 0 | 0 | 0 | 0 | 0 | 0 | 338768.6189 | 0 | 0 | 0 | 3271177.9721 | 0 | 0 | 0 | 0 | -58264.1199 | 0 | 0 | 0 | 0 | 0 | 0 | 0 | 131438.2195 | 0 | 0 | 0 | 18817.3245 | 0 | 0
2016-08-08 21:00 | 0 | 0 | 0 | 0 | 0 | 726194.6277 | 651755 | 0 | 0 | 0 | 931437.551 | 0 | 0 | 0 | 0 | 0 | 0 | 245407.5327 | 0 | 0 | 0 | 3286218.747 | 0 | 0 | 0 | 0 | 148983.3894 | 0 | 0 | 0 | 0 | 0 | 0 | 0 | -93361.0862 | 0 | 0 | 0 | 18817.3245 | 0 | 0
2016-08-08 22:00 | 0 | 0 | 0 | 0 | 233927.674 | 693792.6834 | 647720 | 0 | 0 | 0 | 1080420.9404 | 0 | 0 | 0 | 0 | 0 | 0 | 357607.1762 | 0 | 0 | 0 | 3301259.4617 | 0 | 0 | 0 | 0 | 148983.3894 | 0 | 0 | 0 | 0 | 0 | 0 | 0 | 112199.6436 | 0 | 0 | 0 | 18817.3245 | 0 | 0
2016-08-08 23:00 | 0 | 0 | 0 | 0 | 236528.564 | 613558.2037 | 635421 | 0 | 0 | 0 | 1229404.3297 | 0 | 0 | 0 | 0 | 0 | 0 | 404472.2301 | 0 | 0 | 0 | 3316300.1163 | 0 | 0 | 0 | 0 | 148983.3894 | 0 | 0 | 0 | 0 | 0 | 0 | 0 | 46865.0538 | 0 | 0 | 0 | 18817.3245 | 0 | 0
2016-08-09 | 0 | 0 | 0 | 0 | 279005.0697 | 463874.5844 | 621949 | 0 | 0 | 0 | 1378387.7191 | 0 | 0 | 0 | 0 | 0 | 0 | 357602.1703 | 0 | 0 | 0 | 3331340.7107 | 0 | 0 | 0 | 0 | 148983.3894 | 0 | 0 | 0 | 0 | 0 | 0 | 0 | -46870.0598 | 0 | 0 | 0 | 18817.3245 | 0 | 0
2016-08-09 01:00 | 0 | 0 | 0 | 0 | 407151.4872 | 198940.6674 | 604820 | 0 | 0 | 0 | 1229404.3297 | 0 | 0 | 0 | 0 | 0 | 0 | 489040.3898 | 0 | 0 | 0 | 3346381.2449 | 0 | 0 | 0 | 0 | -148983.3894 | 0 | 0 | 0 | 0 | 0 | 0 | 0 | 131438.2195 | 0 | 0 | 0 | 18817.3245 | 0 | 0
2016-08-09 02:00 | 0 | 0 | 0 | 0 | 525372.3065 | 4219.0818 | 573048 | 0 | 0 | 0 | 1298568.613 | 0 | 0 | 0 | 0 | 0 | 0 | 357602.1703 | 0 | 0 | 0 | 3361421.719 | 0 | 0 | 0 | 0 | 69164.2833 | 0 | 0 | 0 | 0 | 0 | 0 | 0 | -131438.2195 | 0 | 0 | 0 | 18817.3245 | 0 | 0
2016-08-09 03:00 | 0 | 0 | 0 | 0 | 506868.4682 | 0 | 534744 | 0 | 0 | 0 | 1149585.2237 | 0 | 0 | 0 | 0 | 0 | 0 | 459892.7034 | 0 | 0 | 0 | 3376462.1329 | 0 | 0 | 0 | 0 | -148983.3894 | 0 | 0 | 0 | 0 | 0 | 0 | 0 | 102290.5331 | 0 | 0 | 0 | 18817.3245 | 0 | 0
2016-08-09 04:00 | 0 | 0 | 0 | 0 | 468827.4451 | 0 | 500652 | 0 | 0 | 0 | 1230381.5638 | 0 | 0 | 0 | 0 | 0 | 0 | 328454.4839 | 0 | 0 | 0 | 3391502.4866 | 0 | 0 | 0 | 0 | 80796.3401 | 0 | 0 | 0 | 0 | 0 | 0 | 0 | -131438.2195 | 0 | 0 | 0 | 18817.3245 | 0 | 0
2016-08-09 05:00 | 0 | 0 | 0 | 0 | 209831.7156 | 0 | 471436 | 0 | 0 | 0 | 1081398.1744 | 0 | 0 | 0 | 0 | 0 | 0 | 197016.2644 | 0 | 0 | 0 | 3406542.7802 | 0 | 0 | 0 | 0 | -148983.3894 | 0 | 0 | 0 | 0 | 0 | 0 | 0 | -131438.2195 | 0 | 0 | 0 | 18817.3245 | 0 | 0
2016-08-09 06:00 | 0 | 0 | 0 | 0 | 413317.306 | 0 | 448168 | 0 | 0 | 0 | 932414.785 | 0 | 0 | 0 | 0 | 0 | 0 | 292331.6353 | 0 | 0 | 0 | 3421583.0136 | 0 | 0 | 0 | 0 | -148983.3894 | 0 | 0 | 0 | 0 | 0 | 0 | 0 | 95315.3709 | 0 | 0 | 0 | 18817.3245 | 0 | 0
2016-08-09 07:00 | 0 | 0 | 0 | 0 | 389254.797 | 0 | 431015 | 0 | 0 | 0 | 783431.3956 | 0 | 0 | 0 | 0 | 0 | 0 | 380737.4972 | 0 | 0 | 0 | 3436623.1868 | 0 | 0 | 0 | 0 | -148983.3894 | 0 | 0 | 0 | 0 | 0 | 0 | 0 | 88405.8619 | 0 | 0 | 0 | 18817.3245 | 0 | 0
2016-08-09 08:00 | 0 | 0 | 0 | 0 | 368150.2626 | 0 | 423605 | 0 | 0 | 0 | 840597.5532 | 0 | 0 | 0 | 0 | 0 | 0 | 249299.2777 | 0 | 0 | 0 | 3451663.2999 | 0 | 0 | 0 | 0 | 57166.1576 | 0 | 0 | 0 | 0 | 0 | 0 | 0 | -131438.2195 | 0 | 0 | 0 | 18817.3245 | 0 | 0
2016-08-09 09:00 | 0 | 0 | 0 | 0 | 343735.0673 | 0 | 428396 | 0 | 0 | 0 | 691614.1639 | 0 | 0 | 0 | 0 | 0 | 0 | 294804.4099 | 0 | 0 | 0 | 3466703.3529 | 0 | 0 | 0 | 0 | -148983.3894 | 0 | 0 | 0 | 0 | 0 | 0 | 0 | 45505.1322 | 0 | 0 | 0 | 18817.3245 | 0 | 0
2016-08-09 10:00 | 0 | 0 | 0 | 0 | 312256.5482 | 0 | 445945 | 0 | 0 | 0 | 542630.7745 | 0 | 0 | 0 | 0 | 0 | 0 | 291282.023 | 0 | 0 | 0 | 3481743.3456 | 0 | 0 | 0 | 0 | -148983.3894 | 0 | 0 | 0 | 0 | 0 | 0 | 0 | -3522.3869 | 0 | 0 | 0 | 18817.3245 | 0 | 0
2016-08-09 11:00 | 0 | 0 | 0 | 0 | 276147.2909 | 0 | 464137 | 0 | 0 | 0 | 467261.9605 | 0 | 0 | 0 | 0 | 0 | 0 | 159843.8035 | 0 | 0 | 0 | 3496783.2782 | 0 | 0 | 0 | 0 | -75368.814 | 0 | 0 | 0 | 0 | 0 | 0 | 0 | -131438.2195 | 0 | 0 | 0 | 18817.3245 | 0 | 0
2016-08-09 12:00 | 0 | 0 | 0 | 0 | 161299.9132 | 22488.2925 | 484561 | 0 | 0 | 0 | 318278.5711 | 0 | 0 | 0 | 0 | 0 | 0 | 28405.584 | 0 | 0 | 0 | 3461681.0404 | 0 | 0 | 0 | 0 | -148983.3894 | 0 | 0 | 0 | 0 | 0 | 0 | 0 | -131438.2195 | 0 | 0 | 0 | 0 | 35088.2507 | 0
2016-08-09 13:00 | 0 | 0 | 0 | 0 | 110837.2181 | 287297.467 | 510825 | 0 | 0 | 0 | 169295.1817 | 0 | 0 | 0 | 0 | 0 | 0 | 45881.3341 | 0 | 0 | 0 | 3476721.0533 | 0 | 0 | 0 | 0 | -148983.3894 | 0 | 0 | 0 | 0 | 0 | 0 | 0 | 17475.75 | 0 | 0 | 0 | 18817.3245 | 0 | 0
2016-08-09 14:00 | 0 | 0 | 0 | 0 | 110159.5945 | 554532.0167 | 544130 | 0 | 0 | 0 | 139601.249 | 0 | 0 | 0 | 0 | 0 | 0 | 177319.5536 | 0 | 0 | 0 | 3491761.006 | 0 | 0 | 0 | 0 | -29693.9327 | 0 | 0 | 0 | 0 | 0 | 0 | 0 | 131438.2195 | 0 | 0 | 0 | 18817.3245 | 0 | 0
2016-08-09 15:00 | 0 | 0 | 0 | 0 | 109550.2691 | 673523.778 | 576327 | 0 | 0 | 0 | 288584.6384 | 0 | 0 | 0 | 0 | 0 | 0 | 216265.8868 | 0 | 0 | 0 | 3506800.8985 | 0 | 0 | 0 | 0 | 148983.3894 | 0 | 0 | 0 | 0 | 0 | 0 | 0 | 38946.3333 | 0 | 0 | 0 | 18817.3245 | 0 | 0
2016-08-09 16:00 | 0 | 0 | 0 | 0 | 0 | 717354.9363 | 604939 | 0 | 0 | 0 | 437568.0278 | 0 | 0 | 0 | 0 | 0 | 0 | 160881.1092 | 0 | 0 | 0 | 3521840.7309 | 0 | 0 | 0 | 0 | 148983.3894 | 0 | 0 | 0 | 0 | 0 | 0 | 0 | -55384.7776 | 0 | 0 | 0 | 18817.3245 | 0 | 0
2016-08-09 17:00 | 0 | 0 | 0 | 0 | 116636.9384 | 734282.0543 | 630306 | 0 | 0 | 0 | 586551.4171 | 0 | 0 | 0 | 0 | 0 | 0 | 213693.3881 | 0 | 0 | 0 | 3536880.5032 | 0 | 0 | 0 | 0 | 148983.3894 | 0 | 0 | 0 | 0 | 0 | 0 | 0 | 52812.2789 | 0 | 0 | 0 | 18817.3245 | 0 | 0
2016-08-09 18:00 | 0 | 0 | 0 | 0 | 0 | 732895.1145 | 650268 | 0 | 0 | 0 | 518922.9876 | 0 | 0 | 0 | 0 | 0 | 0 | 345131.6076 | 0 | 0 | 0 | 3551920.2152 | 0 | 0 | 0 | 0 | -67628.4295 | 0 | 0 | 0 | 0 | 0 | 0 | 0 | 131438.2195 | 0 | 0 | 0 | 18817.3245 | 0 | 0
2016-08-09 19:00 | 0 | 0 | 0 | 0 | 0 | 721899.8423 | 662438 | 0 | 0 | 0 | 428129.2859 | 0 | 0 | 0 | 0 | 0 | 0 | 476569.8271 | 0 | 0 | 0 | 3566959.8671 | 0 | 0 | 0 | 0 | -90793.7017 | 0 | 0 | 0 | 0 | 0 | 0 | 0 | 131438.2195 | 0 | 0 | 0 | 18817.3245 | 0 | 0
2016-08-09 20:00 | 0 | 0 | 0 | 0 | 0 | 709964.6793 | 669236 | 0 | 0 | 0 | 577112.6753 | 0 | 0 | 0 | 0 | 0 | 0 | 349497.7925 | 0 | 0 | 0 | 3581999.4589 | 0 | 0 | 0 | 0 | 148983.3894 | 0 | 0 | 0 | 0 | 0 | 0 | 0 | -127072.0346 | 0 | 0 | 0 | 18817.3245 | 0 | 0
2016-08-09 21:00 | 0 | 0 | 0 | 0 | 20736.0801 | 686558.4142 | 670932 | 0 | 0 | 0 | 726096.0647 | 0 | 0 | 0 | 0 | 0 | 0 | 218059.573 | 0 | 0 | 0 | 3597038.9905 | 0 | 0 | 0 | 0 | 148983.3894 | 0 | 0 | 0 | 0 | 0 | 0 | 0 | -131438.2195 | 0 | 0 | 0 | 18817.3245 | 0 | 0
2016-08-09 22:00 | 0 | 0 | 0 | 0 | 260756.0148 | 645336.4316 | 664467 | 0 | 0 | 0 | 817465.9671 | 0 | 0 | 0 | 0 | 0 | 0 | 349497.7925 | 0 | 0 | 0 | 3612078.4619 | 0 | 0 | 0 | 0 | 91369.9024 | 0 | 0 | 0 | 0 | 0 | 0 | 0 | 131438.2195 | 0 | 0 | 0 | 18817.3245 | 0 | 0
2016-08-09 23:00 | 0 | 0 | 0 | 0 | 0 | 551701.3513 | 651555 | 0 | 0 | 0 | 668482.5777 | 0 | 0 | 0 | 0 | 0 | 0 | 379810.2087 | 0 | 0 | 0 | 3627117.8732 | 0 | 0 | 0 | 0 | -148983.3894 | 0 | 0 | 0 | 0 | 0 | 0 | 0 | 30312.4162 | 0 | 0 | 0 | 18817.3245 | 0 | 0
2016-08-10 | 0 | 0 | 0 | 0 | 416826.2937 | 409549.1453 | 638816 | 0 | 0 | 0 | 817465.9671 | 0 | 0 | 0 | 0 | 0 | 0 | 399568.9338 | 0 | 0 | 0 | 3642157.2243 | 0 | 0 | 0 | 0 | 148983.3894 | 0 | 0 | 0 | 0 | 0 | 0 | 0 | 19758.7251 | 0 | 0 | 0 | 18817.3245 | 0 | 0
2016-08-10 01:00 | 0 | 0 | 0 | 0 | 558357.6206 | 189557.149 | 622333 | 0 | 0 | 0 | 966449.3565 | 0 | 0 | 0 | 0 | 0 | 0 | 357349.9896 | 0 | 0 | 0 | 3657196.5152 | 0 | 0 | 0 | 0 | 148983.3894 | 0 | 0 | 0 | 0 | 0 | 0 | 0 | -42218.9442 | 0 | 0 | 0 | 18817.3245 | 0 | 0
2016-08-10 02:00 | 0 | 0 | 0 | 0 | 416889.0042 | 3981.6046 | 593236 | 0 | 0 | 0 | 817465.9671 | 0 | 0 | 0 | 0 | 0 | 0 | 315150.6633 | 0 | 0 | 0 | 3672235.746 | 0 | 0 | 0 | 0 | -148983.3894 | 0 | 0 | 0 | 0 | 0 | 0 | 0 | -42199.3263 | 0 | 0 | 0 | 18817.3245 | 0 | 0
2016-08-10 03:00 | 0 | 0 | 0 | 0 | 601658.5989 | 0 | 555718 | 0 | 0 | 0 | 713151.022 | 0 | 0 | 0 | 0 | 0 | 0 | 446588.8828 | 0 | 0 | 0 | 3687274.9167 | 0 | 0 | 0 | 0 | -104314.945 | 0 | 0 | 0 | 0 | 0 | 0 | 0 | 131438.2195 | 0 | 0 | 0 | 18817.3245 | 0 | 0
2016-08-10 04:00 | 0 | 0 | 0 | 0 | 584357.2628 | 0 | 522030 | 0 | 0 | 0 | 862134.4114 | 0 | 0 | 0 | 0 | 0 | 0 | 341115.4317 | 0 | 0 | 0 | 3702314.0272 | 0 | 0 | 0 | 0 | 148983.3894 | 0 | 0 | 0 | 0 | 0 | 0 | 0 | -105473.4511 | 0 | 0 | 0 | 18817.3245 | 0 | 0
2016-08-10 05:00 | 0 | 0 | 0 | 0 | 569117.57 | 0 | 491580 | 0 | 0 | 0 | 1011117.8008 | 0 | 0 | 0 | 0 | 0 | 0 | 250852.2879 | 0 | 0 | 0 | 3717353.0775 | 0 | 0 | 0 | 0 | 148983.3894 | 0 | 0 | 0 | 0 | 0 | 0 | 0 | -90263.1438 | 0 | 0 | 0 | 18817.3245 | 0 | 0
2016-08-10 06:00 | 0 | 0 | 0 | 0 | 468178.1546 | 0 | 466906 | 0 | 0 | 0 | 862134.4114 | 0 | 0 | 0 | 0 | 0 | 0 | 382290.5074 | 0 | 0 | 0 | 3732392.0677 | 0 | 0 | 0 | 0 | -148983.3894 | 0 | 0 | 0 | 0 | 0 | 0 | 0 | 131438.2195 | 0 | 0 | 0 | 18817.3245 | 0 | 0
2016-08-10 07:00 | 0 | 0 | 0 | 0 | 517676.673 | 0 | 449880 | 0 | 0 | 0 | 779675.5404 | 0 | 0 | 0 | 0 | 0 | 0 | 513728.7269 | 0 | 0 | 0 | 3747430.9977 | 0 | 0 | 0 | 0 | -82458.871 | 0 | 0 | 0 | 0 | 0 | 0 | 0 | 131438.2195 | 0 | 0 | 0 | 18817.3245 | 0 | 0
2016-08-10 08:00 | 0 | 0 | 0 | 0 | 483426.7082 | 0 | 442094 | 0 | 0 | 0 | 928658.9298 | 0 | 0 | 0 | 0 | 0 | 0 | 387260.7213 | 0 | 0 | 0 | 3762469.8675 | 0 | 0 | 0 | 0 | 148983.3894 | 0 | 0 | 0 | 0 | 0 | 0 | 0 | -126468.0056 | 0 | 0 | 0 | 18817.3245 | 0 | 0
2016-08-10 09:00 | 0 | 0 | 0 | 0 | 446052.6014 | 0 | 446610 | 0 | 0 | 0 | 1040722.4262 | 0 | 0 | 0 | 0 | 0 | 0 | 255822.5018 | 0 | 0 | 0 | 3777508.6773 | 0 | 0 | 0 | 0 | 112063.4964 | 0 | 0 | 0 | 0 | 0 | 0 | 0 | -131438.2195 | 0 | 0 | 0 | 18817.3245 | 0 | 0
2016-08-10 10:00 | 0 | 0 | 0 | 0 | 201718.7156 | 0 | 463323 | 0 | 0 | 0 | 891739.0368 | 0 | 0 | 0 | 0 | 0 | 0 | 124384.2823 | 0 | 0 | 0 | 3792547.4268 | 0 | 0 | 0 | 0 | -148983.3894 | 0 | 0 | 0 | 0 | 0 | 0 | 0 | -131438.2195 | 0 | 0 | 0 | 18817.3245 | 0 | 0
2016-08-10 11:00 | 0 | 0 | 0 | 0 | 379566.3987 | 0 | 482624 | 0 | 0 | 0 | 742755.6474 | 0 | 0 | 0 | 0 | 0 | 0 | 151492.7458 | 0 | 0 | 0 | 3807586.1162 | 0 | 0 | 0 | 0 | -148983.3894 | 0 | 0 | 0 | 0 | 0 | 0 | 0 | 27108.4636 | 0 | 0 | 0 | 18817.3245 | 0 | 0
2016-08-10 12:00 | 0 | 0 | 0 | 0 | 265289.5726 | 24471.6761 | 504305 | 0 | 0 | 0 | 640832.7912 | 0 | 0 | 0 | 0 | 0 | 0 | 20054.5263 | 0 | 0 | 0 | 3822624.7454 | 0 | 0 | 0 | 0 | -101922.8562 | 0 | 0 | 0 | 0 | 0 | 0 | 0 | -131438.2195 | 0 | 0 | 0 | 18817.3245 | 0 | 0
2016-08-10 13:00 | 0 | 0 | 0 | 0 | 223972.4518 | 275546.8437 | 532360 | 0 | 0 | 0 | 609229.2885 | 0 | 0 | 0 | 0 | 0 | 0 | 0 | 0 | 0 | 0 | 3837663.3145 | 0 | 0 | 0 | 0 | -31603.5027 | 0 | 0 | 0 | 0 | 0 | 0 | 0 | -20054.5263 | 0 | 0 | 0 | 18817.3245 | 0 | 0
2016-08-10 14:00 | 0 | 0 | 0 | 0 | 0 | 544457.6889 | 566502 | 0 | 0 | 0 | 568367.6529 | 0 | 0 | 0 | 0 | 0 | 0 | 0 | 0 | 0 | 0 | 3852701.8235 | 0 | 0 | 0 | 0 | -40861.6356 | 0 | 0 | 0 | 0 | 0 | 0 | 0 | 0 | 0 | 0 | 0 | 18817.3245 | 0 | 0
2016-08-10 15:00 | 0 | 0 | 0 | 0 | 221067.4226 | 679053.5107 | 600882 | 0 | 0 | 0 | 717351.0423 | 0 | 0 | 0 | 0 | 0 | 0 | 131438.2195 | 0 | 0 | 0 | 3867740.2722 | 0 | 0 | 0 | 0 | 148983.3894 | 0 | 0 | 0 | 0 | 0 | 0 | 0 | 131438.2195 | 0 | 0 | 0 | 18817.3245 | 0 | 0
2016-08-10 16:00 | 0 | 0 | 0 | 0 | 0 | 743300.4404 | 630175 | 0 | 0 | 0 | 866334.4317 | 0 | 0 | 0 | 0 | 0 | 0 | 76762.946 | 0 | 0 | 0 | 3882778.6609 | 0 | 0 | 0 | 0 | 148983.3894 | 0 | 0 | 0 | 0 | 0 | 0 | 0 | -54675.2735 | 0 | 0 | 0 | 18817.3245 | 0 | 0
2016-08-10 17:00 | 0 | 0 | 0 | 0 | 0 | 749072.532 | 654319 | 0 | 0 | 0 | 810832.4197 | 0 | 0 | 0 | 0 | 0 | 0 | 208201.1655 | 0 | 0 | 0 | 3897816.9893 | 0 | 0 | 0 | 0 | -55502.012 | 0 | 0 | 0 | 0 | 0 | 0 | 0 | 131438.2195 | 0 | 0 | 0 | 18817.3245 | 0 | 0
2016-08-10 18:00 | 0 | 0 | 0 | 0 | 0 | 730343.0327 | 672363 | 0 | 0 | 0 | 959815.809 | 0 | 0 | 0 | 0 | 0 | 0 | 98380.4843 | 0 | 0 | 0 | 3912855.2577 | 0 | 0 | 0 | 0 | 148983.3894 | 0 | 0 | 0 | 0 | 0 | 0 | 0 | -109820.6812 | 0 | 0 | 0 | 18817.3245 | 0 | 0
2016-08-10 19:00 | 0 | 0 | 0 | 0 | 279145.3186 | 703556.6147 | 683463 | 0 | 0 | 0 | 1108799.1984 | 0 | 0 | 0 | 0 | 0 | 0 | 229818.7038 | 0 | 0 | 0 | 3927893.4658 | 0 | 0 | 0 | 0 | 148983.3894 | 0 | 0 | 0 | 0 | 0 | 0 | 0 | 131438.2195 | 0 | 0 | 0 | 18817.3245 | 0 | 0
2016-08-10 20:00 | 0 | 0 | 0 | 0 | 53091.455 | 675386.0393 | 692115 | 0 | 0 | 0 | 1257782.5878 | 0 | 0 | 0 | 0 | 0 | 0 | 98380.4843 | 0 | 0 | 0 | 3942931.6138 | 0 | 0 | 0 | 0 | 148983.3894 | 0 | 0 | 0 | 0 | 0 | 0 | 0 | -131438.2195 | 0 | 0 | 0 | 18817.3245 | 0 | 0
2016-08-10 21:00 | 0 | 0 | 0 | 0 | 335748.9878 | 638633.0736 | 694043 | 0 | 0 | 0 | 1387866.1052 | 0 | 0 | 0 | 0 | 0 | 0 | 229818.7038 | 0 | 0 | 0 | 3957969.7017 | 0 | 0 | 0 | 0 | 130083.5174 | 0 | 0 | 0 | 0 | 0 | 0 | 0 | 131438.2195 | 0 | 0 | 0 | 18817.3245 | 0 | 0
2016-08-10 22:00 | 0 | 0 | 0 | 0 | 138549.9625 | 587446.5318 | 689634 | 0 | 0 | 0 | 1536849.4945 | 0 | 0 | 0 | 0 | 0 | 0 | 98380.4843 | 0 | 0 | 0 | 3973007.7294 | 0 | 0 | 0 | 0 | 148983.3894 | 0 | 0 | 0 | 0 | 0 | 0 | 0 | -131438.2195 | 0 | 0 | 0 | 18817.3245 | 0 | 0
2016-08-10 23:00 | 0 | 0 | 0 | 0 | 449955.686 | 497548.7983 | 676888 | 0 | 0 | 0 | 1657210.4349 | 0 | 0 | 0 | 0 | 0 | 0 | 229818.7038 | 0 | 0 | 0 | 3988045.697 | 0 | 0 | 0 | 0 | 120360.9404 | 0 | 0 | 0 | 0 | 0 | 0 | 0 | 131438.2195 | 0 | 0 | 0 | 18817.3245 | 0 | 0
2016-08-11 | 0 | 0 | 0 | 0 | 512230.3035 | 368817.7915 | 663518 | 0 | 0 | 0 | 1806193.8243 | 0 | 0 | 0 | 0 | 0 | 0 | 279548.085 | 0 | 0 | 0 | 4003083.6044 | 0 | 0 | 0 | 0 | 148983.3894 | 0 | 0 | 0 | 0 | 0 | 0 | 0 | 49729.3811 | 0 | 0 | 0 | 18817.3245 | 0 | 0
2016-08-11 01:00 | 0 | 0 | 0 | 0 | 621786.8247 | 177735.16 | 645779 | 0 | 0 | 0 | 1809681.265 | 0 | 0 | 0 | 0 | 0 | 0 | 410986.3045 | 0 | 0 | 0 | 4018121.4516 | 0 | 0 | 0 | 0 | 3487.4407 | 0 | 0 | 0 | 0 | 0 | 0 | 0 | 131438.2195 | 0 | 0 | 0 | 18817.3245 | 0 | 0
2016-08-11 02:00 | 0 | 0 | 0 | 0 | 634602.0863 | 5775.474 | 613591 | 0 | 0 | 0 | 1949088.7204 | 0 | 0 | 0 | 0 | 0 | 0 | 279548.085 | 0 | 0 | 0 | 4033159.2387 | 0 | 0 | 0 | 0 | 139407.4554 | 0 | 0 | 0 | 0 | 0 | 0 | 0 | -131438.2195 | 0 | 0 | 0 | 18817.3245 | 0 | 0
2016-08-11 03:00 | 0 | 0 | 0 | 0 | 589320.6484 | 0 | 574880 | 0 | 0 | 0 | 1813273.8248 | 0 | 0 | 0 | 0 | 0 | 0 | 410986.3045 | 0 | 0 | 0 | 4048196.9657 | 0 | 0 | 0 | 0 | -135814.8956 | 0 | 0 | 0 | 0 | 0 | 0 | 0 | 131438.2195 | 0 | 0 | 0 | 18817.3245 | 0 | 0
2016-08-11 04:00 | 0 | 0 | 0 | 0 | 545154.7597 | 0 | 539161 | 0 | 0 | 0 | 1931888.4795 | 0 | 0 | 0 | 0 | 0 | 0 | 279548.085 | 0 | 0 | 0 | 4063234.6325 | 0 | 0 | 0 | 0 | 118614.6547 | 0 | 0 | 0 | 0 | 0 | 0 | 0 | -131438.2195 | 0 | 0 | 0 | 18817.3245 | 0 | 0
2016-08-11 05:00 | 0 | 0 | 0 | 0 | 501465.2294 | 0 | 506885 | 0 | 0 | 0 | 1782905.0901 | 0 | 0 | 0 | 0 | 0 | 0 | 404294.3793 | 0 | 0 | 0 | 4078272.2391 | 0 | 0 | 0 | 0 | -148983.3894 | 0 | 0 | 0 | 0 | 0 | 0 | 0 | 124746.2943 | 0 | 0 | 0 | 18817.3245 | 0 | 0
2016-08-11 06:00 | 0 | 0 | 0 | 0 | 460194.2827 | 0 | 480926 | 0 | 0 | 0 | 1633921.7008 | 0 | 0 | 0 | 0 | 0 | 0 | 513728.7269 | 0 | 0 | 0 | 4093309.7856 | 0 | 0 | 0 | 0 | -148983.3894 | 0 | 0 | 0 | 0 | 0 | 0 | 0 | 109434.3476 | 0 | 0 | 0 | 18817.3245 | 0 | 0
2016-08-11 07:00 | 0 | 0 | 0 | 0 | 421570.78 | 0 | 463267 | 0 | 0 | 0 | 1704846.3758 | 0 | 0 | 0 | 0 | 0 | 0 | 382290.5074 | 0 | 0 | 0 | 4108347.272 | 0 | 0 | 0 | 0 | 70924.6751 | 0 | 0 | 0 | 0 | 0 | 0 | 0 | -131438.2195 | 0 | 0 | 0 | 18817.3245 | 0 | 0
2016-08-11 08:00 | 0 | 0 | 0 | 0 | 395821.4488 | 0 | 454853 | 0 | 0 | 0 | 1555862.9865 | 0 | 0 | 0 | 0 | 0 | 0 | 453425.0211 | 0 | 0 | 0 | 4123384.6982 | 0 | 0 | 0 | 0 | -148983.3894 | 0 | 0 | 0 | 0 | 0 | 0 | 0 | 71134.5137 | 0 | 0 | 0 | 18817.3245 | 0 | 0
2016-08-11 09:00 | 0 | 0 | 0 | 0 | 198206.7156 | 0 | 459811 | 0 | 0 | 0 | 1406879.5971 | 0 | 0 | 0 | 0 | 0 | 0 | 321986.8016 | 0 | 0 | 0 | 4138422.0642 | 0 | 0 | 0 | 0 | -148983.3894 | 0 | 0 | 0 | 0 | 0 | 0 | 0 | -131438.2195 | 0 | 0 | 0 | 18817.3245 | 0 | 0
2016-08-11 10:00 | 0 | 0 | 0 | 0 | 347285.9883 | 0 | 477411 | 0 | 0 | 0 | 1317047.6235 | 0 | 0 | 0 | 0 | 0 | 0 | 262876.439 | 0 | 0 | 0 | 4153459.3701 | 0 | 0 | 0 | 0 | -89831.9736 | 0 | 0 | 0 | 0 | 0 | 0 | 0 | -59110.3626 | 0 | 0 | 0 | 18817.3245 | 0 | 0
2016-08-11 11:00 | 0 | 0 | 0 | 0 | 337151.2502 | 0 | 496658 | 0 | 0 | 0 | 1270161.7687 | 0 | 0 | 0 | 0 | 0 | 0 | 131438.2195 | 0 | 0 | 0 | 4168496.6158 | 0 | 0 | 0 | 0 | -46885.8548 | 0 | 0 | 0 | 0 | 0 | 0 | 0 | -131438.2195 | 0 | 0 | 0 | 18817.3245 | 0 | 0
2016-08-11 12:00 | 0 | 0 | 0 | 0 | 249602.01 | 23046.2563 | 520056 | 0 | 0 | 0 | 1135374.93 | 0 | 0 | 0 | 0 | 0 | 0 | 0 | 0 | 0 | 0 | 4183533.8014 | 0 | 0 | 0 | 0 | -134786.8387 | 0 | 0 | 0 | 0 | 0 | 0 | 0 | -131438.2195 | 0 | 0 | 0 | 18817.3245 | 0 | 0
2016-08-11 13:00 | 0 | 0 | 0 | 0 | 140889.5686 | 277849.3665 | 548905 | 0 | 0 | 0 | 986391.5407 | 0 | 0 | 0 | 0 | 0 | 0 | 0 | 0 | 0 | 0 | 4198570.9269 | 0 | 0 | 0 | 0 | -148983.3894 | 0 | 0 | 0 | 0 | 0 | 0 | 0 | 0 | 0 | 0 | 0 | 18817.3245 | 0 | 0
2016-08-11 14:00 | 0 | 0 | 0 | 0 | 315771.4167 | 518558.0456 | 584554 | 0 | 0 | 0 | 1135374.93 | 0 | 0 | 0 | 0 | 0 | 0 | 81974.7484 | 0 | 0 | 0 | 4213607.9922 | 0 | 0 | 0 | 0 | 148983.3894 | 0 | 0 | 0 | 0 | 0 | 0 | 0 | 81974.7484 | 0 | 0 | 0 | 18817.3245 | 0 | 0
2016-08-11 15:00 | 0 | 0 | 0 | 0 | 130163.8038 | 652602.8422 | 620926 | 0 | 0 | 0 | 1284358.3194 | 0 | 0 | 0 | 0 | 0 | 0 | 76014.6805 | 0 | 0 | 0 | 4228644.9974 | 0 | 0 | 0 | 0 | 148983.3894 | 0 | 0 | 0 | 0 | 0 | 0 | 0 | -5960.0679 | 0 | 0 | 0 | 18817.3245 | 0 | 0
2016-08-11 16:00 | 0 | 0 | 0 | 0 | 230162.3999 | 719552.5335 | 650476 | 0 | 0 | 0 | 1433341.7088 | 0 | 0 | 0 | 0 | 0 | 0 | 207452.9 | 0 | 0 | 0 | 4243681.9424 | 0 | 0 | 0 | 0 | 148983.3894 | 0 | 0 | 0 | 0 | 0 | 0 | 0 | 131438.2195 | 0 | 0 | 0 | 18817.3245 | 0 | 0
2016-08-11 17:00 | 0 | 0 | 0 | 0 | 0 | 734244.0244 | 672839 | 0 | 0 | 0 | 1582325.0981 | 0 | 0 | 0 | 0 | 0 | 0 | 101057.2105 | 0 | 0 | 0 | 4258718.8272 | 0 | 0 | 0 | 0 | 148983.3894 | 0 | 0 | 0 | 0 | 0 | 0 | 0 | -106395.6895 | 0 | 0 | 0 | 18817.3245 | 0 | 0
2016-08-11 18:00 | 0 | 0 | 0 | 0 | 250217.9792 | 729961.0918 | 691270 | 0 | 0 | 0 | 1720978.6252 | 0 | 0 | 0 | 0 | 0 | 0 | 232495.43 | 0 | 0 | 0 | 4273755.6519 | 0 | 0 | 0 | 0 | 138653.527 | 0 | 0 | 0 | 0 | 0 | 0 | 0 | 131438.2195 | 0 | 0 | 0 | 18817.3245 | 0 | 0
2016-08-11 19:00 | 0 | 0 | 0 | 0 | 238827.8295 | 720640.8932 | 704348 | 0 | 0 | 0 | 1869962.0145 | 0 | 0 | 0 | 0 | 0 | 0 | 319815.4389 | 0 | 0 | 0 | 4288792.4165 | 0 | 0 | 0 | 0 | 148983.3894 | 0 | 0 | 0 | 0 | 0 | 0 | 0 | 87320.0089 | 0 | 0 | 0 | 18817.3245 | 0 | 0
2016-08-11 20:00 | 0 | 0 | 0 | 0 | 226704.4338 | 714799.3486 | 711228 | 0 | 0 | 0 | 2018945.4039 | 0 | 0 | 0 | 0 | 0 | 0 | 382290.5074 | 0 | 0 | 0 | 4303829.1209 | 0 | 0 | 0 | 0 | 148983.3894 | 0 | 0 | 0 | 0 | 0 | 0 | 0 | 62475.0685 | 0 | 0 | 0 | 18817.3245 | 0 | 0
2016-08-11 21:00 | 0 | 0 | 0 | 0 | 216288.9866 | 702198.8584 | 712067 | 0 | 0 | 0 | 2075110.705 | 0 | 0 | 0 | 0 | 0 | 0 | 513728.7269 | 0 | 0 | 0 | 4318865.7652 | 0 | 0 | 0 | 0 | 56165.3011 | 0 | 0 | 0 | 0 | 0 | 0 | 0 | 131438.2195 | 0 | 0 | 0 | 18817.3245 | 0 | 0
2016-08-11 22:00 | 0 | 0 | 0 | 0 | 204776.078 | 667954.2328 | 705532 | 0 | 0 | 0 | 2224094.0943 | 0 | 0 | 0 | 0 | 0 | 0 | 513126.3239 | 0 | 0 | 0 | 4333902.3493 | 0 | 0 | 0 | 0 | 148983.3894 | 0 | 0 | 0 | 0 | 0 | 0 | 0 | -602.403 | 0 | 0 | 0 | 18817.3245 | 0 | 0
2016-08-11 23:00 | 0 | 0 | 0 | 0 | 198455.0466 | 577422.9751 | 693311 | 0 | 0 | 0 | 2287241.3885 | 0 | 0 | 0 | 0 | 0 | 0 | 513728.7269 | 0 | 0 | 0 | 4348938.8733 | 0 | 0 | 0 | 0 | 63147.2942 | 0 | 0 | 0 | 0 | 0 | 0 | 0 | 602.403 | 0 | 0 | 0 | 18817.3245 | 0 | 0
2016-08-12 | 0 | 0 | 0 | 0 | 234492.484 | 438249.0407 | 679786 | 0 | 0 | 0 | 2287241.3885 | 0 | 0 | 0 | 0 | 0 | 0 | 513728.7269 | 0 | 0 | 0 | 4336775.8305 | 0 | 0 | 0 | 0 | 0 | 0 | 0 | 0 | 0 | 0 | 0 | 0 | 0 | 0 | 0 | 0 | 0 | 12145.647 | 0
2016-08-12 01:00 | 0 | 0 | 0 | 0 | 330031.5915 | 199613.2717 | 661145 | 0 | 0 | 0 | 2188704.2186 | 0 | 0 | 0 | 0 | 0 | 0 | 513728.7269 | 0 | 0 | 0 | 4279925.782 | 0 | 0 | 0 | 0 | -98537.1699 | 0 | 0 | 0 | 0 | 0 | 0 | 0 | 0 | 0 | 0 | 0 | 0 | 56832.7014 | 0
2016-08-12 02:00 | 0 | 0 | 0 | 0 | 372296.3043 | 2715.0793 | 627372 | 0 | 0 | 0 | 2039720.8292 | 0 | 0 | 0 | 0 | 0 | 0 | 513728.7269 | 0 | 0 | 0 | 4101672.0639 | 0 | 0 | 0 | 0 | -148983.3894 | 0 | 0 | 0 | 0 | 0 | 0 | 0 | 0 | 0 | 0 | 0 | 0 | 178236.5984 | 0
2016-08-12 03:00 | 0 | 0 | 0 | 0 | 356760.0693 | 0 | 587829 | 0 | 0 | 0 | 1890737.4399 | 0 | 0 | 0 | 0 | 0 | 0 | 505426.0253 | 0 | 0 | 0 | 3974443.8646 | 0 | 0 | 0 | 0 | -148983.3894 | 0 | 0 | 0 | 0 | 0 | 0 | 0 | -8302.7016 | 0 | 0 | 0 | 0 | 127211.7927 | 0
2016-08-12 04:00 | 0 | 0 | 0 | 0 | 322761.0476 | 0 | 552138 | 0 | 0 | 0 | 1741754.0505 | 0 | 0 | 0 | 0 | 0 | 0 | 425032.4623 | 0 | 0 | 0 | 3974427.9668 | 0 | 0 | 0 | 0 | -148983.3894 | 0 | 0 | 0 | 0 | 0 | 0 | 0 | -80393.563 | 0 | 0 | 0 | 0 | 0 | 0
2016-08-12 05:00 | 0 | 0 | 0 | 0 | 299463.1669 | 0 | 518806 | 0 | 0 | 0 | 1592770.6611 | 0 | 0 | 0 | 0 | 0 | 0 | 354673.0186 | 0 | 0 | 0 | 3974412.0691 | 0 | 0 | 0 | 0 | -148983.3894 | 0 | 0 | 0 | 0 | 0 | 0 | 0 | -70359.4437 | 0 | 0 | 0 | 0 | 0 | 0
2016-08-12 06:00 | 0 | 0 | 0 | 0 | 283859.6241 | 0 | 491927 | 0 | 0 | 0 | 1443787.2718 | 0 | 0 | 0 | 0 | 0 | 0 | 295589.0321 | 0 | 0 | 0 | 3974396.1714 | 0 | 0 | 0 | 0 | -148983.3894 | 0 | 0 | 0 | 0 | 0 | 0 | 0 | -59083.9866 | 0 | 0 | 0 | 0 | 0 | 0
2016-08-12 07:00 | 0 | 0 | 0 | 0 | 281193.5549 | 0 | 472808 | 0 | 0 | 0 | 1294803.8824 | 0 | 0 | 0 | 0 | 0 | 0 | 252957.9763 | 0 | 0 | 0 | 3974380.2738 | 0 | 0 | 0 | 0 | -148983.3894 | 0 | 0 | 0 | 0 | 0 | 0 | 0 | -42631.0558 | 0 | 0 | 0 | 0 | 0 | 0
2016-08-12 08:00 | 0 | 0 | 0 | 0 | 286938.0382 | 0 | 463193 | 0 | 0 | 0 | 1145820.493 | 0 | 0 | 0 | 0 | 0 | 0 | 225686.4038 | 0 | 0 | 0 | 3974364.3763 | 0 | 0 | 0 | 0 | -148983.3894 | 0 | 0 | 0 | 0 | 0 | 0 | 0 | -27271.5725 | 0 | 0 | 0 | 0 | 0 | 0
2016-08-12 09:00 | 0 | 0 | 0 | 0 | 288854.0652 | 0 | 466210 | 0 | 0 | 0 | 996837.1036 | 0 | 0 | 0 | 0 | 0 | 0 | 197313.8584 | 0 | 0 | 0 | 3974348.4789 | 0 | 0 | 0 | 0 | -148983.3894 | 0 | 0 | 0 | 0 | 0 | 0 | 0 | -28372.5454 | 0 | 0 | 0 | 0 | 0 | 0
2016-08-12 10:00 | 0 | 0 | 0 | 0 | 300173.5161 | 0 | 482275 | 0 | 0 | 0 | 847853.7143 | 0 | 0 | 0 | 0 | 0 | 0 | 164195.7639 | 0 | 0 | 0 | 3974332.5815 | 0 | 0 | 0 | 0 | -148983.3894 | 0 | 0 | 0 | 0 | 0 | 0 | 0 | -33118.0945 | 0 | 0 | 0 | 0 | 0 | 0
2016-08-12 11:00 | 0 | 0 | 0 | 0 | 308155.1083 | 0 | 501898 | 0 | 0 | 0 | 698870.3249 | 0 | 0 | 0 | 0 | 0 | 0 | 119436.2615 | 0 | 0 | 0 | 3974316.6841 | 0 | 0 | 0 | 0 | -148983.3894 | 0 | 0 | 0 | 0 | 0 | 0 | 0 | -44759.5024 | 0 | 0 | 0 | 0 | 0 | 0
2016-08-12 12:00 | 0 | 0 | 0 | 0 | 226799.2552 | 28557.0939 | 523776 | 0 | 0 | 0 | 549886.9355 | 0 | 0 | 0 | 0 | 0 | 0 | 0 | 0 | 0 | 0 | 3974300.7869 | 0 | 0 | 0 | 0 | -148983.3894 | 0 | 0 | 0 | 0 | 0 | 0 | 0 | -119436.2615 | 0 | 0 | 0 | 0 | 0 | 0
2016-08-12 13:00 | 0 | 0 | 0 | 0 | 202541.9319 | 374282.0153 | 552524 | 0 | 0 | 0 | 574186.8827 | 0 | 0 | 0 | 0 | 0 | 0 | 0 | 0 | 0 | 0 | 3974284.8897 | 0 | 0 | 0 | 0 | 24299.9472 | 0 | 0 | 0 | 0 | 0 | 0 | 0 | 0 | 0 | 0 | 0 | 0 | 0 | 0
2016-08-12 14:00 | 0 | 0 | 0 | 0 | 168504.5328 | 584537.1811 | 585241 | 0 | 0 | 0 | 723170.2721 | 0 | 0 | 0 | 0 | 0 | 0 | 0 | 0 | 0 | 0 | 3989322.8521 | 0 | 0 | 0 | 0 | 148983.3894 | 0 | 0 | 0 | 0 | 0 | 0 | 0 | 0 | 0 | 0 | 0 | 18817.3245 | 0 | 0
2016-08-12 15:00 | 0 | 0 | 0 | 0 | 60768.0046 | 725134.7093 | 618102 | 0 | 0 | 0 | 872153.6614 | 0 | 0 | 0 | 0 | 0 | 0 | 0 | 0 | 0 | 0 | 4004360.7544 | 0 | 0 | 0 | 0 | 148983.3894 | 0 | 0 | 0 | 0 | 0 | 0 | 0 | 0 | 0 | 0 | 0 | 18817.3245 | 0 | 0
2016-08-12 16:00 | 0 | 0 | 0 | 0 | 162301.5337 | 781997.3997 | 645060 | 0 | 0 | 0 | 1021137.0508 | 0 | 0 | 0 | 0 | 0 | 0 | 131438.2195 | 0 | 0 | 0 | 4019398.5965 | 0 | 0 | 0 | 0 | 148983.3894 | 0 | 0 | 0 | 0 | 0 | 0 | 0 | 131438.2195 | 0 | 0 | 0 | 18817.3245 | 0 | 0
2016-08-12 17:00 | 0 | 0 | 0 | 0 | 176513.4708 | 789910.4626 | 667185 | 0 | 0 | 0 | 1170120.4402 | 0 | 0 | 0 | 0 | 0 | 0 | 262876.439 | 0 | 0 | 0 | 4034436.3785 | 0 | 0 | 0 | 0 | 148983.3894 | 0 | 0 | 0 | 0 | 0 | 0 | 0 | 131438.2195 | 0 | 0 | 0 | 18817.3245 | 0 | 0
2016-08-12 18:00 | 0 | 0 | 0 | 0 | 0 | 779899.114 | 683130 | 0 | 0 | 0 | 1319103.8295 | 0 | 0 | 0 | 0 | 0 | 0 | 191844.8392 | 0 | 0 | 0 | 4049474.1004 | 0 | 0 | 0 | 0 | 148983.3894 | 0 | 0 | 0 | 0 | 0 | 0 | 0 | -71031.5999 | 0 | 0 | 0 | 18817.3245 | 0 | 0
2016-08-12 19:00 | 0 | 0 | 0 | 0 | 223593.1492 | 767250.7841 | 691605 | 0 | 0 | 0 | 1468087.2189 | 0 | 0 | 0 | 0 | 0 | 0 | 323283.0587 | 0 | 0 | 0 | 4064511.7621 | 0 | 0 | 0 | 0 | 148983.3894 | 0 | 0 | 0 | 0 | 0 | 0 | 0 | 131438.2195 | 0 | 0 | 0 | 18817.3245 | 0 | 0
2016-08-12 20:00 | 0 | 0 | 0 | 0 | 118454.7293 | 759509.7615 | 693676 | 0 | 0 | 0 | 1617070.6083 | 0 | 0 | 0 | 0 | 0 | 0 | 339770.8357 | 0 | 0 | 0 | 4079549.3636 | 0 | 0 | 0 | 0 | 148983.3894 | 0 | 0 | 0 | 0 | 0 | 0 | 0 | 16487.777 | 0 | 0 | 0 | 18817.3245 | 0 | 0
2016-08-12 21:00 | 0 | 0 | 0 | 0 | 219545.2607 | 743787.8329 | 691677 | 0 | 0 | 0 | 1766053.9976 | 0 | 0 | 0 | 0 | 0 | 0 | 443626.2154 | 0 | 0 | 0 | 4094586.905 | 0 | 0 | 0 | 0 | 148983.3894 | 0 | 0 | 0 | 0 | 0 | 0 | 0 | 103855.3798 | 0 | 0 | 0 | 18817.3245 | 0 | 0
2016-08-12 22:00 | 0 | 0 | 0 | 0 | 211132.7672 | 707904.4581 | 681134 | 0 | 0 | 0 | 1915037.387 | 0 | 0 | 0 | 0 | 0 | 0 | 513728.7269 | 0 | 0 | 0 | 4109624.3862 | 0 | 0 | 0 | 0 | 148983.3894 | 0 | 0 | 0 | 0 | 0 | 0 | 0 | 70102.5115 | 0 | 0 | 0 | 18817.3245 | 0 | 0
2016-08-12 23:00 | 0 | 0 | 0 | 0 | 199942.2422 | 610808.463 | 662811 | 0 | 0 | 0 | 2062977.0922 | 0 | 0 | 0 | 0 | 0 | 0 | 513728.7269 | 0 | 0 | 0 | 4109607.9477 | 0 | 0 | 0 | 0 | 147939.7052 | 0 | 0 | 0 | 0 | 0 | 0 | 0 | 0 | 0 | 0 | 0 | 0 | 0 | 0
2016-08-13 | 0 | 0 | 0 | 0 | 203426.2408 | 459426.1286 | 647312 | 0 | 0 | 0 | 2078517.4617 | 0 | 0 | 0 | 0 | 0 | 0 | 513728.7269 | 0 | 0 | 0 | 4109591.5093 | 0 | 0 | 0 | 0 | 15540.3694 | 0 | 0 | 0 | 0 | 0 | 0 | 0 | 0 | 0 | 0 | 0 | 0 | 0 | 0
2016-08-13 01:00 | 0 | 0 | 0 | 0 | 276614.4578 | 174216.1288 | 628394 | 0 | 0 | 0 | 1929534.0723 | 0 | 0 | 0 | 0 | 0 | 0 | 513728.7269 | 0 | 0 | 0 | 4060299.1676 | 0 | 0 | 0 | 0 | -148983.3894 | 0 | 0 | 0 | 0 | 0 | 0 | 0 | 0 | 0 | 0 | 0 | 0 | 49275.9034 | 0
2016-08-13 02:00 | 0 | 0 | 0 | 0 | 303267.5452 | 2342.1793 | 598858 | 0 | 0 | 0 | 1780550.6829 | 0 | 0 | 0 | 0 | 0 | 0 | 398864.1784 | 0 | 0 | 0 | 4009592.6893 | 0 | 0 | 0 | 0 | -148983.3894 | 0 | 0 | 0 | 0 | 0 | 0 | 0 | -114864.5485 | 0 | 0 | 0 | 0 | 50690.2371 | 0
2016-08-13 03:00 | 0 | 0 | 0 | 0 | 307740.7645 | 0 | 564410 | 0 | 0 | 0 | 1631567.2935 | 0 | 0 | 0 | 0 | 0 | 0 | 291178.3323 | 0 | 0 | 0 | 4009576.6509 | 0 | 0 | 0 | 0 | -148983.3894 | 0 | 0 | 0 | 0 | 0 | 0 | 0 | -107685.8461 | 0 | 0 | 0 | 0 | 0 | 0
2016-08-13 04:00 | 0 | 0 | 0 | 0 | 304425.0854 | 0 | 530967 | 0 | 0 | 0 | 1482583.9042 | 0 | 0 | 0 | 0 | 0 | 0 | 213619.8071 | 0 | 0 | 0 | 4009560.6126 | 0 | 0 | 0 | 0 | -148983.3894 | 0 | 0 | 0 | 0 | 0 | 0 | 0 | -77558.5252 | 0 | 0 | 0 | 0 | 0 | 0
2016-08-13 05:00 | 0 | 0 | 0 | 0 | 294708.3985 | 0 | 500597 | 0 | 0 | 0 | 1333600.5148 | 0 | 0 | 0 | 0 | 0 | 0 | 156714.595 | 0 | 0 | 0 | 4009544.5743 | 0 | 0 | 0 | 0 | -148983.3894 | 0 | 0 | 0 | 0 | 0 | 0 | 0 | -56905.2122 | 0 | 0 | 0 | 0 | 0 | 0
2016-08-13 06:00 | 0 | 0 | 0 | 0 | 285638.7483 | 0 | 474944 | 0 | 0 | 0 | 1184617.1254 | 0 | 0 | 0 | 0 | 0 | 0 | 116392.7327 | 0 | 0 | 0 | 4009528.5362 | 0 | 0 | 0 | 0 | -148983.3894 | 0 | 0 | 0 | 0 | 0 | 0 | 0 | -40321.8623 | 0 | 0 | 0 | 0 | 0 | 0
2016-08-13 07:00 | 0 | 0 | 0 | 0 | 281030.4881 | 0 | 456605 | 0 | 0 | 0 | 1035633.7361 | 0 | 0 | 0 | 0 | 0 | 0 | 89801.6101 | 0 | 0 | 0 | 4009512.498 | 0 | 0 | 0 | 0 | -148983.3894 | 0 | 0 | 0 | 0 | 0 | 0 | 0 | -26591.1226 | 0 | 0 | 0 | 0 | 0 | 0
2016-08-13 08:00 | 0 | 0 | 0 | 0 | 286173.8695 | 0 | 444618 | 0 | 0 | 0 | 886650.3467 | 0 | 0 | 0 | 0 | 0 | 0 | 80340.8689 | 0 | 0 | 0 | 4009496.46 | 0 | 0 | 0 | 0 | -148983.3894 | 0 | 0 | 0 | 0 | 0 | 0 | 0 | -9460.7412 | 0 | 0 | 0 | 0 | 0 | 0
2016-08-13 09:00 | 0 | 0 | 0 | 0 | 293188.5463 | 0 | 439691 | 0 | 0 | 0 | 737666.9573 | 0 | 0 | 0 | 0 | 0 | 0 | 82821.8046 | 0 | 0 | 0 | 4009480.422 | 0 | 0 | 0 | 0 | -148983.3894 | 0 | 0 | 0 | 0 | 0 | 0 | 0 | 2480.9357 | 0 | 0 | 0 | 0 | 0 | 0
2016-08-13 10:00 | 0 | 0 | 0 | 0 | 307147.3058 | 0 | 440900 | 0 | 0 | 0 | 588683.568 | 0 | 0 | 0 | 0 | 0 | 0 | 98052.4998 | 0 | 0 | 0 | 4009464.3841 | 0 | 0 | 0 | 0 | -148983.3894 | 0 | 0 | 0 | 0 | 0 | 0 | 0 | 15230.6951 | 0 | 0 | 0 | 0 | 0 | 0
2016-08-13 11:00 | 0 | 0 | 0 | 0 | 315803.503 | 0 | 448811 | 0 | 0 | 0 | 439700.1786 | 0 | 0 | 0 | 0 | 0 | 0 | 114028.3922 | 0 | 0 | 0 | 4009448.3462 | 0 | 0 | 0 | 0 | -148983.3894 | 0 | 0 | 0 | 0 | 0 | 0 | 0 | 15975.8924 | 0 | 0 | 0 | 0 | 0 | 0
2016-08-13 12:00 | 0 | 0 | 0 | 0 | 184778.8296 | 21971.3888 | 469762 | 0 | 0 | 0 | 290716.7892 | 0 | 0 | 0 | 0 | 0 | 0 | 0 | 0 | 0 | 0 | 4009432.3084 | 0 | 0 | 0 | 0 | -148983.3894 | 0 | 0 | 0 | 0 | 0 | 0 | 0 | -114028.3922 | 0 | 0 | 0 | 0 | 0 | 0
2016-08-13 13:00 | 0 | 0 | 0 | 0 | 123373.1039 | 300198.8647 | 498958 | 0 | 0 | 0 | 215330.7578 | 0 | 0 | 0 | 0 | 0 | 0 | 0 | 0 | 0 | 0 | 4009416.2707 | 0 | 0 | 0 | 0 | -75386.0314 | 0 | 0 | 0 | 0 | 0 | 0 | 0 | 0 | 0 | 0 | 0 | 0 | 0 | 0
2016-08-13 14:00 | 0 | 0 | 0 | 0 | 148041.1927 | 551478.5211 | 531719 | 0 | 0 | 0 | 364314.1472 | 0 | 0 | 0 | 0 | 0 | 0 | 0 | 0 | 0 | 0 | 4024454.0926 | 0 | 0 | 0 | 0 | 148983.3894 | 0 | 0 | 0 | 0 | 0 | 0 | 0 | 0 | 0 | 0 | 0 | 18817.3245 | 0 | 0
2016-08-13 15:00 | 0 | 0 | 0 | 0 | 59404.1944 | 671913.5194 | 563517 | 0 | 0 | 0 | 513297.5365 | 0 | 0 | 0 | 0 | 0 | 0 | 0 | 0 | 0 | 0 | 4039491.8544 | 0 | 0 | 0 | 0 | 148983.3894 | 0 | 0 | 0 | 0 | 0 | 0 | 0 | 0 | 0 | 0 | 0 | 18817.3245 | 0 | 0
2016-08-13 16:00 | 0 | 0 | 0 | 0 | 151297.7982 | 738518.1352 | 590577 | 0 | 0 | 0 | 662280.9259 | 0 | 0 | 0 | 0 | 0 | 0 | 131438.2195 | 0 | 0 | 0 | 4054529.556 | 0 | 0 | 0 | 0 | 148983.3894 | 0 | 0 | 0 | 0 | 0 | 0 | 0 | 131438.2195 | 0 | 0 | 0 | 18817.3245 | 0 | 0
2016-08-13 17:00 | 0 | 0 | 0 | 0 | 0 | 745556.9998 | 610030 | 0 | 0 | 0 | 811264.3153 | 0 | 0 | 0 | 0 | 0 | 0 | 99164.5054 | 0 | 0 | 0 | 4069567.1975 | 0 | 0 | 0 | 0 | 148983.3894 | 0 | 0 | 0 | 0 | 0 | 0 | 0 | -32273.7141 | 0 | 0 | 0 | 18817.3245 | 0 | 0
2016-08-13 18:00 | 0 | 0 | 0 | 0 | 188609.3196 | 736549.6138 | 625920 | 0 | 0 | 0 | 960247.7047 | 0 | 0 | 0 | 0 | 0 | 0 | 230602.7249 | 0 | 0 | 0 | 4084604.7788 | 0 | 0 | 0 | 0 | 148983.3894 | 0 | 0 | 0 | 0 | 0 | 0 | 0 | 131438.2195 | 0 | 0 | 0 | 18817.3245 | 0 | 0
2016-08-13 19:00 | 0 | 0 | 0 | 0 | 62917.8559 | 727478.3277 | 637776 | 0 | 0 | 0 | 1109231.094 | 0 | 0 | 0 | 0 | 0 | 0 | 215422.1947 | 0 | 0 | 0 | 4099642.3 | 0 | 0 | 0 | 0 | 148983.3894 | 0 | 0 | 0 | 0 | 0 | 0 | 0 | -15180.5303 | 0 | 0 | 0 | 18817.3245 | 0 | 0
2016-08-13 20:00 | 0 | 0 | 0 | 0 | 204165.0166 | 724666.8771 | 645466 | 0 | 0 | 0 | 1258214.4834 | 0 | 0 | 0 | 0 | 0 | 0 | 330987.3745 | 0 | 0 | 0 | 4114679.761 | 0 | 0 | 0 | 0 | 148983.3894 | 0 | 0 | 0 | 0 | 0 | 0 | 0 | 115565.1798 | 0 | 0 | 0 | 18817.3245 | 0 | 0
2016-08-13 21:00 | 0 | 0 | 0 | 0 | 205550.0145 | 714691.4364 | 647940 | 0 | 0 | 0 | 1407197.8728 | 0 | 0 | 0 | 0 | 0 | 0 | 435488.1115 | 0 | 0 | 0 | 4129717.1619 | 0 | 0 | 0 | 0 | 148983.3894 | 0 | 0 | 0 | 0 | 0 | 0 | 0 | 104500.737 | 0 | 0 | 0 | 18817.3245 | 0 | 0
2016-08-13 22:00 | 0 | 0 | 0 | 0 | 206219.03 | 681487.6505 | 643110 | 0 | 0 | 0 | 1556181.2621 | 0 | 0 | 0 | 0 | 0 | 0 | 512284.0782 | 0 | 0 | 0 | 4144754.5026 | 0 | 0 | 0 | 0 | 148983.3894 | 0 | 0 | 0 | 0 | 0 | 0 | 0 | 76795.9667 | 0 | 0 | 0 | 18817.3245 | 0 | 0
2016-08-13 23:00 | 0 | 0 | 0 | 0 | 204149.4087 | 593687.9539 | 628592 | 0 | 0 | 0 | 1705164.6515 | 0 | 0 | 0 | 0 | 0 | 0 | 513728.7269 | 0 | 0 | 0 | 4159791.7831 | 0 | 0 | 0 | 0 | 148983.3894 | 0 | 0 | 0 | 0 | 0 | 0 | 0 | 1444.6488 | 0 | 0 | 0 | 18817.3245 | 0 | 0
2016-08-14 | 0 | 0 | 0 | 0 | 232222.2539 | 445092.3607 | 615613 | 0 | 0 | 0 | 1766866.2661 | 0 | 0 | 0 | 0 | 0 | 0 | 513728.7269 | 0 | 0 | 0 | 4159775.144 | 0 | 0 | 0 | 0 | 61701.6146 | 0 | 0 | 0 | 0 | 0 | 0 | 0 | 0 | 0 | 0 | 0 | 0 | 0 | 0
2016-08-14 01:00 | 0 | 0 | 0 | 0 | 324765.3243 | 172492.6697 | 598889 | 0 | 0 | 0 | 1665235.2602 | 0 | 0 | 0 | 0 | 0 | 0 | 513728.7269 | 0 | 0 | 0 | 4159758.5049 | 0 | 0 | 0 | 0 | -101631.0059 | 0 | 0 | 0 | 0 | 0 | 0 | 0 | 0 | 0 | 0 | 0 | 0 | 0 | 0
2016-08-14 02:00 | 0 | 0 | 0 | 0 | 349170.4028 | 1901.5231 | 570370 | 0 | 0 | 0 | 1516251.8708 | 0 | 0 | 0 | 0 | 0 | 0 | 443414.0422 | 0 | 0 | 0 | 4159741.8658 | 0 | 0 | 0 | 0 | -148983.3894 | 0 | 0 | 0 | 0 | 0 | 0 | 0 | -70314.6847 | 0 | 0 | 0 | 0 | 0 | 0
2016-08-14 03:00 | 0 | 0 | 0 | 0 | 335771.3082 | 0 | 539040 | 0 | 0 | 0 | 1367268.4814 | 0 | 0 | 0 | 0 | 0 | 0 | 389128.7397 | 0 | 0 | 0 | 4159725.2269 | 0 | 0 | 0 | 0 | -148983.3894 | 0 | 0 | 0 | 0 | 0 | 0 | 0 | -54285.3025 | 0 | 0 | 0 | 0 | 0 | 0
2016-08-14 04:00 | 0 | 0 | 0 | 0 | 306992.9931 | 0 | 506573 | 0 | 0 | 0 | 1218285.0921 | 0 | 0 | 0 | 0 | 0 | 0 | 338532.1222 | 0 | 0 | 0 | 4159708.588 | 0 | 0 | 0 | 0 | -148983.3894 | 0 | 0 | 0 | 0 | 0 | 0 | 0 | -50596.6175 | 0 | 0 | 0 | 0 | 0 | 0
2016-08-14 05:00 | 0 | 0 | 0 | 0 | 275466.0665 | 0 | 479368 | 0 | 0 | 0 | 1069301.7027 | 0 | 0 | 0 | 0 | 0 | 0 | 283613.578 | 0 | 0 | 0 | 4159691.9491 | 0 | 0 | 0 | 0 | -148983.3894 | 0 | 0 | 0 | 0 | 0 | 0 | 0 | -54918.5442 | 0 | 0 | 0 | 0 | 0 | 0
2016-08-14 06:00 | 0 | 0 | 0 | 0 | 255884.5843 | 0 | 454836 | 0 | 0 | 0 | 920318.3133 | 0 | 0 | 0 | 0 | 0 | 0 | 233645.5517 | 0 | 0 | 0 | 4159675.3104 | 0 | 0 | 0 | 0 | -148983.3894 | 0 | 0 | 0 | 0 | 0 | 0 | 0 | -49968.0264 | 0 | 0 | 0 | 0 | 0 | 0
2016-08-14 07:00 | 0 | 0 | 0 | 0 | 249697.4564 | 0 | 436168 | 0 | 0 | 0 | 771334.924 | 0 | 0 | 0 | 0 | 0 | 0 | 196158.3975 | 0 | 0 | 0 | 4159658.6717 | 0 | 0 | 0 | 0 | -148983.3894 | 0 | 0 | 0 | 0 | 0 | 0 | 0 | -37487.1542 | 0 | 0 | 0 | 0 | 0 | 0
2016-08-14 08:00 | 0 | 0 | 0 | 0 | 256082.1431 | 0 | 423088 | 0 | 0 | 0 | 622351.5346 | 0 | 0 | 0 | 0 | 0 | 0 | 178135.9299 | 0 | 0 | 0 | 4159642.033 | 0 | 0 | 0 | 0 | -148983.3894 | 0 | 0 | 0 | 0 | 0 | 0 | 0 | -18022.4675 | 0 | 0 | 0 | 0 | 0 | 0
2016-08-14 09:00 | 0 | 0 | 0 | 0 | 259301.2537 | 0 | 416755 | 0 | 0 | 0 | 473368.1452 | 0 | 0 | 0 | 0 | 0 | 0 | 169665.573 | 0 | 0 | 0 | 4159625.3945 | 0 | 0 | 0 | 0 | -148983.3894 | 0 | 0 | 0 | 0 | 0 | 0 | 0 | -8470.357 | 0 | 0 | 0 | 0 | 0 | 0
2016-08-14 10:00 | 0 | 0 | 0 | 0 | 263047.1188 | 0 | 413239 | 0 | 0 | 0 | 324384.7558 | 0 | 0 | 0 | 0 | 0 | 0 | 168457.0811 | 0 | 0 | 0 | 4159608.756 | 0 | 0 | 0 | 0 | -148983.3894 | 0 | 0 | 0 | 0 | 0 | 0 | 0 | -1208.4919 | 0 | 0 | 0 | 0 | 0 | 0
2016-08-14 11:00 | 0 | 0 | 0 | 0 | 270858.418 | 0 | 417707 | 0 | 0 | 0 | 175401.3665 | 0 | 0 | 0 | 0 | 0 | 0 | 170591.8885 | 0 | 0 | 0 | 4159592.1175 | 0 | 0 | 0 | 0 | -148983.3894 | 0 | 0 | 0 | 0 | 0 | 0 | 0 | 2134.8074 | 0 | 0 | 0 | 0 | 0 | 0
2016-08-14 12:00 | 0 | 0 | 0 | 0 | 186099.8263 | 13150.6418 | 437681 | 0 | 0 | 0 | 68409.0541 | 0 | 0 | 0 | 0 | 0 | 0 | 39153.669 | 0 | 0 | 0 | 4159575.4792 | 0 | 0 | 0 | 0 | -106992.3124 | 0 | 0 | 0 | 0 | 0 | 0 | 0 | -131438.2195 | 0 | 0 | 0 | 0 | 0 | 0
2016-08-14 13:00 | 0 | 0 | 0 | 0 | 82242.5697 | 277825.7072 | 467631 | 0 | 0 | 0 | 0 | 0 | 0 | 0 | 0 | 0 | 0 | 0 | 0 | 0 | 0 | 4159558.8409 | 0 | 0 | 0 | 0 | -68409.0541 | 0 | 0 | 0 | 0 | 0 | 0 | 0 | -39153.669 | 0 | 0 | 0 | 0 | 0 | 0
2016-08-14 14:00 | 0 | 0 | 0 | 0 | 103651.4579 | 549727.8081 | 499596 | 0 | 0 | 0 | 148983.3894 | 0 | 0 | 0 | 0 | 0 | 0 | 0 | 0 | 0 | 0 | 4163382.104 | 0 | 0 | 0 | 0 | 148983.3894 | 0 | 0 | 0 | 0 | 0 | 0 | 0 | 0 | 0 | 0 | 0 | 4799.8767 | 0 | 0
2016-08-14 15:00 | 0 | 0 | 0 | 0 | 123720.788 | 701727.247 | 530843 | 0 | 0 | 0 | 297966.7787 | 0 | 0 | 0 | 0 | 0 | 0 | 126804.3212 | 0 | 0 | 0 | 4178419.31 | 0 | 0 | 0 | 0 | 148983.3894 | 0 | 0 | 0 | 0 | 0 | 0 | 0 | 126804.3212 | 0 | 0 | 0 | 18817.3245 | 0 | 0
2016-08-14 16:00 | 0 | 0 | 0 | 0 | 0 | 769563.3309 | 558890 | 0 | 0 | 0 | 446950.1681 | 0 | 0 | 0 | 0 | 0 | 0 | 169676.9382 | 0 | 0 | 0 | 4193456.4559 | 0 | 0 | 0 | 0 | 148983.3894 | 0 | 0 | 0 | 0 | 0 | 0 | 0 | 42872.617 | 0 | 0 | 0 | 18817.3245 | 0 | 0
2016-08-14 17:00 | 0 | 0 | 0 | 0 | 100890.7282 | 779309.2052 | 580961 | 0 | 0 | 0 | 595933.5575 | 0 | 0 | 0 | 0 | 0 | 0 | 301115.1577 | 0 | 0 | 0 | 4208493.5417 | 0 | 0 | 0 | 0 | 148983.3894 | 0 | 0 | 0 | 0 | 0 | 0 | 0 | 131438.2195 | 0 | 0 | 0 | 18817.3245 | 0 | 0
2016-08-14 18:00 | 0 | 0 | 0 | 0 | 121966.4591 | 771600.6469 | 597919 | 0 | 0 | 0 | 744916.9469 | 0 | 0 | 0 | 0 | 0 | 0 | 428962.5498 | 0 | 0 | 0 | 4223530.5673 | 0 | 0 | 0 | 0 | 148983.3894 | 0 | 0 | 0 | 0 | 0 | 0 | 0 | 127847.3921 | 0 | 0 | 0 | 18817.3245 | 0 | 0
2016-08-14 19:00 | 0 | 0 | 0 | 0 | 0 | 761326.1197 | 610934 | 0 | 0 | 0 | 893900.3362 | 0 | 0 | 0 | 0 | 0 | 0 | 411553.9556 | 0 | 0 | 0 | 4238567.5328 | 0 | 0 | 0 | 0 | 148983.3894 | 0 | 0 | 0 | 0 | 0 | 0 | 0 | -17408.5942 | 0 | 0 | 0 | 18817.3245 | 0 | 0
2016-08-14 20:00 | 0 | 0 | 0 | 0 | 116435.3119 | 758064.0659 | 620918 | 0 | 0 | 0 | 1042883.7256 | 0 | 0 | 0 | 0 | 0 | 0 | 497334.6196 | 0 | 0 | 0 | 4253604.4381 | 0 | 0 | 0 | 0 | 148983.3894 | 0 | 0 | 0 | 0 | 0 | 0 | 0 | 85780.6639 | 0 | 0 | 0 | 18817.3245 | 0 | 0
2016-08-14 21:00 | 0 | 0 | 0 | 0 | 62222.6404 | 749208.1808 | 627236 | 0 | 0 | 0 | 1191867.115 | 0 | 0 | 0 | 0 | 0 | 0 | 513728.7269 | 0 | 0 | 0 | 4268641.2832 | 0 | 0 | 0 | 0 | 148983.3894 | 0 | 0 | 0 | 0 | 0 | 0 | 0 | 16394.1074 | 0 | 0 | 0 | 18817.3245 | 0 | 0
2016-08-14 22:00 | 0 | 0 | 0 | 0 | 46944.0395 | 721554.439 | 625583 | 0 | 0 | 0 | 1340850.5043 | 0 | 0 | 0 | 0 | 0 | 0 | 488843.4916 | 0 | 0 | 0 | 4283678.0683 | 0 | 0 | 0 | 0 | 148983.3894 | 0 | 0 | 0 | 0 | 0 | 0 | 0 | -24885.2353 | 0 | 0 | 0 | 18817.3245 | 0 | 0
2016-08-14 23:00 | 0 | 0 | 0 | 0 | 177589.084 | 631412.8652 | 616316 | 0 | 0 | 0 | 1489833.8937 | 0 | 0 | 0 | 0 | 0 | 0 | 513728.7269 | 0 | 0 | 0 | 4298714.7931 | 0 | 0 | 0 | 0 | 148983.3894 | 0 | 0 | 0 | 0 | 0 | 0 | 0 | 24885.2353 | 0 | 0 | 0 | 18817.3245 | 0 | 0
2016-08-15 | 0 | 0 | 0 | 0 | 268351.0842 | 486033.088 | 607623 | 0 | 0 | 0 | 1636595.0659 | 0 | 0 | 0 | 0 | 0 | 0 | 513728.7269 | 0 | 0 | 0 | 4298697.5983 | 0 | 0 | 0 | 0 | 146761.1722 | 0 | 0 | 0 | 0 | 0 | 0 | 0 | 0 | 0 | 0 | 0 | 0 | 0 | 0
2016-08-15 01:00 | 0 | 0 | 0 | 0 | 418717.7355 | 166554.1449 | 594043 | 0 | 0 | 0 | 1627823.9463 | 0 | 0 | 0 | 0 | 0 | 0 | 513728.7269 | 0 | 0 | 0 | 4298680.4035 | 0 | 0 | 0 | 0 | -8771.1196 | 0 | 0 | 0 | 0 | 0 | 0 | 0 | 0 | 0 | 0 | 0 | 0 | 0 | 0
2016-08-15 02:00 | 0 | 0 | 0 | 0 | 486108.4746 | 1847.638 | 565864 | 0 | 0 | 0 | 1549916.0589 | 0 | 0 | 0 | 0 | 0 | 0 | 513728.7269 | 0 | 0 | 0 | 4298663.2088 | 0 | 0 | 0 | 0 | -77907.8874 | 0 | 0 | 0 | 0 | 0 | 0 | 0 | 0 | 0 | 0 | 0 | 0 | 0 | 0
2016-08-15 03:00 | 0 | 0 | 0 | 0 | 492264.0731 | 0 | 531803 | 0 | 0 | 0 | 1641815.3515 | 0 | 0 | 0 | 0 | 0 | 0 | 382290.5074 | 0 | 0 | 0 | 4298646.0141 | 0 | 0 | 0 | 0 | 91899.2926 | 0 | 0 | 0 | 0 | 0 | 0 | 0 | -131438.2195 | 0 | 0 | 0 | 0 | 0 | 0
2016-08-15 04:00 | 0 | 0 | 0 | 0 | 465849.3353 | 0 | 498640 | 0 | 0 | 0 | 1492831.9622 | 0 | 0 | 0 | 0 | 0 | 0 | 498483.2321 | 0 | 0 | 0 | 4298628.8195 | 0 | 0 | 0 | 0 | -148983.3894 | 0 | 0 | 0 | 0 | 0 | 0 | 0 | 116192.7247 | 0 | 0 | 0 | 0 | 0 | 0
2016-08-15 05:00 | 0 | 0 | 0 | 0 | 424579.4846 | 0 | 471763 | 0 | 0 | 0 | 1430402.952 | 0 | 0 | 0 | 0 | 0 | 0 | 513728.7269 | 0 | 0 | 0 | 4298611.625 | 0 | 0 | 0 | 0 | -62429.0102 | 0 | 0 | 0 | 0 | 0 | 0 | 0 | 15245.4948 | 0 | 0 | 0 | 0 | 0 | 0
2016-08-15 06:00 | 0 | 0 | 0 | 0 | 373305.2928 | 0 | 448691 | 0 | 0 | 0 | 1355017.2448 | 0 | 0 | 0 | 0 | 0 | 0 | 513728.7269 | 0 | 0 | 0 | 4298594.4306 | 0 | 0 | 0 | 0 | -75385.7072 | 0 | 0 | 0 | 0 | 0 | 0 | 0 | 0 | 0 | 0 | 0 | 0 | 0 | 0
2016-08-15 07:00 | 0 | 0 | 0 | 0 | 327337.0064 | 0 | 433241 | 0 | 0 | 0 | 1249113.2512 | 0 | 0 | 0 | 0 | 0 | 0 | 513728.7269 | 0 | 0 | 0 | 4298577.2362 | 0 | 0 | 0 | 0 | -105903.9936 | 0 | 0 | 0 | 0 | 0 | 0 | 0 | 0 | 0 | 0 | 0 | 0 | 0 | 0
2016-08-15 08:00 | 0 | 0 | 0 | 0 | 301026.4479 | 0 | 426487 | 0 | 0 | 0 | 1123652.6991 | 0 | 0 | 0 | 0 | 0 | 0 | 513728.7269 | 0 | 0 | 0 | 4298560.0419 | 0 | 0 | 0 | 0 | -125460.5521 | 0 | 0 | 0 | 0 | 0 | 0 | 0 | 0 | 0 | 0 | 0 | 0 | 0 | 0
2016-08-15 09:00 | 0 | 0 | 0 | 0 | 279723.5794 | 0 | 430827 | 0 | 0 | 0 | 1103987.4981 | 0 | 0 | 0 | 0 | 0 | 0 | 382290.5074 | 0 | 0 | 0 | 4298542.8476 | 0 | 0 | 0 | 0 | -19665.2011 | 0 | 0 | 0 | 0 | 0 | 0 | 0 | -131438.2195 | 0 | 0 | 0 | 0 | 0 | 0
2016-08-15 10:00 | 0 | 0 | 0 | 0 | 259969.8573 | 0 | 448712 | 0 | 0 | 0 | 955004.1087 | 0 | 0 | 0 | 0 | 0 | 0 | 342531.7541 | 0 | 0 | 0 | 4298525.6535 | 0 | 0 | 0 | 0 | -148983.3894 | 0 | 0 | 0 | 0 | 0 | 0 | 0 | -39758.7534 | 0 | 0 | 0 | 0 | 0 | 0
2016-08-15 11:00 | 0 | 0 | 0 | 0 | 250118.9603 | 0 | 470395 | 0 | 0 | 0 | 866166.2885 | 0 | 0 | 0 | 0 | 0 | 0 | 211093.5345 | 0 | 0 | 0 | 4298508.4594 | 0 | 0 | 0 | 0 | -88837.8202 | 0 | 0 | 0 | 0 | 0 | 0 | 0 | -131438.2195 | 0 | 0 | 0 | 0 | 0 | 0
2016-08-15 12:00 | 0 | 0 | 0 | 0 | 166752.9863 | 12192.5153 | 491924 | 0 | 0 | 0 | 717182.8992 | 0 | 0 | 0 | 0 | 0 | 0 | 79655.315 | 0 | 0 | 0 | 4242358.6972 | 0 | 0 | 0 | 0 | -148983.3894 | 0 | 0 | 0 | 0 | 0 | 0 | 0 | -131438.2195 | 0 | 0 | 0 | 0 | 56132.5681 | 0
2016-08-15 13:00 | 0 | 0 | 0 | 0 | 70022.6379 | 305349.4231 | 518273 | 0 | 0 | 0 | 568199.5098 | 0 | 0 | 0 | 0 | 0 | 0 | 85737.7654 | 0 | 0 | 0 | 4242341.7277 | 0 | 0 | 0 | 0 | -148983.3894 | 0 | 0 | 0 | 0 | 0 | 0 | 0 | 6082.4504 | 0 | 0 | 0 | 0 | 0 | 0
2016-08-15 14:00 | 0 | 0 | 0 | 0 | 89788.0049 | 584967.6328 | 549237 | 0 | 0 | 0 | 717182.8992 | 0 | 0 | 0 | 0 | 0 | 0 | 58311.4843 | 0 | 0 | 0 | 4245493.9819 | 0 | 0 | 0 | 0 | 148983.3894 | 0 | 0 | 0 | 0 | 0 | 0 | 0 | -27426.2811 | 0 | 0 | 0 | 3961.5294 | 0 | 0
2016-08-15 15:00 | 0 | 0 | 0 | 0 | 104491.3417 | 713341.0391 | 578771 | 0 | 0 | 0 | 866166.2885 | 0 | 0 | 0 | 0 | 0 | 0 | 129572.1513 | 0 | 0 | 0 | 4260530.8595 | 0 | 0 | 0 | 0 | 148983.3894 | 0 | 0 | 0 | 0 | 0 | 0 | 0 | 71260.667 | 0 | 0 | 0 | 18817.3245 | 0 | 0
2016-08-15 16:00 | 0 | 0 | 0 | 0 | 101308.8701 | 781078.8448 | 603983 | 0 | 0 | 0 | 994315.4595 | 0 | 0 | 0 | 0 | 0 | 0 | 261010.3708 | 0 | 0 | 0 | 4275567.6769 | 0 | 0 | 0 | 0 | 128149.171 | 0 | 0 | 0 | 0 | 0 | 0 | 0 | 131438.2195 | 0 | 0 | 0 | 18817.3245 | 0 | 0
2016-08-15 17:00 | 0 | 0 | 0 | 0 | 97483.0864 | 785070.8701 | 625189 | 0 | 0 | 0 | 1143298.8489 | 0 | 0 | 0 | 0 | 0 | 0 | 350574.6135 | 0 | 0 | 0 | 4290604.4343 | 0 | 0 | 0 | 0 | 148983.3894 | 0 | 0 | 0 | 0 | 0 | 0 | 0 | 89564.2427 | 0 | 0 | 0 | 18817.3245 | 0 | 0
2016-08-15 18:00 | 0 | 0 | 0 | 0 | 95905.3572 | 778729.3035 | 639774 | 0 | 0 | 0 | 1292282.2383 | 0 | 0 | 0 | 0 | 0 | 0 | 417634.5603 | 0 | 0 | 0 | 4305641.1314 | 0 | 0 | 0 | 0 | 148983.3894 | 0 | 0 | 0 | 0 | 0 | 0 | 0 | 67059.9468 | 0 | 0 | 0 | 18817.3245 | 0 | 0
2016-08-15 19:00 | 0 | 0 | 0 | 0 | 91474.9123 | 770123.7542 | 650054 | 0 | 0 | 0 | 1441265.6276 | 0 | 0 | 0 | 0 | 0 | 0 | 461378.513 | 0 | 0 | 0 | 4320677.7684 | 0 | 0 | 0 | 0 | 148983.3894 | 0 | 0 | 0 | 0 | 0 | 0 | 0 | 43743.9526 | 0 | 0 | 0 | 18817.3245 | 0 | 0
2016-08-15 20:00 | 0 | 0 | 0 | 0 | 87251.5169 | 769303.9355 | 657927 | 0 | 0 | 0 | 1590249.017 | 0 | 0 | 0 | 0 | 0 | 0 | 492206.2515 | 0 | 0 | 0 | 4335714.3453 | 0 | 0 | 0 | 0 | 148983.3894 | 0 | 0 | 0 | 0 | 0 | 0 | 0 | 30827.7385 | 0 | 0 | 0 | 18817.3245 | 0 | 0
2016-08-15 21:00 | 0 | 0 | 0 | 0 | 84569.4735 | 762662.3674 | 659978 | 0 | 0 | 0 | 1739232.4064 | 0 | 0 | 0 | 0 | 0 | 0 | 511659.3786 | 0 | 0 | 0 | 4350750.862 | 0 | 0 | 0 | 0 | 148983.3894 | 0 | 0 | 0 | 0 | 0 | 0 | 0 | 19453.1271 | 0 | 0 | 0 | 18817.3245 | 0 | 0
2016-08-15 22:00 | 0 | 0 | 0 | 0 | 87024.4134 | 726396.3608 | 653805 | 0 | 0 | 0 | 1888215.7957 | 0 | 0 | 0 | 0 | 0 | 0 | 503474.4389 | 0 | 0 | 0 | 4365787.3186 | 0 | 0 | 0 | 0 | 148983.3894 | 0 | 0 | 0 | 0 | 0 | 0 | 0 | -8184.9397 | 0 | 0 | 0 | 18817.3245 | 0 | 0
2016-08-15 23:00 | 0 | 0 | 0 | 0 | 104981.8398 | 641672.1363 | 641039 | 0 | 0 | 0 | 1964759.1593 | 0 | 0 | 0 | 0 | 0 | 0 | 513728.7269 | 0 | 0 | 0 | 4380823.7151 | 0 | 0 | 0 | 0 | 76543.3636 | 0 | 0 | 0 | 0 | 0 | 0 | 0 | 10254.2881 | 0 | 0 | 0 | 18817.3245 | 0 | 0
2016-08-16 | 0 | 0 | 0 | 0 | 186768.0413 | 443603.0704 | 631686 | 0 | 0 | 0 | 1944626.9465 | 0 | 0 | 0 | 0 | 0 | 0 | 513728.7269 | 0 | 0 | 0 | 4395860.0514 | 0 | 0 | 0 | 0 | -20132.2128 | 0 | 0 | 0 | 0 | 0 | 0 | 0 | 0 | 0 | 0 | 0 | 18817.3245 | 0 | 0
2016-08-16 01:00 | 0 | 0 | 0 | 0 | 380980.361 | 147405.04 | 615028 | 0 | 0 | 0 | 1839167.023 | 0 | 0 | 0 | 0 | 0 | 0 | 513728.7269 | 0 | 0 | 0 | 4410896.3275 | 0 | 0 | 0 | 0 | -105459.9235 | 0 | 0 | 0 | 0 | 0 | 0 | 0 | 0 | 0 | 0 | 0 | 18817.3245 | 0 | 0
2016-08-16 02:00 | 0 | 0 | 0 | 0 | 460544.5937 | 1311.1267 | 582698 | 0 | 0 | 0 | 1699507.4189 | 0 | 0 | 0 | 0 | 0 | 0 | 513728.7269 | 0 | 0 | 0 | 4425932.5435 | 0 | 0 | 0 | 0 | -139659.6041 | 0 | 0 | 0 | 0 | 0 | 0 | 0 | 0 | 0 | 0 | 0 | 18817.3245 | 0 | 0
2016-08-16 03:00 | 0 | 0 | 0 | 0 | 455130.8058 | 0 | 545197 | 0 | 0 | 0 | 1590623.9002 | 0 | 0 | 0 | 0 | 0 | 0 | 513728.7269 | 0 | 0 | 0 | 4440968.6994 | 0 | 0 | 0 | 0 | -108883.5187 | 0 | 0 | 0 | 0 | 0 | 0 | 0 | 0 | 0 | 0 | 0 | 18817.3245 | 0 | 0
2016-08-16 04:00 | 0 | 0 | 0 | 0 | 420387.296 | 0 | 509549 | 0 | 0 | 0 | 1482644.8717 | 0 | 0 | 0 | 0 | 0 | 0 | 513728.7269 | 0 | 0 | 0 | 4456004.7951 | 0 | 0 | 0 | 0 | -107979.0285 | 0 | 0 | 0 | 0 | 0 | 0 | 0 | 0 | 0 | 0 | 0 | 18817.3245 | 0 | 0
2016-08-16 05:00 | 0 | 0 | 0 | 0 | 377618.4446 | 0 | 478492 | 0 | 0 | 0 | 1362953.9918 | 0 | 0 | 0 | 0 | 0 | 0 | 513728.7269 | 0 | 0 | 0 | 4471040.8306 | 0 | 0 | 0 | 0 | -119690.8799 | 0 | 0 | 0 | 0 | 0 | 0 | 0 | 0 | 0 | 0 | 0 | 18817.3245 | 0 | 0
2016-08-16 06:00 | 0 | 0 | 0 | 0 | 338007.79 | 0 | 454127 | 0 | 0 | 0 | 1228017.4573 | 0 | 0 | 0 | 0 | 0 | 0 | 513728.7269 | 0 | 0 | 0 | 4486076.8061 | 0 | 0 | 0 | 0 | -134936.5345 | 0 | 0 | 0 | 0 | 0 | 0 | 0 | 0 | 0 | 0 | 0 | 18817.3245 | 0 | 0
2016-08-16 07:00 | 0 | 0 | 0 | 0 | 307681.325 | 0 | 437248 | 0 | 0 | 0 | 1079633.4578 | 0 | 0 | 0 | 0 | 0 | 0 | 513728.7269 | 0 | 0 | 0 | 4501112.7213 | 0 | 0 | 0 | 0 | -148383.9995 | 0 | 0 | 0 | 0 | 0 | 0 | 0 | 0 | 0 | 0 | 0 | 18817.3245 | 0 | 0
2016-08-16 08:00 | 0 | 0 | 0 | 0 | 292668.5349 | 0 | 429944 | 0 | 0 | 0 | 930650.0684 | 0 | 0 | 0 | 0 | 0 | 0 | 506619.3267 | 0 | 0 | 0 | 4516148.5765 | 0 | 0 | 0 | 0 | -148983.3894 | 0 | 0 | 0 | 0 | 0 | 0 | 0 | -7109.4002 | 0 | 0 | 0 | 18817.3245 | 0 | 0
2016-08-16 09:00 | 0 | 0 | 0 | 0 | 272601.0443 | 0 | 434927 | 0 | 0 | 0 | 781666.6791 | 0 | 0 | 0 | 0 | 0 | 0 | 474459.436 | 0 | 0 | 0 | 4531184.3715 | 0 | 0 | 0 | 0 | -148983.3894 | 0 | 0 | 0 | 0 | 0 | 0 | 0 | -32159.8908 | 0 | 0 | 0 | 18817.3245 | 0 | 0
2016-08-16 10:00 | 0 | 0 | 0 | 0 | 252379.5982 | 0 | 453229 | 0 | 0 | 0 | 693438.1723 | 0 | 0 | 0 | 0 | 0 | 0 | 343021.2165 | 0 | 0 | 0 | 4546220.1063 | 0 | 0 | 0 | 0 | -88228.5067 | 0 | 0 | 0 | 0 | 0 | 0 | 0 | -131438.2195 | 0 | 0 | 0 | 18817.3245 | 0 | 0
2016-08-16 11:00 | 0 | 0 | 0 | 0 | 232991.2948 | 0 | 473966 | 0 | 0 | 0 | 565084.3621 | 0 | 0 | 0 | 0 | 0 | 0 | 211582.997 | 0 | 0 | 0 | 4561255.781 | 0 | 0 | 0 | 0 | -128353.8102 | 0 | 0 | 0 | 0 | 0 | 0 | 0 | -131438.2195 | 0 | 0 | 0 | 18817.3245 | 0 | 0
2016-08-16 12:00 | 0 | 0 | 0 | 0 | 142611.7681 | 9115.4167 | 495516 | 0 | 0 | 0 | 416100.9727 | 0 | 0 | 0 | 0 | 0 | 0 | 80144.7774 | 0 | 0 | 0 | 4451983.7319 | 0 | 0 | 0 | 0 | -148983.3894 | 0 | 0 | 0 | 0 | 0 | 0 | 0 | -131438.2195 | 0 | 0 | 0 | 0 | 109253.8041 | 0
2016-08-16 13:00 | 0 | 0 | 0 | 0 | 52402.931 | 279627.2782 | 521078 | 0 | 0 | 0 | 267117.5834 | 0 | 0 | 0 | 0 | 0 | 0 | 21263.0515 | 0 | 0 | 0 | 4467019.7835 | 0 | 0 | 0 | 0 | -148983.3894 | 0 | 0 | 0 | 0 | 0 | 0 | 0 | -58881.7259 | 0 | 0 | 0 | 18817.3245 | 0 | 0
2016-08-16 14:00 | 0 | 0 | 0 | 0 | 57052.8861 | 563759.4358 | 551975 | 0 | 0 | 0 | 185699.3612 | 0 | 0 | 0 | 0 | 0 | 0 | 152701.271 | 0 | 0 | 0 | 4482055.775 | 0 | 0 | 0 | 0 | -81418.2221 | 0 | 0 | 0 | 0 | 0 | 0 | 0 | 131438.2195 | 0 | 0 | 0 | 18817.3245 | 0 | 0
2016-08-16 15:00 | 0 | 0 | 0 | 0 | 61511.6694 | 698668.5548 | 581844 | 0 | 0 | 0 | 334682.7506 | 0 | 0 | 0 | 0 | 0 | 0 | 163236.7814 | 0 | 0 | 0 | 4497091.7064 | 0 | 0 | 0 | 0 | 148983.3894 | 0 | 0 | 0 | 0 | 0 | 0 | 0 | 10535.5104 | 0 | 0 | 0 | 18817.3245 | 0 | 0
2016-08-16 16:00 | 0 | 0 | 0 | 0 | 54521.6508 | 770563.1747 | 607904 | 0 | 0 | 0 | 483666.14 | 0 | 0 | 0 | 0 | 0 | 0 | 212616.8931 | 0 | 0 | 0 | 4512127.5776 | 0 | 0 | 0 | 0 | 148983.3894 | 0 | 0 | 0 | 0 | 0 | 0 | 0 | 49380.1117 | 0 | 0 | 0 | 18817.3245 | 0 | 0
2016-08-16 17:00 | 0 | 0 | 0 | 0 | 54388.1988 | 778797.9342 | 629406 | 0 | 0 | 0 | 632649.5293 | 0 | 0 | 0 | 0 | 0 | 0 | 248596.3123 | 0 | 0 | 0 | 4527163.3887 | 0 | 0 | 0 | 0 | 148983.3894 | 0 | 0 | 0 | 0 | 0 | 0 | 0 | 35979.4192 | 0 | 0 | 0 | 18817.3245 | 0 | 0
2016-08-16 18:00 | 0 | 0 | 0 | 0 | 57701.5159 | 774426.1118 | 645681 | 0 | 0 | 0 | 668840.6131 | 0 | 0 | 0 | 0 | 0 | 0 | 380034.5318 | 0 | 0 | 0 | 4542199.1396 | 0 | 0 | 0 | 0 | 36191.0837 | 0 | 0 | 0 | 0 | 0 | 0 | 0 | 131438.2195 | 0 | 0 | 0 | 18817.3245 | 0 | 0
2016-08-16 19:00 | 0 | 0 | 0 | 0 | 63283.9805 | 762963.343 | 655792 | 0 | 0 | 0 | 817824.0024 | 0 | 0 | 0 | 0 | 0 | 0 | 382689.1414 | 0 | 0 | 0 | 4557234.8304 | 0 | 0 | 0 | 0 | 148983.3894 | 0 | 0 | 0 | 0 | 0 | 0 | 0 | 2654.6096 | 0 | 0 | 0 | 18817.3245 | 0 | 0
2016-08-16 20:00 | 0 | 0 | 0 | 0 | 67740.0304 | 756072.2267 | 662781 | 0 | 0 | 0 | 966807.3918 | 0 | 0 | 0 | 0 | 0 | 0 | 375919.6846 | 0 | 0 | 0 | 4572270.4611 | 0 | 0 | 0 | 0 | 148983.3894 | 0 | 0 | 0 | 0 | 0 | 0 | 0 | -6769.4568 | 0 | 0 | 0 | 18817.3245 | 0 | 0
2016-08-16 21:00 | 0 | 0 | 0 | 0 | 70351.5607 | 740204.804 | 666103 | 0 | 0 | 0 | 961005.2125 | 0 | 0 | 0 | 0 | 0 | 0 | 507357.9041 | 0 | 0 | 0 | 4587306.0316 | 0 | 0 | 0 | 0 | -5802.1793 | 0 | 0 | 0 | 0 | 0 | 0 | 0 | 131438.2195 | 0 | 0 | 0 | 18817.3245 | 0 | 0
2016-08-16 22:00 | 0 | 0 | 0 | 0 | 73896.467 | 700882.018 | 660448 | 0 | 0 | 0 | 1109988.6018 | 0 | 0 | 0 | 0 | 0 | 0 | 453887.6753 | 0 | 0 | 0 | 4602341.5419 | 0 | 0 | 0 | 0 | 148983.3894 | 0 | 0 | 0 | 0 | 0 | 0 | 0 | -53470.2288 | 0 | 0 | 0 | 18817.3245 | 0 | 0
2016-08-16 23:00 | 0 | 0 | 0 | 0 | 85753.3462 | 599188.7321 | 649221 | 0 | 0 | 0 | 1067051.3041 | 0 | 0 | 0 | 0 | 0 | 0 | 513728.7269 | 0 | 0 | 0 | 4617376.9921 | 0 | 0 | 0 | 0 | -42937.2977 | 0 | 0 | 0 | 0 | 0 | 0 | 0 | 59841.0516 | 0 | 0 | 0 | 18817.3245 | 0 | 0
2016-08-17 | 0 | 0 | 0 | 0 | 152286.4913 | 442120.0347 | 639748 | 0 | 0 | 0 | 1134330.7251 | 0 | 0 | 0 | 0 | 0 | 0 | 382290.5074 | 0 | 0 | 0 | 4632412.3822 | 0 | 0 | 0 | 0 | 67279.421 | 0 | 0 | 0 | 0 | 0 | 0 | 0 | -131438.2195 | 0 | 0 | 0 | 18817.3245 | 0 | 0
2016-08-17 01:00 | 0 | 0 | 0 | 0 | 330244.9145 | 149734.2038 | 622478 | 0 | 0 | 0 | 985347.3357 | 0 | 0 | 0 | 0 | 0 | 0 | 369957.6906 | 0 | 0 | 0 | 4647447.7122 | 0 | 0 | 0 | 0 | -148983.3894 | 0 | 0 | 0 | 0 | 0 | 0 | 0 | -12332.8168 | 0 | 0 | 0 | 18817.3245 | 0 | 0
2016-08-17 02:00 | 0 | 0 | 0 | 0 | 464781.3598 | 1039.0562 | 589902 | 0 | 0 | 0 | 836363.9464 | 0 | 0 | 0 | 0 | 0 | 0 | 376042.1715 | 0 | 0 | 0 | 4662482.982 | 0 | 0 | 0 | 0 | -148983.3894 | 0 | 0 | 0 | 0 | 0 | 0 | 0 | 6084.4809 | 0 | 0 | 0 | 18817.3245 | 0 | 0
2016-08-17 03:00 | 0 | 0 | 0 | 0 | 515563.5914 | 0 | 551696 | 0 | 0 | 0 | 687380.557 | 0 | 0 | 0 | 0 | 0 | 0 | 470075.8278 | 0 | 0 | 0 | 4677518.1916 | 0 | 0 | 0 | 0 | -148983.3894 | 0 | 0 | 0 | 0 | 0 | 0 | 0 | 94033.6563 | 0 | 0 | 0 | 18817.3245 | 0 | 0
2016-08-17 04:00 | 0 | 0 | 0 | 0 | 513299.3871 | 0 | 516398 | 0 | 0 | 0 | 796902.8391 | 0 | 0 | 0 | 0 | 0 | 0 | 338637.6083 | 0 | 0 | 0 | 4692553.3411 | 0 | 0 | 0 | 0 | 109522.2821 | 0 | 0 | 0 | 0 | 0 | 0 | 0 | -131438.2195 | 0 | 0 | 0 | 18817.3245 | 0 | 0
2016-08-17 05:00 | 0 | 0 | 0 | 0 | 489335.6047 | 0 | 486058 | 0 | 0 | 0 | 649924.8998 | 0 | 0 | 0 | 0 | 0 | 0 | 470075.8278 | 0 | 0 | 0 | 4707588.4305 | 0 | 0 | 0 | 0 | -146977.9393 | 0 | 0 | 0 | 0 | 0 | 0 | 0 | 131438.2195 | 0 | 0 | 0 | 18817.3245 | 0 | 0
2016-08-17 06:00 | 0 | 0 | 0 | 0 | 452081.7314 | 0 | 460748 | 0 | 0 | 0 | 753879.5263 | 0 | 0 | 0 | 0 | 0 | 0 | 338637.6083 | 0 | 0 | 0 | 4722623.4597 | 0 | 0 | 0 | 0 | 103954.6265 | 0 | 0 | 0 | 0 | 0 | 0 | 0 | -131438.2195 | 0 | 0 | 0 | 18817.3245 | 0 | 0
2016-08-17 07:00 | 0 | 0 | 0 | 0 | 412153.4001 | 0 | 442708 | 0 | 0 | 0 | 604896.1369 | 0 | 0 | 0 | 0 | 0 | 0 | 438249.0733 | 0 | 0 | 0 | 4737658.4288 | 0 | 0 | 0 | 0 | -148983.3894 | 0 | 0 | 0 | 0 | 0 | 0 | 0 | 99611.465 | 0 | 0 | 0 | 18817.3245 | 0 | 0
2016-08-17 08:00 | 0 | 0 | 0 | 0 | 378598.3024 | 0 | 435260 | 0 | 0 | 0 | 455912.7475 | 0 | 0 | 0 | 0 | 0 | 0 | 511753.4405 | 0 | 0 | 0 | 4752693.3378 | 0 | 0 | 0 | 0 | -148983.3894 | 0 | 0 | 0 | 0 | 0 | 0 | 0 | 73504.3673 | 0 | 0 | 0 | 18817.3245 | 0 | 0
2016-08-17 09:00 | 0 | 0 | 0 | 0 | 347326.2434 | 0 | 439205 | 0 | 0 | 0 | 476654.8859 | 0 | 0 | 0 | 0 | 0 | 0 | 380315.221 | 0 | 0 | 0 | 4767728.1866 | 0 | 0 | 0 | 0 | 20742.1384 | 0 | 0 | 0 | 0 | 0 | 0 | 0 | -131438.2195 | 0 | 0 | 0 | 18817.3245 | 0 | 0
2016-08-17 10:00 | 0 | 0 | 0 | 0 | 316996.0446 | 0 | 458406 | 0 | 0 | 0 | 327671.4966 | 0 | 0 | 0 | 0 | 0 | 0 | 369071.3305 | 0 | 0 | 0 | 4782762.9753 | 0 | 0 | 0 | 0 | -148983.3894 | 0 | 0 | 0 | 0 | 0 | 0 | 0 | -11243.8905 | 0 | 0 | 0 | 18817.3245 | 0 | 0
2016-08-17 11:00 | 0 | 0 | 0 | 0 | 290747.934 | 0 | 480095 | 0 | 0 | 0 | 250945.3256 | 0 | 0 | 0 | 0 | 0 | 0 | 237633.111 | 0 | 0 | 0 | 4797797.7038 | 0 | 0 | 0 | 0 | -76726.171 | 0 | 0 | 0 | 0 | 0 | 0 | 0 | -131438.2195 | 0 | 0 | 0 | 18817.3245 | 0 | 0
2016-08-17 12:00 | 0 | 0 | 0 | 0 | 196664.9847 | 12403.4492 | 498402 | 0 | 0 | 0 | 101961.9362 | 0 | 0 | 0 | 0 | 0 | 0 | 106194.8915 | 0 | 0 | 0 | 4782413.0692 | 0 | 0 | 0 | 0 | -148983.3894 | 0 | 0 | 0 | 0 | 0 | 0 | 0 | -131438.2195 | 0 | 0 | 0 | 0 | 15365.4434 | 0
2016-08-17 13:00 | 0 | 0 | 0 | 0 | 74662.4062 | 257280.0906 | 521282 | 0 | 0 | 0 | 0 | 0 | 0 | 0 | 0 | 0 | 0 | 0 | 0 | 0 | 0 | 4797447.7992 | 0 | 0 | 0 | 0 | -101961.9362 | 0 | 0 | 0 | 0 | 0 | 0 | 0 | -106194.8915 | 0 | 0 | 0 | 18817.3245 | 0 | 0
2016-08-17 14:00 | 0 | 0 | 0 | 0 | 72172.812 | 550043.8482 | 549024 | 0 | 0 | 0 | 0 | 0 | 0 | 0 | 0 | 0 | 0 | 54375.3357 | 0 | 0 | 0 | 4812482.469 | 0 | 0 | 0 | 0 | 0 | 0 | 0 | 0 | 0 | 0 | 0 | 0 | 54375.3357 | 0 | 0 | 0 | 18817.3245 | 0 | 0
2016-08-17 15:00 | 0 | 0 | 0 | 0 | 94897.7719 | 680010.8693 | 576883 | 0 | 0 | 0 | 47770.0972 | 0 | 0 | 0 | 0 | 0 | 0 | 185813.5552 | 0 | 0 | 0 | 4827517.0786 | 0 | 0 | 0 | 0 | 47770.0972 | 0 | 0 | 0 | 0 | 0 | 0 | 0 | 131438.2195 | 0 | 0 | 0 | 18817.3245 | 0 | 0
2016-08-17 16:00 | 0 | 0 | 0 | 0 | 88341.2267 | 746863.8843 | 602481 | 0 | 0 | 0 | 196753.4866 | 0 | 0 | 0 | 0 | 0 | 0 | 250736.9524 | 0 | 0 | 0 | 4842551.6281 | 0 | 0 | 0 | 0 | 148983.3894 | 0 | 0 | 0 | 0 | 0 | 0 | 0 | 64923.3972 | 0 | 0 | 0 | 18817.3245 | 0 | 0
2016-08-17 17:00 | 0 | 0 | 0 | 0 | 83189.4676 | 751273.2333 | 624699 | 0 | 0 | 0 | 345736.876 | 0 | 0 | 0 | 0 | 0 | 0 | 292699.9395 | 0 | 0 | 0 | 4857586.1175 | 0 | 0 | 0 | 0 | 148983.3894 | 0 | 0 | 0 | 0 | 0 | 0 | 0 | 41962.9871 | 0 | 0 | 0 | 18817.3245 | 0 | 0
2016-08-17 18:00 | 0 | 0 | 0 | 0 | 83874.1276 | 739543.6814 | 642586 | 0 | 0 | 0 | 376313.1409 | 0 | 0 | 0 | 0 | 0 | 0 | 424138.159 | 0 | 0 | 0 | 4872620.5468 | 0 | 0 | 0 | 0 | 30576.265 | 0 | 0 | 0 | 0 | 0 | 0 | 0 | 131438.2195 | 0 | 0 | 0 | 18817.3245 | 0 | 0
2016-08-17 19:00 | 0 | 0 | 0 | 0 | 89110.3255 | 722424.5057 | 655492 | 0 | 0 | 0 | 525296.5303 | 0 | 0 | 0 | 0 | 0 | 0 | 412380.2764 | 0 | 0 | 0 | 4887654.9159 | 0 | 0 | 0 | 0 | 148983.3894 | 0 | 0 | 0 | 0 | 0 | 0 | 0 | -11757.8827 | 0 | 0 | 0 | 18817.3245 | 0 | 0
2016-08-17 20:00 | 0 | 0 | 0 | 0 | 96709.991 | 705689.4818 | 665307 | 0 | 0 | 0 | 674279.9197 | 0 | 0 | 0 | 0 | 0 | 0 | 381672.0353 | 0 | 0 | 0 | 4902689.2248 | 0 | 0 | 0 | 0 | 148983.3894 | 0 | 0 | 0 | 0 | 0 | 0 | 0 | -30708.241 | 0 | 0 | 0 | 18817.3245 | 0 | 0
2016-08-17 21:00 | 0 | 0 | 0 | 0 | 106472.8483 | 679739.7958 | 668430 | 0 | 0 | 0 | 641807.0198 | 0 | 0 | 0 | 0 | 0 | 0 | 513110.2549 | 0 | 0 | 0 | 4917723.4737 | 0 | 0 | 0 | 0 | -32472.8999 | 0 | 0 | 0 | 0 | 0 | 0 | 0 | 131438.2195 | 0 | 0 | 0 | 18817.3245 | 0 | 0
2016-08-17 22:00 | 0 | 0 | 0 | 0 | 125109.3858 | 634395.0661 | 661194 | 0 | 0 | 0 | 790790.4092 | 0 | 0 | 0 | 0 | 0 | 0 | 443619.9929 | 0 | 0 | 0 | 4932757.6624 | 0 | 0 | 0 | 0 | 148983.3894 | 0 | 0 | 0 | 0 | 0 | 0 | 0 | -69490.2619 | 0 | 0 | 0 | 18817.3245 | 0 | 0
2016-08-17 23:00 | 0 | 0 | 0 | 0 | 0 | 544141.6369 | 646276 | 0 | 0 | 0 | 801276.9411 | 0 | 0 | 0 | 0 | 0 | 0 | 312181.7734 | 0 | 0 | 0 | 4947791.7909 | 0 | 0 | 0 | 0 | 10486.532 | 0 | 0 | 0 | 0 | 0 | 0 | 0 | -131438.2195 | 0 | 0 | 0 | 18817.3245 | 0 | 0
2016-08-18 | 0 | 0 | 0 | 0 | 285424.7009 | 387922.758 | 634017 | 0 | 0 | 0 | 701155.5896 | 0 | 0 | 0 | 0 | 0 | 0 | 432816.2593 | 0 | 0 | 0 | 4962825.8593 | 0 | 0 | 0 | 0 | -100121.3515 | 0 | 0 | 0 | 0 | 0 | 0 | 0 | 120634.4859 | 0 | 0 | 0 | 18817.3245 | 0 | 0
2016-08-18 01:00 | 0 | 0 | 0 | 0 | 266173.211 | 135544.8255 | 614945 | 0 | 0 | 0 | 552172.2003 | 0 | 0 | 0 | 0 | 0 | 0 | 349755.3607 | 0 | 0 | 0 | 4977859.8676 | 0 | 0 | 0 | 0 | -148983.3894 | 0 | 0 | 0 | 0 | 0 | 0 | 0 | -83060.8986 | 0 | 0 | 0 | 18817.3245 | 0 | 0
2016-08-18 02:00 | 0 | 0 | 0 | 0 | 601735.7751 | 862.5567 | 582294 | 0 | 0 | 0 | 685097.427 | 0 | 0 | 0 | 0 | 0 | 0 | 218317.1412 | 0 | 0 | 0 | 4992893.8158 | 0 | 0 | 0 | 0 | 132925.2267 | 0 | 0 | 0 | 0 | 0 | 0 | 0 | -131438.2195 | 0 | 0 | 0 | 18817.3245 | 0 | 0
2016-08-18 03:00 | 0 | 0 | 0 | 0 | 608275.6023 | 0 | 543538 | 0 | 0 | 0 | 599579.4853 | 0 | 0 | 0 | 0 | 0 | 0 | 349755.3607 | 0 | 0 | 0 | 5007927.7038 | 0 | 0 | 0 | 0 | -85517.9417 | 0 | 0 | 0 | 0 | 0 | 0 | 0 | 131438.2195 | 0 | 0 | 0 | 18817.3245 | 0 | 0
2016-08-18 04:00 | 0 | 0 | 0 | 0 | 576604.6411 | 0 | 507707 | 0 | 0 | 0 | 748562.8747 | 0 | 0 | 0 | 0 | 0 | 0 | 250852.2879 | 0 | 0 | 0 | 5022961.5316 | 0 | 0 | 0 | 0 | 148983.3894 | 0 | 0 | 0 | 0 | 0 | 0 | 0 | -98903.0728 | 0 | 0 | 0 | 18817.3245 | 0 | 0
2016-08-18 05:00 | 0 | 0 | 0 | 0 | 529650.0885 | 0 | 476687 | 0 | 0 | 0 | 651270.4193 | 0 | 0 | 0 | 0 | 0 | 0 | 382290.5074 | 0 | 0 | 0 | 5037995.2994 | 0 | 0 | 0 | 0 | -97292.4555 | 0 | 0 | 0 | 0 | 0 | 0 | 0 | 131438.2195 | 0 | 0 | 0 | 18817.3245 | 0 | 0
2016-08-18 06:00 | 0 | 0 | 0 | 0 | 478123.0634 | 0 | 452939 | 0 | 0 | 0 | 526198.9387 | 0 | 0 | 0 | 0 | 0 | 0 | 513728.7269 | 0 | 0 | 0 | 5053029.007 | 0 | 0 | 0 | 0 | -125071.4806 | 0 | 0 | 0 | 0 | 0 | 0 | 0 | 131438.2195 | 0 | 0 | 0 | 18817.3245 | 0 | 0
2016-08-18 07:00 | 0 | 0 | 0 | 0 | 433328.2467 | 0 | 435719 | 0 | 0 | 0 | 636429.0804 | 0 | 0 | 0 | 0 | 0 | 0 | 382290.5074 | 0 | 0 | 0 | 5068062.6545 | 0 | 0 | 0 | 0 | 110230.1418 | 0 | 0 | 0 | 0 | 0 | 0 | 0 | -131438.2195 | 0 | 0 | 0 | 18817.3245 | 0 | 0
2016-08-18 08:00 | 0 | 0 | 0 | 0 | 400430.3169 | 0 | 427768 | 0 | 0 | 0 | 487445.6911 | 0 | 0 | 0 | 0 | 0 | 0 | 485118.8892 | 0 | 0 | 0 | 5083096.2418 | 0 | 0 | 0 | 0 | -148983.3894 | 0 | 0 | 0 | 0 | 0 | 0 | 0 | 102828.3817 | 0 | 0 | 0 | 18817.3245 | 0 | 0
2016-08-18 09:00 | 0 | 0 | 0 | 0 | 331483.7729 | 0 | 433040 | 0 | 0 | 0 | 338462.3017 | 0 | 0 | 0 | 0 | 0 | 0 | 513728.7269 | 0 | 0 | 0 | 5098129.769 | 0 | 0 | 0 | 0 | -148983.3894 | 0 | 0 | 0 | 0 | 0 | 0 | 0 | 28609.8378 | 0 | 0 | 0 | 18817.3245 | 0 | 0
2016-08-18 10:00 | 0 | 0 | 0 | 0 | 341534.9384 | 0 | 452116 | 0 | 0 | 0 | 340502.1351 | 0 | 0 | 0 | 0 | 0 | 0 | 382290.5074 | 0 | 0 | 0 | 5113163.2361 | 0 | 0 | 0 | 0 | 2039.8334 | 0 | 0 | 0 | 0 | 0 | 0 | 0 | -131438.2195 | 0 | 0 | 0 | 18817.3245 | 0 | 0
2016-08-18 11:00 | 0 | 0 | 0 | 0 | 321016.67 | 0 | 472052 | 0 | 0 | 0 | 302087.7002 | 0 | 0 | 0 | 0 | 0 | 0 | 250852.2879 | 0 | 0 | 0 | 5128196.643 | 0 | 0 | 0 | 0 | -38414.4349 | 0 | 0 | 0 | 0 | 0 | 0 | 0 | -131438.2195 | 0 | 0 | 0 | 18817.3245 | 0 | 0
2016-08-18 12:00 | 0 | 0 | 0 | 0 | 216933.3033 | 11116.3243 | 491223 | 0 | 0 | 0 | 153104.3108 | 0 | 0 | 0 | 0 | 0 | 0 | 119414.0684 | 0 | 0 | 0 | 5141974.7194 | 0 | 0 | 0 | 0 | -148983.3894 | 0 | 0 | 0 | 0 | 0 | 0 | 0 | -131438.2195 | 0 | 0 | 0 | 17248.2365 | 0 | 0
2016-08-18 13:00 | 0 | 0 | 0 | 0 | 129249.9881 | 207990.6709 | 514763 | 0 | 0 | 0 | 4120.9214 | 0 | 0 | 0 | 0 | 0 | 0 | 72057.7923 | 0 | 0 | 0 | 5157008.0111 | 0 | 0 | 0 | 0 | -148983.3894 | 0 | 0 | 0 | 0 | 0 | 0 | 0 | -47356.2761 | 0 | 0 | 0 | 18817.3245 | 0 | 0
2016-08-18 14:00 | 0 | 0 | 0 | 0 | 0 | 504061.8941 | 543408 | 0 | 0 | 0 | 18015.2833 | 0 | 0 | 0 | 0 | 0 | 0 | 0 | 0 | 0 | 0 | 5172041.2426 | 0 | 0 | 0 | 0 | 13894.3619 | 0 | 0 | 0 | 0 | 0 | 0 | 0 | -72057.7923 | 0 | 0 | 0 | 18817.3245 | 0 | 0
2016-08-18 15:00 | 0 | 0 | 0 | 0 | 95006.542 | 646090.1719 | 573296 | 0 | 0 | 0 | 166998.6727 | 0 | 0 | 0 | 0 | 0 | 0 | 0 | 0 | 0 | 0 | 5187074.4141 | 0 | 0 | 0 | 0 | 148983.3894 | 0 | 0 | 0 | 0 | 0 | 0 | 0 | 0 | 0 | 0 | 0 | 18817.3245 | 0 | 0
2016-08-18 16:00 | 0 | 0 | 0 | 0 | 191472.2402 | 707960.6932 | 600194 | 0 | 0 | 0 | 315982.0621 | 0 | 0 | 0 | 0 | 0 | 0 | 131438.2195 | 0 | 0 | 0 | 5202107.5254 | 0 | 0 | 0 | 0 | 148983.3894 | 0 | 0 | 0 | 0 | 0 | 0 | 0 | 131438.2195 | 0 | 0 | 0 | 18817.3245 | 0 | 0
2016-08-18 17:00 | 0 | 0 | 0 | 0 | 0 | 709250.858 | 623965 | 0 | 0 | 0 | 464965.4514 | 0 | 0 | 0 | 0 | 0 | 0 | 48923.3637 | 0 | 0 | 0 | 5217140.5765 | 0 | 0 | 0 | 0 | 148983.3894 | 0 | 0 | 0 | 0 | 0 | 0 | 0 | -82514.8558 | 0 | 0 | 0 | 18817.3245 | 0 | 0
2016-08-18 18:00 | 0 | 0 | 0 | 0 | 245563.3462 | 695827.5871 | 642152 | 0 | 0 | 0 | 613948.8408 | 0 | 0 | 0 | 0 | 0 | 0 | 180361.5832 | 0 | 0 | 0 | 5232173.5675 | 0 | 0 | 0 | 0 | 148983.3894 | 0 | 0 | 0 | 0 | 0 | 0 | 0 | 131438.2195 | 0 | 0 | 0 | 18817.3245 | 0 | 0
2016-08-18 19:00 | 0 | 0 | 0 | 0 | 175921.5496 | 676176.567 | 654155 | 0 | 0 | 0 | 762932.2302 | 0 | 0 | 0 | 0 | 0 | 0 | 210503.9859 | 0 | 0 | 0 | 5247206.4984 | 0 | 0 | 0 | 0 | 148983.3894 | 0 | 0 | 0 | 0 | 0 | 0 | 0 | 30142.4027 | 0 | 0 | 0 | 18817.3245 | 0 | 0
2016-08-18 20:00 | 0 | 0 | 0 | 0 | 268799.784 | 656624.1053 | 661159 | 0 | 0 | 0 | 911915.6195 | 0 | 0 | 0 | 0 | 0 | 0 | 306968.1613 | 0 | 0 | 0 | 5262239.3692 | 0 | 0 | 0 | 0 | 148983.3894 | 0 | 0 | 0 | 0 | 0 | 0 | 0 | 96464.1755 | 0 | 0 | 0 | 18817.3245 | 0 | 0
2016-08-18 21:00 | 0 | 0 | 0 | 0 | 275160.2912 | 630207.2454 | 661487 | 0 | 0 | 0 | 1005540.6122 | 0 | 0 | 0 | 0 | 0 | 0 | 438406.3808 | 0 | 0 | 0 | 5277272.1798 | 0 | 0 | 0 | 0 | 93624.9927 | 0 | 0 | 0 | 0 | 0 | 0 | 0 | 131438.2195 | 0 | 0 | 0 | 18817.3245 | 0 | 0
2016-08-18 22:00 | 0 | 0 | 0 | 0 | 289189.9645 | 588500.1403 | 652540 | 0 | 0 | 0 | 1154524.0016 | 0 | 0 | 0 | 0 | 0 | 0 | 495755.7719 | 0 | 0 | 0 | 5292304.9303 | 0 | 0 | 0 | 0 | 148983.3894 | 0 | 0 | 0 | 0 | 0 | 0 | 0 | 57349.391 | 0 | 0 | 0 | 18817.3245 | 0 | 0
2016-08-18 23:00 | 0 | 0 | 0 | 0 | 316353.2114 | 506540.4575 | 637120 | 0 | 0 | 0 | 1303507.3909 | 0 | 0 | 0 | 0 | 0 | 0 | 513728.7269 | 0 | 0 | 0 | 5307337.6207 | 0 | 0 | 0 | 0 | 148983.3894 | 0 | 0 | 0 | 0 | 0 | 0 | 0 | 17972.955 | 0 | 0 | 0 | 18817.3245 | 0 | 0
2016-08-19 | 0 | 0 | 0 | 0 | 382062.9278 | 362886.0582 | 625313 | 0 | 0 | 0 | 1452490.7803 | 0 | 0 | 0 | 0 | 0 | 0 | 465563.9991 | 0 | 0 | 0 | 5322370.2509 | 0 | 0 | 0 | 0 | 148983.3894 | 0 | 0 | 0 | 0 | 0 | 0 | 0 | -48164.7279 | 0 | 0 | 0 | 18817.3245 | 0 | 0
2016-08-19 01:00 | 0 | 0 | 0 | 0 | 490096.0802 | 123863.8713 | 608471 | 0 | 0 | 0 | 1390997.6794 | 0 | 0 | 0 | 0 | 0 | 0 | 513728.7269 | 0 | 0 | 0 | 5337402.821 | 0 | 0 | 0 | 0 | -61493.1009 | 0 | 0 | 0 | 0 | 0 | 0 | 0 | 48164.7279 | 0 | 0 | 0 | 18817.3245 | 0 | 0
2016-08-19 02:00 | 0 | 0 | 0 | 0 | 491498.7487 | 812.7874 | 577238 | 0 | 0 | 0 | 1287253.8911 | 0 | 0 | 0 | 0 | 0 | 0 | 513728.7269 | 0 | 0 | 0 | 5352435.331 | 0 | 0 | 0 | 0 | -103743.7884 | 0 | 0 | 0 | 0 | 0 | 0 | 0 | 0 | 0 | 0 | 0 | 18817.3245 | 0 | 0
2016-08-19 03:00 | 0 | 0 | 0 | 0 | 461176.2134 | 0 | 539195 | 0 | 0 | 0 | 1190417.78 | 0 | 0 | 0 | 0 | 0 | 0 | 513728.7269 | 0 | 0 | 0 | 5367467.7808 | 0 | 0 | 0 | 0 | -96836.1111 | 0 | 0 | 0 | 0 | 0 | 0 | 0 | 0 | 0 | 0 | 0 | 18817.3245 | 0 | 0
2016-08-19 04:00 | 0 | 0 | 0 | 0 | 427376.0026 | 0 | 504080 | 0 | 0 | 0 | 1226334.6776 | 0 | 0 | 0 | 0 | 0 | 0 | 382290.5074 | 0 | 0 | 0 | 5382500.1706 | 0 | 0 | 0 | 0 | 35916.8976 | 0 | 0 | 0 | 0 | 0 | 0 | 0 | -131438.2195 | 0 | 0 | 0 | 18817.3245 | 0 | 0
2016-08-19 05:00 | 0 | 0 | 0 | 0 | 389614.3593 | 0 | 473150 | 0 | 0 | 0 | 1077351.2882 | 0 | 0 | 0 | 0 | 0 | 0 | 428920.9316 | 0 | 0 | 0 | 5397532.5001 | 0 | 0 | 0 | 0 | -148983.3894 | 0 | 0 | 0 | 0 | 0 | 0 | 0 | 46630.4242 | 0 | 0 | 0 | 18817.3245 | 0 | 0
2016-08-19 06:00 | 0 | 0 | 0 | 0 | 354538.7307 | 0 | 449103 | 0 | 0 | 0 | 928367.8989 | 0 | 0 | 0 | 0 | 0 | 0 | 464522.7272 | 0 | 0 | 0 | 5412564.7696 | 0 | 0 | 0 | 0 | -148983.3894 | 0 | 0 | 0 | 0 | 0 | 0 | 0 | 35601.7956 | 0 | 0 | 0 | 18817.3245 | 0 | 0
2016-08-19 07:00 | 0 | 0 | 0 | 0 | 323763.4797 | 0 | 431993 | 0 | 0 | 0 | 779384.5095 | 0 | 0 | 0 | 0 | 0 | 0 | 486459.2718 | 0 | 0 | 0 | 5427596.9789 | 0 | 0 | 0 | 0 | -148983.3894 | 0 | 0 | 0 | 0 | 0 | 0 | 0 | 21936.5446 | 0 | 0 | 0 | 18817.3245 | 0 | 0
2016-08-19 08:00 | 0 | 0 | 0 | 0 | 301750.1393 | 0 | 424279 | 0 | 0 | 0 | 630401.1201 | 0 | 0 | 0 | 0 | 0 | 0 | 494096.476 | 0 | 0 | 0 | 5442629.1281 | 0 | 0 | 0 | 0 | -148983.3894 | 0 | 0 | 0 | 0 | 0 | 0 | 0 | 7637.2042 | 0 | 0 | 0 | 18817.3245 | 0 | 0
2016-08-19 09:00 | 0 | 0 | 0 | 0 | 272772.8978 | 0 | 428643 | 0 | 0 | 0 | 481417.7308 | 0 | 0 | 0 | 0 | 0 | 0 | 468392.4387 | 0 | 0 | 0 | 5457661.2172 | 0 | 0 | 0 | 0 | -148983.3894 | 0 | 0 | 0 | 0 | 0 | 0 | 0 | -25704.0374 | 0 | 0 | 0 | 18817.3245 | 0 | 0
2016-08-19 10:00 | 0 | 0 | 0 | 0 | 255014.3512 | 0 | 445811 | 0 | 0 | 0 | 403241.9769 | 0 | 0 | 0 | 0 | 0 | 0 | 336954.2192 | 0 | 0 | 0 | 5472693.2461 | 0 | 0 | 0 | 0 | -78175.7538 | 0 | 0 | 0 | 0 | 0 | 0 | 0 | -131438.2195 | 0 | 0 | 0 | 18817.3245 | 0 | 0
2016-08-19 11:00 | 0 | 0 | 0 | 0 | 243475.7067 | 0 | 465515 | 0 | 0 | 0 | 293823.5787 | 0 | 0 | 0 | 0 | 0 | 0 | 205515.9997 | 0 | 0 | 0 | 5487725.2149 | 0 | 0 | 0 | 0 | -109418.3983 | 0 | 0 | 0 | 0 | 0 | 0 | 0 | -131438.2195 | 0 | 0 | 0 | 18817.3245 | 0 | 0
2016-08-19 12:00 | 0 | 0 | 0 | 0 | 174342.3819 | 5492.6306 | 485714 | 0 | 0 | 0 | 144840.1893 | 0 | 0 | 0 | 0 | 0 | 0 | 74077.7802 | 0 | 0 | 0 | 5443811.2318 | 0 | 0 | 0 | 0 | -148983.3894 | 0 | 0 | 0 | 0 | 0 | 0 | 0 | -131438.2195 | 0 | 0 | 0 | 0 | 43892.0322 | 0
2016-08-19 13:00 | 0 | 0 | 0 | 0 | 149621.1557 | 211967.1382 | 509916 | 0 | 0 | 0 | 51772.9389 | 0 | 0 | 0 | 0 | 0 | 0 | 0 | 0 | 0 | 0 | 5458843.3161 | 0 | 0 | 0 | 0 | -93067.2504 | 0 | 0 | 0 | 0 | 0 | 0 | 0 | -74077.7802 | 0 | 0 | 0 | 18817.3245 | 0 | 0
2016-08-19 14:00 | 0 | 0 | 0 | 0 | 0 | 506899.3856 | 539855 | 0 | 0 | 0 | 0 | 0 | 0 | 0 | 0 | 0 | 0 | 0 | 0 | 0 | 0 | 5473875.3404 | 0 | 0 | 0 | 0 | -51772.9389 | 0 | 0 | 0 | 0 | 0 | 0 | 0 | 0 | 0 | 0 | 0 | 18817.3245 | 0 | 0
2016-08-19 15:00 | 0 | 0 | 0 | 0 | 173994.8418 | 644800.012 | 568155 | 0 | 0 | 0 | 148983.3894 | 0 | 0 | 0 | 0 | 0 | 0 | 82839.1399 | 0 | 0 | 0 | 5488907.3044 | 0 | 0 | 0 | 0 | 148983.3894 | 0 | 0 | 0 | 0 | 0 | 0 | 0 | 82839.1399 | 0 | 0 | 0 | 18817.3245 | 0 | 0
2016-08-19 16:00 | 0 | 0 | 0 | 0 | 166194.4761 | 705546.7059 | 593314 | 0 | 0 | 0 | 277155.0274 | 0 | 0 | 0 | 0 | 0 | 0 | 214277.3594 | 0 | 0 | 0 | 5503939.2084 | 0 | 0 | 0 | 0 | 128171.638 | 0 | 0 | 0 | 0 | 0 | 0 | 0 | 131438.2195 | 0 | 0 | 0 | 18817.3245 | 0 | 0
2016-08-19 17:00 | 0 | 0 | 0 | 0 | 0 | 717061.3928 | 615385 | 0 | 0 | 0 | 426138.4168 | 0 | 0 | 0 | 0 | 0 | 0 | 148153.0383 | 0 | 0 | 0 | 5518971.0522 | 0 | 0 | 0 | 0 | 148983.3894 | 0 | 0 | 0 | 0 | 0 | 0 | 0 | -66124.3211 | 0 | 0 | 0 | 18817.3245 | 0 | 0
2016-08-19 18:00 | 0 | 0 | 0 | 0 | 167229.0281 | 708010.5829 | 632255 | 0 | 0 | 0 | 575121.8061 | 0 | 0 | 0 | 0 | 0 | 0 | 223336.9354 | 0 | 0 | 0 | 5534002.8359 | 0 | 0 | 0 | 0 | 148983.3894 | 0 | 0 | 0 | 0 | 0 | 0 | 0 | 75183.8971 | 0 | 0 | 0 | 18817.3245 | 0 | 0
2016-08-19 19:00 | 0 | 0 | 0 | 0 | 0 | 690793.0363 | 642342 | 0 | 0 | 0 | 502997.7943 | 0 | 0 | 0 | 0 | 0 | 0 | 325094.6591 | 0 | 0 | 0 | 5549034.5595 | 0 | 0 | 0 | 0 | -72124.0119 | 0 | 0 | 0 | 0 | 0 | 0 | 0 | 101757.7237 | 0 | 0 | 0 | 18817.3245 | 0 | 0
2016-08-19 20:00 | 0 | 0 | 0 | 0 | 194908.8477 | 677532.7145 | 647445 | 0 | 0 | 0 | 651981.1837 | 0 | 0 | 0 | 0 | 0 | 0 | 382290.5074 | 0 | 0 | 0 | 5564066.223 | 0 | 0 | 0 | 0 | 148983.3894 | 0 | 0 | 0 | 0 | 0 | 0 | 0 | 57195.8484 | 0 | 0 | 0 | 18817.3245 | 0 | 0
2016-08-19 21:00 | 0 | 0 | 0 | 0 | 30577.3568 | 651129.1376 | 645344 | 0 | 0 | 0 | 800964.573 | 0 | 0 | 0 | 0 | 0 | 0 | 250852.2879 | 0 | 0 | 0 | 5579097.8263 | 0 | 0 | 0 | 0 | 148983.3894 | 0 | 0 | 0 | 0 | 0 | 0 | 0 | -131438.2195 | 0 | 0 | 0 | 18817.3245 | 0 | 0
2016-08-19 22:00 | 0 | 0 | 0 | 0 | 246568.6197 | 606228.7437 | 633038 | 0 | 0 | 0 | 870468.3925 | 0 | 0 | 0 | 0 | 0 | 0 | 382290.5074 | 0 | 0 | 0 | 5594129.3695 | 0 | 0 | 0 | 0 | 69503.8194 | 0 | 0 | 0 | 0 | 0 | 0 | 0 | 131438.2195 | 0 | 0 | 0 | 18817.3245 | 0 | 0
2016-08-19 23:00 | 0 | 0 | 0 | 0 | 276029.7542 | 519608.4759 | 613220 | 0 | 0 | 0 | 902631.0786 | 0 | 0 | 0 | 0 | 0 | 0 | 513728.7269 | 0 | 0 | 0 | 5609160.8525 | 0 | 0 | 0 | 0 | 32162.6862 | 0 | 0 | 0 | 0 | 0 | 0 | 0 | 131438.2195 | 0 | 0 | 0 | 18817.3245 | 0 | 0
2016-08-20 | 0 | 0 | 0 | 0 | 319278.0413 | 375131.9759 | 598060 | 0 | 0 | 0 | 1051614.468 | 0 | 0 | 0 | 0 | 0 | 0 | 442278.0303 | 0 | 0 | 0 | 5624192.2755 | 0 | 0 | 0 | 0 | 148983.3894 | 0 | 0 | 0 | 0 | 0 | 0 | 0 | -71450.6966 | 0 | 0 | 0 | 18817.3245 | 0 | 0
2016-08-20 01:00 | 0 | 0 | 0 | 0 | 380461.5641 | 119739.1512 | 580612 | 0 | 0 | 0 | 902631.0786 | 0 | 0 | 0 | 0 | 0 | 0 | 492032.8105 | 0 | 0 | 0 | 5639223.6383 | 0 | 0 | 0 | 0 | -148983.3894 | 0 | 0 | 0 | 0 | 0 | 0 | 0 | 49754.7802 | 0 | 0 | 0 | 18817.3245 | 0 | 0
2016-08-20 02:00 | 0 | 0 | 0 | 0 | 403610.0256 | 566.2653 | 551582 | 0 | 0 | 0 | 753647.6893 | 0 | 0 | 0 | 0 | 0 | 0 | 474793.1664 | 0 | 0 | 0 | 5654254.941 | 0 | 0 | 0 | 0 | -148983.3894 | 0 | 0 | 0 | 0 | 0 | 0 | 0 | -17239.6441 | 0 | 0 | 0 | 18817.3245 | 0 | 0
2016-08-20 03:00 | 0 | 0 | 0 | 0 | 393793.014 | 0 | 517337 | 0 | 0 | 0 | 604664.2999 | 0 | 0 | 0 | 0 | 0 | 0 | 481415.2452 | 0 | 0 | 0 | 5669286.1836 | 0 | 0 | 0 | 0 | -148983.3894 | 0 | 0 | 0 | 0 | 0 | 0 | 0 | 6622.0789 | 0 | 0 | 0 | 18817.3245 | 0 | 0
2016-08-20 04:00 | 0 | 0 | 0 | 0 | 375704.4488 | 0 | 484281 | 0 | 0 | 0 | 608708.6437 | 0 | 0 | 0 | 0 | 0 | 0 | 349977.0257 | 0 | 0 | 0 | 5684317.366 | 0 | 0 | 0 | 0 | 4044.3438 | 0 | 0 | 0 | 0 | 0 | 0 | 0 | -131438.2195 | 0 | 0 | 0 | 18817.3245 | 0 | 0
2016-08-20 05:00 | 0 | 0 | 0 | 0 | 371053.2975 | 0 | 457219 | 0 | 0 | 0 | 635163.8362 | 0 | 0 | 0 | 0 | 0 | 0 | 218538.8062 | 0 | 0 | 0 | 5699348.4883 | 0 | 0 | 0 | 0 | 26455.1925 | 0 | 0 | 0 | 0 | 0 | 0 | 0 | -131438.2195 | 0 | 0 | 0 | 18817.3245 | 0 | 0
2016-08-20 06:00 | 0 | 0 | 0 | 0 | 173362.7156 | 0 | 434967 | 0 | 0 | 0 | 486180.4468 | 0 | 0 | 0 | 0 | 0 | 0 | 87100.5867 | 0 | 0 | 0 | 5714379.5505 | 0 | 0 | 0 | 0 | -148983.3894 | 0 | 0 | 0 | 0 | 0 | 0 | 0 | -131438.2195 | 0 | 0 | 0 | 18817.3245 | 0 | 0
2016-08-20 07:00 | 0 | 0 | 0 | 0 | 388173.6273 | 0 | 418235 | 0 | 0 | 0 | 337197.0575 | 0 | 0 | 0 | 0 | 0 | 0 | 187205.2789 | 0 | 0 | 0 | 5729410.5526 | 0 | 0 | 0 | 0 | -148983.3894 | 0 | 0 | 0 | 0 | 0 | 0 | 0 | 100104.6922 | 0 | 0 | 0 | 18817.3245 | 0 | 0
2016-08-20 08:00 | 0 | 0 | 0 | 0 | 411181.4584 | 0 | 407918 | 0 | 0 | 0 | 190204.9718 | 0 | 0 | 0 | 0 | 0 | 0 | 318643.4984 | 0 | 0 | 0 | 5744441.4945 | 0 | 0 | 0 | 0 | -146992.0856 | 0 | 0 | 0 | 0 | 0 | 0 | 0 | 131438.2195 | 0 | 0 | 0 | 18817.3245 | 0 | 0
2016-08-20 09:00 | 0 | 0 | 0 | 0 | 422789.5648 | 0 | 404022 | 0 | 0 | 0 | 321593.4317 | 0 | 0 | 0 | 0 | 0 | 0 | 187205.2789 | 0 | 0 | 0 | 5759472.3763 | 0 | 0 | 0 | 0 | 131388.4598 | 0 | 0 | 0 | 0 | 0 | 0 | 0 | -131438.2195 | 0 | 0 | 0 | 18817.3245 | 0 | 0
2016-08-20 10:00 | 0 | 0 | 0 | 0 | 144744.7156 | 0 | 406349 | 0 | 0 | 0 | 172610.0423 | 0 | 0 | 0 | 0 | 0 | 0 | 55767.0594 | 0 | 0 | 0 | 5774503.198 | 0 | 0 | 0 | 0 | -148983.3894 | 0 | 0 | 0 | 0 | 0 | 0 | 0 | -131438.2195 | 0 | 0 | 0 | 18817.3245 | 0 | 0
2016-08-20 11:00 | 0 | 0 | 0 | 0 | 423066.955 | 0 | 414084 | 0 | 0 | 0 | 59359.3493 | 0 | 0 | 0 | 0 | 0 | 0 | 159183.3829 | 0 | 0 | 0 | 5789533.9596 | 0 | 0 | 0 | 0 | -113250.693 | 0 | 0 | 0 | 0 | 0 | 0 | 0 | 103416.3235 | 0 | 0 | 0 | 18817.3245 | 0 | 0
2016-08-20 12:00 | 0 | 0 | 0 | 0 | 373492.4254 | 4760.7325 | 434124 | 0 | 0 | 0 | 116109.4022 | 0 | 0 | 0 | 0 | 0 | 0 | 27745.1634 | 0 | 0 | 0 | 5804564.6611 | 0 | 0 | 0 | 0 | 56750.0529 | 0 | 0 | 0 | 0 | 0 | 0 | 0 | -131438.2195 | 0 | 0 | 0 | 18817.3245 | 0 | 0
2016-08-20 13:00 | 0 | 0 | 0 | 0 | 384043.6785 | 217559.8719 | 461548 | 0 | 0 | 0 | 265092.7916 | 0 | 0 | 0 | 0 | 0 | 0 | 0 | 0 | 0 | 0 | 5819595.3024 | 0 | 0 | 0 | 0 | 148983.3894 | 0 | 0 | 0 | 0 | 0 | 0 | 0 | -27745.1634 | 0 | 0 | 0 | 18817.3245 | 0 | 0
2016-08-20 14:00 | 0 | 0 | 0 | 0 | 0 | 505868.3447 | 491914 | 0 | 0 | 0 | 260229.8118 | 0 | 0 | 0 | 0 | 0 | 0 | 0 | 0 | 0 | 0 | 5834625.8836 | 0 | 0 | 0 | 0 | -4862.9797 | 0 | 0 | 0 | 0 | 0 | 0 | 0 | 0 | 0 | 0 | 0 | 18817.3245 | 0 | 0
2016-08-20 15:00 | 0 | 0 | 0 | 0 | 146183.7012 | 673991.2322 | 520936 | 0 | 0 | 0 | 409213.2012 | 0 | 0 | 0 | 0 | 0 | 0 | 131438.2195 | 0 | 0 | 0 | 5849656.4047 | 0 | 0 | 0 | 0 | 148983.3894 | 0 | 0 | 0 | 0 | 0 | 0 | 0 | 131438.2195 | 0 | 0 | 0 | 18817.3245 | 0 | 0
2016-08-20 16:00 | 0 | 0 | 0 | 0 | 0 | 735550.6553 | 543602 | 0 | 0 | 0 | 558196.5906 | 0 | 0 | 0 | 0 | 0 | 0 | 155586.1609 | 0 | 0 | 0 | 5864686.8656 | 0 | 0 | 0 | 0 | 148983.3894 | 0 | 0 | 0 | 0 | 0 | 0 | 0 | 24147.9414 | 0 | 0 | 0 | 18817.3245 | 0 | 0
2016-08-20 17:00 | 0 | 0 | 0 | 0 | 0 | 743222.3838 | 560233 | 0 | 0 | 0 | 707179.9799 | 0 | 0 | 0 | 0 | 0 | 0 | 170774.8308 | 0 | 0 | 0 | 5879717.2665 | 0 | 0 | 0 | 0 | 148983.3894 | 0 | 0 | 0 | 0 | 0 | 0 | 0 | 15188.6699 | 0 | 0 | 0 | 18817.3245 | 0 | 0
2016-08-20 18:00 | 0 | 0 | 0 | 0 | 139280.6743 | 732002.259 | 572044 | 0 | 0 | 0 | 856163.3693 | 0 | 0 | 0 | 0 | 0 | 0 | 302213.0504 | 0 | 0 | 0 | 5894747.6072 | 0 | 0 | 0 | 0 | 148983.3894 | 0 | 0 | 0 | 0 | 0 | 0 | 0 | 131438.2195 | 0 | 0 | 0 | 18817.3245 | 0 | 0
2016-08-20 19:00 | 0 | 0 | 0 | 0 | 0 | 714577.9318 | 580000 | 0 | 0 | 0 | 1005146.7587 | 0 | 0 | 0 | 0 | 0 | 0 | 268990.2683 | 0 | 0 | 0 | 5909777.8878 | 0 | 0 | 0 | 0 | 148983.3894 | 0 | 0 | 0 | 0 | 0 | 0 | 0 | -33222.782 | 0 | 0 | 0 | 18817.3245 | 0 | 0
2016-08-20 20:00 | 0 | 0 | 0 | 0 | 0 | 701184.0191 | 587024 | 0 | 0 | 0 | 1154130.148 | 0 | 0 | 0 | 0 | 0 | 0 | 215349.5736 | 0 | 0 | 0 | 5924808.1083 | 0 | 0 | 0 | 0 | 148983.3894 | 0 | 0 | 0 | 0 | 0 | 0 | 0 | -53640.6947 | 0 | 0 | 0 | 18817.3245 | 0 | 0
2016-08-20 21:00 | 0 | 0 | 0 | 0 | 212447.1705 | 676339.7629 | 589548 | 0 | 0 | 0 | 1303113.5374 | 0 | 0 | 0 | 0 | 0 | 0 | 346787.7931 | 0 | 0 | 0 | 5939838.2686 | 0 | 0 | 0 | 0 | 148983.3894 | 0 | 0 | 0 | 0 | 0 | 0 | 0 | 131438.2195 | 0 | 0 | 0 | 18817.3245 | 0 | 0
2016-08-20 22:00 | 0 | 0 | 0 | 0 | 123833.3167 | 637748.5434 | 583463 | 0 | 0 | 0 | 1452096.9268 | 0 | 0 | 0 | 0 | 0 | 0 | 357105.9393 | 0 | 0 | 0 | 5954868.3689 | 0 | 0 | 0 | 0 | 148983.3894 | 0 | 0 | 0 | 0 | 0 | 0 | 0 | 10318.1462 | 0 | 0 | 0 | 18817.3245 | 0 | 0
2016-08-20 23:00 | 0 | 0 | 0 | 0 | 218447.4766 | 545062.8054 | 570525 | 0 | 0 | 0 | 1601080.3162 | 0 | 0 | 0 | 0 | 0 | 0 | 382290.5074 | 0 | 0 | 0 | 5969898.409 | 0 | 0 | 0 | 0 | 148983.3894 | 0 | 0 | 0 | 0 | 0 | 0 | 0 | 25184.5681 | 0 | 0 | 0 | 18817.3245 | 0 | 0
2016-08-21 | 0 | 0 | 0 | 0 | 220569.8481 | 389734.7684 | 560708 | 0 | 0 | 0 | 1500421.3886 | 0 | 0 | 0 | 0 | 0 | 0 | 513728.7269 | 0 | 0 | 0 | 5984928.389 | 0 | 0 | 0 | 0 | -100658.9275 | 0 | 0 | 0 | 0 | 0 | 0 | 0 | 131438.2195 | 0 | 0 | 0 | 18817.3245 | 0 | 0
2016-08-21 01:00 | 0 | 0 | 0 | 0 | 286179.1272 | 119007.722 | 546320 | 0 | 0 | 0 | 1351437.9992 | 0 | 0 | 0 | 0 | 0 | 0 | 502761.641 | 0 | 0 | 0 | 5999958.3088 | 0 | 0 | 0 | 0 | -148983.3894 | 0 | 0 | 0 | 0 | 0 | 0 | 0 | -10967.0859 | 0 | 0 | 0 | 18817.3245 | 0 | 0
2016-08-21 02:00 | 0 | 0 | 0 | 0 | 286588.3623 | 444.7938 | 522016 | 0 | 0 | 0 | 1202454.6099 | 0 | 0 | 0 | 0 | 0 | 0 | 397944.862 | 0 | 0 | 0 | 6014988.1686 | 0 | 0 | 0 | 0 | -148983.3894 | 0 | 0 | 0 | 0 | 0 | 0 | 0 | -104816.779 | 0 | 0 | 0 | 18817.3245 | 0 | 0
2016-08-21 03:00 | 0 | 0 | 0 | 0 | 274983.4357 | 0 | 492804 | 0 | 0 | 0 | 1053471.2205 | 0 | 0 | 0 | 0 | 0 | 0 | 310290.3626 | 0 | 0 | 0 | 6030017.9682 | 0 | 0 | 0 | 0 | -148983.3894 | 0 | 0 | 0 | 0 | 0 | 0 | 0 | -87654.4994 | 0 | 0 | 0 | 18817.3245 | 0 | 0
2016-08-21 04:00 | 0 | 0 | 0 | 0 | 269107.4018 | 0 | 463664 | 0 | 0 | 0 | 971535.5173 | 0 | 0 | 0 | 0 | 0 | 0 | 178852.1431 | 0 | 0 | 0 | 6045047.7077 | 0 | 0 | 0 | 0 | -81935.7032 | 0 | 0 | 0 | 0 | 0 | 0 | 0 | -131438.2195 | 0 | 0 | 0 | 18817.3245 | 0 | 0
2016-08-21 05:00 | 0 | 0 | 0 | 0 | 275394.7569 | 0 | 439723 | 0 | 0 | 0 | 822552.1279 | 0 | 0 | 0 | 0 | 0 | 0 | 144689.9648 | 0 | 0 | 0 | 6060077.3871 | 0 | 0 | 0 | 0 | -148983.3894 | 0 | 0 | 0 | 0 | 0 | 0 | 0 | -34162.1782 | 0 | 0 | 0 | 18817.3245 | 0 | 0
2016-08-21 06:00 | 0 | 0 | 0 | 0 | 296343.9752 | 0 | 419299 | 0 | 0 | 0 | 673568.7386 | 0 | 0 | 0 | 0 | 0 | 0 | 151901.0049 | 0 | 0 | 0 | 6075107.0064 | 0 | 0 | 0 | 0 | -148983.3894 | 0 | 0 | 0 | 0 | 0 | 0 | 0 | 7211.0401 | 0 | 0 | 0 | 18817.3245 | 0 | 0
2016-08-21 07:00 | 0 | 0 | 0 | 0 | 325277.9594 | 0 | 403933 | 0 | 0 | 0 | 524585.3492 | 0 | 0 | 0 | 0 | 0 | 0 | 203412.0293 | 0 | 0 | 0 | 6090136.5656 | 0 | 0 | 0 | 0 | -148983.3894 | 0 | 0 | 0 | 0 | 0 | 0 | 0 | 51511.0243 | 0 | 0 | 0 | 18817.3245 | 0 | 0
2016-08-21 08:00 | 0 | 0 | 0 | 0 | 359344.8227 | 0 | 393719 | 0 | 0 | 0 | 413139.0158 | 0 | 0 | 0 | 0 | 0 | 0 | 261666.8609 | 0 | 0 | 0 | 6105166.0646 | 0 | 0 | 0 | 0 | -111446.3334 | 0 | 0 | 0 | 0 | 0 | 0 | 0 | 58254.8317 | 0 | 0 | 0 | 18817.3245 | 0 | 0
2016-08-21 09:00 | 0 | 0 | 0 | 0 | 126918.7156 | 0 | 388523 | 0 | 0 | 0 | 264155.6264 | 0 | 0 | 0 | 0 | 0 | 0 | 130228.6414 | 0 | 0 | 0 | 6120195.5035 | 0 | 0 | 0 | 0 | -148983.3894 | 0 | 0 | 0 | 0 | 0 | 0 | 0 | -131438.2195 | 0 | 0 | 0 | 18817.3245 | 0 | 0
2016-08-21 10:00 | 0 | 0 | 0 | 0 | 367945.7313 | 0 | 389420 | 0 | 0 | 0 | 115172.237 | 0 | 0 | 0 | 0 | 0 | 0 | 238920.4376 | 0 | 0 | 0 | 6135224.8823 | 0 | 0 | 0 | 0 | -148983.3894 | 0 | 0 | 0 | 0 | 0 | 0 | 0 | 108691.7962 | 0 | 0 | 0 | 18817.3245 | 0 | 0
2016-08-21 11:00 | 0 | 0 | 0 | 0 | 376843.5635 | 0 | 393384 | 0 | 0 | 0 | 211252.6955 | 0 | 0 | 0 | 0 | 0 | 0 | 107482.2181 | 0 | 0 | 0 | 6150254.201 | 0 | 0 | 0 | 0 | 96080.4585 | 0 | 0 | 0 | 0 | 0 | 0 | 0 | -131438.2195 | 0 | 0 | 0 | 18817.3245 | 0 | 0
2016-08-21 12:00 | 0 | 0 | 0 | 0 | 297232.019 | 5676.9175 | 409119 | 0 | 0 | 0 | 62269.3062 | 0 | 0 | 0 | 0 | 0 | 0 | 131438.2195 | 0 | 0 | 0 | 6165283.4596 | 0 | 0 | 0 | 0 | -148983.3894 | 0 | 0 | 0 | 0 | 0 | 0 | 0 | 23956.0014 | 0 | 0 | 0 | 18817.3245 | 0 | 0
2016-08-21 13:00 | 0 | 0 | 0 | 0 | 117515.5066 | 213607.8357 | 434233 | 0 | 0 | 0 | 71780.5435 | 0 | 0 | 0 | 0 | 0 | 0 | 0 | 0 | 0 | 0 | 6180312.658 | 0 | 0 | 0 | 0 | 9511.2374 | 0 | 0 | 0 | 0 | 0 | 0 | 0 | -131438.2195 | 0 | 0 | 0 | 18817.3245 | 0 | 0
2016-08-21 14:00 | 0 | 0 | 0 | 0 | 102348.3663 | 494591.523 | 460036 | 0 | 0 | 0 | 189867.1084 | 0 | 0 | 0 | 0 | 0 | 0 | 0 | 0 | 0 | 0 | 6195341.7964 | 0 | 0 | 0 | 0 | 118086.5648 | 0 | 0 | 0 | 0 | 0 | 0 | 0 | 0 | 0 | 0 | 0 | 18817.3245 | 0 | 0
2016-08-21 15:00 | 0 | 0 | 0 | 0 | 0 | 651268.0652 | 486552 | 0 | 0 | 0 | 204327.6295 | 0 | 0 | 0 | 0 | 0 | 0 | 131438.2195 | 0 | 0 | 0 | 6210370.8746 | 0 | 0 | 0 | 0 | 14460.5212 | 0 | 0 | 0 | 0 | 0 | 0 | 0 | 131438.2195 | 0 | 0 | 0 | 18817.3245 | 0 | 0
2016-08-21 16:00 | 0 | 0 | 0 | 0 | 0 | 715077.3647 | 510928 | 0 | 0 | 0 | 353311.0189 | 0 | 0 | 0 | 0 | 0 | 0 | 167786.8703 | 0 | 0 | 0 | 6225399.8927 | 0 | 0 | 0 | 0 | 148983.3894 | 0 | 0 | 0 | 0 | 0 | 0 | 0 | 36348.6508 | 0 | 0 | 0 | 18817.3245 | 0 | 0
2016-08-21 17:00 | 0 | 0 | 0 | 0 | 0 | 721384.1082 | 530086 | 0 | 0 | 0 | 502294.4083 | 0 | 0 | 0 | 0 | 0 | 0 | 191284.2647 | 0 | 0 | 0 | 6240428.8507 | 0 | 0 | 0 | 0 | 148983.3894 | 0 | 0 | 0 | 0 | 0 | 0 | 0 | 23497.3943 | 0 | 0 | 0 | 18817.3245 | 0 | 0
2016-08-21 18:00 | 0 | 0 | 0 | 0 | 135776.8952 | 707941.0381 | 544479 | 0 | 0 | 0 | 651277.7977 | 0 | 0 | 0 | 0 | 0 | 0 | 322722.4842 | 0 | 0 | 0 | 6255457.7486 | 0 | 0 | 0 | 0 | 148983.3894 | 0 | 0 | 0 | 0 | 0 | 0 | 0 | 131438.2195 | 0 | 0 | 0 | 18817.3245 | 0 | 0
2016-08-21 19:00 | 0 | 0 | 0 | 0 | 0 | 684638.1718 | 554802 | 0 | 0 | 0 | 800261.187 | 0 | 0 | 0 | 0 | 0 | 0 | 284757.9421 | 0 | 0 | 0 | 6270486.5863 | 0 | 0 | 0 | 0 | 148983.3894 | 0 | 0 | 0 | 0 | 0 | 0 | 0 | -37964.5421 | 0 | 0 | 0 | 18817.3245 | 0 | 0
2016-08-21 20:00 | 0 | 0 | 0 | 0 | 0 | 661840.5852 | 562710 | 0 | 0 | 0 | 749136.2283 | 0 | 0 | 0 | 0 | 0 | 0 | 416196.1616 | 0 | 0 | 0 | 6285515.3639 | 0 | 0 | 0 | 0 | -51124.9587 | 0 | 0 | 0 | 0 | 0 | 0 | 0 | 131438.2195 | 0 | 0 | 0 | 18817.3245 | 0 | 0
2016-08-21 21:00 | 0 | 0 | 0 | 0 | 142099.2456 | 627480.3981 | 569215 | 0 | 0 | 0 | 898119.6176 | 0 | 0 | 0 | 0 | 0 | 0 | 448760.0915 | 0 | 0 | 0 | 6300544.0815 | 0 | 0 | 0 | 0 | 148983.3894 | 0 | 0 | 0 | 0 | 0 | 0 | 0 | 32563.9299 | 0 | 0 | 0 | 18817.3245 | 0 | 0
2016-08-21 22:00 | 0 | 0 | 0 | 0 | 0 | 580978.9741 | 568881 | 0 | 0 | 0 | 1022838.4868 | 0 | 0 | 0 | 0 | 0 | 0 | 317321.872 | 0 | 0 | 0 | 6315572.7389 | 0 | 0 | 0 | 0 | 124718.8691 | 0 | 0 | 0 | 0 | 0 | 0 | 0 | -131438.2195 | 0 | 0 | 0 | 18817.3245 | 0 | 0
2016-08-21 23:00 | 0 | 0 | 0 | 0 | 168786.3471 | 480467.8895 | 561221 | 0 | 0 | 0 | 1057154.3727 | 0 | 0 | 0 | 0 | 0 | 0 | 352221.8982 | 0 | 0 | 0 | 6330601.3362 | 0 | 0 | 0 | 0 | 34315.8859 | 0 | 0 | 0 | 0 | 0 | 0 | 0 | 34900.0262 | 0 | 0 | 0 | 18817.3245 | 0 | 0
2016-08-22 | 0 | 0 | 0 | 0 | 0 | 327087.9332 | 553368 | 0 | 0 | 0 | 943495.2009 | 0 | 0 | 0 | 0 | 0 | 0 | 220783.6787 | 0 | 0 | 0 | 6345629.8734 | 0 | 0 | 0 | 0 | -113659.1718 | 0 | 0 | 0 | 0 | 0 | 0 | 0 | -131438.2195 | 0 | 0 | 0 | 18817.3245 | 0 | 0
2016-08-22 01:00 | 0 | 0 | 0 | 0 | 515793.3472 | 103321.9075 | 540660 | 0 | 0 | 0 | 1092478.5902 | 0 | 0 | 0 | 0 | 0 | 0 | 131438.2195 | 0 | 0 | 0 | 6360658.3504 | 0 | 0 | 0 | 0 | 148983.3894 | 0 | 0 | 0 | 0 | 0 | 0 | 0 | -89345.4592 | 0 | 0 | 0 | 18817.3245 | 0 | 0
2016-08-22 02:00 | 0 | 0 | 0 | 0 | 252070.8025 | 296.9131 | 513972 | 0 | 0 | 0 | 943495.2009 | 0 | 0 | 0 | 0 | 0 | 0 | 0 | 0 | 0 | 0 | 6375686.7674 | 0 | 0 | 0 | 0 | -148983.3894 | 0 | 0 | 0 | 0 | 0 | 0 | 0 | -131438.2195 | 0 | 0 | 0 | 18817.3245 | 0 | 0
2016-08-22 03:00 | 0 | 0 | 0 | 0 | 670024.5945 | 0 | 480482 | 0 | 0 | 0 | 982782.2514 | 0 | 0 | 0 | 0 | 0 | 0 | 131438.2195 | 0 | 0 | 0 | 6390715.1242 | 0 | 0 | 0 | 0 | 39287.0505 | 0 | 0 | 0 | 0 | 0 | 0 | 0 | 131438.2195 | 0 | 0 | 0 | 18817.3245 | 0 | 0
2016-08-22 04:00 | 0 | 0 | 0 | 0 | 188727.7156 | 0 | 450332 | 0 | 0 | 0 | 833798.862 | 0 | 0 | 0 | 0 | 0 | 0 | 0 | 0 | 0 | 0 | 6405743.4209 | 0 | 0 | 0 | 0 | -148983.3894 | 0 | 0 | 0 | 0 | 0 | 0 | 0 | -131438.2195 | 0 | 0 | 0 | 18817.3245 | 0 | 0
2016-08-22 05:00 | 0 | 0 | 0 | 0 | 691821.2129 | 0 | 424764 | 0 | 0 | 0 | 950600.531 | 0 | 0 | 0 | 0 | 0 | 0 | 131438.2195 | 0 | 0 | 0 | 6420771.6576 | 0 | 0 | 0 | 0 | 116801.669 | 0 | 0 | 0 | 0 | 0 | 0 | 0 | 131438.2195 | 0 | 0 | 0 | 18817.3245 | 0 | 0
2016-08-22 06:00 | 0 | 0 | 0 | 0 | 143502.7156 | 0 | 405107 | 0 | 0 | 0 | 801617.1416 | 0 | 0 | 0 | 0 | 0 | 0 | 0 | 0 | 0 | 0 | 6435799.8341 | 0 | 0 | 0 | 0 | -148983.3894 | 0 | 0 | 0 | 0 | 0 | 0 | 0 | -131438.2195 | 0 | 0 | 0 | 18817.3245 | 0 | 0
2016-08-22 07:00 | 0 | 0 | 0 | 0 | 664952.197 | 0 | 391802 | 0 | 0 | 0 | 924511.7947 | 0 | 0 | 0 | 0 | 0 | 0 | 131438.2195 | 0 | 0 | 0 | 6450827.9504 | 0 | 0 | 0 | 0 | 122894.653 | 0 | 0 | 0 | 0 | 0 | 0 | 0 | 131438.2195 | 0 | 0 | 0 | 18817.3245 | 0 | 0
2016-08-22 08:00 | 0 | 0 | 0 | 0 | 147860.0123 | 0 | 386560 | 0 | 0 | 0 | 775528.4053 | 0 | 0 | 0 | 0 | 0 | 0 | 22904.2967 | 0 | 0 | 0 | 6465856.0067 | 0 | 0 | 0 | 0 | -148983.3894 | 0 | 0 | 0 | 0 | 0 | 0 | 0 | -108533.9228 | 0 | 0 | 0 | 18817.3245 | 0 | 0
2016-08-22 09:00 | 0 | 0 | 0 | 0 | 618841.5847 | 0 | 392538 | 0 | 0 | 0 | 851576.446 | 0 | 0 | 0 | 0 | 0 | 0 | 154342.5162 | 0 | 0 | 0 | 6480884.0029 | 0 | 0 | 0 | 0 | 76048.0407 | 0 | 0 | 0 | 0 | 0 | 0 | 0 | 131438.2195 | 0 | 0 | 0 | 18817.3245 | 0 | 0
2016-08-22 10:00 | 0 | 0 | 0 | 0 | 149432.7156 | 0 | 411037 | 0 | 0 | 0 | 702593.0566 | 0 | 0 | 0 | 0 | 0 | 0 | 22904.2967 | 0 | 0 | 0 | 6495911.9389 | 0 | 0 | 0 | 0 | -148983.3894 | 0 | 0 | 0 | 0 | 0 | 0 | 0 | -131438.2195 | 0 | 0 | 0 | 18817.3245 | 0 | 0
2016-08-22 11:00 | 0 | 0 | 0 | 0 | 569353.8184 | 0 | 432991 | 0 | 0 | 0 | 688700.331 | 0 | 0 | 0 | 0 | 0 | 0 | 154342.5162 | 0 | 0 | 0 | 6510939.8149 | 0 | 0 | 0 | 0 | -13892.7256 | 0 | 0 | 0 | 0 | 0 | 0 | 0 | 131438.2195 | 0 | 0 | 0 | 18817.3245 | 0 | 0
2016-08-22 12:00 | 0 | 0 | 0 | 0 | 426826.5246 | 4117.3334 | 452576 | 0 | 0 | 0 | 539716.9416 | 0 | 0 | 0 | 0 | 0 | 0 | 262876.439 | 0 | 0 | 0 | 6525967.6307 | 0 | 0 | 0 | 0 | -148983.3894 | 0 | 0 | 0 | 0 | 0 | 0 | 0 | 108533.9228 | 0 | 0 | 0 | 18817.3245 | 0 | 0
2016-08-22 13:00 | 0 | 0 | 0 | 0 | 33261.6651 | 181359.0505 | 476225 | 0 | 0 | 0 | 390733.5522 | 0 | 0 | 0 | 0 | 0 | 0 | 131438.2195 | 0 | 0 | 0 | 6540995.3864 | 0 | 0 | 0 | 0 | -148983.3894 | 0 | 0 | 0 | 0 | 0 | 0 | 0 | -131438.2195 | 0 | 0 | 0 | 18817.3245 | 0 | 0
2016-08-22 14:00 | 0 | 0 | 0 | 0 | 114899.0337 | 424387.4607 | 502924 | 0 | 0 | 0 | 539716.9416 | 0 | 0 | 0 | 0 | 0 | 0 | 0 | 0 | 0 | 0 | 6556023.082 | 0 | 0 | 0 | 0 | 148983.3894 | 0 | 0 | 0 | 0 | 0 | 0 | 0 | -131438.2195 | 0 | 0 | 0 | 18817.3245 | 0 | 0
2016-08-22 15:00 | 0 | 0 | 0 | 0 | 266583.2884 | 559878.6449 | 527223 | 0 | 0 | 0 | 688700.331 | 0 | 0 | 0 | 0 | 0 | 0 | 131438.2195 | 0 | 0 | 0 | 6571050.7175 | 0 | 0 | 0 | 0 | 148983.3894 | 0 | 0 | 0 | 0 | 0 | 0 | 0 | 131438.2195 | 0 | 0 | 0 | 18817.3245 | 0 | 0
2016-08-22 16:00 | 0 | 0 | 0 | 0 | 0 | 622554.026 | 548113 | 0 | 0 | 0 | 837683.7203 | 0 | 0 | 0 | 0 | 0 | 0 | 38078.5317 | 0 | 0 | 0 | 6586078.2929 | 0 | 0 | 0 | 0 | 148983.3894 | 0 | 0 | 0 | 0 | 0 | 0 | 0 | -93359.6878 | 0 | 0 | 0 | 18817.3245 | 0 | 0
2016-08-22 17:00 | 0 | 0 | 0 | 0 | 0 | 633100.9414 | 567815 | 0 | 0 | 0 | 752714.1178 | 0 | 0 | 0 | 0 | 0 | 0 | 169516.7512 | 0 | 0 | 0 | 6601105.8082 | 0 | 0 | 0 | 0 | -84969.6026 | 0 | 0 | 0 | 0 | 0 | 0 | 0 | 131438.2195 | 0 | 0 | 0 | 18817.3245 | 0 | 0
2016-08-22 18:00 | 0 | 0 | 0 | 0 | 0 | 623651.8668 | 584628 | 0 | 0 | 0 | 901697.5072 | 0 | 0 | 0 | 0 | 0 | 0 | 40739.9041 | 0 | 0 | 0 | 6616133.2633 | 0 | 0 | 0 | 0 | 148983.3894 | 0 | 0 | 0 | 0 | 0 | 0 | 0 | -128776.8471 | 0 | 0 | 0 | 18817.3245 | 0 | 0
2016-08-22 19:00 | 0 | 0 | 0 | 0 | 290308.4335 | 606816.4999 | 597886 | 0 | 0 | 0 | 1050680.8965 | 0 | 0 | 0 | 0 | 0 | 0 | 172178.1236 | 0 | 0 | 0 | 6631160.6584 | 0 | 0 | 0 | 0 | 148983.3894 | 0 | 0 | 0 | 0 | 0 | 0 | 0 | 131438.2195 | 0 | 0 | 0 | 18817.3245 | 0 | 0
2016-08-22 20:00 | 0 | 0 | 0 | 0 | 0 | 591884.7426 | 606740 | 0 | 0 | 0 | 1057748.2187 | 0 | 0 | 0 | 0 | 0 | 0 | 131438.2195 | 0 | 0 | 0 | 6646187.9933 | 0 | 0 | 0 | 0 | 7067.3222 | 0 | 0 | 0 | 0 | 0 | 0 | 0 | -40739.9041 | 0 | 0 | 0 | 18817.3245 | 0 | 0
2016-08-22 21:00 | 0 | 0 | 0 | 0 | 0 | 564030.1145 | 610780 | 0 | 0 | 0 | 1123619.2283 | 0 | 0 | 0 | 0 | 0 | 0 | 0 | 0 | 0 | 0 | 6661215.2682 | 0 | 0 | 0 | 0 | 65871.0095 | 0 | 0 | 0 | 0 | 0 | 0 | 0 | -131438.2195 | 0 | 0 | 0 | 18817.3245 | 0 | 0
2016-08-22 22:00 | 0 | 0 | 0 | 0 | 89620.4593 | 516815.6953 | 605164 | 0 | 0 | 0 | 974635.8389 | 0 | 0 | 0 | 0 | 0 | 0 | 131438.2195 | 0 | 0 | 0 | 6676242.4829 | 0 | 0 | 0 | 0 | -148983.3894 | 0 | 0 | 0 | 0 | 0 | 0 | 0 | 131438.2195 | 0 | 0 | 0 | 18817.3245 | 0 | 0
2016-08-22 23:00 | 0 | 0 | 0 | 0 | 329209.4745 | 429063.2394 | 590472 | 0 | 0 | 0 | 1123619.2283 | 0 | 0 | 0 | 0 | 0 | 0 | 131438.2195 | 0 | 0 | 0 | 6691269.6375 | 0 | 0 | 0 | 0 | 148983.3894 | 0 | 0 | 0 | 0 | 0 | 0 | 0 | 0 | 0 | 0 | 0 | 18817.3245 | 0 | 0
2016-08-23 | 0 | 0 | 0 | 0 | 293158.346 | 286537.8087 | 578424 | 0 | 0 | 0 | 974635.8389 | 0 | 0 | 0 | 0 | 0 | 0 | 262876.439 | 0 | 0 | 0 | 6706296.732 | 0 | 0 | 0 | 0 | -148983.3894 | 0 | 0 | 0 | 0 | 0 | 0 | 0 | 131438.2195 | 0 | 0 | 0 | 18817.3245 | 0 | 0
2016-08-23 01:00 | 0 | 0 | 0 | 0 | 222224.0344 | 77767.6812 | 561596 | 0 | 0 | 0 | 825652.4495 | 0 | 0 | 0 | 0 | 0 | 0 | 131438.2195 | 0 | 0 | 0 | 6721323.7664 | 0 | 0 | 0 | 0 | -148983.3894 | 0 | 0 | 0 | 0 | 0 | 0 | 0 | -131438.2195 | 0 | 0 | 0 | 18817.3245 | 0 | 0
2016-08-23 02:00 | 0 | 0 | 0 | 0 | 564904.7034 | 266.791 | 528809 | 0 | 0 | 0 | 974635.8389 | 0 | 0 | 0 | 0 | 0 | 0 | 0 | 0 | 0 | 0 | 6736350.7407 | 0 | 0 | 0 | 0 | 148983.3894 | 0 | 0 | 0 | 0 | 0 | 0 | 0 | -131438.2195 | 0 | 0 | 0 | 18817.3245 | 0 | 0
2016-08-23 03:00 | 0 | 0 | 0 | 0 | 493423.1546 | 0 | 492151 | 0 | 0 | 0 | 825652.4495 | 0 | 0 | 0 | 0 | 0 | 0 | 131438.2195 | 0 | 0 | 0 | 6751377.6549 | 0 | 0 | 0 | 0 | -148983.3894 | 0 | 0 | 0 | 0 | 0 | 0 | 0 | 131438.2195 | 0 | 0 | 0 | 18817.3245 | 0 | 0
2016-08-23 04:00 | 0 | 0 | 0 | 0 | 495413.4943 | 0 | 459051 | 0 | 0 | 0 | 974635.8389 | 0 | 0 | 0 | 0 | 0 | 0 | 0 | 0 | 0 | 0 | 6766404.509 | 0 | 0 | 0 | 0 | 148983.3894 | 0 | 0 | 0 | 0 | 0 | 0 | 0 | -131438.2195 | 0 | 0 | 0 | 18817.3245 | 0 | 0
2016-08-23 05:00 | 0 | 0 | 0 | 0 | 433083.1546 | 0 | 431811 | 0 | 0 | 0 | 825652.4495 | 0 | 0 | 0 | 0 | 0 | 0 | 131438.2195 | 0 | 0 | 0 | 6781431.3029 | 0 | 0 | 0 | 0 | -148983.3894 | 0 | 0 | 0 | 0 | 0 | 0 | 0 | 131438.2195 | 0 | 0 | 0 | 18817.3245 | 0 | 0
2016-08-23 06:00 | 0 | 0 | 0 | 0 | 149212.7156 | 0 | 410817 | 0 | 0 | 0 | 676669.0602 | 0 | 0 | 0 | 0 | 0 | 0 | 0 | 0 | 0 | 0 | 6796458.0368 | 0 | 0 | 0 | 0 | -148983.3894 | 0 | 0 | 0 | 0 | 0 | 0 | 0 | -131438.2195 | 0 | 0 | 0 | 18817.3245 | 0 | 0
2016-08-23 07:00 | 0 | 0 | 0 | 0 | 696231.9334 | 0 | 396993 | 0 | 0 | 0 | 825652.4495 | 0 | 0 | 0 | 0 | 0 | 0 | 131438.2195 | 0 | 0 | 0 | 6811484.7105 | 0 | 0 | 0 | 0 | 148983.3894 | 0 | 0 | 0 | 0 | 0 | 0 | 0 | 131438.2195 | 0 | 0 | 0 | 18817.3245 | 0 | 0
2016-08-23 08:00 | 0 | 0 | 0 | 0 | 129141.7156 | 0 | 390746 | 0 | 0 | 0 | 676669.0602 | 0 | 0 | 0 | 0 | 0 | 0 | 0 | 0 | 0 | 0 | 6826511.3242 | 0 | 0 | 0 | 0 | -148983.3894 | 0 | 0 | 0 | 0 | 0 | 0 | 0 | -131438.2195 | 0 | 0 | 0 | 18817.3245 | 0 | 0
2016-08-23 09:00 | 0 | 0 | 0 | 0 | 597092.1418 | 0 | 397163 | 0 | 0 | 0 | 825652.4495 | 0 | 0 | 0 | 0 | 0 | 0 | 32128.428 | 0 | 0 | 0 | 6841537.8777 | 0 | 0 | 0 | 0 | 148983.3894 | 0 | 0 | 0 | 0 | 0 | 0 | 0 | 32128.428 | 0 | 0 | 0 | 18817.3245 | 0 | 0
2016-08-23 10:00 | 0 | 0 | 0 | 0 | 418066.1546 | 0 | 416794 | 0 | 0 | 0 | 676669.0602 | 0 | 0 | 0 | 0 | 0 | 0 | 163566.6475 | 0 | 0 | 0 | 6856564.3712 | 0 | 0 | 0 | 0 | -148983.3894 | 0 | 0 | 0 | 0 | 0 | 0 | 0 | 131438.2195 | 0 | 0 | 0 | 18817.3245 | 0 | 0
2016-08-23 11:00 | 0 | 0 | 0 | 0 | 175812.7156 | 0 | 437417 | 0 | 0 | 0 | 527685.6708 | 0 | 0 | 0 | 0 | 0 | 0 | 32128.428 | 0 | 0 | 0 | 6871590.8045 | 0 | 0 | 0 | 0 | -148983.3894 | 0 | 0 | 0 | 0 | 0 | 0 | 0 | -131438.2195 | 0 | 0 | 0 | 18817.3245 | 0 | 0
2016-08-23 12:00 | 0 | 0 | 0 | 0 | 584552.8756 | 5767.4103 | 454648 | 0 | 0 | 0 | 676669.0602 | 0 | 0 | 0 | 0 | 0 | 0 | 0 | 0 | 0 | 0 | 6886617.1777 | 0 | 0 | 0 | 0 | 148983.3894 | 0 | 0 | 0 | 0 | 0 | 0 | 0 | -32128.428 | 0 | 0 | 0 | 18817.3245 | 0 | 0
2016-08-23 13:00 | 0 | 0 | 0 | 0 | 158701.464 | 188425.4711 | 477293 | 0 | 0 | 0 | 527685.6708 | 0 | 0 | 0 | 0 | 0 | 0 | 0 | 0 | 0 | 0 | 6901643.4908 | 0 | 0 | 0 | 0 | -148983.3894 | 0 | 0 | 0 | 0 | 0 | 0 | 0 | 0 | 0 | 0 | 0 | 18817.3245 | 0 | 0
2016-08-23 14:00 | 0 | 0 | 0 | 0 | 342303.305 | 462290.6283 | 505355 | 0 | 0 | 0 | 676669.0602 | 0 | 0 | 0 | 0 | 0 | 0 | 131438.2195 | 0 | 0 | 0 | 6916669.7438 | 0 | 0 | 0 | 0 | 148983.3894 | 0 | 0 | 0 | 0 | 0 | 0 | 0 | 131438.2195 | 0 | 0 | 0 | 18817.3245 | 0 | 0
2016-08-23 15:00 | 0 | 0 | 0 | 0 | 0 | 613033.0102 | 533055 | 0 | 0 | 0 | 825652.4495 | 0 | 0 | 0 | 0 | 0 | 0 | 43615.5158 | 0 | 0 | 0 | 6931695.9368 | 0 | 0 | 0 | 0 | 148983.3894 | 0 | 0 | 0 | 0 | 0 | 0 | 0 | -87822.7037 | 0 | 0 | 0 | 18817.3245 | 0 | 0
2016-08-23 16:00 | 0 | 0 | 0 | 0 | 0 | 690683.8064 | 557774 | 0 | 0 | 0 | 808306.7119 | 0 | 0 | 0 | 0 | 0 | 0 | 175053.7353 | 0 | 0 | 0 | 6946722.0696 | 0 | 0 | 0 | 0 | -17345.7376 | 0 | 0 | 0 | 0 | 0 | 0 | 0 | 131438.2195 | 0 | 0 | 0 | 18817.3245 | 0 | 0
2016-08-23 17:00 | 0 | 0 | 0 | 0 | 0 | 698781.8048 | 579989 | 0 | 0 | 0 | 957290.1013 | 0 | 0 | 0 | 0 | 0 | 0 | 126045.8262 | 0 | 0 | 0 | 6961748.1423 | 0 | 0 | 0 | 0 | 148983.3894 | 0 | 0 | 0 | 0 | 0 | 0 | 0 | -49007.9091 | 0 | 0 | 0 | 18817.3245 | 0 | 0
2016-08-23 18:00 | 0 | 0 | 0 | 0 | 0 | 689736.5507 | 599625 | 0 | 0 | 0 | 897146.108 | 0 | 0 | 0 | 0 | 0 | 0 | 257484.0458 | 0 | 0 | 0 | 6976774.1548 | 0 | 0 | 0 | 0 | -60143.9933 | 0 | 0 | 0 | 0 | 0 | 0 | 0 | 131438.2195 | 0 | 0 | 0 | 18817.3245 | 0 | 0
2016-08-23 19:00 | 0 | 0 | 0 | 0 | 0 | 668769.4324 | 613462 | 0 | 0 | 0 | 1046129.4974 | 0 | 0 | 0 | 0 | 0 | 0 | 144990.7643 | 0 | 0 | 0 | 6991800.1073 | 0 | 0 | 0 | 0 | 148983.3894 | 0 | 0 | 0 | 0 | 0 | 0 | 0 | -112493.2815 | 0 | 0 | 0 | 18817.3245 | 0 | 0
2016-08-23 20:00 | 0 | 0 | 0 | 0 | 276812.6101 | 645717.3232 | 623291 | 0 | 0 | 0 | 1195112.8867 | 0 | 0 | 0 | 0 | 0 | 0 | 276428.9838 | 0 | 0 | 0 | 7006825.9997 | 0 | 0 | 0 | 0 | 148983.3894 | 0 | 0 | 0 | 0 | 0 | 0 | 0 | 131438.2195 | 0 | 0 | 0 | 18817.3245 | 0 | 0
2016-08-23 21:00 | 0 | 0 | 0 | 0 | 0 | 613158.9924 | 628108 | 0 | 0 | 0 | 1292784.7741 | 0 | 0 | 0 | 0 | 0 | 0 | 144990.7643 | 0 | 0 | 0 | 7021851.832 | 0 | 0 | 0 | 0 | 97671.8874 | 0 | 0 | 0 | 0 | 0 | 0 | 0 | -131438.2195 | 0 | 0 | 0 | 18817.3245 | 0 | 0
2016-08-23 22:00 | 0 | 0 | 0 | 0 | 91611.7183 | 567134.776 | 622384 | 0 | 0 | 0 | 1441768.1635 | 0 | 0 | 0 | 0 | 0 | 0 | 13552.5448 | 0 | 0 | 0 | 7036877.6042 | 0 | 0 | 0 | 0 | 148983.3894 | 0 | 0 | 0 | 0 | 0 | 0 | 0 | -131438.2195 | 0 | 0 | 0 | 18817.3245 | 0 | 0
2016-08-23 23:00 | 0 | 0 | 0 | 0 | 124717.6465 | 484939.5081 | 608385 | 0 | 0 | 0 | 1292784.7741 | 0 | 0 | 0 | 0 | 0 | 0 | 144990.7643 | 0 | 0 | 0 | 7051903.3163 | 0 | 0 | 0 | 0 | -148983.3894 | 0 | 0 | 0 | 0 | 0 | 0 | 0 | 131438.2195 | 0 | 0 | 0 | 18817.3245 | 0 | 0
2016-08-24 | 0 | 0 | 0 | 0 | 248747.6953 | 351290.4594 | 598766 | 0 | 0 | 0 | 1143801.3847 | 0 | 0 | 0 | 0 | 0 | 0 | 276428.9838 | 0 | 0 | 0 | 7066928.9682 | 0 | 0 | 0 | 0 | -148983.3894 | 0 | 0 | 0 | 0 | 0 | 0 | 0 | 131438.2195 | 0 | 0 | 0 | 18817.3245 | 0 | 0
2016-08-24 01:00 | 0 | 0 | 0 | 0 | 498275.4608 | 120026.0335 | 581939 | 0 | 0 | 0 | 1292784.7741 | 0 | 0 | 0 | 0 | 0 | 0 | 144990.7643 | 0 | 0 | 0 | 7081954.5601 | 0 | 0 | 0 | 0 | 148983.3894 | 0 | 0 | 0 | 0 | 0 | 0 | 0 | -131438.2195 | 0 | 0 | 0 | 18817.3245 | 0 | 0
2016-08-24 02:00 | 0 | 0 | 0 | 0 | 286947.4236 | 178.292 | 548730 | 0 | 0 | 0 | 1143801.3847 | 0 | 0 | 0 | 0 | 0 | 0 | 13552.5448 | 0 | 0 | 0 | 7096980.0919 | 0 | 0 | 0 | 0 | -148983.3894 | 0 | 0 | 0 | 0 | 0 | 0 | 0 | -131438.2195 | 0 | 0 | 0 | 18817.3245 | 0 | 0
2016-08-24 03:00 | 0 | 0 | 0 | 0 | 777214.7158 | 0 | 510750 | 0 | 0 | 0 | 1260010.5565 | 0 | 0 | 0 | 0 | 0 | 0 | 144990.7643 | 0 | 0 | 0 | 7112005.5635 | 0 | 0 | 0 | 0 | 116209.1718 | 0 | 0 | 0 | 0 | 0 | 0 | 0 | 131438.2195 | 0 | 0 | 0 | 18817.3245 | 0 | 0
2016-08-24 04:00 | 0 | 0 | 0 | 0 | 215451.7156 | 0 | 477056 | 0 | 0 | 0 | 1111027.1672 | 0 | 0 | 0 | 0 | 0 | 0 | 13552.5448 | 0 | 0 | 0 | 7127030.9751 | 0 | 0 | 0 | 0 | -148983.3894 | 0 | 0 | 0 | 0 | 0 | 0 | 0 | -131438.2195 | 0 | 0 | 0 | 18817.3245 | 0 | 0
2016-08-24 05:00 | 0 | 0 | 0 | 0 | 693204.3825 | 0 | 447879 | 0 | 0 | 0 | 1206097.0057 | 0 | 0 | 0 | 0 | 0 | 0 | 144990.7643 | 0 | 0 | 0 | 7142056.3266 | 0 | 0 | 0 | 0 | 95069.8385 | 0 | 0 | 0 | 0 | 0 | 0 | 0 | 131438.2195 | 0 | 0 | 0 | 18817.3245 | 0 | 0
2016-08-24 06:00 | 0 | 0 | 0 | 0 | 212994.8291 | 0 | 425903 | 0 | 0 | 0 | 1105809.7298 | 0 | 0 | 0 | 0 | 0 | 0 | 13552.5448 | 0 | 0 | 0 | 7157081.6179 | 0 | 0 | 0 | 0 | -100287.2758 | 0 | 0 | 0 | 0 | 0 | 0 | 0 | -131438.2195 | 0 | 0 | 0 | 18817.3245 | 0 | 0
2016-08-24 07:00 | 0 | 0 | 0 | 0 | 629437.6465 | 0 | 410647 | 0 | 0 | 0 | 1174344.8323 | 0 | 0 | 0 | 0 | 0 | 0 | 144990.7643 | 0 | 0 | 0 | 7172106.8492 | 0 | 0 | 0 | 0 | 68535.1025 | 0 | 0 | 0 | 0 | 0 | 0 | 0 | 131438.2195 | 0 | 0 | 0 | 18817.3245 | 0 | 0
2016-08-24 08:00 | 0 | 0 | 0 | 0 | 142157.7156 | 0 | 403762 | 0 | 0 | 0 | 1025361.443 | 0 | 0 | 0 | 0 | 0 | 0 | 13552.5448 | 0 | 0 | 0 | 7187132.0203 | 0 | 0 | 0 | 0 | -148983.3894 | 0 | 0 | 0 | 0 | 0 | 0 | 0 | -131438.2195 | 0 | 0 | 0 | 18817.3245 | 0 | 0
2016-08-24 09:00 | 0 | 0 | 0 | 0 | 571977.8478 | 0 | 409712 | 0 | 0 | 0 | 1037371.7467 | 0 | 0 | 0 | 0 | 0 | 0 | 144990.7643 | 0 | 0 | 0 | 7202157.1314 | 0 | 0 | 0 | 0 | 12010.3038 | 0 | 0 | 0 | 0 | 0 | 0 | 0 | 131438.2195 | 0 | 0 | 0 | 18817.3245 | 0 | 0
2016-08-24 10:00 | 0 | 0 | 0 | 0 | 548899.4001 | 0 | 428782 | 0 | 0 | 0 | 1007233.6029 | 0 | 0 | 0 | 0 | 0 | 0 | 276428.9838 | 0 | 0 | 0 | 7217182.1824 | 0 | 0 | 0 | 0 | -30138.1439 | 0 | 0 | 0 | 0 | 0 | 0 | 0 | 131438.2195 | 0 | 0 | 0 | 18817.3245 | 0 | 0
2016-08-24 11:00 | 0 | 0 | 0 | 0 | 521970.9913 | 0 | 447986 | 0 | 0 | 0 | 1156216.9923 | 0 | 0 | 0 | 0 | 0 | 0 | 182613.2613 | 0 | 0 | 0 | 7232207.1732 | 0 | 0 | 0 | 0 | 148983.3894 | 0 | 0 | 0 | 0 | 0 | 0 | 0 | -93815.7225 | 0 | 0 | 0 | 18817.3245 | 0 | 0
2016-08-24 12:00 | 0 | 0 | 0 | 0 | 201259.176 | 2616.5396 | 465480 | 0 | 0 | 0 | 1007233.6029 | 0 | 0 | 0 | 0 | 0 | 0 | 51175.0418 | 0 | 0 | 0 | 7247232.104 | 0 | 0 | 0 | 0 | -148983.3894 | 0 | 0 | 0 | 0 | 0 | 0 | 0 | -131438.2195 | 0 | 0 | 0 | 18817.3245 | 0 | 0
2016-08-24 13:00 | 0 | 0 | 0 | 0 | 349535.2584 | 172674.4695 | 488202 | 0 | 0 | 0 | 942160.8286 | 0 | 0 | 0 | 0 | 0 | 0 | 131438.2195 | 0 | 0 | 0 | 7262256.9746 | 0 | 0 | 0 | 0 | -65072.7743 | 0 | 0 | 0 | 0 | 0 | 0 | 0 | 80263.1777 | 0 | 0 | 0 | 18817.3245 | 0 | 0
2016-08-24 14:00 | 0 | 0 | 0 | 0 | 59409.8316 | 493189.6628 | 516237 | 0 | 0 | 0 | 1091144.2179 | 0 | 0 | 0 | 0 | 0 | 0 | 0 | 0 | 0 | 0 | 7277281.7852 | 0 | 0 | 0 | 0 | 148983.3894 | 0 | 0 | 0 | 0 | 0 | 0 | 0 | -131438.2195 | 0 | 0 | 0 | 18817.3245 | 0 | 0
2016-08-24 15:00 | 0 | 0 | 0 | 0 | 203214.1357 | 640576.7976 | 544552 | 0 | 0 | 0 | 1240127.6073 | 0 | 0 | 0 | 0 | 0 | 0 | 131438.2195 | 0 | 0 | 0 | 7292306.5357 | 0 | 0 | 0 | 0 | 148983.3894 | 0 | 0 | 0 | 0 | 0 | 0 | 0 | 131438.2195 | 0 | 0 | 0 | 18817.3245 | 0 | 0
2016-08-24 16:00 | 0 | 0 | 0 | 0 | 0 | 726675.8682 | 569357 | 0 | 0 | 0 | 1389110.9967 | 0 | 0 | 0 | 0 | 0 | 0 | 120956.3739 | 0 | 0 | 0 | 7307331.226 | 0 | 0 | 0 | 0 | 148983.3894 | 0 | 0 | 0 | 0 | 0 | 0 | 0 | -10481.8456 | 0 | 0 | 0 | 18817.3245 | 0 | 0
2016-08-24 17:00 | 0 | 0 | 0 | 0 | 0 | 736497.8873 | 593181 | 0 | 0 | 0 | 1538094.386 | 0 | 0 | 0 | 0 | 0 | 0 | 96472.5473 | 0 | 0 | 0 | 7322355.8563 | 0 | 0 | 0 | 0 | 148983.3894 | 0 | 0 | 0 | 0 | 0 | 0 | 0 | -24483.8266 | 0 | 0 | 0 | 18817.3245 | 0 | 0
2016-08-24 18:00 | 0 | 0 | 0 | 0 | 187334.8481 | 725946.0853 | 614042 | 0 | 0 | 0 | 1687077.7754 | 0 | 0 | 0 | 0 | 0 | 0 | 227910.7668 | 0 | 0 | 0 | 7337380.4264 | 0 | 0 | 0 | 0 | 148983.3894 | 0 | 0 | 0 | 0 | 0 | 0 | 0 | 131438.2195 | 0 | 0 | 0 | 18817.3245 | 0 | 0
2016-08-24 19:00 | 0 | 0 | 0 | 0 | 0 | 707695.2179 | 628911 | 0 | 0 | 0 | 1836061.1648 | 0 | 0 | 0 | 0 | 0 | 0 | 138894.2708 | 0 | 0 | 0 | 7352404.9365 | 0 | 0 | 0 | 0 | 148983.3894 | 0 | 0 | 0 | 0 | 0 | 0 | 0 | -89016.496 | 0 | 0 | 0 | 18817.3245 | 0 | 0
2016-08-24 20:00 | 0 | 0 | 0 | 0 | 0 | 693929.106 | 639660 | 0 | 0 | 0 | 1740074.7268 | 0 | 0 | 0 | 0 | 0 | 0 | 270332.4904 | 0 | 0 | 0 | 7367429.3865 | 0 | 0 | 0 | 0 | -95986.438 | 0 | 0 | 0 | 0 | 0 | 0 | 0 | 131438.2195 | 0 | 0 | 0 | 18817.3245 | 0 | 0
2016-08-24 21:00 | 0 | 0 | 0 | 0 | 125519.7844 | 667453.727 | 644653 | 0 | 0 | 0 | 1889058.1161 | 0 | 0 | 0 | 0 | 0 | 0 | 250852.2879 | 0 | 0 | 0 | 7382453.7763 | 0 | 0 | 0 | 0 | 148983.3894 | 0 | 0 | 0 | 0 | 0 | 0 | 0 | -19480.2024 | 0 | 0 | 0 | 18817.3245 | 0 | 0
2016-08-24 22:00 | 0 | 0 | 0 | 0 | 312593.7815 | 625742.1519 | 639097 | 0 | 0 | 0 | 2038041.5055 | 0 | 0 | 0 | 0 | 0 | 0 | 382290.5074 | 0 | 0 | 0 | 7397478.1061 | 0 | 0 | 0 | 0 | 148983.3894 | 0 | 0 | 0 | 0 | 0 | 0 | 0 | 131438.2195 | 0 | 0 | 0 | 18817.3245 | 0 | 0
2016-08-24 23:00 | 0 | 0 | 0 | 0 | 353632.65 | 536246.6163 | 626278 | 0 | 0 | 0 | 2151387.2279 | 0 | 0 | 0 | 0 | 0 | 0 | 513728.7269 | 0 | 0 | 0 | 7412502.3758 | 0 | 0 | 0 | 0 | 113345.7224 | 0 | 0 | 0 | 0 | 0 | 0 | 0 | 131438.2195 | 0 | 0 | 0 | 18817.3245 | 0 | 0
2016-08-25 | 0 | 0 | 0 | 0 | 387733.0567 | 382327.4285 | 615389 | 0 | 0 | 0 | 2287241.3885 | 0 | 0 | 0 | 0 | 0 | 0 | 513728.7269 | 0 | 0 | 0 | 7427526.5854 | 0 | 0 | 0 | 0 | 135854.1607 | 0 | 0 | 0 | 0 | 0 | 0 | 0 | 0 | 0 | 0 | 0 | 18817.3245 | 0 | 0
2016-08-25 01:00 | 0 | 0 | 0 | 0 | 455881.6251 | 116000.7681 | 596882 | 0 | 0 | 0 | 2262241.7818 | 0 | 0 | 0 | 0 | 0 | 0 | 513728.7269 | 0 | 0 | 0 | 7427496.8753 | 0 | 0 | 0 | 0 | -24999.6067 | 0 | 0 | 0 | 0 | 0 | 0 | 0 | 0 | 0 | 0 | 0 | 0 | 0 | 0
2016-08-25 02:00 | 0 | 0 | 0 | 0 | 450411.7793 | 142.4749 | 563679 | 0 | 0 | 0 | 2149117.036 | 0 | 0 | 0 | 0 | 0 | 0 | 513728.7269 | 0 | 0 | 0 | 7427467.1653 | 0 | 0 | 0 | 0 | -113124.7458 | 0 | 0 | 0 | 0 | 0 | 0 | 0 | 0 | 0 | 0 | 0 | 0 | 0 | 0
2016-08-25 03:00 | 0 | 0 | 0 | 0 | 431642.8126 | 0 | 524938 | 0 | 0 | 0 | 2055821.8485 | 0 | 0 | 0 | 0 | 0 | 0 | 513728.7269 | 0 | 0 | 0 | 7427437.4554 | 0 | 0 | 0 | 0 | -93295.1874 | 0 | 0 | 0 | 0 | 0 | 0 | 0 | 0 | 0 | 0 | 0 | 0 | 0 | 0
2016-08-25 04:00 | 0 | 0 | 0 | 0 | 413795.3253 | 0 | 489614 | 0 | 0 | 0 | 1979129.8283 | 0 | 0 | 0 | 0 | 0 | 0 | 513342.4494 | 0 | 0 | 0 | 7428415.4441 | 0 | 0 | 0 | 0 | -76692.0203 | 0 | 0 | 0 | 0 | 0 | 0 | 0 | -386.2775 | 0 | 0 | 0 | 1259.6231 | 0 | 0
2016-08-25 05:00 | 0 | 0 | 0 | 0 | 390361.6042 | 0 | 461217 | 0 | 0 | 0 | 2020895.3275 | 0 | 0 | 0 | 0 | 0 | 0 | 381904.2299 | 0 | 0 | 0 | 7443439.5901 | 0 | 0 | 0 | 0 | 41765.4992 | 0 | 0 | 0 | 0 | 0 | 0 | 0 | -131438.2195 | 0 | 0 | 0 | 18817.3245 | 0 | 0
2016-08-25 06:00 | 0 | 0 | 0 | 0 | 371518.215 | 0 | 437953 | 0 | 0 | 0 | 1871911.9381 | 0 | 0 | 0 | 0 | 0 | 0 | 445635.5097 | 0 | 0 | 0 | 7458463.6759 | 0 | 0 | 0 | 0 | -148983.3894 | 0 | 0 | 0 | 0 | 0 | 0 | 0 | 63731.2798 | 0 | 0 | 0 | 18817.3245 | 0 | 0
2016-08-25 07:00 | 0 | 0 | 0 | 0 | 359747.1523 | 0 | 421820 | 0 | 0 | 0 | 1722928.5487 | 0 | 0 | 0 | 0 | 0 | 0 | 513728.7269 | 0 | 0 | 0 | 7473487.7016 | 0 | 0 | 0 | 0 | -148983.3894 | 0 | 0 | 0 | 0 | 0 | 0 | 0 | 68093.2172 | 0 | 0 | 0 | 18817.3245 | 0 | 0
2016-08-25 08:00 | 0 | 0 | 0 | 0 | 356828.9489 | 0 | 415450 | 0 | 0 | 0 | 1776928.3926 | 0 | 0 | 0 | 0 | 0 | 0 | 382290.5074 | 0 | 0 | 0 | 7488511.6673 | 0 | 0 | 0 | 0 | 53999.8439 | 0 | 0 | 0 | 0 | 0 | 0 | 0 | -131438.2195 | 0 | 0 | 0 | 18817.3245 | 0 | 0
2016-08-25 09:00 | 0 | 0 | 0 | 0 | 341563.4918 | 0 | 420070 | 0 | 0 | 0 | 1627945.0032 | 0 | 0 | 0 | 0 | 0 | 0 | 433950.0641 | 0 | 0 | 0 | 7503535.5728 | 0 | 0 | 0 | 0 | -148983.3894 | 0 | 0 | 0 | 0 | 0 | 0 | 0 | 51659.5567 | 0 | 0 | 0 | 18817.3245 | 0 | 0
2016-08-25 10:00 | 0 | 0 | 0 | 0 | 326456.2527 | 0 | 439258 | 0 | 0 | 0 | 1627764.151 | 0 | 0 | 0 | 0 | 0 | 0 | 302511.8446 | 0 | 0 | 0 | 7518559.4183 | 0 | 0 | 0 | 0 | -180.8523 | 0 | 0 | 0 | 0 | 0 | 0 | 0 | -131438.2195 | 0 | 0 | 0 | 18817.3245 | 0 | 0
2016-08-25 11:00 | 0 | 0 | 0 | 0 | 310049.2733 | 0 | 460850 | 0 | 0 | 0 | 1478780.7616 | 0 | 0 | 0 | 0 | 0 | 0 | 281877.1828 | 0 | 0 | 0 | 7533583.2036 | 0 | 0 | 0 | 0 | -148983.3894 | 0 | 0 | 0 | 0 | 0 | 0 | 0 | -20634.6618 | 0 | 0 | 0 | 18817.3245 | 0 | 0
2016-08-25 12:00 | 0 | 0 | 0 | 0 | 231590.5469 | 1463.5445 | 479942 | 0 | 0 | 0 | 1344513.7481 | 0 | 0 | 0 | 0 | 0 | 0 | 150438.9633 | 0 | 0 | 0 | 7548606.9289 | 0 | 0 | 0 | 0 | -134267.0135 | 0 | 0 | 0 | 0 | 0 | 0 | 0 | -131438.2195 | 0 | 0 | 0 | 18817.3245 | 0 | 0
2016-08-25 13:00 | 0 | 0 | 0 | 0 | 213099.8723 | 187772.9729 | 504835 | 0 | 0 | 0 | 1247482.3432 | 0 | 0 | 0 | 0 | 0 | 0 | 124690.8889 | 0 | 0 | 0 | 7563630.594 | 0 | 0 | 0 | 0 | -97031.4049 | 0 | 0 | 0 | 0 | 0 | 0 | 0 | -25748.0744 | 0 | 0 | 0 | 18817.3245 | 0 | 0
2016-08-25 14:00 | 0 | 0 | 0 | 0 | 229003.4791 | 498478.6721 | 535488 | 0 | 0 | 0 | 1396465.7326 | 0 | 0 | 0 | 0 | 0 | 0 | 148884.3263 | 0 | 0 | 0 | 7578654.1991 | 0 | 0 | 0 | 0 | 148983.3894 | 0 | 0 | 0 | 0 | 0 | 0 | 0 | 24193.4374 | 0 | 0 | 0 | 18817.3245 | 0 | 0
2016-08-25 15:00 | 0 | 0 | 0 | 0 | 204323.8676 | 654602.0483 | 565825 | 0 | 0 | 0 | 1545449.1219 | 0 | 0 | 0 | 0 | 0 | 0 | 274184.5284 | 0 | 0 | 0 | 7593677.744 | 0 | 0 | 0 | 0 | 148983.3894 | 0 | 0 | 0 | 0 | 0 | 0 | 0 | 125300.2021 | 0 | 0 | 0 | 18817.3245 | 0 | 0
2016-08-25 16:00 | 0 | 0 | 0 | 0 | 168823.8789 | 722796.6635 | 594468 | 0 | 0 | 0 | 1694432.5113 | 0 | 0 | 0 | 0 | 0 | 0 | 403536.357 | 0 | 0 | 0 | 7608701.2289 | 0 | 0 | 0 | 0 | 148983.3894 | 0 | 0 | 0 | 0 | 0 | 0 | 0 | 129351.8286 | 0 | 0 | 0 | 18817.3245 | 0 | 0
2016-08-25 17:00 | 0 | 0 | 0 | 0 | 143372.3562 | 722358.8902 | 620489 | 0 | 0 | 0 | 1843415.9007 | 0 | 0 | 0 | 0 | 0 | 0 | 480977.8895 | 0 | 0 | 0 | 7623724.6537 | 0 | 0 | 0 | 0 | 148983.3894 | 0 | 0 | 0 | 0 | 0 | 0 | 0 | 77441.5325 | 0 | 0 | 0 | 18817.3245 | 0 | 0
2016-08-25 18:00 | 0 | 0 | 0 | 0 | 127329.9736 | 712989.5777 | 639768 | 0 | 0 | 0 | 1992399.29 | 0 | 0 | 0 | 0 | 0 | 0 | 513728.7269 | 0 | 0 | 0 | 7638748.0184 | 0 | 0 | 0 | 0 | 148983.3894 | 0 | 0 | 0 | 0 | 0 | 0 | 0 | 32750.8374 | 0 | 0 | 0 | 18817.3245 | 0 | 0
2016-08-25 19:00 | 0 | 0 | 0 | 0 | 116290.073 | 692447.1352 | 652454 | 0 | 0 | 0 | 2141382.6794 | 0 | 0 | 0 | 0 | 0 | 0 | 502211.2213 | 0 | 0 | 0 | 7653771.323 | 0 | 0 | 0 | 0 | 148983.3894 | 0 | 0 | 0 | 0 | 0 | 0 | 0 | -11517.5056 | 0 | 0 | 0 | 18817.3245 | 0 | 0
2016-08-25 20:00 | 0 | 0 | 0 | 0 | 107699.7379 | 670546.1271 | 659693 | 0 | 0 | 0 | 2229600.7143 | 0 | 0 | 0 | 0 | 0 | 0 | 513728.7269 | 0 | 0 | 0 | 7668794.5675 | 0 | 0 | 0 | 0 | 88218.0349 | 0 | 0 | 0 | 0 | 0 | 0 | 0 | 11517.5056 | 0 | 0 | 0 | 18817.3245 | 0 | 0
2016-08-25 21:00 | 0 | 0 | 0 | 0 | 100023.7748 | 633212.0288 | 660450 | 0 | 0 | 0 | 2283569.1935 | 0 | 0 | 0 | 0 | 0 | 0 | 513728.7269 | 0 | 0 | 0 | 7683817.7519 | 0 | 0 | 0 | 0 | 53968.4792 | 0 | 0 | 0 | 0 | 0 | 0 | 0 | 0 | 0 | 0 | 0 | 18817.3245 | 0 | 0
2016-08-25 22:00 | 0 | 0 | 0 | 0 | 94326.444 | 579799.0755 | 651636 | 0 | 0 | 0 | 2287241.3885 | 0 | 0 | 0 | 0 | 0 | 0 | 513728.7269 | 0 | 0 | 0 | 7698840.8762 | 0 | 0 | 0 | 0 | 3672.195 | 0 | 0 | 0 | 0 | 0 | 0 | 0 | 0 | 0 | 0 | 0 | 18817.3245 | 0 | 0
2016-08-25 23:00 | 0 | 0 | 0 | 0 | 95628.5301 | 479699.0797 | 636994 | 0 | 0 | 0 | 2287241.3885 | 0 | 0 | 0 | 0 | 0 | 0 | 513728.7269 | 0 | 0 | 0 | 7592488.7185 | 0 | 0 | 0 | 0 | 0 | 0 | 0 | 0 | 0 | 0 | 0 | 0 | 0 | 0 | 0 | 0 | 0 | 106321.3623 | 0
2016-08-26 | 0 | 0 | 0 | 0 | 138642.104 | 332551.5934 | 625254 | 0 | 0 | 0 | 2245814.6527 | 0 | 0 | 0 | 0 | 0 | 0 | 513728.7269 | 0 | 0 | 0 | 7398262.5437 | 0 | 0 | 0 | 0 | -41426.7358 | 0 | 0 | 0 | 0 | 0 | 0 | 0 | 0 | 0 | 0 | 0 | 0 | 194195.8048 | 0
2016-08-26 01:00 | 0 | 0 | 0 | 0 | 205718.8423 | 110186.9888 | 606013 | 0 | 0 | 0 | 2096831.2634 | 0 | 0 | 0 | 0 | 0 | 0 | 485238.5142 | 0 | 0 | 0 | 7204037.1458 | 0 | 0 | 0 | 0 | -148983.3894 | 0 | 0 | 0 | 0 | 0 | 0 | 0 | -28490.2127 | 0 | 0 | 0 | 0 | 194195.8048 | 0
2016-08-26 02:00 | 0 | 0 | 0 | 0 | 237275.1595 | 119.8539 | 572344 | 0 | 0 | 0 | 2005954.0631 | 0 | 0 | 0 | 0 | 0 | 0 | 353800.2947 | 0 | 0 | 0 | 7009812.5248 | 0 | 0 | 0 | 0 | -90877.2003 | 0 | 0 | 0 | 0 | 0 | 0 | 0 | -131438.2195 | 0 | 0 | 0 | 0 | 194195.8048 | 0
2016-08-26 03:00 | 0 | 0 | 0 | 0 | 246588.067 | 0 | 533346 | 0 | 0 | 0 | 1856970.6737 | 0 | 0 | 0 | 0 | 0 | 0 | 328659.3178 | 0 | 0 | 0 | 6815588.6807 | 0 | 0 | 0 | 0 | -148983.3894 | 0 | 0 | 0 | 0 | 0 | 0 | 0 | -25140.9768 | 0 | 0 | 0 | 0 | 194195.8048 | 0
2016-08-26 04:00 | 0 | 0 | 0 | 0 | 250950.3974 | 0 | 497549 | 0 | 0 | 0 | 1707987.2843 | 0 | 0 | 0 | 0 | 0 | 0 | 343677.6714 | 0 | 0 | 0 | 6621365.6135 | 0 | 0 | 0 | 0 | -148983.3894 | 0 | 0 | 0 | 0 | 0 | 0 | 0 | 15018.3536 | 0 | 0 | 0 | 0 | 194195.8048 | 0
2016-08-26 05:00 | 0 | 0 | 0 | 0 | 257549.0625 | 0 | 467937 | 0 | 0 | 0 | 1559003.895 | 0 | 0 | 0 | 0 | 0 | 0 | 394906.6901 | 0 | 0 | 0 | 6427143.3232 | 0 | 0 | 0 | 0 | -148983.3894 | 0 | 0 | 0 | 0 | 0 | 0 | 0 | 51229.0187 | 0 | 0 | 0 | 0 | 194195.8048 | 0
2016-08-26 06:00 | 0 | 0 | 0 | 0 | 264640.8515 | 0 | 444734 | 0 | 0 | 0 | 1622982.5328 | 0 | 0 | 0 | 0 | 0 | 0 | 263468.4706 | 0 | 0 | 0 | 6232921.8098 | 0 | 0 | 0 | 0 | 63978.6379 | 0 | 0 | 0 | 0 | 0 | 0 | 0 | -131438.2195 | 0 | 0 | 0 | 0 | 194195.8048 | 0
2016-08-26 07:00 | 0 | 0 | 0 | 0 | 268966.4699 | 0 | 428458 | 0 | 0 | 0 | 1473999.1435 | 0 | 0 | 0 | 0 | 0 | 0 | 365593.8967 | 0 | 0 | 0 | 6038701.0732 | 0 | 0 | 0 | 0 | -148983.3894 | 0 | 0 | 0 | 0 | 0 | 0 | 0 | 102125.4261 | 0 | 0 | 0 | 0 | 194195.8048 | 0
2016-08-26 08:00 | 0 | 0 | 0 | 0 | 264805.771 | 0 | 420866 | 0 | 0 | 0 | 1325015.7541 | 0 | 0 | 0 | 0 | 0 | 0 | 471150.6239 | 0 | 0 | 0 | 5844481.1136 | 0 | 0 | 0 | 0 | -148983.3894 | 0 | 0 | 0 | 0 | 0 | 0 | 0 | 105556.7272 | 0 | 0 | 0 | 0 | 194195.8048 | 0
2016-08-26 09:00 | 0 | 0 | 0 | 0 | 245046.1671 | 0 | 425519 | 0 | 0 | 0 | 1388614.7075 | 0 | 0 | 0 | 0 | 0 | 0 | 339712.4044 | 0 | 0 | 0 | 5650261.9308 | 0 | 0 | 0 | 0 | 63598.9534 | 0 | 0 | 0 | 0 | 0 | 0 | 0 | -131438.2195 | 0 | 0 | 0 | 0 | 194195.8048 | 0
2016-08-26 10:00 | 0 | 0 | 0 | 0 | 225024.8945 | 0 | 444728 | 0 | 0 | 0 | 1239631.3181 | 0 | 0 | 0 | 0 | 0 | 0 | 381626.2551 | 0 | 0 | 0 | 5456043.5249 | 0 | 0 | 0 | 0 | -148983.3894 | 0 | 0 | 0 | 0 | 0 | 0 | 0 | 41913.8507 | 0 | 0 | 0 | 0 | 194195.8048 | 0
2016-08-26 11:00 | 0 | 0 | 0 | 0 | 209783.0842 | 0 | 466043 | 0 | 0 | 0 | 1090647.9288 | 0 | 0 | 0 | 0 | 0 | 0 | 386983.2955 | 0 | 0 | 0 | 5261825.8959 | 0 | 0 | 0 | 0 | -148983.3894 | 0 | 0 | 0 | 0 | 0 | 0 | 0 | 5357.0404 | 0 | 0 | 0 | 0 | 194195.8048 | 0
2016-08-26 12:00 | 0 | 0 | 0 | 0 | 140174.5496 | 903.2781 | 487524 | 0 | 0 | 0 | 988273.5428 | 0 | 0 | 0 | 0 | 0 | 0 | 255545.076 | 0 | 0 | 0 | 5067609.0438 | 0 | 0 | 0 | 0 | -102374.3859 | 0 | 0 | 0 | 0 | 0 | 0 | 0 | -131438.2195 | 0 | 0 | 0 | 0 | 194195.8048 | 0
2016-08-26 13:00 | 0 | 0 | 0 | 0 | 55737.48 | 149461.2441 | 514353 | 0 | 0 | 0 | 923191.0533 | 0 | 0 | 0 | 0 | 0 | 0 | 124106.8565 | 0 | 0 | 0 | 4873392.9685 | 0 | 0 | 0 | 0 | -65082.4896 | 0 | 0 | 0 | 0 | 0 | 0 | 0 | -131438.2195 | 0 | 0 | 0 | 0 | 194195.8048 | 0
2016-08-26 14:00 | 0 | 0 | 0 | 0 | 64786.0199 | 451522.6465 | 545261 | 0 | 0 | 0 | 937339.5032 | 0 | 0 | 0 | 0 | 0 | 0 | 193639.6398 | 0 | 0 | 0 | 4679177.67 | 0 | 0 | 0 | 0 | 14148.4499 | 0 | 0 | 0 | 0 | 0 | 0 | 0 | 69532.7833 | 0 | 0 | 0 | 0 | 194195.8048 | 0
2016-08-26 15:00 | 0 | 0 | 0 | 0 | 80239.2417 | 600586.1578 | 576723 | 0 | 0 | 0 | 1086322.8926 | 0 | 0 | 0 | 0 | 0 | 0 | 261392.2167 | 0 | 0 | 0 | 4484963.1485 | 0 | 0 | 0 | 0 | 148983.3894 | 0 | 0 | 0 | 0 | 0 | 0 | 0 | 67752.5769 | 0 | 0 | 0 | 0 | 194195.8048 | 0
2016-08-26 16:00 | 0 | 0 | 0 | 0 | 82273.882 | 678814.2313 | 603840 | 0 | 0 | 0 | 1235306.2819 | 0 | 0 | 0 | 0 | 0 | 0 | 382290.5074 | 0 | 0 | 0 | 4290749.4038 | 0 | 0 | 0 | 0 | 148983.3894 | 0 | 0 | 0 | 0 | 0 | 0 | 0 | 120898.2907 | 0 | 0 | 0 | 0 | 194195.8048 | 0
2016-08-26 17:00 | 0 | 0 | 0 | 0 | 80968.9447 | 689685.3966 | 625441 | 0 | 0 | 0 | 1256433.8881 | 0 | 0 | 0 | 0 | 0 | 0 | 513728.7269 | 0 | 0 | 0 | 4278055.5438 | 0 | 0 | 0 | 0 | 21127.6061 | 0 | 0 | 0 | 0 | 0 | 0 | 0 | 131438.2195 | 0 | 0 | 0 | 0 | 12676.697 | 0
2016-08-26 18:00 | 0 | 0 | 0 | 0 | 81480.1046 | 686231.1056 | 641847 | 0 | 0 | 0 | 1405417.2774 | 0 | 0 | 0 | 0 | 0 | 0 | 490609.5477 | 0 | 0 | 0 | 4278038.4315 | 0 | 0 | 0 | 0 | 148983.3894 | 0 | 0 | 0 | 0 | 0 | 0 | 0 | -23119.1792 | 0 | 0 | 0 | 0 | 0 | 0
2016-08-26 19:00 | 0 | 0 | 0 | 0 | 84628.3215 | 674269.9194 | 651451 | 0 | 0 | 0 | 1489745.3392 | 0 | 0 | 0 | 0 | 0 | 0 | 513728.7269 | 0 | 0 | 0 | 4278021.3194 | 0 | 0 | 0 | 0 | 84328.0618 | 0 | 0 | 0 | 0 | 0 | 0 | 0 | 23119.1792 | 0 | 0 | 0 | 0 | 0 | 0
2016-08-26 20:00 | 0 | 0 | 0 | 0 | 90154.4077 | 668756.1454 | 655480 | 0 | 0 | 0 | 1638728.7286 | 0 | 0 | 0 | 0 | 0 | 0 | 468175.8907 | 0 | 0 | 0 | 4278004.2073 | 0 | 0 | 0 | 0 | 148983.3894 | 0 | 0 | 0 | 0 | 0 | 0 | 0 | -45552.8362 | 0 | 0 | 0 | 0 | 0 | 0
2016-08-26 21:00 | 0 | 0 | 0 | 0 | 92917.2119 | 649621.6411 | 653550 | 0 | 0 | 0 | 1787712.1179 | 0 | 0 | 0 | 0 | 0 | 0 | 408181.3544 | 0 | 0 | 0 | 4277987.0953 | 0 | 0 | 0 | 0 | 148983.3894 | 0 | 0 | 0 | 0 | 0 | 0 | 0 | -59994.5364 | 0 | 0 | 0 | 0 | 0 | 0
2016-08-26 22:00 | 0 | 0 | 0 | 0 | 94155.5413 | 617513.1673 | 639815 | 0 | 0 | 0 | 1754018.454 | 0 | 0 | 0 | 0 | 0 | 0 | 513728.7269 | 0 | 0 | 0 | 4277969.9833 | 0 | 0 | 0 | 0 | -33693.664 | 0 | 0 | 0 | 0 | 0 | 0 | 0 | 105547.3725 | 0 | 0 | 0 | 0 | 0 | 0
2016-08-26 23:00 | 0 | 0 | 0 | 0 | 104936.8231 | 525646.8907 | 617267 | 0 | 0 | 0 | 1767335.1678 | 0 | 0 | 0 | 0 | 0 | 0 | 513728.7269 | 0 | 0 | 0 | 4277952.8715 | 0 | 0 | 0 | 0 | 13316.7138 | 0 | 0 | 0 | 0 | 0 | 0 | 0 | 0 | 0 | 0 | 0 | 0 | 0 | 0
2016-08-27 | 0 | 0 | 0 | 0 | 165342.8177 | 364322.2984 | 600923 | 0 | 0 | 0 | 1696077.2839 | 0 | 0 | 0 | 0 | 0 | 0 | 513728.7269 | 0 | 0 | 0 | 4277935.7597 | 0 | 0 | 0 | 0 | -71257.8839 | 0 | 0 | 0 | 0 | 0 | 0 | 0 | 0 | 0 | 0 | 0 | 0 | 0 | 0
2016-08-27 01:00 | 0 | 0 | 0 | 0 | 297229.8507 | 106321.0374 | 580016 | 0 | 0 | 0 | 1547093.8945 | 0 | 0 | 0 | 0 | 0 | 0 | 486247.0044 | 0 | 0 | 0 | 4277918.6479 | 0 | 0 | 0 | 0 | -148983.3894 | 0 | 0 | 0 | 0 | 0 | 0 | 0 | -27481.7225 | 0 | 0 | 0 | 0 | 0 | 0
2016-08-27 02:00 | 0 | 0 | 0 | 0 | 347701.3527 | 87.0531 | 549444 | 0 | 0 | 0 | 1398110.5051 | 0 | 0 | 0 | 0 | 0 | 0 | 433574.7996 | 0 | 0 | 0 | 4277901.5362 | 0 | 0 | 0 | 0 | -148983.3894 | 0 | 0 | 0 | 0 | 0 | 0 | 0 | -52672.2049 | 0 | 0 | 0 | 0 | 0 | 0
2016-08-27 03:00 | 0 | 0 | 0 | 0 | 349699.7213 | 0 | 516865 | 0 | 0 | 0 | 1249127.1158 | 0 | 0 | 0 | 0 | 0 | 0 | 415392.9103 | 0 | 0 | 0 | 4277884.4246 | 0 | 0 | 0 | 0 | -148983.3894 | 0 | 0 | 0 | 0 | 0 | 0 | 0 | -18181.8893 | 0 | 0 | 0 | 0 | 0 | 0
2016-08-27 04:00 | 0 | 0 | 0 | 0 | 330244.8668 | 0 | 484549 | 0 | 0 | 0 | 1100143.7264 | 0 | 0 | 0 | 0 | 0 | 0 | 410072.1665 | 0 | 0 | 0 | 4277867.3131 | 0 | 0 | 0 | 0 | -148983.3894 | 0 | 0 | 0 | 0 | 0 | 0 | 0 | -5320.7438 | 0 | 0 | 0 | 0 | 0 | 0
2016-08-27 05:00 | 0 | 0 | 0 | 0 | 305750.0289 | 0 | 455263 | 0 | 0 | 0 | 951160.337 | 0 | 0 | 0 | 0 | 0 | 0 | 409542.5848 | 0 | 0 | 0 | 4277850.2016 | 0 | 0 | 0 | 0 | -148983.3894 | 0 | 0 | 0 | 0 | 0 | 0 | 0 | -529.5817 | 0 | 0 | 0 | 0 | 0 | 0
2016-08-27 06:00 | 0 | 0 | 0 | 0 | 287838.2026 | 0 | 431590 | 0 | 0 | 0 | 802176.9477 | 0 | 0 | 0 | 0 | 0 | 0 | 414774.1767 | 0 | 0 | 0 | 4277833.0902 | 0 | 0 | 0 | 0 | -148983.3894 | 0 | 0 | 0 | 0 | 0 | 0 | 0 | 5231.592 | 0 | 0 | 0 | 0 | 0 | 0
2016-08-27 07:00 | 0 | 0 | 0 | 0 | 275157.3468 | 0 | 414085 | 0 | 0 | 0 | 794687.514 | 0 | 0 | 0 | 0 | 0 | 0 | 283335.9572 | 0 | 0 | 0 | 4277815.9789 | 0 | 0 | 0 | 0 | -7489.4337 | 0 | 0 | 0 | 0 | 0 | 0 | 0 | -131438.2195 | 0 | 0 | 0 | 0 | 0 | 0
2016-08-27 08:00 | 0 | 0 | 0 | 0 | 263392.2501 | 0 | 404444 | 0 | 0 | 0 | 645704.1246 | 0 | 0 | 0 | 0 | 0 | 0 | 291267.5967 | 0 | 0 | 0 | 4277798.8676 | 0 | 0 | 0 | 0 | -148983.3894 | 0 | 0 | 0 | 0 | 0 | 0 | 0 | 7931.6395 | 0 | 0 | 0 | 0 | 0 | 0
2016-08-27 09:00 | 0 | 0 | 0 | 0 | 247889.6346 | 0 | 400736 | 0 | 0 | 0 | 496720.7352 | 0 | 0 | 0 | 0 | 0 | 0 | 287404.6207 | 0 | 0 | 0 | 4277781.7564 | 0 | 0 | 0 | 0 | -148983.3894 | 0 | 0 | 0 | 0 | 0 | 0 | 0 | -3862.976 | 0 | 0 | 0 | 0 | 0 | 0
2016-08-27 10:00 | 0 | 0 | 0 | 0 | 233123.0281 | 0 | 403135 | 0 | 0 | 0 | 347737.3458 | 0 | 0 | 0 | 0 | 0 | 0 | 266376.0382 | 0 | 0 | 0 | 4277764.6453 | 0 | 0 | 0 | 0 | -148983.3894 | 0 | 0 | 0 | 0 | 0 | 0 | 0 | -21028.5826 | 0 | 0 | 0 | 0 | 0 | 0
2016-08-27 11:00 | 0 | 0 | 0 | 0 | 219921.4303 | 0 | 411095 | 0 | 0 | 0 | 198753.9565 | 0 | 0 | 0 | 0 | 0 | 0 | 224185.8579 | 0 | 0 | 0 | 4277747.5342 | 0 | 0 | 0 | 0 | -148983.3894 | 0 | 0 | 0 | 0 | 0 | 0 | 0 | -42190.1803 | 0 | 0 | 0 | 0 | 0 | 0
2016-08-27 12:00 | 0 | 0 | 0 | 0 | 177877.6777 | 1320.5357 | 431558 | 0 | 0 | 0 | 77832.3893 | 0 | 0 | 0 | 0 | 0 | 0 | 92747.6384 | 0 | 0 | 0 | 4277730.4233 | 0 | 0 | 0 | 0 | -120921.5671 | 0 | 0 | 0 | 0 | 0 | 0 | 0 | -131438.2195 | 0 | 0 | 0 | 0 | 0 | 0
2016-08-27 13:00 | 0 | 0 | 0 | 0 | 95626.1752 | 195216.7971 | 461423 | 0 | 0 | 0 | 0 | 0 | 0 | 0 | 0 | 0 | 0 | 0 | 0 | 0 | 0 | 4277713.3123 | 0 | 0 | 0 | 0 | -77832.3893 | 0 | 0 | 0 | 0 | 0 | 0 | 0 | -92747.6384 | 0 | 0 | 0 | 0 | 0 | 0
2016-08-27 14:00 | 0 | 0 | 0 | 0 | 0 | 517845.7443 | 494132 | 0 | 0 | 0 | 4896.4198 | 0 | 0 | 0 | 0 | 0 | 0 | 0 | 0 | 0 | 0 | 4292750.0611 | 0 | 0 | 0 | 0 | 4896.4198 | 0 | 0 | 0 | 0 | 0 | 0 | 0 | 0 | 0 | 0 | 0 | 18817.3245 | 0 | 0
2016-08-27 15:00 | 0 | 0 | 0 | 0 | 84697.0449 | 657019.7516 | 525588 | 0 | 0 | 0 | 70769.6723 | 0 | 0 | 0 | 0 | 0 | 0 | 131438.2195 | 0 | 0 | 0 | 4307786.7497 | 0 | 0 | 0 | 0 | 65873.2525 | 0 | 0 | 0 | 0 | 0 | 0 | 0 | 131438.2195 | 0 | 0 | 0 | 18817.3245 | 0 | 0
2016-08-27 16:00 | 0 | 0 | 0 | 0 | 0 | 724050.19 | 554105 | 0 | 0 | 0 | 219753.0616 | 0 | 0 | 0 | 0 | 0 | 0 | 133582.6957 | 0 | 0 | 0 | 4322823.3781 | 0 | 0 | 0 | 0 | 148983.3894 | 0 | 0 | 0 | 0 | 0 | 0 | 0 | 2144.4762 | 0 | 0 | 0 | 18817.3245 | 0 | 0
2016-08-27 17:00 | 0 | 0 | 0 | 0 | 82197.8848 | 726643.7632 | 576251 | 0 | 0 | 0 | 368736.451 | 0 | 0 | 0 | 0 | 0 | 0 | 198372.6299 | 0 | 0 | 0 | 4337859.9464 | 0 | 0 | 0 | 0 | 148983.3894 | 0 | 0 | 0 | 0 | 0 | 0 | 0 | 64789.9342 | 0 | 0 | 0 | 18817.3245 | 0 | 0
2016-08-27 18:00 | 0 | 0 | 0 | 0 | 0 | 714246.2962 | 591311 | 0 | 0 | 0 | 341416.2032 | 0 | 0 | 0 | 0 | 0 | 0 | 329810.8494 | 0 | 0 | 0 | 4352896.4545 | 0 | 0 | 0 | 0 | -27320.2478 | 0 | 0 | 0 | 0 | 0 | 0 | 0 | 131438.2195 | 0 | 0 | 0 | 18817.3245 | 0 | 0
2016-08-27 19:00 | 0 | 0 | 0 | 0 | 91506.8079 | 698594.1195 | 600803 | 0 | 0 | 0 | 490399.5926 | 0 | 0 | 0 | 0 | 0 | 0 | 351308.063 | 0 | 0 | 0 | 4367932.9025 | 0 | 0 | 0 | 0 | 148983.3894 | 0 | 0 | 0 | 0 | 0 | 0 | 0 | 21497.2136 | 0 | 0 | 0 | 18817.3245 | 0 | 0
2016-08-27 20:00 | 0 | 0 | 0 | 0 | 96365.5912 | 687537.9911 | 606858 | 0 | 0 | 0 | 639382.9819 | 0 | 0 | 0 | 0 | 0 | 0 | 360552.9315 | 0 | 0 | 0 | 4382969.2904 | 0 | 0 | 0 | 0 | 148983.3894 | 0 | 0 | 0 | 0 | 0 | 0 | 0 | 9244.8685 | 0 | 0 | 0 | 18817.3245 | 0 | 0
2016-08-27 21:00 | 0 | 0 | 0 | 0 | 0 | 665659.0048 | 604271 | 0 | 0 | 0 | 788366.3713 | 0 | 0 | 0 | 0 | 0 | 0 | 254140.2224 | 0 | 0 | 0 | 4398005.6181 | 0 | 0 | 0 | 0 | 148983.3894 | 0 | 0 | 0 | 0 | 0 | 0 | 0 | -106412.709 | 0 | 0 | 0 | 18817.3245 | 0 | 0
2016-08-27 22:00 | 0 | 0 | 0 | 0 | 101904.7711 | 622661.2039 | 598870 | 0 | 0 | 0 | 763806.8024 | 0 | 0 | 0 | 0 | 0 | 0 | 385578.442 | 0 | 0 | 0 | 4413041.8857 | 0 | 0 | 0 | 0 | -24559.569 | 0 | 0 | 0 | 0 | 0 | 0 | 0 | 131438.2195 | 0 | 0 | 0 | 18817.3245 | 0 | 0
2016-08-27 23:00 | 0 | 0 | 0 | 0 | 120236.136 | 522641.9948 | 582528 | 0 | 0 | 0 | 783114.7939 | 0 | 0 | 0 | 0 | 0 | 0 | 407803.2567 | 0 | 0 | 0 | 4428078.0931 | 0 | 0 | 0 | 0 | 19307.9915 | 0 | 0 | 0 | 0 | 0 | 0 | 0 | 22224.8148 | 0 | 0 | 0 | 18817.3245 | 0 | 0
2016-08-28 | 0 | 0 | 0 | 0 | 215236.8828 | 366596.2339 | 569917 | 0 | 0 | 0 | 907651.8056 | 0 | 0 | 0 | 0 | 0 | 0 | 276365.0372 | 0 | 0 | 0 | 4443114.2403 | 0 | 0 | 0 | 0 | 124537.0117 | 0 | 0 | 0 | 0 | 0 | 0 | 0 | -131438.2195 | 0 | 0 | 0 | 18817.3245 | 0 | 0
2016-08-28 01:00 | 0 | 0 | 0 | 0 | 229961.7757 | 106323.6253 | 553360 | 0 | 0 | 0 | 758668.4162 | 0 | 0 | 0 | 0 | 0 | 0 | 189456.5031 | 0 | 0 | 0 | 4458150.3275 | 0 | 0 | 0 | 0 | -148983.3894 | 0 | 0 | 0 | 0 | 0 | 0 | 0 | -86908.5341 | 0 | 0 | 0 | 18817.3245 | 0 | 0
2016-08-28 02:00 | 0 | 0 | 0 | 0 | 511480.0179 | 68.991 | 527742 | 0 | 0 | 0 | 609685.0268 | 0 | 0 | 0 | 0 | 0 | 0 | 303429.5769 | 0 | 0 | 0 | 4473186.3545 | 0 | 0 | 0 | 0 | -148983.3894 | 0 | 0 | 0 | 0 | 0 | 0 | 0 | 113973.0738 | 0 | 0 | 0 | 18817.3245 | 0 | 0
2016-08-28 03:00 | 0 | 0 | 0 | 0 | 576086.4763 | 0 | 498208 | 0 | 0 | 0 | 758668.4162 | 0 | 0 | 0 | 0 | 0 | 0 | 213507.3394 | 0 | 0 | 0 | 4488222.3213 | 0 | 0 | 0 | 0 | 148983.3894 | 0 | 0 | 0 | 0 | 0 | 0 | 0 | -89922.2375 | 0 | 0 | 0 | 18817.3245 | 0 | 0
2016-08-28 04:00 | 0 | 0 | 0 | 0 | 592033.2867 | 0 | 468879 | 0 | 0 | 0 | 907651.8056 | 0 | 0 | 0 | 0 | 0 | 0 | 168860.9122 | 0 | 0 | 0 | 4503258.228 | 0 | 0 | 0 | 0 | 148983.3894 | 0 | 0 | 0 | 0 | 0 | 0 | 0 | -44646.4272 | 0 | 0 | 0 | 18817.3245 | 0 | 0
2016-08-28 05:00 | 0 | 0 | 0 | 0 | 443649.1546 | 0 | 442377 | 0 | 0 | 0 | 758668.4162 | 0 | 0 | 0 | 0 | 0 | 0 | 300299.1317 | 0 | 0 | 0 | 4518294.0746 | 0 | 0 | 0 | 0 | -148983.3894 | 0 | 0 | 0 | 0 | 0 | 0 | 0 | 131438.2195 | 0 | 0 | 0 | 18817.3245 | 0 | 0
2016-08-28 06:00 | 0 | 0 | 0 | 0 | 569284.0399 | 0 | 421597 | 0 | 0 | 0 | 907651.8056 | 0 | 0 | 0 | 0 | 0 | 0 | 280185.4577 | 0 | 0 | 0 | 4533329.861 | 0 | 0 | 0 | 0 | 148983.3894 | 0 | 0 | 0 | 0 | 0 | 0 | 0 | -20113.674 | 0 | 0 | 0 | 18817.3245 | 0 | 0
2016-08-28 07:00 | 0 | 0 | 0 | 0 | 544943.544 | 0 | 406476 | 0 | 0 | 0 | 1056635.195 | 0 | 0 | 0 | 0 | 0 | 0 | 250852.2879 | 0 | 0 | 0 | 4548365.5872 | 0 | 0 | 0 | 0 | 148983.3894 | 0 | 0 | 0 | 0 | 0 | 0 | 0 | -29333.1698 | 0 | 0 | 0 | 18817.3245 | 0 | 0
2016-08-28 08:00 | 0 | 0 | 0 | 0 | 515362.8121 | 0 | 395549 | 0 | 0 | 0 | 1026193.4631 | 0 | 0 | 0 | 0 | 0 | 0 | 382290.5074 | 0 | 0 | 0 | 4563401.2534 | 0 | 0 | 0 | 0 | -30441.7319 | 0 | 0 | 0 | 0 | 0 | 0 | 0 | 131438.2195 | 0 | 0 | 0 | 18817.3245 | 0 | 0
2016-08-28 09:00 | 0 | 0 | 0 | 0 | 391709.1546 | 0 | 390437 | 0 | 0 | 0 | 877210.0737 | 0 | 0 | 0 | 0 | 0 | 0 | 513728.7269 | 0 | 0 | 0 | 4578436.8593 | 0 | 0 | 0 | 0 | -148983.3894 | 0 | 0 | 0 | 0 | 0 | 0 | 0 | 131438.2195 | 0 | 0 | 0 | 18817.3245 | 0 | 0
2016-08-28 10:00 | 0 | 0 | 0 | 0 | 437162.1738 | 0 | 390275 | 0 | 0 | 0 | 1026193.4631 | 0 | 0 | 0 | 0 | 0 | 0 | 392815.1869 | 0 | 0 | 0 | 4593472.4052 | 0 | 0 | 0 | 0 | 148983.3894 | 0 | 0 | 0 | 0 | 0 | 0 | 0 | -120913.54 | 0 | 0 | 0 | 18817.3245 | 0 | 0
2016-08-28 11:00 | 0 | 0 | 0 | 0 | 399884.9278 | 0 | 394254 | 0 | 0 | 0 | 1144445.2859 | 0 | 0 | 0 | 0 | 0 | 0 | 261376.9674 | 0 | 0 | 0 | 4608507.8909 | 0 | 0 | 0 | 0 | 118251.8228 | 0 | 0 | 0 | 0 | 0 | 0 | 0 | -131438.2195 | 0 | 0 | 0 | 18817.3245 | 0 | 0
2016-08-28 12:00 | 0 | 0 | 0 | 0 | 300994.3686 | 1099.5196 | 413566 | 0 | 0 | 0 | 995461.8965 | 0 | 0 | 0 | 0 | 0 | 0 | 280070.9205 | 0 | 0 | 0 | 4623543.3164 | 0 | 0 | 0 | 0 | -148983.3894 | 0 | 0 | 0 | 0 | 0 | 0 | 0 | 18693.9531 | 0 | 0 | 0 | 18817.3245 | 0 | 0
2016-08-28 13:00 | 0 | 0 | 0 | 0 | 148917.9444 | 167715.5344 | 444935 | 0 | 0 | 0 | 979781.2703 | 0 | 0 | 0 | 0 | 0 | 0 | 148632.701 | 0 | 0 | 0 | 4638578.6818 | 0 | 0 | 0 | 0 | -15680.6262 | 0 | 0 | 0 | 0 | 0 | 0 | 0 | -131438.2195 | 0 | 0 | 0 | 18817.3245 | 0 | 0
2016-08-28 14:00 | 0 | 0 | 0 | 0 | 0 | 508119.7767 | 478450 | 0 | 0 | 0 | 859195.503 | 0 | 0 | 0 | 0 | 0 | 0 | 280070.9205 | 0 | 0 | 0 | 4653613.9871 | 0 | 0 | 0 | 0 | -120585.7673 | 0 | 0 | 0 | 0 | 0 | 0 | 0 | 131438.2195 | 0 | 0 | 0 | 18817.3245 | 0 | 0
2016-08-28 15:00 | 0 | 0 | 0 | 0 | 0 | 692108.4662 | 511645 | 0 | 0 | 0 | 1008178.8924 | 0 | 0 | 0 | 0 | 0 | 0 | 292733.6729 | 0 | 0 | 0 | 4668649.2322 | 0 | 0 | 0 | 0 | 148983.3894 | 0 | 0 | 0 | 0 | 0 | 0 | 0 | 12662.7524 | 0 | 0 | 0 | 18817.3245 | 0 | 0
2016-08-28 16:00 | 0 | 0 | 0 | 0 | 0 | 731331.9633 | 544093 | 0 | 0 | 0 | 1157162.2818 | 0 | 0 | 0 | 0 | 0 | 0 | 312171.9224 | 0 | 0 | 0 | 4683684.4172 | 0 | 0 | 0 | 0 | 148983.3894 | 0 | 0 | 0 | 0 | 0 | 0 | 0 | 19438.2495 | 0 | 0 | 0 | 18817.3245 | 0 | 0
2016-08-28 17:00 | 0 | 0 | 0 | 0 | 140942.9576 | 728913.9758 | 570618 | 0 | 0 | 0 | 1306145.6712 | 0 | 0 | 0 | 0 | 0 | 0 | 443610.1419 | 0 | 0 | 0 | 4698719.5421 | 0 | 0 | 0 | 0 | 148983.3894 | 0 | 0 | 0 | 0 | 0 | 0 | 0 | 131438.2195 | 0 | 0 | 0 | 18817.3245 | 0 | 0
2016-08-28 18:00 | 0 | 0 | 0 | 0 | 0 | 717649.1519 | 591249 | 0 | 0 | 0 | 1455129.0605 | 0 | 0 | 0 | 0 | 0 | 0 | 402209.5799 | 0 | 0 | 0 | 4713754.6068 | 0 | 0 | 0 | 0 | 148983.3894 | 0 | 0 | 0 | 0 | 0 | 0 | 0 | -41400.5619 | 0 | 0 | 0 | 18817.3245 | 0 | 0
2016-08-28 19:00 | 0 | 0 | 0 | 0 | 174202.281 | 699141.9044 | 604776 | 0 | 0 | 0 | 1604112.4499 | 0 | 0 | 0 | 0 | 0 | 0 | 502977.0515 | 0 | 0 | 0 | 4728789.6114 | 0 | 0 | 0 | 0 | 148983.3894 | 0 | 0 | 0 | 0 | 0 | 0 | 0 | 100767.4715 | 0 | 0 | 0 | 18817.3245 | 0 | 0
2016-08-28 20:00 | 0 | 0 | 0 | 0 | 0 | 685124.0769 | 615064 | 0 | 0 | 0 | 1714916.7908 | 0 | 0 | 0 | 0 | 0 | 0 | 443415.463 | 0 | 0 | 0 | 4743824.5558 | 0 | 0 | 0 | 0 | 110804.3409 | 0 | 0 | 0 | 0 | 0 | 0 | 0 | -59561.5885 | 0 | 0 | 0 | 18817.3245 | 0 | 0
2016-08-28 21:00 | 0 | 0 | 0 | 0 | 196194.4706 | 660910.5072 | 618991 | 0 | 0 | 0 | 1863900.1802 | 0 | 0 | 0 | 0 | 0 | 0 | 513728.7269 | 0 | 0 | 0 | 4758859.4401 | 0 | 0 | 0 | 0 | 148983.3894 | 0 | 0 | 0 | 0 | 0 | 0 | 0 | 70313.2639 | 0 | 0 | 0 | 18817.3245 | 0 | 0
2016-08-28 22:00 | 0 | 0 | 0 | 0 | 139158.6989 | 623848.0668 | 613165 | 0 | 0 | 0 | 2012883.5695 | 0 | 0 | 0 | 0 | 0 | 0 | 495769.7787 | 0 | 0 | 0 | 4773894.2642 | 0 | 0 | 0 | 0 | 148983.3894 | 0 | 0 | 0 | 0 | 0 | 0 | 0 | -17958.9482 | 0 | 0 | 0 | 18817.3245 | 0 | 0
2016-08-28 23:00 | 0 | 0 | 0 | 0 | 248063.4361 | 538361.2259 | 600665 | 0 | 0 | 0 | 2161866.9589 | 0 | 0 | 0 | 0 | 0 | 0 | 513728.7269 | 0 | 0 | 0 | 4788929.0282 | 0 | 0 | 0 | 0 | 148983.3894 | 0 | 0 | 0 | 0 | 0 | 0 | 0 | 17958.9482 | 0 | 0 | 0 | 18817.3245 | 0 | 0
2016-08-29 | 0 | 0 | 0 | 0 | 345351.1938 | 390144.5603 | 591304 | 0 | 0 | 0 | 2287241.3885 | 0 | 0 | 0 | 0 | 0 | 0 | 513728.7269 | 0 | 0 | 0 | 4803963.7321 | 0 | 0 | 0 | 0 | 125374.4296 | 0 | 0 | 0 | 0 | 0 | 0 | 0 | 0 | 0 | 0 | 0 | 18817.3245 | 0 | 0
2016-08-29 01:00 | 0 | 0 | 0 | 0 | 464972.6553 | 105359.4781 | 573739 | 0 | 0 | 0 | 2287241.3885 | 0 | 0 | 0 | 0 | 0 | 0 | 513728.7269 | 0 | 0 | 0 | 4798070.6084 | 0 | 0 | 0 | 0 | 0 | 0 | 0 | 0 | 0 | 0 | 0 | 0 | 0 | 0 | 0 | 0 | 0 | 5873.9078 | 0
2016-08-29 02:00 | 0 | 0 | 0 | 0 | 495047.3898 | 55.1731 | 542108 | 0 | 0 | 0 | 2287241.3885 | 0 | 0 | 0 | 0 | 0 | 0 | 513728.7269 | 0 | 0 | 0 | 4717007.5591 | 0 | 0 | 0 | 0 | 0 | 0 | 0 | 0 | 0 | 0 | 0 | 0 | 0 | 0 | 0 | 0 | 0 | 81043.857 | 0
2016-08-29 03:00 | 0 | 0 | 0 | 0 | 475643.1974 | 0 | 506758 | 0 | 0 | 0 | 2287241.3885 | 0 | 0 | 0 | 0 | 0 | 0 | 513728.7269 | 0 | 0 | 0 | 4663342.4797 | 0 | 0 | 0 | 0 | 0 | 0 | 0 | 0 | 0 | 0 | 0 | 0 | 0 | 0 | 0 | 0 | 0 | 53646.2114 | 0
2016-08-29 04:00 | 0 | 0 | 0 | 0 | 451145.6697 | 0 | 473517 | 0 | 0 | 0 | 2287241.3885 | 0 | 0 | 0 | 0 | 0 | 0 | 513728.7269 | 0 | 0 | 0 | 4624752.5673 | 0 | 0 | 0 | 0 | 0 | 0 | 0 | 0 | 0 | 0 | 0 | 0 | 0 | 0 | 0 | 0 | 0 | 38571.2591 | 0
2016-08-29 05:00 | 0 | 0 | 0 | 0 | 424046.1046 | 0 | 446810 | 0 | 0 | 0 | 2287241.3885 | 0 | 0 | 0 | 0 | 0 | 0 | 513728.7269 | 0 | 0 | 0 | 4585485.9727 | 0 | 0 | 0 | 0 | 0 | 0 | 0 | 0 | 0 | 0 | 0 | 0 | 0 | 0 | 0 | 0 | 0 | 39248.0955 | 0
2016-08-29 06:00 | 0 | 0 | 0 | 0 | 391573.3485 | 0 | 426452 | 0 | 0 | 0 | 2287241.3885 | 0 | 0 | 0 | 0 | 0 | 0 | 513728.7269 | 0 | 0 | 0 | 4525332.0247 | 0 | 0 | 0 | 0 | 0 | 0 | 0 | 0 | 0 | 0 | 0 | 0 | 0 | 0 | 0 | 0 | 0 | 60135.6061 | 0
2016-08-29 07:00 | 0 | 0 | 0 | 0 | 350935.8145 | 0 | 412154 | 0 | 0 | 0 | 2287241.3885 | 0 | 0 | 0 | 0 | 0 | 0 | 513728.7269 | 0 | 0 | 0 | 4419765.3277 | 0 | 0 | 0 | 0 | 0 | 0 | 0 | 0 | 0 | 0 | 0 | 0 | 0 | 0 | 0 | 0 | 0 | 105548.5957 | 0
2016-08-29 08:00 | 0 | 0 | 0 | 0 | 313397.2427 | 0 | 407216 | 0 | 0 | 0 | 2287241.3885 | 0 | 0 | 0 | 0 | 0 | 0 | 513728.7269 | 0 | 0 | 0 | 4257991.1705 | 0 | 0 | 0 | 0 | 0 | 0 | 0 | 0 | 0 | 0 | 0 | 0 | 0 | 0 | 0 | 0 | 0 | 161756.4781 | 0
2016-08-29 09:00 | 0 | 0 | 0 | 0 | 271752.7169 | 0 | 414170 | 0 | 0 | 0 | 2257457.6722 | 0 | 0 | 0 | 0 | 0 | 0 | 513728.7269 | 0 | 0 | 0 | 4063778.3337 | 0 | 0 | 0 | 0 | -29783.7163 | 0 | 0 | 0 | 0 | 0 | 0 | 0 | 0 | 0 | 0 | 0 | 0 | 194195.8048 | 0
2016-08-29 10:00 | 0 | 0 | 0 | 0 | 240685.7188 | 0 | 436856 | 0 | 0 | 0 | 2173920.9579 | 0 | 0 | 0 | 0 | 0 | 0 | 513728.7269 | 0 | 0 | 0 | 3869566.2737 | 0 | 0 | 0 | 0 | -83536.7144 | 0 | 0 | 0 | 0 | 0 | 0 | 0 | 0 | 0 | 0 | 0 | 0 | 194195.8048 | 0
2016-08-29 11:00 | 0 | 0 | 0 | 0 | 216050.8988 | 0 | 457948 | 0 | 0 | 0 | 2083304.2219 | 0 | 0 | 0 | 0 | 0 | 0 | 382290.5074 | 0 | 0 | 0 | 3835340.1994 | 0 | 0 | 0 | 0 | -90616.736 | 0 | 0 | 0 | 0 | 0 | 0 | 0 | -131438.2195 | 0 | 0 | 0 | 0 | 34210.5961 | 0
2016-08-29 12:00 | 0 | 0 | 0 | 0 | 161663.9987 | 345.9885 | 478038 | 0 | 0 | 0 | 1934320.8325 | 0 | 0 | 0 | 0 | 0 | 0 | 250852.2879 | 0 | 0 | 0 | 3773934.5065 | 0 | 0 | 0 | 0 | -148983.3894 | 0 | 0 | 0 | 0 | 0 | 0 | 0 | -131438.2195 | 0 | 0 | 0 | 0 | 61390.3515 | 0
2016-08-29 13:00 | 0 | 0 | 0 | 0 | 95288.9924 | 114402.3151 | 505765 | 0 | 0 | 0 | 1785337.4431 | 0 | 0 | 0 | 0 | 0 | 0 | 119414.0684 | 0 | 0 | 0 | 3746933.0595 | 0 | 0 | 0 | 0 | -148983.3894 | 0 | 0 | 0 | 0 | 0 | 0 | 0 | -131438.2195 | 0 | 0 | 0 | 0 | 26986.3512 | 0
2016-08-29 14:00 | 0 | 0 | 0 | 0 | 99868.7114 | 449276.3676 | 537954 | 0 | 0 | 0 | 1665090.3027 | 0 | 0 | 0 | 0 | 0 | 0 | 250852.2879 | 0 | 0 | 0 | 3746918.0718 | 0 | 0 | 0 | 0 | -120247.1405 | 0 | 0 | 0 | 0 | 0 | 0 | 0 | 131438.2195 | 0 | 0 | 0 | 0 | 0 | 0
2016-08-29 15:00 | 0 | 0 | 0 | 0 | 102966.6934 | 631952.1431 | 569735 | 0 | 0 | 0 | 1814073.692 | 0 | 0 | 0 | 0 | 0 | 0 | 267052.7351 | 0 | 0 | 0 | 3746903.0841 | 0 | 0 | 0 | 0 | 148983.3894 | 0 | 0 | 0 | 0 | 0 | 0 | 0 | 16200.4471 | 0 | 0 | 0 | 0 | 0 | 0
2016-08-29 16:00 | 0 | 0 | 0 | 0 | 103274.1611 | 671667.0981 | 599965 | 0 | 0 | 0 | 1857611.7317 | 0 | 0 | 0 | 0 | 0 | 0 | 398490.9546 | 0 | 0 | 0 | 3746888.0965 | 0 | 0 | 0 | 0 | 43538.0397 | 0 | 0 | 0 | 0 | 0 | 0 | 0 | 131438.2195 | 0 | 0 | 0 | 0 | 0 | 0
2016-08-29 17:00 | 0 | 0 | 0 | 0 | 102340.017 | 678807.3667 | 625021 | 0 | 0 | 0 | 2006595.1211 | 0 | 0 | 0 | 0 | 0 | 0 | 405633.9489 | 0 | 0 | 0 | 3746873.109 | 0 | 0 | 0 | 0 | 148983.3894 | 0 | 0 | 0 | 0 | 0 | 0 | 0 | 7142.9944 | 0 | 0 | 0 | 0 | 0 | 0
2016-08-29 18:00 | 0 | 0 | 0 | 0 | 100941.9193 | 671873.932 | 643308 | 0 | 0 | 0 | 2028008.1944 | 0 | 0 | 0 | 0 | 0 | 0 | 513728.7269 | 0 | 0 | 0 | 3746858.1215 | 0 | 0 | 0 | 0 | 21413.0734 | 0 | 0 | 0 | 0 | 0 | 0 | 0 | 108094.778 | 0 | 0 | 0 | 0 | 0 | 0
2016-08-29 19:00 | 0 | 0 | 0 | 0 | 98440.5038 | 658013.0872 | 654056 | 0 | 0 | 0 | 2176991.5838 | 0 | 0 | 0 | 0 | 0 | 0 | 467142.9286 | 0 | 0 | 0 | 3746843.134 | 0 | 0 | 0 | 0 | 148983.3894 | 0 | 0 | 0 | 0 | 0 | 0 | 0 | -46585.7983 | 0 | 0 | 0 | 0 | 0 | 0
2016-08-29 20:00 | 0 | 0 | 0 | 0 | 95148.1448 | 646004.2253 | 659447 | 0 | 0 | 0 | 2212111.1555 | 0 | 0 | 0 | 0 | 0 | 0 | 513728.7269 | 0 | 0 | 0 | 3746828.1467 | 0 | 0 | 0 | 0 | 35119.5717 | 0 | 0 | 0 | 0 | 0 | 0 | 0 | 46585.7983 | 0 | 0 | 0 | 0 | 0 | 0
2016-08-29 21:00 | 0 | 0 | 0 | 0 | 90960.0937 | 623096.635 | 660975 | 0 | 0 | 0 | 2265192.8843 | 0 | 0 | 0 | 0 | 0 | 0 | 513728.7269 | 0 | 0 | 0 | 3746813.1593 | 0 | 0 | 0 | 0 | 53081.7288 | 0 | 0 | 0 | 0 | 0 | 0 | 0 | 0 | 0 | 0 | 0 | 0 | 0 | 0
2016-08-29 22:00 | 0 | 0 | 0 | 0 | 90879.337 | 584891.1672 | 653722 | 0 | 0 | 0 | 2287241.3885 | 0 | 0 | 0 | 0 | 0 | 0 | 513728.7269 | 0 | 0 | 0 | 3746798.1721 | 0 | 0 | 0 | 0 | 22048.5043 | 0 | 0 | 0 | 0 | 0 | 0 | 0 | 0 | 0 | 0 | 0 | 0 | 0 | 0
2016-08-29 23:00 | 0 | 0 | 0 | 0 | 98937.5787 | 498377.1862 | 638313 | 0 | 0 | 0 | 2287241.3885 | 0 | 0 | 0 | 0 | 0 | 0 | 513728.7269 | 0 | 0 | 0 | 3676096.5726 | 0 | 0 | 0 | 0 | 0 | 0 | 0 | 0 | 0 | 0 | 0 | 0 | 0 | 0 | 0 | 0 | 0 | 70686.6123 | 0
2016-08-30 | 0 | 0 | 0 | 0 | 138953.9609 | 344981.7518 | 627299 | 0 | 0 | 0 | 2256511.668 | 0 | 0 | 0 | 0 | 0 | 0 | 513728.7269 | 0 | 0 | 0 | 3481886.0633 | 0 | 0 | 0 | 0 | -30729.7206 | 0 | 0 | 0 | 0 | 0 | 0 | 0 | 0 | 0 | 0 | 0 | 0 | 194195.8048 | 0
2016-08-30 01:00 | 0 | 0 | 0 | 0 | 245779.2499 | 86333.645 | 604806 | 0 | 0 | 0 | 2107528.2786 | 0 | 0 | 0 | 0 | 0 | 0 | 502652.578 | 0 | 0 | 0 | 3287676.331 | 0 | 0 | 0 | 0 | -148983.3894 | 0 | 0 | 0 | 0 | 0 | 0 | 0 | -11076.1489 | 0 | 0 | 0 | 0 | 194195.8048 | 0
2016-08-30 02:00 | 0 | 0 | 0 | 0 | 303944.9923 | 37.3085 | 566777 | 0 | 0 | 0 | 1958544.8892 | 0 | 0 | 0 | 0 | 0 | 0 | 501474.8349 | 0 | 0 | 0 | 3093467.3754 | 0 | 0 | 0 | 0 | -148983.3894 | 0 | 0 | 0 | 0 | 0 | 0 | 0 | -1177.7431 | 0 | 0 | 0 | 0 | 194195.8048 | 0
2016-08-30 03:00 | 0 | 0 | 0 | 0 | 307117.3958 | 0 | 525022 | 0 | 0 | 0 | 1984712.0713 | 0 | 0 | 0 | 0 | 0 | 0 | 370036.6154 | 0 | 0 | 0 | 2899259.1967 | 0 | 0 | 0 | 0 | 26167.1821 | 0 | 0 | 0 | 0 | 0 | 0 | 0 | -131438.2195 | 0 | 0 | 0 | 0 | 194195.8048 | 0
2016-08-30 04:00 | 0 | 0 | 0 | 0 | 289833.1225 | 0 | 488171 | 0 | 0 | 0 | 1835728.6819 | 0 | 0 | 0 | 0 | 0 | 0 | 433315.6941 | 0 | 0 | 0 | 2705051.7948 | 0 | 0 | 0 | 0 | -148983.3894 | 0 | 0 | 0 | 0 | 0 | 0 | 0 | 63279.0787 | 0 | 0 | 0 | 0 | 194195.8048 | 0
2016-08-30 05:00 | 0 | 0 | 0 | 0 | 264313.267 | 0 | 457494 | 0 | 0 | 0 | 1690166.4246 | 0 | 0 | 0 | 0 | 0 | 0 | 498330.7853 | 0 | 0 | 0 | 2510845.1697 | 0 | 0 | 0 | 0 | -145562.2574 | 0 | 0 | 0 | 0 | 0 | 0 | 0 | 65015.0912 | 0 | 0 | 0 | 0 | 194195.8048 | 0
2016-08-30 06:00 | 0 | 0 | 0 | 0 | 239088.8103 | 0 | 433597 | 0 | 0 | 0 | 1739730.0212 | 0 | 0 | 0 | 0 | 0 | 0 | 366892.5658 | 0 | 0 | 0 | 2316639.3215 | 0 | 0 | 0 | 0 | 49563.5966 | 0 | 0 | 0 | 0 | 0 | 0 | 0 | -131438.2195 | 0 | 0 | 0 | 0 | 194195.8048 | 0
2016-08-30 07:00 | 0 | 0 | 0 | 0 | 215266.7684 | 0 | 417950 | 0 | 0 | 0 | 1590746.6318 | 0 | 0 | 0 | 0 | 0 | 0 | 425826.2904 | 0 | 0 | 0 | 2122434.2501 | 0 | 0 | 0 | 0 | -148983.3894 | 0 | 0 | 0 | 0 | 0 | 0 | 0 | 58933.7246 | 0 | 0 | 0 | 0 | 194195.8048 | 0
2016-08-30 08:00 | 0 | 0 | 0 | 0 | 196514.273 | 0 | 410177 | 0 | 0 | 0 | 1441763.2424 | 0 | 0 | 0 | 0 | 0 | 0 | 473780.5196 | 0 | 0 | 0 | 1928229.9555 | 0 | 0 | 0 | 0 | -148983.3894 | 0 | 0 | 0 | 0 | 0 | 0 | 0 | 47954.2292 | 0 | 0 | 0 | 0 | 194195.8048 | 0
2016-08-30 09:00 | 0 | 0 | 0 | 0 | 184126.7633 | 0 | 416385 | 0 | 0 | 0 | 1453576.792 | 0 | 0 | 0 | 0 | 0 | 0 | 342342.3001 | 0 | 0 | 0 | 1734026.4378 | 0 | 0 | 0 | 0 | 11813.5496 | 0 | 0 | 0 | 0 | 0 | 0 | 0 | -131438.2195 | 0 | 0 | 0 | 0 | 194195.8048 | 0
2016-08-30 10:00 | 0 | 0 | 0 | 0 | 178118.6125 | 0 | 437575 | 0 | 0 | 0 | 1304593.4027 | 0 | 0 | 0 | 0 | 0 | 0 | 344502.8688 | 0 | 0 | 0 | 1539823.6968 | 0 | 0 | 0 | 0 | -148983.3894 | 0 | 0 | 0 | 0 | 0 | 0 | 0 | 2160.5687 | 0 | 0 | 0 | 0 | 194195.8048 | 0
2016-08-30 11:00 | 0 | 0 | 0 | 0 | 172713.4976 | 0 | 456389 | 0 | 0 | 0 | 1155610.0133 | 0 | 0 | 0 | 0 | 0 | 0 | 322444.3225 | 0 | 0 | 0 | 1345621.7327 | 0 | 0 | 0 | 0 | -148983.3894 | 0 | 0 | 0 | 0 | 0 | 0 | 0 | -22058.5463 | 0 | 0 | 0 | 0 | 194195.8048 | 0
2016-08-30 12:00 | 0 | 0 | 0 | 0 | 142593.0097 | 532.2653 | 474287 | 0 | 0 | 0 | 1068520.0747 | 0 | 0 | 0 | 0 | 0 | 0 | 191006.103 | 0 | 0 | 0 | 1151420.5453 | 0 | 0 | 0 | 0 | -87089.9386 | 0 | 0 | 0 | 0 | 0 | 0 | 0 | -131438.2195 | 0 | 0 | 0 | 0 | 194195.8048 | 0
2016-08-30 13:00 | 0 | 0 | 0 | 0 | 70314.107 | 130007.8265 | 498228 | 0 | 0 | 0 | 919536.6853 | 0 | 0 | 0 | 0 | 0 | 0 | 154716.9927 | 0 | 0 | 0 | 957220.1348 | 0 | 0 | 0 | 0 | -148983.3894 | 0 | 0 | 0 | 0 | 0 | 0 | 0 | -36289.1103 | 0 | 0 | 0 | 0 | 194195.8048 | 0
2016-08-30 14:00 | 0 | 0 | 0 | 0 | 64805.7513 | 456174.4037 | 528147 | 0 | 0 | 0 | 1068520.0747 | 0 | 0 | 0 | 0 | 0 | 0 | 111200.3251 | 0 | 0 | 0 | 763020.5011 | 0 | 0 | 0 | 0 | 148983.3894 | 0 | 0 | 0 | 0 | 0 | 0 | 0 | -43516.6676 | 0 | 0 | 0 | 0 | 194195.8048 | 0
2016-08-30 15:00 | 0 | 0 | 0 | 0 | 79761.1118 | 633765.5067 | 558262 | 0 | 0 | 0 | 1217503.464 | 0 | 0 | 0 | 0 | 0 | 0 | 230115.121 | 0 | 0 | 0 | 568821.6441 | 0 | 0 | 0 | 0 | 148983.3894 | 0 | 0 | 0 | 0 | 0 | 0 | 0 | 118914.7959 | 0 | 0 | 0 | 0 | 194195.8048 | 0
2016-08-30 16:00 | 0 | 0 | 0 | 0 | 80262.858 | 678072.7909 | 585627 | 0 | 0 | 0 | 1366486.8534 | 0 | 0 | 0 | 0 | 0 | 0 | 361553.3405 | 0 | 0 | 0 | 383107.3689 | 0 | 0 | 0 | 0 | 148983.3894 | 0 | 0 | 0 | 0 | 0 | 0 | 0 | 131438.2195 | 0 | 0 | 0 | 0 | 185712 | 0
2016-08-30 17:00 | 0 | 0 | 0 | 0 | 78171.1423 | 684998.6139 | 610613 | 0 | 0 | 0 | 1515470.2428 | 0 | 0 | 0 | 0 | 0 | 0 | 477760.2741 | 0 | 0 | 0 | 188910.0316 | 0 | 0 | 0 | 0 | 148983.3894 | 0 | 0 | 0 | 0 | 0 | 0 | 0 | 116206.9336 | 0 | 0 | 0 | 0 | 194195.8048 | 0
2016-08-30 18:00 | 0 | 0 | 0 | 0 | 79063.7995 | 676721.5132 | 629443 | 0 | 0 | 0 | 1664453.6322 | 0 | 0 | 0 | 0 | 0 | 0 | 513728.7269 | 0 | 0 | 0 | 87858.3631 | 0 | 0 | 0 | 0 | 148983.3894 | 0 | 0 | 0 | 0 | 0 | 0 | 0 | 35968.4528 | 0 | 0 | 0 | 0 | 101050.9129 | 0
2016-08-30 19:00 | 0 | 0 | 0 | 0 | 82793.2267 | 663632.3751 | 642942 | 0 | 0 | 0 | 1767937.234 | 0 | 0 | 0 | 0 | 0 | 0 | 513728.7269 | 0 | 0 | 0 | 87858.0116 | 0 | 0 | 0 | 0 | 103483.6018 | 0 | 0 | 0 | 0 | 0 | 0 | 0 | 0 | 0 | 0 | 0 | 0 | 0 | 0
2016-08-30 20:00 | 0 | 0 | 0 | 0 | 87169.6208 | 655725.8846 | 651700 | 0 | 0 | 0 | 1916920.6233 | 0 | 0 | 0 | 0 | 0 | 0 | 455940.8429 | 0 | 0 | 0 | 87857.6602 | 0 | 0 | 0 | 0 | 148983.3894 | 0 | 0 | 0 | 0 | 0 | 0 | 0 | -57787.884 | 0 | 0 | 0 | 0 | 0 | 0
2016-08-30 21:00 | 0 | 0 | 0 | 0 | 91969.8707 | 638388.7377 | 654714 | 0 | 0 | 0 | 1934777.3477 | 0 | 0 | 0 | 0 | 0 | 0 | 513728.7269 | 0 | 0 | 0 | 87857.3088 | 0 | 0 | 0 | 0 | 17856.7244 | 0 | 0 | 0 | 0 | 0 | 0 | 0 | 57787.884 | 0 | 0 | 0 | 0 | 0 | 0
2016-08-30 22:00 | 0 | 0 | 0 | 0 | 102146.5207 | 606254.447 | 646260 | 0 | 0 | 0 | 1996918.3155 | 0 | 0 | 0 | 0 | 0 | 0 | 513728.7269 | 0 | 0 | 0 | 87856.9573 | 0 | 0 | 0 | 0 | 62140.9677 | 0 | 0 | 0 | 0 | 0 | 0 | 0 | 0 | 0 | 0 | 0 | 0 | 0 | 0
2016-08-30 23:00 | 0 | 0 | 0 | 0 | 127866.6542 | 513595.4882 | 631370 | 0 | 0 | 0 | 2007010.4578 | 0 | 0 | 0 | 0 | 0 | 0 | 513728.7269 | 0 | 0 | 0 | 87856.6059 | 0 | 0 | 0 | 0 | 10092.1424 | 0 | 0 | 0 | 0 | 0 | 0 | 0 | 0 | 0 | 0 | 0 | 0 | 0 | 0
2016-08-31 | 0 | 0 | 0 | 0 | 200909.746 | 349190.858 | 620327 | 0 | 0 | 0 | 1936784.0618 | 0 | 0 | 0 | 0 | 0 | 0 | 513728.7269 | 0 | 0 | 0 | 87856.2545 | 0 | 0 | 0 | 0 | -70226.396 | 0 | 0 | 0 | 0 | 0 | 0 | 0 | 0 | 0 | 0 | 0 | 0 | 0 | 0
2016-08-31 01:00 | 0 | 0 | 0 | 0 | 327485.9517 | 83724.6915 | 599178 | 0 | 0 | 0 | 1787800.6724 | 0 | 0 | 0 | 0 | 0 | 0 | 505120.1609 | 0 | 0 | 0 | 35484.5213 | 0 | 0 | 0 | 0 | -148983.3894 | 0 | 0 | 0 | 0 | 0 | 0 | 0 | -8608.566 | 0 | 0 | 0 | 0 | 52371.3818 | 0
2016-08-31 02:00 | 0 | 0 | 0 | 0 | 377338.6812 | 21.3191 | 562468 | 0 | 0 | 0 | 1638817.2831 | 0 | 0 | 0 | 0 | 0 | 0 | 468995.5506 | 0 | 0 | 0 | 35484.3794 | 0 | 0 | 0 | 0 | -148983.3894 | 0 | 0 | 0 | 0 | 0 | 0 | 0 | -36124.6103 | 0 | 0 | 0 | 0 | 0 | 0
2016-08-31 03:00 | 0 | 0 | 0 | 0 | 371627.24 | 0 | 522581 | 0 | 0 | 0 | 1489833.8937 | 0 | 0 | 0 | 0 | 0 | 0 | 467025.18 | 0 | 0 | 0 | 35484.2374 | 0 | 0 | 0 | 0 | -148983.3894 | 0 | 0 | 0 | 0 | 0 | 0 | 0 | -1970.3706 | 0 | 0 | 0 | 0 | 0 | 0
2016-08-31 04:00 | 0 | 0 | 0 | 0 | 349486.2096 | 0 | 487285 | 0 | 0 | 0 | 1340850.5043 | 0 | 0 | 0 | 0 | 0 | 0 | 478209.7789 | 0 | 0 | 0 | 35484.0955 | 0 | 0 | 0 | 0 | -148983.3894 | 0 | 0 | 0 | 0 | 0 | 0 | 0 | 11184.599 | 0 | 0 | 0 | 0 | 0 | 0
2016-08-31 05:00 | 0 | 0 | 0 | 0 | 318518.9437 | 0 | 460254 | 0 | 0 | 0 | 1191867.115 | 0 | 0 | 0 | 0 | 0 | 0 | 485458.112 | 0 | 0 | 0 | 35483.9536 | 0 | 0 | 0 | 0 | -148983.3894 | 0 | 0 | 0 | 0 | 0 | 0 | 0 | 7248.333 | 0 | 0 | 0 | 0 | 0 | 0
2016-08-31 06:00 | 0 | 0 | 0 | 0 | 292333.7507 | 0 | 436830 | 0 | 0 | 0 | 1042883.7256 | 0 | 0 | 0 | 0 | 0 | 0 | 489945.252 | 0 | 0 | 0 | 35483.8116 | 0 | 0 | 0 | 0 | -148983.3894 | 0 | 0 | 0 | 0 | 0 | 0 | 0 | 4487.14 | 0 | 0 | 0 | 0 | 0 | 0
2016-08-31 07:00 | 0 | 0 | 0 | 0 | 271818.1346 | 0 | 423222 | 0 | 0 | 0 | 893900.3362 | 0 | 0 | 0 | 0 | 0 | 0 | 487524.776 | 0 | 0 | 0 | 35483.6697 | 0 | 0 | 0 | 0 | -148983.3894 | 0 | 0 | 0 | 0 | 0 | 0 | 0 | -2420.4761 | 0 | 0 | 0 | 0 | 0 | 0
2016-08-31 08:00 | 0 | 0 | 0 | 0 | 252158.6534 | 0 | 416224 | 0 | 0 | 0 | 744916.9469 | 0 | 0 | 0 | 0 | 0 | 0 | 472442.8188 | 0 | 0 | 0 | 35483.5277 | 0 | 0 | 0 | 0 | -148983.3894 | 0 | 0 | 0 | 0 | 0 | 0 | 0 | -15081.9572 | 0 | 0 | 0 | 0 | 0 | 0
2016-08-31 09:00 | 0 | 0 | 0 | 0 | 234034.7652 | 0 | 422535 | 0 | 0 | 0 | 595933.5575 | 0 | 0 | 0 | 0 | 0 | 0 | 432925.9734 | 0 | 0 | 0 | 35483.3858 | 0 | 0 | 0 | 0 | -148983.3894 | 0 | 0 | 0 | 0 | 0 | 0 | 0 | -39516.8454 | 0 | 0 | 0 | 0 | 0 | 0
2016-08-31 10:00 | 0 | 0 | 0 | 0 | 221150.3085 | 0 | 442793 | 0 | 0 | 0 | 446950.1681 | 0 | 0 | 0 | 0 | 0 | 0 | 360266.6713 | 0 | 0 | 0 | 35483.2439 | 0 | 0 | 0 | 0 | -148983.3894 | 0 | 0 | 0 | 0 | 0 | 0 | 0 | -72659.3021 | 0 | 0 | 0 | 0 | 0 | 0
2016-08-31 11:00 | 0 | 0 | 0 | 0 | 215019.8726 | 0 | 462873 | 0 | 0 | 0 | 297966.7787 | 0 | 0 | 0 | 0 | 0 | 0 | 261396.9333 | 0 | 0 | 0 | 35483.1019 | 0 | 0 | 0 | 0 | -148983.3894 | 0 | 0 | 0 | 0 | 0 | 0 | 0 | -98869.738 | 0 | 0 | 0 | 0 | 0 | 0
2016-08-31 12:00 | 0 | 0 | 0 | 0 | 180046.5847 | 390.6896 | 481439 | 0 | 0 | 0 | 148983.3894 | 0 | 0 | 0 | 0 | 0 | 0 | 129958.7138 | 0 | 0 | 0 | 0 | 0 | 0 | 0 | 0 | -148983.3894 | 0 | 0 | 0 | 0 | 0 | 0 | 0 | -131438.2195 | 0 | 0 | 0 | 0 | 35482.96 | 0
2016-08-31 13:00 | 0 | 0 | 0 | 0 | 92877.8994 | 131627.9975 | 503448 | 0 | 0 | 0 | 0 | 0 | 0 | 0 | 0 | 0 | 0 | 0 | 0 | 0 | 0 | 0 | 0 | 0 | 0 | 0 | -148983.3894 | 0 | 0 | 0 | 0 | 0 | 0 | 0 | -129958.7138 | 0 | 0 | 0 | 0 | 0 | 0
2016-08-31 14:00 | 0 | 0 | 0 | 0 | 76486.1163 | 454677.8837 | 531164 | 0 | 0 | 0 | 0 | 0 | 0 | 0 | 0 | 0 | 0 | 0 | 0 | 0 | 0 | 0 | 0 | 0 | 0 | 0 | 0 | 0 | 0 | 0 | 0 | 0 | 0 | 0 | 0 | 0 | 0 | 0 | 0 | 0 | 0
2016-08-31 15:00 | 0 | 0 | 0 | 0 | 113399.3394 | 658797.9643 | 558056 | 0 | 0 | 0 | 82703.0843 | 0 | 0 | 0 | 0 | 0 | 0 | 131438.2195 | 0 | 0 | 0 | 0 | 0 | 0 | 0 | 0 | 82703.0843 | 0 | 0 | 0 | 0 | 0 | 0 | 0 | 131438.2195 | 0 | 0 | 0 | 0 | 0 | 0
2016-08-31 16:00 | 0 | 0 | 0 | 0 | 140639.184 | 704685.2725 | 583431 | 0 | 0 | 0 | 231686.4736 | 0 | 0 | 0 | 0 | 0 | 0 | 244348.2866 | 0 | 0 | 0 | 0 | 0 | 0 | 0 | 0 | 148983.3894 | 0 | 0 | 0 | 0 | 0 | 0 | 0 | 112910.0671 | 0 | 0 | 0 | 0 | 0 | 0
2016-08-31 17:00 | 0 | 0 | 0 | 0 | 0 | 705433.8084 | 606050 | 0 | 0 | 0 | 380669.863 | 0 | 0 | 0 | 0 | 0 | 0 | 194748.7056 | 0 | 0 | 0 | 0 | 0 | 0 | 0 | 0 | 148983.3894 | 0 | 0 | 0 | 0 | 0 | 0 | 0 | -49599.581 | 0 | 0 | 0 | 0 | 0 | 0
2016-08-31 18:00 | 0 | 0 | 0 | 0 | 0 | 693917.5078 | 622657 | 0 | 0 | 0 | 436081.951 | 0 | 0 | 0 | 0 | 0 | 0 | 210597.1254 | 0 | 0 | 0 | 0 | 0 | 0 | 0 | 0 | 55412.088 | 0 | 0 | 0 | 0 | 0 | 0 | 0 | 15848.4198 | 0 | 0 | 0 | 0 | 0 | 0
2016-08-31 19:00 | 0 | 0 | 0 | 0 | 175192.4301 | 679227.5754 | 632821 | 0 | 0 | 0 | 585065.3404 | 0 | 0 | 0 | 0 | 0 | 0 | 283212.7415 | 0 | 0 | 0 | 0 | 0 | 0 | 0 | 0 | 148983.3894 | 0 | 0 | 0 | 0 | 0 | 0 | 0 | 72615.6161 | 0 | 0 | 0 | 0 | 0 | 0
2016-08-31 20:00 | 0 | 0 | 0 | 0 | 185291.208 | 667839.4027 | 640752 | 0 | 0 | 0 | 734048.7297 | 0 | 0 | 0 | 0 | 0 | 0 | 346607.9628 | 0 | 0 | 0 | 0 | 0 | 0 | 0 | 0 | 148983.3894 | 0 | 0 | 0 | 0 | 0 | 0 | 0 | 63395.2213 | 0 | 0 | 0 | 0 | 0 | 0
2016-08-31 21:00 | 0 | 0 | 0 | 0 | 19614.3024 | 649322.3622 | 640375 | 0 | 0 | 0 | 631172.1748 | 0 | 0 | 0 | 0 | 0 | 0 | 478046.1824 | 0 | 0 | 0 | 0 | 0 | 0 | 0 | 0 | -102876.5549 | 0 | 0 | 0 | 0 | 0 | 0 | 0 | 131438.2195 | 0 | 0 | 0 | 0 | 0 | 0
2016-08-31 22:00 | 0 | 0 | 0 | 0 | 206968.3031 | 609415.6308 | 631718 | 0 | 0 | 0 | 780155.5642 | 0 | 0 | 0 | 0 | 0 | 0 | 513728.7269 | 0 | 0 | 0 | 0 | 0 | 0 | 0 | 0 | 148983.3894 | 0 | 0 | 0 | 0 | 0 | 0 | 0 | 35682.5446 | 0 | 0 | 0 | 0 | 0 | 0
2016-08-31 23:00 | 0 | 0 | 0 | 0 | 231692.9638 | 514963.9396 | 619018 | 0 | 0 | 0 | 929138.9535 | 0 | 0 | 0 | 0 | 0 | 0 | 492384.2409 | 0 | 0 | 0 | 0 | 0 | 0 | 0 | 0 | 148983.3894 | 0 | 0 | 0 | 0 | 0 | 0 | 0 | -21344.486 | 0 | 0 | 0 | 0 | 0 | 0
2016-09-01 | 0 | 0 | 0 | 0 | 321858.5465 | 347027.1542 | 609097 | 0 | 0 | 0 | 1078122.3429 | 0 | 0 | 0 | 0 | 0 | 0 | 403189.5522 | 0 | 0 | 0 | 0 | 0 | 0 | 0 | 0 | 148983.3894 | 0 | 0 | 0 | 0 | 0 | 0 | 0 | -89194.6886 | 0 | 0 | 0 | 0 | 0 | 0
2016-09-01 01:00 | 0 | 0 | 0 | 0 | 425923.6451 | 83286.8393 | 588286 | 0 | 0 | 0 | 929138.9535 | 0 | 0 | 0 | 0 | 0 | 0 | 473097.4259 | 0 | 0 | 0 | 0 | 0 | 0 | 0 | 0 | -148983.3894 | 0 | 0 | 0 | 0 | 0 | 0 | 0 | 69907.8737 | 0 | 0 | 0 | 0 | 0 | 0
2016-09-01 02:00 | 0 | 0 | 0 | 0 | 434340.3867 | 28.8203 | 555048 | 0 | 0 | 0 | 939898.3801 | 0 | 0 | 0 | 0 | 0 | 0 | 341659.2064 | 0 | 0 | 0 | 0 | 0 | 0 | 0 | 0 | 10759.4265 | 0 | 0 | 0 | 0 | 0 | 0 | 0 | -131438.2195 | 0 | 0 | 0 | 0 | 0 | 0
2016-09-01 03:00 | 0 | 0 | 0 | 0 | 421517.8128 | 0 | 516859 | 0 | 0 | 0 | 790914.9907 | 0 | 0 | 0 | 0 | 0 | 0 | 395301.4086 | 0 | 0 | 0 | 0 | 0 | 0 | 0 | 0 | -148983.3894 | 0 | 0 | 0 | 0 | 0 | 0 | 0 | 53642.2021 | 0 | 0 | 0 | 0 | 0 | 0
2016-09-01 04:00 | 0 | 0 | 0 | 0 | 412404.8038 | 0 | 482326 | 0 | 0 | 0 | 852432.0141 | 0 | 0 | 0 | 0 | 0 | 0 | 263863.1891 | 0 | 0 | 0 | 0 | 0 | 0 | 0 | 0 | 61517.0233 | 0 | 0 | 0 | 0 | 0 | 0 | 0 | -131438.2195 | 0 | 0 | 0 | 0 | 0 | 0
2016-09-01 05:00 | 0 | 0 | 0 | 0 | 306311.993 | 0 | 453317 | 0 | 0 | 0 | 703448.6247 | 0 | 0 | 0 | 0 | 0 | 0 | 265841.5714 | 0 | 0 | 0 | 0 | 0 | 0 | 0 | 0 | -148983.3894 | 0 | 0 | 0 | 0 | 0 | 0 | 0 | 1978.3824 | 0 | 0 | 0 | 0 | 0 | 0
2016-09-01 06:00 | 0 | 0 | 0 | 0 | 370261.9166 | 0 | 431277 | 0 | 0 | 0 | 554465.2353 | 0 | 0 | 0 | 0 | 0 | 0 | 353809.8774 | 0 | 0 | 0 | 0 | 0 | 0 | 0 | 0 | -148983.3894 | 0 | 0 | 0 | 0 | 0 | 0 | 0 | 87968.306 | 0 | 0 | 0 | 0 | 0 | 0
2016-09-01 07:00 | 0 | 0 | 0 | 0 | 355955.7977 | 0 | 415650 | 0 | 0 | 0 | 626209.2525 | 0 | 0 | 0 | 0 | 0 | 0 | 222371.6579 | 0 | 0 | 0 | 0 | 0 | 0 | 0 | 0 | 71744.0172 | 0 | 0 | 0 | 0 | 0 | 0 | 0 | -131438.2195 | 0 | 0 | 0 | 0 | 0 | 0
2016-09-01 08:00 | 0 | 0 | 0 | 0 | 343364.4193 | 0 | 408914 | 0 | 0 | 0 | 477225.8631 | 0 | 0 | 0 | 0 | 0 | 0 | 305805.4666 | 0 | 0 | 0 | 0 | 0 | 0 | 0 | 0 | -148983.3894 | 0 | 0 | 0 | 0 | 0 | 0 | 0 | 83433.8087 | 0 | 0 | 0 | 0 | 0 | 0
2016-09-01 09:00 | 0 | 0 | 0 | 0 | 324796.321 | 0 | 414048 | 0 | 0 | 0 | 328242.4738 | 0 | 0 | 0 | 0 | 0 | 0 | 365537.177 | 0 | 0 | 0 | 0 | 0 | 0 | 0 | 0 | -148983.3894 | 0 | 0 | 0 | 0 | 0 | 0 | 0 | 59731.7104 | 0 | 0 | 0 | 0 | 0 | 0
2016-09-01 10:00 | 0 | 0 | 0 | 0 | 314835.0922 | 0 | 435041 | 0 | 0 | 0 | 179259.0844 | 0 | 0 | 0 | 0 | 0 | 0 | 394314.6585 | 0 | 0 | 0 | 0 | 0 | 0 | 0 | 0 | -148983.3894 | 0 | 0 | 0 | 0 | 0 | 0 | 0 | 28777.4816 | 0 | 0 | 0 | 0 | 0 | 0
2016-09-01 11:00 | 0 | 0 | 0 | 0 | 310515.7878 | 0 | 454300 | 0 | 0 | 0 | 166913.0917 | 0 | 0 | 0 | 0 | 0 | 0 | 262876.439 | 0 | 0 | 0 | 0 | 0 | 0 | 0 | 0 | -12345.9927 | 0 | 0 | 0 | 0 | 0 | 0 | 0 | -131438.2195 | 0 | 0 | 0 | 0 | 0 | 0
2016-09-01 12:00 | 0 | 0 | 0 | 0 | 254880.2457 | 502.7758 | 469139 | 0 | 0 | 0 | 84595.3327 | 0 | 0 | 0 | 0 | 0 | 0 | 131438.2195 | 0 | 0 | 0 | 0 | 0 | 0 | 0 | 0 | -82317.759 | 0 | 0 | 0 | 0 | 0 | 0 | 0 | -131438.2195 | 0 | 0 | 0 | 0 | 0 | 0
2016-09-01 13:00 | 0 | 0 | 0 | 0 | 148057.4851 | 150276.7279 | 490089 | 0 | 0 | 0 | 24278.7653 | 0 | 0 | 0 | 0 | 0 | 0 | 0 | 0 | 0 | 0 | 0 | 0 | 0 | 0 | 0 | -60316.5674 | 0 | 0 | 0 | 0 | 0 | 0 | 0 | -131438.2195 | 0 | 0 | 0 | 0 | 0 | 0
2016-09-01 14:00 | 0 | 0 | 0 | 0 | 0 | 490493.2347 | 514772 | 0 | 0 | 0 | 0 | 0 | 0 | 0 | 0 | 0 | 0 | 0 | 0 | 0 | 0 | 0 | 0 | 0 | 0 | 0 | -24278.7653 | 0 | 0 | 0 | 0 | 0 | 0 | 0 | 0 | 0 | 0 | 0 | 0 | 0 | 0
2016-09-01 15:00 | 0 | 0 | 0 | 0 | 37964.283 | 649928.1064 | 538909 | 0 | 0 | 0 | 148983.3894 | 0 | 0 | 0 | 0 | 0 | 0 | 0 | 0 | 0 | 0 | 0 | 0 | 0 | 0 | 0 | 148983.3894 | 0 | 0 | 0 | 0 | 0 | 0 | 0 | 0 | 0 | 0 | 0 | 0 | 0 | 0
2016-09-01 16:00 | 0 | 0 | 0 | 0 | 0 | 706286.6875 | 559226 | 0 | 0 | 0 | 164605.8574 | 0 | 0 | 0 | 0 | 0 | 0 | 131438.2195 | 0 | 0 | 0 | 0 | 0 | 0 | 0 | 0 | 15622.468 | 0 | 0 | 0 | 0 | 0 | 0 | 0 | 131438.2195 | 0 | 0 | 0 | 0 | 0 | 0
2016-09-01 17:00 | 0 | 0 | 0 | 0 | 0 | 699004.9962 | 577014 | 0 | 0 | 0 | 313589.2468 | 0 | 0 | 0 | 0 | 0 | 0 | 104445.8263 | 0 | 0 | 0 | 0 | 0 | 0 | 0 | 0 | 148983.3894 | 0 | 0 | 0 | 0 | 0 | 0 | 0 | -26992.3932 | 0 | 0 | 0 | 0 | 0 | 0
2016-09-01 18:00 | 0 | 0 | 0 | 0 | 187897.1336 | 681336.4752 | 588812 | 0 | 0 | 0 | 462572.6361 | 0 | 0 | 0 | 0 | 0 | 0 | 235884.0458 | 0 | 0 | 0 | 0 | 0 | 0 | 0 | 0 | 148983.3894 | 0 | 0 | 0 | 0 | 0 | 0 | 0 | 131438.2195 | 0 | 0 | 0 | 0 | 0 | 0
2016-09-01 19:00 | 0 | 0 | 0 | 0 | 0 | 660591.3896 | 595831 | 0 | 0 | 0 | 611556.0255 | 0 | 0 | 0 | 0 | 0 | 0 | 151661.0461 | 0 | 0 | 0 | 0 | 0 | 0 | 0 | 0 | 148983.3894 | 0 | 0 | 0 | 0 | 0 | 0 | 0 | -84222.9997 | 0 | 0 | 0 | 0 | 0 | 0
2016-09-01 20:00 | 0 | 0 | 0 | 0 | 0 | 646968.5718 | 599406 | 0 | 0 | 0 | 760539.4149 | 0 | 0 | 0 | 0 | 0 | 0 | 50240.2285 | 0 | 0 | 0 | 0 | 0 | 0 | 0 | 0 | 148983.3894 | 0 | 0 | 0 | 0 | 0 | 0 | 0 | -101420.8176 | 0 | 0 | 0 | 0 | 0 | 0
2016-09-01 21:00 | 0 | 0 | 0 | 0 | 0 | 622981.9214 | 599573 | 0 | 0 | 0 | 652510.1168 | 0 | 0 | 0 | 0 | 0 | 0 | 181678.448 | 0 | 0 | 0 | 0 | 0 | 0 | 0 | 0 | -108029.2981 | 0 | 0 | 0 | 0 | 0 | 0 | 0 | 131438.2195 | 0 | 0 | 0 | 0 | 0 | 0
2016-09-01 22:00 | 0 | 0 | 0 | 0 | 291702.2965 | 579702.3124 | 590983 | 0 | 0 | 0 | 801493.5061 | 0 | 0 | 0 | 0 | 0 | 0 | 313116.6675 | 0 | 0 | 0 | 0 | 0 | 0 | 0 | 0 | 148983.3894 | 0 | 0 | 0 | 0 | 0 | 0 | 0 | 131438.2195 | 0 | 0 | 0 | 0 | 0 | 0
2016-09-01 23:00 | 0 | 0 | 0 | 0 | 0 | 484069.1157 | 579268 | 0 | 0 | 0 | 837732.8413 | 0 | 0 | 0 | 0 | 0 | 0 | 181678.448 | 0 | 0 | 0 | 0 | 0 | 0 | 0 | 0 | 36239.3352 | 0 | 0 | 0 | 0 | 0 | 0 | 0 | -131438.2195 | 0 | 0 | 0 | 0 | 0 | 0
2016-09-02 | 0 | 0 | 0 | 0 | 0 | 319905.9511 | 570677 | 0 | 0 | 0 | 718400.012 | 0 | 0 | 0 | 0 | 0 | 0 | 50240.2285 | 0 | 0 | 0 | 0 | 0 | 0 | 0 | 0 | -119332.8294 | 0 | 0 | 0 | 0 | 0 | 0 | 0 | -131438.2195 | 0 | 0 | 0 | 0 | 0 | 0
2016-09-02 01:00 | 0 | 0 | 0 | 0 | 626170.0918 | 82935.3887 | 555203 | 0 | 0 | 0 | 740864.273 | 0 | 0 | 0 | 0 | 0 | 0 | 181678.448 | 0 | 0 | 0 | 0 | 0 | 0 | 0 | 0 | 22464.261 | 0 | 0 | 0 | 0 | 0 | 0 | 0 | 131438.2195 | 0 | 0 | 0 | 0 | 0 | 0
2016-09-02 02:00 | 0 | 0 | 0 | 0 | 639425.5913 | 22.3061 | 524072 | 0 | 0 | 0 | 834319.4375 | 0 | 0 | 0 | 0 | 0 | 0 | 203599.1809 | 0 | 0 | 0 | 0 | 0 | 0 | 0 | 0 | 93455.1645 | 0 | 0 | 0 | 0 | 0 | 0 | 0 | 21920.7329 | 0 | 0 | 0 | 0 | 0 | 0
2016-09-02 03:00 | 0 | 0 | 0 | 0 | 209442.3911 | 0 | 489864 | 0 | 0 | 0 | 685336.0482 | 0 | 0 | 0 | 0 | 0 | 0 | 72160.9614 | 0 | 0 | 0 | 0 | 0 | 0 | 0 | 0 | -148983.3894 | 0 | 0 | 0 | 0 | 0 | 0 | 0 | -131438.2195 | 0 | 0 | 0 | 0 | 0 | 0
2016-09-02 04:00 | 0 | 0 | 0 | 0 | 568920.6088 | 0 | 458419 | 0 | 0 | 0 | 664399.4375 | 0 | 0 | 0 | 0 | 0 | 0 | 203599.1809 | 0 | 0 | 0 | 0 | 0 | 0 | 0 | 0 | -20936.6107 | 0 | 0 | 0 | 0 | 0 | 0 | 0 | 131438.2195 | 0 | 0 | 0 | 0 | 0 | 0
2016-09-02 05:00 | 0 | 0 | 0 | 0 | 450239.1699 | 0 | 432694 | 0 | 0 | 0 | 813382.8268 | 0 | 0 | 0 | 0 | 0 | 0 | 72160.9614 | 0 | 0 | 0 | 0 | 0 | 0 | 0 | 0 | 148983.3894 | 0 | 0 | 0 | 0 | 0 | 0 | 0 | -131438.2195 | 0 | 0 | 0 | 0 | 0 | 0
2016-09-02 06:00 | 0 | 0 | 0 | 0 | 504614.5359 | 0 | 411570 | 0 | 0 | 0 | 774989.1432 | 0 | 0 | 0 | 0 | 0 | 0 | 203599.1809 | 0 | 0 | 0 | 0 | 0 | 0 | 0 | 0 | -38393.6836 | 0 | 0 | 0 | 0 | 0 | 0 | 0 | 131438.2195 | 0 | 0 | 0 | 0 | 0 | 0
2016-09-02 07:00 | 0 | 0 | 0 | 0 | 116621.3911 | 0 | 397043 | 0 | 0 | 0 | 626005.7539 | 0 | 0 | 0 | 0 | 0 | 0 | 72160.9614 | 0 | 0 | 0 | 0 | 0 | 0 | 0 | 0 | -148983.3894 | 0 | 0 | 0 | 0 | 0 | 0 | 0 | -131438.2195 | 0 | 0 | 0 | 0 | 0 | 0
2016-09-02 08:00 | 0 | 0 | 0 | 0 | 472293.4565 | 0 | 390801 | 0 | 0 | 0 | 576059.9908 | 0 | 0 | 0 | 0 | 0 | 0 | 203599.1809 | 0 | 0 | 0 | 0 | 0 | 0 | 0 | 0 | -49945.763 | 0 | 0 | 0 | 0 | 0 | 0 | 0 | 131438.2195 | 0 | 0 | 0 | 0 | 0 | 0
2016-09-02 09:00 | 0 | 0 | 0 | 0 | 114815.3911 | 0 | 395237 | 0 | 0 | 0 | 427076.6015 | 0 | 0 | 0 | 0 | 0 | 0 | 72160.9614 | 0 | 0 | 0 | 0 | 0 | 0 | 0 | 0 | -148983.3894 | 0 | 0 | 0 | 0 | 0 | 0 | 0 | -131438.2195 | 0 | 0 | 0 | 0 | 0 | 0
2016-09-02 10:00 | 0 | 0 | 0 | 0 | 431720.1358 | 0 | 411279 | 0 | 0 | 0 | 316079.5177 | 0 | 0 | 0 | 0 | 0 | 0 | 203599.1809 | 0 | 0 | 0 | 0 | 0 | 0 | 0 | 0 | -110997.0837 | 0 | 0 | 0 | 0 | 0 | 0 | 0 | 131438.2195 | 0 | 0 | 0 | 0 | 0 | 0
2016-09-02 11:00 | 0 | 0 | 0 | 0 | 149049.3911 | 0 | 429471 | 0 | 0 | 0 | 167096.1284 | 0 | 0 | 0 | 0 | 0 | 0 | 72160.9614 | 0 | 0 | 0 | 0 | 0 | 0 | 0 | 0 | -148983.3894 | 0 | 0 | 0 | 0 | 0 | 0 | 0 | -131438.2195 | 0 | 0 | 0 | 0 | 0 | 0
2016-09-02 12:00 | 0 | 0 | 0 | 0 | 353494.1411 | 421.7277 | 443622 | 0 | 0 | 0 | 18112.739 | 0 | 0 | 0 | 0 | 0 | 0 | 131438.2195 | 0 | 0 | 0 | 0 | 0 | 0 | 0 | 0 | -148983.3894 | 0 | 0 | 0 | 0 | 0 | 0 | 0 | 59277.2581 | 0 | 0 | 0 | 0 | 0 | 0
2016-09-02 13:00 | 0 | 0 | 0 | 0 | 312675.9772 | 131965.3646 | 461899 | 0 | 0 | 0 | 132293.3003 | 0 | 0 | 0 | 0 | 0 | 0 | 0 | 0 | 0 | 0 | 0 | 0 | 0 | 0 | 0 | 114180.5613 | 0 | 0 | 0 | 0 | 0 | 0 | 0 | -131438.2195 | 0 | 0 | 0 | 0 | 0 | 0
2016-09-02 14:00 | 0 | 0 | 0 | 0 | 135922.7628 | 495482.6265 | 482422 | 0 | 0 | 0 | 281276.6897 | 0 | 0 | 0 | 0 | 0 | 0 | 0 | 0 | 0 | 0 | 0 | 0 | 0 | 0 | 0 | 148983.3894 | 0 | 0 | 0 | 0 | 0 | 0 | 0 | 0 | 0 | 0 | 0 | 0 | 0 | 0
2016-09-02 15:00 | 0 | 0 | 0 | 0 | 0 | 655422.2372 | 500856 | 0 | 0 | 0 | 430260.079 | 0 | 0 | 0 | 0 | 0 | 0 | 5582.8478 | 0 | 0 | 0 | 0 | 0 | 0 | 0 | 0 | 148983.3894 | 0 | 0 | 0 | 0 | 0 | 0 | 0 | 5582.8478 | 0 | 0 | 0 | 0 | 0 | 0
2016-09-02 16:00 | 0 | 0 | 0 | 0 | 62200.4834 | 734784.1254 | 516563 | 0 | 0 | 0 | 579243.4684 | 0 | 0 | 0 | 0 | 0 | 0 | 137021.0673 | 0 | 0 | 0 | 0 | 0 | 0 | 0 | 0 | 148983.3894 | 0 | 0 | 0 | 0 | 0 | 0 | 0 | 131438.2195 | 0 | 0 | 0 | 0 | 0 | 0
2016-09-02 17:00 | 0 | 0 | 0 | 0 | 0 | 728306.4244 | 531791 | 0 | 0 | 0 | 728226.8578 | 0 | 0 | 0 | 0 | 0 | 0 | 184553.1023 | 0 | 0 | 0 | 0 | 0 | 0 | 0 | 0 | 148983.3894 | 0 | 0 | 0 | 0 | 0 | 0 | 0 | 47532.035 | 0 | 0 | 0 | 0 | 0 | 0
2016-09-02 18:00 | 0 | 0 | 0 | 0 | 0 | 705818.5316 | 544019 | 0 | 0 | 0 | 758588.1698 | 0 | 0 | 0 | 0 | 0 | 0 | 315991.3218 | 0 | 0 | 0 | 0 | 0 | 0 | 0 | 0 | 30361.3121 | 0 | 0 | 0 | 0 | 0 | 0 | 0 | 131438.2195 | 0 | 0 | 0 | 0 | 0 | 0
2016-09-02 19:00 | 0 | 0 | 0 | 0 | 0 | 685128.852 | 551969 | 0 | 0 | 0 | 907571.5592 | 0 | 0 | 0 | 0 | 0 | 0 | 300167.7844 | 0 | 0 | 0 | 0 | 0 | 0 | 0 | 0 | 148983.3894 | 0 | 0 | 0 | 0 | 0 | 0 | 0 | -15823.5374 | 0 | 0 | 0 | 0 | 0 | 0
2016-09-02 20:00 | 0 | 0 | 0 | 0 | 0 | 677077.4379 | 557436 | 0 | 0 | 0 | 1056554.9486 | 0 | 0 | 0 | 0 | 0 | 0 | 270825.8329 | 0 | 0 | 0 | 0 | 0 | 0 | 0 | 0 | 148983.3894 | 0 | 0 | 0 | 0 | 0 | 0 | 0 | -29341.9515 | 0 | 0 | 0 | 0 | 0 | 0
2016-09-02 21:00 | 0 | 0 | 0 | 0 | 0 | 660301.4802 | 558648 | 0 | 0 | 0 | 1205538.3379 | 0 | 0 | 0 | 0 | 0 | 0 | 223495.9237 | 0 | 0 | 0 | 0 | 0 | 0 | 0 | 0 | 148983.3894 | 0 | 0 | 0 | 0 | 0 | 0 | 0 | -47329.9091 | 0 | 0 | 0 | 0 | 0 | 0
2016-09-02 22:00 | 0 | 0 | 0 | 0 | 0 | 619029.5052 | 549446 | 0 | 0 | 0 | 1143683.6237 | 0 | 0 | 0 | 0 | 0 | 0 | 354934.1433 | 0 | 0 | 0 | 0 | 0 | 0 | 0 | 0 | -61854.7143 | 0 | 0 | 0 | 0 | 0 | 0 | 0 | 131438.2195 | 0 | 0 | 0 | 0 | 0 | 0
2016-09-02 23:00 | 0 | 0 | 0 | 0 | 29041.522 | 524333.6479 | 535830 | 0 | 0 | 0 | 1292667.0131 | 0 | 0 | 0 | 0 | 0 | 0 | 223495.9237 | 0 | 0 | 0 | 0 | 0 | 0 | 0 | 0 | 148983.3894 | 0 | 0 | 0 | 0 | 0 | 0 | 0 | -131438.2195 | 0 | 0 | 0 | 0 | 0 | 0
2016-09-03 | 0 | 0 | 0 | 0 | 0 | 358653.9885 | 525082 | 0 | 0 | 0 | 1257677.221 | 0 | 0 | 0 | 0 | 0 | 0 | 92057.7042 | 0 | 0 | 0 | 0 | 0 | 0 | 0 | 0 | -34989.792 | 0 | 0 | 0 | 0 | 0 | 0 | 0 | -131438.2195 | 0 | 0 | 0 | 0 | 0 | 0
2016-09-03 01:00 | 0 | 0 | 0 | 0 | 416619.3503 | 75615.4799 | 509780 | 0 | 0 | 0 | 1108693.8317 | 0 | 0 | 0 | 0 | 0 | 0 | 223495.9237 | 0 | 0 | 0 | 0 | 0 | 0 | 0 | 0 | -148983.3894 | 0 | 0 | 0 | 0 | 0 | 0 | 0 | 131438.2195 | 0 | 0 | 0 | 0 | 0 | 0
2016-09-03 02:00 | 0 | 0 | 0 | 0 | 243554.4572 | 11.4492 | 484607 | 0 | 0 | 0 | 959710.4423 | 0 | 0 | 0 | 0 | 0 | 0 | 131438.2195 | 0 | 0 | 0 | 0 | 0 | 0 | 0 | 0 | -148983.3894 | 0 | 0 | 0 | 0 | 0 | 0 | 0 | -92057.7042 | 0 | 0 | 0 | 0 | 0 | 0
2016-09-03 03:00 | 0 | 0 | 0 | 0 | 437853.8301 | 0 | 455399 | 0 | 0 | 0 | 810727.0529 | 0 | 0 | 0 | 0 | 0 | 0 | 262876.439 | 0 | 0 | 0 | 0 | 0 | 0 | 0 | 0 | -148983.3894 | 0 | 0 | 0 | 0 | 0 | 0 | 0 | 131438.2195 | 0 | 0 | 0 | 0 | 0 | 0
2016-09-03 04:00 | 0 | 0 | 0 | 0 | 445955.1699 | 0 | 428410 | 0 | 0 | 0 | 959710.4423 | 0 | 0 | 0 | 0 | 0 | 0 | 131438.2195 | 0 | 0 | 0 | 0 | 0 | 0 | 0 | 0 | 148983.3894 | 0 | 0 | 0 | 0 | 0 | 0 | 0 | -131438.2195 | 0 | 0 | 0 | 0 | 0 | 0
2016-09-03 05:00 | 0 | 0 | 0 | 0 | 125117.3911 | 0 | 405539 | 0 | 0 | 0 | 810727.0529 | 0 | 0 | 0 | 0 | 0 | 0 | 0 | 0 | 0 | 0 | 0 | 0 | 0 | 0 | 0 | -148983.3894 | 0 | 0 | 0 | 0 | 0 | 0 | 0 | -131438.2195 | 0 | 0 | 0 | 0 | 0 | 0
2016-09-03 06:00 | 0 | 0 | 0 | 0 | 369061.8301 | 0 | 386607 | 0 | 0 | 0 | 661743.6636 | 0 | 0 | 0 | 0 | 0 | 0 | 131438.2195 | 0 | 0 | 0 | 0 | 0 | 0 | 0 | 0 | -148983.3894 | 0 | 0 | 0 | 0 | 0 | 0 | 0 | 131438.2195 | 0 | 0 | 0 | 0 | 0 | 0
2016-09-03 07:00 | 0 | 0 | 0 | 0 | 92119.3911 | 0 | 372541 | 0 | 0 | 0 | 512760.2742 | 0 | 0 | 0 | 0 | 0 | 0 | 0 | 0 | 0 | 0 | 0 | 0 | 0 | 0 | 0 | -148983.3894 | 0 | 0 | 0 | 0 | 0 | 0 | 0 | -131438.2195 | 0 | 0 | 0 | 0 | 0 | 0
2016-09-03 08:00 | 0 | 0 | 0 | 0 | 574822.9224 | 0 | 363495 | 0 | 0 | 0 | 592649.9771 | 0 | 0 | 0 | 0 | 0 | 0 | 131438.2195 | 0 | 0 | 0 | 0 | 0 | 0 | 0 | 0 | 79889.7029 | 0 | 0 | 0 | 0 | 0 | 0 | 0 | 131438.2195 | 0 | 0 | 0 | 0 | 0 | 0
2016-09-03 09:00 | 0 | 0 | 0 | 0 | 79539.3911 | 0 | 359961 | 0 | 0 | 0 | 443666.5878 | 0 | 0 | 0 | 0 | 0 | 0 | 0 | 0 | 0 | 0 | 0 | 0 | 0 | 0 | 0 | -148983.3894 | 0 | 0 | 0 | 0 | 0 | 0 | 0 | -131438.2195 | 0 | 0 | 0 | 0 | 0 | 0
2016-09-03 10:00 | 0 | 0 | 0 | 0 | 491657.2538 | 0 | 362478 | 0 | 0 | 0 | 441407.6221 | 0 | 0 | 0 | 0 | 0 | 0 | 131438.2195 | 0 | 0 | 0 | 0 | 0 | 0 | 0 | 0 | -2258.9657 | 0 | 0 | 0 | 0 | 0 | 0 | 0 | 131438.2195 | 0 | 0 | 0 | 0 | 0 | 0
2016-09-03 11:00 | 0 | 0 | 0 | 0 | 85053.3911 | 0 | 365475 | 0 | 0 | 0 | 292424.2327 | 0 | 0 | 0 | 0 | 0 | 0 | 0 | 0 | 0 | 0 | 0 | 0 | 0 | 0 | 0 | -148983.3894 | 0 | 0 | 0 | 0 | 0 | 0 | 0 | -131438.2195 | 0 | 0 | 0 | 0 | 0 | 0
2016-09-03 12:00 | 0 | 0 | 0 | 0 | 382661.8534 | 265.9589 | 378162 | 0 | 0 | 0 | 165751.8255 | 0 | 0 | 0 | 0 | 0 | 0 | 131438.2195 | 0 | 0 | 0 | 0 | 0 | 0 | 0 | 0 | -126672.4072 | 0 | 0 | 0 | 0 | 0 | 0 | 0 | 131438.2195 | 0 | 0 | 0 | 0 | 0 | 0
2016-09-03 13:00 | 0 | 0 | 0 | 0 | 0 | 141114.7211 | 398947 | 0 | 0 | 0 | 39357.7661 | 0 | 0 | 0 | 0 | 0 | 0 | 0 | 0 | 0 | 0 | 0 | 0 | 0 | 0 | 0 | -126394.0594 | 0 | 0 | 0 | 0 | 0 | 0 | 0 | -131438.2195 | 0 | 0 | 0 | 0 | 0 | 0
2016-09-03 14:00 | 0 | 0 | 0 | 0 | 112943.7703 | 458896.619 | 422857 | 0 | 0 | 0 | 188341.1555 | 0 | 0 | 0 | 0 | 0 | 0 | 0 | 0 | 0 | 0 | 0 | 0 | 0 | 0 | 0 | 148983.3894 | 0 | 0 | 0 | 0 | 0 | 0 | 0 | 0 | 0 | 0 | 0 | 0 | 0 | 0
2016-09-03 15:00 | 0 | 0 | 0 | 0 | 0 | 647744.5798 | 445178 | 0 | 0 | 0 | 337324.5448 | 0 | 0 | 0 | 0 | 0 | 0 | 53583.1904 | 0 | 0 | 0 | 0 | 0 | 0 | 0 | 0 | 148983.3894 | 0 | 0 | 0 | 0 | 0 | 0 | 0 | 53583.1904 | 0 | 0 | 0 | 0 | 0 | 0
2016-09-03 16:00 | 0 | 0 | 0 | 0 | 41829.8598 | 704497.7491 | 465906 | 0 | 0 | 0 | 486307.9342 | 0 | 0 | 0 | 0 | 0 | 0 | 185021.4099 | 0 | 0 | 0 | 0 | 0 | 0 | 0 | 0 | 148983.3894 | 0 | 0 | 0 | 0 | 0 | 0 | 0 | 131438.2195 | 0 | 0 | 0 | 0 | 0 | 0
2016-09-03 17:00 | 0 | 0 | 0 | 0 | 0 | 706983.1525 | 482753 | 0 | 0 | 0 | 635291.3236 | 0 | 0 | 0 | 0 | 0 | 0 | 260268.173 | 0 | 0 | 0 | 0 | 0 | 0 | 0 | 0 | 148983.3894 | 0 | 0 | 0 | 0 | 0 | 0 | 0 | 75246.7631 | 0 | 0 | 0 | 0 | 0 | 0
2016-09-03 18:00 | 0 | 0 | 0 | 0 | 0 | 699402.2226 | 496541 | 0 | 0 | 0 | 784274.7129 | 0 | 0 | 0 | 0 | 0 | 0 | 314146.0062 | 0 | 0 | 0 | 0 | 0 | 0 | 0 | 0 | 148983.3894 | 0 | 0 | 0 | 0 | 0 | 0 | 0 | 53877.8333 | 0 | 0 | 0 | 0 | 0 | 0
2016-09-03 19:00 | 0 | 0 | 0 | 0 | 0 | 690094.8994 | 507892 | 0 | 0 | 0 | 933258.1023 | 0 | 0 | 0 | 0 | 0 | 0 | 347365.5162 | 0 | 0 | 0 | 0 | 0 | 0 | 0 | 0 | 148983.3894 | 0 | 0 | 0 | 0 | 0 | 0 | 0 | 33219.51 | 0 | 0 | 0 | 0 | 0 | 0
2016-09-03 20:00 | 0 | 0 | 0 | 0 | 0 | 687834.9605 | 516890 | 0 | 0 | 0 | 1082241.4917 | 0 | 0 | 0 | 0 | 0 | 0 | 369327.0873 | 0 | 0 | 0 | 0 | 0 | 0 | 0 | 0 | 148983.3894 | 0 | 0 | 0 | 0 | 0 | 0 | 0 | 21961.5711 | 0 | 0 | 0 | 0 | 0 | 0
2016-09-03 21:00 | 0 | 0 | 0 | 0 | 0 | 677110.6483 | 521120 | 0 | 0 | 0 | 1231224.8811 | 0 | 0 | 0 | 0 | 0 | 0 | 376334.3463 | 0 | 0 | 0 | 0 | 0 | 0 | 0 | 0 | 148983.3894 | 0 | 0 | 0 | 0 | 0 | 0 | 0 | 7007.2589 | 0 | 0 | 0 | 0 | 0 | 0
2016-09-03 22:00 | 0 | 0 | 0 | 0 | 0 | 639015.9165 | 517258 | 0 | 0 | 0 | 1380208.2704 | 0 | 0 | 0 | 0 | 0 | 0 | 349108.8734 | 0 | 0 | 0 | 0 | 0 | 0 | 0 | 0 | 148983.3894 | 0 | 0 | 0 | 0 | 0 | 0 | 0 | -27225.4728 | 0 | 0 | 0 | 0 | 0 | 0
2016-09-03 23:00 | 0 | 0 | 0 | 0 | 0 | 544381.5678 | 507028 | 0 | 0 | 0 | 1529191.6598 | 0 | 0 | 0 | 0 | 0 | 0 | 237479.0519 | 0 | 0 | 0 | 0 | 0 | 0 | 0 | 0 | 148983.3894 | 0 | 0 | 0 | 0 | 0 | 0 | 0 | -111629.8216 | 0 | 0 | 0 | 0 | 0 | 0
2016-09-04 | 0 | 0 | 0 | 0 | 0 | 359031.6764 | 497324 | 0 | 0 | 0 | 1380208.2704 | 0 | 0 | 0 | 0 | 0 | 0 | 248170.1176 | 0 | 0 | 0 | 0 | 0 | 0 | 0 | 0 | -148983.3894 | 0 | 0 | 0 | 0 | 0 | 0 | 0 | 10691.0657 | 0 | 0 | 0 | 0 | 0 | 0
2016-09-04 01:00 | 0 | 0 | 0 | 0 | 134159.9638 | 68527.4273 | 483109 | 0 | 0 | 0 | 1231224.8811 | 0 | 0 | 0 | 0 | 0 | 0 | 116731.8981 | 0 | 0 | 0 | 0 | 0 | 0 | 0 | 0 | -148983.3894 | 0 | 0 | 0 | 0 | 0 | 0 | 0 | -131438.2195 | 0 | 0 | 0 | 0 | 0 | 0
2016-09-04 02:00 | 0 | 0 | 0 | 0 | 326486.3712 | 10.5609 | 460774 | 0 | 0 | 0 | 1082241.4917 | 0 | 0 | 0 | 0 | 0 | 0 | 131438.2195 | 0 | 0 | 0 | 0 | 0 | 0 | 0 | 0 | -148983.3894 | 0 | 0 | 0 | 0 | 0 | 0 | 0 | 14706.3214 | 0 | 0 | 0 | 0 | 0 | 0
2016-09-04 03:00 | 0 | 0 | 0 | 0 | 640887.9936 | 0 | 435321 | 0 | 0 | 0 | 1156370.2658 | 0 | 0 | 0 | 0 | 0 | 0 | 262876.439 | 0 | 0 | 0 | 0 | 0 | 0 | 0 | 0 | 74128.7741 | 0 | 0 | 0 | 0 | 0 | 0 | 0 | 131438.2195 | 0 | 0 | 0 | 0 | 0 | 0
2016-09-04 04:00 | 0 | 0 | 0 | 0 | 130436.3911 | 0 | 410858 | 0 | 0 | 0 | 1007386.8764 | 0 | 0 | 0 | 0 | 0 | 0 | 131438.2195 | 0 | 0 | 0 | 0 | 0 | 0 | 0 | 0 | -148983.3894 | 0 | 0 | 0 | 0 | 0 | 0 | 0 | -131438.2195 | 0 | 0 | 0 | 0 | 0 | 0
2016-09-04 05:00 | 0 | 0 | 0 | 0 | 108857.3911 | 0 | 389279 | 0 | 0 | 0 | 858403.487 | 0 | 0 | 0 | 0 | 0 | 0 | 0 | 0 | 0 | 0 | 0 | 0 | 0 | 0 | 0 | -148983.3894 | 0 | 0 | 0 | 0 | 0 | 0 | 0 | -131438.2195 | 0 | 0 | 0 | 0 | 0 | 0
2016-09-04 06:00 | 0 | 0 | 0 | 0 | 354593.8301 | 0 | 372139 | 0 | 0 | 0 | 709420.0976 | 0 | 0 | 0 | 0 | 0 | 0 | 131438.2195 | 0 | 0 | 0 | 0 | 0 | 0 | 0 | 0 | -148983.3894 | 0 | 0 | 0 | 0 | 0 | 0 | 0 | 131438.2195 | 0 | 0 | 0 | 0 | 0 | 0
2016-09-04 07:00 | 0 | 0 | 0 | 0 | 488042.6116 | 0 | 359705 | 0 | 0 | 0 | 837757.7093 | 0 | 0 | 0 | 0 | 0 | 0 | 131438.2195 | 0 | 0 | 0 | 0 | 0 | 0 | 0 | 0 | 128337.6116 | 0 | 0 | 0 | 0 | 0 | 0 | 0 | 0 | 0 | 0 | 0 | 0 | 0 | 0
2016-09-04 08:00 | 0 | 0 | 0 | 0 | 71589.3911 | 0 | 352011 | 0 | 0 | 0 | 688774.3199 | 0 | 0 | 0 | 0 | 0 | 0 | 0 | 0 | 0 | 0 | 0 | 0 | 0 | 0 | 0 | -148983.3894 | 0 | 0 | 0 | 0 | 0 | 0 | 0 | -131438.2195 | 0 | 0 | 0 | 0 | 0 | 0
2016-09-04 09:00 | 0 | 0 | 0 | 0 | 199359.6106 | 0 | 348343 | 0 | 0 | 0 | 539790.9305 | 0 | 0 | 0 | 0 | 0 | 0 | 0 | 0 | 0 | 0 | 0 | 0 | 0 | 0 | 0 | -148983.3894 | 0 | 0 | 0 | 0 | 0 | 0 | 0 | 0 | 0 | 0 | 0 | 0 | 0 | 0
2016-09-04 10:00 | 0 | 0 | 0 | 0 | 429576.8043 | 0 | 347660 | 0 | 0 | 0 | 490269.5153 | 0 | 0 | 0 | 0 | 0 | 0 | 131438.2195 | 0 | 0 | 0 | 0 | 0 | 0 | 0 | 0 | -49521.4152 | 0 | 0 | 0 | 0 | 0 | 0 | 0 | 131438.2195 | 0 | 0 | 0 | 0 | 0 | 0
2016-09-04 11:00 | 0 | 0 | 0 | 0 | 69982.3911 | 0 | 350404 | 0 | 0 | 0 | 341286.1259 | 0 | 0 | 0 | 0 | 0 | 0 | 0 | 0 | 0 | 0 | 0 | 0 | 0 | 0 | 0 | -148983.3894 | 0 | 0 | 0 | 0 | 0 | 0 | 0 | -131438.2195 | 0 | 0 | 0 | 0 | 0 | 0
2016-09-04 12:00 | 0 | 0 | 0 | 0 | 386376.3647 | 184.4064 | 362722 | 0 | 0 | 0 | 233686.6775 | 0 | 0 | 0 | 0 | 0 | 0 | 131438.2195 | 0 | 0 | 0 | 0 | 0 | 0 | 0 | 0 | -107599.4484 | 0 | 0 | 0 | 0 | 0 | 0 | 0 | 131438.2195 | 0 | 0 | 0 | 0 | 0 | 0
2016-09-04 13:00 | 0 | 0 | 0 | 0 | 0 | 156256.5615 | 385606 | 0 | 0 | 0 | 135775.4585 | 0 | 0 | 0 | 0 | 0 | 0 | 0 | 0 | 0 | 0 | 0 | 0 | 0 | 0 | 0 | -97911.219 | 0 | 0 | 0 | 0 | 0 | 0 | 0 | -131438.2195 | 0 | 0 | 0 | 0 | 0 | 0
2016-09-04 14:00 | 0 | 0 | 0 | 0 | 38411.9002 | 522089.4891 | 411518 | 0 | 0 | 0 | 284758.8479 | 0 | 0 | 0 | 0 | 0 | 0 | 0 | 0 | 0 | 0 | 0 | 0 | 0 | 0 | 0 | 148983.3894 | 0 | 0 | 0 | 0 | 0 | 0 | 0 | 0 | 0 | 0 | 0 | 0 | 0 | 0
2016-09-04 15:00 | 0 | 0 | 0 | 0 | 0 | 604774.7139 | 436974 | 0 | 0 | 0 | 433742.2372 | 0 | 0 | 0 | 0 | 0 | 0 | 0 | 0 | 0 | 0 | 15053.8596 | 0 | 0 | 0 | 0 | 148983.3894 | 0 | 0 | 0 | 0 | 0 | 0 | 0 | 0 | 0 | 0 | 0 | 18817.3245 | 0 | 0
2016-09-04 16:00 | 0 | 0 | 0 | 0 | 0 | 761089.9334 | 461851 | 0 | 0 | 0 | 582725.6266 | 0 | 0 | 0 | 0 | 0 | 0 | 131438.2195 | 0 | 0 | 0 | 30107.659 | 0 | 0 | 0 | 0 | 148983.3894 | 0 | 0 | 0 | 0 | 0 | 0 | 0 | 131438.2195 | 0 | 0 | 0 | 18817.3245 | 0 | 0
2016-09-04 17:00 | 0 | 0 | 0 | 0 | 0 | 770353.1637 | 483097 | 0 | 0 | 0 | 731709.016 | 0 | 0 | 0 | 0 | 0 | 0 | 250893.6693 | 0 | 0 | 0 | 45161.3981 | 0 | 0 | 0 | 0 | 148983.3894 | 0 | 0 | 0 | 0 | 0 | 0 | 0 | 119455.4498 | 0 | 0 | 0 | 18817.3245 | 0 | 0
2016-09-04 18:00 | 0 | 0 | 0 | 0 | 0 | 676698.1255 | 499644 | 0 | 0 | 0 | 880692.4054 | 0 | 0 | 0 | 0 | 0 | 0 | 260147.081 | 0 | 0 | 0 | 60215.0771 | 0 | 0 | 0 | 0 | 148983.3894 | 0 | 0 | 0 | 0 | 0 | 0 | 0 | 9253.4117 | 0 | 0 | 0 | 18817.3245 | 0 | 0
2016-09-04 19:00 | 0 | 0 | 0 | 0 | 0 | 757075.7007 | 512563 | 0 | 0 | 0 | 1029675.7947 | 0 | 0 | 0 | 0 | 0 | 0 | 336859.0679 | 0 | 0 | 0 | 75268.6958 | 0 | 0 | 0 | 0 | 148983.3894 | 0 | 0 | 0 | 0 | 0 | 0 | 0 | 76711.9869 | 0 | 0 | 0 | 18817.3245 | 0 | 0
2016-09-04 20:00 | 0 | 0 | 0 | 0 | 0 | 759459.1691 | 522026 | 0 | 0 | 0 | 1178659.1841 | 0 | 0 | 0 | 0 | 0 | 0 | 406491.5232 | 0 | 0 | 0 | 90322.2543 | 0 | 0 | 0 | 0 | 148983.3894 | 0 | 0 | 0 | 0 | 0 | 0 | 0 | 69632.4553 | 0 | 0 | 0 | 18817.3245 | 0 | 0
2016-09-04 21:00 | 0 | 0 | 0 | 0 | 0 | 760063.0341 | 526330 | 0 | 0 | 0 | 1327642.5735 | 0 | 0 | 0 | 0 | 0 | 0 | 472423.8434 | 0 | 0 | 0 | 105375.7526 | 0 | 0 | 0 | 0 | 148983.3894 | 0 | 0 | 0 | 0 | 0 | 0 | 0 | 65932.3202 | 0 | 0 | 0 | 18817.3245 | 0 | 0
2016-09-04 22:00 | 0 | 0 | 0 | 0 | 0 | 730850.5974 | 521745 | 0 | 0 | 0 | 1476625.9628 | 0 | 0 | 0 | 0 | 0 | 0 | 513728.7269 | 0 | 0 | 0 | 120429.1907 | 0 | 0 | 0 | 0 | 148983.3894 | 0 | 0 | 0 | 0 | 0 | 0 | 0 | 41304.8835 | 0 | 0 | 0 | 18817.3245 | 0 | 0
2016-09-04 23:00 | 0 | 0 | 0 | 0 | 0 | 629624.4449 | 509010 | 0 | 0 | 0 | 1597240.4078 | 0 | 0 | 0 | 0 | 0 | 0 | 513728.7269 | 0 | 0 | 0 | 120428.709 | 0 | 0 | 0 | 0 | 120614.4449 | 0 | 0 | 0 | 0 | 0 | 0 | 0 | 0 | 0 | 0 | 0 | 0 | 0 | 0
2016-09-05 | 0 | 0 | 0 | 0 | 0 | 418308.2178 | 499706 | 0 | 0 | 0 | 1515842.6256 | 0 | 0 | 0 | 0 | 0 | 0 | 513728.7269 | 0 | 0 | 0 | 120428.2272 | 0 | 0 | 0 | 0 | -81397.7822 | 0 | 0 | 0 | 0 | 0 | 0 | 0 | 0 | 0 | 0 | 0 | 0 | 0 | 0
2016-09-05 01:00 | 0 | 0 | 0 | 0 | 130216.8274 | 74856.5637 | 485495 | 0 | 0 | 0 | 1366859.2362 | 0 | 0 | 0 | 0 | 0 | 0 | 382290.5074 | 0 | 0 | 0 | 120427.7455 | 0 | 0 | 0 | 0 | -148983.3894 | 0 | 0 | 0 | 0 | 0 | 0 | 0 | -131438.2195 | 0 | 0 | 0 | 0 | 0 | 0
2016-09-05 02:00 | 0 | 0 | 0 | 0 | 182302.6589 | 12.7323 | 462737 | 0 | 0 | 0 | 1217875.8469 | 0 | 0 | 0 | 0 | 0 | 0 | 250852.2879 | 0 | 0 | 0 | 120427.2638 | 0 | 0 | 0 | 0 | -148983.3894 | 0 | 0 | 0 | 0 | 0 | 0 | 0 | -131438.2195 | 0 | 0 | 0 | 0 | 0 | 0
2016-09-05 03:00 | 0 | 0 | 0 | 0 | 156667.3911 | 0 | 437089 | 0 | 0 | 0 | 1068892.4575 | 0 | 0 | 0 | 0 | 0 | 0 | 119414.0684 | 0 | 0 | 0 | 120426.7821 | 0 | 0 | 0 | 0 | -148983.3894 | 0 | 0 | 0 | 0 | 0 | 0 | 0 | -131438.2195 | 0 | 0 | 0 | 0 | 0 | 0
2016-09-05 04:00 | 0 | 0 | 0 | 0 | 651655.159 | 0 | 412375 | 0 | 0 | 0 | 1176734.397 | 0 | 0 | 0 | 0 | 0 | 0 | 250852.2879 | 0 | 0 | 0 | 120426.3004 | 0 | 0 | 0 | 0 | 107841.9395 | 0 | 0 | 0 | 0 | 0 | 0 | 0 | 131438.2195 | 0 | 0 | 0 | 0 | 0 | 0
2016-09-05 05:00 | 0 | 0 | 0 | 0 | 109488.3911 | 0 | 389910 | 0 | 0 | 0 | 1027751.0076 | 0 | 0 | 0 | 0 | 0 | 0 | 119414.0684 | 0 | 0 | 0 | 120425.8187 | 0 | 0 | 0 | 0 | -148983.3894 | 0 | 0 | 0 | 0 | 0 | 0 | 0 | -131438.2195 | 0 | 0 | 0 | 0 | 0 | 0
2016-09-05 06:00 | 0 | 0 | 0 | 0 | 355827.8301 | 0 | 373373 | 0 | 0 | 0 | 878767.6182 | 0 | 0 | 0 | 0 | 0 | 0 | 250852.2879 | 0 | 0 | 0 | 120425.337 | 0 | 0 | 0 | 0 | -148983.3894 | 0 | 0 | 0 | 0 | 0 | 0 | 0 | 131438.2195 | 0 | 0 | 0 | 0 | 0 | 0
2016-09-05 07:00 | 0 | 0 | 0 | 0 | 81207.3911 | 0 | 361629 | 0 | 0 | 0 | 729784.2289 | 0 | 0 | 0 | 0 | 0 | 0 | 119414.0684 | 0 | 0 | 0 | 120424.8553 | 0 | 0 | 0 | 0 | -148983.3894 | 0 | 0 | 0 | 0 | 0 | 0 | 0 | -131438.2195 | 0 | 0 | 0 | 0 | 0 | 0
2016-09-05 08:00 | 0 | 0 | 0 | 0 | 563784.206 | 0 | 354901 | 0 | 0 | 0 | 878767.6182 | 0 | 0 | 0 | 0 | 0 | 0 | 179313.885 | 0 | 0 | 0 | 120424.3736 | 0 | 0 | 0 | 0 | 148983.3894 | 0 | 0 | 0 | 0 | 0 | 0 | 0 | 59899.8166 | 0 | 0 | 0 | 0 | 0 | 0
2016-09-05 09:00 | 0 | 0 | 0 | 0 | 72775.3911 | 0 | 353197 | 0 | 0 | 0 | 729784.2289 | 0 | 0 | 0 | 0 | 0 | 0 | 47875.6655 | 0 | 0 | 0 | 120423.8919 | 0 | 0 | 0 | 0 | -148983.3894 | 0 | 0 | 0 | 0 | 0 | 0 | 0 | -131438.2195 | 0 | 0 | 0 | 0 | 0 | 0
2016-09-05 10:00 | 0 | 0 | 0 | 0 | 159753.9451 | 0 | 356613 | 0 | 0 | 0 | 580800.8395 | 0 | 0 | 0 | 0 | 0 | 0 | 0 | 0 | 0 | 0 | 120423.4102 | 0 | 0 | 0 | 0 | -148983.3894 | 0 | 0 | 0 | 0 | 0 | 0 | 0 | -47875.6655 | 0 | 0 | 0 | 0 | 0 | 0
2016-09-05 11:00 | 0 | 0 | 0 | 0 | 467463.9135 | 0 | 359505 | 0 | 0 | 0 | 557321.5335 | 0 | 0 | 0 | 0 | 0 | 0 | 131438.2195 | 0 | 0 | 0 | 120422.9285 | 0 | 0 | 0 | 0 | -23479.306 | 0 | 0 | 0 | 0 | 0 | 0 | 0 | 131438.2195 | 0 | 0 | 0 | 0 | 0 | 0
2016-09-05 12:00 | 0 | 0 | 0 | 0 | 91091.3991 | 142.9921 | 371656 | 0 | 0 | 0 | 408338.1441 | 0 | 0 | 0 | 0 | 0 | 0 | 0 | 0 | 0 | 0 | 120422.4468 | 0 | 0 | 0 | 0 | -148983.3894 | 0 | 0 | 0 | 0 | 0 | 0 | 0 | -131438.2195 | 0 | 0 | 0 | 0 | 0 | 0
2016-09-05 13:00 | 0 | 0 | 0 | 0 | 92840.6737 | 155603.937 | 397428 | 0 | 0 | 0 | 259354.7547 | 0 | 0 | 0 | 0 | 0 | 0 | 0 | 0 | 0 | 0 | 120421.9651 | 0 | 0 | 0 | 0 | -148983.3894 | 0 | 0 | 0 | 0 | 0 | 0 | 0 | 0 | 0 | 0 | 0 | 0 | 0 | 0
2016-09-05 14:00 | 0 | 0 | 0 | 0 | 13254.7887 | 565317.6007 | 429589 | 0 | 0 | 0 | 408338.1441 | 0 | 0 | 0 | 0 | 0 | 0 | 0 | 0 | 0 | 0 | 120421.4834 | 0 | 0 | 0 | 0 | 148983.3894 | 0 | 0 | 0 | 0 | 0 | 0 | 0 | 0 | 0 | 0 | 0 | 0 | 0 | 0
2016-09-05 15:00 | 0 | 0 | 0 | 0 | 0 | 695119.6785 | 461590 | 0 | 0 | 0 | 557321.5335 | 0 | 0 | 0 | 0 | 0 | 0 | 65728.9646 | 0 | 0 | 0 | 135474.8613 | 0 | 0 | 0 | 0 | 148983.3894 | 0 | 0 | 0 | 0 | 0 | 0 | 0 | 65728.9646 | 0 | 0 | 0 | 18817.3245 | 0 | 0
2016-09-05 16:00 | 0 | 0 | 0 | 0 | 0 | 789391.9334 | 490153 | 0 | 0 | 0 | 706304.9229 | 0 | 0 | 0 | 0 | 0 | 0 | 197167.1841 | 0 | 0 | 0 | 150528.179 | 0 | 0 | 0 | 0 | 148983.3894 | 0 | 0 | 0 | 0 | 0 | 0 | 0 | 131438.2195 | 0 | 0 | 0 | 18817.3245 | 0 | 0
2016-09-05 17:00 | 0 | 0 | 0 | 0 | 0 | 795762.0094 | 513829 | 0 | 0 | 0 | 855288.3122 | 0 | 0 | 0 | 0 | 0 | 0 | 311299.4797 | 0 | 0 | 0 | 165581.4365 | 0 | 0 | 0 | 0 | 148983.3894 | 0 | 0 | 0 | 0 | 0 | 0 | 0 | 114132.2955 | 0 | 0 | 0 | 18817.3245 | 0 | 0
2016-09-05 18:00 | 0 | 0 | 0 | 0 | 0 | 780558.8272 | 532803 | 0 | 0 | 0 | 1004271.7016 | 0 | 0 | 0 | 0 | 0 | 0 | 391254.593 | 0 | 0 | 0 | 180634.6338 | 0 | 0 | 0 | 0 | 148983.3894 | 0 | 0 | 0 | 0 | 0 | 0 | 0 | 79955.1133 | 0 | 0 | 0 | 18817.3245 | 0 | 0
2016-09-05 19:00 | 0 | 0 | 0 | 0 | 0 | 767827.1731 | 547506 | 0 | 0 | 0 | 1153255.091 | 0 | 0 | 0 | 0 | 0 | 0 | 443775.0522 | 0 | 0 | 0 | 195687.7708 | 0 | 0 | 0 | 0 | 148983.3894 | 0 | 0 | 0 | 0 | 0 | 0 | 0 | 52520.4592 | 0 | 0 | 0 | 18817.3245 | 0 | 0
2016-09-05 20:00 | 0 | 0 | 0 | 0 | 0 | 767642.4489 | 559333 | 0 | 0 | 0 | 1302238.4803 | 0 | 0 | 0 | 0 | 0 | 0 | 484283.7872 | 0 | 0 | 0 | 210740.8476 | 0 | 0 | 0 | 0 | 148983.3894 | 0 | 0 | 0 | 0 | 0 | 0 | 0 | 40508.735 | 0 | 0 | 0 | 18817.3245 | 0 | 0
2016-09-05 21:00 | 0 | 0 | 0 | 0 | 0 | 763884.539 | 567243 | 0 | 0 | 0 | 1451221.8697 | 0 | 0 | 0 | 0 | 0 | 0 | 513124.6124 | 0 | 0 | 0 | 225793.8643 | 0 | 0 | 0 | 0 | 148983.3894 | 0 | 0 | 0 | 0 | 0 | 0 | 0 | 28840.8252 | 0 | 0 | 0 | 18817.3245 | 0 | 0
2016-09-05 22:00 | 0 | 0 | 0 | 0 | 0 | 735205.8284 | 566801 | 0 | 0 | 0 | 1600205.2591 | 0 | 0 | 0 | 0 | 0 | 0 | 513728.7269 | 0 | 0 | 0 | 240846.8207 | 0 | 0 | 0 | 0 | 148983.3894 | 0 | 0 | 0 | 0 | 0 | 0 | 0 | 604.1146 | 0 | 0 | 0 | 18817.3245 | 0 | 0
2016-09-05 23:00 | 0 | 0 | 0 | 0 | 0 | 632623.3222 | 558791 | 0 | 0 | 0 | 1749188.6484 | 0 | 0 | 0 | 0 | 0 | 0 | 438577.6597 | 0 | 0 | 0 | 240845.8573 | 0 | 0 | 0 | 0 | 148983.3894 | 0 | 0 | 0 | 0 | 0 | 0 | 0 | -75151.0672 | 0 | 0 | 0 | 0 | 0 | 0
2016-09-06 | 0 | 0 | 0 | 0 | 0 | 410587.6488 | 553560 | 0 | 0 | 0 | 1600205.2591 | 0 | 0 | 0 | 0 | 0 | 0 | 444588.6979 | 0 | 0 | 0 | 240844.8939 | 0 | 0 | 0 | 0 | -148983.3894 | 0 | 0 | 0 | 0 | 0 | 0 | 0 | 6011.0381 | 0 | 0 | 0 | 0 | 0 | 0
2016-09-06 01:00 | 0 | 0 | 0 | 0 | 186160.4479 | 70070.9432 | 536653 | 0 | 0 | 0 | 1451221.8697 | 0 | 0 | 0 | 0 | 0 | 0 | 313150.4783 | 0 | 0 | 0 | 240843.9305 | 0 | 0 | 0 | 0 | -148983.3894 | 0 | 0 | 0 | 0 | 0 | 0 | 0 | -131438.2195 | 0 | 0 | 0 | 0 | 0 | 0
2016-09-06 02:00 | 0 | 0 | 0 | 0 | 632613.1608 | 6.6425 | 505417 | 0 | 0 | 0 | 1600205.2591 | 0 | 0 | 0 | 0 | 0 | 0 | 291369.8923 | 0 | 0 | 0 | 240842.9671 | 0 | 0 | 0 | 0 | 148983.3894 | 0 | 0 | 0 | 0 | 0 | 0 | 0 | -21780.5861 | 0 | 0 | 0 | 0 | 0 | 0
2016-09-06 03:00 | 0 | 0 | 0 | 0 | 191418.3911 | 0 | 471840 | 0 | 0 | 0 | 1451221.8697 | 0 | 0 | 0 | 0 | 0 | 0 | 159931.6728 | 0 | 0 | 0 | 240842.0038 | 0 | 0 | 0 | 0 | -148983.3894 | 0 | 0 | 0 | 0 | 0 | 0 | 0 | -131438.2195 | 0 | 0 | 0 | 0 | 0 | 0
2016-09-06 04:00 | 0 | 0 | 0 | 0 | 161478.3911 | 0 | 441900 | 0 | 0 | 0 | 1302238.4803 | 0 | 0 | 0 | 0 | 0 | 0 | 28493.4533 | 0 | 0 | 0 | 240841.0404 | 0 | 0 | 0 | 0 | -148983.3894 | 0 | 0 | 0 | 0 | 0 | 0 | 0 | -131438.2195 | 0 | 0 | 0 | 0 | 0 | 0
2016-09-06 05:00 | 0 | 0 | 0 | 0 | 546626.187 | 0 | 416467 | 0 | 0 | 0 | 1451221.8697 | 0 | 0 | 0 | 0 | 0 | 0 | 9669.2509 | 0 | 0 | 0 | 240840.077 | 0 | 0 | 0 | 0 | 148983.3894 | 0 | 0 | 0 | 0 | 0 | 0 | 0 | -18824.2024 | 0 | 0 | 0 | 0 | 0 | 0
2016-09-06 06:00 | 0 | 0 | 0 | 0 | 239078.3597 | 0 | 397731 | 0 | 0 | 0 | 1302238.4803 | 0 | 0 | 0 | 0 | 0 | 0 | 0 | 0 | 0 | 0 | 240839.1137 | 0 | 0 | 0 | 0 | -148983.3894 | 0 | 0 | 0 | 0 | 0 | 0 | 0 | -9669.2509 | 0 | 0 | 0 | 0 | 0 | 0
2016-09-06 07:00 | 0 | 0 | 0 | 0 | 522656.2063 | 0 | 385563 | 0 | 0 | 0 | 1307893.4672 | 0 | 0 | 0 | 0 | 0 | 0 | 131438.2195 | 0 | 0 | 0 | 240838.1503 | 0 | 0 | 0 | 0 | 5654.9868 | 0 | 0 | 0 | 0 | 0 | 0 | 0 | 131438.2195 | 0 | 0 | 0 | 0 | 0 | 0
2016-09-06 08:00 | 0 | 0 | 0 | 0 | 101359.3911 | 0 | 381781 | 0 | 0 | 0 | 1158910.0778 | 0 | 0 | 0 | 0 | 0 | 0 | 0 | 0 | 0 | 0 | 240837.187 | 0 | 0 | 0 | 0 | -148983.3894 | 0 | 0 | 0 | 0 | 0 | 0 | 0 | -131438.2195 | 0 | 0 | 0 | 0 | 0 | 0
2016-09-06 09:00 | 0 | 0 | 0 | 0 | 500345.9494 | 0 | 390414 | 0 | 0 | 0 | 1137403.8076 | 0 | 0 | 0 | 0 | 0 | 0 | 131438.2195 | 0 | 0 | 0 | 240836.2236 | 0 | 0 | 0 | 0 | -21506.2701 | 0 | 0 | 0 | 0 | 0 | 0 | 0 | 131438.2195 | 0 | 0 | 0 | 0 | 0 | 0
2016-09-06 10:00 | 0 | 0 | 0 | 0 | 134117.3911 | 0 | 414539 | 0 | 0 | 0 | 988420.4183 | 0 | 0 | 0 | 0 | 0 | 0 | 0 | 0 | 0 | 0 | 240835.2603 | 0 | 0 | 0 | 0 | -148983.3894 | 0 | 0 | 0 | 0 | 0 | 0 | 0 | -131438.2195 | 0 | 0 | 0 | 0 | 0 | 0
2016-09-06 11:00 | 0 | 0 | 0 | 0 | 459906.8529 | 0 | 437133 | 0 | 0 | 0 | 879756.0516 | 0 | 0 | 0 | 0 | 0 | 0 | 131438.2195 | 0 | 0 | 0 | 240834.2969 | 0 | 0 | 0 | 0 | -108664.3666 | 0 | 0 | 0 | 0 | 0 | 0 | 0 | 131438.2195 | 0 | 0 | 0 | 0 | 0 | 0
2016-09-06 12:00 | 0 | 0 | 0 | 0 | 417815.6352 | 101.8866 | 457047 | 0 | 0 | 0 | 730772.6622 | 0 | 0 | 0 | 0 | 0 | 0 | 241292.1307 | 0 | 0 | 0 | 240833.3336 | 0 | 0 | 0 | 0 | -148983.3894 | 0 | 0 | 0 | 0 | 0 | 0 | 0 | 109853.9112 | 0 | 0 | 0 | 0 | 0 | 0
2016-09-06 13:00 | 0 | 0 | 0 | 0 | 64050.6345 | 138477.7566 | 482950 | 0 | 0 | 0 | 581789.2729 | 0 | 0 | 0 | 0 | 0 | 0 | 109853.9112 | 0 | 0 | 0 | 240832.3703 | 0 | 0 | 0 | 0 | -148983.3894 | 0 | 0 | 0 | 0 | 0 | 0 | 0 | -131438.2195 | 0 | 0 | 0 | 0 | 0 | 0
2016-09-06 14:00 | 0 | 0 | 0 | 0 | 27964.1856 | 524419.2925 | 513254 | 0 | 0 | 0 | 730772.6622 | 0 | 0 | 0 | 0 | 0 | 0 | 0 | 0 | 0 | 0 | 240831.4069 | 0 | 0 | 0 | 0 | 148983.3894 | 0 | 0 | 0 | 0 | 0 | 0 | 0 | -109853.9112 | 0 | 0 | 0 | 0 | 0 | 0
2016-09-06 15:00 | 0 | 0 | 0 | 0 | 117544.0161 | 706143.5928 | 543266 | 0 | 0 | 0 | 879756.0516 | 0 | 0 | 0 | 0 | 0 | 0 | 131438.2195 | 0 | 0 | 0 | 240830.4436 | 0 | 0 | 0 | 0 | 148983.3894 | 0 | 0 | 0 | 0 | 0 | 0 | 0 | 131438.2195 | 0 | 0 | 0 | 0 | 0 | 0
2016-09-06 16:00 | 0 | 0 | 0 | 0 | 128854.7527 | 722064.8562 | 570498 | 0 | 0 | 0 | 1028739.441 | 0 | 0 | 0 | 0 | 0 | 0 | 262876.439 | 0 | 0 | 0 | 240829.4803 | 0 | 0 | 0 | 0 | 148983.3894 | 0 | 0 | 0 | 0 | 0 | 0 | 0 | 131438.2195 | 0 | 0 | 0 | 0 | 0 | 0
2016-09-06 17:00 | 0 | 0 | 0 | 0 | 0 | 716390.873 | 596132 | 0 | 0 | 0 | 1017560.0945 | 0 | 0 | 0 | 0 | 0 | 0 | 394314.6585 | 0 | 0 | 0 | 240828.517 | 0 | 0 | 0 | 0 | -11179.3465 | 0 | 0 | 0 | 0 | 0 | 0 | 0 | 131438.2195 | 0 | 0 | 0 | 0 | 0 | 0
2016-09-06 18:00 | 0 | 0 | 0 | 0 | 0 | 694916.791 | 616338 | 0 | 0 | 0 | 1166543.4838 | 0 | 0 | 0 | 0 | 0 | 0 | 323910.0602 | 0 | 0 | 0 | 240827.5537 | 0 | 0 | 0 | 0 | 148983.3894 | 0 | 0 | 0 | 0 | 0 | 0 | 0 | -70404.5983 | 0 | 0 | 0 | 0 | 0 | 0
2016-09-06 19:00 | 0 | 0 | 0 | 0 | 0 | 668895.0494 | 630808 | 0 | 0 | 0 | 1315526.8732 | 0 | 0 | 0 | 0 | 0 | 0 | 213013.7202 | 0 | 0 | 0 | 240826.5903 | 0 | 0 | 0 | 0 | 148983.3894 | 0 | 0 | 0 | 0 | 0 | 0 | 0 | -110896.34 | 0 | 0 | 0 | 0 | 0 | 0
2016-09-06 20:00 | 0 | 0 | 0 | 0 | 0 | 644123.6561 | 640366 | 0 | 0 | 0 | 1187846.3098 | 0 | 0 | 0 | 0 | 0 | 0 | 344451.9397 | 0 | 0 | 0 | 240825.627 | 0 | 0 | 0 | 0 | -127680.5634 | 0 | 0 | 0 | 0 | 0 | 0 | 0 | 131438.2195 | 0 | 0 | 0 | 0 | 0 | 0
2016-09-06 21:00 | 0 | 0 | 0 | 0 | 51447.5042 | 610024.6657 | 643927 | 0 | 0 | 0 | 1336829.6992 | 0 | 0 | 0 | 0 | 0 | 0 | 213013.7202 | 0 | 0 | 0 | 240824.6637 | 0 | 0 | 0 | 0 | 148983.3894 | 0 | 0 | 0 | 0 | 0 | 0 | 0 | -131438.2195 | 0 | 0 | 0 | 0 | 0 | 0
2016-09-06 22:00 | 0 | 0 | 0 | 0 | 0 | 558041.7207 | 637359 | 0 | 0 | 0 | 1388950.6394 | 0 | 0 | 0 | 0 | 0 | 0 | 81575.5007 | 0 | 0 | 0 | 240823.7004 | 0 | 0 | 0 | 0 | 52120.9402 | 0 | 0 | 0 | 0 | 0 | 0 | 0 | -131438.2195 | 0 | 0 | 0 | 0 | 0 | 0
2016-09-06 23:00 | 0 | 0 | 0 | 0 | 373752.351 | 462176.3046 | 624075 | 0 | 0 | 0 | 1469366.0754 | 0 | 0 | 0 | 0 | 0 | 0 | 213013.7202 | 0 | 0 | 0 | 240822.7371 | 0 | 0 | 0 | 0 | 80415.436 | 0 | 0 | 0 | 0 | 0 | 0 | 0 | 131438.2195 | 0 | 0 | 0 | 0 | 0 | 0
2016-09-07 | 0 | 0 | 0 | 0 | 284183.9256 | 311538.9045 | 613268 | 0 | 0 | 0 | 1320382.6861 | 0 | 0 | 0 | 0 | 0 | 0 | 344451.9397 | 0 | 0 | 0 | 240821.7739 | 0 | 0 | 0 | 0 | -148983.3894 | 0 | 0 | 0 | 0 | 0 | 0 | 0 | 131438.2195 | 0 | 0 | 0 | 0 | 0 | 0
2016-09-07 01:00 | 0 | 0 | 0 | 0 | 482680.7469 | 64823.7134 | 590777 | 0 | 0 | 0 | 1171399.2967 | 0 | 0 | 0 | 0 | 0 | 0 | 450162.7893 | 0 | 0 | 0 | 240820.8106 | 0 | 0 | 0 | 0 | -148983.3894 | 0 | 0 | 0 | 0 | 0 | 0 | 0 | 105710.8497 | 0 | 0 | 0 | 0 | 0 | 0
2016-09-07 02:00 | 0 | 0 | 0 | 0 | 274906.1403 | 5.2508 | 555333 | 0 | 0 | 0 | 1022415.9073 | 0 | 0 | 0 | 0 | 0 | 0 | 318724.5698 | 0 | 0 | 0 | 240819.8473 | 0 | 0 | 0 | 0 | -148983.3894 | 0 | 0 | 0 | 0 | 0 | 0 | 0 | -131438.2195 | 0 | 0 | 0 | 0 | 0 | 0
2016-09-07 03:00 | 0 | 0 | 0 | 0 | 507697.6761 | 0 | 518248 | 0 | 0 | 0 | 1143303.803 | 0 | 0 | 0 | 0 | 0 | 0 | 187286.3503 | 0 | 0 | 0 | 240818.884 | 0 | 0 | 0 | 0 | 120887.8956 | 0 | 0 | 0 | 0 | 0 | 0 | 0 | -131438.2195 | 0 | 0 | 0 | 0 | 0 | 0
2016-09-07 04:00 | 0 | 0 | 0 | 0 | 202721.3911 | 0 | 483143 | 0 | 0 | 0 | 994320.4136 | 0 | 0 | 0 | 0 | 0 | 0 | 55848.1308 | 0 | 0 | 0 | 240817.9207 | 0 | 0 | 0 | 0 | -148983.3894 | 0 | 0 | 0 | 0 | 0 | 0 | 0 | -131438.2195 | 0 | 0 | 0 | 0 | 0 | 0
2016-09-07 05:00 | 0 | 0 | 0 | 0 | 487484.2983 | 0 | 453597 | 0 | 0 | 0 | 896769.4924 | 0 | 0 | 0 | 0 | 0 | 0 | 187286.3503 | 0 | 0 | 0 | 240816.9575 | 0 | 0 | 0 | 0 | -97550.9212 | 0 | 0 | 0 | 0 | 0 | 0 | 0 | 131438.2195 | 0 | 0 | 0 | 0 | 0 | 0
2016-09-07 06:00 | 0 | 0 | 0 | 0 | 481680.4556 | 0 | 430734 | 0 | 0 | 0 | 816277.7285 | 0 | 0 | 0 | 0 | 0 | 0 | 318724.5698 | 0 | 0 | 0 | 240815.9942 | 0 | 0 | 0 | 0 | -80491.7639 | 0 | 0 | 0 | 0 | 0 | 0 | 0 | 131438.2195 | 0 | 0 | 0 | 0 | 0 | 0
2016-09-07 07:00 | 0 | 0 | 0 | 0 | 432781.1699 | 0 | 415236 | 0 | 0 | 0 | 965261.1179 | 0 | 0 | 0 | 0 | 0 | 0 | 187286.3503 | 0 | 0 | 0 | 240815.0309 | 0 | 0 | 0 | 0 | 148983.3894 | 0 | 0 | 0 | 0 | 0 | 0 | 0 | -131438.2195 | 0 | 0 | 0 | 0 | 0 | 0
2016-09-07 08:00 | 0 | 0 | 0 | 0 | 447705.5251 | 0 | 409003 | 0 | 0 | 0 | 872525.4234 | 0 | 0 | 0 | 0 | 0 | 0 | 318724.5698 | 0 | 0 | 0 | 240814.0677 | 0 | 0 | 0 | 0 | -92735.6944 | 0 | 0 | 0 | 0 | 0 | 0 | 0 | 131438.2195 | 0 | 0 | 0 | 0 | 0 | 0
2016-09-07 09:00 | 0 | 0 | 0 | 0 | 432987.9785 | 0 | 416585 | 0 | 0 | 0 | 1020366.6214 | 0 | 0 | 0 | 0 | 0 | 0 | 187286.3503 | 0 | 0 | 0 | 240813.1044 | 0 | 0 | 0 | 0 | 147841.198 | 0 | 0 | 0 | 0 | 0 | 0 | 0 | -131438.2195 | 0 | 0 | 0 | 0 | 0 | 0
2016-09-07 10:00 | 0 | 0 | 0 | 0 | 429014.6567 | 0 | 440038 | 0 | 0 | 0 | 877905.0586 | 0 | 0 | 0 | 0 | 0 | 0 | 318724.5698 | 0 | 0 | 0 | 240812.1412 | 0 | 0 | 0 | 0 | -142461.5628 | 0 | 0 | 0 | 0 | 0 | 0 | 0 | 131438.2195 | 0 | 0 | 0 | 0 | 0 | 0
2016-09-07 11:00 | 0 | 0 | 0 | 0 | 180003.3911 | 0 | 460425 | 0 | 0 | 0 | 728921.6692 | 0 | 0 | 0 | 0 | 0 | 0 | 187286.3503 | 0 | 0 | 0 | 240811.1779 | 0 | 0 | 0 | 0 | -148983.3894 | 0 | 0 | 0 | 0 | 0 | 0 | 0 | -131438.2195 | 0 | 0 | 0 | 0 | 0 | 0
2016-09-07 12:00 | 0 | 0 | 0 | 0 | 385238.3468 | 30.0047 | 478984 | 0 | 0 | 0 | 579938.2798 | 0 | 0 | 0 | 0 | 0 | 0 | 242554.0911 | 0 | 0 | 0 | 240810.2147 | 0 | 0 | 0 | 0 | -148983.3894 | 0 | 0 | 0 | 0 | 0 | 0 | 0 | 55267.7408 | 0 | 0 | 0 | 0 | 0 | 0
2016-09-07 13:00 | 0 | 0 | 0 | 0 | 324773.7112 | 76203.9349 | 502651 | 0 | 0 | 0 | 609703.1454 | 0 | 0 | 0 | 0 | 0 | 0 | 111115.8716 | 0 | 0 | 0 | 240809.2514 | 0 | 0 | 0 | 0 | 29764.8656 | 0 | 0 | 0 | 0 | 0 | 0 | 0 | -131438.2195 | 0 | 0 | 0 | 0 | 0 | 0
2016-09-07 14:00 | 0 | 0 | 0 | 0 | 0 | 376632.4282 | 531556 | 0 | 0 | 0 | 565895.4452 | 0 | 0 | 0 | 0 | 0 | 0 | 0 | 0 | 0 | 0 | 240808.2882 | 0 | 0 | 0 | 0 | -43807.7002 | 0 | 0 | 0 | 0 | 0 | 0 | 0 | -111115.8716 | 0 | 0 | 0 | 0 | 0 | 0
2016-09-07 15:00 | 0 | 0 | 0 | 0 | 278899.9807 | 562589.6282 | 561068 | 0 | 0 | 0 | 714878.8346 | 0 | 0 | 0 | 0 | 0 | 0 | 131438.2195 | 0 | 0 | 0 | 240807.325 | 0 | 0 | 0 | 0 | 148983.3894 | 0 | 0 | 0 | 0 | 0 | 0 | 0 | 131438.2195 | 0 | 0 | 0 | 0 | 0 | 0
2016-09-07 16:00 | 0 | 0 | 0 | 0 | 0 | 606258.5204 | 589066 | 0 | 0 | 0 | 863509.5745 | 0 | 0 | 0 | 0 | 0 | 0 | 0 | 0 | 0 | 0 | 240806.3617 | 0 | 0 | 0 | 0 | 148630.7399 | 0 | 0 | 0 | 0 | 0 | 0 | 0 | -131438.2195 | 0 | 0 | 0 | 0 | 0 | 0
2016-09-07 17:00 | 0 | 0 | 0 | 0 | 0 | 622425.6168 | 612874 | 0 | 0 | 0 | 741622.9718 | 0 | 0 | 0 | 0 | 0 | 0 | 131438.2195 | 0 | 0 | 0 | 240805.3985 | 0 | 0 | 0 | 0 | -121886.6027 | 0 | 0 | 0 | 0 | 0 | 0 | 0 | 131438.2195 | 0 | 0 | 0 | 0 | 0 | 0
2016-09-07 18:00 | 0 | 0 | 0 | 0 | 24888.9834 | 624303.1865 | 631647 | 0 | 0 | 0 | 890606.3612 | 0 | 0 | 0 | 0 | 0 | 0 | 0 | 0 | 0 | 0 | 240804.4353 | 0 | 0 | 0 | 0 | 148983.3894 | 0 | 0 | 0 | 0 | 0 | 0 | 0 | -131438.2195 | 0 | 0 | 0 | 0 | 0 | 0
2016-09-07 19:00 | 0 | 0 | 0 | 0 | 309117.9182 | 616233.6906 | 644930 | 0 | 0 | 0 | 1039589.7505 | 0 | 0 | 0 | 0 | 0 | 0 | 131438.2195 | 0 | 0 | 0 | 240803.4721 | 0 | 0 | 0 | 0 | 148983.3894 | 0 | 0 | 0 | 0 | 0 | 0 | 0 | 131438.2195 | 0 | 0 | 0 | 0 | 0 | 0
2016-09-07 20:00 | 0 | 0 | 0 | 0 | 0 | 607149.6525 | 653355 | 0 | 0 | 0 | 1003610.2704 | 0 | 0 | 0 | 0 | 0 | 0 | 121212.3522 | 0 | 0 | 0 | 240802.5088 | 0 | 0 | 0 | 0 | -35979.4802 | 0 | 0 | 0 | 0 | 0 | 0 | 0 | -10225.8673 | 0 | 0 | 0 | 0 | 0 | 0
2016-09-07 21:00 | 0 | 0 | 0 | 0 | 52781.0386 | 585693.7915 | 656020 | 0 | 0 | 0 | 854626.881 | 0 | 0 | 0 | 0 | 0 | 0 | 252650.5717 | 0 | 0 | 0 | 240801.5456 | 0 | 0 | 0 | 0 | -148983.3894 | 0 | 0 | 0 | 0 | 0 | 0 | 0 | 131438.2195 | 0 | 0 | 0 | 0 | 0 | 0
2016-09-07 22:00 | 0 | 0 | 0 | 0 | 118386.0382 | 547537.1317 | 648378 | 0 | 0 | 0 | 1003610.2704 | 0 | 0 | 0 | 0 | 0 | 0 | 121212.3522 | 0 | 0 | 0 | 240800.5824 | 0 | 0 | 0 | 0 | 148983.3894 | 0 | 0 | 0 | 0 | 0 | 0 | 0 | -131438.2195 | 0 | 0 | 0 | 0 | 0 | 0
2016-09-07 23:00 | 0 | 0 | 0 | 0 | 454029.8447 | 461413.7642 | 635022 | 0 | 0 | 0 | 1152593.6597 | 0 | 0 | 0 | 0 | 0 | 0 | 252650.5717 | 0 | 0 | 0 | 240799.6192 | 0 | 0 | 0 | 0 | 148983.3894 | 0 | 0 | 0 | 0 | 0 | 0 | 0 | 131438.2195 | 0 | 0 | 0 | 0 | 0 | 0
2016-09-08 | 0 | 0 | 0 | 0 | 33734.8335 | 309343.5576 | 623500 | 0 | 0 | 0 | 1003610.2704 | 0 | 0 | 0 | 0 | 0 | 0 | 121212.3522 | 0 | 0 | 0 | 240798.656 | 0 | 0 | 0 | 0 | -148983.3894 | 0 | 0 | 0 | 0 | 0 | 0 | 0 | -131438.2195 | 0 | 0 | 0 | 0 | 0 | 0
2016-09-08 01:00 | 0 | 0 | 0 | 0 | 634167.6146 | 53395.0078 | 600621 | 0 | 0 | 0 | 959113.6732 | 0 | 0 | 0 | 0 | 0 | 0 | 252650.5717 | 0 | 0 | 0 | 240797.6928 | 0 | 0 | 0 | 0 | -44496.5972 | 0 | 0 | 0 | 0 | 0 | 0 | 0 | 131438.2195 | 0 | 0 | 0 | 0 | 0 | 0
2016-09-08 02:00 | 0 | 0 | 0 | 0 | 625523.1626 | 2.2997 | 564849 | 0 | 0 | 0 | 888351.916 | 0 | 0 | 0 | 0 | 0 | 0 | 384088.7912 | 0 | 0 | 0 | 240796.7296 | 0 | 0 | 0 | 0 | -70761.7572 | 0 | 0 | 0 | 0 | 0 | 0 | 0 | 131438.2195 | 0 | 0 | 0 | 0 | 0 | 0
2016-09-08 03:00 | 0 | 0 | 0 | 0 | 245185.3911 | 0 | 525607 | 0 | 0 | 0 | 739368.5266 | 0 | 0 | 0 | 0 | 0 | 0 | 252650.5717 | 0 | 0 | 0 | 240795.7665 | 0 | 0 | 0 | 0 | -148983.3894 | 0 | 0 | 0 | 0 | 0 | 0 | 0 | -131438.2195 | 0 | 0 | 0 | 0 | 0 | 0
2016-09-08 04:00 | 0 | 0 | 0 | 0 | 578298.2562 | 0 | 490421 | 0 | 0 | 0 | 888351.916 | 0 | 0 | 0 | 0 | 0 | 0 | 191544.4385 | 0 | 0 | 0 | 240794.8033 | 0 | 0 | 0 | 0 | 148983.3894 | 0 | 0 | 0 | 0 | 0 | 0 | 0 | -61106.1332 | 0 | 0 | 0 | 0 | 0 | 0
2016-09-08 05:00 | 0 | 0 | 0 | 0 | 180742.3911 | 0 | 461164 | 0 | 0 | 0 | 739368.5266 | 0 | 0 | 0 | 0 | 0 | 0 | 60106.219 | 0 | 0 | 0 | 240793.8401 | 0 | 0 | 0 | 0 | -148983.3894 | 0 | 0 | 0 | 0 | 0 | 0 | 0 | -131438.2195 | 0 | 0 | 0 | 0 | 0 | 0
2016-09-08 06:00 | 0 | 0 | 0 | 0 | 527186.1703 | 0 | 438309 | 0 | 0 | 0 | 888351.916 | 0 | 0 | 0 | 0 | 0 | 0 | 0 | 0 | 0 | 0 | 240792.8769 | 0 | 0 | 0 | 0 | 148983.3894 | 0 | 0 | 0 | 0 | 0 | 0 | 0 | -60106.219 | 0 | 0 | 0 | 0 | 0 | 0
2016-09-08 07:00 | 0 | 0 | 0 | 0 | 503078.7826 | 0 | 423023 | 0 | 0 | 0 | 836969.4791 | 0 | 0 | 0 | 0 | 0 | 0 | 131438.2195 | 0 | 0 | 0 | 240791.9137 | 0 | 0 | 0 | 0 | -51382.4369 | 0 | 0 | 0 | 0 | 0 | 0 | 0 | 131438.2195 | 0 | 0 | 0 | 0 | 0 | 0
2016-09-08 08:00 | 0 | 0 | 0 | 0 | 136046.3911 | 0 | 416468 | 0 | 0 | 0 | 687986.0897 | 0 | 0 | 0 | 0 | 0 | 0 | 0 | 0 | 0 | 0 | 240790.9506 | 0 | 0 | 0 | 0 | -148983.3894 | 0 | 0 | 0 | 0 | 0 | 0 | 0 | -131438.2195 | 0 | 0 | 0 | 0 | 0 | 0
2016-09-08 09:00 | 0 | 0 | 0 | 0 | 445954.8548 | 0 | 424161 | 0 | 0 | 0 | 578341.725 | 0 | 0 | 0 | 0 | 0 | 0 | 131438.2195 | 0 | 0 | 0 | 240789.9874 | 0 | 0 | 0 | 0 | -109644.3647 | 0 | 0 | 0 | 0 | 0 | 0 | 0 | 131438.2195 | 0 | 0 | 0 | 0 | 0 | 0
2016-09-08 10:00 | 0 | 0 | 0 | 0 | 425170.8979 | 0 | 448419 | 0 | 0 | 0 | 429358.3357 | 0 | 0 | 0 | 0 | 0 | 0 | 257173.5068 | 0 | 0 | 0 | 240789.0243 | 0 | 0 | 0 | 0 | -148983.3894 | 0 | 0 | 0 | 0 | 0 | 0 | 0 | 125735.2873 | 0 | 0 | 0 | 0 | 0 | 0
2016-09-08 11:00 | 0 | 0 | 0 | 0 | 419371.7266 | 0 | 469557 | 0 | 0 | 0 | 510611.2817 | 0 | 0 | 0 | 0 | 0 | 0 | 125735.2873 | 0 | 0 | 0 | 240788.0611 | 0 | 0 | 0 | 0 | 81252.9461 | 0 | 0 | 0 | 0 | 0 | 0 | 0 | -131438.2195 | 0 | 0 | 0 | 0 | 0 | 0
2016-09-08 12:00 | 0 | 0 | 0 | 0 | 383309.0881 | 48.6589 | 484677 | 0 | 0 | 0 | 403589.0965 | 0 | 0 | 0 | 0 | 0 | 0 | 131438.2195 | 0 | 0 | 0 | 240787.0979 | 0 | 0 | 0 | 0 | -107022.1852 | 0 | 0 | 0 | 0 | 0 | 0 | 0 | 5702.9322 | 0 | 0 | 0 | 0 | 0 | 0
2016-09-08 13:00 | 0 | 0 | 0 | 0 | 106858.194 | 119097.1971 | 506377 | 0 | 0 | 0 | 254605.7071 | 0 | 0 | 0 | 0 | 0 | 0 | 0 | 0 | 0 | 0 | 240786.1348 | 0 | 0 | 0 | 0 | -148983.3894 | 0 | 0 | 0 | 0 | 0 | 0 | 0 | -131438.2195 | 0 | 0 | 0 | 0 | 0 | 0
2016-09-08 14:00 | 0 | 0 | 0 | 0 | 0 | 521314.2135 | 535641 | 0 | 0 | 0 | 240278.9206 | 0 | 0 | 0 | 0 | 0 | 0 | 0 | 0 | 0 | 0 | 240785.1717 | 0 | 0 | 0 | 0 | -14326.7865 | 0 | 0 | 0 | 0 | 0 | 0 | 0 | 0 | 0 | 0 | 0 | 0 | 0 | 0
2016-09-08 15:00 | 0 | 0 | 0 | 0 | 117191.7264 | 727540.8825 | 564311 | 0 | 0 | 0 | 389262.31 | 0 | 0 | 0 | 0 | 0 | 0 | 131438.2195 | 0 | 0 | 0 | 240784.2085 | 0 | 0 | 0 | 0 | 148983.3894 | 0 | 0 | 0 | 0 | 0 | 0 | 0 | 131438.2195 | 0 | 0 | 0 | 0 | 0 | 0
2016-09-08 16:00 | 0 | 0 | 0 | 0 | 0 | 768067.9547 | 591052 | 0 | 0 | 0 | 538245.6994 | 0 | 0 | 0 | 0 | 0 | 0 | 159470.7849 | 0 | 0 | 0 | 240783.2454 | 0 | 0 | 0 | 0 | 148983.3894 | 0 | 0 | 0 | 0 | 0 | 0 | 0 | 28032.5654 | 0 | 0 | 0 | 0 | 0 | 0
2016-09-08 17:00 | 0 | 0 | 0 | 0 | 0 | 768474.8794 | 614819 | 0 | 0 | 0 | 687229.0887 | 0 | 0 | 0 | 0 | 0 | 0 | 164143.2749 | 0 | 0 | 0 | 240782.2822 | 0 | 0 | 0 | 0 | 148983.3894 | 0 | 0 | 0 | 0 | 0 | 0 | 0 | 4672.4901 | 0 | 0 | 0 | 0 | 0 | 0
2016-09-08 18:00 | 0 | 0 | 0 | 0 | 0 | 756124.6984 | 633513 | 0 | 0 | 0 | 836212.4781 | 0 | 0 | 0 | 0 | 0 | 0 | 137771.5839 | 0 | 0 | 0 | 240781.3191 | 0 | 0 | 0 | 0 | 148983.3894 | 0 | 0 | 0 | 0 | 0 | 0 | 0 | -26371.691 | 0 | 0 | 0 | 0 | 0 | 0
2016-09-08 19:00 | 0 | 0 | 0 | 0 | 0 | 746431.887 | 646581 | 0 | 0 | 0 | 985195.8675 | 0 | 0 | 0 | 0 | 0 | 0 | 88639.0816 | 0 | 0 | 0 | 240780.356 | 0 | 0 | 0 | 0 | 148983.3894 | 0 | 0 | 0 | 0 | 0 | 0 | 0 | -49132.5024 | 0 | 0 | 0 | 0 | 0 | 0
2016-09-08 20:00 | 0 | 0 | 0 | 0 | 0 | 748533.3844 | 654955 | 0 | 0 | 0 | 947336.0323 | 0 | 0 | 0 | 0 | 0 | 0 | 220077.3011 | 0 | 0 | 0 | 240779.3929 | 0 | 0 | 0 | 0 | -37859.8351 | 0 | 0 | 0 | 0 | 0 | 0 | 0 | 131438.2195 | 0 | 0 | 0 | 0 | 0 | 0
2016-09-08 21:00 | 0 | 0 | 0 | 0 | 0 | 743010.5428 | 657602 | 0 | 0 | 0 | 1096319.4217 | 0 | 0 | 0 | 0 | 0 | 0 | 156502.4545 | 0 | 0 | 0 | 240778.4298 | 0 | 0 | 0 | 0 | 148983.3894 | 0 | 0 | 0 | 0 | 0 | 0 | 0 | -63574.8465 | 0 | 0 | 0 | 0 | 0 | 0
2016-09-08 22:00 | 0 | 0 | 0 | 0 | 0 | 712749.2115 | 649221 | 0 | 0 | 0 | 1028409.4138 | 0 | 0 | 0 | 0 | 0 | 0 | 287940.674 | 0 | 0 | 0 | 240777.4666 | 0 | 0 | 0 | 0 | -67910.008 | 0 | 0 | 0 | 0 | 0 | 0 | 0 | 131438.2195 | 0 | 0 | 0 | 0 | 0 | 0
2016-09-08 23:00 | 0 | 0 | 0 | 0 | 40704.2767 | 613075.8932 | 636235 | 0 | 0 | 0 | 1177392.8031 | 0 | 0 | 0 | 0 | 0 | 0 | 156502.4545 | 0 | 0 | 0 | 240776.5035 | 0 | 0 | 0 | 0 | 148983.3894 | 0 | 0 | 0 | 0 | 0 | 0 | 0 | -131438.2195 | 0 | 0 | 0 | 0 | 0 | 0
2016-09-09 | 0 | 0 | 0 | 0 | 187800.7659 | 419921.0643 | 625267 | 0 | 0 | 0 | 1028409.4138 | 0 | 0 | 0 | 0 | 0 | 0 | 287940.674 | 0 | 0 | 0 | 240775.5404 | 0 | 0 | 0 | 0 | -148983.3894 | 0 | 0 | 0 | 0 | 0 | 0 | 0 | 131438.2195 | 0 | 0 | 0 | 0 | 0 | 0
2016-09-09 01:00 | 0 | 0 | 0 | 0 | 262836.3738 | 58631.0174 | 601889 | 0 | 0 | 0 | 879426.0244 | 0 | 0 | 0 | 0 | 0 | 0 | 156502.4545 | 0 | 0 | 0 | 240774.5773 | 0 | 0 | 0 | 0 | -148983.3894 | 0 | 0 | 0 | 0 | 0 | 0 | 0 | -131438.2195 | 0 | 0 | 0 | 0 | 0 | 0
2016-09-09 02:00 | 0 | 0 | 0 | 0 | 592204.8175 | 0.96726 | 564918 | 0 | 0 | 0 | 775275.5896 | 0 | 0 | 0 | 0 | 0 | 0 | 287940.674 | 0 | 0 | 0 | 240773.6142 | 0 | 0 | 0 | 0 | -104150.4348 | 0 | 0 | 0 | 0 | 0 | 0 | 0 | 131438.2195 | 0 | 0 | 0 | 0 | 0 | 0
2016-09-09 03:00 | 0 | 0 | 0 | 0 | 246508.3911 | 0 | 526930 | 0 | 0 | 0 | 626292.2002 | 0 | 0 | 0 | 0 | 0 | 0 | 156502.4545 | 0 | 0 | 0 | 240772.6511 | 0 | 0 | 0 | 0 | -148983.3894 | 0 | 0 | 0 | 0 | 0 | 0 | 0 | -131438.2195 | 0 | 0 | 0 | 0 | 0 | 0
2016-09-09 04:00 | 0 | 0 | 0 | 0 | 569988.0984 | 0 | 491451 | 0 | 0 | 0 | 775275.5896 | 0 | 0 | 0 | 0 | 0 | 0 | 86056.1635 | 0 | 0 | 0 | 240771.688 | 0 | 0 | 0 | 0 | 148983.3894 | 0 | 0 | 0 | 0 | 0 | 0 | 0 | -70446.291 | 0 | 0 | 0 | 0 | 0 | 0
2016-09-09 05:00 | 0 | 0 | 0 | 0 | 540030.7717 | 0 | 461648 | 0 | 0 | 0 | 722220.1418 | 0 | 0 | 0 | 0 | 0 | 0 | 217494.383 | 0 | 0 | 0 | 240770.7249 | 0 | 0 | 0 | 0 | -53055.4478 | 0 | 0 | 0 | 0 | 0 | 0 | 0 | 131438.2195 | 0 | 0 | 0 | 0 | 0 | 0
2016-09-09 06:00 | 0 | 0 | 0 | 0 | 157788.3911 | 0 | 438210 | 0 | 0 | 0 | 573236.7525 | 0 | 0 | 0 | 0 | 0 | 0 | 86056.1635 | 0 | 0 | 0 | 240769.7619 | 0 | 0 | 0 | 0 | -148983.3894 | 0 | 0 | 0 | 0 | 0 | 0 | 0 | -131438.2195 | 0 | 0 | 0 | 0 | 0 | 0
2016-09-09 07:00 | 0 | 0 | 0 | 0 | 487609.8028 | 0 | 422423 | 0 | 0 | 0 | 506985.3358 | 0 | 0 | 0 | 0 | 0 | 0 | 217494.383 | 0 | 0 | 0 | 240768.7988 | 0 | 0 | 0 | 0 | -66251.4167 | 0 | 0 | 0 | 0 | 0 | 0 | 0 | 131438.2195 | 0 | 0 | 0 | 0 | 0 | 0
2016-09-09 08:00 | 0 | 0 | 0 | 0 | 466258.4304 | 0 | 415921 | 0 | 0 | 0 | 425884.5467 | 0 | 0 | 0 | 0 | 0 | 0 | 348932.6025 | 0 | 0 | 0 | 240767.8357 | 0 | 0 | 0 | 0 | -81100.7891 | 0 | 0 | 0 | 0 | 0 | 0 | 0 | 131438.2195 | 0 | 0 | 0 | 0 | 0 | 0
2016-09-09 09:00 | 0 | 0 | 0 | 0 | 440763.1699 | 0 | 423218 | 0 | 0 | 0 | 574867.9361 | 0 | 0 | 0 | 0 | 0 | 0 | 217494.383 | 0 | 0 | 0 | 240766.8726 | 0 | 0 | 0 | 0 | 148983.3894 | 0 | 0 | 0 | 0 | 0 | 0 | 0 | -131438.2195 | 0 | 0 | 0 | 0 | 0 | 0
2016-09-09 10:00 | 0 | 0 | 0 | 0 | 430342.2869 | 0 | 446054 | 0 | 0 | 0 | 576055.1824 | 0 | 0 | 0 | 0 | 0 | 0 | 200595.4236 | 0 | 0 | 0 | 240765.9096 | 0 | 0 | 0 | 0 | 1187.2463 | 0 | 0 | 0 | 0 | 0 | 0 | 0 | -16898.9594 | 0 | 0 | 0 | 0 | 0 | 0
2016-09-09 11:00 | 0 | 0 | 0 | 0 | 206767.4547 | 0 | 467381 | 0 | 0 | 0 | 427071.793 | 0 | 0 | 0 | 0 | 0 | 0 | 88965.2677 | 0 | 0 | 0 | 240764.9465 | 0 | 0 | 0 | 0 | -148983.3894 | 0 | 0 | 0 | 0 | 0 | 0 | 0 | -111630.1559 | 0 | 0 | 0 | 0 | 0 | 0
2016-09-09 12:00 | 0 | 0 | 0 | 0 | 376433.1139 | 49.4485 | 482993 | 0 | 0 | 0 | 278088.4037 | 0 | 0 | 0 | 0 | 0 | 0 | 131438.2195 | 0 | 0 | 0 | 240763.9834 | 0 | 0 | 0 | 0 | -148983.3894 | 0 | 0 | 0 | 0 | 0 | 0 | 0 | 42472.9518 | 0 | 0 | 0 | 0 | 0 | 0
2016-09-09 13:00 | 0 | 0 | 0 | 0 | 91830.5909 | 134189.8002 | 506442 | 0 | 0 | 0 | 129105.0143 | 0 | 0 | 0 | 0 | 0 | 0 | 0 | 0 | 0 | 0 | 240763.0204 | 0 | 0 | 0 | 0 | -148983.3894 | 0 | 0 | 0 | 0 | 0 | 0 | 0 | -131438.2195 | 0 | 0 | 0 | 0 | 0 | 0
2016-09-09 14:00 | 0 | 0 | 0 | 0 | 127910.3397 | 555797.0497 | 534724 | 0 | 0 | 0 | 278088.4037 | 0 | 0 | 0 | 0 | 0 | 0 | 0 | 0 | 0 | 0 | 240762.0573 | 0 | 0 | 0 | 0 | 148983.3894 | 0 | 0 | 0 | 0 | 0 | 0 | 0 | 0 | 0 | 0 | 0 | 0 | 0 | 0
2016-09-09 15:00 | 0 | 0 | 0 | 0 | 90493.4075 | 752942.2014 | 563014 | 0 | 0 | 0 | 427071.793 | 0 | 0 | 0 | 0 | 0 | 0 | 131438.2195 | 0 | 0 | 0 | 240761.0943 | 0 | 0 | 0 | 0 | 148983.3894 | 0 | 0 | 0 | 0 | 0 | 0 | 0 | 131438.2195 | 0 | 0 | 0 | 0 | 0 | 0
2016-09-09 16:00 | 0 | 0 | 0 | 0 | 0 | 780855.8804 | 588325 | 0 | 0 | 0 | 576055.1824 | 0 | 0 | 0 | 0 | 0 | 0 | 174985.7106 | 0 | 0 | 0 | 240760.1312 | 0 | 0 | 0 | 0 | 148983.3894 | 0 | 0 | 0 | 0 | 0 | 0 | 0 | 43547.4911 | 0 | 0 | 0 | 0 | 0 | 0
2016-09-09 17:00 | 0 | 0 | 0 | 0 | 0 | 777538.997 | 611508 | 0 | 0 | 0 | 725038.5718 | 0 | 0 | 0 | 0 | 0 | 0 | 192033.3182 | 0 | 0 | 0 | 240759.1682 | 0 | 0 | 0 | 0 | 148983.3894 | 0 | 0 | 0 | 0 | 0 | 0 | 0 | 17047.6076 | 0 | 0 | 0 | 0 | 0 | 0
2016-09-09 18:00 | 0 | 0 | 0 | 0 | 0 | 764666.1146 | 629152 | 0 | 0 | 0 | 874021.9611 | 0 | 0 | 0 | 0 | 0 | 0 | 178564.0434 | 0 | 0 | 0 | 240758.2052 | 0 | 0 | 0 | 0 | 148983.3894 | 0 | 0 | 0 | 0 | 0 | 0 | 0 | -13469.2748 | 0 | 0 | 0 | 0 | 0 | 0
2016-09-09 19:00 | 0 | 0 | 0 | 0 | 0 | 753879.904 | 640895 | 0 | 0 | 0 | 1023005.3505 | 0 | 0 | 0 | 0 | 0 | 0 | 142565.558 | 0 | 0 | 0 | 240757.2421 | 0 | 0 | 0 | 0 | 148983.3894 | 0 | 0 | 0 | 0 | 0 | 0 | 0 | -35998.4854 | 0 | 0 | 0 | 0 | 0 | 0
2016-09-09 20:00 | 0 | 0 | 0 | 0 | 0 | 755967.8203 | 647977 | 0 | 0 | 0 | 999557.9513 | 0 | 0 | 0 | 0 | 0 | 0 | 274003.7775 | 0 | 0 | 0 | 240756.2791 | 0 | 0 | 0 | 0 | -23447.3992 | 0 | 0 | 0 | 0 | 0 | 0 | 0 | 131438.2195 | 0 | 0 | 0 | 0 | 0 | 0
2016-09-09 21:00 | 0 | 0 | 0 | 0 | 0 | 753422.1085 | 647514 | 0 | 0 | 0 | 1148541.3407 | 0 | 0 | 0 | 0 | 0 | 0 | 230928.4967 | 0 | 0 | 0 | 240755.3161 | 0 | 0 | 0 | 0 | 148983.3894 | 0 | 0 | 0 | 0 | 0 | 0 | 0 | -43075.2809 | 0 | 0 | 0 | 0 | 0 | 0
2016-09-09 22:00 | 0 | 0 | 0 | 0 | 0 | 724275.4068 | 635007 | 0 | 0 | 0 | 1297524.73 | 0 | 0 | 0 | 0 | 0 | 0 | 171213.5141 | 0 | 0 | 0 | 240754.3531 | 0 | 0 | 0 | 0 | 148983.3894 | 0 | 0 | 0 | 0 | 0 | 0 | 0 | -59714.9826 | 0 | 0 | 0 | 0 | 0 | 0
2016-09-09 23:00 | 0 | 0 | 0 | 0 | 0 | 623914.8193 | 616608 | 0 | 0 | 0 | 1173393.3298 | 0 | 0 | 0 | 0 | 0 | 0 | 302651.7336 | 0 | 0 | 0 | 240753.39 | 0 | 0 | 0 | 0 | -124131.4002 | 0 | 0 | 0 | 0 | 0 | 0 | 0 | 131438.2195 | 0 | 0 | 0 | 0 | 0 | 0
2016-09-10 | 0 | 0 | 0 | 0 | 213226.9187 | 406459.2512 | 602141 | 0 | 0 | 0 | 1322376.7192 | 0 | 0 | 0 | 0 | 0 | 0 | 171213.5141 | 0 | 0 | 0 | 240752.427 | 0 | 0 | 0 | 0 | 148983.3894 | 0 | 0 | 0 | 0 | 0 | 0 | 0 | -131438.2195 | 0 | 0 | 0 | 0 | 0 | 0
2016-09-10 01:00 | 0 | 0 | 0 | 0 | 239788.0152 | 59080.376 | 579290 | 0 | 0 | 0 | 1173393.3298 | 0 | 0 | 0 | 0 | 0 | 0 | 39775.2945 | 0 | 0 | 0 | 240751.464 | 0 | 0 | 0 | 0 | -148983.3894 | 0 | 0 | 0 | 0 | 0 | 0 | 0 | -131438.2195 | 0 | 0 | 0 | 0 | 0 | 0
2016-09-10 02:00 | 0 | 0 | 0 | 0 | 650648.1124 | 0.53298 | 548551 | 0 | 0 | 0 | 1144052.7557 | 0 | 0 | 0 | 0 | 0 | 0 | 171213.5141 | 0 | 0 | 0 | 240750.501 | 0 | 0 | 0 | 0 | -29340.5741 | 0 | 0 | 0 | 0 | 0 | 0 | 0 | 131438.2195 | 0 | 0 | 0 | 0 | 0 | 0
2016-09-10 03:00 | 0 | 0 | 0 | 0 | 234941.3911 | 0 | 515363 | 0 | 0 | 0 | 995069.3663 | 0 | 0 | 0 | 0 | 0 | 0 | 39775.2945 | 0 | 0 | 0 | 240749.538 | 0 | 0 | 0 | 0 | -148983.3894 | 0 | 0 | 0 | 0 | 0 | 0 | 0 | -131438.2195 | 0 | 0 | 0 | 0 | 0 | 0
2016-09-10 04:00 | 0 | 0 | 0 | 0 | 293916.3161 | 0 | 482675 | 0 | 0 | 0 | 846085.977 | 0 | 0 | 0 | 0 | 0 | 0 | 0 | 0 | 0 | 0 | 240748.575 | 0 | 0 | 0 | 0 | -148983.3894 | 0 | 0 | 0 | 0 | 0 | 0 | 0 | -39775.2945 | 0 | 0 | 0 | 0 | 0 | 0
2016-09-10 05:00 | 0 | 0 | 0 | 0 | 435049.8301 | 0 | 452595 | 0 | 0 | 0 | 697102.5876 | 0 | 0 | 0 | 0 | 0 | 0 | 131438.2195 | 0 | 0 | 0 | 240747.612 | 0 | 0 | 0 | 0 | -148983.3894 | 0 | 0 | 0 | 0 | 0 | 0 | 0 | 131438.2195 | 0 | 0 | 0 | 0 | 0 | 0
2016-09-10 06:00 | 0 | 0 | 0 | 0 | 642898.978 | 0 | 429718 | 0 | 0 | 0 | 778845.3461 | 0 | 0 | 0 | 0 | 0 | 0 | 262876.439 | 0 | 0 | 0 | 240746.649 | 0 | 0 | 0 | 0 | 81742.7585 | 0 | 0 | 0 | 0 | 0 | 0 | 0 | 131438.2195 | 0 | 0 | 0 | 0 | 0 | 0
2016-09-10 07:00 | 0 | 0 | 0 | 0 | 132281.3911 | 0 | 412703 | 0 | 0 | 0 | 629861.9567 | 0 | 0 | 0 | 0 | 0 | 0 | 131438.2195 | 0 | 0 | 0 | 240745.686 | 0 | 0 | 0 | 0 | -148983.3894 | 0 | 0 | 0 | 0 | 0 | 0 | 0 | -131438.2195 | 0 | 0 | 0 | 0 | 0 | 0
2016-09-10 08:00 | 0 | 0 | 0 | 0 | 121670.3911 | 0 | 402092 | 0 | 0 | 0 | 480878.5673 | 0 | 0 | 0 | 0 | 0 | 0 | 0 | 0 | 0 | 0 | 240744.7231 | 0 | 0 | 0 | 0 | -148983.3894 | 0 | 0 | 0 | 0 | 0 | 0 | 0 | -131438.2195 | 0 | 0 | 0 | 0 | 0 | 0
2016-09-10 09:00 | 0 | 0 | 0 | 0 | 571784.946 | 0 | 398700 | 0 | 0 | 0 | 522525.2939 | 0 | 0 | 0 | 0 | 0 | 0 | 131438.2195 | 0 | 0 | 0 | 240743.7601 | 0 | 0 | 0 | 0 | 41646.7265 | 0 | 0 | 0 | 0 | 0 | 0 | 0 | 131438.2195 | 0 | 0 | 0 | 0 | 0 | 0
2016-09-10 10:00 | 0 | 0 | 0 | 0 | 121325.3911 | 0 | 401747 | 0 | 0 | 0 | 373541.9045 | 0 | 0 | 0 | 0 | 0 | 0 | 0 | 0 | 0 | 0 | 240742.7971 | 0 | 0 | 0 | 0 | -148983.3894 | 0 | 0 | 0 | 0 | 0 | 0 | 0 | -131438.2195 | 0 | 0 | 0 | 0 | 0 | 0
2016-09-10 11:00 | 0 | 0 | 0 | 0 | 529245.7459 | 0 | 408440 | 0 | 0 | 0 | 362909.4309 | 0 | 0 | 0 | 0 | 0 | 0 | 131438.2195 | 0 | 0 | 0 | 240741.8341 | 0 | 0 | 0 | 0 | -10632.4736 | 0 | 0 | 0 | 0 | 0 | 0 | 0 | 131438.2195 | 0 | 0 | 0 | 0 | 0 | 0
2016-09-10 12:00 | 0 | 0 | 0 | 0 | 145758.6619 | 35.7293 | 426216 | 0 | 0 | 0 | 213926.0416 | 0 | 0 | 0 | 0 | 0 | 0 | 0 | 0 | 0 | 0 | 240740.8712 | 0 | 0 | 0 | 0 | -148983.3894 | 0 | 0 | 0 | 0 | 0 | 0 | 0 | -131438.2195 | 0 | 0 | 0 | 0 | 0 | 0
2016-09-10 13:00 | 0 | 0 | 0 | 0 | 323495.5214 | 121032.3333 | 452245 | 0 | 0 | 0 | 86143.6326 | 0 | 0 | 0 | 0 | 0 | 0 | 120065.2637 | 0 | 0 | 0 | 240739.9082 | 0 | 0 | 0 | 0 | -127782.409 | 0 | 0 | 0 | 0 | 0 | 0 | 0 | 120065.2637 | 0 | 0 | 0 | 0 | 0 | 0
2016-09-10 14:00 | 0 | 0 | 0 | 0 | 0 | 511399.1257 | 482481 | 0 | 0 | 0 | 235127.022 | 0 | 0 | 0 | 0 | 0 | 0 | 0 | 0 | 0 | 0 | 240738.9452 | 0 | 0 | 0 | 0 | 148983.3894 | 0 | 0 | 0 | 0 | 0 | 0 | 0 | -120065.2637 | 0 | 0 | 0 | 0 | 0 | 0
2016-09-10 15:00 | 0 | 0 | 0 | 0 | 0 | 725868.4225 | 511554 | 0 | 0 | 0 | 384110.4113 | 0 | 0 | 0 | 0 | 0 | 0 | 65331.0331 | 0 | 0 | 0 | 240737.9823 | 0 | 0 | 0 | 0 | 148983.3894 | 0 | 0 | 0 | 0 | 0 | 0 | 0 | 65331.0331 | 0 | 0 | 0 | 0 | 0 | 0
2016-09-10 16:00 | 0 | 0 | 0 | 0 | 49376.0335 | 766956.5754 | 535911 | 0 | 0 | 0 | 533093.8007 | 0 | 0 | 0 | 0 | 0 | 0 | 196769.2526 | 0 | 0 | 0 | 240737.0193 | 0 | 0 | 0 | 0 | 148983.3894 | 0 | 0 | 0 | 0 | 0 | 0 | 0 | 131438.2195 | 0 | 0 | 0 | 0 | 0 | 0
2016-09-10 17:00 | 0 | 0 | 0 | 0 | 0 | 764316.2472 | 554524 | 0 | 0 | 0 | 682077.1901 | 0 | 0 | 0 | 0 | 0 | 0 | 257578.1104 | 0 | 0 | 0 | 240736.0564 | 0 | 0 | 0 | 0 | 148983.3894 | 0 | 0 | 0 | 0 | 0 | 0 | 0 | 60808.8578 | 0 | 0 | 0 | 0 | 0 | 0
2016-09-10 18:00 | 0 | 0 | 0 | 0 | 0 | 752419.2533 | 567796 | 0 | 0 | 0 | 831060.5795 | 0 | 0 | 0 | 0 | 0 | 0 | 293217.9744 | 0 | 0 | 0 | 240735.0934 | 0 | 0 | 0 | 0 | 148983.3894 | 0 | 0 | 0 | 0 | 0 | 0 | 0 | 35639.8639 | 0 | 0 | 0 | 0 | 0 | 0
2016-09-10 19:00 | 0 | 0 | 0 | 0 | 0 | 744984.4236 | 576545 | 0 | 0 | 0 | 980043.9688 | 0 | 0 | 0 | 0 | 0 | 0 | 312674.0086 | 0 | 0 | 0 | 240734.1305 | 0 | 0 | 0 | 0 | 148983.3894 | 0 | 0 | 0 | 0 | 0 | 0 | 0 | 19456.0342 | 0 | 0 | 0 | 0 | 0 | 0
2016-09-10 20:00 | 0 | 0 | 0 | 0 | 0 | 750427.9264 | 581338 | 0 | 0 | 0 | 1129027.3582 | 0 | 0 | 0 | 0 | 0 | 0 | 332780.5456 | 0 | 0 | 0 | 240733.1676 | 0 | 0 | 0 | 0 | 148983.3894 | 0 | 0 | 0 | 0 | 0 | 0 | 0 | 20106.537 | 0 | 0 | 0 | 0 | 0 | 0
2016-09-10 21:00 | 0 | 0 | 0 | 0 | 0 | 752228.7098 | 580827 | 0 | 0 | 0 | 1168990.8484 | 0 | 0 | 0 | 0 | 0 | 0 | 464218.7652 | 0 | 0 | 0 | 240732.2046 | 0 | 0 | 0 | 0 | 39963.4903 | 0 | 0 | 0 | 0 | 0 | 0 | 0 | 131438.2195 | 0 | 0 | 0 | 0 | 0 | 0
2016-09-10 22:00 | 0 | 0 | 0 | 0 | 0 | 725969.6567 | 572569 | 0 | 0 | 0 | 1317974.2378 | 0 | 0 | 0 | 0 | 0 | 0 | 468636.0325 | 0 | 0 | 0 | 240731.2417 | 0 | 0 | 0 | 0 | 148983.3894 | 0 | 0 | 0 | 0 | 0 | 0 | 0 | 4417.2673 | 0 | 0 | 0 | 0 | 0 | 0
2016-09-10 23:00 | 0 | 0 | 0 | 0 | 0 | 625307.4501 | 561112 | 0 | 0 | 0 | 1466957.6272 | 0 | 0 | 0 | 0 | 0 | 0 | 383848.0933 | 0 | 0 | 0 | 240730.2788 | 0 | 0 | 0 | 0 | 148983.3894 | 0 | 0 | 0 | 0 | 0 | 0 | 0 | -84787.9392 | 0 | 0 | 0 | 0 | 0 | 0
2016-09-11 | 0 | 0 | 0 | 0 | 0 | 396604.2072 | 551027 | 0 | 0 | 0 | 1317974.2378 | 0 | 0 | 0 | 0 | 0 | 0 | 378408.6899 | 0 | 0 | 0 | 240729.3159 | 0 | 0 | 0 | 0 | -148983.3894 | 0 | 0 | 0 | 0 | 0 | 0 | 0 | -5439.4034 | 0 | 0 | 0 | 0 | 0 | 0
2016-09-11 01:00 | 0 | 0 | 0 | 0 | 360410.1207 | 52770.332 | 533658 | 0 | 0 | 0 | 1328934.91 | 0 | 0 | 0 | 0 | 0 | 0 | 246970.4704 | 0 | 0 | 0 | 240728.3529 | 0 | 0 | 0 | 0 | 10960.6722 | 0 | 0 | 0 | 0 | 0 | 0 | 0 | -131438.2195 | 0 | 0 | 0 | 0 | 0 | 0
2016-09-11 02:00 | 0 | 0 | 0 | 0 | 226499.3281 | 0.063069 | 506921 | 0 | 0 | 0 | 1179951.5207 | 0 | 0 | 0 | 0 | 0 | 0 | 115532.2509 | 0 | 0 | 0 | 240727.39 | 0 | 0 | 0 | 0 | -148983.3894 | 0 | 0 | 0 | 0 | 0 | 0 | 0 | -131438.2195 | 0 | 0 | 0 | 0 | 0 | 0
2016-09-11 03:00 | 0 | 0 | 0 | 0 | 495010.4475 | 0 | 477279 | 0 | 0 | 0 | 1181776.9995 | 0 | 0 | 0 | 0 | 0 | 0 | 131438.2195 | 0 | 0 | 0 | 240726.4271 | 0 | 0 | 0 | 0 | 1825.4788 | 0 | 0 | 0 | 0 | 0 | 0 | 0 | 15905.9686 | 0 | 0 | 0 | 0 | 0 | 0
2016-09-11 04:00 | 0 | 0 | 0 | 0 | 167571.3911 | 0 | 447993 | 0 | 0 | 0 | 1032793.6101 | 0 | 0 | 0 | 0 | 0 | 0 | 0 | 0 | 0 | 0 | 240725.4642 | 0 | 0 | 0 | 0 | -148983.3894 | 0 | 0 | 0 | 0 | 0 | 0 | 0 | -131438.2195 | 0 | 0 | 0 | 0 | 0 | 0
2016-09-11 05:00 | 0 | 0 | 0 | 0 | 273133.6106 | 0 | 422117 | 0 | 0 | 0 | 883810.2208 | 0 | 0 | 0 | 0 | 0 | 0 | 0 | 0 | 0 | 0 | 240724.5013 | 0 | 0 | 0 | 0 | -148983.3894 | 0 | 0 | 0 | 0 | 0 | 0 | 0 | 0 | 0 | 0 | 0 | 0 | 0 | 0
2016-09-11 06:00 | 0 | 0 | 0 | 0 | 384812.8301 | 0 | 402358 | 0 | 0 | 0 | 734826.8314 | 0 | 0 | 0 | 0 | 0 | 0 | 131438.2195 | 0 | 0 | 0 | 240723.5384 | 0 | 0 | 0 | 0 | -148983.3894 | 0 | 0 | 0 | 0 | 0 | 0 | 0 | 131438.2195 | 0 | 0 | 0 | 0 | 0 | 0
2016-09-11 07:00 | 0 | 0 | 0 | 0 | 106296.3911 | 0 | 386718 | 0 | 0 | 0 | 585843.442 | 0 | 0 | 0 | 0 | 0 | 0 | 0 | 0 | 0 | 0 | 240722.5755 | 0 | 0 | 0 | 0 | -148983.3894 | 0 | 0 | 0 | 0 | 0 | 0 | 0 | -131438.2195 | 0 | 0 | 0 | 0 | 0 | 0
2016-09-11 08:00 | 0 | 0 | 0 | 0 | 652293.533 | 0 | 376287 | 0 | 0 | 0 | 730411.7555 | 0 | 0 | 0 | 0 | 0 | 0 | 131438.2195 | 0 | 0 | 0 | 240721.6126 | 0 | 0 | 0 | 0 | 144568.3135 | 0 | 0 | 0 | 0 | 0 | 0 | 0 | 131438.2195 | 0 | 0 | 0 | 0 | 0 | 0
2016-09-11 09:00 | 0 | 0 | 0 | 0 | 91320.3911 | 0 | 371742 | 0 | 0 | 0 | 581428.3662 | 0 | 0 | 0 | 0 | 0 | 0 | 0 | 0 | 0 | 0 | 240720.6497 | 0 | 0 | 0 | 0 | -148983.3894 | 0 | 0 | 0 | 0 | 0 | 0 | 0 | -131438.2195 | 0 | 0 | 0 | 0 | 0 | 0
2016-09-11 10:00 | 0 | 0 | 0 | 0 | 355074.8301 | 0 | 372620 | 0 | 0 | 0 | 432444.9768 | 0 | 0 | 0 | 0 | 0 | 0 | 131438.2195 | 0 | 0 | 0 | 240719.6869 | 0 | 0 | 0 | 0 | -148983.3894 | 0 | 0 | 0 | 0 | 0 | 0 | 0 | 131438.2195 | 0 | 0 | 0 | 0 | 0 | 0
2016-09-11 11:00 | 0 | 0 | 0 | 0 | 95453.3911 | 0 | 375875 | 0 | 0 | 0 | 283461.5874 | 0 | 0 | 0 | 0 | 0 | 0 | 0 | 0 | 0 | 0 | 240718.724 | 0 | 0 | 0 | 0 | -148983.3894 | 0 | 0 | 0 | 0 | 0 | 0 | 0 | -131438.2195 | 0 | 0 | 0 | 0 | 0 | 0
2016-09-11 12:00 | 0 | 0 | 0 | 0 | 543842.1864 | 57.1471 | 389538 | 0 | 0 | 0 | 306384.7014 | 0 | 0 | 0 | 0 | 0 | 0 | 131438.2195 | 0 | 0 | 0 | 240717.7611 | 0 | 0 | 0 | 0 | 22923.114 | 0 | 0 | 0 | 0 | 0 | 0 | 0 | 131438.2195 | 0 | 0 | 0 | 0 | 0 | 0
2016-09-11 13:00 | 0 | 0 | 0 | 0 | 1824.1835 | 130538.2076 | 412784 | 0 | 0 | 0 | 157401.312 | 0 | 0 | 0 | 0 | 0 | 0 | 0 | 0 | 0 | 0 | 240716.7982 | 0 | 0 | 0 | 0 | -148983.3894 | 0 | 0 | 0 | 0 | 0 | 0 | 0 | -131438.2195 | 0 | 0 | 0 | 0 | 0 | 0
2016-09-11 14:00 | 0 | 0 | 0 | 0 | 37249.5491 | 548776.8403 | 437043 | 0 | 0 | 0 | 306384.7014 | 0 | 0 | 0 | 0 | 0 | 0 | 0 | 0 | 0 | 0 | 240715.8354 | 0 | 0 | 0 | 0 | 148983.3894 | 0 | 0 | 0 | 0 | 0 | 0 | 0 | 0 | 0 | 0 | 0 | 0 | 0 | 0
2016-09-11 15:00 | 0 | 0 | 0 | 0 | 0 | 727881.636 | 459920 | 0 | 0 | 0 | 455368.0908 | 0 | 0 | 0 | 0 | 0 | 0 | 118978.2466 | 0 | 0 | 0 | 240714.8725 | 0 | 0 | 0 | 0 | 148983.3894 | 0 | 0 | 0 | 0 | 0 | 0 | 0 | 118978.2466 | 0 | 0 | 0 | 0 | 0 | 0
2016-09-11 16:00 | 0 | 0 | 0 | 0 | 0 | 769436.7279 | 482980 | 0 | 0 | 0 | 604351.4801 | 0 | 0 | 0 | 0 | 0 | 0 | 250416.4662 | 0 | 0 | 0 | 245542.0049 | 0 | 0 | 0 | 0 | 148983.3894 | 0 | 0 | 0 | 0 | 0 | 0 | 0 | 131438.2195 | 0 | 0 | 0 | 6035.119 | 0 | 0
2016-09-11 17:00 | 0 | 0 | 0 | 0 | 0 | 761009.061 | 503234 | 0 | 0 | 0 | 753334.8695 | 0 | 0 | 0 | 0 | 0 | 0 | 359208.1378 | 0 | 0 | 0 | 245541.0227 | 0 | 0 | 0 | 0 | 148983.3894 | 0 | 0 | 0 | 0 | 0 | 0 | 0 | 108791.6716 | 0 | 0 | 0 | 0 | 0 | 0
2016-09-11 18:00 | 0 | 0 | 0 | 0 | 0 | 746092.8133 | 519746 | 0 | 0 | 0 | 902318.2589 | 0 | 0 | 0 | 0 | 0 | 0 | 436571.5617 | 0 | 0 | 0 | 245540.0405 | 0 | 0 | 0 | 0 | 148983.3894 | 0 | 0 | 0 | 0 | 0 | 0 | 0 | 77363.424 | 0 | 0 | 0 | 0 | 0 | 0
2016-09-11 19:00 | 0 | 0 | 0 | 0 | 0 | 732024.5207 | 532370 | 0 | 0 | 0 | 1051301.6483 | 0 | 0 | 0 | 0 | 0 | 0 | 487242.6931 | 0 | 0 | 0 | 245539.0584 | 0 | 0 | 0 | 0 | 148983.3894 | 0 | 0 | 0 | 0 | 0 | 0 | 0 | 50671.1314 | 0 | 0 | 0 | 0 | 0 | 0
2016-09-11 20:00 | 0 | 0 | 0 | 0 | 0 | 729629.9664 | 542155 | 0 | 0 | 0 | 1200285.0376 | 0 | 0 | 0 | 0 | 0 | 0 | 507164.2761 | 0 | 0 | 0 | 260394.0715 | 0 | 0 | 0 | 0 | 148983.3894 | 0 | 0 | 0 | 0 | 0 | 0 | 0 | 19921.583 | 0 | 0 | 0 | 18569.9941 | 0 | 0
2016-09-11 21:00 | 0 | 0 | 0 | 0 | 0 | 722193.1647 | 547828 | 0 | 0 | 0 | 1349268.427 | 0 | 0 | 0 | 0 | 0 | 0 | 513728.7269 | 0 | 0 | 0 | 275446.8895 | 0 | 0 | 0 | 0 | 148983.3894 | 0 | 0 | 0 | 0 | 0 | 0 | 0 | 6564.4508 | 0 | 0 | 0 | 18817.3245 | 0 | 0
2016-09-11 22:00 | 0 | 0 | 0 | 0 | 0 | 686759.6667 | 543941 | 0 | 0 | 0 | 1498251.8164 | 0 | 0 | 0 | 0 | 0 | 0 | 507564.0042 | 0 | 0 | 0 | 275445.7877 | 0 | 0 | 0 | 0 | 148983.3894 | 0 | 0 | 0 | 0 | 0 | 0 | 0 | -6164.7227 | 0 | 0 | 0 | 0 | 0 | 0
2016-09-11 23:00 | 0 | 0 | 0 | 0 | 0 | 571361.1853 | 534700 | 0 | 0 | 0 | 1647235.2057 | 0 | 0 | 0 | 0 | 0 | 0 | 395241.8001 | 0 | 0 | 0 | 275444.6859 | 0 | 0 | 0 | 0 | 148983.3894 | 0 | 0 | 0 | 0 | 0 | 0 | 0 | -112322.2041 | 0 | 0 | 0 | 0 | 0 | 0
2016-09-12 | 0 | 0 | 0 | 0 | 0 | 354134.9428 | 527731 | 0 | 0 | 0 | 1605077.368 | 0 | 0 | 0 | 0 | 0 | 0 | 263803.5806 | 0 | 0 | 0 | 275443.5842 | 0 | 0 | 0 | 0 | -42157.8377 | 0 | 0 | 0 | 0 | 0 | 0 | 0 | -131438.2195 | 0 | 0 | 0 | 0 | 0 | 0
2016-09-12 01:00 | 0 | 0 | 0 | 0 | 179347.846 | 49842.5451 | 509612 | 0 | 0 | 0 | 1456093.9786 | 0 | 0 | 0 | 0 | 0 | 0 | 132365.3611 | 0 | 0 | 0 | 275442.4824 | 0 | 0 | 0 | 0 | -148983.3894 | 0 | 0 | 0 | 0 | 0 | 0 | 0 | -131438.2195 | 0 | 0 | 0 | 0 | 0 | 0
2016-09-12 02:00 | 0 | 0 | 0 | 0 | 463213.8301 | 0 | 480759 | 0 | 0 | 0 | 1307110.5893 | 0 | 0 | 0 | 0 | 0 | 0 | 263803.5806 | 0 | 0 | 0 | 275441.3806 | 0 | 0 | 0 | 0 | -148983.3894 | 0 | 0 | 0 | 0 | 0 | 0 | 0 | 131438.2195 | 0 | 0 | 0 | 0 | 0 | 0
2016-09-12 03:00 | 0 | 0 | 0 | 0 | 467272.1699 | 0 | 449727 | 0 | 0 | 0 | 1456093.9786 | 0 | 0 | 0 | 0 | 0 | 0 | 132365.3611 | 0 | 0 | 0 | 275440.2789 | 0 | 0 | 0 | 0 | 148983.3894 | 0 | 0 | 0 | 0 | 0 | 0 | 0 | -131438.2195 | 0 | 0 | 0 | 0 | 0 | 0
2016-09-12 04:00 | 0 | 0 | 0 | 0 | 403047.8301 | 0 | 420593 | 0 | 0 | 0 | 1307110.5893 | 0 | 0 | 0 | 0 | 0 | 0 | 263803.5806 | 0 | 0 | 0 | 275439.1771 | 0 | 0 | 0 | 0 | -148983.3894 | 0 | 0 | 0 | 0 | 0 | 0 | 0 | 131438.2195 | 0 | 0 | 0 | 0 | 0 | 0
2016-09-12 05:00 | 0 | 0 | 0 | 0 | 115339.3911 | 0 | 395761 | 0 | 0 | 0 | 1158127.1999 | 0 | 0 | 0 | 0 | 0 | 0 | 132365.3611 | 0 | 0 | 0 | 275438.0753 | 0 | 0 | 0 | 0 | -148983.3894 | 0 | 0 | 0 | 0 | 0 | 0 | 0 | -131438.2195 | 0 | 0 | 0 | 0 | 0 | 0
2016-09-12 06:00 | 0 | 0 | 0 | 0 | 360144.8301 | 0 | 377690 | 0 | 0 | 0 | 1009143.8105 | 0 | 0 | 0 | 0 | 0 | 0 | 263803.5806 | 0 | 0 | 0 | 275436.9736 | 0 | 0 | 0 | 0 | -148983.3894 | 0 | 0 | 0 | 0 | 0 | 0 | 0 | 131438.2195 | 0 | 0 | 0 | 0 | 0 | 0
2016-09-12 07:00 | 0 | 0 | 0 | 0 | 383819.1699 | 0 | 366274 | 0 | 0 | 0 | 1158127.1999 | 0 | 0 | 0 | 0 | 0 | 0 | 132365.3611 | 0 | 0 | 0 | 275435.8718 | 0 | 0 | 0 | 0 | 148983.3894 | 0 | 0 | 0 | 0 | 0 | 0 | 0 | -131438.2195 | 0 | 0 | 0 | 0 | 0 | 0
2016-09-12 08:00 | 0 | 0 | 0 | 0 | 82799.3911 | 0 | 363221 | 0 | 0 | 0 | 1009143.8105 | 0 | 0 | 0 | 0 | 0 | 0 | 927.1416 | 0 | 0 | 0 | 275434.7701 | 0 | 0 | 0 | 0 | -148983.3894 | 0 | 0 | 0 | 0 | 0 | 0 | 0 | -131438.2195 | 0 | 0 | 0 | 0 | 0 | 0
2016-09-12 09:00 | 0 | 0 | 0 | 0 | 354289.8301 | 0 | 371835 | 0 | 0 | 0 | 860160.4211 | 0 | 0 | 0 | 0 | 0 | 0 | 132365.3611 | 0 | 0 | 0 | 275433.6684 | 0 | 0 | 0 | 0 | -148983.3894 | 0 | 0 | 0 | 0 | 0 | 0 | 0 | 131438.2195 | 0 | 0 | 0 | 0 | 0 | 0
2016-09-12 10:00 | 0 | 0 | 0 | 0 | 594229.0011 | 0 | 395317 | 0 | 0 | 0 | 1009143.8105 | 0 | 0 | 0 | 0 | 0 | 0 | 182293.9728 | 0 | 0 | 0 | 275432.5666 | 0 | 0 | 0 | 0 | 148983.3894 | 0 | 0 | 0 | 0 | 0 | 0 | 0 | 49928.6117 | 0 | 0 | 0 | 0 | 0 | 0
2016-09-12 11:00 | 0 | 0 | 0 | 0 | 136744.3911 | 0 | 417166 | 0 | 0 | 0 | 860160.4211 | 0 | 0 | 0 | 0 | 0 | 0 | 50855.7533 | 0 | 0 | 0 | 275431.4649 | 0 | 0 | 0 | 0 | -148983.3894 | 0 | 0 | 0 | 0 | 0 | 0 | 0 | -131438.2195 | 0 | 0 | 0 | 0 | 0 | 0
2016-09-12 12:00 | 0 | 0 | 0 | 0 | 522885.2417 | 24.8723 | 432034 | 0 | 0 | 0 | 870454.069 | 0 | 0 | 0 | 0 | 0 | 0 | 131438.2195 | 0 | 0 | 0 | 275430.3632 | 0 | 0 | 0 | 0 | 10293.6479 | 0 | 0 | 0 | 0 | 0 | 0 | 0 | 80582.4662 | 0 | 0 | 0 | 0 | 0 | 0
2016-09-12 13:00 | 0 | 0 | 0 | 0 | 88550.4657 | 83787.9254 | 452760 | 0 | 0 | 0 | 721470.6796 | 0 | 0 | 0 | 0 | 0 | 0 | 0 | 0 | 0 | 0 | 275429.2614 | 0 | 0 | 0 | 0 | -148983.3894 | 0 | 0 | 0 | 0 | 0 | 0 | 0 | -131438.2195 | 0 | 0 | 0 | 0 | 0 | 0
2016-09-12 14:00 | 0 | 0 | 0 | 0 | 172631.0309 | 452754.3585 | 476402 | 0 | 0 | 0 | 870454.069 | 0 | 0 | 0 | 0 | 0 | 0 | 0 | 0 | 0 | 0 | 275428.1597 | 0 | 0 | 0 | 0 | 148983.3894 | 0 | 0 | 0 | 0 | 0 | 0 | 0 | 0 | 0 | 0 | 0 | 0 | 0 | 0
2016-09-12 15:00 | 0 | 0 | 0 | 0 | 136691.6553 | 643436.9535 | 499707 | 0 | 0 | 0 | 1019437.4584 | 0 | 0 | 0 | 0 | 0 | 0 | 131438.2195 | 0 | 0 | 0 | 275427.058 | 0 | 0 | 0 | 0 | 148983.3894 | 0 | 0 | 0 | 0 | 0 | 0 | 0 | 131438.2195 | 0 | 0 | 0 | 0 | 0 | 0
2016-09-12 16:00 | 0 | 0 | 0 | 0 | 0 | 698815.4978 | 521331 | 0 | 0 | 0 | 1168420.8477 | 0 | 0 | 0 | 0 | 0 | 0 | 159939.328 | 0 | 0 | 0 | 275425.9563 | 0 | 0 | 0 | 0 | 148983.3894 | 0 | 0 | 0 | 0 | 0 | 0 | 0 | 28501.1085 | 0 | 0 | 0 | 0 | 0 | 0
2016-09-12 17:00 | 0 | 0 | 0 | 0 | 0 | 700602.1306 | 542091 | 0 | 0 | 0 | 1195493.7588 | 0 | 0 | 0 | 0 | 0 | 0 | 291377.5475 | 0 | 0 | 0 | 275424.8546 | 0 | 0 | 0 | 0 | 27072.9111 | 0 | 0 | 0 | 0 | 0 | 0 | 0 | 131438.2195 | 0 | 0 | 0 | 0 | 0 | 0
2016-09-12 18:00 | 0 | 0 | 0 | 0 | 0 | 685932.5708 | 559929 | 0 | 0 | 0 | 1344477.1482 | 0 | 0 | 0 | 0 | 0 | 0 | 268397.7289 | 0 | 0 | 0 | 275423.7529 | 0 | 0 | 0 | 0 | 148983.3894 | 0 | 0 | 0 | 0 | 0 | 0 | 0 | -22979.8186 | 0 | 0 | 0 | 0 | 0 | 0
2016-09-12 19:00 | 0 | 0 | 0 | 0 | 0 | 664362.8647 | 572163 | 0 | 0 | 0 | 1493460.5376 | 0 | 0 | 0 | 0 | 0 | 0 | 211614.2043 | 0 | 0 | 0 | 275422.6512 | 0 | 0 | 0 | 0 | 148983.3894 | 0 | 0 | 0 | 0 | 0 | 0 | 0 | -56783.5246 | 0 | 0 | 0 | 0 | 0 | 0
2016-09-12 20:00 | 0 | 0 | 0 | 0 | 0 | 649058.2163 | 580272 | 0 | 0 | 0 | 1430808.5344 | 0 | 0 | 0 | 0 | 0 | 0 | 343052.4238 | 0 | 0 | 0 | 275421.5495 | 0 | 0 | 0 | 0 | -62652.0032 | 0 | 0 | 0 | 0 | 0 | 0 | 0 | 131438.2195 | 0 | 0 | 0 | 0 | 0 | 0
2016-09-12 21:00 | 0 | 0 | 0 | 0 | 0 | 626886.491 | 582208 | 0 | 0 | 0 | 1579791.9238 | 0 | 0 | 0 | 0 | 0 | 0 | 238747.5254 | 0 | 0 | 0 | 275420.4478 | 0 | 0 | 0 | 0 | 148983.3894 | 0 | 0 | 0 | 0 | 0 | 0 | 0 | -104304.8984 | 0 | 0 | 0 | 0 | 0 | 0
2016-09-12 22:00 | 0 | 0 | 0 | 0 | 10117.8393 | 581144.3305 | 573717 | 0 | 0 | 0 | 1728775.3132 | 0 | 0 | 0 | 0 | 0 | 0 | 107309.3059 | 0 | 0 | 0 | 275419.3461 | 0 | 0 | 0 | 0 | 148983.3894 | 0 | 0 | 0 | 0 | 0 | 0 | 0 | -131438.2195 | 0 | 0 | 0 | 0 | 0 | 0
2016-09-12 23:00 | 0 | 0 | 0 | 0 | 65636.9843 | 479264.8458 | 562447 | 0 | 0 | 0 | 1579791.9238 | 0 | 0 | 0 | 0 | 0 | 0 | 238747.5254 | 0 | 0 | 0 | 275418.2445 | 0 | 0 | 0 | 0 | -148983.3894 | 0 | 0 | 0 | 0 | 0 | 0 | 0 | 131438.2195 | 0 | 0 | 0 | 0 | 0 | 0
2016-09-13 | 0 | 0 | 0 | 0 | 267337.8694 | 303547.3004 | 553340 | 0 | 0 | 0 | 1728775.3132 | 0 | 0 | 0 | 0 | 0 | 0 | 107309.3059 | 0 | 0 | 0 | 275417.1428 | 0 | 0 | 0 | 0 | 148983.3894 | 0 | 0 | 0 | 0 | 0 | 0 | 0 | -131438.2195 | 0 | 0 | 0 | 0 | 0 | 0
2016-09-13 01:00 | 0 | 0 | 0 | 0 | 549457.7906 | 42553.8885 | 531862 | 0 | 0 | 0 | 1657486.7728 | 0 | 0 | 0 | 0 | 0 | 0 | 238747.5254 | 0 | 0 | 0 | 275416.0411 | 0 | 0 | 0 | 0 | -71288.5404 | 0 | 0 | 0 | 0 | 0 | 0 | 0 | 131438.2195 | 0 | 0 | 0 | 0 | 0 | 0
2016-09-13 02:00 | 0 | 0 | 0 | 0 | 527996.7042 | 0 | 499804 | 0 | 0 | 0 | 1554241.2575 | 0 | 0 | 0 | 0 | 0 | 0 | 370185.7449 | 0 | 0 | 0 | 275414.9395 | 0 | 0 | 0 | 0 | -103245.5153 | 0 | 0 | 0 | 0 | 0 | 0 | 0 | 131438.2195 | 0 | 0 | 0 | 0 | 0 | 0
2016-09-13 03:00 | 0 | 0 | 0 | 0 | 508615.8825 | 0 | 463720 | 0 | 0 | 0 | 1703224.6468 | 0 | 0 | 0 | 0 | 0 | 0 | 266098.2381 | 0 | 0 | 0 | 275413.8378 | 0 | 0 | 0 | 0 | 148983.3894 | 0 | 0 | 0 | 0 | 0 | 0 | 0 | -104087.5068 | 0 | 0 | 0 | 0 | 0 | 0
2016-09-13 04:00 | 0 | 0 | 0 | 0 | 150750.3911 | 0 | 431172 | 0 | 0 | 0 | 1554241.2575 | 0 | 0 | 0 | 0 | 0 | 0 | 134660.0186 | 0 | 0 | 0 | 275412.7361 | 0 | 0 | 0 | 0 | -148983.3894 | 0 | 0 | 0 | 0 | 0 | 0 | 0 | -131438.2195 | 0 | 0 | 0 | 0 | 0 | 0
2016-09-13 05:00 | 0 | 0 | 0 | 0 | 449928.7762 | 0 | 406107 | 0 | 0 | 0 | 1466624.8142 | 0 | 0 | 0 | 0 | 0 | 0 | 266098.2381 | 0 | 0 | 0 | 275411.6345 | 0 | 0 | 0 | 0 | -87616.4433 | 0 | 0 | 0 | 0 | 0 | 0 | 0 | 131438.2195 | 0 | 0 | 0 | 0 | 0 | 0
2016-09-13 06:00 | 0 | 0 | 0 | 0 | 424807.3725 | 0 | 388315 | 0 | 0 | 0 | 1615608.2036 | 0 | 0 | 0 | 0 | 0 | 0 | 153607.2212 | 0 | 0 | 0 | 275410.5328 | 0 | 0 | 0 | 0 | 148983.3894 | 0 | 0 | 0 | 0 | 0 | 0 | 0 | -112491.0169 | 0 | 0 | 0 | 0 | 0 | 0
2016-09-13 07:00 | 0 | 0 | 0 | 0 | 401075.0393 | 0 | 376303 | 0 | 0 | 0 | 1533577.7695 | 0 | 0 | 0 | 0 | 0 | 0 | 260409.6946 | 0 | 0 | 0 | 275409.4312 | 0 | 0 | 0 | 0 | -82030.4341 | 0 | 0 | 0 | 0 | 0 | 0 | 0 | 106802.4734 | 0 | 0 | 0 | 0 | 0 | 0
2016-09-13 08:00 | 0 | 0 | 0 | 0 | 355838.8301 | 0 | 373384 | 0 | 0 | 0 | 1384594.3801 | 0 | 0 | 0 | 0 | 0 | 0 | 391847.9141 | 0 | 0 | 0 | 275408.3296 | 0 | 0 | 0 | 0 | -148983.3894 | 0 | 0 | 0 | 0 | 0 | 0 | 0 | 131438.2195 | 0 | 0 | 0 | 0 | 0 | 0
2016-09-13 09:00 | 0 | 0 | 0 | 0 | 343669.9926 | 0 | 381489 | 0 | 0 | 0 | 1235610.9908 | 0 | 0 | 0 | 0 | 0 | 0 | 503012.2961 | 0 | 0 | 0 | 275407.2279 | 0 | 0 | 0 | 0 | -148983.3894 | 0 | 0 | 0 | 0 | 0 | 0 | 0 | 111164.382 | 0 | 0 | 0 | 0 | 0 | 0
2016-09-13 10:00 | 0 | 0 | 0 | 0 | 312627.7909 | 0 | 405252 | 0 | 0 | 0 | 1274425.0011 | 0 | 0 | 0 | 0 | 0 | 0 | 371574.0766 | 0 | 0 | 0 | 275406.1263 | 0 | 0 | 0 | 0 | 38814.0104 | 0 | 0 | 0 | 0 | 0 | 0 | 0 | -131438.2195 | 0 | 0 | 0 | 0 | 0 | 0
2016-09-13 11:00 | 0 | 0 | 0 | 0 | 287346.77 | 0 | 427960 | 0 | 0 | 0 | 1265249.9907 | 0 | 0 | 0 | 0 | 0 | 0 | 240135.8571 | 0 | 0 | 0 | 275405.0247 | 0 | 0 | 0 | 0 | -9175.0105 | 0 | 0 | 0 | 0 | 0 | 0 | 0 | -131438.2195 | 0 | 0 | 0 | 0 | 0 | 0
2016-09-13 12:00 | 0 | 0 | 0 | 0 | 162679.8083 | 3.5828 | 443105 | 0 | 0 | 0 | 1116266.6013 | 0 | 0 | 0 | 0 | 0 | 0 | 108697.6376 | 0 | 0 | 0 | 275403.9231 | 0 | 0 | 0 | 0 | -148983.3894 | 0 | 0 | 0 | 0 | 0 | 0 | 0 | -131438.2195 | 0 | 0 | 0 | 0 | 0 | 0
2016-09-13 13:00 | 0 | 0 | 0 | 0 | 201031.0936 | 97474.3768 | 463253 | 0 | 0 | 0 | 967283.2119 | 0 | 0 | 0 | 0 | 0 | 0 | 92933.4973 | 0 | 0 | 0 | 275402.8214 | 0 | 0 | 0 | 0 | -148983.3894 | 0 | 0 | 0 | 0 | 0 | 0 | 0 | -15764.1402 | 0 | 0 | 0 | 0 | 0 | 0
2016-09-13 14:00 | 0 | 0 | 0 | 0 | 191676.6049 | 481305.4663 | 485936 | 0 | 0 | 0 | 1022891.0636 | 0 | 0 | 0 | 0 | 0 | 0 | 224371.7169 | 0 | 0 | 0 | 275401.7198 | 0 | 0 | 0 | 0 | 55607.8517 | 0 | 0 | 0 | 0 | 0 | 0 | 0 | 131438.2195 | 0 | 0 | 0 | 0 | 0 | 0
2016-09-13 15:00 | 0 | 0 | 0 | 0 | 111813.1821 | 675931.4268 | 507323 | 0 | 0 | 0 | 1171874.453 | 0 | 0 | 0 | 0 | 0 | 0 | 355809.9364 | 0 | 0 | 0 | 275400.6182 | 0 | 0 | 0 | 0 | 148983.3894 | 0 | 0 | 0 | 0 | 0 | 0 | 0 | 131438.2195 | 0 | 0 | 0 | 0 | 0 | 0
2016-09-13 16:00 | 0 | 0 | 0 | 0 | 0 | 725399.8056 | 529282 | 0 | 0 | 0 | 1320857.8423 | 0 | 0 | 0 | 0 | 0 | 0 | 402944.3526 | 0 | 0 | 0 | 275399.5166 | 0 | 0 | 0 | 0 | 148983.3894 | 0 | 0 | 0 | 0 | 0 | 0 | 0 | 47134.4162 | 0 | 0 | 0 | 0 | 0 | 0
2016-09-13 17:00 | 0 | 0 | 0 | 0 | 0 | 720376.7562 | 549796 | 0 | 0 | 0 | 1469841.2317 | 0 | 0 | 0 | 0 | 0 | 0 | 424541.7194 | 0 | 0 | 0 | 275398.415 | 0 | 0 | 0 | 0 | 148983.3894 | 0 | 0 | 0 | 0 | 0 | 0 | 0 | 21597.3668 | 0 | 0 | 0 | 0 | 0 | 0
2016-09-13 18:00 | 0 | 0 | 0 | 0 | 105323.7741 | 698926.6227 | 566080 | 0 | 0 | 0 | 1618824.6211 | 0 | 0 | 0 | 0 | 0 | 0 | 513728.7269 | 0 | 0 | 0 | 275397.3134 | 0 | 0 | 0 | 0 | 148983.3894 | 0 | 0 | 0 | 0 | 0 | 0 | 0 | 89187.0075 | 0 | 0 | 0 | 0 | 0 | 0
2016-09-13 19:00 | 0 | 0 | 0 | 0 | 0 | 679646.578 | 577699 | 0 | 0 | 0 | 1767808.0105 | 0 | 0 | 0 | 0 | 0 | 0 | 466692.9155 | 0 | 0 | 0 | 275396.2118 | 0 | 0 | 0 | 0 | 148983.3894 | 0 | 0 | 0 | 0 | 0 | 0 | 0 | -47035.8114 | 0 | 0 | 0 | 0 | 0 | 0
2016-09-13 20:00 | 0 | 0 | 0 | 0 | 0 | 667798.7227 | 585213 | 0 | 0 | 0 | 1916791.3998 | 0 | 0 | 0 | 0 | 0 | 0 | 400295.2488 | 0 | 0 | 0 | 275395.1103 | 0 | 0 | 0 | 0 | 148983.3894 | 0 | 0 | 0 | 0 | 0 | 0 | 0 | -66397.6667 | 0 | 0 | 0 | 0 | 0 | 0
2016-09-13 21:00 | 0 | 0 | 0 | 0 | 102295.6243 | 644628.8294 | 586393 | 0 | 0 | 0 | 2065774.7892 | 0 | 0 | 0 | 0 | 0 | 0 | 411843.3131 | 0 | 0 | 0 | 275394.0087 | 0 | 0 | 0 | 0 | 148983.3894 | 0 | 0 | 0 | 0 | 0 | 0 | 0 | 11548.0643 | 0 | 0 | 0 | 0 | 0 | 0
2016-09-13 22:00 | 0 | 0 | 0 | 0 | 0 | 591178.078 | 576414 | 0 | 0 | 0 | 1978653.4534 | 0 | 0 | 0 | 0 | 0 | 0 | 513728.7269 | 0 | 0 | 0 | 275392.9071 | 0 | 0 | 0 | 0 | -87121.3358 | 0 | 0 | 0 | 0 | 0 | 0 | 0 | 101885.4138 | 0 | 0 | 0 | 0 | 0 | 0
2016-09-13 23:00 | 0 | 0 | 0 | 0 | 126196.0233 | 462529.0244 | 564411 | 0 | 0 | 0 | 2002967.5011 | 0 | 0 | 0 | 0 | 0 | 0 | 513728.7269 | 0 | 0 | 0 | 275391.8055 | 0 | 0 | 0 | 0 | 24314.0477 | 0 | 0 | 0 | 0 | 0 | 0 | 0 | 0 | 0 | 0 | 0 | 0 | 0 | 0
2016-09-14 | 0 | 0 | 0 | 0 | 173968.487 | 251876.3371 | 557510 | 0 | 0 | 0 | 1885385.2738 | 0 | 0 | 0 | 0 | 0 | 0 | 499645.7782 | 0 | 0 | 0 | 275390.704 | 0 | 0 | 0 | 0 | -117582.2273 | 0 | 0 | 0 | 0 | 0 | 0 | 0 | -14082.9487 | 0 | 0 | 0 | 0 | 0 | 0
2016-09-14 01:00 | 0 | 0 | 0 | 0 | 227258.9954 | 30596.3958 | 538277 | 0 | 0 | 0 | 1736401.8845 | 0 | 0 | 0 | 0 | 0 | 0 | 368207.5587 | 0 | 0 | 0 | 275389.6024 | 0 | 0 | 0 | 0 | -148983.3894 | 0 | 0 | 0 | 0 | 0 | 0 | 0 | -131438.2195 | 0 | 0 | 0 | 0 | 0 | 0
2016-09-14 02:00 | 0 | 0 | 0 | 0 | 251983.6597 | 0 | 509253 | 0 | 0 | 0 | 1587418.4951 | 0 | 0 | 0 | 0 | 0 | 0 | 259921.6079 | 0 | 0 | 0 | 275388.5008 | 0 | 0 | 0 | 0 | -148983.3894 | 0 | 0 | 0 | 0 | 0 | 0 | 0 | -108285.9509 | 0 | 0 | 0 | 0 | 0 | 0
2016-09-14 03:00 | 0 | 0 | 0 | 0 | 192582.3911 | 0 | 473004 | 0 | 0 | 0 | 1438435.1057 | 0 | 0 | 0 | 0 | 0 | 0 | 128483.3884 | 0 | 0 | 0 | 275387.3993 | 0 | 0 | 0 | 0 | -148983.3894 | 0 | 0 | 0 | 0 | 0 | 0 | 0 | -131438.2195 | 0 | 0 | 0 | 0 | 0 | 0
2016-09-14 04:00 | 0 | 0 | 0 | 0 | 279206.1411 | 0 | 438738 | 0 | 0 | 0 | 1289451.7164 | 0 | 0 | 0 | 0 | 0 | 0 | 117934.9189 | 0 | 0 | 0 | 275386.2977 | 0 | 0 | 0 | 0 | -148983.3894 | 0 | 0 | 0 | 0 | 0 | 0 | 0 | -10548.4695 | 0 | 0 | 0 | 0 | 0 | 0
2016-09-14 05:00 | 0 | 0 | 0 | 0 | 291016.5639 | 0 | 411716 | 0 | 0 | 0 | 1140468.327 | 0 | 0 | 0 | 0 | 0 | 0 | 146218.8722 | 0 | 0 | 0 | 275385.1962 | 0 | 0 | 0 | 0 | -148983.3894 | 0 | 0 | 0 | 0 | 0 | 0 | 0 | 28283.9533 | 0 | 0 | 0 | 0 | 0 | 0
2016-09-14 06:00 | 0 | 0 | 0 | 0 | 297635.0913 | 0 | 392440 | 0 | 0 | 0 | 991484.9376 | 0 | 0 | 0 | 0 | 0 | 0 | 200397.3528 | 0 | 0 | 0 | 275384.0947 | 0 | 0 | 0 | 0 | -148983.3894 | 0 | 0 | 0 | 0 | 0 | 0 | 0 | 54178.4806 | 0 | 0 | 0 | 0 | 0 | 0
2016-09-14 07:00 | 0 | 0 | 0 | 0 | 302719.8458 | 0 | 381027 | 0 | 0 | 0 | 842501.5482 | 0 | 0 | 0 | 0 | 0 | 0 | 271073.588 | 0 | 0 | 0 | 275382.9931 | 0 | 0 | 0 | 0 | -148983.3894 | 0 | 0 | 0 | 0 | 0 | 0 | 0 | 70676.2352 | 0 | 0 | 0 | 0 | 0 | 0
2016-09-14 08:00 | 0 | 0 | 0 | 0 | 301716.9805 | 0 | 377224 | 0 | 0 | 0 | 693518.1589 | 0 | 0 | 0 | 0 | 0 | 0 | 344549.9579 | 0 | 0 | 0 | 275381.8916 | 0 | 0 | 0 | 0 | -148983.3894 | 0 | 0 | 0 | 0 | 0 | 0 | 0 | 73476.3699 | 0 | 0 | 0 | 0 | 0 | 0
2016-09-14 09:00 | 0 | 0 | 0 | 0 | 282849.9131 | 0 | 385772 | 0 | 0 | 0 | 544534.7695 | 0 | 0 | 0 | 0 | 0 | 0 | 390611.2603 | 0 | 0 | 0 | 275380.7901 | 0 | 0 | 0 | 0 | -148983.3894 | 0 | 0 | 0 | 0 | 0 | 0 | 0 | 46061.3024 | 0 | 0 | 0 | 0 | 0 | 0
2016-09-14 10:00 | 0 | 0 | 0 | 0 | 259436.4417 | 0 | 410618 | 0 | 0 | 0 | 524791.4307 | 0 | 0 | 0 | 0 | 0 | 0 | 259173.0408 | 0 | 0 | 0 | 275379.6885 | 0 | 0 | 0 | 0 | -19743.3388 | 0 | 0 | 0 | 0 | 0 | 0 | 0 | -131438.2195 | 0 | 0 | 0 | 0 | 0 | 0
2016-09-14 11:00 | 0 | 0 | 0 | 0 | 243650.956 | 0 | 433998 | 0 | 0 | 0 | 375808.0414 | 0 | 0 | 0 | 0 | 0 | 0 | 217809.3862 | 0 | 0 | 0 | 275378.587 | 0 | 0 | 0 | 0 | -148983.3894 | 0 | 0 | 0 | 0 | 0 | 0 | 0 | -41363.6546 | 0 | 0 | 0 | 0 | 0 | 0
2016-09-14 12:00 | 0 | 0 | 0 | 0 | 216177.1064 | 12.3375 | 451544 | 0 | 0 | 0 | 226824.652 | 0 | 0 | 0 | 0 | 0 | 0 | 131438.2195 | 0 | 0 | 0 | 275377.4855 | 0 | 0 | 0 | 0 | -148983.3894 | 0 | 0 | 0 | 0 | 0 | 0 | 0 | -86371.1667 | 0 | 0 | 0 | 0 | 0 | 0
2016-09-14 13:00 | 0 | 0 | 0 | 0 | 118710.7542 | 61899.1383 | 472214 | 0 | 0 | 0 | 77841.2626 | 0 | 0 | 0 | 0 | 0 | 0 | 0 | 0 | 0 | 0 | 256096.2139 | 0 | 0 | 0 | 0 | -148983.3894 | 0 | 0 | 0 | 0 | 0 | 0 | 0 | -131438.2195 | 0 | 0 | 0 | 0 | 19280.1701 | 0
2016-09-14 14:00 | 0 | 0 | 0 | 0 | 138230.1375 | 411370.8194 | 496004 | 0 | 0 | 0 | 0 | 0 | 0 | 0 | 0 | 0 | 0 | 131438.2195 | 0 | 0 | 0 | 256095.1895 | 0 | 0 | 0 | 0 | -77841.2626 | 0 | 0 | 0 | 0 | 0 | 0 | 0 | 131438.2195 | 0 | 0 | 0 | 0 | 0 | 0
2016-09-14 15:00 | 0 | 0 | 0 | 0 | 0 | 635673.7828 | 519969 | 0 | 0 | 0 | 148983.3894 | 0 | 0 | 0 | 0 | 0 | 0 | 98159.6129 | 0 | 0 | 0 | 256094.1651 | 0 | 0 | 0 | 0 | 148983.3894 | 0 | 0 | 0 | 0 | 0 | 0 | 0 | -33278.6066 | 0 | 0 | 0 | 0 | 0 | 0
2016-09-14 16:00 | 0 | 0 | 0 | 0 | 0 | 691420.0354 | 542546 | 0 | 0 | 0 | 166419.2053 | 0 | 0 | 0 | 0 | 0 | 0 | 229597.8324 | 0 | 0 | 0 | 256093.1407 | 0 | 0 | 0 | 0 | 17435.8159 | 0 | 0 | 0 | 0 | 0 | 0 | 0 | 131438.2195 | 0 | 0 | 0 | 0 | 0 | 0
2016-09-14 17:00 | 0 | 0 | 0 | 0 | 144550.3016 | 699586.3073 | 563715 | 0 | 0 | 0 | 315402.5947 | 0 | 0 | 0 | 0 | 0 | 0 | 361036.0519 | 0 | 0 | 0 | 256092.1163 | 0 | 0 | 0 | 0 | 148983.3894 | 0 | 0 | 0 | 0 | 0 | 0 | 0 | 131438.2195 | 0 | 0 | 0 | 0 | 0 | 0
2016-09-14 18:00 | 0 | 0 | 0 | 0 | 0 | 693093.6029 | 579326 | 0 | 0 | 0 | 464385.984 | 0 | 0 | 0 | 0 | 0 | 0 | 325820.2654 | 0 | 0 | 0 | 256091.092 | 0 | 0 | 0 | 0 | 148983.3894 | 0 | 0 | 0 | 0 | 0 | 0 | 0 | -35215.7865 | 0 | 0 | 0 | 0 | 0 | 0
2016-09-14 19:00 | 0 | 0 | 0 | 0 | 0 | 684103.2998 | 590339 | 0 | 0 | 0 | 613369.3734 | 0 | 0 | 0 | 0 | 0 | 0 | 270601.1759 | 0 | 0 | 0 | 256090.0676 | 0 | 0 | 0 | 0 | 148983.3894 | 0 | 0 | 0 | 0 | 0 | 0 | 0 | -55219.0896 | 0 | 0 | 0 | 0 | 0 | 0
2016-09-14 20:00 | 0 | 0 | 0 | 0 | 0 | 685088.2736 | 597164 | 0 | 0 | 0 | 589604.3155 | 0 | 0 | 0 | 0 | 0 | 0 | 382290.5074 | 0 | 0 | 0 | 256089.0432 | 0 | 0 | 0 | 0 | -23765.058 | 0 | 0 | 0 | 0 | 0 | 0 | 0 | 111689.3316 | 0 | 0 | 0 | 0 | 0 | 0
2016-09-14 21:00 | 0 | 0 | 0 | 0 | 181294.7072 | 673162.1949 | 596445 | 0 | 0 | 0 | 716177.9981 | 0 | 0 | 0 | 0 | 0 | 0 | 513728.7269 | 0 | 0 | 0 | 256088.0189 | 0 | 0 | 0 | 0 | 126573.6826 | 0 | 0 | 0 | 0 | 0 | 0 | 0 | 131438.2195 | 0 | 0 | 0 | 0 | 0 | 0
2016-09-14 22:00 | 0 | 0 | 0 | 0 | 0 | 632095.7599 | 585395 | 0 | 0 | 0 | 865161.3875 | 0 | 0 | 0 | 0 | 0 | 0 | 411446.0974 | 0 | 0 | 0 | 256086.9945 | 0 | 0 | 0 | 0 | 148983.3894 | 0 | 0 | 0 | 0 | 0 | 0 | 0 | -102282.6295 | 0 | 0 | 0 | 0 | 0 | 0
2016-09-14 23:00 | 0 | 0 | 0 | 0 | 197425.1995 | 528432.9429 | 572760 | 0 | 0 | 0 | 1014144.7768 | 0 | 0 | 0 | 0 | 0 | 0 | 415560.8505 | 0 | 0 | 0 | 256085.9702 | 0 | 0 | 0 | 0 | 148983.3894 | 0 | 0 | 0 | 0 | 0 | 0 | 0 | 4114.753 | 0 | 0 | 0 | 0 | 0 | 0
2016-09-15 | 0 | 0 | 0 | 0 | 0 | 333152.5142 | 562942 | 0 | 0 | 0 | 865161.3875 | 0 | 0 | 0 | 0 | 0 | 0 | 334754.754 | 0 | 0 | 0 | 256084.9458 | 0 | 0 | 0 | 0 | -148983.3894 | 0 | 0 | 0 | 0 | 0 | 0 | 0 | -80806.0964 | 0 | 0 | 0 | 0 | 0 | 0
2016-09-15 01:00 | 0 | 0 | 0 | 0 | 440815.3361 | 35983.5164 | 541029 | 0 | 0 | 0 | 932369.4595 | 0 | 0 | 0 | 0 | 0 | 0 | 203316.5345 | 0 | 0 | 0 | 256083.9215 | 0 | 0 | 0 | 0 | 67208.072 | 0 | 0 | 0 | 0 | 0 | 0 | 0 | -131438.2195 | 0 | 0 | 0 | 0 | 0 | 0
2016-09-15 02:00 | 0 | 0 | 0 | 0 | 455980.8814 | 0 | 508860 | 0 | 0 | 0 | 783386.0701 | 0 | 0 | 0 | 0 | 0 | 0 | 299420.8053 | 0 | 0 | 0 | 256082.8972 | 0 | 0 | 0 | 0 | -148983.3894 | 0 | 0 | 0 | 0 | 0 | 0 | 0 | 96104.2708 | 0 | 0 | 0 | 0 | 0 | 0
2016-09-15 03:00 | 0 | 0 | 0 | 0 | 436243.0228 | 0 | 471861 | 0 | 0 | 0 | 879206.3125 | 0 | 0 | 0 | 0 | 0 | 0 | 167982.5858 | 0 | 0 | 0 | 256081.8728 | 0 | 0 | 0 | 0 | 95820.2423 | 0 | 0 | 0 | 0 | 0 | 0 | 0 | -131438.2195 | 0 | 0 | 0 | 0 | 0 | 0
2016-09-15 04:00 | 0 | 0 | 0 | 0 | 412243.8028 | 0 | 437274 | 0 | 0 | 0 | 730222.9231 | 0 | 0 | 0 | 0 | 0 | 0 | 291935.778 | 0 | 0 | 0 | 256080.8485 | 0 | 0 | 0 | 0 | -148983.3894 | 0 | 0 | 0 | 0 | 0 | 0 | 0 | 123953.1922 | 0 | 0 | 0 | 0 | 0 | 0
2016-09-15 05:00 | 0 | 0 | 0 | 0 | 392454.1174 | 0 | 409873 | 0 | 0 | 0 | 581365.821 | 0 | 0 | 0 | 0 | 0 | 0 | 423373.9975 | 0 | 0 | 0 | 256079.8242 | 0 | 0 | 0 | 0 | -148857.1021 | 0 | 0 | 0 | 0 | 0 | 0 | 0 | 131438.2195 | 0 | 0 | 0 | 0 | 0 | 0
2016-09-15 06:00 | 0 | 0 | 0 | 0 | 379509.6621 | 0 | 390396 | 0 | 0 | 0 | 701917.7026 | 0 | 0 | 0 | 0 | 0 | 0 | 291935.778 | 0 | 0 | 0 | 256078.7999 | 0 | 0 | 0 | 0 | 120551.8816 | 0 | 0 | 0 | 0 | 0 | 0 | 0 | -131438.2195 | 0 | 0 | 0 | 0 | 0 | 0
2016-09-15 07:00 | 0 | 0 | 0 | 0 | 362568.4778 | 0 | 377710 | 0 | 0 | 0 | 701988.9002 | 0 | 0 | 0 | 0 | 0 | 0 | 276723.0582 | 0 | 0 | 0 | 256077.7756 | 0 | 0 | 0 | 0 | 71.1976 | 0 | 0 | 0 | 0 | 0 | 0 | 0 | -15212.7198 | 0 | 0 | 0 | 0 | 0 | 0
2016-09-15 08:00 | 0 | 0 | 0 | 0 | 124267.7953 | 0 | 372857 | 0 | 0 | 0 | 553005.5108 | 0 | 0 | 0 | 0 | 0 | 0 | 177117.2428 | 0 | 0 | 0 | 256076.7512 | 0 | 0 | 0 | 0 | -148983.3894 | 0 | 0 | 0 | 0 | 0 | 0 | 0 | -99605.8154 | 0 | 0 | 0 | 0 | 0 | 0
2016-09-15 09:00 | 0 | 0 | 0 | 0 | 329596.1691 | 0 | 380669 | 0 | 0 | 0 | 404022.1214 | 0 | 0 | 0 | 0 | 0 | 0 | 275027.8012 | 0 | 0 | 0 | 256075.7269 | 0 | 0 | 0 | 0 | -148983.3894 | 0 | 0 | 0 | 0 | 0 | 0 | 0 | 97910.5584 | 0 | 0 | 0 | 0 | 0 | 0
2016-09-15 10:00 | 0 | 0 | 0 | 0 | 316565.8272 | 0 | 405076 | 0 | 0 | 0 | 446950.1681 | 0 | 0 | 0 | 0 | 0 | 0 | 143589.5817 | 0 | 0 | 0 | 256074.7026 | 0 | 0 | 0 | 0 | 42928.0467 | 0 | 0 | 0 | 0 | 0 | 0 | 0 | -131438.2195 | 0 | 0 | 0 | 0 | 0 | 0
2016-09-15 11:00 | 0 | 0 | 0 | 0 | 315308.8673 | 0 | 426605 | 0 | 0 | 0 | 297966.7787 | 0 | 0 | 0 | 0 | 0 | 0 | 181276.8384 | 0 | 0 | 0 | 256073.6783 | 0 | 0 | 0 | 0 | -148983.3894 | 0 | 0 | 0 | 0 | 0 | 0 | 0 | 37687.2567 | 0 | 0 | 0 | 0 | 0 | 0
2016-09-15 12:00 | 0 | 0 | 0 | 0 | 160953.1694 | 8.2217 | 441383 | 0 | 0 | 0 | 148983.3894 | 0 | 0 | 0 | 0 | 0 | 0 | 49838.6189 | 0 | 0 | 0 | 256072.654 | 0 | 0 | 0 | 0 | -148983.3894 | 0 | 0 | 0 | 0 | 0 | 0 | 0 | -131438.2195 | 0 | 0 | 0 | 0 | 0 | 0
2016-09-15 13:00 | 0 | 0 | 0 | 0 | 193265.1905 | 69133.8012 | 461221 | 0 | 0 | 0 | 0 | 0 | 0 | 0 | 0 | 0 | 0 | 0 | 0 | 0 | 0 | 256071.6297 | 0 | 0 | 0 | 0 | -148983.3894 | 0 | 0 | 0 | 0 | 0 | 0 | 0 | -49838.6189 | 0 | 0 | 0 | 0 | 0 | 0
2016-09-15 14:00 | 0 | 0 | 0 | 0 | 156953.9911 | 475796.3983 | 483767 | 0 | 0 | 0 | 148983.3894 | 0 | 0 | 0 | 0 | 0 | 0 | 0 | 0 | 0 | 0 | 256070.6055 | 0 | 0 | 0 | 0 | 148983.3894 | 0 | 0 | 0 | 0 | 0 | 0 | 0 | 0 | 0 | 0 | 0 | 0 | 0 | 0
2016-09-15 15:00 | 0 | 0 | 0 | 0 | 0 | 700270.9135 | 506225 | 0 | 0 | 0 | 297966.7787 | 0 | 0 | 0 | 0 | 0 | 0 | 45062.5241 | 0 | 0 | 0 | 256069.5812 | 0 | 0 | 0 | 0 | 148983.3894 | 0 | 0 | 0 | 0 | 0 | 0 | 0 | 45062.5241 | 0 | 0 | 0 | 0 | 0 | 0
2016-09-15 16:00 | 0 | 0 | 0 | 0 | 0 | 726063.9563 | 526880 | 0 | 0 | 0 | 365712.5155 | 0 | 0 | 0 | 0 | 0 | 0 | 176500.7436 | 0 | 0 | 0 | 256068.5569 | 0 | 0 | 0 | 0 | 67745.7368 | 0 | 0 | 0 | 0 | 0 | 0 | 0 | 131438.2195 | 0 | 0 | 0 | 0 | 0 | 0
2016-09-15 17:00 | 0 | 0 | 0 | 0 | 0 | 721794.7114 | 546504 | 0 | 0 | 0 | 514695.9049 | 0 | 0 | 0 | 0 | 0 | 0 | 202808.0656 | 0 | 0 | 0 | 256067.5326 | 0 | 0 | 0 | 0 | 148983.3894 | 0 | 0 | 0 | 0 | 0 | 0 | 0 | 26307.322 | 0 | 0 | 0 | 0 | 0 | 0
2016-09-15 18:00 | 0 | 0 | 0 | 0 | 0 | 708482.138 | 561739 | 0 | 0 | 0 | 663679.2943 | 0 | 0 | 0 | 0 | 0 | 0 | 200567.8143 | 0 | 0 | 0 | 256066.5084 | 0 | 0 | 0 | 0 | 148983.3894 | 0 | 0 | 0 | 0 | 0 | 0 | 0 | -2240.2513 | 0 | 0 | 0 | 0 | 0 | 0
2016-09-15 19:00 | 0 | 0 | 0 | 0 | 0 | 695014.096 | 572572 | 0 | 0 | 0 | 654683.1708 | 0 | 0 | 0 | 0 | 0 | 0 | 332006.0338 | 0 | 0 | 0 | 256065.4841 | 0 | 0 | 0 | 0 | -8996.1235 | 0 | 0 | 0 | 0 | 0 | 0 | 0 | 131438.2195 | 0 | 0 | 0 | 0 | 0 | 0
2016-09-15 20:00 | 0 | 0 | 0 | 0 | 0 | 695388.5574 | 579275 | 0 | 0 | 0 | 803666.5602 | 0 | 0 | 0 | 0 | 0 | 0 | 299136.2018 | 0 | 0 | 0 | 256064.4598 | 0 | 0 | 0 | 0 | 148983.3894 | 0 | 0 | 0 | 0 | 0 | 0 | 0 | -32869.8319 | 0 | 0 | 0 | 0 | 0 | 0
2016-09-15 21:00 | 0 | 0 | 0 | 0 | 0 | 694572.4893 | 579583 | 0 | 0 | 0 | 952649.9495 | 0 | 0 | 0 | 0 | 0 | 0 | 265142.3018 | 0 | 0 | 0 | 256063.4356 | 0 | 0 | 0 | 0 | 148983.3894 | 0 | 0 | 0 | 0 | 0 | 0 | 0 | -33993.9001 | 0 | 0 | 0 | 0 | 0 | 0
2016-09-15 22:00 | 0 | 0 | 0 | 0 | 177745.9051 | 672919.7038 | 570244 | 0 | 0 | 0 | 1101633.3389 | 0 | 0 | 0 | 0 | 0 | 0 | 396580.5213 | 0 | 0 | 0 | 256062.4113 | 0 | 0 | 0 | 0 | 148983.3894 | 0 | 0 | 0 | 0 | 0 | 0 | 0 | 131438.2195 | 0 | 0 | 0 | 0 | 0 | 0
2016-09-15 23:00 | 0 | 0 | 0 | 0 | 0 | 586131.849 | 559133 | 0 | 0 | 0 | 1011483.9823 | 0 | 0 | 0 | 0 | 0 | 0 | 513728.7269 | 0 | 0 | 0 | 256061.3871 | 0 | 0 | 0 | 0 | -90149.3566 | 0 | 0 | 0 | 0 | 0 | 0 | 0 | 117148.2057 | 0 | 0 | 0 | 0 | 0 | 0
2016-09-16 | 0 | 0 | 0 | 0 | 201242.842 | 368741.3279 | 552439 | 0 | 0 | 0 | 1160467.3716 | 0 | 0 | 0 | 0 | 0 | 0 | 382290.5074 | 0 | 0 | 0 | 256060.3628 | 0 | 0 | 0 | 0 | 148983.3894 | 0 | 0 | 0 | 0 | 0 | 0 | 0 | -131438.2195 | 0 | 0 | 0 | 0 | 0 | 0
2016-09-16 01:00 | 0 | 0 | 0 | 0 | 328795.6699 | 30698.1175 | 532841 | 0 | 0 | 0 | 1011483.9823 | 0 | 0 | 0 | 0 | 0 | 0 | 357926.6842 | 0 | 0 | 0 | 256059.3386 | 0 | 0 | 0 | 0 | -148983.3894 | 0 | 0 | 0 | 0 | 0 | 0 | 0 | -24363.8232 | 0 | 0 | 0 | 0 | 0 | 0
2016-09-16 02:00 | 0 | 0 | 0 | 0 | 486313.4239 | 0 | 502456 | 0 | 0 | 0 | 1126779.6257 | 0 | 0 | 0 | 0 | 0 | 0 | 226488.4647 | 0 | 0 | 0 | 256058.3143 | 0 | 0 | 0 | 0 | 115295.6434 | 0 | 0 | 0 | 0 | 0 | 0 | 0 | -131438.2195 | 0 | 0 | 0 | 0 | 0 | 0
2016-09-16 03:00 | 0 | 0 | 0 | 0 | 187369.3911 | 0 | 467791 | 0 | 0 | 0 | 977796.2363 | 0 | 0 | 0 | 0 | 0 | 0 | 95050.2452 | 0 | 0 | 0 | 256057.2901 | 0 | 0 | 0 | 0 | -148983.3894 | 0 | 0 | 0 | 0 | 0 | 0 | 0 | -131438.2195 | 0 | 0 | 0 | 0 | 0 | 0
2016-09-16 04:00 | 0 | 0 | 0 | 0 | 452279.4323 | 0 | 435036 | 0 | 0 | 0 | 863601.4491 | 0 | 0 | 0 | 0 | 0 | 0 | 226488.4647 | 0 | 0 | 0 | 256056.2659 | 0 | 0 | 0 | 0 | -114194.7872 | 0 | 0 | 0 | 0 | 0 | 0 | 0 | 131438.2195 | 0 | 0 | 0 | 0 | 0 | 0
2016-09-16 05:00 | 0 | 0 | 0 | 0 | 426706.3935 | 0 | 408298 | 0 | 0 | 0 | 750571.6231 | 0 | 0 | 0 | 0 | 0 | 0 | 357926.6842 | 0 | 0 | 0 | 256055.2417 | 0 | 0 | 0 | 0 | -113029.826 | 0 | 0 | 0 | 0 | 0 | 0 | 0 | 131438.2195 | 0 | 0 | 0 | 0 | 0 | 0
2016-09-16 06:00 | 0 | 0 | 0 | 0 | 108902.3911 | 0 | 389324 | 0 | 0 | 0 | 601588.2338 | 0 | 0 | 0 | 0 | 0 | 0 | 226488.4647 | 0 | 0 | 0 | 256054.2174 | 0 | 0 | 0 | 0 | -148983.3894 | 0 | 0 | 0 | 0 | 0 | 0 | 0 | -131438.2195 | 0 | 0 | 0 | 0 | 0 | 0
2016-09-16 07:00 | 0 | 0 | 0 | 0 | 387160.8704 | 0 | 376567 | 0 | 0 | 0 | 480743.8847 | 0 | 0 | 0 | 0 | 0 | 0 | 357926.6842 | 0 | 0 | 0 | 256053.1932 | 0 | 0 | 0 | 0 | -120844.3491 | 0 | 0 | 0 | 0 | 0 | 0 | 0 | 131438.2195 | 0 | 0 | 0 | 0 | 0 | 0
2016-09-16 08:00 | 0 | 0 | 0 | 0 | 376066.8267 | 0 | 372278 | 0 | 0 | 0 | 615970.9309 | 0 | 0 | 0 | 0 | 0 | 0 | 226488.4647 | 0 | 0 | 0 | 256052.169 | 0 | 0 | 0 | 0 | 135227.0462 | 0 | 0 | 0 | 0 | 0 | 0 | 0 | -131438.2195 | 0 | 0 | 0 | 0 | 0 | 0
2016-09-16 09:00 | 0 | 0 | 0 | 0 | 352269.4868 | 0 | 379772 | 0 | 0 | 0 | 466987.5415 | 0 | 0 | 0 | 0 | 0 | 0 | 347969.3408 | 0 | 0 | 0 | 256051.1448 | 0 | 0 | 0 | 0 | -148983.3894 | 0 | 0 | 0 | 0 | 0 | 0 | 0 | 121480.8761 | 0 | 0 | 0 | 0 | 0 | 0
2016-09-16 10:00 | 0 | 0 | 0 | 0 | 123343.3911 | 0 | 403765 | 0 | 0 | 0 | 318004.1521 | 0 | 0 | 0 | 0 | 0 | 0 | 216531.1213 | 0 | 0 | 0 | 256050.1206 | 0 | 0 | 0 | 0 | -148983.3894 | 0 | 0 | 0 | 0 | 0 | 0 | 0 | -131438.2195 | 0 | 0 | 0 | 0 | 0 | 0
2016-09-16 11:00 | 0 | 0 | 0 | 0 | 323795.9283 | 0 | 426434 | 0 | 0 | 0 | 169020.7628 | 0 | 0 | 0 | 0 | 0 | 0 | 262876.439 | 0 | 0 | 0 | 256049.0964 | 0 | 0 | 0 | 0 | -148983.3894 | 0 | 0 | 0 | 0 | 0 | 0 | 0 | 46345.3177 | 0 | 0 | 0 | 0 | 0 | 0
2016-09-16 12:00 | 0 | 0 | 0 | 0 | 310013.1122 | 4.4119 | 441129 | 0 | 0 | 0 | 169347.5064 | 0 | 0 | 0 | 0 | 0 | 0 | 131438.2195 | 0 | 0 | 0 | 256048.0722 | 0 | 0 | 0 | 0 | 326.7436 | 0 | 0 | 0 | 0 | 0 | 0 | 0 | -131438.2195 | 0 | 0 | 0 | 0 | 0 | 0
2016-09-16 13:00 | 0 | 0 | 0 | 0 | 204481.2698 | 77241.0517 | 460947 | 0 | 0 | 0 | 121561.0473 | 0 | 0 | 0 | 0 | 0 | 0 | 0 | 0 | 0 | 0 | 256047.048 | 0 | 0 | 0 | 0 | -47786.459 | 0 | 0 | 0 | 0 | 0 | 0 | 0 | -131438.2195 | 0 | 0 | 0 | 0 | 0 | 0
2016-09-16 14:00 | 0 | 0 | 0 | 0 | 132734.599 | 498673.7903 | 482425 | 0 | 0 | 0 | 270544.4367 | 0 | 0 | 0 | 0 | 0 | 0 | 0 | 0 | 0 | 0 | 256046.0238 | 0 | 0 | 0 | 0 | 148983.3894 | 0 | 0 | 0 | 0 | 0 | 0 | 0 | 0 | 0 | 0 | 0 | 0 | 0 | 0
2016-09-16 15:00 | 0 | 0 | 0 | 0 | 0 | 755835.999 | 503225 | 0 | 0 | 0 | 419527.8261 | 0 | 0 | 0 | 0 | 0 | 0 | 103627.6097 | 0 | 0 | 0 | 256044.9996 | 0 | 0 | 0 | 0 | 148983.3894 | 0 | 0 | 0 | 0 | 0 | 0 | 0 | 103627.6097 | 0 | 0 | 0 | 0 | 0 | 0
2016-09-16 16:00 | 0 | 0 | 0 | 0 | 0 | 782064.324 | 522004 | 0 | 0 | 0 | 568511.2155 | 0 | 0 | 0 | 0 | 0 | 0 | 214704.5443 | 0 | 0 | 0 | 256043.9754 | 0 | 0 | 0 | 0 | 148983.3894 | 0 | 0 | 0 | 0 | 0 | 0 | 0 | 111076.9346 | 0 | 0 | 0 | 0 | 0 | 0
2016-09-16 17:00 | 0 | 0 | 0 | 0 | 0 | 776574.153 | 539250 | 0 | 0 | 0 | 717494.6048 | 0 | 0 | 0 | 0 | 0 | 0 | 303045.3079 | 0 | 0 | 0 | 256042.9513 | 0 | 0 | 0 | 0 | 148983.3894 | 0 | 0 | 0 | 0 | 0 | 0 | 0 | 88340.7636 | 0 | 0 | 0 | 0 | 0 | 0
2016-09-16 18:00 | 0 | 0 | 0 | 0 | 0 | 760001.637 | 552449 | 0 | 0 | 0 | 866477.9942 | 0 | 0 | 0 | 0 | 0 | 0 | 361614.5555 | 0 | 0 | 0 | 256041.9271 | 0 | 0 | 0 | 0 | 148983.3894 | 0 | 0 | 0 | 0 | 0 | 0 | 0 | 58569.2476 | 0 | 0 | 0 | 0 | 0 | 0
2016-09-16 19:00 | 0 | 0 | 0 | 0 | 0 | 748925.5258 | 562395 | 0 | 0 | 0 | 1015461.3836 | 0 | 0 | 0 | 0 | 0 | 0 | 399161.6919 | 0 | 0 | 0 | 256040.9029 | 0 | 0 | 0 | 0 | 148983.3894 | 0 | 0 | 0 | 0 | 0 | 0 | 0 | 37547.1365 | 0 | 0 | 0 | 0 | 0 | 0
2016-09-16 20:00 | 0 | 0 | 0 | 0 | 0 | 752961.0629 | 568008 | 0 | 0 | 0 | 1164444.7729 | 0 | 0 | 0 | 0 | 0 | 0 | 435131.3654 | 0 | 0 | 0 | 256039.8788 | 0 | 0 | 0 | 0 | 148983.3894 | 0 | 0 | 0 | 0 | 0 | 0 | 0 | 35969.6735 | 0 | 0 | 0 | 0 | 0 | 0
2016-09-16 21:00 | 0 | 0 | 0 | 0 | 0 | 752436.1625 | 566868 | 0 | 0 | 0 | 1313428.1623 | 0 | 0 | 0 | 0 | 0 | 0 | 471716.1386 | 0 | 0 | 0 | 256038.8546 | 0 | 0 | 0 | 0 | 148983.3894 | 0 | 0 | 0 | 0 | 0 | 0 | 0 | 36584.7732 | 0 | 0 | 0 | 0 | 0 | 0
2016-09-16 22:00 | 0 | 0 | 0 | 0 | 0 | 720993.3475 | 556300 | 0 | 0 | 0 | 1436108.9215 | 0 | 0 | 0 | 0 | 0 | 0 | 513728.7269 | 0 | 0 | 0 | 256037.8305 | 0 | 0 | 0 | 0 | 122680.7592 | 0 | 0 | 0 | 0 | 0 | 0 | 0 | 42012.5883 | 0 | 0 | 0 | 0 | 0 | 0
2016-09-16 23:00 | 0 | 0 | 0 | 0 | 0 | 616364.2574 | 543980 | 0 | 0 | 0 | 1508493.1789 | 0 | 0 | 0 | 0 | 0 | 0 | 513728.7269 | 0 | 0 | 0 | 256036.8063 | 0 | 0 | 0 | 0 | 72384.2574 | 0 | 0 | 0 | 0 | 0 | 0 | 0 | 0 | 0 | 0 | 0 | 0 | 0 | 0
2016-09-17 | 0 | 0 | 0 | 0 | 0 | 374201.0481 | 533857 | 0 | 0 | 0 | 1454588.9305 | 0 | 0 | 0 | 0 | 0 | 0 | 407977.0234 | 0 | 0 | 0 | 256035.7822 | 0 | 0 | 0 | 0 | -53904.2484 | 0 | 0 | 0 | 0 | 0 | 0 | 0 | -105751.7036 | 0 | 0 | 0 | 0 | 0 | 0
2016-09-17 01:00 | 0 | 0 | 0 | 0 | 263948.5281 | 31213.4746 | 514936 | 0 | 0 | 0 | 1366253.1528 | 0 | 0 | 0 | 0 | 0 | 0 | 276538.8039 | 0 | 0 | 0 | 256034.758 | 0 | 0 | 0 | 0 | -88335.7777 | 0 | 0 | 0 | 0 | 0 | 0 | 0 | -131438.2195 | 0 | 0 | 0 | 0 | 0 | 0
2016-09-17 02:00 | 0 | 0 | 0 | 0 | 210718.3911 | 0 | 491140 | 0 | 0 | 0 | 1217269.7634 | 0 | 0 | 0 | 0 | 0 | 0 | 145100.5843 | 0 | 0 | 0 | 256033.7339 | 0 | 0 | 0 | 0 | -148983.3894 | 0 | 0 | 0 | 0 | 0 | 0 | 0 | -131438.2195 | 0 | 0 | 0 | 0 | 0 | 0
2016-09-17 03:00 | 0 | 0 | 0 | 0 | 286475.1002 | 0 | 461461 | 0 | 0 | 0 | 1068286.374 | 0 | 0 | 0 | 0 | 0 | 0 | 119098.0739 | 0 | 0 | 0 | 256032.7097 | 0 | 0 | 0 | 0 | -148983.3894 | 0 | 0 | 0 | 0 | 0 | 0 | 0 | -26002.5104 | 0 | 0 | 0 | 0 | 0 | 0
2016-09-17 04:00 | 0 | 0 | 0 | 0 | 295502.7562 | 0 | 432146 | 0 | 0 | 0 | 919302.9846 | 0 | 0 | 0 | 0 | 0 | 0 | 131438.2195 | 0 | 0 | 0 | 256031.6856 | 0 | 0 | 0 | 0 | -148983.3894 | 0 | 0 | 0 | 0 | 0 | 0 | 0 | 12340.1456 | 0 | 0 | 0 | 0 | 0 | 0
2016-09-17 05:00 | 0 | 0 | 0 | 0 | 127061.3911 | 0 | 407483 | 0 | 0 | 0 | 770319.5953 | 0 | 0 | 0 | 0 | 0 | 0 | 0 | 0 | 0 | 0 | 256030.6615 | 0 | 0 | 0 | 0 | -148983.3894 | 0 | 0 | 0 | 0 | 0 | 0 | 0 | -131438.2195 | 0 | 0 | 0 | 0 | 0 | 0
2016-09-17 06:00 | 0 | 0 | 0 | 0 | 331856.2215 | 0 | 388124 | 0 | 0 | 0 | 621336.2059 | 0 | 0 | 0 | 0 | 0 | 0 | 92715.6109 | 0 | 0 | 0 | 256029.6374 | 0 | 0 | 0 | 0 | -148983.3894 | 0 | 0 | 0 | 0 | 0 | 0 | 0 | 92715.6109 | 0 | 0 | 0 | 0 | 0 | 0
2016-09-17 07:00 | 0 | 0 | 0 | 0 | 345495.3034 | 0 | 375365 | 0 | 0 | 0 | 472352.8165 | 0 | 0 | 0 | 0 | 0 | 0 | 211829.3037 | 0 | 0 | 0 | 256028.6132 | 0 | 0 | 0 | 0 | -148983.3894 | 0 | 0 | 0 | 0 | 0 | 0 | 0 | 119113.6928 | 0 | 0 | 0 | 0 | 0 | 0
2016-09-17 08:00 | 0 | 0 | 0 | 0 | 87321.3911 | 0 | 367743 | 0 | 0 | 0 | 323369.4272 | 0 | 0 | 0 | 0 | 0 | 0 | 80391.0842 | 0 | 0 | 0 | 256027.5891 | 0 | 0 | 0 | 0 | -148983.3894 | 0 | 0 | 0 | 0 | 0 | 0 | 0 | -131438.2195 | 0 | 0 | 0 | 0 | 0 | 0
2016-09-17 09:00 | 0 | 0 | 0 | 0 | 366371.74 | 0 | 366707 | 0 | 0 | 0 | 191595.9476 | 0 | 0 | 0 | 0 | 0 | 0 | 211829.3037 | 0 | 0 | 0 | 256026.565 | 0 | 0 | 0 | 0 | -131773.4795 | 0 | 0 | 0 | 0 | 0 | 0 | 0 | 131438.2195 | 0 | 0 | 0 | 0 | 0 | 0
2016-09-17 10:00 | 0 | 0 | 0 | 0 | 373124.18 | 0 | 372011 | 0 | 0 | 0 | 324147.3471 | 0 | 0 | 0 | 0 | 0 | 0 | 80391.0842 | 0 | 0 | 0 | 256025.5409 | 0 | 0 | 0 | 0 | 132551.3995 | 0 | 0 | 0 | 0 | 0 | 0 | 0 | -131438.2195 | 0 | 0 | 0 | 0 | 0 | 0
2016-09-17 11:00 | 0 | 0 | 0 | 0 | 379994.0208 | 0 | 379978 | 0 | 0 | 0 | 192725.1484 | 0 | 0 | 0 | 0 | 0 | 0 | 211829.3037 | 0 | 0 | 0 | 256024.5168 | 0 | 0 | 0 | 0 | -131422.1987 | 0 | 0 | 0 | 0 | 0 | 0 | 0 | 131438.2195 | 0 | 0 | 0 | 0 | 0 | 0
2016-09-17 12:00 | 0 | 0 | 0 | 0 | 365731.8917 | 2.8623 | 395702 | 0 | 0 | 0 | 243148.9866 | 0 | 0 | 0 | 0 | 0 | 0 | 131438.2195 | 0 | 0 | 0 | 256023.4927 | 0 | 0 | 0 | 0 | 50423.8382 | 0 | 0 | 0 | 0 | 0 | 0 | 0 | -80391.0842 | 0 | 0 | 0 | 0 | 0 | 0
2016-09-17 13:00 | 0 | 0 | 0 | 0 | 51206.884 | 86417.5071 | 418046 | 0 | 0 | 0 | 94165.5972 | 0 | 0 | 0 | 0 | 0 | 0 | 0 | 0 | 0 | 0 | 256022.4686 | 0 | 0 | 0 | 0 | -148983.3894 | 0 | 0 | 0 | 0 | 0 | 0 | 0 | -131438.2195 | 0 | 0 | 0 | 0 | 0 | 0
2016-09-17 14:00 | 0 | 0 | 0 | 0 | 102344.7939 | 488692.5955 | 442054 | 0 | 0 | 0 | 243148.9866 | 0 | 0 | 0 | 0 | 0 | 0 | 0 | 0 | 0 | 0 | 256021.4445 | 0 | 0 | 0 | 0 | 148983.3894 | 0 | 0 | 0 | 0 | 0 | 0 | 0 | 0 | 0 | 0 | 0 | 0 | 0 | 0
2016-09-17 15:00 | 0 | 0 | 0 | 0 | 0 | 730249.6303 | 465066 | 0 | 0 | 0 | 392132.376 | 0 | 0 | 0 | 0 | 0 | 0 | 116200.2409 | 0 | 0 | 0 | 256020.4204 | 0 | 0 | 0 | 0 | 148983.3894 | 0 | 0 | 0 | 0 | 0 | 0 | 0 | 116200.2409 | 0 | 0 | 0 | 0 | 0 | 0
2016-09-17 16:00 | 0 | 0 | 0 | 0 | 0 | 755429.479 | 485343 | 0 | 0 | 0 | 541115.7654 | 0 | 0 | 0 | 0 | 0 | 0 | 237303.3305 | 0 | 0 | 0 | 256019.3964 | 0 | 0 | 0 | 0 | 148983.3894 | 0 | 0 | 0 | 0 | 0 | 0 | 0 | 121103.0897 | 0 | 0 | 0 | 0 | 0 | 0
2016-09-17 17:00 | 0 | 0 | 0 | 0 | 0 | 750874.0576 | 502464 | 0 | 0 | 0 | 690099.1547 | 0 | 0 | 0 | 0 | 0 | 0 | 336729.9987 | 0 | 0 | 0 | 256018.3723 | 0 | 0 | 0 | 0 | 148983.3894 | 0 | 0 | 0 | 0 | 0 | 0 | 0 | 99426.6682 | 0 | 0 | 0 | 0 | 0 | 0
2016-09-17 18:00 | 0 | 0 | 0 | 0 | 0 | 736256.6783 | 516397 | 0 | 0 | 0 | 839082.5441 | 0 | 0 | 0 | 0 | 0 | 0 | 407606.2876 | 0 | 0 | 0 | 256017.3482 | 0 | 0 | 0 | 0 | 148983.3894 | 0 | 0 | 0 | 0 | 0 | 0 | 0 | 70876.2889 | 0 | 0 | 0 | 0 | 0 | 0
2016-09-17 19:00 | 0 | 0 | 0 | 0 | 0 | 727710.2698 | 526818 | 0 | 0 | 0 | 988065.9335 | 0 | 0 | 0 | 0 | 0 | 0 | 456853.8388 | 0 | 0 | 0 | 258145.3875 | 0 | 0 | 0 | 0 | 148983.3894 | 0 | 0 | 0 | 0 | 0 | 0 | 0 | 49247.5512 | 0 | 0 | 0 | 2661.3292 | 0 | 0
2016-09-17 20:00 | 0 | 0 | 0 | 0 | 0 | 732882.9774 | 535561 | 0 | 0 | 0 | 1137049.3228 | 0 | 0 | 0 | 0 | 0 | 0 | 486375.1024 | 0 | 0 | 0 | 273198.2145 | 0 | 0 | 0 | 0 | 148983.3894 | 0 | 0 | 0 | 0 | 0 | 0 | 0 | 29521.2636 | 0 | 0 | 0 | 18817.3245 | 0 | 0
2016-09-17 21:00 | 0 | 0 | 0 | 0 | 0 | 731856.6307 | 539564 | 0 | 0 | 0 | 1286032.7122 | 0 | 0 | 0 | 0 | 0 | 0 | 510867.0193 | 0 | 0 | 0 | 288250.9813 | 0 | 0 | 0 | 0 | 148983.3894 | 0 | 0 | 0 | 0 | 0 | 0 | 0 | 24491.9169 | 0 | 0 | 0 | 18817.3245 | 0 | 0
2016-09-17 22:00 | 0 | 0 | 0 | 0 | 0 | 706386.4215 | 535724 | 0 | 0 | 0 | 1435016.1016 | 0 | 0 | 0 | 0 | 0 | 0 | 513728.7269 | 0 | 0 | 0 | 303303.6879 | 0 | 0 | 0 | 0 | 148983.3894 | 0 | 0 | 0 | 0 | 0 | 0 | 0 | 2861.7076 | 0 | 0 | 0 | 18817.3245 | 0 | 0
2016-09-17 23:00 | 0 | 0 | 0 | 0 | 0 | 590052.4681 | 528480 | 0 | 0 | 0 | 1496588.5697 | 0 | 0 | 0 | 0 | 0 | 0 | 513728.7269 | 0 | 0 | 0 | 303302.4747 | 0 | 0 | 0 | 0 | 61572.4681 | 0 | 0 | 0 | 0 | 0 | 0 | 0 | 0 | 0 | 0 | 0 | 0 | 0 | 0
2016-09-18 | 0 | 0 | 0 | 0 | 0 | 347932.0066 | 521396 | 0 | 0 | 0 | 1454562.7958 | 0 | 0 | 0 | 0 | 0 | 0 | 382290.5074 | 0 | 0 | 0 | 303301.2615 | 0 | 0 | 0 | 0 | -42025.7739 | 0 | 0 | 0 | 0 | 0 | 0 | 0 | -131438.2195 | 0 | 0 | 0 | 0 | 0 | 0
2016-09-18 01:00 | 0 | 0 | 0 | 0 | 195901.221 | 28065.1701 | 504388 | 0 | 0 | 0 | 1305579.4065 | 0 | 0 | 0 | 0 | 0 | 0 | 250852.2879 | 0 | 0 | 0 | 303300.0483 | 0 | 0 | 0 | 0 | -148983.3894 | 0 | 0 | 0 | 0 | 0 | 0 | 0 | -131438.2195 | 0 | 0 | 0 | 0 | 0 | 0
2016-09-18 02:00 | 0 | 0 | 0 | 0 | 544064.3721 | 0 | 480604 | 0 | 0 | 0 | 1237601.5591 | 0 | 0 | 0 | 0 | 0 | 0 | 382290.5074 | 0 | 0 | 0 | 303298.8351 | 0 | 0 | 0 | 0 | -67977.8474 | 0 | 0 | 0 | 0 | 0 | 0 | 0 | 131438.2195 | 0 | 0 | 0 | 0 | 0 | 0
2016-09-18 03:00 | 0 | 0 | 0 | 0 | 173282.3911 | 0 | 453704 | 0 | 0 | 0 | 1088618.1697 | 0 | 0 | 0 | 0 | 0 | 0 | 250852.2879 | 0 | 0 | 0 | 303297.6219 | 0 | 0 | 0 | 0 | -148983.3894 | 0 | 0 | 0 | 0 | 0 | 0 | 0 | -131438.2195 | 0 | 0 | 0 | 0 | 0 | 0
2016-09-18 04:00 | 0 | 0 | 0 | 0 | 146394.3911 | 0 | 426816 | 0 | 0 | 0 | 939634.7803 | 0 | 0 | 0 | 0 | 0 | 0 | 119414.0684 | 0 | 0 | 0 | 303296.4087 | 0 | 0 | 0 | 0 | -148983.3894 | 0 | 0 | 0 | 0 | 0 | 0 | 0 | -131438.2195 | 0 | 0 | 0 | 0 | 0 | 0
2016-09-18 05:00 | 0 | 0 | 0 | 0 | 385825.8301 | 0 | 403371 | 0 | 0 | 0 | 790651.391 | 0 | 0 | 0 | 0 | 0 | 0 | 250852.2879 | 0 | 0 | 0 | 303295.1955 | 0 | 0 | 0 | 0 | -148983.3894 | 0 | 0 | 0 | 0 | 0 | 0 | 0 | 131438.2195 | 0 | 0 | 0 | 0 | 0 | 0
2016-09-18 06:00 | 0 | 0 | 0 | 0 | 402127.1699 | 0 | 384582 | 0 | 0 | 0 | 939634.7803 | 0 | 0 | 0 | 0 | 0 | 0 | 119414.0684 | 0 | 0 | 0 | 303293.9823 | 0 | 0 | 0 | 0 | 148983.3894 | 0 | 0 | 0 | 0 | 0 | 0 | 0 | -131438.2195 | 0 | 0 | 0 | 0 | 0 | 0
2016-09-18 07:00 | 0 | 0 | 0 | 0 | 102300.5422 | 0 | 370698 | 0 | 0 | 0 | 790651.391 | 0 | 0 | 0 | 0 | 0 | 0 | 0 | 0 | 0 | 0 | 303292.7691 | 0 | 0 | 0 | 0 | -148983.3894 | 0 | 0 | 0 | 0 | 0 | 0 | 0 | -119414.0684 | 0 | 0 | 0 | 0 | 0 | 0
2016-09-18 08:00 | 0 | 0 | 0 | 0 | 344976.8301 | 0 | 362522 | 0 | 0 | 0 | 641668.0016 | 0 | 0 | 0 | 0 | 0 | 0 | 131438.2195 | 0 | 0 | 0 | 303291.556 | 0 | 0 | 0 | 0 | -148983.3894 | 0 | 0 | 0 | 0 | 0 | 0 | 0 | 131438.2195 | 0 | 0 | 0 | 0 | 0 | 0
2016-09-18 09:00 | 0 | 0 | 0 | 0 | 79737.3911 | 0 | 360159 | 0 | 0 | 0 | 492684.6122 | 0 | 0 | 0 | 0 | 0 | 0 | 0 | 0 | 0 | 0 | 303290.3428 | 0 | 0 | 0 | 0 | -148983.3894 | 0 | 0 | 0 | 0 | 0 | 0 | 0 | -131438.2195 | 0 | 0 | 0 | 0 | 0 | 0
2016-09-18 10:00 | 0 | 0 | 0 | 0 | 345476.8301 | 0 | 363022 | 0 | 0 | 0 | 343701.2229 | 0 | 0 | 0 | 0 | 0 | 0 | 131438.2195 | 0 | 0 | 0 | 303289.1296 | 0 | 0 | 0 | 0 | -148983.3894 | 0 | 0 | 0 | 0 | 0 | 0 | 0 | 131438.2195 | 0 | 0 | 0 | 0 | 0 | 0
2016-09-18 11:00 | 0 | 0 | 0 | 0 | 386177.1699 | 0 | 368632 | 0 | 0 | 0 | 492684.6122 | 0 | 0 | 0 | 0 | 0 | 0 | 0 | 0 | 0 | 0 | 303287.9165 | 0 | 0 | 0 | 0 | 148983.3894 | 0 | 0 | 0 | 0 | 0 | 0 | 0 | -131438.2195 | 0 | 0 | 0 | 0 | 0 | 0
2016-09-18 12:00 | 0 | 0 | 0 | 0 | 234086.6106 | 0 | 383070 | 0 | 0 | 0 | 343701.2229 | 0 | 0 | 0 | 0 | 0 | 0 | 0 | 0 | 0 | 0 | 303286.7033 | 0 | 0 | 0 | 0 | -148983.3894 | 0 | 0 | 0 | 0 | 0 | 0 | 0 | 0 | 0 | 0 | 0 | 0 | 0 | 0
2016-09-18 13:00 | 0 | 0 | 0 | 0 | 171257.6693 | 87268.9413 | 407510 | 0 | 0 | 0 | 194717.8335 | 0 | 0 | 0 | 0 | 0 | 0 | 0 | 0 | 0 | 0 | 303285.4902 | 0 | 0 | 0 | 0 | -148983.3894 | 0 | 0 | 0 | 0 | 0 | 0 | 0 | 0 | 0 | 0 | 0 | 0 | 0 | 0
2016-09-18 14:00 | 0 | 0 | 0 | 0 | 80587.3812 | 502135.0082 | 433739 | 0 | 0 | 0 | 343701.2229 | 0 | 0 | 0 | 0 | 0 | 0 | 0 | 0 | 0 | 0 | 303284.277 | 0 | 0 | 0 | 0 | 148983.3894 | 0 | 0 | 0 | 0 | 0 | 0 | 0 | 0 | 0 | 0 | 0 | 0 | 0 | 0
2016-09-18 15:00 | 0 | 0 | 0 | 0 | 0 | 730571.9457 | 460279 | 0 | 0 | 0 | 492684.6122 | 0 | 0 | 0 | 0 | 0 | 0 | 121309.5563 | 0 | 0 | 0 | 303283.0639 | 0 | 0 | 0 | 0 | 148983.3894 | 0 | 0 | 0 | 0 | 0 | 0 | 0 | 121309.5563 | 0 | 0 | 0 | 0 | 0 | 0
2016-09-18 16:00 | 0 | 0 | 0 | 0 | 9428.6279 | 757355.981 | 486363 | 0 | 0 | 0 | 641668.0016 | 0 | 0 | 0 | 0 | 0 | 0 | 252747.7758 | 0 | 0 | 0 | 303281.8508 | 0 | 0 | 0 | 0 | 148983.3894 | 0 | 0 | 0 | 0 | 0 | 0 | 0 | 131438.2195 | 0 | 0 | 0 | 0 | 0 | 0
2016-09-18 17:00 | 0 | 0 | 0 | 0 | 0 | 750842.0355 | 510136 | 0 | 0 | 0 | 790651.391 | 0 | 0 | 0 | 0 | 0 | 0 | 344470.4219 | 0 | 0 | 0 | 303280.6376 | 0 | 0 | 0 | 0 | 148983.3894 | 0 | 0 | 0 | 0 | 0 | 0 | 0 | 91722.6461 | 0 | 0 | 0 | 0 | 0 | 0
2016-09-18 18:00 | 0 | 0 | 0 | 0 | 0 | 737432.8401 | 529340 | 0 | 0 | 0 | 939634.7803 | 0 | 0 | 0 | 0 | 0 | 0 | 403579.8727 | 0 | 0 | 0 | 303279.4245 | 0 | 0 | 0 | 0 | 148983.3894 | 0 | 0 | 0 | 0 | 0 | 0 | 0 | 59109.4507 | 0 | 0 | 0 | 0 | 0 | 0
2016-09-18 19:00 | 0 | 0 | 0 | 0 | 0 | 726593.3761 | 544013 | 0 | 0 | 0 | 1088618.1697 | 0 | 0 | 0 | 0 | 0 | 0 | 437176.8594 | 0 | 0 | 0 | 303278.2114 | 0 | 0 | 0 | 0 | 148983.3894 | 0 | 0 | 0 | 0 | 0 | 0 | 0 | 33596.9867 | 0 | 0 | 0 | 0 | 0 | 0
2016-09-18 20:00 | 0 | 0 | 0 | 0 | 0 | 730109.6495 | 556485 | 0 | 0 | 0 | 1237601.5591 | 0 | 0 | 0 | 0 | 0 | 0 | 461818.1195 | 0 | 0 | 0 | 303276.9983 | 0 | 0 | 0 | 0 | 148983.3894 | 0 | 0 | 0 | 0 | 0 | 0 | 0 | 24641.2602 | 0 | 0 | 0 | 0 | 0 | 0
2016-09-18 21:00 | 0 | 0 | 0 | 0 | 0 | 732501.459 | 565678 | 0 | 0 | 0 | 1352514.4107 | 0 | 0 | 0 | 0 | 0 | 0 | 513728.7269 | 0 | 0 | 0 | 303275.7852 | 0 | 0 | 0 | 0 | 114912.8516 | 0 | 0 | 0 | 0 | 0 | 0 | 0 | 51910.6074 | 0 | 0 | 0 | 0 | 0 | 0
2016-09-18 22:00 | 0 | 0 | 0 | 0 | 0 | 712069.26 | 566590 | 0 | 0 | 0 | 1501497.8 | 0 | 0 | 0 | 0 | 0 | 0 | 510224.5976 | 0 | 0 | 0 | 303274.5721 | 0 | 0 | 0 | 0 | 148983.3894 | 0 | 0 | 0 | 0 | 0 | 0 | 0 | -3504.1293 | 0 | 0 | 0 | 0 | 0 | 0
2016-09-18 23:00 | 0 | 0 | 0 | 0 | 0 | 603716.117 | 564433 | 0 | 0 | 0 | 1650481.1894 | 0 | 0 | 0 | 0 | 0 | 0 | 400524.3252 | 0 | 0 | 0 | 303273.359 | 0 | 0 | 0 | 0 | 148983.3894 | 0 | 0 | 0 | 0 | 0 | 0 | 0 | -109700.2724 | 0 | 0 | 0 | 0 | 0 | 0
2016-09-19 | 0 | 0 | 0 | 0 | 0 | 352073.1443 | 558678 | 0 | 0 | 0 | 1575314.5532 | 0 | 0 | 0 | 0 | 0 | 0 | 269086.1057 | 0 | 0 | 0 | 303272.1459 | 0 | 0 | 0 | 0 | -75166.6362 | 0 | 0 | 0 | 0 | 0 | 0 | 0 | -131438.2195 | 0 | 0 | 0 | 0 | 0 | 0
2016-09-19 01:00 | 0 | 0 | 0 | 0 | 227476.9425 | 30239.4486 | 538138 | 0 | 0 | 0 | 1426331.1639 | 0 | 0 | 0 | 0 | 0 | 0 | 137647.8862 | 0 | 0 | 0 | 303270.9328 | 0 | 0 | 0 | 0 | -148983.3894 | 0 | 0 | 0 | 0 | 0 | 0 | 0 | -131438.2195 | 0 | 0 | 0 | 0 | 0 | 0
2016-09-19 02:00 | 0 | 0 | 0 | 0 | 491240.8301 | 0 | 508786 | 0 | 0 | 0 | 1277347.7745 | 0 | 0 | 0 | 0 | 0 | 0 | 269086.1057 | 0 | 0 | 0 | 303269.7197 | 0 | 0 | 0 | 0 | -148983.3894 | 0 | 0 | 0 | 0 | 0 | 0 | 0 | 131438.2195 | 0 | 0 | 0 | 0 | 0 | 0
2016-09-19 03:00 | 0 | 0 | 0 | 0 | 194968.3911 | 0 | 475390 | 0 | 0 | 0 | 1128364.3851 | 0 | 0 | 0 | 0 | 0 | 0 | 137647.8862 | 0 | 0 | 0 | 303268.5066 | 0 | 0 | 0 | 0 | -148983.3894 | 0 | 0 | 0 | 0 | 0 | 0 | 0 | -131438.2195 | 0 | 0 | 0 | 0 | 0 | 0
2016-09-19 04:00 | 0 | 0 | 0 | 0 | 460711.1699 | 0 | 443166 | 0 | 0 | 0 | 1277347.7745 | 0 | 0 | 0 | 0 | 0 | 0 | 6209.6667 | 0 | 0 | 0 | 303267.2935 | 0 | 0 | 0 | 0 | 148983.3894 | 0 | 0 | 0 | 0 | 0 | 0 | 0 | -131438.2195 | 0 | 0 | 0 | 0 | 0 | 0
2016-09-19 05:00 | 0 | 0 | 0 | 0 | 399200.8301 | 0 | 416746 | 0 | 0 | 0 | 1128364.3851 | 0 | 0 | 0 | 0 | 0 | 0 | 137647.8862 | 0 | 0 | 0 | 303266.0805 | 0 | 0 | 0 | 0 | -148983.3894 | 0 | 0 | 0 | 0 | 0 | 0 | 0 | 131438.2195 | 0 | 0 | 0 | 0 | 0 | 0
2016-09-19 06:00 | 0 | 0 | 0 | 0 | 117282.3911 | 0 | 397704 | 0 | 0 | 0 | 979380.9958 | 0 | 0 | 0 | 0 | 0 | 0 | 6209.6667 | 0 | 0 | 0 | 303264.8674 | 0 | 0 | 0 | 0 | -148983.3894 | 0 | 0 | 0 | 0 | 0 | 0 | 0 | -131438.2195 | 0 | 0 | 0 | 0 | 0 | 0
2016-09-19 07:00 | 0 | 0 | 0 | 0 | 368613.8301 | 0 | 386159 | 0 | 0 | 0 | 830397.6064 | 0 | 0 | 0 | 0 | 0 | 0 | 137647.8862 | 0 | 0 | 0 | 303263.6544 | 0 | 0 | 0 | 0 | -148983.3894 | 0 | 0 | 0 | 0 | 0 | 0 | 0 | 131438.2195 | 0 | 0 | 0 | 0 | 0 | 0
2016-09-19 08:00 | 0 | 0 | 0 | 0 | 400865.1699 | 0 | 383320 | 0 | 0 | 0 | 979380.9958 | 0 | 0 | 0 | 0 | 0 | 0 | 6209.6667 | 0 | 0 | 0 | 303262.4413 | 0 | 0 | 0 | 0 | 148983.3894 | 0 | 0 | 0 | 0 | 0 | 0 | 0 | -131438.2195 | 0 | 0 | 0 | 0 | 0 | 0
2016-09-19 09:00 | 0 | 0 | 0 | 0 | 376288.8301 | 0 | 393834 | 0 | 0 | 0 | 830397.6064 | 0 | 0 | 0 | 0 | 0 | 0 | 137647.8862 | 0 | 0 | 0 | 303261.2283 | 0 | 0 | 0 | 0 | -148983.3894 | 0 | 0 | 0 | 0 | 0 | 0 | 0 | 131438.2195 | 0 | 0 | 0 | 0 | 0 | 0
2016-09-19 10:00 | 0 | 0 | 0 | 0 | 139229.3911 | 0 | 419651 | 0 | 0 | 0 | 681414.217 | 0 | 0 | 0 | 0 | 0 | 0 | 6209.6667 | 0 | 0 | 0 | 303260.0152 | 0 | 0 | 0 | 0 | -148983.3894 | 0 | 0 | 0 | 0 | 0 | 0 | 0 | -131438.2195 | 0 | 0 | 0 | 0 | 0 | 0
2016-09-19 11:00 | 0 | 0 | 0 | 0 | 601475.2418 | 0 | 443218 | 0 | 0 | 0 | 708233.2393 | 0 | 0 | 0 | 0 | 0 | 0 | 137647.8862 | 0 | 0 | 0 | 303258.8022 | 0 | 0 | 0 | 0 | 26819.0223 | 0 | 0 | 0 | 0 | 0 | 0 | 0 | 131438.2195 | 0 | 0 | 0 | 0 | 0 | 0
2016-09-19 12:00 | 0 | 0 | 0 | 0 | 179663.1809 | 0.21023 | 460085 | 0 | 0 | 0 | 559249.8499 | 0 | 0 | 0 | 0 | 0 | 0 | 6209.6667 | 0 | 0 | 0 | 303257.5891 | 0 | 0 | 0 | 0 | -148983.3894 | 0 | 0 | 0 | 0 | 0 | 0 | 0 | -131438.2195 | 0 | 0 | 0 | 0 | 0 | 0
2016-09-19 13:00 | 0 | 0 | 0 | 0 | 317714.0887 | 107534.7594 | 481042 | 0 | 0 | 0 | 509666.3647 | 0 | 0 | 0 | 0 | 0 | 0 | 0 | 0 | 0 | 0 | 303256.3761 | 0 | 0 | 0 | 0 | -49583.4852 | 0 | 0 | 0 | 0 | 0 | 0 | 0 | -6209.6667 | 0 | 0 | 0 | 0 | 0 | 0
2016-09-19 14:00 | 0 | 0 | 0 | 0 | 165231.7847 | 508846.3164 | 505348 | 0 | 0 | 0 | 658649.754 | 0 | 0 | 0 | 0 | 0 | 0 | 19746.7117 | 0 | 0 | 0 | 303255.1631 | 0 | 0 | 0 | 0 | 148983.3894 | 0 | 0 | 0 | 0 | 0 | 0 | 0 | 19746.7117 | 0 | 0 | 0 | 0 | 0 | 0
2016-09-19 15:00 | 0 | 0 | 0 | 0 | 0 | 704348.8371 | 529849 | 0 | 0 | 0 | 807633.1434 | 0 | 0 | 0 | 0 | 0 | 0 | 45263.1594 | 0 | 0 | 0 | 303253.9501 | 0 | 0 | 0 | 0 | 148983.3894 | 0 | 0 | 0 | 0 | 0 | 0 | 0 | 25516.4477 | 0 | 0 | 0 | 0 | 0 | 0
2016-09-19 16:00 | 0 | 0 | 0 | 0 | 0 | 731693.4092 | 553897 | 0 | 0 | 0 | 853991.3331 | 0 | 0 | 0 | 0 | 0 | 0 | 176701.3789 | 0 | 0 | 0 | 303252.737 | 0 | 0 | 0 | 0 | 46358.1897 | 0 | 0 | 0 | 0 | 0 | 0 | 0 | 131438.2195 | 0 | 0 | 0 | 0 | 0 | 0
2016-09-19 17:00 | 0 | 0 | 0 | 0 | 0 | 721167.3924 | 575743 | 0 | 0 | 0 | 1002974.7225 | 0 | 0 | 0 | 0 | 0 | 0 | 173142.382 | 0 | 0 | 0 | 303251.524 | 0 | 0 | 0 | 0 | 148983.3894 | 0 | 0 | 0 | 0 | 0 | 0 | 0 | -3558.9969 | 0 | 0 | 0 | 0 | 0 | 0
2016-09-19 18:00 | 0 | 0 | 0 | 0 | 0 | 704695.5372 | 594099 | 0 | 0 | 0 | 1130532.8559 | 0 | 0 | 0 | 0 | 0 | 0 | 156180.7858 | 0 | 0 | 0 | 303250.311 | 0 | 0 | 0 | 0 | 127558.1334 | 0 | 0 | 0 | 0 | 0 | 0 | 0 | -16961.5962 | 0 | 0 | 0 | 0 | 0 | 0
2016-09-19 19:00 | 0 | 0 | 0 | 0 | 0 | 691198.3186 | 607306 | 0 | 0 | 0 | 1279516.2453 | 0 | 0 | 0 | 0 | 0 | 0 | 91089.715 | 0 | 0 | 0 | 303249.098 | 0 | 0 | 0 | 0 | 148983.3894 | 0 | 0 | 0 | 0 | 0 | 0 | 0 | -65091.0708 | 0 | 0 | 0 | 0 | 0 | 0
2016-09-19 20:00 | 0 | 0 | 0 | 0 | 0 | 687705.9867 | 616818 | 0 | 0 | 0 | 1218966.0125 | 0 | 0 | 0 | 0 | 0 | 0 | 222527.9345 | 0 | 0 | 0 | 303247.885 | 0 | 0 | 0 | 0 | -60550.2328 | 0 | 0 | 0 | 0 | 0 | 0 | 0 | 131438.2195 | 0 | 0 | 0 | 0 | 0 | 0
2016-09-19 21:00 | 0 | 0 | 0 | 0 | 0 | 675719.6253 | 618763 | 0 | 0 | 0 | 1367949.4019 | 0 | 0 | 0 | 0 | 0 | 0 | 130501.1704 | 0 | 0 | 0 | 303246.672 | 0 | 0 | 0 | 0 | 148983.3894 | 0 | 0 | 0 | 0 | 0 | 0 | 0 | -92026.7641 | 0 | 0 | 0 | 0 | 0 | 0
2016-09-19 22:00 | 0 | 0 | 0 | 0 | 213970.6077 | 630934.6665 | 612028 | 0 | 0 | 0 | 1469388.4565 | 0 | 0 | 0 | 0 | 0 | 0 | 261939.3899 | 0 | 0 | 0 | 303245.459 | 0 | 0 | 0 | 0 | 101439.0547 | 0 | 0 | 0 | 0 | 0 | 0 | 0 | 131438.2195 | 0 | 0 | 0 | 0 | 0 | 0
2016-09-19 23:00 | 0 | 0 | 0 | 0 | 0 | 501341.7574 | 600923 | 0 | 0 | 0 | 1320405.0672 | 0 | 0 | 0 | 0 | 0 | 0 | 311341.5367 | 0 | 0 | 0 | 303244.2461 | 0 | 0 | 0 | 0 | -148983.3894 | 0 | 0 | 0 | 0 | 0 | 0 | 0 | 49402.1468 | 0 | 0 | 0 | 0 | 0 | 0
2016-09-20 | 0 | 0 | 0 | 0 | 300066.0439 | 228832.9836 | 588349 | 0 | 0 | 0 | 1392393.3141 | 0 | 0 | 0 | 0 | 0 | 0 | 179903.3172 | 0 | 0 | 0 | 303243.0331 | 0 | 0 | 0 | 0 | 71988.247 | 0 | 0 | 0 | 0 | 0 | 0 | 0 | -131438.2195 | 0 | 0 | 0 | 0 | 0 | 0
2016-09-20 01:00 | 0 | 0 | 0 | 0 | 477768.7162 | 20547.0162 | 564326 | 0 | 0 | 0 | 1243409.9248 | 0 | 0 | 0 | 0 | 0 | 0 | 262876.439 | 0 | 0 | 0 | 303241.8201 | 0 | 0 | 0 | 0 | -148983.3894 | 0 | 0 | 0 | 0 | 0 | 0 | 0 | 82973.1218 | 0 | 0 | 0 | 0 | 0 | 0
2016-09-20 02:00 | 0 | 0 | 0 | 0 | 523811.4373 | 0 | 530781 | 0 | 0 | 0 | 1367878.5815 | 0 | 0 | 0 | 0 | 0 | 0 | 131438.2195 | 0 | 0 | 0 | 303240.6071 | 0 | 0 | 0 | 0 | 124468.6568 | 0 | 0 | 0 | 0 | 0 | 0 | 0 | -131438.2195 | 0 | 0 | 0 | 0 | 0 | 0
2016-09-20 03:00 | 0 | 0 | 0 | 0 | 210854.3911 | 0 | 491276 | 0 | 0 | 0 | 1218895.1922 | 0 | 0 | 0 | 0 | 0 | 0 | 0 | 0 | 0 | 0 | 303239.3942 | 0 | 0 | 0 | 0 | -148983.3894 | 0 | 0 | 0 | 0 | 0 | 0 | 0 | -131438.2195 | 0 | 0 | 0 | 0 | 0 | 0
2016-09-20 04:00 | 0 | 0 | 0 | 0 | 540534.6689 | 0 | 454545 | 0 | 0 | 0 | 1173446.6416 | 0 | 0 | 0 | 0 | 0 | 0 | 131438.2195 | 0 | 0 | 0 | 303238.1812 | 0 | 0 | 0 | 0 | -45448.5506 | 0 | 0 | 0 | 0 | 0 | 0 | 0 | 131438.2195 | 0 | 0 | 0 | 0 | 0 | 0
2016-09-20 05:00 | 0 | 0 | 0 | 0 | 521990.5208 | 0 | 425252 | 0 | 0 | 0 | 1138746.9428 | 0 | 0 | 0 | 0 | 0 | 0 | 262876.439 | 0 | 0 | 0 | 303236.9683 | 0 | 0 | 0 | 0 | -34699.6987 | 0 | 0 | 0 | 0 | 0 | 0 | 0 | 131438.2195 | 0 | 0 | 0 | 0 | 0 | 0
2016-09-20 06:00 | 0 | 0 | 0 | 0 | 496945.0685 | 0 | 404308 | 0 | 0 | 0 | 1287730.3322 | 0 | 0 | 0 | 0 | 0 | 0 | 206530.1181 | 0 | 0 | 0 | 303235.7553 | 0 | 0 | 0 | 0 | 148983.3894 | 0 | 0 | 0 | 0 | 0 | 0 | 0 | -56346.3209 | 0 | 0 | 0 | 0 | 0 | 0
2016-09-20 07:00 | 0 | 0 | 0 | 0 | 110112.3911 | 0 | 390534 | 0 | 0 | 0 | 1138746.9428 | 0 | 0 | 0 | 0 | 0 | 0 | 75091.8986 | 0 | 0 | 0 | 303234.5424 | 0 | 0 | 0 | 0 | -148983.3894 | 0 | 0 | 0 | 0 | 0 | 0 | 0 | -131438.2195 | 0 | 0 | 0 | 0 | 0 | 0
2016-09-20 08:00 | 0 | 0 | 0 | 0 | 468707.4692 | 0 | 385650 | 0 | 0 | 0 | 1090366.1925 | 0 | 0 | 0 | 0 | 0 | 0 | 206530.1181 | 0 | 0 | 0 | 303233.3294 | 0 | 0 | 0 | 0 | -48380.7503 | 0 | 0 | 0 | 0 | 0 | 0 | 0 | 131438.2195 | 0 | 0 | 0 | 0 | 0 | 0
2016-09-20 09:00 | 0 | 0 | 0 | 0 | 472910.3428 | 0 | 393778 | 0 | 0 | 0 | 1038060.3158 | 0 | 0 | 0 | 0 | 0 | 0 | 337968.3376 | 0 | 0 | 0 | 303232.1165 | 0 | 0 | 0 | 0 | -52305.8767 | 0 | 0 | 0 | 0 | 0 | 0 | 0 | 131438.2195 | 0 | 0 | 0 | 0 | 0 | 0
2016-09-20 10:00 | 0 | 0 | 0 | 0 | 436121.1699 | 0 | 418576 | 0 | 0 | 0 | 1187043.7052 | 0 | 0 | 0 | 0 | 0 | 0 | 206530.1181 | 0 | 0 | 0 | 303230.9036 | 0 | 0 | 0 | 0 | 148983.3894 | 0 | 0 | 0 | 0 | 0 | 0 | 0 | -131438.2195 | 0 | 0 | 0 | 0 | 0 | 0
2016-09-20 11:00 | 0 | 0 | 0 | 0 | 448696.8045 | 0 | 441938 | 0 | 0 | 0 | 1062364.2902 | 0 | 0 | 0 | 0 | 0 | 0 | 337968.3376 | 0 | 0 | 0 | 303229.6907 | 0 | 0 | 0 | 0 | -124679.415 | 0 | 0 | 0 | 0 | 0 | 0 | 0 | 131438.2195 | 0 | 0 | 0 | 0 | 0 | 0
2016-09-20 12:00 | 0 | 0 | 0 | 0 | 408347.0961 | 0 | 456999 | 0 | 0 | 0 | 913380.9008 | 0 | 0 | 0 | 0 | 0 | 0 | 438299.8231 | 0 | 0 | 0 | 303228.4777 | 0 | 0 | 0 | 0 | -148983.3894 | 0 | 0 | 0 | 0 | 0 | 0 | 0 | 100331.4854 | 0 | 0 | 0 | 0 | 0 | 0
2016-09-20 13:00 | 0 | 0 | 0 | 0 | 120125.881 | 76953.5101 | 477501 | 0 | 0 | 0 | 764397.5114 | 0 | 0 | 0 | 0 | 0 | 0 | 306861.6036 | 0 | 0 | 0 | 303227.2648 | 0 | 0 | 0 | 0 | -148983.3894 | 0 | 0 | 0 | 0 | 0 | 0 | 0 | -131438.2195 | 0 | 0 | 0 | 0 | 0 | 0
2016-09-20 14:00 | 0 | 0 | 0 | 0 | 130134.2828 | 291509.5175 | 501755 | 0 | 0 | 0 | 615414.1221 | 0 | 0 | 0 | 0 | 0 | 0 | 375733.7932 | 0 | 0 | 0 | 303226.0519 | 0 | 0 | 0 | 0 | -148983.3894 | 0 | 0 | 0 | 0 | 0 | 0 | 0 | 68872.1897 | 0 | 0 | 0 | 0 | 0 | 0
2016-09-20 15:00 | 0 | 0 | 0 | 0 | 159185.267 | 462167.9269 | 527500 | 0 | 0 | 0 | 577829.0965 | 0 | 0 | 0 | 0 | 0 | 0 | 507172.0127 | 0 | 0 | 0 | 303224.839 | 0 | 0 | 0 | 0 | -37585.0255 | 0 | 0 | 0 | 0 | 0 | 0 | 0 | 131438.2195 | 0 | 0 | 0 | 0 | 0 | 0
2016-09-20 16:00 | 0 | 0 | 0 | 0 | 34907.2008 | 534571.9691 | 551934 | 0 | 0 | 0 | 726812.4859 | 0 | 0 | 0 | 0 | 0 | 0 | 375733.7932 | 0 | 0 | 0 | 303223.6261 | 0 | 0 | 0 | 0 | 148983.3894 | 0 | 0 | 0 | 0 | 0 | 0 | 0 | -131438.2195 | 0 | 0 | 0 | 0 | 0 | 0
2016-09-20 17:00 | 0 | 0 | 0 | 0 | 0 | 556457.0797 | 575250 | 0 | 0 | 0 | 677169.0268 | 0 | 0 | 0 | 0 | 0 | 0 | 406584.332 | 0 | 0 | 0 | 303222.4132 | 0 | 0 | 0 | 0 | -49643.4591 | 0 | 0 | 0 | 0 | 0 | 0 | 0 | 30850.5388 | 0 | 0 | 0 | 0 | 0 | 0
2016-09-20 18:00 | 0 | 0 | 0 | 0 | 48626.0744 | 562525.0954 | 593606 | 0 | 0 | 0 | 826152.4161 | 0 | 0 | 0 | 0 | 0 | 0 | 275146.1125 | 0 | 0 | 0 | 303221.2003 | 0 | 0 | 0 | 0 | 148983.3894 | 0 | 0 | 0 | 0 | 0 | 0 | 0 | -131438.2195 | 0 | 0 | 0 | 0 | 0 | 0
2016-09-20 19:00 | 0 | 0 | 0 | 0 | 34841.5087 | 554722.3214 | 607109 | 0 | 0 | 0 | 677169.0268 | 0 | 0 | 0 | 0 | 0 | 0 | 406584.332 | 0 | 0 | 0 | 303219.9874 | 0 | 0 | 0 | 0 | -148983.3894 | 0 | 0 | 0 | 0 | 0 | 0 | 0 | 131438.2195 | 0 | 0 | 0 | 0 | 0 | 0
2016-09-20 20:00 | 0 | 0 | 0 | 0 | 241386.1805 | 538971.8972 | 615912 | 0 | 0 | 0 | 826152.4161 | 0 | 0 | 0 | 0 | 0 | 0 | 422047.0204 | 0 | 0 | 0 | 303218.7746 | 0 | 0 | 0 | 0 | 148983.3894 | 0 | 0 | 0 | 0 | 0 | 0 | 0 | 15462.6884 | 0 | 0 | 0 | 0 | 0 | 0
2016-09-20 21:00 | 0 | 0 | 0 | 0 | 126883.1921 | 508058.9777 | 617397 | 0 | 0 | 0 | 975135.8055 | 0 | 0 | 0 | 0 | 0 | 0 | 290608.8009 | 0 | 0 | 0 | 303217.5617 | 0 | 0 | 0 | 0 | 148983.3894 | 0 | 0 | 0 | 0 | 0 | 0 | 0 | -131438.2195 | 0 | 0 | 0 | 0 | 0 | 0
2016-09-20 22:00 | 0 | 0 | 0 | 0 | 261353.9207 | 457203.7321 | 608226 | 0 | 0 | 0 | 1124119.1949 | 0 | 0 | 0 | 0 | 0 | 0 | 251957.0644 | 0 | 0 | 0 | 303216.3488 | 0 | 0 | 0 | 0 | 148983.3894 | 0 | 0 | 0 | 0 | 0 | 0 | 0 | -38651.7365 | 0 | 0 | 0 | 0 | 0 | 0
2016-09-20 23:00 | 0 | 0 | 0 | 0 | 0 | 354531.9077 | 595605 | 0 | 0 | 0 | 1014484.3221 | 0 | 0 | 0 | 0 | 0 | 0 | 120518.8449 | 0 | 0 | 0 | 303215.136 | 0 | 0 | 0 | 0 | -109634.8728 | 0 | 0 | 0 | 0 | 0 | 0 | 0 | -131438.2195 | 0 | 0 | 0 | 0 | 0 | 0
2016-09-21 | 0 | 0 | 0 | 0 | 555039.0102 | 176724.5312 | 584391 | 0 | 0 | 0 | 1030418.644 | 0 | 0 | 0 | 0 | 0 | 0 | 251957.0644 | 0 | 0 | 0 | 303213.9231 | 0 | 0 | 0 | 0 | 15934.3219 | 0 | 0 | 0 | 0 | 0 | 0 | 0 | 131438.2195 | 0 | 0 | 0 | 0 | 0 | 0
2016-09-21 01:00 | 0 | 0 | 0 | 0 | 258512.8187 | 20995.5724 | 559930 | 0 | 0 | 0 | 881435.2546 | 0 | 0 | 0 | 0 | 0 | 0 | 120518.8449 | 0 | 0 | 0 | 303212.7102 | 0 | 0 | 0 | 0 | -148983.3894 | 0 | 0 | 0 | 0 | 0 | 0 | 0 | -131438.2195 | 0 | 0 | 0 | 0 | 0 | 0
2016-09-21 02:00 | 0 | 0 | 0 | 0 | 686083.764 | 0 | 526181 | 0 | 0 | 0 | 1030418.644 | 0 | 0 | 0 | 0 | 0 | 0 | 131438.2195 | 0 | 0 | 0 | 303211.4974 | 0 | 0 | 0 | 0 | 148983.3894 | 0 | 0 | 0 | 0 | 0 | 0 | 0 | 10919.3746 | 0 | 0 | 0 | 0 | 0 | 0
2016-09-21 03:00 | 0 | 0 | 0 | 0 | 207504.3911 | 0 | 487926 | 0 | 0 | 0 | 881435.2546 | 0 | 0 | 0 | 0 | 0 | 0 | 0 | 0 | 0 | 0 | 303210.2845 | 0 | 0 | 0 | 0 | -148983.3894 | 0 | 0 | 0 | 0 | 0 | 0 | 0 | -131438.2195 | 0 | 0 | 0 | 0 | 0 | 0
2016-09-21 04:00 | 0 | 0 | 0 | 0 | 637766.102 | 0 | 452003 | 0 | 0 | 0 | 935760.137 | 0 | 0 | 0 | 0 | 0 | 0 | 131438.2195 | 0 | 0 | 0 | 303209.0717 | 0 | 0 | 0 | 0 | 54324.8825 | 0 | 0 | 0 | 0 | 0 | 0 | 0 | 131438.2195 | 0 | 0 | 0 | 0 | 0 | 0
2016-09-21 05:00 | 0 | 0 | 0 | 0 | 221284.5662 | 0 | 423398 | 0 | 0 | 0 | 786776.7477 | 0 | 0 | 0 | 0 | 0 | 0 | 78308.1751 | 0 | 0 | 0 | 303207.8589 | 0 | 0 | 0 | 0 | -148983.3894 | 0 | 0 | 0 | 0 | 0 | 0 | 0 | -53130.0444 | 0 | 0 | 0 | 0 | 0 | 0
2016-09-21 06:00 | 0 | 0 | 0 | 0 | 571806.1273 | 0 | 402738 | 0 | 0 | 0 | 824406.6554 | 0 | 0 | 0 | 0 | 0 | 0 | 209746.3946 | 0 | 0 | 0 | 303206.646 | 0 | 0 | 0 | 0 | 37629.9078 | 0 | 0 | 0 | 0 | 0 | 0 | 0 | 131438.2195 | 0 | 0 | 0 | 0 | 0 | 0
2016-09-21 07:00 | 0 | 0 | 0 | 0 | 108924.3911 | 0 | 389346 | 0 | 0 | 0 | 675423.2661 | 0 | 0 | 0 | 0 | 0 | 0 | 78308.1751 | 0 | 0 | 0 | 303205.4332 | 0 | 0 | 0 | 0 | -148983.3894 | 0 | 0 | 0 | 0 | 0 | 0 | 0 | -131438.2195 | 0 | 0 | 0 | 0 | 0 | 0
2016-09-21 08:00 | 0 | 0 | 0 | 0 | 542896.6157 | 0 | 383965 | 0 | 0 | 0 | 702916.6622 | 0 | 0 | 0 | 0 | 0 | 0 | 209746.3946 | 0 | 0 | 0 | 303204.2204 | 0 | 0 | 0 | 0 | 27493.3962 | 0 | 0 | 0 | 0 | 0 | 0 | 0 | 131438.2195 | 0 | 0 | 0 | 0 | 0 | 0
2016-09-21 09:00 | 0 | 0 | 0 | 0 | 516870.7181 | 0 | 391881 | 0 | 0 | 0 | 696468.1609 | 0 | 0 | 0 | 0 | 0 | 0 | 341184.6141 | 0 | 0 | 0 | 303203.0076 | 0 | 0 | 0 | 0 | -6448.5014 | 0 | 0 | 0 | 0 | 0 | 0 | 0 | 131438.2195 | 0 | 0 | 0 | 0 | 0 | 0
2016-09-21 10:00 | 0 | 0 | 0 | 0 | 487287.2143 | 0 | 416612 | 0 | 0 | 0 | 845451.5503 | 0 | 0 | 0 | 0 | 0 | 0 | 262876.439 | 0 | 0 | 0 | 303201.7948 | 0 | 0 | 0 | 0 | 148983.3894 | 0 | 0 | 0 | 0 | 0 | 0 | 0 | -78308.1751 | 0 | 0 | 0 | 0 | 0 | 0
2016-09-21 11:00 | 0 | 0 | 0 | 0 | 159416.3911 | 0 | 439838 | 0 | 0 | 0 | 696468.1609 | 0 | 0 | 0 | 0 | 0 | 0 | 131438.2195 | 0 | 0 | 0 | 303200.5819 | 0 | 0 | 0 | 0 | -148983.3894 | 0 | 0 | 0 | 0 | 0 | 0 | 0 | -131438.2195 | 0 | 0 | 0 | 0 | 0 | 0
2016-09-21 12:00 | 0 | 0 | 0 | 0 | 445398.7777 | 0 | 454962 | 0 | 0 | 0 | 555466.7191 | 0 | 0 | 0 | 0 | 0 | 0 | 262876.439 | 0 | 0 | 0 | 303199.3691 | 0 | 0 | 0 | 0 | -141001.4418 | 0 | 0 | 0 | 0 | 0 | 0 | 0 | 131438.2195 | 0 | 0 | 0 | 0 | 0 | 0
2016-09-21 13:00 | 0 | 0 | 0 | 0 | 333766.5038 | 46791.9098 | 475231 | 0 | 0 | 0 | 592232.3523 | 0 | 0 | 0 | 0 | 0 | 0 | 131438.2195 | 0 | 0 | 0 | 303198.1563 | 0 | 0 | 0 | 0 | 36765.6331 | 0 | 0 | 0 | 0 | 0 | 0 | 0 | -131438.2195 | 0 | 0 | 0 | 0 | 0 | 0
2016-09-21 14:00 | 0 | 0 | 0 | 0 | 0 | 297256.0903 | 497212 | 0 | 0 | 0 | 523714.6621 | 0 | 0 | 0 | 0 | 0 | 0 | 0 | 0 | 0 | 0 | 303196.9436 | 0 | 0 | 0 | 0 | -68517.6902 | 0 | 0 | 0 | 0 | 0 | 0 | 0 | -131438.2195 | 0 | 0 | 0 | 0 | 0 | 0
2016-09-21 15:00 | 0 | 0 | 0 | 0 | 316947.2137 | 484776.3951 | 521302 | 0 | 0 | 0 | 672698.0514 | 0 | 0 | 0 | 0 | 0 | 0 | 131438.2195 | 0 | 0 | 0 | 303195.7308 | 0 | 0 | 0 | 0 | 148983.3894 | 0 | 0 | 0 | 0 | 0 | 0 | 0 | 131438.2195 | 0 | 0 | 0 | 0 | 0 | 0
2016-09-21 16:00 | 0 | 0 | 0 | 0 | 0 | 577052.3343 | 544593 | 0 | 0 | 0 | 821681.4408 | 0 | 0 | 0 | 0 | 0 | 0 | 14914.1645 | 0 | 0 | 0 | 303194.518 | 0 | 0 | 0 | 0 | 148983.3894 | 0 | 0 | 0 | 0 | 0 | 0 | 0 | -116524.055 | 0 | 0 | 0 | 0 | 0 | 0
2016-09-21 17:00 | 0 | 0 | 0 | 0 | 0 | 609922.5086 | 566369 | 0 | 0 | 0 | 733796.7299 | 0 | 0 | 0 | 0 | 0 | 0 | 146352.384 | 0 | 0 | 0 | 303193.3052 | 0 | 0 | 0 | 0 | -87884.7109 | 0 | 0 | 0 | 0 | 0 | 0 | 0 | 131438.2195 | 0 | 0 | 0 | 0 | 0 | 0
2016-09-21 18:00 | 0 | 0 | 0 | 0 | 0 | 608498.9513 | 584246 | 0 | 0 | 0 | 882780.1193 | 0 | 0 | 0 | 0 | 0 | 0 | 21621.9459 | 0 | 0 | 0 | 303192.0924 | 0 | 0 | 0 | 0 | 148983.3894 | 0 | 0 | 0 | 0 | 0 | 0 | 0 | -124730.4381 | 0 | 0 | 0 | 0 | 0 | 0
2016-09-21 19:00 | 0 | 0 | 0 | 0 | 283910.2602 | 593340.3487 | 596829 | 0 | 0 | 0 | 1031763.5087 | 0 | 0 | 0 | 0 | 0 | 0 | 153060.1654 | 0 | 0 | 0 | 303190.8797 | 0 | 0 | 0 | 0 | 148983.3894 | 0 | 0 | 0 | 0 | 0 | 0 | 0 | 131438.2195 | 0 | 0 | 0 | 0 | 0 | 0
2016-09-21 20:00 | 0 | 0 | 0 | 0 | 0 | 585402.902 | 604822 | 0 | 0 | 0 | 1033966.3566 | 0 | 0 | 0 | 0 | 0 | 0 | 131438.2195 | 0 | 0 | 0 | 303189.6669 | 0 | 0 | 0 | 0 | 2202.8479 | 0 | 0 | 0 | 0 | 0 | 0 | 0 | -21621.9459 | 0 | 0 | 0 | 0 | 0 | 0
2016-09-21 21:00 | 0 | 0 | 0 | 0 | 26328.0026 | 561847.8276 | 605721 | 0 | 0 | 0 | 884982.9672 | 0 | 0 | 0 | 0 | 0 | 0 | 262876.439 | 0 | 0 | 0 | 303188.4541 | 0 | 0 | 0 | 0 | -148983.3894 | 0 | 0 | 0 | 0 | 0 | 0 | 0 | 131438.2195 | 0 | 0 | 0 | 0 | 0 | 0
2016-09-21 22:00 | 0 | 0 | 0 | 0 | 99838.2924 | 514061.8774 | 596355 | 0 | 0 | 0 | 1033966.3566 | 0 | 0 | 0 | 0 | 0 | 0 | 131438.2195 | 0 | 0 | 0 | 303187.2414 | 0 | 0 | 0 | 0 | 148983.3894 | 0 | 0 | 0 | 0 | 0 | 0 | 0 | -131438.2195 | 0 | 0 | 0 | 0 | 0 | 0
2016-09-21 23:00 | 0 | 0 | 0 | 0 | 160729.6075 | 406710.2226 | 584985 | 0 | 0 | 0 | 884982.9672 | 0 | 0 | 0 | 0 | 0 | 0 | 262876.439 | 0 | 0 | 0 | 303186.0286 | 0 | 0 | 0 | 0 | -148983.3894 | 0 | 0 | 0 | 0 | 0 | 0 | 0 | 131438.2195 | 0 | 0 | 0 | 0 | 0 | 0
2016-09-22 | 0 | 0 | 0 | 0 | 366847.7123 | 224151.4575 | 573454 | 0 | 0 | 0 | 1033966.3566 | 0 | 0 | 0 | 0 | 0 | 0 | 131438.2195 | 0 | 0 | 0 | 303184.8159 | 0 | 0 | 0 | 0 | 148983.3894 | 0 | 0 | 0 | 0 | 0 | 0 | 0 | -131438.2195 | 0 | 0 | 0 | 0 | 0 | 0
2016-09-22 01:00 | 0 | 0 | 0 | 0 | 249809.1377 | 18433.2534 | 548664 | 0 | 0 | 0 | 884982.9672 | 0 | 0 | 0 | 0 | 0 | 0 | 0 | 0 | 0 | 0 | 303183.6032 | 0 | 0 | 0 | 0 | -148983.3894 | 0 | 0 | 0 | 0 | 0 | 0 | 0 | -131438.2195 | 0 | 0 | 0 | 0 | 0 | 0
2016-09-22 02:00 | 0 | 0 | 0 | 0 | 630829.4291 | 0 | 516374 | 0 | 0 | 0 | 868000.1768 | 0 | 0 | 0 | 0 | 0 | 0 | 131438.2195 | 0 | 0 | 0 | 303182.3904 | 0 | 0 | 0 | 0 | -16982.7904 | 0 | 0 | 0 | 0 | 0 | 0 | 0 | 131438.2195 | 0 | 0 | 0 | 0 | 0 | 0
2016-09-22 03:00 | 0 | 0 | 0 | 0 | 612426.5355 | 0 | 479292 | 0 | 0 | 0 | 1001134.7123 | 0 | 0 | 0 | 0 | 0 | 0 | 131438.2195 | 0 | 0 | 0 | 303181.1777 | 0 | 0 | 0 | 0 | 133134.5355 | 0 | 0 | 0 | 0 | 0 | 0 | 0 | 0 | 0 | 0 | 0 | 0 | 0 | 0
2016-09-22 04:00 | 0 | 0 | 0 | 0 | 162880.3911 | 0 | 443302 | 0 | 0 | 0 | 852151.323 | 0 | 0 | 0 | 0 | 0 | 0 | 0 | 0 | 0 | 0 | 303179.965 | 0 | 0 | 0 | 0 | -148983.3894 | 0 | 0 | 0 | 0 | 0 | 0 | 0 | -131438.2195 | 0 | 0 | 0 | 0 | 0 | 0
2016-09-22 05:00 | 0 | 0 | 0 | 0 | 563036.6973 | 0 | 415188 | 0 | 0 | 0 | 868561.8008 | 0 | 0 | 0 | 0 | 0 | 0 | 131438.2195 | 0 | 0 | 0 | 303178.7522 | 0 | 0 | 0 | 0 | 16410.4778 | 0 | 0 | 0 | 0 | 0 | 0 | 0 | 131438.2195 | 0 | 0 | 0 | 0 | 0 | 0
2016-09-22 06:00 | 0 | 0 | 0 | 0 | 377620.8301 | 0 | 395166 | 0 | 0 | 0 | 719578.4114 | 0 | 0 | 0 | 0 | 0 | 0 | 262876.439 | 0 | 0 | 0 | 303177.5395 | 0 | 0 | 0 | 0 | -148983.3894 | 0 | 0 | 0 | 0 | 0 | 0 | 0 | 131438.2195 | 0 | 0 | 0 | 0 | 0 | 0
2016-09-22 07:00 | 0 | 0 | 0 | 0 | 512966.1034 | 0 | 382311 | 0 | 0 | 0 | 718795.2953 | 0 | 0 | 0 | 0 | 0 | 0 | 394314.6585 | 0 | 0 | 0 | 303176.3268 | 0 | 0 | 0 | 0 | -783.1161 | 0 | 0 | 0 | 0 | 0 | 0 | 0 | 131438.2195 | 0 | 0 | 0 | 0 | 0 | 0
2016-09-22 08:00 | 0 | 0 | 0 | 0 | 97129.3911 | 0 | 377551 | 0 | 0 | 0 | 569811.906 | 0 | 0 | 0 | 0 | 0 | 0 | 262876.439 | 0 | 0 | 0 | 303175.1141 | 0 | 0 | 0 | 0 | -148983.3894 | 0 | 0 | 0 | 0 | 0 | 0 | 0 | -131438.2195 | 0 | 0 | 0 | 0 | 0 | 0
2016-09-22 09:00 | 0 | 0 | 0 | 0 | 459911.7494 | 0 | 385422 | 0 | 0 | 0 | 512863.4359 | 0 | 0 | 0 | 0 | 0 | 0 | 394314.6585 | 0 | 0 | 0 | 303173.9014 | 0 | 0 | 0 | 0 | -56948.4701 | 0 | 0 | 0 | 0 | 0 | 0 | 0 | 131438.2195 | 0 | 0 | 0 | 0 | 0 | 0
2016-09-22 10:00 | 0 | 0 | 0 | 0 | 421176.3858 | 0 | 410280 | 0 | 0 | 0 | 590140.2755 | 0 | 0 | 0 | 0 | 0 | 0 | 327934.2046 | 0 | 0 | 0 | 303172.6887 | 0 | 0 | 0 | 0 | 77276.8397 | 0 | 0 | 0 | 0 | 0 | 0 | 0 | -66380.4539 | 0 | 0 | 0 | 0 | 0 | 0
2016-09-22 11:00 | 0 | 0 | 0 | 0 | 152995.3911 | 0 | 433417 | 0 | 0 | 0 | 441156.8862 | 0 | 0 | 0 | 0 | 0 | 0 | 196495.9851 | 0 | 0 | 0 | 303171.476 | 0 | 0 | 0 | 0 | -148983.3894 | 0 | 0 | 0 | 0 | 0 | 0 | 0 | -131438.2195 | 0 | 0 | 0 | 0 | 0 | 0
2016-09-22 12:00 | 0 | 0 | 0 | 0 | 366974.0645 | 0 | 449577 | 0 | 0 | 0 | 292173.4968 | 0 | 0 | 0 | 0 | 0 | 0 | 262876.439 | 0 | 0 | 0 | 303170.2633 | 0 | 0 | 0 | 0 | -148983.3894 | 0 | 0 | 0 | 0 | 0 | 0 | 0 | 66380.4539 | 0 | 0 | 0 | 0 | 0 | 0
2016-09-22 13:00 | 0 | 0 | 0 | 0 | 270976.6325 | 70798.9298 | 469504 | 0 | 0 | 0 | 295883.2786 | 0 | 0 | 0 | 0 | 0 | 0 | 131438.2195 | 0 | 0 | 0 | 303169.0507 | 0 | 0 | 0 | 0 | 3709.7818 | 0 | 0 | 0 | 0 | 0 | 0 | 0 | -131438.2195 | 0 | 0 | 0 | 0 | 0 | 0
2016-09-22 14:00 | 0 | 0 | 0 | 0 | 128245.1774 | 382062.9925 | 492763 | 0 | 0 | 0 | 444866.668 | 0 | 0 | 0 | 0 | 0 | 0 | 0 | 0 | 0 | 0 | 303167.838 | 0 | 0 | 0 | 0 | 148983.3894 | 0 | 0 | 0 | 0 | 0 | 0 | 0 | -131438.2195 | 0 | 0 | 0 | 0 | 0 | 0
2016-09-22 15:00 | 0 | 0 | 0 | 0 | 0 | 617801.9742 | 517230 | 0 | 0 | 0 | 545438.6422 | 0 | 0 | 0 | 0 | 0 | 0 | 0 | 0 | 0 | 0 | 303166.6253 | 0 | 0 | 0 | 0 | 100571.9742 | 0 | 0 | 0 | 0 | 0 | 0 | 0 | 0 | 0 | 0 | 0 | 0 | 0 | 0
2016-09-22 16:00 | 0 | 0 | 0 | 0 | 0 | 682079.5629 | 540813 | 0 | 0 | 0 | 555266.9856 | 0 | 0 | 0 | 0 | 0 | 0 | 131438.2195 | 0 | 0 | 0 | 303165.4127 | 0 | 0 | 0 | 0 | 9828.3434 | 0 | 0 | 0 | 0 | 0 | 0 | 0 | 131438.2195 | 0 | 0 | 0 | 0 | 0 | 0
2016-09-22 17:00 | 0 | 0 | 0 | 0 | 0 | 689373.1505 | 562153 | 0 | 0 | 0 | 704250.375 | 0 | 0 | 0 | 0 | 0 | 0 | 109674.9807 | 0 | 0 | 0 | 303164.2 | 0 | 0 | 0 | 0 | 148983.3894 | 0 | 0 | 0 | 0 | 0 | 0 | 0 | -21763.2388 | 0 | 0 | 0 | 0 | 0 | 0
2016-09-22 18:00 | 0 | 0 | 0 | 0 | 0 | 682510.6345 | 578833 | 0 | 0 | 0 | 676489.7899 | 0 | 0 | 0 | 0 | 0 | 0 | 241113.2002 | 0 | 0 | 0 | 303162.9873 | 0 | 0 | 0 | 0 | -27760.585 | 0 | 0 | 0 | 0 | 0 | 0 | 0 | 131438.2195 | 0 | 0 | 0 | 0 | 0 | 0
2016-09-22 19:00 | 0 | 0 | 0 | 0 | 0 | 673310.2937 | 591220 | 0 | 0 | 0 | 825473.1793 | 0 | 0 | 0 | 0 | 0 | 0 | 174220.1045 | 0 | 0 | 0 | 303161.7747 | 0 | 0 | 0 | 0 | 148983.3894 | 0 | 0 | 0 | 0 | 0 | 0 | 0 | -66893.0957 | 0 | 0 | 0 | 0 | 0 | 0
2016-09-22 20:00 | 0 | 0 | 0 | 0 | 0 | 672302.463 | 599241 | 0 | 0 | 0 | 974456.5687 | 0 | 0 | 0 | 0 | 0 | 0 | 98298.1782 | 0 | 0 | 0 | 303160.562 | 0 | 0 | 0 | 0 | 148983.3894 | 0 | 0 | 0 | 0 | 0 | 0 | 0 | -75921.9263 | 0 | 0 | 0 | 0 | 0 | 0
2016-09-22 21:00 | 0 | 0 | 0 | 0 | 0 | 662846.1261 | 599315 | 0 | 0 | 0 | 906549.4752 | 0 | 0 | 0 | 0 | 0 | 0 | 229736.3977 | 0 | 0 | 0 | 303159.3494 | 0 | 0 | 0 | 0 | -67907.0935 | 0 | 0 | 0 | 0 | 0 | 0 | 0 | 131438.2195 | 0 | 0 | 0 | 0 | 0 | 0
2016-09-22 22:00 | 0 | 0 | 0 | 0 | 0 | 630905.9696 | 586693 | 0 | 0 | 0 | 1055532.8646 | 0 | 0 | 0 | 0 | 0 | 0 | 124965.9779 | 0 | 0 | 0 | 303158.1368 | 0 | 0 | 0 | 0 | 148983.3894 | 0 | 0 | 0 | 0 | 0 | 0 | 0 | -104770.4198 | 0 | 0 | 0 | 0 | 0 | 0
2016-09-22 23:00 | 0 | 0 | 0 | 0 | 335569.2132 | 518976.3957 | 574124 | 0 | 0 | 0 | 1204516.254 | 0 | 0 | 0 | 0 | 0 | 0 | 256404.1974 | 0 | 0 | 0 | 303156.9241 | 0 | 0 | 0 | 0 | 148983.3894 | 0 | 0 | 0 | 0 | 0 | 0 | 0 | 131438.2195 | 0 | 0 | 0 | 0 | 0 | 0
2016-09-23 | 0 | 0 | 0 | 0 | 33182.2834 | 256343.3493 | 563475 | 0 | 0 | 0 | 1055532.8646 | 0 | 0 | 0 | 0 | 0 | 0 | 131438.2195 | 0 | 0 | 0 | 303155.7115 | 0 | 0 | 0 | 0 | -148983.3894 | 0 | 0 | 0 | 0 | 0 | 0 | 0 | -124965.9779 | 0 | 0 | 0 | 0 | 0 | 0
2016-09-23 01:00 | 0 | 0 | 0 | 0 | 662929.2685 | 18716.2963 | 540989 | 0 | 0 | 0 | 1064751.2099 | 0 | 0 | 0 | 0 | 0 | 0 | 262876.439 | 0 | 0 | 0 | 303154.4989 | 0 | 0 | 0 | 0 | 9218.3453 | 0 | 0 | 0 | 0 | 0 | 0 | 0 | 131438.2195 | 0 | 0 | 0 | 0 | 0 | 0
2016-09-23 02:00 | 0 | 0 | 0 | 0 | 230169.3911 | 0 | 510591 | 0 | 0 | 0 | 915767.8205 | 0 | 0 | 0 | 0 | 0 | 0 | 131438.2195 | 0 | 0 | 0 | 303153.2863 | 0 | 0 | 0 | 0 | -148983.3894 | 0 | 0 | 0 | 0 | 0 | 0 | 0 | -131438.2195 | 0 | 0 | 0 | 0 | 0 | 0
2016-09-23 03:00 | 0 | 0 | 0 | 0 | 646520.3725 | 0 | 474484 | 0 | 0 | 0 | 956365.9735 | 0 | 0 | 0 | 0 | 0 | 0 | 262876.439 | 0 | 0 | 0 | 303152.0736 | 0 | 0 | 0 | 0 | 40598.1529 | 0 | 0 | 0 | 0 | 0 | 0 | 0 | 131438.2195 | 0 | 0 | 0 | 0 | 0 | 0
2016-09-23 04:00 | 0 | 0 | 0 | 0 | 160077.3911 | 0 | 440499 | 0 | 0 | 0 | 807382.5841 | 0 | 0 | 0 | 0 | 0 | 0 | 131438.2195 | 0 | 0 | 0 | 303150.861 | 0 | 0 | 0 | 0 | -148983.3894 | 0 | 0 | 0 | 0 | 0 | 0 | 0 | -131438.2195 | 0 | 0 | 0 | 0 | 0 | 0
2016-09-23 05:00 | 0 | 0 | 0 | 0 | 131276.3911 | 0 | 411698 | 0 | 0 | 0 | 658399.1947 | 0 | 0 | 0 | 0 | 0 | 0 | 0 | 0 | 0 | 0 | 303149.6484 | 0 | 0 | 0 | 0 | -148983.3894 | 0 | 0 | 0 | 0 | 0 | 0 | 0 | -131438.2195 | 0 | 0 | 0 | 0 | 0 | 0
2016-09-23 06:00 | 0 | 0 | 0 | 0 | 570982.24 | 0 | 392249 | 0 | 0 | 0 | 705694.2152 | 0 | 0 | 0 | 0 | 0 | 0 | 131438.2195 | 0 | 0 | 0 | 303148.4358 | 0 | 0 | 0 | 0 | 47295.0205 | 0 | 0 | 0 | 0 | 0 | 0 | 0 | 131438.2195 | 0 | 0 | 0 | 0 | 0 | 0
2016-09-23 07:00 | 0 | 0 | 0 | 0 | 99952.3911 | 0 | 380374 | 0 | 0 | 0 | 556710.8258 | 0 | 0 | 0 | 0 | 0 | 0 | 0 | 0 | 0 | 0 | 303147.2232 | 0 | 0 | 0 | 0 | -148983.3894 | 0 | 0 | 0 | 0 | 0 | 0 | 0 | -131438.2195 | 0 | 0 | 0 | 0 | 0 | 0
2016-09-23 08:00 | 0 | 0 | 0 | 0 | 529610.1977 | 0 | 376076 | 0 | 0 | 0 | 578806.8041 | 0 | 0 | 0 | 0 | 0 | 0 | 131438.2195 | 0 | 0 | 0 | 303146.0106 | 0 | 0 | 0 | 0 | 22095.9782 | 0 | 0 | 0 | 0 | 0 | 0 | 0 | 131438.2195 | 0 | 0 | 0 | 0 | 0 | 0
2016-09-23 09:00 | 0 | 0 | 0 | 0 | 510457.1615 | 0 | 382748 | 0 | 0 | 0 | 575077.746 | 0 | 0 | 0 | 0 | 0 | 0 | 262876.439 | 0 | 0 | 0 | 303144.7981 | 0 | 0 | 0 | 0 | -3729.0581 | 0 | 0 | 0 | 0 | 0 | 0 | 0 | 131438.2195 | 0 | 0 | 0 | 0 | 0 | 0
2016-09-23 10:00 | 0 | 0 | 0 | 0 | 125747.3911 | 0 | 406169 | 0 | 0 | 0 | 426094.3566 | 0 | 0 | 0 | 0 | 0 | 0 | 131438.2195 | 0 | 0 | 0 | 303143.5855 | 0 | 0 | 0 | 0 | -148983.3894 | 0 | 0 | 0 | 0 | 0 | 0 | 0 | -131438.2195 | 0 | 0 | 0 | 0 | 0 | 0
2016-09-23 11:00 | 0 | 0 | 0 | 0 | 487006.8218 | 0 | 429086 | 0 | 0 | 0 | 352576.959 | 0 | 0 | 0 | 0 | 0 | 0 | 262876.439 | 0 | 0 | 0 | 303142.3729 | 0 | 0 | 0 | 0 | -73517.3977 | 0 | 0 | 0 | 0 | 0 | 0 | 0 | 131438.2195 | 0 | 0 | 0 | 0 | 0 | 0
2016-09-23 12:00 | 0 | 0 | 0 | 0 | 165210.3911 | 0 | 445632 | 0 | 0 | 0 | 203593.5696 | 0 | 0 | 0 | 0 | 0 | 0 | 131438.2195 | 0 | 0 | 0 | 303141.1603 | 0 | 0 | 0 | 0 | -148983.3894 | 0 | 0 | 0 | 0 | 0 | 0 | 0 | -131438.2195 | 0 | 0 | 0 | 0 | 0 | 0
2016-09-23 13:00 | 0 | 0 | 0 | 0 | 363844.2771 | 68264.7718 | 468144 | 0 | 0 | 0 | 167558.6185 | 0 | 0 | 0 | 0 | 0 | 0 | 131438.2195 | 0 | 0 | 0 | 303139.9478 | 0 | 0 | 0 | 0 | -36034.9511 | 0 | 0 | 0 | 0 | 0 | 0 | 0 | 0 | 0 | 0 | 0 | 0 | 0 | 0
2016-09-23 14:00 | 0 | 0 | 0 | 0 | 0 | 420952.268 | 491424 | 0 | 0 | 0 | 228525.106 | 0 | 0 | 0 | 0 | 0 | 0 | 0 | 0 | 0 | 0 | 303138.7352 | 0 | 0 | 0 | 0 | 60966.4875 | 0 | 0 | 0 | 0 | 0 | 0 | 0 | -131438.2195 | 0 | 0 | 0 | 0 | 0 | 0
2016-09-23 15:00 | 0 | 0 | 0 | 0 | 0 | 643782.7467 | 515169 | 0 | 0 | 0 | 357138.8527 | 0 | 0 | 0 | 0 | 0 | 0 | 0 | 0 | 0 | 0 | 303137.5227 | 0 | 0 | 0 | 0 | 128613.7467 | 0 | 0 | 0 | 0 | 0 | 0 | 0 | 0 | 0 | 0 | 0 | 0 | 0 | 0
2016-09-23 16:00 | 0 | 0 | 0 | 0 | 89383.9864 | 727708.6225 | 536671 | 0 | 0 | 0 | 506122.242 | 0 | 0 | 0 | 0 | 0 | 0 | 131438.2195 | 0 | 0 | 0 | 303136.3101 | 0 | 0 | 0 | 0 | 148983.3894 | 0 | 0 | 0 | 0 | 0 | 0 | 0 | 131438.2195 | 0 | 0 | 0 | 0 | 0 | 0
2016-09-23 17:00 | 0 | 0 | 0 | 0 | 0 | 729213.3692 | 556404 | 0 | 0 | 0 | 655105.6314 | 0 | 0 | 0 | 0 | 0 | 0 | 155264.1993 | 0 | 0 | 0 | 303135.0976 | 0 | 0 | 0 | 0 | 148983.3894 | 0 | 0 | 0 | 0 | 0 | 0 | 0 | 23825.9798 | 0 | 0 | 0 | 0 | 0 | 0
2016-09-23 18:00 | 0 | 0 | 0 | 0 | 0 | 719269.1679 | 571875 | 0 | 0 | 0 | 804089.0208 | 0 | 0 | 0 | 0 | 0 | 0 | 153674.9779 | 0 | 0 | 0 | 303133.885 | 0 | 0 | 0 | 0 | 148983.3894 | 0 | 0 | 0 | 0 | 0 | 0 | 0 | -1589.2215 | 0 | 0 | 0 | 0 | 0 | 0
2016-09-23 19:00 | 0 | 0 | 0 | 0 | 0 | 712209.2023 | 582063 | 0 | 0 | 0 | 953072.4101 | 0 | 0 | 0 | 0 | 0 | 0 | 134837.7908 | 0 | 0 | 0 | 303132.6725 | 0 | 0 | 0 | 0 | 148983.3894 | 0 | 0 | 0 | 0 | 0 | 0 | 0 | -18837.1871 | 0 | 0 | 0 | 0 | 0 | 0
2016-09-23 20:00 | 0 | 0 | 0 | 0 | 150916.2916 | 717737.3173 | 588232 | 0 | 0 | 0 | 1102055.7995 | 0 | 0 | 0 | 0 | 0 | 0 | 266276.0103 | 0 | 0 | 0 | 303131.46 | 0 | 0 | 0 | 0 | 148983.3894 | 0 | 0 | 0 | 0 | 0 | 0 | 0 | 131438.2195 | 0 | 0 | 0 | 0 | 0 | 0
2016-09-23 21:00 | 0 | 0 | 0 | 0 | 0 | 717754.1683 | 586369 | 0 | 0 | 0 | 1102002.7483 | 0 | 0 | 0 | 0 | 0 | 0 | 397714.2298 | 0 | 0 | 0 | 303130.2474 | 0 | 0 | 0 | 0 | -53.0512 | 0 | 0 | 0 | 0 | 0 | 0 | 0 | 131438.2195 | 0 | 0 | 0 | 0 | 0 | 0
2016-09-23 22:00 | 0 | 0 | 0 | 0 | 0 | 679805.1991 | 572867 | 0 | 0 | 0 | 1250986.1377 | 0 | 0 | 0 | 0 | 0 | 0 | 355669.0395 | 0 | 0 | 0 | 303129.0349 | 0 | 0 | 0 | 0 | 148983.3894 | 0 | 0 | 0 | 0 | 0 | 0 | 0 | -42045.1903 | 0 | 0 | 0 | 0 | 0 | 0
2016-09-23 23:00 | 0 | 0 | 0 | 0 | 0 | 545916.5886 | 556402 | 0 | 0 | 0 | 1371938.9458 | 0 | 0 | 0 | 0 | 0 | 0 | 224230.82 | 0 | 0 | 0 | 303127.8224 | 0 | 0 | 0 | 0 | 120952.8081 | 0 | 0 | 0 | 0 | 0 | 0 | 0 | -131438.2195 | 0 | 0 | 0 | 0 | 0 | 0
2016-09-24 | 0 | 0 | 0 | 0 | 254514.7603 | 269701.0699 | 541761 | 0 | 0 | 0 | 1222955.5564 | 0 | 0 | 0 | 0 | 0 | 0 | 355669.0395 | 0 | 0 | 0 | 303126.6099 | 0 | 0 | 0 | 0 | -148983.3894 | 0 | 0 | 0 | 0 | 0 | 0 | 0 | 131438.2195 | 0 | 0 | 0 | 0 | 0 | 0
2016-09-24 01:00 | 0 | 0 | 0 | 0 | 225803.9469 | 14264.4443 | 520490 | 0 | 0 | 0 | 1073972.1671 | 0 | 0 | 0 | 0 | 0 | 0 | 224230.82 | 0 | 0 | 0 | 303125.3974 | 0 | 0 | 0 | 0 | -148983.3894 | 0 | 0 | 0 | 0 | 0 | 0 | 0 | -131438.2195 | 0 | 0 | 0 | 0 | 0 | 0
2016-09-24 02:00 | 0 | 0 | 0 | 0 | 215444.3911 | 0 | 495866 | 0 | 0 | 0 | 924988.7777 | 0 | 0 | 0 | 0 | 0 | 0 | 92792.6005 | 0 | 0 | 0 | 303124.1849 | 0 | 0 | 0 | 0 | -148983.3894 | 0 | 0 | 0 | 0 | 0 | 0 | 0 | -131438.2195 | 0 | 0 | 0 | 0 | 0 | 0
2016-09-24 03:00 | 0 | 0 | 0 | 0 | 746024.6089 | 0 | 465603 | 0 | 0 | 0 | 1073972.1671 | 0 | 0 | 0 | 0 | 0 | 0 | 224230.82 | 0 | 0 | 0 | 303122.9724 | 0 | 0 | 0 | 0 | 148983.3894 | 0 | 0 | 0 | 0 | 0 | 0 | 0 | 131438.2195 | 0 | 0 | 0 | 0 | 0 | 0
2016-09-24 04:00 | 0 | 0 | 0 | 0 | 155415.3911 | 0 | 435837 | 0 | 0 | 0 | 924988.7777 | 0 | 0 | 0 | 0 | 0 | 0 | 92792.6005 | 0 | 0 | 0 | 303121.7599 | 0 | 0 | 0 | 0 | -148983.3894 | 0 | 0 | 0 | 0 | 0 | 0 | 0 | -131438.2195 | 0 | 0 | 0 | 0 | 0 | 0
2016-09-24 05:00 | 0 | 0 | 0 | 0 | 393231.8301 | 0 | 410777 | 0 | 0 | 0 | 776005.3883 | 0 | 0 | 0 | 0 | 0 | 0 | 224230.82 | 0 | 0 | 0 | 303120.5474 | 0 | 0 | 0 | 0 | -148983.3894 | 0 | 0 | 0 | 0 | 0 | 0 | 0 | 131438.2195 | 0 | 0 | 0 | 0 | 0 | 0
2016-09-24 06:00 | 0 | 0 | 0 | 0 | 110458.3911 | 0 | 390880 | 0 | 0 | 0 | 627021.999 | 0 | 0 | 0 | 0 | 0 | 0 | 92792.6005 | 0 | 0 | 0 | 303119.3349 | 0 | 0 | 0 | 0 | -148983.3894 | 0 | 0 | 0 | 0 | 0 | 0 | 0 | -131438.2195 | 0 | 0 | 0 | 0 | 0 | 0
2016-09-24 07:00 | 0 | 0 | 0 | 0 | 359416.8301 | 0 | 376962 | 0 | 0 | 0 | 478038.6096 | 0 | 0 | 0 | 0 | 0 | 0 | 224230.82 | 0 | 0 | 0 | 303118.1224 | 0 | 0 | 0 | 0 | -148983.3894 | 0 | 0 | 0 | 0 | 0 | 0 | 0 | 131438.2195 | 0 | 0 | 0 | 0 | 0 | 0
2016-09-24 08:00 | 0 | 0 | 0 | 0 | 386499.1699 | 0 | 368954 | 0 | 0 | 0 | 627021.999 | 0 | 0 | 0 | 0 | 0 | 0 | 92792.6005 | 0 | 0 | 0 | 303116.91 | 0 | 0 | 0 | 0 | 148983.3894 | 0 | 0 | 0 | 0 | 0 | 0 | 0 | -131438.2195 | 0 | 0 | 0 | 0 | 0 | 0
2016-09-24 09:00 | 0 | 0 | 0 | 0 | 125474.0102 | 0 | 367250 | 0 | 0 | 0 | 478038.6096 | 0 | 0 | 0 | 0 | 0 | 0 | 0 | 0 | 0 | 0 | 303115.6975 | 0 | 0 | 0 | 0 | -148983.3894 | 0 | 0 | 0 | 0 | 0 | 0 | 0 | -92792.6005 | 0 | 0 | 0 | 0 | 0 | 0
2016-09-24 10:00 | 0 | 0 | 0 | 0 | 354927.8301 | 0 | 372473 | 0 | 0 | 0 | 329055.2202 | 0 | 0 | 0 | 0 | 0 | 0 | 131438.2195 | 0 | 0 | 0 | 303114.485 | 0 | 0 | 0 | 0 | -148983.3894 | 0 | 0 | 0 | 0 | 0 | 0 | 0 | 131438.2195 | 0 | 0 | 0 | 0 | 0 | 0
2016-09-24 11:00 | 0 | 0 | 0 | 0 | 100315.3911 | 0 | 380737 | 0 | 0 | 0 | 180071.8308 | 0 | 0 | 0 | 0 | 0 | 0 | 0 | 0 | 0 | 0 | 303113.2726 | 0 | 0 | 0 | 0 | -148983.3894 | 0 | 0 | 0 | 0 | 0 | 0 | 0 | -131438.2195 | 0 | 0 | 0 | 0 | 0 | 0
2016-09-24 12:00 | 0 | 0 | 0 | 0 | 522369.1021 | 0 | 396108 | 0 | 0 | 0 | 306332.933 | 0 | 0 | 0 | 0 | 0 | 0 | 0 | 0 | 0 | 0 | 303112.0601 | 0 | 0 | 0 | 0 | 126261.1021 | 0 | 0 | 0 | 0 | 0 | 0 | 0 | 0 | 0 | 0 | 0 | 0 | 0 | 0
2016-09-24 13:00 | 0 | 0 | 0 | 0 | 222910.1103 | 47418.5004 | 419312 | 0 | 0 | 0 | 157349.5436 | 0 | 0 | 0 | 0 | 0 | 0 | 0 | 0 | 0 | 0 | 303110.8477 | 0 | 0 | 0 | 0 | -148983.3894 | 0 | 0 | 0 | 0 | 0 | 0 | 0 | 0 | 0 | 0 | 0 | 0 | 0 | 0
2016-09-24 14:00 | 0 | 0 | 0 | 0 | 187217.1783 | 406851.211 | 445085 | 0 | 0 | 0 | 306332.933 | 0 | 0 | 0 | 0 | 0 | 0 | 0 | 0 | 0 | 0 | 303109.6352 | 0 | 0 | 0 | 0 | 148983.3894 | 0 | 0 | 0 | 0 | 0 | 0 | 0 | 0 | 0 | 0 | 0 | 0 | 0 | 0
2016-09-24 15:00 | 0 | 0 | 0 | 0 | 0 | 677108.7325 | 469931 | 0 | 0 | 0 | 455316.3224 | 0 | 0 | 0 | 0 | 0 | 0 | 58194.3432 | 0 | 0 | 0 | 303108.4228 | 0 | 0 | 0 | 0 | 148983.3894 | 0 | 0 | 0 | 0 | 0 | 0 | 0 | 58194.3432 | 0 | 0 | 0 | 0 | 0 | 0
2016-09-24 16:00 | 0 | 0 | 0 | 0 | 0 | 732681.6223 | 490873 | 0 | 0 | 0 | 604299.7117 | 0 | 0 | 0 | 0 | 0 | 0 | 151019.5761 | 0 | 0 | 0 | 303107.2104 | 0 | 0 | 0 | 0 | 148983.3894 | 0 | 0 | 0 | 0 | 0 | 0 | 0 | 92825.2329 | 0 | 0 | 0 | 0 | 0 | 0
2016-09-24 17:00 | 0 | 0 | 0 | 0 | 0 | 731769.1592 | 506967 | 0 | 0 | 0 | 753283.1011 | 0 | 0 | 0 | 0 | 0 | 0 | 226838.3459 | 0 | 0 | 0 | 303105.9979 | 0 | 0 | 0 | 0 | 148983.3894 | 0 | 0 | 0 | 0 | 0 | 0 | 0 | 75818.7698 | 0 | 0 | 0 | 0 | 0 | 0
2016-09-24 18:00 | 0 | 0 | 0 | 0 | 0 | 717581.8941 | 518027 | 0 | 0 | 0 | 902266.4905 | 0 | 0 | 0 | 0 | 0 | 0 | 277409.8506 | 0 | 0 | 0 | 303104.7855 | 0 | 0 | 0 | 0 | 148983.3894 | 0 | 0 | 0 | 0 | 0 | 0 | 0 | 50571.5047 | 0 | 0 | 0 | 0 | 0 | 0
2016-09-24 19:00 | 0 | 0 | 0 | 0 | 0 | 707740.8605 | 526151 | 0 | 0 | 0 | 1051249.8798 | 0 | 0 | 0 | 0 | 0 | 0 | 310016.3217 | 0 | 0 | 0 | 303103.5731 | 0 | 0 | 0 | 0 | 148983.3894 | 0 | 0 | 0 | 0 | 0 | 0 | 0 | 32606.4711 | 0 | 0 | 0 | 0 | 0 | 0
2016-09-24 20:00 | 0 | 0 | 0 | 0 | 0 | 710008.5661 | 531570 | 0 | 0 | 0 | 1200233.2692 | 0 | 0 | 0 | 0 | 0 | 0 | 339471.4984 | 0 | 0 | 0 | 303102.3607 | 0 | 0 | 0 | 0 | 148983.3894 | 0 | 0 | 0 | 0 | 0 | 0 | 0 | 29455.1767 | 0 | 0 | 0 | 0 | 0 | 0
2016-09-24 21:00 | 0 | 0 | 0 | 0 | 0 | 705184.4152 | 531513 | 0 | 0 | 0 | 1349216.6586 | 0 | 0 | 0 | 0 | 0 | 0 | 364159.5242 | 0 | 0 | 0 | 303101.1483 | 0 | 0 | 0 | 0 | 148983.3894 | 0 | 0 | 0 | 0 | 0 | 0 | 0 | 24688.0258 | 0 | 0 | 0 | 0 | 0 | 0
2016-09-24 22:00 | 0 | 0 | 0 | 0 | 0 | 680233.6916 | 524247 | 0 | 0 | 0 | 1498200.0479 | 0 | 0 | 0 | 0 | 0 | 0 | 371162.8265 | 0 | 0 | 0 | 303099.9359 | 0 | 0 | 0 | 0 | 148983.3894 | 0 | 0 | 0 | 0 | 0 | 0 | 0 | 7003.3022 | 0 | 0 | 0 | 0 | 0 | 0
2016-09-24 23:00 | 0 | 0 | 0 | 0 | 0 | 579329.8358 | 514988 | 0 | 0 | 0 | 1647183.4373 | 0 | 0 | 0 | 0 | 0 | 0 | 286521.2729 | 0 | 0 | 0 | 303098.7235 | 0 | 0 | 0 | 0 | 148983.3894 | 0 | 0 | 0 | 0 | 0 | 0 | 0 | -84641.5535 | 0 | 0 | 0 | 0 | 0 | 0
2016-09-25 | 0 | 0 | 0 | 0 | 0 | 291979.3227 | 507029 | 0 | 0 | 0 | 1563571.9795 | 0 | 0 | 0 | 0 | 0 | 0 | 155083.0534 | 0 | 0 | 0 | 303097.5111 | 0 | 0 | 0 | 0 | -83611.4578 | 0 | 0 | 0 | 0 | 0 | 0 | 0 | -131438.2195 | 0 | 0 | 0 | 0 | 0 | 0
2016-09-25 01:00 | 0 | 0 | 0 | 0 | 186139.0335 | 21689.3576 | 488250 | 0 | 0 | 0 | 1414588.5902 | 0 | 0 | 0 | 0 | 0 | 0 | 23644.8339 | 0 | 0 | 0 | 303096.2987 | 0 | 0 | 0 | 0 | -148983.3894 | 0 | 0 | 0 | 0 | 0 | 0 | 0 | -131438.2195 | 0 | 0 | 0 | 0 | 0 | 0
2016-09-25 02:00 | 0 | 0 | 0 | 0 | 447711.8301 | 0 | 465257 | 0 | 0 | 0 | 1265605.2008 | 0 | 0 | 0 | 0 | 0 | 0 | 155083.0534 | 0 | 0 | 0 | 303095.0863 | 0 | 0 | 0 | 0 | -148983.3894 | 0 | 0 | 0 | 0 | 0 | 0 | 0 | 131438.2195 | 0 | 0 | 0 | 0 | 0 | 0
2016-09-25 03:00 | 0 | 0 | 0 | 0 | 157978.3911 | 0 | 438400 | 0 | 0 | 0 | 1116621.8114 | 0 | 0 | 0 | 0 | 0 | 0 | 23644.8339 | 0 | 0 | 0 | 303093.8739 | 0 | 0 | 0 | 0 | -148983.3894 | 0 | 0 | 0 | 0 | 0 | 0 | 0 | -131438.2195 | 0 | 0 | 0 | 0 | 0 | 0
2016-09-25 04:00 | 0 | 0 | 0 | 0 | 608882.2319 | 0 | 412771 | 0 | 0 | 0 | 1181294.8238 | 0 | 0 | 0 | 0 | 0 | 0 | 155083.0534 | 0 | 0 | 0 | 303092.6615 | 0 | 0 | 0 | 0 | 64673.0124 | 0 | 0 | 0 | 0 | 0 | 0 | 0 | 131438.2195 | 0 | 0 | 0 | 0 | 0 | 0
2016-09-25 05:00 | 0 | 0 | 0 | 0 | 109289.3911 | 0 | 389711 | 0 | 0 | 0 | 1032311.4344 | 0 | 0 | 0 | 0 | 0 | 0 | 23644.8339 | 0 | 0 | 0 | 303091.4492 | 0 | 0 | 0 | 0 | -148983.3894 | 0 | 0 | 0 | 0 | 0 | 0 | 0 | -131438.2195 | 0 | 0 | 0 | 0 | 0 | 0
2016-09-25 06:00 | 0 | 0 | 0 | 0 | 354333.8301 | 0 | 371879 | 0 | 0 | 0 | 883328.045 | 0 | 0 | 0 | 0 | 0 | 0 | 155083.0534 | 0 | 0 | 0 | 303090.2368 | 0 | 0 | 0 | 0 | -148983.3894 | 0 | 0 | 0 | 0 | 0 | 0 | 0 | 131438.2195 | 0 | 0 | 0 | 0 | 0 | 0
2016-09-25 07:00 | 0 | 0 | 0 | 0 | 78654.3911 | 0 | 359076 | 0 | 0 | 0 | 734344.6557 | 0 | 0 | 0 | 0 | 0 | 0 | 23644.8339 | 0 | 0 | 0 | 303089.0244 | 0 | 0 | 0 | 0 | -148983.3894 | 0 | 0 | 0 | 0 | 0 | 0 | 0 | -131438.2195 | 0 | 0 | 0 | 0 | 0 | 0
2016-09-25 08:00 | 0 | 0 | 0 | 0 | 580343.5926 | 0 | 351230 | 0 | 0 | 0 | 832020.0288 | 0 | 0 | 0 | 0 | 0 | 0 | 155083.0534 | 0 | 0 | 0 | 303087.8121 | 0 | 0 | 0 | 0 | 97675.3731 | 0 | 0 | 0 | 0 | 0 | 0 | 0 | 131438.2195 | 0 | 0 | 0 | 0 | 0 | 0
2016-09-25 09:00 | 0 | 0 | 0 | 0 | 67520.3911 | 0 | 347942 | 0 | 0 | 0 | 683036.6394 | 0 | 0 | 0 | 0 | 0 | 0 | 23644.8339 | 0 | 0 | 0 | 303086.5997 | 0 | 0 | 0 | 0 | -148983.3894 | 0 | 0 | 0 | 0 | 0 | 0 | 0 | -131438.2195 | 0 | 0 | 0 | 0 | 0 | 0
2016-09-25 10:00 | 0 | 0 | 0 | 0 | 176875.7767 | 0 | 349504 | 0 | 0 | 0 | 534053.25 | 0 | 0 | 0 | 0 | 0 | 0 | 0 | 0 | 0 | 0 | 303085.3874 | 0 | 0 | 0 | 0 | -148983.3894 | 0 | 0 | 0 | 0 | 0 | 0 | 0 | -23644.8339 | 0 | 0 | 0 | 0 | 0 | 0
2016-09-25 11:00 | 0 | 0 | 0 | 0 | 337556.8301 | 0 | 355102 | 0 | 0 | 0 | 385069.8606 | 0 | 0 | 0 | 0 | 0 | 0 | 131438.2195 | 0 | 0 | 0 | 303084.175 | 0 | 0 | 0 | 0 | -148983.3894 | 0 | 0 | 0 | 0 | 0 | 0 | 0 | 131438.2195 | 0 | 0 | 0 | 0 | 0 | 0
2016-09-25 12:00 | 0 | 0 | 0 | 0 | 87281.3911 | 0 | 367703 | 0 | 0 | 0 | 236086.4713 | 0 | 0 | 0 | 0 | 0 | 0 | 0 | 0 | 0 | 0 | 303082.9627 | 0 | 0 | 0 | 0 | -148983.3894 | 0 | 0 | 0 | 0 | 0 | 0 | 0 | -131438.2195 | 0 | 0 | 0 | 0 | 0 | 0
2016-09-25 13:00 | 0 | 0 | 0 | 0 | 498150.7422 | 40461.6472 | 389629 | 0 | 0 | 0 | 385069.8606 | 0 | 0 | 0 | 0 | 0 | 0 | 0 | 0 | 0 | 0 | 303081.7504 | 0 | 0 | 0 | 0 | 148983.3894 | 0 | 0 | 0 | 0 | 0 | 0 | 0 | 0 | 0 | 0 | 0 | 0 | 0 | 0
2016-09-25 14:00 | 0 | 0 | 0 | 0 | 153719.1747 | 406299.2147 | 411035 | 0 | 0 | 0 | 534053.25 | 0 | 0 | 0 | 0 | 0 | 0 | 0 | 0 | 0 | 0 | 303080.538 | 0 | 0 | 0 | 0 | 148983.3894 | 0 | 0 | 0 | 0 | 0 | 0 | 0 | 0 | 0 | 0 | 0 | 0 | 0 | 0
2016-09-25 15:00 | 0 | 0 | 0 | 0 | 0 | 693088.358 | 433297 | 0 | 0 | 0 | 683036.6394 | 0 | 0 | 0 | 0 | 0 | 0 | 110807.9686 | 0 | 0 | 0 | 303079.3257 | 0 | 0 | 0 | 0 | 148983.3894 | 0 | 0 | 0 | 0 | 0 | 0 | 0 | 110807.9686 | 0 | 0 | 0 | 0 | 0 | 0
2016-09-25 16:00 | 0 | 0 | 0 | 0 | 0 | 725981.5806 | 455494 | 0 | 0 | 0 | 822086.0005 | 0 | 0 | 0 | 0 | 0 | 0 | 242246.1881 | 0 | 0 | 0 | 303078.1134 | 0 | 0 | 0 | 0 | 139049.3611 | 0 | 0 | 0 | 0 | 0 | 0 | 0 | 131438.2195 | 0 | 0 | 0 | 0 | 0 | 0
2016-09-25 17:00 | 0 | 0 | 0 | 0 | 0 | 717253.5382 | 474452 | 0 | 0 | 0 | 971069.3899 | 0 | 0 | 0 | 0 | 0 | 0 | 336064.3369 | 0 | 0 | 0 | 303076.9011 | 0 | 0 | 0 | 0 | 148983.3894 | 0 | 0 | 0 | 0 | 0 | 0 | 0 | 93818.1488 | 0 | 0 | 0 | 0 | 0 | 0
2016-09-25 18:00 | 0 | 0 | 0 | 0 | 0 | 702087.3496 | 489324 | 0 | 0 | 0 | 1120052.7792 | 0 | 0 | 0 | 0 | 0 | 0 | 399844.2972 | 0 | 0 | 0 | 303075.6888 | 0 | 0 | 0 | 0 | 148983.3894 | 0 | 0 | 0 | 0 | 0 | 0 | 0 | 63779.9602 | 0 | 0 | 0 | 0 | 0 | 0
2016-09-25 19:00 | 0 | 0 | 0 | 0 | 0 | 685764.2169 | 499479 | 0 | 0 | 0 | 1229382.703 | 0 | 0 | 0 | 0 | 0 | 0 | 476799.5903 | 0 | 0 | 0 | 303074.4765 | 0 | 0 | 0 | 0 | 109329.9238 | 0 | 0 | 0 | 0 | 0 | 0 | 0 | 76955.2931 | 0 | 0 | 0 | 0 | 0 | 0
2016-09-25 20:00 | 0 | 0 | 0 | 0 | 0 | 682422.5885 | 506893 | 0 | 0 | 0 | 1378366.0924 | 0 | 0 | 0 | 0 | 0 | 0 | 503345.7894 | 0 | 0 | 0 | 303073.2642 | 0 | 0 | 0 | 0 | 148983.3894 | 0 | 0 | 0 | 0 | 0 | 0 | 0 | 26546.1991 | 0 | 0 | 0 | 0 | 0 | 0
2016-09-25 21:00 | 0 | 0 | 0 | 0 | 0 | 671571.3269 | 512205 | 0 | 0 | 0 | 1527349.4818 | 0 | 0 | 0 | 0 | 0 | 0 | 513728.7269 | 0 | 0 | 0 | 303072.0519 | 0 | 0 | 0 | 0 | 148983.3894 | 0 | 0 | 0 | 0 | 0 | 0 | 0 | 10382.9375 | 0 | 0 | 0 | 0 | 0 | 0
2016-09-25 22:00 | 0 | 0 | 0 | 0 | 0 | 639918.0586 | 510048 | 0 | 0 | 0 | 1676332.8711 | 0 | 0 | 0 | 0 | 0 | 0 | 494615.3962 | 0 | 0 | 0 | 303070.8396 | 0 | 0 | 0 | 0 | 148983.3894 | 0 | 0 | 0 | 0 | 0 | 0 | 0 | -19113.3307 | 0 | 0 | 0 | 0 | 0 | 0
2016-09-25 23:00 | 0 | 0 | 0 | 0 | 0 | 515952.6965 | 508980 | 0 | 0 | 0 | 1664192.2369 | 0 | 0 | 0 | 0 | 0 | 0 | 513728.7269 | 0 | 0 | 0 | 303069.6273 | 0 | 0 | 0 | 0 | -12140.6342 | 0 | 0 | 0 | 0 | 0 | 0 | 0 | 19113.3307 | 0 | 0 | 0 | 0 | 0 | 0
2016-09-26 | 0 | 0 | 0 | 0 | 0 | 268725.4706 | 507252 | 0 | 0 | 0 | 1557103.927 | 0 | 0 | 0 | 0 | 0 | 0 | 382290.5074 | 0 | 0 | 0 | 303068.415 | 0 | 0 | 0 | 0 | -107088.3099 | 0 | 0 | 0 | 0 | 0 | 0 | 0 | -131438.2195 | 0 | 0 | 0 | 0 | 0 | 0
2016-09-26 01:00 | 0 | 0 | 0 | 0 | 197327.8983 | 11129.4928 | 488879 | 0 | 0 | 0 | 1408120.5376 | 0 | 0 | 0 | 0 | 0 | 0 | 250852.2879 | 0 | 0 | 0 | 303067.2028 | 0 | 0 | 0 | 0 | -148983.3894 | 0 | 0 | 0 | 0 | 0 | 0 | 0 | -131438.2195 | 0 | 0 | 0 | 0 | 0 | 0
2016-09-26 02:00 | 0 | 0 | 0 | 0 | 183116.3911 | 0 | 463538 | 0 | 0 | 0 | 1259137.1482 | 0 | 0 | 0 | 0 | 0 | 0 | 119414.0684 | 0 | 0 | 0 | 303065.9905 | 0 | 0 | 0 | 0 | -148983.3894 | 0 | 0 | 0 | 0 | 0 | 0 | 0 | -131438.2195 | 0 | 0 | 0 | 0 | 0 | 0
2016-09-26 03:00 | 0 | 0 | 0 | 0 | 681531.9836 | 0 | 432734 | 0 | 0 | 0 | 1376496.9123 | 0 | 0 | 0 | 0 | 0 | 0 | 250852.2879 | 0 | 0 | 0 | 303064.7782 | 0 | 0 | 0 | 0 | 117359.7641 | 0 | 0 | 0 | 0 | 0 | 0 | 0 | 131438.2195 | 0 | 0 | 0 | 0 | 0 | 0
2016-09-26 04:00 | 0 | 0 | 0 | 0 | 136506.5422 | 0 | 404904 | 0 | 0 | 0 | 1227513.523 | 0 | 0 | 0 | 0 | 0 | 0 | 131438.2195 | 0 | 0 | 0 | 303063.566 | 0 | 0 | 0 | 0 | -148983.3894 | 0 | 0 | 0 | 0 | 0 | 0 | 0 | -119414.0684 | 0 | 0 | 0 | 0 | 0 | 0
2016-09-26 05:00 | 0 | 0 | 0 | 0 | 364382.8301 | 0 | 381928 | 0 | 0 | 0 | 1078530.1336 | 0 | 0 | 0 | 0 | 0 | 0 | 262876.439 | 0 | 0 | 0 | 303062.3537 | 0 | 0 | 0 | 0 | -148983.3894 | 0 | 0 | 0 | 0 | 0 | 0 | 0 | 131438.2195 | 0 | 0 | 0 | 0 | 0 | 0
2016-09-26 06:00 | 0 | 0 | 0 | 0 | 84691.3911 | 0 | 365113 | 0 | 0 | 0 | 929546.7442 | 0 | 0 | 0 | 0 | 0 | 0 | 131438.2195 | 0 | 0 | 0 | 303061.1415 | 0 | 0 | 0 | 0 | -148983.3894 | 0 | 0 | 0 | 0 | 0 | 0 | 0 | -131438.2195 | 0 | 0 | 0 | 0 | 0 | 0
2016-09-26 07:00 | 0 | 0 | 0 | 0 | 373473.1699 | 0 | 355928 | 0 | 0 | 0 | 1078530.1336 | 0 | 0 | 0 | 0 | 0 | 0 | 0 | 0 | 0 | 0 | 303059.9292 | 0 | 0 | 0 | 0 | 148983.3894 | 0 | 0 | 0 | 0 | 0 | 0 | 0 | -131438.2195 | 0 | 0 | 0 | 0 | 0 | 0
2016-09-26 08:00 | 0 | 0 | 0 | 0 | 336729.8301 | 0 | 354275 | 0 | 0 | 0 | 929546.7442 | 0 | 0 | 0 | 0 | 0 | 0 | 131438.2195 | 0 | 0 | 0 | 303058.717 | 0 | 0 | 0 | 0 | -148983.3894 | 0 | 0 | 0 | 0 | 0 | 0 | 0 | 131438.2195 | 0 | 0 | 0 | 0 | 0 | 0
2016-09-26 09:00 | 0 | 0 | 0 | 0 | 83860.3911 | 0 | 364282 | 0 | 0 | 0 | 780563.3549 | 0 | 0 | 0 | 0 | 0 | 0 | 0 | 0 | 0 | 0 | 303057.5048 | 0 | 0 | 0 | 0 | -148983.3894 | 0 | 0 | 0 | 0 | 0 | 0 | 0 | -131438.2195 | 0 | 0 | 0 | 0 | 0 | 0
2016-09-26 10:00 | 0 | 0 | 0 | 0 | 632877.0383 | 0 | 388057 | 0 | 0 | 0 | 893945.1736 | 0 | 0 | 0 | 0 | 0 | 0 | 131438.2195 | 0 | 0 | 0 | 303056.2925 | 0 | 0 | 0 | 0 | 113381.8188 | 0 | 0 | 0 | 0 | 0 | 0 | 0 | 131438.2195 | 0 | 0 | 0 | 0 | 0 | 0
2016-09-26 11:00 | 0 | 0 | 0 | 0 | 132048.3911 | 0 | 412470 | 0 | 0 | 0 | 744961.7843 | 0 | 0 | 0 | 0 | 0 | 0 | 0 | 0 | 0 | 0 | 303055.0803 | 0 | 0 | 0 | 0 | -148983.3894 | 0 | 0 | 0 | 0 | 0 | 0 | 0 | -131438.2195 | 0 | 0 | 0 | 0 | 0 | 0
2016-09-26 12:00 | 0 | 0 | 0 | 0 | 409648.8301 | 0 | 427194 | 0 | 0 | 0 | 595978.3949 | 0 | 0 | 0 | 0 | 0 | 0 | 131438.2195 | 0 | 0 | 0 | 303053.8681 | 0 | 0 | 0 | 0 | -148983.3894 | 0 | 0 | 0 | 0 | 0 | 0 | 0 | 131438.2195 | 0 | 0 | 0 | 0 | 0 | 0
2016-09-26 13:00 | 0 | 0 | 0 | 0 | 120214.5985 | 41161.7927 | 441798 | 0 | 0 | 0 | 446995.0055 | 0 | 0 | 0 | 0 | 0 | 0 | 0 | 0 | 0 | 0 | 303052.6559 | 0 | 0 | 0 | 0 | -148983.3894 | 0 | 0 | 0 | 0 | 0 | 0 | 0 | -131438.2195 | 0 | 0 | 0 | 0 | 0 | 0
2016-09-26 14:00 | 0 | 0 | 0 | 0 | 243801.8211 | 362893.5682 | 457712 | 0 | 0 | 0 | 595978.3949 | 0 | 0 | 0 | 0 | 0 | 0 | 0 | 0 | 0 | 0 | 303051.4437 | 0 | 0 | 0 | 0 | 148983.3894 | 0 | 0 | 0 | 0 | 0 | 0 | 0 | 0 | 0 | 0 | 0 | 0 | 0 | 0
2016-09-26 15:00 | 0 | 0 | 0 | 0 | 0 | 636951.9013 | 473022 | 0 | 0 | 0 | 744961.7843 | 0 | 0 | 0 | 0 | 0 | 0 | 14946.5119 | 0 | 0 | 0 | 303050.2314 | 0 | 0 | 0 | 0 | 148983.3894 | 0 | 0 | 0 | 0 | 0 | 0 | 0 | 14946.5119 | 0 | 0 | 0 | 0 | 0 | 0
2016-09-26 16:00 | 0 | 0 | 0 | 0 | 0 | 683706.5007 | 486534 | 0 | 0 | 0 | 810696.0655 | 0 | 0 | 0 | 0 | 0 | 0 | 146384.7315 | 0 | 0 | 0 | 303049.0192 | 0 | 0 | 0 | 0 | 65734.2812 | 0 | 0 | 0 | 0 | 0 | 0 | 0 | 131438.2195 | 0 | 0 | 0 | 0 | 0 | 0
2016-09-26 17:00 | 0 | 0 | 0 | 0 | 0 | 684245.5052 | 498321 | 0 | 0 | 0 | 959679.4549 | 0 | 0 | 0 | 0 | 0 | 0 | 183325.8473 | 0 | 0 | 0 | 303047.8071 | 0 | 0 | 0 | 0 | 148983.3894 | 0 | 0 | 0 | 0 | 0 | 0 | 0 | 36941.1159 | 0 | 0 | 0 | 0 | 0 | 0
2016-09-26 18:00 | 0 | 0 | 0 | 0 | 114914.4031 | 672032.2057 | 506525 | 0 | 0 | 0 | 1108662.8442 | 0 | 0 | 0 | 0 | 0 | 0 | 314764.0668 | 0 | 0 | 0 | 303046.5949 | 0 | 0 | 0 | 0 | 148983.3894 | 0 | 0 | 0 | 0 | 0 | 0 | 0 | 131438.2195 | 0 | 0 | 0 | 0 | 0 | 0
2016-09-26 19:00 | 0 | 0 | 0 | 0 | 0 | 657431.1454 | 511847 | 0 | 0 | 0 | 1122808.7702 | 0 | 0 | 0 | 0 | 0 | 0 | 446202.2863 | 0 | 0 | 0 | 303045.3827 | 0 | 0 | 0 | 0 | 14145.9259 | 0 | 0 | 0 | 0 | 0 | 0 | 0 | 131438.2195 | 0 | 0 | 0 | 0 | 0 | 0
2016-09-26 20:00 | 0 | 0 | 0 | 0 | 0 | 652092.6797 | 516288 | 0 | 0 | 0 | 1271792.1595 | 0 | 0 | 0 | 0 | 0 | 0 | 433023.5767 | 0 | 0 | 0 | 303044.1705 | 0 | 0 | 0 | 0 | 148983.3894 | 0 | 0 | 0 | 0 | 0 | 0 | 0 | -13178.7096 | 0 | 0 | 0 | 0 | 0 | 0
2016-09-26 21:00 | 0 | 0 | 0 | 0 | 0 | 639417.4236 | 516610 | 0 | 0 | 0 | 1420775.5489 | 0 | 0 | 0 | 0 | 0 | 0 | 406847.6109 | 0 | 0 | 0 | 303042.9583 | 0 | 0 | 0 | 0 | 148983.3894 | 0 | 0 | 0 | 0 | 0 | 0 | 0 | -26175.9658 | 0 | 0 | 0 | 0 | 0 | 0
2016-09-26 22:00 | 0 | 0 | 0 | 0 | 0 | 608632.0299 | 513497 | 0 | 0 | 0 | 1569758.9383 | 0 | 0 | 0 | 0 | 0 | 0 | 352999.2515 | 0 | 0 | 0 | 303041.7461 | 0 | 0 | 0 | 0 | 148983.3894 | 0 | 0 | 0 | 0 | 0 | 0 | 0 | -53848.3594 | 0 | 0 | 0 | 0 | 0 | 0
2016-09-26 23:00 | 0 | 0 | 0 | 0 | 0 | 492850.0482 | 512918 | 0 | 0 | 0 | 1420775.5489 | 0 | 0 | 0 | 0 | 0 | 0 | 481914.6891 | 0 | 0 | 0 | 303040.534 | 0 | 0 | 0 | 0 | -148983.3894 | 0 | 0 | 0 | 0 | 0 | 0 | 0 | 128915.4376 | 0 | 0 | 0 | 0 | 0 | 0
2016-09-27 | 0 | 0 | 0 | 0 | 0 | 235084.4947 | 510195 | 0 | 0 | 0 | 1277103.2631 | 0 | 0 | 0 | 0 | 0 | 0 | 350476.4696 | 0 | 0 | 0 | 303039.3218 | 0 | 0 | 0 | 0 | -143672.2858 | 0 | 0 | 0 | 0 | 0 | 0 | 0 | -131438.2195 | 0 | 0 | 0 | 0 | 0 | 0
2016-09-27 01:00 | 0 | 0 | 0 | 0 | 452624.8468 | 12064.4595 | 488881 | 0 | 0 | 0 | 1340511.5999 | 0 | 0 | 0 | 0 | 0 | 0 | 262876.439 | 0 | 0 | 0 | 303038.1097 | 0 | 0 | 0 | 0 | 63408.3368 | 0 | 0 | 0 | 0 | 0 | 0 | 0 | -87600.0306 | 0 | 0 | 0 | 0 | 0 | 0
2016-09-27 02:00 | 0 | 0 | 0 | 0 | 439297.5528 | 0 | 462918 | 0 | 0 | 0 | 1448329.3722 | 0 | 0 | 0 | 0 | 0 | 0 | 131438.2195 | 0 | 0 | 0 | 303036.8975 | 0 | 0 | 0 | 0 | 107817.7723 | 0 | 0 | 0 | 0 | 0 | 0 | 0 | -131438.2195 | 0 | 0 | 0 | 0 | 0 | 0
2016-09-27 03:00 | 0 | 0 | 0 | 0 | 153416.3911 | 0 | 433838 | 0 | 0 | 0 | 1299345.9828 | 0 | 0 | 0 | 0 | 0 | 0 | 0 | 0 | 0 | 0 | 303035.6854 | 0 | 0 | 0 | 0 | -148983.3894 | 0 | 0 | 0 | 0 | 0 | 0 | 0 | -131438.2195 | 0 | 0 | 0 | 0 | 0 | 0
2016-09-27 04:00 | 0 | 0 | 0 | 0 | 441785.4586 | 0 | 403286 | 0 | 0 | 0 | 1206407.2219 | 0 | 0 | 0 | 0 | 0 | 0 | 131438.2195 | 0 | 0 | 0 | 303034.4732 | 0 | 0 | 0 | 0 | -92938.7609 | 0 | 0 | 0 | 0 | 0 | 0 | 0 | 131438.2195 | 0 | 0 | 0 | 0 | 0 | 0
2016-09-27 05:00 | 0 | 0 | 0 | 0 | 100125.3911 | 0 | 380547 | 0 | 0 | 0 | 1057423.8326 | 0 | 0 | 0 | 0 | 0 | 0 | 0 | 0 | 0 | 0 | 303033.2611 | 0 | 0 | 0 | 0 | -148983.3894 | 0 | 0 | 0 | 0 | 0 | 0 | 0 | -131438.2195 | 0 | 0 | 0 | 0 | 0 | 0
2016-09-27 06:00 | 0 | 0 | 0 | 0 | 481997.6423 | 0 | 364245 | 0 | 0 | 0 | 1043738.2553 | 0 | 0 | 0 | 0 | 0 | 0 | 131438.2195 | 0 | 0 | 0 | 303032.0489 | 0 | 0 | 0 | 0 | -13685.5772 | 0 | 0 | 0 | 0 | 0 | 0 | 0 | 131438.2195 | 0 | 0 | 0 | 0 | 0 | 0
2016-09-27 07:00 | 0 | 0 | 0 | 0 | 73765.3911 | 0 | 354187 | 0 | 0 | 0 | 894754.866 | 0 | 0 | 0 | 0 | 0 | 0 | 0 | 0 | 0 | 0 | 303030.8368 | 0 | 0 | 0 | 0 | -148983.3894 | 0 | 0 | 0 | 0 | 0 | 0 | 0 | -131438.2195 | 0 | 0 | 0 | 0 | 0 | 0
2016-09-27 08:00 | 0 | 0 | 0 | 0 | 202630.6106 | 0 | 351614 | 0 | 0 | 0 | 745771.4766 | 0 | 0 | 0 | 0 | 0 | 0 | 0 | 0 | 0 | 0 | 303029.6247 | 0 | 0 | 0 | 0 | -148983.3894 | 0 | 0 | 0 | 0 | 0 | 0 | 0 | 0 | 0 | 0 | 0 | 0 | 0 | 0
2016-09-27 09:00 | 0 | 0 | 0 | 0 | 523431.6282 | 0 | 360380 | 0 | 0 | 0 | 777384.8853 | 0 | 0 | 0 | 0 | 0 | 0 | 131438.2195 | 0 | 0 | 0 | 303028.4126 | 0 | 0 | 0 | 0 | 31613.4087 | 0 | 0 | 0 | 0 | 0 | 0 | 0 | 131438.2195 | 0 | 0 | 0 | 0 | 0 | 0
2016-09-27 10:00 | 0 | 0 | 0 | 0 | 103957.3911 | 0 | 384379 | 0 | 0 | 0 | 628401.4959 | 0 | 0 | 0 | 0 | 0 | 0 | 0 | 0 | 0 | 0 | 303027.2005 | 0 | 0 | 0 | 0 | -148983.3894 | 0 | 0 | 0 | 0 | 0 | 0 | 0 | -131438.2195 | 0 | 0 | 0 | 0 | 0 | 0
2016-09-27 11:00 | 0 | 0 | 0 | 0 | 543620.9666 | 0 | 408124 | 0 | 0 | 0 | 632460.243 | 0 | 0 | 0 | 0 | 0 | 0 | 131438.2195 | 0 | 0 | 0 | 303025.9884 | 0 | 0 | 0 | 0 | 4058.7471 | 0 | 0 | 0 | 0 | 0 | 0 | 0 | 131438.2195 | 0 | 0 | 0 | 0 | 0 | 0
2016-09-27 12:00 | 0 | 0 | 0 | 0 | 141109.3911 | 0 | 421531 | 0 | 0 | 0 | 483476.8537 | 0 | 0 | 0 | 0 | 0 | 0 | 0 | 0 | 0 | 0 | 303024.7762 | 0 | 0 | 0 | 0 | -148983.3894 | 0 | 0 | 0 | 0 | 0 | 0 | 0 | -131438.2195 | 0 | 0 | 0 | 0 | 0 | 0
2016-09-27 13:00 | 0 | 0 | 0 | 0 | 359945.7197 | 39967.1493 | 436094 | 0 | 0 | 0 | 447295.7227 | 0 | 0 | 0 | 0 | 0 | 0 | 0 | 0 | 0 | 0 | 303023.5641 | 0 | 0 | 0 | 0 | -36181.131 | 0 | 0 | 0 | 0 | 0 | 0 | 0 | 0 | 0 | 0 | 0 | 0 | 0 | 0
2016-09-27 14:00 | 0 | 0 | 0 | 0 | 0 | 400815.3121 | 449971 | 0 | 0 | 0 | 398140.0348 | 0 | 0 | 0 | 0 | 0 | 0 | 0 | 0 | 0 | 0 | 303022.3521 | 0 | 0 | 0 | 0 | -49155.6879 | 0 | 0 | 0 | 0 | 0 | 0 | 0 | 0 | 0 | 0 | 0 | 0 | 0 | 0
2016-09-27 15:00 | 0 | 0 | 0 | 0 | 0 | 678380.782 | 464478 | 0 | 0 | 0 | 547123.4242 | 0 | 0 | 0 | 0 | 0 | 0 | 64919.3927 | 0 | 0 | 0 | 303021.14 | 0 | 0 | 0 | 0 | 148983.3894 | 0 | 0 | 0 | 0 | 0 | 0 | 0 | 64919.3927 | 0 | 0 | 0 | 0 | 0 | 0
2016-09-27 16:00 | 0 | 0 | 0 | 0 | 31295.5725 | 727239.0364 | 478113 | 0 | 0 | 0 | 696106.8136 | 0 | 0 | 0 | 0 | 0 | 0 | 196357.6122 | 0 | 0 | 0 | 303019.9279 | 0 | 0 | 0 | 0 | 148983.3894 | 0 | 0 | 0 | 0 | 0 | 0 | 0 | 131438.2195 | 0 | 0 | 0 | 0 | 0 | 0
2016-09-27 17:00 | 0 | 0 | 0 | 0 | 0 | 722451.0036 | 490862 | 0 | 0 | 0 | 845090.2029 | 0 | 0 | 0 | 0 | 0 | 0 | 278963.2264 | 0 | 0 | 0 | 303018.7158 | 0 | 0 | 0 | 0 | 148983.3894 | 0 | 0 | 0 | 0 | 0 | 0 | 0 | 82605.6142 | 0 | 0 | 0 | 0 | 0 | 0
2016-09-27 18:00 | 0 | 0 | 0 | 0 | 0 | 707082.161 | 502725 | 0 | 0 | 0 | 994073.5923 | 0 | 0 | 0 | 0 | 0 | 0 | 334336.9981 | 0 | 0 | 0 | 303017.5037 | 0 | 0 | 0 | 0 | 148983.3894 | 0 | 0 | 0 | 0 | 0 | 0 | 0 | 55373.7716 | 0 | 0 | 0 | 0 | 0 | 0
2016-09-27 19:00 | 0 | 0 | 0 | 0 | 0 | 694347.997 | 511919 | 0 | 0 | 0 | 1143056.9817 | 0 | 0 | 0 | 0 | 0 | 0 | 367782.6057 | 0 | 0 | 0 | 303016.2917 | 0 | 0 | 0 | 0 | 148983.3894 | 0 | 0 | 0 | 0 | 0 | 0 | 0 | 33445.6076 | 0 | 0 | 0 | 0 | 0 | 0
2016-09-27 20:00 | 0 | 0 | 0 | 0 | 0 | 693069.3494 | 518483 | 0 | 0 | 0 | 1292040.371 | 0 | 0 | 0 | 0 | 0 | 0 | 393385.5657 | 0 | 0 | 0 | 303015.0796 | 0 | 0 | 0 | 0 | 148983.3894 | 0 | 0 | 0 | 0 | 0 | 0 | 0 | 25602.9601 | 0 | 0 | 0 | 0 | 0 | 0
2016-09-27 21:00 | 0 | 0 | 0 | 0 | 0 | 686514.8275 | 520523 | 0 | 0 | 0 | 1337689.0373 | 0 | 0 | 0 | 0 | 0 | 0 | 513728.7269 | 0 | 0 | 0 | 303013.8675 | 0 | 0 | 0 | 0 | 45648.6663 | 0 | 0 | 0 | 0 | 0 | 0 | 0 | 120343.1612 | 0 | 0 | 0 | 0 | 0 | 0
2016-09-27 22:00 | 0 | 0 | 0 | 0 | 0 | 649146.8664 | 516150 | 0 | 0 | 0 | 1486672.4267 | 0 | 0 | 0 | 0 | 0 | 0 | 497742.2039 | 0 | 0 | 0 | 303012.6555 | 0 | 0 | 0 | 0 | 148983.3894 | 0 | 0 | 0 | 0 | 0 | 0 | 0 | -15986.523 | 0 | 0 | 0 | 0 | 0 | 0
2016-09-27 23:00 | 0 | 0 | 0 | 0 | 0 | 519596.4297 | 514287 | 0 | 0 | 0 | 1475995.3334 | 0 | 0 | 0 | 0 | 0 | 0 | 513728.7269 | 0 | 0 | 0 | 303011.4434 | 0 | 0 | 0 | 0 | -10677.0934 | 0 | 0 | 0 | 0 | 0 | 0 | 0 | 15986.523 | 0 | 0 | 0 | 0 | 0 | 0
2016-09-28 | 0 | 0 | 0 | 0 | 384.9454 | 228546.4457 | 509353 | 0 | 0 | 0 | 1327011.944 | 0 | 0 | 0 | 0 | 0 | 0 | 382290.5074 | 0 | 0 | 0 | 303010.2314 | 0 | 0 | 0 | 0 | -148983.3894 | 0 | 0 | 0 | 0 | 0 | 0 | 0 | -131438.2195 | 0 | 0 | 0 | 0 | 0 | 0
2016-09-28 01:00 | 0 | 0 | 0 | 0 | 416006.0845 | 9564.7052 | 490346 | 0 | 0 | 0 | 1393674.9532 | 0 | 0 | 0 | 0 | 0 | 0 | 250852.2879 | 0 | 0 | 0 | 303009.0193 | 0 | 0 | 0 | 0 | 66663.0092 | 0 | 0 | 0 | 0 | 0 | 0 | 0 | -131438.2195 | 0 | 0 | 0 | 0 | 0 | 0
2016-09-28 02:00 | 0 | 0 | 0 | 0 | 454693.559 | 0 | 462860 | 0 | 0 | 0 | 1254070.2927 | 0 | 0 | 0 | 0 | 0 | 0 | 382290.5074 | 0 | 0 | 0 | 303007.8073 | 0 | 0 | 0 | 0 | -139604.6605 | 0 | 0 | 0 | 0 | 0 | 0 | 0 | 131438.2195 | 0 | 0 | 0 | 0 | 0 | 0
2016-09-28 03:00 | 0 | 0 | 0 | 0 | 149440.3911 | 0 | 429862 | 0 | 0 | 0 | 1105086.9033 | 0 | 0 | 0 | 0 | 0 | 0 | 250852.2879 | 0 | 0 | 0 | 303006.5953 | 0 | 0 | 0 | 0 | -148983.3894 | 0 | 0 | 0 | 0 | 0 | 0 | 0 | -131438.2195 | 0 | 0 | 0 | 0 | 0 | 0
2016-09-28 04:00 | 0 | 0 | 0 | 0 | 466601.428 | 0 | 400207 | 0 | 0 | 0 | 1040043.1119 | 0 | 0 | 0 | 0 | 0 | 0 | 382290.5074 | 0 | 0 | 0 | 303005.3832 | 0 | 0 | 0 | 0 | -65043.7915 | 0 | 0 | 0 | 0 | 0 | 0 | 0 | 131438.2195 | 0 | 0 | 0 | 0 | 0 | 0
2016-09-28 05:00 | 0 | 0 | 0 | 0 | 96879.3911 | 0 | 377301 | 0 | 0 | 0 | 891059.7225 | 0 | 0 | 0 | 0 | 0 | 0 | 250852.2879 | 0 | 0 | 0 | 303004.1712 | 0 | 0 | 0 | 0 | -148983.3894 | 0 | 0 | 0 | 0 | 0 | 0 | 0 | -131438.2195 | 0 | 0 | 0 | 0 | 0 | 0
2016-09-28 06:00 | 0 | 0 | 0 | 0 | 456872.6762 | 0 | 361628 | 0 | 0 | 0 | 1040043.1119 | 0 | 0 | 0 | 0 | 0 | 0 | 197113.5748 | 0 | 0 | 0 | 303002.9592 | 0 | 0 | 0 | 0 | 148983.3894 | 0 | 0 | 0 | 0 | 0 | 0 | 0 | -53738.7132 | 0 | 0 | 0 | 0 | 0 | 0
2016-09-28 07:00 | 0 | 0 | 0 | 0 | 70713.3911 | 0 | 351135 | 0 | 0 | 0 | 891059.7225 | 0 | 0 | 0 | 0 | 0 | 0 | 65675.3552 | 0 | 0 | 0 | 303001.7472 | 0 | 0 | 0 | 0 | -148983.3894 | 0 | 0 | 0 | 0 | 0 | 0 | 0 | -131438.2195 | 0 | 0 | 0 | 0 | 0 | 0
2016-09-28 08:00 | 0 | 0 | 0 | 0 | 460999.7354 | 0 | 348448 | 0 | 0 | 0 | 872173.2383 | 0 | 0 | 0 | 0 | 0 | 0 | 197113.5748 | 0 | 0 | 0 | 303000.5352 | 0 | 0 | 0 | 0 | -18886.4842 | 0 | 0 | 0 | 0 | 0 | 0 | 0 | 131438.2195 | 0 | 0 | 0 | 0 | 0 | 0
2016-09-28 09:00 | 0 | 0 | 0 | 0 | 374778.1699 | 0 | 357233 | 0 | 0 | 0 | 1021156.6277 | 0 | 0 | 0 | 0 | 0 | 0 | 65675.3552 | 0 | 0 | 0 | 302999.3232 | 0 | 0 | 0 | 0 | 148983.3894 | 0 | 0 | 0 | 0 | 0 | 0 | 0 | -131438.2195 | 0 | 0 | 0 | 0 | 0 | 0
2016-09-28 10:00 | 0 | 0 | 0 | 0 | 420681.6385 | 0 | 380412 | 0 | 0 | 0 | 929988.0467 | 0 | 0 | 0 | 0 | 0 | 0 | 197113.5748 | 0 | 0 | 0 | 302998.1112 | 0 | 0 | 0 | 0 | -91168.581 | 0 | 0 | 0 | 0 | 0 | 0 | 0 | 131438.2195 | 0 | 0 | 0 | 0 | 0 | 0
2016-09-28 11:00 | 0 | 0 | 0 | 0 | 123951.3911 | 0 | 404373 | 0 | 0 | 0 | 781004.6573 | 0 | 0 | 0 | 0 | 0 | 0 | 65675.3552 | 0 | 0 | 0 | 302996.8992 | 0 | 0 | 0 | 0 | -148983.3894 | 0 | 0 | 0 | 0 | 0 | 0 | 0 | -131438.2195 | 0 | 0 | 0 | 0 | 0 | 0
2016-09-28 12:00 | 0 | 0 | 0 | 0 | 371411.3673 | 0 | 417225 | 0 | 0 | 0 | 669428.1603 | 0 | 0 | 0 | 0 | 0 | 0 | 131438.2195 | 0 | 0 | 0 | 302995.6872 | 0 | 0 | 0 | 0 | -111576.497 | 0 | 0 | 0 | 0 | 0 | 0 | 0 | 65762.8643 | 0 | 0 | 0 | 0 | 0 | 0
2016-09-28 13:00 | 0 | 0 | 0 | 0 | 106807.0276 | 46023.3636 | 433252 | 0 | 0 | 0 | 520444.7709 | 0 | 0 | 0 | 0 | 0 | 0 | 0 | 0 | 0 | 0 | 302994.4752 | 0 | 0 | 0 | 0 | -148983.3894 | 0 | 0 | 0 | 0 | 0 | 0 | 0 | -131438.2195 | 0 | 0 | 0 | 0 | 0 | 0
2016-09-28 14:00 | 0 | 0 | 0 | 0 | 0 | 389170.6034 | 448706 | 0 | 0 | 0 | 460909.3743 | 0 | 0 | 0 | 0 | 0 | 0 | 0 | 0 | 0 | 0 | 302993.2632 | 0 | 0 | 0 | 0 | -59535.3966 | 0 | 0 | 0 | 0 | 0 | 0 | 0 | 0 | 0 | 0 | 0 | 0 | 0 | 0
2016-09-28 15:00 | 0 | 0 | 0 | 0 | 0 | 653163.5429 | 463538 | 0 | 0 | 0 | 609892.7637 | 0 | 0 | 0 | 0 | 0 | 0 | 40642.1535 | 0 | 0 | 0 | 302992.0513 | 0 | 0 | 0 | 0 | 148983.3894 | 0 | 0 | 0 | 0 | 0 | 0 | 0 | 40642.1535 | 0 | 0 | 0 | 0 | 0 | 0
2016-09-28 16:00 | 0 | 0 | 0 | 0 | 48843.1871 | 709661.4218 | 478083 | 0 | 0 | 0 | 758876.153 | 0 | 0 | 0 | 0 | 0 | 0 | 172080.373 | 0 | 0 | 0 | 302990.8393 | 0 | 0 | 0 | 0 | 148983.3894 | 0 | 0 | 0 | 0 | 0 | 0 | 0 | 131438.2195 | 0 | 0 | 0 | 0 | 0 | 0
2016-09-28 17:00 | 0 | 0 | 0 | 0 | 0 | 707421.0165 | 491792 | 0 | 0 | 0 | 843066.9501 | 0 | 0 | 0 | 0 | 0 | 0 | 303518.5925 | 0 | 0 | 0 | 302989.6273 | 0 | 0 | 0 | 0 | 84190.797 | 0 | 0 | 0 | 0 | 0 | 0 | 0 | 131438.2195 | 0 | 0 | 0 | 0 | 0 | 0
2016-09-28 18:00 | 0 | 0 | 0 | 0 | 0 | 689289.9389 | 503207 | 0 | 0 | 0 | 992050.3394 | 0 | 0 | 0 | 0 | 0 | 0 | 340618.142 | 0 | 0 | 0 | 302988.4154 | 0 | 0 | 0 | 0 | 148983.3894 | 0 | 0 | 0 | 0 | 0 | 0 | 0 | 37099.5495 | 0 | 0 | 0 | 0 | 0 | 0
2016-09-28 19:00 | 0 | 0 | 0 | 0 | 0 | 670429.0486 | 513287 | 0 | 0 | 0 | 1141033.7288 | 0 | 0 | 0 | 0 | 0 | 0 | 348776.8013 | 0 | 0 | 0 | 302987.2034 | 0 | 0 | 0 | 0 | 148983.3894 | 0 | 0 | 0 | 0 | 0 | 0 | 0 | 8158.6593 | 0 | 0 | 0 | 0 | 0 | 0
2016-09-28 20:00 | 0 | 0 | 0 | 0 | 0 | 660291.028 | 521245 | 0 | 0 | 0 | 1148641.5372 | 0 | 0 | 0 | 0 | 0 | 0 | 480215.0208 | 0 | 0 | 0 | 302985.9915 | 0 | 0 | 0 | 0 | 7607.8084 | 0 | 0 | 0 | 0 | 0 | 0 | 0 | 131438.2195 | 0 | 0 | 0 | 0 | 0 | 0
2016-09-28 21:00 | 0 | 0 | 0 | 0 | 0 | 634464.2259 | 525594 | 0 | 0 | 0 | 1297624.9266 | 0 | 0 | 0 | 0 | 0 | 0 | 440101.8573 | 0 | 0 | 0 | 302984.7795 | 0 | 0 | 0 | 0 | 148983.3894 | 0 | 0 | 0 | 0 | 0 | 0 | 0 | -40113.1635 | 0 | 0 | 0 | 0 | 0 | 0
2016-09-28 22:00 | 0 | 0 | 0 | 0 | 0 | 571225.6076 | 522849 | 0 | 0 | 0 | 1446608.316 | 0 | 0 | 0 | 0 | 0 | 0 | 339495.0755 | 0 | 0 | 0 | 302983.5676 | 0 | 0 | 0 | 0 | 148983.3894 | 0 | 0 | 0 | 0 | 0 | 0 | 0 | -100606.7818 | 0 | 0 | 0 | 0 | 0 | 0
2016-09-28 23:00 | 0 | 0 | 0 | 0 | 0 | 427099.1862 | 519181 | 0 | 0 | 0 | 1485964.7217 | 0 | 0 | 0 | 0 | 0 | 0 | 208056.856 | 0 | 0 | 0 | 302982.3557 | 0 | 0 | 0 | 0 | 39356.4057 | 0 | 0 | 0 | 0 | 0 | 0 | 0 | -131438.2195 | 0 | 0 | 0 | 0 | 0 | 0
2016-09-29 | 0 | 0 | 0 | 0 | 324375.9957 | 168594.8345 | 510516 | 0 | 0 | 0 | 1336981.3323 | 0 | 0 | 0 | 0 | 0 | 0 | 339495.0755 | 0 | 0 | 0 | 302981.1437 | 0 | 0 | 0 | 0 | -148983.3894 | 0 | 0 | 0 | 0 | 0 | 0 | 0 | 131438.2195 | 0 | 0 | 0 | 0 | 0 | 0
2016-09-29 01:00 | 0 | 0 | 0 | 0 | 202157.9557 | 8196.4354 | 490776 | 0 | 0 | 0 | 1187997.9429 | 0 | 0 | 0 | 0 | 0 | 0 | 208056.856 | 0 | 0 | 0 | 302979.9318 | 0 | 0 | 0 | 0 | -148983.3894 | 0 | 0 | 0 | 0 | 0 | 0 | 0 | -131438.2195 | 0 | 0 | 0 | 0 | 0 | 0
2016-09-29 02:00 | 0 | 0 | 0 | 0 | 634914.1938 | 0 | 463586 | 0 | 0 | 0 | 1304506.5537 | 0 | 0 | 0 | 0 | 0 | 0 | 262876.439 | 0 | 0 | 0 | 302978.7199 | 0 | 0 | 0 | 0 | 116508.6108 | 0 | 0 | 0 | 0 | 0 | 0 | 0 | 54819.583 | 0 | 0 | 0 | 0 | 0 | 0
2016-09-29 03:00 | 0 | 0 | 0 | 0 | 150740.3911 | 0 | 431162 | 0 | 0 | 0 | 1155523.1644 | 0 | 0 | 0 | 0 | 0 | 0 | 131438.2195 | 0 | 0 | 0 | 302977.508 | 0 | 0 | 0 | 0 | -148983.3894 | 0 | 0 | 0 | 0 | 0 | 0 | 0 | -131438.2195 | 0 | 0 | 0 | 0 | 0 | 0
2016-09-29 04:00 | 0 | 0 | 0 | 0 | 121969.3911 | 0 | 402391 | 0 | 0 | 0 | 1006539.775 | 0 | 0 | 0 | 0 | 0 | 0 | 0 | 0 | 0 | 0 | 302976.2961 | 0 | 0 | 0 | 0 | -148983.3894 | 0 | 0 | 0 | 0 | 0 | 0 | 0 | -131438.2195 | 0 | 0 | 0 | 0 | 0 | 0
2016-09-29 05:00 | 0 | 0 | 0 | 0 | 537378.3948 | 0 | 379998 | 0 | 0 | 0 | 1032481.9503 | 0 | 0 | 0 | 0 | 0 | 0 | 131438.2195 | 0 | 0 | 0 | 302975.0842 | 0 | 0 | 0 | 0 | 25942.1753 | 0 | 0 | 0 | 0 | 0 | 0 | 0 | 131438.2195 | 0 | 0 | 0 | 0 | 0 | 0
2016-09-29 06:00 | 0 | 0 | 0 | 0 | 505401.2901 | 0 | 363000 | 0 | 0 | 0 | 1043445.0209 | 0 | 0 | 0 | 0 | 0 | 0 | 262876.439 | 0 | 0 | 0 | 302973.8723 | 0 | 0 | 0 | 0 | 10963.0706 | 0 | 0 | 0 | 0 | 0 | 0 | 0 | 131438.2195 | 0 | 0 | 0 | 0 | 0 | 0
2016-09-29 07:00 | 0 | 0 | 0 | 0 | 71784.3911 | 0 | 352206 | 0 | 0 | 0 | 894461.6315 | 0 | 0 | 0 | 0 | 0 | 0 | 131438.2195 | 0 | 0 | 0 | 302972.6604 | 0 | 0 | 0 | 0 | -148983.3894 | 0 | 0 | 0 | 0 | 0 | 0 | 0 | -131438.2195 | 0 | 0 | 0 | 0 | 0 | 0
2016-09-29 08:00 | 0 | 0 | 0 | 0 | 464346.5451 | 0 | 349223 | 0 | 0 | 0 | 878146.9571 | 0 | 0 | 0 | 0 | 0 | 0 | 262876.439 | 0 | 0 | 0 | 302971.4485 | 0 | 0 | 0 | 0 | -16314.6745 | 0 | 0 | 0 | 0 | 0 | 0 | 0 | 131438.2195 | 0 | 0 | 0 | 0 | 0 | 0
2016-09-29 09:00 | 0 | 0 | 0 | 0 | 77276.3911 | 0 | 357698 | 0 | 0 | 0 | 729163.5677 | 0 | 0 | 0 | 0 | 0 | 0 | 131438.2195 | 0 | 0 | 0 | 302970.2366 | 0 | 0 | 0 | 0 | -148983.3894 | 0 | 0 | 0 | 0 | 0 | 0 | 0 | -131438.2195 | 0 | 0 | 0 | 0 | 0 | 0
2016-09-29 10:00 | 0 | 0 | 0 | 0 | 396791.1158 | 0 | 380829 | 0 | 0 | 0 | 876563.903 | 0 | 0 | 0 | 0 | 0 | 0 | 0 | 0 | 0 | 0 | 302969.0247 | 0 | 0 | 0 | 0 | 147400.3353 | 0 | 0 | 0 | 0 | 0 | 0 | 0 | -131438.2195 | 0 | 0 | 0 | 0 | 0 | 0
2016-09-29 11:00 | 0 | 0 | 0 | 0 | 379977.865 | 0 | 405282 | 0 | 0 | 0 | 727580.5136 | 0 | 0 | 0 | 0 | 0 | 0 | 123679.2543 | 0 | 0 | 0 | 302967.8128 | 0 | 0 | 0 | 0 | -148983.3894 | 0 | 0 | 0 | 0 | 0 | 0 | 0 | 123679.2543 | 0 | 0 | 0 | 0 | 0 | 0
2016-09-29 12:00 | 0 | 0 | 0 | 0 | 357473.0473 | 0 | 418930 | 0 | 0 | 0 | 658364.5958 | 0 | 0 | 0 | 0 | 0 | 0 | 131438.2195 | 0 | 0 | 0 | 302966.601 | 0 | 0 | 0 | 0 | -69215.9178 | 0 | 0 | 0 | 0 | 0 | 0 | 0 | 7758.9652 | 0 | 0 | 0 | 0 | 0 | 0
2016-09-29 13:00 | 0 | 0 | 0 | 0 | 225825.6758 | 42079.3734 | 433174 | 0 | 0 | 0 | 624533.8645 | 0 | 0 | 0 | 0 | 0 | 0 | 0 | 0 | 0 | 0 | 302965.3891 | 0 | 0 | 0 | 0 | -33830.7313 | 0 | 0 | 0 | 0 | 0 | 0 | 0 | -131438.2195 | 0 | 0 | 0 | 0 | 0 | 0
2016-09-29 14:00 | 0 | 0 | 0 | 0 | 0 | 355034.5009 | 446476 | 0 | 0 | 0 | 533092.3654 | 0 | 0 | 0 | 0 | 0 | 0 | 0 | 0 | 0 | 0 | 302964.1772 | 0 | 0 | 0 | 0 | -91441.4991 | 0 | 0 | 0 | 0 | 0 | 0 | 0 | 0 | 0 | 0 | 0 | 0 | 0 | 0
2016-09-29 15:00 | 0 | 0 | 0 | 0 | 0 | 580970.5116 | 457915 | 0 | 0 | 0 | 656147.877 | 0 | 0 | 0 | 0 | 0 | 0 | 0 | 0 | 0 | 0 | 302962.9654 | 0 | 0 | 0 | 0 | 123055.5116 | 0 | 0 | 0 | 0 | 0 | 0 | 0 | 0 | 0 | 0 | 0 | 0 | 0 | 0
2016-09-29 16:00 | 0 | 0 | 0 | 0 | 93108.5135 | 654410.0953 | 467097 | 0 | 0 | 0 | 805131.2664 | 0 | 0 | 0 | 0 | 0 | 0 | 131438.2195 | 0 | 0 | 0 | 302961.7535 | 0 | 0 | 0 | 0 | 148983.3894 | 0 | 0 | 0 | 0 | 0 | 0 | 0 | 131438.2195 | 0 | 0 | 0 | 0 | 0 | 0
2016-09-29 17:00 | 0 | 0 | 0 | 0 | 0 | 653908.7299 | 476837 | 0 | 0 | 0 | 954114.6558 | 0 | 0 | 0 | 0 | 0 | 0 | 159526.5601 | 0 | 0 | 0 | 302960.5417 | 0 | 0 | 0 | 0 | 148983.3894 | 0 | 0 | 0 | 0 | 0 | 0 | 0 | 28088.3406 | 0 | 0 | 0 | 0 | 0 | 0
2016-09-29 18:00 | 0 | 0 | 0 | 0 | 0 | 626904.9508 | 484414 | 0 | 0 | 0 | 965167.387 | 0 | 0 | 0 | 0 | 0 | 0 | 290964.7796 | 0 | 0 | 0 | 302959.3298 | 0 | 0 | 0 | 0 | 11052.7313 | 0 | 0 | 0 | 0 | 0 | 0 | 0 | 131438.2195 | 0 | 0 | 0 | 0 | 0 | 0
2016-09-29 19:00 | 0 | 0 | 0 | 0 | 0 | 601584.4294 | 490997 | 0 | 0 | 0 | 1114150.7764 | 0 | 0 | 0 | 0 | 0 | 0 | 252568.8196 | 0 | 0 | 0 | 302958.118 | 0 | 0 | 0 | 0 | 148983.3894 | 0 | 0 | 0 | 0 | 0 | 0 | 0 | -38395.96 | 0 | 0 | 0 | 0 | 0 | 0
2016-09-29 20:00 | 0 | 0 | 0 | 0 | 0 | 587245.3554 | 496619 | 0 | 0 | 0 | 1263134.1658 | 0 | 0 | 0 | 0 | 0 | 0 | 194211.7856 | 0 | 0 | 0 | 302956.9062 | 0 | 0 | 0 | 0 | 148983.3894 | 0 | 0 | 0 | 0 | 0 | 0 | 0 | -58357.034 | 0 | 0 | 0 | 0 | 0 | 0
2016-09-29 21:00 | 0 | 0 | 0 | 0 | 0 | 559197.6047 | 498650 | 0 | 0 | 0 | 1192243.551 | 0 | 0 | 0 | 0 | 0 | 0 | 325650.0051 | 0 | 0 | 0 | 302955.6943 | 0 | 0 | 0 | 0 | -70890.6148 | 0 | 0 | 0 | 0 | 0 | 0 | 0 | 131438.2195 | 0 | 0 | 0 | 0 | 0 | 0
2016-09-29 22:00 | 0 | 0 | 0 | 0 | 3474.0818 | 510121.0881 | 496050 | 0 | 0 | 0 | 1341226.9404 | 0 | 0 | 0 | 0 | 0 | 0 | 194211.7856 | 0 | 0 | 0 | 302954.4825 | 0 | 0 | 0 | 0 | 148983.3894 | 0 | 0 | 0 | 0 | 0 | 0 | 0 | -131438.2195 | 0 | 0 | 0 | 0 | 0 | 0
2016-09-29 23:00 | 0 | 0 | 0 | 0 | 0 | 398168.4234 | 495047 | 0 | 0 | 0 | 1375786.5833 | 0 | 0 | 0 | 0 | 0 | 0 | 62773.5661 | 0 | 0 | 0 | 302953.2707 | 0 | 0 | 0 | 0 | 34559.6429 | 0 | 0 | 0 | 0 | 0 | 0 | 0 | -131438.2195 | 0 | 0 | 0 | 0 | 0 | 0
2016-09-30 | 0 | 0 | 0 | 0 | 292934.3027 | 180079.5275 | 490559 | 0 | 0 | 0 | 1226803.1939 | 0 | 0 | 0 | 0 | 0 | 0 | 194211.7856 | 0 | 0 | 0 | 302952.0589 | 0 | 0 | 0 | 0 | -148983.3894 | 0 | 0 | 0 | 0 | 0 | 0 | 0 | 131438.2195 | 0 | 0 | 0 | 0 | 0 | 0
2016-09-30 01:00 | 0 | 0 | 0 | 0 | 186824.081 | 6877.3101 | 474123 | 0 | 0 | 0 | 1077819.8045 | 0 | 0 | 0 | 0 | 0 | 0 | 62773.5661 | 0 | 0 | 0 | 302950.8471 | 0 | 0 | 0 | 0 | -148983.3894 | 0 | 0 | 0 | 0 | 0 | 0 | 0 | -131438.2195 | 0 | 0 | 0 | 0 | 0 | 0
2016-09-30 02:00 | 0 | 0 | 0 | 0 | 646324.6075 | 0 | 449269 | 0 | 0 | 0 | 1143437.1925 | 0 | 0 | 0 | 0 | 0 | 0 | 194211.7856 | 0 | 0 | 0 | 302949.6353 | 0 | 0 | 0 | 0 | 65617.388 | 0 | 0 | 0 | 0 | 0 | 0 | 0 | 131438.2195 | 0 | 0 | 0 | 0 | 0 | 0
2016-09-30 03:00 | 0 | 0 | 0 | 0 | 138206.3911 | 0 | 418628 | 0 | 0 | 0 | 994453.8031 | 0 | 0 | 0 | 0 | 0 | 0 | 62773.5661 | 0 | 0 | 0 | 302948.4235 | 0 | 0 | 0 | 0 | -148983.3894 | 0 | 0 | 0 | 0 | 0 | 0 | 0 | -131438.2195 | 0 | 0 | 0 | 0 | 0 | 0
2016-09-30 04:00 | 0 | 0 | 0 | 0 | 557693.6142 | 0 | 390352 | 0 | 0 | 0 | 1030357.1978 | 0 | 0 | 0 | 0 | 0 | 0 | 194211.7856 | 0 | 0 | 0 | 302947.2117 | 0 | 0 | 0 | 0 | 35903.3947 | 0 | 0 | 0 | 0 | 0 | 0 | 0 | 131438.2195 | 0 | 0 | 0 | 0 | 0 | 0
2016-09-30 05:00 | 0 | 0 | 0 | 0 | 89017.3911 | 0 | 369439 | 0 | 0 | 0 | 881373.8085 | 0 | 0 | 0 | 0 | 0 | 0 | 62773.5661 | 0 | 0 | 0 | 302945.9999 | 0 | 0 | 0 | 0 | -148983.3894 | 0 | 0 | 0 | 0 | 0 | 0 | 0 | -131438.2195 | 0 | 0 | 0 | 0 | 0 | 0
2016-09-30 06:00 | 0 | 0 | 0 | 0 | 465645.6756 | 0 | 355595 | 0 | 0 | 0 | 976827.1026 | 0 | 0 | 0 | 0 | 0 | 0 | 77370.9475 | 0 | 0 | 0 | 302944.7881 | 0 | 0 | 0 | 0 | 95453.2942 | 0 | 0 | 0 | 0 | 0 | 0 | 0 | 14597.3814 | 0 | 0 | 0 | 0 | 0 | 0
2016-09-30 07:00 | 0 | 0 | 0 | 0 | 436040.0713 | 0 | 346003 | 0 | 0 | 0 | 935425.9544 | 0 | 0 | 0 | 0 | 0 | 0 | 208809.167 | 0 | 0 | 0 | 302943.5763 | 0 | 0 | 0 | 0 | -41401.1482 | 0 | 0 | 0 | 0 | 0 | 0 | 0 | 131438.2195 | 0 | 0 | 0 | 0 | 0 | 0
2016-09-30 08:00 | 0 | 0 | 0 | 0 | 62842.3911 | 0 | 343264 | 0 | 0 | 0 | 786442.5651 | 0 | 0 | 0 | 0 | 0 | 0 | 77370.9475 | 0 | 0 | 0 | 302942.3646 | 0 | 0 | 0 | 0 | -148983.3894 | 0 | 0 | 0 | 0 | 0 | 0 | 0 | -131438.2195 | 0 | 0 | 0 | 0 | 0 | 0
2016-09-30 09:00 | 0 | 0 | 0 | 0 | 374744.2909 | 0 | 351472 | 0 | 0 | 0 | 678276.6364 | 0 | 0 | 0 | 0 | 0 | 0 | 208809.167 | 0 | 0 | 0 | 302941.1528 | 0 | 0 | 0 | 0 | -108165.9286 | 0 | 0 | 0 | 0 | 0 | 0 | 0 | 131438.2195 | 0 | 0 | 0 | 0 | 0 | 0
2016-09-30 10:00 | 0 | 0 | 0 | 0 | 349710.0136 | 0 | 372870 | 0 | 0 | 0 | 529293.247 | 0 | 0 | 0 | 0 | 0 | 0 | 334632.57 | 0 | 0 | 0 | 302939.941 | 0 | 0 | 0 | 0 | -148983.3894 | 0 | 0 | 0 | 0 | 0 | 0 | 0 | 125823.403 | 0 | 0 | 0 | 0 | 0 | 0
2016-09-30 11:00 | 0 | 0 | 0 | 0 | 337075.3444 | 0 | 396585 | 0 | 0 | 0 | 601221.8109 | 0 | 0 | 0 | 0 | 0 | 0 | 203194.3505 | 0 | 0 | 0 | 302938.7293 | 0 | 0 | 0 | 0 | 71928.5639 | 0 | 0 | 0 | 0 | 0 | 0 | 0 | -131438.2195 | 0 | 0 | 0 | 0 | 0 | 0
2016-09-30 12:00 | 0 | 0 | 0 | 0 | 321303.6991 | 0 | 410605 | 0 | 0 | 0 | 452238.4216 | 0 | 0 | 0 | 0 | 0 | 0 | 262876.439 | 0 | 0 | 0 | 302937.5175 | 0 | 0 | 0 | 0 | -148983.3894 | 0 | 0 | 0 | 0 | 0 | 0 | 0 | 59682.0885 | 0 | 0 | 0 | 0 | 0 | 0
2016-09-30 13:00 | 0 | 0 | 0 | 0 | 234198.6356 | 27453.6095 | 425358 | 0 | 0 | 0 | 419970.8862 | 0 | 0 | 0 | 0 | 0 | 0 | 131438.2195 | 0 | 0 | 0 | 302936.3058 | 0 | 0 | 0 | 0 | -32267.5353 | 0 | 0 | 0 | 0 | 0 | 0 | 0 | -131438.2195 | 0 | 0 | 0 | 0 | 0 | 0
2016-09-30 14:00 | 0 | 0 | 0 | 0 | 0 | 282872.8433 | 438424 | 0 | 0 | 0 | 395857.949 | 0 | 0 | 0 | 0 | 0 | 0 | 0 | 0 | 0 | 0 | 302935.094 | 0 | 0 | 0 | 0 | -24112.9372 | 0 | 0 | 0 | 0 | 0 | 0 | 0 | -131438.2195 | 0 | 0 | 0 | 0 | 0 | 0
2016-09-30 15:00 | 0 | 0 | 0 | 0 | 0 | 551708.2849 | 449478 | 0 | 0 | 0 | 498088.234 | 0 | 0 | 0 | 0 | 0 | 0 | 0 | 0 | 0 | 0 | 302933.8823 | 0 | 0 | 0 | 0 | 102230.2849 | 0 | 0 | 0 | 0 | 0 | 0 | 0 | 0 | 0 | 0 | 0 | 0 | 0 | 0
2016-09-30 16:00 | 0 | 0 | 0 | 0 | 0 | 654537.1158 | 458534 | 0 | 0 | 0 | 562653.1303 | 0 | 0 | 0 | 0 | 0 | 0 | 131438.2195 | 0 | 0 | 0 | 302932.6705 | 0 | 0 | 0 | 0 | 64564.8963 | 0 | 0 | 0 | 0 | 0 | 0 | 0 | 131438.2195 | 0 | 0 | 0 | 0 | 0 | 0
2016-09-30 17:00 | 0 | 0 | 0 | 0 | 0 | 662764.5627 | 466904 | 0 | 0 | 0 | 711636.5196 | 0 | 0 | 0 | 0 | 0 | 0 | 178315.3928 | 0 | 0 | 0 | 302931.4588 | 0 | 0 | 0 | 0 | 148983.3894 | 0 | 0 | 0 | 0 | 0 | 0 | 0 | 46877.1733 | 0 | 0 | 0 | 0 | 0 | 0
2016-09-30 18:00 | 0 | 0 | 0 | 0 | 0 | 649092.0032 | 473293 | 0 | 0 | 0 | 860619.909 | 0 | 0 | 0 | 0 | 0 | 0 | 205131.0066 | 0 | 0 | 0 | 302930.2471 | 0 | 0 | 0 | 0 | 148983.3894 | 0 | 0 | 0 | 0 | 0 | 0 | 0 | 26815.6138 | 0 | 0 | 0 | 0 | 0 | 0
2016-09-30 19:00 | 0 | 0 | 0 | 0 | 0 | 639146.0737 | 477889 | 0 | 0 | 0 | 1009603.2984 | 0 | 0 | 0 | 0 | 0 | 0 | 217404.6909 | 0 | 0 | 0 | 302929.0354 | 0 | 0 | 0 | 0 | 148983.3894 | 0 | 0 | 0 | 0 | 0 | 0 | 0 | 12273.6843 | 0 | 0 | 0 | 0 | 0 | 0
2016-09-30 20:00 | 0 | 0 | 0 | 0 | 0 | 642172.1298 | 481571 | 0 | 0 | 0 | 1038766.2087 | 0 | 0 | 0 | 0 | 0 | 0 | 348842.9105 | 0 | 0 | 0 | 302927.8236 | 0 | 0 | 0 | 0 | 29162.9103 | 0 | 0 | 0 | 0 | 0 | 0 | 0 | 131438.2195 | 0 | 0 | 0 | 0 | 0 | 0
2016-09-30 21:00 | 0 | 0 | 0 | 0 | 0 | 640427.9112 | 481980 | 0 | 0 | 0 | 1187749.5981 | 0 | 0 | 0 | 0 | 0 | 0 | 358307.4323 | 0 | 0 | 0 | 302926.6119 | 0 | 0 | 0 | 0 | 148983.3894 | 0 | 0 | 0 | 0 | 0 | 0 | 0 | 9464.5219 | 0 | 0 | 0 | 0 | 0 | 0
2016-09-30 22:00 | 0 | 0 | 0 | 0 | 0 | 613416.5401 | 477094 | 0 | 0 | 0 | 1336732.9874 | 0 | 0 | 0 | 0 | 0 | 0 | 345646.5831 | 0 | 0 | 0 | 302925.4002 | 0 | 0 | 0 | 0 | 148983.3894 | 0 | 0 | 0 | 0 | 0 | 0 | 0 | -12660.8493 | 0 | 0 | 0 | 0 | 0 | 0
2016-09-30 23:00 | 0 | 0 | 0 | 0 | 0 | 501596.8643 | 471788 | 0 | 0 | 0 | 1485716.3768 | 0 | 0 | 0 | 0 | 0 | 0 | 226472.058 | 0 | 0 | 0 | 302924.1885 | 0 | 0 | 0 | 0 | 148983.3894 | 0 | 0 | 0 | 0 | 0 | 0 | 0 | -119174.5251 | 0 | 0 | 0 | 0 | 0 | 0
2016-10-01 | 0 | 0 | 0 | 0 | 0 | 239900.7191 | 464160 | 0 | 0 | 0 | 1392895.3154 | 0 | 0 | 0 | 0 | 0 | 0 | 95033.8385 | 0 | 0 | 0 | 302922.9768 | 0 | 0 | 0 | 0 | -92821.0614 | 0 | 0 | 0 | 0 | 0 | 0 | 0 | -131438.2195 | 0 | 0 | 0 | 0 | 0 | 0
2016-10-01 01:00 | 0 | 0 | 0 | 0 | 507137.6724 | 14077.3986 | 449071 | 0 | 0 | 0 | 1333601.167 | 0 | 0 | 0 | 0 | 0 | 0 | 226472.058 | 0 | 0 | 0 | 302921.7651 | 0 | 0 | 0 | 0 | -59294.1484 | 0 | 0 | 0 | 0 | 0 | 0 | 0 | 131438.2195 | 0 | 0 | 0 | 0 | 0 | 0
2016-10-01 02:00 | 0 | 0 | 0 | 0 | 149194.3911 | 0 | 429616 | 0 | 0 | 0 | 1184617.7776 | 0 | 0 | 0 | 0 | 0 | 0 | 95033.8385 | 0 | 0 | 0 | 302920.5534 | 0 | 0 | 0 | 0 | -148983.3894 | 0 | 0 | 0 | 0 | 0 | 0 | 0 | -131438.2195 | 0 | 0 | 0 | 0 | 0 | 0
2016-10-01 03:00 | 0 | 0 | 0 | 0 | 473420.9213 | 0 | 403733 | 0 | 0 | 0 | 1122867.4794 | 0 | 0 | 0 | 0 | 0 | 0 | 226472.058 | 0 | 0 | 0 | 302919.3418 | 0 | 0 | 0 | 0 | -61750.2982 | 0 | 0 | 0 | 0 | 0 | 0 | 0 | 131438.2195 | 0 | 0 | 0 | 0 | 0 | 0
2016-10-01 04:00 | 0 | 0 | 0 | 0 | 98925.3911 | 0 | 379347 | 0 | 0 | 0 | 973884.09 | 0 | 0 | 0 | 0 | 0 | 0 | 95033.8385 | 0 | 0 | 0 | 302918.1301 | 0 | 0 | 0 | 0 | -148983.3894 | 0 | 0 | 0 | 0 | 0 | 0 | 0 | -131438.2195 | 0 | 0 | 0 | 0 | 0 | 0
2016-10-01 05:00 | 0 | 0 | 0 | 0 | 368380.7773 | 0 | 360029 | 0 | 0 | 0 | 850797.6478 | 0 | 0 | 0 | 0 | 0 | 0 | 226472.058 | 0 | 0 | 0 | 302916.9184 | 0 | 0 | 0 | 0 | -123086.4422 | 0 | 0 | 0 | 0 | 0 | 0 | 0 | 131438.2195 | 0 | 0 | 0 | 0 | 0 | 0
2016-10-01 06:00 | 0 | 0 | 0 | 0 | 326262.9096 | 0 | 345957 | 0 | 0 | 0 | 701814.2584 | 0 | 0 | 0 | 0 | 0 | 0 | 355761.357 | 0 | 0 | 0 | 302915.7067 | 0 | 0 | 0 | 0 | -148983.3894 | 0 | 0 | 0 | 0 | 0 | 0 | 0 | 129289.299 | 0 | 0 | 0 | 0 | 0 | 0
2016-10-01 07:00 | 0 | 0 | 0 | 0 | 55559.3911 | 0 | 335981 | 0 | 0 | 0 | 552830.8691 | 0 | 0 | 0 | 0 | 0 | 0 | 224323.1375 | 0 | 0 | 0 | 302914.4951 | 0 | 0 | 0 | 0 | -148983.3894 | 0 | 0 | 0 | 0 | 0 | 0 | 0 | -131438.2195 | 0 | 0 | 0 | 0 | 0 | 0
2016-10-01 08:00 | 0 | 0 | 0 | 0 | 271195.2345 | 0 | 330386 | 0 | 0 | 0 | 403847.4797 | 0 | 0 | 0 | 0 | 0 | 0 | 314115.7614 | 0 | 0 | 0 | 302913.2834 | 0 | 0 | 0 | 0 | -148983.3894 | 0 | 0 | 0 | 0 | 0 | 0 | 0 | 89792.6239 | 0 | 0 | 0 | 0 | 0 | 0
2016-10-01 09:00 | 0 | 0 | 0 | 0 | 252529.5572 | 0 | 329674 | 0 | 0 | 0 | 458141.2564 | 0 | 0 | 0 | 0 | 0 | 0 | 182677.5419 | 0 | 0 | 0 | 302912.0718 | 0 | 0 | 0 | 0 | 54293.7767 | 0 | 0 | 0 | 0 | 0 | 0 | 0 | -131438.2195 | 0 | 0 | 0 | 0 | 0 | 0
2016-10-01 10:00 | 0 | 0 | 0 | 0 | 243269.0914 | 0 | 335756 | 0 | 0 | 0 | 351405.0531 | 0 | 0 | 0 | 0 | 0 | 0 | 196926.8365 | 0 | 0 | 0 | 302910.8601 | 0 | 0 | 0 | 0 | -106736.2032 | 0 | 0 | 0 | 0 | 0 | 0 | 0 | 14249.2946 | 0 | 0 | 0 | 0 | 0 | 0
2016-10-01 11:00 | 0 | 0 | 0 | 0 | 239229.1719 | 0 | 344879 | 0 | 0 | 0 | 202421.6638 | 0 | 0 | 0 | 0 | 0 | 0 | 240260.3977 | 0 | 0 | 0 | 302909.6485 | 0 | 0 | 0 | 0 | -148983.3894 | 0 | 0 | 0 | 0 | 0 | 0 | 0 | 43333.5613 | 0 | 0 | 0 | 0 | 0 | 0
2016-10-01 12:00 | 0 | 0 | 0 | 0 | 232113.6519 | 0 | 358481 | 0 | 0 | 0 | 53438.2744 | 0 | 0 | 0 | 0 | 0 | 0 | 262876.439 | 0 | 0 | 0 | 302908.4368 | 0 | 0 | 0 | 0 | -148983.3894 | 0 | 0 | 0 | 0 | 0 | 0 | 0 | 22616.0413 | 0 | 0 | 0 | 0 | 0 | 0
2016-10-01 13:00 | 0 | 0 | 0 | 0 | 161144.3921 | 38042.8789 | 375301 | 0 | 0 | 0 | 8762.765 | 0 | 0 | 0 | 0 | 0 | 0 | 131438.2195 | 0 | 0 | 0 | 302907.2252 | 0 | 0 | 0 | 0 | -44675.5094 | 0 | 0 | 0 | 0 | 0 | 0 | 0 | -131438.2195 | 0 | 0 | 0 | 0 | 0 | 0
2016-10-01 14:00 | 0 | 0 | 0 | 0 | 0 | 394450.3823 | 391050 | 0 | 0 | 0 | 143601.3668 | 0 | 0 | 0 | 0 | 0 | 0 | 0 | 0 | 0 | 0 | 302906.0136 | 0 | 0 | 0 | 0 | 134838.6018 | 0 | 0 | 0 | 0 | 0 | 0 | 0 | -131438.2195 | 0 | 0 | 0 | 0 | 0 | 0
2016-10-01 15:00 | 0 | 0 | 0 | 0 | 0 | 573128.7139 | 405328 | 0 | 0 | 0 | 292584.7561 | 0 | 0 | 0 | 0 | 0 | 0 | 0 | 0 | 0 | 0 | 317958.6615 | 0 | 0 | 0 | 0 | 148983.3894 | 0 | 0 | 0 | 0 | 0 | 0 | 0 | 0 | 0 | 0 | 0 | 18817.3245 | 0 | 0
2016-10-01 16:00 | 0 | 0 | 0 | 0 | 0 | 715982.9334 | 416744 | 0 | 0 | 0 | 441568.1455 | 0 | 0 | 0 | 0 | 0 | 0 | 131438.2195 | 0 | 0 | 0 | 333011.2493 | 0 | 0 | 0 | 0 | 148983.3894 | 0 | 0 | 0 | 0 | 0 | 0 | 0 | 131438.2195 | 0 | 0 | 0 | 18817.3245 | 0 | 0
2016-10-01 17:00 | 0 | 0 | 0 | 0 | 0 | 561599.9444 | 426036 | 0 | 0 | 0 | 590551.5349 | 0 | 0 | 0 | 0 | 0 | 0 | 99201.4501 | 0 | 0 | 0 | 348063.7768 | 0 | 0 | 0 | 0 | 148983.3894 | 0 | 0 | 0 | 0 | 0 | 0 | 0 | -32236.7695 | 0 | 0 | 0 | 18817.3245 | 0 | 0
2016-10-01 18:00 | 0 | 0 | 0 | 0 | 0 | 700554.1932 | 434374 | 0 | 0 | 0 | 739534.9242 | 0 | 0 | 0 | 0 | 0 | 0 | 197580.9294 | 0 | 0 | 0 | 363116.2442 | 0 | 0 | 0 | 0 | 148983.3894 | 0 | 0 | 0 | 0 | 0 | 0 | 0 | 98379.4793 | 0 | 0 | 0 | 18817.3245 | 0 | 0
2016-10-01 19:00 | 0 | 0 | 0 | 0 | 0 | 687323.2326 | 441308 | 0 | 0 | 0 | 888518.3136 | 0 | 0 | 0 | 0 | 0 | 0 | 275795.4481 | 0 | 0 | 0 | 378168.6513 | 0 | 0 | 0 | 0 | 148983.3894 | 0 | 0 | 0 | 0 | 0 | 0 | 0 | 78214.5187 | 0 | 0 | 0 | 18817.3245 | 0 | 0
2016-10-01 20:00 | 0 | 0 | 0 | 0 | 0 | 694533.3549 | 446442 | 0 | 0 | 0 | 1037501.703 | 0 | 0 | 0 | 0 | 0 | 0 | 356086.0892 | 0 | 0 | 0 | 393220.9982 | 0 | 0 | 0 | 0 | 148983.3894 | 0 | 0 | 0 | 0 | 0 | 0 | 0 | 80290.641 | 0 | 0 | 0 | 18817.3245 | 0 | 0
2016-10-01 21:00 | 0 | 0 | 0 | 0 | 0 | 703668.8925 | 449559 | 0 | 0 | 0 | 1186485.0924 | 0 | 0 | 0 | 0 | 0 | 0 | 442395.2678 | 0 | 0 | 0 | 408273.2849 | 0 | 0 | 0 | 0 | 148983.3894 | 0 | 0 | 0 | 0 | 0 | 0 | 0 | 86309.1786 | 0 | 0 | 0 | 18817.3245 | 0 | 0
2016-10-01 22:00 | 0 | 0 | 0 | 0 | 0 | 687091.173 | 447957 | 0 | 0 | 0 | 1335468.4817 | 0 | 0 | 0 | 0 | 0 | 0 | 513728.7269 | 0 | 0 | 0 | 423325.5114 | 0 | 0 | 0 | 0 | 148983.3894 | 0 | 0 | 0 | 0 | 0 | 0 | 0 | 71333.4592 | 0 | 0 | 0 | 18817.3245 | 0 | 0
2016-10-01 23:00 | 0 | 0 | 0 | 0 | 0 | 569535.6076 | 447614 | 0 | 0 | 0 | 1484451.8711 | 0 | 0 | 0 | 0 | 0 | 0 | 486666.9452 | 0 | 0 | 0 | 423323.8181 | 0 | 0 | 0 | 0 | 148983.3894 | 0 | 0 | 0 | 0 | 0 | 0 | 0 | -27061.7817 | 0 | 0 | 0 | 0 | 0 | 0
2016-10-02 | 0 | 0 | 0 | 0 | 0 | 249708.6399 | 444225 | 0 | 0 | 0 | 1421373.7305 | 0 | 0 | 0 | 0 | 0 | 0 | 355228.7257 | 0 | 0 | 0 | 423322.1248 | 0 | 0 | 0 | 0 | -63078.1406 | 0 | 0 | 0 | 0 | 0 | 0 | 0 | -131438.2195 | 0 | 0 | 0 | 0 | 0 | 0
2016-10-02 01:00 | 0 | 0 | 0 | 0 | 146388.9199 | 4798.4712 | 431609 | 0 | 0 | 0 | 1272390.3411 | 0 | 0 | 0 | 0 | 0 | 0 | 223790.5062 | 0 | 0 | 0 | 423320.4315 | 0 | 0 | 0 | 0 | -148983.3894 | 0 | 0 | 0 | 0 | 0 | 0 | 0 | -131438.2195 | 0 | 0 | 0 | 0 | 0 | 0
2016-10-02 02:00 | 0 | 0 | 0 | 0 | 173036.324 | 0 | 414372 | 0 | 0 | 0 | 1123406.9517 | 0 | 0 | 0 | 0 | 0 | 0 | 131438.2195 | 0 | 0 | 0 | 423318.7382 | 0 | 0 | 0 | 0 | -148983.3894 | 0 | 0 | 0 | 0 | 0 | 0 | 0 | -92352.2867 | 0 | 0 | 0 | 0 | 0 | 0
2016-10-02 03:00 | 0 | 0 | 0 | 0 | 533468.8755 | 0 | 392285 | 0 | 0 | 0 | 1133152.6077 | 0 | 0 | 0 | 0 | 0 | 0 | 262876.439 | 0 | 0 | 0 | 423317.045 | 0 | 0 | 0 | 0 | 9745.656 | 0 | 0 | 0 | 0 | 0 | 0 | 0 | 131438.2195 | 0 | 0 | 0 | 0 | 0 | 0
2016-10-02 04:00 | 0 | 0 | 0 | 0 | 89205.3911 | 0 | 369627 | 0 | 0 | 0 | 984169.2183 | 0 | 0 | 0 | 0 | 0 | 0 | 131438.2195 | 0 | 0 | 0 | 423315.3517 | 0 | 0 | 0 | 0 | -148983.3894 | 0 | 0 | 0 | 0 | 0 | 0 | 0 | -131438.2195 | 0 | 0 | 0 | 0 | 0 | 0
2016-10-02 05:00 | 0 | 0 | 0 | 0 | 71643.3911 | 0 | 352065 | 0 | 0 | 0 | 835185.8289 | 0 | 0 | 0 | 0 | 0 | 0 | 0 | 0 | 0 | 0 | 423313.6584 | 0 | 0 | 0 | 0 | -148983.3894 | 0 | 0 | 0 | 0 | 0 | 0 | 0 | -131438.2195 | 0 | 0 | 0 | 0 | 0 | 0
2016-10-02 06:00 | 0 | 0 | 0 | 0 | 461699.429 | 0 | 338309 | 0 | 0 | 0 | 827138.0384 | 0 | 0 | 0 | 0 | 0 | 0 | 131438.2195 | 0 | 0 | 0 | 423311.9652 | 0 | 0 | 0 | 0 | -8047.7905 | 0 | 0 | 0 | 0 | 0 | 0 | 0 | 131438.2195 | 0 | 0 | 0 | 0 | 0 | 0
2016-10-02 07:00 | 0 | 0 | 0 | 0 | 48393.3911 | 0 | 328815 | 0 | 0 | 0 | 678154.649 | 0 | 0 | 0 | 0 | 0 | 0 | 0 | 0 | 0 | 0 | 423310.2719 | 0 | 0 | 0 | 0 | -148983.3894 | 0 | 0 | 0 | 0 | 0 | 0 | 0 | -131438.2195 | 0 | 0 | 0 | 0 | 0 | 0
2016-10-02 08:00 | 0 | 0 | 0 | 0 | 401709.8612 | 0 | 322930 | 0 | 0 | 0 | 625496.2907 | 0 | 0 | 0 | 0 | 0 | 0 | 131438.2195 | 0 | 0 | 0 | 423308.5787 | 0 | 0 | 0 | 0 | -52658.3583 | 0 | 0 | 0 | 0 | 0 | 0 | 0 | 131438.2195 | 0 | 0 | 0 | 0 | 0 | 0
2016-10-02 09:00 | 0 | 0 | 0 | 0 | 66979.0052 | 0 | 321307 | 0 | 0 | 0 | 476512.9013 | 0 | 0 | 0 | 0 | 0 | 0 | 26093.6141 | 0 | 0 | 0 | 423306.8854 | 0 | 0 | 0 | 0 | -148983.3894 | 0 | 0 | 0 | 0 | 0 | 0 | 0 | -105344.6054 | 0 | 0 | 0 | 0 | 0 | 0
2016-10-02 10:00 | 0 | 0 | 0 | 0 | 331574.8733 | 0 | 324074 | 0 | 0 | 0 | 352575.5551 | 0 | 0 | 0 | 0 | 0 | 0 | 157531.8336 | 0 | 0 | 0 | 423305.1922 | 0 | 0 | 0 | 0 | -123937.3462 | 0 | 0 | 0 | 0 | 0 | 0 | 0 | 131438.2195 | 0 | 0 | 0 | 0 | 0 | 0
2016-10-02 11:00 | 0 | 0 | 0 | 0 | 306419.4889 | 0 | 330659 | 0 | 0 | 0 | 459774.2635 | 0 | 0 | 0 | 0 | 0 | 0 | 26093.6141 | 0 | 0 | 0 | 423303.499 | 0 | 0 | 0 | 0 | 107198.7084 | 0 | 0 | 0 | 0 | 0 | 0 | 0 | -131438.2195 | 0 | 0 | 0 | 0 | 0 | 0
2016-10-02 12:00 | 0 | 0 | 0 | 0 | 282104.2196 | 0 | 341997 | 0 | 0 | 0 | 310790.8741 | 0 | 0 | 0 | 0 | 0 | 0 | 115184.2231 | 0 | 0 | 0 | 423301.8058 | 0 | 0 | 0 | 0 | -148983.3894 | 0 | 0 | 0 | 0 | 0 | 0 | 0 | 89090.609 | 0 | 0 | 0 | 0 | 0 | 0
2016-10-02 13:00 | 0 | 0 | 0 | 0 | 187005.2068 | 40605.4002 | 360340 | 0 | 0 | 0 | 161807.4848 | 0 | 0 | 0 | 0 | 0 | 0 | 131438.2195 | 0 | 0 | 0 | 423300.1126 | 0 | 0 | 0 | 0 | -148983.3894 | 0 | 0 | 0 | 0 | 0 | 0 | 0 | 16253.9964 | 0 | 0 | 0 | 0 | 0 | 0
2016-10-02 14:00 | 0 | 0 | 0 | 0 | 0 | 386716.5539 | 377856 | 0 | 0 | 0 | 302106.2582 | 0 | 0 | 0 | 0 | 0 | 0 | 0 | 0 | 0 | 0 | 423298.4194 | 0 | 0 | 0 | 0 | 140298.7734 | 0 | 0 | 0 | 0 | 0 | 0 | 0 | -131438.2195 | 0 | 0 | 0 | 0 | 0 | 0
2016-10-02 15:00 | 0 | 0 | 0 | 0 | 0 | 562108.7139 | 394308 | 0 | 0 | 0 | 451089.6476 | 0 | 0 | 0 | 0 | 0 | 0 | 0 | 0 | 0 | 0 | 438350.5858 | 0 | 0 | 0 | 0 | 148983.3894 | 0 | 0 | 0 | 0 | 0 | 0 | 0 | 0 | 0 | 0 | 0 | 18817.3245 | 0 | 0
2016-10-02 16:00 | 0 | 0 | 0 | 0 | 0 | 708496.9334 | 409258 | 0 | 0 | 0 | 600073.0369 | 0 | 0 | 0 | 0 | 0 | 0 | 131438.2195 | 0 | 0 | 0 | 453402.6919 | 0 | 0 | 0 | 0 | 148983.3894 | 0 | 0 | 0 | 0 | 0 | 0 | 0 | 131438.2195 | 0 | 0 | 0 | 18817.3245 | 0 | 0
2016-10-02 17:00 | 0 | 0 | 0 | 0 | 0 | 584792.9508 | 422382 | 0 | 0 | 0 | 749056.4263 | 0 | 0 | 0 | 0 | 0 | 0 | 126048.4564 | 0 | 0 | 0 | 468454.7379 | 0 | 0 | 0 | 0 | 148983.3894 | 0 | 0 | 0 | 0 | 0 | 0 | 0 | -5389.7631 | 0 | 0 | 0 | 18817.3245 | 0 | 0
2016-10-02 18:00 | 0 | 0 | 0 | 0 | 0 | 701511.0346 | 432750 | 0 | 0 | 0 | 898039.8157 | 0 | 0 | 0 | 0 | 0 | 0 | 227008.7772 | 0 | 0 | 0 | 483506.7237 | 0 | 0 | 0 | 0 | 148983.3894 | 0 | 0 | 0 | 0 | 0 | 0 | 0 | 100960.3208 | 0 | 0 | 0 | 18817.3245 | 0 | 0
2016-10-02 19:00 | 0 | 0 | 0 | 0 | 0 | 687146.8781 | 440823 | 0 | 0 | 0 | 1047023.205 | 0 | 0 | 0 | 0 | 0 | 0 | 305531.9415 | 0 | 0 | 0 | 498558.6493 | 0 | 0 | 0 | 0 | 148983.3894 | 0 | 0 | 0 | 0 | 0 | 0 | 0 | 78523.1642 | 0 | 0 | 0 | 18817.3245 | 0 | 0
2016-10-02 20:00 | 0 | 0 | 0 | 0 | 0 | 691910.3248 | 447418 | 0 | 0 | 0 | 1196006.5944 | 0 | 0 | 0 | 0 | 0 | 0 | 382223.5524 | 0 | 0 | 0 | 513610.5146 | 0 | 0 | 0 | 0 | 148983.3894 | 0 | 0 | 0 | 0 | 0 | 0 | 0 | 76691.6109 | 0 | 0 | 0 | 18817.3245 | 0 | 0
2016-10-02 21:00 | 0 | 0 | 0 | 0 | 0 | 699192.9015 | 452442 | 0 | 0 | 0 | 1344989.9838 | 0 | 0 | 0 | 0 | 0 | 0 | 461173.74 | 0 | 0 | 0 | 528662.3197 | 0 | 0 | 0 | 0 | 148983.3894 | 0 | 0 | 0 | 0 | 0 | 0 | 0 | 78950.1876 | 0 | 0 | 0 | 18817.3245 | 0 | 0
2016-10-02 22:00 | 0 | 0 | 0 | 0 | 0 | 674061.7008 | 453706 | 0 | 0 | 0 | 1493973.3732 | 0 | 0 | 0 | 0 | 0 | 0 | 513728.7269 | 0 | 0 | 0 | 543714.0647 | 0 | 0 | 0 | 0 | 148983.3894 | 0 | 0 | 0 | 0 | 0 | 0 | 0 | 52554.9869 | 0 | 0 | 0 | 18817.3245 | 0 | 0
2016-10-02 23:00 | 0 | 0 | 0 | 0 | 0 | 546565.3402 | 455845 | 0 | 0 | 0 | 1642956.7625 | 0 | 0 | 0 | 0 | 0 | 0 | 455465.6778 | 0 | 0 | 0 | 543711.8898 | 0 | 0 | 0 | 0 | 148983.3894 | 0 | 0 | 0 | 0 | 0 | 0 | 0 | -58263.0492 | 0 | 0 | 0 | 0 | 0 | 0
2016-10-03 | 0 | 0 | 0 | 0 | 0 | 218631.6767 | 454506 | 0 | 0 | 0 | 1538520.6587 | 0 | 0 | 0 | 0 | 0 | 0 | 324027.4582 | 0 | 0 | 0 | 543709.715 | 0 | 0 | 0 | 0 | -104436.1038 | 0 | 0 | 0 | 0 | 0 | 0 | 0 | -131438.2195 | 0 | 0 | 0 | 0 | 0 | 0
2016-10-03 01:00 | 0 | 0 | 0 | 0 | 155953.7144 | 4289.6767 | 440665 | 0 | 0 | 0 | 1389537.2693 | 0 | 0 | 0 | 0 | 0 | 0 | 192589.2387 | 0 | 0 | 0 | 543707.5401 | 0 | 0 | 0 | 0 | -148983.3894 | 0 | 0 | 0 | 0 | 0 | 0 | 0 | -131438.2195 | 0 | 0 | 0 | 0 | 0 | 0
2016-10-03 02:00 | 0 | 0 | 0 | 0 | 209813.5914 | 0 | 419948 | 0 | 0 | 0 | 1240553.88 | 0 | 0 | 0 | 0 | 0 | 0 | 131438.2195 | 0 | 0 | 0 | 543705.3653 | 0 | 0 | 0 | 0 | -148983.3894 | 0 | 0 | 0 | 0 | 0 | 0 | 0 | -61151.0192 | 0 | 0 | 0 | 0 | 0 | 0
2016-10-03 03:00 | 0 | 0 | 0 | 0 | 375742.8301 | 0 | 393288 | 0 | 0 | 0 | 1091570.4906 | 0 | 0 | 0 | 0 | 0 | 0 | 262876.439 | 0 | 0 | 0 | 543703.1905 | 0 | 0 | 0 | 0 | -148983.3894 | 0 | 0 | 0 | 0 | 0 | 0 | 0 | 131438.2195 | 0 | 0 | 0 | 0 | 0 | 0
2016-10-03 04:00 | 0 | 0 | 0 | 0 | 89806.3911 | 0 | 370228 | 0 | 0 | 0 | 942587.1012 | 0 | 0 | 0 | 0 | 0 | 0 | 131438.2195 | 0 | 0 | 0 | 543701.0157 | 0 | 0 | 0 | 0 | -148983.3894 | 0 | 0 | 0 | 0 | 0 | 0 | 0 | -131438.2195 | 0 | 0 | 0 | 0 | 0 | 0
2016-10-03 05:00 | 0 | 0 | 0 | 0 | 369614.1699 | 0 | 352069 | 0 | 0 | 0 | 1091570.4906 | 0 | 0 | 0 | 0 | 0 | 0 | 0 | 0 | 0 | 0 | 543698.8409 | 0 | 0 | 0 | 0 | 148983.3894 | 0 | 0 | 0 | 0 | 0 | 0 | 0 | -131438.2195 | 0 | 0 | 0 | 0 | 0 | 0
2016-10-03 06:00 | 0 | 0 | 0 | 0 | 322365.8301 | 0 | 339911 | 0 | 0 | 0 | 942587.1012 | 0 | 0 | 0 | 0 | 0 | 0 | 131438.2195 | 0 | 0 | 0 | 543696.6661 | 0 | 0 | 0 | 0 | -148983.3894 | 0 | 0 | 0 | 0 | 0 | 0 | 0 | 131438.2195 | 0 | 0 | 0 | 0 | 0 | 0
2016-10-03 07:00 | 0 | 0 | 0 | 0 | 52488.3911 | 0 | 332910 | 0 | 0 | 0 | 793603.7119 | 0 | 0 | 0 | 0 | 0 | 0 | 0 | 0 | 0 | 0 | 543694.4913 | 0 | 0 | 0 | 0 | -148983.3894 | 0 | 0 | 0 | 0 | 0 | 0 | 0 | -131438.2195 | 0 | 0 | 0 | 0 | 0 | 0
2016-10-03 08:00 | 0 | 0 | 0 | 0 | 315471.8301 | 0 | 333017 | 0 | 0 | 0 | 644620.3225 | 0 | 0 | 0 | 0 | 0 | 0 | 131438.2195 | 0 | 0 | 0 | 543692.3165 | 0 | 0 | 0 | 0 | -148983.3894 | 0 | 0 | 0 | 0 | 0 | 0 | 0 | 131438.2195 | 0 | 0 | 0 | 0 | 0 | 0
2016-10-03 09:00 | 0 | 0 | 0 | 0 | 63375.3911 | 0 | 343797 | 0 | 0 | 0 | 495636.9331 | 0 | 0 | 0 | 0 | 0 | 0 | 0 | 0 | 0 | 0 | 543690.1417 | 0 | 0 | 0 | 0 | -148983.3894 | 0 | 0 | 0 | 0 | 0 | 0 | 0 | -131438.2195 | 0 | 0 | 0 | 0 | 0 | 0
2016-10-03 10:00 | 0 | 0 | 0 | 0 | 549270.3587 | 0 | 367448 | 0 | 0 | 0 | 546021.0723 | 0 | 0 | 0 | 0 | 0 | 0 | 131438.2195 | 0 | 0 | 0 | 543687.967 | 0 | 0 | 0 | 0 | 50384.1392 | 0 | 0 | 0 | 0 | 0 | 0 | 0 | 131438.2195 | 0 | 0 | 0 | 0 | 0 | 0
2016-10-03 11:00 | 0 | 0 | 0 | 0 | 111994.3911 | 0 | 392416 | 0 | 0 | 0 | 397037.6829 | 0 | 0 | 0 | 0 | 0 | 0 | 0 | 0 | 0 | 0 | 543685.7922 | 0 | 0 | 0 | 0 | -148983.3894 | 0 | 0 | 0 | 0 | 0 | 0 | 0 | -131438.2195 | 0 | 0 | 0 | 0 | 0 | 0
2016-10-03 12:00 | 0 | 0 | 0 | 0 | 258523.6106 | 0 | 407507 | 0 | 0 | 0 | 248054.2935 | 0 | 0 | 0 | 0 | 0 | 0 | 0 | 0 | 0 | 0 | 543683.6175 | 0 | 0 | 0 | 0 | -148983.3894 | 0 | 0 | 0 | 0 | 0 | 0 | 0 | 0 | 0 | 0 | 0 | 0 | 0 | 0
2016-10-03 13:00 | 0 | 0 | 0 | 0 | 460295.9772 | 28495.7255 | 422920 | 0 | 0 | 0 | 313925.9962 | 0 | 0 | 0 | 0 | 0 | 0 | 0 | 0 | 0 | 0 | 543681.4428 | 0 | 0 | 0 | 0 | 65871.7026 | 0 | 0 | 0 | 0 | 0 | 0 | 0 | 0 | 0 | 0 | 0 | 0 | 0 | 0
2016-10-03 14:00 | 0 | 0 | 0 | 0 | 0 | 341824.735 | 438778 | 0 | 0 | 0 | 216972.7312 | 0 | 0 | 0 | 0 | 0 | 0 | 0 | 0 | 0 | 0 | 543679.268 | 0 | 0 | 0 | 0 | -96953.265 | 0 | 0 | 0 | 0 | 0 | 0 | 0 | 0 | 0 | 0 | 0 | 0 | 0 | 0
2016-10-03 15:00 | 0 | 0 | 0 | 0 | 0 | 634803.9539 | 452970 | 0 | 0 | 0 | 365956.1206 | 0 | 0 | 0 | 0 | 0 | 0 | 32850.5646 | 0 | 0 | 0 | 543677.0933 | 0 | 0 | 0 | 0 | 148983.3894 | 0 | 0 | 0 | 0 | 0 | 0 | 0 | 32850.5646 | 0 | 0 | 0 | 0 | 0 | 0
2016-10-03 16:00 | 0 | 0 | 0 | 0 | 0 | 698585.6955 | 466381 | 0 | 0 | 0 | 514939.51 | 0 | 0 | 0 | 0 | 0 | 0 | 116071.8707 | 0 | 0 | 0 | 543674.9186 | 0 | 0 | 0 | 0 | 148983.3894 | 0 | 0 | 0 | 0 | 0 | 0 | 0 | 83221.3062 | 0 | 0 | 0 | 0 | 0 | 0
2016-10-03 17:00 | 0 | 0 | 0 | 0 | 0 | 698276.0383 | 478612 | 0 | 0 | 0 | 663922.8993 | 0 | 0 | 0 | 0 | 0 | 0 | 186752.5197 | 0 | 0 | 0 | 543672.7439 | 0 | 0 | 0 | 0 | 148983.3894 | 0 | 0 | 0 | 0 | 0 | 0 | 0 | 70680.6489 | 0 | 0 | 0 | 0 | 0 | 0
2016-10-03 18:00 | 0 | 0 | 0 | 0 | 0 | 687336.0556 | 488215 | 0 | 0 | 0 | 812906.2887 | 0 | 0 | 0 | 0 | 0 | 0 | 236890.1859 | 0 | 0 | 0 | 543670.5692 | 0 | 0 | 0 | 0 | 148983.3894 | 0 | 0 | 0 | 0 | 0 | 0 | 0 | 50137.6663 | 0 | 0 | 0 | 0 | 0 | 0
2016-10-03 19:00 | 0 | 0 | 0 | 0 | 0 | 682763.4318 | 494304 | 0 | 0 | 0 | 961889.6781 | 0 | 0 | 0 | 0 | 0 | 0 | 276366.2284 | 0 | 0 | 0 | 543668.3945 | 0 | 0 | 0 | 0 | 148983.3894 | 0 | 0 | 0 | 0 | 0 | 0 | 0 | 39476.0424 | 0 | 0 | 0 | 0 | 0 | 0
2016-10-03 20:00 | 0 | 0 | 0 | 0 | 0 | 690868.4951 | 497335 | 0 | 0 | 0 | 1110873.0674 | 0 | 0 | 0 | 0 | 0 | 0 | 320916.3341 | 0 | 0 | 0 | 543666.2199 | 0 | 0 | 0 | 0 | 148983.3894 | 0 | 0 | 0 | 0 | 0 | 0 | 0 | 44550.1057 | 0 | 0 | 0 | 0 | 0 | 0
2016-10-03 21:00 | 0 | 0 | 0 | 0 | 0 | 691475.704 | 497321 | 0 | 0 | 0 | 1173589.5519 | 0 | 0 | 0 | 0 | 0 | 0 | 452354.5536 | 0 | 0 | 0 | 543664.0452 | 0 | 0 | 0 | 0 | 62716.4845 | 0 | 0 | 0 | 0 | 0 | 0 | 0 | 131438.2195 | 0 | 0 | 0 | 0 | 0 | 0
2016-10-03 22:00 | 0 | 0 | 0 | 0 | 0 | 675464.7691 | 493897 | 0 | 0 | 0 | 1322572.9413 | 0 | 0 | 0 | 0 | 0 | 0 | 484938.9333 | 0 | 0 | 0 | 543661.8705 | 0 | 0 | 0 | 0 | 148983.3894 | 0 | 0 | 0 | 0 | 0 | 0 | 0 | 32584.3797 | 0 | 0 | 0 | 0 | 0 | 0
2016-10-03 23:00 | 0 | 0 | 0 | 0 | 0 | 554359.6852 | 493550 | 0 | 0 | 0 | 1471556.3307 | 0 | 0 | 0 | 0 | 0 | 0 | 396765.2292 | 0 | 0 | 0 | 543659.6959 | 0 | 0 | 0 | 0 | 148983.3894 | 0 | 0 | 0 | 0 | 0 | 0 | 0 | -88173.7041 | 0 | 0 | 0 | 0 | 0 | 0
2016-10-04 | 0 | 0 | 0 | 0 | 0 | 226616.9542 | 488761 | 0 | 0 | 0 | 1340850.5043 | 0 | 0 | 0 | 0 | 0 | 0 | 265327.0097 | 0 | 0 | 0 | 543657.5212 | 0 | 0 | 0 | 0 | -130705.8263 | 0 | 0 | 0 | 0 | 0 | 0 | 0 | -131438.2195 | 0 | 0 | 0 | 0 | 0 | 0
2016-10-04 01:00 | 0 | 0 | 0 | 0 | 188443.2025 | 2768.1886 | 471633 | 0 | 0 | 0 | 1191867.115 | 0 | 0 | 0 | 0 | 0 | 0 | 133888.7902 | 0 | 0 | 0 | 543655.3466 | 0 | 0 | 0 | 0 | -148983.3894 | 0 | 0 | 0 | 0 | 0 | 0 | 0 | -131438.2195 | 0 | 0 | 0 | 0 | 0 | 0
2016-10-04 02:00 | 0 | 0 | 0 | 0 | 428806.8301 | 0 | 446352 | 0 | 0 | 0 | 1042883.7256 | 0 | 0 | 0 | 0 | 0 | 0 | 265327.0097 | 0 | 0 | 0 | 543653.172 | 0 | 0 | 0 | 0 | -148983.3894 | 0 | 0 | 0 | 0 | 0 | 0 | 0 | 131438.2195 | 0 | 0 | 0 | 0 | 0 | 0
2016-10-04 03:00 | 0 | 0 | 0 | 0 | 136225.3911 | 0 | 416647 | 0 | 0 | 0 | 893900.3362 | 0 | 0 | 0 | 0 | 0 | 0 | 133888.7902 | 0 | 0 | 0 | 543650.9974 | 0 | 0 | 0 | 0 | -148983.3894 | 0 | 0 | 0 | 0 | 0 | 0 | 0 | -131438.2195 | 0 | 0 | 0 | 0 | 0 | 0
2016-10-04 04:00 | 0 | 0 | 0 | 0 | 406468.1699 | 0 | 388923 | 0 | 0 | 0 | 1042883.7256 | 0 | 0 | 0 | 0 | 0 | 0 | 2450.5707 | 0 | 0 | 0 | 543648.8228 | 0 | 0 | 0 | 0 | 148983.3894 | 0 | 0 | 0 | 0 | 0 | 0 | 0 | -131438.2195 | 0 | 0 | 0 | 0 | 0 | 0
2016-10-04 05:00 | 0 | 0 | 0 | 0 | 348570.8301 | 0 | 366116 | 0 | 0 | 0 | 893900.3362 | 0 | 0 | 0 | 0 | 0 | 0 | 133888.7902 | 0 | 0 | 0 | 543646.6482 | 0 | 0 | 0 | 0 | -148983.3894 | 0 | 0 | 0 | 0 | 0 | 0 | 0 | 131438.2195 | 0 | 0 | 0 | 0 | 0 | 0
2016-10-04 06:00 | 0 | 0 | 0 | 0 | 70757.3911 | 0 | 351179 | 0 | 0 | 0 | 744916.9469 | 0 | 0 | 0 | 0 | 0 | 0 | 2450.5707 | 0 | 0 | 0 | 543644.4736 | 0 | 0 | 0 | 0 | -148983.3894 | 0 | 0 | 0 | 0 | 0 | 0 | 0 | -131438.2195 | 0 | 0 | 0 | 0 | 0 | 0
2016-10-04 07:00 | 0 | 0 | 0 | 0 | 325112.8301 | 0 | 342658 | 0 | 0 | 0 | 595933.5575 | 0 | 0 | 0 | 0 | 0 | 0 | 133888.7902 | 0 | 0 | 0 | 543642.299 | 0 | 0 | 0 | 0 | -148983.3894 | 0 | 0 | 0 | 0 | 0 | 0 | 0 | 131438.2195 | 0 | 0 | 0 | 0 | 0 | 0
2016-10-04 08:00 | 0 | 0 | 0 | 0 | 60578.3911 | 0 | 341000 | 0 | 0 | 0 | 446950.1681 | 0 | 0 | 0 | 0 | 0 | 0 | 2450.5707 | 0 | 0 | 0 | 543640.1245 | 0 | 0 | 0 | 0 | -148983.3894 | 0 | 0 | 0 | 0 | 0 | 0 | 0 | -131438.2195 | 0 | 0 | 0 | 0 | 0 | 0
2016-10-04 09:00 | 0 | 0 | 0 | 0 | 631133.6089 | 0 | 350712 | 0 | 0 | 0 | 595933.5575 | 0 | 0 | 0 | 0 | 0 | 0 | 133888.7902 | 0 | 0 | 0 | 543637.9499 | 0 | 0 | 0 | 0 | 148983.3894 | 0 | 0 | 0 | 0 | 0 | 0 | 0 | 131438.2195 | 0 | 0 | 0 | 0 | 0 | 0
2016-10-04 10:00 | 0 | 0 | 0 | 0 | 95056.3911 | 0 | 375478 | 0 | 0 | 0 | 446950.1681 | 0 | 0 | 0 | 0 | 0 | 0 | 2450.5707 | 0 | 0 | 0 | 543635.7753 | 0 | 0 | 0 | 0 | -148983.3894 | 0 | 0 | 0 | 0 | 0 | 0 | 0 | -131438.2195 | 0 | 0 | 0 | 0 | 0 | 0
2016-10-04 11:00 | 0 | 0 | 0 | 0 | 248664.04 | 0 | 400098 | 0 | 0 | 0 | 297966.7787 | 0 | 0 | 0 | 0 | 0 | 0 | 0 | 0 | 0 | 0 | 543633.6008 | 0 | 0 | 0 | 0 | -148983.3894 | 0 | 0 | 0 | 0 | 0 | 0 | 0 | -2450.5707 | 0 | 0 | 0 | 0 | 0 | 0
2016-10-04 12:00 | 0 | 0 | 0 | 0 | 264997.6106 | 0 | 413981 | 0 | 0 | 0 | 148983.3894 | 0 | 0 | 0 | 0 | 0 | 0 | 0 | 0 | 0 | 0 | 543631.4263 | 0 | 0 | 0 | 0 | -148983.3894 | 0 | 0 | 0 | 0 | 0 | 0 | 0 | 0 | 0 | 0 | 0 | 0 | 0 | 0
2016-10-04 13:00 | 0 | 0 | 0 | 0 | 251506.6956 | 27964.915 | 428455 | 0 | 0 | 0 | 0 | 0 | 0 | 0 | 0 | 0 | 0 | 0 | 0 | 0 | 0 | 543629.2517 | 0 | 0 | 0 | 0 | -148983.3894 | 0 | 0 | 0 | 0 | 0 | 0 | 0 | 0 | 0 | 0 | 0 | 0 | 0 | 0
2016-10-04 14:00 | 0 | 0 | 0 | 0 | 203095.9294 | 388304.46 | 442417 | 0 | 0 | 0 | 148983.3894 | 0 | 0 | 0 | 0 | 0 | 0 | 0 | 0 | 0 | 0 | 543627.0772 | 0 | 0 | 0 | 0 | 148983.3894 | 0 | 0 | 0 | 0 | 0 | 0 | 0 | 0 | 0 | 0 | 0 | 0 | 0 | 0
2016-10-04 15:00 | 0 | 0 | 0 | 0 | 0 | 623253.7139 | 455453 | 0 | 0 | 0 | 297966.7787 | 0 | 0 | 0 | 0 | 0 | 0 | 0 | 0 | 0 | 0 | 558678.7623 | 0 | 0 | 0 | 0 | 148983.3894 | 0 | 0 | 0 | 0 | 0 | 0 | 0 | 0 | 0 | 0 | 0 | 18817.3245 | 0 | 0
2016-10-04 16:00 | 0 | 0 | 0 | 0 | 0 | 763807.961 | 468286 | 0 | 0 | 0 | 446950.1681 | 0 | 0 | 0 | 0 | 0 | 0 | 127721.2471 | 0 | 0 | 0 | 573730.3872 | 0 | 0 | 0 | 0 | 148983.3894 | 0 | 0 | 0 | 0 | 0 | 0 | 0 | 127721.2471 | 0 | 0 | 0 | 18817.3245 | 0 | 0
2016-10-04 17:00 | 0 | 0 | 0 | 0 | 0 | 756623.1571 | 480699 | 0 | 0 | 0 | 595933.5575 | 0 | 0 | 0 | 0 | 0 | 0 | 235844.6903 | 0 | 0 | 0 | 588781.9518 | 0 | 0 | 0 | 0 | 148983.3894 | 0 | 0 | 0 | 0 | 0 | 0 | 0 | 108123.4432 | 0 | 0 | 0 | 18817.3245 | 0 | 0
2016-10-04 18:00 | 0 | 0 | 0 | 0 | 0 | 738064.8513 | 490527 | 0 | 0 | 0 | 744916.9469 | 0 | 0 | 0 | 0 | 0 | 0 | 315581.8277 | 0 | 0 | 0 | 603833.4563 | 0 | 0 | 0 | 0 | 148983.3894 | 0 | 0 | 0 | 0 | 0 | 0 | 0 | 79737.1374 | 0 | 0 | 0 | 18817.3245 | 0 | 0
2016-10-04 19:00 | 0 | 0 | 0 | 0 | 0 | 677409.9738 | 497249 | 0 | 0 | 0 | 893900.3362 | 0 | 0 | 0 | 0 | 0 | 0 | 327942.0877 | 0 | 0 | 0 | 618884.9005 | 0 | 0 | 0 | 0 | 148983.3894 | 0 | 0 | 0 | 0 | 0 | 0 | 0 | 12360.26 | 0 | 0 | 0 | 18817.3245 | 0 | 0
2016-10-04 20:00 | 0 | 0 | 0 | 0 | 0 | 732530.7353 | 502525 | 0 | 0 | 0 | 1042883.7256 | 0 | 0 | 0 | 0 | 0 | 0 | 390147.1091 | 0 | 0 | 0 | 633936.2846 | 0 | 0 | 0 | 0 | 148983.3894 | 0 | 0 | 0 | 0 | 0 | 0 | 0 | 62205.0214 | 0 | 0 | 0 | 18817.3245 | 0 | 0
2016-10-04 21:00 | 0 | 0 | 0 | 0 | 0 | 738483.988 | 503411 | 0 | 0 | 0 | 1191867.115 | 0 | 0 | 0 | 0 | 0 | 0 | 457419.3833 | 0 | 0 | 0 | 648987.6084 | 0 | 0 | 0 | 0 | 148983.3894 | 0 | 0 | 0 | 0 | 0 | 0 | 0 | 67272.2742 | 0 | 0 | 0 | 18817.3245 | 0 | 0
2016-10-04 22:00 | 0 | 0 | 0 | 0 | 0 | 723093.0574 | 498983 | 0 | 0 | 0 | 1340850.5043 | 0 | 0 | 0 | 0 | 0 | 0 | 513728.7269 | 0 | 0 | 0 | 664038.8721 | 0 | 0 | 0 | 0 | 148983.3894 | 0 | 0 | 0 | 0 | 0 | 0 | 0 | 56309.3436 | 0 | 0 | 0 | 18817.3245 | 0 | 0
2016-10-04 23:00 | 0 | 0 | 0 | 0 | 0 | 580099.2694 | 498935 | 0 | 0 | 0 | 1422014.7737 | 0 | 0 | 0 | 0 | 0 | 0 | 513728.7269 | 0 | 0 | 0 | 664036.2159 | 0 | 0 | 0 | 0 | 81164.2694 | 0 | 0 | 0 | 0 | 0 | 0 | 0 | 0 | 0 | 0 | 0 | 0 | 0 | 0
2016-10-05 | 0 | 0 | 0 | 0 | 0 | 231683.3021 | 495150 | 0 | 0 | 0 | 1289986.2953 | 0 | 0 | 0 | 0 | 0 | 0 | 382290.5074 | 0 | 0 | 0 | 664033.5598 | 0 | 0 | 0 | 0 | -132028.4784 | 0 | 0 | 0 | 0 | 0 | 0 | 0 | -131438.2195 | 0 | 0 | 0 | 0 | 0 | 0
2016-10-05 01:00 | 0 | 0 | 0 | 0 | 195625.4108 | 2687.9804 | 478735 | 0 | 0 | 0 | 1141002.9059 | 0 | 0 | 0 | 0 | 0 | 0 | 250852.2879 | 0 | 0 | 0 | 664030.9036 | 0 | 0 | 0 | 0 | -148983.3894 | 0 | 0 | 0 | 0 | 0 | 0 | 0 | -131438.2195 | 0 | 0 | 0 | 0 | 0 | 0
2016-10-05 02:00 | 0 | 0 | 0 | 0 | 173181.3911 | 0 | 453603 | 0 | 0 | 0 | 992019.5166 | 0 | 0 | 0 | 0 | 0 | 0 | 119414.0684 | 0 | 0 | 0 | 664028.2475 | 0 | 0 | 0 | 0 | -148983.3894 | 0 | 0 | 0 | 0 | 0 | 0 | 0 | -131438.2195 | 0 | 0 | 0 | 0 | 0 | 0
2016-10-05 03:00 | 0 | 0 | 0 | 0 | 408048.8301 | 0 | 425594 | 0 | 0 | 0 | 843036.1272 | 0 | 0 | 0 | 0 | 0 | 0 | 250852.2879 | 0 | 0 | 0 | 664025.5914 | 0 | 0 | 0 | 0 | -148983.3894 | 0 | 0 | 0 | 0 | 0 | 0 | 0 | 131438.2195 | 0 | 0 | 0 | 0 | 0 | 0
2016-10-05 04:00 | 0 | 0 | 0 | 0 | 415096.1699 | 0 | 397551 | 0 | 0 | 0 | 992019.5166 | 0 | 0 | 0 | 0 | 0 | 0 | 119414.0684 | 0 | 0 | 0 | 664022.9353 | 0 | 0 | 0 | 0 | 148983.3894 | 0 | 0 | 0 | 0 | 0 | 0 | 0 | -131438.2195 | 0 | 0 | 0 | 0 | 0 | 0
2016-10-05 05:00 | 0 | 0 | 0 | 0 | 359545.8301 | 0 | 377091 | 0 | 0 | 0 | 843036.1272 | 0 | 0 | 0 | 0 | 0 | 0 | 250852.2879 | 0 | 0 | 0 | 664020.2792 | 0 | 0 | 0 | 0 | -148983.3894 | 0 | 0 | 0 | 0 | 0 | 0 | 0 | 131438.2195 | 0 | 0 | 0 | 0 | 0 | 0
2016-10-05 06:00 | 0 | 0 | 0 | 0 | 81127.3911 | 0 | 361549 | 0 | 0 | 0 | 694052.7378 | 0 | 0 | 0 | 0 | 0 | 0 | 119414.0684 | 0 | 0 | 0 | 664017.6231 | 0 | 0 | 0 | 0 | -148983.3894 | 0 | 0 | 0 | 0 | 0 | 0 | 0 | -131438.2195 | 0 | 0 | 0 | 0 | 0 | 0
2016-10-05 07:00 | 0 | 0 | 0 | 0 | 334647.8301 | 0 | 352193 | 0 | 0 | 0 | 545069.3485 | 0 | 0 | 0 | 0 | 0 | 0 | 250852.2879 | 0 | 0 | 0 | 664014.9671 | 0 | 0 | 0 | 0 | -148983.3894 | 0 | 0 | 0 | 0 | 0 | 0 | 0 | 131438.2195 | 0 | 0 | 0 | 0 | 0 | 0
2016-10-05 08:00 | 0 | 0 | 0 | 0 | 69068.3911 | 0 | 349490 | 0 | 0 | 0 | 396085.9591 | 0 | 0 | 0 | 0 | 0 | 0 | 119414.0684 | 0 | 0 | 0 | 664012.311 | 0 | 0 | 0 | 0 | -148983.3894 | 0 | 0 | 0 | 0 | 0 | 0 | 0 | -131438.2195 | 0 | 0 | 0 | 0 | 0 | 0
2016-10-05 09:00 | 0 | 0 | 0 | 0 | 571841.6877 | 0 | 357785 | 0 | 0 | 0 | 478704.4273 | 0 | 0 | 0 | 0 | 0 | 0 | 250852.2879 | 0 | 0 | 0 | 664009.6549 | 0 | 0 | 0 | 0 | 82618.4682 | 0 | 0 | 0 | 0 | 0 | 0 | 0 | 131438.2195 | 0 | 0 | 0 | 0 | 0 | 0
2016-10-05 10:00 | 0 | 0 | 0 | 0 | 101409.3911 | 0 | 381831 | 0 | 0 | 0 | 329721.0379 | 0 | 0 | 0 | 0 | 0 | 0 | 119414.0684 | 0 | 0 | 0 | 664006.9989 | 0 | 0 | 0 | 0 | -148983.3894 | 0 | 0 | 0 | 0 | 0 | 0 | 0 | -131438.2195 | 0 | 0 | 0 | 0 | 0 | 0
2016-10-05 11:00 | 0 | 0 | 0 | 0 | 137825.5422 | 0 | 406223 | 0 | 0 | 0 | 180737.6485 | 0 | 0 | 0 | 0 | 0 | 0 | 0 | 0 | 0 | 0 | 664004.3429 | 0 | 0 | 0 | 0 | -148983.3894 | 0 | 0 | 0 | 0 | 0 | 0 | 0 | -119414.0684 | 0 | 0 | 0 | 0 | 0 | 0
2016-10-05 12:00 | 0 | 0 | 0 | 0 | 527592.9825 | 0 | 419017 | 0 | 0 | 0 | 157875.4116 | 0 | 0 | 0 | 0 | 0 | 0 | 131438.2195 | 0 | 0 | 0 | 664001.6869 | 0 | 0 | 0 | 0 | -22862.237 | 0 | 0 | 0 | 0 | 0 | 0 | 0 | 131438.2195 | 0 | 0 | 0 | 0 | 0 | 0
2016-10-05 13:00 | 0 | 0 | 0 | 0 | 125716.1934 | 26587.1977 | 432725 | 0 | 0 | 0 | 8892.0222 | 0 | 0 | 0 | 0 | 0 | 0 | 0 | 0 | 0 | 0 | 663999.0309 | 0 | 0 | 0 | 0 | -148983.3894 | 0 | 0 | 0 | 0 | 0 | 0 | 0 | -131438.2195 | 0 | 0 | 0 | 0 | 0 | 0
2016-10-05 14:00 | 0 | 0 | 0 | 0 | 214973.9111 | 381314.4783 | 447305 | 0 | 0 | 0 | 157875.4116 | 0 | 0 | 0 | 0 | 0 | 0 | 0 | 0 | 0 | 0 | 663996.3749 | 0 | 0 | 0 | 0 | 148983.3894 | 0 | 0 | 0 | 0 | 0 | 0 | 0 | 0 | 0 | 0 | 0 | 0 | 0 | 0
2016-10-05 15:00 | 0 | 0 | 0 | 0 | 0 | 725663.4185 | 460409 | 0 | 0 | 0 | 306858.8009 | 0 | 0 | 0 | 0 | 0 | 0 | 115029.8208 | 0 | 0 | 0 | 664986.6855 | 0 | 0 | 0 | 0 | 148983.3894 | 0 | 0 | 0 | 0 | 0 | 0 | 0 | 115029.8208 | 0 | 0 | 0 | 1241.2083 | 0 | 0
2016-10-05 16:00 | 0 | 0 | 0 | 0 | 0 | 764351.6113 | 473195 | 0 | 0 | 0 | 455842.1903 | 0 | 0 | 0 | 0 | 0 | 0 | 238385.7182 | 0 | 0 | 0 | 680037.8851 | 0 | 0 | 0 | 0 | 148983.3894 | 0 | 0 | 0 | 0 | 0 | 0 | 0 | 123355.8974 | 0 | 0 | 0 | 18817.3245 | 0 | 0
2016-10-05 17:00 | 0 | 0 | 0 | 0 | 0 | 746601.3967 | 486313 | 0 | 0 | 0 | 604825.5797 | 0 | 0 | 0 | 0 | 0 | 0 | 330873.401 | 0 | 0 | 0 | 695089.0246 | 0 | 0 | 0 | 0 | 148983.3894 | 0 | 0 | 0 | 0 | 0 | 0 | 0 | 92487.6828 | 0 | 0 | 0 | 18817.3245 | 0 | 0
2016-10-05 18:00 | 0 | 0 | 0 | 0 | 0 | 723519.3213 | 498180 | 0 | 0 | 0 | 753808.969 | 0 | 0 | 0 | 0 | 0 | 0 | 388412.0085 | 0 | 0 | 0 | 710140.1038 | 0 | 0 | 0 | 0 | 148983.3894 | 0 | 0 | 0 | 0 | 0 | 0 | 0 | 57538.6075 | 0 | 0 | 0 | 18817.3245 | 0 | 0
2016-10-05 19:00 | 0 | 0 | 0 | 0 | 0 | 709514.6781 | 507295 | 0 | 0 | 0 | 902792.3584 | 0 | 0 | 0 | 0 | 0 | 0 | 422830.9728 | 0 | 0 | 0 | 725191.1228 | 0 | 0 | 0 | 0 | 148983.3894 | 0 | 0 | 0 | 0 | 0 | 0 | 0 | 34418.9643 | 0 | 0 | 0 | 18817.3245 | 0 | 0
2016-10-05 20:00 | 0 | 0 | 0 | 0 | 0 | 714487.7539 | 513946 | 0 | 0 | 0 | 1051775.7478 | 0 | 0 | 0 | 0 | 0 | 0 | 455572.0129 | 0 | 0 | 0 | 740242.0816 | 0 | 0 | 0 | 0 | 148983.3894 | 0 | 0 | 0 | 0 | 0 | 0 | 0 | 32741.0401 | 0 | 0 | 0 | 18817.3245 | 0 | 0
2016-10-05 21:00 | 0 | 0 | 0 | 0 | 0 | 720120.38 | 515936 | 0 | 0 | 0 | 1200759.1372 | 0 | 0 | 0 | 0 | 0 | 0 | 491955.679 | 0 | 0 | 0 | 755292.9803 | 0 | 0 | 0 | 0 | 148983.3894 | 0 | 0 | 0 | 0 | 0 | 0 | 0 | 36383.6662 | 0 | 0 | 0 | 18817.3245 | 0 | 0
2016-10-05 22:00 | 0 | 0 | 0 | 0 | 0 | 701039.7617 | 511466 | 0 | 0 | 0 | 1349742.5265 | 0 | 0 | 0 | 0 | 0 | 0 | 513728.7269 | 0 | 0 | 0 | 770343.8187 | 0 | 0 | 0 | 0 | 148983.3894 | 0 | 0 | 0 | 0 | 0 | 0 | 0 | 21773.0479 | 0 | 0 | 0 | 18817.3245 | 0 | 0
2016-10-05 23:00 | 0 | 0 | 0 | 0 | 0 | 554690.3161 | 509137 | 0 | 0 | 0 | 1395295.8426 | 0 | 0 | 0 | 0 | 0 | 0 | 513728.7269 | 0 | 0 | 0 | 770340.7373 | 0 | 0 | 0 | 0 | 45553.3161 | 0 | 0 | 0 | 0 | 0 | 0 | 0 | 0 | 0 | 0 | 0 | 0 | 0 | 0
2016-10-06 | 0 | 0 | 0 | 0 | 9273.7253 | 212603.6659 | 502299 | 0 | 0 | 0 | 1246312.4533 | 0 | 0 | 0 | 0 | 0 | 0 | 382290.5074 | 0 | 0 | 0 | 770337.6559 | 0 | 0 | 0 | 0 | -148983.3894 | 0 | 0 | 0 | 0 | 0 | 0 | 0 | -131438.2195 | 0 | 0 | 0 | 0 | 0 | 0
2016-10-06 01:00 | 0 | 0 | 0 | 0 | 198038.2122 | 2824.1789 | 481284 | 0 | 0 | 0 | 1097329.0639 | 0 | 0 | 0 | 0 | 0 | 0 | 250852.2879 | 0 | 0 | 0 | 770334.5746 | 0 | 0 | 0 | 0 | -148983.3894 | 0 | 0 | 0 | 0 | 0 | 0 | 0 | -131438.2195 | 0 | 0 | 0 | 0 | 0 | 0
2016-10-06 02:00 | 0 | 0 | 0 | 0 | 178028.3911 | 0 | 458450 | 0 | 0 | 0 | 948345.6745 | 0 | 0 | 0 | 0 | 0 | 0 | 119414.0684 | 0 | 0 | 0 | 770331.4932 | 0 | 0 | 0 | 0 | -148983.3894 | 0 | 0 | 0 | 0 | 0 | 0 | 0 | -131438.2195 | 0 | 0 | 0 | 0 | 0 | 0
2016-10-06 03:00 | 0 | 0 | 0 | 0 | 676436.054 | 0 | 429111 | 0 | 0 | 0 | 1064232.509 | 0 | 0 | 0 | 0 | 0 | 0 | 250852.2879 | 0 | 0 | 0 | 770328.4119 | 0 | 0 | 0 | 0 | 115886.8345 | 0 | 0 | 0 | 0 | 0 | 0 | 0 | 131438.2195 | 0 | 0 | 0 | 0 | 0 | 0
2016-10-06 04:00 | 0 | 0 | 0 | 0 | 123468.3911 | 0 | 403890 | 0 | 0 | 0 | 915249.1197 | 0 | 0 | 0 | 0 | 0 | 0 | 119414.0684 | 0 | 0 | 0 | 770325.3306 | 0 | 0 | 0 | 0 | -148983.3894 | 0 | 0 | 0 | 0 | 0 | 0 | 0 | -131438.2195 | 0 | 0 | 0 | 0 | 0 | 0
2016-10-06 05:00 | 0 | 0 | 0 | 0 | 364206.8301 | 0 | 381752 | 0 | 0 | 0 | 766265.7303 | 0 | 0 | 0 | 0 | 0 | 0 | 250852.2879 | 0 | 0 | 0 | 770322.2493 | 0 | 0 | 0 | 0 | -148983.3894 | 0 | 0 | 0 | 0 | 0 | 0 | 0 | 131438.2195 | 0 | 0 | 0 | 0 | 0 | 0
2016-10-06 06:00 | 0 | 0 | 0 | 0 | 85855.3911 | 0 | 366277 | 0 | 0 | 0 | 617282.3409 | 0 | 0 | 0 | 0 | 0 | 0 | 119414.0684 | 0 | 0 | 0 | 770319.168 | 0 | 0 | 0 | 0 | -148983.3894 | 0 | 0 | 0 | 0 | 0 | 0 | 0 | -131438.2195 | 0 | 0 | 0 | 0 | 0 | 0
2016-10-06 07:00 | 0 | 0 | 0 | 0 | 558962.8145 | 0 | 356084 | 0 | 0 | 0 | 688722.9359 | 0 | 0 | 0 | 0 | 0 | 0 | 250852.2879 | 0 | 0 | 0 | 770316.0867 | 0 | 0 | 0 | 0 | 71440.5949 | 0 | 0 | 0 | 0 | 0 | 0 | 0 | 131438.2195 | 0 | 0 | 0 | 0 | 0 | 0
2016-10-06 08:00 | 0 | 0 | 0 | 0 | 73204.3911 | 0 | 353626 | 0 | 0 | 0 | 539739.5465 | 0 | 0 | 0 | 0 | 0 | 0 | 119414.0684 | 0 | 0 | 0 | 770313.0055 | 0 | 0 | 0 | 0 | -148983.3894 | 0 | 0 | 0 | 0 | 0 | 0 | 0 | -131438.2195 | 0 | 0 | 0 | 0 | 0 | 0
2016-10-06 09:00 | 0 | 0 | 0 | 0 | 94360.5422 | 0 | 362758 | 0 | 0 | 0 | 390756.1571 | 0 | 0 | 0 | 0 | 0 | 0 | 0 | 0 | 0 | 0 | 770309.9242 | 0 | 0 | 0 | 0 | -148983.3894 | 0 | 0 | 0 | 0 | 0 | 0 | 0 | -119414.0684 | 0 | 0 | 0 | 0 | 0 | 0
2016-10-06 10:00 | 0 | 0 | 0 | 0 | 481213.1984 | 0 | 385927 | 0 | 0 | 0 | 354604.136 | 0 | 0 | 0 | 0 | 0 | 0 | 131438.2195 | 0 | 0 | 0 | 770306.843 | 0 | 0 | 0 | 0 | -36152.0211 | 0 | 0 | 0 | 0 | 0 | 0 | 0 | 131438.2195 | 0 | 0 | 0 | 0 | 0 | 0
2016-10-06 11:00 | 0 | 0 | 0 | 0 | 130452.3911 | 0 | 410874 | 0 | 0 | 0 | 205620.7467 | 0 | 0 | 0 | 0 | 0 | 0 | 0 | 0 | 0 | 0 | 770303.7618 | 0 | 0 | 0 | 0 | -148983.3894 | 0 | 0 | 0 | 0 | 0 | 0 | 0 | -131438.2195 | 0 | 0 | 0 | 0 | 0 | 0
2016-10-06 12:00 | 0 | 0 | 0 | 0 | 452565.5615 | 0 | 424885 | 0 | 0 | 0 | 101863.0886 | 0 | 0 | 0 | 0 | 0 | 0 | 131438.2195 | 0 | 0 | 0 | 770300.6805 | 0 | 0 | 0 | 0 | -103757.658 | 0 | 0 | 0 | 0 | 0 | 0 | 0 | 131438.2195 | 0 | 0 | 0 | 0 | 0 | 0
2016-10-06 13:00 | 0 | 0 | 0 | 0 | 388775.7276 | 21754.8054 | 438806 | 0 | 0 | 0 | 205025.8411 | 0 | 0 | 0 | 0 | 0 | 0 | 0 | 0 | 0 | 0 | 770297.5993 | 0 | 0 | 0 | 0 | 103162.7525 | 0 | 0 | 0 | 0 | 0 | 0 | 0 | -131438.2195 | 0 | 0 | 0 | 0 | 0 | 0
2016-10-06 14:00 | 0 | 0 | 0 | 0 | 273093.7807 | 328273.6087 | 452384 | 0 | 0 | 0 | 354009.2305 | 0 | 0 | 0 | 0 | 0 | 0 | 0 | 0 | 0 | 0 | 770294.5182 | 0 | 0 | 0 | 0 | 148983.3894 | 0 | 0 | 0 | 0 | 0 | 0 | 0 | 0 | 0 | 0 | 0 | 0 | 0 | 0
2016-10-06 15:00 | 0 | 0 | 0 | 0 | 0 | 701738.1711 | 464701 | 0 | 0 | 0 | 502992.6198 | 0 | 0 | 0 | 0 | 0 | 0 | 88053.7817 | 0 | 0 | 0 | 770291.437 | 0 | 0 | 0 | 0 | 148983.3894 | 0 | 0 | 0 | 0 | 0 | 0 | 0 | 88053.7817 | 0 | 0 | 0 | 0 | 0 | 0
2016-10-06 16:00 | 0 | 0 | 0 | 0 | 0 | 746323.8129 | 475928 | 0 | 0 | 0 | 651976.0092 | 0 | 0 | 0 | 0 | 0 | 0 | 209466.2052 | 0 | 0 | 0 | 770288.3558 | 0 | 0 | 0 | 0 | 148983.3894 | 0 | 0 | 0 | 0 | 0 | 0 | 0 | 121412.4235 | 0 | 0 | 0 | 0 | 0 | 0
2016-10-06 17:00 | 0 | 0 | 0 | 0 | 0 | 726549.7893 | 487992 | 0 | 0 | 0 | 800959.3986 | 0 | 0 | 0 | 0 | 0 | 0 | 299040.6052 | 0 | 0 | 0 | 770285.2747 | 0 | 0 | 0 | 0 | 148983.3894 | 0 | 0 | 0 | 0 | 0 | 0 | 0 | 89574.4 | 0 | 0 | 0 | 0 | 0 | 0
2016-10-06 18:00 | 0 | 0 | 0 | 0 | 0 | 707812.0062 | 498243 | 0 | 0 | 0 | 949942.7879 | 0 | 0 | 0 | 0 | 0 | 0 | 359626.222 | 0 | 0 | 0 | 770282.1935 | 0 | 0 | 0 | 0 | 148983.3894 | 0 | 0 | 0 | 0 | 0 | 0 | 0 | 60585.6168 | 0 | 0 | 0 | 0 | 0 | 0
2016-10-06 19:00 | 0 | 0 | 0 | 0 | 0 | 695599.5348 | 504825 | 0 | 0 | 0 | 1098926.1773 | 0 | 0 | 0 | 0 | 0 | 0 | 401417.3674 | 0 | 0 | 0 | 770279.1124 | 0 | 0 | 0 | 0 | 148983.3894 | 0 | 0 | 0 | 0 | 0 | 0 | 0 | 41791.1454 | 0 | 0 | 0 | 0 | 0 | 0
2016-10-06 20:00 | 0 | 0 | 0 | 0 | 0 | 700703.1951 | 509579 | 0 | 0 | 0 | 1247909.5667 | 0 | 0 | 0 | 0 | 0 | 0 | 443558.1731 | 0 | 0 | 0 | 770276.0313 | 0 | 0 | 0 | 0 | 148983.3894 | 0 | 0 | 0 | 0 | 0 | 0 | 0 | 42140.8057 | 0 | 0 | 0 | 0 | 0 | 0
2016-10-06 21:00 | 0 | 0 | 0 | 0 | 0 | 703785.7054 | 510568 | 0 | 0 | 0 | 1396892.9561 | 0 | 0 | 0 | 0 | 0 | 0 | 487792.4891 | 0 | 0 | 0 | 770272.9502 | 0 | 0 | 0 | 0 | 148983.3894 | 0 | 0 | 0 | 0 | 0 | 0 | 0 | 44234.3161 | 0 | 0 | 0 | 0 | 0 | 0
2016-10-06 22:00 | 0 | 0 | 0 | 0 | 0 | 675055.7125 | 506396 | 0 | 0 | 0 | 1539616.4307 | 0 | 0 | 0 | 0 | 0 | 0 | 513728.7269 | 0 | 0 | 0 | 770269.8691 | 0 | 0 | 0 | 0 | 142723.4747 | 0 | 0 | 0 | 0 | 0 | 0 | 0 | 25936.2378 | 0 | 0 | 0 | 0 | 0 | 0
2016-10-06 23:00 | 0 | 0 | 0 | 0 | 0 | 544194.7768 | 505799 | 0 | 0 | 0 | 1578012.2075 | 0 | 0 | 0 | 0 | 0 | 0 | 513728.7269 | 0 | 0 | 0 | 770266.788 | 0 | 0 | 0 | 0 | 38395.7768 | 0 | 0 | 0 | 0 | 0 | 0 | 0 | 0 | 0 | 0 | 0 | 0 | 0 | 0
2016-10-07 | 0 | 0 | 0 | 0 | 13458.4762 | 206853.9149 | 500734 | 0 | 0 | 0 | 1429028.8182 | 0 | 0 | 0 | 0 | 0 | 0 | 382290.5074 | 0 | 0 | 0 | 770263.7069 | 0 | 0 | 0 | 0 | -148983.3894 | 0 | 0 | 0 | 0 | 0 | 0 | 0 | -131438.2195 | 0 | 0 | 0 | 0 | 0 | 0
2016-10-07 01:00 | 0 | 0 | 0 | 0 | 200548.6765 | 3476.7146 | 484447 | 0 | 0 | 0 | 1280045.4288 | 0 | 0 | 0 | 0 | 0 | 0 | 250852.2879 | 0 | 0 | 0 | 770260.6259 | 0 | 0 | 0 | 0 | -148983.3894 | 0 | 0 | 0 | 0 | 0 | 0 | 0 | -131438.2195 | 0 | 0 | 0 | 0 | 0 | 0
2016-10-07 02:00 | 0 | 0 | 0 | 0 | 540781.034 | 0 | 459365 | 0 | 0 | 0 | 1230023.2433 | 0 | 0 | 0 | 0 | 0 | 0 | 382290.5074 | 0 | 0 | 0 | 770257.5448 | 0 | 0 | 0 | 0 | -50022.1855 | 0 | 0 | 0 | 0 | 0 | 0 | 0 | 131438.2195 | 0 | 0 | 0 | 0 | 0 | 0
2016-10-07 03:00 | 0 | 0 | 0 | 0 | 148021.3911 | 0 | 428443 | 0 | 0 | 0 | 1081039.854 | 0 | 0 | 0 | 0 | 0 | 0 | 250852.2879 | 0 | 0 | 0 | 770254.4638 | 0 | 0 | 0 | 0 | -148983.3894 | 0 | 0 | 0 | 0 | 0 | 0 | 0 | -131438.2195 | 0 | 0 | 0 | 0 | 0 | 0
2016-10-07 04:00 | 0 | 0 | 0 | 0 | 120984.3911 | 0 | 401406 | 0 | 0 | 0 | 932056.4646 | 0 | 0 | 0 | 0 | 0 | 0 | 119414.0684 | 0 | 0 | 0 | 770251.3828 | 0 | 0 | 0 | 0 | -148983.3894 | 0 | 0 | 0 | 0 | 0 | 0 | 0 | -131438.2195 | 0 | 0 | 0 | 0 | 0 | 0
2016-10-07 05:00 | 0 | 0 | 0 | 0 | 564705.4522 | 0 | 379573 | 0 | 0 | 0 | 985750.6973 | 0 | 0 | 0 | 0 | 0 | 0 | 250852.2879 | 0 | 0 | 0 | 770248.3018 | 0 | 0 | 0 | 0 | 53694.2327 | 0 | 0 | 0 | 0 | 0 | 0 | 0 | 131438.2195 | 0 | 0 | 0 | 0 | 0 | 0
2016-10-07 06:00 | 0 | 0 | 0 | 0 | 82103.3911 | 0 | 362525 | 0 | 0 | 0 | 836767.3079 | 0 | 0 | 0 | 0 | 0 | 0 | 119414.0684 | 0 | 0 | 0 | 770245.2208 | 0 | 0 | 0 | 0 | -148983.3894 | 0 | 0 | 0 | 0 | 0 | 0 | 0 | -131438.2195 | 0 | 0 | 0 | 0 | 0 | 0
2016-10-07 07:00 | 0 | 0 | 0 | 0 | 572358.7577 | 0 | 353282 | 0 | 0 | 0 | 924405.8461 | 0 | 0 | 0 | 0 | 0 | 0 | 250852.2879 | 0 | 0 | 0 | 770242.1398 | 0 | 0 | 0 | 0 | 87638.5382 | 0 | 0 | 0 | 0 | 0 | 0 | 0 | 131438.2195 | 0 | 0 | 0 | 0 | 0 | 0
2016-10-07 08:00 | 0 | 0 | 0 | 0 | 69913.3911 | 0 | 350335 | 0 | 0 | 0 | 775422.4567 | 0 | 0 | 0 | 0 | 0 | 0 | 119414.0684 | 0 | 0 | 0 | 770239.0588 | 0 | 0 | 0 | 0 | -148983.3894 | 0 | 0 | 0 | 0 | 0 | 0 | 0 | -131438.2195 | 0 | 0 | 0 | 0 | 0 | 0
2016-10-07 09:00 | 0 | 0 | 0 | 0 | 89044.5422 | 0 | 357442 | 0 | 0 | 0 | 626439.0673 | 0 | 0 | 0 | 0 | 0 | 0 | 0 | 0 | 0 | 0 | 770235.9779 | 0 | 0 | 0 | 0 | -148983.3894 | 0 | 0 | 0 | 0 | 0 | 0 | 0 | -119414.0684 | 0 | 0 | 0 | 0 | 0 | 0
2016-10-07 10:00 | 0 | 0 | 0 | 0 | 484959.3669 | 0 | 377785 | 0 | 0 | 0 | 602175.2147 | 0 | 0 | 0 | 0 | 0 | 0 | 131438.2195 | 0 | 0 | 0 | 770232.8969 | 0 | 0 | 0 | 0 | -24263.8526 | 0 | 0 | 0 | 0 | 0 | 0 | 0 | 131438.2195 | 0 | 0 | 0 | 0 | 0 | 0
2016-10-07 11:00 | 0 | 0 | 0 | 0 | 120978.3911 | 0 | 401400 | 0 | 0 | 0 | 453191.8254 | 0 | 0 | 0 | 0 | 0 | 0 | 0 | 0 | 0 | 0 | 770229.816 | 0 | 0 | 0 | 0 | -148983.3894 | 0 | 0 | 0 | 0 | 0 | 0 | 0 | -131438.2195 | 0 | 0 | 0 | 0 | 0 | 0
2016-10-07 12:00 | 0 | 0 | 0 | 0 | 267133.6106 | 0 | 416117 | 0 | 0 | 0 | 304208.436 | 0 | 0 | 0 | 0 | 0 | 0 | 0 | 0 | 0 | 0 | 770226.7351 | 0 | 0 | 0 | 0 | -148983.3894 | 0 | 0 | 0 | 0 | 0 | 0 | 0 | 0 | 0 | 0 | 0 | 0 | 0 | 0
2016-10-07 13:00 | 0 | 0 | 0 | 0 | 393369.4392 | 16316.8307 | 429380 | 0 | 0 | 0 | 284514.7059 | 0 | 0 | 0 | 0 | 0 | 0 | 0 | 0 | 0 | 0 | 770223.6542 | 0 | 0 | 0 | 0 | -19693.7301 | 0 | 0 | 0 | 0 | 0 | 0 | 0 | 0 | 0 | 0 | 0 | 0 | 0 | 0
2016-10-07 14:00 | 0 | 0 | 0 | 0 | 0 | 371223.5896 | 442980 | 0 | 0 | 0 | 212758.2956 | 0 | 0 | 0 | 0 | 0 | 0 | 0 | 0 | 0 | 0 | 770220.5733 | 0 | 0 | 0 | 0 | -71756.4104 | 0 | 0 | 0 | 0 | 0 | 0 | 0 | 0 | 0 | 0 | 0 | 0 | 0 | 0
2016-10-07 15:00 | 0 | 0 | 0 | 0 | 0 | 670562.1569 | 453071 | 0 | 0 | 0 | 361741.6849 | 0 | 0 | 0 | 0 | 0 | 0 | 68507.7675 | 0 | 0 | 0 | 770217.4924 | 0 | 0 | 0 | 0 | 148983.3894 | 0 | 0 | 0 | 0 | 0 | 0 | 0 | 68507.7675 | 0 | 0 | 0 | 0 | 0 | 0
2016-10-07 16:00 | 0 | 0 | 0 | 0 | 0 | 723107.8999 | 461304 | 0 | 0 | 0 | 510725.0743 | 0 | 0 | 0 | 0 | 0 | 0 | 181328.278 | 0 | 0 | 0 | 770214.4115 | 0 | 0 | 0 | 0 | 148983.3894 | 0 | 0 | 0 | 0 | 0 | 0 | 0 | 112820.5105 | 0 | 0 | 0 | 0 | 0 | 0
2016-10-07 17:00 | 0 | 0 | 0 | 0 | 0 | 718116.6851 | 469765 | 0 | 0 | 0 | 659708.4637 | 0 | 0 | 0 | 0 | 0 | 0 | 280696.5738 | 0 | 0 | 0 | 770211.3307 | 0 | 0 | 0 | 0 | 148983.3894 | 0 | 0 | 0 | 0 | 0 | 0 | 0 | 99368.2957 | 0 | 0 | 0 | 0 | 0 | 0
2016-10-07 18:00 | 0 | 0 | 0 | 0 | 0 | 697868.251 | 476505 | 0 | 0 | 0 | 808691.853 | 0 | 0 | 0 | 0 | 0 | 0 | 353076.4354 | 0 | 0 | 0 | 770208.2498 | 0 | 0 | 0 | 0 | 148983.3894 | 0 | 0 | 0 | 0 | 0 | 0 | 0 | 72379.8616 | 0 | 0 | 0 | 0 | 0 | 0
2016-10-07 19:00 | 0 | 0 | 0 | 0 | 0 | 685078.9445 | 479943 | 0 | 0 | 0 | 957675.2424 | 0 | 0 | 0 | 0 | 0 | 0 | 409228.9905 | 0 | 0 | 0 | 770205.169 | 0 | 0 | 0 | 0 | 148983.3894 | 0 | 0 | 0 | 0 | 0 | 0 | 0 | 56152.5551 | 0 | 0 | 0 | 0 | 0 | 0
2016-10-07 20:00 | 0 | 0 | 0 | 0 | 0 | 687878.1445 | 482069 | 0 | 0 | 0 | 1106658.6318 | 0 | 0 | 0 | 0 | 0 | 0 | 454812.1533 | 0 | 0 | 0 | 779196.162 | 0 | 0 | 0 | 0 | 148983.3894 | 0 | 0 | 0 | 0 | 0 | 0 | 0 | 45583.1628 | 0 | 0 | 0 | 11242.5923 | 0 | 0
2016-10-07 21:00 | 0 | 0 | 0 | 0 | 0 | 687651.4019 | 481238 | 0 | 0 | 0 | 1255642.0211 | 0 | 0 | 0 | 0 | 0 | 0 | 493424.8414 | 0 | 0 | 0 | 794246.9048 | 0 | 0 | 0 | 0 | 148983.3894 | 0 | 0 | 0 | 0 | 0 | 0 | 0 | 38612.688 | 0 | 0 | 0 | 18817.3245 | 0 | 0
2016-10-07 22:00 | 0 | 0 | 0 | 0 | 0 | 664207.5994 | 476103 | 0 | 0 | 0 | 1404625.4105 | 0 | 0 | 0 | 0 | 0 | 0 | 513728.7269 | 0 | 0 | 0 | 809297.5874 | 0 | 0 | 0 | 0 | 148983.3894 | 0 | 0 | 0 | 0 | 0 | 0 | 0 | 20303.8855 | 0 | 0 | 0 | 18817.3245 | 0 | 0
2016-10-07 23:00 | 0 | 0 | 0 | 0 | 0 | 509315.3162 | 472386 | 0 | 0 | 0 | 1553608.7999 | 0 | 0 | 0 | 0 | 0 | 0 | 401674.6538 | 0 | 0 | 0 | 809294.3502 | 0 | 0 | 0 | 0 | 148983.3894 | 0 | 0 | 0 | 0 | 0 | 0 | 0 | -112054.0731 | 0 | 0 | 0 | 0 | 0 | 0
2016-10-08 | 0 | 0 | 0 | 0 | 13742.5984 | 171204.7928 | 465369 | 0 | 0 | 0 | 1404625.4105 | 0 | 0 | 0 | 0 | 0 | 0 | 270236.4343 | 0 | 0 | 0 | 809291.1131 | 0 | 0 | 0 | 0 | -148983.3894 | 0 | 0 | 0 | 0 | 0 | 0 | 0 | -131438.2195 | 0 | 0 | 0 | 0 | 0 | 0
2016-10-08 01:00 | 0 | 0 | 0 | 0 | 390528.3906 | 1279.5892 | 450868 | 0 | 0 | 0 | 1477003.6098 | 0 | 0 | 0 | 0 | 0 | 0 | 138798.2148 | 0 | 0 | 0 | 809287.8759 | 0 | 0 | 0 | 0 | 72378.1993 | 0 | 0 | 0 | 0 | 0 | 0 | 0 | -131438.2195 | 0 | 0 | 0 | 0 | 0 | 0
2016-10-08 02:00 | 0 | 0 | 0 | 0 | 421698.3808 | 0 | 428352 | 0 | 0 | 0 | 1346271.7663 | 0 | 0 | 0 | 0 | 0 | 0 | 262876.439 | 0 | 0 | 0 | 809284.6387 | 0 | 0 | 0 | 0 | -130731.8435 | 0 | 0 | 0 | 0 | 0 | 0 | 0 | 124078.2242 | 0 | 0 | 0 | 0 | 0 | 0
2016-10-08 03:00 | 0 | 0 | 0 | 0 | 126973.3911 | 0 | 407395 | 0 | 0 | 0 | 1197288.377 | 0 | 0 | 0 | 0 | 0 | 0 | 131438.2195 | 0 | 0 | 0 | 809281.4016 | 0 | 0 | 0 | 0 | -148983.3894 | 0 | 0 | 0 | 0 | 0 | 0 | 0 | -131438.2195 | 0 | 0 | 0 | 0 | 0 | 0
2016-10-08 04:00 | 0 | 0 | 0 | 0 | 105310.3911 | 0 | 385732 | 0 | 0 | 0 | 1048304.9876 | 0 | 0 | 0 | 0 | 0 | 0 | 0 | 0 | 0 | 0 | 809278.1645 | 0 | 0 | 0 | 0 | -148983.3894 | 0 | 0 | 0 | 0 | 0 | 0 | 0 | -131438.2195 | 0 | 0 | 0 | 0 | 0 | 0
2016-10-08 05:00 | 0 | 0 | 0 | 0 | 465946.2134 | 0 | 364959 | 0 | 0 | 0 | 1017853.9814 | 0 | 0 | 0 | 0 | 0 | 0 | 131438.2195 | 0 | 0 | 0 | 809274.9274 | 0 | 0 | 0 | 0 | -30451.0061 | 0 | 0 | 0 | 0 | 0 | 0 | 0 | 131438.2195 | 0 | 0 | 0 | 0 | 0 | 0
2016-10-08 06:00 | 0 | 0 | 0 | 0 | 69682.3911 | 0 | 350104 | 0 | 0 | 0 | 868870.5921 | 0 | 0 | 0 | 0 | 0 | 0 | 0 | 0 | 0 | 0 | 809271.6903 | 0 | 0 | 0 | 0 | -148983.3894 | 0 | 0 | 0 | 0 | 0 | 0 | 0 | -131438.2195 | 0 | 0 | 0 | 0 | 0 | 0
2016-10-08 07:00 | 0 | 0 | 0 | 0 | 446736.8657 | 0 | 339014 | 0 | 0 | 0 | 845155.2382 | 0 | 0 | 0 | 0 | 0 | 0 | 131438.2195 | 0 | 0 | 0 | 809268.4532 | 0 | 0 | 0 | 0 | -23715.3539 | 0 | 0 | 0 | 0 | 0 | 0 | 0 | 131438.2195 | 0 | 0 | 0 | 0 | 0 | 0
2016-10-08 08:00 | 0 | 0 | 0 | 0 | 431391.4261 | 0 | 332471 | 0 | 0 | 0 | 812637.4448 | 0 | 0 | 0 | 0 | 0 | 0 | 262876.439 | 0 | 0 | 0 | 809265.2161 | 0 | 0 | 0 | 0 | -32517.7934 | 0 | 0 | 0 | 0 | 0 | 0 | 0 | 131438.2195 | 0 | 0 | 0 | 0 | 0 | 0
2016-10-08 09:00 | 0 | 0 | 0 | 0 | 51516.3911 | 0 | 331938 | 0 | 0 | 0 | 663654.0554 | 0 | 0 | 0 | 0 | 0 | 0 | 131438.2195 | 0 | 0 | 0 | 809261.979 | 0 | 0 | 0 | 0 | -148983.3894 | 0 | 0 | 0 | 0 | 0 | 0 | 0 | -131438.2195 | 0 | 0 | 0 | 0 | 0 | 0
2016-10-08 10:00 | 0 | 0 | 0 | 0 | 383858.6056 | 0 | 338002 | 0 | 0 | 0 | 578072.4415 | 0 | 0 | 0 | 0 | 0 | 0 | 262876.439 | 0 | 0 | 0 | 809258.742 | 0 | 0 | 0 | 0 | -85581.6139 | 0 | 0 | 0 | 0 | 0 | 0 | 0 | 131438.2195 | 0 | 0 | 0 | 0 | 0 | 0
2016-10-08 11:00 | 0 | 0 | 0 | 0 | 362975.3163 | 0 | 348329 | 0 | 0 | 0 | 724156.9774 | 0 | 0 | 0 | 0 | 0 | 0 | 131438.2195 | 0 | 0 | 0 | 809255.505 | 0 | 0 | 0 | 0 | 146084.5358 | 0 | 0 | 0 | 0 | 0 | 0 | 0 | -131438.2195 | 0 | 0 | 0 | 0 | 0 | 0
2016-10-08 12:00 | 0 | 0 | 0 | 0 | 345048.1895 | 0 | 361100 | 0 | 0 | 0 | 576666.9473 | 0 | 0 | 0 | 0 | 0 | 0 | 262876.439 | 0 | 0 | 0 | 809252.2679 | 0 | 0 | 0 | 0 | -147490.03 | 0 | 0 | 0 | 0 | 0 | 0 | 0 | 131438.2195 | 0 | 0 | 0 | 0 | 0 | 0
2016-10-08 13:00 | 0 | 0 | 0 | 0 | 247038.795 | 11325.4293 | 379211 | 0 | 0 | 0 | 587258.3912 | 0 | 0 | 0 | 0 | 0 | 0 | 131438.2195 | 0 | 0 | 0 | 809249.0309 | 0 | 0 | 0 | 0 | 10591.4438 | 0 | 0 | 0 | 0 | 0 | 0 | 0 | -131438.2195 | 0 | 0 | 0 | 0 | 0 | 0
2016-10-08 14:00 | 0 | 0 | 0 | 0 | 0 | 225829.4546 | 394483 | 0 | 0 | 0 | 550043.0653 | 0 | 0 | 0 | 0 | 0 | 0 | 0 | 0 | 0 | 0 | 809245.7939 | 0 | 0 | 0 | 0 | -37215.3259 | 0 | 0 | 0 | 0 | 0 | 0 | 0 | -131438.2195 | 0 | 0 | 0 | 0 | 0 | 0
2016-10-08 15:00 | 0 | 0 | 0 | 0 | 0 | 497472.0791 | 406622 | 0 | 0 | 0 | 509454.9249 | 0 | 0 | 0 | 0 | 0 | 0 | 131438.2195 | 0 | 0 | 0 | 809242.5569 | 0 | 0 | 0 | 0 | -40588.1404 | 0 | 0 | 0 | 0 | 0 | 0 | 0 | 131438.2195 | 0 | 0 | 0 | 0 | 0 | 0
2016-10-08 16:00 | 0 | 0 | 0 | 0 | 0 | 592604.8974 | 415739 | 0 | 0 | 0 | 658438.3143 | 0 | 0 | 0 | 0 | 0 | 0 | 159320.7275 | 0 | 0 | 0 | 809239.32 | 0 | 0 | 0 | 0 | 148983.3894 | 0 | 0 | 0 | 0 | 0 | 0 | 0 | 27882.508 | 0 | 0 | 0 | 0 | 0 | 0
2016-10-08 17:00 | 0 | 0 | 0 | 0 | 0 | 599318.6505 | 421708 | 0 | 0 | 0 | 807421.7037 | 0 | 0 | 0 | 0 | 0 | 0 | 187947.9886 | 0 | 0 | 0 | 809236.083 | 0 | 0 | 0 | 0 | 148983.3894 | 0 | 0 | 0 | 0 | 0 | 0 | 0 | 28627.2611 | 0 | 0 | 0 | 0 | 0 | 0
2016-10-08 18:00 | 0 | 0 | 0 | 0 | 0 | 582262.4856 | 426659 | 0 | 0 | 0 | 956405.093 | 0 | 0 | 0 | 0 | 0 | 0 | 194568.0849 | 0 | 0 | 0 | 809232.8461 | 0 | 0 | 0 | 0 | 148983.3894 | 0 | 0 | 0 | 0 | 0 | 0 | 0 | 6620.0962 | 0 | 0 | 0 | 0 | 0 | 0
2016-10-08 19:00 | 0 | 0 | 0 | 0 | 0 | 563941.0579 | 431968 | 0 | 0 | 0 | 1105388.4824 | 0 | 0 | 0 | 0 | 0 | 0 | 177557.7534 | 0 | 0 | 0 | 809229.6091 | 0 | 0 | 0 | 0 | 148983.3894 | 0 | 0 | 0 | 0 | 0 | 0 | 0 | -17010.3315 | 0 | 0 | 0 | 0 | 0 | 0
2016-10-08 20:00 | 0 | 0 | 0 | 0 | 0 | 550535.9211 | 436274 | 0 | 0 | 0 | 1254371.8718 | 0 | 0 | 0 | 0 | 0 | 0 | 142836.285 | 0 | 0 | 0 | 809226.3722 | 0 | 0 | 0 | 0 | 148983.3894 | 0 | 0 | 0 | 0 | 0 | 0 | 0 | -34721.4683 | 0 | 0 | 0 | 0 | 0 | 0
2016-10-08 21:00 | 0 | 0 | 0 | 0 | 0 | 523742.2408 | 439383 | 0 | 0 | 0 | 1403355.2611 | 0 | 0 | 0 | 0 | 0 | 0 | 78212.1365 | 0 | 0 | 0 | 809223.1353 | 0 | 0 | 0 | 0 | 148983.3894 | 0 | 0 | 0 | 0 | 0 | 0 | 0 | -64624.1486 | 0 | 0 | 0 | 0 | 0 | 0
2016-10-08 22:00 | 0 | 0 | 0 | 0 | 0 | 484585.6946 | 439069 | 0 | 0 | 0 | 1355276.2125 | 0 | 0 | 0 | 0 | 0 | 0 | 171807.8797 | 0 | 0 | 0 | 809219.8984 | 0 | 0 | 0 | 0 | -48079.0486 | 0 | 0 | 0 | 0 | 0 | 0 | 0 | 93595.7432 | 0 | 0 | 0 | 0 | 0 | 0
2016-10-08 23:00 | 0 | 0 | 0 | 0 | 38097.0667 | 379722.7634 | 435365 | 0 | 0 | 0 | 1206292.8232 | 0 | 0 | 0 | 0 | 0 | 0 | 303246.0992 | 0 | 0 | 0 | 809216.6615 | 0 | 0 | 0 | 0 | -148983.3894 | 0 | 0 | 0 | 0 | 0 | 0 | 0 | 131438.2195 | 0 | 0 | 0 | 0 | 0 | 0
2016-10-09 | 0 | 0 | 0 | 0 | 0 | 163484.2069 | 432182 | 0 | 0 | 0 | 1069033.2496 | 0 | 0 | 0 | 0 | 0 | 0 | 171807.8797 | 0 | 0 | 0 | 809213.4247 | 0 | 0 | 0 | 0 | -137259.5736 | 0 | 0 | 0 | 0 | 0 | 0 | 0 | -131438.2195 | 0 | 0 | 0 | 0 | 0 | 0
2016-10-09 01:00 | 0 | 0 | 0 | 0 | 475013.0297 | 1940.5311 | 422059 | 0 | 0 | 0 | 992489.5909 | 0 | 0 | 0 | 0 | 0 | 0 | 303246.0992 | 0 | 0 | 0 | 809210.1878 | 0 | 0 | 0 | 0 | -76543.6587 | 0 | 0 | 0 | 0 | 0 | 0 | 0 | 131438.2195 | 0 | 0 | 0 | 0 | 0 | 0
2016-10-09 02:00 | 0 | 0 | 0 | 0 | 121830.3911 | 0 | 402252 | 0 | 0 | 0 | 843506.2015 | 0 | 0 | 0 | 0 | 0 | 0 | 171807.8797 | 0 | 0 | 0 | 809206.951 | 0 | 0 | 0 | 0 | -148983.3894 | 0 | 0 | 0 | 0 | 0 | 0 | 0 | -131438.2195 | 0 | 0 | 0 | 0 | 0 | 0
2016-10-09 03:00 | 0 | 0 | 0 | 0 | 488683.7292 | 0 | 380070 | 0 | 0 | 0 | 992489.5909 | 0 | 0 | 0 | 0 | 0 | 0 | 131438.2195 | 0 | 0 | 0 | 809203.7142 | 0 | 0 | 0 | 0 | 148983.3894 | 0 | 0 | 0 | 0 | 0 | 0 | 0 | -40369.6602 | 0 | 0 | 0 | 0 | 0 | 0
2016-10-09 04:00 | 0 | 0 | 0 | 0 | 81993.3911 | 0 | 362415 | 0 | 0 | 0 | 843506.2015 | 0 | 0 | 0 | 0 | 0 | 0 | 0 | 0 | 0 | 0 | 809200.4773 | 0 | 0 | 0 | 0 | -148983.3894 | 0 | 0 | 0 | 0 | 0 | 0 | 0 | -131438.2195 | 0 | 0 | 0 | 0 | 0 | 0
2016-10-09 05:00 | 0 | 0 | 0 | 0 | 481076.7512 | 0 | 344211 | 0 | 0 | 0 | 848933.7332 | 0 | 0 | 0 | 0 | 0 | 0 | 131438.2195 | 0 | 0 | 0 | 809197.2405 | 0 | 0 | 0 | 0 | 5427.5317 | 0 | 0 | 0 | 0 | 0 | 0 | 0 | 131438.2195 | 0 | 0 | 0 | 0 | 0 | 0
2016-10-09 06:00 | 0 | 0 | 0 | 0 | 49281.3911 | 0 | 329703 | 0 | 0 | 0 | 699950.3439 | 0 | 0 | 0 | 0 | 0 | 0 | 0 | 0 | 0 | 0 | 809194.0038 | 0 | 0 | 0 | 0 | -148983.3894 | 0 | 0 | 0 | 0 | 0 | 0 | 0 | -131438.2195 | 0 | 0 | 0 | 0 | 0 | 0
2016-10-09 07:00 | 0 | 0 | 0 | 0 | 171473.6106 | 0 | 320457 | 0 | 0 | 0 | 550966.9545 | 0 | 0 | 0 | 0 | 0 | 0 | 0 | 0 | 0 | 0 | 809190.767 | 0 | 0 | 0 | 0 | -148983.3894 | 0 | 0 | 0 | 0 | 0 | 0 | 0 | 0 | 0 | 0 | 0 | 0 | 0 | 0
2016-10-09 08:00 | 0 | 0 | 0 | 0 | 475541.4675 | 0 | 314804 | 0 | 0 | 0 | 580266.2025 | 0 | 0 | 0 | 0 | 0 | 0 | 131438.2195 | 0 | 0 | 0 | 809187.5302 | 0 | 0 | 0 | 0 | 29299.248 | 0 | 0 | 0 | 0 | 0 | 0 | 0 | 131438.2195 | 0 | 0 | 0 | 0 | 0 | 0
2016-10-09 09:00 | 0 | 0 | 0 | 0 | 33082.3911 | 0 | 313504 | 0 | 0 | 0 | 431282.8131 | 0 | 0 | 0 | 0 | 0 | 0 | 0 | 0 | 0 | 0 | 809184.2935 | 0 | 0 | 0 | 0 | -148983.3894 | 0 | 0 | 0 | 0 | 0 | 0 | 0 | -131438.2195 | 0 | 0 | 0 | 0 | 0 | 0
2016-10-09 10:00 | 0 | 0 | 0 | 0 | 445052.9615 | 0 | 316333 | 0 | 0 | 0 | 428564.5551 | 0 | 0 | 0 | 0 | 0 | 0 | 131438.2195 | 0 | 0 | 0 | 809181.0567 | 0 | 0 | 0 | 0 | -2718.258 | 0 | 0 | 0 | 0 | 0 | 0 | 0 | 131438.2195 | 0 | 0 | 0 | 0 | 0 | 0
2016-10-09 11:00 | 0 | 0 | 0 | 0 | 42582.3911 | 0 | 323004 | 0 | 0 | 0 | 279581.1657 | 0 | 0 | 0 | 0 | 0 | 0 | 0 | 0 | 0 | 0 | 809177.82 | 0 | 0 | 0 | 0 | -148983.3894 | 0 | 0 | 0 | 0 | 0 | 0 | 0 | -131438.2195 | 0 | 0 | 0 | 0 | 0 | 0
2016-10-09 12:00 | 0 | 0 | 0 | 0 | 445730.4603 | 0 | 334487 | 0 | 0 | 0 | 259386.4065 | 0 | 0 | 0 | 0 | 0 | 0 | 131438.2195 | 0 | 0 | 0 | 809174.5833 | 0 | 0 | 0 | 0 | -20194.7592 | 0 | 0 | 0 | 0 | 0 | 0 | 0 | 131438.2195 | 0 | 0 | 0 | 0 | 0 | 0
2016-10-09 13:00 | 0 | 0 | 0 | 0 | 60652.9277 | 9461.4634 | 350536 | 0 | 0 | 0 | 110403.0171 | 0 | 0 | 0 | 0 | 0 | 0 | 0 | 0 | 0 | 0 | 809171.3466 | 0 | 0 | 0 | 0 | -148983.3894 | 0 | 0 | 0 | 0 | 0 | 0 | 0 | -131438.2195 | 0 | 0 | 0 | 0 | 0 | 0
2016-10-09 14:00 | 0 | 0 | 0 | 0 | 241917.027 | 240114.2478 | 363656 | 0 | 0 | 0 | 228778.292 | 0 | 0 | 0 | 0 | 0 | 0 | 0 | 0 | 0 | 0 | 809168.1099 | 0 | 0 | 0 | 0 | 118375.2748 | 0 | 0 | 0 | 0 | 0 | 0 | 0 | 0 | 0 | 0 | 0 | 0 | 0 | 0
2016-10-09 15:00 | 0 | 0 | 0 | 0 | 0 | 555361.9088 | 374100 | 0 | 0 | 0 | 377761.6813 | 0 | 0 | 0 | 0 | 0 | 0 | 32278.5194 | 0 | 0 | 0 | 809164.8732 | 0 | 0 | 0 | 0 | 148983.3894 | 0 | 0 | 0 | 0 | 0 | 0 | 0 | 32278.5194 | 0 | 0 | 0 | 0 | 0 | 0
2016-10-09 16:00 | 0 | 0 | 0 | 0 | 16725.7371 | 647625.8718 | 383930 | 0 | 0 | 0 | 526745.0707 | 0 | 0 | 0 | 0 | 0 | 0 | 163716.7389 | 0 | 0 | 0 | 809161.6366 | 0 | 0 | 0 | 0 | 148983.3894 | 0 | 0 | 0 | 0 | 0 | 0 | 0 | 131438.2195 | 0 | 0 | 0 | 0 | 0 | 0
2016-10-09 17:00 | 0 | 0 | 0 | 0 | 0 | 642739.999 | 392899 | 0 | 0 | 0 | 645147.8502 | 0 | 0 | 0 | 0 | 0 | 0 | 295154.9584 | 0 | 0 | 0 | 809158.3999 | 0 | 0 | 0 | 0 | 118402.7795 | 0 | 0 | 0 | 0 | 0 | 0 | 0 | 131438.2195 | 0 | 0 | 0 | 0 | 0 | 0
2016-10-09 18:00 | 0 | 0 | 0 | 0 | 0 | 620939.7909 | 400269 | 0 | 0 | 0 | 794131.2396 | 0 | 0 | 0 | 0 | 0 | 0 | 366842.3599 | 0 | 0 | 0 | 809155.1633 | 0 | 0 | 0 | 0 | 148983.3894 | 0 | 0 | 0 | 0 | 0 | 0 | 0 | 71687.4015 | 0 | 0 | 0 | 0 | 0 | 0
2016-10-09 19:00 | 0 | 0 | 0 | 0 | 0 | 600556.4966 | 408188 | 0 | 0 | 0 | 943114.629 | 0 | 0 | 0 | 0 | 0 | 0 | 410227.4671 | 0 | 0 | 0 | 809151.9267 | 0 | 0 | 0 | 0 | 148983.3894 | 0 | 0 | 0 | 0 | 0 | 0 | 0 | 43385.1072 | 0 | 0 | 0 | 0 | 0 | 0
2016-10-09 20:00 | 0 | 0 | 0 | 0 | 0 | 587679.3307 | 416624 | 0 | 0 | 0 | 1092098.0183 | 0 | 0 | 0 | 0 | 0 | 0 | 432299.4084 | 0 | 0 | 0 | 809148.6901 | 0 | 0 | 0 | 0 | 148983.3894 | 0 | 0 | 0 | 0 | 0 | 0 | 0 | 22071.9413 | 0 | 0 | 0 | 0 | 0 | 0
2016-10-09 21:00 | 0 | 0 | 0 | 0 | 0 | 573856.4635 | 423858 | 0 | 0 | 0 | 1160667.1634 | 0 | 0 | 0 | 0 | 0 | 0 | 513728.7269 | 0 | 0 | 0 | 809145.4535 | 0 | 0 | 0 | 0 | 68569.145 | 0 | 0 | 0 | 0 | 0 | 0 | 0 | 81429.3185 | 0 | 0 | 0 | 0 | 0 | 0
2016-10-09 22:00 | 0 | 0 | 0 | 0 | 0 | 548510.7313 | 427184 | 0 | 0 | 0 | 1309650.5528 | 0 | 0 | 0 | 0 | 0 | 0 | 486072.0689 | 0 | 0 | 0 | 809142.2169 | 0 | 0 | 0 | 0 | 148983.3894 | 0 | 0 | 0 | 0 | 0 | 0 | 0 | -27656.6581 | 0 | 0 | 0 | 0 | 0 | 0
2016-10-09 23:00 | 0 | 0 | 0 | 0 | 0 | 448893.2009 | 433837 | 0 | 0 | 0 | 1456144.9732 | 0 | 0 | 0 | 0 | 0 | 0 | 354633.8494 | 0 | 0 | 0 | 809138.9803 | 0 | 0 | 0 | 0 | 146494.4204 | 0 | 0 | 0 | 0 | 0 | 0 | 0 | -131438.2195 | 0 | 0 | 0 | 0 | 0 | 0
2016-10-10 | 0 | 0 | 0 | 0 | 0 | 182135.0565 | 435426 | 0 | 0 | 0 | 1334292.2492 | 0 | 0 | 0 | 0 | 0 | 0 | 223195.6298 | 0 | 0 | 0 | 809135.7438 | 0 | 0 | 0 | 0 | -121852.724 | 0 | 0 | 0 | 0 | 0 | 0 | 0 | -131438.2195 | 0 | 0 | 0 | 0 | 0 | 0
2016-10-10 01:00 | 0 | 0 | 0 | 0 | 138427.2493 | 932.1419 | 419781 | 0 | 0 | 0 | 1185308.8598 | 0 | 0 | 0 | 0 | 0 | 0 | 91757.4103 | 0 | 0 | 0 | 809132.5072 | 0 | 0 | 0 | 0 | -148983.3894 | 0 | 0 | 0 | 0 | 0 | 0 | 0 | -131438.2195 | 0 | 0 | 0 | 0 | 0 | 0
2016-10-10 02:00 | 0 | 0 | 0 | 0 | 383997.8301 | 0 | 401543 | 0 | 0 | 0 | 1036325.4705 | 0 | 0 | 0 | 0 | 0 | 0 | 223195.6298 | 0 | 0 | 0 | 809129.2707 | 0 | 0 | 0 | 0 | -148983.3894 | 0 | 0 | 0 | 0 | 0 | 0 | 0 | 131438.2195 | 0 | 0 | 0 | 0 | 0 | 0
2016-10-10 03:00 | 0 | 0 | 0 | 0 | 100834.3911 | 0 | 381256 | 0 | 0 | 0 | 887342.0811 | 0 | 0 | 0 | 0 | 0 | 0 | 91757.4103 | 0 | 0 | 0 | 809126.0342 | 0 | 0 | 0 | 0 | -148983.3894 | 0 | 0 | 0 | 0 | 0 | 0 | 0 | -131438.2195 | 0 | 0 | 0 | 0 | 0 | 0
2016-10-10 04:00 | 0 | 0 | 0 | 0 | 638610.6089 | 0 | 358189 | 0 | 0 | 0 | 1036325.4705 | 0 | 0 | 0 | 0 | 0 | 0 | 223195.6298 | 0 | 0 | 0 | 809122.7977 | 0 | 0 | 0 | 0 | 148983.3894 | 0 | 0 | 0 | 0 | 0 | 0 | 0 | 131438.2195 | 0 | 0 | 0 | 0 | 0 | 0
2016-10-10 05:00 | 0 | 0 | 0 | 0 | 59841.3911 | 0 | 340263 | 0 | 0 | 0 | 887342.0811 | 0 | 0 | 0 | 0 | 0 | 0 | 91757.4103 | 0 | 0 | 0 | 809119.5612 | 0 | 0 | 0 | 0 | -148983.3894 | 0 | 0 | 0 | 0 | 0 | 0 | 0 | -131438.2195 | 0 | 0 | 0 | 0 | 0 | 0
2016-10-10 06:00 | 0 | 0 | 0 | 0 | 310331.8301 | 0 | 327877 | 0 | 0 | 0 | 738358.6917 | 0 | 0 | 0 | 0 | 0 | 0 | 223195.6298 | 0 | 0 | 0 | 809116.3247 | 0 | 0 | 0 | 0 | -148983.3894 | 0 | 0 | 0 | 0 | 0 | 0 | 0 | 131438.2195 | 0 | 0 | 0 | 0 | 0 | 0
2016-10-10 07:00 | 0 | 0 | 0 | 0 | 40499.3911 | 0 | 320921 | 0 | 0 | 0 | 589375.3024 | 0 | 0 | 0 | 0 | 0 | 0 | 91757.4103 | 0 | 0 | 0 | 809113.0882 | 0 | 0 | 0 | 0 | -148983.3894 | 0 | 0 | 0 | 0 | 0 | 0 | 0 | -131438.2195 | 0 | 0 | 0 | 0 | 0 | 0
2016-10-10 08:00 | 0 | 0 | 0 | 0 | 377700.979 | 0 | 320475 | 0 | 0 | 0 | 738358.6917 | 0 | 0 | 0 | 0 | 0 | 0 | 0 | 0 | 0 | 0 | 809109.8518 | 0 | 0 | 0 | 0 | 148983.3894 | 0 | 0 | 0 | 0 | 0 | 0 | 0 | -91757.4103 | 0 | 0 | 0 | 0 | 0 | 0
2016-10-10 09:00 | 0 | 0 | 0 | 0 | 311013.8301 | 0 | 328559 | 0 | 0 | 0 | 589375.3024 | 0 | 0 | 0 | 0 | 0 | 0 | 131438.2195 | 0 | 0 | 0 | 809106.6153 | 0 | 0 | 0 | 0 | -148983.3894 | 0 | 0 | 0 | 0 | 0 | 0 | 0 | 131438.2195 | 0 | 0 | 0 | 0 | 0 | 0
2016-10-10 10:00 | 0 | 0 | 0 | 0 | 69778.3911 | 0 | 350200 | 0 | 0 | 0 | 440391.913 | 0 | 0 | 0 | 0 | 0 | 0 | 0 | 0 | 0 | 0 | 809103.3789 | 0 | 0 | 0 | 0 | -148983.3894 | 0 | 0 | 0 | 0 | 0 | 0 | 0 | -131438.2195 | 0 | 0 | 0 | 0 | 0 | 0
2016-10-10 11:00 | 0 | 0 | 0 | 0 | 544511.4932 | 0 | 374730 | 0 | 0 | 0 | 478735.1866 | 0 | 0 | 0 | 0 | 0 | 0 | 131438.2195 | 0 | 0 | 0 | 809100.1425 | 0 | 0 | 0 | 0 | 38343.2737 | 0 | 0 | 0 | 0 | 0 | 0 | 0 | 131438.2195 | 0 | 0 | 0 | 0 | 0 | 0
2016-10-10 12:00 | 0 | 0 | 0 | 0 | 109646.3911 | 0 | 390068 | 0 | 0 | 0 | 329751.7973 | 0 | 0 | 0 | 0 | 0 | 0 | 0 | 0 | 0 | 0 | 809096.9061 | 0 | 0 | 0 | 0 | -148983.3894 | 0 | 0 | 0 | 0 | 0 | 0 | 0 | -131438.2195 | 0 | 0 | 0 | 0 | 0 | 0
2016-10-10 13:00 | 0 | 0 | 0 | 0 | 231764.3685 | 22911.2421 | 403659 | 0 | 0 | 0 | 180768.4079 | 0 | 0 | 0 | 0 | 0 | 0 | 0 | 0 | 0 | 0 | 809093.6697 | 0 | 0 | 0 | 0 | -148983.3894 | 0 | 0 | 0 | 0 | 0 | 0 | 0 | 0 | 0 | 0 | 0 | 0 | 0 | 0
2016-10-10 14:00 | 0 | 0 | 0 | 0 | 216974.618 | 346352.7713 | 414344 | 0 | 0 | 0 | 329751.7973 | 0 | 0 | 0 | 0 | 0 | 0 | 0 | 0 | 0 | 0 | 809090.4333 | 0 | 0 | 0 | 0 | 148983.3894 | 0 | 0 | 0 | 0 | 0 | 0 | 0 | 0 | 0 | 0 | 0 | 0 | 0 | 0
2016-10-10 15:00 | 0 | 0 | 0 | 0 | 0 | 608718.5707 | 422674 | 0 | 0 | 0 | 478735.1866 | 0 | 0 | 0 | 0 | 0 | 0 | 37061.1814 | 0 | 0 | 0 | 809087.197 | 0 | 0 | 0 | 0 | 148983.3894 | 0 | 0 | 0 | 0 | 0 | 0 | 0 | 37061.1814 | 0 | 0 | 0 | 0 | 0 | 0
2016-10-10 16:00 | 0 | 0 | 0 | 0 | 0 | 677791.0153 | 429540 | 0 | 0 | 0 | 595547.9825 | 0 | 0 | 0 | 0 | 0 | 0 | 168499.4009 | 0 | 0 | 0 | 809083.9606 | 0 | 0 | 0 | 0 | 116812.7958 | 0 | 0 | 0 | 0 | 0 | 0 | 0 | 131438.2195 | 0 | 0 | 0 | 0 | 0 | 0
2016-10-10 17:00 | 0 | 0 | 0 | 0 | 0 | 670853.7876 | 436521 | 0 | 0 | 0 | 744531.3718 | 0 | 0 | 0 | 0 | 0 | 0 | 253848.7991 | 0 | 0 | 0 | 809080.7243 | 0 | 0 | 0 | 0 | 148983.3894 | 0 | 0 | 0 | 0 | 0 | 0 | 0 | 85349.3982 | 0 | 0 | 0 | 0 | 0 | 0
2016-10-10 18:00 | 0 | 0 | 0 | 0 | 0 | 653833.3412 | 443254 | 0 | 0 | 0 | 893514.7612 | 0 | 0 | 0 | 0 | 0 | 0 | 315444.7509 | 0 | 0 | 0 | 809077.488 | 0 | 0 | 0 | 0 | 148983.3894 | 0 | 0 | 0 | 0 | 0 | 0 | 0 | 61595.9518 | 0 | 0 | 0 | 0 | 0 | 0
2016-10-10 19:00 | 0 | 0 | 0 | 0 | 0 | 640971.6721 | 449624 | 0 | 0 | 0 | 1042498.1506 | 0 | 0 | 0 | 0 | 0 | 0 | 357809.0336 | 0 | 0 | 0 | 809074.2517 | 0 | 0 | 0 | 0 | 148983.3894 | 0 | 0 | 0 | 0 | 0 | 0 | 0 | 42364.2827 | 0 | 0 | 0 | 0 | 0 | 0
2016-10-10 20:00 | 0 | 0 | 0 | 0 | 0 | 642718.1371 | 456276 | 0 | 0 | 0 | 1104903.165 | 0 | 0 | 0 | 0 | 0 | 0 | 481846.1564 | 0 | 0 | 0 | 809071.0154 | 0 | 0 | 0 | 0 | 62405.0144 | 0 | 0 | 0 | 0 | 0 | 0 | 0 | 124037.1227 | 0 | 0 | 0 | 0 | 0 | 0
2016-10-10 21:00 | 0 | 0 | 0 | 0 | 0 | 642206.9599 | 461341 | 0 | 0 | 0 | 1253886.5543 | 0 | 0 | 0 | 0 | 0 | 0 | 513728.7269 | 0 | 0 | 0 | 809067.7791 | 0 | 0 | 0 | 0 | 148983.3894 | 0 | 0 | 0 | 0 | 0 | 0 | 0 | 31882.5706 | 0 | 0 | 0 | 0 | 0 | 0
2016-10-10 22:00 | 0 | 0 | 0 | 0 | 0 | 604740.5203 | 463319 | 0 | 0 | 0 | 1402869.9437 | 0 | 0 | 0 | 0 | 0 | 0 | 506166.8578 | 0 | 0 | 0 | 809064.5428 | 0 | 0 | 0 | 0 | 148983.3894 | 0 | 0 | 0 | 0 | 0 | 0 | 0 | -7561.8691 | 0 | 0 | 0 | 0 | 0 | 0
2016-10-10 23:00 | 0 | 0 | 0 | 0 | 0 | 447947.6646 | 469066 | 0 | 0 | 0 | 1374189.7392 | 0 | 0 | 0 | 0 | 0 | 0 | 513728.7269 | 0 | 0 | 0 | 809061.3066 | 0 | 0 | 0 | 0 | -28680.2045 | 0 | 0 | 0 | 0 | 0 | 0 | 0 | 7561.8691 | 0 | 0 | 0 | 0 | 0 | 0
2016-10-11 | 0 | 0 | 0 | 0 | 58650.9407 | 126788.4504 | 465861 | 0 | 0 | 0 | 1225206.3498 | 0 | 0 | 0 | 0 | 0 | 0 | 382290.5074 | 0 | 0 | 0 | 809058.0703 | 0 | 0 | 0 | 0 | -148983.3894 | 0 | 0 | 0 | 0 | 0 | 0 | 0 | -131438.2195 | 0 | 0 | 0 | 0 | 0 | 0
2016-10-11 01:00 | 0 | 0 | 0 | 0 | 169695.3572 | 620.0339 | 450737 | 0 | 0 | 0 | 1076222.9604 | 0 | 0 | 0 | 0 | 0 | 0 | 250852.2879 | 0 | 0 | 0 | 809054.8341 | 0 | 0 | 0 | 0 | -148983.3894 | 0 | 0 | 0 | 0 | 0 | 0 | 0 | -131438.2195 | 0 | 0 | 0 | 0 | 0 | 0
2016-10-11 02:00 | 0 | 0 | 0 | 0 | 445657.1699 | 0 | 428112 | 0 | 0 | 0 | 1225206.3498 | 0 | 0 | 0 | 0 | 0 | 0 | 119414.0684 | 0 | 0 | 0 | 809051.5979 | 0 | 0 | 0 | 0 | 148983.3894 | 0 | 0 | 0 | 0 | 0 | 0 | 0 | -131438.2195 | 0 | 0 | 0 | 0 | 0 | 0
2016-10-11 03:00 | 0 | 0 | 0 | 0 | 383123.8301 | 0 | 400669 | 0 | 0 | 0 | 1076222.9604 | 0 | 0 | 0 | 0 | 0 | 0 | 250852.2879 | 0 | 0 | 0 | 809048.3617 | 0 | 0 | 0 | 0 | -148983.3894 | 0 | 0 | 0 | 0 | 0 | 0 | 0 | 131438.2195 | 0 | 0 | 0 | 0 | 0 | 0
2016-10-11 04:00 | 0 | 0 | 0 | 0 | 94830.3911 | 0 | 375252 | 0 | 0 | 0 | 927239.5711 | 0 | 0 | 0 | 0 | 0 | 0 | 119414.0684 | 0 | 0 | 0 | 809045.1255 | 0 | 0 | 0 | 0 | -148983.3894 | 0 | 0 | 0 | 0 | 0 | 0 | 0 | -131438.2195 | 0 | 0 | 0 | 0 | 0 | 0
2016-10-11 05:00 | 0 | 0 | 0 | 0 | 339484.8301 | 0 | 357030 | 0 | 0 | 0 | 778256.1817 | 0 | 0 | 0 | 0 | 0 | 0 | 250852.2879 | 0 | 0 | 0 | 809041.8893 | 0 | 0 | 0 | 0 | -148983.3894 | 0 | 0 | 0 | 0 | 0 | 0 | 0 | 131438.2195 | 0 | 0 | 0 | 0 | 0 | 0
2016-10-11 06:00 | 0 | 0 | 0 | 0 | 63162.3911 | 0 | 343584 | 0 | 0 | 0 | 629272.7923 | 0 | 0 | 0 | 0 | 0 | 0 | 119414.0684 | 0 | 0 | 0 | 809038.6531 | 0 | 0 | 0 | 0 | -148983.3894 | 0 | 0 | 0 | 0 | 0 | 0 | 0 | -131438.2195 | 0 | 0 | 0 | 0 | 0 | 0
2016-10-11 07:00 | 0 | 0 | 0 | 0 | 616534.6089 | 0 | 336113 | 0 | 0 | 0 | 778256.1817 | 0 | 0 | 0 | 0 | 0 | 0 | 250852.2879 | 0 | 0 | 0 | 809035.417 | 0 | 0 | 0 | 0 | 148983.3894 | 0 | 0 | 0 | 0 | 0 | 0 | 0 | 131438.2195 | 0 | 0 | 0 | 0 | 0 | 0
2016-10-11 08:00 | 0 | 0 | 0 | 0 | 54315.3911 | 0 | 334737 | 0 | 0 | 0 | 629272.7923 | 0 | 0 | 0 | 0 | 0 | 0 | 119414.0684 | 0 | 0 | 0 | 809032.1808 | 0 | 0 | 0 | 0 | -148983.3894 | 0 | 0 | 0 | 0 | 0 | 0 | 0 | -131438.2195 | 0 | 0 | 0 | 0 | 0 | 0
2016-10-11 09:00 | 0 | 0 | 0 | 0 | 75468.5422 | 0 | 343866 | 0 | 0 | 0 | 480289.403 | 0 | 0 | 0 | 0 | 0 | 0 | 0 | 0 | 0 | 0 | 809028.9447 | 0 | 0 | 0 | 0 | -148983.3894 | 0 | 0 | 0 | 0 | 0 | 0 | 0 | -119414.0684 | 0 | 0 | 0 | 0 | 0 | 0
2016-10-11 10:00 | 0 | 0 | 0 | 0 | 535613.5838 | 0 | 369914 | 0 | 0 | 0 | 514550.7673 | 0 | 0 | 0 | 0 | 0 | 0 | 131438.2195 | 0 | 0 | 0 | 809025.7086 | 0 | 0 | 0 | 0 | 34261.3643 | 0 | 0 | 0 | 0 | 0 | 0 | 0 | 131438.2195 | 0 | 0 | 0 | 0 | 0 | 0
2016-10-11 11:00 | 0 | 0 | 0 | 0 | 115547.3911 | 0 | 395969 | 0 | 0 | 0 | 365567.3779 | 0 | 0 | 0 | 0 | 0 | 0 | 0 | 0 | 0 | 0 | 809022.4725 | 0 | 0 | 0 | 0 | -148983.3894 | 0 | 0 | 0 | 0 | 0 | 0 | 0 | -131438.2195 | 0 | 0 | 0 | 0 | 0 | 0
2016-10-11 12:00 | 0 | 0 | 0 | 0 | 483622.8324 | 0 | 407918 | 0 | 0 | 0 | 309833.9908 | 0 | 0 | 0 | 0 | 0 | 0 | 131438.2195 | 0 | 0 | 0 | 809019.2364 | 0 | 0 | 0 | 0 | -55733.3871 | 0 | 0 | 0 | 0 | 0 | 0 | 0 | 131438.2195 | 0 | 0 | 0 | 0 | 0 | 0
2016-10-11 13:00 | 0 | 0 | 0 | 0 | 121625.3424 | 15159.0487 | 417206 | 0 | 0 | 0 | 160850.6014 | 0 | 0 | 0 | 0 | 0 | 0 | 0 | 0 | 0 | 0 | 809016.0003 | 0 | 0 | 0 | 0 | -148983.3894 | 0 | 0 | 0 | 0 | 0 | 0 | 0 | -131438.2195 | 0 | 0 | 0 | 0 | 0 | 0
2016-10-11 14:00 | 0 | 0 | 0 | 0 | 237081.2249 | 297319.4476 | 425449 | 0 | 0 | 0 | 269802.2738 | 0 | 0 | 0 | 0 | 0 | 0 | 0 | 0 | 0 | 0 | 809012.7642 | 0 | 0 | 0 | 0 | 108951.6724 | 0 | 0 | 0 | 0 | 0 | 0 | 0 | 0 | 0 | 0 | 0 | 0 | 0 | 0
2016-10-11 15:00 | 0 | 0 | 0 | 0 | 0 | 582104.9887 | 432647 | 0 | 0 | 0 | 418785.6632 | 0 | 0 | 0 | 0 | 0 | 0 | 474.5993 | 0 | 0 | 0 | 809009.5282 | 0 | 0 | 0 | 0 | 148983.3894 | 0 | 0 | 0 | 0 | 0 | 0 | 0 | 474.5993 | 0 | 0 | 0 | 0 | 0 | 0
2016-10-11 16:00 | 0 | 0 | 0 | 0 | 49613.6525 | 670459.9564 | 439652 | 0 | 0 | 0 | 567769.0526 | 0 | 0 | 0 | 0 | 0 | 0 | 131912.8188 | 0 | 0 | 0 | 809006.2921 | 0 | 0 | 0 | 0 | 148983.3894 | 0 | 0 | 0 | 0 | 0 | 0 | 0 | 131438.2195 | 0 | 0 | 0 | 0 | 0 | 0
2016-10-11 17:00 | 0 | 0 | 0 | 0 | 0 | 671019.0621 | 446392 | 0 | 0 | 0 | 716752.4419 | 0 | 0 | 0 | 0 | 0 | 0 | 207556.4915 | 0 | 0 | 0 | 809003.0561 | 0 | 0 | 0 | 0 | 148983.3894 | 0 | 0 | 0 | 0 | 0 | 0 | 0 | 75643.6727 | 0 | 0 | 0 | 0 | 0 | 0
2016-10-11 18:00 | 0 | 0 | 0 | 0 | 0 | 654968.3374 | 453427 | 0 | 0 | 0 | 865735.8313 | 0 | 0 | 0 | 0 | 0 | 0 | 260114.4396 | 0 | 0 | 0 | 808999.8201 | 0 | 0 | 0 | 0 | 148983.3894 | 0 | 0 | 0 | 0 | 0 | 0 | 0 | 52557.948 | 0 | 0 | 0 | 0 | 0 | 0
2016-10-11 19:00 | 0 | 0 | 0 | 0 | 0 | 644826.2612 | 458453 | 0 | 0 | 0 | 1014719.2207 | 0 | 0 | 0 | 0 | 0 | 0 | 297504.3113 | 0 | 0 | 0 | 808996.5841 | 0 | 0 | 0 | 0 | 148983.3894 | 0 | 0 | 0 | 0 | 0 | 0 | 0 | 37389.8718 | 0 | 0 | 0 | 0 | 0 | 0
2016-10-11 20:00 | 0 | 0 | 0 | 0 | 0 | 650894.8069 | 464133 | 0 | 0 | 0 | 1163702.61 | 0 | 0 | 0 | 0 | 0 | 0 | 335282.7289 | 0 | 0 | 0 | 808993.3481 | 0 | 0 | 0 | 0 | 148983.3894 | 0 | 0 | 0 | 0 | 0 | 0 | 0 | 37778.4176 | 0 | 0 | 0 | 0 | 0 | 0
2016-10-11 21:00 | 0 | 0 | 0 | 0 | 0 | 657786.8144 | 468519 | 0 | 0 | 0 | 1312685.9994 | 0 | 0 | 0 | 0 | 0 | 0 | 375567.1539 | 0 | 0 | 0 | 808990.1121 | 0 | 0 | 0 | 0 | 148983.3894 | 0 | 0 | 0 | 0 | 0 | 0 | 0 | 40284.4251 | 0 | 0 | 0 | 0 | 0 | 0
2016-10-11 22:00 | 0 | 0 | 0 | 0 | 0 | 639986.2176 | 469706 | 0 | 0 | 0 | 1461669.3888 | 0 | 0 | 0 | 0 | 0 | 0 | 396863.9822 | 0 | 0 | 0 | 808986.8762 | 0 | 0 | 0 | 0 | 148983.3894 | 0 | 0 | 0 | 0 | 0 | 0 | 0 | 21296.8283 | 0 | 0 | 0 | 0 | 0 | 0
2016-10-11 23:00 | 0 | 0 | 0 | 0 | 0 | 504254.8785 | 474251 | 0 | 0 | 0 | 1374808.5225 | 0 | 0 | 0 | 0 | 0 | 0 | 513728.7269 | 0 | 0 | 0 | 808983.6402 | 0 | 0 | 0 | 0 | -86860.8662 | 0 | 0 | 0 | 0 | 0 | 0 | 0 | 116864.7447 | 0 | 0 | 0 | 0 | 0 | 0
2016-10-12 | 0 | 0 | 0 | 0 | 19590.8418 | 171236.5494 | 471249 | 0 | 0 | 0 | 1225825.1332 | 0 | 0 | 0 | 0 | 0 | 0 | 382290.5074 | 0 | 0 | 0 | 808980.4043 | 0 | 0 | 0 | 0 | -148983.3894 | 0 | 0 | 0 | 0 | 0 | 0 | 0 | -131438.2195 | 0 | 0 | 0 | 0 | 0 | 0
2016-10-12 01:00 | 0 | 0 | 0 | 0 | 176004.1144 | 506.2767 | 456932 | 0 | 0 | 0 | 1076841.7438 | 0 | 0 | 0 | 0 | 0 | 0 | 250852.2879 | 0 | 0 | 0 | 808977.1684 | 0 | 0 | 0 | 0 | -148983.3894 | 0 | 0 | 0 | 0 | 0 | 0 | 0 | -131438.2195 | 0 | 0 | 0 | 0 | 0 | 0
2016-10-12 02:00 | 0 | 0 | 0 | 0 | 577043.288 | 0 | 433484 | 0 | 0 | 0 | 1225825.1332 | 0 | 0 | 0 | 0 | 0 | 0 | 245428.1866 | 0 | 0 | 0 | 808973.9325 | 0 | 0 | 0 | 0 | 148983.3894 | 0 | 0 | 0 | 0 | 0 | 0 | 0 | -5424.1013 | 0 | 0 | 0 | 0 | 0 | 0
2016-10-12 03:00 | 0 | 0 | 0 | 0 | 125621.3911 | 0 | 406043 | 0 | 0 | 0 | 1076841.7438 | 0 | 0 | 0 | 0 | 0 | 0 | 113989.9671 | 0 | 0 | 0 | 808970.6966 | 0 | 0 | 0 | 0 | -148983.3894 | 0 | 0 | 0 | 0 | 0 | 0 | 0 | -131438.2195 | 0 | 0 | 0 | 0 | 0 | 0
2016-10-12 04:00 | 0 | 0 | 0 | 0 | 363446.8301 | 0 | 380992 | 0 | 0 | 0 | 927858.3544 | 0 | 0 | 0 | 0 | 0 | 0 | 245428.1866 | 0 | 0 | 0 | 808967.4607 | 0 | 0 | 0 | 0 | -148983.3894 | 0 | 0 | 0 | 0 | 0 | 0 | 0 | 131438.2195 | 0 | 0 | 0 | 0 | 0 | 0
2016-10-12 05:00 | 0 | 0 | 0 | 0 | 81338.3911 | 0 | 361760 | 0 | 0 | 0 | 778874.9651 | 0 | 0 | 0 | 0 | 0 | 0 | 113989.9671 | 0 | 0 | 0 | 808964.2248 | 0 | 0 | 0 | 0 | -148983.3894 | 0 | 0 | 0 | 0 | 0 | 0 | 0 | -131438.2195 | 0 | 0 | 0 | 0 | 0 | 0
2016-10-12 06:00 | 0 | 0 | 0 | 0 | 556791.0178 | 0 | 348243 | 0 | 0 | 0 | 855984.7633 | 0 | 0 | 0 | 0 | 0 | 0 | 245428.1866 | 0 | 0 | 0 | 808960.989 | 0 | 0 | 0 | 0 | 77109.7982 | 0 | 0 | 0 | 0 | 0 | 0 | 0 | 131438.2195 | 0 | 0 | 0 | 0 | 0 | 0
2016-10-12 07:00 | 0 | 0 | 0 | 0 | 60416.3911 | 0 | 340838 | 0 | 0 | 0 | 707001.3739 | 0 | 0 | 0 | 0 | 0 | 0 | 113989.9671 | 0 | 0 | 0 | 808957.7531 | 0 | 0 | 0 | 0 | -148983.3894 | 0 | 0 | 0 | 0 | 0 | 0 | 0 | -131438.2195 | 0 | 0 | 0 | 0 | 0 | 0
2016-10-12 08:00 | 0 | 0 | 0 | 0 | 551362.8394 | 0 | 340028 | 0 | 0 | 0 | 786897.9938 | 0 | 0 | 0 | 0 | 0 | 0 | 245428.1866 | 0 | 0 | 0 | 808954.5173 | 0 | 0 | 0 | 0 | 79896.6199 | 0 | 0 | 0 | 0 | 0 | 0 | 0 | 131438.2195 | 0 | 0 | 0 | 0 | 0 | 0
2016-10-12 09:00 | 0 | 0 | 0 | 0 | 68046.3911 | 0 | 348468 | 0 | 0 | 0 | 637914.6045 | 0 | 0 | 0 | 0 | 0 | 0 | 113989.9671 | 0 | 0 | 0 | 808951.2815 | 0 | 0 | 0 | 0 | -148983.3894 | 0 | 0 | 0 | 0 | 0 | 0 | 0 | -131438.2195 | 0 | 0 | 0 | 0 | 0 | 0
2016-10-12 10:00 | 0 | 0 | 0 | 0 | 121840.3252 | 0 | 373533 | 0 | 0 | 0 | 500211.8967 | 0 | 0 | 0 | 0 | 0 | 0 | 0 | 0 | 0 | 0 | 808948.0457 | 0 | 0 | 0 | 0 | -137702.7077 | 0 | 0 | 0 | 0 | 0 | 0 | 0 | -113989.9671 | 0 | 0 | 0 | 0 | 0 | 0
2016-10-12 11:00 | 0 | 0 | 0 | 0 | 527654.2717 | 0 | 399567 | 0 | 0 | 0 | 496860.949 | 0 | 0 | 0 | 0 | 0 | 0 | 131438.2195 | 0 | 0 | 0 | 808944.8099 | 0 | 0 | 0 | 0 | -3350.9478 | 0 | 0 | 0 | 0 | 0 | 0 | 0 | 131438.2195 | 0 | 0 | 0 | 0 | 0 | 0
2016-10-12 12:00 | 0 | 0 | 0 | 0 | 131529.3911 | 0 | 411951 | 0 | 0 | 0 | 347877.5596 | 0 | 0 | 0 | 0 | 0 | 0 | 0 | 0 | 0 | 0 | 808941.5741 | 0 | 0 | 0 | 0 | -148983.3894 | 0 | 0 | 0 | 0 | 0 | 0 | 0 | -131438.2195 | 0 | 0 | 0 | 0 | 0 | 0
2016-10-12 13:00 | 0 | 0 | 0 | 0 | 260557.5434 | 13465.0672 | 423006 | 0 | 0 | 0 | 198894.1702 | 0 | 0 | 0 | 0 | 0 | 0 | 0 | 0 | 0 | 0 | 808938.3383 | 0 | 0 | 0 | 0 | -148983.3894 | 0 | 0 | 0 | 0 | 0 | 0 | 0 | 0 | 0 | 0 | 0 | 0 | 0 | 0
2016-10-12 14:00 | 0 | 0 | 0 | 0 | 283033.2255 | 299633.1639 | 433683 | 0 | 0 | 0 | 347877.5596 | 0 | 0 | 0 | 0 | 0 | 0 | 0 | 0 | 0 | 0 | 808935.1026 | 0 | 0 | 0 | 0 | 148983.3894 | 0 | 0 | 0 | 0 | 0 | 0 | 0 | 0 | 0 | 0 | 0 | 0 | 0 | 0
2016-10-12 15:00 | 0 | 0 | 0 | 0 | 0 | 608606.0325 | 442339 | 0 | 0 | 0 | 496860.949 | 0 | 0 | 0 | 0 | 0 | 0 | 17283.6431 | 0 | 0 | 0 | 808931.8668 | 0 | 0 | 0 | 0 | 148983.3894 | 0 | 0 | 0 | 0 | 0 | 0 | 0 | 17283.6431 | 0 | 0 | 0 | 0 | 0 | 0
2016-10-12 16:00 | 0 | 0 | 0 | 0 | 43786.695 | 686140.9139 | 449506 | 0 | 0 | 0 | 645844.3383 | 0 | 0 | 0 | 0 | 0 | 0 | 148721.8626 | 0 | 0 | 0 | 808928.6311 | 0 | 0 | 0 | 0 | 148983.3894 | 0 | 0 | 0 | 0 | 0 | 0 | 0 | 131438.2195 | 0 | 0 | 0 | 0 | 0 | 0
2016-10-12 17:00 | 0 | 0 | 0 | 0 | 0 | 689885.2456 | 456544 | 0 | 0 | 0 | 794827.7277 | 0 | 0 | 0 | 0 | 0 | 0 | 233079.7188 | 0 | 0 | 0 | 808925.3954 | 0 | 0 | 0 | 0 | 148983.3894 | 0 | 0 | 0 | 0 | 0 | 0 | 0 | 84357.8562 | 0 | 0 | 0 | 0 | 0 | 0
2016-10-12 18:00 | 0 | 0 | 0 | 0 | 0 | 664489.8793 | 462687 | 0 | 0 | 0 | 943811.1171 | 0 | 0 | 0 | 0 | 0 | 0 | 285899.2087 | 0 | 0 | 0 | 808922.1597 | 0 | 0 | 0 | 0 | 148983.3894 | 0 | 0 | 0 | 0 | 0 | 0 | 0 | 52819.4899 | 0 | 0 | 0 | 0 | 0 | 0
2016-10-12 19:00 | 0 | 0 | 0 | 0 | 0 | 646810.7699 | 467162 | 0 | 0 | 0 | 1037499.2689 | 0 | 0 | 0 | 0 | 0 | 0 | 371859.8268 | 0 | 0 | 0 | 808918.924 | 0 | 0 | 0 | 0 | 93688.1518 | 0 | 0 | 0 | 0 | 0 | 0 | 0 | 85960.618 | 0 | 0 | 0 | 0 | 0 | 0
2016-10-12 20:00 | 0 | 0 | 0 | 0 | 0 | 645732.4963 | 471056 | 0 | 0 | 0 | 1186482.6583 | 0 | 0 | 0 | 0 | 0 | 0 | 397552.9337 | 0 | 0 | 0 | 808915.6883 | 0 | 0 | 0 | 0 | 148983.3894 | 0 | 0 | 0 | 0 | 0 | 0 | 0 | 25693.107 | 0 | 0 | 0 | 0 | 0 | 0
2016-10-12 21:00 | 0 | 0 | 0 | 0 | 0 | 642647.0013 | 474321 | 0 | 0 | 0 | 1335466.0476 | 0 | 0 | 0 | 0 | 0 | 0 | 416895.5457 | 0 | 0 | 0 | 808912.4527 | 0 | 0 | 0 | 0 | 148983.3894 | 0 | 0 | 0 | 0 | 0 | 0 | 0 | 19342.6119 | 0 | 0 | 0 | 0 | 0 | 0
2016-10-12 22:00 | 0 | 0 | 0 | 0 | 0 | 588828.3511 | 474450 | 0 | 0 | 0 | 1484449.437 | 0 | 0 | 0 | 0 | 0 | 0 | 382290.5074 | 0 | 0 | 0 | 808909.217 | 0 | 0 | 0 | 0 | 148983.3894 | 0 | 0 | 0 | 0 | 0 | 0 | 0 | -34605.0383 | 0 | 0 | 0 | 0 | 0 | 0
2016-10-12 23:00 | 0 | 0 | 0 | 0 | 35579.3887 | 424595.4415 | 477720 | 0 | 0 | 0 | 1335466.0476 | 0 | 0 | 0 | 0 | 0 | 0 | 513728.7269 | 0 | 0 | 0 | 808905.9814 | 0 | 0 | 0 | 0 | -148983.3894 | 0 | 0 | 0 | 0 | 0 | 0 | 0 | 131438.2195 | 0 | 0 | 0 | 0 | 0 | 0
2016-10-13 | 0 | 0 | 0 | 0 | 301632.9019 | 140353.7431 | 473170 | 0 | 0 | 0 | 1304282.6927 | 0 | 0 | 0 | 0 | 0 | 0 | 513728.7269 | 0 | 0 | 0 | 808902.7458 | 0 | 0 | 0 | 0 | -31183.3549 | 0 | 0 | 0 | 0 | 0 | 0 | 0 | 0 | 0 | 0 | 0 | 0 | 0 | 0
2016-10-13 01:00 | 0 | 0 | 0 | 0 | 322907.6897 | 333.2208 | 458461 | 0 | 0 | 0 | 1300500.8227 | 0 | 0 | 0 | 0 | 0 | 0 | 382290.5074 | 0 | 0 | 0 | 808899.5101 | 0 | 0 | 0 | 0 | -3781.87 | 0 | 0 | 0 | 0 | 0 | 0 | 0 | -131438.2195 | 0 | 0 | 0 | 0 | 0 | 0
2016-10-13 02:00 | 0 | 0 | 0 | 0 | 340795.0384 | 0 | 435066 | 0 | 0 | 0 | 1320470.1076 | 0 | 0 | 0 | 0 | 0 | 0 | 268050.2609 | 0 | 0 | 0 | 808896.2746 | 0 | 0 | 0 | 0 | 19969.2849 | 0 | 0 | 0 | 0 | 0 | 0 | 0 | -114240.2465 | 0 | 0 | 0 | 0 | 0 | 0
2016-10-13 03:00 | 0 | 0 | 0 | 0 | 126688.3911 | 0 | 407110 | 0 | 0 | 0 | 1171486.7182 | 0 | 0 | 0 | 0 | 0 | 0 | 136612.0414 | 0 | 0 | 0 | 808893.039 | 0 | 0 | 0 | 0 | -148983.3894 | 0 | 0 | 0 | 0 | 0 | 0 | 0 | -131438.2195 | 0 | 0 | 0 | 0 | 0 | 0
2016-10-13 04:00 | 0 | 0 | 0 | 0 | 355285.3576 | 0 | 381865 | 0 | 0 | 0 | 1022503.3288 | 0 | 0 | 0 | 0 | 0 | 0 | 259015.7884 | 0 | 0 | 0 | 808889.8034 | 0 | 0 | 0 | 0 | -148983.3894 | 0 | 0 | 0 | 0 | 0 | 0 | 0 | 122403.747 | 0 | 0 | 0 | 0 | 0 | 0
2016-10-13 05:00 | 0 | 0 | 0 | 0 | 365823.6266 | 0 | 362529 | 0 | 0 | 0 | 894359.736 | 0 | 0 | 0 | 0 | 0 | 0 | 390454.0079 | 0 | 0 | 0 | 808886.5678 | 0 | 0 | 0 | 0 | -128143.5929 | 0 | 0 | 0 | 0 | 0 | 0 | 0 | 131438.2195 | 0 | 0 | 0 | 0 | 0 | 0
2016-10-13 06:00 | 0 | 0 | 0 | 0 | 68307.3911 | 0 | 348729 | 0 | 0 | 0 | 745376.3466 | 0 | 0 | 0 | 0 | 0 | 0 | 259015.7884 | 0 | 0 | 0 | 808883.3323 | 0 | 0 | 0 | 0 | -148983.3894 | 0 | 0 | 0 | 0 | 0 | 0 | 0 | -131438.2195 | 0 | 0 | 0 | 0 | 0 | 0
2016-10-13 07:00 | 0 | 0 | 0 | 0 | 366412.8555 | 0 | 341147 | 0 | 0 | 0 | 639203.9825 | 0 | 0 | 0 | 0 | 0 | 0 | 390454.0079 | 0 | 0 | 0 | 808880.0968 | 0 | 0 | 0 | 0 | -106172.3641 | 0 | 0 | 0 | 0 | 0 | 0 | 0 | 131438.2195 | 0 | 0 | 0 | 0 | 0 | 0
2016-10-13 08:00 | 0 | 0 | 0 | 0 | 356277.3199 | 0 | 340195 | 0 | 0 | 0 | 786724.5219 | 0 | 0 | 0 | 0 | 0 | 0 | 259015.7884 | 0 | 0 | 0 | 808876.8612 | 0 | 0 | 0 | 0 | 147520.5394 | 0 | 0 | 0 | 0 | 0 | 0 | 0 | -131438.2195 | 0 | 0 | 0 | 0 | 0 | 0
2016-10-13 09:00 | 0 | 0 | 0 | 0 | 68173.3911 | 0 | 348595 | 0 | 0 | 0 | 637741.1325 | 0 | 0 | 0 | 0 | 0 | 0 | 127577.5689 | 0 | 0 | 0 | 808873.6257 | 0 | 0 | 0 | 0 | -148983.3894 | 0 | 0 | 0 | 0 | 0 | 0 | 0 | -131438.2195 | 0 | 0 | 0 | 0 | 0 | 0
2016-10-13 10:00 | 0 | 0 | 0 | 0 | 342716.9309 | 0 | 373419 | 0 | 0 | 0 | 488757.7432 | 0 | 0 | 0 | 0 | 0 | 0 | 245858.8892 | 0 | 0 | 0 | 808870.3902 | 0 | 0 | 0 | 0 | -148983.3894 | 0 | 0 | 0 | 0 | 0 | 0 | 0 | 118281.3203 | 0 | 0 | 0 | 0 | 0 | 0
2016-10-13 11:00 | 0 | 0 | 0 | 0 | 118993.3911 | 0 | 399415 | 0 | 0 | 0 | 339774.3538 | 0 | 0 | 0 | 0 | 0 | 0 | 114420.6697 | 0 | 0 | 0 | 808867.1548 | 0 | 0 | 0 | 0 | -148983.3894 | 0 | 0 | 0 | 0 | 0 | 0 | 0 | -131438.2195 | 0 | 0 | 0 | 0 | 0 | 0
2016-10-13 12:00 | 0 | 0 | 0 | 0 | 327173.5307 | 0 | 412453 | 0 | 0 | 0 | 190790.9644 | 0 | 0 | 0 | 0 | 0 | 0 | 178124.5898 | 0 | 0 | 0 | 808863.9193 | 0 | 0 | 0 | 0 | -148983.3894 | 0 | 0 | 0 | 0 | 0 | 0 | 0 | 63703.9201 | 0 | 0 | 0 | 0 | 0 | 0
2016-10-13 13:00 | 0 | 0 | 0 | 0 | 260622.2493 | 6807.4496 | 423354 | 0 | 0 | 0 | 166304.8828 | 0 | 0 | 0 | 0 | 0 | 0 | 46686.3703 | 0 | 0 | 0 | 808860.6838 | 0 | 0 | 0 | 0 | -24486.0816 | 0 | 0 | 0 | 0 | 0 | 0 | 0 | -131438.2195 | 0 | 0 | 0 | 0 | 0 | 0
2016-10-13 14:00 | 0 | 0 | 0 | 0 | 0 | 237925.2404 | 433595 | 0 | 0 | 0 | 17321.4934 | 0 | 0 | 0 | 0 | 0 | 0 | 0 | 0 | 0 | 0 | 808857.4484 | 0 | 0 | 0 | 0 | -148983.3894 | 0 | 0 | 0 | 0 | 0 | 0 | 0 | -46686.3703 | 0 | 0 | 0 | 0 | 0 | 0
2016-10-13 15:00 | 0 | 0 | 0 | 0 | 162540.2901 | 545452.9077 | 441745 | 0 | 0 | 0 | 166304.8828 | 0 | 0 | 0 | 0 | 0 | 0 | 117264.8084 | 0 | 0 | 0 | 808854.213 | 0 | 0 | 0 | 0 | 148983.3894 | 0 | 0 | 0 | 0 | 0 | 0 | 0 | 117264.8084 | 0 | 0 | 0 | 0 | 0 | 0
2016-10-13 16:00 | 0 | 0 | 0 | 0 | 0 | 622727.4106 | 448142 | 0 | 0 | 0 | 315288.2721 | 0 | 0 | 0 | 0 | 0 | 0 | 142866.8297 | 0 | 0 | 0 | 808850.9775 | 0 | 0 | 0 | 0 | 148983.3894 | 0 | 0 | 0 | 0 | 0 | 0 | 0 | 25602.0213 | 0 | 0 | 0 | 0 | 0 | 0
2016-10-13 17:00 | 0 | 0 | 0 | 0 | 0 | 625804.6741 | 454591 | 0 | 0 | 0 | 464271.6615 | 0 | 0 | 0 | 0 | 0 | 0 | 165097.1145 | 0 | 0 | 0 | 808847.7421 | 0 | 0 | 0 | 0 | 148983.3894 | 0 | 0 | 0 | 0 | 0 | 0 | 0 | 22230.2848 | 0 | 0 | 0 | 0 | 0 | 0
2016-10-13 18:00 | 0 | 0 | 0 | 0 | 0 | 615814.0179 | 460716 | 0 | 0 | 0 | 613255.0509 | 0 | 0 | 0 | 0 | 0 | 0 | 171211.743 | 0 | 0 | 0 | 808844.5067 | 0 | 0 | 0 | 0 | 148983.3894 | 0 | 0 | 0 | 0 | 0 | 0 | 0 | 6114.6285 | 0 | 0 | 0 | 0 | 0 | 0
2016-10-13 19:00 | 0 | 0 | 0 | 0 | 0 | 609153.1254 | 464994 | 0 | 0 | 0 | 762238.4403 | 0 | 0 | 0 | 0 | 0 | 0 | 166387.479 | 0 | 0 | 0 | 808841.2714 | 0 | 0 | 0 | 0 | 148983.3894 | 0 | 0 | 0 | 0 | 0 | 0 | 0 | -4824.264 | 0 | 0 | 0 | 0 | 0 | 0
2016-10-13 20:00 | 0 | 0 | 0 | 0 | 0 | 616753.4596 | 467977 | 0 | 0 | 0 | 911221.8296 | 0 | 0 | 0 | 0 | 0 | 0 | 166180.5492 | 0 | 0 | 0 | 808838.036 | 0 | 0 | 0 | 0 | 148983.3894 | 0 | 0 | 0 | 0 | 0 | 0 | 0 | -206.9298 | 0 | 0 | 0 | 0 | 0 | 0
2016-10-13 21:00 | 0 | 0 | 0 | 0 | 0 | 622793.9194 | 469397 | 0 | 0 | 0 | 1060205.219 | 0 | 0 | 0 | 0 | 0 | 0 | 170594.0792 | 0 | 0 | 0 | 808834.8006 | 0 | 0 | 0 | 0 | 148983.3894 | 0 | 0 | 0 | 0 | 0 | 0 | 0 | 4413.53 | 0 | 0 | 0 | 0 | 0 | 0
2016-10-13 22:00 | 0 | 0 | 0 | 0 | 0 | 595124.7963 | 468201 | 0 | 0 | 0 | 1055690.7958 | 0 | 0 | 0 | 0 | 0 | 0 | 302032.2987 | 0 | 0 | 0 | 808831.5653 | 0 | 0 | 0 | 0 | -4514.4232 | 0 | 0 | 0 | 0 | 0 | 0 | 0 | 131438.2195 | 0 | 0 | 0 | 0 | 0 | 0
2016-10-13 23:00 | 0 | 0 | 0 | 0 | 0 | 447418.2803 | 472705 | 0 | 0 | 0 | 1161842.2956 | 0 | 0 | 0 | 0 | 0 | 0 | 170594.0792 | 0 | 0 | 0 | 808828.33 | 0 | 0 | 0 | 0 | 106151.4998 | 0 | 0 | 0 | 0 | 0 | 0 | 0 | -131438.2195 | 0 | 0 | 0 | 0 | 0 | 0
2016-10-14 | 0 | 0 | 0 | 0 | 341069.756 | 112325.0741 | 470940 | 0 | 0 | 0 | 1012858.9062 | 0 | 0 | 0 | 0 | 0 | 0 | 302032.2987 | 0 | 0 | 0 | 808825.0947 | 0 | 0 | 0 | 0 | -148983.3894 | 0 | 0 | 0 | 0 | 0 | 0 | 0 | 131438.2195 | 0 | 0 | 0 | 0 | 0 | 0
2016-10-14 01:00 | 0 | 0 | 0 | 0 | 176332.892 | 196.4991 | 456951 | 0 | 0 | 0 | 863875.5168 | 0 | 0 | 0 | 0 | 0 | 0 | 170594.0792 | 0 | 0 | 0 | 808821.8594 | 0 | 0 | 0 | 0 | -148983.3894 | 0 | 0 | 0 | 0 | 0 | 0 | 0 | -131438.2195 | 0 | 0 | 0 | 0 | 0 | 0
2016-10-14 02:00 | 0 | 0 | 0 | 0 | 152920.3911 | 0 | 433342 | 0 | 0 | 0 | 714892.1275 | 0 | 0 | 0 | 0 | 0 | 0 | 39155.8597 | 0 | 0 | 0 | 808818.6241 | 0 | 0 | 0 | 0 | -148983.3894 | 0 | 0 | 0 | 0 | 0 | 0 | 0 | -131438.2195 | 0 | 0 | 0 | 0 | 0 | 0
2016-10-14 03:00 | 0 | 0 | 0 | 0 | 630521.5536 | 0 | 407036 | 0 | 0 | 0 | 806939.4616 | 0 | 0 | 0 | 0 | 0 | 0 | 170594.0792 | 0 | 0 | 0 | 808815.3888 | 0 | 0 | 0 | 0 | 92047.3341 | 0 | 0 | 0 | 0 | 0 | 0 | 0 | 131438.2195 | 0 | 0 | 0 | 0 | 0 | 0
2016-10-14 04:00 | 0 | 0 | 0 | 0 | 102174.3911 | 0 | 382596 | 0 | 0 | 0 | 657956.0722 | 0 | 0 | 0 | 0 | 0 | 0 | 39155.8597 | 0 | 0 | 0 | 808812.1535 | 0 | 0 | 0 | 0 | -148983.3894 | 0 | 0 | 0 | 0 | 0 | 0 | 0 | -131438.2195 | 0 | 0 | 0 | 0 | 0 | 0
2016-10-14 05:00 | 0 | 0 | 0 | 0 | 344732.8301 | 0 | 362278 | 0 | 0 | 0 | 508972.6828 | 0 | 0 | 0 | 0 | 0 | 0 | 170594.0792 | 0 | 0 | 0 | 808808.9183 | 0 | 0 | 0 | 0 | -148983.3894 | 0 | 0 | 0 | 0 | 0 | 0 | 0 | 131438.2195 | 0 | 0 | 0 | 0 | 0 | 0
2016-10-14 06:00 | 0 | 0 | 0 | 0 | 365553.1699 | 0 | 348008 | 0 | 0 | 0 | 657956.0722 | 0 | 0 | 0 | 0 | 0 | 0 | 39155.8597 | 0 | 0 | 0 | 808805.6831 | 0 | 0 | 0 | 0 | 148983.3894 | 0 | 0 | 0 | 0 | 0 | 0 | 0 | -131438.2195 | 0 | 0 | 0 | 0 | 0 | 0
2016-10-14 07:00 | 0 | 0 | 0 | 0 | 152173.7509 | 0 | 340313 | 0 | 0 | 0 | 508972.6828 | 0 | 0 | 0 | 0 | 0 | 0 | 0 | 0 | 0 | 0 | 808802.4478 | 0 | 0 | 0 | 0 | -148983.3894 | 0 | 0 | 0 | 0 | 0 | 0 | 0 | -39155.8597 | 0 | 0 | 0 | 0 | 0 | 0
2016-10-14 08:00 | 0 | 0 | 0 | 0 | 321514.8301 | 0 | 339060 | 0 | 0 | 0 | 359989.2935 | 0 | 0 | 0 | 0 | 0 | 0 | 131438.2195 | 0 | 0 | 0 | 808799.2126 | 0 | 0 | 0 | 0 | -148983.3894 | 0 | 0 | 0 | 0 | 0 | 0 | 0 | 131438.2195 | 0 | 0 | 0 | 0 | 0 | 0
2016-10-14 09:00 | 0 | 0 | 0 | 0 | 67304.3911 | 0 | 347726 | 0 | 0 | 0 | 211005.9041 | 0 | 0 | 0 | 0 | 0 | 0 | 0 | 0 | 0 | 0 | 808795.9774 | 0 | 0 | 0 | 0 | -148983.3894 | 0 | 0 | 0 | 0 | 0 | 0 | 0 | -131438.2195 | 0 | 0 | 0 | 0 | 0 | 0
2016-10-14 10:00 | 0 | 0 | 0 | 0 | 560260.3713 | 0 | 371146 | 0 | 0 | 0 | 359989.2935 | 0 | 0 | 0 | 0 | 0 | 0 | 40130.9819 | 0 | 0 | 0 | 808792.7422 | 0 | 0 | 0 | 0 | 148983.3894 | 0 | 0 | 0 | 0 | 0 | 0 | 0 | 40130.9819 | 0 | 0 | 0 | 0 | 0 | 0
2016-10-14 11:00 | 0 | 0 | 0 | 0 | 207311.6287 | 0 | 396426 | 0 | 0 | 0 | 211005.9041 | 0 | 0 | 0 | 0 | 0 | 0 | 0 | 0 | 0 | 0 | 808789.5071 | 0 | 0 | 0 | 0 | -148983.3894 | 0 | 0 | 0 | 0 | 0 | 0 | 0 | -40130.9819 | 0 | 0 | 0 | 0 | 0 | 0
2016-10-14 12:00 | 0 | 0 | 0 | 0 | 537947.6722 | 0 | 409246 | 0 | 0 | 0 | 208269.3568 | 0 | 0 | 0 | 0 | 0 | 0 | 131438.2195 | 0 | 0 | 0 | 808786.2719 | 0 | 0 | 0 | 0 | -2736.5474 | 0 | 0 | 0 | 0 | 0 | 0 | 0 | 131438.2195 | 0 | 0 | 0 | 0 | 0 | 0
2016-10-14 13:00 | 0 | 0 | 0 | 0 | 130319.7385 | 8989.6526 | 419731 | 0 | 0 | 0 | 59285.9674 | 0 | 0 | 0 | 0 | 0 | 0 | 0 | 0 | 0 | 0 | 808783.0368 | 0 | 0 | 0 | 0 | -148983.3894 | 0 | 0 | 0 | 0 | 0 | 0 | 0 | -131438.2195 | 0 | 0 | 0 | 0 | 0 | 0
2016-10-14 14:00 | 0 | 0 | 0 | 0 | 303880.7753 | 274625.6141 | 429523 | 0 | 0 | 0 | 208269.3568 | 0 | 0 | 0 | 0 | 0 | 0 | 0 | 0 | 0 | 0 | 808779.8016 | 0 | 0 | 0 | 0 | 148983.3894 | 0 | 0 | 0 | 0 | 0 | 0 | 0 | 0 | 0 | 0 | 0 | 0 | 0 | 0
2016-10-14 15:00 | 0 | 0 | 0 | 0 | 49037.6531 | 536477.7363 | 436532 | 0 | 0 | 0 | 357252.7461 | 0 | 0 | 0 | 0 | 0 | 0 | 0 | 0 | 0 | 0 | 808776.5665 | 0 | 0 | 0 | 0 | 148983.3894 | 0 | 0 | 0 | 0 | 0 | 0 | 0 | 0 | 0 | 0 | 0 | 0 | 0 | 0
2016-10-14 16:00 | 0 | 0 | 0 | 0 | 0 | 619629.9986 | 442480 | 0 | 0 | 0 | 506236.1355 | 0 | 0 | 0 | 0 | 0 | 0 | 28166.6093 | 0 | 0 | 0 | 808773.3314 | 0 | 0 | 0 | 0 | 148983.3894 | 0 | 0 | 0 | 0 | 0 | 0 | 0 | 28166.6093 | 0 | 0 | 0 | 0 | 0 | 0
2016-10-14 17:00 | 0 | 0 | 0 | 0 | 0 | 632356.776 | 448288 | 0 | 0 | 0 | 558866.6919 | 0 | 0 | 0 | 0 | 0 | 0 | 159604.8288 | 0 | 0 | 0 | 808770.0963 | 0 | 0 | 0 | 0 | 52630.5565 | 0 | 0 | 0 | 0 | 0 | 0 | 0 | 131438.2195 | 0 | 0 | 0 | 0 | 0 | 0
2016-10-14 18:00 | 0 | 0 | 0 | 0 | 0 | 625476.4189 | 453012 | 0 | 0 | 0 | 707850.0813 | 0 | 0 | 0 | 0 | 0 | 0 | 183085.8583 | 0 | 0 | 0 | 808766.8612 | 0 | 0 | 0 | 0 | 148983.3894 | 0 | 0 | 0 | 0 | 0 | 0 | 0 | 23481.0296 | 0 | 0 | 0 | 0 | 0 | 0
2016-10-14 19:00 | 0 | 0 | 0 | 0 | 0 | 620456.0108 | 456009 | 0 | 0 | 0 | 856833.4707 | 0 | 0 | 0 | 0 | 0 | 0 | 198549.4797 | 0 | 0 | 0 | 808763.6262 | 0 | 0 | 0 | 0 | 148983.3894 | 0 | 0 | 0 | 0 | 0 | 0 | 0 | 15463.6214 | 0 | 0 | 0 | 0 | 0 | 0
2016-10-14 20:00 | 0 | 0 | 0 | 0 | 0 | 626705.085 | 458200 | 0 | 0 | 0 | 893900.3362 | 0 | 0 | 0 | 0 | 0 | 0 | 329987.6992 | 0 | 0 | 0 | 808760.3911 | 0 | 0 | 0 | 0 | 37066.8655 | 0 | 0 | 0 | 0 | 0 | 0 | 0 | 131438.2195 | 0 | 0 | 0 | 0 | 0 | 0
2016-10-14 21:00 | 0 | 0 | 0 | 0 | 0 | 632742.0252 | 458185 | 0 | 0 | 0 | 1042883.7256 | 0 | 0 | 0 | 0 | 0 | 0 | 355561.3351 | 0 | 0 | 0 | 808757.1561 | 0 | 0 | 0 | 0 | 148983.3894 | 0 | 0 | 0 | 0 | 0 | 0 | 0 | 25573.6359 | 0 | 0 | 0 | 0 | 0 | 0
2016-10-14 22:00 | 0 | 0 | 0 | 0 | 0 | 594413.9636 | 455239 | 0 | 0 | 0 | 1191867.115 | 0 | 0 | 0 | 0 | 0 | 0 | 345752.9094 | 0 | 0 | 0 | 808753.921 | 0 | 0 | 0 | 0 | 148983.3894 | 0 | 0 | 0 | 0 | 0 | 0 | 0 | -9808.4258 | 0 | 0 | 0 | 0 | 0 | 0
2016-10-14 23:00 | 0 | 0 | 0 | 0 | 0 | 433389.5327 | 456333 | 0 | 0 | 0 | 1042883.7256 | 0 | 0 | 0 | 0 | 0 | 0 | 471792.8314 | 0 | 0 | 0 | 808750.686 | 0 | 0 | 0 | 0 | -148983.3894 | 0 | 0 | 0 | 0 | 0 | 0 | 0 | 126039.922 | 0 | 0 | 0 | 0 | 0 | 0
2016-10-15 | 0 | 0 | 0 | 0 | 77932.4035 | 93565.9876 | 451920 | 0 | 0 | 0 | 893900.3362 | 0 | 0 | 0 | 0 | 0 | 0 | 340354.6119 | 0 | 0 | 0 | 808747.451 | 0 | 0 | 0 | 0 | -148983.3894 | 0 | 0 | 0 | 0 | 0 | 0 | 0 | -131438.2195 | 0 | 0 | 0 | 0 | 0 | 0
2016-10-15 01:00 | 0 | 0 | 0 | 0 | 457818.2931 | 141.8767 | 440415 | 0 | 0 | 0 | 1042883.7256 | 0 | 0 | 0 | 0 | 0 | 0 | 208916.3924 | 0 | 0 | 0 | 808744.216 | 0 | 0 | 0 | 0 | 148983.3894 | 0 | 0 | 0 | 0 | 0 | 0 | 0 | -131438.2195 | 0 | 0 | 0 | 0 | 0 | 0
2016-10-15 02:00 | 0 | 0 | 0 | 0 | 142041.3911 | 0 | 422463 | 0 | 0 | 0 | 893900.3362 | 0 | 0 | 0 | 0 | 0 | 0 | 77478.1729 | 0 | 0 | 0 | 808740.9811 | 0 | 0 | 0 | 0 | -148983.3894 | 0 | 0 | 0 | 0 | 0 | 0 | 0 | -131438.2195 | 0 | 0 | 0 | 0 | 0 | 0
2016-10-15 03:00 | 0 | 0 | 0 | 0 | 382446.8301 | 0 | 399992 | 0 | 0 | 0 | 744916.9469 | 0 | 0 | 0 | 0 | 0 | 0 | 208916.3924 | 0 | 0 | 0 | 808737.7461 | 0 | 0 | 0 | 0 | -148983.3894 | 0 | 0 | 0 | 0 | 0 | 0 | 0 | 131438.2195 | 0 | 0 | 0 | 0 | 0 | 0
2016-10-15 04:00 | 0 | 0 | 0 | 0 | 97308.3911 | 0 | 377730 | 0 | 0 | 0 | 595933.5575 | 0 | 0 | 0 | 0 | 0 | 0 | 77478.1729 | 0 | 0 | 0 | 808734.5111 | 0 | 0 | 0 | 0 | -148983.3894 | 0 | 0 | 0 | 0 | 0 | 0 | 0 | -131438.2195 | 0 | 0 | 0 | 0 | 0 | 0
2016-10-15 05:00 | 0 | 0 | 0 | 0 | 342577.8301 | 0 | 360123 | 0 | 0 | 0 | 446950.1681 | 0 | 0 | 0 | 0 | 0 | 0 | 208916.3924 | 0 | 0 | 0 | 808731.2762 | 0 | 0 | 0 | 0 | -148983.3894 | 0 | 0 | 0 | 0 | 0 | 0 | 0 | 131438.2195 | 0 | 0 | 0 | 0 | 0 | 0
2016-10-15 06:00 | 0 | 0 | 0 | 0 | 363654.1699 | 0 | 346109 | 0 | 0 | 0 | 595933.5575 | 0 | 0 | 0 | 0 | 0 | 0 | 77478.1729 | 0 | 0 | 0 | 808728.0413 | 0 | 0 | 0 | 0 | 148983.3894 | 0 | 0 | 0 | 0 | 0 | 0 | 0 | -131438.2195 | 0 | 0 | 0 | 0 | 0 | 0
2016-10-15 07:00 | 0 | 0 | 0 | 0 | 110676.4377 | 0 | 337138 | 0 | 0 | 0 | 446950.1681 | 0 | 0 | 0 | 0 | 0 | 0 | 0 | 0 | 0 | 0 | 808724.8064 | 0 | 0 | 0 | 0 | -148983.3894 | 0 | 0 | 0 | 0 | 0 | 0 | 0 | -77478.1729 | 0 | 0 | 0 | 0 | 0 | 0
2016-10-15 08:00 | 0 | 0 | 0 | 0 | 315527.8301 | 0 | 333073 | 0 | 0 | 0 | 297966.7787 | 0 | 0 | 0 | 0 | 0 | 0 | 131438.2195 | 0 | 0 | 0 | 808721.5715 | 0 | 0 | 0 | 0 | -148983.3894 | 0 | 0 | 0 | 0 | 0 | 0 | 0 | 131438.2195 | 0 | 0 | 0 | 0 | 0 | 0
2016-10-15 09:00 | 0 | 0 | 0 | 0 | 53797.3911 | 0 | 334219 | 0 | 0 | 0 | 148983.3894 | 0 | 0 | 0 | 0 | 0 | 0 | 0 | 0 | 0 | 0 | 808718.3366 | 0 | 0 | 0 | 0 | -148983.3894 | 0 | 0 | 0 | 0 | 0 | 0 | 0 | -131438.2195 | 0 | 0 | 0 | 0 | 0 | 0
2016-10-15 10:00 | 0 | 0 | 0 | 0 | 622165.6089 | 0 | 341744 | 0 | 0 | 0 | 297966.7787 | 0 | 0 | 0 | 0 | 0 | 0 | 131438.2195 | 0 | 0 | 0 | 808715.1017 | 0 | 0 | 0 | 0 | 148983.3894 | 0 | 0 | 0 | 0 | 0 | 0 | 0 | 131438.2195 | 0 | 0 | 0 | 0 | 0 | 0
2016-10-15 11:00 | 0 | 0 | 0 | 0 | 72732.3911 | 0 | 353154 | 0 | 0 | 0 | 148983.3894 | 0 | 0 | 0 | 0 | 0 | 0 | 0 | 0 | 0 | 0 | 808711.8669 | 0 | 0 | 0 | 0 | -148983.3894 | 0 | 0 | 0 | 0 | 0 | 0 | 0 | -131438.2195 | 0 | 0 | 0 | 0 | 0 | 0
2016-10-15 12:00 | 0 | 0 | 0 | 0 | 217440.6106 | 0 | 366424 | 0 | 0 | 0 | 0 | 0 | 0 | 0 | 0 | 0 | 0 | 0 | 0 | 0 | 0 | 808708.632 | 0 | 0 | 0 | 0 | -148983.3894 | 0 | 0 | 0 | 0 | 0 | 0 | 0 | 0 | 0 | 0 | 0 | 0 | 0 | 0
2016-10-15 13:00 | 0 | 0 | 0 | 0 | 399289.8813 | 9269.8638 | 381324 | 0 | 0 | 0 | 27235.7451 | 0 | 0 | 0 | 0 | 0 | 0 | 0 | 0 | 0 | 0 | 808705.3972 | 0 | 0 | 0 | 0 | 27235.7451 | 0 | 0 | 0 | 0 | 0 | 0 | 0 | 0 | 0 | 0 | 0 | 0 | 0 | 0
2016-10-15 14:00 | 0 | 0 | 0 | 0 | 226548.0377 | 317595.3517 | 395160 | 0 | 0 | 0 | 176219.1345 | 0 | 0 | 0 | 0 | 0 | 0 | 0 | 0 | 0 | 0 | 808702.1624 | 0 | 0 | 0 | 0 | 148983.3894 | 0 | 0 | 0 | 0 | 0 | 0 | 0 | 0 | 0 | 0 | 0 | 0 | 0 | 0
2016-10-15 15:00 | 0 | 0 | 0 | 0 | 0 | 579201.2691 | 407344 | 0 | 0 | 0 | 325202.5238 | 0 | 0 | 0 | 0 | 0 | 0 | 4056.5552 | 0 | 0 | 0 | 823752.7871 | 0 | 0 | 0 | 0 | 148983.3894 | 0 | 0 | 0 | 0 | 0 | 0 | 0 | 4056.5552 | 0 | 0 | 0 | 18817.3245 | 0 | 0
2016-10-15 16:00 | 0 | 0 | 0 | 0 | 0 | 691540.1104 | 417435 | 0 | 0 | 0 | 474185.9132 | 0 | 0 | 0 | 0 | 0 | 0 | 110360.9518 | 0 | 0 | 0 | 838803.3517 | 0 | 0 | 0 | 0 | 148983.3894 | 0 | 0 | 0 | 0 | 0 | 0 | 0 | 106304.3966 | 0 | 0 | 0 | 18817.3245 | 0 | 0
2016-10-15 17:00 | 0 | 0 | 0 | 0 | 0 | 685682.7848 | 425068 | 0 | 0 | 0 | 623169.3026 | 0 | 0 | 0 | 0 | 0 | 0 | 203175.0228 | 0 | 0 | 0 | 853853.8561 | 0 | 0 | 0 | 0 | 148983.3894 | 0 | 0 | 0 | 0 | 0 | 0 | 0 | 92814.0709 | 0 | 0 | 0 | 18817.3245 | 0 | 0
2016-10-15 18:00 | 0 | 0 | 0 | 0 | 0 | 667109.5881 | 431579 | 0 | 0 | 0 | 772152.692 | 0 | 0 | 0 | 0 | 0 | 0 | 270904.8971 | 0 | 0 | 0 | 868904.3002 | 0 | 0 | 0 | 0 | 148983.3894 | 0 | 0 | 0 | 0 | 0 | 0 | 0 | 67729.8743 | 0 | 0 | 0 | 18817.3245 | 0 | 0
2016-10-15 19:00 | 0 | 0 | 0 | 0 | 0 | 658946.5043 | 437621 | 0 | 0 | 0 | 921136.0813 | 0 | 0 | 0 | 0 | 0 | 0 | 324429.6875 | 0 | 0 | 0 | 883954.6842 | 0 | 0 | 0 | 0 | 148983.3894 | 0 | 0 | 0 | 0 | 0 | 0 | 0 | 53524.7904 | 0 | 0 | 0 | 18817.3245 | 0 | 0
2016-10-15 20:00 | 0 | 0 | 0 | 0 | 0 | 669674.8089 | 442960 | 0 | 0 | 0 | 1070119.4707 | 0 | 0 | 0 | 0 | 0 | 0 | 383343.7825 | 0 | 0 | 0 | 899005.008 | 0 | 0 | 0 | 0 | 148983.3894 | 0 | 0 | 0 | 0 | 0 | 0 | 0 | 58914.095 | 0 | 0 | 0 | 18817.3245 | 0 | 0
2016-10-15 21:00 | 0 | 0 | 0 | 0 | 0 | 686386.823 | 445535 | 0 | 0 | 0 | 1219102.8601 | 0 | 0 | 0 | 0 | 0 | 0 | 456394.8916 | 0 | 0 | 0 | 914055.2716 | 0 | 0 | 0 | 0 | 148983.3894 | 0 | 0 | 0 | 0 | 0 | 0 | 0 | 73051.1091 | 0 | 0 | 0 | 18817.3245 | 0 | 0
2016-10-15 22:00 | 0 | 0 | 0 | 0 | 0 | 671570.5491 | 446436 | 0 | 0 | 0 | 1368086.2494 | 0 | 0 | 0 | 0 | 0 | 0 | 513728.7269 | 0 | 0 | 0 | 929105.4749 | 0 | 0 | 0 | 0 | 148983.3894 | 0 | 0 | 0 | 0 | 0 | 0 | 0 | 57333.8353 | 0 | 0 | 0 | 18817.3245 | 0 | 0
2016-10-15 23:00 | 0 | 0 | 0 | 0 | 0 | 489906.1082 | 449627 | 0 | 0 | 0 | 1408365.3576 | 0 | 0 | 0 | 0 | 0 | 0 | 513728.7269 | 0 | 0 | 0 | 929101.7585 | 0 | 0 | 0 | 0 | 40279.1082 | 0 | 0 | 0 | 0 | 0 | 0 | 0 | 0 | 0 | 0 | 0 | 0 | 0 | 0
2016-10-16 | 0 | 0 | 0 | 0 | 49400.6847 | 115729.7064 | 445552 | 0 | 0 | 0 | 1259381.9683 | 0 | 0 | 0 | 0 | 0 | 0 | 382290.5074 | 0 | 0 | 0 | 929098.0421 | 0 | 0 | 0 | 0 | -148983.3894 | 0 | 0 | 0 | 0 | 0 | 0 | 0 | -131438.2195 | 0 | 0 | 0 | 0 | 0 | 0
2016-10-16 01:00 | 0 | 0 | 0 | 0 | 154289.3942 | 114.9969 | 434826 | 0 | 0 | 0 | 1110398.5789 | 0 | 0 | 0 | 0 | 0 | 0 | 250852.2879 | 0 | 0 | 0 | 929094.3257 | 0 | 0 | 0 | 0 | -148983.3894 | 0 | 0 | 0 | 0 | 0 | 0 | 0 | -131438.2195 | 0 | 0 | 0 | 0 | 0 | 0
2016-10-16 02:00 | 0 | 0 | 0 | 0 | 552045.3961 | 0 | 417311 | 0 | 0 | 0 | 1113694.7555 | 0 | 0 | 0 | 0 | 0 | 0 | 382290.5074 | 0 | 0 | 0 | 929090.6093 | 0 | 0 | 0 | 0 | 3296.1766 | 0 | 0 | 0 | 0 | 0 | 0 | 0 | 131438.2195 | 0 | 0 | 0 | 0 | 0 | 0
2016-10-16 03:00 | 0 | 0 | 0 | 0 | 115767.3911 | 0 | 396189 | 0 | 0 | 0 | 964711.3661 | 0 | 0 | 0 | 0 | 0 | 0 | 250852.2879 | 0 | 0 | 0 | 929086.893 | 0 | 0 | 0 | 0 | -148983.3894 | 0 | 0 | 0 | 0 | 0 | 0 | 0 | -131438.2195 | 0 | 0 | 0 | 0 | 0 | 0
2016-10-16 04:00 | 0 | 0 | 0 | 0 | 94328.3911 | 0 | 374750 | 0 | 0 | 0 | 815727.9767 | 0 | 0 | 0 | 0 | 0 | 0 | 119414.0684 | 0 | 0 | 0 | 929083.1766 | 0 | 0 | 0 | 0 | -148983.3894 | 0 | 0 | 0 | 0 | 0 | 0 | 0 | -131438.2195 | 0 | 0 | 0 | 0 | 0 | 0
2016-10-16 05:00 | 0 | 0 | 0 | 0 | 339797.8301 | 0 | 357343 | 0 | 0 | 0 | 666744.5874 | 0 | 0 | 0 | 0 | 0 | 0 | 250852.2879 | 0 | 0 | 0 | 929079.4603 | 0 | 0 | 0 | 0 | -148983.3894 | 0 | 0 | 0 | 0 | 0 | 0 | 0 | 131438.2195 | 0 | 0 | 0 | 0 | 0 | 0
2016-10-16 06:00 | 0 | 0 | 0 | 0 | 63215.3911 | 0 | 343637 | 0 | 0 | 0 | 517761.198 | 0 | 0 | 0 | 0 | 0 | 0 | 119414.0684 | 0 | 0 | 0 | 929075.744 | 0 | 0 | 0 | 0 | -148983.3894 | 0 | 0 | 0 | 0 | 0 | 0 | 0 | -131438.2195 | 0 | 0 | 0 | 0 | 0 | 0
2016-10-16 07:00 | 0 | 0 | 0 | 0 | 614392.6089 | 0 | 333971 | 0 | 0 | 0 | 666744.5874 | 0 | 0 | 0 | 0 | 0 | 0 | 250852.2879 | 0 | 0 | 0 | 929072.0277 | 0 | 0 | 0 | 0 | 148983.3894 | 0 | 0 | 0 | 0 | 0 | 0 | 0 | 131438.2195 | 0 | 0 | 0 | 0 | 0 | 0
2016-10-16 08:00 | 0 | 0 | 0 | 0 | 48384.3911 | 0 | 328806 | 0 | 0 | 0 | 517761.198 | 0 | 0 | 0 | 0 | 0 | 0 | 119414.0684 | 0 | 0 | 0 | 929068.3114 | 0 | 0 | 0 | 0 | -148983.3894 | 0 | 0 | 0 | 0 | 0 | 0 | 0 | -131438.2195 | 0 | 0 | 0 | 0 | 0 | 0
2016-10-16 09:00 | 0 | 0 | 0 | 0 | 310236.8301 | 0 | 327782 | 0 | 0 | 0 | 368777.8086 | 0 | 0 | 0 | 0 | 0 | 0 | 250852.2879 | 0 | 0 | 0 | 929064.5951 | 0 | 0 | 0 | 0 | -148983.3894 | 0 | 0 | 0 | 0 | 0 | 0 | 0 | 131438.2195 | 0 | 0 | 0 | 0 | 0 | 0
2016-10-16 10:00 | 0 | 0 | 0 | 0 | 51420.3911 | 0 | 331842 | 0 | 0 | 0 | 219794.4193 | 0 | 0 | 0 | 0 | 0 | 0 | 119414.0684 | 0 | 0 | 0 | 929060.8788 | 0 | 0 | 0 | 0 | -148983.3894 | 0 | 0 | 0 | 0 | 0 | 0 | 0 | -131438.2195 | 0 | 0 | 0 | 0 | 0 | 0
2016-10-16 11:00 | 0 | 0 | 0 | 0 | 369937.321 | 0 | 340368 | 0 | 0 | 0 | 368777.8086 | 0 | 0 | 0 | 0 | 0 | 0 | 0 | 0 | 0 | 0 | 929057.1626 | 0 | 0 | 0 | 0 | 148983.3894 | 0 | 0 | 0 | 0 | 0 | 0 | 0 | -119414.0684 | 0 | 0 | 0 | 0 | 0 | 0
2016-10-16 12:00 | 0 | 0 | 0 | 0 | 334345.8301 | 0 | 351891 | 0 | 0 | 0 | 219794.4193 | 0 | 0 | 0 | 0 | 0 | 0 | 131438.2195 | 0 | 0 | 0 | 929053.4464 | 0 | 0 | 0 | 0 | -148983.3894 | 0 | 0 | 0 | 0 | 0 | 0 | 0 | 131438.2195 | 0 | 0 | 0 | 0 | 0 | 0
2016-10-16 13:00 | 0 | 0 | 0 | 0 | 78927.1162 | 8074.2749 | 367423 | 0 | 0 | 0 | 70811.0299 | 0 | 0 | 0 | 0 | 0 | 0 | 0 | 0 | 0 | 0 | 929049.7301 | 0 | 0 | 0 | 0 | -148983.3894 | 0 | 0 | 0 | 0 | 0 | 0 | 0 | -131438.2195 | 0 | 0 | 0 | 0 | 0 | 0
2016-10-16 14:00 | 0 | 0 | 0 | 0 | 220326.6486 | 312428.7408 | 383772 | 0 | 0 | 0 | 219794.4193 | 0 | 0 | 0 | 0 | 0 | 0 | 0 | 0 | 0 | 0 | 929046.0139 | 0 | 0 | 0 | 0 | 148983.3894 | 0 | 0 | 0 | 0 | 0 | 0 | 0 | 0 | 0 | 0 | 0 | 0 | 0 | 0
2016-10-16 15:00 | 0 | 0 | 0 | 0 | 0 | 562938.0448 | 400544 | 0 | 0 | 0 | 368777.8086 | 0 | 0 | 0 | 0 | 0 | 0 | 13410.6554 | 0 | 0 | 0 | 929042.2978 | 0 | 0 | 0 | 0 | 148983.3894 | 0 | 0 | 0 | 0 | 0 | 0 | 0 | 13410.6554 | 0 | 0 | 0 | 0 | 0 | 0
2016-10-16 16:00 | 0 | 0 | 0 | 0 | 0 | 636315.1013 | 416790 | 0 | 0 | 0 | 456864.6904 | 0 | 0 | 0 | 0 | 0 | 0 | 144848.8749 | 0 | 0 | 0 | 929038.5816 | 0 | 0 | 0 | 0 | 88086.8818 | 0 | 0 | 0 | 0 | 0 | 0 | 0 | 131438.2195 | 0 | 0 | 0 | 0 | 0 | 0
2016-10-16 17:00 | 0 | 0 | 0 | 0 | 0 | 636159.5902 | 430707 | 0 | 0 | 0 | 605848.0798 | 0 | 0 | 0 | 0 | 0 | 0 | 201318.0757 | 0 | 0 | 0 | 929034.8654 | 0 | 0 | 0 | 0 | 148983.3894 | 0 | 0 | 0 | 0 | 0 | 0 | 0 | 56469.2008 | 0 | 0 | 0 | 0 | 0 | 0
2016-10-16 18:00 | 0 | 0 | 0 | 0 | 0 | 618525.5312 | 442178 | 0 | 0 | 0 | 754831.4691 | 0 | 0 | 0 | 0 | 0 | 0 | 228682.2175 | 0 | 0 | 0 | 929031.1493 | 0 | 0 | 0 | 0 | 148983.3894 | 0 | 0 | 0 | 0 | 0 | 0 | 0 | 27364.1418 | 0 | 0 | 0 | 0 | 0 | 0
2016-10-16 19:00 | 0 | 0 | 0 | 0 | 0 | 610847.252 | 451589 | 0 | 0 | 0 | 903814.8585 | 0 | 0 | 0 | 0 | 0 | 0 | 238957.0801 | 0 | 0 | 0 | 929027.4332 | 0 | 0 | 0 | 0 | 148983.3894 | 0 | 0 | 0 | 0 | 0 | 0 | 0 | 10274.8626 | 0 | 0 | 0 | 0 | 0 | 0
2016-10-16 20:00 | 0 | 0 | 0 | 0 | 0 | 615235.7161 | 458822 | 0 | 0 | 0 | 1052798.2479 | 0 | 0 | 0 | 0 | 0 | 0 | 246387.4069 | 0 | 0 | 0 | 929023.7171 | 0 | 0 | 0 | 0 | 148983.3894 | 0 | 0 | 0 | 0 | 0 | 0 | 0 | 7430.3268 | 0 | 0 | 0 | 0 | 0 | 0
2016-10-16 21:00 | 0 | 0 | 0 | 0 | 0 | 624298.067 | 464628 | 0 | 0 | 0 | 1081030.0953 | 0 | 0 | 0 | 0 | 0 | 0 | 377825.6264 | 0 | 0 | 0 | 929020.001 | 0 | 0 | 0 | 0 | 28231.8475 | 0 | 0 | 0 | 0 | 0 | 0 | 0 | 131438.2195 | 0 | 0 | 0 | 0 | 0 | 0
2016-10-16 22:00 | 0 | 0 | 0 | 0 | 0 | 606195.4187 | 467804 | 0 | 0 | 0 | 1230013.4847 | 0 | 0 | 0 | 0 | 0 | 0 | 367233.6557 | 0 | 0 | 0 | 929016.2849 | 0 | 0 | 0 | 0 | 148983.3894 | 0 | 0 | 0 | 0 | 0 | 0 | 0 | -10591.9706 | 0 | 0 | 0 | 0 | 0 | 0
2016-10-16 23:00 | 0 | 0 | 0 | 0 | 0 | 451190.6792 | 471245 | 0 | 0 | 0 | 1341397.3834 | 0 | 0 | 0 | 0 | 0 | 0 | 235795.4362 | 0 | 0 | 0 | 929012.5688 | 0 | 0 | 0 | 0 | 111383.8987 | 0 | 0 | 0 | 0 | 0 | 0 | 0 | -131438.2195 | 0 | 0 | 0 | 0 | 0 | 0
2016-10-17 | 0 | 0 | 0 | 0 | 81359.917 | 106752.4741 | 468534 | 0 | 0 | 0 | 1192413.9941 | 0 | 0 | 0 | 0 | 0 | 0 | 104357.2167 | 0 | 0 | 0 | 929008.8528 | 0 | 0 | 0 | 0 | -148983.3894 | 0 | 0 | 0 | 0 | 0 | 0 | 0 | -131438.2195 | 0 | 0 | 0 | 0 | 0 | 0
2016-10-17 01:00 | 0 | 0 | 0 | 0 | 436344.0342 | 83.796 | 453973 | 0 | 0 | 0 | 1043430.6047 | 0 | 0 | 0 | 0 | 0 | 0 | 235795.4362 | 0 | 0 | 0 | 929005.1367 | 0 | 0 | 0 | 0 | -148983.3894 | 0 | 0 | 0 | 0 | 0 | 0 | 0 | 131438.2195 | 0 | 0 | 0 | 0 | 0 | 0
2016-10-17 02:00 | 0 | 0 | 0 | 0 | 150882.3911 | 0 | 431304 | 0 | 0 | 0 | 894447.2153 | 0 | 0 | 0 | 0 | 0 | 0 | 104357.2167 | 0 | 0 | 0 | 929001.4207 | 0 | 0 | 0 | 0 | -148983.3894 | 0 | 0 | 0 | 0 | 0 | 0 | 0 | -131438.2195 | 0 | 0 | 0 | 0 | 0 | 0
2016-10-17 03:00 | 0 | 0 | 0 | 0 | 387117.8301 | 0 | 404663 | 0 | 0 | 0 | 745463.826 | 0 | 0 | 0 | 0 | 0 | 0 | 235795.4362 | 0 | 0 | 0 | 928997.7047 | 0 | 0 | 0 | 0 | -148983.3894 | 0 | 0 | 0 | 0 | 0 | 0 | 0 | 131438.2195 | 0 | 0 | 0 | 0 | 0 | 0
2016-10-17 04:00 | 0 | 0 | 0 | 0 | 424572.1726 | 0 | 379946 | 0 | 0 | 0 | 894447.2153 | 0 | 0 | 0 | 0 | 0 | 0 | 131438.2195 | 0 | 0 | 0 | 928993.9887 | 0 | 0 | 0 | 0 | 148983.3894 | 0 | 0 | 0 | 0 | 0 | 0 | 0 | -104357.2167 | 0 | 0 | 0 | 0 | 0 | 0
2016-10-17 05:00 | 0 | 0 | 0 | 0 | 343312.8301 | 0 | 360858 | 0 | 0 | 0 | 745463.826 | 0 | 0 | 0 | 0 | 0 | 0 | 262876.439 | 0 | 0 | 0 | 928990.2727 | 0 | 0 | 0 | 0 | -148983.3894 | 0 | 0 | 0 | 0 | 0 | 0 | 0 | 131438.2195 | 0 | 0 | 0 | 0 | 0 | 0
2016-10-17 06:00 | 0 | 0 | 0 | 0 | 67106.3911 | 0 | 347528 | 0 | 0 | 0 | 596480.4366 | 0 | 0 | 0 | 0 | 0 | 0 | 131438.2195 | 0 | 0 | 0 | 928986.5568 | 0 | 0 | 0 | 0 | -148983.3894 | 0 | 0 | 0 | 0 | 0 | 0 | 0 | -131438.2195 | 0 | 0 | 0 | 0 | 0 | 0
2016-10-17 07:00 | 0 | 0 | 0 | 0 | 357968.1699 | 0 | 340423 | 0 | 0 | 0 | 745463.826 | 0 | 0 | 0 | 0 | 0 | 0 | 0 | 0 | 0 | 0 | 928982.8408 | 0 | 0 | 0 | 0 | 148983.3894 | 0 | 0 | 0 | 0 | 0 | 0 | 0 | -131438.2195 | 0 | 0 | 0 | 0 | 0 | 0
2016-10-17 08:00 | 0 | 0 | 0 | 0 | 322258.8301 | 0 | 339804 | 0 | 0 | 0 | 596480.4366 | 0 | 0 | 0 | 0 | 0 | 0 | 131438.2195 | 0 | 0 | 0 | 928979.1249 | 0 | 0 | 0 | 0 | -148983.3894 | 0 | 0 | 0 | 0 | 0 | 0 | 0 | 131438.2195 | 0 | 0 | 0 | 0 | 0 | 0
2016-10-17 09:00 | 0 | 0 | 0 | 0 | 69201.3911 | 0 | 349623 | 0 | 0 | 0 | 447497.0472 | 0 | 0 | 0 | 0 | 0 | 0 | 0 | 0 | 0 | 0 | 928975.409 | 0 | 0 | 0 | 0 | -148983.3894 | 0 | 0 | 0 | 0 | 0 | 0 | 0 | -131438.2195 | 0 | 0 | 0 | 0 | 0 | 0
2016-10-17 10:00 | 0 | 0 | 0 | 0 | 358672.8301 | 0 | 376218 | 0 | 0 | 0 | 298513.6579 | 0 | 0 | 0 | 0 | 0 | 0 | 131438.2195 | 0 | 0 | 0 | 928971.6931 | 0 | 0 | 0 | 0 | -148983.3894 | 0 | 0 | 0 | 0 | 0 | 0 | 0 | 131438.2195 | 0 | 0 | 0 | 0 | 0 | 0
2016-10-17 11:00 | 0 | 0 | 0 | 0 | 598524.7571 | 0 | 404471 | 0 | 0 | 0 | 447497.0472 | 0 | 0 | 0 | 0 | 0 | 0 | 176508.5873 | 0 | 0 | 0 | 928967.9772 | 0 | 0 | 0 | 0 | 148983.3894 | 0 | 0 | 0 | 0 | 0 | 0 | 0 | 45070.3678 | 0 | 0 | 0 | 0 | 0 | 0
2016-10-17 12:00 | 0 | 0 | 0 | 0 | 140224.3911 | 0 | 420646 | 0 | 0 | 0 | 298513.6579 | 0 | 0 | 0 | 0 | 0 | 0 | 45070.3678 | 0 | 0 | 0 | 928964.2613 | 0 | 0 | 0 | 0 | -148983.3894 | 0 | 0 | 0 | 0 | 0 | 0 | 0 | -131438.2195 | 0 | 0 | 0 | 0 | 0 | 0
2016-10-17 13:00 | 0 | 0 | 0 | 0 | 234615.7661 | 7814.4768 | 436484 | 0 | 0 | 0 | 149530.2685 | 0 | 0 | 0 | 0 | 0 | 0 | 0 | 0 | 0 | 0 | 928960.5455 | 0 | 0 | 0 | 0 | -148983.3894 | 0 | 0 | 0 | 0 | 0 | 0 | 0 | -45070.3678 | 0 | 0 | 0 | 0 | 0 | 0
2016-10-17 14:00 | 0 | 0 | 0 | 0 | 305690.146 | 296702.2433 | 453409 | 0 | 0 | 0 | 298513.6579 | 0 | 0 | 0 | 0 | 0 | 0 | 0 | 0 | 0 | 0 | 928956.8296 | 0 | 0 | 0 | 0 | 148983.3894 | 0 | 0 | 0 | 0 | 0 | 0 | 0 | 0 | 0 | 0 | 0 | 0 | 0 | 0
2016-10-17 15:00 | 0 | 0 | 0 | 0 | 24582.0328 | 593249.3565 | 468848 | 0 | 0 | 0 | 447497.0472 | 0 | 0 | 0 | 0 | 0 | 0 | 0 | 0 | 0 | 0 | 928953.1138 | 0 | 0 | 0 | 0 | 148983.3894 | 0 | 0 | 0 | 0 | 0 | 0 | 0 | 0 | 0 | 0 | 0 | 0 | 0 | 0
2016-10-17 16:00 | 0 | 0 | 0 | 0 | 0 | 678795.8001 | 483953 | 0 | 0 | 0 | 510901.6278 | 0 | 0 | 0 | 0 | 0 | 0 | 131438.2195 | 0 | 0 | 0 | 928949.398 | 0 | 0 | 0 | 0 | 63404.5806 | 0 | 0 | 0 | 0 | 0 | 0 | 0 | 131438.2195 | 0 | 0 | 0 | 0 | 0 | 0
2016-10-17 17:00 | 0 | 0 | 0 | 0 | 0 | 682232.4131 | 498846 | 0 | 0 | 0 | 659885.0172 | 0 | 0 | 0 | 0 | 0 | 0 | 165841.2432 | 0 | 0 | 0 | 928945.6822 | 0 | 0 | 0 | 0 | 148983.3894 | 0 | 0 | 0 | 0 | 0 | 0 | 0 | 34403.0237 | 0 | 0 | 0 | 0 | 0 | 0
2016-10-17 18:00 | 0 | 0 | 0 | 0 | 0 | 660998.5344 | 511978 | 0 | 0 | 0 | 808868.4066 | 0 | 0 | 0 | 0 | 0 | 0 | 165878.3883 | 0 | 0 | 0 | 928941.9664 | 0 | 0 | 0 | 0 | 148983.3894 | 0 | 0 | 0 | 0 | 0 | 0 | 0 | 37.145 | 0 | 0 | 0 | 0 | 0 | 0
2016-10-17 19:00 | 0 | 0 | 0 | 0 | 0 | 651417.0819 | 521613 | 0 | 0 | 0 | 807234.2689 | 0 | 0 | 0 | 0 | 0 | 0 | 297316.6078 | 0 | 0 | 0 | 928938.2506 | 0 | 0 | 0 | 0 | -1634.1377 | 0 | 0 | 0 | 0 | 0 | 0 | 0 | 131438.2195 | 0 | 0 | 0 | 0 | 0 | 0
2016-10-17 20:00 | 0 | 0 | 0 | 0 | 0 | 663064.3805 | 527488 | 0 | 0 | 0 | 956217.6583 | 0 | 0 | 0 | 0 | 0 | 0 | 283909.5989 | 0 | 0 | 0 | 928934.5349 | 0 | 0 | 0 | 0 | 148983.3894 | 0 | 0 | 0 | 0 | 0 | 0 | 0 | -13407.0089 | 0 | 0 | 0 | 0 | 0 | 0
2016-10-17 21:00 | 0 | 0 | 0 | 0 | 0 | 684839.9088 | 528429 | 0 | 0 | 0 | 1105201.0477 | 0 | 0 | 0 | 0 | 0 | 0 | 291337.1184 | 0 | 0 | 0 | 928930.8192 | 0 | 0 | 0 | 0 | 148983.3894 | 0 | 0 | 0 | 0 | 0 | 0 | 0 | 7427.5195 | 0 | 0 | 0 | 0 | 0 | 0
2016-10-17 22:00 | 0 | 0 | 0 | 0 | 127175.1301 | 676852.4787 | 523606 | 0 | 0 | 0 | 1254184.437 | 0 | 0 | 0 | 0 | 0 | 0 | 422775.3379 | 0 | 0 | 0 | 928927.1034 | 0 | 0 | 0 | 0 | 148983.3894 | 0 | 0 | 0 | 0 | 0 | 0 | 0 | 131438.2195 | 0 | 0 | 0 | 0 | 0 | 0
2016-10-17 23:00 | 0 | 0 | 0 | 0 | 0 | 505108.5156 | 522334 | 0 | 0 | 0 | 1368397.1722 | 0 | 0 | 0 | 0 | 0 | 0 | 291337.1184 | 0 | 0 | 0 | 928923.3877 | 0 | 0 | 0 | 0 | 114212.7351 | 0 | 0 | 0 | 0 | 0 | 0 | 0 | -131438.2195 | 0 | 0 | 0 | 0 | 0 | 0
2016-10-18 | 0 | 0 | 0 | 0 | 114324.1786 | 119767.2125 | 514513 | 0 | 0 | 0 | 1219413.7828 | 0 | 0 | 0 | 0 | 0 | 0 | 159898.8989 | 0 | 0 | 0 | 928919.672 | 0 | 0 | 0 | 0 | -148983.3894 | 0 | 0 | 0 | 0 | 0 | 0 | 0 | -131438.2195 | 0 | 0 | 0 | 0 | 0 | 0
2016-10-18 01:00 | 0 | 0 | 0 | 0 | 478225.5797 | 87.2505 | 495858 | 0 | 0 | 0 | 1070430.3934 | 0 | 0 | 0 | 0 | 0 | 0 | 291337.1184 | 0 | 0 | 0 | 928915.9564 | 0 | 0 | 0 | 0 | -148983.3894 | 0 | 0 | 0 | 0 | 0 | 0 | 0 | 131438.2195 | 0 | 0 | 0 | 0 | 0 | 0
2016-10-18 02:00 | 0 | 0 | 0 | 0 | 188000.3911 | 0 | 468422 | 0 | 0 | 0 | 921447.0041 | 0 | 0 | 0 | 0 | 0 | 0 | 159898.8989 | 0 | 0 | 0 | 928912.2407 | 0 | 0 | 0 | 0 | -148983.3894 | 0 | 0 | 0 | 0 | 0 | 0 | 0 | -131438.2195 | 0 | 0 | 0 | 0 | 0 | 0
2016-10-18 03:00 | 0 | 0 | 0 | 0 | 155484.3911 | 0 | 435906 | 0 | 0 | 0 | 772463.6147 | 0 | 0 | 0 | 0 | 0 | 0 | 28460.6794 | 0 | 0 | 0 | 928908.525 | 0 | 0 | 0 | 0 | -148983.3894 | 0 | 0 | 0 | 0 | 0 | 0 | 0 | -131438.2195 | 0 | 0 | 0 | 0 | 0 | 0
2016-10-18 04:00 | 0 | 0 | 0 | 0 | 686574.6089 | 0 | 406153 | 0 | 0 | 0 | 921447.0041 | 0 | 0 | 0 | 0 | 0 | 0 | 159898.8989 | 0 | 0 | 0 | 928904.8094 | 0 | 0 | 0 | 0 | 148983.3894 | 0 | 0 | 0 | 0 | 0 | 0 | 0 | 131438.2195 | 0 | 0 | 0 | 0 | 0 | 0
2016-10-18 05:00 | 0 | 0 | 0 | 0 | 102752.3911 | 0 | 383174 | 0 | 0 | 0 | 772463.6147 | 0 | 0 | 0 | 0 | 0 | 0 | 28460.6794 | 0 | 0 | 0 | 928901.0938 | 0 | 0 | 0 | 0 | -148983.3894 | 0 | 0 | 0 | 0 | 0 | 0 | 0 | -131438.2195 | 0 | 0 | 0 | 0 | 0 | 0
2016-10-18 06:00 | 0 | 0 | 0 | 0 | 349553.8301 | 0 | 367099 | 0 | 0 | 0 | 623480.2253 | 0 | 0 | 0 | 0 | 0 | 0 | 159898.8989 | 0 | 0 | 0 | 928897.3782 | 0 | 0 | 0 | 0 | -148983.3894 | 0 | 0 | 0 | 0 | 0 | 0 | 0 | 131438.2195 | 0 | 0 | 0 | 0 | 0 | 0
2016-10-18 07:00 | 0 | 0 | 0 | 0 | 374574.1699 | 0 | 357029 | 0 | 0 | 0 | 772463.6147 | 0 | 0 | 0 | 0 | 0 | 0 | 28460.6794 | 0 | 0 | 0 | 928893.6626 | 0 | 0 | 0 | 0 | 148983.3894 | 0 | 0 | 0 | 0 | 0 | 0 | 0 | -131438.2195 | 0 | 0 | 0 | 0 | 0 | 0
2016-10-18 08:00 | 0 | 0 | 0 | 0 | 336987.8301 | 0 | 354533 | 0 | 0 | 0 | 623480.2253 | 0 | 0 | 0 | 0 | 0 | 0 | 159898.8989 | 0 | 0 | 0 | 928889.947 | 0 | 0 | 0 | 0 | -148983.3894 | 0 | 0 | 0 | 0 | 0 | 0 | 0 | 131438.2195 | 0 | 0 | 0 | 0 | 0 | 0
2016-10-18 09:00 | 0 | 0 | 0 | 0 | 82810.3911 | 0 | 363232 | 0 | 0 | 0 | 474496.8359 | 0 | 0 | 0 | 0 | 0 | 0 | 28460.6794 | 0 | 0 | 0 | 928886.2315 | 0 | 0 | 0 | 0 | -148983.3894 | 0 | 0 | 0 | 0 | 0 | 0 | 0 | -131438.2195 | 0 | 0 | 0 | 0 | 0 | 0
2016-10-18 10:00 | 0 | 0 | 0 | 0 | 210835.9313 | 0 | 388280 | 0 | 0 | 0 | 325513.4466 | 0 | 0 | 0 | 0 | 0 | 0 | 0 | 0 | 0 | 0 | 928882.5159 | 0 | 0 | 0 | 0 | -148983.3894 | 0 | 0 | 0 | 0 | 0 | 0 | 0 | -28460.6794 | 0 | 0 | 0 | 0 | 0 | 0
2016-10-18 11:00 | 0 | 0 | 0 | 0 | 605761.1489 | 0 | 414599 | 0 | 0 | 0 | 385237.376 | 0 | 0 | 0 | 0 | 0 | 0 | 131438.2195 | 0 | 0 | 0 | 928878.8004 | 0 | 0 | 0 | 0 | 59723.9294 | 0 | 0 | 0 | 0 | 0 | 0 | 0 | 131438.2195 | 0 | 0 | 0 | 0 | 0 | 0
2016-10-18 12:00 | 0 | 0 | 0 | 0 | 147841.3911 | 0 | 428263 | 0 | 0 | 0 | 236253.9866 | 0 | 0 | 0 | 0 | 0 | 0 | 0 | 0 | 0 | 0 | 928875.0849 | 0 | 0 | 0 | 0 | -148983.3894 | 0 | 0 | 0 | 0 | 0 | 0 | 0 | -131438.2195 | 0 | 0 | 0 | 0 | 0 | 0
2016-10-18 13:00 | 0 | 0 | 0 | 0 | 454803.7854 | 5783.2832 | 443362 | 0 | 0 | 0 | 122040.8356 | 0 | 0 | 0 | 0 | 0 | 0 | 131438.2195 | 0 | 0 | 0 | 928871.3694 | 0 | 0 | 0 | 0 | -114213.151 | 0 | 0 | 0 | 0 | 0 | 0 | 0 | 131438.2195 | 0 | 0 | 0 | 0 | 0 | 0
2016-10-18 14:00 | 0 | 0 | 0 | 0 | 200849.9536 | 276372.2163 | 459677 | 0 | 0 | 0 | 271024.225 | 0 | 0 | 0 | 0 | 0 | 0 | 0 | 0 | 0 | 0 | 928867.6539 | 0 | 0 | 0 | 0 | 148983.3894 | 0 | 0 | 0 | 0 | 0 | 0 | 0 | -131438.2195 | 0 | 0 | 0 | 0 | 0 | 0
2016-10-18 15:00 | 0 | 0 | 0 | 0 | 0 | 663928.5529 | 473422 | 0 | 0 | 0 | 420007.6144 | 0 | 0 | 0 | 0 | 0 | 0 | 41523.1635 | 0 | 0 | 0 | 928863.9384 | 0 | 0 | 0 | 0 | 148983.3894 | 0 | 0 | 0 | 0 | 0 | 0 | 0 | 41523.1635 | 0 | 0 | 0 | 0 | 0 | 0
2016-10-18 16:00 | 0 | 0 | 0 | 0 | 0 | 727273.7915 | 487336 | 0 | 0 | 0 | 528507.1864 | 0 | 0 | 0 | 0 | 0 | 0 | 172961.383 | 0 | 0 | 0 | 928860.223 | 0 | 0 | 0 | 0 | 108499.572 | 0 | 0 | 0 | 0 | 0 | 0 | 0 | 131438.2195 | 0 | 0 | 0 | 0 | 0 | 0
2016-10-18 17:00 | 0 | 0 | 0 | 0 | 0 | 702297.2649 | 500972 | 0 | 0 | 0 | 677490.5757 | 0 | 0 | 0 | 0 | 0 | 0 | 225303.2585 | 0 | 0 | 0 | 928856.5075 | 0 | 0 | 0 | 0 | 148983.3894 | 0 | 0 | 0 | 0 | 0 | 0 | 0 | 52341.8755 | 0 | 0 | 0 | 0 | 0 | 0
2016-10-18 18:00 | 0 | 0 | 0 | 0 | 0 | 675000.7822 | 512847 | 0 | 0 | 0 | 826473.9651 | 0 | 0 | 0 | 0 | 0 | 0 | 238473.6514 | 0 | 0 | 0 | 928852.7921 | 0 | 0 | 0 | 0 | 148983.3894 | 0 | 0 | 0 | 0 | 0 | 0 | 0 | 13170.3928 | 0 | 0 | 0 | 0 | 0 | 0
2016-10-18 19:00 | 0 | 0 | 0 | 0 | 0 | 659131.5651 | 521572 | 0 | 0 | 0 | 975457.3545 | 0 | 0 | 0 | 0 | 0 | 0 | 227049.8271 | 0 | 0 | 0 | 928849.0767 | 0 | 0 | 0 | 0 | 148983.3894 | 0 | 0 | 0 | 0 | 0 | 0 | 0 | -11423.8243 | 0 | 0 | 0 | 0 | 0 | 0
2016-10-18 20:00 | 0 | 0 | 0 | 0 | 141841.5275 | 665810.0814 | 527230 | 0 | 0 | 0 | 1124440.7439 | 0 | 0 | 0 | 0 | 0 | 0 | 358488.0466 | 0 | 0 | 0 | 928845.3613 | 0 | 0 | 0 | 0 | 148983.3894 | 0 | 0 | 0 | 0 | 0 | 0 | 0 | 131438.2195 | 0 | 0 | 0 | 0 | 0 | 0
2016-10-18 21:00 | 0 | 0 | 0 | 0 | 0 | 679500.1482 | 527453 | 0 | 0 | 0 | 1273424.1332 | 0 | 0 | 0 | 0 | 0 | 0 | 361551.8054 | 0 | 0 | 0 | 928841.6459 | 0 | 0 | 0 | 0 | 148983.3894 | 0 | 0 | 0 | 0 | 0 | 0 | 0 | 3063.7588 | 0 | 0 | 0 | 0 | 0 | 0
2016-10-18 22:00 | 0 | 0 | 0 | 0 | 0 | 660257.9369 | 522155 | 0 | 0 | 0 | 1422407.5226 | 0 | 0 | 0 | 0 | 0 | 0 | 350671.353 | 0 | 0 | 0 | 928837.9305 | 0 | 0 | 0 | 0 | 148983.3894 | 0 | 0 | 0 | 0 | 0 | 0 | 0 | -10880.4524 | 0 | 0 | 0 | 0 | 0 | 0
2016-10-18 23:00 | 0 | 0 | 0 | 0 | 12681.5536 | 489817.2766 | 520044 | 0 | 0 | 0 | 1273424.1332 | 0 | 0 | 0 | 0 | 0 | 0 | 482109.5725 | 0 | 0 | 0 | 928834.2152 | 0 | 0 | 0 | 0 | -148983.3894 | 0 | 0 | 0 | 0 | 0 | 0 | 0 | 131438.2195 | 0 | 0 | 0 | 0 | 0 | 0
2016-10-19 | 0 | 0 | 0 | 0 | 359711.7948 | 117403.4851 | 512531 | 0 | 0 | 0 | 1369446.6326 | 0 | 0 | 0 | 0 | 0 | 0 | 350671.353 | 0 | 0 | 0 | 928830.4998 | 0 | 0 | 0 | 0 | 96022.4994 | 0 | 0 | 0 | 0 | 0 | 0 | 0 | -131438.2195 | 0 | 0 | 0 | 0 | 0 | 0
2016-10-19 01:00 | 0 | 0 | 0 | 0 | 213222.3948 | 60.9964 | 493705 | 0 | 0 | 0 | 1220463.2433 | 0 | 0 | 0 | 0 | 0 | 0 | 219233.1335 | 0 | 0 | 0 | 928826.7845 | 0 | 0 | 0 | 0 | -148983.3894 | 0 | 0 | 0 | 0 | 0 | 0 | 0 | -131438.2195 | 0 | 0 | 0 | 0 | 0 | 0
2016-10-19 02:00 | 0 | 0 | 0 | 0 | 447499.2375 | 0 | 465734 | 0 | 0 | 0 | 1071479.8539 | 0 | 0 | 0 | 0 | 0 | 0 | 349981.7603 | 0 | 0 | 0 | 928823.0692 | 0 | 0 | 0 | 0 | -148983.3894 | 0 | 0 | 0 | 0 | 0 | 0 | 0 | 130748.6268 | 0 | 0 | 0 | 0 | 0 | 0
2016-10-19 03:00 | 0 | 0 | 0 | 0 | 153960.3911 | 0 | 434382 | 0 | 0 | 0 | 922496.4645 | 0 | 0 | 0 | 0 | 0 | 0 | 218543.5408 | 0 | 0 | 0 | 928819.3539 | 0 | 0 | 0 | 0 | -148983.3894 | 0 | 0 | 0 | 0 | 0 | 0 | 0 | -131438.2195 | 0 | 0 | 0 | 0 | 0 | 0
2016-10-19 04:00 | 0 | 0 | 0 | 0 | 410322.7534 | 0 | 404120 | 0 | 0 | 0 | 797260.9984 | 0 | 0 | 0 | 0 | 0 | 0 | 349981.7603 | 0 | 0 | 0 | 928815.6386 | 0 | 0 | 0 | 0 | -125235.4661 | 0 | 0 | 0 | 0 | 0 | 0 | 0 | 131438.2195 | 0 | 0 | 0 | 0 | 0 | 0
2016-10-19 05:00 | 0 | 0 | 0 | 0 | 377107.7444 | 0 | 381461 | 0 | 0 | 0 | 661469.5232 | 0 | 0 | 0 | 0 | 0 | 0 | 481419.9798 | 0 | 0 | 0 | 928811.9234 | 0 | 0 | 0 | 0 | -135791.4751 | 0 | 0 | 0 | 0 | 0 | 0 | 0 | 131438.2195 | 0 | 0 | 0 | 0 | 0 | 0
2016-10-19 06:00 | 0 | 0 | 0 | 0 | 348882.4768 | 0 | 365213 | 0 | 0 | 0 | 776577.2195 | 0 | 0 | 0 | 0 | 0 | 0 | 349981.7603 | 0 | 0 | 0 | 928808.2081 | 0 | 0 | 0 | 0 | 115107.6963 | 0 | 0 | 0 | 0 | 0 | 0 | 0 | -131438.2195 | 0 | 0 | 0 | 0 | 0 | 0
2016-10-19 07:00 | 0 | 0 | 0 | 0 | 326560.3914 | 0 | 355191 | 0 | 0 | 0 | 627593.8302 | 0 | 0 | 0 | 0 | 0 | 0 | 470334.541 | 0 | 0 | 0 | 928804.4929 | 0 | 0 | 0 | 0 | -148983.3894 | 0 | 0 | 0 | 0 | 0 | 0 | 0 | 120352.7807 | 0 | 0 | 0 | 0 | 0 | 0
2016-10-19 08:00 | 0 | 0 | 0 | 0 | 308244.0834 | 0 | 353273 | 0 | 0 | 0 | 714003.1331 | 0 | 0 | 0 | 0 | 0 | 0 | 338896.3215 | 0 | 0 | 0 | 928800.7777 | 0 | 0 | 0 | 0 | 86409.3029 | 0 | 0 | 0 | 0 | 0 | 0 | 0 | -131438.2195 | 0 | 0 | 0 | 0 | 0 | 0
2016-10-19 09:00 | 0 | 0 | 0 | 0 | 293473.3098 | 0 | 362507 | 0 | 0 | 0 | 565019.7437 | 0 | 0 | 0 | 0 | 0 | 0 | 418846.0207 | 0 | 0 | 0 | 928797.0625 | 0 | 0 | 0 | 0 | -148983.3894 | 0 | 0 | 0 | 0 | 0 | 0 | 0 | 79949.6991 | 0 | 0 | 0 | 0 | 0 | 0
2016-10-19 10:00 | 0 | 0 | 0 | 0 | 286775.9972 | 0 | 387847 | 0 | 0 | 0 | 595386.9604 | 0 | 0 | 0 | 0 | 0 | 0 | 287407.8012 | 0 | 0 | 0 | 928793.3473 | 0 | 0 | 0 | 0 | 30367.2167 | 0 | 0 | 0 | 0 | 0 | 0 | 0 | -131438.2195 | 0 | 0 | 0 | 0 | 0 | 0
2016-10-19 11:00 | 0 | 0 | 0 | 0 | 289018.3759 | 0 | 413174 | 0 | 0 | 0 | 446403.571 | 0 | 0 | 0 | 0 | 0 | 0 | 312235.5665 | 0 | 0 | 0 | 928789.6321 | 0 | 0 | 0 | 0 | -148983.3894 | 0 | 0 | 0 | 0 | 0 | 0 | 0 | 24827.7653 | 0 | 0 | 0 | 0 | 0 | 0
2016-10-19 12:00 | 0 | 0 | 0 | 0 | 291714.4789 | 0 | 427913 | 0 | 0 | 0 | 441643.2694 | 0 | 0 | 0 | 0 | 0 | 0 | 180797.347 | 0 | 0 | 0 | 928785.917 | 0 | 0 | 0 | 0 | -4760.3016 | 0 | 0 | 0 | 0 | 0 | 0 | 0 | -131438.2195 | 0 | 0 | 0 | 0 | 0 | 0
2016-10-19 13:00 | 0 | 0 | 0 | 0 | 247215.481 | 4963.8326 | 441862 | 0 | 0 | 0 | 292659.88 | 0 | 0 | 0 | 0 | 0 | 0 | 140098.05 | 0 | 0 | 0 | 928782.2018 | 0 | 0 | 0 | 0 | -148983.3894 | 0 | 0 | 0 | 0 | 0 | 0 | 0 | -40699.297 | 0 | 0 | 0 | 0 | 0 | 0
2016-10-19 14:00 | 0 | 0 | 0 | 0 | 128211.4923 | 264987.8613 | 458750 | 0 | 0 | 0 | 358547.4531 | 0 | 0 | 0 | 0 | 0 | 0 | 8659.8305 | 0 | 0 | 0 | 928778.4867 | 0 | 0 | 0 | 0 | 65887.5731 | 0 | 0 | 0 | 0 | 0 | 0 | 0 | -131438.2195 | 0 | 0 | 0 | 0 | 0 | 0
2016-10-19 15:00 | 0 | 0 | 0 | 0 | 0 | 682460.0835 | 474396 | 0 | 0 | 0 | 435173.3171 | 0 | 0 | 0 | 0 | 0 | 0 | 140098.05 | 0 | 0 | 0 | 928774.7716 | 0 | 0 | 0 | 0 | 76625.864 | 0 | 0 | 0 | 0 | 0 | 0 | 0 | 131438.2195 | 0 | 0 | 0 | 0 | 0 | 0
2016-10-19 16:00 | 0 | 0 | 0 | 0 | 0 | 733952.8289 | 488621 | 0 | 0 | 0 | 584156.7065 | 0 | 0 | 0 | 0 | 0 | 0 | 236446.4895 | 0 | 0 | 0 | 928771.0565 | 0 | 0 | 0 | 0 | 148983.3894 | 0 | 0 | 0 | 0 | 0 | 0 | 0 | 96348.4395 | 0 | 0 | 0 | 0 | 0 | 0
2016-10-19 17:00 | 0 | 0 | 0 | 0 | 0 | 708283.4942 | 504233 | 0 | 0 | 0 | 733140.0959 | 0 | 0 | 0 | 0 | 0 | 0 | 291513.5943 | 0 | 0 | 0 | 928767.3414 | 0 | 0 | 0 | 0 | 148983.3894 | 0 | 0 | 0 | 0 | 0 | 0 | 0 | 55067.1048 | 0 | 0 | 0 | 0 | 0 | 0
2016-10-19 18:00 | 0 | 0 | 0 | 0 | 0 | 680911.5685 | 514868 | 0 | 0 | 0 | 882123.4852 | 0 | 0 | 0 | 0 | 0 | 0 | 308573.7734 | 0 | 0 | 0 | 928763.6263 | 0 | 0 | 0 | 0 | 148983.3894 | 0 | 0 | 0 | 0 | 0 | 0 | 0 | 17060.1791 | 0 | 0 | 0 | 0 | 0 | 0
2016-10-19 19:00 | 0 | 0 | 0 | 0 | 0 | 667584.4448 | 522783 | 0 | 0 | 0 | 1031106.8746 | 0 | 0 | 0 | 0 | 0 | 0 | 304391.8289 | 0 | 0 | 0 | 928759.9113 | 0 | 0 | 0 | 0 | 148983.3894 | 0 | 0 | 0 | 0 | 0 | 0 | 0 | -4181.9446 | 0 | 0 | 0 | 0 | 0 | 0
2016-10-19 20:00 | 0 | 0 | 0 | 0 | 0 | 676548.3151 | 526819 | 0 | 0 | 0 | 1049397.9702 | 0 | 0 | 0 | 0 | 0 | 0 | 435830.0484 | 0 | 0 | 0 | 928756.1962 | 0 | 0 | 0 | 0 | 18291.0956 | 0 | 0 | 0 | 0 | 0 | 0 | 0 | 131438.2195 | 0 | 0 | 0 | 0 | 0 | 0
2016-10-19 21:00 | 0 | 0 | 0 | 0 | 0 | 691969.3175 | 524964 | 0 | 0 | 0 | 1198381.3596 | 0 | 0 | 0 | 0 | 0 | 0 | 453851.9766 | 0 | 0 | 0 | 928752.4812 | 0 | 0 | 0 | 0 | 148983.3894 | 0 | 0 | 0 | 0 | 0 | 0 | 0 | 18021.9282 | 0 | 0 | 0 | 0 | 0 | 0
2016-10-19 22:00 | 0 | 0 | 0 | 0 | 0 | 679869.3548 | 520100 | 0 | 0 | 0 | 1347364.749 | 0 | 0 | 0 | 0 | 0 | 0 | 464637.942 | 0 | 0 | 0 | 928748.7662 | 0 | 0 | 0 | 0 | 148983.3894 | 0 | 0 | 0 | 0 | 0 | 0 | 0 | 10785.9655 | 0 | 0 | 0 | 0 | 0 | 0
2016-10-19 23:00 | 0 | 0 | 0 | 0 | 0 | 509949.3774 | 519054 | 0 | 0 | 0 | 1469698.3459 | 0 | 0 | 0 | 0 | 0 | 0 | 333199.7225 | 0 | 0 | 0 | 928745.0512 | 0 | 0 | 0 | 0 | 122333.5969 | 0 | 0 | 0 | 0 | 0 | 0 | 0 | -131438.2195 | 0 | 0 | 0 | 0 | 0 | 0
2016-10-20 | 0 | 0 | 0 | 0 | 115994.0713 | 113518.3199 | 509934 | 0 | 0 | 0 | 1320714.9565 | 0 | 0 | 0 | 0 | 0 | 0 | 201761.503 | 0 | 0 | 0 | 928741.3362 | 0 | 0 | 0 | 0 | -148983.3894 | 0 | 0 | 0 | 0 | 0 | 0 | 0 | -131438.2195 | 0 | 0 | 0 | 0 | 0 | 0
2016-10-20 01:00 | 0 | 0 | 0 | 0 | 496259.2417 | 50.3368 | 488304 | 0 | 0 | 0 | 1197282.3155 | 0 | 0 | 0 | 0 | 0 | 0 | 333199.7225 | 0 | 0 | 0 | 928737.6213 | 0 | 0 | 0 | 0 | -123432.641 | 0 | 0 | 0 | 0 | 0 | 0 | 0 | 131438.2195 | 0 | 0 | 0 | 0 | 0 | 0
2016-10-20 02:00 | 0 | 0 | 0 | 0 | 467161.5859 | 0 | 461216 | 0 | 0 | 0 | 1202772.3235 | 0 | 0 | 0 | 0 | 0 | 0 | 333655.3004 | 0 | 0 | 0 | 928733.9063 | 0 | 0 | 0 | 0 | 5490.008 | 0 | 0 | 0 | 0 | 0 | 0 | 0 | 455.5779 | 0 | 0 | 0 | 0 | 0 | 0
2016-10-20 03:00 | 0 | 0 | 0 | 0 | 152720.3911 | 0 | 433142 | 0 | 0 | 0 | 1053788.9341 | 0 | 0 | 0 | 0 | 0 | 0 | 202217.0809 | 0 | 0 | 0 | 928730.1914 | 0 | 0 | 0 | 0 | -148983.3894 | 0 | 0 | 0 | 0 | 0 | 0 | 0 | -131438.2195 | 0 | 0 | 0 | 0 | 0 | 0
2016-10-20 04:00 | 0 | 0 | 0 | 0 | 413164.422 | 0 | 402047 | 0 | 0 | 0 | 933468.1366 | 0 | 0 | 0 | 0 | 0 | 0 | 333655.3004 | 0 | 0 | 0 | 928726.4764 | 0 | 0 | 0 | 0 | -120320.7975 | 0 | 0 | 0 | 0 | 0 | 0 | 0 | 131438.2195 | 0 | 0 | 0 | 0 | 0 | 0
2016-10-20 05:00 | 0 | 0 | 0 | 0 | 98682.3911 | 0 | 379104 | 0 | 0 | 0 | 784484.7472 | 0 | 0 | 0 | 0 | 0 | 0 | 202217.0809 | 0 | 0 | 0 | 928722.7615 | 0 | 0 | 0 | 0 | -148983.3894 | 0 | 0 | 0 | 0 | 0 | 0 | 0 | -131438.2195 | 0 | 0 | 0 | 0 | 0 | 0
2016-10-20 06:00 | 0 | 0 | 0 | 0 | 440564.5279 | 0 | 362360 | 0 | 0 | 0 | 933468.1366 | 0 | 0 | 0 | 0 | 0 | 0 | 131438.2195 | 0 | 0 | 0 | 928719.0466 | 0 | 0 | 0 | 0 | 148983.3894 | 0 | 0 | 0 | 0 | 0 | 0 | 0 | -70778.8614 | 0 | 0 | 0 | 0 | 0 | 0
2016-10-20 07:00 | 0 | 0 | 0 | 0 | 72207.3911 | 0 | 352629 | 0 | 0 | 0 | 784484.7472 | 0 | 0 | 0 | 0 | 0 | 0 | 0 | 0 | 0 | 0 | 928715.3318 | 0 | 0 | 0 | 0 | -148983.3894 | 0 | 0 | 0 | 0 | 0 | 0 | 0 | -131438.2195 | 0 | 0 | 0 | 0 | 0 | 0
2016-10-20 08:00 | 0 | 0 | 0 | 0 | 470046.8132 | 0 | 350469 | 0 | 0 | 0 | 772624.3409 | 0 | 0 | 0 | 0 | 0 | 0 | 131438.2195 | 0 | 0 | 0 | 928711.6169 | 0 | 0 | 0 | 0 | -11860.4063 | 0 | 0 | 0 | 0 | 0 | 0 | 0 | 131438.2195 | 0 | 0 | 0 | 0 | 0 | 0
2016-10-20 09:00 | 0 | 0 | 0 | 0 | 78094.3911 | 0 | 358516 | 0 | 0 | 0 | 623640.9516 | 0 | 0 | 0 | 0 | 0 | 0 | 0 | 0 | 0 | 0 | 928707.9021 | 0 | 0 | 0 | 0 | -148983.3894 | 0 | 0 | 0 | 0 | 0 | 0 | 0 | -131438.2195 | 0 | 0 | 0 | 0 | 0 | 0
2016-10-20 10:00 | 0 | 0 | 0 | 0 | 457030.4822 | 0 | 382205 | 0 | 0 | 0 | 567028.2143 | 0 | 0 | 0 | 0 | 0 | 0 | 131438.2195 | 0 | 0 | 0 | 928704.1872 | 0 | 0 | 0 | 0 | -56612.7373 | 0 | 0 | 0 | 0 | 0 | 0 | 0 | 131438.2195 | 0 | 0 | 0 | 0 | 0 | 0
2016-10-20 11:00 | 0 | 0 | 0 | 0 | 127220.3911 | 0 | 407642 | 0 | 0 | 0 | 418044.8249 | 0 | 0 | 0 | 0 | 0 | 0 | 0 | 0 | 0 | 0 | 928700.4724 | 0 | 0 | 0 | 0 | -148983.3894 | 0 | 0 | 0 | 0 | 0 | 0 | 0 | -131438.2195 | 0 | 0 | 0 | 0 | 0 | 0
2016-10-20 12:00 | 0 | 0 | 0 | 0 | 435798.7793 | 0 | 421327 | 0 | 0 | 0 | 301078.3846 | 0 | 0 | 0 | 0 | 0 | 0 | 131438.2195 | 0 | 0 | 0 | 928696.7576 | 0 | 0 | 0 | 0 | -116966.4403 | 0 | 0 | 0 | 0 | 0 | 0 | 0 | 131438.2195 | 0 | 0 | 0 | 0 | 0 | 0
2016-10-20 13:00 | 0 | 0 | 0 | 0 | 148779.6762 | 4713.7149 | 433915 | 0 | 0 | 0 | 152094.9953 | 0 | 0 | 0 | 0 | 0 | 0 | 0 | 0 | 0 | 0 | 928693.0428 | 0 | 0 | 0 | 0 | -148983.3894 | 0 | 0 | 0 | 0 | 0 | 0 | 0 | -131438.2195 | 0 | 0 | 0 | 0 | 0 | 0
2016-10-20 14:00 | 0 | 0 | 0 | 0 | 52534.3968 | 245345.2138 | 446863 | 0 | 0 | 0 | 3111.6059 | 0 | 0 | 0 | 0 | 0 | 0 | 0 | 0 | 0 | 0 | 928689.3281 | 0 | 0 | 0 | 0 | -148983.3894 | 0 | 0 | 0 | 0 | 0 | 0 | 0 | 0 | 0 | 0 | 0 | 0 | 0 | 0
2016-10-20 15:00 | 0 | 0 | 0 | 0 | 0 | 670327.1788 | 458334 | 0 | 0 | 0 | 152094.9953 | 0 | 0 | 0 | 0 | 0 | 0 | 63009.7894 | 0 | 0 | 0 | 928685.6133 | 0 | 0 | 0 | 0 | 148983.3894 | 0 | 0 | 0 | 0 | 0 | 0 | 0 | 63009.7894 | 0 | 0 | 0 | 0 | 0 | 0
2016-10-20 16:00 | 0 | 0 | 0 | 0 | 0 | 725490.6606 | 468446 | 0 | 0 | 0 | 301078.3846 | 0 | 0 | 0 | 0 | 0 | 0 | 171071.0606 | 0 | 0 | 0 | 928681.8986 | 0 | 0 | 0 | 0 | 148983.3894 | 0 | 0 | 0 | 0 | 0 | 0 | 0 | 108061.2712 | 0 | 0 | 0 | 0 | 0 | 0
2016-10-20 17:00 | 0 | 0 | 0 | 0 | 0 | 712377.4516 | 477166 | 0 | 0 | 0 | 450061.774 | 0 | 0 | 0 | 0 | 0 | 0 | 257299.1228 | 0 | 0 | 0 | 928678.1838 | 0 | 0 | 0 | 0 | 148983.3894 | 0 | 0 | 0 | 0 | 0 | 0 | 0 | 86228.0622 | 0 | 0 | 0 | 0 | 0 | 0
2016-10-20 18:00 | 0 | 0 | 0 | 0 | 0 | 687155.7847 | 483333 | 0 | 0 | 0 | 599045.1634 | 0 | 0 | 0 | 0 | 0 | 0 | 312138.5182 | 0 | 0 | 0 | 928674.4691 | 0 | 0 | 0 | 0 | 148983.3894 | 0 | 0 | 0 | 0 | 0 | 0 | 0 | 54839.3954 | 0 | 0 | 0 | 0 | 0 | 0
2016-10-20 19:00 | 0 | 0 | 0 | 0 | 0 | 673686.9719 | 485984 | 0 | 0 | 0 | 748028.5527 | 0 | 0 | 0 | 0 | 0 | 0 | 350858.1007 | 0 | 0 | 0 | 928670.7544 | 0 | 0 | 0 | 0 | 148983.3894 | 0 | 0 | 0 | 0 | 0 | 0 | 0 | 38719.5825 | 0 | 0 | 0 | 0 | 0 | 0
2016-10-20 20:00 | 0 | 0 | 0 | 0 | 0 | 683081.5032 | 487956 | 0 | 0 | 0 | 897011.9421 | 0 | 0 | 0 | 0 | 0 | 0 | 397000.2145 | 0 | 0 | 0 | 928667.0397 | 0 | 0 | 0 | 0 | 148983.3894 | 0 | 0 | 0 | 0 | 0 | 0 | 0 | 46142.1138 | 0 | 0 | 0 | 0 | 0 | 0
2016-10-20 21:00 | 0 | 0 | 0 | 0 | 0 | 700681.5345 | 486898 | 0 | 0 | 0 | 1045995.3315 | 0 | 0 | 0 | 0 | 0 | 0 | 461800.3596 | 0 | 0 | 0 | 928663.3251 | 0 | 0 | 0 | 0 | 148983.3894 | 0 | 0 | 0 | 0 | 0 | 0 | 0 | 64800.1451 | 0 | 0 | 0 | 0 | 0 | 0
2016-10-20 22:00 | 0 | 0 | 0 | 0 | 0 | 690567.9558 | 485387 | 0 | 0 | 0 | 1194978.7209 | 0 | 0 | 0 | 0 | 0 | 0 | 513728.7269 | 0 | 0 | 0 | 932074.9696 | 0 | 0 | 0 | 0 | 148983.3894 | 0 | 0 | 0 | 0 | 0 | 0 | 0 | 51928.3674 | 0 | 0 | 0 | 4269.199 | 0 | 0
2016-10-20 23:00 | 0 | 0 | 0 | 0 | 0 | 512995.7064 | 487256 | 0 | 0 | 0 | 1343962.1102 | 0 | 0 | 0 | 0 | 0 | 0 | 390485.044 | 0 | 0 | 0 | 932071.2413 | 0 | 0 | 0 | 0 | 148983.3894 | 0 | 0 | 0 | 0 | 0 | 0 | 0 | -123243.683 | 0 | 0 | 0 | 0 | 0 | 0
2016-10-21 | 0 | 0 | 0 | 0 | 326450.787 | 116851.1551 | 481349 | 0 | 0 | 0 | 1437353.2718 | 0 | 0 | 0 | 0 | 0 | 0 | 259046.8245 | 0 | 0 | 0 | 932067.513 | 0 | 0 | 0 | 0 | 93391.1616 | 0 | 0 | 0 | 0 | 0 | 0 | 0 | -131438.2195 | 0 | 0 | 0 | 0 | 0 | 0
2016-10-21 01:00 | 0 | 0 | 0 | 0 | 184378.6229 | 32.7683 | 464833 | 0 | 0 | 0 | 1288369.8824 | 0 | 0 | 0 | 0 | 0 | 0 | 127608.605 | 0 | 0 | 0 | 932063.7848 | 0 | 0 | 0 | 0 | -148983.3894 | 0 | 0 | 0 | 0 | 0 | 0 | 0 | -131438.2195 | 0 | 0 | 0 | 0 | 0 | 0
2016-10-21 02:00 | 0 | 0 | 0 | 0 | 484778.8273 | 0 | 440739 | 0 | 0 | 0 | 1200971.4902 | 0 | 0 | 0 | 0 | 0 | 0 | 259046.8245 | 0 | 0 | 0 | 932060.0565 | 0 | 0 | 0 | 0 | -87398.3922 | 0 | 0 | 0 | 0 | 0 | 0 | 0 | 131438.2195 | 0 | 0 | 0 | 0 | 0 | 0
2016-10-21 03:00 | 0 | 0 | 0 | 0 | 130932.3911 | 0 | 411354 | 0 | 0 | 0 | 1051988.1009 | 0 | 0 | 0 | 0 | 0 | 0 | 127608.605 | 0 | 0 | 0 | 932056.3283 | 0 | 0 | 0 | 0 | -148983.3894 | 0 | 0 | 0 | 0 | 0 | 0 | 0 | -131438.2195 | 0 | 0 | 0 | 0 | 0 | 0
2016-10-21 04:00 | 0 | 0 | 0 | 0 | 108197.0057 | 0 | 384789 | 0 | 0 | 0 | 903004.7115 | 0 | 0 | 0 | 0 | 0 | 0 | 0 | 0 | 0 | 0 | 932052.6001 | 0 | 0 | 0 | 0 | -148983.3894 | 0 | 0 | 0 | 0 | 0 | 0 | 0 | -127608.605 | 0 | 0 | 0 | 0 | 0 | 0
2016-10-21 05:00 | 0 | 0 | 0 | 0 | 562923.1186 | 0 | 365676 | 0 | 0 | 0 | 968813.6106 | 0 | 0 | 0 | 0 | 0 | 0 | 131438.2195 | 0 | 0 | 0 | 932048.8718 | 0 | 0 | 0 | 0 | 65808.8991 | 0 | 0 | 0 | 0 | 0 | 0 | 0 | 131438.2195 | 0 | 0 | 0 | 0 | 0 | 0
2016-10-21 06:00 | 0 | 0 | 0 | 0 | 70510.3911 | 0 | 350932 | 0 | 0 | 0 | 819830.2213 | 0 | 0 | 0 | 0 | 0 | 0 | 0 | 0 | 0 | 0 | 932045.1436 | 0 | 0 | 0 | 0 | -148983.3894 | 0 | 0 | 0 | 0 | 0 | 0 | 0 | -131438.2195 | 0 | 0 | 0 | 0 | 0 | 0
2016-10-21 07:00 | 0 | 0 | 0 | 0 | 193088.6106 | 0 | 342072 | 0 | 0 | 0 | 670846.8319 | 0 | 0 | 0 | 0 | 0 | 0 | 0 | 0 | 0 | 0 | 932041.4155 | 0 | 0 | 0 | 0 | -148983.3894 | 0 | 0 | 0 | 0 | 0 | 0 | 0 | 0 | 0 | 0 | 0 | 0 | 0 | 0
2016-10-21 08:00 | 0 | 0 | 0 | 0 | 322687.8301 | 0 | 340233 | 0 | 0 | 0 | 521863.4425 | 0 | 0 | 0 | 0 | 0 | 0 | 131438.2195 | 0 | 0 | 0 | 932037.6873 | 0 | 0 | 0 | 0 | -148983.3894 | 0 | 0 | 0 | 0 | 0 | 0 | 0 | 131438.2195 | 0 | 0 | 0 | 0 | 0 | 0
2016-10-21 09:00 | 0 | 0 | 0 | 0 | 536338.8094 | 0 | 347723 | 0 | 0 | 0 | 670846.8319 | 0 | 0 | 0 | 0 | 0 | 0 | 171070.6395 | 0 | 0 | 0 | 932033.9592 | 0 | 0 | 0 | 0 | 148983.3894 | 0 | 0 | 0 | 0 | 0 | 0 | 0 | 39632.42 | 0 | 0 | 0 | 0 | 0 | 0
2016-10-21 10:00 | 0 | 0 | 0 | 0 | 89513.3911 | 0 | 369935 | 0 | 0 | 0 | 521863.4425 | 0 | 0 | 0 | 0 | 0 | 0 | 39632.42 | 0 | 0 | 0 | 932030.231 | 0 | 0 | 0 | 0 | -148983.3894 | 0 | 0 | 0 | 0 | 0 | 0 | 0 | -131438.2195 | 0 | 0 | 0 | 0 | 0 | 0
2016-10-21 11:00 | 0 | 0 | 0 | 0 | 207605.1906 | 0 | 396221 | 0 | 0 | 0 | 372880.0532 | 0 | 0 | 0 | 0 | 0 | 0 | 0 | 0 | 0 | 0 | 932026.5029 | 0 | 0 | 0 | 0 | -148983.3894 | 0 | 0 | 0 | 0 | 0 | 0 | 0 | -39632.42 | 0 | 0 | 0 | 0 | 0 | 0
2016-10-21 12:00 | 0 | 0 | 0 | 0 | 548076.424 | 0 | 410677 | 0 | 0 | 0 | 378841.2577 | 0 | 0 | 0 | 0 | 0 | 0 | 131438.2195 | 0 | 0 | 0 | 932022.7748 | 0 | 0 | 0 | 0 | 5961.2045 | 0 | 0 | 0 | 0 | 0 | 0 | 0 | 131438.2195 | 0 | 0 | 0 | 0 | 0 | 0
2016-10-21 13:00 | 0 | 0 | 0 | 0 | 139554.7463 | 3423.6448 | 423400 | 0 | 0 | 0 | 229857.8683 | 0 | 0 | 0 | 0 | 0 | 0 | 0 | 0 | 0 | 0 | 932019.0467 | 0 | 0 | 0 | 0 | -148983.3894 | 0 | 0 | 0 | 0 | 0 | 0 | 0 | -131438.2195 | 0 | 0 | 0 | 0 | 0 | 0
2016-10-21 14:00 | 0 | 0 | 0 | 0 | 38127.8224 | 246093.7882 | 433205 | 0 | 0 | 0 | 80874.4789 | 0 | 0 | 0 | 0 | 0 | 0 | 0 | 0 | 0 | 0 | 932015.3186 | 0 | 0 | 0 | 0 | -148983.3894 | 0 | 0 | 0 | 0 | 0 | 0 | 0 | 0 | 0 | 0 | 0 | 0 | 0 | 0
2016-10-21 15:00 | 0 | 0 | 0 | 0 | 0 | 630347.1239 | 439526 | 0 | 0 | 0 | 229857.8683 | 0 | 0 | 0 | 0 | 0 | 0 | 23020.41 | 0 | 0 | 0 | 947065.4501 | 0 | 0 | 0 | 0 | 148983.3894 | 0 | 0 | 0 | 0 | 0 | 0 | 0 | 23020.41 | 0 | 0 | 0 | 18817.3245 | 0 | 0
2016-10-21 16:00 | 0 | 0 | 0 | 0 | 0 | 727490.9119 | 443972 | 0 | 0 | 0 | 378841.2577 | 0 | 0 | 0 | 0 | 0 | 0 | 138738.6081 | 0 | 0 | 0 | 962115.5215 | 0 | 0 | 0 | 0 | 148983.3894 | 0 | 0 | 0 | 0 | 0 | 0 | 0 | 115718.198 | 0 | 0 | 0 | 18817.3245 | 0 | 0
2016-10-21 17:00 | 0 | 0 | 0 | 0 | 0 | 702082.6416 | 448132 | 0 | 0 | 0 | 527824.647 | 0 | 0 | 0 | 0 | 0 | 0 | 224888.5358 | 0 | 0 | 0 | 977165.5326 | 0 | 0 | 0 | 0 | 148983.3894 | 0 | 0 | 0 | 0 | 0 | 0 | 0 | 86149.9278 | 0 | 0 | 0 | 18817.3245 | 0 | 0
2016-10-21 18:00 | 0 | 0 | 0 | 0 | 0 | 675239.5731 | 450191 | 0 | 0 | 0 | 676808.0364 | 0 | 0 | 0 | 0 | 0 | 0 | 282136.395 | 0 | 0 | 0 | 992215.4835 | 0 | 0 | 0 | 0 | 148983.3894 | 0 | 0 | 0 | 0 | 0 | 0 | 0 | 57247.8592 | 0 | 0 | 0 | 18817.3245 | 0 | 0
2016-10-21 19:00 | 0 | 0 | 0 | 0 | 0 | 661484.0556 | 451429 | 0 | 0 | 0 | 825791.4258 | 0 | 0 | 0 | 0 | 0 | 0 | 324390.7368 | 0 | 0 | 0 | 1007265.3742 | 0 | 0 | 0 | 0 | 148983.3894 | 0 | 0 | 0 | 0 | 0 | 0 | 0 | 42254.3417 | 0 | 0 | 0 | 18817.3245 | 0 | 0
2016-10-21 20:00 | 0 | 0 | 0 | 0 | 0 | 670015.0195 | 452203 | 0 | 0 | 0 | 974774.8151 | 0 | 0 | 0 | 0 | 0 | 0 | 374402.0424 | 0 | 0 | 0 | 1022315.2048 | 0 | 0 | 0 | 0 | 148983.3894 | 0 | 0 | 0 | 0 | 0 | 0 | 0 | 50011.3057 | 0 | 0 | 0 | 18817.3245 | 0 | 0
2016-10-21 21:00 | 0 | 0 | 0 | 0 | 0 | 689196.6263 | 451126 | 0 | 0 | 0 | 1123758.2045 | 0 | 0 | 0 | 0 | 0 | 0 | 444671.9549 | 0 | 0 | 0 | 1037364.9751 | 0 | 0 | 0 | 0 | 148983.3894 | 0 | 0 | 0 | 0 | 0 | 0 | 0 | 70269.9124 | 0 | 0 | 0 | 18817.3245 | 0 | 0
2016-10-21 22:00 | 0 | 0 | 0 | 0 | 0 | 685818.4859 | 448961 | 0 | 0 | 0 | 1272741.5939 | 0 | 0 | 0 | 0 | 0 | 0 | 513728.7269 | 0 | 0 | 0 | 1052414.6852 | 0 | 0 | 0 | 0 | 148983.3894 | 0 | 0 | 0 | 0 | 0 | 0 | 0 | 69056.7721 | 0 | 0 | 0 | 18817.3245 | 0 | 0
2016-10-21 23:00 | 0 | 0 | 0 | 0 | 0 | 505129.59 | 449429 | 0 | 0 | 0 | 1421724.9833 | 0 | 0 | 0 | 0 | 0 | 0 | 420445.9275 | 0 | 0 | 0 | 1052410.4756 | 0 | 0 | 0 | 0 | 148983.3894 | 0 | 0 | 0 | 0 | 0 | 0 | 0 | -93282.7994 | 0 | 0 | 0 | 0 | 0 | 0
2016-10-22 | 0 | 0 | 0 | 0 | 52085.6743 | 111034.7168 | 443542 | 0 | 0 | 0 | 1272741.5939 | 0 | 0 | 0 | 0 | 0 | 0 | 289007.708 | 0 | 0 | 0 | 1052406.2659 | 0 | 0 | 0 | 0 | -148983.3894 | 0 | 0 | 0 | 0 | 0 | 0 | 0 | -131438.2195 | 0 | 0 | 0 | 0 | 0 | 0
2016-10-22 01:00 | 0 | 0 | 0 | 0 | 149682.2357 | 26.1554 | 430130 | 0 | 0 | 0 | 1123758.2045 | 0 | 0 | 0 | 0 | 0 | 0 | 157569.4885 | 0 | 0 | 0 | 1052402.0563 | 0 | 0 | 0 | 0 | -148983.3894 | 0 | 0 | 0 | 0 | 0 | 0 | 0 | -131438.2195 | 0 | 0 | 0 | 0 | 0 | 0
2016-10-22 02:00 | 0 | 0 | 0 | 0 | 531605.6432 | 0 | 411926 | 0 | 0 | 0 | 1111999.6282 | 0 | 0 | 0 | 0 | 0 | 0 | 289007.708 | 0 | 0 | 0 | 1052397.8467 | 0 | 0 | 0 | 0 | -11758.5763 | 0 | 0 | 0 | 0 | 0 | 0 | 0 | 131438.2195 | 0 | 0 | 0 | 0 | 0 | 0
2016-10-22 03:00 | 0 | 0 | 0 | 0 | 107909.3911 | 0 | 388331 | 0 | 0 | 0 | 963016.2388 | 0 | 0 | 0 | 0 | 0 | 0 | 157569.4885 | 0 | 0 | 0 | 1052393.6371 | 0 | 0 | 0 | 0 | -148983.3894 | 0 | 0 | 0 | 0 | 0 | 0 | 0 | -131438.2195 | 0 | 0 | 0 | 0 | 0 | 0
2016-10-22 04:00 | 0 | 0 | 0 | 0 | 87087.3911 | 0 | 367509 | 0 | 0 | 0 | 814032.8494 | 0 | 0 | 0 | 0 | 0 | 0 | 26131.269 | 0 | 0 | 0 | 1052389.4275 | 0 | 0 | 0 | 0 | -148983.3894 | 0 | 0 | 0 | 0 | 0 | 0 | 0 | -131438.2195 | 0 | 0 | 0 | 0 | 0 | 0
2016-10-22 05:00 | 0 | 0 | 0 | 0 | 555524.2993 | 0 | 350055 | 0 | 0 | 0 | 888063.9292 | 0 | 0 | 0 | 0 | 0 | 0 | 157569.4885 | 0 | 0 | 0 | 1052385.218 | 0 | 0 | 0 | 0 | 74031.0798 | 0 | 0 | 0 | 0 | 0 | 0 | 0 | 131438.2195 | 0 | 0 | 0 | 0 | 0 | 0
2016-10-22 06:00 | 0 | 0 | 0 | 0 | 56137.3911 | 0 | 336559 | 0 | 0 | 0 | 739080.5398 | 0 | 0 | 0 | 0 | 0 | 0 | 26131.269 | 0 | 0 | 0 | 1052381.0084 | 0 | 0 | 0 | 0 | -148983.3894 | 0 | 0 | 0 | 0 | 0 | 0 | 0 | -131438.2195 | 0 | 0 | 0 | 0 | 0 | 0
2016-10-22 07:00 | 0 | 0 | 0 | 0 | 310634.8301 | 0 | 328180 | 0 | 0 | 0 | 590097.1505 | 0 | 0 | 0 | 0 | 0 | 0 | 157569.4885 | 0 | 0 | 0 | 1052376.7989 | 0 | 0 | 0 | 0 | -148983.3894 | 0 | 0 | 0 | 0 | 0 | 0 | 0 | 131438.2195 | 0 | 0 | 0 | 0 | 0 | 0
2016-10-22 08:00 | 0 | 0 | 0 | 0 | 43931.3911 | 0 | 324353 | 0 | 0 | 0 | 441113.7611 | 0 | 0 | 0 | 0 | 0 | 0 | 26131.269 | 0 | 0 | 0 | 1052372.5894 | 0 | 0 | 0 | 0 | -148983.3894 | 0 | 0 | 0 | 0 | 0 | 0 | 0 | -131438.2195 | 0 | 0 | 0 | 0 | 0 | 0
2016-10-22 09:00 | 0 | 0 | 0 | 0 | 483611.2647 | 0 | 326281 | 0 | 0 | 0 | 467005.8063 | 0 | 0 | 0 | 0 | 0 | 0 | 157569.4885 | 0 | 0 | 0 | 1052368.3799 | 0 | 0 | 0 | 0 | 25892.0452 | 0 | 0 | 0 | 0 | 0 | 0 | 0 | 131438.2195 | 0 | 0 | 0 | 0 | 0 | 0
2016-10-22 10:00 | 0 | 0 | 0 | 0 | 53280.3911 | 0 | 333702 | 0 | 0 | 0 | 318022.4169 | 0 | 0 | 0 | 0 | 0 | 0 | 26131.269 | 0 | 0 | 0 | 1052364.1704 | 0 | 0 | 0 | 0 | -148983.3894 | 0 | 0 | 0 | 0 | 0 | 0 | 0 | -131438.2195 | 0 | 0 | 0 | 0 | 0 | 0
2016-10-22 11:00 | 0 | 0 | 0 | 0 | 458056.5813 | 0 | 346674 | 0 | 0 | 0 | 297966.7787 | 0 | 0 | 0 | 0 | 0 | 0 | 157569.4885 | 0 | 0 | 0 | 1052359.961 | 0 | 0 | 0 | 0 | -20055.6382 | 0 | 0 | 0 | 0 | 0 | 0 | 0 | 131438.2195 | 0 | 0 | 0 | 0 | 0 | 0
2016-10-22 12:00 | 0 | 0 | 0 | 0 | 79739.3911 | 0 | 360161 | 0 | 0 | 0 | 148983.3894 | 0 | 0 | 0 | 0 | 0 | 0 | 26131.269 | 0 | 0 | 0 | 1052355.7515 | 0 | 0 | 0 | 0 | -148983.3894 | 0 | 0 | 0 | 0 | 0 | 0 | 0 | -131438.2195 | 0 | 0 | 0 | 0 | 0 | 0
2016-10-22 13:00 | 0 | 0 | 0 | 0 | 196685.3754 | 2860.9662 | 374661 | 0 | 0 | 0 | 0 | 0 | 0 | 0 | 0 | 0 | 0 | 0 | 0 | 0 | 0 | 1052351.5421 | 0 | 0 | 0 | 0 | -148983.3894 | 0 | 0 | 0 | 0 | 0 | 0 | 0 | -26131.269 | 0 | 0 | 0 | 0 | 0 | 0
2016-10-22 14:00 | 0 | 0 | 0 | 0 | 272844.4376 | 257464.2759 | 383664 | 0 | 0 | 0 | 146644.7136 | 0 | 0 | 0 | 0 | 0 | 0 | 0 | 0 | 0 | 0 | 1052347.3327 | 0 | 0 | 0 | 0 | 146644.7136 | 0 | 0 | 0 | 0 | 0 | 0 | 0 | 0 | 0 | 0 | 0 | 0 | 0 | 0
2016-10-22 15:00 | 0 | 0 | 0 | 0 | 0 | 555772.7139 | 387972 | 0 | 0 | 0 | 295628.1029 | 0 | 0 | 0 | 0 | 0 | 0 | 0 | 0 | 0 | 0 | 1067396.9829 | 0 | 0 | 0 | 0 | 148983.3894 | 0 | 0 | 0 | 0 | 0 | 0 | 0 | 0 | 0 | 0 | 0 | 18817.3245 | 0 | 0
2016-10-22 16:00 | 0 | 0 | 0 | 0 | 0 | 674611.6895 | 388617 | 0 | 0 | 0 | 444611.4923 | 0 | 0 | 0 | 0 | 0 | 0 | 118193.9757 | 0 | 0 | 0 | 1082446.5729 | 0 | 0 | 0 | 0 | 148983.3894 | 0 | 0 | 0 | 0 | 0 | 0 | 0 | 118193.9757 | 0 | 0 | 0 | 18817.3245 | 0 | 0
2016-10-22 17:00 | 0 | 0 | 0 | 0 | 0 | 584679.7594 | 388083 | 0 | 0 | 0 | 593594.8817 | 0 | 0 | 0 | 0 | 0 | 0 | 146990.0212 | 0 | 0 | 0 | 1097496.1027 | 0 | 0 | 0 | 0 | 148983.3894 | 0 | 0 | 0 | 0 | 0 | 0 | 0 | 28796.0456 | 0 | 0 | 0 | 18817.3245 | 0 | 0
2016-10-22 18:00 | 0 | 0 | 0 | 0 | 0 | 641098.7113 | 387684 | 0 | 0 | 0 | 742578.271 | 0 | 0 | 0 | 0 | 0 | 0 | 232604.0187 | 0 | 0 | 0 | 1112545.5723 | 0 | 0 | 0 | 0 | 148983.3894 | 0 | 0 | 0 | 0 | 0 | 0 | 0 | 85613.9975 | 0 | 0 | 0 | 18817.3245 | 0 | 0
2016-10-22 19:00 | 0 | 0 | 0 | 0 | 0 | 629594.6801 | 389417 | 0 | 0 | 0 | 891561.6604 | 0 | 0 | 0 | 0 | 0 | 0 | 304980.9849 | 0 | 0 | 0 | 1127594.9817 | 0 | 0 | 0 | 0 | 148983.3894 | 0 | 0 | 0 | 0 | 0 | 0 | 0 | 72376.9662 | 0 | 0 | 0 | 18817.3245 | 0 | 0
2016-10-22 20:00 | 0 | 0 | 0 | 0 | 0 | 637678.6088 | 393748 | 0 | 0 | 0 | 1040545.0498 | 0 | 0 | 0 | 0 | 0 | 0 | 381110.8799 | 0 | 0 | 0 | 1142644.3309 | 0 | 0 | 0 | 0 | 148983.3894 | 0 | 0 | 0 | 0 | 0 | 0 | 0 | 76129.895 | 0 | 0 | 0 | 18817.3245 | 0 | 0
2016-10-22 21:00 | 0 | 0 | 0 | 0 | 0 | 652804.5991 | 398974 | 0 | 0 | 0 | 1189528.4392 | 0 | 0 | 0 | 0 | 0 | 0 | 467140.7651 | 0 | 0 | 0 | 1157693.6199 | 0 | 0 | 0 | 0 | 148983.3894 | 0 | 0 | 0 | 0 | 0 | 0 | 0 | 86029.8852 | 0 | 0 | 0 | 18817.3245 | 0 | 0
2016-10-22 22:00 | 0 | 0 | 0 | 0 | 0 | 618266.6757 | 403878 | 0 | 0 | 0 | 1338511.8285 | 0 | 0 | 0 | 0 | 0 | 0 | 513728.7269 | 0 | 0 | 0 | 1172742.8487 | 0 | 0 | 0 | 0 | 148983.3894 | 0 | 0 | 0 | 0 | 0 | 0 | 0 | 46587.9618 | 0 | 0 | 0 | 18817.3245 | 0 | 0
2016-10-22 23:00 | 0 | 0 | 0 | 0 | 0 | 424760.3912 | 410658 | 0 | 0 | 0 | 1484052.4393 | 0 | 0 | 0 | 0 | 0 | 0 | 382290.5074 | 0 | 0 | 0 | 1172738.1578 | 0 | 0 | 0 | 0 | 145540.6107 | 0 | 0 | 0 | 0 | 0 | 0 | 0 | -131438.2195 | 0 | 0 | 0 | 0 | 0 | 0
2016-10-23 | 0 | 0 | 0 | 0 | 44918.2469 | 84897.1442 | 410237 | 0 | 0 | 0 | 1335069.0499 | 0 | 0 | 0 | 0 | 0 | 0 | 250852.2879 | 0 | 0 | 0 | 1172733.4668 | 0 | 0 | 0 | 0 | -148983.3894 | 0 | 0 | 0 | 0 | 0 | 0 | 0 | -131438.2195 | 0 | 0 | 0 | 0 | 0 | 0
2016-10-23 01:00 | 0 | 0 | 0 | 0 | 122646.6589 | 12.7323 | 403081 | 0 | 0 | 0 | 1186085.6605 | 0 | 0 | 0 | 0 | 0 | 0 | 119414.0684 | 0 | 0 | 0 | 1172728.7759 | 0 | 0 | 0 | 0 | -148983.3894 | 0 | 0 | 0 | 0 | 0 | 0 | 0 | -131438.2195 | 0 | 0 | 0 | 0 | 0 | 0
2016-10-23 02:00 | 0 | 0 | 0 | 0 | 371849.8301 | 0 | 389395 | 0 | 0 | 0 | 1037102.2711 | 0 | 0 | 0 | 0 | 0 | 0 | 250852.2879 | 0 | 0 | 0 | 1172724.085 | 0 | 0 | 0 | 0 | -148983.3894 | 0 | 0 | 0 | 0 | 0 | 0 | 0 | 131438.2195 | 0 | 0 | 0 | 0 | 0 | 0
2016-10-23 03:00 | 0 | 0 | 0 | 0 | 103441.5422 | 0 | 371839 | 0 | 0 | 0 | 888118.8818 | 0 | 0 | 0 | 0 | 0 | 0 | 131438.2195 | 0 | 0 | 0 | 1172719.3941 | 0 | 0 | 0 | 0 | -148983.3894 | 0 | 0 | 0 | 0 | 0 | 0 | 0 | -119414.0684 | 0 | 0 | 0 | 0 | 0 | 0
2016-10-23 04:00 | 0 | 0 | 0 | 0 | 634804.6089 | 0 | 354383 | 0 | 0 | 0 | 1037102.2711 | 0 | 0 | 0 | 0 | 0 | 0 | 262876.439 | 0 | 0 | 0 | 1172714.7032 | 0 | 0 | 0 | 0 | 148983.3894 | 0 | 0 | 0 | 0 | 0 | 0 | 0 | 131438.2195 | 0 | 0 | 0 | 0 | 0 | 0
2016-10-23 05:00 | 0 | 0 | 0 | 0 | 59103.3911 | 0 | 339525 | 0 | 0 | 0 | 888118.8818 | 0 | 0 | 0 | 0 | 0 | 0 | 131438.2195 | 0 | 0 | 0 | 1172710.0123 | 0 | 0 | 0 | 0 | -148983.3894 | 0 | 0 | 0 | 0 | 0 | 0 | 0 | -131438.2195 | 0 | 0 | 0 | 0 | 0 | 0
2016-10-23 06:00 | 0 | 0 | 0 | 0 | 47938.3911 | 0 | 328360 | 0 | 0 | 0 | 739135.4924 | 0 | 0 | 0 | 0 | 0 | 0 | 0 | 0 | 0 | 0 | 1172705.3215 | 0 | 0 | 0 | 0 | -148983.3894 | 0 | 0 | 0 | 0 | 0 | 0 | 0 | -131438.2195 | 0 | 0 | 0 | 0 | 0 | 0
2016-10-23 07:00 | 0 | 0 | 0 | 0 | 303931.8301 | 0 | 321477 | 0 | 0 | 0 | 590152.103 | 0 | 0 | 0 | 0 | 0 | 0 | 131438.2195 | 0 | 0 | 0 | 1172700.6307 | 0 | 0 | 0 | 0 | -148983.3894 | 0 | 0 | 0 | 0 | 0 | 0 | 0 | 131438.2195 | 0 | 0 | 0 | 0 | 0 | 0
2016-10-23 08:00 | 0 | 0 | 0 | 0 | 336046.1699 | 0 | 318501 | 0 | 0 | 0 | 739135.4924 | 0 | 0 | 0 | 0 | 0 | 0 | 0 | 0 | 0 | 0 | 1172695.9399 | 0 | 0 | 0 | 0 | 148983.3894 | 0 | 0 | 0 | 0 | 0 | 0 | 0 | -131438.2195 | 0 | 0 | 0 | 0 | 0 | 0
2016-10-23 09:00 | 0 | 0 | 0 | 0 | 301291.8301 | 0 | 318837 | 0 | 0 | 0 | 590152.103 | 0 | 0 | 0 | 0 | 0 | 0 | 131438.2195 | 0 | 0 | 0 | 1172691.2491 | 0 | 0 | 0 | 0 | -148983.3894 | 0 | 0 | 0 | 0 | 0 | 0 | 0 | 131438.2195 | 0 | 0 | 0 | 0 | 0 | 0
2016-10-23 10:00 | 0 | 0 | 0 | 0 | 45356.3911 | 0 | 325778 | 0 | 0 | 0 | 441168.7137 | 0 | 0 | 0 | 0 | 0 | 0 | 0 | 0 | 0 | 0 | 1172686.5583 | 0 | 0 | 0 | 0 | -148983.3894 | 0 | 0 | 0 | 0 | 0 | 0 | 0 | -131438.2195 | 0 | 0 | 0 | 0 | 0 | 0
2016-10-23 11:00 | 0 | 0 | 0 | 0 | 318093.8301 | 0 | 335639 | 0 | 0 | 0 | 292185.3243 | 0 | 0 | 0 | 0 | 0 | 0 | 131438.2195 | 0 | 0 | 0 | 1172681.8676 | 0 | 0 | 0 | 0 | -148983.3894 | 0 | 0 | 0 | 0 | 0 | 0 | 0 | 131438.2195 | 0 | 0 | 0 | 0 | 0 | 0
2016-10-23 12:00 | 0 | 0 | 0 | 0 | 67512.3911 | 0 | 347934 | 0 | 0 | 0 | 143201.9349 | 0 | 0 | 0 | 0 | 0 | 0 | 0 | 0 | 0 | 0 | 1172677.1768 | 0 | 0 | 0 | 0 | -148983.3894 | 0 | 0 | 0 | 0 | 0 | 0 | 0 | -131438.2195 | 0 | 0 | 0 | 0 | 0 | 0
2016-10-23 13:00 | 0 | 0 | 0 | 0 | 488219.7258 | 1398.9891 | 358905 | 0 | 0 | 0 | 273915.6498 | 0 | 0 | 0 | 0 | 0 | 0 | 0 | 0 | 0 | 0 | 1172672.4861 | 0 | 0 | 0 | 0 | 130713.7149 | 0 | 0 | 0 | 0 | 0 | 0 | 0 | 0 | 0 | 0 | 0 | 0 | 0 | 0
2016-10-23 14:00 | 0 | 0 | 0 | 0 | 292980.0225 | 220788.3669 | 364785 | 0 | 0 | 0 | 422899.0392 | 0 | 0 | 0 | 0 | 0 | 0 | 0 | 0 | 0 | 0 | 1172667.7954 | 0 | 0 | 0 | 0 | 148983.3894 | 0 | 0 | 0 | 0 | 0 | 0 | 0 | 0 | 0 | 0 | 0 | 0 | 0 | 0
2016-10-23 15:00 | 0 | 0 | 0 | 0 | 39644.3652 | 478302.0242 | 368963 | 0 | 0 | 0 | 571882.4286 | 0 | 0 | 0 | 0 | 0 | 0 | 0 | 0 | 0 | 0 | 1172663.1048 | 0 | 0 | 0 | 0 | 148983.3894 | 0 | 0 | 0 | 0 | 0 | 0 | 0 | 0 | 0 | 0 | 0 | 0 | 0 | 0
2016-10-23 16:00 | 0 | 0 | 0 | 0 | 0 | 591993.9715 | 373345 | 0 | 0 | 0 | 720865.8179 | 0 | 0 | 0 | 0 | 0 | 0 | 69665.5821 | 0 | 0 | 0 | 1172658.4141 | 0 | 0 | 0 | 0 | 148983.3894 | 0 | 0 | 0 | 0 | 0 | 0 | 0 | 69665.5821 | 0 | 0 | 0 | 0 | 0 | 0
2016-10-23 17:00 | 0 | 0 | 0 | 0 | 51556.7004 | 606251.9085 | 377387 | 0 | 0 | 0 | 869849.2073 | 0 | 0 | 0 | 0 | 0 | 0 | 201103.8016 | 0 | 0 | 0 | 1172653.7235 | 0 | 0 | 0 | 0 | 148983.3894 | 0 | 0 | 0 | 0 | 0 | 0 | 0 | 131438.2195 | 0 | 0 | 0 | 0 | 0 | 0
2016-10-23 18:00 | 0 | 0 | 0 | 0 | 0 | 588739.4366 | 380953 | 0 | 0 | 0 | 995414.7032 | 0 | 0 | 0 | 0 | 0 | 0 | 283324.7423 | 0 | 0 | 0 | 1172649.0329 | 0 | 0 | 0 | 0 | 125565.4959 | 0 | 0 | 0 | 0 | 0 | 0 | 0 | 82220.9407 | 0 | 0 | 0 | 0 | 0 | 0
2016-10-23 19:00 | 0 | 0 | 0 | 0 | 0 | 573726.7407 | 384868 | 0 | 0 | 0 | 1144398.0926 | 0 | 0 | 0 | 0 | 0 | 0 | 323200.0936 | 0 | 0 | 0 | 1172644.3423 | 0 | 0 | 0 | 0 | 148983.3894 | 0 | 0 | 0 | 0 | 0 | 0 | 0 | 39875.3513 | 0 | 0 | 0 | 0 | 0 | 0
2016-10-23 20:00 | 0 | 0 | 0 | 0 | 0 | 574149.7751 | 391183 | 0 | 0 | 0 | 1293381.4819 | 0 | 0 | 0 | 0 | 0 | 0 | 357183.4793 | 0 | 0 | 0 | 1172639.6517 | 0 | 0 | 0 | 0 | 148983.3894 | 0 | 0 | 0 | 0 | 0 | 0 | 0 | 33983.3857 | 0 | 0 | 0 | 0 | 0 | 0
2016-10-23 21:00 | 0 | 0 | 0 | 0 | 0 | 572918.4175 | 398828 | 0 | 0 | 0 | 1442364.8713 | 0 | 0 | 0 | 0 | 0 | 0 | 382290.5074 | 0 | 0 | 0 | 1172634.9611 | 0 | 0 | 0 | 0 | 148983.3894 | 0 | 0 | 0 | 0 | 0 | 0 | 0 | 25107.0281 | 0 | 0 | 0 | 0 | 0 | 0
2016-10-23 22:00 | 0 | 0 | 0 | 0 | 0 | 525818.1957 | 408238 | 0 | 0 | 0 | 1428506.8475 | 0 | 0 | 0 | 0 | 0 | 0 | 513728.7269 | 0 | 0 | 0 | 1172630.2706 | 0 | 0 | 0 | 0 | -13858.0238 | 0 | 0 | 0 | 0 | 0 | 0 | 0 | 131438.2195 | 0 | 0 | 0 | 0 | 0 | 0
2016-10-23 23:00 | 0 | 0 | 0 | 0 | 0 | 348291.3443 | 420251 | 0 | 0 | 0 | 1487985.4113 | 0 | 0 | 0 | 0 | 0 | 0 | 382290.5074 | 0 | 0 | 0 | 1172625.5801 | 0 | 0 | 0 | 0 | 59478.5638 | 0 | 0 | 0 | 0 | 0 | 0 | 0 | -131438.2195 | 0 | 0 | 0 | 0 | 0 | 0
2016-10-24 | 0 | 0 | 0 | 0 | 86037.0934 | 56136.2978 | 422595 | 0 | 0 | 0 | 1339002.0219 | 0 | 0 | 0 | 0 | 0 | 0 | 250852.2879 | 0 | 0 | 0 | 1172620.8896 | 0 | 0 | 0 | 0 | -148983.3894 | 0 | 0 | 0 | 0 | 0 | 0 | 0 | -131438.2195 | 0 | 0 | 0 | 0 | 0 | 0
2016-10-24 01:00 | 0 | 0 | 0 | 0 | 131226.0407 | 11.3505 | 411659 | 0 | 0 | 0 | 1190018.6325 | 0 | 0 | 0 | 0 | 0 | 0 | 119414.0684 | 0 | 0 | 0 | 1172616.1991 | 0 | 0 | 0 | 0 | -148983.3894 | 0 | 0 | 0 | 0 | 0 | 0 | 0 | -131438.2195 | 0 | 0 | 0 | 0 | 0 | 0
2016-10-24 02:00 | 0 | 0 | 0 | 0 | 659347.8815 | 0 | 393670 | 0 | 0 | 0 | 1324258.2946 | 0 | 0 | 0 | 0 | 0 | 0 | 250852.2879 | 0 | 0 | 0 | 1172611.5086 | 0 | 0 | 0 | 0 | 134239.662 | 0 | 0 | 0 | 0 | 0 | 0 | 0 | 131438.2195 | 0 | 0 | 0 | 0 | 0 | 0
2016-10-24 03:00 | 0 | 0 | 0 | 0 | 91137.3911 | 0 | 371559 | 0 | 0 | 0 | 1175274.9052 | 0 | 0 | 0 | 0 | 0 | 0 | 119414.0684 | 0 | 0 | 0 | 1172606.8182 | 0 | 0 | 0 | 0 | -148983.3894 | 0 | 0 | 0 | 0 | 0 | 0 | 0 | -131438.2195 | 0 | 0 | 0 | 0 | 0 | 0
2016-10-24 04:00 | 0 | 0 | 0 | 0 | 579911.9161 | 0 | 352342 | 0 | 0 | 0 | 1271406.6018 | 0 | 0 | 0 | 0 | 0 | 0 | 250852.2879 | 0 | 0 | 0 | 1172602.1278 | 0 | 0 | 0 | 0 | 96131.6966 | 0 | 0 | 0 | 0 | 0 | 0 | 0 | 131438.2195 | 0 | 0 | 0 | 0 | 0 | 0
2016-10-24 05:00 | 0 | 0 | 0 | 0 | 56237.3911 | 0 | 336659 | 0 | 0 | 0 | 1122423.2124 | 0 | 0 | 0 | 0 | 0 | 0 | 119414.0684 | 0 | 0 | 0 | 1172597.4373 | 0 | 0 | 0 | 0 | -148983.3894 | 0 | 0 | 0 | 0 | 0 | 0 | 0 | -131438.2195 | 0 | 0 | 0 | 0 | 0 | 0
2016-10-24 06:00 | 0 | 0 | 0 | 0 | 492237.7589 | 0 | 325873 | 0 | 0 | 0 | 1157349.7518 | 0 | 0 | 0 | 0 | 0 | 0 | 250852.2879 | 0 | 0 | 0 | 1172592.747 | 0 | 0 | 0 | 0 | 34926.5394 | 0 | 0 | 0 | 0 | 0 | 0 | 0 | 131438.2195 | 0 | 0 | 0 | 0 | 0 | 0
2016-10-24 07:00 | 0 | 0 | 0 | 0 | 40755.3911 | 0 | 321177 | 0 | 0 | 0 | 1008366.3625 | 0 | 0 | 0 | 0 | 0 | 0 | 119414.0684 | 0 | 0 | 0 | 1172588.0566 | 0 | 0 | 0 | 0 | -148983.3894 | 0 | 0 | 0 | 0 | 0 | 0 | 0 | -131438.2195 | 0 | 0 | 0 | 0 | 0 | 0
2016-10-24 08:00 | 0 | 0 | 0 | 0 | 425700.327 | 0 | 322115 | 0 | 0 | 0 | 980513.47 | 0 | 0 | 0 | 0 | 0 | 0 | 250852.2879 | 0 | 0 | 0 | 1172583.3662 | 0 | 0 | 0 | 0 | -27852.8925 | 0 | 0 | 0 | 0 | 0 | 0 | 0 | 131438.2195 | 0 | 0 | 0 | 0 | 0 | 0
2016-10-24 09:00 | 0 | 0 | 0 | 0 | 388577.6777 | 0 | 334390 | 0 | 0 | 0 | 903262.9282 | 0 | 0 | 0 | 0 | 0 | 0 | 382290.5074 | 0 | 0 | 0 | 1172578.6759 | 0 | 0 | 0 | 0 | -77250.5418 | 0 | 0 | 0 | 0 | 0 | 0 | 0 | 131438.2195 | 0 | 0 | 0 | 0 | 0 | 0
2016-10-24 10:00 | 0 | 0 | 0 | 0 | 358978.082 | 0 | 362713 | 0 | 0 | 0 | 1030966.2297 | 0 | 0 | 0 | 0 | 0 | 0 | 250852.2879 | 0 | 0 | 0 | 1172573.9856 | 0 | 0 | 0 | 0 | 127703.3015 | 0 | 0 | 0 | 0 | 0 | 0 | 0 | -131438.2195 | 0 | 0 | 0 | 0 | 0 | 0
2016-10-24 11:00 | 0 | 0 | 0 | 0 | 330813.6998 | 0 | 392252 | 0 | 0 | 0 | 881982.8403 | 0 | 0 | 0 | 0 | 0 | 0 | 338397.377 | 0 | 0 | 0 | 1172569.2953 | 0 | 0 | 0 | 0 | -148983.3894 | 0 | 0 | 0 | 0 | 0 | 0 | 0 | 87545.0891 | 0 | 0 | 0 | 0 | 0 | 0
2016-10-24 12:00 | 0 | 0 | 0 | 0 | 301768.226 | 0 | 406365 | 0 | 0 | 0 | 908824.2857 | 0 | 0 | 0 | 0 | 0 | 0 | 206959.1575 | 0 | 0 | 0 | 1172564.605 | 0 | 0 | 0 | 0 | 26841.4455 | 0 | 0 | 0 | 0 | 0 | 0 | 0 | -131438.2195 | 0 | 0 | 0 | 0 | 0 | 0
2016-10-24 13:00 | 0 | 0 | 0 | 0 | 252153.7122 | 2073.4045 | 414488 | 0 | 0 | 0 | 759840.8964 | 0 | 0 | 0 | 0 | 0 | 0 | 195681.6636 | 0 | 0 | 0 | 1172559.9147 | 0 | 0 | 0 | 0 | -148983.3894 | 0 | 0 | 0 | 0 | 0 | 0 | 0 | -11277.4939 | 0 | 0 | 0 | 0 | 0 | 0
2016-10-24 14:00 | 0 | 0 | 0 | 0 | 160506.2667 | 221113.1834 | 422221 | 0 | 0 | 0 | 683261.0339 | 0 | 0 | 0 | 0 | 0 | 0 | 231659.9762 | 0 | 0 | 0 | 1172555.2245 | 0 | 0 | 0 | 0 | -76579.8625 | 0 | 0 | 0 | 0 | 0 | 0 | 0 | 35978.3126 | 0 | 0 | 0 | 0 | 0 | 0
2016-10-24 15:00 | 0 | 0 | 0 | 0 | 0 | 415211.0792 | 427759 | 0 | 0 | 0 | 539274.8936 | 0 | 0 | 0 | 0 | 0 | 0 | 363098.1957 | 0 | 0 | 0 | 1172550.5343 | 0 | 0 | 0 | 0 | -143986.1403 | 0 | 0 | 0 | 0 | 0 | 0 | 0 | 131438.2195 | 0 | 0 | 0 | 0 | 0 | 0
2016-10-24 16:00 | 0 | 0 | 0 | 0 | 0 | 505075.849 | 432360 | 0 | 0 | 0 | 688258.2829 | 0 | 0 | 0 | 0 | 0 | 0 | 286830.6554 | 0 | 0 | 0 | 1172545.8441 | 0 | 0 | 0 | 0 | 148983.3894 | 0 | 0 | 0 | 0 | 0 | 0 | 0 | -76267.5403 | 0 | 0 | 0 | 0 | 0 | 0
2016-10-24 17:00 | 0 | 0 | 0 | 0 | 0 | 522781.1642 | 437102 | 0 | 0 | 0 | 837241.6723 | 0 | 0 | 0 | 0 | 0 | 0 | 223526.4302 | 0 | 0 | 0 | 1172541.1539 | 0 | 0 | 0 | 0 | 148983.3894 | 0 | 0 | 0 | 0 | 0 | 0 | 0 | -63304.2252 | 0 | 0 | 0 | 0 | 0 | 0
2016-10-24 18:00 | 0 | 0 | 0 | 0 | 0 | 510953.2423 | 441106 | 0 | 0 | 0 | 775650.6951 | 0 | 0 | 0 | 0 | 0 | 0 | 354964.6497 | 0 | 0 | 0 | 1172536.4637 | 0 | 0 | 0 | 0 | -61590.9772 | 0 | 0 | 0 | 0 | 0 | 0 | 0 | 131438.2195 | 0 | 0 | 0 | 0 | 0 | 0
2016-10-24 19:00 | 0 | 0 | 0 | 0 | 0 | 494651.0902 | 444839 | 0 | 0 | 0 | 924634.0844 | 0 | 0 | 0 | 0 | 0 | 0 | 255793.3505 | 0 | 0 | 0 | 1172531.7736 | 0 | 0 | 0 | 0 | 148983.3894 | 0 | 0 | 0 | 0 | 0 | 0 | 0 | -99171.2992 | 0 | 0 | 0 | 0 | 0 | 0
2016-10-24 20:00 | 0 | 0 | 0 | 0 | 0 | 478068.6746 | 448354 | 0 | 0 | 0 | 1073617.4738 | 0 | 0 | 0 | 0 | 0 | 0 | 136524.6357 | 0 | 0 | 0 | 1172527.0835 | 0 | 0 | 0 | 0 | 148983.3894 | 0 | 0 | 0 | 0 | 0 | 0 | 0 | -119268.7148 | 0 | 0 | 0 | 0 | 0 | 0
2016-10-24 21:00 | 0 | 0 | 0 | 0 | 0 | 444473.5951 | 451542 | 0 | 0 | 0 | 935110.8494 | 0 | 0 | 0 | 0 | 0 | 0 | 267962.8552 | 0 | 0 | 0 | 1172522.3934 | 0 | 0 | 0 | 0 | -138506.6244 | 0 | 0 | 0 | 0 | 0 | 0 | 0 | 131438.2195 | 0 | 0 | 0 | 0 | 0 | 0
2016-10-24 22:00 | 0 | 0 | 0 | 0 | 224226.3637 | 374476.6095 | 454806 | 0 | 0 | 0 | 1084094.2387 | 0 | 0 | 0 | 0 | 0 | 0 | 262876.439 | 0 | 0 | 0 | 1172517.7033 | 0 | 0 | 0 | 0 | 148983.3894 | 0 | 0 | 0 | 0 | 0 | 0 | 0 | -5086.4162 | 0 | 0 | 0 | 0 | 0 | 0
2016-10-24 23:00 | 0 | 0 | 0 | 0 | 0 | 223789.6465 | 462102 | 0 | 0 | 0 | 977220.1047 | 0 | 0 | 0 | 0 | 0 | 0 | 131438.2195 | 0 | 0 | 0 | 1172513.0132 | 0 | 0 | 0 | 0 | -106874.134 | 0 | 0 | 0 | 0 | 0 | 0 | 0 | -131438.2195 | 0 | 0 | 0 | 0 | 0 | 0
2016-10-25 | 0 | 0 | 0 | 0 | 130559.8131 | 48436.578 | 459418 | 0 | 0 | 0 | 828236.7153 | 0 | 0 | 0 | 0 | 0 | 0 | 0 | 0 | 0 | 0 | 1172508.3231 | 0 | 0 | 0 | 0 | -148983.3894 | 0 | 0 | 0 | 0 | 0 | 0 | 0 | -131438.2195 | 0 | 0 | 0 | 0 | 0 | 0
2016-10-25 01:00 | 0 | 0 | 0 | 0 | 726123.9753 | 12.6336 | 445715 | 0 | 0 | 0 | 977220.1047 | 0 | 0 | 0 | 0 | 0 | 0 | 131438.2195 | 0 | 0 | 0 | 1172503.6331 | 0 | 0 | 0 | 0 | 148983.3894 | 0 | 0 | 0 | 0 | 0 | 0 | 0 | 131438.2195 | 0 | 0 | 0 | 0 | 0 | 0
2016-10-25 02:00 | 0 | 0 | 0 | 0 | 141476.3911 | 0 | 421898 | 0 | 0 | 0 | 828236.7153 | 0 | 0 | 0 | 0 | 0 | 0 | 0 | 0 | 0 | 0 | 1172498.9431 | 0 | 0 | 0 | 0 | -148983.3894 | 0 | 0 | 0 | 0 | 0 | 0 | 0 | -131438.2195 | 0 | 0 | 0 | 0 | 0 | 0
2016-10-25 03:00 | 0 | 0 | 0 | 0 | 637054.7698 | 0 | 395290 | 0 | 0 | 0 | 977220.1047 | 0 | 0 | 0 | 0 | 0 | 0 | 92781.3805 | 0 | 0 | 0 | 1172494.2531 | 0 | 0 | 0 | 0 | 148983.3894 | 0 | 0 | 0 | 0 | 0 | 0 | 0 | 92781.3805 | 0 | 0 | 0 | 0 | 0 | 0
2016-10-25 04:00 | 0 | 0 | 0 | 0 | 353382.8301 | 0 | 370928 | 0 | 0 | 0 | 828236.7153 | 0 | 0 | 0 | 0 | 0 | 0 | 224219.6 | 0 | 0 | 0 | 1172489.5631 | 0 | 0 | 0 | 0 | -148983.3894 | 0 | 0 | 0 | 0 | 0 | 0 | 0 | 131438.2195 | 0 | 0 | 0 | 0 | 0 | 0
2016-10-25 05:00 | 0 | 0 | 0 | 0 | 72686.3911 | 0 | 353108 | 0 | 0 | 0 | 679253.326 | 0 | 0 | 0 | 0 | 0 | 0 | 92781.3805 | 0 | 0 | 0 | 1172484.8732 | 0 | 0 | 0 | 0 | -148983.3894 | 0 | 0 | 0 | 0 | 0 | 0 | 0 | -131438.2195 | 0 | 0 | 0 | 0 | 0 | 0
2016-10-25 06:00 | 0 | 0 | 0 | 0 | 595467.7586 | 0 | 340493 | 0 | 0 | 0 | 802789.8651 | 0 | 0 | 0 | 0 | 0 | 0 | 224219.6 | 0 | 0 | 0 | 1172480.1832 | 0 | 0 | 0 | 0 | 123536.5391 | 0 | 0 | 0 | 0 | 0 | 0 | 0 | 131438.2195 | 0 | 0 | 0 | 0 | 0 | 0
2016-10-25 07:00 | 0 | 0 | 0 | 0 | 53450.3911 | 0 | 333872 | 0 | 0 | 0 | 653806.4757 | 0 | 0 | 0 | 0 | 0 | 0 | 92781.3805 | 0 | 0 | 0 | 1172475.4933 | 0 | 0 | 0 | 0 | -148983.3894 | 0 | 0 | 0 | 0 | 0 | 0 | 0 | -131438.2195 | 0 | 0 | 0 | 0 | 0 | 0
2016-10-25 08:00 | 0 | 0 | 0 | 0 | 521480.2284 | 0 | 333840 | 0 | 0 | 0 | 802789.8651 | 0 | 0 | 0 | 0 | 0 | 0 | 131438.2195 | 0 | 0 | 0 | 1172470.8034 | 0 | 0 | 0 | 0 | 148983.3894 | 0 | 0 | 0 | 0 | 0 | 0 | 0 | 38656.8391 | 0 | 0 | 0 | 0 | 0 | 0
2016-10-25 09:00 | 0 | 0 | 0 | 0 | 64828.3911 | 0 | 345250 | 0 | 0 | 0 | 653806.4757 | 0 | 0 | 0 | 0 | 0 | 0 | 0 | 0 | 0 | 0 | 1172466.1135 | 0 | 0 | 0 | 0 | -148983.3894 | 0 | 0 | 0 | 0 | 0 | 0 | 0 | -131438.2195 | 0 | 0 | 0 | 0 | 0 | 0
2016-10-25 10:00 | 0 | 0 | 0 | 0 | 477750.8082 | 0 | 374380 | 0 | 0 | 0 | 625739.0644 | 0 | 0 | 0 | 0 | 0 | 0 | 131438.2195 | 0 | 0 | 0 | 1172461.4237 | 0 | 0 | 0 | 0 | -28067.4113 | 0 | 0 | 0 | 0 | 0 | 0 | 0 | 131438.2195 | 0 | 0 | 0 | 0 | 0 | 0
2016-10-25 11:00 | 0 | 0 | 0 | 0 | 122369.3911 | 0 | 402791 | 0 | 0 | 0 | 476755.675 | 0 | 0 | 0 | 0 | 0 | 0 | 0 | 0 | 0 | 0 | 1172456.7338 | 0 | 0 | 0 | 0 | -148983.3894 | 0 | 0 | 0 | 0 | 0 | 0 | 0 | -131438.2195 | 0 | 0 | 0 | 0 | 0 | 0
2016-10-25 12:00 | 0 | 0 | 0 | 0 | 465211.495 | 0 | 414577 | 0 | 0 | 0 | 395951.9505 | 0 | 0 | 0 | 0 | 0 | 0 | 131438.2195 | 0 | 0 | 0 | 1172452.044 | 0 | 0 | 0 | 0 | -80803.7245 | 0 | 0 | 0 | 0 | 0 | 0 | 0 | 131438.2195 | 0 | 0 | 0 | 0 | 0 | 0
2016-10-25 13:00 | 0 | 0 | 0 | 0 | 441164.2713 | 600.6651 | 420864 | 0 | 0 | 0 | 416852.8869 | 0 | 0 | 0 | 0 | 0 | 0 | 131438.2195 | 0 | 0 | 0 | 1172447.3542 | 0 | 0 | 0 | 0 | 20900.9364 | 0 | 0 | 0 | 0 | 0 | 0 | 0 | 0 | 0 | 0 | 0 | 0 | 0 | 0
2016-10-25 14:00 | 0 | 0 | 0 | 0 | 43330.0526 | 102028.3385 | 425780 | 0 | 0 | 0 | 267869.4976 | 0 | 0 | 0 | 0 | 0 | 0 | 0 | 0 | 0 | 0 | 1172442.6644 | 0 | 0 | 0 | 0 | -148983.3894 | 0 | 0 | 0 | 0 | 0 | 0 | 0 | -131438.2195 | 0 | 0 | 0 | 0 | 0 | 0
2016-10-25 15:00 | 0 | 0 | 0 | 0 | 214848.6637 | 363495.7257 | 429361 | 0 | 0 | 0 | 416852.8869 | 0 | 0 | 0 | 0 | 0 | 0 | 0 | 0 | 0 | 0 | 1172437.9746 | 0 | 0 | 0 | 0 | 148983.3894 | 0 | 0 | 0 | 0 | 0 | 0 | 0 | 0 | 0 | 0 | 0 | 0 | 0 | 0
2016-10-25 16:00 | 0 | 0 | 0 | 0 | 61207.3076 | 520940.0818 | 433164 | 0 | 0 | 0 | 565836.2763 | 0 | 0 | 0 | 0 | 0 | 0 | 0 | 0 | 0 | 0 | 1172433.2849 | 0 | 0 | 0 | 0 | 148983.3894 | 0 | 0 | 0 | 0 | 0 | 0 | 0 | 0 | 0 | 0 | 0 | 0 | 0 | 0
2016-10-25 17:00 | 0 | 0 | 0 | 0 | 138957.9829 | 578636.626 | 437173 | 0 | 0 | 0 | 714819.6657 | 0 | 0 | 0 | 0 | 0 | 0 | 131438.2195 | 0 | 0 | 0 | 1172428.5951 | 0 | 0 | 0 | 0 | 148983.3894 | 0 | 0 | 0 | 0 | 0 | 0 | 0 | 131438.2195 | 0 | 0 | 0 | 0 | 0 | 0
2016-10-25 18:00 | 0 | 0 | 0 | 0 | 0 | 572969.4442 | 440755 | 0 | 0 | 0 | 863803.0551 | 0 | 0 | 0 | 0 | 0 | 0 | 114669.2743 | 0 | 0 | 0 | 1172423.9054 | 0 | 0 | 0 | 0 | 148983.3894 | 0 | 0 | 0 | 0 | 0 | 0 | 0 | -16768.9452 | 0 | 0 | 0 | 0 | 0 | 0
2016-10-25 19:00 | 0 | 0 | 0 | 0 | 159963.5571 | 564484.0518 | 444026 | 0 | 0 | 0 | 1012786.4444 | 0 | 0 | 0 | 0 | 0 | 0 | 246107.4938 | 0 | 0 | 0 | 1172419.2157 | 0 | 0 | 0 | 0 | 148983.3894 | 0 | 0 | 0 | 0 | 0 | 0 | 0 | 131438.2195 | 0 | 0 | 0 | 0 | 0 | 0
2016-10-25 20:00 | 0 | 0 | 0 | 0 | 0 | 576930.4492 | 448066 | 0 | 0 | 0 | 1161769.8338 | 0 | 0 | 0 | 0 | 0 | 0 | 225988.5537 | 0 | 0 | 0 | 1172414.526 | 0 | 0 | 0 | 0 | 148983.3894 | 0 | 0 | 0 | 0 | 0 | 0 | 0 | -20118.9402 | 0 | 0 | 0 | 0 | 0 | 0
2016-10-25 21:00 | 0 | 0 | 0 | 0 | 0 | 596628.6023 | 451997 | 0 | 0 | 0 | 1174963.2166 | 0 | 0 | 0 | 0 | 0 | 0 | 357426.7732 | 0 | 0 | 0 | 1172409.8364 | 0 | 0 | 0 | 0 | 13193.3828 | 0 | 0 | 0 | 0 | 0 | 0 | 0 | 131438.2195 | 0 | 0 | 0 | 0 | 0 | 0
2016-10-25 22:00 | 0 | 0 | 0 | 0 | 0 | 582747.9012 | 457558 | 0 | 0 | 0 | 1323946.606 | 0 | 0 | 0 | 0 | 0 | 0 | 333633.285 | 0 | 0 | 0 | 1172405.1467 | 0 | 0 | 0 | 0 | 148983.3894 | 0 | 0 | 0 | 0 | 0 | 0 | 0 | -23793.4882 | 0 | 0 | 0 | 0 | 0 | 0
2016-10-25 23:00 | 0 | 0 | 0 | 0 | 0 | 444960.6096 | 465965 | 0 | 0 | 0 | 1434380.4351 | 0 | 0 | 0 | 0 | 0 | 0 | 202195.0655 | 0 | 0 | 0 | 1172400.4571 | 0 | 0 | 0 | 0 | 110433.8291 | 0 | 0 | 0 | 0 | 0 | 0 | 0 | -131438.2195 | 0 | 0 | 0 | 0 | 0 | 0
2016-10-26 | 0 | 0 | 0 | 0 | 362328.513 | 83332.3171 | 463206 | 0 | 0 | 0 | 1285397.0457 | 0 | 0 | 0 | 0 | 0 | 0 | 333633.285 | 0 | 0 | 0 | 1172395.7675 | 0 | 0 | 0 | 0 | -148983.3894 | 0 | 0 | 0 | 0 | 0 | 0 | 0 | 131438.2195 | 0 | 0 | 0 | 0 | 0 | 0
2016-10-26 01:00 | 0 | 0 | 0 | 0 | 170388.0537 | 12.3375 | 450822 | 0 | 0 | 0 | 1136413.6563 | 0 | 0 | 0 | 0 | 0 | 0 | 202195.0655 | 0 | 0 | 0 | 1172391.0779 | 0 | 0 | 0 | 0 | -148983.3894 | 0 | 0 | 0 | 0 | 0 | 0 | 0 | -131438.2195 | 0 | 0 | 0 | 0 | 0 | 0
2016-10-26 02:00 | 0 | 0 | 0 | 0 | 625791.2284 | 0 | 427489 | 0 | 0 | 0 | 1285397.0457 | 0 | 0 | 0 | 0 | 0 | 0 | 251513.9045 | 0 | 0 | 0 | 1172386.3884 | 0 | 0 | 0 | 0 | 148983.3894 | 0 | 0 | 0 | 0 | 0 | 0 | 0 | 49318.839 | 0 | 0 | 0 | 0 | 0 | 0
2016-10-26 03:00 | 0 | 0 | 0 | 0 | 120721.3911 | 0 | 401143 | 0 | 0 | 0 | 1136413.6563 | 0 | 0 | 0 | 0 | 0 | 0 | 120075.685 | 0 | 0 | 0 | 1172381.6988 | 0 | 0 | 0 | 0 | -148983.3894 | 0 | 0 | 0 | 0 | 0 | 0 | 0 | -131438.2195 | 0 | 0 | 0 | 0 | 0 | 0
2016-10-26 04:00 | 0 | 0 | 0 | 0 | 359921.8301 | 0 | 377467 | 0 | 0 | 0 | 987430.267 | 0 | 0 | 0 | 0 | 0 | 0 | 251513.9045 | 0 | 0 | 0 | 1172377.0093 | 0 | 0 | 0 | 0 | -148983.3894 | 0 | 0 | 0 | 0 | 0 | 0 | 0 | 131438.2195 | 0 | 0 | 0 | 0 | 0 | 0
2016-10-26 05:00 | 0 | 0 | 0 | 0 | 376533.1699 | 0 | 358988 | 0 | 0 | 0 | 1136413.6563 | 0 | 0 | 0 | 0 | 0 | 0 | 120075.685 | 0 | 0 | 0 | 1172372.3198 | 0 | 0 | 0 | 0 | 148983.3894 | 0 | 0 | 0 | 0 | 0 | 0 | 0 | -131438.2195 | 0 | 0 | 0 | 0 | 0 | 0
2016-10-26 06:00 | 0 | 0 | 0 | 0 | 209342.1451 | 0 | 346963 | 0 | 0 | 0 | 987430.267 | 0 | 0 | 0 | 0 | 0 | 0 | 131438.2195 | 0 | 0 | 0 | 1172367.6303 | 0 | 0 | 0 | 0 | -148983.3894 | 0 | 0 | 0 | 0 | 0 | 0 | 0 | 11362.5345 | 0 | 0 | 0 | 0 | 0 | 0
2016-10-26 07:00 | 0 | 0 | 0 | 0 | 322990.8301 | 0 | 340536 | 0 | 0 | 0 | 838446.8776 | 0 | 0 | 0 | 0 | 0 | 0 | 262876.439 | 0 | 0 | 0 | 1172362.9408 | 0 | 0 | 0 | 0 | -148983.3894 | 0 | 0 | 0 | 0 | 0 | 0 | 0 | 131438.2195 | 0 | 0 | 0 | 0 | 0 | 0
2016-10-26 08:00 | 0 | 0 | 0 | 0 | 358922.1699 | 0 | 341377 | 0 | 0 | 0 | 987430.267 | 0 | 0 | 0 | 0 | 0 | 0 | 131438.2195 | 0 | 0 | 0 | 1172358.2514 | 0 | 0 | 0 | 0 | 148983.3894 | 0 | 0 | 0 | 0 | 0 | 0 | 0 | -131438.2195 | 0 | 0 | 0 | 0 | 0 | 0
2016-10-26 09:00 | 0 | 0 | 0 | 0 | 71487.3911 | 0 | 351909 | 0 | 0 | 0 | 838446.8776 | 0 | 0 | 0 | 0 | 0 | 0 | 0 | 0 | 0 | 0 | 1172353.562 | 0 | 0 | 0 | 0 | -148983.3894 | 0 | 0 | 0 | 0 | 0 | 0 | 0 | -131438.2195 | 0 | 0 | 0 | 0 | 0 | 0
2016-10-26 10:00 | 0 | 0 | 0 | 0 | 459166.8504 | 0 | 379889 | 0 | 0 | 0 | 786286.5085 | 0 | 0 | 0 | 0 | 0 | 0 | 131438.2195 | 0 | 0 | 0 | 1172348.8725 | 0 | 0 | 0 | 0 | -52160.3691 | 0 | 0 | 0 | 0 | 0 | 0 | 0 | 131438.2195 | 0 | 0 | 0 | 0 | 0 | 0
2016-10-26 11:00 | 0 | 0 | 0 | 0 | 128098.3911 | 0 | 408520 | 0 | 0 | 0 | 637303.1191 | 0 | 0 | 0 | 0 | 0 | 0 | 0 | 0 | 0 | 0 | 1172344.1831 | 0 | 0 | 0 | 0 | -148983.3894 | 0 | 0 | 0 | 0 | 0 | 0 | 0 | -131438.2195 | 0 | 0 | 0 | 0 | 0 | 0
2016-10-26 12:00 | 0 | 0 | 0 | 0 | 415947.3136 | 0 | 419924 | 0 | 0 | 0 | 501888.2132 | 0 | 0 | 0 | 0 | 0 | 0 | 131438.2195 | 0 | 0 | 0 | 1172339.4938 | 0 | 0 | 0 | 0 | -135414.9059 | 0 | 0 | 0 | 0 | 0 | 0 | 0 | 131438.2195 | 0 | 0 | 0 | 0 | 0 | 0
2016-10-26 13:00 | 0 | 0 | 0 | 0 | 378799.3251 | 1512.2933 | 425356 | 0 | 0 | 0 | 403757.4277 | 0 | 0 | 0 | 0 | 0 | 0 | 184524.6234 | 0 | 0 | 0 | 1172334.8044 | 0 | 0 | 0 | 0 | -98130.7855 | 0 | 0 | 0 | 0 | 0 | 0 | 0 | 53086.4038 | 0 | 0 | 0 | 0 | 0 | 0
2016-10-26 14:00 | 0 | 0 | 0 | 0 | 229793.4241 | 218665.7458 | 430914 | 0 | 0 | 0 | 552740.8171 | 0 | 0 | 0 | 0 | 0 | 0 | 53086.4038 | 0 | 0 | 0 | 1172330.1151 | 0 | 0 | 0 | 0 | 148983.3894 | 0 | 0 | 0 | 0 | 0 | 0 | 0 | -131438.2195 | 0 | 0 | 0 | 0 | 0 | 0
2016-10-26 15:00 | 0 | 0 | 0 | 0 | 0 | 594457.6639 | 434118 | 0 | 0 | 0 | 701724.2065 | 0 | 0 | 0 | 0 | 0 | 0 | 64442.6783 | 0 | 0 | 0 | 1172325.4257 | 0 | 0 | 0 | 0 | 148983.3894 | 0 | 0 | 0 | 0 | 0 | 0 | 0 | 11356.2745 | 0 | 0 | 0 | 0 | 0 | 0
2016-10-26 16:00 | 0 | 0 | 0 | 0 | 36409.7414 | 681876.8675 | 437865 | 0 | 0 | 0 | 850707.5958 | 0 | 0 | 0 | 0 | 0 | 0 | 195880.8978 | 0 | 0 | 0 | 1172320.7364 | 0 | 0 | 0 | 0 | 148983.3894 | 0 | 0 | 0 | 0 | 0 | 0 | 0 | 131438.2195 | 0 | 0 | 0 | 0 | 0 | 0
2016-10-26 17:00 | 0 | 0 | 0 | 0 | 0 | 664203.8814 | 442826 | 0 | 0 | 0 | 999690.9852 | 0 | 0 | 0 | 0 | 0 | 0 | 268275.3898 | 0 | 0 | 0 | 1172316.0472 | 0 | 0 | 0 | 0 | 148983.3894 | 0 | 0 | 0 | 0 | 0 | 0 | 0 | 72394.492 | 0 | 0 | 0 | 0 | 0 | 0
2016-10-26 18:00 | 0 | 0 | 0 | 0 | 0 | 632610.1606 | 447686 | 0 | 0 | 0 | 1148674.3746 | 0 | 0 | 0 | 0 | 0 | 0 | 304216.161 | 0 | 0 | 0 | 1172311.3579 | 0 | 0 | 0 | 0 | 148983.3894 | 0 | 0 | 0 | 0 | 0 | 0 | 0 | 35940.7712 | 0 | 0 | 0 | 0 | 0 | 0
2016-10-26 19:00 | 0 | 0 | 0 | 0 | 0 | 618770.021 | 452795 | 0 | 0 | 0 | 1297657.7639 | 0 | 0 | 0 | 0 | 0 | 0 | 321207.7927 | 0 | 0 | 0 | 1172306.6687 | 0 | 0 | 0 | 0 | 148983.3894 | 0 | 0 | 0 | 0 | 0 | 0 | 0 | 16991.6316 | 0 | 0 | 0 | 0 | 0 | 0
2016-10-26 20:00 | 0 | 0 | 0 | 0 | 0 | 629013.674 | 458288 | 0 | 0 | 0 | 1446641.1533 | 0 | 0 | 0 | 0 | 0 | 0 | 342950.0773 | 0 | 0 | 0 | 1172301.9794 | 0 | 0 | 0 | 0 | 148983.3894 | 0 | 0 | 0 | 0 | 0 | 0 | 0 | 21742.2846 | 0 | 0 | 0 | 0 | 0 | 0
2016-10-26 21:00 | 0 | 0 | 0 | 0 | 0 | 651957.8195 | 463634 | 0 | 0 | 0 | 1595624.5427 | 0 | 0 | 0 | 0 | 0 | 0 | 382290.5074 | 0 | 0 | 0 | 1172297.2902 | 0 | 0 | 0 | 0 | 148983.3894 | 0 | 0 | 0 | 0 | 0 | 0 | 0 | 39340.4302 | 0 | 0 | 0 | 0 | 0 | 0
2016-10-26 22:00 | 0 | 0 | 0 | 0 | 0 | 629959.9318 | 469313 | 0 | 0 | 0 | 1624833.255 | 0 | 0 | 0 | 0 | 0 | 0 | 513728.7269 | 0 | 0 | 0 | 1172292.601 | 0 | 0 | 0 | 0 | 29208.7123 | 0 | 0 | 0 | 0 | 0 | 0 | 0 | 131438.2195 | 0 | 0 | 0 | 0 | 0 | 0
2016-10-26 23:00 | 0 | 0 | 0 | 0 | 0 | 425918.6134 | 474513 | 0 | 0 | 0 | 1576238.8684 | 0 | 0 | 0 | 0 | 0 | 0 | 513728.7269 | 0 | 0 | 0 | 1172287.9119 | 0 | 0 | 0 | 0 | -48594.3866 | 0 | 0 | 0 | 0 | 0 | 0 | 0 | 0 | 0 | 0 | 0 | 0 | 0 | 0
2016-10-27 | 0 | 0 | 0 | 0 | 256101.3052 | 65739.864 | 470084 | 0 | 0 | 0 | 1559434.2572 | 0 | 0 | 0 | 0 | 0 | 0 | 382290.5074 | 0 | 0 | 0 | 1172283.2227 | 0 | 0 | 0 | 0 | -16804.6113 | 0 | 0 | 0 | 0 | 0 | 0 | 0 | -131438.2195 | 0 | 0 | 0 | 0 | 0 | 0
2016-10-27 01:00 | 0 | 0 | 0 | 0 | 309728.4066 | 11.6466 | 457175 | 0 | 0 | 0 | 1543437.5298 | 0 | 0 | 0 | 0 | 0 | 0 | 250852.2879 | 0 | 0 | 0 | 1172278.5336 | 0 | 0 | 0 | 0 | -15996.7274 | 0 | 0 | 0 | 0 | 0 | 0 | 0 | -131438.2195 | 0 | 0 | 0 | 0 | 0 | 0
2016-10-27 02:00 | 0 | 0 | 0 | 0 | 153080.3911 | 0 | 433502 | 0 | 0 | 0 | 1394454.1404 | 0 | 0 | 0 | 0 | 0 | 0 | 119414.0684 | 0 | 0 | 0 | 1172273.8445 | 0 | 0 | 0 | 0 | -148983.3894 | 0 | 0 | 0 | 0 | 0 | 0 | 0 | -131438.2195 | 0 | 0 | 0 | 0 | 0 | 0
2016-10-27 03:00 | 0 | 0 | 0 | 0 | 366296.5038 | 0 | 405656 | 0 | 0 | 0 | 1245470.751 | 0 | 0 | 0 | 0 | 0 | 0 | 229037.9616 | 0 | 0 | 0 | 1172269.1554 | 0 | 0 | 0 | 0 | -148983.3894 | 0 | 0 | 0 | 0 | 0 | 0 | 0 | 109623.8932 | 0 | 0 | 0 | 0 | 0 | 0
2016-10-27 04:00 | 0 | 0 | 0 | 0 | 373473.3475 | 0 | 380313 | 0 | 0 | 0 | 1107192.8791 | 0 | 0 | 0 | 0 | 0 | 0 | 360476.1811 | 0 | 0 | 0 | 1172264.4663 | 0 | 0 | 0 | 0 | -138277.872 | 0 | 0 | 0 | 0 | 0 | 0 | 0 | 131438.2195 | 0 | 0 | 0 | 0 | 0 | 0
2016-10-27 05:00 | 0 | 0 | 0 | 0 | 81548.3911 | 0 | 361970 | 0 | 0 | 0 | 958209.4897 | 0 | 0 | 0 | 0 | 0 | 0 | 229037.9616 | 0 | 0 | 0 | 1172259.7772 | 0 | 0 | 0 | 0 | -148983.3894 | 0 | 0 | 0 | 0 | 0 | 0 | 0 | -131438.2195 | 0 | 0 | 0 | 0 | 0 | 0
2016-10-27 06:00 | 0 | 0 | 0 | 0 | 377633.8688 | 0 | 348505 | 0 | 0 | 0 | 855900.139 | 0 | 0 | 0 | 0 | 0 | 0 | 360476.1811 | 0 | 0 | 0 | 1172255.0882 | 0 | 0 | 0 | 0 | -102309.3507 | 0 | 0 | 0 | 0 | 0 | 0 | 0 | 131438.2195 | 0 | 0 | 0 | 0 | 0 | 0
2016-10-27 07:00 | 0 | 0 | 0 | 0 | 376348.8111 | 0 | 341247 | 0 | 0 | 0 | 1004883.5284 | 0 | 0 | 0 | 0 | 0 | 0 | 246594.6028 | 0 | 0 | 0 | 1172250.3992 | 0 | 0 | 0 | 0 | 148983.3894 | 0 | 0 | 0 | 0 | 0 | 0 | 0 | -113881.5783 | 0 | 0 | 0 | 0 | 0 | 0
2016-10-27 08:00 | 0 | 0 | 0 | 0 | 323134.8301 | 0 | 340680 | 0 | 0 | 0 | 855900.139 | 0 | 0 | 0 | 0 | 0 | 0 | 378032.8223 | 0 | 0 | 0 | 1172245.7102 | 0 | 0 | 0 | 0 | -148983.3894 | 0 | 0 | 0 | 0 | 0 | 0 | 0 | 131438.2195 | 0 | 0 | 0 | 0 | 0 | 0
2016-10-27 09:00 | 0 | 0 | 0 | 0 | 355596.1522 | 0 | 350607 | 0 | 0 | 0 | 729451.0717 | 0 | 0 | 0 | 0 | 0 | 0 | 509471.0418 | 0 | 0 | 0 | 1172241.0212 | 0 | 0 | 0 | 0 | -126449.0673 | 0 | 0 | 0 | 0 | 0 | 0 | 0 | 131438.2195 | 0 | 0 | 0 | 0 | 0 | 0
2016-10-27 10:00 | 0 | 0 | 0 | 0 | 96147.3911 | 0 | 376569 | 0 | 0 | 0 | 580467.6823 | 0 | 0 | 0 | 0 | 0 | 0 | 378032.8223 | 0 | 0 | 0 | 1172236.3322 | 0 | 0 | 0 | 0 | -148983.3894 | 0 | 0 | 0 | 0 | 0 | 0 | 0 | -131438.2195 | 0 | 0 | 0 | 0 | 0 | 0
2016-10-27 11:00 | 0 | 0 | 0 | 0 | 338714.4013 | 0 | 404673 | 0 | 0 | 0 | 431484.293 | 0 | 0 | 0 | 0 | 0 | 0 | 461057.613 | 0 | 0 | 0 | 1172231.6433 | 0 | 0 | 0 | 0 | -148983.3894 | 0 | 0 | 0 | 0 | 0 | 0 | 0 | 83024.7906 | 0 | 0 | 0 | 0 | 0 | 0
2016-10-27 12:00 | 0 | 0 | 0 | 0 | 330046.6505 | 0 | 417790 | 0 | 0 | 0 | 475179.163 | 0 | 0 | 0 | 0 | 0 | 0 | 329619.3935 | 0 | 0 | 0 | 1172226.9544 | 0 | 0 | 0 | 0 | 43694.87 | 0 | 0 | 0 | 0 | 0 | 0 | 0 | -131438.2195 | 0 | 0 | 0 | 0 | 0 | 0
2016-10-27 13:00 | 0 | 0 | 0 | 0 | 315068.4326 | 1065.9203 | 426933 | 0 | 0 | 0 | 495818.7354 | 0 | 0 | 0 | 0 | 0 | 0 | 198181.174 | 0 | 0 | 0 | 1172222.2654 | 0 | 0 | 0 | 0 | 20639.5724 | 0 | 0 | 0 | 0 | 0 | 0 | 0 | -131438.2195 | 0 | 0 | 0 | 0 | 0 | 0
2016-10-27 14:00 | 0 | 0 | 0 | 0 | 0 | 207719.2608 | 435210 | 0 | 0 | 0 | 346835.3461 | 0 | 0 | 0 | 0 | 0 | 0 | 119673.8241 | 0 | 0 | 0 | 1172217.5766 | 0 | 0 | 0 | 0 | -148983.3894 | 0 | 0 | 0 | 0 | 0 | 0 | 0 | -78507.3498 | 0 | 0 | 0 | 0 | 0 | 0
2016-10-27 15:00 | 0 | 0 | 0 | 0 | 126725.5914 | 464756.5721 | 441686 | 0 | 0 | 0 | 365193.29 | 0 | 0 | 0 | 0 | 0 | 0 | 251112.0436 | 0 | 0 | 0 | 1172212.8877 | 0 | 0 | 0 | 0 | 18357.944 | 0 | 0 | 0 | 0 | 0 | 0 | 0 | 131438.2195 | 0 | 0 | 0 | 0 | 0 | 0
2016-10-27 16:00 | 0 | 0 | 0 | 0 | 0 | 546631.0919 | 447689 | 0 | 0 | 0 | 514176.6794 | 0 | 0 | 0 | 0 | 0 | 0 | 201070.7462 | 0 | 0 | 0 | 1172208.1988 | 0 | 0 | 0 | 0 | 148983.3894 | 0 | 0 | 0 | 0 | 0 | 0 | 0 | -50041.2975 | 0 | 0 | 0 | 0 | 0 | 0
2016-10-27 17:00 | 0 | 0 | 0 | 0 | 0 | 552442.0781 | 454898 | 0 | 0 | 0 | 663160.0688 | 0 | 0 | 0 | 0 | 0 | 0 | 149631.4349 | 0 | 0 | 0 | 1172203.51 | 0 | 0 | 0 | 0 | 148983.3894 | 0 | 0 | 0 | 0 | 0 | 0 | 0 | -51439.3113 | 0 | 0 | 0 | 0 | 0 | 0
2016-10-27 18:00 | 0 | 0 | 0 | 0 | 162353.1169 | 535751.0377 | 460712 | 0 | 0 | 0 | 769114.0039 | 0 | 0 | 0 | 0 | 0 | 0 | 281069.6544 | 0 | 0 | 0 | 1172198.8212 | 0 | 0 | 0 | 0 | 105953.9351 | 0 | 0 | 0 | 0 | 0 | 0 | 0 | 131438.2195 | 0 | 0 | 0 | 0 | 0 | 0
2016-10-27 19:00 | 0 | 0 | 0 | 0 | 0 | 520580.1707 | 464519 | 0 | 0 | 0 | 918097.3932 | 0 | 0 | 0 | 0 | 0 | 0 | 188147.4357 | 0 | 0 | 0 | 1172194.1324 | 0 | 0 | 0 | 0 | 148983.3894 | 0 | 0 | 0 | 0 | 0 | 0 | 0 | -92922.2187 | 0 | 0 | 0 | 0 | 0 | 0
2016-10-27 20:00 | 0 | 0 | 0 | 0 | 0 | 512610.1453 | 469105 | 0 | 0 | 0 | 886873.5352 | 0 | 0 | 0 | 0 | 0 | 0 | 262876.439 | 0 | 0 | 0 | 1172189.4436 | 0 | 0 | 0 | 0 | -31223.858 | 0 | 0 | 0 | 0 | 0 | 0 | 0 | 74729.0033 | 0 | 0 | 0 | 0 | 0 | 0
2016-10-27 21:00 | 0 | 0 | 0 | 0 | 0 | 490190.6829 | 471458 | 0 | 0 | 0 | 774167.9986 | 0 | 0 | 0 | 0 | 0 | 0 | 394314.6585 | 0 | 0 | 0 | 1172184.7549 | 0 | 0 | 0 | 0 | -112705.5366 | 0 | 0 | 0 | 0 | 0 | 0 | 0 | 131438.2195 | 0 | 0 | 0 | 0 | 0 | 0
2016-10-27 22:00 | 0 | 0 | 0 | 0 | 76546.8536 | 414188.3163 | 473190 | 0 | 0 | 0 | 923151.3879 | 0 | 0 | 0 | 0 | 0 | 0 | 262876.439 | 0 | 0 | 0 | 1172180.0661 | 0 | 0 | 0 | 0 | 148983.3894 | 0 | 0 | 0 | 0 | 0 | 0 | 0 | -131438.2195 | 0 | 0 | 0 | 0 | 0 | 0
2016-10-27 23:00 | 0 | 0 | 0 | 0 | 0 | 223463.1185 | 475743 | 0 | 0 | 0 | 802309.726 | 0 | 0 | 0 | 0 | 0 | 0 | 131438.2195 | 0 | 0 | 0 | 1172175.3774 | 0 | 0 | 0 | 0 | -120841.662 | 0 | 0 | 0 | 0 | 0 | 0 | 0 | -131438.2195 | 0 | 0 | 0 | 0 | 0 | 0
2016-10-28 | 0 | 0 | 0 | 0 | 174923.7413 | 16192.6498 | 471538 | 0 | 0 | 0 | 653326.3366 | 0 | 0 | 0 | 0 | 0 | 0 | 0 | 0 | 0 | 0 | 1172170.6887 | 0 | 0 | 0 | 0 | -148983.3894 | 0 | 0 | 0 | 0 | 0 | 0 | 0 | -131438.2195 | 0 | 0 | 0 | 0 | 0 | 0
2016-10-28 01:00 | 0 | 0 | 0 | 0 | 738595.3078 | 0.30103 | 458174 | 0 | 0 | 0 | 802309.726 | 0 | 0 | 0 | 0 | 0 | 0 | 131438.2195 | 0 | 0 | 0 | 1172166 | 0 | 0 | 0 | 0 | 148983.3894 | 0 | 0 | 0 | 0 | 0 | 0 | 0 | 131438.2195 | 0 | 0 | 0 | 0 | 0 | 0
2016-10-28 02:00 | 0 | 0 | 0 | 0 | 154746.3911 | 0 | 435168 | 0 | 0 | 0 | 653326.3366 | 0 | 0 | 0 | 0 | 0 | 0 | 0 | 0 | 0 | 0 | 1172161.3113 | 0 | 0 | 0 | 0 | -148983.3894 | 0 | 0 | 0 | 0 | 0 | 0 | 0 | -131438.2195 | 0 | 0 | 0 | 0 | 0 | 0
2016-10-28 03:00 | 0 | 0 | 0 | 0 | 687497.6089 | 0 | 407076 | 0 | 0 | 0 | 802309.726 | 0 | 0 | 0 | 0 | 0 | 0 | 131438.2195 | 0 | 0 | 0 | 1172156.6227 | 0 | 0 | 0 | 0 | 148983.3894 | 0 | 0 | 0 | 0 | 0 | 0 | 0 | 131438.2195 | 0 | 0 | 0 | 0 | 0 | 0
2016-10-28 04:00 | 0 | 0 | 0 | 0 | 100153.3911 | 0 | 380575 | 0 | 0 | 0 | 653326.3366 | 0 | 0 | 0 | 0 | 0 | 0 | 0 | 0 | 0 | 0 | 1172151.9341 | 0 | 0 | 0 | 0 | -148983.3894 | 0 | 0 | 0 | 0 | 0 | 0 | 0 | -131438.2195 | 0 | 0 | 0 | 0 | 0 | 0
2016-10-28 05:00 | 0 | 0 | 0 | 0 | 343377.8301 | 0 | 360923 | 0 | 0 | 0 | 504342.9472 | 0 | 0 | 0 | 0 | 0 | 0 | 131438.2195 | 0 | 0 | 0 | 1172147.2455 | 0 | 0 | 0 | 0 | -148983.3894 | 0 | 0 | 0 | 0 | 0 | 0 | 0 | 131438.2195 | 0 | 0 | 0 | 0 | 0 | 0
2016-10-28 06:00 | 0 | 0 | 0 | 0 | 364482.1699 | 0 | 346937 | 0 | 0 | 0 | 653326.3366 | 0 | 0 | 0 | 0 | 0 | 0 | 0 | 0 | 0 | 0 | 1172142.5569 | 0 | 0 | 0 | 0 | 148983.3894 | 0 | 0 | 0 | 0 | 0 | 0 | 0 | -131438.2195 | 0 | 0 | 0 | 0 | 0 | 0
2016-10-28 07:00 | 0 | 0 | 0 | 0 | 322699.8301 | 0 | 340245 | 0 | 0 | 0 | 504342.9472 | 0 | 0 | 0 | 0 | 0 | 0 | 131438.2195 | 0 | 0 | 0 | 1172137.8683 | 0 | 0 | 0 | 0 | -148983.3894 | 0 | 0 | 0 | 0 | 0 | 0 | 0 | 131438.2195 | 0 | 0 | 0 | 0 | 0 | 0
2016-10-28 08:00 | 0 | 0 | 0 | 0 | 356826.1699 | 0 | 339281 | 0 | 0 | 0 | 653326.3366 | 0 | 0 | 0 | 0 | 0 | 0 | 0 | 0 | 0 | 0 | 1172133.1798 | 0 | 0 | 0 | 0 | 148983.3894 | 0 | 0 | 0 | 0 | 0 | 0 | 0 | -131438.2195 | 0 | 0 | 0 | 0 | 0 | 0
2016-10-28 09:00 | 0 | 0 | 0 | 0 | 330393.8301 | 0 | 347939 | 0 | 0 | 0 | 504342.9472 | 0 | 0 | 0 | 0 | 0 | 0 | 131438.2195 | 0 | 0 | 0 | 1172128.4912 | 0 | 0 | 0 | 0 | -148983.3894 | 0 | 0 | 0 | 0 | 0 | 0 | 0 | 131438.2195 | 0 | 0 | 0 | 0 | 0 | 0
2016-10-28 10:00 | 0 | 0 | 0 | 0 | 392201.1699 | 0 | 374656 | 0 | 0 | 0 | 653326.3366 | 0 | 0 | 0 | 0 | 0 | 0 | 0 | 0 | 0 | 0 | 1172123.8027 | 0 | 0 | 0 | 0 | 148983.3894 | 0 | 0 | 0 | 0 | 0 | 0 | 0 | -131438.2195 | 0 | 0 | 0 | 0 | 0 | 0
2016-10-28 11:00 | 0 | 0 | 0 | 0 | 252706.6106 | 0 | 401690 | 0 | 0 | 0 | 504342.9472 | 0 | 0 | 0 | 0 | 0 | 0 | 0 | 0 | 0 | 0 | 1172119.1142 | 0 | 0 | 0 | 0 | -148983.3894 | 0 | 0 | 0 | 0 | 0 | 0 | 0 | 0 | 0 | 0 | 0 | 0 | 0 | 0
2016-10-28 12:00 | 0 | 0 | 0 | 0 | 396089.8301 | 0 | 413635 | 0 | 0 | 0 | 355359.5579 | 0 | 0 | 0 | 0 | 0 | 0 | 131438.2195 | 0 | 0 | 0 | 1172114.4257 | 0 | 0 | 0 | 0 | -148983.3894 | 0 | 0 | 0 | 0 | 0 | 0 | 0 | 131438.2195 | 0 | 0 | 0 | 0 | 0 | 0
2016-10-28 13:00 | 0 | 0 | 0 | 0 | 439167.5611 | 1057.6088 | 422680 | 0 | 0 | 0 | 504342.9472 | 0 | 0 | 0 | 0 | 0 | 0 | 0 | 0 | 0 | 0 | 1172109.7373 | 0 | 0 | 0 | 0 | 148983.3894 | 0 | 0 | 0 | 0 | 0 | 0 | 0 | -131438.2195 | 0 | 0 | 0 | 0 | 0 | 0
2016-10-28 14:00 | 0 | 0 | 0 | 0 | 288198.3296 | 125499.5006 | 431243 | 0 | 0 | 0 | 355359.5579 | 0 | 0 | 0 | 0 | 0 | 0 | 131438.2195 | 0 | 0 | 0 | 1172105.0488 | 0 | 0 | 0 | 0 | -148983.3894 | 0 | 0 | 0 | 0 | 0 | 0 | 0 | 131438.2195 | 0 | 0 | 0 | 0 | 0 | 0
2016-10-28 15:00 | 0 | 0 | 0 | 0 | 158268.0668 | 296817.103 | 437540 | 0 | 0 | 0 | 504342.9472 | 0 | 0 | 0 | 0 | 0 | 0 | 0 | 0 | 0 | 0 | 1172100.3604 | 0 | 0 | 0 | 0 | 148983.3894 | 0 | 0 | 0 | 0 | 0 | 0 | 0 | -131438.2195 | 0 | 0 | 0 | 0 | 0 | 0
2016-10-28 16:00 | 0 | 0 | 0 | 0 | 30578.3384 | 395073.4917 | 443197 | 0 | 0 | 0 | 355359.5579 | 0 | 0 | 0 | 0 | 0 | 0 | 131438.2195 | 0 | 0 | 0 | 1172095.672 | 0 | 0 | 0 | 0 | -148983.3894 | 0 | 0 | 0 | 0 | 0 | 0 | 0 | 131438.2195 | 0 | 0 | 0 | 0 | 0 | 0
2016-10-28 17:00 | 0 | 0 | 0 | 0 | 33034.5708 | 433861.5991 | 449351 | 0 | 0 | 0 | 504342.9472 | 0 | 0 | 0 | 0 | 0 | 0 | 0 | 0 | 0 | 0 | 1172090.9836 | 0 | 0 | 0 | 0 | 148983.3894 | 0 | 0 | 0 | 0 | 0 | 0 | 0 | -131438.2195 | 0 | 0 | 0 | 0 | 0 | 0
2016-10-28 18:00 | 0 | 0 | 0 | 0 | 0 | 450239.21 | 454376 | 0 | 0 | 0 | 368767.9377 | 0 | 0 | 0 | 0 | 0 | 0 | 131438.2195 | 0 | 0 | 0 | 1172086.2953 | 0 | 0 | 0 | 0 | -135575.0095 | 0 | 0 | 0 | 0 | 0 | 0 | 0 | 131438.2195 | 0 | 0 | 0 | 0 | 0 | 0
2016-10-28 19:00 | 0 | 0 | 0 | 0 | 19865.3708 | 454544.7991 | 456865 | 0 | 0 | 0 | 517751.3271 | 0 | 0 | 0 | 0 | 0 | 0 | 0 | 0 | 0 | 0 | 1172081.6069 | 0 | 0 | 0 | 0 | 148983.3894 | 0 | 0 | 0 | 0 | 0 | 0 | 0 | -131438.2195 | 0 | 0 | 0 | 0 | 0 | 0
2016-10-28 20:00 | 0 | 0 | 0 | 0 | 287590.5738 | 452461.0351 | 459630 | 0 | 0 | 0 | 666734.7165 | 0 | 0 | 0 | 0 | 0 | 0 | 131438.2195 | 0 | 0 | 0 | 1172076.9186 | 0 | 0 | 0 | 0 | 148983.3894 | 0 | 0 | 0 | 0 | 0 | 0 | 0 | 131438.2195 | 0 | 0 | 0 | 0 | 0 | 0
2016-10-28 21:00 | 0 | 0 | 0 | 0 | 0 | 430209.9246 | 460343 | 0 | 0 | 0 | 517751.3271 | 0 | 0 | 0 | 0 | 0 | 0 | 250288.5335 | 0 | 0 | 0 | 1172072.2303 | 0 | 0 | 0 | 0 | -148983.3894 | 0 | 0 | 0 | 0 | 0 | 0 | 0 | 118850.314 | 0 | 0 | 0 | 0 | 0 | 0
2016-10-28 22:00 | 0 | 0 | 0 | 0 | 63790.649 | 378015.1811 | 459351 | 0 | 0 | 0 | 368767.9377 | 0 | 0 | 0 | 0 | 0 | 0 | 381726.753 | 0 | 0 | 0 | 1172067.542 | 0 | 0 | 0 | 0 | -148983.3894 | 0 | 0 | 0 | 0 | 0 | 0 | 0 | 131438.2195 | 0 | 0 | 0 | 0 | 0 | 0
2016-10-28 23:00 | 0 | 0 | 0 | 0 | 225432.1574 | 250254.0125 | 458141 | 0 | 0 | 0 | 517751.3271 | 0 | 0 | 0 | 0 | 0 | 0 | 250288.5335 | 0 | 0 | 0 | 1172062.8537 | 0 | 0 | 0 | 0 | 148983.3894 | 0 | 0 | 0 | 0 | 0 | 0 | 0 | -131438.2195 | 0 | 0 | 0 | 0 | 0 | 0
2016-10-29 | 0 | 0 | 0 | 0 | 425519.3074 | 56139.768 | 451526 | 0 | 0 | 0 | 666734.7165 | 0 | 0 | 0 | 0 | 0 | 0 | 131438.2195 | 0 | 0 | 0 | 1172058.1655 | 0 | 0 | 0 | 0 | 148983.3894 | 0 | 0 | 0 | 0 | 0 | 0 | 0 | -118850.314 | 0 | 0 | 0 | 0 | 0 | 0
2016-10-29 01:00 | 0 | 0 | 0 | 0 | 666506.6011 | 2.7537 | 438382 | 0 | 0 | 0 | 763423.8518 | 0 | 0 | 0 | 0 | 0 | 0 | 262876.439 | 0 | 0 | 0 | 1172053.4773 | 0 | 0 | 0 | 0 | 96689.1353 | 0 | 0 | 0 | 0 | 0 | 0 | 0 | 131438.2195 | 0 | 0 | 0 | 0 | 0 | 0
2016-10-29 02:00 | 0 | 0 | 0 | 0 | 139276.3911 | 0 | 419698 | 0 | 0 | 0 | 614440.4624 | 0 | 0 | 0 | 0 | 0 | 0 | 131438.2195 | 0 | 0 | 0 | 1172048.789 | 0 | 0 | 0 | 0 | -148983.3894 | 0 | 0 | 0 | 0 | 0 | 0 | 0 | -131438.2195 | 0 | 0 | 0 | 0 | 0 | 0
2016-10-29 03:00 | 0 | 0 | 0 | 0 | 118153.3911 | 0 | 398575 | 0 | 0 | 0 | 465457.073 | 0 | 0 | 0 | 0 | 0 | 0 | 0 | 0 | 0 | 0 | 1172044.1008 | 0 | 0 | 0 | 0 | -148983.3894 | 0 | 0 | 0 | 0 | 0 | 0 | 0 | -131438.2195 | 0 | 0 | 0 | 0 | 0 | 0
2016-10-29 04:00 | 0 | 0 | 0 | 0 | 587411.9135 | 0 | 376913 | 0 | 0 | 0 | 544517.767 | 0 | 0 | 0 | 0 | 0 | 0 | 131438.2195 | 0 | 0 | 0 | 1172039.4127 | 0 | 0 | 0 | 0 | 79060.694 | 0 | 0 | 0 | 0 | 0 | 0 | 0 | 131438.2195 | 0 | 0 | 0 | 0 | 0 | 0
2016-10-29 05:00 | 0 | 0 | 0 | 0 | 78308.3911 | 0 | 358730 | 0 | 0 | 0 | 395534.3776 | 0 | 0 | 0 | 0 | 0 | 0 | 0 | 0 | 0 | 0 | 1172034.7245 | 0 | 0 | 0 | 0 | -148983.3894 | 0 | 0 | 0 | 0 | 0 | 0 | 0 | -131438.2195 | 0 | 0 | 0 | 0 | 0 | 0
2016-10-29 06:00 | 0 | 0 | 0 | 0 | 551535.3087 | 0 | 345598 | 0 | 0 | 0 | 470033.4668 | 0 | 0 | 0 | 0 | 0 | 0 | 131438.2195 | 0 | 0 | 0 | 1172030.0364 | 0 | 0 | 0 | 0 | 74499.0892 | 0 | 0 | 0 | 0 | 0 | 0 | 0 | 131438.2195 | 0 | 0 | 0 | 0 | 0 | 0
2016-10-29 07:00 | 0 | 0 | 0 | 0 | 55714.3911 | 0 | 336136 | 0 | 0 | 0 | 321050.0774 | 0 | 0 | 0 | 0 | 0 | 0 | 0 | 0 | 0 | 0 | 1172025.3482 | 0 | 0 | 0 | 0 | -148983.3894 | 0 | 0 | 0 | 0 | 0 | 0 | 0 | -131438.2195 | 0 | 0 | 0 | 0 | 0 | 0
2016-10-29 08:00 | 0 | 0 | 0 | 0 | 517585.2749 | 0 | 331955 | 0 | 0 | 0 | 375242.1329 | 0 | 0 | 0 | 0 | 0 | 0 | 131438.2195 | 0 | 0 | 0 | 1172020.6601 | 0 | 0 | 0 | 0 | 54192.0554 | 0 | 0 | 0 | 0 | 0 | 0 | 0 | 131438.2195 | 0 | 0 | 0 | 0 | 0 | 0
2016-10-29 09:00 | 0 | 0 | 0 | 0 | 53766.3911 | 0 | 334188 | 0 | 0 | 0 | 226258.7435 | 0 | 0 | 0 | 0 | 0 | 0 | 0 | 0 | 0 | 0 | 1172015.9721 | 0 | 0 | 0 | 0 | -148983.3894 | 0 | 0 | 0 | 0 | 0 | 0 | 0 | -131438.2195 | 0 | 0 | 0 | 0 | 0 | 0
2016-10-29 10:00 | 0 | 0 | 0 | 0 | 492383.6959 | 0 | 341183 | 0 | 0 | 0 | 246021.2199 | 0 | 0 | 0 | 0 | 0 | 0 | 131438.2195 | 0 | 0 | 0 | 1172011.284 | 0 | 0 | 0 | 0 | 19762.4764 | 0 | 0 | 0 | 0 | 0 | 0 | 0 | 131438.2195 | 0 | 0 | 0 | 0 | 0 | 0
2016-10-29 11:00 | 0 | 0 | 0 | 0 | 370945.1699 | 0 | 353400 | 0 | 0 | 0 | 395004.6092 | 0 | 0 | 0 | 0 | 0 | 0 | 0 | 0 | 0 | 0 | 1172006.596 | 0 | 0 | 0 | 0 | 148983.3894 | 0 | 0 | 0 | 0 | 0 | 0 | 0 | -131438.2195 | 0 | 0 | 0 | 0 | 0 | 0
2016-10-29 12:00 | 0 | 0 | 0 | 0 | 474931.8225 | 0 | 366362 | 0 | 0 | 0 | 372136.2122 | 0 | 0 | 0 | 0 | 0 | 0 | 131438.2195 | 0 | 0 | 0 | 1172001.9079 | 0 | 0 | 0 | 0 | -22868.397 | 0 | 0 | 0 | 0 | 0 | 0 | 0 | 131438.2195 | 0 | 0 | 0 | 0 | 0 | 0
2016-10-29 13:00 | 0 | 0 | 0 | 0 | 98217.8467 | 710.5444 | 379350 | 0 | 0 | 0 | 223152.8228 | 0 | 0 | 0 | 0 | 0 | 0 | 0 | 0 | 0 | 0 | 1171997.2199 | 0 | 0 | 0 | 0 | -148983.3894 | 0 | 0 | 0 | 0 | 0 | 0 | 0 | -131438.2195 | 0 | 0 | 0 | 0 | 0 | 0
2016-10-29 14:00 | 0 | 0 | 0 | 0 | 72738.372 | 171338.2386 | 393060 | 0 | 0 | 0 | 74169.4334 | 0 | 0 | 0 | 0 | 0 | 0 | 0 | 0 | 0 | 0 | 1171992.5319 | 0 | 0 | 0 | 0 | -148983.3894 | 0 | 0 | 0 | 0 | 0 | 0 | 0 | 0 | 0 | 0 | 0 | 0 | 0 | 0
2016-10-29 15:00 | 0 | 0 | 0 | 0 | 53526.5236 | 498271.8658 | 402815 | 0 | 0 | 0 | 223152.8228 | 0 | 0 | 0 | 0 | 0 | 0 | 0 | 0 | 0 | 0 | 1171987.844 | 0 | 0 | 0 | 0 | 148983.3894 | 0 | 0 | 0 | 0 | 0 | 0 | 0 | 0 | 0 | 0 | 0 | 0 | 0 | 0
2016-10-29 16:00 | 0 | 0 | 0 | 0 | 78769.0329 | 612324.5759 | 410672 | 0 | 0 | 0 | 372136.2122 | 0 | 0 | 0 | 0 | 0 | 0 | 131438.2195 | 0 | 0 | 0 | 1171983.156 | 0 | 0 | 0 | 0 | 148983.3894 | 0 | 0 | 0 | 0 | 0 | 0 | 0 | 131438.2195 | 0 | 0 | 0 | 0 | 0 | 0
2016-10-29 17:00 | 0 | 0 | 0 | 0 | 0 | 620679.822 | 417739 | 0 | 0 | 0 | 491573.3835 | 0 | 0 | 0 | 0 | 0 | 0 | 214941.8702 | 0 | 0 | 0 | 1171978.4681 | 0 | 0 | 0 | 0 | 119437.1713 | 0 | 0 | 0 | 0 | 0 | 0 | 0 | 83503.6507 | 0 | 0 | 0 | 0 | 0 | 0
2016-10-29 18:00 | 0 | 0 | 0 | 0 | 0 | 594652.5719 | 425048 | 0 | 0 | 0 | 640556.7728 | 0 | 0 | 0 | 0 | 0 | 0 | 235563.0528 | 0 | 0 | 0 | 1171973.7802 | 0 | 0 | 0 | 0 | 148983.3894 | 0 | 0 | 0 | 0 | 0 | 0 | 0 | 20621.1825 | 0 | 0 | 0 | 0 | 0 | 0
2016-10-29 19:00 | 0 | 0 | 0 | 0 | 0 | 582640.6838 | 430421 | 0 | 0 | 0 | 789540.1622 | 0 | 0 | 0 | 0 | 0 | 0 | 238799.3472 | 0 | 0 | 0 | 1171969.0923 | 0 | 0 | 0 | 0 | 148983.3894 | 0 | 0 | 0 | 0 | 0 | 0 | 0 | 3236.2944 | 0 | 0 | 0 | 0 | 0 | 0
2016-10-29 20:00 | 0 | 0 | 0 | 0 | 0 | 593998.1945 | 436729 | 0 | 0 | 0 | 938523.5516 | 0 | 0 | 0 | 0 | 0 | 0 | 247085.1523 | 0 | 0 | 0 | 1171964.4044 | 0 | 0 | 0 | 0 | 148983.3894 | 0 | 0 | 0 | 0 | 0 | 0 | 0 | 8285.8051 | 0 | 0 | 0 | 0 | 0 | 0
2016-10-29 21:00 | 0 | 0 | 0 | 0 | 0 | 612807.7796 | 439461 | 0 | 0 | 0 | 980432.1117 | 0 | 0 | 0 | 0 | 0 | 0 | 378523.3718 | 0 | 0 | 0 | 1171959.7165 | 0 | 0 | 0 | 0 | 41908.5601 | 0 | 0 | 0 | 0 | 0 | 0 | 0 | 131438.2195 | 0 | 0 | 0 | 0 | 0 | 0
2016-10-29 22:00 | 0 | 0 | 0 | 0 | 0 | 586052.0701 | 439395 | 0 | 0 | 0 | 1129415.5011 | 0 | 0 | 0 | 0 | 0 | 0 | 376197.0525 | 0 | 0 | 0 | 1171955.0287 | 0 | 0 | 0 | 0 | 148983.3894 | 0 | 0 | 0 | 0 | 0 | 0 | 0 | -2326.3192 | 0 | 0 | 0 | 0 | 0 | 0
2016-10-29 23:00 | 0 | 0 | 0 | 0 | 0 | 372666.8622 | 439845 | 0 | 0 | 0 | 1193675.5828 | 0 | 0 | 0 | 0 | 0 | 0 | 244758.833 | 0 | 0 | 0 | 1171950.3409 | 0 | 0 | 0 | 0 | 64260.0817 | 0 | 0 | 0 | 0 | 0 | 0 | 0 | -131438.2195 | 0 | 0 | 0 | 0 | 0 | 0
2016-10-30 | 0 | 0 | 0 | 0 | 107971.9475 | 45486.4436 | 433880 | 0 | 0 | 0 | 1044692.1935 | 0 | 0 | 0 | 0 | 0 | 0 | 113320.6135 | 0 | 0 | 0 | 1171945.6531 | 0 | 0 | 0 | 0 | -148983.3894 | 0 | 0 | 0 | 0 | 0 | 0 | 0 | -131438.2195 | 0 | 0 | 0 | 0 | 0 | 0
2016-10-30 01:00 | 0 | 0 | 0 | 0 | 526977.6607 | 0.7738 | 421469 | 0 | 0 | 0 | 1018763.4085 | 0 | 0 | 0 | 0 | 0 | 0 | 244758.833 | 0 | 0 | 0 | 1171940.9653 | 0 | 0 | 0 | 0 | -25928.785 | 0 | 0 | 0 | 0 | 0 | 0 | 0 | 131438.2195 | 0 | 0 | 0 | 0 | 0 | 0
2016-10-30 02:00 | 0 | 0 | 0 | 0 | 124650.3911 | 0 | 405072 | 0 | 0 | 0 | 869780.0191 | 0 | 0 | 0 | 0 | 0 | 0 | 113320.6135 | 0 | 0 | 0 | 1171936.2775 | 0 | 0 | 0 | 0 | -148983.3894 | 0 | 0 | 0 | 0 | 0 | 0 | 0 | -131438.2195 | 0 | 0 | 0 | 0 | 0 | 0
2016-10-30 03:00 | 0 | 0 | 0 | 0 | 522604.7042 | 0 | 385088 | 0 | 0 | 0 | 875858.5038 | 0 | 0 | 0 | 0 | 0 | 0 | 244758.833 | 0 | 0 | 0 | 1171931.5898 | 0 | 0 | 0 | 0 | 6078.4847 | 0 | 0 | 0 | 0 | 0 | 0 | 0 | 131438.2195 | 0 | 0 | 0 | 0 | 0 | 0
2016-10-30 04:00 | 0 | 0 | 0 | 0 | 84154.3911 | 0 | 364576 | 0 | 0 | 0 | 726875.1144 | 0 | 0 | 0 | 0 | 0 | 0 | 113320.6135 | 0 | 0 | 0 | 1171926.9021 | 0 | 0 | 0 | 0 | -148983.3894 | 0 | 0 | 0 | 0 | 0 | 0 | 0 | -131438.2195 | 0 | 0 | 0 | 0 | 0 | 0
2016-10-30 05:00 | 0 | 0 | 0 | 0 | 515239.9953 | 0 | 348139 | 0 | 0 | 0 | 875858.5038 | 0 | 0 | 0 | 0 | 0 | 0 | 131438.2195 | 0 | 0 | 0 | 1171922.2144 | 0 | 0 | 0 | 0 | 148983.3894 | 0 | 0 | 0 | 0 | 0 | 0 | 0 | 18117.606 | 0 | 0 | 0 | 0 | 0 | 0
2016-10-30 06:00 | 0 | 0 | 0 | 0 | 53596.3911 | 0 | 334018 | 0 | 0 | 0 | 726875.1144 | 0 | 0 | 0 | 0 | 0 | 0 | 0 | 0 | 0 | 0 | 1171917.5267 | 0 | 0 | 0 | 0 | -148983.3894 | 0 | 0 | 0 | 0 | 0 | 0 | 0 | -131438.2195 | 0 | 0 | 0 | 0 | 0 | 0
2016-10-30 07:00 | 0 | 0 | 0 | 0 | 483790.8323 | 0 | 324431 | 0 | 0 | 0 | 754796.7272 | 0 | 0 | 0 | 0 | 0 | 0 | 131438.2195 | 0 | 0 | 0 | 1171912.839 | 0 | 0 | 0 | 0 | 27921.6127 | 0 | 0 | 0 | 0 | 0 | 0 | 0 | 131438.2195 | 0 | 0 | 0 | 0 | 0 | 0
2016-10-30 08:00 | 0 | 0 | 0 | 0 | 459907.4484 | 0 | 318956 | 0 | 0 | 0 | 764309.9561 | 0 | 0 | 0 | 0 | 0 | 0 | 262876.439 | 0 | 0 | 0 | 1171908.1513 | 0 | 0 | 0 | 0 | 9513.2289 | 0 | 0 | 0 | 0 | 0 | 0 | 0 | 131438.2195 | 0 | 0 | 0 | 0 | 0 | 0
2016-10-30 09:00 | 0 | 0 | 0 | 0 | 417895.3844 | 0 | 317742 | 0 | 0 | 0 | 733025.121 | 0 | 0 | 0 | 0 | 0 | 0 | 394314.6585 | 0 | 0 | 0 | 1171903.4637 | 0 | 0 | 0 | 0 | -31284.8351 | 0 | 0 | 0 | 0 | 0 | 0 | 0 | 131438.2195 | 0 | 0 | 0 | 0 | 0 | 0
2016-10-30 10:00 | 0 | 0 | 0 | 0 | 41565.3911 | 0 | 321987 | 0 | 0 | 0 | 584041.7316 | 0 | 0 | 0 | 0 | 0 | 0 | 262876.439 | 0 | 0 | 0 | 1171898.7761 | 0 | 0 | 0 | 0 | -148983.3894 | 0 | 0 | 0 | 0 | 0 | 0 | 0 | -131438.2195 | 0 | 0 | 0 | 0 | 0 | 0
2016-10-30 11:00 | 0 | 0 | 0 | 0 | 352330.9708 | 0 | 330156 | 0 | 0 | 0 | 474778.4829 | 0 | 0 | 0 | 0 | 0 | 0 | 394314.6585 | 0 | 0 | 0 | 1171894.0885 | 0 | 0 | 0 | 0 | -109263.2487 | 0 | 0 | 0 | 0 | 0 | 0 | 0 | 131438.2195 | 0 | 0 | 0 | 0 | 0 | 0
2016-10-30 12:00 | 0 | 0 | 0 | 0 | 333207.0795 | 0 | 342297 | 0 | 0 | 0 | 597126.7818 | 0 | 0 | 0 | 0 | 0 | 0 | 262876.439 | 0 | 0 | 0 | 1171889.4009 | 0 | 0 | 0 | 0 | 122348.299 | 0 | 0 | 0 | 0 | 0 | 0 | 0 | -131438.2195 | 0 | 0 | 0 | 0 | 0 | 0
2016-10-30 13:00 | 0 | 0 | 0 | 0 | 75800.3446 | 587.0466 | 356809 | 0 | 0 | 0 | 448143.3925 | 0 | 0 | 0 | 0 | 0 | 0 | 131438.2195 | 0 | 0 | 0 | 1171884.7134 | 0 | 0 | 0 | 0 | -148983.3894 | 0 | 0 | 0 | 0 | 0 | 0 | 0 | -131438.2195 | 0 | 0 | 0 | 0 | 0 | 0
2016-10-30 14:00 | 0 | 0 | 0 | 0 | 238812.802 | 186436.0748 | 371612 | 0 | 0 | 0 | 370342.0497 | 0 | 0 | 0 | 0 | 0 | 0 | 262876.439 | 0 | 0 | 0 | 1171880.0258 | 0 | 0 | 0 | 0 | -77801.3427 | 0 | 0 | 0 | 0 | 0 | 0 | 0 | 131438.2195 | 0 | 0 | 0 | 0 | 0 | 0
2016-10-30 15:00 | 0 | 0 | 0 | 0 | 37041.1294 | 365483.0404 | 384979 | 0 | 0 | 0 | 519325.4391 | 0 | 0 | 0 | 0 | 0 | 0 | 131438.2195 | 0 | 0 | 0 | 1171875.3383 | 0 | 0 | 0 | 0 | 148983.3894 | 0 | 0 | 0 | 0 | 0 | 0 | 0 | -131438.2195 | 0 | 0 | 0 | 0 | 0 | 0
2016-10-30 16:00 | 0 | 0 | 0 | 0 | 0 | 454628.4115 | 398469 | 0 | 0 | 0 | 667899.8669 | 0 | 0 | 0 | 0 | 0 | 0 | 39023.2032 | 0 | 0 | 0 | 1171870.6508 | 0 | 0 | 0 | 0 | 148574.4278 | 0 | 0 | 0 | 0 | 0 | 0 | 0 | -92415.0163 | 0 | 0 | 0 | 0 | 0 | 0
2016-10-30 17:00 | 0 | 0 | 0 | 0 | 0 | 481713.2664 | 411094 | 0 | 0 | 0 | 607080.9138 | 0 | 0 | 0 | 0 | 0 | 0 | 170461.4227 | 0 | 0 | 0 | 1171865.9633 | 0 | 0 | 0 | 0 | -60818.9531 | 0 | 0 | 0 | 0 | 0 | 0 | 0 | 131438.2195 | 0 | 0 | 0 | 0 | 0 | 0
2016-10-30 18:00 | 0 | 0 | 0 | 0 | 0 | 488757.3019 | 421927 | 0 | 0 | 0 | 756064.3032 | 0 | 0 | 0 | 0 | 0 | 0 | 88308.3353 | 0 | 0 | 0 | 1171861.2759 | 0 | 0 | 0 | 0 | 148983.3894 | 0 | 0 | 0 | 0 | 0 | 0 | 0 | -82153.0874 | 0 | 0 | 0 | 0 | 0 | 0
2016-10-30 19:00 | 0 | 0 | 0 | 0 | 179197.0377 | 494682.0986 | 429488 | 0 | 0 | 0 | 869017.22 | 0 | 0 | 0 | 0 | 0 | 0 | 219746.5548 | 0 | 0 | 0 | 1171856.5884 | 0 | 0 | 0 | 0 | 112952.9168 | 0 | 0 | 0 | 0 | 0 | 0 | 0 | 131438.2195 | 0 | 0 | 0 | 0 | 0 | 0
2016-10-30 20:00 | 0 | 0 | 0 | 0 | 0 | 497571.0541 | 436896 | 0 | 0 | 0 | 1018000.6094 | 0 | 0 | 0 | 0 | 0 | 0 | 131438.2195 | 0 | 0 | 0 | 1171851.901 | 0 | 0 | 0 | 0 | 148983.3894 | 0 | 0 | 0 | 0 | 0 | 0 | 0 | -88308.3353 | 0 | 0 | 0 | 0 | 0 | 0
2016-10-30 21:00 | 0 | 0 | 0 | 0 | 0 | 485655.8067 | 441267 | 0 | 0 | 0 | 930951.1966 | 0 | 0 | 0 | 0 | 0 | 0 | 262876.439 | 0 | 0 | 0 | 1171847.2136 | 0 | 0 | 0 | 0 | -87049.4128 | 0 | 0 | 0 | 0 | 0 | 0 | 0 | 131438.2195 | 0 | 0 | 0 | 0 | 0 | 0
2016-10-30 22:00 | 0 | 0 | 0 | 0 | 0 | 433707.9899 | 444525 | 0 | 0 | 0 | 788695.967 | 0 | 0 | 0 | 0 | 0 | 0 | 394314.6585 | 0 | 0 | 0 | 1171842.5262 | 0 | 0 | 0 | 0 | -142255.2296 | 0 | 0 | 0 | 0 | 0 | 0 | 0 | 131438.2195 | 0 | 0 | 0 | 0 | 0 | 0
2016-10-30 23:00 | 0 | 0 | 0 | 0 | 0 | 263850.8506 | 448448 | 0 | 0 | 0 | 735537.0371 | 0 | 0 | 0 | 0 | 0 | 0 | 262876.439 | 0 | 0 | 0 | 1171837.8388 | 0 | 0 | 0 | 0 | -53158.9299 | 0 | 0 | 0 | 0 | 0 | 0 | 0 | -131438.2195 | 0 | 0 | 0 | 0 | 0 | 0
2016-10-31 | 0 | 0 | 0 | 0 | 439151.7599 | 53520.2112 | 445376 | 0 | 0 | 0 | 651394.7887 | 0 | 0 | 0 | 0 | 0 | 0 | 394314.6585 | 0 | 0 | 0 | 1171833.1515 | 0 | 0 | 0 | 0 | -84142.2484 | 0 | 0 | 0 | 0 | 0 | 0 | 0 | 131438.2195 | 0 | 0 | 0 | 0 | 0 | 0
2016-10-31 01:00 | 0 | 0 | 0 | 0 | 447557.0169 | 0.15298 | 430012 | 0 | 0 | 0 | 800378.1781 | 0 | 0 | 0 | 0 | 0 | 0 | 262876.439 | 0 | 0 | 0 | 1171828.4641 | 0 | 0 | 0 | 0 | 148983.3894 | 0 | 0 | 0 | 0 | 0 | 0 | 0 | -131438.2195 | 0 | 0 | 0 | 0 | 0 | 0
2016-10-31 02:00 | 0 | 0 | 0 | 0 | 130002.3911 | 0 | 410424 | 0 | 0 | 0 | 651394.7887 | 0 | 0 | 0 | 0 | 0 | 0 | 131438.2195 | 0 | 0 | 0 | 1171823.7768 | 0 | 0 | 0 | 0 | -148983.3894 | 0 | 0 | 0 | 0 | 0 | 0 | 0 | -131438.2195 | 0 | 0 | 0 | 0 | 0 | 0
2016-10-31 03:00 | 0 | 0 | 0 | 0 | 574769.7107 | 0 | 386114 | 0 | 0 | 0 | 708612.2798 | 0 | 0 | 0 | 0 | 0 | 0 | 262876.439 | 0 | 0 | 0 | 1171819.0895 | 0 | 0 | 0 | 0 | 57217.4912 | 0 | 0 | 0 | 0 | 0 | 0 | 0 | 131438.2195 | 0 | 0 | 0 | 0 | 0 | 0
2016-10-31 04:00 | 0 | 0 | 0 | 0 | 83474.3911 | 0 | 363896 | 0 | 0 | 0 | 559628.8905 | 0 | 0 | 0 | 0 | 0 | 0 | 131438.2195 | 0 | 0 | 0 | 1171814.4023 | 0 | 0 | 0 | 0 | -148983.3894 | 0 | 0 | 0 | 0 | 0 | 0 | 0 | -131438.2195 | 0 | 0 | 0 | 0 | 0 | 0
2016-10-31 05:00 | 0 | 0 | 0 | 0 | 578597.0285 | 0 | 346071 | 0 | 0 | 0 | 660716.6995 | 0 | 0 | 0 | 0 | 0 | 0 | 262876.439 | 0 | 0 | 0 | 1171809.715 | 0 | 0 | 0 | 0 | 101087.809 | 0 | 0 | 0 | 0 | 0 | 0 | 0 | 131438.2195 | 0 | 0 | 0 | 0 | 0 | 0
2016-10-31 06:00 | 0 | 0 | 0 | 0 | 53825.3911 | 0 | 334247 | 0 | 0 | 0 | 511733.3101 | 0 | 0 | 0 | 0 | 0 | 0 | 131438.2195 | 0 | 0 | 0 | 1171805.0278 | 0 | 0 | 0 | 0 | -148983.3894 | 0 | 0 | 0 | 0 | 0 | 0 | 0 | -131438.2195 | 0 | 0 | 0 | 0 | 0 | 0
2016-10-31 07:00 | 0 | 0 | 0 | 0 | 309537.8301 | 0 | 327083 | 0 | 0 | 0 | 362749.9207 | 0 | 0 | 0 | 0 | 0 | 0 | 262876.439 | 0 | 0 | 0 | 1171800.3405 | 0 | 0 | 0 | 0 | -148983.3894 | 0 | 0 | 0 | 0 | 0 | 0 | 0 | 131438.2195 | 0 | 0 | 0 | 0 | 0 | 0
2016-10-31 08:00 | 0 | 0 | 0 | 0 | 344189.1699 | 0 | 326644 | 0 | 0 | 0 | 511733.3101 | 0 | 0 | 0 | 0 | 0 | 0 | 131438.2195 | 0 | 0 | 0 | 1171795.6533 | 0 | 0 | 0 | 0 | 148983.3894 | 0 | 0 | 0 | 0 | 0 | 0 | 0 | -131438.2195 | 0 | 0 | 0 | 0 | 0 | 0
2016-10-31 09:00 | 0 | 0 | 0 | 0 | 56574.3911 | 0 | 336996 | 0 | 0 | 0 | 362749.9207 | 0 | 0 | 0 | 0 | 0 | 0 | 0 | 0 | 0 | 0 | 1171790.9661 | 0 | 0 | 0 | 0 | -148983.3894 | 0 | 0 | 0 | 0 | 0 | 0 | 0 | -131438.2195 | 0 | 0 | 0 | 0 | 0 | 0
2016-10-31 10:00 | 0 | 0 | 0 | 0 | 600210.8224 | 0 | 364167 | 0 | 0 | 0 | 467355.5236 | 0 | 0 | 0 | 0 | 0 | 0 | 131438.2195 | 0 | 0 | 0 | 1171786.279 | 0 | 0 | 0 | 0 | 104605.6029 | 0 | 0 | 0 | 0 | 0 | 0 | 0 | 131438.2195 | 0 | 0 | 0 | 0 | 0 | 0
2016-10-31 11:00 | 0 | 0 | 0 | 0 | 113812.3911 | 0 | 394234 | 0 | 0 | 0 | 318372.1343 | 0 | 0 | 0 | 0 | 0 | 0 | 0 | 0 | 0 | 0 | 1171781.5918 | 0 | 0 | 0 | 0 | -148983.3894 | 0 | 0 | 0 | 0 | 0 | 0 | 0 | -131438.2195 | 0 | 0 | 0 | 0 | 0 | 0
2016-10-31 12:00 | 0 | 0 | 0 | 0 | 392402.8301 | 0 | 409948 | 0 | 0 | 0 | 169388.7449 | 0 | 0 | 0 | 0 | 0 | 0 | 131438.2195 | 0 | 0 | 0 | 1171776.9047 | 0 | 0 | 0 | 0 | -148983.3894 | 0 | 0 | 0 | 0 | 0 | 0 | 0 | 131438.2195 | 0 | 0 | 0 | 0 | 0 | 0
2016-10-31 13:00 | 0 | 0 | 0 | 0 | 435894.5472 | 469.6226 | 418819 | 0 | 0 | 0 | 318372.1343 | 0 | 0 | 0 | 0 | 0 | 0 | 0 | 0 | 0 | 0 | 1171772.2176 | 0 | 0 | 0 | 0 | 148983.3894 | 0 | 0 | 0 | 0 | 0 | 0 | 0 | -131438.2195 | 0 | 0 | 0 | 0 | 0 | 0
2016-10-31 14:00 | 0 | 0 | 0 | 0 | 128636.6416 | 150537.969 | 428158 | 0 | 0 | 0 | 169388.7449 | 0 | 0 | 0 | 0 | 0 | 0 | 0 | 0 | 0 | 0 | 1171767.5305 | 0 | 0 | 0 | 0 | -148983.3894 | 0 | 0 | 0 | 0 | 0 | 0 | 0 | 0 | 0 | 0 | 0 | 0 | 0 | 0
2016-10-31 15:00 | 0 | 0 | 0 | 0 | 89264.1223 | 495603.2671 | 435884 | 0 | 0 | 0 | 318372.1343 | 0 | 0 | 0 | 0 | 0 | 0 | 0 | 0 | 0 | 0 | 1171762.8434 | 0 | 0 | 0 | 0 | 148983.3894 | 0 | 0 | 0 | 0 | 0 | 0 | 0 | 0 | 0 | 0 | 0 | 0 | 0 | 0
2016-10-31 16:00 | 0 | 0 | 0 | 0 | 104015.7066 | 619975.9023 | 443570 | 0 | 0 | 0 | 467355.5236 | 0 | 0 | 0 | 0 | 0 | 0 | 131438.2195 | 0 | 0 | 0 | 1171758.1564 | 0 | 0 | 0 | 0 | 148983.3894 | 0 | 0 | 0 | 0 | 0 | 0 | 0 | 131438.2195 | 0 | 0 | 0 | 0 | 0 | 0
2016-10-31 17:00 | 0 | 0 | 0 | 0 | 0 | 630985.4889 | 452155 | 0 | 0 | 0 | 616338.913 | 0 | 0 | 0 | 0 | 0 | 0 | 161285.3191 | 0 | 0 | 0 | 1171753.4694 | 0 | 0 | 0 | 0 | 148983.3894 | 0 | 0 | 0 | 0 | 0 | 0 | 0 | 29847.0995 | 0 | 0 | 0 | 0 | 0 | 0
2016-10-31 18:00 | 0 | 0 | 0 | 0 | 0 | 605786.6898 | 457632 | 0 | 0 | 0 | 765322.3024 | 0 | 0 | 0 | 0 | 0 | 0 | 160456.6195 | 0 | 0 | 0 | 1171748.7824 | 0 | 0 | 0 | 0 | 148983.3894 | 0 | 0 | 0 | 0 | 0 | 0 | 0 | -828.6996 | 0 | 0 | 0 | 0 | 0 | 0
2016-10-31 19:00 | 0 | 0 | 0 | 0 | 0 | 591987.3162 | 463453 | 0 | 0 | 0 | 914305.6918 | 0 | 0 | 0 | 0 | 0 | 0 | 140007.5463 | 0 | 0 | 0 | 1171744.0954 | 0 | 0 | 0 | 0 | 148983.3894 | 0 | 0 | 0 | 0 | 0 | 0 | 0 | -20449.0732 | 0 | 0 | 0 | 0 | 0 | 0
2016-10-31 20:00 | 0 | 0 | 0 | 0 | 0 | 600357.8172 | 466731 | 0 | 0 | 0 | 916494.2895 | 0 | 0 | 0 | 0 | 0 | 0 | 271445.7658 | 0 | 0 | 0 | 1171739.4084 | 0 | 0 | 0 | 0 | 2188.5977 | 0 | 0 | 0 | 0 | 0 | 0 | 0 | 131438.2195 | 0 | 0 | 0 | 0 | 0 | 0
2016-10-31 21:00 | 0 | 0 | 0 | 0 | 0 | 613337.6584 | 467068 | 0 | 0 | 0 | 1065477.6789 | 0 | 0 | 0 | 0 | 0 | 0 | 268732.0348 | 0 | 0 | 0 | 1171734.7214 | 0 | 0 | 0 | 0 | 148983.3894 | 0 | 0 | 0 | 0 | 0 | 0 | 0 | -2713.731 | 0 | 0 | 0 | 0 | 0 | 0
2016-10-31 22:00 | 0 | 0 | 0 | 0 | 0 | 574754.7139 | 465870 | 0 | 0 | 0 | 1214461.0682 | 0 | 0 | 0 | 0 | 0 | 0 | 228633.3594 | 0 | 0 | 0 | 1171730.0345 | 0 | 0 | 0 | 0 | 148983.3894 | 0 | 0 | 0 | 0 | 0 | 0 | 0 | -40098.6755 | 0 | 0 | 0 | 0 | 0 | 0
2016-10-31 23:00 | 0 | 0 | 0 | 0 | 0 | 371683.0047 | 462651 | 0 | 0 | 0 | 1254931.2925 | 0 | 0 | 0 | 0 | 0 | 0 | 97195.1399 | 0 | 0 | 0 | 1171725.3476 | 0 | 0 | 0 | 0 | 40470.2243 | 0 | 0 | 0 | 0 | 0 | 0 | 0 | -131438.2195 | 0 | 0 | 0 | 0 | 0 | 0
2016-11-01 | 0 | 0 | 0 | 0 | 382721.5839 | 57524.2463 | 457791 | 0 | 0 | 0 | 1105947.9031 | 0 | 0 | 0 | 0 | 0 | 0 | 228633.3594 | 0 | 0 | 0 | 1171720.6607 | 0 | 0 | 0 | 0 | -148983.3894 | 0 | 0 | 0 | 0 | 0 | 0 | 0 | 131438.2195 | 0 | 0 | 0 | 0 | 0 | 0
2016-11-01 01:00 | 0 | 0 | 0 | 0 | 464081.1699 | 0 | 446536 | 0 | 0 | 0 | 1254931.2925 | 0 | 0 | 0 | 0 | 0 | 0 | 97195.1399 | 0 | 0 | 0 | 1171715.9738 | 0 | 0 | 0 | 0 | 148983.3894 | 0 | 0 | 0 | 0 | 0 | 0 | 0 | -131438.2195 | 0 | 0 | 0 | 0 | 0 | 0
2016-11-01 02:00 | 0 | 0 | 0 | 0 | 312192.6903 | 0 | 426933 | 0 | 0 | 0 | 1105947.9031 | 0 | 0 | 0 | 0 | 0 | 0 | 131438.2195 | 0 | 0 | 0 | 1171711.2869 | 0 | 0 | 0 | 0 | -148983.3894 | 0 | 0 | 0 | 0 | 0 | 0 | 0 | 34243.0796 | 0 | 0 | 0 | 0 | 0 | 0
2016-11-01 03:00 | 0 | 0 | 0 | 0 | 383702.8301 | 0 | 401248 | 0 | 0 | 0 | 956964.5137 | 0 | 0 | 0 | 0 | 0 | 0 | 262876.439 | 0 | 0 | 0 | 1171706.6001 | 0 | 0 | 0 | 0 | -148983.3894 | 0 | 0 | 0 | 0 | 0 | 0 | 0 | 131438.2195 | 0 | 0 | 0 | 0 | 0 | 0
2016-11-01 04:00 | 0 | 0 | 0 | 0 | 394612.1699 | 0 | 377067 | 0 | 0 | 0 | 1105947.9031 | 0 | 0 | 0 | 0 | 0 | 0 | 131438.2195 | 0 | 0 | 0 | 1171701.9132 | 0 | 0 | 0 | 0 | 148983.3894 | 0 | 0 | 0 | 0 | 0 | 0 | 0 | -131438.2195 | 0 | 0 | 0 | 0 | 0 | 0
2016-11-01 05:00 | 0 | 0 | 0 | 0 | 78397.3911 | 0 | 358819 | 0 | 0 | 0 | 956964.5137 | 0 | 0 | 0 | 0 | 0 | 0 | 0 | 0 | 0 | 0 | 1171697.2264 | 0 | 0 | 0 | 0 | -148983.3894 | 0 | 0 | 0 | 0 | 0 | 0 | 0 | -131438.2195 | 0 | 0 | 0 | 0 | 0 | 0
2016-11-01 06:00 | 0 | 0 | 0 | 0 | 627063.6089 | 0 | 346642 | 0 | 0 | 0 | 1105947.9031 | 0 | 0 | 0 | 0 | 0 | 0 | 131438.2195 | 0 | 0 | 0 | 1171692.5396 | 0 | 0 | 0 | 0 | 148983.3894 | 0 | 0 | 0 | 0 | 0 | 0 | 0 | 131438.2195 | 0 | 0 | 0 | 0 | 0 | 0
2016-11-01 07:00 | 0 | 0 | 0 | 0 | 59654.3911 | 0 | 340076 | 0 | 0 | 0 | 956964.5137 | 0 | 0 | 0 | 0 | 0 | 0 | 0 | 0 | 0 | 0 | 1171687.8529 | 0 | 0 | 0 | 0 | -148983.3894 | 0 | 0 | 0 | 0 | 0 | 0 | 0 | -131438.2195 | 0 | 0 | 0 | 0 | 0 | 0
2016-11-01 08:00 | 0 | 0 | 0 | 0 | 321715.8301 | 0 | 339261 | 0 | 0 | 0 | 807981.1244 | 0 | 0 | 0 | 0 | 0 | 0 | 131438.2195 | 0 | 0 | 0 | 1171683.1661 | 0 | 0 | 0 | 0 | -148983.3894 | 0 | 0 | 0 | 0 | 0 | 0 | 0 | 131438.2195 | 0 | 0 | 0 | 0 | 0 | 0
2016-11-01 09:00 | 0 | 0 | 0 | 0 | 604881.1034 | 0 | 348857 | 0 | 0 | 0 | 932567.0083 | 0 | 0 | 0 | 0 | 0 | 0 | 262876.439 | 0 | 0 | 0 | 1171678.4794 | 0 | 0 | 0 | 0 | 124585.8839 | 0 | 0 | 0 | 0 | 0 | 0 | 0 | 131438.2195 | 0 | 0 | 0 | 0 | 0 | 0
2016-11-01 10:00 | 0 | 0 | 0 | 0 | 268301.2579 | 0 | 375785 | 0 | 0 | 0 | 783583.6189 | 0 | 0 | 0 | 0 | 0 | 0 | 304376.0863 | 0 | 0 | 0 | 1171673.7927 | 0 | 0 | 0 | 0 | -148983.3894 | 0 | 0 | 0 | 0 | 0 | 0 | 0 | 41499.6473 | 0 | 0 | 0 | 0 | 0 | 0
2016-11-01 11:00 | 0 | 0 | 0 | 0 | 476935.6436 | 0 | 404362 | 0 | 0 | 0 | 932567.0083 | 0 | 0 | 0 | 0 | 0 | 0 | 227966.3406 | 0 | 0 | 0 | 1171669.106 | 0 | 0 | 0 | 0 | 148983.3894 | 0 | 0 | 0 | 0 | 0 | 0 | 0 | -76409.7457 | 0 | 0 | 0 | 0 | 0 | 0
2016-11-01 12:00 | 0 | 0 | 0 | 0 | 435887.4399 | 0 | 418100 | 0 | 0 | 0 | 818916.2286 | 0 | 0 | 0 | 0 | 0 | 0 | 359404.5601 | 0 | 0 | 0 | 1171664.4193 | 0 | 0 | 0 | 0 | -113650.7796 | 0 | 0 | 0 | 0 | 0 | 0 | 0 | 131438.2195 | 0 | 0 | 0 | 0 | 0 | 0
2016-11-01 13:00 | 0 | 0 | 0 | 0 | 386729.2315 | 350.583 | 424883 | 0 | 0 | 0 | 912551.2626 | 0 | 0 | 0 | 0 | 0 | 0 | 227966.3406 | 0 | 0 | 0 | 1171659.7326 | 0 | 0 | 0 | 0 | 93635.034 | 0 | 0 | 0 | 0 | 0 | 0 | 0 | -131438.2195 | 0 | 0 | 0 | 0 | 0 | 0
2016-11-01 14:00 | 0 | 0 | 0 | 0 | 62194.1199 | 90122.2712 | 432738 | 0 | 0 | 0 | 763567.8733 | 0 | 0 | 0 | 0 | 0 | 0 | 96528.1211 | 0 | 0 | 0 | 1171655.046 | 0 | 0 | 0 | 0 | -148983.3894 | 0 | 0 | 0 | 0 | 0 | 0 | 0 | -131438.2195 | 0 | 0 | 0 | 0 | 0 | 0
2016-11-01 15:00 | 0 | 0 | 0 | 0 | 201124.4489 | 317614.7116 | 441024 | 0 | 0 | 0 | 709844.8142 | 0 | 0 | 0 | 0 | 0 | 0 | 227966.3406 | 0 | 0 | 0 | 1171650.3594 | 0 | 0 | 0 | 0 | -53723.059 | 0 | 0 | 0 | 0 | 0 | 0 | 0 | 131438.2195 | 0 | 0 | 0 | 0 | 0 | 0
2016-11-01 16:00 | 0 | 0 | 0 | 0 | 10871.1623 | 455217.0076 | 448543 | 0 | 0 | 0 | 858828.2036 | 0 | 0 | 0 | 0 | 0 | 0 | 96528.1211 | 0 | 0 | 0 | 1171645.6728 | 0 | 0 | 0 | 0 | 148983.3894 | 0 | 0 | 0 | 0 | 0 | 0 | 0 | -131438.2195 | 0 | 0 | 0 | 0 | 0 | 0
2016-11-01 17:00 | 0 | 0 | 0 | 0 | 0 | 506664.2683 | 454209 | 0 | 0 | 0 | 1007811.593 | 0 | 0 | 0 | 0 | 0 | 0 | 0 | 0 | 0 | 0 | 1171640.9862 | 0 | 0 | 0 | 0 | 148983.3894 | 0 | 0 | 0 | 0 | 0 | 0 | 0 | -96528.1211 | 0 | 0 | 0 | 0 | 0 | 0
2016-11-01 18:00 | 0 | 0 | 0 | 0 | 0 | 506266.2661 | 460031 | 0 | 0 | 0 | 922608.6395 | 0 | 0 | 0 | 0 | 0 | 0 | 131438.2195 | 0 | 0 | 0 | 1171636.2996 | 0 | 0 | 0 | 0 | -85202.9534 | 0 | 0 | 0 | 0 | 0 | 0 | 0 | 131438.2195 | 0 | 0 | 0 | 0 | 0 | 0
2016-11-01 19:00 | 0 | 0 | 0 | 0 | 247497.6566 | 497548.9523 | 464625 | 0 | 0 | 0 | 1071592.0289 | 0 | 0 | 0 | 0 | 0 | 0 | 262876.439 | 0 | 0 | 0 | 1171631.6131 | 0 | 0 | 0 | 0 | 148983.3894 | 0 | 0 | 0 | 0 | 0 | 0 | 0 | 131438.2195 | 0 | 0 | 0 | 0 | 0 | 0
2016-11-01 20:00 | 0 | 0 | 0 | 0 | 0 | 491812.9009 | 469424 | 0 | 0 | 0 | 1220575.4183 | 0 | 0 | 0 | 0 | 0 | 0 | 136281.9505 | 0 | 0 | 0 | 1171626.9266 | 0 | 0 | 0 | 0 | 148983.3894 | 0 | 0 | 0 | 0 | 0 | 0 | 0 | -126594.4885 | 0 | 0 | 0 | 0 | 0 | 0
2016-11-01 21:00 | 0 | 0 | 0 | 0 | 13773.112 | 477080.0578 | 473308 | 0 | 0 | 0 | 1369558.8076 | 0 | 0 | 0 | 0 | 0 | 0 | 4843.731 | 0 | 0 | 0 | 1171622.2401 | 0 | 0 | 0 | 0 | 148983.3894 | 0 | 0 | 0 | 0 | 0 | 0 | 0 | -131438.2195 | 0 | 0 | 0 | 0 | 0 | 0
2016-11-01 22:00 | 0 | 0 | 0 | 0 | 30096.116 | 429708.7142 | 477350 | 0 | 0 | 0 | 1220575.4183 | 0 | 0 | 0 | 0 | 0 | 0 | 136281.9505 | 0 | 0 | 0 | 1171617.5536 | 0 | 0 | 0 | 0 | -148983.3894 | 0 | 0 | 0 | 0 | 0 | 0 | 0 | 131438.2195 | 0 | 0 | 0 | 0 | 0 | 0
2016-11-01 23:00 | 0 | 0 | 0 | 0 | 160986.245 | 303299.5851 | 481831 | 0 | 0 | 0 | 1071592.0289 | 0 | 0 | 0 | 0 | 0 | 0 | 267720.17 | 0 | 0 | 0 | 1171612.8671 | 0 | 0 | 0 | 0 | -148983.3894 | 0 | 0 | 0 | 0 | 0 | 0 | 0 | 131438.2195 | 0 | 0 | 0 | 0 | 0 | 0
2016-11-02 | 0 | 0 | 0 | 0 | 507265.6668 | 57483.2543 | 478077 | 0 | 0 | 0 | 1220575.4183 | 0 | 0 | 0 | 0 | 0 | 0 | 205408.7018 | 0 | 0 | 0 | 1171608.1807 | 0 | 0 | 0 | 0 | 148983.3894 | 0 | 0 | 0 | 0 | 0 | 0 | 0 | -62311.4682 | 0 | 0 | 0 | 0 | 0 | 0
2016-11-02 01:00 | 0 | 0 | 0 | 0 | 181513.3911 | 0 | 461935 | 0 | 0 | 0 | 1071592.0289 | 0 | 0 | 0 | 0 | 0 | 0 | 73970.4823 | 0 | 0 | 0 | 1171603.4942 | 0 | 0 | 0 | 0 | -148983.3894 | 0 | 0 | 0 | 0 | 0 | 0 | 0 | -131438.2195 | 0 | 0 | 0 | 0 | 0 | 0
2016-11-02 02:00 | 0 | 0 | 0 | 0 | 531560.3688 | 0 | 438071 | 0 | 0 | 0 | 1220575.4183 | 0 | 0 | 0 | 0 | 0 | 0 | 18476.4617 | 0 | 0 | 0 | 1171598.8078 | 0 | 0 | 0 | 0 | 148983.3894 | 0 | 0 | 0 | 0 | 0 | 0 | 0 | -55494.0206 | 0 | 0 | 0 | 0 | 0 | 0
2016-11-02 03:00 | 0 | 0 | 0 | 0 | 393488.8301 | 0 | 411034 | 0 | 0 | 0 | 1071592.0289 | 0 | 0 | 0 | 0 | 0 | 0 | 149914.6812 | 0 | 0 | 0 | 1171594.1214 | 0 | 0 | 0 | 0 | -148983.3894 | 0 | 0 | 0 | 0 | 0 | 0 | 0 | 131438.2195 | 0 | 0 | 0 | 0 | 0 | 0
2016-11-02 04:00 | 0 | 0 | 0 | 0 | 103764.3911 | 0 | 384186 | 0 | 0 | 0 | 922608.6395 | 0 | 0 | 0 | 0 | 0 | 0 | 18476.4617 | 0 | 0 | 0 | 1171589.435 | 0 | 0 | 0 | 0 | -148983.3894 | 0 | 0 | 0 | 0 | 0 | 0 | 0 | -131438.2195 | 0 | 0 | 0 | 0 | 0 | 0
2016-11-02 05:00 | 0 | 0 | 0 | 0 | 523598.024 | 0 | 363898 | 0 | 0 | 0 | 950870.444 | 0 | 0 | 0 | 0 | 0 | 0 | 149914.6812 | 0 | 0 | 0 | 1171584.7487 | 0 | 0 | 0 | 0 | 28261.8045 | 0 | 0 | 0 | 0 | 0 | 0 | 0 | 131438.2195 | 0 | 0 | 0 | 0 | 0 | 0
2016-11-02 06:00 | 0 | 0 | 0 | 0 | 496619.1611 | 0 | 350436 | 0 | 0 | 0 | 1099853.8334 | 0 | 0 | 0 | 0 | 0 | 0 | 147114.453 | 0 | 0 | 0 | 1171580.0623 | 0 | 0 | 0 | 0 | 148983.3894 | 0 | 0 | 0 | 0 | 0 | 0 | 0 | -2800.2282 | 0 | 0 | 0 | 0 | 0 | 0
2016-11-02 07:00 | 0 | 0 | 0 | 0 | 61869.3911 | 0 | 342291 | 0 | 0 | 0 | 950870.444 | 0 | 0 | 0 | 0 | 0 | 0 | 15676.2335 | 0 | 0 | 0 | 1171575.376 | 0 | 0 | 0 | 0 | -148983.3894 | 0 | 0 | 0 | 0 | 0 | 0 | 0 | -131438.2195 | 0 | 0 | 0 | 0 | 0 | 0
2016-11-02 08:00 | 0 | 0 | 0 | 0 | 456213.8586 | 0 | 340929 | 0 | 0 | 0 | 934717.0831 | 0 | 0 | 0 | 0 | 0 | 0 | 147114.453 | 0 | 0 | 0 | 1171570.6897 | 0 | 0 | 0 | 0 | -16153.3609 | 0 | 0 | 0 | 0 | 0 | 0 | 0 | 131438.2195 | 0 | 0 | 0 | 0 | 0 | 0
2016-11-02 09:00 | 0 | 0 | 0 | 0 | 425984.4584 | 0 | 350511 | 0 | 0 | 0 | 878752.322 | 0 | 0 | 0 | 0 | 0 | 0 | 278552.6725 | 0 | 0 | 0 | 1171566.0034 | 0 | 0 | 0 | 0 | -55964.7611 | 0 | 0 | 0 | 0 | 0 | 0 | 0 | 131438.2195 | 0 | 0 | 0 | 0 | 0 | 0
2016-11-02 10:00 | 0 | 0 | 0 | 0 | 396234.9727 | 0 | 375741 | 0 | 0 | 0 | 1027735.7113 | 0 | 0 | 0 | 0 | 0 | 0 | 150063.2559 | 0 | 0 | 0 | 1171561.3172 | 0 | 0 | 0 | 0 | 148983.3894 | 0 | 0 | 0 | 0 | 0 | 0 | 0 | -128489.4166 | 0 | 0 | 0 | 0 | 0 | 0
2016-11-02 11:00 | 0 | 0 | 0 | 0 | 373243.0235 | 0 | 403615 | 0 | 0 | 0 | 878752.322 | 0 | 0 | 0 | 0 | 0 | 0 | 268674.6688 | 0 | 0 | 0 | 1171556.6309 | 0 | 0 | 0 | 0 | -148983.3894 | 0 | 0 | 0 | 0 | 0 | 0 | 0 | 118611.4129 | 0 | 0 | 0 | 0 | 0 | 0
2016-11-02 12:00 | 0 | 0 | 0 | 0 | 352963.6822 | 0 | 418313 | 0 | 0 | 0 | 729768.9326 | 0 | 0 | 0 | 0 | 0 | 0 | 352308.7403 | 0 | 0 | 0 | 1171551.9447 | 0 | 0 | 0 | 0 | -148983.3894 | 0 | 0 | 0 | 0 | 0 | 0 | 0 | 83634.0715 | 0 | 0 | 0 | 0 | 0 | 0
2016-11-02 13:00 | 0 | 0 | 0 | 0 | 321937.5916 | 144.9947 | 426393 | 0 | 0 | 0 | 756896.7383 | 0 | 0 | 0 | 0 | 0 | 0 | 220870.5208 | 0 | 0 | 0 | 1171547.2585 | 0 | 0 | 0 | 0 | 27127.8057 | 0 | 0 | 0 | 0 | 0 | 0 | 0 | -131438.2195 | 0 | 0 | 0 | 0 | 0 | 0
2016-11-02 14:00 | 0 | 0 | 0 | 0 | 233815.3829 | 89657.3151 | 436379 | 0 | 0 | 0 | 775428.6558 | 0 | 0 | 0 | 0 | 0 | 0 | 89432.3013 | 0 | 0 | 0 | 1171542.5723 | 0 | 0 | 0 | 0 | 18531.9175 | 0 | 0 | 0 | 0 | 0 | 0 | 0 | -131438.2195 | 0 | 0 | 0 | 0 | 0 | 0
2016-11-02 15:00 | 0 | 0 | 0 | 0 | 171662.7208 | 487581.9386 | 444579 | 0 | 0 | 0 | 858656.0957 | 0 | 0 | 0 | 0 | 0 | 0 | 220870.5208 | 0 | 0 | 0 | 1171537.8861 | 0 | 0 | 0 | 0 | 83227.4399 | 0 | 0 | 0 | 0 | 0 | 0 | 0 | 131438.2195 | 0 | 0 | 0 | 0 | 0 | 0
2016-11-02 16:00 | 0 | 0 | 0 | 0 | 0 | 602269.7363 | 451675 | 0 | 0 | 0 | 1007639.4851 | 0 | 0 | 0 | 0 | 0 | 0 | 222481.8678 | 0 | 0 | 0 | 1171533.2 | 0 | 0 | 0 | 0 | 148983.3894 | 0 | 0 | 0 | 0 | 0 | 0 | 0 | 1611.347 | 0 | 0 | 0 | 0 | 0 | 0
2016-11-02 17:00 | 0 | 0 | 0 | 0 | 145189.0897 | 594626.5192 | 459394 | 0 | 0 | 0 | 1156622.8745 | 0 | 0 | 0 | 0 | 0 | 0 | 353920.0873 | 0 | 0 | 0 | 1171528.5138 | 0 | 0 | 0 | 0 | 148983.3894 | 0 | 0 | 0 | 0 | 0 | 0 | 0 | 131438.2195 | 0 | 0 | 0 | 0 | 0 | 0
2016-11-02 18:00 | 0 | 0 | 0 | 0 | 0 | 568178.1593 | 466383 | 0 | 0 | 0 | 1160648.5105 | 0 | 0 | 0 | 0 | 0 | 0 | 451689.6105 | 0 | 0 | 0 | 1171523.8277 | 0 | 0 | 0 | 0 | 4025.6361 | 0 | 0 | 0 | 0 | 0 | 0 | 0 | 97769.5232 | 0 | 0 | 0 | 0 | 0 | 0
2016-11-02 19:00 | 0 | 0 | 0 | 0 | 0 | 551152.2863 | 471568 | 0 | 0 | 0 | 1309631.8999 | 0 | 0 | 0 | 0 | 0 | 0 | 382290.5074 | 0 | 0 | 0 | 1171519.1416 | 0 | 0 | 0 | 0 | 148983.3894 | 0 | 0 | 0 | 0 | 0 | 0 | 0 | -69399.103 | 0 | 0 | 0 | 0 | 0 | 0
2016-11-02 20:00 | 0 | 0 | 0 | 0 | 167129.8834 | 553949.4393 | 474377 | 0 | 0 | 0 | 1424896.0031 | 0 | 0 | 0 | 0 | 0 | 0 | 513728.7269 | 0 | 0 | 0 | 1171514.4556 | 0 | 0 | 0 | 0 | 115264.1032 | 0 | 0 | 0 | 0 | 0 | 0 | 0 | 131438.2195 | 0 | 0 | 0 | 0 | 0 | 0
2016-11-02 21:00 | 0 | 0 | 0 | 0 | 0 | 563108.2049 | 475810 | 0 | 0 | 0 | 1573879.3925 | 0 | 0 | 0 | 0 | 0 | 0 | 452043.5424 | 0 | 0 | 0 | 1171509.7695 | 0 | 0 | 0 | 0 | 148983.3894 | 0 | 0 | 0 | 0 | 0 | 0 | 0 | -61685.1845 | 0 | 0 | 0 | 0 | 0 | 0
2016-11-02 22:00 | 0 | 0 | 0 | 0 | 0 | 539661.5855 | 479192 | 0 | 0 | 0 | 1722862.7818 | 0 | 0 | 0 | 0 | 0 | 0 | 363529.7385 | 0 | 0 | 0 | 1171505.0835 | 0 | 0 | 0 | 0 | 148983.3894 | 0 | 0 | 0 | 0 | 0 | 0 | 0 | -88513.8039 | 0 | 0 | 0 | 0 | 0 | 0
2016-11-02 23:00 | 0 | 0 | 0 | 0 | 0 | 366196.2014 | 481998 | 0 | 0 | 0 | 1573879.3925 | 0 | 0 | 0 | 0 | 0 | 0 | 396711.3293 | 0 | 0 | 0 | 1171500.3974 | 0 | 0 | 0 | 0 | -148983.3894 | 0 | 0 | 0 | 0 | 0 | 0 | 0 | 33181.5908 | 0 | 0 | 0 | 0 | 0 | 0
2016-11-03 | 0 | 0 | 0 | 0 | 326624.9862 | 53792.8353 | 476820 | 0 | 0 | 0 | 1608915.4334 | 0 | 0 | 0 | 0 | 0 | 0 | 265273.1098 | 0 | 0 | 0 | 1171495.7114 | 0 | 0 | 0 | 0 | 35036.041 | 0 | 0 | 0 | 0 | 0 | 0 | 0 | -131438.2195 | 0 | 0 | 0 | 0 | 0 | 0
2016-11-03 01:00 | 0 | 0 | 0 | 0 | 179729.3911 | 0 | 460151 | 0 | 0 | 0 | 1459932.0441 | 0 | 0 | 0 | 0 | 0 | 0 | 133834.8903 | 0 | 0 | 0 | 1171491.0255 | 0 | 0 | 0 | 0 | -148983.3894 | 0 | 0 | 0 | 0 | 0 | 0 | 0 | -131438.2195 | 0 | 0 | 0 | 0 | 0 | 0
2016-11-03 02:00 | 0 | 0 | 0 | 0 | 344807.3682 | 0 | 436685 | 0 | 0 | 0 | 1310948.6547 | 0 | 0 | 0 | 0 | 0 | 0 | 190940.6479 | 0 | 0 | 0 | 1171486.3395 | 0 | 0 | 0 | 0 | -148983.3894 | 0 | 0 | 0 | 0 | 0 | 0 | 0 | 57105.7576 | 0 | 0 | 0 | 0 | 0 | 0
2016-11-03 03:00 | 0 | 0 | 0 | 0 | 348911.0505 | 0 | 410743 | 0 | 0 | 0 | 1161965.2653 | 0 | 0 | 0 | 0 | 0 | 0 | 278092.0878 | 0 | 0 | 0 | 1171481.6535 | 0 | 0 | 0 | 0 | -148983.3894 | 0 | 0 | 0 | 0 | 0 | 0 | 0 | 87151.4399 | 0 | 0 | 0 | 0 | 0 | 0
2016-11-03 04:00 | 0 | 0 | 0 | 0 | 360996.256 | 0 | 386212 | 0 | 0 | 0 | 1268187.7408 | 0 | 0 | 0 | 0 | 0 | 0 | 146653.8683 | 0 | 0 | 0 | 1171476.9676 | 0 | 0 | 0 | 0 | 106222.4755 | 0 | 0 | 0 | 0 | 0 | 0 | 0 | -131438.2195 | 0 | 0 | 0 | 0 | 0 | 0
2016-11-03 05:00 | 0 | 0 | 0 | 0 | 86878.3911 | 0 | 367300 | 0 | 0 | 0 | 1119204.3514 | 0 | 0 | 0 | 0 | 0 | 0 | 15215.6488 | 0 | 0 | 0 | 1171472.2817 | 0 | 0 | 0 | 0 | -148983.3894 | 0 | 0 | 0 | 0 | 0 | 0 | 0 | -131438.2195 | 0 | 0 | 0 | 0 | 0 | 0
2016-11-03 06:00 | 0 | 0 | 0 | 0 | 410967.279 | 0 | 351478 | 0 | 0 | 0 | 1047255.411 | 0 | 0 | 0 | 0 | 0 | 0 | 146653.8683 | 0 | 0 | 0 | 1171467.5958 | 0 | 0 | 0 | 0 | -71948.9405 | 0 | 0 | 0 | 0 | 0 | 0 | 0 | 131438.2195 | 0 | 0 | 0 | 0 | 0 | 0
2016-11-03 07:00 | 0 | 0 | 0 | 0 | 431950.6191 | 0 | 342221 | 0 | 0 | 0 | 1196238.8003 | 0 | 0 | 0 | 0 | 0 | 0 | 87400.098 | 0 | 0 | 0 | 1171462.91 | 0 | 0 | 0 | 0 | 148983.3894 | 0 | 0 | 0 | 0 | 0 | 0 | 0 | -59253.7703 | 0 | 0 | 0 | 0 | 0 | 0
2016-11-03 08:00 | 0 | 0 | 0 | 0 | 444632.4732 | 0 | 340441 | 0 | 0 | 0 | 1168992.0541 | 0 | 0 | 0 | 0 | 0 | 0 | 218838.3175 | 0 | 0 | 0 | 1171458.2241 | 0 | 0 | 0 | 0 | -27246.7463 | 0 | 0 | 0 | 0 | 0 | 0 | 0 | 131438.2195 | 0 | 0 | 0 | 0 | 0 | 0
2016-11-03 09:00 | 0 | 0 | 0 | 0 | 331500.8301 | 0 | 349046 | 0 | 0 | 0 | 1020008.6647 | 0 | 0 | 0 | 0 | 0 | 0 | 350276.537 | 0 | 0 | 0 | 1171453.5383 | 0 | 0 | 0 | 0 | -148983.3894 | 0 | 0 | 0 | 0 | 0 | 0 | 0 | 131438.2195 | 0 | 0 | 0 | 0 | 0 | 0
2016-11-03 10:00 | 0 | 0 | 0 | 0 | 435313.4344 | 0 | 372309 | 0 | 0 | 0 | 1168992.0541 | 0 | 0 | 0 | 0 | 0 | 0 | 264297.582 | 0 | 0 | 0 | 1171448.8525 | 0 | 0 | 0 | 0 | 148983.3894 | 0 | 0 | 0 | 0 | 0 | 0 | 0 | -85978.955 | 0 | 0 | 0 | 0 | 0 | 0
2016-11-03 11:00 | 0 | 0 | 0 | 0 | 428582.6261 | 0 | 400076 | 0 | 0 | 0 | 1066060.4607 | 0 | 0 | 0 | 0 | 0 | 0 | 395735.8015 | 0 | 0 | 0 | 1171444.1667 | 0 | 0 | 0 | 0 | -102931.5934 | 0 | 0 | 0 | 0 | 0 | 0 | 0 | 131438.2195 | 0 | 0 | 0 | 0 | 0 | 0
2016-11-03 12:00 | 0 | 0 | 0 | 0 | 425830.6145 | 0 | 415884 | 0 | 0 | 0 | 1207445.2947 | 0 | 0 | 0 | 0 | 0 | 0 | 264297.582 | 0 | 0 | 0 | 1171439.4809 | 0 | 0 | 0 | 0 | 141384.834 | 0 | 0 | 0 | 0 | 0 | 0 | 0 | -131438.2195 | 0 | 0 | 0 | 0 | 0 | 0
2016-11-03 13:00 | 0 | 0 | 0 | 0 | 417575.6896 | 97.6139 | 425592 | 0 | 0 | 0 | 1330964.8177 | 0 | 0 | 0 | 0 | 0 | 0 | 132859.3625 | 0 | 0 | 0 | 1171434.7951 | 0 | 0 | 0 | 0 | 123519.523 | 0 | 0 | 0 | 0 | 0 | 0 | 0 | -131438.2195 | 0 | 0 | 0 | 0 | 0 | 0
2016-11-03 14:00 | 0 | 0 | 0 | 0 | 223396.0875 | 86188.7412 | 436543 | 0 | 0 | 0 | 1181981.4283 | 0 | 0 | 0 | 0 | 0 | 0 | 154884.5806 | 0 | 0 | 0 | 1171430.1094 | 0 | 0 | 0 | 0 | -148983.3894 | 0 | 0 | 0 | 0 | 0 | 0 | 0 | 22025.2181 | 0 | 0 | 0 | 0 | 0 | 0
2016-11-03 15:00 | 0 | 0 | 0 | 0 | 160226.6555 | 433915.6273 | 444376 | 0 | 0 | 0 | 1330964.8177 | 0 | 0 | 0 | 0 | 0 | 0 | 155667.474 | 0 | 0 | 0 | 1171425.4237 | 0 | 0 | 0 | 0 | 148983.3894 | 0 | 0 | 0 | 0 | 0 | 0 | 0 | 782.8934 | 0 | 0 | 0 | 0 | 0 | 0
2016-11-03 16:00 | 0 | 0 | 0 | 0 | 0 | 561766.0845 | 450775 | 0 | 0 | 0 | 1310517.6827 | 0 | 0 | 0 | 0 | 0 | 0 | 287105.6935 | 0 | 0 | 0 | 1171420.738 | 0 | 0 | 0 | 0 | -20447.135 | 0 | 0 | 0 | 0 | 0 | 0 | 0 | 131438.2195 | 0 | 0 | 0 | 0 | 0 | 0
2016-11-03 17:00 | 0 | 0 | 0 | 0 | 103643.5825 | 576408.1387 | 457150 | 0 | 0 | 0 | 1459501.0721 | 0 | 0 | 0 | 0 | 0 | 0 | 361024.0253 | 0 | 0 | 0 | 1171416.0523 | 0 | 0 | 0 | 0 | 148983.3894 | 0 | 0 | 0 | 0 | 0 | 0 | 0 | 73918.3318 | 0 | 0 | 0 | 0 | 0 | 0
2016-11-03 18:00 | 0 | 0 | 0 | 0 | 0 | 561428.3522 | 461030 | 0 | 0 | 0 | 1608484.4614 | 0 | 0 | 0 | 0 | 0 | 0 | 312438.9882 | 0 | 0 | 0 | 1171411.3666 | 0 | 0 | 0 | 0 | 148983.3894 | 0 | 0 | 0 | 0 | 0 | 0 | 0 | -48585.0371 | 0 | 0 | 0 | 0 | 0 | 0
2016-11-03 19:00 | 0 | 0 | 0 | 0 | 105804.5592 | 545914.2919 | 462902 | 0 | 0 | 0 | 1757467.8508 | 0 | 0 | 0 | 0 | 0 | 0 | 352272.45 | 0 | 0 | 0 | 1171406.681 | 0 | 0 | 0 | 0 | 148983.3894 | 0 | 0 | 0 | 0 | 0 | 0 | 0 | 39833.4618 | 0 | 0 | 0 | 0 | 0 | 0
2016-11-03 20:00 | 0 | 0 | 0 | 0 | 99691.7635 | 542914.6833 | 463605 | 0 | 0 | 0 | 1906451.2402 | 0 | 0 | 0 | 0 | 0 | 0 | 382290.5074 | 0 | 0 | 0 | 1171401.9953 | 0 | 0 | 0 | 0 | 148983.3894 | 0 | 0 | 0 | 0 | 0 | 0 | 0 | 30018.0575 | 0 | 0 | 0 | 0 | 0 | 0
2016-11-03 21:00 | 0 | 0 | 0 | 0 | 0 | 537719.1386 | 464188 | 0 | 0 | 0 | 1848544.1592 | 0 | 0 | 0 | 0 | 0 | 0 | 513728.7269 | 0 | 0 | 0 | 1171397.3097 | 0 | 0 | 0 | 0 | -57907.0809 | 0 | 0 | 0 | 0 | 0 | 0 | 0 | 131438.2195 | 0 | 0 | 0 | 0 | 0 | 0
2016-11-03 22:00 | 0 | 0 | 0 | 0 | 108559.5031 | 497926.276 | 466431 | 0 | 0 | 0 | 1997527.5486 | 0 | 0 | 0 | 0 | 0 | 0 | 504800.1167 | 0 | 0 | 0 | 1171392.6241 | 0 | 0 | 0 | 0 | 148983.3894 | 0 | 0 | 0 | 0 | 0 | 0 | 0 | -8928.6103 | 0 | 0 | 0 | 0 | 0 | 0
2016-11-03 23:00 | 0 | 0 | 0 | 0 | 126899.6039 | 315895.5331 | 469489 | 0 | 0 | 0 | 1961905.0754 | 0 | 0 | 0 | 0 | 0 | 0 | 513728.7269 | 0 | 0 | 0 | 1171387.9386 | 0 | 0 | 0 | 0 | -35622.4732 | 0 | 0 | 0 | 0 | 0 | 0 | 0 | 8928.6103 | 0 | 0 | 0 | 0 | 0 | 0
2016-11-04 | 0 | 0 | 0 | 0 | 140533.3839 | 45321.0072 | 466276 | 0 | 0 | 0 | 1812921.6861 | 0 | 0 | 0 | 0 | 0 | 0 | 382290.5074 | 0 | 0 | 0 | 1171383.253 | 0 | 0 | 0 | 0 | -148983.3894 | 0 | 0 | 0 | 0 | 0 | 0 | 0 | -131438.2195 | 0 | 0 | 0 | 0 | 0 | 0
2016-11-04 01:00 | 0 | 0 | 0 | 0 | 163808.0902 | 0 | 452064 | 0 | 0 | 0 | 1663938.2967 | 0 | 0 | 0 | 0 | 0 | 0 | 250852.2879 | 0 | 0 | 0 | 1157871.152 | 0 | 0 | 0 | 0 | -148983.3894 | 0 | 0 | 0 | 0 | 0 | 0 | 0 | -131438.2195 | 0 | 0 | 0 | 0 | 13507.4154 | 0
2016-11-04 02:00 | 0 | 0 | 0 | 0 | 148141.3911 | 0 | 428563 | 0 | 0 | 0 | 1514954.9073 | 0 | 0 | 0 | 0 | 0 | 0 | 119414.0684 | 0 | 0 | 0 | 1157866.5206 | 0 | 0 | 0 | 0 | -148983.3894 | 0 | 0 | 0 | 0 | 0 | 0 | 0 | -131438.2195 | 0 | 0 | 0 | 0 | 0 | 0
2016-11-04 03:00 | 0 | 0 | 0 | 0 | 214661.2083 | 0 | 402878 | 0 | 0 | 0 | 1365971.518 | 0 | 0 | 0 | 0 | 0 | 0 | 80180.666 | 0 | 0 | 0 | 1157861.8891 | 0 | 0 | 0 | 0 | -148983.3894 | 0 | 0 | 0 | 0 | 0 | 0 | 0 | -39233.4024 | 0 | 0 | 0 | 0 | 0 | 0
2016-11-04 04:00 | 0 | 0 | 0 | 0 | 253267.0961 | 0 | 378204 | 0 | 0 | 0 | 1216988.1286 | 0 | 0 | 0 | 0 | 0 | 0 | 104227.1515 | 0 | 0 | 0 | 1157857.2576 | 0 | 0 | 0 | 0 | -148983.3894 | 0 | 0 | 0 | 0 | 0 | 0 | 0 | 24046.4855 | 0 | 0 | 0 | 0 | 0 | 0
2016-11-04 05:00 | 0 | 0 | 0 | 0 | 105113.4591 | 0 | 358324 | 0 | 0 | 0 | 1068004.7392 | 0 | 0 | 0 | 0 | 0 | 0 | 0 | 0 | 0 | 0 | 1157852.6262 | 0 | 0 | 0 | 0 | -148983.3894 | 0 | 0 | 0 | 0 | 0 | 0 | 0 | -104227.1515 | 0 | 0 | 0 | 0 | 0 | 0
2016-11-04 06:00 | 0 | 0 | 0 | 0 | 307597.772 | 0 | 345610 | 0 | 0 | 0 | 919021.3499 | 0 | 0 | 0 | 0 | 0 | 0 | 110971.1614 | 0 | 0 | 0 | 1157847.9948 | 0 | 0 | 0 | 0 | -148983.3894 | 0 | 0 | 0 | 0 | 0 | 0 | 0 | 110971.1614 | 0 | 0 | 0 | 0 | 0 | 0
2016-11-04 07:00 | 0 | 0 | 0 | 0 | 327040.863 | 0 | 337040 | 0 | 0 | 0 | 777583.9933 | 0 | 0 | 0 | 0 | 0 | 0 | 242409.3809 | 0 | 0 | 0 | 1157843.3634 | 0 | 0 | 0 | 0 | -141437.3565 | 0 | 0 | 0 | 0 | 0 | 0 | 0 | 131438.2195 | 0 | 0 | 0 | 0 | 0 | 0
2016-11-04 08:00 | 0 | 0 | 0 | 0 | 337699.4731 | 0 | 335876 | 0 | 0 | 0 | 719757.3787 | 0 | 0 | 0 | 0 | 0 | 0 | 302059.4686 | 0 | 0 | 0 | 1157838.732 | 0 | 0 | 0 | 0 | -57826.6146 | 0 | 0 | 0 | 0 | 0 | 0 | 0 | 59650.0877 | 0 | 0 | 0 | 0 | 0 | 0
2016-11-04 09:00 | 0 | 0 | 0 | 0 | 324132.8981 | 0 | 344352 | 0 | 0 | 0 | 570773.9893 | 0 | 0 | 0 | 0 | 0 | 0 | 430823.756 | 0 | 0 | 0 | 1157834.1007 | 0 | 0 | 0 | 0 | -148983.3894 | 0 | 0 | 0 | 0 | 0 | 0 | 0 | 128764.2874 | 0 | 0 | 0 | 0 | 0 | 0
2016-11-04 10:00 | 0 | 0 | 0 | 0 | 302747.5815 | 0 | 368826 | 0 | 0 | 0 | 421790.6 | 0 | 0 | 0 | 0 | 0 | 0 | 513728.7269 | 0 | 0 | 0 | 1157829.4694 | 0 | 0 | 0 | 0 | -148983.3894 | 0 | 0 | 0 | 0 | 0 | 0 | 0 | 82904.9709 | 0 | 0 | 0 | 0 | 0 | 0
2016-11-04 11:00 | 0 | 0 | 0 | 0 | 287088.6931 | 0 | 396880 | 0 | 0 | 0 | 443437.5126 | 0 | 0 | 0 | 0 | 0 | 0 | 382290.5074 | 0 | 0 | 0 | 1157824.838 | 0 | 0 | 0 | 0 | 21646.9126 | 0 | 0 | 0 | 0 | 0 | 0 | 0 | -131438.2195 | 0 | 0 | 0 | 0 | 0 | 0
2016-11-04 12:00 | 0 | 0 | 0 | 0 | 274571.1892 | 0 | 411547 | 0 | 0 | 0 | 437899.9213 | 0 | 0 | 0 | 0 | 0 | 0 | 250852.2879 | 0 | 0 | 0 | 1157820.2067 | 0 | 0 | 0 | 0 | -5537.5913 | 0 | 0 | 0 | 0 | 0 | 0 | 0 | -131438.2195 | 0 | 0 | 0 | 0 | 0 | 0
2016-11-04 13:00 | 0 | 0 | 0 | 0 | 257150.3571 | 30.0047 | 419830 | 0 | 0 | 0 | 288916.532 | 0 | 0 | 0 | 0 | 0 | 0 | 237186.0391 | 0 | 0 | 0 | 1157815.5755 | 0 | 0 | 0 | 0 | -148983.3894 | 0 | 0 | 0 | 0 | 0 | 0 | 0 | -13666.2488 | 0 | 0 | 0 | 0 | 0 | 0
2016-11-04 14:00 | 0 | 0 | 0 | 0 | 182910.9382 | 60288.2589 | 428091 | 0 | 0 | 0 | 139933.1426 | 0 | 0 | 0 | 0 | 0 | 0 | 201277.6256 | 0 | 0 | 0 | 1157810.9442 | 0 | 0 | 0 | 0 | -148983.3894 | 0 | 0 | 0 | 0 | 0 | 0 | 0 | -35908.4135 | 0 | 0 | 0 | 0 | 0 | 0
2016-11-04 15:00 | 0 | 0 | 0 | 0 | 92152.3208 | 355549.7415 | 432715 | 0 | 0 | 0 | 23481.9854 | 0 | 0 | 0 | 0 | 0 | 0 | 332715.8451 | 0 | 0 | 0 | 1157806.3129 | 0 | 0 | 0 | 0 | -116451.1572 | 0 | 0 | 0 | 0 | 0 | 0 | 0 | 131438.2195 | 0 | 0 | 0 | 0 | 0 | 0
2016-11-04 16:00 | 0 | 0 | 0 | 0 | 0 | 478467.2177 | 435014 | 0 | 0 | 0 | 172465.3747 | 0 | 0 | 0 | 0 | 0 | 0 | 227185.6734 | 0 | 0 | 0 | 1157801.6817 | 0 | 0 | 0 | 0 | 148983.3894 | 0 | 0 | 0 | 0 | 0 | 0 | 0 | -105530.1716 | 0 | 0 | 0 | 0 | 0 | 0
2016-11-04 17:00 | 0 | 0 | 0 | 0 | 0 | 514842.774 | 438947 | 0 | 0 | 0 | 321448.7641 | 0 | 0 | 0 | 0 | 0 | 0 | 154098.058 | 0 | 0 | 0 | 1157797.0505 | 0 | 0 | 0 | 0 | 148983.3894 | 0 | 0 | 0 | 0 | 0 | 0 | 0 | -73087.6154 | 0 | 0 | 0 | 0 | 0 | 0
2016-11-04 18:00 | 0 | 0 | 0 | 0 | 75345.1323 | 505835.8874 | 441631 | 0 | 0 | 0 | 329560.5643 | 0 | 0 | 0 | 0 | 0 | 0 | 285536.2775 | 0 | 0 | 0 | 1157792.4193 | 0 | 0 | 0 | 0 | 8111.8002 | 0 | 0 | 0 | 0 | 0 | 0 | 0 | 131438.2195 | 0 | 0 | 0 | 0 | 0 | 0
2016-11-04 19:00 | 0 | 0 | 0 | 0 | 0 | 492289.5302 | 442149 | 0 | 0 | 0 | 478543.9537 | 0 | 0 | 0 | 0 | 0 | 0 | 186693.4183 | 0 | 0 | 0 | 1157787.7882 | 0 | 0 | 0 | 0 | 148983.3894 | 0 | 0 | 0 | 0 | 0 | 0 | 0 | -98842.8592 | 0 | 0 | 0 | 0 | 0 | 0
2016-11-04 20:00 | 0 | 0 | 0 | 0 | 80821.9658 | 488588.0272 | 442635 | 0 | 0 | 0 | 473880.7271 | 0 | 0 | 0 | 0 | 0 | 0 | 318131.6378 | 0 | 0 | 0 | 1157783.157 | 0 | 0 | 0 | 0 | -4663.2266 | 0 | 0 | 0 | 0 | 0 | 0 | 0 | 131438.2195 | 0 | 0 | 0 | 0 | 0 | 0
2016-11-04 21:00 | 0 | 0 | 0 | 0 | 0 | 484481.0277 | 442022 | 0 | 0 | 0 | 622864.1165 | 0 | 0 | 0 | 0 | 0 | 0 | 211607.2761 | 0 | 0 | 0 | 1157778.5259 | 0 | 0 | 0 | 0 | 148983.3894 | 0 | 0 | 0 | 0 | 0 | 0 | 0 | -106524.3617 | 0 | 0 | 0 | 0 | 0 | 0
2016-11-04 22:00 | 0 | 0 | 0 | 0 | 107574.3165 | 439570.75 | 442778 | 0 | 0 | 0 | 595792.9635 | 0 | 0 | 0 | 0 | 0 | 0 | 343045.4956 | 0 | 0 | 0 | 1157773.8948 | 0 | 0 | 0 | 0 | -27071.153 | 0 | 0 | 0 | 0 | 0 | 0 | 0 | 131438.2195 | 0 | 0 | 0 | 0 | 0 | 0
2016-11-04 23:00 | 0 | 0 | 0 | 0 | 174112.5865 | 282936.7059 | 445082 | 0 | 0 | 0 | 636664.2242 | 0 | 0 | 0 | 0 | 0 | 0 | 314141.5273 | 0 | 0 | 0 | 1157769.2637 | 0 | 0 | 0 | 0 | 40871.2607 | 0 | 0 | 0 | 0 | 0 | 0 | 0 | -28903.9683 | 0 | 0 | 0 | 0 | 0 | 0
2016-11-05 | 0 | 0 | 0 | 0 | 124107.1594 | 35386.2318 | 439915 | 0 | 0 | 0 | 487680.8348 | 0 | 0 | 0 | 0 | 0 | 0 | 182703.3078 | 0 | 0 | 0 | 1157764.6326 | 0 | 0 | 0 | 0 | -148983.3894 | 0 | 0 | 0 | 0 | 0 | 0 | 0 | -131438.2195 | 0 | 0 | 0 | 0 | 0 | 0
2016-11-05 01:00 | 0 | 0 | 0 | 0 | 368347.8945 | 0 | 429862 | 0 | 0 | 0 | 338697.4454 | 0 | 0 | 0 | 0 | 0 | 0 | 270172.5916 | 0 | 0 | 0 | 1157760.0015 | 0 | 0 | 0 | 0 | -148983.3894 | 0 | 0 | 0 | 0 | 0 | 0 | 0 | 87469.2838 | 0 | 0 | 0 | 0 | 0 | 0
2016-11-05 02:00 | 0 | 0 | 0 | 0 | 429191.8764 | 0 | 411940 | 0 | 0 | 0 | 224511.1024 | 0 | 0 | 0 | 0 | 0 | 0 | 401610.8111 | 0 | 0 | 0 | 1157755.3705 | 0 | 0 | 0 | 0 | -114186.3431 | 0 | 0 | 0 | 0 | 0 | 0 | 0 | 131438.2195 | 0 | 0 | 0 | 0 | 0 | 0
2016-11-05 03:00 | 0 | 0 | 0 | 0 | 408604.1699 | 0 | 391059 | 0 | 0 | 0 | 373494.4917 | 0 | 0 | 0 | 0 | 0 | 0 | 270172.5916 | 0 | 0 | 0 | 1157750.7395 | 0 | 0 | 0 | 0 | 148983.3894 | 0 | 0 | 0 | 0 | 0 | 0 | 0 | -131438.2195 | 0 | 0 | 0 | 0 | 0 | 0
2016-11-05 04:00 | 0 | 0 | 0 | 0 | 89731.3911 | 0 | 370153 | 0 | 0 | 0 | 224511.1024 | 0 | 0 | 0 | 0 | 0 | 0 | 138734.3721 | 0 | 0 | 0 | 1157746.1085 | 0 | 0 | 0 | 0 | -148983.3894 | 0 | 0 | 0 | 0 | 0 | 0 | 0 | -131438.2195 | 0 | 0 | 0 | 0 | 0 | 0
2016-11-05 05:00 | 0 | 0 | 0 | 0 | 498866.7622 | 0 | 353399 | 0 | 0 | 0 | 373494.4917 | 0 | 0 | 0 | 0 | 0 | 0 | 135218.7449 | 0 | 0 | 0 | 1157741.4775 | 0 | 0 | 0 | 0 | 148983.3894 | 0 | 0 | 0 | 0 | 0 | 0 | 0 | -3515.6272 | 0 | 0 | 0 | 0 | 0 | 0
2016-11-05 06:00 | 0 | 0 | 0 | 0 | 490020.0963 | 0 | 341473 | 0 | 0 | 0 | 522477.8811 | 0 | 0 | 0 | 0 | 0 | 0 | 134782.4518 | 0 | 0 | 0 | 1157736.8465 | 0 | 0 | 0 | 0 | 148983.3894 | 0 | 0 | 0 | 0 | 0 | 0 | 0 | -436.2931 | 0 | 0 | 0 | 0 | 0 | 0
2016-11-05 07:00 | 0 | 0 | 0 | 0 | 472895.6876 | 0 | 334333 | 0 | 0 | 0 | 529602.3493 | 0 | 0 | 0 | 0 | 0 | 0 | 266220.6713 | 0 | 0 | 0 | 1157732.2156 | 0 | 0 | 0 | 0 | 7124.4681 | 0 | 0 | 0 | 0 | 0 | 0 | 0 | 131438.2195 | 0 | 0 | 0 | 0 | 0 | 0
2016-11-05 08:00 | 0 | 0 | 0 | 0 | 50681.3911 | 0 | 331103 | 0 | 0 | 0 | 380618.9599 | 0 | 0 | 0 | 0 | 0 | 0 | 134782.4518 | 0 | 0 | 0 | 1157727.5846 | 0 | 0 | 0 | 0 | -148983.3894 | 0 | 0 | 0 | 0 | 0 | 0 | 0 | -131438.2195 | 0 | 0 | 0 | 0 | 0 | 0
2016-11-05 09:00 | 0 | 0 | 0 | 0 | 413195.9909 | 0 | 334017 | 0 | 0 | 0 | 529602.3493 | 0 | 0 | 0 | 0 | 0 | 0 | 64978.0533 | 0 | 0 | 0 | 1157722.9537 | 0 | 0 | 0 | 0 | 148983.3894 | 0 | 0 | 0 | 0 | 0 | 0 | 0 | -69804.3985 | 0 | 0 | 0 | 0 | 0 | 0
2016-11-05 10:00 | 0 | 0 | 0 | 0 | 368584.1834 | 0 | 342246 | 0 | 0 | 0 | 424502.3132 | 0 | 0 | 0 | 0 | 0 | 0 | 196416.2728 | 0 | 0 | 0 | 1157718.3228 | 0 | 0 | 0 | 0 | -105100.0361 | 0 | 0 | 0 | 0 | 0 | 0 | 0 | 131438.2195 | 0 | 0 | 0 | 0 | 0 | 0
2016-11-05 11:00 | 0 | 0 | 0 | 0 | 335325.5142 | 0 | 356642 | 0 | 0 | 0 | 275518.9238 | 0 | 0 | 0 | 0 | 0 | 0 | 324083.1764 | 0 | 0 | 0 | 1157713.692 | 0 | 0 | 0 | 0 | -148983.3894 | 0 | 0 | 0 | 0 | 0 | 0 | 0 | 127666.9036 | 0 | 0 | 0 | 0 | 0 | 0
2016-11-05 12:00 | 0 | 0 | 0 | 0 | 315530.3742 | 0 | 371131 | 0 | 0 | 0 | 126535.5344 | 0 | 0 | 0 | 0 | 0 | 0 | 417465.94 | 0 | 0 | 0 | 1157709.0611 | 0 | 0 | 0 | 0 | -148983.3894 | 0 | 0 | 0 | 0 | 0 | 0 | 0 | 93382.7636 | 0 | 0 | 0 | 0 | 0 | 0
2016-11-05 13:00 | 0 | 0 | 0 | 0 | 299871.5832 | 71.0637 | 383228 | 0 | 0 | 0 | 174688.4009 | 0 | 0 | 0 | 0 | 0 | 0 | 286027.7205 | 0 | 0 | 0 | 1157704.4303 | 0 | 0 | 0 | 0 | 48152.8665 | 0 | 0 | 0 | 0 | 0 | 0 | 0 | -131438.2195 | 0 | 0 | 0 | 0 | 0 | 0
2016-11-05 14:00 | 0 | 0 | 0 | 0 | 201753.7024 | 46911.4893 | 390961 | 0 | 0 | 0 | 163830.8121 | 0 | 0 | 0 | 0 | 0 | 0 | 154589.501 | 0 | 0 | 0 | 1157699.7995 | 0 | 0 | 0 | 0 | -10857.5887 | 0 | 0 | 0 | 0 | 0 | 0 | 0 | -131438.2195 | 0 | 0 | 0 | 0 | 0 | 0
2016-11-05 15:00 | 0 | 0 | 0 | 0 | 113707.0252 | 338131.5801 | 394262 | 0 | 0 | 0 | 89969.1979 | 0 | 0 | 0 | 0 | 0 | 0 | 286027.7205 | 0 | 0 | 0 | 1157695.1687 | 0 | 0 | 0 | 0 | -73861.6143 | 0 | 0 | 0 | 0 | 0 | 0 | 0 | 131438.2195 | 0 | 0 | 0 | 0 | 0 | 0
2016-11-05 16:00 | 0 | 0 | 0 | 0 | 89284.8433 | 480587.4838 | 394556 | 0 | 0 | 0 | 238952.5873 | 0 | 0 | 0 | 0 | 0 | 0 | 312360.6583 | 0 | 0 | 0 | 1157690.5379 | 0 | 0 | 0 | 0 | 148983.3894 | 0 | 0 | 0 | 0 | 0 | 0 | 0 | 26332.9377 | 0 | 0 | 0 | 0 | 0 | 0
2016-11-05 17:00 | 0 | 0 | 0 | 0 | 0 | 515382.1822 | 393623 | 0 | 0 | 0 | 387935.9766 | 0 | 0 | 0 | 0 | 0 | 0 | 285136.451 | 0 | 0 | 0 | 1157685.9071 | 0 | 0 | 0 | 0 | 148983.3894 | 0 | 0 | 0 | 0 | 0 | 0 | 0 | -27224.2072 | 0 | 0 | 0 | 0 | 0 | 0
2016-11-05 18:00 | 0 | 0 | 0 | 0 | 0 | 503429.0075 | 392979 | 0 | 0 | 0 | 536919.366 | 0 | 0 | 0 | 0 | 0 | 0 | 246603.0691 | 0 | 0 | 0 | 1157681.2764 | 0 | 0 | 0 | 0 | 148983.3894 | 0 | 0 | 0 | 0 | 0 | 0 | 0 | -38533.3819 | 0 | 0 | 0 | 0 | 0 | 0
2016-11-05 19:00 | 0 | 0 | 0 | 0 | 0 | 490351.2869 | 392981 | 0 | 0 | 0 | 685902.7554 | 0 | 0 | 0 | 0 | 0 | 0 | 194989.9667 | 0 | 0 | 0 | 1157676.6456 | 0 | 0 | 0 | 0 | 148983.3894 | 0 | 0 | 0 | 0 | 0 | 0 | 0 | -51613.1025 | 0 | 0 | 0 | 0 | 0 | 0
2016-11-05 20:00 | 0 | 0 | 0 | 0 | 0 | 487645.969 | 395241 | 0 | 0 | 0 | 646869.5048 | 0 | 0 | 0 | 0 | 0 | 0 | 326428.1862 | 0 | 0 | 0 | 1157672.0149 | 0 | 0 | 0 | 0 | -39033.2505 | 0 | 0 | 0 | 0 | 0 | 0 | 0 | 131438.2195 | 0 | 0 | 0 | 0 | 0 | 0
2016-11-05 21:00 | 0 | 0 | 0 | 0 | 0 | 483290.6422 | 397859 | 0 | 0 | 0 | 795852.8942 | 0 | 0 | 0 | 0 | 0 | 0 | 262876.439 | 0 | 0 | 0 | 1157667.3842 | 0 | 0 | 0 | 0 | 148983.3894 | 0 | 0 | 0 | 0 | 0 | 0 | 0 | -63551.7472 | 0 | 0 | 0 | 0 | 0 | 0
2016-11-05 22:00 | 0 | 0 | 0 | 0 | 0 | 445400.9786 | 405579 | 0 | 0 | 0 | 704236.6533 | 0 | 0 | 0 | 0 | 0 | 0 | 394314.6585 | 0 | 0 | 0 | 1157662.7536 | 0 | 0 | 0 | 0 | -91616.2409 | 0 | 0 | 0 | 0 | 0 | 0 | 0 | 131438.2195 | 0 | 0 | 0 | 0 | 0 | 0
2016-11-05 23:00 | 0 | 0 | 0 | 0 | 121370.3602 | 308993.8096 | 412819 | 0 | 0 | 0 | 853220.0427 | 0 | 0 | 0 | 0 | 0 | 0 | 262876.439 | 0 | 0 | 0 | 1157658.1229 | 0 | 0 | 0 | 0 | 148983.3894 | 0 | 0 | 0 | 0 | 0 | 0 | 0 | -131438.2195 | 0 | 0 | 0 | 0 | 0 | 0
2016-11-06 | 0 | 0 | 0 | 0 | 88320.9408 | 42821.4504 | 411564 | 0 | 0 | 0 | 704236.6533 | 0 | 0 | 0 | 0 | 0 | 0 | 131438.2195 | 0 | 0 | 0 | 1157653.4923 | 0 | 0 | 0 | 0 | -148983.3894 | 0 | 0 | 0 | 0 | 0 | 0 | 0 | -131438.2195 | 0 | 0 | 0 | 0 | 0 | 0
2016-11-06 01:00 | 0 | 0 | 0 | 0 | 580594.5053 | 0 | 404747 | 0 | 0 | 0 | 748645.9391 | 0 | 0 | 0 | 0 | 0 | 0 | 262876.439 | 0 | 0 | 0 | 1157648.8617 | 0 | 0 | 0 | 0 | 44409.2857 | 0 | 0 | 0 | 0 | 0 | 0 | 0 | 131438.2195 | 0 | 0 | 0 | 0 | 0 | 0
2016-11-06 02:00 | 0 | 0 | 0 | 0 | 110186.3911 | 0 | 390608 | 0 | 0 | 0 | 599662.5497 | 0 | 0 | 0 | 0 | 0 | 0 | 131438.2195 | 0 | 0 | 0 | 1157644.2311 | 0 | 0 | 0 | 0 | -148983.3894 | 0 | 0 | 0 | 0 | 0 | 0 | 0 | -131438.2195 | 0 | 0 | 0 | 0 | 0 | 0
2016-11-06 03:00 | 0 | 0 | 0 | 0 | 390970.1699 | 0 | 373425 | 0 | 0 | 0 | 748645.9391 | 0 | 0 | 0 | 0 | 0 | 0 | 0 | 0 | 0 | 0 | 1157639.6005 | 0 | 0 | 0 | 0 | 148983.3894 | 0 | 0 | 0 | 0 | 0 | 0 | 0 | -131438.2195 | 0 | 0 | 0 | 0 | 0 | 0
2016-11-06 04:00 | 0 | 0 | 0 | 0 | 337841.8301 | 0 | 355387 | 0 | 0 | 0 | 599662.5497 | 0 | 0 | 0 | 0 | 0 | 0 | 131438.2195 | 0 | 0 | 0 | 1157634.9699 | 0 | 0 | 0 | 0 | -148983.3894 | 0 | 0 | 0 | 0 | 0 | 0 | 0 | 131438.2195 | 0 | 0 | 0 | 0 | 0 | 0
2016-11-06 05:00 | 0 | 0 | 0 | 0 | 356897.1699 | 0 | 339352 | 0 | 0 | 0 | 748645.9391 | 0 | 0 | 0 | 0 | 0 | 0 | 0 | 0 | 0 | 0 | 1157630.3394 | 0 | 0 | 0 | 0 | 148983.3894 | 0 | 0 | 0 | 0 | 0 | 0 | 0 | -131438.2195 | 0 | 0 | 0 | 0 | 0 | 0
2016-11-06 06:00 | 0 | 0 | 0 | 0 | 311838.8301 | 0 | 329384 | 0 | 0 | 0 | 599662.5497 | 0 | 0 | 0 | 0 | 0 | 0 | 131438.2195 | 0 | 0 | 0 | 1157625.7089 | 0 | 0 | 0 | 0 | -148983.3894 | 0 | 0 | 0 | 0 | 0 | 0 | 0 | 131438.2195 | 0 | 0 | 0 | 0 | 0 | 0
2016-11-06 07:00 | 0 | 0 | 0 | 0 | 42537.3911 | 0 | 322959 | 0 | 0 | 0 | 450679.1603 | 0 | 0 | 0 | 0 | 0 | 0 | 0 | 0 | 0 | 0 | 1157621.0784 | 0 | 0 | 0 | 0 | -148983.3894 | 0 | 0 | 0 | 0 | 0 | 0 | 0 | -131438.2195 | 0 | 0 | 0 | 0 | 0 | 0
2016-11-06 08:00 | 0 | 0 | 0 | 0 | 486509.6954 | 0 | 320466 | 0 | 0 | 0 | 599662.5497 | 0 | 0 | 0 | 0 | 0 | 0 | 0 | 0 | 0 | 0 | 1171264.6927 | 0 | 0 | 0 | 0 | 148983.3894 | 0 | 0 | 0 | 0 | 0 | 0 | 0 | 0 | 0 | 0 | 0 | 17060.306 | 0 | 0
2016-11-06 09:00 | 0 | 0 | 0 | 0 | 322442.1546 | 0 | 321170 | 0 | 0 | 0 | 450679.1603 | 0 | 0 | 0 | 0 | 0 | 0 | 131438.2195 | 0 | 0 | 0 | 1186313.8672 | 0 | 0 | 0 | 0 | -148983.3894 | 0 | 0 | 0 | 0 | 0 | 0 | 0 | 131438.2195 | 0 | 0 | 0 | 18817.3245 | 0 | 0
2016-11-06 10:00 | 0 | 0 | 0 | 0 | 538563.1857 | 0 | 325728 | 0 | 0 | 0 | 599662.5497 | 0 | 0 | 0 | 0 | 0 | 0 | 176472.6914 | 0 | 0 | 0 | 1201362.9816 | 0 | 0 | 0 | 0 | 148983.3894 | 0 | 0 | 0 | 0 | 0 | 0 | 0 | 45034.4719 | 0 | 0 | 0 | 18817.3245 | 0 | 0
2016-11-06 11:00 | 0 | 0 | 0 | 0 | 71019.7156 | 0 | 332624 | 0 | 0 | 0 | 450679.1603 | 0 | 0 | 0 | 0 | 0 | 0 | 45034.4719 | 0 | 0 | 0 | 1216412.0357 | 0 | 0 | 0 | 0 | -148983.3894 | 0 | 0 | 0 | 0 | 0 | 0 | 0 | -131438.2195 | 0 | 0 | 0 | 18817.3245 | 0 | 0
2016-11-06 12:00 | 0 | 0 | 0 | 0 | 511300.7638 | 0 | 345359 | 0 | 0 | 0 | 466365.3801 | 0 | 0 | 0 | 0 | 0 | 0 | 176472.6914 | 0 | 0 | 0 | 1231461.0296 | 0 | 0 | 0 | 0 | 15686.2198 | 0 | 0 | 0 | 0 | 0 | 0 | 0 | 131438.2195 | 0 | 0 | 0 | 18817.3245 | 0 | 0
2016-11-06 13:00 | 0 | 0 | 0 | 0 | 95576.2488 | 40.4668 | 357221 | 0 | 0 | 0 | 317381.9908 | 0 | 0 | 0 | 0 | 0 | 0 | 45034.4719 | 0 | 0 | 0 | 1246509.9634 | 0 | 0 | 0 | 0 | -148983.3894 | 0 | 0 | 0 | 0 | 0 | 0 | 0 | -131438.2195 | 0 | 0 | 0 | 18817.3245 | 0 | 0
2016-11-06 14:00 | 0 | 0 | 0 | 0 | 387547.1315 | 84523.4063 | 367391 | 0 | 0 | 0 | 448278.6759 | 0 | 0 | 0 | 0 | 0 | 0 | 0 | 0 | 0 | 0 | 1261558.8369 | 0 | 0 | 0 | 0 | 130896.6852 | 0 | 0 | 0 | 0 | 0 | 0 | 0 | -45034.4719 | 0 | 0 | 0 | 18817.3245 | 0 | 0
2016-11-06 15:00 | 0 | 0 | 0 | 0 | 0 | 414735.3747 | 373236 | 0 | 0 | 0 | 457267.0355 | 0 | 0 | 0 | 0 | 0 | 0 | 13693.6907 | 0 | 0 | 0 | 1276607.6503 | 0 | 0 | 0 | 0 | 8988.3596 | 0 | 0 | 0 | 0 | 0 | 0 | 0 | 13693.6907 | 0 | 0 | 0 | 18817.3245 | 0 | 0
2016-11-06 16:00 | 0 | 0 | 0 | 0 | 0 | 531976.0232 | 377869 | 0 | 0 | 0 | 606250.4249 | 0 | 0 | 0 | 0 | 0 | 0 | 0 | 0 | 0 | 0 | 1291656.4034 | 0 | 0 | 0 | 0 | 148983.3894 | 0 | 0 | 0 | 0 | 0 | 0 | 0 | -13693.6907 | 0 | 0 | 0 | 18817.3245 | 0 | 0
2016-11-06 17:00 | 0 | 0 | 0 | 0 | 0 | 537517.6808 | 381108 | 0 | 0 | 0 | 612404.5617 | 0 | 0 | 0 | 0 | 0 | 0 | 131438.2195 | 0 | 0 | 0 | 1306705.0964 | 0 | 0 | 0 | 0 | 6154.1368 | 0 | 0 | 0 | 0 | 0 | 0 | 0 | 131438.2195 | 0 | 0 | 0 | 18817.3245 | 0 | 0
2016-11-06 18:00 | 0 | 0 | 0 | 0 | 0 | 523318.6793 | 384402 | 0 | 0 | 0 | 761387.951 | 0 | 0 | 0 | 0 | 0 | 0 | 102554.185 | 0 | 0 | 0 | 1321753.7292 | 0 | 0 | 0 | 0 | 148983.3894 | 0 | 0 | 0 | 0 | 0 | 0 | 0 | -28884.0345 | 0 | 0 | 0 | 18817.3245 | 0 | 0
2016-11-06 19:00 | 0 | 0 | 0 | 0 | 0 | 521141.1201 | 386938 | 0 | 0 | 0 | 745335.5271 | 0 | 0 | 0 | 0 | 0 | 0 | 233992.4045 | 0 | 0 | 0 | 1336802.3017 | 0 | 0 | 0 | 0 | -16052.4239 | 0 | 0 | 0 | 0 | 0 | 0 | 0 | 131438.2195 | 0 | 0 | 0 | 18817.3245 | 0 | 0
2016-11-06 20:00 | 0 | 0 | 0 | 0 | 0 | 535943.0163 | 390845 | 0 | 0 | 0 | 894318.9165 | 0 | 0 | 0 | 0 | 0 | 0 | 211289.7069 | 0 | 0 | 0 | 1351850.8141 | 0 | 0 | 0 | 0 | 148983.3894 | 0 | 0 | 0 | 0 | 0 | 0 | 0 | -22702.6975 | 0 | 0 | 0 | 18817.3245 | 0 | 0
2016-11-06 21:00 | 0 | 0 | 0 | 0 | 141121.1807 | 558353.7527 | 400236 | 0 | 0 | 0 | 1043302.3059 | 0 | 0 | 0 | 0 | 0 | 0 | 342727.9264 | 0 | 0 | 0 | 1366899.2663 | 0 | 0 | 0 | 0 | 148983.3894 | 0 | 0 | 0 | 0 | 0 | 0 | 0 | 131438.2195 | 0 | 0 | 0 | 18817.3245 | 0 | 0
2016-11-06 22:00 | 0 | 0 | 0 | 0 | 0 | 527887.2624 | 410590 | 0 | 0 | 0 | 1010344.0243 | 0 | 0 | 0 | 0 | 0 | 0 | 474166.1459 | 0 | 0 | 0 | 1381947.6583 | 0 | 0 | 0 | 0 | -32958.2816 | 0 | 0 | 0 | 0 | 0 | 0 | 0 | 131438.2195 | 0 | 0 | 0 | 18817.3245 | 0 | 0
2016-11-06 23:00 | 0 | 0 | 0 | 0 | 117023.6141 | 339911.8803 | 420573 | 0 | 0 | 0 | 1159327.4136 | 0 | 0 | 0 | 0 | 0 | 0 | 342727.9264 | 0 | 0 | 0 | 1396995.9901 | 0 | 0 | 0 | 0 | 148983.3894 | 0 | 0 | 0 | 0 | 0 | 0 | 0 | -131438.2195 | 0 | 0 | 0 | 18817.3245 | 0 | 0
2016-11-07 | 0 | 0 | 0 | 0 | 126332.0428 | 34616.6728 | 422553 | 0 | 0 | 0 | 1010344.0243 | 0 | 0 | 0 | 0 | 0 | 0 | 211289.7069 | 0 | 0 | 0 | 1412044.2617 | 0 | 0 | 0 | 0 | -148983.3894 | 0 | 0 | 0 | 0 | 0 | 0 | 0 | -131438.2195 | 0 | 0 | 0 | 18817.3245 | 0 | 0
2016-11-07 01:00 | 0 | 0 | 0 | 0 | 155443.7156 | 0 | 417048 | 0 | 0 | 0 | 861360.6349 | 0 | 0 | 0 | 0 | 0 | 0 | 79851.4874 | 0 | 0 | 0 | 1427092.4731 | 0 | 0 | 0 | 0 | -148983.3894 | 0 | 0 | 0 | 0 | 0 | 0 | 0 | -131438.2195 | 0 | 0 | 0 | 18817.3245 | 0 | 0
2016-11-07 02:00 | 0 | 0 | 0 | 0 | 679606.1939 | 0 | 401103 | 0 | 0 | 0 | 989608.2848 | 0 | 0 | 0 | 0 | 0 | 0 | 211289.7069 | 0 | 0 | 0 | 1442140.6243 | 0 | 0 | 0 | 0 | 128247.6499 | 0 | 0 | 0 | 0 | 0 | 0 | 0 | 131438.2195 | 0 | 0 | 0 | 18817.3245 | 0 | 0
2016-11-07 03:00 | 0 | 0 | 0 | 0 | 173226.4477 | 0 | 383244 | 0 | 0 | 0 | 840624.8954 | 0 | 0 | 0 | 0 | 0 | 0 | 131438.2195 | 0 | 0 | 0 | 1457188.7153 | 0 | 0 | 0 | 0 | -148983.3894 | 0 | 0 | 0 | 0 | 0 | 0 | 0 | -79851.4874 | 0 | 0 | 0 | 18817.3245 | 0 | 0
2016-11-07 04:00 | 0 | 0 | 0 | 0 | 365716.1546 | 0 | 364444 | 0 | 0 | 0 | 691641.506 | 0 | 0 | 0 | 0 | 0 | 0 | 262876.439 | 0 | 0 | 0 | 1472236.7462 | 0 | 0 | 0 | 0 | -148983.3894 | 0 | 0 | 0 | 0 | 0 | 0 | 0 | 131438.2195 | 0 | 0 | 0 | 18817.3245 | 0 | 0
2016-11-07 05:00 | 0 | 0 | 0 | 0 | 384697.4943 | 0 | 348335 | 0 | 0 | 0 | 840624.8954 | 0 | 0 | 0 | 0 | 0 | 0 | 131438.2195 | 0 | 0 | 0 | 1487284.7168 | 0 | 0 | 0 | 0 | 148983.3894 | 0 | 0 | 0 | 0 | 0 | 0 | 0 | -131438.2195 | 0 | 0 | 0 | 18817.3245 | 0 | 0
2016-11-07 06:00 | 0 | 0 | 0 | 0 | 74576.7156 | 0 | 336181 | 0 | 0 | 0 | 691641.506 | 0 | 0 | 0 | 0 | 0 | 0 | 0 | 0 | 0 | 0 | 1502332.6272 | 0 | 0 | 0 | 0 | -148983.3894 | 0 | 0 | 0 | 0 | 0 | 0 | 0 | -131438.2195 | 0 | 0 | 0 | 18817.3245 | 0 | 0
2016-11-07 07:00 | 0 | 0 | 0 | 0 | 566340.0255 | 0 | 329397 | 0 | 0 | 0 | 778328.9875 | 0 | 0 | 0 | 0 | 0 | 0 | 131438.2195 | 0 | 0 | 0 | 1517380.4775 | 0 | 0 | 0 | 0 | 86687.4815 | 0 | 0 | 0 | 0 | 0 | 0 | 0 | 131438.2195 | 0 | 0 | 0 | 18817.3245 | 0 | 0
2016-11-07 08:00 | 0 | 0 | 0 | 0 | 66003.7156 | 0 | 327608 | 0 | 0 | 0 | 629345.5981 | 0 | 0 | 0 | 0 | 0 | 0 | 0 | 0 | 0 | 0 | 1532428.2676 | 0 | 0 | 0 | 0 | -148983.3894 | 0 | 0 | 0 | 0 | 0 | 0 | 0 | -131438.2195 | 0 | 0 | 0 | 18817.3245 | 0 | 0
2016-11-07 09:00 | 0 | 0 | 0 | 0 | 517840.5992 | 0 | 331047 | 0 | 0 | 0 | 665883.6533 | 0 | 0 | 0 | 0 | 0 | 0 | 131438.2195 | 0 | 0 | 0 | 1547475.9974 | 0 | 0 | 0 | 0 | 36538.0552 | 0 | 0 | 0 | 0 | 0 | 0 | 0 | 131438.2195 | 0 | 0 | 0 | 18817.3245 | 0 | 0
2016-11-07 10:00 | 0 | 0 | 0 | 0 | 84028.7156 | 0 | 345633 | 0 | 0 | 0 | 516900.2639 | 0 | 0 | 0 | 0 | 0 | 0 | 0 | 0 | 0 | 0 | 1562523.6671 | 0 | 0 | 0 | 0 | -148983.3894 | 0 | 0 | 0 | 0 | 0 | 0 | 0 | -131438.2195 | 0 | 0 | 0 | 18817.3245 | 0 | 0
2016-11-07 11:00 | 0 | 0 | 0 | 0 | 472951.3416 | 0 | 376476 | 0 | 0 | 0 | 463120.0616 | 0 | 0 | 0 | 0 | 0 | 0 | 131438.2195 | 0 | 0 | 0 | 1577571.2766 | 0 | 0 | 0 | 0 | -53780.2024 | 0 | 0 | 0 | 0 | 0 | 0 | 0 | 131438.2195 | 0 | 0 | 0 | 18817.3245 | 0 | 0
2016-11-07 12:00 | 0 | 0 | 0 | 0 | 141078.7156 | 0 | 402683 | 0 | 0 | 0 | 314136.6722 | 0 | 0 | 0 | 0 | 0 | 0 | 0 | 0 | 0 | 0 | 1592618.8259 | 0 | 0 | 0 | 0 | -148983.3894 | 0 | 0 | 0 | 0 | 0 | 0 | 0 | -131438.2195 | 0 | 0 | 0 | 18817.3245 | 0 | 0
2016-11-07 13:00 | 0 | 0 | 0 | 0 | 425478.8373 | 97.4165 | 414736 | 0 | 0 | 0 | 174721.3821 | 0 | 0 | 0 | 0 | 0 | 0 | 131438.2195 | 0 | 0 | 0 | 1607666.315 | 0 | 0 | 0 | 0 | -139415.2901 | 0 | 0 | 0 | 0 | 0 | 0 | 0 | 131438.2195 | 0 | 0 | 0 | 18817.3245 | 0 | 0
2016-11-07 14:00 | 0 | 0 | 0 | 0 | 272106.1389 | 185903.3554 | 421647 | 0 | 0 | 0 | 323704.7715 | 0 | 0 | 0 | 0 | 0 | 0 | 0 | 0 | 0 | 0 | 1622713.7439 | 0 | 0 | 0 | 0 | 148983.3894 | 0 | 0 | 0 | 0 | 0 | 0 | 0 | -131438.2195 | 0 | 0 | 0 | 18817.3245 | 0 | 0
2016-11-07 15:00 | 0 | 0 | 0 | 0 | 135373.6355 | 459083.0784 | 426656 | 0 | 0 | 0 | 472688.1608 | 0 | 0 | 0 | 0 | 0 | 0 | 0 | 0 | 0 | 0 | 1637761.1127 | 0 | 0 | 0 | 0 | 148983.3894 | 0 | 0 | 0 | 0 | 0 | 0 | 0 | 0 | 0 | 0 | 0 | 18817.3245 | 0 | 0
2016-11-07 16:00 | 0 | 0 | 0 | 0 | 0 | 581951.6134 | 428919 | 0 | 0 | 0 | 475465.2303 | 0 | 0 | 0 | 0 | 0 | 0 | 131438.2195 | 0 | 0 | 0 | 1652808.4212 | 0 | 0 | 0 | 0 | 2777.0694 | 0 | 0 | 0 | 0 | 0 | 0 | 0 | 131438.2195 | 0 | 0 | 0 | 18817.3245 | 0 | 0
2016-11-07 17:00 | 0 | 0 | 0 | 0 | 0 | 599078.5419 | 430687 | 0 | 0 | 0 | 624448.6196 | 0 | 0 | 0 | 0 | 0 | 0 | 132029.0476 | 0 | 0 | 0 | 1667855.6696 | 0 | 0 | 0 | 0 | 148983.3894 | 0 | 0 | 0 | 0 | 0 | 0 | 0 | 590.8281 | 0 | 0 | 0 | 18817.3245 | 0 | 0
2016-11-07 18:00 | 0 | 0 | 0 | 0 | 0 | 584064.1987 | 432362 | 0 | 0 | 0 | 773432.009 | 0 | 0 | 0 | 0 | 0 | 0 | 115930.5324 | 0 | 0 | 0 | 1682902.8577 | 0 | 0 | 0 | 0 | 148983.3894 | 0 | 0 | 0 | 0 | 0 | 0 | 0 | -16098.5151 | 0 | 0 | 0 | 18817.3245 | 0 | 0
2016-11-07 19:00 | 0 | 0 | 0 | 0 | 0 | 573291.4803 | 433968 | 0 | 0 | 0 | 762499.9453 | 0 | 0 | 0 | 0 | 0 | 0 | 247368.7519 | 0 | 0 | 0 | 1697949.9857 | 0 | 0 | 0 | 0 | -10932.0637 | 0 | 0 | 0 | 0 | 0 | 0 | 0 | 131438.2195 | 0 | 0 | 0 | 18817.3245 | 0 | 0
2016-11-07 20:00 | 0 | 0 | 0 | 0 | 0 | 587562.0716 | 434391 | 0 | 0 | 0 | 911483.3347 | 0 | 0 | 0 | 0 | 0 | 0 | 232739.1097 | 0 | 0 | 0 | 1712997.0535 | 0 | 0 | 0 | 0 | 148983.3894 | 0 | 0 | 0 | 0 | 0 | 0 | 0 | -14629.6423 | 0 | 0 | 0 | 18817.3245 | 0 | 0
2016-11-07 21:00 | 0 | 0 | 0 | 0 | 0 | 611306.9622 | 437060 | 0 | 0 | 0 | 1060466.724 | 0 | 0 | 0 | 0 | 0 | 0 | 239185.358 | 0 | 0 | 0 | 1728044.0611 | 0 | 0 | 0 | 0 | 148983.3894 | 0 | 0 | 0 | 0 | 0 | 0 | 0 | 6446.2483 | 0 | 0 | 0 | 18817.3245 | 0 | 0
2016-11-07 22:00 | 0 | 0 | 0 | 0 | 169236.6948 | 578645.2385 | 448643 | 0 | 0 | 0 | 1209450.1134 | 0 | 0 | 0 | 0 | 0 | 0 | 370623.5775 | 0 | 0 | 0 | 1743091.0085 | 0 | 0 | 0 | 0 | 148983.3894 | 0 | 0 | 0 | 0 | 0 | 0 | 0 | 131438.2195 | 0 | 0 | 0 | 18817.3245 | 0 | 0
2016-11-07 23:00 | 0 | 0 | 0 | 0 | 0 | 366602.378 | 460712 | 0 | 0 | 0 | 1060466.724 | 0 | 0 | 0 | 0 | 0 | 0 | 406680.0204 | 0 | 0 | 0 | 1758137.8957 | 0 | 0 | 0 | 0 | -148983.3894 | 0 | 0 | 0 | 0 | 0 | 0 | 0 | 36056.4428 | 0 | 0 | 0 | 18817.3245 | 0 | 0
2016-11-08 | 0 | 0 | 0 | 0 | 450023.8016 | 35060.1391 | 460750 | 0 | 0 | 0 | 958934.6337 | 0 | 0 | 0 | 0 | 0 | 0 | 513728.7269 | 0 | 0 | 0 | 1773184.7228 | 0 | 0 | 0 | 0 | -101532.0904 | 0 | 0 | 0 | 0 | 0 | 0 | 0 | 107048.7066 | 0 | 0 | 0 | 18817.3245 | 0 | 0
2016-11-08 01:00 | 0 | 0 | 0 | 0 | 456329.5984 | 0 | 454242 | 0 | 0 | 0 | 1073643.1271 | 0 | 0 | 0 | 0 | 0 | 0 | 382290.5074 | 0 | 0 | 0 | 1788231.4896 | 0 | 0 | 0 | 0 | 114708.4935 | 0 | 0 | 0 | 0 | 0 | 0 | 0 | -131438.2195 | 0 | 0 | 0 | 18817.3245 | 0 | 0
2016-11-08 02:00 | 0 | 0 | 0 | 0 | 441302.4555 | 0 | 437320 | 0 | 0 | 0 | 1190246.4777 | 0 | 0 | 0 | 0 | 0 | 0 | 250852.2879 | 0 | 0 | 0 | 1803278.1963 | 0 | 0 | 0 | 0 | 116603.3505 | 0 | 0 | 0 | 0 | 0 | 0 | 0 | -131438.2195 | 0 | 0 | 0 | 18817.3245 | 0 | 0
2016-11-08 03:00 | 0 | 0 | 0 | 0 | 152946.7156 | 0 | 414551 | 0 | 0 | 0 | 1041263.0883 | 0 | 0 | 0 | 0 | 0 | 0 | 119414.0684 | 0 | 0 | 0 | 1818324.8427 | 0 | 0 | 0 | 0 | -148983.3894 | 0 | 0 | 0 | 0 | 0 | 0 | 0 | -131438.2195 | 0 | 0 | 0 | 18817.3245 | 0 | 0
2016-11-08 04:00 | 0 | 0 | 0 | 0 | 419373.563 | 0 | 390965 | 0 | 0 | 0 | 919416.1073 | 0 | 0 | 0 | 0 | 0 | 0 | 250852.2879 | 0 | 0 | 0 | 1833371.429 | 0 | 0 | 0 | 0 | -121846.981 | 0 | 0 | 0 | 0 | 0 | 0 | 0 | 131438.2195 | 0 | 0 | 0 | 18817.3245 | 0 | 0
2016-11-08 05:00 | 0 | 0 | 0 | 0 | 406452.4943 | 0 | 370090 | 0 | 0 | 0 | 1068399.4967 | 0 | 0 | 0 | 0 | 0 | 0 | 119414.0684 | 0 | 0 | 0 | 1848417.9551 | 0 | 0 | 0 | 0 | 148983.3894 | 0 | 0 | 0 | 0 | 0 | 0 | 0 | -131438.2195 | 0 | 0 | 0 | 18817.3245 | 0 | 0
2016-11-08 06:00 | 0 | 0 | 0 | 0 | 420395.5428 | 0 | 355713 | 0 | 0 | 0 | 1102240.5639 | 0 | 0 | 0 | 0 | 0 | 0 | 131438.2195 | 0 | 0 | 0 | 1863464.421 | 0 | 0 | 0 | 0 | 33841.0672 | 0 | 0 | 0 | 0 | 0 | 0 | 0 | 12024.1511 | 0 | 0 | 0 | 18817.3245 | 0 | 0
2016-11-08 07:00 | 0 | 0 | 0 | 0 | 84902.7156 | 0 | 346507 | 0 | 0 | 0 | 953257.1746 | 0 | 0 | 0 | 0 | 0 | 0 | 0 | 0 | 0 | 0 | 1878510.8268 | 0 | 0 | 0 | 0 | -148983.3894 | 0 | 0 | 0 | 0 | 0 | 0 | 0 | -131438.2195 | 0 | 0 | 0 | 18817.3245 | 0 | 0
2016-11-08 08:00 | 0 | 0 | 0 | 0 | 430426.9418 | 0 | 342579 | 0 | 0 | 0 | 890849.5724 | 0 | 0 | 0 | 0 | 0 | 0 | 131438.2195 | 0 | 0 | 0 | 1893557.1723 | 0 | 0 | 0 | 0 | -62407.6022 | 0 | 0 | 0 | 0 | 0 | 0 | 0 | 131438.2195 | 0 | 0 | 0 | 18817.3245 | 0 | 0
2016-11-08 09:00 | 0 | 0 | 0 | 0 | 82125.7156 | 0 | 343730 | 0 | 0 | 0 | 741866.183 | 0 | 0 | 0 | 0 | 0 | 0 | 0 | 0 | 0 | 0 | 1908603.4577 | 0 | 0 | 0 | 0 | -148983.3894 | 0 | 0 | 0 | 0 | 0 | 0 | 0 | -131438.2195 | 0 | 0 | 0 | 18817.3245 | 0 | 0
2016-11-08 10:00 | 0 | 0 | 0 | 0 | 440841.4068 | 0 | 356009 | 0 | 0 | 0 | 676443.0458 | 0 | 0 | 0 | 0 | 0 | 0 | 131438.2195 | 0 | 0 | 0 | 1923649.6828 | 0 | 0 | 0 | 0 | -65423.1372 | 0 | 0 | 0 | 0 | 0 | 0 | 0 | 131438.2195 | 0 | 0 | 0 | 18817.3245 | 0 | 0
2016-11-08 11:00 | 0 | 0 | 0 | 0 | 121355.7156 | 0 | 382960 | 0 | 0 | 0 | 527459.6564 | 0 | 0 | 0 | 0 | 0 | 0 | 0 | 0 | 0 | 0 | 1938695.8478 | 0 | 0 | 0 | 0 | -148983.3894 | 0 | 0 | 0 | 0 | 0 | 0 | 0 | -131438.2195 | 0 | 0 | 0 | 18817.3245 | 0 | 0
2016-11-08 12:00 | 0 | 0 | 0 | 0 | 440961.1929 | 0 | 407432 | 0 | 0 | 0 | 410733.3053 | 0 | 0 | 0 | 0 | 0 | 0 | 131438.2195 | 0 | 0 | 0 | 1953741.9526 | 0 | 0 | 0 | 0 | -116726.3511 | 0 | 0 | 0 | 0 | 0 | 0 | 0 | 131438.2195 | 0 | 0 | 0 | 18817.3245 | 0 | 0
2016-11-08 13:00 | 0 | 0 | 0 | 0 | 156159.2127 | 60.5029 | 417824 | 0 | 0 | 0 | 261749.916 | 0 | 0 | 0 | 0 | 0 | 0 | 0 | 0 | 0 | 0 | 1968787.9973 | 0 | 0 | 0 | 0 | -148983.3894 | 0 | 0 | 0 | 0 | 0 | 0 | 0 | -131438.2195 | 0 | 0 | 0 | 18817.3245 | 0 | 0
2016-11-08 14:00 | 0 | 0 | 0 | 0 | 333507.6548 | 195631.072 | 423057 | 0 | 0 | 0 | 252180.6602 | 0 | 0 | 0 | 0 | 0 | 0 | 96833.6581 | 0 | 0 | 0 | 1983833.9817 | 0 | 0 | 0 | 0 | -9569.2558 | 0 | 0 | 0 | 0 | 0 | 0 | 0 | 96833.6581 | 0 | 0 | 0 | 18817.3245 | 0 | 0
2016-11-08 15:00 | 0 | 0 | 0 | 0 | 0 | 537493.0592 | 425691 | 0 | 0 | 0 | 401164.0495 | 0 | 0 | 0 | 0 | 0 | 0 | 40835.0034 | 0 | 0 | 0 | 1998879.9059 | 0 | 0 | 0 | 0 | 148983.3894 | 0 | 0 | 0 | 0 | 0 | 0 | 0 | -55998.6546 | 0 | 0 | 0 | 18817.3245 | 0 | 0
2016-11-08 16:00 | 0 | 0 | 0 | 0 | 0 | 644320.5372 | 426448 | 0 | 0 | 0 | 550147.4389 | 0 | 0 | 0 | 0 | 0 | 0 | 90906.8267 | 0 | 0 | 0 | 2013925.77 | 0 | 0 | 0 | 0 | 148983.3894 | 0 | 0 | 0 | 0 | 0 | 0 | 0 | 50071.8233 | 0 | 0 | 0 | 18817.3245 | 0 | 0
2016-11-08 17:00 | 0 | 0 | 0 | 0 | 0 | 630944.7023 | 426886 | 0 | 0 | 0 | 699130.8283 | 0 | 0 | 0 | 0 | 0 | 0 | 127164.8151 | 0 | 0 | 0 | 2028971.5739 | 0 | 0 | 0 | 0 | 148983.3894 | 0 | 0 | 0 | 0 | 0 | 0 | 0 | 36257.9884 | 0 | 0 | 0 | 18817.3245 | 0 | 0
2016-11-08 18:00 | 0 | 0 | 0 | 0 | 0 | 594521.0182 | 428327 | 0 | 0 | 0 | 848114.2176 | 0 | 0 | 0 | 0 | 0 | 0 | 125558.1195 | 0 | 0 | 0 | 2044017.3176 | 0 | 0 | 0 | 0 | 148983.3894 | 0 | 0 | 0 | 0 | 0 | 0 | 0 | -1606.6957 | 0 | 0 | 0 | 18817.3245 | 0 | 0
2016-11-08 19:00 | 0 | 0 | 0 | 0 | 0 | 578957.682 | 429072 | 0 | 0 | 0 | 997097.607 | 0 | 0 | 0 | 0 | 0 | 0 | 107643.0876 | 0 | 0 | 0 | 2059063.0011 | 0 | 0 | 0 | 0 | 148983.3894 | 0 | 0 | 0 | 0 | 0 | 0 | 0 | -17915.0318 | 0 | 0 | 0 | 18817.3245 | 0 | 0
2016-11-08 20:00 | 0 | 0 | 0 | 0 | 137633.5086 | 591125.4247 | 429520 | 0 | 0 | 0 | 1146080.9964 | 0 | 0 | 0 | 0 | 0 | 0 | 239081.3071 | 0 | 0 | 0 | 2074108.6244 | 0 | 0 | 0 | 0 | 148983.3894 | 0 | 0 | 0 | 0 | 0 | 0 | 0 | 131438.2195 | 0 | 0 | 0 | 18817.3245 | 0 | 0
2016-11-08 21:00 | 0 | 0 | 0 | 0 | 0 | 624235.8457 | 432640 | 0 | 0 | 0 | 1295064.3858 | 0 | 0 | 0 | 0 | 0 | 0 | 262876.439 | 0 | 0 | 0 | 2089154.1876 | 0 | 0 | 0 | 0 | 148983.3894 | 0 | 0 | 0 | 0 | 0 | 0 | 0 | 23795.1319 | 0 | 0 | 0 | 18817.3245 | 0 | 0
2016-11-08 22:00 | 0 | 0 | 0 | 0 | 0 | 607215.8158 | 445778 | 0 | 0 | 0 | 1306246.6576 | 0 | 0 | 0 | 0 | 0 | 0 | 394314.6585 | 0 | 0 | 0 | 2104199.6906 | 0 | 0 | 0 | 0 | 11182.2718 | 0 | 0 | 0 | 0 | 0 | 0 | 0 | 131438.2195 | 0 | 0 | 0 | 18817.3245 | 0 | 0
2016-11-08 23:00 | 0 | 0 | 0 | 0 | 0 | 373754.8547 | 457394 | 0 | 0 | 0 | 1335228.4073 | 0 | 0 | 0 | 0 | 0 | 0 | 262876.439 | 0 | 0 | 0 | 2119245.1334 | 0 | 0 | 0 | 0 | 28981.7498 | 0 | 0 | 0 | 0 | 0 | 0 | 0 | -131438.2195 | 0 | 0 | 0 | 18817.3245 | 0 | 0
2016-11-09 | 0 | 0 | 0 | 0 | 159908.3168 | 36155.3988 | 457668 | 0 | 0 | 0 | 1186245.018 | 0 | 0 | 0 | 0 | 0 | 0 | 131438.2195 | 0 | 0 | 0 | 2134290.516 | 0 | 0 | 0 | 0 | -148983.3894 | 0 | 0 | 0 | 0 | 0 | 0 | 0 | -131438.2195 | 0 | 0 | 0 | 18817.3245 | 0 | 0
2016-11-09 01:00 | 0 | 0 | 0 | 0 | 552755.1679 | 0 | 451035 | 0 | 0 | 0 | 1137709.6419 | 0 | 0 | 0 | 0 | 0 | 0 | 262876.439 | 0 | 0 | 0 | 2149335.8384 | 0 | 0 | 0 | 0 | -48535.376 | 0 | 0 | 0 | 0 | 0 | 0 | 0 | 131438.2195 | 0 | 0 | 0 | 18817.3245 | 0 | 0
2016-11-09 02:00 | 0 | 0 | 0 | 0 | 172638.7156 | 0 | 434243 | 0 | 0 | 0 | 988726.2526 | 0 | 0 | 0 | 0 | 0 | 0 | 131438.2195 | 0 | 0 | 0 | 2164381.1006 | 0 | 0 | 0 | 0 | -148983.3894 | 0 | 0 | 0 | 0 | 0 | 0 | 0 | -131438.2195 | 0 | 0 | 0 | 18817.3245 | 0 | 0
2016-11-09 03:00 | 0 | 0 | 0 | 0 | 446823.4943 | 0 | 410461 | 0 | 0 | 0 | 1137709.6419 | 0 | 0 | 0 | 0 | 0 | 0 | 0 | 0 | 0 | 0 | 2179426.3027 | 0 | 0 | 0 | 0 | 148983.3894 | 0 | 0 | 0 | 0 | 0 | 0 | 0 | -131438.2195 | 0 | 0 | 0 | 18817.3245 | 0 | 0
2016-11-09 04:00 | 0 | 0 | 0 | 0 | 527004.9804 | 0 | 388056 | 0 | 0 | 0 | 1126403.0783 | 0 | 0 | 0 | 0 | 0 | 0 | 131438.2195 | 0 | 0 | 0 | 2194471.4446 | 0 | 0 | 0 | 0 | -11306.5636 | 0 | 0 | 0 | 0 | 0 | 0 | 0 | 131438.2195 | 0 | 0 | 0 | 18817.3245 | 0 | 0
2016-11-09 05:00 | 0 | 0 | 0 | 0 | 509851.9747 | 0 | 371470 | 0 | 0 | 0 | 1114529.509 | 0 | 0 | 0 | 0 | 0 | 0 | 262876.439 | 0 | 0 | 0 | 2209516.5263 | 0 | 0 | 0 | 0 | -11873.5693 | 0 | 0 | 0 | 0 | 0 | 0 | 0 | 131438.2195 | 0 | 0 | 0 | 18817.3245 | 0 | 0
2016-11-09 06:00 | 0 | 0 | 0 | 0 | 95209.7156 | 0 | 356814 | 0 | 0 | 0 | 965546.1197 | 0 | 0 | 0 | 0 | 0 | 0 | 131438.2195 | 0 | 0 | 0 | 2224561.5478 | 0 | 0 | 0 | 0 | -148983.3894 | 0 | 0 | 0 | 0 | 0 | 0 | 0 | -131438.2195 | 0 | 0 | 0 | 18817.3245 | 0 | 0
2016-11-09 07:00 | 0 | 0 | 0 | 0 | 489404.6892 | 0 | 345056 | 0 | 0 | 0 | 959639.2649 | 0 | 0 | 0 | 0 | 0 | 0 | 262876.439 | 0 | 0 | 0 | 2239606.5091 | 0 | 0 | 0 | 0 | -5906.8548 | 0 | 0 | 0 | 0 | 0 | 0 | 0 | 131438.2195 | 0 | 0 | 0 | 18817.3245 | 0 | 0
2016-11-09 08:00 | 0 | 0 | 0 | 0 | 76882.7156 | 0 | 338487 | 0 | 0 | 0 | 810655.8755 | 0 | 0 | 0 | 0 | 0 | 0 | 131438.2195 | 0 | 0 | 0 | 2254651.4103 | 0 | 0 | 0 | 0 | -148983.3894 | 0 | 0 | 0 | 0 | 0 | 0 | 0 | -131438.2195 | 0 | 0 | 0 | 18817.3245 | 0 | 0
2016-11-09 09:00 | 0 | 0 | 0 | 0 | 468623.831 | 0 | 338307 | 0 | 0 | 0 | 790717.1625 | 0 | 0 | 0 | 0 | 0 | 0 | 262876.439 | 0 | 0 | 0 | 2269696.2513 | 0 | 0 | 0 | 0 | -19938.713 | 0 | 0 | 0 | 0 | 0 | 0 | 0 | 131438.2195 | 0 | 0 | 0 | 18817.3245 | 0 | 0
2016-11-09 10:00 | 0 | 0 | 0 | 0 | 86997.7156 | 0 | 348602 | 0 | 0 | 0 | 641733.7731 | 0 | 0 | 0 | 0 | 0 | 0 | 131438.2195 | 0 | 0 | 0 | 2284741.0321 | 0 | 0 | 0 | 0 | -148983.3894 | 0 | 0 | 0 | 0 | 0 | 0 | 0 | -131438.2195 | 0 | 0 | 0 | 18817.3245 | 0 | 0
2016-11-09 11:00 | 0 | 0 | 0 | 0 | 463116.5021 | 0 | 375832 | 0 | 0 | 0 | 578762.7312 | 0 | 0 | 0 | 0 | 0 | 0 | 262876.439 | 0 | 0 | 0 | 2299785.7527 | 0 | 0 | 0 | 0 | -62971.0419 | 0 | 0 | 0 | 0 | 0 | 0 | 0 | 131438.2195 | 0 | 0 | 0 | 18817.3245 | 0 | 0
2016-11-09 12:00 | 0 | 0 | 0 | 0 | 139164.7156 | 0 | 400769 | 0 | 0 | 0 | 429779.3418 | 0 | 0 | 0 | 0 | 0 | 0 | 131438.2195 | 0 | 0 | 0 | 2314830.4131 | 0 | 0 | 0 | 0 | -148983.3894 | 0 | 0 | 0 | 0 | 0 | 0 | 0 | -131438.2195 | 0 | 0 | 0 | 18817.3245 | 0 | 0
2016-11-09 13:00 | 0 | 0 | 0 | 0 | 459289.7057 | 19.4438 | 413065 | 0 | 0 | 0 | 451337.3644 | 0 | 0 | 0 | 0 | 0 | 0 | 137307.022 | 0 | 0 | 0 | 2329875.0134 | 0 | 0 | 0 | 0 | 21558.0225 | 0 | 0 | 0 | 0 | 0 | 0 | 0 | 5868.8025 | 0 | 0 | 0 | 18817.3245 | 0 | 0
2016-11-09 14:00 | 0 | 0 | 0 | 0 | 0 | 205949.2323 | 421908 | 0 | 0 | 0 | 302353.975 | 0 | 0 | 0 | 0 | 0 | 0 | 51514.3192 | 0 | 0 | 0 | 2344919.5535 | 0 | 0 | 0 | 0 | -148983.3894 | 0 | 0 | 0 | 0 | 0 | 0 | 0 | -85792.7028 | 0 | 0 | 0 | 18817.3245 | 0 | 0
2016-11-09 15:00 | 0 | 0 | 0 | 0 | 186050.7755 | 539605.1579 | 426417 | 0 | 0 | 0 | 451337.3644 | 0 | 0 | 0 | 0 | 0 | 0 | 182952.5387 | 0 | 0 | 0 | 2359964.0334 | 0 | 0 | 0 | 0 | 148983.3894 | 0 | 0 | 0 | 0 | 0 | 0 | 0 | 131438.2195 | 0 | 0 | 0 | 18817.3245 | 0 | 0
2016-11-09 16:00 | 0 | 0 | 0 | 0 | 0 | 628488.0393 | 426920 | 0 | 0 | 0 | 600320.7538 | 0 | 0 | 0 | 0 | 0 | 0 | 216719.8641 | 0 | 0 | 0 | 2375008.4531 | 0 | 0 | 0 | 0 | 148983.3894 | 0 | 0 | 0 | 0 | 0 | 0 | 0 | 33767.3254 | 0 | 0 | 0 | 18817.3245 | 0 | 0
2016-11-09 17:00 | 0 | 0 | 0 | 0 | 0 | 618257.6674 | 428995 | 0 | 0 | 0 | 749304.1431 | 0 | 0 | 0 | 0 | 0 | 0 | 238181.8176 | 0 | 0 | 0 | 2390052.8127 | 0 | 0 | 0 | 0 | 148983.3894 | 0 | 0 | 0 | 0 | 0 | 0 | 0 | 21461.9535 | 0 | 0 | 0 | 18817.3245 | 0 | 0
2016-11-09 18:00 | 0 | 0 | 0 | 0 | 0 | 584704.3328 | 430462 | 0 | 0 | 0 | 898287.5325 | 0 | 0 | 0 | 0 | 0 | 0 | 224623.4366 | 0 | 0 | 0 | 2405097.1121 | 0 | 0 | 0 | 0 | 148983.3894 | 0 | 0 | 0 | 0 | 0 | 0 | 0 | -13558.381 | 0 | 0 | 0 | 18817.3245 | 0 | 0
2016-11-09 19:00 | 0 | 0 | 0 | 0 | 0 | 566370.233 | 430710 | 0 | 0 | 0 | 1047270.9219 | 0 | 0 | 0 | 0 | 0 | 0 | 192482.9558 | 0 | 0 | 0 | 2420141.3512 | 0 | 0 | 0 | 0 | 148983.3894 | 0 | 0 | 0 | 0 | 0 | 0 | 0 | -32140.4808 | 0 | 0 | 0 | 18817.3245 | 0 | 0
2016-11-09 20:00 | 0 | 0 | 0 | 0 | 0 | 573762.691 | 430888 | 0 | 0 | 0 | 1196254.3112 | 0 | 0 | 0 | 0 | 0 | 0 | 167556.9329 | 0 | 0 | 0 | 2435185.5303 | 0 | 0 | 0 | 0 | 148983.3894 | 0 | 0 | 0 | 0 | 0 | 0 | 0 | -24926.0228 | 0 | 0 | 0 | 18817.3245 | 0 | 0
2016-11-09 21:00 | 0 | 0 | 0 | 0 | 0 | 596419.8645 | 435479 | 0 | 0 | 0 | 1206939.6318 | 0 | 0 | 0 | 0 | 0 | 0 | 298995.1524 | 0 | 0 | 0 | 2450229.6491 | 0 | 0 | 0 | 0 | 10685.3205 | 0 | 0 | 0 | 0 | 0 | 0 | 0 | 131438.2195 | 0 | 0 | 0 | 18817.3245 | 0 | 0
2016-11-09 22:00 | 0 | 0 | 0 | 0 | 0 | 563753.2453 | 446668 | 0 | 0 | 0 | 1173769.3331 | 0 | 0 | 0 | 0 | 0 | 0 | 430433.3719 | 0 | 0 | 0 | 2465273.7078 | 0 | 0 | 0 | 0 | -33170.2987 | 0 | 0 | 0 | 0 | 0 | 0 | 0 | 131438.2195 | 0 | 0 | 0 | 18817.3245 | 0 | 0
2016-11-09 23:00 | 0 | 0 | 0 | 0 | 146171.2537 | 349187.2407 | 458996 | 0 | 0 | 0 | 1322752.7225 | 0 | 0 | 0 | 0 | 0 | 0 | 298995.1524 | 0 | 0 | 0 | 2480317.7063 | 0 | 0 | 0 | 0 | 148983.3894 | 0 | 0 | 0 | 0 | 0 | 0 | 0 | -131438.2195 | 0 | 0 | 0 | 18817.3245 | 0 | 0
2016-11-10 | 0 | 0 | 0 | 0 | 166484.2035 | 31898.5121 | 459987 | 0 | 0 | 0 | 1173769.3331 | 0 | 0 | 0 | 0 | 0 | 0 | 167556.9329 | 0 | 0 | 0 | 2495361.6446 | 0 | 0 | 0 | 0 | -148983.3894 | 0 | 0 | 0 | 0 | 0 | 0 | 0 | -131438.2195 | 0 | 0 | 0 | 18817.3245 | 0 | 0
2016-11-10 01:00 | 0 | 0 | 0 | 0 | 592284.2724 | 0 | 454010 | 0 | 0 | 0 | 1161788.0615 | 0 | 0 | 0 | 0 | 0 | 0 | 298995.1524 | 0 | 0 | 0 | 2510405.5227 | 0 | 0 | 0 | 0 | -11981.2716 | 0 | 0 | 0 | 0 | 0 | 0 | 0 | 131438.2195 | 0 | 0 | 0 | 18817.3245 | 0 | 0
2016-11-10 02:00 | 0 | 0 | 0 | 0 | 176162.7156 | 0 | 437767 | 0 | 0 | 0 | 1012804.6721 | 0 | 0 | 0 | 0 | 0 | 0 | 167556.9329 | 0 | 0 | 0 | 2525449.3407 | 0 | 0 | 0 | 0 | -148983.3894 | 0 | 0 | 0 | 0 | 0 | 0 | 0 | -131438.2195 | 0 | 0 | 0 | 18817.3245 | 0 | 0
2016-11-10 03:00 | 0 | 0 | 0 | 0 | 153934.7156 | 0 | 415539 | 0 | 0 | 0 | 863821.2828 | 0 | 0 | 0 | 0 | 0 | 0 | 36118.7134 | 0 | 0 | 0 | 2540493.0985 | 0 | 0 | 0 | 0 | -148983.3894 | 0 | 0 | 0 | 0 | 0 | 0 | 0 | -131438.2195 | 0 | 0 | 0 | 18817.3245 | 0 | 0
2016-11-10 04:00 | 0 | 0 | 0 | 0 | 393671.1546 | 0 | 392399 | 0 | 0 | 0 | 714837.8934 | 0 | 0 | 0 | 0 | 0 | 0 | 167556.9329 | 0 | 0 | 0 | 2555536.7961 | 0 | 0 | 0 | 0 | -148983.3894 | 0 | 0 | 0 | 0 | 0 | 0 | 0 | 131438.2195 | 0 | 0 | 0 | 18817.3245 | 0 | 0
2016-11-10 05:00 | 0 | 0 | 0 | 0 | 409024.4943 | 0 | 372662 | 0 | 0 | 0 | 863821.2828 | 0 | 0 | 0 | 0 | 0 | 0 | 36118.7134 | 0 | 0 | 0 | 2570580.4335 | 0 | 0 | 0 | 0 | 148983.3894 | 0 | 0 | 0 | 0 | 0 | 0 | 0 | -131438.2195 | 0 | 0 | 0 | 18817.3245 | 0 | 0
2016-11-10 06:00 | 0 | 0 | 0 | 0 | 359549.1546 | 0 | 358277 | 0 | 0 | 0 | 714837.8934 | 0 | 0 | 0 | 0 | 0 | 0 | 167556.9329 | 0 | 0 | 0 | 2585624.0108 | 0 | 0 | 0 | 0 | -148983.3894 | 0 | 0 | 0 | 0 | 0 | 0 | 0 | 131438.2195 | 0 | 0 | 0 | 18817.3245 | 0 | 0
2016-11-10 07:00 | 0 | 0 | 0 | 0 | 88069.7156 | 0 | 349674 | 0 | 0 | 0 | 565854.504 | 0 | 0 | 0 | 0 | 0 | 0 | 36118.7134 | 0 | 0 | 0 | 2600667.5279 | 0 | 0 | 0 | 0 | -148983.3894 | 0 | 0 | 0 | 0 | 0 | 0 | 0 | -131438.2195 | 0 | 0 | 0 | 18817.3245 | 0 | 0
2016-11-10 08:00 | 0 | 0 | 0 | 0 | 645091.9334 | 0 | 345853 | 0 | 0 | 0 | 714837.8934 | 0 | 0 | 0 | 0 | 0 | 0 | 167556.9329 | 0 | 0 | 0 | 2615710.9848 | 0 | 0 | 0 | 0 | 148983.3894 | 0 | 0 | 0 | 0 | 0 | 0 | 0 | 131438.2195 | 0 | 0 | 0 | 18817.3245 | 0 | 0
2016-11-10 09:00 | 0 | 0 | 0 | 0 | 86564.7156 | 0 | 348169 | 0 | 0 | 0 | 565854.504 | 0 | 0 | 0 | 0 | 0 | 0 | 36118.7134 | 0 | 0 | 0 | 2630754.3815 | 0 | 0 | 0 | 0 | -148983.3894 | 0 | 0 | 0 | 0 | 0 | 0 | 0 | -131438.2195 | 0 | 0 | 0 | 18817.3245 | 0 | 0
2016-11-10 10:00 | 0 | 0 | 0 | 0 | 361348.1546 | 0 | 360076 | 0 | 0 | 0 | 416871.1147 | 0 | 0 | 0 | 0 | 0 | 0 | 167556.9329 | 0 | 0 | 0 | 2645797.7181 | 0 | 0 | 0 | 0 | -148983.3894 | 0 | 0 | 0 | 0 | 0 | 0 | 0 | 131438.2195 | 0 | 0 | 0 | 18817.3245 | 0 | 0
2016-11-10 11:00 | 0 | 0 | 0 | 0 | 128328.7156 | 0 | 389933 | 0 | 0 | 0 | 267887.7253 | 0 | 0 | 0 | 0 | 0 | 0 | 36118.7134 | 0 | 0 | 0 | 2660840.9945 | 0 | 0 | 0 | 0 | -148983.3894 | 0 | 0 | 0 | 0 | 0 | 0 | 0 | -131438.2195 | 0 | 0 | 0 | 18817.3245 | 0 | 0
2016-11-10 12:00 | 0 | 0 | 0 | 0 | 615644.049 | 0 | 414297 | 0 | 0 | 0 | 318979.2303 | 0 | 0 | 0 | 0 | 0 | 0 | 167556.9329 | 0 | 0 | 0 | 2675884.2107 | 0 | 0 | 0 | 0 | 51091.505 | 0 | 0 | 0 | 0 | 0 | 0 | 0 | 131438.2195 | 0 | 0 | 0 | 18817.3245 | 0 | 0
2016-11-10 13:00 | 0 | 0 | 0 | 0 | 161149.8303 | 23.8853 | 422778 | 0 | 0 | 0 | 169995.8409 | 0 | 0 | 0 | 0 | 0 | 0 | 36118.7134 | 0 | 0 | 0 | 2690927.3668 | 0 | 0 | 0 | 0 | -148983.3894 | 0 | 0 | 0 | 0 | 0 | 0 | 0 | -131438.2195 | 0 | 0 | 0 | 18817.3245 | 0 | 0
2016-11-10 14:00 | 0 | 0 | 0 | 0 | 397056.4635 | 159486.537 | 424861 | 0 | 0 | 0 | 318979.2303 | 0 | 0 | 0 | 0 | 0 | 0 | 0 | 0 | 0 | 0 | 2705970.4627 | 0 | 0 | 0 | 0 | 148983.3894 | 0 | 0 | 0 | 0 | 0 | 0 | 0 | -36118.7134 | 0 | 0 | 0 | 18817.3245 | 0 | 0
2016-11-10 15:00 | 0 | 0 | 0 | 0 | 91346.3011 | 501810.4128 | 425356 | 0 | 0 | 0 | 467962.6197 | 0 | 0 | 0 | 0 | 0 | 0 | 0 | 0 | 0 | 0 | 2721013.4984 | 0 | 0 | 0 | 0 | 148983.3894 | 0 | 0 | 0 | 0 | 0 | 0 | 0 | 0 | 0 | 0 | 0 | 18817.3245 | 0 | 0
2016-11-10 16:00 | 0 | 0 | 0 | 0 | 117283.4836 | 606826.4498 | 424871 | 0 | 0 | 0 | 616946.0091 | 0 | 0 | 0 | 0 | 0 | 0 | 131438.2195 | 0 | 0 | 0 | 2736056.4739 | 0 | 0 | 0 | 0 | 148983.3894 | 0 | 0 | 0 | 0 | 0 | 0 | 0 | 131438.2195 | 0 | 0 | 0 | 18817.3245 | 0 | 0
2016-11-10 17:00 | 0 | 0 | 0 | 0 | 0 | 603239.5893 | 424766 | 0 | 0 | 0 | 645164.0544 | 0 | 0 | 0 | 0 | 0 | 0 | 262876.439 | 0 | 0 | 0 | 2751099.3893 | 0 | 0 | 0 | 0 | 28218.0454 | 0 | 0 | 0 | 0 | 0 | 0 | 0 | 131438.2195 | 0 | 0 | 0 | 18817.3245 | 0 | 0
2016-11-10 18:00 | 0 | 0 | 0 | 0 | 0 | 569571.5481 | 425604 | 0 | 0 | 0 | 794147.4438 | 0 | 0 | 0 | 0 | 0 | 0 | 239043.2733 | 0 | 0 | 0 | 2766142.2444 | 0 | 0 | 0 | 0 | 148983.3894 | 0 | 0 | 0 | 0 | 0 | 0 | 0 | -23833.1658 | 0 | 0 | 0 | 18817.3245 | 0 | 0
2016-11-10 19:00 | 0 | 0 | 0 | 0 | 0 | 552742.5779 | 426796 | 0 | 0 | 0 | 943130.8332 | 0 | 0 | 0 | 0 | 0 | 0 | 197189.1373 | 0 | 0 | 0 | 2781185.0395 | 0 | 0 | 0 | 0 | 148983.3894 | 0 | 0 | 0 | 0 | 0 | 0 | 0 | -41854.1359 | 0 | 0 | 0 | 18817.3245 | 0 | 0
2016-11-10 20:00 | 0 | 0 | 0 | 0 | 0 | 562361.8858 | 427295 | 0 | 0 | 0 | 1092114.2225 | 0 | 0 | 0 | 0 | 0 | 0 | 164455.3092 | 0 | 0 | 0 | 2796227.7743 | 0 | 0 | 0 | 0 | 148983.3894 | 0 | 0 | 0 | 0 | 0 | 0 | 0 | -32733.8281 | 0 | 0 | 0 | 18817.3245 | 0 | 0
2016-11-10 21:00 | 0 | 0 | 0 | 0 | 0 | 585142.5808 | 429964 | 0 | 0 | 0 | 1097037.2594 | 0 | 0 | 0 | 0 | 0 | 0 | 295893.5287 | 0 | 0 | 0 | 2811270.449 | 0 | 0 | 0 | 0 | 4923.0368 | 0 | 0 | 0 | 0 | 0 | 0 | 0 | 131438.2195 | 0 | 0 | 0 | 18817.3245 | 0 | 0
2016-11-10 22:00 | 0 | 0 | 0 | 0 | 0 | 555054.5907 | 440203 | 0 | 0 | 0 | 1246020.6487 | 0 | 0 | 0 | 0 | 0 | 0 | 242944.4056 | 0 | 0 | 0 | 2826313.0635 | 0 | 0 | 0 | 0 | 148983.3894 | 0 | 0 | 0 | 0 | 0 | 0 | 0 | -52949.1231 | 0 | 0 | 0 | 18817.3245 | 0 | 0
2016-11-10 23:00 | 0 | 0 | 0 | 0 | 0 | 324764.3311 | 452413 | 0 | 0 | 0 | 1230992.8748 | 0 | 0 | 0 | 0 | 0 | 0 | 111506.1861 | 0 | 0 | 0 | 2841355.6178 | 0 | 0 | 0 | 0 | -15027.7739 | 0 | 0 | 0 | 0 | 0 | 0 | 0 | -131438.2195 | 0 | 0 | 0 | 18817.3245 | 0 | 0
2016-11-11 | 0 | 0 | 0 | 0 | 429980.3888 | 25031.7658 | 453740 | 0 | 0 | 0 | 1082009.4855 | 0 | 0 | 0 | 0 | 0 | 0 | 242944.4056 | 0 | 0 | 0 | 2856398.112 | 0 | 0 | 0 | 0 | -148983.3894 | 0 | 0 | 0 | 0 | 0 | 0 | 0 | 131438.2195 | 0 | 0 | 0 | 18817.3245 | 0 | 0
2016-11-11 01:00 | 0 | 0 | 0 | 0 | 207050.749 | 0 | 448723 | 0 | 0 | 0 | 933026.0961 | 0 | 0 | 0 | 0 | 0 | 0 | 131438.2195 | 0 | 0 | 0 | 2871440.546 | 0 | 0 | 0 | 0 | -148983.3894 | 0 | 0 | 0 | 0 | 0 | 0 | 0 | -111506.1861 | 0 | 0 | 0 | 18817.3245 | 0 | 0
2016-11-11 02:00 | 0 | 0 | 0 | 0 | 721812.4086 | 0 | 434945 | 0 | 0 | 0 | 1069637.9607 | 0 | 0 | 0 | 0 | 0 | 0 | 262876.439 | 0 | 0 | 0 | 2886482.9198 | 0 | 0 | 0 | 0 | 136611.8647 | 0 | 0 | 0 | 0 | 0 | 0 | 0 | 131438.2195 | 0 | 0 | 0 | 18817.3245 | 0 | 0
2016-11-11 03:00 | 0 | 0 | 0 | 0 | 152152.7156 | 0 | 413757 | 0 | 0 | 0 | 920654.5714 | 0 | 0 | 0 | 0 | 0 | 0 | 131438.2195 | 0 | 0 | 0 | 2901525.2335 | 0 | 0 | 0 | 0 | -148983.3894 | 0 | 0 | 0 | 0 | 0 | 0 | 0 | -131438.2195 | 0 | 0 | 0 | 18817.3245 | 0 | 0
2016-11-11 04:00 | 0 | 0 | 0 | 0 | 130103.7156 | 0 | 391708 | 0 | 0 | 0 | 771671.182 | 0 | 0 | 0 | 0 | 0 | 0 | 0 | 0 | 0 | 0 | 2916567.4869 | 0 | 0 | 0 | 0 | -148983.3894 | 0 | 0 | 0 | 0 | 0 | 0 | 0 | -131438.2195 | 0 | 0 | 0 | 18817.3245 | 0 | 0
2016-11-11 05:00 | 0 | 0 | 0 | 0 | 372774.1546 | 0 | 371502 | 0 | 0 | 0 | 622687.7926 | 0 | 0 | 0 | 0 | 0 | 0 | 131438.2195 | 0 | 0 | 0 | 2931609.6803 | 0 | 0 | 0 | 0 | -148983.3894 | 0 | 0 | 0 | 0 | 0 | 0 | 0 | 131438.2195 | 0 | 0 | 0 | 18817.3245 | 0 | 0
2016-11-11 06:00 | 0 | 0 | 0 | 0 | 393688.4943 | 0 | 357326 | 0 | 0 | 0 | 771671.182 | 0 | 0 | 0 | 0 | 0 | 0 | 0 | 0 | 0 | 0 | 2946651.8134 | 0 | 0 | 0 | 0 | 148983.3894 | 0 | 0 | 0 | 0 | 0 | 0 | 0 | -131438.2195 | 0 | 0 | 0 | 18817.3245 | 0 | 0
2016-11-11 07:00 | 0 | 0 | 0 | 0 | 348961.1546 | 0 | 347689 | 0 | 0 | 0 | 622687.7926 | 0 | 0 | 0 | 0 | 0 | 0 | 131438.2195 | 0 | 0 | 0 | 2961693.8864 | 0 | 0 | 0 | 0 | -148983.3894 | 0 | 0 | 0 | 0 | 0 | 0 | 0 | 131438.2195 | 0 | 0 | 0 | 18817.3245 | 0 | 0
2016-11-11 08:00 | 0 | 0 | 0 | 0 | 81817.7156 | 0 | 343422 | 0 | 0 | 0 | 473704.4033 | 0 | 0 | 0 | 0 | 0 | 0 | 0 | 0 | 0 | 0 | 2976735.8992 | 0 | 0 | 0 | 0 | -148983.3894 | 0 | 0 | 0 | 0 | 0 | 0 | 0 | -131438.2195 | 0 | 0 | 0 | 18817.3245 | 0 | 0
2016-11-11 09:00 | 0 | 0 | 0 | 0 | 537780.0385 | 0 | 344999 | 0 | 0 | 0 | 516229.8978 | 0 | 0 | 0 | 0 | 0 | 0 | 131438.2195 | 0 | 0 | 0 | 2991777.8518 | 0 | 0 | 0 | 0 | 42525.4946 | 0 | 0 | 0 | 0 | 0 | 0 | 0 | 131438.2195 | 0 | 0 | 0 | 18817.3245 | 0 | 0
2016-11-11 10:00 | 0 | 0 | 0 | 0 | 93100.7156 | 0 | 354705 | 0 | 0 | 0 | 367246.5084 | 0 | 0 | 0 | 0 | 0 | 0 | 0 | 0 | 0 | 0 | 3006819.7443 | 0 | 0 | 0 | 0 | -148983.3894 | 0 | 0 | 0 | 0 | 0 | 0 | 0 | -131438.2195 | 0 | 0 | 0 | 18817.3245 | 0 | 0
2016-11-11 11:00 | 0 | 0 | 0 | 0 | 481442.3951 | 0 | 378884 | 0 | 0 | 0 | 319549.3596 | 0 | 0 | 0 | 0 | 0 | 0 | 131438.2195 | 0 | 0 | 0 | 3021861.5766 | 0 | 0 | 0 | 0 | -47697.1488 | 0 | 0 | 0 | 0 | 0 | 0 | 0 | 131438.2195 | 0 | 0 | 0 | 18817.3245 | 0 | 0
2016-11-11 12:00 | 0 | 0 | 0 | 0 | 272062.9351 | 0 | 402229 | 0 | 0 | 0 | 170565.9702 | 0 | 0 | 0 | 0 | 0 | 0 | 131438.2195 | 0 | 0 | 0 | 3036903.3488 | 0 | 0 | 0 | 0 | -148983.3894 | 0 | 0 | 0 | 0 | 0 | 0 | 0 | 0 | 0 | 0 | 0 | 18817.3245 | 0 | 0
2016-11-11 13:00 | 0 | 0 | 0 | 0 | 425080.7986 | 35.3345 | 413318 | 0 | 0 | 0 | 294984.9983 | 0 | 0 | 0 | 0 | 0 | 0 | 0 | 0 | 0 | 0 | 3051945.0607 | 0 | 0 | 0 | 0 | 124419.0281 | 0 | 0 | 0 | 0 | 0 | 0 | 0 | -131438.2195 | 0 | 0 | 0 | 18817.3245 | 0 | 0
2016-11-11 14:00 | 0 | 0 | 0 | 0 | 143448.3465 | 143604.5886 | 417219 | 0 | 0 | 0 | 146001.6089 | 0 | 0 | 0 | 0 | 0 | 0 | 0 | 0 | 0 | 0 | 3066986.7125 | 0 | 0 | 0 | 0 | -148983.3894 | 0 | 0 | 0 | 0 | 0 | 0 | 0 | 0 | 0 | 0 | 0 | 18817.3245 | 0 | 0
2016-11-11 15:00 | 0 | 0 | 0 | 0 | 86393.3392 | 500204.3746 | 418797 | 0 | 0 | 0 | 294984.9983 | 0 | 0 | 0 | 0 | 0 | 0 | 0 | 0 | 0 | 0 | 3082028.3042 | 0 | 0 | 0 | 0 | 148983.3894 | 0 | 0 | 0 | 0 | 0 | 0 | 0 | 0 | 0 | 0 | 0 | 18817.3245 | 0 | 0
2016-11-11 16:00 | 0 | 0 | 0 | 0 | 83133.3027 | 635251.6307 | 419146 | 0 | 0 | 0 | 443968.3877 | 0 | 0 | 0 | 0 | 0 | 0 | 131438.2195 | 0 | 0 | 0 | 3097069.8357 | 0 | 0 | 0 | 0 | 148983.3894 | 0 | 0 | 0 | 0 | 0 | 0 | 0 | 131438.2195 | 0 | 0 | 0 | 18817.3245 | 0 | 0
2016-11-11 17:00 | 0 | 0 | 0 | 0 | 0 | 627062.654 | 418334 | 0 | 0 | 0 | 502441.4977 | 0 | 0 | 0 | 0 | 0 | 0 | 262876.439 | 0 | 0 | 0 | 3112111.307 | 0 | 0 | 0 | 0 | 58473.11 | 0 | 0 | 0 | 0 | 0 | 0 | 0 | 131438.2195 | 0 | 0 | 0 | 18817.3245 | 0 | 0
2016-11-11 18:00 | 0 | 0 | 0 | 0 | 0 | 588343.3264 | 418496 | 0 | 0 | 0 | 651424.8871 | 0 | 0 | 0 | 0 | 0 | 0 | 264923.0516 | 0 | 0 | 0 | 3127152.7181 | 0 | 0 | 0 | 0 | 148983.3894 | 0 | 0 | 0 | 0 | 0 | 0 | 0 | 2046.6125 | 0 | 0 | 0 | 18817.3245 | 0 | 0
2016-11-11 19:00 | 0 | 0 | 0 | 0 | 0 | 571343.2249 | 418696 | 0 | 0 | 0 | 800408.2764 | 0 | 0 | 0 | 0 | 0 | 0 | 249769.5626 | 0 | 0 | 0 | 3142194.0691 | 0 | 0 | 0 | 0 | 148983.3894 | 0 | 0 | 0 | 0 | 0 | 0 | 0 | -15153.4889 | 0 | 0 | 0 | 18817.3245 | 0 | 0
2016-11-11 20:00 | 0 | 0 | 0 | 0 | 0 | 585604.9589 | 418481 | 0 | 0 | 0 | 817276.6914 | 0 | 0 | 0 | 0 | 0 | 0 | 381207.7821 | 0 | 0 | 0 | 3157235.3599 | 0 | 0 | 0 | 0 | 16868.4149 | 0 | 0 | 0 | 0 | 0 | 0 | 0 | 131438.2195 | 0 | 0 | 0 | 18817.3245 | 0 | 0
2016-11-11 21:00 | 0 | 0 | 0 | 0 | 107629.8948 | 612949.0385 | 421340 | 0 | 0 | 0 | 966260.0807 | 0 | 0 | 0 | 0 | 0 | 0 | 512646.0016 | 0 | 0 | 0 | 3172276.5905 | 0 | 0 | 0 | 0 | 148983.3894 | 0 | 0 | 0 | 0 | 0 | 0 | 0 | 131438.2195 | 0 | 0 | 0 | 18817.3245 | 0 | 0
2016-11-11 22:00 | 0 | 0 | 0 | 0 | 0 | 575644.6449 | 431879 | 0 | 0 | 0 | 1115243.4701 | 0 | 0 | 0 | 0 | 0 | 0 | 488610.9327 | 0 | 0 | 0 | 3187317.761 | 0 | 0 | 0 | 0 | 148983.3894 | 0 | 0 | 0 | 0 | 0 | 0 | 0 | -24035.0689 | 0 | 0 | 0 | 18817.3245 | 0 | 0
2016-11-11 23:00 | 0 | 0 | 0 | 0 | 0 | 313137.4247 | 440688 | 0 | 0 | 0 | 1100313.7899 | 0 | 0 | 0 | 0 | 0 | 0 | 357172.7132 | 0 | 0 | 0 | 3202358.8713 | 0 | 0 | 0 | 0 | -14929.6802 | 0 | 0 | 0 | 0 | 0 | 0 | 0 | -131438.2195 | 0 | 0 | 0 | 18817.3245 | 0 | 0
2016-11-12 | 0 | 0 | 0 | 0 | 156524.9319 | 21331.7838 | 439461 | 0 | 0 | 0 | 951330.4005 | 0 | 0 | 0 | 0 | 0 | 0 | 225734.4937 | 0 | 0 | 0 | 3217399.9215 | 0 | 0 | 0 | 0 | -148983.3894 | 0 | 0 | 0 | 0 | 0 | 0 | 0 | -131438.2195 | 0 | 0 | 0 | 18817.3245 | 0 | 0
2016-11-12 01:00 | 0 | 0 | 0 | 0 | 612159.8668 | 0 | 433417 | 0 | 0 | 0 | 979817.7233 | 0 | 0 | 0 | 0 | 0 | 0 | 357172.7132 | 0 | 0 | 0 | 3232440.9115 | 0 | 0 | 0 | 0 | 28487.3228 | 0 | 0 | 0 | 0 | 0 | 0 | 0 | 131438.2195 | 0 | 0 | 0 | 18817.3245 | 0 | 0
2016-11-12 02:00 | 0 | 0 | 0 | 0 | 159043.7156 | 0 | 420648 | 0 | 0 | 0 | 830834.3339 | 0 | 0 | 0 | 0 | 0 | 0 | 225734.4937 | 0 | 0 | 0 | 3247481.8413 | 0 | 0 | 0 | 0 | -148983.3894 | 0 | 0 | 0 | 0 | 0 | 0 | 0 | -131438.2195 | 0 | 0 | 0 | 18817.3245 | 0 | 0
2016-11-12 03:00 | 0 | 0 | 0 | 0 | 142287.7156 | 0 | 403892 | 0 | 0 | 0 | 681850.9445 | 0 | 0 | 0 | 0 | 0 | 0 | 94296.2742 | 0 | 0 | 0 | 3262522.7109 | 0 | 0 | 0 | 0 | -148983.3894 | 0 | 0 | 0 | 0 | 0 | 0 | 0 | -131438.2195 | 0 | 0 | 0 | 18817.3245 | 0 | 0
2016-11-12 04:00 | 0 | 0 | 0 | 0 | 626582.8974 | 0 | 385337 | 0 | 0 | 0 | 772841.2979 | 0 | 0 | 0 | 0 | 0 | 0 | 225734.4937 | 0 | 0 | 0 | 3277563.5204 | 0 | 0 | 0 | 0 | 90990.3534 | 0 | 0 | 0 | 0 | 0 | 0 | 0 | 131438.2195 | 0 | 0 | 0 | 18817.3245 | 0 | 0
2016-11-12 05:00 | 0 | 0 | 0 | 0 | 105643.7156 | 0 | 367248 | 0 | 0 | 0 | 623857.9086 | 0 | 0 | 0 | 0 | 0 | 0 | 94296.2742 | 0 | 0 | 0 | 3292604.2698 | 0 | 0 | 0 | 0 | -148983.3894 | 0 | 0 | 0 | 0 | 0 | 0 | 0 | -131438.2195 | 0 | 0 | 0 | 18817.3245 | 0 | 0
2016-11-12 06:00 | 0 | 0 | 0 | 0 | 627272.1333 | 0 | 353155 | 0 | 0 | 0 | 747719.4979 | 0 | 0 | 0 | 0 | 0 | 0 | 225734.4937 | 0 | 0 | 0 | 3307644.9589 | 0 | 0 | 0 | 0 | 123861.5893 | 0 | 0 | 0 | 0 | 0 | 0 | 0 | 131438.2195 | 0 | 0 | 0 | 18817.3245 | 0 | 0
2016-11-12 07:00 | 0 | 0 | 0 | 0 | 83223.7156 | 0 | 344828 | 0 | 0 | 0 | 598736.1085 | 0 | 0 | 0 | 0 | 0 | 0 | 94296.2742 | 0 | 0 | 0 | 3322685.588 | 0 | 0 | 0 | 0 | -148983.3894 | 0 | 0 | 0 | 0 | 0 | 0 | 0 | -131438.2195 | 0 | 0 | 0 | 18817.3245 | 0 | 0
2016-11-12 08:00 | 0 | 0 | 0 | 0 | 341783.1546 | 0 | 340511 | 0 | 0 | 0 | 449752.7192 | 0 | 0 | 0 | 0 | 0 | 0 | 225734.4937 | 0 | 0 | 0 | 3337726.1568 | 0 | 0 | 0 | 0 | -148983.3894 | 0 | 0 | 0 | 0 | 0 | 0 | 0 | 131438.2195 | 0 | 0 | 0 | 18817.3245 | 0 | 0
2016-11-12 09:00 | 0 | 0 | 0 | 0 | 78978.7156 | 0 | 340583 | 0 | 0 | 0 | 300769.3298 | 0 | 0 | 0 | 0 | 0 | 0 | 94296.2742 | 0 | 0 | 0 | 3352766.6655 | 0 | 0 | 0 | 0 | -148983.3894 | 0 | 0 | 0 | 0 | 0 | 0 | 0 | -131438.2195 | 0 | 0 | 0 | 18817.3245 | 0 | 0
2016-11-12 10:00 | 0 | 0 | 0 | 0 | 593695.9518 | 0 | 345289 | 0 | 0 | 0 | 449752.7192 | 0 | 0 | 0 | 0 | 0 | 0 | 174902.5121 | 0 | 0 | 0 | 3367807.114 | 0 | 0 | 0 | 0 | 148983.3894 | 0 | 0 | 0 | 0 | 0 | 0 | 0 | 80606.2379 | 0 | 0 | 0 | 18817.3245 | 0 | 0
2016-11-12 11:00 | 0 | 0 | 0 | 0 | 93768.7156 | 0 | 355373 | 0 | 0 | 0 | 300769.3298 | 0 | 0 | 0 | 0 | 0 | 0 | 43464.2926 | 0 | 0 | 0 | 3382847.5024 | 0 | 0 | 0 | 0 | -148983.3894 | 0 | 0 | 0 | 0 | 0 | 0 | 0 | -131438.2195 | 0 | 0 | 0 | 18817.3245 | 0 | 0
2016-11-12 12:00 | 0 | 0 | 0 | 0 | 566914.9877 | 0 | 368396 | 0 | 0 | 0 | 349032.7735 | 0 | 0 | 0 | 0 | 0 | 0 | 174902.5121 | 0 | 0 | 0 | 3397887.8306 | 0 | 0 | 0 | 0 | 48263.4437 | 0 | 0 | 0 | 0 | 0 | 0 | 0 | 131438.2195 | 0 | 0 | 0 | 18817.3245 | 0 | 0
2016-11-12 13:00 | 0 | 0 | 0 | 0 | 119742.7813 | 42.9343 | 381390 | 0 | 0 | 0 | 200049.3841 | 0 | 0 | 0 | 0 | 0 | 0 | 43464.2926 | 0 | 0 | 0 | 3412928.0986 | 0 | 0 | 0 | 0 | -148983.3894 | 0 | 0 | 0 | 0 | 0 | 0 | 0 | -131438.2195 | 0 | 0 | 0 | 18817.3245 | 0 | 0
2016-11-12 14:00 | 0 | 0 | 0 | 0 | 31366.4123 | 184715.2302 | 389712 | 0 | 0 | 0 | 51065.9947 | 0 | 0 | 0 | 0 | 0 | 0 | 0 | 0 | 0 | 0 | 3427968.3065 | 0 | 0 | 0 | 0 | -148983.3894 | 0 | 0 | 0 | 0 | 0 | 0 | 0 | -43464.2926 | 0 | 0 | 0 | 18817.3245 | 0 | 0
2016-11-12 15:00 | 0 | 0 | 0 | 0 | 128443.0759 | 432158.6379 | 392801 | 0 | 0 | 0 | 200049.3841 | 0 | 0 | 0 | 0 | 0 | 0 | 0 | 0 | 0 | 0 | 3443008.4542 | 0 | 0 | 0 | 0 | 148983.3894 | 0 | 0 | 0 | 0 | 0 | 0 | 0 | 0 | 0 | 0 | 0 | 18817.3245 | 0 | 0
2016-11-12 16:00 | 0 | 0 | 0 | 0 | 161560.2637 | 530789.6696 | 393111 | 0 | 0 | 0 | 349032.7735 | 0 | 0 | 0 | 0 | 0 | 0 | 131438.2195 | 0 | 0 | 0 | 3458048.5417 | 0 | 0 | 0 | 0 | 148983.3894 | 0 | 0 | 0 | 0 | 0 | 0 | 0 | 131438.2195 | 0 | 0 | 0 | 18817.3245 | 0 | 0
2016-11-12 17:00 | 0 | 0 | 0 | 0 | 0 | 538362.5535 | 391081 | 0 | 0 | 0 | 498016.1629 | 0 | 0 | 0 | 0 | 0 | 0 | 110919.0591 | 0 | 0 | 0 | 3473088.5691 | 0 | 0 | 0 | 0 | 148983.3894 | 0 | 0 | 0 | 0 | 0 | 0 | 0 | -20519.1604 | 0 | 0 | 0 | 18817.3245 | 0 | 0
2016-11-12 18:00 | 0 | 0 | 0 | 0 | 161370.245 | 526462.6884 | 388594 | 0 | 0 | 0 | 646999.5522 | 0 | 0 | 0 | 0 | 0 | 0 | 242357.2786 | 0 | 0 | 0 | 3488128.5364 | 0 | 0 | 0 | 0 | 148983.3894 | 0 | 0 | 0 | 0 | 0 | 0 | 0 | 131438.2195 | 0 | 0 | 0 | 18817.3245 | 0 | 0
2016-11-12 19:00 | 0 | 0 | 0 | 0 | 0 | 520641.9369 | 386795 | 0 | 0 | 0 | 795982.9416 | 0 | 0 | 0 | 0 | 0 | 0 | 208403.5017 | 0 | 0 | 0 | 3503168.4434 | 0 | 0 | 0 | 0 | 148983.3894 | 0 | 0 | 0 | 0 | 0 | 0 | 0 | -33953.777 | 0 | 0 | 0 | 18817.3245 | 0 | 0
2016-11-12 20:00 | 0 | 0 | 0 | 0 | 0 | 533247.7529 | 387364 | 0 | 0 | 0 | 944966.331 | 0 | 0 | 0 | 0 | 0 | 0 | 186486.5407 | 0 | 0 | 0 | 3518208.2903 | 0 | 0 | 0 | 0 | 148983.3894 | 0 | 0 | 0 | 0 | 0 | 0 | 0 | -21916.9609 | 0 | 0 | 0 | 18817.3245 | 0 | 0
2016-11-12 21:00 | 0 | 0 | 0 | 0 | 144135.7586 | 547499.1748 | 392396 | 0 | 0 | 0 | 1093949.7203 | 0 | 0 | 0 | 0 | 0 | 0 | 317924.7602 | 0 | 0 | 0 | 3533248.0771 | 0 | 0 | 0 | 0 | 148983.3894 | 0 | 0 | 0 | 0 | 0 | 0 | 0 | 131438.2195 | 0 | 0 | 0 | 18817.3245 | 0 | 0
2016-11-12 22:00 | 0 | 0 | 0 | 0 | 0 | 503086.4339 | 406035 | 0 | 0 | 0 | 1040745.6103 | 0 | 0 | 0 | 0 | 0 | 0 | 449362.9797 | 0 | 0 | 0 | 3548287.8037 | 0 | 0 | 0 | 0 | -53204.11 | 0 | 0 | 0 | 0 | 0 | 0 | 0 | 131438.2195 | 0 | 0 | 0 | 18817.3245 | 0 | 0
2016-11-12 23:00 | 0 | 0 | 0 | 0 | 0 | 255306.6905 | 419527 | 0 | 0 | 0 | 989146.1958 | 0 | 0 | 0 | 0 | 0 | 0 | 317924.7602 | 0 | 0 | 0 | 3563327.4701 | 0 | 0 | 0 | 0 | -51599.4145 | 0 | 0 | 0 | 0 | 0 | 0 | 0 | -131438.2195 | 0 | 0 | 0 | 18817.3245 | 0 | 0
2016-11-13 | 0 | 0 | 0 | 0 | 141789.1321 | 19201.5835 | 422595 | 0 | 0 | 0 | 840162.8064 | 0 | 0 | 0 | 0 | 0 | 0 | 186486.5407 | 0 | 0 | 0 | 3578367.0764 | 0 | 0 | 0 | 0 | -148983.3894 | 0 | 0 | 0 | 0 | 0 | 0 | 0 | -131438.2195 | 0 | 0 | 0 | 18817.3245 | 0 | 0
2016-11-13 01:00 | 0 | 0 | 0 | 0 | 457419.4943 | 0 | 421057 | 0 | 0 | 0 | 989146.1958 | 0 | 0 | 0 | 0 | 0 | 0 | 55048.3212 | 0 | 0 | 0 | 3593406.6225 | 0 | 0 | 0 | 0 | 148983.3894 | 0 | 0 | 0 | 0 | 0 | 0 | 0 | -131438.2195 | 0 | 0 | 0 | 18817.3245 | 0 | 0
2016-11-13 02:00 | 0 | 0 | 0 | 0 | 413260.1546 | 0 | 411988 | 0 | 0 | 0 | 840162.8064 | 0 | 0 | 0 | 0 | 0 | 0 | 186486.5407 | 0 | 0 | 0 | 3608446.1085 | 0 | 0 | 0 | 0 | -148983.3894 | 0 | 0 | 0 | 0 | 0 | 0 | 0 | 131438.2195 | 0 | 0 | 0 | 18817.3245 | 0 | 0
2016-11-13 03:00 | 0 | 0 | 0 | 0 | 136721.7156 | 0 | 398326 | 0 | 0 | 0 | 691179.4171 | 0 | 0 | 0 | 0 | 0 | 0 | 55048.3212 | 0 | 0 | 0 | 3623485.5343 | 0 | 0 | 0 | 0 | -148983.3894 | 0 | 0 | 0 | 0 | 0 | 0 | 0 | -131438.2195 | 0 | 0 | 0 | 18817.3245 | 0 | 0
2016-11-13 04:00 | 0 | 0 | 0 | 0 | 384106.1546 | 0 | 382834 | 0 | 0 | 0 | 542196.0277 | 0 | 0 | 0 | 0 | 0 | 0 | 186486.5407 | 0 | 0 | 0 | 3638524.8999 | 0 | 0 | 0 | 0 | -148983.3894 | 0 | 0 | 0 | 0 | 0 | 0 | 0 | 131438.2195 | 0 | 0 | 0 | 18817.3245 | 0 | 0
2016-11-13 05:00 | 0 | 0 | 0 | 0 | 403980.4943 | 0 | 367618 | 0 | 0 | 0 | 691179.4171 | 0 | 0 | 0 | 0 | 0 | 0 | 55048.3212 | 0 | 0 | 0 | 3653564.2054 | 0 | 0 | 0 | 0 | 148983.3894 | 0 | 0 | 0 | 0 | 0 | 0 | 0 | -131438.2195 | 0 | 0 | 0 | 18817.3245 | 0 | 0
2016-11-13 06:00 | 0 | 0 | 0 | 0 | 357182.1546 | 0 | 355910 | 0 | 0 | 0 | 542196.0277 | 0 | 0 | 0 | 0 | 0 | 0 | 186486.5407 | 0 | 0 | 0 | 3668603.4507 | 0 | 0 | 0 | 0 | -148983.3894 | 0 | 0 | 0 | 0 | 0 | 0 | 0 | 131438.2195 | 0 | 0 | 0 | 18817.3245 | 0 | 0
2016-11-13 07:00 | 0 | 0 | 0 | 0 | 87108.7156 | 0 | 348713 | 0 | 0 | 0 | 393212.6383 | 0 | 0 | 0 | 0 | 0 | 0 | 55048.3212 | 0 | 0 | 0 | 3683642.6359 | 0 | 0 | 0 | 0 | -148983.3894 | 0 | 0 | 0 | 0 | 0 | 0 | 0 | -131438.2195 | 0 | 0 | 0 | 18817.3245 | 0 | 0
2016-11-13 08:00 | 0 | 0 | 0 | 0 | 642719.9334 | 0 | 343481 | 0 | 0 | 0 | 542196.0277 | 0 | 0 | 0 | 0 | 0 | 0 | 186486.5407 | 0 | 0 | 0 | 3698681.7609 | 0 | 0 | 0 | 0 | 148983.3894 | 0 | 0 | 0 | 0 | 0 | 0 | 0 | 131438.2195 | 0 | 0 | 0 | 18817.3245 | 0 | 0
2016-11-13 09:00 | 0 | 0 | 0 | 0 | 80497.7156 | 0 | 342102 | 0 | 0 | 0 | 393212.6383 | 0 | 0 | 0 | 0 | 0 | 0 | 55048.3212 | 0 | 0 | 0 | 3713720.8258 | 0 | 0 | 0 | 0 | -148983.3894 | 0 | 0 | 0 | 0 | 0 | 0 | 0 | -131438.2195 | 0 | 0 | 0 | 18817.3245 | 0 | 0
2016-11-13 10:00 | 0 | 0 | 0 | 0 | 161117.6139 | 0 | 346332 | 0 | 0 | 0 | 244229.249 | 0 | 0 | 0 | 0 | 0 | 0 | 0 | 0 | 0 | 0 | 3728759.8305 | 0 | 0 | 0 | 0 | -148983.3894 | 0 | 0 | 0 | 0 | 0 | 0 | 0 | -55048.3212 | 0 | 0 | 0 | 18817.3245 | 0 | 0
2016-11-13 11:00 | 0 | 0 | 0 | 0 | 653748.9334 | 0 | 354510 | 0 | 0 | 0 | 393212.6383 | 0 | 0 | 0 | 0 | 0 | 0 | 131438.2195 | 0 | 0 | 0 | 3743798.775 | 0 | 0 | 0 | 0 | 148983.3894 | 0 | 0 | 0 | 0 | 0 | 0 | 0 | 131438.2195 | 0 | 0 | 0 | 18817.3245 | 0 | 0
2016-11-13 12:00 | 0 | 0 | 0 | 0 | 103467.7156 | 0 | 365072 | 0 | 0 | 0 | 244229.249 | 0 | 0 | 0 | 0 | 0 | 0 | 0 | 0 | 0 | 0 | 3758837.6594 | 0 | 0 | 0 | 0 | -148983.3894 | 0 | 0 | 0 | 0 | 0 | 0 | 0 | -131438.2195 | 0 | 0 | 0 | 18817.3245 | 0 | 0
2016-11-13 13:00 | 0 | 0 | 0 | 0 | 245153.772 | 33.1631 | 375353 | 0 | 0 | 0 | 95245.8596 | 0 | 0 | 0 | 0 | 0 | 0 | 0 | 0 | 0 | 0 | 3773876.4837 | 0 | 0 | 0 | 0 | -148983.3894 | 0 | 0 | 0 | 0 | 0 | 0 | 0 | 0 | 0 | 0 | 0 | 18817.3245 | 0 | 0
2016-11-13 14:00 | 0 | 0 | 0 | 0 | 380766.5351 | 168573.1788 | 381539 | 0 | 0 | 0 | 244229.249 | 0 | 0 | 0 | 0 | 0 | 0 | 0 | 0 | 0 | 0 | 3788915.2477 | 0 | 0 | 0 | 0 | 148983.3894 | 0 | 0 | 0 | 0 | 0 | 0 | 0 | 0 | 0 | 0 | 0 | 18817.3245 | 0 | 0
2016-11-13 15:00 | 0 | 0 | 0 | 0 | 57211.9474 | 492749.7665 | 382161 | 0 | 0 | 0 | 393212.6383 | 0 | 0 | 0 | 0 | 0 | 0 | 0 | 0 | 0 | 0 | 3803953.9517 | 0 | 0 | 0 | 0 | 148983.3894 | 0 | 0 | 0 | 0 | 0 | 0 | 0 | 0 | 0 | 0 | 0 | 18817.3245 | 0 | 0
2016-11-13 16:00 | 0 | 0 | 0 | 0 | 71275.4631 | 609516.4703 | 381553 | 0 | 0 | 0 | 542196.0277 | 0 | 0 | 0 | 0 | 0 | 0 | 131438.2195 | 0 | 0 | 0 | 3818992.5954 | 0 | 0 | 0 | 0 | 148983.3894 | 0 | 0 | 0 | 0 | 0 | 0 | 0 | 131438.2195 | 0 | 0 | 0 | 18817.3245 | 0 | 0
2016-11-13 17:00 | 0 | 0 | 0 | 0 | 0 | 602478.9292 | 381489 | 0 | 0 | 0 | 691179.4171 | 0 | 0 | 0 | 0 | 0 | 0 | 184627.4348 | 0 | 0 | 0 | 3834031.1791 | 0 | 0 | 0 | 0 | 148983.3894 | 0 | 0 | 0 | 0 | 0 | 0 | 0 | 53189.2153 | 0 | 0 | 0 | 18817.3245 | 0 | 0
2016-11-13 18:00 | 0 | 0 | 0 | 0 | 0 | 570509.4678 | 381742 | 0 | 0 | 0 | 840162.8064 | 0 | 0 | 0 | 0 | 0 | 0 | 205594.1888 | 0 | 0 | 0 | 3849069.7025 | 0 | 0 | 0 | 0 | 148983.3894 | 0 | 0 | 0 | 0 | 0 | 0 | 0 | 20966.754 | 0 | 0 | 0 | 18817.3245 | 0 | 0
2016-11-13 19:00 | 0 | 0 | 0 | 0 | 0 | 558154.5551 | 382484 | 0 | 0 | 0 | 989146.1958 | 0 | 0 | 0 | 0 | 0 | 0 | 213464.0301 | 0 | 0 | 0 | 3864108.1658 | 0 | 0 | 0 | 0 | 148983.3894 | 0 | 0 | 0 | 0 | 0 | 0 | 0 | 7869.8413 | 0 | 0 | 0 | 18817.3245 | 0 | 0
2016-11-13 20:00 | 0 | 0 | 0 | 0 | 0 | 575742.3565 | 384574 | 0 | 0 | 0 | 1030059.0084 | 0 | 0 | 0 | 0 | 0 | 0 | 344902.2496 | 0 | 0 | 0 | 3879146.569 | 0 | 0 | 0 | 0 | 40912.8126 | 0 | 0 | 0 | 0 | 0 | 0 | 0 | 131438.2195 | 0 | 0 | 0 | 18817.3245 | 0 | 0
2016-11-13 21:00 | 0 | 0 | 0 | 0 | 0 | 604704.9065 | 391806 | 0 | 0 | 0 | 1179042.3977 | 0 | 0 | 0 | 0 | 0 | 0 | 390000.4423 | 0 | 0 | 0 | 3894184.912 | 0 | 0 | 0 | 0 | 148983.3894 | 0 | 0 | 0 | 0 | 0 | 0 | 0 | 45098.1927 | 0 | 0 | 0 | 18817.3245 | 0 | 0
2016-11-13 22:00 | 0 | 0 | 0 | 0 | 0 | 570985.3174 | 408986 | 0 | 0 | 0 | 1328025.7871 | 0 | 0 | 0 | 0 | 0 | 0 | 384199.0458 | 0 | 0 | 0 | 3909223.1948 | 0 | 0 | 0 | 0 | 148983.3894 | 0 | 0 | 0 | 0 | 0 | 0 | 0 | -5801.3964 | 0 | 0 | 0 | 18817.3245 | 0 | 0
2016-11-13 23:00 | 0 | 0 | 0 | 0 | 0 | 312825.9811 | 426882 | 0 | 0 | 0 | 1326590.6632 | 0 | 0 | 0 | 0 | 0 | 0 | 252760.8263 | 0 | 0 | 0 | 3924261.4175 | 0 | 0 | 0 | 0 | -1435.1239 | 0 | 0 | 0 | 0 | 0 | 0 | 0 | -131438.2195 | 0 | 0 | 0 | 18817.3245 | 0 | 0
2016-11-14 | 0 | 0 | 0 | 0 | 147713.8984 | 21634.8172 | 430953 | 0 | 0 | 0 | 1177607.2738 | 0 | 0 | 0 | 0 | 0 | 0 | 121322.6068 | 0 | 0 | 0 | 3939299.5801 | 0 | 0 | 0 | 0 | -148983.3894 | 0 | 0 | 0 | 0 | 0 | 0 | 0 | -131438.2195 | 0 | 0 | 0 | 18817.3245 | 0 | 0
2016-11-14 01:00 | 0 | 0 | 0 | 0 | 432210.1546 | 0 | 430938 | 0 | 0 | 0 | 1028623.8845 | 0 | 0 | 0 | 0 | 0 | 0 | 252760.8263 | 0 | 0 | 0 | 3954337.6824 | 0 | 0 | 0 | 0 | -148983.3894 | 0 | 0 | 0 | 0 | 0 | 0 | 0 | 131438.2195 | 0 | 0 | 0 | 18817.3245 | 0 | 0
2016-11-14 02:00 | 0 | 0 | 0 | 0 | 156141.7156 | 0 | 417746 | 0 | 0 | 0 | 879640.4951 | 0 | 0 | 0 | 0 | 0 | 0 | 121322.6068 | 0 | 0 | 0 | 3969375.7247 | 0 | 0 | 0 | 0 | -148983.3894 | 0 | 0 | 0 | 0 | 0 | 0 | 0 | -131438.2195 | 0 | 0 | 0 | 18817.3245 | 0 | 0
2016-11-14 03:00 | 0 | 0 | 0 | 0 | 692751.2143 | 0 | 399502 | 0 | 0 | 0 | 1022634.1654 | 0 | 0 | 0 | 0 | 0 | 0 | 252760.8263 | 0 | 0 | 0 | 3984413.7068 | 0 | 0 | 0 | 0 | 142993.6703 | 0 | 0 | 0 | 0 | 0 | 0 | 0 | 131438.2195 | 0 | 0 | 0 | 18817.3245 | 0 | 0
2016-11-14 04:00 | 0 | 0 | 0 | 0 | 118276.7156 | 0 | 379881 | 0 | 0 | 0 | 873650.776 | 0 | 0 | 0 | 0 | 0 | 0 | 121322.6068 | 0 | 0 | 0 | 3999451.6287 | 0 | 0 | 0 | 0 | -148983.3894 | 0 | 0 | 0 | 0 | 0 | 0 | 0 | -131438.2195 | 0 | 0 | 0 | 18817.3245 | 0 | 0
2016-11-14 05:00 | 0 | 0 | 0 | 0 | 364185.1546 | 0 | 362913 | 0 | 0 | 0 | 724667.3867 | 0 | 0 | 0 | 0 | 0 | 0 | 252760.8263 | 0 | 0 | 0 | 4014489.4905 | 0 | 0 | 0 | 0 | -148983.3894 | 0 | 0 | 0 | 0 | 0 | 0 | 0 | 131438.2195 | 0 | 0 | 0 | 18817.3245 | 0 | 0
2016-11-14 06:00 | 0 | 0 | 0 | 0 | 386266.4943 | 0 | 349904 | 0 | 0 | 0 | 873650.776 | 0 | 0 | 0 | 0 | 0 | 0 | 121322.6068 | 0 | 0 | 0 | 4029527.2921 | 0 | 0 | 0 | 0 | 148983.3894 | 0 | 0 | 0 | 0 | 0 | 0 | 0 | -131438.2195 | 0 | 0 | 0 | 18817.3245 | 0 | 0
2016-11-14 07:00 | 0 | 0 | 0 | 0 | 91425.3283 | 0 | 342914 | 0 | 0 | 0 | 724667.3867 | 0 | 0 | 0 | 0 | 0 | 0 | 0 | 0 | 0 | 0 | 4044565.0336 | 0 | 0 | 0 | 0 | -148983.3894 | 0 | 0 | 0 | 0 | 0 | 0 | 0 | -121322.6068 | 0 | 0 | 0 | 18817.3245 | 0 | 0
2016-11-14 08:00 | 0 | 0 | 0 | 0 | 342284.1546 | 0 | 341012 | 0 | 0 | 0 | 575683.9973 | 0 | 0 | 0 | 0 | 0 | 0 | 131438.2195 | 0 | 0 | 0 | 4059602.7149 | 0 | 0 | 0 | 0 | -148983.3894 | 0 | 0 | 0 | 0 | 0 | 0 | 0 | 131438.2195 | 0 | 0 | 0 | 18817.3245 | 0 | 0
2016-11-14 09:00 | 0 | 0 | 0 | 0 | 382338.4943 | 0 | 345976 | 0 | 0 | 0 | 724667.3867 | 0 | 0 | 0 | 0 | 0 | 0 | 0 | 0 | 0 | 0 | 4074640.3361 | 0 | 0 | 0 | 0 | 148983.3894 | 0 | 0 | 0 | 0 | 0 | 0 | 0 | -131438.2195 | 0 | 0 | 0 | 18817.3245 | 0 | 0
2016-11-14 10:00 | 0 | 0 | 0 | 0 | 232174.9351 | 0 | 362341 | 0 | 0 | 0 | 575683.9973 | 0 | 0 | 0 | 0 | 0 | 0 | 0 | 0 | 0 | 0 | 4089677.8971 | 0 | 0 | 0 | 0 | -148983.3894 | 0 | 0 | 0 | 0 | 0 | 0 | 0 | 0 | 0 | 0 | 0 | 18817.3245 | 0 | 0
2016-11-14 11:00 | 0 | 0 | 0 | 0 | 519546.8331 | 0 | 393689 | 0 | 0 | 0 | 551286.2864 | 0 | 0 | 0 | 0 | 0 | 0 | 131438.2195 | 0 | 0 | 0 | 4104715.398 | 0 | 0 | 0 | 0 | -24397.7109 | 0 | 0 | 0 | 0 | 0 | 0 | 0 | 131438.2195 | 0 | 0 | 0 | 18817.3245 | 0 | 0
2016-11-14 12:00 | 0 | 0 | 0 | 0 | 159399.7156 | 0 | 421004 | 0 | 0 | 0 | 402302.897 | 0 | 0 | 0 | 0 | 0 | 0 | 0 | 0 | 0 | 0 | 4119752.8387 | 0 | 0 | 0 | 0 | -148983.3894 | 0 | 0 | 0 | 0 | 0 | 0 | 0 | -131438.2195 | 0 | 0 | 0 | 18817.3245 | 0 | 0
2016-11-14 13:00 | 0 | 0 | 0 | 0 | 463358.0478 | 23.4905 | 430839 | 0 | 0 | 0 | 284589.8913 | 0 | 0 | 0 | 0 | 0 | 0 | 131438.2195 | 0 | 0 | 0 | 4134790.2193 | 0 | 0 | 0 | 0 | -117713.0057 | 0 | 0 | 0 | 0 | 0 | 0 | 0 | 131438.2195 | 0 | 0 | 0 | 18817.3245 | 0 | 0
2016-11-14 14:00 | 0 | 0 | 0 | 0 | 0 | 183690.7934 | 433072 | 0 | 0 | 0 | 147829.5797 | 0 | 0 | 0 | 0 | 0 | 0 | 0 | 0 | 0 | 0 | 4149827.5397 | 0 | 0 | 0 | 0 | -136760.3116 | 0 | 0 | 0 | 0 | 0 | 0 | 0 | -131438.2195 | 0 | 0 | 0 | 18817.3245 | 0 | 0
2016-11-14 15:00 | 0 | 0 | 0 | 0 | 93348.0812 | 506469.6327 | 432017 | 0 | 0 | 0 | 296812.9691 | 0 | 0 | 0 | 0 | 0 | 0 | 0 | 0 | 0 | 0 | 4164864.8 | 0 | 0 | 0 | 0 | 148983.3894 | 0 | 0 | 0 | 0 | 0 | 0 | 0 | 0 | 0 | 0 | 0 | 18817.3245 | 0 | 0
2016-11-14 16:00 | 0 | 0 | 0 | 0 | 0 | 630407.7112 | 430617 | 0 | 0 | 0 | 346348.1363 | 0 | 0 | 0 | 0 | 0 | 0 | 131438.2195 | 0 | 0 | 0 | 4179902.0001 | 0 | 0 | 0 | 0 | 49535.1673 | 0 | 0 | 0 | 0 | 0 | 0 | 0 | 131438.2195 | 0 | 0 | 0 | 18817.3245 | 0 | 0
2016-11-14 17:00 | 0 | 0 | 0 | 0 | 104195.2654 | 623979.6679 | 428936 | 0 | 0 | 0 | 495331.5257 | 0 | 0 | 0 | 0 | 0 | 0 | 262876.439 | 0 | 0 | 0 | 4194939.1401 | 0 | 0 | 0 | 0 | 148983.3894 | 0 | 0 | 0 | 0 | 0 | 0 | 0 | 131438.2195 | 0 | 0 | 0 | 18817.3245 | 0 | 0
2016-11-14 18:00 | 0 | 0 | 0 | 0 | 0 | 586428.9714 | 429070 | 0 | 0 | 0 | 644314.9151 | 0 | 0 | 0 | 0 | 0 | 0 | 252434.6965 | 0 | 0 | 0 | 4209976.2199 | 0 | 0 | 0 | 0 | 148983.3894 | 0 | 0 | 0 | 0 | 0 | 0 | 0 | -10441.7425 | 0 | 0 | 0 | 18817.3245 | 0 | 0
2016-11-14 19:00 | 0 | 0 | 0 | 0 | 0 | 572750.6538 | 429960 | 0 | 0 | 0 | 793298.3044 | 0 | 0 | 0 | 0 | 0 | 0 | 227424.6365 | 0 | 0 | 0 | 4225013.2396 | 0 | 0 | 0 | 0 | 148983.3894 | 0 | 0 | 0 | 0 | 0 | 0 | 0 | -25010.0601 | 0 | 0 | 0 | 18817.3245 | 0 | 0
2016-11-14 20:00 | 0 | 0 | 0 | 0 | 0 | 590839.8571 | 430707 | 0 | 0 | 0 | 942281.6938 | 0 | 0 | 0 | 0 | 0 | 0 | 219756.7798 | 0 | 0 | 0 | 4240050.1991 | 0 | 0 | 0 | 0 | 148983.3894 | 0 | 0 | 0 | 0 | 0 | 0 | 0 | -7667.8567 | 0 | 0 | 0 | 18817.3245 | 0 | 0
2016-11-14 21:00 | 0 | 0 | 0 | 0 | 0 | 627009.0226 | 436153 | 0 | 0 | 0 | 982882.1724 | 0 | 0 | 0 | 0 | 0 | 0 | 351194.9993 | 0 | 0 | 0 | 4255087.0985 | 0 | 0 | 0 | 0 | 40600.4786 | 0 | 0 | 0 | 0 | 0 | 0 | 0 | 131438.2195 | 0 | 0 | 0 | 18817.3245 | 0 | 0
2016-11-14 22:00 | 0 | 0 | 0 | 0 | 0 | 593511.7583 | 450135 | 0 | 0 | 0 | 976003.3868 | 0 | 0 | 0 | 0 | 0 | 0 | 482633.2188 | 0 | 0 | 0 | 4270123.9378 | 0 | 0 | 0 | 0 | -6878.7856 | 0 | 0 | 0 | 0 | 0 | 0 | 0 | 131438.2195 | 0 | 0 | 0 | 18817.3245 | 0 | 0
2016-11-14 23:00 | 0 | 0 | 0 | 0 | 325977.5607 | 332525.8032 | 462512 | 0 | 0 | 0 | 1122081.9181 | 0 | 0 | 0 | 0 | 0 | 0 | 513728.7269 | 0 | 0 | 0 | 4285160.7168 | 0 | 0 | 0 | 0 | 146078.5313 | 0 | 0 | 0 | 0 | 0 | 0 | 0 | 31095.5081 | 0 | 0 | 0 | 18817.3245 | 0 | 0
2016-11-15 | 0 | 0 | 0 | 0 | 346745.2949 | 17846.7073 | 463726 | 0 | 0 | 0 | 1135568.8153 | 0 | 0 | 0 | 0 | 0 | 0 | 382290.5074 | 0 | 0 | 0 | 4300197.4358 | 0 | 0 | 0 | 0 | 13486.8972 | 0 | 0 | 0 | 0 | 0 | 0 | 0 | -131438.2195 | 0 | 0 | 0 | 18817.3245 | 0 | 0
2016-11-15 01:00 | 0 | 0 | 0 | 0 | 368560.1186 | 0 | 458080 | 0 | 0 | 0 | 1158669.829 | 0 | 0 | 0 | 0 | 0 | 0 | 250852.2879 | 0 | 0 | 0 | 4315234.0946 | 0 | 0 | 0 | 0 | 23101.0137 | 0 | 0 | 0 | 0 | 0 | 0 | 0 | -131438.2195 | 0 | 0 | 0 | 18817.3245 | 0 | 0
2016-11-15 02:00 | 0 | 0 | 0 | 0 | 180318.7156 | 0 | 441923 | 0 | 0 | 0 | 1009686.4396 | 0 | 0 | 0 | 0 | 0 | 0 | 119414.0684 | 0 | 0 | 0 | 4330270.6932 | 0 | 0 | 0 | 0 | -148983.3894 | 0 | 0 | 0 | 0 | 0 | 0 | 0 | -131438.2195 | 0 | 0 | 0 | 18817.3245 | 0 | 0
2016-11-15 03:00 | 0 | 0 | 0 | 0 | 428658.6242 | 0 | 419149 | 0 | 0 | 0 | 868940.5198 | 0 | 0 | 0 | 0 | 0 | 0 | 250852.2879 | 0 | 0 | 0 | 4345307.2317 | 0 | 0 | 0 | 0 | -140745.9197 | 0 | 0 | 0 | 0 | 0 | 0 | 0 | 131438.2195 | 0 | 0 | 0 | 18817.3245 | 0 | 0
2016-11-15 04:00 | 0 | 0 | 0 | 0 | 132405.7156 | 0 | 394010 | 0 | 0 | 0 | 719957.1305 | 0 | 0 | 0 | 0 | 0 | 0 | 119414.0684 | 0 | 0 | 0 | 4360343.7101 | 0 | 0 | 0 | 0 | -148983.3894 | 0 | 0 | 0 | 0 | 0 | 0 | 0 | -131438.2195 | 0 | 0 | 0 | 18817.3245 | 0 | 0
2016-11-15 05:00 | 0 | 0 | 0 | 0 | 511553.0056 | 0 | 374011 | 0 | 0 | 0 | 826657.6605 | 0 | 0 | 0 | 0 | 0 | 0 | 131438.2195 | 0 | 0 | 0 | 4375380.1283 | 0 | 0 | 0 | 0 | 106700.53 | 0 | 0 | 0 | 0 | 0 | 0 | 0 | 12024.1511 | 0 | 0 | 0 | 18817.3245 | 0 | 0
2016-11-15 06:00 | 0 | 0 | 0 | 0 | 98178.7156 | 0 | 359783 | 0 | 0 | 0 | 677674.2711 | 0 | 0 | 0 | 0 | 0 | 0 | 0 | 0 | 0 | 0 | 4390416.4864 | 0 | 0 | 0 | 0 | -148983.3894 | 0 | 0 | 0 | 0 | 0 | 0 | 0 | -131438.2195 | 0 | 0 | 0 | 18817.3245 | 0 | 0
2016-11-15 07:00 | 0 | 0 | 0 | 0 | 352245.1546 | 0 | 350973 | 0 | 0 | 0 | 528690.8818 | 0 | 0 | 0 | 0 | 0 | 0 | 131438.2195 | 0 | 0 | 0 | 4405452.7843 | 0 | 0 | 0 | 0 | -148983.3894 | 0 | 0 | 0 | 0 | 0 | 0 | 0 | 131438.2195 | 0 | 0 | 0 | 18817.3245 | 0 | 0
2016-11-15 08:00 | 0 | 0 | 0 | 0 | 473644.4993 | 0 | 347090 | 0 | 0 | 0 | 677674.2711 | 0 | 0 | 0 | 0 | 0 | 0 | 90192.005 | 0 | 0 | 0 | 4420489.0221 | 0 | 0 | 0 | 0 | 148983.3894 | 0 | 0 | 0 | 0 | 0 | 0 | 0 | -41246.2145 | 0 | 0 | 0 | 18817.3245 | 0 | 0
2016-11-15 09:00 | 0 | 0 | 0 | 0 | 350989.1546 | 0 | 349717 | 0 | 0 | 0 | 528690.8818 | 0 | 0 | 0 | 0 | 0 | 0 | 221630.2245 | 0 | 0 | 0 | 4435525.1997 | 0 | 0 | 0 | 0 | -148983.3894 | 0 | 0 | 0 | 0 | 0 | 0 | 0 | 131438.2195 | 0 | 0 | 0 | 18817.3245 | 0 | 0
2016-11-15 10:00 | 0 | 0 | 0 | 0 | 100117.7156 | 0 | 361722 | 0 | 0 | 0 | 379707.4924 | 0 | 0 | 0 | 0 | 0 | 0 | 90192.005 | 0 | 0 | 0 | 4450561.3172 | 0 | 0 | 0 | 0 | -148983.3894 | 0 | 0 | 0 | 0 | 0 | 0 | 0 | -131438.2195 | 0 | 0 | 0 | 18817.3245 | 0 | 0
2016-11-15 11:00 | 0 | 0 | 0 | 0 | 600572.9284 | 0 | 391526 | 0 | 0 | 0 | 528690.8818 | 0 | 0 | 0 | 0 | 0 | 0 | 131438.2195 | 0 | 0 | 0 | 4465597.3745 | 0 | 0 | 0 | 0 | 148983.3894 | 0 | 0 | 0 | 0 | 0 | 0 | 0 | 41246.2145 | 0 | 0 | 0 | 18817.3245 | 0 | 0
2016-11-15 12:00 | 0 | 0 | 0 | 0 | 156105.7156 | 0 | 417710 | 0 | 0 | 0 | 379707.4924 | 0 | 0 | 0 | 0 | 0 | 0 | 0 | 0 | 0 | 0 | 4480633.3717 | 0 | 0 | 0 | 0 | -148983.3894 | 0 | 0 | 0 | 0 | 0 | 0 | 0 | -131438.2195 | 0 | 0 | 0 | 18817.3245 | 0 | 0
2016-11-15 13:00 | 0 | 0 | 0 | 0 | 593912.0792 | 24.3788 | 426726 | 0 | 0 | 0 | 396662.4064 | 0 | 0 | 0 | 0 | 0 | 0 | 131438.2195 | 0 | 0 | 0 | 4495669.3088 | 0 | 0 | 0 | 0 | 16954.914 | 0 | 0 | 0 | 0 | 0 | 0 | 0 | 131438.2195 | 0 | 0 | 0 | 18817.3245 | 0 | 0
2016-11-15 14:00 | 0 | 0 | 0 | 0 | 0 | 197861.1009 | 429103 | 0 | 0 | 0 | 278041.4023 | 0 | 0 | 0 | 0 | 0 | 0 | 0 | 0 | 0 | 0 | 4510705.1857 | 0 | 0 | 0 | 0 | -118621.0041 | 0 | 0 | 0 | 0 | 0 | 0 | 0 | -131438.2195 | 0 | 0 | 0 | 18817.3245 | 0 | 0
2016-11-15 15:00 | 0 | 0 | 0 | 0 | 40921.1821 | 555812.5317 | 428933 | 0 | 0 | 0 | 427024.7917 | 0 | 0 | 0 | 0 | 0 | 0 | 0 | 0 | 0 | 0 | 4525741.0024 | 0 | 0 | 0 | 0 | 148983.3894 | 0 | 0 | 0 | 0 | 0 | 0 | 0 | 0 | 0 | 0 | 0 | 18817.3245 | 0 | 0
2016-11-15 16:00 | 0 | 0 | 0 | 0 | 0 | 652722.6882 | 427043 | 0 | 0 | 0 | 576008.1811 | 0 | 0 | 0 | 0 | 0 | 0 | 57878.9744 | 0 | 0 | 0 | 4540776.7591 | 0 | 0 | 0 | 0 | 148983.3894 | 0 | 0 | 0 | 0 | 0 | 0 | 0 | 57878.9744 | 0 | 0 | 0 | 18817.3245 | 0 | 0
2016-11-15 17:00 | 0 | 0 | 0 | 0 | 99844.1858 | 626007.7476 | 426613 | 0 | 0 | 0 | 724991.5705 | 0 | 0 | 0 | 0 | 0 | 0 | 189317.1939 | 0 | 0 | 0 | 4555812.4555 | 0 | 0 | 0 | 0 | 148983.3894 | 0 | 0 | 0 | 0 | 0 | 0 | 0 | 131438.2195 | 0 | 0 | 0 | 18817.3245 | 0 | 0
2016-11-15 18:00 | 0 | 0 | 0 | 0 | 0 | 584255.0107 | 428470 | 0 | 0 | 0 | 873974.9598 | 0 | 0 | 0 | 0 | 0 | 0 | 177301.4908 | 0 | 0 | 0 | 4570848.0919 | 0 | 0 | 0 | 0 | 148983.3894 | 0 | 0 | 0 | 0 | 0 | 0 | 0 | -12015.7031 | 0 | 0 | 0 | 18817.3245 | 0 | 0
2016-11-15 19:00 | 0 | 0 | 0 | 0 | 162236.7953 | 566862.1381 | 429860 | 0 | 0 | 0 | 1022958.3492 | 0 | 0 | 0 | 0 | 0 | 0 | 308739.7103 | 0 | 0 | 0 | 4585883.6681 | 0 | 0 | 0 | 0 | 148983.3894 | 0 | 0 | 0 | 0 | 0 | 0 | 0 | 131438.2195 | 0 | 0 | 0 | 18817.3245 | 0 | 0
2016-11-15 20:00 | 0 | 0 | 0 | 0 | 0 | 579363.3601 | 431192 | 0 | 0 | 0 | 1020874.1653 | 0 | 0 | 0 | 0 | 0 | 0 | 440177.9298 | 0 | 0 | 0 | 4600919.1841 | 0 | 0 | 0 | 0 | -2084.1838 | 0 | 0 | 0 | 0 | 0 | 0 | 0 | 131438.2195 | 0 | 0 | 0 | 18817.3245 | 0 | 0
2016-11-15 21:00 | 0 | 0 | 0 | 0 | 0 | 604184.7013 | 435035 | 0 | 0 | 0 | 1169857.5547 | 0 | 0 | 0 | 0 | 0 | 0 | 441526.9172 | 0 | 0 | 0 | 4615954.64 | 0 | 0 | 0 | 0 | 148983.3894 | 0 | 0 | 0 | 0 | 0 | 0 | 0 | 1348.9875 | 0 | 0 | 0 | 18817.3245 | 0 | 0
2016-11-15 22:00 | 0 | 0 | 0 | 0 | 0 | 565150.4203 | 447443 | 0 | 0 | 0 | 1318840.9441 | 0 | 0 | 0 | 0 | 0 | 0 | 391433.6237 | 0 | 0 | 0 | 4630990.0358 | 0 | 0 | 0 | 0 | 148983.3894 | 0 | 0 | 0 | 0 | 0 | 0 | 0 | -50093.2936 | 0 | 0 | 0 | 18817.3245 | 0 | 0
2016-11-15 23:00 | 0 | 0 | 0 | 0 | 0 | 284946.7344 | 457660 | 0 | 0 | 0 | 1169857.5547 | 0 | 0 | 0 | 0 | 0 | 0 | 348886.4229 | 0 | 0 | 0 | 4646025.3714 | 0 | 0 | 0 | 0 | -148983.3894 | 0 | 0 | 0 | 0 | 0 | 0 | 0 | -42547.2007 | 0 | 0 | 0 | 18817.3245 | 0 | 0
2016-11-16 | 0 | 0 | 0 | 0 | 412663.0796 | 14600.0664 | 459462 | 0 | 0 | 0 | 1250279.5957 | 0 | 0 | 0 | 0 | 0 | 0 | 217448.2034 | 0 | 0 | 0 | 4661060.6469 | 0 | 0 | 0 | 0 | 80422.041 | 0 | 0 | 0 | 0 | 0 | 0 | 0 | -131438.2195 | 0 | 0 | 0 | 18817.3245 | 0 | 0
2016-11-16 01:00 | 0 | 0 | 0 | 0 | 455417.6127 | 0 | 454621 | 0 | 0 | 0 | 1101296.2064 | 0 | 0 | 0 | 0 | 0 | 0 | 348410.881 | 0 | 0 | 0 | 4676095.8623 | 0 | 0 | 0 | 0 | -148983.3894 | 0 | 0 | 0 | 0 | 0 | 0 | 0 | 130962.6776 | 0 | 0 | 0 | 18817.3245 | 0 | 0
2016-11-16 02:00 | 0 | 0 | 0 | 0 | 177847.7156 | 0 | 439452 | 0 | 0 | 0 | 952312.817 | 0 | 0 | 0 | 0 | 0 | 0 | 216972.6615 | 0 | 0 | 0 | 4691131.0175 | 0 | 0 | 0 | 0 | -148983.3894 | 0 | 0 | 0 | 0 | 0 | 0 | 0 | -131438.2195 | 0 | 0 | 0 | 18817.3245 | 0 | 0
2016-11-16 03:00 | 0 | 0 | 0 | 0 | 507639.7626 | 0 | 416820 | 0 | 0 | 0 | 892877.0356 | 0 | 0 | 0 | 0 | 0 | 0 | 348410.881 | 0 | 0 | 0 | 4706166.1125 | 0 | 0 | 0 | 0 | -59435.7814 | 0 | 0 | 0 | 0 | 0 | 0 | 0 | 131438.2195 | 0 | 0 | 0 | 18817.3245 | 0 | 0
2016-11-16 04:00 | 0 | 0 | 0 | 0 | 130979.7156 | 0 | 392584 | 0 | 0 | 0 | 743893.6462 | 0 | 0 | 0 | 0 | 0 | 0 | 216972.6615 | 0 | 0 | 0 | 4721201.1475 | 0 | 0 | 0 | 0 | -148983.3894 | 0 | 0 | 0 | 0 | 0 | 0 | 0 | -131438.2195 | 0 | 0 | 0 | 18817.3245 | 0 | 0
2016-11-16 05:00 | 0 | 0 | 0 | 0 | 559291.9016 | 0 | 371667 | 0 | 0 | 0 | 892877.0356 | 0 | 0 | 0 | 0 | 0 | 0 | 236796.8492 | 0 | 0 | 0 | 4736236.1222 | 0 | 0 | 0 | 0 | 148983.3894 | 0 | 0 | 0 | 0 | 0 | 0 | 0 | 19824.1878 | 0 | 0 | 0 | 18817.3245 | 0 | 0
2016-11-16 06:00 | 0 | 0 | 0 | 0 | 95609.7156 | 0 | 357214 | 0 | 0 | 0 | 743893.6462 | 0 | 0 | 0 | 0 | 0 | 0 | 105358.6297 | 0 | 0 | 0 | 4751271.0369 | 0 | 0 | 0 | 0 | -148983.3894 | 0 | 0 | 0 | 0 | 0 | 0 | 0 | -131438.2195 | 0 | 0 | 0 | 18817.3245 | 0 | 0
2016-11-16 07:00 | 0 | 0 | 0 | 0 | 350490.1546 | 0 | 349218 | 0 | 0 | 0 | 594910.2569 | 0 | 0 | 0 | 0 | 0 | 0 | 236796.8492 | 0 | 0 | 0 | 4766305.8914 | 0 | 0 | 0 | 0 | -148983.3894 | 0 | 0 | 0 | 0 | 0 | 0 | 0 | 131438.2195 | 0 | 0 | 0 | 18817.3245 | 0 | 0
2016-11-16 08:00 | 0 | 0 | 0 | 0 | 382077.4943 | 0 | 345715 | 0 | 0 | 0 | 743893.6462 | 0 | 0 | 0 | 0 | 0 | 0 | 105358.6297 | 0 | 0 | 0 | 4781340.6857 | 0 | 0 | 0 | 0 | 148983.3894 | 0 | 0 | 0 | 0 | 0 | 0 | 0 | -131438.2195 | 0 | 0 | 0 | 18817.3245 | 0 | 0
2016-11-16 09:00 | 0 | 0 | 0 | 0 | 349148.1546 | 0 | 347876 | 0 | 0 | 0 | 594910.2569 | 0 | 0 | 0 | 0 | 0 | 0 | 236796.8492 | 0 | 0 | 0 | 4796375.42 | 0 | 0 | 0 | 0 | -148983.3894 | 0 | 0 | 0 | 0 | 0 | 0 | 0 | 131438.2195 | 0 | 0 | 0 | 18817.3245 | 0 | 0
2016-11-16 10:00 | 0 | 0 | 0 | 0 | 100505.7156 | 0 | 362110 | 0 | 0 | 0 | 445926.8675 | 0 | 0 | 0 | 0 | 0 | 0 | 105358.6297 | 0 | 0 | 0 | 4811410.094 | 0 | 0 | 0 | 0 | -148983.3894 | 0 | 0 | 0 | 0 | 0 | 0 | 0 | -131438.2195 | 0 | 0 | 0 | 18817.3245 | 0 | 0
2016-11-16 11:00 | 0 | 0 | 0 | 0 | 649957.0278 | 0 | 392804 | 0 | 0 | 0 | 594910.2569 | 0 | 0 | 0 | 0 | 0 | 0 | 194710.9437 | 0 | 0 | 0 | 4826444.708 | 0 | 0 | 0 | 0 | 148983.3894 | 0 | 0 | 0 | 0 | 0 | 0 | 0 | 89352.314 | 0 | 0 | 0 | 18817.3245 | 0 | 0
2016-11-16 12:00 | 0 | 0 | 0 | 0 | 156426.7156 | 0 | 418031 | 0 | 0 | 0 | 445926.8675 | 0 | 0 | 0 | 0 | 0 | 0 | 63272.7242 | 0 | 0 | 0 | 4841479.2618 | 0 | 0 | 0 | 0 | -148983.3894 | 0 | 0 | 0 | 0 | 0 | 0 | 0 | -131438.2195 | 0 | 0 | 0 | 18817.3245 | 0 | 0
2016-11-16 13:00 | 0 | 0 | 0 | 0 | 668333.0239 | 25.8593 | 425972 | 0 | 0 | 0 | 538058.2067 | 0 | 0 | 0 | 0 | 0 | 0 | 194710.9437 | 0 | 0 | 0 | 4856513.7555 | 0 | 0 | 0 | 0 | 92131.3392 | 0 | 0 | 0 | 0 | 0 | 0 | 0 | 131438.2195 | 0 | 0 | 0 | 18817.3245 | 0 | 0
2016-11-16 14:00 | 0 | 0 | 0 | 0 | 32430.3666 | 133562.349 | 427597 | 0 | 0 | 0 | 389074.8173 | 0 | 0 | 0 | 0 | 0 | 0 | 63272.7242 | 0 | 0 | 0 | 4871548.189 | 0 | 0 | 0 | 0 | -148983.3894 | 0 | 0 | 0 | 0 | 0 | 0 | 0 | -131438.2195 | 0 | 0 | 0 | 18817.3245 | 0 | 0
2016-11-16 15:00 | 0 | 0 | 0 | 0 | 322277.4814 | 314663.1984 | 427627 | 0 | 0 | 0 | 538058.2067 | 0 | 0 | 0 | 0 | 0 | 0 | 104785.6902 | 0 | 0 | 0 | 4886582.5624 | 0 | 0 | 0 | 0 | 148983.3894 | 0 | 0 | 0 | 0 | 0 | 0 | 0 | 41512.9659 | 0 | 0 | 0 | 18817.3245 | 0 | 0
2016-11-16 16:00 | 0 | 0 | 0 | 0 | 0 | 440976.4022 | 426578 | 0 | 0 | 0 | 638424.9746 | 0 | 0 | 0 | 0 | 0 | 0 | 0 | 0 | 0 | 0 | 4901616.8757 | 0 | 0 | 0 | 0 | 100366.7679 | 0 | 0 | 0 | 0 | 0 | 0 | 0 | -104785.6902 | 0 | 0 | 0 | 18817.3245 | 0 | 0
2016-11-16 17:00 | 0 | 0 | 0 | 0 | 0 | 479584.6513 | 426245 | 0 | 0 | 0 | 541509.082 | 0 | 0 | 0 | 0 | 0 | 0 | 131438.2195 | 0 | 0 | 0 | 4916651.1288 | 0 | 0 | 0 | 0 | -96915.8927 | 0 | 0 | 0 | 0 | 0 | 0 | 0 | 131438.2195 | 0 | 0 | 0 | 18817.3245 | 0 | 0
2016-11-16 18:00 | 0 | 0 | 0 | 0 | 0 | 478841.2044 | 428712 | 0 | 0 | 0 | 690492.4713 | 0 | 0 | 0 | 0 | 0 | 0 | 13766.71 | 0 | 0 | 0 | 4931685.3218 | 0 | 0 | 0 | 0 | 148983.3894 | 0 | 0 | 0 | 0 | 0 | 0 | 0 | -117671.5095 | 0 | 0 | 0 | 18817.3245 | 0 | 0
2016-11-16 19:00 | 0 | 0 | 0 | 0 | 0 | 472819.4748 | 430296 | 0 | 0 | 0 | 582760.4021 | 0 | 0 | 0 | 0 | 0 | 0 | 145204.9295 | 0 | 0 | 0 | 4946719.4546 | 0 | 0 | 0 | 0 | -107732.0692 | 0 | 0 | 0 | 0 | 0 | 0 | 0 | 131438.2195 | 0 | 0 | 0 | 18817.3245 | 0 | 0
2016-11-16 20:00 | 0 | 0 | 0 | 0 | 0 | 477021.5132 | 431956 | 0 | 0 | 0 | 731743.7915 | 0 | 0 | 0 | 0 | 0 | 0 | 22469.7288 | 0 | 0 | 0 | 4961753.5273 | 0 | 0 | 0 | 0 | 148983.3894 | 0 | 0 | 0 | 0 | 0 | 0 | 0 | -122735.2007 | 0 | 0 | 0 | 18817.3245 | 0 | 0
2016-11-16 21:00 | 0 | 0 | 0 | 0 | 270606.4679 | 464271.4654 | 435639 | 0 | 0 | 0 | 880727.1809 | 0 | 0 | 0 | 0 | 0 | 0 | 153907.9484 | 0 | 0 | 0 | 4976787.5399 | 0 | 0 | 0 | 0 | 148983.3894 | 0 | 0 | 0 | 0 | 0 | 0 | 0 | 131438.2195 | 0 | 0 | 0 | 18817.3245 | 0 | 0
2016-11-16 22:00 | 0 | 0 | 0 | 0 | 0 | 387213.9299 | 446127 | 0 | 0 | 0 | 934435.0058 | 0 | 0 | 0 | 0 | 0 | 0 | 22469.7288 | 0 | 0 | 0 | 4991821.4923 | 0 | 0 | 0 | 0 | 53707.8249 | 0 | 0 | 0 | 0 | 0 | 0 | 0 | -131438.2195 | 0 | 0 | 0 | 18817.3245 | 0 | 0
2016-11-16 23:00 | 0 | 0 | 0 | 0 | 273359.7896 | 184529.365 | 456617 | 0 | 0 | 0 | 785451.6164 | 0 | 0 | 0 | 0 | 0 | 0 | 153907.9484 | 0 | 0 | 0 | 5006855.3846 | 0 | 0 | 0 | 0 | -148983.3894 | 0 | 0 | 0 | 0 | 0 | 0 | 0 | 131438.2195 | 0 | 0 | 0 | 18817.3245 | 0 | 0
2016-11-17 | 0 | 0 | 0 | 0 | 178657.1377 | 18126.5779 | 458388 | 0 | 0 | 0 | 636468.2271 | 0 | 0 | 0 | 0 | 0 | 0 | 22469.7288 | 0 | 0 | 0 | 5021889.2168 | 0 | 0 | 0 | 0 | -148983.3894 | 0 | 0 | 0 | 0 | 0 | 0 | 0 | -131438.2195 | 0 | 0 | 0 | 18817.3245 | 0 | 0
2016-11-17 01:00 | 0 | 0 | 0 | 0 | 730554.2045 | 0 | 453785 | 0 | 0 | 0 | 785451.6164 | 0 | 0 | 0 | 0 | 0 | 0 | 131438.2195 | 0 | 0 | 0 | 5036922.9888 | 0 | 0 | 0 | 0 | 148983.3894 | 0 | 0 | 0 | 0 | 0 | 0 | 0 | 108968.4907 | 0 | 0 | 0 | 18817.3245 | 0 | 0
2016-11-17 02:00 | 0 | 0 | 0 | 0 | 441215.1546 | 0 | 439943 | 0 | 0 | 0 | 636468.2271 | 0 | 0 | 0 | 0 | 0 | 0 | 262876.439 | 0 | 0 | 0 | 5051956.7007 | 0 | 0 | 0 | 0 | -148983.3894 | 0 | 0 | 0 | 0 | 0 | 0 | 0 | 131438.2195 | 0 | 0 | 0 | 18817.3245 | 0 | 0
2016-11-17 03:00 | 0 | 0 | 0 | 0 | 453944.4943 | 0 | 417582 | 0 | 0 | 0 | 785451.6164 | 0 | 0 | 0 | 0 | 0 | 0 | 131438.2195 | 0 | 0 | 0 | 5066990.3525 | 0 | 0 | 0 | 0 | 148983.3894 | 0 | 0 | 0 | 0 | 0 | 0 | 0 | -131438.2195 | 0 | 0 | 0 | 18817.3245 | 0 | 0
2016-11-17 04:00 | 0 | 0 | 0 | 0 | 132302.7156 | 0 | 393907 | 0 | 0 | 0 | 636468.2271 | 0 | 0 | 0 | 0 | 0 | 0 | 0 | 0 | 0 | 0 | 5082023.9441 | 0 | 0 | 0 | 0 | -148983.3894 | 0 | 0 | 0 | 0 | 0 | 0 | 0 | -131438.2195 | 0 | 0 | 0 | 18817.3245 | 0 | 0
2016-11-17 05:00 | 0 | 0 | 0 | 0 | 375104.1546 | 0 | 373832 | 0 | 0 | 0 | 487484.8377 | 0 | 0 | 0 | 0 | 0 | 0 | 131438.2195 | 0 | 0 | 0 | 5097057.4756 | 0 | 0 | 0 | 0 | -148983.3894 | 0 | 0 | 0 | 0 | 0 | 0 | 0 | 131438.2195 | 0 | 0 | 0 | 18817.3245 | 0 | 0
2016-11-17 06:00 | 0 | 0 | 0 | 0 | 395276.4943 | 0 | 358914 | 0 | 0 | 0 | 636468.2271 | 0 | 0 | 0 | 0 | 0 | 0 | 0 | 0 | 0 | 0 | 5112090.9469 | 0 | 0 | 0 | 0 | 148983.3894 | 0 | 0 | 0 | 0 | 0 | 0 | 0 | -131438.2195 | 0 | 0 | 0 | 18817.3245 | 0 | 0
2016-11-17 07:00 | 0 | 0 | 0 | 0 | 350894.1546 | 0 | 349622 | 0 | 0 | 0 | 487484.8377 | 0 | 0 | 0 | 0 | 0 | 0 | 131438.2195 | 0 | 0 | 0 | 5127124.3582 | 0 | 0 | 0 | 0 | -148983.3894 | 0 | 0 | 0 | 0 | 0 | 0 | 0 | 131438.2195 | 0 | 0 | 0 | 18817.3245 | 0 | 0
2016-11-17 08:00 | 0 | 0 | 0 | 0 | 437245.1928 | 0 | 345824 | 0 | 0 | 0 | 636468.2271 | 0 | 0 | 0 | 0 | 0 | 0 | 55058.6984 | 0 | 0 | 0 | 5142157.7092 | 0 | 0 | 0 | 0 | 148983.3894 | 0 | 0 | 0 | 0 | 0 | 0 | 0 | -76379.5211 | 0 | 0 | 0 | 18817.3245 | 0 | 0
2016-11-17 09:00 | 0 | 0 | 0 | 0 | 350419.1546 | 0 | 349147 | 0 | 0 | 0 | 487484.8377 | 0 | 0 | 0 | 0 | 0 | 0 | 186496.9179 | 0 | 0 | 0 | 5157191.0002 | 0 | 0 | 0 | 0 | -148983.3894 | 0 | 0 | 0 | 0 | 0 | 0 | 0 | 131438.2195 | 0 | 0 | 0 | 18817.3245 | 0 | 0
2016-11-17 10:00 | 0 | 0 | 0 | 0 | 100763.7156 | 0 | 362368 | 0 | 0 | 0 | 338501.4483 | 0 | 0 | 0 | 0 | 0 | 0 | 55058.6984 | 0 | 0 | 0 | 5172224.231 | 0 | 0 | 0 | 0 | -148983.3894 | 0 | 0 | 0 | 0 | 0 | 0 | 0 | -131438.2195 | 0 | 0 | 0 | 18817.3245 | 0 | 0
2016-11-17 11:00 | 0 | 0 | 0 | 0 | 635842.2349 | 0 | 391662 | 0 | 0 | 0 | 487484.8377 | 0 | 0 | 0 | 0 | 0 | 0 | 131438.2195 | 0 | 0 | 0 | 5187257.4017 | 0 | 0 | 0 | 0 | 148983.3894 | 0 | 0 | 0 | 0 | 0 | 0 | 0 | 76379.5211 | 0 | 0 | 0 | 18817.3245 | 0 | 0
2016-11-17 12:00 | 0 | 0 | 0 | 0 | 155677.7156 | 0 | 417282 | 0 | 0 | 0 | 338501.4483 | 0 | 0 | 0 | 0 | 0 | 0 | 0 | 0 | 0 | 0 | 5202290.5123 | 0 | 0 | 0 | 0 | -148983.3894 | 0 | 0 | 0 | 0 | 0 | 0 | 0 | -131438.2195 | 0 | 0 | 0 | 18817.3245 | 0 | 0
2016-11-17 13:00 | 0 | 0 | 0 | 0 | 295652.1692 | 17.7659 | 425836 | 0 | 0 | 0 | 189518.059 | 0 | 0 | 0 | 0 | 0 | 0 | 0 | 0 | 0 | 0 | 5217323.5627 | 0 | 0 | 0 | 0 | -148983.3894 | 0 | 0 | 0 | 0 | 0 | 0 | 0 | 0 | 0 | 0 | 0 | 18817.3245 | 0 | 0
2016-11-17 14:00 | 0 | 0 | 0 | 0 | 567250.5329 | 98628.0687 | 428519 | 0 | 0 | 0 | 276622.1166 | 0 | 0 | 0 | 0 | 0 | 0 | 131438.2195 | 0 | 0 | 0 | 5232356.553 | 0 | 0 | 0 | 0 | 87104.0576 | 0 | 0 | 0 | 0 | 0 | 0 | 0 | 131438.2195 | 0 | 0 | 0 | 18817.3245 | 0 | 0
2016-11-17 15:00 | 0 | 0 | 0 | 0 | 0 | 419230.7947 | 429950 | 0 | 0 | 0 | 378523.8063 | 0 | 0 | 0 | 0 | 0 | 0 | 0 | 0 | 0 | 0 | 5247389.4831 | 0 | 0 | 0 | 0 | 101901.6897 | 0 | 0 | 0 | 0 | 0 | 0 | 0 | -131438.2195 | 0 | 0 | 0 | 18817.3245 | 0 | 0
2016-11-17 16:00 | 0 | 0 | 0 | 0 | 173120.7496 | 554485.1838 | 428367 | 0 | 0 | 0 | 527507.1957 | 0 | 0 | 0 | 0 | 0 | 0 | 131438.2195 | 0 | 0 | 0 | 5262422.3532 | 0 | 0 | 0 | 0 | 148983.3894 | 0 | 0 | 0 | 0 | 0 | 0 | 0 | 131438.2195 | 0 | 0 | 0 | 18817.3245 | 0 | 0
2016-11-17 17:00 | 0 | 0 | 0 | 0 | 0 | 554055.345 | 428497 | 0 | 0 | 0 | 559499.5849 | 0 | 0 | 0 | 0 | 0 | 0 | 206186.8508 | 0 | 0 | 0 | 5277455.1631 | 0 | 0 | 0 | 0 | 31992.3892 | 0 | 0 | 0 | 0 | 0 | 0 | 0 | 74748.6313 | 0 | 0 | 0 | 18817.3245 | 0 | 0
2016-11-17 18:00 | 0 | 0 | 0 | 0 | 0 | 531418.2529 | 429853 | 0 | 0 | 0 | 708482.9743 | 0 | 0 | 0 | 0 | 0 | 0 | 139951.3899 | 0 | 0 | 0 | 5292487.9128 | 0 | 0 | 0 | 0 | 148983.3894 | 0 | 0 | 0 | 0 | 0 | 0 | 0 | -66235.4609 | 0 | 0 | 0 | 18817.3245 | 0 | 0
2016-11-17 19:00 | 0 | 0 | 0 | 0 | 0 | 520564.0165 | 431227 | 0 | 0 | 0 | 857466.3636 | 0 | 0 | 0 | 0 | 0 | 0 | 61487.6925 | 0 | 0 | 0 | 5307520.6025 | 0 | 0 | 0 | 0 | 148983.3894 | 0 | 0 | 0 | 0 | 0 | 0 | 0 | -78463.6973 | 0 | 0 | 0 | 18817.3245 | 0 | 0
2016-11-17 20:00 | 0 | 0 | 0 | 0 | 0 | 526396.3297 | 432204 | 0 | 0 | 0 | 801403.1493 | 0 | 0 | 0 | 0 | 0 | 0 | 192925.912 | 0 | 0 | 0 | 5322553.232 | 0 | 0 | 0 | 0 | -56063.2143 | 0 | 0 | 0 | 0 | 0 | 0 | 0 | 131438.2195 | 0 | 0 | 0 | 18817.3245 | 0 | 0
2016-11-17 21:00 | 0 | 0 | 0 | 0 | 0 | 540960.0213 | 434647 | 0 | 0 | 0 | 950386.5387 | 0 | 0 | 0 | 0 | 0 | 0 | 131438.2195 | 0 | 0 | 0 | 5337585.8013 | 0 | 0 | 0 | 0 | 148983.3894 | 0 | 0 | 0 | 0 | 0 | 0 | 0 | -61487.6925 | 0 | 0 | 0 | 18817.3245 | 0 | 0
2016-11-17 22:00 | 0 | 0 | 0 | 0 | 214686.6065 | 530020.3269 | 445468 | 0 | 0 | 0 | 1099369.9281 | 0 | 0 | 0 | 0 | 0 | 0 | 262876.439 | 0 | 0 | 0 | 5352618.3106 | 0 | 0 | 0 | 0 | 148983.3894 | 0 | 0 | 0 | 0 | 0 | 0 | 0 | 131438.2195 | 0 | 0 | 0 | 18817.3245 | 0 | 0
2016-11-17 23:00 | 0 | 0 | 0 | 0 | 0 | 294440.4726 | 455817 | 0 | 0 | 0 | 1050614.2957 | 0 | 0 | 0 | 0 | 0 | 0 | 131438.2195 | 0 | 0 | 0 | 5367650.7597 | 0 | 0 | 0 | 0 | -48755.6324 | 0 | 0 | 0 | 0 | 0 | 0 | 0 | -131438.2195 | 0 | 0 | 0 | 18817.3245 | 0 | 0
2016-11-18 | 0 | 0 | 0 | 0 | 180663.1886 | 16457.527 | 458725 | 0 | 0 | 0 | 901630.9063 | 0 | 0 | 0 | 0 | 0 | 0 | 0 | 0 | 0 | 0 | 5382683.1487 | 0 | 0 | 0 | 0 | -148983.3894 | 0 | 0 | 0 | 0 | 0 | 0 | 0 | -131438.2195 | 0 | 0 | 0 | 18817.3245 | 0 | 0
2016-11-18 01:00 | 0 | 0 | 0 | 0 | 456601.1546 | 0 | 455329 | 0 | 0 | 0 | 752647.5169 | 0 | 0 | 0 | 0 | 0 | 0 | 131438.2195 | 0 | 0 | 0 | 5397715.4775 | 0 | 0 | 0 | 0 | -148983.3894 | 0 | 0 | 0 | 0 | 0 | 0 | 0 | 131438.2195 | 0 | 0 | 0 | 18817.3245 | 0 | 0
2016-11-18 02:00 | 0 | 0 | 0 | 0 | 478076.4943 | 0 | 441714 | 0 | 0 | 0 | 901630.9063 | 0 | 0 | 0 | 0 | 0 | 0 | 0 | 0 | 0 | 0 | 5412747.7463 | 0 | 0 | 0 | 0 | 148983.3894 | 0 | 0 | 0 | 0 | 0 | 0 | 0 | -131438.2195 | 0 | 0 | 0 | 18817.3245 | 0 | 0
2016-11-18 03:00 | 0 | 0 | 0 | 0 | 421497.1546 | 0 | 420225 | 0 | 0 | 0 | 752647.5169 | 0 | 0 | 0 | 0 | 0 | 0 | 131438.2195 | 0 | 0 | 0 | 5427779.9549 | 0 | 0 | 0 | 0 | -148983.3894 | 0 | 0 | 0 | 0 | 0 | 0 | 0 | 131438.2195 | 0 | 0 | 0 | 18817.3245 | 0 | 0
2016-11-18 04:00 | 0 | 0 | 0 | 0 | 136314.7156 | 0 | 397919 | 0 | 0 | 0 | 603664.1276 | 0 | 0 | 0 | 0 | 0 | 0 | 0 | 0 | 0 | 0 | 5442812.1033 | 0 | 0 | 0 | 0 | -148983.3894 | 0 | 0 | 0 | 0 | 0 | 0 | 0 | -131438.2195 | 0 | 0 | 0 | 18817.3245 | 0 | 0
2016-11-18 05:00 | 0 | 0 | 0 | 0 | 378764.1546 | 0 | 377492 | 0 | 0 | 0 | 454680.7382 | 0 | 0 | 0 | 0 | 0 | 0 | 131438.2195 | 0 | 0 | 0 | 5457844.1917 | 0 | 0 | 0 | 0 | -148983.3894 | 0 | 0 | 0 | 0 | 0 | 0 | 0 | 131438.2195 | 0 | 0 | 0 | 18817.3245 | 0 | 0
2016-11-18 06:00 | 0 | 0 | 0 | 0 | 397808.4943 | 0 | 361446 | 0 | 0 | 0 | 603664.1276 | 0 | 0 | 0 | 0 | 0 | 0 | 0 | 0 | 0 | 0 | 5472876.2199 | 0 | 0 | 0 | 0 | 148983.3894 | 0 | 0 | 0 | 0 | 0 | 0 | 0 | -131438.2195 | 0 | 0 | 0 | 18817.3245 | 0 | 0
2016-11-18 07:00 | 0 | 0 | 0 | 0 | 353022.1546 | 0 | 351750 | 0 | 0 | 0 | 454680.7382 | 0 | 0 | 0 | 0 | 0 | 0 | 131438.2195 | 0 | 0 | 0 | 5487908.188 | 0 | 0 | 0 | 0 | -148983.3894 | 0 | 0 | 0 | 0 | 0 | 0 | 0 | 131438.2195 | 0 | 0 | 0 | 18817.3245 | 0 | 0
2016-11-18 08:00 | 0 | 0 | 0 | 0 | 384221.4943 | 0 | 347859 | 0 | 0 | 0 | 603664.1276 | 0 | 0 | 0 | 0 | 0 | 0 | 0 | 0 | 0 | 0 | 5502940.0959 | 0 | 0 | 0 | 0 | 148983.3894 | 0 | 0 | 0 | 0 | 0 | 0 | 0 | -131438.2195 | 0 | 0 | 0 | 18817.3245 | 0 | 0
2016-11-18 09:00 | 0 | 0 | 0 | 0 | 351444.1546 | 0 | 350172 | 0 | 0 | 0 | 454680.7382 | 0 | 0 | 0 | 0 | 0 | 0 | 131438.2195 | 0 | 0 | 0 | 5517971.9437 | 0 | 0 | 0 | 0 | -148983.3894 | 0 | 0 | 0 | 0 | 0 | 0 | 0 | 131438.2195 | 0 | 0 | 0 | 18817.3245 | 0 | 0
2016-11-18 10:00 | 0 | 0 | 0 | 0 | 100641.7156 | 0 | 362246 | 0 | 0 | 0 | 305697.3488 | 0 | 0 | 0 | 0 | 0 | 0 | 0 | 0 | 0 | 0 | 5533003.7314 | 0 | 0 | 0 | 0 | -148983.3894 | 0 | 0 | 0 | 0 | 0 | 0 | 0 | -131438.2195 | 0 | 0 | 0 | 18817.3245 | 0 | 0
2016-11-18 11:00 | 0 | 0 | 0 | 0 | 260563.9351 | 0 | 390730 | 0 | 0 | 0 | 156713.9595 | 0 | 0 | 0 | 0 | 0 | 0 | 0 | 0 | 0 | 0 | 5548035.459 | 0 | 0 | 0 | 0 | -148983.3894 | 0 | 0 | 0 | 0 | 0 | 0 | 0 | 0 | 0 | 0 | 0 | 18817.3245 | 0 | 0
2016-11-18 12:00 | 0 | 0 | 0 | 0 | 714668.9334 | 0 | 415430 | 0 | 0 | 0 | 305697.3488 | 0 | 0 | 0 | 0 | 0 | 0 | 131438.2195 | 0 | 0 | 0 | 5563067.1264 | 0 | 0 | 0 | 0 | 148983.3894 | 0 | 0 | 0 | 0 | 0 | 0 | 0 | 131438.2195 | 0 | 0 | 0 | 18817.3245 | 0 | 0
2016-11-18 13:00 | 0 | 0 | 0 | 0 | 162852.5212 | 23.1944 | 424480 | 0 | 0 | 0 | 156713.9595 | 0 | 0 | 0 | 0 | 0 | 0 | 0 | 0 | 0 | 0 | 5578098.7338 | 0 | 0 | 0 | 0 | -148983.3894 | 0 | 0 | 0 | 0 | 0 | 0 | 0 | -131438.2195 | 0 | 0 | 0 | 18817.3245 | 0 | 0
2016-11-18 14:00 | 0 | 0 | 0 | 0 | 169046.5839 | 130090.3512 | 429303 | 0 | 0 | 0 | 7730.5701 | 0 | 0 | 0 | 0 | 0 | 0 | 0 | 0 | 0 | 0 | 5593130.281 | 0 | 0 | 0 | 0 | -148983.3894 | 0 | 0 | 0 | 0 | 0 | 0 | 0 | 0 | 0 | 0 | 0 | 18817.3245 | 0 | 0
2016-11-18 15:00 | 0 | 0 | 0 | 0 | 26805.2958 | 573257.4181 | 432262 | 0 | 0 | 0 | 156713.9595 | 0 | 0 | 0 | 0 | 0 | 0 | 0 | 0 | 0 | 0 | 5608161.768 | 0 | 0 | 0 | 0 | 148983.3894 | 0 | 0 | 0 | 0 | 0 | 0 | 0 | 0 | 0 | 0 | 0 | 18817.3245 | 0 | 0
2016-11-18 16:00 | 0 | 0 | 0 | 0 | 61809.5208 | 669717.4126 | 432288 | 0 | 0 | 0 | 305697.3488 | 0 | 0 | 0 | 0 | 0 | 0 | 131438.2195 | 0 | 0 | 0 | 5623193.195 | 0 | 0 | 0 | 0 | 148983.3894 | 0 | 0 | 0 | 0 | 0 | 0 | 0 | 131438.2195 | 0 | 0 | 0 | 18817.3245 | 0 | 0
2016-11-18 17:00 | 0 | 0 | 0 | 0 | 0 | 651797.5906 | 431234 | 0 | 0 | 0 | 407460.3701 | 0 | 0 | 0 | 0 | 0 | 0 | 231421.4644 | 0 | 0 | 0 | 5638224.5618 | 0 | 0 | 0 | 0 | 101763.0212 | 0 | 0 | 0 | 0 | 0 | 0 | 0 | 99983.2449 | 0 | 0 | 0 | 18817.3245 | 0 | 0
2016-11-18 18:00 | 0 | 0 | 0 | 0 | 0 | 617361.1936 | 431637 | 0 | 0 | 0 | 556443.7594 | 0 | 0 | 0 | 0 | 0 | 0 | 249344.9441 | 0 | 0 | 0 | 5653255.8685 | 0 | 0 | 0 | 0 | 148983.3894 | 0 | 0 | 0 | 0 | 0 | 0 | 0 | 17923.4797 | 0 | 0 | 0 | 18817.3245 | 0 | 0
2016-11-18 19:00 | 0 | 0 | 0 | 0 | 0 | 599949.0913 | 431202 | 0 | 0 | 0 | 705427.1488 | 0 | 0 | 0 | 0 | 0 | 0 | 250291.3215 | 0 | 0 | 0 | 5668287.115 | 0 | 0 | 0 | 0 | 148983.3894 | 0 | 0 | 0 | 0 | 0 | 0 | 0 | 946.3774 | 0 | 0 | 0 | 18817.3245 | 0 | 0
2016-11-18 20:00 | 0 | 0 | 0 | 0 | 0 | 613351.8672 | 429761 | 0 | 0 | 0 | 854410.5382 | 0 | 0 | 0 | 0 | 0 | 0 | 266081.4748 | 0 | 0 | 0 | 5683318.3015 | 0 | 0 | 0 | 0 | 148983.3894 | 0 | 0 | 0 | 0 | 0 | 0 | 0 | 15790.1533 | 0 | 0 | 0 | 18817.3245 | 0 | 0
2016-11-18 21:00 | 0 | 0 | 0 | 0 | 0 | 644162.3375 | 429356 | 0 | 0 | 0 | 918961.3317 | 0 | 0 | 0 | 0 | 0 | 0 | 397519.6943 | 0 | 0 | 0 | 5698349.4278 | 0 | 0 | 0 | 0 | 64550.7935 | 0 | 0 | 0 | 0 | 0 | 0 | 0 | 131438.2195 | 0 | 0 | 0 | 18817.3245 | 0 | 0
2016-11-18 22:00 | 0 | 0 | 0 | 0 | 0 | 601105.678 | 436510 | 0 | 0 | 0 | 1067944.721 | 0 | 0 | 0 | 0 | 0 | 0 | 394314.6585 | 0 | 0 | 0 | 5713380.494 | 0 | 0 | 0 | 0 | 148983.3894 | 0 | 0 | 0 | 0 | 0 | 0 | 0 | -3205.0358 | 0 | 0 | 0 | 18817.3245 | 0 | 0
2016-11-18 23:00 | 0 | 0 | 0 | 0 | 0 | 324876.1844 | 442370 | 0 | 0 | 0 | 1063071.8004 | 0 | 0 | 0 | 0 | 0 | 0 | 262876.439 | 0 | 0 | 0 | 5728411.5 | 0 | 0 | 0 | 0 | -4872.9206 | 0 | 0 | 0 | 0 | 0 | 0 | 0 | -131438.2195 | 0 | 0 | 0 | 18817.3245 | 0 | 0
2016-11-19 | 0 | 0 | 0 | 0 | 163412.7235 | 15508.9921 | 440526 | 0 | 0 | 0 | 914088.4111 | 0 | 0 | 0 | 0 | 0 | 0 | 131438.2195 | 0 | 0 | 0 | 5743442.446 | 0 | 0 | 0 | 0 | -148983.3894 | 0 | 0 | 0 | 0 | 0 | 0 | 0 | -131438.2195 | 0 | 0 | 0 | 18817.3245 | 0 | 0
2016-11-19 01:00 | 0 | 0 | 0 | 0 | 688345.6205 | 0 | 434981 | 0 | 0 | 0 | 1017197.4876 | 0 | 0 | 0 | 0 | 0 | 0 | 262876.439 | 0 | 0 | 0 | 5758473.3318 | 0 | 0 | 0 | 0 | 103109.0765 | 0 | 0 | 0 | 0 | 0 | 0 | 0 | 131438.2195 | 0 | 0 | 0 | 18817.3245 | 0 | 0
2016-11-19 02:00 | 0 | 0 | 0 | 0 | 458815.4943 | 0 | 422453 | 0 | 0 | 0 | 1166180.8769 | 0 | 0 | 0 | 0 | 0 | 0 | 131438.2195 | 0 | 0 | 0 | 5773504.1575 | 0 | 0 | 0 | 0 | 148983.3894 | 0 | 0 | 0 | 0 | 0 | 0 | 0 | -131438.2195 | 0 | 0 | 0 | 18817.3245 | 0 | 0
2016-11-19 03:00 | 0 | 0 | 0 | 0 | 145010.7156 | 0 | 406615 | 0 | 0 | 0 | 1017197.4876 | 0 | 0 | 0 | 0 | 0 | 0 | 0 | 0 | 0 | 0 | 5788534.9231 | 0 | 0 | 0 | 0 | -148983.3894 | 0 | 0 | 0 | 0 | 0 | 0 | 0 | -131438.2195 | 0 | 0 | 0 | 18817.3245 | 0 | 0
2016-11-19 04:00 | 0 | 0 | 0 | 0 | 388994.1546 | 0 | 387722 | 0 | 0 | 0 | 868214.0982 | 0 | 0 | 0 | 0 | 0 | 0 | 131438.2195 | 0 | 0 | 0 | 5803565.6285 | 0 | 0 | 0 | 0 | -148983.3894 | 0 | 0 | 0 | 0 | 0 | 0 | 0 | 131438.2195 | 0 | 0 | 0 | 18817.3245 | 0 | 0
2016-11-19 05:00 | 0 | 0 | 0 | 0 | 568315.1511 | 0 | 369717 | 0 | 0 | 0 | 916556.7053 | 0 | 0 | 0 | 0 | 0 | 0 | 262876.439 | 0 | 0 | 0 | 5818596.2738 | 0 | 0 | 0 | 0 | 48342.6071 | 0 | 0 | 0 | 0 | 0 | 0 | 0 | 131438.2195 | 0 | 0 | 0 | 18817.3245 | 0 | 0
2016-11-19 06:00 | 0 | 0 | 0 | 0 | 93274.7156 | 0 | 354879 | 0 | 0 | 0 | 767573.3159 | 0 | 0 | 0 | 0 | 0 | 0 | 131438.2195 | 0 | 0 | 0 | 5833626.859 | 0 | 0 | 0 | 0 | -148983.3894 | 0 | 0 | 0 | 0 | 0 | 0 | 0 | -131438.2195 | 0 | 0 | 0 | 18817.3245 | 0 | 0
2016-11-19 07:00 | 0 | 0 | 0 | 0 | 526590.3201 | 0 | 344814 | 0 | 0 | 0 | 799094.0921 | 0 | 0 | 0 | 0 | 0 | 0 | 262876.439 | 0 | 0 | 0 | 5848657.3841 | 0 | 0 | 0 | 0 | 31520.7761 | 0 | 0 | 0 | 0 | 0 | 0 | 0 | 131438.2195 | 0 | 0 | 0 | 18817.3245 | 0 | 0
2016-11-19 08:00 | 0 | 0 | 0 | 0 | 157505.5852 | 0 | 339808 | 0 | 0 | 0 | 729412.5723 | 0 | 0 | 0 | 0 | 0 | 0 | 131438.2195 | 0 | 0 | 0 | 5863687.8491 | 0 | 0 | 0 | 0 | -69681.5198 | 0 | 0 | 0 | 0 | 0 | 0 | 0 | -131438.2195 | 0 | 0 | 0 | 18817.3245 | 0 | 0
2016-11-19 09:00 | 0 | 0 | 0 | 0 | 457769.6892 | 0 | 340430 | 0 | 0 | 0 | 827934.937 | 0 | 0 | 0 | 0 | 0 | 0 | 131438.2195 | 0 | 0 | 0 | 5878718.2539 | 0 | 0 | 0 | 0 | 98522.3647 | 0 | 0 | 0 | 0 | 0 | 0 | 0 | 0 | 0 | 0 | 0 | 18817.3245 | 0 | 0
2016-11-19 10:00 | 0 | 0 | 0 | 0 | 84119.7156 | 0 | 345724 | 0 | 0 | 0 | 678951.5476 | 0 | 0 | 0 | 0 | 0 | 0 | 0 | 0 | 0 | 0 | 5893748.5986 | 0 | 0 | 0 | 0 | -148983.3894 | 0 | 0 | 0 | 0 | 0 | 0 | 0 | -131438.2195 | 0 | 0 | 0 | 18817.3245 | 0 | 0
2016-11-19 11:00 | 0 | 0 | 0 | 0 | 386829.1777 | 0 | 356890 | 0 | 0 | 0 | 558635.1814 | 0 | 0 | 0 | 0 | 0 | 0 | 131438.2195 | 0 | 0 | 0 | 5908778.8832 | 0 | 0 | 0 | 0 | -120316.3663 | 0 | 0 | 0 | 0 | 0 | 0 | 0 | 131438.2195 | 0 | 0 | 0 | 18817.3245 | 0 | 0
2016-11-19 12:00 | 0 | 0 | 0 | 0 | 368036.8868 | 0 | 371621 | 0 | 0 | 0 | 667671.9632 | 0 | 0 | 0 | 0 | 0 | 0 | 0 | 0 | 0 | 0 | 5923809.1077 | 0 | 0 | 0 | 0 | 109036.7819 | 0 | 0 | 0 | 0 | 0 | 0 | 0 | -131438.2195 | 0 | 0 | 0 | 18817.3245 | 0 | 0
2016-11-19 13:00 | 0 | 0 | 0 | 0 | 351544.5443 | 20.1347 | 386603 | 0 | 0 | 0 | 518688.5739 | 0 | 0 | 0 | 0 | 0 | 0 | 95127.7439 | 0 | 0 | 0 | 5938839.272 | 0 | 0 | 0 | 0 | -148983.3894 | 0 | 0 | 0 | 0 | 0 | 0 | 0 | 95127.7439 | 0 | 0 | 0 | 18817.3245 | 0 | 0
2016-11-19 14:00 | 0 | 0 | 0 | 0 | 46899.6373 | 126606.5539 | 398800 | 0 | 0 | 0 | 369705.1845 | 0 | 0 | 0 | 0 | 0 | 0 | 0 | 0 | 0 | 0 | 5953869.3762 | 0 | 0 | 0 | 0 | -148983.3894 | 0 | 0 | 0 | 0 | 0 | 0 | 0 | -95127.7439 | 0 | 0 | 0 | 18817.3245 | 0 | 0
2016-11-19 15:00 | 0 | 0 | 0 | 0 | 45554.652 | 527266.0618 | 405020 | 0 | 0 | 0 | 518688.5739 | 0 | 0 | 0 | 0 | 0 | 0 | 0 | 0 | 0 | 0 | 5968899.4204 | 0 | 0 | 0 | 0 | 148983.3894 | 0 | 0 | 0 | 0 | 0 | 0 | 0 | 0 | 0 | 0 | 0 | 18817.3245 | 0 | 0
2016-11-19 16:00 | 0 | 0 | 0 | 0 | 56590.1008 | 649016.8326 | 406368 | 0 | 0 | 0 | 667671.9632 | 0 | 0 | 0 | 0 | 0 | 0 | 131438.2195 | 0 | 0 | 0 | 5983929.4043 | 0 | 0 | 0 | 0 | 148983.3894 | 0 | 0 | 0 | 0 | 0 | 0 | 0 | 131438.2195 | 0 | 0 | 0 | 18817.3245 | 0 | 0
2016-11-19 17:00 | 0 | 0 | 0 | 0 | 0 | 629935.7869 | 404935 | 0 | 0 | 0 | 816655.3526 | 0 | 0 | 0 | 0 | 0 | 0 | 188638.2926 | 0 | 0 | 0 | 5998959.3282 | 0 | 0 | 0 | 0 | 148983.3894 | 0 | 0 | 0 | 0 | 0 | 0 | 0 | 57200.0731 | 0 | 0 | 0 | 18817.3245 | 0 | 0
2016-11-19 18:00 | 0 | 0 | 0 | 0 | 0 | 590730.3973 | 402033 | 0 | 0 | 0 | 965638.742 | 0 | 0 | 0 | 0 | 0 | 0 | 209534.976 | 0 | 0 | 0 | 6013989.192 | 0 | 0 | 0 | 0 | 148983.3894 | 0 | 0 | 0 | 0 | 0 | 0 | 0 | 20896.6834 | 0 | 0 | 0 | 18817.3245 | 0 | 0
2016-11-19 19:00 | 0 | 0 | 0 | 0 | 0 | 573574.84 | 399027 | 0 | 0 | 0 | 1114622.1313 | 0 | 0 | 0 | 0 | 0 | 0 | 216282.1022 | 0 | 0 | 0 | 6029018.9956 | 0 | 0 | 0 | 0 | 148983.3894 | 0 | 0 | 0 | 0 | 0 | 0 | 0 | 6747.1261 | 0 | 0 | 0 | 18817.3245 | 0 | 0
2016-11-19 20:00 | 0 | 0 | 0 | 0 | 0 | 585451.8107 | 397484 | 0 | 0 | 0 | 1263605.5207 | 0 | 0 | 0 | 0 | 0 | 0 | 236449.199 | 0 | 0 | 0 | 6044048.7391 | 0 | 0 | 0 | 0 | 148983.3894 | 0 | 0 | 0 | 0 | 0 | 0 | 0 | 20167.0968 | 0 | 0 | 0 | 18817.3245 | 0 | 0
2016-11-19 21:00 | 0 | 0 | 0 | 0 | 0 | 616528.6574 | 400502 | 0 | 0 | 0 | 1329376.6341 | 0 | 0 | 0 | 0 | 0 | 0 | 367887.4185 | 0 | 0 | 0 | 6059078.4225 | 0 | 0 | 0 | 0 | 65771.1134 | 0 | 0 | 0 | 0 | 0 | 0 | 0 | 131438.2195 | 0 | 0 | 0 | 18817.3245 | 0 | 0
2016-11-19 22:00 | 0 | 0 | 0 | 0 | 0 | 573527.9142 | 413683 | 0 | 0 | 0 | 1478360.0235 | 0 | 0 | 0 | 0 | 0 | 0 | 359931.6189 | 0 | 0 | 0 | 6074108.0458 | 0 | 0 | 0 | 0 | 148983.3894 | 0 | 0 | 0 | 0 | 0 | 0 | 0 | -7955.7996 | 0 | 0 | 0 | 18817.3245 | 0 | 0
2016-11-19 23:00 | 0 | 0 | 0 | 0 | 0 | 263343.8978 | 427279 | 0 | 0 | 0 | 1427045.8163 | 0 | 0 | 0 | 0 | 0 | 0 | 228493.3994 | 0 | 0 | 0 | 6089137.6089 | 0 | 0 | 0 | 0 | -51314.2072 | 0 | 0 | 0 | 0 | 0 | 0 | 0 | -131438.2195 | 0 | 0 | 0 | 18817.3245 | 0 | 0
2016-11-20 | 0 | 0 | 0 | 0 | 190890.9737 | 11648.6114 | 431645 | 0 | 0 | 0 | 1278062.4269 | 0 | 0 | 0 | 0 | 0 | 0 | 129554.0493 | 0 | 0 | 0 | 6104167.112 | 0 | 0 | 0 | 0 | -148983.3894 | 0 | 0 | 0 | 0 | 0 | 0 | 0 | -98939.35 | 0 | 0 | 0 | 18817.3245 | 0 | 0
2016-11-20 01:00 | 0 | 0 | 0 | 0 | 564604.1961 | 0 | 430975 | 0 | 0 | 0 | 1261436.079 | 0 | 0 | 0 | 0 | 0 | 0 | 260992.2688 | 0 | 0 | 0 | 6119196.5549 | 0 | 0 | 0 | 0 | -16626.3479 | 0 | 0 | 0 | 0 | 0 | 0 | 0 | 131438.2195 | 0 | 0 | 0 | 18817.3245 | 0 | 0
2016-11-20 02:00 | 0 | 0 | 0 | 0 | 162157.7156 | 0 | 423762 | 0 | 0 | 0 | 1112452.6896 | 0 | 0 | 0 | 0 | 0 | 0 | 129554.0493 | 0 | 0 | 0 | 6134225.9377 | 0 | 0 | 0 | 0 | -148983.3894 | 0 | 0 | 0 | 0 | 0 | 0 | 0 | -131438.2195 | 0 | 0 | 0 | 18817.3245 | 0 | 0
2016-11-20 03:00 | 0 | 0 | 0 | 0 | 581563.8841 | 0 | 411879 | 0 | 0 | 0 | 1261436.079 | 0 | 0 | 0 | 0 | 0 | 0 | 131438.2195 | 0 | 0 | 0 | 6149255.2604 | 0 | 0 | 0 | 0 | 148983.3894 | 0 | 0 | 0 | 0 | 0 | 0 | 0 | 1884.1702 | 0 | 0 | 0 | 18817.3245 | 0 | 0
2016-11-20 04:00 | 0 | 0 | 0 | 0 | 134406.7156 | 0 | 396011 | 0 | 0 | 0 | 1112452.6896 | 0 | 0 | 0 | 0 | 0 | 0 | 0 | 0 | 0 | 0 | 6164284.5229 | 0 | 0 | 0 | 0 | -148983.3894 | 0 | 0 | 0 | 0 | 0 | 0 | 0 | -131438.2195 | 0 | 0 | 0 | 18817.3245 | 0 | 0
2016-11-20 05:00 | 0 | 0 | 0 | 0 | 598109.1188 | 0 | 382816 | 0 | 0 | 0 | 1177490.2644 | 0 | 0 | 0 | 0 | 0 | 0 | 131438.2195 | 0 | 0 | 0 | 6179313.7254 | 0 | 0 | 0 | 0 | 65037.5748 | 0 | 0 | 0 | 0 | 0 | 0 | 0 | 131438.2195 | 0 | 0 | 0 | 18817.3245 | 0 | 0
2016-11-20 06:00 | 0 | 0 | 0 | 0 | 110119.7156 | 0 | 371724 | 0 | 0 | 0 | 1028506.875 | 0 | 0 | 0 | 0 | 0 | 0 | 0 | 0 | 0 | 0 | 6194342.8677 | 0 | 0 | 0 | 0 | -148983.3894 | 0 | 0 | 0 | 0 | 0 | 0 | 0 | -131438.2195 | 0 | 0 | 0 | 18817.3245 | 0 | 0
2016-11-20 07:00 | 0 | 0 | 0 | 0 | 576675.4089 | 0 | 364615 | 0 | 0 | 0 | 1090311.7399 | 0 | 0 | 0 | 0 | 0 | 0 | 131438.2195 | 0 | 0 | 0 | 6209371.9499 | 0 | 0 | 0 | 0 | 61804.8649 | 0 | 0 | 0 | 0 | 0 | 0 | 0 | 131438.2195 | 0 | 0 | 0 | 18817.3245 | 0 | 0
2016-11-20 08:00 | 0 | 0 | 0 | 0 | 99936.7156 | 0 | 361541 | 0 | 0 | 0 | 941328.3505 | 0 | 0 | 0 | 0 | 0 | 0 | 0 | 0 | 0 | 0 | 6224400.972 | 0 | 0 | 0 | 0 | -148983.3894 | 0 | 0 | 0 | 0 | 0 | 0 | 0 | -131438.2195 | 0 | 0 | 0 | 18817.3245 | 0 | 0
2016-11-20 09:00 | 0 | 0 | 0 | 0 | 534716.5911 | 0 | 362066 | 0 | 0 | 0 | 963723.3976 | 0 | 0 | 0 | 0 | 0 | 0 | 131438.2195 | 0 | 0 | 0 | 6239429.934 | 0 | 0 | 0 | 0 | 22395.0471 | 0 | 0 | 0 | 0 | 0 | 0 | 0 | 131438.2195 | 0 | 0 | 0 | 18817.3245 | 0 | 0
2016-11-20 10:00 | 0 | 0 | 0 | 0 | 106110.7156 | 0 | 367715 | 0 | 0 | 0 | 814740.0083 | 0 | 0 | 0 | 0 | 0 | 0 | 0 | 0 | 0 | 0 | 6254458.8359 | 0 | 0 | 0 | 0 | -148983.3894 | 0 | 0 | 0 | 0 | 0 | 0 | 0 | -131438.2195 | 0 | 0 | 0 | 18817.3245 | 0 | 0
2016-11-20 11:00 | 0 | 0 | 0 | 0 | 488074.7162 | 0 | 377998 | 0 | 0 | 0 | 774561.1805 | 0 | 0 | 0 | 0 | 0 | 0 | 131438.2195 | 0 | 0 | 0 | 6269487.6776 | 0 | 0 | 0 | 0 | -40178.8277 | 0 | 0 | 0 | 0 | 0 | 0 | 0 | 131438.2195 | 0 | 0 | 0 | 18817.3245 | 0 | 0
2016-11-20 12:00 | 0 | 0 | 0 | 0 | 128647.7156 | 0 | 390252 | 0 | 0 | 0 | 625577.7911 | 0 | 0 | 0 | 0 | 0 | 0 | 0 | 0 | 0 | 0 | 6284516.4593 | 0 | 0 | 0 | 0 | -148983.3894 | 0 | 0 | 0 | 0 | 0 | 0 | 0 | -131438.2195 | 0 | 0 | 0 | 18817.3245 | 0 | 0
2016-11-20 13:00 | 0 | 0 | 0 | 0 | 454273.4482 | 22.5035 | 404595 | 0 | 0 | 0 | 525023.1989 | 0 | 0 | 0 | 0 | 0 | 0 | 131438.2195 | 0 | 0 | 0 | 6299545.1808 | 0 | 0 | 0 | 0 | -100554.5923 | 0 | 0 | 0 | 0 | 0 | 0 | 0 | 131438.2195 | 0 | 0 | 0 | 18817.3245 | 0 | 0
2016-11-20 14:00 | 0 | 0 | 0 | 0 | 344345.8974 | 94264.2518 | 413303 | 0 | 0 | 0 | 662951.2431 | 0 | 0 | 0 | 0 | 0 | 0 | 0 | 0 | 0 | 0 | 6314573.8422 | 0 | 0 | 0 | 0 | 137928.0443 | 0 | 0 | 0 | 0 | 0 | 0 | 0 | -131438.2195 | 0 | 0 | 0 | 18817.3245 | 0 | 0
2016-11-20 15:00 | 0 | 0 | 0 | 0 | 166334.3935 | 414821.3204 | 413355 | 0 | 0 | 0 | 811934.6325 | 0 | 0 | 0 | 0 | 0 | 0 | 0 | 0 | 0 | 0 | 6329602.4435 | 0 | 0 | 0 | 0 | 148983.3894 | 0 | 0 | 0 | 0 | 0 | 0 | 0 | 0 | 0 | 0 | 0 | 18817.3245 | 0 | 0
2016-11-20 16:00 | 0 | 0 | 0 | 0 | 0 | 521715.8657 | 411016 | 0 | 0 | 0 | 772378.9542 | 0 | 0 | 0 | 0 | 0 | 0 | 131438.2195 | 0 | 0 | 0 | 6344630.9846 | 0 | 0 | 0 | 0 | -39555.6783 | 0 | 0 | 0 | 0 | 0 | 0 | 0 | 131438.2195 | 0 | 0 | 0 | 18817.3245 | 0 | 0
2016-11-20 17:00 | 0 | 0 | 0 | 0 | 0 | 523560.6325 | 408200 | 0 | 0 | 0 | 921362.3436 | 0 | 0 | 0 | 0 | 0 | 0 | 78998.1382 | 0 | 0 | 0 | 6359659.4657 | 0 | 0 | 0 | 0 | 148983.3894 | 0 | 0 | 0 | 0 | 0 | 0 | 0 | -52440.0813 | 0 | 0 | 0 | 18817.3245 | 0 | 0
2016-11-20 18:00 | 0 | 0 | 0 | 0 | 210562.8141 | 493735.1193 | 405059 | 0 | 0 | 0 | 1070345.7329 | 0 | 0 | 0 | 0 | 0 | 0 | 210436.3577 | 0 | 0 | 0 | 6374687.8867 | 0 | 0 | 0 | 0 | 148983.3894 | 0 | 0 | 0 | 0 | 0 | 0 | 0 | 131438.2195 | 0 | 0 | 0 | 18817.3245 | 0 | 0
2016-11-20 19:00 | 0 | 0 | 0 | 0 | 0 | 475451.3582 | 402637 | 0 | 0 | 0 | 1219329.1223 | 0 | 0 | 0 | 0 | 0 | 0 | 115450.0021 | 0 | 0 | 0 | 6389716.2475 | 0 | 0 | 0 | 0 | 148983.3894 | 0 | 0 | 0 | 0 | 0 | 0 | 0 | -94986.3556 | 0 | 0 | 0 | 18817.3245 | 0 | 0
2016-11-20 20:00 | 0 | 0 | 0 | 0 | 0 | 472795.1819 | 402846 | 0 | 0 | 0 | 1139022.7602 | 0 | 0 | 0 | 0 | 0 | 0 | 246888.2216 | 0 | 0 | 0 | 6404744.5482 | 0 | 0 | 0 | 0 | -80306.3621 | 0 | 0 | 0 | 0 | 0 | 0 | 0 | 131438.2195 | 0 | 0 | 0 | 18817.3245 | 0 | 0
2016-11-20 21:00 | 0 | 0 | 0 | 0 | 211745.8031 | 456537.2324 | 409160 | 0 | 0 | 0 | 1288006.1496 | 0 | 0 | 0 | 0 | 0 | 0 | 338210.5433 | 0 | 0 | 0 | 6419772.7888 | 0 | 0 | 0 | 0 | 148983.3894 | 0 | 0 | 0 | 0 | 0 | 0 | 0 | 91322.3217 | 0 | 0 | 0 | 18817.3245 | 0 | 0
2016-11-20 22:00 | 0 | 0 | 0 | 0 | 0 | 371684.8682 | 426655 | 0 | 0 | 0 | 1139022.7602 | 0 | 0 | 0 | 0 | 0 | 0 | 413406.4763 | 0 | 0 | 0 | 6434800.9693 | 0 | 0 | 0 | 0 | -148983.3894 | 0 | 0 | 0 | 0 | 0 | 0 | 0 | 75195.9331 | 0 | 0 | 0 | 18817.3245 | 0 | 0
2016-11-20 23:00 | 0 | 0 | 0 | 0 | 344725.7119 | 136495.7825 | 444859 | 0 | 0 | 0 | 1288006.1496 | 0 | 0 | 0 | 0 | 0 | 0 | 281968.2568 | 0 | 0 | 0 | 6449829.0897 | 0 | 0 | 0 | 0 | 148983.3894 | 0 | 0 | 0 | 0 | 0 | 0 | 0 | -131438.2195 | 0 | 0 | 0 | 18817.3245 | 0 | 0
2016-11-21 | 0 | 0 | 0 | 0 | 183604.4288 | 7526.2868 | 452735 | 0 | 0 | 0 | 1139022.7602 | 0 | 0 | 0 | 0 | 0 | 0 | 150530.0373 | 0 | 0 | 0 | 6464857.15 | 0 | 0 | 0 | 0 | -148983.3894 | 0 | 0 | 0 | 0 | 0 | 0 | 0 | -131438.2195 | 0 | 0 | 0 | 18817.3245 | 0 | 0
2016-11-21 01:00 | 0 | 0 | 0 | 0 | 564972.0975 | 0 | 453663 | 0 | 0 | 0 | 1250606.3511 | 0 | 0 | 0 | 0 | 0 | 0 | 131438.2195 | 0 | 0 | 0 | 6479885.1501 | 0 | 0 | 0 | 0 | 111583.5909 | 0 | 0 | 0 | 0 | 0 | 0 | 0 | -19091.8178 | 0 | 0 | 0 | 18817.3245 | 0 | 0
2016-11-21 02:00 | 0 | 0 | 0 | 0 | 182610.7156 | 0 | 444215 | 0 | 0 | 0 | 1101622.9617 | 0 | 0 | 0 | 0 | 0 | 0 | 0 | 0 | 0 | 0 | 6494913.0902 | 0 | 0 | 0 | 0 | -148983.3894 | 0 | 0 | 0 | 0 | 0 | 0 | 0 | -131438.2195 | 0 | 0 | 0 | 18817.3245 | 0 | 0
2016-11-21 03:00 | 0 | 0 | 0 | 0 | 560454.5494 | 0 | 429663 | 0 | 0 | 0 | 1082158.9671 | 0 | 0 | 0 | 0 | 0 | 0 | 131438.2195 | 0 | 0 | 0 | 6509940.9701 | 0 | 0 | 0 | 0 | -19463.9946 | 0 | 0 | 0 | 0 | 0 | 0 | 0 | 131438.2195 | 0 | 0 | 0 | 18817.3245 | 0 | 0
2016-11-21 04:00 | 0 | 0 | 0 | 0 | 547052.8462 | 0 | 412088 | 0 | 0 | 0 | 1066868.2693 | 0 | 0 | 0 | 0 | 0 | 0 | 262876.439 | 0 | 0 | 0 | 6524968.7899 | 0 | 0 | 0 | 0 | -15290.6978 | 0 | 0 | 0 | 0 | 0 | 0 | 0 | 131438.2195 | 0 | 0 | 0 | 18817.3245 | 0 | 0
2016-11-21 05:00 | 0 | 0 | 0 | 0 | 532670.4968 | 0 | 396983 | 0 | 0 | 0 | 1215851.6587 | 0 | 0 | 0 | 0 | 0 | 0 | 230763.2219 | 0 | 0 | 0 | 6539996.5496 | 0 | 0 | 0 | 0 | 148983.3894 | 0 | 0 | 0 | 0 | 0 | 0 | 0 | -32113.2171 | 0 | 0 | 0 | 18817.3245 | 0 | 0
2016-11-21 06:00 | 0 | 0 | 0 | 0 | 125062.7156 | 0 | 386667 | 0 | 0 | 0 | 1066868.2693 | 0 | 0 | 0 | 0 | 0 | 0 | 99325.0024 | 0 | 0 | 0 | 6555024.2492 | 0 | 0 | 0 | 0 | -148983.3894 | 0 | 0 | 0 | 0 | 0 | 0 | 0 | -131438.2195 | 0 | 0 | 0 | 18817.3245 | 0 | 0
2016-11-21 07:00 | 0 | 0 | 0 | 0 | 483346.475 | 0 | 381643 | 0 | 0 | 0 | 1018316.2004 | 0 | 0 | 0 | 0 | 0 | 0 | 230763.2219 | 0 | 0 | 0 | 6570051.8887 | 0 | 0 | 0 | 0 | -48552.0689 | 0 | 0 | 0 | 0 | 0 | 0 | 0 | 131438.2195 | 0 | 0 | 0 | 18817.3245 | 0 | 0
2016-11-21 08:00 | 0 | 0 | 0 | 0 | 464216.9851 | 0 | 380988 | 0 | 0 | 0 | 951289.6415 | 0 | 0 | 0 | 0 | 0 | 0 | 362201.4414 | 0 | 0 | 0 | 6585079.4681 | 0 | 0 | 0 | 0 | -67026.5589 | 0 | 0 | 0 | 0 | 0 | 0 | 0 | 131438.2195 | 0 | 0 | 0 | 18817.3245 | 0 | 0
2016-11-21 09:00 | 0 | 0 | 0 | 0 | 434083.0383 | 0 | 385774 | 0 | 0 | 0 | 849343.1358 | 0 | 0 | 0 | 0 | 0 | 0 | 493639.6609 | 0 | 0 | 0 | 6600106.9874 | 0 | 0 | 0 | 0 | -101946.5057 | 0 | 0 | 0 | 0 | 0 | 0 | 0 | 131438.2195 | 0 | 0 | 0 | 18817.3245 | 0 | 0
2016-11-21 10:00 | 0 | 0 | 0 | 0 | 199831.1702 | 0 | 400883 | 0 | 0 | 0 | 700359.7465 | 0 | 0 | 0 | 0 | 0 | 0 | 422753.8961 | 0 | 0 | 0 | 6615134.4465 | 0 | 0 | 0 | 0 | -148983.3894 | 0 | 0 | 0 | 0 | 0 | 0 | 0 | -70885.7649 | 0 | 0 | 0 | 18817.3245 | 0 | 0
2016-11-21 11:00 | 0 | 0 | 0 | 0 | 394008.766 | 0 | 433200 | 0 | 0 | 0 | 551376.3571 | 0 | 0 | 0 | 0 | 0 | 0 | 513728.7269 | 0 | 0 | 0 | 6630161.8456 | 0 | 0 | 0 | 0 | -148983.3894 | 0 | 0 | 0 | 0 | 0 | 0 | 0 | 90974.8309 | 0 | 0 | 0 | 18817.3245 | 0 | 0
2016-11-21 12:00 | 0 | 0 | 0 | 0 | 401190.2171 | 0 | 460210 | 0 | 0 | 0 | 604977.4692 | 0 | 0 | 0 | 0 | 0 | 0 | 382290.5074 | 0 | 0 | 0 | 6645189.1845 | 0 | 0 | 0 | 0 | 53601.1121 | 0 | 0 | 0 | 0 | 0 | 0 | 0 | -131438.2195 | 0 | 0 | 0 | 18817.3245 | 0 | 0
2016-11-21 13:00 | 0 | 0 | 0 | 0 | 411384.1694 | 17.6672 | 470429 | 0 | 0 | 0 | 658571.2009 | 0 | 0 | 0 | 0 | 0 | 0 | 250852.2879 | 0 | 0 | 0 | 6660216.4633 | 0 | 0 | 0 | 0 | 53593.7317 | 0 | 0 | 0 | 0 | 0 | 0 | 0 | -131438.2195 | 0 | 0 | 0 | 18817.3245 | 0 | 0
2016-11-21 14:00 | 0 | 0 | 0 | 0 | 161127.674 | 46869.0416 | 469601 | 0 | 0 | 0 | 509587.8115 | 0 | 0 | 0 | 0 | 0 | 0 | 119414.0684 | 0 | 0 | 0 | 6675243.6821 | 0 | 0 | 0 | 0 | -148983.3894 | 0 | 0 | 0 | 0 | 0 | 0 | 0 | -131438.2195 | 0 | 0 | 0 | 18817.3245 | 0 | 0
2016-11-21 15:00 | 0 | 0 | 0 | 0 | 283565.4987 | 159641.9573 | 464608 | 0 | 0 | 0 | 360604.4221 | 0 | 0 | 0 | 0 | 0 | 0 | 228179.5893 | 0 | 0 | 0 | 6690270.8407 | 0 | 0 | 0 | 0 | -148983.3894 | 0 | 0 | 0 | 0 | 0 | 0 | 0 | 108765.5209 | 0 | 0 | 0 | 18817.3245 | 0 | 0
2016-11-21 16:00 | 0 | 0 | 0 | 0 | 277355.9305 | 267671.1159 | 457689 | 0 | 0 | 0 | 394428.2943 | 0 | 0 | 0 | 0 | 0 | 0 | 262876.439 | 0 | 0 | 0 | 6705297.9392 | 0 | 0 | 0 | 0 | 33823.8722 | 0 | 0 | 0 | 0 | 0 | 0 | 0 | 34696.8497 | 0 | 0 | 0 | 18817.3245 | 0 | 0
2016-11-21 17:00 | 0 | 0 | 0 | 0 | 149844.877 | 337025.6173 | 450508 | 0 | 0 | 0 | 543411.6837 | 0 | 0 | 0 | 0 | 0 | 0 | 131438.2195 | 0 | 0 | 0 | 6720324.9776 | 0 | 0 | 0 | 0 | 148983.3894 | 0 | 0 | 0 | 0 | 0 | 0 | 0 | -131438.2195 | 0 | 0 | 0 | 18817.3245 | 0 | 0
2016-11-21 18:00 | 0 | 0 | 0 | 0 | 0 | 361609.0628 | 445167 | 0 | 0 | 0 | 572474.6415 | 0 | 0 | 0 | 0 | 0 | 0 | 0 | 0 | 0 | 0 | 6735351.9559 | 0 | 0 | 0 | 0 | 29062.9578 | 0 | 0 | 0 | 0 | 0 | 0 | 0 | -131438.2195 | 0 | 0 | 0 | 18817.3245 | 0 | 0
2016-11-21 19:00 | 0 | 0 | 0 | 0 | 82837.0458 | 359334.1088 | 440899 | 0 | 0 | 0 | 423491.2521 | 0 | 0 | 0 | 0 | 0 | 0 | 131438.2195 | 0 | 0 | 0 | 6750378.874 | 0 | 0 | 0 | 0 | -148983.3894 | 0 | 0 | 0 | 0 | 0 | 0 | 0 | 131438.2195 | 0 | 0 | 0 | 18817.3245 | 0 | 0
2016-11-21 20:00 | 0 | 0 | 0 | 0 | 134200.6664 | 341812.8279 | 439651 | 0 | 0 | 0 | 572474.6415 | 0 | 0 | 0 | 0 | 0 | 0 | 0 | 0 | 0 | 0 | 6765405.7321 | 0 | 0 | 0 | 0 | 148983.3894 | 0 | 0 | 0 | 0 | 0 | 0 | 0 | -131438.2195 | 0 | 0 | 0 | 18817.3245 | 0 | 0
2016-11-21 21:00 | 0 | 0 | 0 | 0 | 132715.9178 | 313008.2368 | 444452 | 0 | 0 | 0 | 423491.2521 | 0 | 0 | 0 | 0 | 0 | 0 | 131438.2195 | 0 | 0 | 0 | 6780432.5301 | 0 | 0 | 0 | 0 | -148983.3894 | 0 | 0 | 0 | 0 | 0 | 0 | 0 | 131438.2195 | 0 | 0 | 0 | 18817.3245 | 0 | 0
2016-11-21 22:00 | 0 | 0 | 0 | 0 | 238898.7885 | 260018.7058 | 462555 | 0 | 0 | 0 | 572474.6415 | 0 | 0 | 0 | 0 | 0 | 0 | 0 | 0 | 0 | 0 | 6795459.2679 | 0 | 0 | 0 | 0 | 148983.3894 | 0 | 0 | 0 | 0 | 0 | 0 | 0 | -131438.2195 | 0 | 0 | 0 | 18817.3245 | 0 | 0
2016-11-21 23:00 | 0 | 0 | 0 | 0 | 314786.6995 | 165479.4552 | 478994 | 0 | 0 | 0 | 423491.2521 | 0 | 0 | 0 | 0 | 0 | 0 | 131438.2195 | 0 | 0 | 0 | 6810485.9457 | 0 | 0 | 0 | 0 | -148983.3894 | 0 | 0 | 0 | 0 | 0 | 0 | 0 | 131438.2195 | 0 | 0 | 0 | 18817.3245 | 0 | 0
2016-11-22 | 0 | 0 | 0 | 0 | 508384.4175 | 13221.0768 | 485243 | 0 | 0 | 0 | 572474.6415 | 0 | 0 | 0 | 0 | 0 | 0 | 0 | 0 | 0 | 0 | 6825512.5633 | 0 | 0 | 0 | 0 | 148983.3894 | 0 | 0 | 0 | 0 | 0 | 0 | 0 | -131438.2195 | 0 | 0 | 0 | 18817.3245 | 0 | 0
2016-11-22 01:00 | 0 | 0 | 0 | 0 | 354161.9351 | 0 | 484328 | 0 | 0 | 0 | 423491.2521 | 0 | 0 | 0 | 0 | 0 | 0 | 0 | 0 | 0 | 0 | 6840539.1209 | 0 | 0 | 0 | 0 | -148983.3894 | 0 | 0 | 0 | 0 | 0 | 0 | 0 | 0 | 0 | 0 | 0 | 18817.3245 | 0 | 0
2016-11-22 02:00 | 0 | 0 | 0 | 0 | 730577.0486 | 0 | 472096 | 0 | 0 | 0 | 531716.7567 | 0 | 0 | 0 | 0 | 0 | 0 | 131438.2195 | 0 | 0 | 0 | 6855565.6183 | 0 | 0 | 0 | 0 | 108225.5046 | 0 | 0 | 0 | 0 | 0 | 0 | 0 | 131438.2195 | 0 | 0 | 0 | 18817.3245 | 0 | 0
2016-11-22 03:00 | 0 | 0 | 0 | 0 | 189929.7156 | 0 | 451534 | 0 | 0 | 0 | 382733.3674 | 0 | 0 | 0 | 0 | 0 | 0 | 0 | 0 | 0 | 0 | 6870592.0556 | 0 | 0 | 0 | 0 | -148983.3894 | 0 | 0 | 0 | 0 | 0 | 0 | 0 | -131438.2195 | 0 | 0 | 0 | 18817.3245 | 0 | 0
2016-11-22 04:00 | 0 | 0 | 0 | 0 | 701929.4278 | 0 | 430349 | 0 | 0 | 0 | 504058.2512 | 0 | 0 | 0 | 0 | 0 | 0 | 131438.2195 | 0 | 0 | 0 | 6885618.4328 | 0 | 0 | 0 | 0 | 121324.8839 | 0 | 0 | 0 | 0 | 0 | 0 | 0 | 131438.2195 | 0 | 0 | 0 | 18817.3245 | 0 | 0
2016-11-22 05:00 | 0 | 0 | 0 | 0 | 149421.7156 | 0 | 411026 | 0 | 0 | 0 | 355074.8618 | 0 | 0 | 0 | 0 | 0 | 0 | 0 | 0 | 0 | 0 | 6900644.7499 | 0 | 0 | 0 | 0 | -148983.3894 | 0 | 0 | 0 | 0 | 0 | 0 | 0 | -131438.2195 | 0 | 0 | 0 | 18817.3245 | 0 | 0
2016-11-22 06:00 | 0 | 0 | 0 | 0 | 399452.1546 | 0 | 398180 | 0 | 0 | 0 | 206091.4725 | 0 | 0 | 0 | 0 | 0 | 0 | 131438.2195 | 0 | 0 | 0 | 6915671.007 | 0 | 0 | 0 | 0 | -148983.3894 | 0 | 0 | 0 | 0 | 0 | 0 | 0 | 131438.2195 | 0 | 0 | 0 | 18817.3245 | 0 | 0
2016-11-22 07:00 | 0 | 0 | 0 | 0 | 426533.4943 | 0 | 390171 | 0 | 0 | 0 | 355074.8618 | 0 | 0 | 0 | 0 | 0 | 0 | 0 | 0 | 0 | 0 | 6930697.2039 | 0 | 0 | 0 | 0 | 148983.3894 | 0 | 0 | 0 | 0 | 0 | 0 | 0 | -131438.2195 | 0 | 0 | 0 | 18817.3245 | 0 | 0
2016-11-22 08:00 | 0 | 0 | 0 | 0 | 257425.9351 | 0 | 387592 | 0 | 0 | 0 | 206091.4725 | 0 | 0 | 0 | 0 | 0 | 0 | 0 | 0 | 0 | 0 | 6945723.3407 | 0 | 0 | 0 | 0 | -148983.3894 | 0 | 0 | 0 | 0 | 0 | 0 | 0 | 0 | 0 | 0 | 0 | 18817.3245 | 0 | 0
2016-11-22 09:00 | 0 | 0 | 0 | 0 | 639974.8349 | 0 | 391911 | 0 | 0 | 0 | 303899.7634 | 0 | 0 | 0 | 0 | 0 | 0 | 131438.2195 | 0 | 0 | 0 | 6960749.4173 | 0 | 0 | 0 | 0 | 97808.2909 | 0 | 0 | 0 | 0 | 0 | 0 | 0 | 131438.2195 | 0 | 0 | 0 | 18817.3245 | 0 | 0
2016-11-22 10:00 | 0 | 0 | 0 | 0 | 441338.4943 | 0 | 404976 | 0 | 0 | 0 | 452883.1528 | 0 | 0 | 0 | 0 | 0 | 0 | 0 | 0 | 0 | 0 | 6975775.4339 | 0 | 0 | 0 | 0 | 148983.3894 | 0 | 0 | 0 | 0 | 0 | 0 | 0 | -131438.2195 | 0 | 0 | 0 | 18817.3245 | 0 | 0
2016-11-22 11:00 | 0 | 0 | 0 | 0 | 628798.9275 | 0 | 433602 | 0 | 0 | 0 | 497824.5363 | 0 | 0 | 0 | 0 | 0 | 0 | 131438.2195 | 0 | 0 | 0 | 6990801.3904 | 0 | 0 | 0 | 0 | 44941.3835 | 0 | 0 | 0 | 0 | 0 | 0 | 0 | 131438.2195 | 0 | 0 | 0 | 18817.3245 | 0 | 0
2016-11-22 12:00 | 0 | 0 | 0 | 0 | 195875.7156 | 0 | 457480 | 0 | 0 | 0 | 348841.1469 | 0 | 0 | 0 | 0 | 0 | 0 | 0 | 0 | 0 | 0 | 7005827.2868 | 0 | 0 | 0 | 0 | -148983.3894 | 0 | 0 | 0 | 0 | 0 | 0 | 0 | -131438.2195 | 0 | 0 | 0 | 18817.3245 | 0 | 0
2016-11-22 13:00 | 0 | 0 | 0 | 0 | 335876.882 | 0.0531 | 466043 | 0 | 0 | 0 | 199857.7575 | 0 | 0 | 0 | 0 | 0 | 0 | 0 | 0 | 0 | 0 | 7020853.1231 | 0 | 0 | 0 | 0 | -148983.3894 | 0 | 0 | 0 | 0 | 0 | 0 | 0 | 0 | 0 | 0 | 0 | 18817.3245 | 0 | 0
2016-11-22 14:00 | 0 | 0 | 0 | 0 | 543955.8249 | 70197.2165 | 464785 | 0 | 0 | 0 | 330408.4745 | 0 | 0 | 0 | 0 | 0 | 0 | 0 | 0 | 0 | 0 | 7035878.8993 | 0 | 0 | 0 | 0 | 130550.717 | 0 | 0 | 0 | 0 | 0 | 0 | 0 | 0 | 0 | 0 | 0 | 18817.3245 | 0 | 0
2016-11-22 15:00 | 0 | 0 | 0 | 0 | 0 | 424119.1852 | 460742 | 0 | 0 | 0 | 274968.3353 | 0 | 0 | 0 | 0 | 0 | 0 | 0 | 0 | 0 | 0 | 7050904.6153 | 0 | 0 | 0 | 0 | -55440.1392 | 0 | 0 | 0 | 0 | 0 | 0 | 0 | 0 | 0 | 0 | 0 | 18817.3245 | 0 | 0
2016-11-22 16:00 | 0 | 0 | 0 | 0 | 178248.7346 | 575821.1988 | 454831 | 0 | 0 | 0 | 423951.7247 | 0 | 0 | 0 | 0 | 0 | 0 | 131438.2195 | 0 | 0 | 0 | 7065930.2713 | 0 | 0 | 0 | 0 | 148983.3894 | 0 | 0 | 0 | 0 | 0 | 0 | 0 | 131438.2195 | 0 | 0 | 0 | 18817.3245 | 0 | 0
2016-11-22 17:00 | 0 | 0 | 0 | 0 | 0 | 588153.1086 | 447871 | 0 | 0 | 0 | 572935.114 | 0 | 0 | 0 | 0 | 0 | 0 | 103919.6142 | 0 | 0 | 0 | 7080955.8672 | 0 | 0 | 0 | 0 | 148983.3894 | 0 | 0 | 0 | 0 | 0 | 0 | 0 | -27518.6053 | 0 | 0 | 0 | 18817.3245 | 0 | 0
2016-11-22 18:00 | 0 | 0 | 0 | 0 | 0 | 550173.27 | 444399 | 0 | 0 | 0 | 528453.8401 | 0 | 0 | 0 | 0 | 0 | 0 | 235357.8337 | 0 | 0 | 0 | 7095981.4029 | 0 | 0 | 0 | 0 | -44481.2739 | 0 | 0 | 0 | 0 | 0 | 0 | 0 | 131438.2195 | 0 | 0 | 0 | 18817.3245 | 0 | 0
2016-11-22 19:00 | 0 | 0 | 0 | 0 | 0 | 530758.1953 | 441711 | 0 | 0 | 0 | 677437.2295 | 0 | 0 | 0 | 0 | 0 | 0 | 156604.3152 | 0 | 0 | 0 | 7111006.8786 | 0 | 0 | 0 | 0 | 148983.3894 | 0 | 0 | 0 | 0 | 0 | 0 | 0 | -78753.5186 | 0 | 0 | 0 | 18817.3245 | 0 | 0
2016-11-22 20:00 | 0 | 0 | 0 | 0 | 202457.4478 | 537579.4855 | 440798 | 0 | 0 | 0 | 826420.6188 | 0 | 0 | 0 | 0 | 0 | 0 | 288042.5347 | 0 | 0 | 0 | 7126032.2941 | 0 | 0 | 0 | 0 | 148983.3894 | 0 | 0 | 0 | 0 | 0 | 0 | 0 | 131438.2195 | 0 | 0 | 0 | 18817.3245 | 0 | 0
2016-11-22 21:00 | 0 | 0 | 0 | 0 | 0 | 554723.2492 | 445928 | 0 | 0 | 0 | 975404.0082 | 0 | 0 | 0 | 0 | 0 | 0 | 229037.07 | 0 | 0 | 0 | 7141057.6496 | 0 | 0 | 0 | 0 | 148983.3894 | 0 | 0 | 0 | 0 | 0 | 0 | 0 | -59005.4646 | 0 | 0 | 0 | 18817.3245 | 0 | 0
2016-11-22 22:00 | 0 | 0 | 0 | 0 | 0 | 514911.0346 | 461392 | 0 | 0 | 0 | 1124387.3976 | 0 | 0 | 0 | 0 | 0 | 0 | 114755.3908 | 0 | 0 | 0 | 7156082.9449 | 0 | 0 | 0 | 0 | 148983.3894 | 0 | 0 | 0 | 0 | 0 | 0 | 0 | -114281.6792 | 0 | 0 | 0 | 18817.3245 | 0 | 0
2016-11-22 23:00 | 0 | 0 | 0 | 0 | 227833.452 | 247821.7026 | 474383 | 0 | 0 | 0 | 975404.0082 | 0 | 0 | 0 | 0 | 0 | 0 | 246193.6103 | 0 | 0 | 0 | 7171108.1802 | 0 | 0 | 0 | 0 | -148983.3894 | 0 | 0 | 0 | 0 | 0 | 0 | 0 | 131438.2195 | 0 | 0 | 0 | 18817.3245 | 0 | 0
2016-11-23 | 0 | 0 | 0 | 0 | 592556.3896 | 6295.467 | 478166 | 0 | 0 | 0 | 945834.3209 | 0 | 0 | 0 | 0 | 0 | 0 | 377631.8298 | 0 | 0 | 0 | 7186133.3554 | 0 | 0 | 0 | 0 | -29569.6873 | 0 | 0 | 0 | 0 | 0 | 0 | 0 | 131438.2195 | 0 | 0 | 0 | 18817.3245 | 0 | 0
2016-11-23 01:00 | 0 | 0 | 0 | 0 | 214384.7156 | 0 | 475989 | 0 | 0 | 0 | 796850.9315 | 0 | 0 | 0 | 0 | 0 | 0 | 246193.6103 | 0 | 0 | 0 | 7201158.4704 | 0 | 0 | 0 | 0 | -148983.3894 | 0 | 0 | 0 | 0 | 0 | 0 | 0 | -131438.2195 | 0 | 0 | 0 | 18817.3245 | 0 | 0
2016-11-23 02:00 | 0 | 0 | 0 | 0 | 544590.25 | 0 | 464330 | 0 | 0 | 0 | 945834.3209 | 0 | 0 | 0 | 0 | 0 | 0 | 158653.1465 | 0 | 0 | 0 | 7216183.5254 | 0 | 0 | 0 | 0 | 148983.3894 | 0 | 0 | 0 | 0 | 0 | 0 | 0 | -87540.4638 | 0 | 0 | 0 | 18817.3245 | 0 | 0
2016-11-23 03:00 | 0 | 0 | 0 | 0 | 528444.0413 | 0 | 445737 | 0 | 0 | 0 | 878285.8182 | 0 | 0 | 0 | 0 | 0 | 0 | 290091.366 | 0 | 0 | 0 | 7231208.5202 | 0 | 0 | 0 | 0 | -67548.5027 | 0 | 0 | 0 | 0 | 0 | 0 | 0 | 131438.2195 | 0 | 0 | 0 | 18817.3245 | 0 | 0
2016-11-23 04:00 | 0 | 0 | 0 | 0 | 163161.7156 | 0 | 424766 | 0 | 0 | 0 | 729302.4289 | 0 | 0 | 0 | 0 | 0 | 0 | 158653.1465 | 0 | 0 | 0 | 7246233.455 | 0 | 0 | 0 | 0 | -148983.3894 | 0 | 0 | 0 | 0 | 0 | 0 | 0 | -131438.2195 | 0 | 0 | 0 | 18817.3245 | 0 | 0
2016-11-23 05:00 | 0 | 0 | 0 | 0 | 512190.4259 | 0 | 405449 | 0 | 0 | 0 | 685788.3108 | 0 | 0 | 0 | 0 | 0 | 0 | 290091.366 | 0 | 0 | 0 | 7261258.3296 | 0 | 0 | 0 | 0 | -43514.1181 | 0 | 0 | 0 | 0 | 0 | 0 | 0 | 131438.2195 | 0 | 0 | 0 | 18817.3245 | 0 | 0
2016-11-23 06:00 | 0 | 0 | 0 | 0 | 427385.4943 | 0 | 391023 | 0 | 0 | 0 | 834771.7001 | 0 | 0 | 0 | 0 | 0 | 0 | 158653.1465 | 0 | 0 | 0 | 7276283.1442 | 0 | 0 | 0 | 0 | 148983.3894 | 0 | 0 | 0 | 0 | 0 | 0 | 0 | -131438.2195 | 0 | 0 | 0 | 18817.3245 | 0 | 0
2016-11-23 07:00 | 0 | 0 | 0 | 0 | 501486.5413 | 0 | 381703 | 0 | 0 | 0 | 825925.5173 | 0 | 0 | 0 | 0 | 0 | 0 | 268465.5462 | 0 | 0 | 0 | 7291307.8986 | 0 | 0 | 0 | 0 | -8846.1828 | 0 | 0 | 0 | 0 | 0 | 0 | 0 | 109812.3997 | 0 | 0 | 0 | 18817.3245 | 0 | 0
2016-11-23 08:00 | 0 | 0 | 0 | 0 | 115481.7156 | 0 | 377086 | 0 | 0 | 0 | 676942.1279 | 0 | 0 | 0 | 0 | 0 | 0 | 137027.3267 | 0 | 0 | 0 | 7306332.593 | 0 | 0 | 0 | 0 | -148983.3894 | 0 | 0 | 0 | 0 | 0 | 0 | 0 | -131438.2195 | 0 | 0 | 0 | 18817.3245 | 0 | 0
2016-11-23 09:00 | 0 | 0 | 0 | 0 | 476015.2649 | 0 | 378179 | 0 | 0 | 0 | 624522.8488 | 0 | 0 | 0 | 0 | 0 | 0 | 268465.5462 | 0 | 0 | 0 | 7321357.2272 | 0 | 0 | 0 | 0 | -52419.2791 | 0 | 0 | 0 | 0 | 0 | 0 | 0 | 131438.2195 | 0 | 0 | 0 | 18817.3245 | 0 | 0
2016-11-23 10:00 | 0 | 0 | 0 | 0 | 461576.0196 | 0 | 387805 | 0 | 0 | 0 | 548038.3245 | 0 | 0 | 0 | 0 | 0 | 0 | 399903.7657 | 0 | 0 | 0 | 7336381.8014 | 0 | 0 | 0 | 0 | -76484.5244 | 0 | 0 | 0 | 0 | 0 | 0 | 0 | 131438.2195 | 0 | 0 | 0 | 18817.3245 | 0 | 0
2016-11-23 11:00 | 0 | 0 | 0 | 0 | 148960.7156 | 0 | 410565 | 0 | 0 | 0 | 399054.9351 | 0 | 0 | 0 | 0 | 0 | 0 | 268465.5462 | 0 | 0 | 0 | 7351406.3155 | 0 | 0 | 0 | 0 | -148983.3894 | 0 | 0 | 0 | 0 | 0 | 0 | 0 | -131438.2195 | 0 | 0 | 0 | 18817.3245 | 0 | 0
2016-11-23 12:00 | 0 | 0 | 0 | 0 | 427991.0474 | 0 | 432308 | 0 | 0 | 0 | 250071.5458 | 0 | 0 | 0 | 0 | 0 | 0 | 394314.6585 | 0 | 0 | 0 | 7366430.7694 | 0 | 0 | 0 | 0 | -148983.3894 | 0 | 0 | 0 | 0 | 0 | 0 | 0 | 125849.1123 | 0 | 0 | 0 | 18817.3245 | 0 | 0
2016-11-23 13:00 | 0 | 0 | 0 | 0 | 409018.5792 | 10.5609 | 445040 | 0 | 0 | 0 | 326681.5808 | 0 | 0 | 0 | 0 | 0 | 0 | 262876.439 | 0 | 0 | 0 | 7381455.1633 | 0 | 0 | 0 | 0 | 76610.035 | 0 | 0 | 0 | 0 | 0 | 0 | 0 | -131438.2195 | 0 | 0 | 0 | 18817.3245 | 0 | 0
2016-11-23 14:00 | 0 | 0 | 0 | 0 | 303684.4559 | 154974.7032 | 450014 | 0 | 0 | 0 | 447947.635 | 0 | 0 | 0 | 0 | 0 | 0 | 131438.2195 | 0 | 0 | 0 | 7396479.497 | 0 | 0 | 0 | 0 | 121266.0542 | 0 | 0 | 0 | 0 | 0 | 0 | 0 | -131438.2195 | 0 | 0 | 0 | 18817.3245 | 0 | 0
2016-11-23 15:00 | 0 | 0 | 0 | 0 | 0 | 474090.5995 | 451262 | 0 | 0 | 0 | 583397.1295 | 0 | 0 | 0 | 0 | 0 | 0 | 0 | 0 | 0 | 0 | 7411503.7707 | 0 | 0 | 0 | 0 | 135449.4945 | 0 | 0 | 0 | 0 | 0 | 0 | 0 | -131438.2195 | 0 | 0 | 0 | 18817.3245 | 0 | 0
2016-11-23 16:00 | 0 | 0 | 0 | 0 | 0 | 585622.2155 | 448505 | 0 | 0 | 0 | 570258.8011 | 0 | 0 | 0 | 0 | 0 | 0 | 131438.2195 | 0 | 0 | 0 | 7426527.9843 | 0 | 0 | 0 | 0 | -13138.3284 | 0 | 0 | 0 | 0 | 0 | 0 | 0 | 131438.2195 | 0 | 0 | 0 | 18817.3245 | 0 | 0
2016-11-23 17:00 | 0 | 0 | 0 | 0 | 97680.144 | 591736.9646 | 443676 | 0 | 0 | 0 | 719242.1904 | 0 | 0 | 0 | 0 | 0 | 0 | 209378.6142 | 0 | 0 | 0 | 7441552.1378 | 0 | 0 | 0 | 0 | 148983.3894 | 0 | 0 | 0 | 0 | 0 | 0 | 0 | 77940.3947 | 0 | 0 | 0 | 18817.3245 | 0 | 0
2016-11-23 18:00 | 0 | 0 | 0 | 0 | 0 | 562871.5656 | 439557 | 0 | 0 | 0 | 692301.2121 | 0 | 0 | 0 | 0 | 0 | 0 | 340816.8337 | 0 | 0 | 0 | 7456576.2311 | 0 | 0 | 0 | 0 | -26940.9784 | 0 | 0 | 0 | 0 | 0 | 0 | 0 | 131438.2195 | 0 | 0 | 0 | 18817.3245 | 0 | 0
2016-11-23 19:00 | 0 | 0 | 0 | 0 | 0 | 550305.1515 | 437064 | 0 | 0 | 0 | 841284.6014 | 0 | 0 | 0 | 0 | 0 | 0 | 286257.2713 | 0 | 0 | 0 | 7471600.2644 | 0 | 0 | 0 | 0 | 148983.3894 | 0 | 0 | 0 | 0 | 0 | 0 | 0 | -54559.5624 | 0 | 0 | 0 | 18817.3245 | 0 | 0
2016-11-23 20:00 | 0 | 0 | 0 | 0 | 0 | 567609.7304 | 435214 | 0 | 0 | 0 | 990267.9908 | 0 | 0 | 0 | 0 | 0 | 0 | 250852.2879 | 0 | 0 | 0 | 7486624.2376 | 0 | 0 | 0 | 0 | 148983.3894 | 0 | 0 | 0 | 0 | 0 | 0 | 0 | -35404.9834 | 0 | 0 | 0 | 18817.3245 | 0 | 0
2016-11-23 21:00 | 0 | 0 | 0 | 0 | 139856.4505 | 597998.4829 | 438616 | 0 | 0 | 0 | 1139251.3802 | 0 | 0 | 0 | 0 | 0 | 0 | 382290.5074 | 0 | 0 | 0 | 7501648.1507 | 0 | 0 | 0 | 0 | 148983.3894 | 0 | 0 | 0 | 0 | 0 | 0 | 0 | 131438.2195 | 0 | 0 | 0 | 18817.3245 | 0 | 0
2016-11-23 22:00 | 0 | 0 | 0 | 0 | 0 | 559156.0818 | 450517 | 0 | 0 | 0 | 1097634.918 | 0 | 0 | 0 | 0 | 0 | 0 | 513728.7269 | 0 | 0 | 0 | 7516672.0037 | 0 | 0 | 0 | 0 | -41616.4622 | 0 | 0 | 0 | 0 | 0 | 0 | 0 | 131438.2195 | 0 | 0 | 0 | 18817.3245 | 0 | 0
2016-11-23 23:00 | 0 | 0 | 0 | 0 | 261031.6467 | 256491.4728 | 457499 | 0 | 0 | 0 | 1138841.713 | 0 | 0 | 0 | 0 | 0 | 0 | 513728.7269 | 0 | 0 | 0 | 7531695.7966 | 0 | 0 | 0 | 0 | 41206.795 | 0 | 0 | 0 | 0 | 0 | 0 | 0 | 0 | 0 | 0 | 0 | 18817.3245 | 0 | 0
2016-11-24 | 0 | 0 | 0 | 0 | 300201.2913 | 18769.4885 | 457519 | 0 | 0 | 0 | 1112914.3879 | 0 | 0 | 0 | 0 | 0 | 0 | 382290.5074 | 0 | 0 | 0 | 7546719.5294 | 0 | 0 | 0 | 0 | -25927.3252 | 0 | 0 | 0 | 0 | 0 | 0 | 0 | -131438.2195 | 0 | 0 | 0 | 18817.3245 | 0 | 0
2016-11-24 01:00 | 0 | 0 | 0 | 0 | 191277.7156 | 0 | 452882 | 0 | 0 | 0 | 963930.9985 | 0 | 0 | 0 | 0 | 0 | 0 | 250852.2879 | 0 | 0 | 0 | 7561743.2021 | 0 | 0 | 0 | 0 | -148983.3894 | 0 | 0 | 0 | 0 | 0 | 0 | 0 | -131438.2195 | 0 | 0 | 0 | 18817.3245 | 0 | 0
2016-11-24 02:00 | 0 | 0 | 0 | 0 | 353332.2218 | 0 | 440455 | 0 | 0 | 0 | 814947.6091 | 0 | 0 | 0 | 0 | 0 | 0 | 293895.5746 | 0 | 0 | 0 | 7576766.8147 | 0 | 0 | 0 | 0 | -148983.3894 | 0 | 0 | 0 | 0 | 0 | 0 | 0 | 43043.2867 | 0 | 0 | 0 | 18817.3245 | 0 | 0
2016-11-24 03:00 | 0 | 0 | 0 | 0 | 385281.7867 | 0 | 422019 | 0 | 0 | 0 | 890831.2909 | 0 | 0 | 0 | 0 | 0 | 0 | 162457.3551 | 0 | 0 | 0 | 7591790.3672 | 0 | 0 | 0 | 0 | 75883.6818 | 0 | 0 | 0 | 0 | 0 | 0 | 0 | -131438.2195 | 0 | 0 | 0 | 18817.3245 | 0 | 0
2016-11-24 04:00 | 0 | 0 | 0 | 0 | 138832.7156 | 0 | 400437 | 0 | 0 | 0 | 741847.9015 | 0 | 0 | 0 | 0 | 0 | 0 | 31019.1356 | 0 | 0 | 0 | 7606813.8597 | 0 | 0 | 0 | 0 | -148983.3894 | 0 | 0 | 0 | 0 | 0 | 0 | 0 | -131438.2195 | 0 | 0 | 0 | 18817.3245 | 0 | 0
2016-11-24 05:00 | 0 | 0 | 0 | 0 | 406999.9912 | 0 | 378621 | 0 | 0 | 0 | 619971.3487 | 0 | 0 | 0 | 0 | 0 | 0 | 162457.3551 | 0 | 0 | 0 | 7621837.292 | 0 | 0 | 0 | 0 | -121876.5528 | 0 | 0 | 0 | 0 | 0 | 0 | 0 | 131438.2195 | 0 | 0 | 0 | 18817.3245 | 0 | 0
2016-11-24 06:00 | 0 | 0 | 0 | 0 | 405656.1128 | 0 | 361370 | 0 | 0 | 0 | 768954.7381 | 0 | 0 | 0 | 0 | 0 | 0 | 38942.7541 | 0 | 0 | 0 | 7636860.6642 | 0 | 0 | 0 | 0 | 148983.3894 | 0 | 0 | 0 | 0 | 0 | 0 | 0 | -123514.601 | 0 | 0 | 0 | 18817.3245 | 0 | 0
2016-11-24 07:00 | 0 | 0 | 0 | 0 | 398310.6788 | 0 | 349616 | 0 | 0 | 0 | 667393.8729 | 0 | 0 | 0 | 0 | 0 | 0 | 170380.9736 | 0 | 0 | 0 | 7651883.9764 | 0 | 0 | 0 | 0 | -101560.8652 | 0 | 0 | 0 | 0 | 0 | 0 | 0 | 131438.2195 | 0 | 0 | 0 | 18817.3245 | 0 | 0
2016-11-24 08:00 | 0 | 0 | 0 | 0 | 80633.7156 | 0 | 342238 | 0 | 0 | 0 | 518410.4835 | 0 | 0 | 0 | 0 | 0 | 0 | 38942.7541 | 0 | 0 | 0 | 7666907.2284 | 0 | 0 | 0 | 0 | -148983.3894 | 0 | 0 | 0 | 0 | 0 | 0 | 0 | -131438.2195 | 0 | 0 | 0 | 18817.3245 | 0 | 0
2016-11-24 09:00 | 0 | 0 | 0 | 0 | 388735.4289 | 0 | 339265 | 0 | 0 | 0 | 417625.3684 | 0 | 0 | 0 | 0 | 0 | 0 | 170380.9736 | 0 | 0 | 0 | 7681930.4204 | 0 | 0 | 0 | 0 | -100785.1151 | 0 | 0 | 0 | 0 | 0 | 0 | 0 | 131438.2195 | 0 | 0 | 0 | 18817.3245 | 0 | 0
2016-11-24 10:00 | 0 | 0 | 0 | 0 | 384651.7529 | 0 | 341378 | 0 | 0 | 0 | 310643.5773 | 0 | 0 | 0 | 0 | 0 | 0 | 301819.1931 | 0 | 0 | 0 | 7696953.5522 | 0 | 0 | 0 | 0 | -106981.7911 | 0 | 0 | 0 | 0 | 0 | 0 | 0 | 131438.2195 | 0 | 0 | 0 | 18817.3245 | 0 | 0
2016-11-24 11:00 | 0 | 0 | 0 | 0 | 87579.7156 | 0 | 349184 | 0 | 0 | 0 | 161660.188 | 0 | 0 | 0 | 0 | 0 | 0 | 170380.9736 | 0 | 0 | 0 | 7711976.624 | 0 | 0 | 0 | 0 | -148983.3894 | 0 | 0 | 0 | 0 | 0 | 0 | 0 | -131438.2195 | 0 | 0 | 0 | 18817.3245 | 0 | 0
2016-11-24 12:00 | 0 | 0 | 0 | 0 | 387028.3549 | 0 | 360350 | 0 | 0 | 0 | 38082.9989 | 0 | 0 | 0 | 0 | 0 | 0 | 301819.1931 | 0 | 0 | 0 | 7726999.6357 | 0 | 0 | 0 | 0 | -123577.1891 | 0 | 0 | 0 | 0 | 0 | 0 | 0 | 131438.2195 | 0 | 0 | 0 | 18817.3245 | 0 | 0
2016-11-24 13:00 | 0 | 0 | 0 | 0 | 385297.143 | 7.9947 | 378419 | 0 | 0 | 0 | 157590.0316 | 0 | 0 | 0 | 0 | 0 | 0 | 170380.9736 | 0 | 0 | 0 | 7742022.5873 | 0 | 0 | 0 | 0 | 119507.0327 | 0 | 0 | 0 | 0 | 0 | 0 | 0 | -131438.2195 | 0 | 0 | 0 | 18817.3245 | 0 | 0
2016-11-24 14:00 | 0 | 0 | 0 | 0 | 16101.8822 | 119424.8334 | 397131 | 0 | 0 | 0 | 8606.6422 | 0 | 0 | 0 | 0 | 0 | 0 | 38942.7541 | 0 | 0 | 0 | 7757045.4788 | 0 | 0 | 0 | 0 | -148983.3894 | 0 | 0 | 0 | 0 | 0 | 0 | 0 | -131438.2195 | 0 | 0 | 0 | 18817.3245 | 0 | 0
2016-11-24 15:00 | 0 | 0 | 0 | 0 | 90657.9118 | 448659.048 | 410459 | 0 | 0 | 0 | 157590.0316 | 0 | 0 | 0 | 0 | 0 | 0 | 0 | 0 | 0 | 0 | 7772068.3102 | 0 | 0 | 0 | 0 | 148983.3894 | 0 | 0 | 0 | 0 | 0 | 0 | 0 | -38942.7541 | 0 | 0 | 0 | 18817.3245 | 0 | 0
2016-11-24 16:00 | 0 | 0 | 0 | 0 | 0 | 592094.9826 | 417634 | 0 | 0 | 0 | 306573.421 | 0 | 0 | 0 | 0 | 0 | 0 | 6660.2688 | 0 | 0 | 0 | 7787091.0815 | 0 | 0 | 0 | 0 | 148983.3894 | 0 | 0 | 0 | 0 | 0 | 0 | 0 | 6660.2688 | 0 | 0 | 0 | 18817.3245 | 0 | 0
2016-11-24 17:00 | 0 | 0 | 0 | 0 | 119867.2127 | 593746.7207 | 414375 | 0 | 0 | 0 | 455556.8103 | 0 | 0 | 0 | 0 | 0 | 0 | 138098.4883 | 0 | 0 | 0 | 7802113.7927 | 0 | 0 | 0 | 0 | 148983.3894 | 0 | 0 | 0 | 0 | 0 | 0 | 0 | 131438.2195 | 0 | 0 | 0 | 18817.3245 | 0 | 0
2016-11-24 18:00 | 0 | 0 | 0 | 0 | 0 | 563422.7773 | 404355 | 0 | 0 | 0 | 599299.0475 | 0 | 0 | 0 | 0 | 0 | 0 | 134606.704 | 0 | 0 | 0 | 7817136.4438 | 0 | 0 | 0 | 0 | 143742.2371 | 0 | 0 | 0 | 0 | 0 | 0 | 0 | -3491.7843 | 0 | 0 | 0 | 18817.3245 | 0 | 0
2016-11-24 19:00 | 0 | 0 | 0 | 0 | 0 | 547663.0783 | 395055 | 0 | 0 | 0 | 748282.4368 | 0 | 0 | 0 | 0 | 0 | 0 | 119414.0684 | 0 | 0 | 0 | 7832159.0349 | 0 | 0 | 0 | 0 | 148983.3894 | 0 | 0 | 0 | 0 | 0 | 0 | 0 | -15192.6356 | 0 | 0 | 0 | 18817.3245 | 0 | 0
2016-11-24 20:00 | 0 | 0 | 0 | 0 | 126039.6597 | 560147.2737 | 386948 | 0 | 0 | 0 | 897265.8262 | 0 | 0 | 0 | 0 | 0 | 0 | 250852.2879 | 0 | 0 | 0 | 7847181.5658 | 0 | 0 | 0 | 0 | 148983.3894 | 0 | 0 | 0 | 0 | 0 | 0 | 0 | 131438.2195 | 0 | 0 | 0 | 18817.3245 | 0 | 0
2016-11-24 21:00 | 0 | 0 | 0 | 0 | 103108.5515 | 577188.3819 | 381058 | 0 | 0 | 0 | 1046249.2156 | 0 | 0 | 0 | 0 | 0 | 0 | 382290.5074 | 0 | 0 | 0 | 7862204.0367 | 0 | 0 | 0 | 0 | 148983.3894 | 0 | 0 | 0 | 0 | 0 | 0 | 0 | 131438.2195 | 0 | 0 | 0 | 18817.3245 | 0 | 0
2016-11-24 22:00 | 0 | 0 | 0 | 0 | 0 | 534798.7443 | 380683 | 0 | 0 | 0 | 1050109.4159 | 0 | 0 | 0 | 0 | 0 | 0 | 513728.7269 | 0 | 0 | 0 | 7877226.4475 | 0 | 0 | 0 | 0 | 3860.2003 | 0 | 0 | 0 | 0 | 0 | 0 | 0 | 131438.2195 | 0 | 0 | 0 | 18817.3245 | 0 | 0
2016-11-24 23:00 | 0 | 0 | 0 | 0 | 0 | 243976.1159 | 383072 | 0 | 0 | 0 | 1023634.4269 | 0 | 0 | 0 | 0 | 0 | 0 | 382290.5074 | 0 | 0 | 0 | 7892248.7981 | 0 | 0 | 0 | 0 | -26474.989 | 0 | 0 | 0 | 0 | 0 | 0 | 0 | -131438.2195 | 0 | 0 | 0 | 18817.3245 | 0 | 0
2016-11-25 | 0 | 0 | 0 | 0 | 115120.4318 | 6413.2838 | 383138 | 0 | 0 | 0 | 874651.0375 | 0 | 0 | 0 | 0 | 0 | 0 | 250852.2879 | 0 | 0 | 0 | 7907271.0887 | 0 | 0 | 0 | 0 | -148983.3894 | 0 | 0 | 0 | 0 | 0 | 0 | 0 | -131438.2195 | 0 | 0 | 0 | 18817.3245 | 0 | 0
2016-11-25 01:00 | 0 | 0 | 0 | 0 | 464038.0709 | 0 | 382911 | 0 | 0 | 0 | 1023634.4269 | 0 | 0 | 0 | 0 | 0 | 0 | 164178.645 | 0 | 0 | 0 | 7922293.3192 | 0 | 0 | 0 | 0 | 148983.3894 | 0 | 0 | 0 | 0 | 0 | 0 | 0 | -86673.6429 | 0 | 0 | 0 | 18817.3245 | 0 | 0
2016-11-25 02:00 | 0 | 0 | 0 | 0 | 116053.7156 | 0 | 377658 | 0 | 0 | 0 | 874651.0375 | 0 | 0 | 0 | 0 | 0 | 0 | 32740.4255 | 0 | 0 | 0 | 7937315.4896 | 0 | 0 | 0 | 0 | -148983.3894 | 0 | 0 | 0 | 0 | 0 | 0 | 0 | -131438.2195 | 0 | 0 | 0 | 18817.3245 | 0 | 0
2016-11-25 03:00 | 0 | 0 | 0 | 0 | 483614.8909 | 0 | 369843 | 0 | 0 | 0 | 838167.3844 | 0 | 0 | 0 | 0 | 0 | 0 | 164178.645 | 0 | 0 | 0 | 7952337.6 | 0 | 0 | 0 | 0 | -36483.6531 | 0 | 0 | 0 | 0 | 0 | 0 | 0 | 131438.2195 | 0 | 0 | 0 | 18817.3245 | 0 | 0
2016-11-25 04:00 | 0 | 0 | 0 | 0 | 97057.7156 | 0 | 358662 | 0 | 0 | 0 | 689183.9951 | 0 | 0 | 0 | 0 | 0 | 0 | 32740.4255 | 0 | 0 | 0 | 7967359.6502 | 0 | 0 | 0 | 0 | -148983.3894 | 0 | 0 | 0 | 0 | 0 | 0 | 0 | -131438.2195 | 0 | 0 | 0 | 18817.3245 | 0 | 0
2016-11-25 05:00 | 0 | 0 | 0 | 0 | 512047.4425 | 0 | 346627 | 0 | 0 | 0 | 704348.8936 | 0 | 0 | 0 | 0 | 0 | 0 | 164178.645 | 0 | 0 | 0 | 7982381.6404 | 0 | 0 | 0 | 0 | 15164.8985 | 0 | 0 | 0 | 0 | 0 | 0 | 0 | 131438.2195 | 0 | 0 | 0 | 18817.3245 | 0 | 0
2016-11-25 06:00 | 0 | 0 | 0 | 0 | 74705.7156 | 0 | 336310 | 0 | 0 | 0 | 555365.5042 | 0 | 0 | 0 | 0 | 0 | 0 | 32740.4255 | 0 | 0 | 0 | 7997403.5704 | 0 | 0 | 0 | 0 | -148983.3894 | 0 | 0 | 0 | 0 | 0 | 0 | 0 | -131438.2195 | 0 | 0 | 0 | 18817.3245 | 0 | 0
2016-11-25 07:00 | 0 | 0 | 0 | 0 | 530154.5783 | 0 | 328607 | 0 | 0 | 0 | 606657.5385 | 0 | 0 | 0 | 0 | 0 | 0 | 164178.645 | 0 | 0 | 0 | 8012425.4404 | 0 | 0 | 0 | 0 | 51292.0343 | 0 | 0 | 0 | 0 | 0 | 0 | 0 | 131438.2195 | 0 | 0 | 0 | 18817.3245 | 0 | 0
2016-11-25 08:00 | 0 | 0 | 0 | 0 | 63486.7156 | 0 | 325091 | 0 | 0 | 0 | 457674.1491 | 0 | 0 | 0 | 0 | 0 | 0 | 32740.4255 | 0 | 0 | 0 | 8027447.2503 | 0 | 0 | 0 | 0 | -148983.3894 | 0 | 0 | 0 | 0 | 0 | 0 | 0 | -131438.2195 | 0 | 0 | 0 | 18817.3245 | 0 | 0
2016-11-25 09:00 | 0 | 0 | 0 | 0 | 512426.6529 | 0 | 326511 | 0 | 0 | 0 | 493334.258 | 0 | 0 | 0 | 0 | 0 | 0 | 164178.645 | 0 | 0 | 0 | 8042469.0001 | 0 | 0 | 0 | 0 | 35660.1089 | 0 | 0 | 0 | 0 | 0 | 0 | 0 | 131438.2195 | 0 | 0 | 0 | 18817.3245 | 0 | 0
2016-11-25 10:00 | 0 | 0 | 0 | 0 | 70372.7156 | 0 | 331977 | 0 | 0 | 0 | 344350.8687 | 0 | 0 | 0 | 0 | 0 | 0 | 32740.4255 | 0 | 0 | 0 | 8057490.6898 | 0 | 0 | 0 | 0 | -148983.3894 | 0 | 0 | 0 | 0 | 0 | 0 | 0 | -131438.2195 | 0 | 0 | 0 | 18817.3245 | 0 | 0
2016-11-25 11:00 | 0 | 0 | 0 | 0 | 496714.8236 | 0 | 343329 | 0 | 0 | 0 | 347481.1483 | 0 | 0 | 0 | 0 | 0 | 0 | 164178.645 | 0 | 0 | 0 | 8072512.3194 | 0 | 0 | 0 | 0 | 3130.2797 | 0 | 0 | 0 | 0 | 0 | 0 | 0 | 131438.2195 | 0 | 0 | 0 | 18817.3245 | 0 | 0
2016-11-25 12:00 | 0 | 0 | 0 | 0 | 95881.7156 | 0 | 357486 | 0 | 0 | 0 | 198497.759 | 0 | 0 | 0 | 0 | 0 | 0 | 32740.4255 | 0 | 0 | 0 | 8087533.8889 | 0 | 0 | 0 | 0 | -148983.3894 | 0 | 0 | 0 | 0 | 0 | 0 | 0 | -131438.2195 | 0 | 0 | 0 | 18817.3245 | 0 | 0
2016-11-25 13:00 | 0 | 0 | 0 | 0 | 470093.5477 | 0.29807 | 371226 | 0 | 0 | 0 | 311288.7057 | 0 | 0 | 0 | 0 | 0 | 0 | 0 | 0 | 0 | 0 | 8102555.3984 | 0 | 0 | 0 | 0 | 112790.9467 | 0 | 0 | 0 | 0 | 0 | 0 | 0 | -32740.4255 | 0 | 0 | 0 | 18817.3245 | 0 | 0
2016-11-25 14:00 | 0 | 0 | 0 | 0 | 276554.1465 | 108608.0081 | 383890 | 0 | 0 | 0 | 162305.3163 | 0 | 0 | 0 | 0 | 0 | 0 | 131438.2195 | 0 | 0 | 0 | 8117576.8478 | 0 | 0 | 0 | 0 | -148983.3894 | 0 | 0 | 0 | 0 | 0 | 0 | 0 | 131438.2195 | 0 | 0 | 0 | 18817.3245 | 0 | 0
2016-11-25 15:00 | 0 | 0 | 0 | 0 | 211549.376 | 479260.5573 | 391571 | 0 | 0 | 0 | 311288.7057 | 0 | 0 | 0 | 0 | 0 | 0 | 262876.439 | 0 | 0 | 0 | 8132598.237 | 0 | 0 | 0 | 0 | 148983.3894 | 0 | 0 | 0 | 0 | 0 | 0 | 0 | 131438.2195 | 0 | 0 | 0 | 18817.3245 | 0 | 0
2016-11-25 16:00 | 0 | 0 | 0 | 0 | 0 | 598787.7225 | 395380 | 0 | 0 | 0 | 460272.0951 | 0 | 0 | 0 | 0 | 0 | 0 | 298483.4477 | 0 | 0 | 0 | 8147619.5662 | 0 | 0 | 0 | 0 | 148983.3894 | 0 | 0 | 0 | 0 | 0 | 0 | 0 | 35607.0087 | 0 | 0 | 0 | 18817.3245 | 0 | 0
2016-11-25 17:00 | 0 | 0 | 0 | 0 | 0 | 576754.1223 | 396317 | 0 | 0 | 0 | 609255.4844 | 0 | 0 | 0 | 0 | 0 | 0 | 311119.8562 | 0 | 0 | 0 | 8162640.8353 | 0 | 0 | 0 | 0 | 148983.3894 | 0 | 0 | 0 | 0 | 0 | 0 | 0 | 12636.4085 | 0 | 0 | 0 | 18817.3245 | 0 | 0
2016-11-25 18:00 | 0 | 0 | 0 | 0 | 0 | 549187.711 | 394411 | 0 | 0 | 0 | 758238.8738 | 0 | 0 | 0 | 0 | 0 | 0 | 298095.8533 | 0 | 0 | 0 | 8177662.0444 | 0 | 0 | 0 | 0 | 148983.3894 | 0 | 0 | 0 | 0 | 0 | 0 | 0 | -13024.0029 | 0 | 0 | 0 | 18817.3245 | 0 | 0
2016-11-25 19:00 | 0 | 0 | 0 | 0 | 0 | 532591.2278 | 392762 | 0 | 0 | 0 | 907222.2632 | 0 | 0 | 0 | 0 | 0 | 0 | 270124.3672 | 0 | 0 | 0 | 8192683.1933 | 0 | 0 | 0 | 0 | 148983.3894 | 0 | 0 | 0 | 0 | 0 | 0 | 0 | -27971.4861 | 0 | 0 | 0 | 18817.3245 | 0 | 0
2016-11-25 20:00 | 0 | 0 | 0 | 0 | 0 | 538851.6614 | 391901 | 0 | 0 | 0 | 903917.3805 | 0 | 0 | 0 | 0 | 0 | 0 | 401562.5867 | 0 | 0 | 0 | 8207704.2822 | 0 | 0 | 0 | 0 | -3304.8826 | 0 | 0 | 0 | 0 | 0 | 0 | 0 | 131438.2195 | 0 | 0 | 0 | 18817.3245 | 0 | 0
2016-11-25 21:00 | 0 | 0 | 0 | 0 | 0 | 549812.2377 | 396044 | 0 | 0 | 0 | 1052900.7699 | 0 | 0 | 0 | 0 | 0 | 0 | 387530.1106 | 0 | 0 | 0 | 8222725.3109 | 0 | 0 | 0 | 0 | 148983.3894 | 0 | 0 | 0 | 0 | 0 | 0 | 0 | -14032.4761 | 0 | 0 | 0 | 18817.3245 | 0 | 0
2016-11-25 22:00 | 0 | 0 | 0 | 0 | 0 | 497570.8636 | 406896 | 0 | 0 | 0 | 1201884.1593 | 0 | 0 | 0 | 0 | 0 | 0 | 310404.2603 | 0 | 0 | 0 | 8237746.2796 | 0 | 0 | 0 | 0 | 148983.3894 | 0 | 0 | 0 | 0 | 0 | 0 | 0 | -77125.8502 | 0 | 0 | 0 | 18817.3245 | 0 | 0
2016-11-25 23:00 | 0 | 0 | 0 | 0 | 0 | 194212.5779 | 416199 | 0 | 0 | 0 | 1092518.6322 | 0 | 0 | 0 | 0 | 0 | 0 | 178966.0408 | 0 | 0 | 0 | 8252767.1882 | 0 | 0 | 0 | 0 | -109365.5271 | 0 | 0 | 0 | 0 | 0 | 0 | 0 | -131438.2195 | 0 | 0 | 0 | 18817.3245 | 0 | 0
2016-11-26 | 0 | 0 | 0 | 0 | 562376.372 | 5064.6325 | 418426 | 0 | 0 | 0 | 1091278.0927 | 0 | 0 | 0 | 0 | 0 | 0 | 310404.2603 | 0 | 0 | 0 | 8267788.0367 | 0 | 0 | 0 | 0 | -1240.5395 | 0 | 0 | 0 | 0 | 0 | 0 | 0 | 131438.2195 | 0 | 0 | 0 | 18817.3245 | 0 | 0
2016-11-26 01:00 | 0 | 0 | 0 | 0 | 154215.7156 | 0 | 415820 | 0 | 0 | 0 | 942294.7033 | 0 | 0 | 0 | 0 | 0 | 0 | 178966.0408 | 0 | 0 | 0 | 8282808.8252 | 0 | 0 | 0 | 0 | -148983.3894 | 0 | 0 | 0 | 0 | 0 | 0 | 0 | -131438.2195 | 0 | 0 | 0 | 18817.3245 | 0 | 0
2016-11-26 02:00 | 0 | 0 | 0 | 0 | 145467.7156 | 0 | 407072 | 0 | 0 | 0 | 793311.314 | 0 | 0 | 0 | 0 | 0 | 0 | 47527.8213 | 0 | 0 | 0 | 8297829.5535 | 0 | 0 | 0 | 0 | -148983.3894 | 0 | 0 | 0 | 0 | 0 | 0 | 0 | -131438.2195 | 0 | 0 | 0 | 18817.3245 | 0 | 0
2016-11-26 03:00 | 0 | 0 | 0 | 0 | 692834.9334 | 0 | 393596 | 0 | 0 | 0 | 942294.7033 | 0 | 0 | 0 | 0 | 0 | 0 | 178966.0408 | 0 | 0 | 0 | 8312850.2218 | 0 | 0 | 0 | 0 | 148983.3894 | 0 | 0 | 0 | 0 | 0 | 0 | 0 | 131438.2195 | 0 | 0 | 0 | 18817.3245 | 0 | 0
2016-11-26 04:00 | 0 | 0 | 0 | 0 | 201002.1138 | 0 | 378696 | 0 | 0 | 0 | 793311.314 | 0 | 0 | 0 | 0 | 0 | 0 | 131438.2195 | 0 | 0 | 0 | 8327870.83 | 0 | 0 | 0 | 0 | -148983.3894 | 0 | 0 | 0 | 0 | 0 | 0 | 0 | -47527.8213 | 0 | 0 | 0 | 18817.3245 | 0 | 0
2016-11-26 05:00 | 0 | 0 | 0 | 0 | 661169.9334 | 0 | 361931 | 0 | 0 | 0 | 942294.7033 | 0 | 0 | 0 | 0 | 0 | 0 | 262876.439 | 0 | 0 | 0 | 8342891.3781 | 0 | 0 | 0 | 0 | 148983.3894 | 0 | 0 | 0 | 0 | 0 | 0 | 0 | 131438.2195 | 0 | 0 | 0 | 18817.3245 | 0 | 0
2016-11-26 06:00 | 0 | 0 | 0 | 0 | 87580.7156 | 0 | 349185 | 0 | 0 | 0 | 793311.314 | 0 | 0 | 0 | 0 | 0 | 0 | 131438.2195 | 0 | 0 | 0 | 8357911.8661 | 0 | 0 | 0 | 0 | -148983.3894 | 0 | 0 | 0 | 0 | 0 | 0 | 0 | -131438.2195 | 0 | 0 | 0 | 18817.3245 | 0 | 0
2016-11-26 07:00 | 0 | 0 | 0 | 0 | 78790.7156 | 0 | 340395 | 0 | 0 | 0 | 644327.9246 | 0 | 0 | 0 | 0 | 0 | 0 | 0 | 0 | 0 | 0 | 8372932.294 | 0 | 0 | 0 | 0 | -148983.3894 | 0 | 0 | 0 | 0 | 0 | 0 | 0 | -131438.2195 | 0 | 0 | 0 | 18817.3245 | 0 | 0
2016-11-26 08:00 | 0 | 0 | 0 | 0 | 597516.3864 | 0 | 335497 | 0 | 0 | 0 | 756091.7671 | 0 | 0 | 0 | 0 | 0 | 0 | 131438.2195 | 0 | 0 | 0 | 8387952.6619 | 0 | 0 | 0 | 0 | 111763.8425 | 0 | 0 | 0 | 0 | 0 | 0 | 0 | 131438.2195 | 0 | 0 | 0 | 18817.3245 | 0 | 0
2016-11-26 09:00 | 0 | 0 | 0 | 0 | 73152.7156 | 0 | 334757 | 0 | 0 | 0 | 607108.3777 | 0 | 0 | 0 | 0 | 0 | 0 | 0 | 0 | 0 | 0 | 8402972.9697 | 0 | 0 | 0 | 0 | -148983.3894 | 0 | 0 | 0 | 0 | 0 | 0 | 0 | -131438.2195 | 0 | 0 | 0 | 18817.3245 | 0 | 0
2016-11-26 10:00 | 0 | 0 | 0 | 0 | 569655.7066 | 0 | 339519 | 0 | 0 | 0 | 686989.5403 | 0 | 0 | 0 | 0 | 0 | 0 | 131438.2195 | 0 | 0 | 0 | 8417993.2174 | 0 | 0 | 0 | 0 | 79881.1626 | 0 | 0 | 0 | 0 | 0 | 0 | 0 | 131438.2195 | 0 | 0 | 0 | 18817.3245 | 0 | 0
2016-11-26 11:00 | 0 | 0 | 0 | 0 | 87210.7156 | 0 | 348815 | 0 | 0 | 0 | 538006.1509 | 0 | 0 | 0 | 0 | 0 | 0 | 0 | 0 | 0 | 0 | 8433013.405 | 0 | 0 | 0 | 0 | -148983.3894 | 0 | 0 | 0 | 0 | 0 | 0 | 0 | -131438.2195 | 0 | 0 | 0 | 18817.3245 | 0 | 0
2016-11-26 12:00 | 0 | 0 | 0 | 0 | 523972.8888 | 0 | 361410 | 0 | 0 | 0 | 550313.4957 | 0 | 0 | 0 | 0 | 0 | 0 | 131438.2195 | 0 | 0 | 0 | 8448033.5325 | 0 | 0 | 0 | 0 | 12307.3448 | 0 | 0 | 0 | 0 | 0 | 0 | 0 | 131438.2195 | 0 | 0 | 0 | 18817.3245 | 0 | 0
2016-11-26 13:00 | 0 | 0 | 0 | 0 | 114160.7156 | 0 | 375765 | 0 | 0 | 0 | 401330.1064 | 0 | 0 | 0 | 0 | 0 | 0 | 0 | 0 | 0 | 0 | 8463053.6 | 0 | 0 | 0 | 0 | -148983.3894 | 0 | 0 | 0 | 0 | 0 | 0 | 0 | -131438.2195 | 0 | 0 | 0 | 18817.3245 | 0 | 0
2016-11-26 14:00 | 0 | 0 | 0 | 0 | 407159.4216 | 44323.9329 | 389723 | 0 | 0 | 0 | 312834.9169 | 0 | 0 | 0 | 0 | 0 | 0 | 131438.2195 | 0 | 0 | 0 | 8478073.6073 | 0 | 0 | 0 | 0 | -88495.1895 | 0 | 0 | 0 | 0 | 0 | 0 | 0 | 131438.2195 | 0 | 0 | 0 | 18817.3245 | 0 | 0
2016-11-26 15:00 | 0 | 0 | 0 | 0 | 37866.4091 | 396402.0852 | 397906 | 0 | 0 | 0 | 461818.3062 | 0 | 0 | 0 | 0 | 0 | 0 | 0 | 0 | 0 | 0 | 8493093.5546 | 0 | 0 | 0 | 0 | 148983.3894 | 0 | 0 | 0 | 0 | 0 | 0 | 0 | -131438.2195 | 0 | 0 | 0 | 18817.3245 | 0 | 0
2016-11-26 16:00 | 0 | 0 | 0 | 0 | 0 | 521963.8465 | 400428 | 0 | 0 | 0 | 433098.6087 | 0 | 0 | 0 | 0 | 0 | 0 | 131438.2195 | 0 | 0 | 0 | 8508113.4418 | 0 | 0 | 0 | 0 | -28719.6975 | 0 | 0 | 0 | 0 | 0 | 0 | 0 | 131438.2195 | 0 | 0 | 0 | 18817.3245 | 0 | 0
2016-11-26 17:00 | 0 | 0 | 0 | 0 | 0 | 519139.5106 | 398878 | 0 | 0 | 0 | 582081.9981 | 0 | 0 | 0 | 0 | 0 | 0 | 83899.0163 | 0 | 0 | 0 | 8523133.269 | 0 | 0 | 0 | 0 | 148983.3894 | 0 | 0 | 0 | 0 | 0 | 0 | 0 | -47539.2032 | 0 | 0 | 0 | 18817.3245 | 0 | 0
2016-11-26 18:00 | 0 | 0 | 0 | 0 | 0 | 483313.5494 | 394611 | 0 | 0 | 0 | 731065.3875 | 0 | 0 | 0 | 0 | 0 | 0 | 4800.8518 | 0 | 0 | 0 | 8538153.036 | 0 | 0 | 0 | 0 | 148983.3894 | 0 | 0 | 0 | 0 | 0 | 0 | 0 | -79098.1645 | 0 | 0 | 0 | 18817.3245 | 0 | 0
2016-11-26 19:00 | 0 | 0 | 0 | 0 | 0 | 460082.4071 | 390173 | 0 | 0 | 0 | 650719.2505 | 0 | 0 | 0 | 0 | 0 | 0 | 136239.0714 | 0 | 0 | 0 | 8553172.743 | 0 | 0 | 0 | 0 | -80346.1369 | 0 | 0 | 0 | 0 | 0 | 0 | 0 | 131438.2195 | 0 | 0 | 0 | 18817.3245 | 0 | 0
2016-11-26 20:00 | 0 | 0 | 0 | 0 | 0 | 450408.5529 | 387851 | 0 | 0 | 0 | 799702.6399 | 0 | 0 | 0 | 0 | 0 | 0 | 30995.9104 | 0 | 0 | 0 | 8568192.3899 | 0 | 0 | 0 | 0 | 148983.3894 | 0 | 0 | 0 | 0 | 0 | 0 | 0 | -105243.161 | 0 | 0 | 0 | 18817.3245 | 0 | 0
2016-11-26 21:00 | 0 | 0 | 0 | 0 | 250561.4834 | 441716.45 | 393039 | 0 | 0 | 0 | 948686.0293 | 0 | 0 | 0 | 0 | 0 | 0 | 162434.1299 | 0 | 0 | 0 | 8583211.9767 | 0 | 0 | 0 | 0 | 148983.3894 | 0 | 0 | 0 | 0 | 0 | 0 | 0 | 131438.2195 | 0 | 0 | 0 | 18817.3245 | 0 | 0
2016-11-26 22:00 | 0 | 0 | 0 | 0 | 283529.4837 | 363234.604 | 407750 | 0 | 0 | 0 | 1097669.4187 | 0 | 0 | 0 | 0 | 0 | 0 | 233647.5038 | 0 | 0 | 0 | 8598231.5034 | 0 | 0 | 0 | 0 | 148983.3894 | 0 | 0 | 0 | 0 | 0 | 0 | 0 | 71213.3739 | 0 | 0 | 0 | 18817.3245 | 0 | 0
2016-11-26 23:00 | 0 | 0 | 0 | 0 | 373130.7608 | 152006.3933 | 422463 | 0 | 0 | 0 | 1050088.0288 | 0 | 0 | 0 | 0 | 0 | 0 | 365085.7233 | 0 | 0 | 0 | 8613250.9701 | 0 | 0 | 0 | 0 | -47581.3899 | 0 | 0 | 0 | 0 | 0 | 0 | 0 | 131438.2195 | 0 | 0 | 0 | 18817.3245 | 0 | 0
2016-11-27 | 0 | 0 | 0 | 0 | 164481.6142 | 2102.1014 | 428188 | 0 | 0 | 0 | 901104.6394 | 0 | 0 | 0 | 0 | 0 | 0 | 233647.5038 | 0 | 0 | 0 | 8628270.3767 | 0 | 0 | 0 | 0 | -148983.3894 | 0 | 0 | 0 | 0 | 0 | 0 | 0 | -131438.2195 | 0 | 0 | 0 | 18817.3245 | 0 | 0
2016-11-27 01:00 | 0 | 0 | 0 | 0 | 522618.92 | 0 | 427833 | 0 | 0 | 0 | 845635.0154 | 0 | 0 | 0 | 0 | 0 | 0 | 365085.7233 | 0 | 0 | 0 | 8643289.7232 | 0 | 0 | 0 | 0 | -55469.624 | 0 | 0 | 0 | 0 | 0 | 0 | 0 | 131438.2195 | 0 | 0 | 0 | 18817.3245 | 0 | 0
2016-11-27 02:00 | 0 | 0 | 0 | 0 | 159346.7156 | 0 | 420951 | 0 | 0 | 0 | 696651.6261 | 0 | 0 | 0 | 0 | 0 | 0 | 233647.5038 | 0 | 0 | 0 | 8658309.0096 | 0 | 0 | 0 | 0 | -148983.3894 | 0 | 0 | 0 | 0 | 0 | 0 | 0 | -131438.2195 | 0 | 0 | 0 | 18817.3245 | 0 | 0
2016-11-27 03:00 | 0 | 0 | 0 | 0 | 577162.7596 | 0 | 409666 | 0 | 0 | 0 | 845635.0154 | 0 | 0 | 0 | 0 | 0 | 0 | 233343.5495 | 0 | 0 | 0 | 8673328.236 | 0 | 0 | 0 | 0 | 148983.3894 | 0 | 0 | 0 | 0 | 0 | 0 | 0 | -303.9542 | 0 | 0 | 0 | 18817.3245 | 0 | 0
2016-11-27 04:00 | 0 | 0 | 0 | 0 | 133884.7156 | 0 | 395489 | 0 | 0 | 0 | 696651.6261 | 0 | 0 | 0 | 0 | 0 | 0 | 101905.33 | 0 | 0 | 0 | 8688347.4022 | 0 | 0 | 0 | 0 | -148983.3894 | 0 | 0 | 0 | 0 | 0 | 0 | 0 | -131438.2195 | 0 | 0 | 0 | 18817.3245 | 0 | 0
2016-11-27 05:00 | 0 | 0 | 0 | 0 | 565042.9556 | 0 | 380970 | 0 | 0 | 0 | 730469.0377 | 0 | 0 | 0 | 0 | 0 | 0 | 233343.5495 | 0 | 0 | 0 | 8703366.5084 | 0 | 0 | 0 | 0 | 33817.4116 | 0 | 0 | 0 | 0 | 0 | 0 | 0 | 131438.2195 | 0 | 0 | 0 | 18817.3245 | 0 | 0
2016-11-27 06:00 | 0 | 0 | 0 | 0 | 107109.7156 | 0 | 368714 | 0 | 0 | 0 | 581485.6483 | 0 | 0 | 0 | 0 | 0 | 0 | 101905.33 | 0 | 0 | 0 | 8718385.5546 | 0 | 0 | 0 | 0 | -148983.3894 | 0 | 0 | 0 | 0 | 0 | 0 | 0 | -131438.2195 | 0 | 0 | 0 | 18817.3245 | 0 | 0
2016-11-27 07:00 | 0 | 0 | 0 | 0 | 519423.9859 | 0 | 360779 | 0 | 0 | 0 | 589875.0902 | 0 | 0 | 0 | 0 | 0 | 0 | 233343.5495 | 0 | 0 | 0 | 8733404.5406 | 0 | 0 | 0 | 0 | 8389.4419 | 0 | 0 | 0 | 0 | 0 | 0 | 0 | 131438.2195 | 0 | 0 | 0 | 18817.3245 | 0 | 0
2016-11-27 08:00 | 0 | 0 | 0 | 0 | 96212.7156 | 0 | 357817 | 0 | 0 | 0 | 440891.7008 | 0 | 0 | 0 | 0 | 0 | 0 | 101905.33 | 0 | 0 | 0 | 8748423.4666 | 0 | 0 | 0 | 0 | -148983.3894 | 0 | 0 | 0 | 0 | 0 | 0 | 0 | -131438.2195 | 0 | 0 | 0 | 18817.3245 | 0 | 0
2016-11-27 09:00 | 0 | 0 | 0 | 0 | 488030.2495 | 0 | 357740 | 0 | 0 | 0 | 420926.4063 | 0 | 0 | 0 | 0 | 0 | 0 | 233343.5495 | 0 | 0 | 0 | 8763442.3325 | 0 | 0 | 0 | 0 | -19965.2945 | 0 | 0 | 0 | 0 | 0 | 0 | 0 | 131438.2195 | 0 | 0 | 0 | 18817.3245 | 0 | 0
2016-11-27 10:00 | 0 | 0 | 0 | 0 | 398659.4943 | 0 | 362297 | 0 | 0 | 0 | 569909.7957 | 0 | 0 | 0 | 0 | 0 | 0 | 101905.33 | 0 | 0 | 0 | 8778461.1383 | 0 | 0 | 0 | 0 | 148983.3894 | 0 | 0 | 0 | 0 | 0 | 0 | 0 | -131438.2195 | 0 | 0 | 0 | 18817.3245 | 0 | 0
2016-11-27 11:00 | 0 | 0 | 0 | 0 | 540395.1281 | 0 | 371445 | 0 | 0 | 0 | 588604.3798 | 0 | 0 | 0 | 0 | 0 | 0 | 233343.5495 | 0 | 0 | 0 | 8793479.884 | 0 | 0 | 0 | 0 | 18694.5841 | 0 | 0 | 0 | 0 | 0 | 0 | 0 | 131438.2195 | 0 | 0 | 0 | 18817.3245 | 0 | 0
2016-11-27 12:00 | 0 | 0 | 0 | 0 | 121659.7156 | 0 | 383264 | 0 | 0 | 0 | 439620.9904 | 0 | 0 | 0 | 0 | 0 | 0 | 101905.33 | 0 | 0 | 0 | 8808498.5697 | 0 | 0 | 0 | 0 | -148983.3894 | 0 | 0 | 0 | 0 | 0 | 0 | 0 | -131438.2195 | 0 | 0 | 0 | 18817.3245 | 0 | 0
2016-11-27 13:00 | 0 | 0 | 0 | 0 | 591988.9396 | 0 | 394819 | 0 | 0 | 0 | 486535.3861 | 0 | 0 | 0 | 0 | 0 | 0 | 233343.5495 | 0 | 0 | 0 | 8823517.1953 | 0 | 0 | 0 | 0 | 46914.3957 | 0 | 0 | 0 | 0 | 0 | 0 | 0 | 131438.2195 | 0 | 0 | 0 | 18817.3245 | 0 | 0
2016-11-27 14:00 | 0 | 0 | 0 | 0 | 103541.1312 | 35453.5844 | 400599 | 0 | 0 | 0 | 337551.9967 | 0 | 0 | 0 | 0 | 0 | 0 | 101905.33 | 0 | 0 | 0 | 8838535.7608 | 0 | 0 | 0 | 0 | -148983.3894 | 0 | 0 | 0 | 0 | 0 | 0 | 0 | -131438.2195 | 0 | 0 | 0 | 18817.3245 | 0 | 0
2016-11-27 15:00 | 0 | 0 | 0 | 0 | 220504.5979 | 246329.7859 | 400939 | 0 | 0 | 0 | 486535.3861 | 0 | 0 | 0 | 0 | 0 | 0 | 0 | 0 | 0 | 0 | 8853554.2662 | 0 | 0 | 0 | 0 | 148983.3894 | 0 | 0 | 0 | 0 | 0 | 0 | 0 | -101905.33 | 0 | 0 | 0 | 18817.3245 | 0 | 0
2016-11-27 16:00 | 0 | 0 | 0 | 0 | 6257.3628 | 394325.7918 | 399311 | 0 | 0 | 0 | 337551.9967 | 0 | 0 | 0 | 0 | 0 | 0 | 131438.2195 | 0 | 0 | 0 | 8868572.7116 | 0 | 0 | 0 | 0 | -148983.3894 | 0 | 0 | 0 | 0 | 0 | 0 | 0 | 131438.2195 | 0 | 0 | 0 | 18817.3245 | 0 | 0
2016-11-27 17:00 | 0 | 0 | 0 | 0 | 0 | 445637.3425 | 397982 | 0 | 0 | 0 | 486535.3861 | 0 | 0 | 0 | 0 | 0 | 0 | 11292.8481 | 0 | 0 | 0 | 8883591.0969 | 0 | 0 | 0 | 0 | 148983.3894 | 0 | 0 | 0 | 0 | 0 | 0 | 0 | -120145.3714 | 0 | 0 | 0 | 18817.3245 | 0 | 0
2016-11-27 18:00 | 0 | 0 | 0 | 0 | 254838.8683 | 441682.065 | 397282 | 0 | 0 | 0 | 635518.7755 | 0 | 0 | 0 | 0 | 0 | 0 | 142731.0676 | 0 | 0 | 0 | 8898609.4221 | 0 | 0 | 0 | 0 | 148983.3894 | 0 | 0 | 0 | 0 | 0 | 0 | 0 | 131438.2195 | 0 | 0 | 0 | 18817.3245 | 0 | 0
2016-11-27 19:00 | 0 | 0 | 0 | 0 | 0 | 435508.492 | 396576 | 0 | 0 | 0 | 784502.1648 | 0 | 0 | 0 | 0 | 0 | 0 | 13862.8458 | 0 | 0 | 0 | 8913627.6873 | 0 | 0 | 0 | 0 | 148983.3894 | 0 | 0 | 0 | 0 | 0 | 0 | 0 | -128868.2219 | 0 | 0 | 0 | 18817.3245 | 0 | 0
2016-11-27 20:00 | 0 | 0 | 0 | 0 | 0 | 434759.0333 | 398083 | 0 | 0 | 0 | 670922.6541 | 0 | 0 | 0 | 0 | 0 | 0 | 145301.0653 | 0 | 0 | 0 | 8928645.8923 | 0 | 0 | 0 | 0 | -113579.5107 | 0 | 0 | 0 | 0 | 0 | 0 | 0 | 131438.2195 | 0 | 0 | 0 | 18817.3245 | 0 | 0
2016-11-27 21:00 | 0 | 0 | 0 | 0 | 277574.098 | 428202.8354 | 406538 | 0 | 0 | 0 | 819906.0435 | 0 | 0 | 0 | 0 | 0 | 0 | 276739.2848 | 0 | 0 | 0 | 8943664.0373 | 0 | 0 | 0 | 0 | 148983.3894 | 0 | 0 | 0 | 0 | 0 | 0 | 0 | 131438.2195 | 0 | 0 | 0 | 18817.3245 | 0 | 0
2016-11-27 22:00 | 0 | 0 | 0 | 0 | 0 | 367582.7099 | 427369 | 0 | 0 | 0 | 872740.6484 | 0 | 0 | 0 | 0 | 0 | 0 | 145301.0653 | 0 | 0 | 0 | 8958682.1223 | 0 | 0 | 0 | 0 | 52834.6049 | 0 | 0 | 0 | 0 | 0 | 0 | 0 | -131438.2195 | 0 | 0 | 0 | 18817.3245 | 0 | 0
2016-11-27 23:00 | 0 | 0 | 0 | 0 | 281919.5338 | 163779.6208 | 444427 | 0 | 0 | 0 | 723757.259 | 0 | 0 | 0 | 0 | 0 | 0 | 276739.2848 | 0 | 0 | 0 | 8973700.1471 | 0 | 0 | 0 | 0 | -148983.3894 | 0 | 0 | 0 | 0 | 0 | 0 | 0 | 131438.2195 | 0 | 0 | 0 | 18817.3245 | 0 | 0
2016-11-28 | 0 | 0 | 0 | 0 | 184194.3964 | 5894.3192 | 451693 | 0 | 0 | 0 | 574773.8697 | 0 | 0 | 0 | 0 | 0 | 0 | 145301.0653 | 0 | 0 | 0 | 8988718.1119 | 0 | 0 | 0 | 0 | -148983.3894 | 0 | 0 | 0 | 0 | 0 | 0 | 0 | -131438.2195 | 0 | 0 | 0 | 18817.3245 | 0 | 0
2016-11-28 01:00 | 0 | 0 | 0 | 0 | 486563.4943 | 0 | 450201 | 0 | 0 | 0 | 723757.259 | 0 | 0 | 0 | 0 | 0 | 0 | 13862.8458 | 0 | 0 | 0 | 9003736.0166 | 0 | 0 | 0 | 0 | 148983.3894 | 0 | 0 | 0 | 0 | 0 | 0 | 0 | -131438.2195 | 0 | 0 | 0 | 18817.3245 | 0 | 0
2016-11-28 02:00 | 0 | 0 | 0 | 0 | 437369.1546 | 0 | 436097 | 0 | 0 | 0 | 574773.8697 | 0 | 0 | 0 | 0 | 0 | 0 | 145301.0653 | 0 | 0 | 0 | 9018753.8613 | 0 | 0 | 0 | 0 | -148983.3894 | 0 | 0 | 0 | 0 | 0 | 0 | 0 | 131438.2195 | 0 | 0 | 0 | 18817.3245 | 0 | 0
2016-11-28 03:00 | 0 | 0 | 0 | 0 | 158881.7156 | 0 | 420486 | 0 | 0 | 0 | 425790.4803 | 0 | 0 | 0 | 0 | 0 | 0 | 13862.8458 | 0 | 0 | 0 | 9033771.6459 | 0 | 0 | 0 | 0 | -148983.3894 | 0 | 0 | 0 | 0 | 0 | 0 | 0 | -131438.2195 | 0 | 0 | 0 | 18817.3245 | 0 | 0
2016-11-28 04:00 | 0 | 0 | 0 | 0 | 699002.9334 | 0 | 399764 | 0 | 0 | 0 | 574773.8697 | 0 | 0 | 0 | 0 | 0 | 0 | 145301.0653 | 0 | 0 | 0 | 9048789.3704 | 0 | 0 | 0 | 0 | 148983.3894 | 0 | 0 | 0 | 0 | 0 | 0 | 0 | 131438.2195 | 0 | 0 | 0 | 18817.3245 | 0 | 0
2016-11-28 05:00 | 0 | 0 | 0 | 0 | 121819.7156 | 0 | 383424 | 0 | 0 | 0 | 425790.4803 | 0 | 0 | 0 | 0 | 0 | 0 | 13862.8458 | 0 | 0 | 0 | 9063807.0348 | 0 | 0 | 0 | 0 | -148983.3894 | 0 | 0 | 0 | 0 | 0 | 0 | 0 | -131438.2195 | 0 | 0 | 0 | 18817.3245 | 0 | 0
2016-11-28 06:00 | 0 | 0 | 0 | 0 | 370692.1546 | 0 | 369420 | 0 | 0 | 0 | 276807.0909 | 0 | 0 | 0 | 0 | 0 | 0 | 145301.0653 | 0 | 0 | 0 | 9078824.6391 | 0 | 0 | 0 | 0 | -148983.3894 | 0 | 0 | 0 | 0 | 0 | 0 | 0 | 131438.2195 | 0 | 0 | 0 | 18817.3245 | 0 | 0
2016-11-28 07:00 | 0 | 0 | 0 | 0 | 398585.4943 | 0 | 362223 | 0 | 0 | 0 | 425790.4803 | 0 | 0 | 0 | 0 | 0 | 0 | 13862.8458 | 0 | 0 | 0 | 9093842.1834 | 0 | 0 | 0 | 0 | 148983.3894 | 0 | 0 | 0 | 0 | 0 | 0 | 0 | -131438.2195 | 0 | 0 | 0 | 18817.3245 | 0 | 0
2016-11-28 08:00 | 0 | 0 | 0 | 0 | 360890.1546 | 0 | 359618 | 0 | 0 | 0 | 276807.0909 | 0 | 0 | 0 | 0 | 0 | 0 | 145301.0653 | 0 | 0 | 0 | 9108859.6676 | 0 | 0 | 0 | 0 | -148983.3894 | 0 | 0 | 0 | 0 | 0 | 0 | 0 | 131438.2195 | 0 | 0 | 0 | 18817.3245 | 0 | 0
2016-11-28 09:00 | 0 | 0 | 0 | 0 | 398116.4943 | 0 | 361754 | 0 | 0 | 0 | 425790.4803 | 0 | 0 | 0 | 0 | 0 | 0 | 13862.8458 | 0 | 0 | 0 | 9123877.0918 | 0 | 0 | 0 | 0 | 148983.3894 | 0 | 0 | 0 | 0 | 0 | 0 | 0 | -131438.2195 | 0 | 0 | 0 | 18817.3245 | 0 | 0
2016-11-28 10:00 | 0 | 0 | 0 | 0 | 529539.8681 | 0 | 375602 | 0 | 0 | 0 | 574773.8697 | 0 | 0 | 0 | 0 | 0 | 0 | 0 | 0 | 0 | 0 | 9138894.4559 | 0 | 0 | 0 | 0 | 148983.3894 | 0 | 0 | 0 | 0 | 0 | 0 | 0 | -13862.8458 | 0 | 0 | 0 | 18817.3245 | 0 | 0
2016-11-28 11:00 | 0 | 0 | 0 | 0 | 705506.9334 | 0 | 406268 | 0 | 0 | 0 | 723757.259 | 0 | 0 | 0 | 0 | 0 | 0 | 131438.2195 | 0 | 0 | 0 | 9153911.7599 | 0 | 0 | 0 | 0 | 148983.3894 | 0 | 0 | 0 | 0 | 0 | 0 | 0 | 131438.2195 | 0 | 0 | 0 | 18817.3245 | 0 | 0
2016-11-28 12:00 | 0 | 0 | 0 | 0 | 172145.7156 | 0 | 433750 | 0 | 0 | 0 | 574773.8697 | 0 | 0 | 0 | 0 | 0 | 0 | 0 | 0 | 0 | 0 | 9168929.0038 | 0 | 0 | 0 | 0 | -148983.3894 | 0 | 0 | 0 | 0 | 0 | 0 | 0 | -131438.2195 | 0 | 0 | 0 | 18817.3245 | 0 | 0
2016-11-28 13:00 | 0 | 0 | 0 | 0 | 447017.5359 | 1.6187 | 445747 | 0 | 0 | 0 | 425790.4803 | 0 | 0 | 0 | 0 | 0 | 0 | 131438.2195 | 0 | 0 | 0 | 9183946.1877 | 0 | 0 | 0 | 0 | -148983.3894 | 0 | 0 | 0 | 0 | 0 | 0 | 0 | 131438.2195 | 0 | 0 | 0 | 18817.3245 | 0 | 0
2016-11-28 14:00 | 0 | 0 | 0 | 0 | 366738.9361 | 120519.5582 | 450896 | 0 | 0 | 0 | 574773.8697 | 0 | 0 | 0 | 0 | 0 | 0 | 0 | 0 | 0 | 0 | 9198963.3115 | 0 | 0 | 0 | 0 | 148983.3894 | 0 | 0 | 0 | 0 | 0 | 0 | 0 | -131438.2195 | 0 | 0 | 0 | 18817.3245 | 0 | 0
2016-11-28 15:00 | 0 | 0 | 0 | 0 | 135958.4548 | 318322.6998 | 453009 | 0 | 0 | 0 | 425790.4803 | 0 | 0 | 0 | 0 | 0 | 0 | 131438.2195 | 0 | 0 | 0 | 9213980.3752 | 0 | 0 | 0 | 0 | -148983.3894 | 0 | 0 | 0 | 0 | 0 | 0 | 0 | 131438.2195 | 0 | 0 | 0 | 18817.3245 | 0 | 0
2016-11-28 16:00 | 0 | 0 | 0 | 0 | 54428.3582 | 434204.1361 | 452270 | 0 | 0 | 0 | 574773.8697 | 0 | 0 | 0 | 0 | 0 | 0 | 0 | 0 | 0 | 0 | 9228997.3789 | 0 | 0 | 0 | 0 | 148983.3894 | 0 | 0 | 0 | 0 | 0 | 0 | 0 | -131438.2195 | 0 | 0 | 0 | 18817.3245 | 0 | 0
2016-11-28 17:00 | 0 | 0 | 0 | 0 | 292407.4628 | 456775.4706 | 449944 | 0 | 0 | 0 | 723757.259 | 0 | 0 | 0 | 0 | 0 | 0 | 131438.2195 | 0 | 0 | 0 | 9244014.3225 | 0 | 0 | 0 | 0 | 148983.3894 | 0 | 0 | 0 | 0 | 0 | 0 | 0 | 131438.2195 | 0 | 0 | 0 | 18817.3245 | 0 | 0
2016-11-28 18:00 | 0 | 0 | 0 | 0 | 0 | 451939.5586 | 447330 | 0 | 0 | 0 | 709549.4932 | 0 | 0 | 0 | 0 | 0 | 0 | 131438.2195 | 0 | 0 | 0 | 9259031.206 | 0 | 0 | 0 | 0 | -14207.7659 | 0 | 0 | 0 | 0 | 0 | 0 | 0 | 0 | 0 | 0 | 0 | 18817.3245 | 0 | 0
2016-11-28 19:00 | 0 | 0 | 0 | 0 | 1349.1966 | 445565.958 | 445643 | 0 | 0 | 0 | 560566.1038 | 0 | 0 | 0 | 0 | 0 | 0 | 262876.439 | 0 | 0 | 0 | 9274048.0295 | 0 | 0 | 0 | 0 | -148983.3894 | 0 | 0 | 0 | 0 | 0 | 0 | 0 | 131438.2195 | 0 | 0 | 0 | 18817.3245 | 0 | 0
2016-11-28 20:00 | 0 | 0 | 0 | 0 | 33997.2425 | 447902.2519 | 445537 | 0 | 0 | 0 | 709549.4932 | 0 | 0 | 0 | 0 | 0 | 0 | 131438.2195 | 0 | 0 | 0 | 9289064.7929 | 0 | 0 | 0 | 0 | 148983.3894 | 0 | 0 | 0 | 0 | 0 | 0 | 0 | -131438.2195 | 0 | 0 | 0 | 18817.3245 | 0 | 0
2016-11-28 21:00 | 0 | 0 | 0 | 0 | 311122.8933 | 439149.0401 | 451033 | 0 | 0 | 0 | 858532.8825 | 0 | 0 | 0 | 0 | 0 | 0 | 262876.439 | 0 | 0 | 0 | 9304081.4962 | 0 | 0 | 0 | 0 | 148983.3894 | 0 | 0 | 0 | 0 | 0 | 0 | 0 | 131438.2195 | 0 | 0 | 0 | 18817.3245 | 0 | 0
2016-11-28 22:00 | 0 | 0 | 0 | 0 | 0 | 362925.4324 | 466339 | 0 | 0 | 0 | 867740.21 | 0 | 0 | 0 | 0 | 0 | 0 | 131438.2195 | 0 | 0 | 0 | 9319098.1395 | 0 | 0 | 0 | 0 | 9207.3274 | 0 | 0 | 0 | 0 | 0 | 0 | 0 | -131438.2195 | 0 | 0 | 0 | 18817.3245 | 0 | 0
2016-11-28 23:00 | 0 | 0 | 0 | 0 | 308856.1133 | 169442.0413 | 477026 | 0 | 0 | 0 | 718756.8206 | 0 | 0 | 0 | 0 | 0 | 0 | 262876.439 | 0 | 0 | 0 | 9334114.7226 | 0 | 0 | 0 | 0 | -148983.3894 | 0 | 0 | 0 | 0 | 0 | 0 | 0 | 131438.2195 | 0 | 0 | 0 | 18817.3245 | 0 | 0
2016-11-29 | 0 | 0 | 0 | 0 | 510984.9183 | 5676.576 | 480299 | 0 | 0 | 0 | 867740.21 | 0 | 0 | 0 | 0 | 0 | 0 | 131438.2195 | 0 | 0 | 0 | 9349131.2458 | 0 | 0 | 0 | 0 | 148983.3894 | 0 | 0 | 0 | 0 | 0 | 0 | 0 | -131438.2195 | 0 | 0 | 0 | 18817.3245 | 0 | 0
2016-11-29 01:00 | 0 | 0 | 0 | 0 | 214419.7156 | 0 | 476024 | 0 | 0 | 0 | 718756.8206 | 0 | 0 | 0 | 0 | 0 | 0 | 0 | 0 | 0 | 0 | 9364147.7088 | 0 | 0 | 0 | 0 | -148983.3894 | 0 | 0 | 0 | 0 | 0 | 0 | 0 | -131438.2195 | 0 | 0 | 0 | 18817.3245 | 0 | 0
2016-11-29 02:00 | 0 | 0 | 0 | 0 | 461644.1546 | 0 | 460372 | 0 | 0 | 0 | 569773.4312 | 0 | 0 | 0 | 0 | 0 | 0 | 131438.2195 | 0 | 0 | 0 | 9379164.1118 | 0 | 0 | 0 | 0 | -148983.3894 | 0 | 0 | 0 | 0 | 0 | 0 | 0 | 131438.2195 | 0 | 0 | 0 | 18817.3245 | 0 | 0
2016-11-29 03:00 | 0 | 0 | 0 | 0 | 473780.4943 | 0 | 437418 | 0 | 0 | 0 | 718756.8206 | 0 | 0 | 0 | 0 | 0 | 0 | 0 | 0 | 0 | 0 | 9394180.4548 | 0 | 0 | 0 | 0 | 148983.3894 | 0 | 0 | 0 | 0 | 0 | 0 | 0 | -131438.2195 | 0 | 0 | 0 | 18817.3245 | 0 | 0
2016-11-29 04:00 | 0 | 0 | 0 | 0 | 412424.1546 | 0 | 411152 | 0 | 0 | 0 | 569773.4312 | 0 | 0 | 0 | 0 | 0 | 0 | 131438.2195 | 0 | 0 | 0 | 9409196.7376 | 0 | 0 | 0 | 0 | -148983.3894 | 0 | 0 | 0 | 0 | 0 | 0 | 0 | 131438.2195 | 0 | 0 | 0 | 18817.3245 | 0 | 0
2016-11-29 05:00 | 0 | 0 | 0 | 0 | 424757.4943 | 0 | 388395 | 0 | 0 | 0 | 718756.8206 | 0 | 0 | 0 | 0 | 0 | 0 | 0 | 0 | 0 | 0 | 9424212.9604 | 0 | 0 | 0 | 0 | 148983.3894 | 0 | 0 | 0 | 0 | 0 | 0 | 0 | -131438.2195 | 0 | 0 | 0 | 18817.3245 | 0 | 0
2016-11-29 06:00 | 0 | 0 | 0 | 0 | 240698.9351 | 0 | 370865 | 0 | 0 | 0 | 569773.4312 | 0 | 0 | 0 | 0 | 0 | 0 | 0 | 0 | 0 | 0 | 9439229.1232 | 0 | 0 | 0 | 0 | -148983.3894 | 0 | 0 | 0 | 0 | 0 | 0 | 0 | 0 | 0 | 0 | 0 | 18817.3245 | 0 | 0
2016-11-29 07:00 | 0 | 0 | 0 | 0 | 360474.1546 | 0 | 359202 | 0 | 0 | 0 | 420790.0418 | 0 | 0 | 0 | 0 | 0 | 0 | 131438.2195 | 0 | 0 | 0 | 9454245.2258 | 0 | 0 | 0 | 0 | -148983.3894 | 0 | 0 | 0 | 0 | 0 | 0 | 0 | 131438.2195 | 0 | 0 | 0 | 18817.3245 | 0 | 0
2016-11-29 08:00 | 0 | 0 | 0 | 0 | 389835.4943 | 0 | 353473 | 0 | 0 | 0 | 569773.4312 | 0 | 0 | 0 | 0 | 0 | 0 | 0 | 0 | 0 | 0 | 9469261.2684 | 0 | 0 | 0 | 0 | 148983.3894 | 0 | 0 | 0 | 0 | 0 | 0 | 0 | -131438.2195 | 0 | 0 | 0 | 18817.3245 | 0 | 0
2016-11-29 09:00 | 0 | 0 | 0 | 0 | 653257.9334 | 0 | 354019 | 0 | 0 | 0 | 718756.8206 | 0 | 0 | 0 | 0 | 0 | 0 | 131438.2195 | 0 | 0 | 0 | 9484277.251 | 0 | 0 | 0 | 0 | 148983.3894 | 0 | 0 | 0 | 0 | 0 | 0 | 0 | 131438.2195 | 0 | 0 | 0 | 18817.3245 | 0 | 0
2016-11-29 10:00 | 0 | 0 | 0 | 0 | 400449.4943 | 0 | 364087 | 0 | 0 | 0 | 867740.21 | 0 | 0 | 0 | 0 | 0 | 0 | 0 | 0 | 0 | 0 | 9499293.1735 | 0 | 0 | 0 | 0 | 148983.3894 | 0 | 0 | 0 | 0 | 0 | 0 | 0 | -131438.2195 | 0 | 0 | 0 | 18817.3245 | 0 | 0
2016-11-29 11:00 | 0 | 0 | 0 | 0 | 393951.1546 | 0 | 392679 | 0 | 0 | 0 | 718756.8206 | 0 | 0 | 0 | 0 | 0 | 0 | 131438.2195 | 0 | 0 | 0 | 9514309.0359 | 0 | 0 | 0 | 0 | -148983.3894 | 0 | 0 | 0 | 0 | 0 | 0 | 0 | 131438.2195 | 0 | 0 | 0 | 18817.3245 | 0 | 0
2016-11-29 12:00 | 0 | 0 | 0 | 0 | 159601.7156 | 0 | 421206 | 0 | 0 | 0 | 569773.4312 | 0 | 0 | 0 | 0 | 0 | 0 | 0 | 0 | 0 | 0 | 9529324.8382 | 0 | 0 | 0 | 0 | -148983.3894 | 0 | 0 | 0 | 0 | 0 | 0 | 0 | -131438.2195 | 0 | 0 | 0 | 18817.3245 | 0 | 0
2016-11-29 13:00 | 0 | 0 | 0 | 0 | 602551.5591 | 1.1548 | 434752 | 0 | 0 | 0 | 718756.8206 | 0 | 0 | 0 | 0 | 0 | 0 | 0 | 0 | 0 | 0 | 9544340.5805 | 0 | 0 | 0 | 0 | 148983.3894 | 0 | 0 | 0 | 0 | 0 | 0 | 0 | 0 | 0 | 0 | 0 | 18817.3245 | 0 | 0
2016-11-29 14:00 | 0 | 0 | 0 | 0 | 380167.2824 | 63796.8723 | 442692 | 0 | 0 | 0 | 569773.4312 | 0 | 0 | 0 | 0 | 0 | 0 | 131438.2195 | 0 | 0 | 0 | 9559356.2627 | 0 | 0 | 0 | 0 | -148983.3894 | 0 | 0 | 0 | 0 | 0 | 0 | 0 | 131438.2195 | 0 | 0 | 0 | 18817.3245 | 0 | 0
2016-11-29 15:00 | 0 | 0 | 0 | 0 | 45521.5403 | 437916.9541 | 447076 | 0 | 0 | 0 | 718756.8206 | 0 | 0 | 0 | 0 | 0 | 0 | 0 | 0 | 0 | 0 | 9574371.8849 | 0 | 0 | 0 | 0 | 148983.3894 | 0 | 0 | 0 | 0 | 0 | 0 | 0 | -131438.2195 | 0 | 0 | 0 | 18817.3245 | 0 | 0
2016-11-29 16:00 | 0 | 0 | 0 | 0 | 0 | 588166.3442 | 447270 | 0 | 0 | 0 | 709397.6208 | 0 | 0 | 0 | 0 | 0 | 0 | 131438.2195 | 0 | 0 | 0 | 9589387.447 | 0 | 0 | 0 | 0 | -9359.1998 | 0 | 0 | 0 | 0 | 0 | 0 | 0 | 131438.2195 | 0 | 0 | 0 | 18817.3245 | 0 | 0
2016-11-29 17:00 | 0 | 0 | 0 | 0 | 0 | 575758.2551 | 446183 | 0 | 0 | 0 | 858381.0101 | 0 | 0 | 0 | 0 | 0 | 0 | 93212.7607 | 0 | 0 | 0 | 9604402.949 | 0 | 0 | 0 | 0 | 148983.3894 | 0 | 0 | 0 | 0 | 0 | 0 | 0 | -38225.4588 | 0 | 0 | 0 | 18817.3245 | 0 | 0
2016-11-29 18:00 | 0 | 0 | 0 | 0 | 0 | 527061.4397 | 445690 | 0 | 0 | 0 | 789496.9059 | 0 | 0 | 0 | 0 | 0 | 0 | 224650.9802 | 0 | 0 | 0 | 9619418.391 | 0 | 0 | 0 | 0 | -68884.1042 | 0 | 0 | 0 | 0 | 0 | 0 | 0 | 131438.2195 | 0 | 0 | 0 | 18817.3245 | 0 | 0
2016-11-29 19:00 | 0 | 0 | 0 | 0 | 0 | 507992.1186 | 443770 | 0 | 0 | 0 | 938480.2953 | 0 | 0 | 0 | 0 | 0 | 0 | 121072.385 | 0 | 0 | 0 | 9634433.7729 | 0 | 0 | 0 | 0 | 148983.3894 | 0 | 0 | 0 | 0 | 0 | 0 | 0 | -103578.5952 | 0 | 0 | 0 | 18817.3245 | 0 | 0
2016-11-29 20:00 | 0 | 0 | 0 | 0 | 225177.3905 | 515876.5429 | 441815 | 0 | 0 | 0 | 1087463.6846 | 0 | 0 | 0 | 0 | 0 | 0 | 252510.6045 | 0 | 0 | 0 | 9649449.0948 | 0 | 0 | 0 | 0 | 148983.3894 | 0 | 0 | 0 | 0 | 0 | 0 | 0 | 131438.2195 | 0 | 0 | 0 | 18817.3245 | 0 | 0
2016-11-29 21:00 | 0 | 0 | 0 | 0 | 0 | 530127.6903 | 444535 | 0 | 0 | 0 | 1236447.074 | 0 | 0 | 0 | 0 | 0 | 0 | 170302.581 | 0 | 0 | 0 | 9664464.3566 | 0 | 0 | 0 | 0 | 148983.3894 | 0 | 0 | 0 | 0 | 0 | 0 | 0 | -82208.0235 | 0 | 0 | 0 | 18817.3245 | 0 | 0
2016-11-29 22:00 | 0 | 0 | 0 | 0 | 0 | 494988.405 | 457321 | 0 | 0 | 0 | 1385430.4634 | 0 | 0 | 0 | 0 | 0 | 0 | 40169.2721 | 0 | 0 | 0 | 9679479.5583 | 0 | 0 | 0 | 0 | 148983.3894 | 0 | 0 | 0 | 0 | 0 | 0 | 0 | -130133.3089 | 0 | 0 | 0 | 18817.3245 | 0 | 0
2016-11-29 23:00 | 0 | 0 | 0 | 0 | 213303.9997 | 258061.1549 | 470093 | 0 | 0 | 0 | 1236447.074 | 0 | 0 | 0 | 0 | 0 | 0 | 171607.4916 | 0 | 0 | 0 | 9694494.7 | 0 | 0 | 0 | 0 | -148983.3894 | 0 | 0 | 0 | 0 | 0 | 0 | 0 | 131438.2195 | 0 | 0 | 0 | 18817.3245 | 0 | 0
2016-11-30 | 0 | 0 | 0 | 0 | 299382.7138 | 5413.9492 | 475132 | 0 | 0 | 0 | 1087463.6846 | 0 | 0 | 0 | 0 | 0 | 0 | 131438.2195 | 0 | 0 | 0 | 9709509.7816 | 0 | 0 | 0 | 0 | -148983.3894 | 0 | 0 | 0 | 0 | 0 | 0 | 0 | -40169.2721 | 0 | 0 | 0 | 18817.3245 | 0 | 0
2016-11-30 01:00 | 0 | 0 | 0 | 0 | 771295.9334 | 0 | 472057 | 0 | 0 | 0 | 1236447.074 | 0 | 0 | 0 | 0 | 0 | 0 | 262876.439 | 0 | 0 | 0 | 9724524.8031 | 0 | 0 | 0 | 0 | 148983.3894 | 0 | 0 | 0 | 0 | 0 | 0 | 0 | 131438.2195 | 0 | 0 | 0 | 18817.3245 | 0 | 0
2016-11-30 02:00 | 0 | 0 | 0 | 0 | 195708.7156 | 0 | 457313 | 0 | 0 | 0 | 1087463.6846 | 0 | 0 | 0 | 0 | 0 | 0 | 131438.2195 | 0 | 0 | 0 | 9739539.7646 | 0 | 0 | 0 | 0 | -148983.3894 | 0 | 0 | 0 | 0 | 0 | 0 | 0 | -131438.2195 | 0 | 0 | 0 | 18817.3245 | 0 | 0
2016-11-30 03:00 | 0 | 0 | 0 | 0 | 174023.7156 | 0 | 435628 | 0 | 0 | 0 | 938480.2953 | 0 | 0 | 0 | 0 | 0 | 0 | 0 | 0 | 0 | 0 | 9754554.666 | 0 | 0 | 0 | 0 | -148983.3894 | 0 | 0 | 0 | 0 | 0 | 0 | 0 | -131438.2195 | 0 | 0 | 0 | 18817.3245 | 0 | 0
2016-11-30 04:00 | 0 | 0 | 0 | 0 | 709714.9334 | 0 | 410476 | 0 | 0 | 0 | 1087463.6846 | 0 | 0 | 0 | 0 | 0 | 0 | 131438.2195 | 0 | 0 | 0 | 9769569.5074 | 0 | 0 | 0 | 0 | 148983.3894 | 0 | 0 | 0 | 0 | 0 | 0 | 0 | 131438.2195 | 0 | 0 | 0 | 18817.3245 | 0 | 0
2016-11-30 05:00 | 0 | 0 | 0 | 0 | 125454.7156 | 0 | 387059 | 0 | 0 | 0 | 938480.2953 | 0 | 0 | 0 | 0 | 0 | 0 | 0 | 0 | 0 | 0 | 9784584.2887 | 0 | 0 | 0 | 0 | -148983.3894 | 0 | 0 | 0 | 0 | 0 | 0 | 0 | -131438.2195 | 0 | 0 | 0 | 18817.3245 | 0 | 0
2016-11-30 06:00 | 0 | 0 | 0 | 0 | 668313.9334 | 0 | 369075 | 0 | 0 | 0 | 1087463.6846 | 0 | 0 | 0 | 0 | 0 | 0 | 131438.2195 | 0 | 0 | 0 | 9799599.0099 | 0 | 0 | 0 | 0 | 148983.3894 | 0 | 0 | 0 | 0 | 0 | 0 | 0 | 131438.2195 | 0 | 0 | 0 | 18817.3245 | 0 | 0
2016-11-30 07:00 | 0 | 0 | 0 | 0 | 95954.7156 | 0 | 357559 | 0 | 0 | 0 | 938480.2953 | 0 | 0 | 0 | 0 | 0 | 0 | 0 | 0 | 0 | 0 | 9814613.6711 | 0 | 0 | 0 | 0 | -148983.3894 | 0 | 0 | 0 | 0 | 0 | 0 | 0 | -131438.2195 | 0 | 0 | 0 | 18817.3245 | 0 | 0
2016-11-30 08:00 | 0 | 0 | 0 | 0 | 353260.1546 | 0 | 351988 | 0 | 0 | 0 | 789496.9059 | 0 | 0 | 0 | 0 | 0 | 0 | 131438.2195 | 0 | 0 | 0 | 9829628.2723 | 0 | 0 | 0 | 0 | -148983.3894 | 0 | 0 | 0 | 0 | 0 | 0 | 0 | 131438.2195 | 0 | 0 | 0 | 18817.3245 | 0 | 0
2016-11-30 09:00 | 0 | 0 | 0 | 0 | 389708.4943 | 0 | 353346 | 0 | 0 | 0 | 938480.2953 | 0 | 0 | 0 | 0 | 0 | 0 | 0 | 0 | 0 | 0 | 9844642.8133 | 0 | 0 | 0 | 0 | 148983.3894 | 0 | 0 | 0 | 0 | 0 | 0 | 0 | -131438.2195 | 0 | 0 | 0 | 18817.3245 | 0 | 0
2016-11-30 10:00 | 0 | 0 | 0 | 0 | 234976.9351 | 0 | 365143 | 0 | 0 | 0 | 789496.9059 | 0 | 0 | 0 | 0 | 0 | 0 | 0 | 0 | 0 | 0 | 9859657.2944 | 0 | 0 | 0 | 0 | -148983.3894 | 0 | 0 | 0 | 0 | 0 | 0 | 0 | 0 | 0 | 0 | 0 | 18817.3245 | 0 | 0
2016-11-30 11:00 | 0 | 0 | 0 | 0 | 631177.5587 | 0 | 393457 | 0 | 0 | 0 | 876961.9206 | 0 | 0 | 0 | 0 | 0 | 0 | 131438.2195 | 0 | 0 | 0 | 9874671.7153 | 0 | 0 | 0 | 0 | 87465.0147 | 0 | 0 | 0 | 0 | 0 | 0 | 0 | 131438.2195 | 0 | 0 | 0 | 18817.3245 | 0 | 0
2016-11-30 12:00 | 0 | 0 | 0 | 0 | 160010.7156 | 0 | 421615 | 0 | 0 | 0 | 727978.5312 | 0 | 0 | 0 | 0 | 0 | 0 | 0 | 0 | 0 | 0 | 9889686.0762 | 0 | 0 | 0 | 0 | -148983.3894 | 0 | 0 | 0 | 0 | 0 | 0 | 0 | -131438.2195 | 0 | 0 | 0 | 18817.3245 | 0 | 0
2016-11-30 13:00 | 0 | 0 | 0 | 0 | 608989.6325 | 0.6455 | 435659 | 0 | 0 | 0 | 751054.2653 | 0 | 0 | 0 | 0 | 0 | 0 | 131438.2195 | 0 | 0 | 0 | 9904700.3771 | 0 | 0 | 0 | 0 | 23075.734 | 0 | 0 | 0 | 0 | 0 | 0 | 0 | 131438.2195 | 0 | 0 | 0 | 18817.3245 | 0 | 0
2016-11-30 14:00 | 0 | 0 | 0 | 0 | 402221.2197 | 78423.2747 | 444282 | 0 | 0 | 0 | 900037.6547 | 0 | 0 | 0 | 0 | 0 | 0 | 0 | 0 | 0 | 0 | 9919714.6178 | 0 | 0 | 0 | 0 | 148983.3894 | 0 | 0 | 0 | 0 | 0 | 0 | 0 | -131438.2195 | 0 | 0 | 0 | 18817.3245 | 0 | 0
2016-11-30 15:00 | 0 | 0 | 0 | 0 | 240103.4505 | 507541.4828 | 448406 | 0 | 0 | 0 | 1049021.044 | 0 | 0 | 0 | 0 | 0 | 0 | 131438.2195 | 0 | 0 | 0 | 9934728.7986 | 0 | 0 | 0 | 0 | 148983.3894 | 0 | 0 | 0 | 0 | 0 | 0 | 0 | 131438.2195 | 0 | 0 | 0 | 18817.3245 | 0 | 0
2016-11-30 16:00 | 0 | 0 | 0 | 0 | 0 | 599409.1412 | 449393 | 0 | 0 | 0 | 1198004.4334 | 0 | 0 | 0 | 0 | 0 | 0 | 113653.6469 | 0 | 0 | 0 | 9949742.9192 | 0 | 0 | 0 | 0 | 148983.3894 | 0 | 0 | 0 | 0 | 0 | 0 | 0 | -17784.5726 | 0 | 0 | 0 | 18817.3245 | 0 | 0
2016-11-30 17:00 | 0 | 0 | 0 | 0 | 0 | 589584.3882 | 447517 | 0 | 0 | 0 | 1346987.8228 | 0 | 0 | 0 | 0 | 0 | 0 | 87920.3212 | 0 | 0 | 0 | 9964756.9799 | 0 | 0 | 0 | 0 | 148983.3894 | 0 | 0 | 0 | 0 | 0 | 0 | 0 | -25733.3257 | 0 | 0 | 0 | 18817.3245 | 0 | 0
2016-11-30 18:00 | 0 | 0 | 0 | 0 | 0 | 558170.048 | 445504 | 0 | 0 | 0 | 1495971.2121 | 0 | 0 | 0 | 0 | 0 | 0 | 32785.6553 | 0 | 0 | 0 | 9979770.9804 | 0 | 0 | 0 | 0 | 148983.3894 | 0 | 0 | 0 | 0 | 0 | 0 | 0 | -55134.6659 | 0 | 0 | 0 | 18817.3245 | 0 | 0
2016-11-30 19:00 | 0 | 0 | 0 | 0 | 0 | 544000.5834 | 444301 | 0 | 0 | 0 | 1445415.2515 | 0 | 0 | 0 | 0 | 0 | 0 | 164223.8749 | 0 | 0 | 0 | 9994784.9209 | 0 | 0 | 0 | 0 | -50555.9606 | 0 | 0 | 0 | 0 | 0 | 0 | 0 | 131438.2195 | 0 | 0 | 0 | 18817.3245 | 0 | 0
2016-11-30 20:00 | 0 | 0 | 0 | 0 | 0 | 555419.2345 | 442947 | 0 | 0 | 0 | 1594398.6409 | 0 | 0 | 0 | 0 | 0 | 0 | 108895.3955 | 0 | 0 | 0 | 10009798.8014 | 0 | 0 | 0 | 0 | 148983.3894 | 0 | 0 | 0 | 0 | 0 | 0 | 0 | -55328.4794 | 0 | 0 | 0 | 18817.3245 | 0 | 0
2016-11-30 21:00 | 0 | 0 | 0 | 0 | 171606.4446 | 574418.4887 | 446786 | 0 | 0 | 0 | 1743382.0302 | 0 | 0 | 0 | 0 | 0 | 0 | 240333.615 | 0 | 0 | 0 | 10024812.6218 | 0 | 0 | 0 | 0 | 148983.3894 | 0 | 0 | 0 | 0 | 0 | 0 | 0 | 131438.2195 | 0 | 0 | 0 | 18817.3245 | 0 | 0
2016-11-30 22:00 | 0 | 0 | 0 | 0 | 136203.6275 | 501724.7593 | 459609 | 0 | 0 | 0 | 1892365.4196 | 0 | 0 | 0 | 0 | 0 | 0 | 250852.2879 | 0 | 0 | 0 | 10039826.3821 | 0 | 0 | 0 | 0 | 148983.3894 | 0 | 0 | 0 | 0 | 0 | 0 | 0 | 10518.6729 | 0 | 0 | 0 | 18817.3245 | 0 | 0
2016-11-30 23:00 | 0 | 0 | 0 | 0 | 267113.4589 | 205786.6957 | 471628 | 0 | 0 | 0 | 1743382.0302 | 0 | 0 | 0 | 0 | 0 | 0 | 382290.5074 | 0 | 0 | 0 | 10054840.0824 | 0 | 0 | 0 | 0 | -148983.3894 | 0 | 0 | 0 | 0 | 0 | 0 | 0 | 131438.2195 | 0 | 0 | 0 | 18817.3245 | 0 | 0
2016-12-01 | 0 | 0 | 0 | 0 | 542058.0063 | 3646.7978 | 477172 | 0 | 0 | 0 | 1661659.2903 | 0 | 0 | 0 | 0 | 0 | 0 | 513728.7269 | 0 | 0 | 0 | 10069853.7226 | 0 | 0 | 0 | 0 | -81722.7399 | 0 | 0 | 0 | 0 | 0 | 0 | 0 | 131438.2195 | 0 | 0 | 0 | 18817.3245 | 0 | 0
2016-12-01 01:00 | 0 | 0 | 0 | 0 | 518308.7066 | 0 | 475680 | 0 | 0 | 0 | 1810642.6797 | 0 | 0 | 0 | 0 | 0 | 0 | 388556.7197 | 0 | 0 | 0 | 10084867.3028 | 0 | 0 | 0 | 0 | 148983.3894 | 0 | 0 | 0 | 0 | 0 | 0 | 0 | -125172.0072 | 0 | 0 | 0 | 18817.3245 | 0 | 0
2016-12-01 02:00 | 0 | 0 | 0 | 0 | 502404.9324 | 0 | 462867 | 0 | 0 | 0 | 1721084.884 | 0 | 0 | 0 | 0 | 0 | 0 | 498835.1233 | 0 | 0 | 0 | 10099880.8229 | 0 | 0 | 0 | 0 | -89557.7957 | 0 | 0 | 0 | 0 | 0 | 0 | 0 | 110278.4036 | 0 | 0 | 0 | 18817.3245 | 0 | 0
2016-12-01 03:00 | 0 | 0 | 0 | 0 | 180323.7156 | 0 | 441928 | 0 | 0 | 0 | 1572101.4946 | 0 | 0 | 0 | 0 | 0 | 0 | 367396.9038 | 0 | 0 | 0 | 10114894.2829 | 0 | 0 | 0 | 0 | -148983.3894 | 0 | 0 | 0 | 0 | 0 | 0 | 0 | -131438.2195 | 0 | 0 | 0 | 18817.3245 | 0 | 0
2016-12-01 04:00 | 0 | 0 | 0 | 0 | 509230.7031 | 0 | 418210 | 0 | 0 | 0 | 1721084.884 | 0 | 0 | 0 | 0 | 0 | 0 | 290616.893 | 0 | 0 | 0 | 10129907.683 | 0 | 0 | 0 | 0 | 148983.3894 | 0 | 0 | 0 | 0 | 0 | 0 | 0 | -76780.0107 | 0 | 0 | 0 | 18817.3245 | 0 | 0
2016-12-01 05:00 | 0 | 0 | 0 | 0 | 502669.997 | 0 | 396190 | 0 | 0 | 0 | 1677309.337 | 0 | 0 | 0 | 0 | 0 | 0 | 422055.1126 | 0 | 0 | 0 | 10144921.0229 | 0 | 0 | 0 | 0 | -43775.547 | 0 | 0 | 0 | 0 | 0 | 0 | 0 | 131438.2195 | 0 | 0 | 0 | 18817.3245 | 0 | 0
2016-12-01 06:00 | 0 | 0 | 0 | 0 | 484799.1786 | 0 | 379482 | 0 | 0 | 0 | 1826292.7264 | 0 | 0 | 0 | 0 | 0 | 0 | 359571.5773 | 0 | 0 | 0 | 10159934.3028 | 0 | 0 | 0 | 0 | 148983.3894 | 0 | 0 | 0 | 0 | 0 | 0 | 0 | -62483.5353 | 0 | 0 | 0 | 18817.3245 | 0 | 0
2016-12-01 07:00 | 0 | 0 | 0 | 0 | 371100.1546 | 0 | 369828 | 0 | 0 | 0 | 1677309.337 | 0 | 0 | 0 | 0 | 0 | 0 | 491009.7968 | 0 | 0 | 0 | 10174947.5227 | 0 | 0 | 0 | 0 | -148983.3894 | 0 | 0 | 0 | 0 | 0 | 0 | 0 | 131438.2195 | 0 | 0 | 0 | 18817.3245 | 0 | 0
2016-12-01 08:00 | 0 | 0 | 0 | 0 | 425288.4245 | 0 | 366207 | 0 | 0 | 0 | 1826292.7264 | 0 | 0 | 0 | 0 | 0 | 0 | 382290.5074 | 0 | 0 | 0 | 10189960.6825 | 0 | 0 | 0 | 0 | 148983.3894 | 0 | 0 | 0 | 0 | 0 | 0 | 0 | -108719.2894 | 0 | 0 | 0 | 18817.3245 | 0 | 0
2016-12-01 09:00 | 0 | 0 | 0 | 0 | 400957.8588 | 0 | 369381 | 0 | 0 | 0 | 1707614.0412 | 0 | 0 | 0 | 0 | 0 | 0 | 513728.7269 | 0 | 0 | 0 | 10204973.7822 | 0 | 0 | 0 | 0 | -118678.6852 | 0 | 0 | 0 | 0 | 0 | 0 | 0 | 131438.2195 | 0 | 0 | 0 | 18817.3245 | 0 | 0
2016-12-01 10:00 | 0 | 0 | 0 | 0 | 382291.668 | 0 | 382798 | 0 | 0 | 0 | 1819728.6042 | 0 | 0 | 0 | 0 | 0 | 0 | 382290.5074 | 0 | 0 | 0 | 10219986.8219 | 0 | 0 | 0 | 0 | 112114.563 | 0 | 0 | 0 | 0 | 0 | 0 | 0 | -131438.2195 | 0 | 0 | 0 | 18817.3245 | 0 | 0
2016-12-01 11:00 | 0 | 0 | 0 | 0 | 363655.0077 | 0 | 412850 | 0 | 0 | 0 | 1670745.2148 | 0 | 0 | 0 | 0 | 0 | 0 | 463261.58 | 0 | 0 | 0 | 10234999.8015 | 0 | 0 | 0 | 0 | -148983.3894 | 0 | 0 | 0 | 0 | 0 | 0 | 0 | 80971.0726 | 0 | 0 | 0 | 18817.3245 | 0 | 0
2016-12-01 12:00 | 0 | 0 | 0 | 0 | 345498.8729 | 0 | 442143 | 0 | 0 | 0 | 1521761.8254 | 0 | 0 | 0 | 0 | 0 | 0 | 496783.5178 | 0 | 0 | 0 | 10250012.7211 | 0 | 0 | 0 | 0 | -148983.3894 | 0 | 0 | 0 | 0 | 0 | 0 | 0 | 33521.9378 | 0 | 0 | 0 | 18817.3245 | 0 | 0
2016-12-01 13:00 | 0 | 0 | 0 | 0 | 329289.1915 | 0.36321 | 454793 | 0 | 0 | 0 | 1508879.2752 | 0 | 0 | 0 | 0 | 0 | 0 | 365345.2983 | 0 | 0 | 0 | 10265025.5807 | 0 | 0 | 0 | 0 | -12882.5503 | 0 | 0 | 0 | 0 | 0 | 0 | 0 | -131438.2195 | 0 | 0 | 0 | 18817.3245 | 0 | 0
2016-12-01 14:00 | 0 | 0 | 0 | 0 | 217095.393 | 74297.2271 | 458619 | 0 | 0 | 0 | 1454273.7903 | 0 | 0 | 0 | 0 | 0 | 0 | 233907.0788 | 0 | 0 | 0 | 10280038.3801 | 0 | 0 | 0 | 0 | -54605.4849 | 0 | 0 | 0 | 0 | 0 | 0 | 0 | -131438.2195 | 0 | 0 | 0 | 18817.3245 | 0 | 0
2016-12-01 15:00 | 0 | 0 | 0 | 0 | 132353.0413 | 375493.9637 | 458254 | 0 | 0 | 0 | 1354361.4703 | 0 | 0 | 0 | 0 | 0 | 0 | 364595.0792 | 0 | 0 | 0 | 10295051.1196 | 0 | 0 | 0 | 0 | -99912.32 | 0 | 0 | 0 | 0 | 0 | 0 | 0 | 130688.0004 | 0 | 0 | 0 | 18817.3245 | 0 | 0
2016-12-01 16:00 | 0 | 0 | 0 | 0 | 138923.2077 | 512245.6328 | 454588 | 0 | 0 | 0 | 1503344.8597 | 0 | 0 | 0 | 0 | 0 | 0 | 393375.2058 | 0 | 0 | 0 | 10310063.799 | 0 | 0 | 0 | 0 | 148983.3894 | 0 | 0 | 0 | 0 | 0 | 0 | 0 | 28780.1266 | 0 | 0 | 0 | 18817.3245 | 0 | 0
2016-12-01 17:00 | 0 | 0 | 0 | 0 | 152385.9678 | 535187.2842 | 449213 | 0 | 0 | 0 | 1652328.249 | 0 | 0 | 0 | 0 | 0 | 0 | 463934.744 | 0 | 0 | 0 | 10325076.4183 | 0 | 0 | 0 | 0 | 148983.3894 | 0 | 0 | 0 | 0 | 0 | 0 | 0 | 70559.5382 | 0 | 0 | 0 | 18817.3245 | 0 | 0
2016-12-01 18:00 | 0 | 0 | 0 | 0 | 148781.8919 | 514640.8049 | 445828 | 0 | 0 | 0 | 1801311.6384 | 0 | 0 | 0 | 0 | 0 | 0 | 513728.7269 | 0 | 0 | 0 | 10340088.9776 | 0 | 0 | 0 | 0 | 148983.3894 | 0 | 0 | 0 | 0 | 0 | 0 | 0 | 49793.9829 | 0 | 0 | 0 | 18817.3245 | 0 | 0
2016-12-01 19:00 | 0 | 0 | 0 | 0 | 0 | 500876.5624 | 443702 | 0 | 0 | 0 | 1873409.9904 | 0 | 0 | 0 | 0 | 0 | 0 | 479987.6129 | 0 | 0 | 0 | 10355101.4768 | 0 | 0 | 0 | 0 | 72098.352 | 0 | 0 | 0 | 0 | 0 | 0 | 0 | -33741.114 | 0 | 0 | 0 | 18817.3245 | 0 | 0
2016-12-01 20:00 | 0 | 0 | 0 | 0 | 133892.9799 | 509419.848 | 441771 | 0 | 0 | 0 | 2022393.3797 | 0 | 0 | 0 | 0 | 0 | 0 | 513728.7269 | 0 | 0 | 0 | 10370113.916 | 0 | 0 | 0 | 0 | 148983.3894 | 0 | 0 | 0 | 0 | 0 | 0 | 0 | 33741.114 | 0 | 0 | 0 | 18817.3245 | 0 | 0
2016-12-01 21:00 | 0 | 0 | 0 | 0 | 102069.9801 | 510759.7338 | 445029 | 0 | 0 | 0 | 2171376.7691 | 0 | 0 | 0 | 0 | 0 | 0 | 513728.7269 | 0 | 0 | 0 | 10385126.2951 | 0 | 0 | 0 | 0 | 148983.3894 | 0 | 0 | 0 | 0 | 0 | 0 | 0 | 0 | 0 | 0 | 0 | 18817.3245 | 0 | 0
2016-12-01 22:00 | 0 | 0 | 0 | 0 | 149004.9755 | 446030.9684 | 460354 | 0 | 0 | 0 | 2287241.3885 | 0 | 0 | 0 | 0 | 0 | 0 | 513728.7269 | 0 | 0 | 0 | 10400138.6142 | 0 | 0 | 0 | 0 | 115864.6194 | 0 | 0 | 0 | 0 | 0 | 0 | 0 | 0 | 0 | 0 | 0 | 18817.3245 | 0 | 0
2016-12-01 23:00 | 0 | 0 | 0 | 0 | 176586.2532 | 202848.6875 | 476034 | 0 | 0 | 0 | 2287241.3885 | 0 | 0 | 0 | 0 | 0 | 0 | 513728.7269 | 0 | 0 | 0 | 10233546.9114 | 0 | 0 | 0 | 0 | 0 | 0 | 0 | 0 | 0 | 0 | 0 | 0 | 0 | 0 | 0 | 0 | 0 | 166550.1023 | 0
2016-12-02 | 0 | 0 | 0 | 0 | 203429.2806 | 4346.6303 | 483265 | 0 | 0 | 0 | 2138257.9991 | 0 | 0 | 0 | 0 | 0 | 0 | 499856.594 | 0 | 0 | 0 | 10039310.1723 | 0 | 0 | 0 | 0 | -148983.3894 | 0 | 0 | 0 | 0 | 0 | 0 | 0 | -13872.1329 | 0 | 0 | 0 | 0 | 194195.8048 | 0
2016-12-02 01:00 | 0 | 0 | 0 | 0 | 224135.6068 | 0 | 484225 | 0 | 0 | 0 | 1989274.6098 | 0 | 0 | 0 | 0 | 0 | 0 | 501384.1571 | 0 | 0 | 0 | 9845074.2102 | 0 | 0 | 0 | 0 | -148983.3894 | 0 | 0 | 0 | 0 | 0 | 0 | 0 | 1527.563 | 0 | 0 | 0 | 0 | 194195.8048 | 0
2016-12-02 02:00 | 0 | 0 | 0 | 0 | 233561.9327 | 0 | 474133 | 0 | 0 | 0 | 1992775.3288 | 0 | 0 | 0 | 0 | 0 | 0 | 369945.9375 | 0 | 0 | 0 | 9650839.0251 | 0 | 0 | 0 | 0 | 3500.719 | 0 | 0 | 0 | 0 | 0 | 0 | 0 | -131438.2195 | 0 | 0 | 0 | 0 | 194195.8048 | 0
2016-12-02 03:00 | 0 | 0 | 0 | 0 | 232092.9039 | 0 | 454348 | 0 | 0 | 0 | 1843791.9394 | 0 | 0 | 0 | 0 | 0 | 0 | 409307.7976 | 0 | 0 | 0 | 9456604.6169 | 0 | 0 | 0 | 0 | -148983.3894 | 0 | 0 | 0 | 0 | 0 | 0 | 0 | 39361.8601 | 0 | 0 | 0 | 0 | 194195.8048 | 0
2016-12-02 04:00 | 0 | 0 | 0 | 0 | 224887.4368 | 0 | 431309 | 0 | 0 | 0 | 1694808.55 | 0 | 0 | 0 | 0 | 0 | 0 | 464503.1906 | 0 | 0 | 0 | 9262370.9856 | 0 | 0 | 0 | 0 | -148983.3894 | 0 | 0 | 0 | 0 | 0 | 0 | 0 | 55195.3929 | 0 | 0 | 0 | 0 | 194195.8048 | 0
2016-12-02 05:00 | 0 | 0 | 0 | 0 | 214693.6132 | 0 | 410862 | 0 | 0 | 0 | 1562048.1937 | 0 | 0 | 0 | 0 | 0 | 0 | 513728.7269 | 0 | 0 | 0 | 9068138.1313 | 0 | 0 | 0 | 0 | -132760.3563 | 0 | 0 | 0 | 0 | 0 | 0 | 0 | 49225.5363 | 0 | 0 | 0 | 0 | 194195.8048 | 0
2016-12-02 06:00 | 0 | 0 | 0 | 0 | 202063.9988 | 0 | 395520 | 0 | 0 | 0 | 1612663.9789 | 0 | 0 | 0 | 0 | 0 | 0 | 382290.5074 | 0 | 0 | 0 | 8873906.0539 | 0 | 0 | 0 | 0 | 50615.7851 | 0 | 0 | 0 | 0 | 0 | 0 | 0 | -131438.2195 | 0 | 0 | 0 | 0 | 194195.8048 | 0
2016-12-02 07:00 | 0 | 0 | 0 | 0 | 192101.7706 | 0 | 386345 | 0 | 0 | 0 | 1463680.5895 | 0 | 0 | 0 | 0 | 0 | 0 | 449664.2342 | 0 | 0 | 0 | 8679674.7534 | 0 | 0 | 0 | 0 | -148983.3894 | 0 | 0 | 0 | 0 | 0 | 0 | 0 | 67373.7268 | 0 | 0 | 0 | 0 | 194195.8048 | 0
2016-12-02 08:00 | 0 | 0 | 0 | 0 | 184039.4146 | 0 | 382964 | 0 | 0 | 0 | 1314697.2001 | 0 | 0 | 0 | 0 | 0 | 0 | 512356.605 | 0 | 0 | 0 | 8485444.2299 | 0 | 0 | 0 | 0 | -148983.3894 | 0 | 0 | 0 | 0 | 0 | 0 | 0 | 62692.3708 | 0 | 0 | 0 | 0 | 194195.8048 | 0
2016-12-02 09:00 | 0 | 0 | 0 | 0 | 177378.3747 | 0 | 385768 | 0 | 0 | 0 | 1217569.0197 | 0 | 0 | 0 | 0 | 0 | 0 | 513728.7269 | 0 | 0 | 0 | 8291214.4832 | 0 | 0 | 0 | 0 | -97128.1805 | 0 | 0 | 0 | 0 | 0 | 0 | 0 | 1372.1219 | 0 | 0 | 0 | 0 | 194195.8048 | 0
2016-12-02 10:00 | 0 | 0 | 0 | 0 | 179899.6575 | 0 | 398872 | 0 | 0 | 0 | 1111230.244 | 0 | 0 | 0 | 0 | 0 | 0 | 513728.7269 | 0 | 0 | 0 | 8096985.5135 | 0 | 0 | 0 | 0 | -106338.7757 | 0 | 0 | 0 | 0 | 0 | 0 | 0 | 0 | 0 | 0 | 0 | 0 | 194195.8048 | 0
2016-12-02 11:00 | 0 | 0 | 0 | 0 | 186178.1479 | 0 | 430263 | 0 | 0 | 0 | 979778.9587 | 0 | 0 | 0 | 0 | 0 | 0 | 513728.7269 | 0 | 0 | 0 | 7902757.3208 | 0 | 0 | 0 | 0 | -131451.2853 | 0 | 0 | 0 | 0 | 0 | 0 | 0 | 0 | 0 | 0 | 0 | 0 | 194195.8048 | 0
2016-12-02 12:00 | 0 | 0 | 0 | 0 | 185524.9604 | 0 | 458440 | 0 | 0 | 0 | 921698.8941 | 0 | 0 | 0 | 0 | 0 | 0 | 382290.5074 | 0 | 0 | 0 | 7758938.2001 | 0 | 0 | 0 | 0 | -58080.0645 | 0 | 0 | 0 | 0 | 0 | 0 | 0 | -131438.2195 | 0 | 0 | 0 | 0 | 143787.5096 | 0
2016-12-02 13:00 | 0 | 0 | 0 | 0 | 175867.1549 | 0 | 468105 | 0 | 0 | 0 | 772715.5048 | 0 | 0 | 0 | 0 | 0 | 0 | 250852.2879 | 0 | 0 | 0 | 7738534.3433 | 0 | 0 | 0 | 0 | -148983.3894 | 0 | 0 | 0 | 0 | 0 | 0 | 0 | -131438.2195 | 0 | 0 | 0 | 0 | 20372.821 | 0
2016-12-02 14:00 | 0 | 0 | 0 | 0 | 129584.2032 | 23407.1524 | 468340 | 0 | 0 | 0 | 623732.1154 | 0 | 0 | 0 | 0 | 0 | 0 | 119414.0684 | 0 | 0 | 0 | 7678284.3623 | 0 | 0 | 0 | 0 | -148983.3894 | 0 | 0 | 0 | 0 | 0 | 0 | 0 | -131438.2195 | 0 | 0 | 0 | 0 | 60219.0269 | 0
2016-12-02 15:00 | 0 | 0 | 0 | 0 | 85221.3085 | 272879.0652 | 463520 | 0 | 0 | 0 | 474748.726 | 0 | 0 | 0 | 0 | 0 | 0 | 162977.8315 | 0 | 0 | 0 | 7678253.6492 | 0 | 0 | 0 | 0 | -148983.3894 | 0 | 0 | 0 | 0 | 0 | 0 | 0 | 43563.7631 | 0 | 0 | 0 | 0 | 0 | 0
2016-12-02 16:00 | 0 | 0 | 0 | 0 | 79221.0322 | 445400.0212 | 456429 | 0 | 0 | 0 | 411502.56 | 0 | 0 | 0 | 0 | 0 | 0 | 294416.051 | 0 | 0 | 0 | 7678222.9361 | 0 | 0 | 0 | 0 | -63246.166 | 0 | 0 | 0 | 0 | 0 | 0 | 0 | 131438.2195 | 0 | 0 | 0 | 0 | 0 | 0
2016-12-02 17:00 | 0 | 0 | 0 | 0 | 80048.1308 | 484058.4916 | 449418 | 0 | 0 | 0 | 560485.9494 | 0 | 0 | 0 | 0 | 0 | 0 | 260121.284 | 0 | 0 | 0 | 7678192.2233 | 0 | 0 | 0 | 0 | 148983.3894 | 0 | 0 | 0 | 0 | 0 | 0 | 0 | -34294.767 | 0 | 0 | 0 | 0 | 0 | 0
2016-12-02 18:00 | 0 | 0 | 0 | 0 | 83206.7547 | 456451.116 | 445013 | 0 | 0 | 0 | 523692.6006 | 0 | 0 | 0 | 0 | 0 | 0 | 391559.5035 | 0 | 0 | 0 | 7678161.5105 | 0 | 0 | 0 | 0 | -36793.3488 | 0 | 0 | 0 | 0 | 0 | 0 | 0 | 131438.2195 | 0 | 0 | 0 | 0 | 0 | 0
2016-12-02 19:00 | 0 | 0 | 0 | 0 | 90246.8214 | 441110.0238 | 441327 | 0 | 0 | 0 | 672675.9899 | 0 | 0 | 0 | 0 | 0 | 0 | 332605.9593 | 0 | 0 | 0 | 7678130.7978 | 0 | 0 | 0 | 0 | 148983.3894 | 0 | 0 | 0 | 0 | 0 | 0 | 0 | -58953.5442 | 0 | 0 | 0 | 0 | 0 | 0
2016-12-02 20:00 | 0 | 0 | 0 | 0 | 105009.7439 | 441836.6266 | 439813 | 0 | 0 | 0 | 821659.3793 | 0 | 0 | 0 | 0 | 0 | 0 | 290655.9405 | 0 | 0 | 0 | 7678100.0853 | 0 | 0 | 0 | 0 | 148983.3894 | 0 | 0 | 0 | 0 | 0 | 0 | 0 | -41950.0188 | 0 | 0 | 0 | 0 | 0 | 0
2016-12-02 21:00 | 0 | 0 | 0 | 0 | 122605.2136 | 431331.9211 | 444457 | 0 | 0 | 0 | 799701.2944 | 0 | 0 | 0 | 0 | 0 | 0 | 422094.16 | 0 | 0 | 0 | 7678069.3729 | 0 | 0 | 0 | 0 | -21958.0849 | 0 | 0 | 0 | 0 | 0 | 0 | 0 | 131438.2195 | 0 | 0 | 0 | 0 | 0 | 0
2016-12-02 22:00 | 0 | 0 | 0 | 0 | 170639.1257 | 374715.8416 | 458344 | 0 | 0 | 0 | 795077.6948 | 0 | 0 | 0 | 0 | 0 | 0 | 513728.7269 | 0 | 0 | 0 | 7678038.6606 | 0 | 0 | 0 | 0 | -4623.5996 | 0 | 0 | 0 | 0 | 0 | 0 | 0 | 91634.5669 | 0 | 0 | 0 | 0 | 0 | 0
2016-12-02 23:00 | 0 | 0 | 0 | 0 | 244341.4481 | 200771.0222 | 471340 | 0 | 0 | 0 | 768850.1651 | 0 | 0 | 0 | 0 | 0 | 0 | 513728.7269 | 0 | 0 | 0 | 7678007.9485 | 0 | 0 | 0 | 0 | -26227.5298 | 0 | 0 | 0 | 0 | 0 | 0 | 0 | 0 | 0 | 0 | 0 | 0 | 0 | 0
2016-12-03 | 0 | 0 | 0 | 0 | 280640.9975 | 4261.3608 | 474735 | 0 | 0 | 0 | 710455.7428 | 0 | 0 | 0 | 0 | 0 | 0 | 382290.5074 | 0 | 0 | 0 | 7677977.2365 | 0 | 0 | 0 | 0 | -58394.4222 | 0 | 0 | 0 | 0 | 0 | 0 | 0 | -131438.2195 | 0 | 0 | 0 | 0 | 0 | 0
2016-12-03 01:00 | 0 | 0 | 0 | 0 | 280823.9996 | 0 | 473002 | 0 | 0 | 0 | 649715.9619 | 0 | 0 | 0 | 0 | 0 | 0 | 250852.2879 | 0 | 0 | 0 | 7677946.5245 | 0 | 0 | 0 | 0 | -60739.7809 | 0 | 0 | 0 | 0 | 0 | 0 | 0 | -131438.2195 | 0 | 0 | 0 | 0 | 0 | 0
2016-12-03 02:00 | 0 | 0 | 0 | 0 | 282851.5446 | 0 | 463743 | 0 | 0 | 0 | 500732.5725 | 0 | 0 | 0 | 0 | 0 | 0 | 218944.2219 | 0 | 0 | 0 | 7677915.8128 | 0 | 0 | 0 | 0 | -148983.3894 | 0 | 0 | 0 | 0 | 0 | 0 | 0 | -31908.066 | 0 | 0 | 0 | 0 | 0 | 0
2016-12-03 03:00 | 0 | 0 | 0 | 0 | 285747.8546 | 0 | 447592 | 0 | 0 | 0 | 351749.1831 | 0 | 0 | 0 | 0 | 0 | 0 | 206083.4658 | 0 | 0 | 0 | 7677885.1011 | 0 | 0 | 0 | 0 | -148983.3894 | 0 | 0 | 0 | 0 | 0 | 0 | 0 | -12860.7561 | 0 | 0 | 0 | 0 | 0 | 0
2016-12-03 04:00 | 0 | 0 | 0 | 0 | 292486.4724 | 0 | 428138 | 0 | 0 | 0 | 202765.7938 | 0 | 0 | 0 | 0 | 0 | 0 | 219415.3276 | 0 | 0 | 0 | 7677854.3896 | 0 | 0 | 0 | 0 | -148983.3894 | 0 | 0 | 0 | 0 | 0 | 0 | 0 | 13331.8618 | 0 | 0 | 0 | 0 | 0 | 0
2016-12-03 05:00 | 0 | 0 | 0 | 0 | 314755.1807 | 0 | 409157 | 0 | 0 | 0 | 53782.4044 | 0 | 0 | 0 | 0 | 0 | 0 | 273996.8976 | 0 | 0 | 0 | 7677823.6781 | 0 | 0 | 0 | 0 | -148983.3894 | 0 | 0 | 0 | 0 | 0 | 0 | 0 | 54581.57 | 0 | 0 | 0 | 0 | 0 | 0
2016-12-03 06:00 | 0 | 0 | 0 | 0 | 351332.1994 | 0 | 394654 | 0 | 0 | 0 | 141898.8233 | 0 | 0 | 0 | 0 | 0 | 0 | 142558.6781 | 0 | 0 | 0 | 7677792.9668 | 0 | 0 | 0 | 0 | 88116.4189 | 0 | 0 | 0 | 0 | 0 | 0 | 0 | -131438.2195 | 0 | 0 | 0 | 0 | 0 | 0
2016-12-03 07:00 | 0 | 0 | 0 | 0 | 371333.0497 | 0 | 384381 | 0 | 0 | 0 | 0 | 0 | 0 | 0 | 0 | 0 | 0 | 271409.5511 | 0 | 0 | 0 | 7677762.2557 | 0 | 0 | 0 | 0 | -141898.8233 | 0 | 0 | 0 | 0 | 0 | 0 | 0 | 128850.873 | 0 | 0 | 0 | 0 | 0 | 0
2016-12-03 08:00 | 0 | 0 | 0 | 0 | 377533.4072 | 0 | 378927 | 0 | 0 | 0 | 130044.6267 | 0 | 0 | 0 | 0 | 0 | 0 | 139971.3316 | 0 | 0 | 0 | 7677731.5446 | 0 | 0 | 0 | 0 | 130044.6267 | 0 | 0 | 0 | 0 | 0 | 0 | 0 | -131438.2195 | 0 | 0 | 0 | 0 | 0 | 0
2016-12-03 09:00 | 0 | 0 | 0 | 0 | 371386.3244 | 0 | 377562 | 0 | 0 | 0 | 0 | 0 | 0 | 0 | 0 | 0 | 0 | 263840.2827 | 0 | 0 | 0 | 7677700.8337 | 0 | 0 | 0 | 0 | -130044.6267 | 0 | 0 | 0 | 0 | 0 | 0 | 0 | 123868.9511 | 0 | 0 | 0 | 0 | 0 | 0
2016-12-03 10:00 | 0 | 0 | 0 | 0 | 365147.2104 | 0 | 382297 | 0 | 0 | 0 | 114288.4299 | 0 | 0 | 0 | 0 | 0 | 0 | 132402.0632 | 0 | 0 | 0 | 7677670.1229 | 0 | 0 | 0 | 0 | 114288.4299 | 0 | 0 | 0 | 0 | 0 | 0 | 0 | -131438.2195 | 0 | 0 | 0 | 0 | 0 | 0
2016-12-03 11:00 | 0 | 0 | 0 | 0 | 360045.183 | 0 | 391458 | 0 | 0 | 0 | 0 | 0 | 0 | 0 | 0 | 0 | 0 | 215277.6761 | 0 | 0 | 0 | 7677639.4122 | 0 | 0 | 0 | 0 | -114288.4299 | 0 | 0 | 0 | 0 | 0 | 0 | 0 | 82875.6129 | 0 | 0 | 0 | 0 | 0 | 0
2016-12-03 12:00 | 0 | 0 | 0 | 0 | 356139.0443 | 0 | 405403 | 0 | 0 | 0 | 82174.2638 | 0 | 0 | 0 | 0 | 0 | 0 | 83839.4566 | 0 | 0 | 0 | 7677608.7017 | 0 | 0 | 0 | 0 | 82174.2638 | 0 | 0 | 0 | 0 | 0 | 0 | 0 | -131438.2195 | 0 | 0 | 0 | 0 | 0 | 0
2016-12-03 13:00 | 0 | 0 | 0 | 0 | 351239.2317 | 0 | 420327 | 0 | 0 | 0 | 0 | 0 | 0 | 0 | 0 | 0 | 0 | 96925.9521 | 0 | 0 | 0 | 7677577.9912 | 0 | 0 | 0 | 0 | -82174.2638 | 0 | 0 | 0 | 0 | 0 | 0 | 0 | 13086.4955 | 0 | 0 | 0 | 0 | 0 | 0
2016-12-03 14:00 | 0 | 0 | 0 | 0 | 324290.3094 | 10279.7385 | 431496 | 0 | 0 | 0 | 0 | 0 | 0 | 0 | 0 | 0 | 0 | 0 | 0 | 0 | 0 | 7677547.2809 | 0 | 0 | 0 | 0 | 0 | 0 | 0 | 0 | 0 | 0 | 0 | 0 | -96925.9521 | 0 | 0 | 0 | 0 | 0 | 0
2016-12-03 15:00 | 0 | 0 | 0 | 0 | 118383.1138 | 337259.2107 | 436825 | 0 | 0 | 0 | 0 | 0 | 0 | 0 | 0 | 0 | 0 | 0 | 0 | 0 | 0 | 7692570.4303 | 0 | 0 | 0 | 0 | 0 | 0 | 0 | 0 | 0 | 0 | 0 | 0 | 0 | 0 | 0 | 0 | 18817.3245 | 0 | 0
2016-12-03 16:00 | 0 | 0 | 0 | 0 | 104584.4746 | 500108.2392 | 436892 | 0 | 0 | 0 | 148983.3894 | 0 | 0 | 0 | 0 | 0 | 0 | 0 | 0 | 0 | 0 | 7707593.5196 | 0 | 0 | 0 | 0 | 148983.3894 | 0 | 0 | 0 | 0 | 0 | 0 | 0 | 0 | 0 | 0 | 0 | 18817.3245 | 0 | 0
2016-12-03 17:00 | 0 | 0 | 0 | 0 | 209115.7991 | 523331.1342 | 433208 | 0 | 0 | 0 | 297966.7787 | 0 | 0 | 0 | 0 | 0 | 0 | 131438.2195 | 0 | 0 | 0 | 7722616.5488 | 0 | 0 | 0 | 0 | 148983.3894 | 0 | 0 | 0 | 0 | 0 | 0 | 0 | 131438.2195 | 0 | 0 | 0 | 18817.3245 | 0 | 0
2016-12-03 18:00 | 0 | 0 | 0 | 0 | 0 | 499450.1694 | 428346 | 0 | 0 | 0 | 446950.1681 | 0 | 0 | 0 | 0 | 0 | 0 | 34741.6751 | 0 | 0 | 0 | 7737639.5179 | 0 | 0 | 0 | 0 | 148983.3894 | 0 | 0 | 0 | 0 | 0 | 0 | 0 | -96696.5444 | 0 | 0 | 0 | 18817.3245 | 0 | 0
2016-12-03 19:00 | 0 | 0 | 0 | 0 | 0 | 483133.7483 | 425207 | 0 | 0 | 0 | 354621.3724 | 0 | 0 | 0 | 0 | 0 | 0 | 166179.8946 | 0 | 0 | 0 | 7752662.427 | 0 | 0 | 0 | 0 | -92328.7957 | 0 | 0 | 0 | 0 | 0 | 0 | 0 | 131438.2195 | 0 | 0 | 0 | 18817.3245 | 0 | 0
2016-12-03 20:00 | 0 | 0 | 0 | 0 | 0 | 494585.5941 | 424515 | 0 | 0 | 0 | 503604.7618 | 0 | 0 | 0 | 0 | 0 | 0 | 68449.7748 | 0 | 0 | 0 | 7767685.2759 | 0 | 0 | 0 | 0 | 148983.3894 | 0 | 0 | 0 | 0 | 0 | 0 | 0 | -97730.1198 | 0 | 0 | 0 | 18817.3245 | 0 | 0
2016-12-03 21:00 | 0 | 0 | 0 | 0 | 211699.6608 | 516874.2726 | 429335 | 0 | 0 | 0 | 652588.1512 | 0 | 0 | 0 | 0 | 0 | 0 | 199887.9943 | 0 | 0 | 0 | 7782708.0648 | 0 | 0 | 0 | 0 | 148983.3894 | 0 | 0 | 0 | 0 | 0 | 0 | 0 | 131438.2195 | 0 | 0 | 0 | 18817.3245 | 0 | 0
2016-12-03 22:00 | 0 | 0 | 0 | 0 | 0 | 477579.3377 | 445857 | 0 | 0 | 0 | 534054.9449 | 0 | 0 | 0 | 0 | 0 | 0 | 331326.2138 | 0 | 0 | 0 | 7797730.7935 | 0 | 0 | 0 | 0 | -118533.2063 | 0 | 0 | 0 | 0 | 0 | 0 | 0 | 131438.2195 | 0 | 0 | 0 | 18817.3245 | 0 | 0
2016-12-03 23:00 | 0 | 0 | 0 | 0 | 402079.4002 | 224111.2157 | 456957 | 0 | 0 | 0 | 683038.3343 | 0 | 0 | 0 | 0 | 0 | 0 | 332759.1159 | 0 | 0 | 0 | 7812753.4622 | 0 | 0 | 0 | 0 | 148983.3894 | 0 | 0 | 0 | 0 | 0 | 0 | 0 | 1432.9021 | 0 | 0 | 0 | 18817.3245 | 0 | 0
2016-12-04 | 0 | 0 | 0 | 0 | 421801.3729 | 3412.2381 | 459226 | 0 | 0 | 0 | 761646.8403 | 0 | 0 | 0 | 0 | 0 | 0 | 201320.8964 | 0 | 0 | 0 | 7827776.0707 | 0 | 0 | 0 | 0 | 78608.506 | 0 | 0 | 0 | 0 | 0 | 0 | 0 | -131438.2195 | 0 | 0 | 0 | 18817.3245 | 0 | 0
2016-12-04 01:00 | 0 | 0 | 0 | 0 | 420727.2548 | 0 | 457461 | 0 | 0 | 0 | 612663.4509 | 0 | 0 | 0 | 0 | 0 | 0 | 294753.2161 | 0 | 0 | 0 | 7842798.6192 | 0 | 0 | 0 | 0 | -148983.3894 | 0 | 0 | 0 | 0 | 0 | 0 | 0 | 93432.3197 | 0 | 0 | 0 | 18817.3245 | 0 | 0
2016-12-04 02:00 | 0 | 0 | 0 | 0 | 415469.273 | 0 | 448462 | 0 | 0 | 0 | 463680.0616 | 0 | 0 | 0 | 0 | 0 | 0 | 391926.554 | 0 | 0 | 0 | 7857821.1076 | 0 | 0 | 0 | 0 | -148983.3894 | 0 | 0 | 0 | 0 | 0 | 0 | 0 | 97173.3379 | 0 | 0 | 0 | 18817.3245 | 0 | 0
2016-12-04 03:00 | 0 | 0 | 0 | 0 | 415219.5495 | 0 | 434284 | 0 | 0 | 0 | 557236.5061 | 0 | 0 | 0 | 0 | 0 | 0 | 260488.3345 | 0 | 0 | 0 | 7872843.5359 | 0 | 0 | 0 | 0 | 93556.4445 | 0 | 0 | 0 | 0 | 0 | 0 | 0 | -131438.2195 | 0 | 0 | 0 | 18817.3245 | 0 | 0
2016-12-04 04:00 | 0 | 0 | 0 | 0 | 420089.662 | 0 | 416817 | 0 | 0 | 0 | 469377.4391 | 0 | 0 | 0 | 0 | 0 | 0 | 332802.739 | 0 | 0 | 0 | 7887865.9041 | 0 | 0 | 0 | 0 | -87859.0669 | 0 | 0 | 0 | 0 | 0 | 0 | 0 | 72314.4045 | 0 | 0 | 0 | 18817.3245 | 0 | 0
2016-12-04 05:00 | 0 | 0 | 0 | 0 | 138231.7156 | 0 | 399836 | 0 | 0 | 0 | 320394.0498 | 0 | 0 | 0 | 0 | 0 | 0 | 201364.5195 | 0 | 0 | 0 | 7902888.2123 | 0 | 0 | 0 | 0 | -148983.3894 | 0 | 0 | 0 | 0 | 0 | 0 | 0 | -131438.2195 | 0 | 0 | 0 | 18817.3245 | 0 | 0
2016-12-04 06:00 | 0 | 0 | 0 | 0 | 433129.7058 | 0 | 384940 | 0 | 0 | 0 | 218328.2115 | 0 | 0 | 0 | 0 | 0 | 0 | 332802.739 | 0 | 0 | 0 | 7917910.4603 | 0 | 0 | 0 | 0 | -102065.8382 | 0 | 0 | 0 | 0 | 0 | 0 | 0 | 131438.2195 | 0 | 0 | 0 | 18817.3245 | 0 | 0
2016-12-04 07:00 | 0 | 0 | 0 | 0 | 435436.4348 | 0 | 373882 | 0 | 0 | 0 | 367311.6009 | 0 | 0 | 0 | 0 | 0 | 0 | 226556.46 | 0 | 0 | 0 | 7932932.6482 | 0 | 0 | 0 | 0 | 148983.3894 | 0 | 0 | 0 | 0 | 0 | 0 | 0 | -106246.279 | 0 | 0 | 0 | 18817.3245 | 0 | 0
2016-12-04 08:00 | 0 | 0 | 0 | 0 | 440267.4734 | 0 | 367585 | 0 | 0 | 0 | 516294.9903 | 0 | 0 | 0 | 0 | 0 | 0 | 131438.2195 | 0 | 0 | 0 | 7947954.7761 | 0 | 0 | 0 | 0 | 148983.3894 | 0 | 0 | 0 | 0 | 0 | 0 | 0 | -95118.2405 | 0 | 0 | 0 | 18817.3245 | 0 | 0
2016-12-04 09:00 | 0 | 0 | 0 | 0 | 103984.7156 | 0 | 365589 | 0 | 0 | 0 | 367311.6009 | 0 | 0 | 0 | 0 | 0 | 0 | 0 | 0 | 0 | 0 | 7962976.8439 | 0 | 0 | 0 | 0 | -148983.3894 | 0 | 0 | 0 | 0 | 0 | 0 | 0 | -131438.2195 | 0 | 0 | 0 | 18817.3245 | 0 | 0
2016-12-04 10:00 | 0 | 0 | 0 | 0 | 473871.8563 | 0 | 367383 | 0 | 0 | 0 | 323544.9132 | 0 | 0 | 0 | 0 | 0 | 0 | 131438.2195 | 0 | 0 | 0 | 7977998.8515 | 0 | 0 | 0 | 0 | -43766.6877 | 0 | 0 | 0 | 0 | 0 | 0 | 0 | 131438.2195 | 0 | 0 | 0 | 18817.3245 | 0 | 0
2016-12-04 11:00 | 0 | 0 | 0 | 0 | 491077.0937 | 0 | 374978 | 0 | 0 | 0 | 472528.3026 | 0 | 0 | 0 | 0 | 0 | 0 | 79736.5993 | 0 | 0 | 0 | 7993020.7991 | 0 | 0 | 0 | 0 | 148983.3894 | 0 | 0 | 0 | 0 | 0 | 0 | 0 | -51701.6202 | 0 | 0 | 0 | 18817.3245 | 0 | 0
2016-12-04 12:00 | 0 | 0 | 0 | 0 | 250712.4748 | 0 | 385505 | 0 | 0 | 0 | 323544.9132 | 0 | 0 | 0 | 0 | 0 | 0 | 75110.139 | 0 | 0 | 0 | 8008042.6866 | 0 | 0 | 0 | 0 | -148983.3894 | 0 | 0 | 0 | 0 | 0 | 0 | 0 | -4626.4603 | 0 | 0 | 0 | 18817.3245 | 0 | 0
2016-12-04 13:00 | 0 | 0 | 0 | 0 | 493275.5749 | 0 | 400585 | 0 | 0 | 0 | 472528.3026 | 0 | 0 | 0 | 0 | 0 | 0 | 0 | 0 | 0 | 0 | 8023064.514 | 0 | 0 | 0 | 0 | 148983.3894 | 0 | 0 | 0 | 0 | 0 | 0 | 0 | -75110.139 | 0 | 0 | 0 | 18817.3245 | 0 | 0
2016-12-04 14:00 | 0 | 0 | 0 | 0 | 434155.1586 | 83426.4647 | 413990 | 0 | 0 | 0 | 425864.3819 | 0 | 0 | 0 | 0 | 0 | 0 | 131438.2195 | 0 | 0 | 0 | 8038086.2814 | 0 | 0 | 0 | 0 | -46663.9207 | 0 | 0 | 0 | 0 | 0 | 0 | 0 | 131438.2195 | 0 | 0 | 0 | 18817.3245 | 0 | 0
2016-12-04 15:00 | 0 | 0 | 0 | 0 | 0 | 443485.7472 | 420910 | 0 | 0 | 0 | 561061.024 | 0 | 0 | 0 | 0 | 0 | 0 | 0 | 0 | 0 | 0 | 8053107.9886 | 0 | 0 | 0 | 0 | 135196.6422 | 0 | 0 | 0 | 0 | 0 | 0 | 0 | -131438.2195 | 0 | 0 | 0 | 18817.3245 | 0 | 0
2016-12-04 16:00 | 0 | 0 | 0 | 0 | 149504.8487 | 573387.0847 | 423653 | 0 | 0 | 0 | 710044.4134 | 0 | 0 | 0 | 0 | 0 | 0 | 131438.2195 | 0 | 0 | 0 | 8068129.6358 | 0 | 0 | 0 | 0 | 148983.3894 | 0 | 0 | 0 | 0 | 0 | 0 | 0 | 131438.2195 | 0 | 0 | 0 | 18817.3245 | 0 | 0
2016-12-04 17:00 | 0 | 0 | 0 | 0 | 0 | 577073.2853 | 425473 | 0 | 0 | 0 | 859027.8028 | 0 | 0 | 0 | 0 | 0 | 0 | 115237.791 | 0 | 0 | 0 | 8083151.2228 | 0 | 0 | 0 | 0 | 148983.3894 | 0 | 0 | 0 | 0 | 0 | 0 | 0 | -16200.4285 | 0 | 0 | 0 | 18817.3245 | 0 | 0
2016-12-04 18:00 | 0 | 0 | 0 | 0 | 0 | 547623.3339 | 426290 | 0 | 0 | 0 | 1008011.1922 | 0 | 0 | 0 | 0 | 0 | 0 | 68770.411 | 0 | 0 | 0 | 8098172.7498 | 0 | 0 | 0 | 0 | 148983.3894 | 0 | 0 | 0 | 0 | 0 | 0 | 0 | -46467.3799 | 0 | 0 | 0 | 18817.3245 | 0 | 0
2016-12-04 19:00 | 0 | 0 | 0 | 0 | 0 | 529289.0782 | 425797 | 0 | 0 | 0 | 1156994.5815 | 0 | 0 | 0 | 0 | 0 | 0 | 4461.7754 | 0 | 0 | 0 | 8113194.2167 | 0 | 0 | 0 | 0 | 148983.3894 | 0 | 0 | 0 | 0 | 0 | 0 | 0 | -64308.6357 | 0 | 0 | 0 | 18817.3245 | 0 | 0
2016-12-04 20:00 | 0 | 0 | 0 | 0 | 0 | 544336.5914 | 426201 | 0 | 0 | 0 | 1124874.6289 | 0 | 0 | 0 | 0 | 0 | 0 | 135899.9949 | 0 | 0 | 0 | 8128215.6235 | 0 | 0 | 0 | 0 | -32119.9526 | 0 | 0 | 0 | 0 | 0 | 0 | 0 | 131438.2195 | 0 | 0 | 0 | 18817.3245 | 0 | 0
2016-12-04 21:00 | 0 | 0 | 0 | 0 | 0 | 569595.1669 | 435167 | 0 | 0 | 0 | 1273858.0183 | 0 | 0 | 0 | 0 | 0 | 0 | 102527.4479 | 0 | 0 | 0 | 8143236.9702 | 0 | 0 | 0 | 0 | 148983.3894 | 0 | 0 | 0 | 0 | 0 | 0 | 0 | -33372.5469 | 0 | 0 | 0 | 18817.3245 | 0 | 0
2016-12-04 22:00 | 0 | 0 | 0 | 0 | 0 | 522801.593 | 453288 | 0 | 0 | 0 | 1193116.0673 | 0 | 0 | 0 | 0 | 0 | 0 | 233965.6675 | 0 | 0 | 0 | 8158258.2569 | 0 | 0 | 0 | 0 | -80741.951 | 0 | 0 | 0 | 0 | 0 | 0 | 0 | 131438.2195 | 0 | 0 | 0 | 18817.3245 | 0 | 0
2016-12-04 23:00 | 0 | 0 | 0 | 0 | 366032.9297 | 213682.0539 | 468054 | 0 | 0 | 0 | 1342099.4567 | 0 | 0 | 0 | 0 | 0 | 0 | 177825.9372 | 0 | 0 | 0 | 8173279.4834 | 0 | 0 | 0 | 0 | 148983.3894 | 0 | 0 | 0 | 0 | 0 | 0 | 0 | -56139.7303 | 0 | 0 | 0 | 18817.3245 | 0 | 0
2016-12-05 | 0 | 0 | 0 | 0 | 210866.2362 | 2159.4795 | 474630 | 0 | 0 | 0 | 1193116.0673 | 0 | 0 | 0 | 0 | 0 | 0 | 46387.7177 | 0 | 0 | 0 | 8188300.6499 | 0 | 0 | 0 | 0 | -148983.3894 | 0 | 0 | 0 | 0 | 0 | 0 | 0 | -131438.2195 | 0 | 0 | 0 | 18817.3245 | 0 | 0
2016-12-05 01:00 | 0 | 0 | 0 | 0 | 527203.6553 | 0 | 474565 | 0 | 0 | 0 | 1141886.8963 | 0 | 0 | 0 | 0 | 0 | 0 | 131438.2195 | 0 | 0 | 0 | 8203321.7563 | 0 | 0 | 0 | 0 | -51229.171 | 0 | 0 | 0 | 0 | 0 | 0 | 0 | 85050.5018 | 0 | 0 | 0 | 18817.3245 | 0 | 0
2016-12-05 02:00 | 0 | 0 | 0 | 0 | 200798.7156 | 0 | 462403 | 0 | 0 | 0 | 992903.507 | 0 | 0 | 0 | 0 | 0 | 0 | 0 | 0 | 0 | 0 | 8218342.8026 | 0 | 0 | 0 | 0 | -148983.3894 | 0 | 0 | 0 | 0 | 0 | 0 | 0 | -131438.2195 | 0 | 0 | 0 | 18817.3245 | 0 | 0
2016-12-05 03:00 | 0 | 0 | 0 | 0 | 583593.6318 | 0 | 442384 | 0 | 0 | 0 | 983857.5948 | 0 | 0 | 0 | 0 | 0 | 0 | 131438.2195 | 0 | 0 | 0 | 8233363.7888 | 0 | 0 | 0 | 0 | -9045.9122 | 0 | 0 | 0 | 0 | 0 | 0 | 0 | 131438.2195 | 0 | 0 | 0 | 18817.3245 | 0 | 0
2016-12-05 04:00 | 0 | 0 | 0 | 0 | 158533.7156 | 0 | 420138 | 0 | 0 | 0 | 834874.2054 | 0 | 0 | 0 | 0 | 0 | 0 | 0 | 0 | 0 | 0 | 8248384.7149 | 0 | 0 | 0 | 0 | -148983.3894 | 0 | 0 | 0 | 0 | 0 | 0 | 0 | -131438.2195 | 0 | 0 | 0 | 18817.3245 | 0 | 0
2016-12-05 05:00 | 0 | 0 | 0 | 0 | 592824.1998 | 0 | 400445 | 0 | 0 | 0 | 876997.8612 | 0 | 0 | 0 | 0 | 0 | 0 | 131438.2195 | 0 | 0 | 0 | 8263405.581 | 0 | 0 | 0 | 0 | 42123.6558 | 0 | 0 | 0 | 0 | 0 | 0 | 0 | 131438.2195 | 0 | 0 | 0 | 18817.3245 | 0 | 0
2016-12-05 06:00 | 0 | 0 | 0 | 0 | 123910.7156 | 0 | 385515 | 0 | 0 | 0 | 728014.4719 | 0 | 0 | 0 | 0 | 0 | 0 | 0 | 0 | 0 | 0 | 8278426.3869 | 0 | 0 | 0 | 0 | -148983.3894 | 0 | 0 | 0 | 0 | 0 | 0 | 0 | -131438.2195 | 0 | 0 | 0 | 18817.3245 | 0 | 0
2016-12-05 07:00 | 0 | 0 | 0 | 0 | 597153.9457 | 0 | 376224 | 0 | 0 | 0 | 798688.8735 | 0 | 0 | 0 | 0 | 0 | 0 | 131438.2195 | 0 | 0 | 0 | 8293447.1328 | 0 | 0 | 0 | 0 | 70674.4017 | 0 | 0 | 0 | 0 | 0 | 0 | 0 | 131438.2195 | 0 | 0 | 0 | 18817.3245 | 0 | 0
2016-12-05 08:00 | 0 | 0 | 0 | 0 | 111103.7156 | 0 | 372708 | 0 | 0 | 0 | 649705.4842 | 0 | 0 | 0 | 0 | 0 | 0 | 0 | 0 | 0 | 0 | 8308467.8186 | 0 | 0 | 0 | 0 | -148983.3894 | 0 | 0 | 0 | 0 | 0 | 0 | 0 | -131438.2195 | 0 | 0 | 0 | 18817.3245 | 0 | 0
2016-12-05 09:00 | 0 | 0 | 0 | 0 | 587017.0647 | 0 | 376676 | 0 | 0 | 0 | 709791.0049 | 0 | 0 | 0 | 0 | 0 | 0 | 131438.2195 | 0 | 0 | 0 | 8323488.4443 | 0 | 0 | 0 | 0 | 60085.5207 | 0 | 0 | 0 | 0 | 0 | 0 | 0 | 131438.2195 | 0 | 0 | 0 | 18817.3245 | 0 | 0
2016-12-05 10:00 | 0 | 0 | 0 | 0 | 128802.7156 | 0 | 390407 | 0 | 0 | 0 | 560807.6155 | 0 | 0 | 0 | 0 | 0 | 0 | 0 | 0 | 0 | 0 | 8338509.01 | 0 | 0 | 0 | 0 | -148983.3894 | 0 | 0 | 0 | 0 | 0 | 0 | 0 | -131438.2195 | 0 | 0 | 0 | 18817.3245 | 0 | 0
2016-12-05 11:00 | 0 | 0 | 0 | 0 | 574420.7633 | 0 | 421183 | 0 | 0 | 0 | 563789.8348 | 0 | 0 | 0 | 0 | 0 | 0 | 131438.2195 | 0 | 0 | 0 | 8353529.5155 | 0 | 0 | 0 | 0 | 2982.2193 | 0 | 0 | 0 | 0 | 0 | 0 | 0 | 131438.2195 | 0 | 0 | 0 | 18817.3245 | 0 | 0
2016-12-05 12:00 | 0 | 0 | 0 | 0 | 488194.4943 | 0 | 451832 | 0 | 0 | 0 | 712773.2242 | 0 | 0 | 0 | 0 | 0 | 0 | 0 | 0 | 0 | 0 | 8368549.961 | 0 | 0 | 0 | 0 | 148983.3894 | 0 | 0 | 0 | 0 | 0 | 0 | 0 | -131438.2195 | 0 | 0 | 0 | 18817.3245 | 0 | 0
2016-12-05 13:00 | 0 | 0 | 0 | 0 | 567963.8691 | 0 | 466587 | 0 | 0 | 0 | 663894.5493 | 0 | 0 | 0 | 0 | 0 | 0 | 131438.2195 | 0 | 0 | 0 | 8383570.3464 | 0 | 0 | 0 | 0 | -48878.6749 | 0 | 0 | 0 | 0 | 0 | 0 | 0 | 131438.2195 | 0 | 0 | 0 | 18817.3245 | 0 | 0
2016-12-05 14:00 | 0 | 0 | 0 | 0 | 127041.1099 | 85333.6058 | 473979 | 0 | 0 | 0 | 514911.1599 | 0 | 0 | 0 | 0 | 0 | 0 | 0 | 0 | 0 | 0 | 8398590.6717 | 0 | 0 | 0 | 0 | -148983.3894 | 0 | 0 | 0 | 0 | 0 | 0 | 0 | -131438.2195 | 0 | 0 | 0 | 18817.3245 | 0 | 0
2016-12-05 15:00 | 0 | 0 | 0 | 0 | 267174.9562 | 377255.7577 | 476630 | 0 | 0 | 0 | 663894.5493 | 0 | 0 | 0 | 0 | 0 | 0 | 0 | 0 | 0 | 0 | 8413610.9369 | 0 | 0 | 0 | 0 | 148983.3894 | 0 | 0 | 0 | 0 | 0 | 0 | 0 | 0 | 0 | 0 | 0 | 18817.3245 | 0 | 0
2016-12-05 16:00 | 0 | 0 | 0 | 0 | 258969.4759 | 513790.4574 | 473521 | 0 | 0 | 0 | 812877.9387 | 0 | 0 | 0 | 0 | 0 | 0 | 131438.2195 | 0 | 0 | 0 | 8428631.142 | 0 | 0 | 0 | 0 | 148983.3894 | 0 | 0 | 0 | 0 | 0 | 0 | 0 | 131438.2195 | 0 | 0 | 0 | 18817.3245 | 0 | 0
2016-12-05 17:00 | 0 | 0 | 0 | 0 | 0 | 536650.049 | 469196 | 0 | 0 | 0 | 961861.328 | 0 | 0 | 0 | 0 | 0 | 0 | 31091.5547 | 0 | 0 | 0 | 8443651.2871 | 0 | 0 | 0 | 0 | 148983.3894 | 0 | 0 | 0 | 0 | 0 | 0 | 0 | -100346.6648 | 0 | 0 | 0 | 18817.3245 | 0 | 0
2016-12-05 18:00 | 0 | 0 | 0 | 0 | 0 | 517874.2754 | 464977 | 0 | 0 | 0 | 864503.0594 | 0 | 0 | 0 | 0 | 0 | 0 | 162529.7742 | 0 | 0 | 0 | 8458671.3721 | 0 | 0 | 0 | 0 | -97358.2686 | 0 | 0 | 0 | 0 | 0 | 0 | 0 | 131438.2195 | 0 | 0 | 0 | 18817.3245 | 0 | 0
2016-12-05 19:00 | 0 | 0 | 0 | 0 | 0 | 512150.0067 | 462140 | 0 | 0 | 0 | 1013486.4488 | 0 | 0 | 0 | 0 | 0 | 0 | 44739.067 | 0 | 0 | 0 | 8473691.397 | 0 | 0 | 0 | 0 | 148983.3894 | 0 | 0 | 0 | 0 | 0 | 0 | 0 | -117790.7072 | 0 | 0 | 0 | 18817.3245 | 0 | 0
2016-12-05 20:00 | 0 | 0 | 0 | 0 | 226721.1031 | 532817.8302 | 460300 | 0 | 0 | 0 | 1162469.8382 | 0 | 0 | 0 | 0 | 0 | 0 | 176177.2865 | 0 | 0 | 0 | 8488711.3618 | 0 | 0 | 0 | 0 | 148983.3894 | 0 | 0 | 0 | 0 | 0 | 0 | 0 | 131438.2195 | 0 | 0 | 0 | 18817.3245 | 0 | 0
2016-12-05 21:00 | 0 | 0 | 0 | 0 | 0 | 558622.0666 | 466385 | 0 | 0 | 0 | 1104451.3607 | 0 | 0 | 0 | 0 | 0 | 0 | 307615.506 | 0 | 0 | 0 | 8503731.2666 | 0 | 0 | 0 | 0 | -58018.4774 | 0 | 0 | 0 | 0 | 0 | 0 | 0 | 131438.2195 | 0 | 0 | 0 | 18817.3245 | 0 | 0
2016-12-05 22:00 | 0 | 0 | 0 | 0 | 25296.905 | 496165.5894 | 485100 | 0 | 0 | 0 | 1253434.7501 | 0 | 0 | 0 | 0 | 0 | 0 | 176177.2865 | 0 | 0 | 0 | 8518751.1112 | 0 | 0 | 0 | 0 | 148983.3894 | 0 | 0 | 0 | 0 | 0 | 0 | 0 | -131438.2195 | 0 | 0 | 0 | 18817.3245 | 0 | 0
2016-12-05 23:00 | 0 | 0 | 0 | 0 | 65325.3696 | 173291.346 | 500221 | 0 | 0 | 0 | 1104451.3607 | 0 | 0 | 0 | 0 | 0 | 0 | 44739.067 | 0 | 0 | 0 | 8533770.8958 | 0 | 0 | 0 | 0 | -148983.3894 | 0 | 0 | 0 | 0 | 0 | 0 | 0 | -131438.2195 | 0 | 0 | 0 | 18817.3245 | 0 | 0
2016-12-06 | 0 | 0 | 0 | 0 | 786151.6545 | 2129.8143 | 505617 | 0 | 0 | 0 | 1236860.2856 | 0 | 0 | 0 | 0 | 0 | 0 | 176177.2865 | 0 | 0 | 0 | 8548790.6203 | 0 | 0 | 0 | 0 | 132408.9249 | 0 | 0 | 0 | 0 | 0 | 0 | 0 | 131438.2195 | 0 | 0 | 0 | 18817.3245 | 0 | 0
2016-12-06 01:00 | 0 | 0 | 0 | 0 | 242079.7156 | 0 | 503684 | 0 | 0 | 0 | 1087876.8962 | 0 | 0 | 0 | 0 | 0 | 0 | 44739.067 | 0 | 0 | 0 | 8563810.2847 | 0 | 0 | 0 | 0 | -148983.3894 | 0 | 0 | 0 | 0 | 0 | 0 | 0 | -131438.2195 | 0 | 0 | 0 | 18817.3245 | 0 | 0
2016-12-06 02:00 | 0 | 0 | 0 | 0 | 491172.1546 | 0 | 489900 | 0 | 0 | 0 | 938893.5069 | 0 | 0 | 0 | 0 | 0 | 0 | 176177.2865 | 0 | 0 | 0 | 8578829.8891 | 0 | 0 | 0 | 0 | -148983.3894 | 0 | 0 | 0 | 0 | 0 | 0 | 0 | 131438.2195 | 0 | 0 | 0 | 18817.3245 | 0 | 0
2016-12-06 03:00 | 0 | 0 | 0 | 0 | 502661.4943 | 0 | 466299 | 0 | 0 | 0 | 1087876.8962 | 0 | 0 | 0 | 0 | 0 | 0 | 44739.067 | 0 | 0 | 0 | 8593849.4333 | 0 | 0 | 0 | 0 | 148983.3894 | 0 | 0 | 0 | 0 | 0 | 0 | 0 | -131438.2195 | 0 | 0 | 0 | 18817.3245 | 0 | 0
2016-12-06 04:00 | 0 | 0 | 0 | 0 | 441025.1546 | 0 | 439753 | 0 | 0 | 0 | 938893.5069 | 0 | 0 | 0 | 0 | 0 | 0 | 176177.2865 | 0 | 0 | 0 | 8608868.9175 | 0 | 0 | 0 | 0 | -148983.3894 | 0 | 0 | 0 | 0 | 0 | 0 | 0 | 131438.2195 | 0 | 0 | 0 | 18817.3245 | 0 | 0
2016-12-06 05:00 | 0 | 0 | 0 | 0 | 452687.4943 | 0 | 416325 | 0 | 0 | 0 | 1087876.8962 | 0 | 0 | 0 | 0 | 0 | 0 | 44739.067 | 0 | 0 | 0 | 8623888.3416 | 0 | 0 | 0 | 0 | 148983.3894 | 0 | 0 | 0 | 0 | 0 | 0 | 0 | -131438.2195 | 0 | 0 | 0 | 18817.3245 | 0 | 0
2016-12-06 06:00 | 0 | 0 | 0 | 0 | 224004.8681 | 0 | 398910 | 0 | 0 | 0 | 938893.5069 | 0 | 0 | 0 | 0 | 0 | 0 | 0 | 0 | 0 | 0 | 8638907.7057 | 0 | 0 | 0 | 0 | -148983.3894 | 0 | 0 | 0 | 0 | 0 | 0 | 0 | -44739.067 | 0 | 0 | 0 | 18817.3245 | 0 | 0
2016-12-06 07:00 | 0 | 0 | 0 | 0 | 687880.9334 | 0 | 388642 | 0 | 0 | 0 | 1087876.8962 | 0 | 0 | 0 | 0 | 0 | 0 | 131438.2195 | 0 | 0 | 0 | 8653927.0096 | 0 | 0 | 0 | 0 | 148983.3894 | 0 | 0 | 0 | 0 | 0 | 0 | 0 | 131438.2195 | 0 | 0 | 0 | 18817.3245 | 0 | 0
2016-12-06 08:00 | 0 | 0 | 0 | 0 | 121943.7156 | 0 | 383548 | 0 | 0 | 0 | 938893.5069 | 0 | 0 | 0 | 0 | 0 | 0 | 0 | 0 | 0 | 0 | 8668946.2535 | 0 | 0 | 0 | 0 | -148983.3894 | 0 | 0 | 0 | 0 | 0 | 0 | 0 | -131438.2195 | 0 | 0 | 0 | 18817.3245 | 0 | 0
2016-12-06 09:00 | 0 | 0 | 0 | 0 | 387181.1546 | 0 | 385909 | 0 | 0 | 0 | 789910.1175 | 0 | 0 | 0 | 0 | 0 | 0 | 131438.2195 | 0 | 0 | 0 | 8683965.4373 | 0 | 0 | 0 | 0 | -148983.3894 | 0 | 0 | 0 | 0 | 0 | 0 | 0 | 131438.2195 | 0 | 0 | 0 | 18817.3245 | 0 | 0
2016-12-06 10:00 | 0 | 0 | 0 | 0 | 435726.4943 | 0 | 399364 | 0 | 0 | 0 | 938893.5069 | 0 | 0 | 0 | 0 | 0 | 0 | 0 | 0 | 0 | 0 | 8698984.561 | 0 | 0 | 0 | 0 | 148983.3894 | 0 | 0 | 0 | 0 | 0 | 0 | 0 | -131438.2195 | 0 | 0 | 0 | 18817.3245 | 0 | 0
2016-12-06 11:00 | 0 | 0 | 0 | 0 | 429656.1546 | 0 | 428384 | 0 | 0 | 0 | 789910.1175 | 0 | 0 | 0 | 0 | 0 | 0 | 131438.2195 | 0 | 0 | 0 | 8714003.6247 | 0 | 0 | 0 | 0 | -148983.3894 | 0 | 0 | 0 | 0 | 0 | 0 | 0 | 131438.2195 | 0 | 0 | 0 | 18817.3245 | 0 | 0
2016-12-06 12:00 | 0 | 0 | 0 | 0 | 494019.4943 | 0 | 457657 | 0 | 0 | 0 | 938893.5069 | 0 | 0 | 0 | 0 | 0 | 0 | 0 | 0 | 0 | 0 | 8729022.6282 | 0 | 0 | 0 | 0 | 148983.3894 | 0 | 0 | 0 | 0 | 0 | 0 | 0 | -131438.2195 | 0 | 0 | 0 | 18817.3245 | 0 | 0
2016-12-06 13:00 | 0 | 0 | 0 | 0 | 340552.9351 | 0 | 470719 | 0 | 0 | 0 | 789910.1175 | 0 | 0 | 0 | 0 | 0 | 0 | 0 | 0 | 0 | 0 | 8744041.5717 | 0 | 0 | 0 | 0 | -148983.3894 | 0 | 0 | 0 | 0 | 0 | 0 | 0 | 0 | 0 | 0 | 0 | 18817.3245 | 0 | 0
2016-12-06 14:00 | 0 | 0 | 0 | 0 | 656632.1203 | 35293.3525 | 477873 | 0 | 0 | 0 | 853707.0462 | 0 | 0 | 0 | 0 | 0 | 0 | 131438.2195 | 0 | 0 | 0 | 8759060.4552 | 0 | 0 | 0 | 0 | 63796.9287 | 0 | 0 | 0 | 0 | 0 | 0 | 0 | 131438.2195 | 0 | 0 | 0 | 18817.3245 | 0 | 0
2016-12-06 15:00 | 0 | 0 | 0 | 0 | 0 | 272494.5265 | 480748 | 0 | 0 | 0 | 758074.4678 | 0 | 0 | 0 | 0 | 0 | 0 | 0 | 0 | 0 | 0 | 8774079.2785 | 0 | 0 | 0 | 0 | -95632.5784 | 0 | 0 | 0 | 0 | 0 | 0 | 0 | -131438.2195 | 0 | 0 | 0 | 18817.3245 | 0 | 0
2016-12-06 16:00 | 0 | 0 | 0 | 0 | 344268.1779 | 434498.7555 | 479528 | 0 | 0 | 0 | 907057.8572 | 0 | 0 | 0 | 0 | 0 | 0 | 131438.2195 | 0 | 0 | 0 | 8789098.0418 | 0 | 0 | 0 | 0 | 148983.3894 | 0 | 0 | 0 | 0 | 0 | 0 | 0 | 131438.2195 | 0 | 0 | 0 | 18817.3245 | 0 | 0
2016-12-06 17:00 | 0 | 0 | 0 | 0 | 0 | 478672.2514 | 475564 | 0 | 0 | 0 | 1022787.0036 | 0 | 0 | 0 | 0 | 0 | 0 | 0 | 0 | 0 | 0 | 8804116.745 | 0 | 0 | 0 | 0 | 115729.1464 | 0 | 0 | 0 | 0 | 0 | 0 | 0 | -131438.2195 | 0 | 0 | 0 | 18817.3245 | 0 | 0
2016-12-06 18:00 | 0 | 0 | 0 | 0 | 6905.8209 | 466471.3337 | 472105 | 0 | 0 | 0 | 873803.6142 | 0 | 0 | 0 | 0 | 0 | 0 | 131438.2195 | 0 | 0 | 0 | 8819135.3881 | 0 | 0 | 0 | 0 | -148983.3894 | 0 | 0 | 0 | 0 | 0 | 0 | 0 | 131438.2195 | 0 | 0 | 0 | 18817.3245 | 0 | 0
2016-12-06 19:00 | 0 | 0 | 0 | 0 | 54404.2025 | 451273.2918 | 469315 | 0 | 0 | 0 | 1022787.0036 | 0 | 0 | 0 | 0 | 0 | 0 | 0 | 0 | 0 | 0 | 8834153.9711 | 0 | 0 | 0 | 0 | 148983.3894 | 0 | 0 | 0 | 0 | 0 | 0 | 0 | -131438.2195 | 0 | 0 | 0 | 18817.3245 | 0 | 0
2016-12-06 20:00 | 0 | 0 | 0 | 0 | 317003.7758 | 451062.1575 | 468827 | 0 | 0 | 0 | 1171770.3929 | 0 | 0 | 0 | 0 | 0 | 0 | 131438.2195 | 0 | 0 | 0 | 8849172.4941 | 0 | 0 | 0 | 0 | 148983.3894 | 0 | 0 | 0 | 0 | 0 | 0 | 0 | 131438.2195 | 0 | 0 | 0 | 18817.3245 | 0 | 0
2016-12-06 21:00 | 0 | 0 | 0 | 0 | 328958.3047 | 445152.6287 | 474872 | 0 | 0 | 0 | 1320753.7823 | 0 | 0 | 0 | 0 | 0 | 0 | 262876.439 | 0 | 0 | 0 | 8864190.957 | 0 | 0 | 0 | 0 | 148983.3894 | 0 | 0 | 0 | 0 | 0 | 0 | 0 | 131438.2195 | 0 | 0 | 0 | 18817.3245 | 0 | 0
2016-12-06 22:00 | 0 | 0 | 0 | 0 | 144394.5668 | 381935.9276 | 489968 | 0 | 0 | 0 | 1469737.1717 | 0 | 0 | 0 | 0 | 0 | 0 | 131438.2195 | 0 | 0 | 0 | 8879209.3598 | 0 | 0 | 0 | 0 | 148983.3894 | 0 | 0 | 0 | 0 | 0 | 0 | 0 | -131438.2195 | 0 | 0 | 0 | 18817.3245 | 0 | 0
2016-12-06 23:00 | 0 | 0 | 0 | 0 | 332152.1399 | 172764.0147 | 503644 | 0 | 0 | 0 | 1320753.7823 | 0 | 0 | 0 | 0 | 0 | 0 | 262876.439 | 0 | 0 | 0 | 8894227.7026 | 0 | 0 | 0 | 0 | -148983.3894 | 0 | 0 | 0 | 0 | 0 | 0 | 0 | 131438.2195 | 0 | 0 | 0 | 18817.3245 | 0 | 0
2016-12-07 | 0 | 0 | 0 | 0 | 528909.3708 | 1823.5425 | 509312 | 0 | 0 | 0 | 1387865.187 | 0 | 0 | 0 | 0 | 0 | 0 | 198368.623 | 0 | 0 | 0 | 8909245.9852 | 0 | 0 | 0 | 0 | 67111.4047 | 0 | 0 | 0 | 0 | 0 | 0 | 0 | -64507.816 | 0 | 0 | 0 | 18817.3245 | 0 | 0
2016-12-07 01:00 | 0 | 0 | 0 | 0 | 245648.7156 | 0 | 507253 | 0 | 0 | 0 | 1238881.7977 | 0 | 0 | 0 | 0 | 0 | 0 | 66930.4035 | 0 | 0 | 0 | 8924264.2078 | 0 | 0 | 0 | 0 | -148983.3894 | 0 | 0 | 0 | 0 | 0 | 0 | 0 | -131438.2195 | 0 | 0 | 0 | 18817.3245 | 0 | 0
2016-12-07 02:00 | 0 | 0 | 0 | 0 | 539766.669 | 0 | 494187 | 0 | 0 | 0 | 1134205.9227 | 0 | 0 | 0 | 0 | 0 | 0 | 198368.623 | 0 | 0 | 0 | 8939282.3704 | 0 | 0 | 0 | 0 | -104675.875 | 0 | 0 | 0 | 0 | 0 | 0 | 0 | 131438.2195 | 0 | 0 | 0 | 18817.3245 | 0 | 0
2016-12-07 03:00 | 0 | 0 | 0 | 0 | 538762.095 | 0 | 471487 | 0 | 0 | 0 | 1051225.4737 | 0 | 0 | 0 | 0 | 0 | 0 | 329806.8425 | 0 | 0 | 0 | 8954300.4728 | 0 | 0 | 0 | 0 | -82980.449 | 0 | 0 | 0 | 0 | 0 | 0 | 0 | 131438.2195 | 0 | 0 | 0 | 18817.3245 | 0 | 0
2016-12-07 04:00 | 0 | 0 | 0 | 0 | 185494.7156 | 0 | 447099 | 0 | 0 | 0 | 902242.0844 | 0 | 0 | 0 | 0 | 0 | 0 | 198368.623 | 0 | 0 | 0 | 8969318.5152 | 0 | 0 | 0 | 0 | -148983.3894 | 0 | 0 | 0 | 0 | 0 | 0 | 0 | -131438.2195 | 0 | 0 | 0 | 18817.3245 | 0 | 0
2016-12-07 05:00 | 0 | 0 | 0 | 0 | 541993.5454 | 0 | 425025 | 0 | 0 | 0 | 1051225.4737 | 0 | 0 | 0 | 0 | 0 | 0 | 147536.4546 | 0 | 0 | 0 | 8984336.4975 | 0 | 0 | 0 | 0 | 148983.3894 | 0 | 0 | 0 | 0 | 0 | 0 | 0 | -50832.1685 | 0 | 0 | 0 | 18817.3245 | 0 | 0
2016-12-07 06:00 | 0 | 0 | 0 | 0 | 542429.8222 | 0 | 407421 | 0 | 0 | 0 | 1035978.7519 | 0 | 0 | 0 | 0 | 0 | 0 | 278974.6741 | 0 | 0 | 0 | 8999354.4198 | 0 | 0 | 0 | 0 | -15246.7218 | 0 | 0 | 0 | 0 | 0 | 0 | 0 | 131438.2195 | 0 | 0 | 0 | 18817.3245 | 0 | 0
2016-12-07 07:00 | 0 | 0 | 0 | 0 | 135424.7156 | 0 | 397029 | 0 | 0 | 0 | 886995.3625 | 0 | 0 | 0 | 0 | 0 | 0 | 147536.4546 | 0 | 0 | 0 | 9014372.2819 | 0 | 0 | 0 | 0 | -148983.3894 | 0 | 0 | 0 | 0 | 0 | 0 | 0 | -131438.2195 | 0 | 0 | 0 | 18817.3245 | 0 | 0
2016-12-07 08:00 | 0 | 0 | 0 | 0 | 544813.4788 | 0 | 393111 | 0 | 0 | 0 | 1035978.7519 | 0 | 0 | 0 | 0 | 0 | 0 | 131438.2195 | 0 | 0 | 0 | 9029390.084 | 0 | 0 | 0 | 0 | 148983.3894 | 0 | 0 | 0 | 0 | 0 | 0 | 0 | -16098.2351 | 0 | 0 | 0 | 18817.3245 | 0 | 0
2016-12-07 09:00 | 0 | 0 | 0 | 0 | 134022.7156 | 0 | 395627 | 0 | 0 | 0 | 886995.3625 | 0 | 0 | 0 | 0 | 0 | 0 | 0 | 0 | 0 | 0 | 9044407.8261 | 0 | 0 | 0 | 0 | -148983.3894 | 0 | 0 | 0 | 0 | 0 | 0 | 0 | -131438.2195 | 0 | 0 | 0 | 18817.3245 | 0 | 0
2016-12-07 10:00 | 0 | 0 | 0 | 0 | 548700.0667 | 0 | 408777 | 0 | 0 | 0 | 876662.8853 | 0 | 0 | 0 | 0 | 0 | 0 | 131438.2195 | 0 | 0 | 0 | 9059425.508 | 0 | 0 | 0 | 0 | -10332.4773 | 0 | 0 | 0 | 0 | 0 | 0 | 0 | 131438.2195 | 0 | 0 | 0 | 18817.3245 | 0 | 0
2016-12-07 11:00 | 0 | 0 | 0 | 0 | 177000.7156 | 0 | 438605 | 0 | 0 | 0 | 727679.4959 | 0 | 0 | 0 | 0 | 0 | 0 | 0 | 0 | 0 | 0 | 9074443.1299 | 0 | 0 | 0 | 0 | -148983.3894 | 0 | 0 | 0 | 0 | 0 | 0 | 0 | -131438.2195 | 0 | 0 | 0 | 18817.3245 | 0 | 0
2016-12-07 12:00 | 0 | 0 | 0 | 0 | 545961.9331 | 0 | 468836 | 0 | 0 | 0 | 654549.885 | 0 | 0 | 0 | 0 | 0 | 0 | 131438.2195 | 0 | 0 | 0 | 9089460.6917 | 0 | 0 | 0 | 0 | -73129.6109 | 0 | 0 | 0 | 0 | 0 | 0 | 0 | 131438.2195 | 0 | 0 | 0 | 18817.3245 | 0 | 0
2016-12-07 13:00 | 0 | 0 | 0 | 0 | 543237.2979 | 0 | 480119 | 0 | 0 | 0 | 601702.8606 | 0 | 0 | 0 | 0 | 0 | 0 | 228586.2173 | 0 | 0 | 0 | 9104478.1935 | 0 | 0 | 0 | 0 | -52847.0244 | 0 | 0 | 0 | 0 | 0 | 0 | 0 | 97147.9978 | 0 | 0 | 0 | 18817.3245 | 0 | 0
2016-12-07 14:00 | 0 | 0 | 0 | 0 | 523378.2277 | 30894.4883 | 483620 | 0 | 0 | 0 | 750686.25 | 0 | 0 | 0 | 0 | 0 | 0 | 131438.2195 | 0 | 0 | 0 | 9119495.6351 | 0 | 0 | 0 | 0 | 148983.3894 | 0 | 0 | 0 | 0 | 0 | 0 | 0 | -97147.9978 | 0 | 0 | 0 | 18817.3245 | 0 | 0
2016-12-07 15:00 | 0 | 0 | 0 | 0 | 0 | 303240.0781 | 482502 | 0 | 0 | 0 | 684045.2231 | 0 | 0 | 0 | 0 | 0 | 0 | 0 | 0 | 0 | 0 | 9134513.0167 | 0 | 0 | 0 | 0 | -66641.0268 | 0 | 0 | 0 | 0 | 0 | 0 | 0 | -131438.2195 | 0 | 0 | 0 | 18817.3245 | 0 | 0
2016-12-07 16:00 | 0 | 0 | 0 | 0 | 318033.7509 | 458744.1824 | 477539 | 0 | 0 | 0 | 833028.6125 | 0 | 0 | 0 | 0 | 0 | 0 | 131438.2195 | 0 | 0 | 0 | 9149530.3383 | 0 | 0 | 0 | 0 | 148983.3894 | 0 | 0 | 0 | 0 | 0 | 0 | 0 | 131438.2195 | 0 | 0 | 0 | 18817.3245 | 0 | 0
2016-12-07 17:00 | 0 | 0 | 0 | 0 | 0 | 481884.8527 | 472931 | 0 | 0 | 0 | 954603.3603 | 0 | 0 | 0 | 0 | 0 | 0 | 0 | 0 | 0 | 0 | 9164547.5997 | 0 | 0 | 0 | 0 | 121574.7478 | 0 | 0 | 0 | 0 | 0 | 0 | 0 | -131438.2195 | 0 | 0 | 0 | 18817.3245 | 0 | 0
2016-12-07 18:00 | 0 | 0 | 0 | 0 | 8620.3107 | 461197.844 | 468546 | 0 | 0 | 0 | 805619.9709 | 0 | 0 | 0 | 0 | 0 | 0 | 131438.2195 | 0 | 0 | 0 | 9179564.8011 | 0 | 0 | 0 | 0 | -148983.3894 | 0 | 0 | 0 | 0 | 0 | 0 | 0 | 131438.2195 | 0 | 0 | 0 | 18817.3245 | 0 | 0
2016-12-07 19:00 | 0 | 0 | 0 | 0 | 56139.3623 | 446049.1321 | 465826 | 0 | 0 | 0 | 954603.3603 | 0 | 0 | 0 | 0 | 0 | 0 | 0 | 0 | 0 | 0 | 9194581.9425 | 0 | 0 | 0 | 0 | 148983.3894 | 0 | 0 | 0 | 0 | 0 | 0 | 0 | -131438.2195 | 0 | 0 | 0 | 18817.3245 | 0 | 0
2016-12-07 20:00 | 0 | 0 | 0 | 0 | 314624.1477 | 449416.7856 | 464802 | 0 | 0 | 0 | 1103586.7496 | 0 | 0 | 0 | 0 | 0 | 0 | 131438.2195 | 0 | 0 | 0 | 9209599.0237 | 0 | 0 | 0 | 0 | 148983.3894 | 0 | 0 | 0 | 0 | 0 | 0 | 0 | 131438.2195 | 0 | 0 | 0 | 18817.3245 | 0 | 0
2016-12-07 21:00 | 0 | 0 | 0 | 0 | 60877.3988 | 446049.0956 | 470564 | 0 | 0 | 0 | 1252570.139 | 0 | 0 | 0 | 0 | 0 | 0 | 0 | 0 | 0 | 0 | 9224616.0449 | 0 | 0 | 0 | 0 | 148983.3894 | 0 | 0 | 0 | 0 | 0 | 0 | 0 | -131438.2195 | 0 | 0 | 0 | 18817.3245 | 0 | 0
2016-12-07 22:00 | 0 | 0 | 0 | 0 | 109516.0657 | 382550.0889 | 490794 | 0 | 0 | 0 | 1103586.7496 | 0 | 0 | 0 | 0 | 0 | 0 | 131438.2195 | 0 | 0 | 0 | 9239633.006 | 0 | 0 | 0 | 0 | -148983.3894 | 0 | 0 | 0 | 0 | 0 | 0 | 0 | 131438.2195 | 0 | 0 | 0 | 18817.3245 | 0 | 0
2016-12-07 23:00 | 0 | 0 | 0 | 0 | 414513.406 | 130754.0884 | 508905 | 0 | 0 | 0 | 1252570.139 | 0 | 0 | 0 | 0 | 0 | 0 | 0 | 0 | 0 | 0 | 9254649.9071 | 0 | 0 | 0 | 0 | 148983.3894 | 0 | 0 | 0 | 0 | 0 | 0 | 0 | -131438.2195 | 0 | 0 | 0 | 18817.3245 | 0 | 0
2016-12-08 | 0 | 0 | 0 | 0 | 647025.542 | 1628.974 | 515767 | 0 | 0 | 0 | 1235202.111 | 0 | 0 | 0 | 0 | 0 | 0 | 131438.2195 | 0 | 0 | 0 | 9269666.7481 | 0 | 0 | 0 | 0 | -17368.0281 | 0 | 0 | 0 | 0 | 0 | 0 | 0 | 131438.2195 | 0 | 0 | 0 | 18817.3245 | 0 | 0
2016-12-08 01:00 | 0 | 0 | 0 | 0 | 254192.7156 | 0 | 515797 | 0 | 0 | 0 | 1086218.7216 | 0 | 0 | 0 | 0 | 0 | 0 | 0 | 0 | 0 | 0 | 9284683.529 | 0 | 0 | 0 | 0 | -148983.3894 | 0 | 0 | 0 | 0 | 0 | 0 | 0 | -131438.2195 | 0 | 0 | 0 | 18817.3245 | 0 | 0
2016-12-08 02:00 | 0 | 0 | 0 | 0 | 631839.1787 | 0 | 504234 | 0 | 0 | 0 | 1063568.3563 | 0 | 0 | 0 | 0 | 0 | 0 | 131438.2195 | 0 | 0 | 0 | 9299700.2498 | 0 | 0 | 0 | 0 | -22650.3653 | 0 | 0 | 0 | 0 | 0 | 0 | 0 | 131438.2195 | 0 | 0 | 0 | 18817.3245 | 0 | 0
2016-12-08 03:00 | 0 | 0 | 0 | 0 | 615117.5309 | 0 | 483118 | 0 | 0 | 0 | 1212551.7457 | 0 | 0 | 0 | 0 | 0 | 0 | 95637.0365 | 0 | 0 | 0 | 9314716.9106 | 0 | 0 | 0 | 0 | 148983.3894 | 0 | 0 | 0 | 0 | 0 | 0 | 0 | -35801.183 | 0 | 0 | 0 | 18817.3245 | 0 | 0
2016-12-08 04:00 | 0 | 0 | 0 | 0 | 597507.2021 | 0 | 458668 | 0 | 0 | 0 | 1361535.135 | 0 | 0 | 0 | 0 | 0 | 0 | 66675.5248 | 0 | 0 | 0 | 9329733.5113 | 0 | 0 | 0 | 0 | 148983.3894 | 0 | 0 | 0 | 0 | 0 | 0 | 0 | -28961.5118 | 0 | 0 | 0 | 18817.3245 | 0 | 0
2016-12-08 05:00 | 0 | 0 | 0 | 0 | 588270.7727 | 0 | 436373 | 0 | 0 | 0 | 1363177.3637 | 0 | 0 | 0 | 0 | 0 | 0 | 198113.7443 | 0 | 0 | 0 | 9344750.052 | 0 | 0 | 0 | 0 | 1642.2287 | 0 | 0 | 0 | 0 | 0 | 0 | 0 | 131438.2195 | 0 | 0 | 0 | 18817.3245 | 0 | 0
2016-12-08 06:00 | 0 | 0 | 0 | 0 | 159038.7156 | 0 | 420643 | 0 | 0 | 0 | 1214193.9743 | 0 | 0 | 0 | 0 | 0 | 0 | 66675.5248 | 0 | 0 | 0 | 9359766.5326 | 0 | 0 | 0 | 0 | -148983.3894 | 0 | 0 | 0 | 0 | 0 | 0 | 0 | -131438.2195 | 0 | 0 | 0 | 18817.3245 | 0 | 0
2016-12-08 07:00 | 0 | 0 | 0 | 0 | 578290.1301 | 0 | 410867 | 0 | 0 | 0 | 1363177.3637 | 0 | 0 | 0 | 0 | 0 | 0 | 66297.941 | 0 | 0 | 0 | 9374782.9531 | 0 | 0 | 0 | 0 | 148983.3894 | 0 | 0 | 0 | 0 | 0 | 0 | 0 | -377.5838 | 0 | 0 | 0 | 18817.3245 | 0 | 0
2016-12-08 08:00 | 0 | 0 | 0 | 0 | 569080.93 | 0 | 406984 | 0 | 0 | 0 | 1375018.7498 | 0 | 0 | 0 | 0 | 0 | 0 | 197736.1605 | 0 | 0 | 0 | 9389799.3136 | 0 | 0 | 0 | 0 | 11841.386 | 0 | 0 | 0 | 0 | 0 | 0 | 0 | 131438.2195 | 0 | 0 | 0 | 18817.3245 | 0 | 0
2016-12-08 09:00 | 0 | 0 | 0 | 0 | 411960.1546 | 0 | 410688 | 0 | 0 | 0 | 1226035.3604 | 0 | 0 | 0 | 0 | 0 | 0 | 329174.38 | 0 | 0 | 0 | 9404815.6139 | 0 | 0 | 0 | 0 | -148983.3894 | 0 | 0 | 0 | 0 | 0 | 0 | 0 | 131438.2195 | 0 | 0 | 0 | 18817.3245 | 0 | 0
2016-12-08 10:00 | 0 | 0 | 0 | 0 | 542726.7448 | 0 | 425576 | 0 | 0 | 0 | 1375018.7498 | 0 | 0 | 0 | 0 | 0 | 0 | 278524.411 | 0 | 0 | 0 | 9419831.8543 | 0 | 0 | 0 | 0 | 148983.3894 | 0 | 0 | 0 | 0 | 0 | 0 | 0 | -50649.969 | 0 | 0 | 0 | 18817.3245 | 0 | 0
2016-12-08 11:00 | 0 | 0 | 0 | 0 | 526626.1941 | 0 | 455738 | 0 | 0 | 0 | 1524002.1391 | 0 | 0 | 0 | 0 | 0 | 0 | 181611.8912 | 0 | 0 | 0 | 9434848.0345 | 0 | 0 | 0 | 0 | 148983.3894 | 0 | 0 | 0 | 0 | 0 | 0 | 0 | -96912.5198 | 0 | 0 | 0 | 18817.3245 | 0 | 0
2016-12-08 12:00 | 0 | 0 | 0 | 0 | 224996.7156 | 0 | 486601 | 0 | 0 | 0 | 1375018.7498 | 0 | 0 | 0 | 0 | 0 | 0 | 50173.6717 | 0 | 0 | 0 | 9449864.1547 | 0 | 0 | 0 | 0 | -148983.3894 | 0 | 0 | 0 | 0 | 0 | 0 | 0 | -131438.2195 | 0 | 0 | 0 | 18817.3245 | 0 | 0
2016-12-08 13:00 | 0 | 0 | 0 | 0 | 480771.1748 | 0 | 499919 | 0 | 0 | 0 | 1255789.0523 | 0 | 0 | 0 | 0 | 0 | 0 | 131438.2195 | 0 | 0 | 0 | 9464880.2149 | 0 | 0 | 0 | 0 | -119229.6975 | 0 | 0 | 0 | 0 | 0 | 0 | 0 | 81264.5478 | 0 | 0 | 0 | 18817.3245 | 0 | 0
2016-12-08 14:00 | 0 | 0 | 0 | 0 | 468479.1045 | 35614.9553 | 505890 | 0 | 0 | 0 | 1366614.007 | 0 | 0 | 0 | 0 | 0 | 0 | 0 | 0 | 0 | 0 | 9479896.2149 | 0 | 0 | 0 | 0 | 110824.9548 | 0 | 0 | 0 | 0 | 0 | 0 | 0 | -131438.2195 | 0 | 0 | 0 | 18817.3245 | 0 | 0
2016-12-08 15:00 | 0 | 0 | 0 | 0 | 473526.5707 | 302180.371 | 507576 | 0 | 0 | 0 | 1484489.4047 | 0 | 0 | 0 | 0 | 0 | 0 | 131438.2195 | 0 | 0 | 0 | 9494912.1549 | 0 | 0 | 0 | 0 | 117875.3977 | 0 | 0 | 0 | 0 | 0 | 0 | 0 | 131438.2195 | 0 | 0 | 0 | 18817.3245 | 0 | 0
2016-12-08 16:00 | 0 | 0 | 0 | 0 | 0 | 440650.509 | 504190 | 0 | 0 | 0 | 1531231.4942 | 0 | 0 | 0 | 0 | 0 | 0 | 2339.3145 | 0 | 0 | 0 | 9509928.0349 | 0 | 0 | 0 | 0 | 46742.0894 | 0 | 0 | 0 | 0 | 0 | 0 | 0 | -129098.905 | 0 | 0 | 0 | 18817.3245 | 0 | 0
2016-12-08 17:00 | 0 | 0 | 0 | 0 | 328598.7758 | 470458.1576 | 499818 | 0 | 0 | 0 | 1680214.8835 | 0 | 0 | 0 | 0 | 0 | 0 | 133777.534 | 0 | 0 | 0 | 9524943.8547 | 0 | 0 | 0 | 0 | 148983.3894 | 0 | 0 | 0 | 0 | 0 | 0 | 0 | 131438.2195 | 0 | 0 | 0 | 18817.3245 | 0 | 0
2016-12-08 18:00 | 0 | 0 | 0 | 0 | 263210.7916 | 457350.3731 | 496188 | 0 | 0 | 0 | 1829198.2729 | 0 | 0 | 0 | 0 | 0 | 0 | 190349.9849 | 0 | 0 | 0 | 9539959.6145 | 0 | 0 | 0 | 0 | 148983.3894 | 0 | 0 | 0 | 0 | 0 | 0 | 0 | 56572.4509 | 0 | 0 | 0 | 18817.3245 | 0 | 0
2016-12-08 19:00 | 0 | 0 | 0 | 0 | 316222.3659 | 446807.459 | 493982 | 0 | 0 | 0 | 1947990.5538 | 0 | 0 | 0 | 0 | 0 | 0 | 321788.2044 | 0 | 0 | 0 | 9554975.3143 | 0 | 0 | 0 | 0 | 118792.2809 | 0 | 0 | 0 | 0 | 0 | 0 | 0 | 131438.2195 | 0 | 0 | 0 | 18817.3245 | 0 | 0
2016-12-08 20:00 | 0 | 0 | 0 | 0 | 294594.8259 | 454375.1216 | 492492 | 0 | 0 | 0 | 2054212.9573 | 0 | 0 | 0 | 0 | 0 | 0 | 453226.4239 | 0 | 0 | 0 | 9569990.954 | 0 | 0 | 0 | 0 | 106222.4035 | 0 | 0 | 0 | 0 | 0 | 0 | 0 | 131438.2195 | 0 | 0 | 0 | 18817.3245 | 0 | 0
2016-12-08 21:00 | 0 | 0 | 0 | 0 | 268445.2308 | 459974.786 | 500117 | 0 | 0 | 0 | 2203196.3467 | 0 | 0 | 0 | 0 | 0 | 0 | 513728.7269 | 0 | 0 | 0 | 9585006.5336 | 0 | 0 | 0 | 0 | 148983.3894 | 0 | 0 | 0 | 0 | 0 | 0 | 0 | 60502.303 | 0 | 0 | 0 | 18817.3245 | 0 | 0
2016-12-08 22:00 | 0 | 0 | 0 | 0 | 234288.9186 | 390675.4478 | 522102 | 0 | 0 | 0 | 2287241.3885 | 0 | 0 | 0 | 0 | 0 | 0 | 513728.7269 | 0 | 0 | 0 | 9600022.0532 | 0 | 0 | 0 | 0 | 84045.0419 | 0 | 0 | 0 | 0 | 0 | 0 | 0 | 0 | 0 | 0 | 0 | 18817.3245 | 0 | 0
2016-12-08 23:00 | 0 | 0 | 0 | 0 | 229496.0247 | 145685.8605 | 540306 | 0 | 0 | 0 | 2234750.8406 | 0 | 0 | 0 | 0 | 0 | 0 | 513728.7269 | 0 | 0 | 0 | 9405787.8482 | 0 | 0 | 0 | 0 | -52490.548 | 0 | 0 | 0 | 0 | 0 | 0 | 0 | 0 | 0 | 0 | 0 | 0 | 194195.8048 | 0
2016-12-09 | 0 | 0 | 0 | 0 | 230935.7574 | 897.823 | 548078 | 0 | 0 | 0 | 2085767.4512 | 0 | 0 | 0 | 0 | 0 | 0 | 459101.2635 | 0 | 0 | 0 | 9211554.4202 | 0 | 0 | 0 | 0 | -148983.3894 | 0 | 0 | 0 | 0 | 0 | 0 | 0 | -54627.4634 | 0 | 0 | 0 | 0 | 194195.8048 | 0
2016-12-09 01:00 | 0 | 0 | 0 | 0 | 222704.1545 | 0 | 548669 | 0 | 0 | 0 | 1936784.0618 | 0 | 0 | 0 | 0 | 0 | 0 | 394753.3742 | 0 | 0 | 0 | 9017321.7692 | 0 | 0 | 0 | 0 | -148983.3894 | 0 | 0 | 0 | 0 | 0 | 0 | 0 | -64347.8893 | 0 | 0 | 0 | 0 | 194195.8048 | 0
2016-12-09 02:00 | 0 | 0 | 0 | 0 | 206914.9594 | 0 | 537696 | 0 | 0 | 0 | 1787800.6724 | 0 | 0 | 0 | 0 | 0 | 0 | 325589.2898 | 0 | 0 | 0 | 8823089.895 | 0 | 0 | 0 | 0 | -148983.3894 | 0 | 0 | 0 | 0 | 0 | 0 | 0 | -69164.0844 | 0 | 0 | 0 | 0 | 194195.8048 | 0
2016-12-09 03:00 | 0 | 0 | 0 | 0 | 192807.6148 | 0 | 516390 | 0 | 0 | 0 | 1638817.2831 | 0 | 0 | 0 | 0 | 0 | 0 | 263623.8608 | 0 | 0 | 0 | 8628858.7978 | 0 | 0 | 0 | 0 | -148983.3894 | 0 | 0 | 0 | 0 | 0 | 0 | 0 | -61965.429 | 0 | 0 | 0 | 0 | 194195.8048 | 0
2016-12-09 04:00 | 0 | 0 | 0 | 0 | 188456.7557 | 0 | 492244 | 0 | 0 | 0 | 1489833.8937 | 0 | 0 | 0 | 0 | 0 | 0 | 221453.5727 | 0 | 0 | 0 | 8434628.4775 | 0 | 0 | 0 | 0 | -148983.3894 | 0 | 0 | 0 | 0 | 0 | 0 | 0 | -42170.2881 | 0 | 0 | 0 | 0 | 194195.8048 | 0
2016-12-09 05:00 | 0 | 0 | 0 | 0 | 191154.2964 | 0 | 472568 | 0 | 0 | 0 | 1340850.5043 | 0 | 0 | 0 | 0 | 0 | 0 | 201656.8253 | 0 | 0 | 0 | 8240398.9342 | 0 | 0 | 0 | 0 | -148983.3894 | 0 | 0 | 0 | 0 | 0 | 0 | 0 | -19796.7474 | 0 | 0 | 0 | 0 | 194195.8048 | 0
2016-12-09 06:00 | 0 | 0 | 0 | 0 | 197856.8749 | 0 | 457516 | 0 | 0 | 0 | 1191867.115 | 0 | 0 | 0 | 0 | 0 | 0 | 203614.6565 | 0 | 0 | 0 | 8046170.1677 | 0 | 0 | 0 | 0 | -148983.3894 | 0 | 0 | 0 | 0 | 0 | 0 | 0 | 1957.8311 | 0 | 0 | 0 | 0 | 194195.8048 | 0
2016-12-09 07:00 | 0 | 0 | 0 | 0 | 200188.1822 | 0 | 449077 | 0 | 0 | 0 | 1042883.7256 | 0 | 0 | 0 | 0 | 0 | 0 | 216342.7948 | 0 | 0 | 0 | 7851942.1782 | 0 | 0 | 0 | 0 | -148983.3894 | 0 | 0 | 0 | 0 | 0 | 0 | 0 | 12728.1384 | 0 | 0 | 0 | 0 | 194195.8048 | 0
2016-12-09 08:00 | 0 | 0 | 0 | 0 | 204136.7198 | 0 | 446304 | 0 | 0 | 0 | 893900.3362 | 0 | 0 | 0 | 0 | 0 | 0 | 235792.4709 | 0 | 0 | 0 | 7657714.9656 | 0 | 0 | 0 | 0 | -148983.3894 | 0 | 0 | 0 | 0 | 0 | 0 | 0 | 19449.676 | 0 | 0 | 0 | 0 | 194195.8048 | 0
2016-12-09 09:00 | 0 | 0 | 0 | 0 | 202666.9818 | 0 | 449959 | 0 | 0 | 0 | 744916.9469 | 0 | 0 | 0 | 0 | 0 | 0 | 250117.4089 | 0 | 0 | 0 | 7463488.5299 | 0 | 0 | 0 | 0 | -148983.3894 | 0 | 0 | 0 | 0 | 0 | 0 | 0 | 14324.938 | 0 | 0 | 0 | 0 | 194195.8048 | 0
2016-12-09 10:00 | 0 | 0 | 0 | 0 | 195577.3823 | 0 | 463778 | 0 | 0 | 0 | 595933.5575 | 0 | 0 | 0 | 0 | 0 | 0 | 243533.7474 | 0 | 0 | 0 | 7269262.8711 | 0 | 0 | 0 | 0 | -148983.3894 | 0 | 0 | 0 | 0 | 0 | 0 | 0 | -6583.6615 | 0 | 0 | 0 | 0 | 194195.8048 | 0
2016-12-09 11:00 | 0 | 0 | 0 | 0 | 189401.6517 | 0 | 495626 | 0 | 0 | 0 | 446950.1681 | 0 | 0 | 0 | 0 | 0 | 0 | 198926.3553 | 0 | 0 | 0 | 7075037.9892 | 0 | 0 | 0 | 0 | -148983.3894 | 0 | 0 | 0 | 0 | 0 | 0 | 0 | -44607.3921 | 0 | 0 | 0 | 0 | 194195.8048 | 0
2016-12-09 12:00 | 0 | 0 | 0 | 0 | 183139.0381 | 0 | 525030 | 0 | 0 | 0 | 297966.7787 | 0 | 0 | 0 | 0 | 0 | 0 | 118652.3496 | 0 | 0 | 0 | 6880813.8842 | 0 | 0 | 0 | 0 | -148983.3894 | 0 | 0 | 0 | 0 | 0 | 0 | 0 | -80274.0057 | 0 | 0 | 0 | 0 | 194195.8048 | 0
2016-12-09 13:00 | 0 | 0 | 0 | 0 | 179746.0683 | 0 | 533803 | 0 | 0 | 0 | 148983.3894 | 0 | 0 | 0 | 0 | 0 | 0 | 26212.3741 | 0 | 0 | 0 | 6686590.5561 | 0 | 0 | 0 | 0 | -148983.3894 | 0 | 0 | 0 | 0 | 0 | 0 | 0 | -92439.9756 | 0 | 0 | 0 | 0 | 194195.8048 | 0
2016-12-09 14:00 | 0 | 0 | 0 | 0 | 172843.9037 | 72670.766 | 533344 | 0 | 0 | 0 | 0 | 0 | 0 | 0 | 0 | 0 | 0 | 0 | 0 | 0 | 0 | 6492368.0049 | 0 | 0 | 0 | 0 | -148983.3894 | 0 | 0 | 0 | 0 | 0 | 0 | 0 | -26212.3741 | 0 | 0 | 0 | 0 | 194195.8048 | 0
2016-12-09 15:00 | 0 | 0 | 0 | 0 | 184780.5514 | 327918.7994 | 528271 | 0 | 0 | 0 | 97061.9176 | 0 | 0 | 0 | 0 | 0 | 0 | 0 | 0 | 0 | 0 | 6298146.2305 | 0 | 0 | 0 | 0 | 97061.9176 | 0 | 0 | 0 | 0 | 0 | 0 | 0 | 0 | 0 | 0 | 0 | 0 | 194195.8048 | 0
2016-12-09 16:00 | 0 | 0 | 0 | 0 | 183340.9487 | 439424.8591 | 518734 | 0 | 0 | 0 | 246045.307 | 0 | 0 | 0 | 0 | 0 | 0 | 67681.9852 | 0 | 0 | 0 | 6103925.2331 | 0 | 0 | 0 | 0 | 148983.3894 | 0 | 0 | 0 | 0 | 0 | 0 | 0 | 67681.9852 | 0 | 0 | 0 | 0 | 194195.8048 | 0
2016-12-09 17:00 | 0 | 0 | 0 | 0 | 173774.1922 | 459070.5465 | 508481 | 0 | 0 | 0 | 395028.6963 | 0 | 0 | 0 | 0 | 0 | 0 | 155695.9014 | 0 | 0 | 0 | 5909705.0126 | 0 | 0 | 0 | 0 | 148983.3894 | 0 | 0 | 0 | 0 | 0 | 0 | 0 | 88013.9162 | 0 | 0 | 0 | 0 | 194195.8048 | 0
2016-12-09 18:00 | 0 | 0 | 0 | 0 | 167646.6906 | 452361.7403 | 499720 | 0 | 0 | 0 | 544012.0857 | 0 | 0 | 0 | 0 | 0 | 0 | 239634.5097 | 0 | 0 | 0 | 5715485.5689 | 0 | 0 | 0 | 0 | 148983.3894 | 0 | 0 | 0 | 0 | 0 | 0 | 0 | 83938.6083 | 0 | 0 | 0 | 0 | 194195.8048 | 0
2016-12-09 19:00 | 0 | 0 | 0 | 0 | 160680.2316 | 457174.6315 | 493059 | 0 | 0 | 0 | 692995.4751 | 0 | 0 | 0 | 0 | 0 | 0 | 328080.5503 | 0 | 0 | 0 | 5521266.9021 | 0 | 0 | 0 | 0 | 148983.3894 | 0 | 0 | 0 | 0 | 0 | 0 | 0 | 88446.0405 | 0 | 0 | 0 | 0 | 194195.8048 | 0
2016-12-09 20:00 | 0 | 0 | 0 | 0 | 151326.9462 | 476730.293 | 489983 | 0 | 0 | 0 | 841978.8645 | 0 | 0 | 0 | 0 | 0 | 0 | 429804.967 | 0 | 0 | 0 | 5327049.0122 | 0 | 0 | 0 | 0 | 148983.3894 | 0 | 0 | 0 | 0 | 0 | 0 | 0 | 101724.4167 | 0 | 0 | 0 | 0 | 194195.8048 | 0
2016-12-09 21:00 | 0 | 0 | 0 | 0 | 135531.5081 | 482390.0744 | 497648 | 0 | 0 | 0 | 990962.2538 | 0 | 0 | 0 | 0 | 0 | 0 | 513728.7269 | 0 | 0 | 0 | 5132831.8991 | 0 | 0 | 0 | 0 | 148983.3894 | 0 | 0 | 0 | 0 | 0 | 0 | 0 | 83923.7599 | 0 | 0 | 0 | 0 | 194195.8048 | 0
2016-12-09 22:00 | 0 | 0 | 0 | 0 | 138648.7102 | 412510.0527 | 518119 | 0 | 0 | 0 | 1136635.5836 | 0 | 0 | 0 | 0 | 0 | 0 | 513728.7269 | 0 | 0 | 0 | 4938615.563 | 0 | 0 | 0 | 0 | 145673.3297 | 0 | 0 | 0 | 0 | 0 | 0 | 0 | 0 | 0 | 0 | 0 | 0 | 194195.8048 | 0
2016-12-09 23:00 | 0 | 0 | 0 | 0 | 216421.7914 | 136639.8829 | 534333 | 0 | 0 | 0 | 1067997.8247 | 0 | 0 | 0 | 0 | 0 | 0 | 513728.7269 | 0 | 0 | 0 | 4744400.0036 | 0 | 0 | 0 | 0 | -68637.7589 | 0 | 0 | 0 | 0 | 0 | 0 | 0 | 0 | 0 | 0 | 0 | 0 | 194195.8048 | 0
2016-12-10 | 0 | 0 | 0 | 0 | 282336.4977 | 1635.653 | 539440 | 0 | 0 | 0 | 1056601.7617 | 0 | 0 | 0 | 0 | 0 | 0 | 382290.5074 | 0 | 0 | 0 | 4550185.2212 | 0 | 0 | 0 | 0 | -11396.063 | 0 | 0 | 0 | 0 | 0 | 0 | 0 | -131438.2195 | 0 | 0 | 0 | 0 | 194195.8048 | 0
2016-12-10 01:00 | 0 | 0 | 0 | 0 | 304731.5364 | 0 | 539358 | 0 | 0 | 0 | 907618.3723 | 0 | 0 | 0 | 0 | 0 | 0 | 409281 | 0 | 0 | 0 | 4355971.2156 | 0 | 0 | 0 | 0 | -148983.3894 | 0 | 0 | 0 | 0 | 0 | 0 | 0 | 26990.4926 | 0 | 0 | 0 | 0 | 194195.8048 | 0
2016-12-10 02:00 | 0 | 0 | 0 | 0 | 303079.6456 | 0 | 531113 | 0 | 0 | 0 | 758634.9829 | 0 | 0 | 0 | 0 | 0 | 0 | 442864.6018 | 0 | 0 | 0 | 4161757.9869 | 0 | 0 | 0 | 0 | -148983.3894 | 0 | 0 | 0 | 0 | 0 | 0 | 0 | 33583.6018 | 0 | 0 | 0 | 0 | 194195.8048 | 0
2016-12-10 03:00 | 0 | 0 | 0 | 0 | 294031.9945 | 0 | 515810 | 0 | 0 | 0 | 780928.7637 | 0 | 0 | 0 | 0 | 0 | 0 | 311426.3823 | 0 | 0 | 0 | 3967545.535 | 0 | 0 | 0 | 0 | 22293.7808 | 0 | 0 | 0 | 0 | 0 | 0 | 0 | -131438.2195 | 0 | 0 | 0 | 0 | 194195.8048 | 0
2016-12-10 04:00 | 0 | 0 | 0 | 0 | 282279.4558 | 0 | 495884 | 0 | 0 | 0 | 631945.3743 | 0 | 0 | 0 | 0 | 0 | 0 | 359438.7942 | 0 | 0 | 0 | 3773333.86 | 0 | 0 | 0 | 0 | -148983.3894 | 0 | 0 | 0 | 0 | 0 | 0 | 0 | 48012.4119 | 0 | 0 | 0 | 0 | 194195.8048 | 0
2016-12-10 05:00 | 0 | 0 | 0 | 0 | 266835.4985 | 0 | 477552 | 0 | 0 | 0 | 482961.985 | 0 | 0 | 0 | 0 | 0 | 0 | 410339.2489 | 0 | 0 | 0 | 3579122.9618 | 0 | 0 | 0 | 0 | -148983.3894 | 0 | 0 | 0 | 0 | 0 | 0 | 0 | 50900.4547 | 0 | 0 | 0 | 0 | 194195.8048 | 0
2016-12-10 06:00 | 0 | 0 | 0 | 0 | 251669.936 | 0 | 463945 | 0 | 0 | 0 | 514758.7072 | 0 | 0 | 0 | 0 | 0 | 0 | 278901.0294 | 0 | 0 | 0 | 3384912.8404 | 0 | 0 | 0 | 0 | 31796.7223 | 0 | 0 | 0 | 0 | 0 | 0 | 0 | -131438.2195 | 0 | 0 | 0 | 0 | 194195.8048 | 0
2016-12-10 07:00 | 0 | 0 | 0 | 0 | 239141.7978 | 0 | 454895 | 0 | 0 | 0 | 365775.3179 | 0 | 0 | 0 | 0 | 0 | 0 | 324764.7834 | 0 | 0 | 0 | 3190703.4959 | 0 | 0 | 0 | 0 | -148983.3894 | 0 | 0 | 0 | 0 | 0 | 0 | 0 | 45863.754 | 0 | 0 | 0 | 0 | 194195.8048 | 0
2016-12-10 08:00 | 0 | 0 | 0 | 0 | 231522.8971 | 0 | 449580 | 0 | 0 | 0 | 391790.0013 | 0 | 0 | 0 | 0 | 0 | 0 | 193326.5639 | 0 | 0 | 0 | 2996494.9283 | 0 | 0 | 0 | 0 | 26014.6834 | 0 | 0 | 0 | 0 | 0 | 0 | 0 | -131438.2195 | 0 | 0 | 0 | 0 | 194195.8048 | 0
2016-12-10 09:00 | 0 | 0 | 0 | 0 | 231415.3016 | 0 | 450270 | 0 | 0 | 0 | 242806.6119 | 0 | 0 | 0 | 0 | 0 | 0 | 236088.8217 | 0 | 0 | 0 | 2802287.1375 | 0 | 0 | 0 | 0 | -148983.3894 | 0 | 0 | 0 | 0 | 0 | 0 | 0 | 42762.2578 | 0 | 0 | 0 | 0 | 194195.8048 | 0
2016-12-10 10:00 | 0 | 0 | 0 | 0 | 237142.7312 | 0 | 455532 | 0 | 0 | 0 | 93823.2225 | 0 | 0 | 0 | 0 | 0 | 0 | 279316.5091 | 0 | 0 | 0 | 2608080.1235 | 0 | 0 | 0 | 0 | -148983.3894 | 0 | 0 | 0 | 0 | 0 | 0 | 0 | 43227.6874 | 0 | 0 | 0 | 0 | 194195.8048 | 0
2016-12-10 11:00 | 0 | 0 | 0 | 0 | 248360.6327 | 0 | 468218 | 0 | 0 | 0 | 118037.6416 | 0 | 0 | 0 | 0 | 0 | 0 | 147878.2896 | 0 | 0 | 0 | 2413873.8863 | 0 | 0 | 0 | 0 | 24214.4191 | 0 | 0 | 0 | 0 | 0 | 0 | 0 | -131438.2195 | 0 | 0 | 0 | 0 | 194195.8048 | 0
2016-12-10 12:00 | 0 | 0 | 0 | 0 | 263500.7598 | 0 | 483684 | 0 | 0 | 0 | 0 | 0 | 0 | 0 | 0 | 0 | 0 | 158366.2577 | 0 | 0 | 0 | 2219668.4259 | 0 | 0 | 0 | 0 | -118037.6416 | 0 | 0 | 0 | 0 | 0 | 0 | 0 | 10487.9682 | 0 | 0 | 0 | 0 | 194195.8048 | 0
2016-12-10 13:00 | 0 | 0 | 0 | 0 | 281191.7133 | 0 | 496268 | 0 | 0 | 0 | 28995.4996 | 0 | 0 | 0 | 0 | 0 | 0 | 26928.0382 | 0 | 0 | 0 | 2025463.7424 | 0 | 0 | 0 | 0 | 28995.4996 | 0 | 0 | 0 | 0 | 0 | 0 | 0 | -131438.2195 | 0 | 0 | 0 | 0 | 194195.8048 | 0
2016-12-10 14:00 | 0 | 0 | 0 | 0 | 263530.1117 | 67357.7836 | 499445 | 0 | 0 | 0 | 0 | 0 | 0 | 0 | 0 | 0 | 0 | 0 | 0 | 0 | 0 | 1831259.8357 | 0 | 0 | 0 | 0 | -28995.4996 | 0 | 0 | 0 | 0 | 0 | 0 | 0 | -26928.0382 | 0 | 0 | 0 | 0 | 194195.8048 | 0
2016-12-10 15:00 | 0 | 0 | 0 | 0 | 194691.3153 | 317909.0092 | 493783 | 0 | 0 | 0 | 0 | 0 | 0 | 0 | 0 | 0 | 0 | 0 | 0 | 0 | 0 | 1846306.3703 | 0 | 0 | 0 | 0 | 0 | 0 | 0 | 0 | 0 | 0 | 0 | 0 | 0 | 0 | 0 | 0 | 18817.3245 | 0 | 0
2016-12-10 16:00 | 0 | 0 | 0 | 0 | 75579.7928 | 428446.5316 | 485209 | 0 | 0 | 0 | 0 | 0 | 0 | 0 | 0 | 0 | 0 | 0 | 0 | 0 | 0 | 1861352.8446 | 0 | 0 | 0 | 0 | 0 | 0 | 0 | 0 | 0 | 0 | 0 | 0 | 0 | 0 | 0 | 0 | 18817.3245 | 0 | 0
2016-12-10 17:00 | 0 | 0 | 0 | 0 | 323987.2878 | 451162.6456 | 475911 | 0 | 0 | 0 | 148983.3894 | 0 | 0 | 0 | 0 | 0 | 0 | 131438.2195 | 0 | 0 | 0 | 1876399.2588 | 0 | 0 | 0 | 0 | 148983.3894 | 0 | 0 | 0 | 0 | 0 | 0 | 0 | 131438.2195 | 0 | 0 | 0 | 18817.3245 | 0 | 0
2016-12-10 18:00 | 0 | 0 | 0 | 0 | 59846.4081 | 442067.0863 | 465551 | 0 | 0 | 0 | 297966.7787 | 0 | 0 | 0 | 0 | 0 | 0 | 0 | 0 | 0 | 0 | 1891445.6128 | 0 | 0 | 0 | 0 | 148983.3894 | 0 | 0 | 0 | 0 | 0 | 0 | 0 | -131438.2195 | 0 | 0 | 0 | 18817.3245 | 0 | 0
2016-12-10 19:00 | 0 | 0 | 0 | 0 | 319291.2467 | 437573.6867 | 457626 | 0 | 0 | 0 | 446950.1681 | 0 | 0 | 0 | 0 | 0 | 0 | 131438.2195 | 0 | 0 | 0 | 1906491.9066 | 0 | 0 | 0 | 0 | 148983.3894 | 0 | 0 | 0 | 0 | 0 | 0 | 0 | 131438.2195 | 0 | 0 | 0 | 18817.3245 | 0 | 0
2016-12-10 20:00 | 0 | 0 | 0 | 0 | 0 | 442652.0414 | 454752 | 0 | 0 | 0 | 297966.7787 | 0 | 0 | 0 | 0 | 0 | 0 | 249504.3258 | 0 | 0 | 0 | 1921538.1402 | 0 | 0 | 0 | 0 | -148983.3894 | 0 | 0 | 0 | 0 | 0 | 0 | 0 | 118066.1063 | 0 | 0 | 0 | 18817.3245 | 0 | 0
2016-12-10 21:00 | 0 | 0 | 0 | 0 | 314554.4008 | 447209.5326 | 462525 | 0 | 0 | 0 | 446950.1681 | 0 | 0 | 0 | 0 | 0 | 0 | 380942.5453 | 0 | 0 | 0 | 1936584.3136 | 0 | 0 | 0 | 0 | 148983.3894 | 0 | 0 | 0 | 0 | 0 | 0 | 0 | 131438.2195 | 0 | 0 | 0 | 18817.3245 | 0 | 0
2016-12-10 22:00 | 0 | 0 | 0 | 0 | 140917.1523 | 378232.342 | 482787 | 0 | 0 | 0 | 595933.5575 | 0 | 0 | 0 | 0 | 0 | 0 | 249504.3258 | 0 | 0 | 0 | 1951630.4269 | 0 | 0 | 0 | 0 | 148983.3894 | 0 | 0 | 0 | 0 | 0 | 0 | 0 | -131438.2195 | 0 | 0 | 0 | 18817.3245 | 0 | 0
2016-12-10 23:00 | 0 | 0 | 0 | 0 | 373711.3117 | 126556.8429 | 498996 | 0 | 0 | 0 | 446950.1681 | 0 | 0 | 0 | 0 | 0 | 0 | 380942.5453 | 0 | 0 | 0 | 1966676.48 | 0 | 0 | 0 | 0 | -148983.3894 | 0 | 0 | 0 | 0 | 0 | 0 | 0 | 131438.2195 | 0 | 0 | 0 | 18817.3245 | 0 | 0
2016-12-11 | 0 | 0 | 0 | 0 | 623248.7786 | 1555.3776 | 506135 | 0 | 0 | 0 | 595933.5575 | 0 | 0 | 0 | 0 | 0 | 0 | 331810.9876 | 0 | 0 | 0 | 1981722.4728 | 0 | 0 | 0 | 0 | 148983.3894 | 0 | 0 | 0 | 0 | 0 | 0 | 0 | -49131.5577 | 0 | 0 | 0 | 18817.3245 | 0 | 0
2016-12-11 01:00 | 0 | 0 | 0 | 0 | 614269.9654 | 0 | 506369 | 0 | 0 | 0 | 744916.9469 | 0 | 0 | 0 | 0 | 0 | 0 | 271911.2392 | 0 | 0 | 0 | 1996768.4055 | 0 | 0 | 0 | 0 | 148983.3894 | 0 | 0 | 0 | 0 | 0 | 0 | 0 | -59899.7485 | 0 | 0 | 0 | 18817.3245 | 0 | 0
2016-12-11 02:00 | 0 | 0 | 0 | 0 | 598200.7147 | 0 | 498720 | 0 | 0 | 0 | 893900.3362 | 0 | 0 | 0 | 0 | 0 | 0 | 203591.24 | 0 | 0 | 0 | 2011814.278 | 0 | 0 | 0 | 0 | 148983.3894 | 0 | 0 | 0 | 0 | 0 | 0 | 0 | -68319.9992 | 0 | 0 | 0 | 18817.3245 | 0 | 0
2016-12-11 03:00 | 0 | 0 | 0 | 0 | 229266.2384 | 0 | 485255 | 0 | 0 | 0 | 744916.9469 | 0 | 0 | 0 | 0 | 0 | 0 | 77768.5432 | 0 | 0 | 0 | 2026860.0904 | 0 | 0 | 0 | 0 | -148983.3894 | 0 | 0 | 0 | 0 | 0 | 0 | 0 | -125822.6967 | 0 | 0 | 0 | 18817.3245 | 0 | 0
2016-12-11 04:00 | 0 | 0 | 0 | 0 | 558112.1706 | 0 | 468080 | 0 | 0 | 0 | 893900.3362 | 0 | 0 | 0 | 0 | 0 | 0 | 0 | 0 | 0 | 0 | 2041905.8425 | 0 | 0 | 0 | 0 | 148983.3894 | 0 | 0 | 0 | 0 | 0 | 0 | 0 | -77768.5432 | 0 | 0 | 0 | 18817.3245 | 0 | 0
2016-12-11 05:00 | 0 | 0 | 0 | 0 | 546086.9648 | 0 | 451964 | 0 | 0 | 0 | 837767.757 | 0 | 0 | 0 | 0 | 0 | 0 | 131438.2195 | 0 | 0 | 0 | 2056951.5345 | 0 | 0 | 0 | 0 | -56132.5792 | 0 | 0 | 0 | 0 | 0 | 0 | 0 | 131438.2195 | 0 | 0 | 0 | 18817.3245 | 0 | 0
2016-12-11 06:00 | 0 | 0 | 0 | 0 | 539745.0586 | 0 | 438417 | 0 | 0 | 0 | 986751.1464 | 0 | 0 | 0 | 0 | 0 | 0 | 64965.5642 | 0 | 0 | 0 | 2071997.1663 | 0 | 0 | 0 | 0 | 148983.3894 | 0 | 0 | 0 | 0 | 0 | 0 | 0 | -66472.6553 | 0 | 0 | 0 | 18817.3245 | 0 | 0
2016-12-11 07:00 | 0 | 0 | 0 | 0 | 429683.1546 | 0 | 428411 | 0 | 0 | 0 | 837767.757 | 0 | 0 | 0 | 0 | 0 | 0 | 196403.7837 | 0 | 0 | 0 | 2087042.7379 | 0 | 0 | 0 | 0 | -148983.3894 | 0 | 0 | 0 | 0 | 0 | 0 | 0 | 131438.2195 | 0 | 0 | 0 | 18817.3245 | 0 | 0
2016-12-11 08:00 | 0 | 0 | 0 | 0 | 529125.2131 | 0 | 422924 | 0 | 0 | 0 | 986751.1464 | 0 | 0 | 0 | 0 | 0 | 0 | 134804.2829 | 0 | 0 | 0 | 2102088.2493 | 0 | 0 | 0 | 0 | 148983.3894 | 0 | 0 | 0 | 0 | 0 | 0 | 0 | -61599.5008 | 0 | 0 | 0 | 18817.3245 | 0 | 0
2016-12-11 09:00 | 0 | 0 | 0 | 0 | 513211.525 | 0 | 420773 | 0 | 0 | 0 | 928934.1274 | 0 | 0 | 0 | 0 | 0 | 0 | 266242.5024 | 0 | 0 | 0 | 2117133.7005 | 0 | 0 | 0 | 0 | -57817.019 | 0 | 0 | 0 | 0 | 0 | 0 | 0 | 131438.2195 | 0 | 0 | 0 | 18817.3245 | 0 | 0
2016-12-11 10:00 | 0 | 0 | 0 | 0 | 489107.3201 | 0 | 423363 | 0 | 0 | 0 | 847788.9669 | 0 | 0 | 0 | 0 | 0 | 0 | 394314.6585 | 0 | 0 | 0 | 2132179.0916 | 0 | 0 | 0 | 0 | -81145.1604 | 0 | 0 | 0 | 0 | 0 | 0 | 0 | 128072.1561 | 0 | 0 | 0 | 18817.3245 | 0 | 0
2016-12-11 11:00 | 0 | 0 | 0 | 0 | 168297.7156 | 0 | 429902 | 0 | 0 | 0 | 698805.5776 | 0 | 0 | 0 | 0 | 0 | 0 | 262876.439 | 0 | 0 | 0 | 2147224.4224 | 0 | 0 | 0 | 0 | -148983.3894 | 0 | 0 | 0 | 0 | 0 | 0 | 0 | -131438.2195 | 0 | 0 | 0 | 18817.3245 | 0 | 0
2016-12-11 12:00 | 0 | 0 | 0 | 0 | 454342.3846 | 0 | 438684 | 0 | 0 | 0 | 564208.4182 | 0 | 0 | 0 | 0 | 0 | 0 | 394314.6585 | 0 | 0 | 0 | 2162269.6931 | 0 | 0 | 0 | 0 | -134597.1594 | 0 | 0 | 0 | 0 | 0 | 0 | 0 | 131438.2195 | 0 | 0 | 0 | 18817.3245 | 0 | 0
2016-12-11 13:00 | 0 | 0 | 0 | 0 | 443999.7415 | 0 | 449833 | 0 | 0 | 0 | 670996.0547 | 0 | 0 | 0 | 0 | 0 | 0 | 262876.439 | 0 | 0 | 0 | 2177314.9036 | 0 | 0 | 0 | 0 | 106787.6366 | 0 | 0 | 0 | 0 | 0 | 0 | 0 | -131438.2195 | 0 | 0 | 0 | 18817.3245 | 0 | 0
2016-12-11 14:00 | 0 | 0 | 0 | 0 | 420864.4264 | 48980.781 | 455639 | 0 | 0 | 0 | 797823.1572 | 0 | 0 | 0 | 0 | 0 | 0 | 131438.2195 | 0 | 0 | 0 | 2192360.054 | 0 | 0 | 0 | 0 | 126827.1025 | 0 | 0 | 0 | 0 | 0 | 0 | 0 | -131438.2195 | 0 | 0 | 0 | 18817.3245 | 0 | 0
2016-12-11 15:00 | 0 | 0 | 0 | 0 | 0 | 258063.122 | 455897 | 0 | 0 | 0 | 712610.1743 | 0 | 0 | 0 | 0 | 0 | 0 | 0 | 0 | 0 | 0 | 2207405.1441 | 0 | 0 | 0 | 0 | -85212.983 | 0 | 0 | 0 | 0 | 0 | 0 | 0 | -131438.2195 | 0 | 0 | 0 | 18817.3245 | 0 | 0
2016-12-11 16:00 | 0 | 0 | 0 | 0 | 339550.0352 | 412227.8982 | 452539 | 0 | 0 | 0 | 861593.5636 | 0 | 0 | 0 | 0 | 0 | 0 | 131438.2195 | 0 | 0 | 0 | 2222450.1741 | 0 | 0 | 0 | 0 | 148983.3894 | 0 | 0 | 0 | 0 | 0 | 0 | 0 | 131438.2195 | 0 | 0 | 0 | 18817.3245 | 0 | 0
2016-12-11 17:00 | 0 | 0 | 0 | 0 | 5396.4127 | 481246.0817 | 450280 | 0 | 0 | 0 | 1010576.953 | 0 | 0 | 0 | 0 | 0 | 0 | 0 | 0 | 0 | 0 | 2237495.1439 | 0 | 0 | 0 | 0 | 148983.3894 | 0 | 0 | 0 | 0 | 0 | 0 | 0 | -131438.2195 | 0 | 0 | 0 | 18817.3245 | 0 | 0
2016-12-11 18:00 | 0 | 0 | 0 | 0 | 0 | 477097.9797 | 447019 | 0 | 0 | 0 | 890400.3887 | 0 | 0 | 0 | 0 | 0 | 0 | 131438.2195 | 0 | 0 | 0 | 2252540.0535 | 0 | 0 | 0 | 0 | -120176.5643 | 0 | 0 | 0 | 0 | 0 | 0 | 0 | 131438.2195 | 0 | 0 | 0 | 18817.3245 | 0 | 0
2016-12-11 19:00 | 0 | 0 | 0 | 0 | 14195.9914 | 466440.5029 | 444274 | 0 | 0 | 0 | 1039383.7781 | 0 | 0 | 0 | 0 | 0 | 0 | 0 | 0 | 0 | 0 | 2267584.9029 | 0 | 0 | 0 | 0 | 148983.3894 | 0 | 0 | 0 | 0 | 0 | 0 | 0 | -131438.2195 | 0 | 0 | 0 | 18817.3245 | 0 | 0
2016-12-11 20:00 | 0 | 0 | 0 | 0 | 255527.4638 | 487074.4696 | 443363 | 0 | 0 | 0 | 1188367.1674 | 0 | 0 | 0 | 0 | 0 | 0 | 131438.2195 | 0 | 0 | 0 | 2282629.6921 | 0 | 0 | 0 | 0 | 148983.3894 | 0 | 0 | 0 | 0 | 0 | 0 | 0 | 131438.2195 | 0 | 0 | 0 | 18817.3245 | 0 | 0
2016-12-11 21:00 | 0 | 0 | 0 | 0 | 228162.3558 | 520807.5776 | 449731 | 0 | 0 | 0 | 1337350.5568 | 0 | 0 | 0 | 0 | 0 | 0 | 262876.439 | 0 | 0 | 0 | 2297674.4212 | 0 | 0 | 0 | 0 | 148983.3894 | 0 | 0 | 0 | 0 | 0 | 0 | 0 | 131438.2195 | 0 | 0 | 0 | 18817.3245 | 0 | 0
2016-12-11 22:00 | 0 | 0 | 0 | 0 | 310494.5456 | 457522.3878 | 468778 | 0 | 0 | 0 | 1486333.9462 | 0 | 0 | 0 | 0 | 0 | 0 | 394314.6585 | 0 | 0 | 0 | 2312719.0901 | 0 | 0 | 0 | 0 | 148983.3894 | 0 | 0 | 0 | 0 | 0 | 0 | 0 | 131438.2195 | 0 | 0 | 0 | 18817.3245 | 0 | 0
2016-12-11 23:00 | 0 | 0 | 0 | 0 | 471697.6773 | 169484.7585 | 483949 | 0 | 0 | 0 | 1635317.3356 | 0 | 0 | 0 | 0 | 0 | 0 | 383747.3805 | 0 | 0 | 0 | 2327763.6988 | 0 | 0 | 0 | 0 | 148983.3894 | 0 | 0 | 0 | 0 | 0 | 0 | 0 | -10567.2781 | 0 | 0 | 0 | 18817.3245 | 0 | 0
2016-12-12 | 0 | 0 | 0 | 0 | 454823.5137 | 1909.875 | 490456 | 0 | 0 | 0 | 1486333.9462 | 0 | 0 | 0 | 0 | 0 | 0 | 480190.8341 | 0 | 0 | 0 | 2342808.2473 | 0 | 0 | 0 | 0 | -148983.3894 | 0 | 0 | 0 | 0 | 0 | 0 | 0 | 96443.4536 | 0 | 0 | 0 | 18817.3245 | 0 | 0
2016-12-12 01:00 | 0 | 0 | 0 | 0 | 438637.3005 | 0 | 490156 | 0 | 0 | 0 | 1547436.1417 | 0 | 0 | 0 | 0 | 0 | 0 | 348752.6145 | 0 | 0 | 0 | 2357852.7357 | 0 | 0 | 0 | 0 | 61102.1955 | 0 | 0 | 0 | 0 | 0 | 0 | 0 | -131438.2195 | 0 | 0 | 0 | 18817.3245 | 0 | 0
2016-12-12 02:00 | 0 | 0 | 0 | 0 | 427521.3399 | 0 | 477727 | 0 | 0 | 0 | 1466238.002 | 0 | 0 | 0 | 0 | 0 | 0 | 360927.7696 | 0 | 0 | 0 | 2372897.1639 | 0 | 0 | 0 | 0 | -81198.1397 | 0 | 0 | 0 | 0 | 0 | 0 | 0 | 12175.1551 | 0 | 0 | 0 | 18817.3245 | 0 | 0
2016-12-12 03:00 | 0 | 0 | 0 | 0 | 196442.7156 | 0 | 458047 | 0 | 0 | 0 | 1317254.6127 | 0 | 0 | 0 | 0 | 0 | 0 | 229489.5501 | 0 | 0 | 0 | 2387941.5319 | 0 | 0 | 0 | 0 | -148983.3894 | 0 | 0 | 0 | 0 | 0 | 0 | 0 | -131438.2195 | 0 | 0 | 0 | 18817.3245 | 0 | 0
2016-12-12 04:00 | 0 | 0 | 0 | 0 | 403707.9893 | 0 | 435517 | 0 | 0 | 0 | 1168271.2233 | 0 | 0 | 0 | 0 | 0 | 0 | 327846.6043 | 0 | 0 | 0 | 2402985.8397 | 0 | 0 | 0 | 0 | -148983.3894 | 0 | 0 | 0 | 0 | 0 | 0 | 0 | 98357.0542 | 0 | 0 | 0 | 18817.3245 | 0 | 0
2016-12-12 05:00 | 0 | 0 | 0 | 0 | 387400.4954 | 0 | 413850 | 0 | 0 | 0 | 1019287.8339 | 0 | 0 | 0 | 0 | 0 | 0 | 431563.1646 | 0 | 0 | 0 | 2418030.0873 | 0 | 0 | 0 | 0 | -148983.3894 | 0 | 0 | 0 | 0 | 0 | 0 | 0 | 103716.5603 | 0 | 0 | 0 | 18817.3245 | 0 | 0
2016-12-12 06:00 | 0 | 0 | 0 | 0 | 377632.0202 | 0 | 397790 | 0 | 0 | 0 | 1111750.7492 | 0 | 0 | 0 | 0 | 0 | 0 | 300124.9451 | 0 | 0 | 0 | 2433074.2748 | 0 | 0 | 0 | 0 | 92462.9152 | 0 | 0 | 0 | 0 | 0 | 0 | 0 | -131438.2195 | 0 | 0 | 0 | 18817.3245 | 0 | 0
2016-12-12 07:00 | 0 | 0 | 0 | 0 | 126675.7156 | 0 | 388280 | 0 | 0 | 0 | 962767.3598 | 0 | 0 | 0 | 0 | 0 | 0 | 168686.7256 | 0 | 0 | 0 | 2448118.4021 | 0 | 0 | 0 | 0 | -148983.3894 | 0 | 0 | 0 | 0 | 0 | 0 | 0 | -131438.2195 | 0 | 0 | 0 | 18817.3245 | 0 | 0
2016-12-12 08:00 | 0 | 0 | 0 | 0 | 366085.9609 | 0 | 383816 | 0 | 0 | 0 | 813783.9704 | 0 | 0 | 0 | 0 | 0 | 0 | 281122.7514 | 0 | 0 | 0 | 2463162.4692 | 0 | 0 | 0 | 0 | -148983.3894 | 0 | 0 | 0 | 0 | 0 | 0 | 0 | 112436.0258 | 0 | 0 | 0 | 18817.3245 | 0 | 0
2016-12-12 09:00 | 0 | 0 | 0 | 0 | 358915.7203 | 0 | 386705 | 0 | 0 | 0 | 664800.581 | 0 | 0 | 0 | 0 | 0 | 0 | 383499.5366 | 0 | 0 | 0 | 2478206.4761 | 0 | 0 | 0 | 0 | -148983.3894 | 0 | 0 | 0 | 0 | 0 | 0 | 0 | 102376.7852 | 0 | 0 | 0 | 18817.3245 | 0 | 0
2016-12-12 10:00 | 0 | 0 | 0 | 0 | 352192.4324 | 0 | 399214 | 0 | 0 | 0 | 730399.9085 | 0 | 0 | 0 | 0 | 0 | 0 | 252061.3171 | 0 | 0 | 0 | 2493250.4229 | 0 | 0 | 0 | 0 | 65599.3274 | 0 | 0 | 0 | 0 | 0 | 0 | 0 | -131438.2195 | 0 | 0 | 0 | 18817.3245 | 0 | 0
2016-12-12 11:00 | 0 | 0 | 0 | 0 | 348289.1702 | 0 | 428769 | 0 | 0 | 0 | 581416.5191 | 0 | 0 | 0 | 0 | 0 | 0 | 301747.5522 | 0 | 0 | 0 | 2508294.3095 | 0 | 0 | 0 | 0 | -148983.3894 | 0 | 0 | 0 | 0 | 0 | 0 | 0 | 49686.2351 | 0 | 0 | 0 | 18817.3245 | 0 | 0
2016-12-12 12:00 | 0 | 0 | 0 | 0 | 343122.3653 | 0 | 459733 | 0 | 0 | 0 | 432433.1297 | 0 | 0 | 0 | 0 | 0 | 0 | 315302.9824 | 0 | 0 | 0 | 2523338.1359 | 0 | 0 | 0 | 0 | -148983.3894 | 0 | 0 | 0 | 0 | 0 | 0 | 0 | 13555.4302 | 0 | 0 | 0 | 18817.3245 | 0 | 0
2016-12-12 13:00 | 0 | 0 | 0 | 0 | 339540.6414 | 0 | 474570 | 0 | 0 | 0 | 410024.6662 | 0 | 0 | 0 | 0 | 0 | 0 | 183864.7629 | 0 | 0 | 0 | 2538381.9021 | 0 | 0 | 0 | 0 | -22408.4635 | 0 | 0 | 0 | 0 | 0 | 0 | 0 | -131438.2195 | 0 | 0 | 0 | 18817.3245 | 0 | 0
2016-12-12 14:00 | 0 | 0 | 0 | 0 | 309594.9758 | 76621.907 | 481857 | 0 | 0 | 0 | 427005.4441 | 0 | 0 | 0 | 0 | 0 | 0 | 52426.5434 | 0 | 0 | 0 | 2553425.6082 | 0 | 0 | 0 | 0 | 16980.7779 | 0 | 0 | 0 | 0 | 0 | 0 | 0 | -131438.2195 | 0 | 0 | 0 | 18817.3245 | 0 | 0
2016-12-12 15:00 | 0 | 0 | 0 | 0 | 0 | 302859.3917 | 485452 | 0 | 0 | 0 | 278022.0547 | 0 | 0 | 0 | 0 | 0 | 0 | 0 | 0 | 0 | 0 | 2568469.2541 | 0 | 0 | 0 | 0 | -148983.3894 | 0 | 0 | 0 | 0 | 0 | 0 | 0 | -52426.5434 | 0 | 0 | 0 | 18817.3245 | 0 | 0
2016-12-12 16:00 | 0 | 0 | 0 | 0 | 224387.2419 | 459368.6322 | 483680 | 0 | 0 | 0 | 427005.4441 | 0 | 0 | 0 | 0 | 0 | 0 | 32275.1602 | 0 | 0 | 0 | 2583512.8398 | 0 | 0 | 0 | 0 | 148983.3894 | 0 | 0 | 0 | 0 | 0 | 0 | 0 | 32275.1602 | 0 | 0 | 0 | 18817.3245 | 0 | 0
2016-12-12 17:00 | 0 | 0 | 0 | 0 | 0 | 504415.5269 | 479136 | 0 | 0 | 0 | 302029.427 | 0 | 0 | 0 | 0 | 0 | 0 | 163713.3797 | 0 | 0 | 0 | 2598556.3653 | 0 | 0 | 0 | 0 | -124976.0171 | 0 | 0 | 0 | 0 | 0 | 0 | 0 | 131438.2195 | 0 | 0 | 0 | 18817.3245 | 0 | 0
2016-12-12 18:00 | 0 | 0 | 0 | 0 | 26693.3539 | 484171.1405 | 474502 | 0 | 0 | 0 | 451012.8163 | 0 | 0 | 0 | 0 | 0 | 0 | 32275.1602 | 0 | 0 | 0 | 2613599.8307 | 0 | 0 | 0 | 0 | 148983.3894 | 0 | 0 | 0 | 0 | 0 | 0 | 0 | -131438.2195 | 0 | 0 | 0 | 18817.3245 | 0 | 0
2016-12-12 19:00 | 0 | 0 | 0 | 0 | 299882.2305 | 468686.7028 | 469330 | 0 | 0 | 0 | 599996.2057 | 0 | 0 | 0 | 0 | 0 | 0 | 163713.3797 | 0 | 0 | 0 | 2628643.2358 | 0 | 0 | 0 | 0 | 148983.3894 | 0 | 0 | 0 | 0 | 0 | 0 | 0 | 131438.2195 | 0 | 0 | 0 | 18817.3245 | 0 | 0
2016-12-12 20:00 | 0 | 0 | 0 | 0 | 23608.3937 | 478419.1007 | 465665 | 0 | 0 | 0 | 748979.5951 | 0 | 0 | 0 | 0 | 0 | 0 | 32275.1602 | 0 | 0 | 0 | 2643686.5809 | 0 | 0 | 0 | 0 | 148983.3894 | 0 | 0 | 0 | 0 | 0 | 0 | 0 | -131438.2195 | 0 | 0 | 0 | 18817.3245 | 0 | 0
2016-12-12 21:00 | 0 | 0 | 0 | 0 | 285155.4703 | 485205.4631 | 471122 | 0 | 0 | 0 | 897962.9845 | 0 | 0 | 0 | 0 | 0 | 0 | 163713.3797 | 0 | 0 | 0 | 2658729.8657 | 0 | 0 | 0 | 0 | 148983.3894 | 0 | 0 | 0 | 0 | 0 | 0 | 0 | 131438.2195 | 0 | 0 | 0 | 18817.3245 | 0 | 0
2016-12-12 22:00 | 0 | 0 | 0 | 0 | 80755.8316 | 409805.3231 | 489289 | 0 | 0 | 0 | 748979.5951 | 0 | 0 | 0 | 0 | 0 | 0 | 295151.5992 | 0 | 0 | 0 | 2673773.0904 | 0 | 0 | 0 | 0 | -148983.3894 | 0 | 0 | 0 | 0 | 0 | 0 | 0 | 131438.2195 | 0 | 0 | 0 | 18817.3245 | 0 | 0
2016-12-12 23:00 | 0 | 0 | 0 | 0 | 452954.6472 | 128095.7505 | 506586 | 0 | 0 | 0 | 673188.4488 | 0 | 0 | 0 | 0 | 0 | 0 | 426589.8188 | 0 | 0 | 0 | 2688816.2549 | 0 | 0 | 0 | 0 | -75791.1463 | 0 | 0 | 0 | 0 | 0 | 0 | 0 | 131438.2195 | 0 | 0 | 0 | 18817.3245 | 0 | 0
2016-12-13 | 0 | 0 | 0 | 0 | 479413.6904 | 985.7703 | 513426 | 0 | 0 | 0 | 752782.8045 | 0 | 0 | 0 | 0 | 0 | 0 | 295151.5992 | 0 | 0 | 0 | 2703859.3592 | 0 | 0 | 0 | 0 | 79594.3557 | 0 | 0 | 0 | 0 | 0 | 0 | 0 | -131438.2195 | 0 | 0 | 0 | 18817.3245 | 0 | 0
2016-12-13 01:00 | 0 | 0 | 0 | 0 | 500746.6819 | 0 | 512445 | 0 | 0 | 0 | 853705.3815 | 0 | 0 | 0 | 0 | 0 | 0 | 163713.3797 | 0 | 0 | 0 | 2718902.4033 | 0 | 0 | 0 | 0 | 100922.577 | 0 | 0 | 0 | 0 | 0 | 0 | 0 | -131438.2195 | 0 | 0 | 0 | 18817.3245 | 0 | 0
2016-12-13 02:00 | 0 | 0 | 0 | 0 | 237317.7156 | 0 | 498922 | 0 | 0 | 0 | 704721.9921 | 0 | 0 | 0 | 0 | 0 | 0 | 32275.1602 | 0 | 0 | 0 | 2733945.3873 | 0 | 0 | 0 | 0 | -148983.3894 | 0 | 0 | 0 | 0 | 0 | 0 | 0 | -131438.2195 | 0 | 0 | 0 | 18817.3245 | 0 | 0
2016-12-13 03:00 | 0 | 0 | 0 | 0 | 520408.6337 | 0 | 477079 | 0 | 0 | 0 | 597796.0818 | 0 | 0 | 0 | 0 | 0 | 0 | 163713.3797 | 0 | 0 | 0 | 2748988.3111 | 0 | 0 | 0 | 0 | -106925.9103 | 0 | 0 | 0 | 0 | 0 | 0 | 0 | 131438.2195 | 0 | 0 | 0 | 18817.3245 | 0 | 0
2016-12-13 04:00 | 0 | 0 | 0 | 0 | 526610.0981 | 0 | 450772 | 0 | 0 | 0 | 746779.4712 | 0 | 0 | 0 | 0 | 0 | 0 | 71750.764 | 0 | 0 | 0 | 2764031.1747 | 0 | 0 | 0 | 0 | 148983.3894 | 0 | 0 | 0 | 0 | 0 | 0 | 0 | -91962.6157 | 0 | 0 | 0 | 18817.3245 | 0 | 0
2016-12-13 05:00 | 0 | 0 | 0 | 0 | 530444.6391 | 0 | 428061 | 0 | 0 | 0 | 895762.8605 | 0 | 0 | 0 | 0 | 0 | 0 | 6333.6892 | 0 | 0 | 0 | 2779073.9782 | 0 | 0 | 0 | 0 | 148983.3894 | 0 | 0 | 0 | 0 | 0 | 0 | 0 | -65417.0748 | 0 | 0 | 0 | 18817.3245 | 0 | 0
2016-12-13 06:00 | 0 | 0 | 0 | 0 | 412568.1546 | 0 | 411296 | 0 | 0 | 0 | 746779.4712 | 0 | 0 | 0 | 0 | 0 | 0 | 137771.9087 | 0 | 0 | 0 | 2794116.7215 | 0 | 0 | 0 | 0 | -148983.3894 | 0 | 0 | 0 | 0 | 0 | 0 | 0 | 131438.2195 | 0 | 0 | 0 | 18817.3245 | 0 | 0
2016-12-13 07:00 | 0 | 0 | 0 | 0 | 524514.7054 | 0 | 400863 | 0 | 0 | 0 | 895762.8605 | 0 | 0 | 0 | 0 | 0 | 0 | 93622.9003 | 0 | 0 | 0 | 2809159.4046 | 0 | 0 | 0 | 0 | 148983.3894 | 0 | 0 | 0 | 0 | 0 | 0 | 0 | -44149.0085 | 0 | 0 | 0 | 18817.3245 | 0 | 0
2016-12-13 08:00 | 0 | 0 | 0 | 0 | 513808.4304 | 0 | 396104 | 0 | 0 | 0 | 863211.747 | 0 | 0 | 0 | 0 | 0 | 0 | 225061.1198 | 0 | 0 | 0 | 2824202.0276 | 0 | 0 | 0 | 0 | -32551.1136 | 0 | 0 | 0 | 0 | 0 | 0 | 0 | 131438.2195 | 0 | 0 | 0 | 18817.3245 | 0 | 0
2016-12-13 09:00 | 0 | 0 | 0 | 0 | 497154.192 | 0 | 398352 | 0 | 0 | 0 | 811758.3949 | 0 | 0 | 0 | 0 | 0 | 0 | 356499.3393 | 0 | 0 | 0 | 2839244.5903 | 0 | 0 | 0 | 0 | -51453.352 | 0 | 0 | 0 | 0 | 0 | 0 | 0 | 131438.2195 | 0 | 0 | 0 | 18817.3245 | 0 | 0
2016-12-13 10:00 | 0 | 0 | 0 | 0 | 150706.7156 | 0 | 412311 | 0 | 0 | 0 | 662775.0056 | 0 | 0 | 0 | 0 | 0 | 0 | 225061.1198 | 0 | 0 | 0 | 2854287.093 | 0 | 0 | 0 | 0 | -148983.3894 | 0 | 0 | 0 | 0 | 0 | 0 | 0 | -131438.2195 | 0 | 0 | 0 | 18817.3245 | 0 | 0
2016-12-13 11:00 | 0 | 0 | 0 | 0 | 478805.4172 | 0 | 439986 | 0 | 0 | 0 | 551338.8787 | 0 | 0 | 0 | 0 | 0 | 0 | 356499.3393 | 0 | 0 | 0 | 2869329.5354 | 0 | 0 | 0 | 0 | -111436.1268 | 0 | 0 | 0 | 0 | 0 | 0 | 0 | 131438.2195 | 0 | 0 | 0 | 18817.3245 | 0 | 0
2016-12-13 12:00 | 0 | 0 | 0 | 0 | 468885.4976 | 0 | 468628 | 0 | 0 | 0 | 664217.2714 | 0 | 0 | 0 | 0 | 0 | 0 | 225061.1198 | 0 | 0 | 0 | 2884371.9177 | 0 | 0 | 0 | 0 | 112878.3926 | 0 | 0 | 0 | 0 | 0 | 0 | 0 | -131438.2195 | 0 | 0 | 0 | 18817.3245 | 0 | 0
2016-12-13 13:00 | 0 | 0 | 0 | 0 | 455018.4162 | 0 | 480429 | 0 | 0 | 0 | 713612.2634 | 0 | 0 | 0 | 0 | 0 | 0 | 131438.2195 | 0 | 0 | 0 | 2899414.2398 | 0 | 0 | 0 | 0 | 49394.992 | 0 | 0 | 0 | 0 | 0 | 0 | 0 | -93622.9003 | 0 | 0 | 0 | 18817.3245 | 0 | 0
2016-12-13 14:00 | 0 | 0 | 0 | 0 | 145082.232 | 78636.4836 | 485323 | 0 | 0 | 0 | 564628.874 | 0 | 0 | 0 | 0 | 0 | 0 | 0 | 0 | 0 | 0 | 2914456.5017 | 0 | 0 | 0 | 0 | -148983.3894 | 0 | 0 | 0 | 0 | 0 | 0 | 0 | -131438.2195 | 0 | 0 | 0 | 18817.3245 | 0 | 0
2016-12-13 15:00 | 0 | 0 | 0 | 0 | 387981.2796 | 355734.6839 | 488028 | 0 | 0 | 0 | 713612.2634 | 0 | 0 | 0 | 0 | 0 | 0 | 87887.2496 | 0 | 0 | 0 | 2929498.7034 | 0 | 0 | 0 | 0 | 148983.3894 | 0 | 0 | 0 | 0 | 0 | 0 | 0 | 87887.2496 | 0 | 0 | 0 | 18817.3245 | 0 | 0
2016-12-13 16:00 | 0 | 0 | 0 | 0 | 0 | 501724.4326 | 485695 | 0 | 0 | 0 | 798711.621 | 0 | 0 | 0 | 0 | 0 | 0 | 0 | 0 | 0 | 0 | 2944540.845 | 0 | 0 | 0 | 0 | 85099.3577 | 0 | 0 | 0 | 0 | 0 | 0 | 0 | -87887.2496 | 0 | 0 | 0 | 18817.3245 | 0 | 0
2016-12-13 17:00 | 0 | 0 | 0 | 0 | 253413.7401 | 527984.1933 | 482159 | 0 | 0 | 0 | 947695.0104 | 0 | 0 | 0 | 0 | 0 | 0 | 131438.2195 | 0 | 0 | 0 | 2959582.9265 | 0 | 0 | 0 | 0 | 148983.3894 | 0 | 0 | 0 | 0 | 0 | 0 | 0 | 131438.2195 | 0 | 0 | 0 | 18817.3245 | 0 | 0
2016-12-13 18:00 | 0 | 0 | 0 | 0 | 0 | 499097.3262 | 479438 | 0 | 0 | 0 | 1079975.2316 | 0 | 0 | 0 | 0 | 0 | 0 | 0 | 0 | 0 | 0 | 2974624.9477 | 0 | 0 | 0 | 0 | 132280.2212 | 0 | 0 | 0 | 0 | 0 | 0 | 0 | -131438.2195 | 0 | 0 | 0 | 18817.3245 | 0 | 0
2016-12-13 19:00 | 0 | 0 | 0 | 0 | 0 | 481682.6163 | 478435 | 0 | 0 | 0 | 932967.3039 | 0 | 0 | 0 | 0 | 0 | 0 | 131438.2195 | 0 | 0 | 0 | 2989666.9088 | 0 | 0 | 0 | 0 | -147007.9277 | 0 | 0 | 0 | 0 | 0 | 0 | 0 | 131438.2195 | 0 | 0 | 0 | 18817.3245 | 0 | 0
2016-12-13 20:00 | 0 | 0 | 0 | 0 | 271746.5263 | 494029.256 | 478561 | 0 | 0 | 0 | 1081950.6932 | 0 | 0 | 0 | 0 | 0 | 0 | 250852.2879 | 0 | 0 | 0 | 3004708.8097 | 0 | 0 | 0 | 0 | 148983.3894 | 0 | 0 | 0 | 0 | 0 | 0 | 0 | 119414.0684 | 0 | 0 | 0 | 18817.3245 | 0 | 0
2016-12-13 21:00 | 0 | 0 | 0 | 0 | 289118.5584 | 494779.375 | 484659 | 0 | 0 | 0 | 1230934.0826 | 0 | 0 | 0 | 0 | 0 | 0 | 382290.5074 | 0 | 0 | 0 | 3019750.6505 | 0 | 0 | 0 | 0 | 148983.3894 | 0 | 0 | 0 | 0 | 0 | 0 | 0 | 131438.2195 | 0 | 0 | 0 | 18817.3245 | 0 | 0
2016-12-13 22:00 | 0 | 0 | 0 | 0 | 83052.9796 | 419726.175 | 501507 | 0 | 0 | 0 | 1081950.6932 | 0 | 0 | 0 | 0 | 0 | 0 | 513728.7269 | 0 | 0 | 0 | 3034792.4311 | 0 | 0 | 0 | 0 | -148983.3894 | 0 | 0 | 0 | 0 | 0 | 0 | 0 | 131438.2195 | 0 | 0 | 0 | 18817.3245 | 0 | 0
2016-12-13 23:00 | 0 | 0 | 0 | 0 | 491100.7221 | 149178.1282 | 516581 | 0 | 0 | 0 | 1230934.0826 | 0 | 0 | 0 | 0 | 0 | 0 | 469625.8634 | 0 | 0 | 0 | 3049834.1515 | 0 | 0 | 0 | 0 | 148983.3894 | 0 | 0 | 0 | 0 | 0 | 0 | 0 | -44102.8635 | 0 | 0 | 0 | 18817.3245 | 0 | 0
2016-12-14 | 0 | 0 | 0 | 0 | 546611.4192 | 1593.6652 | 522850 | 0 | 0 | 0 | 1349990.681 | 0 | 0 | 0 | 0 | 0 | 0 | 357107.0249 | 0 | 0 | 0 | 3064875.8117 | 0 | 0 | 0 | 0 | 119056.5984 | 0 | 0 | 0 | 0 | 0 | 0 | 0 | -112518.8385 | 0 | 0 | 0 | 18817.3245 | 0 | 0
2016-12-14 01:00 | 0 | 0 | 0 | 0 | 545688.3944 | 0 | 520842 | 0 | 0 | 0 | 1487457.9704 | 0 | 0 | 0 | 0 | 0 | 0 | 225668.8054 | 0 | 0 | 0 | 3079917.4118 | 0 | 0 | 0 | 0 | 137467.2894 | 0 | 0 | 0 | 0 | 0 | 0 | 0 | -131438.2195 | 0 | 0 | 0 | 18817.3245 | 0 | 0
2016-12-14 02:00 | 0 | 0 | 0 | 0 | 246296.7156 | 0 | 507901 | 0 | 0 | 0 | 1338474.581 | 0 | 0 | 0 | 0 | 0 | 0 | 94230.5859 | 0 | 0 | 0 | 3094958.9517 | 0 | 0 | 0 | 0 | -148983.3894 | 0 | 0 | 0 | 0 | 0 | 0 | 0 | -131438.2195 | 0 | 0 | 0 | 18817.3245 | 0 | 0
2016-12-14 03:00 | 0 | 0 | 0 | 0 | 530499.389 | 0 | 486219 | 0 | 0 | 0 | 1232499.426 | 0 | 0 | 0 | 0 | 0 | 0 | 225668.8054 | 0 | 0 | 0 | 3110000.4315 | 0 | 0 | 0 | 0 | -105975.155 | 0 | 0 | 0 | 0 | 0 | 0 | 0 | 131438.2195 | 0 | 0 | 0 | 18817.3245 | 0 | 0
2016-12-14 04:00 | 0 | 0 | 0 | 0 | 522657.9768 | 0 | 461112 | 0 | 0 | 0 | 1381482.8154 | 0 | 0 | 0 | 0 | 0 | 0 | 119414.0684 | 0 | 0 | 0 | 3125041.8511 | 0 | 0 | 0 | 0 | 148983.3894 | 0 | 0 | 0 | 0 | 0 | 0 | 0 | -106254.737 | 0 | 0 | 0 | 18817.3245 | 0 | 0
2016-12-14 05:00 | 0 | 0 | 0 | 0 | 507655.8007 | 0 | 437754 | 0 | 0 | 0 | 1301129.0721 | 0 | 0 | 0 | 0 | 0 | 0 | 250852.2879 | 0 | 0 | 0 | 3140083.2105 | 0 | 0 | 0 | 0 | -80353.7433 | 0 | 0 | 0 | 0 | 0 | 0 | 0 | 131438.2195 | 0 | 0 | 0 | 18817.3245 | 0 | 0
2016-12-14 06:00 | 0 | 0 | 0 | 0 | 421655.1546 | 0 | 420383 | 0 | 0 | 0 | 1152145.6827 | 0 | 0 | 0 | 0 | 0 | 0 | 382290.5074 | 0 | 0 | 0 | 3155124.5097 | 0 | 0 | 0 | 0 | -148983.3894 | 0 | 0 | 0 | 0 | 0 | 0 | 0 | 131438.2195 | 0 | 0 | 0 | 18817.3245 | 0 | 0
2016-12-14 07:00 | 0 | 0 | 0 | 0 | 470641.6955 | 0 | 409972 | 0 | 0 | 0 | 1062559.8342 | 0 | 0 | 0 | 0 | 0 | 0 | 513728.7269 | 0 | 0 | 0 | 3170165.7488 | 0 | 0 | 0 | 0 | -89585.8485 | 0 | 0 | 0 | 0 | 0 | 0 | 0 | 131438.2195 | 0 | 0 | 0 | 18817.3245 | 0 | 0
2016-12-14 08:00 | 0 | 0 | 0 | 0 | 453019.6154 | 0 | 405901 | 0 | 0 | 0 | 1211543.2236 | 0 | 0 | 0 | 0 | 0 | 0 | 393046.6285 | 0 | 0 | 0 | 3185206.9277 | 0 | 0 | 0 | 0 | 148983.3894 | 0 | 0 | 0 | 0 | 0 | 0 | 0 | -120682.0985 | 0 | 0 | 0 | 18817.3245 | 0 | 0
2016-12-14 09:00 | 0 | 0 | 0 | 0 | 448412.592 | 0 | 408921 | 0 | 0 | 0 | 1360526.613 | 0 | 0 | 0 | 0 | 0 | 0 | 264737.5066 | 0 | 0 | 0 | 3200248.0465 | 0 | 0 | 0 | 0 | 148983.3894 | 0 | 0 | 0 | 0 | 0 | 0 | 0 | -128309.1219 | 0 | 0 | 0 | 18817.3245 | 0 | 0
2016-12-14 10:00 | 0 | 0 | 0 | 0 | 291161.8676 | 0 | 423189 | 0 | 0 | 0 | 1211543.2236 | 0 | 0 | 0 | 0 | 0 | 0 | 262876.439 | 0 | 0 | 0 | 3215289.1051 | 0 | 0 | 0 | 0 | -148983.3894 | 0 | 0 | 0 | 0 | 0 | 0 | 0 | -1861.0676 | 0 | 0 | 0 | 18817.3245 | 0 | 0
2016-12-14 11:00 | 0 | 0 | 0 | 0 | 456337.8757 | 0 | 453577 | 0 | 0 | 0 | 1064048.5553 | 0 | 0 | 0 | 0 | 0 | 0 | 394314.6585 | 0 | 0 | 0 | 3230330.1035 | 0 | 0 | 0 | 0 | -147494.6683 | 0 | 0 | 0 | 0 | 0 | 0 | 0 | 131438.2195 | 0 | 0 | 0 | 18817.3245 | 0 | 0
2016-12-14 12:00 | 0 | 0 | 0 | 0 | 468237.5425 | 0 | 483151 | 0 | 0 | 0 | 1161755.9929 | 0 | 0 | 0 | 0 | 0 | 0 | 262876.439 | 0 | 0 | 0 | 3245371.0418 | 0 | 0 | 0 | 0 | 97707.4376 | 0 | 0 | 0 | 0 | 0 | 0 | 0 | -131438.2195 | 0 | 0 | 0 | 18817.3245 | 0 | 0
2016-12-14 13:00 | 0 | 0 | 0 | 0 | 477884.0563 | 0 | 494539 | 0 | 0 | 0 | 1257721.9442 | 0 | 0 | 0 | 0 | 0 | 0 | 131438.2195 | 0 | 0 | 0 | 3260411.9199 | 0 | 0 | 0 | 0 | 95965.9513 | 0 | 0 | 0 | 0 | 0 | 0 | 0 | -131438.2195 | 0 | 0 | 0 | 18817.3245 | 0 | 0
2016-12-14 14:00 | 0 | 0 | 0 | 0 | 186594.6348 | 49525.0808 | 497724 | 0 | 0 | 0 | 1108738.5548 | 0 | 0 | 0 | 0 | 0 | 0 | 0 | 0 | 0 | 0 | 3275452.7378 | 0 | 0 | 0 | 0 | -148983.3894 | 0 | 0 | 0 | 0 | 0 | 0 | 0 | -131438.2195 | 0 | 0 | 0 | 18817.3245 | 0 | 0
2016-12-14 15:00 | 0 | 0 | 0 | 0 | 435965.24 | 301441.2579 | 495918 | 0 | 0 | 0 | 1257721.9442 | 0 | 0 | 0 | 0 | 0 | 0 | 73687.784 | 0 | 0 | 0 | 3290493.4956 | 0 | 0 | 0 | 0 | 148983.3894 | 0 | 0 | 0 | 0 | 0 | 0 | 0 | 73687.784 | 0 | 0 | 0 | 18817.3245 | 0 | 0
2016-12-14 16:00 | 0 | 0 | 0 | 0 | 155555.6543 | 431200.2756 | 492643 | 0 | 0 | 0 | 1406705.3336 | 0 | 0 | 0 | 0 | 0 | 0 | 0 | 0 | 0 | 0 | 3305534.1932 | 0 | 0 | 0 | 0 | 148983.3894 | 0 | 0 | 0 | 0 | 0 | 0 | 0 | -73687.784 | 0 | 0 | 0 | 18817.3245 | 0 | 0
2016-12-14 17:00 | 0 | 0 | 0 | 0 | 186912.5064 | 476977.1576 | 488018 | 0 | 0 | 0 | 1432321.4535 | 0 | 0 | 0 | 0 | 0 | 0 | 131438.2195 | 0 | 0 | 0 | 3320574.8307 | 0 | 0 | 0 | 0 | 25616.1199 | 0 | 0 | 0 | 0 | 0 | 0 | 0 | 131438.2195 | 0 | 0 | 0 | 18817.3245 | 0 | 0
2016-12-14 18:00 | 0 | 0 | 0 | 0 | 52320.4745 | 470119.0198 | 486077 | 0 | 0 | 0 | 1581304.8429 | 0 | 0 | 0 | 0 | 0 | 0 | 0 | 0 | 0 | 0 | 3335615.408 | 0 | 0 | 0 | 0 | 148983.3894 | 0 | 0 | 0 | 0 | 0 | 0 | 0 | -131438.2195 | 0 | 0 | 0 | 18817.3245 | 0 | 0
2016-12-14 19:00 | 0 | 0 | 0 | 0 | 318962.0718 | 464543.8616 | 484267 | 0 | 0 | 0 | 1730288.2322 | 0 | 0 | 0 | 0 | 0 | 0 | 131438.2195 | 0 | 0 | 0 | 3350655.9251 | 0 | 0 | 0 | 0 | 148983.3894 | 0 | 0 | 0 | 0 | 0 | 0 | 0 | 131438.2195 | 0 | 0 | 0 | 18817.3245 | 0 | 0
2016-12-14 20:00 | 0 | 0 | 0 | 0 | 301591.1139 | 482727.8195 | 485080 | 0 | 0 | 0 | 1879271.6216 | 0 | 0 | 0 | 0 | 0 | 0 | 262876.439 | 0 | 0 | 0 | 3365696.382 | 0 | 0 | 0 | 0 | 148983.3894 | 0 | 0 | 0 | 0 | 0 | 0 | 0 | 131438.2195 | 0 | 0 | 0 | 18817.3245 | 0 | 0
2016-12-14 21:00 | 0 | 0 | 0 | 0 | 301828.6119 | 490499.3215 | 493089 | 0 | 0 | 0 | 2028255.011 | 0 | 0 | 0 | 0 | 0 | 0 | 394314.6585 | 0 | 0 | 0 | 3380736.7788 | 0 | 0 | 0 | 0 | 148983.3894 | 0 | 0 | 0 | 0 | 0 | 0 | 0 | 131438.2195 | 0 | 0 | 0 | 18817.3245 | 0 | 0
2016-12-14 22:00 | 0 | 0 | 0 | 0 | 389841.0153 | 410286.7669 | 512913 | 0 | 0 | 0 | 2177238.4003 | 0 | 0 | 0 | 0 | 0 | 0 | 513728.7269 | 0 | 0 | 0 | 3395777.1155 | 0 | 0 | 0 | 0 | 148983.3894 | 0 | 0 | 0 | 0 | 0 | 0 | 0 | 119414.0684 | 0 | 0 | 0 | 18817.3245 | 0 | 0
2016-12-14 23:00 | 0 | 0 | 0 | 0 | 507751.9472 | 151613.3655 | 530545 | 0 | 0 | 0 | 2287241.3885 | 0 | 0 | 0 | 0 | 0 | 0 | 513728.7269 | 0 | 0 | 0 | 3410817.392 | 0 | 0 | 0 | 0 | 110002.9882 | 0 | 0 | 0 | 0 | 0 | 0 | 0 | 0 | 0 | 0 | 0 | 18817.3245 | 0 | 0
2016-12-15 | 0 | 0 | 0 | 0 | 509561.2889 | 1425.6725 | 537736 | 0 | 0 | 0 | 2260492.3499 | 0 | 0 | 0 | 0 | 0 | 0 | 513728.7269 | 0 | 0 | 0 | 3410803.7487 | 0 | 0 | 0 | 0 | -26749.0386 | 0 | 0 | 0 | 0 | 0 | 0 | 0 | 0 | 0 | 0 | 0 | 0 | 0 | 0
2016-12-15 01:00 | 0 | 0 | 0 | 0 | 470083.02 | 0 | 537977 | 0 | 0 | 0 | 2192598.3699 | 0 | 0 | 0 | 0 | 0 | 0 | 513728.7269 | 0 | 0 | 0 | 3410790.1055 | 0 | 0 | 0 | 0 | -67893.98 | 0 | 0 | 0 | 0 | 0 | 0 | 0 | 0 | 0 | 0 | 0 | 0 | 0 | 0
2016-12-15 02:00 | 0 | 0 | 0 | 0 | 423355.8358 | 0 | 527870 | 0 | 0 | 0 | 2088084.2056 | 0 | 0 | 0 | 0 | 0 | 0 | 513728.7269 | 0 | 0 | 0 | 3410776.4623 | 0 | 0 | 0 | 0 | -104514.1642 | 0 | 0 | 0 | 0 | 0 | 0 | 0 | 0 | 0 | 0 | 0 | 0 | 0 | 0
2016-12-15 03:00 | 0 | 0 | 0 | 0 | 374535.8979 | 0 | 508040 | 0 | 0 | 0 | 1954580.1036 | 0 | 0 | 0 | 0 | 0 | 0 | 513728.7269 | 0 | 0 | 0 | 3410762.8192 | 0 | 0 | 0 | 0 | -133504.1021 | 0 | 0 | 0 | 0 | 0 | 0 | 0 | 0 | 0 | 0 | 0 | 0 | 0 | 0
2016-12-15 04:00 | 0 | 0 | 0 | 0 | 333040.3134 | 0 | 483044 | 0 | 0 | 0 | 1805596.7142 | 0 | 0 | 0 | 0 | 0 | 0 | 513728.7269 | 0 | 0 | 0 | 3408990.043 | 0 | 0 | 0 | 0 | -148983.3894 | 0 | 0 | 0 | 0 | 0 | 0 | 0 | 0 | 0 | 0 | 0 | 0 | 1759.1332 | 0
2016-12-15 05:00 | 0 | 0 | 0 | 0 | 300862.2194 | 0 | 460192 | 0 | 0 | 0 | 1656613.3248 | 0 | 0 | 0 | 0 | 0 | 0 | 513728.7269 | 0 | 0 | 0 | 3391137.8013 | 0 | 0 | 0 | 0 | -148983.3894 | 0 | 0 | 0 | 0 | 0 | 0 | 0 | 0 | 0 | 0 | 0 | 0 | 17838.6057 | 0
2016-12-15 06:00 | 0 | 0 | 0 | 0 | 274602.9854 | 0 | 444580 | 0 | 0 | 0 | 1507629.9354 | 0 | 0 | 0 | 0 | 0 | 0 | 513728.7269 | 0 | 0 | 0 | 3354928.3312 | 0 | 0 | 0 | 0 | -148983.3894 | 0 | 0 | 0 | 0 | 0 | 0 | 0 | 0 | 0 | 0 | 0 | 0 | 36195.9055 | 0
2016-12-15 07:00 | 0 | 0 | 0 | 0 | 251589.6845 | 0 | 435415 | 0 | 0 | 0 | 1358646.5461 | 0 | 0 | 0 | 0 | 0 | 0 | 513728.7269 | 0 | 0 | 0 | 3294842.6252 | 0 | 0 | 0 | 0 | -148983.3894 | 0 | 0 | 0 | 0 | 0 | 0 | 0 | 0 | 0 | 0 | 0 | 0 | 60072.2864 | 0
2016-12-15 08:00 | 0 | 0 | 0 | 0 | 240271.8611 | 0 | 432190 | 0 | 0 | 0 | 1209663.1567 | 0 | 0 | 0 | 0 | 0 | 0 | 513728.7269 | 0 | 0 | 0 | 3220804.0156 | 0 | 0 | 0 | 0 | -148983.3894 | 0 | 0 | 0 | 0 | 0 | 0 | 0 | 0 | 0 | 0 | 0 | 0 | 74025.4302 | 0
2016-12-15 09:00 | 0 | 0 | 0 | 0 | 229800.1005 | 0 | 436254 | 0 | 0 | 0 | 1060679.7673 | 0 | 0 | 0 | 0 | 0 | 0 | 513728.7269 | 0 | 0 | 0 | 3121704.0459 | 0 | 0 | 0 | 0 | -148983.3894 | 0 | 0 | 0 | 0 | 0 | 0 | 0 | 0 | 0 | 0 | 0 | 0 | 99087.0864 | 0
2016-12-15 10:00 | 0 | 0 | 0 | 0 | 223558.0888 | 0 | 453968 | 0 | 0 | 0 | 911696.378 | 0 | 0 | 0 | 0 | 0 | 0 | 458305.2509 | 0 | 0 | 0 | 3076858.7214 | 0 | 0 | 0 | 0 | -148983.3894 | 0 | 0 | 0 | 0 | 0 | 0 | 0 | -55423.476 | 0 | 0 | 0 | 0 | 44832.8377 | 0
2016-12-15 11:00 | 0 | 0 | 0 | 0 | 225231.4429 | 0 | 485955 | 0 | 0 | 0 | 762712.9886 | 0 | 0 | 0 | 0 | 0 | 0 | 346565.0832 | 0 | 0 | 0 | 3076846.414 | 0 | 0 | 0 | 0 | -148983.3894 | 0 | 0 | 0 | 0 | 0 | 0 | 0 | -111740.1677 | 0 | 0 | 0 | 0 | 0 | 0
2016-12-15 12:00 | 0 | 0 | 0 | 0 | 235344.115 | 0 | 516985 | 0 | 0 | 0 | 613729.5992 | 0 | 0 | 0 | 0 | 0 | 0 | 215126.8637 | 0 | 0 | 0 | 3074731.9064 | 0 | 0 | 0 | 0 | -148983.3894 | 0 | 0 | 0 | 0 | 0 | 0 | 0 | -131438.2195 | 0 | 0 | 0 | 0 | 2102.2002 | 0
2016-12-15 13:00 | 0 | 0 | 0 | 0 | 251045.372 | 0 | 529454 | 0 | 0 | 0 | 464746.2099 | 0 | 0 | 0 | 0 | 0 | 0 | 85701.625 | 0 | 0 | 0 | 3074719.6075 | 0 | 0 | 0 | 0 | -148983.3894 | 0 | 0 | 0 | 0 | 0 | 0 | 0 | -129425.2387 | 0 | 0 | 0 | 0 | 0 | 0
2016-12-15 14:00 | 0 | 0 | 0 | 0 | 262815.3124 | 34500.6732 | 532001 | 0 | 0 | 0 | 315762.8205 | 0 | 0 | 0 | 0 | 0 | 0 | 0 | 0 | 0 | 0 | 3074707.3086 | 0 | 0 | 0 | 0 | -148983.3894 | 0 | 0 | 0 | 0 | 0 | 0 | 0 | -85701.625 | 0 | 0 | 0 | 0 | 0 | 0
2016-12-15 15:00 | 0 | 0 | 0 | 0 | 296289.2973 | 250923.5472 | 530640 | 0 | 0 | 0 | 200897.4455 | 0 | 0 | 0 | 0 | 0 | 0 | 131438.2195 | 0 | 0 | 0 | 3074695.0098 | 0 | 0 | 0 | 0 | -114865.375 | 0 | 0 | 0 | 0 | 0 | 0 | 0 | 131438.2195 | 0 | 0 | 0 | 0 | 0 | 0
2016-12-15 16:00 | 0 | 0 | 0 | 0 | 327756.5338 | 337096.9268 | 526810 | 0 | 0 | 0 | 349880.8349 | 0 | 0 | 0 | 0 | 0 | 0 | 120498.2908 | 0 | 0 | 0 | 3074682.711 | 0 | 0 | 0 | 0 | 148983.3894 | 0 | 0 | 0 | 0 | 0 | 0 | 0 | -10939.9287 | 0 | 0 | 0 | 0 | 0 | 0
2016-12-15 17:00 | 0 | 0 | 0 | 0 | 352514.5096 | 361959.7189 | 521762 | 0 | 0 | 0 | 498864.2243 | 0 | 0 | 0 | 0 | 0 | 0 | 164227.1298 | 0 | 0 | 0 | 3074670.4123 | 0 | 0 | 0 | 0 | 148983.3894 | 0 | 0 | 0 | 0 | 0 | 0 | 0 | 43728.8391 | 0 | 0 | 0 | 0 | 0 | 0
2016-12-15 18:00 | 0 | 0 | 0 | 0 | 370549.7351 | 362918.8393 | 517951 | 0 | 0 | 0 | 647847.6136 | 0 | 0 | 0 | 0 | 0 | 0 | 230761.3148 | 0 | 0 | 0 | 3074658.1136 | 0 | 0 | 0 | 0 | 148983.3894 | 0 | 0 | 0 | 0 | 0 | 0 | 0 | 66534.185 | 0 | 0 | 0 | 0 | 0 | 0
2016-12-15 19:00 | 0 | 0 | 0 | 0 | 383040.5991 | 360306.6652 | 515590 | 0 | 0 | 0 | 796831.003 | 0 | 0 | 0 | 0 | 0 | 0 | 307104.6015 | 0 | 0 | 0 | 3076590.2855 | 0 | 0 | 0 | 0 | 148983.3894 | 0 | 0 | 0 | 0 | 0 | 0 | 0 | 76343.2867 | 0 | 0 | 0 | 2430.5882 | 0 | 0
2016-12-15 20:00 | 0 | 0 | 0 | 0 | 393674.833 | 357047.1805 | 515718 | 0 | 0 | 0 | 945814.3924 | 0 | 0 | 0 | 0 | 0 | 0 | 374307.9011 | 0 | 0 | 0 | 3091631.8388 | 0 | 0 | 0 | 0 | 148983.3894 | 0 | 0 | 0 | 0 | 0 | 0 | 0 | 67203.2996 | 0 | 0 | 0 | 18817.3245 | 0 | 0
2016-12-15 21:00 | 0 | 0 | 0 | 0 | 410705.2553 | 343036.8058 | 525072 | 0 | 0 | 0 | 1024228.9094 | 0 | 0 | 0 | 0 | 0 | 0 | 505746.1206 | 0 | 0 | 0 | 3106673.3318 | 0 | 0 | 0 | 0 | 78414.5171 | 0 | 0 | 0 | 0 | 0 | 0 | 0 | 131438.2195 | 0 | 0 | 0 | 18817.3245 | 0 | 0
2016-12-15 22:00 | 0 | 0 | 0 | 0 | 429701.7964 | 271063.1808 | 547634 | 0 | 0 | 0 | 1173212.2988 | 0 | 0 | 0 | 0 | 0 | 0 | 491076.384 | 0 | 0 | 0 | 3121714.7647 | 0 | 0 | 0 | 0 | 148983.3894 | 0 | 0 | 0 | 0 | 0 | 0 | 0 | -14669.7367 | 0 | 0 | 0 | 18817.3245 | 0 | 0
2016-12-15 23:00 | 0 | 0 | 0 | 0 | 487988.8367 | 61226.4767 | 565975 | 0 | 0 | 0 | 1114982.9448 | 0 | 0 | 0 | 0 | 0 | 0 | 513728.7269 | 0 | 0 | 0 | 3136756.1375 | 0 | 0 | 0 | 0 | -58229.354 | 0 | 0 | 0 | 0 | 0 | 0 | 0 | 22652.3429 | 0 | 0 | 0 | 18817.3245 | 0 | 0
2016-12-16 | 0 | 0 | 0 | 0 | 518683.6648 | 20.2334 | 573691 | 0 | 0 | 0 | 1172616.738 | 0 | 0 | 0 | 0 | 0 | 0 | 382290.5074 | 0 | 0 | 0 | 3151797.45 | 0 | 0 | 0 | 0 | 57633.7932 | 0 | 0 | 0 | 0 | 0 | 0 | 0 | -131438.2195 | 0 | 0 | 0 | 18817.3245 | 0 | 0
2016-12-16 01:00 | 0 | 0 | 0 | 0 | 514445.4479 | 0 | 574150 | 0 | 0 | 0 | 1023633.3487 | 0 | 0 | 0 | 0 | 0 | 0 | 452752.0202 | 0 | 0 | 0 | 3166838.7024 | 0 | 0 | 0 | 0 | -148983.3894 | 0 | 0 | 0 | 0 | 0 | 0 | 0 | 70461.5128 | 0 | 0 | 0 | 18817.3245 | 0 | 0
2016-12-16 02:00 | 0 | 0 | 0 | 0 | 494067.6518 | 0 | 563855 | 0 | 0 | 0 | 874649.9593 | 0 | 0 | 0 | 0 | 0 | 0 | 513130.7368 | 0 | 0 | 0 | 3181879.8946 | 0 | 0 | 0 | 0 | -148983.3894 | 0 | 0 | 0 | 0 | 0 | 0 | 0 | 60378.7166 | 0 | 0 | 0 | 18817.3245 | 0 | 0
2016-12-16 03:00 | 0 | 0 | 0 | 0 | 462370.071 | 0 | 542728 | 0 | 0 | 0 | 906912.9253 | 0 | 0 | 0 | 0 | 0 | 0 | 381692.5173 | 0 | 0 | 0 | 3196921.0267 | 0 | 0 | 0 | 0 | 32262.966 | 0 | 0 | 0 | 0 | 0 | 0 | 0 | -131438.2195 | 0 | 0 | 0 | 18817.3245 | 0 | 0
2016-12-16 04:00 | 0 | 0 | 0 | 0 | 434446.7291 | 0 | 516634 | 0 | 0 | 0 | 757929.5359 | 0 | 0 | 0 | 0 | 0 | 0 | 429671.3113 | 0 | 0 | 0 | 3211962.0986 | 0 | 0 | 0 | 0 | -148983.3894 | 0 | 0 | 0 | 0 | 0 | 0 | 0 | 47978.794 | 0 | 0 | 0 | 18817.3245 | 0 | 0
2016-12-16 05:00 | 0 | 0 | 0 | 0 | 409827.9381 | 0 | 494644 | 0 | 0 | 0 | 785734.369 | 0 | 0 | 0 | 0 | 0 | 0 | 298233.0918 | 0 | 0 | 0 | 3227003.1103 | 0 | 0 | 0 | 0 | 27804.8331 | 0 | 0 | 0 | 0 | 0 | 0 | 0 | -131438.2195 | 0 | 0 | 0 | 18817.3245 | 0 | 0
2016-12-16 06:00 | 0 | 0 | 0 | 0 | 392365.0956 | 0 | 478167 | 0 | 0 | 0 | 636750.9796 | 0 | 0 | 0 | 0 | 0 | 0 | 342597.2523 | 0 | 0 | 0 | 3242044.0619 | 0 | 0 | 0 | 0 | -148983.3894 | 0 | 0 | 0 | 0 | 0 | 0 | 0 | 44364.1605 | 0 | 0 | 0 | 18817.3245 | 0 | 0
2016-12-16 07:00 | 0 | 0 | 0 | 0 | 390866.6053 | 0 | 468952 | 0 | 0 | 0 | 487767.5902 | 0 | 0 | 0 | 0 | 0 | 0 | 394677.9225 | 0 | 0 | 0 | 3257084.9533 | 0 | 0 | 0 | 0 | -148983.3894 | 0 | 0 | 0 | 0 | 0 | 0 | 0 | 52080.6702 | 0 | 0 | 0 | 18817.3245 | 0 | 0
2016-12-16 08:00 | 0 | 0 | 0 | 0 | 389166.6417 | 0 | 464287 | 0 | 0 | 0 | 525268.127 | 0 | 0 | 0 | 0 | 0 | 0 | 263239.703 | 0 | 0 | 0 | 3272125.7846 | 0 | 0 | 0 | 0 | 37500.5367 | 0 | 0 | 0 | 0 | 0 | 0 | 0 | -131438.2195 | 0 | 0 | 0 | 18817.3245 | 0 | 0
2016-12-16 09:00 | 0 | 0 | 0 | 0 | 389191.7779 | 0 | 466808 | 0 | 0 | 0 | 376284.7376 | 0 | 0 | 0 | 0 | 0 | 0 | 315789.5458 | 0 | 0 | 0 | 3287166.5557 | 0 | 0 | 0 | 0 | -148983.3894 | 0 | 0 | 0 | 0 | 0 | 0 | 0 | 52549.8428 | 0 | 0 | 0 | 18817.3245 | 0 | 0
2016-12-16 10:00 | 0 | 0 | 0 | 0 | 389166.5534 | 0 | 480215 | 0 | 0 | 0 | 227301.3482 | 0 | 0 | 0 | 0 | 0 | 0 | 354907.1641 | 0 | 0 | 0 | 3302207.2666 | 0 | 0 | 0 | 0 | -148983.3894 | 0 | 0 | 0 | 0 | 0 | 0 | 0 | 39117.6183 | 0 | 0 | 0 | 18817.3245 | 0 | 0
2016-12-16 11:00 | 0 | 0 | 0 | 0 | 393879.2872 | 0 | 509127 | 0 | 0 | 0 | 224674.5304 | 0 | 0 | 0 | 0 | 0 | 0 | 223468.9446 | 0 | 0 | 0 | 3317247.9173 | 0 | 0 | 0 | 0 | -2626.8178 | 0 | 0 | 0 | 0 | 0 | 0 | 0 | -131438.2195 | 0 | 0 | 0 | 18817.3245 | 0 | 0
2016-12-16 12:00 | 0 | 0 | 0 | 0 | 403001.1426 | 0 | 536307 | 0 | 0 | 0 | 75691.1411 | 0 | 0 | 0 | 0 | 0 | 0 | 220329.1521 | 0 | 0 | 0 | 3332288.5079 | 0 | 0 | 0 | 0 | -148983.3894 | 0 | 0 | 0 | 0 | 0 | 0 | 0 | -3139.7925 | 0 | 0 | 0 | 18817.3245 | 0 | 0
2016-12-16 13:00 | 0 | 0 | 0 | 0 | 407805.8669 | 0 | 546053 | 0 | 0 | 0 | 50064.903 | 0 | 0 | 0 | 0 | 0 | 0 | 88890.9326 | 0 | 0 | 0 | 3347329.0384 | 0 | 0 | 0 | 0 | -25626.2381 | 0 | 0 | 0 | 0 | 0 | 0 | 0 | -131438.2195 | 0 | 0 | 0 | 18817.3245 | 0 | 0
2016-12-16 14:00 | 0 | 0 | 0 | 0 | 398530.5684 | 29085.9205 | 547755 | 0 | 0 | 0 | 0 | 0 | 0 | 0 | 0 | 0 | 0 | 0 | 0 | 0 | 0 | 3362369.5086 | 0 | 0 | 0 | 0 | -50064.903 | 0 | 0 | 0 | 0 | 0 | 0 | 0 | -88890.9326 | 0 | 0 | 0 | 18817.3245 | 0 | 0
2016-12-16 15:00 | 0 | 0 | 0 | 0 | 384031.1694 | 179824.1551 | 545038 | 0 | 0 | 0 | 0 | 0 | 0 | 0 | 0 | 0 | 0 | 0 | 0 | 0 | 0 | 3377409.9187 | 0 | 0 | 0 | 0 | 0 | 0 | 0 | 0 | 0 | 0 | 0 | 0 | 0 | 0 | 0 | 0 | 18817.3245 | 0 | 0
2016-12-16 16:00 | 0 | 0 | 0 | 0 | 238937.4365 | 317707.888 | 537828 | 0 | 0 | 0 | 0 | 0 | 0 | 0 | 0 | 0 | 0 | 0 | 0 | 0 | 0 | 3392450.2687 | 0 | 0 | 0 | 0 | 0 | 0 | 0 | 0 | 0 | 0 | 0 | 0 | 0 | 0 | 0 | 0 | 18817.3245 | 0 | 0
2016-12-16 17:00 | 0 | 0 | 0 | 0 | 388394.9273 | 389984.5327 | 527938 | 0 | 0 | 0 | 148983.3894 | 0 | 0 | 0 | 0 | 0 | 0 | 82640.7461 | 0 | 0 | 0 | 3407490.5585 | 0 | 0 | 0 | 0 | 148983.3894 | 0 | 0 | 0 | 0 | 0 | 0 | 0 | 82640.7461 | 0 | 0 | 0 | 18817.3245 | 0 | 0
2016-12-16 18:00 | 0 | 0 | 0 | 0 | 0 | 412768.9527 | 521278 | 0 | 0 | 0 | 104297.7637 | 0 | 0 | 0 | 0 | 0 | 0 | 0 | 0 | 0 | 0 | 3422530.7881 | 0 | 0 | 0 | 0 | -44685.6257 | 0 | 0 | 0 | 0 | 0 | 0 | 0 | -82640.7461 | 0 | 0 | 0 | 18817.3245 | 0 | 0
2016-12-16 19:00 | 0 | 0 | 0 | 0 | 395967.8758 | 418704.7939 | 516221 | 0 | 0 | 0 | 252493.8894 | 0 | 0 | 0 | 0 | 0 | 0 | 131438.2195 | 0 | 0 | 0 | 3437570.9576 | 0 | 0 | 0 | 0 | 148196.1257 | 0 | 0 | 0 | 0 | 0 | 0 | 0 | 131438.2195 | 0 | 0 | 0 | 18817.3245 | 0 | 0
2016-12-16 20:00 | 0 | 0 | 0 | 0 | 0 | 440101.2249 | 512984 | 0 | 0 | 0 | 292232.0093 | 0 | 0 | 0 | 0 | 0 | 0 | 0 | 0 | 0 | 0 | 3452611.0669 | 0 | 0 | 0 | 0 | 39738.1199 | 0 | 0 | 0 | 0 | 0 | 0 | 0 | -131438.2195 | 0 | 0 | 0 | 18817.3245 | 0 | 0
2016-12-16 21:00 | 0 | 0 | 0 | 0 | 347978.7566 | 467607.1768 | 516347 | 0 | 0 | 0 | 441215.3987 | 0 | 0 | 0 | 0 | 0 | 0 | 131438.2195 | 0 | 0 | 0 | 3467651.116 | 0 | 0 | 0 | 0 | 148983.3894 | 0 | 0 | 0 | 0 | 0 | 0 | 0 | 131438.2195 | 0 | 0 | 0 | 18817.3245 | 0 | 0
2016-12-16 22:00 | 0 | 0 | 0 | 0 | 111020.5279 | 419214.6267 | 528963 | 0 | 0 | 0 | 292232.0093 | 0 | 0 | 0 | 0 | 0 | 0 | 262876.439 | 0 | 0 | 0 | 3482691.105 | 0 | 0 | 0 | 0 | -148983.3894 | 0 | 0 | 0 | 0 | 0 | 0 | 0 | 131438.2195 | 0 | 0 | 0 | 18817.3245 | 0 | 0
2016-12-16 23:00 | 0 | 0 | 0 | 0 | 523198.7017 | 162963.0157 | 538562 | 0 | 0 | 0 | 441215.3987 | 0 | 0 | 0 | 0 | 0 | 0 | 242675.4426 | 0 | 0 | 0 | 3497731.0338 | 0 | 0 | 0 | 0 | 148983.3894 | 0 | 0 | 0 | 0 | 0 | 0 | 0 | -20200.9964 | 0 | 0 | 0 | 18817.3245 | 0 | 0
2016-12-17 | 0 | 0 | 0 | 0 | 412429.8338 | 1731.9986 | 538262 | 0 | 0 | 0 | 292232.0093 | 0 | 0 | 0 | 0 | 0 | 0 | 248741.3399 | 0 | 0 | 0 | 3512770.9025 | 0 | 0 | 0 | 0 | -148983.3894 | 0 | 0 | 0 | 0 | 0 | 0 | 0 | 6065.8973 | 0 | 0 | 0 | 18817.3245 | 0 | 0
2016-12-17 01:00 | 0 | 0 | 0 | 0 | 548588.7182 | 0 | 534022 | 0 | 0 | 0 | 156543.1835 | 0 | 0 | 0 | 0 | 0 | 0 | 380179.5594 | 0 | 0 | 0 | 3527810.711 | 0 | 0 | 0 | 0 | -135688.8258 | 0 | 0 | 0 | 0 | 0 | 0 | 0 | 131438.2195 | 0 | 0 | 0 | 18817.3245 | 0 | 0
2016-12-17 02:00 | 0 | 0 | 0 | 0 | 554957.943 | 0 | 521280 | 0 | 0 | 0 | 302842.0216 | 0 | 0 | 0 | 0 | 0 | 0 | 248741.3399 | 0 | 0 | 0 | 3542850.4593 | 0 | 0 | 0 | 0 | 146298.8381 | 0 | 0 | 0 | 0 | 0 | 0 | 0 | -131438.2195 | 0 | 0 | 0 | 18817.3245 | 0 | 0
2016-12-17 03:00 | 0 | 0 | 0 | 0 | 562973.1466 | 0 | 502161 | 0 | 0 | 0 | 451825.4109 | 0 | 0 | 0 | 0 | 0 | 0 | 141752.7726 | 0 | 0 | 0 | 3557890.1475 | 0 | 0 | 0 | 0 | 148983.3894 | 0 | 0 | 0 | 0 | 0 | 0 | 0 | -106988.5673 | 0 | 0 | 0 | 18817.3245 | 0 | 0
2016-12-17 04:00 | 0 | 0 | 0 | 0 | 217024.7156 | 0 | 478629 | 0 | 0 | 0 | 302842.0216 | 0 | 0 | 0 | 0 | 0 | 0 | 10314.5531 | 0 | 0 | 0 | 3572929.7755 | 0 | 0 | 0 | 0 | -148983.3894 | 0 | 0 | 0 | 0 | 0 | 0 | 0 | -131438.2195 | 0 | 0 | 0 | 18817.3245 | 0 | 0
2016-12-17 05:00 | 0 | 0 | 0 | 0 | 613686.1607 | 0 | 456200 | 0 | 0 | 0 | 451825.4109 | 0 | 0 | 0 | 0 | 0 | 0 | 0 | 0 | 0 | 0 | 3587969.3434 | 0 | 0 | 0 | 0 | 148983.3894 | 0 | 0 | 0 | 0 | 0 | 0 | 0 | -10314.5531 | 0 | 0 | 0 | 18817.3245 | 0 | 0
2016-12-17 06:00 | 0 | 0 | 0 | 0 | 636734.1698 | 0 | 438385 | 0 | 0 | 0 | 499919.0367 | 0 | 0 | 0 | 0 | 0 | 0 | 131438.2195 | 0 | 0 | 0 | 3603008.8511 | 0 | 0 | 0 | 0 | 48093.6258 | 0 | 0 | 0 | 0 | 0 | 0 | 0 | 131438.2195 | 0 | 0 | 0 | 18817.3245 | 0 | 0
2016-12-17 07:00 | 0 | 0 | 0 | 0 | 164269.7156 | 0 | 425874 | 0 | 0 | 0 | 350935.6473 | 0 | 0 | 0 | 0 | 0 | 0 | 0 | 0 | 0 | 0 | 3618048.2987 | 0 | 0 | 0 | 0 | -148983.3894 | 0 | 0 | 0 | 0 | 0 | 0 | 0 | -131438.2195 | 0 | 0 | 0 | 18817.3245 | 0 | 0
2016-12-17 08:00 | 0 | 0 | 0 | 0 | 681690.2401 | 0 | 418189 | 0 | 0 | 0 | 464181.3434 | 0 | 0 | 0 | 0 | 0 | 0 | 131438.2195 | 0 | 0 | 0 | 3633087.686 | 0 | 0 | 0 | 0 | 113245.6961 | 0 | 0 | 0 | 0 | 0 | 0 | 0 | 131438.2195 | 0 | 0 | 0 | 18817.3245 | 0 | 0
2016-12-17 09:00 | 0 | 0 | 0 | 0 | 288883.4279 | 0 | 415645 | 0 | 0 | 0 | 315197.9541 | 0 | 0 | 0 | 0 | 0 | 0 | 134842.7123 | 0 | 0 | 0 | 3648127.0133 | 0 | 0 | 0 | 0 | -148983.3894 | 0 | 0 | 0 | 0 | 0 | 0 | 0 | 3404.4928 | 0 | 0 | 0 | 18817.3245 | 0 | 0
2016-12-17 10:00 | 0 | 0 | 0 | 0 | 699281.5609 | 0 | 418795 | 0 | 0 | 0 | 445428.971 | 0 | 0 | 0 | 0 | 0 | 0 | 266280.9318 | 0 | 0 | 0 | 3663166.2804 | 0 | 0 | 0 | 0 | 130231.017 | 0 | 0 | 0 | 0 | 0 | 0 | 0 | 131438.2195 | 0 | 0 | 0 | 18817.3245 | 0 | 0
2016-12-17 11:00 | 0 | 0 | 0 | 0 | 166342.7156 | 0 | 427947 | 0 | 0 | 0 | 296445.5816 | 0 | 0 | 0 | 0 | 0 | 0 | 134842.7123 | 0 | 0 | 0 | 3678205.4873 | 0 | 0 | 0 | 0 | -148983.3894 | 0 | 0 | 0 | 0 | 0 | 0 | 0 | -131438.2195 | 0 | 0 | 0 | 18817.3245 | 0 | 0
2016-12-17 12:00 | 0 | 0 | 0 | 0 | 698173.7554 | 0 | 441519 | 0 | 0 | 0 | 445428.971 | 0 | 0 | 0 | 0 | 0 | 0 | 223696.7538 | 0 | 0 | 0 | 3693244.634 | 0 | 0 | 0 | 0 | 148983.3894 | 0 | 0 | 0 | 0 | 0 | 0 | 0 | 88854.0416 | 0 | 0 | 0 | 18817.3245 | 0 | 0
2016-12-17 13:00 | 0 | 0 | 0 | 0 | 196570.7156 | 0 | 458175 | 0 | 0 | 0 | 296445.5816 | 0 | 0 | 0 | 0 | 0 | 0 | 92258.5343 | 0 | 0 | 0 | 3708283.7207 | 0 | 0 | 0 | 0 | -148983.3894 | 0 | 0 | 0 | 0 | 0 | 0 | 0 | -131438.2195 | 0 | 0 | 0 | 18817.3245 | 0 | 0
2016-12-17 14:00 | 0 | 0 | 0 | 0 | 671252.9492 | 40142.3026 | 474077 | 0 | 0 | 0 | 383508.2895 | 0 | 0 | 0 | 0 | 0 | 0 | 223696.7538 | 0 | 0 | 0 | 3723322.7471 | 0 | 0 | 0 | 0 | 87062.7078 | 0 | 0 | 0 | 0 | 0 | 0 | 0 | 131438.2195 | 0 | 0 | 0 | 18817.3245 | 0 | 0
2016-12-17 15:00 | 0 | 0 | 0 | 0 | 0 | 340343.8964 | 484504 | 0 | 0 | 0 | 351969.0809 | 0 | 0 | 0 | 0 | 0 | 0 | 92258.5343 | 0 | 0 | 0 | 3738361.7134 | 0 | 0 | 0 | 0 | -31539.2086 | 0 | 0 | 0 | 0 | 0 | 0 | 0 | -131438.2195 | 0 | 0 | 0 | 18817.3245 | 0 | 0
2016-12-17 16:00 | 0 | 0 | 0 | 0 | 245188.3506 | 541526.5828 | 487476 | 0 | 0 | 0 | 500952.4702 | 0 | 0 | 0 | 0 | 0 | 0 | 223696.7538 | 0 | 0 | 0 | 3753400.6195 | 0 | 0 | 0 | 0 | 148983.3894 | 0 | 0 | 0 | 0 | 0 | 0 | 0 | 131438.2195 | 0 | 0 | 0 | 18817.3245 | 0 | 0
2016-12-17 17:00 | 0 | 0 | 0 | 0 | 0 | 550464.1694 | 484404 | 0 | 0 | 0 | 649935.8596 | 0 | 0 | 0 | 0 | 0 | 0 | 121956.2094 | 0 | 0 | 0 | 3768439.4655 | 0 | 0 | 0 | 0 | 148983.3894 | 0 | 0 | 0 | 0 | 0 | 0 | 0 | -101740.5445 | 0 | 0 | 0 | 18817.3245 | 0 | 0
2016-12-17 18:00 | 0 | 0 | 0 | 0 | 0 | 524295.5045 | 478451 | 0 | 0 | 0 | 798919.249 | 0 | 0 | 0 | 0 | 0 | 0 | 0 | 0 | 0 | 0 | 3783478.2514 | 0 | 0 | 0 | 0 | 148983.3894 | 0 | 0 | 0 | 0 | 0 | 0 | 0 | -121956.2094 | 0 | 0 | 0 | 18817.3245 | 0 | 0
2016-12-17 19:00 | 0 | 0 | 0 | 0 | 260067.9677 | 511524.9657 | 472354 | 0 | 0 | 0 | 947902.6384 | 0 | 0 | 0 | 0 | 0 | 0 | 131438.2195 | 0 | 0 | 0 | 3798516.977 | 0 | 0 | 0 | 0 | 148983.3894 | 0 | 0 | 0 | 0 | 0 | 0 | 0 | 131438.2195 | 0 | 0 | 0 | 18817.3245 | 0 | 0
2016-12-17 20:00 | 0 | 0 | 0 | 0 | 0 | 526374.9444 | 468144 | 0 | 0 | 0 | 1096886.0277 | 0 | 0 | 0 | 0 | 0 | 0 | 21868.4501 | 0 | 0 | 0 | 3813555.6425 | 0 | 0 | 0 | 0 | 148983.3894 | 0 | 0 | 0 | 0 | 0 | 0 | 0 | -109569.7694 | 0 | 0 | 0 | 18817.3245 | 0 | 0
2016-12-17 21:00 | 0 | 0 | 0 | 0 | 221765.4159 | 548217.5175 | 470744 | 0 | 0 | 0 | 1245869.4171 | 0 | 0 | 0 | 0 | 0 | 0 | 153306.6696 | 0 | 0 | 0 | 3828594.2479 | 0 | 0 | 0 | 0 | 148983.3894 | 0 | 0 | 0 | 0 | 0 | 0 | 0 | 131438.2195 | 0 | 0 | 0 | 18817.3245 | 0 | 0
2016-12-17 22:00 | 0 | 0 | 0 | 0 | 0 | 534998.3899 | 484005 | 0 | 0 | 0 | 1394852.8065 | 0 | 0 | 0 | 0 | 0 | 0 | 36499.3457 | 0 | 0 | 0 | 3843632.7931 | 0 | 0 | 0 | 0 | 148983.3894 | 0 | 0 | 0 | 0 | 0 | 0 | 0 | -116807.3239 | 0 | 0 | 0 | 18817.3245 | 0 | 0
2016-12-17 23:00 | 0 | 0 | 0 | 0 | 274092.5935 | 222553.5611 | 495374 | 0 | 0 | 0 | 1245869.4171 | 0 | 0 | 0 | 0 | 0 | 0 | 167937.5652 | 0 | 0 | 0 | 3858671.2782 | 0 | 0 | 0 | 0 | -148983.3894 | 0 | 0 | 0 | 0 | 0 | 0 | 0 | 131438.2195 | 0 | 0 | 0 | 18817.3245 | 0 | 0
2016-12-18 | 0 | 0 | 0 | 0 | 639862.9862 | 1787.5872 | 499639 | 0 | 0 | 0 | 1237625.4465 | 0 | 0 | 0 | 0 | 0 | 0 | 299375.7847 | 0 | 0 | 0 | 3873709.7031 | 0 | 0 | 0 | 0 | -8243.9706 | 0 | 0 | 0 | 0 | 0 | 0 | 0 | 131438.2195 | 0 | 0 | 0 | 18817.3245 | 0 | 0
2016-12-18 01:00 | 0 | 0 | 0 | 0 | 238464.7156 | 0 | 500069 | 0 | 0 | 0 | 1088642.0571 | 0 | 0 | 0 | 0 | 0 | 0 | 167937.5652 | 0 | 0 | 0 | 3888748.0678 | 0 | 0 | 0 | 0 | -148983.3894 | 0 | 0 | 0 | 0 | 0 | 0 | 0 | -131438.2195 | 0 | 0 | 0 | 18817.3245 | 0 | 0
2016-12-18 02:00 | 0 | 0 | 0 | 0 | 592277.3913 | 0 | 491239 | 0 | 0 | 0 | 1237625.4465 | 0 | 0 | 0 | 0 | 0 | 0 | 101175.2426 | 0 | 0 | 0 | 3903786.3724 | 0 | 0 | 0 | 0 | 148983.3894 | 0 | 0 | 0 | 0 | 0 | 0 | 0 | -66762.3226 | 0 | 0 | 0 | 18817.3245 | 0 | 0
2016-12-18 03:00 | 0 | 0 | 0 | 0 | 480592.1546 | 0 | 479320 | 0 | 0 | 0 | 1088642.0571 | 0 | 0 | 0 | 0 | 0 | 0 | 232613.4621 | 0 | 0 | 0 | 3918824.6169 | 0 | 0 | 0 | 0 | -148983.3894 | 0 | 0 | 0 | 0 | 0 | 0 | 0 | 131438.2195 | 0 | 0 | 0 | 18817.3245 | 0 | 0
2016-12-18 04:00 | 0 | 0 | 0 | 0 | 569019.1132 | 0 | 461403 | 0 | 0 | 0 | 1059199.5749 | 0 | 0 | 0 | 0 | 0 | 0 | 350854.7331 | 0 | 0 | 0 | 3933862.8011 | 0 | 0 | 0 | 0 | -29442.4823 | 0 | 0 | 0 | 0 | 0 | 0 | 0 | 118241.271 | 0 | 0 | 0 | 18817.3245 | 0 | 0
2016-12-18 05:00 | 0 | 0 | 0 | 0 | 181644.7156 | 0 | 443249 | 0 | 0 | 0 | 910216.1855 | 0 | 0 | 0 | 0 | 0 | 0 | 219416.5136 | 0 | 0 | 0 | 3948900.9253 | 0 | 0 | 0 | 0 | -148983.3894 | 0 | 0 | 0 | 0 | 0 | 0 | 0 | -131438.2195 | 0 | 0 | 0 | 18817.3245 | 0 | 0
2016-12-18 06:00 | 0 | 0 | 0 | 0 | 535199.0149 | 0 | 427707 | 0 | 0 | 0 | 867452.6564 | 0 | 0 | 0 | 0 | 0 | 0 | 350854.7331 | 0 | 0 | 0 | 3963938.9893 | 0 | 0 | 0 | 0 | -42763.5291 | 0 | 0 | 0 | 0 | 0 | 0 | 0 | 131438.2195 | 0 | 0 | 0 | 18817.3245 | 0 | 0
2016-12-18 07:00 | 0 | 0 | 0 | 0 | 518697.1968 | 0 | 417417 | 0 | 0 | 0 | 818477.3092 | 0 | 0 | 0 | 0 | 0 | 0 | 482292.9526 | 0 | 0 | 0 | 3978976.9931 | 0 | 0 | 0 | 0 | -48975.3472 | 0 | 0 | 0 | 0 | 0 | 0 | 0 | 131438.2195 | 0 | 0 | 0 | 18817.3245 | 0 | 0
2016-12-18 08:00 | 0 | 0 | 0 | 0 | 150445.7156 | 0 | 412050 | 0 | 0 | 0 | 669493.9198 | 0 | 0 | 0 | 0 | 0 | 0 | 350854.7331 | 0 | 0 | 0 | 3994014.9368 | 0 | 0 | 0 | 0 | -148983.3894 | 0 | 0 | 0 | 0 | 0 | 0 | 0 | -131438.2195 | 0 | 0 | 0 | 18817.3245 | 0 | 0
2016-12-18 09:00 | 0 | 0 | 0 | 0 | 477525.9074 | 0 | 411510 | 0 | 0 | 0 | 585254.2832 | 0 | 0 | 0 | 0 | 0 | 0 | 482292.9526 | 0 | 0 | 0 | 4009052.8203 | 0 | 0 | 0 | 0 | -84239.6366 | 0 | 0 | 0 | 0 | 0 | 0 | 0 | 131438.2195 | 0 | 0 | 0 | 18817.3245 | 0 | 0
2016-12-18 10:00 | 0 | 0 | 0 | 0 | 446524.0621 | 0 | 415036 | 0 | 0 | 0 | 729363.2403 | 0 | 0 | 0 | 0 | 0 | 0 | 350854.7331 | 0 | 0 | 0 | 4024090.6437 | 0 | 0 | 0 | 0 | 144108.9572 | 0 | 0 | 0 | 0 | 0 | 0 | 0 | -131438.2195 | 0 | 0 | 0 | 18817.3245 | 0 | 0
2016-12-18 11:00 | 0 | 0 | 0 | 0 | 423224.07 | 0 | 424423 | 0 | 0 | 0 | 580379.8509 | 0 | 0 | 0 | 0 | 0 | 0 | 479821.868 | 0 | 0 | 0 | 4039128.4069 | 0 | 0 | 0 | 0 | -148983.3894 | 0 | 0 | 0 | 0 | 0 | 0 | 0 | 128967.1349 | 0 | 0 | 0 | 18817.3245 | 0 | 0
2016-12-18 12:00 | 0 | 0 | 0 | 0 | 176537.7156 | 0 | 438142 | 0 | 0 | 0 | 431396.4616 | 0 | 0 | 0 | 0 | 0 | 0 | 348383.6485 | 0 | 0 | 0 | 4054166.11 | 0 | 0 | 0 | 0 | -148983.3894 | 0 | 0 | 0 | 0 | 0 | 0 | 0 | -131438.2195 | 0 | 0 | 0 | 18817.3245 | 0 | 0
2016-12-18 13:00 | 0 | 0 | 0 | 0 | 397471.0913 | 0 | 457346 | 0 | 0 | 0 | 282413.0722 | 0 | 0 | 0 | 0 | 0 | 0 | 418674.8047 | 0 | 0 | 0 | 4069203.7529 | 0 | 0 | 0 | 0 | -148983.3894 | 0 | 0 | 0 | 0 | 0 | 0 | 0 | 70291.1561 | 0 | 0 | 0 | 18817.3245 | 0 | 0
2016-12-18 14:00 | 0 | 0 | 0 | 0 | 395634.5638 | 84624.8813 | 474790 | 0 | 0 | 0 | 400503.4124 | 0 | 0 | 0 | 0 | 0 | 0 | 287236.5852 | 0 | 0 | 0 | 4084241.3357 | 0 | 0 | 0 | 0 | 118090.3402 | 0 | 0 | 0 | 0 | 0 | 0 | 0 | -131438.2195 | 0 | 0 | 0 | 18817.3245 | 0 | 0
2016-12-18 15:00 | 0 | 0 | 0 | 0 | 37590.4598 | 484047.0346 | 485275 | 0 | 0 | 0 | 549486.8017 | 0 | 0 | 0 | 0 | 0 | 0 | 155798.3657 | 0 | 0 | 0 | 4099278.8583 | 0 | 0 | 0 | 0 | 148983.3894 | 0 | 0 | 0 | 0 | 0 | 0 | 0 | -131438.2195 | 0 | 0 | 0 | 18817.3245 | 0 | 0
2016-12-18 16:00 | 0 | 0 | 0 | 0 | 0 | 641904.9243 | 488225 | 0 | 0 | 0 | 552911.1821 | 0 | 0 | 0 | 0 | 0 | 0 | 287236.5852 | 0 | 0 | 0 | 4114316.3208 | 0 | 0 | 0 | 0 | 3424.3803 | 0 | 0 | 0 | 0 | 0 | 0 | 0 | 131438.2195 | 0 | 0 | 0 | 18817.3245 | 0 | 0
2016-12-18 17:00 | 0 | 0 | 0 | 0 | 0 | 619697.9237 | 487242 | 0 | 0 | 0 | 701894.5714 | 0 | 0 | 0 | 0 | 0 | 0 | 251891.795 | 0 | 0 | 0 | 4129353.7231 | 0 | 0 | 0 | 0 | 148983.3894 | 0 | 0 | 0 | 0 | 0 | 0 | 0 | -35344.7901 | 0 | 0 | 0 | 18817.3245 | 0 | 0
2016-12-18 18:00 | 0 | 0 | 0 | 0 | 0 | 581193.2441 | 484137 | 0 | 0 | 0 | 850877.9608 | 0 | 0 | 0 | 0 | 0 | 0 | 181147.3253 | 0 | 0 | 0 | 4144391.0652 | 0 | 0 | 0 | 0 | 148983.3894 | 0 | 0 | 0 | 0 | 0 | 0 | 0 | -70744.4698 | 0 | 0 | 0 | 18817.3245 | 0 | 0
2016-12-18 19:00 | 0 | 0 | 0 | 0 | 0 | 564412.0574 | 480659 | 0 | 0 | 0 | 784375.4742 | 0 | 0 | 0 | 0 | 0 | 0 | 312585.5448 | 0 | 0 | 0 | 4159428.3473 | 0 | 0 | 0 | 0 | -66502.4866 | 0 | 0 | 0 | 0 | 0 | 0 | 0 | 131438.2195 | 0 | 0 | 0 | 18817.3245 | 0 | 0
2016-12-18 20:00 | 0 | 0 | 0 | 0 | 0 | 579586.1785 | 479543 | 0 | 0 | 0 | 933358.8635 | 0 | 0 | 0 | 0 | 0 | 0 | 244828.0094 | 0 | 0 | 0 | 4174465.5691 | 0 | 0 | 0 | 0 | 148983.3894 | 0 | 0 | 0 | 0 | 0 | 0 | 0 | -67757.5354 | 0 | 0 | 0 | 18817.3245 | 0 | 0
2016-12-18 21:00 | 0 | 0 | 0 | 0 | 178054.7163 | 607681.2171 | 486497 | 0 | 0 | 0 | 1082342.2529 | 0 | 0 | 0 | 0 | 0 | 0 | 376266.2289 | 0 | 0 | 0 | 4189502.7309 | 0 | 0 | 0 | 0 | 148983.3894 | 0 | 0 | 0 | 0 | 0 | 0 | 0 | 131438.2195 | 0 | 0 | 0 | 18817.3245 | 0 | 0
2016-12-18 22:00 | 0 | 0 | 0 | 0 | 0 | 562566.5345 | 505481 | 0 | 0 | 0 | 1231325.6423 | 0 | 0 | 0 | 0 | 0 | 0 | 265551.0495 | 0 | 0 | 0 | 4204539.8324 | 0 | 0 | 0 | 0 | 148983.3894 | 0 | 0 | 0 | 0 | 0 | 0 | 0 | -110715.1794 | 0 | 0 | 0 | 18817.3245 | 0 | 0
2016-12-18 23:00 | 0 | 0 | 0 | 0 | 311810.212 | 215312.9426 | 525851 | 0 | 0 | 0 | 1082342.2529 | 0 | 0 | 0 | 0 | 0 | 0 | 396989.269 | 0 | 0 | 0 | 4219576.8739 | 0 | 0 | 0 | 0 | -148983.3894 | 0 | 0 | 0 | 0 | 0 | 0 | 0 | 131438.2195 | 0 | 0 | 0 | 18817.3245 | 0 | 0
2016-12-19 | 0 | 0 | 0 | 0 | 521229.8434 | 2769.5497 | 537426 | 0 | 0 | 0 | 933358.8635 | 0 | 0 | 0 | 0 | 0 | 0 | 513728.7269 | 0 | 0 | 0 | 4234613.8551 | 0 | 0 | 0 | 0 | -148983.3894 | 0 | 0 | 0 | 0 | 0 | 0 | 0 | 116739.4579 | 0 | 0 | 0 | 18817.3245 | 0 | 0
2016-12-19 01:00 | 0 | 0 | 0 | 0 | 280672.7156 | 0 | 542277 | 0 | 0 | 0 | 784375.4742 | 0 | 0 | 0 | 0 | 0 | 0 | 382290.5074 | 0 | 0 | 0 | 4249650.7763 | 0 | 0 | 0 | 0 | -148983.3894 | 0 | 0 | 0 | 0 | 0 | 0 | 0 | -131438.2195 | 0 | 0 | 0 | 18817.3245 | 0 | 0
2016-12-19 02:00 | 0 | 0 | 0 | 0 | 563555.7042 | 0 | 534931 | 0 | 0 | 0 | 925621.0734 | 0 | 0 | 0 | 0 | 0 | 0 | 250852.2879 | 0 | 0 | 0 | 4264687.6373 | 0 | 0 | 0 | 0 | 141245.5993 | 0 | 0 | 0 | 0 | 0 | 0 | 0 | -131438.2195 | 0 | 0 | 0 | 18817.3245 | 0 | 0
2016-12-19 03:00 | 0 | 0 | 0 | 0 | 258035.7156 | 0 | 519640 | 0 | 0 | 0 | 776637.6841 | 0 | 0 | 0 | 0 | 0 | 0 | 119414.0684 | 0 | 0 | 0 | 4279724.4381 | 0 | 0 | 0 | 0 | -148983.3894 | 0 | 0 | 0 | 0 | 0 | 0 | 0 | -131438.2195 | 0 | 0 | 0 | 18817.3245 | 0 | 0
2016-12-19 04:00 | 0 | 0 | 0 | 0 | 588150.6609 | 0 | 499938 | 0 | 0 | 0 | 714594.8009 | 0 | 0 | 0 | 0 | 0 | 0 | 250852.2879 | 0 | 0 | 0 | 4294761.1788 | 0 | 0 | 0 | 0 | -62042.8831 | 0 | 0 | 0 | 0 | 0 | 0 | 0 | 131438.2195 | 0 | 0 | 0 | 18817.3245 | 0 | 0
2016-12-19 05:00 | 0 | 0 | 0 | 0 | 517811.4943 | 0 | 481449 | 0 | 0 | 0 | 863578.1903 | 0 | 0 | 0 | 0 | 0 | 0 | 119414.0684 | 0 | 0 | 0 | 4309797.8593 | 0 | 0 | 0 | 0 | 148983.3894 | 0 | 0 | 0 | 0 | 0 | 0 | 0 | -131438.2195 | 0 | 0 | 0 | 18817.3245 | 0 | 0
2016-12-19 06:00 | 0 | 0 | 0 | 0 | 613430.2511 | 0 | 468614 | 0 | 0 | 0 | 858138.8974 | 0 | 0 | 0 | 0 | 0 | 0 | 250852.2879 | 0 | 0 | 0 | 4324834.4797 | 0 | 0 | 0 | 0 | -5439.2929 | 0 | 0 | 0 | 0 | 0 | 0 | 0 | 131438.2195 | 0 | 0 | 0 | 18817.3245 | 0 | 0
2016-12-19 07:00 | 0 | 0 | 0 | 0 | 200011.7156 | 0 | 461616 | 0 | 0 | 0 | 709155.508 | 0 | 0 | 0 | 0 | 0 | 0 | 119414.0684 | 0 | 0 | 0 | 4339871.04 | 0 | 0 | 0 | 0 | -148983.3894 | 0 | 0 | 0 | 0 | 0 | 0 | 0 | -131438.2195 | 0 | 0 | 0 | 18817.3245 | 0 | 0
2016-12-19 08:00 | 0 | 0 | 0 | 0 | 618810.8173 | 0 | 459526 | 0 | 0 | 0 | 718184.7813 | 0 | 0 | 0 | 0 | 0 | 0 | 250852.2879 | 0 | 0 | 0 | 4354907.5401 | 0 | 0 | 0 | 0 | 9029.2733 | 0 | 0 | 0 | 0 | 0 | 0 | 0 | 131438.2195 | 0 | 0 | 0 | 18817.3245 | 0 | 0
2016-12-19 09:00 | 0 | 0 | 0 | 0 | 500307.4943 | 0 | 463945 | 0 | 0 | 0 | 867168.1707 | 0 | 0 | 0 | 0 | 0 | 0 | 119414.0684 | 0 | 0 | 0 | 4369943.98 | 0 | 0 | 0 | 0 | 148983.3894 | 0 | 0 | 0 | 0 | 0 | 0 | 0 | -131438.2195 | 0 | 0 | 0 | 18817.3245 | 0 | 0
2016-12-19 10:00 | 0 | 0 | 0 | 0 | 603155.5582 | 0 | 480074 | 0 | 0 | 0 | 839994.1849 | 0 | 0 | 0 | 0 | 0 | 0 | 250852.2879 | 0 | 0 | 0 | 4384980.3598 | 0 | 0 | 0 | 0 | -27173.9858 | 0 | 0 | 0 | 0 | 0 | 0 | 0 | 131438.2195 | 0 | 0 | 0 | 18817.3245 | 0 | 0
2016-12-19 11:00 | 0 | 0 | 0 | 0 | 249229.7156 | 0 | 510834 | 0 | 0 | 0 | 691010.7955 | 0 | 0 | 0 | 0 | 0 | 0 | 119414.0684 | 0 | 0 | 0 | 4400016.6795 | 0 | 0 | 0 | 0 | -148983.3894 | 0 | 0 | 0 | 0 | 0 | 0 | 0 | -131438.2195 | 0 | 0 | 0 | 18817.3245 | 0 | 0
2016-12-19 12:00 | 0 | 0 | 0 | 0 | 598389.1165 | 0 | 542300 | 0 | 0 | 0 | 596844.3681 | 0 | 0 | 0 | 0 | 0 | 0 | 250852.2879 | 0 | 0 | 0 | 4415052.939 | 0 | 0 | 0 | 0 | -94166.4275 | 0 | 0 | 0 | 0 | 0 | 0 | 0 | 131438.2195 | 0 | 0 | 0 | 18817.3245 | 0 | 0
2016-12-19 13:00 | 0 | 0 | 0 | 0 | 597892.3785 | 0 | 559266 | 0 | 0 | 0 | 485215.2026 | 0 | 0 | 0 | 0 | 0 | 0 | 382290.5074 | 0 | 0 | 0 | 4430089.1384 | 0 | 0 | 0 | 0 | -111629.1655 | 0 | 0 | 0 | 0 | 0 | 0 | 0 | 131438.2195 | 0 | 0 | 0 | 18817.3245 | 0 | 0
2016-12-19 14:00 | 0 | 0 | 0 | 0 | 270003.3942 | 34023.3214 | 565631 | 0 | 0 | 0 | 336231.8132 | 0 | 0 | 0 | 0 | 0 | 0 | 250852.2879 | 0 | 0 | 0 | 4445125.2776 | 0 | 0 | 0 | 0 | -148983.3894 | 0 | 0 | 0 | 0 | 0 | 0 | 0 | -131438.2195 | 0 | 0 | 0 | 18817.3245 | 0 | 0
2016-12-19 15:00 | 0 | 0 | 0 | 0 | 170973.4938 | 428732.0005 | 563343 | 0 | 0 | 0 | 485215.2026 | 0 | 0 | 0 | 0 | 0 | 0 | 119414.0684 | 0 | 0 | 0 | 4460161.3567 | 0 | 0 | 0 | 0 | 148983.3894 | 0 | 0 | 0 | 0 | 0 | 0 | 0 | -131438.2195 | 0 | 0 | 0 | 18817.3245 | 0 | 0
2016-12-19 16:00 | 0 | 0 | 0 | 0 | 271244.2659 | 583465.6675 | 555471 | 0 | 0 | 0 | 634198.592 | 0 | 0 | 0 | 0 | 0 | 0 | 250852.2879 | 0 | 0 | 0 | 4475197.3757 | 0 | 0 | 0 | 0 | 148983.3894 | 0 | 0 | 0 | 0 | 0 | 0 | 0 | 131438.2195 | 0 | 0 | 0 | 18817.3245 | 0 | 0
2016-12-19 17:00 | 0 | 0 | 0 | 0 | 9116.8647 | 572667.6296 | 545422 | 0 | 0 | 0 | 783181.9814 | 0 | 0 | 0 | 0 | 0 | 0 | 119414.0684 | 0 | 0 | 0 | 4490233.3345 | 0 | 0 | 0 | 0 | 148983.3894 | 0 | 0 | 0 | 0 | 0 | 0 | 0 | -131438.2195 | 0 | 0 | 0 | 18817.3245 | 0 | 0
2016-12-19 18:00 | 0 | 0 | 0 | 0 | 0 | 542939.1322 | 536491 | 0 | 0 | 0 | 639374.5695 | 0 | 0 | 0 | 0 | 0 | 0 | 250852.2879 | 0 | 0 | 0 | 4505269.2331 | 0 | 0 | 0 | 0 | -143807.4118 | 0 | 0 | 0 | 0 | 0 | 0 | 0 | 131438.2195 | 0 | 0 | 0 | 18817.3245 | 0 | 0
2016-12-19 19:00 | 0 | 0 | 0 | 0 | 39119.3652 | 526100.1292 | 528857 | 0 | 0 | 0 | 788357.9589 | 0 | 0 | 0 | 0 | 0 | 0 | 119414.0684 | 0 | 0 | 0 | 4520305.0716 | 0 | 0 | 0 | 0 | 148983.3894 | 0 | 0 | 0 | 0 | 0 | 0 | 0 | -131438.2195 | 0 | 0 | 0 | 18817.3245 | 0 | 0
2016-12-19 20:00 | 0 | 0 | 0 | 0 | 286080.1147 | 538381.8186 | 525223 | 0 | 0 | 0 | 937341.3483 | 0 | 0 | 0 | 0 | 0 | 0 | 250852.2879 | 0 | 0 | 0 | 4535340.85 | 0 | 0 | 0 | 0 | 148983.3894 | 0 | 0 | 0 | 0 | 0 | 0 | 0 | 131438.2195 | 0 | 0 | 0 | 18817.3245 | 0 | 0
2016-12-19 21:00 | 0 | 0 | 0 | 0 | 0 | 562197.4028 | 529043 | 0 | 0 | 0 | 939654.2755 | 0 | 0 | 0 | 0 | 0 | 0 | 262876.439 | 0 | 0 | 0 | 4550376.5682 | 0 | 0 | 0 | 0 | 2312.9273 | 0 | 0 | 0 | 0 | 0 | 0 | 0 | 12024.1511 | 0 | 0 | 0 | 18817.3245 | 0 | 0
2016-12-19 22:00 | 0 | 0 | 0 | 0 | 46336.537 | 503011.6177 | 548076 | 0 | 0 | 0 | 790670.8862 | 0 | 0 | 0 | 0 | 0 | 0 | 394314.6585 | 0 | 0 | 0 | 4565412.2263 | 0 | 0 | 0 | 0 | -148983.3894 | 0 | 0 | 0 | 0 | 0 | 0 | 0 | 131438.2195 | 0 | 0 | 0 | 18817.3245 | 0 | 0
2016-12-19 23:00 | 0 | 0 | 0 | 0 | 379100.2284 | 225122.266 | 567860 | 0 | 0 | 0 | 939654.2755 | 0 | 0 | 0 | 0 | 0 | 0 | 262876.439 | 0 | 0 | 0 | 4580447.8242 | 0 | 0 | 0 | 0 | 148983.3894 | 0 | 0 | 0 | 0 | 0 | 0 | 0 | -131438.2195 | 0 | 0 | 0 | 18817.3245 | 0 | 0
2016-12-20 | 0 | 0 | 0 | 0 | 312367.1783 | 2903.5374 | 576875 | 0 | 0 | 0 | 790670.8862 | 0 | 0 | 0 | 0 | 0 | 0 | 131438.2195 | 0 | 0 | 0 | 4595483.362 | 0 | 0 | 0 | 0 | -148983.3894 | 0 | 0 | 0 | 0 | 0 | 0 | 0 | -131438.2195 | 0 | 0 | 0 | 18817.3245 | 0 | 0
2016-12-20 01:00 | 0 | 0 | 0 | 0 | 876761.9334 | 0 | 577523 | 0 | 0 | 0 | 939654.2755 | 0 | 0 | 0 | 0 | 0 | 0 | 262876.439 | 0 | 0 | 0 | 4610518.8397 | 0 | 0 | 0 | 0 | 148983.3894 | 0 | 0 | 0 | 0 | 0 | 0 | 0 | 131438.2195 | 0 | 0 | 0 | 18817.3245 | 0 | 0
2016-12-20 02:00 | 0 | 0 | 0 | 0 | 304667.7156 | 0 | 566272 | 0 | 0 | 0 | 790670.8862 | 0 | 0 | 0 | 0 | 0 | 0 | 131438.2195 | 0 | 0 | 0 | 4625554.2572 | 0 | 0 | 0 | 0 | -148983.3894 | 0 | 0 | 0 | 0 | 0 | 0 | 0 | -131438.2195 | 0 | 0 | 0 | 18817.3245 | 0 | 0
2016-12-20 03:00 | 0 | 0 | 0 | 0 | 284006.7156 | 0 | 545611 | 0 | 0 | 0 | 641687.4968 | 0 | 0 | 0 | 0 | 0 | 0 | 0 | 0 | 0 | 0 | 4640589.6145 | 0 | 0 | 0 | 0 | -148983.3894 | 0 | 0 | 0 | 0 | 0 | 0 | 0 | -131438.2195 | 0 | 0 | 0 | 18817.3245 | 0 | 0
2016-12-20 04:00 | 0 | 0 | 0 | 0 | 819941.9334 | 0 | 520703 | 0 | 0 | 0 | 790670.8862 | 0 | 0 | 0 | 0 | 0 | 0 | 131438.2195 | 0 | 0 | 0 | 4655624.9118 | 0 | 0 | 0 | 0 | 148983.3894 | 0 | 0 | 0 | 0 | 0 | 0 | 0 | 131438.2195 | 0 | 0 | 0 | 18817.3245 | 0 | 0
2016-12-20 05:00 | 0 | 0 | 0 | 0 | 236997.7156 | 0 | 498602 | 0 | 0 | 0 | 641687.4968 | 0 | 0 | 0 | 0 | 0 | 0 | 0 | 0 | 0 | 0 | 4670660.1489 | 0 | 0 | 0 | 0 | -148983.3894 | 0 | 0 | 0 | 0 | 0 | 0 | 0 | -131438.2195 | 0 | 0 | 0 | 18817.3245 | 0 | 0
2016-12-20 06:00 | 0 | 0 | 0 | 0 | 780176.9334 | 0 | 480938 | 0 | 0 | 0 | 790670.8862 | 0 | 0 | 0 | 0 | 0 | 0 | 131438.2195 | 0 | 0 | 0 | 4685695.3258 | 0 | 0 | 0 | 0 | 148983.3894 | 0 | 0 | 0 | 0 | 0 | 0 | 0 | 131438.2195 | 0 | 0 | 0 | 18817.3245 | 0 | 0
2016-12-20 07:00 | 0 | 0 | 0 | 0 | 209219.7156 | 0 | 470824 | 0 | 0 | 0 | 641687.4968 | 0 | 0 | 0 | 0 | 0 | 0 | 0 | 0 | 0 | 0 | 4700730.4426 | 0 | 0 | 0 | 0 | -148983.3894 | 0 | 0 | 0 | 0 | 0 | 0 | 0 | -131438.2195 | 0 | 0 | 0 | 18817.3245 | 0 | 0
2016-12-20 08:00 | 0 | 0 | 0 | 0 | 766337.9334 | 0 | 467099 | 0 | 0 | 0 | 790670.8862 | 0 | 0 | 0 | 0 | 0 | 0 | 131438.2195 | 0 | 0 | 0 | 4715765.4993 | 0 | 0 | 0 | 0 | 148983.3894 | 0 | 0 | 0 | 0 | 0 | 0 | 0 | 131438.2195 | 0 | 0 | 0 | 18817.3245 | 0 | 0
2016-12-20 09:00 | 0 | 0 | 0 | 0 | 208892.7156 | 0 | 470497 | 0 | 0 | 0 | 641687.4968 | 0 | 0 | 0 | 0 | 0 | 0 | 0 | 0 | 0 | 0 | 4730800.4958 | 0 | 0 | 0 | 0 | -148983.3894 | 0 | 0 | 0 | 0 | 0 | 0 | 0 | -131438.2195 | 0 | 0 | 0 | 18817.3245 | 0 | 0
2016-12-20 10:00 | 0 | 0 | 0 | 0 | 353206.9351 | 0 | 483373 | 0 | 0 | 0 | 492704.1074 | 0 | 0 | 0 | 0 | 0 | 0 | 0 | 0 | 0 | 0 | 4745835.4322 | 0 | 0 | 0 | 0 | -148983.3894 | 0 | 0 | 0 | 0 | 0 | 0 | 0 | 0 | 0 | 0 | 0 | 18817.3245 | 0 | 0
2016-12-20 11:00 | 0 | 0 | 0 | 0 | 808894.9334 | 0 | 509656 | 0 | 0 | 0 | 641687.4968 | 0 | 0 | 0 | 0 | 0 | 0 | 131438.2195 | 0 | 0 | 0 | 4760870.3084 | 0 | 0 | 0 | 0 | 148983.3894 | 0 | 0 | 0 | 0 | 0 | 0 | 0 | 131438.2195 | 0 | 0 | 0 | 18817.3245 | 0 | 0
2016-12-20 12:00 | 0 | 0 | 0 | 0 | 275705.7156 | 0 | 537310 | 0 | 0 | 0 | 492704.1074 | 0 | 0 | 0 | 0 | 0 | 0 | 0 | 0 | 0 | 0 | 4775905.1245 | 0 | 0 | 0 | 0 | -148983.3894 | 0 | 0 | 0 | 0 | 0 | 0 | 0 | -131438.2195 | 0 | 0 | 0 | 18817.3245 | 0 | 0
2016-12-20 13:00 | 0 | 0 | 0 | 0 | 807857.0494 | 0 | 547315 | 0 | 0 | 0 | 602990.6129 | 0 | 0 | 0 | 0 | 0 | 0 | 131438.2195 | 0 | 0 | 0 | 4790939.8805 | 0 | 0 | 0 | 0 | 110286.5054 | 0 | 0 | 0 | 0 | 0 | 0 | 0 | 131438.2195 | 0 | 0 | 0 | 18817.3245 | 0 | 0
2016-12-20 14:00 | 0 | 0 | 0 | 0 | 246990.4559 | 37399.2597 | 545994 | 0 | 0 | 0 | 454007.2235 | 0 | 0 | 0 | 0 | 0 | 0 | 0 | 0 | 0 | 0 | 4805974.5763 | 0 | 0 | 0 | 0 | -148983.3894 | 0 | 0 | 0 | 0 | 0 | 0 | 0 | -131438.2195 | 0 | 0 | 0 | 18817.3245 | 0 | 0
2016-12-20 15:00 | 0 | 0 | 0 | 0 | 412378.3552 | 424758.5781 | 537898 | 0 | 0 | 0 | 602990.6129 | 0 | 0 | 0 | 0 | 0 | 0 | 131438.2195 | 0 | 0 | 0 | 4821009.212 | 0 | 0 | 0 | 0 | 148983.3894 | 0 | 0 | 0 | 0 | 0 | 0 | 0 | 131438.2195 | 0 | 0 | 0 | 18817.3245 | 0 | 0
2016-12-20 16:00 | 0 | 0 | 0 | 0 | 0 | 577489.167 | 525586 | 0 | 0 | 0 | 666254.6533 | 0 | 0 | 0 | 0 | 0 | 0 | 101260.0215 | 0 | 0 | 0 | 4836043.7876 | 0 | 0 | 0 | 0 | 63264.0405 | 0 | 0 | 0 | 0 | 0 | 0 | 0 | -30178.198 | 0 | 0 | 0 | 18817.3245 | 0 | 0
2016-12-20 17:00 | 0 | 0 | 0 | 0 | 0 | 578007.6923 | 511467 | 0 | 0 | 0 | 815238.0427 | 0 | 0 | 0 | 0 | 0 | 0 | 0 | 0 | 0 | 0 | 4851078.303 | 0 | 0 | 0 | 0 | 148983.3894 | 0 | 0 | 0 | 0 | 0 | 0 | 0 | -101260.0215 | 0 | 0 | 0 | 18817.3245 | 0 | 0
2016-12-20 18:00 | 0 | 0 | 0 | 0 | 0 | 538413.8842 | 499927 | 0 | 0 | 0 | 703469.3829 | 0 | 0 | 0 | 0 | 0 | 0 | 131438.2195 | 0 | 0 | 0 | 4866112.7583 | 0 | 0 | 0 | 0 | -111768.6598 | 0 | 0 | 0 | 0 | 0 | 0 | 0 | 131438.2195 | 0 | 0 | 0 | 18817.3245 | 0 | 0
2016-12-20 19:00 | 0 | 0 | 0 | 0 | 0 | 514929.8369 | 491141 | 0 | 0 | 0 | 577002.6758 | 0 | 0 | 0 | 0 | 0 | 0 | 262876.439 | 0 | 0 | 0 | 4881147.1534 | 0 | 0 | 0 | 0 | -126466.7071 | 0 | 0 | 0 | 0 | 0 | 0 | 0 | 131438.2195 | 0 | 0 | 0 | 18817.3245 | 0 | 0
2016-12-20 20:00 | 0 | 0 | 0 | 0 | 0 | 523475.0629 | 486462 | 0 | 0 | 0 | 725986.0652 | 0 | 0 | 0 | 0 | 0 | 0 | 132088.7881 | 0 | 0 | 0 | 4896181.4884 | 0 | 0 | 0 | 0 | 148983.3894 | 0 | 0 | 0 | 0 | 0 | 0 | 0 | -130787.6509 | 0 | 0 | 0 | 18817.3245 | 0 | 0
2016-12-20 21:00 | 0 | 0 | 0 | 0 | 260289.5067 | 528952.4266 | 490003 | 0 | 0 | 0 | 874969.4545 | 0 | 0 | 0 | 0 | 0 | 0 | 263527.0076 | 0 | 0 | 0 | 4911215.7632 | 0 | 0 | 0 | 0 | 148983.3894 | 0 | 0 | 0 | 0 | 0 | 0 | 0 | 131438.2195 | 0 | 0 | 0 | 18817.3245 | 0 | 0
2016-12-20 22:00 | 0 | 0 | 0 | 0 | 0 | 444768.8787 | 509653 | 0 | 0 | 0 | 922706.2282 | 0 | 0 | 0 | 0 | 0 | 0 | 132088.7881 | 0 | 0 | 0 | 4926249.978 | 0 | 0 | 0 | 0 | 47736.7737 | 0 | 0 | 0 | 0 | 0 | 0 | 0 | -131438.2195 | 0 | 0 | 0 | 18817.3245 | 0 | 0
2016-12-20 23:00 | 0 | 0 | 0 | 0 | 555721.4959 | 149828.757 | 529350 | 0 | 0 | 0 | 948650.9372 | 0 | 0 | 0 | 0 | 0 | 0 | 263527.0076 | 0 | 0 | 0 | 4941284.1326 | 0 | 0 | 0 | 0 | 25944.7089 | 0 | 0 | 0 | 0 | 0 | 0 | 0 | 131438.2195 | 0 | 0 | 0 | 18817.3245 | 0 | 0
2016-12-21 | 0 | 0 | 0 | 0 | 274527.0845 | 2943.6311 | 539075 | 0 | 0 | 0 | 799667.5478 | 0 | 0 | 0 | 0 | 0 | 0 | 132088.7881 | 0 | 0 | 0 | 4956318.227 | 0 | 0 | 0 | 0 | -148983.3894 | 0 | 0 | 0 | 0 | 0 | 0 | 0 | -131438.2195 | 0 | 0 | 0 | 18817.3245 | 0 | 0
2016-12-21 01:00 | 0 | 0 | 0 | 0 | 645709.0695 | 0 | 541622 | 0 | 0 | 0 | 753499.0733 | 0 | 0 | 0 | 0 | 0 | 0 | 263527.0076 | 0 | 0 | 0 | 4971352.2613 | 0 | 0 | 0 | 0 | -46168.4745 | 0 | 0 | 0 | 0 | 0 | 0 | 0 | 131438.2195 | 0 | 0 | 0 | 18817.3245 | 0 | 0
2016-12-21 02:00 | 0 | 0 | 0 | 0 | 270595.7156 | 0 | 532200 | 0 | 0 | 0 | 604515.684 | 0 | 0 | 0 | 0 | 0 | 0 | 132088.7881 | 0 | 0 | 0 | 4986386.2355 | 0 | 0 | 0 | 0 | -148983.3894 | 0 | 0 | 0 | 0 | 0 | 0 | 0 | -131438.2195 | 0 | 0 | 0 | 18817.3245 | 0 | 0
2016-12-21 03:00 | 0 | 0 | 0 | 0 | 725242.3138 | 0 | 513573 | 0 | 0 | 0 | 753499.0733 | 0 | 0 | 0 | 0 | 0 | 0 | 175957.388 | 0 | 0 | 0 | 5001420.1495 | 0 | 0 | 0 | 0 | 148983.3894 | 0 | 0 | 0 | 0 | 0 | 0 | 0 | 43868.5999 | 0 | 0 | 0 | 18817.3245 | 0 | 0
2016-12-21 04:00 | 0 | 0 | 0 | 0 | 526929.4943 | 0 | 490567 | 0 | 0 | 0 | 902482.4627 | 0 | 0 | 0 | 0 | 0 | 0 | 44519.1685 | 0 | 0 | 0 | 5016454.0034 | 0 | 0 | 0 | 0 | 148983.3894 | 0 | 0 | 0 | 0 | 0 | 0 | 0 | -131438.2195 | 0 | 0 | 0 | 18817.3245 | 0 | 0
2016-12-21 05:00 | 0 | 0 | 0 | 0 | 745255.6449 | 0 | 468962 | 0 | 0 | 0 | 1028520.5636 | 0 | 0 | 0 | 0 | 0 | 0 | 175957.388 | 0 | 0 | 0 | 5031487.7972 | 0 | 0 | 0 | 0 | 126038.1009 | 0 | 0 | 0 | 0 | 0 | 0 | 0 | 131438.2195 | 0 | 0 | 0 | 18817.3245 | 0 | 0
2016-12-21 06:00 | 0 | 0 | 0 | 0 | 192191.7156 | 0 | 453796 | 0 | 0 | 0 | 879537.1743 | 0 | 0 | 0 | 0 | 0 | 0 | 44519.1685 | 0 | 0 | 0 | 5046521.5308 | 0 | 0 | 0 | 0 | -148983.3894 | 0 | 0 | 0 | 0 | 0 | 0 | 0 | -131438.2195 | 0 | 0 | 0 | 18817.3245 | 0 | 0
2016-12-21 07:00 | 0 | 0 | 0 | 0 | 446450.1546 | 0 | 445178 | 0 | 0 | 0 | 730553.7849 | 0 | 0 | 0 | 0 | 0 | 0 | 175957.388 | 0 | 0 | 0 | 5061555.2043 | 0 | 0 | 0 | 0 | -148983.3894 | 0 | 0 | 0 | 0 | 0 | 0 | 0 | 131438.2195 | 0 | 0 | 0 | 18817.3245 | 0 | 0
2016-12-21 08:00 | 0 | 0 | 0 | 0 | 478242.4943 | 0 | 441880 | 0 | 0 | 0 | 879537.1743 | 0 | 0 | 0 | 0 | 0 | 0 | 44519.1685 | 0 | 0 | 0 | 5076588.8177 | 0 | 0 | 0 | 0 | 148983.3894 | 0 | 0 | 0 | 0 | 0 | 0 | 0 | -131438.2195 | 0 | 0 | 0 | 18817.3245 | 0 | 0
2016-12-21 09:00 | 0 | 0 | 0 | 0 | 445680.1546 | 0 | 444408 | 0 | 0 | 0 | 730553.7849 | 0 | 0 | 0 | 0 | 0 | 0 | 175957.388 | 0 | 0 | 0 | 5091622.3709 | 0 | 0 | 0 | 0 | -148983.3894 | 0 | 0 | 0 | 0 | 0 | 0 | 0 | 131438.2195 | 0 | 0 | 0 | 18817.3245 | 0 | 0
2016-12-21 10:00 | 0 | 0 | 0 | 0 | 492988.4943 | 0 | 456626 | 0 | 0 | 0 | 879537.1743 | 0 | 0 | 0 | 0 | 0 | 0 | 44519.1685 | 0 | 0 | 0 | 5106655.864 | 0 | 0 | 0 | 0 | 148983.3894 | 0 | 0 | 0 | 0 | 0 | 0 | 0 | -131438.2195 | 0 | 0 | 0 | 18817.3245 | 0 | 0
2016-12-21 11:00 | 0 | 0 | 0 | 0 | 309125.7666 | 0 | 483811 | 0 | 0 | 0 | 730553.7849 | 0 | 0 | 0 | 0 | 0 | 0 | 0 | 0 | 0 | 0 | 5121689.297 | 0 | 0 | 0 | 0 | -148983.3894 | 0 | 0 | 0 | 0 | 0 | 0 | 0 | -44519.1685 | 0 | 0 | 0 | 18817.3245 | 0 | 0
2016-12-21 12:00 | 0 | 0 | 0 | 0 | 794039.7829 | 0 | 510286 | 0 | 0 | 0 | 864052.0238 | 0 | 0 | 0 | 0 | 0 | 0 | 131438.2195 | 0 | 0 | 0 | 5136722.6698 | 0 | 0 | 0 | 0 | 133498.2389 | 0 | 0 | 0 | 0 | 0 | 0 | 0 | 131438.2195 | 0 | 0 | 0 | 18817.3245 | 0 | 0
2016-12-21 13:00 | 0 | 0 | 0 | 0 | 258474.7156 | 0 | 520079 | 0 | 0 | 0 | 715068.6344 | 0 | 0 | 0 | 0 | 0 | 0 | 0 | 0 | 0 | 0 | 5151755.9825 | 0 | 0 | 0 | 0 | -148983.3894 | 0 | 0 | 0 | 0 | 0 | 0 | 0 | -131438.2195 | 0 | 0 | 0 | 18817.3245 | 0 | 0
2016-12-21 14:00 | 0 | 0 | 0 | 0 | 745790.2394 | 33643.5401 | 517715 | 0 | 0 | 0 | 826531.8699 | 0 | 0 | 0 | 0 | 0 | 0 | 131438.2195 | 0 | 0 | 0 | 5166789.2351 | 0 | 0 | 0 | 0 | 111463.2355 | 0 | 0 | 0 | 0 | 0 | 0 | 0 | 131438.2195 | 0 | 0 | 0 | 18817.3245 | 0 | 0
2016-12-21 15:00 | 0 | 0 | 0 | 0 | 78881.7273 | 168743.9883 | 509230 | 0 | 0 | 0 | 677548.4806 | 0 | 0 | 0 | 0 | 0 | 0 | 0 | 0 | 0 | 0 | 5181822.4275 | 0 | 0 | 0 | 0 | -148983.3894 | 0 | 0 | 0 | 0 | 0 | 0 | 0 | -131438.2195 | 0 | 0 | 0 | 18817.3245 | 0 | 0
2016-12-21 16:00 | 0 | 0 | 0 | 0 | 493658.0925 | 303384.8409 | 497804 | 0 | 0 | 0 | 826531.8699 | 0 | 0 | 0 | 0 | 0 | 0 | 131438.2195 | 0 | 0 | 0 | 5196855.5598 | 0 | 0 | 0 | 0 | 148983.3894 | 0 | 0 | 0 | 0 | 0 | 0 | 0 | 131438.2195 | 0 | 0 | 0 | 18817.3245 | 0 | 0
2016-12-21 17:00 | 0 | 0 | 0 | 0 | 0 | 363284.3753 | 485887 | 0 | 0 | 0 | 816550.1402 | 0 | 0 | 0 | 0 | 0 | 0 | 0 | 0 | 0 | 0 | 5211888.632 | 0 | 0 | 0 | 0 | -9981.7297 | 0 | 0 | 0 | 0 | 0 | 0 | 0 | -131438.2195 | 0 | 0 | 0 | 18817.3245 | 0 | 0
2016-12-21 18:00 | 0 | 0 | 0 | 0 | 101431.4579 | 375096.6967 | 475256 | 0 | 0 | 0 | 667566.7508 | 0 | 0 | 0 | 0 | 0 | 0 | 131438.2195 | 0 | 0 | 0 | 5226921.644 | 0 | 0 | 0 | 0 | -148983.3894 | 0 | 0 | 0 | 0 | 0 | 0 | 0 | 131438.2195 | 0 | 0 | 0 | 18817.3245 | 0 | 0
2016-12-21 19:00 | 0 | 0 | 0 | 0 | 129219.9764 | 374166.518 | 467024 | 0 | 0 | 0 | 816550.1402 | 0 | 0 | 0 | 0 | 0 | 0 | 0 | 0 | 0 | 0 | 5241954.5959 | 0 | 0 | 0 | 0 | 148983.3894 | 0 | 0 | 0 | 0 | 0 | 0 | 0 | -131438.2195 | 0 | 0 | 0 | 18817.3245 | 0 | 0
2016-12-21 20:00 | 0 | 0 | 0 | 0 | 387825.9046 | 375574.0288 | 464161 | 0 | 0 | 0 | 965533.5296 | 0 | 0 | 0 | 0 | 0 | 0 | 131438.2195 | 0 | 0 | 0 | 5256987.4877 | 0 | 0 | 0 | 0 | 148983.3894 | 0 | 0 | 0 | 0 | 0 | 0 | 0 | 131438.2195 | 0 | 0 | 0 | 18817.3245 | 0 | 0
2016-12-21 21:00 | 0 | 0 | 0 | 0 | 0 | 360174.9989 | 469351 | 0 | 0 | 0 | 968978.4235 | 0 | 0 | 0 | 0 | 0 | 0 | 0 | 0 | 0 | 0 | 5272020.3193 | 0 | 0 | 0 | 0 | 3444.8939 | 0 | 0 | 0 | 0 | 0 | 0 | 0 | -131438.2195 | 0 | 0 | 0 | 18817.3245 | 0 | 0
2016-12-21 22:00 | 0 | 0 | 0 | 0 | 189310.967 | 298474.1876 | 486513 | 0 | 0 | 0 | 819995.0341 | 0 | 0 | 0 | 0 | 0 | 0 | 131438.2195 | 0 | 0 | 0 | 5287053.0908 | 0 | 0 | 0 | 0 | -148983.3894 | 0 | 0 | 0 | 0 | 0 | 0 | 0 | 131438.2195 | 0 | 0 | 0 | 18817.3245 | 0 | 0
2016-12-21 23:00 | 0 | 0 | 0 | 0 | 562690.8201 | 107539.8937 | 502430 | 0 | 0 | 0 | 968978.4235 | 0 | 0 | 0 | 0 | 0 | 0 | 131438.2195 | 0 | 0 | 0 | 5302085.8022 | 0 | 0 | 0 | 0 | 148983.3894 | 0 | 0 | 0 | 0 | 0 | 0 | 0 | 0 | 0 | 0 | 0 | 18817.3245 | 0 | 0
2016-12-22 | 0 | 0 | 0 | 0 | 509238.5136 | 1196.641 | 509163 | 0 | 0 | 0 | 819995.0341 | 0 | 0 | 0 | 0 | 0 | 0 | 262876.439 | 0 | 0 | 0 | 5317118.4534 | 0 | 0 | 0 | 0 | -148983.3894 | 0 | 0 | 0 | 0 | 0 | 0 | 0 | 131438.2195 | 0 | 0 | 0 | 18817.3245 | 0 | 0
2016-12-22 01:00 | 0 | 0 | 0 | 0 | 546230.4943 | 0 | 509868 | 0 | 0 | 0 | 968978.4235 | 0 | 0 | 0 | 0 | 0 | 0 | 131438.2195 | 0 | 0 | 0 | 5332151.0445 | 0 | 0 | 0 | 0 | 148983.3894 | 0 | 0 | 0 | 0 | 0 | 0 | 0 | -131438.2195 | 0 | 0 | 0 | 18817.3245 | 0 | 0
2016-12-22 02:00 | 0 | 0 | 0 | 0 | 238966.7156 | 0 | 500571 | 0 | 0 | 0 | 819995.0341 | 0 | 0 | 0 | 0 | 0 | 0 | 0 | 0 | 0 | 0 | 5347183.5755 | 0 | 0 | 0 | 0 | -148983.3894 | 0 | 0 | 0 | 0 | 0 | 0 | 0 | -131438.2195 | 0 | 0 | 0 | 18817.3245 | 0 | 0
2016-12-22 03:00 | 0 | 0 | 0 | 0 | 782115.9334 | 0 | 482877 | 0 | 0 | 0 | 968978.4235 | 0 | 0 | 0 | 0 | 0 | 0 | 131438.2195 | 0 | 0 | 0 | 5362216.0464 | 0 | 0 | 0 | 0 | 148983.3894 | 0 | 0 | 0 | 0 | 0 | 0 | 0 | 131438.2195 | 0 | 0 | 0 | 18817.3245 | 0 | 0
2016-12-22 04:00 | 0 | 0 | 0 | 0 | 198725.7156 | 0 | 460330 | 0 | 0 | 0 | 819995.0341 | 0 | 0 | 0 | 0 | 0 | 0 | 0 | 0 | 0 | 0 | 5377248.4571 | 0 | 0 | 0 | 0 | -148983.3894 | 0 | 0 | 0 | 0 | 0 | 0 | 0 | -131438.2195 | 0 | 0 | 0 | 18817.3245 | 0 | 0
2016-12-22 05:00 | 0 | 0 | 0 | 0 | 739308.9334 | 0 | 440070 | 0 | 0 | 0 | 968978.4235 | 0 | 0 | 0 | 0 | 0 | 0 | 131438.2195 | 0 | 0 | 0 | 5392280.8077 | 0 | 0 | 0 | 0 | 148983.3894 | 0 | 0 | 0 | 0 | 0 | 0 | 0 | 131438.2195 | 0 | 0 | 0 | 18817.3245 | 0 | 0
2016-12-22 06:00 | 0 | 0 | 0 | 0 | 459552.4943 | 0 | 423190 | 0 | 0 | 0 | 1117961.8129 | 0 | 0 | 0 | 0 | 0 | 0 | 0 | 0 | 0 | 0 | 5407313.0982 | 0 | 0 | 0 | 0 | 148983.3894 | 0 | 0 | 0 | 0 | 0 | 0 | 0 | -131438.2195 | 0 | 0 | 0 | 18817.3245 | 0 | 0
2016-12-22 07:00 | 0 | 0 | 0 | 0 | 711236.9334 | 0 | 411998 | 0 | 0 | 0 | 1266945.2022 | 0 | 0 | 0 | 0 | 0 | 0 | 131438.2195 | 0 | 0 | 0 | 5422345.3285 | 0 | 0 | 0 | 0 | 148983.3894 | 0 | 0 | 0 | 0 | 0 | 0 | 0 | 131438.2195 | 0 | 0 | 0 | 18817.3245 | 0 | 0
2016-12-22 08:00 | 0 | 0 | 0 | 0 | 144829.7156 | 0 | 406434 | 0 | 0 | 0 | 1117961.8129 | 0 | 0 | 0 | 0 | 0 | 0 | 0 | 0 | 0 | 0 | 5437377.4987 | 0 | 0 | 0 | 0 | -148983.3894 | 0 | 0 | 0 | 0 | 0 | 0 | 0 | -131438.2195 | 0 | 0 | 0 | 18817.3245 | 0 | 0
2016-12-22 09:00 | 0 | 0 | 0 | 0 | 666849.1147 | 0 | 407653 | 0 | 0 | 0 | 1226902.3836 | 0 | 0 | 0 | 0 | 0 | 0 | 131438.2195 | 0 | 0 | 0 | 5452409.6088 | 0 | 0 | 0 | 0 | 108940.5707 | 0 | 0 | 0 | 0 | 0 | 0 | 0 | 131438.2195 | 0 | 0 | 0 | 18817.3245 | 0 | 0
2016-12-22 10:00 | 0 | 0 | 0 | 0 | 237465.9362 | 0 | 417723 | 0 | 0 | 0 | 1159266.2148 | 0 | 0 | 0 | 0 | 0 | 0 | 0 | 0 | 0 | 0 | 5467441.6587 | 0 | 0 | 0 | 0 | -67636.1687 | 0 | 0 | 0 | 0 | 0 | 0 | 0 | -131438.2195 | 0 | 0 | 0 | 18817.3245 | 0 | 0
2016-12-22 11:00 | 0 | 0 | 0 | 0 | 586299.8546 | 0 | 441338 | 0 | 0 | 0 | 1153972.5255 | 0 | 0 | 0 | 0 | 0 | 0 | 131438.2195 | 0 | 0 | 0 | 5482473.6485 | 0 | 0 | 0 | 0 | -5293.6894 | 0 | 0 | 0 | 0 | 0 | 0 | 0 | 131438.2195 | 0 | 0 | 0 | 18817.3245 | 0 | 0
2016-12-22 12:00 | 0 | 0 | 0 | 0 | 469752.1546 | 0 | 468480 | 0 | 0 | 0 | 1004989.1361 | 0 | 0 | 0 | 0 | 0 | 0 | 262876.439 | 0 | 0 | 0 | 5497505.5782 | 0 | 0 | 0 | 0 | -148983.3894 | 0 | 0 | 0 | 0 | 0 | 0 | 0 | 131438.2195 | 0 | 0 | 0 | 18817.3245 | 0 | 0
2016-12-22 13:00 | 0 | 0 | 0 | 0 | 505148.2356 | 0 | 481338 | 0 | 0 | 0 | 878543.8277 | 0 | 0 | 0 | 0 | 0 | 0 | 394314.6585 | 0 | 0 | 0 | 5512537.4478 | 0 | 0 | 0 | 0 | -126445.3084 | 0 | 0 | 0 | 0 | 0 | 0 | 0 | 131438.2195 | 0 | 0 | 0 | 18817.3245 | 0 | 0
2016-12-22 14:00 | 0 | 0 | 0 | 0 | 437198.0508 | 18673.1241 | 484535 | 0 | 0 | 0 | 962500.8976 | 0 | 0 | 0 | 0 | 0 | 0 | 262876.439 | 0 | 0 | 0 | 5527569.2572 | 0 | 0 | 0 | 0 | 83957.0699 | 0 | 0 | 0 | 0 | 0 | 0 | 0 | -131438.2195 | 0 | 0 | 0 | 18817.3245 | 0 | 0
2016-12-22 15:00 | 0 | 0 | 0 | 0 | 363657.2237 | 89852.912 | 482772 | 0 | 0 | 0 | 1025074.2872 | 0 | 0 | 0 | 0 | 0 | 0 | 152223.8606 | 0 | 0 | 0 | 5542601.0065 | 0 | 0 | 0 | 0 | 62573.3896 | 0 | 0 | 0 | 0 | 0 | 0 | 0 | -110652.5784 | 0 | 0 | 0 | 18817.3245 | 0 | 0
2016-12-22 16:00 | 0 | 0 | 0 | 0 | 0 | 219580.5837 | 476519 | 0 | 0 | 0 | 876090.8978 | 0 | 0 | 0 | 0 | 0 | 0 | 25451.5092 | 0 | 0 | 0 | 5557632.6957 | 0 | 0 | 0 | 0 | -148983.3894 | 0 | 0 | 0 | 0 | 0 | 0 | 0 | -126772.3515 | 0 | 0 | 0 | 18817.3245 | 0 | 0
2016-12-22 17:00 | 0 | 0 | 0 | 0 | 232788.6486 | 296184.626 | 467884 | 0 | 0 | 0 | 786924.6285 | 0 | 0 | 0 | 0 | 0 | 0 | 156889.7287 | 0 | 0 | 0 | 5572664.3248 | 0 | 0 | 0 | 0 | -89166.2693 | 0 | 0 | 0 | 0 | 0 | 0 | 0 | 131438.2195 | 0 | 0 | 0 | 18817.3245 | 0 | 0
2016-12-22 18:00 | 0 | 0 | 0 | 0 | 241669.9212 | 331016.8312 | 460572 | 0 | 0 | 0 | 748783.837 | 0 | 0 | 0 | 0 | 0 | 0 | 288327.9482 | 0 | 0 | 0 | 5587695.8937 | 0 | 0 | 0 | 0 | -38140.7915 | 0 | 0 | 0 | 0 | 0 | 0 | 0 | 131438.2195 | 0 | 0 | 0 | 18817.3245 | 0 | 0
2016-12-22 19:00 | 0 | 0 | 0 | 0 | 151692.5504 | 340125.9439 | 455456 | 0 | 0 | 0 | 897767.2263 | 0 | 0 | 0 | 0 | 0 | 0 | 156889.7287 | 0 | 0 | 0 | 5602727.4025 | 0 | 0 | 0 | 0 | 148983.3894 | 0 | 0 | 0 | 0 | 0 | 0 | 0 | -131438.2195 | 0 | 0 | 0 | 18817.3245 | 0 | 0
2016-12-22 20:00 | 0 | 0 | 0 | 0 | 0 | 343815.2763 | 454145 | 0 | 0 | 0 | 900058.3976 | 0 | 0 | 0 | 0 | 0 | 0 | 25451.5092 | 0 | 0 | 0 | 5617758.8512 | 0 | 0 | 0 | 0 | 2291.1713 | 0 | 0 | 0 | 0 | 0 | 0 | 0 | -131438.2195 | 0 | 0 | 0 | 18817.3245 | 0 | 0
2016-12-22 21:00 | 0 | 0 | 0 | 0 | 125754.1086 | 335380.046 | 459862 | 0 | 0 | 0 | 751075.0083 | 0 | 0 | 0 | 0 | 0 | 0 | 156889.7287 | 0 | 0 | 0 | 5632790.2397 | 0 | 0 | 0 | 0 | -148983.3894 | 0 | 0 | 0 | 0 | 0 | 0 | 0 | 131438.2195 | 0 | 0 | 0 | 18817.3245 | 0 | 0
2016-12-22 22:00 | 0 | 0 | 0 | 0 | 228314.8066 | 283149.6878 | 475102 | 0 | 0 | 0 | 900058.3976 | 0 | 0 | 0 | 0 | 0 | 0 | 25451.5092 | 0 | 0 | 0 | 5647821.5682 | 0 | 0 | 0 | 0 | 148983.3894 | 0 | 0 | 0 | 0 | 0 | 0 | 0 | -131438.2195 | 0 | 0 | 0 | 18817.3245 | 0 | 0
2016-12-22 23:00 | 0 | 0 | 0 | 0 | 362118.041 | 128730.1136 | 489576 | 0 | 0 | 0 | 751075.0083 | 0 | 0 | 0 | 0 | 0 | 0 | 156889.7287 | 0 | 0 | 0 | 5662852.8365 | 0 | 0 | 0 | 0 | -148983.3894 | 0 | 0 | 0 | 0 | 0 | 0 | 0 | 131438.2195 | 0 | 0 | 0 | 18817.3245 | 0 | 0
2016-12-23 | 0 | 0 | 0 | 0 | 636555.9912 | 1591.2135 | 495798 | 0 | 0 | 0 | 900058.3976 | 0 | 0 | 0 | 0 | 0 | 0 | 131438.2195 | 0 | 0 | 0 | 5677884.0446 | 0 | 0 | 0 | 0 | 148983.3894 | 0 | 0 | 0 | 0 | 0 | 0 | 0 | -25451.5092 | 0 | 0 | 0 | 18817.3245 | 0 | 0
2016-12-23 01:00 | 0 | 0 | 0 | 0 | 235618.7156 | 0 | 497223 | 0 | 0 | 0 | 751075.0083 | 0 | 0 | 0 | 0 | 0 | 0 | 0 | 0 | 0 | 0 | 5692915.1927 | 0 | 0 | 0 | 0 | -148983.3894 | 0 | 0 | 0 | 0 | 0 | 0 | 0 | -131438.2195 | 0 | 0 | 0 | 18817.3245 | 0 | 0
2016-12-23 02:00 | 0 | 0 | 0 | 0 | 639073.8639 | 0 | 487588 | 0 | 0 | 0 | 752305.3282 | 0 | 0 | 0 | 0 | 0 | 0 | 131438.2195 | 0 | 0 | 0 | 5707946.2806 | 0 | 0 | 0 | 0 | 1230.3199 | 0 | 0 | 0 | 0 | 0 | 0 | 0 | 131438.2195 | 0 | 0 | 0 | 18817.3245 | 0 | 0
2016-12-23 03:00 | 0 | 0 | 0 | 0 | 211193.7156 | 0 | 472798 | 0 | 0 | 0 | 603321.9388 | 0 | 0 | 0 | 0 | 0 | 0 | 0 | 0 | 0 | 0 | 5722977.3084 | 0 | 0 | 0 | 0 | -148983.3894 | 0 | 0 | 0 | 0 | 0 | 0 | 0 | -131438.2195 | 0 | 0 | 0 | 18817.3245 | 0 | 0
2016-12-23 04:00 | 0 | 0 | 0 | 0 | 636222.0105 | 0 | 451296 | 0 | 0 | 0 | 637992.4053 | 0 | 0 | 0 | 0 | 0 | 0 | 131438.2195 | 0 | 0 | 0 | 5738008.2761 | 0 | 0 | 0 | 0 | 34670.4665 | 0 | 0 | 0 | 0 | 0 | 0 | 0 | 131438.2195 | 0 | 0 | 0 | 18817.3245 | 0 | 0
2016-12-23 05:00 | 0 | 0 | 0 | 0 | 465548.4943 | 0 | 429186 | 0 | 0 | 0 | 786975.7947 | 0 | 0 | 0 | 0 | 0 | 0 | 0 | 0 | 0 | 0 | 5753039.1837 | 0 | 0 | 0 | 0 | 148983.3894 | 0 | 0 | 0 | 0 | 0 | 0 | 0 | -131438.2195 | 0 | 0 | 0 | 18817.3245 | 0 | 0
2016-12-23 06:00 | 0 | 0 | 0 | 0 | 635307.1331 | 0 | 412910 | 0 | 0 | 0 | 859117.3838 | 0 | 0 | 0 | 0 | 0 | 0 | 131438.2195 | 0 | 0 | 0 | 5768070.0311 | 0 | 0 | 0 | 0 | 72141.5891 | 0 | 0 | 0 | 0 | 0 | 0 | 0 | 131438.2195 | 0 | 0 | 0 | 18817.3245 | 0 | 0
2016-12-23 07:00 | 0 | 0 | 0 | 0 | 140025.7156 | 0 | 401630 | 0 | 0 | 0 | 710133.9944 | 0 | 0 | 0 | 0 | 0 | 0 | 0 | 0 | 0 | 0 | 5783100.8184 | 0 | 0 | 0 | 0 | -148983.3894 | 0 | 0 | 0 | 0 | 0 | 0 | 0 | -131438.2195 | 0 | 0 | 0 | 18817.3245 | 0 | 0
2016-12-23 08:00 | 0 | 0 | 0 | 0 | 626126.4155 | 0 | 396314 | 0 | 0 | 0 | 789690.8659 | 0 | 0 | 0 | 0 | 0 | 0 | 131438.2195 | 0 | 0 | 0 | 5798131.5456 | 0 | 0 | 0 | 0 | 79556.8715 | 0 | 0 | 0 | 0 | 0 | 0 | 0 | 131438.2195 | 0 | 0 | 0 | 18817.3245 | 0 | 0
2016-12-23 09:00 | 0 | 0 | 0 | 0 | 497245.4609 | 0 | 397588 | 0 | 0 | 0 | 938674.2553 | 0 | 0 | 0 | 0 | 0 | 0 | 63294.9666 | 0 | 0 | 0 | 5813162.2126 | 0 | 0 | 0 | 0 | 148983.3894 | 0 | 0 | 0 | 0 | 0 | 0 | 0 | -68143.2529 | 0 | 0 | 0 | 18817.3245 | 0 | 0
2016-12-23 10:00 | 0 | 0 | 0 | 0 | 647512.3935 | 0 | 405943 | 0 | 0 | 0 | 1029988.1048 | 0 | 0 | 0 | 0 | 0 | 0 | 194733.1861 | 0 | 0 | 0 | 5828192.8196 | 0 | 0 | 0 | 0 | 91313.8495 | 0 | 0 | 0 | 0 | 0 | 0 | 0 | 131438.2195 | 0 | 0 | 0 | 18817.3245 | 0 | 0
2016-12-23 11:00 | 0 | 0 | 0 | 0 | 162424.7156 | 0 | 424029 | 0 | 0 | 0 | 881004.7154 | 0 | 0 | 0 | 0 | 0 | 0 | 63294.9666 | 0 | 0 | 0 | 5843223.3664 | 0 | 0 | 0 | 0 | -148983.3894 | 0 | 0 | 0 | 0 | 0 | 0 | 0 | -131438.2195 | 0 | 0 | 0 | 18817.3245 | 0 | 0
2016-12-23 12:00 | 0 | 0 | 0 | 0 | 680559.9668 | 0 | 444616 | 0 | 0 | 0 | 1029988.1048 | 0 | 0 | 0 | 0 | 0 | 0 | 131438.2195 | 0 | 0 | 0 | 5858253.8531 | 0 | 0 | 0 | 0 | 148983.3894 | 0 | 0 | 0 | 0 | 0 | 0 | 0 | 68143.2529 | 0 | 0 | 0 | 18817.3245 | 0 | 0
2016-12-23 13:00 | 0 | 0 | 0 | 0 | 197207.7156 | 0 | 458812 | 0 | 0 | 0 | 881004.7154 | 0 | 0 | 0 | 0 | 0 | 0 | 0 | 0 | 0 | 0 | 5873284.2796 | 0 | 0 | 0 | 0 | -148983.3894 | 0 | 0 | 0 | 0 | 0 | 0 | 0 | -131438.2195 | 0 | 0 | 0 | 18817.3245 | 0 | 0
2016-12-23 14:00 | 0 | 0 | 0 | 0 | 640803.5599 | 19210.4241 | 465951 | 0 | 0 | 0 | 924812.1554 | 0 | 0 | 0 | 0 | 0 | 0 | 131438.2195 | 0 | 0 | 0 | 5888314.6461 | 0 | 0 | 0 | 0 | 43807.44 | 0 | 0 | 0 | 0 | 0 | 0 | 0 | 131438.2195 | 0 | 0 | 0 | 18817.3245 | 0 | 0
2016-12-23 15:00 | 0 | 0 | 0 | 0 | 0 | 233230.6436 | 466609 | 0 | 0 | 0 | 804054.694 | 0 | 0 | 0 | 0 | 0 | 0 | 0 | 0 | 0 | 0 | 5903344.9524 | 0 | 0 | 0 | 0 | -120757.4614 | 0 | 0 | 0 | 0 | 0 | 0 | 0 | -131438.2195 | 0 | 0 | 0 | 18817.3245 | 0 | 0
2016-12-23 16:00 | 0 | 0 | 0 | 0 | 402589.044 | 359706.8893 | 463057 | 0 | 0 | 0 | 953038.0833 | 0 | 0 | 0 | 0 | 0 | 0 | 131438.2195 | 0 | 0 | 0 | 5918375.1986 | 0 | 0 | 0 | 0 | 148983.3894 | 0 | 0 | 0 | 0 | 0 | 0 | 0 | 131438.2195 | 0 | 0 | 0 | 18817.3245 | 0 | 0
2016-12-23 17:00 | 0 | 0 | 0 | 0 | 78558.871 | 414827.6233 | 457024 | 0 | 0 | 0 | 1102021.4727 | 0 | 0 | 0 | 0 | 0 | 0 | 0 | 0 | 0 | 0 | 5933405.3847 | 0 | 0 | 0 | 0 | 148983.3894 | 0 | 0 | 0 | 0 | 0 | 0 | 0 | -131438.2195 | 0 | 0 | 0 | 18817.3245 | 0 | 0
2016-12-23 18:00 | 0 | 0 | 0 | 0 | 334448.8759 | 415879.0575 | 451089 | 0 | 0 | 0 | 1251004.8621 | 0 | 0 | 0 | 0 | 0 | 0 | 131438.2195 | 0 | 0 | 0 | 5948435.5107 | 0 | 0 | 0 | 0 | 148983.3894 | 0 | 0 | 0 | 0 | 0 | 0 | 0 | 131438.2195 | 0 | 0 | 0 | 18817.3245 | 0 | 0
2016-12-23 19:00 | 0 | 0 | 0 | 0 | 0 | 419661.3027 | 446074 | 0 | 0 | 0 | 1337213.0598 | 0 | 0 | 0 | 0 | 0 | 0 | 0 | 0 | 0 | 0 | 5963465.5765 | 0 | 0 | 0 | 0 | 86208.1977 | 0 | 0 | 0 | 0 | 0 | 0 | 0 | -131438.2195 | 0 | 0 | 0 | 18817.3245 | 0 | 0
2016-12-23 20:00 | 0 | 0 | 0 | 0 | 12008.2232 | 433161.9314 | 443898 | 0 | 0 | 0 | 1188229.6704 | 0 | 0 | 0 | 0 | 0 | 0 | 131438.2195 | 0 | 0 | 0 | 5978495.5822 | 0 | 0 | 0 | 0 | -148983.3894 | 0 | 0 | 0 | 0 | 0 | 0 | 0 | 131438.2195 | 0 | 0 | 0 | 18817.3245 | 0 | 0
2016-12-23 21:00 | 0 | 0 | 0 | 0 | 293187.8187 | 443198.9636 | 449172 | 0 | 0 | 0 | 1337213.0598 | 0 | 0 | 0 | 0 | 0 | 0 | 250852.2879 | 0 | 0 | 0 | 5993525.5279 | 0 | 0 | 0 | 0 | 148983.3894 | 0 | 0 | 0 | 0 | 0 | 0 | 0 | 119414.0684 | 0 | 0 | 0 | 18817.3245 | 0 | 0
2016-12-23 22:00 | 0 | 0 | 0 | 0 | 401966.8905 | 360948.0429 | 463676 | 0 | 0 | 0 | 1486196.4492 | 0 | 0 | 0 | 0 | 0 | 0 | 382290.5074 | 0 | 0 | 0 | 6008555.4133 | 0 | 0 | 0 | 0 | 148983.3894 | 0 | 0 | 0 | 0 | 0 | 0 | 0 | 131438.2195 | 0 | 0 | 0 | 18817.3245 | 0 | 0
2016-12-23 23:00 | 0 | 0 | 0 | 0 | 359628.039 | 115715.1157 | 474071 | 0 | 0 | 0 | 1337213.0598 | 0 | 0 | 0 | 0 | 0 | 0 | 513728.7269 | 0 | 0 | 0 | 6023585.2387 | 0 | 0 | 0 | 0 | -148983.3894 | 0 | 0 | 0 | 0 | 0 | 0 | 0 | 131438.2195 | 0 | 0 | 0 | 18817.3245 | 0 | 0
2016-12-24 | 0 | 0 | 0 | 0 | 466860.9721 | 856.837 | 476015 | 0 | 0 | 0 | 1310098.5444 | 0 | 0 | 0 | 0 | 0 | 0 | 513728.7269 | 0 | 0 | 0 | 6038615.0039 | 0 | 0 | 0 | 0 | -27114.5154 | 0 | 0 | 0 | 0 | 0 | 0 | 0 | 0 | 0 | 0 | 0 | 18817.3245 | 0 | 0
2016-12-24 01:00 | 0 | 0 | 0 | 0 | 447744.5494 | 0 | 472752 | 0 | 0 | 0 | 1397711.9888 | 0 | 0 | 0 | 0 | 0 | 0 | 382290.5074 | 0 | 0 | 0 | 6053644.7091 | 0 | 0 | 0 | 0 | 87613.4444 | 0 | 0 | 0 | 0 | 0 | 0 | 0 | -131438.2195 | 0 | 0 | 0 | 18817.3245 | 0 | 0
2016-12-24 02:00 | 0 | 0 | 0 | 0 | 415666.2799 | 0 | 462869 | 0 | 0 | 0 | 1455997.766 | 0 | 0 | 0 | 0 | 0 | 0 | 257984.6856 | 0 | 0 | 0 | 6068674.3541 | 0 | 0 | 0 | 0 | 58285.7772 | 0 | 0 | 0 | 0 | 0 | 0 | 0 | -124305.8218 | 0 | 0 | 0 | 18817.3245 | 0 | 0
2016-12-24 03:00 | 0 | 0 | 0 | 0 | 184985.7156 | 0 | 446590 | 0 | 0 | 0 | 1307014.3767 | 0 | 0 | 0 | 0 | 0 | 0 | 126546.4661 | 0 | 0 | 0 | 6083703.939 | 0 | 0 | 0 | 0 | -148983.3894 | 0 | 0 | 0 | 0 | 0 | 0 | 0 | -131438.2195 | 0 | 0 | 0 | 18817.3245 | 0 | 0
2016-12-24 04:00 | 0 | 0 | 0 | 0 | 383349.5663 | 0 | 425537 | 0 | 0 | 0 | 1158030.9873 | 0 | 0 | 0 | 0 | 0 | 0 | 214525.0974 | 0 | 0 | 0 | 6098733.4637 | 0 | 0 | 0 | 0 | -148983.3894 | 0 | 0 | 0 | 0 | 0 | 0 | 0 | 87978.6312 | 0 | 0 | 0 | 18817.3245 | 0 | 0
2016-12-24 05:00 | 0 | 0 | 0 | 0 | 365197.2272 | 0 | 404551 | 0 | 0 | 0 | 1009047.5979 | 0 | 0 | 0 | 0 | 0 | 0 | 305337.3894 | 0 | 0 | 0 | 6113762.9284 | 0 | 0 | 0 | 0 | -148983.3894 | 0 | 0 | 0 | 0 | 0 | 0 | 0 | 90812.2921 | 0 | 0 | 0 | 18817.3245 | 0 | 0
2016-12-24 06:00 | 0 | 0 | 0 | 0 | 343755.2908 | 0 | 388257 | 0 | 0 | 0 | 1077166.7837 | 0 | 0 | 0 | 0 | 0 | 0 | 173899.1699 | 0 | 0 | 0 | 6128792.3329 | 0 | 0 | 0 | 0 | 68119.1858 | 0 | 0 | 0 | 0 | 0 | 0 | 0 | -131438.2195 | 0 | 0 | 0 | 18817.3245 | 0 | 0
2016-12-24 07:00 | 0 | 0 | 0 | 0 | 113949.7156 | 0 | 375554 | 0 | 0 | 0 | 928183.3943 | 0 | 0 | 0 | 0 | 0 | 0 | 42460.9504 | 0 | 0 | 0 | 6143821.6773 | 0 | 0 | 0 | 0 | -148983.3894 | 0 | 0 | 0 | 0 | 0 | 0 | 0 | -131438.2195 | 0 | 0 | 0 | 18817.3245 | 0 | 0
2016-12-24 08:00 | 0 | 0 | 0 | 0 | 309592.9841 | 0 | 366969 | 0 | 0 | 0 | 779200.005 | 0 | 0 | 0 | 0 | 0 | 0 | 115250.9994 | 0 | 0 | 0 | 6158850.9616 | 0 | 0 | 0 | 0 | -148983.3894 | 0 | 0 | 0 | 0 | 0 | 0 | 0 | 72790.049 | 0 | 0 | 0 | 18817.3245 | 0 | 0
2016-12-24 09:00 | 0 | 0 | 0 | 0 | 293465.1461 | 0 | 363078 | 0 | 0 | 0 | 630216.6156 | 0 | 0 | 0 | 0 | 0 | 0 | 175804.2105 | 0 | 0 | 0 | 6173880.1858 | 0 | 0 | 0 | 0 | -148983.3894 | 0 | 0 | 0 | 0 | 0 | 0 | 0 | 60553.211 | 0 | 0 | 0 | 18817.3245 | 0 | 0
2016-12-24 10:00 | 0 | 0 | 0 | 0 | 284769.6191 | 0 | 363251 | 0 | 0 | 0 | 664356.1297 | 0 | 0 | 0 | 0 | 0 | 0 | 44365.991 | 0 | 0 | 0 | 6188909.3499 | 0 | 0 | 0 | 0 | 34139.5142 | 0 | 0 | 0 | 0 | 0 | 0 | 0 | -131438.2195 | 0 | 0 | 0 | 18817.3245 | 0 | 0
2016-12-24 11:00 | 0 | 0 | 0 | 0 | 279656.4146 | 0 | 369381 | 0 | 0 | 0 | 515372.7404 | 0 | 0 | 0 | 0 | 0 | 0 | 84807.4704 | 0 | 0 | 0 | 6203938.4538 | 0 | 0 | 0 | 0 | -148983.3894 | 0 | 0 | 0 | 0 | 0 | 0 | 0 | 40441.4795 | 0 | 0 | 0 | 18817.3245 | 0 | 0
2016-12-24 12:00 | 0 | 0 | 0 | 0 | 278287.5837 | 0 | 381480 | 0 | 0 | 0 | 366389.351 | 0 | 0 | 0 | 0 | 0 | 0 | 111781.119 | 0 | 0 | 0 | 6218967.4977 | 0 | 0 | 0 | 0 | -148983.3894 | 0 | 0 | 0 | 0 | 0 | 0 | 0 | 26973.6486 | 0 | 0 | 0 | 18817.3245 | 0 | 0
2016-12-24 13:00 | 0 | 0 | 0 | 0 | 287544.0356 | 0 | 398053 | 0 | 0 | 0 | 217405.9616 | 0 | 0 | 0 | 0 | 0 | 0 | 131438.2195 | 0 | 0 | 0 | 6233996.4814 | 0 | 0 | 0 | 0 | -148983.3894 | 0 | 0 | 0 | 0 | 0 | 0 | 0 | 19657.1005 | 0 | 0 | 0 | 18817.3245 | 0 | 0
2016-12-24 14:00 | 0 | 0 | 0 | 0 | 292856.327 | 32747.3949 | 415360 | 0 | 0 | 0 | 240270.5786 | 0 | 0 | 0 | 0 | 0 | 0 | 0 | 0 | 0 | 0 | 6249025.405 | 0 | 0 | 0 | 0 | 22864.617 | 0 | 0 | 0 | 0 | 0 | 0 | 0 | -131438.2195 | 0 | 0 | 0 | 18817.3245 | 0 | 0
2016-12-24 15:00 | 0 | 0 | 0 | 0 | 0 | 324060.3748 | 428043 | 0 | 0 | 0 | 91287.1892 | 0 | 0 | 0 | 0 | 0 | 0 | 26183.4397 | 0 | 0 | 0 | 6264054.2685 | 0 | 0 | 0 | 0 | -148983.3894 | 0 | 0 | 0 | 0 | 0 | 0 | 0 | 26183.4397 | 0 | 0 | 0 | 18817.3245 | 0 | 0
2016-12-24 16:00 | 0 | 0 | 0 | 0 | 190731.2189 | 443102.3752 | 433806 | 0 | 0 | 0 | 240270.5786 | 0 | 0 | 0 | 0 | 0 | 0 | 58410.3199 | 0 | 0 | 0 | 6279083.0718 | 0 | 0 | 0 | 0 | 148983.3894 | 0 | 0 | 0 | 0 | 0 | 0 | 0 | 32226.8802 | 0 | 0 | 0 | 18817.3245 | 0 | 0
2016-12-24 17:00 | 0 | 0 | 0 | 0 | 0 | 467531.3301 | 433274 | 0 | 0 | 0 | 314120.9041 | 0 | 0 | 0 | 0 | 0 | 0 | 0 | 0 | 0 | 0 | 6294111.8151 | 0 | 0 | 0 | 0 | 73850.3255 | 0 | 0 | 0 | 0 | 0 | 0 | 0 | -58410.3199 | 0 | 0 | 0 | 18817.3245 | 0 | 0
2016-12-24 18:00 | 0 | 0 | 0 | 0 | 0 | 456350.1552 | 428294 | 0 | 0 | 0 | 191921.5153 | 0 | 0 | 0 | 0 | 0 | 0 | 131438.2195 | 0 | 0 | 0 | 6309140.4982 | 0 | 0 | 0 | 0 | -122199.3888 | 0 | 0 | 0 | 0 | 0 | 0 | 0 | 131438.2195 | 0 | 0 | 0 | 18817.3245 | 0 | 0
2016-12-24 19:00 | 0 | 0 | 0 | 0 | 8500.8758 | 450953.6186 | 423092 | 0 | 0 | 0 | 340904.9047 | 0 | 0 | 0 | 0 | 0 | 0 | 0 | 0 | 0 | 0 | 6324169.1213 | 0 | 0 | 0 | 0 | 148983.3894 | 0 | 0 | 0 | 0 | 0 | 0 | 0 | -131438.2195 | 0 | 0 | 0 | 18817.3245 | 0 | 0
2016-12-24 20:00 | 0 | 0 | 0 | 0 | 258180.6055 | 461008.3279 | 419950 | 0 | 0 | 0 | 489888.294 | 0 | 0 | 0 | 0 | 0 | 0 | 131438.2195 | 0 | 0 | 0 | 6339197.6842 | 0 | 0 | 0 | 0 | 148983.3894 | 0 | 0 | 0 | 0 | 0 | 0 | 0 | 131438.2195 | 0 | 0 | 0 | 18817.3245 | 0 | 0
2016-12-24 21:00 | 0 | 0 | 0 | 0 | 120612.0401 | 468055.6738 | 420867 | 0 | 0 | 0 | 638871.6834 | 0 | 0 | 0 | 0 | 0 | 0 | 131438.2195 | 0 | 0 | 0 | 6354226.187 | 0 | 0 | 0 | 0 | 148983.3894 | 0 | 0 | 0 | 0 | 0 | 0 | 0 | 0 | 0 | 0 | 0 | 18817.3245 | 0 | 0
2016-12-24 22:00 | 0 | 0 | 0 | 0 | 44531.0295 | 385925.1251 | 429184 | 0 | 0 | 0 | 489888.294 | 0 | 0 | 0 | 0 | 0 | 0 | 262876.439 | 0 | 0 | 0 | 6369254.6296 | 0 | 0 | 0 | 0 | -148983.3894 | 0 | 0 | 0 | 0 | 0 | 0 | 0 | 131438.2195 | 0 | 0 | 0 | 18817.3245 | 0 | 0
2016-12-24 23:00 | 0 | 0 | 0 | 0 | 353991.3011 | 117087.1933 | 434716 | 0 | 0 | 0 | 638871.6834 | 0 | 0 | 0 | 0 | 0 | 0 | 131438.2195 | 0 | 0 | 0 | 6384283.0122 | 0 | 0 | 0 | 0 | 148983.3894 | 0 | 0 | 0 | 0 | 0 | 0 | 0 | -131438.2195 | 0 | 0 | 0 | 18817.3245 | 0 | 0
2016-12-25 | 0 | 0 | 0 | 0 | 171199.1156 | 1302.6 | 434106 | 0 | 0 | 0 | 489888.294 | 0 | 0 | 0 | 0 | 0 | 0 | 0 | 0 | 0 | 0 | 6399311.3347 | 0 | 0 | 0 | 0 | -148983.3894 | 0 | 0 | 0 | 0 | 0 | 0 | 0 | -131438.2195 | 0 | 0 | 0 | 18817.3245 | 0 | 0
2016-12-25 01:00 | 0 | 0 | 0 | 0 | 731049.9334 | 0 | 431811 | 0 | 0 | 0 | 638871.6834 | 0 | 0 | 0 | 0 | 0 | 0 | 131438.2195 | 0 | 0 | 0 | 6414339.597 | 0 | 0 | 0 | 0 | 148983.3894 | 0 | 0 | 0 | 0 | 0 | 0 | 0 | 131438.2195 | 0 | 0 | 0 | 18817.3245 | 0 | 0
2016-12-25 02:00 | 0 | 0 | 0 | 0 | 162868.7156 | 0 | 424473 | 0 | 0 | 0 | 489888.294 | 0 | 0 | 0 | 0 | 0 | 0 | 0 | 0 | 0 | 0 | 6429367.7992 | 0 | 0 | 0 | 0 | -148983.3894 | 0 | 0 | 0 | 0 | 0 | 0 | 0 | -131438.2195 | 0 | 0 | 0 | 18817.3245 | 0 | 0
2016-12-25 03:00 | 0 | 0 | 0 | 0 | 630714.4807 | 0 | 414284 | 0 | 0 | 0 | 556063.2308 | 0 | 0 | 0 | 0 | 0 | 0 | 131438.2195 | 0 | 0 | 0 | 6444395.9414 | 0 | 0 | 0 | 0 | 66174.9367 | 0 | 0 | 0 | 0 | 0 | 0 | 0 | 131438.2195 | 0 | 0 | 0 | 18817.3245 | 0 | 0
2016-12-25 04:00 | 0 | 0 | 0 | 0 | 138586.7156 | 0 | 400191 | 0 | 0 | 0 | 407079.8414 | 0 | 0 | 0 | 0 | 0 | 0 | 0 | 0 | 0 | 0 | 6459424.0234 | 0 | 0 | 0 | 0 | -148983.3894 | 0 | 0 | 0 | 0 | 0 | 0 | 0 | -131438.2195 | 0 | 0 | 0 | 18817.3245 | 0 | 0
2016-12-25 05:00 | 0 | 0 | 0 | 0 | 590934.6554 | 0 | 383442 | 0 | 0 | 0 | 464316.9528 | 0 | 0 | 0 | 0 | 0 | 0 | 131438.2195 | 0 | 0 | 0 | 6474452.0452 | 0 | 0 | 0 | 0 | 57237.1114 | 0 | 0 | 0 | 0 | 0 | 0 | 0 | 131438.2195 | 0 | 0 | 0 | 18817.3245 | 0 | 0
2016-12-25 06:00 | 0 | 0 | 0 | 0 | 108587.7156 | 0 | 370192 | 0 | 0 | 0 | 315333.5634 | 0 | 0 | 0 | 0 | 0 | 0 | 0 | 0 | 0 | 0 | 6489480.007 | 0 | 0 | 0 | 0 | -148983.3894 | 0 | 0 | 0 | 0 | 0 | 0 | 0 | -131438.2195 | 0 | 0 | 0 | 18817.3245 | 0 | 0
2016-12-25 07:00 | 0 | 0 | 0 | 0 | 610786.6973 | 0 | 360271 | 0 | 0 | 0 | 415593.7167 | 0 | 0 | 0 | 0 | 0 | 0 | 131438.2195 | 0 | 0 | 0 | 6504507.9087 | 0 | 0 | 0 | 0 | 100260.1533 | 0 | 0 | 0 | 0 | 0 | 0 | 0 | 131438.2195 | 0 | 0 | 0 | 18817.3245 | 0 | 0
2016-12-25 08:00 | 0 | 0 | 0 | 0 | 91666.7156 | 0 | 353271 | 0 | 0 | 0 | 266610.3274 | 0 | 0 | 0 | 0 | 0 | 0 | 0 | 0 | 0 | 0 | 6519535.7502 | 0 | 0 | 0 | 0 | -148983.3894 | 0 | 0 | 0 | 0 | 0 | 0 | 0 | -131438.2195 | 0 | 0 | 0 | 18817.3245 | 0 | 0
2016-12-25 09:00 | 0 | 0 | 0 | 0 | 220371.9351 | 0 | 350538 | 0 | 0 | 0 | 117626.938 | 0 | 0 | 0 | 0 | 0 | 0 | 0 | 0 | 0 | 0 | 6534563.5317 | 0 | 0 | 0 | 0 | -148983.3894 | 0 | 0 | 0 | 0 | 0 | 0 | 0 | 0 | 0 | 0 | 0 | 18817.3245 | 0 | 0
2016-12-25 10:00 | 0 | 0 | 0 | 0 | 651538.9334 | 0 | 352300 | 0 | 0 | 0 | 266610.3274 | 0 | 0 | 0 | 0 | 0 | 0 | 131438.2195 | 0 | 0 | 0 | 6549591.253 | 0 | 0 | 0 | 0 | 148983.3894 | 0 | 0 | 0 | 0 | 0 | 0 | 0 | 131438.2195 | 0 | 0 | 0 | 18817.3245 | 0 | 0
2016-12-25 11:00 | 0 | 0 | 0 | 0 | 394565.4943 | 0 | 358203 | 0 | 0 | 0 | 415593.7167 | 0 | 0 | 0 | 0 | 0 | 0 | 0 | 0 | 0 | 0 | 6564618.9142 | 0 | 0 | 0 | 0 | 148983.3894 | 0 | 0 | 0 | 0 | 0 | 0 | 0 | -131438.2195 | 0 | 0 | 0 | 18817.3245 | 0 | 0
2016-12-25 12:00 | 0 | 0 | 0 | 0 | 667208.9334 | 0 | 367970 | 0 | 0 | 0 | 564577.1061 | 0 | 0 | 0 | 0 | 0 | 0 | 131438.2195 | 0 | 0 | 0 | 6579646.5154 | 0 | 0 | 0 | 0 | 148983.3894 | 0 | 0 | 0 | 0 | 0 | 0 | 0 | 131438.2195 | 0 | 0 | 0 | 18817.3245 | 0 | 0
2016-12-25 13:00 | 0 | 0 | 0 | 0 | 121345.7156 | 0 | 382950 | 0 | 0 | 0 | 415593.7167 | 0 | 0 | 0 | 0 | 0 | 0 | 0 | 0 | 0 | 0 | 6594674.0564 | 0 | 0 | 0 | 0 | -148983.3894 | 0 | 0 | 0 | 0 | 0 | 0 | 0 | -131438.2195 | 0 | 0 | 0 | 18817.3245 | 0 | 0
2016-12-25 14:00 | 0 | 0 | 0 | 0 | 232904.2638 | 33198.6713 | 396269 | 0 | 0 | 0 | 266610.3274 | 0 | 0 | 0 | 0 | 0 | 0 | 0 | 0 | 0 | 0 | 6609701.5372 | 0 | 0 | 0 | 0 | -148983.3894 | 0 | 0 | 0 | 0 | 0 | 0 | 0 | 0 | 0 | 0 | 0 | 18817.3245 | 0 | 0
2016-12-25 15:00 | 0 | 0 | 0 | 0 | 408794.1729 | 293700.7604 | 403256 | 0 | 0 | 0 | 415593.7167 | 0 | 0 | 0 | 0 | 0 | 0 | 131438.2195 | 0 | 0 | 0 | 6624728.958 | 0 | 0 | 0 | 0 | 148983.3894 | 0 | 0 | 0 | 0 | 0 | 0 | 0 | 131438.2195 | 0 | 0 | 0 | 18817.3245 | 0 | 0
2016-12-25 16:00 | 0 | 0 | 0 | 0 | 0 | 459472.5027 | 405805 | 0 | 0 | 0 | 564577.1061 | 0 | 0 | 0 | 0 | 0 | 0 | 17305.0083 | 0 | 0 | 0 | 6639756.3187 | 0 | 0 | 0 | 0 | 148983.3894 | 0 | 0 | 0 | 0 | 0 | 0 | 0 | -114133.2112 | 0 | 0 | 0 | 18817.3245 | 0 | 0
2016-12-25 17:00 | 0 | 0 | 0 | 0 | 0 | 498910.9547 | 404927 | 0 | 0 | 0 | 508305.5168 | 0 | 0 | 0 | 0 | 0 | 0 | 148743.2278 | 0 | 0 | 0 | 6654783.6193 | 0 | 0 | 0 | 0 | -56271.5893 | 0 | 0 | 0 | 0 | 0 | 0 | 0 | 131438.2195 | 0 | 0 | 0 | 18817.3245 | 0 | 0
2016-12-25 18:00 | 0 | 0 | 0 | 0 | 0 | 488158.8309 | 400037 | 0 | 0 | 0 | 657288.9062 | 0 | 0 | 0 | 0 | 0 | 0 | 69064.3449 | 0 | 0 | 0 | 6669810.8597 | 0 | 0 | 0 | 0 | 148983.3894 | 0 | 0 | 0 | 0 | 0 | 0 | 0 | -79678.8829 | 0 | 0 | 0 | 18817.3245 | 0 | 0
2016-12-25 19:00 | 0 | 0 | 0 | 0 | 214552.3167 | 479562.6166 | 394876 | 0 | 0 | 0 | 806272.2955 | 0 | 0 | 0 | 0 | 0 | 0 | 200502.5644 | 0 | 0 | 0 | 6684838.04 | 0 | 0 | 0 | 0 | 148983.3894 | 0 | 0 | 0 | 0 | 0 | 0 | 0 | 131438.2195 | 0 | 0 | 0 | 18817.3245 | 0 | 0
2016-12-25 20:00 | 0 | 0 | 0 | 0 | 0 | 494997.4459 | 390187 | 0 | 0 | 0 | 955255.6849 | 0 | 0 | 0 | 0 | 0 | 0 | 137512.2964 | 0 | 0 | 0 | 6699865.1603 | 0 | 0 | 0 | 0 | 148983.3894 | 0 | 0 | 0 | 0 | 0 | 0 | 0 | -62990.268 | 0 | 0 | 0 | 18817.3245 | 0 | 0
2016-12-25 21:00 | 0 | 0 | 0 | 0 | 0 | 518655.3999 | 389975 | 0 | 0 | 0 | 933680.5408 | 0 | 0 | 0 | 0 | 0 | 0 | 268950.5159 | 0 | 0 | 0 | 6714892.2204 | 0 | 0 | 0 | 0 | -21575.1441 | 0 | 0 | 0 | 0 | 0 | 0 | 0 | 131438.2195 | 0 | 0 | 0 | 18817.3245 | 0 | 0
2016-12-25 22:00 | 0 | 0 | 0 | 0 | 0 | 465746.2242 | 398888 | 0 | 0 | 0 | 1082663.9302 | 0 | 0 | 0 | 0 | 0 | 0 | 168008.0263 | 0 | 0 | 0 | 6729919.2204 | 0 | 0 | 0 | 0 | 148983.3894 | 0 | 0 | 0 | 0 | 0 | 0 | 0 | -100942.4897 | 0 | 0 | 0 | 18817.3245 | 0 | 0
2016-12-25 23:00 | 0 | 0 | 0 | 0 | 228767.5197 | 181313.6349 | 408809 | 0 | 0 | 0 | 933680.5408 | 0 | 0 | 0 | 0 | 0 | 0 | 299446.2458 | 0 | 0 | 0 | 6744946.1603 | 0 | 0 | 0 | 0 | -148983.3894 | 0 | 0 | 0 | 0 | 0 | 0 | 0 | 131438.2195 | 0 | 0 | 0 | 18817.3245 | 0 | 0
2016-12-26 | 0 | 0 | 0 | 0 | 151881.4086 | 1381.307 | 414867 | 0 | 0 | 0 | 784697.1514 | 0 | 0 | 0 | 0 | 0 | 0 | 168008.0263 | 0 | 0 | 0 | 6759973.0401 | 0 | 0 | 0 | 0 | -148983.3894 | 0 | 0 | 0 | 0 | 0 | 0 | 0 | -131438.2195 | 0 | 0 | 0 | 18817.3245 | 0 | 0
2016-12-26 01:00 | 0 | 0 | 0 | 0 | 454723.4943 | 0 | 418361 | 0 | 0 | 0 | 933680.5408 | 0 | 0 | 0 | 0 | 0 | 0 | 36569.8067 | 0 | 0 | 0 | 6774999.8598 | 0 | 0 | 0 | 0 | 148983.3894 | 0 | 0 | 0 | 0 | 0 | 0 | 0 | -131438.2195 | 0 | 0 | 0 | 18817.3245 | 0 | 0
2016-12-26 02:00 | 0 | 0 | 0 | 0 | 415556.1546 | 0 | 414284 | 0 | 0 | 0 | 784697.1514 | 0 | 0 | 0 | 0 | 0 | 0 | 168008.0263 | 0 | 0 | 0 | 6790026.6194 | 0 | 0 | 0 | 0 | -148983.3894 | 0 | 0 | 0 | 0 | 0 | 0 | 0 | 131438.2195 | 0 | 0 | 0 | 18817.3245 | 0 | 0
2016-12-26 03:00 | 0 | 0 | 0 | 0 | 441241.4943 | 0 | 404879 | 0 | 0 | 0 | 933680.5408 | 0 | 0 | 0 | 0 | 0 | 0 | 36569.8067 | 0 | 0 | 0 | 6805053.3189 | 0 | 0 | 0 | 0 | 148983.3894 | 0 | 0 | 0 | 0 | 0 | 0 | 0 | -131438.2195 | 0 | 0 | 0 | 18817.3245 | 0 | 0
2016-12-26 04:00 | 0 | 0 | 0 | 0 | 391428.1546 | 0 | 390156 | 0 | 0 | 0 | 784697.1514 | 0 | 0 | 0 | 0 | 0 | 0 | 168008.0263 | 0 | 0 | 0 | 6820079.9583 | 0 | 0 | 0 | 0 | -148983.3894 | 0 | 0 | 0 | 0 | 0 | 0 | 0 | 131438.2195 | 0 | 0 | 0 | 18817.3245 | 0 | 0
2016-12-26 05:00 | 0 | 0 | 0 | 0 | 113527.7156 | 0 | 375132 | 0 | 0 | 0 | 635713.7621 | 0 | 0 | 0 | 0 | 0 | 0 | 36569.8067 | 0 | 0 | 0 | 6835106.5375 | 0 | 0 | 0 | 0 | -148983.3894 | 0 | 0 | 0 | 0 | 0 | 0 | 0 | -131438.2195 | 0 | 0 | 0 | 18817.3245 | 0 | 0
2016-12-26 06:00 | 0 | 0 | 0 | 0 | 661896.9334 | 0 | 362658 | 0 | 0 | 0 | 784697.1514 | 0 | 0 | 0 | 0 | 0 | 0 | 168008.0263 | 0 | 0 | 0 | 6850133.0567 | 0 | 0 | 0 | 0 | 148983.3894 | 0 | 0 | 0 | 0 | 0 | 0 | 0 | 131438.2195 | 0 | 0 | 0 | 18817.3245 | 0 | 0
2016-12-26 07:00 | 0 | 0 | 0 | 0 | 92094.7156 | 0 | 353699 | 0 | 0 | 0 | 635713.7621 | 0 | 0 | 0 | 0 | 0 | 0 | 36569.8067 | 0 | 0 | 0 | 6865159.5158 | 0 | 0 | 0 | 0 | -148983.3894 | 0 | 0 | 0 | 0 | 0 | 0 | 0 | -131438.2195 | 0 | 0 | 0 | 18817.3245 | 0 | 0
2016-12-26 08:00 | 0 | 0 | 0 | 0 | 181872.1284 | 0 | 348608 | 0 | 0 | 0 | 486730.3727 | 0 | 0 | 0 | 0 | 0 | 0 | 0 | 0 | 0 | 0 | 6880185.9147 | 0 | 0 | 0 | 0 | -148983.3894 | 0 | 0 | 0 | 0 | 0 | 0 | 0 | -36569.8067 | 0 | 0 | 0 | 18817.3245 | 0 | 0
2016-12-26 09:00 | 0 | 0 | 0 | 0 | 646698.9334 | 0 | 347460 | 0 | 0 | 0 | 635713.7621 | 0 | 0 | 0 | 0 | 0 | 0 | 131438.2195 | 0 | 0 | 0 | 6895212.2535 | 0 | 0 | 0 | 0 | 148983.3894 | 0 | 0 | 0 | 0 | 0 | 0 | 0 | 131438.2195 | 0 | 0 | 0 | 18817.3245 | 0 | 0
2016-12-26 10:00 | 0 | 0 | 0 | 0 | 89820.7156 | 0 | 351425 | 0 | 0 | 0 | 486730.3727 | 0 | 0 | 0 | 0 | 0 | 0 | 0 | 0 | 0 | 0 | 6910238.5323 | 0 | 0 | 0 | 0 | -148983.3894 | 0 | 0 | 0 | 0 | 0 | 0 | 0 | -131438.2195 | 0 | 0 | 0 | 18817.3245 | 0 | 0
2016-12-26 11:00 | 0 | 0 | 0 | 0 | 230305.9351 | 0 | 360472 | 0 | 0 | 0 | 337746.9833 | 0 | 0 | 0 | 0 | 0 | 0 | 0 | 0 | 0 | 0 | 6925264.7509 | 0 | 0 | 0 | 0 | -148983.3894 | 0 | 0 | 0 | 0 | 0 | 0 | 0 | 0 | 0 | 0 | 0 | 18817.3245 | 0 | 0
2016-12-26 12:00 | 0 | 0 | 0 | 0 | 671457.9334 | 0 | 372219 | 0 | 0 | 0 | 486730.3727 | 0 | 0 | 0 | 0 | 0 | 0 | 131438.2195 | 0 | 0 | 0 | 6940290.9094 | 0 | 0 | 0 | 0 | 148983.3894 | 0 | 0 | 0 | 0 | 0 | 0 | 0 | 131438.2195 | 0 | 0 | 0 | 18817.3245 | 0 | 0
2016-12-26 13:00 | 0 | 0 | 0 | 0 | 124777.7156 | 0 | 386382 | 0 | 0 | 0 | 337746.9833 | 0 | 0 | 0 | 0 | 0 | 0 | 0 | 0 | 0 | 0 | 6955317.0079 | 0 | 0 | 0 | 0 | -148983.3894 | 0 | 0 | 0 | 0 | 0 | 0 | 0 | -131438.2195 | 0 | 0 | 0 | 18817.3245 | 0 | 0
2016-12-26 14:00 | 0 | 0 | 0 | 0 | 235517.5115 | 37079.4236 | 402763 | 0 | 0 | 0 | 188763.5939 | 0 | 0 | 0 | 0 | 0 | 0 | 0 | 0 | 0 | 0 | 6970343.0462 | 0 | 0 | 0 | 0 | -148983.3894 | 0 | 0 | 0 | 0 | 0 | 0 | 0 | 0 | 0 | 0 | 0 | 18817.3245 | 0 | 0
2016-12-26 15:00 | 0 | 0 | 0 | 0 | 141466.2686 | 442029.4452 | 415695 | 0 | 0 | 0 | 337746.9833 | 0 | 0 | 0 | 0 | 0 | 0 | 0 | 0 | 0 | 0 | 6985369.0244 | 0 | 0 | 0 | 0 | 148983.3894 | 0 | 0 | 0 | 0 | 0 | 0 | 0 | 0 | 0 | 0 | 0 | 18817.3245 | 0 | 0
2016-12-26 16:00 | 0 | 0 | 0 | 0 | 113360.9085 | 609506.0249 | 423628 | 0 | 0 | 0 | 486730.3727 | 0 | 0 | 0 | 0 | 0 | 0 | 131438.2195 | 0 | 0 | 0 | 7000394.9425 | 0 | 0 | 0 | 0 | 148983.3894 | 0 | 0 | 0 | 0 | 0 | 0 | 0 | 131438.2195 | 0 | 0 | 0 | 18817.3245 | 0 | 0
2016-12-26 17:00 | 0 | 0 | 0 | 0 | 0 | 599925.959 | 425977 | 0 | 0 | 0 | 510423.7877 | 0 | 0 | 0 | 0 | 0 | 0 | 262876.439 | 0 | 0 | 0 | 7015420.8005 | 0 | 0 | 0 | 0 | 23693.4151 | 0 | 0 | 0 | 0 | 0 | 0 | 0 | 131438.2195 | 0 | 0 | 0 | 18817.3245 | 0 | 0
2016-12-26 18:00 | 0 | 0 | 0 | 0 | 0 | 560763.8906 | 424365 | 0 | 0 | 0 | 659407.1771 | 0 | 0 | 0 | 0 | 0 | 0 | 231474.6158 | 0 | 0 | 0 | 7030446.5984 | 0 | 0 | 0 | 0 | 148983.3894 | 0 | 0 | 0 | 0 | 0 | 0 | 0 | -31401.8232 | 0 | 0 | 0 | 18817.3245 | 0 | 0
2016-12-26 19:00 | 0 | 0 | 0 | 0 | 0 | 543413.3888 | 421404 | 0 | 0 | 0 | 808390.5665 | 0 | 0 | 0 | 0 | 0 | 0 | 185683.2907 | 0 | 0 | 0 | 7045472.3362 | 0 | 0 | 0 | 0 | 148983.3894 | 0 | 0 | 0 | 0 | 0 | 0 | 0 | -45791.3251 | 0 | 0 | 0 | 18817.3245 | 0 | 0
2016-12-26 20:00 | 0 | 0 | 0 | 0 | 0 | 562174.1433 | 419521 | 0 | 0 | 0 | 800788.1658 | 0 | 0 | 0 | 0 | 0 | 0 | 317121.5102 | 0 | 0 | 0 | 7060498.0139 | 0 | 0 | 0 | 0 | -7602.4007 | 0 | 0 | 0 | 0 | 0 | 0 | 0 | 131438.2195 | 0 | 0 | 0 | 18817.3245 | 0 | 0
2016-12-26 21:00 | 0 | 0 | 0 | 0 | 0 | 590216.0608 | 423752 | 0 | 0 | 0 | 949771.5552 | 0 | 0 | 0 | 0 | 0 | 0 | 315784.8571 | 0 | 0 | 0 | 7075523.6315 | 0 | 0 | 0 | 0 | 148983.3894 | 0 | 0 | 0 | 0 | 0 | 0 | 0 | -1336.6531 | 0 | 0 | 0 | 18817.3245 | 0 | 0
2016-12-26 22:00 | 0 | 0 | 0 | 0 | 0 | 513127.119 | 436949 | 0 | 0 | 0 | 1098754.9445 | 0 | 0 | 0 | 0 | 0 | 0 | 224162.2623 | 0 | 0 | 0 | 7090549.189 | 0 | 0 | 0 | 0 | 148983.3894 | 0 | 0 | 0 | 0 | 0 | 0 | 0 | -91622.5948 | 0 | 0 | 0 | 18817.3245 | 0 | 0
2016-12-26 23:00 | 0 | 0 | 0 | 0 | 6173.2773 | 183323.4383 | 451101 | 0 | 0 | 0 | 949771.5552 | 0 | 0 | 0 | 0 | 0 | 0 | 92724.0428 | 0 | 0 | 0 | 7105574.6864 | 0 | 0 | 0 | 0 | -148983.3894 | 0 | 0 | 0 | 0 | 0 | 0 | 0 | -131438.2195 | 0 | 0 | 0 | 18817.3245 | 0 | 0
2016-12-27 | 0 | 0 | 0 | 0 | 652179.2847 | 1589.2464 | 457182 | 0 | 0 | 0 | 996102.5422 | 0 | 0 | 0 | 0 | 0 | 0 | 224162.2623 | 0 | 0 | 0 | 7120600.1237 | 0 | 0 | 0 | 0 | 46330.9871 | 0 | 0 | 0 | 0 | 0 | 0 | 0 | 131438.2195 | 0 | 0 | 0 | 18817.3245 | 0 | 0
2016-12-27 01:00 | 0 | 0 | 0 | 0 | 195044.7156 | 0 | 456649 | 0 | 0 | 0 | 847119.1529 | 0 | 0 | 0 | 0 | 0 | 0 | 92724.0428 | 0 | 0 | 0 | 7135625.5009 | 0 | 0 | 0 | 0 | -148983.3894 | 0 | 0 | 0 | 0 | 0 | 0 | 0 | -131438.2195 | 0 | 0 | 0 | 18817.3245 | 0 | 0
2016-12-27 02:00 | 0 | 0 | 0 | 0 | 652431.8299 | 0 | 445529 | 0 | 0 | 0 | 996102.5422 | 0 | 0 | 0 | 0 | 0 | 0 | 131826.1588 | 0 | 0 | 0 | 7150650.8179 | 0 | 0 | 0 | 0 | 148983.3894 | 0 | 0 | 0 | 0 | 0 | 0 | 0 | 39102.116 | 0 | 0 | 0 | 18817.3245 | 0 | 0
2016-12-27 03:00 | 0 | 0 | 0 | 0 | 647899.2704 | 0 | 428812 | 0 | 0 | 0 | 1064934.2687 | 0 | 0 | 0 | 0 | 0 | 0 | 263264.3783 | 0 | 0 | 0 | 7165676.0749 | 0 | 0 | 0 | 0 | 68831.7265 | 0 | 0 | 0 | 0 | 0 | 0 | 0 | 131438.2195 | 0 | 0 | 0 | 18817.3245 | 0 | 0
2016-12-27 04:00 | 0 | 0 | 0 | 0 | 145483.7156 | 0 | 407088 | 0 | 0 | 0 | 915950.8793 | 0 | 0 | 0 | 0 | 0 | 0 | 131826.1588 | 0 | 0 | 0 | 7180701.2718 | 0 | 0 | 0 | 0 | -148983.3894 | 0 | 0 | 0 | 0 | 0 | 0 | 0 | -131438.2195 | 0 | 0 | 0 | 18817.3245 | 0 | 0
2016-12-27 05:00 | 0 | 0 | 0 | 0 | 125389.7156 | 0 | 386994 | 0 | 0 | 0 | 766967.49 | 0 | 0 | 0 | 0 | 0 | 0 | 387.9393 | 0 | 0 | 0 | 7195726.4086 | 0 | 0 | 0 | 0 | -148983.3894 | 0 | 0 | 0 | 0 | 0 | 0 | 0 | -131438.2195 | 0 | 0 | 0 | 18817.3245 | 0 | 0
2016-12-27 06:00 | 0 | 0 | 0 | 0 | 646301.81 | 0 | 370840 | 0 | 0 | 0 | 892173.7559 | 0 | 0 | 0 | 0 | 0 | 0 | 131826.1588 | 0 | 0 | 0 | 7210751.4853 | 0 | 0 | 0 | 0 | 125206.266 | 0 | 0 | 0 | 0 | 0 | 0 | 0 | 131438.2195 | 0 | 0 | 0 | 18817.3245 | 0 | 0
2016-12-27 07:00 | 0 | 0 | 0 | 0 | 99153.7156 | 0 | 360758 | 0 | 0 | 0 | 743190.3666 | 0 | 0 | 0 | 0 | 0 | 0 | 387.9393 | 0 | 0 | 0 | 7225776.5019 | 0 | 0 | 0 | 0 | -148983.3894 | 0 | 0 | 0 | 0 | 0 | 0 | 0 | -131438.2195 | 0 | 0 | 0 | 18817.3245 | 0 | 0
2016-12-27 08:00 | 0 | 0 | 0 | 0 | 608262.3605 | 0 | 355649 | 0 | 0 | 0 | 845548.1831 | 0 | 0 | 0 | 0 | 0 | 0 | 131826.1588 | 0 | 0 | 0 | 7240801.4583 | 0 | 0 | 0 | 0 | 102357.8165 | 0 | 0 | 0 | 0 | 0 | 0 | 0 | 131438.2195 | 0 | 0 | 0 | 18817.3245 | 0 | 0
2016-12-27 09:00 | 0 | 0 | 0 | 0 | 93589.7156 | 0 | 355194 | 0 | 0 | 0 | 696564.7937 | 0 | 0 | 0 | 0 | 0 | 0 | 387.9393 | 0 | 0 | 0 | 7255826.3547 | 0 | 0 | 0 | 0 | -148983.3894 | 0 | 0 | 0 | 0 | 0 | 0 | 0 | -131438.2195 | 0 | 0 | 0 | 18817.3245 | 0 | 0
2016-12-27 10:00 | 0 | 0 | 0 | 0 | 536262.7209 | 0 | 363773 | 0 | 0 | 0 | 718798.9706 | 0 | 0 | 0 | 0 | 0 | 0 | 131826.1588 | 0 | 0 | 0 | 7270851.191 | 0 | 0 | 0 | 0 | 22234.1769 | 0 | 0 | 0 | 0 | 0 | 0 | 0 | 131438.2195 | 0 | 0 | 0 | 18817.3245 | 0 | 0
2016-12-27 11:00 | 0 | 0 | 0 | 0 | 120279.7156 | 0 | 381884 | 0 | 0 | 0 | 569815.5813 | 0 | 0 | 0 | 0 | 0 | 0 | 387.9393 | 0 | 0 | 0 | 7285875.9672 | 0 | 0 | 0 | 0 | -148983.3894 | 0 | 0 | 0 | 0 | 0 | 0 | 0 | -131438.2195 | 0 | 0 | 0 | 18817.3245 | 0 | 0
2016-12-27 12:00 | 0 | 0 | 0 | 0 | 500824.7144 | 0 | 404862 | 0 | 0 | 0 | 515522.7516 | 0 | 0 | 0 | 0 | 0 | 0 | 131826.1588 | 0 | 0 | 0 | 7300900.6833 | 0 | 0 | 0 | 0 | -54292.8296 | 0 | 0 | 0 | 0 | 0 | 0 | 0 | 131438.2195 | 0 | 0 | 0 | 18817.3245 | 0 | 0
2016-12-27 13:00 | 0 | 0 | 0 | 0 | 161993.7156 | 0 | 423598 | 0 | 0 | 0 | 366539.3623 | 0 | 0 | 0 | 0 | 0 | 0 | 387.9393 | 0 | 0 | 0 | 7315925.3392 | 0 | 0 | 0 | 0 | -148983.3894 | 0 | 0 | 0 | 0 | 0 | 0 | 0 | -131438.2195 | 0 | 0 | 0 | 18817.3245 | 0 | 0
2016-12-27 14:00 | 0 | 0 | 0 | 0 | 466456.1364 | 75490.5045 | 438131 | 0 | 0 | 0 | 320099.4591 | 0 | 0 | 0 | 0 | 0 | 0 | 131826.1588 | 0 | 0 | 0 | 7330949.9351 | 0 | 0 | 0 | 0 | -46439.9032 | 0 | 0 | 0 | 0 | 0 | 0 | 0 | 131438.2195 | 0 | 0 | 0 | 18817.3245 | 0 | 0
2016-12-27 15:00 | 0 | 0 | 0 | 0 | 0 | 422631.6903 | 446838 | 0 | 0 | 0 | 362060.6069 | 0 | 0 | 0 | 0 | 0 | 0 | 46841.3768 | 0 | 0 | 0 | 7345974.4709 | 0 | 0 | 0 | 0 | 41961.1478 | 0 | 0 | 0 | 0 | 0 | 0 | 0 | -84984.782 | 0 | 0 | 0 | 18817.3245 | 0 | 0
2016-12-27 16:00 | 0 | 0 | 0 | 0 | 0 | 570666.3371 | 449707 | 0 | 0 | 0 | 511043.9963 | 0 | 0 | 0 | 0 | 0 | 0 | 0 | 0 | 0 | 0 | 7360998.9466 | 0 | 0 | 0 | 0 | 148983.3894 | 0 | 0 | 0 | 0 | 0 | 0 | 0 | -46841.3768 | 0 | 0 | 0 | 18817.3245 | 0 | 0
2016-12-27 17:00 | 0 | 0 | 0 | 0 | 0 | 574248.1934 | 447435 | 0 | 0 | 0 | 487601.6457 | 0 | 0 | 0 | 0 | 0 | 0 | 131438.2195 | 0 | 0 | 0 | 7376023.3622 | 0 | 0 | 0 | 0 | -23442.3506 | 0 | 0 | 0 | 0 | 0 | 0 | 0 | 131438.2195 | 0 | 0 | 0 | 18817.3245 | 0 | 0
2016-12-27 18:00 | 0 | 0 | 0 | 0 | 0 | 536729.6522 | 443791 | 0 | 0 | 0 | 624976.3805 | 0 | 0 | 0 | 0 | 0 | 0 | 68184.8125 | 0 | 0 | 0 | 7391047.7177 | 0 | 0 | 0 | 0 | 137374.7348 | 0 | 0 | 0 | 0 | 0 | 0 | 0 | -63253.407 | 0 | 0 | 0 | 18817.3245 | 0 | 0
2016-12-27 19:00 | 0 | 0 | 0 | 0 | 222307.1522 | 517238.7811 | 440307 | 0 | 0 | 0 | 773959.7699 | 0 | 0 | 0 | 0 | 0 | 0 | 199623.032 | 0 | 0 | 0 | 7406072.0131 | 0 | 0 | 0 | 0 | 148983.3894 | 0 | 0 | 0 | 0 | 0 | 0 | 0 | 131438.2195 | 0 | 0 | 0 | 18817.3245 | 0 | 0
2016-12-27 20:00 | 0 | 0 | 0 | 0 | 0 | 531666.594 | 438806 | 0 | 0 | 0 | 922943.1592 | 0 | 0 | 0 | 0 | 0 | 0 | 124682.9121 | 0 | 0 | 0 | 7421096.2484 | 0 | 0 | 0 | 0 | 148983.3894 | 0 | 0 | 0 | 0 | 0 | 0 | 0 | -74940.1199 | 0 | 0 | 0 | 18817.3245 | 0 | 0
2016-12-27 21:00 | 0 | 0 | 0 | 0 | 0 | 555111.5187 | 441567 | 0 | 0 | 0 | 1071926.5486 | 0 | 0 | 0 | 0 | 0 | 0 | 70426.7169 | 0 | 0 | 0 | 7436120.4236 | 0 | 0 | 0 | 0 | 148983.3894 | 0 | 0 | 0 | 0 | 0 | 0 | 0 | -54256.1952 | 0 | 0 | 0 | 18817.3245 | 0 | 0
2016-12-27 22:00 | 0 | 0 | 0 | 0 | 0 | 482522.0387 | 455269 | 0 | 0 | 0 | 948924.0433 | 0 | 0 | 0 | 0 | 0 | 0 | 201864.9364 | 0 | 0 | 0 | 7451144.5387 | 0 | 0 | 0 | 0 | -123002.5053 | 0 | 0 | 0 | 0 | 0 | 0 | 0 | 131438.2195 | 0 | 0 | 0 | 18817.3245 | 0 | 0
2016-12-27 23:00 | 0 | 0 | 0 | 0 | 21311.9685 | 187348.7471 | 470265 | 0 | 0 | 0 | 799940.654 | 0 | 0 | 0 | 0 | 0 | 0 | 70426.7169 | 0 | 0 | 0 | 7466168.5937 | 0 | 0 | 0 | 0 | -148983.3894 | 0 | 0 | 0 | 0 | 0 | 0 | 0 | -131438.2195 | 0 | 0 | 0 | 18817.3245 | 0 | 0
2016-12-28 | 0 | 0 | 0 | 0 | 701154.2424 | 2695.974 | 475038 | 0 | 0 | 0 | 948924.0433 | 0 | 0 | 0 | 0 | 0 | 0 | 131438.2195 | 0 | 0 | 0 | 7481192.5886 | 0 | 0 | 0 | 0 | 148983.3894 | 0 | 0 | 0 | 0 | 0 | 0 | 0 | 61011.5026 | 0 | 0 | 0 | 18817.3245 | 0 | 0
2016-12-28 01:00 | 0 | 0 | 0 | 0 | 474769.1546 | 0 | 473497 | 0 | 0 | 0 | 799940.654 | 0 | 0 | 0 | 0 | 0 | 0 | 262876.439 | 0 | 0 | 0 | 7496216.5234 | 0 | 0 | 0 | 0 | -148983.3894 | 0 | 0 | 0 | 0 | 0 | 0 | 0 | 131438.2195 | 0 | 0 | 0 | 18817.3245 | 0 | 0
2016-12-28 02:00 | 0 | 0 | 0 | 0 | 200428.7156 | 0 | 462033 | 0 | 0 | 0 | 650957.2646 | 0 | 0 | 0 | 0 | 0 | 0 | 131438.2195 | 0 | 0 | 0 | 7511240.3981 | 0 | 0 | 0 | 0 | -148983.3894 | 0 | 0 | 0 | 0 | 0 | 0 | 0 | -131438.2195 | 0 | 0 | 0 | 18817.3245 | 0 | 0
2016-12-28 03:00 | 0 | 0 | 0 | 0 | 480138.4943 | 0 | 443776 | 0 | 0 | 0 | 799940.654 | 0 | 0 | 0 | 0 | 0 | 0 | 0 | 0 | 0 | 0 | 7526264.2128 | 0 | 0 | 0 | 0 | 148983.3894 | 0 | 0 | 0 | 0 | 0 | 0 | 0 | -131438.2195 | 0 | 0 | 0 | 18817.3245 | 0 | 0
2016-12-28 04:00 | 0 | 0 | 0 | 0 | 423719.1546 | 0 | 422447 | 0 | 0 | 0 | 650957.2646 | 0 | 0 | 0 | 0 | 0 | 0 | 131438.2195 | 0 | 0 | 0 | 7541287.9673 | 0 | 0 | 0 | 0 | -148983.3894 | 0 | 0 | 0 | 0 | 0 | 0 | 0 | 131438.2195 | 0 | 0 | 0 | 18817.3245 | 0 | 0
2016-12-28 05:00 | 0 | 0 | 0 | 0 | 140951.7156 | 0 | 402556 | 0 | 0 | 0 | 501973.8752 | 0 | 0 | 0 | 0 | 0 | 0 | 0 | 0 | 0 | 0 | 7556311.6617 | 0 | 0 | 0 | 0 | -148983.3894 | 0 | 0 | 0 | 0 | 0 | 0 | 0 | -131438.2195 | 0 | 0 | 0 | 18817.3245 | 0 | 0
2016-12-28 06:00 | 0 | 0 | 0 | 0 | 686413.9334 | 0 | 387175 | 0 | 0 | 0 | 650957.2646 | 0 | 0 | 0 | 0 | 0 | 0 | 131438.2195 | 0 | 0 | 0 | 7571335.2961 | 0 | 0 | 0 | 0 | 148983.3894 | 0 | 0 | 0 | 0 | 0 | 0 | 0 | 131438.2195 | 0 | 0 | 0 | 18817.3245 | 0 | 0
2016-12-28 07:00 | 0 | 0 | 0 | 0 | 116133.7156 | 0 | 377738 | 0 | 0 | 0 | 501973.8752 | 0 | 0 | 0 | 0 | 0 | 0 | 0 | 0 | 0 | 0 | 7586358.8703 | 0 | 0 | 0 | 0 | -148983.3894 | 0 | 0 | 0 | 0 | 0 | 0 | 0 | -131438.2195 | 0 | 0 | 0 | 18817.3245 | 0 | 0
2016-12-28 08:00 | 0 | 0 | 0 | 0 | 672510.9334 | 0 | 373272 | 0 | 0 | 0 | 650957.2646 | 0 | 0 | 0 | 0 | 0 | 0 | 131438.2195 | 0 | 0 | 0 | 7601382.3845 | 0 | 0 | 0 | 0 | 148983.3894 | 0 | 0 | 0 | 0 | 0 | 0 | 0 | 131438.2195 | 0 | 0 | 0 | 18817.3245 | 0 | 0
2016-12-28 09:00 | 0 | 0 | 0 | 0 | 112892.7156 | 0 | 374497 | 0 | 0 | 0 | 501973.8752 | 0 | 0 | 0 | 0 | 0 | 0 | 0 | 0 | 0 | 0 | 7616405.8385 | 0 | 0 | 0 | 0 | -148983.3894 | 0 | 0 | 0 | 0 | 0 | 0 | 0 | -131438.2195 | 0 | 0 | 0 | 18817.3245 | 0 | 0
2016-12-28 10:00 | 0 | 0 | 0 | 0 | 254085.9351 | 0 | 384252 | 0 | 0 | 0 | 352990.4858 | 0 | 0 | 0 | 0 | 0 | 0 | 0 | 0 | 0 | 0 | 7631429.2325 | 0 | 0 | 0 | 0 | -148983.3894 | 0 | 0 | 0 | 0 | 0 | 0 | 0 | 0 | 0 | 0 | 0 | 18817.3245 | 0 | 0
2016-12-28 11:00 | 0 | 0 | 0 | 0 | 702315.9334 | 0 | 403077 | 0 | 0 | 0 | 501973.8752 | 0 | 0 | 0 | 0 | 0 | 0 | 131438.2195 | 0 | 0 | 0 | 7646452.5664 | 0 | 0 | 0 | 0 | 148983.3894 | 0 | 0 | 0 | 0 | 0 | 0 | 0 | 131438.2195 | 0 | 0 | 0 | 18817.3245 | 0 | 0
2016-12-28 12:00 | 0 | 0 | 0 | 0 | 165736.7156 | 0 | 427341 | 0 | 0 | 0 | 352990.4858 | 0 | 0 | 0 | 0 | 0 | 0 | 0 | 0 | 0 | 0 | 7661475.8401 | 0 | 0 | 0 | 0 | -148983.3894 | 0 | 0 | 0 | 0 | 0 | 0 | 0 | -131438.2195 | 0 | 0 | 0 | 18817.3245 | 0 | 0
2016-12-28 13:00 | 0 | 0 | 0 | 0 | 313279.9351 | 0 | 443446 | 0 | 0 | 0 | 204007.0965 | 0 | 0 | 0 | 0 | 0 | 0 | 0 | 0 | 0 | 0 | 7676499.0538 | 0 | 0 | 0 | 0 | -148983.3894 | 0 | 0 | 0 | 0 | 0 | 0 | 0 | 0 | 0 | 0 | 0 | 18817.3245 | 0 | 0
2016-12-28 14:00 | 0 | 0 | 0 | 0 | 719957.44 | 31972.4934 | 452691 | 0 | 0 | 0 | 352990.4858 | 0 | 0 | 0 | 0 | 0 | 0 | 131438.2195 | 0 | 0 | 0 | 7691522.2074 | 0 | 0 | 0 | 0 | 148983.3894 | 0 | 0 | 0 | 0 | 0 | 0 | 0 | 131438.2195 | 0 | 0 | 0 | 18817.3245 | 0 | 0
2016-12-28 15:00 | 0 | 0 | 0 | 0 | 0 | 333559.8633 | 456814 | 0 | 0 | 0 | 204007.0965 | 0 | 0 | 0 | 0 | 0 | 0 | 138350.1477 | 0 | 0 | 0 | 7706545.3009 | 0 | 0 | 0 | 0 | -148983.3894 | 0 | 0 | 0 | 0 | 0 | 0 | 0 | 6911.9282 | 0 | 0 | 0 | 18817.3245 | 0 | 0
2016-12-28 16:00 | 0 | 0 | 0 | 0 | 238950.8975 | 517130.0359 | 456842 | 0 | 0 | 0 | 352990.4858 | 0 | 0 | 0 | 0 | 0 | 0 | 269788.3672 | 0 | 0 | 0 | 7721568.3343 | 0 | 0 | 0 | 0 | 148983.3894 | 0 | 0 | 0 | 0 | 0 | 0 | 0 | 131438.2195 | 0 | 0 | 0 | 18817.3245 | 0 | 0
2016-12-28 17:00 | 0 | 0 | 0 | 0 | 0 | 539023.7777 | 453459 | 0 | 0 | 0 | 501973.8752 | 0 | 0 | 0 | 0 | 0 | 0 | 187552.431 | 0 | 0 | 0 | 7736591.3076 | 0 | 0 | 0 | 0 | 148983.3894 | 0 | 0 | 0 | 0 | 0 | 0 | 0 | -82235.9362 | 0 | 0 | 0 | 18817.3245 | 0 | 0
2016-12-28 18:00 | 0 | 0 | 0 | 0 | 0 | 507009.8986 | 449712 | 0 | 0 | 0 | 650957.2646 | 0 | 0 | 0 | 0 | 0 | 0 | 77049.6157 | 0 | 0 | 0 | 7751614.2208 | 0 | 0 | 0 | 0 | 148983.3894 | 0 | 0 | 0 | 0 | 0 | 0 | 0 | -110502.8153 | 0 | 0 | 0 | 18817.3245 | 0 | 0
2016-12-28 19:00 | 0 | 0 | 0 | 0 | 0 | 491994.4223 | 446431 | 0 | 0 | 0 | 546265.1429 | 0 | 0 | 0 | 0 | 0 | 0 | 208487.8352 | 0 | 0 | 0 | 7766637.074 | 0 | 0 | 0 | 0 | -104692.1217 | 0 | 0 | 0 | 0 | 0 | 0 | 0 | 131438.2195 | 0 | 0 | 0 | 18817.3245 | 0 | 0
2016-12-28 20:00 | 0 | 0 | 0 | 0 | 32063.9219 | 507901.2242 | 444718 | 0 | 0 | 0 | 695248.5322 | 0 | 0 | 0 | 0 | 0 | 0 | 135934.2675 | 0 | 0 | 0 | 7781659.867 | 0 | 0 | 0 | 0 | 148983.3894 | 0 | 0 | 0 | 0 | 0 | 0 | 0 | -72553.5677 | 0 | 0 | 0 | 18817.3245 | 0 | 0
2016-12-28 21:00 | 0 | 0 | 0 | 0 | 218853.0241 | 529015.9092 | 448630 | 0 | 0 | 0 | 844231.9216 | 0 | 0 | 0 | 0 | 0 | 0 | 267372.487 | 0 | 0 | 0 | 7796682.6 | 0 | 0 | 0 | 0 | 148983.3894 | 0 | 0 | 0 | 0 | 0 | 0 | 0 | 131438.2195 | 0 | 0 | 0 | 18817.3245 | 0 | 0
2016-12-28 22:00 | 0 | 0 | 0 | 0 | 0 | 460558.1066 | 463782 | 0 | 0 | 0 | 695248.5322 | 0 | 0 | 0 | 0 | 0 | 0 | 394314.6585 | 0 | 0 | 0 | 7811705.2728 | 0 | 0 | 0 | 0 | -148983.3894 | 0 | 0 | 0 | 0 | 0 | 0 | 0 | 126942.1715 | 0 | 0 | 0 | 18817.3245 | 0 | 0
2016-12-28 23:00 | 0 | 0 | 0 | 0 | 325924.3724 | 187944.122 | 477506 | 0 | 0 | 0 | 844231.9216 | 0 | 0 | 0 | 0 | 0 | 0 | 262876.439 | 0 | 0 | 0 | 7826727.8856 | 0 | 0 | 0 | 0 | 148983.3894 | 0 | 0 | 0 | 0 | 0 | 0 | 0 | -131438.2195 | 0 | 0 | 0 | 18817.3245 | 0 | 0
2016-12-29 | 0 | 0 | 0 | 0 | 217844.1455 | 1646.5701 | 481095 | 0 | 0 | 0 | 695248.5322 | 0 | 0 | 0 | 0 | 0 | 0 | 131438.2195 | 0 | 0 | 0 | 7841750.4382 | 0 | 0 | 0 | 0 | -148983.3894 | 0 | 0 | 0 | 0 | 0 | 0 | 0 | -131438.2195 | 0 | 0 | 0 | 18817.3245 | 0 | 0
2016-12-29 01:00 | 0 | 0 | 0 | 0 | 217803.7156 | 0 | 479408 | 0 | 0 | 0 | 546265.1429 | 0 | 0 | 0 | 0 | 0 | 0 | 0 | 0 | 0 | 0 | 7856772.9308 | 0 | 0 | 0 | 0 | -148983.3894 | 0 | 0 | 0 | 0 | 0 | 0 | 0 | -131438.2195 | 0 | 0 | 0 | 18817.3245 | 0 | 0
2016-12-29 02:00 | 0 | 0 | 0 | 0 | 767404.9334 | 0 | 468166 | 0 | 0 | 0 | 695248.5322 | 0 | 0 | 0 | 0 | 0 | 0 | 131438.2195 | 0 | 0 | 0 | 7871795.3633 | 0 | 0 | 0 | 0 | 148983.3894 | 0 | 0 | 0 | 0 | 0 | 0 | 0 | 131438.2195 | 0 | 0 | 0 | 18817.3245 | 0 | 0
2016-12-29 03:00 | 0 | 0 | 0 | 0 | 187373.7156 | 0 | 448978 | 0 | 0 | 0 | 546265.1429 | 0 | 0 | 0 | 0 | 0 | 0 | 0 | 0 | 0 | 0 | 7886817.7357 | 0 | 0 | 0 | 0 | -148983.3894 | 0 | 0 | 0 | 0 | 0 | 0 | 0 | -131438.2195 | 0 | 0 | 0 | 18817.3245 | 0 | 0
2016-12-29 04:00 | 0 | 0 | 0 | 0 | 725987.9334 | 0 | 426749 | 0 | 0 | 0 | 695248.5322 | 0 | 0 | 0 | 0 | 0 | 0 | 131438.2195 | 0 | 0 | 0 | 7901840.048 | 0 | 0 | 0 | 0 | 148983.3894 | 0 | 0 | 0 | 0 | 0 | 0 | 0 | 131438.2195 | 0 | 0 | 0 | 18817.3245 | 0 | 0
2016-12-29 05:00 | 0 | 0 | 0 | 0 | 145757.7156 | 0 | 407362 | 0 | 0 | 0 | 546265.1429 | 0 | 0 | 0 | 0 | 0 | 0 | 0 | 0 | 0 | 0 | 7916862.3003 | 0 | 0 | 0 | 0 | -148983.3894 | 0 | 0 | 0 | 0 | 0 | 0 | 0 | -131438.2195 | 0 | 0 | 0 | 18817.3245 | 0 | 0
2016-12-29 06:00 | 0 | 0 | 0 | 0 | 261783.9351 | 0 | 391950 | 0 | 0 | 0 | 397281.7535 | 0 | 0 | 0 | 0 | 0 | 0 | 0 | 0 | 0 | 0 | 7931884.4924 | 0 | 0 | 0 | 0 | -148983.3894 | 0 | 0 | 0 | 0 | 0 | 0 | 0 | 0 | 0 | 0 | 0 | 18817.3245 | 0 | 0
2016-12-29 07:00 | 0 | 0 | 0 | 0 | 680157.9334 | 0 | 380919 | 0 | 0 | 0 | 546265.1429 | 0 | 0 | 0 | 0 | 0 | 0 | 131438.2195 | 0 | 0 | 0 | 7946906.6245 | 0 | 0 | 0 | 0 | 148983.3894 | 0 | 0 | 0 | 0 | 0 | 0 | 0 | 131438.2195 | 0 | 0 | 0 | 18817.3245 | 0 | 0
2016-12-29 08:00 | 0 | 0 | 0 | 0 | 113359.7156 | 0 | 374964 | 0 | 0 | 0 | 397281.7535 | 0 | 0 | 0 | 0 | 0 | 0 | 0 | 0 | 0 | 0 | 7961928.6964 | 0 | 0 | 0 | 0 | -148983.3894 | 0 | 0 | 0 | 0 | 0 | 0 | 0 | -131438.2195 | 0 | 0 | 0 | 18817.3245 | 0 | 0
2016-12-29 09:00 | 0 | 0 | 0 | 0 | 674916.9334 | 0 | 375678 | 0 | 0 | 0 | 546265.1429 | 0 | 0 | 0 | 0 | 0 | 0 | 131438.2195 | 0 | 0 | 0 | 7976950.7083 | 0 | 0 | 0 | 0 | 148983.3894 | 0 | 0 | 0 | 0 | 0 | 0 | 0 | 131438.2195 | 0 | 0 | 0 | 18817.3245 | 0 | 0
2016-12-29 10:00 | 0 | 0 | 0 | 0 | 121688.7156 | 0 | 383293 | 0 | 0 | 0 | 397281.7535 | 0 | 0 | 0 | 0 | 0 | 0 | 0 | 0 | 0 | 0 | 7991972.6601 | 0 | 0 | 0 | 0 | -148983.3894 | 0 | 0 | 0 | 0 | 0 | 0 | 0 | -131438.2195 | 0 | 0 | 0 | 18817.3245 | 0 | 0
2016-12-29 11:00 | 0 | 0 | 0 | 0 | 401539.1546 | 0 | 400267 | 0 | 0 | 0 | 248298.3641 | 0 | 0 | 0 | 0 | 0 | 0 | 131438.2195 | 0 | 0 | 0 | 8006994.5518 | 0 | 0 | 0 | 0 | -148983.3894 | 0 | 0 | 0 | 0 | 0 | 0 | 0 | 131438.2195 | 0 | 0 | 0 | 18817.3245 | 0 | 0
2016-12-29 12:00 | 0 | 0 | 0 | 0 | 459185.4943 | 0 | 422823 | 0 | 0 | 0 | 397281.7535 | 0 | 0 | 0 | 0 | 0 | 0 | 0 | 0 | 0 | 0 | 8022016.3834 | 0 | 0 | 0 | 0 | 148983.3894 | 0 | 0 | 0 | 0 | 0 | 0 | 0 | -131438.2195 | 0 | 0 | 0 | 18817.3245 | 0 | 0
2016-12-29 13:00 | 0 | 0 | 0 | 0 | 607512.7139 | 0 | 439712 | 0 | 0 | 0 | 546265.1429 | 0 | 0 | 0 | 0 | 0 | 0 | 0 | 0 | 0 | 0 | 8037038.1549 | 0 | 0 | 0 | 0 | 148983.3894 | 0 | 0 | 0 | 0 | 0 | 0 | 0 | 0 | 0 | 0 | 0 | 18817.3245 | 0 | 0
2016-12-29 14:00 | 0 | 0 | 0 | 0 | 698222.5945 | 52953.3388 | 451937 | 0 | 0 | 0 | 695248.5322 | 0 | 0 | 0 | 0 | 0 | 0 | 131438.2195 | 0 | 0 | 0 | 8052059.8663 | 0 | 0 | 0 | 0 | 148983.3894 | 0 | 0 | 0 | 0 | 0 | 0 | 0 | 131438.2195 | 0 | 0 | 0 | 18817.3245 | 0 | 0
2016-12-29 15:00 | 0 | 0 | 0 | 0 | 0 | 346026.2029 | 458406 | 0 | 0 | 0 | 546265.1429 | 0 | 0 | 0 | 0 | 0 | 0 | 149224.4873 | 0 | 0 | 0 | 8067081.5177 | 0 | 0 | 0 | 0 | -148983.3894 | 0 | 0 | 0 | 0 | 0 | 0 | 0 | 17786.2678 | 0 | 0 | 0 | 18817.3245 | 0 | 0
2016-12-29 16:00 | 0 | 0 | 0 | 0 | 256100.6311 | 502780.3023 | 459642 | 0 | 0 | 0 | 695248.5322 | 0 | 0 | 0 | 0 | 0 | 0 | 280662.7068 | 0 | 0 | 0 | 8082103.1089 | 0 | 0 | 0 | 0 | 148983.3894 | 0 | 0 | 0 | 0 | 0 | 0 | 0 | 131438.2195 | 0 | 0 | 0 | 18817.3245 | 0 | 0
2016-12-29 17:00 | 0 | 0 | 0 | 0 | 0 | 514997.6346 | 457177 | 0 | 0 | 0 | 844231.9216 | 0 | 0 | 0 | 0 | 0 | 0 | 170682.6276 | 0 | 0 | 0 | 8097124.6401 | 0 | 0 | 0 | 0 | 148983.3894 | 0 | 0 | 0 | 0 | 0 | 0 | 0 | -109980.0792 | 0 | 0 | 0 | 18817.3245 | 0 | 0
2016-12-29 18:00 | 0 | 0 | 0 | 0 | 0 | 486047.3905 | 453413 | 0 | 0 | 0 | 989487.2072 | 0 | 0 | 0 | 0 | 0 | 0 | 39244.4081 | 0 | 0 | 0 | 8112146.1112 | 0 | 0 | 0 | 0 | 145255.2856 | 0 | 0 | 0 | 0 | 0 | 0 | 0 | -131438.2195 | 0 | 0 | 0 | 18817.3245 | 0 | 0
2016-12-29 19:00 | 0 | 0 | 0 | 0 | 0 | 468002.907 | 448588 | 0 | 0 | 0 | 858646.5702 | 0 | 0 | 0 | 0 | 0 | 0 | 170682.6276 | 0 | 0 | 0 | 8127167.5222 | 0 | 0 | 0 | 0 | -130840.637 | 0 | 0 | 0 | 0 | 0 | 0 | 0 | 131438.2195 | 0 | 0 | 0 | 18817.3245 | 0 | 0
2016-12-29 20:00 | 0 | 0 | 0 | 0 | 105466.63 | 468255.6757 | 445166 | 0 | 0 | 0 | 1007629.9595 | 0 | 0 | 0 | 0 | 0 | 0 | 131438.2195 | 0 | 0 | 0 | 8142188.8731 | 0 | 0 | 0 | 0 | 148983.3894 | 0 | 0 | 0 | 0 | 0 | 0 | 0 | -39244.4081 | 0 | 0 | 0 | 18817.3245 | 0 | 0
2016-12-29 21:00 | 0 | 0 | 0 | 0 | 0 | 484610.6933 | 448553 | 0 | 0 | 0 | 893432.1088 | 0 | 0 | 0 | 0 | 0 | 0 | 262876.439 | 0 | 0 | 0 | 8157210.1639 | 0 | 0 | 0 | 0 | -114197.8507 | 0 | 0 | 0 | 0 | 0 | 0 | 0 | 131438.2195 | 0 | 0 | 0 | 18817.3245 | 0 | 0
2016-12-29 22:00 | 0 | 0 | 0 | 0 | 93887.3848 | 406376.1096 | 463901 | 0 | 0 | 0 | 1042415.4982 | 0 | 0 | 0 | 0 | 0 | 0 | 131438.2195 | 0 | 0 | 0 | 8172231.3947 | 0 | 0 | 0 | 0 | 148983.3894 | 0 | 0 | 0 | 0 | 0 | 0 | 0 | -131438.2195 | 0 | 0 | 0 | 18817.3245 | 0 | 0
2016-12-29 23:00 | 0 | 0 | 0 | 0 | 51110.5593 | 167881.1563 | 480596 | 0 | 0 | 0 | 893432.1088 | 0 | 0 | 0 | 0 | 0 | 0 | 0 | 0 | 0 | 0 | 8187252.5654 | 0 | 0 | 0 | 0 | -148983.3894 | 0 | 0 | 0 | 0 | 0 | 0 | 0 | -131438.2195 | 0 | 0 | 0 | 18817.3245 | 0 | 0
2016-12-30 | 0 | 0 | 0 | 0 | 616203.2796 | 1606.4912 | 486871 | 0 | 0 | 0 | 874115.3356 | 0 | 0 | 0 | 0 | 0 | 0 | 131438.2195 | 0 | 0 | 0 | 8202273.6759 | 0 | 0 | 0 | 0 | -19316.7733 | 0 | 0 | 0 | 0 | 0 | 0 | 0 | 131438.2195 | 0 | 0 | 0 | 18817.3245 | 0 | 0
2016-12-30 01:00 | 0 | 0 | 0 | 0 | 225477.7156 | 0 | 487082 | 0 | 0 | 0 | 725131.9462 | 0 | 0 | 0 | 0 | 0 | 0 | 0 | 0 | 0 | 0 | 8217294.7264 | 0 | 0 | 0 | 0 | -148983.3894 | 0 | 0 | 0 | 0 | 0 | 0 | 0 | -131438.2195 | 0 | 0 | 0 | 18817.3245 | 0 | 0
2016-12-30 02:00 | 0 | 0 | 0 | 0 | 628612.5427 | 0 | 476994 | 0 | 0 | 0 | 726494.9449 | 0 | 0 | 0 | 0 | 0 | 0 | 131438.2195 | 0 | 0 | 0 | 8232315.7168 | 0 | 0 | 0 | 0 | 1362.9987 | 0 | 0 | 0 | 0 | 0 | 0 | 0 | 131438.2195 | 0 | 0 | 0 | 18817.3245 | 0 | 0
2016-12-30 03:00 | 0 | 0 | 0 | 0 | 198525.7156 | 0 | 460130 | 0 | 0 | 0 | 577511.5555 | 0 | 0 | 0 | 0 | 0 | 0 | 0 | 0 | 0 | 0 | 8247336.6472 | 0 | 0 | 0 | 0 | -148983.3894 | 0 | 0 | 0 | 0 | 0 | 0 | 0 | -131438.2195 | 0 | 0 | 0 | 18817.3245 | 0 | 0
2016-12-30 04:00 | 0 | 0 | 0 | 0 | 650595.1086 | 0 | 439914 | 0 | 0 | 0 | 637937.1202 | 0 | 0 | 0 | 0 | 0 | 0 | 131438.2195 | 0 | 0 | 0 | 8262357.5174 | 0 | 0 | 0 | 0 | 60425.5646 | 0 | 0 | 0 | 0 | 0 | 0 | 0 | 131438.2195 | 0 | 0 | 0 | 18817.3245 | 0 | 0
2016-12-30 05:00 | 0 | 0 | 0 | 0 | 160298.7156 | 0 | 421903 | 0 | 0 | 0 | 488953.7308 | 0 | 0 | 0 | 0 | 0 | 0 | 0 | 0 | 0 | 0 | 8277378.3275 | 0 | 0 | 0 | 0 | -148983.3894 | 0 | 0 | 0 | 0 | 0 | 0 | 0 | -131438.2195 | 0 | 0 | 0 | 18817.3245 | 0 | 0
2016-12-30 06:00 | 0 | 0 | 0 | 0 | 647809.4816 | 0 | 407091 | 0 | 0 | 0 | 579416.6684 | 0 | 0 | 0 | 0 | 0 | 0 | 131438.2195 | 0 | 0 | 0 | 8292399.0776 | 0 | 0 | 0 | 0 | 90462.9376 | 0 | 0 | 0 | 0 | 0 | 0 | 0 | 131438.2195 | 0 | 0 | 0 | 18817.3245 | 0 | 0
2016-12-30 07:00 | 0 | 0 | 0 | 0 | 435048.4943 | 0 | 398686 | 0 | 0 | 0 | 728400.0578 | 0 | 0 | 0 | 0 | 0 | 0 | 0 | 0 | 0 | 0 | 8307419.7676 | 0 | 0 | 0 | 0 | 148983.3894 | 0 | 0 | 0 | 0 | 0 | 0 | 0 | -131438.2195 | 0 | 0 | 0 | 18817.3245 | 0 | 0
2016-12-30 08:00 | 0 | 0 | 0 | 0 | 634046.4333 | 0 | 394429 | 0 | 0 | 0 | 817761.9471 | 0 | 0 | 0 | 0 | 0 | 0 | 131438.2195 | 0 | 0 | 0 | 8322440.3975 | 0 | 0 | 0 | 0 | 89361.8894 | 0 | 0 | 0 | 0 | 0 | 0 | 0 | 131438.2195 | 0 | 0 | 0 | 18817.3245 | 0 | 0
2016-12-30 09:00 | 0 | 0 | 0 | 0 | 134722.7156 | 0 | 396327 | 0 | 0 | 0 | 668778.5577 | 0 | 0 | 0 | 0 | 0 | 0 | 0 | 0 | 0 | 0 | 8337460.9673 | 0 | 0 | 0 | 0 | -148983.3894 | 0 | 0 | 0 | 0 | 0 | 0 | 0 | -131438.2195 | 0 | 0 | 0 | 18817.3245 | 0 | 0
2016-12-30 10:00 | 0 | 0 | 0 | 0 | 634219.2273 | 0 | 405523 | 0 | 0 | 0 | 747219.2411 | 0 | 0 | 0 | 0 | 0 | 0 | 131438.2195 | 0 | 0 | 0 | 8352481.4771 | 0 | 0 | 0 | 0 | 78440.6833 | 0 | 0 | 0 | 0 | 0 | 0 | 0 | 131438.2195 | 0 | 0 | 0 | 18817.3245 | 0 | 0
2016-12-30 11:00 | 0 | 0 | 0 | 0 | 163540.7156 | 0 | 425145 | 0 | 0 | 0 | 598235.8517 | 0 | 0 | 0 | 0 | 0 | 0 | 0 | 0 | 0 | 0 | 8367501.9267 | 0 | 0 | 0 | 0 | -148983.3894 | 0 | 0 | 0 | 0 | 0 | 0 | 0 | -131438.2195 | 0 | 0 | 0 | 18817.3245 | 0 | 0
2016-12-30 12:00 | 0 | 0 | 0 | 0 | 657051.8131 | 0 | 447660 | 0 | 0 | 0 | 657372.1208 | 0 | 0 | 0 | 0 | 0 | 0 | 131438.2195 | 0 | 0 | 0 | 8382522.3163 | 0 | 0 | 0 | 0 | 59136.2691 | 0 | 0 | 0 | 0 | 0 | 0 | 0 | 131438.2195 | 0 | 0 | 0 | 18817.3245 | 0 | 0
2016-12-30 13:00 | 0 | 0 | 0 | 0 | 201842.7156 | 0 | 463447 | 0 | 0 | 0 | 508388.7314 | 0 | 0 | 0 | 0 | 0 | 0 | 0 | 0 | 0 | 0 | 8397542.6458 | 0 | 0 | 0 | 0 | -148983.3894 | 0 | 0 | 0 | 0 | 0 | 0 | 0 | -131438.2195 | 0 | 0 | 0 | 18817.3245 | 0 | 0
2016-12-30 14:00 | 0 | 0 | 0 | 0 | 274205.7696 | 65851.1656 | 470223 | 0 | 0 | 0 | 359405.342 | 0 | 0 | 0 | 0 | 0 | 0 | 0 | 0 | 0 | 0 | 8412562.9152 | 0 | 0 | 0 | 0 | -148983.3894 | 0 | 0 | 0 | 0 | 0 | 0 | 0 | 0 | 0 | 0 | 0 | 18817.3245 | 0 | 0
2016-12-30 15:00 | 0 | 0 | 0 | 0 | 435015.0396 | 335495.8937 | 471272 | 0 | 0 | 0 | 508388.7314 | 0 | 0 | 0 | 0 | 0 | 0 | 131438.2195 | 0 | 0 | 0 | 8427583.1246 | 0 | 0 | 0 | 0 | 148983.3894 | 0 | 0 | 0 | 0 | 0 | 0 | 0 | 131438.2195 | 0 | 0 | 0 | 18817.3245 | 0 | 0
2016-12-30 16:00 | 0 | 0 | 0 | 0 | 0 | 475150.3511 | 467833 | 0 | 0 | 0 | 365450.5385 | 0 | 0 | 0 | 0 | 0 | 0 | 262876.439 | 0 | 0 | 0 | 8442603.2738 | 0 | 0 | 0 | 0 | -142938.1929 | 0 | 0 | 0 | 0 | 0 | 0 | 0 | 131438.2195 | 0 | 0 | 0 | 18817.3245 | 0 | 0
2016-12-30 17:00 | 0 | 0 | 0 | 0 | 263472.0545 | 497048.8789 | 461282 | 0 | 0 | 0 | 514433.9279 | 0 | 0 | 0 | 0 | 0 | 0 | 394314.6585 | 0 | 0 | 0 | 8457623.363 | 0 | 0 | 0 | 0 | 148983.3894 | 0 | 0 | 0 | 0 | 0 | 0 | 0 | 131438.2195 | 0 | 0 | 0 | 18817.3245 | 0 | 0
2016-12-30 18:00 | 0 | 0 | 0 | 0 | 17541.5096 | 472176.9847 | 453356 | 0 | 0 | 0 | 663417.3172 | 0 | 0 | 0 | 0 | 0 | 0 | 262876.439 | 0 | 0 | 0 | 8472643.3921 | 0 | 0 | 0 | 0 | 148983.3894 | 0 | 0 | 0 | 0 | 0 | 0 | 0 | -131438.2195 | 0 | 0 | 0 | 18817.3245 | 0 | 0
2016-12-30 19:00 | 0 | 0 | 0 | 0 | 24244.2988 | 458200.1955 | 446082 | 0 | 0 | 0 | 812400.7066 | 0 | 0 | 0 | 0 | 0 | 0 | 131438.2195 | 0 | 0 | 0 | 8487663.3611 | 0 | 0 | 0 | 0 | 148983.3894 | 0 | 0 | 0 | 0 | 0 | 0 | 0 | -131438.2195 | 0 | 0 | 0 | 18817.3245 | 0 | 0
2016-12-30 20:00 | 0 | 0 | 0 | 0 | 0 | 466050.144 | 441690 | 0 | 0 | 0 | 686505.3066 | 0 | 0 | 0 | 0 | 0 | 0 | 262876.439 | 0 | 0 | 0 | 8502683.27 | 0 | 0 | 0 | 0 | -125895.4 | 0 | 0 | 0 | 0 | 0 | 0 | 0 | 131438.2195 | 0 | 0 | 0 | 18817.3245 | 0 | 0
2016-12-30 21:00 | 0 | 0 | 0 | 0 | 8607.3443 | 474229.1501 | 446474 | 0 | 0 | 0 | 835488.696 | 0 | 0 | 0 | 0 | 0 | 0 | 131438.2195 | 0 | 0 | 0 | 8517703.1189 | 0 | 0 | 0 | 0 | 148983.3894 | 0 | 0 | 0 | 0 | 0 | 0 | 0 | -131438.2195 | 0 | 0 | 0 | 18817.3245 | 0 | 0
2016-12-30 22:00 | 0 | 0 | 0 | 0 | 77506.5917 | 387389.5629 | 463624 | 0 | 0 | 0 | 686505.3066 | 0 | 0 | 0 | 0 | 0 | 0 | 262876.439 | 0 | 0 | 0 | 8532722.9077 | 0 | 0 | 0 | 0 | -148983.3894 | 0 | 0 | 0 | 0 | 0 | 0 | 0 | 131438.2195 | 0 | 0 | 0 | 18817.3245 | 0 | 0
2016-12-30 23:00 | 0 | 0 | 0 | 0 | 387692.9757 | 129761.5187 | 481092 | 0 | 0 | 0 | 835488.696 | 0 | 0 | 0 | 0 | 0 | 0 | 131438.2195 | 0 | 0 | 0 | 8547742.6364 | 0 | 0 | 0 | 0 | 148983.3894 | 0 | 0 | 0 | 0 | 0 | 0 | 0 | -131438.2195 | 0 | 0 | 0 | 18817.3245 | 0 | 0
2016-12-31 | 0 | 0 | 0 | 0 | 487642.2508 | 1309.9038 | 487680 | 0 | 0 | 0 | 686505.3066 | 0 | 0 | 0 | 0 | 0 | 0 | 262876.439 | 0 | 0 | 0 | 8562762.305 | 0 | 0 | 0 | 0 | -148983.3894 | 0 | 0 | 0 | 0 | 0 | 0 | 0 | 131438.2195 | 0 | 0 | 0 | 18817.3245 | 0 | 0
2016-12-31 01:00 | 0 | 0 | 0 | 0 | 525787.4943 | 0 | 489425 | 0 | 0 | 0 | 835488.696 | 0 | 0 | 0 | 0 | 0 | 0 | 131438.2195 | 0 | 0 | 0 | 8577781.9135 | 0 | 0 | 0 | 0 | 148983.3894 | 0 | 0 | 0 | 0 | 0 | 0 | 0 | -131438.2195 | 0 | 0 | 0 | 18817.3245 | 0 | 0
2016-12-31 02:00 | 0 | 0 | 0 | 0 | 483150.1546 | 0 | 481878 | 0 | 0 | 0 | 686505.3066 | 0 | 0 | 0 | 0 | 0 | 0 | 262876.439 | 0 | 0 | 0 | 8592801.462 | 0 | 0 | 0 | 0 | -148983.3894 | 0 | 0 | 0 | 0 | 0 | 0 | 0 | 131438.2195 | 0 | 0 | 0 | 18817.3245 | 0 | 0
2016-12-31 03:00 | 0 | 0 | 0 | 0 | 206615.7156 | 0 | 468220 | 0 | 0 | 0 | 537521.9172 | 0 | 0 | 0 | 0 | 0 | 0 | 131438.2195 | 0 | 0 | 0 | 8607820.9504 | 0 | 0 | 0 | 0 | -148983.3894 | 0 | 0 | 0 | 0 | 0 | 0 | 0 | -131438.2195 | 0 | 0 | 0 | 18817.3245 | 0 | 0
2016-12-31 04:00 | 0 | 0 | 0 | 0 | 487318.4943 | 0 | 450956 | 0 | 0 | 0 | 686505.3066 | 0 | 0 | 0 | 0 | 0 | 0 | 0 | 0 | 0 | 0 | 8622840.3787 | 0 | 0 | 0 | 0 | 148983.3894 | 0 | 0 | 0 | 0 | 0 | 0 | 0 | -131438.2195 | 0 | 0 | 0 | 18817.3245 | 0 | 0
2016-12-31 05:00 | 0 | 0 | 0 | 0 | 434272.1546 | 0 | 433000 | 0 | 0 | 0 | 537521.9172 | 0 | 0 | 0 | 0 | 0 | 0 | 131438.2195 | 0 | 0 | 0 | 8637859.7469 | 0 | 0 | 0 | 0 | -148983.3894 | 0 | 0 | 0 | 0 | 0 | 0 | 0 | 131438.2195 | 0 | 0 | 0 | 18817.3245 | 0 | 0
2016-12-31 06:00 | 0 | 0 | 0 | 0 | 456659.4943 | 0 | 420297 | 0 | 0 | 0 | 686505.3066 | 0 | 0 | 0 | 0 | 0 | 0 | 0 | 0 | 0 | 0 | 8652879.055 | 0 | 0 | 0 | 0 | 148983.3894 | 0 | 0 | 0 | 0 | 0 | 0 | 0 | -131438.2195 | 0 | 0 | 0 | 18817.3245 | 0 | 0
2016-12-31 07:00 | 0 | 0 | 0 | 0 | 412958.1546 | 0 | 411686 | 0 | 0 | 0 | 537521.9172 | 0 | 0 | 0 | 0 | 0 | 0 | 131438.2195 | 0 | 0 | 0 | 8667898.3031 | 0 | 0 | 0 | 0 | -148983.3894 | 0 | 0 | 0 | 0 | 0 | 0 | 0 | 131438.2195 | 0 | 0 | 0 | 18817.3245 | 0 | 0
2016-12-31 08:00 | 0 | 0 | 0 | 0 | 442517.4943 | 0 | 406155 | 0 | 0 | 0 | 686505.3066 | 0 | 0 | 0 | 0 | 0 | 0 | 0 | 0 | 0 | 0 | 8682917.4911 | 0 | 0 | 0 | 0 | 148983.3894 | 0 | 0 | 0 | 0 | 0 | 0 | 0 | -131438.2195 | 0 | 0 | 0 | 18817.3245 | 0 | 0
2016-12-31 09:00 | 0 | 0 | 0 | 0 | 405561.1546 | 0 | 404289 | 0 | 0 | 0 | 537521.9172 | 0 | 0 | 0 | 0 | 0 | 0 | 131438.2195 | 0 | 0 | 0 | 8697936.619 | 0 | 0 | 0 | 0 | -148983.3894 | 0 | 0 | 0 | 0 | 0 | 0 | 0 | 131438.2195 | 0 | 0 | 0 | 18817.3245 | 0 | 0
2016-12-31 10:00 | 0 | 0 | 0 | 0 | 146245.7156 | 0 | 407850 | 0 | 0 | 0 | 388538.5279 | 0 | 0 | 0 | 0 | 0 | 0 | 0 | 0 | 0 | 0 | 8712955.6868 | 0 | 0 | 0 | 0 | -148983.3894 | 0 | 0 | 0 | 0 | 0 | 0 | 0 | -131438.2195 | 0 | 0 | 0 | 18817.3245 | 0 | 0
2016-12-31 11:00 | 0 | 0 | 0 | 0 | 582939.7139 | 0 | 415139 | 0 | 0 | 0 | 537521.9172 | 0 | 0 | 0 | 0 | 0 | 0 | 0 | 0 | 0 | 0 | 8727974.6946 | 0 | 0 | 0 | 0 | 148983.3894 | 0 | 0 | 0 | 0 | 0 | 0 | 0 | 0 | 0 | 0 | 0 | 18817.3245 | 0 | 0
2016-12-31 12:00 | 0 | 0 | 0 | 0 | 427718.1546 | 0 | 426446 | 0 | 0 | 0 | 388538.5279 | 0 | 0 | 0 | 0 | 0 | 0 | 131438.2195 | 0 | 0 | 0 | 8742993.6423 | 0 | 0 | 0 | 0 | -148983.3894 | 0 | 0 | 0 | 0 | 0 | 0 | 0 | 131438.2195 | 0 | 0 | 0 | 18817.3245 | 0 | 0
2016-12-31 13:00 | 0 | 0 | 0 | 0 | 665748.5444 | 0 | 437460 | 0 | 0 | 0 | 537521.9172 | 0 | 0 | 0 | 0 | 0 | 0 | 191926.0501 | 0 | 0 | 0 | 8758012.5299 | 0 | 0 | 0 | 0 | 148983.3894 | 0 | 0 | 0 | 0 | 0 | 0 | 0 | 60487.8306 | 0 | 0 | 0 | 18817.3245 | 0 | 0
2016-12-31 14:00 | 0 | 0 | 0 | 0 | 146582.5227 | 35953.1929 | 444140 | 0 | 0 | 0 | 388538.5279 | 0 | 0 | 0 | 0 | 0 | 0 | 60487.8306 | 0 | 0 | 0 | 8773031.3574 | 0 | 0 | 0 | 0 | -148983.3894 | 0 | 0 | 0 | 0 | 0 | 0 | 0 | -131438.2195 | 0 | 0 | 0 | 18817.3245 | 0 | 0
2016-12-31 15:00 | 0 | 0 | 0 | 0 | 0 | 290919.1931 | 446688 | 0 | 0 | 0 | 239555.1385 | 0 | 0 | 0 | 0 | 0 | 0 | 34885.0886 | 0 | 0 | 0 | 8788050.1249 | 0 | 0 | 0 | 0 | -148983.3894 | 0 | 0 | 0 | 0 | 0 | 0 | 0 | -25602.742 | 0 | 0 | 0 | 18817.3245 | 0 | 0
2016-12-31 16:00 | 0 | 0 | 0 | 0 | 296499.9776 | 448529.9558 | 445791 | 0 | 0 | 0 | 388538.5279 | 0 | 0 | 0 | 0 | 0 | 0 | 166323.3081 | 0 | 0 | 0 | 8803068.8323 | 0 | 0 | 0 | 0 | 148983.3894 | 0 | 0 | 0 | 0 | 0 | 0 | 0 | 131438.2195 | 0 | 0 | 0 | 18817.3245 | 0 | 0
2016-12-31 17:00 | 0 | 0 | 0 | 0 | 0 | 502058.3274 | 442001 | 0 | 0 | 0 | 537521.9172 | 0 | 0 | 0 | 0 | 0 | 0 | 58579.9216 | 0 | 0 | 0 | 8818087.4796 | 0 | 0 | 0 | 0 | 148983.3894 | 0 | 0 | 0 | 0 | 0 | 0 | 0 | -107743.3864 | 0 | 0 | 0 | 18817.3245 | 0 | 0
2016-12-31 18:00 | 0 | 0 | 0 | 0 | 245879.7611 | 490843.1722 | 437484 | 0 | 0 | 0 | 686505.3066 | 0 | 0 | 0 | 0 | 0 | 0 | 190018.1412 | 0 | 0 | 0 | 8833106.0668 | 0 | 0 | 0 | 0 | 148983.3894 | 0 | 0 | 0 | 0 | 0 | 0 | 0 | 131438.2195 | 0 | 0 | 0 | 18817.3245 | 0 | 0
2016-12-31 19:00 | 0 | 0 | 0 | 0 | 0 | 480984.5534 | 433876 | 0 | 0 | 0 | 835488.696 | 0 | 0 | 0 | 0 | 0 | 0 | 69325.9807 | 0 | 0 | 0 | 8848124.594 | 0 | 0 | 0 | 0 | 148983.3894 | 0 | 0 | 0 | 0 | 0 | 0 | 0 | -120692.1605 | 0 | 0 | 0 | 18817.3245 | 0 | 0
2016-12-31 20:00 | 0 | 0 | 0 | 0 | 0 | 491128.9254 | 432009 | 0 | 0 | 0 | 744353.0774 | 0 | 0 | 0 | 0 | 0 | 0 | 200764.2002 | 0 | 0 | 0 | 8863143.0611 | 0 | 0 | 0 | 0 | -91135.6186 | 0 | 0 | 0 | 0 | 0 | 0 | 0 | 131438.2195 | 0 | 0 | 0 | 18817.3245 | 0 | 0
2016-12-31 21:00 | 0 | 0 | 0 | 0 | 0 | 507213.5465 | 435982 | 0 | 0 | 0 | 893336.4667 | 0 | 0 | 0 | 0 | 0 | 0 | 104195.0328 | 0 | 0 | 0 | 8878161.4681 | 0 | 0 | 0 | 0 | 148983.3894 | 0 | 0 | 0 | 0 | 0 | 0 | 0 | -96569.1674 | 0 | 0 | 0 | 18817.3245 | 0 | 0
2016-12-31 22:00 | 0 | 0 | 0 | 0 | 17477.636 | 433864.5186 | 450070 | 0 | 0 | 0 | 744353.0774 | 0 | 0 | 0 | 0 | 0 | 0 | 235633.2523 | 0 | 0 | 0 | 8893179.815 | 0 | 0 | 0 | 0 | -148983.3894 | 0 | 0 | 0 | 0 | 0 | 0 | 0 | 131438.2195 | 0 | 0 | 0 | 18817.3245 | 0 | 0
2016-12-31 23:00 | 0 | 0 | 0 | 0 | 341300.7189 | 154665.7754 | 459604 | 0 | 0 | 0 | 893336.4667 | 0 | 0 | 0 | 0 | 0 | 0 | 104195.0328 | 0 | 0 | 0 | 8908198.1019 | 0 | 0 | 0 | 0 | 148983.3894 | 0 | 0 | 0 | 0 | 0 | 0 | 0 | -131438.2195 | 0 | 0 | 0 | 18817.3245 | 0 | 0
2017-01-01 | 0 | 0 | 0 | 0 | 551658.4025 | 1738.3667 | 460100 | 0 | 0 | 0 | 836377.6919 | 0 | 0 | 0 | 0 | 0 | 0 | 235633.2523 | 0 | 0 | 0 | 8923216.3287 | 0 | 0 | 0 | 0 | -56958.7748 | 0 | 0 | 0 | 0 | 0 | 0 | 0 | 131438.2195 | 0 | 0 | 0 | 18817.3245 | 0 | 0